## Scenario Comparison Summary
Scenario Code | 1B_Draft | 1B_Final | 2B_Draft | 2B_Final | 3A_Draft | 3A_Final | 3C | 3D | 3E | 5B_Draft | 5B_Final | S3_Draft | S3_Final | S5_Draft | S5_Final | S10_Draft | S10_Final
Scenario Name | Existing Policy (Draft) | Existing Policy (Final) | Carbon Reduction - Social Cost of Carbon - Mid-Range (Draft) | Carbon Reduction - Social Cost of Carbon - Mid-Range (Final) | Maximum Carbon Reduction, Existing Technology (Draft) | Maximum Carbon Reduction, Existing Technology (Final) | Retire Coal | Retire Coal w/SCC_MidRange | Retire Coal w/SCC_MidRange - No New Gas | Increased Reliance on External Market (Draft) | Increased Reliance on External Market (Final) | No Demand Response (Draft) | No Demand Response (Final) | Regional RPS @ 35% (Draft) | Regional RPS @ 35% (Final) | Lower Conservation (Draft | Lower Conservation (Final)
NPV System Cost (billion 2012$)
Average System w/CO2 Costs | 87.3628 | 81.8854 | 126.2711 | 116.7082 | 106.9676 | 116.5999 | 97.7369 | 125.6544 | 150.817 | 84.6421 | 76.4811 | 88.4423 | 86.2599 | 121.2151 | 127.9023 | 84.6421 | 97.481
Average System Risk with CO2 Costs | 130.2213 | 116.0363 | 190.8374 | 170.6381 | 158.0104 | 154.6716 | 137.404 | 180.3714 | 208.8851 | 127.2267 | 111.0519 | 131.3078 | 120.6595 | 150.7934 | 138.336 | 127.2267 | 149.1449
Average System Cost without CO2 Costs | 87.3628 | 81.8854 | 88.1551 | 78.024 | 106.9676 | 116.5999 | 97.7369 | 91.214 | 125.53 | 84.6421 | 76.4811 | 88.4423 | 86.2599 | 121.2151 | 127.9023 | 84.6421 | 97.481
Average System Risk without CO2 Costs | 130.2213 | 116.0363 | 132.2789 | 112.696 | 158.0104 | 154.6716 | 137.404 | 129.173 | 175.464 | 127.2267 | 111.0519 | 131.3078 | 120.6595 | 150.7934 | 138.336 | 127.2267 | 149.1449
Rates and Bills (2012$)
Retail Average Revenue Requirement per Megawatt-hour (2012$/MWH)
without CO2 Cost | 90.9725 | 85.7852 | 92.6689 | 84.9044 | 92.7578 | 90.5226 | 87.387 | 86.4356 | 90.3933 | 89.8311 | 84.1302 | N/A | 86.4123 | 97.3085 | 93.5419 | 88.2224 | 83.1305
Average Residential Monthly Bill (2012$/Month)
without CO2 Cost |  | 68.5037 |  | 67.6128 |  | 71.9071 | 70.0536 | 68.9245 | 71.2027 |  | 68.0344 | N/A | 68.8243 |  | 74.8545 |  | 69.6439
Carbon Emissions
In-Region Plants Covered by Clean Power Plan (MMT)
2030 Emissions | 20.5637 | 21.7975 | 12.6775 | 13.7762 | 8.3387 | 10.7387 | 11.0363 | 13.615 | 9.155 | 20.73 | 22.3287 | 20.2688 | 21.4163 | 16.1525 | 13.675 | 21.87 | 24.5075
Cumulative 2016-2035 Emissions | 506.5175 | 502.04 | 283.59 | 297.0013 | 399.5712 | 399.1463 | 400.3575 | 297.0163 | 247.4362 | 508.6162 | 508.83 | 502.3488 | 496.0788 | 451.9 | 414.705 | 523.7975 | 536.9238
Total PNW Power System (MMT)
2030 Emissions | 32.2563 | 33.5375 | 17.6863 | 18.23 | 10.5288 | 13.0825 | 13.4337 | 15.3925 | 10.8087 | 32.5288 | 34.35 | 32.01 | 33.5812 | 25.5738 | 21.6788 | 34.8438 | 37.5288
Cumulative 2016-2035 Emissions | 733.1975 | 728.855 | 373.0175 | 377.3875 | 516.3513 | 527.5412 | 532.0862 | 352.0587 | 298.7025 | 736.34 | 739.2675 | 730.1 | 728.5825 | 646.2663 | 596.9988 | 765.7575 | 780.7787
Resource Development (Average Across All Futures)
Conservation (aMW)
by 2021 | 1313.4425 | 1314.691 | 1427.0487 | 1412.7771 | 1413.485 | 1427.3782 | 1289.6697 | 1335.6101 | 1451.7193 | 1268.1188 | 1208.3323 | 1416.3025 | 1415.5828 | 1245.0638 | 1285.578 | 791.5101 | 671.8056
by 2026 | 2940.9837 | 2933.5605 | 3135.3663 | 3088.5202 | 3088.6537 | 3103.9301 | 2848.962 | 3001.7969 | 3215.2583 | 2832.7825 | 2681.735 | 3112.0163 | 3083.2125 | 2783.1675 | 2820.1583 | 1812.5425 | 1454.8418
by 2035 | 4247.5775 | 4186.7319 | 4529.0238 | 4356.9573 | 4401.8425 | 4361.7048 | 3967.7649 | 4309.0456 | 4715.8155 | 4033.8088 | 3723.8167 | 4484.5988 | 4309.3285 | 3971.5662 | 3749.3467 | 3037.1863 | 2342.9324
Conservation (MW)
by 2021 | 2713.9963 | 2713.9963 | 2959.3337 | 2556.9988 | 2930.1912 | 2584.6712 | 2329.6687 | 2413.9062 | 2636.8713 | 2618.1562 | 2194.1438 | 2936.7925 | 2562.07 | 2574.4225 | 2321.9187 | 2618.1562 | 1268.6688
by 2026 | 6578.3888 | 6578.3888 | 7028.1313 | 6014.405 | 6917.7238 | 6045.84 | 5536.2575 | 5840.6025 | 6303.0063 | 6330.1587 | 5232.1912 | 6974.66 | 6002.8375 | 6237.3488 | 5478.8525 | 6330.1587 | 2900.455
by 2035 | 10129.2812 | 10129.2812 | 10810.17 | 9064.0987 | 10486.7138 | 9071.1775 | 8227.5025 | 8974.9862 | 9943.7975 | 9594.855 | 7743.4263 | 10700.9875 | 8956.8937 | 9475.1187 | 7754.725 | 9594.855 | 4913.61
Renewable Resources (aMW)
by 2021 | 1.8713 | 4.32 | 1.7288 | 3.21 | 1.9175 | 2.8762 | 16.2838 | 18.9113 | 26.4788 | 0 | 0 | 0 | 26.52 | 859.1875 | 737.1013 | 11.4962 | 15.9412
by 2026 | 60.9538 | 4.5812 | 50.4 | 3.5425 | 49.2663 | 3.1412 | 35.6862 | 92.6425 | 878.6487 | 56.8387 | 0.32875 | 50.2725 | 27.0175 | 2873.6088 | 2712.105 | 149.4737 | 17.685
by 2035 | 339.5412 | 105.7512 | 304.2575 | 118.5213 | 336.6962 | 70.2525 | 266.7413 | 360.2375 | 3008.0912 | 231.5188 | 106.565 | 304.8538 | 163.4125 | 2910.4263 | 3970.875 | 589.585 | 255.8075
Renewable Resources (MW)
by 2021 | 0.2375 | 0.2375 | 0.26875 | 0.2975 | 0.30625 | 0.25625 | 9.8562 | 22.805 | 24.8075 | 0.04375 | 0 | 0 | 2.04 | 130.0737 | 731.8338 | 0.04375 | 1.2263
by 2026 | 2.15 | 2.15 | 1.6687 | 0.4975 | 3.4638 | 0.66875 | 23.28 | 68.8538 | 684.6075 | 2.4813 | 0.20375 | 1.625 | 2.1938 | 380.0875 | 1275.2438 | 2.4813 | 2.3937
by 2035 | 26.365 | 26.365 | 20.155 | 193.1475 | 27.63 | 92.6325 | 206.18 | 248.3675 | 1630.9738 | 29.4125 | 107.3912 | 22.65 | 102.5888 | 380.9875 | 1512.465 | 29.4125 | 183.1925
New Gas Generation Dispatch (aMW)
by 2021 | 1.3838 | 0 | 4.64 | 0 | 1.2025 | 3.6562 | 8.3575 | 50.1013 | 0 | 0.4025 | 0 | 48.6125 | 132.0987 | 1.3662 | 0 | 53.9688 | 30.9337
by 2026 | 7.415 | 19.4713 | 23.4513 | 55.7575 | 596.2663 | 776.6325 | 885.54 | 1217.53 | 55.7575 | 7.0088 | 25.05 | 63.7825 | 211.6562 | 2.6237 | 6.2038 | 266.0362 | 270.3025
by 2035 | 223.025 | 420.1313 | 328.1938 | 1109.3612 | 1752.32 | 2298.4688 | 1891.9425 | 2407.1625 | 1109.3612 | 224.6912 | 485.325 | 245.685 | 833.5825 | 104.3575 | 39.145 | 800.4438 | 1498.9537
New Gas Generation (MW)
by 2021 | 7.6875 | 7.6875 | 27.0787 | 0 | 7.3 | 25.3788 | 132.3438 | 443.8913 | 0 | 2.385 | 11.5388 | 370.935 | 1177.2387 | 9.41 | 17.6475 | 2.385 | 313.2962
by 2026 | 21.3837 | 21.3837 | 50.3963 | 106.6975 | 3173.5687 | 2482.2087 | 2394.975 | 2797.1525 | 0 | 17.455 | 49.3787 | 381.8913 | 1276.9062 | 12.15 | 17.6475 | 17.455 | 970.22
by 2035 | 521.285 | 521.285 | 649.3425 | 2541.0075 | 5117.435 | 9151.1863 | 5881.43 | 6916.4487 | 0 | 521.64 | 1174 | 745.6125 | 3311.4713 | 274.0038 | 93.32 | 521.64 | 7385.4338
Demand Response (MW)
by 2021 | 715.975 | 715.975 | 695.8312 | 1258.7438 | 693.415 | 1191.9462 | 1268.1713 | 1223.6375 | 1193.1075 | 95.945 | 420.58 | 0 | 0 | 727.705 | 1298.1088 | 95.945 | 1819.7125
by 2026 | 718.3412 | 718.3412 | 697.3663 | 1288.7575 | 834.89 | 1788.5275 | 1754.6813 | 1350.125 | 1780.3175 | 98.3187 | 491.5875 | 0 | 0 | 728.425 | 1298.1088 | 98.3187 | 2377.2387
by 2035 | 730.4763 | 730.4763 | 698.1137 | 2096.7125 | 874.2162 | 2897.32 | 2252.3913 | 1714.8325 | 2560.2175 | 109.8125 | 1286.165 | 0 | 0 | 741.265 | 1966.4213 | 109.8125 | 2842.6388
Existing Resource Dispatch
Gas (aMW)
in 2021 | 1952.2387 | 2684.3987 | 3177.5225 | 4087.6275 | 1930.0487 | 2648.4425 | 2686.14 | 4087.1537 | 4079.365 | 1960.3912 | 2718.0487 | 1913.8737 | 2580.8425 | 1766.3238 | 2453.5887 | 2024.95 | 2863.665
in 2026 | 1965.7413 | 2572.9662 | 3071.965 | 3886.2863 | 2219.99 | 2920.335 | 2954.4012 | 3726.3962 | 3740.8975 | 1984.49 | 2659.3337 | 1906.25 | 2413.52 | 1280.1025 | 1595.79 | 2094.225 | 2965.325
in 2035 | 2056.1788 | 2592.4525 | 2911.44 | 3521.0763 | 2220.2675 | 2847.5775 | 3094.275 | 3427.1887 | 3127.765 | 2085.7925 | 2712.3412 | 2003.145 | 2338.19 | 1632.4887 | 1596.8175 | 2028.3212 | 2737.1925
Coal (aMW)
in 2021 | 4000.06 | 3678.1287 | 1132.2362 | 822.6975 | 3986.8375 | 3661.8812 | 3679.5613 | 820.99 | 818.7138 | 4004.5325 | 3692.1925 | 3986.9125 | 2580.8425 | 3839.905 | 3545.2125 | 4054.6887 | 3756.2812
in 2026 | 3353.7162 | 3158.145 | 971.8687 | 656.6513 | 1063.3475 | 957.19 | 960.145 | 205.7163 | 233.9575 | 3366.3412 | 3191.3863 | 3329.935 | 2413.52 | 2733.28 | 2557.5637 | 3459.3762 | 3292.3837
in 2035 | 3235.335 | 3227.5512 | 1148.2887 | 830.9763 | 0 | 0 | 0 | 0 | 0 | 3256.275 | 3271.1575 | 3208.1575 | 2338.19 | 2782.3375 | 2554.425 | 3329.6562 | 3344.9775
Hydro (aMW)
OffPeak | 12282.9945 | 12282.9945 | 12282.9945 | 12282.9945 | 12282.9945 | 12282.9945 | 12282.9945 | 12282.9945 | 12282.9945 | 12282.9945 | 12282.9945 | 12282.9945 | 12282.9945 | 12282.9945 | 12282.9945 | 12282.9945 | 12282.9945
OnPeak | 16498.2716 | 16498.2716 | 16498.2716 | 16498.2716 | 16498.2716 | 16498.2716 | 16498.2716 | 16498.2716 | 16498.2716 | 16498.2716 | 16498.2716 | 16498.2716 | 16498.2716 | 16498.2716 | 16498.2716 | 16498.2716 | 16498.2716
Flat | 14691.6038 | 14691.6038 | 14691.6038 | 14691.6038 | 14691.6038 | 14691.6038 | 14691.6038 | 14691.6038 | 14691.6038 | 14691.6038 | 14691.6038 | 14691.6038 | 14691.6038 | 14691.6038 | 14691.6038 | 14691.6038 | 14691.6038
Net Market Exports (Exports minus Imports) (aMW)
in 2021 | 4209.5186 | 4800.0727 | 2668.3928 | 3433.6167 | 4258.1857 | 4846.772 | 4803.0504 | 3431.1876 | 3475.997 | 4183.8952 | 4755.3001 | 4288.54 | 4906.0422 | 4656.2453 | 5142.3477 | 3972.8782 | 4574.7934
in 2026 | 4343.9654 | 4886.0436 | 3250.7266 | 3880.6063 | 3025.0208 | 3947.6475 | 3896.3644 | 4433.7755 | 4228.2399 | 4288.6133 | 4783.4599 | 4464.3115 | 5047.2181 | 5558.762 | 5812.3572 | 3909.9947 | 4356.1508
in 2035 | 4030.1082 | 4647.7013 | 3124.3339 | 4048.0685 | 2634.3927 | 3690.8028 | 3355.071 | 4611.0524 | 4788.1226 | 3915.0378 | 4445.7834 | 4158.9476 | 4961.4844 | 5205.5995 | 5864.66 | 3761.9403 | 4366.9076
Net Load After Energy Efficiency (aMW)
in 2021 | 20583.62 | 20148.8213 | 20483.02 | 20061.6237 | 20493.8475 | 20048.1175 | 20169.545 | 20131.9175 | 20029.8225 | 20622.555 | 20239.5662 | 20492.1287 | 20058.68 | 20642.565 | 20172.5238 | 21029.2075 | 20697.065
in 2026 | 19842.9137 | 19419.265 | 19657.0238 | 19269.1475 | 19698.5612 | 19253.17 | 19494.1338 | 19357.795 | 19155.9975 | 19942.5962 | 19652.2275 | 19678.6512 | 19272.805 | 19988.1675 | 19517.7875 | 20903.2663 | 20794.4837
in 2035 | 20615.5213 | 20245.9475 | 20339.2975 | 20074.9675 | 20460.8175 | 20069.5488 | 20457.6437 | 20124.6162 | 19732.8763 | 20824.0662 | 20698.4338 | 20382.185 | 20119.0488 | 20888.9188 | 20660.3288 | 21832.6087 | 22094.8387

## Scenario Summary Data
Graphing Data
Scenario | Winter Peak Contribution
| Scenario 1B - Existing Policy (Draft) | 2016 | 2017 | 2018 | 2019 | 2020 | 2021 | 2022 | 2023 | 2024 | 2025 | 2026 | 2027 | 2028 | 2029 | 2030 | 2031 | 2032 | 2033 | 2034 | 2035 |  |  | Scenario 1B - Existing Policy (Draft) | 2021 | 2026 | 2035 | Change 16-35
| Conservation | 178.425 | 550.4813 | 989.915 | 1494.4987 | 2068.6438 | 2713.9963 | 3416.0712 | 4160.7163 | 4942.8138 | 5755.9788 | 6578.3888 | 7399.3138 | 8209.63 | 8932.25 | 9360.5925 | 9554.955 | 9727.9613 | 9872.8275 | 10004.5575 | 10129.2812 |  |  | Conservation | 2713.9963 | 6578.3888 | 10129.2812 | 10129.2812
| DR | 429.64 | 641.53 | 692.4562 | 700.7838 | 715.8425 | 715.975 | 715.975 | 716.8175 | 716.8175 | 718.3412 | 718.3412 | 718.5938 | 718.5938 | 718.5938 | 718.5938 | 719.84 | 719.84 | 730.4763 | 730.4763 | 730.4763 |  |  | DR | 715.975 | 718.3412 | 730.4763 | 730.4763
| Renewable | 0 | 0.2375 | 0.2375 | 0.2375 | 0.2375 | 0.2375 | 0.2375 | 0.2375 | 0.2375 | 0.625 | 2.15 | 2.8188 | 2.8937 | 2.9125 | 2.925 | 2.9438 | 3.55 | 6.77 | 14.8075 | 26.365 |  |  | Renewable | 0.2375 | 2.15 | 26.365 | 26.365
| Thermal | 0 | 0 | 2.4337 | 7.6875 | 7.6875 | 7.6875 | 7.6875 | 21.3837 | 21.3837 | 21.3837 | 21.3837 | 89.07 | 89.07 | 204.1675 | 204.1675 | 520.6187 | 520.6187 | 520.6187 | 520.6187 | 521.285 |  |  | Thermal | 7.6875 | 21.3837 | 521.285 | 521.285
| Scenario 1B - Existing Policy (Final) | 2016 | 2017 | 2018 | 2019 | 2020 | 2021 | 2022 | 2023 | 2024 | 2025 | 2026 | 2027 | 2028 | 2029 | 2030 | 2031 | 2032 | 2033 | 2034 | 2035 |  |  | Scenario 1B - Existing Policy (Final) | 2021 | 2026 | 2035 | Change 16-35
| Conservation | 158.7512 | 490.4325 | 877.9188 | 1319.51 | 1819.31 | 2378.66 | 2985.4587 | 3627.3162 | 4301.1862 | 5002.7863 | 5713.625 | 6425.2037 | 7129.9913 | 7735.4925 | 8104.965 | 8247.9 | 8381.3213 | 8497.2362 | 8611.7463 | 8725.425 |  |  | Conservation | 2378.66 | 5713.625 | 8725.425 | 8725.425
| DR | 501 | 973.8438 | 1186.7438 | 1229.6775 | 1298.1137 | 1302.6325 | 1302.6325 | 1338.6163 | 1338.6163 | 1373.8087 | 1373.8087 | 1484.9987 | 1484.9987 | 1569.48 | 1569.48 | 1733.455 | 1733.455 | 1977.5225 | 1977.5225 | 2357.8088 |  |  | DR | 1302.6325 | 1373.8087 | 2357.8088 | 2357.8088
| Renewable | 0 | 0.31125 | 0.51625 | 0.51625 | 0.51625 | 0.51625 | 0.565 | 0.58125 | 0.6125 | 0.64375 | 0.6725 | 1.0537 | 2.7687 | 5.7687 | 10.8313 | 18.2275 | 24.9563 | 81.0613 | 91.1838 | 143.79 |  |  | Renewable | 0.51625 | 0.6725 | 143.79 | 143.79
| Thermal | 0 | 0 | 0 | 0 | 13.575 | 13.575 | 13.575 | 36.0425 | 36.0425 | 49.21 | 49.21 | 123.0713 | 123.0713 | 426.7937 | 426.7937 | 1035.9 | 1035.9 | 1035.9 | 1035.9 | 1035.9 |  |  | Thermal | 13.575 | 49.21 | 1035.9 | 1035.9
| Scenario 2B - Carbon Reduction - Social Cost of Carbon - Mid-Range (Draft) | 2016 | 2017 | 2018 | 2019 | 2020 | 2021 | 2022 | 2023 | 2024 | 2025 | 2026 | 2027 | 2028 | 2029 | 2030 | 2031 | 2032 | 2033 | 2034 | 2035 |  |  | Scenario 2B - Carbon Reduction - Social Cost of Carbon - Mid-Range (Draft) | 2021 | 2026 | 2035 | Change 16-35
| Conservation | 197.055 | 608.7537 | 1090.975 | 1641.1337 | 2263.6013 | 2959.3337 | 3710.0338 | 4498.035 | 5319.9987 | 6170.6512 | 7028.1313 | 7881.5837 | 8721.4112 | 9471.6187 | 9925.365 | 10143.7337 | 10340.2087 | 10508.9075 | 10663.1875 | 10810.17 |  |  | Conservation | 2959.3337 | 7028.1313 | 10810.17 | 10810.17
| DR | 429.64 | 631.5825 | 677.0187 | 684.1912 | 695.8312 | 695.8312 | 695.8312 | 696.3687 | 696.3687 | 697.3663 | 697.3663 | 697.3663 | 697.3663 | 697.3663 | 697.3663 | 697.3663 | 697.3663 | 698.1137 | 698.1137 | 698.1137 |  |  | DR | 695.8312 | 697.3663 | 698.1137 | 698.1137
| Renewable | 0 | 0.26875 | 0.26875 | 0.26875 | 0.26875 | 0.26875 | 0.26875 | 0.26875 | 0.26875 | 0.48125 | 1.6687 | 2.3875 | 2.4813 | 2.5125 | 2.525 | 2.5312 | 2.8575 | 4.8 | 11.0087 | 20.155 |  |  | Renewable | 0.26875 | 1.6687 | 20.155 | 20.155
| Thermal | 0 | 0 | 2.4337 | 27.0787 | 27.0787 | 27.0787 | 27.0787 | 50.3963 | 50.3963 | 50.3963 | 50.3963 | 174.96 | 174.96 | 306.6475 | 306.6475 | 647.57 | 647.57 | 647.57 | 647.57 | 649.3425 |  |  | Thermal | 27.0787 | 50.3963 | 649.3425 | 649.3425
| Scenario 2B - Carbon Reduction - Social Cost of Carbon - Mid-Range (Final) | 2016 | 2017 | 2018 | 2019 | 2020 | 2021 | 2022 | 2023 | 2024 | 2025 | 2026 | 2027 | 2028 | 2029 | 2030 | 2031 | 2032 | 2033 | 2034 | 2035 |  |  | Scenario 2B - Carbon Reduction - Social Cost of Carbon - Mid-Range (Final) | 2021 | 2026 | 2035 | Change 16-35
| Conservation | 172.7612 | 533.0775 | 951.7075 | 1426.6312 | 1961.6675 | 2556.9988 | 3197.0462 | 3867.0025 | 4564.6888 | 5286.4187 | 6014.405 | 6740.4362 | 7456.7275 | 8070.5825 | 8445.3363 | 8590.65 | 8724.1238 | 8839.87 | 8952.6812 | 9064.0987 |  |  | Conservation | 2556.9988 | 6014.405 | 9064.0987 | 9064.0987
| DR | 501 | 968.8162 | 1151.4662 | 1182.6937 | 1257.2362 | 1258.7438 | 1258.7438 | 1275.3925 | 1275.3925 | 1288.7575 | 1288.7575 | 1372.135 | 1372.135 | 1418.5075 | 1418.5075 | 1478.55 | 1478.55 | 1691.9425 | 1691.9425 | 2096.7125 |  |  | DR | 1258.7438 | 1288.7575 | 2096.7125 | 2096.7125
| Renewable | 0 | 0.24 | 0.2975 | 0.2975 | 0.2975 | 0.2975 | 0.3425 | 0.405 | 0.45125 | 0.47 | 0.4975 | 0.7525 | 2.5775 | 5.9112 | 11.0213 | 62.0213 | 69.01 | 126.6538 | 134.19 | 193.1475 |  |  | Renewable | 0.2975 | 0.4975 | 193.1475 | 193.1475
| Thermal | 0 | 0 | 0 | 0 | 0 | 0 | 0 | 96.965 | 96.965 | 106.6975 | 106.6975 | 473.5738 | 473.5738 | 1443.6788 | 1443.6788 | 2541.0075 | 2541.0075 | 2541.0075 | 2541.0075 | 2541.0075 |  |  | Thermal | 0 | 106.6975 | 2541.0075 | 2541.0075
| Scenario 3A - Maximum Carbon Reduction, Existing Technology (Draft) | 2016 | 2017 | 2018 | 2019 | 2020 | 2021 | 2022 | 2023 | 2024 | 2025 | 2026 | 2027 | 2028 | 2029 | 2030 | 2031 | 2032 | 2033 | 2034 | 2035 |  |  | Scenario 3A - Maximum Carbon Reduction, Existing Technology (Draft) | 2021 | 2026 | 2035 | Change 16-35
| Conservation | 195.6075 | 604.2912 | 1083.58 | 1628.8712 | 2244.13 | 2930.1912 | 3669.0125 | 4443.3663 | 5249.2437 | 6081.3588 | 6917.7238 | 7749.4375 | 8567.495 | 9295.18 | 9725.6012 | 9920.0225 | 10091.6175 | 10235.3312 | 10364.5525 | 10486.7138 |  |  | Conservation | 2930.1912 | 6917.7238 | 10486.7138 | 10486.7138
| DR | 429.64 | 632.2763 | 678.1337 | 682.76 | 693.2487 | 693.415 | 693.415 | 732.225 | 732.225 | 834.89 | 834.89 | 847.5325 | 847.5325 | 850.0888 | 850.0888 | 860.5688 | 860.5688 | 873.6688 | 873.6688 | 874.2162 |  |  | DR | 693.415 | 834.89 | 874.2162 | 874.2162
| Renewable | 0 | 0.2125 | 0.2125 | 0.25 | 0.30625 | 0.30625 | 0.30625 | 0.30625 | 0.30625 | 0.54375 | 1.7937 | 3.4638 | 3.5387 | 11.995 | 11.995 | 12.9437 | 12.95 | 13.7475 | 17.7775 | 27.63 |  |  | Renewable | 0.30625 | 1.7937 | 27.63 | 27.63
| Thermal | 0 | 0 | 6.1937 | 6.1937 | 7.3 | 7.3 | 7.3 | 1673.9825 | 1673.9825 | 1698.675 | 1698.675 | 3173.5687 | 3173.5687 | 4058.03 | 4058.03 | 5031.815 | 5031.815 | 5076.3075 | 5076.3075 | 5117.435 |  |  | Thermal | 7.3 | 1698.675 | 5117.435 | 5117.435
| Scenario 3A - Maximum Carbon Reduction, Existing Technology (Final) | 2016 | 2017 | 2018 | 2019 | 2020 | 2021 | 2022 | 2023 | 2024 | 2025 | 2026 | 2027 | 2028 | 2029 | 2030 | 2031 | 2032 | 2033 | 2034 | 2035 |  |  | Scenario 3A - Maximum Carbon Reduction, Existing Technology (Final) | 2021 | 2026 | 2035 | Change 16-35
| Conservation | 175.7175 | 541.8412 | 965.655 | 1445.5025 | 1985.1525 | 2584.6712 | 3227.705 | 3899.4288 | 4597.805 | 5319.2063 | 6045.84 | 6769.5013 | 7482.9237 | 8093.7688 | 8465.59 | 8608.1737 | 8739.0925 | 8852.2237 | 8962.3787 | 9071.1775 |  |  | Conservation | 2584.6712 | 6045.84 | 9071.1775 | 9071.1775
| DR | 501 | 967.8188 | 1145.1012 | 1172.8225 | 1191.9462 | 1191.9462 | 1191.9462 | 1419.9625 | 1419.9625 | 1788.5275 | 1788.5275 | 1875.1437 | 1875.1437 | 2213.8175 | 2213.8175 | 2213.8175 | 2213.8175 | 2558.8412 | 2558.8412 | 2897.32 |  |  | DR | 1191.9462 | 1788.5275 | 2897.32 | 2897.32
| Renewable | 0 | 0.22125 | 0.22125 | 0.22125 | 0.22125 | 0.22125 | 0.25625 | 0.29875 | 0.3475 | 0.35875 | 0.375 | 0.66875 | 1.7512 | 4.2075 | 8.6738 | 16.1425 | 22.2087 | 29.7338 | 39.5112 | 92.6325 |  |  | Renewable | 0.22125 | 0.375 | 92.6325 | 92.6325
| Thermal | 0 | 0 | 0 | 25.3788 | 25.3788 | 25.3788 | 25.3788 | 1534.5338 | 1534.5338 | 2245.2288 | 2245.2288 | 2482.2087 | 2482.2087 | 4737.205 | 4737.205 | 4854.22 | 4854.22 | 7159.2975 | 7159.2975 | 9151.1863 |  |  | Thermal | 25.3788 | 2245.2288 | 9151.1863 | 9151.1863
| Scenario 3C - Coal Retirement | 2016 | 2017 | 2018 | 2019 | 2020 | 2021 | 2022 | 2023 | 2024 | 2025 | 2026 | 2027 | 2028 | 2029 | 2030 | 2031 | 2032 | 2033 | 2034 | 2035 |  |  | Scenario 3C - Coal Retirement | 2021 | 2026 | 2035 | Change 16-35
| Conservation | 154.9462 | 479.485 | 861.0287 | 1294.6875 | 1783.9713 | 2329.6687 | 2919.1638 | 3539.7213 | 4187.9725 | 4859.3875 | 5536.2575 | 6210.7913 | 6877.2812 | 7444.1613 | 7774.3638 | 7880.0925 | 7978.3413 | 8059.87 | 8142.74 | 8227.5025 |  |  | Conservation | 2329.6687 | 5536.2575 | 8227.5025 | 8227.5025
| DR | 501 | 975.1425 | 1194.7088 | 1246.8625 | 1267.6388 | 1268.1713 | 1268.1713 | 1388.8675 | 1388.8675 | 1754.6813 | 1754.6813 | 1844.4925 | 1844.4925 | 1926.53 | 1926.53 | 2156.545 | 2156.545 | 2239.0588 | 2239.0588 | 2252.3913 |  |  | DR | 1268.1713 | 1754.6813 | 2252.3913 | 2252.3913
| Renewable | 0 | 0.33 | 0.33 | 1.065 | 9.8562 | 9.8562 | 9.9012 | 9.985 | 10.0025 | 23.2575 | 23.28 | 25.72 | 25.795 | 26.2125 | 27.0162 | 37.7025 | 40.7088 | 171.31 | 178.92 | 206.18 |  |  | Renewable | 9.8562 | 23.28 | 206.18 | 206.18
| Thermal | 0 | 0 | 6.5788 | 20.7688 | 132.3438 | 132.3438 | 132.3438 | 1883.1188 | 1883.1188 | 2394.975 | 2394.975 | 2551.6137 | 2551.6137 | 3202.45 | 3202.45 | 3600.8212 | 3600.8212 | 5881.43 | 5881.43 | 5881.43 |  |  | Thermal | 132.3438 | 2394.975 | 5881.43 | 5881.43
| Scenario 3D - Coal Retirement w/SCC_MidRange | 2016 | 2017 | 2018 | 2019 | 2020 | 2021 | 2022 | 2023 | 2024 | 2025 | 2026 | 2027 | 2028 | 2029 | 2030 | 2031 | 2032 | 2033 | 2034 | 2035 |  |  | Scenario 3D - Coal Retirement w/SCC_MidRange | 2021 | 2026 | 2035 | Change 16-35
| Conservation | 160.4 | 495.78 | 888.0113 | 1335.7413 | 1843.6188 | 2413.9062 | 3034.8263 | 3693.325 | 4385.9038 | 5107.94 | 5840.6025 | 6574.3713 | 7300.7212 | 7926.3775 | 8313.9013 | 8472.3137 | 8617.0238 | 8738.2663 | 8857.31 | 8974.9862 |  |  | Conservation | 2413.9062 | 5840.6025 | 8974.9862 | 8974.9862
| DR | 501 | 967.7287 | 1158.2525 | 1201.255 | 1223.4875 | 1223.6375 | 1223.6375 | 1306.095 | 1306.095 | 1350.125 | 1350.125 | 1409.4088 | 1409.4088 | 1457.7562 | 1457.7562 | 1597.8338 | 1597.8338 | 1689.2238 | 1689.2238 | 1714.8325 |  |  | DR | 1223.6375 | 1350.125 | 1714.8325 | 1714.8325
| Renewable | 0 | 0.37875 | 2.2675 | 3.3638 | 20.725 | 22.805 | 22.84 | 42.785 | 42.8 | 68.8175 | 68.8538 | 79.575 | 79.5787 | 87.1188 | 87.1375 | 107.85 | 108.0175 | 233.8837 | 234.32 | 248.3675 |  |  | Renewable | 22.805 | 68.8538 | 248.3675 | 248.3675
| Thermal | 0 | 0 | 59.9838 | 146.96 | 310.6562 | 443.8913 | 443.8913 | 2474.315 | 2474.315 | 2797.1525 | 2797.1525 | 3214.0437 | 3214.0437 | 3952.9462 | 3952.9462 | 4066.785 | 4066.785 | 6916.4487 | 6916.4487 | 6916.4487 |  |  | Thermal | 443.8913 | 2797.1525 | 6916.4487 | 6916.4487
| Scenario 3E - Coal Retirement w/SCC - No New Gas | 2016 | 2017 | 2018 | 2019 | 2020 | 2021 | 2022 | 2023 | 2024 | 2025 | 2026 | 2027 | 2028 | 2029 | 2030 | 2031 | 2032 | 2033 | 2034 | 2035 |  |  | Scenario 3E - Coal Retirement w/SCC - No New Gas | 2021 | 2026 | 2035 | Change 16-35
| Conservation | 176.1612 | 543.9062 | 972.5538 | 1461.9825 | 2016.63 | 2636.8713 | 3307.1775 | 4013.2562 | 4752.6912 | 5521.9425 | 6303.0063 | 7085.6175 | 7861.4012 | 8536.9025 | 8974.6 | 9185.5837 | 9390.36 | 9578.4125 | 9762.3638 | 9943.7975 |  |  | Conservation | 2636.8713 | 6303.0063 | 9943.7975 | 9943.7975
| DR | 501 | 967.4913 | 1141.18 | 1167.2225 | 1191.4775 | 1193.1075 | 1193.1075 | 1357.61 | 1357.61 | 1780.3175 | 1780.3175 | 1938.4825 | 1938.4825 | 1989.4713 | 1989.4713 | 2112.43 | 2112.43 | 2536.1675 | 2536.1675 | 2560.2175 |  |  | DR | 1193.1075 | 1780.3175 | 2560.2175 | 2560.2175
| Renewable | 0 | 0.20625 | 1.6487 | 3.8062 | 23.4975 | 24.8075 | 24.8075 | 132.9613 | 132.9613 | 684.6075 | 684.6075 | 767.24 | 767.24 | 861.6988 | 861.6988 | 981.28 | 981.28 | 1607.795 | 1607.795 | 1630.9738 |  |  | Renewable | 24.8075 | 684.6075 | 1630.9738 | 1630.9738
| Thermal | 0 | 0 | 0 | 0 | 0 | 0 | 0 | 0 | 0 | 0 | 0 | 0 | 0 | 0 | 0 | 0 | 0 | 0 | 0 | 0 |  |  | Thermal | 0 | 0 | 0 | 0
| Scenario 5B - Increased Reliance on External Market (Draft) | 2016 | 2017 | 2018 | 2019 | 2020 | 2021 | 2022 | 2023 | 2024 | 2025 | 2026 | 2027 | 2028 | 2029 | 2030 | 2031 | 2032 | 2033 | 2034 | 2035 |  |  | Scenario 5B - Increased Reliance on External Market (Draft) | 2021 | 2026 | 2035 | Change 16-35
| Conservation | 170.5775 | 526.9963 | 952.2862 | 1441.1562 | 1996.035 | 2618.1562 | 3294.9125 | 4011.5462 | 4762.6025 | 5542.5275 | 6330.1587 | 7116.31 | 7891.7688 | 8579.8988 | 8972.5863 | 9132.7075 | 9272.745 | 9387.0588 | 9493.51 | 9594.855 |  |  | Conservation | 2618.1562 | 6330.1587 | 9594.855 | 9594.855
| DR | 69.78 | 83.9425 | 86.4313 | 88.4412 | 95.8363 | 95.945 | 95.945 | 96.5913 | 96.5913 | 98.3187 | 98.3187 | 98.3187 | 98.3187 | 98.3187 | 98.3187 | 99.785 | 99.785 | 109.8125 | 109.8125 | 109.8125 |  |  | DR | 95.945 | 98.3187 | 109.8125 | 109.8125
| Renewable | 0 | 0.04375 | 0.04375 | 0.04375 | 0.04375 | 0.04375 | 0.04375 | 0.04375 | 0.05 | 0.73125 | 2.4813 | 3.1313 | 3.1875 | 3.2062 | 3.2062 | 3.2563 | 4.3575 | 8.5838 | 17.69 | 29.4125 |  |  | Renewable | 0.04375 | 2.4813 | 29.4125 | 29.4125
| Thermal | 0 | 0 | 0 | 2.385 | 2.385 | 2.385 | 2.385 | 17.455 | 17.455 | 17.455 | 17.455 | 97.4788 | 97.4788 | 199.0675 | 199.0675 | 520.7537 | 520.7537 | 520.7537 | 520.7537 | 521.64 |  |  | Thermal | 2.385 | 17.455 | 521.64 | 521.64
| Scenario 5B - Increased Reliance on External Market (Final) | 2016 | 2017 | 2018 | 2019 | 2020 | 2021 | 2022 | 2023 | 2024 | 2025 | 2026 | 2027 | 2028 | 2029 | 2030 | 2031 | 2032 | 2033 | 2034 | 2035 |  |  | Scenario 5B - Increased Reliance on External Market (Final) | 2021 | 2026 | 2035 | Change 16-35
| Conservation | 145.13 | 449.85 | 810.2625 | 1219.6975 | 1680.72 | 2194.1438 | 2749.1375 | 3334.7613 | 3948.2737 | 4586.28 | 5232.1912 | 5878.78 | 6520.21 | 7063.9838 | 7372.1812 | 7456.9775 | 7535.6088 | 7602.0225 | 7671.2475 | 7743.4263 |  |  | Conservation | 2194.1438 | 5232.1912 | 7743.4263 | 7743.4263
| DR | 391.2688 | 406.8025 | 406.8025 | 408.43 | 419.0788 | 420.58 | 420.58 | 453.8125 | 453.8125 | 491.5875 | 491.5875 | 607.6187 | 607.6187 | 673.2663 | 673.2663 | 863.455 | 863.455 | 1000.0812 | 1000.0812 | 1286.165 |  |  | DR | 420.58 | 491.5875 | 1286.165 | 1286.165
| Renewable | 0 | 0 | 0 | 0 | 0 | 0 | 0.03 | 0.05625 | 0.0975 | 0.12375 | 0.20375 | 1.475 | 4.9062 | 10.6725 | 18.0388 | 29.0613 | 39.4537 | 49.2212 | 62.0787 | 107.3912 |  |  | Renewable | 0 | 0.20375 | 107.3912 | 107.3912
| Thermal | 0 | 0 | 0 | 0 | 11.5388 | 11.5388 | 11.5388 | 49.3787 | 49.3787 | 49.3787 | 49.3787 | 190.5588 | 190.5588 | 521.9625 | 521.9625 | 1174 | 1174 | 1174 | 1174 | 1174 |  |  | Thermal | 11.5388 | 49.3787 | 1174 | 1174
| Sensitivity S3 - No Demand Response (Draft) | 2016 | 2017 | 2018 | 2019 | 2020 | 2021 | 2022 | 2023 | 2024 | 2025 | 2026 | 2027 | 2028 | 2029 | 2030 | 2031 | 2032 | 2033 | 2034 | 2035 |  |  | Sensitivity S3 - No Demand Response (Draft) | 2021 | 2026 | 2035 | Change 16-35
| Conservation | 195.7038 | 604.52 | 1083.4588 | 1629.6288 | 2247.1875 | 2936.7925 | 3681.14 | 4463.3263 | 5279.3713 | 6123.865 | 6974.66 | 7821.3737 | 8654.6063 | 9398.5125 | 9846.5713 | 10059.6287 | 10250.3538 | 10412.8213 | 10560.6963 | 10700.9875 |  |  | Conservation | 2936.7925 | 6974.66 | 10700.9875 | 10700.9875
| DR | 0 | 0 | 0 | 0 | 0 | 0 | 0 | 0 | 0 | 0 | 0 | 0 | 0 | 0 | 0 | 0 | 0 | 0 | 0 | 0 |  |  | DR | 0 | 0 | 0 | 0
| Renewable | 0 | 0 | 0 | 0 | 0 | 0 | 0 | 0 | 0 | 0.44375 | 1.625 | 2.2563 | 2.3062 | 2.3312 | 2.3312 | 2.35 | 3.0962 | 5.755 | 12.6575 | 22.65 |  |  | Renewable | 0 | 1.625 | 22.65 | 22.65
| Thermal | 0 | 0 | 208.5987 | 370.49 | 370.935 | 370.935 | 370.935 | 381.8913 | 381.8913 | 381.8913 | 381.8913 | 402.63 | 402.63 | 519.7613 | 519.7613 | 733.92 | 733.92 | 744.9475 | 744.9475 | 745.6125 |  |  | Thermal | 370.935 | 381.8913 | 745.6125 | 745.6125
| Sensitivity S3 - No Demand Response (Final) | 2016 | 2017 | 2018 | 2019 | 2020 | 2021 | 2022 | 2023 | 2024 | 2025 | 2026 | 2027 | 2028 | 2029 | 2030 | 2031 | 2032 | 2033 | 2034 | 2035 |  |  | Sensitivity S3 - No Demand Response (Final) | 2021 | 2026 | 2035 | Change 16-35
| Conservation | 173.4762 | 535.2363 | 955.2838 | 1431.2413 | 1966.815 | 2562.07 | 3200.9488 | 3868.7175 | 4563.0975 | 5280.4137 | 6002.8375 | 6722.2075 | 7430.7925 | 8035.7987 | 8400.3725 | 8534.325 | 8655.6138 | 8759.0487 | 8858.8288 | 8956.8937 |  |  | Conservation | 2562.07 | 6002.8375 | 8956.8937 | 8956.8937
| DR | 0 | 0 | 0 | 0 | 0 | 0 | 0 | 0 | 0 | 0 | 0 | 0 | 0 | 0 | 0 | 0 | 0 | 0 | 0 | 0 |  |  | DR | 0 | 0 | 0 | 0
| Renewable | 0 | 2.04 | 2.04 | 2.04 | 2.04 | 2.04 | 2.0488 | 2.1313 | 2.1525 | 2.1888 | 2.1938 | 2.4663 | 2.6288 | 13.3475 | 15.9337 | 29.2787 | 32.1313 | 95.8912 | 100.235 | 102.5888 |  |  | Renewable | 2.04 | 2.1938 | 102.5888 | 102.5888
| Thermal | 0 | 0 | 709.6163 | 862.8513 | 1176.9525 | 1177.2387 | 1177.2387 | 1220.9025 | 1220.9025 | 1276.9062 | 1276.9062 | 1538.365 | 1538.365 | 2180.375 | 2180.375 | 2448.1262 | 2448.1262 | 3311.4713 | 3311.4713 | 3311.4713 |  |  | Thermal | 1177.2387 | 1276.9062 | 3311.4713 | 3311.4713
| Sensitivity S5 - Regional RPS @ 35% (Draft) | 2016 | 2017 | 2018 | 2019 | 2020 | 2021 | 2022 | 2023 | 2024 | 2025 | 2026 | 2027 | 2028 | 2029 | 2030 | 2031 | 2032 | 2033 | 2034 | 2035 |  |  | Sensitivity S5 - Regional RPS @ 35% (Draft) | 2021 | 2026 | 2035 | Change 16-35
| Conservation | 167.96 | 518.6463 | 936.7575 | 1416.8963 | 1962.1825 | 2574.4225 | 3241.5625 | 3948.4025 | 4690.1512 | 5460.77 | 6237.3488 | 7011.1538 | 7775.15 | 8453.415 | 8839.0413 | 8994.4275 | 9132.0525 | 9249.6688 | 9363.385 | 9475.1187 |  |  | Conservation | 2574.4225 | 6237.3488 | 9475.1187 | 9475.1187
| DR | 429.615 | 647.0025 | 700.9325 | 709.9088 | 727.705 | 727.705 | 727.705 | 728.1263 | 728.1263 | 728.425 | 728.425 | 728.425 | 728.425 | 728.425 | 728.425 | 733.4438 | 733.4438 | 741.265 | 741.265 | 741.265 |  |  | DR | 727.705 | 728.425 | 741.265 | 741.265
| Renewable | 0 | 0.24375 | 0.24375 | 0.24375 | 5.275 | 130.0737 | 189.8713 | 233.4062 | 278.2125 | 337.4875 | 380.0875 | 380.9875 | 380.9875 | 380.9875 | 380.9875 | 380.9875 | 380.9875 | 380.9875 | 380.9875 | 380.9875 |  |  | Renewable | 130.0737 | 380.0875 | 380.9875 | 380.9875
| Thermal | 0 | 0 | 2.8763 | 9.41 | 9.41 | 9.41 | 9.41 | 12.15 | 12.15 | 12.15 | 12.15 | 32.9937 | 32.9937 | 79.8213 | 79.8213 | 274.0038 | 274.0038 | 274.0038 | 274.0038 | 274.0038 |  |  | Thermal | 9.41 | 12.15 | 274.0038 | 274.0038
| Sensitivity S5 - Regional RPS @ 35% (Final) | 2016 | 2017 | 2018 | 2019 | 2020 | 2021 | 2022 | 2023 | 2024 | 2025 | 2026 | 2027 | 2028 | 2029 | 2030 | 2031 | 2032 | 2033 | 2034 | 2035 |  |  | Sensitivity S5 - Regional RPS @ 35% (Final) | 2021 | 2026 | 2035 | Change 16-35
| Conservation | 154.7363 | 478.8838 | 859.9312 | 1292.335 | 1779.505 | 2321.9187 | 2906.73 | 3520.61 | 4159.4987 | 4818.3325 | 5478.8525 | 6132.39 | 6771.565 | 7302.3663 | 7585.9487 | 7636.8837 | 7675.8062 | 7702.2013 | 7727.9725 | 7754.725 |  |  | Conservation | 2321.9187 | 5478.8525 | 7754.725 | 7754.725
| DR | 501 | 975.1487 | 1178.8112 | 1215.25 | 1298.1088 | 1298.1088 | 1298.1088 | 1298.1088 | 1298.1088 | 1298.1088 | 1298.1088 | 1300.8863 | 1300.8863 | 1304.2137 | 1304.2137 | 1336.9613 | 1336.9613 | 1584.8275 | 1584.8275 | 1966.4213 |  |  | DR | 1298.1088 | 1298.1088 | 1966.4213 | 1966.4213
| Renewable | 0 | 0.33 | 16.2875 | 32.7137 | 55.43 | 616.3875 | 731.8338 | 794.0312 | 854.7875 | 906.7437 | 974.3412 | 1275.2438 | 1460.1125 | 1478.1613 | 1483.8112 | 1488.2713 | 1491.62 | 1502.4025 | 1506.95 | 1512.465 |  |  | Renewable | 616.3875 | 974.3412 | 1512.465 | 1512.465
| Thermal | 0 | 0 | 0 | 0 | 17.6475 | 17.6475 | 17.6475 | 17.6475 | 17.6475 | 17.6475 | 17.6475 | 17.6475 | 17.6475 | 22.0725 | 22.0725 | 93.32 | 93.32 | 93.32 | 93.32 | 93.32 |  |  | Thermal | 17.6475 | 17.6475 | 93.32 | 93.32
| Sensitivity S10 - Lower Conservation (Draft) | 2016 | 2017 | 2018 | 2019 | 2020 | 2021 | 2022 | 2023 | 2024 | 2025 | 2026 | 2027 | 2028 | 2029 | 2030 | 2031 | 2032 | 2033 | 2034 | 2035 |  |  | Sensitivity S10 - Lower Conservation (Draft) | 2021 | 2026 | 2035 | Change 16-35
| Conservation | 116.6125 | 352.655 | 628.19 | 933.01 | 1267.8612 | 1636.0587 | 2045.58 | 2490.5225 | 2965.2463 | 3477.9837 | 4013.8762 | 4574.7013 | 5151.8275 | 5729.78 | 6208.2612 | 6459.4125 | 6680.5662 | 6857.15 | 7026.21 | 7182.1412 |  |  | Conservation | 1636.0587 | 4013.8762 | 7182.1412 | 7182.1412
| DR | 471.5288 | 822.055 | 1033.08 | 1168.1163 | 1317.0738 | 1386.2538 | 1386.2538 | 1630.3387 | 1630.3387 | 1728.2963 | 1728.2963 | 1869.195 | 1869.195 | 1977.2662 | 1977.2662 | 2054.5875 | 2054.5875 | 2090.9738 | 2090.9738 | 2093.5725 |  |  | DR | 1386.2538 | 1728.2963 | 2093.5725 | 2093.5725
| Renewable | 0 | 1.425 | 1.4438 | 1.4438 | 1.4438 | 1.4438 | 1.4438 | 1.4438 | 1.4875 | 3.3687 | 7.2938 | 8.3125 | 8.3812 | 8.5787 | 8.6163 | 9.5925 | 13.2725 | 25.8725 | 41.4225 | 55.1238 |  |  | Renewable | 1.4438 | 7.2938 | 55.1238 | 55.1238
| Thermal | 0 | 0 | 197.0588 | 227.2862 | 236.82 | 244.6575 | 244.6575 | 820.0538 | 820.0538 | 887.7563 | 887.7563 | 1209.1437 | 1209.1437 | 1740.4162 | 1740.4162 | 2351.4637 | 2351.4637 | 2732.7575 | 2732.7575 | 3024.375 |  |  | Thermal | 244.6575 | 887.7563 | 3024.375 | 3024.375
| Sensitivity S10 - Lower Conservation (Final) | 2016 | 2017 | 2018 | 2019 | 2020 | 2021 | 2022 | 2023 | 2024 | 2025 | 2026 | 2027 | 2028 | 2029 | 2030 | 2031 | 2032 | 2033 | 2034 | 2035 |  |  | Sensitivity S10 - Lower Conservation (Final) | 2021 | 2026 | 2035 | Change 16-35
| Conservation | 93.1875 | 285.955 | 502.8413 | 737.295 | 991.675 | 1268.6688 | 1562.6962 | 1872.1175 | 2199.06 | 2544.5738 | 2900.455 | 3265.64 | 3640.98 | 4013.4963 | 4332.365 | 4449.8725 | 4569.2775 | 4674.26 | 4789.0638 | 4913.61 |  |  | Conservation | 1268.6688 | 2900.455 | 4913.61 | 4913.61
| DR | 501 | 990.2862 | 1355.4688 | 1538.025 | 1812.7125 | 1819.7125 | 1819.7125 | 2109.9338 | 2109.9338 | 2377.2387 | 2377.2387 | 2557.4675 | 2557.4675 | 2648.7987 | 2648.7987 | 2717.865 | 2717.865 | 2842.6388 | 2842.6388 | 2842.6388 |  |  | DR | 1819.7125 | 2377.2387 | 2842.6388 | 2842.6388
| Renewable | 0 | 1.2263 | 1.2263 | 1.2263 | 1.2263 | 1.2263 | 1.31 | 1.36 | 1.4312 | 1.4763 | 2.3937 | 8.6587 | 22.8463 | 43.7875 | 61.7788 | 77.1863 | 88.725 | 123.0738 | 144.61 | 183.1925 |  |  | Renewable | 1.2263 | 2.3937 | 183.1925 | 183.1925
| Thermal | 0 | 0 | 74.8675 | 122.4437 | 312.4438 | 313.2962 | 313.2962 | 693.2812 | 693.2812 | 970.22 | 970.22 | 1291.4313 | 1291.4313 | 1923.0113 | 1923.0113 | 2914.7712 | 2914.7712 | 7385.4338 | 7385.4338 | 7385.4338 |  |  | Thermal | 313.2962 | 970.22 | 7385.4338 | 7385.4338
Thermal Resource Mix (aMW)
| Scenario 1B - Existing Policy (Draft) | 2016 | 2017 | 2018 | 2019 | 2020 | 2021 | 2022 | 2023 | 2024 | 2025 | 2026 | 2027 | 2028 | 2029 | 2030 | 2031 | 2032 | 2033 | 2034 | 2035 |  |  | Scenario 1B - Existing Policy (Draft) | 2021 | 2026 | 2035 | Change 16-35
| Must Run | 1588 | 1588 | 1588 | 1588 | 1588 | 1588 | 1588 | 1588 | 1588 | 1588 | 1588 | 1588 | 1588 | 1588 | 1588 | 1588 | 1588 | 1588 | 1588 | 1588 |  |  | Must Run | 1588 | 1588 | 1588 | 0
| Wind | 2482 | 2482 | 2482 | 2483.33 | 2483.8525 | 2483.8525 | 2483.8525 | 2483.8525 | 2483.8525 | 2485.6312 | 2493.1675 | 2498.9375 | 2500.7863 | 2501.0262 | 2501.1137 | 2501.2325 | 2504.4887 | 2522.3525 | 2569.7013 | 2640.785 |  |  | Wind | 2483.8525 | 2493.1675 | 2640.785 | 158.785
| Solar | 126 | 126 | 126 | 126 | 126 | 126.0187 | 126.0763 | 126.1225 | 126.33 | 137.2587 | 175.7862 | 218.46 | 245.7138 | 259.765 | 265.5 | 268.5587 | 271.795 | 277.4362 | 288.395 | 306.7563 |  |  | Solar | 126.0187 | 175.7862 | 306.7563 | 180.7563
| Geothermal | 0 | 0 | 0 | 0 | 0 | 0 | 0 | 0 | 0 | 0 | 0 | 0 | 0 | 0 | 0 | 0 | 0 | 0 | 0 | 0 |  |  | Geothermal | 0 | 0 | 0 | 0
| Natural Gas - New | 0 | 0 | 0 | 0.10125 | 0.5 | 1.3838 | 1.895 | 2.0238 | 2.3363 | 3.5013 | 7.415 | 8.11 | 11.0312 | 20.5138 | 41.6613 | 61.0112 | 92.3388 | 143.8738 | 218.6175 | 223.025 |  |  | Natural Gas - New | 1.3838 | 7.415 | 223.025 | 223.025
| Natural Gas - Existing | 1912.04 | 1956.2487 | 1940.985 | 1869.7275 | 1830.21 | 1952.2387 | 1925.9125 | 1911.8225 | 1917.6112 | 1773.7438 | 1965.7413 | 2036.7062 | 1956.5563 | 1950.0775 | 1966.7575 | 1926.075 | 1955.9588 | 1974.3663 | 1944.7675 | 2056.1788 |  |  | Natural Gas - Existing | 1952.2387 | 1965.7413 | 2056.1788 | 144.1388
| Coal | 4545.4388 | 4565.0337 | 4506.8275 | 4519.2612 | 4539.3538 | 4000.06 | 3801.02 | 3797.035 | 3842.9625 | 3842.83 | 3353.7162 | 3116.8212 | 3085.4887 | 3094.0075 | 3120.31 | 3118.9425 | 3138.6375 | 3176.4437 | 3195.2512 | 3235.335 |  |  | Coal | 4000.06 | 3353.7162 | 3235.335 | -1310.1038
| Scenario 1B - Existing Policy (Final) | 2016 | 2017 | 2018 | 2019 | 2020 | 2021 | 2022 | 2023 | 2024 | 2025 | 2026 | 2027 | 2028 | 2029 | 2030 | 2031 | 2032 | 2033 | 2034 | 2035 |  |  | Scenario 1B - Existing Policy (Final) | 2021 | 2026 | 2035 | Change 16-35
| Must Run | 1588 | 1588 | 1588 | 1588 | 1588 | 1588 | 1588 | 1588 | 1588 | 1588 | 1588 | 1588 | 1588 | 1588 | 1588 | 1588 | 1588 | 1588 | 1588 | 1588 |  |  | Must Run | 1588 | 1588 | 1588 | 0
| Wind | 2482 | 2482 | 2482 | 2484.905 | 2486.0462 | 2486.0462 | 2486.0462 | 2486.0462 | 2486.0462 | 2486.0462 | 2486.0462 | 2486.0462 | 2486.0462 | 2486.0462 | 2486.0462 | 2486.0462 | 2486.0462 | 2486.0462 | 2486.07 | 2486.0862 |  |  | Wind | 2486.0462 | 2486.0462 | 2486.0862 | 4.0862
| Solar | 126 | 126 | 126 | 126.18 | 126.2738 | 126.2738 | 126.3263 | 126.3775 | 126.4287 | 126.4825 | 126.535 | 127.0662 | 129.36 | 133.03 | 139.3688 | 147.4038 | 156.22 | 167.79 | 181.455 | 195.73 |  |  | Solar | 126.2738 | 126.535 | 195.73 | 69.73
| Geothermal | 0 | 0 | 0 | 0 | 0 | 0 | 0 | 0 | 0 | 0 | 0 | 0 | 0.02125 | 0.3125 | 0.80125 | 1.4038 | 2.0913 | 3.8413 | 4.915 | 31.935 |  |  | Geothermal | 0 | 0 | 31.935 | 31.935
| Natural Gas - New | 0 | 0 | 0 | 0 | 0 | 0 | 1.885 | 6.5575 | 7.455 | 9.7025 | 19.4713 | 21.7925 | 25.9013 | 37.3775 | 69.4013 | 115.445 | 183.3675 | 272.0425 | 414.1587 | 420.1313 |  |  | Natural Gas - New | 0 | 19.4713 | 420.1313 | 420.1313
| Natural Gas - Existing | 3225.0225 | 3054.7225 | 2918.9075 | 2734.6087 | 2581.2438 | 2684.3987 | 2713.23 | 2635.2525 | 2558.1575 | 2422.5188 | 2572.9662 | 2689.0437 | 2560.9625 | 2539.6312 | 2536.3038 | 2492.2362 | 2501.8412 | 2517.9988 | 2483.1512 | 2592.4525 |  |  | Natural Gas - Existing | 2684.3987 | 2572.9662 | 2592.4525 | -632.57
| Coal | 3243.1425 | 3485.1413 | 3741.4425 | 3942.27 | 4120.8663 | 3678.1287 | 3548.8875 | 3534.195 | 3580.1588 | 3602.2712 | 3158.145 | 3003.605 | 2984.6 | 3026.5287 | 3054.205 | 3073.1388 | 3110.71 | 3160.915 | 3183.8625 | 3227.5512 |  |  | Coal | 3678.1287 | 3158.145 | 3227.5512 | -15.5912
| Scenario 2B - Carbon Reduction - Social Cost of Carbon - Mid-Range (Draft ) | 2016 | 2017 | 2018 | 2019 | 2020 | 2021 | 2022 | 2023 | 2024 | 2025 | 2026 | 2027 | 2028 | 2029 | 2030 | 2031 | 2032 | 2033 | 2034 | 2035 |  |  | Scenario 2B - Carbon Reduction - Social Cost of Carbon - Mid-Range (Draft ) | 2021 | 2026 | 2035 | Change 16-35
| Must Run | 1588 | 1588 | 1588 | 1588 | 1588 | 1588 | 1588 | 1588 | 1588 | 1588 | 1588 | 1588 | 1588 | 1588 | 1588 | 1588 | 1588 | 1588 | 1588 | 1588 |  |  | Must Run | 1588 | 1588 | 1588 | 0
| Wind | 2482 | 2482 | 2482 | 2483.505 | 2484.0963 | 2484.0963 | 2484.0963 | 2484.0963 | 2484.0963 | 2484.9988 | 2490.8575 | 2496.6087 | 2498.7575 | 2499.085 | 2499.22 | 2499.275 | 2501.0225 | 2512.3637 | 2550.2413 | 2610.3538 |  |  | Wind | 2484.0963 | 2490.8575 | 2610.3538 | 128.3538
| Solar | 126 | 126 | 126 | 126 | 126 | 126.0187 | 126.0725 | 126.105 | 126.18 | 133.31 | 163.8988 | 203.8963 | 230.9462 | 246.395 | 253.9725 | 258.09 | 261.555 | 266.475 | 276.2775 | 292.4688 |  |  | Solar | 126.0187 | 163.8988 | 292.4688 | 166.4688
| Geothermal | 0 | 0 | 0 | 0 | 0 | 0 | 0 | 0 | 0 | 0 | 0 | 0 | 0 | 0 | 0 | 0 | 0 | 0 | 0 | 0 |  |  | Geothermal | 0 | 0 | 0 | 0
| Natural Gas - New | 0 | 0 | 0 | 0.2125 | 0.8425 | 4.64 | 12.8725 | 12.67 | 12.9588 | 15.5262 | 23.4513 | 23.3875 | 29.3163 | 47.2725 | 81.9613 | 103.2725 | 152.7738 | 207.8237 | 327.455 | 328.1938 |  |  | Natural Gas - New | 4.64 | 23.4513 | 328.1938 | 328.1938
| Natural Gas - Existing | 3228.2175 | 3309.0425 | 3263.8113 | 3244.295 | 3201.0287 | 3177.5225 | 3131.57 | 3123.0837 | 3145.9525 | 3036.8738 | 3071.965 | 3076.5625 | 2987.7688 | 2954.0287 | 2954.7888 | 2876.9913 | 2864.9963 | 2870.8162 | 2837.3863 | 2911.44 |  |  | Natural Gas - Existing | 3177.5225 | 3071.965 | 2911.44 | -316.7775
| Coal | 1264 | 1247.0287 | 1243.0975 | 1191.8025 | 1246.2275 | 1132.2362 | 1032.365 | 1048.96 | 1083.13 | 1067.0425 | 971.8687 | 932.6938 | 923.585 | 930.3312 | 995.8613 | 1020.0675 | 1051.1412 | 1072.0612 | 1078.5838 | 1148.2887 | a |  | Coal | 1132.2362 | 971.8687 | 1148.2887 | -115.7113
| Scenario 2B - Carbon Reduction - Social Cost of Carbon - Mid-Range (Final) | 2016 | 2017 | 2018 | 2019 | 2020 | 2021 | 2022 | 2023 | 2024 | 2025 | 2026 | 2027 | 2028 | 2029 | 2030 | 2031 | 2032 | 2033 | 2034 | 2035 |  |  | Scenario 2B - Carbon Reduction - Social Cost of Carbon - Mid-Range (Final) | 2021 | 2026 | 2035 | Change 16-35
| Must Run | 1588 | 1588 | 1588 | 1588 | 1588 | 1588 | 1588 | 1588 | 1588 | 1588 | 1588 | 1588 | 1588 | 1588 | 1588 | 1588 | 1588 | 1588 | 1588 | 1588 |  |  | Must Run | 1588 | 1588 | 1588 | 0
| Wind | 2482 | 2482 | 2482 | 2484.24 | 2485.12 | 2485.12 | 2485.12 | 2485.12 | 2485.12 | 2485.12 | 2485.12 | 2485.12 | 2485.12 | 2485.12 | 2485.12 | 2485.1438 | 2485.28 | 2485.3288 | 2485.4488 | 2486.125 |  |  | Wind | 2485.12 | 2485.12 | 2486.125 | 4.125
| Solar | 126 | 126 | 126 | 126.06 | 126.09 | 126.09 | 126.1425 | 126.2438 | 126.3337 | 126.3775 | 126.4225 | 126.53 | 127.3475 | 129.315 | 132.4963 | 137.6538 | 143.9412 | 151.33 | 159.35 | 167.4363 |  |  | Solar | 126.09 | 126.4225 | 167.4363 | 41.4363
| Geothermal | 0 | 0 | 0 | 0 | 0 | 0 | 0 | 0 | 0 | 0 | 0 | 0.10875 | 0.78 | 2.0725 | 3.9487 | 6.5 | 8.7912 | 34.285 | 44.4025 | 72.96 |  |  | Geothermal | 0 | 0 | 72.96 | 72.96
| Natural Gas - New | 0 | 0 | 0 | 0 | 0 | 0 | 0 | 0 | 0 | 13.7788 | 55.7575 | 58.1825 | 60.5675 | 107.0062 | 237.245 | 371.32 | 706.975 | 824.1263 | 1104.0138 | 1109.3612 |  |  | Natural Gas - New | 0 | 55.7575 | 1109.3612 | 1109.3612
| Natural Gas - Existing | 4358.1275 | 4361.89 | 4272.2338 | 4190.9575 | 4136.3088 | 4087.6275 | 4060.2762 | 4019.1475 | 3992.87 | 3922.5763 | 3886.2863 | 3892.27 | 3790.9237 | 3759.8438 | 3744.0575 | 3669.5037 | 3552.42 | 3543.2112 | 3462.2288 | 3521.0763 |  |  | Natural Gas - Existing | 4087.6275 | 3886.2863 | 3521.0763 | -837.0512
| Coal | 605.7862 | 664.7387 | 762.1862 | 794.0712 | 893.2587 | 822.6975 | 756.1662 | 760.0725 | 758.1562 | 748.3813 | 656.6513 | 659.235 | 658.5362 | 679.1 | 713.5113 | 744.9088 | 737.8238 | 759.2075 | 758.75 | 830.9763 |  |  | Coal | 822.6975 | 656.6513 | 830.9763 | 225.19
| Scenario 3A - Maximum Carbon Reduction, Existing Technology (Draft) | 2016 | 2017 | 2018 | 2019 | 2020 | 2021 | 2022 | 2023 | 2024 | 2025 | 2026 | 2027 | 2028 | 2029 | 2030 | 2031 | 2032 | 2033 | 2034 | 2035 |  |  | Scenario 3A - Maximum Carbon Reduction, Existing Technology (Draft) | 2021 | 2026 | 2035 | Change 16-35
| Must Run | 1588 | 1588 | 1588 | 1588 | 1588 | 1588 | 1588 | 1588 | 1588 | 1588 | 1588 | 1588 | 1588 | 1588 | 1588 | 1588 | 1588 | 1588 | 1588 | 1588 |  |  | Must Run | 1588 | 1588 | 1588 | 0
| Wind | 2482 | 2482 | 2482 | 2483.19 | 2483.6575 | 2483.8525 | 2484.2125 | 2484.34 | 2484.34 | 2485.3162 | 2491.2188 | 2496.8425 | 2498.835 | 2504.205 | 2505.6775 | 2551.3387 | 2565.9375 | 2572.5363 | 2595.0687 | 2655.5087 |  |  | Wind | 2483.8525 | 2491.2188 | 2655.5087 | 173.5087
| Solar | 126 | 126 | 126 | 126.0325 | 126.05 | 126.065 | 126.0962 | 126.1287 | 126.2163 | 133.6488 | 166.0475 | 206.9363 | 234.39 | 249.8812 | 257.7738 | 262.1637 | 264.69 | 267.2825 | 274.5525 | 289.1875 |  |  | Solar | 126.065 | 166.0475 | 289.1875 | 163.1875
| Geothermal | [22 empty] | Geothermal | 0 | 0 | 0 | 0
| Natural Gas - New | 0 | 0 | 0 | 0.30125 | 0.79125 | 1.2025 | 1.0813 | 1.2375 | 8.7937 | 164.2825 | 596.2663 | 651.6187 | 684.7263 | 851.915 | 1127.1075 | 1198.5825 | 1355.3338 | 1486.0838 | 1676.1063 | 1752.32 |  |  | Natural Gas - New | 1.2025 | 596.2663 | 1752.32 | 1752.32
| Natural Gas - Existing | 1911.0038 | 1951.885 | 1932.4275 | 1856.38 | 1811.1212 | 1930.0487 | 1902.2587 | 1881.45 | 1882.7662 | 1687.2225 | 2219.99 | 2468.9913 | 2384.76 | 2355.3288 | 2333.3375 | 2210.145 | 2187.4187 | 2182.6013 | 2114.9812 | 2220.2675 |  |  | Natural Gas - Existing | 1930.0487 | 2219.99 | 2220.2675 | 309.2637
| Coal | 4544.4325 | 4561.0013 | 4500.1763 | 4508.45 | 4524.3962 | 3986.8375 | 3784.86 | 3778.1475 | 3820.1225 | 3812.4612 | 1063.3475 | 0 | 0 | 0 | 0 | 0 | 0 | 0 | 0 | 0 |  |  | Coal | 3986.8375 | 1063.3475 | 0 | -4544.4325
| Scenario 3A - Maximum Carbon Reduction, Existing Technology (Final) | 2016 | 2017 | 2018 | 2019 | 2020 | 2021 | 2022 | 2023 | 2024 | 2025 | 2026 | 2027 | 2028 | 2029 | 2030 | 2031 | 2032 | 2033 | 2034 | 2035 |  |  | Scenario 3A - Maximum Carbon Reduction, Existing Technology (Final) | 2021 | 2026 | 2035 | Change 16-35
| Must Run | 1588 | 1588 | 1588 | 1588 | 1588 | 1588 | 1588 | 1588 | 1588 | 1588 | 1588 | 1588 | 1588 | 1588 | 1588 | 1588 | 1588 | 1588 | 1588 | 1588 |  |  | Must Run | 1588 | 1588 | 1588 | 0
| Wind | 2482 | 2482 | 2482 | 2484.065 | 2484.8762 | 2484.8762 | 2484.8762 | 2484.8762 | 2484.8762 | 2484.8762 | 2484.8762 | 2484.8762 | 2484.8762 | 2484.8762 | 2484.8762 | 2484.8762 | 2484.8762 | 2484.8762 | 2484.9488 | 2484.965 |  |  | Wind | 2484.8762 | 2484.8762 | 2484.965 | 2.965
| Solar | 126 | 126 | 126 | 126 | 126 | 126 | 126.0413 | 126.1175 | 126.2 | 126.2375 | 126.265 | 126.6725 | 128.2025 | 131.0675 | 135.645 | 142.935 | 150.5263 | 159.6213 | 171.5675 | 183.7312 |  |  | Solar | 126 | 126.265 | 183.7312 | 57.7312
| Geothermal | 0 | 0 | 0 | 0 | 0 | 0 | 0 | 0 | 0 | 0 | 0 | 0 | 0 | 0.2475 | 1.0613 | 1.815 | 2.6888 | 4.5775 | 6.1875 | 9.5563 |  |  | Geothermal | 0 | 0 | 9.5563 | 9.5563
| Natural Gas - New | 0 | 0 | 0 | 0 | 0 | 3.6562 | 11.3325 | 11.2888 | 11.7688 | 175.2225 | 776.6325 | 917.145 | 896.3937 | 932.9763 | 1093.2838 | 1355.125 | 1823.4975 | 1854.965 | 2009.705 | 2298.4688 |  |  | Natural Gas - New | 3.6562 | 776.6325 | 2298.4688 | 2298.4688
| Natural Gas - Existing | 3223.315 | 3047.5413 | 2909.8225 | 2711.2575 | 2550.105 | 2648.4425 | 2665.17 | 2582.4313 | 2499.7 | 2294.8625 | 2920.335 | 3333.6013 | 3212.6325 | 3198.0212 | 3170.5538 | 3024.5262 | 2871.8962 | 2874.8313 | 2834.0763 | 2847.5775 |  |  | Natural Gas - Existing | 2648.4425 | 2920.335 | 2847.5775 | -375.7375
| Coal | 3241.5887 | 3479.1487 | 3736.4825 | 3927.0175 | 4102.1337 | 3661.8812 | 3528.305 | 3510.7025 | 3551.89 | 3561.4288 | 957.19 | 0 | 0 | 0 | 0 | 0 | 0 | 0 | 0 | 0 |  |  | Coal | 3661.8812 | 957.19 | 0 | -3241.5887
| Scenario 3C - Coal Retirement | 2016 | 2017 | 2018 | 2019 | 2020 | 2021 | 2022 | 2023 | 2024 | 2025 | 2026 | 2027 | 2028 | 2029 | 2030 | 2031 | 2032 | 2033 | 2034 | 2035 |  |  | Scenario 3C - Coal Retirement | 2021 | 2026 | 2035 | Change 16-35
| Must Run | 1588 | 1588 | 1588 | 1588 | 1588 | 1588 | 1588 | 1588 | 1588 | 1588 | 1588 | 1588 | 1588 | 1588 | 1588 | 1588 | 1588 | 1588 | 1588 | 1588 |  |  | Must Run | 1588 | 1588 | 1588 | 0
| Wind | 2482 | 2482 | 2482 | 2485.08 | 2486.29 | 2489.9163 | 2490.8412 | 2490.8412 | 2490.8412 | 2490.8412 | 2490.8412 | 2490.8412 | 2490.8412 | 2490.8412 | 2490.8412 | 2490.8412 | 2490.8412 | 2490.9462 | 2490.9875 | 2490.9875 |  |  | Wind | 2489.9163 | 2490.8412 | 2490.9875 | 8.9875
| Solar | 126 | 126 | 126 | 126 | 126.4237 | 134.3675 | 138.485 | 138.5538 | 138.65 | 138.7088 | 152.1887 | 159.3837 | 161.83 | 163.515 | 164.6675 | 166.8 | 180.8288 | 194.0513 | 317.3238 | 381.48 |  |  | Solar | 134.3675 | 152.1887 | 381.48 | 255.48
| Geothermal | 0 | 0 | 0 | 0 | 0 | 0 | 0.4875 | 0.65625 | 0.65625 | 0.65625 | 0.65625 | 0.65625 | 0.65625 | 0.65625 | 0.6775 | 0.83875 | 1.1138 | 1.4287 | 2.0038 | 2.2738 |  |  | Geothermal | 0 | 0.65625 | 2.2738 | 2.2738
| Natural Gas - New | 0 | 0 | 0 | 0.3575 | 1.295 | 8.3575 | 20.7675 | 29.7338 | 32.3113 | 219.11 | 885.54 | 1035.5338 | 1020.26 | 1048.115 | 1125.855 | 1210.44 | 1384.885 | 1451.4588 | 1568.5162 | 1891.9425 |  |  | Natural Gas - New | 8.3575 | 885.54 | 1891.9425 | 1891.9425
| Natural Gas - Existing | 3225.3238 | 3055.0613 | 2921.4913 | 2739.15 | 2585.9313 | 2686.14 | 2709.0575 | 2631.3187 | 2557.9488 | 2356.92 | 2954.4012 | 3373.3463 | 3254.5487 | 3242.3438 | 3245.41 | 3166.1737 | 3127.5662 | 3113.1813 | 3085.2512 | 3094.275 |  |  | Natural Gas - Existing | 2686.14 | 2954.4012 | 3094.275 | -131.0487
| Coal | 3243.39 | 3485.0738 | 3743.2863 | 3946.0963 | 4124.0725 | 3679.5613 | 3549.7175 | 3536.1562 | 3585.0413 | 3600.6638 | 960.145 | 0 | 0 | 0 | 0 | 0 | 0 | 0 | 0 | 0 |  |  | Coal | 3679.5613 | 960.145 | 0 | -3243.39
| Scenario 3D - Coal Retirement w/SCC_MidRange | 2016 | 2017 | 2018 | 2019 | 2020 | 2021 | 2022 | 2023 | 2024 | 2025 | 2026 | 2027 | 2028 | 2029 | 2030 | 2031 | 2032 | 2033 | 2034 | 2035 |  |  | Scenario 3D - Coal Retirement w/SCC_MidRange | 2021 | 2026 | 2035 | Change 16-35
| Must Run | 1588 | 1588 | 1588 | 1588 | 1588 | 1588 | 1588 | 1588 | 1588 | 1588 | 1588 | 1588 | 1588 | 1588 | 1588 | 1588 | 1588 | 1588 | 1588 | 1588 |  |  | Must Run | 1588 | 1588 | 1588 | 0
| Wind | 2482 | 2482 | 2482 | 2485.535 | 2486.9237 | 2489.7325 | 2490.6462 | 2490.71 | 2490.71 | 2490.78 | 2490.8075 | 2490.8075 | 2490.8075 | 2491.1925 | 2491.3463 | 2492.6562 | 2493.1225 | 2507.5212 | 2512.8825 | 2512.8825 |  |  | Wind | 2489.7325 | 2490.8075 | 2512.8825 | 30.8825
| Solar | 126 | 126 | 126 | 128.1163 | 130.2125 | 137.1788 | 142.63 | 143.8013 | 165.9175 | 177.8862 | 202.2663 | 215.4387 | 225.9712 | 231.7713 | 238.09 | 241.6175 | 262.5838 | 274.1587 | 387.1338 | 447.5675 |  |  | Solar | 137.1788 | 202.2663 | 447.5675 | 321.5675
| Geothermal | 0 | 0 | 0 | 0 | 0 | 0 | 5.6225 | 7.5687 | 7.5687 | 7.5687 | 7.5687 | 7.5687 | 7.5687 | 7.59 | 7.6125 | 7.6338 | 7.6775 | 7.7 | 7.7538 | 7.7875 |  |  | Geothermal | 0 | 7.5687 | 7.7875 | 7.7875
| Natural Gas - New | 0 | 0 | 0 | 0.99875 | 10.3075 | 50.1013 | 104.3225 | 149.9613 | 207.3425 | 486.755 | 1217.53 | 1279.7462 | 1301.975 | 1352.6837 | 1503.6137 | 1608.8763 | 1819.6675 | 1864.5312 | 2012.7325 | 2407.1625 |  |  | Natural Gas - New | 50.1013 | 1217.53 | 2407.1625 | 2407.1625
| Natural Gas - Existing | 4358.5013 | 4363.8687 | 4275.4163 | 4195.34 | 4140.4663 | 4087.1537 | 4051.3787 | 4002.4675 | 3959.6912 | 3870.175 | 3726.3962 | 3767.6075 | 3648.1062 | 3617.88 | 3577.0662 | 3517.8463 | 3436.3075 | 3460.8713 | 3434.4925 | 3427.1887 |  |  | Natural Gas - Existing | 4087.1537 | 3726.3962 | 3427.1887 | -931.3125
| Coal | 605.8863 | 665.5312 | 763.9438 | 796.5213 | 895.13 | 820.99 | 748.0738 | 745.79 | 735.13 | 712.6337 | 205.7163 | 0 | 0 | 0 | 0 | 0 | 0 | 0 | 0 | 0 |  |  | Coal | 820.99 | 205.7163 | 0 | -605.8863
| Scenario 3E - Coal Retirement w/SCC - No New Gas | 2016 | 2017 | 2018 | 2019 | 2020 | 2021 | 2022 | 2023 | 2024 | 2025 | 2026 | 2027 | 2028 | 2029 | 2030 | 2031 | 2032 | 2033 | 2034 | 2035 |  |  | Scenario 3E - Coal Retirement w/SCC - No New Gas | 2021 | 2026 | 2035 | Change 16-35
| Must Run | 1588 | 1588 | 1588 | 1588 | 1588 | 1588 | 1588 | 1588 | 1588 | 1588 | 1588 | 1588 | 1588 | 1588 | 1588 | 1588 | 1588 | 1588 | 1588 | 1588 |  |  | Must Run | 1588 | 1588 | 1588 | 0
| Wind | 2482 | 2482 | 2482 | 2483.925 | 2484.6813 | 2484.6813 | 2486.2562 | 2486.8938 | 2486.8938 | 2666.3962 | 2733.37 | 2847.4763 | 2876.5475 | 3000.465 | 3036.9025 | 3107.5175 | 3124.5487 | 3199.9037 | 3222.48 | 3882.165 |  |  | Wind | 2484.6813 | 2733.37 | 3882.165 | 1400.165
| Solar | 126 | 126 | 126 | 127.615 | 130.3475 | 149.7975 | 161.0475 | 161.7825 | 251.7775 | 299.3725 | 753.2787 | 989.4875 | 991.8775 | 992.4963 | 994.9112 | 995.9488 | 1001.9388 | 1004.6988 | 1399.3925 | 1603.0213 |  |  | Solar | 149.7975 | 753.2787 | 1603.0213 | 1477.0213
| Geothermal | 0 | 0 | 0 | 0 | 0 | 0 | 0 | 0 | 0 | 0 | 0 | 17.1925 | 23.1438 | 41.9612 | 48.475 | 68.4625 | 74.8375 | 97.4575 | 105.1325 | 130.905 |  |  | Geothermal | 0 | 0 | 130.905 | 130.905
| Natural Gas - New | 0 | 0 | 0 | 0 | 0 | 0 | 0 | 0 | 0 | 0 | 0 | 0 | 0 | 0 | 0 | 0 | 0 | 0 | 0 | 0 |  |  | Natural Gas - New | 0 | 0 | 0 | 0
| Natural Gas - Existing | 4358.0225 | 4361.3787 | 4271.7312 | 4189.7662 | 4133.0138 | 4079.365 | 4048.0975 | 4004.1487 | 3959.5588 | 3824.1838 | 3740.8975 | 3668.4538 | 3555.3113 | 3469.3412 | 3481.76 | 3410.2562 | 3410.2238 | 3404.9088 | 3347.5 | 3127.765 |  |  | Natural Gas - Existing | 4079.365 | 3740.8975 | 3127.765 | -1230.2575
| Coal | 605.7313 | 664.555 | 762.0187 | 793.3575 | 891.0875 | 818.7138 | 750.35 | 752.5063 | 743.9075 | 711.2075 | 233.9575 | 0 | 0 | 0 | 0 | 0 | 0 | 0 | 0 | 0 |  |  | Coal | 818.7138 | 233.9575 | 0 | -605.7313
| Scenario 5B - Increased Reliance on External Market (Draft) | 2016 | 2017 | 2018 | 2019 | 2020 | 2021 | 2022 | 2023 | 2024 | 2025 | 2026 | 2027 | 2028 | 2029 | 2030 | 2031 | 2032 | 2033 | 2034 | 2035 |  |  | Scenario 5B - Increased Reliance on External Market (Draft) | 2021 | 2026 | 2035 | Change 16-35
| Must Run | 1588 | 1588 | 1588 | 1588 | 1588 | 1588 | 1588 | 1588 | 1588 | 1588 | 1588 | 1588 | 1588 | 1588 | 1588 | 1588 | 1588 | 1588 | 1588 | 1588 |  |  | Must Run | 1588 | 1588 | 1588 | 0
| Wind | 2482 | 2482 | 2482 | 2482 | 2482 | 2482 | 2482 | 2482 | 2482 | 2482 | 2482 | 2482 | 2501 | 2514 | 2514 | 2514 | 2514 | 2514 | 2514 | 2522 |  |  | Wind | 2482 | 2482 | 2522 | 40
| Solar | 126 | 126 | 126 | 126 | 126 | 126 | 126.015 | 126.0263 | 126.6363 | 141.1838 | 182.8388 | 226.1362 | 252.9875 | 266.1463 | 271.4375 | 274.605 | 278.4375 | 284.9663 | 297.955 | 317.5188 |  |  | Solar | 126 | 182.8388 | 317.5188 | 191.5188
| Geothermal | 0 | 0 | 0 | 0 | 0 | 0 | 0 | 0 | 0 | 0 | 0 | 0 | 0 | 0 | 0 | 0 | 0 | 0 | 0 | 0 |  |  | Geothermal | 0 | 0 | 0 | 0
| Natural Gas - New | 0 | 0 | 0 | 0 | 0 | 0.4025 | 1.11 | 1.0962 | 0.88625 | 2.6313 | 7.0088 | 7.7438 | 11.3225 | 23.18 | 44.4237 | 61.2287 | 92.67 | 143.5137 | 220.7975 | 224.6912 |  |  | Natural Gas - New | 0.4025 | 7.0088 | 224.6912 | 224.6912
| Natural Gas - Existing | 1912.3238 | 1958.7062 | 1944.0213 | 1875.4113 | 1838.1425 | 1960.3912 | 1936.1775 | 1923.9975 | 1933.3525 | 1790.5963 | 1984.49 | 2057.5637 | 1979.5825 | 1975.53 | 1994.795 | 1954.71 | 1985.1975 | 1999.6588 | 1972.7875 | 2085.7925 |  |  | Natural Gas - Existing | 1960.3912 | 1984.49 | 2085.7925 | 173.4688
| Coal | 4545.6613 | 4566.8375 | 4509.1637 | 4523.5087 | 4543.6637 | 4004.5325 | 3807.9225 | 3804.9913 | 3855.61 | 3855.3212 | 3366.3412 | 3131.495 | 3101.9313 | 3114.1813 | 3142.49 | 3141.2787 | 3160.5237 | 3201.2288 | 3217.9113 | 3256.275 |  |  | Coal | 4004.5325 | 3366.3412 | 3256.275 | -1289.3863
| Scenario 5B - Increased Reliance on External Market (Final) | 2016 | 2017 | 2018 | 2019 | 2020 | 2021 | 2022 | 2023 | 2024 | 2025 | 2026 | 2027 | 2028 | 2029 | 2030 | 2031 | 2032 | 2033 | 2034 | 2035 |  |  | Scenario 5B - Increased Reliance on External Market (Final) | 2021 | 2026 | 2035 | Change 16-35
| Must Run | 1588 | 1588 | 1588 | 1588 | 1588 | 1588 | 1588 | 1588 | 1588 | 1588 | 1588 | 1588 | 1588 | 1588 | 1588 | 1588 | 1588 | 1588 | 1588 | 1588 |  |  | Must Run | 1588 | 1588 | 1588 | 0
| Wind | 2482 | 2482 | 2482 | 2482 | 2482 | 2482 | 2482 | 2482 | 2482 | 2482 | 2482 | 2482 | 2482 | 2482 | 2482 | 2482 | 2482 | 2482 | 2482.0237 | 2482.04 |  |  | Wind | 2482 | 2482 | 2482.04 | 0.04
| Solar | 126 | 126 | 126 | 126 | 126 | 126 | 126.0362 | 126.08 | 126.1425 | 126.1963 | 126.3287 | 128.0213 | 132.0637 | 139.2525 | 148.7488 | 159.8212 | 174.22 | 187.9613 | 202.6225 | 220.9313 |  |  | Solar | 126 | 126.3287 | 220.9313 | 94.9313
| Geothermal | 0 | 0 | 0 | 0 | 0 | 0 | 0 | 0 | 0 | 0 | 0 | 0.01125 | 0.28 | 0.89 | 1.67 | 2.4263 | 3.1812 | 5.4062 | 7.6513 | 11.5938 |  |  | Geothermal | 0 | 0 | 11.5938 | 11.5938
| Natural Gas - New | 0 | 0 | 0 | 0 | 0 | 0 | 1.5625 | 5.48 | 5.8012 | 10.2963 | 25.05 | 26.3337 | 35.8912 | 58.3687 | 99.9912 | 151.72 | 214.78 | 308.005 | 476.9875 | 485.325 |  |  | Natural Gas - New | 0 | 25.05 | 485.325 | 485.325
| Natural Gas - Existing | 3226.2162 | 3060.2475 | 2929.1337 | 2754.9062 | 2607.5188 | 2718.0487 | 2754.5025 | 2689.1112 | 2625.1625 | 2499.7775 | 2659.3337 | 2781.8113 | 2664.5075 | 2646.8162 | 2652.0037 | 2607.2362 | 2619.3863 | 2635.9175 | 2601.64 | 2712.3412 |  |  | Natural Gas - Existing | 2718.0487 | 2659.3337 | 2712.3412 | -513.875
| Coal | 3244.1425 | 3489.1275 | 3747.7075 | 3956.83 | 4137.1012 | 3692.1925 | 3566.9938 | 3559.2438 | 3610.605 | 3642.6462 | 3191.3863 | 3035.4062 | 3022.1712 | 3069.8175 | 3095.6325 | 3119.7587 | 3156.6125 | 3205.2312 | 3227.6788 | 3271.1575 |  |  | Coal | 3692.1925 | 3191.3863 | 3271.1575 | 27.015
| Sensitivity S3 - No Demand Response (Draft) | 2016 | 2017 | 2018 | 2019 | 2020 | 2021 | 2022 | 2023 | 2024 | 2025 | 2026 | 2027 | 2028 | 2029 | 2030 | 2031 | 2032 | 2033 | 2034 | 2035 |  |  | Sensitivity S3 - No Demand Response (Draft) | 2021 | 2026 | 2035 | Change 16-35
| Must Run | 1588 | 1588 | 1588 | 1588 | 1588 | 1588 | 1588 | 1588 | 1588 | 1588 | 1588 | 1588 | 1588 | 1588 | 1588 | 1588 | 1588 | 1588 | 1588 | 1588 |  |  | Must Run | 1588 | 1588 | 1588 | 0
| Wind | 2482 | 2482 | 2482 | 2482 | 2482 | 2482 | 2482 | 2482 | 2482.0087 | 2483.9612 | 2490.07 | 2495.0662 | 2496.7575 | 2496.965 | 2497.0212 | 2497.1312 | 2501.1188 | 2516.2425 | 2556.2913 | 2617.6213 |  |  | Wind | 2482 | 2490.07 | 2617.6213 | 135.6213
| Solar | 126 | 126 | 126 | 126 | 126 | 126 | 126.005 | 126.0175 | 126.445 | 136.3325 | 168.2025 | 207.3925 | 233.7612 | 248.945 | 256.205 | 260.2138 | 263.655 | 268.7013 | 278.9762 | 295.2325 |  |  | Solar | 126 | 168.2025 | 295.2325 | 169.2325
| Geothermal | 0 | 0 | 0 | 0 | 0 | 0 | 0 | 0 | 0 | 0 | 0 | 0 | 0 | 0 | 0 | 0 | 0 | 0 | 0 | 0 |  |  | Geothermal | 0 | 0 | 0 | 0
| Natural Gas - New | 0 | 0 | 0 | 9.4913 | 31.8538 | 48.6125 | 48.05 | 53.5162 | 55.7388 | 53.7537 | 63.7825 | 71.73 | 72.1725 | 74.2225 | 88.3838 | 109.9537 | 144.21 | 182.7725 | 238.9888 | 245.685 |  |  | Natural Gas - New | 48.6125 | 63.7825 | 245.685 | 245.685
| Natural Gas - Existing | 1911.0262 | 1951.9825 | 1932.295 | 1853.5963 | 1799.3825 | 1913.8737 | 1886.685 | 1864.51 | 1863.1225 | 1720.25 | 1906.25 | 1979.0213 | 1900.0875 | 1891.25 | 1909.8087 | 1870.5787 | 1896.0725 | 1917.9813 | 1888.8563 | 2003.145 |  |  | Natural Gas - Existing | 1913.8737 | 1906.25 | 2003.145 | 92.1188
| Coal | 4544.4175 | 4560.8787 | 4500.2788 | 4508.7987 | 4524.3413 | 3986.9125 | 3784.855 | 3777.4575 | 3818.2962 | 3811.84 | 3329.935 | 3092.63 | 3058.5138 | 3066.4925 | 3091.125 | 3087.72 | 3108.2587 | 3146.4313 | 3165.3438 | 3208.1575 |  |  | Coal | 3986.9125 | 3329.935 | 3208.1575 | -1336.26
| Sensitivity S3 - No Demand Response (Final) | 2016 | 2017 | 2018 | 2019 | 2020 | 2021 | 2022 | 2023 | 2024 | 2025 | 2026 | 2027 | 2028 | 2029 | 2030 | 2031 | 2032 | 2033 | 2034 | 2035 |  |  | Sensitivity S3 - No Demand Response (Final) | 2021 | 2026 | 2035 | Change 16-35
| Must Run | 1588 | 1588 | 1588 | 1588 | 1588 | 1588 | 1588 | 1588 | 1588 | 1588 | 1588 | 1588 | 1588 | 1588 | 1588 | 1588 | 1588 | 1588 | 1588 | 1588 |  |  | Must Run | 1588 | 1588 | 1588 | 0
| Wind | 2482 | 2482 | 2482 | 2501.04 | 2508.52 | 2508.52 | 2508.52 | 2508.52 | 2508.52 | 2508.715 | 2508.76 | 2508.76 | 2508.76 | 2508.76 | 2508.76 | 2508.76 | 2508.76 | 2510.16 | 2510.7488 | 2510.7488 |  |  | Wind | 2508.52 | 2508.76 | 2510.7488 | 28.7488
| Solar | 126 | 126 | 126 | 126 | 126 | 126 | 126.0113 | 126.0713 | 126.1612 | 126.2087 | 126.2575 | 126.3063 | 126.8213 | 128.9013 | 140.9737 | 148.3338 | 162.495 | 171.375 | 229.1788 | 259.615 |  |  | Solar | 126 | 126.2575 | 259.615 | 133.615
| Geothermal | 0 | 0 | 0 | 0 | 0 | 0 | 0 | 0 | 0 | 0 | 0 | 0 | 0 | 0.05375 | 0.13 | 0.25 | 0.36 | 0.46875 | 0.85875 | 1.0488 |  |  | Geothermal | 0 | 0 | 1.0488 | 1.0488
| Natural Gas - New | 0 | 0 | 0 | 35.2225 | 90.44 | 132.0987 | 186.2988 | 184.9363 | 177.91 | 178.7275 | 211.6562 | 240.9013 | 246.895 | 274.555 | 330.2387 | 408.9525 | 569.4763 | 624.09 | 747.3725 | 833.5825 |  |  | Natural Gas - New | 132.0987 | 211.6562 | 833.5825 | 833.5825
| Natural Gas - Existing | 3223.5413 | 3048.3038 | 2911.1312 | 2692.7275 | 2488.2312 | 2580.8425 | 2574.4212 | 2490.0225 | 2406.9925 | 2272.7587 | 2413.52 | 2525.5037 | 2394.0388 | 2365.2675 | 2343.6838 | 2289.15 | 2247.9513 | 2283.49 | 2269.9275 | 2338.19 |  |  | Natural Gas - Existing | 2580.8425 | 2413.52 | 2338.19 | -885.3513
| Coal | 3241.82 | 3479.7387 | 3737.3825 | 3919.2562 | 4079.5613 | 3644.5538 | 3511.6575 | 3495.885 | 3536.8975 | 3558.2712 | 3122.725 | 2971.5775 | 2953.6687 | 2993.9913 | 3022.0287 | 3041.985 | 3078.2925 | 3132.7875 | 3155.3575 | 3201.9887 |  |  | Coal | 3644.5538 | 3122.725 | 3201.9887 | -39.8313
| Sensitivity S5 - Regional RPS @ 35% (Draft) | 2016 | 2017 | 2018 | 2019 | 2020 | 2021 | 2022 | 2023 | 2024 | 2025 | 2026 | 2027 | 2028 | 2029 | 2030 | 2031 | 2032 | 2033 | 2034 | 2035 |  |  | Sensitivity S5 - Regional RPS @ 35% (Draft) | 2021 | 2026 | 2035 | Change 16-35
| Must Run | 1588 | 1588 | 1588 | 1588 | 1588 | 1588 | 1588 | 1588 | 1588 | 1588 | 1588 | 1588 | 1588 | 1588 | 1588 | 1588 | 1588 | 1588 | 1588 | 1588 |  |  | Must Run | 1588 | 1588 | 1588 | 0
| Wind | 2482 | 2482 | 2482 | 2483.365 | 2526.0487 | 3179.395 | 3631.0887 | 3911.57 | 4195.6788 | 4561.8462 | 4979.21 | 5015.6062 | 5015.92 | 5015.92 | 5015.92 | 5015.92 | 5015.92 | 5015.92 | 5015.92 | 5015.92 |  |  | Wind | 3179.395 | 4979.21 | 5015.92 | 2533.92
| Solar | 126 | 128.1612 | 157.74 | 205.8688 | 249.425 | 287.7925 | 343.105 | 399.4887 | 452.675 | 493.1025 | 502.3988 | 502.5063 | 502.5063 | 502.5063 | 502.5063 | 502.5063 | 502.5063 | 502.5063 | 502.5063 | 502.5063 |  |  | Solar | 287.7925 | 502.3988 | 502.5063 | 376.5063
| Geothermal | 0 | 0 | 0 | 0 | 0 | 2.2338 | 8.9688 | 13.1212 | 16.3712 | 18.0725 | 32.7238 | 163.7413 | 303.745 | 335.6812 | 342.5213 | 345.9625 | 348.5763 | 351.66 | 354.9812 | 361.3687 |  |  | Geothermal | 2.2338 | 32.7238 | 361.3687 | 361.3687
| Natural Gas - New | 0 | 0 | 0 | 0.12875 | 0.38875 | 1.3662 | 2.1825 | 2.2025 | 2.295 | 1.9775 | 2.6237 | 2.6725 | 3.235 | 6.3688 | 13.2 | 20.2425 | 33.7662 | 64.7 | 103.3525 | 104.3575 |  |  | Natural Gas - New | 1.3662 | 2.6237 | 104.3575 | 104.3575
| Natural Gas - Existing | 1912.4375 | 1959.135 | 1939.225 | 1859.1063 | 1799.04 | 1766.3238 | 1637.4987 | 1524.3837 | 1422.1225 | 1210.8912 | 1280.1025 | 1386.6312 | 1333.6437 | 1334.4625 | 1363.2487 | 1375.08 | 1430.0113 | 1470.2875 | 1494.525 | 1632.4887 |  |  | Natural Gas - Existing | 1766.3238 | 1280.1025 | 1632.4887 | -279.9488
| Coal | 4545.8363 | 4567.48 | 4504.4712 | 4508.8825 | 4513.71 | 3839.905 | 3518.0938 | 3407.6975 | 3337.7775 | 3182.8925 | 2733.28 | 2542.3375 | 2512.1737 | 2536.1188 | 2557.1262 | 2581.7013 | 2612.9113 | 2670.075 | 2723.6425 | 2782.3375 |  |  | Coal | 3839.905 | 2733.28 | 2782.3375 | -1763.4988
| Sensitivity S5 - Regional RPS @ 35% (Final) | 2016 | 2017 | 2018 | 2019 | 2020 | 2021 | 2022 | 2023 | 2024 | 2025 | 2026 | 2027 | 2028 | 2029 | 2030 | 2031 | 2032 | 2033 | 2034 | 2035 |  |  | Sensitivity S5 - Regional RPS @ 35% (Final) | 2021 | 2026 | 2035 | Change 16-35
| Must Run | 1588 | 1588 | 1588 | 1588 | 1588 | 1588 | 1588 | 1588 | 1588 | 1588 | 1588 | 1588 | 1588 | 1588 | 1588 | 1588 | 1588 | 1588 | 1588 | 1588 |  |  | Must Run | 1588 | 1588 | 1588 | 0
| Wind | 2482 | 2482 | 2482 | 2485.08 | 2486.29 | 2532.445 | 2796.0138 | 3065.9875 | 3349.32 | 3651.0613 | 4058.8575 | 4728.1687 | 4961.9038 | 4978.5837 | 4980.2987 | 4980.8488 | 4981.4312 | 4982.3625 | 4983.3138 | 4984.465 |  |  | Wind | 2532.445 | 4058.8575 | 4984.465 | 2502.465
| Solar | 126 | 128 | 150.0137 | 179.7688 | 217.265 | 810.4225 | 1049.8038 | 1108.4188 | 1164.4962 | 1208.6762 | 1228.5238 | 1232.7762 | 1233.0412 | 1233.0412 | 1233.0412 | 1233.0412 | 1233.0412 | 1233.0412 | 1233.0412 | 1233.0412 |  |  | Solar | 810.4225 | 1228.5238 | 1233.0412 | 1107.0412
| Geothermal | 0 | 0 | 0 | 0 | 0 | 2.2338 | 8.9688 | 13.1212 | 16.3712 | 18.0725 | 32.7238 | 163.7413 | 303.745 | 335.6812 | 342.5213 | 345.9625 | 348.5763 | 351.66 | 354.9812 | 361.3687 |  |  | Geothermal | 2.2338 | 32.7238 | 361.3687 | 361.3687
| Natural Gas - New | 0 | 0 | 0 | 0 | 0 | 0 | 2.1387 | 7.35 | 7.9037 | 6.8087 | 6.2038 | 6.2875 | 6.0438 | 5.8925 | 6.1137 | 7.3925 | 9.755 | 21.1825 | 39.3775 | 39.145 |  |  | Natural Gas - New | 0 | 6.2038 | 39.145 | 39.145
| Natural Gas - Existing | 3225.3762 | 3054.6075 | 2914.8888 | 2720.4475 | 2553.9825 | 2453.5887 | 2283.185 | 2071.58 | 1856.7137 | 1621.2838 | 1595.79 | 1409.7662 | 1182.835 | 1165.4262 | 1181.4425 | 1231.9388 | 1302.745 | 1390.56 | 1465.15 | 1596.8175 |  |  | Natural Gas - Existing | 2453.5887 | 1595.79 | 1596.8175 | -1628.5587
| Coal | 3243.4262 | 3484.8175 | 3738.415 | 3932.2137 | 4103.3062 | 3545.2125 | 3289.8875 | 3179.5725 | 3097.6312 | 2983.1137 | 2557.5637 | 2198.8663 | 2086.8962 | 2123.5963 | 2158.7387 | 2225.585 | 2294.2537 | 2392.0712 | 2467.175 | 2554.425 |  |  | Coal | 3545.2125 | 2557.5637 | 2554.425 | -689.0012
| Sensitivity S10 - Lower Conservation (Draft) | 2016 | 2017 | 2018 | 2019 | 2020 | 2021 | 2022 | 2023 | 2024 | 2025 | 2026 | 2027 | 2028 | 2029 | 2030 | 2031 | 2032 | 2033 | 2034 | 2035 |  |  | Sensitivity S10 - Lower Conservation (Draft) | 2021 | 2026 | 2035 | Change 16-35
| Must Run | 1588 | 1588 | 1588 | 1588 | 1588 | 1588 | 1588 | 1588 | 1588 | 1588 | 1588 | 1588 | 1588 | 1588 | 1588 | 1588 | 1588 | 1588 | 1588 | 1588 |  |  | Must Run | 1588 | 1588 | 1588 | 0
| Wind | 2482 | 2482 | 2482 | 2489.98 | 2493.185 | 2493.2137 | 2493.2137 | 2493.2137 | 2493.41 | 2501.6438 | 2523.2 | 2534.955 | 2537.3888 | 2537.6988 | 2537.9387 | 2542.1337 | 2562.4225 | 2631.1625 | 2728.4513 | 2821.205 |  |  | Wind | 2493.2137 | 2523.2 | 2821.205 | 339.205
| Solar | 126 | 126 | 126 | 126.105 | 126.1625 | 126.2825 | 126.5075 | 126.645 | 127.9762 | 161.6037 | 234.2738 | 283.3825 | 301.3025 | 307.3975 | 310.09 | 311.8537 | 316.1513 | 328.5412 | 350.3525 | 376.38 |  |  | Solar | 126.2825 | 234.2738 | 376.38 | 250.38
| Geothermal | 0 | 0 | 0 | 0 | 0 | 0 | 0 | 0 | 0 | 0 | 0 | 0 | 0 | 0 | 0 | 0 | 0 | 0 | 0 | 0 |  |  | Geothermal | 0 | 0 | 0 | 0
| Natural Gas - New | 0 | 0 | 0 | 3.645 | 22.8325 | 53.9688 | 55.9213 | 62.4237 | 66.6813 | 122.5787 | 266.0362 | 286.2038 | 296.2538 | 333.5888 | 408.8062 | 469.7475 | 587.2437 | 661.9225 | 757.8587 | 800.4438 |  |  | Natural Gas - New | 53.9688 | 266.0362 | 800.4438 | 800.4438
| Natural Gas - Existing | 1915.2525 | 1975.29 | 1973.8775 | 1917.1562 | 1892.3025 | 2024.95 | 2018.4675 | 2027.2575 | 2068.005 | 1930.505 | 2094.225 | 2170.9763 | 2096.745 | 2092.0625 | 2091.055 | 2016.535 | 2003.845 | 1984.265 | 1923.42 | 2028.3212 |  |  | Natural Gas - Existing | 2024.95 | 2094.225 | 2028.3212 | 113.0687
| Coal | 4548.7413 | 4577.3713 | 4530.86 | 4557.7275 | 4594.6088 | 4054.6887 | 3873.1388 | 3892.6962 | 3956.1213 | 3982.87 | 3459.3762 | 3233.42 | 3215.345 | 3241.355 | 3259.5325 | 3261.8325 | 3267.345 | 3293.9725 | 3301.0725 | 3329.6562 |  |  | Coal | 4054.6887 | 3459.3762 | 3329.6562 | -1219.085
| Sensitivity S10 - Lower Conservation (Final) | 2016 | 2017 | 2018 | 2019 | 2020 | 2021 | 2022 | 2023 | 2024 | 2025 | 2026 | 2027 | 2028 | 2029 | 2030 | 2031 | 2032 | 2033 | 2034 | 2035 |  |  | Sensitivity S10 - Lower Conservation (Final) | 2021 | 2026 | 2035 | Change 16-35
| Must Run | 1588 | 1588 | 1588 | 1588 | 1588 | 1588 | 1588 | 1588 | 1588 | 1588 | 1588 | 1588 | 1588 | 1588 | 1588 | 1588 | 1588 | 1588 | 1588 | 1588 |  |  | Must Run | 1588 | 1588 | 1588 | 0
| Wind | 2482 | 2482 | 2482 | 2493.445 | 2497.9412 | 2497.9412 | 2497.9412 | 2497.9412 | 2497.9412 | 2497.9412 | 2497.9412 | 2497.9412 | 2497.9412 | 2497.9412 | 2497.9412 | 2497.9412 | 2497.9412 | 2498.3713 | 2499.9088 | 2509.2775 |  |  | Wind | 2497.9412 | 2497.9412 | 2509.2775 | 27.2775
| Solar | 126 | 126 | 126 | 126 | 126 | 126 | 126.1063 | 126.2387 | 126.36 | 126.455 | 127.7438 | 134.8925 | 152.89 | 179.3288 | 205.995 | 227.16 | 244.445 | 260.6363 | 295.2113 | 327.5337 |  |  | Solar | 126 | 127.7438 | 327.5337 | 201.5337
| Geothermal | 0 | 0 | 0 | 0 | 0 | 0 | 0 | 0 | 0 | 0 | 0 | 0.315 | 1.1062 | 2.5375 | 3.7475 | 4.8388 | 5.6037 | 7.4787 | 12.0962 | 26.9962 |  |  | Geothermal | 0 | 0 | 26.9962 | 26.9962
| Natural Gas - New | 0 | 0 | 0 | 4.1525 | 13.4588 | 30.9337 | 53.1187 | 78.0738 | 82.8775 | 133.6413 | 270.3025 | 323.4038 | 351.71 | 394.5962 | 476.8288 | 553.23 | 715.885 | 848.1487 | 1053.215 | 1498.9537 |  |  | Natural Gas - New | 30.9337 | 270.3025 | 1498.9537 | 1498.9537
| Natural Gas - Existing | 3231.1363 | 3082.9 | 2978.325 | 2828.8125 | 2720.41 | 2863.665 | 2931.9925 | 2907.1512 | 2901.39 | 2816.565 | 2965.325 | 3098.9925 | 2997.0637 | 3000.0738 | 2980.94 | 2901.4237 | 2844.0338 | 2826.3575 | 2744.7225 | 2737.1925 |  |  | Natural Gas - Existing | 2863.665 | 2965.325 | 2737.1925 | -493.9437
| Coal | 3248.4975 | 3506.3663 | 3781.31 | 3999.7838 | 4202.0387 | 3756.2812 | 3643.22 | 3653.6737 | 3729.115 | 3787.0625 | 3292.3837 | 3144.475 | 3137.9788 | 3192.035 | 3210.2238 | 3233.635 | 3262.9862 | 3298.3675 | 3311.2475 | 3344.9775 |  |  | Coal | 3756.2812 | 3292.3837 | 3344.9775 | 96.48
| Mean Conservation Development (aMW) | 2016 | 2017 | 2018 | 2019 | 2020 | 2021 | 2022 | 2023 | 2024 | 2025 | 2026 | 2027 | 2028 | 2029 | 2030 | 2031 | 2032 | 2033 | 2034 | 2035 |  |  | Mean Conservation Development (aMW) | 2021 | 2026 | 2035
| Scenario 1B - Existing Policy (Draft) | 158.2091 | 335.6704 | 538.4226 | 768.1346 | 1027.8666 | 1313.4425 | 1617.5138 | 1936.1762 | 2268.0487 | 2605.2975 | 2940.9837 | 3271.9938 | 3594.0087 | 3825.4513 | 3942.2925 | 4021.8137 | 4087.3925 | 4145.1313 | 4197.2875 | 4247.5775 |  |  | Scenario 1B - Existing Policy (Draft) | 1313.4425 | 2940.9837 | 4247.5775
| Scenario 1B - Existing Policy (Final) | 159.9929 | 339.0931 | 542.7004 | 772.4151 | 1031.0198 | 1314.691 | 1616.3808 | 1932.4291 | 2262.199 | 2598.1613 | 2933.5605 | 3265.4556 | 3589.8612 | 3799.2374 | 3915.9137 | 3980.9943 | 4035.8518 | 4086.719 | 4136.8547 | 4186.7319 |  |  | Scenario 1B - Existing Policy (Final) | 1314.691 | 2933.5605 | 4186.7319
| Scenario 2B - Carbon Reduction - Social Cost of Carbon - Mid-Range (Draft) | 174.2734 | 369.0716 | 590.4663 | 839.9377 | 1120.59 | 1427.0487 | 1750.225 | 2086.0662 | 2433.8175 | 2785.95 | 3135.3663 | 3478.7575 | 3812.0575 | 4053.8288 | 4180.2788 | 4268.775 | 4343.385 | 4409.89 | 4470.3888 | 4529.0238 |  |  | Scenario 2B - Carbon Reduction - Social Cost of Carbon - Mid-Range (Draft) | 1427.0487 | 3135.3663 | 4529.0238
| Scenario 2B - Carbon Reduction - Social Cost of Carbon - Mid-Range (Final) | 174.0644 | 368.1472 | 587.9241 | 834.8472 | 1111.5487 | 1412.7771 | 1729.8447 | 2058.9162 | 2399.7213 | 2745.1096 | 3088.5202 | 3427.0514 | 3756.5418 | 3969.4398 | 4088.1394 | 4153.7643 | 4208.7536 | 4259.1599 | 4308.2655 | 4356.9573 |  |  | Scenario 2B - Carbon Reduction - Social Cost of Carbon - Mid-Range (Final) | 1412.7771 | 3088.5202 | 4356.9573
| Scenario 3A - Maximum Carbon Reduction, Existing Technology (Draft) | 173.1106 | 366.876 | 586.7721 | 833.8966 | 1111.2609 | 1413.485 | 1731.7887 | 2061.8987 | 2402.985 | 2747.48 | 3088.6537 | 3423.8038 | 3748.805 | 3981.91 | 4099.5162 | 4178.815 | 4244.0225 | 4301.2075 | 4352.3462 | 4401.8425 |  |  | Scenario 3A - Maximum Carbon Reduction, Existing Technology (Draft) | 1413.485 | 3088.6537 | 4401.8425
| Scenario 3A - Maximum Carbon Reduction, Existing Technology (Final) | 176.9971 | 373.7783 | 596.0559 | 845.373 | 1124.3187 | 1427.3782 | 1745.6314 | 2075.3423 | 2416.3026 | 2761.3469 | 3103.9301 | 3441.2696 | 3769.4224 | 3980.9919 | 4098.4408 | 4162.9321 | 4216.8305 | 4266.1239 | 4314.103 | 4361.7048 |  |  | Scenario 3A - Maximum Carbon Reduction, Existing Technology (Final) | 1427.3782 | 3103.9301 | 4361.7048
| Scenario 3C - Coal Retirement | 156.5612 | 332.9568 | 533.5419 | 759.2652 | 1012.6517 | 1289.6697 | 1583.066 | 1889.0394 | 2206.7687 | 2528.8923 | 2848.962 | 3164.5122 | 3472.5395 | 3665.1258 | 3765.565 | 3815.4752 | 3855.4794 | 3892.3264 | 3929.6509 | 3967.7649 |  |  | Scenario 3C - Coal Retirement | 1289.6697 | 2848.962 | 3967.7649
| Scenario 3D - Coal Retirement w/SCC_MidRange | 161.7047 | 342.9145 | 549.2336 | 782.4466 | 1045.7191 | 1335.6101 | 1644.9511 | 1969.7368 | 2309.1678 | 2655.5587 | 3001.7969 | 3344.4485 | 3679.0434 | 3897.7294 | 4022.5272 | 4094.3468 | 4152.5695 | 4205.6046 | 4257.5562 | 4309.0456 |  |  | Scenario 3D - Coal Retirement w/SCC_MidRange | 1335.6101 | 3001.7969 | 4309.0456
| Scenario 3E - Coal Retirement w/SCC_MidRange - No New Gas | 177.0899 | 374.7896 | 599.6345 | 853.5679 | 1139.3617 | 1451.7193 | 1782.0599 | 2126.6053 | 2485.0189 | 2850.3377 | 3215.2583 | 3576.5477 | 3929.6647 | 4166.8238 | 4310.2335 | 4402.6633 | 4485.6495 | 4563.8459 | 4640.2515 | 4715.8155 |  |  | Scenario 3E - Coal Retirement w/SCC_MidRange - No New Gas | 1451.7193 | 3215.2583 | 4715.8155
| Scenario 5B - Increased Reliance on External Market (Draft) | 151.5705 | 322.8452 | 519.3655 | 741.8836 | 992.6399 | 1268.1188 | 1561.3087 | 1868.0238 | 2186.9975 | 2510.6988 | 2832.7825 | 3150.1962 | 3459.0212 | 3676.9163 | 3780.6225 | 3847.5138 | 3901.085 | 3948.2638 | 3991.9037 | 4033.8088 |  |  | Scenario 5B - Increased Reliance on External Market (Draft) | 1268.1188 | 2832.7825 | 4033.8088
| Scenario 5B - Increased Reliance on External Market (Final) | 146.1618 | 311.7794 | 500.3405 | 712.0797 | 949.2138 | 1208.3323 | 1483.3607 | 1771.0222 | 2070.9781 | 2376.533 | 2681.735 | 2984.2271 | 3280.8371 | 3462.996 | 3553.9875 | 3594.8759 | 3627.7211 | 3658.6497 | 3690.7629 | 3723.8167 |  |  | Scenario 5B - Increased Reliance on External Market (Final) | 1208.3323 | 2681.735 | 3723.8167
| Sensitivity S3 - No Demand Response (Draft) | 173.0878 | 366.6116 | 586.4912 | 834.097 | 1112.4513 | 1416.3025 | 1737.0087 | 2070.465 | 2415.8125 | 2765.335 | 3112.0163 | 3452.815 | 3783.605 | 4022.995 | 4147.425 | 4233.8413 | 4306.1987 | 4370.3975 | 4428.46 | 4484.5988 |  |  | Sensitivity S3 - No Demand Response (Draft) | 1416.3025 | 3112.0163 | 4484.5988
| Sensitivity S3 - No Demand Response (Final) | 174.8439 | 369.7115 | 590.1617 | 837.5716 | 1114.5083 | 1415.5828 | 1731.9952 | 2059.9489 | 2399.1429 | 2742.4015 | 3083.2125 | 3418.6591 | 3744.6119 | 3953.4145 | 4067.4815 | 4128.0156 | 4177.8162 | 4222.8418 | 4266.3314 | 4309.3285 |  |  | Sensitivity S3 - No Demand Response (Final) | 1415.5828 | 3083.2125 | 4309.3285
| Sensitivity S5 - Regional RPS @ 35% (Draft) | 149.1145 | 317.3086 | 510.1538 | 728.3198 | 974.3758 | 1245.0638 | 1533.4375 | 1835.1225 | 2149.0125 | 2467.3362 | 2783.1675 | 3094.5087 | 3397.7475 | 3611.2038 | 3711.6962 | 3776.065 | 3829.55 | 3878.2288 | 3925.4462 | 3971.5662 |  |  | Sensitivity S5 - Regional RPS @ 35% (Draft) | 1245.0638 | 2783.1675 | 3971.5662
| Sensitivity S5 - Regional RPS @ 35% (Final) | 156.406 | 332.6974 | 532.936 | 757.9705 | 1010.2364 | 1285.578 | 1576.581 | 1879.1362 | 2192.1673 | 2508.0886 | 2820.1583 | 3125.3583 | 3419.7711 | 3594.0312 | 3672.1016 | 3696.0412 | 3711.519 | 3724.0368 | 3736.4209 | 3749.3467 |  |  | Sensitivity S5 - Regional RPS @ 35% (Final) | 1285.578 | 2820.1583 | 3749.3467
| Sensitivity S10 - Lower Conservation (Draft) | 102.8108 | 215.5938 | 340.6908 | 477.4276 | 626.7577 | 791.5101 | 971.9665 | 1163.789 | 1369.914 | 1587.2938 | 1812.5425 | 2045.985 | 2283.2325 | 2510.2712 | 2650.545 | 2753.9138 | 2835.3875 | 2907.1588 | 2975.6062 | 3037.1863 |  |  | Sensitivity S10 - Lower Conservation (Draft) | 791.5101 | 1812.5425 | 3037.1863
| Sensitivity S10 - Lower Conservation (Final) | 90.1595 | 189.1463 | 296.3758 | 411.6093 | 537.292 | 671.8056 | 813.4556 | 962.6145 | 1121.0681 | 1285.8609 | 1454.8418 | 1628.778 | 1807.4899 | 1968.982 | 2070.8237 | 2130.5834 | 2181.1298 | 2230.9552 | 2285.216 | 2342.9324 |  |  | Sensitivity S10 - Lower Conservation (Final) | 671.8056 | 1454.8418 | 2342.9324 | 53.77%
| Mean Renewable Development (aMW) | 2016 | 2017 | 2018 | 2019 | 2020 | 2021 | 2022 | 2023 | 2024 | 2025 | 2026 | 2027 | 2028 | 2029 | 2030 | 2031 | 2032 | 2033 | 2034 | 2035 |  |  | Mean Renewable Development (aMW) | 2021 | 2026 | 2035 |  | 1B_Existing Policy | 2021 | 2026 | 2035 | 2021 | 2026 | 2035
| Scenario 1B - Existing Policy (Draft) | 0 | 0 | 0 | 1.33 | 1.8525 | 1.8713 | 1.9288 | 1.975 | 2.1825 | 14.89 | 60.9538 | 109.3975 | 138.5 | 152.7912 | 158.6137 | 161.7913 | 168.2838 | 191.7887 | 250.0963 | 339.5412 |  |  | Scenario 1B - Existing Policy (Draft) | 1.8713 | 60.9538 | 339.5412 |  | Wind | 4.08 | 4.08 | 4.12 | 4060.44 | 4072.09 | 4373.54
| Scenario 1B - Existing Policy (Final) | 0 | 0 | 0 | 3.085 | 4.32 | 4.32 | 4.3725 | 4.4237 | 4.475 | 4.5287 | 4.5812 | 5.1125 | 7.4275 | 11.3888 | 18.2162 | 26.8537 | 36.3575 | 49.6775 | 64.44 | 105.7512 |  |  | Scenario 1B - Existing Policy (Final) | 4.32 | 4.5812 | 105.7512 |  | Solar PV | 0.27 | 0.51 | 69.7
| Scenario 2B - Carbon Reduction - Social Cost of Carbon - Mid-Range (Draft) | 0 | 0 | 0 | 1.225 | 1.7063 | 1.7288 | 1.7663 | 1.8113 | 1.91 | 11.18 | 50.4 | 96.6038 | 125.8488 | 141.0425 | 148.175 | 151.9662 | 156.5425 | 175.0275 | 224.8975 | 304.2575 |  |  | Scenario 2B - Carbon Reduction - Social Cost of Carbon - Mid-Range (Draft) | 1.7288 | 50.4 | 304.2575 |  | Wind | 3.15 | 3.15 | 4.15 | 3.24 | 3.54 | 118.47
| Scenario 2B - Carbon Reduction - Social Cost of Carbon - Mid-Range (Final) | 0 | 0 | 0 | 2.3 | 3.21 | 3.21 | 3.2625 | 3.3637 | 3.4537 | 3.4975 | 3.5425 | 3.7587 | 5.2475 | 8.5075 | 13.565 | 21.2975 | 30.0125 | 62.9437 | 81.2013 | 118.5213 |  |  | Scenario 2B - Carbon Reduction - Social Cost of Carbon - Mid-Range (Final) | 3.21 | 3.5425 | 118.5213 |  | Solar PV | 0.09 | 0.39 | 41.4
| Scenario 3A - Maximum Carbon Reduction, Existing Technology (Draft) | 0 | 0 | 0 | 1.2225 | 1.7075 | 1.9175 | 2.3088 | 2.4688 | 2.5563 | 10.965 | 49.2663 | 95.7788 | 125.225 | 146.0862 | 155.4512 | 205.5025 | 222.6275 | 231.8188 | 261.6213 | 336.6962 |  |  | Scenario 3A - Maximum Carbon Reduction, Existing Technology (Draft) | 1.9175 | 49.2663 | 336.6962 |  | Geothermal | 0 | 0 | 72.92
| Scenario 3A - Maximum Carbon Reduction, Existing Technology (Final) | 0 | 0 | 0 | 2.065 | 2.8762 | 2.8762 | 2.9175 | 2.9937 | 3.0762 | 3.1137 | 3.1412 | 3.5487 | 5.0787 | 8.1912 | 13.5825 | 21.6262 | 30.0912 | 41.075 | 54.7038 | 70.2525 |  |  | Scenario 3A - Maximum Carbon Reduction, Existing Technology (Final) | 2.8762 | 3.1412 | 70.2525 |  | 3A_Maximum Carbon Reduction - Existing Technology | 2021 | 2026 | 2035 | 2021 | 2026 | 2035
| Scenario 3C - Coal Retirement | 0 | 0 | 0 | 3.08 | 4.7137 | 16.2838 | 21.8138 | 22.0512 | 22.1475 | 22.2063 | 35.6862 | 42.8812 | 45.3275 | 47.0125 | 48.1862 | 50.48 | 64.7838 | 78.4262 | 202.315 | 266.7413 |  |  | Scenario 3C - Coal Retirement | 16.2838 | 35.6862 | 266.7413 |  | Wind | 2.9 | 2.9 | 2.99 | 2.9 | 3.09 | 70.22
| Scenario 3D - Coal Retirement w/SCC_MidRange | 0 | 0 | 0 | 5.6512 | 9.1363 | 18.9113 | 30.8987 | 34.08 | 56.1962 | 68.235 | 92.6425 | 105.815 | 116.3475 | 122.5538 | 129.0488 | 133.9075 | 155.3837 | 181.38 | 299.77 | 360.2375 |  |  | Scenario 3D - Coal Retirement w/SCC_MidRange | 18.9113 | 92.6425 | 360.2375 |  | Solar PV | 0 | 0.19 | 57.86
| Scenario 3E - Coal Retirement w/SCC_MidRange - No New Gas | 0 | 0 | 0 | 3.54 | 7.0287 | 26.4788 | 39.3038 | 40.6762 | 130.6713 | 357.7687 | 878.6487 | 1246.1562 | 1283.5688 | 1426.9225 | 1472.2888 | 1563.9287 | 1593.325 | 1694.06 | 2119.005 | 3008.0912 |  |  | Scenario 3E - Coal Retirement w/SCC_MidRange - No New Gas | 26.4788 | 878.6487 | 3008.0912 |  | Geothermal | 0 | 0 | 9.37
| Scenario 5B - Increased Reliance on External Market (Draft) | 0 | 0 | 0 | 0 | 0 | 0 | 0.015 | 0.02625 | 0.63625 | 15.1838 | 56.8387 | 100.1363 | 145.9875 | 172.1462 | 177.4375 | 180.605 | 184.4375 | 190.9662 | 203.955 | 231.5188 |  |  | Scenario 5B - Increased Reliance on External Market (Draft) | 0 | 56.8387 | 231.5188 |  | Wind | 7.95 | 8.87 | 9.02 | 4058.3 | 4087.64 | 4368.73
| Scenario 5B - Increased Reliance on External Market (Final) | 0 | 0 | 0 | 0 | 0 | 0 | 0.03625 | 0.08 | 0.1425 | 0.19625 | 0.32875 | 2.0325 | 6.3438 | 14.1425 | 24.4188 | 36.2475 | 51.4012 | 67.3675 | 84.2975 | 106.565 |  |  | Scenario 5B - Increased Reliance on External Market (Final) | 0 | 0.32875 | 106.565 |  | 3C_Retire Coal | 2021 | 2026 | 2035 | 2021 | 2026 | 2035
| Sensitivity S3 - No Demand Response (Draft) | 0 | 0 | 0 | 0 | 0 | 0 | 0.005 | 0.0175 | 0.45375 | 12.2937 | 50.2725 | 94.4587 | 122.5188 | 137.91 | 145.2262 | 149.345 | 156.7738 | 176.9437 | 227.2675 | 304.8538 |  |  | Sensitivity S3 - No Demand Response (Draft) | 0 | 50.2725 | 304.8538 |  | Geothermal | 0 | 0 | 32.01
| Sensitivity S3 - No Demand Response (Final) | 0 | 0 | 0 | 19.04 | 26.52 | 26.52 | 26.5312 | 26.5912 | 26.6813 | 26.9237 | 27.0175 | 27.0663 | 27.5813 | 29.715 | 41.8638 | 49.3438 | 63.615 | 74.0037 | 132.7863 | 163.4125 |  |  | Sensitivity S3 - No Demand Response (Final) | 26.52 | 27.0175 | 163.4125 |  | 2B_Social Cost of Carbon - MidRange | 2021 | 2026 | 2035 | 2021 | 2026 | 2035
| Sensitivity S5 - Regional RPS @ 35% (Draft) | 0 | 2.1613 | 31.74 | 81.2337 | 167.4738 | 859.1875 | 1366.1937 | 1703.0588 | 2040.3538 | 2446.9487 | 2873.6088 | 2910.1125 | 2910.4263 | 2910.4263 | 2910.4263 | 2910.4263 | 2910.4263 | 2910.4263 | 2910.4263 | 2910.4263 |  |  | Sensitivity S5 - Regional RPS @ 35% (Draft) | 859.1875 | 2873.6088 | 2910.4263
| Sensitivity S5 - Regional RPS @ 35% (Final) | 0 | 2 | 24.0138 | 56.8488 | 95.555 | 737.1013 | 1246.7863 | 1579.5275 | 1922.1875 | 2269.81 | 2712.105 | 3516.6862 | 3890.69 | 3939.3062 | 3947.8612 | 3951.8525 | 3955.0487 | 3959.0638 | 3963.3363 | 3970.875 |  |  | Sensitivity S5 - Regional RPS @ 35% (Final) | 737.1013 | 2712.105 | 3970.875 |  | Solar PV | 8.35 | 26.12 | 255.44
| Sensitivity S10 - Lower Conservation (Draft) | 0 | 0 | 0 | 8.085 | 11.3475 | 11.4962 | 11.7213 | 11.8587 | 13.3863 | 55.2475 | 149.4737 | 210.3375 | 230.6912 | 237.0963 | 240.0287 | 245.9875 | 270.5738 | 351.7037 | 470.8038 | 589.585 |  |  | Sensitivity S10 - Lower Conservation (Draft) | 11.4962 | 149.4737 | 589.585
| Sensitivity S10 - Lower Conservation (Final) | 0 | 0 | 0 | 11.445 | 15.9412 | 15.9412 | 16.0475 | 16.18 | 16.3012 | 16.3962 | 17.685 | 25.1487 | 43.9375 | 71.8075 | 99.6837 | 121.94 | 139.99 | 158.4863 | 199.2162 | 255.8075 |  |  | Sensitivity S10 - Lower Conservation (Final) | 15.9412 | 17.685 | 255.8075 |  | Geothermal | 0 | 0.65 | 2.26
[29 empty] | 3D_Retire Coal with SCC-MidRange | 2021 | 2026 | 2035 | 2021 | 2026 | 2035
| Demand Response Development (Winter Peak MW) | 2016 | 2017 | 2018 | 2019 | 2020 | 2021 | 2022 | 2023 | 2024 | 2025 | 2026 | 2027 | 2028 | 2029 | 2030 | 2031 | 2032 | 2033 | 2034 | 2035 |  |  | Demand Response Development (Winter Peak MW) | 2021 | 2026 | 2035 |  | Wind | 7.77 | 8.84 | 30.92 | 18.95 | 92.61 | 360.11
| Scenario 1B - Existing Policy (Draft) | 429.64 | 641.53 | 692.4562 | 700.7838 | 715.8425 | 715.975 | 715.975 | 716.8175 | 716.8175 | 718.3412 | 718.3412 | 718.5938 | 718.5938 | 718.5938 | 718.5938 | 719.84 | 719.84 | 730.4763 | 730.4763 | 730.4763 |  |  | Scenario 1B - Existing Policy (Draft) | 715.975 | 718.3412 | 730.4763 |  | Solar PV | 11.18 | 76.25 | 321.45
| Scenario 1B - Existing Policy (Final) | 429.64 | 641.53 | 692.4562 | 700.7838 | 715.8425 | 715.975 | 715.975 | 716.8175 | 716.8175 | 718.3412 | 718.3412 | 718.5938 | 718.5938 | 718.5938 | 718.5938 | 719.84 | 719.84 | 730.4763 | 730.4763 | 730.4763 |  |  | Scenario 1B - Existing Policy (Final) | 715.975 | 718.3412 | 730.4763 |  | Geothermal | 0 | 7.52 | 7.74
| Scenario 2B - Carbon Reduction - Social Cost of Carbon - Mid-Range (Draft) | 429.64 | 631.5825 | 677.0187 | 684.1912 | 695.8312 | 695.8312 | 695.8312 | 696.3687 | 696.3687 | 697.3663 | 697.3663 | 697.3663 | 697.3663 | 697.3663 | 697.3663 | 697.3663 | 697.3663 | 698.1137 | 698.1137 | 698.1137 |  |  | Scenario 2B - Carbon Reduction - Social Cost of Carbon - Mid-Range (Draft) | 695.8312 | 697.3663 | 698.1137 |  | Solar PV | 23.79 | 627.19 | 1476.83
| Scenario 2B - Carbon Reduction - Social Cost of Carbon - Mid-Range (Final) | 501 | 968.8162 | 1151.4662 | 1182.6937 | 1257.2362 | 1258.7438 | 1258.7438 | 1275.3925 | 1275.3925 | 1288.7575 | 1288.7575 | 1372.135 | 1372.135 | 1418.5075 | 1418.5075 | 1478.55 | 1478.55 | 1691.9425 | 1691.9425 | 2096.7125 |  |  | Scenario 2B - Carbon Reduction - Social Cost of Carbon - Mid-Range (Final) | 1258.7438 | 1288.7575 | 2096.7125 |  | Geothermal | 0 | 0 | 131.06
| Scenario 3A - Maximum Carbon Reduction, Existing Technology (Draft) | 429.64 | 632.2763 | 678.1337 | 682.76 | 693.2487 | 693.415 | 693.415 | 732.225 | 732.225 | 834.89 | 834.89 | 847.5325 | 847.5325 | 850.0888 | 850.0888 | 860.5688 | 860.5688 | 873.6688 | 873.6688 | 874.2162 |  |  | Scenario 3A - Maximum Carbon Reduction, Existing Technology (Draft) | 693.415 | 834.89 | 874.2162 |  | 5B_Increased External Market Reliance | 2021 | 2026 | 2035 | 2021 | 2026 | 2035
| Scenario 3A - Maximum Carbon Reduction, Existing Technology (Final) | 501 | 967.8188 | 1145.1012 | 1172.8225 | 1191.9462 | 1191.9462 | 1191.9462 | 1419.9625 | 1419.9625 | 1788.5275 | 1788.5275 | 1875.1437 | 1875.1437 | 2213.8175 | 2213.8175 | 2213.8175 | 2213.8175 | 2558.8412 | 2558.8412 | 2897.32 |  |  | Scenario 3A - Maximum Carbon Reduction, Existing Technology (Final) | 1191.9462 | 1788.5275 | 2897.32 |  | Wind | 0 | 0 | 0.04 | 0 | 0.31 | 106.53
| Scenario 3C - Coal Retirement | 501 | 975.1425 | 1194.7088 | 1246.8625 | 1267.6388 | 1268.1713 | 1268.1713 | 1388.8675 | 1388.8675 | 1754.6813 | 1754.6813 | 1844.4925 | 1844.4925 | 1926.53 | 1926.53 | 2156.545 | 2156.545 | 2239.0588 | 2239.0588 | 2252.3913 |  |  | Scenario 3C - Coal Retirement | 1268.1713 | 1754.6813 | 2252.3913 |  | Solar PV | 0 | 0.31 | 94.9
| Scenario 3D - Coal Retirement w/SCC_MidRange | 501 | 967.7287 | 1158.2525 | 1201.255 | 1223.4875 | 1223.6375 | 1223.6375 | 1306.095 | 1306.095 | 1350.125 | 1350.125 | 1409.4088 | 1409.4088 | 1457.7562 | 1457.7562 | 1597.8338 | 1597.8338 | 1689.2238 | 1689.2238 | 1714.8325 |  |  | Scenario 3D - Coal Retirement w/SCC_MidRange | 1223.6375 | 1350.125 | 1714.8325 |  | Geothermal | 0 | 0 | 11.59
| Scenario 3E - Coal Retirement w/SCC_MidRange - No New Gas | 501 | 967.4913 | 1141.18 | 1167.2225 | 1191.4775 | 1193.1075 | 1193.1075 | 1357.61 | 1357.61 | 1780.3175 | 1780.3175 | 1938.4825 | 1938.4825 | 1989.4713 | 1989.4713 | 2112.43 | 2112.43 | 2536.1675 | 2536.1675 | 2560.2175 |  |  | Scenario 3E - Coal Retirement w/SCC_MidRange - No New Gas | 1193.1075 | 1780.3175 | 2560.2175 |  | S3_No Demand Response | 2021 | 2026 | 2035 | 2021 | 2026 | 2035
| Scenario 5B - Increased Reliance on External Market (Draft) | 69.78 | 83.9425 | 86.4313 | 88.4412 | 95.8363 | 95.945 | 95.945 | 96.5913 | 96.5913 | 98.3187 | 98.3187 | 98.3187 | 98.3187 | 98.3187 | 98.3187 | 99.785 | 99.785 | 109.8125 | 109.8125 | 109.8125 |  |  | Scenario 5B - Increased Reliance on External Market (Draft) | 95.945 | 98.3187 | 109.8125 |  | Solar PV | 0 | 0.24 | 133.68
| Scenario 5B - Increased Reliance on External Market (Final) | 391.2688 | 406.8025 | 406.8025 | 408.43 | 419.0788 | 420.58 | 420.58 | 453.8125 | 453.8125 | 491.5875 | 491.5875 | 607.6187 | 607.6187 | 673.2663 | 673.2663 | 863.455 | 863.455 | 1000.0812 | 1000.0812 | 1286.165 |  |  | Scenario 5B - Increased Reliance on External Market (Final) | 420.58 | 491.5875 | 1286.165 |  | Wind | 26.74 | 26.97 | 28.94 | 2050.44 | 2304.45 | 3465.08
| Sensitivity S3 - No Demand Response (Draft) | 0 | 0 | 0 | 0 | 0 | 0 | 0 | 0 | 0 | 0 | 0 | 0 | 0 | 0 | 0 | 0 | 0 | 0 | 0 | 0 |  |  | Sensitivity S3 - No Demand Response (Draft) | 0 | 0 | 0 |  | 3E_Retire Coal with SCC-MidRange and No New Gas | 2021 | 2026 | 2035 | 2021 | 2026 | 2035
| Sensitivity S3 - No Demand Response (Final) | 0 | 0 | 0 | 0 | 0 | 0 | 0 | 0 | 0 | 0 | 0 | 0 | 0 | 0 | 0 | 0 | 0 | 0 | 0 | 0 |  |  | Sensitivity S3 - No Demand Response (Final) | 0 | 0 | 0 |  | Wind | 2.7 | 251.48 | 1400.1 | 2.7 | 251.48 | 1400.1
| Sensitivity S5 - Regional RPS @ 35% (Draft) | 429.615 | 647.0025 | 700.9325 | 709.9088 | 727.705 | 727.705 | 727.705 | 728.1263 | 728.1263 | 728.425 | 728.425 | 728.425 | 728.425 | 728.425 | 728.425 | 733.4438 | 733.4438 | 741.265 | 741.265 | 741.265 |  |  | Sensitivity S5 - Regional RPS @ 35% (Draft) | 727.705 | 728.425 | 741.265
| Sensitivity S5 - Regional RPS @ 35% (Final) | 501 | 975.1487 | 1178.8112 | 1215.25 | 1298.1088 | 1298.1088 | 1298.1088 | 1298.1088 | 1298.1088 | 1298.1088 | 1298.1088 | 1300.8863 | 1300.8863 | 1304.2137 | 1304.2137 | 1336.9613 | 1336.9613 | 1584.8275 | 1584.8275 | 1966.4213 |  |  | Sensitivity S5 - Regional RPS @ 35% (Final) | 1298.1088 | 1298.1088 | 1966.4213 |  | Geothermal | 0 | 0 | 1.04
| Sensitivity S10 - Lower Conservation (Draft) | 471.5288 | 822.055 | 1033.08 | 1168.1163 | 1317.0738 | 1386.2538 | 1386.2538 | 1630.3387 | 1630.3387 | 1728.2963 | 1728.2963 | 1869.195 | 1869.195 | 1977.2662 | 1977.2662 | 2054.5875 | 2054.5875 | 2090.9738 | 2090.9738 | 2093.5725 |  |  | Sensitivity S10 - Lower Conservation (Draft) | 1386.2538 | 1728.2963 | 2093.5725
| Sensitivity S10 - Lower Conservation (Final) | 501 | 990.2862 | 1355.4688 | 1538.025 | 1812.7125 | 1819.7125 | 1819.7125 | 2109.9338 | 2109.9338 | 2377.2387 | 2377.2387 | 2557.4675 | 2557.4675 | 2648.7987 | 2648.7987 | 2717.865 | 2717.865 | 2842.6388 | 2842.6388 | 2842.6388 |  |  | Sensitivity S10 - Lower Conservation (Final) | 1819.7125 | 2377.2387 | 2842.6388 |  | S5_Regional RPS at 35% | 2021 | 2026 | 2035 | 2021 | 2026 | 2035
[29 empty] | Wind | 50.36 | 1576.77 | 2502.16 | 736.95 | 2711.94 | 3970.83
| Coal Dispatch (aMW) | 2016 | 2017 | 2018 | 2019 | 2020 | 2021 | 2022 | 2023 | 2024 | 2025 | 2026 | 2027 | 2028 | 2029 | 2030 | 2031 | 2032 | 2033 | 2034 | 2035 |  |  | Coal Dispatch (aMW) | 2021 | 2026 | 2035 |  | Solar PV | 684.36 | 1102.49 | 1106.99
| Scenario 1B - Existing Policy (Draft) | 4545.4388 | 4565.0337 | 4506.8275 | 4519.2612 | 4539.3538 | 4000.06 | 3801.02 | 3797.035 | 3842.9625 | 3842.83 | 3353.7162 | 3116.8212 | 3085.4887 | 3094.0075 | 3120.31 | 3118.9425 | 3138.6375 | 3176.4437 | 3195.2512 | 3235.335 |  |  | Scenario 1B - Existing Policy (Draft) | 4000.06 | 3353.7162 | 3235.335 |  | Geothermal | 2.23 | 32.68 | 361.68
| Scenario 1B - Existing Policy (Final) | 3243.1425 | 3485.1413 | 3741.4425 | 3942.27 | 4120.8663 | 3678.1287 | 3548.8875 | 3534.195 | 3580.1588 | 3602.2712 | 3158.145 | 3003.605 | 2984.6 | 3026.5287 | 3054.205 | 3073.1388 | 3110.71 | 3160.915 | 3183.8625 | 3227.5512 |  |  | Scenario 1B - Existing Policy (Final) | 3678.1287 | 3158.145 | 3227.5512 |  | S10_Lower Conservation | 2021 | 2026 | 2035 | 2021 | 2026 | 2035
| Scenario 2B - Carbon Reduction - Social Cost of Carbon - Mid-Range (Draft) | 1264 | 1247.0287 | 1243.0975 | 1191.8025 | 1246.2275 | 1132.2362 | 1032.365 | 1048.96 | 1083.13 | 1067.0425 | 971.8687 | 932.6938 | 923.585 | 930.3312 | 995.8613 | 1020.0675 | 1051.1412 | 1072.0612 | 1078.5838 | 1148.2887 |  |  | Scenario 2B - Carbon Reduction - Social Cost of Carbon - Mid-Range (Draft) | 1132.2362 | 971.8687 | 1148.2887 |  | Geothermal | 0 | 0 | 26.99
| Scenario 2B - Carbon Reduction - Social Cost of Carbon - Mid-Range (Final) | 605.7862 | 664.7387 | 762.1862 | 794.0712 | 893.2587 | 822.6975 | 756.1662 | 760.0725 | 758.1562 | 748.3813 | 656.6513 | 659.235 | 658.5362 | 679.1 | 713.5113 | 744.9088 | 737.8238 | 759.2075 | 758.75 | 830.9763 |  |  | Scenario 2B - Carbon Reduction - Social Cost of Carbon - Mid-Range (Final) | 822.6975 | 656.6513 | 830.9763
| Scenario 3A - Maximum Carbon Reduction, Existing Technology (Draft) | 4544.4325 | 4561.0013 | 4500.1763 | 4508.45 | 4524.3962 | 3986.8375 | 3784.86 | 3778.1475 | 3820.1225 | 3812.4612 | 1063.3475 | 0 | 0 | 0 | 0 | 0 | 0 | 0 | 0 | 0 |  |  | Scenario 3A - Maximum Carbon Reduction, Existing Technology (Draft) | 3986.8375 | 1063.3475 | 0
| Scenario 3A - Maximum Carbon Reduction, Existing Technology (Final) | 3241.5887 | 3479.1487 | 3736.4825 | 3927.0175 | 4102.1337 | 3661.8812 | 3528.305 | 3510.7025 | 3551.89 | 3561.4288 | 957.19 | 0 | 0 | 0 | 0 | 0 | 0 | 0 | 0 | 0 |  |  | Scenario 3A - Maximum Carbon Reduction, Existing Technology (Final) | 3661.8812 | 957.19 | 0
| Scenario 3C - Coal Retirement | 3243.39 | 3485.0738 | 3743.2863 | 3946.0963 | 4124.0725 | 3679.5613 | 3549.7175 | 3536.1562 | 3585.0413 | 3600.6638 | 960.145 | 0 | 0 | 0 | 0 | 0 | 0 | 0 | 0 | 0 |  |  | Scenario 3C - Coal Retirement | 3679.5613 | 960.145 | 0
| Scenario 3D - Coal Retirement w/SCC_MidRange | 605.8863 | 665.5312 | 763.9438 | 796.5213 | 895.13 | 820.99 | 748.0738 | 745.79 | 735.13 | 712.6337 | 205.7163 | 0 | 0 | 0 | 0 | 0 | 0 | 0 | 0 | 0 |  |  | Scenario 3D - Coal Retirement w/SCC_MidRange | 820.99 | 205.7163 | 0
| Scenario 3E - Coal Retirement w/SCC_MidRange - No New Gas | 605.7313 | 664.555 | 762.0187 | 793.3575 | 891.0875 | 818.7138 | 750.35 | 752.5063 | 743.9075 | 711.2075 | 233.9575 | 0 | 0 | 0 | 0 | 0 | 0 | 0 | 0 | 0 |  |  | Scenario 3E - Coal Retirement w/SCC_MidRange - No New Gas | 818.7138 | 233.9575 | 0
| Scenario 5B - Increased Reliance on External Market (Draft) | 4545.6613 | 4566.8375 | 4509.1637 | 4523.5087 | 4543.6637 | 4004.5325 | 3807.9225 | 3804.9913 | 3855.61 | 3855.3212 | 3366.3412 | 3131.495 | 3101.9313 | 3114.1813 | 3142.49 | 3141.2787 | 3160.5237 | 3201.2288 | 3217.9113 | 3256.275 |  |  | Scenario 5B - Increased Reliance on External Market (Draft) | 4004.5325 | 3366.3412 | 3256.275
| Scenario 5B - Increased Reliance on External Market (Final) | 3244.1425 | 3489.1275 | 3747.7075 | 3956.83 | 4137.1012 | 3692.1925 | 3566.9938 | 3559.2438 | 3610.605 | 3642.6462 | 3191.3863 | 3035.4062 | 3022.1712 | 3069.8175 | 3095.6325 | 3119.7587 | 3156.6125 | 3205.2312 | 3227.6788 | 3271.1575 |  |  | Scenario 5B - Increased Reliance on External Market (Final) | 3692.1925 | 3191.3863 | 3271.1575
| Sensitivity S3 - No Demand Response (Draft) | 4544.4175 | 4560.8787 | 4500.2788 | 4508.7987 | 4524.3413 | 3986.9125 | 3784.855 | 3777.4575 | 3818.2962 | 3811.84 | 3329.935 | 3092.63 | 3058.5138 | 3066.4925 | 3091.125 | 3087.72 | 3108.2587 | 3146.4313 | 3165.3438 | 3208.1575 |  |  | Sensitivity S3 - No Demand Response (Draft) | 3986.9125 | 3329.935 | 3208.1575 |  | Wind | 16.07 | 16.07 | 27.4 | 16.07 | 17.76 | 228.89
| Sensitivity S3 - No Demand Response (Final) | 3223.5413 | 3048.3038 | 2911.1312 | 2692.7275 | 2488.2312 | 2580.8425 | 2574.4212 | 2490.0225 | 2406.9925 | 2272.7587 | 2413.52 | 2525.5037 | 2394.0388 | 2365.2675 | 2343.6838 | 2289.15 | 2247.9513 | 2283.49 | 2269.9275 | 2338.19 |  |  | Sensitivity S3 - No Demand Response (Final) | 2580.8425 | 2413.52 | 2338.19 |  | Solar PV | 0 | 1.69 | 201.49
| Sensitivity S5 - Regional RPS @ 35% (Draft) | 4545.8363 | 4567.48 | 4504.4712 | 4508.8825 | 4513.71 | 3839.905 | 3518.0938 | 3407.6975 | 3337.7775 | 3182.8925 | 2733.28 | 2542.3375 | 2512.1737 | 2536.1188 | 2557.1262 | 2581.7013 | 2612.9113 | 2670.075 | 2723.6425 | 2782.3375 |  |  | Sensitivity S5 - Regional RPS @ 35% (Draft) | 3839.905 | 2733.28 | 2782.3375
| Sensitivity S5 - Regional RPS @ 35% (Final) | 3243.4262 | 3484.8175 | 3738.415 | 3932.2137 | 4103.3062 | 3545.2125 | 3289.8875 | 3179.5725 | 3097.6312 | 2983.1137 | 2557.5637 | 2198.8663 | 2086.8962 | 2123.5963 | 2158.7387 | 2225.585 | 2294.2537 | 2392.0712 | 2467.175 | 2554.425 |  |  | Sensitivity S5 - Regional RPS @ 35% (Final) | 3545.2125 | 2557.5637 | 2554.425
| Sensitivity S10 - Lower Conservation (Draft) | 4548.7413 | 4577.3713 | 4530.86 | 4557.7275 | 4594.6088 | 4054.6887 | 3873.1388 | 3892.6962 | 3956.1213 | 3982.87 | 3459.3762 | 3233.42 | 3215.345 | 3241.355 | 3259.5325 | 3261.8325 | 3267.345 | 3293.9725 | 3301.0725 | 3329.6562 |  |  | Sensitivity S10 - Lower Conservation (Draft) | 4054.6887 | 3459.3762 | 3329.6562
| Sensitivity S10 - Lower Conservation (Final) | 3248.4975 | 3506.3663 | 3781.31 | 3999.7838 | 4202.0387 | 3756.2812 | 3643.22 | 3653.6737 | 3729.115 | 3787.0625 | 3292.3837 | 3144.475 | 3137.9788 | 3192.035 | 3210.2238 | 3233.635 | 3262.9862 | 3298.3675 | 3311.2475 | 3344.9775 |  |  | Sensitivity S10 - Lower Conservation (Final) | 3756.2812 | 3292.3837 | 3344.9775
| Natural Gas Dispatch - New (aMW) | 2016 | 2017 | 2018 | 2019 | 2020 | 2021 | 2022 | 2023 | 2024 | 2025 | 2026 | 2027 | 2028 | 2029 | 2030 | 2031 | 2032 | 2033 | 2034 | 2035 |  |  | Natural Gas Dispatch - New (aMW) | 2021 | 2026 | 2035
| Scenario 1B - Existing Policy (Draft) | 0 | 0 | 0 | 0.10125 | 0.5 | 1.3838 | 1.895 | 2.0238 | 2.3363 | 3.5013 | 7.415 | 8.11 | 11.0312 | 20.5138 | 41.6613 | 61.0112 | 92.3388 | 143.8738 | 218.6175 | 223.025 |  |  | Scenario 1B - Existing Policy (Draft) | 1.3838 | 7.415 | 223.025
| Scenario 1B - Existing Policy (Final) | 0 | 0 | 0 | 0 | 0 | 0 | 1.885 | 6.5575 | 7.455 | 9.7025 | 19.4713 | 21.7925 | 25.9013 | 37.3775 | 69.4013 | 115.445 | 183.3675 | 272.0425 | 414.1587 | 420.1313 |  |  | Scenario 1B - Existing Policy (Final) | 0 | 19.4713 | 420.1313
| Scenario 2B - Carbon Reduction - Social Cost of Carbon - Mid-Range (Draft) | 0 | 0 | 0 | 0.2125 | 0.8425 | 4.64 | 12.8725 | 12.67 | 12.9588 | 15.5262 | 23.4513 | 23.3875 | 29.3163 | 47.2725 | 81.9613 | 103.2725 | 152.7738 | 207.8237 | 327.455 | 328.1938 |  |  | Scenario 2B - Carbon Reduction - Social Cost of Carbon - Mid-Range (Draft) | 4.64 | 23.4513 | 328.1938
| Scenario 2B - Carbon Reduction - Social Cost of Carbon - Mid-Range (Final) | 0 | 0 | 0 | 0 | 0 | 0 | 0 | 0 | 0 | 13.7788 | 55.7575 | 58.1825 | 60.5675 | 107.0062 | 237.245 | 371.32 | 706.975 | 824.1263 | 1104.0138 | 1109.3612 |  |  | Scenario 2B - Carbon Reduction - Social Cost of Carbon - Mid-Range (Final) | 0 | 55.7575 | 1109.3612
| Scenario 3A - Maximum Carbon Reduction, Existing Technology (Draft) | 0 | 0 | 0 | 0.30125 | 0.79125 | 1.2025 | 1.0813 | 1.2375 | 8.7937 | 164.2825 | 596.2663 | 651.6187 | 684.7263 | 851.915 | 1127.1075 | 1198.5825 | 1355.3338 | 1486.0838 | 1676.1063 | 1752.32 |  |  | Scenario 3A - Maximum Carbon Reduction, Existing Technology (Draft) | 1.2025 | 596.2663 | 1752.32
| Scenario 3A - Maximum Carbon Reduction, Existing Technology (Final) | 0 | 0 | 0 | 0 | 0 | 3.6562 | 11.3325 | 11.2888 | 11.7688 | 175.2225 | 776.6325 | 917.145 | 896.3937 | 932.9763 | 1093.2838 | 1355.125 | 1823.4975 | 1854.965 | 2009.705 | 2298.4688 |  |  | Scenario 3A - Maximum Carbon Reduction, Existing Technology (Final) | 3.6562 | 776.6325 | 2298.4688
| Scenario 3C - Coal Retirement | 0 | 0 | 0 | 0.3575 | 1.295 | 8.3575 | 20.7675 | 29.7338 | 32.3113 | 219.11 | 885.54 | 1035.5338 | 1020.26 | 1048.115 | 1125.855 | 1210.44 | 1384.885 | 1451.4588 | 1568.5162 | 1891.9425 |  |  | Scenario 3C - Coal Retirement | 8.3575 | 885.54 | 1891.9425
| Scenario 3D - Coal Retirement w/SCC_MidRange | 0 | 0 | 0 | 0.99875 | 10.3075 | 50.1013 | 104.3225 | 149.9613 | 207.3425 | 486.755 | 1217.53 | 1279.7462 | 1301.975 | 1352.6837 | 1503.6137 | 1608.8763 | 1819.6675 | 1864.5312 | 2012.7325 | 2407.1625 |  |  | Scenario 3D - Coal Retirement w/SCC_MidRange | 50.1013 | 1217.53 | 2407.1625
| Scenario 3E - Coal Retirement w/SCC_MidRange - No New Gas | 0 | 0 | 0 | 0 | 0 | 0 | 0 | 0 | 0 | 13.7788 | 55.7575 | 58.1825 | 60.5675 | 107.0062 | 237.245 | 371.32 | 706.975 | 824.1263 | 1104.0138 | 1109.3612 |  |  | Scenario 3E - Coal Retirement w/SCC_MidRange - No New Gas | 0 | 55.7575 | 1109.3612
| Scenario 5B - Increased Reliance on External Market (Draft) | 0 | 0 | 0 | 0 | 0 | 0.4025 | 1.11 | 1.0962 | 0.88625 | 2.6313 | 7.0088 | 7.7438 | 11.3225 | 23.18 | 44.4237 | 61.2287 | 92.67 | 143.5137 | 220.7975 | 224.6912 |  |  | Scenario 5B - Increased Reliance on External Market (Draft) | 0.4025 | 7.0088 | 224.6912
| Scenario 5B - Increased Reliance on External Market (Final) | 0 | 0 | 0 | 0 | 0 | 0 | 1.5625 | 5.48 | 5.8012 | 10.2963 | 25.05 | 26.3337 | 35.8912 | 58.3687 | 99.9912 | 151.72 | 214.78 | 308.005 | 476.9875 | 485.325 |  |  | Scenario 5B - Increased Reliance on External Market (Final) | 0 | 25.05 | 485.325
| Sensitivity S3 - No Demand Response (Draft) | 0 | 0 | 0 | 9.4913 | 31.8538 | 48.6125 | 48.05 | 53.5162 | 55.7388 | 53.7537 | 63.7825 | 71.73 | 72.1725 | 74.2225 | 88.3838 | 109.9537 | 144.21 | 182.7725 | 238.9888 | 245.685 |  |  | Sensitivity S3 - No Demand Response (Draft) | 48.6125 | 63.7825 | 245.685
| Sensitivity S3 - No Demand Response (Final) | 0 | 0 | 0 | 35.2225 | 90.44 | 132.0987 | 186.2988 | 184.9363 | 177.91 | 178.7275 | 211.6562 | 240.9013 | 246.895 | 274.555 | 330.2387 | 408.9525 | 569.4763 | 624.09 | 747.3725 | 833.5825 |  |  | Sensitivity S3 - No Demand Response (Final) | 132.0987 | 211.6562 | 833.5825
| Sensitivity S5 - Regional RPS @ 35% (Draft) | 0 | 0 | 0 | 0.12875 | 0.38875 | 1.3662 | 2.1825 | 2.2025 | 2.295 | 1.9775 | 2.6237 | 2.6725 | 3.235 | 6.3688 | 13.2 | 20.2425 | 33.7662 | 64.7 | 103.3525 | 104.3575 |  |  | Sensitivity S5 - Regional RPS @ 35% (Draft) | 1.3662 | 2.6237 | 104.3575
| Sensitivity S5 - Regional RPS @ 35% (Final) | 0 | 0 | 0 | 0 | 0 | 0 | 2.1387 | 7.35 | 7.9037 | 6.8087 | 6.2038 | 6.2875 | 6.0438 | 5.8925 | 6.1137 | 7.3925 | 9.755 | 21.1825 | 39.3775 | 39.145 |  |  | Sensitivity S5 - Regional RPS @ 35% (Final) | 0 | 6.2038 | 39.145
| Sensitivity S10 - Lower Conservation (Draft) | 0 | 0 | 0 | 3.645 | 22.8325 | 53.9688 | 55.9213 | 62.4237 | 66.6813 | 122.5787 | 266.0362 | 286.2038 | 296.2538 | 333.5888 | 408.8062 | 469.7475 | 587.2437 | 661.9225 | 757.8587 | 800.4438 |  |  | Sensitivity S10 - Lower Conservation (Draft) | 53.9688 | 266.0362 | 800.4438
| Sensitivity S10 - Lower Conservation (Final) | 0 | 0 | 0 | 4.1525 | 13.4588 | 30.9337 | 53.1187 | 78.0738 | 82.8775 | 133.6413 | 270.3025 | 323.4038 | 351.71 | 394.5962 | 476.8288 | 553.23 | 715.885 | 848.1487 | 1053.215 | 1498.9537 |  |  | Sensitivity S10 - Lower Conservation (Final) | 30.9337 | 270.3025 | 1498.9537
| Natural Gas Dispatch - Existing (aMW) | 2016 | 2017 | 2018 | 2019 | 2020 | 2021 | 2022 | 2023 | 2024 | 2025 | 2026 | 2027 | 2028 | 2029 | 2030 | 2031 | 2032 | 2033 | 2034 | 2035 |  |  | Natural Gas Dispatch - Existing (aMW) | 2021 | 2026 | 2035
| Scenario 1B - Existing Policy (Draft) | 1912.04 | 1956.2487 | 1940.985 | 1869.7275 | 1830.21 | 1952.2387 | 1925.9125 | 1911.8225 | 1917.6112 | 1773.7438 | 1965.7413 | 2036.7062 | 1956.5563 | 1950.0775 | 1966.7575 | 1926.075 | 1955.9588 | 1974.3663 | 1944.7675 | 2056.1788 |  |  | Scenario 1B - Existing Policy (Draft) | 1952.2387 | 1965.7413 | 2056.1788
| Scenario 1B - Existing Policy (Final) | 3225.0225 | 3054.7225 | 2918.9075 | 2734.6087 | 2581.2438 | 2684.3987 | 2713.23 | 2635.2525 | 2558.1575 | 2422.5188 | 2572.9662 | 2689.0437 | 2560.9625 | 2539.6312 | 2536.3038 | 2492.2362 | 2501.8412 | 2517.9988 | 2483.1512 | 2592.4525 |  |  | Scenario 1B - Existing Policy (Final) | 2684.3987 | 2572.9662 | 2592.4525
| Scenario 2B - Carbon Reduction - Social Cost of Carbon - Mid-Range (Draft) | 3228.2175 | 3309.0425 | 3263.8113 | 3244.295 | 3201.0287 | 3177.5225 | 3131.57 | 3123.0837 | 3145.9525 | 3036.8738 | 3071.965 | 3076.5625 | 2987.7688 | 2954.0287 | 2954.7888 | 2876.9913 | 2864.9963 | 2870.8162 | 2837.3863 | 2911.44 |  |  | Scenario 2B - Carbon Reduction - Social Cost of Carbon - Mid-Range (Draft) | 3177.5225 | 3071.965 | 2911.44
| Scenario 2B - Carbon Reduction - Social Cost of Carbon - Mid-Range (Final) | 4358.1275 | 4361.89 | 4272.2338 | 4190.9575 | 4136.3088 | 4087.6275 | 4060.2762 | 4019.1475 | 3992.87 | 3922.5763 | 3886.2863 | 3892.27 | 3790.9237 | 3759.8438 | 3744.0575 | 3669.5037 | 3552.42 | 3543.2112 | 3462.2288 | 3521.0763 |  |  | Scenario 2B - Carbon Reduction - Social Cost of Carbon - Mid-Range (Final) | 4087.6275 | 3886.2863 | 3521.0763
| Scenario 3A - Maximum Carbon Reduction, Existing Technology (Draft) | 1911.0038 | 1951.885 | 1932.4275 | 1856.38 | 1811.1212 | 1930.0487 | 1902.2587 | 1881.45 | 1882.7662 | 1687.2225 | 2219.99 | 2468.9913 | 2384.76 | 2355.3288 | 2333.3375 | 2210.145 | 2187.4187 | 2182.6013 | 2114.9812 | 2220.2675 |  |  | Scenario 3A - Maximum Carbon Reduction, Existing Technology (Draft) | 1930.0487 | 2219.99 | 2220.2675
| Scenario 3A - Maximum Carbon Reduction, Existing Technology (Final) | 3223.315 | 3047.5413 | 2909.8225 | 2711.2575 | 2550.105 | 2648.4425 | 2665.17 | 2582.4313 | 2499.7 | 2294.8625 | 2920.335 | 3333.6013 | 3212.6325 | 3198.0212 | 3170.5538 | 3024.5262 | 2871.8962 | 2874.8313 | 2834.0763 | 2847.5775 |  |  | Scenario 3A - Maximum Carbon Reduction, Existing Technology (Final) | 2648.4425 | 2920.335 | 2847.5775
| Scenario 3C - Coal Retirement | 3225.3238 | 3055.0613 | 2921.4913 | 2739.15 | 2585.9313 | 2686.14 | 2709.0575 | 2631.3187 | 2557.9488 | 2356.92 | 2954.4012 | 3373.3463 | 3254.5487 | 3242.3438 | 3245.41 | 3166.1737 | 3127.5662 | 3113.1813 | 3085.2512 | 3094.275 |  |  | Scenario 3C - Coal Retirement | 2686.14 | 2954.4012 | 3094.275
| Scenario 3D - Coal Retirement w/SCC_MidRange | 4358.5013 | 4363.8687 | 4275.4163 | 4195.34 | 4140.4663 | 4087.1537 | 4051.3787 | 4002.4675 | 3959.6912 | 3870.175 | 3726.3962 | 3767.6075 | 3648.1062 | 3617.88 | 3577.0662 | 3517.8463 | 3436.3075 | 3460.8713 | 3434.4925 | 3427.1887 |  |  | Scenario 3D - Coal Retirement w/SCC_MidRange | 4087.1537 | 3726.3962 | 3427.1887
| Scenario 3E - Coal Retirement w/SCC_MidRange - No New Gas | 4358.0225 | 4361.3787 | 4271.7312 | 4189.7662 | 4133.0138 | 4079.365 | 4048.0975 | 4004.1487 | 3959.5588 | 3824.1838 | 3740.8975 | 3668.4538 | 3555.3113 | 3469.3412 | 3481.76 | 3410.2562 | 3410.2238 | 3404.9088 | 3347.5 | 3127.765 |  |  | Scenario 3E - Coal Retirement w/SCC_MidRange - No New Gas | 4079.365 | 3740.8975 | 3127.765
| Scenario 5B - Increased Reliance on External Market (Draft) | 1912.3238 | 1958.7062 | 1944.0213 | 1875.4113 | 1838.1425 | 1960.3912 | 1936.1775 | 1923.9975 | 1933.3525 | 1790.5963 | 1984.49 | 2057.5637 | 1979.5825 | 1975.53 | 1994.795 | 1954.71 | 1985.1975 | 1999.6588 | 1972.7875 | 2085.7925 |  |  | Scenario 5B - Increased Reliance on External Market (Draft) | 1960.3912 | 1984.49 | 2085.7925
| Scenario 5B - Increased Reliance on External Market (Final) | 3226.2162 | 3060.2475 | 2929.1337 | 2754.9062 | 2607.5188 | 2718.0487 | 2754.5025 | 2689.1112 | 2625.1625 | 2499.7775 | 2659.3337 | 2781.8113 | 2664.5075 | 2646.8162 | 2652.0037 | 2607.2362 | 2619.3863 | 2635.9175 | 2601.64 | 2712.3412 |  |  | Scenario 5B - Increased Reliance on External Market (Final) | 2718.0487 | 2659.3337 | 2712.3412
| Sensitivity S3 - No Demand Response (Draft) | 1911.0262 | 1951.9825 | 1932.295 | 1853.5963 | 1799.3825 | 1913.8737 | 1886.685 | 1864.51 | 1863.1225 | 1720.25 | 1906.25 | 1979.0213 | 1900.0875 | 1891.25 | 1909.8087 | 1870.5787 | 1896.0725 | 1917.9813 | 1888.8563 | 2003.145 |  |  | Sensitivity S3 - No Demand Response (Draft) | 1913.8737 | 1906.25 | 2003.145
| Sensitivity S3 - No Demand Response (Final) | 3223.5413 | 3048.3038 | 2911.1312 | 2692.7275 | 2488.2312 | 2580.8425 | 2574.4212 | 2490.0225 | 2406.9925 | 2272.7587 | 2413.52 | 2525.5037 | 2394.0388 | 2365.2675 | 2343.6838 | 2289.15 | 2247.9513 | 2283.49 | 2269.9275 | 2338.19 |  |  | Sensitivity S3 - No Demand Response (Final) | 2580.8425 | 2413.52 | 2338.19
| Sensitivity S5 - Regional RPS @ 35% (Draft) | 1912.4375 | 1959.135 | 1939.225 | 1859.1063 | 1799.04 | 1766.3238 | 1637.4987 | 1524.3837 | 1422.1225 | 1210.8912 | 1280.1025 | 1386.6312 | 1333.6437 | 1334.4625 | 1363.2487 | 1375.08 | 1430.0113 | 1470.2875 | 1494.525 | 1632.4887 |  |  | Sensitivity S5 - Regional RPS @ 35% (Draft) | 1766.3238 | 1280.1025 | 1632.4887
| Sensitivity S5 - Regional RPS @ 35% (Final) | 3225.3762 | 3054.6075 | 2914.8888 | 2720.4475 | 2553.9825 | 2453.5887 | 2283.185 | 2071.58 | 1856.7137 | 1621.2838 | 1595.79 | 1409.7662 | 1182.835 | 1165.4262 | 1181.4425 | 1231.9388 | 1302.745 | 1390.56 | 1465.15 | 1596.8175 |  |  | Sensitivity S5 - Regional RPS @ 35% (Final) | 2453.5887 | 1595.79 | 1596.8175
| Sensitivity S10 - Lower Conservation (Draft) | 1915.2525 | 1975.29 | 1973.8775 | 1917.1562 | 1892.3025 | 2024.95 | 2018.4675 | 2027.2575 | 2068.005 | 1930.505 | 2094.225 | 2170.9763 | 2096.745 | 2092.0625 | 2091.055 | 2016.535 | 2003.845 | 1984.265 | 1923.42 | 2028.3212 |  |  | Sensitivity S10 - Lower Conservation (Draft) | 2024.95 | 2094.225 | 2028.3212
| Sensitivity S10 - Lower Conservation (Final) | 3231.1363 | 3082.9 | 2978.325 | 2828.8125 | 2720.41 | 2863.665 | 2931.9925 | 2907.1512 | 2901.39 | 2816.565 | 2965.325 | 3098.9925 | 2997.0637 | 3000.0738 | 2980.94 | 2901.4237 | 2844.0338 | 2826.3575 | 2744.7225 | 2737.1925 |  |  | Sensitivity S10 - Lower Conservation (Final) | 2863.665 | 2965.325 | 2737.1925
| Net Load After Conservation (aMW) | 2016 | 2017 | 2018 | 2019 | 2020 | 2021 | 2022 | 2023 | 2024 | 2025 | 2026 | 2027 | 2028 | 2029 | 2030 | 2031 | 2032 | 2033 | 2034 | 2035 |  |  | Net Load After Conservation (aMW) | 2021 | 2026 | 2035
| Scenario 1B - Existing Policy (Draft) | 21016.5737 | 20959.3237 | 20938.1387 | 20865.4113 | 20732.0863 | 20583.62 | 20427.2487 | 20273.9588 | 20126.095 | 19981.2925 | 19842.9137 | 19726.18 | 19634.8675 | 19582.09 | 19649.9837 | 19780.9625 | 19955.0238 | 20163.9837 | 20391.7487 | 20615.5213 |  |  | Scenario 1B - Existing Policy (Draft) | 20583.62 | 19842.9137 | 20615.5213
| Scenario 1B - Existing Policy (Final) | 20491.5163 | 20396.3213 | 20500.6562 | 20430.2088 | 20296.5713 | 20148.8213 | 19994.9787 | 19844.4475 | 19698.3262 | 19553.77 | 19419.265 | 19302.2012 | 19209.3963 | 19162.0838 | 19243.2425 | 19380.9875 | 19569.775 | 19788.4162 | 20019.1562 | 20245.9475 |  |  | Scenario 1B - Existing Policy (Final) | 20148.8213 | 19419.265 | 20245.9475
| Scenario 2B - Carbon Reduction - Social Cost of Carbon - Mid-Range (Draft) | 21010.6587 | 20936.88 | 20897.8375 | 20806.0887 | 20652.57 | 20483.02 | 20306.2262 | 20134.6325 | 19970.1312 | 19809.8363 | 19657.0238 | 19527.03 | 19423.795 | 19360.075 | 19417.9338 | 19539.5725 | 19704.7375 | 19904.6525 | 20123.8338 | 20339.2975 |  |  | Scenario 2B - Carbon Reduction - Social Cost of Carbon - Mid-Range (Draft) | 20483.02 | 19657.0238 | 20339.2975
| Scenario 2B - Carbon Reduction - Social Cost of Carbon - Mid-Range (Final) | 20486.2475 | 20376.735 | 20465.63 | 20378.5775 | 20227.4175 | 20061.6237 | 19890.87 | 19725.8862 | 19567.5325 | 19412.5737 | 19269.1475 | 19144.6287 | 19045.7475 | 18993.9212 | 19072.1488 | 19208.39 | 19396.9813 | 19615.6425 | 19847.0925 | 20074.9675 |  |  | Scenario 2B - Carbon Reduction - Social Cost of Carbon - Mid-Range (Final) | 20061.6237 | 19269.1475 | 20074.9675
| Scenario 3A - Maximum Carbon Reduction, Existing Technology (Draft) | 21011.08 | 20938.4375 | 20900.515 | 20810.5762 | 20659.76 | 20493.8475 | 20321.5412 | 20155.1162 | 19996.7212 | 19843.41 | 19698.5612 | 19576.8187 | 19481.8638 | 19426.545 | 19493.1712 | 19623.7663 | 19798.235 | 20007.5225 | 20236.08 | 20460.8175 |  |  | Scenario 3A - Maximum Carbon Reduction, Existing Technology (Draft) | 20493.8475 | 19698.5612 | 20460.8175
| Scenario 3A - Maximum Carbon Reduction, Existing Technology (Final) | 20485.1338 | 20372.7713 | 20459.0525 | 20369.5537 | 20216.0513 | 20048.1175 | 19875.7675 | 19709.805 | 19550.9738 | 19396.0775 | 19253.17 | 19129.635 | 19032.0288 | 18981.5513 | 19061.065 | 19198.515 | 19388.215 | 19607.9738 | 19840.5337 | 20069.5488 |  |  | Scenario 3A - Maximum Carbon Reduction, Existing Technology (Final) | 20048.1175 | 19253.17 | 20069.5488
| Scenario 3C - Coal Retirement | 20492.7988 | 20400.8475 | 20507.8563 | 20440.77 | 20311.565 | 20169.545 | 20022.9525 | 19881.365 | 19746.025 | 19614.2175 | 19494.1338 | 19392.8862 | 19316.4825 | 19285.6338 | 19383.49 | 19537.0662 | 19740.8225 | 19974.1413 | 20218.4525 | 20457.6437 |  |  | Scenario 3C - Coal Retirement | 20169.545 | 19494.1338 | 20457.6437
| Scenario 3D - Coal Retirement w/SCC_MidRange | 20490.875 | 20393.8662 | 20495.88 | 20422.4437 | 20284.8937 | 20131.9175 | 19971.285 | 19812.655 | 19657.4562 | 19502.95 | 19357.795 | 19229.905 | 19126.5275 | 19069.3187 | 19141.5825 | 19271.6963 | 19454.8187 | 19670.8662 | 19899.5425 | 20124.6162 |  |  | Scenario 3D - Coal Retirement w/SCC_MidRange | 20131.9175 | 19357.795 | 20124.6162
| Scenario 3E - Coal Retirement w/SCC_MidRange - No New Gas | 20485.1125 | 20372.4562 | 20457.265 | 20364.46 | 20205.4725 | 20029.8225 | 19847.1413 | 19668.0563 | 19493.4137 | 19320.0288 | 19155.9975 | 19009.47 | 18887.4875 | 18811.7363 | 18865.5325 | 18976.4825 | 19137.66 | 19328.265 | 19532.1075 | 19732.8763 |  |  | Scenario 3E - Coal Retirement w/SCC_MidRange - No New Gas | 20029.8225 | 19155.9975 | 19732.8763
| Scenario 5B - Increased Reliance on External Market (Draft) | 21019.0488 | 20968.3688 | 20953.2262 | 20887.0537 | 20761.54 | 20622.555 | 20476.5 | 20334.4863 | 20198.9575 | 20067.3375 | 19942.5962 | 19839.4362 | 19761.6237 | 19722.0425 | 19803.4487 | 19947.3288 | 20133.8688 | 20354.43 | 20591.795 | 20824.0662 |  |  | Scenario 5B - Increased Reliance on External Market (Draft) | 20622.555 | 19942.5962 | 20824.0662
| Scenario 5B - Increased Reliance on External Market (Final) | 20496.705 | 20415.24 | 20533.415 | 20479.0425 | 20364.6287 | 20239.5662 | 20111.1712 | 19987.9575 | 19870.77 | 19756.3713 | 19652.2275 | 19565.155 | 19501.1987 | 19481.3288 | 19589.2962 | 19752.0687 | 19964.3675 | 20204.2075 | 20454.1437 | 20698.4338 |  |  | Scenario 5B - Increased Reliance on External Market (Final) | 20239.5662 | 19652.2275 | 20698.4338
| Sensitivity S3 - No Demand Response (Draft) | 21011.0887 | 20938.5225 | 20900.8387 | 20810.7188 | 20659.19 | 20492.1287 | 20317.9512 | 20148.7238 | 19986.645 | 19828.79 | 19678.6512 | 19551.3138 | 19450.685 | 19389.45 | 19449.535 | 19573.19 | 19740.4787 | 19942.7088 | 20164.26 | 20382.185 |  |  | Sensitivity S3 - No Demand Response (Draft) | 20492.1287 | 19678.6512 | 20382.185
| Sensitivity S3 - No Demand Response (Final) | 20485.9487 | 20375.6587 | 20463.8025 | 20376.1813 | 20224.5913 | 20058.68 | 19888.2637 | 19724.095 | 19567.035 | 19413.8937 | 19272.805 | 19151.0325 | 19055.415 | 19007.3325 | 19089.8787 | 19230.9062 | 19424.6925 | 19648.5537 | 19885.4963 | 20119.0488 |  |  | Sensitivity S3 - No Demand Response (Final) | 20058.68 | 19272.805 | 20119.0488
| Sensitivity S5 - Regional RPS @ 35% (Draft) | 21019.9688 | 20971.925 | 20960.0788 | 20897.835 | 20776.8275 | 20642.565 | 20501.3662 | 20364.2475 | 20233.7363 | 20107.1512 | 19988.1675 | 19891.2412 | 19819.3575 | 19785.0125 | 19870.34 | 20017.1425 | 20205.56 | 20425.4813 | 20660.52 | 20888.9188 |  |  | Sensitivity S5 - Regional RPS @ 35% (Draft) | 20642.565 | 19988.1675 | 20888.9188
| Sensitivity S5 - Regional RPS @ 35% (Final) | 20492.8537 | 20401.0687 | 20508.225 | 20441.5938 | 20313.2363 | 20172.5238 | 20027.8638 | 19889.0425 | 19757.5725 | 19631.005 | 19517.7875 | 19425.3013 | 19360.4325 | 19344.8512 | 19462.7038 | 19640.005 | 19869.81 | 20127.1813 | 20396.0713 | 20660.3288 |  |  | Sensitivity S5 - Regional RPS @ 35% (Final) | 20172.5238 | 19517.7875 | 20660.3288
| Sensitivity S10 - Lower Conservation (Draft) | 21036.9338 | 21037.99 | 21085.945 | 21096.4738 | 21062.4825 | 21029.2075 | 20995.1237 | 20966.5163 | 20945.7562 | 20924.6875 | 20903.2663 | 20892.0187 | 20893.475 | 20903.0812 | 20956.71 | 21063.53 | 21216.1425 | 21411.005 | 21623.39 | 21832.6087 |  |  | Sensitivity S10 - Lower Conservation (Draft) | 21029.2075 | 20903.2663 | 21832.6087
| Sensitivity S10 - Lower Conservation (Final) | 20517.6675 | 20494.9338 | 20685.2438 | 20717.8225 | 20705.5475 | 20697.065 | 20697.0662 | 20709.3887 | 20731.985 | 20759.2625 | 20794.4837 | 20841.0687 | 20901.8413 | 20970.4925 | 21080.4162 | 21228.645 | 21421.5788 | 21643.9625 | 21873.7562 | 22094.8387 |  |  | Sensitivity S10 - Lower Conservation (Final) | 20697.065 | 20794.4837 | 22094.8387
| Net Imports (aMW) (Negative = Region is a net exporter) | 2016 | 2017 | 2018 | 2019 | 2020 | 2021 | 2022 | 2023 | 2024 | 2025 | 2026 | 2027 | 2028 | 2029 | 2030 | 2031 | 2032 | 2033 | 2034 | 2035 |  |  | Net Imports (aMW) (Negative = Region is a net exporter) | 2021 | 2026 | 2035
| Scenario 1B - Existing Policy (Draft) | -4298.1598 | -4419.3823 | -4354.9664 | -4373.5674 | -4477.5234 | -4209.5186 | -4135.4873 | -4240.2514 | -4433.545 | -4447.3571 | -4343.9654 | -4293.04 | -4323.1897 | -4376.4206 | -4391.3404 | -4242.6291 | -4170.0725 | -4098.9735 | -4020.2997 | -4030.1082 |  |  | Scenario 1B - Existing Policy (Draft) | -4209.5186 | -4343.9654 | -4030.1082
| Scenario 1B - Existing Policy (Final) | -4574.7282 | -4742.6881 | -4747.799 | -4842.6036 | -4995.6638 | -4800.0727 | -4847.6806 | -4884.5363 | -4989.963 | -5022.9536 | -4886.0436 | -4913.1258 | -4888.5445 | -4946.8728 | -4944.0284 | -4839.5595 | -4794.2574 | -4746.4743 | -4686.9927 | -4647.7013 |  |  | Scenario 1B - Existing Policy (Final) | -4800.0727 | -4886.0436 | -4647.7013
| Scenario 2B - Carbon Reduction - Social Cost of Carbon - Mid-Range (Draft) | -2338.2338 | -2479.2998 | -2454.6207 | -2480.6253 | -2637.087 | -2668.3928 | -2700.1796 | -2850.8004 | -3064.7534 | -3109.8061 | -3250.7266 | -3339.3047 | -3395.5052 | -3441.5026 | -3505.2851 | -3354.5224 | -3277.0168 | -3182.7089 | -3128.5475 | -3124.3339 |  |  | Scenario 2B - Carbon Reduction - Social Cost of Carbon - Mid-Range (Draft) | -2668.3928 | -3250.7266 | -3124.3339
| Scenario 2B - Carbon Reduction - Social Cost of Carbon - Mid-Range (Final) | -3078.9616 | -3252.1104 | -3161.3478 | -3204.4985 | -3388.8585 | -3433.6167 | -3504.0466 | -3603.439 | -3723.5706 | -3811.5763 | -3880.6063 | -3962.168 | -3985.3454 | -4051.6264 | -4139.7412 | -4106.8329 | -4156.4188 | -4104.0482 | -4113.203 | -4048.0685 |  |  | Scenario 2B - Carbon Reduction - Social Cost of Carbon - Mid-Range (Final) | -3433.6167 | -3880.6063 | -4048.0685
| Scenario 3A - Maximum Carbon Reduction, Existing Technology (Draft) | -4301.0116 | -4430.3852 | -4374.742 | -4401.4307 | -4513.1988 | -4258.1857 | -4195.4321 | -4304.6587 | -4504.6008 | -4618.9941 | -3025.0208 | -2383.1043 | -2472.3504 | -2662.7043 | -2871.5898 | -2738.7925 | -2730.6531 | -2663.4085 | -2612.0034 | -2634.3927 |  |  | Scenario 3A - Maximum Carbon Reduction, Existing Technology (Draft) | -4258.1857 | -3025.0208 | -2634.3927
| Scenario 3A - Maximum Carbon Reduction, Existing Technology (Final) | -4577.4595 | -4751.2816 | -4772.098 | -4861.1162 | -5019.4166 | -4846.772 | -4901.5611 | -4941.0855 | -5047.5768 | -5172.92 | -3947.6475 | -3619.6347 | -3593.808 | -3645.401 | -3719.3268 | -3710.0178 | -3861.0061 | -3689.5067 | -3608.9011 | -3690.8028 |  |  | Scenario 3A - Maximum Carbon Reduction, Existing Technology (Final) | -4846.772 | -3947.6475 | -3690.8028
| Scenario 3C - Coal Retirement | -4574.1689 | -4739.1519 | -4744.7968 | -4840.9894 | -4991.9674 | -4803.0504 | -4853.8869 | -4888.5786 | -4991.5414 | -5124.7527 | -3896.3644 | -3563.7001 | -3527.634 | -3554.6145 | -3554.0773 | -3412.1096 | -3378.098 | -3213.7612 | -3204.3936 | -3355.071 |  |  | Scenario 3C - Coal Retirement | -4803.0504 | -3896.3644 | -3355.071
| Scenario 3D - Coal Retirement w/SCC_MidRange | -3075.5166 | -3238.5586 | -3137.2319 | -3172.7243 | -3357.6077 | -3431.1876 | -3543.1511 | -3670.6854 | -3839.9661 | -4175.2037 | -4433.7755 | -4419.7363 | -4456.5826 | -4515.9209 | -4572.5655 | -4498.9931 | -4483.9055 | -4366.3881 | -4402.6297 | -4611.0524 |  |  | Scenario 3D - Coal Retirement w/SCC_MidRange | -3431.1876 | -4433.7755 | -4611.0524
| Scenario 3E - Coal Retirement w/SCC_MidRange - No New Gas | -3079.8092 | -3255.4882 | -3167.928 | -3216.5676 | -3408.3562 | -3475.997 | -3564.4689 | -3673.8894 | -3872.2967 | -4101.8862 | -4228.2399 | -4372.6621 | -4440.0086 | -4537.1259 | -4558.1417 | -4467.0765 | -4354.1693 | -4263.2845 | -4429.7082 | -4788.1226 |  |  | Scenario 3E - Coal Retirement w/SCC_MidRange - No New Gas | -3475.997 | -4228.2399 | -4788.1226
| Scenario 5B - Increased Reliance on External Market (Draft) | -4296.8713 | -4414.4852 | -4346.3383 | -4360.8065 | -4459.6762 | -4183.8952 | -4102.2651 | -4201.0075 | -4388.6388 | -4399.0583 | -4288.6133 | -4229.317 | -4252.172 | -4299.6922 | -4305.8825 | -4145.2833 | -4065.1648 | -3986.376 | -3909.5281 | -3915.0378 |  |  | Scenario 5B - Increased Reliance on External Market (Draft) | -4183.8952 | -4288.6133 | -3915.0378
| Scenario 5B - Increased Reliance on External Market (Final) | -4572.5277 | -4735.6234 | -4732.7357 | -4827.7443 | -4968.2578 | -4755.3001 | -4793.7881 | -4820.3343 | -4915.9388 | -4942.2988 | -4783.4599 | -4792.0609 | -4759.6787 | -4817.2556 | -4808.8978 | -4692.4675 | -4627.2808 | -4566.748 | -4510.5348 | -4445.7834 |  |  | Scenario 5B - Increased Reliance on External Market (Final) | -4755.3001 | -4783.4599 | -4445.7834
| Sensitivity S3 - No Demand Response (Draft) | -4300.9981 | -4430.3241 | -4374.5851 | -4406.7552 | -4530.8368 | -4288.54 | -4227.7569 | -4341.6905 | -4538.0978 | -4555.1597 | -4464.3115 | -4426.9976 | -4456.9301 | -4511.0485 | -4527.1845 | -4388.4185 | -4322.7465 | -4245.1489 | -4148.6149 | -4158.9476 |  |  | Sensitivity S3 - No Demand Response (Draft) | -4288.54 | -4464.3115 | -4158.9476
| Sensitivity S3 - No Demand Response (Final) | -4577.0997 | -4750.0129 | -4770.0545 | -4882.4622 | -5040.3 | -4906.0422 | -4981.8008 | -5018.316 | -5117.5443 | -5155.9387 | -5047.2181 | -5105.6385 | -5078.6815 | -5143.1503 | -5147.7613 | -5066.8549 | -5061.2995 | -4992.3608 | -4971.9962 | -4961.4844 |  |  | Sensitivity S3 - No Demand Response (Final) | -4906.0422 | -5047.2181 | -4961.4844
| Sensitivity S5 - Regional RPS @ 35% (Draft) | -4296.3905 | -4413.9094 | -4361.4695 | -4401.5114 | -4545.3426 | -4656.2453 | -4838.2481 | -5048.3407 | -5314.159 | -5447.2626 | -5558.762 | -5524.1685 | -5525.3184 | -5544.9224 | -5545.5587 | -5445.4199 | -5380.6477 | -5313.2302 | -5232.0453 | -5205.5995 |  |  | Sensitivity S5 - Regional RPS @ 35% (Draft) | -4656.2453 | -5558.762 | -5205.5995
| Sensitivity S5 - Regional RPS @ 35% (Final) | -4574.1438 | -4740.0421 | -4757.2611 | -4861.2932 | -5023.6008 | -5142.3477 | -5359.1159 | -5480.1328 | -5636.1456 | -5734.2007 | -5812.3572 | -5983.6109 | -6030.3692 | -6066.6545 | -6052.4951 | -6005.0153 | -5968.0033 | -5935.7568 | -5892.4182 | -5864.66 |  |  | Sensitivity S5 - Regional RPS @ 35% (Final) | -5142.3477 | -5812.3572 | -5864.66
| Sensitivity S10 - Lower Conservation (Draft) | -4287.0845 | -4375.306 | -4270.6264 | -4249.2127 | -4312.0444 | -3972.8782 | -3818.8501 | -3857.8454 | -3987.2201 | -4001.3107 | -3909.9947 | -3806.2468 | -3767.0808 | -3802.3928 | -3856.3449 | -3746.2474 | -3739.7213 | -3717.528 | -3687.5394 | -3761.9403 |  |  | Sensitivity S10 - Lower Conservation (Draft) | -3972.8782 | -3909.9947 | -3761.9403
| Sensitivity S10 - Lower Conservation (Final) | -4563.4793 | -4700.4396 | -4671.1503 | -4731.7435 | -4846.3229 | -4574.7934 | -4552.239 | -4530.1079 | -4577.5452 | -4578.8413 | -4356.1508 | -4312.7776 | -4217.5097 | -4257.6342 | -4274.7423 | -4170.2594 | -4145.7476 | -4096.0005 | -4063.8822 | -4366.9076 |  |  | Sensitivity S10 - Lower Conservation (Final) | -4574.7934 | -4356.1508 | -4366.9076
| CO2 Emissions - 111(d) (2-year average MMTE) | 2016 | 2017 | 2018 | 2019 | 2020 | 2021 | 2022 | 2023 | 2024 | 2025 | 2026 | 2027 | 2028 | 2029 | 2030 | 2031 | 2032 | 2033 | 2034 | 2035 |  |  | CO2 Emissions - 111(d) (2-year average MMTE) | 2021 | 2026 | 2035
| Scenario 1B - Existing Policy (Draft) | 31.6575 | 31.7575 | 31.6762 | 31.5613 | 31.4037 | 29.925 | 27.8912 | 25.83 | 25.32 | 25.2512 | 24.2538 | 22.7 | 21.1537 | 20.6013 | 20.5637 | 20.6275 | 20.7375 | 20.9 | 21.1825 | 21.5237 |  |  | Scenario 1B - Existing Policy (Draft) | 29.925 | 24.2538 | 21.5237
| Scenario 1B - Existing Policy (Final) | 27.4325 | 27.9062 | 28.9425 | 29.8837 | 30.5538 | 29.0125 | 26.525 | 25.7963 | 25.6913 | 25.5987 | 24.1275 | 22.3863 | 21.7587 | 21.64 | 21.7975 | 21.905 | 22.1187 | 22.5338 | 22.9875 | 23.4425 |  |  | Scenario 1B - Existing Policy (Final) | 29.0125 | 24.1275 | 23.4425
| Scenario 2B - Carbon Reduction - Social Cost of Carbon - Mid-Range (Draft) | 16.085 | 16.1025 | 16.0663 | 15.9275 | 15.8525 | 15.4125 | 14.8075 | 14.16 | 14.0137 | 13.9625 | 13.7212 | 13.2625 | 12.8325 | 12.6113 | 12.6775 | 12.805 | 12.995 | 13.1387 | 13.4012 | 13.755 |  |  | Scenario 2B - Carbon Reduction - Social Cost of Carbon - Mid-Range (Draft) | 15.4125 | 13.7212 | 13.755
| Scenario 2B - Carbon Reduction - Social Cost of Carbon - Mid-Range (Final) | 15.1538 | 15.305 | 15.635 | 15.805 | 16.0038 | 15.8212 | 15.0862 | 14.7438 | 14.6512 | 14.5337 | 14.1125 | 13.7462 | 13.5913 | 13.495 | 13.7762 | 14.1675 | 14.5988 | 15.105 | 15.56 | 16.11 |  |  | Scenario 2B - Carbon Reduction - Social Cost of Carbon - Mid-Range (Final) | 15.8212 | 14.1125 | 16.11
| Scenario 3A - Maximum Carbon Reduction, Existing Technology (Draft) | 31.6487 | 31.7338 | 31.645 | 31.505 | 31.32 | 29.8113 | 27.755 | 25.6638 | 25.1112 | 25.1325 | 21.1438 | 15.5075 | 9.7812 | 8.1687 | 8.3387 | 8.56 | 8.8025 | 8.975 | 9.2963 | 9.6713 |  |  | Scenario 3A - Maximum Carbon Reduction, Existing Technology (Draft) | 29.8113 | 21.1438 | 9.6713
| Scenario 3A - Maximum Carbon Reduction, Existing Technology (Final) | 27.415 | 27.8738 | 28.8813 | 29.775 | 30.3975 | 28.835 | 26.34 | 25.5813 | 25.405 | 25.42 | 20.0862 | 12.895 | 10.8038 | 10.6337 | 10.7387 | 10.8525 | 11.415 | 11.9262 | 11.93 | 11.9413 |  |  | Scenario 3A - Maximum Carbon Reduction, Existing Technology (Final) | 28.835 | 20.0862 | 11.9413
| Scenario 3C - Coal Retirement | 27.4363 | 27.9037 | 28.9537 | 29.905 | 30.5775 | 29.04 | 26.5512 | 25.83 | 25.7312 | 25.795 | 20.4875 | 13.2425 | 11.14 | 10.9787 | 11.0363 | 11.01 | 11.1175 | 11.2475 | 11.165 | 11.2088 |  |  | Scenario 3C - Coal Retirement | 29.04 | 20.4875 | 11.2088
| Scenario 3D - Coal Retirement w/SCC_MidRange | 15.155 | 15.3125 | 15.6438 | 15.8238 | 16.0475 | 15.9213 | 15.2875 | 15.0262 | 15.0337 | 15.285 | 14.9938 | 14.0563 | 13.5237 | 13.4388 | 13.615 | 13.865 | 14.13 | 14.4162 | 14.7688 | 15.6725 |  |  | Scenario 3D - Coal Retirement w/SCC_MidRange | 15.9213 | 14.9938 | 15.6725
| Scenario 3E - Coal Retirement w/SCC_MidRange - No New Gas | 15.1538 | 15.3012 | 15.6337 | 15.7988 | 15.9938 | 15.7925 | 15.0375 | 14.67 | 14.545 | 14.2075 | 12.5587 | 10.41 | 9.5162 | 9.2575 | 9.155 | 9.065 | 8.9787 | 8.9612 | 8.8938 | 8.5062 |  |  | Scenario 3E - Coal Retirement w/SCC_MidRange - No New Gas | 15.7925 | 12.5587 | 8.5062
| Scenario 5B - Increased Reliance on External Market (Draft) | 31.66 | 31.7775 | 31.6925 | 31.5938 | 31.4262 | 29.9763 | 27.9413 | 25.9 | 25.4013 | 25.3362 | 24.3762 | 22.825 | 21.2862 | 20.74 | 20.73 | 20.8 | 20.9375 | 21.0987 | 21.385 | 21.7325 |  |  | Scenario 5B - Increased Reliance on External Market (Draft) | 29.9763 | 24.3762 | 21.7325
| Scenario 5B - Increased Reliance on External Market (Final) | 27.4425 | 27.9237 | 29.0025 | 29.9887 | 30.7138 | 29.1837 | 26.7175 | 26.0225 | 25.975 | 25.9612 | 24.5437 | 22.7963 | 22.22 | 22.1363 | 22.3287 | 22.4638 | 22.6863 | 23.0725 | 23.5813 | 24.07 |  |  | Scenario 5B - Increased Reliance on External Market (Final) | 29.1837 | 24.5437 | 24.07
| Sensitivity S3 - No Demand Response (Draft) | 31.6487 | 31.735 | 31.6425 | 31.505 | 31.3113 | 29.7913 | 27.7138 | 25.635 | 25.07 | 24.99 | 23.9775 | 22.435 | 20.9025 | 20.3263 | 20.2688 | 20.3038 | 20.4375 | 20.5963 | 20.86 | 21.1988 |  |  | Sensitivity S3 - No Demand Response (Draft) | 29.7913 | 23.9775 | 21.1988
| Sensitivity S3 - No Demand Response (Final) | 27.4163 | 27.875 | 28.8825 | 29.735 | 30.1975 | 28.5813 | 26.115 | 25.3562 | 25.1875 | 25.0825 | 23.6363 | 21.9513 | 21.345 | 21.2162 | 21.4163 | 21.6238 | 21.9413 | 22.4612 | 22.8463 | 23.2125 |  |  | Sensitivity S3 - No Demand Response (Final) | 28.5813 | 23.6363 | 23.2125
| Sensitivity S5 - Regional RPS @ 35% (Draft) | 31.6625 | 31.7812 | 31.6825 | 31.5362 | 31.2925 | 29.385 | 26.6175 | 23.6013 | 22.2087 | 21.2138 | 19.6238 | 17.8813 | 16.5075 | 16.105 | 16.1525 | 16.29 | 16.5275 | 16.8175 | 17.2587 | 17.755 |  |  | Sensitivity S5 - Regional RPS @ 35% (Draft) | 29.385 | 19.6238 | 17.755
| Sensitivity S5 - Regional RPS @ 35% (Final) | 27.4363 | 27.9037 | 28.9275 | 29.815 | 30.4225 | 28.2888 | 24.635 | 22.8663 | 21.77 | 20.695 | 18.6225 | 15.9062 | 14.0113 | 13.5213 | 13.675 | 14.0563 | 14.5475 | 15.2088 | 15.8438 | 16.5525 |  |  | Sensitivity S5 - Regional RPS @ 35% (Final) | 28.2888 | 18.6225 | 16.5525
| Sensitivity S10 - Lower Conservation (Draft) | 31.685 | 31.8412 | 31.7987 | 31.815 | 31.7662 | 30.4163 | 28.495 | 26.55 | 26.1887 | 26.3 | 25.395 | 23.8588 | 22.3113 | 21.8525 | 21.87 | 21.9838 | 22.125 | 22.2675 | 22.4925 | 22.785 |  |  | Sensitivity S10 - Lower Conservation (Draft) | 30.4163 | 25.395 | 22.785
| Sensitivity S10 - Lower Conservation (Final) | 27.4838 | 28.0162 | 29.25 | 30.3438 | 31.2675 | 29.8813 | 27.5475 | 27.0575 | 27.275 | 27.5862 | 26.33 | 24.6625 | 24.1725 | 24.22 | 24.5075 | 24.6612 | 24.8987 | 25.3137 | 25.7712 | 26.6775 |  |  | Sensitivity S10 - Lower Conservation (Final) | 29.8813 | 26.33 | 26.6775
| CO2 Emissions - PNW System (2-year average MMTE) | 2016 | 2017 | 2018 | 2019 | 2020 | 2021 | 2022 | 2023 | 2024 | 2025 | 2026 | 2027 | 2028 | 2029 | 2030 | 2031 | 2032 | 2033 | 2034 | 2035 |  |  | CO2 Emissions - PNW System (2-year average MMTE) | 2021 | 2026 | 2035
| Scenario 1B - Existing Policy (Draft) | 43.4738 | 43.765 | 43.2287 | 43.115 | 43.1675 | 39.1575 | 37.46 | 37.3625 | 37.8038 | 37.3563 | 34.0037 | 32.31 | 31.8113 | 31.8837 | 32.2563 | 32.1737 | 32.51 | 33.0288 | 33.3013 | 34.0288 |  |  | Scenario 1B - Existing Policy (Draft) | 39.1575 | 34.0037 | 34.0288
| Scenario 1B - Existing Policy (Final) | 36.7812 | 38.2275 | 39.935 | 41.0262 | 42.01 | 38.7575 | 37.785 | 37.445 | 37.585 | 37.37 | 34.2687 | 33.4263 | 32.8975 | 33.1788 | 33.5375 | 33.705 | 34.2625 | 34.9963 | 35.4575 | 36.2025 |  |  | Scenario 1B - Existing Policy (Final) | 38.7575 | 34.2687 | 36.2025
| Scenario 2B - Carbon Reduction - Social Cost of Carbon - Mid-Range (Draft) | 20.3875 | 20.485 | 20.3025 | 19.8325 | 20.1537 | 19.1575 | 18.245 | 18.3612 | 18.695 | 18.2437 | 17.63 | 17.3513 | 17.01 | 17.0063 | 17.6863 | 17.7188 | 18.0888 | 18.43 | 18.7 | 19.5325 |  |  | Scenario 2B - Carbon Reduction - Social Cost of Carbon - Mid-Range (Draft) | 19.1575 | 17.63 | 19.5325
| Scenario 2B - Carbon Reduction - Social Cost of Carbon - Mid-Range (Final) | 18.4725 | 18.9438 | 19.5075 | 19.5038 | 20.1537 | 19.445 | 18.8062 | 18.7213 | 18.635 | 18.355 | 17.6412 | 17.715 | 17.3788 | 17.5925 | 18.23 | 18.6363 | 19.0987 | 19.585 | 20.0725 | 20.8938 |  |  | Scenario 2B - Carbon Reduction - Social Cost of Carbon - Mid-Range (Final) | 19.445 | 17.6412 | 20.8938
| Scenario 3A - Maximum Carbon Reduction, Existing Technology (Draft) | 43.4588 | 43.7263 | 43.1437 | 42.9838 | 42.9775 | 38.9862 | 37.2575 | 37.1225 | 37.5213 | 37.295 | 17.335 | 9.485 | 9.3812 | 9.7988 | 10.5288 | 10.3575 | 10.6962 | 11.0463 | 11.3413 | 11.9087 |  |  | Scenario 3A - Maximum Carbon Reduction, Existing Technology (Draft) | 38.9862 | 17.335 | 11.9087
| Scenario 3A - Maximum Carbon Reduction, Existing Technology (Final) | 36.7638 | 38.1625 | 39.8675 | 40.825 | 41.76 | 38.4937 | 37.5037 | 37.0988 | 37.1737 | 37.08 | 19.1775 | 13.0087 | 12.59 | 12.6438 | 13.0825 | 13.405 | 14.1625 | 14.245 | 14.7 | 15.7975 |  |  | Scenario 3A - Maximum Carbon Reduction, Existing Technology (Final) | 38.4937 | 19.1775 | 15.7975
| Scenario 3C - Coal Retirement | 36.785 | 38.2263 | 39.9663 | 41.0862 | 42.065 | 38.795 | 37.865 | 37.5187 | 37.695 | 37.7263 | 19.6212 | 13.5225 | 13.0913 | 13.155 | 13.4337 | 13.49 | 13.87 | 14.075 | 14.4588 | 15.64 |  |  | Scenario 3C - Coal Retirement | 38.795 | 19.6212 | 15.64
| Scenario 3D - Coal Retirement w/SCC_MidRange | 18.475 | 18.96 | 19.53 | 19.5463 | 20.2087 | 19.5813 | 19.0275 | 18.9887 | 18.95 | 19.2763 | 16.7025 | 15.38 | 15.0612 | 15.0862 | 15.3925 | 15.53 | 15.8438 | 16.0837 | 16.5613 | 17.8738 |  |  | Scenario 3D - Coal Retirement w/SCC_MidRange | 19.5813 | 16.7025 | 17.8738
| Scenario 3E - Coal Retirement w/SCC_MidRange - No New Gas | 18.4725 | 18.9387 | 19.5038 | 19.4962 | 20.1225 | 19.3975 | 18.7188 | 18.6137 | 18.41 | 17.7037 | 13.5162 | 11.36 | 11.0075 | 10.7513 | 10.8087 | 10.56 | 10.5913 | 10.5738 | 10.4213 | 9.735 |  |  | Scenario 3E - Coal Retirement w/SCC_MidRange - No New Gas | 19.3975 | 13.5162 | 9.735
| Scenario 5B - Increased Reliance on External Market (Draft) | 43.475 | 43.7775 | 43.255 | 43.1638 | 43.2362 | 39.2238 | 37.5513 | 37.4612 | 37.9513 | 37.5125 | 34.1575 | 32.4963 | 32.0337 | 32.1337 | 32.5288 | 32.4237 | 32.7888 | 33.3025 | 33.5862 | 34.2812 |  |  | Scenario 5B - Increased Reliance on External Market (Draft) | 39.2238 | 34.1575 | 34.2812
| Scenario 5B - Increased Reliance on External Market (Final) | 36.7938 | 38.2863 | 40.0075 | 41.215 | 42.235 | 38.9562 | 38.085 | 37.82 | 38.0463 | 37.9225 | 34.8537 | 33.995 | 33.5575 | 33.9525 | 34.35 | 34.6138 | 35.1388 | 35.8775 | 36.4075 | 37.1538 |  |  | Scenario 5B - Increased Reliance on External Market (Final) | 38.9562 | 34.8537 | 37.1538
| Sensitivity S3 - No Demand Response (Draft) | 43.46 | 43.7263 | 43.1425 | 43.02 | 43.0662 | 39.1163 | 37.3925 | 37.2825 | 37.6275 | 37.1175 | 33.845 | 32.1725 | 31.6513 | 31.7025 | 32.01 | 31.9425 | 32.2662 | 32.8 | 33.0063 | 33.7525 |  |  | Sensitivity S3 - No Demand Response (Draft) | 39.1163 | 33.845 | 33.7525
| Sensitivity S3 - No Demand Response (Final) | 36.765 | 38.1675 | 39.8775 | 40.845 | 41.7475 | 38.6487 | 37.7488 | 37.3325 | 37.39 | 37.1487 | 34.1938 | 33.4225 | 32.9175 | 33.2425 | 33.5812 | 33.8075 | 34.3937 | 35.1262 | 35.6437 | 36.5825 |  |  | Sensitivity S3 - No Demand Response (Final) | 38.6487 | 34.1938 | 36.5825
| Sensitivity S5 - Regional RPS @ 35% (Draft) | 43.4775 | 43.785 | 43.19 | 43.0012 | 42.8525 | 37.235 | 34.215 | 32.9637 | 32.0562 | 30.1075 | 26.6812 | 25.4875 | 25.06 | 25.2763 | 25.5738 | 25.8337 | 26.3025 | 26.9812 | 27.63 | 28.5562 |  |  | Sensitivity S5 - Regional RPS @ 35% (Draft) | 37.235 | 26.6812 | 28.5562
| Sensitivity S5 - Regional RPS @ 35% (Final) | 36.785 | 38.2225 | 39.905 | 40.9012 | 41.7812 | 36.9213 | 34.3137 | 32.7463 | 31.4062 | 29.7425 | 26.2 | 22.6638 | 21.0525 | 21.2987 | 21.6788 | 22.3487 | 23.1863 | 24.305 | 25.2 | 26.34 |  |  | Sensitivity S5 - Regional RPS @ 35% (Final) | 36.9213 | 26.2 | 26.34
| Sensitivity S10 - Lower Conservation (Draft) | 43.5 | 43.9363 | 43.5412 | 43.61 | 43.8975 | 39.995 | 38.5213 | 38.7088 | 39.3775 | 39.3375 | 36.0237 | 34.5075 | 34.145 | 34.4612 | 34.8438 | 34.7987 | 35.1112 | 35.4937 | 35.62 | 36.3275 |  |  | Sensitivity S10 - Lower Conservation (Draft) | 39.995 | 36.0237 | 36.3275
| Sensitivity S10 - Lower Conservation (Final) | 36.8438 | 38.5075 | 40.4438 | 41.815 | 43.1863 | 40.0688 | 39.4462 | 39.525 | 40.1713 | 40.54 | 37.4113 | 36.86 | 36.5962 | 37.1763 | 37.5288 | 37.7137 | 38.2362 | 38.8287 | 39.235 | 40.645 |  |  | Sensitivity S10 - Lower Conservation (Final) | 40.0688 | 37.4113 | 40.645
Carbon Cost | 2030 CO2 Emissions - 111(d) (2-year average MMTE) | 2016: Mean; 2017: 90th Percentile; 2018: Cumulative Emissions (2016-2035)
None | Scenario 1B - Existing Policy (Draft) | 2016: 20.5637; 2017: 28; 2018: 506.5175
None | Scenario 1B - Existing Policy (Final) | 2016: 21.7975; 2017: 30; 2018: 502.04 |  |  | CO2 Emissions - PNW System (MMTE) | 2026 | 2035
SCC MidRange | Scenario 2B - Carbon Reduction - Social Cost of Carbon - Mid-Range (Draft) | 2016: 12.6775; 2017: 20; 2018: 283.59 |  |  | Scenario 2B - Carbon Reduction - Social Cost of Carbon | 17.63 | 19.5325
SCC MidRange | Scenario 2B - Carbon Reduction - Social Cost of Carbon - Mid-Range (Final) | 2016: 13.7762; 2017: 21; 2018: 297.0013 |  |  | Scenario 2C - Carbon Risk | 22.3425 | 23.7275
None | Scenario 3A - Maximum Carbon Reduction, Existing Technology (Draft) | 2016: 8.3387; 2017: 15; 2018: 399.5712 |  |  | Scenario 3A - Maximum Carbon Reduction, Existing Technology | 17.335 | 11.9087
None | Scenario 3A - Maximum Carbon Reduction, Existing Technology (Final) | 2016: 10.7387; 2017: 18; 2018: 399.1463 |  |  | Scenario 3B - Maximum Carbon Reduction, Emerging Technology | 15.0312 | 6.13
None | Scenario 3C - Coal Retirement | 2016: 11.0363; 2017: 18; 2018: 400.3575 |  |  | Scenario 4A - Unplanned Loss of Major Non-GHG Emitting Resource | 18.155 | 20.8762
SCC MidRange | Scenario 3D - Coal Retirement w/SCC_MidRange | 2016: 13.615; 2017: 20; 2018: 297.0163 |  |  | Scenario 4B - Planned Loss of Major Non-GHG Emitting Resource | 18.465 | 20.8225
SCC MidRange | Scenario 3E - Coal Retirement w/SCC_MidRange - No New Gas | 2016: 9.155; 2017: 13; 2018: 247.4362 |  |  | Scenario 4C - Faster Near-Term Pace of Conservation Deployment | 33.845 | 33.7525
None | Scenario 5B - Increased Reliance on External Market (Draft) | 2016: 20.73; 2017: 28; 2018: 508.6162 |  |  | Scenario 5B - Increased Reliance on External Market | 34.1575 | 34.2812
None | Scenario 5B - Increased Reliance on External Market (Final) | 2016: 22.3287; 2017: 30; 2018: 508.83 |  |  | Scenario 4D - Slower Near-Term Pace of Conservation Deployment | 22.3412 | 23.7112
None | Sensitivity S3 - No Demand Response (Draft) | 2016: 20.2688; 2017: 27; 2018: 502.3488 |  |  | Scenario 1A - Existing Policy, No Uncertainty | 39 | 37
None | Sensitivity S3 - No Demand Response (Final) | 2016: 21.4163; 2017: 29; 2018: 496.0788 |  |  | Scenario 1B - Existing Policy, No Carbon Risk | 34.0037 | 34.0288
| Sensitivity S5 - Regional RPS @ 35% (Draft) | 2016: 16.1525; 2017: 24; 2018: 451.9
None | Sensitivity S5 - Regional RPS @ 35% (Final) | 2016: 13.675; 2017: 22; 2018: 414.705 |  |  | Sensitivity S1 - Scenario 1B_No Coal Retirements | 42.72 | 45.2488
| Sensitivity S10 - Lower Conservation (Draft) | 2016: 21.87; 2017: 28; 2018: 523.7975
None | Sensitivity S10 - Lower Conservation (Final) | 2016: 24.5075; 2017: 32; 2018: 536.9238 |  |  | Sensitivity S2 - Scenario 1B_Low Gas Prices | 28.73 | 23.6313
[24 empty] | Sensitivity S2.1 - Scenario 2C_Low Gas Prices | 18.2112 | 15.8637
Carbon Cost | 2030 CO2 Emissions - PNW System (2-year average MMTE) | 2016: Mean; 2017: 90th Percentile; 2018: Cumulative Emissions (2016-2035) |  |  | Sensitivity S3 - Scenario 1B_No Demand Response | 33.845 | 33.7525
None | Scenario 1B - Existing Policy (Draft) | 2016: 32.2563; 2017: 43; 2018: 733.1975 |  |  | Sensitivity S3.1 - Scenario 2C_No Demand Response | 22.555 | 24.1187
None | Scenario 1B - Existing Policy (Final) | 2016: 33.5375; 2017: 46; 2018: 728.855 |  |  | Sensitivity S5 - Scenario 1B_35% RPS | 26.6812 | 28.5562
SCC MidRange | Scenario 2B - Carbon Reduction - Social Cost of Carbon - Mid-Range (Draft) | 2016: 17.6863; 2017: 31; 2018: 373.0175 |  |  | Sensitivity S8 - Scenario 2B_95th Percentile SCC w/No Conservation | 21.5575 | 26.8375
SCC MidRange | Scenario 2B - Carbon Reduction - Social Cost of Carbon - Mid-Range (Final) | 2016: 18.23; 2017: 30; 2018: 377.3875 |  |  | Sensitivity S9 - Scenario 1B_No Transmission and Distribution Cost Deferral Credit | 34.2463 | 34.2925
None | Scenario 3A - Maximum Carbon Reduction, Existing Technology (Draft) | 2016: 10.5288; 2017: 20; 2018: 516.3513 |  |  | Sensitivity S10 - Scenario 1B_No Conservation Adder | 36.0237 | 36.3275
None | Scenario 3A - Maximum Carbon Reduction, Existing Technology (Final) | 2016: 13.0825; 2017: 23; 2018: 527.5412
None | Scenario 3C - Coal Retirement | 2016: 13.4337; 2017: 23; 2018: 532.0862
SCC MidRange | Scenario 3D - Coal Retirement w/SCC_MidRange | 2016: 15.3925; 2017: 23; 2018: 352.0587
SCC MidRange | Scenario 3E - Coal Retirement w/SCC_MidRange - No New Gas | 2016: 10.8087; 2017: 16; 2018: 298.7025
None | Scenario 5B - Increased Reliance on External Market (Draft) | 2016: 32.5288; 2017: 43; 2018: 736.34
None | Scenario 5B - Increased Reliance on External Market (Final) | 2016: 34.35; 2017: 46; 2018: 739.2675
None | Sensitivity S3 - No Demand Response (Draft) | 2016: 32.01; 2017: 43.1; 2018: 730.1 |  |  | Sensitivity S6 - Scenario 2B_95th Percentile SCC | 14.1575 | 18.3588
None | Sensitivity S3 - No Demand Response (Final) | 2016: 33.5812; 2017: 47; 2018: 728.5825 |  |  | Sensitivity S7 - Scenario 2B_No Conservation | 20.3912 | 26.3612
| Sensitivity S5 - Regional RPS @ 35% (Draft) | 2016: 25.5738; 2017: 39; 2018: 646.2663
None | Sensitivity S5 - Regional RPS @ 35% (Final) | 2016: 21.6788; 2017: 35; 2018: 596.9988
| Sensitivity S10 - Lower Conservation (Draft) | 2016: 34.8438; 2017: 46; 2018: 765.7575
None | Sensitivity S10 - Lower Conservation (Final) | 2016: 37.5288; 2017: 50; 2018: 780.7787
| Contribution to Winter Peak (MW) | Scenario 1B - Existing Policy (Draft) | Scenario 1B - Existing Policy (Final) | Scenario 2B - Carbon Reduction - Social Cost of Carbon - Mid-Range (Draft) | Scenario 2B - Carbon Reduction - Social Cost of Carbon - Mid-Range (Final) | Scenario 3A - Maximum Carbon Reduction, Existing Technology (Draft) | Scenario 3A - Maximum Carbon Reduction, Existing Technology (Final) | Scenario 3C - Coal Retirement | Scenario 3D - Coal Retirement w/SCC_MidRange | Scenario 3E - Coal Retirement w/SCC_MidRange - No New Gas | Scenario 5B - Increased Reliance on External Market (Draft) | Scenario 5B - Increased Reliance on External Market (Final) | Sensitivity S3 - No Demand Response (Draft) | Sensitivity S3 - No Demand Response (Final) | Sensitivity S5 - Regional RPS @ 35% (Draft) | Sensitivity S5 - Regional RPS @ 35% (Final) | Sensitivity S10 - Lower Conservation (Draft | Sensitivity S10 - Lower Conservation (Final)
Conservation
| 2021 | 2713.9963 | 2713.9963 | 2959.3337 | 2556.9988 | 2930.1912 | 2584.6712 | 2329.6687 | 2413.9062 | 2636.8713 | 2618.1562 | 2194.1438 | 2936.7925 | 2562.07 | 2574.4225 | 2321.9187 | 2618.1562 | 1268.6688
| 2026 | 6578.3888 | 6578.3888 | 7028.1313 | 6014.405 | 6917.7238 | 6045.84 | 5536.2575 | 5840.6025 | 6303.0063 | 6330.1587 | 5232.1912 | 6974.66 | 6002.8375 | 6237.3488 | 5478.8525 | 6330.1587 | 2900.455
| 2035 | 10129.2812 | 10129.2812 | 10810.17 | 9064.0987 | 10486.7138 | 9071.1775 | 8227.5025 | 8974.9862 | 9943.7975 | 9594.855 | 7743.4263 | 10700.9875 | 8956.8937 | 9475.1187 | 7754.725 | 9594.855 | 4913.61
Demand Response
| 2021 | 715.975 | 715.975 | 695.8312 | 1258.7438 | 693.415 | 1191.9462 | 1268.1713 | 1223.6375 | 1193.1075 | 95.945 | 420.58 | 0 | 0 | 727.705 | 1298.1088 | 95.945 | 1819.7125
| 2026 | 718.3412 | 718.3412 | 697.3663 | 1288.7575 | 834.89 | 1788.5275 | 1754.6813 | 1350.125 | 1780.3175 | 98.3187 | 491.5875 | 0 | 0 | 728.425 | 1298.1088 | 98.3187 | 2377.2387
| 2035 | 730.4763 | 730.4763 | 698.1137 | 2096.7125 | 874.2162 | 2897.32 | 2252.3913 | 1714.8325 | 2560.2175 | 109.8125 | 1286.165 | 0 | 0 | 741.265 | 1966.4213 | 109.8125 | 2842.6388
Renewable
| 2021 | 0.2375 | 0.2375 | 0.26875 | 0.2975 | 0.30625 | 0.25625 | 9.8562 | 22.805 | 24.8075 | 0.04375 | 0 | 0 | 2.04 | 130.0737 | 731.8338 | 0.04375 | 1.2263
| 2026 | 2.15 | 2.15 | 1.6687 | 0.4975 | 3.4638 | 0.66875 | 23.28 | 68.8538 | 684.6075 | 2.4813 | 0.20375 | 1.625 | 2.1938 | 380.0875 | 1275.2438 | 2.4813 | 2.3937
| 2035 | 26.365 | 26.365 | 20.155 | 193.1475 | 27.63 | 92.6325 | 206.18 | 248.3675 | 1630.9738 | 29.4125 | 107.3912 | 22.65 | 102.5888 | 380.9875 | 1512.465 | 29.4125 | 183.1925
Thermal
| 2021 | 7.6875 | 7.6875 | 27.0787 | 0 | 7.3 | 25.3788 | 132.3438 | 443.8913 | 0 | 2.385 | 11.5388 | 370.935 | 1177.2387 | 9.41 | 17.6475 | 2.385 | 313.2962
| 2026 | 21.3837 | 21.3837 | 50.3963 | 106.6975 | 3173.5687 | 2482.2087 | 2394.975 | 2797.1525 | 0 | 17.455 | 49.3787 | 381.8913 | 1276.9062 | 12.15 | 17.6475 | 17.455 | 970.22
| 2035 | 521.285 | 521.285 | 649.3425 | 2541.0075 | 5117.435 | 9151.1863 | 5881.43 | 6916.4487 | 0 | 521.64 | 1174 | 745.6125 | 3311.4713 | 274.0038 | 93.32 | 521.64 | 7385.4338
| NPV System Cost, Including CO2 Tax Revenues (billion 2012$) | Scenario 1B - Existing Policy (Draft) | Scenario 1B - Existing Policy (Final) | Scenario 2B - Carbon Reduction - Social Cost of Carbon - Mid-Range (Draft) | Scenario 2B - Carbon Reduction - Social Cost of Carbon - Mid-Range (Final) | Scenario 3A - Maximum Carbon Reduction, Existing Technology (Draft) | Scenario 3A - Maximum Carbon Reduction, Existing Technology (Final) | Scenario 3C - Coal Retirement | Scenario 3D - Coal Retirement w/SCC_MidRange | Scenario 3E - Coal Retirement w/SCC_MidRange - No New Gas | Scenario 5B - Increased Reliance on External Market (Draft) | Scenario 5B - Increased Reliance on External Market (Final) | Sensitivity S3 - No Demand Response (Draft) | Sensitivity S3 - No Demand Response (Final) | Sensitivity S5 - Regional RPS @ 35% (Draft) | Sensitivity S5 - Regional RPS @ 35% (Final) | Sensitivity S10 - Lower Conservation (Draft | Sensitivity S10 - Lower Conservation (Final)
| 10% Percentile | 64.5663 | 63.1514 | 87.0156 | 81.8649 | 75.6995 | 91.8417 | 71.5162 | 88.8446 | 117.2739 | 61.5941 | 56.6272 | 66.0953 | 66.263 | 106.8066 | 116.1364 | 61.5941 | 71.9994
| First Quartile | 71.8718 | 69.3738 | 101.962 | 95.507 | 87.8542 | 101.485 | 82.3167 | 104.6308 | 130.5648 | 69.6155 | 63.3785 | 73.126 | 73.2662 | 111.06 | 121.4455 | 69.6155 | 81.7375
| Median | 82.74 | 78.2985 | 121.5255 | 113.961 | 102.748 | 114.202 | 95.4455 | 123.3235 | 146.684 | 80.199 | 73.0785 | 83.9315 | 82.949 | 118.2045 | 126.455 | 80.199 | 95.2005
| Third Quartile | 99.4745 | 92.2763 | 147.6722 | 136.3433 | 124.6683 | 130.503 | 112.0593 | 146.2208 | 171.189 | 97.1185 | 86.8605 | 100.6868 | 97.61 | 128.7915 | 133.391 | 97.1185 | 111.7735
| 90% Percentile | 115.8158 | 104.8096 | 171.829 | 154.8331 | 142.2988 | 143.2966 | 125.5447 | 163.5449 | 192.4118 | 112.8158 | 99.8619 | 116.9932 | 110.1292 | 139.6802 | 140.8775 | 112.8158 | 125.3978
| Average | 87.3628 | 81.8854 | 126.2711 | 116.7082 | 106.9676 | 116.5999 | 97.7369 | 125.6544 | 150.817 | 84.6421 | 76.4811 | 88.4423 | 86.2599 | 121.2151 | 127.9023 | 84.6421 | 97.481
| TailVar90 | 130.2213 | 116.0363 | 190.8374 | 170.6381 | 158.0104 | 154.6716 | 137.404 | 180.3714 | 208.8851 | 127.2267 | 111.0519 | 131.3078 | 120.6595 | 150.7934 | 138.336 | 127.2267 | 149.1449
Winter Peak Contribution (MW)
| Scenario 1B - Existing Policy (Draft) | 2016: Conservation; 2017: DR; 2018: Renewable; 2019: Thermal
| 2021 | 2016: 2713.9963; 2017: 715.975; 2018: 0.2375; 2019: 7.6875
| 2026 | 2016: 6578.3888; 2017: 718.3412; 2018: 2.15; 2019: 21.3837
| 2035 | 2016: 10129.2812; 2017: 730.4763; 2018: 26.365; 2019: 521.285
| Scenario 1B - Existing Policy (Final) | 2016: Conservation; 2017: DR; 2018: Renewable; 2019: Thermal
| 2021 | 2016: 2713.9963; 2017: 715.975; 2018: 0.2375; 2019: 7.6875
| 2026 | 2016: 6578.3888; 2017: 718.3412; 2018: 2.15; 2019: 21.3837
| 2035 | 2016: 10129.2812; 2017: 730.4763; 2018: 26.365; 2019: 521.285
| Scenario 2B - Carbon Reduction - Social Cost of Carbon - Mid-Range (Draft) | 2016: Conservation; 2017: DR; 2018: Renewable; 2019: Thermal
| 2021 | 2016: 2959.3337; 2017: 695.8312; 2018: 0.26875; 2019: 27.0787
| 2026 | 2016: 7028.1313; 2017: 697.3663; 2018: 1.6687; 2019: 50.3963
| 2035 | 2016: 10810.17; 2017: 698.1137; 2018: 20.155; 2019: 649.3425
| Scenario 2B - Carbon Reduction - Social Cost of Carbon - Mid-Range (Final) | 2016: Conservation; 2017: DR; 2018: Renewable; 2019: Thermal
| 2021 | 2016: 2556.9988; 2017: 1258.7438; 2018: 0.2975; 2019: 0
| 2026 | 2016: 6014.405; 2017: 1288.7575; 2018: 0.4975; 2019: 106.6975
| 2035 | 2016: 9064.0987; 2017: 2096.7125; 2018: 193.1475; 2019: 2541.0075
| Scenario 3A - Maximum Carbon Reduction, Existing Technology (Draft) | 2016: Conservation; 2017: DR; 2018: Renewable; 2019: Thermal
| 2021 | 2016: 2930.1912; 2017: 693.415; 2018: 0.30625; 2019: 7.3
| 2026 | 2016: 6917.7238; 2017: 834.89; 2018: 3.4638; 2019: 3173.5687
| 2035 | 2016: 10486.7138; 2017: 874.2162; 2018: 27.63; 2019: 5117.435
| Scenario 3A - Maximum Carbon Reduction, Existing Technology (Final) | 2016: Conservation; 2017: DR; 2018: Renewable; 2019: Thermal
| 2021 | 2016: 2584.6712; 2017: 1191.9462; 2018: 0.25625; 2019: 25.3788
| 2026 | 2016: 6045.84; 2017: 1788.5275; 2018: 0.66875; 2019: 2482.2087
| 2035 | 2016: 9071.1775; 2017: 2897.32; 2018: 92.6325; 2019: 9151.1863
| Scenario 3C - Coal Retirement | 2016: Conservation; 2017: DR; 2018: Renewable; 2019: Thermal
| 2021 | 2016: 2329.6687; 2017: 1268.1713; 2018: 9.8562; 2019: 132.3438
| 2026 | 2016: 5536.2575; 2017: 1754.6813; 2018: 23.28; 2019: 2394.975
| 2035 | 2016: 8227.5025; 2017: 2252.3913; 2018: 206.18; 2019: 5881.43
| Scenario 3D - Coal Retirement w/SCC_MidRange | 2016: Conservation; 2017: DR; 2018: Renewable; 2019: Thermal
| 2021 | 2016: 2413.9062; 2017: 1223.6375; 2018: 22.805; 2019: 443.8913
| 2026 | 2016: 5840.6025; 2017: 1350.125; 2018: 68.8538; 2019: 2797.1525
| 2035 | 2016: 8974.9862; 2017: 1714.8325; 2018: 248.3675; 2019: 6916.4487
| Scenario 3E - Coal Retirement w/SCC_MidRange No New Gas | 2016: Conservation; 2017: DR; 2018: Renewable; 2019: Thermal
| 2021 | 2016: 2636.8713; 2017: 1193.1075; 2018: 24.8075; 2019: 0
| 2026 | 2016: 6303.0063; 2017: 1780.3175; 2018: 684.6075; 2019: 0
| 2035 | 2016: 9943.7975; 2017: 2560.2175; 2018: 1630.9738; 2019: 0
| Scenario 5B - Increased Reliance on External Market (Draft) | 2016: Conservation; 2017: DR; 2018: Renewable; 2019: Thermal
| 2021 | 2016: 2618.1562; 2017: 95.945; 2018: 0.04375; 2019: 2.385
| 2026 | 2016: 6330.1587; 2017: 98.3187; 2018: 2.4813; 2019: 17.455
| 2035 | 2016: 9594.855; 2017: 109.8125; 2018: 29.4125; 2019: 521.64
| Scenario 5B - Increased Reliance on External Market (Final) | 2016: Conservation; 2017: DR; 2018: Renewable; 2019: Thermal
| 2021 | 2016: 2194.1438; 2017: 420.58; 2018: 0; 2019: 11.5388
| 2026 | 2016: 5232.1912; 2017: 491.5875; 2018: 0.20375; 2019: 49.3787
| 2035 | 2016: 7743.4263; 2017: 1286.165; 2018: 107.3912; 2019: 1174
| Sensitivity S3 - No Demand Response (Draft) | 2016: Conservation; 2017: DR; 2018: Renewable; 2019: Thermal
| 2021 | 2016: 2936.7925; 2017: 0; 2018: 0; 2019: 370.935
| 2026 | 2016: 6974.66; 2017: 0; 2018: 1.625; 2019: 381.8913
| 2035 | 2016: 10700.9875; 2017: 0; 2018: 22.65; 2019: 745.6125
| Sensitivity S3 - No Demand Response (Final) | 2016: Conservation; 2017: DR; 2018: Renewable; 2019: Thermal
| 2021 | 2016: 2562.07; 2017: 0; 2018: 2.04; 2019: 1177.2387
| 2026 | 2016: 6002.8375; 2017: 0; 2018: 2.1938; 2019: 1276.9062
| 2035 | 2016: 8956.8937; 2017: 0; 2018: 102.5888; 2019: 3311.4713
| Sensitivity S5 - Regional RPS @ 35% (Draft) | 2016: Conservation; 2017: DR; 2018: Renewable; 2019: Thermal
| 2021 | 2016: 2574.4225; 2017: 727.705; 2018: 130.0737; 2019: 9.41
| 2026 | 2016: 6237.3488; 2017: 728.425; 2018: 380.0875; 2019: 12.15
| 2035 | 2016: 9475.1187; 2017: 741.265; 2018: 380.9875; 2019: 274.0038
| Sensitivity S5 - Regional RPS @ 35% (Final) | 2016: Conservation; 2017: DR; 2018: Renewable; 2019: Thermal
| 2021 | 2016: 2321.9187; 2017: 1298.1088; 2018: 731.8338; 2019: 17.6475
| 2026 | 2016: 5478.8525; 2017: 1298.1088; 2018: 1275.2438; 2019: 17.6475
| 2035 | 2016: 7754.725; 2017: 1966.4213; 2018: 1512.465; 2019: 93.32
| Sensitivity S10 - Lower Conservation (Final) | 2016: Conservation; 2017: DR; 2018: Renewable; 2019: Thermal
| 2021 | 2016: 1636.0587; 2017: 1386.2538; 2018: 1.4438; 2019: 244.6575
| 2026 | 2016: 4013.8762; 2017: 1728.2963; 2018: 7.2938; 2019: 887.7563
| 2035 | 2016: 7182.1412; 2017: 2093.5725; 2018: 55.1238; 2019: 3024.375
| Sensitivity S10 - Lower Conservation (Final) | 2016: Conservation; 2017: DR; 2018: Renewable; 2019: Thermal
| 2021 | 2016: 1268.6688; 2017: 1819.7125; 2018: 1.2263; 2019: 313.2962
| 2026 | 2016: 2900.455; 2017: 2377.2387; 2018: 2.3937; 2019: 970.22
| 2035 | 2016: 4913.61; 2017: 2842.6388; 2018: 183.1925; 2019: 7385.4338
| 1 | 2016: 2; 2017: 3; 2018: 4; 2019: 5; 2020: 6; 2021: 7; 2022: 8; 2023: 9; 2024: 10
| Final Plan Scenarios | 2016: RPM PV Direct Cost of Resource Strategy (billion 2012$); 2017: PV of Incremental Environmental Compliance Capital Cost (billion 2012$); 2018: Final NPV Direct Cost of Resource Strategy (billion 2012$); 2019: Cumulative Emissions (2016-2035); 2020: PV Difference from Existing Policy w/ Incremental Environmental Compliance Cost (billion 2012$); 2021: CO2 Cumulative Emission Difference from Existing Policy (MMTE); 2022: PV Cost/MMT CO2 Emissions Reduction; 2023: Average 2035 CO2 Emissions (MMT/year); 2024: Median 2035 CO2 Emissions (MMTE/year) |  |  | CO2 Emissions - PNW System
Scenario 1B | Existing Policy | 2016: 81.885; 2017: 0.64039; 2018: 82.5254; 2019: 728.855; 2020: 0; 2021: 0; 2023: 36.2025; 2024: 36 |  |  | Scenario 1B - Existing Policy (Final)
Scenario 2B | SCC - Mid-Range | 2016: 78.024; 2017: 0.64039; 2018: 78.6644; 2019: 377.3875; 2020: -3.861; 2021: 351.4675; 2022: -10.9854; 2023: 20.8938; 2024: 16 |  |  | Sensitivity S3 - No Demand Response (Final)
Scenario 3A | Max. CO2 Reduction - Exist. Tech. | 2016: 116.603; 2017: 0.16524; 2018: 116.7682; 2019: 527.5412; 2020: 34.2429; 2021: 201.3138; 2022: 170.097; 2023: 15.7975; 2024: 13 |  |  | Scenario 2B - Carbon Reduction - Social Cost of Carbon - Mid-Range (Final)
Scenario 3C | Retire Coal | 2016: 97.737; 2017: 0.16524; 2018: 97.9022; 2019: 532.0862; 2020: 15.3769; 2021: 196.7688; 2022: 78.1468; 2023: 15.64; 2024: 12 |  |  | Scenario 3A - Maximum Carbon Reduction, Existing Technology (Final)
Scenario 3D | Retire Coal w/SCC_MidRange | 2016: 91.214; 2017: 0.16524; 2018: 91.3792; 2019: 352.0587; 2020: 8.8539; 2021: 376.7963; 2022: 23.4977; 2023: 17.8738; 2024: 15 |  |  | Scenario 3C - Coal Retirement
Scenario 3E | Retire Coal w/SCC_MidRange & No New Gas | 2016: 125.53; 2017: 0.16524; 2018: 125.6952; 2019: 298.7025; 2020: 43.1699; 2021: 430.1525; 2022: 100.3594; 2023: 9.735; 2024: 7 |  |  | Scenario 3D - Coal Retirement w/SCC_MidRange
Scenario 5B | Increased Market Reliance | 2016: 76.481; 2017: 0.64039; 2018: 77.1214; 2019: 739.2675; 2020: -5.404; 2021: -10.4125; 2022: NA; 2023: 37.1538; 2024: 37 |  |  | Scenario 3E - Coal Retirement w/SCC_MidRange - No New Gas
Sensitivity S3 | No Demand Response | 2016: 86.26; 2017: 0.64039; 2018: 86.9004; 2019: 728.5825; 2020: 4.375; 2021: 0.2725; 2022: 16055.0459; 2023: 36.5825; 2024: 36 |  |  | Scenario 5B - Increased Reliance on External Market (Final)
Sensitivity S5 | Regional RPS at 35% | 2016: 127.904; 2017: 0.64039; 2018: 128.5444; 2019: 596.9988; 2020: 46.019; 2021: 131.8562; 2022: 349.0089; 2023: 26.34; 2024: 22 |  |  | Sensitivity S5 - Regional RPS @ 35%
Sensitivity S10 | Lower Conservation | 2016: 97.481; 2017: 0.64039; 2018: 98.1214; 2019: 780.7787; 2020: 15.596; 2021: -51.9237; 2022: NA; 2023: 40.645; 2024: 39 |  |  | Sensitivity S10 - Lower Conservation (Final)
|  | Final NPV Direct Cost of Resource Strategy (billion 2012$) | 2035 CO2 Emissions (MMT/year) | Delta Cost from Existing Policy | Delta % Cost from Existing Policy | Delta CO2 Emissions from Existing Policy | Delta % CO2 Reduction from Existing Policy
| Existing Policy | 2016: 82.5254; 2017: 36.2025; 2018: 0; 2019: 0%; 2020: 0; 2021: 0%
| SCC - Mid-Range | 2016: 78.6644; 2017: 20.8938; 2018: -3.861; 2019: -4.679%; 2020: 15.3087; 2021: -42.29%
| Max. CO2 Reduction - Exist. Tech. | 2016: 116.7682; 2017: 15.7975; 2018: 34.2429; 2019: 41.49%; 2020: 20.405; 2021: -56.36%
| Retire Coal | 2016: 97.9022; 2017: 15.64; 2018: 15.3769; 2019: 18.63%; 2020: 20.5625; 2021: -56.8%
| Retire Coal w/SCC_MidRange | 2016: 91.3792; 2017: 17.8738; 2018: 8.8539; 2019: 10.73%; 2020: 18.3287; 2021: -50.63%
| Retire Coal w/SCC_MidRange & No New Gas | 2016: 125.6952; 2017: 9.735; 2018: 43.1699; 2019: 52.31%; 2020: 26.4675; 2021: -73.11%
| Increased Market Reliance | 2016: 77.1214; 2017: 37.1538; 2018: -5.404; 2019: -6.548%; 2020: -0.95125; 2021: 2.628%
| No Demand Response | 2016: 86.9004; 2017: 36.5825; 2018: 4.375; 2019: 5.301%; 2020: -0.38; 2021: 1.05%
| Regional RPS at 35% | 2016: 128.5444; 2017: 26.34; 2018: 46.019; 2019: 55.76%; 2020: 9.8625; 2021: -27.24%
| Lower Conservation | 2016: 98.1214; 2017: 40.645; 2018: 15.596; 2019: 18.9%; 2020: -4.4425; 2021: 12.27%
| Scenario | 2016: Existing Policy; 2017: SCC - Mid-Range; 2018: Max. CO2 Reduction - Exist. Tech.; 2019: Retire Coal; 2020: Retire Coal w/SCC_MidRange; 2021: Retire Coal w/SCC_MidRange & No New Gas; 2022: Increased Market Reliance; 2023: No Demand Response; 2024: Regional RPS at 35%; 2025: Lower Conservation
| CO2 Tax Revenues | 2016: 0; 2017: 38684; 2018: 0; 2019: 0; 2020: 34440; 2021: 25287; 2022: 0; 2023: 0; 2024: 0; 2025: 0
| No Penalty + CO2 Tax Revenue NPV (million) | 2016: 81885; 2017: 116708; 2018: 116603; 2019: 97737; 2020: 125654; 2021: 150817; 2022: 76481; 2023: 86260; 2024: 127904; 2025: 97481
| No Penalty, No CO2 Tax Revenue NPV (million) | 2016: 81885; 2017: 78024; 2018: 116603; 2019: 97737; 2020: 91214; 2021: 125530; 2022: 76481; 2023: 86260; 2024: 127904; 2025: 97481
| No Penalty, No CO2 Tax Revenue NPV (billion) | 2016: 81.885; 2017: 78.024; 2018: 116.603; 2019: 97.737; 2020: 91.214; 2021: 125.53; 2022: 76.481; 2023: 86.26; 2024: 127.904; 2025: 97.481
| System Cost | 2016 | 2017 | 2018 | 2019 | 2020 | 2021 | 2022 | 2023 | 2024 | 2025 | 2026 | 2027 | 2028 | 2029 | 2030 | 2031 | 2032 | 2033 | 2034 | 2035
| Existing Policy | 2243 | 2307 | 2416 | 2451 | 2485 | 2496 | 2510 | 2526 | 2536 | 2545 | 2541 | 2606 | 2640 | 2732 | 2818 | 3001 | 3131 | 3292 | 3420 | 3607
| SCC - Mid-Range | 3168 | 3254 | 3452 | 3540 | 3600 | 3576 | 3576 | 3604 | 3612 | 3609 | 3588 | 3699 | 3743 | 3923 | 4063 | 4300 | 4461 | 4686 | 4857 | 5147
| Max. CO2 Reduction - Exist. Tech. | 2277 | 2397 | 2555 | 2647 | 2731 | 2792 | 2856 | 3099 | 3216 | 3365 | 3452 | 3634 | 3725 | 4085 | 4289 | 4427 | 4550 | 5018 | 5287 | 5717
| Retire Coal | 2247 | 2315 | 2426 | 2475 | 2535 | 2547 | 2556 | 2775 | 2849 | 2922 | 2950 | 3077 | 3116 | 3254 | 3363 | 3524 | 3655 | 4171 | 4401 | 4542
| Retire Coal w/SCC_MidRange | 3170 | 3255 | 3466 | 3574 | 3665 | 3653 | 3640 | 3897 | 3965 | 3968 | 3768 | 3868 | 3911 | 4079 | 4209 | 4403 | 4563 | 5188 | 5465 | 5631
| Retire Coal w/SCC_MidRange & No New Gas | 3173 | 3266 | 3471 | 3570 | 3655 | 3642 | 3643 | 3954 | 4019 | 4634 | 4543 | 4608 | 4686 | 4844 | 4973 | 5259 | 5482 | 6746 | 7144 | 7099
| Increased Market Reliance | 2224 | 2241 | 2314 | 2332 | 2354 | 2356 | 2361 | 2369 | 2369 | 2364 | 2350 | 2414 | 2441 | 2526 | 2607 | 2784 | 2915 | 3052 | 3167 | 3350
| No Demand Response | 2209 | 2250 | 2430 | 2509 | 2582 | 2611 | 2632 | 2661 | 2681 | 2704 | 2703 | 2778 | 2818 | 2947 | 3035 | 3162 | 3257 | 3530 | 3676 | 3791
| Regional RPS at 35% | 2242 | 2308 | 2429 | 2477 | 2540 | 3157 | 3489 | 3742 | 4005 | 4272 | 4650 | 5214 | 5352 | 5382 | 5400 | 5472 | 5523 | 5612 | 5676 | 5772
| Lower Conservation | 2236 | 2293 | 2415 | 2480 | 2543 | 2553 | 2549 | 2615 | 2626 | 2670 | 2669 | 2795 | 2842 | 3013 | 3126 | 3380 | 3534 | 4227 | 4527 | 4623
| PNW CO2 Emissions (Median - | 2016 | 2017 | 2018 | 2019 | 2020 | 2021 | 2022 | 2023 | 2024 | 2025 | 2026 | 2027 | 2028 | 2029 | 2030 | 2031 | 2032 | 2033 | 2034 | 2035
| Existing Policy | 42 | 44 | 46 | 47 | 48 | 45 | 43 | 43 | 42 | 42 | 39 | 37 | 37 | 37 | 38 | 37 | 38 | 39 | 39 | 36
| SCC - Mid-Range | 17 | 18 | 18 | 19 | 19 | 19 | 18 | 18 | 18 | 18 | 17 | 17 | 17 | 17 | 17 | 17 | 18 | 18 | 19 | 16
| Max. CO2 Reduction - Exist. Tech. | 42 | 44 | 46 | 47 | 48 | 44 | 43 | 42 | 42 | 42 | 22 | 14 | 13 | 13 | 13 | 14 | 15 | 15 | 15 | 13
| Retire Coal | 42 | 44 | 46 | 47 | 48 | 45 | 43 | 43 | 42 | 42 | 22 | 14 | 14 | 14 | 14 | 13 | 13 | 14 | 14 | 12
| Retire Coal w/SCC_MidRange | 17 | 18 | 18 | 19 | 19 | 19 | 19 | 18 | 18 | 19 | 17 | 16 | 16 | 16 | 15 | 16 | 16 | 16 | 16 | 15
| Retire Coal w/SCC_MidRange & No New Gas | 17 | 18 | 18 | 19 | 19 | 19 | 18 | 18 | 18 | 17 | 13 | 11 | 11 | 11 | 11 | 11 | 11 | 11 | 11 | 7
| Increased Market Reliance | 42 | 44 | 46 | 47 | 49 | 45 | 43 | 43 | 43 | 43 | 39 | 38 | 38 | 38 | 38 | 38 | 39 | 39 | 40 | 37
| No Demand Response | 42 | 44 | 46 | 47 | 47 | 44 | 43 | 42 | 42 | 42 | 39 | 37 | 36 | 36 | 36 | 37 | 38 | 39 | 39 | 36
| Regional RPS at 35% | 42 | 44 | 46 | 47 | 48 | 42 | 38 | 36 | 35 | 32 | 27 | 23 | 20 | 20 | 21 | 22 | 22 | 23 | 24 | 22
| Lower Conservation | 42 | 44 | 47 | 48 | 49 | 47 | 45 | 46 | 45 | 46 | 42 | 41 | 41 | 41 | 42 | 42 | 42 | 42 | 42 | 39
Rates vs Bills Summary
Scenario | Parameter | 2016 | 2017 | 2018 | 2019 | 2020 | 2021 | 2022 | 2023 | 2024 | 2025 | 2026 | 2027 | 2028 | 2029 | 2030 | 2031 | 2032 | 2033 | 2034 | 2035 | PV | Levelized
Existing Policy | Avg Reg Rate Excluding CO2 | 82 | 83 | 83 | 84 | 85 | 86 | 87 | 87 | 88 | 89 | 89 | 89 | 90 | 88 | 86 | 85 | 85 | 85 | 84 | 84 | 1165.849 | 85.7852
Existing Policy | Avg Reg Bill Excluding CO2 | 74 | 73 | 73 | 72 | 72 | 72 | 71 | 70 | 70 | 69 | 68 | 67 | 66 | 64 | 63 | 62 | 61 | 61 | 61 | 61 | 930.9876 | 68.5037
SCC - Mid-Range | Avg Reg Rate Excluding CO2 | 81 | 82 | 83 | 83 | 84 | 85 | 86 | 87 | 87 | 88 | 88 | 88 | 89 | 87 | 85 | 84 | 84 | 84 | 83 | 83 | 1153.8784 | 84.9044
SCC - Mid-Range | Avg Reg Bill Excluding CO2 | 74 | 73 | 72 | 72 | 71 | 71 | 70 | 69 | 68 | 68 | 67 | 66 | 65 | 63 | 61 | 61 | 60 | 60 | 60 | 60 | 918.8803 | 67.6128
Max. CO2 Reduction - Exist. Tech. | Avg Reg Rate Excluding CO2 | 82 | 83 | 84 | 85 | 87 | 88 | 89 | 91 | 93 | 94 | 95 | 96 | 97 | 96 | 95 | 94 | 94 | 95 | 96 | 97 | 1230.2321 | 90.5226
Max. CO2 Reduction - Exist. Tech. | Avg Reg Bill Excluding CO2 | 75 | 74 | 74 | 73 | 73 | 73 | 73 | 73 | 73 | 72 | 72 | 72 | 71 | 70 | 69 | 68 | 67 | 68 | 69 | 70 | 977.2404 | 71.9071
Retire Coal | Avg Reg Rate Excluding CO2 | 81 | 83 | 83 | 84 | 85 | 86 | 87 | 89 | 90 | 91 | 91 | 92 | 92 | 91 | 89 | 88 | 88 | 90 | 90 | 89 | 1187.6172 | 87.387
Retire Coal | Avg Reg Bill Excluding CO2 | 74 | 73 | 73 | 72 | 72 | 72 | 71 | 72 | 71 | 71 | 70 | 70 | 69 | 67 | 65 | 64 | 64 | 66 | 66 | 66 | 952.0516 | 70.0536
Retire Coal w/SCC_MidRange | Avg Reg Rate Excluding CO2 | 81 | 82 | 82 | 83 | 84 | 86 | 86 | 88 | 89 | 90 | 90 | 91 | 91 | 89 | 88 | 87 | 86 | 89 | 89 | 88 | 1174.6879 | 86.4356
Retire Coal w/SCC_MidRange | Avg Reg Bill Excluding CO2 | 74 | 73 | 72 | 72 | 72 | 71 | 71 | 71 | 70 | 69 | 68 | 68 | 67 | 65 | 63 | 63 | 62 | 64 | 64 | 63 | 936.7065 | 68.9245
Retire Coal w/SCC_MidRange & No New Gas | Avg Reg Rate Excluding CO2 | 81 | 82 | 83 | 84 | 85 | 86 | 87 | 89 | 90 | 95 | 96 | 97 | 98 | 96 | 95 | 94 | 94 | 101 | 102 | 101 | 1228.4742 | 90.3933
Retire Coal w/SCC_MidRange & No New Gas | Avg Reg Bill Excluding CO2 | 74 | 73 | 73 | 72 | 72 | 71 | 70 | 71 | 70 | 73 | 72 | 72 | 71 | 69 | 67 | 67 | 67 | 72 | 72 | 71 | 967.6676 | 71.2027
Increased Market Reliance | Avg Reg Rate Excluding CO2 | 81 | 82 | 82 | 83 | 84 | 84 | 85 | 86 | 86 | 87 | 87 | 87 | 88 | 86 | 84 | 83 | 83 | 82 | 82 | 82 | 1143.3572 | 84.1302
Increased Market Reliance | Avg Reg Bill Excluding CO2 | 74 | 73 | 72 | 72 | 71 | 71 | 70 | 70 | 69 | 68 | 67 | 67 | 66 | 64 | 62 | 61 | 61 | 61 | 61 | 61 | 924.6095 | 68.0344
No Demand Response | Avg Reg Rate Excluding CO2 | 82 | 82 | 83 | 84 | 86 | 87 | 88 | 88 | 89 | 90 | 90 | 90 | 91 | 89 | 87 | 86 | 85 | 86 | 85 | 85 | 1174.3715 | 86.4123
No Demand Response | Avg Reg Bill Excluding CO2 | 74 | 73 | 73 | 73 | 72 | 72 | 71 | 71 | 70 | 69 | 68 | 68 | 67 | 65 | 63 | 62 | 61 | 62 | 62 | 61 | 935.344 | 68.8243
Regional RPS at 35% | Avg Reg Rate Excluding CO2 | 81 | 82 | 83 | 84 | 85 | 90 | 93 | 95 | 97 | 99 | 102 | 106 | 107 | 104 | 102 | 100 | 99 | 98 | 97 | 96 | 1271.2644 | 93.5419
Regional RPS at 35% | Avg Reg Bill Excluding CO2 | 74 | 73 | 73 | 72 | 72 | 75 | 76 | 76 | 77 | 77 | 78 | 80 | 80 | 77 | 75 | 74 | 73 | 72 | 72 | 72 | 1017.2975 | 74.8545
Lower Conservation | Avg Reg Rate Excluding CO2 | 80 | 81 | 81 | 81 | 82 | 82 | 83 | 83 | 83 | 84 | 84 | 84 | 85 | 85 | 84 | 84 | 84 | 87 | 87 | 87 | 1129.7705 | 83.1305
Lower Conservation | Avg Reg Bill Excluding CO2 | 73 | 72 | 72 | 71 | 71 | 70 | 70 | 70 | 69 | 69 | 68 | 68 | 68 | 68 | 67 | 67 | 66 | 69 | 69 | 69 | 946.483 | 69.6439
| Forward Going System Cost (billions) | 2016 | 2017 | 2018 | 2019 | 2020 | 2021 | 2022 | 2023 | 2024 | 2025 | 2026 | 2027 | 2028 | 2029 | 2030 | 2031 | 2032 | 2033 | 2034 | 2035
| Existing Policy | 2.243 | 2.307 | 2.416 | 2.451 | 2.485 | 2.496 | 2.51 | 2.526 | 2.536 | 2.545 | 2.541 | 2.606 | 2.64 | 2.732 | 2.818 | 3.001 | 3.131 | 3.292 | 3.42 | 3.607
| SCC - Mid-Range | 3.168 | 3.254 | 3.452 | 3.54 | 3.6 | 3.576 | 3.576 | 3.604 | 3.612 | 3.609 | 3.588 | 3.699 | 3.743 | 3.923 | 4.063 | 4.3 | 4.461 | 4.686 | 4.857 | 5.147
| Max. CO2 Reduction - Exist. Tech. | 2.277 | 2.397 | 2.555 | 2.647 | 2.731 | 2.792 | 2.856 | 3.099 | 3.216 | 3.365 | 3.452 | 3.634 | 3.725 | 4.085 | 4.289 | 4.427 | 4.55 | 5.018 | 5.287 | 5.717
| Retire Coal | 2.247 | 2.315 | 2.426 | 2.475 | 2.535 | 2.547 | 2.556 | 2.775 | 2.849 | 2.922 | 2.95 | 3.077 | 3.116 | 3.254 | 3.363 | 3.524 | 3.655 | 4.171 | 4.401 | 4.542
| Retire Coal w/SCC_MidRange | 3.17 | 3.255 | 3.466 | 3.574 | 3.665 | 3.653 | 3.64 | 3.897 | 3.965 | 3.968 | 3.768 | 3.868 | 3.911 | 4.079 | 4.209 | 4.403 | 4.563 | 5.188 | 5.465 | 5.631
| Retire Coal w/SCC_MidRange & No New Gas | 3.173 | 3.266 | 3.471 | 3.57 | 3.655 | 3.642 | 3.643 | 3.954 | 4.019 | 4.634 | 4.543 | 4.608 | 4.686 | 4.844 | 4.973 | 5.259 | 5.482 | 6.746 | 7.144 | 7.099
| Increased Market Reliance | 2.224 | 2.241 | 2.314 | 2.332 | 2.354 | 2.356 | 2.361 | 2.369 | 2.369 | 2.364 | 2.35 | 2.414 | 2.441 | 2.526 | 2.607 | 2.784 | 2.915 | 3.052 | 3.167 | 3.35
| No Demand Response | 2.209 | 2.25 | 2.43 | 2.509 | 2.582 | 2.611 | 2.632 | 2.661 | 2.681 | 2.704 | 2.703 | 2.778 | 2.818 | 2.947 | 3.035 | 3.162 | 3.257 | 3.53 | 3.676 | 3.791
| Regional RPS at 35% | 2.242 | 2.308 | 2.429 | 2.477 | 2.54 | 3.157 | 3.489 | 3.742 | 4.005 | 4.272 | 4.65 | 5.214 | 5.352 | 5.382 | 5.4 | 5.472 | 5.523 | 5.612 | 5.676 | 5.772
| Lower Conservation | 2.236 | 2.293 | 2.415 | 2.48 | 2.543 | 2.553 | 2.549 | 2.615 | 2.626 | 2.67 | 2.669 | 2.795 | 2.842 | 3.013 | 3.126 | 3.38 | 3.534 | 4.227 | 4.527 | 4.623

## Final Scenario Average Values
Scenario | 1B_Existing Policy
CO2 Tax Revenues | 0
No Penalty NPV | 81885
FY | 2016 | 2017 | 2018 | 2019 | 2020 | 2021 | 2022 | 2023 | 2024 | 2025 | 2026 | 2027 | 2028 | 2029 | 2030 | 2031 | 2032 | 2033 | 2034 | 2035
Load Net Cons | 20492 | 20396 | 20501 | 20430 | 20297 | 20149 | 19995 | 19844 | 19698 | 19554 | 19419 | 19302 | 19209 | 19162 | 19243 | 19381 | 19570 | 19788 | 20019 | 20246
CO2 Penalty | 0 | 0 | 0 | 0 | 0 | 0 | 0 | 0 | 0 | 0 | 0 | 0 | 0 | 0 | 0 | 0 | 0 | 0 | 0 | 0
Regional CO2 | 37 | 38 | 40 | 41 | 42 | 39 | 38 | 37 | 38 | 37 | 34 | 33 | 33 | 33 | 34 | 34 | 34 | 35 | 35 | 36
System Cost | 2243 | 2307 | 2416 | 2451 | 2485 | 2496 | 2510 | 2526 | 2536 | 2545 | 2541 | 2606 | 2640 | 2732 | 2818 | 3001 | 3131 | 3292 | 3420 | 3607
Revenue Requirement | 81 | 83 | 82 | 79 | 76 | 76 | 77 | 77 | 77 | 78 | 79 | 79 | 80 | 81 | 81 | 81 | 81 | 81 | 81 | 82
Avg Reg Rate Excluding CO2 | 82 | 83 | 83 | 84 | 85 | 86 | 87 | 87 | 88 | 89 | 89 | 89 | 90 | 88 | 86 | 85 | 85 | 85 | 84 | 84
Avg Reg Bill Excluding CO2 | 74 | 73 | 73 | 72 | 72 | 72 | 71 | 70 | 70 | 69 | 68 | 67 | 66 | 64 | 63 | 62 | 61 | 61 | 61 | 61
Avg Reg Rate with CO2 | 82 | 83 | 83 | 84 | 85 | 86 | 87 | 87 | 88 | 89 | 89 | 89 | 90 | 88 | 86 | 85 | 85 | 85 | 84 | 84
Avg Reg Bill with CO2 | 74 | 73 | 73 | 72 | 72 | 72 | 71 | 70 | 70 | 69 | 68 | 67 | 66 | 64 | 63 | 62 | 61 | 61 | 61 | 61
Adequacy_Type | Resource_Cat_Cons | Seasons | 2016 | 2017 | 2018 | 2019 | 2020 | 2021 | 2022 | 2023 | 2024 | 2025 | 2026 | 2027 | 2028 | 2029 | 2030 | 2031 | 2032 | 2033 | 2034 | 2035
Energy (MWa) | DR | Winter | 3.39 | 6.58 | 7.99 | 8.27 | 8.7 | 8.73 | 8.73 | 8.95 | 8.95 | 9.17 | 9.17 | 9.88 | 9.88 | 10.48 | 10.48 | 11.44 | 11.44 | 12.85 | 12.85 | 15.33
Energy (MWa) | DR | Summer | 6.05 | 11.71 | 14.19 | 14.69 | 15.46 | 15.53 | 15.53 | 15.91 | 15.91 | 16.37 | 16.37 | 17.79 | 17.79 | 19.11 | 19.11 | 21.12 | 21.12 | 23.83 | 23.83 | 28.31
Energy (MWa) | Thermal | Winter | 0 | 0 | 0 | 0 | 9.34 | 9.34 | 9.34 | 24.79 | 24.79 | 34.15 | 34.15 | 85.88 | 85.88 | 298.59 | 298.59 | 720.94 | 720.94 | 720.94 | 720.94 | 720.94
Energy (MWa) | Thermal | Summer | 0 | 0 | 0 | 0 | 9.34 | 9.34 | 9.34 | 24.79 | 24.79 | 34.15 | 34.15 | 85.88 | 85.88 | 298.59 | 298.59 | 720.94 | 720.94 | 720.94 | 720.94 | 720.94
Energy (MWa) | Renewable | Winter | 0 | 4.8 | 5.02 | 5.02 | 5.02 | 5.02 | 5.07 | 5.09 | 5.13 | 5.17 | 5.2 | 5.66 | 7.69 | 10.95 | 16.72 | 24.43 | 31.95 | 74.9 | 86.35 | 129.49
Energy (MWa) | Renewable | Summer | 0 | 2.86 | 3.24 | 3.24 | 3.24 | 3.24 | 3.34 | 3.38 | 3.45 | 3.52 | 3.56 | 5.06 | 9.31 | 15.36 | 26.19 | 38.51 | 52.67 | 102.78 | 123.6 | 180.41
Energy (MWa) | Conservation | Winter | 86.72 | 267 | 474.49 | 709.01 | 973.14 | 1267.67 | 1585.97 | 1921.03 | 2271 | 2633.06 | 2997.47 | 3359.56 | 3715.41 | 4020.15 | 4206.71 | 4279.27 | 4345.54 | 4401.24 | 4455.93 | 4510.06
Energy (MWa) | Conservation | Summer | 135.38 | 286.92 | 459.21 | 653.58 | 872.4 | 1112.43 | 1367.7 | 1635.13 | 1914.16 | 2198.44 | 2488.37 | 2779.04 | 3064.19 | 3278.68 | 3404.52 | 3462.06 | 3512.73 | 3557.37 | 3601.31 | 3644.89
Peak Demand (MW) | DR | Winter | 500.86 | 973.6 | 1186.57 | 1229.58 | 1298.01 | 1302.53 | 1302.53 | 1338.52 | 1338.52 | 1373.72 | 1373.72 | 1484.91 | 1484.91 | 1569.39 | 1569.39 | 1733.38 | 1733.38 | 1977.56 | 1977.56 | 2357.74
Peak Demand (MW) | DR | Summer | 468.19 | 908.93 | 1108.04 | 1148.6 | 1213.33 | 1218.04 | 1218.04 | 1252.06 | 1252.06 | 1287.58 | 1287.58 | 1398.18 | 1398.18 | 1487.02 | 1487.02 | 1654.1 | 1654.1 | 1891.53 | 1891.53 | 2250.69
Peak Demand (MW) | Thermal | Winter | 0 | 0 | 0 | 0 | 13.58 | 13.58 | 13.58 | 36.04 | 36.04 | 49.19 | 49.19 | 123.08 | 123.08 | 426.8 | 426.8 | 1035.86 | 1035.86 | 1035.86 | 1035.86 | 1035.86
Peak Demand (MW) | Thermal | Summer | 0 | 0 | 0 | 0 | 10.82 | 10.82 | 10.82 | 28.72 | 28.72 | 39.21 | 39.21 | 98.1 | 98.1 | 340.2 | 340.2 | 825.68 | 825.68 | 825.68 | 825.68 | 825.68
Peak Demand (MW) | Renewable | Winter | 0 | 0.27 | 0.48 | 0.48 | 0.48 | 0.48 | 0.52 | 0.54 | 0.57 | 0.6 | 0.62 | 1 | 2.72 | 5.72 | 10.79 | 18.18 | 24.91 | 81 | 91.13 | 143.75
Peak Demand (MW) | Renewable | Summer | 0 | 1.17 | 1.82 | 1.82 | 1.82 | 1.82 | 1.96 | 2.01 | 2.11 | 2.2 | 2.26 | 4.37 | 10.43 | 18.96 | 33.91 | 51.09 | 71.15 | 133.33 | 163.6 | 243.43
Peak Demand (MW) | Conservation | Winter | 158.78 | 490.45 | 877.92 | 1319.5 | 1819.31 | 2378.67 | 2985.47 | 3627.32 | 4301.19 | 5002.79 | 5713.63 | 6425.21 | 7129.99 | 7735.48 | 8104.96 | 8247.88 | 8381.34 | 8497.24 | 8611.73 | 8725.43
Peak Demand (MW) | Conservation | Summer | 245.17 | 509.08 | 799.54 | 1121.24 | 1479.52 | 1867.98 | 2274.79 | 2694.52 | 3124.84 | 3555.81 | 3978.36 | 4388.48 | 4781.27 | 5026.29 | 5163.87 | 5248.02 | 5316.72 | 5379.37 | 5440.87 | 5501.9
Dispatch_Category | 2016 | 2017 | 2018 | 2019 | 2020 | 2021 | 2022 | 2023 | 2024 | 2025 | 2026 | 2027 | 2028 | 2029 | 2030 | 2031 | 2032 | 2033 | 2034 | 2035
DR | 0 | 0 | 0 | 0 | 0 | 0 | 0 | 0 | 0.01 | 0 | 0.02 | 0.01 | 0.03 | 0.02 | 0.06 | 0.07 | 0.06 | 0.07 | 0.06 | 0.16
Natural Gas - New | 0 | 0 | 0 | 0 | 0 | 0 | 1.89 | 6.55 | 7.45 | 9.71 | 19.47 | 21.8 | 25.9 | 37.38 | 69.4 | 115.45 | 183.36 | 272.04 | 414.16 | 420.14
Natural Gas - Existing | 3225.02 | 3054.72 | 2918.91 | 2734.59 | 2581.26 | 2684.41 | 2713.24 | 2635.24 | 2558.18 | 2422.54 | 2572.97 | 2689.06 | 2560.96 | 2539.64 | 2536.3 | 2492.22 | 2501.84 | 2518.01 | 2483.15 | 2592.46
Coal | 3243.15 | 3485.14 | 3741.44 | 3942.27 | 4120.88 | 3678.12 | 3548.89 | 3534.18 | 3580.15 | 3602.29 | 3158.15 | 3003.62 | 2984.61 | 3026.52 | 3054.22 | 3073.12 | 3110.73 | 3160.92 | 3183.84 | 3227.55 |  |  |  | 2021 | 2026 | 2035
Wind | 2482.11 | 2482.11 | 2482.11 | 2485.02 | 2486.19 | 2486.19 | 2486.19 | 2486.19 | 2486.19 | 2486.19 | 2486.19 | 2486.19 | 2486.19 | 2486.19 | 2486.19 | 2486.19 | 2486.19 | 2486.19 | 2486.21 | 2486.23 |  |  | Wind | 4.08 | 4.08 | 4.12
Solar | 126.05 | 126.05 | 126.05 | 126.23 | 126.32 | 126.32 | 126.37 | 126.42 | 126.46 | 126.51 | 126.56 | 127.09 | 129.38 | 133.06 | 139.4 | 147.43 | 156.24 | 167.81 | 181.48 | 195.75 |  |  | Solar PV | 0.27 | 0.51 | 69.7
Geothermal | 0 | 0 | 0 | 0 | 0 | 0 | 0 | 0 | 0 | 0 | 0 | 0 | 0.02 | 0.32 | 0.8 | 1.4 | 2.09 | 3.84 | 4.9 | 32.01 |  |  | Geothermal | 0 | 0 | 32.01
Must Run | 1587.68 | 1587.68 | 1587.68 | 1587.68 | 1587.68 | 1587.68 | 1587.68 | 1587.68 | 1587.68 | 1587.68 | 1587.68 | 1587.68 | 1587.68 | 1587.68 | 1587.68 | 1587.68 | 1587.68 | 1587.68 | 1587.68 | 1587.68
Scenario | 2B_Social Cost of Carbon - MidRange
CO2 Tax Revenues | 38684
No Penalty NPV | 116708
FY | 2016 | 2017 | 2018 | 2019 | 2020 | 2021 | 2022 | 2023 | 2024 | 2025 | 2026 | 2027 | 2028 | 2029 | 2030 | 2031 | 2032 | 2033 | 2034 | 2035
Load Net Cons | 20486 | 20377 | 20466 | 20379 | 20227 | 20062 | 19891 | 19726 | 19568 | 19413 | 19269 | 19145 | 19046 | 18994 | 19072 | 19208 | 19397 | 19616 | 19847 | 20075
CO2 Penalty | 41 | 42 | 43 | 45 | 46 | 46 | 47 | 49 | 50 | 51 | 52 | 53 | 54 | 55 | 56 | 56 | 57 | 58 | 59 | 60
Regional CO2 | 18 | 19 | 19 | 20 | 20 | 19 | 19 | 19 | 19 | 18 | 18 | 18 | 17 | 18 | 18 | 19 | 19 | 20 | 20 | 21
System Cost | 3168 | 3254 | 3452 | 3540 | 3600 | 3576 | 3576 | 3604 | 3612 | 3609 | 3588 | 3699 | 3743 | 3923 | 4063 | 4300 | 4461 | 4686 | 4857 | 5147
Revenue Requirement | 86 | 87 | 86 | 85 | 83 | 83 | 84 | 84 | 84 | 85 | 86 | 87 | 88 | 89 | 89 | 90 | 90 | 91 | 91 | 91
Avg Reg Rate Excluding CO2 | 81 | 82 | 83 | 83 | 84 | 85 | 86 | 87 | 87 | 88 | 88 | 88 | 89 | 87 | 85 | 84 | 84 | 84 | 83 | 83
Avg Reg Bill Excluding CO2 | 74 | 73 | 72 | 72 | 71 | 71 | 70 | 69 | 68 | 68 | 67 | 66 | 65 | 63 | 61 | 61 | 60 | 60 | 60 | 60
Avg Reg Rate with CO2 | 88 | 89 | 90 | 91 | 92 | 93 | 94 | 94 | 95 | 96 | 96 | 96 | 97 | 95 | 94 | 93 | 93 | 93 | 93 | 93
Avg Reg Bill with CO2 | 80 | 79 | 79 | 78 | 78 | 77 | 76 | 76 | 75 | 74 | 73 | 72 | 71 | 69 | 68 | 67 | 67 | 67 | 67 | 67
Adequacy_Type | Resource_Cat_Cons | Seasons | 2016 | 2017 | 2018 | 2019 | 2020 | 2021 | 2022 | 2023 | 2024 | 2025 | 2026 | 2027 | 2028 | 2029 | 2030 | 2031 | 2032 | 2033 | 2034 | 2035
Energy (MWa) | DR | Winter | 3.39 | 6.54 | 7.75 | 7.95 | 8.44 | 8.45 | 8.45 | 8.55 | 8.55 | 8.64 | 8.64 | 9.19 | 9.19 | 9.53 | 9.53 | 9.9 | 9.9 | 10.98 | 10.98 | 13.61
Energy (MWa) | DR | Summer | 6.05 | 11.65 | 13.79 | 14.17 | 15.04 | 15.06 | 15.06 | 15.25 | 15.25 | 15.44 | 15.44 | 16.53 | 16.53 | 17.39 | 17.39 | 18.22 | 18.22 | 20.57 | 20.57 | 25.42
Energy (MWa) | Thermal | Winter | 0 | 0 | 0 | 0 | 0 | 0 | 0 | 66.67 | 66.67 | 73.59 | 73.59 | 326.61 | 326.61 | 995.2 | 995.2 | 1750.28 | 1750.28 | 1750.28 | 1750.28 | 1750.28
Energy (MWa) | Thermal | Summer | 0 | 0 | 0 | 0 | 0 | 0 | 0 | 66.67 | 66.67 | 73.59 | 73.59 | 326.61 | 326.61 | 995.2 | 995.2 | 1750.28 | 1750.28 | 1750.28 | 1750.28 | 1750.28
Energy (MWa) | Renewable | Winter | 0 | 3.7 | 3.77 | 3.77 | 3.77 | 3.77 | 3.82 | 3.89 | 3.94 | 3.96 | 4 | 4.21 | 5.78 | 8.8 | 13.44 | 50.83 | 57.93 | 100.53 | 108.49 | 153.01
Energy (MWa) | Renewable | Summer | 0 | 2.2 | 2.33 | 2.33 | 2.33 | 2.33 | 2.43 | 2.56 | 2.65 | 2.69 | 2.77 | 3.54 | 6.29 | 10.88 | 18.56 | 59.4 | 70.36 | 118.18 | 130.89 | 181.25
Energy (MWa) | Conservation | Winter | 94.31 | 290.19 | 514.58 | 767.21 | 1050.49 | 1364.58 | 1700.96 | 2051.36 | 2414.32 | 2787.41 | 3161.25 | 3531.29 | 3893.52 | 4202.92 | 4392.45 | 4466.43 | 4532.79 | 4588.47 | 4642.28 | 4695.18
Energy (MWa) | Conservation | Summer | 147.29 | 311.51 | 497.47 | 706.41 | 940.54 | 1195.42 | 1463.71 | 1742.16 | 2030.53 | 2322.83 | 2622.01 | 2918.79 | 3208.73 | 3426.65 | 3554.57 | 3612.93 | 3663.67 | 3708.11 | 3751.23 | 3793.79
Peak Demand (MW) | DR | Winter | 500.86 | 968.58 | 1151.28 | 1182.57 | 1257.1 | 1258.61 | 1258.61 | 1275.26 | 1275.26 | 1288.63 | 1288.63 | 1372.01 | 1372.01 | 1418.39 | 1418.39 | 1478.46 | 1478.46 | 1691.86 | 1691.86 | 2096.73
Peak Demand (MW) | DR | Summer | 468.19 | 904.62 | 1076.03 | 1105.91 | 1176.48 | 1178.05 | 1178.05 | 1193.98 | 1193.98 | 1207.9 | 1207.9 | 1290.48 | 1290.48 | 1344.17 | 1344.17 | 1407.66 | 1407.66 | 1626.97 | 1626.97 | 2013.59
Peak Demand (MW) | Thermal | Winter | 0 | 0 | 0 | 0 | 0 | 0 | 0 | 96.93 | 96.93 | 106.65 | 106.65 | 473.61 | 473.61 | 1443.69 | 1443.69 | 2541 | 2541 | 2541 | 2541 | 2541
Peak Demand (MW) | Thermal | Summer | 0 | 0 | 0 | 0 | 0 | 0 | 0 | 77.26 | 77.26 | 85.01 | 85.01 | 377.51 | 377.51 | 1150.75 | 1150.75 | 2025.42 | 2025.42 | 2025.42 | 2025.42 | 2025.42
Peak Demand (MW) | Renewable | Winter | 0 | 0.21 | 0.27 | 0.27 | 0.27 | 0.27 | 0.31 | 0.37 | 0.41 | 0.42 | 0.45 | 0.71 | 2.53 | 5.87 | 10.98 | 61.95 | 68.94 | 126.49 | 134.04 | 192.89
Peak Demand (MW) | Renewable | Summer | 0 | 0.9 | 1.09 | 1.09 | 1.09 | 1.1 | 1.23 | 1.4 | 1.52 | 1.57 | 1.68 | 2.63 | 6.12 | 12.05 | 21.99 | 70.3 | 84.87 | 142.35 | 159.25 | 219.07
Peak Demand (MW) | Conservation | Winter | 172.74 | 533.1 | 951.71 | 1426.62 | 1961.66 | 2557.03 | 3197.05 | 3867.03 | 4564.68 | 5286.41 | 6014.41 | 6740.42 | 7456.72 | 8070.59 | 8445.33 | 8590.66 | 8724.11 | 8839.89 | 8952.68 | 9064.1
Peak Demand (MW) | Conservation | Summer | 265.32 | 550.66 | 864.24 | 1210.56 | 1594.74 | 2008.33 | 2437.17 | 2875.6 | 3321.79 | 3766.34 | 4200.46 | 4620.17 | 5020.34 | 5270.51 | 5411.08 | 5496.1 | 5565.06 | 5627.11 | 5687.16 | 5746.52
Dispatch_Category | 2016 | 2017 | 2018 | 2019 | 2020 | 2021 | 2022 | 2023 | 2024 | 2025 | 2026 | 2027 | 2028 | 2029 | 2030 | 2031 | 2032 | 2033 | 2034 | 2035
DR | 0 | 0 | 0 | 0.01 | 0.01 | 0.01 | 0.04 | 0.06 | 0.05 | 0.07 | 0.1 | 0.16 | 0.21 | 0.24 | 0.41 | 0.48 | 0.43 | 0.56 | 0.62 | 1.1
Natural Gas - New | 0 | 0 | 0 | 0 | 0 | 0 | 0 | 0 | 0 | 13.78 | 55.76 | 58.18 | 60.56 | 107.02 | 237.24 | 371.32 | 706.99 | 824.12 | 1104 | 1109.36
Natural Gas - Existing | 4358.13 | 4361.88 | 4272.22 | 4190.98 | 4136.3 | 4087.64 | 4060.27 | 4019.13 | 3992.87 | 3922.58 | 3886.29 | 3892.27 | 3790.91 | 3759.84 | 3744.05 | 3669.51 | 3552.41 | 3543.21 | 3462.23 | 3521.08
Coal | 605.79 | 664.74 | 762.18 | 794.06 | 893.27 | 822.7 | 756.15 | 760.06 | 758.16 | 748.37 | 656.66 | 659.24 | 658.53 | 679.1 | 713.52 | 744.91 | 737.81 | 759.2 | 758.77 | 830.97 |  |  |  | 2021 | 2026 | 2035
Wind | 2482.11 | 2482.11 | 2482.11 | 2484.35 | 2485.26 | 2485.26 | 2485.26 | 2485.26 | 2485.26 | 2485.26 | 2485.26 | 2485.26 | 2485.26 | 2485.26 | 2485.26 | 2485.28 | 2485.42 | 2485.46 | 2485.58 | 2486.26 |  |  | Wind | 3.15 | 3.15 | 4.15
Solar | 126.05 | 126.05 | 126.05 | 126.11 | 126.14 | 126.14 | 126.19 | 126.28 | 126.36 | 126.4 | 126.44 | 126.54 | 127.36 | 129.33 | 132.51 | 137.67 | 143.96 | 151.36 | 159.37 | 167.45 |  |  | Solar PV | 0.09 | 0.39 | 41.4
Geothermal | 0 | 0 | 0 | 0 | 0 | 0 | 0 | 0 | 0 | 0 | 0 | 0.11 | 0.78 | 2.08 | 3.96 | 6.5 | 8.78 | 34.34 | 44.27 | 72.92 |  |  | Geothermal | 0 | 0 | 72.92
Must Run | 1587.68 | 1587.68 | 1587.68 | 1587.68 | 1587.68 | 1587.68 | 1587.68 | 1587.68 | 1587.68 | 1587.68 | 1587.68 | 1587.68 | 1587.68 | 1587.68 | 1587.68 | 1587.68 | 1587.68 | 1587.68 | 1587.68 | 1587.68
Scenario | 3A_Maximum Carbon Reduction - Existing Technology
CO2 Tax Revenues | 0
No Penalty NPV | 116603
FY | 2016 | 2017 | 2018 | 2019 | 2020 | 2021 | 2022 | 2023 | 2024 | 2025 | 2026 | 2027 | 2028 | 2029 | 2030 | 2031 | 2032 | 2033 | 2034 | 2035
Load Net Cons | 20485 | 20373 | 20459 | 20370 | 20216 | 20048 | 19876 | 19710 | 19551 | 19396 | 19253 | 19130 | 19032 | 18982 | 19061 | 19199 | 19388 | 19608 | 19841 | 20070
CO2 Penalty | 0 | 0 | 0 | 0 | 0 | 0 | 0 | 0 | 0 | 0 | 0 | 0 | 0 | 0 | 0 | 0 | 0 | 0 | 0 | 0
Regional CO2 | 37 | 38 | 40 | 41 | 42 | 39 | 38 | 37 | 37 | 37 | 19 | 13 | 13 | 13 | 13 | 13 | 14 | 14 | 15 | 16
System Cost | 2277 | 2397 | 2555 | 2647 | 2731 | 2792 | 2856 | 3099 | 3216 | 3365 | 3452 | 3634 | 3725 | 4085 | 4289 | 4427 | 4550 | 5018 | 5287 | 5717
Revenue Requirement | 81 | 81 | 81 | 79 | 78 | 78 | 80 | 81 | 82 | 84 | 93 | 86 | 89 | 90 | 91 | 91 | 94 | 97 | 94 | 96
Avg Reg Rate Excluding CO2 | 82 | 83 | 84 | 85 | 87 | 88 | 89 | 91 | 93 | 94 | 95 | 96 | 97 | 96 | 95 | 94 | 94 | 95 | 96 | 97
Avg Reg Bill Excluding CO2 | 75 | 74 | 74 | 73 | 73 | 73 | 73 | 73 | 73 | 72 | 72 | 72 | 71 | 70 | 69 | 68 | 67 | 68 | 69 | 70
Avg Reg Rate with CO2 | 82 | 83 | 84 | 85 | 87 | 88 | 89 | 91 | 93 | 94 | 95 | 96 | 97 | 96 | 95 | 94 | 94 | 95 | 96 | 97
Avg Reg Bill with CO2 | 75 | 74 | 74 | 73 | 73 | 73 | 73 | 73 | 73 | 72 | 72 | 72 | 71 | 70 | 69 | 68 | 67 | 68 | 69 | 70
Adequacy_Type | Resource_Cat_Cons | Seasons | 2016 | 2017 | 2018 | 2019 | 2020 | 2021 | 2022 | 2023 | 2024 | 2025 | 2026 | 2027 | 2028 | 2029 | 2030 | 2031 | 2032 | 2033 | 2034 | 2035
Energy (MWa) | DR | Winter | 3.39 | 6.54 | 7.71 | 7.88 | 8.06 | 8.06 | 8.06 | 9.58 | 9.58 | 11.68 | 11.68 | 12.27 | 12.27 | 14.21 | 14.21 | 14.21 | 14.21 | 16.53 | 16.53 | 18.64
Energy (MWa) | DR | Summer | 6.05 | 11.63 | 13.71 | 14.02 | 14.35 | 14.35 | 14.35 | 17.35 | 17.35 | 21.88 | 21.88 | 22.94 | 22.94 | 27.19 | 27.19 | 27.19 | 27.19 | 31.51 | 31.51 | 34.69
Energy (MWa) | Thermal | Winter | 0 | 0 | 0 | 17.45 | 17.45 | 17.45 | 17.45 | 1055.81 | 1055.81 | 1561.66 | 1561.66 | 1724.07 | 1724.07 | 3295.07 | 3295.07 | 3375.57 | 3375.57 | 5010.28 | 5010.28 | 6382.65
Energy (MWa) | Thermal | Summer | 0 | 0 | 0 | 17.45 | 17.45 | 17.45 | 17.45 | 1055.81 | 1055.81 | 1561.66 | 1561.66 | 1724.07 | 1724.07 | 3295.07 | 3295.07 | 3375.57 | 3375.57 | 5010.28 | 5010.28 | 6382.65
Energy (MWa) | Renewable | Winter | 0 | 3.41 | 3.41 | 3.41 | 3.41 | 3.41 | 3.44 | 3.49 | 3.52 | 3.54 | 3.55 | 3.89 | 5.18 | 7.9 | 12.65 | 20.23 | 27.04 | 34.9 | 45.77 | 86.51
Energy (MWa) | Renewable | Summer | 0 | 2.03 | 2.03 | 2.03 | 2.03 | 2.03 | 2.08 | 2.18 | 2.23 | 2.28 | 2.29 | 3.38 | 6.09 | 11.27 | 19.95 | 32.4 | 43.53 | 58.37 | 77.06 | 126.76
Energy (MWa) | Conservation | Winter | 95.91 | 294.88 | 522.06 | 777.34 | 1063.13 | 1379.48 | 1717.51 | 2068.89 | 2432.27 | 2805.27 | 3178.46 | 3547.38 | 3908.21 | 4216.15 | 4404.28 | 4476.96 | 4542.14 | 4596.62 | 4649.21 | 4700.91
Energy (MWa) | Conservation | Summer | 149.77 | 316.27 | 504.35 | 715.31 | 951.34 | 1207.78 | 1477.07 | 1756.06 | 2044.56 | 2336.65 | 2635.69 | 2931.48 | 3220.27 | 3437.01 | 3563.82 | 3621.17 | 3670.97 | 3714.43 | 3756.57 | 3798.16
Peak Demand (MW) | DR | Winter | 500.86 | 967.58 | 1144.93 | 1172.7 | 1191.83 | 1191.83 | 1191.83 | 1420.09 | 1420.09 | 1788.58 | 1788.58 | 1876.04 | 1876.04 | 2214.6 | 2214.6 | 2214.6 | 2214.6 | 2556.92 | 2556.92 | 2896.05
Peak Demand (MW) | DR | Summer | 468.19 | 903.52 | 1069.95 | 1096.41 | 1113.67 | 1113.67 | 1113.67 | 1341.54 | 1341.54 | 1721.92 | 1721.92 | 1804.55 | 1804.55 | 2157.72 | 2157.72 | 2157.72 | 2157.72 | 2484.32 | 2484.32 | 2779.91
Peak Demand (MW) | Thermal | Winter | 0 | 0 | 0 | 25.37 | 25.37 | 25.37 | 25.37 | 1535.05 | 1535.05 | 2245.31 | 2245.31 | 2480.54 | 2480.54 | 4737.38 | 4737.38 | 4854.39 | 4854.39 | 7160.02 | 7160.02 | 9155.31
Peak Demand (MW) | Thermal | Summer | 0 | 0 | 0 | 20.23 | 20.23 | 20.23 | 20.23 | 1223.58 | 1223.58 | 1789.73 | 1789.73 | 1977.23 | 1977.23 | 3776.13 | 3776.13 | 3869.4 | 3869.4 | 5707.2 | 5707.2 | 7297.64
Peak Demand (MW) | Renewable | Winter | 0 | 0.19 | 0.19 | 0.19 | 0.19 | 0.19 | 0.22 | 0.26 | 0.28 | 0.3 | 0.3 | 0.59 | 1.66 | 4.15 | 8.67 | 16.04 | 22.32 | 29.55 | 39.36 | 92.48
Peak Demand (MW) | Renewable | Summer | 0 | 0.83 | 0.83 | 0.83 | 0.83 | 0.83 | 0.9 | 1.03 | 1.1 | 1.17 | 1.18 | 2.69 | 6.55 | 13.75 | 25.78 | 42.74 | 58.7 | 79.6 | 106.7 | 170.22
Peak Demand (MW) | Conservation | Winter | 175.73 | 541.86 | 965.65 | 1445.48 | 1985.17 | 2584.68 | 3227.71 | 3899.44 | 4597.79 | 5319.21 | 6045.84 | 6769.5 | 7482.92 | 8093.77 | 8465.59 | 8608.17 | 8739.09 | 8852.23 | 8962.38 | 9071.18
Peak Demand (MW) | Conservation | Summer | 269.44 | 558.59 | 875.69 | 1225.38 | 1612.72 | 2028.9 | 2459.43 | 2898.78 | 3345.23 | 3789.37 | 4222.43 | 4640.61 | 5039.08 | 5287.56 | 5426.6 | 5510.26 | 5577.92 | 5638.62 | 5697.31 | 5755.33
Dispatch_Category | 2016 | 2017 | 2018 | 2019 | 2020 | 2021 | 2022 | 2023 | 2024 | 2025 | 2026 | 2027 | 2028 | 2029 | 2030 | 2031 | 2032 | 2033 | 2034 | 2035
DR | 0 | 0 | 0 | 0 | 0 | 0 | 0 | 0 | 0 | 0 | 0.03 | 0.04 | 0.07 | 0.07 | 0.09 | 0.12 | 0.12 | 0.18 | 0.19 | 0.2
Natural Gas - New | 0 | 0 | 0 | 0 | 0 | 3.66 | 11.33 | 11.28 | 11.77 | 175.35 | 777.05 | 917.5 | 896.59 | 932.96 | 1092.83 | 1355.55 | 1822.79 | 1855.54 | 2009.94 | 2298.74
Natural Gas - Existing | 3223.32 | 3047.54 | 2909.82 | 2711.24 | 2550.11 | 2648.45 | 2665.15 | 2582.27 | 2499.76 | 2295.04 | 2920.09 | 3333.42 | 3212.75 | 3197.98 | 3170.4 | 3024.69 | 2870.99 | 2874.94 | 2834.1 | 2847.56
Coal | 3241.59 | 3479.14 | 3736.49 | 3927.02 | 4102.13 | 3661.86 | 3528.36 | 3510.59 | 3551.95 | 3561.53 | 957.14 | 0 | 0 | 0 | 0 | 0 | 0 | 0 | 0 | 0 |  |  |  | 2021 | 2026 | 2035
Wind | 2482.11 | 2482.11 | 2482.11 | 2484.18 | 2485.01 | 2485.01 | 2485.01 | 2485.01 | 2485.01 | 2485.01 | 2485.01 | 2485.01 | 2485.01 | 2485.01 | 2485.01 | 2485.01 | 2485.01 | 2485.01 | 2485.08 | 2485.1 |  |  | Wind | 2.9 | 2.9 | 2.99
Solar | 126.05 | 126.05 | 126.05 | 126.05 | 126.05 | 126.05 | 126.08 | 126.14 | 126.19 | 126.22 | 126.24 | 126.62 | 128.12 | 131.04 | 135.79 | 143.01 | 150.82 | 159.55 | 171.66 | 183.91 |  |  | Solar PV | 0 | 0.19 | 57.86
Geothermal | 0 | 0 | 0 | 0 | 0 | 0 | 0 | 0 | 0 | 0 | 0 | 0 | 0 | 0.25 | 1.03 | 1.77 | 2.63 | 4.53 | 6.03 | 9.37 |  |  | Geothermal | 0 | 0 | 9.37
Must Run | 1587.68 | 1587.68 | 1587.68 | 1587.68 | 1587.68 | 1587.68 | 1587.68 | 1587.68 | 1587.68 | 1587.68 | 1587.68 | 1587.68 | 1587.68 | 1587.68 | 1587.68 | 1587.68 | 1587.68 | 1587.68 | 1587.68 | 1587.68
Scenario | 3C_Retire Coal
CO2 Tax Revenues | 0
No Penalty NPV | 97737
FY | 2016 | 2017 | 2018 | 2019 | 2020 | 2021 | 2022 | 2023 | 2024 | 2025 | 2026 | 2027 | 2028 | 2029 | 2030 | 2031 | 2032 | 2033 | 2034 | 2035
Load Net Cons | 20493 | 20401 | 20508 | 20441 | 20312 | 20170 | 20023 | 19881 | 19746 | 19614 | 19494 | 19393 | 19316 | 19286 | 19384 | 19537 | 19741 | 19974 | 20218 | 20458
CO2 Penalty | 0 | 0 | 0 | 0 | 0 | 0 | 0 | 0 | 0 | 0 | 0 | 0 | 0 | 0 | 0 | 0 | 0 | 0 | 0 | 0
Regional CO2 | 37 | 38 | 40 | 41 | 42 | 39 | 38 | 38 | 38 | 38 | 20 | 14 | 13 | 13 | 13 | 13 | 14 | 14 | 14 | 16
System Cost | 2247 | 2315 | 2426 | 2475 | 2535 | 2547 | 2556 | 2775 | 2849 | 2922 | 2950 | 3077 | 3116 | 3254 | 3363 | 3524 | 3655 | 4171 | 4401 | 4542
Revenue Requirement | 81 | 83 | 83 | 80 | 76 | 77 | 77 | 78 | 79 | 80 | 91 | 83 | 85 | 84 | 84 | 84 | 84 | 89 | 87 | 87
Avg Reg Rate Excluding CO2 | 81 | 83 | 83 | 84 | 85 | 86 | 87 | 89 | 90 | 91 | 91 | 92 | 92 | 91 | 89 | 88 | 88 | 90 | 90 | 89
Avg Reg Bill Excluding CO2 | 74 | 73 | 73 | 72 | 72 | 72 | 71 | 72 | 71 | 71 | 70 | 70 | 69 | 67 | 65 | 64 | 64 | 66 | 66 | 66
Avg Reg Rate with CO2 | 81 | 83 | 83 | 84 | 85 | 86 | 87 | 89 | 90 | 91 | 91 | 92 | 92 | 91 | 89 | 88 | 88 | 90 | 90 | 89
Avg Reg Bill with CO2 | 74 | 73 | 73 | 72 | 72 | 72 | 71 | 72 | 71 | 71 | 70 | 70 | 69 | 67 | 65 | 64 | 64 | 66 | 66 | 66
Adequacy_Type | Resource_Cat_Cons | Seasons | 2016 | 2017 | 2018 | 2019 | 2020 | 2021 | 2022 | 2023 | 2024 | 2025 | 2026 | 2027 | 2028 | 2029 | 2030 | 2031 | 2032 | 2033 | 2034 | 2035
Energy (MWa) | DR | Winter | 3.39 | 6.59 | 8.04 | 8.38 | 8.55 | 8.56 | 8.56 | 9.33 | 9.33 | 11.43 | 11.43 | 12.17 | 12.17 | 12.84 | 12.84 | 14.09 | 14.09 | 14.83 | 14.83 | 14.97
Energy (MWa) | DR | Summer | 6.05 | 11.72 | 14.28 | 14.89 | 15.05 | 15.06 | 15.06 | 16.78 | 16.78 | 20.35 | 20.35 | 21.84 | 21.84 | 23.07 | 23.07 | 24.81 | 24.81 | 25.86 | 25.86 | 26.01
Energy (MWa) | Thermal | Winter | 0 | 0 | 4.66 | 14.42 | 93.19 | 93.19 | 93.19 | 1298.6 | 1298.6 | 1662.69 | 1662.69 | 1772.16 | 1772.16 | 2227.55 | 2227.55 | 2511.27 | 2511.27 | 4122.41 | 4122.41 | 4122.41
Energy (MWa) | Thermal | Summer | 0 | 0 | 4.66 | 14.42 | 93.19 | 93.19 | 93.19 | 1298.6 | 1298.6 | 1662.69 | 1662.69 | 1772.16 | 1772.16 | 2227.55 | 2227.55 | 2511.27 | 2511.27 | 4122.41 | 4122.41 | 4122.41
Energy (MWa) | Renewable | Winter | 0 | 5.09 | 5.09 | 9.83 | 19.52 | 19.52 | 19.57 | 19.67 | 19.69 | 35.49 | 35.52 | 38.36 | 38.46 | 38.95 | 39.89 | 53.27 | 56.71 | 203.71 | 212.25 | 241.98
Energy (MWa) | Renewable | Summer | 0 | 3.03 | 3.03 | 8.43 | 25.05 | 25.05 | 25.14 | 25.34 | 25.38 | 53.36 | 53.41 | 58.34 | 58.55 | 59.65 | 61.38 | 86.35 | 93.27 | 343.08 | 356.05 | 405.87
Energy (MWa) | Conservation | Winter | 84.86 | 261.68 | 466.29 | 697.06 | 956.22 | 1244.36 | 1554.58 | 1879.71 | 2217.72 | 2565.71 | 2914.27 | 3259.07 | 3597.1 | 3883.94 | 4052.41 | 4107.94 | 4158.12 | 4197.99 | 4238.15 | 4278.99
Energy (MWa) | Conservation | Summer | 132.47 | 281.73 | 451.46 | 642.45 | 856.86 | 1091.26 | 1339.51 | 1598.41 | 1867.26 | 2139.88 | 2417.9 | 2694.45 | 2965.25 | 3165.2 | 3276.66 | 3320.72 | 3358.44 | 3390.59 | 3423.08 | 3456.17
Peak Demand (MW) | DR | Winter | 500.86 | 974.91 | 1194.54 | 1246.76 | 1267.56 | 1268.1 | 1268.1 | 1388.93 | 1388.93 | 1754.77 | 1754.77 | 1844.54 | 1844.54 | 1926.54 | 1926.54 | 2156.57 | 2156.57 | 2239.04 | 2239.04 | 2252.38
Peak Demand (MW) | DR | Summer | 468.19 | 910.07 | 1115.37 | 1164.62 | 1177.69 | 1178.31 | 1178.31 | 1306.1 | 1306.1 | 1646.82 | 1646.82 | 1736.73 | 1736.73 | 1813.87 | 1813.87 | 2012.86 | 2012.86 | 2077.22 | 2077.22 | 2084.77
Peak Demand (MW) | Thermal | Winter | 0 | 0 | 6.58 | 20.77 | 132.24 | 132.24 | 132.24 | 1883.27 | 1883.27 | 2394.95 | 2394.95 | 2551.56 | 2551.56 | 3202.46 | 3202.46 | 3600.81 | 3600.81 | 5881.4 | 5881.4 | 5881.4
Peak Demand (MW) | Thermal | Summer | 0 | 0 | 5.25 | 16.55 | 105.41 | 105.41 | 105.41 | 1501.14 | 1501.14 | 1909 | 1909 | 2033.83 | 2033.83 | 2552.66 | 2552.66 | 2870.18 | 2870.18 | 4688.02 | 4688.02 | 4688.02
Peak Demand (MW) | Renewable | Winter | 0 | 0.29 | 0.29 | 1.03 | 9.82 | 9.82 | 9.86 | 9.94 | 9.96 | 23.27 | 23.29 | 25.74 | 25.82 | 26.24 | 27.04 | 37.8 | 40.8 | 171.3 | 178.91 | 206.12
Peak Demand (MW) | Renewable | Summer | 0 | 1.24 | 1.24 | 3.98 | 29.18 | 29.18 | 29.31 | 29.57 | 29.63 | 71.08 | 71.14 | 78.77 | 79.07 | 80.69 | 83.22 | 116.75 | 126.84 | 532.85 | 552.02 | 635.39
Peak Demand (MW) | Conservation | Winter | 154.94 | 479.49 | 861.03 | 1294.71 | 1783.97 | 2329.67 | 2919.17 | 3539.73 | 4187.96 | 4859.39 | 5536.25 | 6210.77 | 6877.28 | 7444.15 | 7774.38 | 7880.11 | 7978.34 | 8059.87 | 8142.74 | 8227.51
Peak Demand (MW) | Conservation | Summer | 240.84 | 501.33 | 788.03 | 1104.86 | 1456.85 | 1837.31 | 2234.18 | 2641.84 | 3057.74 | 3472.14 | 3876.3 | 4266.8 | 4640.02 | 4865.1 | 4983.53 | 5049.92 | 5101.06 | 5147.06 | 5193.33 | 5240.37
Dispatch_Category | 2016 | 2017 | 2018 | 2019 | 2020 | 2021 | 2022 | 2023 | 2024 | 2025 | 2026 | 2027 | 2028 | 2029 | 2030 | 2031 | 2032 | 2033 | 2034 | 2035
DR | 0 | 0 | 0 | 0 | 0 | 0 | 0 | 0 | 0 | 0 | 0.02 | 0.04 | 0.07 | 0.06 | 0.11 | 0.11 | 0.11 | 0.15 | 0.18 | 0.19
Natural Gas - New | 0 | 0 | 0 | 0.36 | 1.29 | 8.37 | 20.76 | 29.72 | 32.3 | 219.1 | 885.54 | 1035.54 | 1020.26 | 1048.1 | 1125.86 | 1210.44 | 1384.89 | 1451.46 | 1568.51 | 1891.95
Natural Gas - Existing | 3225.32 | 3055.06 | 2921.49 | 2739.13 | 2585.94 | 2686.16 | 2709.07 | 2631.32 | 2557.96 | 2356.92 | 2954.4 | 3373.35 | 3254.56 | 3242.35 | 3245.43 | 3166.19 | 3127.55 | 3113.17 | 3085.23 | 3094.26
Coal | 3243.39 | 3485.08 | 3743.29 | 3946.1 | 4124.08 | 3679.57 | 3549.74 | 3536.15 | 3585.02 | 3600.67 | 960.13 | 0 | 0 | 0 | 0 | 0 | 0 | 0 | 0 | 0 |  |  |  | 2021 | 2026 | 2035
Wind | 2482.11 | 2482.11 | 2482.11 | 2485.19 | 2486.44 | 2490.06 | 2490.98 | 2490.98 | 2490.98 | 2490.98 | 2490.98 | 2490.98 | 2490.98 | 2490.98 | 2490.98 | 2490.98 | 2490.98 | 2491.09 | 2491.13 | 2491.13 |  |  | Wind | 7.95 | 8.87 | 9.02
Solar | 126.05 | 126.05 | 126.05 | 126.05 | 126.47 | 134.4 | 138.5 | 138.57 | 138.66 | 138.72 | 152.17 | 159.48 | 161.93 | 163.6 | 164.75 | 166.89 | 180.87 | 194.1 | 317.28 | 381.49 |  |  | Solar PV | 8.35 | 26.12 | 255.44
Geothermal | 0 | 0 | 0 | 0 | 0 | 0 | 0.49 | 0.65 | 0.65 | 0.65 | 0.65 | 0.65 | 0.65 | 0.65 | 0.67 | 0.84 | 1.11 | 1.42 | 2 | 2.26 |  |  | Geothermal | 0 | 0.65 | 2.26
Must Run | 1587.68 | 1587.68 | 1587.68 | 1587.68 | 1587.68 | 1587.68 | 1587.68 | 1587.68 | 1587.68 | 1587.68 | 1587.68 | 1587.68 | 1587.68 | 1587.68 | 1587.68 | 1587.68 | 1587.68 | 1587.68 | 1587.68 | 1587.68
Scenario | 3D_Retire Coal with SCC-MidRange
CO2 Tax Revenues | 34440
No Penalty NPV | 125654
FY | 2016 | 2017 | 2018 | 2019 | 2020 | 2021 | 2022 | 2023 | 2024 | 2025 | 2026 | 2027 | 2028 | 2029 | 2030 | 2031 | 2032 | 2033 | 2034 | 2035
Load Net Cons | 20491 | 20394 | 20496 | 20422 | 20285 | 20132 | 19971 | 19813 | 19657 | 19503 | 19358 | 19230 | 19127 | 19069 | 19142 | 19272 | 19455 | 19671 | 19900 | 20125
CO2 Penalty | 41 | 42 | 43 | 45 | 46 | 46 | 47 | 49 | 50 | 51 | 52 | 53 | 54 | 55 | 56 | 56 | 57 | 58 | 59 | 60
Regional CO2 | 18 | 19 | 20 | 20 | 20 | 20 | 19 | 19 | 19 | 19 | 17 | 15 | 15 | 15 | 15 | 16 | 16 | 16 | 17 | 18
System Cost | 3170 | 3255 | 3466 | 3574 | 3665 | 3653 | 3640 | 3897 | 3965 | 3968 | 3768 | 3868 | 3911 | 4079 | 4209 | 4403 | 4563 | 5188 | 5465 | 5631
Revenue Requirement | 87 | 88 | 89 | 87 | 83 | 83 | 84 | 85 | 86 | 87 | 95 | 88 | 90 | 90 | 90 | 91 | 91 | 96 | 94 | 94
Avg Reg Rate Excluding CO2 | 81 | 82 | 82 | 83 | 84 | 86 | 86 | 88 | 89 | 90 | 90 | 91 | 91 | 89 | 88 | 87 | 86 | 89 | 89 | 88
Avg Reg Bill Excluding CO2 | 74 | 73 | 72 | 72 | 72 | 71 | 71 | 71 | 70 | 69 | 68 | 68 | 67 | 65 | 63 | 63 | 62 | 64 | 64 | 63
Avg Reg Rate with CO2 | 87 | 88 | 90 | 91 | 92 | 93 | 94 | 96 | 97 | 98 | 97 | 98 | 98 | 97 | 95 | 94 | 94 | 96 | 97 | 96
Avg Reg Bill with CO2 | 80 | 79 | 79 | 78 | 78 | 78 | 77 | 77 | 77 | 76 | 74 | 73 | 72 | 70 | 69 | 68 | 68 | 69 | 70 | 70
Adequacy_Type | Resource_Cat_Cons | Seasons | 2016 | 2017 | 2018 | 2019 | 2020 | 2021 | 2022 | 2023 | 2024 | 2025 | 2026 | 2027 | 2028 | 2029 | 2030 | 2031 | 2032 | 2033 | 2034 | 2035
Energy (MWa) | DR | Winter | 3.39 | 6.57 | 7.82 | 8.08 | 8.24 | 8.25 | 8.25 | 8.78 | 8.78 | 8.99 | 8.99 | 9.46 | 9.46 | 9.82 | 9.82 | 10.61 | 10.61 | 11.34 | 11.34 | 11.61
Energy (MWa) | DR | Summer | 6.05 | 10.92 | 12.99 | 13.53 | 13.7 | 13.7 | 13.7 | 14.87 | 14.87 | 15.22 | 15.22 | 16.17 | 16.17 | 16.92 | 16.92 | 18.12 | 18.12 | 19.22 | 19.22 | 19.68
Energy (MWa) | Thermal | Winter | 0 | 0 | 41.44 | 101.25 | 215.36 | 306.99 | 306.99 | 1707.33 | 1707.33 | 1934.13 | 1934.13 | 2221.39 | 2221.39 | 2732.52 | 2732.52 | 2813.58 | 2813.58 | 4817.51 | 4817.51 | 4817.51
Energy (MWa) | Thermal | Summer | 0 | 0 | 41.44 | 101.25 | 215.36 | 306.99 | 306.99 | 1707.33 | 1707.33 | 1934.13 | 1934.13 | 2221.39 | 2221.39 | 2732.52 | 2732.52 | 2813.58 | 2813.58 | 4817.51 | 4817.51 | 4817.51
Energy (MWa) | Renewable | Winter | 0 | 5.84 | 8.21 | 12.54 | 27.93 | 30.55 | 30.59 | 56.01 | 56.03 | 85.72 | 85.76 | 99.22 | 99.23 | 109.22 | 109.24 | 155.79 | 156 | 300.51 | 300.94 | 316.37
Energy (MWa) | Renewable | Summer | 0 | 3.48 | 7.88 | 13.31 | 34.47 | 39.34 | 39.41 | 86.41 | 86.45 | 137.43 | 137.5 | 160.76 | 160.79 | 175.79 | 175.81 | 235.8 | 236.02 | 486.41 | 486.95 | 513.1
Energy (MWa) | Conservation | Winter | 87.62 | 269.92 | 480 | 717.84 | 986.33 | 1286.73 | 1612.62 | 1956.59 | 2316.55 | 2689.52 | 3065.52 | 3439.39 | 3806.65 | 4122.01 | 4318.03 | 4398.66 | 4470.69 | 4528.95 | 4585.79 | 4641.76
Energy (MWa) | Conservation | Summer | 136.83 | 290.16 | 464.74 | 662.07 | 884.84 | 1130.13 | 1391.88 | 1666.7 | 1953.91 | 2247.02 | 2545.58 | 2845.7 | 3139.9 | 3362.76 | 3495.96 | 3559.69 | 3614.11 | 3660.74 | 3706.33 | 3751.35
Peak Demand (MW) | DR | Winter | 500.86 | 968.08 | 1158.49 | 1201.45 | 1223.63 | 1223.78 | 1223.78 | 1306.07 | 1306.07 | 1350.13 | 1350.13 | 1409.42 | 1409.42 | 1457.76 | 1457.76 | 1597.85 | 1597.85 | 1689.23 | 1689.23 | 1714.84
Peak Demand (MW) | DR | Summer | 468.19 | 873.17 | 1045.47 | 1089.05 | 1104.71 | 1104.89 | 1104.89 | 1191.22 | 1191.22 | 1232.36 | 1232.36 | 1291.89 | 1291.89 | 1341.15 | 1341.15 | 1466 | 1466 | 1541.64 | 1541.64 | 1564.03
Peak Demand (MW) | Thermal | Winter | 0 | 0 | 59.97 | 146.92 | 310.58 | 443.81 | 443.81 | 2474.4 | 2474.4 | 2797.19 | 2797.19 | 3214.09 | 3214.09 | 3952.97 | 3952.97 | 4066.79 | 4066.79 | 6916.41 | 6916.41 | 6916.41
Peak Demand (MW) | Thermal | Summer | 0 | 0 | 47.8 | 117.11 | 247.56 | 353.76 | 353.76 | 1972.33 | 1972.33 | 2229.62 | 2229.62 | 2561.93 | 2561.93 | 3150.89 | 3150.89 | 3241.61 | 3241.61 | 5513.03 | 5513.03 | 5513.03
Peak Demand (MW) | Renewable | Winter | 0 | 0.33 | 2.22 | 3.33 | 20.71 | 22.8 | 22.83 | 43.01 | 43.03 | 68.84 | 68.87 | 79.6 | 79.6 | 87.12 | 87.13 | 107.85 | 108.02 | 233.88 | 234.31 | 248.36
Peak Demand (MW) | Renewable | Summer | 0 | 1.43 | 7.32 | 11.1 | 40.27 | 46.79 | 46.89 | 109.73 | 109.78 | 190.17 | 190.27 | 223.7 | 223.74 | 247.15 | 247.18 | 313.21 | 313.56 | 705.8 | 706.66 | 750.34
Peak Demand (MW) | Conservation | Winter | 160.42 | 495.79 | 888.02 | 1335.73 | 1843.62 | 2413.9 | 3034.83 | 3693.32 | 4385.91 | 5107.96 | 5840.59 | 6574.38 | 7300.72 | 7926.36 | 8313.9 | 8472.32 | 8617.02 | 8738.26 | 8857.29 | 8974.98
Peak Demand (MW) | Conservation | Summer | 247.63 | 514.57 | 808.91 | 1135.6 | 1500.51 | 1897.78 | 2315.41 | 2747.49 | 3191.44 | 3637.1 | 4074.88 | 4500.07 | 4907.12 | 5165.1 | 5313.92 | 5407.34 | 5480.5 | 5545.92 | 5609.69 | 5672.7
Dispatch_Category | 2016 | 2017 | 2018 | 2019 | 2020 | 2021 | 2022 | 2023 | 2024 | 2025 | 2026 | 2027 | 2028 | 2029 | 2030 | 2031 | 2032 | 2033 | 2034 | 2035
DR | 0 | 0 | 0 | 0.01 | 0.01 | 0.01 | 0.03 | 0.03 | 0.02 | 0.03 | 0.09 | 0.18 | 0.21 | 0.23 | 0.33 | 0.4 | 0.45 | 0.56 | 0.69 | 0.87
Natural Gas - New | 0 | 0 | 0 | 1 | 10.31 | 50.11 | 104.33 | 149.96 | 207.34 | 486.75 | 1217.55 | 1279.74 | 1302 | 1352.68 | 1503.6 | 1608.86 | 1819.65 | 1864.53 | 2012.73 | 2407.15
Natural Gas - Existing | 4358.51 | 4363.86 | 4275.41 | 4195.36 | 4140.46 | 4087.16 | 4051.38 | 4002.46 | 3959.69 | 3870.18 | 3726.38 | 3767.58 | 3648.11 | 3617.89 | 3577.06 | 3517.83 | 3436.31 | 3460.86 | 3434.49 | 3427.2
Coal | 605.89 | 665.53 | 763.94 | 796.51 | 895.14 | 820.99 | 748.06 | 745.78 | 735.13 | 712.63 | 205.73 | 0 | 0 | 0 | 0 | 0 | 0 | 0 | 0 | 0 |  |  |  | 2021 | 2026 | 2035
Wind | 2482.11 | 2482.11 | 2482.11 | 2485.64 | 2487.08 | 2489.88 | 2490.79 | 2490.86 | 2490.86 | 2490.93 | 2490.95 | 2490.95 | 2490.95 | 2491.34 | 2491.5 | 2492.8 | 2493.27 | 2507.67 | 2513.03 | 2513.03 |  |  | Wind | 7.77 | 8.84 | 30.92
Solar | 126.05 | 126.05 | 126.05 | 128.18 | 130.26 | 137.23 | 142.71 | 143.88 | 166.02 | 178.1 | 202.3 | 215.36 | 225.9 | 231.67 | 238.07 | 241.51 | 262.54 | 274.11 | 387.15 | 447.5 |  |  | Solar PV | 11.18 | 76.25 | 321.45
Geothermal | 0 | 0 | 0 | 0 | 0 | 0 | 5.64 | 7.52 | 7.52 | 7.52 | 7.52 | 7.52 | 7.52 | 7.54 | 7.57 | 7.59 | 7.63 | 7.65 | 7.71 | 7.74 |  |  | Geothermal | 0 | 7.52 | 7.74
Must Run | 1587.68 | 1587.68 | 1587.68 | 1587.68 | 1587.68 | 1587.68 | 1587.68 | 1587.68 | 1587.68 | 1587.68 | 1587.68 | 1587.68 | 1587.68 | 1587.68 | 1587.68 | 1587.68 | 1587.68 | 1587.68 | 1587.68 | 1587.68
Scenario | 3E_Retire Coal with SCC-MidRange and No New Gas
CO2 Tax Revenues | 25287
No Penalty NPV | 150817
FY | 2016 | 2017 | 2018 | 2019 | 2020 | 2021 | 2022 | 2023 | 2024 | 2025 | 2026 | 2027 | 2028 | 2029 | 2030 | 2031 | 2032 | 2033 | 2034 | 2035
Load Net Cons | 20485 | 20372 | 20457 | 20364 | 20205 | 20030 | 19847 | 19668 | 19493 | 19320 | 19156 | 19009 | 18887 | 18812 | 18866 | 18976 | 19138 | 19328 | 19532 | 19733
CO2 Penalty | 41 | 42 | 43 | 45 | 46 | 46 | 47 | 49 | 50 | 51 | 52 | 53 | 54 | 55 | 56 | 56 | 57 | 58 | 59 | 60
Regional CO2 | 18 | 19 | 19 | 19 | 20 | 19 | 19 | 19 | 18 | 18 | 14 | 11 | 11 | 11 | 11 | 11 | 11 | 11 | 10 | 10
System Cost | 3173 | 3266 | 3471 | 3570 | 3655 | 3642 | 3643 | 3954 | 4019 | 4634 | 4543 | 4608 | 4686 | 4844 | 4973 | 5259 | 5482 | 6746 | 7144 | 7099
Revenue Requirement | 86 | 86 | 86 | 85 | 83 | 83 | 84 | 86 | 87 | 92 | 135 | 108 | 99 | 99 | 98 | 100 | 101 | 111 | 115 | 119
Avg Reg Rate Excluding CO2 | 81 | 82 | 83 | 84 | 85 | 86 | 87 | 89 | 90 | 95 | 96 | 97 | 98 | 96 | 95 | 94 | 94 | 101 | 102 | 101
Avg Reg Bill Excluding CO2 | 74 | 73 | 73 | 72 | 72 | 71 | 70 | 71 | 70 | 73 | 72 | 72 | 71 | 69 | 67 | 67 | 67 | 72 | 72 | 71
Avg Reg Rate with CO2 | 88 | 89 | 90 | 91 | 93 | 93 | 94 | 97 | 98 | 102 | 102 | 102 | 103 | 102 | 100 | 100 | 100 | 106 | 107 | 105
Avg Reg Bill with CO2 | 80 | 79 | 79 | 78 | 78 | 77 | 77 | 77 | 77 | 79 | 77 | 76 | 75 | 73 | 71 | 71 | 71 | 75 | 76 | 75
Adequacy_Type | Resource_Cat_Cons | Seasons | 2016 | 2017 | 2018 | 2019 | 2020 | 2021 | 2022 | 2023 | 2024 | 2025 | 2026 | 2027 | 2028 | 2029 | 2030 | 2031 | 2032 | 2033 | 2034 | 2035
Energy (MWa) | DR | Winter | 3.39 | 6.53 | 7.68 | 7.85 | 7.98 | 8 | 8 | 9.05 | 9.05 | 11.85 | 11.85 | 12.93 | 12.93 | 13.28 | 13.28 | 14.12 | 14.12 | 17.01 | 17.01 | 17.12
Energy (MWa) | DR | Summer | 6.05 | 11.63 | 13.67 | 13.96 | 14.12 | 14.14 | 14.14 | 16.15 | 16.15 | 21.09 | 21.09 | 22.89 | 22.89 | 23.45 | 23.45 | 24.8 | 24.8 | 29.9 | 29.9 | 29.96
Energy (MWa) | Thermal | Winter
Energy (MWa) | Thermal | Summer
Energy (MWa) | Renewable | Winter | 0 | 3.18 | 5.05 | 7.33 | 32.39 | 33.95 | 33.95 | 419.59 | 419.59 | 1145.58 | 1145.58 | 1378.65 | 1378.65 | 1556.51 | 1556.51 | 1793.85 | 1793.85 | 3313.75 | 3313.75 | 3398.03
Energy (MWa) | Renewable | Summer | 0 | 1.89 | 5.29 | 9.12 | 49.32 | 52.11 | 52.11 | 424.74 | 424.74 | 1561.46 | 1561.46 | 1814.26 | 1814.26 | 2045.75 | 2045.75 | 2329.55 | 2329.55 | 4166.53 | 4166.53 | 4263.84
Energy (MWa) | Conservation | Winter | 95.96 | 295.32 | 524.3 | 783.43 | 1075.42 | 1400.48 | 1750.06 | 2116.04 | 2496.94 | 2890.34 | 3286.76 | 3680.82 | 4068.21 | 4403.63 | 4619.69 | 4721.28 | 4817.6 | 4903.67 | 4987.33 | 5069.58
Energy (MWa) | Conservation | Summer | 149.84 | 317.13 | 507.38 | 722.25 | 964.07 | 1228.38 | 1507.89 | 1799.43 | 2102.7 | 2411.82 | 2727.93 | 3044.31 | 3354.71 | 3593.71 | 3743.1 | 3824.29 | 3899.32 | 3968.13 | 4035.21 | 4101.31
Peak Demand (MW) | DR | Winter | 500.86 | 967.26 | 1141 | 1167.08 | 1191.37 | 1193 | 1193 | 1357.56 | 1357.56 | 1780.37 | 1780.37 | 1938.53 | 1938.53 | 1989.52 | 1989.52 | 2112.45 | 2112.45 | 2536.16 | 2536.16 | 2560.17
Peak Demand (MW) | DR | Summer | 468.19 | 903.26 | 1066.32 | 1090.61 | 1110.04 | 1111.31 | 1111.31 | 1272.95 | 1272.95 | 1666.78 | 1666.78 | 1809.97 | 1809.97 | 1854.96 | 1854.96 | 1963.66 | 1963.66 | 2357.01 | 2357.01 | 2374.72
Peak Demand (MW) | Thermal | Winter
Peak Demand (MW) | Thermal | Summer
Peak Demand (MW) | Renewable | Winter | 0 | 0.18 | 1.63 | 3.78 | 23.49 | 24.8 | 24.8 | 132.93 | 132.93 | 684.6 | 684.6 | 767.24 | 767.24 | 861.67 | 861.67 | 981.27 | 981.27 | 1607.81 | 1607.81 | 1630.98
Peak Demand (MW) | Renewable | Summer | 0 | 0.78 | 5.28 | 12 | 73.57 | 77.62 | 77.62 | 435.12 | 435.12 | 2097.07 | 2097.07 | 2288.57 | 2288.57 | 2504.24 | 2504.24 | 2789.24 | 2789.24 | 4711.51 | 4711.51 | 4791.37
Peak Demand (MW) | Conservation | Winter | 176.17 | 543.91 | 972.57 | 1461.97 | 2016.62 | 2636.88 | 3307.19 | 4013.27 | 4752.7 | 5521.94 | 6303.01 | 7085.62 | 7861.41 | 8536.91 | 8974.6 | 9185.58 | 9390.35 | 9578.42 | 9762.36 | 9943.8
Peak Demand (MW) | Conservation | Summer | 269.27 | 559.29 | 879.33 | 1234.53 | 1630.14 | 2057.64 | 2502.95 | 2960.5 | 3428.37 | 3897.41 | 4357.89 | 4805.47 | 5234.55 | 5514.38 | 5685.17 | 5802.97 | 5906.25 | 6002.38 | 6095.92 | 6188.24
Dispatch_Category | 2016 | 2017 | 2018 | 2019 | 2020 | 2021 | 2022 | 2023 | 2024 | 2025 | 2026 | 2027 | 2028 | 2029 | 2030 | 2031 | 2032 | 2033 | 2034 | 2035
DR | 0 | 0 | 0 | 0.01 | 0.01 | 0.01 | 0.03 | 0.05 | 0.04 | 0.05 | 0.16 | 0.3 | 0.43 | 0.43 | 0.7 | 0.86 | 1 | 1.25 | 1.68 | 2.06
Natural Gas - New
Natural Gas - Existing | 4358.03 | 4361.37 | 4271.72 | 4189.79 | 4133.01 | 4079.38 | 4048.09 | 4004.14 | 3959.57 | 3824.17 | 3740.86 | 3668.46 | 3555.33 | 3469.35 | 3481.75 | 3410.26 | 3410.22 | 3404.91 | 3347.48 | 3127.77
Coal | 605.74 | 664.56 | 762.02 | 793.34 | 891.1 | 818.72 | 750.34 | 752.5 | 743.9 | 711.2 | 233.97 | 0 | 0 | 0 | 0 | 0 | 0 | 0 | 0 | 0 |  |  |  | 2021 | 2026 | 2035
Wind | 2482.11 | 2482.11 | 2482.11 | 2484.04 | 2484.81 | 2484.81 | 2486.39 | 2487.03 | 2487.03 | 2666.21 | 2733.59 | 2847.57 | 2876.66 | 3000.58 | 3037.09 | 3107.62 | 3124.66 | 3200.05 | 3222.56 | 3882.21 |  |  | Wind | 2.7 | 251.48 | 1400.1
Solar | 126.05 | 126.05 | 126.05 | 127.67 | 130.4 | 149.84 | 161.11 | 161.84 | 251.87 | 299.31 | 753.24 | 989.37 | 991.86 | 992.51 | 994.89 | 995.9 | 1001.97 | 1004.66 | 1399.39 | 1602.88 |  |  | Solar PV | 23.79 | 627.19 | 1476.83
Geothermal | 0 | 0 | 0 | 0 | 0 | 0 | 0 | 0 | 0 | 0 | 0 | 17.25 | 23 | 41.89 | 48.18 | 68.24 | 74.93 | 97.63 | 105.19 | 131.06 |  |  | Geothermal | 0 | 0 | 131.06
Must Run | 1587.68 | 1587.68 | 1587.68 | 1587.68 | 1587.68 | 1587.68 | 1587.68 | 1587.68 | 1587.68 | 1587.68 | 1587.68 | 1587.68 | 1587.68 | 1587.68 | 1587.68 | 1587.68 | 1587.68 | 1587.68 | 1587.68 | 1587.68
Scenario | 5B_Increased External Market Reliance
CO2 Tax Revenues | 0
No Penalty NPV | 76481
FY | 2016 | 2017 | 2018 | 2019 | 2020 | 2021 | 2022 | 2023 | 2024 | 2025 | 2026 | 2027 | 2028 | 2029 | 2030 | 2031 | 2032 | 2033 | 2034 | 2035
Load Net Cons | 20497 | 20415 | 20533 | 20479 | 20365 | 20240 | 20111 | 19988 | 19871 | 19756 | 19652 | 19565 | 19501 | 19481 | 19589 | 19752 | 19964 | 20204 | 20454 | 20698
CO2 Penalty | 0 | 0 | 0 | 0 | 0 | 0 | 0 | 0 | 0 | 0 | 0 | 0 | 0 | 0 | 0 | 0 | 0 | 0 | 0 | 0
Regional CO2 | 37 | 38 | 40 | 41 | 42 | 39 | 38 | 38 | 38 | 38 | 35 | 34 | 34 | 34 | 34 | 35 | 35 | 36 | 36 | 37
System Cost | 2224 | 2241 | 2314 | 2332 | 2354 | 2356 | 2361 | 2369 | 2369 | 2364 | 2350 | 2414 | 2441 | 2526 | 2607 | 2784 | 2915 | 3052 | 3167 | 3350
Revenue Requirement | 76 | 73 | 73 | 74 | 74 | 75 | 76 | 76 | 76 | 76 | 79 | 78 | 78 | 78 | 79 | 79 | 79 | 79 | 79 | 79
Avg Reg Rate Excluding CO2 | 81 | 82 | 82 | 83 | 84 | 84 | 85 | 86 | 86 | 87 | 87 | 87 | 88 | 86 | 84 | 83 | 83 | 82 | 82 | 82
Avg Reg Bill Excluding CO2 | 74 | 73 | 72 | 72 | 71 | 71 | 70 | 70 | 69 | 68 | 67 | 67 | 66 | 64 | 62 | 61 | 61 | 61 | 61 | 61
Avg Reg Rate with CO2 | 81 | 82 | 82 | 83 | 84 | 84 | 85 | 86 | 86 | 87 | 87 | 87 | 88 | 86 | 84 | 83 | 83 | 82 | 82 | 82
Avg Reg Bill with CO2 | 74 | 73 | 72 | 72 | 71 | 71 | 70 | 70 | 69 | 68 | 67 | 67 | 66 | 64 | 62 | 61 | 61 | 61 | 61 | 61
Adequacy_Type | Resource_Cat_Cons | Seasons | 2016 | 2017 | 2018 | 2019 | 2020 | 2021 | 2022 | 2023 | 2024 | 2025 | 2026 | 2027 | 2028 | 2029 | 2030 | 2031 | 2032 | 2033 | 2034 | 2035
Energy (MWa) | DR | Winter | 2.4 | 2.49 | 2.49 | 2.5 | 2.56 | 2.57 | 2.57 | 2.76 | 2.76 | 3.01 | 3.01 | 3.81 | 3.81 | 4.32 | 4.32 | 5.46 | 5.46 | 6.32 | 6.32 | 7.93
Energy (MWa) | DR | Summer | 4.58 | 4.74 | 4.74 | 4.76 | 4.83 | 4.85 | 4.85 | 5.17 | 5.17 | 5.64 | 5.64 | 7.1 | 7.1 | 8.09 | 8.09 | 10.36 | 10.36 | 12.06 | 12.06 | 15.12
Energy (MWa) | Thermal | Winter | 0 | 0 | 0 | 0 | 7.94 | 7.94 | 7.94 | 33.95 | 33.95 | 33.95 | 33.95 | 133.31 | 133.31 | 366.05 | 366.05 | 817.42 | 817.42 | 817.42 | 817.42 | 817.42
Energy (MWa) | Thermal | Summer | 0 | 0 | 0 | 0 | 7.94 | 7.94 | 7.94 | 33.95 | 33.95 | 33.95 | 33.95 | 133.31 | 133.31 | 366.05 | 366.05 | 817.42 | 817.42 | 817.42 | 817.42 | 817.42
Energy (MWa) | Renewable | Winter | 0 | 0 | 0 | 0 | 0 | 0 | 0.03 | 0.06 | 0.1 | 0.13 | 0.23 | 1.74 | 5.51 | 11.98 | 20.19 | 31.52 | 43.5 | 54.42 | 68.05 | 105.34
Energy (MWa) | Renewable | Summer | 0 | 0 | 0 | 0 | 0 | 0 | 0.06 | 0.12 | 0.2 | 0.25 | 0.83 | 4.48 | 11.58 | 23.96 | 37.79 | 56.96 | 77.81 | 96.52 | 120.92 | 172.25
Energy (MWa) | Conservation | Winter | 79.23 | 244.64 | 437.04 | 653.76 | 896.58 | 1166.08 | 1456.48 | 1761.7 | 2080.08 | 2409.37 | 2740.86 | 3070.53 | 3395.34 | 3670.43 | 3828.12 | 3873.73 | 3914.83 | 3947.86 | 3982.01 | 4017.38
Energy (MWa) | Conservation | Summer | 123.68 | 263.81 | 423.36 | 602.53 | 803.18 | 1022.43 | 1255.15 | 1498.55 | 1752.36 | 2010.99 | 2274.99 | 2539.77 | 2800.27 | 2990.93 | 3093.93 | 3130.06 | 3160.97 | 3187.78 | 3215.58 | 3244.25
Peak Demand (MW) | DR | Winter | 391.01 | 406.56 | 406.56 | 408.2 | 418.85 | 420.35 | 420.35 | 453.63 | 453.63 | 491.41 | 491.41 | 607.46 | 607.46 | 673.13 | 673.13 | 863.37 | 863.37 | 1000.16 | 1000.16 | 1286.25
Peak Demand (MW) | DR | Summer | 381.54 | 395.89 | 395.89 | 397.57 | 405.96 | 407.52 | 407.52 | 438.12 | 438.12 | 475.43 | 475.43 | 585.36 | 585.36 | 649.42 | 649.42 | 838.93 | 838.93 | 973.1 | 973.1 | 1250.96
Peak Demand (MW) | Thermal | Winter | 0 | 0 | 0 | 0 | 11.54 | 11.54 | 11.54 | 49.37 | 49.37 | 49.37 | 49.37 | 190.58 | 190.58 | 521.95 | 521.95 | 1173.96 | 1173.96 | 1173.96 | 1173.96 | 1173.96
Peak Demand (MW) | Thermal | Summer | 0 | 0 | 0 | 0 | 9.2 | 9.2 | 9.2 | 39.35 | 39.35 | 39.35 | 39.35 | 151.91 | 151.91 | 416.04 | 416.04 | 935.76 | 935.76 | 935.76 | 935.76 | 935.76
Peak Demand (MW) | Renewable | Winter | 0 | 0 | 0 | 0 | 0 | 0 | 0.03 | 0.05 | 0.08 | 0.11 | 0.18 | 1.45 | 4.88 | 10.64 | 18.02 | 29.04 | 39.45 | 49.22 | 62.07 | 107.38
Peak Demand (MW) | Renewable | Summer | 0 | 0 | 0 | 0 | 0 | 0 | 0.08 | 0.16 | 0.27 | 0.33 | 1.11 | 6.35 | 16.46 | 33.84 | 53.34 | 79.84 | 109.48 | 136.91 | 172.56 | 242.18
Peak Demand (MW) | Conservation | Winter | 145.13 | 449.83 | 810.26 | 1219.69 | 1680.72 | 2194.15 | 2749.12 | 3334.76 | 3948.27 | 4586.26 | 5232.18 | 5878.78 | 6520.21 | 7063.98 | 7372.18 | 7456.97 | 7535.62 | 7602.01 | 7671.25 | 7743.42
Peak Demand (MW) | Conservation | Summer | 225.72 | 470.49 | 739.66 | 1036.12 | 1364.48 | 1719.03 | 2089.42 | 2470.85 | 2861.47 | 3252.52 | 3635.99 | 4008.64 | 4366.64 | 4578.25 | 4684.83 | 4740.13 | 4782.78 | 4822.01 | 4862.47 | 4903.81
Dispatch_Category | 2016 | 2017 | 2018 | 2019 | 2020 | 2021 | 2022 | 2023 | 2024 | 2025 | 2026 | 2027 | 2028 | 2029 | 2030 | 2031 | 2032 | 2033 | 2034 | 2035
DR | 0 | 0 | 0 | 0 | 0 | 0 | 0 | 0 | 0 | 0 | 0.01 | 0 | 0.01 | 0.02 | 0.03 | 0.04 | 0.03 | 0.05 | 0.05 | 0.11
Natural Gas - New | 0 | 0 | 0 | 0 | 0 | 0 | 1.56 | 5.48 | 5.8 | 10.3 | 25.05 | 26.33 | 35.9 | 58.36 | 99.99 | 151.72 | 214.78 | 308.01 | 476.99 | 485.33
Natural Gas - Existing | 3226.22 | 3060.24 | 2929.13 | 2754.89 | 2607.54 | 2718.04 | 2754.49 | 2689.12 | 2625.16 | 2499.79 | 2659.33 | 2781.83 | 2664.51 | 2646.81 | 2652 | 2607.25 | 2619.39 | 2635.89 | 2601.64 | 2712.35
Coal | 3244.14 | 3489.13 | 3747.71 | 3956.84 | 4137.1 | 3692.2 | 3567.01 | 3559.22 | 3610.6 | 3642.64 | 3191.39 | 3035.4 | 3022.17 | 3069.8 | 3095.64 | 3119.77 | 3156.62 | 3205.23 | 3227.66 | 3271.14 |  |  |  | 2021 | 2026 | 2035
Wind | 2482.11 | 2482.11 | 2482.11 | 2482.11 | 2482.11 | 2482.11 | 2482.11 | 2482.11 | 2482.11 | 2482.11 | 2482.11 | 2482.11 | 2482.11 | 2482.11 | 2482.11 | 2482.11 | 2482.11 | 2482.11 | 2482.14 | 2482.15 |  |  | Wind | 0 | 0 | 0.04
Solar | 126.05 | 126.05 | 126.05 | 126.05 | 126.05 | 126.05 | 126.08 | 126.12 | 126.18 | 126.23 | 126.36 | 128.04 | 132.07 | 139.27 | 148.77 | 159.84 | 174.23 | 187.99 | 202.64 | 220.95 |  |  | Solar PV | 0 | 0.31 | 94.9
Geothermal | 0 | 0 | 0 | 0 | 0 | 0 | 0 | 0 | 0 | 0 | 0 | 0.01 | 0.28 | 0.89 | 1.67 | 2.42 | 3.17 | 5.4 | 7.64 | 11.59 |  |  | Geothermal | 0 | 0 | 11.59
Must Run | 1587.68 | 1587.68 | 1587.68 | 1587.68 | 1587.68 | 1587.68 | 1587.68 | 1587.68 | 1587.68 | 1587.68 | 1587.68 | 1587.68 | 1587.68 | 1587.68 | 1587.68 | 1587.68 | 1587.68 | 1587.68 | 1587.68 | 1587.68
Sensitivity Study | S3_No Demand Response
CO2 Tax Revenues | 0
No Penalty NPV | 86260
FY | 2016 | 2017 | 2018 | 2019 | 2020 | 2021 | 2022 | 2023 | 2024 | 2025 | 2026 | 2027 | 2028 | 2029 | 2030 | 2031 | 2032 | 2033 | 2034 | 2035
Load Net Cons | 20486 | 20376 | 20464 | 20376 | 20225 | 20059 | 19888 | 19724 | 19567 | 19414 | 19273 | 19151 | 19055 | 19007 | 19090 | 19231 | 19425 | 19649 | 19885 | 20119
CO2 Penalty | 0 | 0 | 0 | 0 | 0 | 0 | 0 | 0 | 0 | 0 | 0 | 0 | 0 | 0 | 0 | 0 | 0 | 0 | 0 | 0
Regional CO2 | 37 | 38 | 40 | 41 | 42 | 39 | 38 | 37 | 37 | 37 | 34 | 33 | 33 | 33 | 34 | 34 | 34 | 35 | 36 | 37
System Cost | 2209 | 2250 | 2430 | 2509 | 2582 | 2611 | 2632 | 2661 | 2681 | 2704 | 2703 | 2778 | 2818 | 2947 | 3035 | 3162 | 3257 | 3530 | 3676 | 3791
Revenue Requirement | 82 | 85 | 89 | 89 | 82 | 78 | 77 | 78 | 79 | 79 | 80 | 81 | 81 | 82 | 83 | 83 | 83 | 83 | 84 | 85
Avg Reg Rate Excluding CO2 | 82 | 82 | 83 | 84 | 86 | 87 | 88 | 88 | 89 | 90 | 90 | 90 | 91 | 89 | 87 | 86 | 85 | 86 | 85 | 85
Avg Reg Bill Excluding CO2 | 74 | 73 | 73 | 73 | 72 | 72 | 71 | 71 | 70 | 69 | 68 | 68 | 67 | 65 | 63 | 62 | 61 | 62 | 62 | 61
Avg Reg Rate with CO2 | 82 | 82 | 83 | 84 | 86 | 87 | 88 | 88 | 89 | 90 | 90 | 90 | 91 | 89 | 87 | 86 | 85 | 86 | 85 | 85
Avg Reg Bill with CO2 | 74 | 73 | 73 | 73 | 72 | 72 | 71 | 71 | 70 | 69 | 68 | 68 | 67 | 65 | 63 | 62 | 61 | 62 | 62 | 61
Adequacy_Type | Resource_Cat_Cons | Seasons | 2016 | 2017 | 2018 | 2019 | 2020 | 2021 | 2022 | 2023 | 2024 | 2025 | 2026 | 2027 | 2028 | 2029 | 2030 | 2031 | 2032 | 2033 | 2034 | 2035
Energy (MWa) | DR | Winter
Energy (MWa) | DR | Summer
Energy (MWa) | Thermal | Winter | 0 | 0 | 505.45 | 611.74 | 835.43 | 835.63 | 835.63 | 865.86 | 865.86 | 905.37 | 905.37 | 1088.41 | 1088.41 | 1532.16 | 1532.16 | 1716.3 | 1716.3 | 2331.2 | 2331.2 | 2331.2
Energy (MWa) | Thermal | Summer | 0 | 0 | 505.45 | 611.74 | 835.43 | 835.63 | 835.63 | 865.86 | 865.86 | 905.37 | 905.37 | 1088.41 | 1088.41 | 1532.16 | 1532.16 | 1716.3 | 1716.3 | 2331.2 | 2331.2 | 2331.2
Energy (MWa) | Renewable | Winter | 0 | 31.45 | 31.45 | 31.45 | 31.45 | 31.45 | 31.46 | 31.76 | 31.79 | 31.84 | 31.85 | 32.18 | 32.38 | 44.37 | 47.38 | 64.25 | 67.62 | 135.41 | 140.22 | 143.13
Energy (MWa) | Renewable | Summer | 0 | 18.74 | 18.74 | 18.74 | 18.74 | 18.74 | 18.76 | 19.17 | 19.24 | 19.32 | 19.35 | 19.98 | 20.86 | 42.2 | 47.24 | 73.72 | 79.83 | 194.01 | 202.08 | 207.06
Energy (MWa) | Conservation | Winter | 94.74 | 291.46 | 516.66 | 769.93 | 1053.6 | 1367.77 | 1703.71 | 2053.15 | 2414.63 | 2785.7 | 3156.97 | 3523.93 | 3882.57 | 4187.85 | 4372.65 | 4441.35 | 4502.07 | 4552.07 | 4599.9 | 4646.66
Energy (MWa) | Conservation | Summer | 147.94 | 312.83 | 499.37 | 708.71 | 943.04 | 1197.8 | 1465.53 | 1743.03 | 2030.04 | 2320.62 | 2617.97 | 2912.17 | 3199.11 | 3413.58 | 3537.58 | 3591.59 | 3637.8 | 3677.6 | 3715.85 | 3753.45
Peak Demand (MW) | DR | Winter
Peak Demand (MW) | DR | Summer
Peak Demand (MW) | Thermal | Winter | 0 | 0 | 709.72 | 862.92 | 1176.99 | 1177.28 | 1177.28 | 1220.94 | 1220.94 | 1276.95 | 1276.95 | 1538.42 | 1538.42 | 2180.44 | 2180.44 | 2448.17 | 2448.17 | 3311.5 | 3311.5 | 3311.5
Peak Demand (MW) | Thermal | Summer | 0 | 0 | 565.71 | 687.83 | 938.17 | 938.4 | 938.4 | 973.21 | 973.21 | 1017.85 | 1017.85 | 1226.27 | 1226.27 | 1738.01 | 1738.01 | 1951.42 | 1951.42 | 2639.58 | 2639.58 | 2639.58
Peak Demand (MW) | Renewable | Winter | 0 | 1.79 | 1.79 | 1.79 | 1.79 | 1.79 | 1.8 | 1.89 | 1.91 | 1.95 | 1.96 | 2.24 | 2.4 | 13.13 | 15.72 | 29.1 | 31.96 | 95.94 | 100.28 | 102.63
Peak Demand (MW) | Renewable | Summer | 0 | 7.68 | 7.68 | 7.68 | 7.68 | 7.68 | 7.71 | 8.01 | 8.1 | 8.21 | 8.25 | 9.16 | 10.39 | 44.23 | 51.62 | 93.09 | 101.83 | 301.2 | 312.74 | 319.49
Peak Demand (MW) | Conservation | Winter | 173.46 | 535.26 | 955.28 | 1431.24 | 1966.83 | 2562.07 | 3200.95 | 3868.73 | 4563.1 | 5280.41 | 6002.83 | 6722.21 | 7430.79 | 8035.8 | 8400.36 | 8534.33 | 8655.62 | 8759.05 | 8858.84 | 8956.9
Peak Demand (MW) | Conservation | Summer | 266.51 | 553.02 | 867.61 | 1214.71 | 1599.35 | 2012.9 | 2441.04 | 2878.18 | 3322.47 | 3764.47 | 4195.43 | 4611.38 | 5007.23 | 5252.38 | 5387.28 | 5466.05 | 5528.69 | 5584.2 | 5637.42 | 5689.83
Dispatch_Category | 2016 | 2017 | 2018 | 2019 | 2020 | 2021 | 2022 | 2023 | 2024 | 2025 | 2026 | 2027 | 2028 | 2029 | 2030 | 2031 | 2032 | 2033 | 2034 | 2035
DR
Natural Gas - New | 0 | 0 | 0 | 35.22 | 90.44 | 132.09 | 186.3 | 184.94 | 177.91 | 178.72 | 211.65 | 240.9 | 246.88 | 274.56 | 330.24 | 408.94 | 569.49 | 624.1 | 747.38 | 833.57
Natural Gas - Existing | 3223.55 | 3048.3 | 2911.13 | 2692.74 | 2488.23 | 2580.84 | 2574.42 | 2490.02 | 2406.98 | 2272.77 | 2413.51 | 2525.5 | 2394.04 | 2365.27 | 2343.7 | 2289.16 | 2247.95 | 2283.49 | 2269.94 | 2338.2
Coal | 3241.82 | 3479.73 | 3737.39 | 3919.28 | 4079.56 | 3644.56 | 3511.66 | 3495.85 | 3536.9 | 3558.27 | 3122.71 | 2971.57 | 2953.67 | 2993.98 | 3022.03 | 3041.98 | 3078.28 | 3132.78 | 3155.35 | 3201.97 |  |  |  | 2021 | 2026 | 2035
Wind | 2482.11 | 2482.11 | 2482.11 | 2501.14 | 2508.85 | 2508.85 | 2508.85 | 2508.85 | 2508.85 | 2509.04 | 2509.08 | 2509.08 | 2509.08 | 2509.08 | 2509.08 | 2509.08 | 2509.08 | 2510.48 | 2511.05 | 2511.05 |  |  | Wind | 26.74 | 26.97 | 28.94
Solar | 126.05 | 126.05 | 126.05 | 126.05 | 126.05 | 126.05 | 126.06 | 126.12 | 126.2 | 126.24 | 126.29 | 126.34 | 126.85 | 128.93 | 140.99 | 148.28 | 162.49 | 171.36 | 229.06 | 259.73 |  |  | Solar PV | 0 | 0.24 | 133.68
Geothermal | 0 | 0 | 0 | 0 | 0 | 0 | 0 | 0 | 0 | 0 | 0 | 0 | 0 | 0.05 | 0.13 | 0.25 | 0.36 | 0.47 | 0.86 | 1.04 |  |  | Geothermal | 0 | 0 | 1.04
Must Run | 1587.68 | 1587.68 | 1587.68 | 1587.68 | 1587.68 | 1587.68 | 1587.68 | 1587.68 | 1587.68 | 1587.68 | 1587.68 | 1587.68 | 1587.68 | 1587.68 | 1587.68 | 1587.68 | 1587.68 | 1587.68 | 1587.68 | 1587.68
Sensitivity Study | S5_Regional RPS at 35%
CO2 Tax Revenues | 0
No Penalty NPV | 127904
FY | 2016 | 2017 | 2018 | 2019 | 2020 | 2021 | 2022 | 2023 | 2024 | 2025 | 2026 | 2027 | 2028 | 2029 | 2030 | 2031 | 2032 | 2033 | 2034 | 2035
Load Net Cons | 20493 | 20401 | 20508 | 20442 | 20313 | 20173 | 20028 | 19889 | 19758 | 19631 | 19518 | 19425 | 19360 | 19345 | 19463 | 19640 | 19870 | 20127 | 20396 | 20660
CO2 Penalty | 0 | 0 | 0 | 0 | 0 | 0 | 0 | 0 | 0 | 0 | 0 | 0 | 0 | 0 | 0 | 0 | 0 | 0 | 0 | 0
Regional CO2 | 37 | 38 | 40 | 41 | 42 | 37 | 34 | 33 | 31 | 30 | 26 | 23 | 21 | 21 | 22 | 22 | 23 | 24 | 25 | 26
System Cost | 2242 | 2308 | 2429 | 2477 | 2540 | 3157 | 3489 | 3742 | 4005 | 4272 | 4650 | 5214 | 5352 | 5382 | 5400 | 5472 | 5523 | 5612 | 5676 | 5772
Revenue Requirement | 81 | 83 | 83 | 79 | 77 | 80 | 83 | 85 | 87 | 90 | 94 | 100 | 103 | 104 | 103 | 103 | 102 | 102 | 100 | 102
Avg Reg Rate Excluding CO2 | 81 | 82 | 83 | 84 | 85 | 90 | 93 | 95 | 97 | 99 | 102 | 106 | 107 | 104 | 102 | 100 | 99 | 98 | 97 | 96
Avg Reg Bill Excluding CO2 | 74 | 73 | 73 | 72 | 72 | 75 | 76 | 76 | 77 | 77 | 78 | 80 | 80 | 77 | 75 | 74 | 73 | 72 | 72 | 72
Avg Reg Rate with CO2 | 81 | 82 | 83 | 84 | 85 | 90 | 93 | 95 | 97 | 99 | 102 | 106 | 107 | 104 | 102 | 100 | 99 | 98 | 97 | 96
Avg Reg Bill with CO2 | 74 | 73 | 73 | 72 | 72 | 75 | 76 | 76 | 77 | 77 | 78 | 80 | 80 | 77 | 75 | 74 | 73 | 72 | 72 | 72
Adequacy_Type | Resource_Cat_Cons | Seasons | 2016 | 2017 | 2018 | 2019 | 2020 | 2021 | 2022 | 2023 | 2024 | 2025 | 2026 | 2027 | 2028 | 2029 | 2030 | 2031 | 2032 | 2033 | 2034 | 2035
Energy (MWa) | DR | Winter | 3.39 | 6.59 | 7.94 | 8.17 | 8.68 | 8.68 | 8.68 | 8.68 | 8.68 | 8.68 | 8.68 | 8.7 | 8.7 | 8.72 | 8.72 | 8.92 | 8.92 | 10.35 | 10.35 | 12.81
Energy (MWa) | DR | Summer | 6.05 | 11.72 | 14.09 | 14.51 | 15.39 | 15.39 | 15.39 | 15.39 | 15.39 | 15.39 | 15.39 | 15.42 | 15.42 | 15.45 | 15.45 | 15.81 | 15.81 | 18.56 | 18.56 | 22.94
Energy (MWa) | Thermal | Winter | 0 | 0 | 0 | 0 | 13.07 | 13.07 | 13.07 | 13.07 | 13.07 | 13.07 | 13.07 | 13.07 | 13.07 | 15.72 | 15.72 | 65.77 | 65.77 | 65.77 | 65.77 | 65.77
Energy (MWa) | Thermal | Summer | 0 | 0 | 0 | 0 | 13.07 | 13.07 | 13.07 | 13.07 | 13.07 | 13.07 | 13.07 | 13.07 | 13.07 | 15.72 | 15.72 | 65.77 | 65.77 | 65.77 | 65.77 | 65.77
Energy (MWa) | Renewable | Winter | 0 | 5.09 | 24.62 | 45.7 | 74.41 | 708.8 | 1099.37 | 1387.63 | 1690.55 | 1997.5 | 2418.03 | 3290.52 | 3555.09 | 3574.17 | 3578.77 | 3582.47 | 3585.53 | 3594.17 | 3598.51 | 3603.8
Energy (MWa) | Renewable | Summer | 0 | 15.07 | 57.28 | 96.41 | 206.73 | 1394.9 | 1775.67 | 2140.26 | 2519.44 | 2900.24 | 3642.75 | 4214.04 | 4313.13 | 4327.43 | 4331.88 | 4335.35 | 4338.14 | 4346.34 | 4350.19 | 4355
Energy (MWa) | Conservation | Winter | 84.77 | 261.45 | 465.87 | 696.07 | 954.28 | 1240.9 | 1548.97 | 1870.98 | 2204.63 | 2546.76 | 2887.67 | 3222.65 | 3547.79 | 3817.5 | 3963.71 | 3993 | 4014.84 | 4028.84 | 4042.2 | 4055.82
Energy (MWa) | Conservation | Summer | 132.34 | 281.51 | 450.95 | 641.36 | 854.81 | 1087.79 | 1334.03 | 1590.04 | 1854.91 | 2122.38 | 2394.64 | 2662.75 | 2922.42 | 3107.46 | 3200.18 | 3222.31 | 3237.86 | 3248.95 | 3259.73 | 3270.85
Peak Demand (MW) | DR | Winter | 500.86 | 974.91 | 1178.64 | 1214.54 | 1297.33 | 1297.33 | 1297.33 | 1297.33 | 1297.33 | 1297.33 | 1297.33 | 1300.12 | 1300.12 | 1303.47 | 1303.47 | 1336.81 | 1336.81 | 1584.66 | 1584.66 | 1966.5
Peak Demand (MW) | DR | Summer | 468.19 | 910.07 | 1100.22 | 1134.16 | 1210.99 | 1210.99 | 1210.99 | 1210.99 | 1210.99 | 1210.99 | 1210.99 | 1213.58 | 1213.58 | 1216.76 | 1216.76 | 1248.23 | 1248.23 | 1490.05 | 1490.05 | 1848.29
Peak Demand (MW) | Thermal | Winter | 0 | 0 | 0 | 0 | 19.01 | 19.01 | 19.01 | 19.01 | 19.01 | 19.01 | 19.01 | 19.01 | 19.01 | 22.84 | 22.84 | 95.26 | 95.26 | 95.26 | 95.26 | 95.26
Peak Demand (MW) | Thermal | Summer | 0 | 0 | 0 | 0 | 15.15 | 15.15 | 15.15 | 15.15 | 15.15 | 15.15 | 15.15 | 15.15 | 15.15 | 18.21 | 18.21 | 75.93 | 75.93 | 75.93 | 75.93 | 75.93
Peak Demand (MW) | Renewable | Winter | 0 | 0.29 | 15.87 | 32.66 | 55.56 | 616.4 | 731.83 | 794.04 | 854.77 | 906.74 | 974.04 | 1275.26 | 1460.12 | 1478.18 | 1483.83 | 1488.29 | 1491.63 | 1502.41 | 1506.97 | 1512.47
Peak Demand (MW) | Renewable | Summer | 0 | 17.34 | 73.86 | 126.24 | 292.36 | 2122.93 | 2349.79 | 2554.42 | 2757.4 | 2931.77 | 3254.7 | 3603.49 | 3694.03 | 3708.51 | 3713.19 | 3716.87 | 3719.7 | 3728.54 | 3732.5 | 3737.21
Peak Demand (MW) | Conservation | Winter | 154.71 | 478.87 | 859.93 | 1292.35 | 1779.5 | 2321.93 | 2906.75 | 3520.6 | 4159.49 | 4818.35 | 5478.85 | 6132.4 | 6771.53 | 7302.29 | 7585.83 | 7636.76 | 7675.62 | 7702 | 7727.76 | 7754.47
Peak Demand (MW) | Conservation | Summer | 240.71 | 501.13 | 787.46 | 1103.5 | 1454.18 | 1832.68 | 2226.73 | 2630.33 | 3040.63 | 3447.61 | 3842.19 | 4220.24 | 4576.89 | 4779.51 | 4870.35 | 4904.55 | 4925.93 | 4942.68 | 4958.95 | 4975.7
Dispatch_Category | 2016 | 2017 | 2018 | 2019 | 2020 | 2021 | 2022 | 2023 | 2024 | 2025 | 2026 | 2027 | 2028 | 2029 | 2030 | 2031 | 2032 | 2033 | 2034 | 2035
DR | 0 | 0 | 0 | 0 | 0 | 0 | 0 | 0 | 0 | 0 | 0 | 0 | 0 | 0 | 0 | 0 | 0 | 0.01 | 0 | 0.06
Natural Gas - New | 0 | 0 | 0 | 0 | 0 | 0 | 2.21 | 7.85 | 8.31 | 7.19 | 6.49 | 6.27 | 6.59 | 6.66 | 7.07 | 7.68 | 9.73 | 21.28 | 40.4 | 40.05
Natural Gas - Existing | 3225.37 | 3054.6 | 2914.88 | 2720.44 | 2553.99 | 2453.59 | 2283.32 | 2071.21 | 1856.52 | 1620.98 | 1595.62 | 1409.87 | 1182.27 | 1164.54 | 1180.82 | 1231.68 | 1302.72 | 1390.93 | 1464.5 | 1596.63
Coal | 3243.43 | 3484.82 | 3738.42 | 3932.23 | 4103.31 | 3545.2 | 3289.91 | 3179.38 | 3097.56 | 2982.98 | 2557.4 | 2198.86 | 2086.85 | 2123.64 | 2158.72 | 2225.64 | 2294.29 | 2392.1 | 2467.06 | 2554.47 |  |  |  | 2021 | 2026 | 2035
Wind | 2482.11 | 2482.11 | 2482.11 | 2485.19 | 2486.44 | 2532.47 | 2796.01 | 3065.98 | 3349.31 | 3651.06 | 4058.88 | 4728.11 | 4961.73 | 4978.39 | 4980.12 | 4980.66 | 4981.24 | 4982.17 | 4983.12 | 4984.27 |  |  | Wind | 50.36 | 1576.77 | 2502.16
Solar | 126.05 | 127.55 | 150.51 | 179.91 | 217.15 | 810.41 | 1049.8 | 1108.42 | 1164.49 | 1208.69 | 1228.54 | 1232.78 | 1233.04 | 1233.04 | 1233.04 | 1233.04 | 1233.04 | 1233.04 | 1233.04 | 1233.04 |  |  | Solar PV | 684.36 | 1102.49 | 1106.99
Geothermal | 0 | 0 | 0 | 0 | 0 | 2.23 | 8.97 | 13.12 | 16.37 | 18.07 | 32.68 | 163.86 | 303.95 | 335.95 | 342.8 | 346.26 | 348.88 | 351.98 | 355.3 | 361.68 |  |  | Geothermal | 2.23 | 32.68 | 361.68
Must Run | 1587.68 | 1587.68 | 1587.68 | 1587.68 | 1587.68 | 1587.68 | 1587.68 | 1587.68 | 1587.68 | 1587.68 | 1587.68 | 1587.68 | 1587.68 | 1587.68 | 1587.68 | 1587.68 | 1587.68 | 1587.68 | 1587.68 | 1587.68
Sensitivity Study | S10_Lower Conservation
CO2 Tax Revenues | 0
No Penalty NPV | 97481
FY | 2016 | 2017 | 2018 | 2019 | 2020 | 2021 | 2022 | 2023 | 2024 | 2025 | 2026 | 2027 | 2028 | 2029 | 2030 | 2031 | 2032 | 2033 | 2034 | 2035
Load Net Cons | 20518 | 20495 | 20685 | 20718 | 20706 | 20697 | 20697 | 20709 | 20732 | 20759 | 20794 | 20841 | 20902 | 20970 | 21080 | 21229 | 21422 | 21644 | 21874 | 22095
CO2 Penalty | 0 | 0 | 0 | 0 | 0 | 0 | 0 | 0 | 0 | 0 | 0 | 0 | 0 | 0 | 0 | 0 | 0 | 0 | 0 | 0
Regional CO2 | 37 | 38 | 40 | 42 | 43 | 40 | 39 | 40 | 40 | 41 | 37 | 37 | 37 | 37 | 38 | 38 | 38 | 39 | 39 | 41
System Cost | 2236 | 2293 | 2415 | 2480 | 2543 | 2553 | 2549 | 2615 | 2626 | 2670 | 2669 | 2795 | 2842 | 3013 | 3126 | 3380 | 3534 | 4227 | 4527 | 4623
Revenue Requirement | 83 | 92 | 95 | 88 | 76 | 75 | 77 | 76 | 75 | 75 | 75 | 76 | 76 | 77 | 77 | 78 | 78 | 81 | 82 | 82
Avg Reg Rate Excluding CO2 | 80 | 81 | 81 | 81 | 82 | 82 | 83 | 83 | 83 | 84 | 84 | 84 | 85 | 85 | 84 | 84 | 84 | 87 | 87 | 87
Avg Reg Bill Excluding CO2 | 73 | 72 | 72 | 71 | 71 | 70 | 70 | 70 | 69 | 69 | 68 | 68 | 68 | 68 | 67 | 67 | 66 | 69 | 69 | 69
Avg Reg Rate with CO2 | 80 | 81 | 81 | 81 | 82 | 82 | 83 | 83 | 83 | 84 | 84 | 84 | 85 | 85 | 84 | 84 | 84 | 87 | 87 | 87
Avg Reg Bill with CO2 | 73 | 72 | 72 | 71 | 71 | 70 | 70 | 70 | 69 | 69 | 68 | 68 | 68 | 68 | 67 | 67 | 66 | 69 | 69 | 69
Adequacy_Type | Resource_Cat_Cons | Seasons | 2016 | 2017 | 2018 | 2019 | 2020 | 2021 | 2022 | 2023 | 2024 | 2025 | 2026 | 2027 | 2028 | 2029 | 2030 | 2031 | 2032 | 2033 | 2034 | 2035
Energy (MWa) | DR | Winter | 3.39 | 6.7 | 9.14 | 10.34 | 12.13 | 12.18 | 12.18 | 13.92 | 13.92 | 15.51 | 15.51 | 16.72 | 16.72 | 17.28 | 17.28 | 17.67 | 17.67 | 18.42 | 18.42 | 18.42
Energy (MWa) | DR | Summer | 6.05 | 11.95 | 16.26 | 18.42 | 21.62 | 21.71 | 21.71 | 24.63 | 24.63 | 27.24 | 27.24 | 29.3 | 29.3 | 30.29 | 30.29 | 31.23 | 31.23 | 32.52 | 32.52 | 32.52
Energy (MWa) | Thermal | Winter | 0 | 0 | 53.19 | 86.74 | 220.53 | 221.14 | 221.14 | 483.39 | 483.39 | 678.7 | 678.7 | 902.41 | 902.41 | 1340.21 | 1340.21 | 2026.09 | 2026.09 | 5101.02 | 5101.02 | 5101.02
Energy (MWa) | Thermal | Summer | 0 | 0 | 53.19 | 86.74 | 220.53 | 221.14 | 221.14 | 483.39 | 483.39 | 678.7 | 678.7 | 902.41 | 902.41 | 1340.21 | 1340.21 | 2026.09 | 2026.09 | 5101.02 | 5101.02 | 5101.02
Energy (MWa) | Renewable | Winter | 0 | 18.91 | 18.91 | 18.91 | 18.91 | 18.91 | 19.01 | 19.08 | 19.16 | 19.22 | 20.32 | 27.28 | 43.36 | 66.74 | 87.4 | 105.1 | 118.35 | 164.62 | 187.21 | 221.63
Energy (MWa) | Renewable | Summer | 0 | 11.26 | 11.26 | 11.26 | 11.26 | 11.26 | 11.47 | 11.61 | 11.74 | 11.94 | 15.44 | 31.02 | 61.28 | 101.42 | 135.59 | 163.93 | 186.62 | 256.92 | 295.68 | 354.46
Energy (MWa) | Conservation | Winter | 48.95 | 149.84 | 262.04 | 382.45 | 512.57 | 653.92 | 803.71 | 961.24 | 1127.65 | 1303.37 | 1484.33 | 1670 | 1861.01 | 2050.73 | 2213.05 | 2275.85 | 2338.14 | 2390.01 | 2446.43 | 2507.45
Energy (MWa) | Conservation | Summer | 76.29 | 160.05 | 250.78 | 348.28 | 454.63 | 568.45 | 688.31 | 814.58 | 948.92 | 1088.98 | 1234.55 | 1384.56 | 1538.96 | 1685.94 | 1795.53 | 1846.83 | 1894.13 | 1936.74 | 1983.22 | 2033.01
Peak Demand (MW) | DR | Winter | 500.86 | 990.03 | 1355.21 | 1538.03 | 1812.72 | 1819.71 | 1819.71 | 2109.94 | 2109.94 | 2377.25 | 2377.25 | 2557.44 | 2557.44 | 2648.77 | 2648.77 | 2717.83 | 2717.83 | 2842.63 | 2842.63 | 2842.63
Peak Demand (MW) | DR | Summer | 468.19 | 925.39 | 1265.77 | 1438.28 | 1697.62 | 1704.52 | 1704.52 | 1971.42 | 1971.42 | 2216.47 | 2216.47 | 2381.12 | 2381.12 | 2466.96 | 2466.96 | 2541.85 | 2541.85 | 2657.41 | 2657.41 | 2657.41
Peak Demand (MW) | Thermal | Winter | 0 | 0 | 74.86 | 122.43 | 312.41 | 313.26 | 313.26 | 693.22 | 693.22 | 970.2 | 970.2 | 1291.4 | 1291.4 | 1922.99 | 1922.99 | 2914.73 | 2914.73 | 7385.39 | 7385.39 | 7385.39
Peak Demand (MW) | Thermal | Summer | 0 | 0 | 59.67 | 97.58 | 249.02 | 249.7 | 249.7 | 552.56 | 552.56 | 773.34 | 773.34 | 1029.36 | 1029.36 | 1532.8 | 1532.8 | 2323.31 | 2323.31 | 5886.84 | 5886.84 | 5886.84
Peak Demand (MW) | Renewable | Winter | 0 | 1.08 | 1.08 | 1.08 | 1.08 | 1.08 | 1.16 | 1.21 | 1.28 | 1.33 | 2.25 | 8.53 | 22.73 | 43.69 | 61.72 | 77.13 | 88.68 | 123.05 | 144.59 | 183.19
Peak Demand (MW) | Renewable | Summer | 0 | 4.62 | 4.62 | 4.62 | 4.62 | 4.62 | 4.9 | 5.08 | 5.26 | 5.53 | 10.51 | 32.78 | 77.08 | 135.47 | 185.38 | 226 | 258.97 | 354.98 | 411.04 | 498.21
Peak Demand (MW) | Conservation | Winter | 93.17 | 285.95 | 502.85 | 737.28 | 991.68 | 1268.66 | 1562.69 | 1872.12 | 2199.07 | 2544.58 | 2900.45 | 3265.64 | 3640.98 | 4013.49 | 4332.38 | 4449.9 | 4569.28 | 4674.27 | 4789.07 | 4913.62
Peak Demand (MW) | Conservation | Summer | 146.28 | 300.14 | 461.53 | 632.15 | 816.67 | 1011.64 | 1212.81 | 1420.26 | 1635.29 | 1854.12 | 2073.82 | 2295.32 | 2518.37 | 2701.67 | 2817.04 | 2891.29 | 2949.38 | 3004.22 | 3063.56 | 3126.3
Dispatch_Category | 2016 | 2017 | 2018 | 2019 | 2020 | 2021 | 2022 | 2023 | 2024 | 2025 | 2026 | 2027 | 2028 | 2029 | 2030 | 2031 | 2032 | 2033 | 2034 | 2035
DR | 0 | 0 | 0 | 0 | 0 | 0 | 0.01 | 0 | 0.01 | 0 | 0.03 | 0.03 | 0.05 | 0.05 | 0.08 | 0.09 | 0.07 | 0.11 | 0.07 | 0.11
Natural Gas - New | 0 | 0 | 0 | 4.15 | 13.45 | 30.94 | 53.11 | 78.07 | 82.88 | 133.64 | 270.29 | 323.41 | 351.7 | 394.61 | 476.83 | 553.22 | 715.92 | 848.15 | 1053.22 | 1498.95
Natural Gas - Existing | 3231.14 | 3082.9 | 2978.33 | 2828.79 | 2720.41 | 2863.68 | 2932.01 | 2907.16 | 2901.4 | 2816.57 | 2965.34 | 3099 | 2997.05 | 3000.08 | 2980.94 | 2901.44 | 2844.05 | 2826.37 | 2744.74 | 2737.19
Coal | 3248.5 | 3506.36 | 3781.31 | 3999.81 | 4202.04 | 3756.27 | 3643.22 | 3653.68 | 3729.11 | 3787.07 | 3292.39 | 3144.47 | 3138.01 | 3192.04 | 3210.21 | 3233.63 | 3263 | 3298.35 | 3311.24 | 3344.98 |  |  |  | 2021 | 2026 | 2035
Wind | 2482.11 | 2482.11 | 2482.11 | 2493.55 | 2498.18 | 2498.18 | 2498.18 | 2498.18 | 2498.18 | 2498.18 | 2498.18 | 2498.18 | 2498.18 | 2498.18 | 2498.18 | 2498.18 | 2498.18 | 2498.61 | 2500.15 | 2509.51 |  |  | Wind | 16.07 | 16.07 | 27.4
Solar | 126.05 | 126.05 | 126.05 | 126.05 | 126.05 | 126.05 | 126.15 | 126.27 | 126.38 | 126.46 | 127.74 | 134.87 | 152.87 | 179.3 | 205.98 | 227.14 | 244.44 | 260.63 | 295.22 | 327.54 |  |  | Solar PV | 0 | 1.69 | 201.49
Geothermal | 0 | 0 | 0 | 0 | 0 | 0 | 0 | 0 | 0 | 0 | 0 | 0.32 | 1.11 | 2.54 | 3.75 | 4.84 | 5.6 | 7.47 | 12.09 | 26.99 |  |  | Geothermal | 0 | 0 | 26.99
Must Run | 1587.68 | 1587.68 | 1587.68 | 1587.68 | 1587.68 | 1587.68 | 1587.68 | 1587.68 | 1587.68 | 1587.68 | 1587.68 | 1587.68 | 1587.68 | 1587.68 | 1587.68 | 1587.68 | 1587.68 | 1587.68 | 1587.68 | 1587.68

## Dispatch '21_'26_'35 Summary
Average Annual Dispatch in 2021 (aMW)
Resource Type | Existing Policy | SCC - Mid-Range | Max. CO2 Reduction - Exist. Tech. | Retire Coal | Retire Coal w/SCC_MidRange | Retire Coal w/SCC_MidRange & No New Gas | Increased Market Reliance | No Demand Response | Regional RPS at 35% | Lower Conservation
Energy Efficiency | 1314.691 | 1412.7771 | 1427.3782 | 1289.6697 | 1335.6101 | 1451.7193 | 1208.3323 | 1415.5828 | 1285.578 | 671.8056
Must Run | 1588 | 1588 | 1588 | 1588 | 1588 | 1588 | 1588 | 1588 | 1588 | 1588
Wind | 2486.0462 | 2485.12 | 2484.8762 | 2489.9163 | 2489.7325 | 2484.6813 | 2482 | 2508.52 | 2532.445 | 2497.9412
Solar | 126.2738 | 126.09 | 126 | 134.3675 | 137.1788 | 149.7975 | 126 | 126 | 810.4225 | 126
Geothermal | 0 | 0 | 0 | 0 | 0 | 0 | 0 | 0 | 2.2338 | 0
Natural Gas - New | 0 | 0 | 3.6562 | 8.3575 | 50.1013 | 0 | 0 | 132.0987 | 0 | 30.9337
Natural Gas - Existing | 2684.3987 | 4087.6275 | 2648.4425 | 2686.14 | 4087.1537 | 4079.365 | 2718.0487 | 2580.8425 | 2453.5887 | 2863.665
Coal | 3678.1287 | 822.6975 | 3661.8812 | 3679.5613 | 820.99 | 818.7138 | 3692.1925 | 3644.5538 | 3545.2125 | 3756.2812
Average Annual Dispatch in 2026 (aMW)
Resource Type | Existing Policy | SCC - Mid-Range | Max. CO2 Reduction - Exist. Tech. | Retire Coal | Retire Coal w/SCC_MidRange | Retire Coal w/SCC_MidRange & No New Gas | Increased Market Reliance | No Demand Response | Regional RPS at 35% | Lower Conservation
Energy Efficiency | 2933.5605 | 3088.5202 | 3103.9301 | 2848.962 | 3001.7969 | 3215.2583 | 2681.735 | 3083.2125 | 2820.1583 | 1454.8418
Must Run | 1588 | 1588 | 1588 | 1588 | 1588 | 1588 | 1588 | 1588 | 1588 | 1588
Wind | 2486.0462 | 2485.12 | 2484.8762 | 2490.8412 | 2490.8075 | 2733.37 | 2482 | 2508.76 | 4058.8575 | 2497.9412
Solar | 126.535 | 126.4225 | 126.265 | 152.1887 | 202.2663 | 753.2787 | 126.3287 | 126.2575 | 1228.5238 | 127.7438
Geothermal | 0 | 0 | 0 | 0.65625 | 7.5687 | 0 | 0 | 0 | 32.7238 | 0
Natural Gas - New | 19.4713 | 55.7575 | 776.6325 | 885.54 | 1217.53 | 0 | 25.05 | 211.6562 | 6.2038 | 270.3025
Natural Gas - Existing | 2572.9662 | 3886.2863 | 2920.335 | 2954.4012 | 3726.3962 | 3740.8975 | 2659.3337 | 2413.52 | 1595.79 | 2965.325
Coal | 3158.145 | 656.6513 | 957.19 | 960.145 | 205.7163 | 233.9575 | 3191.3863 | 3122.725 | 2557.5637 | 3292.3837
Average Annual Dispatch in 2035 (aMW)
Resource Type | Existing Policy | SCC - Mid-Range | Max. CO2 Reduction - Exist. Tech. | Retire Coal | Retire Coal w/SCC_MidRange | Retire Coal w/SCC_MidRange & No New Gas | Increased Market Reliance | No Demand Response | Regional RPS at 35% | Lower Conservation
Energy Efficiency | 4186.7319 | 4356.9573 | 4361.7048 | 3967.7649 | 4309.0456 | 4715.8155 | 3723.8167 | 4309.3285 | 3749.3467 | 2342.9324
Must Run | 1588 | 1588 | 1588 | 1588 | 1588 | 1588 | 1588 | 1588 | 1588 | 1588
Wind | 2486.0862 | 2486.125 | 2484.965 | 2490.9875 | 2512.8825 | 3882.165 | 2482.04 | 2510.7488 | 4984.465 | 2509.2775
Solar | 195.73 | 167.4363 | 183.7312 | 381.48 | 447.5675 | 1603.0213 | 220.9313 | 259.615 | 1233.0412 | 327.5337
Geothermal | 31.935 | 72.96 | 9.5563 | 2.2738 | 7.7875 | 130.905 | 11.5938 | 1.0488 | 361.3687 | 26.9962
Natural Gas - New | 420.1313 | 1109.3612 | 2298.4688 | 1891.9425 | 2407.1625 | 0 | 485.325 | 833.5825 | 39.145 | 1498.9537
Natural Gas - Existing | 2592.4525 | 3521.0763 | 2847.5775 | 3094.275 | 3427.1887 | 3127.765 | 2712.3412 | 2338.19 | 1596.8175 | 2737.1925
Coal | 3227.5512 | 830.9763 | 0 | 0 | 0 | 0 | 3271.1575 | 3201.9887 | 2554.425 | 3344.9775
Change in Resource Dispatch between 2016 and 2035 (aMW)
Resource Type | Energy Efficiency | Natural Gas - New | Renewable | Natural Gas - Existing | Coal
Retire Coal w/SCC_MidRange & No New Gas | 4715.8155 | 0 | 3008.0912 | -1230.26 | -605.74
Max. CO2 Reduction - Exist. Tech. | 4361.7048 | 2298.4688 | 70.2525 | -375.76 | -3241.59
SCC - Mid-Range | 4356.9573 | 1109.3612 | 118.5212 | -837.05 | 225.18
No Demand Response | 4309.3285 | 833.5825 | 163.4125 | -885.35 | -39.85
Retire Coal w/SCC_MidRange | 4309.0456 | 2407.1625 | 360.2375 | -931.31 | -605.89
Existing Policy | 4186.7319 | 420.1313 | 105.7512 | -632.56 | -15.6
Retire Coal | 3967.7649 | 1891.9425 | 266.7413 | -131.06 | -3243.39
Regional RPS at 35% | 3749.3467 | 39.145 | 3970.875 | -1628.74 | -688.96
Increased Market Reliance | 3723.8167 | 485.325 | 106.565 | -513.87 | 27
Lower Conservation | 2342.9324 | 1498.9537 | 255.8075 | -493.95 | 96.48

## Deciles -Net Load After EE
Net Load After Energy Efficiency Development (aMW)
Scenario 1B_Draft
Net Sysem Load | 2016 | 2017 | 2018 | 2019 | 2020 | 2021 | 2022 | 2023 | 2024 | 2025 | 2026 | 2027 | 2028 | 2029 | 2030 | 2031 | 2032 | 2033 | 2034 | 2035 | 2030 | 2035
10% Percentile | 20735.7 | 20614.9 | 20537.1 | 20387.8 | 20154 | 19907 | 19650.7 | 19393.9 | 19134.9 | 18884.6 | 18635.1 | 18397.7 | 18168 | 17985 | 17918 | 17908.9 | 17951 | 18011.4 | 18075.9 | 18168.2 | -2817.7 | -2567.5
20% Percentile | 20812 | 20729.4 | 20659.2 | 20517 | 20332 | 20118.4 | 19902.8 | 19687.2 | 19479.8 | 19271.6 | 19067.8 | 18875.6 | 18718 | 18581 | 18563.6 | 18632.2 | 18723.4 | 18854.6 | 19000.2 | 19121.2 | -2248.4 | -1690.8
30% Percentile | 20894 | 20807 | 20761 | 20644.7 | 20478.4 | 20299.7 | 20112.7 | 19902.7 | 19703.7 | 19507.1 | 19325.1 | 19165.5 | 19032 | 18902.2 | 18915.1 | 18983.8 | 19089.4 | 19239.4 | 19398.4 | 19555.4 | -1978.9 | -1338.6
40% Percentile | 20952.2 | 20887.6 | 20846 | 20760.6 | 20606.6 | 20438.6 | 20257.6 | 20074.8 | 19891 | 19713.4 | 19540.6 | 19402 | 19277.8 | 19205.2 | 19247.2 | 19343.4 | 19477.8 | 19658 | 19873.2 | 20046 | -1705 | -906.2
50% Percentile | 21016 | 20955.5 | 20930.5 | 20853 | 20729.5 | 20570.5 | 20418 | 20267.5 | 20113 | 19967.5 | 19833 | 19713 | 19618 | 19559.5 | 19633 | 19757.5 | 19921 | 20122.5 | 20329.5 | 20545 | -1383 | -471
60% Percentile | 21073.4 | 21024.4 | 21015.8 | 20959.4 | 20841.2 | 20706 | 20571.2 | 20432.2 | 20310.4 | 20186.8 | 20054.6 | 19975.8 | 19906.2 | 19871.4 | 19950 | 20096.6 | 20311.4 | 20543.6 | 20813.2 | 21083.6 | -1123.4 | 10.2
70% Percentile | 21135.2 | 21092 | 21106.3 | 21070 | 20969.2 | 20864 | 20753.6 | 20645.3 | 20535.6 | 20443.5 | 20349.9 | 20295 | 20243.1 | 20241.2 | 20350.1 | 20536.5 | 20742.6 | 20995.2 | 21281 | 21567 | -785.1 | 431.8
80% Percentile | 21217.2 | 21193 | 21206 | 21188 | 21111 | 21023.2 | 20936.6 | 20852.2 | 20759.6 | 20669.8 | 20601.2 | 20564.8 | 20549.4 | 20575.6 | 20732.4 | 20949.4 | 21222.2 | 21530.2 | 21840.4 | 22154.8 | -484.8 | 937.6
90% Percentile | 21319.1 | 21295.1 | 21360.6 | 21359.3 | 21305.2 | 21265 | 21226.2 | 21172.5 | 21131.6 | 21103.5 | 21081.1 | 21081.1 | 21102.1 | 21158.2 | 21349.1 | 21609.2 | 21923.3 | 22276.3 | 22667.1 | 23077.3 | 30 | 1758.2 | 90% through 2030, 60% through 2035
100% Percentile | 21748 | 21780 | 21968 | 22126 | 22225 | 22319 | 22444 | 22572 | 22712 | 22862 | 23024 | 23213 | 23437 | 23699 | 24093 | 24568 | 25109 | 25700 | 26315 | 26931 | 2345 | 5183
Scenario 1B_Final
Net Sysem Load | 2016 | 2017 | 2018 | 2019 | 2020 | 2021 | 2022 | 2023 | 2024 | 2025 | 2026 | 2027 | 2028 | 2029 | 2030 | 2031 | 2032 | 2033 | 2034 | 2035 | 2030 | 2035
10% Percentile | 20210.7 | 20053.8 | 20095.7 | 19951.5 | 19714.3 | 19475 | 19218.8 | 18967.9 | 18707.9 | 18447 | 18192.4 | 17952.4 | 17748 | 17589.8 | 17547.1 | 17555.9 | 17594.8 | 17645 | 17734.2 | 17818.4 | -2663.6 | -2392.3
20% Percentile | 20287 | 20168.4 | 20218.8 | 20086.8 | 19896 | 19676.2 | 19467.4 | 19260.8 | 19054.8 | 18837.2 | 18626.8 | 18453.6 | 18287 | 18172.2 | 18173.8 | 18225 | 18326.6 | 18471.8 | 18611.6 | 18710.2 | -2113.2 | -1576.8
30% Percentile | 20369.7 | 20247.7 | 20325 | 20212.7 | 20042.7 | 19867 | 19660.6 | 19478.8 | 19291.8 | 19093.7 | 18898.7 | 18729.5 | 18592.6 | 18493.2 | 18526 | 18605.5 | 18722.9 | 18863.1 | 19040.2 | 19193.7 | -1843.7 | -1176
40% Percentile | 20428 | 20325.6 | 20409 | 20326.2 | 20176 | 20004.2 | 19829 | 19649.4 | 19473 | 19298.8 | 19133 | 18985.2 | 18864 | 18802 | 18840 | 18953.8 | 19111.2 | 19287.4 | 19489.8 | 19693.2 | -1588 | -734.8
50% Percentile | 20491.5 | 20388 | 20495 | 20420 | 20299 | 20136.5 | 19994 | 19847.5 | 19687 | 19543 | 19416.5 | 19297 | 19193.5 | 19148.5 | 19218.5 | 19360.5 | 19546.5 | 19754.5 | 19970.5 | 20175.5 | -1273 | -316
60% Percentile | 20548 | 20459.8 | 20572.4 | 20521 | 20390.8 | 20269.8 | 20138.2 | 20009 | 19878.4 | 19752 | 19636.6 | 19556.6 | 19476.4 | 19445.6 | 19540.4 | 19703.6 | 19920.4 | 20193.8 | 20444.4 | 20698 | -1007.6 | 150
70% Percentile | 20611.6 | 20529.6 | 20666.6 | 20635.3 | 20532.9 | 20425.9 | 20304.6 | 20202 | 20096.9 | 19996.6 | 19909.3 | 19842.2 | 19806 | 19801.3 | 19932.5 | 20129.3 | 20359.8 | 20638.3 | 20933.9 | 21213.5 | -679.1 | 601.9
80% Percentile | 20691.4 | 20630 | 20770.2 | 20754.6 | 20677.6 | 20587.4 | 20499.4 | 20422.8 | 20334.4 | 20250.2 | 20186.4 | 20138 | 20124 | 20133.4 | 20308.4 | 20539.2 | 20818.2 | 21147.4 | 21473.2 | 21801.2 | -383 | 1109.8
90% Percentile | 20795.1 | 20734.2 | 20912.2 | 20928 | 20872.1 | 20829.1 | 20787.1 | 20740.6 | 20684.3 | 20665.7 | 20647.6 | 20653.9 | 20684.4 | 20732.8 | 20941.5 | 21216 | 21537.2 | 21907.2 | 22287.3 | 22660.6 | 146.4 | 1865.5 | 85% through 2030, 55% through 2035
100% Percentile | 21225 | 21205 | 21533 | 21695 | 21794 | 21881 | 21967 | 22059 | 22162 | 22282 | 22435 | 22613 | 22826 | 23079 | 23470 | 23947 | 24497 | 25129 | 25799 | 26476 | 2245 | 5251
Scenario 2B_Draft
Net Sysem Load | 2016 | 2017 | 2018 | 2019 | 2020 | 2021 | 2022 | 2023 | 2024 | 2025 | 2026 | 2027 | 2028 | 2029 | 2030 | 2031 | 2032 | 2033 | 2034 | 2035 | 2030 | 2035
10% Percentile | 20730.6 | 20596.6 | 20490.8 | 20319.9 | 20067.6 | 19817.1 | 19531.7 | 19265.5 | 18986.7 | 18714.5 | 18436.4 | 18178.4 | 17967.8 | 17782.5 | 17714.2 | 17701.9 | 17714 | 17748.1 | 17829.2 | 17905.5 | -3016.4 | -2825.1
20% Percentile | 20806.4 | 20709.8 | 20620 | 20460.8 | 20248.8 | 20015.8 | 19771.6 | 19540.4 | 19313.2 | 19097.6 | 18879 | 18686.8 | 18493 | 18363.4 | 18341.4 | 18359.8 | 18451.4 | 18573.4 | 18700 | 18806 | -2465 | -2000.4
30% Percentile | 20890.1 | 20785 | 20715.7 | 20588 | 20395.7 | 20191.5 | 19978.2 | 19766.7 | 19559.1 | 19348.1 | 19132.7 | 18962.1 | 18813.1 | 18695.7 | 18688.5 | 18756.7 | 18854.5 | 18973.7 | 19116.6 | 19276.1 | -2201.6 | -1614
40% Percentile | 20945.6 | 20862 | 20807.4 | 20697.6 | 20526.4 | 20339 | 20144.8 | 19940.6 | 19743.2 | 19553.2 | 19373 | 19217 | 19093.2 | 19002 | 19025.4 | 19124.8 | 19239.6 | 19412.8 | 19608.2 | 19794.8 | -1920.2 | -1150.8
50% Percentile | 21009.5 | 20933 | 20890 | 20794.5 | 20649 | 20469 | 20299 | 20134 | 19962 | 19802.5 | 19657 | 19523 | 19407 | 19341 | 19388 | 19510.5 | 19681 | 19858.5 | 20076 | 20266.5 | -1621.5 | -743
60% Percentile | 21066 | 21001.8 | 20984 | 20903.2 | 20757.4 | 20608 | 20454.4 | 20300.2 | 20149.6 | 20022.2 | 19889.8 | 19777.4 | 19694 | 19645.2 | 19724.4 | 19866.4 | 20079.6 | 20313 | 20549.6 | 20783.4 | -1341.6 | -282.6
70% Percentile | 21130.3 | 21068.9 | 21066.9 | 21014.9 | 20894 | 20762.3 | 20625.3 | 20499 | 20376.1 | 20255.7 | 20150 | 20070 | 20019.3 | 20002.4 | 20102.5 | 20288.9 | 20510.7 | 20766.6 | 21035.3 | 21296.7 | -1027.8 | 166.4
80% Percentile | 21209.2 | 21170.2 | 21167 | 21133.4 | 21030.4 | 20919.8 | 20806.4 | 20699 | 20598.8 | 20499.4 | 20437.2 | 20371.8 | 20343.6 | 20353.8 | 20470 | 20687.8 | 20968.2 | 21276.2 | 21580.4 | 21870.8 | -739.2 | 661.6
90% Percentile | 21315.1 | 21273.6 | 21306 | 21296 | 21220.5 | 21163.1 | 21095.3 | 21019.7 | 20955 | 20929 | 20877.5 | 20868.6 | 20889.2 | 20944.1 | 21124.7 | 21375.1 | 21699.2 | 22032.3 | 22411 | 22774.2 | -190.4 | 1459.1 | 90% through 2030, 60% through 2035
100% Percentile | 21742 | 21745 | 21928 | 22069 | 22150 | 22217 | 22281 | 22354 | 22441 | 22545 | 22678 | 22840 | 23037 | 23276 | 23649 | 24105 | 24659 | 25274 | 25921 | 26575 | 1907 | 4833
Scenario 2B_Final
Net Sysem Load | 2016 | 2017 | 2018 | 2019 | 2020 | 2021 | 2022 | 2023 | 2024 | 2025 | 2026 | 2027 | 2028 | 2029 | 2030 | 2031 | 2032 | 2033 | 2034 | 2035 | 2030 | 2035
10% Percentile | 20203.8 | 20037.6 | 20054.9 | 19897.6 | 19647.6 | 19391.7 | 19122.6 | 18853.7 | 18588.4 | 18320.6 | 18055.5 | 17805.5 | 17574.9 | 17408.7 | 17361.8 | 17364.8 | 17411.5 | 17454.8 | 17530.2 | 17642.2 | -2842 | -2561.6
20% Percentile | 20283.6 | 20151.6 | 20185 | 20032.6 | 19822.8 | 19597.8 | 19359.4 | 19132.6 | 18918.4 | 18703.4 | 18483.4 | 18290.6 | 18111.8 | 17990.4 | 17988.8 | 18038.6 | 18151.6 | 18293.4 | 18435.6 | 18547.8 | -2294.8 | -1735.8
30% Percentile | 20365.4 | 20224.7 | 20285.7 | 20158.4 | 19973.4 | 19776.7 | 19569.4 | 19356 | 19150.4 | 18940.4 | 18745.5 | 18580.6 | 18420.1 | 18314.1 | 18341 | 18409.1 | 18546 | 18682.4 | 18848.9 | 19002.1 | -2024.4 | -1363.3
40% Percentile | 20421 | 20301.6 | 20374.6 | 20270.2 | 20102.6 | 19919 | 19729.2 | 19532.6 | 19338.6 | 19152.2 | 18980.2 | 18834.4 | 18713.2 | 18632.6 | 18681.4 | 18793.2 | 18938.6 | 19131.6 | 19332.8 | 19517.4 | -1739.6 | -903.6
50% Percentile | 20485.5 | 20374.5 | 20457.5 | 20366 | 20223 | 20054 | 19888 | 19721 | 19554.5 | 19399.5 | 19269.5 | 19139.5 | 19037 | 18974 | 19051.5 | 19175.5 | 19366.5 | 19581.5 | 19785.5 | 19990 | -1434 | -495.5
60% Percentile | 20543.4 | 20442 | 20551.2 | 20476.2 | 20333.4 | 20186.4 | 20035.8 | 19895.8 | 19749.4 | 19622.2 | 19492.2 | 19394.4 | 19320 | 19283.6 | 19376.2 | 19539.4 | 19765.2 | 20020.4 | 20282 | 20522.4 | -1167.2 | -21
70% Percentile | 20606.3 | 20508.9 | 20634.3 | 20580.9 | 20468 | 20342.3 | 20206 | 20088.3 | 19966 | 19863.9 | 19772 | 19696.3 | 19642.5 | 19628.6 | 19764 | 19941.5 | 20194 | 20465.5 | 20744.6 | 21034.9 | -842.3 | 428.6
80% Percentile | 20684.4 | 20607.2 | 20737.4 | 20705.6 | 20608.6 | 20501.2 | 20386.4 | 20292 | 20202 | 20104 | 20030.6 | 19980.4 | 19959 | 19987.2 | 20129.4 | 20371 | 20658.4 | 20968.8 | 21301.2 | 21621.2 | -555 | 936.8
90% Percentile | 20791.1 | 20714.4 | 20876 | 20867.2 | 20799.3 | 20739.1 | 20685.1 | 20618.2 | 20549.8 | 20527.3 | 20487.7 | 20489.1 | 20500.3 | 20562.3 | 20772 | 21042.8 | 21368.2 | 21731.1 | 22123 | 22512.8 | -19.1 | 1721.7 | 90% through 2030, 60% through 2035
100% Percentile | 21218 | 21181 | 21492 | 21635 | 21715 | 21783 | 21860 | 21964 | 22081 | 22207 | 22353 | 22526 | 22734 | 22983 | 23370 | 23846 | 24400 | 25021 | 25690 | 26366 | 2152 | 5148
Scenario 3A_Draft
Net Sysem Load | 2016 | 2017 | 2018 | 2019 | 2020 | 2021 | 2022 | 2023 | 2024 | 2025 | 2026 | 2027 | 2028 | 2029 | 2030 | 2031 | 2032 | 2033 | 2034 | 2035 | 2030 | 2035
10% Percentile | 20730.6 | 20597.9 | 20495.5 | 20328.8 | 20074.8 | 19831.5 | 19550 | 19282 | 19009.8 | 18740.5 | 18477 | 18247.6 | 18003.4 | 17837.1 | 17761.6 | 17765.2 | 17770 | 17830.8 | 17917.1 | 17999.6 | -2969 | -2731
20% Percentile | 20806.6 | 20711 | 20622 | 20466 | 20253 | 20025.8 | 19789.8 | 19562 | 19340.2 | 19127.4 | 18915.6 | 18724.8 | 18546.8 | 18410.8 | 18409.2 | 18461.4 | 18542.8 | 18672.8 | 18813.8 | 18943.8 | -2397.4 | -1862.8
30% Percentile | 20890.7 | 20787.4 | 20720 | 20592.4 | 20402 | 20203.7 | 19997.5 | 19784.1 | 19585.9 | 19378.4 | 19183.8 | 19013.7 | 18868.7 | 18749.4 | 18759.8 | 18827.5 | 18939.7 | 19074.8 | 19234.8 | 19388.4 | -2130.9 | -1502.3
40% Percentile | 20947 | 20863 | 20810.6 | 20704 | 20530.6 | 20347.6 | 20156.6 | 19964.6 | 19764.2 | 19582 | 19409.6 | 19263 | 19152.6 | 19067.2 | 19101 | 19202.8 | 19342.6 | 19506 | 19709.6 | 19918 | -1846 | -1029
50% Percentile | 21010 | 20933 | 20893.5 | 20797.5 | 20655 | 20479.5 | 20312 | 20147.5 | 19985 | 19837.5 | 19697 | 19563 | 19457 | 19400 | 19462 | 19589 | 19759 | 19966.5 | 20195 | 20394.5 | -1548 | -615.5
60% Percentile | 21066.4 | 21003.4 | 20986.4 | 20909 | 20764.4 | 20617.4 | 20466.4 | 20315.6 | 20178.4 | 20046.6 | 19929.2 | 19829.2 | 19757.8 | 19714.4 | 19811 | 19957.8 | 20162.4 | 20415.6 | 20678.8 | 20919.4 | -1255.4 | -147
70% Percentile | 21130.6 | 21071 | 21068.3 | 21017.6 | 20899 | 20778 | 20650.3 | 20528.6 | 20406.9 | 20297.3 | 20200.6 | 20127.6 | 20064.6 | 20069.1 | 20178.3 | 20361 | 20590.5 | 20847.9 | 21117.3 | 21394 | -952.3 | 263.4
80% Percentile | 21211 | 21171 | 21169.2 | 21138.8 | 21036.2 | 20929 | 20822.6 | 20724.2 | 20629.4 | 20538 | 20476.6 | 20432 | 20413.2 | 20426.4 | 20596.2 | 20822.4 | 21082.2 | 21377.2 | 21686 | 22010.2 | -614.8 | 799.2
90% Percentile | 21316 | 21279.1 | 21309.1 | 21304.1 | 21230.2 | 21173.2 | 21119 | 21048.1 | 20998.4 | 20955.2 | 20912.2 | 20909.1 | 20932.1 | 20985 | 21177.2 | 21447.2 | 21780 | 22130.2 | 22494.2 | 22891 | -138.8 | 1575 | 90% through 2030, 60% through 2035
100% Percentile | 21742 | 21750 | 21928 | 22069 | 22150 | 22217 | 22281 | 22369 | 22487 | 22621 | 22773 | 22958 | 23181 | 23446 | 23845 | 24323 | 24868 | 25464 | 26086 | 26720 | 2103 | 4978
Scenario 3A_Final
Net Sysem Load | 2016 | 2017 | 2018 | 2019 | 2020 | 2021 | 2022 | 2023 | 2024 | 2025 | 2026 | 2027 | 2028 | 2029 | 2030 | 2031 | 2032 | 2033 | 2034 | 2035 | 2030 | 2035
10% Percentile | 20202.8 | 20032.7 | 20054.8 | 19889.6 | 19640.6 | 19383.5 | 19112.7 | 18839.9 | 18571.9 | 18296.6 | 18038 | 17784.8 | 17559.2 | 17411.2 | 17354.4 | 17344.9 | 17392 | 17453.6 | 17526.6 | 17632.4 | -2848.4 | -2570.4
20% Percentile | 20280.8 | 20148.4 | 20180.4 | 20022 | 19812.8 | 19582.8 | 19344.8 | 19118.8 | 18904.8 | 18670.8 | 18461.8 | 18282.2 | 18106.6 | 17980.8 | 17980 | 18038.2 | 18149.6 | 18289.4 | 18426.6 | 18556.4 | -2300.8 | -1724.4
30% Percentile | 20364.7 | 20222 | 20279.4 | 20150.4 | 19960.7 | 19764 | 19561.7 | 19337.6 | 19133 | 18923.7 | 18731.3 | 18566.4 | 18400.7 | 18301.4 | 18334.9 | 18407.7 | 18530.2 | 18679.7 | 18848.5 | 18997.1 | -2029.8 | -1367.6
40% Percentile | 20420 | 20298.6 | 20368.6 | 20262.6 | 20095 | 19906 | 19714.6 | 19518 | 19323.6 | 19138 | 18968.6 | 18819.6 | 18678.6 | 18610 | 18669.6 | 18784 | 18918.8 | 19112.2 | 19312.6 | 19500.2 | -1750.4 | -919.8
50% Percentile | 20484 | 20370 | 20451.5 | 20356.5 | 20214 | 20044.5 | 19872 | 19705.5 | 19539 | 19387 | 19252 | 19126 | 19021 | 18954.5 | 19042.5 | 19170.5 | 19355 | 19570.5 | 19781 | 19992 | -1441.5 | -492
60% Percentile | 20542.4 | 20439 | 20545 | 20465.4 | 20319.4 | 20172.8 | 20019.2 | 19880.6 | 19742.4 | 19607.6 | 19476.2 | 19386.8 | 19301.4 | 19271.8 | 19373.8 | 19529.2 | 19750 | 20007.2 | 20275.6 | 20524 | -1168.6 | -18.4
70% Percentile | 20606 | 20504.3 | 20628.3 | 20570.6 | 20450.6 | 20328.3 | 20192.5 | 20071.6 | 19947 | 19841.3 | 19752.4 | 19677 | 19615.2 | 19606.6 | 19744.6 | 19936.6 | 20185.6 | 20453.6 | 20742.8 | 21036.5 | -861.4 | 430.5
80% Percentile | 20683.4 | 20604 | 20731.2 | 20696.2 | 20597.4 | 20487.4 | 20383.2 | 20285.2 | 20188.4 | 20088.4 | 20013 | 19972.8 | 19962.2 | 19981.4 | 20123 | 20343.8 | 20637.2 | 20968.4 | 21290.6 | 21624 | -560.4 | 940.6
90% Percentile | 20790 | 20711.4 | 20864.2 | 20861.1 | 20786.1 | 20723.1 | 20670.3 | 20603 | 20537.1 | 20511.2 | 20478.1 | 20474.6 | 20494.8 | 20557.2 | 20766.3 | 21039.1 | 21369.1 | 21730.7 | 22106.8 | 22509.1 | -23.7 | 1719.1 | 90% through 2030, 60% through 2035
100% Percentile | 21217 | 21177 | 21486 | 21627 | 21704 | 21769 | 21834 | 21908 | 21996 | 22102 | 22244 | 22414 | 22620 | 22868 | 23269 | 23781 | 24375 | 25018 | 25690 | 26369 | 2052 | 5152
Scenario 3C_Coal Retirement
Net Sysem Load | 2016 | 2017 | 2018 | 2019 | 2020 | 2021 | 2022 | 2023 | 2024 | 2025 | 2026 | 2027 | 2028 | 2029 | 2030 | 2031 | 2032 | 2033 | 2034 | 2035 | 2030 | 2035
10% Percentile | 20211.6 | 20057.9 | 20103.5 | 19959.8 | 19734.7 | 19490.7 | 19240.8 | 19000.4 | 18759.6 | 18501.7 | 18272.1 | 18049.2 | 17844.4 | 17707.9 | 17673.1 | 17666.4 | 17720.7 | 17808.7 | 17904.9 | 17999.8 | -2538.5 | -2211.8
20% Percentile | 20288 | 20173.8 | 20224.6 | 20096.8 | 19908.6 | 19706 | 19499.8 | 19289.8 | 19099.6 | 18913.4 | 18716.8 | 18538.4 | 18394.8 | 18301 | 18340 | 18408.4 | 18536.4 | 18667.8 | 18831.8 | 18985.8 | -1948 | -1302.2
30% Percentile | 20371.7 | 20251.7 | 20333.1 | 20226 | 20058.8 | 19885.2 | 19699.1 | 19515.4 | 19343.2 | 19160.6 | 18983 | 18834.2 | 18699.9 | 18625.7 | 18675 | 18761 | 18902.8 | 19078.7 | 19261.7 | 19436.8 | -1696.7 | -934.9
40% Percentile | 20428.6 | 20327.6 | 20415.6 | 20335.2 | 20191.6 | 20021.6 | 19850.2 | 19687.2 | 19523.6 | 19356.6 | 19212.6 | 19084.6 | 18991.2 | 18934.4 | 18997.2 | 19113.2 | 19281 | 19474.4 | 19682 | 19886.6 | -1431.4 | -542
50% Percentile | 20492 | 20398 | 20500.5 | 20427.5 | 20314 | 20157 | 20017 | 19875 | 19741 | 19603.5 | 19488.5 | 19370 | 19285 | 19252 | 19355 | 19505.5 | 19707 | 19915 | 20151 | 20392.5 | -1137 | -99.5
60% Percentile | 20548 | 20463 | 20584.4 | 20531.8 | 20400.2 | 20287.2 | 20163.2 | 20034.8 | 19921 | 19806.4 | 19712.4 | 19644.6 | 19593.4 | 19560.4 | 19681.4 | 19870.6 | 20104.4 | 20373.4 | 20661.2 | 20933.6 | -866.6 | 385.6
70% Percentile | 20613.3 | 20531.9 | 20679.9 | 20645.3 | 20548.9 | 20445.3 | 20333.4 | 20244.6 | 20154.3 | 20067.6 | 19985.4 | 19937 | 19918.2 | 19927.3 | 20073.6 | 20270.1 | 20527 | 20822.8 | 21124.4 | 21420.4 | -539.7 | 807.1
80% Percentile | 20692.4 | 20635 | 20776 | 20767.2 | 20692.2 | 20612.2 | 20522.6 | 20452.8 | 20374.2 | 20316.4 | 20269 | 20239.6 | 20242.2 | 20269.2 | 20452.2 | 20674.8 | 20981.4 | 21306.8 | 21657.4 | 21981 | -240.2 | 1288.6
90% Percentile | 20798 | 20737.1 | 20916.1 | 20937.3 | 20888.2 | 20848.3 | 20817.3 | 20770.9 | 20746 | 20742.3 | 20741.2 | 20737 | 20772.5 | 20870.3 | 21067.2 | 21361.7 | 21711.1 | 22091.3 | 22492.5 | 22890.4 | 269.2 | 2092.4 | 85% through 2030, 50% through 2035
100% Percentile | 21226 | 21211 | 21536 | 21701 | 21804 | 21898 | 21993 | 22119 | 22262 | 22415 | 22588 | 22788 | 23022 | 23297 | 23712 | 24213 | 24787 | 25405 | 26043 | 26683 | 2486 | 5457
Scenario 3D_Coal Retirement wSCC_MidRange
Net Sysem Load | 2016 | 2017 | 2018 | 2019 | 2020 | 2021 | 2022 | 2023 | 2024 | 2025 | 2026 | 2027 | 2028 | 2029 | 2030 | 2031 | 2032 | 2033 | 2034 | 2035 | 2030 | 2035
10% Percentile | 20207.9 | 20052.9 | 20092.9 | 19952.4 | 19703.9 | 19451 | 19198.5 | 18930.7 | 18660.6 | 18389 | 18128.9 | 17886.7 | 17662.7 | 17497.6 | 17444.8 | 17423.4 | 17466.8 | 17532.7 | 17609.3 | 17682.9 | -2763.1 | -2525
20% Percentile | 20286.8 | 20162.8 | 20212.6 | 20079.8 | 19883.8 | 19658.8 | 19449.8 | 19224.2 | 19011 | 18796.2 | 18566.8 | 18366.8 | 18200.4 | 18071.6 | 18087.6 | 18129.8 | 18210 | 18341.4 | 18463.2 | 18599.2 | -2199.2 | -1687.6
30% Percentile | 20369.7 | 20242.7 | 20313.4 | 20209.7 | 20036.4 | 19842.1 | 19649.4 | 19441.7 | 19244.6 | 19047.2 | 18860.7 | 18675.4 | 18523 | 18413.7 | 18433.6 | 18499.8 | 18610.1 | 18742.5 | 18898.4 | 19052.2 | -1936.1 | -1317.5
40% Percentile | 20428 | 20323 | 20401 | 20319.6 | 20166.6 | 19976.6 | 19800.2 | 19635.8 | 19442.6 | 19245.6 | 19076.8 | 18924 | 18802 | 18723.6 | 18762 | 18857.2 | 18988 | 19191 | 19390.4 | 19565.2 | -1666 | -862.8
50% Percentile | 20491.5 | 20386.5 | 20493 | 20412.5 | 20286.5 | 20123 | 19969 | 19806.5 | 19652 | 19489.5 | 19344 | 19212 | 19089.5 | 19023.5 | 19102 | 19241 | 19431 | 19632 | 19846 | 20047.5 | -1389.5 | -444
60% Percentile | 20548 | 20455 | 20568 | 20513.4 | 20385.4 | 20258 | 20112 | 19969.2 | 19828.4 | 19705.4 | 19589 | 19494.6 | 19394.8 | 19365.4 | 19457 | 19606.2 | 19826 | 20078.2 | 20346 | 20579.8 | -1091 | 31.8
70% Percentile | 20611.6 | 20530 | 20661.2 | 20628 | 20524.3 | 20419.6 | 20292.3 | 20172.3 | 20070.1 | 19955.1 | 19859.6 | 19785.3 | 19728.8 | 19711.6 | 19835.1 | 20004.1 | 20252 | 20522 | 20801.2 | 21079.2 | -776.5 | 467.6
80% Percentile | 20691.4 | 20629.2 | 20765.2 | 20748 | 20665.8 | 20583.2 | 20473.4 | 20394 | 20289 | 20190.2 | 20128.8 | 20090.4 | 20045.6 | 20057.4 | 20201.4 | 20421.6 | 20695.2 | 21021.6 | 21332.6 | 21648.4 | -490 | 957
90% Percentile | 20795.1 | 20732.2 | 20908.4 | 20913.5 | 20854.4 | 20799.3 | 20741.2 | 20698.2 | 20655.6 | 20615.8 | 20576.2 | 20561.4 | 20573.6 | 20636.2 | 20833.3 | 21084.1 | 21415.4 | 21803.7 | 22196.4 | 22571 | 38.2 | 1775.9 | 90% through 2030, 60% through 2035
100% Percentile | 21225 | 21205 | 21535 | 21697 | 21796 | 21884 | 21969 | 22061 | 22163 | 22270 | 22410 | 22572 | 22766 | 23000 | 23371 | 23832 | 24390 | 25033 | 25704 | 26382 | 2146 | 5157
Scenario 3E_Coal Retirement wSCC_MidRange No New Gas
Net Sysem Load | 2016 | 2017 | 2018 | 2019 | 2020 | 2021 | 2022 | 2023 | 2024 | 2025 | 2026 | 2027 | 2028 | 2029 | 2030 | 2031 | 2032 | 2033 | 2034 | 2035 | 2030 | 2035
10% Percentile | 20202.7 | 20032 | 20051.8 | 19879.7 | 19626.5 | 19364.9 | 19079.7 | 18797.9 | 18513.9 | 18223.4 | 17943 | 17675 | 17429.1 | 17242.5 | 17158.9 | 17132.8 | 17155.8 | 17203.2 | 17245.6 | 17288.6 | -3043.8 | -2914.1
20% Percentile | 20280.6 | 20149.6 | 20177.8 | 20019.4 | 19801 | 19562.8 | 19311.6 | 19077 | 18841.8 | 18592.8 | 18359.8 | 18155.4 | 17963 | 17814 | 17782.2 | 17815.8 | 17900 | 18019.8 | 18126.6 | 18218.8 | -2498.4 | -2061.8
30% Percentile | 20364.7 | 20221.7 | 20276.7 | 20145.7 | 19948.7 | 19743.4 | 19530 | 19291.7 | 19076.7 | 18849 | 18632.5 | 18447.6 | 18276.7 | 18128.9 | 18137.8 | 18184.7 | 18280.6 | 18409.3 | 18533.2 | 18665.4 | -2226.9 | -1699.3
40% Percentile | 20419.6 | 20296 | 20364 | 20258.6 | 20083.6 | 19888.8 | 19686.6 | 19475.2 | 19262.8 | 19061.2 | 18868.6 | 18702.6 | 18532 | 18438 | 18472.4 | 18551.4 | 18654.6 | 18828.6 | 19006.2 | 19165 | -1947.2 | -1254.6
50% Percentile | 20484 | 20368.5 | 20447.5 | 20357 | 20202 | 20027.5 | 19844 | 19665.5 | 19480 | 19308 | 19159 | 19003.5 | 18885 | 18796 | 18847.5 | 18965 | 19112 | 19279.5 | 19457.5 | 19648 | -1636.5 | -836
60% Percentile | 20542 | 20439.4 | 20545.8 | 20461 | 20311 | 20151.8 | 19990.2 | 19841.2 | 19685 | 19531 | 19378 | 19266.4 | 19157 | 19097.6 | 19185 | 19322 | 19508.8 | 19719.8 | 19951.4 | 20181.4 | -1357 | -360.6
70% Percentile | 20605.3 | 20504.3 | 20628 | 20569 | 20441 | 20310.3 | 20170.5 | 20029.6 | 19893.3 | 19769.5 | 19661 | 19556.3 | 19469.6 | 19437.5 | 19545.3 | 19716.2 | 19920.8 | 20168.8 | 20430.2 | 20690.4 | -1060 | 85.1
80% Percentile | 20683.4 | 20603.2 | 20729.2 | 20693.2 | 20588.8 | 20470.2 | 20348.2 | 20236.2 | 20122.6 | 20014.2 | 19928.2 | 19857.8 | 19820.2 | 19809.6 | 19944.2 | 20127.8 | 20388.4 | 20686 | 20970 | 21281.4 | -739.2 | 598
90% Percentile | 20790.1 | 20709.5 | 20860 | 20855 | 20775.5 | 20704.5 | 20644.1 | 20555.5 | 20478.8 | 20436 | 20380.1 | 20347.7 | 20350.2 | 20381.5 | 20562.4 | 20804.2 | 21105.4 | 21442.2 | 21799.3 | 22170.6 | -227.7 | 1380.5 | 90% through 2030, 70% through 2035
100% Percentile | 21217 | 21178 | 21480 | 21616 | 21687 | 21743 | 21797 | 21857 | 21930 | 22031 | 22150 | 22293 | 22470 | 22687 | 23065 | 23552 | 24117 | 24731 | 25374 | 26024 | 1848 | 4807
Scenario 5B_IncreasedMarket_Draft
Net Sysem Load | 2016 | 2017 | 2018 | 2019 | 2020 | 2021 | 2022 | 2023 | 2024 | 2025 | 2026 | 2027 | 2028 | 2029 | 2030 | 2031 | 2032 | 2033 | 2034 | 2035 | 2030 | 2035
10% Percentile | 20737.9 | 20627.9 | 20558.1 | 20404.8 | 20177.4 | 19941.6 | 19705.9 | 19453.3 | 19203 | 18967.4 | 18728 | 18502.8 | 18316 | 18171.8 | 18115 | 18106 | 18130.7 | 18200.1 | 18283.7 | 18370.2 | -2622.9 | -2367.7
20% Percentile | 20814 | 20738 | 20671.8 | 20537.4 | 20356.4 | 20148.6 | 19937 | 19731.4 | 19540.8 | 19345 | 19152.8 | 18984.2 | 18834.8 | 18719.6 | 18742.6 | 18817.8 | 18922.2 | 19059 | 19202.8 | 19334.2 | -2071.4 | -1479.8
30% Percentile | 20900 | 20815 | 20769.7 | 20668.1 | 20506.7 | 20338.8 | 20149.8 | 19973.2 | 19797.4 | 19623.4 | 19459.3 | 19309.1 | 19174.1 | 19089.7 | 19118.8 | 19206.2 | 19327.6 | 19469.7 | 19639.1 | 19781 | -1781.2 | -1119
40% Percentile | 20955.6 | 20892 | 20857.6 | 20787 | 20642.6 | 20471 | 20311 | 20150.6 | 19979.6 | 19811.6 | 19661.6 | 19529.2 | 19432.2 | 19373.8 | 19431 | 19543.8 | 19682.6 | 19863.6 | 20062.2 | 20256.8 | -1524.6 | -698.8
50% Percentile | 21017.5 | 20964.5 | 20946 | 20876.5 | 20751.5 | 20607.5 | 20462 | 20317.5 | 20189 | 20056 | 19920.5 | 19809 | 19742 | 19688 | 19752.5 | 19892 | 20067.5 | 20275.5 | 20515 | 20751.5 | -1265 | -266
60% Percentile | 21075 | 21034 | 21032.4 | 20983 | 20870.8 | 20747.4 | 20628.8 | 20503.4 | 20379.2 | 20269 | 20168.6 | 20092 | 20036.6 | 20010.2 | 20118.2 | 20276 | 20505.8 | 20749 | 21010.4 | 21278.2 | -956.8 | 203.2
70% Percentile | 21138.3 | 21099.6 | 21124 | 21095.3 | 21010 | 20911.5 | 20814.3 | 20713.6 | 20621.5 | 20522 | 20453.5 | 20401.3 | 20369.6 | 20377.4 | 20499.6 | 20700.1 | 20928.9 | 21192.6 | 21495.9 | 21775.8 | -638.7 | 637.5
80% Percentile | 21219.2 | 21203 | 21223.2 | 21215.2 | 21149.2 | 21067 | 20989.8 | 20909.2 | 20828.2 | 20758.2 | 20694.8 | 20659.8 | 20666 | 20702.2 | 20864.2 | 21108.4 | 21385 | 21686.2 | 22044.4 | 22372 | -355 | 1152.8
90% Percentile | 21324.1 | 21308.1 | 21375 | 21373.4 | 21331.1 | 21300.1 | 21262.1 | 21235.2 | 21211.3 | 21188.1 | 21175.1 | 21188.1 | 21226.5 | 21307.2 | 21514.2 | 21786.4 | 22113.6 | 22471.4 | 22847.8 | 23249.8 | 190.1 | 1925.7 | 85% through 2030, 50% through 2035
100% Percentile | 21749 | 21793 | 21981 | 22148 | 22262 | 22370 | 22483 | 22614 | 22758 | 22911 | 23082 | 23281 | 23514 | 23783 | 24186 | 24669 | 25217 | 25816 | 26442 | 27068 | 2437 | 5319
Scenario 5B_IncreasedMarket_Final
Net Sysem Load | 2016 | 2017 | 2018 | 2019 | 2020 | 2021 | 2022 | 2023 | 2024 | 2025 | 2026 | 2027 | 2028 | 2029 | 2030 | 2031 | 2032 | 2033 | 2034 | 2035 | 2030 | 2035
10% Percentile | 20213.9 | 20069.8 | 20133.7 | 19995.9 | 19785.9 | 19560 | 19330 | 19104.5 | 18872 | 18635.8 | 18412.9 | 18201.8 | 18029.8 | 17887.8 | 17873.9 | 17897.7 | 17945.6 | 18023.5 | 18128.7 | 18200.8 | -2340 | -2013.1
20% Percentile | 20292.8 | 20184 | 20248 | 20136.6 | 19964.6 | 19768.4 | 19577.8 | 19401.2 | 19218.4 | 19041 | 18876.8 | 18726 | 18596 | 18510 | 18548 | 18627 | 18749.4 | 18908.8 | 19072 | 19225 | -1744.8 | -1067.8
30% Percentile | 20375.7 | 20265.1 | 20351.8 | 20268.4 | 20116.7 | 19953 | 19783.4 | 19617.7 | 19453.7 | 19304.1 | 19152.7 | 19012.7 | 18898 | 18842.1 | 18908.4 | 19015.5 | 19163.7 | 19332.4 | 19503.7 | 19670 | -1467.3 | -705.7
40% Percentile | 20432.6 | 20341.2 | 20438.8 | 20375.2 | 20239.4 | 20088.6 | 19940.6 | 19801.6 | 19659 | 19508 | 19368.6 | 19269.6 | 19166.2 | 19116.2 | 19206.4 | 19342.8 | 19525.8 | 19749 | 19953.6 | 20166.2 | -1226.2 | -266.4
50% Percentile | 20494.5 | 20408 | 20532 | 20470 | 20365.5 | 20231 | 20101.5 | 19980 | 19870.5 | 19745 | 19638 | 19551 | 19485 | 19466.5 | 19572 | 19754 | 19956 | 20188.5 | 20424 | 20650.5 | -922.5 | 156
60% Percentile | 20552.4 | 20477.4 | 20609 | 20567 | 20466.2 | 20361.8 | 20257.8 | 20142.4 | 20047.8 | 19962.4 | 19879.4 | 19821 | 19774.8 | 19770.4 | 19912.6 | 20104.8 | 20356.4 | 20616.2 | 20876.8 | 21168.8 | -639.8 | 616.4
70% Percentile | 20616 | 20551 | 20699.3 | 20681.3 | 20602.3 | 20519.9 | 20435 | 20350 | 20288.2 | 20220.6 | 20161.3 | 20124.3 | 20098.9 | 20127.2 | 20286.2 | 20508.6 | 20768.5 | 21071.8 | 21351.4 | 21659.6 | -329.8 | 1043.6
80% Percentile | 20697 | 20652.2 | 20799.2 | 20801.2 | 20746.8 | 20688.2 | 20608.6 | 20549.8 | 20496 | 20452.8 | 20425 | 20404.2 | 20417.6 | 20474 | 20654.6 | 20895.2 | 21190 | 21516.2 | 21870.4 | 22229 | -42.4 | 1532 | 80% through 2030, 40% through 2035
90% Percentile | 20801 | 20751.1 | 20949.1 | 20972.1 | 20940.1 | 20916.3 | 20890.1 | 20881.4 | 20877.1 | 20882.2 | 20882.2 | 20911.2 | 20942.4 | 21036.3 | 21263.5 | 21576.9 | 21924.5 | 22321.9 | 22722.1 | 23108 | 462.5 | 2307
100% Percentile | 21231 | 21230 | 21569 | 21751 | 21873 | 21988 | 22106 | 22233 | 22374 | 22533 | 22718 | 22931 | 23179 | 23461 | 23876 | 24373 | 24945 | 25559 | 26194 | 26831 | 2645 | 5600
Sensitivity S3_NoDR_Draft
Net Sysem Load | 2016 | 2017 | 2018 | 2019 | 2020 | 2021 | 2022 | 2023 | 2024 | 2025 | 2026 | 2027 | 2028 | 2029 | 2030 | 2031 | 2032 | 2033 | 2034 | 2035 | 2030 | 2035
10% Percentile | 20730.6 | 20596.6 | 20498.2 | 20330.8 | 20069.8 | 19822.3 | 19543 | 19275.7 | 19004.8 | 18729 | 18452.6 | 18215.1 | 17983.8 | 17796.8 | 17732.6 | 17730.7 | 17751.5 | 17784.7 | 17865.4 | 17959.3 | -2998 | -2771.3
20% Percentile | 20807 | 20711.8 | 20622.8 | 20462.8 | 20255 | 20020.8 | 19786.6 | 19557.6 | 19338.8 | 19110.4 | 18903.8 | 18717.2 | 18527.2 | 18384.6 | 18367.2 | 18406.2 | 18485.2 | 18618.8 | 18757.6 | 18863.4 | -2439.8 | -1943.6
30% Percentile | 20890.1 | 20785.7 | 20721 | 20591 | 20404.7 | 20204.7 | 19997.5 | 19775.7 | 19573 | 19363.4 | 19162.1 | 18996.6 | 18825.3 | 18709.1 | 18720.7 | 18791.4 | 18878.4 | 19006 | 19173.6 | 19318.7 | -2169.4 | -1571.4
40% Percentile | 20946.2 | 20863 | 20810.2 | 20703.6 | 20529.6 | 20348.2 | 20155 | 19959.4 | 19755.8 | 19568 | 19394 | 19240.6 | 19113.4 | 19033.6 | 19066.8 | 19155.2 | 19280.6 | 19445.6 | 19640.6 | 19826.8 | -1879.4 | -1119.4
50% Percentile | 21010.5 | 20935 | 20890 | 20797.5 | 20652.5 | 20481 | 20311.5 | 20144.5 | 19971 | 19817 | 19681.5 | 19539.5 | 19430.5 | 19365.5 | 19422.5 | 19552 | 19713.5 | 19900 | 20115 | 20305 | -1588 | -705.5
60% Percentile | 21068.4 | 21003.4 | 20986.4 | 20908 | 20768.4 | 20617 | 20462.6 | 20313.4 | 20166 | 20042.4 | 19914.8 | 19804.4 | 19726 | 19688 | 19752 | 19897.8 | 20099.6 | 20349.6 | 20593.8 | 20846.4 | -1316.4 | -222
70% Percentile | 21130.3 | 21071.9 | 21068.3 | 21016.2 | 20895 | 20772.3 | 20645 | 20522 | 20390.6 | 20267.4 | 20175.2 | 20088.3 | 20035.5 | 20026.3 | 20130 | 20315.3 | 20534.9 | 20797.2 | 21070.8 | 21340.8 | -1000.3 | 210.5
80% Percentile | 21211.2 | 21171 | 21171.2 | 21136.6 | 21038.6 | 20926.2 | 20816.2 | 20717.6 | 20617.2 | 20528 | 20446.2 | 20387.4 | 20370.2 | 20380.2 | 20504.6 | 20726 | 21003 | 21313.2 | 21617.4 | 21912.2 | -706.6 | 701
90% Percentile | 21315.1 | 21273.6 | 21323 | 21301.2 | 21230.1 | 21174.3 | 21111.6 | 21043.6 | 20990 | 20953.2 | 20910 | 20895.4 | 20914.4 | 20960.9 | 21150.1 | 21406.1 | 21715.4 | 22061.6 | 22441.3 | 22809 | -165 | 1493.9 | 90% through 2030, 60% through 2035
100% Percentile | 21742 | 21754 | 21928 | 22069 | 22150 | 22217 | 22293 | 22387 | 22491 | 22604 | 22732 | 22891 | 23088 | 23329 | 23705 | 24165 | 24689 | 25306 | 25959 | 26619 | 1963 | 4877
Sensitivity S3_NoDR_Final
Net Sysem Load | 2016 | 2017 | 2018 | 2019 | 2020 | 2021 | 2022 | 2023 | 2024 | 2025 | 2026 | 2027 | 2028 | 2029 | 2030 | 2031 | 2032 | 2033 | 2034 | 2035 | 2030 | 2035
10% Percentile | 20203.7 | 20035.9 | 20056.7 | 19889.8 | 19646.7 | 19393.9 | 19117.5 | 18850.7 | 18583.7 | 18324.7 | 18064.5 | 17811.4 | 17586.8 | 17424.6 | 17367.8 | 17364.8 | 17425.9 | 17512.9 | 17599.1 | 17673.9 | -2835.9 | -2529.8
20% Percentile | 20281.6 | 20151.4 | 20184.6 | 20029.4 | 19819.8 | 19588.8 | 19352.4 | 19131 | 18913.8 | 18700 | 18495.2 | 18297 | 18136.6 | 18002.8 | 17999.4 | 18051 | 18170.8 | 18323.8 | 18464.4 | 18602 | -2282.2 | -1679.6
30% Percentile | 20366 | 20224.4 | 20283 | 20158.4 | 19969.1 | 19767.7 | 19570.7 | 19354.3 | 19147.8 | 18942.4 | 18751.1 | 18589.7 | 18441 | 18315.4 | 18354.8 | 18421.7 | 18554.6 | 18712.4 | 18869.8 | 19037.5 | -2011.2 | -1328.5
40% Percentile | 20421 | 20300 | 20371 | 20268.2 | 20103.6 | 19914.8 | 19724.2 | 19529 | 19330.2 | 19149.6 | 18979.6 | 18842.2 | 18722.2 | 18643 | 18692.6 | 18809.4 | 18966.2 | 19139.4 | 19363.8 | 19565 | -1728.4 | -856
50% Percentile | 20485 | 20371.5 | 20455 | 20368 | 20223 | 20054 | 19881.5 | 19718.5 | 19561.5 | 19399.5 | 19268.5 | 19140 | 19042.5 | 18986.5 | 19061.5 | 19206 | 19389 | 19602 | 19811 | 20028.5 | -1423.5 | -456.5
60% Percentile | 20543 | 20442 | 20551.2 | 20471.8 | 20336.4 | 20180 | 20031.4 | 19892.6 | 19755.4 | 19622 | 19495.4 | 19400.6 | 19326.8 | 19289.4 | 19397.2 | 19567.6 | 19783.6 | 20033.6 | 20305.2 | 20571.4 | -1145.8 | 28.4
70% Percentile | 20606.3 | 20506.9 | 20633.3 | 20580.6 | 20460 | 20338.9 | 20204.6 | 20083.5 | 19968.5 | 19865.3 | 19776.6 | 19702.3 | 19656.1 | 19658.3 | 19789.6 | 19974.3 | 20222.2 | 20495.3 | 20785.9 | 21079.3 | -816.7 | 473
80% Percentile | 20685 | 20607.2 | 20735.2 | 20705.6 | 20606.8 | 20495.6 | 20385 | 20296 | 20202.2 | 20105.2 | 20037.6 | 19993.2 | 19978.8 | 19997.2 | 20159.8 | 20390.6 | 20695.6 | 21000 | 21354.6 | 21664 | -525.2 | 979
90% Percentile | 20791.1 | 20717 | 20866 | 20866.6 | 20793.4 | 20736.1 | 20683.1 | 20611.7 | 20554.2 | 20527.1 | 20489.6 | 20489.5 | 20510.3 | 20575.3 | 20788.2 | 21067.9 | 21392.9 | 21755.6 | 22157.1 | 22564.3 | -2.9 | 1773.2 | 90% through 2030, 60% through 2035
100% Percentile | 21218 | 21181 | 21487 | 21628 | 21707 | 21773 | 21840 | 21934 | 22060 | 22198 | 22356 | 22541 | 22762 | 23024 | 23425 | 23914 | 24481 | 25090 | 25746 | 26433 | 2207 | 5215
Sensitivity S5_Regional RPS @ 35%_Draft
Net Sysem Load | 2016 | 2017 | 2018 | 2019 | 2020 | 2021 | 2022 | 2023 | 2024 | 2025 | 2026 | 2027 | 2028 | 2029 | 2030 | 2031 | 2032 | 2033 | 2034 | 2035 | 2030 | 2035
10% Percentile | 20738.9 | 20632.5 | 20559.8 | 20416.7 | 20196.9 | 19964 | 19726.3 | 19481 | 19230.6 | 19002.6 | 18755.6 | 18534.8 | 18356.4 | 18205.7 | 18176.5 | 18198.7 | 18253.9 | 18322.7 | 18388 | 18470.8 | -2562.4 | -2268.1
20% Percentile | 20816.6 | 20742 | 20675.8 | 20559.6 | 20377.8 | 20172.4 | 19967 | 19770.4 | 19576.6 | 19383.6 | 19206.8 | 19039.6 | 18891.6 | 18795 | 18827.2 | 18889.2 | 18993 | 19129 | 19281.6 | 19413.4 | -1989.4 | -1403.2
30% Percentile | 20899 | 20819.4 | 20776.1 | 20680 | 20530 | 20354.7 | 20176 | 20000.5 | 19830 | 19658.2 | 19498.2 | 19351 | 19227.4 | 19137.7 | 19163.2 | 19257.4 | 19398.1 | 19555.3 | 19705.4 | 19873.9 | -1735.8 | -1025.1
40% Percentile | 20955.6 | 20896 | 20867.2 | 20794.6 | 20651.6 | 20498.4 | 20337.6 | 20176 | 20014.6 | 19854.6 | 19700.4 | 19579.6 | 19484.6 | 19424.6 | 19479.8 | 19598 | 19768.4 | 19941 | 20138 | 20347.4 | -1475.8 | -608.2
50% Percentile | 21018.5 | 20966 | 20954 | 20886 | 20772.5 | 20630 | 20483 | 20347 | 20230.5 | 20093.5 | 19958.5 | 19860 | 19781 | 19757 | 19859.5 | 19997.5 | 20177 | 20374 | 20586 | 20813.5 | -1159 | -205
60% Percentile | 21076 | 21035.4 | 21036.8 | 20993 | 20882.8 | 20770.6 | 20649.8 | 20530.4 | 20418.4 | 20309.8 | 20213.2 | 20144.8 | 20098.2 | 20088.6 | 20197.2 | 20363.4 | 20586.6 | 20836.4 | 21094 | 21348.6 | -878.8 | 272.6
70% Percentile | 21139.3 | 21103.3 | 21128.3 | 21103 | 21021 | 20932.3 | 20828 | 20739 | 20662.6 | 20580.6 | 20501.9 | 20458.5 | 20434.5 | 20444.6 | 20577 | 20765.1 | 20988.6 | 21254.1 | 21545.3 | 21804.7 | -562.3 | 665.4
80% Percentile | 21219.2 | 21209 | 21227.4 | 21226.4 | 21160.2 | 21087.4 | 21009.4 | 20936.8 | 20855.4 | 20801 | 20738.2 | 20705.2 | 20701.4 | 20749 | 20923.4 | 21162 | 21446.2 | 21761.2 | 22098.4 | 22421.2 | -295.8 | 1202
90% Percentile | 21324.1 | 21310.3 | 21375 | 21391.1 | 21350.1 | 21314.9 | 21282 | 21256.4 | 21240.1 | 21214.9 | 21213.4 | 21242.2 | 21270.6 | 21340.1 | 21526.3 | 21792.2 | 22122.1 | 22489.3 | 22866.9 | 23274.8 | 202.2 | 1950.7 | 85% through 2030, 55% through 2035
100% Percentile | 21753 | 21793 | 22003 | 22179 | 22296 | 22402 | 22506 | 22621 | 22769 | 22926 | 23110 | 23324 | 23574 | 23861 | 24278 | 24762 | 25309 | 25901 | 26519 | 27136 | 2525 | 5383
Sensitivity S5_Regional RPS @ 35%_Final
Net Sysem Load | 2016 | 2017 | 2018 | 2019 | 2020 | 2021 | 2022 | 2023 | 2024 | 2025 | 2026 | 2027 | 2028 | 2029 | 2030 | 2031 | 2032 | 2033 | 2034 | 2035 | 2030 | 2035
10% Percentile | 20211.6 | 20057.8 | 20102 | 19959.9 | 19739.2 | 19497.8 | 19249.9 | 19005 | 18764.3 | 18517 | 18288.6 | 18080.7 | 17902.4 | 17767.6 | 17751.7 | 17809.2 | 17882.6 | 17953.5 | 18074.4 | 18181.1 | -2459.9 | -2030.5
20% Percentile | 20288 | 20174.8 | 20222.6 | 20098.8 | 19910.6 | 19709.6 | 19504.6 | 19308.6 | 19118.6 | 18920.6 | 18733.8 | 18576.8 | 18447.6 | 18364.4 | 18401.8 | 18493.4 | 18626 | 18810 | 18992.8 | 19153.8 | -1886.2 | -1134.2
30% Percentile | 20371.7 | 20251.7 | 20334 | 20226 | 20061.4 | 19892.9 | 19702.8 | 19519 | 19351 | 19176.5 | 18997.6 | 18862.8 | 18752.4 | 18685.1 | 18744.4 | 18862.9 | 19030.3 | 19221.7 | 19434.5 | 19621.1 | -1627.3 | -750.6
40% Percentile | 20428.6 | 20328.8 | 20416 | 20335.2 | 20193.2 | 20028.8 | 19863.2 | 19696 | 19536.2 | 19376 | 19230 | 19105.6 | 19020.4 | 18975.8 | 19058.6 | 19204.4 | 19405.4 | 19627.6 | 19867.4 | 20102.6 | -1370 | -326
50% Percentile | 20492 | 20397.5 | 20502 | 20428 | 20314 | 20159.5 | 20026 | 19885.5 | 19749 | 19619 | 19506.5 | 19413.5 | 19337.5 | 19326 | 19443.5 | 19625.5 | 19851.5 | 20098.5 | 20354 | 20597 | -1048.5 | 105
60% Percentile | 20548.4 | 20464.2 | 20585.8 | 20531.8 | 20405 | 20291 | 20175 | 20051.8 | 19931.6 | 19828.6 | 19744.4 | 19680 | 19631.4 | 19627 | 19760.8 | 19962.4 | 20222.4 | 20524.6 | 20828.6 | 21110 | -787.6 | 561.6
70% Percentile | 20613.3 | 20534.9 | 20679.3 | 20646.2 | 20548.2 | 20451 | 20342.3 | 20247.3 | 20157.3 | 20080.8 | 20013.9 | 19978.3 | 19963.9 | 19983.8 | 20161.5 | 20397.1 | 20668.2 | 20985.8 | 21314.6 | 21640.9 | -451.8 | 1027.6
80% Percentile | 20692.4 | 20635 | 20776 | 20764 | 20693.4 | 20614.4 | 20526.2 | 20458.4 | 20381 | 20321.2 | 20286 | 20275 | 20285 | 20321.4 | 20522 | 20788.4 | 21126.8 | 21486.4 | 21853.2 | 22223.2 | -170.4 | 1530.8 | 80% through 2030, 45% through 2035
90% Percentile | 20796.2 | 20738.1 | 20917.6 | 20937.4 | 20887.5 | 20848.3 | 20819.3 | 20790.1 | 20753 | 20751 | 20747.5 | 20784.7 | 20832.5 | 20934.2 | 21177.4 | 21487.5 | 21845.9 | 22262.5 | 22689.3 | 23104 | 381.2 | 2307.8
100% Percentile | 21226 | 21211 | 21537 | 21703 | 21808 | 21903 | 21999 | 22115 | 22258 | 22412 | 22588 | 22791 | 23034 | 23320 | 23750 | 24271 | 24870 | 25512 | 26173 | 26836 | 2524 | 5610
Sensitivity S10_Lower Conservation_Draft
Net Sysem Load | 2016 | 2017 | 2018 | 2019 | 2020 | 2021 | 2022 | 2023 | 2024 | 2025 | 2026 | 2027 | 2028 | 2029 | 2030 | 2031 | 2032 | 2033 | 2034 | 2035 | 2030 | 2035
10% Percentile | 20750.9 | 20694.9 | 20668.7 | 20572.9 | 20437.2 | 20316 | 20160 | 20022.7 | 19884.8 | 19737.7 | 19585.4 | 19456 | 19312.6 | 19206.9 | 19159.9 | 19144.8 | 19210.4 | 19278.3 | 19321.9 | 19402.6 | -1591 | -1348.3
20% Percentile | 20837 | 20794 | 20802 | 20756.6 | 20656.4 | 20545.6 | 20433.4 | 20330.8 | 20240.8 | 20145.6 | 20040.4 | 19967 | 19897.6 | 19839.6 | 19817 | 19842.6 | 19907.6 | 20015 | 20131.6 | 20266.2 | -1020 | -570.8
30% Percentile | 20917.7 | 20885 | 20896 | 20864.4 | 20787.4 | 20713.7 | 20646.4 | 20568.8 | 20515.5 | 20447.7 | 20378.5 | 20307.8 | 20252.3 | 20226.7 | 20256.7 | 20294.4 | 20445.7 | 20597.7 | 20751.8 | 20866.4 | -661 | -51.3
40% Percentile | 20972.2 | 20957.2 | 20993.6 | 20980.6 | 20938 | 20875.4 | 20822.6 | 20760.6 | 20738.8 | 20692 | 20648.2 | 20605 | 20595.6 | 20587 | 20619 | 20668.6 | 20782.4 | 20943.6 | 21139.8 | 21321.6 | -353.2 | 349.4
50% Percentile | 21034.5 | 21034.5 | 21082 | 21087 | 21063.5 | 21024 | 20997 | 20970.5 | 20946 | 20920.5 | 20895 | 20881.5 | 20877 | 20883.5 | 20950 | 21028 | 21186 | 21346 | 21559.5 | 21770.5 | -84.5 | 736 | 50% through 2030, 30% through 2035
60% Percentile | 21088.8 | 21105.4 | 21174.8 | 21206.4 | 21188.4 | 21173.4 | 21143.4 | 21139.8 | 21124.2 | 21105.8 | 21093.8 | 21099.2 | 21114.2 | 21151 | 21251.2 | 21389.6 | 21540 | 21784 | 22014.8 | 22274.6 | 162.4 | 1185.8
70% Percentile | 21154 | 21182.3 | 21269 | 21315 | 21319.3 | 21325.2 | 21340.7 | 21368 | 21408.3 | 21419.9 | 21445.2 | 21495.2 | 21546.9 | 21592.3 | 21698.9 | 21797.7 | 22002.5 | 22260.6 | 22506.3 | 22786.9 | 544.9 | 1632.9
80% Percentile | 21240 | 21272.6 | 21368.2 | 21444 | 21479.4 | 21527.4 | 21564 | 21614.4 | 21669.4 | 21727.4 | 21791.4 | 21837.4 | 21910.2 | 21990.6 | 22098.8 | 22295.6 | 22541.2 | 22836.2 | 23096.8 | 23399 | 858.8 | 2159
90% Percentile | 21336.3 | 21379.2 | 21512.4 | 21620.2 | 21689.6 | 21752 | 21829.1 | 21890.9 | 21989.6 | 22083.8 | 22178.6 | 22270.4 | 22367.4 | 22509.5 | 22679 | 22891.9 | 23143.5 | 23562.3 | 23835.4 | 24137 | 1342.7 | 2800.7
100% Percentile | 21783 | 21897 | 22208 | 22494 | 22738 | 22990 | 23255 | 23540 | 23845 | 24165 | 24500 | 24807 | 25148 | 25543 | 25933 | 26335 | 26795 | 27308 | 27840 | 28363 | 4150 | 6580
Sensitivity S10_Lower Conservation_Final
Net Sysem Load | 2016 | 2017 | 2018 | 2019 | 2020 | 2021 | 2022 | 2023 | 2024 | 2025 | 2026 | 2027 | 2028 | 2029 | 2030 | 2031 | 2032 | 2033 | 2034 | 2035 | 2030 | 2035
10% Percentile | 20229.8 | 20153.9 | 20275.8 | 20214 | 20125.2 | 20010.5 | 19892.6 | 19799.8 | 19678.8 | 19606.3 | 19529.8 | 19462.9 | 19423 | 19393.8 | 19369.9 | 19363.9 | 19426.4 | 19517.9 | 19612.1 | 19674.5 | -859.9 | -555.3
20% Percentile | 20316 | 20262 | 20408.4 | 20368 | 20304 | 20225 | 20174.6 | 20123.2 | 20079.6 | 20040.6 | 20008.2 | 19973.2 | 19971.4 | 19960 | 20005.8 | 20061.6 | 20177 | 20312 | 20465.6 | 20596.4 | -310.2 | 280.4
30% Percentile | 20395.7 | 20343.4 | 20500.7 | 20497 | 20453.7 | 20408.2 | 20353.7 | 20328 | 20299.1 | 20278.1 | 20268.4 | 20254.4 | 20264.7 | 20297.2 | 20362.4 | 20465.7 | 20609.8 | 20789.2 | 20968.8 | 21139.4 | -33.3 | 743.7 | 30% through 2030, 10% through 2035
40% Percentile | 20456 | 20419 | 20594.2 | 20614 | 20580 | 20546.2 | 20524.8 | 20516.6 | 20514.8 | 20514.2 | 20529 | 20541.6 | 20565.6 | 20613 | 20696.2 | 20799 | 20958 | 21141 | 21346.6 | 21558.2 | 240.2 | 1102.2
50% Percentile | 20518 | 20492.5 | 20681 | 20716 | 20715 | 20703.5 | 20691 | 20696 | 20730.5 | 20759 | 20790.5 | 20818 | 20861 | 20929.5 | 21047 | 21188 | 21372 | 21561 | 21787.5 | 21984 | 529 | 1466
60% Percentile | 20575 | 20554 | 20760.2 | 20822.8 | 20812 | 20815.4 | 20843 | 20877.6 | 20918.8 | 20968.4 | 21017 | 21104 | 21181.4 | 21275.2 | 21426 | 21608.2 | 21808.8 | 22075.8 | 22317 | 22564.4 | 851 | 1989.4
70% Percentile | 20638 | 20635.6 | 20860.3 | 20927.3 | 20951.3 | 20983.3 | 21027.9 | 21088.6 | 21156.6 | 21242.9 | 21309 | 21402.3 | 21499.9 | 21616.7 | 21786.2 | 21976.3 | 22224.3 | 22496 | 22784.2 | 23054.1 | 1148.2 | 2416.1
80% Percentile | 20719.2 | 20736 | 20955.4 | 21045.4 | 21105.2 | 21162.6 | 21231.2 | 21322.2 | 21405.2 | 21495.2 | 21612.4 | 21718 | 21844.8 | 22005.4 | 22179.2 | 22407.8 | 22672.4 | 22975.2 | 23292.2 | 23608.2 | 1460 | 2889
90% Percentile | 20826.2 | 20839.2 | 21109.4 | 21220.2 | 21292.3 | 21383 | 21501.4 | 21626 | 21786.1 | 21920.6 | 22046.3 | 22178.6 | 22341.8 | 22544.3 | 22758.2 | 23022.6 | 23338.1 | 23705 | 24074.3 | 24418.9 | 1932 | 3592.7
100% Percentile | 21256 | 21323 | 21753 | 22032 | 22264 | 22503 | 22756 | 23028 | 23321 | 23628 | 23956 | 24318 | 24724 | 25151 | 25626 | 26151 | 26724 | 27328 | 27941 | 28543 | 4370 | 7287

## Deciles - EE Development
Energy Efficiency Development (aMW)
Scenario 1B_Draft
Conservation Developmenmt | 2016 | 2017 | 2018 | 2019 | 2020 | 2021 | 2022 | 2023 | 2024 | 2025 | 2026 | 2027 | 2028 | 2029 | 2030 | 2031 | 2032 | 2033 | 2034 | 2035
10% Percentile | 153.19 | 327 | 526.29 | 751.98 | 1006 | 1284 | 1580 | 1888.9 | 2209 | 2533 | 2855 | 3171.9 | 3474 | 3686.6 | 3787.8 | 3859 | 3917.7 | 3969 | 4016.8 | 4059.8
20% Percentile | 154.2 | 329.1 | 529.7 | 756.68 | 1014 | 1295 | 1594 | 1906 | 2231 | 2561 | 2888 | 3209 | 3521.8 | 3740.8 | 3846 | 3919 | 3981 | 4034 | 4082.8 | 4128.8
30% Percentile | 154.8 | 330.2 | 531.47 | 759.9 | 1018 | 1301 | 1602 | 1916 | 2243 | 2577 | 2907 | 3234 | 3548.7 | 3771 | 3882 | 3958 | 4020 | 4075 | 4123.7 | 4171
40% Percentile | 155.4 | 331.16 | 533.16 | 762.3 | 1022 | 1306 | 1609 | 1926 | 2256 | 2590 | 2923 | 3251 | 3568 | 3792.6 | 3905 | 3982 | 4046 | 4101 | 4152 | 4200.6
50% Percentile | 155.9 | 332.4 | 534.9 | 765 | 1025 | 1311 | 1616 | 1934 | 2266 | 2603 | 2937 | 3267 | 3588.5 | 3820 | 3935 | 4012.5 | 4077 | 4135 | 4185 | 4235
60% Percentile | 156.4 | 333.4 | 537 | 767.7 | 1029 | 1316 | 1622 | 1942 | 2277 | 2616 | 2953 | 3288 | 3613 | 3849 | 3967.4 | 4048 | 4115.4 | 4174.4 | 4226.4 | 4278
70% Percentile | 157.43 | 335.5 | 539.4 | 771.53 | 1034 | 1323 | 1631 | 1954 | 2290 | 2632.3 | 2972 | 3309 | 3636.3 | 3874 | 3997 | 4079 | 4147.3 | 4209 | 4263.3 | 4318
80% Percentile | 165.3 | 341.52 | 544.92 | 777.04 | 1040 | 1331 | 1641 | 1968 | 2307 | 2653.2 | 2997.4 | 3337.2 | 3669.2 | 3913.2 | 4040 | 4123.2 | 4195 | 4257.6 | 4314.2 | 4368.2
90% Percentile | 172.8 | 358.31 | 563.32 | 793.5 | 1057 | 1348 | 1658 | 1987 | 2330 | 2681.1 | 3030.2 | 3381 | 3725.1 | 3977.1 | 4110.1 | 4209 | 4284.1 | 4350 | 4411 | 4467.4
100% Percentile | 183.6 | 389 | 618.7 | 875.6 | 1156 | 1467 | 1800 | 2154 | 2522 | 2902 | 3284 | 3661 | 4028 | 4309 | 4459 | 4559 | 4644 | 4724 | 4801 | 4870
Scenario 1B_Final
Conservation Developmenmt | 2016 | 2017 | 2018 | 2019 | 2020 | 2021 | 2022 | 2023 | 2024 | 2025 | 2026 | 2027 | 2028 | 2029 | 2030 | 2031 | 2032 | 2033 | 2034 | 2035
10% Percentile | 154.658 | 329.059 | 528.375 | 753.481 | 1007.409 | 1285.255 | 1579.678 | 1887.992 | 2207.684 | 2531.167 | 2854.541 | 3172.011 | 3480.063 | 3662.769 | 3763.824 | 3818.117 | 3865.894 | 3911.085 | 3954.871 | 3997.986
20% Percentile | 155.32 | 330.49 | 530.622 | 756.758 | 1011.696 | 1290.966 | 1587.914 | 1897.902 | 2220.364 | 2549.572 | 2876.43 | 3198.234 | 3511.412 | 3702.042 | 3807.308 | 3864.422 | 3915.494 | 3961.968 | 4008.624 | 4054.826
30% Percentile | 155.88 | 331.478 | 532.247 | 759.544 | 1015.63 | 1297.149 | 1595.562 | 1908.397 | 2233.557 | 2564.418 | 2892.645 | 3218.798 | 3535.465 | 3731.318 | 3838.755 | 3899.615 | 3952.955 | 4002.027 | 4049.64 | 4097.504
40% Percentile | 156.386 | 332.466 | 533.632 | 761.77 | 1019.194 | 1301.972 | 1602.744 | 1917.516 | 2244.752 | 2577.166 | 2909.612 | 3237.822 | 3559.846 | 3760.378 | 3872.534 | 3933.868 | 3987.284 | 4035.916 | 4085.116 | 4135.214
50% Percentile | 156.8 | 333.155 | 535.095 | 764.005 | 1022.64 | 1306.345 | 1608.55 | 1925 | 2254.47 | 2590.81 | 2925.855 | 3258.07 | 3580.67 | 3788.785 | 3904.07 | 3968.305 | 4022.035 | 4072.715 | 4122.18 | 4172.445
60% Percentile | 157.274 | 334.09 | 536.828 | 766.722 | 1026.234 | 1311.88 | 1616.144 | 1933.648 | 2266.344 | 2605.37 | 2941.668 | 3275.212 | 3603.42 | 3816.584 | 3933.072 | 3998.422 | 4055.092 | 4107.468 | 4160.154 | 4211.656
70% Percentile | 158.09 | 335.95 | 539.32 | 770.155 | 1031.809 | 1319.195 | 1624.99 | 1946.151 | 2281.448 | 2619.496 | 2958.231 | 3296.865 | 3626.848 | 3847.91 | 3970.268 | 4039.191 | 4096.718 | 4151.594 | 4205.615 | 4260.104
80% Percentile | 160.586 | 340.204 | 546.744 | 784.346 | 1046.238 | 1334.15 | 1640.028 | 1961.824 | 2296.736 | 2641.714 | 2984.638 | 3327.704 | 3660.834 | 3889.864 | 4017.744 | 4088.228 | 4149.11 | 4202.652 | 4258.606 | 4312.734
90% Percentile | 174.642 | 365.814 | 577.735 | 811.834 | 1074.491 | 1361.048 | 1667.274 | 1993.086 | 2332.092 | 2677.545 | 3026.876 | 3374.172 | 3718.614 | 3956.994 | 4093.883 | 4169.344 | 4234.377 | 4292.38 | 4347.92 | 4403.845
100% Percentile | 185.17 | 390.15 | 619.77 | 875.38 | 1156.4 | 1463.31 | 1787.91 | 2137.84 | 2503.52 | 2876.13 | 3249.86 | 3620.05 | 3984.1 | 4256.54 | 4401.3 | 4479.13 | 4543.79 | 4605.52 | 4666.84 | 4729.28
Scenario 2B_Draft
Conservation Developmenmt | 2016 | 2017 | 2018 | 2019 | 2020 | 2021 | 2022 | 2023 | 2024 | 2025 | 2026 | 2027 | 2028 | 2029 | 2030 | 2031 | 2032 | 2033 | 2034 | 2035
10% Percentile | 170.3 | 361.4 | 578.59 | 822.89 | 1097 | 1397 | 1711.9 | 2037 | 2375 | 2714 | 3050.9 | 3379.9 | 3697 | 3921.9 | 4037.9 | 4116.9 | 4183 | 4239.8 | 4291.9 | 4344.7
20% Percentile | 171.2 | 363.3 | 581.6 | 827.28 | 1103.8 | 1405.8 | 1723.8 | 2053 | 2393 | 2739 | 3080.8 | 3412.8 | 3736 | 3967 | 4085.8 | 4169 | 4240 | 4300.6 | 4353.8 | 4408.8
30% Percentile | 172 | 364.8 | 584.27 | 831.6 | 1109 | 1413 | 1733 | 2064 | 2408 | 2755 | 3099.7 | 3437.7 | 3765 | 3998 | 4118 | 4203 | 4276 | 4338 | 4396 | 4451
40% Percentile | 172.7 | 366.1 | 586.7 | 835.3 | 1115 | 1419 | 1740 | 2074 | 2419 | 2768.6 | 3116 | 3455 | 3786 | 4024 | 4148 | 4235 | 4308.6 | 4374.6 | 4432.2 | 4489
50% Percentile | 173.95 | 368.3 | 589.5 | 839 | 1120 | 1426 | 1748 | 2083 | 2430 | 2781 | 3131 | 3476.5 | 3808.5 | 4049 | 4176 | 4264.5 | 4339 | 4405 | 4465.5 | 4523.5
60% Percentile | 175.8 | 371.3 | 593 | 843.24 | 1125 | 1432 | 1757 | 2094 | 2444 | 2799 | 3151.4 | 3496 | 3834 | 4080 | 4210 | 4300 | 4375.4 | 4443 | 4504.4 | 4565
70% Percentile | 177 | 373.7 | 596.7 | 847.93 | 1131 | 1440.3 | 1767 | 2106 | 2458.3 | 2815 | 3171 | 3518.3 | 3860 | 4106 | 4238 | 4329 | 4406 | 4476 | 4540 | 4601
80% Percentile | 177.8 | 375.8 | 600.2 | 852.42 | 1138 | 1448.2 | 1777 | 2119 | 2474 | 2833 | 3191.2 | 3544 | 3886 | 4139 | 4272.2 | 4366 | 4446 | 4518.2 | 4583 | 4645
90% Percentile | 179 | 378.1 | 603.9 | 858.71 | 1146 | 1460 | 1792 | 2138 | 2495.1 | 2859 | 3222.1 | 3579 | 3928 | 4185.1 | 4328 | 4423 | 4503.1 | 4578.1 | 4646.1 | 4711.2
100% Percentile | 184.9 | 389.7 | 623 | 885.4 | 1177 | 1500 | 1847 | 2209 | 2588 | 2977 | 3367 | 3753 | 4130 | 4424 | 4587 | 4701 | 4799 | 4892 | 4979 | 5059
Scenario 2B_Final
Conservation Developmenmt | 2016 | 2017 | 2018 | 2019 | 2020 | 2021 | 2022 | 2023 | 2024 | 2025 | 2026 | 2027 | 2028 | 2029 | 2030 | 2031 | 2032 | 2033 | 2034 | 2035
10% Percentile | 171.63 | 363.41 | 580.036 | 823.598 | 1094.488 | 1389.736 | 1698.852 | 2018.024 | 2348.752 | 2680.147 | 3009.867 | 3334.947 | 3651.228 | 3838.299 | 3944.137 | 4004.632 | 4055.011 | 4098.155 | 4144.693 | 4185.655
20% Percentile | 172.538 | 365.238 | 582.942 | 827.17 | 1100.486 | 1396.752 | 1708.158 | 2030.94 | 2365.046 | 2703.17 | 3038.448 | 3367.942 | 3688.58 | 3885.066 | 3995.782 | 4059.69 | 4111.626 | 4158.644 | 4204.29 | 4248.21
30% Percentile | 173.217 | 366.41 | 585.037 | 830.249 | 1104.475 | 1403.223 | 1716.71 | 2041.592 | 2377.296 | 2717.713 | 3055.635 | 3387.54 | 3711.62 | 3913.989 | 4027.011 | 4090.408 | 4142.331 | 4190.374 | 4238.085 | 4284.061
40% Percentile | 173.786 | 367.406 | 586.56 | 832.546 | 1108.2 | 1408.756 | 1723.452 | 2050.554 | 2389.256 | 2732.148 | 3072.436 | 3407.332 | 3733.908 | 3940.446 | 4056.1 | 4120.19 | 4175.366 | 4223.876 | 4271.098 | 4319.092
50% Percentile | 174.235 | 368.48 | 588.255 | 835.065 | 1111.935 | 1413.07 | 1730.275 | 2059.345 | 2399.235 | 2744.445 | 3087.445 | 3425.39 | 3755.685 | 3967.02 | 4086.26 | 4152.765 | 4207.94 | 4259.46 | 4309.105 | 4357.865
60% Percentile | 174.864 | 369.524 | 589.926 | 837.714 | 1115.28 | 1417.59 | 1736.168 | 2066.41 | 2410.054 | 2757.366 | 3102.904 | 3444.476 | 3777.12 | 3996.024 | 4116.85 | 4184.262 | 4240.624 | 4291.49 | 4341.382 | 4391.734
70% Percentile | 175.583 | 370.869 | 591.779 | 840.526 | 1119.346 | 1423.262 | 1743.45 | 2076.048 | 2420.965 | 2771.433 | 3120.599 | 3464.595 | 3799.389 | 4020.645 | 4144.497 | 4212.076 | 4269.221 | 4322.098 | 4371.964 | 4423.709
80% Percentile | 176.542 | 372.474 | 594.542 | 844.022 | 1123.984 | 1429.524 | 1751.68 | 2086.142 | 2434.696 | 2787.896 | 3138.456 | 3485.814 | 3824.38 | 4055.578 | 4183.722 | 4253.33 | 4312.152 | 4366.326 | 4417.798 | 4469.402
90% Percentile | 177.641 | 374.833 | 598.246 | 849.047 | 1131.696 | 1438.788 | 1764.137 | 2103.048 | 2454.971 | 2812.348 | 3170.144 | 3521.973 | 3867.213 | 4105.009 | 4235.085 | 4307.055 | 4368.105 | 4423.018 | 4477.205 | 4530.378
100% Percentile | 186.62 | 392.88 | 625.16 | 883.6 | 1175.87 | 1494.96 | 1831.19 | 2180.4 | 2542.61 | 2915.14 | 3285.98 | 3652.04 | 4012.43 | 4289.33 | 4439.56 | 4523.55 | 4597.59 | 4669.23 | 4741.13 | 4812.28
Scenario 3A_Draft
Conservation Developmenmt | 2016 | 2017 | 2018 | 2019 | 2020 | 2021 | 2022 | 2023 | 2024 | 2025 | 2026 | 2027 | 2028 | 2029 | 2030 | 2031 | 2032 | 2033 | 2034 | 2035
10% Percentile | 167.69 | 357.59 | 573.4 | 815.6 | 1087 | 1382 | 1691 | 2011 | 2340 | 2670 | 2995.9 | 3315.9 | 3624.8 | 3835.9 | 3935 | 4004 | 4060.5 | 4103.7 | 4144 | 4186.8
20% Percentile | 169.7 | 360.7 | 578.18 | 821.98 | 1095.8 | 1392.8 | 1704 | 2027.8 | 2361 | 2696 | 3026.8 | 3353 | 3666.8 | 3889 | 3998 | 4074 | 4136.8 | 4185 | 4233 | 4280.6
30% Percentile | 171 | 363.1 | 581.5 | 826.77 | 1101 | 1400 | 1714 | 2040 | 2376 | 2715.7 | 3052.7 | 3382 | 3702 | 3929 | 4043 | 4121.7 | 4186 | 4239 | 4289.7 | 4337.7
40% Percentile | 172.1 | 364.9 | 584.1 | 830.4 | 1107 | 1407 | 1723 | 2052 | 2389 | 2732.6 | 3071 | 3404 | 3727 | 3959 | 4075 | 4153.6 | 4219.6 | 4277 | 4328.6 | 4376.6
50% Percentile | 173.4 | 366.7 | 586.65 | 833.9 | 1111 | 1414 | 1732 | 2062 | 2403 | 2749 | 3089 | 3423.5 | 3749 | 3983 | 4101.5 | 4182.5 | 4250.5 | 4309.5 | 4363 | 4414
60% Percentile | 174.94 | 369.3 | 589.3 | 837.3 | 1116 | 1420 | 1740 | 2073 | 2416 | 2765 | 3110 | 3447 | 3776 | 4012 | 4134 | 4216 | 4284 | 4343 | 4396.4 | 4450
70% Percentile | 176 | 371.5 | 593 | 841.7 | 1121 | 1426 | 1748.3 | 2083.3 | 2430 | 2781 | 3129 | 3471 | 3803 | 4044.3 | 4168.3 | 4252.3 | 4322 | 4385 | 4439 | 4492
80% Percentile | 176.82 | 373.8 | 596.2 | 846.22 | 1128 | 1435 | 1759.2 | 2096.2 | 2445.2 | 2796 | 3149 | 3494 | 3830.2 | 4077 | 4205.4 | 4291.2 | 4361 | 4425 | 4481 | 4535
90% Percentile | 178.2 | 376.2 | 600.7 | 853.21 | 1137 | 1446 | 1774 | 2115.1 | 2470 | 2826.1 | 3182 | 3534 | 3876 | 4127 | 4260.1 | 4347.1 | 4420 | 4487 | 4545 | 4601
100% Percentile | 184.6 | 389.7 | 622.1 | 881.8 | 1172 | 1491 | 1828 | 2184 | 2556 | 2934 | 3313 | 3690 | 4056 | 4339 | 4490 | 4592 | 4677 | 4757 | 4832 | 4900
Scenario 3A_Final
Conservation Developmenmt | 2016 | 2017 | 2018 | 2019 | 2020 | 2021 | 2022 | 2023 | 2024 | 2025 | 2026 | 2027 | 2028 | 2029 | 2030 | 2031 | 2032 | 2033 | 2034 | 2035
10% Percentile | 174.349 | 368.638 | 587.765 | 833.841 | 1107.963 | 1405.107 | 1716.598 | 2038.503 | 2369.101 | 2703.017 | 3032.34 | 3355.998 | 3668.771 | 3850.903 | 3957.08 | 4015.318 | 4065.419 | 4109.393 | 4152.18 | 4196.393
20% Percentile | 174.998 | 370.118 | 590.346 | 836.986 | 1112.71 | 1411.268 | 1724.188 | 2048.212 | 2382.888 | 2719.644 | 3054.634 | 3382.86 | 3702.296 | 3897.01 | 4007.234 | 4068.512 | 4119.524 | 4164.868 | 4210.986 | 4253.816
30% Percentile | 175.607 | 371.217 | 592.221 | 839.81 | 1116.661 | 1417.764 | 1732.901 | 2058.027 | 2395.172 | 2734.858 | 3072.708 | 3404.215 | 3726.271 | 3925.334 | 4036.911 | 4099.066 | 4151.724 | 4197.111 | 4242.464 | 4288.808
40% Percentile | 176.1 | 372.08 | 593.428 | 842.056 | 1119.988 | 1422.008 | 1738.662 | 2066.504 | 2405.264 | 2748.024 | 3087.706 | 3420.878 | 3744.932 | 3947.812 | 4063.288 | 4127.842 | 4180.452 | 4227.258 | 4275.146 | 4322.072
50% Percentile | 176.565 | 373.07 | 595.035 | 844.14 | 1123.21 | 1426.25 | 1744.57 | 2074.32 | 2415.155 | 2760.185 | 3102.855 | 3440.15 | 3768.035 | 3979.025 | 4095.18 | 4159.965 | 4213.795 | 4263.49 | 4312.3 | 4361.34
60% Percentile | 177.01 | 373.882 | 596.668 | 846.508 | 1126.33 | 1430.442 | 1750.312 | 2081.858 | 2425.176 | 2772.074 | 3117.04 | 3457.162 | 3788.578 | 4005.118 | 4125.314 | 4190.128 | 4245.922 | 4296.792 | 4345.394 | 4392.674
70% Percentile | 177.526 | 375.003 | 598.453 | 849.39 | 1130.266 | 1435.854 | 1757.524 | 2090.585 | 2435.83 | 2785.474 | 3134.116 | 3476.755 | 3810.969 | 4031.107 | 4151.358 | 4215.596 | 4271.679 | 4322.6 | 4372.18 | 4421.847
80% Percentile | 178.488 | 376.88 | 600.856 | 852.546 | 1135.336 | 1442.27 | 1765.226 | 2100.75 | 2448.17 | 2799.774 | 3151.106 | 3497.384 | 3833.49 | 4062.086 | 4187.38 | 4254.916 | 4312.904 | 4365.146 | 4415.944 | 4466.352
90% Percentile | 180.479 | 380.142 | 605.669 | 858.866 | 1142.022 | 1451.004 | 1776.671 | 2114.736 | 2464.703 | 2820.13 | 3175.999 | 3526.215 | 3870.818 | 4109.424 | 4238.684 | 4311.999 | 4371.175 | 4426.95 | 4481.151 | 4534.604
100% Percentile | 186.62 | 393.84 | 627.44 | 889.08 | 1182.3 | 1500.81 | 1835.42 | 2183.24 | 2551.25 | 2928.49 | 3300.14 | 3671.54 | 4034.08 | 4305.58 | 4449.78 | 4527.24 | 4593.08 | 4654.92 | 4715.85 | 4775.7
Scenario 3C_Coal Retirement
Conservation Developmenmt | 2016 | 2017 | 2018 | 2019 | 2020 | 2021 | 2022 | 2023 | 2024 | 2025 | 2026 | 2027 | 2028 | 2029 | 2030 | 2031 | 2032 | 2033 | 2034 | 2035
10% Percentile | 150.367 | 321.759 | 517.8 | 738.068 | 985.392 | 1254.797 | 1538.047 | 1832.816 | 2136.83 | 2443.673 | 2746.789 | 3044.327 | 3332.737 | 3493.678 | 3570.498 | 3601.929 | 3621.434 | 3641.178 | 3660.555 | 3685.64
20% Percentile | 151.298 | 323.66 | 520.918 | 742.762 | 991.59 | 1262.912 | 1549.616 | 1847.11 | 2155.238 | 2465.482 | 2772.472 | 3073.772 | 3366.506 | 3536.018 | 3621.672 | 3658.24 | 3686.164 | 3716.824 | 3750.264 | 3780.408
30% Percentile | 152.057 | 325.16 | 522.924 | 745.914 | 996.186 | 1268.981 | 1558.017 | 1858.111 | 2168.124 | 2483.069 | 2794.638 | 3101.067 | 3399.733 | 3577.482 | 3666.211 | 3709.614 | 3744.446 | 3778.255 | 3806.863 | 3842.27
40% Percentile | 152.906 | 326.498 | 525.256 | 749.176 | 999.95 | 1274.674 | 1565.544 | 1868.19 | 2181.294 | 2498.446 | 2814.69 | 3124.184 | 3427.636 | 3617.08 | 3715.898 | 3760.66 | 3796.79 | 3831.24 | 3870.312 | 3907.58
50% Percentile | 154.53 | 329.025 | 527.93 | 752.745 | 1005.475 | 1282.44 | 1574.865 | 1880.905 | 2196.55 | 2517.4 | 2837.835 | 3150.365 | 3457.88 | 3648.65 | 3746.86 | 3797.325 | 3840.855 | 3881.005 | 3920.67 | 3961.53
60% Percentile | 155.57 | 330.758 | 530.682 | 756.79 | 1010.784 | 1289.296 | 1584 | 1891.958 | 2211.776 | 2536.814 | 2860.946 | 3180.972 | 3494.09 | 3694.74 | 3798.832 | 3851.982 | 3895.71 | 3937.394 | 3980.44 | 4023.712
70% Percentile | 156.4 | 332.453 | 533.559 | 760.908 | 1016.554 | 1297.247 | 1595.553 | 1907.278 | 2230.777 | 2559.414 | 2887.291 | 3210.481 | 3526.537 | 3734.51 | 3840.665 | 3899.844 | 3947.861 | 3992.752 | 4037.833 | 4082.001
80% Percentile | 157.742 | 335.504 | 538.12 | 767.548 | 1028.02 | 1312.072 | 1614.842 | 1931.908 | 2260.596 | 2591.634 | 2924.204 | 3251.49 | 3573.59 | 3785.45 | 3901.306 | 3966.77 | 4017.586 | 4064.32 | 4109.896 | 4154.084
90% Percentile | 173.452 | 361.767 | 571.188 | 803.46 | 1062.241 | 1343.568 | 1643.276 | 1958.65 | 2294.701 | 2633.604 | 2975.11 | 3313.908 | 3647.013 | 3867.072 | 3995.37 | 4059.088 | 4116.143 | 4165.821 | 4212.507 | 4258.983
100% Percentile | 184.84 | 389.45 | 617.68 | 871.92 | 1151.16 | 1455.61 | 1774.7 | 2105.29 | 2445.33 | 2810.96 | 3180.67 | 3546.87 | 3906.42 | 4175.11 | 4316.71 | 4391.95 | 4453.18 | 4510.18 | 4566.63 | 4623.33
Scenario 3D_Coal Retirement wSCC_MidRange
Conservation Developmenmt | 2016 | 2017 | 2018 | 2019 | 2020 | 2021 | 2022 | 2023 | 2024 | 2025 | 2026 | 2027 | 2028 | 2029 | 2030 | 2031 | 2032 | 2033 | 2034 | 2035
10% Percentile | 154.64 | 328.984 | 528.491 | 753.989 | 1007.999 | 1287.593 | 1584.216 | 1896.392 | 2223.119 | 2554.558 | 2885.194 | 3212.299 | 3533.39 | 3733.489 | 3844.732 | 3914.497 | 3966.978 | 4015.566 | 4060.578 | 4108.431
20% Percentile | 155.238 | 330.458 | 530.664 | 757.45 | 1013.502 | 1295.35 | 1595.586 | 1912.326 | 2243.07 | 2581.97 | 2921.772 | 3256.872 | 3584.796 | 3786.956 | 3905.476 | 3974.766 | 4030.878 | 4081.02 | 4131.438 | 4179.928
30% Percentile | 155.85 | 331.504 | 532.49 | 760.477 | 1018.367 | 1302.631 | 1606.991 | 1927.297 | 2260.451 | 2603.361 | 2946.445 | 3286.694 | 3616.7 | 3830.182 | 3955.148 | 4025.351 | 4086.156 | 4139.144 | 4188.876 | 4238.811
40% Percentile | 156.408 | 332.622 | 534.342 | 763.432 | 1022.932 | 1309.65 | 1615.756 | 1940.092 | 2280.268 | 2628.09 | 2974.064 | 3315.89 | 3650.632 | 3867.52 | 3988.108 | 4059.888 | 4118.218 | 4170.708 | 4221.454 | 4272.436
50% Percentile | 156.86 | 333.64 | 536.385 | 766.865 | 1028.1 | 1318.97 | 1631.145 | 1958.22 | 2300.235 | 2647.915 | 2996.005 | 3341.305 | 3678.87 | 3897.055 | 4024.085 | 4097.21 | 4156.745 | 4209.705 | 4262 | 4313.265
60% Percentile | 157.568 | 335.068 | 538.814 | 771.212 | 1037.056 | 1331.86 | 1643.692 | 1974.884 | 2320.018 | 2674.41 | 3026.81 | 3371.822 | 3710.7 | 3936.666 | 4063.068 | 4137.524 | 4197.356 | 4251.446 | 4303.064 | 4354.742
70% Percentile | 159.749 | 341.151 | 553.592 | 793.316 | 1059.536 | 1352.844 | 1664.97 | 1997.16 | 2344.573 | 2697.699 | 3051.813 | 3400.773 | 3741.05 | 3967.542 | 4094.419 | 4169.983 | 4228.236 | 4282.682 | 4335.325 | 4389.313
80% Percentile | 174.152 | 366.642 | 582.808 | 823.16 | 1089.862 | 1384.496 | 1698.546 | 2031.752 | 2377.776 | 2728.558 | 3081.976 | 3432.374 | 3776.67 | 4006.808 | 4135.282 | 4207.75 | 4267.75 | 4322.696 | 4378.414 | 4434.31
90% Percentile | 175.702 | 370.271 | 590.057 | 836.324 | 1112.546 | 1414.347 | 1736.115 | 2069.348 | 2418.202 | 2773.659 | 3127.46 | 3476.574 | 3819.19 | 4065.451 | 4200.492 | 4273.061 | 4332.757 | 4389.035 | 4442.496 | 4499.227
100% Percentile | 185.65 | 391.56 | 621.81 | 879.82 | 1162.99 | 1474.35 | 1808.29 | 2155.54 | 2516.05 | 2887.95 | 3258.5 | 3629.77 | 3995.3 | 4269.86 | 4415.99 | 4494.52 | 4560.75 | 4622.88 | 4685.29 | 4747.64
Scenario 3E_Coal Retirement wSCC_MidRange No New Gas
Conservation Developmenmt | 2016 | 2017 | 2018 | 2019 | 2020 | 2021 | 2022 | 2023 | 2024 | 2025 | 2026 | 2027 | 2028 | 2029 | 2030 | 2031 | 2032 | 2033 | 2034 | 2035
10% Percentile | 174.319 | 369.586 | 591.549 | 841.468 | 1122.171 | 1429.432 | 1752.485 | 2087.771 | 2435.605 | 2790.058 | 3142.459 | 3489.823 | 3828.062 | 4039.976 | 4171.712 | 4258.342 | 4335.425 | 4408.052 | 4478.91 | 4549.761
20% Percentile | 175.32 | 371.238 | 593.978 | 845.488 | 1128.02 | 1436.672 | 1761.108 | 2099.792 | 2452.496 | 2810.022 | 3166.39 | 3520.106 | 3862.722 | 4083.678 | 4218.95 | 4308.668 | 4388.202 | 4462.208 | 4535.412 | 4607.838
30% Percentile | 175.947 | 372.534 | 596.15 | 848.347 | 1131.818 | 1441.857 | 1769.777 | 2109.924 | 2463.991 | 2824.23 | 3183.509 | 3539.039 | 3886.542 | 4112.24 | 4249.621 | 4340.397 | 4421.915 | 4497.474 | 4572.023 | 4645.603
40% Percentile | 176.46 | 373.528 | 597.816 | 850.862 | 1135.842 | 1446.856 | 1775.498 | 2118.598 | 2475.188 | 2837.818 | 3200.254 | 3558.322 | 3908.668 | 4136.306 | 4275.576 | 4367.378 | 4449.464 | 4525.9 | 4601.23 | 4676.02
50% Percentile | 177.1 | 374.58 | 599.4 | 853.12 | 1138.745 | 1451.275 | 1781.55 | 2126.235 | 2484.09 | 2848.61 | 3214.065 | 3575.445 | 3928.035 | 4166.075 | 4309.16 | 4401.03 | 4484.28 | 4562.395 | 4638.735 | 4714.115
60% Percentile | 177.61 | 375.66 | 600.924 | 855.624 | 1142.292 | 1455.594 | 1787.272 | 2133.176 | 2494.046 | 2861.83 | 3229.54 | 3593.556 | 3949.336 | 4191.74 | 4337.088 | 4430.45 | 4514.976 | 4593.842 | 4670.364 | 4747.216
70% Percentile | 178.143 | 376.842 | 602.643 | 858.224 | 1145.876 | 1461.093 | 1794.022 | 2142.036 | 2504.019 | 2873.819 | 3243.996 | 3610.789 | 3970.63 | 4220.272 | 4368.38 | 4463.007 | 4548.423 | 4628.553 | 4706.325 | 4783.947
80% Percentile | 178.75 | 378.172 | 605.066 | 861.51 | 1150.646 | 1467.088 | 1801.76 | 2151.84 | 2516.322 | 2888.964 | 3262.634 | 3631.692 | 3994.178 | 4245.744 | 4396.232 | 4491.162 | 4576.934 | 4659.98 | 4739.892 | 4817.858
90% Percentile | 179.76 | 380.04 | 607.814 | 865.872 | 1156.506 | 1474.828 | 1813.013 | 2166.774 | 2534.662 | 2909.921 | 3287.403 | 3662.402 | 4029.674 | 4292.295 | 4447.98 | 4546.545 | 4634.989 | 4719.669 | 4801.041 | 4881.523
100% Percentile | 186.96 | 394.39 | 628.33 | 892.59 | 1190.68 | 1517.35 | 1863.15 | 2229.93 | 2611.12 | 3006.1 | 3397.53 | 3790.08 | 4175.75 | 4475.35 | 4645.77 | 4749.56 | 4843.99 | 4934.49 | 5023.84 | 5115.4
Scenario 5B_IncreasedMarket_Draft
Conservation Developmenmt | 2016 | 2017 | 2018 | 2019 | 2020 | 2021 | 2022 | 2023 | 2024 | 2025 | 2026 | 2027 | 2028 | 2029 | 2030 | 2031 | 2032 | 2033 | 2034 | 2035
10% Percentile | 136.8 | 295.2 | 479.09 | 688.67 | 924.19 | 1183 | 1460.9 | 1748 | 2047 | 2351.9 | 2655.9 | 2954 | 3246.8 | 3446 | 3522.8 | 3573.6 | 3610 | 3644.8 | 3674 | 3698
20% Percentile | 138 | 298.6 | 487.06 | 704.06 | 944.88 | 1208 | 1490 | 1787 | 2096.8 | 2412 | 2717.8 | 3023.8 | 3324.6 | 3523.8 | 3606 | 3667 | 3710 | 3750.6 | 3787 | 3820
30% Percentile | 147.57 | 314.64 | 505.67 | 724.61 | 968.18 | 1239 | 1522.7 | 1823.7 | 2132.7 | 2448.4 | 2762 | 3072.7 | 3375.7 | 3580 | 3676 | 3736 | 3784.7 | 3825 | 3861 | 3897
40% Percentile | 152.66 | 325.6 | 522.42 | 743.86 | 989.9 | 1263.6 | 1554 | 1855.6 | 2169.6 | 2491 | 2807 | 3119 | 3420.2 | 3634.6 | 3733.6 | 3798 | 3849 | 3888 | 3931 | 3970.6
50% Percentile | 154.2 | 328.8 | 528.55 | 753.25 | 1006 | 1282 | 1576 | 1883 | 2199 | 2522 | 2842 | 3158 | 3463.5 | 3679 | 3783 | 3848.5 | 3904.5 | 3955.5 | 4002 | 4048
60% Percentile | 155.2 | 330.44 | 531.4 | 758.6 | 1014 | 1295 | 1592.4 | 1902.8 | 2228 | 2555 | 2882 | 3200 | 3510 | 3727.4 | 3830.4 | 3903.4 | 3959.4 | 4011 | 4059 | 4107
70% Percentile | 155.8 | 332.1 | 533.93 | 762.63 | 1021 | 1305 | 1607 | 1922 | 2249 | 2581 | 2910.3 | 3236 | 3553.3 | 3779 | 3893.3 | 3966.6 | 4027.3 | 4082.3 | 4132 | 4180
80% Percentile | 156.7 | 334.2 | 537.1 | 767.6 | 1028 | 1314 | 1619 | 1938 | 2270.2 | 2606 | 2941 | 3273 | 3594 | 3827.2 | 3946.2 | 4023 | 4087 | 4145.2 | 4197 | 4248.2
90% Percentile | 164.24 | 339.72 | 543.2 | 774.91 | 1039 | 1328 | 1637 | 1962 | 2301.1 | 2644 | 2987 | 3326 | 3653.1 | 3893.2 | 4018.2 | 4100.1 | 4170.2 | 4230.3 | 4286.4 | 4342.1
100% Percentile | 183.6 | 387.3 | 616.4 | 870.7 | 1151 | 1459 | 1784 | 2120 | 2467 | 2843 | 3220 | 3595 | 3957 | 4235 | 4384 | 4483 | 4565 | 4641 | 4714 | 4780
Scenario 5B_IncreasedMarket_Final
Conservation Developmenmt | 2016 | 2017 | 2018 | 2019 | 2020 | 2021 | 2022 | 2023 | 2024 | 2025 | 2026 | 2027 | 2028 | 2029 | 2030 | 2031 | 2032 | 2033 | 2034 | 2035
10% Percentile | 137.318 | 295.169 | 476.6 | 680.725 | 909.939 | 1160.065 | 1424.691 | 1699.537 | 1984.903 | 2272.02 | 2556.924 | 2834.759 | 3109.813 | 3253.998 | 3318.691 | 3330.895 | 3343.061 | 3358.106 | 3368.589 | 3382.094
20% Percentile | 138.028 | 296.71 | 479.026 | 684.432 | 915.136 | 1167.396 | 1434.856 | 1713.082 | 2001.748 | 2295.316 | 2585.37 | 2869.294 | 3148.014 | 3304.216 | 3374.862 | 3398.212 | 3415.244 | 3432.9 | 3453.326 | 3478
30% Percentile | 138.68 | 297.97 | 480.886 | 687.317 | 919.682 | 1173.367 | 1443.405 | 1726.271 | 2017.603 | 2313.278 | 2606.255 | 2896.658 | 3181.332 | 3350.282 | 3430.263 | 3460.196 | 3486.01 | 3510.276 | 3538.897 | 3565.687
40% Percentile | 139.256 | 299.046 | 482.784 | 690.41 | 923.826 | 1180.698 | 1452.406 | 1735.496 | 2031.06 | 2330.514 | 2628.64 | 2927.278 | 3215.088 | 3390.858 | 3480.964 | 3513.67 | 3542.164 | 3572.2 | 3605.79 | 3639.418
50% Percentile | 140.46 | 301.185 | 485.3 | 694.2 | 930.13 | 1189.22 | 1463.085 | 1749.73 | 2047.45 | 2349.145 | 2652.57 | 2953.39 | 3247.825 | 3435.12 | 3527.5 | 3565.595 | 3603.03 | 3638.9 | 3673.135 | 3710.335
60% Percentile | 144.216 | 308.39 | 496.538 | 712.502 | 948.822 | 1204.26 | 1479.184 | 1765.674 | 2065.264 | 2370.594 | 2678.146 | 2984.656 | 3285.626 | 3480.638 | 3577.88 | 3628.918 | 3664.984 | 3704.246 | 3742.93 | 3781.326
70% Percentile | 155.273 | 328.143 | 520.66 | 733.074 | 968.933 | 1226.01 | 1502.529 | 1790.444 | 2091.797 | 2401.016 | 2713.937 | 3030.659 | 3339.37 | 3541.241 | 3643.574 | 3690.358 | 3732.761 | 3773.413 | 3815.234 | 3859.789
80% Percentile | 156.114 | 331.204 | 528.752 | 747.142 | 988.922 | 1250.642 | 1530.37 | 1827.14 | 2134.4 | 2454.142 | 2773.214 | 3095.518 | 3415.032 | 3620.042 | 3731.504 | 3785.996 | 3832.882 | 3879.438 | 3924.74 | 3969.25
90% Percentile | 157.345 | 333.458 | 534.401 | 759.938 | 1011.872 | 1285.819 | 1577.79 | 1886.44 | 2209.394 | 2536.913 | 2866.063 | 3196.916 | 3523.706 | 3737.475 | 3849.47 | 3910.339 | 3959.615 | 4003.641 | 4047.211 | 4090.359
100% Percentile | 180.97 | 380.38 | 604.66 | 849.84 | 1115.8 | 1407.02 | 1720.07 | 2048.56 | 2391.88 | 2746.56 | 3100.73 | 3451.54 | 3809.96 | 4075.25 | 4210.51 | 4277.17 | 4332.48 | 4383.8 | 4436.57 | 4491.7
Sensitivity S3_NoDR_Draft
Conservation Developmenmt | 2016 | 2017 | 2018 | 2019 | 2020 | 2021 | 2022 | 2023 | 2024 | 2025 | 2026 | 2027 | 2028 | 2029 | 2030 | 2031 | 2032 | 2033 | 2034 | 2035
10% Percentile | 169.8 | 360.3 | 576.09 | 819.39 | 1093 | 1390 | 1703 | 2026.9 | 2361.9 | 2701 | 3033 | 3357.9 | 3672.9 | 3893 | 4006 | 4081.8 | 4148 | 4204 | 4254 | 4303
20% Percentile | 170.9 | 362.7 | 580 | 824.68 | 1099 | 1398 | 1714 | 2041.8 | 2379 | 2721 | 3059 | 3390 | 3710.8 | 3937.8 | 4052 | 4131 | 4197.8 | 4257.6 | 4308.8 | 4360
30% Percentile | 171.7 | 363.87 | 582.37 | 828.1 | 1104 | 1405 | 1722 | 2052 | 2391 | 2735 | 3076 | 3411 | 3735.7 | 3965 | 4083.7 | 4166.7 | 4234.7 | 4294 | 4349.7 | 4402.7
40% Percentile | 172.3 | 365.16 | 584.3 | 830.9 | 1108 | 1411 | 1729 | 2060 | 2403 | 2748.6 | 3093 | 3432 | 3758.6 | 3992 | 4114 | 4198 | 4268.6 | 4331.6 | 4388 | 4443
50% Percentile | 173 | 366.45 | 586.15 | 833.6 | 1112 | 1415 | 1735 | 2069 | 2414.5 | 2763.5 | 3109.5 | 3450 | 3781 | 4017 | 4141 | 4228 | 4299.5 | 4363 | 4421 | 4477
60% Percentile | 174 | 368 | 588.3 | 836.74 | 1116 | 1421 | 1743 | 2077.4 | 2424 | 2775 | 3126 | 3469 | 3803.4 | 4047 | 4174 | 4263 | 4334.4 | 4401.8 | 4463 | 4521
70% Percentile | 175.6 | 370.53 | 591.7 | 840.33 | 1121 | 1427 | 1750.3 | 2087.3 | 2437 | 2790 | 3142.3 | 3490 | 3828 | 4074 | 4203.3 | 4294 | 4369 | 4438 | 4500 | 4559
80% Percentile | 177.2 | 373.52 | 595.42 | 845.6 | 1127 | 1436 | 1761 | 2101 | 2453.2 | 2810.2 | 3164 | 3512.2 | 3854 | 4103.2 | 4238.4 | 4331.2 | 4408 | 4478.2 | 4541.2 | 4602
90% Percentile | 178.5 | 376.22 | 600.2 | 852.01 | 1136 | 1446.1 | 1775 | 2117.1 | 2475 | 2839 | 3199.1 | 3555 | 3902 | 4161.1 | 4298 | 4391 | 4472 | 4545.1 | 4612 | 4672
100% Percentile | 184.9 | 389.7 | 623 | 883.2 | 1177 | 1500 | 1840 | 2195 | 2567 | 2947 | 3320 | 3697 | 4065 | 4352 | 4509 | 4618 | 4712 | 4801 | 4884 | 4959
Sensitivity S3_NoDR_Final
Conservation Developmenmt | 2016 | 2017 | 2018 | 2019 | 2020 | 2021 | 2022 | 2023 | 2024 | 2025 | 2026 | 2027 | 2028 | 2029 | 2030 | 2031 | 2032 | 2033 | 2034 | 2035
10% Percentile | 171.081 | 362.785 | 579.585 | 823.538 | 1095.282 | 1389.337 | 1698.578 | 2018.911 | 2349.498 | 2682.424 | 3010.206 | 3329.288 | 3639.167 | 3826.619 | 3928.621 | 3985.185 | 4029.566 | 4071.178 | 4108.137 | 4143.99
20% Percentile | 172.638 | 365.802 | 583.968 | 828.866 | 1102.31 | 1399.144 | 1710.326 | 2032.368 | 2365.434 | 2701.672 | 3033.622 | 3359.73 | 3678.684 | 3869.676 | 3976.968 | 4034.58 | 4080.866 | 4123.764 | 4163.516 | 4204.174
30% Percentile | 173.804 | 367.274 | 586.416 | 832.031 | 1106.548 | 1404.66 | 1717.568 | 2041.191 | 2376.431 | 2715.112 | 3051.654 | 3382.497 | 3702.466 | 3900.116 | 4009.546 | 4069.841 | 4118.017 | 4161.369 | 4203.791 | 4244.729
40% Percentile | 174.478 | 368.722 | 588.542 | 834.862 | 1110.882 | 1410.15 | 1724.914 | 2051.028 | 2387.64 | 2728.154 | 3066.424 | 3399.59 | 3723.588 | 3926.576 | 4037.916 | 4097.828 | 4147.198 | 4191.466 | 4234.524 | 4276.836
50% Percentile | 175.06 | 369.87 | 590.42 | 837.65 | 1114.55 | 1415.805 | 1732.39 | 2060.62 | 2399.29 | 2742.775 | 3082.845 | 3417.525 | 3742.595 | 3952.96 | 4067.32 | 4128.47 | 4179.045 | 4224.255 | 4267.87 | 4311.21
60% Percentile | 175.75 | 371.124 | 591.842 | 840.446 | 1118.69 | 1420.756 | 1738.848 | 2068.38 | 2410.334 | 2755.744 | 3098.69 | 3436.746 | 3766.608 | 3977.168 | 4093.9 | 4156.568 | 4208.444 | 4256.426 | 4300.626 | 4344.05
70% Percentile | 176.393 | 372.31 | 594.053 | 843.053 | 1122.49 | 1426.28 | 1746.148 | 2077.942 | 2421.693 | 2768.308 | 3113.858 | 3455.484 | 3788.195 | 4006.65 | 4125.031 | 4187.162 | 4240.116 | 4287.032 | 4331.423 | 4375.721
80% Percentile | 176.99 | 373.9 | 596.886 | 846.724 | 1126.94 | 1432.276 | 1753.758 | 2088.618 | 2436.004 | 2786.3 | 3135.068 | 3479.284 | 3814.706 | 4039.038 | 4159.264 | 4222.688 | 4275.504 | 4324.284 | 4369.83 | 4415.71
90% Percentile | 178.1 | 376.18 | 599.701 | 851.702 | 1133.968 | 1442.735 | 1766.838 | 2102.761 | 2454.172 | 2809.214 | 3162.196 | 3510.958 | 3848.923 | 4081.472 | 4207.985 | 4272.855 | 4328.946 | 4380.62 | 4428.494 | 4476.223
100% Percentile | 186.62 | 392.83 | 624.64 | 882.92 | 1173.53 | 1490.12 | 1823.01 | 2168.16 | 2525.8 | 2893.54 | 3261.3 | 3627.94 | 3985.96 | 4255.98 | 4395.62 | 4466.73 | 4531.07 | 4591.81 | 4651.42 | 4709.15
Sensitivity S5_Regional RPS @ 35%_Draft
Conservation Developmenmt | 2016 | 2017 | 2018 | 2019 | 2020 | 2021 | 2022 | 2023 | 2024 | 2025 | 2026 | 2027 | 2028 | 2029 | 2030 | 2031 | 2032 | 2033 | 2034 | 2035
10% Percentile | 137.6 | 296.8 | 480.5 | 688.89 | 924.88 | 1183 | 1459 | 1745 | 2043 | 2344 | 2643.9 | 2931.8 | 3210.9 | 3396 | 3470.9 | 3510 | 3541.8 | 3564.9 | 3595.9 | 3623.8
20% Percentile | 139.7 | 300.2 | 485.88 | 696.4 | 933.68 | 1195 | 1475 | 1767 | 2071.8 | 2378 | 2682 | 2976.8 | 3262.8 | 3455 | 3536.8 | 3586.8 | 3628.8 | 3666 | 3703.6 | 3738.8
30% Percentile | 141 | 302.57 | 489.67 | 701.77 | 942.8 | 1208 | 1490.7 | 1785.7 | 2093 | 2404 | 2711 | 3012.7 | 3307 | 3508 | 3602 | 3658 | 3700.1 | 3738.7 | 3778.1 | 3817.4
40% Percentile | 142.4 | 305.26 | 494 | 710 | 953.38 | 1222 | 1505.6 | 1805 | 2114 | 2427.6 | 2740 | 3048.6 | 3345.6 | 3558 | 3657.6 | 3715.6 | 3768 | 3813.2 | 3861 | 3912.2
50% Percentile | 151.6 | 317.15 | 507.2 | 723.7 | 967.35 | 1236 | 1523 | 1825 | 2137 | 2458 | 2773 | 3082.5 | 3386.5 | 3602.5 | 3700.5 | 3767 | 3821.5 | 3880 | 3930.5 | 3980.5
60% Percentile | 154.64 | 327.9 | 521.66 | 738.1 | 982.88 | 1254 | 1542 | 1845.4 | 2164 | 2485 | 2804.4 | 3123 | 3432 | 3656 | 3762.8 | 3834 | 3889.8 | 3945.2 | 4000.8 | 4055
70% Percentile | 155.6 | 330.63 | 530.1 | 754.06 | 1003 | 1278 | 1569.3 | 1877 | 2196 | 2520 | 2845 | 3165 | 3473.3 | 3704 | 3814 | 3893.3 | 3958.3 | 4018.3 | 4079 | 4132
80% Percentile | 156.4 | 332.52 | 534.2 | 762.2 | 1019 | 1300 | 1598 | 1909 | 2233 | 2561 | 2888 | 3211.4 | 3530 | 3766.2 | 3881 | 3959 | 4024.2 | 4085 | 4143 | 4202.2
90% Percentile | 157.8 | 335.8 | 539.61 | 769.9 | 1032 | 1319.1 | 1623.1 | 1943.1 | 2274 | 2608.3 | 2939.2 | 3274 | 3601 | 3841.1 | 3968.5 | 4053.1 | 4120.6 | 4181.5 | 4241.2 | 4301
100% Percentile | 183.6 | 386.7 | 614.9 | 867.7 | 1148 | 1456 | 1777 | 2102 | 2434 | 2777 | 3131 | 3502 | 3854 | 4121 | 4256 | 4344 | 4415 | 4492 | 4565 | 4631
Sensitivity S5_Regional RPS @ 35%_Final
Conservation Developmenmt | 2016 | 2017 | 2018 | 2019 | 2020 | 2021 | 2022 | 2023 | 2024 | 2025 | 2026 | 2027 | 2028 | 2029 | 2030 | 2031 | 2032 | 2033 | 2034 | 2035
10% Percentile | 150.29 | 321.598 | 517.508 | 737.459 | 984.498 | 1253.307 | 1536.162 | 1829.797 | 2131.955 | 2435.972 | 2734.635 | 3027.465 | 3309.618 | 3458.892 | 3523.327 | 3540.77 | 3549.968 | 3555.984 | 3560.761 | 3565.057
20% Percentile | 151.066 | 323.306 | 520.17 | 741.438 | 989.748 | 1260.428 | 1545.37 | 1841.472 | 2147.588 | 2454.472 | 2757.328 | 3050.84 | 3333.808 | 3491.396 | 3559.158 | 3578.178 | 3588.762 | 3596.432 | 3602.53 | 3608.184
30% Percentile | 151.84 | 324.517 | 521.981 | 744.35 | 993.279 | 1265.71 | 1552.674 | 1850.307 | 2158.018 | 2468.761 | 2773.85 | 3071.389 | 3359.994 | 3520.194 | 3590.339 | 3609.488 | 3619.433 | 3625.91 | 3631.777 | 3637.159
40% Percentile | 152.44 | 325.766 | 523.83 | 746.796 | 997.07 | 1270.564 | 1559.374 | 1859.222 | 2169.396 | 2481.348 | 2790.61 | 3091.758 | 3382.886 | 3550.546 | 3624.022 | 3643.658 | 3653.884 | 3661.204 | 3668.214 | 3674.41
50% Percentile | 153.36 | 327.23 | 525.7 | 749.715 | 1001.25 | 1276.035 | 1566.435 | 1868.22 | 2180.43 | 2495.465 | 2806.68 | 3109.205 | 3403.265 | 3576.405 | 3653.425 | 3674.17 | 3685.54 | 3694.93 | 3702.205 | 3710.065
60% Percentile | 154.984 | 329.65 | 528.464 | 753.108 | 1006.036 | 1282.092 | 1573.722 | 1878.236 | 2191.606 | 2509.202 | 2822.832 | 3128 | 3424.198 | 3604.776 | 3681.872 | 3706.14 | 3719.596 | 3731.388 | 3740.026 | 3748.454
70% Percentile | 156.073 | 331.649 | 531.763 | 757.506 | 1011.486 | 1289.796 | 1582.938 | 1891.684 | 2209.407 | 2529.024 | 2847.215 | 3157.453 | 3457.008 | 3640.012 | 3720.223 | 3744.412 | 3758.987 | 3771.863 | 3784.979 | 3800.202
80% Percentile | 157.754 | 335.412 | 537.648 | 765.59 | 1023.584 | 1305.356 | 1605.09 | 1913.004 | 2233.312 | 2555.798 | 2876.938 | 3190.844 | 3493.518 | 3683.744 | 3767.536 | 3792.31 | 3807.65 | 3824.61 | 3845.688 | 3865.222
90% Percentile | 173.481 | 362.699 | 572.081 | 803.634 | 1061.341 | 1340.093 | 1636.505 | 1948.905 | 2269.715 | 2603.676 | 2931.014 | 3246.958 | 3561.864 | 3762.178 | 3862.649 | 3902.732 | 3928.417 | 3960.796 | 3984.937 | 4023.909
100% Percentile | 184.84 | 388.99 | 616.84 | 870.86 | 1149.98 | 1454.3 | 1772.84 | 2106.06 | 2460.44 | 2821.36 | 3187.86 | 3551.79 | 3906.61 | 4167.61 | 4299.85 | 4364.5 | 4418.33 | 4468.71 | 4518.79 | 4569.23
Sensitivity S10_Lower Conservation_Draft
Conservation Developmenmt | 2016 | 2017 | 2018 | 2019 | 2020 | 2021 | 2022 | 2023 | 2024 | 2025 | 2026 | 2027 | 2028 | 2029 | 2030 | 2031 | 2032 | 2033 | 2034 | 2035
10% Percentile | 64.41 | 138.3 | 223.3 | 319 | 425.49 | 541.3 | 663.89 | 790.69 | 924.98 | 1064 | 1204 | 1345 | 1486 | 1626.9 | 1687 | 1723.9 | 1754.9 | 1800 | 1847.8 | 1895.9
20% Percentile | 64.75 | 139 | 224.6 | 321.08 | 428.7 | 546 | 670.3 | 800.28 | 938.48 | 1084 | 1240 | 1406 | 1575.6 | 1754.6 | 1869.8 | 1973.2 | 2064 | 2159 | 2257.8 | 2330.8
30% Percentile | 65.09 | 139.7 | 225.87 | 323.3 | 432.47 | 553.07 | 685.85 | 828.77 | 993.36 | 1170 | 1359.4 | 1556.6 | 1768.4 | 1992.1 | 2144 | 2270.7 | 2387 | 2514.1 | 2626.9 | 2741.1
40% Percentile | 65.5 | 140.8 | 229.24 | 344.66 | 471.66 | 609.52 | 770.34 | 942.26 | 1124.2 | 1313 | 1511.4 | 1732.2 | 1969.8 | 2232.8 | 2425.2 | 2565.4 | 2702.6 | 2811.2 | 2937.2 | 3061.8
50% Percentile | 104.2 | 195.7 | 306.35 | 432.7 | 560.25 | 709.8 | 871.25 | 1041.5 | 1243 | 1458 | 1699.5 | 1959.5 | 2218 | 2502 | 2684.5 | 2842.5 | 2970.5 | 3102 | 3219 | 3318.5
60% Percentile | 136.1 | 274.28 | 389.6 | 517.72 | 653.32 | 825.5 | 1003.8 | 1195.4 | 1411.8 | 1651.2 | 1902 | 2178 | 2446.4 | 2711.2 | 2920.2 | 3080.8 | 3219 | 3328.4 | 3402 | 3447.4
70% Percentile | 137.1 | 294.3 | 466.03 | 623.1 | 778.37 | 948.13 | 1158.2 | 1370.8 | 1624.6 | 1896.7 | 2160 | 2448.2 | 2730.6 | 3029 | 3220.2 | 3360.6 | 3422.3 | 3456 | 3489 | 3519.3
80% Percentile | 137.9 | 296.6 | 478.8 | 681.8 | 895.06 | 1112.4 | 1363.4 | 1624.2 | 1893.2 | 2179.2 | 2460.6 | 2738.2 | 3019.4 | 3284.4 | 3396.6 | 3465 | 3511.4 | 3541.2 | 3569.2 | 3591
90% Percentile | 144.69 | 302.2 | 486.54 | 694.72 | 927.84 | 1184 | 1455 | 1738 | 2033 | 2329 | 2623.1 | 2917.2 | 3211.1 | 3424.1 | 3507.2 | 3556.2 | 3591 | 3627 | 3654 | 3680.1
100% Percentile | 181.2 | 382.3 | 600.8 | 833.6 | 1094 | 1383 | 1681 | 1967 | 2263 | 2566 | 2865 | 3185 | 3523 | 3770 | 3861 | 3902 | 3931 | 3962 | 4014 | 4067
Sensitivity S10_Lower Conservation_Final
Conservation Developmenmt | 2016 | 2017 | 2018 | 2019 | 2020 | 2021 | 2022 | 2023 | 2024 | 2025 | 2026 | 2027 | 2028 | 2029 | 2030 | 2031 | 2032 | 2033 | 2034 | 2035
10% Percentile | 73.069 | 155.569 | 249.384 | 354.199 | 471.438 | 597.736 | 729.915 | 866.522 | 1009.212 | 1153.213 | 1297.912 | 1441.07 | 1580.936 | 1688.666 | 1737.263 | 1742.642 | 1745.237 | 1750.004 | 1754.187 | 1758.207
20% Percentile | 73.34 | 156.19 | 250.32 | 355.754 | 473.62 | 601.12 | 734.936 | 872.984 | 1016.614 | 1163.16 | 1309.77 | 1455.422 | 1599.77 | 1715.742 | 1773.018 | 1784.304 | 1794.238 | 1807.01 | 1825.052 | 1848.794
30% Percentile | 73.62 | 156.66 | 251.197 | 357.05 | 475.43 | 603.684 | 738.593 | 878.559 | 1024.274 | 1172.748 | 1322.311 | 1471.569 | 1620.485 | 1749.006 | 1811.841 | 1835.276 | 1856.233 | 1885.21 | 1921.867 | 1951.397
40% Percentile | 73.876 | 157.136 | 251.918 | 358.26 | 477.146 | 606.116 | 741.892 | 882.848 | 1030.41 | 1181.456 | 1333.918 | 1487.162 | 1644.46 | 1788.218 | 1872.718 | 1911.276 | 1947.324 | 1992.352 | 2021.682 | 2077.946
50% Percentile | 74.055 | 157.575 | 252.695 | 359.495 | 479.07 | 608.59 | 745.61 | 888.795 | 1039.105 | 1194.135 | 1352.57 | 1513.715 | 1686.64 | 1847.88 | 1951.31 | 2011.91 | 2055.275 | 2113.015 | 2184.955 | 2262.075
60% Percentile | 74.344 | 158.164 | 253.658 | 361.08 | 481.644 | 612.418 | 751.532 | 899.522 | 1057.732 | 1226.114 | 1399.936 | 1593.054 | 1771.506 | 1924.504 | 2030.44 | 2102.462 | 2165.482 | 2236.424 | 2314.002 | 2400.774
70% Percentile | 75.006 | 159.493 | 256.047 | 364.779 | 488.586 | 625.905 | 770.656 | 928.587 | 1122.24 | 1316.368 | 1492.834 | 1672.159 | 1862.846 | 2039.121 | 2172.579 | 2260.002 | 2338.026 | 2405.672 | 2497.205 | 2587.746
80% Percentile | 136.674 | 264.388 | 384.806 | 505.814 | 635.55 | 769.59 | 910.972 | 1062.76 | 1223.098 | 1397.47 | 1569.754 | 1753.862 | 1970.862 | 2171.02 | 2323.29 | 2431.222 | 2535.474 | 2638.364 | 2731.63 | 2826.92
90% Percentile | 138.51 | 292.996 | 438.446 | 574.055 | 711.964 | 852.495 | 995.545 | 1155.186 | 1323.624 | 1527.076 | 1710.038 | 1937.576 | 2166.296 | 2409.676 | 2586.885 | 2720.99 | 2817.778 | 2925.814 | 3023.897 | 3106.085
100% Percentile | 177.03 | 370.01 | 581.51 | 807.73 | 1049.69 | 1310.81 | 1583.76 | 1866.49 | 2140.22 | 2441.24 | 2753.19 | 3061.29 | 3362.82 | 3570.38 | 3650.4 | 3662.84 | 3667.51 | 3669.28 | 3670.34 | 3671.03

## Deciles - DR Development
Demand Response Developmenmt (MW)
Scenario 1B_Draft
Demand Response Developmenmt | 2016 | 2017 | 2018 | 2019 | 2020 | 2021 | 2022 | 2023 | 2024 | 2025 | 2026 | 2027 | 2028 | 2029 | 2030 | 2031 | 2032 | 2033 | 2034 | 2035
10% Percentile | 134 | 134 | 134 | 134 | 143 | 143 | 143 | 143 | 143 | 143 | 143 | 143 | 143 | 143 | 143 | 143 | 143 | 153 | 153 | 153
20% Percentile | 396.2 | 396.2 | 396.2 | 396.2 | 396.2 | 396.2 | 396.2 | 396.2 | 396.2 | 396.2 | 396.2 | 396.2 | 396.2 | 396.2 | 396.2 | 396.2 | 396.2 | 399 | 399 | 399
30% Percentile | 501 | 501 | 501 | 501 | 501 | 501 | 501 | 501 | 501 | 501 | 501 | 501 | 501 | 501 | 501 | 501 | 501 | 501 | 501 | 501
40% Percentile | 501 | 501 | 501 | 501 | 501 | 501 | 501 | 501 | 501 | 501 | 501 | 501 | 501 | 501 | 501 | 501 | 501 | 501 | 501 | 501
50% Percentile | 501 | 626 | 626 | 626 | 630.5 | 630.5 | 630.5 | 630.5 | 630.5 | 630.5 | 630.5 | 630.5 | 630.5 | 630.5 | 630.5 | 630.5 | 630.5 | 635 | 635 | 635
60% Percentile | 501 | 781 | 785 | 785 | 791 | 791 | 791 | 791 | 791 | 791 | 791 | 791 | 791 | 791 | 791 | 791 | 791 | 801 | 801 | 801
70% Percentile | 501 | 947 | 947 | 947 | 947 | 947 | 947 | 947 | 947 | 947 | 947 | 947 | 947 | 947 | 947 | 948.8 | 948.8 | 956.3 | 956.3 | 956.3
80% Percentile | 501 | 1002 | 1002 | 1002 | 1002 | 1002 | 1002 | 1002 | 1002 | 1002 | 1002 | 1002 | 1002 | 1002 | 1002 | 1002 | 1002 | 1002 | 1002 | 1002
90% Percentile | 501 | 1002 | 1262 | 1262 | 1291.1 | 1291.1 | 1291.1 | 1291.1 | 1291.1 | 1291.1 | 1291.1 | 1291.1 | 1291.1 | 1291.1 | 1291.1 | 1292.7 | 1292.7 | 1312 | 1312 | 1312
100% Percentile | 501 | 1002 | 1503 | 1881 | 2260 | 2260 | 2260 | 2337 | 2337 | 2451 | 2451 | 2461 | 2461 | 2461 | 2461 | 2480 | 2480 | 2644 | 2644 | 2644
Scenario 1B_Final
Demand Response Developmenmt | 2016 | 2017 | 2018 | 2019 | 2020 | 2021 | 2022 | 2023 | 2024 | 2025 | 2026 | 2027 | 2028 | 2029 | 2030 | 2031 | 2032 | 2033 | 2034 | 2035
10% Percentile | 501 | 958.7 | 958.7 | 960 | 960 | 960 | 960 | 960 | 960 | 960 | 960 | 973.3 | 973.3 | 1001.3 | 1001.3 | 1002 | 1002 | 1218.4 | 1218.4 | 1634.3
20% Percentile | 501 | 1002 | 1002 | 1002 | 1002 | 1002 | 1002 | 1002 | 1002 | 1002 | 1002 | 1002 | 1002 | 1002 | 1002 | 1002 | 1002 | 1294 | 1294 | 1744
30% Percentile | 501 | 1002 | 1002 | 1002 | 1002 | 1002 | 1002 | 1002 | 1002 | 1002 | 1002 | 1002 | 1002 | 1011 | 1011 | 1181.3 | 1181.3 | 1445 | 1445 | 1888
40% Percentile | 501 | 1002 | 1011 | 1011 | 1054.2 | 1054.2 | 1054.2 | 1059 | 1059 | 1059 | 1059 | 1098 | 1098 | 1165 | 1165 | 1369.4 | 1369.4 | 1659.6 | 1659.6 | 2109
50% Percentile | 501 | 1002 | 1155 | 1155 | 1203 | 1203 | 1203 | 1203 | 1203 | 1223 | 1223 | 1297 | 1297 | 1331 | 1331 | 1503 | 1503 | 1795 | 1795 | 2245
60% Percentile | 501 | 1002 | 1286 | 1286 | 1341 | 1341 | 1341 | 1371 | 1371 | 1387 | 1387 | 1474.8 | 1474.8 | 1503 | 1503 | 1714 | 1714 | 2006 | 2006 | 2456
70% Percentile | 501 | 1002 | 1414 | 1414 | 1503 | 1503 | 1503 | 1503 | 1503 | 1503 | 1503 | 1563 | 1563 | 1736 | 1736 | 2114.8 | 2114.8 | 2407.5 | 2407.5 | 2845.9
80% Percentile | 501 | 1002 | 1503 | 1503 | 1560.4 | 1562.2 | 1562.2 | 1621.8 | 1621.8 | 1682.6 | 1682.6 | 2009 | 2009 | 2254.6 | 2254.6 | 2585.2 | 2585.2 | 2799.6 | 2799.6 | 3138.2
90% Percentile | 501 | 1002 | 1503 | 1675 | 1872.5 | 1872.5 | 1872.5 | 2014.6 | 2014.6 | 2146.3 | 2146.3 | 2561 | 2561 | 2755.2 | 2755.2 | 2937 | 2937 | 3057.3 | 3057.3 | 3295.1
100% Percentile | 501 | 1002 | 1503 | 2003 | 2432 | 2643 | 2643 | 3012 | 3012 | 3074 | 3074 | 3324 | 3324 | 3440 | 3440 | 3542 | 3542 | 3542 | 3542 | 3542
Scenario 2B_Draft
Demand Response Developmenmt | 2016 | 2017 | 2018 | 2019 | 2020 | 2021 | 2022 | 2023 | 2024 | 2025 | 2026 | 2027 | 2028 | 2029 | 2030 | 2031 | 2032 | 2033 | 2034 | 2035
10% Percentile | 134 | 134 | 134 | 134 | 143 | 143 | 143 | 143 | 143 | 143 | 143 | 143 | 143 | 143 | 143 | 143 | 143 | 143 | 143 | 143
20% Percentile | 396.2 | 396.2 | 396.2 | 396.2 | 396.2 | 396.2 | 396.2 | 396.2 | 396.2 | 396.2 | 396.2 | 396.2 | 396.2 | 396.2 | 396.2 | 396.2 | 396.2 | 396.2 | 396.2 | 396.2
30% Percentile | 501 | 501 | 501 | 501 | 501 | 501 | 501 | 501 | 501 | 501 | 501 | 501 | 501 | 501 | 501 | 501 | 501 | 501 | 501 | 501
40% Percentile | 501 | 501 | 501 | 501 | 501 | 501 | 501 | 501 | 501 | 501 | 501 | 501 | 501 | 501 | 501 | 501 | 501 | 501 | 501 | 501
50% Percentile | 501 | 606 | 606 | 606 | 606 | 606 | 606 | 606 | 606 | 606 | 606 | 606 | 606 | 606 | 606 | 606 | 606 | 606 | 606 | 606
60% Percentile | 501 | 751 | 751 | 751 | 751 | 751 | 751 | 751 | 751 | 751 | 751 | 751 | 751 | 751 | 751 | 751 | 751 | 751 | 751 | 751
70% Percentile | 501 | 906 | 906 | 908.1 | 913 | 913 | 913 | 913 | 913 | 913 | 913 | 913 | 913 | 913 | 913 | 913 | 913 | 913 | 913 | 913
80% Percentile | 501 | 1002 | 1002 | 1002 | 1002 | 1002 | 1002 | 1002 | 1002 | 1002 | 1002 | 1002 | 1002 | 1002 | 1002 | 1002 | 1002 | 1002 | 1002 | 1002
90% Percentile | 501 | 1002 | 1214 | 1223 | 1223 | 1223 | 1223 | 1223 | 1223 | 1223 | 1223 | 1223 | 1223 | 1223 | 1223 | 1223 | 1223 | 1223 | 1223 | 1223
100% Percentile | 501 | 1002 | 1503 | 1881 | 2260 | 2260 | 2260 | 2289 | 2289 | 2395 | 2395 | 2395 | 2395 | 2395 | 2395 | 2395 | 2395 | 2404 | 2404 | 2404
Scenario 2B_Final
Demand Response Developmenmt | 2016 | 2017 | 2018 | 2019 | 2020 | 2021 | 2022 | 2023 | 2024 | 2025 | 2026 | 2027 | 2028 | 2029 | 2030 | 2031 | 2032 | 2033 | 2034 | 2035
10% Percentile | 501 | 905.4 | 905.4 | 906 | 906 | 906 | 906 | 906 | 906 | 906 | 906 | 912.3 | 912.3 | 926.3 | 926.3 | 939.5 | 939.5 | 1002 | 1002 | 1346.8
20% Percentile | 501 | 1002 | 1002 | 1002 | 1002 | 1002 | 1002 | 1002 | 1002 | 1002 | 1002 | 1002 | 1002 | 1002 | 1002 | 1002 | 1002 | 1261 | 1261 | 1704
30% Percentile | 501 | 1002 | 1002 | 1002 | 1002 | 1002 | 1002 | 1002 | 1002 | 1002 | 1002 | 1002 | 1002 | 1002 | 1002 | 1002 | 1002 | 1261 | 1261 | 1728
40% Percentile | 501 | 1002 | 1002 | 1002 | 1002 | 1002 | 1002 | 1002 | 1002 | 1002 | 1002 | 1002 | 1002 | 1050 | 1050 | 1127 | 1127 | 1351 | 1351 | 1772.4
50% Percentile | 501 | 1002 | 1079 | 1079 | 1117 | 1117 | 1117 | 1117 | 1117 | 1127 | 1127 | 1165 | 1165 | 1203 | 1203 | 1306.5 | 1306.5 | 1511 | 1511 | 1978.5
60% Percentile | 501 | 1002 | 1203 | 1203 | 1271.4 | 1271.4 | 1271.4 | 1272 | 1272 | 1272 | 1272 | 1333.8 | 1333.8 | 1384 | 1384 | 1491.4 | 1491.4 | 1727 | 1727 | 2194.4
70% Percentile | 501 | 1002 | 1321 | 1321 | 1434 | 1434 | 1434 | 1436.1 | 1436.1 | 1441 | 1441 | 1503 | 1503 | 1503 | 1503 | 1660.4 | 1660.4 | 1908 | 1908 | 2376
80% Percentile | 501 | 1002 | 1503 | 1503 | 1503 | 1503 | 1503 | 1513.2 | 1513.2 | 1517 | 1517 | 1708.2 | 1708.2 | 1854 | 1854 | 1947.6 | 1947.6 | 2200 | 2200 | 2662.2
90% Percentile | 501 | 1002 | 1503 | 1551 | 1852.1 | 1852.1 | 1852.1 | 1890.4 | 1890.4 | 1947 | 1947 | 2181.5 | 2181.5 | 2308.1 | 2308.1 | 2440 | 2440 | 2636.4 | 2636.4 | 3036.1
100% Percentile | 501 | 1002 | 1503 | 2003 | 2491 | 2577 | 2577 | 2956 | 2956 | 3071 | 3071 | 3361 | 3361 | 3462 | 3462 | 3542 | 3542 | 3542 | 3542 | 3542
Scenario 3A_Draft
Demand Response Developmenmt | 2016 | 2017 | 2018 | 2019 | 2020 | 2021 | 2022 | 2023 | 2024 | 2025 | 2026 | 2027 | 2028 | 2029 | 2030 | 2031 | 2032 | 2033 | 2034 | 2035
10% Percentile | 134 | 134 | 134 | 134 | 143 | 143 | 143 | 211 | 211 | 279 | 279 | 279 | 279 | 279 | 279 | 288 | 288 | 290 | 290 | 290
20% Percentile | 396.2 | 396.2 | 396.2 | 396.2 | 396.2 | 396.2 | 396.2 | 406 | 406 | 493 | 493 | 501 | 501 | 501 | 501 | 501 | 501 | 501 | 501 | 501
30% Percentile | 501 | 501 | 501 | 501 | 501 | 501 | 501 | 501 | 501 | 510 | 510 | 520 | 520 | 520 | 520 | 530 | 530 | 539 | 539 | 539
40% Percentile | 501 | 501 | 501 | 501 | 501 | 501 | 501 | 549 | 549 | 668.2 | 668.2 | 674 | 674 | 674 | 674 | 679.4 | 679.4 | 698.4 | 698.4 | 698.4
50% Percentile | 501 | 606 | 606 | 606 | 606 | 606 | 606 | 683 | 683 | 801 | 801 | 801 | 801 | 808 | 808 | 808 | 808 | 830 | 830 | 830
60% Percentile | 501 | 751 | 755 | 755 | 755 | 755 | 755 | 814.6 | 814.6 | 950.2 | 950.2 | 965.8 | 965.8 | 965.8 | 965.8 | 976.6 | 976.6 | 994 | 994 | 994
70% Percentile | 501 | 906 | 906 | 908.1 | 913 | 913 | 913 | 964.9 | 964.9 | 1002 | 1002 | 1011.3 | 1011.3 | 1020.3 | 1020.3 | 1040.6 | 1040.6 | 1053.4 | 1053.4 | 1053.4
80% Percentile | 501 | 1002 | 1002 | 1002 | 1002 | 1002 | 1002 | 1002 | 1002 | 1194.2 | 1194.2 | 1206 | 1206 | 1206 | 1206 | 1213 | 1213 | 1223 | 1223 | 1223.2
90% Percentile | 501 | 1002 | 1214 | 1223 | 1223.9 | 1223.9 | 1223.9 | 1282 | 1282 | 1489.2 | 1489.2 | 1495 | 1495 | 1495 | 1495 | 1497 | 1497 | 1505.1 | 1505.1 | 1505.1
100% Percentile | 501 | 1002 | 1503 | 1714 | 1974 | 1993 | 1993 | 2166 | 2166 | 2659 | 2659 | 2659 | 2659 | 2669 | 2669 | 2738 | 2738 | 2738 | 2738 | 2738
Scenario 3A_Final
Demand Response Developmenmt | 2016 | 2017 | 2018 | 2019 | 2020 | 2021 | 2022 | 2023 | 2024 | 2025 | 2026 | 2027 | 2028 | 2029 | 2030 | 2031 | 2032 | 2033 | 2034 | 2035
10% Percentile | 501 | 892.3 | 892.3 | 893 | 893 | 893 | 893 | 1011 | 1011 | 1331.8 | 1331.8 | 1368.8 | 1368.8 | 1699 | 1699 | 1699 | 1699 | 2113.3 | 2113.3 | 2525.9
20% Percentile | 501 | 1002 | 1002 | 1002 | 1002 | 1002 | 1002 | 1235.8 | 1235.8 | 1615 | 1615 | 1628.8 | 1628.8 | 1976.4 | 1976.4 | 1976.4 | 1976.4 | 2326 | 2326 | 2742.6
30% Percentile | 501 | 1002 | 1002 | 1002 | 1002 | 1002 | 1002 | 1242 | 1242 | 1629 | 1629 | 1629 | 1629 | 2006 | 2006 | 2006 | 2006 | 2436.8 | 2436.8 | 2863
40% Percentile | 501 | 1002 | 1002 | 1002 | 1002 | 1002 | 1002 | 1242 | 1242 | 1629 | 1629 | 1696 | 1696 | 2054 | 2054 | 2054 | 2054 | 2438 | 2438 | 2863
50% Percentile | 501 | 1002 | 1059 | 1064 | 1079 | 1079 | 1079 | 1319 | 1319 | 1706 | 1706 | 1803 | 1803 | 2160 | 2160 | 2160 | 2160 | 2515 | 2515 | 2863
60% Percentile | 501 | 1002 | 1184 | 1184 | 1203 | 1203 | 1203 | 1444 | 1444 | 1831 | 1831 | 1946 | 1946 | 2286 | 2286 | 2286 | 2286 | 2639 | 2639 | 2926.4
70% Percentile | 501 | 1002 | 1311 | 1314 | 1358 | 1358 | 1358 | 1594.1 | 1594.1 | 1980.1 | 1980.1 | 2095.1 | 2095.1 | 2432 | 2432 | 2432 | 2432 | 2745.6 | 2745.6 | 3056.3
80% Percentile | 501 | 1002 | 1489.4 | 1495.2 | 1503 | 1503 | 1503 | 1743 | 1743 | 2130 | 2130 | 2211.2 | 2211.2 | 2558.6 | 2558.6 | 2558.6 | 2558.6 | 2896.2 | 2896.2 | 3153
90% Percentile | 501 | 1002 | 1503 | 1543 | 1609 | 1609 | 1609 | 1867.1 | 1867.1 | 2254.1 | 2254.1 | 2460 | 2460 | 2795.5 | 2795.5 | 2795.5 | 2795.5 | 3034.2 | 3034.2 | 3258
100% Percentile | 501 | 1002 | 1503 | 1881 | 1947 | 1947 | 1947 | 2302 | 2302 | 2803 | 2803 | 3154 | 3154 | 3468 | 3468 | 3468 | 3468 | 3545 | 3545 | 3545
Scenario 3C_Coal Retirement
Demand Response Developmenmt | 2016 | 2017 | 2018 | 2019 | 2020 | 2021 | 2022 | 2023 | 2024 | 2025 | 2026 | 2027 | 2028 | 2029 | 2030 | 2031 | 2032 | 2033 | 2034 | 2035
10% Percentile | 501 | 967 | 967 | 973.3 | 973.3 | 973.3 | 973.3 | 1039.3 | 1039.3 | 1375.3 | 1375.3 | 1405.9 | 1405.9 | 1458.4 | 1458.4 | 1508 | 1508 | 1594 | 1594 | 1607
20% Percentile | 501 | 1002 | 1002 | 1002 | 1002 | 1002 | 1002 | 1128 | 1128 | 1508 | 1508 | 1508 | 1508 | 1557.6 | 1557.6 | 1791 | 1791 | 1877 | 1877 | 1890
30% Percentile | 501 | 1002 | 1002 | 1002 | 1002 | 1002 | 1002 | 1128 | 1128 | 1508 | 1508 | 1595 | 1595 | 1666 | 1666 | 1906 | 1906 | 1992 | 1992 | 2005
40% Percentile | 501 | 1002 | 1021 | 1036.4 | 1069.6 | 1069.6 | 1069.6 | 1196 | 1196 | 1561.2 | 1561.2 | 1679 | 1679 | 1797.4 | 1797.4 | 2031 | 2031 | 2116 | 2116 | 2130
50% Percentile | 501 | 1002 | 1175 | 1179.5 | 1203 | 1203 | 1203 | 1324.5 | 1324.5 | 1695.5 | 1695.5 | 1799 | 1799 | 1887.5 | 1887.5 | 2123.5 | 2123.5 | 2209.5 | 2209.5 | 2222.5
60% Percentile | 501 | 1002 | 1311 | 1319.8 | 1331 | 1331 | 1331 | 1458 | 1458 | 1838 | 1838 | 1926.4 | 1926.4 | 2009 | 2009 | 2276.4 | 2276.4 | 2362 | 2362 | 2375.4
70% Percentile | 501 | 1002 | 1429.1 | 1454 | 1476.1 | 1476.1 | 1476.1 | 1601 | 1601 | 1974 | 1974 | 2041.6 | 2041.6 | 2135 | 2135 | 2404.5 | 2404.5 | 2487.3 | 2487.3 | 2500.6
80% Percentile | 501 | 1002 | 1503 | 1503 | 1522 | 1522 | 1522 | 1649 | 1649 | 2029 | 2029 | 2185 | 2185 | 2283 | 2283 | 2556.2 | 2556.2 | 2635.4 | 2635.4 | 2649.2
90% Percentile | 501 | 1002 | 1503 | 1724 | 1793.4 | 1793.4 | 1793.4 | 1919 | 1919 | 2294 | 2294 | 2427.9 | 2427.9 | 2533 | 2533 | 2801.4 | 2801.4 | 2873.5 | 2873.5 | 2886.5
100% Percentile | 501 | 1002 | 1503 | 2003 | 2077 | 2117 | 2117 | 2297 | 2297 | 2677 | 2677 | 2848 | 2848 | 2984 | 2984 | 3251 | 3251 | 3337 | 3337 | 3350
Scenario 3D_Coal Retirement wSCC_MidRange
Demand Response Developmenmt | 2016 | 2017 | 2018 | 2019 | 2020 | 2021 | 2022 | 2023 | 2024 | 2025 | 2026 | 2027 | 2028 | 2029 | 2030 | 2031 | 2032 | 2033 | 2034 | 2035
10% Percentile | 501 | 947 | 947 | 947 | 958.7 | 958.7 | 958.7 | 996 | 996 | 996 | 996 | 996 | 996 | 996 | 996 | 1083 | 1083 | 1141 | 1141 | 1141.9
20% Percentile | 501 | 996 | 996 | 996 | 996 | 996 | 996 | 1083 | 1083 | 1092 | 1092 | 1112 | 1112 | 1143 | 1143 | 1164 | 1164 | 1250.8 | 1250.8 | 1277.8
30% Percentile | 501 | 996 | 996 | 996 | 996 | 996 | 996 | 1103 | 1103 | 1143 | 1143 | 1164 | 1164 | 1209.4 | 1209.4 | 1336.7 | 1336.7 | 1404.4 | 1404.4 | 1424.4
40% Percentile | 501 | 996 | 1002 | 1012 | 1036 | 1036 | 1036 | 1127.6 | 1127.6 | 1174 | 1174 | 1268.6 | 1268.6 | 1318 | 1318 | 1449.6 | 1449.6 | 1546.8 | 1546.8 | 1575.4
50% Percentile | 501 | 996 | 1151 | 1151 | 1170 | 1170 | 1170 | 1258 | 1258 | 1298.5 | 1298.5 | 1365.5 | 1365.5 | 1420 | 1420 | 1550 | 1550 | 1646.5 | 1646.5 | 1673
60% Percentile | 501 | 996 | 1288 | 1288 | 1305 | 1305 | 1305 | 1375 | 1375 | 1415.4 | 1415.4 | 1463.8 | 1463.8 | 1514.2 | 1514.2 | 1693.6 | 1693.6 | 1795.2 | 1795.2 | 1823.2
70% Percentile | 501 | 996 | 1401.1 | 1412.6 | 1420 | 1420 | 1420 | 1486.6 | 1486.6 | 1528.3 | 1528.3 | 1581 | 1581 | 1636 | 1636 | 1833.6 | 1833.6 | 1934.3 | 1934.3 | 1961.3
80% Percentile | 501 | 996 | 1420 | 1420 | 1460 | 1460 | 1460 | 1559.2 | 1559.2 | 1609 | 1609 | 1718.4 | 1718.4 | 1800.2 | 1800.2 | 1998.2 | 1998.2 | 2101.4 | 2101.4 | 2128.2
90% Percentile | 501 | 996 | 1420 | 1634 | 1691.5 | 1691.5 | 1691.5 | 1789.5 | 1789.5 | 1844.2 | 1844.2 | 1942.8 | 1942.8 | 2010.2 | 2010.2 | 2208 | 2208 | 2309.4 | 2309.4 | 2337.4
100% Percentile | 501 | 996 | 1420 | 1783 | 1876 | 1916 | 1916 | 2091 | 2091 | 2151 | 2151 | 2309 | 2309 | 2401 | 2401 | 2693 | 2693 | 2798 | 2798 | 2826
Scenario 3E_Coal Retirement wSCC_MidRange No New Gas
Demand Response Developmenmt | 2016 | 2017 | 2018 | 2019 | 2020 | 2021 | 2022 | 2023 | 2024 | 2025 | 2026 | 2027 | 2028 | 2029 | 2030 | 2031 | 2032 | 2033 | 2034 | 2035
10% Percentile | 501 | 886 | 886 | 892.3 | 892.3 | 892.3 | 892.3 | 1002 | 1002 | 1136 | 1136 | 1136 | 1136 | 1136 | 1136 | 1201.9 | 1201.9 | 1673.3 | 1673.3 | 1703.2
20% Percentile | 501 | 1002 | 1002 | 1002 | 1002 | 1002 | 1002 | 1115.6 | 1115.6 | 1475 | 1475 | 1499.8 | 1499.8 | 1499.8 | 1499.8 | 1534.8 | 1534.8 | 2035.8 | 2035.8 | 2065.8
30% Percentile | 501 | 1002 | 1002 | 1002 | 1002 | 1002 | 1002 | 1180.6 | 1180.6 | 1605.6 | 1605.6 | 1637.7 | 1637.7 | 1637.7 | 1637.7 | 1697 | 1697 | 2198 | 2198 | 2228
40% Percentile | 501 | 1002 | 1002 | 1002 | 1002 | 1002 | 1002 | 1205 | 1205 | 1705 | 1705 | 1705 | 1705 | 1705 | 1705 | 1744 | 1744 | 2245 | 2245 | 2274
50% Percentile | 501 | 1002 | 1050 | 1050 | 1080.5 | 1080.5 | 1080.5 | 1266.5 | 1266.5 | 1715 | 1715 | 1816.5 | 1816.5 | 1820.5 | 1820.5 | 1909 | 1909 | 2410 | 2410 | 2439
60% Percentile | 501 | 1002 | 1175 | 1178.6 | 1196.2 | 1199.6 | 1199.6 | 1386 | 1386 | 1859 | 1859 | 2082.2 | 2082.2 | 2086.4 | 2086.4 | 2135.6 | 2135.6 | 2623.8 | 2623.8 | 2652.8
70% Percentile | 501 | 1002 | 1302 | 1302 | 1351 | 1351 | 1351 | 1534 | 1534 | 2017.2 | 2017.2 | 2216 | 2216 | 2226 | 2226 | 2511.7 | 2511.7 | 2997 | 2997 | 3027
80% Percentile | 501 | 1002 | 1481 | 1481.8 | 1501.4 | 1503 | 1503 | 1669 | 1669 | 2159.8 | 2159.8 | 2462.2 | 2462.2 | 2616 | 2616 | 2942 | 2942 | 3329.8 | 3329.8 | 3356.2
90% Percentile | 501 | 1002 | 1503 | 1503 | 1622.1 | 1622.1 | 1622.1 | 1825.1 | 1825.1 | 2325.2 | 2325.2 | 2786 | 2786 | 3009 | 3009 | 3328.1 | 3328.1 | 3515.5 | 3515.5 | 3515.5
100% Percentile | 501 | 1002 | 1503 | 1942 | 2065 | 2161 | 2161 | 2364 | 2364 | 2865 | 2865 | 3366 | 3366 | 3535 | 3535 | 3552 | 3552 | 3552 | 3552 | 3552
Scenario 5B_Increased Market_Draft
Demand Response Developmenmt | 2016 | 2017 | 2018 | 2019 | 2020 | 2021 | 2022 | 2023 | 2024 | 2025 | 2026 | 2027 | 2028 | 2029 | 2030 | 2031 | 2032 | 2033 | 2034 | 2035
10% Percentile | 0 | 0 | 0 | 0 | 0 | 0 | 0 | 0 | 0 | 0 | 0 | 0 | 0 | 0 | 0 | 0 | 0 | 0 | 0 | 0
20% Percentile | 0 | 0 | 0 | 0 | 0 | 0 | 0 | 0 | 0 | 0 | 0 | 0 | 0 | 0 | 0 | 0 | 0 | 0 | 0 | 0
30% Percentile | 0 | 0 | 0 | 0 | 0 | 0 | 0 | 0 | 0 | 0 | 0 | 0 | 0 | 0 | 0 | 0 | 0 | 0 | 0 | 0
40% Percentile | 0 | 0 | 0 | 0 | 0 | 0 | 0 | 0 | 0 | 0 | 0 | 0 | 0 | 0 | 0 | 0 | 0 | 0 | 0 | 0
50% Percentile | 0 | 0 | 0 | 0 | 0 | 0 | 0 | 0 | 0 | 0 | 0 | 0 | 0 | 0 | 0 | 0 | 0 | 0 | 0 | 0
60% Percentile | 0 | 0 | 0 | 0 | 0 | 0 | 0 | 0 | 0 | 0 | 0 | 0 | 0 | 0 | 0 | 0 | 0 | 0 | 0 | 0
70% Percentile | 0 | 0 | 0 | 0 | 0 | 0 | 0 | 0 | 0 | 0 | 0 | 0 | 0 | 0 | 0 | 0 | 0 | 3 | 3 | 3
80% Percentile | 115 | 115 | 115 | 115 | 126.8 | 126.8 | 126.8 | 126.8 | 126.8 | 134 | 134 | 134 | 134 | 134 | 134 | 134 | 134 | 163 | 163 | 163
90% Percentile | 398.3 | 410.7 | 410.7 | 410.7 | 421.1 | 421.1 | 421.1 | 421.1 | 421.1 | 421.1 | 421.1 | 421.1 | 421.1 | 421.1 | 421.1 | 422.2 | 422.2 | 424 | 424 | 424
100% Percentile | 424 | 829 | 993 | 1216 | 1556 | 1556 | 1556 | 1614 | 1614 | 1679 | 1679 | 1679 | 1679 | 1679 | 1679 | 1698 | 1698 | 1842 | 1842 | 1842
Scenario 5B_Increased Market_Final
Demand Response Developmenmt | 2016 | 2017 | 2018 | 2019 | 2020 | 2021 | 2022 | 2023 | 2024 | 2025 | 2026 | 2027 | 2028 | 2029 | 2030 | 2031 | 2032 | 2033 | 2034 | 2035
10% Percentile | 299 | 299 | 299 | 299 | 299 | 299 | 299 | 300 | 300 | 300 | 300 | 309.9 | 309.9 | 329 | 329 | 404.6 | 404.6 | 426 | 426 | 695.5
20% Percentile | 426 | 426 | 426 | 426 | 426 | 426 | 426 | 426 | 426 | 426 | 426 | 426 | 426 | 426 | 426 | 426 | 426 | 569 | 569 | 866
30% Percentile | 426 | 426 | 426 | 426 | 426 | 426 | 426 | 426 | 426 | 426 | 426 | 426 | 426 | 426 | 426 | 426 | 426 | 569 | 569 | 866
40% Percentile | 426 | 426 | 426 | 426 | 426 | 426 | 426 | 426 | 426 | 426 | 426 | 426 | 426 | 426 | 426 | 460 | 460 | 604 | 604 | 901
50% Percentile | 426 | 426 | 426 | 426 | 426 | 426 | 426 | 426 | 426 | 426 | 426 | 426 | 426 | 426 | 426 | 721 | 721 | 865 | 865 | 1162
60% Percentile | 426 | 426 | 426 | 426 | 426 | 426 | 426 | 426 | 426 | 426 | 426 | 426 | 426 | 522.4 | 522.4 | 906 | 906 | 1049 | 1049 | 1346
70% Percentile | 426 | 426 | 426 | 426 | 426 | 426 | 426 | 426 | 426 | 426 | 426 | 560 | 560 | 723 | 723 | 1079 | 1079 | 1223 | 1223 | 1520
80% Percentile | 426 | 426 | 426 | 426 | 426 | 426 | 426 | 426 | 426 | 560 | 560 | 882 | 882 | 1052.2 | 1052.2 | 1385.6 | 1385.6 | 1529.6 | 1529.6 | 1826.6
90% Percentile | 426 | 426 | 426 | 426 | 474.9 | 474.9 | 474.9 | 678 | 678 | 822.2 | 822.2 | 1257.3 | 1257.3 | 1378 | 1378 | 1714.1 | 1714.1 | 1858.1 | 1858.1 | 2155.1
100% Percentile | 426 | 756 | 756 | 880 | 1112 | 1218 | 1218 | 1549 | 1549 | 1780 | 1780 | 2216 | 2216 | 2405 | 2405 | 2864 | 2864 | 3008 | 3008 | 3159
Sensitivity S3_NoDR_Draft
Demand Response Developmenmt | 2016 | 2017 | 2018 | 2019 | 2020 | 2021 | 2022 | 2023 | 2024 | 2025 | 2026 | 2027 | 2028 | 2029 | 2030 | 2031 | 2032 | 2033 | 2034 | 2035
10% Percentile | 0 | 0 | 0 | 0 | 0 | 0 | 0 | 0 | 0 | 0 | 0 | 0 | 0 | 0 | 0 | 0 | 0 | 0 | 0 | 0
20% Percentile | 0 | 0 | 0 | 0 | 0 | 0 | 0 | 0 | 0 | 0 | 0 | 0 | 0 | 0 | 0 | 0 | 0 | 0 | 0 | 0
30% Percentile | 0 | 0 | 0 | 0 | 0 | 0 | 0 | 0 | 0 | 0 | 0 | 0 | 0 | 0 | 0 | 0 | 0 | 0 | 0 | 0
40% Percentile | 0 | 0 | 0 | 0 | 0 | 0 | 0 | 0 | 0 | 0 | 0 | 0 | 0 | 0 | 0 | 0 | 0 | 0 | 0 | 0
50% Percentile | 0 | 0 | 0 | 0 | 0 | 0 | 0 | 0 | 0 | 0 | 0 | 0 | 0 | 0 | 0 | 0 | 0 | 0 | 0 | 0
60% Percentile | 0 | 0 | 0 | 0 | 0 | 0 | 0 | 0 | 0 | 0 | 0 | 0 | 0 | 0 | 0 | 0 | 0 | 0 | 0 | 0
70% Percentile | 0 | 0 | 0 | 0 | 0 | 0 | 0 | 0 | 0 | 0 | 0 | 0 | 0 | 0 | 0 | 0 | 0 | 0 | 0 | 0
80% Percentile | 0 | 0 | 0 | 0 | 0 | 0 | 0 | 0 | 0 | 0 | 0 | 0 | 0 | 0 | 0 | 0 | 0 | 0 | 0 | 0
90% Percentile | 0 | 0 | 0 | 0 | 0 | 0 | 0 | 0 | 0 | 0 | 0 | 0 | 0 | 0 | 0 | 0 | 0 | 0 | 0 | 0
100% Percentile | 0 | 0 | 0 | 0 | 0 | 0 | 0 | 0 | 0 | 0 | 0 | 0 | 0 | 0 | 0 | 0 | 0 | 0 | 0 | 0
Sensitivity S3_NoDR_Final
Demand Response Developmenmt | 2016 | 2017 | 2018 | 2019 | 2020 | 2021 | 2022 | 2023 | 2024 | 2025 | 2026 | 2027 | 2028 | 2029 | 2030 | 2031 | 2032 | 2033 | 2034 | 2035
10% Percentile | 0 | 0 | 0 | 0 | 0 | 0 | 0 | 0 | 0 | 0 | 0 | 0 | 0 | 0 | 0 | 0 | 0 | 0 | 0 | 0
20% Percentile | 0 | 0 | 0 | 0 | 0 | 0 | 0 | 0 | 0 | 0 | 0 | 0 | 0 | 0 | 0 | 0 | 0 | 0 | 0 | 0
30% Percentile | 0 | 0 | 0 | 0 | 0 | 0 | 0 | 0 | 0 | 0 | 0 | 0 | 0 | 0 | 0 | 0 | 0 | 0 | 0 | 0
40% Percentile | 0 | 0 | 0 | 0 | 0 | 0 | 0 | 0 | 0 | 0 | 0 | 0 | 0 | 0 | 0 | 0 | 0 | 0 | 0 | 0
50% Percentile | 0 | 0 | 0 | 0 | 0 | 0 | 0 | 0 | 0 | 0 | 0 | 0 | 0 | 0 | 0 | 0 | 0 | 0 | 0 | 0
60% Percentile | 0 | 0 | 0 | 0 | 0 | 0 | 0 | 0 | 0 | 0 | 0 | 0 | 0 | 0 | 0 | 0 | 0 | 0 | 0 | 0
70% Percentile | 0 | 0 | 0 | 0 | 0 | 0 | 0 | 0 | 0 | 0 | 0 | 0 | 0 | 0 | 0 | 0 | 0 | 0 | 0 | 0
80% Percentile | 0 | 0 | 0 | 0 | 0 | 0 | 0 | 0 | 0 | 0 | 0 | 0 | 0 | 0 | 0 | 0 | 0 | 0 | 0 | 0
90% Percentile | 0 | 0 | 0 | 0 | 0 | 0 | 0 | 0 | 0 | 0 | 0 | 0 | 0 | 0 | 0 | 0 | 0 | 0 | 0 | 0
100% Percentile | 0 | 0 | 0 | 0 | 0 | 0 | 0 | 0 | 0 | 0 | 0 | 0 | 0 | 0 | 0 | 0 | 0 | 0 | 0 | 0
Sensitivity S5_Regional RPS @ 35%_Draft
Demand Response Developmenmt | 2016 | 2017 | 2018 | 2019 | 2020 | 2021 | 2022 | 2023 | 2024 | 2025 | 2026 | 2027 | 2028 | 2029 | 2030 | 2031 | 2032 | 2033 | 2034 | 2035
10% Percentile | 134 | 134 | 134 | 134 | 143 | 143 | 143 | 143 | 143 | 143 | 143 | 143 | 143 | 143 | 143 | 143 | 143 | 143 | 143 | 143
20% Percentile | 396.2 | 396.2 | 396.2 | 396.2 | 396.2 | 396.2 | 396.2 | 399 | 399 | 399 | 399 | 399 | 399 | 399 | 399 | 399 | 399 | 399 | 399 | 399
30% Percentile | 501 | 501 | 501 | 501 | 501 | 501 | 501 | 501 | 501 | 501 | 501 | 501 | 501 | 501 | 501 | 501 | 501 | 501 | 501 | 501
40% Percentile | 501 | 501 | 501 | 501 | 501 | 501 | 501 | 501 | 501 | 501 | 501 | 501 | 501 | 501 | 501 | 501 | 501 | 501 | 501 | 501
50% Percentile | 501 | 645 | 645 | 645 | 649.5 | 649.5 | 649.5 | 649.5 | 649.5 | 649.5 | 649.5 | 649.5 | 649.5 | 649.5 | 649.5 | 654 | 654 | 654 | 654 | 654
60% Percentile | 501 | 801 | 801 | 801 | 811 | 811 | 811 | 811 | 811 | 811 | 811 | 811 | 811 | 811 | 811 | 820 | 820 | 820 | 820 | 820
70% Percentile | 501 | 955.1 | 955.1 | 960 | 967 | 967 | 967 | 967 | 967 | 967 | 967 | 967 | 967 | 967 | 967 | 974 | 974 | 980.3 | 980.3 | 980.3
80% Percentile | 501 | 1002 | 1002 | 1002 | 1002 | 1002 | 1002 | 1002 | 1002 | 1002 | 1002 | 1002 | 1002 | 1002 | 1002 | 1017 | 1017 | 1031 | 1031 | 1031
90% Percentile | 501 | 1002 | 1272 | 1274 | 1312 | 1312 | 1312 | 1312 | 1312 | 1312 | 1312 | 1312 | 1312 | 1312 | 1312 | 1312 | 1312 | 1332 | 1332 | 1332
100% Percentile | 501 | 1002 | 1503 | 1881 | 2260 | 2260 | 2260 | 2270 | 2270 | 2375 | 2375 | 2375 | 2375 | 2375 | 2375 | 2404 | 2404 | 2558 | 2558 | 2558
Sensitivity S5_Regional RPS @ 35%_Final
Demand Response Developmenmt | 2016 | 2017 | 2018 | 2019 | 2020 | 2021 | 2022 | 2023 | 2024 | 2025 | 2026 | 2027 | 2028 | 2029 | 2030 | 2031 | 2032 | 2033 | 2034 | 2035
10% Percentile | 501 | 967 | 967 | 973.3 | 973.3 | 973.3 | 973.3 | 973.3 | 973.3 | 973.3 | 973.3 | 974 | 974 | 974 | 974 | 974 | 974 | 1002 | 1002 | 1222.7
20% Percentile | 501 | 1002 | 1002 | 1002 | 1002 | 1002 | 1002 | 1002 | 1002 | 1002 | 1002 | 1002 | 1002 | 1002 | 1002 | 1002 | 1002 | 1278.6 | 1278.6 | 1669.4
30% Percentile | 501 | 1002 | 1002 | 1002 | 1002 | 1002 | 1002 | 1002 | 1002 | 1002 | 1002 | 1002 | 1002 | 1002 | 1002 | 1002 | 1002 | 1294 | 1294 | 1736
40% Percentile | 501 | 1002 | 1002 | 1002 | 1031 | 1031 | 1031 | 1031 | 1031 | 1031 | 1031 | 1036.4 | 1036.4 | 1036.4 | 1036.4 | 1036.4 | 1036.4 | 1294 | 1294 | 1736
50% Percentile | 501 | 1002 | 1127 | 1127 | 1189 | 1189 | 1189 | 1189 | 1189 | 1189 | 1189 | 1194 | 1194 | 1194 | 1194 | 1203 | 1203 | 1464.5 | 1464.5 | 1884.5
60% Percentile | 501 | 1002 | 1262 | 1262 | 1335 | 1335 | 1335 | 1335 | 1335 | 1335 | 1335 | 1335 | 1335 | 1335.6 | 1335.6 | 1361 | 1361 | 1610.6 | 1610.6 | 2045
70% Percentile | 501 | 1002 | 1387 | 1394 | 1496.3 | 1496.3 | 1496.3 | 1496.3 | 1496.3 | 1496.3 | 1496.3 | 1496.3 | 1496.3 | 1499.6 | 1499.6 | 1503 | 1503 | 1795 | 1795 | 2237
80% Percentile | 501 | 1002 | 1503 | 1503 | 1590 | 1590 | 1590 | 1590 | 1590 | 1590 | 1590 | 1590 | 1590 | 1590 | 1590 | 1657.2 | 1657.2 | 1949.2 | 1949.2 | 2390.2
90% Percentile | 501 | 1002 | 1503 | 1600.8 | 1908 | 1908 | 1908 | 1908 | 1908 | 1908 | 1908 | 1908 | 1908 | 1908 | 1908 | 2003.1 | 2003.1 | 2296.1 | 2296.1 | 2737.1
100% Percentile | 501 | 1002 | 1503 | 2003 | 2409 | 2409 | 2409 | 2409 | 2409 | 2409 | 2409 | 2788 | 2788 | 2923 | 2923 | 3264 | 3264 | 3312 | 3312 | 3385
Sensitivity S10_Lower Conservation_Draft
Demand Response Developmenmt | 2016 | 2017 | 2018 | 2019 | 2020 | 2021 | 2022 | 2023 | 2024 | 2025 | 2026 | 2027 | 2028 | 2029 | 2030 | 2031 | 2032 | 2033 | 2034 | 2035
10% Percentile | 446 | 446 | 479 | 499.3 | 501 | 501 | 501 | 557.8 | 557.8 | 647.7 | 647.7 | 654 | 654 | 683 | 683 | 685.7 | 685.7 | 693 | 693 | 693
20% Percentile | 501 | 558 | 578 | 616 | 693 | 700.2 | 700.2 | 876.4 | 876.4 | 974 | 974 | 1002 | 1002 | 1050 | 1050 | 1112.6 | 1112.6 | 1134.2 | 1134.2 | 1139.4
30% Percentile | 501 | 761 | 771 | 844.2 | 972.4 | 982.4 | 982.4 | 1157.1 | 1157.1 | 1243.7 | 1243.7 | 1324.5 | 1324.5 | 1499.1 | 1499.1 | 1607.6 | 1607.6 | 1658.1 | 1658.1 | 1665.8
40% Percentile | 501 | 924.2 | 985.4 | 1002 | 1132.6 | 1169 | 1169 | 1497.6 | 1497.6 | 1601 | 1601 | 1707.8 | 1707.8 | 1870.4 | 1870.4 | 1974 | 1974 | 2052 | 2052 | 2055
50% Percentile | 501 | 1002 | 1083.5 | 1213 | 1376 | 1429 | 1429 | 1749.5 | 1749.5 | 1869 | 1869 | 1998 | 1998 | 2121.5 | 2121.5 | 2255 | 2255 | 2326.5 | 2326.5 | 2326.5
60% Percentile | 501 | 1002 | 1233 | 1424 | 1635 | 1707.2 | 1707.2 | 2000.8 | 2000.8 | 2098.8 | 2098.8 | 2261.6 | 2261.6 | 2387.8 | 2387.8 | 2487.2 | 2487.2 | 2568.2 | 2568.2 | 2571.4
70% Percentile | 501 | 1002 | 1436.1 | 1598 | 1794.8 | 1910.8 | 1910.8 | 2221.3 | 2221.3 | 2290.5 | 2290.5 | 2481 | 2481 | 2626.2 | 2626.2 | 2720.6 | 2720.6 | 2748 | 2748 | 2749.2
80% Percentile | 501 | 1002 | 1503 | 1714 | 1917 | 2063.2 | 2063.2 | 2334.2 | 2334.2 | 2410 | 2410 | 2694.8 | 2694.8 | 2853.6 | 2853.6 | 2889.2 | 2889.2 | 2913.2 | 2913.2 | 2913.2
90% Percentile | 501 | 1002 | 1503 | 1784 | 2033 | 2189.4 | 2189.4 | 2452 | 2452 | 2598.7 | 2598.7 | 2887.7 | 2887.7 | 3008.4 | 3008.4 | 3048 | 3048 | 3048 | 3048 | 3048.1
100% Percentile | 501 | 1002 | 1503 | 1888 | 2300 | 2483 | 2483 | 2792 | 2792 | 3015 | 3015 | 3190 | 3190 | 3190 | 3190 | 3190 | 3190 | 3190 | 3190 | 3190
Sensitivity S10_Lower Conservation_Final
Demand Response Developmenmt | 2016 | 2017 | 2018 | 2019 | 2020 | 2021 | 2022 | 2023 | 2024 | 2025 | 2026 | 2027 | 2028 | 2029 | 2030 | 2031 | 2032 | 2033 | 2034 | 2035
10% Percentile | 501 | 1002 | 1002 | 1002 | 1030 | 1030 | 1030 | 1213 | 1213 | 1337.3 | 1337.3 | 1427 | 1427 | 1472.4 | 1472.4 | 1503 | 1503 | 1881 | 1881 | 1881
20% Percentile | 501 | 1002 | 1146 | 1165 | 1292 | 1292 | 1292 | 1502.8 | 1502.8 | 1637 | 1637 | 1827 | 1827 | 1926 | 1926 | 2098 | 2098 | 2399.6 | 2399.6 | 2399.6
30% Percentile | 501 | 1002 | 1302 | 1360.4 | 1503 | 1503 | 1503 | 1710.6 | 1710.6 | 1982.5 | 1982.5 | 2183.4 | 2183.4 | 2306.2 | 2306.2 | 2529.4 | 2529.4 | 2666.1 | 2666.1 | 2666.1
40% Percentile | 501 | 1002 | 1454 | 1503 | 1656 | 1657.8 | 1657.8 | 1951 | 1951 | 2239.8 | 2239.8 | 2501.4 | 2501.4 | 2663 | 2663 | 2793.4 | 2793.4 | 2890.6 | 2890.6 | 2890.6
50% Percentile | 501 | 1002 | 1503 | 1541 | 1819 | 1819 | 1819 | 2161 | 2161 | 2471 | 2471 | 2743 | 2743 | 2904.5 | 2904.5 | 2970 | 2970 | 3034.5 | 3034.5 | 3034.5
60% Percentile | 501 | 1002 | 1503 | 1704 | 2012.2 | 2012.2 | 2012.2 | 2366.2 | 2366.2 | 2703 | 2703 | 2979.6 | 2979.6 | 3062.8 | 3062.8 | 3095.8 | 3095.8 | 3158 | 3158 | 3158
70% Percentile | 501 | 1002 | 1503 | 1812 | 2153.9 | 2157.8 | 2157.8 | 2532.6 | 2532.6 | 2870.3 | 2870.3 | 3130 | 3130 | 3216.3 | 3216.3 | 3232 | 3232 | 3265 | 3265 | 3265
80% Percentile | 501 | 1002 | 1503 | 1935 | 2436 | 2436 | 2436 | 2814 | 2814 | 3142.4 | 3142.4 | 3272 | 3272 | 3311.2 | 3311.2 | 3327.4 | 3327.4 | 3368.2 | 3368.2 | 3368.2
90% Percentile | 501 | 1002 | 1503 | 2003 | 2504 | 2504 | 2504 | 2874 | 2874 | 3252 | 3252 | 3394 | 3394 | 3401.1 | 3401.1 | 3404 | 3404 | 3428.3 | 3428.3 | 3428.3
100% Percentile | 501 | 1002 | 1503 | 2003 | 2504 | 3005 | 3005 | 3413 | 3413 | 3495 | 3495 | 3535 | 3535 | 3545 | 3545 | 3545 | 3545 | 3545 | 3545 | 3545

## Deciles - Thermal Development
Thermal Capacity Development (MW)
Scenario 1B_Draft
Thermal Developmenmt | 2016 | 2017 | 2018 | 2019 | 2020 | 2021 | 2022 | 2023 | 2024 | 2025 | 2026 | 2027 | 2028 | 2029 | 2030 | 2031 | 2032 | 2033 | 2034 | 2035
10% Percentile | 0 | 0 | 0 | 0 | 0 | 0 | 0 | 0 | 0 | 0 | 0 | 0 | 0 | 0 | 0 | 0 | 0 | 0 | 0 | 0
20% Percentile | 0 | 0 | 0 | 0 | 0 | 0 | 0 | 0 | 0 | 0 | 0 | 0 | 0 | 0 | 0 | 0 | 0 | 0 | 0 | 0
30% Percentile | 0 | 0 | 0 | 0 | 0 | 0 | 0 | 0 | 0 | 0 | 0 | 0 | 0 | 0 | 0 | 0 | 0 | 0 | 0 | 0
40% Percentile | 0 | 0 | 0 | 0 | 0 | 0 | 0 | 0 | 0 | 0 | 0 | 0 | 0 | 0 | 0 | 0 | 0 | 0 | 0 | 0
50% Percentile | 0 | 0 | 0 | 0 | 0 | 0 | 0 | 0 | 0 | 0 | 0 | 0 | 0 | 0 | 0 | 0 | 0 | 0 | 0 | 0
60% Percentile | 0 | 0 | 0 | 0 | 0 | 0 | 0 | 0 | 0 | 0 | 0 | 0 | 0 | 0 | 0 | 0 | 0 | 0 | 0 | 0
70% Percentile | 0 | 0 | 0 | 0 | 0 | 0 | 0 | 0 | 0 | 0 | 0 | 0 | 0 | 0 | 0 | 477 | 477 | 477 | 477 | 477
80% Percentile | 0 | 0 | 0 | 0 | 0 | 0 | 0 | 0 | 0 | 0 | 0 | 0 | 0 | 0 | 0 | 1024 | 1024 | 1024 | 1024 | 1024
90% Percentile | 0 | 0 | 0 | 0 | 0 | 0 | 0 | 0 | 0 | 0 | 0 | 0 | 0 | 653 | 653 | 2030 | 2030 | 2030 | 2030 | 2030
100% Percentile | 0 | 0 | 177 | 530 | 530 | 530 | 530 | 2121 | 2121 | 2121 | 2121 | 4095 | 4095 | 4572 | 4572 | 5281 | 5281 | 5281 | 5281 | 5281
Scenario 1B_Final
Thermal Developmenmt | 2016 | 2017 | 2018 | 2019 | 2020 | 2021 | 2022 | 2023 | 2024 | 2025 | 2026 | 2027 | 2028 | 2029 | 2030 | 2031 | 2032 | 2033 | 2034 | 2035
10% Percentile | 0 | 0 | 0 | 0 | 0 | 0 | 0 | 0 | 0 | 0 | 0 | 0 | 0 | 0 | 0 | 0 | 0 | 0 | 0 | 0
20% Percentile | 0 | 0 | 0 | 0 | 0 | 0 | 0 | 0 | 0 | 0 | 0 | 0 | 0 | 0 | 0 | 0 | 0 | 0 | 0 | 0
30% Percentile | 0 | 0 | 0 | 0 | 0 | 0 | 0 | 0 | 0 | 0 | 0 | 0 | 0 | 0 | 0 | 0 | 0 | 0 | 0 | 0
40% Percentile | 0 | 0 | 0 | 0 | 0 | 0 | 0 | 0 | 0 | 0 | 0 | 0 | 0 | 0 | 0 | 0 | 0 | 0 | 0 | 0
50% Percentile | 0 | 0 | 0 | 0 | 0 | 0 | 0 | 0 | 0 | 0 | 0 | 0 | 0 | 0 | 0 | 229 | 229 | 229 | 229 | 229
60% Percentile | 0 | 0 | 0 | 0 | 0 | 0 | 0 | 0 | 0 | 0 | 0 | 0 | 0 | 0 | 0 | 702 | 702 | 702 | 702 | 702
70% Percentile | 0 | 0 | 0 | 0 | 0 | 0 | 0 | 0 | 0 | 0 | 0 | 0 | 0 | 456 | 456 | 1174 | 1174 | 1174 | 1174 | 1174
80% Percentile | 0 | 0 | 0 | 0 | 0 | 0 | 0 | 0 | 0 | 0 | 0 | 0 | 0 | 929 | 929 | 2084 | 2084 | 2084 | 2084 | 2084
90% Percentile | 0 | 0 | 0 | 0 | 0 | 0 | 0 | 0 | 0 | 0 | 0 | 229 | 229 | 1408.9 | 1408.9 | 2873 | 2873 | 2873 | 2873 | 2873
100% Percentile | 0 | 0 | 0 | 0 | 543 | 543 | 543 | 1016 | 1016 | 1245 | 1245 | 2627 | 2627 | 4098 | 4098 | 8375 | 8375 | 8375 | 8375 | 8375
Scenario 2B_Draft
Thermal Developmenmt | 2016 | 2017 | 2018 | 2019 | 2020 | 2021 | 2022 | 2023 | 2024 | 2025 | 2026 | 2027 | 2028 | 2029 | 2030 | 2031 | 2032 | 2033 | 2034 | 2035
10% Percentile | 0 | 0 | 0 | 0 | 0 | 0 | 0 | 0 | 0 | 0 | 0 | 0 | 0 | 0 | 0 | 0 | 0 | 0 | 0 | 0
20% Percentile | 0 | 0 | 0 | 0 | 0 | 0 | 0 | 0 | 0 | 0 | 0 | 0 | 0 | 0 | 0 | 0 | 0 | 0 | 0 | 0
30% Percentile | 0 | 0 | 0 | 0 | 0 | 0 | 0 | 0 | 0 | 0 | 0 | 0 | 0 | 0 | 0 | 0 | 0 | 0 | 0 | 0
40% Percentile | 0 | 0 | 0 | 0 | 0 | 0 | 0 | 0 | 0 | 0 | 0 | 0 | 0 | 0 | 0 | 0 | 0 | 0 | 0 | 0
50% Percentile | 0 | 0 | 0 | 0 | 0 | 0 | 0 | 0 | 0 | 0 | 0 | 0 | 0 | 0 | 0 | 0 | 0 | 0 | 0 | 0
60% Percentile | 0 | 0 | 0 | 0 | 0 | 0 | 0 | 0 | 0 | 0 | 0 | 0 | 0 | 0 | 0 | 477 | 477 | 477 | 477 | 477
70% Percentile | 0 | 0 | 0 | 0 | 0 | 0 | 0 | 0 | 0 | 0 | 0 | 0 | 0 | 477 | 477 | 1024 | 1024 | 1024 | 1024 | 1024
80% Percentile | 0 | 0 | 0 | 0 | 0 | 0 | 0 | 0 | 0 | 0 | 0 | 0 | 0 | 477 | 477 | 1501 | 1501 | 1501 | 1501 | 1501
90% Percentile | 0 | 0 | 0 | 0 | 0 | 0 | 0 | 0 | 0 | 0 | 0 | 548 | 548 | 1024 | 1024 | 2048 | 2048 | 2048 | 2048 | 2048
100% Percentile | 0 | 0 | 177 | 1007 | 1007 | 1007 | 1007 | 1556 | 1556 | 1556 | 1556 | 4573 | 4573 | 5049 | 5049 | 6074 | 6074 | 6074 | 6074 | 6074
Scenario 2B_Final
Demand Response Developmenmt | 2016 | 2017 | 2018 | 2019 | 2020 | 2021 | 2022 | 2023 | 2024 | 2025 | 2026 | 2027 | 2028 | 2029 | 2030 | 2031 | 2032 | 2033 | 2034 | 2035
10% Percentile | 0 | 0 | 0 | 0 | 0 | 0 | 0 | 0 | 0 | 0 | 0 | 0 | 0 | 0 | 0 | 0 | 0 | 0 | 0 | 0
20% Percentile | 0 | 0 | 0 | 0 | 0 | 0 | 0 | 0 | 0 | 0 | 0 | 0 | 0 | 0 | 0 | 0 | 0 | 0 | 0 | 0
30% Percentile | 0 | 0 | 0 | 0 | 0 | 0 | 0 | 0 | 0 | 0 | 0 | 0 | 0 | 0 | 0 | 0 | 0 | 0 | 0 | 0
40% Percentile | 0 | 0 | 0 | 0 | 0 | 0 | 0 | 0 | 0 | 0 | 0 | 0 | 0 | 0 | 0 | 473 | 473 | 473 | 473 | 473
50% Percentile | 0 | 0 | 0 | 0 | 0 | 0 | 0 | 0 | 0 | 0 | 0 | 0 | 0 | 473 | 473 | 1418 | 1418 | 1418 | 1418 | 1418
60% Percentile | 0 | 0 | 0 | 0 | 0 | 0 | 0 | 0 | 0 | 0 | 0 | 0 | 0 | 929 | 929 | 1962 | 1962 | 1962 | 1962 | 1962
70% Percentile | 0 | 0 | 0 | 0 | 0 | 0 | 0 | 0 | 0 | 0 | 0 | 473 | 473 | 1717 | 1717 | 3438.8 | 3438.8 | 3438.8 | 3438.8 | 3438.8
80% Percentile | 0 | 0 | 0 | 0 | 0 | 0 | 0 | 473 | 473 | 473 | 473 | 1418 | 1418 | 3644 | 3644 | 5606 | 5606 | 5606 | 5606 | 5606
90% Percentile | 0 | 0 | 0 | 0 | 0 | 0 | 0 | 473 | 473 | 473 | 473 | 1891 | 1891 | 4835 | 4835 | 8201 | 8201 | 8201 | 8201 | 8201
100% Percentile | 0 | 0 | 0 | 0 | 0 | 0 | 0 | 473 | 473 | 702 | 702 | 2804 | 2804 | 6219 | 6219 | 10041 | 10041 | 10041 | 10041 | 10041
Scenario 3A_Draft
Thermal Developmenmt | 2016 | 2017 | 2018 | 2019 | 2020 | 2021 | 2022 | 2023 | 2024 | 2025 | 2026 | 2027 | 2028 | 2029 | 2030 | 2031 | 2032 | 2033 | 2034 | 2035
10% Percentile | 0 | 0 | 0 | 0 | 0 | 0 | 0 | 0 | 0 | 0 | 0 | 993.6 | 993.6 | 1572 | 1572 | 1900.8 | 1900.8 | 1900.8 | 1900.8 | 1900.8
20% Percentile | 0 | 0 | 0 | 0 | 0 | 0 | 0 | 477 | 477 | 477 | 477 | 1748 | 1748 | 2574.2 | 2574.2 | 3054 | 3054 | 3054 | 3054 | 3054
30% Percentile | 0 | 0 | 0 | 0 | 0 | 0 | 0 | 1024 | 1024 | 1024 | 1024 | 2277 | 2277 | 3046.3 | 3046.3 | 3602 | 3602 | 3602 | 3602 | 3602
40% Percentile | 0 | 0 | 0 | 0 | 0 | 0 | 0 | 1193.4 | 1193.4 | 1201 | 1201 | 2667 | 2667 | 3496 | 3496 | 4326 | 4326 | 4326 | 4326 | 4326
50% Percentile | 0 | 0 | 0 | 0 | 0 | 0 | 0 | 1572 | 1572 | 1572 | 1572 | 3196 | 3196 | 4026 | 4026 | 5050.5 | 5050.5 | 5051 | 5051 | 5059.5
60% Percentile | 0 | 0 | 0 | 0 | 0 | 0 | 0 | 2119 | 2119 | 2119 | 2119 | 3567 | 3567 | 4536 | 4536 | 5597 | 5597 | 5597 | 5597 | 5597
70% Percentile | 0 | 0 | 0 | 0 | 0 | 0 | 0 | 2119 | 2119 | 2296 | 2296 | 4097 | 4097 | 4944 | 4944 | 6303.3 | 6303.3 | 6304 | 6304 | 6305
80% Percentile | 0 | 0 | 0 | 0 | 0 | 0 | 0 | 2667 | 2667 | 2667 | 2667 | 4645 | 4645 | 5475.2 | 5475.2 | 6852 | 6852 | 6909.6 | 6909.6 | 7029
90% Percentile | 0 | 0 | 0 | 0 | 0 | 0 | 0 | 3216 | 3216 | 3216 | 3216 | 5371 | 5371 | 6572 | 6572 | 8302 | 8302 | 8479.6 | 8479.6 | 8498
100% Percentile | 0 | 0 | 354 | 354 | 531 | 531 | 531 | 4982 | 4982 | 5334 | 5334 | 7314 | 7314 | 8515 | 8515 | 10812 | 10812 | 11360 | 11360 | 12084
Scenario 3A_Final
Thermal Developmenmt | 2016 | 2017 | 2018 | 2019 | 2020 | 2021 | 2022 | 2023 | 2024 | 2025 | 2026 | 2027 | 2028 | 2029 | 2030 | 2031 | 2032 | 2033 | 2034 | 2035
10% Percentile | 0 | 0 | 0 | 0 | 0 | 0 | 0 | 0 | 0 | 229 | 229 | 229 | 229 | 1473 | 1473 | 1473 | 1473 | 4467 | 4467 | 4773.4
20% Percentile | 0 | 0 | 0 | 0 | 0 | 0 | 0 | 473 | 473 | 915 | 915 | 927 | 927 | 2630 | 2630 | 2630 | 2630 | 5238.8 | 5238.8 | 5763.4
30% Percentile | 0 | 0 | 0 | 0 | 0 | 0 | 0 | 473 | 473 | 1388 | 1388 | 1388 | 1388 | 3331 | 3331 | 3331 | 3331 | 5732.7 | 5732.7 | 6676.4
40% Percentile | 0 | 0 | 0 | 0 | 0 | 0 | 0 | 946 | 946 | 1861 | 1861 | 1861 | 1861 | 4103 | 4103 | 4166.6 | 4166.6 | 6290 | 6290 | 7868
50% Percentile | 0 | 0 | 0 | 0 | 0 | 0 | 0 | 1489 | 1489 | 2175 | 2175 | 2261 | 2261 | 4662.5 | 4662.5 | 4734 | 4734 | 6783 | 6783 | 8867.5
60% Percentile | 0 | 0 | 0 | 0 | 0 | 0 | 0 | 2032 | 2032 | 2632 | 2632 | 2632 | 2632 | 5329 | 5329 | 5416 | 5416 | 7464 | 7464 | 10179
70% Percentile | 0 | 0 | 0 | 0 | 0 | 0 | 0 | 2032 | 2032 | 2947 | 2947 | 3175 | 3175 | 5961 | 5961 | 6048.3 | 6048.3 | 8235 | 8235 | 11267.3
80% Percentile | 0 | 0 | 0 | 0 | 0 | 0 | 0 | 2575 | 2575 | 3490 | 3490 | 3748 | 3748 | 6730.4 | 6730.4 | 6872 | 6872 | 9005 | 9005 | 12495
90% Percentile | 0 | 0 | 0 | 0 | 0 | 0 | 0 | 3118 | 3118 | 4041.6 | 4041.6 | 4962 | 4962 | 7730 | 7730 | 8044 | 8044 | 10094 | 10094 | 13895
100% Percentile | 0 | 0 | 0 | 2102 | 2102 | 2102 | 2102 | 5763 | 5763 | 6907 | 6907 | 9549 | 9549 | 12214 | 12214 | 13846 | 13846 | 16383 | 16383 | 21132
Scenario 3C_Coal Retirement
Thermal Developmenmt | 2016 | 2017 | 2018 | 2019 | 2020 | 2021 | 2022 | 2023 | 2024 | 2025 | 2026 | 2027 | 2028 | 2029 | 2030 | 2031 | 2032 | 2033 | 2034 | 2035
10% Percentile | 0 | 0 | 0 | 0 | 0 | 0 | 0 | 0 | 0 | 456 | 456 | 456 | 456 | 456 | 456 | 456 | 456 | 2822 | 2822 | 2822
20% Percentile | 0 | 0 | 0 | 0 | 0 | 0 | 0 | 543 | 543 | 1227 | 1227 | 1227 | 1227 | 1227 | 1227 | 1227 | 1227 | 3592 | 3592 | 3592
30% Percentile | 0 | 0 | 0 | 0 | 0 | 0 | 0 | 1086 | 1086 | 1577.7 | 1577.7 | 1577.7 | 1577.7 | 1770 | 1770 | 2009.6 | 2009.6 | 4363 | 4363 | 4363
40% Percentile | 0 | 0 | 0 | 0 | 0 | 0 | 0 | 1345 | 1345 | 1957.2 | 1957.2 | 2048 | 2048 | 2313 | 2313 | 2768 | 2768 | 5063 | 5063 | 5063
50% Percentile | 0 | 0 | 0 | 0 | 0 | 0 | 0 | 1629 | 1629 | 2313 | 2313 | 2313 | 2313 | 2856 | 2856 | 3329 | 3329 | 5694 | 5694 | 5694
60% Percentile | 0 | 0 | 0 | 0 | 0 | 0 | 0 | 2172 | 2172 | 2856 | 2856 | 2856 | 2856 | 3784 | 3784 | 4066.6 | 4066.6 | 6377 | 6377 | 6377
70% Percentile | 0 | 0 | 0 | 0 | 229 | 229 | 229 | 2944 | 2944 | 3350 | 3350 | 3399 | 3399 | 4327 | 4327 | 4849.7 | 4849.7 | 7147 | 7147 | 7147
80% Percentile | 0 | 0 | 0 | 0 | 229 | 229 | 229 | 2944 | 2944 | 3399 | 3399 | 3627 | 3627 | 5027 | 5027 | 5693 | 5693 | 7832 | 7832 | 7832
90% Percentile | 0 | 0 | 0 | 0 | 229 | 229 | 229 | 3487 | 3487 | 3942 | 3942 | 4941 | 4941 | 6184 | 6184 | 6782 | 6782 | 9064.1 | 9064.1 | 9064.1
100% Percentile | 0 | 0 | 700 | 1173 | 1647 | 1647 | 1647 | 6132 | 6132 | 7410 | 7410 | 8289 | 8289 | 10422 | 10422 | 11952 | 11952 | 12897 | 12897 | 12897
Scenario 3D_Coal Retirement wSCC_MidRange
Thermal Developmenmt | 2016 | 2017 | 2018 | 2019 | 2020 | 2021 | 2022 | 2023 | 2024 | 2025 | 2026 | 2027 | 2028 | 2029 | 2030 | 2031 | 2032 | 2033 | 2034 | 2035
10% Percentile | 0 | 0 | 0 | 0 | 0 | 0 | 0 | 543 | 543 | 543 | 543 | 543 | 543 | 543 | 543 | 543 | 543 | 3679 | 3679 | 3679
20% Percentile | 0 | 0 | 0 | 0 | 0 | 0 | 0 | 1086 | 1086 | 1315 | 1315 | 1315 | 1315 | 1531.4 | 1531.4 | 1542 | 1542 | 4667.4 | 4667.4 | 4667.4
30% Percentile | 0 | 0 | 0 | 0 | 0 | 0 | 0 | 1629 | 1629 | 2032 | 2032 | 2085 | 2085 | 2172 | 2172 | 2312.7 | 2312.7 | 5449 | 5449 | 5449
40% Percentile | 0 | 0 | 0 | 0 | 0 | 0 | 0 | 2172 | 2172 | 2401 | 2401 | 2401 | 2401 | 2874 | 2874 | 2916 | 2916 | 6010 | 6010 | 6010
50% Percentile | 0 | 0 | 0 | 0 | 0 | 0 | 0 | 2401 | 2401 | 2680 | 2680 | 2717 | 2717 | 3417.5 | 3417.5 | 3582 | 3582 | 6684.5 | 6684.5 | 6684.5
60% Percentile | 0 | 0 | 0 | 0 | 229 | 229 | 229 | 2717 | 2717 | 3173 | 3173 | 3173 | 3173 | 4101 | 4101 | 4328 | 4328 | 7274.8 | 7274.8 | 7274.8
70% Percentile | 0 | 0 | 0 | 0 | 229 | 229 | 229 | 3173 | 3173 | 3418 | 3418 | 3894 | 3894 | 5033.4 | 5033.4 | 5256 | 5256 | 8187.1 | 8187.1 | 8187.1
80% Percentile | 0 | 0 | 0 | 473 | 473 | 473 | 473 | 3628 | 3628 | 3960 | 3960 | 4774.8 | 4774.8 | 6273 | 6273 | 6377 | 6377 | 9005 | 9005 | 9005
90% Percentile | 0 | 0 | 473 | 473 | 946 | 1474.7 | 1474.7 | 4310 | 4310 | 4783 | 4783 | 6441.4 | 6441.4 | 7993.4 | 7993.4 | 8119.2 | 8119.2 | 10255.3 | 10255.3 | 10255.3
100% Percentile | 0 | 0 | 1610 | 2627 | 3573 | 5132 | 5132 | 7849 | 7849 | 8481 | 8481 | 11968 | 11968 | 14070 | 14070 | 14070 | 14070 | 16662 | 16662 | 16662
Scenario 3E_Coal Retirement wSCC_MidRange No New Gas
Thermal Developmenmt | 2016 | 2017 | 2018 | 2019 | 2020 | 2021 | 2022 | 2023 | 2024 | 2025 | 2026 | 2027 | 2028 | 2029 | 2030 | 2031 | 2032 | 2033 | 2034 | 2035
10% Percentile | 0 | 0 | 0 | 0 | 0 | 0 | 0 | 0 | 0 | 0 | 0 | 0 | 0 | 0 | 0 | 0 | 0 | 0 | 0 | 0
20% Percentile | 0 | 0 | 0 | 0 | 0 | 0 | 0 | 0 | 0 | 0 | 0 | 0 | 0 | 0 | 0 | 0 | 0 | 0 | 0 | 0
30% Percentile | 0 | 0 | 0 | 0 | 0 | 0 | 0 | 0 | 0 | 0 | 0 | 0 | 0 | 0 | 0 | 0 | 0 | 0 | 0 | 0
40% Percentile | 0 | 0 | 0 | 0 | 0 | 0 | 0 | 0 | 0 | 0 | 0 | 0 | 0 | 0 | 0 | 0 | 0 | 0 | 0 | 0
50% Percentile | 0 | 0 | 0 | 0 | 0 | 0 | 0 | 0 | 0 | 0 | 0 | 0 | 0 | 0 | 0 | 0 | 0 | 0 | 0 | 0
60% Percentile | 0 | 0 | 0 | 0 | 0 | 0 | 0 | 0 | 0 | 0 | 0 | 0 | 0 | 0 | 0 | 0 | 0 | 0 | 0 | 0
70% Percentile | 0 | 0 | 0 | 0 | 0 | 0 | 0 | 0 | 0 | 0 | 0 | 0 | 0 | 0 | 0 | 0 | 0 | 0 | 0 | 0
80% Percentile | 0 | 0 | 0 | 0 | 0 | 0 | 0 | 0 | 0 | 0 | 0 | 0 | 0 | 0 | 0 | 0 | 0 | 0 | 0 | 0
90% Percentile | 0 | 0 | 0 | 0 | 0 | 0 | 0 | 0 | 0 | 0 | 0 | 0 | 0 | 0 | 0 | 0 | 0 | 0 | 0 | 0
100% Percentile | 0 | 0 | 0 | 0 | 0 | 0 | 0 | 0 | 0 | 0 | 0 | 0 | 0 | 0 | 0 | 0 | 0 | 0 | 0 | 0
Scenario 5B_Increased Market_Draft
Thermal Developmenmt | 2016 | 2017 | 2018 | 2019 | 2020 | 2021 | 2022 | 2023 | 2024 | 2025 | 2026 | 2027 | 2028 | 2029 | 2030 | 2031 | 2032 | 2033 | 2034 | 2035
10% Percentile | 0 | 0 | 0 | 0 | 0 | 0 | 0 | 0 | 0 | 0 | 0 | 0 | 0 | 0 | 0 | 0 | 0 | 0 | 0 | 0
20% Percentile | 0 | 0 | 0 | 0 | 0 | 0 | 0 | 0 | 0 | 0 | 0 | 0 | 0 | 0 | 0 | 0 | 0 | 0 | 0 | 0
30% Percentile | 0 | 0 | 0 | 0 | 0 | 0 | 0 | 0 | 0 | 0 | 0 | 0 | 0 | 0 | 0 | 0 | 0 | 0 | 0 | 0
40% Percentile | 0 | 0 | 0 | 0 | 0 | 0 | 0 | 0 | 0 | 0 | 0 | 0 | 0 | 0 | 0 | 0 | 0 | 0 | 0 | 0
50% Percentile | 0 | 0 | 0 | 0 | 0 | 0 | 0 | 0 | 0 | 0 | 0 | 0 | 0 | 0 | 0 | 0 | 0 | 0 | 0 | 0
60% Percentile | 0 | 0 | 0 | 0 | 0 | 0 | 0 | 0 | 0 | 0 | 0 | 0 | 0 | 0 | 0 | 0 | 0 | 0 | 0 | 0
70% Percentile | 0 | 0 | 0 | 0 | 0 | 0 | 0 | 0 | 0 | 0 | 0 | 0 | 0 | 0 | 0 | 477 | 477 | 477 | 477 | 477
80% Percentile | 0 | 0 | 0 | 0 | 0 | 0 | 0 | 0 | 0 | 0 | 0 | 0 | 0 | 0 | 0 | 1024 | 1024 | 1024 | 1024 | 1024
90% Percentile | 0 | 0 | 0 | 0 | 0 | 0 | 0 | 0 | 0 | 0 | 0 | 0 | 0 | 653 | 653 | 2031 | 2031 | 2031 | 2031 | 2031
100% Percentile | 0 | 0 | 0 | 477 | 477 | 477 | 477 | 1573 | 1573 | 1573 | 1573 | 3055 | 3055 | 3708 | 3708 | 5086 | 5086 | 5086 | 5086 | 5086
Scenario 5B_Increased Market_Final
Thermal Developmenmt | 2016 | 2017 | 2018 | 2019 | 2020 | 2021 | 2022 | 2023 | 2024 | 2025 | 2026 | 2027 | 2028 | 2029 | 2030 | 2031 | 2032 | 2033 | 2034 | 2035
10% Percentile | 0 | 0 | 0 | 0 | 0 | 0 | 0 | 0 | 0 | 0 | 0 | 0 | 0 | 0 | 0 | 0 | 0 | 0 | 0 | 0
20% Percentile | 0 | 0 | 0 | 0 | 0 | 0 | 0 | 0 | 0 | 0 | 0 | 0 | 0 | 0 | 0 | 0 | 0 | 0 | 0 | 0
30% Percentile | 0 | 0 | 0 | 0 | 0 | 0 | 0 | 0 | 0 | 0 | 0 | 0 | 0 | 0 | 0 | 0 | 0 | 0 | 0 | 0
40% Percentile | 0 | 0 | 0 | 0 | 0 | 0 | 0 | 0 | 0 | 0 | 0 | 0 | 0 | 0 | 0 | 0 | 0 | 0 | 0 | 0
50% Percentile | 0 | 0 | 0 | 0 | 0 | 0 | 0 | 0 | 0 | 0 | 0 | 0 | 0 | 0 | 0 | 473 | 473 | 473 | 473 | 473
60% Percentile | 0 | 0 | 0 | 0 | 0 | 0 | 0 | 0 | 0 | 0 | 0 | 0 | 0 | 0 | 0 | 1174 | 1174 | 1174 | 1174 | 1174
70% Percentile | 0 | 0 | 0 | 0 | 0 | 0 | 0 | 0 | 0 | 0 | 0 | 0 | 0 | 456 | 456 | 1647 | 1647 | 1647 | 1647 | 1647
80% Percentile | 0 | 0 | 0 | 0 | 0 | 0 | 0 | 0 | 0 | 0 | 0 | 227 | 227 | 929 | 929 | 2189 | 2189 | 2189 | 2189 | 2189
90% Percentile | 0 | 0 | 0 | 0 | 0 | 0 | 0 | 0 | 0 | 0 | 0 | 700 | 700 | 1840.8 | 1840.8 | 3202 | 3202 | 3202 | 3202 | 3202
100% Percentile | 0 | 0 | 0 | 0 | 543 | 543 | 543 | 1016 | 1016 | 1016 | 1016 | 2171 | 2171 | 4553 | 4553 | 7357 | 7357 | 7357 | 7357 | 7357
Sensitivity S3_NoDR_Draft
Thermal Developmenmt | 2016 | 2017 | 2018 | 2019 | 2020 | 2021 | 2022 | 2023 | 2024 | 2025 | 2026 | 2027 | 2028 | 2029 | 2030 | 2031 | 2032 | 2033 | 2034 | 2035
10% Percentile | 0 | 0 | 0 | 0 | 0 | 0 | 0 | 0 | 0 | 0 | 0 | 0 | 0 | 0 | 0 | 0 | 0 | 0 | 0 | 0
20% Percentile | 0 | 0 | 0 | 0 | 0 | 0 | 0 | 0 | 0 | 0 | 0 | 0 | 0 | 0 | 0 | 0 | 0 | 0 | 0 | 0
30% Percentile | 0 | 0 | 0 | 0 | 0 | 0 | 0 | 0 | 0 | 0 | 0 | 0 | 0 | 0 | 0 | 0 | 0 | 0 | 0 | 0
40% Percentile | 0 | 0 | 0 | 0 | 0 | 0 | 0 | 0 | 0 | 0 | 0 | 0 | 0 | 0 | 0 | 0 | 0 | 0 | 0 | 0
50% Percentile | 0 | 0 | 0 | 0 | 0 | 0 | 0 | 0 | 0 | 0 | 0 | 0 | 0 | 0 | 0 | 0 | 0 | 0 | 0 | 0
60% Percentile | 0 | 0 | 177 | 177 | 177 | 177 | 177 | 177 | 177 | 177 | 177 | 177 | 177 | 177 | 177 | 354 | 354 | 354 | 354 | 354
70% Percentile | 0 | 0 | 354 | 530 | 530 | 530 | 530 | 530 | 530 | 530 | 530 | 530 | 530 | 530 | 530 | 707 | 707 | 707 | 707 | 707
80% Percentile | 0 | 0 | 530 | 883 | 883 | 883 | 883 | 883 | 883 | 883 | 883 | 883 | 883 | 883 | 883 | 1236 | 1236 | 1236 | 1236 | 1236
90% Percentile | 0 | 0 | 707 | 1236 | 1236 | 1236 | 1236 | 1236 | 1236 | 1236 | 1236 | 1236 | 1236 | 1536 | 1536 | 2384 | 2384 | 2446.6 | 2446.6 | 2446.6
100% Percentile | 0 | 0 | 707 | 2594 | 2772 | 2772 | 2772 | 3691 | 3691 | 3691 | 3691 | 4415 | 4415 | 5792 | 5792 | 7911 | 7911 | 7911 | 7911 | 8089
Sensitivity S3_NoDR_Final
Thermal Developmenmt | 2016 | 2017 | 2018 | 2019 | 2020 | 2021 | 2022 | 2023 | 2024 | 2025 | 2026 | 2027 | 2028 | 2029 | 2030 | 2031 | 2032 | 2033 | 2034 | 2035
10% Percentile | 0 | 0 | 0 | 0 | 0 | 0 | 0 | 0 | 0 | 0 | 0 | 0 | 0 | 0 | 0 | 0 | 0 | 912 | 912 | 912
20% Percentile | 0 | 0 | 227 | 227 | 455 | 455 | 455 | 455 | 455 | 455 | 455 | 455 | 455 | 455 | 455 | 455 | 455 | 1367 | 1367 | 1367
30% Percentile | 0 | 0 | 455 | 455 | 682 | 682 | 682 | 682 | 682 | 682 | 682 | 682 | 682 | 682 | 682 | 910 | 910 | 1613 | 1613 | 1613
40% Percentile | 0 | 0 | 455 | 682 | 910 | 910 | 910 | 910 | 910 | 910 | 910 | 910 | 910 | 1137 | 1137 | 1365 | 1365 | 2277 | 2277 | 2277
50% Percentile | 0 | 0 | 682 | 700 | 1137 | 1137 | 1137 | 1137 | 1137 | 1137 | 1137 | 1137 | 1137 | 1592 | 1592 | 1926 | 1926 | 2838 | 2838 | 2838
60% Percentile | 0 | 0 | 910 | 910 | 1365 | 1365 | 1365 | 1365 | 1365 | 1365 | 1365 | 1365 | 1365 | 2226 | 2226 | 2608 | 2608 | 3520 | 3520 | 3520
70% Percentile | 0 | 0 | 910 | 1137 | 1593 | 1593 | 1593 | 1593 | 1593 | 1595 | 1595 | 2047.3 | 2047.3 | 2925 | 2925 | 3398 | 3398 | 4310 | 4310 | 4310
80% Percentile | 0 | 0 | 1137 | 1383 | 1838 | 1838 | 1838 | 1926 | 1926 | 2050 | 2050 | 2749 | 2749 | 3864.8 | 3864.8 | 4327 | 4327 | 5239 | 5239 | 5239
90% Percentile | 0 | 0 | 1365 | 1820 | 2505 | 2505 | 2505 | 2521 | 2521 | 2732 | 2732 | 3537.1 | 3537.1 | 4991 | 4991 | 5464 | 5464 | 6377 | 6377 | 6377
100% Percentile | 0 | 0 | 2292 | 3308 | 3889 | 3889 | 3889 | 4660 | 4660 | 6116 | 6116 | 7132 | 7132 | 8762 | 8762 | 9235 | 9235 | 9235 | 9235 | 9235
Sensitivity S5_Regional RPS @ 35%_Draft
Thermal Developmenmt | 2016 | 2017 | 2018 | 2019 | 2020 | 2021 | 2022 | 2023 | 2024 | 2025 | 2026 | 2027 | 2028 | 2029 | 2030 | 2031 | 2032 | 2033 | 2034 | 2035
10% Percentile | 0 | 0 | 0 | 0 | 0 | 0 | 0 | 0 | 0 | 0 | 0 | 0 | 0 | 0 | 0 | 0 | 0 | 0 | 0 | 0
20% Percentile | 0 | 0 | 0 | 0 | 0 | 0 | 0 | 0 | 0 | 0 | 0 | 0 | 0 | 0 | 0 | 0 | 0 | 0 | 0 | 0
30% Percentile | 0 | 0 | 0 | 0 | 0 | 0 | 0 | 0 | 0 | 0 | 0 | 0 | 0 | 0 | 0 | 0 | 0 | 0 | 0 | 0
40% Percentile | 0 | 0 | 0 | 0 | 0 | 0 | 0 | 0 | 0 | 0 | 0 | 0 | 0 | 0 | 0 | 0 | 0 | 0 | 0 | 0
50% Percentile | 0 | 0 | 0 | 0 | 0 | 0 | 0 | 0 | 0 | 0 | 0 | 0 | 0 | 0 | 0 | 0 | 0 | 0 | 0 | 0
60% Percentile | 0 | 0 | 0 | 0 | 0 | 0 | 0 | 0 | 0 | 0 | 0 | 0 | 0 | 0 | 0 | 0 | 0 | 0 | 0 | 0
70% Percentile | 0 | 0 | 0 | 0 | 0 | 0 | 0 | 0 | 0 | 0 | 0 | 0 | 0 | 0 | 0 | 0 | 0 | 0 | 0 | 0
80% Percentile | 0 | 0 | 0 | 0 | 0 | 0 | 0 | 0 | 0 | 0 | 0 | 0 | 0 | 0 | 0 | 0 | 0 | 0 | 0 | 0
90% Percentile | 0 | 0 | 0 | 0 | 0 | 0 | 0 | 0 | 0 | 0 | 0 | 0 | 0 | 0 | 0 | 1201 | 1201 | 1201 | 1201 | 1201
100% Percentile | 0 | 0 | 177 | 830 | 830 | 830 | 830 | 830 | 830 | 830 | 830 | 2084 | 2084 | 2737 | 2737 | 4291 | 4291 | 4291 | 4291 | 4291
Sensitivity S5_Regional RPS @ 35%_Final
Thermal Developmenmt | 2016 | 2017 | 2018 | 2019 | 2020 | 2021 | 2022 | 2023 | 2024 | 2025 | 2026 | 2027 | 2028 | 2029 | 2030 | 2031 | 2032 | 2033 | 2034 | 2035
10% Percentile | 0 | 0 | 0 | 0 | 0 | 0 | 0 | 0 | 0 | 0 | 0 | 0 | 0 | 0 | 0 | 0 | 0 | 0 | 0 | 0
20% Percentile | 0 | 0 | 0 | 0 | 0 | 0 | 0 | 0 | 0 | 0 | 0 | 0 | 0 | 0 | 0 | 0 | 0 | 0 | 0 | 0
30% Percentile | 0 | 0 | 0 | 0 | 0 | 0 | 0 | 0 | 0 | 0 | 0 | 0 | 0 | 0 | 0 | 0 | 0 | 0 | 0 | 0
40% Percentile | 0 | 0 | 0 | 0 | 0 | 0 | 0 | 0 | 0 | 0 | 0 | 0 | 0 | 0 | 0 | 0 | 0 | 0 | 0 | 0
50% Percentile | 0 | 0 | 0 | 0 | 0 | 0 | 0 | 0 | 0 | 0 | 0 | 0 | 0 | 0 | 0 | 0 | 0 | 0 | 0 | 0
60% Percentile | 0 | 0 | 0 | 0 | 0 | 0 | 0 | 0 | 0 | 0 | 0 | 0 | 0 | 0 | 0 | 0 | 0 | 0 | 0 | 0
70% Percentile | 0 | 0 | 0 | 0 | 0 | 0 | 0 | 0 | 0 | 0 | 0 | 0 | 0 | 0 | 0 | 0 | 0 | 0 | 0 | 0
80% Percentile | 0 | 0 | 0 | 0 | 0 | 0 | 0 | 0 | 0 | 0 | 0 | 0 | 0 | 0 | 0 | 0 | 0 | 0 | 0 | 0
90% Percentile | 0 | 0 | 0 | 0 | 0 | 0 | 0 | 0 | 0 | 0 | 0 | 0 | 0 | 0 | 0 | 0 | 0 | 0 | 0 | 0
100% Percentile | 0 | 0 | 0 | 0 | 543 | 543 | 543 | 543 | 543 | 543 | 543 | 543 | 543 | 1245 | 1245 | 3960 | 3960 | 3960 | 3960 | 3960
Sensitivity S10_Lower Conservation_Draft
Thermal Developmenmt | 2016 | 2017 | 2018 | 2019 | 2020 | 2021 | 2022 | 2023 | 2024 | 2025 | 2026 | 2027 | 2028 | 2029 | 2030 | 2031 | 2032 | 2033 | 2034 | 2035
10% Percentile | 0 | 0 | 0 | 0 | 0 | 0 | 0 | 0 | 0 | 0 | 0 | 0 | 0 | 0 | 0 | 0 | 0 | 0 | 0 | 0
20% Percentile | 0 | 0 | 0 | 0 | 0 | 0 | 0 | 0 | 0 | 0 | 0 | 0 | 0 | 0 | 0 | 0 | 0 | 0 | 0 | 0
30% Percentile | 0 | 0 | 0 | 0 | 0 | 0 | 0 | 0 | 0 | 0 | 0 | 0 | 0 | 0 | 0 | 0 | 0 | 177 | 177 | 177
40% Percentile | 0 | 0 | 0 | 0 | 0 | 0 | 0 | 477 | 477 | 477 | 477 | 477 | 477 | 477 | 477 | 477 | 477 | 654 | 654 | 759.6
50% Percentile | 0 | 0 | 0 | 0 | 0 | 0 | 0 | 477 | 477 | 477 | 477 | 477 | 477 | 953 | 953 | 1430 | 1430 | 1430 | 1430 | 1430
60% Percentile | 0 | 0 | 0 | 0 | 0 | 0 | 0 | 477 | 477 | 477 | 477 | 953 | 953 | 1430 | 1430 | 1978 | 1978 | 2155 | 2155 | 2155
70% Percentile | 0 | 0 | 0 | 0 | 0 | 0 | 0 | 953 | 953 | 953 | 953 | 1430 | 1430 | 1978 | 1978 | 2703 | 2703 | 3055 | 3055 | 3073
80% Percentile | 0 | 0 | 477 | 477 | 477 | 477 | 477 | 1430 | 1430 | 1430 | 1430 | 2155 | 2155 | 3037 | 3037 | 3798 | 3798 | 4327 | 4327 | 4503
90% Percentile | 0 | 0 | 830 | 830 | 830 | 830 | 830 | 1978 | 1978 | 2155 | 2155 | 3055 | 3055 | 4328.8 | 4328.8 | 5756 | 5756 | 6179.8 | 6179.8 | 7770
100% Percentile | 0 | 0 | 3900 | 12999 | 12999 | 12999 | 12999 | 12999 | 12999 | 17643 | 17643 | 23530 | 23530 | 23530 | 23530 | 25137 | 25137 | 25137 | 25137 | 30915
Sensitivity S10_Lower Conservation_Final
Thermal Developmenmt | 2016 | 2017 | 2018 | 2019 | 2020 | 2021 | 2022 | 2023 | 2024 | 2025 | 2026 | 2027 | 2028 | 2029 | 2030 | 2031 | 2032 | 2033 | 2034 | 2035
10% Percentile | 0 | 0 | 0 | 0 | 0 | 0 | 0 | 0 | 0 | 0 | 0 | 0 | 0 | 0 | 0 | 0 | 0 | 3591 | 3591 | 3591
20% Percentile | 0 | 0 | 0 | 0 | 0 | 0 | 0 | 0 | 0 | 0 | 0 | 0 | 0 | 0 | 0 | 0 | 0 | 4134 | 4134 | 4134
30% Percentile | 0 | 0 | 0 | 0 | 0 | 0 | 0 | 0 | 0 | 0 | 0 | 0 | 0 | 229 | 229 | 702 | 702 | 5133 | 5133 | 5133
40% Percentile | 0 | 0 | 0 | 0 | 0 | 0 | 0 | 0 | 0 | 455.6 | 455.6 | 456 | 456 | 929 | 929 | 1384 | 1384 | 5904 | 5904 | 5904
50% Percentile | 0 | 0 | 0 | 0 | 0 | 0 | 0 | 473 | 473 | 684 | 684 | 702 | 702 | 1384 | 1384 | 1875 | 1875 | 6762 | 6762 | 6762
60% Percentile | 0 | 0 | 0 | 0 | 227 | 227 | 227 | 473 | 473 | 929 | 929 | 1156 | 1156 | 1857 | 1857 | 2784 | 2784 | 7760 | 7760 | 7760
70% Percentile | 0 | 0 | 0 | 0 | 229 | 229 | 229 | 911 | 911 | 1174 | 1174 | 1826.4 | 1826.4 | 2335.1 | 2335.1 | 3581.4 | 3581.4 | 8619.3 | 8619.3 | 8619.3
80% Percentile | 0 | 0 | 0 | 45.4 | 684 | 684 | 684 | 1402 | 1402 | 1629 | 1629 | 2330 | 2330 | 3256.8 | 3256.8 | 4641 | 4641 | 10072 | 10072 | 10072
90% Percentile | 0 | 0 | 229 | 456 | 929 | 929 | 929 | 1875 | 1875 | 2557 | 2557 | 3239 | 3239 | 4414 | 4414 | 6725 | 6725 | 11842 | 11842 | 11842
100% Percentile | 0 | 0 | 1873 | 9266 | 9266 | 9266 | 9266 | 9266 | 9266 | 15468 | 15468 | 22843 | 22843 | 22843 | 22843 | 24057 | 24057 | 26935 | 26935 | 26935

## Deciles - Renew Dev - Winter
Scenario 1B_Draft
Renewable Developmenmt | 2016 | 2017 | 2018 | 2019 | 2020 | 2021 | 2022 | 2023 | 2024 | 2025 | 2026 | 2027 | 2028 | 2029 | 2030 | 2031 | 2032 | 2033 | 2034 | 2035
10% Percentile | 0 | 0 | 0 | 0 | 0 | 0 | 0 | 0 | 0 | 0 | 0 | 0 | 0 | 0 | 0 | 0 | 0 | 0 | 0 | 0
20% Percentile | 0 | 0 | 0 | 0 | 0 | 0 | 0 | 0 | 0 | 0 | 0 | 0 | 0 | 0 | 0 | 0 | 0 | 0 | 0 | 0
30% Percentile | 0 | 0 | 0 | 0 | 0 | 0 | 0 | 0 | 0 | 0 | 0 | 0 | 0 | 0 | 0 | 0 | 0 | 0 | 0 | 0
40% Percentile | 0 | 0 | 0 | 0 | 0 | 0 | 0 | 0 | 0 | 0 | 0 | 0 | 0 | 0 | 0 | 0 | 0 | 0 | 0 | 0
50% Percentile | 0 | 0 | 0 | 0 | 0 | 0 | 0 | 0 | 0 | 0 | 0 | 0 | 0 | 0 | 0 | 0 | 0 | 0 | 0 | 0
60% Percentile | 0 | 0 | 0 | 0 | 0 | 0 | 0 | 0 | 0 | 0 | 0 | 0 | 0 | 0 | 0 | 0 | 0 | 0 | 0 | 10
70% Percentile | 0 | 0 | 0 | 0 | 0 | 0 | 0 | 0 | 0 | 0 | 0 | 5 | 5 | 5 | 5 | 5 | 5 | 5 | 5 | 51.2
80% Percentile | 0 | 0 | 0 | 0 | 0 | 0 | 0 | 0 | 0 | 0 | 5 | 5 | 5 | 5 | 5 | 5 | 5 | 5 | 16 | 64
90% Percentile | 0 | 0 | 0 | 0 | 0 | 0 | 0 | 0 | 0 | 0 | 10 | 10 | 10 | 10 | 10 | 10 | 10 | 10 | 69 | 79
100% Percentile | 0 | 5 | 5 | 5 | 5 | 5 | 5 | 5 | 5 | 25 | 25 | 25 | 25 | 25 | 25 | 30 | 114 | 129 | 144 | 158
Scenario 1B_Final
Renewable Developmenmt | 2016 | 2017 | 2018 | 2019 | 2020 | 2021 | 2022 | 2023 | 2024 | 2025 | 2026 | 2027 | 2028 | 2029 | 2030 | 2031 | 2032 | 2033 | 2034 | 2035
10% Percentile | 0 | 0 | 0 | 0 | 0 | 0 | 0 | 0 | 0 | 0 | 0 | 0 | 0 | 0 | 0 | 0 | 0 | 50 | 50 | 50
20% Percentile | 0 | 0 | 0 | 0 | 0 | 0 | 0 | 0 | 0 | 0 | 0 | 0 | 0 | 0 | 0 | 0 | 0 | 50 | 50 | 57
30% Percentile | 0 | 0 | 0 | 0 | 0 | 0 | 0 | 0 | 0 | 0 | 0 | 0 | 0 | 0 | 0 | 0 | 0 | 50 | 50 | 57
40% Percentile | 0 | 0 | 0 | 0 | 0 | 0 | 0 | 0 | 0 | 0 | 0 | 0 | 0 | 0 | 0 | 0 | 0 | 50 | 50 | 107
50% Percentile | 0 | 0 | 0 | 0 | 0 | 0 | 0 | 0 | 0 | 0 | 0 | 0 | 0 | 0 | 0 | 0 | 0 | 50 | 50 | 107
60% Percentile | 0 | 0 | 0 | 0 | 0 | 0 | 0 | 0 | 0 | 0 | 0 | 0 | 0 | 0 | 0 | 0 | 0 | 50 | 52 | 112
70% Percentile | 0 | 0 | 0 | 0 | 0 | 0 | 0 | 0 | 0 | 0 | 0 | 0 | 0 | 0 | 0 | 0 | 3 | 52 | 120 | 208
80% Percentile | 0 | 0 | 0 | 0 | 0 | 0 | 0 | 0 | 0 | 0 | 0 | 0 | 0 | 0 | 3 | 3 | 39.4 | 142 | 161 | 230
90% Percentile | 0 | 3 | 3 | 3 | 3 | 3 | 3 | 3 | 3 | 3 | 3 | 3 | 3 | 3 | 31.3 | 92 | 109.2 | 178 | 194.1 | 266
100% Percentile | 0 | 3 | 34 | 34 | 34 | 34 | 34 | 36 | 36 | 36 | 36 | 108 | 149 | 188 | 193 | 265 | 274 | 340 | 505 | 1145
Scenario 2B_Draft
Renewable Developmenmt | 2016 | 2017 | 2018 | 2019 | 2020 | 2021 | 2022 | 2023 | 2024 | 2025 | 2026 | 2027 | 2028 | 2029 | 2030 | 2031 | 2032 | 2033 | 2034 | 2035
10% Percentile | 0 | 0 | 0 | 0 | 0 | 0 | 0 | 0 | 0 | 0 | 0 | 0 | 0 | 0 | 0 | 0 | 0 | 0 | 0 | 0
20% Percentile | 0 | 0 | 0 | 0 | 0 | 0 | 0 | 0 | 0 | 0 | 0 | 0 | 0 | 0 | 0 | 0 | 0 | 0 | 0 | 0
30% Percentile | 0 | 0 | 0 | 0 | 0 | 0 | 0 | 0 | 0 | 0 | 0 | 0 | 0 | 0 | 0 | 0 | 0 | 0 | 0 | 0
40% Percentile | 0 | 0 | 0 | 0 | 0 | 0 | 0 | 0 | 0 | 0 | 0 | 0 | 0 | 0 | 0 | 0 | 0 | 0 | 0 | 0
50% Percentile | 0 | 0 | 0 | 0 | 0 | 0 | 0 | 0 | 0 | 0 | 0 | 0 | 0 | 0 | 0 | 0 | 0 | 0 | 0 | 0
60% Percentile | 0 | 0 | 0 | 0 | 0 | 0 | 0 | 0 | 0 | 0 | 0 | 0 | 0 | 0 | 0 | 0 | 0 | 0 | 0 | 5
70% Percentile | 0 | 0 | 0 | 0 | 0 | 0 | 0 | 0 | 0 | 0 | 0 | 5 | 5 | 5 | 5 | 5 | 5 | 5 | 5 | 25
80% Percentile | 0 | 0 | 0 | 0 | 0 | 0 | 0 | 0 | 0 | 0 | 5 | 5 | 5 | 5 | 5 | 5 | 5 | 5 | 5 | 54
90% Percentile | 0 | 0 | 0 | 0 | 0 | 0 | 0 | 0 | 0 | 0 | 5 | 10 | 10 | 10 | 10 | 10 | 10 | 10 | 54 | 69
100% Percentile | 0 | 5 | 5 | 5 | 5 | 5 | 5 | 5 | 5 | 20 | 20 | 20 | 20 | 20 | 20 | 25 | 74 | 99 | 124 | 144
Scenario 2B_Final
Renewable Developmenmt | 2016 | 2017 | 2018 | 2019 | 2020 | 2021 | 2022 | 2023 | 2024 | 2025 | 2026 | 2027 | 2028 | 2029 | 2030 | 2031 | 2032 | 2033 | 2034 | 2035
10% Percentile | 0 | 0 | 0 | 0 | 0 | 0 | 0 | 0 | 0 | 0 | 0 | 0 | 0 | 0 | 0 | 0 | 0 | 50 | 50 | 100
20% Percentile | 0 | 0 | 0 | 0 | 0 | 0 | 0 | 0 | 0 | 0 | 0 | 0 | 0 | 0 | 0 | 50 | 50 | 100 | 100 | 150
30% Percentile | 0 | 0 | 0 | 0 | 0 | 0 | 0 | 0 | 0 | 0 | 0 | 0 | 0 | 0 | 0 | 50 | 50 | 100 | 100 | 150
40% Percentile | 0 | 0 | 0 | 0 | 0 | 0 | 0 | 0 | 0 | 0 | 0 | 0 | 0 | 0 | 0 | 50 | 50 | 100 | 100 | 150
50% Percentile | 0 | 0 | 0 | 0 | 0 | 0 | 0 | 0 | 0 | 0 | 0 | 0 | 0 | 0 | 0 | 50 | 50 | 100 | 100 | 150
60% Percentile | 0 | 0 | 0 | 0 | 0 | 0 | 0 | 0 | 0 | 0 | 0 | 0 | 0 | 0 | 0 | 50 | 50 | 100 | 100 | 152
70% Percentile | 0 | 0 | 0 | 0 | 0 | 0 | 0 | 0 | 0 | 0 | 0 | 0 | 0 | 0 | 0 | 50 | 50 | 102 | 105 | 224.3
80% Percentile | 0 | 0 | 0 | 0 | 0 | 0 | 0 | 0 | 0 | 0 | 0 | 0 | 0 | 0 | 3 | 52 | 52 | 180.2 | 216.2 | 277.2
90% Percentile | 0 | 0 | 0 | 0 | 0 | 0 | 0 | 3 | 3 | 3 | 3 | 3 | 3 | 3 | 3 | 146.3 | 182.1 | 254.2 | 259 | 316
100% Percentile | 0 | 3 | 15 | 15 | 15 | 15 | 15 | 15 | 18 | 18 | 18 | 105 | 238 | 272 | 291 | 344 | 361 | 410 | 465 | 868
Scenario 3A_Draft
Renewable Developmenmt | 2016 | 2017 | 2018 | 2019 | 2020 | 2021 | 2022 | 2023 | 2024 | 2025 | 2026 | 2027 | 2028 | 2029 | 2030 | 2031 | 2032 | 2033 | 2034 | 2035
10% Percentile | 0 | 0 | 0 | 0 | 0 | 0 | 0 | 0 | 0 | 0 | 0 | 0 | 0 | 0 | 0 | 0 | 0 | 0 | 0 | 0
20% Percentile | 0 | 0 | 0 | 0 | 0 | 0 | 0 | 0 | 0 | 0 | 0 | 0 | 0 | 0 | 0 | 0 | 0 | 0 | 0 | 0
30% Percentile | 0 | 0 | 0 | 0 | 0 | 0 | 0 | 0 | 0 | 0 | 0 | 0 | 0 | 0 | 0 | 0 | 0 | 0 | 0 | 0
40% Percentile | 0 | 0 | 0 | 0 | 0 | 0 | 0 | 0 | 0 | 0 | 0 | 0 | 0 | 0 | 0 | 0 | 0 | 5 | 5 | 5
50% Percentile | 0 | 0 | 0 | 0 | 0 | 0 | 0 | 0 | 0 | 0 | 0 | 0 | 0 | 5 | 5 | 5 | 5 | 5 | 5 | 10
60% Percentile | 0 | 0 | 0 | 0 | 0 | 0 | 0 | 0 | 0 | 0 | 0 | 0 | 0 | 10 | 10 | 10 | 10 | 10 | 10 | 20
70% Percentile | 0 | 0 | 0 | 0 | 0 | 0 | 0 | 0 | 0 | 0 | 0 | 5 | 5 | 15 | 15 | 15 | 15 | 15 | 15 | 35
80% Percentile | 0 | 0 | 0 | 0 | 0 | 0 | 0 | 0 | 0 | 0 | 5 | 5 | 5 | 20 | 20 | 20 | 20 | 20 | 30 | 59
90% Percentile | 0 | 0 | 0 | 0 | 0 | 0 | 0 | 0 | 0 | 0 | 5 | 10 | 10 | 35 | 35 | 35 | 35 | 40 | 59 | 79
100% Percentile | 0 | 5 | 5 | 10 | 25 | 25 | 25 | 25 | 25 | 25 | 25 | 54 | 54 | 94 | 94 | 109 | 109 | 158 | 163 | 173
Scenario 3A_Final
Renewable Developmenmt | 2016 | 2017 | 2018 | 2019 | 2020 | 2021 | 2022 | 2023 | 2024 | 2025 | 2026 | 2027 | 2028 | 2029 | 2030 | 2031 | 2032 | 2033 | 2034 | 2035
10% Percentile | 0 | 0 | 0 | 0 | 0 | 0 | 0 | 0 | 0 | 0 | 0 | 0 | 0 | 0 | 0 | 0 | 0 | 0 | 0 | 0
20% Percentile | 0 | 0 | 0 | 0 | 0 | 0 | 0 | 0 | 0 | 0 | 0 | 0 | 0 | 0 | 0 | 0 | 0 | 0 | 0 | 3
30% Percentile | 0 | 0 | 0 | 0 | 0 | 0 | 0 | 0 | 0 | 0 | 0 | 0 | 0 | 0 | 0 | 0 | 0 | 0 | 0 | 50
40% Percentile | 0 | 0 | 0 | 0 | 0 | 0 | 0 | 0 | 0 | 0 | 0 | 0 | 0 | 0 | 0 | 0 | 0 | 0 | 0 | 50
50% Percentile | 0 | 0 | 0 | 0 | 0 | 0 | 0 | 0 | 0 | 0 | 0 | 0 | 0 | 0 | 0 | 0 | 0 | 0 | 0 | 50
60% Percentile | 0 | 0 | 0 | 0 | 0 | 0 | 0 | 0 | 0 | 0 | 0 | 0 | 0 | 0 | 0 | 0 | 0 | 0 | 0 | 52
70% Percentile | 0 | 0 | 0 | 0 | 0 | 0 | 0 | 0 | 0 | 0 | 0 | 0 | 0 | 0 | 0 | 0 | 0 | 3 | 27.5 | 137.3
80% Percentile | 0 | 0 | 0 | 0 | 0 | 0 | 0 | 0 | 0 | 0 | 0 | 0 | 0 | 0 | 0 | 3 | 3 | 70 | 106.2 | 173
90% Percentile | 0 | 0 | 0 | 0 | 0 | 0 | 0 | 0 | 3 | 3 | 3 | 3 | 3 | 3 | 3 | 75 | 111 | 123.2 | 143 | 213
100% Percentile | 0 | 3 | 3 | 3 | 3 | 3 | 5 | 5 | 5 | 5 | 5 | 101 | 135 | 178 | 194 | 243 | 261 | 268 | 369 | 1056
Scenario 3C_Coal Retirement
Renewable Developmenmt | 2016 | 2017 | 2018 | 2019 | 2020 | 2021 | 2022 | 2023 | 2024 | 2025 | 2026 | 2027 | 2028 | 2029 | 2030 | 2031 | 2032 | 2033 | 2034 | 2035
10% Percentile | 0 | 0 | 0 | 0 | 0 | 0 | 0 | 0 | 0 | 0 | 0 | 0 | 0 | 0 | 0 | 0 | 0 | 132 | 132 | 132
20% Percentile | 0 | 0 | 0 | 0 | 0 | 0 | 0 | 0 | 0 | 0 | 0 | 0 | 0 | 0 | 0 | 0 | 0 | 132 | 132 | 134
30% Percentile | 0 | 0 | 0 | 0 | 0 | 0 | 0 | 0 | 0 | 0 | 0 | 0 | 0 | 0 | 0 | 14 | 14 | 146 | 146 | 146
40% Percentile | 0 | 0 | 0 | 0 | 0 | 0 | 0 | 0 | 0 | 3 | 3 | 3 | 3 | 3 | 3 | 14 | 14 | 146 | 150.2 | 174
50% Percentile | 0 | 0 | 0 | 0 | 0 | 0 | 0 | 0 | 0 | 7 | 7 | 7 | 7 | 7 | 7 | 21 | 21 | 160 | 168 | 197
60% Percentile | 0 | 0 | 0 | 0 | 0 | 0 | 0 | 0 | 0 | 24 | 24 | 27 | 27 | 27 | 27 | 38 | 40 | 175 | 183 | 226
70% Percentile | 0 | 0 | 0 | 0 | 0 | 0 | 0 | 0 | 0 | 39 | 39 | 42 | 42 | 42 | 42 | 53 | 54 | 188 | 192 | 241
80% Percentile | 0 | 0 | 0 | 0 | 25 | 25 | 25 | 25 | 25 | 42 | 42 | 45 | 45 | 45 | 45 | 59 | 60 | 213 | 230 | 280.2
90% Percentile | 0 | 3 | 3 | 3 | 39 | 39 | 39 | 39 | 39 | 60 | 60 | 75 | 75 | 75 | 77 | 95 | 100.3 | 250.1 | 269.1 | 316
100% Percentile | 0 | 3 | 3 | 38 | 127 | 127 | 129 | 141 | 141 | 183 | 183 | 205 | 205 | 205 | 251 | 275 | 282 | 396 | 405 | 449
Scenario 3D_Coal Retirement wSCC_MidRange
Renewable Developmenmt | 2016 | 2017 | 2018 | 2019 | 2020 | 2021 | 2022 | 2023 | 2024 | 2025 | 2026 | 2027 | 2028 | 2029 | 2030 | 2031 | 2032 | 2033 | 2034 | 2035
10% Percentile | 0 | 0 | 0 | 0 | 0 | 0 | 0 | 21 | 21 | 29 | 29 | 29 | 29 | 29 | 29 | 43 | 43 | 114 | 114 | 114
20% Percentile | 0 | 0 | 0 | 0 | 0 | 0 | 0 | 21 | 21 | 42 | 42 | 46 | 46 | 50 | 50 | 58.8 | 58.8 | 186 | 186 | 186
30% Percentile | 0 | 0 | 0 | 0 | 0 | 0 | 0 | 21 | 21 | 50 | 50 | 50 | 50 | 50 | 50 | 67 | 67 | 208 | 208 | 210.7
40% Percentile | 0 | 0 | 0 | 0 | 0 | 0 | 0 | 21 | 21 | 50 | 50 | 50 | 50 | 64 | 64 | 82 | 82 | 218 | 218 | 222
50% Percentile | 0 | 0 | 0 | 0 | 0 | 0 | 0 | 21 | 21 | 53 | 53 | 64 | 64 | 72 | 72 | 97 | 97 | 234 | 234 | 236.5
60% Percentile | 0 | 0 | 0 | 0 | 3 | 7 | 7 | 29 | 29 | 68 | 68 | 79 | 79 | 89.4 | 89.4 | 114 | 114 | 253 | 253 | 260
70% Percentile | 0 | 0 | 0 | 0 | 46 | 46 | 46 | 57.9 | 57.9 | 78 | 78 | 100 | 100 | 112.3 | 112.3 | 136 | 136 | 274 | 274 | 287.3
80% Percentile | 0 | 0 | 0 | 0 | 52 | 53 | 53 | 75 | 75 | 100.4 | 100.4 | 119 | 119 | 131.2 | 131.2 | 157 | 157 | 300 | 300.2 | 338
90% Percentile | 0 | 3 | 3 | 3 | 57 | 71 | 71 | 93 | 93 | 121 | 121 | 149 | 149 | 162.1 | 162.1 | 190.1 | 191 | 337.1 | 338.1 | 383.1
100% Percentile | 0 | 3 | 71 | 85 | 165 | 187 | 187 | 208 | 208 | 234 | 234 | 277 | 277 | 296 | 296 | 357 | 357 | 507 | 507 | 556
Scenario 3E_Coal Retirement wSCC_MidRange No New Gas
Renewable Developmenmt | 2016 | 2017 | 2018 | 2019 | 2020 | 2021 | 2022 | 2023 | 2024 | 2025 | 2026 | 2027 | 2028 | 2029 | 2030 | 2031 | 2032 | 2033 | 2034 | 2035
10% Percentile | 0 | 0 | 0 | 0 | 0 | 0 | 0 | 0 | 0 | 79 | 79 | 100 | 100 | 129 | 129 | 178 | 178 | 1277 | 1277 | 1282
20% Percentile | 0 | 0 | 0 | 0 | 0 | 0 | 0 | 0 | 0 | 157 | 157 | 226.6 | 226.6 | 293.8 | 293.8 | 365.6 | 365.6 | 1362.6 | 1362.6 | 1369
30% Percentile | 0 | 0 | 0 | 0 | 0 | 0 | 0 | 29 | 29 | 286.7 | 286.7 | 365.7 | 365.7 | 456.7 | 456.7 | 548.8 | 548.8 | 1455 | 1455 | 1461
40% Percentile | 0 | 0 | 0 | 0 | 0 | 0 | 0 | 92.2 | 92.2 | 475 | 475 | 535.2 | 535.2 | 636 | 636 | 758.2 | 758.2 | 1525.2 | 1525.2 | 1539
50% Percentile | 0 | 0 | 0 | 0 | 0 | 0 | 0 | 174 | 174 | 729.5 | 729.5 | 785 | 785 | 867.5 | 867.5 | 989 | 989 | 1591 | 1591 | 1597
60% Percentile | 0 | 0 | 0 | 0 | 0 | 0 | 0 | 174 | 174 | 936.6 | 936.6 | 990.2 | 990.2 | 1096.8 | 1096.8 | 1192 | 1192 | 1669.4 | 1669.4 | 1681.8
70% Percentile | 0 | 0 | 0 | 0 | 0 | 3 | 3 | 174 | 174 | 1105 | 1105 | 1175 | 1175 | 1255.6 | 1255.6 | 1412.3 | 1412.3 | 1741 | 1741 | 1757
80% Percentile | 0 | 0 | 0 | 0 | 29.4 | 32 | 32 | 203 | 203 | 1207.4 | 1207.4 | 1319.2 | 1319.2 | 1424 | 1424 | 1551 | 1551 | 1805.2 | 1805.2 | 1851.6
90% Percentile | 0 | 0 | 0 | 0 | 107 | 107 | 107 | 280 | 280 | 1217.1 | 1217.1 | 1411 | 1411 | 1543 | 1543 | 1732.3 | 1732.3 | 2009 | 2009 | 2060.1
100% Percentile | 0 | 3 | 77 | 214 | 343 | 440 | 440 | 602 | 602 | 1414 | 1414 | 1922 | 1922 | 2406 | 2406 | 3515 | 3515 | 4595 | 4595 | 4708
Scenario 5B_Increased Market_Draft
Renewable Developmenmt | 2016 | 2017 | 2018 | 2019 | 2020 | 2021 | 2022 | 2023 | 2024 | 2025 | 2026 | 2027 | 2028 | 2029 | 2030 | 2031 | 2032 | 2033 | 2034 | 2035
10% Percentile | 0 | 0 | 0 | 0 | 0 | 0 | 0 | 0 | 0 | 0 | 0 | 0 | 0 | 0 | 0 | 0 | 0 | 0 | 0 | 0
20% Percentile | 0 | 0 | 0 | 0 | 0 | 0 | 0 | 0 | 0 | 0 | 0 | 0 | 0 | 0 | 0 | 0 | 0 | 0 | 0 | 0
30% Percentile | 0 | 0 | 0 | 0 | 0 | 0 | 0 | 0 | 0 | 0 | 0 | 0 | 0 | 0 | 0 | 0 | 0 | 0 | 0 | 0
40% Percentile | 0 | 0 | 0 | 0 | 0 | 0 | 0 | 0 | 0 | 0 | 0 | 0 | 0 | 0 | 0 | 0 | 0 | 0 | 0 | 0
50% Percentile | 0 | 0 | 0 | 0 | 0 | 0 | 0 | 0 | 0 | 0 | 0 | 0 | 0 | 0 | 0 | 0 | 0 | 0 | 0 | 5
60% Percentile | 0 | 0 | 0 | 0 | 0 | 0 | 0 | 0 | 0 | 0 | 0 | 0 | 5 | 5 | 5 | 5 | 5 | 5 | 5 | 25
70% Percentile | 0 | 0 | 0 | 0 | 0 | 0 | 0 | 0 | 0 | 0 | 0 | 5 | 5 | 5 | 5 | 5 | 5 | 5 | 5 | 59
80% Percentile | 0 | 0 | 0 | 0 | 0 | 0 | 0 | 0 | 0 | 0 | 5 | 5 | 5 | 5 | 5 | 5 | 5 | 5 | 40 | 69
90% Percentile | 0 | 0 | 0 | 0 | 0 | 0 | 0 | 0 | 0 | 0 | 10 | 10 | 10 | 10 | 10 | 10 | 10 | 20 | 74 | 84
100% Percentile | 0 | 5 | 5 | 5 | 5 | 5 | 5 | 5 | 5 | 25 | 25 | 25 | 25 | 25 | 25 | 40 | 109 | 134 | 134 | 149
Scenario 5B_Increased Market_Final
Renewable Developmenmt | 2016 | 2017 | 2018 | 2019 | 2020 | 2021 | 2022 | 2023 | 2024 | 2025 | 2026 | 2027 | 2028 | 2029 | 2030 | 2031 | 2032 | 2033 | 2034 | 2035
10% Percentile | 0 | 0 | 0 | 0 | 0 | 0 | 0 | 0 | 0 | 0 | 0 | 0 | 0 | 0 | 0 | 0 | 0 | 0 | 0 | 0
20% Percentile | 0 | 0 | 0 | 0 | 0 | 0 | 0 | 0 | 0 | 0 | 0 | 0 | 0 | 0 | 0 | 0 | 0 | 0 | 0 | 0
30% Percentile | 0 | 0 | 0 | 0 | 0 | 0 | 0 | 0 | 0 | 0 | 0 | 0 | 0 | 0 | 0 | 0 | 0 | 0 | 0 | 0
40% Percentile | 0 | 0 | 0 | 0 | 0 | 0 | 0 | 0 | 0 | 0 | 0 | 0 | 0 | 0 | 0 | 0 | 0 | 0 | 0 | 50
50% Percentile | 0 | 0 | 0 | 0 | 0 | 0 | 0 | 0 | 0 | 0 | 0 | 0 | 0 | 0 | 0 | 0 | 0 | 0 | 0 | 52
60% Percentile | 0 | 0 | 0 | 0 | 0 | 0 | 0 | 0 | 0 | 0 | 0 | 0 | 0 | 0 | 0 | 0 | 0 | 3 | 75 | 130
70% Percentile | 0 | 0 | 0 | 0 | 0 | 0 | 0 | 0 | 0 | 0 | 0 | 0 | 0 | 0 | 0 | 0 | 52 | 89 | 107.3 | 163
80% Percentile | 0 | 0 | 0 | 0 | 0 | 0 | 0 | 0 | 0 | 0 | 0 | 0 | 0 | 0 | 3 | 62 | 99 | 116.4 | 128 | 187
90% Percentile | 0 | 0 | 0 | 0 | 0 | 0 | 0 | 0 | 0 | 0 | 0 | 0 | 3 | 16 | 96 | 126.2 | 135 | 147 | 169 | 233.3
100% Percentile | 0 | 0 | 0 | 0 | 0 | 0 | 3 | 3 | 3 | 3 | 26 | 146 | 199 | 224 | 224 | 294 | 294 | 315 | 859 | 1183
Sensitivity S3_NoDR_Draft
Renewable Developmenmt | 2016 | 2017 | 2018 | 2019 | 2020 | 2021 | 2022 | 2023 | 2024 | 2025 | 2026 | 2027 | 2028 | 2029 | 2030 | 2031 | 2032 | 2033 | 2034 | 2035
10% Percentile | 0 | 0 | 0 | 0 | 0 | 0 | 0 | 0 | 0 | 0 | 0 | 0 | 0 | 0 | 0 | 0 | 0 | 0 | 0 | 0
20% Percentile | 0 | 0 | 0 | 0 | 0 | 0 | 0 | 0 | 0 | 0 | 0 | 0 | 0 | 0 | 0 | 0 | 0 | 0 | 0 | 0
30% Percentile | 0 | 0 | 0 | 0 | 0 | 0 | 0 | 0 | 0 | 0 | 0 | 0 | 0 | 0 | 0 | 0 | 0 | 0 | 0 | 0
40% Percentile | 0 | 0 | 0 | 0 | 0 | 0 | 0 | 0 | 0 | 0 | 0 | 0 | 0 | 0 | 0 | 0 | 0 | 0 | 0 | 0
50% Percentile | 0 | 0 | 0 | 0 | 0 | 0 | 0 | 0 | 0 | 0 | 0 | 0 | 0 | 0 | 0 | 0 | 0 | 0 | 0 | 0
60% Percentile | 0 | 0 | 0 | 0 | 0 | 0 | 0 | 0 | 0 | 0 | 0 | 0 | 0 | 0 | 0 | 0 | 0 | 0 | 0 | 5
70% Percentile | 0 | 0 | 0 | 0 | 0 | 0 | 0 | 0 | 0 | 0 | 0 | 5 | 5 | 5 | 5 | 5 | 5 | 5 | 5 | 35
80% Percentile | 0 | 0 | 0 | 0 | 0 | 0 | 0 | 0 | 0 | 0 | 5 | 5 | 5 | 5 | 5 | 5 | 5 | 5 | 10 | 59
90% Percentile | 0 | 0 | 0 | 0 | 0 | 0 | 0 | 0 | 0 | 0 | 5 | 10 | 10 | 10 | 10 | 10 | 10 | 10 | 64 | 74
100% Percentile | 0 | 0 | 0 | 0 | 0 | 0 | 0 | 0 | 0 | 20 | 20 | 20 | 20 | 20 | 20 | 20 | 99 | 119 | 129 | 144
Sensitivity S3_NoDR_Final
Renewable Developmenmt | 2016 | 2017 | 2018 | 2019 | 2020 | 2021 | 2022 | 2023 | 2024 | 2025 | 2026 | 2027 | 2028 | 2029 | 2030 | 2031 | 2032 | 2033 | 2034 | 2035
10% Percentile | 0 | 0 | 0 | 0 | 0 | 0 | 0 | 0 | 0 | 0 | 0 | 0 | 0 | 0 | 0 | 0 | 0 | 64 | 64 | 64
20% Percentile | 0 | 0 | 0 | 0 | 0 | 0 | 0 | 0 | 0 | 0 | 0 | 0 | 0 | 0 | 0 | 0 | 0 | 64 | 64 | 64
30% Percentile | 0 | 0 | 0 | 0 | 0 | 0 | 0 | 0 | 0 | 0 | 0 | 0 | 0 | 3 | 3 | 3 | 3 | 67 | 67 | 67
40% Percentile | 0 | 3 | 3 | 3 | 3 | 3 | 3 | 3 | 3 | 3 | 3 | 3 | 3 | 3 | 3 | 3 | 3 | 67 | 67 | 67
50% Percentile | 0 | 3 | 3 | 3 | 3 | 3 | 3 | 3 | 3 | 3 | 3 | 3 | 3 | 3 | 3 | 3 | 3 | 67 | 67 | 67
60% Percentile | 0 | 3 | 3 | 3 | 3 | 3 | 3 | 3 | 3 | 3 | 3 | 3 | 3 | 3 | 3 | 5 | 5 | 70 | 70.8 | 75
70% Percentile | 0 | 3 | 3 | 3 | 3 | 3 | 3 | 3 | 3 | 3 | 3 | 3 | 3 | 5 | 5 | 32 | 32 | 96 | 101 | 106
80% Percentile | 0 | 3 | 3 | 3 | 3 | 3 | 3 | 3 | 3 | 3 | 3 | 3 | 3 | 39 | 39 | 46 | 53.2 | 123.4 | 135.6 | 144
90% Percentile | 0 | 3 | 3 | 3 | 3 | 3 | 3 | 3 | 3 | 3 | 3 | 3 | 3 | 42 | 42 | 97 | 116 | 186 | 207 | 213
100% Percentile | 0 | 3 | 3 | 3 | 3 | 3 | 5 | 16 | 16 | 23 | 23 | 43 | 138 | 198 | 231 | 303 | 303 | 370 | 370 | 376
Sensitivity S5_Regional RPS @ 35%_Draft
Renewable Developmenmt | 2016 | 2017 | 2018 | 2019 | 2020 | 2021 | 2022 | 2023 | 2024 | 2025 | 2026 | 2027 | 2028 | 2029 | 2030 | 2031 | 2032 | 2033 | 2034 | 2035
10% Percentile | 0 | 0 | 0 | 0 | 0 | 119 | 173 | 213 | 257.5 | 297 | 381 | 381 | 381 | 381 | 381 | 381 | 381 | 381 | 381 | 381
20% Percentile | 0 | 0 | 0 | 0 | 0 | 119 | 178 | 223 | 263 | 307 | 381 | 381 | 381 | 381 | 381 | 381 | 381 | 381 | 381 | 381
30% Percentile | 0 | 0 | 0 | 0 | 0 | 124 | 183 | 223 | 268 | 317 | 381 | 381 | 381 | 381 | 381 | 381 | 381 | 381 | 381 | 381
40% Percentile | 0 | 0 | 0 | 0 | 5 | 129 | 188 | 228 | 273 | 327 | 381 | 381 | 381 | 381 | 381 | 381 | 381 | 381 | 381 | 381
50% Percentile | 0 | 0 | 0 | 0 | 5 | 129 | 188 | 233 | 277 | 337 | 381 | 381 | 381 | 381 | 381 | 381 | 381 | 381 | 381 | 381
60% Percentile | 0 | 0 | 0 | 0 | 5 | 134 | 193 | 238 | 282 | 347 | 381 | 381 | 381 | 381 | 381 | 381 | 381 | 381 | 381 | 381
70% Percentile | 0 | 0 | 0 | 0 | 5 | 134 | 198 | 243 | 287 | 357.5 | 381 | 381 | 381 | 381 | 381 | 381 | 381 | 381 | 381 | 381
80% Percentile | 0 | 0 | 0 | 0 | 5 | 139 | 198 | 248 | 292 | 371 | 381 | 381 | 381 | 381 | 381 | 381 | 381 | 381 | 381 | 381
90% Percentile | 0 | 0 | 0 | 0 | 15 | 144 | 203 | 253 | 302 | 381 | 381 | 381 | 381 | 381 | 381 | 381 | 381 | 381 | 381 | 381
100% Percentile | 0 | 5 | 5 | 5 | 40 | 163 | 228 | 277 | 327 | 381 | 381 | 381 | 381 | 381 | 381 | 381 | 381 | 381 | 381 | 381
Sensitivity S5_Regional RPS @ 35%_Final
Renewable Developmenmt | 2016 | 2017 | 2018 | 2019 | 2020 | 2021 | 2022 | 2023 | 2024 | 2025 | 2026 | 2027 | 2028 | 2029 | 2030 | 2031 | 2032 | 2033 | 2034 | 2035
10% Percentile | 0 | 0 | 16 | 31 | 54 | 491.8 | 691 | 746 | 798 | 851 | 895 | 963 | 1037 | 1079 | 1081 | 1084 | 1086 | 1115.4 | 1121 | 1128
20% Percentile | 0 | 0 | 16 | 31 | 54 | 558.6 | 699 | 754 | 809 | 863 | 905 | 987 | 1291 | 1341 | 1344 | 1391 | 1391 | 1443 | 1540 | 1581
30% Percentile | 0 | 0 | 16 | 31 | 54 | 611 | 707 | 762 | 819 | 874 | 913 | 1031 | 1441 | 1540 | 1543 | 1580 | 1585 | 1590 | 1590 | 1590
40% Percentile | 0 | 0 | 16 | 31 | 54 | 647 | 715 | 770 | 827 | 882 | 916 | 1086 | 1577 | 1587 | 1590 | 1590 | 1590 | 1590 | 1590 | 1590
50% Percentile | 0 | 0 | 16 | 31 | 54 | 657 | 723 | 779 | 835 | 889 | 924 | 1267 | 1590 | 1590 | 1590 | 1590 | 1590 | 1590 | 1590 | 1590
60% Percentile | 0 | 0 | 16 | 31 | 54 | 660 | 728 | 785 | 845 | 895 | 932 | 1441 | 1590 | 1590 | 1590 | 1590 | 1590 | 1590 | 1590 | 1590
70% Percentile | 0 | 0 | 16 | 34 | 57 | 665 | 733 | 791 | 850 | 900 | 950 | 1574 | 1590 | 1590 | 1590 | 1590 | 1590 | 1590 | 1590 | 1590
80% Percentile | 0 | 0 | 16 | 34 | 57 | 668 | 738 | 798 | 861 | 908 | 973 | 1590 | 1590 | 1590 | 1590 | 1590 | 1590 | 1593 | 1593 | 1593
90% Percentile | 0 | 3 | 18 | 36 | 59 | 673 | 749 | 814 | 874 | 918 | 1092 | 1590 | 1593 | 1593 | 1593 | 1593 | 1593 | 1593 | 1593 | 1593
100% Percentile | 0 | 3 | 28 | 49 | 73 | 949 | 1315 | 1380 | 1443 | 1493 | 1587 | 1593 | 1593 | 1593 | 1593 | 1593 | 1593 | 1643 | 1643 | 1690
Sensitivity S10_Lower Conservation_Draft
Renewable Developmenmt | 2016 | 2017 | 2018 | 2019 | 2020 | 2021 | 2022 | 2023 | 2024 | 2025 | 2026 | 2027 | 2028 | 2029 | 2030 | 2031 | 2032 | 2033 | 2034 | 2035
10% Percentile | 0 | 0 | 0 | 0 | 0 | 0 | 0 | 0 | 0 | 0 | 0 | 0 | 0 | 0 | 0 | 0 | 0 | 0 | 0 | 0
20% Percentile | 0 | 0 | 0 | 0 | 0 | 0 | 0 | 0 | 0 | 0 | 0 | 0 | 0 | 0 | 0 | 0 | 0 | 0 | 0 | 5
30% Percentile | 0 | 0 | 0 | 0 | 0 | 0 | 0 | 0 | 0 | 0 | 0 | 5 | 5 | 5 | 5 | 5 | 5 | 5 | 5 | 30
40% Percentile | 0 | 0 | 0 | 0 | 0 | 0 | 0 | 0 | 0 | 0 | 5 | 5 | 5 | 5 | 5 | 5 | 5 | 5 | 10 | 55
50% Percentile | 0 | 0 | 0 | 0 | 0 | 0 | 0 | 0 | 0 | 0 | 5 | 10 | 10 | 10 | 10 | 10 | 10 | 10 | 25 | 64
60% Percentile | 0 | 0 | 0 | 0 | 0 | 0 | 0 | 0 | 0 | 0 | 10 | 10 | 10 | 10 | 10 | 10 | 10 | 10 | 59 | 69
70% Percentile | 0 | 0 | 0 | 0 | 0 | 0 | 0 | 0 | 0 | 5 | 10 | 10 | 10 | 10 | 10 | 10 | 10 | 20 | 69 | 74
80% Percentile | 0 | 5 | 5 | 5 | 5 | 5 | 5 | 5 | 5 | 5 | 15 | 15 | 15 | 15 | 15 | 15 | 15 | 59 | 79 | 84
90% Percentile | 0 | 5 | 5 | 5 | 5 | 5 | 5 | 5 | 5 | 10 | 15.5 | 20 | 20 | 20 | 20 | 20 | 20.5 | 84 | 94 | 99
100% Percentile | 0 | 5 | 20 | 20 | 20 | 20 | 20 | 20 | 20 | 35 | 35 | 35 | 35 | 168 | 168 | 193 | 193 | 405 | 405 | 405
Sensitivity S10_Lower Conservation_Final
Renewable Developmenmt | 2016 | 2017 | 2018 | 2019 | 2020 | 2021 | 2022 | 2023 | 2024 | 2025 | 2026 | 2027 | 2028 | 2029 | 2030 | 2031 | 2032 | 2033 | 2034 | 2035
10% Percentile | 0 | 0 | 0 | 0 | 0 | 0 | 0 | 0 | 0 | 0 | 0 | 0 | 0 | 0 | 0 | 0 | 0 | 0 | 3 | 3
20% Percentile | 0 | 0 | 0 | 0 | 0 | 0 | 0 | 0 | 0 | 0 | 0 | 0 | 0 | 0 | 0 | 0 | 3 | 5 | 43 | 72
30% Percentile | 0 | 0 | 0 | 0 | 0 | 0 | 0 | 0 | 0 | 0 | 0 | 0 | 0 | 0 | 3 | 3 | 3 | 62 | 86.4 | 96
40% Percentile | 0 | 0 | 0 | 0 | 0 | 0 | 0 | 0 | 0 | 0 | 0 | 0 | 0 | 3 | 3 | 5 | 72.6 | 99 | 106 | 111
50% Percentile | 0 | 0 | 0 | 0 | 0 | 0 | 0 | 0 | 0 | 0 | 0 | 3 | 3 | 3 | 5 | 82 | 104 | 115 | 122 | 128
60% Percentile | 0 | 3 | 3 | 3 | 3 | 3 | 3 | 3 | 3 | 3 | 3 | 3 | 3 | 5 | 82 | 111 | 120 | 133 | 140 | 148
70% Percentile | 0 | 3 | 3 | 3 | 3 | 3 | 3 | 3 | 3 | 3 | 3 | 3 | 3 | 50.6 | 113.3 | 128 | 133 | 150.3 | 159 | 171
80% Percentile | 0 | 3 | 3 | 3 | 3 | 3 | 3 | 3 | 3 | 3 | 3 | 3 | 5 | 115 | 139 | 145 | 148 | 178 | 185.2 | 208.2
90% Percentile | 0 | 3 | 3 | 3 | 3 | 3 | 3 | 3 | 3 | 3 | 3 | 5 | 111 | 154 | 161 | 165.1 | 173 | 224.1 | 243 | 378.7
100% Percentile | 0 | 3 | 3 | 3 | 3 | 3 | 5 | 5 | 8 | 8 | 175 | 254 | 298 | 353 | 374 | 509 | 509 | 1393 | 1594 | 1594

## Deceiles - Renew Dev - Summer
Scenario 1B_Draft
Renewable Developmenmt | 2016 | 2017 | 2018 | 2019 | 2020 | 2021 | 2022 | 2023 | 2024 | 2025 | 2026 | 2027 | 2028 | 2029 | 2030 | 2031 | 2032 | 2033 | 2034 | 2035
10% Percentile | 0 | 0 | 0 | 0 | 0 | 0 | 0 | 0 | 0 | 0 | 0 | 0 | 0 | 0 | 0 | 9 | 97 | 132 | 141 | 150
20% Percentile | 0 | 0 | 0 | 0 | 0 | 0 | 0 | 0 | 0 | 0 | 0 | 0 | 26 | 176 | 212 | 212 | 220 | 221 | 227.4 | 229
30% Percentile | 0 | 0 | 0 | 0 | 0 | 0 | 0 | 0 | 0 | 0 | 0 | 18 | 221 | 256 | 256 | 263.1 | 264 | 264 | 264 | 273
40% Percentile | 0 | 0 | 0 | 0 | 0 | 0 | 0 | 0 | 0 | 0 | 0 | 155.4 | 269 | 285 | 287 | 287 | 287 | 291 | 291 | 308
50% Percentile | 0 | 0 | 0 | 0 | 0 | 0 | 0 | 0 | 0 | 0 | 35 | 278 | 304 | 308.5 | 309 | 309 | 311 | 317 | 326 | 360.5
60% Percentile | 0 | 0 | 0 | 0 | 0 | 0 | 0 | 0 | 0 | 0 | 150 | 308 | 331 | 334 | 334 | 334 | 334 | 343 | 359.2 | 439.4
70% Percentile | 0 | 0 | 0 | 0 | 0 | 0 | 0 | 0 | 0 | 0 | 282 | 334 | 357 | 357 | 357 | 357 | 361 | 369 | 418.3 | 547.6
80% Percentile | 0 | 0 | 0 | 0 | 0 | 0 | 0 | 0 | 0 | 54.8 | 322 | 366 | 374.2 | 375 | 378 | 378 | 387 | 409 | 510.8 | 627
90% Percentile | 0 | 0 | 0 | 0 | 0 | 0 | 0 | 0 | 0 | 229 | 352.1 | 401 | 409 | 409 | 409 | 414.4 | 422 | 476.3 | 610.1 | 700.1
100% Percentile | 0 | 5 | 5 | 5 | 5 | 14 | 22 | 22 | 273 | 402 | 498 | 498 | 498 | 498 | 512 | 553 | 766 | 840 | 845 | 865
Scenario 1B_Final
Renewable Developmenmt | 2016 | 2017 | 2018 | 2019 | 2020 | 2021 | 2022 | 2023 | 2024 | 2025 | 2026 | 2027 | 2028 | 2029 | 2030 | 2031 | 2032 | 2033 | 2034 | 2035
10% Percentile | 0 | 0 | 0 | 0 | 0 | 0 | 0 | 0 | 0 | 0 | 0 | 0 | 0 | 0 | 0 | 0 | 0 | 40 | 40 | 40
20% Percentile | 0 | 0 | 0 | 0 | 0 | 0 | 0 | 0 | 0 | 0 | 0 | 0 | 0 | 0 | 0 | 0 | 0 | 40 | 40 | 62
30% Percentile | 0 | 0 | 0 | 0 | 0 | 0 | 0 | 0 | 0 | 0 | 0 | 0 | 0 | 0 | 0 | 0 | 0 | 40 | 40 | 62
40% Percentile | 0 | 0 | 0 | 0 | 0 | 0 | 0 | 0 | 0 | 0 | 0 | 0 | 0 | 0 | 0 | 0 | 0 | 40 | 40 | 102
50% Percentile | 0 | 0 | 0 | 0 | 0 | 0 | 0 | 0 | 0 | 0 | 0 | 0 | 0 | 0 | 0 | 0 | 0 | 40 | 40 | 102
60% Percentile | 0 | 0 | 0 | 0 | 0 | 0 | 0 | 0 | 0 | 0 | 0 | 0 | 0 | 0 | 0 | 0 | 0 | 48 | 51 | 158
70% Percentile | 0 | 0 | 0 | 0 | 0 | 0 | 0 | 0 | 0 | 0 | 0 | 0 | 0 | 0 | 0 | 0 | 11 | 87.3 | 267.1 | 385.9
80% Percentile | 0 | 0 | 0 | 0 | 0 | 0 | 0 | 0 | 0 | 0 | 0 | 0 | 0 | 8 | 11 | 11 | 122.4 | 304 | 358.2 | 455
90% Percentile | 0 | 11 | 11 | 11 | 11 | 11 | 11 | 11 | 11 | 11 | 11 | 11 | 11 | 11 | 145.8 | 270 | 328.1 | 394.7 | 445 | 552
100% Percentile | 0 | 11 | 108 | 108 | 108 | 108 | 116 | 116 | 116 | 116 | 116 | 389 | 464 | 557 | 557 | 638 | 740 | 832 | 1194 | 2066
Scenario 2B_Draft
Renewable Developmenmt | 2016 | 2017 | 2018 | 2019 | 2020 | 2021 | 2022 | 2023 | 2024 | 2025 | 2026 | 2027 | 2028 | 2029 | 2030 | 2031 | 2032 | 2033 | 2034 | 2035
10% Percentile | 0 | 0 | 0 | 0 | 0 | 0 | 0 | 0 | 0 | 0 | 0 | 0 | 0 | 0 | 0 | 0 | 0 | 8.6 | 33.3 | 105.1
20% Percentile | 0 | 0 | 0 | 0 | 0 | 0 | 0 | 0 | 0 | 0 | 0 | 0 | 0 | 26 | 150 | 183.2 | 193.2 | 194 | 203 | 203
30% Percentile | 0 | 0 | 0 | 0 | 0 | 0 | 0 | 0 | 0 | 0 | 0 | 0 | 79 | 203 | 229 | 229 | 238 | 238 | 247 | 247
40% Percentile | 0 | 0 | 0 | 0 | 0 | 0 | 0 | 0 | 0 | 0 | 0 | 29 | 229 | 264 | 264 | 267.8 | 269 | 273 | 273 | 291
50% Percentile | 0 | 0 | 0 | 0 | 0 | 0 | 0 | 0 | 0 | 0 | 0 | 221 | 282 | 294 | 296 | 296 | 299 | 299 | 308 | 317.5
60% Percentile | 0 | 0 | 0 | 0 | 0 | 0 | 0 | 0 | 0 | 0 | 53 | 282 | 313 | 317 | 317 | 317 | 319.6 | 326 | 334 | 383
70% Percentile | 0 | 0 | 0 | 0 | 0 | 0 | 0 | 0 | 0 | 0 | 185 | 317 | 339 | 340.2 | 340.2 | 343 | 343.3 | 352 | 373.8 | 474.6
80% Percentile | 0 | 0 | 0 | 0 | 0 | 0 | 0 | 0 | 0 | 9 | 299 | 343.2 | 367 | 369 | 369 | 369 | 370.2 | 387 | 454.4 | 579.6
90% Percentile | 0 | 0 | 0 | 0 | 0 | 0 | 0 | 0 | 0 | 150.9 | 334 | 383 | 396 | 397 | 400 | 401 | 409 | 453 | 594 | 680.2
100% Percentile | 0 | 5 | 5 | 5 | 5 | 14 | 14 | 22 | 194 | 423 | 528 | 528 | 528 | 528 | 550 | 629 | 819 | 844 | 869 | 889
Scenario 2B_Final
Renewable Developmenmt | 2016 | 2017 | 2018 | 2019 | 2020 | 2021 | 2022 | 2023 | 2024 | 2025 | 2026 | 2027 | 2028 | 2029 | 2030 | 2031 | 2032 | 2033 | 2034 | 2035
10% Percentile | 0 | 0 | 0 | 0 | 0 | 0 | 0 | 0 | 0 | 0 | 0 | 0 | 0 | 0 | 0 | 0 | 0 | 40 | 40 | 79
20% Percentile | 0 | 0 | 0 | 0 | 0 | 0 | 0 | 0 | 0 | 0 | 0 | 0 | 0 | 0 | 0 | 40 | 40 | 79 | 79 | 119
30% Percentile | 0 | 0 | 0 | 0 | 0 | 0 | 0 | 0 | 0 | 0 | 0 | 0 | 0 | 0 | 0 | 40 | 40 | 79 | 79 | 119
40% Percentile | 0 | 0 | 0 | 0 | 0 | 0 | 0 | 0 | 0 | 0 | 0 | 0 | 0 | 0 | 0 | 40 | 40 | 79 | 79 | 119
50% Percentile | 0 | 0 | 0 | 0 | 0 | 0 | 0 | 0 | 0 | 0 | 0 | 0 | 0 | 0 | 0 | 40 | 40 | 79 | 79 | 119
60% Percentile | 0 | 0 | 0 | 0 | 0 | 0 | 0 | 0 | 0 | 0 | 0 | 0 | 0 | 0 | 0 | 40 | 40 | 79 | 79 | 127
70% Percentile | 0 | 0 | 0 | 0 | 0 | 0 | 0 | 0 | 0 | 0 | 0 | 0 | 0 | 0 | 0 | 40 | 40 | 91 | 119 | 287.3
80% Percentile | 0 | 0 | 0 | 0 | 0 | 0 | 0 | 0 | 0 | 0 | 0 | 0 | 0 | 0 | 8 | 51 | 59 | 239.2 | 312 | 384
90% Percentile | 0 | 0 | 0 | 0 | 0 | 0 | 0 | 8 | 8 | 8 | 8 | 8 | 11 | 11 | 32.8 | 224 | 297.7 | 376.7 | 392 | 446.2
100% Percentile | 0 | 11 | 50 | 50 | 50 | 50 | 50 | 50 | 58 | 58 | 58 | 192 | 304 | 398 | 450 | 528 | 573 | 682 | 904 | 1289
Scenario 3A_Draft
Renewable Developmenmt | 2016 | 2017 | 2018 | 2019 | 2020 | 2021 | 2022 | 2023 | 2024 | 2025 | 2026 | 2027 | 2028 | 2029 | 2030 | 2031 | 2032 | 2033 | 2034 | 2035
10% Percentile | 0 | 0 | 0 | 0 | 0 | 0 | 0 | 0 | 0 | 0 | 0 | 0 | 0 | 0 | 5 | 9 | 9.9 | 43.1 | 67.4 | 79.5
20% Percentile | 0 | 0 | 0 | 0 | 0 | 0 | 0 | 0 | 0 | 0 | 0 | 0 | 0 | 61.4 | 172 | 199 | 203 | 209 | 212 | 219.6
30% Percentile | 0 | 0 | 0 | 0 | 0 | 0 | 0 | 0 | 0 | 0 | 0 | 0 | 106 | 229 | 247 | 252.7 | 255.1 | 256 | 257 | 261
40% Percentile | 0 | 0 | 0 | 0 | 0 | 0 | 0 | 0 | 0 | 0 | 0 | 53 | 247 | 277.6 | 280 | 282 | 282 | 283 | 291 | 297
50% Percentile | 0 | 0 | 0 | 0 | 0 | 0 | 0 | 0 | 0 | 0 | 9 | 247 | 285 | 304 | 304 | 307.5 | 307.5 | 309 | 318.5 | 334
60% Percentile | 0 | 0 | 0 | 0 | 0 | 0 | 0 | 0 | 0 | 0 | 73.8 | 291 | 318.4 | 334 | 334 | 334 | 334 | 339 | 344 | 374.4
70% Percentile | 0 | 0 | 0 | 0 | 0 | 0 | 0 | 0 | 0 | 0 | 212 | 317 | 343 | 352 | 352 | 352.3 | 354.3 | 361 | 375.6 | 471.3
80% Percentile | 0 | 0 | 0 | 0 | 0 | 0 | 0 | 0 | 0 | 18 | 301.6 | 345.6 | 366 | 378 | 378 | 378 | 379 | 393.6 | 443 | 571.2
90% Percentile | 0 | 0 | 0 | 0 | 0 | 0 | 0 | 0 | 0 | 159 | 339 | 392 | 401.1 | 420 | 420.2 | 427 | 431 | 449 | 550.4 | 662.3
100% Percentile | 0 | 5 | 84 | 84 | 84 | 84 | 84 | 84 | 212 | 407 | 490 | 556 | 556 | 622 | 622 | 698 | 698 | 869 | 909 | 1023
Scenario 3A_Final
Renewable Developmenmt | 2016 | 2017 | 2018 | 2019 | 2020 | 2021 | 2022 | 2023 | 2024 | 2025 | 2026 | 2027 | 2028 | 2029 | 2030 | 2031 | 2032 | 2033 | 2034 | 2035
10% Percentile | 0 | 0 | 0 | 0 | 0 | 0 | 0 | 0 | 0 | 0 | 0 | 0 | 0 | 0 | 0 | 0 | 0 | 0 | 0 | 0
20% Percentile | 0 | 0 | 0 | 0 | 0 | 0 | 0 | 0 | 0 | 0 | 0 | 0 | 0 | 0 | 0 | 0 | 0 | 0 | 0 | 11
30% Percentile | 0 | 0 | 0 | 0 | 0 | 0 | 0 | 0 | 0 | 0 | 0 | 0 | 0 | 0 | 0 | 0 | 0 | 0 | 0 | 40
40% Percentile | 0 | 0 | 0 | 0 | 0 | 0 | 0 | 0 | 0 | 0 | 0 | 0 | 0 | 0 | 0 | 0 | 0 | 0 | 0 | 40
50% Percentile | 0 | 0 | 0 | 0 | 0 | 0 | 0 | 0 | 0 | 0 | 0 | 0 | 0 | 0 | 0 | 0 | 0 | 0 | 0 | 40
60% Percentile | 0 | 0 | 0 | 0 | 0 | 0 | 0 | 0 | 0 | 0 | 0 | 0 | 0 | 0 | 0 | 0 | 0 | 0 | 8 | 51
70% Percentile | 0 | 0 | 0 | 0 | 0 | 0 | 0 | 0 | 0 | 0 | 0 | 0 | 0 | 0 | 0 | 0 | 8 | 11 | 64 | 259.1
80% Percentile | 0 | 0 | 0 | 0 | 0 | 0 | 0 | 0 | 0 | 0 | 0 | 0 | 0 | 0 | 8 | 11 | 40 | 193 | 286 | 367.6
90% Percentile | 0 | 0 | 0 | 0 | 0 | 0 | 0 | 0 | 8 | 8 | 8 | 8 | 8 | 11 | 32.8 | 233 | 304.1 | 350 | 381.2 | 466
100% Percentile | 0 | 11 | 11 | 11 | 11 | 11 | 19 | 19 | 19 | 19 | 19 | 381 | 420 | 498 | 506 | 558 | 667 | 719 | 1241 | 1933
Scenario 3C_Coal Retirement
Renewable Developmenmt | 2016 | 2017 | 2018 | 2019 | 2020 | 2021 | 2022 | 2023 | 2024 | 2025 | 2026 | 2027 | 2028 | 2029 | 2030 | 2031 | 2032 | 2033 | 2034 | 2035
10% Percentile | 0 | 0 | 0 | 0 | 0 | 0 | 0 | 0 | 0 | 0 | 0 | 0 | 0 | 0 | 0 | 0 | 0 | 410 | 410 | 410
20% Percentile | 0 | 0 | 0 | 0 | 0 | 0 | 0 | 0 | 0 | 0 | 0 | 0 | 0 | 0 | 0 | 0 | 0 | 410 | 410 | 422
30% Percentile | 0 | 0 | 0 | 0 | 0 | 0 | 0 | 0 | 0 | 0 | 0 | 0 | 0 | 0 | 0 | 45 | 45 | 455 | 455 | 455
40% Percentile | 0 | 0 | 0 | 0 | 0 | 0 | 0 | 0 | 0 | 8 | 8 | 11 | 11 | 11 | 11 | 45 | 45 | 464.8 | 474 | 542
50% Percentile | 0 | 0 | 0 | 0 | 0 | 0 | 0 | 0 | 0 | 22 | 22 | 22 | 22 | 22 | 22 | 67 | 67 | 499 | 522 | 613
60% Percentile | 0 | 0 | 0 | 0 | 0 | 0 | 0 | 0 | 0 | 77.4 | 77.4 | 83 | 83 | 83 | 83 | 121 | 129 | 554 | 576 | 701
70% Percentile | 0 | 0 | 0 | 0 | 0 | 0 | 0 | 0 | 0 | 121 | 121 | 131 | 131 | 131 | 131 | 166 | 176 | 586 | 598 | 753.3
80% Percentile | 0 | 0 | 0 | 0 | 77 | 77 | 77 | 77 | 77 | 131 | 131 | 143 | 143 | 143 | 143 | 187 | 196 | 671 | 716 | 869.4
90% Percentile | 0 | 11 | 11 | 11 | 121 | 121 | 121 | 121 | 121 | 185.1 | 185.1 | 232.1 | 232.1 | 233 | 241.1 | 297 | 319 | 781.2 | 829.2 | 973
100% Percentile | 0 | 11 | 11 | 143 | 304 | 304 | 312 | 349 | 349 | 480 | 480 | 547 | 547 | 547 | 673 | 740 | 762 | 1110 | 1230 | 1365
Scenario 3D_Coal Retirement wSCC_MidRange
Renewable Developmenmt | 2016 | 2017 | 2018 | 2019 | 2020 | 2021 | 2022 | 2023 | 2024 | 2025 | 2026 | 2027 | 2028 | 2029 | 2030 | 2031 | 2032 | 2033 | 2034 | 2035
10% Percentile | 0 | 0 | 0 | 0 | 0 | 0 | 0 | 67 | 67 | 89 | 89 | 89 | 89 | 89 | 89 | 134 | 134 | 334 | 334 | 334
20% Percentile | 0 | 0 | 0 | 0 | 0 | 0 | 0 | 67 | 67 | 111 | 111 | 134 | 134 | 144.8 | 144.8 | 178 | 178 | 534.4 | 534.4 | 540
30% Percentile | 0 | 0 | 0 | 0 | 0 | 0 | 0 | 67 | 67 | 156 | 156 | 156 | 156 | 156 | 156 | 200 | 200 | 625 | 625 | 631.3
40% Percentile | 0 | 0 | 0 | 0 | 0 | 0 | 0 | 67 | 67 | 156 | 156 | 156 | 156 | 188.6 | 188.6 | 245 | 245 | 670 | 670 | 681
50% Percentile | 0 | 0 | 0 | 0 | 0 | 0 | 0 | 67 | 67 | 156 | 156 | 184 | 184 | 208 | 208 | 273 | 273 | 721 | 721 | 733
60% Percentile | 0 | 0 | 0 | 0 | 11 | 22 | 22 | 78 | 80.4 | 186.8 | 188 | 207.4 | 207.4 | 245 | 245 | 317 | 317 | 759.4 | 759.4 | 782
70% Percentile | 0 | 0 | 0 | 0 | 40 | 40 | 40 | 107 | 107 | 212 | 212 | 249 | 249 | 279.3 | 279.3 | 374 | 374 | 810 | 810 | 845.6
80% Percentile | 0 | 0 | 0 | 0 | 62 | 99 | 99 | 152 | 152 | 235.2 | 235.2 | 318.2 | 318.2 | 362.2 | 362.2 | 461.2 | 461.2 | 899.4 | 901.6 | 1023.8
90% Percentile | 0 | 11 | 11 | 11 | 166 | 166 | 166 | 233 | 233 | 356.6 | 356.6 | 423 | 423 | 462.1 | 462.1 | 562.2 | 565.3 | 1020.1 | 1020.1 | 1166.1
100% Percentile | 0 | 11 | 224 | 285 | 423 | 490 | 490 | 557 | 557 | 647 | 647 | 781 | 781 | 838 | 838 | 1045 | 1045 | 1514 | 1514 | 1666
Scenario 3E_Coal Retirement wSCC_MidRange No New Gas
Renewable Developmenmt | 2016 | 2017 | 2018 | 2019 | 2020 | 2021 | 2022 | 2023 | 2024 | 2025 | 2026 | 2027 | 2028 | 2029 | 2030 | 2031 | 2032 | 2033 | 2034 | 2035
10% Percentile | 0 | 0 | 0 | 0 | 0 | 0 | 0 | 0 | 0 | 200 | 200 | 245 | 245 | 285 | 285 | 344.7 | 344.7 | 3869 | 3869 | 3892
20% Percentile | 0 | 0 | 0 | 0 | 0 | 0 | 0 | 0 | 0 | 407 | 407 | 569 | 569 | 662.6 | 662.6 | 858 | 858 | 3988.8 | 3988.8 | 4011
30% Percentile | 0 | 0 | 0 | 0 | 0 | 0 | 0 | 89 | 89 | 848.8 | 848.8 | 977 | 977 | 1169.2 | 1169.2 | 1387.5 | 1387.5 | 4233 | 4233 | 4256
40% Percentile | 0 | 0 | 0 | 0 | 0 | 0 | 0 | 294.6 | 294.6 | 1416 | 1416 | 1547.2 | 1547.2 | 1736.2 | 1736.2 | 2059.8 | 2059.8 | 4438 | 4438 | 4462
50% Percentile | 0 | 0 | 0 | 0 | 0 | 0 | 0 | 577 | 577 | 2242 | 2242 | 2352.5 | 2352.5 | 2514 | 2514 | 2767.5 | 2767.5 | 4582.5 | 4582.5 | 4666
60% Percentile | 0 | 0 | 0 | 0 | 0 | 0 | 0 | 577 | 577 | 2884.6 | 2884.6 | 2996.2 | 2996.2 | 3190 | 3190 | 3424.6 | 3424.6 | 4789.4 | 4789.4 | 4848.4
70% Percentile | 0 | 0 | 0 | 0 | 0 | 11 | 11 | 577 | 577 | 3485 | 3485 | 3554.3 | 3554.3 | 3680.5 | 3680.5 | 4085.3 | 4085.3 | 5015.2 | 5015.2 | 5094
80% Percentile | 0 | 0 | 0 | 0 | 91.2 | 102.2 | 102.2 | 666 | 666 | 3706.2 | 3706.2 | 3987 | 3987 | 4224 | 4224 | 4513 | 4513 | 5293.8 | 5293.8 | 5414.4
90% Percentile | 0 | 0 | 0 | 0 | 332 | 332.4 | 332.4 | 909.2 | 909.2 | 3785 | 3785 | 4319.2 | 4319.2 | 4681 | 4681 | 5180.6 | 5180.6 | 5941.2 | 5941.2 | 6110.4
100% Percentile | 0 | 11 | 247 | 669 | 1079 | 1385 | 1385 | 1917 | 1917 | 4408 | 4408 | 6005 | 6005 | 7500 | 7500 | 10995 | 10995 | 14373 | 14373 | 14742
Scenario 5B_Increased Market_Draft
Renewable Developmenmt | 2016 | 2017 | 2018 | 2019 | 2020 | 2021 | 2022 | 2023 | 2024 | 2025 | 2026 | 2027 | 2028 | 2029 | 2030 | 2031 | 2032 | 2033 | 2034 | 2035
10% Percentile | 0 | 0 | 0 | 0 | 0 | 0 | 0 | 0 | 0 | 0 | 0 | 0 | 0 | 0 | 9 | 106 | 159 | 167.1 | 168 | 176
20% Percentile | 0 | 0 | 0 | 0 | 0 | 0 | 0 | 0 | 0 | 0 | 0 | 0 | 88 | 203 | 229 | 238 | 238 | 238 | 247 | 256
30% Percentile | 0 | 0 | 0 | 0 | 0 | 0 | 0 | 0 | 0 | 0 | 0 | 79 | 247 | 273 | 273 | 273 | 273 | 278 | 282 | 291
40% Percentile | 0 | 0 | 0 | 0 | 0 | 0 | 0 | 0 | 0 | 0 | 0 | 221 | 282 | 299 | 299 | 299 | 299 | 299 | 306.4 | 326
50% Percentile | 0 | 0 | 0 | 0 | 0 | 0 | 0 | 0 | 0 | 0 | 79 | 287 | 309 | 317 | 317 | 317 | 318 | 326 | 334 | 380
60% Percentile | 0 | 0 | 0 | 0 | 0 | 0 | 0 | 0 | 0 | 0 | 215.6 | 317 | 339 | 339 | 339.8 | 341.4 | 343 | 352 | 378 | 480
70% Percentile | 0 | 0 | 0 | 0 | 0 | 0 | 0 | 0 | 0 | 9 | 301 | 343.3 | 361 | 361 | 361 | 361 | 366.9 | 383 | 456 | 581.3
80% Percentile | 0 | 0 | 0 | 0 | 0 | 0 | 0 | 0 | 0 | 106 | 331 | 378 | 387 | 388 | 388 | 388.2 | 396 | 418.8 | 537.4 | 644.2
90% Percentile | 0 | 0 | 0 | 0 | 0 | 0 | 0 | 0 | 0 | 278 | 361.1 | 409 | 413 | 413.1 | 414 | 418 | 427.4 | 531.3 | 650.2 | 718.2
100% Percentile | 0 | 5 | 5 | 5 | 5 | 9 | 9 | 9 | 357 | 423 | 502 | 540 | 540 | 540 | 540 | 636 | 812 | 842 | 874 | 894
Scenario 5B_Increased Market_Final
Renewable Developmenmt | 2016 | 2017 | 2018 | 2019 | 2020 | 2021 | 2022 | 2023 | 2024 | 2025 | 2026 | 2027 | 2028 | 2029 | 2030 | 2031 | 2032 | 2033 | 2034 | 2035
10% Percentile | 0 | 0 | 0 | 0 | 0 | 0 | 0 | 0 | 0 | 0 | 0 | 0 | 0 | 0 | 0 | 0 | 0 | 0 | 0 | 0
20% Percentile | 0 | 0 | 0 | 0 | 0 | 0 | 0 | 0 | 0 | 0 | 0 | 0 | 0 | 0 | 0 | 0 | 0 | 0 | 0 | 0
30% Percentile | 0 | 0 | 0 | 0 | 0 | 0 | 0 | 0 | 0 | 0 | 0 | 0 | 0 | 0 | 0 | 0 | 0 | 0 | 0 | 0
40% Percentile | 0 | 0 | 0 | 0 | 0 | 0 | 0 | 0 | 0 | 0 | 0 | 0 | 0 | 0 | 0 | 0 | 0 | 0 | 0 | 40
50% Percentile | 0 | 0 | 0 | 0 | 0 | 0 | 0 | 0 | 0 | 0 | 0 | 0 | 0 | 0 | 0 | 0 | 0 | 0 | 8 | 177
60% Percentile | 0 | 0 | 0 | 0 | 0 | 0 | 0 | 0 | 0 | 0 | 0 | 0 | 0 | 0 | 0 | 0 | 0 | 56 | 233 | 305
70% Percentile | 0 | 0 | 0 | 0 | 0 | 0 | 0 | 0 | 0 | 0 | 0 | 0 | 0 | 0 | 0 | 8 | 185 | 265 | 308 | 370
80% Percentile | 0 | 0 | 0 | 0 | 0 | 0 | 0 | 0 | 0 | 0 | 0 | 0 | 0 | 0 | 8 | 202.6 | 282 | 339 | 361 | 431
90% Percentile | 0 | 0 | 0 | 0 | 0 | 0 | 0 | 0 | 0 | 0 | 0 | 0 | 8 | 113.8 | 286 | 345.2 | 375 | 405 | 436 | 539.3
100% Percentile | 0 | 0 | 0 | 0 | 0 | 0 | 8 | 8 | 8 | 8 | 201 | 472 | 547 | 553 | 592 | 684 | 761 | 906 | 1631 | 2299
Sensitivity S3_NoDR_Draft
Renewable Developmenmt | 2016 | 2017 | 2018 | 2019 | 2020 | 2021 | 2022 | 2023 | 2024 | 2025 | 2026 | 2027 | 2028 | 2029 | 2030 | 2031 | 2032 | 2033 | 2034 | 2035
10% Percentile | 0 | 0 | 0 | 0 | 0 | 0 | 0 | 0 | 0 | 0 | 0 | 0 | 0 | 0 | 0 | 0 | 0 | 9 | 78.2 | 122.2
20% Percentile | 0 | 0 | 0 | 0 | 0 | 0 | 0 | 0 | 0 | 0 | 0 | 0 | 0 | 51.2 | 159 | 194 | 203 | 203 | 203 | 203
30% Percentile | 0 | 0 | 0 | 0 | 0 | 0 | 0 | 0 | 0 | 0 | 0 | 0 | 97 | 221 | 238 | 238 | 238 | 244.3 | 247 | 256
40% Percentile | 0 | 0 | 0 | 0 | 0 | 0 | 0 | 0 | 0 | 0 | 0 | 44 | 238 | 265.2 | 269 | 273 | 273 | 273 | 282 | 291
50% Percentile | 0 | 0 | 0 | 0 | 0 | 0 | 0 | 0 | 0 | 0 | 4.5 | 238 | 285 | 299 | 299 | 299 | 299 | 304 | 308 | 326
60% Percentile | 0 | 0 | 0 | 0 | 0 | 0 | 0 | 0 | 0 | 0 | 79 | 291 | 317 | 322 | 322 | 322 | 326 | 326 | 343 | 396
70% Percentile | 0 | 0 | 0 | 0 | 0 | 0 | 0 | 0 | 0 | 0 | 212 | 317.3 | 339 | 343 | 343 | 343 | 345.2 | 352 | 384.3 | 490
80% Percentile | 0 | 0 | 0 | 0 | 0 | 0 | 0 | 0 | 0 | 26 | 308.2 | 348 | 366 | 369 | 369 | 369 | 374 | 387 | 463.2 | 597
90% Percentile | 0 | 0 | 0 | 0 | 0 | 0 | 0 | 0 | 0 | 185 | 343 | 392 | 401 | 402 | 404 | 404 | 413.1 | 454.3 | 602.2 | 688.3
100% Percentile | 0 | 0 | 0 | 0 | 0 | 0 | 9 | 9 | 313 | 440 | 510 | 514 | 514 | 514 | 524 | 606 | 770 | 803 | 865 | 880
Sensitivity S3_NoDR_Final
Renewable Developmenmt | 2016 | 2017 | 2018 | 2019 | 2020 | 2021 | 2022 | 2023 | 2024 | 2025 | 2026 | 2027 | 2028 | 2029 | 2030 | 2031 | 2032 | 2033 | 2034 | 2035
10% Percentile | 0 | 0 | 0 | 0 | 0 | 0 | 0 | 0 | 0 | 0 | 0 | 0 | 0 | 0 | 0 | 0 | 0 | 200 | 200 | 200
20% Percentile | 0 | 0 | 0 | 0 | 0 | 0 | 0 | 0 | 0 | 0 | 0 | 0 | 0 | 0 | 0 | 0 | 0 | 200 | 200 | 200
30% Percentile | 0 | 0 | 0 | 0 | 0 | 0 | 0 | 0 | 0 | 0 | 0 | 0 | 0 | 11 | 11 | 11 | 11 | 212 | 212 | 212
40% Percentile | 0 | 11 | 11 | 11 | 11 | 11 | 11 | 11 | 11 | 11 | 11 | 11 | 11 | 11 | 11 | 11 | 11 | 212 | 212 | 212
50% Percentile | 0 | 11 | 11 | 11 | 11 | 11 | 11 | 11 | 11 | 11 | 11 | 11 | 11 | 11 | 11 | 11 | 11 | 212 | 212 | 212
60% Percentile | 0 | 11 | 11 | 11 | 11 | 11 | 11 | 11 | 11 | 11 | 11 | 11 | 11 | 11 | 11 | 19 | 19 | 220 | 226.2 | 247
70% Percentile | 0 | 11 | 11 | 11 | 11 | 11 | 11 | 11 | 11 | 11 | 11 | 11 | 11 | 19 | 19 | 102 | 102 | 303 | 322 | 333
80% Percentile | 0 | 11 | 11 | 11 | 11 | 11 | 11 | 11 | 11 | 11 | 11 | 11 | 11 | 121 | 121 | 147.2 | 171 | 390.4 | 429 | 445.2
90% Percentile | 0 | 11 | 11 | 11 | 11 | 11 | 11 | 11 | 11 | 11 | 11 | 11 | 11 | 133 | 133 | 302.4 | 366.3 | 585 | 645.1 | 657
100% Percentile | 0 | 11 | 11 | 11 | 11 | 11 | 19 | 58 | 58 | 82 | 82 | 182 | 466 | 624 | 722 | 950 | 958 | 1159 | 1159 | 1183
Sensitivity S5_Regional RPS @ 35%_Draft
Renewable Developmenmt | 2016 | 2017 | 2018 | 2019 | 2020 | 2021 | 2022 | 2023 | 2024 | 2025 | 2026 | 2027 | 2028 | 2029 | 2030 | 2031 | 2032 | 2033 | 2034 | 2035
10% Percentile | 0 | 18 | 97 | 203 | 287 | 472 | 615.9 | 755 | 894.9 | 1071.6 | 1117 | 1117 | 1117 | 1117 | 1117 | 1117 | 1117 | 1117 | 1117 | 1117
20% Percentile | 0 | 18 | 97 | 212 | 296 | 488 | 639 | 781 | 928.8 | 1103 | 1117 | 1117 | 1117 | 1117 | 1117 | 1117 | 1117 | 1117 | 1117 | 1117
30% Percentile | 0 | 18 | 97 | 212 | 300 | 500 | 654.7 | 801.7 | 949 | 1117 | 1117 | 1117 | 1117 | 1117 | 1117 | 1117 | 1117 | 1117 | 1117 | 1117
40% Percentile | 0 | 18 | 97 | 221 | 301 | 513 | 670 | 816 | 968.6 | 1117 | 1117 | 1117 | 1117 | 1117 | 1117 | 1117 | 1117 | 1117 | 1117 | 1117
50% Percentile | 0 | 18 | 97 | 221 | 307 | 520 | 681 | 832 | 986 | 1117 | 1117 | 1117 | 1117 | 1117 | 1117 | 1117 | 1117 | 1117 | 1117 | 1117
60% Percentile | 0 | 18 | 97 | 221 | 311 | 531 | 693 | 845 | 1000 | 1117 | 1117 | 1117 | 1117 | 1117 | 1117 | 1117 | 1117 | 1117 | 1117 | 1117
70% Percentile | 0 | 18 | 97 | 229 | 316 | 540 | 704 | 863.3 | 1011.3 | 1117 | 1118.2 | 1122.5 | 1122.5 | 1122.5 | 1122.5 | 1122.5 | 1122.5 | 1122.5 | 1122.5 | 1122.5
80% Percentile | 0 | 18 | 97 | 238 | 322 | 550 | 721 | 885 | 1023 | 1126 | 1126 | 1126 | 1126 | 1126 | 1126 | 1126 | 1126 | 1126 | 1126 | 1126
90% Percentile | 0 | 26 | 106 | 247 | 333 | 569 | 742 | 911 | 1038 | 1126 | 1126 | 1126 | 1126 | 1126 | 1126 | 1126 | 1126 | 1126 | 1126 | 1126
100% Percentile | 0 | 31 | 111 | 252 | 370 | 652 | 867 | 999 | 1126 | 1126 | 1126 | 1126 | 1126 | 1126 | 1126 | 1126 | 1126 | 1126 | 1126 | 1126
Sensitivity S5_Regional RPS @ 35%_Final
Renewable Developmenmt | 2016 | 2017 | 2018 | 2019 | 2020 | 2021 | 2022 | 2023 | 2024 | 2025 | 2026 | 2027 | 2028 | 2029 | 2030 | 2031 | 2032 | 2033 | 2034 | 2035
10% Percentile | 0 | 16 | 72 | 121 | 193 | 2023 | 2246 | 2433 | 2620.9 | 2814.8 | 2952 | 3292.9 | 3345 | 3357 | 3361.7 | 3368 | 3368 | 3385 | 3396 | 3407.1
20% Percentile | 0 | 16 | 72 | 121 | 193 | 2073 | 2273 | 2463 | 2660 | 2844.6 | 3030.6 | 3383.2 | 3566 | 3606 | 3614 | 3646 | 3646 | 3686 | 3741.2 | 3772
30% Percentile | 0 | 16 | 72 | 121 | 193 | 2097 | 2299 | 2496.7 | 2696 | 2876 | 3091 | 3487 | 3686 | 3733 | 3765 | 3773 | 3783 | 3802 | 3805 | 3805
40% Percentile | 0 | 16 | 72 | 121 | 205 | 2122.6 | 2326 | 2526 | 2731 | 2907 | 3142 | 3574 | 3771 | 3793 | 3805 | 3805 | 3805 | 3805 | 3805 | 3805
50% Percentile | 0 | 16 | 72 | 121 | 242 | 2157 | 2354 | 2555 | 2758 | 2924.5 | 3199.5 | 3678.5 | 3805 | 3805 | 3805 | 3805 | 3805 | 3805 | 3805 | 3805
60% Percentile | 0 | 16 | 72 | 123.4 | 278 | 2172 | 2373 | 2578 | 2784 | 2944 | 3253.2 | 3754.8 | 3805 | 3805 | 3805 | 3805 | 3805 | 3805 | 3805 | 3805
70% Percentile | 0 | 16 | 72 | 129 | 337 | 2184 | 2392 | 2601.3 | 2808 | 2966 | 3317 | 3805 | 3805 | 3805 | 3805 | 3805 | 3805 | 3805 | 3805 | 3805
80% Percentile | 0 | 16 | 72 | 132 | 389 | 2199 | 2412 | 2625.2 | 2839 | 2997 | 3488 | 3805 | 3805 | 3805 | 3805 | 3805 | 3805 | 3813 | 3813 | 3813
90% Percentile | 0 | 27 | 84 | 137 | 482.5 | 2218 | 2439 | 2673.1 | 2876 | 3042 | 3726.7 | 3805 | 3813 | 3813 | 3813 | 3813 | 3813 | 3813 | 3813 | 3813
100% Percentile | 0 | 27 | 114 | 178 | 816 | 2540 | 2814 | 3011 | 3245 | 3477 | 3813 | 3813 | 3813 | 3813 | 3813 | 3813 | 3813 | 3853 | 3853 | 3884
Sensitivity S10_Lower Conservation_Draft
Renewable Developmenmt | 2016 | 2017 | 2018 | 2019 | 2020 | 2021 | 2022 | 2023 | 2024 | 2025 | 2026 | 2027 | 2028 | 2029 | 2030 | 2031 | 2032 | 2033 | 2034 | 2035
10% Percentile | 0 | 0 | 0 | 0 | 0 | 0 | 0 | 0 | 0 | 0 | 0 | 106 | 264 | 282 | 283 | 283.9 | 286.7 | 286.7 | 291 | 298.9
20% Percentile | 0 | 0 | 0 | 0 | 0 | 0 | 0 | 0 | 0 | 0 | 71 | 292 | 317 | 318.8 | 322 | 322 | 322 | 327 | 339 | 376.6
30% Percentile | 0 | 0 | 0 | 0 | 0 | 0 | 0 | 0 | 0 | 0 | 241.5 | 322 | 342.4 | 343 | 343 | 343 | 346.4 | 357 | 378 | 493.1
40% Percentile | 0 | 0 | 0 | 0 | 0 | 0 | 0 | 0 | 0 | 5 | 301 | 348 | 362 | 362 | 362 | 366 | 369 | 387 | 439 | 563
50% Percentile | 0 | 0 | 0 | 0 | 0 | 0 | 0 | 0 | 0 | 53 | 323 | 374 | 379.5 | 383 | 383 | 384 | 388 | 409 | 509.5 | 612
60% Percentile | 0 | 0 | 0 | 0 | 0 | 0 | 0 | 0 | 0 | 125 | 339 | 389 | 396 | 397 | 397 | 400 | 405 | 451.4 | 570.4 | 644
70% Percentile | 0 | 0 | 0 | 0 | 0 | 0 | 0 | 0 | 5 | 221 | 358 | 409 | 410 | 413.3 | 414 | 418 | 427 | 509 | 627 | 690
80% Percentile | 0 | 5 | 5 | 5 | 5 | 5 | 5 | 5 | 14 | 308 | 384 | 427 | 428 | 432 | 433 | 437 | 457.2 | 577.2 | 683.2 | 735.2
90% Percentile | 0 | 5 | 5 | 5 | 5 | 5 | 5 | 5 | 22 | 362 | 428 | 453 | 453 | 457 | 462 | 464.2 | 551.3 | 695 | 760 | 804.1
100% Percentile | 0 | 5 | 275 | 275 | 275 | 275 | 284 | 284 | 398 | 464 | 555 | 555 | 555 | 767 | 767 | 975 | 975 | 1435 | 1435 | 1621
Sensitivity S10_Lower Conservation_Final
Renewable Developmenmt | 2016 | 2017 | 2018 | 2019 | 2020 | 2021 | 2022 | 2023 | 2024 | 2025 | 2026 | 2027 | 2028 | 2029 | 2030 | 2031 | 2032 | 2033 | 2034 | 2035
10% Percentile | 0 | 0 | 0 | 0 | 0 | 0 | 0 | 0 | 0 | 0 | 0 | 0 | 0 | 0 | 0 | 0 | 0 | 0 | 11 | 11
20% Percentile | 0 | 0 | 0 | 0 | 0 | 0 | 0 | 0 | 0 | 0 | 0 | 0 | 0 | 0 | 0 | 8 | 11 | 24 | 110.4 | 221
30% Percentile | 0 | 0 | 0 | 0 | 0 | 0 | 0 | 0 | 0 | 0 | 0 | 0 | 0 | 8 | 11 | 11 | 19 | 209 | 259 | 285.1
40% Percentile | 0 | 0 | 0 | 0 | 0 | 0 | 0 | 0 | 0 | 0 | 0 | 0 | 8 | 11 | 11 | 48 | 225 | 292 | 315.6 | 330.2
50% Percentile | 0 | 0 | 0 | 0 | 0 | 0 | 0 | 0 | 0 | 0 | 0 | 8 | 11 | 11 | 40 | 244.5 | 305 | 345 | 359 | 375
60% Percentile | 0 | 11 | 11 | 11 | 11 | 11 | 11 | 11 | 11 | 11 | 11 | 11 | 11 | 25.2 | 243.2 | 331.4 | 353 | 392 | 412.2 | 436
70% Percentile | 0 | 11 | 11 | 11 | 11 | 11 | 11 | 11 | 11 | 11 | 11 | 11 | 19 | 205 | 336.3 | 378.6 | 393.3 | 444 | 465 | 492.6
80% Percentile | 0 | 11 | 11 | 11 | 11 | 11 | 11 | 11 | 11 | 11 | 11 | 11 | 90.6 | 345 | 405 | 428 | 436 | 498.2 | 536 | 603
90% Percentile | 0 | 11 | 11 | 11 | 11 | 11 | 11 | 11 | 11 | 11 | 11 | 44.4 | 361 | 456 | 478.2 | 488.2 | 496.2 | 616.3 | 693.1 | 1112.6
100% Percentile | 0 | 11 | 11 | 11 | 11 | 11 | 19 | 19 | 27 | 81 | 598 | 754 | 754 | 1063 | 1168 | 1168 | 1180 | 3666 | 3796 | 3796

## EE Development Probability
Conservation Development - 2021
aMW | 1B_Draft | 1B_Final | 2B_Draft | 2B_Final | 3A_Draft | 3A_Final | 3C_Coal Retirement | 3D_Coal Retirement w/SCC_MidRange | 3E_Coal Retirement w/SCC_MidRange No New Gas | 5B_Market Reliance-Draft | 5B_Market Reliance-Final | Sensitivity S3_NoDR_Draft | Sensitivity S3_NoDR_Final | Sensitivity S5_Regional RPS @ 35%_Draft | Sensitivity S5_Regional RPS @ 35%_Final | Sensitivity S10_Lower Conservation_Draft | Sensitivity S10_Lower Conservation_Final
550 | 0% | 0% | 0% | 0% | 0% | 0% | 0% | 0% | 0% | 0% | 0% | 0% | 0% | 0% | 0% | 0% | 0%
575 | 0% | 0% | 0% | 0% | 0% | 0% | 0% | 0% | 0% | 0% | 0% | 0% | 0% | 0% | 0% | 0% | 0%
600 | 0% | 0% | 0% | 0% | 0% | 0% | 0% | 0% | 0% | 0% | 0% | 0% | 0% | 0% | 0% | 27.12% | 17.62%
625 | 0% | 0% | 0% | 0% | 0% | 0% | 0% | 0% | 0% | 0% | 0% | 0% | 0% | 0% | 0% | 8.125% | 52%
650 | 0% | 0% | 0% | 0% | 0% | 0% | 0% | 0% | 0% | 0% | 0% | 0% | 0% | 0% | 0% | 3.25% | 4%
675 | 0% | 0% | 0% | 0% | 0% | 0% | 0% | 0% | 0% | 0% | 0% | 0% | 0% | 0% | 0% | 3.25% | 1%
700 | 0% | 0% | 0% | 0% | 0% | 0% | 0% | 0% | 0% | 0% | 0% | 0% | 0% | 0% | 0% | 2.375% | 0.625%
725 | 0% | 0% | 0% | 0% | 0% | 0% | 0% | 0% | 0% | 0% | 0% | 0% | 0% | 0% | 0% | 2.625% | 0.125%
750 | 0% | 0% | 0% | 0% | 0% | 0% | 0% | 0% | 0% | 0% | 0% | 0% | 0% | 0% | 0% | 2% | 1.625%
775 | 0% | 0% | 0% | 0% | 0% | 0% | 0% | 0% | 0% | 0% | 0% | 0% | 0% | 0% | 0% | 3.25% | 3.875%
800 | 0% | 0% | 0% | 0% | 0% | 0% | 0% | 0% | 0% | 0% | 0% | 0% | 0% | 0% | 0% | 1.875% | 3.25%
825 | 0% | 0% | 0% | 0% | 0% | 0% | 0% | 0% | 0% | 0% | 0% | 0% | 0% | 0% | 0% | 2.75% | 1.75%
850 | 0% | 0% | 0% | 0% | 0% | 0% | 0% | 0% | 0% | 0% | 0% | 0% | 0% | 0% | 0% | 1.375% | 3.5%
875 | 0% | 0% | 0% | 0% | 0% | 0% | 0% | 0% | 0% | 0% | 0% | 0% | 0% | 0% | 0% | 1.875% | 2.5%
900 | 0% | 0% | 0% | 0% | 0% | 0% | 0% | 0% | 0% | 0% | 0% | 0% | 0% | 0% | 0% | 2.375% | 1.5%
925 | 0% | 0% | 0% | 0% | 0% | 0% | 0% | 0% | 0% | 0% | 0% | 0% | 0% | 0% | 0% | 2.625% | 0.5%
950 | 0% | 0% | 0% | 0% | 0% | 0% | 0% | 0% | 0% | 0% | 0% | 0% | 0% | 0% | 0% | 2% | 1.5%
975 | 0% | 0% | 0% | 0% | 0% | 0% | 0% | 0% | 0% | 0% | 0% | 0% | 0% | 0% | 0% | 1% | 1.125%
1000 | 0% | 0% | 0% | 0% | 0% | 0% | 0% | 0% | 0% | 0% | 0% | 0% | 0% | 0% | 0% | 2.25% | 0.625%
1025 | 0% | 0% | 0% | 0% | 0% | 0% | 0% | 0% | 0% | 0% | 0% | 0% | 0% | 0% | 0% | 1.75% | 0.5%
1050 | 0% | 0% | 0% | 0% | 0% | 0% | 0% | 0% | 0% | 0% | 0% | 0% | 0% | 0% | 0% | 0.875% | 0.375%
1075 | 0% | 0% | 0% | 0% | 0% | 0% | 0% | 0% | 0% | 0% | 0% | 0% | 0% | 0% | 0% | 1.25% | 0.375%
1100 | 0% | 0% | 0% | 0% | 0% | 0% | 0% | 0% | 0% | 0% | 0% | 0% | 0% | 0.25% | 0% | 1.5% | 0.25%
1125 | 0% | 0% | 0% | 0% | 0% | 0% | 0% | 0% | 0% | 0% | 0% | 0% | 0% | 0% | 0% | 2.125% | 0.125%
1150 | 0.25% | 0% | 0% | 0.125% | 0% | 0% | 0% | 0% | 0% | 0.5% | 2.25% | 0% | 0% | 0.125% | 0% | 1.625% | 0%
1175 | 0.25% | 0% | 0% | 0.125% | 0% | 0% | 0.125% | 0% | 0% | 5.625% | 29.75% | 0% | 0% | 4.5% | 0.125% | 1.625% | 0.375%
1200 | 0.125% | 0% | 0% | 0.125% | 0% | 0% | 0.375% | 0% | 0% | 11.12% | 25.25% | 0% | 0% | 20% | 0.25% | 1.875% | 0%
1225 | 1.125% | 0% | 0% | 0.125% | 0% | 0% | 0.625% | 0% | 0% | 8.375% | 11.75% | 0% | 0% | 18.38% | 0.625% | 4.75% | 0.375%
1250 | 1.625% | 0.125% | 0% | 0.125% | 0% | 0% | 5.375% | 0% | 0% | 9.625% | 10.75% | 0% | 0% | 14.37% | 6.625% | 7.375% | 0.375%
1275 | 3.5% | 3% | 0% | 0.125% | 0% | 0% | 34% | 1.875% | 0% | 10.38% | 7% | 0% | 0% | 11.5% | 40.75% | 3.75% | 0%
1300 | 22.88% | 32.75% | 0% | 0.25% | 0.25% | 0% | 31.37% | 23.75% | 0% | 19.38% | 7% | 0.25% | 0% | 11% | 28.5% | 0.5% | 0%
1325 | 44.38% | 38.5% | 0% | 0.125% | 0% | 0% | 13.12% | 29.38% | 0% | 23.5% | 3.5% | 0% | 0% | 13% | 9.125% | 0.5% | 0.125%
1350 | 17% | 11.12% | 0.25% | 1.25% | 0.25% | 0% | 6.75% | 13.75% | 0% | 8.625% | 1.75% | 1% | 0.25% | 5.375% | 6.5% | 0.125% | 0%
1375 | 4.75% | 8.25% | 0.625% | 1.625% | 5.625% | 0.25% | 5.25% | 8.5% | 0% | 1.875% | 0.5% | 2.875% | 2.875% | 1% | 4.625% | 0.125% | 0%
1400 | 2.375% | 4% | 13.12% | 21% | 24.62% | 4.375% | 2.125% | 7.125% | 0.25% | 0.5% | 0.25% | 18.88% | 17.5% | 0.375% | 2.125% | 0% | 0%
1425 | 1% | 1.5% | 34.88% | 48.38% | 38.88% | 42.88% | 0.625% | 9.875% | 6.5% | 0.375% | 0.25% | 44.62% | 47.38% | 0% | 0.25% | 0% | 0%
1450 | 0.75% | 0.5% | 33.12% | 23.12% | 23.12% | 41% | 0.125% | 4.875% | 40.88% | 0% | 0% | 24.62% | 27.5% | 0% | 0.375% | 0.125% | 0%
1475 | 0.25% | 0.25% | 15.25% | 3.75% | 6.625% | 10.12% | 0.125% | 0.875% | 42.38% | 0.125% | 0% | 6.375% | 4.125% | 0.125% | 0.125% | 0% | 0%
1500 | 0.25% | 0.25% | 2.75% | 0.375% | 0.625% | 1.25% | 0% | 0% | 9.25% | 0% | 0% | 1.375% | 0.375% | 0% | 0% | 0% | 0%
1525 | 0.25% | 0.25% | 0% | 0% | 0% | 0.125% | 0% | 0% | 0.75% | 0% | 0% | 0% | 0% | 0% | 0% | 0% | 0%

## DR Development Probability
DR Development - 2021
MW | 1B_Draft | 1B_Final | 2B_Draft | 2B_Final | 3A_Draft | 3A_Final | 3C_Coal Retirement | 3D_Coal Retirement w/SCC_MidRange | 3E_Coal Retirement w/SCC_MidRange No New Gas | 5B_Market Reliance-Draft | 5B_Market Reliance-Final | Sensitivity S3_NoDR_Draft | Sensitivity S3_NoDR_Final | Sensitivity S5_Regional RPS @ 35%_Draft | Sensitivity S5_Regional RPS @ 35%_Final | Sensitivity S10_Lower Conservation_Draft | Sensitivity S10_Lower Conservation_Final
0 | 6.125% | 0% | 6.125% | 0% | 6.125% | 0% | 0% | 0% | 0% | 73.62% | 3.5% | 0% | 0% | 6.125% | 0% | 1.25% | 0%
100 | 2.25% | 0% | 2.25% | 0% | 2.25% | 0% | 0% | 0% | 0% | 5.125% | 1.375% | 0% | 0% | 2.375% | 0% | 0.5% | 0%
200 | 2.875% | 0% | 3% | 0% | 3% | 0% | 0% | 0% | 0% | 4.5% | 2.125% | 0% | 0% | 2.75% | 0% | 0.75% | 0%
300 | 3.875% | 0% | 3.75% | 0% | 3.75% | 0% | 0% | 0% | 0% | 3.375% | 3.5% | 0% | 0% | 3.75% | 0% | 1.75% | 0%
400 | 5.5% | 0% | 5.5% | 0% | 5.5% | 0% | 0% | 0% | 0% | 2.75% | 3.375% | 0% | 0% | 5.5% | 0% | 2.375% | 0%
500 | 5.625% | 0% | 5.625% | 0% | 5.625% | 0% | 0% | 0% | 0% | 5.5% | 76.88% | 0% | 0% | 5.625% | 0% | 2.125% | 0%
600 | 21.75% | 3% | 23.62% | 3.25% | 23.62% | 3.375% | 3% | 3.125% | 3.5% | 1.625% | 2.625% | 0% | 0% | 20.62% | 2.875% | 8% | 0.375%
700 | 6% | 0.75% | 6.875% | 1.5% | 6.625% | 1.625% | 0.75% | 0.75% | 1.5% | 0.375% | 2.625% | 0% | 0% | 6.5% | 0.875% | 3.25% | 0.375%
800 | 6.125% | 2.125% | 5.375% | 2% | 5.375% | 2.125% | 1.625% | 2.375% | 2.5% | 0.5% | 1.5% | 0% | 0% | 5.625% | 1.625% | 4.875% | 1.375%
900 | 6.75% | 2.5% | 7.125% | 3.125% | 7.25% | 3.5% | 2.5% | 2.375% | 3.25% | 0.75% | 0.625% | 0% | 0% | 6.25% | 2.375% | 2.5% | 0.625%
1000 | 5.875% | 3.375% | 5.5% | 3.125% | 5.5% | 3.125% | 3.5% | 28.25% | 3% | 0.375% | 0.875% | 0% | 0% | 6.875% | 3.75% | 3.5% | 1.5%
1100 | 13.5% | 31.37% | 13.25% | 36% | 13.12% | 37.88% | 31.37% | 8.375% | 38.38% | 0.25% | 0.25% | 0% | 0% | 13.5% | 32.62% | 6.125% | 7.75%
1200 | 2% | 6.75% | 1.125% | 6.625% | 1.375% | 7.75% | 7% | 7.625% | 7.875% | 0.25% | 0.625% | 0% | 0% | 2.25% | 6.375% | 4.625% | 3.125%
1300 | 1.875% | 6.625% | 2.375% | 6.625% | 2.25% | 7.375% | 6.875% | 6.875% | 6.75% | 0.25% | 0.125% | 0% | 0% | 1.875% | 7.25% | 3.375% | 5.125%
1400 | 2.125% | 6.625% | 2% | 5.625% | 2% | 6.625% | 8% | 8.5% | 6.75% | 0.125% | 0% | 0% | 0% | 2% | 6% | 3.625% | 4.25%
1500 | 2% | 6.75% | 2% | 6.125% | 1.875% | 5.625% | 6.125% | 14.25% | 6.25% | 0.25% | 0% | 0% | 0% | 2.375% | 6.5% | 4.125% | 4.25%
1600 | 1.75% | 12.12% | 1% | 10.75% | 1.25% | 10.75% | 14.25% | 4.75% | 9.125% | 0.375% | 0% | 0% | 0% | 1.375% | 10.62% | 3.625% | 8.5%
1700 | 0.625% | 3.5% | 0.75% | 2% | 0.75% | 2% | 2.75% | 2.875% | 3.125% | 0% | 0% | 0% | 0% | 1% | 3.625% | 3.375% | 4.75%
1800 | 0.625% | 1.875% | 0.75% | 2.75% | 0.5% | 2.625% | 2.625% | 1.875% | 1.875% | 0% | 0% | 0% | 0% | 0.5% | 2.5% | 4.625% | 7.125%
1900 | 0.5% | 2.875% | 0.125% | 1.5% | 1% | 1.5% | 2.25% | 7.625% | 2.125% | 0% | 0% | 0% | 0% | 0.625% | 2.625% | 5.125% | 3.625%
2000 | 0.375% | 1.5% | 0.125% | 2.5% | 1.25% | 4.125% | 2.375% | 0.375% | 1.125% | 0% | 0% | 0% | 0% | 0.625% | 2.625% | 7% | 6.625%
2100 | 0.25% | 1.75% | 0.625% | 1% | 0% | 0% | 4.125% | 0% | 1.375% | 0% | 0% | 0% | 0% | 0.25% | 2% | 6.875% | 7.875%
2200 | 1% | 1.25% | 0.5% | 1.25% | 0% | 0% | 0.875% | 0% | 1.5% | 0% | 0% | 0% | 0% | 0.5% | 1.25% | 6.875% | 3.875%
2300 | 0.625% | 1.5% | 0.625% | 0.75% | 0% | 0% | 0% | 0% | 0% | 0% | 0% | 0% | 0% | 0.875% | 1.25% | 4.5% | 2.125%
2400 | 0% | 0.5% | 0% | 1% | 0% | 0% | 0% | 0% | 0% | 0% | 0% | 0% | 0% | 0.25% | 0.75% | 3.125% | 4.25%
2500 | 0% | 1.375% | 0% | 1% | 0% | 0% | 0% | 0% | 0% | 0% | 0% | 0% | 0% | 0% | 2.5% | 2.125% | 6%
2600 | 0% | 0.125% | 0% | 1.5% | 0% | 0% | 0% | 0% | 0% | 0% | 0% | 0% | 0% | 0% | 0% | 0% | 14.37%
2700 | 0% | 1.75% | 0% | 0% | 0% | 0% | 0% | 0% | 0% | 0% | 0% | 0% | 0% | 0% | 0% | 0% | 0.25%
2800 | 0% | 0% | 0% | 0% | 0% | 0% | 0% | 0% | 0% | 0% | 0% | 0% | 0% | 0% | 0% | 0% | 1.25%
2900 | 0% | 0% | 0% | 0% | 0% | 0% | 0% | 0% | 0% | 0% | 0% | 0% | 0% | 0% | 0% | 0% | 0.375%
3000 | 0% | 0% | 0% | 0% | 0% | 0% | 0% | 0% | 0% | 0% | 0% | 0% | 0% | 0% | 0% | 0% | 0.125%
3100 | 0% | 0% | 0% | 0% | 0% | 0% | 0% | 0% | 0% | 0% | 0% | 0% | 0% | 0% | 0% | 0% | 0.125%
3200 | 0% | 0% | 0% | 0% | 0% | 0% | 0% | 0% | 0% | 0% | 0% | 0% | 0% | 0% | 0% | 0% | 0%
3300 | 0% | 0% | 0% | 0% | 0% | 0% | 0% | 0% | 0% | 0% | 0% | 0% | 0% | 0% | 0% | 0% | 0%
3400 | 0% | 0% | 0% | 0% | 0% | 0% | 0% | 0% | 0% | 0% | 0% | 0% | 0% | 0% | 0% | 0% | 0%
3500 | 0% | 0% | 0% | 0% | 0% | 0% | 0% | 0% | 0% | 0% | 0% | 0% | 0% | 0% | 0% | 0% | 0%
MW | 1B_Draft | 1B_Final | 2B_Draft | 2B_Final | 3A_Draft | 3A_Final | 3C_Coal Retirement | 3D_Coal Retirement w/SCC_MidRange | 3E_Coal Retirement w/SCC_MidRange No New Gas | 5B_Market Reliance-Draft | 5B_Market Reliance-Final | Sensitivity S3_NoDR_Draft | Sensitivity S3_NoDR_Final | Sensitivity S5_Regional RPS @ 35%_Draft | Sensitivity S5_Regional RPS @ 35%_Final | Sensitivity S10_Lower Conservation_Draft | Sensitivity S10_Lower Conservation_Final
0 | 6.125% | 0% | 6.125% | 0% | 6.125% | 0% | 0% | 0% | 0% | 73.62% | 3.5% | 0% | 0% | 6.125% | 0% | 1.25% | 0%
100 | 8.375% | 0% | 8.375% | 0% | 8.375% | 0% | 0% | 0% | 0% | 78.75% | 4.875% | 0% | 0% | 8.5% | 0% | 1.75% | 0%
200 | 11.25% | 0% | 11.37% | 0% | 11.37% | 0% | 0% | 0% | 0% | 83.25% | 7% | 0% | 0% | 11.25% | 0% | 2.5% | 0%
300 | 15.12% | 0% | 15.12% | 0% | 15.12% | 0% | 0% | 0% | 0% | 86.62% | 10.5% | 0% | 0% | 15% | 0% | 4.25% | 0%
400 | 20.62% | 0% | 20.62% | 0% | 20.62% | 0% | 0% | 0% | 0% | 89.38% | 13.88% | 0% | 0% | 20.5% | 0% | 6.625% | 0%
500 | 26.25% | 0% | 26.25% | 0% | 26.25% | 0% | 0% | 0% | 0% | 94.88% | 90.75% | 0% | 0% | 26.12% | 0% | 8.75% | 0%
600 | 48% | 3% | 49.88% | 3.25% | 49.88% | 3.375% | 3% | 3.125% | 3.5% | 96.5% | 93.38% | 0% | 0% | 46.75% | 2.875% | 16.75% | 0.375%
700 | 54% | 3.75% | 56.75% | 4.75% | 56.5% | 5% | 3.75% | 3.875% | 5% | 96.88% | 96% | 0% | 0% | 53.25% | 3.75% | 20% | 0.75%
800 | 60.13% | 5.875% | 62.12% | 6.75% | 61.88% | 7.125% | 5.375% | 6.25% | 7.5% | 97.38% | 97.5% | 0% | 0% | 58.88% | 5.375% | 24.88% | 2.125%
900 | 66.88% | 8.375% | 69.25% | 9.875% | 69.12% | 10.63% | 7.875% | 8.625% | 10.75% | 98.12% | 98.12% | 0% | 0% | 65.12% | 7.75% | 27.38% | 2.75%
1000 | 72.75% | 11.75% | 74.75% | 13% | 74.63% | 13.75% | 11.38% | 36.88% | 13.75% | 98.5% | 99% | 0% | 0% | 72% | 11.5% | 30.88% | 4.25%
1100 | 86.25% | 43.12% | 88% | 49% | 87.75% | 51.62% | 42.75% | 45.25% | 52.12% | 98.75% | 99.25% | 0% | 0% | 85.5% | 44.12% | 37% | 12%
1200 | 88.25% | 49.88% | 89.13% | 55.62% | 89.13% | 59.38% | 49.75% | 52.87% | 60% | 99% | 99.88% | 0% | 0% | 87.75% | 50.5% | 41.63% | 15.12%
1300 | 90.13% | 56.5% | 91.5% | 62.25% | 91.38% | 66.75% | 56.62% | 59.75% | 66.75% | 99.25% | 100% | 0% | 0% | 89.62% | 57.75% | 45% | 20.25%
1400 | 92.25% | 63.12% | 93.5% | 67.88% | 93.38% | 73.38% | 64.62% | 68.25% | 73.5% | 99.37% | 100% | 0% | 0% | 91.62% | 63.75% | 48.63% | 24.5%
1500 | 94.25% | 69.88% | 95.5% | 74% | 95.25% | 79% | 70.75% | 82.5% | 79.75% | 99.62% | 100% | 0% | 0% | 94% | 70.25% | 52.75% | 28.75%
1600 | 96% | 82% | 96.5% | 84.75% | 96.5% | 89.75% | 85% | 87.25% | 88.88% | 100% | 100% | 0% | 0% | 95.38% | 80.87% | 56.38% | 37.25%
1700 | 96.62% | 85.5% | 97.25% | 86.75% | 97.25% | 91.75% | 87.75% | 90.12% | 92% | 100% | 100% | 0% | 0% | 96.38% | 84.5% | 59.75% | 42%
1800 | 97.25% | 87.38% | 98% | 89.5% | 97.75% | 94.38% | 90.38% | 92% | 93.88% | 100% | 100% | 0% | 0% | 96.88% | 87% | 64.38% | 49.12%
1900 | 97.75% | 90.25% | 98.12% | 91% | 98.75% | 95.88% | 92.62% | 99.62% | 96% | 100% | 100% | 0% | 0% | 97.5% | 89.62% | 69.5% | 52.75%
2000 | 98.12% | 91.75% | 98.25% | 93.5% | 100% | 100% | 95% | 100% | 97.12% | 100% | 100% | 0% | 0% | 98.12% | 92.25% | 76.5% | 59.38%
2100 | 98.38% | 93.5% | 98.88% | 94.5% | 100% | 100% | 99.12% | 100% | 98.5% | 100% | 100% | 0% | 0% | 98.38% | 94.25% | 83.38% | 67.25%
2200 | 99.38% | 94.75% | 99.38% | 95.75% | 100% | 100% | 100% | 100% | 100% | 100% | 100% | 0% | 0% | 98.88% | 95.5% | 90.25% | 71.12%
2300 | 100% | 96.25% | 100% | 96.5% | 100% | 100% | 100% | 100% | 100% | 100% | 100% | 0% | 0% | 99.75% | 96.75% | 94.75% | 73.25%
2400 | 100% | 96.75% | 100% | 97.5% | 100% | 100% | 100% | 100% | 100% | 100% | 100% | 0% | 0% | 100% | 97.5% | 97.88% | 77.5%
2500 | 100% | 98.12% | 100% | 98.5% | 100% | 100% | 100% | 100% | 100% | 100% | 100% | 0% | 0% | 100% | 100% | 100% | 83.5%
2600 | 100% | 98.25% | 100% | 100% | 100% | 100% | 100% | 100% | 100% | 100% | 100% | 0% | 0% | 100% | 100% | 100% | 97.88%
2700 | 100% | 100% | 100% | 100% | 100% | 100% | 100% | 100% | 100% | 100% | 100% | 0% | 0% | 100% | 100% | 100% | 98.12%
2800 | 100% | 100% | 100% | 100% | 100% | 100% | 100% | 100% | 100% | 100% | 100% | 0% | 0% | 100% | 100% | 100% | 99.37%
2900 | 100% | 100% | 100% | 100% | 100% | 100% | 100% | 100% | 100% | 100% | 100% | 0% | 0% | 100% | 100% | 100% | 99.75%
3000 | 100% | 100% | 100% | 100% | 100% | 100% | 100% | 100% | 100% | 100% | 100% | 0% | 0% | 100% | 100% | 100% | 99.87%
3100 | 100% | 100% | 100% | 100% | 100% | 100% | 100% | 100% | 100% | 100% | 100% | 0% | 0% | 100% | 100% | 100% | 100%
3200 | 100% | 100% | 100% | 100% | 100% | 100% | 100% | 100% | 100% | 100% | 100% | 0% | 0% | 100% | 100% | 100% | 100%
3300 | 100% | 100% | 100% | 100% | 100% | 100% | 100% | 100% | 100% | 100% | 100% | 0% | 0% | 100% | 100% | 100% | 100%
3400 | 100% | 100% | 100% | 100% | 100% | 100% | 100% | 100% | 100% | 100% | 100% | 0% | 0% | 100% | 100% | 100% | 100%
3500 | 100% | 100% | 100% | 100% | 100% | 100% | 100% | 100% | 100% | 100% | 100% | 0% | 0% | 100% | 100% | 100% | 100%
3600 | 100% | 100% | 100% | 100% | 100% | 100% | 100% | 100% | 100% | 100% | 100% | 0% | 0% | 100% | 100% | 100% | 100%

## Renewable Devel Probability
Renewable Resource Development Probability - 2021 | [9 empty] | Winter Capacity (MW)
MW | 1B_Draft | 1B_Final | 2B_Draft | 2B_Final | 3A_Draft | 3A_Final | 3C_Coal Retirement | 3D_Coal Retirement w/SCC_MidRange | 3E_Coal Retirement w/SCC_MidRange No New Gas | 5B_Market Reliance-Draft | 5B_Market Reliance-Final | Sensitivity S3_NoDR_Draft | Sensitivity S3_NoDR_Final | Sensitivity S5_Regional RPS @ 35%_Draft | Sensitivity S5_Regional RPS @ 35%_Final | Sensitivity S10_Lower Conservation_Draft | Sensitivity S10_Lower Conservation_Final
0 |  | 95.25% | 94.62% | 92% | 95.75% | 92.62% | 72.38% | 54.62% | 68.75% | 99.12% | 100% | 100% | 32% | 0% | 0% | 71.5% | 59.13%
50 |  | 4.75% | 5.375% | 8% | 4.25% | 7.375% | 25% | 23.75% | 12.75% | 0.875% | 0% | 0% | 68% | 0% | 0% | 28.5% | 40.88%
100 |  | 0% | 0% | 0% | 0% | 0% | 1.5% | 17.12% | 7.75% | 0% | 0% | 0% | 0% | 1.125% | 0% | 0% | 0%
150 |  | 0% | 0% | 0% | 0% | 0% | 1.125% | 4.25% | 8.75% | 0% | 0% | 0% | 0% | 97.75% | 0% | 0% | 0%
200 |  | 0% | 0% | 0% | 0% | 0% | 0% | 0.25% | 0.5% | 0% | 0% | 0% | 0% | 1.125% | 0% | 0% | 0%
250 |  | 0% | 0% | 0% | 0% | 0% | 0% | 0% | 0% | 0% | 0% | 0% | 0% | 0% | 0.25% | 0% | 0%
300 |  | 0% | 0% | 0% | 0% | 0% | 0% | 0% | 0.625% | 0% | 0% | 0% | 0% | 0% | 0.5% | 0% | 0%
350 |  | 0% | 0.125% | 0% | 0% | 0% | 0% | 0% | 0.375% | 0% | 0% | 0% | 0% | 0% | 1.125% | 0% | 0%
400 |  | 0% | 0.125% | 0% | 0% | 0% | 0% | 0% | 0.25% | 0% | 0% | 0% | 0% | 0% | 2% | 0% | 0%
450 |  | 0% | 0.125% | 0% | 0% | 0% | 0% | 0% | 0.25% | 0% | 0% | 0% | 0% | 0% | 2.5% | 0% | 0%
500 |  | 0% | 0.125% | 0% | 0% | 0% | 0% | 0% | 0% | 0% | 0% | 0% | 0% | 0% | 4.125% | 0% | 0%
550 |  | 0% | 0.125% | 0% | 0% | 0% | 0% | 0% | 0% | 0% | 0% | 0% | 0% | 0% | 8.125% | 0% | 0%
600 |  | 0% | 0.125% | 0% | 0% | 0% | 0% | 0% | 0% | 0% | 0% | 0% | 0% | 0% | 9.375% | 0% | 0%
650 |  | 0% | 0.125% | 0% | 0% | 0% | 0% | 0% | 0% | 0% | 0% | 0% | 0% | 0% | 15.5% | 0% | 0%
700 |  | 0% | 0.125% | 0% | 0% | 0% | 0% | 0% | 0% | 0% | 0% | 0% | 0% | 0% | 55.12% | 0% | 0%
750 |  | 0% | 0.125% | 0% | 0% | 0% | 0% | 0% | 0% | 0% | 0% | 0% | 0% | 0% | 0.375% | 0% | 0%
800 |  | 0% | 0.125% | 0% | 0% | 0% | 0% | 0% | 0% | 0% | 0% | 0% | 0% | 0% | 0.125% | 0% | 0%
850 |  | 0% | 0.125% | 0% | 0% | 0% | 0% | 0% | 0% | 0% | 0% | 0% | 0% | 0% | 0.25% | 0% | 0%
900 |  | 0% | 0.125% | 0% | 0% | 0% | 0% | 0% | 0% | 0% | 0% | 0% | 0% | 0% | 0.25% | 0% | 0%
950 |  | 0% | 0.125% | 0% | 0% | 0% | 0% | 0% | 0% | 0% | 0% | 0% | 0% | 0% | 0.375% | 0% | 0%
1000 |  | 0% | 0.125% | 0% | 0% | 0% | 0% | 0% | 0% | 0% | 0% | 0% | 0% | 0% | 0% | 0% | 0%
Renewable Resource Development Probability - 2026 | [9 empty] | Winter Capacity (MW)
MW | 1B_Draft | 1B_Final | 2B_Draft | 2B_Final | 3A_Draft | 3A_Final | 3C_Coal Retirement | 3D_Coal Retirement w/SCC_MidRange | 3E_Coal Retirement w/SCC_MidRange No New Gas | 5B_Market Reliance-Draft | 5B_Market Reliance-Final | Sensitivity S3_NoDR_Draft | Sensitivity S3_NoDR_Final | Sensitivity S5_Regional RPS @ 35%_Draft | Sensitivity S5_Regional RPS @ 35%_Final | Sensitivity S10_Lower Conservation_Draft | Sensitivity S10_Lower Conservation_Final
0 |  | 85% |  | 86.5% |  | 88.25% | 39% | 2.125% | 6.125% | 71.5% | 94.88% | 79.5% | 31.13% | 0% | 0% | 36.75% | 51.38%
50 |  | 15% |  | 13.5% |  | 11.75% | 49.88% | 45.12% | 2.5% | 28.5% | 5.125% | 20.5% | 68.88% | 0% | 0% | 63.25% | 48%
100 |  | 0% |  | 0% |  | 0% | 9.25% | 32.75% | 3.625% | 0% | 0% | 0% | 0% | 0% | 0% | 0% | 0.25%
150 |  | 0% |  | 0% |  | 0% | 1% | 15.75% | 6.875% | 0% | 0% | 0% | 0% | 0% | 0% | 0% | 0.25%
200 |  | 0% |  | 0% |  | 0% | 0.875% | 3.375% | 4.875% | 0% | 0% | 0% | 0% | 0% | 0% | 0% | 0.125%
250 |  | 0% |  | 0% |  | 0% | 0% | 0.875% | 2.625% | 0% | 0% | 0% | 0% | 0% | 0% | 0% | 0%
300 |  | 0% |  | 0% |  | 0% | 0% | 0% | 4.375% | 0% | 0% | 0% | 0% | 0.25% | 0% | 0% | 0%
350 |  | 0% |  | 0% |  | 0% | 0% | 0% | 2.625% | 0% | 0% | 0% | 0% | 0.75% | 0% | 0% | 0%
400 |  | 0% |  | 0% |  | 0% | 0% | 0% | 2.375% | 0% | 0% | 0% | 0% | 99% | 0% | 0% | 0%
450 |  | 0% |  | 0% |  | 0% | 0% | 0% | 3% | 0% | 0% | 0% | 0% | 0% | 0% | 0% | 0%
500 |  | 0% |  | 0% |  | 0% | 0% | 0% | 2.75% | 0% | 0% | 0% | 0% | 0% | 0% | 0% | 0%
550 |  | 0% |  | 0% |  | 0% | 0% | 0% | 2.125% | 0% | 0% | 0% | 0% | 0% | 0% | 0% | 0%
600 |  | 0% |  | 0% |  | 0% | 0% | 0% | 1.375% | 0% | 0% | 0% | 0% | 0% | 0% | 0% | 0%
650 |  | 0% |  | 0% |  | 0% | 0% | 0% | 1.75% | 0% | 0% | 0% | 0% | 0% | 0% | 0% | 0%
700 |  | 0% |  | 0% |  | 0% | 0% | 0% | 1.75% | 0% | 0% | 0% | 0% | 0% | 0% | 0% | 0%
750 |  | 0% |  | 0% |  | 0% | 0% | 0% | 2.375% | 0% | 0% | 0% | 0% | 0% | 0% | 0% | 0%
800 |  | 0% |  | 0% |  | 0% | 0% | 0% | 3% | 0% | 0% | 0% | 0% | 0% | 0% | 0% | 0%
850 |  | 0% |  | 0% |  | 0% | 0% | 0% | 2.75% | 0% | 0% | 0% | 0% | 0% | 0% | 0% | 0%
900 |  | 0% |  | 0% |  | 0% | 0% | 0% | 2.25% | 0% | 0% | 0% | 0% | 0% | 16% | 0% | 0%
950 |  | 0% |  | 0% |  | 0% | 0% | 0% | 1.5% | 0% | 0% | 0% | 0% | 0% | 54.62% | 0% | 0%
1000 |  | 0% |  | 0% |  | 0% | 0% | 0% | 2% | 0% | 0% | 0% | 0% | 0% | 14% | 0% | 0%
1050 |  | 0% |  | 0% |  | 0% | 0% | 0% | 2.25% | 0% | 0% | 0% | 0% | 0% | 3.75% | 0% | 0%
1100 |  | 0% |  | 0% |  | 0% | 0% | 0% | 1.75% | 0% | 0% | 0% | 0% | 0% | 2% | 0% | 0%
1150 |  | 0% |  | 0% |  | 0% | 0% | 0% | 4.625% | 0% | 0% | 0% | 0% | 0% | 0.75% | 0% | 0%
1200 |  | 0% |  | 0% |  | 0% | 0% | 0% | 8% | 0% | 0% | 0% | 0% | 0% | 1% | 0% | 0%
1250 |  | 0% |  | 0% |  | 0% | 0% | 0% | 13% | 0% | 0% | 0% | 0% | 0% | 1.25% | 0% | 0%
1300 |  | 0% |  | 0% |  | 0% | 0% | 0% | 6.625% | 0% | 0% | 0% | 0% | 0% | 0.75% | 0% | 0%
1350 |  | 0% |  | 0% |  | 0% | 0% | 0% | 0.75% | 0% | 0% | 0% | 0% | 0% | 0.5% | 0% | 0%
1400 |  | 0% |  | 0% |  | 0% | 0% | 0% | 0.25% | 0% | 0% | 0% | 0% | 0% | 0.25% | 0% | 0%
1450 |  | 0% |  | 0% |  | 0% | 0% | 0% | 0.25% | 0% | 0% | 0% | 0% | 0% | 0.5% | 0% | 0%
1500 |  | 0% |  | 0% |  | 0% | 0% | 0% | 0.25% | 0% | 0% | 0% | 0% | 0% | 1.25% | 0% | 0%
1550 |  | 0% |  | 0% |  | 0% | 0% | 0% | 0.25% | 0% | 0% | 0% | 0% | 0% | 0.875% | 0% | 0%
1600 |  | 0% |  | 0% |  | 0% | 0% | 0% | 0.25% | 0% | 0% | 0% | 0% | 0% | 2.5% | 0% | 0%
Renewable Resource Development Probability - 2035 | [9 empty] | Winter Capacity (MW)
MW | 1B_Draft | 1B_Final | 2B_Draft | 2B_Final | 3A_Draft | 3A_Final | 3C_Coal Retirement | 3D_Coal Retirement w/SCC_MidRange |  | 5B_Market Reliance-Draft | 5B_Market Reliance-Final | Sensitivity S3_NoDR_Draft | Sensitivity S3_NoDR_Final | Sensitivity S5_Regional RPS @ 35%_Draft | Sensitivity S5_Regional RPS @ 35%_Final | Sensitivity S10_Lower Conservation_Draft | Sensitivity S10_Lower Conservation_Final | Scale for 3E | 3E_Coal Retirement w/SCC_MidRange No New Gas
0 |  | 5.5% |  | 1.25% |  | 19.75% | 3.125% | 0.625% |  | 48.88% | 37% | 59.13% | 1.625% | 0% | 0% | 18.88% | 8.375% | 0 | 0.375%
50 |  | 8.875% |  | 2% |  | 37.88% | 1.125% | 2.5% |  | 16.88% | 12.75% | 15.88% | 2.625% | 0% | 0% | 19.12% | 8.875% | 150 | 0.75%
100 |  | 19.5% |  | 8.25% |  | 9.375% | 0.875% | 5.875% |  | 30.88% | 5.5% | 22.38% | 63.12% | 0% | 0% | 54.25% | 16.62% | 250 | 0.125%
150 |  | 28.38% |  | 47.88% |  | 5.5% | 26.88% | 6.125% |  | 3.375% | 9.5% | 2.625% | 13.63% | 0% | 0% | 6.625% | 28.12% | 350 | 0.125%
200 |  | 6.625% |  | 8.625% |  | 15.38% | 19.5% | 10.12% |  | 0% | 19.25% | 0% | 6.875% | 0% | 0% | 0.5% | 17.25% | 450 | 0.125%
250 |  | 16.88% |  | 4.875% |  | 7.375% | 21.5% | 31.13% |  | 0% | 7.875% | 0% | 7.375% | 0% | 0% | 0.25% | 6.125% | 550 | 0.125%
300 |  | 8.25% |  | 12.5% |  | 3% | 13.38% | 16.62% |  | 0% | 4.125% | 0% | 3% | 0.25% | 0% | 0.125% | 2.875% | 650 | 0.375%
350 |  | 3.875% |  | 9.5% |  | 1% | 7.875% | 9.625% |  | 0% | 1.125% | 0% | 1.375% | 0.75% | 0% | 0% | 1.125% | 750 | 0.5%
400 |  | 1% |  | 3.5% |  | 0% | 4.125% | 10.25% |  | 0% | 0.75% | 0% | 0.375% | 99% | 0% | 0.125% | 1.25% | 850 | 0.625%
450 |  | 0.375% |  | 0.875% |  | 0% | 1.625% | 4.75% |  | 0% | 0% | 0% | 0% | 0% | 0% | 0.125% | 0.5% | 950 | 0.5%
500 |  | 0% |  | 0% |  | 0% | 0% | 1.875% |  | 0% | 0.125% | 0% | 0% | 0% | 0% | 0% | 1% | 1050 | 0.625%
550 |  | 0% |  | 0% |  | 0% | 0% | 0.375% |  | 0% | 0.125% | 0% | 0% | 0% | 0% | 0% | 0.5% | 1150 | 0.75%
600 |  | 0% |  | 0% |  | 0% | 0% | 0.125% |  | 0% | 0% | 0% | 0% | 0% | 0% | 0% | 0.5% | 1250 | 4%
650 |  | 0% |  | 0% |  | 0% | 0% | 0% |  | 0% | 0.25% | 0% | 0% | 0% | 0% | 0% | 0.75% | 1350 | 9.375%
700 |  | 0% |  | 0% |  | 0% | 0% | 0% |  | 0% | 0.5% | 0% | 0% | 0% | 0% | 0% | 0.875% | 1450 | 11.25%
750 |  | 0% |  | 0.125% |  | 0.375% | 0% | 0% |  | 0% | 0.25% | 0% | 0% | 0% | 0% | 0% | 0.625% | 1550 | 14.5%
800 |  | 0% |  | 0% |  | 0% | 0% | 0% |  | 0% | 0% | 0% | 0% | 0% | 0% | 0% | 0.625% | 1650 | 11.38%
850 |  | 0% |  | 0.5% |  | 0.125% | 0% | 0% |  | 0% | 0.125% | 0% | 0% | 0% | 0% | 0% | 0.75% | 1750 | 13.5%
900 |  | 0.125% |  | 0.125% |  | 0% | 0% | 0% |  | 0% | 0.125% | 0% | 0% | 0% | 0% | 0% | 0.875% | 1850 | 10.75%
950 |  | 0.25% |  | 0% |  | 0% | 0% | 0% |  | 0% | 0.125% | 0% | 0% | 0% | 0.25% | 0% | 0.125% | 1950 | 5.75%
1000 |  | 0.125% |  | 0% |  | 0% | 0% | 0% |  | 0% | 0.125% | 0% | 0% | 0% | 1.625% | 0% | 0.75% | 2050 | 4.125%
1050 |  | 0% |  | 0% |  | 0.125% | 0% | 0% |  | 0% | 0% | 0% | 0% | 0% | 3.25% | 0% | 0.375% | 2150 | 2.25%
1100 |  | 0.125% |  | 0% |  | 0.125% | 0% | 0% |  | 0% | 0.125% | 0% | 0% | 0% | 3.875% | 0% | 0.125% | 2250 | 2.125%
1150 |  | 0.125% |  | 0% |  | 0% | 0% | 0% |  | 0% | 0.125% | 0% | 0% | 0% | 2.875% | 0% | 0.125% | 2350 | 1.25%
1200 |  | 0% |  | 0% |  | 0% | 0% | 0% |  | 0% | 0.125% | 0% | 0% | 0% | 0.75% | 0% | 0.125% | 2450 | 0.625%
1250 |  | 0% |  | 0% |  | 0% | 0% | 0% |  | 0% | 0.125% | 0% | 0% | 0% | 1.125% | 0% | 0% | 2550 | 1%
1300 |  | 0% |  | 0% |  | 0% | 0% | 0% |  | 0% | 0.125% | 0% | 0% | 0% | 1% | 0% | 0.125% | 2650 | 1.125%
1350 |  | 0% |  | 0% |  | 0% | 0% | 0% |  | 0% | 0.125% | 0% | 0% | 0% | 0.625% | 0% | 0% | 2750 | 0.5%
1400 |  | 0% |  | 0% |  | 0% | 0% | 0% |  | 0% | 0.125% | 0% | 0% | 0% | 0.625% | 0% | 0% | 2850 | 0.375%
1450 |  | 0% |  | 0% |  | 0% | 0% | 0% |  | 0% | 0.125% | 0% | 0% | 0% | 1% | 0% | 0.125% | 2950 | 0.25%
1500 |  | 0% |  | 0% |  | 0% | 0% | 0% |  | 0% | 0.125% | 0% | 0% | 0% | 1.25% | 0% | 0.125% | 3050 | 0.125%
1550 |  | 0% |  | 0% |  | 0% | 0% | 0% |  | 0% | 0.125% | 0% | 0% | 0% | 1% | 0% | 0.25% | 3150 | 0.125%
1600 |  | 0% |  | 0% |  | 0% | 0% | 0% |  | 0% | 0.125% | 0% | 0% | 0% | 78.88% | 0% | 0.125% | 3250 | 0%
1650 |  | 0% |  | 0% |  | 0% | 0% | 0% |  | 0% | 0.125% | 0% | 0% | 0% | 1.75% | 0% | 0.125% | 3350 | 0.375%
1700 |  | 0% |  | 0% |  | 0% | 0% | 0% |  | 0% | 0.125% | 0% | 0% | 0% | 0.125% | 0% | 0.125% | 3450 | 0%
1750 |  | 0% |  | 0% |  | 0% | 0% | 0% |  | 0% | 0.125% | 0% | 0% | 0% | 0% | 0% | 0% | 3550 | 0%
1800 |  | 0% |  | 0% |  | 0% | 0% | 0% |  | 0% | 0.125% | 0% | 0% | 0% | 0% | 0% | 0% | 3650 | 0%
1850 |  | 0% |  | 0% |  | 0% | 0% | 0% |  | 0% | 0.125% | 0% | 0% | 0% | 0% | 0% | 0% | 3750 | 0%
1900 |  | 0% |  | 0% |  | 0% | 0% | 0% |  | 0% | 0.125% | 0% | 0% | 0% | 0% | 0% | 0% | 3850 | 0.125%
1950 |  | 0% |  | 0% |  | 0% | 0% | 0% |  | 0% | 0.125% | 0% | 0% | 0% | 0% | 0% | 0% | 3950 | 0%
2000 |  | 0% |  | 0% |  | 0% | 0% | 0% |  | 0% | 0.125% | 0% | 0% | 0% | 0% | 0% | 0% | 4050 | 0%
2050 |  | 0% |  | 0% |  | 0% | 0% | 0% |  | 0% | 0.125% | 0% | 0% | 0% | 0% | 0% | 0% | 4150 | 0%
2100 |  | 0% |  | 0% |  | 0% | 0% | 0% |  | 0% | 0.125% | 0% | 0% | 0% | 0% | 0% | 0% | 4250 | 0%
2150 |  | 0% |  | 0% |  | 0% | 0% | 0% |  | 0% | 0.125% | 0% | 0% | 0% | 0% | 0% | 0% | 4350 | 0%
2200 |  | 0% |  | 0% |  | 0% | 0% | 0% |  | 0% | 0.125% | 0% | 0% | 0% | 0% | 0% | 0% | 4450 | 0%
2250 |  | 0% |  | 0% |  | 0% | 0% | 0% |  | 0% | 0.125% | 0% | 0% | 0% | 0% | 0% | 0% | 4550 | 0%
2300 |  | 0% |  | 0% |  | 0% | 0% | 0% |  | 0% | 0.125% | 0% | 0% | 0% | 0% | 0% | 0% | 4650 | 0%
2350 |  | 0% |  | 0% |  | 0% | 0% | 0% |  | 0% | 0.125% | 0% | 0% | 0% | 0% | 0% | 0% | 4750 | 0.125%

## Thermal Development Probability
Thermal Resource Development Probability - 2021 | [17 empty] | Probability of Converting Option to Construction
MW | 1B_Draft | 1B_Final | 2B_Draft | 2B_Final | 3A_Draft | 3A_Final | 3C_Coal Retirement | 3D_Coal Retirement w/SCC_MidRange | 3E_Coal Retirement w/SCC_MidRange No New Gas | 5B_Market Reliance-Draft | 5B_Market Reliance-Final | Sensitivity S3_NoDR_Draft | Sensitivity S3_NoDR_Final | Sensitivity S5_Regional RPS @ 35%_Draft | Sensitivity S5_Regional RPS @ 35%_Final | Sensitivity S10_Lower Conservation_Draft | Sensitivity S10_Lower Conservation_Final | Year | 1B_Draft | 1B_Final | 2B_Draft | 2B_Final | 3A_Draft | 3A_Final | 3C_Coal Retirement | 3D_Coal Retirement w/SCC_MidRange | 3E_Coal Retirement w/SCC_MidRange No New Gas | 5B_Market Reliance-Draft | 5B_Market Reliance-Final | Sensitivity S3_NoDR_Draft | Sensitivity S3_NoDR_Final | Sensitivity S5_Regional RPS @ 35%_Draft | Sensitivity S5_Regional RPS @ 35%_Final | Sensitivity S10_Lower Conservation_Draft | Sensitivity S10_Lower Conservation_Final
0 | 98% | 97.5% | 94.38% | 100% | 98% | 96.5% | 62.12% | 54.87% | 0% | 99.5% | 97.88% | 54% | 11.75% | 97.75% | 96.75% | 77.12% | 59.88% | 2021 | 2% | 2.5% | 8% | 0% | 2% | 3.375% | 37.88% | 45% | 0% | 0.5% | 2.125% | 46% | 88.25% | 2.25% | 3.25% | 22.63% | 40%
175 | 0% | 0% | 0% | 0% | 0% | 0% | 0% | 0% | 0% | 0% | 0% | 0% | 0% | 0% | 0% | 0% | 0% | 2026 | 6.25% | 8.25% | 11.5% | 25.75% | 87.75% | 91.37% | 95% | 96% | 0% | 2.5% | 8% | 46% | 88.25% | 2.5% | 3.25% | 65.5% | 68.25%
350 | 0.625% | 0% | 0.25% | 0% | 0.5% | 0% | 30.38% | 20.12% | 0% | 0% | 0% | 7.625% | 6.75% | 0.875% | 0% | 0% | 14.25%
525 | 0.75% | 0% | 4.625% | 0% | 0.875% | 2.125% | 0.5% | 6.125% | 0% | 0.5% | 0% | 7.25% | 8.75% | 0.875% | 0% | 8% | 5.375%
700 | 0.625% | 2.5% | 0.625% | 0% | 0.625% | 0% | 0.125% | 0.125% | 0% | 0% | 2.125% | 5.625% | 12.12% | 0% | 3.25% | 3.625% | 1.875%
875 | 0% | 0% | 0% | 0% | 0% | 0% | 4.875% | 3.25% | 0% | 0% | 0% | 5.375% | 0% | 0.5% | 0% | 2.625% | 3.25% |  | Probability of Converting Option to Construction
1050 | 0% | 0% | 0.125% | 0% | 0% | 1.25% | 0.25% | 3% | 0% | 0% | 0% | 5.875% | 10.12% | 0% | 0% | 2.375% | 6% |  |  | 2021 | 2026
1225 | 0% | 0% | 0.125% | 0% | 0% | 0% | 0.875% | 0.5% | 0% | 0% | 0% | 3% | 9% | 0% | 0% | 0.75% | 3.25% |  | 1B_Final | 2.5% | 8.25%
1400 | 0% | 0% | 0.125% | 0% | 0% | 0% | 0% | 0.125% | 0% | 0% | 0% | 4.125% | 9% | 0% | 0% | 1.125% | 1.625% |  | 1B_NoDR-Final | 88.25% | 88.25%
1575 | 0% | 0% | 0.125% | 0% | 0% | 0% | 0.625% | 2.25% | 0% | 0% | 0% | 2% | 0% | 0% | 0% | 1.125% | 0.25% |  | 5B_MarketReliance-Draft | 0.5% | 2.5%
1750 | 0% | 0% | 0.125% | 0% | 0% | 0% | 0.25% | 0.25% | 0% | 0% | 0% | 1.625% | 7.625% | 0% | 0% | 0.5% | 1.25% |  | 5B_MarketReliance-Final | 2.125% | 8%
1925 | 0% | 0% | 0.125% | 0% | 0% | 0% | 0% | 1.5% | 0% | 0% | 0% | 1% | 6.375% | 0% | 0% | 0.5% | 0.5% |  | 2B_Final | 0% | 25.75%
2100 | 0% | 0% | 0.125% | 0% | 0% | 0% | 0% | 0.25% | 0% | 0% | 0% | 0.625% | 4.75% | 0% | 0% | 0.125% | 0.25% |  | 3A_Final | 3.375% | 91.37%
2275 | 0% | 0% | 0.125% | 0% | 0% | 0% | 0% | 0.75% | 0% | 0% | 0% | 0.875% | 0.125% | 0% | 0% | 0.375% | 0% |  | 3C_Coal Retirement | 37.88% | 95%
2450 | 0% | 0% | 0.125% | 0% | 0% | 0% | 0% | 0.5% | 0% | 0% | 0% | 0% | 3% | 0% | 0% | 0.375% | 0.625% |  | 3D_Coal Retirement w/SCC_MidRange | 45% | 96%
2625 | 0% | 0% | 0.125% | 0% | 0% | 0% | 0% | 1.125% | 0% | 0% | 0% | 0.75% | 3.125% | 0% | 0% | 0.25% | 0.5% |  | 3E_Coal Retirement w/SCC_MidRange No New Gas | 0% | 0%
2800 | 0% | 0% | 0.125% | 0% | 0% | 0% | 0% | 0.375% | 0% | 0% | 0% | 0.25% | 2.5% | 0% | 0% | 0.375% | 0.625% |  | Sensitivity S10_Lower Conservation | 40% | 68.25%
2975 | 0% | 0% | 0.125% | 0% | 0% | 0% | 0% | 0% | 0% | 0% | 0% | 0% | 0.25% | 0% | 0% | 0% | 0.125% |  | Sensitivity S5_Regional RPS @ 35% | 3.25% | 3.25%
3150 | 0% | 0% | 0.125% | 0% | 0% | 0% | 0% | 0.875% | 0% | 0% | 0% | 0% | 1.5% | 0% | 0% | 0.25% | 0.125%
3325 | 0% | 0% | 0.125% | 0% | 0% | 0% | 0% | 0.375% | 0% | 0% | 0% | 0% | 0.875% | 0% | 0% | 0.125% | 0%
3500 | 0% | 0% | 0.125% | 0% | 0% | 0% | 0% | 2% | 0% | 0% | 0% | 0% | 1.25% | 0% | 0% | 0% | 0.125%
3675 | 0% | 0% | 0.125% | 0% | 0% | 0% | 0% | 0% | 0% | 0% | 0% | 0% | 0.375% | 0% | 0% | 0.125% | 0%
3850 | 0% | 0% | 0.125% | 0% | 0% | 0% | 0% | 0.25% | 0% | 0% | 0% | 0% | 0% | 0% | 0% | 0% | 0%
4025 | 0% | 0% | 0.125% | 0% | 0% | 0% | 0% | 0.875% | 0% | 0% | 0% | 0% | 0.75% | 0% | 0% | 0% | 0%
4200 | 0% | 0% | 0.125% | 0% | 0% | 0% | 0% | 0.125% | 0% | 0% | 0% | 0% | 0% | 0% | 0% | 0% | 0%
4375 | 0% | 0% | 0.125% | 0% | 0% | 0% | 0% | 0.25% | 0% | 0% | 0% | 0% | 0% | 0% | 0% | 0% | 0%
Thermal Resource Development Probability - 2026
MW | 1B_Draft | 1B_Final | 2B_Draft | 2B_Final | 3A_Draft | 3A_Final | 3C_Coal Retirement | 3D_Coal Retirement w/SCC_MidRange | 3E_Coal Retirement w/SCC_MidRange No New Gas | 5B_Market Reliance-Draft | 5B_Market Reliance-Final | Sensitivity S3_NoDR_Draft | Sensitivity S3_NoDR_Final | Sensitivity S5_Regional RPS @ 35%_Draft | Sensitivity S5_Regional RPS @ 35%_Final | Sensitivity S10_Lower Conservation_Draft | Sensitivity S10_Lower Conservation_Final
0 | 97.12% | 91.75% | 92.38% | 78.25% | 12.25% | 8.625% | 5% | 4% | 0% | 97.5% | 92% | 54% | 11.75% | 97.5% | 96.75% | 33.62% | 31.5%
175 | 0% | 0% | 0% | 0% | 0% | 0% | 0% | 0% | 0% | 0% | 0% | 0% | 0% | 0% | 0% | 0% | 0%
350 | 0.5% | 3.125% | 0.25% | 1.25% | 1.375% | 2.75% | 2.875% | 2% | 0% | 0% | 0% | 7.625% | 6.75% | 0.625% | 0% | 0% | 8.375%
525 | 0.5% | 1.625% | 2.75% | 17.5% | 8.625% | 3% | 2.875% | 2.25% | 0% | 0.375% | 5.875% | 7.125% | 8.75% | 0.875% | 0% | 26.62% | 9.75%
700 | 0.625% | 0.25% | 2.375% | 0% | 1.75% | 2.5% | 4.125% | 2.125% | 0% | 1.5% | 0% | 5.625% | 11.88% | 0.25% | 3.25% | 0% | 1.625%
875 | 0.125% | 1.125% | 0% | 3% | 0.875% | 0.75% | 0.25% | 2% | 0% | 0% | 0% | 5.375% | 0% | 0.75% | 0% | 0% | 6.25%
1050 | 0.125% | 0.625% | 1.875% | 0% | 13.75% | 5.5% | 3% | 1.75% | 0% | 0% | 2.125% | 6% | 10.25% | 0% | 0% | 14.12% | 8%
1225 | 0.75% | 0% | 0.25% | 0% | 1.75% | 4.875% | 0.625% | 3.375% | 0% | 0.5% | 0% | 3% | 8.75% | 0% | 0% | 1% | 6.25%
1400 | 0% | 1.5% | 0% | 0% | 0.25% | 3.375% | 8.5% | 3.5% | 0% | 0% | 0% | 4.125% | 8.375% | 0% | 0% | 0.875% | 2.75%
1575 | 0% | 0% | 0.125% | 0.125% | 14.25% | 1.5% | 2.75% | 3.375% | 0% | 0.125% | 0% | 1.875% | 0% | 0% | 0% | 7.875% | 3%
1750 | 0.125% | 0% | 0.125% | 0.125% | 1.5% | 5.625% | 0.25% | 3.375% | 0% | 0% | 0% | 1.375% | 6.375% | 0% | 0% | 1.375% | 4.125%
1925 | 0% | 0% | 0.125% | 0.125% | 0.5% | 5.25% | 9.75% | 2.125% | 0% | 0% | 0% | 1% | 5.125% | 0% | 0% | 1% | 3.125%
2100 | 0% | 0% | 0.125% | 0.125% | 0.625% | 4% | 2.375% | 2.875% | 0% | 0% | 0% | 0.375% | 3.625% | 0% | 0% | 3.25% | 1.625%
2275 | 0.125% | 0% | 0.125% | 0.125% | 11.88% | 3.875% | 0.375% | 5.875% | 0% | 0% | 0% | 1% | 0.625% | 0% | 0% | 1.25% | 1.75%
2450 | 0.125% | 0% | 0.125% | 0.125% | 1.5% | 5.625% | 11.25% | 4.75% | 0% | 0% | 0% | 0% | 4.125% | 0% | 0% | 1.25% | 1.125%
2625 | 0.125% | 0% | 0.125% | 0.125% | 0.625% | 2.375% | 0.25% | 1% | 0% | 0% | 0% | 0.5% | 3.25% | 0% | 0% | 1.375% | 2.5%
2800 | 0.125% | 0% | 0.125% | 0.125% | 11.5% | 6% | 2.375% | 8.5% | 0% | 0% | 0% | 0.125% | 1.75% | 0% | 0% | 1.375% | 1.5%
2975 | 0.125% | 0% | 0.125% | 0.125% | 2.625% | 4.875% | 11.62% | 4% | 0% | 0% | 0% | 0% | 0.75% | 0% | 0% | 0.75% | 0.375%
3150 | 0.125% | 0% | 0.125% | 0.125% | 1% | 1.5% | 0.25% | 1.5% | 0% | 0% | 0% | 0.5% | 1.75% | 0% | 0% | 0.75% | 1.125%
3325 | 0.125% | 0% | 0.125% | 0.125% | 4.5% | 4.125% | 1.375% | 8% | 0% | 0% | 0% | 0.25% | 1.5% | 0% | 0% | 0.375% | 0.625%
3500 | 0.125% | 0% | 0.125% | 0.125% | 2.5% | 5.125% | 12.12% | 4.25% | 0% | 0% | 0% | 0% | 1% | 0% | 0% | 0.625% | 0.875%
3675 | 0.125% | 0% | 0.125% | 0.125% | 1.75% | 0.5% | 0.125% | 5.5% | 0% | 0% | 0% | 0% | 0.75% | 0% | 0% | 0% | 0.625%
3850 | 0.125% | 0% | 0.125% | 0.125% | 1% | 4.5% | 1.125% | 0.625% | 0% | 0% | 0% | 0.125% | 0.375% | 0% | 0% | 0.25% | 0.5%
4025 | 0.125% | 0% | 0.125% | 0.125% | 1.125% | 2.375% | 7.375% | 3.625% | 0% | 0% | 0% | 0% | 0.125% | 0% | 0% | 0.125% | 0.25%
4200 | 0.125% | 0% | 0.125% | 0.125% | 0.625% | 1.75% | 0.625% | 2.75% | 0% | 0% | 0% | 0% | 0.125% | 0% | 0% | 0.25% | 0.25%
4375 | 0.125% | 0% | 0.125% | 0.125% | 0.625% | 3% | 1.125% | 3.125% | 0% | 0% | 0% | 0% | 0.375% | 0% | 0% | 0.125% | 0%
4550 | 0.125% | 0% | 0.125% | 0.125% | 0.125% | 1.125% | 2.75% | 1.125% | 0% | 0% | 0% | 0% | 0.125% | 0% | 0% | 0% | 0.25%
4725 | 0.125% | 0% | 0.125% | 0.125% | 0.375% | 0.875% | 0.125% | 1.75% | 0% | 0% | 0% | 0% | 0% | 0% | 0% | 0.25% | 0.25%
4900 | 0.125% | 0% | 0.125% | 0.125% | 0.25% | 1.625% | 0.875% | 1.375% | 0% | 0% | 0% | 0% | 0.375% | 0% | 0% | 0.25% | 0.125%
5075 | 0.125% | 0% | 0.125% | 0.125% | 0.125% | 0.625% | 1.375% | 0.625% | 0% | 0% | 0% | 0% | 0.25% | 0% | 0% | 0% | 0.25%
5250 | 0.125% | 0% | 0.125% | 0.125% | 0.25% | 0.125% | 0.375% | 1.625% | 0% | 0% | 0% | 0% | 0% | 0% | 0% | 0.125% | 0%
5425 | 0.125% | 0% | 0.125% | 0.125% | 0.125% | 0.5% | 0% | 0.5% | 0% | 0% | 0% | 0% | 0.25% | 0% | 0% | 0% | 0.25%
5600 | 0.125% | 0% | 0.125% | 0.125% | 0% | 0.25% | 0.125% | 0.375% | 0% | 0% | 0% | 0% | 0.125% | 0% | 0% | 0.125% | 0.125%
5775 | 0.125% | 0% | 0.125% | 0.125% | 0% | 0.25% | 0.25% | 0.75% | 0% | 0% | 0% | 0% | 0.375% | 0% | 0% | 0.125% | 0.125%
5950 | 0.125% | 0% | 0.125% | 0.125% | 0% | 0.125% | 0.25% | 0.125% | 0% | 0% | 0% | 0% | 0.25% | 0% | 0% | 0% | 0.125%
6125 | 0.125% | 0% | 0.125% | 0.125% | 0% | 0.625% | 0.25% | 0.25% | 0% | 0% | 0% | 0% | 0.125% | 0% | 0% | 0% | 0%
6300 | 0.125% | 0% | 0.125% | 0.125% | 0% | 0.125% | 0.5% | 1.375% | 0% | 0% | 0% | 0% | 0% | 0% | 0% | 0% | 0%
6475 | 0.125% | 0% | 0.125% | 0.125% | 0% | 0.125% | 0.375% | 0.75% | 0% | 0% | 0% | 0% | 0% | 0% | 0% | 0% | 0%
6650 | 0.125% | 0% | 0.125% | 0.125% | 0% | 0% | 0% | 0.125% | 0% | 0% | 0% | 0% | 0% | 0% | 0% | 0% | 0%
6825 | 0.125% | 0% | 0.125% | 0.125% | 0% | 0.125% | 0% | 0.625% | 0% | 0% | 0% | 0% | 0% | 0% | 0% | 0% | 0%
7000 | 0.125% | 0% | 0.125% | 0.125% | 0% | 0.125% | 0% | 0.375% | 0% | 0% | 0% | 0% | 0% | 0% | 0% | 0% | 0%
7175 | 0% | 0% | 0% | 0% | 0% | 0% | 0.25% | 0.25% | 0% | 0% | 0% | 0% | 0% | 0% | 0% | 0% | 0%
7350 | 0% | 0% | 0% | 0% | 0% | 0% | 0% | 0.75% | 0% | 0% | 0% | 0% | 0% | 0% | 0% | 0% | 0%
7525 | 0% | 0% | 0% | 0% | 0% | 0% | 0.125% | 0.125% | 0% | 0% | 0% | 0% | 0% | 0% | 0% | 0% | 0%
7700 | 0% | 0% | 0% | 0% | 0% | 0% | 0% | 0.125% | 0% | 0% | 0% | 0% | 0% | 0% | 0% | 0% | 0%
7875 | 0% | 0% | 0% | 0% | 0% | 0% | 0% | 0.5% | 0% | 0% | 0% | 0% | 0% | 0% | 0% | 0% | 0%
8050 | 0% | 0% | 0% | 0% | 0% | 0% | 0% | 0.125% | 0% | 0% | 0% | 0% | 0% | 0% | 0% | 0% | 0%
8225 | 0% | 0% | 0% | 0% | 0% | 0% | 0% | 0% | 0% | 0% | 0% | 0% | 0% | 0% | 0% | 0% | 0.125%
8400 | 0% | 0% | 0% | 0% | 0% | 0% | 0% | 0% | 0% | 0% | 0% | 0% | 0% | 0% | 0% | 0% | 0%
8575 | 0% | 0% | 0% | 0% | 0% | 0% | 0% | 0.125% | 0% | 0% | 0% | 0% | 0% | 0% | 0% | 0% | 0%
8750 | 0% | 0% | 0% | 0% | 0% | 0% | 0% | 0% | 0% | 0% | 0% | 0% | 0% | 0% | 0% | 0% | 0%
8925 | 0% | 0% | 0% | 0% | 0% | 0% | 0% | 0% | 0% | 0% | 0% | 0% | 0% | 0% | 0% | 0% | 0%
9100 | 0% | 0% | 0% | 0% | 0% | 0% | 0% | 0% | 0% | 0% | 0% | 0% | 0% | 0% | 0% | 0% | 0%
9275 | 0% | 0% | 0% | 0% | 0% | 0% | 0% | 0% | 0% | 0% | 0% | 0% | 0% | 0% | 0% | 0% | 0.25%
9450 | 0% | 0% | 0% | 0% | 0% | 0% | 0% | 0% | 0% | 0% | 0% | 0% | 0% | 0% | 0% | 0% | 0%
9625 | 0% | 0% | 0% | 0% | 0% | 0% | 0% | 0% | 0% | 0% | 0% | 0% | 0% | 0% | 0% | 0% | 0%
9800 | 0% | 0% | 0% | 0% | 0% | 0% | 0% | 0% | 0% | 0% | 0% | 0% | 0% | 0% | 0% | 0% | 0%

## CO2 Emissions Probability
111(d) CO2 Emissions in 2030
MMT | 1B_Draft | 1B_Final | 2B_Draft | 2B_Final | 3A_Draft | 3A_Final | 3C_Coal Retirement | 3D_Coal Retirement w/SCC_MidRange | 3E_Coal Retirement w/SCC_MidRange No New Gas | 5B_Market Reliance-Draft | 5B_Market Reliance-Final | Sensitivity S3_NoDR_Draft | Sensitivity S3_NoDR_Final | Sensitivity S5_Regional RPS @ 35%_Draft | Sensitivity S5_Regional RPS @ 35%_Final | Sensitivity S10_Lower Conservation_Draft | Sensitivity S10_Lower Conservation_Final
0 | 0.375% | 0.875% | 0.25% | 0% | 1.875% | 2.125% | 2.125% | 0% | 0% | 0.25% | 0.75% | 0.5% | 1.125% | 0.875% | 1.5% | 0% | 0.625%
2 | 0.875% | 1% | 2.125% | 2.25% | 8.875% | 2.875% | 2.625% | 1.75% | 2.625% | 1% | 0.875% | 0.875% | 0.75% | 1% | 1.75% | 1% | 0.5%
4 | 0.875% | 1.625% | 2.25% | 1.5% | 13.63% | 6.875% | 6.5% | 1.375% | 2.125% | 0.75% | 1.875% | 0.875% | 1.75% | 1.5% | 2% | 1% | 1.75%
6 | 1.25% | 0.875% | 6.25% | 3.75% | 14.5% | 10.62% | 8.875% | 4.875% | 8.375% | 1.25% | 0.875% | 1.125% | 0.875% | 1.375% | 5% | 1.125% | 0.5%
8 | 0.875% | 0.375% | 12.12% | 5.75% | 15.88% | 12.5% | 12.25% | 6.25% | 26.12% | 1% | 0.25% | 0.875% | 0.5% | 3.875% | 9.5% | 0.375% | 1.125%
10 | 1.75% | 1.875% | 13.25% | 12.75% | 12.62% | 15% | 14.75% | 12.62% | 30% | 1.25% | 1.25% | 2% | 1.875% | 7% | 11.62% | 1.5% | 0.375%
12 | 2.25% | 2.625% | 15.75% | 16.12% | 12.12% | 14.25% | 13.75% | 15.62% | 20.62% | 2.125% | 2.875% | 2.125% | 2.75% | 10.25% | 13.63% | 1% | 1.375%
14 | 6.125% | 3.375% | 12.12% | 15.38% | 10% | 11.5% | 12.62% | 16.88% | 8.875% | 6% | 2.25% | 6.75% | 3.875% | 13.75% | 12.38% | 2.875% | 1.875%
16 | 7.875% | 6% | 13.38% | 13.88% | 4.625% | 10.38% | 10.88% | 12.12% | 1.125% | 7.5% | 5.125% | 7.75% | 6.375% | 13.12% | 11.38% | 5.875% | 3.125%
18 | 9.5% | 7.375% | 8.375% | 12.25% | 4% | 6.125% | 7.25% | 12.5% | 0.125% | 9.875% | 6.75% | 10.38% | 8% | 11.25% | 9% | 8.5% | 3.75%
20 | 14.5% | 10.88% | 6.125% | 6.125% | 1.75% | 3.75% | 4.375% | 7.5% | 0% | 13.38% | 10% | 15% | 11.5% | 12.62% | 8.625% | 11.75% | 7.125%
22 | 11.62% | 11.75% | 3.625% | 5.125% | 0.125% | 1.875% | 2.5% | 3.75% | 0% | 12.38% | 11.38% | 12.38% | 13% | 9.375% | 5.125% | 15.38% | 9.375%
24 | 14.37% | 13% | 2.25% | 2.375% | 0% | 1.625% | 1.375% | 2.375% | 0% | 14.88% | 13.75% | 14.88% | 10.88% | 6.875% | 4.75% | 13.75% | 11.75%
26 | 13.88% | 13.63% | 1.25% | 1.5% | 0% | 0.5% | 0.125% | 1.25% | 0% | 13.75% | 13.88% | 11.38% | 14% | 3.875% | 2.625% | 15.38% | 11.38%
28 | 7.25% | 9.25% | 0.625% | 1% | 0% | 0% | 0% | 1% | 0% | 7.5% | 10.75% | 7.5% | 9.25% | 2.375% | 1% | 11.12% | 15%
30 | 4.625% | 8.25% | 0.25% | 0.25% | 0% | 0% | 0% | 0.125% | 0% | 5.125% | 8.75% | 4.125% | 7.25% | 0.875% | 0.125% | 5.5% | 13.5%
32 | 1.625% | 4.625% | 0% | 0% | 0% | 0% | 0% | 0% | 0% | 1.625% | 5.5% | 1% | 4.375% | 0% | 0% | 2.75% | 7.5%
34 | 0.375% | 2.375% | 0% | 0% | 0% | 0% | 0% | 0% | 0% | 0.375% | 2.875% | 0.5% | 1.75% | 0% | 0% | 0.875% | 5.75%
36 | 0% | 0.25% | 0% | 0% | 0% | 0% | 0% | 0% | 0% | 0% | 0.25% | 0% | 0.125% | 0% | 0% | 0.25% | 3%
38 | 0% | 0% | 0% | 0% | 0% | 0% | 0% | 0% | 0% | 0% | 0% | 0% | 0% | 0% | 0% | 0% | 0.5%
40 | 0% | 0% | 0% | 0% | 0% | 0% | 0% | 0% | 0% | 0% | 0% | 0% | 0% | 0% | 0% | 0% | 0.125%
42 | 0% | 0% | 0% | 0% | 0% | 0% | 0% | 0% | 0% | 0% | 0% | 0% | 0% | 0% | 0% | 0% | 0%
44 | 0% | 0% | 0% | 0% | 0% | 0% | 0% | 0% | 0% | 0% | 0% | 0% | 0% | 0% | 0% | 0% | 0%
46 | 0% | 0% | 0% | 0% | 0% | 0% | 0% | 0% | 0% | 0% | 0% | 0% | 0% | 0% | 0% | 0% | 0%
48 | 0% | 0% | 0% | 0% | 0% | 0% | 0% | 0% | 0% | 0% | 0% | 0% | 0% | 0% | 0% | 0% | 0%
50 | 0% | 0% | 0% | 0% | 0% | 0% | 0% | 0% | 0% | 0% | 0% | 0% | 0% | 0% | 0% | 0% | 0%
MMT | 1B_Draft | 1B_Final | 2B_Draft | 2B_Final | 3A_Draft | 3A_Final | 3C_Coal Retirement | 3D_Coal Retirement w/SCC_MidRange | 3E_Coal Retirement w/SCC_MidRange No New Gas | 5B_Market Reliance-Draft | 5B_Market Reliance-Final | Sensitivity S3_NoDR_Draft | Sensitivity S3_NoDR_Final | Sensitivity S5_Regional RPS @ 35%_Draft | Sensitivity S5_Regional RPS @ 35%_Final | Sensitivity S10_Lower Conservation_Draft | Sensitivity S10_Lower Conservation_Final
0 | 0.625% | 1.125% | 0.5% | 0% | 4% | 3.5% | 3.125% | 0% | 0% | 0.375% | 0.875% | 0.875% | 1.125% | 1.25% | 1.25% | 0.125% | 0.125%
2 | 0.625% | 0.875% | 2.5% | 2.125% | 10.12% | 3% | 3.25% | 1.75% | 2.5% | 0.875% | 1% | 0.625% | 0.875% | 0.5% | 1.5% | 0.75% | 1.125%
4 | 0.5% | 0.875% | 2.625% | 1.75% | 9.375% | 4.625% | 4.5% | 1.75% | 2.75% | 0.375% | 0.875% | 0.25% | 0.875% | 0.75% | 1.875% | 0.375% | 1%
6 | 0.75% | 0.625% | 4.375% | 2.125% | 11.62% | 8.125% | 7.125% | 3.375% | 6.75% | 0.875% | 0.5% | 0.75% | 0.75% | 1.5% | 2.25% | 0.625% | 0.5%
8 | 0.625% | 0.875% | 6.875% | 4% | 10.88% | 9.875% | 9.25% | 5.375% | 15.25% | 0.5% | 0.875% | 0.625% | 1% | 1.625% | 1.875% | 0.625% | 0.5%
10 | 1.625% | 0.625% | 8.5% | 7% | 8.5% | 11.38% | 11% | 8.875% | 20.38% | 1.375% | 0.75% | 1.75% | 0.5% | 2% | 4.875% | 1% | 1%
12 | 0.75% | 0.5% | 8.125% | 8.625% | 9.375% | 10.12% | 9.25% | 11.62% | 20.25% | 1% | 0.625% | 0.625% | 0.375% | 2.875% | 6.875% | 0.875% | 0.375%
14 | 0.5% | 0.75% | 9.125% | 11.38% | 8.25% | 8.75% | 10.12% | 13.12% | 14.62% | 0.5% | 0.5% | 0.75% | 0.875% | 4.125% | 5.625% | 0.625% | 0.375%
16 | 1.75% | 0.875% | 8.25% | 9.875% | 7.375% | 10.25% | 9.625% | 12.5% | 9.75% | 1.625% | 0.5% | 2% | 1.25% | 6% | 6.375% | 1.125% | 0.5%
18 | 1.75% | 1.75% | 7.375% | 9% | 6.5% | 7.25% | 8.375% | 12.5% | 5% | 1.625% | 2% | 1.75% | 1.375% | 5.375% | 6.75% | 1.25% | 1%
20 | 3.25% | 2.625% | 6.25% | 8.625% | 4.125% | 6.625% | 6.625% | 10% | 1.875% | 2.875% | 1.375% | 3.625% | 3.625% | 6.625% | 8.375% | 1.25% | 1.375%
22 | 4.25% | 3% | 6.375% | 7.625% | 2.5% | 5.75% | 6.375% | 7% | 0.625% | 3.625% | 3% | 4.5% | 3% | 6.25% | 6.625% | 1.875% | 1.25%
24 | 3.875% | 4.375% | 7.25% | 7.625% | 2.625% | 3.875% | 4.25% | 4.875% | 0.25% | 3.875% | 3.5% | 3.625% | 3.5% | 6% | 6.25% | 3.625% | 1.875%
26 | 4.125% | 2.625% | 5% | 5.625% | 1.375% | 2.125% | 2.375% | 1.875% | 0% | 4.625% | 3.625% | 5% | 3.625% | 7.75% | 7% | 3.375% | 2.125%
28 | 5.5% | 5.25% | 3.125% | 2.5% | 1.625% | 1.875% | 1.875% | 2.5% | 0% | 5.875% | 4.25% | 5.5% | 5.125% | 6.625% | 7.875% | 4.875% | 3.125%
30 | 6% | 6% | 2.5% | 2.875% | 1% | 1.125% | 1.5% | 1.25% | 0% | 5.25% | 5% | 5.875% | 6.25% | 7.375% | 4.25% | 5.375% | 5.25%
32 | 7.625% | 7% | 3.25% | 3% | 0.5% | 1% | 0.625% | 1% | 0% | 8% | 7.5% | 7.125% | 6.375% | 7.125% | 4.75% | 7.625% | 4.25%
34 | 7.375% | 7.5% | 2.375% | 1.625% | 0.125% | 0.375% | 0.375% | 0.25% | 0% | 7.5% | 7.25% | 7.25% | 7.875% | 5.75% | 3.125% | 7.375% | 6.25%
36 | 9.875% | 6.875% | 1.125% | 1.125% | 0% | 0.25% | 0.125% | 0.375% | 0% | 9.75% | 7.75% | 9.875% | 6% | 4.125% | 3.875% | 9% | 7.875%
38 | 9.625% | 8.75% | 1.375% | 1.25% | 0.125% | 0.125% | 0.25% | 0% | 0% | 10% | 7.125% | 9.25% | 8.625% | 4.75% | 2.25% | 8.75% | 7.375%
40 | 8.875% | 9.625% | 0.875% | 0.875% | 0% | 0% | 0% | 0% | 0% | 8.625% | 10% | 9% | 9.375% | 3.25% | 2.75% | 10.75% | 8.375%
42 | 7.5% | 7.875% | 0.5% | 0.625% | 0% | 0% | 0% | 0% | 0% | 7.625% | 9% | 6.625% | 6.625% | 3.5% | 2% | 7.25% | 8%
44 | 4.25% | 6.875% | 1% | 0.25% | 0% | 0% | 0% | 0% | 0% | 4.75% | 7.625% | 4.375% | 6% | 2% | 0.625% | 6.5% | 10.88%
46 | 3.5% | 4.625% | 0.375% | 0.375% | 0% | 0% | 0% | 0% | 0% | 3.375% | 5% | 2.375% | 4.25% | 1.625% | 0.625% | 6.125% | 6.5%
48 | 1.375% | 2.875% | 0% | 0% | 0% | 0% | 0% | 0% | 0% | 1.375% | 3.625% | 2.5% | 3.25% | 0.625% | 0.125% | 2.5% | 6.25%
50 | 2.375% | 2.375% | 0.125% | 0% | 0% | 0% | 0% | 0% | 0% | 2.625% | 2.125% | 1.25% | 3.125% | 0.375% | 0.25% | 2% | 4%
52 | 0.5% | 1.5% | 0.125% | 0% | 0% | 0% | 0% | 0% | 0% | 0.5% | 2.375% | 1.375% | 2.125% | 0.25% | 0% | 1.75% | 2.875%
54 | 0.375% | 0.875% | 0% | 0% | 0% | 0% | 0% | 0% | 0% | 0.25% | 0.625% | 0.5% | 0.75% | 0% | 0% | 1.25% | 2.5%
56 | 0.125% | 0.25% | 0% | 0.125% | 0% | 0% | 0% | 0% | 0% | 0.25% | 0.5% | 0.125% | 0.75% | 0% | 0% | 0.5% | 1.375%
58 | 0.125% | 0.25% | 0.125% | 0% | 0% | 0% | 0% | 0% | 0% | 0.125% | 0.25% | 0.25% | 0.5% | 0% | 0% | 0.375% | 1.125%
60 | 0% | 0% | 0% | 0% | 0% | 0% | 0% | 0% | 0% | 0% | 0% | 0% | 0% | 0% | 0% | 0.375% | 0.375%
62 | 0% | 0% | 0% | 0% | 0% | 0% | 0% | 0% | 0% | 0% | 0% | 0% | 0% | 0% | 0% | 0% | 0.25%
64 | 0% | 0% | 0% | 0% | 0% | 0% | 0% | 0% | 0% | 0% | 0% | 0% | 0% | 0% | 0% | 0.125% | 0.125%
66 | 0% | 0% | 0% | 0% | 0% | 0% | 0% | 0% | 0% | 0% | 0% | 0% | 0% | 0% | 0% | 0% | 0%
68 | 0% | 0% | 0% | 0% | 0% | 0% | 0% | 0% | 0% | 0% | 0% | 0% | 0% | 0% | 0% | 0% | 0.125%

## Enviro Compliance Costs Inputs
Compliance cost not included, viewed as too speculative
Council includes compliance cost, but NWEC estimates higher cost
[5 empty] | Cumulative (A + B) |  |  |  | NWEC |  |  | Difference (2012$/KW) |  |  |  | Total Plant (million 2012$)
Plant/Unit | Regulation | Action | Year of Completion | Assumed Status | Capital ($/kW) | Incremental Fixed O&M ($/kW-yr) | Incremental Variable O&M ($/MWh) |  | Capital ($/kW) | Incremental Fixed O&M ($/kW-yr) | Incremental Variable O&M ($/MWh) | Capital ($/kW) | Incremental Fixed O&M ($/kW-yr) | Incremental Variable O&M ($/MWh) |  | Capital ($/kW) | Incremental Fixed O&M ($/kW-yr) | Incremental Variable O&M ($/MWh)
Colstrip 1 & 2 | NAAQS | None |  | N/A | -- | -- | -- |  | -- | -- | -- | -- | -- | -- |  | -- | -- | --
Plant Nameplate (MW) | RH | SOFA + SNCR, lime injection, scrubber vesel | 2017 | Uncommitted | 140 | 0 | 1.49 |  | 254 | 0 | 1.49 | 114 | 0 | 0 |  | 69.996 | 0 | 0
614 | MATS | Sieve trays | 2016 | Committed | 30 | 0.33 | 0 |  | 30 | 0.33 | 0 | 0 | 0 | 0 |  | 0 | 0 | 0
| CCR | Dry ash disposal | 2018 | Uncommitted | 23 | 1.63 | 0.23 |  | 23 | 1.63 | 0.23 | 0 | 0 | 0 |  | 0 | 0 | 0
| CCR | Slurry pond lining | 2020 | Obligated | 36 | 0 | 0 |  | 36 | 0 | 0 | 0 | 0 | 0 |  | 0 | 0 | 0
| Intakes | Probable compliance |  | N/A | -- | -- | -- |  | -- | -- | -- | -- | -- | -- |  | -- | -- | --
| Effluent | None (ZDL) |  | N/A | -- | -- | -- |  | -- | -- | -- | -- | -- | -- |  | -- | -- | --
|  |  |  | Totals for RPM | 229 | 1.96 | 1.72 |  | 343 | 1.96 | 1.72 | 114 | 0 | 0 |  | 69.996 | 0 | 0
Colstrip 3 & 4 | NAAQS | None |  | N/A | -- | -- | -- |  | -- | -- | -- | -- | -- | -- |  | -- | -- | --
Plant Nameplate (MW) | RH | SCR | 2027 | Potential (Not Included) | 514 | -- | -- | Included | 514 | -- | -- | 514 | -- | -- | 2027 | 760.72 | -- | --
1480 | MATS | Sieve trays | 2016 | Committed | 30 | 0.33 | 0 |  | 30 | 0.33 | 0 | 0 | 0 | 0 |  | 0 | 0 | 0
| CCR | Dry ash disposal | 2018 | Uncommitted | 23 | 1.63 | 0.23 |  | 23 | 1.63 | 0.23 | 0 | 0 | 0 |  | 0 | 0 | 0
| CCR | Slurry pond lining | 2020 | Obligated | 36 | 0 | 0 |  | 36 | 0 | 0 | 0 | 0 | 0 |  | 0 | 0 | 0
| Intakes | Probable compliance |  | N/A | -- | -- | -- |  | -- | -- | -- | -- | -- | -- |  | -- | -- | --
| Effluent | None (ZDL) |  | N/A | -- | -- | -- |  | -- | -- | -- | -- | -- | -- |  | -- | -- | --
|  |  |  | Totals for RPM | 89 | 1.96 | 0.23 |  | 603 | 1.96 | 0.23 | 514 | 0 | 0 |  | 760.72 | 0 | 0
Jim Bridger 1 & 2 | NAAQS | None |  | N/A | -- | -- | -- |  | -- | -- | -- | -- | -- | -- |  | -- | -- | --
Plant Nameplate (MW) | RH | SCR | 2022, 2021 | Uncommitted | 257 | 0.86 | 0.41 |  | 377 | 0.86 | 0.41 | 120 | 0 | 0 |  | 127.2 | 0 | 0
1060 | MATS | ACI | 2015 | Committed | 14 | 0.1 | 2.8 |  | 14 | 0.1 | 2.8 | 0 | 0 | 0 |  | 0 | 0 | 0
| CCR | Landfill disposal? |  | Unknown | -- | -- | -- |  | -- | -- | -- | -- | -- | -- |  | -- | -- | --
| CCR | Slurry pond upgrades? |  | Obligated | -- | -- | -- |  | -- | -- | -- | -- | -- | -- |  | -- | -- | --
| Intakes | Probable compliance |  | N/A | -- | -- | -- |  | -- | -- | -- | -- | -- | -- |  | -- | -- | --
| Effluent | None (ZDL) |  | N/A | -- | -- | -- |  | -- | -- | -- | -- | -- | -- |  | -- | -- | --
|  |  |  | Totals for RPM | 271 | 0.96 | 3.21 |  | 391 | 0.96 | 3.21 | 120 | 0 | 0 |  | 127.2 | 0 | 0
Jim Bridger 3 | NAAQS | None |  | N/A | -- | -- | -- |  | -- | -- | -- | -- | -- | -- |  | -- | -- | --
Plant Nameplate (MW) | RH | SCR | 2015 | Committed | 326 | 0.86 | 0.41 |  | 326 | 0.86 | 0.41 | 0 | 0 | 0 |  | 0 | 0 | 0
530 | MATS | ACI | 2015 | Committed | 14 | 0.1 | 2.8 |  | 14 | 0.1 | 2.8 | 0 | 0 | 0 |  | 0 | 0 | 0
| CCR | Landfill disposal? |  | Unknown | -- | -- | -- |  | -- | -- | -- | -- | -- | -- |  | -- | -- | --
| CCR | Slurry pond upgrades? |  | Obligated | -- | -- | -- |  | -- | -- | -- | -- | -- | -- |  | -- | -- | --
| Intakes | Probable compliance |  | N/A | -- | -- | -- |  | -- | -- | -- | -- | -- | -- |  | -- | -- | --
| Effluent | None (ZDL) |  | N/A | -- | -- | -- |  | -- | -- | -- | -- | -- | -- |  | -- | -- | --
|  |  |  | Totals for RPM | 340 | 0.96 | 3.21 |  | 340 | 0.96 | 3.21 | 0 | 0 | 0 |  | 0 | 0 | 0
Jim Bridger 4 | NAAQS | None |  | N/A | -- | -- | -- |  | -- | -- | -- | -- | -- | -- |  | -- | -- | --
Plant Nameplate (MW) | RH | SCR | 2016 | Committed | 380 | 0.86 | 0.41 |  | 380 | 0.86 | 0.41 | 0 | 0 | 0 |  | 0 | 0 | 0
530 | MATS | ACI | 2015 | Committed | 14 | 0.1 | 2.8 |  | 14 | 0.1 | 2.8 | 0 | 0 | 0 |  | 0 | 0 | 0
| CCR | Landfill disposal? |  | Unknown | -- | -- | -- |  | -- | -- | -- | -- | -- | -- |  | -- | -- | --
| CCR | Slurry pond upgrades? |  | Obligated | -- | -- | -- |  | -- | -- | -- | -- | -- | -- |  | -- | -- | --
| Intakes | Probable compliance |  | N/A | -- | -- | -- |  | -- | -- | -- | -- | -- | -- |  | -- | -- | --
| Effluent | None (ZDL) |  | N/A | -- | -- | -- |  | -- | -- | -- | -- | -- | -- |  | -- | -- | --
|  |  |  | Totals for RPM | 394 | 0.96 | 3.21 |  | 394 | 0.96 | 3.21 | 0 | 0 | 0 |  | 0 | 0 | 0
Impact on Capital | Environmental Compliance Cost (million 2012$) |  |  | PV of Environmental Compliance Cost @ 4% real discount, based on installation date
Colstrip 1 & 2 | 69.996 | Agree on installations in 2017, NWEC cost higher |  | 64.7152 | PV of $70 mlllion cost in 2017 in 2015
Colstrip 3 & 4 | 760.72 | NWEC assumes SCR required in 2027, Council does not) |  | 475.1435 | PV of $761 mlllion cost in 2027 in 2015
Jim Bridger 1 & 2 | 127.2 | Agree on installations in 2021/22, NWEC cost higher |  | 100.528 | PV of $127 mlllion cost in 2021 in 2015
| 957.916 | Total difference between NWEC and RPM inputs |  | 640.3867 | Total difference between NWEC and RPM inputs
Impact on Scenario PV
NPV System Cost (billion 2012$) | Direct Cost of Resource Strategy (billion 2012$) | Scenario Coal Retirement Date | Environmental Compliance Cost Adders with NWEC Cost (billion 2012$) | Direct Cost of Resource Strategy w/NWEC Cost | Difference from Existing Policy Scenario w/NWEC Cost | Difference from Existing Policy Scenario w/RPM Cost
Existing Policy | 81.885 | None | 0.64039 | 82.5254 | 0 | 0
SCC - Mid-Range | 78.024 | None | 0.64039 | 78.6644 | -3.861 | -3.861
Max. CO2 Reduction - Exist. Tech. | 116.603 | 2025 | 0.16524 | 116.7682 | 34.2429 | 34.718 | 0.47514
Retire Coal | 97.737 | 2025 | 0.16524 | 97.9022 | 15.3769 | 15.852
Retire Coal w/SCC_MidRange | 91.214 | 2025 | 0.16524 | 91.3792 | 8.8539 | 9.329
Retire Coal w/SCC_MidRange & No New Gas | 125.53 | 2025 | 0.16524 | 125.6952 | 43.1699 | 43.645
Increased Market Reliance | 86.26 | None | 0.64039 | 86.9004 | 4.375 | 4.375
No Demand Response | 76.481 | None | 0.64039 | 77.1214 | -5.404 | -5.404
Regional RPS at 35% | 127.904 | None | 0.64039 | 128.5444 | 46.019 | 46.019
Lower Conservation | 97.481 | None | 0.64039 | 98.1214 | 15.596 | 15.596
Scenario 1B - Existing Policy | Scenario 1B | Existing Policy
Scenario 2B - Carbon Reduction - Social Cost of Carbon - Mid-Range | Scenario 2B | SCC - Mid-Range
Scenario 3A - Maximum Carbon Reduction, Existing Technology (Final) | Scenario 3A | Max. CO2 Reduction - Exist. Tech.
Scenario 3C - Coal Retirement | Scenario 3C | Retire Coal
Scenario 3D - Coal Retirement w/SCC_MidRange | Scenario 3D | Retire Coal w/SCC_MidRange
Scenario 3E - Coal Retirement w/SCC_MidRange - No New Gas | Scenario 3E | Retire Coal w/SCC_MidRange & No New Gas
Scenario 5B - Increased Reliance on External Market | Scenario 5B | Increased Market Reliance
Sensitivity S3 - No Demand Response | Sensitivity S3 | No Demand Response
Sensitivity S5 - Regional RPS @ 35% | Sensitivity S5 | Regional RPS at 35%
Sensitivity S10 - Lower Conservation | Sensitivity S10 | Lower Conservation

## Scenario Names
Final Plan Scenario Code | Title | Considered in Draft | Includes Social Cost Carbon | Assumes Lower Cost Solar PV | Includes Distributed Solar PV | Meets Regional Adequacy Standards | Other
Scenario 1B_F | Existing Policy | Yes | No | No | No | Yes
Scenario 2B_F | Social Cost of Carbon - MidRange | Yes | Yes | No | No | Yes
Scenario 3A_F | Maximum CO2 Reduction - Existing Technology | Yes | No | No | No | Yes
Scenario 3C | Full Coal Retirement | No | No | No | No | Yes
Scenario 3D | Full Coal Retirement w/Social Cost of Carbon - MidRange | No | Yes | Yes | Yes | Yes
Scenario 3E | Full Coal Retirement w/Social Cost of Carbon - MidRange No New Gas | No | Yes | Yes | Yes | No
Scenario 5B_F | Increased Market Reliance | Yes | No | No | No | No*
Sensitivity S3_F | No Demand Response | Yes | No | No | No | Yes/No
Sensitivity S5_F | Regional RPS at 35% | Yes | No | No | No | Yes
Sensitivity S10_F | Lower Conservation | Yes | No | No | No | Yes
*This scenario is designed to test the sensitivity of the Regional Adequacy Standards assumptions regarding external market reliance, hence it does not meet the existing adequacy standard, although it does not vilolet the LOLP.
Scenario Name Cross-Reference Table
| Summary Spreadsheet Scenario Name | Scenario Code | Graph Legend Titles
| Scenario 1B - Existing Policy (Final) | Scenario 1B | Existing Policy
| Scenario 2B - Carbon Reduction - Social Cost of Carbon - Mid-Range (Final) | Scenario 2B | SCC - Mid-Range
| Scenario 3A - Maximum Carbon Reduction, Existing Technology (Final) | Scenario 3A | Max. CO2 Reduction - Exist. Tech.
| Scenario 3C - Coal Retirement | Scenario 3C | Retire Coal
| Scenario 3D - Coal Retirement w/SCC_MidRange | Scenario 3D | Retire Coal w/SCC_MidRange
| Scenario 3E - Coal Retirement w/SCC_MidRange - No New Gas | Scenario 3E | Retire Coal w/SCC_MidRange & No New Gas
| Scenario 5B - Increased Reliance on External Market (Final) | Scenario 5B | Increased Market Reliance
| Sensitivity S3 - No Demand Response (Final) | Sensitivity S3 | No Demand Response
| Sensitivity S5 - Regional RPS @ 35% (Final) | Sensitivity S5 | Regional RPS at 35%
| Sensitivity S10 - Lower Conservation (Final) | Sensitivity S10 | Lower Conservation