## READ ME
Tab identifiers
forRPM | This is a concatenation of all the "forRPM" tabs from the individual supply curve workbooks. The _region represents the regional supply curves, and _BPA represents BPA supply curves
aMW-MAX | This calculates annual energy (aMW) potential, accounting for the maximum available by measure. The _region represents the regional supply curves, and _BPA represents BPA supply curves
Column Identifiers (found in aMW-MAX)
Ramp Rate | Assigned ramp rate for the measure
Resource Type | New, Retrofit, or Natural Replacement
Measure Category | Generally can be thought of the measure name
Sector | Residential, Commercial, Agricultural, Industrial, or Utility
End Use | Primary end use for which there are savings
kW per unit | Savings during winter peak period per unit
kW2 per unit | Savings during summer peak period per unit
kWh per unit | Annual energy savings per unit
NRC Net Levelized Cost (Net of All Benefits) | Net levelized cost as calculated using "Northwest Regional Cost" perspective (formerly known as Total Resource Cost)
Lev Cost Bins | Sorting the levelized cost into $10/kWh bins, just used for presentation purposes
Lev Cost 4 Bins | Sorting the levelized cost into 4 bins (<$40, 40-80, 80-120, >120), just used for presentation purposes
segment | Building segment within the sector (e.g. multifamily, single family, or manufactured within residential)
measure | Also known as measure application - specific use within a given measure category
aMW_2022 | Potential savings in given year, ensuring total is less than equal to max available
aMW_2023
aMW_2024
aMW_2025
aMW_2026
aMW_2027
aMW_2028
aMW_2029
aMW_2030
aMW_2031
aMW_2032
aMW_2033
aMW_2034
aMW_2035
aMW_2036
aMW_2037
aMW_2038
aMW_2039
aMW_2040
aMW_2041
MAX | Maximum EE potential available (aMW)
MAX2 | Minimum between the "MAX" and the sum of the annual potential (aMW_year).
SUM2036 | Maximum potential available in 2036 (aMW)
2032 | Maximum potential available in 2032 (aMW)
2027 | Maximum potential available in 2027 (aMW)
BC Value | NRC Benefit/Cost Ratio
NRC CE? | Flag for NRC>=1
Avoided costs include Aurora Market price forecast and avoided battery storage during morning and evening ramps. See 2021 Plan documentation for details.

## forRPM_region
Ramp Rate | Resource Type | Measure Category | Sector | End Use | kW per unit | kW2 per unit | kWh per unit | TRC Net Levelized Cost (Net of All Benefits) | segment | measure | aMW_2022 | aMW_2023 | aMW_2024 | aMW_2025 | aMW_2026 | aMW_2027 | aMW_2028 | aMW_2029 | aMW_2030 | aMW_2031 | aMW_2032 | aMW_2033 | aMW_2034 | aMW_2035 | aMW_2036 | aMW_2037 | aMW_2038 | aMW_2039 | aMW_2040 | aMW_2041 | MAX | Jan_heavy | Feb_heavy | Mar_heavy | Apr_heavy | May_heavy | Jun_heavy | Jul_heavy | Aug_heavy | Sep_heavy | Oct_heavy | Nov_heavy | Dec_heavy | NA | Jan_light | Feb_light | Mar_light | Apr_light | May_light | Jun_light | Jul_light | Aug_light | Sep_light | Oct_light | Nov_light | Dec_light | TRC | LC*BCR
LO20Fast | NR | Lighting | Agriculture | Lighting | 0.034706 | 0.036994 | 159.302 | -17.2633 | Exterior LED Area Light w/ New Photocell 20 - 29W | Idaho | 0.0030702 | 0.0052222 | 0.006712 | 0.0078722 | 0.0088887 | 0.0097684 | 0.010522 | 0.011162 | 0.011702 | 0.012155 | 0.012533 | 0.012828 | 0.013057 | 0.013236 | 0.013375 | 0.013483 | 0.013567 | 0.013658 | 0.013727 | 0.013824 | 0.15268 | 4.7446 | 4.2537 | 4.6716 | 3.1191 | 2.4806 | 1.8677 | 2.0956 | 2.8303 | 3.7861 | 4.6333 | 4.5353 | 4.7401 | 0 | 12.6747 | 9.9858 | 9.2805 | 8.4349 | 7.8151 | 7.2426 | 7.793 | 8.4497 | 8.8303 | 10.2443 | 11.6789 | 13.1143 | 2.1966
LO20Fast | NR | Lighting | Agriculture | Lighting | 0.048115 | 0.051287 | 220.8505 | -20.2601 | Exterior LED Area Light w/ New Photocell 30 - 44W | Idaho | 0.0042565 | 0.0072399 | 0.0093053 | 0.010914 | 0.012323 | 0.013543 | 0.014587 | 0.015475 | 0.016224 | 0.016852 | 0.017376 | 0.017784 | 0.018102 | 0.018349 | 0.018542 | 0.018692 | 0.018809 | 0.018935 | 0.019031 | 0.019166 | 0.21167 | 6.5777 | 5.8971 | 6.4765 | 4.3243 | 3.439 | 2.5892 | 2.9052 | 3.9238 | 5.2489 | 6.4234 | 6.2875 | 6.5715 | 0 | 17.5717 | 13.8439 | 12.8661 | 11.6938 | 10.8346 | 10.0409 | 10.804 | 11.7144 | 12.242 | 14.2024 | 16.1912 | 18.1812 | 2.6463
LO20Fast | NR | Lighting | Agriculture | Lighting | 0.069675 | 0.074269 | 319.8108 | -23.304 | Exterior LED Area Light w/ New Photocell 45 - 59W | Idaho | 0.0061637 | 0.010484 | 0.013475 | 0.015804 | 0.017845 | 0.019611 | 0.021124 | 0.022409 | 0.023493 | 0.024403 | 0.025162 | 0.025753 | 0.026213 | 0.026572 | 0.026851 | 0.027068 | 0.027238 | 0.027419 | 0.027559 | 0.027754 | 0.30652 | 9.5251 | 8.5396 | 9.3785 | 6.2619 | 4.98 | 3.7495 | 4.207 | 5.6821 | 7.6009 | 9.3016 | 9.1049 | 9.5161 | 0 | 25.4454 | 20.0472 | 18.6312 | 16.9337 | 15.6894 | 14.5401 | 15.6451 | 16.9635 | 17.7275 | 20.5663 | 23.4462 | 26.328 | 3.3449
LO20Fast | NR | Lighting | Agriculture | Lighting | 0.090466 | 0.096431 | 415.2449 | -24.4651 | Exterior LED Area Light w/ New Photocell 60 - 75W | Idaho | 0.008003 | 0.013613 | 0.017496 | 0.02052 | 0.02317 | 0.025463 | 0.027427 | 0.029096 | 0.030504 | 0.031685 | 0.03267 | 0.033438 | 0.034035 | 0.034501 | 0.034863 | 0.035146 | 0.035366 | 0.035601 | 0.035782 | 0.036036 | 0.39798 | 12.3674 | 11.0879 | 12.1771 | 8.1305 | 6.4661 | 4.8683 | 5.4624 | 7.3776 | 9.8691 | 12.0773 | 11.8219 | 12.3558 | 0 | 33.0385 | 26.0295 | 24.1909 | 21.9868 | 20.3713 | 18.879 | 20.3137 | 22.0255 | 23.0175 | 26.7034 | 30.4428 | 34.1845 | 3.872
LO20Fast | NR | Lighting | Agriculture | Lighting | 0.034706 | 0.036994 | 159.302 | -17.2633 | Exterior LED Area Light w/ New Photocell 20 - 29W | Montana | 0.00063568 | 0.0010812 | 0.0013897 | 0.0016299 | 0.0018404 | 0.0020225 | 0.0021785 | 0.0023111 | 0.0024229 | 0.0025167 | 0.002595 | 0.0026559 | 0.0027034 | 0.0027404 | 0.0027692 | 0.0027916 | 0.0028091 | 0.0028278 | 0.0028422 | 0.0028623 | 0.031612 | 4.7446 | 4.2537 | 4.6716 | 3.1191 | 2.4806 | 1.8677 | 2.0956 | 2.8303 | 3.7861 | 4.6333 | 4.5353 | 4.7401 | 0 | 12.6747 | 9.9858 | 9.2805 | 8.4349 | 7.8151 | 7.2426 | 7.793 | 8.4497 | 8.8303 | 10.2443 | 11.6789 | 13.1143 | 2.1966
LO20Fast | NR | Lighting | Agriculture | Lighting | 0.048115 | 0.051287 | 220.8505 | -20.2601 | Exterior LED Area Light w/ New Photocell 30 - 44W | Montana | 0.00088128 | 0.001499 | 0.0019266 | 0.0022596 | 0.0025514 | 0.0028039 | 0.0030202 | 0.003204 | 0.0033591 | 0.0034891 | 0.0035976 | 0.0036821 | 0.0037479 | 0.0037992 | 0.0038391 | 0.0038702 | 0.0038944 | 0.0039204 | 0.0039403 | 0.0039682 | 0.043825 | 6.5777 | 5.8971 | 6.4765 | 4.3243 | 3.439 | 2.5892 | 2.9052 | 3.9238 | 5.2489 | 6.4234 | 6.2875 | 6.5715 | 0 | 17.5717 | 13.8439 | 12.8661 | 11.6938 | 10.8346 | 10.0409 | 10.804 | 11.7144 | 12.242 | 14.2024 | 16.1912 | 18.1812 | 2.6463
LO20Fast | NR | Lighting | Agriculture | Lighting | 0.069675 | 0.074269 | 319.8108 | -23.304 | Exterior LED Area Light w/ New Photocell 45 - 59W | Montana | 0.0012762 | 0.0021707 | 0.0027899 | 0.0032722 | 0.0036947 | 0.0040603 | 0.0043736 | 0.0046397 | 0.0048642 | 0.0050525 | 0.0052096 | 0.005332 | 0.0054273 | 0.0055015 | 0.0055594 | 0.0056044 | 0.0056394 | 0.005677 | 0.0057059 | 0.0057463 | 0.063463 | 9.5251 | 8.5396 | 9.3785 | 6.2619 | 4.98 | 3.7495 | 4.207 | 5.6821 | 7.6009 | 9.3016 | 9.1049 | 9.5161 | 0 | 25.4454 | 20.0472 | 18.6312 | 16.9337 | 15.6894 | 14.5401 | 15.6451 | 16.9635 | 17.7275 | 20.5663 | 23.4462 | 26.328 | 3.3449
LO20Fast | NR | Lighting | Agriculture | Lighting | 0.090466 | 0.096431 | 415.2449 | -24.4651 | Exterior LED Area Light w/ New Photocell 60 - 75W | Montana | 0.001657 | 0.0028184 | 0.0036224 | 0.0042486 | 0.0047972 | 0.005272 | 0.0056787 | 0.0060242 | 0.0063157 | 0.0065602 | 0.0067642 | 0.0069231 | 0.0070469 | 0.0071433 | 0.0072183 | 0.0072768 | 0.0073223 | 0.0073711 | 0.0074086 | 0.007461 | 0.082401 | 12.3674 | 11.0879 | 12.1771 | 8.1305 | 6.4661 | 4.8683 | 5.4624 | 7.3776 | 9.8691 | 12.0773 | 11.8219 | 12.3558 | 0 | 33.0385 | 26.0295 | 24.1909 | 21.9868 | 20.3713 | 18.879 | 20.3137 | 22.0255 | 23.0175 | 26.7034 | 30.4428 | 34.1845 | 3.872
LO20Fast | NR | Lighting | Agriculture | Lighting | 0.034706 | 0.036994 | 159.302 | -17.2633 | Exterior LED Area Light w/ New Photocell 20 - 29W | Washington | 0.0044221 | 0.0075216 | 0.0096673 | 0.011338 | 0.012802 | 0.014069 | 0.015155 | 0.016077 | 0.016855 | 0.017507 | 0.018052 | 0.018476 | 0.018806 | 0.019063 | 0.019264 | 0.01942 | 0.019541 | 0.019671 | 0.019771 | 0.019911 | 0.2199 | 4.7446 | 4.2537 | 4.6716 | 3.1191 | 2.4806 | 1.8677 | 2.0956 | 2.8303 | 3.7861 | 4.6333 | 4.5353 | 4.7401 | 0 | 12.6747 | 9.9858 | 9.2805 | 8.4349 | 7.8151 | 7.2426 | 7.793 | 8.4497 | 8.8303 | 10.2443 | 11.6789 | 13.1143 | 2.1966
LO20Fast | NR | Lighting | Agriculture | Lighting | 0.048115 | 0.051287 | 220.8505 | -20.2601 | Exterior LED Area Light w/ New Photocell 30 - 44W | Washington | 0.0061306 | 0.010428 | 0.013402 | 0.015719 | 0.017749 | 0.019505 | 0.02101 | 0.022288 | 0.023367 | 0.024272 | 0.025026 | 0.025614 | 0.026072 | 0.026429 | 0.026706 | 0.026923 | 0.027091 | 0.027272 | 0.02741 | 0.027604 | 0.30487 | 6.5777 | 5.8971 | 6.4765 | 4.3243 | 3.439 | 2.5892 | 2.9052 | 3.9238 | 5.2489 | 6.4234 | 6.2875 | 6.5715 | 0 | 17.5717 | 13.8439 | 12.8661 | 11.6938 | 10.8346 | 10.0409 | 10.804 | 11.7144 | 12.242 | 14.2024 | 16.1912 | 18.1812 | 2.6463
LO20Fast | NR | Lighting | Agriculture | Lighting | 0.069675 | 0.074269 | 319.8108 | -23.304 | Exterior LED Area Light w/ New Photocell 45 - 59W | Washington | 0.0088776 | 0.0151 | 0.019408 | 0.022763 | 0.025702 | 0.028245 | 0.030424 | 0.032276 | 0.033837 | 0.035147 | 0.03624 | 0.037092 | 0.037755 | 0.038271 | 0.038673 | 0.038986 | 0.03923 | 0.039492 | 0.039693 | 0.039973 | 0.44147 | 9.5251 | 8.5396 | 9.3785 | 6.2619 | 4.98 | 3.7495 | 4.207 | 5.6821 | 7.6009 | 9.3016 | 9.1049 | 9.5161 | 0 | 25.4454 | 20.0472 | 18.6312 | 16.9337 | 15.6894 | 14.5401 | 15.6451 | 16.9635 | 17.7275 | 20.5663 | 23.4462 | 26.328 | 3.3449
LO20Fast | NR | Lighting | Agriculture | Lighting | 0.090466 | 0.096431 | 415.2449 | -24.4651 | Exterior LED Area Light w/ New Photocell 60 - 75W | Washington | 0.011527 | 0.019606 | 0.025199 | 0.029555 | 0.033371 | 0.036674 | 0.039503 | 0.041907 | 0.043935 | 0.045636 | 0.047055 | 0.04816 | 0.049021 | 0.049691 | 0.050214 | 0.05062 | 0.050937 | 0.051277 | 0.051537 | 0.051902 | 0.57321 | 12.3674 | 11.0879 | 12.1771 | 8.1305 | 6.4661 | 4.8683 | 5.4624 | 7.3776 | 9.8691 | 12.0773 | 11.8219 | 12.3558 | 0 | 33.0385 | 26.0295 | 24.1909 | 21.9868 | 20.3713 | 18.879 | 20.3137 | 22.0255 | 23.0175 | 26.7034 | 30.4428 | 34.1845 | 3.872
LO20Fast | NR | Lighting | Agriculture | Lighting | 0.034706 | 0.036994 | 159.302 | -17.2633 | Exterior LED Area Light w/ New Photocell 20 - 29W | Oregon | 0.0046996 | 0.0079936 | 0.010274 | 0.01205 | 0.013606 | 0.014952 | 0.016106 | 0.017086 | 0.017913 | 0.018606 | 0.019185 | 0.019635 | 0.019986 | 0.02026 | 0.020473 | 0.020638 | 0.020767 | 0.020906 | 0.021012 | 0.021161 | 0.2337 | 4.7446 | 4.2537 | 4.6716 | 3.1191 | 2.4806 | 1.8677 | 2.0956 | 2.8303 | 3.7861 | 4.6333 | 4.5353 | 4.7401 | 0 | 12.6747 | 9.9858 | 9.2805 | 8.4349 | 7.8151 | 7.2426 | 7.793 | 8.4497 | 8.8303 | 10.2443 | 11.6789 | 13.1143 | 2.1966
LO20Fast | NR | Lighting | Agriculture | Lighting | 0.048115 | 0.051287 | 220.8505 | -20.2601 | Exterior LED Area Light w/ New Photocell 30 - 44W | Oregon | 0.0065153 | 0.011082 | 0.014243 | 0.016706 | 0.018863 | 0.020729 | 0.022329 | 0.023687 | 0.024833 | 0.025795 | 0.026597 | 0.027222 | 0.027708 | 0.028087 | 0.028382 | 0.028612 | 0.028791 | 0.028983 | 0.029131 | 0.029337 | 0.324 | 6.5777 | 5.8971 | 6.4765 | 4.3243 | 3.439 | 2.5892 | 2.9052 | 3.9238 | 5.2489 | 6.4234 | 6.2875 | 6.5715 | 0 | 17.5717 | 13.8439 | 12.8661 | 11.6938 | 10.8346 | 10.0409 | 10.804 | 11.7144 | 12.242 | 14.2024 | 16.1912 | 18.1812 | 2.6463
LO20Fast | NR | Lighting | Agriculture | Lighting | 0.069675 | 0.074269 | 319.8108 | -23.304 | Exterior LED Area Light w/ New Photocell 45 - 59W | Oregon | 0.0094348 | 0.016048 | 0.020626 | 0.024191 | 0.027315 | 0.030018 | 0.032334 | 0.034301 | 0.035961 | 0.037353 | 0.038515 | 0.03942 | 0.040124 | 0.040673 | 0.0411 | 0.041433 | 0.041692 | 0.04197 | 0.042184 | 0.042482 | 0.46918 | 9.5251 | 8.5396 | 9.3785 | 6.2619 | 4.98 | 3.7495 | 4.207 | 5.6821 | 7.6009 | 9.3016 | 9.1049 | 9.5161 | 0 | 25.4454 | 20.0472 | 18.6312 | 16.9337 | 15.6894 | 14.5401 | 15.6451 | 16.9635 | 17.7275 | 20.5663 | 23.4462 | 26.328 | 3.3449
LO20Fast | NR | Lighting | Agriculture | Lighting | 0.090466 | 0.096431 | 415.2449 | -24.4651 | Exterior LED Area Light w/ New Photocell 60 - 75W | Oregon | 0.01225 | 0.020837 | 0.026781 | 0.03141 | 0.035466 | 0.038976 | 0.041982 | 0.044537 | 0.046692 | 0.0485 | 0.050008 | 0.051183 | 0.052098 | 0.05281 | 0.053365 | 0.053797 | 0.054134 | 0.054495 | 0.054771 | 0.055159 | 0.60919 | 12.3674 | 11.0879 | 12.1771 | 8.1305 | 6.4661 | 4.8683 | 5.4624 | 7.3776 | 9.8691 | 12.0773 | 11.8219 | 12.3558 | 0 | 33.0385 | 26.0295 | 24.1909 | 21.9868 | 20.3713 | 18.879 | 20.3137 | 22.0255 | 23.0175 | 26.7034 | 30.4428 | 34.1845 | 3.872
Retro5Med | Retro | Stationary Engine Block Heater | Agriculture | Process Loads | 0.9045 | 1.1447 | 5024.564 | -10.105 | Stationary Engine Circulating Block Heater for Backup Generator (< 800 kW) - Idaho | Idaho | 0.0029972 | 0.00368 | 0.0045033 | 0.0052276 | 0.0059628 | 0.0069712 | 0.0076475 | 0.0078125 | 0.0073623 | 0.0063285 | 0.0048973 | 0.0032411 | 0.0018819 | 0.00090612 | 0.00038336 | 0.0001394 | 4.3543e-05 | 9.4905e-06 | 1.56e-06 | 1.8725e-07 | 0.069702 | 255.577 | 257.5776 | 284.6587 | 0 | 0 | 0 | 0 | 0 | 0 | 22.3269 | 282.5166 | 276.0615 | 0 | 649.6768 | 663.8433 | 790.7948 | 0 | 0 | 0 | 0 | 0 | 1.8063 | 63.6764 | 757.4665 | 718.5815 | 3.0022
Retro5Med | Retro | Stationary Engine Block Heater | Agriculture | Process Loads | 1.1115 | 1.3261 | 5687.2089 | -14.6781 | Stationary Engine Circulating Block Heater for Backup Generator (< 800 kW) - Montana | Montana | 8.8361e-05 | 0.00010849 | 0.00013276 | 0.00015412 | 0.00017579 | 0.00020552 | 0.00022546 | 0.00023032 | 0.00021705 | 0.00018657 | 0.00014438 | 9.5553e-05 | 5.5482e-05 | 2.6714e-05 | 1.1302e-05 | 4.1098e-06 | 1.2837e-06 | 2.7979e-07 | 4.599e-08 | 5.5204e-09 | 0.0020549 | 260.4084 | 244.7795 | 280.943 | 0 | 0 | 0 | 0 | 0 | 0 | 283.711 | 267.9986 | 254.4361 | 0 | 637.1127 | 602.7292 | 698.3244 | 0 | 0 | 0 | 0 | 0 | 37.6949 | 784.7227 | 704.0939 | 630.2545 | 3.5747
Retro5Med | Retro | Stationary Engine Block Heater | Agriculture | Process Loads | 0.81953 | 1.2185 | 5030.6438 | -8.1779 | Stationary Engine Circulating Block Heater for Backup Generator (< 800 kW) - Oregon | Oregon | 0.0021728 | 0.0026679 | 0.0032647 | 0.0037898 | 0.0043227 | 0.0050538 | 0.0055441 | 0.0056637 | 0.0053373 | 0.0045879 | 0.0035503 | 0.0023497 | 0.0013643 | 0.0006569 | 0.00027792 | 0.00010106 | 3.1567e-05 | 6.8802e-06 | 1.1309e-06 | 1.3575e-07 | 0.050531 | 327.4349 | 268.36 | 86.0804 | 0 | 0 | 0 | 0 | 0 | 0 | 3.2359 | 279.9665 | 348.7192 | 0 | 907.8324 | 766.6132 | 262.0532 | 0 | 0 | 0 | 0 | 0 | 0 | 17.9739 | 803.0013 | 959.3728 | 3.0032
Retro5Med | Retro | Stationary Engine Block Heater | Agriculture | Process Loads | 0.60979 | 0.90666 | 3743.1574 | -1.3009 | Stationary Engine Circulating Block Heater for Backup Generator (< 800 kW) - Washington | Washington | 0.0048628 | 0.0059708 | 0.0073065 | 0.0084817 | 0.0096744 | 0.011311 | 0.012408 | 0.012676 | 0.011945 | 0.010268 | 0.0079457 | 0.0052586 | 0.0030534 | 0.0014702 | 0.00062199 | 0.00022618 | 7.0648e-05 | 1.5398e-05 | 2.531e-06 | 3.0381e-07 | 0.11309 | 243.6349 | 199.679 | 64.05 | 0 | 0 | 0 | 0 | 0 | 0 | 2.4077 | 208.315 | 259.4719 | 0 | 675.492 | 570.4148 | 194.9863 | 0 | 0 | 0 | 0 | 0 | 0 | 13.3738 | 597.4902 | 713.8417 | 2.2346
Retro3Slow | Retro | Dairy | Agriculture | Motors/Drives | 0.0015761 | 0.0001484 | 7.7584 | -19.9962 | VSD - Vacuum Pump - Free Stall - Idaho | VSD - Vacuum Pump - Free Stall - Idaho | 0.0001503 | 0.00024101 | 0.00049224 | 0.00088044 | 0.0014048 | 0.00201 | 0.0026175 | 0.0031112 | 0.0034155 | 0.0034836 | 0.0033101 | 0.0029441 | 0.0024692 | 0.0019441 | 0.0014325 | 0.0010028 | 0.0006685 | 0.00042541 | 0.00025895 | 0.00017533 | 0.035066 | 0.12676 | 0.11362 | 0.12448 | 0.11904 | 0.12252 | 0.11935 | 0.12421 | 0.12394 | 0.11914 | 0.12355 | 0.12115 | 0.12664 | 0 | 0.54392 | 0.48802 | 0.53608 | 0.51442 | 0.52934 | 0.51312 | 0.53177 | 0.53096 | 0.51171 | 0.53099 | 0.52025 | 0.54339 | 4.8264
Retro3Slow | Retro | Dairy | Agriculture | Motors/Drives | 0.0015761 | 0.0001484 | 7.7584 | -19.9962 | VSD - Vacuum Pump - Free Stall - Montana | VSD - Vacuum Pump - Free Stall - Montana | 7.5757e-07 | 1.1918e-06 | 2.3788e-06 | 4.1623e-06 | 6.4748e-06 | 9.017e-06 | 1.1469e-05 | 1.3365e-05 | 1.4366e-05 | 1.4334e-05 | 1.3379e-05 | 1.1669e-05 | 9.5793e-06 | 7.4508e-06 | 5.4901e-06 | 3.8431e-06 | 2.562e-06 | 1.6304e-06 | 9.9241e-07 | 6.7195e-07 | 0.00013439 | 0.12676 | 0.11362 | 0.12448 | 0.11904 | 0.12252 | 0.11935 | 0.12421 | 0.12394 | 0.11914 | 0.12355 | 0.12115 | 0.12664 | 0 | 0.54392 | 0.48802 | 0.53608 | 0.51442 | 0.52934 | 0.51312 | 0.53177 | 0.53096 | 0.51171 | 0.53099 | 0.52025 | 0.54339 | 4.8264
Retro3Slow | Retro | Dairy | Agriculture | Motors/Drives | 0.0015761 | 0.0001484 | 7.7584 | -19.9962 | VSD - Vacuum Pump - Free Stall - Oregon | VSD - Vacuum Pump - Free Stall - Oregon | 2.5172e-05 | 4.0156e-05 | 8.1555e-05 | 0.000145 | 0.00022934 | 0.00032616 | 0.00042157 | 0.00049925 | 0.00054669 | 0.00055406 | 0.00052458 | 0.00046632 | 0.00038929 | 0.0003073 | 0.00022643 | 0.0001585 | 0.00010567 | 6.7244e-05 | 4.0931e-05 | 2.7714e-05 | 0.0055427 | 0.12676 | 0.11362 | 0.12448 | 0.11904 | 0.12252 | 0.11935 | 0.12421 | 0.12394 | 0.11914 | 0.12355 | 0.12115 | 0.12664 | 0 | 0.54392 | 0.48802 | 0.53608 | 0.51442 | 0.52934 | 0.51312 | 0.53177 | 0.53096 | 0.51171 | 0.53099 | 0.52025 | 0.54339 | 4.8264
Retro3Slow | Retro | Dairy | Agriculture | Motors/Drives | 0.0015761 | 0.0001484 | 7.7584 | -19.9962 | VSD - Vacuum Pump - Free Stall - Washington | VSD - Vacuum Pump - Free Stall - Washington | 7.006e-05 | 0.00011149 | 0.0002263 | 0.00040266 | 0.00063769 | 0.00090972 | 0.0011778 | 0.001398 | 0.0015303 | 0.0015599 | 0.0014821 | 0.0013166 | 0.0011047 | 0.00087109 | 0.00064186 | 0.0004493 | 0.00029953 | 0.00019061 | 0.00011602 | 7.8558e-05 | 0.015712 | 0.12676 | 0.11362 | 0.12448 | 0.11904 | 0.12252 | 0.11935 | 0.12421 | 0.12394 | 0.11914 | 0.12355 | 0.12115 | 0.12664 | 0 | 0.54392 | 0.48802 | 0.53608 | 0.51442 | 0.52934 | 0.51312 | 0.53177 | 0.53096 | 0.51171 | 0.53099 | 0.52025 | 0.54339 | 4.8264
Retro3Slow | Retro | Dairy | Agriculture | Motors/Drives | 0.0011049 | 0.00010403 | 5.4388 | -21.1141 | VSD - Vacuum Pump - Tie Stall - Idaho | VSD - Vacuum Pump - Tie Stall - Idaho | 2.6445e-05 | 4.1569e-05 | 8.3138e-05 | 0.00014549 | 0.00022632 | 0.00031685 | 0.00040326 | 0.00047047 | 0.00050666 | 0.00050666 | 0.00047288 | 0.00041377 | 0.00034076 | 0.00026503 | 0.00019529 | 0.0001367 | 9.1134e-05 | 5.7994e-05 | 3.5301e-05 | 2.3902e-05 | 0.0047803 | 0.088862 | 0.079647 | 0.087263 | 0.08345 | 0.085887 | 0.083667 | 0.087075 | 0.086884 | 0.083521 | 0.086611 | 0.084932 | 0.088775 | 0 | 0.3813 | 0.34211 | 0.3758 | 0.36062 | 0.37108 | 0.35971 | 0.37278 | 0.37221 | 0.35872 | 0.37223 | 0.3647 | 0.38093 | 5.2848
Retro3Slow | Retro | Dairy | Agriculture | Motors/Drives | 0.0011049 | 0.00010403 | 5.4388 | -21.1141 | VSD - Vacuum Pump - Tie Stall - Montana | VSD - Vacuum Pump - Tie Stall - Montana | 1.3086e-06 | 2.057e-06 | 4.114e-06 | 7.1995e-06 | 1.1199e-05 | 1.5679e-05 | 1.9955e-05 | 2.3281e-05 | 2.5072e-05 | 2.5072e-05 | 2.34e-05 | 2.0475e-05 | 1.6862e-05 | 1.3115e-05 | 9.6635e-06 | 6.7645e-06 | 4.5096e-06 | 2.8698e-06 | 1.7468e-06 | 1.1827e-06 | 0.00023655 | 0.088862 | 0.079647 | 0.087263 | 0.08345 | 0.085887 | 0.083667 | 0.087075 | 0.086884 | 0.083521 | 0.086611 | 0.084932 | 0.088775 | 0 | 0.3813 | 0.34211 | 0.3758 | 0.36062 | 0.37108 | 0.35971 | 0.37278 | 0.37221 | 0.35872 | 0.37223 | 0.3647 | 0.38093 | 5.2848
Retro3Slow | Retro | Dairy | Agriculture | Motors/Drives | 0.0011049 | 0.00010403 | 5.4388 | -21.1141 | VSD - Vacuum Pump - Tie Stall - Oregon | VSD - Vacuum Pump - Tie Stall - Oregon | 1.5708e-05 | 2.4692e-05 | 4.9383e-05 | 8.6421e-05 | 0.00013443 | 0.00018821 | 0.00023953 | 0.00027946 | 0.00030095 | 0.00030095 | 0.00028089 | 0.00024578 | 0.00020241 | 0.00015743 | 0.000116 | 8.1199e-05 | 5.4133e-05 | 3.4448e-05 | 2.0968e-05 | 1.4197e-05 | 0.0028395 | 0.088862 | 0.079647 | 0.087263 | 0.08345 | 0.085887 | 0.083667 | 0.087075 | 0.086884 | 0.083521 | 0.086611 | 0.084932 | 0.088775 | 0 | 0.3813 | 0.34211 | 0.3758 | 0.36062 | 0.37108 | 0.35971 | 0.37278 | 0.37221 | 0.35872 | 0.37223 | 0.3647 | 0.38093 | 5.2848
Retro3Slow | Retro | Dairy | Agriculture | Motors/Drives | 0.0011049 | 0.00010403 | 5.4388 | -21.1141 | VSD - Vacuum Pump - Tie Stall - Washington | VSD - Vacuum Pump - Tie Stall - Washington | 9.5767e-07 | 1.5054e-06 | 3.0107e-06 | 5.2688e-06 | 8.1959e-06 | 1.1474e-05 | 1.4604e-05 | 1.7038e-05 | 1.8348e-05 | 1.8348e-05 | 1.7125e-05 | 1.4984e-05 | 1.234e-05 | 9.5978e-06 | 7.0721e-06 | 4.9504e-06 | 3.3003e-06 | 2.1002e-06 | 1.2784e-06 | 8.6557e-07 | 0.00017311 | 0.088862 | 0.079647 | 0.087263 | 0.08345 | 0.085887 | 0.083667 | 0.087075 | 0.086884 | 0.083521 | 0.086611 | 0.084932 | 0.088775 | 0 | 0.3813 | 0.34211 | 0.3758 | 0.36062 | 0.37108 | 0.35971 | 0.37278 | 0.37221 | 0.35872 | 0.37223 | 0.3647 | 0.38093 | 5.2848
Retro3Slow | Retro | Dairy | Agriculture | Refrigeration | 0.00087197 | 8.2101e-05 | 4.2924 | -19.997 | Plate Milk Pre-cooler - Free Stall - Idaho | Plate Milk Pre-cooler - Free Stall - Idaho | 0.00158 | 0.0025334 | 0.0051744 | 0.0092551 | 0.014767 | 0.021129 | 0.027515 | 0.032705 | 0.035903 | 0.03662 | 0.034796 | 0.030948 | 0.025956 | 0.020436 | 0.015058 | 0.010541 | 0.0070272 | 0.0044719 | 0.002722 | 0.001843 | 0.36861 | 0.070132 | 0.062859 | 0.06887 | 0.065861 | 0.067784 | 0.066032 | 0.068722 | 0.068571 | 0.065917 | 0.068355 | 0.06703 | 0.070063 | 0 | 0.30093 | 0.27 | 0.29659 | 0.28461 | 0.29286 | 0.28389 | 0.29421 | 0.29376 | 0.28311 | 0.29377 | 0.28783 | 0.30064 | 4.8267
Retro3Slow | Retro | Dairy | Agriculture | Refrigeration | 0.00087197 | 8.2101e-05 | 4.2924 | -19.997 | Plate Milk Pre-cooler - Free Stall - Montana | Plate Milk Pre-cooler - Free Stall - Montana | 7.9635e-06 | 1.2528e-05 | 2.5005e-05 | 4.3754e-05 | 6.8062e-05 | 9.4786e-05 | 0.00012056 | 0.00014049 | 0.00015102 | 0.00015068 | 0.00014064 | 0.00012266 | 0.0001007 | 7.8322e-05 | 5.7711e-05 | 4.0398e-05 | 2.6932e-05 | 1.7139e-05 | 1.0432e-05 | 7.0634e-06 | 0.0014127 | 0.070132 | 0.062859 | 0.06887 | 0.065861 | 0.067784 | 0.066032 | 0.068722 | 0.068571 | 0.065917 | 0.068355 | 0.06703 | 0.070063 | 0 | 0.30093 | 0.27 | 0.29659 | 0.28461 | 0.29286 | 0.28389 | 0.29421 | 0.29376 | 0.28311 | 0.29377 | 0.28783 | 0.30064 | 4.8267
Retro3Slow | Retro | Dairy | Agriculture | Refrigeration | 0.00087197 | 8.2101e-05 | 4.2924 | -19.997 | Plate Milk Pre-cooler - Free Stall - Oregon | Plate Milk Pre-cooler - Free Stall - Oregon | 0.00026461 | 0.00042212 | 0.0008573 | 0.0015242 | 0.0024108 | 0.0034285 | 0.0044314 | 0.0052481 | 0.0057467 | 0.0058243 | 0.0055144 | 0.0049019 | 0.0040921 | 0.0032303 | 0.0023802 | 0.0016662 | 0.0011108 | 0.00070686 | 0.00043026 | 0.00029132 | 0.058265 | 0.070132 | 0.062859 | 0.06887 | 0.065861 | 0.067784 | 0.066032 | 0.068722 | 0.068571 | 0.065917 | 0.068355 | 0.06703 | 0.070063 | 0 | 0.30093 | 0.27 | 0.29659 | 0.28461 | 0.29286 | 0.28389 | 0.29421 | 0.29376 | 0.28311 | 0.29377 | 0.28783 | 0.30064 | 4.8267
Retro3Slow | Retro | Dairy | Agriculture | Refrigeration | 0.00087197 | 8.2101e-05 | 4.2924 | -19.997 | Plate Milk Pre-cooler - Free Stall - Washington | Plate Milk Pre-cooler - Free Stall - Washington | 0.00073646 | 0.001172 | 0.0023789 | 0.0042328 | 0.0067033 | 0.0095629 | 0.012381 | 0.014696 | 0.016086 | 0.016398 | 0.015579 | 0.01384 | 0.011613 | 0.0091568 | 0.0067471 | 0.004723 | 0.0031487 | 0.0020037 | 0.0012196 | 0.0008258 | 0.16516 | 0.070132 | 0.062859 | 0.06887 | 0.065861 | 0.067784 | 0.066032 | 0.068722 | 0.068571 | 0.065917 | 0.068355 | 0.06703 | 0.070063 | 0 | 0.30093 | 0.27 | 0.29659 | 0.28461 | 0.29286 | 0.28389 | 0.29421 | 0.29376 | 0.28311 | 0.29377 | 0.28783 | 0.30064 | 4.8267
Retro3Slow | Retro | Dairy | Agriculture | Refrigeration | 0.00090402 | 8.5119e-05 | 4.4502 | -21.9758 | Plate Milk Pre-Cooler - Tie Stall - Idaho | Plate Milk Pre-Cooler - Tie Stall - Idaho | 0.00012983 | 0.00020408 | 0.00040816 | 0.00071428 | 0.0011111 | 0.0015555 | 0.0019798 | 0.0023097 | 0.0024874 | 0.0024874 | 0.0023216 | 0.0020314 | 0.0016729 | 0.0013011 | 0.00095874 | 0.00067112 | 0.00044741 | 0.00028472 | 0.00017331 | 0.00011734 | 0.023468 | 0.07271 | 0.06517 | 0.071401 | 0.068282 | 0.070275 | 0.068459 | 0.071248 | 0.071092 | 0.06834 | 0.070868 | 0.069494 | 0.072638 | 0 | 0.31199 | 0.27993 | 0.30749 | 0.29507 | 0.30363 | 0.29432 | 0.30502 | 0.30456 | 0.29351 | 0.30457 | 0.29841 | 0.31169 | 5.7022
Retro3Slow | Retro | Dairy | Agriculture | Refrigeration | 0.00090402 | 8.5119e-05 | 4.4502 | -21.9758 | Plate Milk Pre-Cooler - Tie Stall - Montana | Plate Milk Pre-Cooler - Tie Stall - Montana | 6.4244e-06 | 1.0099e-05 | 2.0197e-05 | 3.5345e-05 | 5.4981e-05 | 7.6974e-05 | 9.7967e-05 | 0.00011429 | 0.00012309 | 0.00012309 | 0.00011488 | 0.00010052 | 8.2781e-05 | 6.4386e-05 | 4.7442e-05 | 3.3209e-05 | 2.214e-05 | 1.4089e-05 | 8.5758e-06 | 5.8065e-06 | 0.0011613 | 0.07271 | 0.06517 | 0.071401 | 0.068282 | 0.070275 | 0.068459 | 0.071248 | 0.071092 | 0.06834 | 0.070868 | 0.069494 | 0.072638 | 0 | 0.31199 | 0.27993 | 0.30749 | 0.29507 | 0.30363 | 0.29432 | 0.30502 | 0.30456 | 0.29351 | 0.30457 | 0.29841 | 0.31169 | 5.7022
Retro3Slow | Retro | Dairy | Agriculture | Refrigeration | 0.00090402 | 8.5119e-05 | 4.4502 | -21.9758 | Plate Milk Pre-Cooler - Tie Stall - Oregon | Plate Milk Pre-Cooler - Tie Stall - Oregon | 7.7117e-05 | 0.00012122 | 0.00024244 | 0.00042428 | 0.00065998 | 0.00092398 | 0.001176 | 0.001372 | 0.0014775 | 0.0014775 | 0.001379 | 0.0012066 | 0.00099369 | 0.00077287 | 0.00056948 | 0.00039864 | 0.00026576 | 0.00016912 | 0.00010294 | 6.9701e-05 | 0.01394 | 0.07271 | 0.06517 | 0.071401 | 0.068282 | 0.070275 | 0.068459 | 0.071248 | 0.071092 | 0.06834 | 0.070868 | 0.069494 | 0.072638 | 0 | 0.31199 | 0.27993 | 0.30749 | 0.29507 | 0.30363 | 0.29432 | 0.30502 | 0.30456 | 0.29351 | 0.30457 | 0.29841 | 0.31169 | 5.7022
Retro3Slow | Retro | Dairy | Agriculture | Refrigeration | 0.00090402 | 8.5119e-05 | 4.4502 | -21.9758 | Plate Milk Pre-Cooler - Tie Stall - Washington | Plate Milk Pre-Cooler - Tie Stall - Washington | 4.7016e-06 | 7.3905e-06 | 1.4781e-05 | 2.5867e-05 | 4.0237e-05 | 5.6332e-05 | 7.1695e-05 | 8.3644e-05 | 9.0078e-05 | 9.0078e-05 | 8.4073e-05 | 7.3564e-05 | 6.0582e-05 | 4.7119e-05 | 3.472e-05 | 2.4304e-05 | 1.6202e-05 | 1.0311e-05 | 6.276e-06 | 4.2494e-06 | 0.00084988 | 0.07271 | 0.06517 | 0.071401 | 0.068282 | 0.070275 | 0.068459 | 0.071248 | 0.071092 | 0.06834 | 0.070868 | 0.069494 | 0.072638 | 0 | 0.31199 | 0.27993 | 0.30749 | 0.29507 | 0.30363 | 0.29432 | 0.30502 | 0.30456 | 0.29351 | 0.30457 | 0.29841 | 0.31169 | 5.7022
Retro3Slow | Retro | Dairy | Agriculture | Refrigeration | 0.00032436 | 3.054e-05 | 1.5967 | -5.8873 | Compressor Upgrade - Any - Idaho | Compressor Upgrade - Any - Idaho | 0.0047012 | 0.0075364 | 0.015388 | 0.027517 | 0.043892 | 0.062785 | 0.081738 | 0.097136 | 0.10661 | 0.10872 | 0.10328 | 0.091845 | 0.077015 | 0.06063 | 0.044675 | 0.031272 | 0.020848 | 0.013267 | 0.0080756 | 0.0054679 | 1.0936 | 0.026088 | 0.023383 | 0.025618 | 0.024499 | 0.025214 | 0.024563 | 0.025563 | 0.025507 | 0.02452 | 0.025427 | 0.024934 | 0.026062 | 0 | 0.11194 | 0.10044 | 0.11033 | 0.10587 | 0.10894 | 0.1056 | 0.10944 | 0.10927 | 0.10531 | 0.10928 | 0.10707 | 0.11183 | 2.3042
Retro3Slow | Retro | Dairy | Agriculture | Refrigeration | 0.00032436 | 3.054e-05 | 1.5967 | -5.8873 | Compressor Upgrade - Any - Montana | Compressor Upgrade - Any - Montana | 2.642e-05 | 4.1559e-05 | 8.2969e-05 | 0.00014518 | 0.00022584 | 0.0003147 | 0.00040031 | 0.00046654 | 0.00050161 | 0.00050062 | 0.00046724 | 0.00040767 | 0.0003348 | 0.00026041 | 0.00019188 | 0.00013432 | 8.9544e-05 | 5.6982e-05 | 3.4685e-05 | 2.3485e-05 | 0.0046969 | 0.026088 | 0.023383 | 0.025618 | 0.024499 | 0.025214 | 0.024563 | 0.025563 | 0.025507 | 0.02452 | 0.025427 | 0.024934 | 0.026062 | 0 | 0.11194 | 0.10044 | 0.11033 | 0.10587 | 0.10894 | 0.1056 | 0.10944 | 0.10927 | 0.10531 | 0.10928 | 0.10707 | 0.11183 | 2.3042
Retro3Slow | Retro | Dairy | Agriculture | Refrigeration | 0.00032436 | 3.054e-05 | 1.5967 | -5.8873 | Compressor Upgrade - Any - Oregon | Compressor Upgrade - Any - Oregon | 0.00081348 | 0.0012969 | 0.0026321 | 0.0046766 | 0.0073914 | 0.010505 | 0.013569 | 0.01606 | 0.017574 | 0.017802 | 0.016845 | 0.014965 | 0.012487 | 0.0098514 | 0.007259 | 0.0050813 | 0.0033875 | 0.0021557 | 0.0013122 | 0.00088844 | 0.17769 | 0.026088 | 0.023383 | 0.025618 | 0.024499 | 0.025214 | 0.024563 | 0.025563 | 0.025507 | 0.02452 | 0.025427 | 0.024934 | 0.026062 | 0 | 0.11194 | 0.10044 | 0.11033 | 0.10587 | 0.10894 | 0.1056 | 0.10944 | 0.10927 | 0.10531 | 0.10928 | 0.10707 | 0.11183 | 2.3042
Retro3Slow | Retro | Dairy | Agriculture | Refrigeration | 0.00032436 | 3.054e-05 | 1.5967 | -5.8873 | Compressor Upgrade - Any - Washington | Compressor Upgrade - Any - Washington | 0.002165 | 0.0034454 | 0.0069931 | 0.012443 | 0.019705 | 0.02811 | 0.036394 | 0.043196 | 0.047283 | 0.048199 | 0.045791 | 0.040679 | 0.034132 | 0.026913 | 0.019831 | 0.013882 | 0.0092544 | 0.0058892 | 0.0035847 | 0.0024271 | 0.48543 | 0.026088 | 0.023383 | 0.025618 | 0.024499 | 0.025214 | 0.024563 | 0.025563 | 0.025507 | 0.02452 | 0.025427 | 0.024934 | 0.026062 | 0 | 0.11194 | 0.10044 | 0.11033 | 0.10587 | 0.10894 | 0.1056 | 0.10944 | 0.10927 | 0.10531 | 0.10928 | 0.10707 | 0.11183 | 2.3042
Retro3Slow | Retro | Dairy | Agriculture | Motors/Drives | 0.00019934 | 1.8769e-05 | 0.98129 | 64.7852 | VSD - Milk Transfer Pump - Any - Idaho | VSD - Milk Transfer Pump - Any - Idaho | 0.0021958 | 0.0035201 | 0.0071876 | 0.012853 | 0.020501 | 0.029326 | 0.038178 | 0.04537 | 0.049796 | 0.050779 | 0.04824 | 0.042899 | 0.035972 | 0.028319 | 0.020867 | 0.014607 | 0.0097378 | 0.0061968 | 0.0037719 | 0.0025539 | 0.51078 | 0.016033 | 0.01437 | 0.015744 | 0.015057 | 0.015496 | 0.015096 | 0.015711 | 0.015676 | 0.015069 | 0.015627 | 0.015324 | 0.016017 | 0 | 0.068796 | 0.061726 | 0.067804 | 0.065065 | 0.066952 | 0.0649 | 0.06726 | 0.067157 | 0.064722 | 0.06716 | 0.065802 | 0.068729 | 0.63692
Retro3Slow | Retro | Dairy | Agriculture | Motors/Drives | 0.00019934 | 1.8769e-05 | 0.98129 | 64.7852 | VSD - Milk Transfer Pump - Any - Montana | VSD - Milk Transfer Pump - Any - Montana | 1.234e-05 | 1.9411e-05 | 3.8753e-05 | 6.781e-05 | 0.00010548 | 0.00014699 | 0.00018698 | 0.00021791 | 0.00023429 | 0.00023383 | 0.00021824 | 0.00019041 | 0.00015638 | 0.00012163 | 8.9622e-05 | 6.2736e-05 | 4.1824e-05 | 2.6615e-05 | 1.6201e-05 | 1.0969e-05 | 0.0021938 | 0.016033 | 0.01437 | 0.015744 | 0.015057 | 0.015496 | 0.015096 | 0.015711 | 0.015676 | 0.015069 | 0.015627 | 0.015324 | 0.016017 | 0 | 0.068796 | 0.061726 | 0.067804 | 0.065065 | 0.066952 | 0.0649 | 0.06726 | 0.067157 | 0.064722 | 0.06716 | 0.065802 | 0.068729 | 0.63692
Retro3Slow | Retro | Dairy | Agriculture | Motors/Drives | 0.00019934 | 1.8769e-05 | 0.98129 | 64.7852 | VSD - Milk Transfer Pump - Any - Oregon | VSD - Milk Transfer Pump - Any - Oregon | 0.00037996 | 0.00060574 | 0.0012294 | 0.0021843 | 0.0034524 | 0.0049066 | 0.0063378 | 0.0075012 | 0.0082084 | 0.0083148 | 0.007868 | 0.00699 | 0.0058322 | 0.0046014 | 0.0033905 | 0.0023733 | 0.0015822 | 0.0010069 | 0.00061288 | 0.00041497 | 0.082994 | 0.016033 | 0.01437 | 0.015744 | 0.015057 | 0.015496 | 0.015096 | 0.015711 | 0.015676 | 0.015069 | 0.015627 | 0.015324 | 0.016017 | 0 | 0.068796 | 0.061726 | 0.067804 | 0.065065 | 0.066952 | 0.0649 | 0.06726 | 0.067157 | 0.064722 | 0.06716 | 0.065802 | 0.068729 | 0.63692
Retro3Slow | Retro | Dairy | Agriculture | Motors/Drives | 0.00019934 | 1.8769e-05 | 0.98129 | 64.7852 | VSD - Milk Transfer Pump - Any - Washington | VSD - Milk Transfer Pump - Any - Washington | 0.0010112 | 0.0016093 | 0.0032663 | 0.0058117 | 0.0092036 | 0.01313 | 0.016999 | 0.020176 | 0.022085 | 0.022512 | 0.021388 | 0.019 | 0.015942 | 0.012571 | 0.0092625 | 0.0064838 | 0.0043225 | 0.0027507 | 0.0016743 | 0.0011337 | 0.22673 | 0.016033 | 0.01437 | 0.015744 | 0.015057 | 0.015496 | 0.015096 | 0.015711 | 0.015676 | 0.015069 | 0.015627 | 0.015324 | 0.016017 | 0 | 0.068796 | 0.061726 | 0.067804 | 0.065065 | 0.066952 | 0.0649 | 0.06726 | 0.067157 | 0.064722 | 0.06716 | 0.065802 | 0.068729 | 0.63692
Retro3Slow | Retro | Dairy | Agriculture | Refrigeration | 0.00095321 | 8.975e-05 | 4.6923 | -8.612 | Heat Recovery Refrigeration - Any - Idaho | Heat Recovery Refrigeration - Any - Idaho | 0.0069999 | 0.011221 | 0.022913 | 0.040972 | 0.065354 | 0.093484 | 0.1217 | 0.14463 | 0.15874 | 0.16187 | 0.15378 | 0.13675 | 0.11467 | 0.090276 | 0.066519 | 0.046563 | 0.031042 | 0.019754 | 0.012024 | 0.0081414 | 1.6283 | 0.076665 | 0.068715 | 0.075286 | 0.071997 | 0.074098 | 0.072184 | 0.075124 | 0.074959 | 0.072058 | 0.074723 | 0.073274 | 0.07659 | 0 | 0.32896 | 0.29516 | 0.32422 | 0.31112 | 0.32015 | 0.31034 | 0.32162 | 0.32112 | 0.30948 | 0.32114 | 0.31465 | 0.32864 | 2.5628
Retro3Slow | Retro | Dairy | Agriculture | Refrigeration | 0.00095321 | 8.975e-05 | 4.6923 | -8.6121 | Heat Recovery Refrigeration - Any - Montana | Heat Recovery Refrigeration - Any - Montana | 3.9338e-05 | 6.1879e-05 | 0.00012354 | 0.00021617 | 0.00033626 | 0.00046857 | 0.00059605 | 0.00069466 | 0.00074687 | 0.0007454 | 0.00069571 | 0.00060701 | 0.0004985 | 0.00038774 | 0.0002857 | 0.00019999 | 0.00013333 | 8.4844e-05 | 5.1644e-05 | 3.4968e-05 | 0.0069935 | 0.076665 | 0.068715 | 0.075286 | 0.071997 | 0.074098 | 0.072184 | 0.075124 | 0.074959 | 0.072058 | 0.074723 | 0.073274 | 0.07659 | 0 | 0.32896 | 0.29516 | 0.32422 | 0.31112 | 0.32015 | 0.31034 | 0.32162 | 0.32112 | 0.30948 | 0.32114 | 0.31465 | 0.32864 | 2.5628
Retro3Slow | Retro | Dairy | Agriculture | Refrigeration | 0.00095321 | 8.975e-05 | 4.6923 | -8.612 | Heat Recovery Refrigeration - Any - Oregon | Heat Recovery Refrigeration - Any - Oregon | 0.0012112 | 0.001931 | 0.0039191 | 0.0069632 | 0.011005 | 0.015641 | 0.020204 | 0.023912 | 0.026167 | 0.026506 | 0.025082 | 0.022283 | 0.018592 | 0.014668 | 0.010808 | 0.0075658 | 0.0050438 | 0.0032097 | 0.0019537 | 0.0013228 | 0.26457 | 0.076665 | 0.068715 | 0.075286 | 0.071997 | 0.074098 | 0.072184 | 0.075124 | 0.074959 | 0.072058 | 0.074723 | 0.073274 | 0.07659 | 0 | 0.32896 | 0.29516 | 0.32422 | 0.31112 | 0.32015 | 0.31034 | 0.32162 | 0.32112 | 0.30948 | 0.32114 | 0.31465 | 0.32864 | 2.5628
Retro3Slow | Retro | Dairy | Agriculture | Refrigeration | 0.00095321 | 8.975e-05 | 4.6923 | -8.6121 | Heat Recovery Refrigeration - Any - Washington | Heat Recovery Refrigeration - Any - Washington | 0.0032236 | 0.00513 | 0.010412 | 0.018527 | 0.02934 | 0.041855 | 0.054189 | 0.064317 | 0.070402 | 0.071765 | 0.068181 | 0.060569 | 0.050821 | 0.040073 | 0.029527 | 0.020669 | 0.013779 | 0.0087687 | 0.0053375 | 0.0036139 | 0.72278 | 0.076665 | 0.068715 | 0.075286 | 0.071997 | 0.074098 | 0.072184 | 0.075124 | 0.074959 | 0.072058 | 0.074723 | 0.073274 | 0.07659 | 0 | 0.32896 | 0.29516 | 0.32422 | 0.31112 | 0.32015 | 0.31034 | 0.32162 | 0.32112 | 0.30948 | 0.32114 | 0.31465 | 0.32864 | 2.5628
LO5Med | NR | Dairy | Agriculture | HVAC | 0.025334 | 0.0070249 | 201.8298 | 86.9807 | Efficient High Speed Fans - Free Stall - Idaho | Efficient High Speed Fans - Any - Idaho | 0.00081133 | 0.0018075 | 0.0030266 | 0.0044417 | 0.0060558 | 0.0079429 | 0.010013 | 0.012128 | 0.014121 | 0.015834 | 0.01716 | 0.018069 | 0.018614 | 0.018868 | 0.018868 | 0.018868 | 0.018868 | 0.018868 | 0.018868 | 0.018868 | 0.18868 | 0.5268 | 0.36579 | 0.54306 | 0.52558 | 1.097 | 1.9848 | 5.0023 | 5.2967 | 2.1802 | 0.76944 | 0.48178 | 0.49263 | 0 | 6.1534 | 4.5607 | 7.3231 | 7.1901 | 14.7955 | 21.836 | 38.1652 | 38.3223 | 21.742 | 10.9926 | 6.1596 | 5.3231 | 0.50869
LO5Med | NR | Dairy | Agriculture | HVAC | 0.01928 | 0.0053463 | 153.6018 | 121.1552 | Efficient High Speed Fans - Free Stall - Montana | Efficient High Speed Fans - Any - Montana | 1.1969e-05 | 2.6664e-05 | 4.4647e-05 | 6.5522e-05 | 8.9333e-05 | 0.00011717 | 0.00014771 | 0.00017891 | 0.00020831 | 0.00023358 | 0.00025313 | 0.00026656 | 0.00027459 | 0.00027834 | 0.00027834 | 0.00027834 | 0.00027834 | 0.00027834 | 0.00027834 | 0.00027834 | 0.0027834 | 0.40092 | 0.27838 | 0.41329 | 0.39999 | 0.83489 | 1.5106 | 3.807 | 4.031 | 1.6593 | 0.58558 | 0.36665 | 0.37491 | 0 | 4.683 | 3.4709 | 5.5733 | 5.472 | 11.26 | 16.6182 | 29.0455 | 29.165 | 16.5467 | 8.3658 | 4.6877 | 4.0511 | 0.38714
LO5Med | NR | Dairy | Agriculture | HVAC | 0.020559 | 0.005701 | 163.7933 | 112.2564 | Efficient High Speed Fans - Free Stall - Oregon | Efficient High Speed Fans - Any - Oregon | 6.8682e-05 | 0.00015301 | 0.00025621 | 0.000376 | 0.00051265 | 0.0006724 | 0.00084764 | 0.0010267 | 0.0011954 | 0.0013404 | 0.0014526 | 0.0015297 | 0.0015757 | 0.0015973 | 0.0015973 | 0.0015973 | 0.0015973 | 0.0015973 | 0.0015973 | 0.0015973 | 0.015973 | 0.42752 | 0.29685 | 0.44071 | 0.42653 | 0.89029 | 1.6108 | 4.0596 | 4.2985 | 1.7693 | 0.62443 | 0.39098 | 0.39979 | 0 | 4.9938 | 3.7012 | 5.943 | 5.8351 | 12.0071 | 17.7208 | 30.9727 | 31.1001 | 17.6445 | 8.9209 | 4.9988 | 4.3199 | 0.41282
LO5Med | NR | Dairy | Agriculture | HVAC | 0.021788 | 0.0060418 | 173.5845 | 104.6913 | Efficient High Speed Fans - Free Stall - Washington | Efficient High Speed Fans - Any - Washington | 0.00032461 | 0.00072319 | 0.0012109 | 0.0017771 | 0.0024229 | 0.0031779 | 0.0040062 | 0.0048524 | 0.0056497 | 0.0063352 | 0.0068656 | 0.0072296 | 0.0074474 | 0.0075491 | 0.0075491 | 0.0075491 | 0.0075491 | 0.0075491 | 0.0075491 | 0.0075491 | 0.075491 | 0.45307 | 0.3146 | 0.46706 | 0.45203 | 0.94351 | 1.7071 | 4.3023 | 4.5554 | 1.8751 | 0.66176 | 0.41435 | 0.42369 | 0 | 5.2923 | 3.9225 | 6.2983 | 6.1839 | 12.7249 | 18.7802 | 32.8241 | 32.9592 | 18.6993 | 9.4542 | 5.2976 | 4.5782 | 0.4375
LO5Med | NR | Dairy | Agriculture | HVAC | 0.025334 | 0.0070249 | 201.8298 | 86.9807 | Efficient High Speed Fans - Tie Stall - Idaho | Efficient High Speed Fans - Any - Idaho | 7.0042e-05 | 0.00015604 | 0.00026128 | 0.00038345 | 0.0005228 | 0.00068571 | 0.00086443 | 0.001047 | 0.0012191 | 0.001367 | 0.0014814 | 0.0015599 | 0.0016069 | 0.0016289 | 0.0016289 | 0.0016289 | 0.0016289 | 0.0016289 | 0.0016289 | 0.0016289 | 0.016289 | 0.5268 | 0.36579 | 0.54306 | 0.52558 | 1.097 | 1.9848 | 5.0023 | 5.2967 | 2.1802 | 0.76944 | 0.48178 | 0.49263 | 0 | 6.1534 | 4.5607 | 7.3231 | 7.1901 | 14.7955 | 21.836 | 38.1652 | 38.3223 | 21.742 | 10.9926 | 6.1596 | 5.3231 | 0.50869
LO5Med | NR | Dairy | Agriculture | HVAC | 0.01928 | 0.0053463 | 153.6018 | 121.1552 | Efficient High Speed Fans - Tie Stall - Montana | Efficient High Speed Fans - Any - Montana | 1.9275e-05 | 4.2941e-05 | 7.1901e-05 | 0.00010552 | 0.00014387 | 0.0001887 | 0.00023788 | 0.00028812 | 0.00033547 | 0.00037616 | 0.00040766 | 0.00042927 | 0.00044221 | 0.00044825 | 0.00044825 | 0.00044825 | 0.00044825 | 0.00044825 | 0.00044825 | 0.00044825 | 0.0044825 | 0.40092 | 0.27838 | 0.41329 | 0.39999 | 0.83489 | 1.5106 | 3.807 | 4.031 | 1.6593 | 0.58558 | 0.36665 | 0.37491 | 0 | 4.683 | 3.4709 | 5.5733 | 5.472 | 11.26 | 16.6182 | 29.0455 | 29.165 | 16.5467 | 8.3658 | 4.6877 | 4.0511 | 0.38714
LO5Med | NR | Dairy | Agriculture | HVAC | 0.020559 | 0.005701 | 163.7933 | 112.2564 | Efficient High Speed Fans - Tie Stall - Oregon | Efficient High Speed Fans - Any - Oregon | 3.347e-05 | 7.4566e-05 | 0.00012485 | 0.00018323 | 0.00024982 | 0.00032767 | 0.00041307 | 0.00050031 | 0.00058253 | 0.0006532 | 0.00070789 | 0.00074542 | 0.00076788 | 0.00077837 | 0.00077837 | 0.00077837 | 0.00077837 | 0.00077837 | 0.00077837 | 0.00077837 | 0.0077837 | 0.42752 | 0.29685 | 0.44071 | 0.42653 | 0.89029 | 1.6108 | 4.0596 | 4.2985 | 1.7693 | 0.62443 | 0.39098 | 0.39979 | 0 | 4.9938 | 3.7012 | 5.943 | 5.8351 | 12.0071 | 17.7208 | 30.9727 | 31.1001 | 17.6445 | 8.9209 | 4.9988 | 4.3199 | 0.41282
LO5Med | NR | Dairy | Agriculture | HVAC | 0.021788 | 0.0060418 | 173.5845 | 104.6913 | Efficient High Speed Fans - Tie Stall - Washington | Efficient High Speed Fans - Any - Washington | 2.9061e-05 | 6.4743e-05 | 0.00010841 | 0.0001591 | 0.00021691 | 0.0002845 | 0.00035866 | 0.00043441 | 0.00050579 | 0.00056715 | 0.00061464 | 0.00064723 | 0.00066673 | 0.00067584 | 0.00067584 | 0.00067584 | 0.00067584 | 0.00067584 | 0.00067584 | 0.00067584 | 0.0067584 | 0.45307 | 0.3146 | 0.46706 | 0.45203 | 0.94351 | 1.7071 | 4.3023 | 4.5554 | 1.8751 | 0.66176 | 0.41435 | 0.42369 | 0 | 5.2923 | 3.9225 | 6.2983 | 6.1839 | 12.7249 | 18.7802 | 32.8241 | 32.9592 | 18.6993 | 9.4542 | 5.2976 | 4.5782 | 0.4375
LO5Med | NR | Dairy | Agriculture | HVAC | 0.35152 | 0.26026 | 3987.4868 | 49.5264 | High Volume Low Speed Fans - Free Stall - Idaho | High Volume Low Speed Fans - Any - Idaho | 0.0032058 | 0.0071421 | 0.011959 | 0.017551 | 0.023928 | 0.031385 | 0.039565 | 0.047921 | 0.055796 | 0.062565 | 0.067804 | 0.071398 | 0.07355 | 0.074554 | 0.074554 | 0.074554 | 0.074554 | 0.074554 | 0.074554 | 0.074554 | 3.7277 | 59.7905 | 53.7083 | 57.0624 | 54.9315 | 50.2388 | 45.7353 | 45.2059 | 44.0105 | 45.868 | 53.5042 | 53.7948 | 59.8579 | 0 | 297.259 | 262.4806 | 289.0313 | 276.4949 | 283.7585 | 276.1315 | 278.5503 | 272.6148 | 271.5698 | 286.1113 | 273.8504 | 295.9265 | 0.68634
LO5Med | NR | Dairy | Agriculture | HVAC | 0.26752 | 0.19807 | 3034.6608 | 70.0685 | High Volume Low Speed Fans - Free Stall - Montana | High Volume Low Speed Fans - Any - Montana | 4.7292e-05 | 0.00010536 | 0.00017641 | 0.0002589 | 0.00035298 | 0.00046298 | 0.00058365 | 0.00070692 | 0.00082309 | 0.00092294 | 0.0010002 | 0.0010532 | 0.001085 | 0.0010998 | 0.0010998 | 0.0010998 | 0.0010998 | 0.0010998 | 0.0010998 | 0.0010998 | 0.05499 | 45.5033 | 40.8745 | 43.4271 | 41.8054 | 38.2341 | 34.8067 | 34.4038 | 33.494 | 34.9076 | 40.7192 | 40.9403 | 45.5546 | 0 | 226.2278 | 199.7598 | 219.9661 | 210.4253 | 215.9532 | 210.1487 | 211.9896 | 207.4724 | 206.6771 | 217.7438 | 208.4128 | 225.2137 | 0.52233
LO5Med | NR | Dairy | Agriculture | HVAC | 0.28527 | 0.21121 | 3236.0127 | 64.7194 | High Volume Low Speed Fans - Free Stall - Oregon | High Volume Low Speed Fans - Any - Oregon | 0.00027139 | 0.00060461 | 0.0010124 | 0.0014857 | 0.0020256 | 0.0026569 | 0.0033493 | 0.0040567 | 0.0047234 | 0.0052964 | 0.0057398 | 0.0060442 | 0.0062263 | 0.0063113 | 0.0063113 | 0.0063113 | 0.0063113 | 0.0063113 | 0.0063113 | 0.0063113 | 0.31557 | 48.5225 | 43.5866 | 46.3085 | 44.5792 | 40.7709 | 37.1161 | 36.6865 | 35.7164 | 37.2238 | 43.4209 | 43.6567 | 48.5772 | 0 | 241.2381 | 213.014 | 234.561 | 224.3872 | 230.2819 | 224.0923 | 226.0552 | 221.2383 | 220.3902 | 232.1913 | 222.2411 | 240.1568 | 0.55699
LO5Med | NR | Dairy | Agriculture | HVAC | 0.30233 | 0.22384 | 3429.4544 | 60.1721 | High Volume Low Speed Fans - Free Stall - Washington | High Volume Low Speed Fans - Any - Washington | 0.0012827 | 0.0028576 | 0.0047848 | 0.007022 | 0.0095738 | 0.012557 | 0.01583 | 0.019173 | 0.022324 | 0.025032 | 0.027128 | 0.028567 | 0.029427 | 0.029829 | 0.029829 | 0.029829 | 0.029829 | 0.029829 | 0.029829 | 0.029829 | 1.4915 | 51.423 | 46.1921 | 49.0768 | 47.244 | 43.2081 | 39.3348 | 38.8795 | 37.8514 | 39.4489 | 46.0165 | 46.2664 | 51.481 | 0 | 255.6588 | 225.7475 | 248.5826 | 237.8005 | 244.0476 | 237.488 | 239.5683 | 234.4635 | 233.5647 | 246.0712 | 235.5262 | 254.5128 | 0.59029
LO5Med | NR | Dairy | Agriculture | HVAC | 0.35152 | 0.26026 | 3987.4868 | 49.5264 | High Volume Low Speed Fans - Tie Stall - Idaho | High Volume Low Speed Fans - Any - Idaho | 0 | 0 | 0 | 0 | 0 | 0 | 0 | 0 | 0 | 0 | 0 | 0 | 0 | 0 | 0 | 0 | 0 | 0 | 0 | 0 | 0.32182 | 59.7905 | 53.7083 | 57.0624 | 54.9315 | 50.2388 | 45.7353 | 45.2059 | 44.0105 | 45.868 | 53.5042 | 53.7948 | 59.8579 | 0 | 297.259 | 262.4806 | 289.0313 | 276.4949 | 283.7585 | 276.1315 | 278.5503 | 272.6148 | 271.5698 | 286.1113 | 273.8504 | 295.9265 | 0.68634
LO5Med | NR | Dairy | Agriculture | HVAC | 0.26752 | 0.19807 | 3034.6608 | 70.0685 | High Volume Low Speed Fans - Tie Stall - Montana | High Volume Low Speed Fans - Any - Montana | 0 | 0 | 0 | 0 | 0 | 0 | 0 | 0 | 0 | 0 | 0 | 0 | 0 | 0 | 0 | 0 | 0 | 0 | 0 | 0 | 0.088559 | 45.5033 | 40.8745 | 43.4271 | 41.8054 | 38.2341 | 34.8067 | 34.4038 | 33.494 | 34.9076 | 40.7192 | 40.9403 | 45.5546 | 0 | 226.2278 | 199.7598 | 219.9661 | 210.4253 | 215.9532 | 210.1487 | 211.9896 | 207.4724 | 206.6771 | 217.7438 | 208.4128 | 225.2137 | 0.52233
LO5Med | NR | Dairy | Agriculture | HVAC | 0.28527 | 0.21121 | 3236.0127 | 64.7194 | High Volume Low Speed Fans - Tie Stall - Oregon | High Volume Low Speed Fans - Any - Oregon | 0 | 0 | 0 | 0 | 0 | 0 | 0 | 0 | 0 | 0 | 0 | 0 | 0 | 0 | 0 | 0 | 0 | 0 | 0 | 0 | 0.15378 | 48.5225 | 43.5866 | 46.3085 | 44.5792 | 40.7709 | 37.1161 | 36.6865 | 35.7164 | 37.2238 | 43.4209 | 43.6567 | 48.5772 | 0 | 241.2381 | 213.014 | 234.561 | 224.3872 | 230.2819 | 224.0923 | 226.0552 | 221.2383 | 220.3902 | 232.1913 | 222.2411 | 240.1568 | 0.55699
LO5Med | NR | Dairy | Agriculture | HVAC | 0.30233 | 0.22384 | 3429.4544 | 60.1721 | High Volume Low Speed Fans - Tie Stall - Washington | High Volume Low Speed Fans - Any - Washington | 0 | 0 | 0 | 0 | 0 | 0 | 0 | 0 | 0 | 0 | 0 | 0 | 0 | 0 | 0 | 0 | 0 | 0 | 0 | 0 | 0.13352 | 51.423 | 46.1921 | 49.0768 | 47.244 | 43.2081 | 39.3348 | 38.8795 | 37.8514 | 39.4489 | 46.0165 | 46.2664 | 51.481 | 0 | 255.6588 | 225.7475 | 248.5826 | 237.8005 | 244.0476 | 237.488 | 239.5683 | 234.4635 | 233.5647 | 246.0712 | 235.5262 | 254.5128 | 0.59029
LO5Med | NR | Dairy | Agriculture | Lighting | 0.00016951 | 0.00013607 | 1.9215 | 9.2751 | Energy Efficient Lighting - Free Stall - Idaho | Energy Efficient Lighting - Free Stall - Idaho | 0.03535 | 0.061335 | 0.080505 | 0.096506 | 0.11177 | 0.12554 | 0.13835 | 0.14954 | 0.15981 | 0.16931 | 0.17773 | 0.1849 | 0.19167 | 0.19668 | 0.19875 | 0.20036 | 0.20161 | 0.20296 | 0.20399 | 0.20543 | 1.6501 | 0.028799 | 0.025801 | 0.028788 | 0.023503 | 0.023452 | 0.022532 | 0.022801 | 0.022794 | 0.023013 | 0.024367 | 0.026897 | 0.028722 | 0 | 0.13933 | 0.12413 | 0.13734 | 0.1356 | 0.13826 | 0.13301 | 0.13475 | 0.1356 | 0.13288 | 0.13936 | 0.13156 | 0.13818 | 1.7864
LO5Med | NR | Dairy | Agriculture | Lighting | 0.00016951 | 0.00013607 | 1.9215 | 9.2751 | Energy Efficient Lighting - Free Stall - Montana | Energy Efficient Lighting - Free Stall - Montana | 0.00017818 | 0.00030331 | 0.00038904 | 0.00045623 | 0.00051515 | 0.00056315 | 0.00060623 | 0.00064236 | 0.0006722 | 0.00069667 | 0.00071833 | 0.00073283 | 0.00074359 | 0.00075379 | 0.00076171 | 0.00076787 | 0.00077268 | 0.00077783 | 0.00078178 | 0.00078732 | 0.0063238 | 0.028799 | 0.025801 | 0.028788 | 0.023503 | 0.023452 | 0.022532 | 0.022801 | 0.022794 | 0.023013 | 0.024367 | 0.026897 | 0.028722 | 0 | 0.13933 | 0.12413 | 0.13734 | 0.1356 | 0.13826 | 0.13301 | 0.13475 | 0.1356 | 0.13288 | 0.13936 | 0.13156 | 0.13818 | 1.7864
LO5Med | NR | Dairy | Agriculture | Lighting | 0.00016951 | 0.00013607 | 1.9215 | 9.2751 | Energy Efficient Lighting - Free Stall - Oregon | Energy Efficient Lighting - Free Stall - Oregon | 0.0059203 | 0.01022 | 0.013338 | 0.015894 | 0.018247 | 0.02037 | 0.022283 | 0.023995 | 0.025579 | 0.026928 | 0.028166 | 0.029287 | 0.030218 | 0.031089 | 0.031416 | 0.03167 | 0.031868 | 0.032081 | 0.032244 | 0.032472 | 0.26082 | 0.028799 | 0.025801 | 0.028788 | 0.023503 | 0.023452 | 0.022532 | 0.022801 | 0.022794 | 0.023013 | 0.024367 | 0.026897 | 0.028722 | 0 | 0.13933 | 0.12413 | 0.13734 | 0.1356 | 0.13826 | 0.13301 | 0.13475 | 0.1356 | 0.13288 | 0.13936 | 0.13156 | 0.13818 | 1.7864
LO5Med | NR | Dairy | Agriculture | Lighting | 0.00016951 | 0.00013607 | 1.9215 | 9.2751 | Energy Efficient Lighting - Free Stall - Washington | Energy Efficient Lighting - Free Stall - Washington | 0.016478 | 0.028375 | 0.037011 | 0.044136 | 0.050736 | 0.056817 | 0.062256 | 0.067192 | 0.071601 | 0.075814 | 0.079574 | 0.082688 | 0.085753 | 0.088126 | 0.089052 | 0.089773 | 0.090335 | 0.090938 | 0.0914 | 0.092047 | 0.73933 | 0.028799 | 0.025801 | 0.028788 | 0.023503 | 0.023452 | 0.022532 | 0.022801 | 0.022794 | 0.023013 | 0.024367 | 0.026897 | 0.028722 | 0 | 0.13933 | 0.12413 | 0.13734 | 0.1356 | 0.13826 | 0.13301 | 0.13475 | 0.1356 | 0.13288 | 0.13936 | 0.13156 | 0.13818 | 1.7864
LO5Med | NR | Dairy | Agriculture | Lighting | 0.00034824 | 0.00027955 | 3.9475 | 8.0659 | Energy Efficient Lighting - Tie Stall - Idaho | Energy Efficient Lighting - Tie Stall - Idaho | 0.00095935 | 0.0016318 | 0.0020973 | 0.0024598 | 0.0027774 | 0.0030523 | 0.0032878 | 0.0034878 | 0.0036566 | 0.0037982 | 0.0039163 | 0.0040083 | 0.0040799 | 0.0041357 | 0.0041792 | 0.004213 | 0.0042394 | 0.0042677 | 0.0042893 | 0.0043197 | 0.034696 | 0.059165 | 0.053007 | 0.059144 | 0.048286 | 0.048181 | 0.04629 | 0.046843 | 0.046829 | 0.047279 | 0.05006 | 0.055259 | 0.059008 | 0 | 0.28624 | 0.25502 | 0.28216 | 0.27858 | 0.28404 | 0.27325 | 0.27684 | 0.27858 | 0.273 | 0.28631 | 0.27028 | 0.28388 | 1.8765
LO5Med | NR | Dairy | Agriculture | Lighting | 0.00034824 | 0.00027955 | 3.9475 | 8.0659 | Energy Efficient Lighting - Tie Stall - Montana | Energy Efficient Lighting - Tie Stall - Montana | 4.7472e-05 | 8.0747e-05 | 0.00010378 | 0.00012172 | 0.00013744 | 0.00015104 | 0.00016269 | 0.00017259 | 0.00018094 | 0.00018795 | 0.00019379 | 0.00019834 | 0.00020189 | 0.00020465 | 0.0002068 | 0.00020848 | 0.00020978 | 0.00021118 | 0.00021225 | 0.00021375 | 0.0017169 | 0.059165 | 0.053007 | 0.059144 | 0.048286 | 0.048181 | 0.04629 | 0.046843 | 0.046829 | 0.047279 | 0.05006 | 0.055259 | 0.059008 | 0 | 0.28624 | 0.25502 | 0.28216 | 0.27858 | 0.28404 | 0.27325 | 0.27684 | 0.27858 | 0.273 | 0.28631 | 0.27028 | 0.28388 | 1.8765
LO5Med | NR | Dairy | Agriculture | Lighting | 0.00034824 | 0.00027955 | 3.9475 | 8.0659 | Energy Efficient Lighting - Tie Stall - Oregon | Energy Efficient Lighting - Tie Stall - Oregon | 0.00056985 | 0.00096927 | 0.0012458 | 0.0014611 | 0.0016498 | 0.001813 | 0.0019529 | 0.0020717 | 0.002172 | 0.0022561 | 0.0023263 | 0.0023809 | 0.0024235 | 0.0024566 | 0.0024824 | 0.0025025 | 0.0025182 | 0.002535 | 0.0025478 | 0.0025659 | 0.020609 | 0.059165 | 0.053007 | 0.059144 | 0.048286 | 0.048181 | 0.04629 | 0.046843 | 0.046829 | 0.047279 | 0.05006 | 0.055259 | 0.059008 | 0 | 0.28624 | 0.25502 | 0.28216 | 0.27858 | 0.28404 | 0.27325 | 0.27684 | 0.27858 | 0.273 | 0.28631 | 0.27028 | 0.28388 | 1.8765
LO5Med | NR | Dairy | Agriculture | Lighting | 0.00034824 | 0.00027955 | 3.9475 | 8.0659 | Energy Efficient Lighting - Tie Stall - Washington | Energy Efficient Lighting - Tie Stall - Washington | 3.4742e-05 | 5.9093e-05 | 7.595e-05 | 8.9079e-05 | 0.00010058 | 0.00011054 | 0.00011906 | 0.00012631 | 0.00013242 | 0.00013755 | 0.00014182 | 0.00014515 | 0.00014775 | 0.00014977 | 0.00015134 | 0.00015257 | 0.00015352 | 0.00015455 | 0.00015533 | 0.00015643 | 0.0012565 | 0.059165 | 0.053007 | 0.059144 | 0.048286 | 0.048181 | 0.04629 | 0.046843 | 0.046829 | 0.047279 | 0.05006 | 0.055259 | 0.059008 | 0 | 0.28624 | 0.25502 | 0.28216 | 0.27858 | 0.28404 | 0.27325 | 0.27684 | 0.27858 | 0.273 | 0.28631 | 0.27028 | 0.28388 | 1.8765
RetroEven20 | Retro | Irrigation Hardware | Agriculture | Irrigation | 0.00065433 | 0.00050234 | 5.8119 | 547.9836 | Wheel and Hand_Rebuilt or new impact sprinkler | Idaho | 0.0042402 | 0.0042892 | 0.0043201 | 0.004336 | 0.0043792 | 0.0043742 | 0.0043682 | 0.0043661 | 0.0043758 | 0.004419 | 0.0044329 | 0.0044423 | 0.0044547 | 0.0044669 | 0.0045238 | 0.0045814 | 0.0046397 | 0.0046987 | 0.0047585 | 0.0048191 | 0.096382 | 0 | 2.5717e-05 | 0.002303 | 0.040916 | 0.16041 | 0.2279 | 0.23743 | 0.22331 | 0.10873 | 0.057555 | 0.012025 | 4.2959e-05 | 0 | 0 | 0.00031765 | 0.013068 | 0.18314 | 0.71912 | 1.0024 | 1.042 | 0.97926 | 0.47978 | 0.25392 | 0.067662 | 0.00059614 | 0.57436
RetroEven20 | Retro | Irrigation Hardware | Agriculture | Irrigation | 0.0032058 | 0.0024612 | 28.4749 | 6.7811 | Wheel and Hand_Gaskets | Idaho | 0.020774 | 0.021015 | 0.021166 | 0.021244 | 0.021456 | 0.021431 | 0.021402 | 0.021392 | 0.021439 | 0.021651 | 0.021719 | 0.021765 | 0.021825 | 0.021885 | 0.022164 | 0.022446 | 0.022732 | 0.023021 | 0.023314 | 0.023611 | 0.47222 | 0 | 0.000126 | 0.011284 | 0.20047 | 0.78593 | 1.1166 | 1.1633 | 1.0941 | 0.53269 | 0.28199 | 0.058917 | 0.00021048 | 0 | 0 | 0.0015563 | 0.064024 | 0.89729 | 3.5233 | 4.9112 | 5.1051 | 4.7978 | 2.3506 | 1.2441 | 0.33151 | 0.0029208 | 1.4153
RetroEven20 | Retro | Irrigation Hardware | Agriculture | Irrigation | 0.0020844 | 0.0016002 | 18.5137 | 38.707 | Wheel and Hand_Drains | Idaho | 0.013507 | 0.013663 | 0.013762 | 0.013812 | 0.01395 | 0.013934 | 0.013915 | 0.013908 | 0.013939 | 0.014077 | 0.014121 | 0.014151 | 0.01419 | 0.014229 | 0.01441 | 0.014594 | 0.01478 | 0.014968 | 0.015158 | 0.015351 | 0.30702 | 0 | 8.1923e-05 | 0.0073363 | 0.13034 | 0.51099 | 0.72597 | 0.75632 | 0.71137 | 0.34635 | 0.18334 | 0.038306 | 0.00013685 | 0 | 0 | 0.0010119 | 0.041627 | 0.5834 | 2.2908 | 3.1931 | 3.3192 | 3.1194 | 1.5283 | 0.80887 | 0.21554 | 0.001899 | 0.9346
RetroEven20 | Retro | Irrigation Hardware | Agriculture | Irrigation | 0.0092164 | 0.0070757 | 81.8621 | 6.753 | Wheel and Hand_Cut and press repair | Idaho | 0.059724 | 0.060415 | 0.06085 | 0.061074 | 0.061682 | 0.061612 | 0.061528 | 0.061498 | 0.061634 | 0.062243 | 0.062439 | 0.062572 | 0.062746 | 0.062918 | 0.063719 | 0.06453 | 0.065351 | 0.066183 | 0.067025 | 0.067878 | 1.3576 | 0 | 0.00036224 | 0.032439 | 0.57631 | 2.2595 | 3.21 | 3.3442 | 3.1454 | 1.5314 | 0.81068 | 0.16938 | 0.00060509 | 0 | 0 | 0.0044742 | 0.18406 | 2.5796 | 10.129 | 14.119 | 14.6765 | 13.7932 | 6.7578 | 3.5766 | 0.95305 | 0.0083969 | 1.4063
RetroEven20 | Retro | Irrigation Hardware | Agriculture | Irrigation | 0.010548 | 0.0080983 | 93.6933 | -1.2282 | Wheel and Hand_Hub gasket | Idaho | 0.017089 | 0.017287 | 0.017411 | 0.017475 | 0.017649 | 0.017629 | 0.017605 | 0.017597 | 0.017635 | 0.01781 | 0.017866 | 0.017904 | 0.017953 | 0.018003 | 0.018232 | 0.018464 | 0.018699 | 0.018937 | 0.019178 | 0.019422 | 0.38844 | 0 | 0.00041459 | 0.037127 | 0.65961 | 2.586 | 3.674 | 3.8276 | 3.6 | 1.7528 | 0.92785 | 0.19386 | 0.00069254 | 0 | 0 | 0.0051208 | 0.21066 | 2.9524 | 11.5929 | 16.1596 | 16.7977 | 15.7867 | 7.7345 | 4.0935 | 1.0908 | 0.0096104 | 1.7648
RetroEven20 | Retro | Irrigation Hardware | Agriculture | Irrigation | 0.0009013 | 0.00069195 | 8.0055 | 154.1768 | Wheel and Hand_Levelers | Idaho | 0.0058406 | 0.0059081 | 0.0059507 | 0.0059726 | 0.0060321 | 0.0060253 | 0.006017 | 0.0060141 | 0.0060274 | 0.0060869 | 0.0061061 | 0.0061191 | 0.0061361 | 0.0061529 | 0.0062312 | 0.0063106 | 0.0063909 | 0.0064722 | 0.0065546 | 0.006638 | 0.13276 | 0 | 3.5424e-05 | 0.0031723 | 0.056359 | 0.22096 | 0.31392 | 0.32704 | 0.3076 | 0.14976 | 0.079279 | 0.016564 | 5.9174e-05 | 0 | 0 | 0.00043755 | 0.018 | 0.25227 | 0.99055 | 1.3807 | 1.4353 | 1.3489 | 0.66086 | 0.34976 | 0.093201 | 0.00082116 | 0.6702
RetroEven20 | Retro | Irrigation Hardware | Agriculture | Irrigation | 0.0019864 | 0.001525 | 17.6434 | 2.8492 | Pivot and Linear_Base boot gasket | Idaho | 0.051462 | 0.052057 | 0.052432 | 0.052626 | 0.053149 | 0.053089 | 0.053016 | 0.052991 | 0.053108 | 0.053633 | 0.053801 | 0.053916 | 0.054066 | 0.054214 | 0.054904 | 0.055603 | 0.056311 | 0.057027 | 0.057753 | 0.058488 | 1.1698 | 0 | 7.8072e-05 | 0.0069915 | 0.12421 | 0.48697 | 0.69185 | 0.72077 | 0.67793 | 0.33006 | 0.17472 | 0.036506 | 0.00013041 | 0 | 0 | 0.00096431 | 0.03967 | 0.55597 | 2.1831 | 3.043 | 3.1632 | 2.9728 | 1.4565 | 0.77085 | 0.20541 | 0.0018097 | 2.2276
RetroEven20 | Retro | Irrigation Hardware | Agriculture | Irrigation | 6.0695e-05 | 4.6597e-05 | 0.5391 | 695.8464 | Pivot and Linear_Tower gasket | Idaho | 0.0015724 | 0.0015906 | 0.0016021 | 0.001608 | 0.001624 | 0.0016222 | 0.0016199 | 0.0016192 | 0.0016227 | 0.0016388 | 0.0016439 | 0.0016474 | 0.001652 | 0.0016565 | 0.0016776 | 0.001699 | 0.0017206 | 0.0017425 | 0.0017647 | 0.0017871 | 0.035743 | 0 | 2.3855e-06 | 0.00021363 | 0.0037953 | 0.01488 | 0.02114 | 0.022024 | 0.020714 | 0.010085 | 0.0053388 | 0.0011154 | 3.9849e-06 | 0 | 0 | 2.9465e-05 | 0.0012121 | 0.016988 | 0.066705 | 0.092981 | 0.096653 | 0.090836 | 0.044504 | 0.023554 | 0.0062763 | 5.5298e-05 | 0.57932
RetroEven20 | Retro | Irrigation Hardware | Agriculture | Irrigation | 0.0051327 | 0.0039405 | 45.5894 | -5.1947 | Wheel and Hand_Nozzle replacement | Idaho | 0.033261 | 0.033645 | 0.033887 | 0.034013 | 0.034351 | 0.034312 | 0.034265 | 0.034249 | 0.034324 | 0.034663 | 0.034772 | 0.034847 | 0.034943 | 0.035039 | 0.035485 | 0.035937 | 0.036394 | 0.036858 | 0.037327 | 0.037802 | 0.75604 | 0 | 0.00020173 | 0.018065 | 0.32095 | 1.2583 | 1.7877 | 1.8624 | 1.7517 | 0.85286 | 0.45147 | 0.094328 | 0.00033698 | 0 | 0 | 0.0024917 | 0.1025 | 1.4366 | 5.6409 | 7.8629 | 8.1734 | 7.6815 | 3.7634 | 1.9918 | 0.53076 | 0.0046763 | 2.1517
RetroEven20 | Retro | Irrigation Hardware | Agriculture | Irrigation | 0.0032018 | 0.0024581 | 28.4395 | 19.2643 | Pivot and Linear_Sprinkler package replacement, high pressure | Idaho | 0.034242 | 0.034638 | 0.034888 | 0.035017 | 0.035365 | 0.035325 | 0.035277 | 0.03526 | 0.035337 | 0.035687 | 0.035799 | 0.035875 | 0.035975 | 0.036074 | 0.036533 | 0.036998 | 0.037469 | 0.037946 | 0.038429 | 0.038918 | 0.77835 | 0 | 0.00012584 | 0.01127 | 0.20022 | 0.78495 | 1.1152 | 1.1618 | 1.0928 | 0.53203 | 0.28164 | 0.058843 | 0.00021021 | 0 | 0 | 0.0015544 | 0.063944 | 0.89618 | 3.5189 | 4.9051 | 5.0987 | 4.7919 | 2.3477 | 1.2425 | 0.3311 | 0.0029171 | 1.1344
RetroEven20 | Retro | Irrigation Hardware | Agriculture | Irrigation | 0.0032018 | 0.0024581 | 28.4395 | 84.4314 | Pivot and Linear_Sprinkler package replacement, MESA | Idaho | 0.1177 | 0.11906 | 0.11992 | 0.12036 | 0.12156 | 0.12142 | 0.12126 | 0.1212 | 0.12147 | 0.12267 | 0.12305 | 0.12331 | 0.12366 | 0.124 | 0.12557 | 0.12717 | 0.12879 | 0.13043 | 0.13209 | 0.13377 | 2.6754 | 0 | 0.00012584 | 0.01127 | 0.20022 | 0.78495 | 1.1152 | 1.1618 | 1.0928 | 0.53203 | 0.28164 | 0.058843 | 0.00021021 | 0 | 0 | 0.0015544 | 0.063944 | 0.89618 | 3.5189 | 4.9051 | 5.0987 | 4.7919 | 2.3477 | 1.2425 | 0.3311 | 0.0029171 | 0.75975
RetroEven20 | Retro | Irrigation Hardware | Agriculture | Irrigation | 0.0032018 | 0.0024581 | 28.4395 | 124.1074 | Pivot and Linear_Sprinkler package replacement, LESA/LEPA/MDI | Idaho | 0.063996 | 0.064736 | 0.065203 | 0.065443 | 0.066095 | 0.06602 | 0.065929 | 0.065898 | 0.066043 | 0.066696 | 0.066905 | 0.067048 | 0.067234 | 0.067419 | 0.068277 | 0.069146 | 0.070026 | 0.070917 | 0.07182 | 0.072734 | 1.4547 | 0 | 0.00012584 | 0.01127 | 0.20022 | 0.78495 | 1.1152 | 1.1618 | 1.0928 | 0.53203 | 0.28164 | 0.058843 | 0.00021021 | 0 | 0 | 0.0015544 | 0.063944 | 0.89618 | 3.5189 | 4.9051 | 5.0987 | 4.7919 | 2.3477 | 1.2425 | 0.3311 | 0.0029171 | 0.69815
Retro5Med | Retro | Irrigation Hardware | Agriculture | Irrigation | 0.0046352 | 0.0035586 | 41.171 | 80.8849 | Pivot and Linear_Upgrade from high pressure to MESA | Idaho | 0.042631 | 0.05295 | 0.065262 | 0.076038 | 0.087595 | 0.10229 | 0.11206 | 0.11443 | 0.10807 | 0.093813 | 0.072825 | 0.0483 | 0.028123 | 0.013578 | 0.0058176 | 0.0021424 | 0.00067771 | 0.00014959 | 2.4901e-05 | 3.0271e-06 | 1.1268 | 0 | 0.00018218 | 0.016315 | 0.28985 | 1.1363 | 1.6144 | 1.6819 | 1.5819 | 0.77021 | 0.40772 | 0.085186 | 0.00030432 | 0 | 0 | 0.0022502 | 0.09257 | 1.2974 | 5.0942 | 7.1009 | 7.3813 | 6.937 | 3.3987 | 1.7988 | 0.47932 | 0.004223 | 0.49855
Retro1Slow | Retro | Irrigation Hardware | Agriculture | Irrigation | 0.0078799 | 0.0060496 | 69.9906 | 54.1586 | Pivot and Linear_Upgrade from MESA to LESA/LEPA/MDI | Idaho | 0.00599 | 0.012229 | 0.022124 | 0.036604 | 0.056943 | 0.082895 | 0.11474 | 0.1515 | 0.19104 | 0.2306 | 0.26235 | 0.28167 | 0.28473 | 0.26958 | 0.23978 | 0.2005 | 0.155 | 0.10847 | 0.070052 | 0.046183 | 2.6337 | 0 | 0.00030971 | 0.027735 | 0.49274 | 1.9318 | 2.7445 | 2.8593 | 2.6893 | 1.3094 | 0.69312 | 0.14482 | 0.00051734 | 0 | 0 | 0.0038254 | 0.15737 | 2.2055 | 8.6601 | 12.0715 | 12.5482 | 11.793 | 5.7778 | 3.0579 | 0.81484 | 0.0071792 | 0.67908
RetroEven20 | Retro | Irrigation Hardware | Agriculture | Irrigation | 0.00089773 | 0.00068921 | 7.9739 | 394.077 | Wheel and Hand_Rebuilt or new impact sprinkler | Washington | 0.0020361 | 0.001997 | 0.0019725 | 0.0019436 | 0.0019112 | 0.001883 | 0.0018513 | 0.0018202 | 0.0017973 | 0.001774 | 0.0017515 | 0.0017292 | 0.0017179 | 0.0017076 | 0.0017047 | 0.0017018 | 0.0016989 | 0.001696 | 0.0016931 | 0.0016902 | 0.033805 | 0 | 3.5284e-05 | 0.0031598 | 0.056136 | 0.22008 | 0.31268 | 0.32575 | 0.30639 | 0.14917 | 0.078966 | 0.016499 | 5.894e-05 | 0 | 0 | 0.00043581 | 0.017929 | 0.25127 | 0.98663 | 1.3753 | 1.4296 | 1.3435 | 0.65825 | 0.34838 | 0.092833 | 0.00081791 | 0.5897
RetroEven20 | Retro | Irrigation Hardware | Agriculture | Irrigation | 0.0043984 | 0.0033768 | 39.0675 | -0.38594 | Wheel and Hand_Gaskets | Washington | 0.0099755 | 0.009784 | 0.0096639 | 0.0095224 | 0.009364 | 0.0092259 | 0.0090701 | 0.0089178 | 0.0088055 | 0.0086918 | 0.0085813 | 0.0084722 | 0.0084166 | 0.0083665 | 0.0083522 | 0.008338 | 0.0083237 | 0.0083095 | 0.0082954 | 0.0082812 | 0.16562 | 0 | 0.00017287 | 0.015481 | 0.27504 | 1.0783 | 1.5319 | 1.596 | 1.5011 | 0.73085 | 0.38689 | 0.080833 | 0.00028877 | 0 | 0 | 0.0021352 | 0.08784 | 1.2311 | 4.8339 | 6.7381 | 7.0041 | 6.5826 | 3.2251 | 1.7069 | 0.45483 | 0.0040073 | 1.7422
RetroEven20 | Retro | Irrigation Hardware | Agriculture | Irrigation | 0.0028597 | 0.0021955 | 25.4007 | 22.8837 | Wheel and Hand_Drains | Washington | 0.0064858 | 0.0063613 | 0.0062832 | 0.0061912 | 0.0060882 | 0.0059984 | 0.0058972 | 0.0057981 | 0.0057252 | 0.0056512 | 0.0055793 | 0.0055084 | 0.0054723 | 0.0054397 | 0.0054304 | 0.0054211 | 0.0054119 | 0.0054027 | 0.0053934 | 0.0053842 | 0.10768 | 0 | 0.0001124 | 0.010065 | 0.17882 | 0.70108 | 0.99603 | 1.0377 | 0.97599 | 0.47518 | 0.25154 | 0.052556 | 0.00018775 | 0 | 0 | 0.0013883 | 0.057112 | 0.80042 | 3.1429 | 4.3809 | 4.5539 | 4.2798 | 2.0968 | 1.1098 | 0.29572 | 0.0026054 | 1.0827
RetroEven20 | Retro | Irrigation Hardware | Agriculture | Irrigation | 0.012645 | 0.0097078 | 112.3144 | -0.40646 | Wheel and Hand_Cut and press repair | Washington | 0.028678 | 0.028128 | 0.027783 | 0.027376 | 0.02692 | 0.026523 | 0.026076 | 0.025637 | 0.025315 | 0.024988 | 0.02467 | 0.024357 | 0.024197 | 0.024053 | 0.024012 | 0.023971 | 0.02393 | 0.023889 | 0.023848 | 0.023807 | 0.47615 | 0 | 0.00049699 | 0.044506 | 0.7907 | 3.1 | 4.4041 | 4.5883 | 4.3155 | 2.1011 | 1.1123 | 0.23239 | 0.00083018 | 0 | 0 | 0.0061386 | 0.25253 | 3.5392 | 13.897 | 19.3712 | 20.1361 | 18.9242 | 9.2716 | 4.907 | 1.3076 | 0.01152 | 1.7258
RetroEven20 | Retro | Irrigation Hardware | Agriculture | Irrigation | 0.014472 | 0.011111 | 128.5467 | -6.2237 | Wheel and Hand_Hub gasket | Washington | 0.0082058 | 0.0080483 | 0.0079495 | 0.0078331 | 0.0077028 | 0.0075891 | 0.007461 | 0.0073357 | 0.0072434 | 0.0071498 | 0.0070589 | 0.0069692 | 0.0069234 | 0.0068822 | 0.0068705 | 0.0068588 | 0.0068471 | 0.0068354 | 0.0068237 | 0.0068121 | 0.13624 | 0 | 0.00056882 | 0.050938 | 0.90498 | 3.548 | 5.0407 | 5.2514 | 4.9392 | 2.4048 | 1.273 | 0.26597 | 0.00095017 | 0 | 0 | 0.0070258 | 0.28903 | 4.0507 | 15.9055 | 22.1709 | 23.0463 | 21.6593 | 10.6116 | 5.6162 | 1.4966 | 0.013185 | 2.2147
RetroEven20 | Retro | Irrigation Hardware | Agriculture | Irrigation | 0.0012366 | 0.00094935 | 10.9836 | 107.0453 | Wheel and Hand_Levelers | Washington | 0.0028045 | 0.0027507 | 0.0027169 | 0.0026772 | 0.0026326 | 0.0025938 | 0.00255 | 0.0025072 | 0.0024756 | 0.0024436 | 0.0024126 | 0.0023819 | 0.0023663 | 0.0023522 | 0.0023482 | 0.0023442 | 0.0023402 | 0.0023362 | 0.0023322 | 0.0023282 | 0.046564 | 0 | 4.8602e-05 | 0.0043524 | 0.077325 | 0.30315 | 0.43069 | 0.4487 | 0.42203 | 0.20547 | 0.10877 | 0.022726 | 8.1186e-05 | 0 | 0 | 0.00060031 | 0.024696 | 0.34611 | 1.359 | 1.8944 | 1.9692 | 1.8507 | 0.9067 | 0.47987 | 0.12787 | 0.0011266 | 0.71992
RetroEven20 | Retro | Irrigation Hardware | Agriculture | Irrigation | 0.0025743 | 0.0019764 | 22.8655 | -2.2896 | Pivot and Linear_Base boot gasket | Washington | 0.034986 | 0.034314 | 0.033893 | 0.033397 | 0.032841 | 0.032357 | 0.03181 | 0.031276 | 0.030882 | 0.030483 | 0.030096 | 0.029714 | 0.029518 | 0.029343 | 0.029293 | 0.029243 | 0.029193 | 0.029143 | 0.029093 | 0.029044 | 0.58087 | 0 | 0.00010118 | 0.0090608 | 0.16097 | 0.6311 | 0.89662 | 0.9341 | 0.87858 | 0.42776 | 0.22644 | 0.04731 | 0.00016901 | 0 | 0 | 0.0012497 | 0.051411 | 0.72053 | 2.8292 | 3.9437 | 4.0994 | 3.8527 | 1.8876 | 0.999 | 0.2662 | 0.0023454 | 2.8869
RetroEven20 | Retro | Irrigation Hardware | Agriculture | Irrigation | 7.8659e-05 | 6.0389e-05 | 0.69867 | 532.4354 | Pivot and Linear_Tower gasket | Washington | 0.001069 | 0.0010485 | 0.0010356 | 0.0010205 | 0.0010035 | 0.00098867 | 0.00097198 | 0.00095566 | 0.00094363 | 0.00093144 | 0.0009196 | 0.00090791 | 0.00090195 | 0.00089658 | 0.00089505 | 0.00089352 | 0.000892 | 0.00089048 | 0.00088896 | 0.00088744 | 0.017749 | 0 | 3.0916e-06 | 0.00027686 | 0.0049187 | 0.019284 | 0.027397 | 0.028542 | 0.026845 | 0.01307 | 0.0069189 | 0.0014456 | 5.1643e-06 | 0 | 0 | 3.8186e-05 | 0.0015709 | 0.022016 | 0.086448 | 0.1205 | 0.12526 | 0.11772 | 0.057676 | 0.030525 | 0.008134 | 7.1665e-05 | 0.58871
RetroEven20 | Retro | Irrigation Hardware | Agriculture | Irrigation | 0.007042 | 0.0054063 | 62.5485 | -9.1146 | Wheel and Hand_Nozzle replacement | Washington | 0.015971 | 0.015665 | 0.015472 | 0.015246 | 0.014992 | 0.014771 | 0.014522 | 0.014278 | 0.014098 | 0.013916 | 0.013739 | 0.013564 | 0.013475 | 0.013395 | 0.013372 | 0.013349 | 0.013327 | 0.013304 | 0.013281 | 0.013259 | 0.26517 | 0 | 0.00027678 | 0.024786 | 0.44034 | 1.7264 | 2.4527 | 2.5552 | 2.4033 | 1.1701 | 0.61942 | 0.12942 | 0.00046233 | 0 | 0 | 0.0034186 | 0.14064 | 1.971 | 7.7393 | 10.7879 | 11.2139 | 10.539 | 5.1634 | 2.7328 | 0.7282 | 0.0064158 | 2.7538
RetroEven20 | Retro | Irrigation Hardware | Agriculture | Irrigation | 0.0041495 | 0.0031857 | 36.857 | 10.3764 | Pivot and Linear_Sprinkler package replacement, high pressure | Washington | 0.016306 | 0.015993 | 0.015797 | 0.015566 | 0.015307 | 0.015081 | 0.014826 | 0.014577 | 0.014394 | 0.014208 | 0.014027 | 0.013849 | 0.013758 | 0.013676 | 0.013653 | 0.013629 | 0.013606 | 0.013583 | 0.01356 | 0.013537 | 0.27073 | 0 | 0.00016309 | 0.014605 | 0.25948 | 1.0173 | 1.4453 | 1.5057 | 1.4162 | 0.6895 | 0.365 | 0.07626 | 0.00027243 | 0 | 0 | 0.0020144 | 0.08287 | 1.1614 | 4.5604 | 6.3568 | 6.6079 | 6.2102 | 3.0426 | 1.6103 | 0.42909 | 0.0037806 | 1.3124
RetroEven20 | Retro | Irrigation Hardware | Agriculture | Irrigation | 0.0041495 | 0.0031857 | 36.857 | 60.6603 | Pivot and Linear_Sprinkler package replacement, MESA | Washington | 0.075913 | 0.074455 | 0.073541 | 0.072465 | 0.071259 | 0.070208 | 0.069023 | 0.067863 | 0.067009 | 0.066144 | 0.065303 | 0.064473 | 0.064049 | 0.063668 | 0.063559 | 0.063451 | 0.063343 | 0.063235 | 0.063127 | 0.063019 | 1.2604 | 0 | 0.00016309 | 0.014605 | 0.25948 | 1.0173 | 1.4453 | 1.5057 | 1.4162 | 0.6895 | 0.365 | 0.07626 | 0.00027243 | 0 | 0 | 0.0020144 | 0.08287 | 1.1614 | 4.5604 | 6.3568 | 6.6079 | 6.2102 | 3.0426 | 1.6103 | 0.42909 | 0.0037806 | 0.8258
RetroEven20 | Retro | Irrigation Hardware | Agriculture | Irrigation | 0.0041495 | 0.0031857 | 36.857 | 91.2749 | Pivot and Linear_Sprinkler package replacement, LESA/LEPA/MDI | Washington | 0.052842 | 0.051828 | 0.051191 | 0.050442 | 0.049603 | 0.048871 | 0.048046 | 0.047239 | 0.046644 | 0.046042 | 0.045456 | 0.044879 | 0.044584 | 0.044319 | 0.044243 | 0.044168 | 0.044092 | 0.044017 | 0.043942 | 0.043867 | 0.87734 | 0 | 0.00016309 | 0.014605 | 0.25948 | 1.0173 | 1.4453 | 1.5057 | 1.4162 | 0.6895 | 0.365 | 0.07626 | 0.00027243 | 0 | 0 | 0.0020144 | 0.08287 | 1.1614 | 4.5604 | 6.3568 | 6.6079 | 6.2102 | 3.0426 | 1.6103 | 0.42909 | 0.0037806 | 0.74598
Retro5Med | Retro | Irrigation Hardware | Agriculture | Irrigation | 0.0060071 | 0.0046118 | 53.3567 | 57.924 | Pivot and Linear_Upgrade from high pressure to MESA | Washington | 0.020301 | 0.024448 | 0.02955 | 0.033801 | 0.037913 | 0.04367 | 0.047099 | 0.047306 | 0.04402 | 0.03735 | 0.028535 | 0.018645 | 0.010755 | 0.0051476 | 0.0021741 | 0.00078924 | 0.0002461 | 5.3547e-05 | 8.7867e-06 | 1.0529e-06 | 0.39193 | 0 | 0.0002361 | 0.021143 | 0.37563 | 1.4727 | 2.0923 | 2.1797 | 2.0502 | 0.99817 | 0.52839 | 0.1104 | 0.00039439 | 0 | 0 | 0.0029162 | 0.11997 | 1.6814 | 6.602 | 9.2026 | 9.566 | 8.9902 | 4.4046 | 2.3312 | 0.62118 | 0.005473 | 0.64611
Retro1Slow | Retro | Irrigation Hardware | Agriculture | Irrigation | 0.010212 | 0.0078401 | 90.7064 | 37.3015 | Pivot and Linear_Upgrade from MESA to LESA/LEPA/MDI | Washington | 0.0038553 | 0.0076137 | 0.013471 | 0.021816 | 0.03295 | 0.047134 | 0.063988 | 0.082819 | 0.10259 | 0.12091 | 0.13526 | 0.14308 | 0.14331 | 0.1346 | 0.11825 | 0.097668 | 0.074582 | 0.051558 | 0.032891 | 0.021419 | 1.2407 | 0 | 0.00040137 | 0.035944 | 0.63858 | 2.5036 | 3.5568 | 3.7055 | 3.4853 | 1.6969 | 0.89827 | 0.18768 | 0.00067047 | 0 | 0 | 0.0049576 | 0.20395 | 2.8583 | 11.2234 | 15.6444 | 16.2621 | 15.2834 | 7.4879 | 3.963 | 1.056 | 0.0093041 | 0.88007
RetroEven20 | Retro | Irrigation Hardware | Agriculture | Irrigation | 0.00089773 | 0.00068921 | 7.9739 | 394.077 | Wheel and Hand_Rebuilt or new impact sprinkler | Oregon | 0.0049179 | 0.0048609 | 0.004788 | 0.0047068 | 0.0046269 | 0.0045221 | 0.0044219 | 0.0043611 | 0.0042971 | 0.0042277 | 0.0041588 | 0.0040759 | 0.0040071 | 0.0039549 | 0.0039243 | 0.003894 | 0.0038639 | 0.003834 | 0.0038044 | 0.003775 | 0.0755 | 0 | 3.5284e-05 | 0.0031598 | 0.056136 | 0.22008 | 0.31268 | 0.32575 | 0.30639 | 0.14917 | 0.078966 | 0.016499 | 5.894e-05 | 0 | 0 | 0.00043581 | 0.017929 | 0.25127 | 0.98663 | 1.3753 | 1.4296 | 1.3435 | 0.65825 | 0.34838 | 0.092833 | 0.00081791 | 0.5897
RetroEven20 | Retro | Irrigation Hardware | Agriculture | Irrigation | 0.0043984 | 0.0033768 | 39.0675 | -0.38594 | Wheel and Hand_Gaskets | Oregon | 0.024095 | 0.023816 | 0.023459 | 0.023061 | 0.022669 | 0.022156 | 0.021665 | 0.021367 | 0.021053 | 0.020713 | 0.020376 | 0.01997 | 0.019633 | 0.019377 | 0.019227 | 0.019078 | 0.018931 | 0.018785 | 0.01864 | 0.018496 | 0.36991 | 0 | 0.00017287 | 0.015481 | 0.27504 | 1.0783 | 1.5319 | 1.596 | 1.5011 | 0.73085 | 0.38689 | 0.080833 | 0.00028877 | 0 | 0 | 0.0021352 | 0.08784 | 1.2311 | 4.8339 | 6.7381 | 7.0041 | 6.5826 | 3.2251 | 1.7069 | 0.45483 | 0.0040073 | 1.7422
RetroEven20 | Retro | Irrigation Hardware | Agriculture | Irrigation | 0.0028597 | 0.0021955 | 25.4007 | 22.8837 | Wheel and Hand_Drains | Oregon | 0.015666 | 0.015484 | 0.015252 | 0.014994 | 0.014739 | 0.014405 | 0.014086 | 0.013892 | 0.013688 | 0.013467 | 0.013248 | 0.012984 | 0.012765 | 0.012598 | 0.012501 | 0.012404 | 0.012308 | 0.012213 | 0.012119 | 0.012025 | 0.24051 | 0 | 0.0001124 | 0.010065 | 0.17882 | 0.70108 | 0.99603 | 1.0377 | 0.97599 | 0.47518 | 0.25154 | 0.052556 | 0.00018775 | 0 | 0 | 0.0013883 | 0.057112 | 0.80042 | 3.1429 | 4.3809 | 4.5539 | 4.2798 | 2.0968 | 1.1098 | 0.29572 | 0.0026054 | 1.0827
RetroEven20 | Retro | Irrigation Hardware | Agriculture | Irrigation | 0.012645 | 0.0097078 | 112.3144 | -0.40646 | Wheel and Hand_Cut and press repair | Oregon | 0.06927 | 0.068467 | 0.067441 | 0.066297 | 0.065172 | 0.063695 | 0.062284 | 0.061428 | 0.060526 | 0.059548 | 0.058579 | 0.05741 | 0.056441 | 0.055706 | 0.055275 | 0.054848 | 0.054424 | 0.054004 | 0.053586 | 0.053172 | 1.0634 | 0 | 0.00049699 | 0.044506 | 0.7907 | 3.1 | 4.4041 | 4.5883 | 4.3155 | 2.1011 | 1.1123 | 0.23239 | 0.00083018 | 0 | 0 | 0.0061386 | 0.25253 | 3.5392 | 13.897 | 19.3712 | 20.1361 | 18.9242 | 9.2716 | 4.907 | 1.3076 | 0.01152 | 1.7258
RetroEven20 | Retro | Irrigation Hardware | Agriculture | Irrigation | 0.014472 | 0.011111 | 128.5467 | -6.2237 | Wheel and Hand_Hub gasket | Oregon | 0.01982 | 0.019591 | 0.019297 | 0.01897 | 0.018648 | 0.018225 | 0.017822 | 0.017576 | 0.017318 | 0.017039 | 0.016761 | 0.016427 | 0.01615 | 0.015939 | 0.015816 | 0.015694 | 0.015572 | 0.015452 | 0.015333 | 0.015214 | 0.30429 | 0 | 0.00056882 | 0.050938 | 0.90498 | 3.548 | 5.0407 | 5.2514 | 4.9392 | 2.4048 | 1.273 | 0.26597 | 0.00095017 | 0 | 0 | 0.0070258 | 0.28903 | 4.0507 | 15.9055 | 22.1709 | 23.0463 | 21.6593 | 10.6116 | 5.6162 | 1.4966 | 0.013185 | 2.2147
RetroEven20 | Retro | Irrigation Hardware | Agriculture | Irrigation | 0.0012366 | 0.00094935 | 10.9836 | 107.0453 | Wheel and Hand_Levelers | Oregon | 0.0067741 | 0.0066956 | 0.0065953 | 0.0064834 | 0.0063734 | 0.0062289 | 0.006091 | 0.0060072 | 0.005919 | 0.0058234 | 0.0057286 | 0.0056143 | 0.0055196 | 0.0054476 | 0.0054055 | 0.0053637 | 0.0053223 | 0.0052812 | 0.0052404 | 0.0051999 | 0.104 | 0 | 4.8602e-05 | 0.0043524 | 0.077325 | 0.30315 | 0.43069 | 0.4487 | 0.42203 | 0.20547 | 0.10877 | 0.022726 | 8.1186e-05 | 0 | 0 | 0.00060031 | 0.024696 | 0.34611 | 1.359 | 1.8944 | 1.9692 | 1.8507 | 0.9067 | 0.47987 | 0.12787 | 0.0011266 | 0.71992
RetroEven20 | Retro | Irrigation Hardware | Agriculture | Irrigation | 0.0025743 | 0.0019764 | 22.8655 | -2.2896 | Pivot and Linear_Base boot gasket | Oregon | 0.016034 | 0.015848 | 0.015611 | 0.015346 | 0.015086 | 0.014744 | 0.014417 | 0.014219 | 0.01401 | 0.013784 | 0.013559 | 0.013289 | 0.013065 | 0.012894 | 0.012795 | 0.012696 | 0.012598 | 0.0125 | 0.012404 | 0.012308 | 0.24616 | 0 | 0.00010118 | 0.0090608 | 0.16097 | 0.6311 | 0.89662 | 0.9341 | 0.87858 | 0.42776 | 0.22644 | 0.04731 | 0.00016901 | 0 | 0 | 0.0012497 | 0.051411 | 0.72053 | 2.8292 | 3.9437 | 4.0994 | 3.8527 | 1.8876 | 0.999 | 0.2662 | 0.0023454 | 2.8869
RetroEven20 | Retro | Irrigation Hardware | Agriculture | Irrigation | 7.8659e-05 | 6.0389e-05 | 0.69867 | 532.4354 | Pivot and Linear_Tower gasket | Oregon | 0.00048993 | 0.00048425 | 0.000477 | 0.00046891 | 0.00046095 | 0.0004505 | 0.00044052 | 0.00043446 | 0.00042809 | 0.00042117 | 0.00041431 | 0.00040605 | 0.0003992 | 0.00039399 | 0.00039095 | 0.00038793 | 0.00038493 | 0.00038196 | 0.00037901 | 0.00037608 | 0.0075215 | 0 | 3.0916e-06 | 0.00027686 | 0.0049187 | 0.019284 | 0.027397 | 0.028542 | 0.026845 | 0.01307 | 0.0069189 | 0.0014456 | 5.1643e-06 | 0 | 0 | 3.8186e-05 | 0.0015709 | 0.022016 | 0.086448 | 0.1205 | 0.12526 | 0.11772 | 0.057676 | 0.030525 | 0.008134 | 7.1665e-05 | 0.58871
RetroEven20 | Retro | Irrigation Hardware | Agriculture | Irrigation | 0.007042 | 0.0054063 | 62.5485 | -9.1146 | Wheel and Hand_Nozzle replacement | Oregon | 0.038577 | 0.03813 | 0.037558 | 0.036921 | 0.036295 | 0.035472 | 0.034687 | 0.034209 | 0.033707 | 0.033163 | 0.032623 | 0.031972 | 0.031433 | 0.031023 | 0.030783 | 0.030545 | 0.030309 | 0.030075 | 0.029843 | 0.029612 | 0.59224 | 0 | 0.00027678 | 0.024786 | 0.44034 | 1.7264 | 2.4527 | 2.5552 | 2.4033 | 1.1701 | 0.61942 | 0.12942 | 0.00046233 | 0 | 0 | 0.0034186 | 0.14064 | 1.971 | 7.7393 | 10.7879 | 11.2139 | 10.539 | 5.1634 | 2.7328 | 0.7282 | 0.0064158 | 2.7538
RetroEven20 | Retro | Irrigation Hardware | Agriculture | Irrigation | 0.0041495 | 0.0031857 | 36.857 | 10.3764 | Pivot and Linear_Sprinkler package replacement, high pressure | Oregon | 0.0046302 | 0.0045766 | 0.004508 | 0.0044316 | 0.0043563 | 0.0042576 | 0.0041633 | 0.0041061 | 0.0040458 | 0.0039804 | 0.0039156 | 0.0038375 | 0.0037728 | 0.0037236 | 0.0036948 | 0.0036663 | 0.0036379 | 0.0036098 | 0.0035819 | 0.0035542 | 0.071085 | 0 | 0.00016309 | 0.014605 | 0.25948 | 1.0173 | 1.4453 | 1.5057 | 1.4162 | 0.6895 | 0.365 | 0.07626 | 0.00027243 | 0 | 0 | 0.0020144 | 0.08287 | 1.1614 | 4.5604 | 6.3568 | 6.6079 | 6.2102 | 3.0426 | 1.6103 | 0.42909 | 0.0037806 | 1.3124
RetroEven20 | Retro | Irrigation Hardware | Agriculture | Irrigation | 0.0041495 | 0.0031857 | 36.857 | 60.6603 | Pivot and Linear_Sprinkler package replacement, MESA | Oregon | 0.025635 | 0.025338 | 0.024958 | 0.024535 | 0.024118 | 0.023572 | 0.02305 | 0.022732 | 0.022399 | 0.022037 | 0.021678 | 0.021246 | 0.020887 | 0.020615 | 0.020456 | 0.020298 | 0.020141 | 0.019985 | 0.019831 | 0.019678 | 0.39355 | 0 | 0.00016309 | 0.014605 | 0.25948 | 1.0173 | 1.4453 | 1.5057 | 1.4162 | 0.6895 | 0.365 | 0.07626 | 0.00027243 | 0 | 0 | 0.0020144 | 0.08287 | 1.1614 | 4.5604 | 6.3568 | 6.6079 | 6.2102 | 3.0426 | 1.6103 | 0.42909 | 0.0037806 | 0.8258
RetroEven20 | Retro | Irrigation Hardware | Agriculture | Irrigation | 0.0041495 | 0.0031857 | 36.857 | 91.2749 | Pivot and Linear_Sprinkler package replacement, LESA/LEPA/MDI | Oregon | 0.035506 | 0.035095 | 0.034569 | 0.033983 | 0.033406 | 0.032649 | 0.031926 | 0.031486 | 0.031024 | 0.030523 | 0.030026 | 0.029427 | 0.028931 | 0.028553 | 0.028333 | 0.028114 | 0.027897 | 0.027681 | 0.027467 | 0.027255 | 0.5451 | 0 | 0.00016309 | 0.014605 | 0.25948 | 1.0173 | 1.4453 | 1.5057 | 1.4162 | 0.6895 | 0.365 | 0.07626 | 0.00027243 | 0 | 0 | 0.0020144 | 0.08287 | 1.1614 | 4.5604 | 6.3568 | 6.6079 | 6.2102 | 3.0426 | 1.6103 | 0.42909 | 0.0037806 | 0.74598
Retro5Med | Retro | Irrigation Hardware | Agriculture | Irrigation | 0.0060071 | 0.0046118 | 53.3567 | 57.924 | Pivot and Linear_Upgrade from high pressure to MESA | Oregon | 0.0057646 | 0.006996 | 0.0084328 | 0.0096232 | 0.01079 | 0.012329 | 0.013226 | 0.013325 | 0.012373 | 0.010464 | 0.0079655 | 0.0051666 | 0.0029493 | 0.0014015 | 0.00058837 | 0.0002123 | 6.5801e-05 | 1.4231e-05 | 2.3211e-06 | 2.7645e-07 | 0.10291 | 0 | 0.0002361 | 0.021143 | 0.37563 | 1.4727 | 2.0923 | 2.1797 | 2.0502 | 0.99817 | 0.52839 | 0.1104 | 0.00039439 | 0 | 0 | 0.0029162 | 0.11997 | 1.6814 | 6.602 | 9.2026 | 9.566 | 8.9902 | 4.4046 | 2.3312 | 0.62118 | 0.005473 | 0.64611
Retro1Slow | Retro | Irrigation Hardware | Agriculture | Irrigation | 0.010212 | 0.0078401 | 90.7064 | 37.3015 | Pivot and Linear_Upgrade from MESA to LESA/LEPA/MDI | Oregon | 0.0013007 | 0.0025855 | 0.0045559 | 0.0073492 | 0.011076 | 0.015689 | 0.021142 | 0.027381 | 0.033781 | 0.039622 | 0.044118 | 0.046313 | 0.045933 | 0.042855 | 0.037443 | 0.030759 | 0.023363 | 0.016064 | 0.010193 | 0.0066025 | 0.38742 | 0 | 0.00040137 | 0.035944 | 0.63858 | 2.5036 | 3.5568 | 3.7055 | 3.4853 | 1.6969 | 0.89827 | 0.18768 | 0.00067047 | 0 | 0 | 0.0049576 | 0.20395 | 2.8583 | 11.2234 | 15.6444 | 16.2621 | 15.2834 | 7.4879 | 3.963 | 1.056 | 0.0093041 | 0.88007
RetroEven20 | Retro | Irrigation Hardware | Agriculture | Irrigation | 0.0002999 | 0.00023024 | 2.6638 | 1218.806 | Wheel and Hand_Rebuilt or new impact sprinkler | Montana | 0.00018342 | 0.00018862 | 0.00019362 | 0.0001983 | 0.00020359 | 0.00020704 | 0.00020988 | 0.00021319 | 0.00021558 | 0.0002206 | 0.00022413 | 0.0002275 | 0.00023136 | 0.00023501 | 0.00023974 | 0.00024456 | 0.00024948 | 0.0002545 | 0.00025962 | 0.00026484 | 0.0052968 | 0 | 1.1787e-05 | 0.0010556 | 0.018753 | 0.073523 | 0.10446 | 0.10882 | 0.10235 | 0.049833 | 0.02638 | 0.0055116 | 1.969e-05 | 0 | 0 | 0.00014559 | 0.0059894 | 0.083941 | 0.3296 | 0.45944 | 0.47758 | 0.44883 | 0.2199 | 0.11638 | 0.031012 | 0.00027324 | 0.55204
RetroEven20 | Retro | Irrigation Hardware | Agriculture | Irrigation | 0.0014694 | 0.0011281 | 13.0512 | 38.0194 | Wheel and Hand_Gaskets | Montana | 0.00089866 | 0.00092412 | 0.00094864 | 0.00097155 | 0.00099749 | 0.0010144 | 0.0010283 | 0.0010445 | 0.0010562 | 0.0010808 | 0.0010981 | 0.0011146 | 0.0011335 | 0.0011514 | 0.0011746 | 0.0011982 | 0.0012223 | 0.0012469 | 0.001272 | 0.0012976 | 0.025951 | 0 | 5.7751e-05 | 0.0051717 | 0.091881 | 0.36022 | 0.51177 | 0.53317 | 0.50148 | 0.24416 | 0.12925 | 0.027004 | 9.6469e-05 | 0 | 0 | 0.00071332 | 0.029345 | 0.41126 | 1.6149 | 2.251 | 2.3399 | 2.199 | 1.0774 | 0.57021 | 0.15194 | 0.0013387 | 0.93934
RetroEven20 | Retro | Irrigation Hardware | Agriculture | Irrigation | 0.00095534 | 0.00073344 | 8.4856 | 107.6748 | Wheel and Hand_Drains | Montana | 0.00058429 | 0.00060084 | 0.00061678 | 0.00063168 | 0.00064854 | 0.00065952 | 0.00066856 | 0.00067913 | 0.00068674 | 0.00070273 | 0.00071396 | 0.00072469 | 0.00073698 | 0.00074862 | 0.00076368 | 0.00077904 | 0.00079471 | 0.0008107 | 0.00082701 | 0.00084364 | 0.016873 | 0 | 3.7548e-05 | 0.0033625 | 0.059739 | 0.23421 | 0.33274 | 0.34665 | 0.32605 | 0.15874 | 0.084033 | 0.017557 | 6.2722e-05 | 0 | 0 | 0.00046378 | 0.019079 | 0.26739 | 1.0499 | 1.4635 | 1.5213 | 1.4298 | 0.70049 | 0.37074 | 0.09879 | 0.00087039 | 0.71901
RetroEven20 | Retro | Irrigation Hardware | Agriculture | Irrigation | 0.0042242 | 0.0032431 | 37.5206 | 37.9579 | Wheel and Hand_Cut and press repair | Montana | 0.0025835 | 0.0026567 | 0.0027272 | 0.0027931 | 0.0028677 | 0.0029162 | 0.0029562 | 0.0030029 | 0.0030365 | 0.0031073 | 0.0031569 | 0.0032044 | 0.0032587 | 0.0033102 | 0.0033768 | 0.0034447 | 0.003514 | 0.0035847 | 0.0036568 | 0.0037303 | 0.074606 | 0 | 0.00016603 | 0.014868 | 0.26415 | 1.0356 | 1.4713 | 1.5328 | 1.4417 | 0.70192 | 0.37157 | 0.077633 | 0.00027734 | 0 | 0 | 0.0020507 | 0.084362 | 1.1823 | 4.6425 | 6.4713 | 6.7268 | 6.322 | 3.0974 | 1.6393 | 0.43682 | 0.0038486 | 0.94121
RetroEven20 | Retro | Irrigation Hardware | Agriculture | Irrigation | 0.0048347 | 0.0037118 | 42.9433 | 20.5446 | Wheel and Hand_Hub gasket | Montana | 0.00073923 | 0.00076018 | 0.00078034 | 0.00079919 | 0.00082053 | 0.00083441 | 0.00084585 | 0.00085922 | 0.00086885 | 0.00088908 | 0.00090329 | 0.00091687 | 0.00093242 | 0.00094715 | 0.0009662 | 0.00098564 | 0.0010055 | 0.0010257 | 0.0010463 | 0.0010674 | 0.021347 | 0 | 0.00019002 | 0.017017 | 0.30232 | 1.1853 | 1.6839 | 1.7543 | 1.65 | 0.80336 | 0.42527 | 0.088853 | 0.00031742 | 0 | 0 | 0.0023471 | 0.096555 | 1.3532 | 5.3135 | 7.4066 | 7.699 | 7.2357 | 3.545 | 1.8762 | 0.49995 | 0.0044048 | 1.1098
RetroEven20 | Retro | Irrigation Hardware | Agriculture | Irrigation | 0.0004131 | 0.00031715 | 3.6693 | 359.6044 | Wheel and Hand_Levelers | Montana | 0.00025265 | 0.00025981 | 0.0002667 | 0.00027315 | 0.00028044 | 0.00028518 | 0.00028909 | 0.00029366 | 0.00029695 | 0.00030387 | 0.00030872 | 0.00031336 | 0.00031868 | 0.00032371 | 0.00033022 | 0.00033687 | 0.00034364 | 0.00035056 | 0.00035761 | 0.0003648 | 0.007296 | 0 | 1.6236e-05 | 0.001454 | 0.025832 | 0.10127 | 0.14388 | 0.1499 | 0.14099 | 0.068643 | 0.036337 | 0.0075919 | 2.7122e-05 | 0 | 0 | 0.00020054 | 0.0082501 | 0.11562 | 0.45401 | 0.63285 | 0.65784 | 0.61824 | 0.3029 | 0.16031 | 0.042718 | 0.00037637 | 0.59783
RetroEven20 | Retro | Irrigation Hardware | Agriculture | Irrigation | 0.00085999 | 0.00066024 | 7.6386 | 32.3209 | Pivot and Linear_Base boot gasket | Montana | 0.0015828 | 0.0016276 | 0.0016708 | 0.0017111 | 0.0017568 | 0.0017865 | 0.001811 | 0.0018397 | 0.0018603 | 0.0019036 | 0.001934 | 0.0019631 | 0.0019964 | 0.0020279 | 0.0020687 | 0.0021103 | 0.0021528 | 0.0021961 | 0.0022403 | 0.0022853 | 0.045706 | 0 | 3.3801e-05 | 0.0030269 | 0.053776 | 0.21083 | 0.29953 | 0.31205 | 0.2935 | 0.1429 | 0.075646 | 0.015805 | 5.6462e-05 | 0 | 0 | 0.00041749 | 0.017175 | 0.24071 | 0.94515 | 1.3175 | 1.3695 | 1.2871 | 0.63058 | 0.33373 | 0.08893 | 0.00078352 | 0.96441
RetroEven20 | Retro | Irrigation Hardware | Agriculture | Irrigation | 2.6277e-05 | 2.0174e-05 | 0.2334 | 1632.9684 | Pivot and Linear_Tower gasket | Montana | 4.8362e-05 | 4.9733e-05 | 5.1052e-05 | 5.2285e-05 | 5.368e-05 | 5.4589e-05 | 5.5337e-05 | 5.6212e-05 | 5.6842e-05 | 5.8166e-05 | 5.9095e-05 | 5.9983e-05 | 6.1001e-05 | 6.1965e-05 | 6.3211e-05 | 6.4482e-05 | 6.5779e-05 | 6.7102e-05 | 6.8452e-05 | 6.9829e-05 | 0.0013966 | 0 | 1.0328e-06 | 9.2489e-05 | 0.0016432 | 0.0064421 | 0.0091523 | 0.009535 | 0.0089682 | 0.0043664 | 0.0023114 | 0.00048293 | 1.7252e-06 | 0 | 0 | 1.2757e-05 | 0.00052479 | 0.0073549 | 0.02888 | 0.040256 | 0.041845 | 0.039327 | 0.019268 | 0.010197 | 0.0027173 | 2.3941e-05 | 0.56136
RetroEven20 | Retro | Irrigation Hardware | Agriculture | Irrigation | 0.0023525 | 0.0018061 | 20.8954 | 11.891 | Wheel and Hand_Nozzle replacement | Montana | 0.0014388 | 0.0014796 | 0.0015188 | 0.0015555 | 0.001597 | 0.001624 | 0.0016463 | 0.0016723 | 0.0016911 | 0.0017304 | 0.0017581 | 0.0017845 | 0.0018148 | 0.0018435 | 0.0018805 | 0.0019184 | 0.001957 | 0.0019963 | 0.0020365 | 0.0020774 | 0.041549 | 0 | 9.2462e-05 | 0.0082801 | 0.14711 | 0.57673 | 0.81937 | 0.85362 | 0.80288 | 0.3909 | 0.20693 | 0.043234 | 0.00015445 | 0 | 0 | 0.001142 | 0.046982 | 0.65845 | 2.5855 | 3.6039 | 3.7462 | 3.5207 | 1.7249 | 0.91293 | 0.24327 | 0.0021433 | 1.275
RetroEven20 | Retro | Irrigation Hardware | Agriculture | Irrigation | 0.0013862 | 0.0010642 | 12.3127 | 70.2355 | Pivot and Linear_Sprinkler package replacement, high pressure | Montana | 0.00092763 | 0.00095392 | 0.00097922 | 0.0010029 | 0.0010296 | 0.0010471 | 0.0010614 | 0.0010782 | 0.0010903 | 0.0011157 | 0.0011335 | 0.0011505 | 0.0011701 | 0.0011885 | 0.0012124 | 0.0012368 | 0.0012617 | 0.0012871 | 0.001313 | 0.0013394 | 0.026788 | 0 | 5.4484e-05 | 0.0048791 | 0.086682 | 0.33984 | 0.48282 | 0.503 | 0.4731 | 0.23034 | 0.12193 | 0.025476 | 9.1011e-05 | 0 | 0 | 0.00067296 | 0.027684 | 0.38799 | 1.5235 | 2.1236 | 2.2075 | 2.0746 | 1.0164 | 0.53795 | 0.14335 | 0.001263 | 0.79347
RetroEven20 | Retro | Irrigation Hardware | Agriculture | Irrigation | 0.0013862 | 0.0010642 | 12.3127 | 220.7553 | Pivot and Linear_Sprinkler package replacement, MESA | Montana | 0.0033459 | 0.0034407 | 0.003532 | 0.0036173 | 0.0037139 | 0.0037767 | 0.0038285 | 0.003889 | 0.0039326 | 0.0040242 | 0.0040885 | 0.0041499 | 0.0042203 | 0.004287 | 0.0043732 | 0.0044612 | 0.0045509 | 0.0046425 | 0.0047358 | 0.0048311 | 0.096622 | 0 | 5.4484e-05 | 0.0048791 | 0.086682 | 0.33984 | 0.48282 | 0.503 | 0.4731 | 0.23034 | 0.12193 | 0.025476 | 9.1011e-05 | 0 | 0 | 0.00067296 | 0.027684 | 0.38799 | 1.5235 | 2.1236 | 2.2075 | 2.0746 | 1.0164 | 0.53795 | 0.14335 | 0.001263 | 0.6332
RetroEven20 | Retro | Irrigation Hardware | Agriculture | Irrigation | 0.0013862 | 0.0010642 | 12.3127 | 312.3971 | Pivot and Linear_Sprinkler package replacement, LESA/LEPA/MDI | Montana | 0.0023365 | 0.0024027 | 0.0024664 | 0.002526 | 0.0025935 | 0.0026373 | 0.0026735 | 0.0027158 | 0.0027462 | 0.0028101 | 0.002855 | 0.002898 | 0.0029471 | 0.0029937 | 0.0030539 | 0.0031153 | 0.003178 | 0.0032419 | 0.0033071 | 0.0033736 | 0.067473 | 0 | 5.4484e-05 | 0.0048791 | 0.086682 | 0.33984 | 0.48282 | 0.503 | 0.4731 | 0.23034 | 0.12193 | 0.025476 | 9.1011e-05 | 0 | 0 | 0.00067296 | 0.027684 | 0.38799 | 1.5235 | 2.1236 | 2.2075 | 2.0746 | 1.0164 | 0.53795 | 0.14335 | 0.001263 | 0.60653
Retro5Med | Retro | Irrigation Hardware | Agriculture | Irrigation | 0.0020068 | 0.0015407 | 17.8248 | 212.5646 | Pivot and Linear_Upgrade from high pressure to MESA | Montana | 0.0011549 | 0.0014582 | 0.0018318 | 0.0021777 | 0.0025503 | 0.0030321 | 0.0033718 | 0.003499 | 0.0033343 | 0.0029329 | 0.0023059 | 0.001549 | 0.00091468 | 0.00044736 | 0.00019307 | 7.1621e-05 | 2.2821e-05 | 5.074e-06 | 8.508e-07 | 1.0418e-07 | 0.03878 | 0 | 7.8874e-05 | 0.0070633 | 0.12549 | 0.49198 | 0.69896 | 0.72818 | 0.68489 | 0.33346 | 0.17652 | 0.036881 | 0.00013175 | 0 | 0 | 0.00097422 | 0.040078 | 0.56169 | 2.2055 | 3.0743 | 3.1957 | 3.0034 | 1.4714 | 0.77877 | 0.20752 | 0.0018283 | 0.21585
Retro1Slow | Retro | Irrigation Hardware | Agriculture | Irrigation | 0.0034115 | 0.0026191 | 30.3021 | 150.8331 | Pivot and Linear_Upgrade from MESA to LESA/LEPA/MDI | Montana | 0.00017021 | 0.00035306 | 0.00065045 | 0.0010969 | 0.0017325 | 0.0025634 | 0.0035956 | 0.0048149 | 0.0061168 | 0.0074677 | 0.0085887 | 0.0093226 | 0.0095384 | 0.0091324 | 0.0081759 | 0.0068813 | 0.0053545 | 0.003772 | 0.0024522 | 0.0016274 | 0.095116 | 0 | 0.00013409 | 0.012008 | 0.21333 | 0.83636 | 1.1882 | 1.2379 | 1.1643 | 0.56688 | 0.30008 | 0.062697 | 0.00022398 | 0 | 0 | 0.0016562 | 0.068132 | 0.95487 | 3.7494 | 5.2263 | 5.4327 | 5.1057 | 2.5015 | 1.3239 | 0.35278 | 0.0031082 | 0.294
Retro3Slow | Retro | Irrigation Hardware | Agriculture | Irrigation | 0.034211 | 0.026265 | 303.8692 | 7.7108 | Pivot and Linear_Pressure Reduction_High to Medium | Idaho | 0.02024 | 0.032184 | 0.064831 | 0.11387 | 0.1789 | 0.25017 | 0.31797 | 0.37078 | 0.40018 | 0.40414 | 0.37838 | 0.33179 | 0.274 | 0.21369 | 0.15946 | 0.11305 | 0.076323 | 0.049187 | 0.030321 | 0.020791 | 4.1583 | 0 | 0.0013446 | 0.12041 | 2.1393 | 8.387 | 11.9155 | 12.4137 | 11.6758 | 5.6846 | 3.0092 | 0.62873 | 0.0022461 | 0 | 0 | 0.016608 | 0.68323 | 9.5754 | 37.5986 | 52.4093 | 54.4787 | 51.1999 | 25.0846 | 13.2761 | 3.5377 | 0.031169 | 1.8318
Retro1Slow | Retro | Irrigation Hardware | Agriculture | Irrigation | 0.030743 | 0.023602 | 273.0656 | 2.6758 | Pivot and Linear_Pressure Reduction_Medium to Low | Idaho | 0.011592 | 0.02344 | 0.041919 | 0.068439 | 0.10491 | 0.15009 | 0.20388 | 0.26418 | 0.32747 | 0.38998 | 0.4389 | 0.4679 | 0.47116 | 0.44537 | 0.39657 | 0.33213 | 0.25721 | 0.18034 | 0.11668 | 0.077066 | 5.1377 | 0 | 0.0012083 | 0.10821 | 1.9224 | 7.5368 | 10.7076 | 11.1553 | 10.4922 | 5.1084 | 2.7042 | 0.56499 | 0.0020184 | 0 | 0 | 0.014925 | 0.61397 | 8.6047 | 33.7872 | 47.0965 | 48.9561 | 46.0097 | 22.5418 | 11.9303 | 3.1791 | 0.028009 | 2.2449
Retro1Slow | Retro | Irrigation Hardware | Agriculture | Irrigation | 0.030743 | 0.023602 | 273.0656 | -19.6473 | Pivot and Linear_Pressure Reduction_Medium2 to Low | Idaho | 1.1894e-05 | 6.1579e-05 | 0.00024455 | 0.00078411 | 0.0021114 | 0.004869 | 0.0098131 | 0.017543 | 0.028135 | 0.040844 | 0.053877 | 0.064826 | 0.071326 | 0.071816 | 0.066147 | 0.056464 | 0.044088 | 0.030928 | 0.01992 | 0.013062 | 1.0245 | 0 | 0.0012083 | 0.10821 | 1.9224 | 7.5368 | 10.7076 | 11.1553 | 10.4922 | 5.1084 | 2.7042 | 0.56499 | 0.0020184 | 0 | 0 | 0.014925 | 0.61397 | 8.6047 | 33.7872 | 47.0965 | 48.9561 | 46.0097 | 22.5418 | 11.9303 | 3.1791 | 0.028009 | 10332.3244
Retro1Slow | Retro | Irrigation Hardware | Agriculture | Irrigation | 0.016268 | 0.012489 | 144.4971 | 139.621 | Wheel-Line_Conversion to Low Pressure System (Alfalfa) | Idaho | 0.0004831 | 0.00097686 | 0.0017469 | 0.0028521 | 0.0043722 | 0.0062549 | 0.0084967 | 0.01101 | 0.013647 | 0.016252 | 0.018291 | 0.0195 | 0.019635 | 0.018561 | 0.016527 | 0.013841 | 0.010719 | 0.0075155 | 0.0048627 | 0.0032117 | 0.21411 | 0 | 0.0006394 | 0.057259 | 1.0173 | 3.9882 | 5.6661 | 5.903 | 5.5521 | 2.7032 | 1.431 | 0.29897 | 0.0010681 | 0 | 0 | 0.0078975 | 0.32489 | 4.5533 | 17.879 | 24.9219 | 25.9059 | 24.3468 | 11.9284 | 6.3131 | 1.6822 | 0.014822 | 0.3147
Retro1Slow | Retro | Irrigation Hardware | Agriculture | Irrigation | 0.016268 | 0.012489 | 144.4971 | 139.621 | Hand-Line_Conversion to Low Pressure System (Alfalfa) | Idaho | 7.4277e-05 | 0.00015019 | 0.00026859 | 0.00043852 | 0.00067223 | 0.00096169 | 0.0013064 | 0.0016927 | 0.0020982 | 0.0024987 | 0.0028122 | 0.0029981 | 0.003019 | 0.0028537 | 0.002541 | 0.0021281 | 0.0016481 | 0.0011555 | 0.00074764 | 0.00049379 | 0.03292 | 0 | 0.0006394 | 0.057259 | 1.0173 | 3.9882 | 5.6661 | 5.903 | 5.5521 | 2.7032 | 1.431 | 0.29897 | 0.0010681 | 0 | 0 | 0.0078975 | 0.32489 | 4.5533 | 17.879 | 24.9219 | 25.9059 | 24.3468 | 11.9284 | 6.3131 | 1.6822 | 0.014822 | 0.3147
Retro3Slow | Retro | Irrigation Hardware | Agriculture | Irrigation | 0.0067934 | 0.0052154 | 60.3401 | 54.2796 | Pivot and Linear_Pressure Reduction_High to Medium | Montana | 0.00025148 | 0.00040651 | 0.00083459 | 0.0014958 | 0.0023889 | 0.0034011 | 0.004388 | 0.0052003 | 0.0056631 | 0.0057949 | 0.005495 | 0.0048804 | 0.0040874 | 0.0032293 | 0.0024273 | 0.0017333 | 0.0011788 | 0.00076522 | 0.00047516 | 0.00032819 | 0.065638 | 0 | 0.000267 | 0.023911 | 0.4248 | 1.6654 | 2.3661 | 2.465 | 2.3185 | 1.1288 | 0.59755 | 0.12485 | 0.00044601 | 0 | 0 | 0.0032979 | 0.13567 | 1.9014 | 7.4661 | 10.407 | 10.818 | 10.1669 | 4.9811 | 2.6363 | 0.70249 | 0.0061893 | 0.67796
Retro1Slow | Retro | Irrigation Hardware | Agriculture | Irrigation | 0.016183 | 0.012424 | 143.7436 | 6.3159 | Pivot and Linear_Pressure Reduction_Medium to Low | Montana | 0.00040067 | 0.00082362 | 0.0015012 | 0.0025008 | 0.0038972 | 0.0056761 | 0.007827 | 0.010307 | 0.012891 | 0.015555 | 0.017731 | 0.019146 | 0.019552 | 0.018722 | 0.016792 | 0.014166 | 0.011051 | 0.0078045 | 0.0050865 | 0.003384 | 0.2256 | 0 | 0.00063606 | 0.05696 | 1.012 | 3.9674 | 5.6366 | 5.8722 | 5.5232 | 2.6891 | 1.4235 | 0.29742 | 0.0010625 | 0 | 0 | 0.0078564 | 0.3232 | 4.5296 | 17.7858 | 24.7919 | 25.7708 | 24.2198 | 11.8661 | 6.2802 | 1.6735 | 0.014744 | 1.9302
Retro1Slow | Retro | Irrigation Hardware | Agriculture | Irrigation | 0.016183 | 0.012424 | 143.7436 | -19.6429 | Pivot and Linear_Pressure Reduction_Medium2 to Low | Montana | 3.9176e-07 | 2.0489e-06 | 8.2524e-06 | 2.6876e-05 | 7.3405e-05 | 0.00017163 | 0.00035016 | 0.00063322 | 0.0010247 | 0.0014997 | 0.0019926 | 0.0024126 | 0.002669 | 0.0026995 | 0.0024947 | 0.0021347 | 0.0016696 | 0.0011726 | 0.00075582 | 0.00049592 | 0.038896 | 0 | 0.00063606 | 0.05696 | 1.012 | 3.9674 | 5.6366 | 5.8722 | 5.5232 | 2.6891 | 1.4235 | 0.29742 | 0.0010625 | 0 | 0 | 0.0078564 | 0.3232 | 4.5296 | 17.7858 | 24.7919 | 25.7708 | 24.2198 | 11.8661 | 6.2802 | 1.6735 | 0.014744 | 5439.0047
Retro1Slow | Retro | Irrigation Hardware | Agriculture | Irrigation | 0.0091055 | 0.0069906 | 80.8775 | 184.2627 | Wheel-Line_Conversion to Low Pressure System (Alfalfa) | Montana | 8.0772e-05 | 0.00016603 | 0.00030262 | 0.00050414 | 0.00078565 | 0.0011443 | 0.0015778 | 0.0020778 | 0.0025987 | 0.0031358 | 0.0035744 | 0.0038596 | 0.0039415 | 0.0037742 | 0.0033851 | 0.0028558 | 0.0022277 | 0.0015733 | 0.0010254 | 0.00068218 | 0.045479 | 0 | 0.00035788 | 0.032049 | 0.56938 | 2.2323 | 3.1714 | 3.304 | 3.1076 | 1.513 | 0.80093 | 0.16734 | 0.00059782 | 0 | 0 | 0.0044204 | 0.18185 | 2.5486 | 10.0072 | 13.9492 | 14.5 | 13.6273 | 6.6765 | 3.5336 | 0.94158 | 0.0082959 | 0.2458
Retro1Slow | Retro | Irrigation Hardware | Agriculture | Irrigation | 0.0091055 | 0.0069906 | 80.8775 | 184.2627 | Hand-Line_Conversion to Low Pressure System (Alfalfa) | Montana | 1.2376e-05 | 2.5439e-05 | 4.6367e-05 | 7.7244e-05 | 0.00012038 | 0.00017532 | 0.00024176 | 0.00031835 | 0.00039816 | 0.00048046 | 0.00054766 | 0.00059136 | 0.00060391 | 0.00057828 | 0.00051866 | 0.00043756 | 0.00034133 | 0.00024106 | 0.00015711 | 0.00010452 | 0.0069682 | 0 | 0.00035788 | 0.032049 | 0.56938 | 2.2323 | 3.1714 | 3.304 | 3.1076 | 1.513 | 0.80093 | 0.16734 | 0.00059782 | 0 | 0 | 0.0044204 | 0.18185 | 2.5486 | 10.0072 | 13.9492 | 14.5 | 13.6273 | 6.6765 | 3.5336 | 0.94158 | 0.0082959 | 0.2458
Retro3Slow | Retro | Irrigation Hardware | Agriculture | Irrigation | 0.026506 | 0.020349 | 235.4314 | 7.0221 | Pivot and Linear_Pressure Reduction_High to Medium | Oregon | 0.0016362 | 0.0025421 | 0.0050081 | 0.0086155 | 0.013174 | 0.018026 | 0.022434 | 0.025813 | 0.027391 | 0.026949 | 0.024742 | 0.021218 | 0.017179 | 0.013187 | 0.0096416 | 0.006697 | 0.0044302 | 0.0027974 | 0.0016896 | 0.0011352 | 0.22703 | 0 | 0.0010418 | 0.093293 | 1.6575 | 6.4981 | 9.2319 | 9.6179 | 9.0462 | 4.4043 | 2.3315 | 0.48712 | 0.0017402 | 0 | 0 | 0.012868 | 0.52935 | 7.4188 | 29.1306 | 40.6056 | 42.2089 | 39.6686 | 19.4351 | 10.2861 | 2.7409 | 0.024149 | 1.8791
Retro1Slow | Retro | Irrigation Hardware | Agriculture | Irrigation | 0.025653 | 0.019694 | 227.8541 | -0.60026 | Pivot and Linear_Pressure Reduction_Medium to Low | Oregon | 0.0016256 | 0.0032118 | 0.0056172 | 0.0089822 | 0.013402 | 0.01876 | 0.024954 | 0.031904 | 0.03888 | 0.045109 | 0.049785 | 0.051905 | 0.051242 | 0.047675 | 0.041593 | 0.034131 | 0.025899 | 0.017791 | 0.011279 | 0.0072989 | 0.48659 | 0 | 0.0010083 | 0.09029 | 1.6041 | 6.2889 | 8.9348 | 9.3083 | 8.755 | 4.2626 | 2.2564 | 0.47145 | 0.0016842 | 0 | 0 | 0.012453 | 0.51231 | 7.18 | 28.193 | 39.2987 | 40.8505 | 38.3919 | 18.8095 | 9.955 | 2.6527 | 0.023372 | 2.6309
Retro1Slow | Retro | Irrigation Hardware | Agriculture | Irrigation | 0.025653 | 0.019694 | 227.8541 | -19.6463 | Pivot and Linear_Pressure Reduction_Medium2 to Low | Oregon | 1.0355e-06 | 5.2859e-06 | 2.0635e-05 | 6.5044e-05 | 0.00017179 | 0.00038922 | 0.00077184 | 0.0013621 | 0.0021592 | 0.0030968 | 0.0040415 | 0.0048167 | 0.0052574 | 0.0052604 | 0.0048207 | 0.0040991 | 0.0031914 | 0.0022343 | 0.0014371 | 0.00094142 | 0.073837 | 0 | 0.0010083 | 0.09029 | 1.6041 | 6.2889 | 8.9348 | 9.3083 | 8.755 | 4.2626 | 2.2564 | 0.47145 | 0.0016842 | 0 | 0 | 0.012453 | 0.51231 | 7.18 | 28.193 | 39.2987 | 40.8505 | 38.3919 | 18.8095 | 9.955 | 2.6527 | 0.023372 | 8621.6008
Retro1Slow | Retro | Irrigation Hardware | Agriculture | Irrigation | 0.021865 | 0.016787 | 194.2137 | 82.5781 | Wheel-Line_Conversion to Low Pressure System (Alfalfa) | Oregon | 0.00041479 | 0.00081954 | 0.0014333 | 0.0022919 | 0.0034198 | 0.0047869 | 0.0063673 | 0.0081407 | 0.0099209 | 0.01151 | 0.012703 | 0.013244 | 0.013075 | 0.012165 | 0.010613 | 0.0087091 | 0.0066084 | 0.0045397 | 0.002878 | 0.0018624 | 0.12416 | 0 | 0.00085939 | 0.07696 | 1.3673 | 5.3604 | 7.6156 | 7.934 | 7.4624 | 3.6333 | 1.9233 | 0.40184 | 0.0014356 | 0 | 0 | 0.010615 | 0.43668 | 6.12 | 24.0306 | 33.4966 | 34.8193 | 32.7237 | 16.0325 | 8.4853 | 2.2611 | 0.019921 | 0.4903
Retro1Slow | Retro | Irrigation Hardware | Agriculture | Irrigation | 0.021865 | 0.016787 | 194.2137 | 82.5781 | Hand-Line_Conversion to Low Pressure System (Alfalfa) | Oregon | 0.00013092 | 0.00025866 | 0.00045238 | 0.00072339 | 0.0010794 | 0.0015108 | 0.0020096 | 0.0025694 | 0.0031312 | 0.0036328 | 0.0040094 | 0.0041802 | 0.0041268 | 0.0038395 | 0.0033497 | 0.0027488 | 0.0020858 | 0.0014328 | 0.00090834 | 0.00058782 | 0.039188 | 0 | 0.00085939 | 0.07696 | 1.3673 | 5.3604 | 7.6156 | 7.934 | 7.4624 | 3.6333 | 1.9233 | 0.40184 | 0.0014356 | 0 | 0 | 0.010615 | 0.43668 | 6.12 | 24.0306 | 33.4966 | 34.8193 | 32.7237 | 16.0325 | 8.4853 | 2.2611 | 0.019921 | 0.4903
Retro3Slow | Retro | Irrigation Hardware | Agriculture | Irrigation | 0.034884 | 0.026782 | 309.8508 | 2.0755 | Pivot and Linear_Pressure Reduction_High to Medium | Washington | 0.0075835 | 0.011692 | 0.023097 | 0.039827 | 0.060923 | 0.084033 | 0.10515 | 0.12061 | 0.12825 | 0.1266 | 0.11665 | 0.10078 | 0.082446 | 0.063743 | 0.046889 | 0.032766 | 0.021807 | 0.013853 | 0.0084181 | 0.00569 | 1.138 | 0 | 0.0013711 | 0.12278 | 2.1814 | 8.5521 | 12.1501 | 12.658 | 11.9056 | 5.7965 | 3.0685 | 0.6411 | 0.0022903 | 0 | 0 | 0.016935 | 0.69668 | 9.7639 | 38.3387 | 53.4409 | 55.5511 | 52.2078 | 25.5784 | 13.5375 | 3.6073 | 0.031782 | 2.3069
Retro1Slow | Retro | Irrigation Hardware | Agriculture | Irrigation | 0.03378 | 0.025934 | 300.0449 | -3.7631 | Pivot and Linear_Pressure Reduction_Medium to Low | Washington | 0.0063391 | 0.012428 | 0.021796 | 0.034935 | 0.052144 | 0.073579 | 0.098399 | 0.12542 | 0.15317 | 0.17829 | 0.19748 | 0.20742 | 0.20691 | 0.19389 | 0.17018 | 0.1405 | 0.10726 | 0.074128 | 0.047279 | 0.030781 | 2.0521 | 0 | 0.0013277 | 0.1189 | 2.1123 | 8.2815 | 11.7656 | 12.2575 | 11.5288 | 5.6131 | 2.9714 | 0.62081 | 0.0022178 | 0 | 0 | 0.016399 | 0.67463 | 9.4549 | 37.1254 | 51.7497 | 53.7931 | 50.5555 | 24.7689 | 13.1091 | 3.4932 | 0.030777 | 3.1546
Retro1Slow | Retro | Irrigation Hardware | Agriculture | Irrigation | 0.03378 | 0.025934 | 300.0449 | -19.6477 | Pivot and Linear_Pressure Reduction_Medium2 to Low | Washington | 4.8021e-06 | 2.4398e-05 | 9.5229e-05 | 0.0003005 | 0.00079418 | 0.0018053 | 0.0035924 | 0.0063473 | 0.010074 | 0.014467 | 0.018906 | 0.022571 | 0.024685 | 0.024742 | 0.022705 | 0.019327 | 0.01506 | 0.010549 | 0.0067875 | 0.0044477 | 0.34884 | 0 | 0.0013277 | 0.1189 | 2.1123 | 8.2815 | 11.7656 | 12.2575 | 11.5288 | 5.6131 | 2.9714 | 0.62081 | 0.0022178 | 0 | 0 | 0.016399 | 0.67463 | 9.4549 | 37.1254 | 51.7497 | 53.7931 | 50.5555 | 24.7689 | 13.1091 | 3.4932 | 0.030777 | 11353.1728
Retro1Slow | Retro | Irrigation Hardware | Agriculture | Irrigation | 0.021865 | 0.016787 | 194.2137 | 82.5781 | Wheel-Line_Conversion to Low Pressure System (Alfalfa) | Washington | 0.00045606 | 0.00089413 | 0.0015681 | 0.0025134 | 0.0037515 | 0.0052936 | 0.0070792 | 0.0090231 | 0.01102 | 0.012827 | 0.014208 | 0.014922 | 0.014886 | 0.013949 | 0.012244 | 0.010108 | 0.0077165 | 0.0053331 | 0.0034014 | 0.0022146 | 0.14764 | 0 | 0.00085939 | 0.07696 | 1.3673 | 5.3604 | 7.6156 | 7.934 | 7.4624 | 3.6333 | 1.9233 | 0.40184 | 0.0014356 | 0 | 0 | 0.010615 | 0.43668 | 6.12 | 24.0306 | 33.4966 | 34.8193 | 32.7237 | 16.0325 | 8.4853 | 2.2611 | 0.019921 | 0.4903
Retro1Slow | Retro | Irrigation Hardware | Agriculture | Irrigation | 0.021865 | 0.016787 | 194.2137 | 82.5781 | Hand-Line_Conversion to Low Pressure System (Alfalfa) | Washington | 0.00013845 | 0.00027144 | 0.00047603 | 0.00076299 | 0.0011388 | 0.001607 | 0.0021491 | 0.0027392 | 0.0033453 | 0.0038939 | 0.0043131 | 0.0045301 | 0.0045191 | 0.0042347 | 0.0037169 | 0.0030686 | 0.0023425 | 0.001619 | 0.0010326 | 0.00067228 | 0.044819 | 0 | 0.00085939 | 0.07696 | 1.3673 | 5.3604 | 7.6156 | 7.934 | 7.4624 | 3.6333 | 1.9233 | 0.40184 | 0.0014356 | 0 | 0 | 0.010615 | 0.43668 | 6.12 | 24.0306 | 33.4966 | 34.8193 | 32.7237 | 16.0325 | 8.4853 | 2.2611 | 0.019921 | 0.4903
Retro1Slow | Retro | Irrigation Hardware | Agriculture | Irrigation | 0.0070698 | 0.0054276 | 62.7952 | 659.1268 | Variable Rate Irrigation | Idaho | 0.014874 | 0.030075 | 0.053784 | 0.087811 | 0.13461 | 0.19257 | 0.26159 | 0.33896 | 0.42016 | 0.50036 | 0.56314 | 0.60035 | 0.60453 | 0.57144 | 0.50882 | 0.42614 | 0.33002 | 0.23138 | 0.14971 | 0.09888 | 6.592 | 0 | 0.00027787 | 0.024883 | 0.44208 | 1.7332 | 2.4624 | 2.5653 | 2.4128 | 1.1747 | 0.62186 | 0.12993 | 0.00046416 | 0 | 0 | 0.0034321 | 0.14119 | 1.9788 | 7.7698 | 10.8305 | 11.2581 | 10.5806 | 5.1838 | 2.7435 | 0.73107 | 0.0064411 | 0.073843
Retro1Slow | Retro | Irrigation Hardware | Agriculture | Irrigation | 0.0024998 | 0.0019191 | 22.2035 | 1799.5409 | Variable Rate Irrigation | Montana | 0.0003736 | 0.00076797 | 0.0013997 | 0.0023318 | 0.0036339 | 0.0052926 | 0.0072981 | 0.0096105 | 0.01202 | 0.014504 | 0.016533 | 0.017852 | 0.018231 | 0.017457 | 0.015657 | 0.013209 | 0.010304 | 0.0072771 | 0.0047428 | 0.0031553 | 0.21036 | 0 | 9.825e-05 | 0.0087984 | 0.15631 | 0.61283 | 0.87066 | 0.90706 | 0.85314 | 0.41537 | 0.21988 | 0.045941 | 0.00016412 | 0 | 0 | 0.0012135 | 0.049923 | 0.69967 | 2.7473 | 3.8295 | 3.9807 | 3.7411 | 1.8329 | 0.97008 | 0.25849 | 0.0022775 | 0.027552
Retro1Slow | Retro | Irrigation Hardware | Agriculture | Irrigation | 0.0052476 | 0.0040287 | 46.6103 | 1769.1855 | Variable Rate Irrigation | Oregon | 0.0026542 | 0.0052441 | 0.0091716 | 0.014666 | 0.021883 | 0.03063 | 0.040743 | 0.052091 | 0.063482 | 0.073652 | 0.081287 | 0.084749 | 0.083667 | 0.077842 | 0.067911 | 0.055728 | 0.042286 | 0.029049 | 0.018416 | 0.011917 | 0.79449 | 0 | 0.00020625 | 0.01847 | 0.32814 | 1.2865 | 1.8277 | 1.9041 | 1.7909 | 0.87196 | 0.46158 | 0.09644 | 0.00034453 | 0 | 0 | 0.0025475 | 0.1048 | 1.4688 | 5.7672 | 8.039 | 8.3564 | 7.8535 | 3.8477 | 2.0364 | 0.54264 | 0.004781 | 0.02802
Retro1Slow | Retro | Irrigation Hardware | Agriculture | Irrigation | 0.0059099 | 0.0045372 | 52.4931 | 1069.9043 | Variable Rate Irrigation | Washington | 0.0065223 | 0.012787 | 0.022426 | 0.035945 | 0.053651 | 0.075706 | 0.10124 | 0.12904 | 0.1576 | 0.18344 | 0.20319 | 0.21341 | 0.21289 | 0.19949 | 0.1751 | 0.14456 | 0.11036 | 0.076271 | 0.048645 | 0.031671 | 2.1114 | 0 | 0.00023228 | 0.020801 | 0.36955 | 1.4488 | 2.0584 | 2.1445 | 2.017 | 0.98201 | 0.51984 | 0.10861 | 0.00038801 | 0 | 0 | 0.002869 | 0.11803 | 1.6541 | 6.4951 | 9.0536 | 9.4111 | 8.8447 | 4.3333 | 2.2934 | 0.61113 | 0.0053844 | 0.046003
Retro12Med | Retro | Irrigation Motor | Agriculture | Motors/Drives | 0.098719 | 0.075789 | 876.8415 | 45.1605 | Green Motor Rewind - Well Pump - 160HP - Idaho | Idaho | 0.018496 | 0.018629 | 0.018698 | 0.018884 | 0.018862 | 0.016953 | 0.013556 | 0.010869 | 0.0087808 | 0.0070467 | 0.0056494 | 0.0045321 | 0.0036356 | 0.0029455 | 0.0023864 | 0.0019334 | 1.3355e-05 | 4.8305e-06 | 1.6677e-06 | 5.5074e-07 | 0.19242 | 0 | 0.00388 | 0.34746 | 6.173 | 24.2015 | 34.3833 | 35.8208 | 33.6915 | 16.4035 | 8.6834 | 1.8142 | 0.0064813 | 0 | 0 | 0.047924 | 1.9715 | 27.6307 | 108.4941 | 151.2316 | 157.2031 | 147.7419 | 72.384 | 38.3095 | 10.2083 | 0.089941 | 0.77335
Retro12Med | Retro | Irrigation Motor | Agriculture | Motors/Drives | 0.034164 | 0.026229 | 303.453 | 65.858 | Green Motor Rewind - Well Pump - 40HP - Montana | Montana | 0.00047913 | 0.00049184 | 0.00050372 | 0.00051717 | 0.00052592 | 0.00047982 | 0.00038992 | 0.00031543 | 0.00025822 | 0.00020988 | 0.00017043 | 0.00013865 | 0.00011268 | 9.1954e-05 | 7.5043e-05 | 6.1242e-05 | 4.2612e-07 | 1.5525e-07 | 5.3989e-08 | 1.7959e-08 | 0.0062746 | 0 | 0.0013428 | 0.12025 | 2.1363 | 8.3755 | 11.8992 | 12.3967 | 11.6598 | 5.6768 | 3.0051 | 0.62787 | 0.002243 | 0 | 0 | 0.016585 | 0.68229 | 9.5623 | 37.5471 | 52.3375 | 54.4041 | 51.1298 | 25.0503 | 13.258 | 3.5328 | 0.031126 | 0.58617
Retro12Med | Retro | Irrigation Motor | Agriculture | Motors/Drives | 0.078396 | 0.060186 | 696.3297 | 29.0015 | Green Motor Rewind - Well Pump - 60HP - Oregon | Oregon | 0.028499 | 0.028072 | 0.027596 | 0.027127 | 0.026512 | 0.023333 | 0.018409 | 0.014511 | 0.011422 | 0.0089885 | 0.0070473 | 0.0055427 | 0.0043764 | 0.003474 | 0.0027578 | 0.0021892 | 1.4816e-05 | 5.2507e-06 | 1.7762e-06 | 5.7471e-07 | 0.20079 | 0 | 0.0030812 | 0.27593 | 4.9022 | 19.2192 | 27.3049 | 28.4465 | 26.7556 | 13.0266 | 6.8958 | 1.4408 | 0.005147 | 0 | 0 | 0.038058 | 1.5656 | 21.9425 | 86.1589 | 120.0981 | 124.8404 | 117.3269 | 57.4826 | 30.4229 | 8.1067 | 0.071425 | 1.0302
Retro12Med | Retro | Irrigation Motor | Agriculture | Motors/Drives | 0.099695 | 0.076538 | 885.5141 | 21.7024 | Green Motor Rewind - Well Pump - 90HP - Washington | Washington | 0.027559 | 0.02722 | 0.026822 | 0.026376 | 0.025986 | 0.022993 | 0.018085 | 0.014286 | 0.011281 | 0.0089103 | 0.0070377 | 0.0055932 | 0.0044479 | 0.0035523 | 0.002837 | 0.0022657 | 1.5427e-05 | 5.5004e-06 | 1.8719e-06 | 6.0937e-07 | 0.2129 | 0 | 0.0039184 | 0.3509 | 6.2341 | 24.4408 | 34.7234 | 36.1751 | 34.0248 | 16.5658 | 8.7693 | 1.8322 | 0.0065454 | 0 | 0 | 0.048398 | 1.991 | 27.904 | 109.5672 | 152.7274 | 158.758 | 149.2032 | 73.0999 | 38.6884 | 10.3092 | 0.09083 | 1.212
Retro12Med | Retro | Irrigation Motor | Agriculture | Motors/Drives | 0.051322 | 0.039401 | 455.85 | 60.6813 | Green Motor Rewind - Booster Pump - 80HP - Idaho | Idaho | 0.0079936 | 0.0080512 | 0.0080809 | 0.0081613 | 0.0081521 | 0.0073268 | 0.0058586 | 0.0046973 | 0.0037949 | 0.0030455 | 0.0024416 | 0.0019587 | 0.0015713 | 0.001273 | 0.0010314 | 0.0008356 | 5.7719e-06 | 2.0876e-06 | 7.2076e-07 | 2.3802e-07 | 0.083159 | 0 | 0.0020171 | 0.18064 | 3.2092 | 12.5818 | 17.8751 | 18.6224 | 17.5155 | 8.5278 | 4.5143 | 0.94319 | 0.0033695 | 0 | 0 | 0.024915 | 1.0249 | 14.3646 | 56.4036 | 78.6218 | 81.7263 | 76.8077 | 37.6308 | 19.9162 | 5.307 | 0.046758 | 0.62394
Retro12Med | Retro | Irrigation Motor | Agriculture | Motors/Drives | 0.036768 | 0.028227 | 326.5773 | 68.3083 | Green Motor Rewind - Booster Pump - 50HP - Montana | Montana | 0.00043324 | 0.00044473 | 0.00045547 | 0.00046763 | 0.00047554 | 0.00043386 | 0.00035257 | 0.00028522 | 0.00023349 | 0.00018977 | 0.0001541 | 0.00012537 | 0.00010188 | 8.3146e-05 | 6.7855e-05 | 5.5376e-05 | 3.853e-07 | 1.4038e-07 | 4.8818e-08 | 1.6239e-08 | 0.0056735 | 0 | 0.0014451 | 0.12941 | 2.2991 | 9.0138 | 12.806 | 13.3414 | 12.5483 | 6.1094 | 3.2341 | 0.67571 | 0.0024139 | 0 | 0 | 0.017849 | 0.73429 | 10.291 | 40.4083 | 56.3258 | 58.5499 | 55.0261 | 26.9592 | 14.2683 | 3.802 | 0.033498 | 0.56984
Retro12Med | Retro | Irrigation Motor | Agriculture | Motors/Drives | 0.075733 | 0.058142 | 672.6733 | 30.7126 | Green Motor Rewind - Booster Pump - 70HP - Oregon | Oregon | 0.0055934 | 0.0055096 | 0.0054162 | 0.0053242 | 0.0052036 | 0.0045795 | 0.0036132 | 0.0028481 | 0.0022417 | 0.0017642 | 0.0013832 | 0.0010879 | 0.00085895 | 0.00068185 | 0.00054127 | 0.00042967 | 2.908e-06 | 1.0306e-06 | 3.4861e-07 | 1.128e-07 | 0.039409 | 0 | 0.0029766 | 0.26656 | 4.7357 | 18.5663 | 26.3773 | 27.4801 | 25.8466 | 12.584 | 6.6615 | 1.3918 | 0.0049721 | 0 | 0 | 0.036765 | 1.5125 | 21.197 | 83.2318 | 116.018 | 120.5991 | 113.3409 | 55.5297 | 29.3893 | 7.8313 | 0.068998 | 0.9952
Retro12Med | Retro | Irrigation Motor | Agriculture | Motors/Drives | 0.089047 | 0.068364 | 790.9389 | 26.6473 | Green Motor Rewind - Booster Pump - 80HP - Washington | Washington | 0.017019 | 0.01681 | 0.016564 | 0.016288 | 0.016048 | 0.014199 | 0.011169 | 0.0088225 | 0.0069668 | 0.0055026 | 0.0043461 | 0.0034541 | 0.0027468 | 0.0021937 | 0.001752 | 0.0013992 | 9.5272e-06 | 3.3968e-06 | 1.156e-06 | 3.7632e-07 | 0.13148 | 0 | 0.0034999 | 0.31342 | 5.5683 | 21.8305 | 31.0148 | 32.3115 | 30.3908 | 14.7965 | 7.8327 | 1.6365 | 0.0058463 | 0 | 0 | 0.043229 | 1.7784 | 24.9238 | 97.8651 | 136.4157 | 141.8022 | 133.2679 | 65.2926 | 34.5564 | 9.2082 | 0.081129 | 1.0826
Retro12Med | Retro | Irrigation Motor | Agriculture | Motors/Drives | 0.045154 | 0.034666 | 401.067 | 64.82 | Green Motor Rewind - Surface and Tailwater Pump - 70HP - Idaho | Idaho | 0.022404 | 0.022566 | 0.022649 | 0.022874 | 0.022848 | 0.020535 | 0.01642 | 0.013165 | 0.010636 | 0.0085358 | 0.0068432 | 0.0054898 | 0.0044039 | 0.0035679 | 0.0028907 | 0.002342 | 1.6177e-05 | 5.8512e-06 | 2.0201e-06 | 6.6712e-07 | 0.23308 | 0 | 0.0017747 | 0.15893 | 2.8235 | 11.0697 | 15.7269 | 16.3844 | 15.4105 | 7.503 | 3.9718 | 0.82984 | 0.0029645 | 0 | 0 | 0.02192 | 0.90177 | 12.6383 | 49.6252 | 69.1733 | 71.9046 | 67.5771 | 33.1084 | 17.5227 | 4.6693 | 0.041139 | 0.59337
Retro12Med | Retro | Irrigation Motor | Agriculture | Motors/Drives | 0.037125 | 0.028502 | 329.7532 | 83.0883 | Green Motor Rewind - Surface and Tailwater Pump - 70HP - Montana | Montana | 0.0027296 | 0.002802 | 0.0028697 | 0.0029463 | 0.0029962 | 0.0027335 | 0.0022214 | 0.001797 | 0.0014711 | 0.0011957 | 0.00097092 | 0.00078992 | 0.00064191 | 0.00052386 | 0.00042752 | 0.00034889 | 2.4276e-06 | 8.8444e-07 | 3.0758e-07 | 1.0231e-07 | 0.035746 | 0 | 0.0014592 | 0.13067 | 2.3215 | 9.1014 | 12.9305 | 13.4711 | 12.6703 | 6.1689 | 3.2656 | 0.68228 | 0.0024374 | 0 | 0 | 0.018023 | 0.74143 | 10.3911 | 40.8013 | 56.8736 | 59.1193 | 55.5612 | 27.2214 | 14.407 | 3.839 | 0.033824 | 0.48786
Retro12Med | Retro | Irrigation Motor | Agriculture | Motors/Drives | 0.075733 | 0.058142 | 672.6733 | 30.7126 | Green Motor Rewind - Surface and Tailwater Pump - 70HP - Oregon | Oregon | 0.025932 | 0.025543 | 0.02511 | 0.024684 | 0.024124 | 0.021231 | 0.016751 | 0.013204 | 0.010393 | 0.0081788 | 0.0064125 | 0.0050434 | 0.0039821 | 0.0031611 | 0.0025093 | 0.001992 | 1.3482e-05 | 4.7777e-06 | 1.6162e-06 | 5.2294e-07 | 0.1827 | 0 | 0.0029766 | 0.26656 | 4.7357 | 18.5663 | 26.3773 | 27.4801 | 25.8466 | 12.584 | 6.6615 | 1.3918 | 0.0049721 | 0 | 0 | 0.036765 | 1.5125 | 21.197 | 83.2318 | 116.018 | 120.5991 | 113.3409 | 55.5297 | 29.3893 | 7.8313 | 0.068998 | 0.9952
Retro12Med | Retro | Irrigation Motor | Agriculture | Motors/Drives | 0.099695 | 0.076538 | 885.5141 | 21.7024 | Green Motor Rewind - Surface and Tailwater Pump - 90HP - Washington | Washington | 0.03878 | 0.038304 | 0.037743 | 0.037115 | 0.036567 | 0.032355 | 0.025449 | 0.020103 | 0.015875 | 0.012538 | 0.0099032 | 0.0078705 | 0.0062589 | 0.0049986 | 0.0039921 | 0.0031882 | 2.1709e-05 | 7.74e-06 | 2.6341e-06 | 8.5749e-07 | 0.29959 | 0 | 0.0039184 | 0.3509 | 6.2341 | 24.4408 | 34.7234 | 36.1751 | 34.0248 | 16.5658 | 8.7693 | 1.8322 | 0.0065454 | 0 | 0 | 0.048398 | 1.991 | 27.904 | 109.5672 | 152.7274 | 158.758 | 149.2032 | 73.0999 | 38.6884 | 10.3092 | 0.09083 | 1.212
Retro12Med | Retro | Irrigation Motor | Agriculture | Motors/Drives | 0.70502 | 0.54126 | 6262.1575 | -8.6602 | CS to CS Pump Replacement - 0.07 Change in PEI - 100 HP - Idaho | Idaho | 0.19994 | 0.20138 | 0.20213 | 0.20414 | 0.20391 | 0.18327 | 0.14654 | 0.11749 | 0.094923 | 0.076177 | 0.061071 | 0.048993 | 0.039302 | 0.031842 | 0.025798 | 0.020901 | 0.00014437 | 5.2219e-05 | 1.8028e-05 | 5.9536e-06 | 2.0801 | 0 | 0.02771 | 2.4815 | 44.0859 | 172.84 | 245.5558 | 255.822 | 240.6155 | 117.1493 | 62.0144 | 12.9569 | 0.046287 | 0 | 0 | 0.34226 | 14.08 | 197.3306 | 774.8346 | 1080.0536 | 1122.7008 | 1055.1314 | 516.9461 | 273.5956 | 72.9046 | 0.64233 | 4.56
Retro12Med | Retro | Irrigation Motor | Agriculture | Motors/Drives | 0.3478 | 0.26701 | 3089.2097 | -6.283 | CS to CS Pump Replacement - 0.07 Change in PEI - 60 HP - Montana | Montana | 0.010395 | 0.01067 | 0.010928 | 0.01122 | 0.01141 | 0.01041 | 0.0084593 | 0.0068432 | 0.0056021 | 0.0045533 | 0.0036974 | 0.0030081 | 0.0024445 | 0.0019949 | 0.001628 | 0.0013286 | 9.2445e-06 | 3.368e-06 | 1.1713e-06 | 3.8962e-07 | 0.13613 | 0 | 0.01367 | 1.2241 | 21.7482 | 85.2644 | 121.1361 | 126.2006 | 118.699 | 57.7914 | 30.5926 | 6.3918 | 0.022834 | 0 | 0 | 0.16884 | 6.9459 | 97.346 | 382.2367 | 532.8055 | 553.844 | 520.5111 | 255.0167 | 134.9685 | 35.9649 | 0.31687 | 3.7492
Retro12Med | Retro | Irrigation Motor | Agriculture | Motors/Drives | 0.82773 | 0.63547 | 7352.0645 | -13.0984 | CS to CS Pump Replacement - 0.07 Change in PEI - 70 HP - Oregon | Oregon | 0.1942 | 0.19129 | 0.18805 | 0.18486 | 0.18067 | 0.159 | 0.12545 | 0.098887 | 0.077832 | 0.061252 | 0.048024 | 0.037771 | 0.029823 | 0.023674 | 0.018793 | 0.014918 | 0.00010097 | 3.5781e-05 | 1.2104e-05 | 3.9164e-06 | 1.3683 | 0 | 0.032533 | 2.9134 | 51.7589 | 202.9223 | 288.2939 | 300.347 | 282.4938 | 137.5388 | 72.8078 | 15.2119 | 0.054344 | 0 | 0 | 0.40183 | 16.5306 | 231.6754 | 909.692 | 1268.0332 | 1318.1031 | 1238.7734 | 606.9188 | 321.2139 | 85.5935 | 0.75413 | 7.648
Retro12Med | Retro | Irrigation Motor | Agriculture | Motors/Drives | 1.1009 | 0.84522 | 9778.8442 | -13.317 | CS to CS Pump Replacement - 0.07 Change in PEI - 90 HP - Washington | Washington | 0.28373 | 0.28025 | 0.27614 | 0.27155 | 0.26754 | 0.23672 | 0.1862 | 0.14708 | 0.11615 | 0.091736 | 0.072456 | 0.057584 | 0.045793 | 0.036572 | 0.029208 | 0.023326 | 0.00015883 | 5.6629e-05 | 1.9272e-05 | 6.2737e-06 | 2.1919 | 0 | 0.043271 | 3.875 | 68.8436 | 269.9031 | 383.4544 | 399.486 | 375.7397 | 182.9377 | 96.8403 | 20.2331 | 0.072281 | 0 | 0 | 0.53447 | 21.987 | 308.1471 | 1209.9644 | 1686.5874 | 1753.1844 | 1647.6695 | 807.2515 | 427.2407 | 113.8463 | 1.003 | 7.9119
Retro12Med | Retro | Irrigation Motor | Agriculture | Motors/Drives | 0.61778 | 0.47428 | 5487.254 | -11.3006 | VS to VS Pump Replacement - 0.04 Change in PEI - 100 HP - Idaho | Idaho | 0.019467 | 0.019607 | 0.01968 | 0.019875 | 0.019853 | 0.017843 | 0.014268 | 0.011439 | 0.0092419 | 0.0074167 | 0.005946 | 0.00477 | 0.0038265 | 0.0031002 | 0.0025117 | 0.0020349 | 1.4057e-05 | 5.0841e-06 | 1.7553e-06 | 5.7966e-07 | 0.20252 | 0 | 0.024281 | 2.1744 | 38.6306 | 151.4521 | 215.1698 | 224.1656 | 210.8408 | 102.6528 | 54.3405 | 11.3535 | 0.04056 | 0 | 0 | 0.29991 | 12.3377 | 172.9122 | 678.9536 | 946.4036 | 983.7735 | 924.5654 | 452.9772 | 239.7398 | 63.8831 | 0.56285 | 6.0017
Retro12Med | Retro | Irrigation Motor | Agriculture | Motors/Drives | 0.30476 | 0.23397 | 2706.939 | -9.4945 | VS to VS Pump Replacement - 0.04 Change in PEI - 60 HP - Montana | Montana | 0.001012 | 0.0010389 | 0.001064 | 0.0010924 | 0.0011109 | 0.0010135 | 0.00082361 | 0.00066627 | 0.00054543 | 0.00044331 | 0.00035998 | 0.00029287 | 0.000238 | 0.00019423 | 0.00015851 | 0.00012936 | 9.0006e-07 | 3.2792e-07 | 1.1404e-07 | 3.7934e-08 | 0.013253 | 0 | 0.011978 | 1.0727 | 19.057 | 74.7135 | 106.1462 | 110.584 | 104.0107 | 50.6401 | 26.8069 | 5.6009 | 0.020009 | 0 | 0 | 0.14795 | 6.0864 | 85.3 | 334.9373 | 466.8741 | 485.3092 | 456.101 | 223.46 | 118.267 | 31.5144 | 0.27766 | 4.9345
Retro12Med | Retro | Irrigation Motor | Agriculture | Motors/Drives | 0.7253 | 0.55683 | 6442.2917 | -14.6727 | VS to VS Pump Replacement - 0.04 Change in PEI - 70 HP - Oregon | Oregon | 0.018908 | 0.018625 | 0.018309 | 0.017998 | 0.01759 | 0.015481 | 0.012214 | 0.0096278 | 0.0075779 | 0.0059636 | 0.0046757 | 0.0036774 | 0.0029036 | 0.0023049 | 0.0018297 | 0.0014524 | 9.8303e-06 | 3.4837e-06 | 1.1784e-06 | 3.8131e-07 | 0.13322 | 0 | 0.028507 | 2.5528 | 45.3541 | 177.8119 | 252.6193 | 263.1809 | 247.5369 | 120.5192 | 63.7983 | 13.3296 | 0.047619 | 0 | 0 | 0.35211 | 14.485 | 203.007 | 797.1232 | 1111.1219 | 1154.9959 | 1085.4829 | 531.8164 | 281.4657 | 75.0018 | 0.66081 | 10.0661
Retro12Med | Retro | Irrigation Motor | Agriculture | Motors/Drives | 0.96471 | 0.74063 | 8568.7724 | -14.8388 | VS to VS Pump Replacement - 0.04 Change in PEI - 90 HP - Washington | Washington | 0.027624 | 0.027285 | 0.026886 | 0.026438 | 0.026048 | 0.023048 | 0.018129 | 0.01432 | 0.011308 | 0.0089316 | 0.0070545 | 0.0056065 | 0.0044585 | 0.0035607 | 0.0028437 | 0.0022711 | 1.5464e-05 | 5.5135e-06 | 1.8764e-06 | 6.1082e-07 | 0.21341 | 0 | 0.037917 | 3.3955 | 60.3246 | 236.5043 | 336.0043 | 350.052 | 329.2442 | 160.3003 | 84.8569 | 17.7294 | 0.063337 | 0 | 0 | 0.46833 | 19.2663 | 270.0158 | 1060.2387 | 1477.8826 | 1536.2386 | 1443.7806 | 707.3591 | 374.3723 | 99.7585 | 0.87893 | 10.4134
LO1Slow | NR | Stock Tanks | Agriculture | Process Loads | 0.086157 | 0.14811 | 752.3333 | 40.0567 | Energy-Free Stock Watering Tanks - Idaho | Idaho | 0.00098729 | 0.0015295 | 0.0033519 | 0.0063699 | 0.010888 | 0.017345 | 0.026136 | 0.037627 | 0.052279 | 0.069335 | 0.088476 | 0.10898 | 0.12968 | 0.15081 | 0.17007 | 0.18653 | 0.19973 | 0.2103 | 0.21741 | 0.22378 | 2.2468 | 26.2007 | 17.0304 | 15.8353 | 0.0042622 | 0.0042592 | 0.0042677 | 0.0043082 | 0.0044319 | 0.0041331 | 0.0044123 | 18.175 | 64.6566 | 0 | 113.4786 | 72.4602 | 69.3822 | 0.042749 | 0.044178 | 0.042792 | 0.044511 | 0.044283 | 0.042752 | 0.04415 | 78.8422 | 275.9366 | 0.95464
LO1Slow | NR | Stock Tanks | Agriculture | Process Loads | 0.18106 | 0.31127 | 1581.0589 | 7.8403 | Energy-Free Stock Watering Tanks - Montana | Montana | 0.00046768 | 0.00073842 | 0.0016513 | 0.0031901 | 0.0055513 | 0.0089771 | 0.013748 | 0.019969 | 0.028113 | 0.037763 | 0.048808 | 0.060971 | 0.073496 | 0.086093 | 0.097797 | 0.10804 | 0.11653 | 0.1236 | 0.12871 | 0.13344 | 1.3398 | 55.0619 | 35.79 | 33.2785 | 0.0089571 | 0.0089509 | 0.0089687 | 0.0090539 | 0.0093138 | 0.0086859 | 0.0092727 | 38.1955 | 135.8785 | 0 | 238.4799 | 152.2781 | 145.8096 | 0.089839 | 0.092842 | 0.08993 | 0.093541 | 0.093063 | 0.089846 | 0.092782 | 165.69 | 579.8919 | 1.5355
LO1Slow | NR | Stock Tanks | Agriculture | Process Loads | 0.019319 | 0.033212 | 168.6996 | 252.6938 | Energy-Free Stock Watering Tanks - Oregon | Oregon | 0.00029758 | 0.00045085 | 0.00096773 | 0.00179 | 0.0029937 | 0.0046699 | 0.0069434 | 0.0098275 | 0.013302 | 0.017301 | 0.02159 | 0.026073 | 0.030537 | 0.034795 | 0.038447 | 0.041316 | 0.043345 | 0.044718 | 0.045297 | 0.045681 | 0.45864 | 5.8751 | 3.8188 | 3.5508 | 0.00095573 | 0.00095506 | 0.00095696 | 0.00096605 | 0.00099378 | 0.00092678 | 0.0009894 | 4.0755 | 14.4983 | 0 | 25.4459 | 16.2481 | 15.5579 | 0.0095859 | 0.0099063 | 0.0095955 | 0.0099809 | 0.0099299 | 0.0095866 | 0.0098999 | 17.6792 | 61.8747 | 0.54558
LO1Slow | NR | Stock Tanks | Agriculture | Process Loads | 0.0082997 | 0.014268 | 72.4747 | 616.6173 | Energy-Free Stock Watering Tanks - Washington | Washington | 0.00010828 | 0.0001645 | 0.00035393 | 0.00065489 | 0.0011041 | 0.0017316 | 0.0025667 | 0.0036405 | 0.004944 | 0.0064534 | 0.0081129 | 0.0099001 | 0.011678 | 0.013387 | 0.014882 | 0.01609 | 0.016983 | 0.017627 | 0.017963 | 0.018225 | 0.18298 | 2.524 | 1.6406 | 1.5255 | 0.00041059 | 0.0004103 | 0.00041112 | 0.00041502 | 0.00042694 | 0.00039815 | 0.00042505 | 1.7509 | 6.2286 | 0 | 10.9318 | 6.9803 | 6.6838 | 0.0041182 | 0.0042558 | 0.0041223 | 0.0042879 | 0.004266 | 0.0041185 | 0.0042531 | 7.5951 | 26.5819 | 0.47814
LO12Med | NR | CircPumps | Commercial | HVAC | 0.06303 | 0.060632 | 488.4237 | 87.001 | Commercial | CircPumps-NR-HH-Commercial-ECM Motor Upgrade | 0.023927 | 0.045135 | 0.06366 | 0.079536 | 0.092797 | 0.10175 | 0.10555 | 0.10544 | 0.1024 | 0.097142 | 0.090245 | 0.082132 | 0.17368 | 0.16123 | 0.12654 | 0.10384 | 0.082852 | 0.065556 | 0.043425 | 0.022992 | 1.846 | 10.0114 | 7.3236 | 6.4573 | 5.1714 | 3.8247 | 3.2176 | 3.0054 | 2.8438 | 2.8687 | 3.8519 | 5.8111 | 9.452 | 0 | 70.7531 | 50.9774 | 42.8653 | 35.445 | 25.2086 | 19.7116 | 17.5931 | 16.6849 | 16.8542 | 23.9543 | 37.2781 | 67.2591 | 0.45965
LO12Med | NR | CircPumps | Commercial | Water Heating | 0.064916 | 0.049395 | 664.7025 | 41.2452 | Commercial | CircPumps-NR-DHW-Commercial-ECM Motor Upgrade | 0.0078859 | 0.014876 | 0.020981 | 0.026214 | 0.030585 | 0.033536 | 0.034788 | 0.034753 | 0.033748 | 0.032017 | 0.029743 | 0.027069 | 0.057243 | 0.053139 | 0.041705 | 0.034223 | 0.027307 | 0.021606 | 0.014312 | 0.0075776 | 0.60841 | 10.942 | 10.0162 | 10.9877 | 9.2128 | 9.1431 | 7.9755 | 7.9356 | 7.7405 | 7.3756 | 7.9818 | 9.0388 | 10.2417 | 0 | 52.4019 | 48.1901 | 52.9838 | 48.9369 | 49.706 | 43.7579 | 42.9675 | 42.1094 | 39.9741 | 42.3664 | 43.4478 | 49.2693 | 0.77995
LO12Med | NR | CircPumps | Commercial | HVAC | 0.091651 | 0.088163 | 710.2054 | 72.9762 | Commercial | CircPumps-NR-HH-Commercial-ECM+Advanced Speed Controls | 0.034791 | 0.072922 | 0.11435 | 0.15902 | 0.2069 | 0.25364 | 0.29515 | 0.3322 | 0.36546 | 0.39551 | 0.42283 | 0.44785 | 0.61713 | 0.65027 | 0.64378 | 0.65292 | 0.6577 | 0.66797 | 0.66245 | 0.656 | 4.5003 | 14.5574 | 10.6491 | 9.3895 | 7.5196 | 5.5613 | 4.6786 | 4.37 | 4.1351 | 4.1714 | 5.601 | 8.4498 | 13.7439 | 0 | 102.8804 | 74.1251 | 62.3295 | 51.5397 | 36.6552 | 28.6622 | 25.5817 | 24.2612 | 24.5073 | 34.8314 | 54.2053 | 97.7999 | 0.52764
LO12Med | NR | CircPumps | Commercial | Water Heating | 0.11435 | 0.087008 | 1170.8494 | 59.1139 | Commercial | CircPumps-NR-DHW-Commercial-ECM+Advanced Run Hour Controls | 0.013891 | 0.029115 | 0.045654 | 0.06349 | 0.082606 | 0.10127 | 0.11784 | 0.13263 | 0.14591 | 0.15791 | 0.16882 | 0.17881 | 0.24639 | 0.25962 | 0.25703 | 0.26068 | 0.26259 | 0.26669 | 0.26449 | 0.26191 | 1.7968 | 19.2739 | 17.6431 | 19.3545 | 16.228 | 16.1053 | 14.0486 | 13.9783 | 13.6347 | 12.9919 | 14.0596 | 15.9215 | 18.0405 | 0 | 92.3041 | 84.8851 | 93.329 | 86.2005 | 87.5554 | 77.078 | 75.6858 | 74.1743 | 70.4129 | 74.6268 | 76.5317 | 86.7861 | 0.59742
LO12Med | NEW | CircPumps | Commercial | HVAC | 0.06303 | 0.060632 | 488.4237 | 87.001 | Commercial | CircPumps-NEW-HH-Commercial-ECM Motor Upgrade | 0.012831 | 0.027739 | 0.035359 | 0.045707 | 0.05795 | 0.074023 | 0.076363 | 0.071949 | 0.086135 | 0.080594 | 0.077335 | 0.066928 | 0.060002 | 0.053364 | 0.046133 | 0.039018 | 0.030069 | 0.020601 | 0.0096494 | 0 | 0.97175 | 10.0114 | 7.3236 | 6.4573 | 5.1714 | 3.8247 | 3.2176 | 3.0054 | 2.8438 | 2.8687 | 3.8519 | 5.8111 | 9.452 | 0 | 70.7531 | 50.9774 | 42.8653 | 35.445 | 25.2086 | 19.7116 | 17.5931 | 16.6849 | 16.8542 | 23.9543 | 37.2781 | 67.2591 | 0.45965
LO12Med | NEW | CircPumps | Commercial | Water Heating | 0.038811 | 0.029531 | 397.4001 | 80.5824 | Commercial | CircPumps-NEW-DHW-Commercial-ECM Motor Upgrade | 0.0025284 | 0.0054658 | 0.0069673 | 0.0090064 | 0.011419 | 0.014586 | 0.015047 | 0.014177 | 0.016973 | 0.015881 | 0.015239 | 0.013188 | 0.011823 | 0.010515 | 0.0090904 | 0.0076883 | 0.0059251 | 0.0040594 | 0.0019014 | 0 | 0.19148 | 6.5418 | 5.9883 | 6.5691 | 5.508 | 5.4663 | 4.7683 | 4.7444 | 4.6278 | 4.4096 | 4.772 | 5.404 | 6.1231 | 0 | 31.3291 | 28.811 | 31.677 | 29.2575 | 29.7173 | 26.1612 | 25.6886 | 25.1756 | 23.899 | 25.3292 | 25.9757 | 29.4562 | 0.4663
LO12Med | NEW | CircPumps | Commercial | HVAC | 0.091651 | 0.088163 | 710.2054 | 72.9762 | Commercial | CircPumps-NEW-HH-Commercial-ECM+Advanced Speed Controls | 0.018658 | 0.044816 | 0.063512 | 0.091385 | 0.1292 | 0.18452 | 0.21353 | 0.22667 | 0.30743 | 0.32813 | 0.36234 | 0.36494 | 0.38638 | 0.41384 | 0.44274 | 0.48225 | 0.5101 | 0.5392 | 0.51914 | 0.53939 | 6.1682 | 14.5574 | 10.6491 | 9.3895 | 7.5196 | 5.5613 | 4.6786 | 4.37 | 4.1351 | 4.1714 | 5.601 | 8.4498 | 13.7439 | 0 | 102.8804 | 74.1251 | 62.3295 | 51.5397 | 36.6552 | 28.6622 | 25.5817 | 24.2612 | 24.5073 | 34.8314 | 54.2053 | 97.7999 | 0.52764
LO12Med | NEW | CircPumps | Commercial | Water Heating | 0.057403 | 0.043678 | 587.7755 | 71.4639 | Commercial | CircPumps-NEW-DHW-Commercial-ECM+Advanced Run Hour Controls | 0.0037396 | 0.0089824 | 0.01273 | 0.018316 | 0.025896 | 0.036983 | 0.042799 | 0.045432 | 0.061617 | 0.065768 | 0.072624 | 0.073146 | 0.077443 | 0.082946 | 0.088738 | 0.096657 | 0.10224 | 0.10807 | 0.10405 | 0.10811 | 1.2363 | 9.6757 | 8.857 | 9.7161 | 8.1466 | 8.085 | 7.0525 | 7.0172 | 6.8447 | 6.522 | 7.058 | 7.9927 | 9.0564 | 0 | 46.3374 | 42.613 | 46.8519 | 43.2733 | 43.9535 | 38.6937 | 37.9948 | 37.236 | 35.3478 | 37.4632 | 38.4195 | 43.5673 | 0.51424
LO5Med | New | Fans | Commercial | HVAC | 0.34956 | 0.25881 | 3965.2296 | -14.0635 | All Commercial | Fans-New-All Commercial-CS->CS | 0.065051 | 0.14494 | 0.23375 | 0.34301 | 0.46735 | 0.61238 | 0.77049 | 0.93141 | 1.0832 | 1.2131 | 1.3622 | 1.4859 | 1.5294 | 1.6047 | 1.6594 | 1.6584 | 1.6573 | 1.6561 | 1.6554 | 1.6593 | 21.7928 | 59.4567 | 53.4086 | 56.7439 | 54.6249 | 49.9584 | 45.48 | 44.9536 | 43.7649 | 45.6119 | 53.2056 | 53.4945 | 59.5238 | 0 | 295.5998 | 261.0155 | 287.418 | 274.9515 | 282.1746 | 274.5902 | 276.9955 | 271.0931 | 270.0539 | 284.5143 | 272.3219 | 294.2747 | 24.4739
LO5Med | New | Fans | Commercial | HVAC | 0.26122 | 0.1934 | 2963.142 | -13.3342 | All Commercial | Fans-New-All Commercial-VS->VS | 0.026175 | 0.058321 | 0.094058 | 0.13802 | 0.18805 | 0.24641 | 0.31003 | 0.37478 | 0.43586 | 0.48815 | 0.54814 | 0.5979 | 0.6154 | 0.6457 | 0.66771 | 0.6673 | 0.66686 | 0.6664 | 0.6661 | 0.66766 | 8.769 | 44.4309 | 39.9112 | 42.4037 | 40.8201 | 37.333 | 33.9864 | 33.593 | 32.7047 | 34.0849 | 39.7595 | 39.9754 | 44.481 | 0 | 220.8962 | 195.052 | 214.7821 | 205.4661 | 210.8638 | 205.1961 | 206.9935 | 202.5828 | 201.8063 | 212.6122 | 203.5011 | 219.906 | 17.5128
LO5Med | New | Fans | Commercial | HVAC | 0.14038 | 0.10394 | 1592.4481 | 95.8604 | All Commercial | Fans-New-All Commercial-CS->VS | 0.0026125 | 0.0058202 | 0.0097454 | 0.014302 | 0.019499 | 0.025576 | 0.032242 | 0.039052 | 0.045469 | 0.050985 | 0.055254 | 0.058183 | 0.059936 | 0.060755 | 0.060755 | 0.060755 | 0.060755 | 0.060755 | 0.060755 | 0.060755 | 0.84396 | 23.878 | 21.449 | 22.7885 | 21.9375 | 20.0635 | 18.2649 | 18.0535 | 17.5761 | 18.3179 | 21.3675 | 21.4835 | 23.9049 | 0 | 118.7138 | 104.8246 | 115.4279 | 110.4214 | 113.3222 | 110.2762 | 111.2422 | 108.8718 | 108.4545 | 114.2618 | 109.3653 | 118.1816 | 0.40179
LO5Med | New | Fans | Commercial | HVAC | 0.074403 | 0.055087 | 843.9975 | 124.6787 | All Commercial | Fans-New-All Commercial-Trim | 0.0027692 | 0.0061701 | 0.0099508 | 0.014602 | 0.019895 | 0.026069 | 0.0328 | 0.03965 | 0.046112 | 0.051643 | 0.05799 | 0.063255 | 0.065106 | 0.068311 | 0.07064 | 0.070597 | 0.07055 | 0.070501 | 0.070469 | 0.070635 | 0.92772 | 12.6553 | 11.368 | 12.0779 | 11.6269 | 10.6336 | 9.6804 | 9.5684 | 9.3153 | 9.7085 | 11.3248 | 11.3863 | 12.6696 | 0 | 62.9183 | 55.557 | 61.1768 | 58.5233 | 60.0607 | 58.4464 | 58.9584 | 57.7021 | 57.4809 | 60.5587 | 57.9636 | 62.6363 | 0.31942
LO5Med | NR | Fans | Commercial | HVAC | 0.34956 | 0.25881 | 3965.2296 | -14.0635 | All Commercial | Fans-NR-All Commercial-CS->CS | 0.14039 | 0.3128 | 0.50447 | 0.74028 | 1.0086 | 1.3216 | 1.6628 | 2.0101 | 2.3377 | 2.6181 | 2.9399 | 3.2068 | 3.3007 | 3.4631 | 3.5812 | 3.579 | 3.5767 | 3.5742 | 3.5726 | 3.581 | 66.4605 | 59.4567 | 53.4086 | 56.7439 | 54.6249 | 49.9584 | 45.48 | 44.9536 | 43.7649 | 45.6119 | 53.2056 | 53.4945 | 59.5238 | 0 | 295.5998 | 261.0155 | 287.418 | 274.9515 | 282.1746 | 274.5902 | 276.9955 | 271.0931 | 270.0539 | 284.5143 | 272.3219 | 294.2747 | 24.4739
LO5Med | NR | Fans | Commercial | HVAC | 0.26122 | 0.1934 | 2963.142 | -13.3342 | All Commercial | Fans-NR-All Commercial-VS->VS | 0.05649 | 0.12587 | 0.20299 | 0.29787 | 0.40585 | 0.53179 | 0.66909 | 0.80884 | 0.94066 | 1.0535 | 1.183 | 1.2904 | 1.3281 | 1.3935 | 1.441 | 1.4401 | 1.4392 | 1.4382 | 1.4375 | 1.4409 | 26.7425 | 44.4309 | 39.9112 | 42.4037 | 40.8201 | 37.333 | 33.9864 | 33.593 | 32.7047 | 34.0849 | 39.7595 | 39.9754 | 44.481 | 0 | 220.8962 | 195.052 | 214.7821 | 205.4661 | 210.8638 | 205.1961 | 206.9935 | 202.5828 | 201.8063 | 212.6122 | 203.5011 | 219.906 | 17.5128
LO5Med | NR | Fans | Commercial | HVAC | 0.80192 | 0.59373 | 9096.7143 | 18.4527 | All Commercial | Fans-NR-All Commercial-CS->VS | 0.032207 | 0.071752 | 0.12014 | 0.17632 | 0.24039 | 0.31531 | 0.39748 | 0.48144 | 0.56055 | 0.62855 | 0.68118 | 0.7173 | 0.73891 | 0.749 | 0.749 | 0.749 | 0.749 | 0.749 | 0.749 | 0.749 | 14.98 | 136.4009 | 122.5257 | 130.1773 | 125.316 | 114.6106 | 104.3366 | 103.1289 | 100.4019 | 104.6393 | 122.06 | 122.7228 | 136.5547 | 0 | 678.1415 | 598.8009 | 659.3716 | 630.7719 | 647.3425 | 629.9429 | 635.461 | 621.9203 | 619.5362 | 652.71 | 624.7392 | 675.1017 | 1.3072
LO5Med | NR | Fans | Commercial | HVAC | 0.42502 | 0.31468 | 4821.2586 | 27.3105 | All Commercial | Fans-NR-All Commercial-Trim | 0.03414 | 0.076066 | 0.12268 | 0.18002 | 0.24527 | 0.32138 | 0.40436 | 0.48882 | 0.56848 | 0.63667 | 0.71492 | 0.77982 | 0.80264 | 0.84216 | 0.87086 | 0.87033 | 0.86976 | 0.86915 | 0.86876 | 0.87081 | 16.1616 | 72.2925 | 64.9386 | 68.994 | 66.4175 | 60.7436 | 55.2984 | 54.6583 | 53.213 | 55.4588 | 64.6918 | 65.0431 | 72.374 | 0 | 359.415 | 317.3645 | 349.4669 | 334.3091 | 343.0915 | 333.8697 | 336.7943 | 329.6178 | 328.3542 | 345.9363 | 331.1118 | 357.8039 | 1.0392
Retro5Med | Retro | Fans | Commercial | HVAC | 0.80192 | 0.59373 | 9096.7143 | 26.1208 | All Commercial | Fans-Retro-All Commercial-SystemUpgrade | 0.79032 | 0.97038 | 1.1875 | 1.3785 | 1.5723 | 1.8382 | 2.0166 | 2.06 | 1.9413 | 1.6688 | 1.2914 | 0.85464 | 0.49625 | 0.23893 | 0.10109 | 0.036759 | 0.011482 | 0.0025025 | 0.00041134 | 4.9375e-05 | 18.3795 | 136.4009 | 122.5257 | 130.1773 | 125.316 | 114.6106 | 104.3366 | 103.1289 | 100.4019 | 104.6393 | 122.06 | 122.7228 | 136.5547 | 0 | 678.1415 | 598.8009 | 659.3716 | 630.7719 | 647.3425 | 629.9429 | 635.461 | 621.9203 | 619.5362 | 652.71 | 624.7392 | 675.1017 | 1.0686
LO5Med | NR | Clean Water Pumps | Commercial | Motors/Drives | 0.20393 | 0.15099 | 2313.3281 | 27.616 | Commercial | Clean Water Pumps-HVAC-NR-Commercial-VS->VS | 0.0041703 | 0.0098913 | 0.01764 | 0.027564 | 0.03994 | 0.055662 | 0.074466 | 0.095675 | 0.11829 | 0.14078 | 0.16177 | 0.18097 | 0.19833 | 0.26163 | 0.24564 | 0.2276 | 0.20715 | 0.18372 | 0.15899 | 0.13486 | 1.6658 | 34.6873 | 31.1587 | 33.1046 | 31.8683 | 29.1459 | 26.5332 | 26.2261 | 25.5326 | 26.6102 | 31.0403 | 31.2089 | 34.7264 | 0 | 172.4539 | 152.2773 | 167.6806 | 160.4076 | 164.6216 | 160.1968 | 161.6001 | 158.1566 | 157.5504 | 165.9866 | 158.8735 | 171.6809 | 1.0319
LO5Med | NR | Clean Water Pumps | Commercial | Motors/Drives | 0.29018 | 0.21485 | 3291.7352 | 18.9745 | Commercial | Clean Water Pumps-HVAC-NR-Commercial-CS->CS | 0.012891 | 0.028952 | 0.048877 | 0.072269 | 0.099053 | 0.13053 | 0.16505 | 0.20034 | 0.23389 | 0.26272 | 0.28478 | 0.30034 | 0.31012 | 0.33282 | 0.31507 | 0.29362 | 0.26858 | 0.23951 | 0.20629 | 0.17057 | 3.7075 | 49.358 | 44.3371 | 47.1059 | 45.3468 | 41.473 | 37.7552 | 37.3182 | 36.3314 | 37.8647 | 44.1686 | 44.4084 | 49.4136 | 0 | 245.3921 | 216.682 | 238.6001 | 228.251 | 234.2472 | 227.951 | 229.9478 | 225.048 | 224.1852 | 236.1895 | 226.068 | 244.2922 | 1.2876
LO5Med | NR | Clean Water Pumps | Commercial | Motors/Drives | 1.7767 | 1.3154 | 20153.9389 | 5.8686 | Commercial | Clean Water Pumps-HVAC-NR-Commercial-CS->VS | 0.031571 | 0.070905 | 0.1197 | 0.17699 | 0.24258 | 0.31967 | 0.40421 | 0.49064 | 0.57281 | 0.6434 | 0.69745 | 0.73554 | 0.75949 | 0.81509 | 0.77161 | 0.71909 | 0.65775 | 0.58657 | 0.5052 | 0.41774 | 9.0797 | 302.1988 | 271.4579 | 288.4103 | 277.6399 | 253.922 | 231.1597 | 228.484 | 222.4423 | 231.8302 | 270.4261 | 271.8946 | 302.5394 | 0 | 1502.435 | 1326.6544 | 1460.8499 | 1397.4869 | 1434.1993 | 1395.6501 | 1407.8755 | 1377.876 | 1372.594 | 1446.091 | 1384.1212 | 1495.7003 | 2.0629
LO5Med | NR | Clean Water Pumps | Commercial | Motors/Drives | 0.95032 | 0.7036 | 10780.0138 | 24.7962 | Commercial | Clean Water Pumps-HVAC-NR-Commercial-Trim | 0.059104 | 0.13274 | 0.22409 | 0.33134 | 0.45414 | 0.59845 | 0.75672 | 0.91852 | 1.0724 | 1.2045 | 1.3057 | 1.377 | 1.4218 | 1.5259 | 1.4445 | 1.3462 | 1.2314 | 1.0981 | 0.94579 | 0.78205 | 16.998 | 161.6412 | 145.1984 | 154.266 | 148.5051 | 135.8187 | 123.6436 | 122.2124 | 118.9808 | 124.0022 | 144.6465 | 145.432 | 161.8234 | 0 | 803.628 | 709.6059 | 781.3848 | 747.493 | 767.1299 | 746.5105 | 753.0497 | 737.0034 | 734.1782 | 773.4905 | 740.3439 | 800.0257 | 1.1034
LO5Med | NR | Clean Water Pumps | Commercial | Motors/Drives | 0.21311 | 0.16216 | 2182.1685 | 28.5942 | Commercial | Clean Water Pumps-DHW-NR-Commercial-VS->VS | 0.0020994 | 0.0049794 | 0.0088805 | 0.013876 | 0.020106 | 0.028021 | 0.037487 | 0.048164 | 0.059549 | 0.070869 | 0.08144 | 0.091102 | 0.099843 | 0.088652 | 0.085069 | 0.080565 | 0.075001 | 0.068118 | 0.060177 | 0.0517 | 0.83859 | 35.9218 | 32.8824 | 36.0719 | 30.2449 | 30.0162 | 26.1831 | 26.052 | 25.4116 | 24.2136 | 26.2036 | 29.6737 | 33.6229 | 0 | 172.0315 | 158.2045 | 173.9418 | 160.6561 | 163.1811 | 143.6539 | 141.0592 | 138.2421 | 131.2319 | 139.0856 | 142.6358 | 161.7475 | 0.99524
LO5Med | NR | Clean Water Pumps | Commercial | Motors/Drives | 0.30191 | 0.22972 | 3091.3424 | 19.7505 | Commercial | Clean Water Pumps-DHW-NR-Commercial-CS->CS | 0.0064609 | 0.014511 | 0.024497 | 0.03622 | 0.049644 | 0.065419 | 0.08272 | 0.10041 | 0.11722 | 0.13167 | 0.14273 | 0.15052 | 0.15543 | 0.16684 | 0.15794 | 0.14718 | 0.13463 | 0.12006 | 0.1034 | 0.085501 | 1.8581 | 50.8881 | 46.5824 | 51.1007 | 42.8461 | 42.5221 | 37.0919 | 36.9063 | 35.999 | 34.3019 | 37.121 | 42.0369 | 47.6314 | 0 | 243.7064 | 224.1185 | 246.4125 | 227.5915 | 231.1686 | 203.5056 | 199.8298 | 195.839 | 185.908 | 197.0339 | 202.0632 | 229.1376 | 1.2332
LO5Med | NR | Clean Water Pumps | Commercial | Motors/Drives | 1.8156 | 1.3815 | 18590.2645 | 5.3415 | Commercial | Clean Water Pumps-DHW-NR-Commercial-CS->VS | 0.015541 | 0.034905 | 0.058925 | 0.087127 | 0.11942 | 0.15736 | 0.19898 | 0.24152 | 0.28198 | 0.31673 | 0.34333 | 0.36208 | 0.37387 | 0.40132 | 0.37991 | 0.35404 | 0.32384 | 0.28879 | 0.24873 | 0.20567 | 4.4696 | 306.0235 | 280.1305 | 307.3022 | 257.6617 | 255.7129 | 223.0581 | 221.9416 | 216.4855 | 206.2795 | 223.2328 | 252.7953 | 286.4388 | 0 | 1465.5658 | 1347.7714 | 1481.8394 | 1368.6566 | 1390.1678 | 1223.8124 | 1201.7074 | 1177.7082 | 1117.9865 | 1184.894 | 1215.1383 | 1377.9542 | 2.0202
LO5Med | NR | Clean Water Pumps | Commercial | Motors/Drives | 0.97111 | 0.73893 | 9943.6299 | 24.9755 | Commercial | Clean Water Pumps-DHW-NR-Commercial-Trim | 0.029095 | 0.065345 | 0.11031 | 0.16311 | 0.22356 | 0.2946 | 0.37251 | 0.45216 | 0.52789 | 0.59294 | 0.64275 | 0.67785 | 0.69993 | 0.75131 | 0.71123 | 0.6628 | 0.60627 | 0.54065 | 0.46565 | 0.38503 | 8.3676 | 163.687 | 149.8372 | 164.371 | 137.819 | 136.7767 | 119.3101 | 118.7129 | 115.7946 | 110.3355 | 119.4036 | 135.2161 | 153.2115 | 0 | 783.9073 | 720.901 | 792.6118 | 732.0722 | 743.5781 | 654.5973 | 642.7737 | 629.937 | 597.9928 | 633.7805 | 649.9577 | 737.0453 | 1.0806
LO12Med | New | Clean Water Pumps | Commercial | Motors/Drives | 0.28084 | 0.20793 | 3185.7273 | 27.616 | Commercial | Clean Water Pumps-HVAC-New-Commercial-VS->VS | 0.02834 | 0.05772 | 0.088224 | 0.11985 | 0.15238 | 0.1829 | 0.20854 | 0.23031 | 0.24929 | 0.26574 | 0.28002 | 0.29329 | 0.30585 | 0.31777 | 0.32896 | 0.33949 | 0.34695 | 0.35425 | 0.36179 | 0.36974 | 6.1877 | 47.7685 | 42.9093 | 45.5889 | 43.8865 | 40.1374 | 36.5393 | 36.1164 | 35.1614 | 36.6453 | 42.7462 | 42.9783 | 47.8223 | 0 | 237.4895 | 209.7039 | 230.9161 | 220.9003 | 226.7035 | 220.61 | 222.5425 | 217.8005 | 216.9655 | 228.5832 | 218.7876 | 236.4249 | 1.0319
LO12Med | New | Clean Water Pumps | Commercial | Motors/Drives | 0.37696 | 0.27909 | 4276.0377 | 40.2098 | Commercial | Clean Water Pumps-HVAC-New-Commercial-CS->CS | 0.0071781 | 0.014473 | 0.021887 | 0.029403 | 0.036947 | 0.043802 | 0.049297 | 0.053702 | 0.057295 | 0.060157 | 0.062383 | 0.064249 | 0.065822 | 0.067119 | 0.068126 | 0.068857 | 0.068842 | 0.068677 | 0.06844 | 0.068153 | 1.3625 | 64.1172 | 57.5949 | 61.1917 | 58.9065 | 53.8743 | 49.0449 | 48.4772 | 47.1953 | 49.1872 | 57.376 | 57.6876 | 64.1894 | 0 | 318.7699 | 281.4747 | 309.9468 | 296.5032 | 304.2924 | 296.1135 | 298.7073 | 292.3423 | 291.2217 | 306.8154 | 293.6674 | 317.341 | 0.8003
LO12Med | New | Clean Water Pumps | Commercial | Motors/Drives | 0.43714 | 0.32365 | 4958.7116 | 23.1091 | Commercial | Clean Water Pumps-HVAC-New-Commercial-CS->VS | 0.0033297 | 0.0067133 | 0.010153 | 0.013639 | 0.017138 | 0.020318 | 0.022867 | 0.02491 | 0.026577 | 0.027904 | 0.028937 | 0.029803 | 0.030532 | 0.031134 | 0.031601 | 0.03194 | 0.031933 | 0.031857 | 0.031746 | 0.031614 | 0.63203 | 74.3535 | 66.79 | 70.961 | 68.311 | 62.4754 | 56.875 | 56.2166 | 54.7301 | 57.0399 | 66.5361 | 66.8975 | 74.4373 | 0 | 369.6618 | 326.4125 | 359.4302 | 343.8402 | 352.873 | 343.3883 | 346.3962 | 339.0151 | 337.7155 | 355.7988 | 340.5517 | 368.0048 | 1.1512
LO12Med | New | Clean Water Pumps | Commercial | Motors/Drives | 0.23382 | 0.17311 | 2652.3341 | 57.0285 | Commercial | Clean Water Pumps-HVAC-New-Commercial-Trim | 0.0062334 | 0.012568 | 0.019007 | 0.025533 | 0.032085 | 0.038038 | 0.042809 | 0.046634 | 0.049755 | 0.052239 | 0.054173 | 0.055793 | 0.057159 | 0.058285 | 0.05916 | 0.059795 | 0.059782 | 0.059638 | 0.059432 | 0.059183 | 1.1832 | 39.7705 | 35.7249 | 37.9559 | 36.5385 | 33.4171 | 30.4215 | 30.0694 | 29.2742 | 30.5097 | 35.5891 | 35.7824 | 39.8153 | 0 | 197.7261 | 174.5927 | 192.2533 | 183.9145 | 188.746 | 183.6728 | 185.2817 | 181.3337 | 180.6385 | 190.311 | 182.1556 | 196.8398 | 0.61573
LO12Med | New | Clean Water Pumps | Commercial | Motors/Drives | 0.27422 | 0.20866 | 2807.8988 | 28.5942 | Commercial | Clean Water Pumps-DHW-New-Commercial-VS->VS | 0.0065686 | 0.013438 | 0.020635 | 0.028165 | 0.035989 | 0.043418 | 0.049767 | 0.055262 | 0.060155 | 0.064498 | 0.068372 | 0.072056 | 0.075621 | 0.079082 | 0.08242 | 0.085646 | 0.08815 | 0.090659 | 0.093279 | 0.096056 | 1.5174 | 46.2222 | 42.3113 | 46.4153 | 38.9176 | 38.6232 | 33.691 | 33.5224 | 32.6983 | 31.1567 | 33.7174 | 38.1825 | 43.2641 | 0 | 221.3611 | 203.5692 | 223.819 | 206.7238 | 209.9728 | 184.8463 | 181.5075 | 177.8826 | 168.8622 | 178.968 | 183.5361 | 208.1281 | 0.99524
LO12Med | New | Clean Water Pumps | Commercial | Motors/Drives | 0.38848 | 0.29559 | 3977.7755 | 19.7505 | Commercial | Clean Water Pumps-DHW-New-Commercial-CS->CS | 0.0035686 | 0.0071951 | 0.010881 | 0.014617 | 0.018368 | 0.021776 | 0.024508 | 0.026698 | 0.028484 | 0.029907 | 0.031014 | 0.031941 | 0.032723 | 0.033368 | 0.033869 | 0.034232 | 0.034225 | 0.034143 | 0.034025 | 0.033882 | 0.67738 | 65.4801 | 59.9398 | 65.7537 | 55.1321 | 54.7151 | 47.7279 | 47.489 | 46.3216 | 44.1378 | 47.7653 | 54.0908 | 61.2896 | 0 | 313.5884 | 288.3838 | 317.0705 | 292.8527 | 297.4554 | 261.8602 | 257.1304 | 251.9953 | 239.2166 | 253.5328 | 260.0042 | 294.8421 | 1.2332
LO12Med | New | Clean Water Pumps | Commercial | Motors/Drives | 0.56008 | 0.42617 | 5734.8871 | 15.275 | Commercial | Clean Water Pumps-DHW-New-Commercial-CS->VS | 0.002058 | 0.0041493 | 0.0062752 | 0.0084298 | 0.010593 | 0.012558 | 0.014134 | 0.015396 | 0.016427 | 0.017247 | 0.017885 | 0.01842 | 0.018871 | 0.019243 | 0.019532 | 0.019741 | 0.019737 | 0.01969 | 0.019622 | 0.01954 | 0.39064 | 94.4048 | 86.4171 | 94.7993 | 79.4857 | 78.8846 | 68.8109 | 68.4665 | 66.7834 | 63.6349 | 68.8648 | 77.9845 | 88.3631 | 0 | 452.1105 | 415.7723 | 457.1307 | 422.2151 | 428.8511 | 377.5323 | 370.7132 | 363.3097 | 344.8862 | 365.5265 | 374.8565 | 425.0833 | 1.4029
LO12Med | New | Clean Water Pumps | Commercial | Motors/Drives | 0.29958 | 0.22795 | 3067.4977 | 43.5469 | Commercial | Clean Water Pumps-DHW-New-Commercial-Trim | 0.0038527 | 0.007768 | 0.011748 | 0.015781 | 0.019831 | 0.02351 | 0.026459 | 0.028823 | 0.030752 | 0.032288 | 0.033483 | 0.034485 | 0.035329 | 0.036025 | 0.036565 | 0.036958 | 0.03695 | 0.036861 | 0.036734 | 0.03658 | 0.73132 | 50.4956 | 46.2231 | 50.7066 | 42.5156 | 42.1941 | 36.8058 | 36.6216 | 35.7213 | 34.0373 | 36.8347 | 41.7126 | 47.264 | 0 | 241.8266 | 222.3898 | 244.5118 | 225.836 | 229.3855 | 201.9359 | 198.2885 | 194.3285 | 184.474 | 195.5142 | 200.5046 | 227.3702 | 0.75041
LO12Med | New | Clean Water Pumps | Commercial | Motors/Drives | 0.56008 | 0.42617 | 5734.8871 | 47.7877 | Commercial | Clean Water Pumps-DHW-New-Commercial-SystemUpgrade | 0.006174 | 0.012448 | 0.018826 | 0.025289 | 0.031779 | 0.037675 | 0.042401 | 0.046189 | 0.04928 | 0.051741 | 0.053656 | 0.055261 | 0.056614 | 0.057729 | 0.058595 | 0.059224 | 0.059211 | 0.059069 | 0.058865 | 0.058619 | 1.1719 | 94.4048 | 86.4171 | 94.7993 | 79.4857 | 78.8846 | 68.8109 | 68.4665 | 66.7834 | 63.6349 | 68.8648 | 77.9845 | 88.3631 | 0 | 452.1105 | 415.7723 | 457.1307 | 422.2151 | 428.8511 | 377.5323 | 370.7132 | 363.3097 | 344.8862 | 365.5265 | 374.8565 | 425.0833 | 0.70147
Retro5Med | Retro | Clean Water Pumps | Commercial | Motors/Drives | 1.7767 | 1.3154 | 20153.9389 | 27.6354 | Commercial | Clean Water Pumps-HVAC-Retro-Commercial-SystemUpgrade | 0.91523 | 1.1395 | 1.4139 | 1.6641 | 1.9243 | 2.2806 | 2.5357 | 2.6252 | 2.5067 | 2.183 | 1.7113 | 1.1471 | 0.67448 | 0.32882 | 0.14085 | 0.051846 | 0.016391 | 0.0036153 | 0.00060128 | 7.3014e-05 | 27.1786 | 302.1988 | 271.4579 | 288.4103 | 277.6399 | 253.922 | 231.1597 | 228.484 | 222.4423 | 231.8302 | 270.4261 | 271.8946 | 302.5394 | 0 | 1502.435 | 1326.6544 | 1460.8499 | 1397.4869 | 1434.1993 | 1395.6501 | 1407.8755 | 1377.876 | 1372.594 | 1446.091 | 1384.1212 | 1495.7003 | 1.0315
Retro5Med | Retro | Clean Water Pumps | Commercial | Motors/Drives | 1.8156 | 1.3815 | 18590.2645 | 27.9206 | Commercial | Clean Water Pumps-DHW-Retro-Commercial-SystemUpgrade | 0.45054 | 0.56097 | 0.69606 | 0.81925 | 0.94736 | 1.1228 | 1.2484 | 1.2925 | 1.2342 | 1.0748 | 0.84255 | 0.56477 | 0.3321 | 0.16191 | 0.069351 | 0.025529 | 0.0080709 | 0.0017802 | 0.00029608 | 3.5953e-05 | 13.3833 | 306.0235 | 280.1305 | 307.3022 | 257.6617 | 255.7129 | 223.0581 | 221.9416 | 216.4855 | 206.2795 | 223.2328 | 252.7953 | 286.4388 | 0 | 1465.5658 | 1347.7714 | 1481.8394 | 1368.6566 | 1390.1678 | 1223.8124 | 1201.7074 | 1177.7082 | 1117.9865 | 1184.894 | 1215.1383 | 1377.9542 | 1.0101
Retro12Med | Retro | Pre-Rinse Spray Valve | Commercial | Food Preparation | 0.057616 | 0.044599 | 633.7298 | -130.2065 | Restaurant | Pre-Rinse Spray Valve_0.81_to_1.0gpm_Electric | 0.069506 | 0.070392 | 0.071265 | 0.072129 | 0.072981 | 0.066442 | 0.053754 | 0.043479 | 0.035159 | 0.028425 | 0.022976 | 0.018568 | 0.015002 | 0.01212 | 0.0097893 | 0.007906 | 5.4431e-05 | 1.962e-05 | 6.5857e-06 | 2.1643e-06 | 0.75615 | 9.1195 | 8.3362 | 9.1826 | 7.5709 | 7.483 | 6.6493 | 6.559 | 6.4278 | 6.1644 | 6.6101 | 7.6667 | 8.5931 | 0 | 50.7073 | 46.8968 | 51.8491 | 47.4962 | 48.1887 | 43.2032 | 41.9242 | 41.4512 | 39.5465 | 41.5283 | 42.5968 | 47.9788 | 4.6962
Retro12Med | Retro | Pre-Rinse Spray Valve | Commercial | Food Preparation | 0.033352 | 0.025816 | 366.8405 | -99.0072 | Restaurant | Pre-Rinse Spray Valve_0.61_to_0.8gpm_Electric | 0.040234 | 0.040747 | 0.041253 | 0.041752 | 0.042246 | 0.038461 | 0.031116 | 0.025168 | 0.020352 | 0.016454 | 0.0133 | 0.010748 | 0.0086842 | 0.0070155 | 0.0056666 | 0.0045765 | 3.1508e-05 | 1.1357e-05 | 3.8122e-06 | 1.2528e-06 | 0.4377 | 5.2789 | 4.8255 | 5.3155 | 4.3825 | 4.3316 | 3.849 | 3.7968 | 3.7208 | 3.5683 | 3.8263 | 4.4379 | 4.9742 | 0 | 29.3524 | 27.1467 | 30.0133 | 27.4936 | 27.8945 | 25.0086 | 24.2682 | 23.9944 | 22.8919 | 24.0391 | 24.6575 | 27.773 | 2.7185
Retro5Med | Retro | ARC | Commercial | HVAC | 6.1215e-06 | 4.5322e-06 | 0.072013 | 20.2342 | Large Off | ARC-Large Off | 0.0062968 | 0.0078177 | 0.0095331 | 0.011004 | 0.012503 | 0.014566 | 0.015944 | 0.016238 | 0.015252 | 0.01306 | 0.010058 | 0.0066286 | 0.0038326 | 0.001837 | 0.00077446 | 0.00028059 | 8.735e-05 | 1.8975e-05 | 3.1094e-06 | 3.7197e-07 | 0.13832 | 0.0010412 | 0.0009353 | 0.00099371 | 0.0009566 | 0.00087488 | 0.00079645 | 0.00078723 | 0.00076642 | 0.00079876 | 0.00093174 | 0.0009368 | 0.0010424 | 0 | 0.0051766 | 0.0045709 | 0.0050333 | 0.004815 | 0.0049415 | 0.0048087 | 0.0048508 | 0.0047474 | 0.0047292 | 0.0049825 | 0.0047689 | 0.0051534 | 1.2009
Retro5Med | Retro | ARC | Commercial | HVAC | 5.2732e-05 | 3.9042e-05 | 0.62075 | 20.3351 | Medium Off | ARC-Medium Off | 0.19569 | 0.24451 | 0.29819 | 0.34375 | 0.39001 | 0.45436 | 0.49801 | 0.50697 | 0.47612 | 0.40753 | 0.31345 | 0.20657 | 0.11938 | 0.057174 | 0.024102 | 0.0087275 | 0.0027169 | 0.00059008 | 9.6692e-05 | 1.1565e-05 | 4.3149 | 0.0089692 | 0.0080568 | 0.00856 | 0.0082403 | 0.0075364 | 0.0068608 | 0.0067814 | 0.0066021 | 0.0068807 | 0.0080262 | 0.0080698 | 0.0089793 | 0 | 0.044592 | 0.039375 | 0.043358 | 0.041477 | 0.042567 | 0.041423 | 0.041786 | 0.040895 | 0.040738 | 0.04292 | 0.041081 | 0.044392 | 1.198
Retro5Med | Retro | ARC | Commercial | HVAC | 7.2304e-06 | 5.3533e-06 | 0.074614 | 23.9924 | Small Off | ARC-Small Off | 0.011837 | 0.014595 | 0.017805 | 0.020582 | 0.023391 | 0.027257 | 0.029829 | 0.030373 | 0.028531 | 0.024445 | 0.01884 | 0.012425 | 0.007188 | 0.0034478 | 0.0014539 | 0.00052689 | 0.00016406 | 3.5644e-05 | 5.8409e-06 | 6.9889e-07 | 0.26033 | 0.0012298 | 0.0011047 | 0.0011737 | 0.0011299 | 0.0010334 | 0.00094073 | 0.00092984 | 0.00090525 | 0.00094346 | 0.0011005 | 0.0011065 | 0.0012312 | 0 | 0.0061143 | 0.005399 | 0.0059451 | 0.0056872 | 0.0058366 | 0.0056797 | 0.0057295 | 0.0056074 | 0.0055859 | 0.005885 | 0.0056328 | 0.0060869 | 1.104
Retro5Med | Retro | ARC | Commercial | HVAC | 2.9526e-05 | 2.186e-05 | 0.31286 | 27.2455 | XLarge Ret | ARC-XLarge Ret | 0.10087 | 0.12429 | 0.15138 | 0.17527 | 0.19982 | 0.23216 | 0.25422 | 0.2582 | 0.2412 | 0.20702 | 0.15897 | 0.10459 | 0.060304 | 0.02887 | 0.012141 | 0.004391 | 0.0013643 | 0.00029589 | 4.839e-05 | 5.781e-06 | 2.149 | 0.0050221 | 0.0045112 | 0.0047929 | 0.004614 | 0.0042198 | 0.0038415 | 0.0037971 | 0.0036967 | 0.0038527 | 0.0044941 | 0.0045185 | 0.0050277 | 0 | 0.024968 | 0.022047 | 0.024277 | 0.023224 | 0.023834 | 0.023194 | 0.023397 | 0.022898 | 0.02281 | 0.024032 | 0.023002 | 0.024856 | 1.0338
Retro5Med | Retro | ARC | Commercial | HVAC | 2.7737e-06 | 2.0536e-06 | 0.029391 | 28.016 | Large Ret | ARC-Large Ret | 0.01254 | 0.015403 | 0.018763 | 0.02169 | 0.02465 | 0.028672 | 0.031328 | 0.031838 | 0.029826 | 0.025548 | 0.019655 | 0.01294 | 0.0074713 | 0.0035787 | 0.0015063 | 0.000545 | 0.0001694 | 3.6746e-05 | 6.0113e-06 | 7.182e-07 | 0.26718 | 0.00047179 | 0.0004238 | 0.00045027 | 0.00043345 | 0.00039642 | 0.00036089 | 0.00035671 | 0.00034728 | 0.00036193 | 0.00042219 | 0.00042448 | 0.00047232 | 0 | 0.0023456 | 0.0020712 | 0.0022807 | 0.0021818 | 0.0022391 | 0.0021789 | 0.002198 | 0.0021511 | 0.0021429 | 0.0022576 | 0.0021609 | 0.0023351 | 1.0186
Retro5Med | Retro | ARC | Commercial | HVAC | 4.7631e-05 | 3.5265e-05 | 0.50041 | 27.1883 | Medium Ret | ARC-Medium Ret | 0.059392 | 0.073647 | 0.089707 | 0.10403 | 0.1191 | 0.13813 | 0.15175 | 0.15394 | 0.14326 | 0.12332 | 0.094418 | 0.062064 | 0.035706 | 0.017077 | 0.0071729 | 0.0025922 | 0.00080497 | 0.00017453 | 2.853e-05 | 3.4078e-06 | 1.2657 | 0.0081016 | 0.0072775 | 0.007732 | 0.0074432 | 0.0068074 | 0.0061971 | 0.0061254 | 0.0059634 | 0.0062151 | 0.0072498 | 0.0072892 | 0.0081107 | 0 | 0.040279 | 0.035566 | 0.039164 | 0.037465 | 0.038449 | 0.037416 | 0.037744 | 0.036939 | 0.036798 | 0.038768 | 0.037107 | 0.040098 | 1.0349
Retro5Med | Retro | ARC | Commercial | HVAC | 6.7661e-07 | 5.0095e-07 | 0.0071084 | 25.535 | Small Ret | ARC-Small Ret | 0.00057389 | 0.00070587 | 0.00085973 | 0.00099439 | 0.0011314 | 0.0013154 | 0.0014386 | 0.0014617 | 0.0013678 | 0.0011726 | 0.00090148 | 0.00059333 | 0.00034241 | 0.00016397 | 6.8992e-05 | 2.4958e-05 | 7.7566e-06 | 1.6824e-06 | 2.7519e-07 | 3.2877e-08 | 0.01224 | 0.00011509 | 0.00010338 | 0.00010983 | 0.00010573 | 9.67e-05 | 8.8032e-05 | 8.7013e-05 | 8.4712e-05 | 8.8287e-05 | 0.00010299 | 0.00010354 | 0.00011522 | 0 | 0.00057217 | 0.00050523 | 0.00055633 | 0.0005322 | 0.00054618 | 0.0005315 | 0.00053616 | 0.00052473 | 0.00052272 | 0.00055071 | 0.00052711 | 0.0005696 | 1.0693
Retro5Med | Retro | ARC | Commercial | HVAC | 9.8085e-06 | 7.2621e-06 | 0.13138 | 17.939 | School K-12 | ARC-School K-12 | 0.014853 | 0.018325 | 0.022375 | 0.025917 | 0.029494 | 0.034398 | 0.037637 | 0.038351 | 0.036043 | 0.030922 | 0.023859 | 0.015744 | 0.0091172 | 0.0043777 | 0.0018474 | 0.00067013 | 0.00020883 | 4.5413e-05 | 7.4483e-06 | 8.9212e-07 | 0.33193 | 0.0016683 | 0.0014986 | 0.0015922 | 0.0015328 | 0.0014018 | 0.0012762 | 0.0012614 | 0.001228 | 0.0012799 | 0.0014929 | 0.001501 | 0.0016702 | 0 | 0.0082945 | 0.0073241 | 0.0080649 | 0.0077151 | 0.0079178 | 0.007705 | 0.0077725 | 0.0076068 | 0.0075777 | 0.0079834 | 0.0076413 | 0.0082573 | 1.2707
Retro5Med | Retro | ARC | Commercial | HVAC | 9.9717e-06 | 7.3829e-06 | 0.13014 | 18.4141 | University | ARC-University | 0.0069037 | 0.0085029 | 0.010377 | 0.012026 | 0.013679 | 0.015958 | 0.017459 | 0.017784 | 0.016707 | 0.014322 | 0.011051 | 0.0072901 | 0.0042203 | 0.0020259 | 0.00085478 | 0.00031002 | 9.659e-05 | 2.0998e-05 | 3.443e-06 | 4.1225e-07 | 0.15339 | 0.0016961 | 0.0015236 | 0.0016187 | 0.0015583 | 0.0014252 | 0.0012974 | 0.0012824 | 0.0012485 | 0.0013012 | 0.0015178 | 0.001526 | 0.001698 | 0 | 0.0084325 | 0.0074459 | 0.0081991 | 0.0078435 | 0.0080495 | 0.0078332 | 0.0079018 | 0.0077334 | 0.0077038 | 0.0081163 | 0.0077685 | 0.0083947 | 1.2554
Retro5Med | Retro | ARC | Commercial | HVAC | 2.593e-06 | 1.9198e-06 | 0.027409 | 27.0265 | Warehouse | ARC-Warehouse | 0.0026402 | 0.0032466 | 0.0039606 | 0.0045739 | 0.005192 | 0.0060298 | 0.0065867 | 0.0066937 | 0.0062681 | 0.0053643 | 0.0041287 | 0.0027177 | 0.0015695 | 0.0007517 | 0.00031647 | 0.0001145 | 3.5593e-05 | 7.7191e-06 | 1.2627e-06 | 1.5084e-07 | 0.056125 | 0.00044106 | 0.00039619 | 0.00042093 | 0.00040521 | 0.0003706 | 0.00033737 | 0.00033347 | 0.00032465 | 0.00033835 | 0.00039468 | 0.00039683 | 0.00044155 | 0 | 0.0021928 | 0.0019362 | 0.0021321 | 0.0020396 | 0.0020932 | 0.0020369 | 0.0020548 | 0.002011 | 0.0020033 | 0.0021106 | 0.0020201 | 0.002183 | 1.0381
Retro5Med | Retro | ARC | Commercial | HVAC | 9.1239e-06 | 6.7552e-06 | 0.095894 | 27.3788 | Supermarket | ARC-Supermarket | 0.0081665 | 0.010067 | 0.012261 | 0.014162 | 0.016078 | 0.018716 | 0.020435 | 0.020767 | 0.019439 | 0.016661 | 0.012806 | 0.0084301 | 0.0048632 | 0.0023293 | 0.00098005 | 0.00035451 | 0.00011016 | 2.3892e-05 | 3.9072e-06 | 4.6676e-07 | 0.17363 | 0.0015519 | 0.001394 | 0.0014811 | 0.0014258 | 0.001304 | 0.0011871 | 0.0011733 | 0.0011423 | 0.0011905 | 0.0013887 | 0.0013963 | 0.0015536 | 0 | 0.0077155 | 0.0068128 | 0.007502 | 0.0071766 | 0.0073651 | 0.0071672 | 0.0072299 | 0.0070759 | 0.0070488 | 0.0074262 | 0.0071079 | 0.0076809 | 1.0311
Retro5Med | Retro | ARC | Commercial | HVAC | 0.00012136 | 8.9856e-05 | 1.2756 | 24.228 | MiniMart | ARC-MiniMart | 0.069743 | 0.085861 | 0.10481 | 0.12137 | 0.13807 | 0.16202 | 0.17736 | 0.18053 | 0.16933 | 0.14546 | 0.11204 | 0.073886 | 0.042736 | 0.020508 | 0.0086487 | 0.0031355 | 0.00097656 | 0.00021229 | 3.4799e-05 | 4.1667e-06 | 1.5518 | 0.020643 | 0.018543 | 0.019701 | 0.018966 | 0.017345 | 0.015791 | 0.015608 | 0.015195 | 0.015836 | 0.018473 | 0.018573 | 0.020666 | 0 | 0.10263 | 0.090624 | 0.099791 | 0.095462 | 0.09797 | 0.095337 | 0.096172 | 0.094123 | 0.093762 | 0.098782 | 0.094549 | 0.10217 | 1.0985
Retro5Med | Retro | ARC | Commercial | HVAC | 0.00014377 | 0.00010644 | 1.8903 | 18.1232 | Restaurant | ARC-Restaurant | 0.28005 | 0.3465 | 0.41945 | 0.482 | 0.54472 | 0.63119 | 0.6867 | 0.69424 | 0.64596 | 0.55216 | 0.42216 | 0.27673 | 0.15877 | 0.075714 | 0.031687 | 0.011412 | 0.0035299 | 0.00076225 | 0.0001241 | 1.4761e-05 | 5.4926 | 0.024454 | 0.021966 | 0.023338 | 0.022466 | 0.020547 | 0.018705 | 0.018489 | 0.018 | 0.018759 | 0.021883 | 0.022001 | 0.024481 | 0 | 0.12157 | 0.10735 | 0.11821 | 0.11308 | 0.11605 | 0.11293 | 0.11392 | 0.1115 | 0.11107 | 0.11702 | 0.112 | 0.12103 | 1.2647
Retro5Med | Retro | ARC | Commercial | HVAC | 1.2666e-05 | 9.3776e-06 | 0.15999 | 15.8461 | Lodging | ARC-Lodging | 0.0097223 | 0.012003 | 0.014608 | 0.016877 | 0.019175 | 0.022343 | 0.024436 | 0.024858 | 0.023291 | 0.019994 | 0.015384 | 0.010144 | 0.0058577 | 0.00281 | 0.0011829 | 0.00042855 | 0.0001333 | 2.8941e-05 | 4.7383e-06 | 5.6668e-07 | 0.2109 | 0.0021544 | 0.0019352 | 0.0020561 | 0.0019793 | 0.0018102 | 0.0016479 | 0.0016289 | 0.0015858 | 0.0016527 | 0.0019279 | 0.0019383 | 0.0021568 | 0 | 0.010711 | 0.0094577 | 0.010414 | 0.0099626 | 0.010224 | 0.0099495 | 0.010037 | 0.0098228 | 0.0097852 | 0.010309 | 0.0098674 | 0.010663 | 1.3431
Retro5Med | Retro | ARC | Commercial | HVAC | 1.5404e-05 | 1.1405e-05 | 0.19974 | 19.3659 | Hospital | ARC-Hospital | 0.011532 | 0.014523 | 0.017821 | 0.02066 | 0.023393 | 0.027341 | 0.029951 | 0.030268 | 0.028141 | 0.024034 | 0.018473 | 0.012113 | 0.0069748 | 0.0033326 | 0.0014013 | 0.00050679 | 0.00015756 | 3.4174e-05 | 5.5913e-06 | 6.6826e-07 | 0.24805 | 0.00262 | 0.0023535 | 0.0025005 | 0.0024071 | 0.0022015 | 0.0020041 | 0.0019809 | 0.0019286 | 0.00201 | 0.0023446 | 0.0023573 | 0.002623 | 0 | 0.013026 | 0.011502 | 0.012665 | 0.012116 | 0.012434 | 0.0121 | 0.012206 | 0.011946 | 0.0119 | 0.012538 | 0.012 | 0.012968 | 1.2262
Retro5Med | Retro | ARC | Commercial | HVAC | 1.492e-05 | 1.1047e-05 | 0.17074 | 19.8786 | Residential Care | ARC-Residential Care | 0.012591 | 0.015721 | 0.019181 | 0.022193 | 0.025258 | 0.029425 | 0.0322 | 0.032578 | 0.03041 | 0.025983 | 0.019995 | 0.013138 | 0.0075775 | 0.0036251 | 0.0015259 | 0.00055213 | 0.00017172 | 3.7252e-05 | 6.0969e-06 | 7.2873e-07 | 0.27099 | 0.0025378 | 0.0022797 | 0.002422 | 0.0023316 | 0.0021324 | 0.0019412 | 0.0019188 | 0.001868 | 0.0019469 | 0.002271 | 0.0022833 | 0.0025407 | 0 | 0.012617 | 0.011141 | 0.012268 | 0.011736 | 0.012044 | 0.01172 | 0.011823 | 0.011571 | 0.011527 | 0.012144 | 0.011624 | 0.012561 | 1.2111
Retro5Med | Retro | ARC | Commercial | HVAC | 4.0017e-05 | 2.9628e-05 | 0.47028 | 22.2854 | Assembly | ARC-Assembly | 0.15962 | 0.19738 | 0.24229 | 0.27797 | 0.31551 | 0.36767 | 0.4024 | 0.40932 | 0.38378 | 0.32832 | 0.25228 | 0.16575 | 0.095587 | 0.045775 | 0.019254 | 0.0069633 | 0.0021639 | 0.00046932 | 7.6774e-05 | 9.1709e-06 | 3.4099 | 0.0068065 | 0.0061141 | 0.0064959 | 0.0062534 | 0.0057192 | 0.0052065 | 0.0051462 | 0.0050101 | 0.0052216 | 0.0060909 | 0.006124 | 0.0068142 | 0 | 0.03384 | 0.029881 | 0.032903 | 0.031476 | 0.032303 | 0.031435 | 0.03171 | 0.031034 | 0.030915 | 0.032571 | 0.031175 | 0.033688 | 1.1456
Retro5Med | Retro | ARC | Commercial | HVAC | 8.228e-06 | 6.0918e-06 | 0.096697 | 20.9421 | Other | ARC-Other | 0.012427 | 0.015371 | 0.018727 | 0.021475 | 0.024253 | 0.028285 | 0.030734 | 0.03097 | 0.028825 | 0.024585 | 0.018801 | 0.0123 | 0.0070536 | 0.0033592 | 0.0014065 | 0.00050645 | 0.00015663 | 3.3826e-05 | 5.5094e-06 | 6.5502e-07 | 0.2435 | 0.0013995 | 0.0012571 | 0.0013357 | 0.0012858 | 0.0011759 | 0.0010705 | 0.0010581 | 0.0010302 | 0.0010736 | 0.0012524 | 0.0012592 | 0.0014011 | 0 | 0.0069579 | 0.0061439 | 0.0067653 | 0.0064719 | 0.0066419 | 0.0064634 | 0.00652 | 0.0063811 | 0.0063566 | 0.006697 | 0.00641 | 0.0069267 | 1.1811
LO3Slow | New | ARC | Commercial | HVAC | 6.1215e-06 | 4.5322e-06 | 0.072013 | 20.2342 | Large Off | ARC-Large Off | 4.6064e-07 | 1.149e-06 | 2.0836e-06 | 3.8785e-06 | 6.7576e-06 | 1.2626e-05 | 2.0438e-05 | 3.125e-05 | 4.3459e-05 | 5.2177e-05 | 6.4191e-05 | 7.4604e-05 | 7.4463e-05 | 8.87e-05 | 9.2787e-05 | 0.00010339 | 0.00010649 | 0.00012091 | 0.00010152 | 0.00010858 | 0.0011099 | 0.0010412 | 0.0009353 | 0.00099371 | 0.0009566 | 0.00087488 | 0.00079645 | 0.00078723 | 0.00076642 | 0.00079876 | 0.00093174 | 0.0009368 | 0.0010424 | 0 | 0.0051766 | 0.0045709 | 0.0050333 | 0.004815 | 0.0049415 | 0.0048087 | 0.0048508 | 0.0047474 | 0.0047292 | 0.0049825 | 0.0047689 | 0.0051534 | 1.2009
LO3Slow | New | ARC | Commercial | HVAC | 5.2732e-05 | 3.9042e-05 | 0.62075 | 20.3351 | Medium Off | ARC-Medium Off | 0.00023009 | 0.00058328 | 0.0010541 | 0.001817 | 0.0032225 | 0.0064535 | 0.010186 | 0.015536 | 0.021625 | 0.024746 | 0.031966 | 0.037362 | 0.036351 | 0.044976 | 0.044035 | 0.05083 | 0.051898 | 0.058625 | 0.048068 | 0.051627 | 0.54119 | 0.0089692 | 0.0080568 | 0.00856 | 0.0082403 | 0.0075364 | 0.0068608 | 0.0067814 | 0.0066021 | 0.0068807 | 0.0080262 | 0.0080698 | 0.0089793 | 0 | 0.044592 | 0.039375 | 0.043358 | 0.041477 | 0.042567 | 0.041423 | 0.041786 | 0.040895 | 0.040738 | 0.04292 | 0.041081 | 0.044392 | 1.198
LO3Slow | New | ARC | Commercial | HVAC | 7.2304e-06 | 5.3533e-06 | 0.074614 | 23.9924 | Small Off | ARC-Small Off | 7.9813e-06 | 2.0451e-05 | 3.8417e-05 | 6.8607e-05 | 0.00011999 | 0.0002318 | 0.00035932 | 0.0005427 | 0.00078065 | 0.00091436 | 0.0011537 | 0.0013442 | 0.0013468 | 0.0016092 | 0.0015964 | 0.0018004 | 0.0018513 | 0.0020358 | 0.0017689 | 0.001863 | 0.019454 | 0.0012298 | 0.0011047 | 0.0011737 | 0.0011299 | 0.0010334 | 0.00094073 | 0.00092984 | 0.00090525 | 0.00094346 | 0.0011005 | 0.0011065 | 0.0012312 | 0 | 0.0061143 | 0.005399 | 0.0059451 | 0.0056872 | 0.0058366 | 0.0056797 | 0.0057295 | 0.0056074 | 0.0055859 | 0.005885 | 0.0056328 | 0.0060869 | 1.104
LO3Slow | New | ARC | Commercial | HVAC | 2.9526e-05 | 2.186e-05 | 0.31286 | 27.2456 | XLarge Ret | ARC-XLarge Ret | 1.7202e-07 | 4.3942e-07 | 1.236e-06 | 3.5118e-06 | 5.7335e-06 | 1.2047e-05 | 1.8108e-05 | 2.0029e-05 | 4.0031e-05 | 4.5393e-05 | 5.803e-05 | 6.0826e-05 | 7.1845e-05 | 7.4375e-05 | 7.9382e-05 | 8.1387e-05 | 8.6645e-05 | 7.8537e-05 | 7.9854e-05 | 7.8625e-05 | 0.00089621 | 0.0050221 | 0.0045112 | 0.0047929 | 0.004614 | 0.0042198 | 0.0038415 | 0.0037971 | 0.0036967 | 0.0038527 | 0.0044941 | 0.0045185 | 0.0050277 | 0 | 0.024968 | 0.022047 | 0.024277 | 0.023224 | 0.023834 | 0.023194 | 0.023397 | 0.022898 | 0.02281 | 0.024032 | 0.023002 | 0.024856 | 1.0338
LO3Slow | New | ARC | Commercial | HVAC | 2.7737e-06 | 2.0536e-06 | 0.029391 | 28.016 | Large Ret | ARC-Large Ret | 0 | 0 | 0 | 0 | 0 | 0 | 0 | 0 | 0 | 0 | 0 | 0 | 0 | 0 | 0 | 0 | 0 | 0 | 0 | 0 | 0 | 0.00047179 | 0.0004238 | 0.00045027 | 0.00043345 | 0.00039642 | 0.00036089 | 0.00035671 | 0.00034728 | 0.00036193 | 0.00042219 | 0.00042448 | 0.00047232 | 0 | 0.0023456 | 0.0020712 | 0.0022807 | 0.0021818 | 0.0022391 | 0.0021789 | 0.002198 | 0.0021511 | 0.0021429 | 0.0022576 | 0.0021609 | 0.0023351 | 1.0186
LO3Slow | New | ARC | Commercial | HVAC | 4.7631e-05 | 3.5265e-05 | 0.50041 | 27.1883 | Medium Ret | ARC-Medium Ret | 2.7518e-06 | 7.0967e-06 | 1.9929e-05 | 5.9023e-05 | 9.4464e-05 | 0.00020587 | 0.00030742 | 0.00033667 | 0.00067915 | 0.00076336 | 0.0009889 | 0.0010308 | 0.0012151 | 0.0012539 | 0.0013319 | 0.001368 | 0.0014584 | 0.0013048 | 0.0013081 | 0.0012633 | 0.014999 | 0.0081016 | 0.0072775 | 0.007732 | 0.0074432 | 0.0068074 | 0.0061971 | 0.0061254 | 0.0059634 | 0.0062151 | 0.0072498 | 0.0072892 | 0.0081107 | 0 | 0.040279 | 0.035566 | 0.039164 | 0.037465 | 0.038449 | 0.037416 | 0.037744 | 0.036939 | 0.036798 | 0.038768 | 0.037107 | 0.040098 | 1.0349
LO3Slow | New | ARC | Commercial | HVAC | 6.7661e-07 | 5.0095e-07 | 0.0071084 | 25.535 | Small Ret | ARC-Small Ret | 2.3642e-07 | 6.0241e-07 | 1.5676e-06 | 4.0773e-06 | 6.7632e-06 | 1.3791e-05 | 2.0648e-05 | 2.3658e-05 | 4.6616e-05 | 5.3623e-05 | 6.8023e-05 | 7.2826e-05 | 8.4288e-05 | 8.774e-05 | 9.2839e-05 | 9.5445e-05 | 0.00010113 | 9.2851e-05 | 9.4424e-05 | 9.1783e-05 | 0.0010529 | 0.00011509 | 0.00010338 | 0.00010983 | 0.00010573 | 9.67e-05 | 8.8032e-05 | 8.7013e-05 | 8.4712e-05 | 8.8287e-05 | 0.00010299 | 0.00010354 | 0.00011522 | 0 | 0.00057217 | 0.00050523 | 0.00055633 | 0.0005322 | 0.00054618 | 0.0005315 | 0.00053616 | 0.00052473 | 0.00052272 | 0.00055071 | 0.00052711 | 0.0005696 | 1.0693
LO3Slow | New | ARC | Commercial | HVAC | 9.8085e-06 | 7.2621e-06 | 0.13138 | 17.939 | School K-12 | ARC-School K-12 | 1.0807e-06 | 2.7643e-06 | 6.1479e-06 | 1.2049e-05 | 2.1162e-05 | 3.3448e-05 | 5.0274e-05 | 6.9804e-05 | 0.00011014 | 0.00013598 | 0.00015907 | 0.00018649 | 0.00019925 | 0.00021092 | 0.00021992 | 0.00023312 | 0.00023294 | 0.00024193 | 0.00024832 | 0.00025777 | 0.0026326 | 0.0016683 | 0.0014986 | 0.0015922 | 0.0015328 | 0.0014018 | 0.0012762 | 0.0012614 | 0.001228 | 0.0012799 | 0.0014929 | 0.001501 | 0.0016702 | 0 | 0.0082945 | 0.0073241 | 0.0080649 | 0.0077151 | 0.0079178 | 0.007705 | 0.0077725 | 0.0076068 | 0.0075777 | 0.0079834 | 0.0076413 | 0.0082573 | 1.2707
LO3Slow | New | ARC | Commercial | HVAC | 9.9717e-06 | 7.3829e-06 | 0.13014 | 18.4141 | University | ARC-University | 0 | 0 | 0 | 0 | 0 | 0 | 0 | 0 | 0 | 0 | 0 | 0 | 0 | 0 | 0 | 0 | 0 | 0 | 0 | 0 | 0 | 0.0016961 | 0.0015236 | 0.0016187 | 0.0015583 | 0.0014252 | 0.0012974 | 0.0012824 | 0.0012485 | 0.0013012 | 0.0015178 | 0.001526 | 0.001698 | 0 | 0.0084325 | 0.0074459 | 0.0081991 | 0.0078435 | 0.0080495 | 0.0078332 | 0.0079018 | 0.0077334 | 0.0077038 | 0.0081163 | 0.0077685 | 0.0083947 | 1.2554
LO3Slow | New | ARC | Commercial | HVAC | 2.593e-06 | 1.9198e-06 | 0.027409 | 27.0265 | Warehouse | ARC-Warehouse | 2.9666e-07 | 9.6867e-07 | 2.0528e-06 | 4.0826e-06 | 5.5324e-06 | 1.0356e-05 | 1.5433e-05 | 1.6942e-05 | 2.8041e-05 | 3.4839e-05 | 4.072e-05 | 4.3688e-05 | 4.6074e-05 | 5.745e-05 | 5.9625e-05 | 7.1315e-05 | 6.3535e-05 | 6.6117e-05 | 6.608e-05 | 6.5468e-05 | 0.00069861 | 0.00044106 | 0.00039619 | 0.00042093 | 0.00040521 | 0.0003706 | 0.00033737 | 0.00033347 | 0.00032465 | 0.00033835 | 0.00039468 | 0.00039683 | 0.00044155 | 0 | 0.0021928 | 0.0019362 | 0.0021321 | 0.0020396 | 0.0020932 | 0.0020369 | 0.0020548 | 0.002011 | 0.0020033 | 0.0021106 | 0.0020201 | 0.002183 | 1.0381
LO3Slow | New | ARC | Commercial | HVAC | 9.1239e-06 | 6.7552e-06 | 0.095894 | 27.3788 | Supermarket | ARC-Supermarket | 3.6422e-07 | 9.4462e-07 | 2.0592e-06 | 4.1787e-06 | 8.0311e-06 | 1.3833e-05 | 2.1271e-05 | 2.549e-05 | 4.9666e-05 | 5.5957e-05 | 7.3703e-05 | 7.2787e-05 | 9.0637e-05 | 9.6699e-05 | 0.00010474 | 0.00010819 | 0.00011645 | 9.9348e-05 | 0.0001047 | 0.00010173 | 0.0011508 | 0.0015519 | 0.001394 | 0.0014811 | 0.0014258 | 0.001304 | 0.0011871 | 0.0011733 | 0.0011423 | 0.0011905 | 0.0013887 | 0.0013963 | 0.0015536 | 0 | 0.0077155 | 0.0068128 | 0.007502 | 0.0071766 | 0.0073651 | 0.0071672 | 0.0072299 | 0.0070759 | 0.0070488 | 0.0074262 | 0.0071079 | 0.0076809 | 1.0311
LO3Slow | New | ARC | Commercial | HVAC | 0.00012136 | 8.9856e-05 | 1.2756 | 24.228 | MiniMart | ARC-MiniMart | 8.3004e-06 | 2.1045e-05 | 4.7166e-05 | 9.0858e-05 | 0.00038738 | 0.00068359 | 0.00099103 | 0.0011967 | 0.0022381 | 0.0025434 | 0.0031209 | 0.0034073 | 0.0038579 | 0.0041948 | 0.0044017 | 0.0044642 | 0.0047879 | 0.0043424 | 0.0045212 | 0.0047522 | 0.050058 | 0.020643 | 0.018543 | 0.019701 | 0.018966 | 0.017345 | 0.015791 | 0.015608 | 0.015195 | 0.015836 | 0.018473 | 0.018573 | 0.020666 | 0 | 0.10263 | 0.090624 | 0.099791 | 0.095462 | 0.09797 | 0.095337 | 0.096172 | 0.094123 | 0.093762 | 0.098782 | 0.094549 | 0.10217 | 1.0985
LO3Slow | New | ARC | Commercial | HVAC | 0.00014377 | 0.00010644 | 1.8903 | 18.1233 | Restaurant | ARC-Restaurant | 5.525e-05 | 0.00012661 | 0.00026259 | 0.00051841 | 0.00095934 | 0.0017316 | 0.0025413 | 0.0028375 | 0.0058914 | 0.006681 | 0.0092176 | 0.0091369 | 0.01186 | 0.011414 | 0.013274 | 0.013495 | 0.015342 | 0.01389 | 0.015227 | 0.013312 | 0.14777 | 0.024454 | 0.021966 | 0.023338 | 0.022466 | 0.020547 | 0.018705 | 0.018489 | 0.018 | 0.018759 | 0.021883 | 0.022001 | 0.024481 | 0 | 0.12157 | 0.10735 | 0.11821 | 0.11308 | 0.11605 | 0.11293 | 0.11392 | 0.1115 | 0.11107 | 0.11702 | 0.112 | 0.12103 | 1.2647
LO3Slow | New | ARC | Commercial | HVAC | 1.2666e-05 | 9.3776e-06 | 0.15999 | 15.8461 | Lodging | ARC-Lodging | 1.0255e-05 | 2.1511e-05 | 4.1295e-05 | 8.076e-05 | 0.00015765 | 0.00029785 | 0.00045013 | 0.00048865 | 0.0011278 | 0.0012022 | 0.0017671 | 0.0016417 | 0.0023727 | 0.0019955 | 0.0027049 | 0.0026855 | 0.002903 | 0.0027964 | 0.0032887 | 0.0026802 | 0.028714 | 0.0021544 | 0.0019352 | 0.0020561 | 0.0019793 | 0.0018102 | 0.0016479 | 0.0016289 | 0.0015858 | 0.0016527 | 0.0019279 | 0.0019383 | 0.0021568 | 0 | 0.010711 | 0.0094577 | 0.010414 | 0.0099626 | 0.010224 | 0.0099495 | 0.010037 | 0.0098228 | 0.0097852 | 0.010309 | 0.0098674 | 0.010663 | 1.3431
LO3Slow | New | ARC | Commercial | HVAC | 1.5404e-05 | 1.1405e-05 | 0.19974 | 19.3659 | Hospital | ARC-Hospital | 0 | 0 | 0 | 0 | 0 | 0 | 0 | 0 | 0 | 0 | 0 | 0 | 0 | 0 | 0 | 0 | 0 | 0 | 0 | 0 | 0 | 0.00262 | 0.0023535 | 0.0025005 | 0.0024071 | 0.0022015 | 0.0020041 | 0.0019809 | 0.0019286 | 0.00201 | 0.0023446 | 0.0023573 | 0.002623 | 0 | 0.013026 | 0.011502 | 0.012665 | 0.012116 | 0.012434 | 0.0121 | 0.012206 | 0.011946 | 0.0119 | 0.012538 | 0.012 | 0.012968 | 1.2262
LO3Slow | New | ARC | Commercial | HVAC | 1.492e-05 | 1.1047e-05 | 0.17074 | 19.8786 | Residential Care | ARC-Residential Care | 6.4808e-06 | 1.7673e-05 | 4.1281e-05 | 9.0137e-05 | 0.00017005 | 0.00031173 | 0.00040189 | 0.00046952 | 0.00062881 | 0.00083928 | 0.00092816 | 0.0009748 | 0.00092845 | 0.0010197 | 0.0010662 | 0.0012928 | 0.0012539 | 0.0013406 | 0.0013744 | 0.0014786 | 0.014634 | 0.0025378 | 0.0022797 | 0.002422 | 0.0023316 | 0.0021324 | 0.0019412 | 0.0019188 | 0.001868 | 0.0019469 | 0.002271 | 0.0022833 | 0.0025407 | 0 | 0.012617 | 0.011141 | 0.012268 | 0.011736 | 0.012044 | 0.01172 | 0.011823 | 0.011571 | 0.011527 | 0.012144 | 0.011624 | 0.012561 | 1.2111
LO3Slow | New | ARC | Commercial | HVAC | 4.0017e-05 | 2.9628e-05 | 0.47028 | 22.2854 | Assembly | ARC-Assembly | 2.4254e-05 | 0.00010418 | 0.00014532 | 0.00028288 | 0.00057737 | 0.0011609 | 0.0019198 | 0.0028931 | 0.0043167 | 0.0052818 | 0.0059041 | 0.0063175 | 0.0078094 | 0.0084024 | 0.0089637 | 0.0096845 | 0.010227 | 0.010576 | 0.0098022 | 0.010015 | 0.10441 | 0.0068065 | 0.0061141 | 0.0064959 | 0.0062534 | 0.0057192 | 0.0052065 | 0.0051462 | 0.0050101 | 0.0052216 | 0.0060909 | 0.006124 | 0.0068142 | 0 | 0.03384 | 0.029881 | 0.032903 | 0.031476 | 0.032303 | 0.031435 | 0.03171 | 0.031034 | 0.030915 | 0.032571 | 0.031175 | 0.033688 | 1.1456
LO3Slow | New | ARC | Commercial | HVAC | 8.228e-06 | 6.0918e-06 | 0.096697 | 20.9421 | Other | ARC-Other | 5.4326e-06 | 1.7982e-05 | 3.408e-05 | 6.4889e-05 | 0.00016601 | 0.00027799 | 0.0003587 | 0.00045537 | 0.00074838 | 0.00091742 | 0.0010937 | 0.0010827 | 0.0011487 | 0.0012127 | 0.0013573 | 0.0013181 | 0.0015475 | 0.0017523 | 0.0015094 | 0.0015567 | 0.016625 | 0.0013995 | 0.0012571 | 0.0013357 | 0.0012858 | 0.0011759 | 0.0010705 | 0.0010581 | 0.0010302 | 0.0010736 | 0.0012524 | 0.0012592 | 0.0014011 | 0 | 0.0069579 | 0.0061439 | 0.0067653 | 0.0064719 | 0.0066419 | 0.0064634 | 0.00652 | 0.0063811 | 0.0063566 | 0.006697 | 0.00641 | 0.0069267 | 1.1811
LOEven20 | NEW | Compressors | Commercial | Compressed Air | 0.67914 | 0.37177 | 9040.4731 | 25.8454 | Commercial Building | Compressors-NEW, Rotary-Commercial Building-CS->CS, Pre-Standard | 0.00022686 | 0.00045897 | 0.00069637 | 0 | 0 | 0 | 0 | 0 | 0 | 0 | 0 | 0 | 0 | 0 | 0 | 0 | 0 | 0 | 0 | 0 | 0.013769 | 73.7876 | 65.5753 | 73.2592 | 60.9394 | 60.3588 | 59.2408 | 61.5291 | 61.3958 | 58.5183 | 62.1757 | 70.5406 | 73.0745 | 0 | 691.6393 | 634.8957 | 702.4635 | 685.9007 | 701.7929 | 693.1622 | 704.2308 | 721.1224 | 678.8007 | 709.4709 | 657.5031 | 679.0956 | 1.0716
LOEven20 | NEW | Compressors | Commercial | Compressed Air | 0.76862 | 0.42075 | 10231.5527 | 55.7167 | Commercial Building | Compressors-NEW, Rotary-Commercial Building-VS->VS, Pre-Standard | 0.00015446 | 0.00031251 | 0.00047415 | 0 | 0 | 0 | 0 | 0 | 0 | 0 | 0 | 0 | 0 | 0 | 0 | 0 | 0 | 0 | 0 | 0 | 0.0093753 | 83.5091 | 74.2148 | 82.9111 | 68.9681 | 68.3111 | 67.0458 | 69.6355 | 69.4847 | 66.2281 | 70.3673 | 79.8343 | 82.7021 | 0 | 782.7626 | 718.5431 | 795.0128 | 776.2679 | 794.2539 | 784.4861 | 797.013 | 816.13 | 768.2325 | 802.9435 | 744.129 | 768.5662 | 0.61212
LOEven20 | NEW | Compressors | Commercial | Compressed Air | 0.66255 | 0.36268 | 8819.6002 | 56.7492 | Commercial Building | Compressors-NEW, Rotary-Commercial Building-CS->VS, Pre-Standard | 0.0001234 | 0.00024966 | 0.00037879 | 0 | 0 | 0 | 0 | 0 | 0 | 0 | 0 | 0 | 0 | 0 | 0 | 0 | 0 | 0 | 0 | 0 | 0.0074898 | 71.9849 | 63.9732 | 71.4694 | 59.4505 | 58.8841 | 57.7935 | 60.0258 | 59.8958 | 57.0886 | 60.6566 | 68.8172 | 71.2892 | 0 | 674.7415 | 619.3842 | 685.3012 | 669.1431 | 684.647 | 676.2272 | 687.0253 | 703.5042 | 662.2166 | 692.1374 | 641.4393 | 662.5042 | 0.60318
LOEven20 | NEW | Compressors | Commercial | Compressed Air | 0.4931 | 0.26993 | 6563.9373 | 33.9219 | Commercial Building | Compressors-NEW, Rotary-Commercial Building-CS->CS, Post-Standard | 0 | 0 | 0 | 0.00068181 | 0.00086185 | 0.0010457 | 0.0012334 | 0.001425 | 0.0016203 | 0.0018194 | 0.0020224 | 0.0022293 | 0.0024401 | 0.0026546 | 0.0028729 | 0.003095 | 0.003321 | 0.0035507 | 0.003784 | 0.0040194 | 0.063161 | 53.5743 | 47.6117 | 53.1907 | 44.2457 | 43.8242 | 43.0125 | 44.6739 | 44.5771 | 42.4879 | 45.1434 | 51.2168 | 53.0566 | 0 | 502.1725 | 460.9732 | 510.0315 | 498.006 | 509.5447 | 503.2782 | 511.3147 | 523.579 | 492.8509 | 515.1193 | 477.3876 | 493.065 | 0.89082
LOEven20 | NEW | Compressors | Commercial | Compressed Air | 0.6416 | 0.35122 | 8540.8174 | 63.019 | Commercial Building | Compressors-NEW, Rotary-Commercial Building-VS->VS, Post-Standard | 0 | 0 | 0 | 0.00053373 | 0.00067466 | 0.0008186 | 0.00096553 | 0.0011155 | 0.0012684 | 0.0014243 | 0.0015831 | 0.0017451 | 0.0019101 | 0.002078 | 0.002249 | 0.0024228 | 0.0025997 | 0.0027795 | 0.0029622 | 0.0031464 | 0.049443 | 69.7095 | 61.951 | 69.2103 | 57.5713 | 57.0228 | 55.9667 | 58.1285 | 58.0025 | 55.2841 | 58.7393 | 66.6419 | 69.0358 | 0 | 653.4133 | 599.8058 | 663.6392 | 647.9919 | 663.0057 | 654.852 | 665.3088 | 681.2668 | 641.2842 | 670.2593 | 621.1638 | 641.5628 | 0.55405
LOEven20 | NEW | Compressors | Commercial | Compressed Air | 0.62476 | 0.342 | 8316.5698 | 62.0008 | Commercial Building | Compressors-NEW, Rotary-Commercial Building-CS->VS, Post-Standard | 0 | 0 | 0 | 0.00048166 | 0.00060884 | 0.00073874 | 0.00087134 | 0.0010067 | 0.0011447 | 0.0012853 | 0.0014287 | 0.0015749 | 0.0017238 | 0.0018753 | 0.0020296 | 0.0021864 | 0.0023461 | 0.0025083 | 0.0026732 | 0.0028395 | 0.04462 | 67.8792 | 60.3244 | 67.3931 | 56.0597 | 55.5257 | 54.4972 | 56.6022 | 56.4796 | 53.8325 | 57.1971 | 64.8921 | 67.2232 | 0 | 636.2573 | 584.0574 | 646.2147 | 630.9782 | 645.5978 | 637.6582 | 647.8405 | 663.3795 | 624.4467 | 652.661 | 604.8545 | 624.718 | 0.56147
LOEven20 | NEW | Compressors | Commercial | Compressed Air | 0.023132 | 0.012663 | 307.9274 | 69.5165 | Commercial Building | Compressors-NEW, Reciprocating-Commercial Building-CS->CS, No Standard Established | 0.0075811 | 0.015162 | 0.022743 | 0.030325 | 0.037906 | 0.045487 | 0.053068 | 0.060649 | 0.06823 | 0.075811 | 0.083393 | 0.090974 | 0.098555 | 0.10614 | 0.11372 | 0.1213 | 0.12888 | 0.13646 | 0.14404 | 0.15162 | 3.0325 | 2.5133 | 2.2336 | 2.4953 | 2.0757 | 2.0559 | 2.0178 | 2.0957 | 2.0912 | 1.9932 | 2.1178 | 2.4027 | 2.489 | 0 | 23.5579 | 21.6252 | 23.9266 | 23.3625 | 23.9038 | 23.6098 | 23.9868 | 24.5621 | 23.1206 | 24.1653 | 22.3952 | 23.1307 | 0.51091
LOEven20 | NR | Compressors | Commercial | Compressed Air | 0.67914 | 0.37177 | 9040.4731 | 25.8454 | Commercial Building | Compressors-NR, Rotary-Commercial Building-CS->CS, Pre-Standard | 0.00096722 | 0.0019569 | 0.002969 | 0 | 0 | 0 | 0 | 0 | 0 | 0 | 0 | 0 | 0 | 0 | 0 | 0 | 0 | 0 | 0 | 0 | 0.058707 | 73.7876 | 65.5753 | 73.2592 | 60.9394 | 60.3588 | 59.2408 | 61.5291 | 61.3958 | 58.5183 | 62.1757 | 70.5406 | 73.0745 | 0 | 691.6393 | 634.8957 | 702.4635 | 685.9007 | 701.7929 | 693.1622 | 704.2308 | 721.1224 | 678.8007 | 709.4709 | 657.5031 | 679.0956 | 1.0716
LOEven20 | NR | Compressors | Commercial | Compressed Air | 0.76862 | 0.42075 | 10231.5527 | 55.7167 | Commercial Building | Compressors-NR, Rotary-Commercial Building-VS->VS, Pre-Standard | 0.00065856 | 0.0013324 | 0.0020216 | 0 | 0 | 0 | 0 | 0 | 0 | 0 | 0 | 0 | 0 | 0 | 0 | 0 | 0 | 0 | 0 | 0 | 0.039972 | 83.5091 | 74.2148 | 82.9111 | 68.9681 | 68.3111 | 67.0458 | 69.6355 | 69.4847 | 66.2281 | 70.3673 | 79.8343 | 82.7021 | 0 | 782.7626 | 718.5431 | 795.0128 | 776.2679 | 794.2539 | 784.4861 | 797.013 | 816.13 | 768.2325 | 802.9435 | 744.129 | 768.5662 | 0.61212
LOEven20 | NR | Compressors | Commercial | Compressed Air | 0.66255 | 0.36268 | 8819.6002 | 56.7492 | Commercial Building | Compressors-NR, Rotary-Commercial Building-CS->VS, Pre-Standard | 0.00052612 | 0.0010644 | 0.001615 | 0 | 0 | 0 | 0 | 0 | 0 | 0 | 0 | 0 | 0 | 0 | 0 | 0 | 0 | 0 | 0 | 0 | 0.031933 | 71.9849 | 63.9732 | 71.4694 | 59.4505 | 58.8841 | 57.7935 | 60.0258 | 59.8958 | 57.0886 | 60.6566 | 68.8172 | 71.2892 | 0 | 674.7415 | 619.3842 | 685.3012 | 669.1431 | 684.647 | 676.2272 | 687.0253 | 703.5042 | 662.2166 | 692.1374 | 641.4393 | 662.5042 | 0.60318
LOEven20 | NR | Compressors | Commercial | Compressed Air | 0.4931 | 0.26993 | 6563.9373 | 33.9219 | Commercial Building | Compressors-NR, Rotary-Commercial Building-CS->CS, Post-Standard | 0 | 0 | 0 | 0.002907 | 0.0036746 | 0.0044585 | 0.0052588 | 0.0060754 | 0.0069083 | 0.0077572 | 0.0086226 | 0.0095049 | 0.010403 | 0.011318 | 0.012249 | 0.019406 | 0.019597 | 0.019789 | 0.01998 | 0.020161 | 0.20169 | 53.5743 | 47.6117 | 53.1907 | 44.2457 | 43.8242 | 43.0125 | 44.6739 | 44.5771 | 42.4879 | 45.1434 | 51.2168 | 53.0566 | 0 | 502.1725 | 460.9732 | 510.0315 | 498.006 | 509.5447 | 503.2782 | 511.3147 | 523.579 | 492.8509 | 515.1193 | 477.3876 | 493.065 | 0.89082
LOEven20 | NR | Compressors | Commercial | Compressed Air | 0.6416 | 0.35122 | 8540.8174 | 63.019 | Commercial Building | Compressors-NR, Rotary-Commercial Building-VS->VS, Post-Standard | 0 | 0 | 0 | 0.0022756 | 0.0028765 | 0.0034901 | 0.0041166 | 0.0047559 | 0.0054079 | 0.0060725 | 0.0067499 | 0.0074405 | 0.0081438 | 0.0088598 | 0.0095886 | 0.015191 | 0.015341 | 0.015491 | 0.01564 | 0.015782 | 0.15789 | 69.7095 | 61.951 | 69.2103 | 57.5713 | 57.0228 | 55.9667 | 58.1285 | 58.0025 | 55.2841 | 58.7393 | 66.6419 | 69.0358 | 0 | 653.4133 | 599.8058 | 663.6392 | 647.9919 | 663.0057 | 654.852 | 665.3088 | 681.2668 | 641.2842 | 670.2593 | 621.1638 | 641.5628 | 0.55405
LOEven20 | NR | Compressors | Commercial | Compressed Air | 0.62476 | 0.342 | 8316.5698 | 62.0008 | Commercial Building | Compressors-NR, Rotary-Commercial Building-CS->VS, Post-Standard | 0 | 0 | 0 | 0.0020536 | 0.0025959 | 0.0031497 | 0.003715 | 0.0042919 | 0.0048803 | 0.00548 | 0.0060914 | 0.0067146 | 0.0073494 | 0.0079955 | 0.0086532 | 0.013709 | 0.013844 | 0.01398 | 0.014114 | 0.014243 | 0.14249 | 67.8792 | 60.3244 | 67.3931 | 56.0597 | 55.5257 | 54.4972 | 56.6022 | 56.4796 | 53.8325 | 57.1971 | 64.8921 | 67.2232 | 0 | 636.2573 | 584.0574 | 646.2147 | 630.9782 | 645.5978 | 637.6582 | 647.8405 | 663.3795 | 624.4467 | 652.661 | 604.8545 | 624.718 | 0.56147
LOEven20 | NR | Compressors | Commercial | Compressed Air | 0.023132 | 0.012663 | 307.9274 | 69.5165 | Commercial Building | Compressors-NR, Reciprocating-Commercial Building-CS->CS, No Standard Established | 0.032323 | 0.065362 | 0.099066 | 0.13342 | 0.16838 | 0.20392 | 0.24001 | 0.27668 | 0.31393 | 0.35185 | 0.39061 | 0.51736 | 0.56099 | 0.60504 | 0.64962 | 0.69451 | 0.73959 | 0.78473 | 0.82983 | 0.8744 | 7.4698 | 2.5133 | 2.2336 | 2.4953 | 2.0757 | 2.0559 | 2.0178 | 2.0957 | 2.0912 | 1.9932 | 2.1178 | 2.4027 | 2.489 | 0 | 23.5579 | 21.6252 | 23.9266 | 23.3625 | 23.9038 | 23.6098 | 23.9868 | 24.5621 | 23.1206 | 24.1653 | 22.3952 | 23.1307 | 0.51091
LO20Fast | NR | Bi-Level Stairwell Lighting | Commercial | Lighting | 0.36197 | 0.29057 | 4103.1729 | 46.3158 | Bi-Level Stairwell Lighting-NR | NR_LFStairwell8760_Fix_Repl_from LFTube to LINEAR_LEDPanel_CONTR | 0.1011 | 0.17121 | 0.21908 | 0.25582 | 0.28759 | 0.31466 | 0.33745 | 0.35642 | 0.37203 | 0.38474 | 0.39497 | 0.40249 | 0.40789 | 0.41167 | 0.41418 | 0.41572 | 0.4165 | 0.41746 | 0.41775 | 0.41889 | 6.659 | 61.4981 | 55.0973 | 61.4758 | 50.1898 | 50.0807 | 48.1149 | 48.69 | 48.6751 | 49.1436 | 52.0336 | 57.4374 | 61.334 | 0 | 297.5232 | 265.0714 | 293.2876 | 289.5646 | 295.2401 | 284.0243 | 287.7593 | 289.5595 | 283.7635 | 297.5977 | 280.939 | 295.0725 | 0.72313
LO20Fast | NR | Bi-Level Stairwell Lighting | Commercial | Lighting | 0.13474 | 0.10816 | 1527.3157 | 66.2053 | Bi-Level Stairwell Lighting-NR | NR_LFStairwell3600_Fix_Repl_from LFTube to LINEAR_LEDPanel_CONTR | 0.011787 | 0.01996 | 0.025542 | 0.029825 | 0.033528 | 0.036685 | 0.039342 | 0.041553 | 0.043373 | 0.044855 | 0.046048 | 0.046923 | 0.047554 | 0.047994 | 0.048287 | 0.048466 | 0.048557 | 0.048669 | 0.048704 | 0.048835 | 0.77633 | 22.8913 | 20.5088 | 22.883 | 18.682 | 18.6414 | 17.9097 | 18.1238 | 18.1182 | 18.2926 | 19.3684 | 21.3798 | 22.8302 | 0 | 110.7465 | 98.667 | 109.1699 | 107.7841 | 109.8966 | 105.7218 | 107.1121 | 107.7821 | 105.6247 | 110.7742 | 104.5733 | 109.8342 | 0.54799
LOEven20 | NR | Chiller-Upgrade | Commercial | HVAC | 2.0704e-05 | 5.7412e-06 | 0.16495 | 48.5958 | Large Off | Chiller-Upgrade-NR-Large Off | 0.0063647 | 0.012691 | 0.01898 | 0.02523 | 0.031443 | 0.037619 | 0.043757 | 0.049858 | 0.055922 | 0.061949 | 0.067939 | 0.073893 | 0.079811 | 0.085692 | 0.091538 | 0.097347 | 0.10312 | 0.10886 | 0.11456 | 0.12023 | 2.4046 | 0.00043053 | 0.00029894 | 0.00044382 | 0.00042953 | 0.00089656 | 0.0016221 | 0.0040882 | 0.0043288 | 0.0017818 | 0.00062883 | 0.00039374 | 0.0004026 | 0 | 0.0050289 | 0.0037273 | 0.0059849 | 0.0058762 | 0.012092 | 0.017846 | 0.031191 | 0.031319 | 0.017769 | 0.0089838 | 0.005034 | 0.0043504 | 0.78582
LOEven20 | NR | Chiller-Upgrade | Commercial | HVAC | 1.9373e-05 | 5.3719e-06 | 0.15434 | 48.5958 | Medium Off | Chiller-Upgrade-NR-Medium Off | 0.0005916 | 0.0011796 | 0.0017642 | 0.0023452 | 0.0029226 | 0.0034967 | 0.0040672 | 0.0046343 | 0.0051979 | 0.0057581 | 0.0063149 | 0.0068684 | 0.0074184 | 0.0079651 | 0.0085084 | 0.0090484 | 0.0095851 | 0.010118 | 0.010649 | 0.011175 | 0.22351 | 0.00040284 | 0.00027972 | 0.00041527 | 0.00040191 | 0.0008389 | 0.0015178 | 0.0038253 | 0.0040504 | 0.0016672 | 0.00058838 | 0.00036841 | 0.00037671 | 0 | 0.0047055 | 0.0034876 | 0.0056 | 0.0054983 | 0.011314 | 0.016698 | 0.029185 | 0.029305 | 0.016626 | 0.008406 | 0.0047102 | 0.0040706 | 0.78582
LOEven20 | NR | Chiller-Upgrade | Commercial | HVAC | 8.5252e-06 | 2.364e-06 | 0.067919 | 48.5958 | Small Off | Chiller-Upgrade-NR-Small Off | 0 | 0 | 0 | 0 | 0 | 0 | 0 | 0 | 0 | 0 | 0 | 0 | 0 | 0 | 0 | 0 | 0 | 0 | 0 | 0 | 0 | 0.00017728 | 0.00012309 | 0.00018275 | 0.00017687 | 0.00036917 | 0.00066794 | 0.0016834 | 0.0017824 | 0.00073368 | 0.00025893 | 0.00016213 | 0.00016578 | 0 | 0.0020707 | 0.0015348 | 0.0024644 | 0.0024196 | 0.0049789 | 0.0073482 | 0.012843 | 0.012896 | 0.0073166 | 0.0036992 | 0.0020728 | 0.0017913 | 0.78582
LOEven20 | NR | Chiller-Upgrade | Commercial | HVAC | 1.5544e-05 | 4.3104e-06 | 0.12384 | 48.5958 | XLarge Ret | Chiller-Upgrade-NR-XLarge Ret | 0.0003588 | 0.00071429 | 0.0010665 | 0.0014155 | 0.0017612 | 0.0021037 | 0.0024431 | 0.0027792 | 0.0031122 | 0.0034421 | 0.0037689 | 0.0040926 | 0.0044133 | 0.0047309 | 0.0050455 | 0.0053571 | 0.0056658 | 0.0059715 | 0.0062742 | 0.0065741 | 0.13148 | 0.00032323 | 0.00022444 | 0.00033321 | 0.00032249 | 0.00067313 | 0.0012179 | 0.0030694 | 0.00325 | 0.0013378 | 0.00047212 | 0.00029561 | 0.00030227 | 0 | 0.0037757 | 0.0027984 | 0.0044934 | 0.0044118 | 0.0090783 | 0.013398 | 0.023418 | 0.023514 | 0.013341 | 0.0067449 | 0.0037794 | 0.0032662 | 0.78582
LOEven20 | NR | Chiller-Upgrade | Commercial | HVAC | 1.3125e-05 | 3.6394e-06 | 0.10456 | 48.5958 | Large Ret | Chiller-Upgrade-NR-Large Ret | 0 | 0 | 0 | 0 | 0 | 0 | 0 | 0 | 0 | 0 | 0 | 0 | 0 | 0 | 0 | 0 | 0 | 0 | 0 | 0 | 0 | 0.00027292 | 0.00018951 | 0.00028134 | 0.00027229 | 0.00056835 | 0.0010283 | 0.0025916 | 0.0027441 | 0.0011295 | 0.00039863 | 0.0002496 | 0.00025522 | 0 | 0.0031879 | 0.0023628 | 0.0037939 | 0.003725 | 0.0076652 | 0.011313 | 0.019772 | 0.019854 | 0.011264 | 0.005695 | 0.0031911 | 0.0027578 | 0.78582
LOEven20 | NR | Chiller-Upgrade | Commercial | HVAC | 6.4495e-06 | 1.7884e-06 | 0.051382 | 48.5958 | Medium Ret | Chiller-Upgrade-NR-Medium Ret | 0 | 0 | 0 | 0 | 0 | 0 | 0 | 0 | 0 | 0 | 0 | 0 | 0 | 0 | 0 | 0 | 0 | 0 | 0 | 0 | 0 | 0.00013411 | 9.3123e-05 | 0.00013825 | 0.0001338 | 0.00027928 | 0.00050531 | 0.0012735 | 0.0013484 | 0.00055505 | 0.00019588 | 0.00012265 | 0.00012541 | 0 | 0.0015666 | 0.0011611 | 0.0018643 | 0.0018305 | 0.0037667 | 0.0055591 | 0.0097162 | 0.0097562 | 0.0055351 | 0.0027985 | 0.0015681 | 0.0013552 | 0.78582
LOEven20 | NR | Chiller-Upgrade | Commercial | HVAC | 4.3882e-06 | 1.2168e-06 | 0.03496 | 48.5958 | Small Ret | Chiller-Upgrade-NR-Small Ret | 0 | 0 | 0 | 0 | 0 | 0 | 0 | 0 | 0 | 0 | 0 | 0 | 0 | 0 | 0 | 0 | 0 | 0 | 0 | 0 | 0 | 9.125e-05 | 6.3361e-05 | 9.4067e-05 | 9.1039e-05 | 0.00019002 | 0.00034381 | 0.00086648 | 0.00091747 | 0.00037765 | 0.00013328 | 8.3451e-05 | 8.5331e-05 | 0 | 0.0010659 | 0.00078999 | 0.0012685 | 0.0012454 | 0.0025628 | 0.0037824 | 0.0066108 | 0.006638 | 0.0037661 | 0.0019041 | 0.0010669 | 0.00092205 | 0.78582
LOEven20 | NR | Chiller-Upgrade | Commercial | HVAC | 1.2046e-06 | 3.3403e-07 | 0.0095968 | 48.5958 | School K-12 | Chiller-Upgrade-NR-School K-12 | 0.00019721 | 0.0003936 | 0.00058916 | 0.00078389 | 0.00097781 | 0.0011709 | 0.0013632 | 0.0015547 | 0.0017453 | 0.0019352 | 0.0021242 | 0.0023125 | 0.0024999 | 0.0026866 | 0.0028724 | 0.0030575 | 0.0032417 | 0.0034252 | 0.0036079 | 0.0037898 | 0.075797 | 2.5048e-05 | 1.7393e-05 | 2.5822e-05 | 2.4991e-05 | 5.2163e-05 | 9.4377e-05 | 0.00023785 | 0.00025185 | 0.00010367 | 3.6586e-05 | 2.2908e-05 | 2.3424e-05 | 0 | 0.00029259 | 0.00021686 | 0.00034821 | 0.00034188 | 0.00070351 | 0.0010383 | 0.0018147 | 0.0018222 | 0.0010338 | 0.00052268 | 0.00029288 | 0.00025311 | 0.78582
LOEven20 | NR | Chiller-Upgrade | Commercial | HVAC | 4.2053e-06 | 1.1661e-06 | 0.033503 | 48.5958 | University | Chiller-Upgrade-NR-University | 0.00029223 | 0.00058305 | 0.00087248 | 0.0011605 | 0.0014472 | 0.0017324 | 0.0020163 | 0.0022988 | 0.00258 | 0.0028598 | 0.0031382 | 0.0034153 | 0.003691 | 0.0039654 | 0.0042384 | 0.0045101 | 0.0047805 | 0.0050496 | 0.0053173 | 0.0055837 | 0.11167 | 8.7447e-05 | 6.072e-05 | 9.0147e-05 | 8.7245e-05 | 0.00018211 | 0.00032948 | 0.00083038 | 0.00087924 | 0.00036191 | 0.00012772 | 7.9974e-05 | 8.1775e-05 | 0 | 0.0010215 | 0.00075707 | 0.0012156 | 0.0011935 | 0.002456 | 0.0036247 | 0.0063354 | 0.0063614 | 0.0036091 | 0.0018247 | 0.0010225 | 0.00088363 | 0.78582
LOEven20 | NR | Chiller-Upgrade | Commercial | HVAC | 4.1439e-08 | 1.1491e-08 | 0.00033014 | 48.5958 | Warehouse | Chiller-Upgrade-NR-Warehouse | 0 | 0 | 0 | 0 | 0 | 0 | 0 | 0 | 0 | 0 | 0 | 0 | 0 | 0 | 0 | 0 | 0 | 0 | 0 | 0 | 0 | 8.6169e-07 | 5.9833e-07 | 8.8829e-07 | 8.597e-07 | 1.7944e-06 | 3.2466e-06 | 8.1824e-06 | 8.6639e-06 | 3.5662e-06 | 1.2586e-06 | 7.8805e-07 | 8.058e-07 | 0 | 1.0065e-05 | 7.46e-06 | 1.1979e-05 | 1.1761e-05 | 2.4201e-05 | 3.5718e-05 | 6.2427e-05 | 6.2684e-05 | 3.5564e-05 | 1.7981e-05 | 1.0075e-05 | 8.7071e-06 | 0.78582
LOEven20 | NR | Chiller-Upgrade | Commercial | HVAC | 3.3157e-06 | 9.1942e-07 | 0.026415 | 48.5958 | Supermarket | Chiller-Upgrade-NR-Supermarket | 3.6516e-06 | 7.2687e-06 | 1.0852e-05 | 1.44e-05 | 1.7916e-05 | 2.1397e-05 | 2.4846e-05 | 2.8261e-05 | 3.1644e-05 | 3.4994e-05 | 3.8311e-05 | 4.1597e-05 | 4.485e-05 | 4.8073e-05 | 5.1263e-05 | 5.4423e-05 | 5.7551e-05 | 6.0649e-05 | 6.3716e-05 | 6.6753e-05 | 0.0013351 | 6.8947e-05 | 4.7874e-05 | 7.1075e-05 | 6.8788e-05 | 0.00014358 | 0.00025978 | 0.0006547 | 0.00069323 | 0.00028535 | 0.0001007 | 6.3055e-05 | 6.4475e-05 | 0 | 0.00080536 | 0.00059691 | 0.00095845 | 0.00094104 | 0.0019364 | 0.0028579 | 0.0049951 | 0.0050156 | 0.0028456 | 0.0014387 | 0.00080617 | 0.00069669 | 0.78582
LOEven20 | NR | Chiller-Upgrade | Commercial | HVAC | 5.127e-06 | 1.4217e-06 | 0.040847 | 48.5958 | MiniMart | Chiller-Upgrade-NR-MiniMart | 0 | 0 | 0 | 0 | 0 | 0 | 0 | 0 | 0 | 0 | 0 | 0 | 0 | 0 | 0 | 0 | 0 | 0 | 0 | 0 | 0 | 0.00010661 | 7.4029e-05 | 0.0001099 | 0.00010637 | 0.00022202 | 0.0004017 | 0.0010124 | 0.0010719 | 0.00044124 | 0.00015572 | 9.7502e-05 | 9.9699e-05 | 0 | 0.0012453 | 0.000923 | 0.0014821 | 0.0014551 | 0.0029943 | 0.0044192 | 0.0077239 | 0.0077557 | 0.0044002 | 0.0022247 | 0.0012466 | 0.0010773 | 0.78582
LOEven20 | NR | Chiller-Upgrade | Commercial | HVAC | 2.1422e-05 | 5.9402e-06 | 0.17066 | 48.5958 | Restaurant | Chiller-Upgrade-NR-Restaurant | 0 | 0 | 0 | 0 | 0 | 0 | 0 | 0 | 0 | 0 | 0 | 0 | 0 | 0 | 0 | 0 | 0 | 0 | 0 | 0 | 0 | 0.00044545 | 0.00030931 | 0.0004592 | 0.00044442 | 0.00092764 | 0.0016784 | 0.0042299 | 0.0044788 | 0.0018436 | 0.00065063 | 0.00040738 | 0.00041656 | 0 | 0.0052033 | 0.0038565 | 0.0061924 | 0.0060799 | 0.012511 | 0.018464 | 0.032272 | 0.032405 | 0.018385 | 0.0092952 | 0.0052085 | 0.0045012 | 0.78582
LOEven20 | NR | Chiller-Upgrade | Commercial | HVAC | 1.0812e-05 | 2.9981e-06 | 0.086137 | 48.5958 | Lodging | Chiller-Upgrade-NR-Lodging | 0.0006088 | 0.0012131 | 0.0018129 | 0.0024083 | 0.0029992 | 0.0035857 | 0.0041678 | 0.0047456 | 0.0053191 | 0.0058882 | 0.0064531 | 0.0070137 | 0.00757 | 0.0081222 | 0.0086701 | 0.0092139 | 0.0097535 | 0.010289 | 0.010821 | 0.011348 | 0.22696 | 0.00022483 | 0.00015611 | 0.00023177 | 0.00022431 | 0.00046819 | 0.0008471 | 0.0021349 | 0.0022605 | 0.00093048 | 0.00032838 | 0.00020561 | 0.00021024 | 0 | 0.0026262 | 0.0019464 | 0.0031254 | 0.0030686 | 0.0063144 | 0.0093192 | 0.016288 | 0.016355 | 0.0092791 | 0.0046914 | 0.0026288 | 0.0022718 | 0.78582
LOEven20 | NR | Chiller-Upgrade | Commercial | HVAC | 0.00011586 | 3.2127e-05 | 0.92303 | 48.5958 | Hospital | Chiller-Upgrade-NR-Hospital | 0.015735 | 0.03134 | 0.046817 | 0.062167 | 0.077391 | 0.092488 | 0.10746 | 0.12231 | 0.13703 | 0.15163 | 0.16611 | 0.18047 | 0.19471 | 0.20883 | 0.22283 | 0.23671 | 0.25047 | 0.26412 | 0.27765 | 0.29106 | 5.8212 | 0.0024092 | 0.0016729 | 0.0024836 | 0.0024036 | 0.0050171 | 0.0090774 | 0.022877 | 0.024223 | 0.0099709 | 0.0035189 | 0.0022033 | 0.0022529 | 0 | 0.028142 | 0.020858 | 0.033491 | 0.032883 | 0.067664 | 0.099863 | 0.17454 | 0.17526 | 0.099433 | 0.050273 | 0.02817 | 0.024344 | 0.78582
LOEven20 | NR | Chiller-Upgrade | Commercial | HVAC | 3.0859e-05 | 8.5569e-06 | 0.24585 | 48.5958 | Residential Care | Chiller-Upgrade-NR-Residential Care | 0.00045485 | 0.00090597 | 0.0013534 | 0.0017971 | 0.0022372 | 0.0026736 | 0.0031064 | 0.0035357 | 0.0039613 | 0.0043834 | 0.004802 | 0.005217 | 0.0056286 | 0.0060367 | 0.0064414 | 0.0068427 | 0.0072405 | 0.007635 | 0.0080261 | 0.0084139 | 0.16828 | 0.00064168 | 0.00044556 | 0.00066149 | 0.0006402 | 0.0013363 | 0.0024177 | 0.0060933 | 0.0064518 | 0.0026557 | 0.00093724 | 0.00058685 | 0.00060006 | 0 | 0.0074954 | 0.0055554 | 0.0089202 | 0.0087582 | 0.018022 | 0.026598 | 0.046489 | 0.04668 | 0.026484 | 0.01339 | 0.0075029 | 0.006484 | 0.78582
LOEven20 | NR | Chiller-Upgrade | Commercial | HVAC | 1.5598e-08 | 4.3253e-09 | 0.00012427 | 48.5958 | Assembly | Chiller-Upgrade-NR-Assembly | 1.6577e-06 | 3.3006e-06 | 4.9287e-06 | 6.5421e-06 | 8.141e-06 | 9.7253e-06 | 1.1295e-05 | 1.2851e-05 | 1.4393e-05 | 1.592e-05 | 1.7433e-05 | 1.8933e-05 | 2.0419e-05 | 2.1891e-05 | 2.3349e-05 | 2.4794e-05 | 2.6225e-05 | 2.7643e-05 | 2.9048e-05 | 3.044e-05 | 0.0006088 | 3.2435e-07 | 2.2522e-07 | 3.3436e-07 | 3.236e-07 | 6.7545e-07 | 1.2221e-06 | 3.08e-06 | 3.2612e-06 | 1.3424e-06 | 4.7375e-07 | 2.9663e-07 | 3.0331e-07 | 0 | 3.7887e-06 | 2.8081e-06 | 4.5089e-06 | 4.427e-06 | 9.1097e-06 | 1.3445e-05 | 2.3499e-05 | 2.3595e-05 | 1.3387e-05 | 6.7682e-06 | 3.7925e-06 | 3.2775e-06 | 0.78582
LOEven20 | NR | Chiller-Upgrade | Commercial | HVAC | 9.0152e-06 | 2.4999e-06 | 0.071823 | 48.5958 | Other | Chiller-Upgrade-NR-Other | 0.0010719 | 0.0021244 | 0.0031579 | 0.0041727 | 0.0051689 | 0.0061469 | 0.0071068 | 0.008049 | 0.0089736 | 0.0098809 | 0.010771 | 0.011645 | 0.012502 | 0.013342 | 0.014166 | 0.014975 | 0.015768 | 0.016545 | 0.017307 | 0.018054 | 0.36107 | 0.00018746 | 0.00013017 | 0.00019325 | 0.00018703 | 0.00039039 | 0.00070632 | 0.0017801 | 0.0018849 | 0.00077585 | 0.00027381 | 0.00017144 | 0.00017531 | 0 | 0.0021897 | 0.001623 | 0.002606 | 0.0025587 | 0.0052651 | 0.0077705 | 0.013581 | 0.013637 | 0.0077371 | 0.0039118 | 0.0021919 | 0.0018943 | 0.78582
Retro12Med | Retro | Chiller-System | Commercial | HVAC | 1.1555e-05 | 3.2043e-06 | 0.09206 | 8.938 | Large Off | Chiller-System-Retro-Large Off | 0.15541 | 0.15494 | 0.15448 | 0.15402 | 0.15355 | 0.13778 | 0.1099 | 0.087654 | 0.069913 | 0.055762 | 0.044476 | 0.035474 | 0.028294 | 0.022567 | 0.018 | 0.014357 | 9.7629e-05 | 3.4763e-05 | 1.1815e-05 | 3.8413e-06 | 1.3511 | 0.00024029 | 0.00016685 | 0.0002477 | 0.00023973 | 0.00050039 | 0.00090535 | 0.0022817 | 0.002416 | 0.00099447 | 0.00035096 | 0.00021975 | 0.0002247 | 0 | 0.0028068 | 0.0020803 | 0.0033403 | 0.0032796 | 0.0067486 | 0.00996 | 0.017408 | 0.01748 | 0.0099172 | 0.005014 | 0.0028096 | 0.002428 | 1.7976
Retro12Med | Retro | Chiller-System | Commercial | HVAC | 1.0812e-05 | 2.9982e-06 | 0.08614 | 7.1614 | Medium Off | Chiller-System-Retro-Medium Off | 0.014445 | 0.014402 | 0.014359 | 0.014316 | 0.014273 | 0.012807 | 0.010215 | 0.0081474 | 0.0064984 | 0.0051831 | 0.004134 | 0.0032973 | 0.0026299 | 0.0020976 | 0.0016731 | 0.0013344 | 9.0746e-06 | 3.2312e-06 | 1.0982e-06 | 3.5705e-07 | 0.12497 | 0.00022483 | 0.00015612 | 0.00023177 | 0.00022431 | 0.00046821 | 0.00084712 | 0.002135 | 0.0022606 | 0.00093051 | 0.00032839 | 0.00020562 | 0.00021025 | 0 | 0.0026262 | 0.0019465 | 0.0031255 | 0.0030687 | 0.0063146 | 0.0093195 | 0.016289 | 0.016356 | 0.0092793 | 0.0046915 | 0.0026289 | 0.0022719 | 1.9077
Retro12Med | Retro | Chiller-System | Commercial | HVAC | 4.7581e-06 | 1.3194e-06 | 0.037907 | 0.82188 | Small Off | Chiller-System-Retro-Small Off | 0 | 0 | 0 | 0 | 0 | 0 | 0 | 0 | 0 | 0 | 0 | 0 | 0 | 0 | 0 | 0 | 0 | 0 | 0 | 0 | 0 | 9.8941e-05 | 6.8701e-05 | 0.000102 | 9.8713e-05 | 0.00020604 | 0.00037279 | 0.00093952 | 0.00099481 | 0.00040948 | 0.00014451 | 9.0486e-05 | 9.2524e-05 | 0 | 0.0011557 | 0.00085658 | 0.0013754 | 0.0013504 | 0.0027788 | 0.0041012 | 0.0071681 | 0.0071976 | 0.0040835 | 0.0020646 | 0.0011569 | 0.00099977 | 2.4408
Retro12Med | Retro | Chiller-System | Commercial | HVAC | 2.0269e-05 | 5.6205e-06 | 0.16148 | 4.859 | XLarge Ret | Chiller-System-Retro-XLarge Ret | 0.020468 | 0.020374 | 0.020281 | 0.020187 | 0.020094 | 0.018002 | 0.014335 | 0.011415 | 0.0090903 | 0.0072388 | 0.0057644 | 0.0045903 | 0.0036553 | 0.0029108 | 0.0023179 | 0.0018458 | 1.2532e-05 | 4.4551e-06 | 1.5118e-06 | 4.9071e-07 | 0.17172 | 0.00042148 | 0.00029266 | 0.00043449 | 0.00042051 | 0.00087772 | 0.001588 | 0.0040023 | 0.0042378 | 0.0017444 | 0.00061561 | 0.00038546 | 0.00039414 | 0 | 0.0049233 | 0.003649 | 0.0058591 | 0.0057527 | 0.011838 | 0.017471 | 0.030535 | 0.030661 | 0.017395 | 0.008795 | 0.0049282 | 0.0042589 | 2.0721
Retro12Med | Retro | Chiller-System | Commercial | HVAC | 1.7114e-05 | 4.7456e-06 | 0.13634 | 4.859 | Large Ret | Chiller-System-Retro-Large Ret | 0 | 0 | 0 | 0 | 0 | 0 | 0 | 0 | 0 | 0 | 0 | 0 | 0 | 0 | 0 | 0 | 0 | 0 | 0 | 0 | 0 | 0.00035587 | 0.00024711 | 0.00036686 | 0.00035505 | 0.00074109 | 0.0013408 | 0.0033793 | 0.0035781 | 0.0014728 | 0.00051979 | 0.00032546 | 0.00033279 | 0 | 0.0041569 | 0.003081 | 0.0049471 | 0.0048572 | 0.0099949 | 0.014751 | 0.025782 | 0.025888 | 0.014688 | 0.0074259 | 0.0041611 | 0.003596 | 2.0721
Retro12Med | Retro | Chiller-System | Commercial | HVAC | 8.4098e-06 | 2.332e-06 | 0.067 | 3.76 | Medium Ret | Chiller-System-Retro-Medium Ret | 0 | 0 | 0 | 0 | 0 | 0 | 0 | 0 | 0 | 0 | 0 | 0 | 0 | 0 | 0 | 0 | 0 | 0 | 0 | 0 | 0 | 0.00017488 | 0.00012143 | 0.00018027 | 0.00017447 | 0.00036417 | 0.00065889 | 0.0016606 | 0.0017583 | 0.00072375 | 0.00025542 | 0.00015993 | 0.00016353 | 0 | 0.0020427 | 0.001514 | 0.002431 | 0.0023868 | 0.0049115 | 0.0072487 | 0.012669 | 0.012721 | 0.0072175 | 0.0036491 | 0.0020447 | 0.0017671 | 2.1609
Retro12Med | Retro | Chiller-System | Commercial | HVAC | 5.722e-06 | 1.5867e-06 | 0.045586 | 3.76 | Small Ret | Chiller-System-Retro-Small Ret | 0 | 0 | 0 | 0 | 0 | 0 | 0 | 0 | 0 | 0 | 0 | 0 | 0 | 0 | 0 | 0 | 0 | 0 | 0 | 0 | 0 | 0.00011898 | 8.2619e-05 | 0.00012266 | 0.00011871 | 0.00024778 | 0.00044831 | 0.0011298 | 0.0011963 | 0.00049244 | 0.00017379 | 0.00010882 | 0.00011127 | 0 | 0.0013898 | 0.0010301 | 0.001654 | 0.001624 | 0.0033418 | 0.004932 | 0.0086202 | 0.0086556 | 0.0049107 | 0.0024828 | 0.0013912 | 0.0012023 | 2.1609
Retro12Med | Retro | Chiller-System | Commercial | HVAC | 3.8874e-06 | 1.078e-06 | 0.03097 | 2.5265 | School K-12 | Chiller-System-Retro-School K-12 | 0.027844 | 0.027786 | 0.027727 | 0.027669 | 0.027611 | 0.024798 | 0.019797 | 0.015804 | 0.012617 | 0.010072 | 0.0080408 | 0.0064191 | 0.0051245 | 0.004091 | 0.0032659 | 0.0026073 | 1.7746e-05 | 6.3246e-06 | 2.1516e-06 | 7.0013e-07 | 0.24525 | 8.0836e-05 | 5.613e-05 | 8.3331e-05 | 8.0649e-05 | 0.00016834 | 0.00030457 | 0.0007676 | 0.00081277 | 0.00033455 | 0.00011807 | 7.3928e-05 | 7.5593e-05 | 0 | 0.00094423 | 0.00069983 | 0.0011237 | 0.0011033 | 0.0022703 | 0.0033507 | 0.0058564 | 0.0058805 | 0.0033363 | 0.0016868 | 0.00094518 | 0.00081682 | 2.2702
Retro12Med | Retro | Chiller-System | Commercial | HVAC | 1.3571e-05 | 3.7633e-06 | 0.10812 | 5.4048 | University | Chiller-System-Retro-University | 0.041259 | 0.04116 | 0.041061 | 0.040963 | 0.040864 | 0.03669 | 0.029281 | 0.023369 | 0.01865 | 0.014884 | 0.011879 | 0.0094803 | 0.0075661 | 0.0060383 | 0.0048191 | 0.003846 | 2.617e-05 | 9.3239e-06 | 3.171e-06 | 1.0315e-06 | 0.36115 | 0.00028221 | 0.00019595 | 0.00029092 | 0.00028155 | 0.00058769 | 0.0010633 | 0.0026798 | 0.0028375 | 0.001168 | 0.00041219 | 0.00025809 | 0.0002639 | 0 | 0.0032964 | 0.0024432 | 0.003923 | 0.0038518 | 0.007926 | 0.011698 | 0.020445 | 0.020529 | 0.011647 | 0.0058888 | 0.0032997 | 0.0028516 | 2.0306
Retro12Med | Retro | Chiller-System | Commercial | HVAC | 5.4034e-08 | 1.4983e-08 | 0.00043048 | 2.059 | Warehouse | Chiller-System-Retro-Warehouse | 0 | 0 | 0 | 0 | 0 | 0 | 0 | 0 | 0 | 0 | 0 | 0 | 0 | 0 | 0 | 0 | 0 | 0 | 0 | 0 | 0 | 1.1236e-06 | 7.8018e-07 | 1.1583e-06 | 1.121e-06 | 2.3398e-06 | 4.2334e-06 | 1.0669e-05 | 1.1297e-05 | 4.6502e-06 | 1.6411e-06 | 1.0276e-06 | 1.0507e-06 | 0 | 1.3125e-05 | 9.7275e-06 | 1.5619e-05 | 1.5336e-05 | 3.1557e-05 | 4.6574e-05 | 8.1402e-05 | 8.1737e-05 | 4.6373e-05 | 2.3446e-05 | 1.3138e-05 | 1.1354e-05 | 2.3146
Retro12Med | Retro | Chiller-System | Commercial | HVAC | 4.3234e-06 | 1.1989e-06 | 0.034444 | 9.7115 | Supermarket | Chiller-System-Retro-Supermarket | 0.00020831 | 0.00020733 | 0.00020635 | 0.00020538 | 0.00020441 | 0.0001831 | 0.00014579 | 0.00011608 | 9.2425e-05 | 7.3591e-05 | 5.8595e-05 | 4.6655e-05 | 3.7148e-05 | 2.9578e-05 | 2.3551e-05 | 1.8752e-05 | 1.273e-07 | 4.5248e-08 | 1.5353e-08 | 4.9827e-09 | 0.0017411 | 8.9903e-05 | 6.2426e-05 | 9.2678e-05 | 8.9695e-05 | 0.00018722 | 0.00033873 | 0.0008537 | 0.00090393 | 0.00037208 | 0.00013131 | 8.222e-05 | 8.4072e-05 | 0 | 0.0010501 | 0.00077833 | 0.0012498 | 0.0012271 | 0.002525 | 0.0037265 | 0.0065133 | 0.0065401 | 0.0037105 | 0.001876 | 0.0010512 | 0.00090844 | 1.7536
Retro12Med | Retro | Chiller-System | Commercial | HVAC | 6.6854e-06 | 1.8538e-06 | 0.053262 | 9.7115 | MiniMart | Chiller-System-Retro-MiniMart | 0 | 0 | 0 | 0 | 0 | 0 | 0 | 0 | 0 | 0 | 0 | 0 | 0 | 0 | 0 | 0 | 0 | 0 | 0 | 0 | 0 | 0.00013902 | 9.6529e-05 | 0.00014331 | 0.0001387 | 0.0002895 | 0.00052379 | 0.0013201 | 0.0013978 | 0.00057535 | 0.00020305 | 0.00012714 | 0.00013 | 0 | 0.0016238 | 0.0012035 | 0.0019325 | 0.0018974 | 0.0039044 | 0.0057624 | 0.010072 | 0.010113 | 0.0057376 | 0.0029009 | 0.0016255 | 0.0014047 | 1.7536
Retro12Med | Retro | Chiller-System | Commercial | HVAC | 2.7933e-05 | 7.7456e-06 | 0.22254 | 2.751 | Restaurant | Chiller-System-Retro-Restaurant | 0 | 0 | 0 | 0 | 0 | 0 | 0 | 0 | 0 | 0 | 0 | 0 | 0 | 0 | 0 | 0 | 0 | 0 | 0 | 0 | 0 | 0.00058084 | 0.00040332 | 0.00059878 | 0.0005795 | 0.0012096 | 0.0021885 | 0.0055156 | 0.0058401 | 0.0024039 | 0.00084838 | 0.00053121 | 0.00054317 | 0 | 0.0067848 | 0.0050286 | 0.0080745 | 0.0079278 | 0.016313 | 0.024076 | 0.042081 | 0.042254 | 0.023973 | 0.01212 | 0.0067916 | 0.0058693 | 2.2495
Retro12Med | Retro | Chiller-System | Commercial | HVAC | 1.5559e-05 | 4.3145e-06 | 0.12396 | 8.135 | Lodging | Chiller-System-Retro-Lodging | 0.038329 | 0.038188 | 0.038046 | 0.037905 | 0.037765 | 0.033863 | 0.02699 | 0.021512 | 0.017146 | 0.013666 | 0.010892 | 0.0086817 | 0.0069197 | 0.0055153 | 0.0043959 | 0.0035037 | 2.3809e-05 | 8.4719e-06 | 2.8775e-06 | 9.3483e-07 | 0.32724 | 0.00032354 | 0.00022466 | 0.00033353 | 0.00032279 | 0.00067376 | 0.001219 | 0.0030723 | 0.0032531 | 0.001339 | 0.00047256 | 0.00029589 | 0.00030256 | 0 | 0.0037792 | 0.0028011 | 0.0044977 | 0.004416 | 0.0090869 | 0.013411 | 0.02344 | 0.023536 | 0.013353 | 0.0067513 | 0.003783 | 0.0032693 | 1.8458
Retro12Med | Retro | Chiller-System | Commercial | HVAC | 9.0148e-05 | 2.4998e-05 | 0.7182 | 8.5968 | Hospital | Chiller-System-Retro-Hospital | 0.53562 | 0.53342 | 0.53124 | 0.52906 | 0.52689 | 0.47226 | 0.37626 | 0.29977 | 0.23883 | 0.19028 | 0.1516 | 0.12078 | 0.096232 | 0.07667 | 0.061084 | 0.048667 | 0.00033059 | 0.00011758 | 3.9921e-05 | 1.2964e-05 | 4.6772 | 0.0018746 | 0.0013016 | 0.0019324 | 0.0018702 | 0.0039037 | 0.0070629 | 0.0178 | 0.018848 | 0.0077582 | 0.002738 | 0.0017144 | 0.001753 | 0 | 0.021896 | 0.016229 | 0.026059 | 0.025585 | 0.052648 | 0.077702 | 0.13581 | 0.13637 | 0.077367 | 0.039116 | 0.021918 | 0.018942 | 1.8178
Retro12Med | Retro | Chiller-System | Commercial | HVAC | 2.401e-05 | 6.658e-06 | 0.19129 | 8.4222 | Residential Care | Chiller-System-Retro-Residential Care | 0.015484 | 0.01542 | 0.015357 | 0.015294 | 0.015231 | 0.013652 | 0.010877 | 0.0086657 | 0.0069041 | 0.0055007 | 0.0043825 | 0.0034916 | 0.0027818 | 0.0022163 | 0.0017658 | 0.0014069 | 9.5565e-06 | 3.399e-06 | 1.154e-06 | 3.7477e-07 | 0.13115 | 0.00049928 | 0.00034668 | 0.0005147 | 0.00049813 | 0.0010397 | 0.0018812 | 0.0047411 | 0.0050201 | 0.0020664 | 0.00072925 | 0.00045661 | 0.0004669 | 0 | 0.005832 | 0.0043225 | 0.0069407 | 0.0068146 | 0.014023 | 0.020696 | 0.036172 | 0.036321 | 0.020606 | 0.010418 | 0.0058379 | 0.0050451 | 1.8283
Retro12Med | Retro | Chiller-System | Commercial | HVAC | 1.1936e-07 | 3.3097e-08 | 0.0009509 | 5.4984 | Assembly | Chiller-System-Retro-Assembly | 0.00055497 | 0.00055248 | 0.00055 | 0.00054753 | 0.00054508 | 0.00048837 | 0.00038894 | 0.00030976 | 0.00024669 | 0.00019647 | 0.00015647 | 0.00012461 | 9.9244e-05 | 7.9039e-05 | 6.2948e-05 | 5.0132e-05 | 3.4041e-07 | 1.2103e-07 | 4.1074e-08 | 1.3334e-08 | 0.0046755 | 2.4819e-06 | 1.7234e-06 | 2.5586e-06 | 2.4762e-06 | 5.1685e-06 | 9.3514e-06 | 2.3568e-05 | 2.4955e-05 | 1.0272e-05 | 3.6251e-06 | 2.2698e-06 | 2.321e-06 | 0 | 2.8991e-05 | 2.1487e-05 | 3.4502e-05 | 3.3875e-05 | 6.9707e-05 | 0.00010288 | 0.00017981 | 0.00018055 | 0.00010243 | 5.179e-05 | 2.902e-05 | 2.5079e-05 | 2.0236
Retro12Med | Retro | Chiller-System | Commercial | HVAC | 3.6238e-06 | 1.0049e-06 | 0.02887 | 5.4984 | Other | Chiller-System-Retro-Other | 0.01885 | 0.01868 | 0.018512 | 0.018345 | 0.01818 | 0.016215 | 0.012855 | 0.010192 | 0.0080799 | 0.0064057 | 0.0050785 | 0.0040262 | 0.003192 | 0.0025306 | 0.0020063 | 0.0015906 | 1.0751e-05 | 3.8052e-06 | 1.2855e-06 | 4.1543e-07 | 0.14578 | 7.5355e-05 | 5.2324e-05 | 7.7681e-05 | 7.5181e-05 | 0.00015692 | 0.00028392 | 0.00071555 | 0.00075766 | 0.00031187 | 0.00011006 | 6.8915e-05 | 7.0467e-05 | 0 | 0.00088021 | 0.00065238 | 0.0010475 | 0.0010285 | 0.0021164 | 0.0031235 | 0.0054593 | 0.0054818 | 0.0031101 | 0.0015724 | 0.00088109 | 0.00076144 | 2.0236
LOEven20 | New | Chiller-Upgrade | Commercial | HVAC | 2.0704e-05 | 5.7412e-06 | 0.16495 | 48.5958 | Large Off | Chiller-Upgrade-New-Large Off | 0.0018099 | 0.0035108 | 0.004297 | 0.0054341 | 0.0067133 | 0.0093732 | 0.011959 | 0.01516 | 0.018305 | 0.019882 | 0.02293 | 0.025743 | 0.025437 | 0.030581 | 0.032759 | 0.037768 | 0.040519 | 0.048111 | 0.042322 | 0.047392 | 0.45001 | 0.00043053 | 0.00029894 | 0.00044382 | 0.00042953 | 0.00089656 | 0.0016221 | 0.0040882 | 0.0043288 | 0.0017818 | 0.00062883 | 0.00039374 | 0.0004026 | 0 | 0.0050289 | 0.0037273 | 0.0059849 | 0.0058762 | 0.012092 | 0.017846 | 0.031191 | 0.031319 | 0.017769 | 0.0089838 | 0.005034 | 0.0043504 | 0.78582
LOEven20 | New | Chiller-Upgrade | Commercial | HVAC | 1.9373e-05 | 5.3719e-06 | 0.15434 | 48.5958 | Medium Off | Chiller-Upgrade-New-Medium Off | 0.00024473 | 0.00048244 | 0.00058846 | 0.00068916 | 0.0008666 | 0.0012969 | 0.0016134 | 0.0020401 | 0.0024657 | 0.0025525 | 0.003091 | 0.0034899 | 0.0033614 | 0.0041976 | 0.0042085 | 0.0050262 | 0.0053455 | 0.0063147 | 0.0054244 | 0.0060999 | 0.059399 | 0.00040284 | 0.00027972 | 0.00041527 | 0.00040191 | 0.0008389 | 0.0015178 | 0.0038253 | 0.0040504 | 0.0016672 | 0.00058838 | 0.00036841 | 0.00037671 | 0 | 0.0047055 | 0.0034876 | 0.0056 | 0.0054983 | 0.011314 | 0.016698 | 0.029185 | 0.029305 | 0.016626 | 0.008406 | 0.0047102 | 0.0040706 | 0.78582
LOEven20 | New | Chiller-Upgrade | Commercial | HVAC | 8.5252e-06 | 2.364e-06 | 0.067919 | 48.5958 | Small Off | Chiller-Upgrade-New-Small Off | 0 | 0 | 0 | 0 | 0 | 0 | 0 | 0 | 0 | 0 | 0 | 0 | 0 | 0 | 0 | 0 | 0 | 0 | 0 | 0 | 0 | 0.00017728 | 0.00012309 | 0.00018275 | 0.00017687 | 0.00036917 | 0.00066794 | 0.0016834 | 0.0017824 | 0.00073368 | 0.00025893 | 0.00016213 | 0.00016578 | 0 | 0.0020707 | 0.0015348 | 0.0024644 | 0.0024196 | 0.0049789 | 0.0073482 | 0.012843 | 0.012896 | 0.0073166 | 0.0036992 | 0.0020728 | 0.0017913 | 0.78582
LOEven20 | New | Chiller-Upgrade | Commercial | HVAC | 1.5544e-05 | 4.3104e-06 | 0.12384 | 48.5958 | XLarge Ret | Chiller-Upgrade-New-XLarge Ret | 5.8802e-05 | 0.0001168 | 0.00022176 | 0.00042806 | 0.00049553 | 0.00077802 | 0.00092179 | 0.00084528 | 0.0014669 | 0.0015048 | 0.0018033 | 0.001826 | 0.0021351 | 0.0022308 | 0.0024382 | 0.0025864 | 0.0028681 | 0.0027187 | 0.0028961 | 0.0029856 | 0.031326 | 0.00032323 | 0.00022444 | 0.00033321 | 0.00032249 | 0.00067313 | 0.0012179 | 0.0030694 | 0.00325 | 0.0013378 | 0.00047212 | 0.00029561 | 0.00030227 | 0 | 0.0037757 | 0.0027984 | 0.0044934 | 0.0044118 | 0.0090783 | 0.013398 | 0.023418 | 0.023514 | 0.013341 | 0.0067449 | 0.0037794 | 0.0032662 | 0.78582
LOEven20 | New | Chiller-Upgrade | Commercial | HVAC | 1.3125e-05 | 3.6394e-06 | 0.10456 | 48.5958 | Large Ret | Chiller-Upgrade-New-Large Ret | 0 | 0 | 0 | 0 | 0 | 0 | 0 | 0 | 0 | 0 | 0 | 0 | 0 | 0 | 0 | 0 | 0 | 0 | 0 | 0 | 0 | 0.00027292 | 0.00018951 | 0.00028134 | 0.00027229 | 0.00056835 | 0.0010283 | 0.0025916 | 0.0027441 | 0.0011295 | 0.00039863 | 0.0002496 | 0.00025522 | 0 | 0.0031879 | 0.0023628 | 0.0037939 | 0.003725 | 0.0076652 | 0.011313 | 0.019772 | 0.019854 | 0.011264 | 0.005695 | 0.0031911 | 0.0027578 | 0.78582
LOEven20 | New | Chiller-Upgrade | Commercial | HVAC | 6.4495e-06 | 1.7884e-06 | 0.051382 | 48.5958 | Medium Ret | Chiller-Upgrade-New-Medium Ret | 0 | 0 | 0 | 0 | 0 | 0 | 0 | 0 | 0 | 0 | 0 | 0 | 0 | 0 | 0 | 0 | 0 | 0 | 0 | 0 | 0 | 0.00013411 | 9.3123e-05 | 0.00013825 | 0.0001338 | 0.00027928 | 0.00050531 | 0.0012735 | 0.0013484 | 0.00055505 | 0.00019588 | 0.00012265 | 0.00012541 | 0 | 0.0015666 | 0.0011611 | 0.0018643 | 0.0018305 | 0.0037667 | 0.0055591 | 0.0097162 | 0.0097562 | 0.0055351 | 0.0027985 | 0.0015681 | 0.0013552 | 0.78582
LOEven20 | New | Chiller-Upgrade | Commercial | HVAC | 4.3882e-06 | 1.2168e-06 | 0.03496 | 48.5958 | Small Ret | Chiller-Upgrade-New-Small Ret | 0 | 0 | 0 | 0 | 0 | 0 | 0 | 0 | 0 | 0 | 0 | 0 | 0 | 0 | 0 | 0 | 0 | 0 | 0 | 0 | 0 | 9.125e-05 | 6.3361e-05 | 9.4067e-05 | 9.1039e-05 | 0.00019002 | 0.00034381 | 0.00086648 | 0.00091747 | 0.00037765 | 0.00013328 | 8.3451e-05 | 8.5331e-05 | 0 | 0.0010659 | 0.00078999 | 0.0012685 | 0.0012454 | 0.0025628 | 0.0037824 | 0.0066108 | 0.006638 | 0.0037661 | 0.0019041 | 0.0010669 | 0.00092205 | 0.78582
LOEven20 | New | Chiller-Upgrade | Commercial | HVAC | 1.2046e-06 | 3.3403e-07 | 0.0095968 | 48.5958 | School K-12 | Chiller-Upgrade-New-School K-12 | 2.8294e-05 | 5.628e-05 | 8.4483e-05 | 0.00011249 | 0.00014008 | 0.00016545 | 0.00019601 | 0.00022564 | 0.00030913 | 0.00034527 | 0.00037862 | 0.00042878 | 0.00045353 | 0.00048456 | 0.00051736 | 0.00056741 | 0.00059059 | 0.00064146 | 0.0006898 | 0.00074968 | 0.0071649 | 2.5048e-05 | 1.7393e-05 | 2.5822e-05 | 2.4991e-05 | 5.2163e-05 | 9.4377e-05 | 0.00023785 | 0.00025185 | 0.00010367 | 3.6586e-05 | 2.2908e-05 | 2.3424e-05 | 0 | 0.00029259 | 0.00021686 | 0.00034821 | 0.00034188 | 0.00070351 | 0.0010383 | 0.0018147 | 0.0018222 | 0.0010338 | 0.00052268 | 0.00029288 | 0.00025311 | 0.78582
LOEven20 | New | Chiller-Upgrade | Commercial | HVAC | 4.2053e-06 | 1.1661e-06 | 0.033503 | 48.5958 | University | Chiller-Upgrade-New-University | 3.3588e-05 | 6.4328e-05 | 0.00011072 | 0.00014302 | 0.00019482 | 0.00023738 | 0.00028013 | 0.00031273 | 0.00038225 | 0.00044935 | 0.0004731 | 0.00051453 | 0.00051504 | 0.00057741 | 0.00066159 | 0.00076141 | 0.00078694 | 0.00088403 | 0.00087918 | 0.0010218 | 0.0092833 | 8.7447e-05 | 6.072e-05 | 9.0147e-05 | 8.7245e-05 | 0.00018211 | 0.00032948 | 0.00083038 | 0.00087924 | 0.00036191 | 0.00012772 | 7.9974e-05 | 8.1775e-05 | 0 | 0.0010215 | 0.00075707 | 0.0012156 | 0.0011935 | 0.002456 | 0.0036247 | 0.0063354 | 0.0063614 | 0.0036091 | 0.0018247 | 0.0010225 | 0.00088363 | 0.78582
LOEven20 | New | Chiller-Upgrade | Commercial | HVAC | 4.1439e-08 | 1.1491e-08 | 0.00033014 | 48.5958 | Warehouse | Chiller-Upgrade-New-Warehouse | 0 | 0 | 0 | 0 | 0 | 0 | 0 | 0 | 0 | 0 | 0 | 0 | 0 | 0 | 0 | 0 | 0 | 0 | 0 | 0 | 0 | 8.6169e-07 | 5.9833e-07 | 8.8829e-07 | 8.597e-07 | 1.7944e-06 | 3.2466e-06 | 8.1824e-06 | 8.6639e-06 | 3.5662e-06 | 1.2586e-06 | 7.8805e-07 | 8.058e-07 | 0 | 1.0065e-05 | 7.46e-06 | 1.1979e-05 | 1.1761e-05 | 2.4201e-05 | 3.5718e-05 | 6.2427e-05 | 6.2684e-05 | 3.5564e-05 | 1.7981e-05 | 1.0075e-05 | 8.7071e-06 | 0.78582
LOEven20 | New | Chiller-Upgrade | Commercial | HVAC | 3.3157e-06 | 9.1942e-07 | 0.026415 | 48.5958 | Supermarket | Chiller-Upgrade-New-Supermarket | 6.348e-07 | 1.2803e-06 | 1.8838e-06 | 2.5971e-06 | 3.5391e-06 | 4.5552e-06 | 5.5208e-06 | 5.485e-06 | 9.2794e-06 | 9.4581e-06 | 1.1678e-05 | 1.1141e-05 | 1.3734e-05 | 1.4788e-05 | 1.6403e-05 | 1.753e-05 | 1.9655e-05 | 1.7535e-05 | 1.936e-05 | 1.9697e-05 | 0.00020575 | 6.8947e-05 | 4.7874e-05 | 7.1075e-05 | 6.8788e-05 | 0.00014358 | 0.00025978 | 0.0006547 | 0.00069323 | 0.00028535 | 0.0001007 | 6.3055e-05 | 6.4475e-05 | 0 | 0.00080536 | 0.00059691 | 0.00095845 | 0.00094104 | 0.0019364 | 0.0028579 | 0.0049951 | 0.0050156 | 0.0028456 | 0.0014387 | 0.00080617 | 0.00069669 | 0.78582
LOEven20 | New | Chiller-Upgrade | Commercial | HVAC | 5.127e-06 | 1.4217e-06 | 0.040847 | 48.5958 | MiniMart | Chiller-Upgrade-New-MiniMart | 0 | 0 | 0 | 0 | 0 | 0 | 0 | 0 | 0 | 0 | 0 | 0 | 0 | 0 | 0 | 0 | 0 | 0 | 0 | 0 | 0 | 0.00010661 | 7.4029e-05 | 0.0001099 | 0.00010637 | 0.00022202 | 0.0004017 | 0.0010124 | 0.0010719 | 0.00044124 | 0.00015572 | 9.7502e-05 | 9.9699e-05 | 0 | 0.0012453 | 0.000923 | 0.0014821 | 0.0014551 | 0.0029943 | 0.0044192 | 0.0077239 | 0.0077557 | 0.0044002 | 0.0022247 | 0.0012466 | 0.0010773 | 0.78582
LOEven20 | New | Chiller-Upgrade | Commercial | HVAC | 2.1422e-05 | 5.9402e-06 | 0.17066 | 48.5958 | Restaurant | Chiller-Upgrade-New-Restaurant | 0 | 0 | 0 | 0 | 0 | 0 | 0 | 0 | 0 | 0 | 0 | 0 | 0 | 0 | 0 | 0 | 0 | 0 | 0 | 0 | 0 | 0.00044545 | 0.00030931 | 0.0004592 | 0.00044442 | 0.00092764 | 0.0016784 | 0.0042299 | 0.0044788 | 0.0018436 | 0.00065063 | 0.00040738 | 0.00041656 | 0 | 0.0052033 | 0.0038565 | 0.0061924 | 0.0060799 | 0.012511 | 0.018464 | 0.032272 | 0.032405 | 0.018385 | 0.0092952 | 0.0052085 | 0.0045012 | 0.78582
LOEven20 | New | Chiller-Upgrade | Commercial | HVAC | 1.0812e-05 | 2.9981e-06 | 0.086137 | 48.5958 | Lodging | Chiller-Upgrade-New-Lodging | 0.00011241 | 0.00018337 | 0.0002376 | 0.00031569 | 0.00043695 | 0.00061689 | 0.0007348 | 0.00066134 | 0.0013253 | 0.0012781 | 0.001761 | 0.0015804 | 0.0022612 | 0.0019194 | 0.0026643 | 0.0027369 | 0.0030817 | 0.0031044 | 0.0038249 | 0.0032637 | 0.0321 | 0.00022483 | 0.00015611 | 0.00023177 | 0.00022431 | 0.00046819 | 0.0008471 | 0.0021349 | 0.0022605 | 0.00093048 | 0.00032838 | 0.00020561 | 0.00021024 | 0 | 0.0026262 | 0.0019464 | 0.0031254 | 0.0030686 | 0.0063144 | 0.0093192 | 0.016288 | 0.016355 | 0.0092791 | 0.0046914 | 0.0026288 | 0.0022718 | 0.78582
LOEven20 | New | Chiller-Upgrade | Commercial | HVAC | 0.00011586 | 3.2127e-05 | 0.92303 | 48.5958 | Hospital | Chiller-Upgrade-New-Hospital | 0.011751 | 0.029193 | 0.04782 | 0.05997 | 0.086833 | 0.11939 | 0.12872 | 0.12253 | 0.14748 | 0.17642 | 0.18407 | 0.18931 | 0.18752 | 0.19952 | 0.22054 | 0.26649 | 0.2853 | 0.30161 | 0.3317 | 0.3611 | 3.4573 | 0.0024092 | 0.0016729 | 0.0024836 | 0.0024036 | 0.0050171 | 0.0090774 | 0.022877 | 0.024223 | 0.0099709 | 0.0035189 | 0.0022033 | 0.0022529 | 0 | 0.028142 | 0.020858 | 0.033491 | 0.032883 | 0.067664 | 0.099863 | 0.17454 | 0.17526 | 0.099433 | 0.050273 | 0.02817 | 0.024344 | 0.78582
LOEven20 | New | Chiller-Upgrade | Commercial | HVAC | 3.0859e-05 | 8.5569e-06 | 0.24585 | 48.5958 | Residential Care | Chiller-Upgrade-New-Residential Care | 0.00023951 | 0.00050791 | 0.00080073 | 0.0011879 | 0.0015889 | 0.0021766 | 0.0022118 | 0.0021423 | 0.0024912 | 0.003008 | 0.0031184 | 0.0031637 | 0.0029831 | 0.0033067 | 0.0035405 | 0.0044418 | 0.0044873 | 0.0050174 | 0.005389 | 0.0060703 | 0.057873 | 0.00064168 | 0.00044556 | 0.00066149 | 0.0006402 | 0.0013363 | 0.0024177 | 0.0060933 | 0.0064518 | 0.0026557 | 0.00093724 | 0.00058685 | 0.00060006 | 0 | 0.0074954 | 0.0055554 | 0.0089202 | 0.0087582 | 0.018022 | 0.026598 | 0.046489 | 0.04668 | 0.026484 | 0.01339 | 0.0075029 | 0.006484 | 0.78582
LOEven20 | New | Chiller-Upgrade | Commercial | HVAC | 1.5598e-08 | 4.3253e-09 | 0.00012427 | 48.5958 | Assembly | Chiller-Upgrade-New-Assembly | 3.8696e-07 | 1.2926e-06 | 1.2169e-06 | 1.6093e-06 | 2.329e-06 | 3.4993e-06 | 4.5611e-06 | 5.6988e-06 | 7.3828e-06 | 8.1721e-06 | 8.5635e-06 | 8.8515e-06 | 1.0832e-05 | 1.1763e-05 | 1.285e-05 | 1.4364e-05 | 1.5801e-05 | 1.7088e-05 | 1.6592e-05 | 1.7749e-05 | 0.0001706 | 3.2435e-07 | 2.2522e-07 | 3.3436e-07 | 3.236e-07 | 6.7545e-07 | 1.2221e-06 | 3.08e-06 | 3.2612e-06 | 1.3424e-06 | 4.7375e-07 | 2.9663e-07 | 3.0331e-07 | 0 | 3.7887e-06 | 2.8081e-06 | 4.5089e-06 | 4.427e-06 | 9.1097e-06 | 1.3445e-05 | 2.3499e-05 | 2.3595e-05 | 1.3387e-05 | 6.7682e-06 | 3.7925e-06 | 3.2775e-06 | 0.78582
LOEven20 | New | Chiller-Upgrade | Commercial | HVAC | 9.0152e-06 | 2.4999e-06 | 0.071823 | 48.5958 | Other | Chiller-Upgrade-New-Other | 0.00035246 | 0.00090721 | 0.0011605 | 0.0015012 | 0.0027232 | 0.0034076 | 0.0034656 | 0.0036476 | 0.005205 | 0.0057723 | 0.006451 | 0.0061689 | 0.0064796 | 0.006904 | 0.0079128 | 0.0079502 | 0.0097222 | 0.011513 | 0.01039 | 0.011219 | 0.11285 | 0.00018746 | 0.00013017 | 0.00019325 | 0.00018703 | 0.00039039 | 0.00070632 | 0.0017801 | 0.0018849 | 0.00077585 | 0.00027381 | 0.00017144 | 0.00017531 | 0 | 0.0021897 | 0.001623 | 0.002606 | 0.0025587 | 0.0052651 | 0.0077705 | 0.013581 | 0.013637 | 0.0077371 | 0.0039118 | 0.0021919 | 0.0018943 | 0.78582
LO50Fast | NR | Computers | Commercial | Electronics | 0.00010751 | 7.4534e-05 | 1.3642 | 7.0173 | Office | Laptop | 0.040626 | 0.062205 | 0.076332 | 0.085946 | 0.092779 | 0.096792 | 0.099206 | 0.10083 | 0.10212 | 0.10323 | 0.10429 | 0.10535 | 0.1064 | 0.10745 | 0.10848 | 0.10952 | 0.11055 | 0.11157 | 0.10986 | 0.11072 | 0.47726 | 0.013472 | 0.012049 | 0.013255 | 0.011318 | 0.011228 | 0.010962 | 0.011345 | 0.01141 | 0.010928 | 0.011615 | 0.012724 | 0.013224 | 0 | 0.1036 | 0.094439 | 0.10413 | 0.10121 | 0.10345 | 0.10131 | 0.10336 | 0.10522 | 0.099733 | 0.10463 | 0.097793 | 0.10175 | 2.0122
LO50Fast | NR | Computers | Commercial | Electronics | 0.0043019 | 0.0029824 | 54.5854 | 49.9913 | Office | Desktop | 0.66593 | 0.92778 | 1.1519 | 1.312 | 1.4326 | 1.5069 | 1.5509 | 1.5765 | 1.5967 | 1.614 | 1.6308 | 1.6475 | 1.664 | 1.6804 | 1.6967 | 1.713 | 1.7291 | 1.7453 | 1.7185 | 1.732 | 7.3083 | 0.53908 | 0.48214 | 0.53039 | 0.45288 | 0.44928 | 0.43861 | 0.45397 | 0.45654 | 0.43727 | 0.46477 | 0.50915 | 0.52914 | 0 | 4.1454 | 3.7789 | 4.1666 | 4.0498 | 4.1395 | 4.0539 | 4.1356 | 4.2104 | 3.9907 | 4.1868 | 3.9131 | 4.0715 | 0.67137
LO50Fast | NR | Computers | Commercial | Electronics | 0.0034409 | 0.0023854 | 43.6599 | 66.1299 | Office | Desktop-WA | 0.60742 | 0.84626 | 1.0507 | 1.1967 | 1.3067 | 1.3745 | 1.4146 | 1.4379 | 1.4564 | 1.4722 | 1.4876 | 1.5027 | 1.5178 | 1.5328 | 1.5477 | 1.5625 | 1.5772 | 1.5919 | 1.5675 | 1.5798 | 6.6662 | 0.43118 | 0.38564 | 0.42423 | 0.36224 | 0.35936 | 0.35082 | 0.36311 | 0.36516 | 0.34975 | 0.37174 | 0.40724 | 0.42323 | 0 | 3.3157 | 3.0225 | 3.3326 | 3.2392 | 3.311 | 3.2425 | 3.3079 | 3.3677 | 3.1919 | 3.3488 | 3.1298 | 3.2565 | 0.53699
Retro12Med | Retro | ConnectedThermostats | Commercial | HVAC | 3.1858e-05 | 2.3587e-05 | 0.36138 | 80.5594 | Large Off | ConnectedThermostats-Large Off | 0 | 0 | 0 | 0 | 0 | 0 | 0 | 0 | 0 | 0 | 0 | 0 | 0 | 0 | 0 | 0 | 0 | 0 | 0 | 0 | 0 | 0.0054188 | 0.0048676 | 0.0051715 | 0.0049784 | 0.0045531 | 0.004145 | 0.004097 | 0.0039887 | 0.004157 | 0.0048491 | 0.0048754 | 0.0054249 | 0 | 0.02694 | 0.023788 | 0.026195 | 0.025059 | 0.025717 | 0.025026 | 0.025245 | 0.024707 | 0.024612 | 0.02593 | 0.024819 | 0.02682 | 0.51107
Retro12Med | Retro | ConnectedThermostats | Commercial | HVAC | 3.1377e-05 | 2.3231e-05 | 0.35593 | 81.6966 | Medium Off | ConnectedThermostats-Medium Off | 0.12379 | 0.12597 | 0.12555 | 0.12469 | 0.12406 | 0.11132 | 0.08908 | 0.071116 | 0.056818 | 0.045374 | 0.036131 | 0.02887 | 0.023042 | 0.018333 | 0.014668 | 0.011683 | 7.9657e-05 | 2.8366e-05 | 9.6687e-06 | 3.128e-06 | 1.069 | 0.0053369 | 0.004794 | 0.0050934 | 0.0049032 | 0.0044844 | 0.0040824 | 0.0040351 | 0.0039284 | 0.0040942 | 0.0047758 | 0.0048018 | 0.005343 | 0 | 0.026534 | 0.023429 | 0.025799 | 0.02468 | 0.025328 | 0.024648 | 0.024864 | 0.024334 | 0.02424 | 0.025538 | 0.024444 | 0.026415 | 0.50783
Retro12Med | Retro | ConnectedThermostats | Commercial | HVAC | 3.6256e-05 | 2.6844e-05 | 0.41128 | 71.6494 | Small Off | ConnectedThermostats-Small Off | 0.30647 | 0.30772 | 0.30677 | 0.30549 | 0.30438 | 0.27307 | 0.21798 | 0.17388 | 0.13873 | 0.1107 | 0.088248 | 0.070408 | 0.056163 | 0.044768 | 0.035732 | 0.02849 | 0.00019386 | 6.9034e-05 | 2.3478e-05 | 7.6252e-06 | 2.6465 | 0.0061669 | 0.0055396 | 0.0058855 | 0.0056657 | 0.0051817 | 0.0047172 | 0.0046626 | 0.0045393 | 0.0047309 | 0.0055185 | 0.0055485 | 0.0061738 | 0 | 0.03066 | 0.027073 | 0.029811 | 0.028518 | 0.029267 | 0.028481 | 0.02873 | 0.028118 | 0.02801 | 0.02951 | 0.028245 | 0.030522 | 0.53973
Retro12Med | Retro | ConnectedThermostats | Commercial | HVAC | 1.817e-05 | 1.3453e-05 | 0.20612 | 141.2142 | XLarge Ret | ConnectedThermostats-XLarge Ret | 0 | 0 | 0 | 0 | 0 | 0 | 0 | 0 | 0 | 0 | 0 | 0 | 0 | 0 | 0 | 0 | 0 | 0 | 0 | 0 | 0 | 0.0030906 | 0.0027762 | 0.0029496 | 0.0028394 | 0.0025969 | 0.0023641 | 0.0023367 | 0.0022749 | 0.0023709 | 0.0027657 | 0.0027807 | 0.0030941 | 0 | 0.015365 | 0.013568 | 0.01494 | 0.014292 | 0.014668 | 0.014273 | 0.014398 | 0.014092 | 0.014038 | 0.014789 | 0.014155 | 0.015297 | 0.39305
Retro12Med | Retro | ConnectedThermostats | Commercial | HVAC | 1.5261e-05 | 1.1299e-05 | 0.17312 | 167.8378 | Large Ret | ConnectedThermostats-Large Ret | 0 | 0 | 0 | 0 | 0 | 0 | 0 | 0 | 0 | 0 | 0 | 0 | 0 | 0 | 0 | 0 | 0 | 0 | 0 | 0 | 0 | 0.0025959 | 0.0023318 | 0.0024774 | 0.0023849 | 0.0021812 | 0.0019856 | 0.0019627 | 0.0019108 | 0.0019914 | 0.0023229 | 0.0023355 | 0.0025988 | 0 | 0.012906 | 0.011396 | 0.012549 | 0.012004 | 0.01232 | 0.011988 | 0.012093 | 0.011836 | 0.01179 | 0.012422 | 0.011889 | 0.012848 | 0.36926
Retro12Med | Retro | ConnectedThermostats | Commercial | HVAC | 1.9805e-05 | 1.4663e-05 | 0.22466 | 129.6969 | Medium Ret | ConnectedThermostats-Medium Ret | 0.044915 | 0.04536 | 0.045151 | 0.045109 | 0.045304 | 0.040478 | 0.032499 | 0.025876 | 0.020463 | 0.016516 | 0.013104 | 0.01047 | 0.0083121 | 0.0066369 | 0.005279 | 0.0042068 | 2.8563e-05 | 1.0173e-05 | 3.437e-06 | 1.1156e-06 | 0.37621 | 0.0033686 | 0.0030259 | 0.0032149 | 0.0030948 | 0.0028305 | 0.0025767 | 0.0025469 | 0.0024796 | 0.0025842 | 0.0030144 | 0.0030308 | 0.0033724 | 0 | 0.016748 | 0.014788 | 0.016284 | 0.015578 | 0.015987 | 0.015557 | 0.015694 | 0.015359 | 0.0153 | 0.01612 | 0.015429 | 0.016673 | 0.40636
Retro12Med | Retro | ConnectedThermostats | Commercial | HVAC | 2.6482e-05 | 1.9607e-05 | 0.3004 | 97.3825 | Small Ret | ConnectedThermostats-Small Ret | 0.078238 | 0.078373 | 0.078005 | 0.077725 | 0.077543 | 0.069422 | 0.055405 | 0.044118 | 0.035061 | 0.028044 | 0.02231 | 0.017781 | 0.014149 | 0.011275 | 0.0089757 | 0.007149 | 4.8538e-05 | 1.7265e-05 | 5.8517e-06 | 1.8997e-06 | 0.65533 | 0.0045043 | 0.0040461 | 0.0042988 | 0.0041383 | 0.0037848 | 0.0034455 | 0.0034056 | 0.0033155 | 0.0034555 | 0.0040308 | 0.0040526 | 0.0045094 | 0 | 0.022394 | 0.019774 | 0.021774 | 0.02083 | 0.021377 | 0.020802 | 0.020985 | 0.020538 | 0.020459 | 0.021554 | 0.020631 | 0.022294 | 0.46096
Retro12Med | Retro | ConnectedThermostats | Commercial | HVAC | 2.0745e-05 | 1.5359e-05 | 0.23532 | 122.9246 | School K-12 | ConnectedThermostats-School K-12 | 0.10822 | 0.10873 | 0.1085 | 0.10827 | 0.10803 | 0.097016 | 0.077436 | 0.06182 | 0.04935 | 0.039448 | 0.031491 | 0.025138 | 0.020073 | 0.016021 | 0.01279 | 0.01021 | 6.951e-05 | 2.4769e-05 | 8.4281e-06 | 2.743e-06 | 0.95067 | 0.0035285 | 0.0031696 | 0.0033675 | 0.0032418 | 0.0029648 | 0.0026991 | 0.0026678 | 0.0025973 | 0.0027069 | 0.0031575 | 0.0031747 | 0.0035325 | 0 | 0.017543 | 0.01549 | 0.017057 | 0.016317 | 0.016746 | 0.016296 | 0.016439 | 0.016088 | 0.016027 | 0.016885 | 0.016161 | 0.017464 | 0.42
Retro12Med | Retro | ConnectedThermostats | Commercial | HVAC | 2.2667e-05 | 1.6782e-05 | 0.25712 | 112.7077 | University | ConnectedThermostats-University | 0 | 0 | 0 | 0 | 0 | 0 | 0 | 0 | 0 | 0 | 0 | 0 | 0 | 0 | 0 | 0 | 0 | 0 | 0 | 0 | 0 | 0.0038555 | 0.0034633 | 0.0036796 | 0.0035421 | 0.0032395 | 0.0029491 | 0.002915 | 0.0028379 | 0.0029577 | 0.0034501 | 0.0034688 | 0.0038598 | 0 | 0.019168 | 0.016926 | 0.018638 | 0.017829 | 0.018298 | 0.017806 | 0.017962 | 0.017579 | 0.017512 | 0.018449 | 0.017659 | 0.019082 | 0.4352
Retro12Med | Retro | ConnectedThermostats | Commercial | HVAC | 1.938e-05 | 1.4349e-05 | 0.21984 | 132.5305 | Warehouse | ConnectedThermostats-Warehouse | 0.1369 | 0.1371 | 0.13668 | 0.13599 | 0.13536 | 0.12103 | 0.096458 | 0.076803 | 0.061066 | 0.048692 | 0.038772 | 0.03087 | 0.024571 | 0.01956 | 0.01559 | 0.012413 | 8.4369e-05 | 2.9959e-05 | 1.0167e-05 | 3.2997e-06 | 1.1441 | 0.0032965 | 0.0029611 | 0.0031461 | 0.0030286 | 0.0027698 | 0.0025216 | 0.0024924 | 0.0024265 | 0.0025289 | 0.0029499 | 0.0029659 | 0.0033002 | 0 | 0.016389 | 0.014472 | 0.015935 | 0.015244 | 0.015645 | 0.015224 | 0.015357 | 0.01503 | 0.014973 | 0.015774 | 0.015098 | 0.016315 | 0.40272
Retro12Med | Retro | ConnectedThermostats | Commercial | HVAC | 5.2471e-05 | 3.8849e-05 | 0.59521 | 31.0051 | Supermarket | ConnectedThermostats-Supermarket | 0.039756 | 0.039912 | 0.039726 | 0.039532 | 0.039356 | 0.03528 | 0.028108 | 0.022388 | 0.0178 | 0.014237 | 0.011322 | 0.0090283 | 0.0071761 | 0.0057234 | 0.0045573 | 0.0036307 | 2.4649e-05 | 8.7694e-06 | 2.9685e-06 | 9.6405e-07 | 0.33223 | 0.0089249 | 0.0080171 | 0.0085177 | 0.0081996 | 0.0074992 | 0.0068269 | 0.0067479 | 0.0065695 | 0.0068467 | 0.0079866 | 0.00803 | 0.008935 | 0 | 0.044372 | 0.039181 | 0.043144 | 0.041272 | 0.042357 | 0.041218 | 0.041579 | 0.040693 | 0.040537 | 0.042708 | 0.040878 | 0.044173 | 0.97391
Retro12Med | Retro | ConnectedThermostats | Commercial | HVAC | 9.2991e-05 | 6.8849e-05 | 1.0548 | 18.3864 | MiniMart | ConnectedThermostats-MiniMart | 0.080504 | 0.080716 | 0.080512 | 0.080317 | 0.080111 | 0.072391 | 0.05782 | 0.046119 | 0.036745 | 0.029439 | 0.023464 | 0.018732 | 0.014941 | 0.011928 | 0.0095217 | 0.0075996 | 5.1702e-05 | 1.8433e-05 | 6.2605e-06 | 2.0374e-06 | 0.70319 | 0.015817 | 0.014208 | 0.015095 | 0.014532 | 0.01329 | 0.012099 | 0.011959 | 0.011643 | 0.012134 | 0.014154 | 0.014231 | 0.015835 | 0 | 0.078637 | 0.069437 | 0.07646 | 0.073144 | 0.075065 | 0.073048 | 0.073688 | 0.072117 | 0.071841 | 0.075688 | 0.072444 | 0.078284 | 1.2455
Retro12Med | Retro | ConnectedThermostats | Commercial | HVAC | 2.2789e-05 | 1.6872e-05 | 0.2585 | 112.161 | Restaurant | ConnectedThermostats-Restaurant | 0.012197 | 0.012291 | 0.01216 | 0.012039 | 0.011932 | 0.01065 | 0.0084595 | 0.0067059 | 0.0052997 | 0.004236 | 0.0033529 | 0.0026677 | 0.0021092 | 0.0016789 | 0.001328 | 0.0010558 | 7.1353e-06 | 2.5333e-06 | 8.535e-07 | 2.765e-07 | 0.093914 | 0.0038761 | 0.0034819 | 0.0036993 | 0.0035611 | 0.0032569 | 0.002965 | 0.0029306 | 0.0028532 | 0.0029736 | 0.0034686 | 0.0034875 | 0.0038805 | 0 | 0.019271 | 0.017016 | 0.018738 | 0.017925 | 0.018396 | 0.017901 | 0.018058 | 0.017673 | 0.017606 | 0.018548 | 0.017753 | 0.019185 | 0.43588
Retro12Med | Retro | ConnectedThermostats | Commercial | HVAC | 4.2145e-05 | 3.1203e-05 | 0.47807 | 61.4406 | Lodging | ConnectedThermostats-Lodging | 0 | 0 | 0 | 0 | 0 | 0 | 0 | 0 | 0 | 0 | 0 | 0 | 0 | 0 | 0 | 0 | 0 | 0 | 0 | 0 | 0 | 0.0071685 | 0.0064393 | 0.0068414 | 0.0065859 | 0.0060233 | 0.0054834 | 0.0054199 | 0.0052766 | 0.0054993 | 0.0064148 | 0.0064496 | 0.0071766 | 0 | 0.035639 | 0.03147 | 0.034653 | 0.03315 | 0.034021 | 0.033106 | 0.033396 | 0.032685 | 0.032559 | 0.034303 | 0.032833 | 0.03548 | 0.59306
Retro12Med | Retro | ConnectedThermostats | Commercial | HVAC | 2.0706e-05 | 1.533e-05 | 0.23488 | 121.9409 | Hospital | ConnectedThermostats-Hospital | 0 | 0 | 0 | 0 | 0 | 0 | 0 | 0 | 0 | 0 | 0 | 0 | 0 | 0 | 0 | 0 | 0 | 0 | 0 | 0 | 0 | 0.0035219 | 0.0031636 | 0.0033612 | 0.0032356 | 0.0029592 | 0.002694 | 0.0026628 | 0.0025924 | 0.0027018 | 0.0031516 | 0.0031687 | 0.0035258 | 0 | 0.01751 | 0.015461 | 0.017025 | 0.016286 | 0.016714 | 0.016265 | 0.016408 | 0.016058 | 0.015996 | 0.016853 | 0.016131 | 0.017431 | 0.42716
Retro12Med | Retro | ConnectedThermostats | Commercial | HVAC | 3.7809e-05 | 2.7993e-05 | 0.42889 | 68.5204 | Residential Care | ConnectedThermostats-Residential Care | 0.038561 | 0.039215 | 0.039105 | 0.038989 | 0.03893 | 0.034956 | 0.027957 | 0.022184 | 0.017601 | 0.014033 | 0.011204 | 0.008913 | 0.0070893 | 0.0056319 | 0.0044899 | 0.0035775 | 2.4392e-05 | 8.6661e-06 | 2.9464e-06 | 9.5734e-07 | 0.32609 | 0.0064309 | 0.0057768 | 0.0061375 | 0.0059083 | 0.0054036 | 0.0049192 | 0.0048623 | 0.0047337 | 0.0049335 | 0.0057548 | 0.0057861 | 0.0064382 | 0 | 0.031973 | 0.028232 | 0.031088 | 0.029739 | 0.03052 | 0.0297 | 0.02996 | 0.029322 | 0.029209 | 0.030774 | 0.029455 | 0.031829 | 0.55524
Retro12Med | Retro | ConnectedThermostats | Commercial | HVAC | 2.1798e-05 | 1.6139e-05 | 0.24727 | 117.55 | Assembly | ConnectedThermostats-Assembly | 0.16292 | 0.16408 | 0.16459 | 0.16268 | 0.16193 | 0.14534 | 0.11613 | 0.092648 | 0.073896 | 0.059015 | 0.046987 | 0.037376 | 0.029732 | 0.023741 | 0.018912 | 0.01507 | 0.00010246 | 3.6463e-05 | 1.2383e-05 | 4.0118e-06 | 1.3675 | 0.0037077 | 0.0033306 | 0.0035386 | 0.0034064 | 0.0031154 | 0.0028361 | 0.0028033 | 0.0027292 | 0.0028444 | 0.0033179 | 0.0033359 | 0.0037119 | 0 | 0.018434 | 0.016277 | 0.017923 | 0.017146 | 0.017596 | 0.017124 | 0.017274 | 0.016905 | 0.016841 | 0.017742 | 0.016982 | 0.018351 | 0.42542
Retro12Med | Retro | ConnectedThermostats | Commercial | HVAC | 2.8107e-05 | 2.081e-05 | 0.31883 | 91.4169 | Other | ConnectedThermostats-Other | 0.16129 | 0.16248 | 0.16178 | 0.15984 | 0.15832 | 0.14232 | 0.11294 | 0.089237 | 0.070615 | 0.056294 | 0.044626 | 0.035396 | 0.027972 | 0.022163 | 0.01757 | 0.013954 | 9.4208e-05 | 3.3469e-05 | 1.1347e-05 | 3.6514e-06 | 1.2419 | 0.0047807 | 0.0042944 | 0.0045626 | 0.0043922 | 0.004017 | 0.0036569 | 0.0036146 | 0.003519 | 0.0036675 | 0.0042781 | 0.0043013 | 0.0047861 | 0 | 0.023768 | 0.020987 | 0.02311 | 0.022108 | 0.022689 | 0.022079 | 0.022272 | 0.021798 | 0.021714 | 0.022877 | 0.021897 | 0.023662 | 0.4778
LO5Med | New | ConnectedThermostats | Commercial | HVAC | 3.1858e-05 | 2.3587e-05 | 0.36138 | 80.5594 | Large Off | ConnectedThermostats-Large Off | 0 | 0 | 0 | 0 | 0 | 0 | 0 | 0 | 0 | 0 | 0 | 0 | 0 | 0 | 0 | 0 | 0 | 0 | 0 | 0 | 0 | 0.0054188 | 0.0048676 | 0.0051715 | 0.0049784 | 0.0045531 | 0.004145 | 0.004097 | 0.0039887 | 0.004157 | 0.0048491 | 0.0048754 | 0.0054249 | 0 | 0.02694 | 0.023788 | 0.026195 | 0.025059 | 0.025717 | 0.025026 | 0.025245 | 0.024707 | 0.024612 | 0.02593 | 0.024819 | 0.02682 | 0.51107
LO5Med | New | ConnectedThermostats | Commercial | HVAC | 3.1377e-05 | 2.3231e-05 | 0.35593 | 81.6966 | Medium Off | ConnectedThermostats-Medium Off | 0.0009376 | 0.0020588 | 0.0028033 | 0.0036135 | 0.0049562 | 0.0081067 | 0.010898 | 0.014604 | 0.018268 | 0.019084 | 0.022769 | 0.024814 | 0.022727 | 0.026713 | 0.024997 | 0.027988 | 0.028015 | 0.031256 | 0.025436 | 0.027174 | 0.34722 | 0.0053369 | 0.004794 | 0.0050934 | 0.0049032 | 0.0044844 | 0.0040824 | 0.0040351 | 0.0039284 | 0.0040942 | 0.0047758 | 0.0048018 | 0.005343 | 0 | 0.026534 | 0.023429 | 0.025799 | 0.02468 | 0.025328 | 0.024648 | 0.024864 | 0.024334 | 0.02424 | 0.025538 | 0.024444 | 0.026415 | 0.50783
LO5Med | New | ConnectedThermostats | Commercial | HVAC | 3.6256e-05 | 2.6844e-05 | 0.41128 | 71.6494 | Small Off | ConnectedThermostats-Small Off | 0.00080671 | 0.0017906 | 0.0025342 | 0.0033843 | 0.0045775 | 0.0072226 | 0.0095354 | 0.012654 | 0.016357 | 0.017492 | 0.020383 | 0.022144 | 0.020887 | 0.023708 | 0.022479 | 0.02459 | 0.024789 | 0.026922 | 0.023219 | 0.024322 | 0.3098 | 0.0061669 | 0.0055396 | 0.0058855 | 0.0056657 | 0.0051817 | 0.0047172 | 0.0046626 | 0.0045393 | 0.0047309 | 0.0055185 | 0.0055485 | 0.0061738 | 0 | 0.03066 | 0.027073 | 0.029811 | 0.028518 | 0.029267 | 0.028481 | 0.02873 | 0.028118 | 0.02801 | 0.02951 | 0.028245 | 0.030522 | 0.53973
LO5Med | New | ConnectedThermostats | Commercial | HVAC | 1.817e-05 | 1.3453e-05 | 0.20612 | 141.2142 | XLarge Ret | ConnectedThermostats-XLarge Ret | 0 | 0 | 0 | 0 | 0 | 0 | 0 | 0 | 0 | 0 | 0 | 0 | 0 | 0 | 0 | 0 | 0 | 0 | 0 | 0 | 0 | 0.0030906 | 0.0027762 | 0.0029496 | 0.0028394 | 0.0025969 | 0.0023641 | 0.0023367 | 0.0022749 | 0.0023709 | 0.0027657 | 0.0027807 | 0.0030941 | 0 | 0.015365 | 0.013568 | 0.01494 | 0.014292 | 0.014668 | 0.014273 | 0.014398 | 0.014092 | 0.014038 | 0.014789 | 0.014155 | 0.015297 | 0.39305
LO5Med | New | ConnectedThermostats | Commercial | HVAC | 1.5261e-05 | 1.1299e-05 | 0.17312 | 167.8378 | Large Ret | ConnectedThermostats-Large Ret | 0 | 0 | 0 | 0 | 0 | 0 | 0 | 0 | 0 | 0 | 0 | 0 | 0 | 0 | 0 | 0 | 0 | 0 | 0 | 0 | 0 | 0.0025959 | 0.0023318 | 0.0024774 | 0.0023849 | 0.0021812 | 0.0019856 | 0.0019627 | 0.0019108 | 0.0019914 | 0.0023229 | 0.0023355 | 0.0025988 | 0 | 0.012906 | 0.011396 | 0.012549 | 0.012004 | 0.01232 | 0.011988 | 0.012093 | 0.011836 | 0.01179 | 0.012422 | 0.011889 | 0.012848 | 0.36926
LO5Med | New | ConnectedThermostats | Commercial | HVAC | 1.9805e-05 | 1.4663e-05 | 0.22466 | 129.6969 | Medium Ret | ConnectedThermostats-Medium Ret | 0.00024002 | 0.00053618 | 0.0011345 | 0.0025125 | 0.0031098 | 0.0055357 | 0.0070401 | 0.0067743 | 0.01228 | 0.012602 | 0.015077 | 0.014655 | 0.016261 | 0.015942 | 0.016184 | 0.016123 | 0.016851 | 0.014891 | 0.014817 | 0.014233 | 0.2068 | 0.0033686 | 0.0030259 | 0.0032149 | 0.0030948 | 0.0028305 | 0.0025767 | 0.0025469 | 0.0024796 | 0.0025842 | 0.0030144 | 0.0030308 | 0.0033724 | 0 | 0.016748 | 0.014788 | 0.016284 | 0.015578 | 0.015987 | 0.015557 | 0.015694 | 0.015359 | 0.0153 | 0.01612 | 0.015429 | 0.016673 | 0.40636
LO5Med | New | ConnectedThermostats | Commercial | HVAC | 2.6482e-05 | 1.9607e-05 | 0.3004 | 97.3825 | Small Ret | ConnectedThermostats-Small Ret | 0.00018228 | 0.00040231 | 0.00078879 | 0.0015341 | 0.0019681 | 0.0032778 | 0.0041796 | 0.0042077 | 0.0074505 | 0.0078246 | 0.0091672 | 0.0091514 | 0.0099706 | 0.0098599 | 0.0099714 | 0.0099434 | 0.010329 | 0.0093663 | 0.0094539 | 0.0091403 | 0.12817 | 0.0045043 | 0.0040461 | 0.0042988 | 0.0041383 | 0.0037848 | 0.0034455 | 0.0034056 | 0.0033155 | 0.0034555 | 0.0040308 | 0.0040526 | 0.0045094 | 0 | 0.022394 | 0.019774 | 0.021774 | 0.02083 | 0.021377 | 0.020802 | 0.020985 | 0.020538 | 0.020459 | 0.021554 | 0.020631 | 0.022294 | 0.46096
LO5Med | New | ConnectedThermostats | Commercial | HVAC | 2.0745e-05 | 1.5359e-05 | 0.23532 | 122.9246 | School K-12 | ConnectedThermostats-School K-12 | 0.00027365 | 0.00060633 | 0.001016 | 0.0014891 | 0.0020225 | 0.002611 | 0.0033423 | 0.0040776 | 0.0057818 | 0.006517 | 0.0070408 | 0.0076966 | 0.007741 | 0.0077848 | 0.0077577 | 0.0079765 | 0.0078139 | 0.0080154 | 0.0081658 | 0.008431 | 0.10616 | 0.0035285 | 0.0031696 | 0.0033675 | 0.0032418 | 0.0029648 | 0.0026991 | 0.0026678 | 0.0025973 | 0.0027069 | 0.0031575 | 0.0031747 | 0.0035325 | 0 | 0.017543 | 0.01549 | 0.017057 | 0.016317 | 0.016746 | 0.016296 | 0.016439 | 0.016088 | 0.016027 | 0.016885 | 0.016161 | 0.017464 | 0.42
LO5Med | New | ConnectedThermostats | Commercial | HVAC | 2.2667e-05 | 1.6782e-05 | 0.25712 | 112.7077 | University | ConnectedThermostats-University | 0 | 0 | 0 | 0 | 0 | 0 | 0 | 0 | 0 | 0 | 0 | 0 | 0 | 0 | 0 | 0 | 0 | 0 | 0 | 0 | 0 | 0.0038555 | 0.0034633 | 0.0036796 | 0.0035421 | 0.0032395 | 0.0029491 | 0.002915 | 0.0028379 | 0.0029577 | 0.0034501 | 0.0034688 | 0.0038598 | 0 | 0.019168 | 0.016926 | 0.018638 | 0.017829 | 0.018298 | 0.017806 | 0.017962 | 0.017579 | 0.017512 | 0.018449 | 0.017659 | 0.019082 | 0.4352
LO5Med | New | ConnectedThermostats | Commercial | HVAC | 1.938e-05 | 1.4349e-05 | 0.21984 | 132.5305 | Warehouse | ConnectedThermostats-Warehouse | 0.00031283 | 0.00088482 | 0.0014128 | 0.0021011 | 0.0022019 | 0.0033667 | 0.0042729 | 0.0041215 | 0.00613 | 0.0069532 | 0.0075057 | 0.0075088 | 0.0074545 | 0.0088303 | 0.0087591 | 0.010162 | 0.0088755 | 0.0091222 | 0.0090492 | 0.0089173 | 0.11794 | 0.0032965 | 0.0029611 | 0.0031461 | 0.0030286 | 0.0027698 | 0.0025216 | 0.0024924 | 0.0024265 | 0.0025289 | 0.0029499 | 0.0029659 | 0.0033002 | 0 | 0.016389 | 0.014472 | 0.015935 | 0.015244 | 0.015645 | 0.015224 | 0.015357 | 0.01503 | 0.014973 | 0.015774 | 0.015098 | 0.016315 | 0.40272
LO5Med | New | ConnectedThermostats | Commercial | HVAC | 5.2471e-05 | 3.8849e-05 | 0.59521 | 31.005 | Supermarket | ConnectedThermostats-Supermarket | 0.00012653 | 0.00028426 | 0.00046689 | 0.00070849 | 0.0010531 | 0.0014815 | 0.0019402 | 0.0020429 | 0.0035769 | 0.0036793 | 0.0044757 | 0.0041214 | 0.0048312 | 0.0048965 | 0.005069 | 0.0050788 | 0.0053593 | 0.0045158 | 0.0047234 | 0.0045652 | 0.062996 | 0.0089249 | 0.0080171 | 0.0085177 | 0.0081996 | 0.0074992 | 0.0068269 | 0.0067479 | 0.0065695 | 0.0068467 | 0.0079866 | 0.00803 | 0.008935 | 0 | 0.044372 | 0.039181 | 0.043144 | 0.041272 | 0.042357 | 0.041218 | 0.041579 | 0.040693 | 0.040537 | 0.042708 | 0.040878 | 0.044173 | 0.97391
LO5Med | New | ConnectedThermostats | Commercial | HVAC | 9.2991e-05 | 6.8849e-05 | 1.0548 | 18.3863 | MiniMart | ConnectedThermostats-MiniMart | 0.00014988 | 0.00032917 | 0.00055583 | 0.00080068 | 0.0026401 | 0.0038051 | 0.0046982 | 0.0049848 | 0.0083777 | 0.0086921 | 0.0098504 | 0.010028 | 0.010688 | 0.01104 | 0.011072 | 0.010892 | 0.011453 | 0.010259 | 0.010602 | 0.011084 | 0.142 | 0.015817 | 0.014208 | 0.015095 | 0.014532 | 0.01329 | 0.012099 | 0.011959 | 0.011643 | 0.012134 | 0.014154 | 0.014231 | 0.015835 | 0 | 0.078637 | 0.069437 | 0.07646 | 0.073144 | 0.075065 | 0.073048 | 0.073688 | 0.072117 | 0.071841 | 0.075688 | 0.072444 | 0.078284 | 1.2455
LO5Med | New | ConnectedThermostats | Commercial | HVAC | 2.2789e-05 | 1.6872e-05 | 0.2585 | 112.161 | Restaurant | ConnectedThermostats-Restaurant | 7.5014e-05 | 0.00014891 | 0.00023269 | 0.00034351 | 0.00049162 | 0.00072477 | 0.0009059 | 0.00088876 | 0.0016582 | 0.0017168 | 0.0021876 | 0.0020219 | 0.0024706 | 0.0022588 | 0.0025108 | 0.0024759 | 0.0027594 | 0.0024675 | 0.0026849 | 0.0023347 | 0.031358 | 0.0038761 | 0.0034819 | 0.0036993 | 0.0035611 | 0.0032569 | 0.002965 | 0.0029306 | 0.0028532 | 0.0029736 | 0.0034686 | 0.0034875 | 0.0038805 | 0 | 0.019271 | 0.017016 | 0.018738 | 0.017925 | 0.018396 | 0.017901 | 0.018058 | 0.017673 | 0.017606 | 0.018548 | 0.017753 | 0.019185 | 0.43588
LO5Med | New | ConnectedThermostats | Commercial | HVAC | 4.2145e-05 | 3.1203e-05 | 0.47807 | 61.4406 | Lodging | ConnectedThermostats-Lodging | 0 | 0 | 0 | 0 | 0 | 0 | 0 | 0 | 0 | 0 | 0 | 0 | 0 | 0 | 0 | 0 | 0 | 0 | 0 | 0 | 0 | 0.0071685 | 0.0064393 | 0.0068414 | 0.0065859 | 0.0060233 | 0.0054834 | 0.0054199 | 0.0052766 | 0.0054993 | 0.0064148 | 0.0064496 | 0.0071766 | 0 | 0.035639 | 0.03147 | 0.034653 | 0.03315 | 0.034021 | 0.033106 | 0.033396 | 0.032685 | 0.032559 | 0.034303 | 0.032833 | 0.03548 | 0.59306
LO5Med | New | ConnectedThermostats | Commercial | HVAC | 2.0706e-05 | 1.533e-05 | 0.23488 | 121.9409 | Hospital | ConnectedThermostats-Hospital | 0 | 0 | 0 | 0 | 0 | 0 | 0 | 0 | 0 | 0 | 0 | 0 | 0 | 0 | 0 | 0 | 0 | 0 | 0 | 0 | 0 | 0.0035219 | 0.0031636 | 0.0033612 | 0.0032356 | 0.0029592 | 0.002694 | 0.0026628 | 0.0025924 | 0.0027018 | 0.0031516 | 0.0031687 | 0.0035258 | 0 | 0.01751 | 0.015461 | 0.017025 | 0.016286 | 0.016714 | 0.016265 | 0.016408 | 0.016058 | 0.015996 | 0.016853 | 0.016131 | 0.017431 | 0.42716
LO5Med | New | ConnectedThermostats | Commercial | HVAC | 3.7809e-05 | 2.7993e-05 | 0.42889 | 68.5204 | Residential Care | ConnectedThermostats-Residential Care | 0.00029787 | 0.00070363 | 0.0012383 | 0.0020219 | 0.0029499 | 0.0044169 | 0.0048498 | 0.0049784 | 0.0059914 | 0.0073009 | 0.0074569 | 0.0073025 | 0.0065474 | 0.0068313 | 0.0068268 | 0.0080292 | 0.0076345 | 0.008062 | 0.0082034 | 0.0087784 | 0.11042 | 0.0064309 | 0.0057768 | 0.0061375 | 0.0059083 | 0.0054036 | 0.0049192 | 0.0048623 | 0.0047337 | 0.0049335 | 0.0057548 | 0.0057861 | 0.0064382 | 0 | 0.031973 | 0.028232 | 0.031088 | 0.029739 | 0.03052 | 0.0297 | 0.02996 | 0.029322 | 0.029209 | 0.030774 | 0.029455 | 0.031829 | 0.55524
LO5Med | New | ConnectedThermostats | Commercial | HVAC | 2.1798e-05 | 1.6139e-05 | 0.24727 | 117.55 | Assembly | ConnectedThermostats-Assembly | 0.00069623 | 0.0025906 | 0.0027225 | 0.003963 | 0.0062556 | 0.010273 | 0.014469 | 0.019159 | 0.025688 | 0.028696 | 0.029625 | 0.029558 | 0.034396 | 0.035156 | 0.035846 | 0.037565 | 0.038891 | 0.039723 | 0.036541 | 0.037134 | 0.46895 | 0.0037077 | 0.0033306 | 0.0035386 | 0.0034064 | 0.0031154 | 0.0028361 | 0.0028033 | 0.0027292 | 0.0028444 | 0.0033179 | 0.0033359 | 0.0037119 | 0 | 0.018434 | 0.016277 | 0.017923 | 0.017146 | 0.017596 | 0.017124 | 0.017274 | 0.016905 | 0.016841 | 0.017742 | 0.016982 | 0.018351 | 0.42542
LO5Med | New | ConnectedThermostats | Commercial | HVAC | 2.8107e-05 | 2.081e-05 | 0.31883 | 91.4169 | Other | ConnectedThermostats-Other | 0.00097105 | 0.0027841 | 0.0039756 | 0.0056606 | 0.0112 | 0.015318 | 0.016834 | 0.018777 | 0.027731 | 0.031036 | 0.034172 | 0.031543 | 0.031504 | 0.031596 | 0.033799 | 0.031836 | 0.036642 | 0.040979 | 0.035037 | 0.035941 | 0.47734 | 0.0047807 | 0.0042944 | 0.0045626 | 0.0043922 | 0.004017 | 0.0036569 | 0.0036146 | 0.003519 | 0.0036675 | 0.0042781 | 0.0043013 | 0.0047861 | 0 | 0.023768 | 0.020987 | 0.02311 | 0.022108 | 0.022689 | 0.022079 | 0.022272 | 0.021798 | 0.021714 | 0.022877 | 0.021897 | 0.023662 | 0.4778
LO12Med | NR | Cooking | Commercial | Food Preparation | 1.8992 | 1.0354 | 20016.6488 | -53.7335 | Restaurant | Steamer | 0.098825 | 0.20017 | 0.30398 | 0.41021 | 0.51883 | 0.61929 | 0.70271 | 0.7723 | 0.83065 | 0.87986 | 0.92164 | 0.95741 | 0.98829 | 1.0152 | 1.0389 | 1.0601 | 1.0701 | 1.08 | 1.0634 | 1.0718 | 7.7407 | 318.3912 | 286.423 | 313.8904 | 258.2685 | 255.416 | 249.7458 | 257.857 | 260.4259 | 248.5797 | 266.2859 | 302.6082 | 312.3889 | 0 | 1404.3439 | 1274.7047 | 1394.4047 | 1383.671 | 1433.7808 | 1395.0683 | 1425.2504 | 1444.0211 | 1389.2382 | 1436.0515 | 1328.5671 | 1377.2666 | 23.3868
LO5Med | NR | Cooking | Commercial | Food Preparation | 0.58432 | 0.31984 | 6156.5355 | -86.3848 | Restaurant | Combo Oven | 0.03858 | 0.087045 | 0.14756 | 0.21917 | 0.30236 | 0.40116 | 0.51143 | 0.62629 | 0.7371 | 0.83528 | 0.91459 | 0.97287 | 1.0122 | 1.0361 | 1.0461 | 1.056 | 1.066 | 1.0758 | 1.0593 | 1.0676 | 7.6864 | 97.4994 | 87.7474 | 96.2491 | 79.2957 | 78.5468 | 77.0492 | 79.6802 | 80.501 | 76.7173 | 81.8886 | 92.7317 | 95.6834 | 0 | 430.9973 | 391.2763 | 428.3202 | 425.1893 | 440.9905 | 429.8939 | 439.7329 | 445.644 | 428.2942 | 441.8809 | 407.9363 | 422.7898 | 8.5869
LO5Med | NR | Cooking | Commercial | Food Preparation | 0.30002 | 0.16296 | 3163.0197 | 10.1115 | Restaurant | HFHC | 0.021048 | 0.047489 | 0.080503 | 0.11957 | 0.16496 | 0.21886 | 0.27902 | 0.34169 | 0.40214 | 0.4557 | 0.49897 | 0.53077 | 0.55221 | 0.56525 | 0.57071 | 0.57614 | 0.58155 | 0.58694 | 0.57791 | 0.58243 | 6.0572 | 50.5139 | 45.4244 | 49.7395 | 40.8775 | 40.3662 | 39.3541 | 40.5716 | 40.9631 | 39.1572 | 42.0846 | 47.979 | 49.5512 | 0 | 222.3557 | 201.7984 | 220.606 | 218.8295 | 226.5645 | 220.0653 | 224.5727 | 227.4738 | 219.0529 | 226.8329 | 210.2656 | 218.02 | 1.7061
LO5Med | NR | Cooking | Commercial | Food Preparation | 0.34034 | 0.18486 | 3588.1374 | 10.913 | Restaurant | Griddle | 0.0091684 | 0.020686 | 0.035067 | 0.052087 | 0.071855 | 0.095335 | 0.12154 | 0.14884 | 0.17517 | 0.1985 | 0.21735 | 0.2312 | 0.24054 | 0.24622 | 0.2486 | 0.25097 | 0.25332 | 0.25567 | 0.25174 | 0.2537 | 3.0444 | 57.3031 | 51.5295 | 56.4246 | 46.3716 | 45.7915 | 44.6434 | 46.0245 | 46.4686 | 44.42 | 47.7408 | 54.4276 | 56.2111 | 0 | 252.2408 | 228.9206 | 250.256 | 248.2407 | 257.0154 | 249.6427 | 254.7558 | 258.0469 | 248.4942 | 257.3198 | 238.5258 | 247.3225 | 1.6569
LO5Med | NR | Cooking | Commercial | Food Preparation | 0.18669 | 0.10799 | 1764.2173 | 17.0481 | Restaurant | Overwrapper | 0.0072303 | 0.016313 | 0.027654 | 0.041076 | 0.056665 | 0.075182 | 0.095848 | 0.11737 | 0.13814 | 0.15654 | 0.17141 | 0.18233 | 0.18969 | 0.19417 | 0.19605 | 0.19792 | 0.19977 | 0.20162 | 0.19852 | 0.20007 | 2.0007 | 32.9303 | 29.5416 | 32.4397 | 29.0904 | 29.4265 | 28.6223 | 29.7636 | 29.7161 | 28.5744 | 29.9971 | 31.4782 | 32.9202 | 0 | 119.2778 | 106.8844 | 117.4438 | 114.92 | 118.9663 | 115.5911 | 119.9324 | 119.5739 | 115.2281 | 118.724 | 113.9129 | 119.2625 | 1.3486
LO5Med | NR | Cooking | Commercial | Food Preparation | 0.076203 | 0.04139 | 803.3896 | 70.6842 | Restaurant | Convection Oven | 0.0090623 | 0.020447 | 0.034661 | 0.051484 | 0.071023 | 0.094231 | 0.12013 | 0.14711 | 0.17314 | 0.19621 | 0.21484 | 0.22853 | 0.23776 | 0.24337 | 0.24572 | 0.24806 | 0.25039 | 0.25271 | 0.24882 | 0.25077 | 1.9058 | 12.8303 | 11.5375 | 12.6336 | 10.3827 | 10.2528 | 9.9957 | 10.305 | 10.4044 | 9.9457 | 10.6892 | 12.1864 | 12.5857 | 0 | 56.4771 | 51.2557 | 56.0327 | 55.5815 | 57.5461 | 55.8954 | 57.0402 | 57.7771 | 55.6382 | 57.6143 | 53.4063 | 55.3759 | 0.52621
LO12Med | NR | Cooking | Commercial | Food Preparation | 0.17509 | 0.095104 | 1845.9781 | 129.4464 | Restaurant | Fryer | 0.0068048 | 0.013783 | 0.020931 | 0.028246 | 0.035725 | 0.042643 | 0.048387 | 0.053179 | 0.057196 | 0.060585 | 0.063462 | 0.065925 | 0.068051 | 0.069905 | 0.071539 | 0.072994 | 0.073685 | 0.074369 | 0.073226 | 0.073798 | 0.41456 | 29.4806 | 26.5102 | 29.0286 | 23.8566 | 23.5582 | 22.9675 | 23.6781 | 23.9066 | 22.8526 | 24.5611 | 28.0012 | 28.9187 | 0 | 129.7696 | 117.7721 | 128.7484 | 127.7117 | 132.2259 | 128.4329 | 131.0634 | 132.7566 | 127.842 | 132.3825 | 122.7137 | 127.2392 | 0.31493
LO12Med | New | DHP | Commercial | HVAC | 0.00020784 | 0.00010448 | 1.6263 | 67.3065 | Small Off | DHP-New-Small Off | 0.0048792 | 0.0097223 | 0.012327 | 0.014956 | 0.018546 | 0.026327 | 0.030936 | 0.036845 | 0.043524 | 0.043505 | 0.048499 | 0.051455 | 0.048154 | 0.054852 | 0.052715 | 0.058283 | 0.058759 | 0.063817 | 0.05504 | 0.057655 | 0.7908 | 0.040099 | 0.025507 | 0.015639 | 0.01458 | 0.0036178 | 0.0011073 | 0.0002267 | 0.00021247 | 0.0012271 | 0.010089 | 0.020355 | 0.056544 | 0 | 0.26615 | 0.19037 | 0.13395 | 0.13067 | 0.047957 | 0.02474 | 0.0113 | 0.011186 | 0.024982 | 0.089922 | 0.15692 | 0.34893 | 0.57178
LO12Med | New | DHP | Commercial | HVAC | 0.00020784 | 0.00010448 | 1.6263 | 67.3065 | Small Ret | DHP-New-Small Ret | 0.0027113 | 0.0053724 | 0.0094359 | 0.016674 | 0.019611 | 0.029384 | 0.033348 | 0.030131 | 0.048756 | 0.047862 | 0.053644 | 0.052297 | 0.056532 | 0.056104 | 0.057509 | 0.057962 | 0.060215 | 0.054603 | 0.055114 | 0.053286 | 0.80055 | 0.040099 | 0.025507 | 0.015639 | 0.01458 | 0.0036178 | 0.0011073 | 0.0002267 | 0.00021247 | 0.0012271 | 0.010089 | 0.020355 | 0.056544 | 0 | 0.26615 | 0.19037 | 0.13395 | 0.13067 | 0.047957 | 0.02474 | 0.0113 | 0.011186 | 0.024982 | 0.089922 | 0.15692 | 0.34893 | 0.57178
LO12Med | New | DHP | Commercial | HVAC | 0.00020784 | 0.00010448 | 1.6263 | 67.3065 | MiniMart | DHP-New-MiniMart | 0.00036744 | 0.00072448 | 0.0010959 | 0.0014343 | 0.0043358 | 0.0056221 | 0.0061785 | 0.0058832 | 0.0090358 | 0.0087631 | 0.0095004 | 0.009445 | 0.009988 | 0.010354 | 0.010525 | 0.010465 | 0.011004 | 0.0098573 | 0.010187 | 0.01065 | 0.14542 | 0.040099 | 0.025507 | 0.015639 | 0.01458 | 0.0036178 | 0.0011073 | 0.0002267 | 0.00021247 | 0.0012271 | 0.010089 | 0.020355 | 0.056544 | 0 | 0.26615 | 0.19037 | 0.13395 | 0.13067 | 0.047957 | 0.02474 | 0.0113 | 0.011186 | 0.024982 | 0.089922 | 0.15692 | 0.34893 | 0.57178
LO12Med | New | DHP | Commercial | HVAC | 0.00020784 | 0.00010448 | 1.6263 | 67.3065 | Restaurant | DHP-New-Restaurant | 0.00040391 | 0.00071979 | 0.0010076 | 0.0013514 | 0.0017733 | 0.0023519 | 0.0026165 | 0.0023037 | 0.003928 | 0.0038014 | 0.0046339 | 0.0041827 | 0.0050708 | 0.0046524 | 0.0052418 | 0.0052244 | 0.005823 | 0.0052071 | 0.0056659 | 0.0049269 | 0.070886 | 0.040099 | 0.025507 | 0.015639 | 0.01458 | 0.0036178 | 0.0011073 | 0.0002267 | 0.00021247 | 0.0012271 | 0.010089 | 0.020355 | 0.056544 | 0 | 0.26615 | 0.19037 | 0.13395 | 0.13067 | 0.047957 | 0.02474 | 0.0113 | 0.011186 | 0.024982 | 0.089922 | 0.15692 | 0.34893 | 0.57178
LO12Med | New | DHP | Commercial | HVAC | 0.00020784 | 0.00010448 | 1.6263 | 67.3065 | Other | DHP-New-Other | 0.00074281 | 0.0019119 | 0.0024458 | 0.0031638 | 0.0057391 | 0.0070618 | 0.0069072 | 0.0069147 | 0.0093322 | 0.009763 | 0.010284 | 0.00927 | 0.0091861 | 0.0092456 | 0.010024 | 0.0095435 | 0.010985 | 0.012286 | 0.010504 | 0.010775 | 0.15609 | 0.040099 | 0.025507 | 0.015639 | 0.01458 | 0.0036178 | 0.0011073 | 0.0002267 | 0.00021247 | 0.0012271 | 0.010089 | 0.020355 | 0.056544 | 0 | 0.26615 | 0.19037 | 0.13395 | 0.13067 | 0.047957 | 0.02474 | 0.0113 | 0.011186 | 0.024982 | 0.089922 | 0.15692 | 0.34893 | 0.57178
Retro12Med | Retro | DHP | Commercial | HVAC | 0.00044527 | 0.00022384 | 3.4841 | 97.4451 | Small Off | DHP-Retro-Small Off | 1.4541 | 1.4497 | 1.4454 | 1.4411 | 1.4367 | 1.2892 | 1.0282 | 0.82013 | 0.65414 | 0.52174 | 0.41614 | 0.33191 | 0.26473 | 0.21115 | 0.16841 | 0.13433 | 0.00091347 | 0.00032526 | 0.00011055 | 3.5941e-05 | 12.5791 | 0.085907 | 0.054646 | 0.033504 | 0.031236 | 0.0077508 | 0.0023724 | 0.00048569 | 0.00045519 | 0.0026289 | 0.021615 | 0.043609 | 0.12114 | 0 | 0.5702 | 0.40784 | 0.28696 | 0.27994 | 0.10274 | 0.053004 | 0.024208 | 0.023964 | 0.053521 | 0.19265 | 0.33618 | 0.74754 | 0.42721
Retro12Med | Retro | DHP | Commercial | HVAC | 0.00043701 | 0.00021969 | 3.4195 | 99.6965 | Small Ret | DHP-Retro-Small Ret | 0.83667 | 0.83282 | 0.82899 | 0.82517 | 0.82138 | 0.73584 | 0.58596 | 0.46662 | 0.37158 | 0.29589 | 0.23563 | 0.18763 | 0.14942 | 0.11898 | 0.094748 | 0.07545 | 0.00051226 | 0.00018211 | 6.1797e-05 | 2.0058e-05 | 7.0276 | 0.084314 | 0.053633 | 0.032883 | 0.030657 | 0.0076071 | 0.0023284 | 0.00047669 | 0.00044676 | 0.0025802 | 0.021214 | 0.0428 | 0.11889 | 0 | 0.55963 | 0.40028 | 0.28164 | 0.27475 | 0.10084 | 0.052021 | 0.023759 | 0.02352 | 0.052529 | 0.18908 | 0.32994 | 0.73368 | 0.41929
Retro12Med | Retro | DHP | Commercial | HVAC | 0.00078117 | 0.0003927 | 6.1124 | 46.1892 | MiniMart | DHP-Retro-MiniMart | 0.27019 | 0.26954 | 0.26889 | 0.26825 | 0.2676 | 0.24027 | 0.19175 | 0.15303 | 0.12213 | 0.097471 | 0.07779 | 0.062083 | 0.049547 | 0.039542 | 0.031558 | 0.025186 | 0.00017137 | 6.1058e-05 | 2.0765e-05 | 6.755e-06 | 2.3661 | 0.15071 | 0.09587 | 0.058779 | 0.0548 | 0.013598 | 0.0041621 | 0.00085209 | 0.00079858 | 0.0046121 | 0.037921 | 0.076506 | 0.21253 | 0 | 1.0004 | 0.71551 | 0.50344 | 0.49112 | 0.18025 | 0.092989 | 0.04247 | 0.042042 | 0.093897 | 0.33798 | 0.58978 | 1.3115 | 0.74949
Retro12Med | Retro | DHP | Commercial | HVAC | 0.00078117 | 0.0003927 | 6.1124 | 46.1892 | Restaurant | DHP-Retro-Restaurant | 0.083371 | 0.08262 | 0.081877 | 0.08114 | 0.08041 | 0.071717 | 0.056858 | 0.045077 | 0.035737 | 0.028332 | 0.022462 | 0.017808 | 0.014118 | 0.011193 | 0.0088735 | 0.0070349 | 4.7552e-05 | 1.683e-05 | 5.6859e-06 | 1.8374e-06 | 0.64233 | 0.15071 | 0.09587 | 0.058779 | 0.0548 | 0.013598 | 0.0041621 | 0.00085209 | 0.00079858 | 0.0046121 | 0.037921 | 0.076506 | 0.21253 | 0 | 1.0004 | 0.71551 | 0.50344 | 0.49112 | 0.18025 | 0.092989 | 0.04247 | 0.042042 | 0.093897 | 0.33798 | 0.58978 | 1.3115 | 0.74949
Retro12Med | Retro | DHP | Commercial | HVAC | 0.00043701 | 0.00021969 | 3.4195 | 99.6965 | Other | DHP-Retro-Other | 0.094996 | 0.094141 | 0.093293 | 0.092454 | 0.091622 | 0.081717 | 0.064785 | 0.051362 | 0.04072 | 0.032283 | 0.025594 | 0.020291 | 0.016086 | 0.012753 | 0.010111 | 0.0080159 | 5.4182e-05 | 1.9177e-05 | 6.4787e-06 | 2.0936e-06 | 0.73159 | 0.084314 | 0.053633 | 0.032883 | 0.030657 | 0.0076071 | 0.0023284 | 0.00047669 | 0.00044676 | 0.0025802 | 0.021214 | 0.0428 | 0.11889 | 0 | 0.55963 | 0.40028 | 0.28164 | 0.27475 | 0.10084 | 0.052021 | 0.023759 | 0.02352 | 0.052529 | 0.18908 | 0.32994 | 0.73368 | 0.41929
Retro3Slow | Retro | Commercial EM | Commercial | HVAC | 7.6247e-05 | 5.6452e-05 | 0.86492 | 45.6653 | Large Off | Commercial EM-Large Off-Retro | 0.087703 | 0.13745 | 0.27407 | 0.47818 | 0.74161 | 1.0351 | 1.3135 | 1.5278 | 1.6404 | 1.6355 | 1.5219 | 1.3276 | 1.0901 | 0.84529 | 0.62098 | 0.43338 | 0.28805 | 0.18276 | 0.11091 | 0.07487 | 14.9739 | 0.012969 | 0.01165 | 0.012377 | 0.011915 | 0.010897 | 0.0099204 | 0.0098055 | 0.0095462 | 0.0099491 | 0.011605 | 0.011669 | 0.012984 | 0 | 0.064478 | 0.056934 | 0.062693 | 0.059974 | 0.061549 | 0.059895 | 0.06042 | 0.059132 | 0.058906 | 0.06206 | 0.0594 | 0.064189 | 0.78025
Retro3Slow | Retro | Commercial EM | Commercial | HVAC | 8.4279e-05 | 6.2399e-05 | 0.95603 | 35.9879 | Medium Off | Commercial EM-Medium Off-Retro | 0.0077259 | 0.012108 | 0.024143 | 0.042124 | 0.06533 | 0.091188 | 0.11571 | 0.13459 | 0.14451 | 0.14407 | 0.13406 | 0.11695 | 0.096027 | 0.074463 | 0.054703 | 0.038177 | 0.025375 | 0.016099 | 0.0097703 | 0.0065954 | 1.3191 | 0.014335 | 0.012877 | 0.013681 | 0.01317 | 0.012045 | 0.010965 | 0.010838 | 0.010552 | 0.010997 | 0.012828 | 0.012898 | 0.014351 | 0 | 0.07127 | 0.062931 | 0.069297 | 0.066291 | 0.068033 | 0.066204 | 0.066784 | 0.065361 | 0.065111 | 0.068597 | 0.065657 | 0.07095 | 0.8922
Retro3Slow | Retro | Commercial EM | Commercial | HVAC | 6.2784e-05 | 4.6484e-05 | 0.7122 | 48.6367 | Small Off | Commercial EM-Small Off-Retro | 0 | 0 | 0 | 0 | 0 | 0 | 0 | 0 | 0 | 0 | 0 | 0 | 0 | 0 | 0 | 0 | 0 | 0 | 0 | 0 | 0 | 0.010679 | 0.0095927 | 0.010192 | 0.0098112 | 0.0089731 | 0.0081687 | 0.0080741 | 0.0078606 | 0.0081924 | 0.0095563 | 0.0096082 | 0.010691 | 0 | 0.053093 | 0.046881 | 0.051623 | 0.049384 | 0.050682 | 0.049319 | 0.049751 | 0.048691 | 0.048505 | 0.051102 | 0.048912 | 0.052855 | 0.76012
Retro3Slow | Retro | Commercial EM | Commercial | HVAC | 8.4984e-05 | 6.2921e-05 | 0.96402 | 38.3893 | XLarge Ret | Commercial EM-XLarge Ret-Retro | 0.0026599 | 0.0041619 | 0.0082855 | 0.014433 | 0.022348 | 0.031143 | 0.039455 | 0.045819 | 0.049116 | 0.04889 | 0.045421 | 0.03956 | 0.032429 | 0.025107 | 0.018415 | 0.012831 | 0.0085146 | 0.0053935 | 0.0032679 | 0.0022025 | 0.44049 | 0.014455 | 0.012985 | 0.013796 | 0.01328 | 0.012146 | 0.011057 | 0.010929 | 0.01064 | 0.011089 | 0.012935 | 0.013006 | 0.014471 | 0 | 0.071866 | 0.063458 | 0.069877 | 0.066846 | 0.068602 | 0.066758 | 0.067343 | 0.065908 | 0.065655 | 0.069171 | 0.066207 | 0.071544 | 0.86204
Retro3Slow | Retro | Commercial EM | Commercial | HVAC | 5.3965e-05 | 3.9955e-05 | 0.61216 | 69.5939 | Large Ret | Commercial EM-Large Ret-Retro | 0.017073 | 0.026714 | 0.053183 | 0.092642 | 0.14345 | 0.1999 | 0.25325 | 0.2941 | 0.31527 | 0.31382 | 0.29155 | 0.25393 | 0.20816 | 0.16116 | 0.1182 | 0.082359 | 0.054654 | 0.03462 | 0.020976 | 0.014137 | 2.8274 | 0.009179 | 0.0082453 | 0.0087602 | 0.008433 | 0.0077126 | 0.0070212 | 0.00694 | 0.0067565 | 0.0070416 | 0.0082139 | 0.0082585 | 0.0091893 | 0 | 0.045635 | 0.040296 | 0.044372 | 0.042447 | 0.043562 | 0.042391 | 0.042763 | 0.041852 | 0.041691 | 0.043924 | 0.042041 | 0.04543 | 0.62108
Retro3Slow | Retro | Commercial EM | Commercial | HVAC | 5.2984e-05 | 3.9228e-05 | 0.60102 | 56.0241 | Medium Ret | Commercial EM-Medium Ret-Retro | 0.00070081 | 0.0010965 | 0.002183 | 0.0038027 | 0.0058881 | 0.0082054 | 0.010395 | 0.012072 | 0.012941 | 0.012881 | 0.011967 | 0.010423 | 0.0085442 | 0.006615 | 0.0048518 | 0.0033806 | 0.0022434 | 0.001421 | 0.000861 | 0.00058029 | 0.11606 | 0.0090121 | 0.0080953 | 0.0086009 | 0.0082797 | 0.0075724 | 0.0068936 | 0.0068138 | 0.0066336 | 0.0069136 | 0.0080646 | 0.0081084 | 0.0090222 | 0 | 0.044805 | 0.039563 | 0.043565 | 0.041675 | 0.04277 | 0.041621 | 0.041985 | 0.041091 | 0.040933 | 0.043125 | 0.041277 | 0.044604 | 0.71241
Retro3Slow | Retro | Commercial EM | Commercial | HVAC | 8.7712e-05 | 6.494e-05 | 0.99497 | 18.3941 | Small Ret | Commercial EM-Small Ret-Retro | 0 | 0 | 0 | 0 | 0 | 0 | 0 | 0 | 0 | 0 | 0 | 0 | 0 | 0 | 0 | 0 | 0 | 0 | 0 | 0 | 0 | 0.014919 | 0.013401 | 0.014238 | 0.013707 | 0.012536 | 0.011412 | 0.01128 | 0.010982 | 0.011445 | 0.013351 | 0.013423 | 0.014936 | 0 | 0.074173 | 0.065495 | 0.07212 | 0.068992 | 0.070804 | 0.068901 | 0.069505 | 0.068024 | 0.067763 | 0.071391 | 0.068332 | 0.07384 | 1.2229
Retro3Slow | Retro | Commercial EM | Commercial | HVAC | 4.7418e-05 | 3.5107e-05 | 0.53789 | 0.1262 | School K-12 | Commercial EM-School K-12-Retro | 0.017854 | 0.028006 | 0.055895 | 0.09761 | 0.15152 | 0.21168 | 0.26885 | 0.313 | 0.33637 | 0.33566 | 0.31262 | 0.27297 | 0.22433 | 0.17411 | 0.12802 | 0.089428 | 0.059493 | 0.03778 | 0.022948 | 0.015505 | 3.101 | 0.0080654 | 0.007245 | 0.0076974 | 0.00741 | 0.0067769 | 0.0061694 | 0.006098 | 0.0059368 | 0.0061873 | 0.0072174 | 0.0072566 | 0.0080745 | 0 | 0.040099 | 0.035407 | 0.038989 | 0.037298 | 0.038277 | 0.037249 | 0.037575 | 0.036774 | 0.036633 | 0.038595 | 0.036941 | 0.039919 | 1.7107
Retro3Slow | Retro | Commercial EM | Commercial | HVAC | 4.7796e-05 | 3.5387e-05 | 0.54217 | 80.6287 | University | Commercial EM-University-Retro | 0.028978 | 0.045442 | 0.090665 | 0.15828 | 0.24563 | 0.34305 | 0.43557 | 0.50694 | 0.54463 | 0.54332 | 0.50588 | 0.44158 | 0.36278 | 0.28149 | 0.20691 | 0.14449 | 0.096097 | 0.061006 | 0.037045 | 0.025022 | 5.0045 | 0.0081297 | 0.0073027 | 0.0077587 | 0.007469 | 0.0068309 | 0.0062186 | 0.0061466 | 0.0059841 | 0.0062366 | 0.0072749 | 0.0073144 | 0.0081388 | 0 | 0.040418 | 0.035689 | 0.039299 | 0.037595 | 0.038582 | 0.037545 | 0.037874 | 0.037067 | 0.036925 | 0.038902 | 0.037235 | 0.040237 | 0.57316
Retro3Slow | Retro | Commercial EM | Commercial | HVAC | 4.5452e-05 | 3.3652e-05 | 0.51559 | 4.3783 | Warehouse | Commercial EM-Warehouse-Retro | 0 | 0 | 0 | 0 | 0 | 0 | 0 | 0 | 0 | 0 | 0 | 0 | 0 | 0 | 0 | 0 | 0 | 0 | 0 | 0 | 0 | 0.007731 | 0.0069446 | 0.0073782 | 0.0071027 | 0.0064959 | 0.0059136 | 0.0058452 | 0.0056906 | 0.0059308 | 0.0069182 | 0.0069557 | 0.0077397 | 0 | 0.038436 | 0.033939 | 0.037372 | 0.035751 | 0.03669 | 0.035704 | 0.036017 | 0.035249 | 0.035114 | 0.036995 | 0.035409 | 0.038264 | 1.6971
Retro3Slow | Retro | Commercial EM | Commercial | HVAC | 0.00017526 | 0.00012976 | 1.9881 | 148.5274 | Supermarket | Commercial EM-Supermarket-Retro | 0.0032901 | 0.0051473 | 0.010246 | 0.017846 | 0.027629 | 0.038498 | 0.048766 | 0.056626 | 0.060693 | 0.060407 | 0.056114 | 0.048868 | 0.040054 | 0.031006 | 0.022739 | 0.015842 | 0.010512 | 0.0066576 | 0.0040333 | 0.002718 | 0.5436 | 0.029811 | 0.026778 | 0.028451 | 0.027388 | 0.025048 | 0.022803 | 0.022539 | 0.021943 | 0.022869 | 0.026676 | 0.026821 | 0.029844 | 0 | 0.14821 | 0.13087 | 0.14411 | 0.13786 | 0.14148 | 0.13768 | 0.13888 | 0.13592 | 0.1354 | 0.14265 | 0.13654 | 0.14755 | 0.32053
Retro3Slow | Retro | Commercial EM | Commercial | HVAC | 0.00017526 | 0.00012976 | 1.9881 | 148.5274 | MiniMart | Commercial EM-MiniMart-Retro | 0 | 0 | 0 | 0 | 0 | 0 | 0 | 0 | 0 | 0 | 0 | 0 | 0 | 0 | 0 | 0 | 0 | 0 | 0 | 0 | 0 | 0.029811 | 0.026778 | 0.028451 | 0.027388 | 0.025048 | 0.022803 | 0.022539 | 0.021943 | 0.022869 | 0.026676 | 0.026821 | 0.029844 | 0 | 0.14821 | 0.13087 | 0.14411 | 0.13786 | 0.14148 | 0.13768 | 0.13888 | 0.13592 | 0.1354 | 0.14265 | 0.13654 | 0.14755 | 0.32053
Retro3Slow | Retro | Commercial EM | Commercial | HVAC | 0.00012499 | 9.2539e-05 | 1.4178 | 137.5833 | Restaurant | Commercial EM-Restaurant-Retro | 0.00076258 | 0.0011879 | 0.0023544 | 0.0040832 | 0.0062945 | 0.0087329 | 0.011015 | 0.012735 | 0.013591 | 0.013469 | 0.012458 | 0.010802 | 0.0088159 | 0.0067951 | 0.0049618 | 0.003442 | 0.002274 | 0.0014341 | 0.00086507 | 0.00058045 | 0.11609 | 0.021259 | 0.019097 | 0.020289 | 0.019532 | 0.017863 | 0.016262 | 0.016074 | 0.015649 | 0.016309 | 0.019024 | 0.019128 | 0.021283 | 0 | 0.1057 | 0.093329 | 0.10277 | 0.098312 | 0.10089 | 0.098183 | 0.099043 | 0.096933 | 0.096561 | 0.10173 | 0.097372 | 0.10522 | 0.35972
Retro3Slow | Retro | Commercial EM | Commercial | HVAC | 0.00011677 | 8.6451e-05 | 1.3245 | -4.2347 | Lodging | Commercial EM-Lodging-Retro | 0.0091931 | 0.014397 | 0.028688 | 0.050018 | 0.077518 | 0.10812 | 0.1371 | 0.15936 | 0.17098 | 0.17035 | 0.15841 | 0.13809 | 0.1133 | 0.087799 | 0.064454 | 0.044951 | 0.029857 | 0.018929 | 0.01148 | 0.0077439 | 1.5488 | 0.019861 | 0.01784 | 0.018955 | 0.018247 | 0.016688 | 0.015192 | 0.015016 | 0.014619 | 0.015236 | 0.017773 | 0.017869 | 0.019883 | 0 | 0.098742 | 0.087189 | 0.096009 | 0.091844 | 0.094257 | 0.091724 | 0.092527 | 0.090555 | 0.090208 | 0.095039 | 0.090966 | 0.098299 | 2.5107
Retro3Slow | Retro | Commercial EM | Commercial | HVAC | 0.00016442 | 0.00012173 | 1.8651 | 67.5706 | Hospital | Commercial EM-Hospital-Retro | 0.093096 | 0.14574 | 0.29028 | 0.50591 | 0.78375 | 1.0927 | 1.3851 | 1.6093 | 1.726 | 1.7189 | 1.5977 | 1.3923 | 1.1419 | 0.88449 | 0.64906 | 0.45248 | 0.30041 | 0.19039 | 0.11541 | 0.077824 | 15.5649 | 0.027966 | 0.025122 | 0.02669 | 0.025694 | 0.023499 | 0.021392 | 0.021145 | 0.020586 | 0.021454 | 0.025026 | 0.025162 | 0.027998 | 0 | 0.13904 | 0.12277 | 0.13519 | 0.12933 | 0.13273 | 0.12916 | 0.13029 | 0.12751 | 0.12702 | 0.13383 | 0.12809 | 0.13842 | 0.59704
Retro3Slow | Retro | Commercial EM | Commercial | HVAC | 0.00012021 | 8.9004e-05 | 1.3637 | 43.5004 | Residential Care | Commercial EM-Residential Care-Retro | 0.0061851 | 0.0096825 | 0.019286 | 0.033611 | 0.05207 | 0.072599 | 0.09202 | 0.10692 | 0.11467 | 0.1142 | 0.10615 | 0.092499 | 0.075863 | 0.058763 | 0.043121 | 0.030061 | 0.019959 | 0.012649 | 0.0076678 | 0.0051704 | 1.0341 | 0.020447 | 0.018367 | 0.019514 | 0.018786 | 0.017181 | 0.015641 | 0.01546 | 0.015051 | 0.015686 | 0.018297 | 0.018397 | 0.02047 | 0 | 0.10166 | 0.089764 | 0.098844 | 0.094556 | 0.09704 | 0.094432 | 0.095259 | 0.093229 | 0.092872 | 0.097845 | 0.093652 | 0.1012 | 0.80961
Retro3Slow | Retro | Commercial EM | Commercial | HVAC | 0.00011145 | 8.2513e-05 | 1.2642 | 27.2901 | Assembly | Commercial EM-Assembly-Retro | 0 | 0 | 0 | 0 | 0 | 0 | 0 | 0 | 0 | 0 | 0 | 0 | 0 | 0 | 0 | 0 | 0 | 0 | 0 | 0 | 0 | 0.018956 | 0.017028 | 0.018091 | 0.017416 | 0.015928 | 0.0145 | 0.014332 | 0.013953 | 0.014542 | 0.016963 | 0.017055 | 0.018978 | 0 | 0.094244 | 0.083218 | 0.091635 | 0.087661 | 0.089964 | 0.087546 | 0.088313 | 0.086431 | 0.086099 | 0.09071 | 0.086822 | 0.093822 | 1.0298
Retro3Slow | Retro | Commercial EM | Commercial | HVAC | 0.00011145 | 8.2513e-05 | 1.2642 | 20.0683 | Other | Commercial EM-Other-Retro | 0 | 0 | 0 | 0 | 0 | 0 | 0 | 0 | 0 | 0 | 0 | 0 | 0 | 0 | 0 | 0 | 0 | 0 | 0 | 0 | 0 | 0.018956 | 0.017028 | 0.018091 | 0.017416 | 0.015928 | 0.0145 | 0.014332 | 0.013953 | 0.014542 | 0.016963 | 0.017055 | 0.018978 | 0 | 0.094244 | 0.083218 | 0.091635 | 0.087661 | 0.089964 | 0.087546 | 0.088313 | 0.086431 | 0.086099 | 0.09071 | 0.086822 | 0.093822 | 1.1551
LO5Med | New | Commercial EM | Commercial | HVAC | 6.8622e-05 | 5.0807e-05 | 0.86492 | 54.2996 | Large Off | Commercial EM-Large Off-New | 0.0082874 | 0.017907 | 0.024465 | 0.034054 | 0.045887 | 0.070028 | 0.09654 | 0.1297 | 0.16209 | 0.17767 | 0.20187 | 0.21876 | 0.20555 | 0.2326 | 0.23256 | 0.25136 | 0.25381 | 0.28461 | 0.23719 | 0.25233 | 3.1373 | 0.011672 | 0.010485 | 0.01114 | 0.010724 | 0.0098075 | 0.0089283 | 0.008825 | 0.0085916 | 0.0089542 | 0.010445 | 0.010502 | 0.011685 | 0 | 0.05803 | 0.051241 | 0.056424 | 0.053977 | 0.055395 | 0.053906 | 0.054378 | 0.053219 | 0.053015 | 0.055854 | 0.05346 | 0.05777 | 0.63967
LO5Med | New | Commercial EM | Commercial | HVAC | 7.5851e-05 | 5.6159e-05 | 0.95603 | 39.1421 | Medium Off | Commercial EM-Medium Off-New | 0.0012087 | 0.0026542 | 0.0036139 | 0.0046585 | 0.0063894 | 0.010451 | 0.014049 | 0.018827 | 0.023551 | 0.024603 | 0.029353 | 0.03199 | 0.029299 | 0.034438 | 0.032226 | 0.036081 | 0.036116 | 0.040294 | 0.032792 | 0.035032 | 0.44763 | 0.012902 | 0.011589 | 0.012313 | 0.011853 | 0.010841 | 0.0098688 | 0.0097546 | 0.0094966 | 0.0098974 | 0.011545 | 0.011608 | 0.012916 | 0 | 0.064143 | 0.056638 | 0.062367 | 0.059662 | 0.06123 | 0.059584 | 0.060106 | 0.058825 | 0.0586 | 0.061737 | 0.059092 | 0.063855 | 0.81583
LO5Med | New | Commercial EM | Commercial | HVAC | 5.6506e-05 | 4.1836e-05 | 0.7122 | 46.619 | Small Off | Commercial EM-Small Off-New | 0 | 0 | 0 | 0 | 0 | 0 | 0 | 0 | 0 | 0 | 0 | 0 | 0 | 0 | 0 | 0 | 0 | 0 | 0 | 0 | 0 | 0.0096111 | 0.0086335 | 0.0091726 | 0.0088301 | 0.0080757 | 0.0073518 | 0.0072667 | 0.0070746 | 0.0073731 | 0.0086006 | 0.0086474 | 0.009622 | 0 | 0.047784 | 0.042193 | 0.046461 | 0.044446 | 0.045613 | 0.044387 | 0.044776 | 0.043822 | 0.043654 | 0.045992 | 0.044021 | 0.047569 | 0.71825
LO5Med | New | Commercial EM | Commercial | HVAC | 7.6485e-05 | 5.6628e-05 | 0.96402 | 38.6855 | XLarge Ret | Commercial EM-XLarge Ret-New | 0.00014485 | 0.00032052 | 0.00067928 | 0.0014432 | 0.0018222 | 0.0031272 | 0.0040035 | 0.0038907 | 0.0069881 | 0.0072344 | 0.0085415 | 0.0083482 | 0.0092822 | 0.0091286 | 0.0093122 | 0.0092606 | 0.0096654 | 0.0086528 | 0.0087323 | 0.0085519 | 0.11913 | 0.01301 | 0.011686 | 0.012416 | 0.011952 | 0.010931 | 0.0099513 | 0.0098362 | 0.0095761 | 0.0099802 | 0.011642 | 0.011705 | 0.013024 | 0 | 0.064679 | 0.057112 | 0.062889 | 0.060161 | 0.061742 | 0.060082 | 0.060609 | 0.059317 | 0.05909 | 0.062254 | 0.059586 | 0.064389 | 0.82265
LO5Med | New | Commercial EM | Commercial | HVAC | 4.8568e-05 | 3.5959e-05 | 0.61216 | 70.0604 | Large Ret | Commercial EM-Large Ret-New | 0.00056718 | 0.0012716 | 0.0023396 | 0.0041658 | 0.0054667 | 0.0084656 | 0.010721 | 0.011418 | 0.019411 | 0.020623 | 0.023802 | 0.023823 | 0.02569 | 0.025757 | 0.025866 | 0.025987 | 0.026578 | 0.024885 | 0.025421 | 0.025133 | 0.33739 | 0.0082611 | 0.0074207 | 0.0078841 | 0.0075897 | 0.0069414 | 0.0063191 | 0.006246 | 0.0060808 | 0.0063374 | 0.0073925 | 0.0074327 | 0.0082704 | 0 | 0.041071 | 0.036266 | 0.039935 | 0.038202 | 0.039206 | 0.038152 | 0.038486 | 0.037666 | 0.037522 | 0.039531 | 0.037837 | 0.040887 | 0.52238
LO5Med | New | Commercial EM | Commercial | HVAC | 4.7685e-05 | 3.5305e-05 | 0.60102 | 54.8156 | Medium Ret | Commercial EM-Medium Ret-New | 7.2977e-05 | 0.00016303 | 0.00034493 | 0.00076392 | 0.00094555 | 0.0016831 | 0.0021405 | 0.0020597 | 0.0037338 | 0.0038315 | 0.0045842 | 0.0044558 | 0.0049442 | 0.0048471 | 0.0049206 | 0.0049023 | 0.0051235 | 0.0045275 | 0.0045052 | 0.0043275 | 0.062877 | 0.0081109 | 0.0072858 | 0.0077408 | 0.0074517 | 0.0068151 | 0.0062042 | 0.0061324 | 0.0059702 | 0.0062222 | 0.0072581 | 0.0072975 | 0.00812 | 0 | 0.040325 | 0.035607 | 0.039209 | 0.037508 | 0.038493 | 0.037459 | 0.037787 | 0.036982 | 0.03684 | 0.038812 | 0.037149 | 0.040144 | 0.635
LO5Med | New | Commercial EM | Commercial | HVAC | 7.8941e-05 | 5.8446e-05 | 0.99497 | 16.647 | Small Ret | Commercial EM-Small Ret-New | 0 | 0 | 0 | 0 | 0 | 0 | 0 | 0 | 0 | 0 | 0 | 0 | 0 | 0 | 0 | 0 | 0 | 0 | 0 | 0 | 0 | 0.013427 | 0.012061 | 0.012815 | 0.012336 | 0.011282 | 0.010271 | 0.010152 | 0.0098835 | 0.010301 | 0.012015 | 0.012081 | 0.013442 | 0 | 0.066756 | 0.058945 | 0.064908 | 0.062093 | 0.063724 | 0.062011 | 0.062554 | 0.061221 | 0.060987 | 0.064252 | 0.061499 | 0.066456 | 1.3797
LO5Med | New | Commercial EM | Commercial | HVAC | 4.2676e-05 | 3.1597e-05 | 0.53789 | 21.7274 | School K-12 | Commercial EM-School K-12-New | 0.0010024 | 0.0022211 | 0.0037218 | 0.0054547 | 0.0074087 | 0.0095644 | 0.012244 | 0.014937 | 0.02118 | 0.023873 | 0.025792 | 0.028194 | 0.028357 | 0.028517 | 0.028418 | 0.029219 | 0.028624 | 0.029362 | 0.029913 | 0.030884 | 0.38889 | 0.0072589 | 0.0065205 | 0.0069277 | 0.006669 | 0.0060993 | 0.0055525 | 0.0054882 | 0.0053431 | 0.0055686 | 0.0064957 | 0.006531 | 0.007267 | 0 | 0.036089 | 0.031866 | 0.03509 | 0.033568 | 0.03445 | 0.033524 | 0.033817 | 0.033097 | 0.03297 | 0.034735 | 0.033247 | 0.035927 | 1.1934
LO5Med | New | Commercial EM | Commercial | HVAC | 4.3016e-05 | 3.1848e-05 | 0.54217 | 88.621 | University | Commercial EM-University-New | 0.0010655 | 0.0022731 | 0.0043673 | 0.0062094 | 0.0092256 | 0.012287 | 0.015668 | 0.018536 | 0.02345 | 0.027819 | 0.028856 | 0.030293 | 0.028834 | 0.030427 | 0.032539 | 0.035107 | 0.03415 | 0.036232 | 0.034137 | 0.037689 | 0.44916 | 0.0073167 | 0.0065724 | 0.0069828 | 0.0067221 | 0.0061478 | 0.0055967 | 0.0055319 | 0.0053857 | 0.005613 | 0.0065474 | 0.006583 | 0.0073249 | 0 | 0.036376 | 0.03212 | 0.035369 | 0.033835 | 0.034724 | 0.033791 | 0.034087 | 0.03336 | 0.033233 | 0.035012 | 0.033512 | 0.036213 | 0.42962
LO5Med | New | Commercial EM | Commercial | HVAC | 4.0907e-05 | 3.0287e-05 | 0.51559 | -0.19694 | Warehouse | Commercial EM-Warehouse-New | 0 | 0 | 0 | 0 | 0 | 0 | 0 | 0 | 0 | 0 | 0 | 0 | 0 | 0 | 0 | 0 | 0 | 0 | 0 | 0 | 0 | 0.0069579 | 0.0062501 | 0.0066404 | 0.0063924 | 0.0058464 | 0.0053223 | 0.0052607 | 0.0051216 | 0.0053377 | 0.0062263 | 0.0062602 | 0.0069657 | 0 | 0.034592 | 0.030545 | 0.033635 | 0.032176 | 0.033021 | 0.032134 | 0.032415 | 0.031725 | 0.031603 | 0.033295 | 0.031868 | 0.034437 | 2.8599
LO5Med | New | Commercial EM | Commercial | HVAC | 0.00015774 | 0.00011679 | 1.9881 | 153.0857 | Supermarket | Commercial EM-Supermarket-New | 0.00020649 | 0.0004639 | 0.00076194 | 0.0011562 | 0.0017185 | 0.0024177 | 0.0031662 | 0.0033338 | 0.0058372 | 0.0060043 | 0.0073039 | 0.0067258 | 0.0078841 | 0.0079908 | 0.0082722 | 0.0082882 | 0.008746 | 0.0073694 | 0.0077082 | 0.0074501 | 0.1028 | 0.02683 | 0.0241 | 0.025606 | 0.024649 | 0.022544 | 0.020523 | 0.020285 | 0.019749 | 0.020582 | 0.024009 | 0.024139 | 0.02686 | 0 | 0.13339 | 0.11778 | 0.1297 | 0.12407 | 0.12733 | 0.12391 | 0.12499 | 0.12233 | 0.12186 | 0.12839 | 0.12288 | 0.13279 | 0.26573
LO5Med | New | Commercial EM | Commercial | HVAC | 0.00015774 | 0.00011679 | 1.9881 | 153.0857 | MiniMart | Commercial EM-MiniMart-New | 0 | 0 | 0 | 0 | 0 | 0 | 0 | 0 | 0 | 0 | 0 | 0 | 0 | 0 | 0 | 0 | 0 | 0 | 0 | 0 | 0 | 0.02683 | 0.0241 | 0.025606 | 0.024649 | 0.022544 | 0.020523 | 0.020285 | 0.019749 | 0.020582 | 0.024009 | 0.024139 | 0.02686 | 0 | 0.13339 | 0.11778 | 0.1297 | 0.12407 | 0.12733 | 0.12391 | 0.12499 | 0.12233 | 0.12186 | 0.12839 | 0.12288 | 0.13279 | 0.26573
LO5Med | New | Commercial EM | Commercial | HVAC | 0.00011249 | 8.3285e-05 | 1.4178 | 135.4104 | Restaurant | Commercial EM-Restaurant-New | 9.1092e-05 | 0.00018082 | 0.00028256 | 0.00041714 | 0.00059699 | 0.00088011 | 0.0011001 | 0.0010793 | 0.0020136 | 0.0020848 | 0.0026565 | 0.0024553 | 0.0030002 | 0.0027429 | 0.0030489 | 0.0030066 | 0.0033508 | 0.0029964 | 0.0032603 | 0.0028351 | 0.03808 | 0.019134 | 0.017187 | 0.018261 | 0.017579 | 0.016077 | 0.014636 | 0.014466 | 0.014084 | 0.014678 | 0.017122 | 0.017215 | 0.019155 | 0 | 0.095126 | 0.083996 | 0.092493 | 0.088481 | 0.090805 | 0.088365 | 0.089139 | 0.087239 | 0.086905 | 0.091558 | 0.087635 | 0.094699 | 0.29677
LO5Med | New | Commercial EM | Commercial | HVAC | 0.00010509 | 7.7806e-05 | 1.3245 | 2.4373 | Lodging | Commercial EM-Lodging-New | 0.00057522 | 0.0010452 | 0.0015118 | 0.0022109 | 0.0033378 | 0.0051506 | 0.0066293 | 0.0063233 | 0.013114 | 0.012764 | 0.017326 | 0.015009 | 0.02042 | 0.016315 | 0.021137 | 0.020356 | 0.021572 | 0.020524 | 0.023956 | 0.019419 | 0.2487 | 0.017875 | 0.016056 | 0.017059 | 0.016422 | 0.015019 | 0.013673 | 0.013515 | 0.013157 | 0.013713 | 0.015995 | 0.016082 | 0.017895 | 0 | 0.088867 | 0.07847 | 0.086408 | 0.08266 | 0.084831 | 0.082551 | 0.083274 | 0.0815 | 0.081187 | 0.085535 | 0.081869 | 0.088469 | 2.449
LO5Med | New | Commercial EM | Commercial | HVAC | 0.00014798 | 0.00010956 | 1.8651 | 53.5486 | Hospital | Commercial EM-Hospital-New | 0.018511 | 0.051227 | 0.093672 | 0.1293 | 0.2042 | 0.30688 | 0.35751 | 0.36066 | 0.4493 | 0.54239 | 0.55754 | 0.55349 | 0.52135 | 0.52211 | 0.53864 | 0.6102 | 0.61482 | 0.61387 | 0.63958 | 0.66146 | 8.3467 | 0.02517 | 0.022609 | 0.024021 | 0.023124 | 0.021149 | 0.019253 | 0.01903 | 0.018527 | 0.019309 | 0.022524 | 0.022646 | 0.025198 | 0 | 0.12514 | 0.1105 | 0.12167 | 0.1164 | 0.11945 | 0.11624 | 0.11726 | 0.11476 | 0.11432 | 0.12044 | 0.11528 | 0.12458 | 0.64659
LO5Med | New | Commercial EM | Commercial | HVAC | 0.00010819 | 8.0103e-05 | 1.3637 | 40.499 | Residential Care | Commercial EM-Residential Care-New | 0.00099589 | 0.0023525 | 0.0041401 | 0.0067599 | 0.0098627 | 0.014767 | 0.016215 | 0.016645 | 0.020032 | 0.02441 | 0.024931 | 0.024415 | 0.021891 | 0.02284 | 0.022825 | 0.026845 | 0.025525 | 0.026954 | 0.027427 | 0.02935 | 0.36918 | 0.018403 | 0.016531 | 0.017563 | 0.016907 | 0.015463 | 0.014077 | 0.013914 | 0.013546 | 0.014117 | 0.016468 | 0.016557 | 0.018423 | 0 | 0.091492 | 0.080787 | 0.088959 | 0.085101 | 0.087336 | 0.084989 | 0.085733 | 0.083907 | 0.083585 | 0.08806 | 0.084287 | 0.091081 | 0.7962
LO5Med | New | Commercial EM | Commercial | HVAC | 0.0001003 | 7.4262e-05 | 1.2642 | 32.1282 | Assembly | Commercial EM-Assembly-New | 0 | 0 | 0 | 0 | 0 | 0 | 0 | 0 | 0 | 0 | 0 | 0 | 0 | 0 | 0 | 0 | 0 | 0 | 0 | 0 | 0 | 0.017061 | 0.015325 | 0.016282 | 0.015674 | 0.014335 | 0.01305 | 0.012899 | 0.012558 | 0.013088 | 0.015267 | 0.01535 | 0.01708 | 0 | 0.08482 | 0.074896 | 0.082472 | 0.078895 | 0.080967 | 0.078791 | 0.079481 | 0.077788 | 0.077489 | 0.081639 | 0.07814 | 0.084439 | 0.93497
LO5Med | New | Commercial EM | Commercial | HVAC | 0.0001003 | 7.4262e-05 | 1.2642 | 32.1283 | Other | Commercial EM-Other-New | 0 | 0 | 0 | 0 | 0 | 0 | 0 | 0 | 0 | 0 | 0 | 0 | 0 | 0 | 0 | 0 | 0 | 0 | 0 | 0 | 0 | 0.017061 | 0.015325 | 0.016282 | 0.015674 | 0.014335 | 0.01305 | 0.012899 | 0.012558 | 0.013088 | 0.015267 | 0.01535 | 0.01708 | 0 | 0.08482 | 0.074896 | 0.082472 | 0.078895 | 0.080967 | 0.078791 | 0.079481 | 0.077788 | 0.077489 | 0.081639 | 0.07814 | 0.084439 | 0.93497
Retro3Slow | Retro | Elevators | Commercial | Process Loads | 1.5157 | 1.0311 | 15590.5805 | 199.1637 | All | High-Rise_Hydraulic_Elevator_Efficiency | 0.28981 | 0.46136 | 0.93416 | 1.6546 | 2.6042 | 3.6881 | 4.7469 | 5.5993 | 6.0953 | 6.1598 | 5.8088 | 5.1343 | 4.2704 | 3.354 | 2.4953 | 1.7633 | 1.1866 | 0.76209 | 0.45675 | 0.31167 | 62.3343 | 249.1906 | 204.497 | 205.2915 | 174.6055 | 158.3663 | 153.6494 | 168.8728 | 168.8381 | 155.7695 | 172.4807 | 202.5713 | 275.1568 | 0 | 1350.2587 | 1111.0059 | 1107.6701 | 1078.8919 | 1003.1974 | 969.7303 | 1043.5221 | 1038.5385 | 972.9565 | 1056.3503 | 1103.1969 | 1465.9723 | 0.21563
Retro3Slow | Retro | Elevators | Commercial | Process Loads | 0.024041 | 0.016355 | 247.2927 | 199.1637 | All | Low-Rise_Hydraulic_Elevator_Efficiency | 5.9104e-06 | 9.4089e-06 | 1.9051e-05 | 3.3744e-05 | 5.3111e-05 | 7.5214e-05 | 9.6808e-05 | 0.00011419 | 0.00012431 | 0.00012562 | 0.00011846 | 0.00010471 | 8.709e-05 | 6.8402e-05 | 5.0888e-05 | 3.5961e-05 | 2.4199e-05 | 1.5542e-05 | 9.3148e-06 | 6.3562e-06 | 0.0012712 | 3.9526 | 3.2437 | 3.2563 | 2.7695 | 2.512 | 2.4371 | 2.6786 | 2.6781 | 2.4708 | 2.7358 | 3.2131 | 4.3644 | 0 | 21.4174 | 17.6224 | 17.5695 | 17.113 | 15.9124 | 15.3815 | 16.552 | 16.473 | 15.4327 | 16.7555 | 17.4986 | 23.2528 | 0.21563
Retro3Slow | Retro | Elevators | Commercial | Process Loads | 0.80903 | 0.55037 | 8321.9771 | 199.1637 | All | Mid-Rise_Hydraulic_Elevator_Efficiency | 0.00092688 | 0.0014755 | 0.0029877 | 0.0052918 | 0.008329 | 0.011795 | 0.015182 | 0.017908 | 0.019494 | 0.019701 | 0.018578 | 0.016421 | 0.013658 | 0.010727 | 0.0079805 | 0.0056395 | 0.003795 | 0.0024374 | 0.0014608 | 0.0009968 | 0.19936 | 133.0136 | 109.1569 | 109.581 | 93.2013 | 84.5331 | 82.0154 | 90.1413 | 90.1228 | 83.147 | 92.0672 | 108.129 | 146.8738 | 0 | 720.7443 | 593.0353 | 591.2548 | 575.8935 | 535.4891 | 517.6249 | 557.0137 | 554.3536 | 519.347 | 563.8612 | 588.8671 | 782.5102 | 0.21563
Retro5Med | Retro | EBHeaterControl | Commercial | Process Loads | 0.41435 | 0.5305 | 2748.4311 | -14.1974 | Other | Wall-Mounted Vehicle Engine Block Heater Control_School Bus_HZ1 | 0 | 0 | 0 | 0 | 0 | 0 | 0 | 0 | 0 | 0 | 0 | 0 | 0 | 0 | 0 | 0 | 0 | 0 | 0 | 0 | 0 | 136.0276 | 116.372 | 38.632 | 0 | 0 | 0 | 0 | 0 | 0 | 0 | 117.346 | 147.7068 | 0 | 553.2435 | 459.9213 | 153.787 | 0.19037 | 0 | 0 | 0 | 0 | 0 | 0 | 453.0687 | 572.1359 | 4.8948
Retro5Med | Retro | EBHeaterControl | Commercial | Process Loads | 0.40651 | 0.53205 | 2171.0299 | -16.7159 | Other | Wall-Mounted Vehicle Engine Block Heater Control_Delivery_HZ1 | 0 | 0 | 0 | 0 | 0 | 0 | 0 | 0 | 0 | 0 | 0 | 0 | 0 | 0 | 0 | 0 | 0 | 0 | 0 | 0 | 0 | 136.0302 | 116.385 | 38.6464 | 0 | 0 | 0 | 0 | 0 | 0 | 0 | 117.3618 | 147.7204 | 0 | 401.5359 | 338.9801 | 111.3047 | 0.19038 | 0 | 0 | 0 | 0 | 0 | 0 | 340.9866 | 421.8884 | 4.2834
Retro5Med | Retro | EBHeaterControl | Commercial | Process Loads | 0.26085 | 0.5397 | 1790.5412 | -8.6972 | Other | Wall-Mounted Vehicle Engine Block Heater Control_Mass Transit_HZ1 | 0 | 0 | 0 | 0 | 0 | 0 | 0 | 0 | 0 | 0 | 0 | 0 | 0 | 0 | 0 | 0 | 0 | 0 | 0 | 0 | 0 | 149.0603 | 123.1629 | 39.8465 | 0 | 0 | 0 | 0 | 0 | 0 | 0 | 122.2051 | 156.6329 | 0 | 288.2766 | 257.6449 | 89.7369 | 0.19041 | 0 | 0 | 0 | 0 | 0 | 0 | 256.7699 | 307.0149 | 3.2935
Retro5Med | Retro | EBHeaterControl | Commercial | Process Loads | 0.27259 | 0.35677 | 1455.8206 | -9.4571 | Other | Wall-Mounted Vehicle Engine Block Heater Control_Residential_HZ1 | 0 | 0 | 0 | 0 | 0 | 0 | 0 | 0 | 0 | 0 | 0 | 0 | 0 | 0 | 0 | 0 | 0 | 0 | 0 | 0 | 0 | 91.2173 | 78.0439 | 25.915 | 0 | 0 | 0 | 0 | 0 | 0 | 0 | 78.699 | 99.0564 | 0 | 269.2566 | 227.3088 | 74.6373 | 0.12766 | 0 | 0 | 0 | 0 | 0 | 0 | 228.6543 | 282.9044 | 2.8723
Retro5Med | Retro | EBHeaterControl | Commercial | Process Loads | 0.47436 | 0.54308 | 3103.8557 | -15.3943 | Other | Wall-Mounted Vehicle Engine Block Heater Control_School Bus_HZ2 | 0.011488 | 0.014285 | 0.017697 | 0.020792 | 0.023997 | 0.028379 | 0.031484 | 0.032519 | 0.030977 | 0.026909 | 0.021039 | 0.014066 | 0.0082486 | 0.0040105 | 0.0017132 | 0.00062889 | 0.00019828 | 4.3617e-05 | 7.0591e-06 | 8.5395e-07 | 0.31788 | 104.7011 | 114.015 | 136.0763 | 0 | 0 | 0 | 0 | 0 | 0 | 6.3521 | 126.6138 | 117.8002 | 0 | 470.1583 | 465.8736 | 516.7922 | 0.1267 | 0 | 0 | 0 | 0 | 0 | 23.411 | 518.1263 | 503.8091 | 5.319
Retro5Med | Retro | EBHeaterControl | Commercial | Process Loads | 0.45718 | 0.54181 | 2374.9498 | -18.2874 | Other | Wall-Mounted Vehicle Engine Block Heater Control_Delivery_HZ2 | 0.18825 | 0.23409 | 0.29 | 0.34073 | 0.39324 | 0.46505 | 0.51594 | 0.53289 | 0.50762 | 0.44096 | 0.34477 | 0.2305 | 0.13517 | 0.065721 | 0.028074 | 0.010306 | 0.0032493 | 0.00071476 | 0.00011568 | 1.3994e-05 | 5.2091 | 104.7149 | 114.0412 | 136.0869 | 0 | 0 | 0 | 0 | 0 | 0 | 6.3527 | 126.7508 | 117.8094 | 0 | 326.1907 | 330.4939 | 369.6257 | 0.12671 | 0 | 0 | 0 | 0 | 0 | 15.9088 | 370.0837 | 356.7643 | 4.5568
Retro5Med | Retro | EBHeaterControl | Commercial | Process Loads | 0.3194 | 0.56804 | 1946.18 | -12.3328 | Other | Wall-Mounted Vehicle Engine Block Heater Control_Mass Transit_HZ2 | 0.0021009 | 0.0026124 | 0.0032364 | 0.0038025 | 0.0043885 | 0.00519 | 0.0057578 | 0.0059471 | 0.005665 | 0.0049211 | 0.0038477 | 0.0025723 | 0.0015085 | 0.00073345 | 0.0003133 | 0.00011501 | 3.6262e-05 | 7.9767e-06 | 1.291e-06 | 1.5617e-07 | 0.058133 | 136.018 | 131.1663 | 142.6024 | 0 | 0 | 0 | 0 | 0 | 0 | 6.3946 | 141.9389 | 142.346 | 0 | 214.2259 | 226.0539 | 286.7669 | 0.12675 | 0 | 0 | 0 | 0 | 0 | 13.8769 | 263.4709 | 241.1925 | 3.6064
Retro5Med | Retro | EBHeaterControl | Commercial | Process Loads | 0.30354 | 0.35973 | 1576.8444 | -11.4511 | Other | Wall-Mounted Vehicle Engine Block Heater Control_Residential_HZ2 | 0.072614 | 0.090294 | 0.11186 | 0.13143 | 0.15168 | 0.17939 | 0.19901 | 0.20555 | 0.19581 | 0.17009 | 0.13299 | 0.08891 | 0.05214 | 0.025351 | 0.010829 | 0.0039753 | 0.0012534 | 0.00027571 | 4.4621e-05 | 5.3979e-06 | 2.0093 | 69.5253 | 75.7175 | 90.3547 | 0 | 0 | 0 | 0 | 0 | 0 | 4.2179 | 84.156 | 78.2194 | 0 | 216.5738 | 219.4309 | 245.4124 | 0.084127 | 0 | 0 | 0 | 0 | 0 | 10.5626 | 245.7165 | 236.8732 | 3.0255
Retro5Med | Retro | EBHeaterControl | Commercial | Process Loads | 0.54059 | 0.60156 | 3416.5602 | -17.1412 | Other | Wall-Mounted Vehicle Engine Block Heater Control_School Bus_HZ3 | 0.0084299 | 0.010483 | 0.012987 | 0.015258 | 0.017609 | 0.020825 | 0.023104 | 0.023863 | 0.022732 | 0.019747 | 0.015439 | 0.010322 | 0.0060531 | 0.002943 | 0.0012572 | 0.0004615 | 0.00014551 | 3.2008e-05 | 5.1802e-06 | 6.2666e-07 | 0.23327 | 102.6717 | 101.4077 | 121.2166 | 0 | 0 | 0 | 0 | 0 | 0 | 127.154 | 114.2636 | 97.2248 | 0 | 450.0806 | 425.8696 | 482.9697 | 0 | 0 | 0 | 0 | 0 | 0 | 468.6736 | 480.2864 | 444.7421 | 5.9996
Retro5Med | Retro | EBHeaterControl | Commercial | Process Loads | 0.51798 | 0.60226 | 2580.7657 | -20.5997 | Other | Wall-Mounted Vehicle Engine Block Heater Control_Delivery_HZ3 | 0.13638 | 0.16958 | 0.21009 | 0.24684 | 0.28488 | 0.3369 | 0.37376 | 0.38605 | 0.36774 | 0.31945 | 0.24977 | 0.16698 | 0.097924 | 0.047611 | 0.020338 | 0.007466 | 0.0023539 | 0.0005178 | 8.3803e-05 | 1.0138e-05 | 3.7737 | 102.8009 | 101.3889 | 121.1909 | 0 | 0 | 0 | 0 | 0 | 0 | 127.1284 | 114.2552 | 97.2159 | 0 | 315.3932 | 299.348 | 337.2043 | 0 | 0 | 0 | 0 | 0 | 0 | 318.3985 | 338.7013 | 307.7402 | 5.0989
Retro5Med | Retro | EBHeaterControl | Commercial | Process Loads | 0.39039 | 0.63238 | 2129.9658 | -16.4999 | Other | Wall-Mounted Vehicle Engine Block Heater Control_Mass Transit_HZ3 | 0.0015328 | 0.0019061 | 0.0023614 | 0.0027744 | 0.003202 | 0.0037867 | 0.004201 | 0.0043391 | 0.0041333 | 0.0035906 | 0.0028073 | 0.0018768 | 0.0011006 | 0.00053514 | 0.00022859 | 8.3916e-05 | 2.6458e-05 | 5.82e-06 | 9.4193e-07 | 1.1395e-07 | 0.042415 | 134.5962 | 124.8677 | 139.0063 | 0 | 0 | 0 | 0 | 0 | 0 | 127.9833 | 132.9932 | 132.0443 | 0 | 201.2276 | 195.904 | 232.9299 | 0 | 0 | 0 | 0 | 0 | 0 | 277.7816 | 233.4578 | 197.1738 | 4.1876
Retro5Med | Retro | EBHeaterControl | Commercial | Process Loads | 0.34339 | 0.39927 | 1710.9319 | -14.2805 | Other | Wall-Mounted Vehicle Engine Block Heater Control_Residential_HZ3 | 0.052526 | 0.065315 | 0.080917 | 0.09507 | 0.10972 | 0.12976 | 0.14396 | 0.14869 | 0.14164 | 0.12304 | 0.096199 | 0.064313 | 0.037716 | 0.018338 | 0.0078332 | 0.0028755 | 0.00090662 | 0.00019943 | 3.2277e-05 | 3.9046e-06 | 1.4535 | 68.1524 | 67.2163 | 80.3442 | 0 | 0 | 0 | 0 | 0 | 0 | 84.2805 | 75.7461 | 64.4498 | 0 | 209.0915 | 198.4543 | 223.5513 | 0 | 0 | 0 | 0 | 0 | 0 | 211.0839 | 224.5437 | 204.0179 | 3.3803
Retro5Med | Retro | EBHeaterControl | Commercial | Process Loads | 0.41435 | 0.5305 | 2748.4311 | -14.1974 | Other | Engine-Mounted Vehicle Engine Block Heater Control_School Bus_HZ1 | 0 | 0 | 0 | 0 | 0 | 0 | 0 | 0 | 0 | 0 | 0 | 0 | 0 | 0 | 0 | 0 | 0 | 0 | 0 | 0 | 0 | 136.0276 | 116.372 | 38.632 | 0 | 0 | 0 | 0 | 0 | 0 | 0 | 117.346 | 147.7068 | 0 | 553.2435 | 459.9213 | 153.787 | 0.19037 | 0 | 0 | 0 | 0 | 0 | 0 | 453.0687 | 572.1359 | 4.8948
Retro5Med | Retro | EBHeaterControl | Commercial | Process Loads | 0.40651 | 0.53205 | 2171.0299 | -16.7159 | Other | Engine-Mounted Vehicle Engine Block Heater Control_Delivery_HZ1 | 0 | 0 | 0 | 0 | 0 | 0 | 0 | 0 | 0 | 0 | 0 | 0 | 0 | 0 | 0 | 0 | 0 | 0 | 0 | 0 | 0 | 136.0302 | 116.385 | 38.6464 | 0 | 0 | 0 | 0 | 0 | 0 | 0 | 117.3618 | 147.7204 | 0 | 401.5359 | 338.9801 | 111.3047 | 0.19038 | 0 | 0 | 0 | 0 | 0 | 0 | 340.9866 | 421.8884 | 4.2834
Retro5Med | Retro | EBHeaterControl | Commercial | Process Loads | 0.26085 | 0.5397 | 1790.5412 | -8.6972 | Other | Engine-Mounted Vehicle Engine Block Heater Control_Mass Transit_HZ1 | 0 | 0 | 0 | 0 | 0 | 0 | 0 | 0 | 0 | 0 | 0 | 0 | 0 | 0 | 0 | 0 | 0 | 0 | 0 | 0 | 0 | 149.0603 | 123.1629 | 39.8465 | 0 | 0 | 0 | 0 | 0 | 0 | 0 | 122.2051 | 156.6329 | 0 | 288.2766 | 257.6449 | 89.7369 | 0.19041 | 0 | 0 | 0 | 0 | 0 | 0 | 256.7699 | 307.0149 | 3.2935
Retro5Med | Retro | EBHeaterControl | Commercial | Process Loads | 0.27259 | 0.35677 | 1455.8206 | -9.4572 | Other | Engine-Mounted Vehicle Engine Block Heater Control_Residential_HZ1 | 0 | 0 | 0 | 0 | 0 | 0 | 0 | 0 | 0 | 0 | 0 | 0 | 0 | 0 | 0 | 0 | 0 | 0 | 0 | 0 | 0 | 91.2173 | 78.0439 | 25.915 | 0 | 0 | 0 | 0 | 0 | 0 | 0 | 78.699 | 99.0564 | 0 | 269.2566 | 227.3088 | 74.6373 | 0.12766 | 0 | 0 | 0 | 0 | 0 | 0 | 228.6543 | 282.9044 | 2.8723
Retro5Med | Retro | EBHeaterControl | Commercial | Process Loads | 0.47436 | 0.54308 | 3103.8557 | -15.3943 | Other | Engine-Mounted Vehicle Engine Block Heater Control_School Bus_HZ2 | 0.011488 | 0.014285 | 0.017697 | 0.020792 | 0.023997 | 0.028379 | 0.031484 | 0.032519 | 0.030977 | 0.026909 | 0.021039 | 0.014066 | 0.0082486 | 0.0040105 | 0.0017132 | 0.00062889 | 0.00019828 | 4.3617e-05 | 7.0591e-06 | 8.5395e-07 | 0.31788 | 104.7011 | 114.015 | 136.0763 | 0 | 0 | 0 | 0 | 0 | 0 | 6.3521 | 126.6138 | 117.8002 | 0 | 470.1583 | 465.8736 | 516.7922 | 0.1267 | 0 | 0 | 0 | 0 | 0 | 23.411 | 518.1263 | 503.8091 | 5.319
Retro5Med | Retro | EBHeaterControl | Commercial | Process Loads | 0.45718 | 0.54181 | 2374.9498 | -18.2874 | Other | Engine-Mounted Vehicle Engine Block Heater Control_Delivery_HZ2 | 0.18825 | 0.23409 | 0.29 | 0.34073 | 0.39324 | 0.46505 | 0.51594 | 0.53289 | 0.50762 | 0.44096 | 0.34477 | 0.2305 | 0.13517 | 0.065721 | 0.028074 | 0.010306 | 0.0032493 | 0.00071476 | 0.00011568 | 1.3994e-05 | 5.2091 | 104.7149 | 114.0412 | 136.0869 | 0 | 0 | 0 | 0 | 0 | 0 | 6.3527 | 126.7508 | 117.8094 | 0 | 326.1907 | 330.4939 | 369.6257 | 0.12671 | 0 | 0 | 0 | 0 | 0 | 15.9088 | 370.0837 | 356.7643 | 4.5568
Retro5Med | Retro | EBHeaterControl | Commercial | Process Loads | 0.3194 | 0.56804 | 1946.18 | -12.3328 | Other | Engine-Mounted Vehicle Engine Block Heater Control_Mass Transit_HZ2 | 0.0021009 | 0.0026124 | 0.0032364 | 0.0038025 | 0.0043885 | 0.00519 | 0.0057578 | 0.0059471 | 0.005665 | 0.0049211 | 0.0038477 | 0.0025723 | 0.0015085 | 0.00073345 | 0.0003133 | 0.00011501 | 3.6262e-05 | 7.9767e-06 | 1.291e-06 | 1.5617e-07 | 0.058133 | 136.018 | 131.1663 | 142.6024 | 0 | 0 | 0 | 0 | 0 | 0 | 6.3946 | 141.9389 | 142.346 | 0 | 214.2259 | 226.0539 | 286.7669 | 0.12675 | 0 | 0 | 0 | 0 | 0 | 13.8769 | 263.4709 | 241.1925 | 3.6064
Retro5Med | Retro | EBHeaterControl | Commercial | Process Loads | 0.30354 | 0.35973 | 1576.8444 | -11.4511 | Other | Engine-Mounted Vehicle Engine Block Heater Control_Residential_HZ2 | 0.072614 | 0.090294 | 0.11186 | 0.13143 | 0.15168 | 0.17939 | 0.19901 | 0.20555 | 0.19581 | 0.17009 | 0.13299 | 0.08891 | 0.05214 | 0.025351 | 0.010829 | 0.0039753 | 0.0012534 | 0.00027571 | 4.4621e-05 | 5.3979e-06 | 2.0093 | 69.5253 | 75.7175 | 90.3547 | 0 | 0 | 0 | 0 | 0 | 0 | 4.2179 | 84.156 | 78.2194 | 0 | 216.5738 | 219.4309 | 245.4124 | 0.084127 | 0 | 0 | 0 | 0 | 0 | 10.5626 | 245.7165 | 236.8732 | 3.0255
Retro5Med | Retro | EBHeaterControl | Commercial | Process Loads | 0.54059 | 0.60156 | 3416.5602 | -17.1412 | Other | Engine-Mounted Vehicle Engine Block Heater Control_School Bus_HZ3 | 0.0084299 | 0.010483 | 0.012987 | 0.015258 | 0.017609 | 0.020825 | 0.023104 | 0.023863 | 0.022732 | 0.019747 | 0.015439 | 0.010322 | 0.0060531 | 0.002943 | 0.0012572 | 0.0004615 | 0.00014551 | 3.2008e-05 | 5.1802e-06 | 6.2666e-07 | 0.23327 | 102.6717 | 101.4077 | 121.2166 | 0 | 0 | 0 | 0 | 0 | 0 | 127.154 | 114.2636 | 97.2248 | 0 | 450.0806 | 425.8696 | 482.9697 | 0 | 0 | 0 | 0 | 0 | 0 | 468.6736 | 480.2864 | 444.7421 | 5.9996
Retro5Med | Retro | EBHeaterControl | Commercial | Process Loads | 0.51798 | 0.60226 | 2580.7657 | -20.5997 | Other | Engine-Mounted Vehicle Engine Block Heater Control_Delivery_HZ3 | 0.13638 | 0.16958 | 0.21009 | 0.24684 | 0.28488 | 0.3369 | 0.37376 | 0.38605 | 0.36774 | 0.31945 | 0.24977 | 0.16698 | 0.097924 | 0.047611 | 0.020338 | 0.007466 | 0.0023539 | 0.0005178 | 8.3803e-05 | 1.0138e-05 | 3.7737 | 102.8009 | 101.3889 | 121.1909 | 0 | 0 | 0 | 0 | 0 | 0 | 127.1284 | 114.2552 | 97.2159 | 0 | 315.3932 | 299.348 | 337.2043 | 0 | 0 | 0 | 0 | 0 | 0 | 318.3985 | 338.7013 | 307.7402 | 5.0989
Retro5Med | Retro | EBHeaterControl | Commercial | Process Loads | 0.39039 | 0.63238 | 2129.9658 | -16.4999 | Other | Engine-Mounted Vehicle Engine Block Heater Control_Mass Transit_HZ3 | 0.0015328 | 0.0019061 | 0.0023614 | 0.0027744 | 0.003202 | 0.0037867 | 0.004201 | 0.0043391 | 0.0041333 | 0.0035906 | 0.0028073 | 0.0018768 | 0.0011006 | 0.00053514 | 0.00022859 | 8.3916e-05 | 2.6458e-05 | 5.82e-06 | 9.4193e-07 | 1.1395e-07 | 0.042415 | 134.5962 | 124.8677 | 139.0063 | 0 | 0 | 0 | 0 | 0 | 0 | 127.9833 | 132.9932 | 132.0443 | 0 | 201.2276 | 195.904 | 232.9299 | 0 | 0 | 0 | 0 | 0 | 0 | 277.7816 | 233.4578 | 197.1738 | 4.1876
Retro5Med | Retro | EBHeaterControl | Commercial | Process Loads | 0.34339 | 0.39927 | 1710.9319 | -14.2805 | Other | Engine-Mounted Vehicle Engine Block Heater Control_Residential_HZ3 | 0.052526 | 0.065315 | 0.080917 | 0.09507 | 0.10972 | 0.12976 | 0.14396 | 0.14869 | 0.14164 | 0.12304 | 0.096199 | 0.064313 | 0.037716 | 0.018338 | 0.0078332 | 0.0028755 | 0.00090662 | 0.00019943 | 3.2277e-05 | 3.9046e-06 | 1.4535 | 68.1524 | 67.2163 | 80.3442 | 0 | 0 | 0 | 0 | 0 | 0 | 84.2805 | 75.7461 | 64.4498 | 0 | 209.0915 | 198.4543 | 223.5513 | 0 | 0 | 0 | 0 | 0 | 0 | 211.0839 | 224.5437 | 204.0179 | 3.3803
LO20Fast | New | LEC Exit Sign | Commercial | Lighting | 0.0075783 | 0.0075275 | 66.512 | -61.2391 | All Buildings | LEC Exit Sign-Double-New | 0.040666 | 0.078919 | 0.091269 | 0.11027 | 0.1347 | 0.17169 | 0.18311 | 0.18241 | 0.23472 | 0.23941 | 0.25387 | 0.246 | 0.25101 | 0.25953 | 0.26842 | 0.28304 | 0.29264 | 0.30274 | 0.28504 | 0.2904 | 4.1999 | 0.96541 | 0.86553 | 0.95056 | 0.91159 | 0.93827 | 0.91249 | 0.9488 | 0.94729 | 0.91083 | 0.94277 | 0.92283 | 0.9645 |  | 4.77 | 4.2794 | 4.7052 | 4.5215 | 4.6588 | 4.5246 | 4.6932 | 4.6822 | 4.5059 | 4.6644 | 4.5614 | 4.7646 | 2.2573
LO20Fast | New | LEC Exit Sign | Commercial | Lighting | 0.0037466 | 0.0037215 | 32.8823 | -103.6987 | All Buildings | LEC Exit Sign-Single-New | 0.0082817 | 0.016072 | 0.018587 | 0.022456 | 0.027432 | 0.034965 | 0.037291 | 0.037147 | 0.047802 | 0.048757 | 0.0517 | 0.050097 | 0.051119 | 0.052853 | 0.054665 | 0.057642 | 0.059596 | 0.061652 | 0.058047 | 0.059139 | 0.8553 | 0.47728 | 0.4279 | 0.46994 | 0.45067 | 0.46387 | 0.45112 | 0.46907 | 0.46832 | 0.4503 | 0.46609 | 0.45623 | 0.47683 |  | 2.3582 | 2.1156 | 2.3261 | 2.2353 | 2.3032 | 2.2369 | 2.3202 | 2.3148 | 2.2276 | 2.306 | 2.2551 | 2.3555 | 1.9134
LO20Fast | NR | LEC Exit Sign | Commercial | Lighting | 0.0075783 | 0.0075275 | 66.512 | -61.2387 | All Buildings | LEC Exit Sign-Double-NR | 0.73963 | 1.2525 | 1.6027 | 1.8715 | 2.1039 | 2.3482 | 2.5184 | 2.6502 | 2.7639 | 2.8582 | 2.9376 | 2.9897 | 3.0244 | 3.0589 | 3.0745 | 3.0852 | 3.0873 | 3.0934 | 3.0956 | 3.1042 | 23.059 | 0.96541 | 0.86553 | 0.95056 | 0.91159 | 0.93827 | 0.91249 | 0.9488 | 0.94729 | 0.91083 | 0.94277 | 0.92283 | 0.9645 |  | 4.77 | 4.2794 | 4.7052 | 4.5215 | 4.6588 | 4.5246 | 4.6932 | 4.6822 | 4.5059 | 4.6644 | 4.5614 | 4.7646 | 2.2573
LO20Fast | NR | LEC Exit Sign | Commercial | Lighting | 0.0037466 | 0.0037215 | 32.8823 | -103.6987 | All Buildings | LEC Exit Sign-Single-NR | 0.15062 | 0.25507 | 0.3264 | 0.38113 | 0.42846 | 0.47821 | 0.51287 | 0.53971 | 0.56286 | 0.58207 | 0.59824 | 0.60885 | 0.61592 | 0.62295 | 0.62612 | 0.6283 | 0.62872 | 0.62996 | 0.63041 | 0.63218 | 4.696 | 0.47728 | 0.4279 | 0.46994 | 0.45067 | 0.46387 | 0.45112 | 0.46907 | 0.46832 | 0.4503 | 0.46609 | 0.45623 | 0.47683 |  | 2.3582 | 2.1156 | 2.3261 | 2.2353 | 2.3032 | 2.2369 | 2.3202 | 2.3148 | 2.2276 | 2.306 | 2.2551 | 2.3555 | 1.9134
LO80Fast | New | Exterior Building Lighting | Commercial | Lighting | 0.002565 | 0.0027364 | 11.7747 | 2.1722 | All Btype | Exterior Lighting: Parking Lot - HPS 250W - New | 0.0083652 | 0.010444 | 0.010028 | 0.010807 | 0.012055 | 0.014261 | 0.014297 | 0.013526 | 0.016674 | 0.016456 | 0.016923 | 0.016022 | 0.016062 | 0.016383 | 0.016768 | 0.017539 | 0.018021 | 0.018519 | 0.017348 | 0.01755 | 0.29805 | 0.31294 | 0.28056 | 0.30812 | 0.20573 | 0.16361 | 0.12318 | 0.13822 | 0.18668 | 0.24972 | 0.3056 | 0.29913 | 0.31264 |  | 0.96654 | 0.76613 | 0.71526 | 0.65603 | 0.60412 | 0.55818 | 0.60195 | 0.65592 | 0.68856 | 0.7974 | 0.88413 | 0.99436 | 1.7005
LO80Fast | New | Exterior Building Lighting | Commercial | Lighting | 0.033147 | 0.035337 | 152.148 | -49.6825 | All Btype | Exterior Lighting: Walkway - HID 150W - New | 0.081069 | 0.10122 | 0.09718 | 0.10474 | 0.11682 | 0.13821 | 0.13855 | 0.13108 | 0.16159 | 0.15948 | 0.164 | 0.15527 | 0.15566 | 0.15877 | 0.1625 | 0.16997 | 0.17464 | 0.17947 | 0.16812 | 0.17008 | 2.8884 | 4.4603 | 3.9988 | 4.3917 | 2.9323 | 2.332 | 1.7558 | 1.97 | 2.6607 | 3.5593 | 4.3557 | 4.2636 | 4.4561 |  | 12.1615 | 9.5902 | 8.9189 | 8.1175 | 7.514 | 6.9604 | 7.4919 | 8.1294 | 8.5014 | 9.86 | 11.1938 | 12.5726 | 9999
LO80Fast | New | Exterior Building Lighting | Commercial | Lighting | 0.032966 | 0.035144 | 151.3168 | -52.0296 | All Btype | Exterior Lighting: Façade - HID 150W - New | 0.080626 | 0.10066 | 0.096649 | 0.10416 | 0.11619 | 0.13745 | 0.1378 | 0.13037 | 0.16071 | 0.15861 | 0.16311 | 0.15442 | 0.15481 | 0.1579 | 0.16161 | 0.16905 | 0.17369 | 0.17849 | 0.16721 | 0.16915 | 2.8727 | 4.4328 | 3.9742 | 4.3646 | 2.9142 | 2.3176 | 1.7449 | 1.9579 | 2.6444 | 3.5374 | 4.3288 | 4.2373 | 4.4287 |  | 12.0975 | 9.5401 | 8.8726 | 8.0758 | 7.4752 | 6.9243 | 7.4532 | 8.0876 | 8.4579 | 9.8095 | 11.1344 | 12.5059 | 9999
LO80Fast | New | Exterior Building Lighting | Commercial | Lighting | 0.00096304 | 0.0010266 | 4.4205 | -149.1095 | All Btype | Exterior Lighting: Walkway - INC 75W - New | 0.0023554 | 0.0029407 | 0.0028234 | 0.003043 | 0.0033942 | 0.0040155 | 0.0040255 | 0.0038084 | 0.0046948 | 0.0046334 | 0.0047649 | 0.0045112 | 0.0045224 | 0.0046128 | 0.0047212 | 0.0049384 | 0.005074 | 0.0052143 | 0.0048846 | 0.0049416 | 0.08392 | 0.12986 | 0.11643 | 0.12787 | 0.085374 | 0.067897 | 0.05112 | 0.057358 | 0.077469 | 0.10363 | 0.12682 | 0.12414 | 0.12974 |  | 0.35312 | 0.27843 | 0.25892 | 0.23561 | 0.21812 | 0.20206 | 0.21748 | 0.23596 | 0.24674 | 0.28618 | 0.32507 | 0.3651 | 6.8098
LO80Fast | New | Exterior Building Lighting | Commercial | Lighting | 0.010542 | 0.011239 | 48.3893 | -42.7249 | All Btype | Exterior Lighting: Façade - HID 400W - New | 0.025783 | 0.032191 | 0.030907 | 0.033311 | 0.037155 | 0.043956 | 0.044066 | 0.041689 | 0.051393 | 0.05072 | 0.05216 | 0.049383 | 0.049505 | 0.050494 | 0.051682 | 0.054059 | 0.055544 | 0.05708 | 0.05347 | 0.054094 | 0.91864 | 1.4126 | 1.2665 | 1.3909 | 0.92868 | 0.73856 | 0.55607 | 0.62393 | 0.84268 | 1.1273 | 1.3795 | 1.3503 | 1.4113 |  | 3.8725 | 3.0545 | 2.8412 | 2.5868 | 2.3939 | 2.2173 | 2.3868 | 2.5904 | 2.7094 | 3.1422 | 3.5634 | 4.0025 | 9999
LO80Fast | New | Exterior Building Lighting | Commercial | Lighting | 0.003164 | 0.003374 | 14.5238 | 40.0421 | All Btype | Exterior Lighting: Walkway - CFL 26W - New | 0.0077388 | 0.0096621 | 0.0092767 | 0.009998 | 0.011152 | 0.013193 | 0.013226 | 0.012513 | 0.015425 | 0.015223 | 0.015656 | 0.014822 | 0.014859 | 0.015156 | 0.015512 | 0.016225 | 0.016671 | 0.017132 | 0.016049 | 0.016236 | 0.27573 | 0.41042 | 0.36796 | 0.40411 | 0.26982 | 0.21458 | 0.16156 | 0.18128 | 0.24483 | 0.32752 | 0.4008 | 0.39232 | 0.41004 |  | 1.173 | 0.92687 | 0.8633 | 0.78813 | 0.72804 | 0.67372 | 0.72571 | 0.78877 | 0.82612 | 0.95757 | 1.077 | 1.2103 | 0.91819
LO80Fast | New | Exterior Building Lighting | Commercial | Lighting | 0.0082417 | 0.0087896 | 37.8323 | -15.0835 | All Btype | Exterior Lighting: Parking Lot - MH 400W - New | 0.026878 | 0.033557 | 0.032219 | 0.034724 | 0.038732 | 0.045822 | 0.045936 | 0.043459 | 0.053574 | 0.052873 | 0.054374 | 0.051479 | 0.051606 | 0.052638 | 0.053875 | 0.056353 | 0.057901 | 0.059502 | 0.05574 | 0.056389 | 0.95763 | 1.0532 | 0.94425 | 1.037 | 0.6924 | 0.55066 | 0.41459 | 0.46519 | 0.62829 | 0.84046 | 1.0285 | 1.0068 | 1.0522 |  | 3.0679 | 2.4261 | 2.2611 | 2.0666 | 1.9076 | 1.7645 | 1.9013 | 2.0678 | 2.167 | 2.5112 | 2.8143 | 3.1632 | 2.9171
LO80Fast | New | Exterior Building Lighting | Commercial | Lighting | 0.00049898 | 0.00053212 | 2.2905 | -18.7736 | All Btype | Exterior Lighting: Parking Lot - MH 1000W - New | 0.0016273 | 0.0020317 | 0.0019506 | 0.0021023 | 0.0023449 | 0.0027742 | 0.0027811 | 0.0026311 | 0.0032435 | 0.0032011 | 0.0032919 | 0.0031167 | 0.0031244 | 0.0031868 | 0.0032618 | 0.0034118 | 0.0035055 | 0.0036024 | 0.0033747 | 0.003414 | 0.057978 | 0.064315 | 0.057661 | 0.063326 | 0.042282 | 0.033626 | 0.025317 | 0.028407 | 0.038366 | 0.051323 | 0.062807 | 0.061478 | 0.064255 |  | 0.18531 | 0.14648 | 0.13647 | 0.12465 | 0.1151 | 0.1065 | 0.11473 | 0.12473 | 0.13067 | 0.15145 | 0.17008 | 0.19115 | 3.7289
LO80Fast | NR | Exterior Building Lighting | Commercial | Lighting | 0.0029789 | 0.003181 | 13.6762 | 21.8601 | All Btype | Exterior Lighting: Parking Lot - HPS 250W - NR | 0.15012 | 0.16355 | 0.17375 | 0.18099 | 0.18578 | 0.18921 | 0.19063 | 0.19105 | 0.19095 | 0.19101 | 0.19014 | 0.18927 | 0.18842 | 0.18759 | 0.18676 | 0.18595 | 0.18514 | 0.18433 | 0.18353 | 0.18274 | 0.98015 | 0.31294 | 0.28056 | 0.30812 | 0.20573 | 0.16361 | 0.12318 | 0.13822 | 0.18668 | 0.24972 | 0.3056 | 0.29913 | 0.31264 |  | 1.1624 | 0.92737 | 0.86999 | 0.80557 | 0.7371 | 0.67889 | 0.73386 | 0.80382 | 0.84777 | 0.97998 | 1.0549 | 1.1884 | 1.1415
LO80Fast | NR | Exterior Building Lighting | Commercial | Lighting | 0.033671 | 0.035903 | 154.5583 | -26.0037 | All Btype | Exterior Lighting: Walkway - HID 150W - NR | 1.2724 | 1.3863 | 1.4727 | 1.5341 | 1.5746 | 1.6037 | 1.6158 | 1.6193 | 1.6185 | 1.619 | 1.6116 | 1.6043 | 1.5971 | 1.59 | 1.583 | 1.5761 | 1.5692 | 1.5624 | 1.5556 | 1.5489 | 8.3078 | 4.4138 | 3.9571 | 4.3459 | 2.9017 | 2.3077 | 1.7374 | 1.9495 | 2.633 | 3.5222 | 4.3102 | 4.2191 | 4.4096 |  | 12.4463 | 9.8291 | 9.1512 | 8.3472 | 7.7152 | 7.1416 | 7.6911 | 8.3555 | 8.7474 | 10.141 | 11.436 | 12.8494 | 5.0616
LO80Fast | NR | Exterior Building Lighting | Commercial | Lighting | 0.033776 | 0.036014 | 155.0389 | -28.2612 | All Btype | Exterior Lighting: Façade - HID 150W - NR | 1.2764 | 1.3906 | 1.4773 | 1.5388 | 1.5795 | 1.6087 | 1.6208 | 1.6243 | 1.6235 | 1.6241 | 1.6166 | 1.6093 | 1.602 | 1.595 | 1.5879 | 1.581 | 1.5741 | 1.5673 | 1.5604 | 1.5537 | 8.3336 | 4.4328 | 3.9742 | 4.3646 | 2.9142 | 2.3176 | 1.7449 | 1.9579 | 2.6444 | 3.5374 | 4.3288 | 4.2373 | 4.4287 |  | 12.4808 | 9.8558 | 9.1755 | 8.3686 | 7.7355 | 7.1606 | 7.7114 | 8.3771 | 8.7696 | 10.1669 | 11.4686 | 12.8858 | 5.6971
LO80Fast | NR | Exterior Building Lighting | Commercial | Lighting | 0.0009827 | 0.0010478 | 4.5108 | -146.8287 | All Btype | Exterior Lighting: Walkway - INC 75W - NR | 0.20764 | 0.22622 | 0.24032 | 0.25034 | 0.25696 | 0.26171 | 0.26367 | 0.26425 | 0.26411 | 0.2642 | 0.263 | 0.2618 | 0.26062 | 0.25947 | 0.25832 | 0.25719 | 0.25607 | 0.25496 | 0.25385 | 0.25275 | 0.24246 | 0.12986 | 0.11643 | 0.12787 | 0.085374 | 0.067897 | 0.05112 | 0.057358 | 0.077469 | 0.10363 | 0.12682 | 0.12414 | 0.12974 |  | 0.36242 | 0.28609 | 0.26626 | 0.24271 | 0.22443 | 0.20779 | 0.22375 | 0.24299 | 0.2543 | 0.29485 | 0.33318 | 0.37431 | 6.852
LO80Fast | NR | Exterior Building Lighting | Commercial | Lighting | 0.010855 | 0.011575 | 49.8286 | -27.9053 | All Btype | Exterior Lighting: Façade - HID 400W - NR | 0.61533 | 0.67039 | 0.71217 | 0.74186 | 0.76147 | 0.77555 | 0.78137 | 0.78308 | 0.78268 | 0.78294 | 0.77937 | 0.77581 | 0.77233 | 0.76892 | 0.7655 | 0.76217 | 0.75886 | 0.75556 | 0.75228 | 0.74901 | 2.6784 | 1.4126 | 1.2665 | 1.3909 | 0.92868 | 0.73856 | 0.55607 | 0.62393 | 0.84268 | 1.1273 | 1.3795 | 1.3503 | 1.4113 |  | 4.0207 | 3.1765 | 2.9583 | 2.7 | 2.4946 | 2.3087 | 2.4867 | 2.7024 | 2.8299 | 3.2804 | 3.6926 | 4.1494 | 6.2761
LO80Fast | NR | Exterior Building Lighting | Commercial | Lighting | 0.0034068 | 0.0036347 | 15.6391 | 34.6772 | All Btype | Exterior Lighting: Walkway - CFL 26W - NR | 0.309 | 0.33665 | 0.35763 | 0.37254 | 0.38239 | 0.38946 | 0.39238 | 0.39324 | 0.39304 | 0.39317 | 0.39138 | 0.38959 | 0.38784 | 0.38613 | 0.38442 | 0.38274 | 0.38108 | 0.37942 | 0.37777 | 0.37613 | 0.84063 | 0.41042 | 0.36796 | 0.40411 | 0.26982 | 0.21458 | 0.16156 | 0.18128 | 0.24483 | 0.32752 | 0.4008 | 0.39232 | 0.41004 |  | 1.2879 | 1.0214 | 0.95406 | 0.87584 | 0.80604 | 0.74453 | 0.80309 | 0.87552 | 0.9195 | 1.0647 | 1.1772 | 1.3242 | 0.96108
LO80Fast | NR | Exterior Building Lighting | Commercial | Lighting | 0.0090481 | 0.0096557 | 41.5369 | -1.392 | All Btype | Exterior Lighting: Parking Lot - MH 400W - NR | 0.68391 | 0.74511 | 0.79155 | 0.82455 | 0.84635 | 0.86199 | 0.86846 | 0.87036 | 0.86991 | 0.87021 | 0.86623 | 0.86228 | 0.85841 | 0.85463 | 0.85083 | 0.84712 | 0.84344 | 0.83977 | 0.83613 | 0.8325 | 2.9769 | 1.0532 | 0.94425 | 1.037 | 0.6924 | 0.55066 | 0.41459 | 0.46519 | 0.62829 | 0.84046 | 1.0285 | 1.0068 | 1.0522 |  | 3.4495 | 2.7403 | 2.5625 | 2.358 | 2.1666 | 1.9997 | 2.1583 | 2.356 | 2.4772 | 2.8669 | 3.147 | 3.5413 | 1.8565
LO80Fast | NR | Exterior Building Lighting | Commercial | Lighting | 0.00054177 | 0.00057808 | 2.4871 | -6.2628 | All Btype | Exterior Lighting: Parking Lot - MH 1000W - NR | 0.04095 | 0.044614 | 0.047395 | 0.049371 | 0.050676 | 0.051612 | 0.052 | 0.052114 | 0.052087 | 0.052104 | 0.051867 | 0.05163 | 0.051398 | 0.051172 | 0.050944 | 0.050722 | 0.050502 | 0.050282 | 0.050064 | 0.049847 | 0.17824 | 0.064315 | 0.057661 | 0.063326 | 0.042282 | 0.033626 | 0.025317 | 0.028407 | 0.038366 | 0.051323 | 0.062807 | 0.061478 | 0.064255 |  | 0.20555 | 0.16315 | 0.15246 | 0.14011 | 0.12885 | 0.11898 | 0.12837 | 0.14002 | 0.14713 | 0.17033 | 0.18773 | 0.21121 | 2.2061
LO12Med | New | HPWH ResType | Commercial | Water Heating | 0.073069 | 0.052803 | 767.6748 | 83.8295 | All Buildings | HPWH ResType-Low Volume-New | 0.012411 | 0.029505 | 0.038666 | 0.049311 | 0.079721 | 0.10162 | 0.10482 | 0.10812 | 0.13805 | 0.14424 | 0.15256 | 0.14434 | 0.13978 | 0.14619 | 0.15387 | 0.15587 | 0.16971 | 0.18749 | 0.1625 | 0.16836 | 2.3871 | 12.1378 | 11.3797 | 12.7313 | 10.7164 | 10.874 | 9.5777 | 9.7783 | 9.5813 | 8.8983 | 9.4019 | 10.4005 | 11.3487 | 0 | 54.9548 | 52.5812 | 59.965 | 56.0405 | 59.0896 | 53.0299 | 53.5476 | 52.6286 | 48.7478 | 49.8755 | 48.8631 | 51.5253 | 0.45057
LO12Med | New | HPWH ResType | Commercial | Water Heating | 0.14072 | 0.095963 | 1472.103 | 34.9259 | All Buildings | HPWH ResType-Med Volume-New | 0.0035645 | 0.0071758 | 0.011927 | 0.019587 | 0.024615 | 0.034688 | 0.038761 | 0.035956 | 0.054469 | 0.054108 | 0.059732 | 0.057895 | 0.061889 | 0.061977 | 0.063592 | 0.065081 | 0.066856 | 0.061539 | 0.062426 | 0.061923 | 0.90776 | 22.0516 | 20.8358 | 23.5363 | 19.8636 | 20.5098 | 18.4592 | 19.9822 | 19.7371 | 17.2872 | 17.6113 | 19.1871 | 20.6089 | 0 | 98.6664 | 95.6055 | 111.3689 | 104.6768 | 114.2911 | 106.0515 | 113.3211 | 111.74 | 98.2377 | 95.6408 | 90.5836 | 92.2495 | 0.88117
LO12Med | New | HPWH ResType | Commercial | Water Heating | 0.25982 | 0.18479 | 2694.5731 | 10.4455 | All Buildings | HPWH ResType-High Volume-New | 0.010623 | 0.03231 | 0.031842 | 0.042179 | 0.06036 | 0.088114 | 0.10902 | 0.1256 | 0.15988 | 0.16503 | 0.16776 | 0.16132 | 0.18845 | 0.18937 | 0.1993 | 0.20919 | 0.21808 | 0.21976 | 0.20739 | 0.20574 | 2.7913 | 41.8131 | 39.0111 | 43.5706 | 36.6809 | 37.3219 | 33.2257 | 34.9652 | 34.3949 | 30.9804 | 32.2435 | 35.6449 | 39.1013 | 0 | 192.4423 | 182.483 | 207.7949 | 193.9952 | 206.2738 | 187.9726 | 195.4025 | 192.2965 | 173.3015 | 173.7618 | 169.5574 | 180.338 | 1.6602
LO5Med | NR | HPWH ResType | Commercial | Water Heating | 0.073069 | 0.052803 | 767.6748 | 83.8295 | All Buildings | HPWH ResType-Low Volume-NR | 0.027525 | 0.060931 | 0.10138 | 0.14783 | 0.20028 | 0.26103 | 0.32699 | 0.39356 | 0.45534 | 0.50738 | 0.5464 | 0.57177 | 0.58531 | 0.69251 | 0.69571 | 0.66723 | 0.64943 | 0.65305 | 0.64256 | 0.62359 | 12.637 | 12.1378 | 11.3797 | 12.7313 | 10.7164 | 10.874 | 9.5777 | 9.7783 | 9.5813 | 8.8983 | 9.4019 | 10.4005 | 11.3487 | 0 | 54.9548 | 52.5812 | 59.965 | 56.0405 | 59.0896 | 53.0299 | 53.5476 | 52.6286 | 48.7478 | 49.8755 | 48.8631 | 51.5253 | 0.45057
LO5Med | NR | HPWH ResType | Commercial | Water Heating | 0.14072 | 0.095963 | 1472.103 | 34.9259 | All Buildings | HPWH ResType-Med Volume-NR | 0.014679 | 0.032578 | 0.054341 | 0.079445 | 0.1079 | 0.14098 | 0.17705 | 0.21363 | 0.24778 | 0.27678 | 0.29881 | 0.31345 | 0.32167 | 0.35438 | 0.35029 | 0.34856 | 0.34924 | 0.34399 | 0.34295 | 0.33806 | 6.7651 | 22.0516 | 20.8358 | 23.5363 | 19.8636 | 20.5098 | 18.4592 | 19.9822 | 19.7371 | 17.2872 | 17.6113 | 19.1871 | 20.6089 | 0 | 98.6664 | 95.6055 | 111.3689 | 104.6768 | 114.2911 | 106.0515 | 113.3211 | 111.74 | 98.2377 | 95.6408 | 90.5836 | 92.2495 | 0.88117
LO5Med | NR | HPWH ResType | Commercial | Water Heating | 0.25982 | 0.18479 | 2694.5731 | 10.4455 | All Buildings | HPWH ResType-High Volume-NR | 0.030093 | 0.066722 | 0.11119 | 0.1624 | 0.22035 | 0.28764 | 0.36088 | 0.43502 | 0.50409 | 0.56255 | 0.60675 | 0.63587 | 0.65191 | 0.71178 | 0.70342 | 0.69941 | 0.69981 | 0.68934 | 0.68661 | 0.67682 | 13.7091 | 41.8131 | 39.0111 | 43.5706 | 36.6809 | 37.3219 | 33.2257 | 34.9652 | 34.3949 | 30.9804 | 32.2435 | 35.6449 | 39.1013 | 0 | 192.4423 | 182.483 | 207.7949 | 193.9952 | 206.2738 | 187.9726 | 195.4025 | 192.2965 | 173.3015 | 173.7618 | 169.5574 | 180.338 | 1.6602
LO12Med | New | HPWH ResType | Commercial | Water Heating | 1.581 | 0.80995 | 12393.0362 | 10.359 | All Buildings | HPWH Com Type-Low Volume-New | 0.0048423 | 0.01105 | 0.014914 | 0.020483 | 0.027701 | 0.037911 | 0.042118 | 0.04299 | 0.056146 | 0.057788 | 0.061612 | 0.059986 | 0.061461 | 0.063771 | 0.066157 | 0.069941 | 0.071868 | 0.073857 | 0.069188 | 0.069994 | 0.98378 | 188.284 | 186.1946 | 205.6317 | 256.3073 | 265.3763 | 274.7644 | 244.2896 | 235.0358 | 238.2171 | 240.5685 | 241.0142 | 152.0475 | 0 | 589.5559 | 513.2737 | 661.5 | 730.656 | 945.1647 | 1030.4768 | 983.4094 | 942.1917 | 905.9134 | 864.367 | 838.4287 | 660.3676 | 1.596
LO12Med | New | HPWH ResType | Commercial | Water Heating | 2.6784 | 1.2995 | 21021.2143 | -0.80403 | All Buildings | HPWH Com Type-Med Volume-New | 0.01056 | 0.024097 | 0.032524 | 0.04467 | 0.060411 | 0.082679 | 0.091853 | 0.093755 | 0.12245 | 0.12603 | 0.13437 | 0.13082 | 0.13404 | 0.13908 | 0.14428 | 0.15253 | 0.15673 | 0.16107 | 0.15089 | 0.15265 | 2.1455 | 302.1154 | 301.6678 | 336.2596 | 422.4876 | 442.5905 | 463.8371 | 429.3976 | 415.7737 | 404.4687 | 399.4628 | 395.84 | 242.3494 | 0 | 912.8919 | 805.9128 | 1079.3882 | 1204.6825 | 1617.4548 | 1805.0356 | 1816.4838 | 1749.9373 | 1601.0664 | 1464.3864 | 1376.1703 | 1031.5541 | 2.4574
LO12Med | New | HPWH ResType | Commercial | Water Heating | 4.388 | 2.2462 | 34406.6047 | -7.2726 | All Buildings | HPWH Com Type-High Volume-New | 0.0003841 | 0.00087647 | 0.001183 | 0.0016248 | 0.0021973 | 0.0030072 | 0.0033409 | 0.0034101 | 0.0044536 | 0.0045839 | 0.0048872 | 0.0047582 | 0.0048752 | 0.0050585 | 0.0052477 | 0.0055479 | 0.0057007 | 0.0058585 | 0.0054881 | 0.0055521 | 0.078036 | 513.4666 | 504.7516 | 556.6162 | 690.5188 | 716.1027 | 744.6439 | 676.9532 | 653.4745 | 647.7631 | 648.4785 | 650.1106 | 416.1787 | 0 | 1663.6341 | 1435.2249 | 1835.8269 | 2012.9854 | 2610.5301 | 2865.2217 | 2812.3043 | 2702.293 | 2530.0627 | 2376.5964 | 2297.3209 | 1845.546 | 3.5432
LO5Med | NR | HPWH ResType | Commercial | Water Heating | 1.581 | 0.80995 | 12393.0362 | 10.359 | All Buildings | HPWH Com Type-Low Volume-NR | 0.024813 | 0.055036 | 0.091748 | 0.13405 | 0.18197 | 0.23762 | 0.29824 | 0.35965 | 0.41692 | 0.46546 | 0.50222 | 0.52654 | 0.54004 | 0.58519 | 0.58378 | 0.57307 | 0.56735 | 0.56271 | 0.5598 | 0.55333 | 11.2924 | 188.284 | 186.1946 | 205.6317 | 256.3073 | 265.3763 | 274.7644 | 244.2896 | 235.0358 | 238.2171 | 240.5685 | 241.0142 | 152.0475 | 0 | 589.5559 | 513.2737 | 661.5 | 730.656 | 945.1647 | 1030.4768 | 983.4094 | 942.1917 | 905.9134 | 864.367 | 838.4287 | 660.3676 | 1.596
LO5Med | NR | HPWH ResType | Commercial | Water Heating | 2.6784 | 1.2995 | 21021.2143 | -0.80404 | All Buildings | HPWH Com Type-Med Volume-NR | 0.054113 | 0.12002 | 0.20009 | 0.29235 | 0.39684 | 0.51822 | 0.65042 | 0.78435 | 0.90924 | 1.0151 | 1.0953 | 1.1483 | 1.1777 | 1.2762 | 1.2731 | 1.2498 | 1.2373 | 1.2272 | 1.2208 | 1.2067 | 24.6269 | 302.1154 | 301.6678 | 336.2596 | 422.4876 | 442.5905 | 463.8371 | 429.3976 | 415.7737 | 404.4687 | 399.4628 | 395.84 | 242.3494 | 0 | 912.8919 | 805.9128 | 1079.3882 | 1204.6825 | 1617.4548 | 1805.0356 | 1816.4838 | 1749.9373 | 1601.0664 | 1464.3864 | 1376.1703 | 1031.5541 | 2.4574
LO5Med | NR | HPWH ResType | Commercial | Water Heating | 4.388 | 2.2462 | 34406.6047 | -7.2726 | All Buildings | HPWH Com Type-High Volume-NR | 0.0019682 | 0.0043656 | 0.0072777 | 0.010633 | 0.014434 | 0.018849 | 0.023657 | 0.028528 | 0.033071 | 0.036921 | 0.039837 | 0.041766 | 0.042837 | 0.18657 | 0.18982 | 0.15985 | 0.14764 | 0.13925 | 0.13698 | 0.12196 | 1.6617 | 513.4666 | 504.7516 | 556.6162 | 690.5188 | 716.1027 | 744.6439 | 676.9532 | 653.4745 | 647.7631 | 648.4785 | 650.1106 | 416.1787 | 0 | 1663.6341 | 1435.2249 | 1835.8269 | 2012.9854 | 2610.5301 | 2865.2217 | 2812.3043 | 2702.293 | 2530.0627 | 2376.5964 | 2297.3209 | 1845.546 | 3.5432
LO5Med | NR | HeatPumps | Commercial | HVAC | 2.3527e-05 | 1.7419e-05 | 0.26688 | 32.639 | Large Off | HeatPumps-NR-Large Off | 0.00057058 | 0.0012673 | 0.0021157 | 0.0030956 | 0.0042079 | 0.0055026 | 0.006916 | 0.0083516 | 0.0096948 | 0.010838 | 0.011711 | 0.012294 | 0.012627 | 0.012761 | 0.012723 | 0.012866 | 0.012813 | 0.012735 | 0.012681 | 0.01263 | 0.19821 | 0.0040017 | 0.0035946 | 0.0038191 | 0.0036765 | 0.0033624 | 0.003061 | 0.0030256 | 0.0029456 | 0.0030699 | 0.003581 | 0.0036004 | 0.0040062 | 0 | 0.019895 | 0.017568 | 0.019345 | 0.018506 | 0.018992 | 0.018481 | 0.018643 | 0.018246 | 0.018176 | 0.019149 | 0.018329 | 0.019806 | 0.92513
LO5Med | NR | HeatPumps | Commercial | HVAC | 2.7376e-05 | 2.0269e-05 | 0.31054 | 22.3383 | Medium Off | HeatPumps-NR-Medium Off | 0.0036788 | 0.0081713 | 0.013641 | 0.019959 | 0.027131 | 0.035479 | 0.044591 | 0.053847 | 0.062508 | 0.069881 | 0.075505 | 0.079269 | 0.081413 | 0.082277 | 0.08203 | 0.083482 | 0.083124 | 0.082497 | 0.082018 | 0.081678 | 1.307 | 0.0046564 | 0.0041828 | 0.004444 | 0.004278 | 0.0039126 | 0.0035618 | 0.0035206 | 0.0034275 | 0.0035722 | 0.0041669 | 0.0041895 | 0.0046617 | 0 | 0.02315 | 0.020442 | 0.02251 | 0.021533 | 0.022099 | 0.021505 | 0.021693 | 0.021231 | 0.02115 | 0.022282 | 0.021327 | 0.023047 | 1.1744
LO5Med | NR | HeatPumps | Commercial | HVAC | 5.4992e-05 | 4.0715e-05 | 0.62381 | 25.6324 | Small Off | HeatPumps-NR-Small Off | 0.0065562 | 0.014562 | 0.02431 | 0.03557 | 0.048351 | 0.063227 | 0.079467 | 0.095963 | 0.1114 | 0.12454 | 0.13456 | 0.14127 | 0.14509 | 0.14663 | 0.14619 | 0.1468 | 0.14631 | 0.14566 | 0.14509 | 0.14459 | 2.221 | 0.0093537 | 0.0084022 | 0.0089269 | 0.0085935 | 0.0078594 | 0.0071549 | 0.007072 | 0.006885 | 0.0071756 | 0.0083702 | 0.0084157 | 0.0093642 | 0 | 0.046503 | 0.041063 | 0.045216 | 0.043255 | 0.044391 | 0.043198 | 0.043577 | 0.042648 | 0.042485 | 0.044759 | 0.042841 | 0.046295 | 1.0812
LO5Med | NR | HeatPumps | Commercial | HVAC | 1.6639e-05 | 1.2319e-05 | 0.18875 | 52.7314 | XLarge Ret | HeatPumps-NR-XLarge Ret | 8.579e-05 | 0.00019025 | 0.00031709 | 0.00046321 | 0.00062864 | 0.00082074 | 0.0010299 | 0.0012417 | 0.0014391 | 0.0016062 | 0.0017327 | 0.0018162 | 0.0018623 | 0.0018791 | 0.0018704 | 0.0018775 | 0.001868 | 0.0018621 | 0.0018593 | 0.0018469 | 0.028768 | 0.0028301 | 0.0025423 | 0.002701 | 0.0026002 | 0.002378 | 0.0021649 | 0.0021398 | 0.0020832 | 0.0021711 | 0.0025326 | 0.0025463 | 0.0028333 | 0 | 0.014071 | 0.012424 | 0.013681 | 0.013088 | 0.013432 | 0.013071 | 0.013185 | 0.012904 | 0.012855 | 0.013543 | 0.012963 | 0.014008 | 0.65429
LO5Med | NR | HeatPumps | Commercial | HVAC | 1.6639e-05 | 1.2319e-05 | 0.18875 | 47.0122 | Large Ret | HeatPumps-NR-Large Ret | 0 | 0 | 0 | 0 | 0 | 0 | 0 | 0 | 0 | 0 | 0 | 0 | 0 | 0 | 0 | 0 | 0 | 0 | 0 | 0 | 0 | 0.0028301 | 0.0025423 | 0.002701 | 0.0026002 | 0.002378 | 0.0021649 | 0.0021398 | 0.0020832 | 0.0021711 | 0.0025326 | 0.0025463 | 0.0028333 | 0 | 0.014071 | 0.012424 | 0.013681 | 0.013088 | 0.013432 | 0.013071 | 0.013185 | 0.012904 | 0.012855 | 0.013543 | 0.012963 | 0.014008 | 0.71377
LO5Med | NR | HeatPumps | Commercial | HVAC | 5.6224e-05 | 4.1628e-05 | 0.63779 | 2.7194 | Medium Ret | HeatPumps-NR-Medium Ret | 0.0010588 | 0.002348 | 0.0039135 | 0.0057169 | 0.0077586 | 0.010129 | 0.012711 | 0.015325 | 0.017761 | 0.019824 | 0.021385 | 0.022415 | 0.022984 | 0.023191 | 0.023084 | 0.023323 | 0.0232 | 0.023153 | 0.023196 | 0.022992 | 0.36875 | 0.0095633 | 0.0085905 | 0.009127 | 0.0087861 | 0.0080356 | 0.0073152 | 0.0072306 | 0.0070394 | 0.0073364 | 0.0085578 | 0.0086043 | 0.0095741 | 0 | 0.047546 | 0.041983 | 0.04623 | 0.044225 | 0.045386 | 0.044166 | 0.044553 | 0.043604 | 0.043437 | 0.045763 | 0.043802 | 0.047333 | 2.4119
LO5Med | NR | HeatPumps | Commercial | HVAC | 5.6224e-05 | 4.1628e-05 | 0.63779 | 24.722 | Small Ret | HeatPumps-NR-Small Ret | 0.00093331 | 0.0020697 | 0.0034496 | 0.0050392 | 0.0068389 | 0.0089288 | 0.011204 | 0.013508 | 0.015656 | 0.017474 | 0.01885 | 0.019758 | 0.02026 | 0.020442 | 0.020348 | 0.020387 | 0.020286 | 0.020204 | 0.020141 | 0.020023 | 0.30871 | 0.0095633 | 0.0085905 | 0.009127 | 0.0087861 | 0.0080356 | 0.0073152 | 0.0072306 | 0.0070394 | 0.0073364 | 0.0085578 | 0.0086043 | 0.0095741 | 0 | 0.047546 | 0.041983 | 0.04623 | 0.044225 | 0.045386 | 0.044166 | 0.044553 | 0.043604 | 0.043437 | 0.045763 | 0.043802 | 0.047333 | 1.1054
LO5Med | NR | HeatPumps | Commercial | HVAC | 5.4992e-05 | 4.0715e-05 | 0.62381 | 3.1367 | School K-12 | HeatPumps-NR-School K-12 | 0.00087991 | 0.0019562 | 0.0032686 | 0.0047868 | 0.0065127 | 0.0085242 | 0.010723 | 0.012961 | 0.015059 | 0.016851 | 0.018223 | 0.019149 | 0.019684 | 0.019911 | 0.01987 | 0.019963 | 0.019914 | 0.019864 | 0.019812 | 0.019759 | 0.30376 | 0.0093537 | 0.0084022 | 0.0089269 | 0.0085935 | 0.0078594 | 0.0071549 | 0.007072 | 0.006885 | 0.0071756 | 0.0083702 | 0.0084157 | 0.0093642 | 0 | 0.046503 | 0.041063 | 0.045216 | 0.043255 | 0.044391 | 0.043198 | 0.043577 | 0.042648 | 0.042485 | 0.044759 | 0.042841 | 0.046295 | 2.359
LO5Med | NR | HeatPumps | Commercial | HVAC | 6.4716e-05 | 4.7915e-05 | 0.73411 | 0.27652 | University | HeatPumps-NR-University | 0.001446 | 0.0032138 | 0.0053683 | 0.0078594 | 0.01069 | 0.013987 | 0.017591 | 0.021255 | 0.024688 | 0.027617 | 0.029857 | 0.031365 | 0.032232 | 0.032594 | 0.032516 | 0.032616 | 0.032522 | 0.032456 | 0.032359 | 0.032278 | 0.49418 | 0.011008 | 0.0098879 | 0.010505 | 0.010113 | 0.0092492 | 0.00842 | 0.0083226 | 0.0081025 | 0.0084445 | 0.0098503 | 0.0099038 | 0.01102 | 0 | 0.054726 | 0.048324 | 0.053212 | 0.050904 | 0.052241 | 0.050837 | 0.051282 | 0.050189 | 0.049997 | 0.052674 | 0.050417 | 0.054481 | 2.7761
LO5Med | NR | HeatPumps | Commercial | HVAC | 6.3252e-06 | 4.683e-06 | 0.07175 | 149.5935 | Warehouse | HeatPumps-NR-Warehouse | 3.1142e-05 | 6.9051e-05 | 0.00011508 | 0.00016808 | 0.00022808 | 0.00029775 | 0.00037358 | 0.00045035 | 0.00052188 | 0.00058243 | 0.00062821 | 0.0006584 | 0.00067503 | 0.00068102 | 0.00067781 | 0.00067895 | 0.00067664 | 0.0006729 | 0.00066941 | 0.00066493 | 0.010251 | 0.0010759 | 0.00096642 | 0.0010268 | 0.00098843 | 0.00090399 | 0.00082295 | 0.00081343 | 0.00079192 | 0.00082534 | 0.00096275 | 0.00096797 | 0.0010771 | 0 | 0.0053488 | 0.004723 | 0.0052008 | 0.0049752 | 0.0051059 | 0.0049687 | 0.0050122 | 0.0049054 | 0.0048866 | 0.0051482 | 0.0049276 | 0.0053249 | 0.27133
LO5Med | NR | HeatPumps | Commercial | HVAC | 1.8286e-05 | 1.3539e-05 | 0.20743 | 41.3457 | Supermarket | HeatPumps-NR-Supermarket | 0.00037941 | 0.00084129 | 0.001402 | 0.0020478 | 0.0027789 | 0.0036276 | 0.0045515 | 0.0054868 | 0.0063583 | 0.007096 | 0.0076538 | 0.0080216 | 0.0082242 | 0.0082972 | 0.0082581 | 0.0082927 | 0.0082506 | 0.008206 | 0.0081642 | 0.0081245 | 0.1259 | 0.0031103 | 0.0027939 | 0.0029684 | 0.0028575 | 0.0026134 | 0.0023791 | 0.0023516 | 0.0022894 | 0.0023861 | 0.0027833 | 0.0027984 | 0.0031138 | 0 | 0.015463 | 0.013654 | 0.015035 | 0.014383 | 0.014761 | 0.014364 | 0.01449 | 0.014181 | 0.014127 | 0.014884 | 0.014246 | 0.015394 | 0.78442
LO5Med | NR | HeatPumps | Commercial | HVAC | 1.8286e-05 | 1.3539e-05 | 0.20743 | 108.9977 | MiniMart | HeatPumps-NR-MiniMart | 0.00019271 | 0.00042829 | 0.00071542 | 0.0010474 | 0.0014246 | 0.001864 | 0.0023442 | 0.0028325 | 0.0032901 | 0.0036804 | 0.003979 | 0.0041799 | 0.0042955 | 0.0043437 | 0.0043333 | 0.0043447 | 0.0043329 | 0.0043214 | 0.0043091 | 0.0043189 | 0.065965 | 0.0031103 | 0.0027939 | 0.0029684 | 0.0028575 | 0.0026134 | 0.0023791 | 0.0023516 | 0.0022894 | 0.0023861 | 0.0027833 | 0.0027984 | 0.0031138 | 0 | 0.015463 | 0.013654 | 0.015035 | 0.014383 | 0.014761 | 0.014364 | 0.01449 | 0.014181 | 0.014127 | 0.014884 | 0.014246 | 0.015394 | 0.35953
LO5Med | NR | HeatPumps | Commercial | HVAC | 5.6224e-05 | 4.1628e-05 | 0.63779 | 2.7194 | Restaurant | HeatPumps-NR-Restaurant | 0.00080021 | 0.0017667 | 0.0029316 | 0.0042636 | 0.0057606 | 0.0074878 | 0.0093544 | 0.011228 | 0.012956 | 0.014397 | 0.015461 | 0.016135 | 0.016471 | 0.016546 | 0.016397 | 0.016549 | 0.016356 | 0.016179 | 0.016018 | 0.015863 | 0.25259 | 0.0095633 | 0.0085905 | 0.009127 | 0.0087861 | 0.0080356 | 0.0073152 | 0.0072306 | 0.0070394 | 0.0073364 | 0.0085578 | 0.0086043 | 0.0095741 | 0 | 0.047546 | 0.041983 | 0.04623 | 0.044225 | 0.045386 | 0.044166 | 0.044553 | 0.043604 | 0.043437 | 0.045763 | 0.043802 | 0.047333 | 2.4119
LO5Med | NR | HeatPumps | Commercial | HVAC | 5.4992e-05 | 4.0715e-05 | 0.62381 | 4.8671 | Lodging | HeatPumps-NR-Lodging | 0.0011703 | 0.0025975 | 0.0043333 | 0.0063359 | 0.0086064 | 0.011247 | 0.014125 | 0.017045 | 0.019773 | 0.02209 | 0.023851 | 0.025022 | 0.025681 | 0.025935 | 0.025839 | 0.025985 | 0.025835 | 0.025704 | 0.025596 | 0.025501 | 0.39322 | 0.0093537 | 0.0084022 | 0.0089269 | 0.0085935 | 0.0078594 | 0.0071549 | 0.007072 | 0.006885 | 0.0071756 | 0.0083702 | 0.0084157 | 0.0093642 | 0 | 0.046503 | 0.041063 | 0.045216 | 0.043255 | 0.044391 | 0.043198 | 0.043577 | 0.042648 | 0.042485 | 0.044759 | 0.042841 | 0.046295 | 2.1624
LO5Med | NR | HeatPumps | Commercial | HVAC | 6.4716e-05 | 4.7915e-05 | 0.73411 | 1.747 | Hospital | HeatPumps-NR-Hospital | 0.0012304 | 0.00273 | 0.0045524 | 0.0066535 | 0.0090342 | 0.011801 | 0.014816 | 0.017871 | 0.020723 | 0.023141 | 0.024976 | 0.026192 | 0.026871 | 0.027126 | 0.027015 | 0.027726 | 0.027761 | 0.027669 | 0.027423 | 0.027345 | 0.46449 | 0.011008 | 0.0098879 | 0.010505 | 0.010113 | 0.0092492 | 0.00842 | 0.0083226 | 0.0081025 | 0.0084445 | 0.0098503 | 0.0099038 | 0.01102 | 0 | 0.054726 | 0.048324 | 0.053212 | 0.050904 | 0.052241 | 0.050837 | 0.051282 | 0.050189 | 0.049997 | 0.052674 | 0.050417 | 0.054481 | 2.5448
LO5Med | NR | HeatPumps | Commercial | HVAC | 6.4716e-05 | 4.7915e-05 | 0.73411 | 0.27652 | Residential Care | HeatPumps-NR-Residential Care | 0.00124 | 0.0027513 | 0.0045879 | 0.0067055 | 0.0091048 | 0.011893 | 0.014931 | 0.018011 | 0.020884 | 0.023322 | 0.025171 | 0.026397 | 0.027081 | 0.027338 | 0.027226 | 0.027698 | 0.02759 | 0.027467 | 0.027368 | 0.027234 | 0.44346 | 0.011008 | 0.0098879 | 0.010505 | 0.010113 | 0.0092492 | 0.00842 | 0.0083226 | 0.0081025 | 0.0084445 | 0.0098503 | 0.0099038 | 0.01102 | 0 | 0.054726 | 0.048324 | 0.053212 | 0.050904 | 0.052241 | 0.050837 | 0.051282 | 0.050189 | 0.049997 | 0.052674 | 0.050417 | 0.054481 | 2.7761
LO5Med | NR | HeatPumps | Commercial | HVAC | 1.6639e-05 | 1.2319e-05 | 0.18875 | 47.0122 | Assembly | HeatPumps-NR-Assembly | 0.0009753 | 0.0021631 | 0.0036057 | 0.0052678 | 0.0071499 | 0.0093359 | 0.011716 | 0.014127 | 0.016375 | 0.018279 | 0.019721 | 0.020673 | 0.0212 | 0.021394 | 0.021298 | 0.021456 | 0.021509 | 0.021247 | 0.021132 | 0.021046 | 0.33225 | 0.0028301 | 0.0025423 | 0.002701 | 0.0026002 | 0.002378 | 0.0021649 | 0.0021398 | 0.0020832 | 0.0021711 | 0.0025326 | 0.0025463 | 0.0028333 | 0 | 0.014071 | 0.012424 | 0.013681 | 0.013088 | 0.013432 | 0.013071 | 0.013185 | 0.012904 | 0.012855 | 0.013543 | 0.012963 | 0.014008 | 0.71377
LO5Med | NR | HeatPumps | Commercial | HVAC | 2.7376e-05 | 2.0269e-05 | 0.31054 | 22.3383 | Other | HeatPumps-NR-Other | 0.00088919 | 0.0019631 | 0.0032576 | 0.0047376 | 0.0064012 | 0.0083204 | 0.010395 | 0.012477 | 0.014396 | 0.015997 | 0.017181 | 0.017929 | 0.018303 | 0.018386 | 0.01822 | 0.018382 | 0.018292 | 0.018049 | 0.017854 | 0.01778 | 0.28652 | 0.0046564 | 0.0041828 | 0.004444 | 0.004278 | 0.0039126 | 0.0035618 | 0.0035206 | 0.0034275 | 0.0035722 | 0.0041669 | 0.0041895 | 0.0046617 | 0 | 0.02315 | 0.020442 | 0.02251 | 0.021533 | 0.022099 | 0.021505 | 0.021693 | 0.021231 | 0.02115 | 0.022282 | 0.021327 | 0.023047 | 1.1744
LO5Med | New | HeatPumps | Commercial | HVAC | 1.4103e-05 | 1.0442e-05 | 0.15998 | 65.0729 | Large Off | HeatPumps-New-Large Off | 7.2947e-05 | 0.00015762 | 0.00021535 | 0.00029975 | 0.00040391 | 0.0006164 | 0.00084976 | 0.0011416 | 0.0014267 | 0.0015639 | 0.0017769 | 0.0019256 | 0.0018093 | 0.0020474 | 0.002047 | 0.0022125 | 0.002234 | 0.0025052 | 0.0020878 | 0.002221 | 0.027615 | 0.0023988 | 0.0021548 | 0.0022893 | 0.0022038 | 0.0020156 | 0.0018349 | 0.0018137 | 0.0017657 | 0.0018402 | 0.0021466 | 0.0021582 | 0.0024015 | 0 | 0.011926 | 0.010531 | 0.011596 | 0.011093 | 0.011384 | 0.011078 | 0.011175 | 0.010937 | 0.010895 | 0.011479 | 0.010987 | 0.011873 | 0.55456
LO5Med | New | HeatPumps | Commercial | HVAC | 1.4025e-05 | 1.0384e-05 | 0.15909 | 58.7385 | Medium Off | HeatPumps-New-Medium Off | 0.00058475 | 0.001284 | 0.0017483 | 0.0022536 | 0.003091 | 0.0050559 | 0.0067964 | 0.0091081 | 0.011393 | 0.011902 | 0.0142 | 0.015476 | 0.014174 | 0.01666 | 0.01559 | 0.017455 | 0.017472 | 0.019493 | 0.015864 | 0.016947 | 0.21655 | 0.0023855 | 0.0021428 | 0.0022767 | 0.0021916 | 0.0020044 | 0.0018247 | 0.0018036 | 0.0017559 | 0.00183 | 0.0021347 | 0.0021463 | 0.0023882 | 0 | 0.01186 | 0.010472 | 0.011532 | 0.011032 | 0.011321 | 0.011017 | 0.011114 | 0.010877 | 0.010835 | 0.011415 | 0.010926 | 0.011807 | 0.60163
LO5Med | New | HeatPumps | Commercial | HVAC | 7.946e-06 | 5.8831e-06 | 0.090137 | 271.5215 | Small Off | HeatPumps-New-Small Off | 0.00010215 | 0.00022674 | 0.0003209 | 0.00042855 | 0.00057964 | 0.00091459 | 0.0012075 | 0.0016024 | 0.0020713 | 0.002215 | 0.0025811 | 0.0028041 | 0.0026449 | 0.0030021 | 0.0028465 | 0.0031138 | 0.003139 | 0.0034091 | 0.0029402 | 0.0030799 | 0.039229 | 0.0013516 | 0.0012141 | 0.0012899 | 0.0012417 | 0.0011356 | 0.0010338 | 0.0010219 | 0.00099485 | 0.0010368 | 0.0012095 | 0.001216 | 0.0013531 | 0 | 0.0067195 | 0.0059333 | 0.0065335 | 0.0062501 | 0.0064143 | 0.0062419 | 0.0062966 | 0.0061624 | 0.0061388 | 0.0064675 | 0.0061904 | 0.0066894 | 0.15623
LO5Med | New | HeatPumps | Commercial | HVAC | 1.1779e-05 | 8.7206e-06 | 0.13361 | 81.0514 | XLarge Ret | HeatPumps-New-XLarge Ret | 7.4646e-06 | 1.6517e-05 | 3.5005e-05 | 7.4373e-05 | 9.3904e-05 | 0.00016115 | 0.00020631 | 0.0002005 | 0.00036011 | 0.0003728 | 0.00044016 | 0.0004302 | 0.00047833 | 0.00047042 | 0.00047988 | 0.00047722 | 0.00049808 | 0.0004459 | 0.00044999 | 0.0004407 | 0.006139 | 0.0020034 | 0.0017996 | 0.001912 | 0.0018406 | 0.0016834 | 0.0015325 | 0.0015147 | 0.0014747 | 0.0015369 | 0.0017928 | 0.0018025 | 0.0020057 | 0 | 0.0099604 | 0.0087951 | 0.0096847 | 0.0092647 | 0.0095081 | 0.0092525 | 0.0093335 | 0.0091347 | 0.0090996 | 0.0095869 | 0.0091761 | 0.0099158 | 0.46316
LO5Med | New | HeatPumps | Commercial | HVAC | 1.1779e-05 | 8.7206e-06 | 0.13361 | 72.9722 | Large Ret | HeatPumps-New-Large Ret | 0 | 0 | 0 | 0 | 0 | 0 | 0 | 0 | 0 | 0 | 0 | 0 | 0 | 0 | 0 | 0 | 0 | 0 | 0 | 0 | 0 | 0.0020034 | 0.0017996 | 0.001912 | 0.0018406 | 0.0016834 | 0.0015325 | 0.0015147 | 0.0014747 | 0.0015369 | 0.0017928 | 0.0018025 | 0.0020057 | 0 | 0.0099604 | 0.0087951 | 0.0096847 | 0.0092647 | 0.0095081 | 0.0092525 | 0.0093335 | 0.0091347 | 0.0090996 | 0.0095869 | 0.0091761 | 0.0099158 | 0.50527
LO5Med | New | HeatPumps | Commercial | HVAC | 1.1849e-05 | 8.773e-06 | 0.13441 | 72.4416 | Medium Ret | HeatPumps-New-Medium Ret | 4.8849e-05 | 0.00010912 | 0.00023088 | 0.00051134 | 0.00063292 | 0.0011266 | 0.0014328 | 0.0013787 | 0.0024993 | 0.0025647 | 0.0030685 | 0.0029825 | 0.0033095 | 0.0032445 | 0.0032937 | 0.0032814 | 0.0034295 | 0.0030306 | 0.0030156 | 0.0028967 | 0.042088 | 0.0020155 | 0.0018104 | 0.0019235 | 0.0018517 | 0.0016935 | 0.0015417 | 0.0015238 | 0.0014835 | 0.0015462 | 0.0018036 | 0.0018134 | 0.0020177 | 0 | 0.01002 | 0.0088479 | 0.0097429 | 0.0093203 | 0.0095652 | 0.0093081 | 0.0093896 | 0.0091895 | 0.0091543 | 0.0096445 | 0.0092312 | 0.0099753 | 0.5083
LO5Med | New | HeatPumps | Commercial | HVAC | 1.1849e-05 | 8.773e-06 | 0.13441 | 176.8432 | Small Ret | HeatPumps-New-Small Ret | 1.8772e-05 | 4.1433e-05 | 8.1235e-05 | 0.000158 | 0.00020269 | 0.00033757 | 0.00043045 | 0.00043335 | 0.00076732 | 0.00080584 | 0.00094411 | 0.00094248 | 0.0010268 | 0.0010155 | 0.0010269 | 0.0010241 | 0.0010638 | 0.00096462 | 0.00097364 | 0.00094134 | 0.0132 | 0.0020155 | 0.0018104 | 0.0019235 | 0.0018517 | 0.0016935 | 0.0015417 | 0.0015238 | 0.0014835 | 0.0015462 | 0.0018036 | 0.0018134 | 0.0020177 | 0 | 0.01002 | 0.0088479 | 0.0097429 | 0.0093203 | 0.0095652 | 0.0093081 | 0.0093896 | 0.0091895 | 0.0091543 | 0.0096445 | 0.0092312 | 0.0099753 | 0.23297
LO5Med | New | HeatPumps | Commercial | HVAC | 7.946e-06 | 5.8831e-06 | 0.090137 | 115.8358 | School K-12 | HeatPumps-New-School K-12 | 1.3171e-05 | 2.9183e-05 | 4.8901e-05 | 7.1669e-05 | 9.7342e-05 | 0.00012567 | 0.00016087 | 0.00019626 | 0.00027828 | 0.00031366 | 0.00033887 | 0.00037043 | 0.00037257 | 0.00037468 | 0.00037338 | 0.00038391 | 0.00037608 | 0.00038578 | 0.00039302 | 0.00040578 | 0.0051095 | 0.0013516 | 0.0012141 | 0.0012899 | 0.0012417 | 0.0011356 | 0.0010338 | 0.0010219 | 0.00099485 | 0.0010368 | 0.0012095 | 0.001216 | 0.0013531 | 0 | 0.0067195 | 0.0059333 | 0.0065335 | 0.0062501 | 0.0064143 | 0.0062419 | 0.0062966 | 0.0061624 | 0.0061388 | 0.0064675 | 0.0061904 | 0.0066894 | 0.34086
LO5Med | New | HeatPumps | Commercial | HVAC | 2.0196e-05 | 1.4953e-05 | 0.22909 | 35.9324 | University | HeatPumps-New-University | 3.745e-05 | 7.9894e-05 | 0.0001535 | 0.00021824 | 0.00032426 | 0.00043186 | 0.00055068 | 0.00065151 | 0.0008242 | 0.00097777 | 0.0010142 | 0.0010647 | 0.0010135 | 0.0010694 | 0.0011437 | 0.0012339 | 0.0012003 | 0.0012735 | 0.0011998 | 0.0013247 | 0.015787 | 0.0034352 | 0.0030857 | 0.0032784 | 0.003156 | 0.0028864 | 0.0026276 | 0.0025972 | 0.0025285 | 0.0026353 | 0.003074 | 0.0030907 | 0.003439 | 0 | 0.017078 | 0.01508 | 0.016606 | 0.015886 | 0.016303 | 0.015865 | 0.016004 | 0.015663 | 0.015603 | 0.016438 | 0.015734 | 0.017002 | 0.86635
LO5Med | New | HeatPumps | Commercial | HVAC | 6.3252e-06 | 4.683e-06 | 0.07175 | 149.5935 | Warehouse | HeatPumps-New-Warehouse | 2.9152e-06 | 8.2454e-06 | 1.3165e-05 | 1.958e-05 | 2.0519e-05 | 3.1373e-05 | 3.9818e-05 | 3.8407e-05 | 5.7124e-05 | 6.4795e-05 | 6.9944e-05 | 6.9972e-05 | 6.9467e-05 | 8.2287e-05 | 8.1624e-05 | 9.4695e-05 | 8.2708e-05 | 8.5007e-05 | 8.4327e-05 | 8.3098e-05 | 0.0010991 | 0.0010759 | 0.00096642 | 0.0010268 | 0.00098843 | 0.00090399 | 0.00082295 | 0.00081343 | 0.00079192 | 0.00082534 | 0.00096275 | 0.00096797 | 0.0010771 | 0 | 0.0053488 | 0.004723 | 0.0052008 | 0.0049752 | 0.0051059 | 0.0049687 | 0.0050122 | 0.0049054 | 0.0048866 | 0.0051482 | 0.0049276 | 0.0053249 | 0.27133
LO5Med | New | HeatPumps | Commercial | HVAC | 1.414e-05 | 1.0469e-05 | 0.1604 | 58.1305 | Supermarket | HeatPumps-New-Supermarket | 3.8253e-05 | 8.5937e-05 | 0.00014115 | 0.00021419 | 0.00031836 | 0.00044788 | 0.00058654 | 0.00061759 | 0.0010813 | 0.0011123 | 0.0013531 | 0.001246 | 0.0014605 | 0.0014803 | 0.0015324 | 0.0015354 | 0.0016202 | 0.0013652 | 0.001428 | 0.0013801 | 0.019045 | 0.0024051 | 0.0021604 | 0.0022954 | 0.0022096 | 0.0020209 | 0.0018397 | 0.0018184 | 0.0017703 | 0.0018451 | 0.0021522 | 0.0021639 | 0.0024078 | 0 | 0.011957 | 0.010558 | 0.011626 | 0.011122 | 0.011414 | 0.011107 | 0.011205 | 0.010966 | 0.010924 | 0.011509 | 0.011016 | 0.011904 | 0.60657
LO5Med | New | HeatPumps | Commercial | HVAC | 1.414e-05 | 1.0469e-05 | 0.1604 | 145.6191 | MiniMart | HeatPumps-New-MiniMart | 1.1365e-05 | 2.496e-05 | 4.2147e-05 | 6.0712e-05 | 0.00020019 | 0.00028853 | 0.00035625 | 0.00037798 | 0.00063525 | 0.00065909 | 0.00074692 | 0.00076037 | 0.00081044 | 0.00083715 | 0.00083957 | 0.00082592 | 0.00086842 | 0.0007779 | 0.00080389 | 0.00084045 | 0.010768 | 0.0024051 | 0.0021604 | 0.0022954 | 0.0022096 | 0.0020209 | 0.0018397 | 0.0018184 | 0.0017703 | 0.0018451 | 0.0021522 | 0.0021639 | 0.0024078 | 0 | 0.011957 | 0.010558 | 0.011626 | 0.011122 | 0.011414 | 0.011107 | 0.011205 | 0.010966 | 0.010924 | 0.011509 | 0.011016 | 0.011904 | 0.27801
LO5Med | New | HeatPumps | Commercial | HVAC | 1.1849e-05 | 8.773e-06 | 0.13441 | 72.4416 | Restaurant | HeatPumps-New-Restaurant | 4.2489e-05 | 8.4343e-05 | 0.0001318 | 0.00019457 | 0.00027846 | 0.00041052 | 0.00051312 | 0.00050341 | 0.00093924 | 0.00097244 | 0.0012391 | 0.0011453 | 0.0013994 | 0.0012794 | 0.0014222 | 0.0014024 | 0.001563 | 0.0013976 | 0.0015208 | 0.0013224 | 0.017762 | 0.0020155 | 0.0018104 | 0.0019235 | 0.0018517 | 0.0016935 | 0.0015417 | 0.0015238 | 0.0014835 | 0.0015462 | 0.0018036 | 0.0018134 | 0.0020177 | 0 | 0.01002 | 0.0088479 | 0.0097429 | 0.0093203 | 0.0095652 | 0.0093081 | 0.0093896 | 0.0091895 | 0.0091543 | 0.0096445 | 0.0092312 | 0.0099753 | 0.5083
LO5Med | New | HeatPumps | Commercial | HVAC | 7.946e-06 | 5.8831e-06 | 0.090137 | 127.8116 | Lodging | HeatPumps-New-Lodging | 2.3417e-05 | 4.255e-05 | 6.1546e-05 | 9.0007e-05 | 0.00013588 | 0.00020969 | 0.00026988 | 0.00025743 | 0.00053389 | 0.00051962 | 0.00070536 | 0.00061104 | 0.00083133 | 0.00066421 | 0.00086052 | 0.00082869 | 0.00087822 | 0.00083553 | 0.00097528 | 0.00079058 | 0.010125 | 0.0013516 | 0.0012141 | 0.0012899 | 0.0012417 | 0.0011356 | 0.0010338 | 0.0010219 | 0.00099485 | 0.0010368 | 0.0012095 | 0.001216 | 0.0013531 | 0 | 0.0067195 | 0.0059333 | 0.0065335 | 0.0062501 | 0.0064143 | 0.0062419 | 0.0062966 | 0.0061624 | 0.0061388 | 0.0064675 | 0.0061904 | 0.0066894 | 0.31246
LO5Med | New | HeatPumps | Commercial | HVAC | 2.0196e-05 | 1.4953e-05 | 0.22909 | 40.6442 | Hospital | HeatPumps-New-Hospital | 0.00017233 | 0.00047689 | 0.00087202 | 0.0012037 | 0.001901 | 0.0028569 | 0.0033282 | 0.0033575 | 0.0041826 | 0.0050493 | 0.0051903 | 0.0051526 | 0.0048534 | 0.0048604 | 0.0050143 | 0.0056805 | 0.0057236 | 0.0057147 | 0.0059541 | 0.0061578 | 0.077702 | 0.0034352 | 0.0030857 | 0.0032784 | 0.003156 | 0.0028864 | 0.0026276 | 0.0025972 | 0.0025285 | 0.0026353 | 0.003074 | 0.0030907 | 0.003439 | 0 | 0.017078 | 0.01508 | 0.016606 | 0.015886 | 0.016303 | 0.015865 | 0.016004 | 0.015663 | 0.015603 | 0.016438 | 0.015734 | 0.017002 | 0.79415
LO5Med | New | HeatPumps | Commercial | HVAC | 2.0196e-05 | 1.4953e-05 | 0.22909 | 35.9324 | Residential Care | HeatPumps-New-Residential Care | 0.00012245 | 0.00028926 | 0.00050906 | 0.0008312 | 0.0012127 | 0.0018158 | 0.0019938 | 0.0020466 | 0.0024631 | 0.0030014 | 0.0030655 | 0.0030021 | 0.0026916 | 0.0028083 | 0.0028065 | 0.0033008 | 0.0031385 | 0.0033143 | 0.0033724 | 0.0036088 | 0.045394 | 0.0034352 | 0.0030857 | 0.0032784 | 0.003156 | 0.0028864 | 0.0026276 | 0.0025972 | 0.0025285 | 0.0026353 | 0.003074 | 0.0030907 | 0.003439 | 0 | 0.017078 | 0.01508 | 0.016606 | 0.015886 | 0.016303 | 0.015865 | 0.016004 | 0.015663 | 0.015603 | 0.016438 | 0.015734 | 0.017002 | 0.86635
LO5Med | New | HeatPumps | Commercial | HVAC | 1.1779e-05 | 8.7206e-06 | 0.13361 | 72.9722 | Assembly | HeatPumps-New-Assembly | 0.00012087 | 0.00044973 | 0.00047263 | 0.00068799 | 0.001086 | 0.0017835 | 0.0025118 | 0.003326 | 0.0044596 | 0.0049817 | 0.005143 | 0.0051313 | 0.0059712 | 0.0061032 | 0.006223 | 0.0065215 | 0.0067515 | 0.006896 | 0.0063436 | 0.0064466 | 0.081411 | 0.0020034 | 0.0017996 | 0.001912 | 0.0018406 | 0.0016834 | 0.0015325 | 0.0015147 | 0.0014747 | 0.0015369 | 0.0017928 | 0.0018025 | 0.0020057 | 0 | 0.0099604 | 0.0087951 | 0.0096847 | 0.0092647 | 0.0095081 | 0.0092525 | 0.0093335 | 0.0091347 | 0.0090996 | 0.0095869 | 0.0091761 | 0.0099158 | 0.50527
LO5Med | New | HeatPumps | Commercial | HVAC | 1.4025e-05 | 1.0384e-05 | 0.15909 | 58.7385 | Other | HeatPumps-New-Other | 0.00011235 | 0.00032211 | 0.00045996 | 0.00065491 | 0.0012958 | 0.0017722 | 0.0019476 | 0.0021724 | 0.0032084 | 0.0035908 | 0.0039536 | 0.0036494 | 0.0036449 | 0.0036555 | 0.0039104 | 0.0036833 | 0.0042393 | 0.0047411 | 0.0040537 | 0.0041582 | 0.055226 | 0.0023855 | 0.0021428 | 0.0022767 | 0.0021916 | 0.0020044 | 0.0018247 | 0.0018036 | 0.0017559 | 0.00183 | 0.0021347 | 0.0021463 | 0.0023882 | 0 | 0.01186 | 0.010472 | 0.011532 | 0.011032 | 0.011321 | 0.011017 | 0.011114 | 0.010877 | 0.010835 | 0.011415 | 0.010926 | 0.011807 | 0.60163
LO12Med | NR | IceAndVending | Commercial | Refrigeration | 0.054358 | 0.029525 | 573.0867 | -58.9935 | Misc | Commercial Ice Maker | 0.032477 | 0.065781 | 0.099896 | 0.13481 | 0.1705 | 0.20352 | 0.23093 | 0.2538 | 0.27298 | 0.28915 | 0.30288 | 0.31463 | 0.32478 | 0.33363 | 0.34143 | 0.34837 | 0.35167 | 0.35494 | 0.34948 | 0.35221 | 3.8864 | 9.1523 | 8.2301 | 9.012 | 7.4063 | 7.3137 | 7.1303 | 7.3509 | 7.4218 | 7.0946 | 7.625 | 8.693 | 8.9779 | 0 | 40.2872 | 36.5625 | 39.9701 | 39.6483 | 41.0497 | 39.8722 | 40.6888 | 41.2145 | 39.6888 | 41.0984 | 38.0966 | 39.5016 | 1.9133
LO12Med | NR | IceAndVending | Commercial | Refrigeration | 0.0074662 | 0.0055345 | 77.3119 | 43.1667 | MIsc | Commercial Beverage Vending Machine | 0.023763 | 0.048132 | 0.073093 | 0.098638 | 0.12476 | 0.14891 | 0.16897 | 0.18571 | 0.19974 | 0.21157 | 0.22162 | 0.23022 | 0.23764 | 0.24412 | 0.24982 | 0.2549 | 0.25732 | 0.25971 | 0.25571 | 0.25771 | 1.2926 | 1.211 | 1.0486 | 1.1418 | 0.92993 | 0.93339 | 0.92976 | 0.94621 | 0.92878 | 0.9225 | 0.96277 | 1.0864 | 1.2106 | 0 | 5.9808 | 5.1367 | 5.5031 | 5.3096 | 5.4161 | 5.1964 | 5.3337 | 5.2586 | 5.2888 | 5.437 | 5.32 | 5.8793 | 0.76792
LO50Fast | New | LPD Package | Commercial | Lighting | 0.064433 | 0.04539 | 736.8379 | 15.6093 | All Btype | NEW_LINEAR_Fixture_from_LFTube_to_LEDPanel_CONTR | 1.34 | 2.2423 | 2.4456 | 2.8026 | 3.235 | 3.8697 | 3.8833 | 3.6659 | 4.5083 | 4.428 | 4.5537 | 4.3113 | 4.322 | 4.4083 | 4.512 | 4.7195 | 4.8491 | 4.9832 | 4.6681 | 4.7225 | 82.5133 | 9.317 | 8.4225 | 9.2952 | 7.9034 | 7.8074 | 7.626 | 7.8622 | 7.9376 | 7.5951 | 8.1375 | 8.8445 | 9.1787 | 0 | 53.9356 | 49.1614 | 54.2494 | 52.9579 | 54.0912 | 52.8832 | 53.6592 | 54.7349 | 52.2972 | 54.8055 | 51.0331 | 53.1024 | 1.3941
LO50Fast | New | LPD Package | Commercial | Lighting | 0.0075052 | 0.0050103 | 86.1037 | 23.4149 | All Btype | NEW_HIGHBAY_Fixture_from_LFTube_to_LEDPanel_CONTR | 0.091039 | 0.15234 | 0.16616 | 0.19041 | 0.21979 | 0.26291 | 0.26383 | 0.24906 | 0.30629 | 0.30084 | 0.30938 | 0.2929 | 0.29363 | 0.2995 | 0.30654 | 0.32064 | 0.32945 | 0.33856 | 0.31715 | 0.32085 | 5.6059 | 1.1057 | 0.99889 | 1.0985 | 0.92344 | 0.91116 | 0.88763 | 0.91605 | 0.92641 | 0.88881 | 0.9559 | 1.0535 | 1.0911 | 0 | 6.3014 | 5.7359 | 6.3053 | 6.1719 | 6.3179 | 6.1636 | 6.2541 | 6.3802 | 6.1195 | 6.4126 | 5.9789 | 6.2054 | 1.1238
LO50Fast | New | LPD Package | Commercial | Lighting | 0.003903 | 0.0028339 | 44.0079 | -41.3155 | All Btype | NEW_CAN_Fixture_from_CFL_to_LEDPanel | 0.010237 | 0.01713 | 0.018683 | 0.02141 | 0.024713 | 0.029562 | 0.029666 | 0.028005 | 0.03444 | 0.033827 | 0.034787 | 0.032935 | 0.033017 | 0.033676 | 0.034468 | 0.036054 | 0.037044 | 0.038068 | 0.035661 | 0.036077 | 0.63034 | 0.56489 | 0.51063 | 0.56384 | 0.48315 | 0.47794 | 0.46768 | 0.48252 | 0.48656 | 0.46457 | 0.49653 | 0.53545 | 0.55703 | 0 | 3.2085 | 2.9224 | 3.228 | 3.1509 | 3.217 | 3.1537 | 3.2098 | 3.2674 | 3.1087 | 3.2544 | 3.0329 | 3.1633 | 6.0254
LO50Fast | New | LPD Package | Commercial | Lighting | 0.00052728 | 0.00038285 | 5.9453 | -204.0955 | All Btype | NEW_DISP_Fixture_from_CFL_to_LEDPanel | 0.00025144 | 0.00042076 | 0.00045891 | 0.0005259 | 0.00060703 | 0.00072613 | 0.00072868 | 0.00068788 | 0.00084595 | 0.00083089 | 0.00085447 | 0.00080898 | 0.00081099 | 0.00082719 | 0.00084664 | 0.00088558 | 0.00090991 | 0.00093507 | 0.00087594 | 0.00088615 | 0.015483 | 0.076314 | 0.068985 | 0.076172 | 0.065272 | 0.064567 | 0.063182 | 0.065186 | 0.065732 | 0.062762 | 0.067079 | 0.072337 | 0.075252 | 0 | 0.43346 | 0.39481 | 0.43609 | 0.42567 | 0.43461 | 0.42606 | 0.43364 | 0.44141 | 0.41997 | 0.43966 | 0.40973 | 0.42735 | 59.2317
LO50Fast | New | LPD Package | Commercial | Lighting | 0.001374 | 0.00099731 | 14.8187 | -128.7433 | All Btype | NEW_OTHER_Fixture_from_CFL_to_LEDPanel | 0.0094009 | 0.015731 | 0.017158 | 0.019662 | 0.022695 | 0.027148 | 0.027244 | 0.025718 | 0.031628 | 0.031065 | 0.031947 | 0.030246 | 0.030321 | 0.030927 | 0.031654 | 0.03311 | 0.034019 | 0.03496 | 0.03275 | 0.033131 | 0.57888 | 0.19911 | 0.17944 | 0.19806 | 0.17134 | 0.17091 | 0.16707 | 0.17299 | 0.17397 | 0.16623 | 0.17666 | 0.18965 | 0.19673 | 0 | 1.074 | 0.97597 | 1.0761 | 1.0472 | 1.0735 | 1.0491 | 1.0721 | 1.0878 | 1.0377 | 1.084 | 1.0189 | 1.0602 | 6.0094
LO50Fast | NR | LPD Package | Commercial | Lighting | 0.01332 | 0.0093852 | 154.37 | 3.0081 | All Btype | NR_LINEAR_Fixture_from_LFTube_to_LEDPanel | 1.728 | 2.5233 | 3.0451 | 3.3728 | 3.5826 | 3.6787 | 3.7121 | 3.7155 | 3.7064 | 3.6911 | 3.6749 | 3.6589 | 3.6429 | 3.627 | 3.6112 | 3.5955 | 3.5799 | 3.5643 | 3.5489 | 3.5335 | 42.4015 | 1.9418 | 1.756 | 1.9354 | 1.645 | 1.6255 | 1.5818 | 1.6245 | 1.6434 | 1.5831 | 1.6976 | 1.8449 | 1.9126 | 0 | 11.3302 | 10.3372 | 11.4102 | 11.1421 | 11.372 | 11.0572 | 11.1187 | 11.3927 | 11.0054 | 11.5474 | 10.7284 | 11.1369 | 2.1638
LO50Fast | NR | LPD Package | Commercial | Lighting | 0.0040085 | 0.0028243 | 46.4552 | 21.6506 | All Btype | NR_LINEAR_Fixture_from_LFTube_to_LEDPanel_RDX | 0.52003 | 0.75935 | 0.91637 | 1.015 | 1.0781 | 1.1071 | 1.1171 | 1.1181 | 1.1154 | 1.1108 | 1.1059 | 1.1011 | 1.0963 | 1.0915 | 1.0867 | 1.082 | 1.0773 | 1.0726 | 1.068 | 1.0633 | 12.76 | 0.58436 | 0.52845 | 0.58243 | 0.49505 | 0.48917 | 0.47601 | 0.48888 | 0.49456 | 0.4764 | 0.51086 | 0.5552 | 0.57557 | 0 | 3.4096 | 3.1108 | 3.4337 | 3.353 | 3.4222 | 3.3275 | 3.346 | 3.4285 | 3.3119 | 3.475 | 3.2285 | 3.3515 | 1.1811
LO50Fast | NR | LPD Package | Commercial | Lighting | 0.052692 | 0.037146 | 610.2888 | 16.966 | All Btype | NR_LINEAR_Fixture_from_LFTube_to_LEDPanel_CONTR | 6.8316 | 9.9756 | 12.0385 | 13.334 | 14.1635 | 14.5435 | 14.6754 | 14.689 | 14.6529 | 14.5923 | 14.5286 | 14.4651 | 14.402 | 14.3392 | 14.2768 | 14.2146 | 14.1528 | 14.0913 | 14.0301 | 13.9692 | 167.6306 | 7.6942 | 6.9579 | 7.667 | 6.5182 | 6.443 | 6.2665 | 6.4337 | 6.5092 | 6.2748 | 6.7288 | 7.3121 | 7.5787 | 0 | 44.7883 | 40.8626 | 45.1012 | 44.0427 | 44.9575 | 43.6781 | 43.8865 | 44.9807 | 43.51 | 45.6563 | 42.4209 | 44.0199 | 1.3411
LO50Fast | NR | LPD Package | Commercial | Lighting | 0.00074496 | 0.00052489 | 8.6335 | 3.4863 | All Btype | NR_LINEAR_Lamp_from_LFTube_to_LEDTube_RDX | 0.0086156 | 0.012581 | 0.015182 | 0.016816 | 0.017862 | 0.018341 | 0.018508 | 0.018525 | 0.018479 | 0.018403 | 0.018322 | 0.018242 | 0.018163 | 0.018084 | 0.018005 | 0.017927 | 0.017849 | 0.017771 | 0.017694 | 0.017617 | 0.2114 | 0.1086 | 0.09821 | 0.10824 | 0.092003 | 0.090911 | 0.088465 | 0.090856 | 0.091913 | 0.088537 | 0.094942 | 0.10318 | 0.10697 | 0 | 0.63367 | 0.57813 | 0.63814 | 0.62315 | 0.63601 | 0.6184 | 0.62184 | 0.63717 | 0.61551 | 0.64582 | 0.60001 | 0.62286 | 2.135
LO50Fast | NR | LPD Package | Commercial | Lighting | 0.011202 | 0.0079956 | 128.0176 | 17.8102 | All Btype | NR_LINEAR_Fixture_from_LEDTube_to_LEDPanel_CONTR | 1.5923 | 2.3251 | 2.8058 | 3.1078 | 3.3011 | 3.3897 | 3.4204 | 3.4236 | 3.4152 | 3.4011 | 3.3862 | 3.3714 | 3.3567 | 3.3421 | 3.3275 | 3.313 | 3.2986 | 3.2843 | 3.27 | 3.2558 | 39.0702 | 1.655 | 1.4971 | 1.6491 | 1.4077 | 1.3913 | 1.3553 | 1.3941 | 1.4081 | 1.3542 | 1.4522 | 1.5708 | 1.6322 | 0 | 9.3449 | 8.5131 | 9.3929 | 9.1801 | 9.37 | 9.1437 | 9.2506 | 9.4409 | 9.064 | 9.5037 | 8.8438 | 9.2028 | 1.3214
LO50Fast | NR | LPD Package | Commercial | Lighting | 0.00066017 | 0.00043602 | 7.6785 | 35.0668 | All Btype | NR_HIGHBAY_Fixture_from_LFTube_to_LEDPanel | 0.035295 | 0.051539 | 0.062196 | 0.068889 | 0.073175 | 0.075138 | 0.07582 | 0.07589 | 0.075704 | 0.075391 | 0.075061 | 0.074733 | 0.074407 | 0.074083 | 0.07376 | 0.073439 | 0.07312 | 0.072802 | 0.072486 | 0.072171 | 1.2262 | 0.10303 | 0.093066 | 0.10195 | 0.084923 | 0.083691 | 0.081495 | 0.084287 | 0.085016 | 0.081447 | 0.087699 | 0.098265 | 0.10184 | 0 | 0.55708 | 0.50575 | 0.55365 | 0.54615 | 0.5614 | 0.54819 | 0.55979 | 0.56807 | 0.54424 | 0.56743 | 0.53024 | 0.54981 | 0.90025
LO50Fast | NR | LPD Package | Commercial | Lighting | 0.003644 | 0.0024083 | 42.3941 | 20.6867 | All Btype | NR_HIGHBAY_Fixture_from_LFTube_to_LEDPanel_CONTR | 0.19487 | 0.28455 | 0.34339 | 0.38035 | 0.40401 | 0.41485 | 0.41861 | 0.419 | 0.41797 | 0.41624 | 0.41442 | 0.41261 | 0.41081 | 0.40902 | 0.40724 | 0.40547 | 0.4037 | 0.40195 | 0.4002 | 0.39847 | 6.7701 | 0.56966 | 0.51461 | 0.56364 | 0.46948 | 0.46267 | 0.45045 | 0.46583 | 0.46987 | 0.45025 | 0.48485 | 0.54335 | 0.56318 | 0 | 3.075 | 2.7915 | 3.0556 | 3.0149 | 3.0993 | 3.0259 | 3.0895 | 3.1351 | 3.0047 | 3.1325 | 2.9272 | 3.035 | 1.2
LO50Fast | NR | LPD Package | Commercial | Lighting | 7.1117e-06 | 4.5442e-06 | 0.085156 | -86.3312 | All Btype | NR_HIGHBAY_Fixture_from_HID_to_LEDPanel | 8.6985e-05 | 0.00012702 | 0.00015328 | 0.00016978 | 0.00018034 | 0.00018518 | 0.00018686 | 0.00018703 | 0.00018657 | 0.0001858 | 0.00018499 | 0.00018418 | 0.00018337 | 0.00018258 | 0.00018178 | 0.00018099 | 0.0001802 | 0.00017942 | 0.00017864 | 0.00017786 | 0.003022 | 0.00089179 | 0.00080784 | 0.00089322 | 0.00075741 | 0.0007395 | 0.00071709 | 0.00072657 | 0.00075253 | 0.00073286 | 0.00079359 | 0.00084524 | 0.00087505 | 0 | 0.0064505 | 0.0059307 | 0.0065793 | 0.0063713 | 0.0064184 | 0.0062175 | 0.0060586 | 0.0063708 | 0.0062372 | 0.0066391 | 0.0060619 | 0.0062878 | 18.6784
LO50Fast | NR | LPD Package | Commercial | Lighting | 3.3243e-05 | 2.1276e-05 | 0.39862 | -60.4252 | All Btype | NR_HIGHBAY_Fixture_from_HID_to_LEDPanel_CONTR | 0.00040718 | 0.00059457 | 0.00071752 | 0.00079473 | 0.00084418 | 0.00086682 | 0.00087468 | 0.00087549 | 0.00087334 | 0.00086973 | 0.00086593 | 0.00086215 | 0.00085839 | 0.00085465 | 0.00085092 | 0.00084722 | 0.00084354 | 0.00083987 | 0.00083622 | 0.00083259 | 0.014146 | 0.0041692 | 0.0037769 | 0.0041762 | 0.0035423 | 0.0034597 | 0.0033528 | 0.0033947 | 0.0035167 | 0.0034283 | 0.0037119 | 0.0039523 | 0.0040899 | 0 | 0.030207 | 0.027778 | 0.03082 | 0.029842 | 0.030063 | 0.029093 | 0.028311 | 0.02979 | 0.029214 | 0.0311 | 0.028392 | 0.029436 | 14.675
LO50Fast | NR | LPD Package | Commercial | Lighting | 0.0012521 | 0.00094374 | 13.7654 | -50.1441 | All Btype | NR_CAN_Lamp_from_CFL_to_LEDScrew | 0.0078837 | 0.011512 | 0.013892 | 0.015387 | 0.016345 | 0.016783 | 0.016935 | 0.016951 | 0.016909 | 0.01684 | 0.016766 | 0.016693 | 0.01662 | 0.016548 | 0.016475 | 0.016404 | 0.016332 | 0.016261 | 0.016191 | 0.016121 | 0.26868 | 0.18525 | 0.1672 | 0.18421 | 0.16026 | 0.15946 | 0.15572 | 0.16057 | 0.16172 | 0.15511 | 0.16496 | 0.17589 | 0.18336 | 0 | 0.99594 | 0.90541 | 0.99974 | 0.97658 | 0.99774 | 0.9759 | 0.99097 | 1.0084 | 0.96564 | 1.0087 | 0.943 | 0.9836 | 15.183
LO50Fast | NR | LPD Package | Commercial | Lighting | 0.0018751 | 0.0013861 | 20.0374 | -50.4755 | All Btype | NR_CAN_Lamp_from_Inc/Hal_to_LEDScrew | 0.19126 | 0.27929 | 0.33704 | 0.37331 | 0.39653 | 0.40717 | 0.41086 | 0.41124 | 0.41023 | 0.40854 | 0.40675 | 0.40498 | 0.40321 | 0.40145 | 0.3997 | 0.39796 | 0.39623 | 0.39451 | 0.3928 | 0.39109 | 0.39109 | 0.2847 | 0.25669 | 0.28229 | 0.24428 | 0.24368 | 0.23803 | 0.24641 | 0.24779 | 0.23704 | 0.25199 | 0.27114 | 0.282 | 0 | 1.4367 | 1.3021 | 1.4328 | 1.4017 | 1.4396 | 1.4077 | 1.4421 | 1.4587 | 1.3927 | 1.4507 | 1.3649 | 1.4218 | 12.2344
LO50Fast | NR | LPD Package | Commercial | Lighting | 4.7222e-05 | 3.2568e-05 | 0.53753 | -115.5535 | All Btype | NR_DISP_Lamp_from_CFL_to_LEDScrew | 5.5974e-05 | 8.1734e-05 | 9.8635e-05 | 0.00010925 | 0.00011605 | 0.00011916 | 0.00012024 | 0.00012035 | 0.00012006 | 0.00011956 | 0.00011904 | 0.00011852 | 0.000118 | 0.00011749 | 0.00011697 | 0.00011647 | 0.00011596 | 0.00011545 | 0.00011495 | 0.00011445 | 0.0019076 | 0.0074879 | 0.0067827 | 0.0074419 | 0.006255 | 0.006162 | 0.0060005 | 0.0061809 | 0.0062484 | 0.0060016 | 0.006479 | 0.0071183 | 0.0073987 | 0 | 0.038732 | 0.035193 | 0.038663 | 0.038023 | 0.038937 | 0.03808 | 0.038825 | 0.039416 | 0.037655 | 0.039472 | 0.036731 | 0.038249 | 21.3194
LO50Fast | NR | LPD Package | Commercial | Lighting | 0.00071247 | 0.00050857 | 8.3352 | -53.7112 | All Btype | NR_DISP_Lamp_from_Inc/Hal_to_LEDScrew | 0.014466 | 0.021123 | 0.025491 | 0.028235 | 0.029991 | 0.030796 | 0.031075 | 0.031104 | 0.031027 | 0.030899 | 0.030764 | 0.03063 | 0.030496 | 0.030363 | 0.030231 | 0.030099 | 0.029968 | 0.029838 | 0.029709 | 0.02958 | 0.02958 | 0.10826 | 0.098128 | 0.10808 | 0.091366 | 0.089749 | 0.087691 | 0.090244 | 0.091131 | 0.087262 | 0.094009 | 0.10245 | 0.10682 | 0 | 0.60628 | 0.55229 | 0.60929 | 0.59762 | 0.60927 | 0.59872 | 0.60947 | 0.62014 | 0.58897 | 0.61745 | 0.57247 | 0.59806 | 11.5522
LO50Fast | NR | LPD Package | Commercial | Lighting | 0.0025468 | 0.0019336 | 26.8423 | -147.1887 | All Btype | NR_OTHER_Lamp_from_CFL_to_LEDScrew | 0.027951 | 0.040815 | 0.049255 | 0.054555 | 0.057949 | 0.059504 | 0.060043 | 0.060099 | 0.059951 | 0.059704 | 0.059443 | 0.059183 | 0.058925 | 0.058668 | 0.058413 | 0.058158 | 0.057905 | 0.057654 | 0.057403 | 0.057154 | 0.95257 | 0.38258 | 0.34485 | 0.37967 | 0.333 | 0.33297 | 0.32525 | 0.33622 | 0.33821 | 0.32402 | 0.34347 | 0.36398 | 0.37925 | 0 | 1.9225 | 1.7436 | 1.923 | 1.8766 | 1.9222 | 1.8802 | 1.9194 | 1.9458 | 1.86 | 1.9398 | 1.8235 | 1.9022 | 35.6512
LO50Fast | NR | LPD Package | Commercial | Lighting | 0.0055115 | 0.0041173 | 58.0995 | -150.7276 | All Btype | NR_OTHER_Lamp_from_Inc/Hal_to_LEDScrew | 1.0083 | 1.4724 | 1.7768 | 1.9681 | 2.0905 | 2.1466 | 2.166 | 2.1681 | 2.1627 | 2.1538 | 2.1444 | 2.135 | 2.1257 | 2.1164 | 2.1072 | 2.098 | 2.0889 | 2.0798 | 2.0708 | 2.0618 | 2.0618 | 0.83034 | 0.74807 | 0.82367 | 0.71833 | 0.71827 | 0.70236 | 0.72767 | 0.7313 | 0.69866 | 0.74051 | 0.7908 | 0.8227 | 0 | 4.1585 | 3.7693 | 4.1517 | 4.0534 | 4.1608 | 4.0731 | 4.1758 | 4.2239 | 4.0251 | 4.1914 | 3.9484 | 4.1156 | 39.3164
Retro12Med | Retro | LPD Package | Commercial | Lighting | 0.00148 | 0.0010428 | 17.1522 | 77.6641 | All Btype | RETRO_LINEAR_Fixture_from_LFTube_to_LEDPanel | 0.076161 | 0.075825 | 0.075492 | 0.07516 | 0.07483 | 0.067052 | 0.075365 | 0.059927 | 0.045948 | 0.036015 | 0.028301 | 0.022384 | 0.017745 | 0.014112 | 0.011241 | 0.0089615 | 6.092e-05 | 2.1684e-05 | 7.3678e-06 | 2.3945e-06 | 3.4628 | 0.21576 | 0.19511 | 0.21504 | 0.18278 | 0.18061 | 0.17575 | 0.1805 | 0.1826 | 0.1759 | 0.18862 | 0.20499 | 0.21251 | 0 | 1.2589 | 1.1486 | 1.2678 | 1.238 | 1.2636 | 1.2286 | 1.2354 | 1.2659 | 1.2228 | 1.283 | 1.192 | 1.2374 | 0.4975
Retro12Med | Retro | LPD Package | Commercial | Lighting | 0.00044538 | 0.00031382 | 5.1617 | 50.889 | All Btype | RETRO_LINEAR_Fixture_from_LFTube_to_LEDPanel_RDX | 0.022919 | 0.022818 | 0.022718 | 0.022618 | 0.022519 | 0.020178 | 0.02268 | 0.018034 | 0.013827 | 0.010838 | 0.0085166 | 0.0067362 | 0.00534 | 0.0042467 | 0.0033829 | 0.0026968 | 1.8333e-05 | 6.5256e-06 | 2.2172e-06 | 7.206e-07 | 1.0421 | 0.064928 | 0.058717 | 0.064714 | 0.055005 | 0.054352 | 0.05289 | 0.054319 | 0.054951 | 0.052933 | 0.056762 | 0.061689 | 0.063952 | 0 | 0.37885 | 0.34565 | 0.38152 | 0.37256 | 0.38025 | 0.36972 | 0.37178 | 0.38094 | 0.36799 | 0.38611 | 0.35873 | 0.37239 | 0.68455
Retro12Med | Retro | LPD Package | Commercial | Lighting | 0.0058547 | 0.0041273 | 67.8099 | 68.6483 | All Btype | RETRO_LINEAR_Fixture_from_LFTube_to_LEDPanel_CONTR | 0.3011 | 0.29977 | 0.29845 | 0.29714 | 0.29583 | 0.26508 | 0.29795 | 0.23692 | 0.18165 | 0.14238 | 0.11188 | 0.088494 | 0.070152 | 0.05579 | 0.044441 | 0.035428 | 0.00024084 | 8.5727e-05 | 2.9128e-05 | 9.4666e-06 | 13.6898 | 0.85491 | 0.7731 | 0.85189 | 0.72425 | 0.71588 | 0.69628 | 0.71486 | 0.72324 | 0.6972 | 0.74764 | 0.81246 | 0.84208 | 0 | 4.9765 | 4.5403 | 5.0112 | 4.8936 | 4.9953 | 4.8531 | 4.8763 | 4.9979 | 4.8344 | 5.0729 | 4.7134 | 4.8911 | 0.54269
Retro12Med | Retro | LPD Package | Commercial | Lighting | 0.0067046 | 0.004724 | 77.7019 | 13.959 | All Btype | RETRO_LINEAR_Lamp_from_LFTube_to_LEDTube_RDX | 3.1052 | 3.0915 | 3.0779 | 3.0644 | 3.0509 | 2.7338 | 2.2769 | 1.8131 | 1.436 | 1.1412 | 0.9072 | 0.72188 | 0.5746 | 0.45758 | 0.36447 | 0.29034 | 0.001972 | 0.00070133 | 0.00023809 | 7.7311e-05 | 37.7464 | 0.97741 | 0.88389 | 0.97418 | 0.82802 | 0.8182 | 0.79619 | 0.8177 | 0.82721 | 0.79683 | 0.85447 | 0.92864 | 0.96271 | 0 | 5.703 | 5.2032 | 5.7433 | 5.6083 | 5.7241 | 5.5656 | 5.5966 | 5.7345 | 5.5396 | 5.8124 | 5.4001 | 5.6057 | 1.4555
Retro12Med | Retro | LPD Package | Commercial | Lighting | 7.3352e-05 | 4.8446e-05 | 0.85317 | 81.0459 | All Btype | RETRO_HIGHBAY_Fixture_from_LFTube_to_LEDPanel | 0.0037883 | 0.0037716 | 0.003755 | 0.0037385 | 0.0037221 | 0.0033352 | 0.0037487 | 0.0029808 | 0.0022855 | 0.0017914 | 0.0014077 | 0.0011134 | 0.00088264 | 0.00070194 | 0.00055915 | 0.00044575 | 3.0302e-06 | 1.0786e-06 | 3.6648e-07 | 1.1911e-07 | 0.17224 | 0.011447 | 0.010341 | 0.011328 | 0.0094359 | 0.009299 | 0.009055 | 0.0093652 | 0.0094462 | 0.0090497 | 0.0097443 | 0.010918 | 0.011316 | 0 | 0.061898 | 0.056194 | 0.061517 | 0.060684 | 0.062377 | 0.06091 | 0.062199 | 0.063119 | 0.060471 | 0.063048 | 0.058916 | 0.06109 | 0.51091
Retro12Med | Retro | LPD Package | Commercial | Lighting | 0.00040489 | 0.00026759 | 4.7105 | 46.9851 | All Btype | RETRO_HIGHBAY_Fixture_from_LFTube_to_LEDPanel_CONTR | 0.020916 | 0.020824 | 0.020732 | 0.020641 | 0.02055 | 0.018414 | 0.020697 | 0.016458 | 0.012618 | 0.0098906 | 0.0077721 | 0.0061473 | 0.0048731 | 0.0038755 | 0.0030871 | 0.0024611 | 1.673e-05 | 5.9551e-06 | 2.0234e-06 | 6.576e-07 | 0.95097 | 0.063296 | 0.057178 | 0.062626 | 0.052164 | 0.051407 | 0.05005 | 0.051759 | 0.052207 | 0.050028 | 0.053872 | 0.060372 | 0.062576 | 0 | 0.34167 | 0.31016 | 0.33951 | 0.33499 | 0.34436 | 0.33621 | 0.34328 | 0.34835 | 0.33386 | 0.34806 | 0.32524 | 0.33723 | 0.73664
Retro12Med | Retro | LPD Package | Commercial | Lighting | 2.8447e-05 | 1.8177e-05 | 0.34062 | 9.9135 | All Btype | RETRO_HIGHBAY_Fixture_from_HID_to_LEDPanel | 0.0121 | 0.012046 | 0.011993 | 0.011941 | 0.011888 | 0.010653 | 0.0089207 | 0.0071033 | 0.0056224 | 0.0044666 | 0.00355 | 0.0028245 | 0.0022481 | 0.0017902 | 0.0014259 | 0.0011359 | 7.7154e-06 | 2.744e-06 | 9.3153e-07 | 3.0249e-07 | 0.15338 | 0.0035671 | 0.0032314 | 0.0035729 | 0.0030297 | 0.002958 | 0.0028684 | 0.0029063 | 0.0030101 | 0.0029315 | 0.0031744 | 0.003381 | 0.0035002 | 0 | 0.025802 | 0.023723 | 0.026317 | 0.025485 | 0.025674 | 0.02487 | 0.024234 | 0.025483 | 0.024949 | 0.026556 | 0.024248 | 0.025151 | 1.239
Retro12Med | Retro | LPD Package | Commercial | Lighting | 0.00013297 | 8.5105e-05 | 1.5945 | 8.8311 | All Btype | RETRO_HIGHBAY_Fixture_from_HID_to_LEDPanel_CONTR | 0.056639 | 0.05639 | 0.056142 | 0.055895 | 0.05565 | 0.049865 | 0.041758 | 0.033251 | 0.026319 | 0.020909 | 0.016618 | 0.013222 | 0.010523 | 0.0083799 | 0.0066748 | 0.0053173 | 3.6116e-05 | 1.2845e-05 | 4.3605e-06 | 1.416e-06 | 0.71799 | 0.016677 | 0.015108 | 0.016705 | 0.014169 | 0.013839 | 0.013411 | 0.013579 | 0.014067 | 0.013713 | 0.014848 | 0.015809 | 0.01636 | 0 | 0.12083 | 0.11111 | 0.12328 | 0.11937 | 0.12025 | 0.11637 | 0.11324 | 0.11916 | 0.11686 | 0.1244 | 0.11357 | 0.11774 | 1.3179
Retro12Med | Retro | LPD Package | Commercial | Lighting | 0.0012521 | 0.00094374 | 13.7654 | -34.5708 | All Btype | RETRO_CAN_Lamp_from_CFL_to_LEDScrew | 0.30561 | 0.30427 | 0.30293 | 0.3016 | 0.30027 | 0.26906 | 0.23193 | 0.18465 | 0.14564 | 0.11553 | 0.091714 | 0.072925 | 0.058017 | 0.046194 | 0.036795 | 0.029314 | 0.00019912 | 7.0824e-05 | 2.4046e-05 | 7.8089e-06 | 4.733 | 0.18525 | 0.1672 | 0.18421 | 0.16026 | 0.15946 | 0.15572 | 0.16057 | 0.16172 | 0.15511 | 0.16496 | 0.17589 | 0.18336 | 0 | 0.99594 | 0.90541 | 0.99974 | 0.97658 | 0.99774 | 0.9759 | 0.99097 | 1.0084 | 0.96564 | 1.0087 | 0.943 | 0.9836 | 4.0068
Retro12Med | Retro | LPD Package | Commercial | Lighting | 0.0018751 | 0.0013861 | 20.0374 | -45.9379 | All Btype | RETRO_CAN_Lamp_from_Inc/Hal_to_LEDScrew | 0.44486 | 0.4429 | 0.44095 | 0.43901 | 0.43709 | 0.39165 | 0.3376 | 0.26878 | 0.212 | 0.16818 | 0.1335 | 0.10615 | 0.084452 | 0.067241 | 0.05356 | 0.04267 | 0.00028985 | 0.00010309 | 3.5002e-05 | 1.1367e-05 | 6.8895 | 0.2847 | 0.25669 | 0.28229 | 0.24428 | 0.24368 | 0.23803 | 0.24641 | 0.24779 | 0.23704 | 0.25199 | 0.27114 | 0.282 | 0 | 1.4367 | 1.3021 | 1.4328 | 1.4017 | 1.4396 | 1.4077 | 1.4421 | 1.4587 | 1.3927 | 1.4507 | 1.3649 | 1.4218 | 7.4577
Retro12Med | Retro | LPD Package | Commercial | Lighting | 4.7222e-05 | 3.2568e-05 | 0.53753 | -53.7424 | All Btype | RETRO_DISP_Lamp_from_CFL_to_LEDScrew | 0.011934 | 0.011881 | 0.011829 | 0.011777 | 0.011725 | 0.010507 | 0.0090566 | 0.0072104 | 0.0056872 | 0.0045116 | 0.0035814 | 0.0028477 | 0.0022656 | 0.0018039 | 0.0014368 | 0.0011447 | 7.7757e-06 | 2.7656e-06 | 9.3897e-07 | 3.0493e-07 | 0.18482 | 0.0074879 | 0.0067827 | 0.0074419 | 0.006255 | 0.006162 | 0.0060005 | 0.0061809 | 0.0062484 | 0.0060016 | 0.006479 | 0.0071183 | 0.0073987 | 0 | 0.038732 | 0.035193 | 0.038663 | 0.038023 | 0.038937 | 0.03808 | 0.038825 | 0.039416 | 0.037655 | 0.039472 | 0.036731 | 0.038249 | 2.2014
Retro12Med | Retro | LPD Package | Commercial | Lighting | 0.00071247 | 0.00050857 | 8.3352 | -46.493 | All Btype | RETRO_DISP_Lamp_from_Inc/Hal_to_LEDScrew | 0.18505 | 0.18424 | 0.18343 | 0.18262 | 0.18182 | 0.16292 | 0.14044 | 0.11181 | 0.088187 | 0.069958 | 0.055535 | 0.044157 | 0.035131 | 0.027971 | 0.02228 | 0.01775 | 0.00012057 | 4.2885e-05 | 1.456e-05 | 4.7284e-06 | 2.8659 | 0.10826 | 0.098128 | 0.10808 | 0.091366 | 0.089749 | 0.087691 | 0.090244 | 0.091131 | 0.087262 | 0.094009 | 0.10245 | 0.10682 | 0 | 0.60628 | 0.55229 | 0.60929 | 0.59762 | 0.60927 | 0.59872 | 0.60947 | 0.62014 | 0.58897 | 0.61745 | 0.57247 | 0.59806 | 6.0141
Retro12Med | Retro | LPD Package | Commercial | Lighting | 0.0025468 | 0.0019336 | 26.8423 | -5.8018 | All Btype | RETRO_OTHER_Lamp_from_CFL_to_LEDScrew | 0.59594 | 0.59331 | 0.5907 | 0.58811 | 0.58553 | 0.52466 | 0.45225 | 0.36006 | 0.284 | 0.22529 | 0.17884 | 0.1422 | 0.11313 | 0.090078 | 0.07175 | 0.057162 | 0.00038829 | 0.00013811 | 4.6889e-05 | 1.5227e-05 | 9.2293 | 0.38258 | 0.34485 | 0.37967 | 0.333 | 0.33297 | 0.32525 | 0.33622 | 0.33821 | 0.32402 | 0.34347 | 0.36398 | 0.37925 | 0 | 1.9225 | 1.7436 | 1.923 | 1.8766 | 1.9222 | 1.8802 | 1.9194 | 1.9458 | 1.86 | 1.9398 | 1.8235 | 1.9022 | 1.3576
Retro12Med | Retro | LPD Package | Commercial | Lighting | 0.0055115 | 0.0041173 | 58.0995 | -136.8637 | All Btype | RETRO_OTHER_Lamp_from_Inc/Hal_to_LEDScrew | 1.2899 | 1.2842 | 1.2786 | 1.2729 | 1.2674 | 1.1356 | 0.97889 | 0.77934 | 0.6147 | 0.48764 | 0.3871 | 0.30779 | 0.24487 | 0.19497 | 0.1553 | 0.12373 | 0.00084044 | 0.00029893 | 0.00010149 | 3.2959e-05 | 19.9767 | 0.83034 | 0.74807 | 0.82367 | 0.71833 | 0.71827 | 0.70236 | 0.72767 | 0.7313 | 0.69866 | 0.74051 | 0.7908 | 0.8227 | 0 | 4.1585 | 3.7693 | 4.1517 | 4.0534 | 4.1608 | 4.0731 | 4.1758 | 4.2239 | 4.0251 | 4.1914 | 3.9484 | 4.1156 | 10.7771
LO50Fast | New | LPD Package | Commercial | Lighting | 0.003006 | 0.0021237 | 34.2524 | -1.0266 | All Btype | NEW_LINEAR_Fixture_from_LEDPanel_to_LEDPanel_CONTR | 0.065188 | 0.10908 | 0.11898 | 0.13634 | 0.15738 | 0.18825 | 0.18892 | 0.17834 | 0.21932 | 0.21541 | 0.22153 | 0.20973 | 0.21025 | 0.21446 | 0.2195 | 0.22959 | 0.2359 | 0.24242 | 0.22709 | 0.22974 | 4.0141 | 0.4379 | 0.39581 | 0.43647 | 0.37146 | 0.36732 | 0.35833 | 0.36919 | 0.37275 | 0.35738 | 0.38287 | 0.416 | 0.43159 | 0 | 2.5043 | 2.2819 | 2.5172 | 2.4581 | 2.512 | 2.4514 | 2.484 | 2.5344 | 2.4291 | 2.5455 | 2.3716 | 2.4658 | 3.0259
LO50Fast | New | LPD Package | Commercial | Lighting | 0.00088807 | 0.00059478 | 10.2025 | -7.8741 | All Btype | NEW_HIGHBAY_Fixture_from_LEDPanel_to_LEDPanel_CONTR | 0.019417 | 0.032492 | 0.035438 | 0.040611 | 0.046877 | 0.056074 | 0.056271 | 0.053121 | 0.065327 | 0.064164 | 0.065985 | 0.062472 | 0.062627 | 0.063878 | 0.06538 | 0.068387 | 0.070266 | 0.072209 | 0.067643 | 0.068431 | 1.1957 | 0.13134 | 0.11867 | 0.13048 | 0.10964 | 0.10815 | 0.10533 | 0.10867 | 0.10988 | 0.10547 | 0.11349 | 0.12512 | 0.12961 | 0 | 0.74633 | 0.67931 | 0.74672 | 0.73118 | 0.74853 | 0.73015 | 0.7409 | 0.75563 | 0.72493 | 0.75967 | 0.70821 | 0.73511 | 5.6908
LO50Fast | New | LPD Package | Commercial | Lighting | 0.00043587 | 0.00031886 | 4.7976 | 20.6902 | All Btype | NEW_CAN_Fixture_from_LEDPanel_to_LEDPanel_CONTR | 0.0091306 | 0.015279 | 0.016664 | 0.019097 | 0.022043 | 0.026368 | 0.02646 | 0.024979 | 0.030719 | 0.030172 | 0.031028 | 0.029376 | 0.029449 | 0.030038 | 0.030744 | 0.032158 | 0.033041 | 0.033955 | 0.031808 | 0.032179 | 0.56223 | 0.064349 | 0.058107 | 0.064073 | 0.055193 | 0.054816 | 0.053583 | 0.055341 | 0.055744 | 0.053295 | 0.056836 | 0.061127 | 0.063564 | 0 | 0.3474 | 0.31589 | 0.34849 | 0.34024 | 0.34812 | 0.34074 | 0.34746 | 0.35296 | 0.33648 | 0.35179 | 0.32904 | 0.34294 | 1.2258
LO50Fast | New | LPD Package | Commercial | Lighting | 0.0008929 | 0.00065128 | 9.9061 | 19.7008 | All Btype | NEW_DISP_Fixture_from_LEDPanel_to_LEDPanel_CONTR | 0.018853 | 0.031548 | 0.034409 | 0.039431 | 0.045515 | 0.054445 | 0.054636 | 0.051577 | 0.063429 | 0.0623 | 0.064068 | 0.060657 | 0.060807 | 0.062022 | 0.063481 | 0.0664 | 0.068224 | 0.070111 | 0.065678 | 0.066443 | 1.1609 | 0.13167 | 0.11894 | 0.13115 | 0.11275 | 0.11186 | 0.1093 | 0.1128 | 0.11368 | 0.10875 | 0.11608 | 0.12503 | 0.12998 | 0 | 0.71858 | 0.65372 | 0.72133 | 0.70442 | 0.72046 | 0.70468 | 0.7174 | 0.72944 | 0.69635 | 0.72835 | 0.68046 | 0.70892 | 1.2599
LO50Fast | New | LPD Package | Commercial | Lighting | 0.0017404 | 0.0013038 | 18.1281 | 35.3702 | All Btype | NEW_OTHER_Fixture_from_LEDPanel_to_LEDPanel_CONTR | 0.034501 | 0.057733 | 0.062968 | 0.072159 | 0.083292 | 0.099634 | 0.099983 | 0.094386 | 0.11607 | 0.11401 | 0.11724 | 0.111 | 0.11128 | 0.1135 | 0.11617 | 0.12151 | 0.12485 | 0.1283 | 0.12019 | 0.12159 | 2.1245 | 0.25716 | 0.23152 | 0.25511 | 0.22327 | 0.22375 | 0.21855 | 0.22636 | 0.2274 | 0.21765 | 0.23049 | 0.24519 | 0.25476 | 0 | 1.3012 | 1.1795 | 1.2998 | 1.2654 | 1.2995 | 1.2685 | 1.2985 | 1.3141 | 1.2566 | 1.3099 | 1.2365 | 1.2874 | 0.88069
LO5Med | NR | Com-PTHP | Commercial | HVAC | 6.6939e-05 | 4.956e-05 | 0.75933 | 3.1137 | Large Off | Com-PTHP-NR-Large Off | 5.2521e-05 | 0.00011666 | 0.00019475 | 0.00028495 | 0.00038734 | 0.00050651 | 0.00063661 | 0.00076875 | 0.0008924 | 0.00099766 | 0.0010779 | 0.0011317 | 0.0011623 | 0.0011746 | 0.0011711 | 0.0011843 | 0.0011794 | 0.0011723 | 0.0011672 | 0.0011626 | 0.017439 | 0.011386 | 0.010228 | 0.010866 | 0.01046 | 0.0095668 | 0.0087092 | 0.0086084 | 0.0083808 | 0.0087345 | 0.010189 | 0.010244 | 0.011399 | 0 | 0.056606 | 0.049983 | 0.055039 | 0.052652 | 0.054035 | 0.052583 | 0.053044 | 0.051913 | 0.051714 | 0.054483 | 0.052149 | 0.056352 | 2.3619
LO5Med | NR | Com-PTHP | Commercial | HVAC | 6.6939e-05 | 4.956e-05 | 0.75933 | 3.1137 | Medium Off | Com-PTHP-NR-Medium Off | 0.00066845 | 0.0014847 | 0.0024786 | 0.0036266 | 0.0049297 | 0.0064465 | 0.0081023 | 0.0097841 | 0.011358 | 0.012697 | 0.013719 | 0.014403 | 0.014793 | 0.01495 | 0.014905 | 0.015169 | 0.015104 | 0.01499 | 0.014903 | 0.014841 | 0.22262 | 0.011386 | 0.010228 | 0.010866 | 0.01046 | 0.0095668 | 0.0087092 | 0.0086084 | 0.0083808 | 0.0087345 | 0.010189 | 0.010244 | 0.011399 | 0 | 0.056606 | 0.049983 | 0.055039 | 0.052652 | 0.054035 | 0.052583 | 0.053044 | 0.051913 | 0.051714 | 0.054483 | 0.052149 | 0.056352 | 2.3619
LO5Med | NR | Com-PTHP | Commercial | HVAC | 6.6939e-05 | 4.956e-05 | 0.75933 | 3.1137 | Small Ret | Com-PTHP-NR-Small Ret | 0.00041247 | 0.0009147 | 0.0015245 | 0.0022271 | 0.0030224 | 0.0039461 | 0.0049516 | 0.0059699 | 0.0069189 | 0.0077226 | 0.0083307 | 0.0087321 | 0.0089538 | 0.0090343 | 0.0089928 | 0.0090099 | 0.0089652 | 0.0089293 | 0.0089013 | 0.0088492 | 0.13274 | 0.011386 | 0.010228 | 0.010866 | 0.01046 | 0.0095668 | 0.0087092 | 0.0086084 | 0.0083808 | 0.0087345 | 0.010189 | 0.010244 | 0.011399 | 0 | 0.056606 | 0.049983 | 0.055039 | 0.052652 | 0.054035 | 0.052583 | 0.053044 | 0.051913 | 0.051714 | 0.054483 | 0.052149 | 0.056352 | 2.3619
LO5Med | NR | Com-PTHP | Commercial | HVAC | 7.8043e-05 | 5.7782e-05 | 0.88529 | 0.40859 | School K-12 | Com-PTHP-NR-School K-12 | 9.0551e-05 | 0.00020131 | 0.00033637 | 0.00049261 | 0.00067021 | 0.00087722 | 0.0011035 | 0.0013338 | 0.0015497 | 0.0017341 | 0.0018753 | 0.0019706 | 0.0020257 | 0.0020491 | 0.0020448 | 0.0020544 | 0.0020493 | 0.0020442 | 0.0020389 | 0.0020334 | 0.030501 | 0.013274 | 0.011924 | 0.012669 | 0.012196 | 0.011154 | 0.010154 | 0.010036 | 0.0097711 | 0.010183 | 0.011879 | 0.011943 | 0.013289 | 0 | 0.065996 | 0.058275 | 0.06417 | 0.061386 | 0.062999 | 0.061306 | 0.061843 | 0.060525 | 0.060293 | 0.063521 | 0.060799 | 0.0657 | 2.7537
LO5Med | NR | Com-PTHP | Commercial | HVAC | 0.00013829 | 0.00013351 | 1.2311 | -7.7771 | Lodging | Com-PTHP-NR-Lodging | 0.0096401 | 0.021397 | 0.035696 | 0.052192 | 0.070895 | 0.092643 | 0.11636 | 0.14041 | 0.16288 | 0.18196 | 0.19647 | 0.20612 | 0.21155 | 0.21364 | 0.21285 | 0.21405 | 0.21281 | 0.21173 | 0.21085 | 0.21006 | 3.1509 | 0.017707 | 0.01588 | 0.01753 | 0.01682 | 0.017593 | 0.017529 | 0.018514 | 0.018557 | 0.017507 | 0.017622 | 0.016915 | 0.017632 | 0 | 0.086038 | 0.077183 | 0.085064 | 0.081943 | 0.085647 | 0.084931 | 0.089676 | 0.090509 | 0.085824 | 0.086233 | 0.082247 | 0.086044 | 4.1693
LO5Med | NR | Com-PTHP | Commercial | HVAC | 9.9039e-05 | 9.5611e-05 | 0.88168 | -3.1295 | Residential Care | Com-PTHP-NR-Residential Care | 0.0025726 | 0.0057077 | 0.009518 | 0.013911 | 0.018889 | 0.024673 | 0.030976 | 0.037365 | 0.043326 | 0.048384 | 0.052219 | 0.054763 | 0.056181 | 0.056715 | 0.056483 | 0.057462 | 0.057237 | 0.056983 | 0.056777 | 0.056498 | 0.84748 | 0.012681 | 0.011372 | 0.012554 | 0.012045 | 0.012599 | 0.012553 | 0.013259 | 0.01329 | 0.012537 | 0.01262 | 0.012114 | 0.012627 | 0 | 0.061616 | 0.055275 | 0.060918 | 0.058684 | 0.061336 | 0.060823 | 0.064221 | 0.064818 | 0.061463 | 0.061756 | 0.058901 | 0.06162 | 2.9858
LO5Med | NR | Com-PTHP | Commercial | HVAC | 0.00010898 | 8.0684e-05 | 1.2362 | -4.2201 | Assembly | Com-PTHP-NR-Assembly | 0.00017675 | 0.00039201 | 0.00065344 | 0.00095466 | 0.0012958 | 0.0016919 | 0.0021233 | 0.0025602 | 0.0029676 | 0.0033127 | 0.0035739 | 0.0037465 | 0.0038421 | 0.0038771 | 0.0038597 | 0.0038884 | 0.003898 | 0.0038506 | 0.0038296 | 0.003814 | 0.05721 | 0.018536 | 0.01665 | 0.01769 | 0.01703 | 0.015575 | 0.014179 | 0.014014 | 0.013644 | 0.01422 | 0.016587 | 0.016677 | 0.018557 | 0 | 0.092155 | 0.081373 | 0.089604 | 0.085717 | 0.087969 | 0.085605 | 0.086355 | 0.084514 | 0.08419 | 0.088699 | 0.084898 | 0.091741 | 3.8451
LO5Med | NR | Com-PTHP | Commercial | HVAC | 7.8043e-05 | 5.7782e-05 | 0.88529 | 0.40859 | Other | Com-PTHP-NR-Other | 0.00085396 | 0.0018854 | 0.0031285 | 0.0045499 | 0.0061476 | 0.0079907 | 0.0099827 | 0.011982 | 0.013826 | 0.015364 | 0.0165 | 0.017218 | 0.017578 | 0.017657 | 0.017498 | 0.017654 | 0.017567 | 0.017334 | 0.017147 | 0.017076 | 0.25614 | 0.013274 | 0.011924 | 0.012669 | 0.012196 | 0.011154 | 0.010154 | 0.010036 | 0.0097711 | 0.010183 | 0.011879 | 0.011943 | 0.013289 | 0 | 0.065996 | 0.058275 | 0.06417 | 0.061386 | 0.062999 | 0.061306 | 0.061843 | 0.060525 | 0.060293 | 0.063521 | 0.060799 | 0.0657 | 2.7537
LO5Med | New | Com-PTHP | Commercial | HVAC | 2.0676e-05 | 1.5308e-05 | 0.23454 | 45.654 | Large Off | Com-PTHP-New-Large Off | 1.0308e-05 | 2.2272e-05 | 3.043e-05 | 4.2357e-05 | 5.7076e-05 | 8.7102e-05 | 0.00012008 | 0.00016132 | 0.00020161 | 0.00022099 | 0.00025109 | 0.0002721 | 0.00025566 | 0.00028931 | 0.00028926 | 0.00031264 | 0.00031569 | 0.00035401 | 0.00029502 | 0.00031385 | 0.0039022 | 0.0035168 | 0.003159 | 0.0033563 | 0.003231 | 0.0029549 | 0.0026901 | 0.0026589 | 0.0025886 | 0.0026979 | 0.003147 | 0.0031641 | 0.0035207 | 0 | 0.017484 | 0.015439 | 0.017 | 0.016263 | 0.01669 | 0.016242 | 0.016384 | 0.016035 | 0.015973 | 0.016829 | 0.016107 | 0.017406 | 0.72952
LO5Med | New | Com-PTHP | Commercial | HVAC | 2.0676e-05 | 1.5308e-05 | 0.23454 | 45.654 | Medium Off | Com-PTHP-New-Medium Off | 0.00019085 | 0.00041908 | 0.00057061 | 0.00073554 | 0.0010088 | 0.0016501 | 0.0022182 | 0.0029727 | 0.0037185 | 0.0038847 | 0.0046346 | 0.0050509 | 0.0046261 | 0.0054375 | 0.0050883 | 0.005697 | 0.0057025 | 0.0063622 | 0.0051776 | 0.0055313 | 0.070677 | 0.0035168 | 0.003159 | 0.0033563 | 0.003231 | 0.0029549 | 0.0026901 | 0.0026589 | 0.0025886 | 0.0026979 | 0.003147 | 0.0031641 | 0.0035207 | 0 | 0.017484 | 0.015439 | 0.017 | 0.016263 | 0.01669 | 0.016242 | 0.016384 | 0.016035 | 0.015973 | 0.016829 | 0.016107 | 0.017406 | 0.72952
LO5Med | New | Com-PTHP | Commercial | HVAC | 2.0676e-05 | 1.5308e-05 | 0.23454 | 45.654 | Small Ret | Com-PTHP-New-Small Ret | 3.6225e-05 | 7.9955e-05 | 0.00015676 | 0.0003049 | 0.00039113 | 0.00065143 | 0.00083065 | 0.00083624 | 0.0014807 | 0.0015551 | 0.0018219 | 0.0018187 | 0.0019815 | 0.0019596 | 0.0019817 | 0.0019762 | 0.0020528 | 0.0018615 | 0.0018789 | 0.0018165 | 0.025472 | 0.0035168 | 0.003159 | 0.0033563 | 0.003231 | 0.0029549 | 0.0026901 | 0.0026589 | 0.0025886 | 0.0026979 | 0.003147 | 0.0031641 | 0.0035207 | 0 | 0.017484 | 0.015439 | 0.017 | 0.016263 | 0.01669 | 0.016242 | 0.016384 | 0.016035 | 0.015973 | 0.016829 | 0.016107 | 0.017406 | 0.72952
LO5Med | New | Com-PTHP | Commercial | HVAC | 3.1402e-05 | 2.325e-05 | 0.35621 | 24.6288 | School K-12 | Com-PTHP-New-School K-12 | 1.1245e-05 | 2.4915e-05 | 4.175e-05 | 6.1189e-05 | 8.3108e-05 | 0.00010729 | 0.00013734 | 0.00016756 | 0.00023758 | 0.00026779 | 0.00028932 | 0.00031626 | 0.00031809 | 0.00031989 | 0.00031878 | 0.00032777 | 0.00032109 | 0.00032937 | 0.00033555 | 0.00034644 | 0.0043623 | 0.0053412 | 0.0047979 | 0.0050975 | 0.0049072 | 0.004488 | 0.0040856 | 0.0040384 | 0.0039316 | 0.0040975 | 0.0047797 | 0.0048056 | 0.0053473 | 0 | 0.026555 | 0.023448 | 0.02582 | 0.0247 | 0.025349 | 0.024667 | 0.024884 | 0.024353 | 0.02426 | 0.025559 | 0.024464 | 0.026436 | 1.108
LO5Med | New | Com-PTHP | Commercial | HVAC | 2.6908e-05 | 2.5976e-05 | 0.23954 | 40.7626 | Lodging | Com-PTHP-New-Lodging | 0.00077387 | 0.0014062 | 0.0020339 | 0.0029744 | 0.0044905 | 0.0069294 | 0.0089187 | 0.0085071 | 0.017643 | 0.017172 | 0.02331 | 0.020193 | 0.027473 | 0.02195 | 0.028437 | 0.027386 | 0.029022 | 0.027612 | 0.03223 | 0.026126 | 0.33459 | 0.0034453 | 0.0030897 | 0.0034108 | 0.0032726 | 0.0034231 | 0.0034106 | 0.0036023 | 0.0036106 | 0.0034062 | 0.0034288 | 0.0032912 | 0.0034306 | 0 | 0.01674 | 0.015017 | 0.016551 | 0.015944 | 0.016664 | 0.016525 | 0.017448 | 0.01761 | 0.016699 | 0.016778 | 0.016003 | 0.016741 | 0.81121
LO5Med | New | Com-PTHP | Commercial | HVAC | 3.985e-05 | 3.8471e-05 | 0.35476 | 21.1897 | Residential Care | Com-PTHP-New-Residential Care | 0.00097586 | 0.0023052 | 0.0040568 | 0.006624 | 0.0096643 | 0.01447 | 0.015889 | 0.01631 | 0.019629 | 0.023919 | 0.02443 | 0.023924 | 0.02145 | 0.02238 | 0.022366 | 0.026305 | 0.025012 | 0.026412 | 0.026875 | 0.028759 | 0.36176 | 0.0051025 | 0.0045758 | 0.0050514 | 0.0048467 | 0.0050696 | 0.0050511 | 0.005335 | 0.0053473 | 0.0050446 | 0.005078 | 0.0048742 | 0.0050807 | 0 | 0.024792 | 0.022241 | 0.024512 | 0.023612 | 0.02468 | 0.024473 | 0.025841 | 0.026081 | 0.024731 | 0.024849 | 0.0237 | 0.024794 | 1.2014
LO5Med | New | Com-PTHP | Commercial | HVAC | 2.1203e-05 | 1.5699e-05 | 0.24052 | 44.1221 | Assembly | Com-PTHP-New-Assembly | 1.7937e-05 | 6.6741e-05 | 7.014e-05 | 0.0001021 | 0.00016116 | 0.00026467 | 0.00037276 | 0.00049359 | 0.00066181 | 0.00073929 | 0.00076324 | 0.0007615 | 0.00088614 | 0.00090574 | 0.00092351 | 0.0009678 | 0.0010019 | 0.0010234 | 0.00094141 | 0.0009567 | 0.012082 | 0.0036065 | 0.0032396 | 0.003442 | 0.0033134 | 0.0030304 | 0.0027587 | 0.0027268 | 0.0026547 | 0.0027667 | 0.0032273 | 0.0032449 | 0.0036106 | 0 | 0.01793 | 0.015833 | 0.017434 | 0.016678 | 0.017116 | 0.016656 | 0.016802 | 0.016444 | 0.016381 | 0.017258 | 0.016518 | 0.01785 | 0.74814
LO5Med | New | Com-PTHP | Commercial | HVAC | 3.1402e-05 | 2.325e-05 | 0.35621 | 24.6288 | Other | Com-PTHP-New-Other | 0.00025247 | 0.00072387 | 0.0010337 | 0.0014717 | 0.0029119 | 0.0039827 | 0.0043767 | 0.004882 | 0.00721 | 0.0080693 | 0.0088848 | 0.0082011 | 0.0081911 | 0.0082149 | 0.0087876 | 0.0082773 | 0.0095268 | 0.010655 | 0.0091097 | 0.0093446 | 0.12411 | 0.0053412 | 0.0047979 | 0.0050975 | 0.0049072 | 0.004488 | 0.0040856 | 0.0040384 | 0.0039316 | 0.0040975 | 0.0047797 | 0.0048056 | 0.0053473 | 0 | 0.026555 | 0.023448 | 0.02582 | 0.0247 | 0.025349 | 0.024667 | 0.024884 | 0.024353 | 0.02426 | 0.025559 | 0.024464 | 0.026436 | 1.108
Retro5Med | Retro | Com-PTHP | Commercial | HVAC | 0.00031354 | 0.00023214 | 3.5567 | 63.2735 | Large Off | Com-PTHP-Retro-Large Off | 0.0065351 | 0.008 | 0.0097602 | 0.011296 | 0.012846 | 0.014973 | 0.016377 | 0.01668 | 0.015672 | 0.013431 | 0.010362 | 0.0068373 | 0.0039581 | 0.0019 | 0.00080145 | 0.00029056 | 9.0486e-05 | 1.9663e-05 | 3.2223e-06 | 3.8563e-07 | 0.14355 | 0.053331 | 0.047906 | 0.050898 | 0.048997 | 0.044812 | 0.040795 | 0.040322 | 0.039256 | 0.040913 | 0.047724 | 0.047983 | 0.053391 | 0 | 0.26515 | 0.23412 | 0.25781 | 0.24663 | 0.2531 | 0.2463 | 0.24846 | 0.24316 | 0.24223 | 0.2552 | 0.24427 | 0.26396 | 0.56716
Retro5Med | Retro | Com-PTHP | Commercial | HVAC | 0.00031354 | 0.00023214 | 3.5567 | 63.2735 | Medium Off | Com-PTHP-Retro-Medium Off | 0.083174 | 0.10182 | 0.12422 | 0.14377 | 0.16349 | 0.19057 | 0.20843 | 0.21229 | 0.19946 | 0.17094 | 0.13188 | 0.087019 | 0.050376 | 0.024182 | 0.0102 | 0.0036981 | 0.0011516 | 0.00025025 | 4.1011e-05 | 4.908e-06 | 1.8269 | 0.053331 | 0.047906 | 0.050898 | 0.048997 | 0.044812 | 0.040795 | 0.040322 | 0.039256 | 0.040913 | 0.047724 | 0.047983 | 0.053391 | 0 | 0.26515 | 0.23412 | 0.25781 | 0.24663 | 0.2531 | 0.2463 | 0.24846 | 0.24316 | 0.24223 | 0.2552 | 0.24427 | 0.26396 | 0.56716
Retro5Med | Retro | Com-PTHP | Commercial | HVAC | 0.00031354 | 0.00023214 | 3.5567 | 63.2735 | Small Ret | Com-PTHP-Retro-Small Ret | 0.051323 | 0.062727 | 0.076406 | 0.088287 | 0.10024 | 0.11665 | 0.12738 | 0.12953 | 0.12151 | 0.10396 | 0.080081 | 0.052756 | 0.030492 | 0.014614 | 0.0061542 | 0.0022276 | 0.0006926 | 0.00015026 | 2.4585e-05 | 2.9375e-06 | 1.0934 | 0.053331 | 0.047906 | 0.050898 | 0.048997 | 0.044812 | 0.040795 | 0.040322 | 0.039256 | 0.040913 | 0.047724 | 0.047983 | 0.053391 | 0 | 0.26515 | 0.23412 | 0.25781 | 0.24663 | 0.2531 | 0.2463 | 0.24846 | 0.24316 | 0.24223 | 0.2552 | 0.24427 | 0.26396 | 0.56716
Retro5Med | Retro | Com-PTHP | Commercial | HVAC | 0.00019698 | 0.00014584 | 2.2344 | 110.1252 | School K-12 | Com-PTHP-Retro-School K-12 | 0.0060712 | 0.0074388 | 0.0090838 | 0.010523 | 0.011977 | 0.013973 | 0.015297 | 0.015594 | 0.014665 | 0.012579 | 0.0097138 | 0.0064153 | 0.0037172 | 0.001786 | 0.00075402 | 0.00027362 | 8.5286e-05 | 1.8549e-05 | 3.0426e-06 | 3.6445e-07 | 0.13566 | 0.033504 | 0.030096 | 0.031976 | 0.030782 | 0.028152 | 0.025628 | 0.025332 | 0.024662 | 0.025703 | 0.029982 | 0.030145 | 0.033542 | 0 | 0.16657 | 0.14708 | 0.16196 | 0.15494 | 0.15901 | 0.15473 | 0.15609 | 0.15276 | 0.15218 | 0.16033 | 0.15346 | 0.16583 | 0.35631
Retro5Med | Retro | Com-PTHP | Commercial | HVAC | 0.00018877 | 0.00018223 | 1.6805 | 148.0625 | Lodging | Com-PTHP-Retro-Lodging | 0.34955 | 0.4276 | 0.52132 | 0.60293 | 0.68517 | 0.79809 | 0.87227 | 0.88779 | 0.83354 | 0.71385 | 0.55036 | 0.36289 | 0.20993 | 0.1007 | 0.042448 | 0.015379 | 0.0047858 | 0.0010392 | 0.00017019 | 2.0353e-05 | 7.5761 | 0.02417 | 0.021675 | 0.023928 | 0.022959 | 0.024014 | 0.023927 | 0.025272 | 0.02533 | 0.023896 | 0.024054 | 0.023089 | 0.024067 | 0 | 0.11744 | 0.10535 | 0.11611 | 0.11185 | 0.11691 | 0.11593 | 0.12241 | 0.12354 | 0.11715 | 0.11771 | 0.11227 | 0.11745 | 0.29176
Retro5Med | Retro | Com-PTHP | Commercial | HVAC | 0.00024997 | 0.00024132 | 2.2253 | 107.0354 | Residential Care | Com-PTHP-Retro-Residential Care | 0.17248 | 0.21091 | 0.25704 | 0.29716 | 0.33755 | 0.39302 | 0.42938 | 0.43685 | 0.40999 | 0.35098 | 0.27049 | 0.17828 | 0.10309 | 0.049434 | 0.020829 | 0.007543 | 0.0023464 | 0.00050932 | 8.3374e-05 | 9.9667e-06 | 3.71 | 0.032007 | 0.028703 | 0.031686 | 0.030402 | 0.0318 | 0.031684 | 0.033465 | 0.033543 | 0.031644 | 0.031853 | 0.030575 | 0.03187 | 0 | 0.15552 | 0.13951 | 0.15376 | 0.14812 | 0.15481 | 0.15352 | 0.16209 | 0.1636 | 0.15513 | 0.15587 | 0.14866 | 0.15553 | 0.38635
Retro5Med | Retro | Com-PTHP | Commercial | HVAC | 0.00014875 | 0.00011013 | 1.6874 | 150.9854 | Assembly | Com-PTHP-Retro-Assembly | 0.0064089 | 0.0078338 | 0.0095432 | 0.011028 | 0.012523 | 0.014575 | 0.015917 | 0.016188 | 0.015187 | 0.012996 | 0.010011 | 0.006596 | 0.0038128 | 0.0018275 | 0.00076972 | 0.00027864 | 8.6645e-05 | 1.88e-05 | 3.0763e-06 | 3.6761e-07 | 0.13684 | 0.025301 | 0.022727 | 0.024147 | 0.023245 | 0.021259 | 0.019353 | 0.019129 | 0.018624 | 0.01941 | 0.022641 | 0.022764 | 0.02533 | 0 | 0.12579 | 0.11107 | 0.12231 | 0.117 | 0.12008 | 0.11685 | 0.11787 | 0.11536 | 0.11492 | 0.12107 | 0.11588 | 0.12522 | 0.26907
Retro5Med | Retro | Com-PTHP | Commercial | HVAC | 0.00019698 | 0.00014584 | 2.2344 | 110.1252 | Other | Com-PTHP-Retro-Other | 0.057255 | 0.069668 | 0.084486 | 0.097192 | 0.10986 | 0.12729 | 0.13838 | 0.14009 | 0.13083 | 0.11145 | 0.085466 | 0.056054 | 0.032255 | 0.01539 | 0.0064527 | 0.0023253 | 0.00071979 | 0.00015547 | 2.5325e-05 | 3.0125e-06 | 1.1214 | 0.033504 | 0.030096 | 0.031976 | 0.030782 | 0.028152 | 0.025628 | 0.025332 | 0.024662 | 0.025703 | 0.029982 | 0.030145 | 0.033542 | 0 | 0.16657 | 0.14708 | 0.16196 | 0.15494 | 0.15901 | 0.15473 | 0.15609 | 0.15276 | 0.15218 | 0.16033 | 0.15346 | 0.16583 | 0.35631
Retro50Fast | Retro | Parking Garage Lighting | Commercial | Lighting | 0.00061687 | 0.00072497 | 4.5445 | 23.5278 | Parking Garage | Retro_PARKING_GARAGE_FIX_REPL_from HPS to _LED_FIX | 0.026942 | 0.012517 | 0.0083083 | 0.0053176 | 0.0035024 | 0.0017435 | 0.00077151 | 0.00030725 | 0.00011124 | 3.6917e-05 | 1.131e-05 | 3.2172e-06 | 8.5417e-07 | 2.1261e-07 | 4.9808e-08 | 1.102e-08 | 2.31e-09 | 4.5999e-10 | 8.7237e-11 | 1.5792e-11 | 0.052335 | 0.099154 | 0.096403 | 0.075332 | 0.068625 | 0.056278 | 0.054545 | 0.062986 | 0.077116 | 0.080618 | 0.06461 | 0.071415 | 0.072258 | 0 | 0.41293 | 0.40183 | 0.31424 | 0.2867 | 0.23535 | 0.22763 | 0.26228 | 0.3207 | 0.33587 | 0.26928 | 0.29764 | 0.3007 | 1.0929
Retro50Fast | Retro | Parking Garage Lighting | Commercial | Lighting | 0.0027277 | 0.0032057 | 20.0951 | -0.78003 | Parking Garage | Retro_PARKING_GARAGE_FIX_REPL_from MH to _LED_FIX | 0.11913 | 0.055351 | 0.036738 | 0.023514 | 0.015487 | 0.0077097 | 0.0034115 | 0.0013586 | 0.00049188 | 0.00016324 | 5.0009e-05 | 1.4226e-05 | 3.777e-06 | 9.4014e-07 | 2.2025e-07 | 4.8731e-08 | 1.0214e-08 | 2.034e-09 | 3.8575e-10 | 6.9832e-11 | 0.23142 | 0.43844 | 0.42628 | 0.33311 | 0.30345 | 0.24885 | 0.24119 | 0.27852 | 0.341 | 0.35648 | 0.2857 | 0.31579 | 0.31952 | 0 | 1.8259 | 1.7768 | 1.3895 | 1.2677 | 1.0407 | 1.0065 | 1.1597 | 1.4181 | 1.4852 | 1.1907 | 1.3161 | 1.3297 | 1.6688
Retro50Fast | Retro | Parking Garage Lighting | Commercial | Lighting | 0.0041403 | 0.0048658 | 30.5015 | 3.9825 | Parking Garage | Retro_PARKING_GARAGE_FIX_REPL_from HID to _LED_FIX | 0.18083 | 0.084014 | 0.055763 | 0.03569 | 0.023508 | 0.011702 | 0.0051782 | 0.0020622 | 0.00074661 | 0.00024778 | 7.5907e-05 | 2.1593e-05 | 5.733e-06 | 1.427e-06 | 3.343e-07 | 7.3966e-08 | 1.5504e-08 | 3.0873e-09 | 5.8551e-10 | 1.0599e-10 | 0.35126 | 0.6655 | 0.64704 | 0.50561 | 0.46059 | 0.37772 | 0.36609 | 0.42275 | 0.51759 | 0.54109 | 0.43365 | 0.47932 | 0.48498 | 0 | 2.7715 | 2.697 | 2.1091 | 1.9242 | 1.5796 | 1.5278 | 1.7603 | 2.1525 | 2.2543 | 1.8073 | 1.9977 | 2.0182 | 1.5858
Retro50Fast | Retro | Parking Garage Lighting | Commercial | Lighting | 0.037415 | 0.043972 | 275.6388 | -8.9895 | Parking Garage | Retro_PARKING_GARAGE_FIX_REPL_from FL to _LED_FIX | 1.6341 | 0.75923 | 0.50393 | 0.32253 | 0.21244 | 0.10575 | 0.046795 | 0.018636 | 0.006747 | 0.0022392 | 0.00068596 | 0.00019513 | 5.1809e-05 | 1.2896e-05 | 3.0211e-06 | 6.6842e-07 | 1.4011e-07 | 2.79e-08 | 5.2912e-09 | 9.5786e-10 | 3.1743 | 6.014 | 5.8472 | 4.5691 | 4.1623 | 3.4134 | 3.3083 | 3.8204 | 4.6774 | 4.8897 | 3.9189 | 4.3316 | 4.3827 | 0 | 25.0457 | 24.3723 | 19.0596 | 17.3891 | 14.275 | 13.8065 | 15.9079 | 19.4517 | 20.3718 | 16.3326 | 18.0528 | 18.2387 | 1.4745
RetroEven20 | Retro | PowerStrips | Commercial | Electronics | 0.0063969 | 0.005414 | 72.0049 | 155.2854 | All | PowerStrips | 0.74429 | 0.74161 | 0.73893 | 0.73627 | 1.0551 | 1.0627 | 1.0062 | 0.98587 | 0.98797 | 1.0199 | 1.0123 | 1.0016 | 1.0265 | 1.0018 | 0.99757 | 0.97785 | 0.94761 | 0.9488 | 0.92991 | 0.92882 | 22.1281 | 0.8178 | 0.73079 | 0.80332 | 0.72622 | 0.73363 | 0.7107 | 0.73131 | 0.73443 | 0.71195 | 0.74992 | 0.77777 | 0.80341 | 0 | 5.3734 | 4.8874 | 5.3969 | 5.2288 | 5.3383 | 5.2038 | 5.2639 | 5.3559 | 5.1511 | 5.3968 | 5.081 | 5.2962 | 0.26204
LOEven20 | New | PowerStrips | Commercial | Electronics | 0.0063969 | 0.005414 | 72.0049 | 155.2854 | All | PowerStrips | 0.010586 | 0.022587 | 0.029373 | 0.038013 | 0.050211 | 0.070797 | 0.084539 | 0.097958 | 0.12617 | 0.1364 | 0.15649 | 0.16888 | 0.17329 | 0.20034 | 0.21274 | 0.24314 | 0.26322 | 0.29834 | 0.27688 | 0.30374 | 2.9637 | 0.8178 | 0.73079 | 0.80332 | 0.72622 | 0.73363 | 0.7107 | 0.73131 | 0.73443 | 0.71195 | 0.74992 | 0.77777 | 0.80341 | 0 | 5.3734 | 4.8874 | 5.3969 | 5.2288 | 5.3383 | 5.2038 | 5.2639 | 5.3559 | 5.1511 | 5.3968 | 5.081 | 5.2962 | 0.26204
LO5Med | NR | Refrig-Freezer | Commercial | Refrigeration | 0.050785 | 0.047605 | 458.1348 | 320.7885 | All Segments | Large Refrigerator | 0.019896 | 0.044891 | 0.076098 | 0.11303 | 0.15593 | 0.20688 | 0.26375 | 0.32299 | 0.38013 | 0.43077 | 0.47167 | 0.50172 | 0.522 | 0.53432 | 0.53948 | 0.54462 | 0.54973 | 0.55482 | 0.54629 | 0.55056 | 5.5056 | 6.211 | 5.641 | 6.2975 | 6.0603 | 6.4224 | 6.4373 | 6.9899 | 7.027 | 6.6199 | 6.595 | 6.2238 | 6.2199 | 0 | 30.3258 | 27.5329 | 30.8128 | 30.3597 | 32.4003 | 32.4145 | 35.0865 | 35.2572 | 33.2493 | 33.0189 | 30.5037 | 30.4282 | 0.14353
LO5Med | NR | Refrig-Freezer | Commercial | Refrigeration | 0.024338 | 0.022814 | 219.5542 | 115.0351 | All Segments | Small Refrigerator | 0.0059916 | 0.013518 | 0.022916 | 0.034039 | 0.046957 | 0.062301 | 0.079426 | 0.097265 | 0.11447 | 0.12972 | 0.14204 | 0.15109 | 0.15719 | 0.16091 | 0.16246 | 0.16401 | 0.16555 | 0.16708 | 0.16451 | 0.16579 | 1.6579 | 2.9765 | 2.7034 | 3.018 | 2.9043 | 3.0778 | 3.085 | 3.3498 | 3.3676 | 3.1725 | 3.1606 | 2.9826 | 2.9808 | 0 | 14.5332 | 13.1947 | 14.7666 | 14.5495 | 15.5273 | 15.5341 | 16.8147 | 16.8965 | 15.9342 | 15.8238 | 14.6184 | 14.5823 | 0.36338
LO5Med | NR | Refrig-Freezer | Commercial | Refrigeration | 0.060579 | 0.056786 | 546.4892 | 142.957 | All Segments | Freezer | 0.017313 | 0.039063 | 0.066219 | 0.098358 | 0.13569 | 0.18003 | 0.22951 | 0.28106 | 0.33079 | 0.37484 | 0.41044 | 0.43659 | 0.45423 | 0.46495 | 0.46945 | 0.47391 | 0.47836 | 0.4828 | 0.47537 | 0.47908 | 4.7908 | 7.4089 | 6.7289 | 7.512 | 7.2291 | 7.661 | 7.6788 | 8.3379 | 8.3822 | 7.8966 | 7.8669 | 7.4241 | 7.4195 | 0 | 36.1743 | 32.8428 | 36.7553 | 36.2148 | 38.6489 | 38.6658 | 41.8532 | 42.0568 | 39.6616 | 39.3868 | 36.3865 | 36.2965 | 0.30085
Retro5Med | Retro | GroceryRefrigeration | Commercial | Refrigeration | 0.0093755 | 0.0091018 | 83.1079 | 407.9107 | Grocery | HE_Cond_Coil-Retro | 0.063601 | 0.07878 | 0.09724 | 0.1139 | 0.1312 | 0.15502 | 0.17195 | 0.17736 | 0.16959 | 0.14775 | 0.11608 | 0.077851 | 0.045896 | 0.022438 | 0.0096449 | 0.0035637 | 0.0011322 | 0.00025032 | 4.1771e-05 | 5.088e-06 | 1.8939 | 1.1193 | 1.1209 | 1.1454 | 1.1883 | 1.2069 | 1.2447 | 1.291 | 1.3282 | 1.2693 | 1.2297 | 1.2073 | 1.143 | 0 | 5.2913 | 5.3006 | 5.4217 | 5.6367 | 5.7329 | 5.9038 | 6.1103 | 6.2803 | 6.0071 | 5.8188 | 5.7092 | 5.4013 | 0.11469
Retro5Med | Retro | GroceryRefrigeration | Commercial | Refrigeration | 0.033752 | 0.032767 | 299.1886 | 41.7857 | Grocery | Mech_Subcooling-Retro | 0.057241 | 0.070902 | 0.087516 | 0.10251 | 0.11808 | 0.13952 | 0.15475 | 0.15963 | 0.15263 | 0.13297 | 0.10447 | 0.070066 | 0.041306 | 0.020194 | 0.0086804 | 0.0032073 | 0.0010189 | 0.00022529 | 3.7594e-05 | 4.5792e-06 | 1.7046 | 4.0295 | 4.0351 | 4.1235 | 4.2779 | 4.345 | 4.481 | 4.6477 | 4.7815 | 4.5693 | 4.427 | 4.3461 | 4.1147 | 0 | 19.0487 | 19.0822 | 19.518 | 20.2921 | 20.6384 | 21.2536 | 21.9971 | 22.6091 | 21.6257 | 20.9475 | 20.5531 | 19.4446 | 0.79893
Retro5Med | Retro | GroceryRefrigeration | Commercial | Refrigeration | 0.34127 | 0.33131 | 3025.1293 | -5.9336 | Grocery | Door_Closer_WIF-Retro | 0.10615 | 0.13148 | 0.16229 | 0.19009 | 0.21896 | 0.25872 | 0.28697 | 0.296 | 0.28304 | 0.24658 | 0.19373 | 0.12993 | 0.076597 | 0.037448 | 0.016097 | 0.0059476 | 0.0018895 | 0.00041778 | 6.9714e-05 | 8.4915e-06 | 3.1609 | 40.7432 | 40.7993 | 41.6932 | 43.2547 | 43.9326 | 45.308 | 46.9932 | 48.3466 | 46.2012 | 44.7621 | 43.9442 | 41.6046 | 0 | 192.6036 | 192.9422 | 197.3483 | 205.1754 | 208.6776 | 214.8974 | 222.4155 | 228.6027 | 218.6599 | 211.8028 | 207.8143 | 196.6068 | 3.5926
Retro5Med | Retro | GroceryRefrigeration | Commercial | Refrigeration | 0.46144 | 0.44797 | 4090.3929 | -3.2235 | Grocery | Strip_Curtain_WIF-Retro | 0.17492 | 0.21667 | 0.26744 | 0.31325 | 0.36083 | 0.42635 | 0.47291 | 0.4878 | 0.46643 | 0.40635 | 0.31925 | 0.21411 | 0.12623 | 0.061711 | 0.026526 | 0.0098012 | 0.0031137 | 0.00068847 | 0.00011488 | 1.3993e-05 | 5.2089 | 55.0904 | 55.1663 | 56.3749 | 58.4863 | 59.403 | 61.2627 | 63.5413 | 65.3713 | 62.4704 | 60.5246 | 59.4186 | 56.2551 | 0 | 260.4266 | 260.8846 | 266.8422 | 277.4255 | 282.161 | 290.571 | 300.7365 | 309.1024 | 295.6584 | 286.3867 | 280.9937 | 265.8395 | 2.9973
Retro5Med | Retro | GroceryRefrigeration | Commercial | Refrigeration | 0.18021 | 0.17495 | 1597.4229 | -0.95544 | Grocery | Add_Door_LT-Retro | 0.54077 | 0.66983 | 0.82679 | 0.96842 | 1.1155 | 1.3181 | 1.462 | 1.508 | 1.442 | 1.2562 | 0.98695 | 0.66193 | 0.39023 | 0.19078 | 0.082006 | 0.030301 | 0.0096262 | 0.0021284 | 0.00035516 | 4.3261e-05 | 16.1034 | 21.5145 | 21.5441 | 22.0161 | 22.8407 | 23.1987 | 23.9249 | 24.8148 | 25.5295 | 24.3966 | 23.6367 | 23.2048 | 21.9693 | 0 | 101.7045 | 101.8834 | 104.21 | 108.3431 | 110.1925 | 113.4768 | 117.4467 | 120.7139 | 115.4636 | 111.8427 | 109.7366 | 103.8184 | 1.6894
Retro5Med | Retro | GroceryRefrigeration | Commercial | Refrigeration | 0.036977 | 0.035898 | 327.7819 | 2.411 | Grocery | Retrocommissioning-Retro | 0.40871 | 0.50625 | 0.62488 | 0.73193 | 0.8431 | 0.99618 | 1.105 | 1.1398 | 1.0898 | 0.94946 | 0.74593 | 0.50028 | 0.29493 | 0.14419 | 0.061979 | 0.022901 | 0.0072754 | 0.0016086 | 0.00026843 | 3.2696e-05 | 12.1708 | 4.4146 | 4.4207 | 4.5176 | 4.6868 | 4.7602 | 4.9093 | 5.0919 | 5.2385 | 5.006 | 4.8501 | 4.7615 | 4.508 | 0 | 20.8692 | 20.9059 | 21.3833 | 22.2314 | 22.6109 | 23.2848 | 24.0994 | 24.7698 | 23.6925 | 22.9495 | 22.5173 | 21.3029 | 2.2294
Retro5Med | Retro | GroceryRefrigeration | Commercial | Refrigeration | 0.03889 | 0.037754 | 344.7318 | 7.934 | Grocery | AF_film_LT-Retro | 0.54191 | 0.67124 | 0.82853 | 0.97046 | 1.1179 | 1.3208 | 1.4651 | 1.5112 | 1.445 | 1.2589 | 0.98903 | 0.66333 | 0.39105 | 0.19118 | 0.082178 | 0.030364 | 0.0096464 | 0.0021329 | 0.00035591 | 4.3352e-05 | 16.1373 | 4.6429 | 4.6493 | 4.7512 | 4.9291 | 5.0064 | 5.1631 | 5.3552 | 5.5094 | 5.2649 | 5.1009 | 5.0077 | 4.7411 | 0 | 21.9483 | 21.9869 | 22.489 | 23.381 | 23.7801 | 24.4889 | 25.3456 | 26.0507 | 24.9176 | 24.1362 | 23.6817 | 22.4045 | 1.7819
Retro5Med | Retro | GroceryRefrigeration | Commercial | Refrigeration | 0.016578 | 0.016094 | 146.9519 | 121.4292 | Grocery | FHPC_MT_Self-Retro | 0 | 0 | 0 | 0 | 0 | 0 | 0 | 0 | 0 | 0 | 0 | 0 | 0 | 0 | 0 | 0 | 0 | 0 | 0 | 0 | 0 | 1.9792 | 1.9819 | 2.0253 | 2.1012 | 2.1341 | 2.2009 | 2.2828 | 2.3485 | 2.2443 | 2.1744 | 2.1347 | 2.021 | 0 | 9.3561 | 9.3726 | 9.5866 | 9.9668 | 10.1369 | 10.4391 | 10.8043 | 11.1048 | 10.6219 | 10.2888 | 10.095 | 9.5506 | 0.34768
Retro5Med | Retro | GroceryRefrigeration | Commercial | Refrigeration | 0.074004 | 0.071844 | 655.9987 | 13.2539 | Grocery | Ref_Line_Insulation_WIF-Retro | 0.044264 | 0.054828 | 0.067676 | 0.079269 | 0.09131 | 0.10789 | 0.11967 | 0.12344 | 0.11803 | 0.10283 | 0.080786 | 0.054182 | 0.031942 | 0.015616 | 0.0067125 | 0.0024802 | 0.00078794 | 0.00017422 | 2.9072e-05 | 3.5411e-06 | 1.3181 | 8.8352 | 8.8473 | 9.0412 | 9.3798 | 9.5268 | 9.825 | 10.1905 | 10.484 | 10.0187 | 9.7067 | 9.5293 | 9.0219 | 0 | 41.766 | 41.8395 | 42.7949 | 44.4922 | 45.2517 | 46.6005 | 48.2308 | 49.5724 | 47.4164 | 45.9294 | 45.0645 | 42.6341 | 1.4932
Retro5Med | Retro | GroceryRefrigeration | Commercial | Refrigeration | 0.031088 | 0.03018 | 275.5743 | 49.139 | Grocery | FHPC_LT_Self-Retro | 0 | 0 | 0 | 0 | 0 | 0 | 0 | 0 | 0 | 0 | 0 | 0 | 0 | 0 | 0 | 0 | 0 | 0 | 0 | 0 | 0 | 3.7115 | 3.7166 | 3.798 | 3.9403 | 4.002 | 4.1273 | 4.2808 | 4.4041 | 4.2087 | 4.0776 | 4.0031 | 3.79 | 0 | 17.5452 | 17.5761 | 17.9775 | 18.6905 | 19.0095 | 19.5761 | 20.261 | 20.8246 | 19.9188 | 19.2942 | 18.9309 | 17.9099 | 0.71344
Retro5Med | Retro | GroceryRefrigeration | Commercial | Refrigeration | 0.056503 | 0.054854 | 500.8639 | 23.4238 | Grocery | Ref_Line_Insulation_WIC-Retro | 0.069341 | 0.08589 | 0.10602 | 0.12418 | 0.14304 | 0.16901 | 0.18747 | 0.19337 | 0.1849 | 0.16108 | 0.12655 | 0.084877 | 0.050038 | 0.024463 | 0.010515 | 0.0038853 | 0.0012343 | 0.00027292 | 4.5541e-05 | 5.5472e-06 | 2.0649 | 6.7458 | 6.7551 | 6.903 | 7.1616 | 7.2738 | 7.5015 | 7.7806 | 8.0046 | 7.6494 | 7.4112 | 7.2757 | 6.8884 | 0 | 31.8889 | 31.945 | 32.6745 | 33.9704 | 34.5503 | 35.5801 | 36.8248 | 37.8492 | 36.203 | 35.0677 | 34.4074 | 32.5517 | 1.1401
Retro5Med | Retro | GroceryRefrigeration | Commercial | Refrigeration | 0.015501 | 0.015048 | 137.4051 | 31.8067 | Grocery | FHSC-Retro | 0.10515 | 0.13025 | 0.16077 | 0.18831 | 0.21691 | 0.2563 | 0.28429 | 0.29324 | 0.28039 | 0.24428 | 0.19191 | 0.12871 | 0.075881 | 0.037097 | 0.015946 | 0.005892 | 0.0018718 | 0.00041387 | 6.9062e-05 | 8.4121e-06 | 3.1313 | 1.8506 | 1.8532 | 1.8938 | 1.9647 | 1.9955 | 2.0579 | 2.1345 | 2.196 | 2.0985 | 2.0332 | 1.996 | 1.8897 | 0 | 8.7483 | 8.7637 | 8.9638 | 9.3193 | 9.4784 | 9.7609 | 10.1024 | 10.3834 | 9.9318 | 9.6203 | 9.4392 | 8.9301 | 0.95407
Retro5Med | Retro | GroceryRefrigeration | Commercial | Refrigeration | 0.025974 | 0.024958 | 230.3989 | 84.8393 | Grocery | ASHC_LT-Retro | 0.078221 | 0.096888 | 0.11959 | 0.14008 | 0.16136 | 0.19065 | 0.21147 | 0.21813 | 0.20858 | 0.18171 | 0.14276 | 0.095746 | 0.056446 | 0.027596 | 0.011862 | 0.0043829 | 0.0013924 | 0.00030787 | 5.1373e-05 | 6.2575e-06 | 2.3293 | 2.8668 | 2.9259 | 3.1427 | 3.3316 | 3.4732 | 3.5816 | 3.732 | 3.8423 | 3.6575 | 3.5047 | 3.3302 | 2.903 | 0 | 13.3534 | 13.6658 | 14.7789 | 15.806 | 16.4983 | 17.0315 | 17.6878 | 18.1901 | 17.3485 | 16.5868 | 15.6567 | 13.5036 | 0.46961
Retro5Med | Retro | GroceryRefrigeration | Commercial | Refrigeration | 0.0057776 | 0.0056022 | 51.2183 | 31.247 | Grocery | MotionSensor_DisplayCaseLighting-Retro | 0.24727 | 0.30628 | 0.37805 | 0.44282 | 0.51008 | 0.60269 | 0.66851 | 0.68955 | 0.65935 | 0.57443 | 0.45129 | 0.30267 | 0.17844 | 0.087235 | 0.037498 | 0.013855 | 0.0044016 | 0.00097322 | 0.0001624 | 1.9781e-05 | 7.3634 | 0.68369 | 0.68606 | 0.70505 | 0.73331 | 0.74712 | 0.7705 | 0.79961 | 0.82271 | 0.78583 | 0.76035 | 0.74358 | 0.69751 | 0 | 3.2268 | 3.24 | 3.3348 | 3.4785 | 3.5488 | 3.6557 | 3.7851 | 3.8907 | 3.7202 | 3.5979 | 3.5141 | 3.2906 | 0.96461
Retro5Med | Retro | GroceryRefrigeration | Commercial | Refrigeration | 0.068796 | 0.066788 | 609.8358 | 67.6667 | Grocery | Add_Door_MT-Retro | 0.75743 | 0.9382 | 1.158 | 1.3564 | 1.5625 | 1.8461 | 2.0478 | 2.1122 | 2.0197 | 1.7596 | 1.3824 | 0.92714 | 0.54658 | 0.26722 | 0.11486 | 0.042441 | 0.013483 | 0.0029812 | 0.00049746 | 6.0593e-05 | 22.5553 | 8.2134 | 8.2247 | 8.4049 | 8.7197 | 8.8564 | 9.1336 | 9.4734 | 9.7462 | 9.3137 | 9.0236 | 8.8587 | 8.3871 | 0 | 38.8269 | 38.8952 | 39.7834 | 41.3613 | 42.0673 | 43.3212 | 44.8367 | 46.084 | 44.0796 | 42.6973 | 41.8933 | 39.634 | 0.66912
Retro5Med | Retro | GroceryRefrigeration | Commercial | Refrigeration | 0.02054 | 0.019941 | 182.0761 | 27.786 | Grocery | On_Demand_Defrost-Retro | 0.31243 | 0.387 | 0.47768 | 0.55951 | 0.6445 | 0.76152 | 0.84468 | 0.87127 | 0.83311 | 0.7258 | 0.57022 | 0.38244 | 0.22546 | 0.11022 | 0.047379 | 0.017506 | 0.0055616 | 0.0012297 | 0.0002052 | 2.4994e-05 | 9.3038 | 2.4522 | 2.4556 | 2.5094 | 2.6034 | 2.6442 | 2.727 | 2.8284 | 2.9099 | 2.7807 | 2.6941 | 2.6449 | 2.5041 | 0 | 11.5924 | 11.6128 | 11.878 | 12.3491 | 12.5599 | 12.9342 | 13.3867 | 13.7591 | 13.1607 | 12.748 | 12.5079 | 11.8333 | 1.0351
Retro5Med | Retro | GroceryRefrigeration | Commercial | Refrigeration | 0.065528 | 0.063615 | 580.862 | 16.0936 | Grocery | FHPC_LT_Remote-Retro | 0.33152 | 0.41064 | 0.50687 | 0.5937 | 0.68388 | 0.80805 | 0.89629 | 0.92451 | 0.88401 | 0.77015 | 0.60506 | 0.40581 | 0.23924 | 0.11696 | 0.050275 | 0.018576 | 0.0059014 | 0.0013048 | 0.00021774 | 2.6521e-05 | 9.8723 | 7.8232 | 7.834 | 8.0056 | 8.3054 | 8.4356 | 8.6997 | 9.0233 | 9.2831 | 8.8712 | 8.5949 | 8.4378 | 7.9886 | 0 | 36.9823 | 37.0473 | 37.8933 | 39.3962 | 40.0687 | 41.2629 | 42.7065 | 43.8945 | 41.9854 | 40.6687 | 39.9029 | 37.7509 | 1.3743
Retro5Med | Retro | GroceryRefrigeration | Commercial | Refrigeration | 0.016751 | 0.016262 | 148.4862 | 57.0737 | Grocery | Night_Curtain_MT-Retro | 0.019634 | 0.02432 | 0.030019 | 0.035161 | 0.040502 | 0.047856 | 0.053082 | 0.054753 | 0.052355 | 0.045612 | 0.035834 | 0.024033 | 0.014169 | 0.0069268 | 0.0029775 | 0.0011002 | 0.00034951 | 7.7278e-05 | 1.2895e-05 | 1.5707e-06 | 0.58468 | 1.9998 | 2.0026 | 2.0465 | 2.1231 | 2.1564 | 2.2239 | 2.3066 | 2.3731 | 2.2677 | 2.1971 | 2.157 | 2.0421 | 0 | 9.4538 | 9.4704 | 9.6867 | 10.0709 | 10.2428 | 10.5481 | 10.9171 | 11.2208 | 10.7328 | 10.3962 | 10.2004 | 9.6503 | 0.63959
Retro5Med | Retro | GroceryRefrigeration | Commercial | Refrigeration | 0.62554 | 0.60728 | 5545.0182 | 65.1832 | Grocery | Air_Curtain_WIF-Retro | 0.074831 | 0.09269 | 0.11441 | 0.13401 | 0.15436 | 0.18239 | 0.20231 | 0.20868 | 0.19954 | 0.17384 | 0.13657 | 0.091598 | 0.054 | 0.0264 | 0.011348 | 0.004193 | 0.0013321 | 0.00029453 | 4.9147e-05 | 5.9864e-06 | 2.2284 | 74.6817 | 74.7846 | 76.423 | 79.2852 | 80.5278 | 83.0489 | 86.1379 | 88.6186 | 84.6861 | 82.0483 | 80.549 | 76.2606 | 0 | 353.0395 | 353.6603 | 361.7366 | 376.0835 | 382.5031 | 393.9038 | 407.6844 | 419.0254 | 400.8004 | 388.2315 | 380.9206 | 360.3774 | 0.5784
Retro5Med | Retro | GroceryRefrigeration | Commercial | Refrigeration | 0.054599 | 0.053005 | 483.9866 | 19.5474 | Grocery | FHPC_MT_Remote-Retro | 0.38936 | 0.48229 | 0.5953 | 0.69728 | 0.80319 | 0.94903 | 1.0527 | 1.0858 | 1.0382 | 0.90452 | 0.71062 | 0.4766 | 0.28097 | 0.13737 | 0.059046 | 0.021817 | 0.006931 | 0.0015325 | 0.00025572 | 3.1149e-05 | 11.5947 | 6.5185 | 6.5274 | 6.6704 | 6.9203 | 7.0287 | 7.2488 | 7.5184 | 7.7349 | 7.3917 | 7.1614 | 7.0306 | 6.6563 | 0 | 30.8144 | 30.8686 | 31.5735 | 32.8257 | 33.3861 | 34.3812 | 35.584 | 36.5739 | 34.9831 | 33.8861 | 33.2479 | 31.4549 | 1.253
Retro5Med | Retro | GroceryRefrigeration | Commercial | Refrigeration | 0.026876 | 0.026092 | 238.2428 | 106.3201 | Grocery | Door_Closer_WIC-Retro | 0.021234 | 0.026301 | 0.032465 | 0.038026 | 0.043802 | 0.051755 | 0.057407 | 0.059214 | 0.05662 | 0.049328 | 0.038754 | 0.025991 | 0.015323 | 0.0074912 | 0.00322 | 0.0011898 | 0.00037798 | 8.3574e-05 | 1.3946e-05 | 1.6987e-06 | 0.63231 | 3.2087 | 3.2131 | 3.2835 | 3.4065 | 3.4599 | 3.5682 | 3.7009 | 3.8075 | 3.6386 | 3.5252 | 3.4608 | 3.2765 | 0 | 15.1684 | 15.1951 | 15.5421 | 16.1585 | 16.4343 | 16.9242 | 17.5162 | 18.0035 | 17.2205 | 16.6804 | 16.3663 | 15.4837 | 0.38941
Retro5Med | Retro | GroceryRefrigeration | Commercial | Refrigeration | 0.018691 | 0.018145 | 165.6838 | 129.1197 | Grocery | Evap_Fan_Contr_WIC-Retro | 0.022938 | 0.028412 | 0.03507 | 0.041077 | 0.047317 | 0.055908 | 0.062013 | 0.063966 | 0.061164 | 0.053286 | 0.041863 | 0.028077 | 0.016552 | 0.0080923 | 0.0034784 | 0.0012853 | 0.00040831 | 9.028e-05 | 1.5065e-05 | 1.835e-06 | 0.68305 | 2.2315 | 2.2345 | 2.2835 | 2.369 | 2.4062 | 2.4815 | 2.5738 | 2.6479 | 2.5304 | 2.4516 | 2.4068 | 2.2786 | 0 | 10.5487 | 10.5673 | 10.8086 | 11.2373 | 11.4291 | 11.7697 | 12.1815 | 12.5204 | 11.9758 | 11.6003 | 11.3818 | 10.768 | 0.3297
Retro5Med | Retro | GroceryRefrigeration | Commercial | Refrigeration | 0.0149 | 0.014465 | 132.0825 | 166.9483 | Grocery | Evap_Fan_Contr_WIF-Retro | 0.0089124 | 0.011039 | 0.013626 | 0.015961 | 0.018385 | 0.021723 | 0.024095 | 0.024854 | 0.023765 | 0.020704 | 0.016266 | 0.010909 | 0.0064314 | 0.0031442 | 0.0013515 | 0.00049938 | 0.00015865 | 3.5078e-05 | 5.8534e-06 | 7.1298e-07 | 0.2654 | 1.7789 | 1.7814 | 1.8204 | 1.8886 | 1.9182 | 1.9782 | 2.0518 | 2.1109 | 2.0172 | 1.9544 | 1.9187 | 1.8165 | 0 | 8.4094 | 8.4242 | 8.6166 | 8.9583 | 9.1112 | 9.3828 | 9.7111 | 9.9812 | 9.5471 | 9.2477 | 9.0735 | 8.5842 | 0.26284
Retro5Med | Retro | GroceryRefrigeration | Commercial | Refrigeration | 0.15039 | 0.146 | 1333.0948 | 332.9936 | Grocery | Air_Curtain_WIC-Retro | 0.18456 | 0.2286 | 0.28217 | 0.33051 | 0.38071 | 0.44984 | 0.49896 | 0.51467 | 0.49212 | 0.42874 | 0.33683 | 0.22591 | 0.13318 | 0.065111 | 0.027988 | 0.010341 | 0.0032853 | 0.00072639 | 0.00012121 | 1.4764e-05 | 5.4959 | 17.9545 | 17.9792 | 18.3731 | 19.0612 | 19.3599 | 19.966 | 20.7087 | 21.3051 | 20.3596 | 19.7255 | 19.365 | 18.334 | 0 | 84.8753 | 85.0246 | 86.9662 | 90.4154 | 91.9587 | 94.6996 | 98.0126 | 100.7392 | 96.3576 | 93.3359 | 91.5783 | 86.6394 | 0.13906
LO5Med | NR | GroceryRefrigeration | Commercial | Refrigeration | 0.018625 | 0.018081 | 165.098 | -5.5878 | Grocery | Evap_Fan_Motor_LT-NR | 0.0021117 | 0.004746 | 0.0080158 | 0.01187 | 0.016343 | 0.021664 | 0.027614 | 0.033771 | 0.039897 | 0.045342 | 0.049887 | 0.053236 | 0.055679 | 0.057308 | 0.058225 | 0.059163 | 0.060173 | 0.061043 | 0.06197 | 0.062884 | 0.94327 | 2.2236 | 2.2266 | 2.2754 | 2.3606 | 2.3976 | 2.4727 | 2.5647 | 2.6385 | 2.5215 | 2.4429 | 2.3983 | 2.2706 | 0 | 10.5114 | 10.5299 | 10.7704 | 11.1976 | 11.3887 | 11.7281 | 12.1384 | 12.4761 | 11.9335 | 11.5592 | 11.3416 | 10.7299 | 3.5038
LO5Med | NR | GroceryRefrigeration | Commercial | Refrigeration | 0.059388 | 0.057654 | 526.4375 | -6.1615 | Grocery | VS_Scroll_Compr-NR | 0.026571 | 0.059718 | 0.10086 | 0.14936 | 0.20564 | 0.2726 | 0.34746 | 0.42493 | 0.50202 | 0.57053 | 0.62772 | 0.66985 | 0.7006 | 0.72109 | 0.73263 | 0.74443 | 0.75714 | 0.76809 | 0.77976 | 0.79126 | 11.8689 | 7.0902 | 7.1 | 7.2555 | 7.5272 | 7.6452 | 7.8846 | 8.1778 | 8.4133 | 8.04 | 7.7896 | 7.6472 | 7.2401 | 0 | 33.5172 | 33.5761 | 34.3429 | 35.7049 | 36.3144 | 37.3968 | 38.7051 | 39.7818 | 38.0515 | 36.8582 | 36.1642 | 34.2138 | 3.6536
LO5Med | NR | GroceryRefrigeration | Commercial | Refrigeration | 0.013452 | 0.013059 | 119.241 | -0.20666 | Grocery | Evap_Fan_Motor_MT-NR | 0.0022667 | 0.0050942 | 0.008604 | 0.012741 | 0.017542 | 0.023254 | 0.02964 | 0.036249 | 0.042824 | 0.048669 | 0.053547 | 0.057141 | 0.059764 | 0.061513 | 0.062497 | 0.063503 | 0.064588 | 0.065521 | 0.066517 | 0.067498 | 1.0125 | 1.606 | 1.6082 | 1.6434 | 1.705 | 1.7317 | 1.7859 | 1.8523 | 1.9057 | 1.8211 | 1.7644 | 1.7321 | 1.6399 | 0 | 7.5918 | 7.6052 | 7.7788 | 8.0874 | 8.2254 | 8.4706 | 8.7669 | 9.0108 | 8.6189 | 8.3486 | 8.1914 | 7.7496 | 2.5306
LO5Med | NR | GroceryRefrigeration | Commercial | Refrigeration | 0.01284 | 0.012453 | 113.8252 | 17.0663 | Grocery | LED_LT-NR | 0.0040876 | 0.0091867 | 0.015516 | 0.022976 | 0.031635 | 0.041935 | 0.053452 | 0.065369 | 0.077227 | 0.087767 | 0.096565 | 0.10305 | 0.10778 | 0.11093 | 0.1127 | 0.11452 | 0.11647 | 0.11816 | 0.11995 | 0.12172 | 0.79402 | 1.522 | 1.5266 | 1.5672 | 1.6293 | 1.659 | 1.7109 | 1.7753 | 1.8266 | 1.7449 | 1.6887 | 1.6527 | 1.553 | 0 | 7.1854 | 7.2116 | 7.4138 | 7.7284 | 7.8801 | 8.117 | 8.4038 | 8.638 | 8.26 | 7.9907 | 7.8113 | 7.3288 | 1.3379
LO5Med | NR | GroceryRefrigeration | Commercial | Refrigeration | 0.010522 | 0.010203 | 93.2789 | 25.1384 | Grocery | LED_MT-NR | 0.0040774 | 0.0091637 | 0.015477 | 0.022918 | 0.031556 | 0.04183 | 0.053318 | 0.065206 | 0.077034 | 0.087547 | 0.096323 | 0.10279 | 0.10751 | 0.11065 | 0.11242 | 0.11423 | 0.11618 | 0.11786 | 0.11965 | 0.12142 | 0.79203 | 1.2452 | 1.2495 | 1.2841 | 1.3355 | 1.3606 | 1.4032 | 1.4562 | 1.4983 | 1.4311 | 1.3847 | 1.3542 | 1.2704 | 0 | 5.8773 | 5.9011 | 6.0734 | 6.3349 | 6.4628 | 6.6574 | 6.8931 | 7.0854 | 6.7748 | 6.5522 | 6.3999 | 5.9935 | 1.0964
LO5Med | NR | GroceryRefrigeration | Commercial | Refrigeration | 0.0027683 | 0.0026875 | 24.5393 | 34.8483 | Grocery | Compr_Fan_Motor-NR | 0.0022798 | 0.0051239 | 0.008654 | 0.012815 | 0.017644 | 0.023389 | 0.029813 | 0.03646 | 0.043073 | 0.048952 | 0.053859 | 0.057474 | 0.060112 | 0.06187 | 0.06286 | 0.063873 | 0.064963 | 0.065902 | 0.066904 | 0.067891 | 1.0184 | 0.3305 | 0.33096 | 0.33821 | 0.35087 | 0.35637 | 0.36753 | 0.3812 | 0.39218 | 0.37478 | 0.3631 | 0.35647 | 0.33749 | 0 | 1.5624 | 1.5651 | 1.6009 | 1.6643 | 1.6928 | 1.7432 | 1.8042 | 1.8544 | 1.7737 | 1.7181 | 1.6858 | 1.5948 | 0.90075
LO5Med | NR | GroceryRefrigeration | Commercial | Refrigeration | 0.41252 | 0.40048 | 3656.7497 | 13.7761 | Grocery | New_Case-NR | 0.19035 | 0.42781 | 0.72256 | 1.07 | 1.4732 | 1.9528 | 2.4892 | 3.0442 | 3.5964 | 4.0872 | 4.4969 | 4.7987 | 5.019 | 5.1658 | 5.2485 | 5.333 | 5.4241 | 5.5025 | 5.5861 | 5.6685 | 68.0217 | 49.25 | 49.3179 | 50.3983 | 52.2859 | 53.1054 | 54.7679 | 56.805 | 58.441 | 55.8476 | 54.1081 | 53.1193 | 50.2912 | 0 | 232.8175 | 233.2269 | 238.5529 | 248.0142 | 252.2477 | 259.7661 | 268.8539 | 276.3329 | 264.3141 | 256.0254 | 251.2041 | 237.6565 | 1.4119
LO5Med | NR | GroceryRefrigeration | Commercial | Refrigeration | 0.10888 | 0.1057 | 965.1355 | 410.1482 | Grocery | Propane_MT-NR | 0 | 0 | 0 | 0 | 0 | 0 | 0 | 0 | 0 | 0 | 0 | 0 | 0 | 0 | 0 | 0 | 0 | 0 | 0 | 0 | 0 | 12.9987 | 13.0166 | 13.3018 | 13.7999 | 14.0162 | 14.455 | 14.9927 | 15.4245 | 14.74 | 14.2809 | 14.0199 | 13.2735 | 0 | 61.4481 | 61.5562 | 62.9619 | 65.459 | 66.5764 | 68.5607 | 70.9593 | 72.9333 | 69.7611 | 67.5734 | 66.301 | 62.7253 | 0.11409
LO5Med | NR | GroceryRefrigeration | Commercial | Refrigeration | 0.059388 | 0.057654 | 526.4375 | 768.2552 | Grocery | Propane_LT-NR | 0 | 0 | 0 | 0 | 0 | 0 | 0 | 0 | 0 | 0 | 0 | 0 | 0 | 0 | 0 | 0 | 0 | 0 | 0 | 0 | 0 | 7.0902 | 7.1 | 7.2555 | 7.5272 | 7.6452 | 7.8846 | 8.1778 | 8.4133 | 8.04 | 7.7896 | 7.6472 | 7.2401 | 0 | 33.5172 | 33.5761 | 34.3429 | 35.7049 | 36.3144 | 37.3968 | 38.7051 | 39.7818 | 38.0515 | 36.8582 | 36.1642 | 34.2138 | 0.06223
LO5Med | New | GroceryRefrigeration | Commercial | Refrigeration | 0.0093755 | 0.0091018 | 83.1079 | 0.77497 | Grocery | HE_Cond_Coil-New | 0.00061787 | 0.0013947 | 0.0023016 | 0.0035091 | 0.0052404 | 0.0074075 | 0.0097468 | 0.010311 | 0.01814 | 0.018748 | 0.022914 | 0.0212 | 0.024969 | 0.025427 | 0.026447 | 0.026624 | 0.028228 | 0.023898 | 0.025115 | 0.024389 | 0.32663 | 1.1193 | 1.1209 | 1.1454 | 1.1883 | 1.2069 | 1.2447 | 1.291 | 1.3282 | 1.2693 | 1.2297 | 1.2073 | 1.143 | 0 | 5.2913 | 5.3006 | 5.4217 | 5.6367 | 5.7329 | 5.9038 | 6.1103 | 6.2803 | 6.0071 | 5.8188 | 5.7092 | 5.4013 | 2.4086
LO5Med | New | GroceryRefrigeration | Commercial | Refrigeration | 0.4341 | 0.42142 | 3847.9859 | -10.9758 | Grocery | Heat_Reclaim_ER-New | 0.0015448 | 0.003487 | 0.0057545 | 0.0087735 | 0.013102 | 0.018521 | 0.024369 | 0.025781 | 0.045354 | 0.046874 | 0.05729 | 0.053006 | 0.062429 | 0.063574 | 0.066125 | 0.066567 | 0.070577 | 0.05975 | 0.062794 | 0.060979 | 0.81666 | 51.8256 | 51.897 | 53.034 | 55.0203 | 55.8826 | 57.6321 | 59.7757 | 61.4972 | 58.7682 | 56.9377 | 55.8973 | 52.9213 | 0 | 244.9931 | 245.4239 | 251.0285 | 260.9845 | 265.4394 | 273.351 | 282.9141 | 290.7842 | 278.1369 | 269.4147 | 264.3413 | 250.0852 | 5.6979
LO5Med | New | GroceryRefrigeration | Commercial | Refrigeration | 0.059388 | 0.057654 | 526.4375 | -6.1615 | Grocery | VS_Scroll_Compr-New | 0.0039138 | 0.0088343 | 0.014579 | 0.022228 | 0.033195 | 0.046922 | 0.06174 | 0.065316 | 0.1149 | 0.11875 | 0.14514 | 0.13429 | 0.15816 | 0.16106 | 0.16753 | 0.16865 | 0.17881 | 0.15138 | 0.15909 | 0.15449 | 2.069 | 7.0902 | 7.1 | 7.2555 | 7.5272 | 7.6452 | 7.8846 | 8.1778 | 8.4133 | 8.04 | 7.7896 | 7.6472 | 7.2401 | 0 | 33.5172 | 33.5761 | 34.3429 | 35.7049 | 36.3144 | 37.3968 | 38.7051 | 39.7818 | 38.0515 | 36.8582 | 36.1642 | 34.2138 | 3.6536
LO5Med | New | GroceryRefrigeration | Commercial | Refrigeration | 0.14792 | 0.14361 | 1311.261 | 5.67 | Grocery | Heat_Reclaim_HP-New | 0.0010431 | 0.0023545 | 0.0038856 | 0.0059241 | 0.0088471 | 0.012505 | 0.016455 | 0.017408 | 0.030624 | 0.03165 | 0.038684 | 0.035791 | 0.042154 | 0.042926 | 0.044649 | 0.044947 | 0.047655 | 0.040345 | 0.0424 | 0.041174 | 0.55142 | 17.6604 | 17.6847 | 18.0722 | 18.749 | 19.0429 | 19.639 | 20.3695 | 20.9561 | 20.0262 | 19.4024 | 19.0479 | 18.0338 | 0 | 83.4852 | 83.632 | 85.5419 | 88.9345 | 90.4526 | 93.1486 | 96.4074 | 99.0892 | 94.7795 | 91.8072 | 90.0784 | 85.2204 | 1.9416
LO5Med | New | GroceryRefrigeration | Commercial | Refrigeration | 0.036977 | 0.035898 | 327.7819 | 2.411 | Grocery | Commissioning-New | 0.0039705 | 0.0089623 | 0.01479 | 0.02255 | 0.033676 | 0.047602 | 0.062634 | 0.066263 | 0.11657 | 0.12048 | 0.14725 | 0.13624 | 0.16046 | 0.1634 | 0.16996 | 0.17109 | 0.1814 | 0.15357 | 0.16139 | 0.15673 | 2.099 | 4.4146 | 4.4207 | 4.5176 | 4.6868 | 4.7602 | 4.9093 | 5.0919 | 5.2385 | 5.006 | 4.8501 | 4.7615 | 4.508 | 0 | 20.8692 | 20.9059 | 21.3833 | 22.2314 | 22.6109 | 23.2848 | 24.0994 | 24.7698 | 23.6925 | 22.9495 | 22.5173 | 21.3029 | 2.2294
LO5Med | New | GroceryRefrigeration | Commercial | Refrigeration | 0.76555 | 0.74321 | 6786.1572 | 1.7422 | Grocery | LSHX_WIF-New | 0.0044484 | 0.010041 | 0.01657 | 0.025264 | 0.037729 | 0.053331 | 0.070173 | 0.074238 | 0.1306 | 0.13498 | 0.16497 | 0.15263 | 0.17977 | 0.18306 | 0.19041 | 0.19168 | 0.20323 | 0.17205 | 0.18082 | 0.17559 | 2.3516 | 91.3977 | 91.5236 | 93.5287 | 97.0316 | 98.5524 | 101.6377 | 105.4181 | 108.4541 | 103.6413 | 100.4132 | 98.5783 | 93.3299 | 0 | 432.0602 | 432.82 | 442.704 | 460.2621 | 468.1186 | 482.0711 | 498.9362 | 512.8156 | 490.5114 | 475.1292 | 466.1819 | 441.0405 | 2.2993
LO5Med | New | GroceryRefrigeration | Commercial | Refrigeration | 0.0087535 | 0.008498 | 77.5943 | 6.9956 | Grocery | LSHX_LT-New | 0.0014644 | 0.0033054 | 0.0054548 | 0.0083167 | 0.01242 | 0.017556 | 0.0231 | 0.024439 | 0.042993 | 0.044433 | 0.054307 | 0.050246 | 0.059178 | 0.060263 | 0.062682 | 0.063101 | 0.066902 | 0.056639 | 0.059524 | 0.057804 | 0.77413 | 1.0451 | 1.0465 | 1.0694 | 1.1095 | 1.1269 | 1.1621 | 1.2054 | 1.2401 | 1.1851 | 1.1481 | 1.1272 | 1.0672 | 0 | 4.9403 | 4.949 | 5.062 | 5.2627 | 5.3526 | 5.5121 | 5.7049 | 5.8636 | 5.6086 | 5.4327 | 5.3304 | 5.0429 | 1.8448
LO5Med | New | GroceryRefrigeration | Commercial | Refrigeration | 0.043981 | 0.042697 | 389.8629 | 103.6142 | Grocery | LSHX_WIC-New | 0.00052434 | 0.0011836 | 0.0019532 | 0.0029779 | 0.0044472 | 0.0062862 | 0.0082714 | 0.0087506 | 0.015394 | 0.01591 | 0.019445 | 0.017991 | 0.02119 | 0.021578 | 0.022444 | 0.022594 | 0.023955 | 0.02028 | 0.021313 | 0.020697 | 0.27719 | 5.2508 | 5.258 | 5.3732 | 5.5744 | 5.6618 | 5.8391 | 6.0562 | 6.2307 | 5.9542 | 5.7687 | 5.6633 | 5.3618 | 0 | 24.8217 | 24.8654 | 25.4332 | 26.4419 | 26.8933 | 27.6949 | 28.6637 | 29.4611 | 28.1797 | 27.296 | 26.782 | 25.3377 | 0.39796
LO5Med | New | GroceryRefrigeration | Commercial | Refrigeration | 0.0013342 | 0.0012952 | 11.8264 | 145.4272 | Grocery | LSHX_MT-New | 0.00035393 | 0.0007989 | 0.0013184 | 0.0020101 | 0.0030019 | 0.0042432 | 0.0055832 | 0.0059066 | 0.010391 | 0.010739 | 0.013126 | 0.012144 | 0.014303 | 0.014565 | 0.01515 | 0.015251 | 0.01617 | 0.013689 | 0.014387 | 0.013971 | 0.1871 | 0.15928 | 0.1595 | 0.163 | 0.1691 | 0.17175 | 0.17713 | 0.18372 | 0.18901 | 0.18062 | 0.17499 | 0.1718 | 0.16265 | 0 | 0.75296 | 0.75429 | 0.77151 | 0.80211 | 0.8158 | 0.84012 | 0.86951 | 0.8937 | 0.85483 | 0.82802 | 0.81243 | 0.76861 | 0.29712
LO50Fast | NR | Servers & Power Supplies | Commercial | Electronics | 0.089354 | 0.06899 | 1109.0074 | -6.4408 | Embedded DC | ENERGY STAR Servers | 4.2943 | 6.2982 | 7.6342 | 8.4931 | 9.0613 | 9.3454 | 9.4716 | 9.5221 | 9.5405 | 9.5428 | 9.5428 | 9.5428 | 9.5428 | 9.5428 | 9.5428 | 9.5428 | 9.5428 | 9.5428 | 9.5428 | 9.5428 | 48.4501 | 9.5148 | 8.9039 | 10.2791 | 9.5673 | 10.7249 | 12.2574 | 13.8846 | 14.67 | 12.9126 | 11.3419 | 10.0151 | 9.3263 | 0 | 63.2029 | 60.3251 | 71.0908 | 72.773 | 83.987 | 93.5171 | 103.8098 | 110.5428 | 98.8005 | 86.971 | 67.8286 | 62.7611 | 5.3147
LO50Fast | NR | Servers & Power Supplies | Commercial | Electronics | 0.0013408 | 0.0010352 | 16.6414 | 35.9445 | Embedded DC | ENERGY STAR Power Supplies for Servers | 0.13776 | 0.20205 | 0.24491 | 0.27246 | 0.29068 | 0.2998 | 0.30385 | 0.30547 | 0.30606 | 0.30613 | 0.30613 | 0.30613 | 0.30613 | 0.30613 | 0.30613 | 0.30613 | 0.30613 | 0.30613 | 0.30613 | 0.30613 | 1.0998 | 0.14278 | 0.13361 | 0.15424 | 0.14356 | 0.16093 | 0.18393 | 0.20835 | 0.22013 | 0.19376 | 0.17019 | 0.15028 | 0.13995 | 0 | 0.9484 | 0.90522 | 1.0668 | 1.092 | 1.2603 | 1.4033 | 1.5577 | 1.6588 | 1.4826 | 1.3051 | 1.0178 | 0.94177 | 0.88213
Retro12Med | Retro | Showerheads | Commercial | Water Heating | 0.017714 | 0.011725 | 158.8277 | -357.7757 | Lodging | Com Showerhead 1_50 GPM Hospitality | 0.30582 | 0.30972 | 0.31356 | 0.31736 | 0.32111 | 0.29234 | 0.23651 | 0.1913 | 0.1547 | 0.12507 | 0.10109 | 0.081695 | 0.066008 | 0.053324 | 0.043071 | 0.034785 | 0.00023949 | 8.6325e-05 | 2.8976e-05 | 9.5225e-06 | 3.3269 | 2.6691 | 2.4668 | 2.9153 | 2.4421 | 2.4161 | 2.0508 | 2.0524 | 2.0217 | 1.9262 | 2.1027 | 2.3592 | 2.5204 | 0 | 11.7518 | 10.8764 | 12.8293 | 11.8389 | 12.011 | 10.1777 | 10.1598 | 10.0005 | 9.5384 | 10.2171 | 10.3764 | 11.1076 | 25.1703
Retro12Med | Retro | Showerheads | Commercial | Water Heating | 0.010607 | 0.0091762 | 107.4043 | -373.8787 | Hospital | Com Showerhead 1_50 GPM Health Care | 0.037139 | 0.037613 | 0.038079 | 0.03854 | 0.038996 | 0.035502 | 0.028722 | 0.023232 | 0.018787 | 0.015188 | 0.012277 | 0.0099212 | 0.0080161 | 0.0064758 | 0.0052307 | 0.0042244 | 2.9084e-05 | 1.0483e-05 | 3.5189e-06 | 1.1564e-06 | 0.40403 | 1.474 | 1.3325 | 1.4757 | 1.2733 | 1.2791 | 1.1352 | 1.1105 | 1.09 | 1.0454 | 1.1107 | 1.2369 | 1.3954 | 0 | 8.7485 | 8.0287 | 8.9081 | 8.0698 | 8.1514 | 7.2891 | 7.0484 | 6.97 | 6.634 | 7.0323 | 7.3 | 8.2651 | 18.0212
Retro12Med | Retro | Showerheads | Commercial | Water Heating | 0.0089815 | 0.0068341 | 91.9659 | -210.4123 | Large Office | Com Showerhead 1_50 GPM Commercial - Employee Shower | 0.057012 | 0.057738 | 0.058454 | 0.059163 | 0.059862 | 0.054498 | 0.044091 | 0.035663 | 0.028839 | 0.023316 | 0.018846 | 0.01523 | 0.012305 | 0.0099409 | 0.0080296 | 0.0064848 | 4.4647e-05 | 1.6093e-05 | 5.4018e-06 | 1.7752e-06 | 0.62022 | 1.5139 | 1.3858 | 1.5202 | 1.2747 | 1.265 | 1.1035 | 1.0979 | 1.071 | 1.0205 | 1.1043 | 1.2506 | 1.417 | 0 | 7.2501 | 6.6674 | 7.3306 | 6.7707 | 6.8771 | 6.0542 | 5.9448 | 5.8261 | 5.5307 | 5.8617 | 6.0113 | 6.8167 | 9.6545
Retro12Med | Retro | Showerheads | Commercial | Water Heating | 0.006518 | 0.0049684 | 114.6609 | -278.7181 | School K-12 | Com Showerhead 1_50 GPM School | 0.0055501 | 0.0056208 | 0.0056905 | 0.0057595 | 0.0058276 | 0.0053054 | 0.0042923 | 0.0034718 | 0.0028075 | 0.0022698 | 0.0018346 | 0.0014826 | 0.0011979 | 0.00096774 | 0.00078168 | 0.00063129 | 4.3463e-06 | 1.5666e-06 | 5.2587e-07 | 1.7282e-07 | 0.060379 | 0.78144 | 0.69874 | 0.77327 | 0.62517 | 0.62656 | 0.5786 | 0.55715 | 0.53189 | 0.51422 | 0.52569 | 0.66519 | 0.73854 | 0 | 10.1071 | 9.5578 | 10.8015 | 9.3577 | 9.3322 | 8.6071 | 7.8616 | 7.903 | 7.5761 | 7.8393 | 8.4604 | 9.6405 | 14.8456
Retro12Med | Retro | Showerheads | Commercial | Water Heating | 0.25289 | 0.19243 | 2589.4501 | -368.675 | Other | Com Showerhead 1_50 GPM Fitness Center | 0.30377 | 0.30764 | 0.31145 | 0.31523 | 0.31895 | 0.29037 | 0.23492 | 0.19002 | 0.15366 | 0.12423 | 0.10041 | 0.081147 | 0.065565 | 0.052966 | 0.042783 | 0.034552 | 0.00023788 | 8.5746e-05 | 2.8782e-05 | 9.4587e-06 | 3.3046 | 42.6262 | 39.0196 | 42.8043 | 35.8899 | 35.6184 | 31.0699 | 30.9144 | 30.1544 | 28.7328 | 31.0942 | 35.212 | 39.8983 | 0 | 204.1396 | 187.732 | 206.4064 | 190.6411 | 193.6374 | 170.4656 | 167.3866 | 164.0437 | 155.7251 | 165.0447 | 169.2574 | 191.9361 | 406.1884
LO80Fast | New | Street and Roadway Lighting | Commercial | Lighting | 0.077953 | 0.083092 | 357.8068 | -131.6593 | All Btype | Streetlight - HPS 100W - New | 0 | 0 | 0 | 0 | 0 | 0 | 0 | 0 | 0 | 0 | 0 | 0 | 0 | 0 | 0 | 0 | 0 | 0 | 0 | 0 | 0 | 10.6567 | 9.5542 | 10.4928 | 7.0059 | 5.5717 | 4.1949 | 4.7069 | 6.3571 | 8.504 | 10.4067 | 10.1866 | 10.6467 | 0 | 28.4685 | 22.429 | 20.8448 | 18.9455 | 17.5535 | 16.2676 | 17.5039 | 18.9789 | 19.8337 | 23.0097 | 26.2318 | 29.456 | 50.1244
LO80Fast | New | Street and Roadway Lighting | Commercial | Lighting | 0.13526 | 0.14417 | 620.8303 | -75.9104 | All Btype | Streetlight - HPS 250W - New | 0 | 0 | 0 | 0 | 0 | 0 | 0 | 0 | 0 | 0 | 0 | 0 | 0 | 0 | 0 | 0 | 0 | 0 | 0 | 0 | 0 | 18.4904 | 16.5774 | 18.206 | 12.1559 | 9.6674 | 7.2786 | 8.1669 | 11.0303 | 14.7552 | 18.0567 | 17.6748 | 18.4731 | 0 | 49.3956 | 38.9165 | 36.1677 | 32.8724 | 30.457 | 28.2259 | 30.371 | 32.9302 | 34.4134 | 39.9241 | 45.5148 | 51.1091 | 7.325
LO80Fast | New | Street and Roadway Lighting | Commercial | Lighting | 0.10944 | 0.11666 | 502.3513 | -132.9796 | All Btype | Streetlight - MH 200W - New | 0 | 0 | 0 | 0 | 0 | 0 | 0 | 0 | 0 | 0 | 0 | 0 | 0 | 0 | 0 | 0 | 0 | 0 | 0 | 0 | 0 | 14.9617 | 13.4138 | 14.7316 | 9.8361 | 7.8225 | 5.8896 | 6.6083 | 8.9253 | 11.9393 | 14.6108 | 14.3018 | 14.9477 | 0 | 39.969 | 31.4897 | 29.2655 | 26.599 | 24.6446 | 22.8393 | 24.575 | 26.6458 | 27.8459 | 32.305 | 36.8288 | 41.3554 | 9999
LO80Fast | New | Street and Roadway Lighting | Commercial | Lighting | 0.26741 | 0.28505 | 1227.4432 | -80.5277 | All Btype | Streetlight - MH 400W - New | 0 | 0 | 0 | 0 | 0 | 0 | 0 | 0 | 0 | 0 | 0 | 0 | 0 | 0 | 0 | 0 | 0 | 0 | 0 | 0 | 0 | 36.5574 | 32.7752 | 35.995 | 24.0334 | 19.1134 | 14.3905 | 16.1467 | 21.8079 | 29.1725 | 35.7 | 34.9449 | 36.5231 | 0 | 97.6601 | 76.9418 | 71.5072 | 64.9919 | 60.2165 | 55.8053 | 60.0464 | 65.1064 | 68.0387 | 78.9339 | 89.9873 | 101.0477 | 9999
LO80Fast | New | Street and Roadway Lighting | Commercial | Lighting | 0.70519 | 0.75168 | 3236.8482 | -71.0059 | All Btype | Streetlight - MH 1000W - New | 0.0063575 | 0.0067169 | 0.0070628 | 0.0073091 | 0.007443 | 0.0075061 | 0.0075183 | 0.0074963 | 0.007451 | 0.0074056 | 0.0073267 | 0.0072568 | 0.007196 | 0.0071488 | 0.0071097 | 0.0070717 | 0.0070411 | 0.0070157 | 0.0070157 | 0.0070157 | 0.14346 | 96.4043 | 86.4303 | 94.9213 | 63.3776 | 50.4033 | 37.9487 | 42.5799 | 57.5089 | 76.9299 | 94.1431 | 92.152 | 96.3137 | 0 | 257.536 | 202.9007 | 188.5691 | 171.388 | 158.7949 | 147.1623 | 158.3463 | 171.6897 | 179.4224 | 208.1538 | 237.3025 | 266.4694 | 9999
LO50Fast | Retro | Street and Roadway Lighting | Commercial | Lighting | 0.077953 | 0.083092 | 357.8068 | -64.634 | All Btype | Streetlight - HPS 100W - Retro | 2.6799 | 1.2506 | 0.83374 | 0.53597 | 0.35458 | 0.17729 | 0.078797 | 0.031518 | 0.011461 | 0.0038204 | 0.0011755 | 0.00033586 | 8.9562e-05 | 2.2391e-05 | 5.2684e-06 | 1.1707e-06 | 2.4647e-07 | 4.9295e-08 | 9.3894e-09 | 1.7072e-09 | 5.9556 | 10.6567 | 9.5542 | 10.4928 | 7.0059 | 5.5717 | 4.1949 | 4.7069 | 6.3571 | 8.504 | 10.4067 | 10.1866 | 10.6467 | 0 | 28.4685 | 22.429 | 20.8448 | 18.9455 | 17.5535 | 16.2676 | 17.5039 | 18.9789 | 19.8337 | 23.0097 | 26.2318 | 29.456 | 2.3564
LO50Fast | Retro | Street and Roadway Lighting | Commercial | Lighting | 0.10944 | 0.11666 | 502.3513 | -10.3615 | All Btype | Streetlight - MH 200W - Retro | 0.91275 | 0.42595 | 0.28397 | 0.18255 | 0.12077 | 0.060385 | 0.026838 | 0.010735 | 0.0039036 | 0.0013012 | 0.00040037 | 0.00011439 | 3.0504e-05 | 7.6261e-06 | 1.7944e-06 | 3.9875e-07 | 8.3947e-08 | 1.6789e-08 | 3.198e-09 | 5.8145e-10 | 2.0284 | 14.9617 | 13.4138 | 14.7316 | 9.8361 | 7.8225 | 5.8896 | 6.6083 | 8.9253 | 11.9393 | 14.6108 | 14.3018 | 14.9477 | 0 | 39.969 | 31.4897 | 29.2655 | 26.599 | 24.6446 | 22.8393 | 24.575 | 26.6458 | 27.8459 | 32.305 | 36.8288 | 41.3554 | 1.4112
LO50Fast | Retro | Street and Roadway Lighting | Commercial | Lighting | 0.13526 | 0.14417 | 620.8303 | 8.3586 | All Btype | Streetlight - HPS 250W - Retro | 1.2055 | 0.56257 | 0.37505 | 0.2411 | 0.1595 | 0.079754 | 0.035446 | 0.014178 | 0.0051557 | 0.0017186 | 0.00052879 | 0.00015108 | 4.0289e-05 | 1.0072e-05 | 2.3699e-06 | 5.2665e-07 | 1.1087e-07 | 2.2175e-08 | 4.2238e-09 | 7.6796e-10 | 2.6791 | 18.4904 | 16.5774 | 18.206 | 12.1559 | 9.6674 | 7.2786 | 8.1669 | 11.0303 | 14.7552 | 18.0567 | 17.6748 | 18.4731 | 0 | 49.3956 | 38.9165 | 36.1677 | 32.8724 | 30.457 | 28.2259 | 30.371 | 32.9302 | 34.4134 | 39.9241 | 45.5148 | 51.1091 | 1.2216
LO50Fast | Retro | Street and Roadway Lighting | Commercial | Lighting | 0.26741 | 0.28505 | 1227.4432 | -0.86507 | All Btype | Streetlight - MH 400W - Retro | 2.9793 | 1.3903 | 0.92689 | 0.59586 | 0.39419 | 0.1971 | 0.0876 | 0.03504 | 0.012742 | 0.0042472 | 0.0013068 | 0.00037338 | 9.9568e-05 | 2.4892e-05 | 5.857e-06 | 1.3015e-06 | 2.7401e-07 | 5.4802e-08 | 1.0438e-08 | 1.8979e-09 | 6.621 | 36.5574 | 32.7752 | 35.995 | 24.0334 | 19.1134 | 14.3905 | 16.1467 | 21.8079 | 29.1725 | 35.7 | 34.9449 | 36.5231 | 0 | 97.6601 | 76.9418 | 71.5072 | 64.9919 | 60.2165 | 55.8053 | 60.0464 | 65.1064 | 68.0387 | 78.9339 | 89.9873 | 101.0477 | 1.485
LO50Fast | Retro | Street and Roadway Lighting | Commercial | Lighting | 0.70519 | 0.75168 | 3236.8482 | 0.95275 | All Btype | Streetlight - MH 1000W - Retro | 0.62852 | 0.29331 | 0.19554 | 0.1257 | 0.083161 | 0.041582 | 0.018481 | 0.0073922 | 0.0026881 | 0.00089602 | 0.0002757 | 7.8771e-05 | 2.1005e-05 | 5.2514e-06 | 1.2356e-06 | 2.7458e-07 | 5.7807e-08 | 1.1561e-08 | 2.2022e-09 | 4.0039e-10 | 1.3968 | 96.4043 | 86.4303 | 94.9213 | 63.3776 | 50.4033 | 37.9487 | 42.5799 | 57.5089 | 76.9299 | 94.1431 | 92.152 | 96.3137 | 0 | 257.536 | 202.9007 | 188.5691 | 171.388 | 158.7949 | 147.1623 | 158.3463 | 171.6897 | 179.4224 | 208.1538 | 237.3025 | 266.4694 | 1.6214
LO5Med | NR | UnitaryAC | Commercial | HVAC | 5.0146e-05 | 1.3905e-05 | 0.3995 | 10.5621 | Large Off | UnitaryAC-NR-Large Off | 0.0093777 | 0.020829 | 0.034773 | 0.050878 | 0.069159 | 0.090438 | 0.11367 | 0.13726 | 0.15934 | 0.17813 | 0.19247 | 0.20206 | 0.20753 | 0.20973 | 0.2091 | 0.21156 | 0.21081 | 0.20962 | 0.20885 | 0.20817 | 3.1225 | 0.0010427 | 0.00072405 | 0.0010749 | 0.0010403 | 0.0021715 | 0.0039288 | 0.0099016 | 0.010484 | 0.0043156 | 0.001523 | 0.00095363 | 0.00097511 | 0 | 0.01218 | 0.0090275 | 0.014496 | 0.014232 | 0.029286 | 0.043222 | 0.075545 | 0.075856 | 0.043036 | 0.021759 | 0.012192 | 0.010537 | 1.7076
LO5Med | NR | UnitaryAC | Commercial | HVAC | 8.6666e-05 | 2.4032e-05 | 0.69045 | -4.6644 | Medium Off | UnitaryAC-NR-Medium Off | 0.013573 | 0.030148 | 0.05033 | 0.073641 | 0.1001 | 0.1309 | 0.16452 | 0.19867 | 0.23063 | 0.25783 | 0.27858 | 0.29247 | 0.30038 | 0.30357 | 0.30265 | 0.3082 | 0.30712 | 0.30496 | 0.30336 | 0.30239 | 4.5358 | 0.0018021 | 0.0012514 | 0.0018578 | 0.001798 | 0.0037529 | 0.0067901 | 0.017113 | 0.01812 | 0.0074585 | 0.0026322 | 0.0016481 | 0.0016853 | 0 | 0.021051 | 0.015602 | 0.025052 | 0.024597 | 0.050615 | 0.0747 | 0.13056 | 0.1311 | 0.074379 | 0.037605 | 0.021072 | 0.01821 | 3.2195
LO5Med | NR | UnitaryAC | Commercial | HVAC | 5.0906e-05 | 1.4116e-05 | 0.40556 | 42.0175 | Small Off | UnitaryAC-NR-Small Off | 0.0059968 | 0.01332 | 0.022236 | 0.032535 | 0.044226 | 0.057833 | 0.072688 | 0.087776 | 0.10189 | 0.11391 | 0.12308 | 0.12922 | 0.13271 | 0.13412 | 0.13372 | 0.13431 | 0.13389 | 0.13333 | 0.13285 | 0.13243 | 1.9865 | 0.0010586 | 0.00073503 | 0.0010912 | 0.0010561 | 0.0022044 | 0.0039884 | 0.010052 | 0.010643 | 0.004381 | 0.0015461 | 0.00096809 | 0.0009899 | 0 | 0.012365 | 0.0091644 | 0.014715 | 0.014448 | 0.02973 | 0.043878 | 0.07669 | 0.077006 | 0.043689 | 0.022089 | 0.012377 | 0.010696 | 0.86675
LO5Med | NR | UnitaryAC | Commercial | HVAC | 0.00012522 | 3.4723e-05 | 0.99762 | -8.8775 | XLarge Ret | UnitaryAC-NR-XLarge Ret | 0.024298 | 0.053883 | 0.089807 | 0.13119 | 0.17804 | 0.23245 | 0.29169 | 0.35167 | 0.40758 | 0.45492 | 0.49074 | 0.51438 | 0.52744 | 0.53219 | 0.52974 | 0.53185 | 0.52928 | 0.52786 | 0.52759 | 0.52434 | 7.865 | 0.0026039 | 0.001808 | 0.0026843 | 0.0025979 | 0.0054225 | 0.0098109 | 0.024726 | 0.026181 | 0.010777 | 0.0038032 | 0.0023814 | 0.002435 | 0 | 0.030416 | 0.022543 | 0.036197 | 0.03554 | 0.073132 | 0.10793 | 0.18865 | 0.18942 | 0.10747 | 0.054335 | 0.030446 | 0.026312 | 4.2641
LO5Med | NR | UnitaryAC | Commercial | HVAC | 0.00012522 | 3.4723e-05 | 0.99762 | -9.9595 | Large Ret | UnitaryAC-NR-Large Ret | 0.031875 | 0.070686 | 0.11781 | 0.1721 | 0.23357 | 0.30494 | 0.38265 | 0.46134 | 0.53468 | 0.59679 | 0.64378 | 0.6748 | 0.69193 | 0.69816 | 0.69494 | 0.69539 | 0.69215 | 0.68923 | 0.68675 | 0.68328 | 10.2492 | 0.0026039 | 0.001808 | 0.0026843 | 0.0025979 | 0.0054225 | 0.0098109 | 0.024726 | 0.026181 | 0.010777 | 0.0038032 | 0.0023814 | 0.002435 | 0 | 0.030416 | 0.022543 | 0.036197 | 0.03554 | 0.073132 | 0.10793 | 0.18865 | 0.18942 | 0.10747 | 0.054335 | 0.030446 | 0.026312 | 4.6518
LO5Med | NR | UnitaryAC | Commercial | HVAC | 5.0868e-05 | 1.4105e-05 | 0.40526 | 7.438 | Medium Ret | UnitaryAC-NR-Medium Ret | 0.0044813 | 0.0099377 | 0.016563 | 0.024196 | 0.032837 | 0.042872 | 0.053797 | 0.06486 | 0.075171 | 0.083903 | 0.090509 | 0.09487 | 0.097278 | 0.098154 | 0.097702 | 0.098755 | 0.098288 | 0.098197 | 0.098626 | 0.097869 | 1.468 | 0.0010578 | 0.00073448 | 0.0010904 | 0.0010553 | 0.0022028 | 0.0039854 | 0.010044 | 0.010635 | 0.0043777 | 0.001545 | 0.00096737 | 0.00098916 | 0 | 0.012356 | 0.0091576 | 0.014704 | 0.014437 | 0.029708 | 0.043845 | 0.076633 | 0.076948 | 0.043656 | 0.022072 | 0.012368 | 0.010688 | 1.8897
LO5Med | NR | UnitaryAC | Commercial | HVAC | 5.0868e-05 | 1.4105e-05 | 0.40526 | 42.0652 | Small Ret | UnitaryAC-NR-Small Ret | 0.0018819 | 0.0041733 | 0.0069558 | 0.010161 | 0.01379 | 0.018004 | 0.022592 | 0.027238 | 0.031568 | 0.035235 | 0.038009 | 0.03984 | 0.040852 | 0.04122 | 0.04103 | 0.041118 | 0.040926 | 0.040784 | 0.040697 | 0.040483 | 0.60725 | 0.0010578 | 0.00073448 | 0.0010904 | 0.0010553 | 0.0022028 | 0.0039854 | 0.010044 | 0.010635 | 0.0043777 | 0.001545 | 0.00096737 | 0.00098916 | 0 | 0.012356 | 0.0091576 | 0.014704 | 0.014437 | 0.029708 | 0.043845 | 0.076633 | 0.076948 | 0.043656 | 0.022072 | 0.012368 | 0.010688 | 0.8661
LO5Med | NR | UnitaryAC | Commercial | HVAC | 6.9694e-06 | 1.9326e-06 | 0.055524 | 191.993 | School K-12 | UnitaryAC-NR-School K-12 | 0.00066069 | 0.0014688 | 0.0024543 | 0.0035943 | 0.0048901 | 0.0064005 | 0.0080517 | 0.0097318 | 0.011307 | 0.012652 | 0.013683 | 0.014378 | 0.01478 | 0.014951 | 0.014919 | 0.014994 | 0.014961 | 0.014929 | 0.014897 | 0.014864 | 0.22297 | 0.00014492 | 0.00010063 | 0.0001494 | 0.00014459 | 0.0003018 | 0.00054604 | 0.0013762 | 0.0014571 | 0.00059979 | 0.00021167 | 0.00013254 | 0.00013552 | 0 | 0.0016928 | 0.0012547 | 0.0020146 | 0.001978 | 0.0040703 | 0.0060072 | 0.010499 | 0.010543 | 0.0059813 | 0.0030241 | 0.0016945 | 0.0014644 | 0.2589
LO5Med | NR | UnitaryAC | Commercial | HVAC | 2.1454e-05 | 5.9492e-06 | 0.17092 | 47.6076 | University | UnitaryAC-NR-University | 0.00099699 | 0.0022158 | 0.0037013 | 0.0054189 | 0.0073704 | 0.0096439 | 0.012128 | 0.014655 | 0.017022 | 0.019041 | 0.020586 | 0.021625 | 0.022223 | 0.022473 | 0.022419 | 0.022493 | 0.022433 | 0.022396 | 0.022337 | 0.022294 | 0.33442 | 0.00044613 | 0.00030978 | 0.0004599 | 0.0004451 | 0.00092905 | 0.0016809 | 0.0042363 | 0.0044856 | 0.0018464 | 0.00065162 | 0.000408 | 0.00041719 | 0 | 0.0052112 | 0.0038624 | 0.0062018 | 0.0060891 | 0.01253 | 0.018492 | 0.032321 | 0.032454 | 0.018413 | 0.0093093 | 0.0052164 | 0.004508 | 0.797
LO5Med | NR | UnitaryAC | Commercial | HVAC | 1.1579e-05 | 3.2109e-06 | 0.092251 | 106.8522 | Warehouse | UnitaryAC-NR-Warehouse | 0.0012538 | 0.00278 | 0.0046329 | 0.006767 | 0.0091826 | 0.011987 | 0.01504 | 0.018131 | 0.021011 | 0.023448 | 0.025292 | 0.026507 | 0.027177 | 0.027418 | 0.027289 | 0.027341 | 0.027261 | 0.027122 | 0.026996 | 0.026818 | 0.40227 | 0.00024079 | 0.00016719 | 0.00024822 | 0.00024023 | 0.00050143 | 0.00090723 | 0.0022864 | 0.002421 | 0.00099653 | 0.00035169 | 0.00022021 | 0.00022517 | 0 | 0.0028126 | 0.0020846 | 0.0033472 | 0.0032864 | 0.0067626 | 0.0099807 | 0.017444 | 0.017516 | 0.0099377 | 0.0050244 | 0.0028154 | 0.0024331 | 0.43016
LO5Med | NR | UnitaryAC | Commercial | HVAC | 2.6922e-05 | 7.4652e-06 | 0.21448 | 33.5 | Supermarket | UnitaryAC-NR-Supermarket | 0.0015111 | 0.0033506 | 0.0055838 | 0.0081559 | 0.011067 | 0.014448 | 0.018127 | 0.021852 | 0.025323 | 0.028261 | 0.030482 | 0.031947 | 0.032754 | 0.033045 | 0.032889 | 0.033035 | 0.032877 | 0.03271 | 0.032559 | 0.032422 | 0.48633 | 0.00055982 | 0.00038872 | 0.0005771 | 0.00055852 | 0.0011658 | 0.0021093 | 0.0053159 | 0.0056287 | 0.0023169 | 0.00081767 | 0.00051197 | 0.00052351 | 0 | 0.0065391 | 0.0048466 | 0.0077822 | 0.0076408 | 0.015723 | 0.023205 | 0.040557 | 0.040724 | 0.023105 | 0.011682 | 0.0065457 | 0.0056568 | 1.0001
LO5Med | NR | UnitaryAC | Commercial | HVAC | 2.6922e-05 | 7.4652e-06 | 0.21448 | 98.9277 | MiniMart | UnitaryAC-NR-MiniMart | 0.00052848 | 0.0011745 | 0.001962 | 0.0028724 | 0.0039068 | 0.005112 | 0.0064289 | 0.007768 | 0.0090228 | 0.010093 | 0.010912 | 0.011463 | 0.01178 | 0.011912 | 0.011884 | 0.011917 | 0.011887 | 0.011858 | 0.011827 | 0.011876 | 0.17814 | 0.00055982 | 0.00038872 | 0.0005771 | 0.00055852 | 0.0011658 | 0.0021093 | 0.0053159 | 0.0056287 | 0.0023169 | 0.00081767 | 0.00051197 | 0.00052351 | 0 | 0.0065391 | 0.0048466 | 0.0077822 | 0.0076408 | 0.015723 | 0.023205 | 0.040557 | 0.040724 | 0.023105 | 0.011682 | 0.0065457 | 0.0056568 | 0.45838
LO5Med | NR | UnitaryAC | Commercial | HVAC | 0.00020964 | 5.8133e-05 | 1.6702 | -14.7525 | Restaurant | UnitaryAC-NR-Restaurant | 0.013188 | 0.029116 | 0.048314 | 0.070266 | 0.094938 | 0.1234 | 0.15416 | 0.18504 | 0.21351 | 0.23726 | 0.25481 | 0.26591 | 0.27145 | 0.27269 | 0.27023 | 0.27286 | 0.2698 | 0.26701 | 0.26453 | 0.26223 | 3.9334 | 0.0043594 | 0.003027 | 0.004494 | 0.0043493 | 0.0090783 | 0.016425 | 0.041396 | 0.043832 | 0.018042 | 0.0063673 | 0.0039868 | 0.0040766 | 0 | 0.050921 | 0.037741 | 0.060601 | 0.0595 | 0.12244 | 0.1807 | 0.31583 | 0.31713 | 0.17992 | 0.090966 | 0.050972 | 0.04405 | 7.7879
LO5Med | NR | UnitaryAC | Commercial | HVAC | 0.00015594 | 4.3241e-05 | 1.2423 | -11.4351 | Lodging | UnitaryAC-NR-Lodging | 0.007248 | 0.016088 | 0.026838 | 0.039241 | 0.053303 | 0.069655 | 0.087484 | 0.10557 | 0.12246 | 0.13681 | 0.14772 | 0.15497 | 0.15905 | 0.16063 | 0.16003 | 0.16099 | 0.16011 | 0.15935 | 0.15875 | 0.15827 | 2.3741 | 0.0032426 | 0.0022516 | 0.0033427 | 0.0032351 | 0.0067526 | 0.012217 | 0.030791 | 0.032603 | 0.01342 | 0.0047362 | 0.0029655 | 0.0030323 | 0 | 0.037877 | 0.028073 | 0.045077 | 0.044258 | 0.091071 | 0.13441 | 0.23492 | 0.23589 | 0.13383 | 0.067663 | 0.037914 | 0.032766 | 5.3101
LO5Med | NR | UnitaryAC | Commercial | HVAC | 0.00015755 | 4.3687e-05 | 1.2551 | -11.5415 | Hospital | UnitaryAC-NR-Hospital | 0.0081657 | 0.018117 | 0.030212 | 0.044156 | 0.059955 | 0.078316 | 0.098323 | 0.1186 | 0.13752 | 0.15358 | 0.16575 | 0.17382 | 0.17833 | 0.18002 | 0.17928 | 0.18419 | 0.18477 | 0.18461 | 0.18335 | 0.18363 | 2.7544 | 0.003276 | 0.0022748 | 0.0033772 | 0.0032685 | 0.0068223 | 0.012343 | 0.031109 | 0.032939 | 0.013558 | 0.004785 | 0.0029961 | 0.0030636 | 0 | 0.038267 | 0.028362 | 0.045541 | 0.044714 | 0.09201 | 0.13579 | 0.23734 | 0.23832 | 0.13521 | 0.068361 | 0.038305 | 0.033104 | 5.3649
LO5Med | NR | UnitaryAC | Commercial | HVAC | 0.00010612 | 2.9427e-05 | 0.84545 | -7.8172 | Residential Care | UnitaryAC-NR-Residential Care | 0.0067519 | 0.014981 | 0.024981 | 0.036511 | 0.049575 | 0.064757 | 0.0813 | 0.098067 | 0.11371 | 0.12699 | 0.13706 | 0.14373 | 0.14745 | 0.14886 | 0.14824 | 0.15093 | 0.15049 | 0.15003 | 0.14979 | 0.14941 | 2.2412 | 0.0022067 | 0.0015323 | 0.0022748 | 0.0022016 | 0.0045954 | 0.0083144 | 0.020954 | 0.022187 | 0.0091328 | 0.0032231 | 0.0020181 | 0.0020636 | 0 | 0.025776 | 0.019104 | 0.030676 | 0.030119 | 0.061977 | 0.091469 | 0.15987 | 0.16053 | 0.091075 | 0.046047 | 0.025802 | 0.022298 | 3.9422
LO5Med | NR | UnitaryAC | Commercial | HVAC | 3.3121e-07 | 9.1844e-08 | 0.0026387 | 4478.0548 | Assembly | UnitaryAC-NR-Assembly | 9.1609e-05 | 0.00020318 | 0.00033868 | 0.0004948 | 0.00067158 | 0.00087691 | 0.0011005 | 0.001327 | 0.0015381 | 0.0017169 | 0.0018523 | 0.0019418 | 0.0019913 | 0.0020095 | 0.0020005 | 0.0020161 | 0.0020231 | 0.0019987 | 0.0019892 | 0.0019836 | 0.029753 | 6.8873e-06 | 4.7823e-06 | 7.1e-06 | 6.8714e-06 | 1.4343e-05 | 2.595e-05 | 6.5401e-05 | 6.9249e-05 | 2.8504e-05 | 1.006e-05 | 6.2988e-06 | 6.4406e-06 | 0 | 8.045e-05 | 5.9627e-05 | 9.5743e-05 | 9.4004e-05 | 0.00019344 | 0.00028548 | 0.00049897 | 0.00050103 | 0.00028426 | 0.00014372 | 8.0531e-05 | 6.9595e-05 | 0.012304
LO5Med | NR | UnitaryAC | Commercial | HVAC | 2.0471e-05 | 5.6764e-06 | 0.16309 | 50.9466 | Other | UnitaryAC-NR-Other | 0.0046996 | 0.010376 | 0.017217 | 0.02504 | 0.033832 | 0.043976 | 0.054938 | 0.065943 | 0.076088 | 0.084551 | 0.090805 | 0.094759 | 0.096736 | 0.097175 | 0.0963 | 0.097214 | 0.096841 | 0.09563 | 0.0947 | 0.094636 | 1.4195 | 0.00042567 | 0.00029557 | 0.00043881 | 0.00042469 | 0.00088645 | 0.0016038 | 0.0040421 | 0.0042799 | 0.0017617 | 0.00062173 | 0.00038929 | 0.00039806 | 0 | 0.0049722 | 0.0036852 | 0.0059174 | 0.0058099 | 0.011955 | 0.017644 | 0.030839 | 0.030966 | 0.017568 | 0.0088824 | 0.0049772 | 0.0043013 | 0.76045
LO5Med | New | UnitaryAC | Commercial | HVAC | 4.742e-05 | 1.3149e-05 | 0.37779 | 12.4256 | Large Off | UnitaryAC-New-Large Off | 0.0016362 | 0.0035354 | 0.0048303 | 0.0067235 | 0.0090598 | 0.013826 | 0.01906 | 0.025607 | 0.032002 | 0.035078 | 0.039856 | 0.043192 | 0.040582 | 0.045924 | 0.045915 | 0.049627 | 0.05011 | 0.056193 | 0.04683 | 0.049818 | 0.6194 | 0.00098607 | 0.0006847 | 0.0010165 | 0.0009838 | 0.0020535 | 0.0037153 | 0.0093635 | 0.0099145 | 0.004081 | 0.0014403 | 0.0009018 | 0.00092212 | 0 | 0.011518 | 0.0085369 | 0.013708 | 0.013459 | 0.027695 | 0.040873 | 0.071439 | 0.071733 | 0.040697 | 0.020576 | 0.01153 | 0.009964 | 1.6148
LO5Med | New | UnitaryAC | Commercial | HVAC | 4.3961e-05 | 1.219e-05 | 0.35023 | 12.0419 | Medium Off | UnitaryAC-New-Medium Off | 0.001848 | 0.0040579 | 0.0055252 | 0.0071221 | 0.0097685 | 0.015978 | 0.021479 | 0.028784 | 0.036006 | 0.037615 | 0.044877 | 0.048908 | 0.044794 | 0.052651 | 0.049269 | 0.055164 | 0.055217 | 0.061605 | 0.050134 | 0.053559 | 0.68436 | 0.00091413 | 0.00063474 | 0.00094235 | 0.00091202 | 0.0019036 | 0.0034442 | 0.0086804 | 0.0091912 | 0.0037833 | 0.0013352 | 0.00083601 | 0.00085484 | 0 | 0.010678 | 0.0079141 | 0.012708 | 0.012477 | 0.025674 | 0.037891 | 0.066227 | 0.066499 | 0.037728 | 0.019075 | 0.010689 | 0.009237 | 1.6331
LO5Med | New | UnitaryAC | Commercial | HVAC | 1.5067e-05 | 4.1779e-06 | 0.12003 | 193.9689 | Small Off | UnitaryAC-New-Small Off | 0.00016557 | 0.0003675 | 0.00052013 | 0.0006946 | 0.00093949 | 0.0014824 | 0.0019571 | 0.0025972 | 0.0033572 | 0.00359 | 0.0041834 | 0.0045449 | 0.0042869 | 0.0048659 | 0.0046137 | 0.0050469 | 0.0050878 | 0.0055255 | 0.0047655 | 0.004992 | 0.063584 | 0.0003133 | 0.00021755 | 0.00032297 | 0.00031258 | 0.00065244 | 0.0011804 | 0.002975 | 0.0031501 | 0.0012966 | 0.00045761 | 0.00028653 | 0.00029298 | 0 | 0.0036596 | 0.0027124 | 0.0043553 | 0.0042762 | 0.0087993 | 0.012987 | 0.022698 | 0.022791 | 0.012931 | 0.0065376 | 0.0036633 | 0.0031658 | 0.25653
LO5Med | New | UnitaryAC | Commercial | HVAC | 8.8648e-05 | 2.4582e-05 | 0.70625 | -3.5206 | XLarge Ret | UnitaryAC-New-XLarge Ret | 0.0018291 | 0.0040472 | 0.0085774 | 0.018224 | 0.02301 | 0.039488 | 0.050553 | 0.049129 | 0.088239 | 0.091349 | 0.10785 | 0.10541 | 0.11721 | 0.11527 | 0.11759 | 0.11693 | 0.12205 | 0.10926 | 0.11026 | 0.10799 | 1.5043 | 0.0018434 | 0.00128 | 0.0019003 | 0.0018391 | 0.0038388 | 0.0069455 | 0.017504 | 0.018534 | 0.0076291 | 0.0026924 | 0.0016858 | 0.0017238 | 0 | 0.021532 | 0.015959 | 0.025625 | 0.02516 | 0.051773 | 0.07641 | 0.13355 | 0.1341 | 0.076081 | 0.038466 | 0.021554 | 0.018627 | 3.0187
LO5Med | New | UnitaryAC | Commercial | HVAC | 8.8648e-05 | 2.4582e-05 | 0.70625 | -5.0491 | Large Ret | UnitaryAC-New-Large Ret | 0.0014637 | 0.0032815 | 0.0060378 | 0.010751 | 0.014108 | 0.021847 | 0.027668 | 0.029465 | 0.050093 | 0.053221 | 0.061426 | 0.06148 | 0.066297 | 0.06647 | 0.066752 | 0.067065 | 0.068589 | 0.06422 | 0.065603 | 0.06486 | 0.8707 | 0.0018434 | 0.00128 | 0.0019003 | 0.0018391 | 0.0038388 | 0.0069455 | 0.017504 | 0.018534 | 0.0076291 | 0.0026924 | 0.0016858 | 0.0017238 | 0 | 0.021532 | 0.015959 | 0.025625 | 0.02516 | 0.051773 | 0.07641 | 0.13355 | 0.1341 | 0.076081 | 0.038466 | 0.021554 | 0.018627 | 3.2932
LO5Med | New | UnitaryAC | Commercial | HVAC | 4.0587e-05 | 1.1255e-05 | 0.32335 | 14.8597 | Medium Ret | UnitaryAC-New-Medium Ret | 0.00067715 | 0.0015127 | 0.0032006 | 0.0070883 | 0.0087736 | 0.015617 | 0.019862 | 0.019112 | 0.034645 | 0.035552 | 0.042536 | 0.041345 | 0.045877 | 0.044975 | 0.045658 | 0.045488 | 0.047541 | 0.04201 | 0.041803 | 0.040154 | 0.58343 | 0.00084398 | 0.00058603 | 0.00087004 | 0.00084203 | 0.0017576 | 0.0031799 | 0.0080143 | 0.0084859 | 0.003493 | 0.0012327 | 0.00077186 | 0.00078924 | 0 | 0.0098585 | 0.0073068 | 0.011732 | 0.011519 | 0.023704 | 0.034984 | 0.061145 | 0.061396 | 0.034833 | 0.017611 | 0.0098683 | 0.0085282 | 1.5078
LO5Med | New | UnitaryAC | Commercial | HVAC | 4.0587e-05 | 1.1255e-05 | 0.32335 | 58.258 | Small Ret | UnitaryAC-New-Small Ret | 0.00012398 | 0.00027364 | 0.0005365 | 0.0010435 | 0.0013386 | 0.0022294 | 0.0028428 | 0.0028619 | 0.0050675 | 0.0053219 | 0.0062351 | 0.0062244 | 0.0067816 | 0.0067063 | 0.0067821 | 0.0067631 | 0.0070255 | 0.0063706 | 0.0064302 | 0.0062169 | 0.087175 | 0.00084398 | 0.00058603 | 0.00087004 | 0.00084203 | 0.0017576 | 0.0031799 | 0.0080143 | 0.0084859 | 0.003493 | 0.0012327 | 0.00077186 | 0.00078924 | 0 | 0.0098585 | 0.0073068 | 0.011732 | 0.011519 | 0.023704 | 0.034984 | 0.061145 | 0.061396 | 0.034833 | 0.017611 | 0.0098683 | 0.0085282 | 0.69106
LO5Med | New | UnitaryAC | Commercial | HVAC | 5.8078e-06 | 1.6105e-06 | 0.04627 | 234.7639 | School K-12 | UnitaryAC-New-School K-12 | 4.934e-05 | 0.00010932 | 0.00018319 | 0.00026849 | 0.00036467 | 0.00047077 | 0.00060264 | 0.00073522 | 0.0010425 | 0.0011751 | 0.0012695 | 0.0013877 | 0.0013957 | 0.0014036 | 0.0013988 | 0.0014382 | 0.0014089 | 0.0014452 | 0.0014723 | 0.0015201 | 0.019141 | 0.00012077 | 8.3858e-05 | 0.0001245 | 0.00012049 | 0.0002515 | 0.00045503 | 0.0011468 | 0.0012143 | 0.00049982 | 0.00017639 | 0.00011045 | 0.00011294 | 0 | 0.0014107 | 0.0010456 | 0.0016788 | 0.0016484 | 0.0033919 | 0.005006 | 0.0087495 | 0.0087855 | 0.0049844 | 0.0025201 | 0.0014121 | 0.0012203 | 0.21575
LO5Med | New | UnitaryAC | Commercial | HVAC | 1.7879e-05 | 4.9577e-06 | 0.14244 | 61.5015 | University | UnitaryAC-New-University | 5.9649e-05 | 0.00012725 | 0.00024449 | 0.00034761 | 0.00051647 | 0.00068786 | 0.00087711 | 0.0010377 | 0.0013128 | 0.0015574 | 0.0016154 | 0.0016959 | 0.0016142 | 0.0017033 | 0.0018216 | 0.0019654 | 0.0019118 | 0.0020283 | 0.0019111 | 0.0021099 | 0.025145 | 0.00037178 | 0.00025815 | 0.00038325 | 0.00037092 | 0.00077421 | 0.0014008 | 0.0035303 | 0.003738 | 0.0015387 | 0.00054301 | 0.00034 | 0.00034766 | 0 | 0.0043427 | 0.0032186 | 0.0051682 | 0.0050743 | 0.010442 | 0.01541 | 0.026934 | 0.027045 | 0.015344 | 0.0077578 | 0.004347 | 0.0037567 | 0.66417
LO5Med | New | UnitaryAC | Commercial | HVAC | 6.4914e-06 | 1.8e-06 | 0.051716 | 207.7375 | Warehouse | UnitaryAC-New-Warehouse | 5.6919e-05 | 0.00016099 | 0.00025705 | 0.00038229 | 0.00040064 | 0.00061257 | 0.00077746 | 0.00074991 | 0.0011154 | 0.0012651 | 0.0013657 | 0.0013662 | 0.0013563 | 0.0016067 | 0.0015937 | 0.0018489 | 0.0016149 | 0.0016598 | 0.0016465 | 0.0016225 | 0.02146 | 0.00013498 | 9.3729e-05 | 0.00013915 | 0.00013467 | 0.0002811 | 0.00050859 | 0.0012818 | 0.0013572 | 0.00055866 | 0.00019716 | 0.00012345 | 0.00012623 | 0 | 0.0015767 | 0.0011686 | 0.0018765 | 0.0018424 | 0.0037912 | 0.0055952 | 0.0097794 | 0.0098196 | 0.0055711 | 0.0028167 | 0.0015783 | 0.001364 | 0.24115
LO5Med | New | UnitaryAC | Commercial | HVAC | 1.1752e-05 | 3.2589e-06 | 0.09363 | 104.9575 | Supermarket | UnitaryAC-New-Supermarket | 7.4404e-05 | 0.00016715 | 0.00027455 | 0.00041661 | 0.00061923 | 0.00087116 | 0.0011409 | 0.0012013 | 0.0021033 | 0.0021635 | 0.0026318 | 0.0024235 | 0.0028409 | 0.0028793 | 0.0029807 | 0.0029865 | 0.0031514 | 0.0026554 | 0.0027775 | 0.0026845 | 0.037043 | 0.00024438 | 0.00016969 | 0.00025193 | 0.00024382 | 0.00050892 | 0.00092078 | 0.0023206 | 0.0024572 | 0.0010114 | 0.00035694 | 0.0002235 | 0.00022853 | 0 | 0.0028546 | 0.0021157 | 0.0033972 | 0.0033355 | 0.0068637 | 0.01013 | 0.017705 | 0.017778 | 0.010086 | 0.0050995 | 0.0028575 | 0.0024694 | 0.43658
LO5Med | New | UnitaryAC | Commercial | HVAC | 1.1752e-05 | 3.2589e-06 | 0.09363 | 254.835 | MiniMart | UnitaryAC-New-MiniMart | 1.5221e-05 | 3.343e-05 | 5.6449e-05 | 8.1315e-05 | 0.00026812 | 0.00038644 | 0.00047715 | 0.00050625 | 0.00085083 | 0.00088276 | 0.0010004 | 0.0010184 | 0.0010855 | 0.0011212 | 0.0011245 | 0.0011062 | 0.0011631 | 0.0010419 | 0.0010767 | 0.0011257 | 0.014422 | 0.00024438 | 0.00016969 | 0.00025193 | 0.00024382 | 0.00050892 | 0.00092078 | 0.0023206 | 0.0024572 | 0.0010114 | 0.00035694 | 0.0002235 | 0.00022853 | 0 | 0.0028546 | 0.0021157 | 0.0033972 | 0.0033355 | 0.0068637 | 0.01013 | 0.017705 | 0.017778 | 0.010086 | 0.0050995 | 0.0028575 | 0.0024694 | 0.2001
LO5Med | New | UnitaryAC | Commercial | HVAC | 7.8997e-05 | 2.1906e-05 | 0.62936 | -2.9951 | Restaurant | UnitaryAC-New-Restaurant | 0.0010831 | 0.0021501 | 0.0033598 | 0.00496 | 0.0070985 | 0.010465 | 0.01308 | 0.012833 | 0.023943 | 0.024789 | 0.031587 | 0.029195 | 0.035674 | 0.032614 | 0.036253 | 0.03575 | 0.039843 | 0.035629 | 0.038767 | 0.033711 | 0.45279 | 0.0016427 | 0.0011406 | 0.0016934 | 0.0016389 | 0.0034209 | 0.0061893 | 0.015599 | 0.016517 | 0.0067986 | 0.0023993 | 0.0015023 | 0.0015362 | 0 | 0.019188 | 0.014222 | 0.022836 | 0.022421 | 0.046136 | 0.068091 | 0.11901 | 0.1195 | 0.067798 | 0.034278 | 0.019207 | 0.016599 | 2.9346
LO5Med | New | UnitaryAC | Commercial | HVAC | 0.00014431 | 4.0016e-05 | 1.1497 | -10.5948 | Lodging | UnitaryAC-New-Lodging | 0.00080357 | 0.0014601 | 0.0021119 | 0.0030886 | 0.0046628 | 0.0071953 | 0.0092609 | 0.0088336 | 0.018321 | 0.017831 | 0.024204 | 0.020968 | 0.028527 | 0.022792 | 0.029529 | 0.028437 | 0.030136 | 0.028671 | 0.033467 | 0.027129 | 0.34743 | 0.0030008 | 0.0020836 | 0.0030934 | 0.0029938 | 0.006249 | 0.011306 | 0.028495 | 0.030171 | 0.012419 | 0.0043829 | 0.0027443 | 0.0028061 | 0 | 0.035052 | 0.025979 | 0.041715 | 0.040957 | 0.084279 | 0.12438 | 0.2174 | 0.21829 | 0.12385 | 0.062617 | 0.035087 | 0.030322 | 4.9141
LO5Med | New | UnitaryAC | Commercial | HVAC | 0.00013129 | 3.6406e-05 | 1.046 | -9.4775 | Hospital | UnitaryAC-New-Hospital | 0.0026419 | 0.0073112 | 0.013369 | 0.018454 | 0.029144 | 0.043798 | 0.051025 | 0.051473 | 0.064124 | 0.07741 | 0.079572 | 0.078995 | 0.074407 | 0.074515 | 0.076875 | 0.087088 | 0.087748 | 0.087612 | 0.091282 | 0.094404 | 1.1912 | 0.00273 | 0.0018956 | 0.0028143 | 0.0027237 | 0.0056852 | 0.010286 | 0.025924 | 0.027449 | 0.011299 | 0.0039875 | 0.0024967 | 0.002553 | 0 | 0.031889 | 0.023635 | 0.037951 | 0.037262 | 0.076675 | 0.11316 | 0.19779 | 0.1986 | 0.11267 | 0.056967 | 0.031921 | 0.027586 | 4.4707
LO5Med | New | UnitaryAC | Commercial | HVAC | 6.102e-05 | 1.6921e-05 | 0.48614 | 2.5633 | Residential Care | UnitaryAC-New-Residential Care | 0.0010628 | 0.0025106 | 0.0044183 | 0.0072142 | 0.010525 | 0.01576 | 0.017304 | 0.017763 | 0.021378 | 0.02605 | 0.026607 | 0.026056 | 0.023362 | 0.024374 | 0.024358 | 0.028649 | 0.02724 | 0.028766 | 0.02927 | 0.031322 | 0.39399 | 0.0012689 | 0.00088106 | 0.001308 | 0.0012659 | 0.0026424 | 0.0047808 | 0.012049 | 0.012758 | 0.0052514 | 0.0018533 | 0.0011604 | 0.0011866 | 0 | 0.014822 | 0.010985 | 0.017639 | 0.017319 | 0.035637 | 0.052596 | 0.091927 | 0.092305 | 0.052369 | 0.026477 | 0.014836 | 0.012822 | 2.2668
LO5Med | New | UnitaryAC | Commercial | HVAC | 6.102e-05 | 1.6921e-05 | 0.48614 | 2.5633 | Assembly | UnitaryAC-New-Assembly | 0.0025561 | 0.0095109 | 0.0099952 | 0.01455 | 0.022966 | 0.037716 | 0.053119 | 0.070339 | 0.09431 | 0.10535 | 0.10876 | 0.10852 | 0.12628 | 0.12907 | 0.1316 | 0.13792 | 0.14278 | 0.14584 | 0.13415 | 0.13633 | 1.7217 | 0.0012689 | 0.00088106 | 0.001308 | 0.0012659 | 0.0026424 | 0.0047808 | 0.012049 | 0.012758 | 0.0052514 | 0.0018533 | 0.0011604 | 0.0011866 | 0 | 0.014822 | 0.010985 | 0.017639 | 0.017319 | 0.035637 | 0.052596 | 0.091927 | 0.092305 | 0.052369 | 0.026477 | 0.014836 | 0.012822 | 2.2668
LO5Med | New | UnitaryAC | Commercial | HVAC | 6.102e-05 | 1.6921e-05 | 0.48614 | 2.5633 | Other | UnitaryAC-New-Other | 0.0029889 | 0.0085697 | 0.012237 | 0.017423 | 0.034473 | 0.04715 | 0.051814 | 0.057797 | 0.085357 | 0.09553 | 0.10518 | 0.09709 | 0.096971 | 0.097253 | 0.10403 | 0.097992 | 0.11278 | 0.12614 | 0.10785 | 0.11063 | 1.4693 | 0.0012689 | 0.00088106 | 0.001308 | 0.0012659 | 0.0026424 | 0.0047808 | 0.012049 | 0.012758 | 0.0052514 | 0.0018533 | 0.0011604 | 0.0011866 | 0 | 0.014822 | 0.010985 | 0.017639 | 0.017319 | 0.035637 | 0.052596 | 0.091927 | 0.092305 | 0.052369 | 0.026477 | 0.014836 | 0.012822 | 2.2668
LO3Slow | NR | VHE-DOAS | Commercial | HVAC | 0.00064837 | 0.00048004 | 7.3548 | 39.6252 | Large Off | VHE-DOAS-NR-Large Off | 0 | 0 | 0 | 0 | 0 | 0 | 0 | 0 | 0 | 0 | 0 | 0 | 0 | 0 | 0 | 0 | 0 | 0 | 0 | 0 | 0 | 0.11028 | 0.099064 | 0.10525 | 0.10132 | 0.092665 | 0.084358 | 0.083381 | 0.081177 | 0.084603 | 0.098687 | 0.099223 | 0.11041 | 0 | 0.54829 | 0.48414 | 0.53311 | 0.50999 | 0.52339 | 0.50932 | 0.51378 | 0.50283 | 0.5009 | 0.52773 | 0.50511 | 0.54583 | 0.80873
LO3Slow | NR | VHE-DOAS | Commercial | HVAC | 0.00064841 | 0.00048007 | 7.3554 | 39.6213 | Medium Off | VHE-DOAS-NR-Medium Off | 0.0031483 | 0.0080729 | 0.017887 | 0.034999 | 0.061516 | 0.09849 | 0.14535 | 0.19975 | 0.25804 | 0.31598 | 0.36966 | 0.41621 | 0.45409 | 0.48307 | 0.50392 | 0.51796 | 0.52675 | 0.53173 | 0.53411 | 0.53537 | 8.0629 | 0.11029 | 0.099071 | 0.10526 | 0.10133 | 0.092671 | 0.084364 | 0.083387 | 0.081182 | 0.084608 | 0.098694 | 0.09923 | 0.11041 | 0 | 0.54833 | 0.48417 | 0.53315 | 0.51002 | 0.52342 | 0.50935 | 0.51382 | 0.50287 | 0.50094 | 0.52776 | 0.50515 | 0.54587 | 0.80878
LO3Slow | NR | VHE-DOAS | Commercial | HVAC | 0.0006401 | 0.00047392 | 7.2611 | 40.3423 | Small Off | VHE-DOAS-NR-Small Off | 0.0077227 | 0.019802 | 0.043876 | 0.085851 | 0.1509 | 0.24159 | 0.35653 | 0.48999 | 0.63296 | 0.77508 | 0.90676 | 1.0209 | 1.1139 | 1.185 | 1.2361 | 1.2705 | 1.2921 | 1.3043 | 1.3102 | 1.3133 | 19.7779 | 0.10888 | 0.097801 | 0.10391 | 0.10003 | 0.091483 | 0.083282 | 0.082318 | 0.080142 | 0.083524 | 0.097429 | 0.097958 | 0.109 | 0 | 0.5413 | 0.47797 | 0.52632 | 0.50349 | 0.51671 | 0.50282 | 0.50723 | 0.49642 | 0.49452 | 0.521 | 0.49867 | 0.53887 | 0.79842
LO3Slow | NR | VHE-DOAS | Commercial | HVAC | 0.0005686 | 0.00042098 | 6.4499 | 59.6102 | XLarge Ret | VHE-DOAS-NR-XLarge Ret | 0 | 0 | 0 | 0 | 0 | 0 | 0 | 0 | 0 | 0 | 0 | 0 | 0 | 0 | 0 | 0 | 0 | 0 | 0 | 0 | 0 | 0.096714 | 0.086876 | 0.092301 | 0.088854 | 0.081263 | 0.073979 | 0.073122 | 0.071189 | 0.074193 | 0.086545 | 0.087015 | 0.096823 | 0 | 0.48083 | 0.42457 | 0.46752 | 0.44724 | 0.45899 | 0.44665 | 0.45057 | 0.44097 | 0.43928 | 0.4628 | 0.44296 | 0.47867 | 0.59468
LO3Slow | NR | VHE-DOAS | Commercial | HVAC | 0.0005686 | 0.00042098 | 6.4499 | 59.6102 | Large Ret | VHE-DOAS-NR-Large Ret | 0 | 0 | 0 | 0 | 0 | 0 | 0 | 0 | 0 | 0 | 0 | 0 | 0 | 0 | 0 | 0 | 0 | 0 | 0 | 0 | 0 | 0.096714 | 0.086876 | 0.092301 | 0.088854 | 0.081263 | 0.073979 | 0.073122 | 0.071189 | 0.074193 | 0.086545 | 0.087015 | 0.096823 | 0 | 0.48083 | 0.42457 | 0.46752 | 0.44724 | 0.45899 | 0.44665 | 0.45057 | 0.44097 | 0.43928 | 0.4628 | 0.44296 | 0.47867 | 0.59468
LO3Slow | NR | VHE-DOAS | Commercial | HVAC | 0.00056822 | 0.0004207 | 6.4456 | 59.6608 | Medium Ret | VHE-DOAS-NR-Medium Ret | 0.0018273 | 0.004678 | 0.010348 | 0.020216 | 0.035475 | 0.056707 | 0.08355 | 0.11464 | 0.14786 | 0.18076 | 0.21113 | 0.23734 | 0.25853 | 0.27458 | 0.28597 | 0.29347 | 0.29797 | 0.30031 | 0.30117 | 0.3014 | 4.5391 | 0.096649 | 0.086817 | 0.092239 | 0.088795 | 0.081209 | 0.073929 | 0.073074 | 0.071141 | 0.074144 | 0.086487 | 0.086957 | 0.096758 | 0 | 0.48051 | 0.42429 | 0.46721 | 0.44694 | 0.45868 | 0.44636 | 0.45027 | 0.44067 | 0.43898 | 0.46249 | 0.44267 | 0.47835 | 0.59428
LO3Slow | NR | VHE-DOAS | Commercial | HVAC | 0.00056822 | 0.0004207 | 6.4456 | 59.6608 | Small Ret | VHE-DOAS-NR-Small Ret | 0.001254 | 0.0032104 | 0.0071018 | 0.013873 | 0.024346 | 0.038916 | 0.057338 | 0.078675 | 0.10147 | 0.12405 | 0.14489 | 0.16288 | 0.17742 | 0.18844 | 0.19625 | 0.2014 | 0.20449 | 0.20609 | 0.20668 | 0.20684 | 3.115 | 0.096649 | 0.086817 | 0.092239 | 0.088795 | 0.081209 | 0.073929 | 0.073074 | 0.071141 | 0.074144 | 0.086487 | 0.086957 | 0.096758 | 0 | 0.48051 | 0.42429 | 0.46721 | 0.44694 | 0.45868 | 0.44636 | 0.45027 | 0.44067 | 0.43898 | 0.46249 | 0.44267 | 0.47835 | 0.59428
LO3Slow | NR | VHE-DOAS | Commercial | HVAC | 0.00083151 | 0.00061564 | 9.4323 | 49.4079 | School K-12 | VHE-DOAS-NR-School K-12 | 0.0035347 | 0.0090719 | 0.020119 | 0.039401 | 0.069316 | 0.11108 | 0.16407 | 0.22569 | 0.29181 | 0.35765 | 0.41879 | 0.47196 | 0.51538 | 0.54877 | 0.57296 | 0.58946 | 0.6 | 0.60622 | 0.60949 | 0.61148 | 9.2091 | 0.14143 | 0.12705 | 0.13498 | 0.12994 | 0.11884 | 0.10819 | 0.10693 | 0.10411 | 0.1085 | 0.12656 | 0.12725 | 0.14159 | 0 | 0.70316 | 0.62089 | 0.6837 | 0.65404 | 0.67122 | 0.65318 | 0.6589 | 0.64486 | 0.64239 | 0.67679 | 0.64779 | 0.70001 | 0.68758
LO3Slow | NR | VHE-DOAS | Commercial | HVAC | 0.00082879 | 0.00061362 | 9.4014 | 49.6223 | University | VHE-DOAS-NR-University | 0.0013463 | 0.0034543 | 0.0076583 | 0.014994 | 0.026369 | 0.042244 | 0.062379 | 0.085782 | 0.11088 | 0.13586 | 0.15903 | 0.17917 | 0.19559 | 0.2082 | 0.21731 | 0.2235 | 0.22743 | 0.22972 | 0.23089 | 0.23158 | 3.4876 | 0.14097 | 0.12663 | 0.13454 | 0.12951 | 0.11845 | 0.10783 | 0.10658 | 0.10377 | 0.10814 | 0.12615 | 0.12683 | 0.14113 | 0 | 0.70086 | 0.61886 | 0.68146 | 0.6519 | 0.66903 | 0.65105 | 0.65675 | 0.64275 | 0.64029 | 0.67458 | 0.64567 | 0.69772 | 0.68533
LO3Slow | NR | VHE-DOAS | Commercial | HVAC | 0.00030333 | 0.00022458 | 3.4408 | 125.6447 | Warehouse | VHE-DOAS-NR-Warehouse | 0 | 0 | 0 | 0 | 0 | 0 | 0 | 0 | 0 | 0 | 0 | 0 | 0 | 0 | 0 | 0 | 0 | 0 | 0 | 0 | 0 | 0.051594 | 0.046345 | 0.049239 | 0.047401 | 0.043351 | 0.039465 | 0.039008 | 0.037977 | 0.03958 | 0.046169 | 0.04642 | 0.051652 | 0 | 0.25651 | 0.2265 | 0.24941 | 0.23859 | 0.24486 | 0.23828 | 0.24036 | 0.23524 | 0.23434 | 0.24689 | 0.23631 | 0.25536 | 0.31724
LO3Slow | NR | VHE-DOAS | Commercial | HVAC | 0.00030319 | 0.00022448 | 3.4393 | 125.7077 | Supermarket | VHE-DOAS-NR-Supermarket | 0 | 0 | 0 | 0 | 0 | 0 | 0 | 0 | 0 | 0 | 0 | 0 | 0 | 0 | 0 | 0 | 0 | 0 | 0 | 0 | 0 | 0.051571 | 0.046325 | 0.049218 | 0.04738 | 0.043332 | 0.039448 | 0.038991 | 0.03796 | 0.039562 | 0.046149 | 0.046399 | 0.051629 | 0 | 0.25639 | 0.2264 | 0.2493 | 0.23848 | 0.24475 | 0.23817 | 0.24026 | 0.23514 | 0.23423 | 0.24678 | 0.2362 | 0.25524 | 0.3171
LO3Slow | NR | VHE-DOAS | Commercial | HVAC | 0.00030319 | 0.00022448 | 3.4393 | 125.7077 | MiniMart | VHE-DOAS-NR-MiniMart | 0 | 0 | 0 | 0 | 0 | 0 | 0 | 0 | 0 | 0 | 0 | 0 | 0 | 0 | 0 | 0 | 0 | 0 | 0 | 0 | 0 | 0.051571 | 0.046325 | 0.049218 | 0.04738 | 0.043332 | 0.039448 | 0.038991 | 0.03796 | 0.039562 | 0.046149 | 0.046399 | 0.051629 | 0 | 0.25639 | 0.2264 | 0.2493 | 0.23848 | 0.24475 | 0.23817 | 0.24026 | 0.23514 | 0.23423 | 0.24678 | 0.2362 | 0.25524 | 0.3171
LO3Slow | NR | VHE-DOAS | Commercial | HVAC | 0.00065629 | 0.00048591 | 7.4447 | 38.9548 | Restaurant | VHE-DOAS-NR-Restaurant | 0 | 0 | 0 | 0 | 0 | 0 | 0 | 0 | 0 | 0 | 0 | 0 | 0 | 0 | 0 | 0 | 0 | 0 | 0 | 0 | 0 | 0.11163 | 0.10027 | 0.10654 | 0.10256 | 0.093797 | 0.085389 | 0.0844 | 0.082169 | 0.085636 | 0.099893 | 0.10044 | 0.11176 | 0 | 0.55499 | 0.49006 | 0.53963 | 0.51622 | 0.52978 | 0.51554 | 0.52006 | 0.50898 | 0.50703 | 0.53418 | 0.51128 | 0.5525 | 0.81861
LO3Slow | NR | VHE-DOAS | Commercial | HVAC | 0.00065334 | 0.00048372 | 7.4112 | 39.203 | Lodging | VHE-DOAS-NR-Lodging | 0.0010424 | 0.0026711 | 0.0059142 | 0.011564 | 0.020311 | 0.032496 | 0.047922 | 0.065815 | 0.08496 | 0.10396 | 0.12154 | 0.13675 | 0.14909 | 0.15849 | 0.16522 | 0.1697 | 0.17246 | 0.17397 | 0.17463 | 0.17492 | 2.6343 | 0.11113 | 0.099823 | 0.10606 | 0.1021 | 0.093375 | 0.085004 | 0.08402 | 0.081799 | 0.085251 | 0.099444 | 0.099984 | 0.11125 | 0 | 0.55249 | 0.48785 | 0.5372 | 0.5139 | 0.5274 | 0.51322 | 0.51772 | 0.50669 | 0.50474 | 0.53177 | 0.50898 | 0.55001 | 0.81492
LO3Slow | NR | VHE-DOAS | Commercial | HVAC | 0.00065526 | 0.00048514 | 7.433 | 39.0416 | Hospital | VHE-DOAS-NR-Hospital | 0 | 0 | 0 | 0 | 0 | 0 | 0 | 0 | 0 | 0 | 0 | 0 | 0 | 0 | 0 | 0 | 0 | 0 | 0 | 0 | 0 | 0.11145 | 0.10012 | 0.10637 | 0.1024 | 0.093649 | 0.085254 | 0.084267 | 0.082039 | 0.085501 | 0.099736 | 0.10028 | 0.11158 | 0 | 0.55411 | 0.48928 | 0.53877 | 0.51541 | 0.52895 | 0.51473 | 0.51924 | 0.50817 | 0.50623 | 0.53333 | 0.51048 | 0.55163 | 0.81732
LO3Slow | NR | VHE-DOAS | Commercial | HVAC | 0.00064653 | 0.00047868 | 7.334 | 39.7828 | Residential Care | VHE-DOAS-NR-Residential Care | 0.002918 | 0.007474 | 0.016542 | 0.032331 | 0.056764 | 0.090782 | 0.13382 | 0.18371 | 0.23706 | 0.28996 | 0.33885 | 0.3811 | 0.41533 | 0.44135 | 0.45988 | 0.47218 | 0.47966 | 0.48366 | 0.4853 | 0.48591 | 7.3179 | 0.10997 | 0.098784 | 0.10495 | 0.10103 | 0.092402 | 0.084119 | 0.083145 | 0.080947 | 0.084363 | 0.098408 | 0.098942 | 0.11009 | 0 | 0.54674 | 0.48277 | 0.5316 | 0.50855 | 0.52191 | 0.50788 | 0.51233 | 0.50141 | 0.49949 | 0.52623 | 0.50368 | 0.54429 | 0.80644
LO3Slow | NR | VHE-DOAS | Commercial | HVAC | 0.0005736 | 0.00042468 | 6.5067 | 58.9519 | Assembly | VHE-DOAS-NR-Assembly | 0.0044395 | 0.011367 | 0.025148 | 0.049132 | 0.086229 | 0.13785 | 0.20313 | 0.27875 | 0.35955 | 0.43962 | 0.51355 | 0.57735 | 0.62896 | 0.66811 | 0.69589 | 0.71422 | 0.72525 | 0.73102 | 0.73321 | 0.73384 | 11.0518 | 0.097564 | 0.08764 | 0.093113 | 0.089635 | 0.081978 | 0.074629 | 0.073766 | 0.071815 | 0.074846 | 0.087307 | 0.087781 | 0.097674 | 0 | 0.48506 | 0.42831 | 0.47163 | 0.45118 | 0.46303 | 0.45058 | 0.45453 | 0.44484 | 0.44314 | 0.46687 | 0.44686 | 0.48288 | 0.59991
LO3Slow | NR | VHE-DOAS | Commercial | HVAC | 0.0005736 | 0.00042468 | 6.5067 | 58.9519 | Other | VHE-DOAS-NR-Other | 0.0055769 | 0.014214 | 0.031305 | 0.060884 | 0.10637 | 0.16928 | 0.24831 | 0.3392 | 0.43554 | 0.53012 | 0.61646 | 0.68991 | 0.74817 | 0.79113 | 0.8203 | 0.83809 | 0.84718 | 0.85004 | 0.84872 | 0.8456 | 12.7349 | 0.097564 | 0.08764 | 0.093113 | 0.089635 | 0.081978 | 0.074629 | 0.073766 | 0.071815 | 0.074846 | 0.087307 | 0.087781 | 0.097674 | 0 | 0.48506 | 0.42831 | 0.47163 | 0.45118 | 0.46303 | 0.45058 | 0.45453 | 0.44484 | 0.44314 | 0.46687 | 0.44686 | 0.48288 | 0.59991
LO3Slow | New | VHE-DOAS | Commercial | HVAC | 0.00022168 | 0.00016413 | 2.5147 | 74.3847 | Large Off | VHE-DOAS-New-Large Off | 0 | 0 | 0 | 0 | 0 | 0 | 0 | 0 | 0 | 0 | 0 | 0 | 0 | 0 | 0 | 0 | 0 | 0 | 0 | 0 | 0 | 0.037706 | 0.03387 | 0.035986 | 0.034642 | 0.031682 | 0.028842 | 0.028509 | 0.027755 | 0.028926 | 0.033742 | 0.033925 | 0.037749 | 0 | 0.18746 | 0.16553 | 0.18227 | 0.17437 | 0.17895 | 0.17414 | 0.17566 | 0.17192 | 0.17126 | 0.18043 | 0.1727 | 0.18662 | 0.49736
LO3Slow | New | VHE-DOAS | Commercial | HVAC | 0.00022169 | 0.00016414 | 2.5148 | 74.3792 | Medium Off | VHE-DOAS-New-Medium Off | 0.00065402 | 0.0016579 | 0.0029961 | 0.0051647 | 0.0091596 | 0.018343 | 0.028953 | 0.044159 | 0.061468 | 0.070337 | 0.090861 | 0.1062 | 0.10332 | 0.12784 | 0.12517 | 0.14448 | 0.14751 | 0.16664 | 0.13663 | 0.14675 | 1.5383 | 0.037708 | 0.033873 | 0.035988 | 0.034644 | 0.031684 | 0.028844 | 0.02851 | 0.027756 | 0.028928 | 0.033744 | 0.033927 | 0.037751 | 0 | 0.18747 | 0.16554 | 0.18228 | 0.17438 | 0.17896 | 0.17415 | 0.17567 | 0.17193 | 0.17127 | 0.18044 | 0.17271 | 0.18663 | 0.49739
LO3Slow | New | VHE-DOAS | Commercial | HVAC | 0.00021922 | 0.0001623 | 2.4867 | 75.3994 | Small Off | VHE-DOAS-New-Small Off | 0.00040263 | 0.0010317 | 0.001938 | 0.0034609 | 0.0060529 | 0.011693 | 0.018126 | 0.027377 | 0.039381 | 0.046126 | 0.058199 | 0.067808 | 0.067943 | 0.081179 | 0.080534 | 0.090824 | 0.093393 | 0.1027 | 0.089236 | 0.093979 | 0.98138 | 0.037287 | 0.033494 | 0.035586 | 0.034257 | 0.03133 | 0.028522 | 0.028192 | 0.027446 | 0.028605 | 0.033367 | 0.033548 | 0.037329 | 0 | 0.18538 | 0.16369 | 0.18025 | 0.17243 | 0.17696 | 0.1722 | 0.17371 | 0.17001 | 0.16936 | 0.17843 | 0.17078 | 0.18455 | 0.49183
LO3Slow | New | VHE-DOAS | Commercial | HVAC | 0.0003056 | 0.00022626 | 3.4667 | 59.0337 | XLarge Ret | VHE-DOAS-New-XLarge Ret | 0 | 0 | 0 | 0 | 0 | 0 | 0 | 0 | 0 | 0 | 0 | 0 | 0 | 0 | 0 | 0 | 0 | 0 | 0 | 0 | 0 | 0.051981 | 0.046693 | 0.049609 | 0.047757 | 0.043677 | 0.039762 | 0.039301 | 0.038262 | 0.039877 | 0.046516 | 0.046768 | 0.05204 | 0 | 0.25843 | 0.2282 | 0.25128 | 0.24038 | 0.2467 | 0.24006 | 0.24217 | 0.23701 | 0.2361 | 0.24874 | 0.23808 | 0.25727 | 0.59925
LO3Slow | New | VHE-DOAS | Commercial | HVAC | 0.0003056 | 0.00022626 | 3.4667 | 59.0337 | Large Ret | VHE-DOAS-New-Large Ret | 0 | 0 | 0 | 0 | 0 | 0 | 0 | 0 | 0 | 0 | 0 | 0 | 0 | 0 | 0 | 0 | 0 | 0 | 0 | 0 | 0 | 0.051981 | 0.046693 | 0.049609 | 0.047757 | 0.043677 | 0.039762 | 0.039301 | 0.038262 | 0.039877 | 0.046516 | 0.046768 | 0.05204 | 0 | 0.25843 | 0.2282 | 0.25128 | 0.24038 | 0.2467 | 0.24006 | 0.24217 | 0.23701 | 0.2361 | 0.24874 | 0.23808 | 0.25727 | 0.59925
LO3Slow | New | VHE-DOAS | Commercial | HVAC | 0.00030541 | 0.00022612 | 3.4644 | 59.0819 | Medium Ret | VHE-DOAS-New-Medium Ret | 0.00030353 | 0.00078279 | 0.0021982 | 0.0065104 | 0.01042 | 0.022709 | 0.03391 | 0.037136 | 0.074913 | 0.084201 | 0.10908 | 0.11371 | 0.13403 | 0.13831 | 0.14691 | 0.1509 | 0.16086 | 0.14393 | 0.14429 | 0.13935 | 1.6544 | 0.051948 | 0.046663 | 0.049577 | 0.047726 | 0.043649 | 0.039736 | 0.039276 | 0.038237 | 0.039851 | 0.046486 | 0.046738 | 0.052006 | 0 | 0.25827 | 0.22805 | 0.25112 | 0.24023 | 0.24654 | 0.23991 | 0.24201 | 0.23685 | 0.23595 | 0.24858 | 0.23793 | 0.25711 | 0.59887
LO3Slow | New | VHE-DOAS | Commercial | HVAC | 0.00030541 | 0.00022612 | 3.4644 | 59.0819 | Small Ret | VHE-DOAS-New-Small Ret | 9.1447e-05 | 0.00023301 | 0.00060634 | 0.0015771 | 0.002616 | 0.0053343 | 0.0079865 | 0.0091507 | 0.018031 | 0.020741 | 0.026311 | 0.028169 | 0.032602 | 0.033937 | 0.03591 | 0.036918 | 0.039118 | 0.035914 | 0.036523 | 0.035501 | 0.40727 | 0.051948 | 0.046663 | 0.049577 | 0.047726 | 0.043649 | 0.039736 | 0.039276 | 0.038237 | 0.039851 | 0.046486 | 0.046738 | 0.052006 | 0 | 0.25827 | 0.22805 | 0.25112 | 0.24023 | 0.24654 | 0.23991 | 0.24201 | 0.23685 | 0.23595 | 0.24858 | 0.23793 | 0.25711 | 0.59887
LO3Slow | New | VHE-DOAS | Commercial | HVAC | 0.00033056 | 0.00024474 | 3.7497 | 31.407 | School K-12 | VHE-DOAS-New-School K-12 | 0.0002055 | 0.00052566 | 0.0011691 | 0.0022913 | 0.0040241 | 0.0063604 | 0.0095601 | 0.013274 | 0.020945 | 0.025859 | 0.030249 | 0.035462 | 0.037889 | 0.040109 | 0.041819 | 0.04433 | 0.044296 | 0.046006 | 0.047221 | 0.049017 | 0.50061 | 0.056226 | 0.050506 | 0.05366 | 0.051656 | 0.047243 | 0.043008 | 0.042511 | 0.041386 | 0.043133 | 0.050314 | 0.050587 | 0.056289 | 0 | 0.27954 | 0.24683 | 0.2718 | 0.26001 | 0.26684 | 0.25967 | 0.26194 | 0.25636 | 0.25538 | 0.26905 | 0.25752 | 0.27828 | 0.94923
LO3Slow | New | VHE-DOAS | Commercial | HVAC | 0.0003299 | 0.00024425 | 3.7422 | 31.502 | University | VHE-DOAS-New-University | 6.2787e-05 | 0.00015463 | 0.00039432 | 0.00074973 | 0.0014403 | 0.0023487 | 0.0035165 | 0.0047349 | 0.0066656 | 0.0086613 | 0.0097279 | 0.010952 | 0.011074 | 0.012301 | 0.013764 | 0.01531 | 0.015191 | 0.016318 | 0.01549 | 0.017194 | 0.16605 | 0.056113 | 0.050405 | 0.053553 | 0.051553 | 0.047149 | 0.042922 | 0.042425 | 0.041303 | 0.043047 | 0.050213 | 0.050486 | 0.056176 | 0 | 0.27897 | 0.24634 | 0.27125 | 0.25949 | 0.2663 | 0.25915 | 0.26142 | 0.25585 | 0.25487 | 0.26851 | 0.25701 | 0.27772 | 0.94732
LO3Slow | New | VHE-DOAS | Commercial | HVAC | 0.00030555 | 0.00022622 | 3.466 | 59.0475 | Warehouse | VHE-DOAS-New-Warehouse | 0 | 0 | 0 | 0 | 0 | 0 | 0 | 0 | 0 | 0 | 0 | 0 | 0 | 0 | 0 | 0 | 0 | 0 | 0 | 0 | 0 | 0.051971 | 0.046685 | 0.0496 | 0.047748 | 0.043669 | 0.039754 | 0.039294 | 0.038255 | 0.03987 | 0.046507 | 0.04676 | 0.05203 | 0 | 0.25838 | 0.22815 | 0.25123 | 0.24034 | 0.24665 | 0.24002 | 0.24212 | 0.23696 | 0.23606 | 0.24869 | 0.23804 | 0.25723 | 0.59914
LO3Slow | New | VHE-DOAS | Commercial | HVAC | 0.00030542 | 0.00022613 | 3.4645 | 59.0796 | Supermarket | VHE-DOAS-New-Supermarket | 0 | 0 | 0 | 0 | 0 | 0 | 0 | 0 | 0 | 0 | 0 | 0 | 0 | 0 | 0 | 0 | 0 | 0 | 0 | 0 | 0 | 0.051949 | 0.046665 | 0.049579 | 0.047727 | 0.04365 | 0.039737 | 0.039277 | 0.038239 | 0.039852 | 0.046487 | 0.04674 | 0.052008 | 0 | 0.25827 | 0.22806 | 0.25113 | 0.24023 | 0.24654 | 0.23992 | 0.24202 | 0.23686 | 0.23595 | 0.24859 | 0.23794 | 0.25712 | 0.59889
LO3Slow | New | VHE-DOAS | Commercial | HVAC | 0.00030542 | 0.00022613 | 3.4645 | 59.0796 | MiniMart | VHE-DOAS-New-MiniMart | 0 | 0 | 0 | 0 | 0 | 0 | 0 | 0 | 0 | 0 | 0 | 0 | 0 | 0 | 0 | 0 | 0 | 0 | 0 | 0 | 0 | 0.051949 | 0.046665 | 0.049579 | 0.047727 | 0.04365 | 0.039737 | 0.039277 | 0.038239 | 0.039852 | 0.046487 | 0.04674 | 0.052008 | 0 | 0.25827 | 0.22806 | 0.25113 | 0.24023 | 0.24654 | 0.23992 | 0.24202 | 0.23686 | 0.23595 | 0.24859 | 0.23794 | 0.25712 | 0.59889
LO3Slow | New | VHE-DOAS | Commercial | HVAC | 0.00022404 | 0.00016588 | 2.5414 | 73.4331 | Restaurant | VHE-DOAS-New-Restaurant | 0 | 0 | 0 | 0 | 0 | 0 | 0 | 0 | 0 | 0 | 0 | 0 | 0 | 0 | 0 | 0 | 0 | 0 | 0 | 0 | 0 | 0.038108 | 0.034231 | 0.036369 | 0.035011 | 0.03202 | 0.02915 | 0.028812 | 0.02805 | 0.029234 | 0.034101 | 0.034286 | 0.038151 | 0 | 0.18946 | 0.16729 | 0.18422 | 0.17623 | 0.18085 | 0.17599 | 0.17754 | 0.17375 | 0.17309 | 0.18235 | 0.17454 | 0.18861 | 0.50266
LO3Slow | New | VHE-DOAS | Commercial | HVAC | 0.00031004 | 0.00022955 | 3.5169 | 57.9626 | Lodging | VHE-DOAS-New-Lodging | 0.00014737 | 0.00030914 | 0.00059346 | 0.0011606 | 0.0022657 | 0.0042806 | 0.0064689 | 0.0070225 | 0.016208 | 0.017278 | 0.025395 | 0.023593 | 0.034098 | 0.028678 | 0.038873 | 0.038595 | 0.04172 | 0.040188 | 0.047262 | 0.038518 | 0.41265 | 0.052735 | 0.04737 | 0.050329 | 0.048449 | 0.04431 | 0.040338 | 0.039871 | 0.038817 | 0.040455 | 0.04719 | 0.047447 | 0.052794 | 0 | 0.26218 | 0.23151 | 0.25492 | 0.24387 | 0.25027 | 0.24355 | 0.24568 | 0.24044 | 0.23952 | 0.25235 | 0.24153 | 0.26101 | 0.60795
LO3Slow | New | VHE-DOAS | Commercial | HVAC | 0.00031077 | 0.00023009 | 3.5252 | 57.7891 | Hospital | VHE-DOAS-New-Hospital | 0 | 0 | 0 | 0 | 0 | 0 | 0 | 0 | 0 | 0 | 0 | 0 | 0 | 0 | 0 | 0 | 0 | 0 | 0 | 0 | 0 | 0.052859 | 0.047482 | 0.050447 | 0.048563 | 0.044415 | 0.040433 | 0.039965 | 0.038908 | 0.04055 | 0.047301 | 0.047558 | 0.052918 | 0 | 0.2628 | 0.23205 | 0.25552 | 0.24444 | 0.25086 | 0.24412 | 0.24626 | 0.24101 | 0.24009 | 0.25294 | 0.2421 | 0.26162 | 0.60938
LO3Slow | New | VHE-DOAS | Commercial | HVAC | 0.00030745 | 0.00022763 | 3.4876 | 58.5843 | Residential Care | VHE-DOAS-New-Residential Care | 0.00067744 | 0.0018474 | 0.0043151 | 0.009422 | 0.017775 | 0.032585 | 0.04201 | 0.049079 | 0.065729 | 0.08773 | 0.097021 | 0.1019 | 0.097051 | 0.10659 | 0.11145 | 0.13514 | 0.13107 | 0.14014 | 0.14366 | 0.15456 | 1.5297 | 0.052295 | 0.046975 | 0.049909 | 0.048045 | 0.04394 | 0.040002 | 0.039538 | 0.038493 | 0.040118 | 0.046796 | 0.047051 | 0.052354 | 0 | 0.25999 | 0.22957 | 0.2528 | 0.24183 | 0.24818 | 0.24151 | 0.24363 | 0.23844 | 0.23752 | 0.25024 | 0.23952 | 0.25883 | 0.60287
LO3Slow | New | VHE-DOAS | Commercial | HVAC | 0.00030819 | 0.00022818 | 3.496 | 58.4055 | Assembly | VHE-DOAS-New-Assembly | 0.00061796 | 0.0026544 | 0.0037024 | 0.0072073 | 0.01471 | 0.029578 | 0.048912 | 0.073712 | 0.10998 | 0.13457 | 0.15043 | 0.16096 | 0.19897 | 0.21408 | 0.22838 | 0.24675 | 0.26057 | 0.26947 | 0.24974 | 0.25516 | 2.6602 | 0.05242 | 0.047088 | 0.050029 | 0.04816 | 0.044046 | 0.040098 | 0.039634 | 0.038586 | 0.040214 | 0.046909 | 0.047164 | 0.05248 | 0 | 0.26062 | 0.23013 | 0.2534 | 0.24241 | 0.24878 | 0.24209 | 0.24421 | 0.23901 | 0.23809 | 0.25084 | 0.24009 | 0.25945 | 0.60432
LO3Slow | New | VHE-DOAS | Commercial | HVAC | 0.00030819 | 0.00022818 | 3.496 | 58.4055 | Other | VHE-DOAS-New-Other | 0.0011689 | 0.0038689 | 0.0073324 | 0.013961 | 0.035718 | 0.059812 | 0.077176 | 0.097976 | 0.16102 | 0.19739 | 0.23532 | 0.23295 | 0.24716 | 0.26093 | 0.29204 | 0.2836 | 0.33294 | 0.37701 | 0.32476 | 0.33493 | 3.5771 | 0.05242 | 0.047088 | 0.050029 | 0.04816 | 0.044046 | 0.040098 | 0.039634 | 0.038586 | 0.040214 | 0.046909 | 0.047164 | 0.05248 | 0 | 0.26062 | 0.23013 | 0.2534 | 0.24241 | 0.24878 | 0.24209 | 0.24421 | 0.23901 | 0.23809 | 0.25084 | 0.24009 | 0.25945 | 0.60432
LO50Fast | New | VRF-DOAS | Commercial | HVAC | 0.00038402 | 0.00028432 | 4.3562 | 134.5997 | Large Off | VRF-DOAS-New-Large Off | 0 | 0 | 0 | 0 | 0 | 0 | 0 | 0 | 0 | 0 | 0 | 0 | 0 | 0 | 0 | 0 | 0 | 0 | 0 | 0 | 0 | 0.065319 | 0.058674 | 0.062338 | 0.06001 | 0.054884 | 0.049964 | 0.049386 | 0.04808 | 0.050109 | 0.058451 | 0.058769 | 0.065392 | 0 | 0.32474 | 0.28675 | 0.31575 | 0.30206 | 0.30999 | 0.30166 | 0.3043 | 0.29782 | 0.29668 | 0.31256 | 0.29917 | 0.32329 | 0.29837
LO50Fast | New | VRF-DOAS | Commercial | HVAC | 0.00038405 | 0.00028434 | 4.3565 | 134.5885 | Medium Off | VRF-DOAS-New-Medium Off | 0.00525 | 0.0075895 | 0.0074806 | 0.0073098 | 0.0078455 | 0.010091 | 0.010905 | 0.012131 | 0.013057 | 0.012168 | 0.013396 | 0.013864 | 0.012326 | 0.014293 | 0.013375 | 0.014975 | 0.01499 | 0.016724 | 0.01361 | 0.01454 | 0.23592 | 0.065323 | 0.058679 | 0.062343 | 0.060015 | 0.054888 | 0.049968 | 0.049389 | 0.048083 | 0.050113 | 0.058455 | 0.058773 | 0.065397 | 0 | 0.32477 | 0.28677 | 0.31578 | 0.30208 | 0.31002 | 0.30168 | 0.30433 | 0.29784 | 0.2967 | 0.31259 | 0.29919 | 0.32331 | 0.29839
LO50Fast | New | VRF-DOAS | Commercial | HVAC | 0.0003788 | 0.00028045 | 4.2969 | 136.6748 | Small Off | VRF-DOAS-New-Small Off | 0.0023241 | 0.003396 | 0.0034794 | 0.0035224 | 0.0037281 | 0.0046255 | 0.0049096 | 0.005408 | 0.0060155 | 0.0057381 | 0.0061699 | 0.0063655 | 0.0058286 | 0.0065266 | 0.0061883 | 0.0067694 | 0.0068242 | 0.0074114 | 0.006392 | 0.0066958 | 0.10832 | 0.06443 | 0.057876 | 0.061491 | 0.059194 | 0.054137 | 0.049284 | 0.048714 | 0.047426 | 0.049427 | 0.057656 | 0.057969 | 0.064503 | 0 | 0.32033 | 0.28285 | 0.31146 | 0.29795 | 0.30578 | 0.29756 | 0.30017 | 0.29377 | 0.29264 | 0.30831 | 0.2951 | 0.31889 | 0.29431
LO50Fast | New | VRF-DOAS | Commercial | HVAC | 0.00023669 | 0.00017524 | 2.6849 | 270.8385 | XLarge Ret | VRF-DOAS-New-XLarge Ret | 0 | 0 | 0 | 0 | 0 | 0 | 0 | 0 | 0 | 0 | 0 | 0 | 0 | 0 | 0 | 0 | 0 | 0 | 0 | 0 | 0 | 0.040259 | 0.036164 | 0.038422 | 0.036988 | 0.033828 | 0.030795 | 0.030439 | 0.029634 | 0.030885 | 0.036027 | 0.036222 | 0.040305 | 0 | 0.20016 | 0.17674 | 0.19462 | 0.18618 | 0.19107 | 0.18593 | 0.18756 | 0.18356 | 0.18286 | 0.19265 | 0.18439 | 0.19926 | 0.1566
LO50Fast | New | VRF-DOAS | Commercial | HVAC | 0.00023669 | 0.00017524 | 2.6849 | 270.8385 | Large Ret | VRF-DOAS-New-Large Ret | 0 | 0 | 0 | 0 | 0 | 0 | 0 | 0 | 0 | 0 | 0 | 0 | 0 | 0 | 0 | 0 | 0 | 0 | 0 | 0 | 0 | 0.040259 | 0.036164 | 0.038422 | 0.036988 | 0.033828 | 0.030795 | 0.030439 | 0.029634 | 0.030885 | 0.036027 | 0.036222 | 0.040305 | 0 | 0.20016 | 0.17674 | 0.19462 | 0.18618 | 0.19107 | 0.18593 | 0.18756 | 0.18356 | 0.18286 | 0.19265 | 0.18439 | 0.19926 | 0.1566
LO50Fast | New | VRF-DOAS | Commercial | HVAC | 0.00023653 | 0.00017512 | 2.6831 | 271.039 | Medium Ret | VRF-DOAS-New-Medium Ret | 0.00078528 | 0.0011549 | 0.0017689 | 0.0029697 | 0.0028764 | 0.004026 | 0.0041165 | 0.0032878 | 0.0051287 | 0.0046946 | 0.0051829 | 0.0047841 | 0.0051533 | 0.0049839 | 0.0050595 | 0.0050407 | 0.0052682 | 0.0046553 | 0.0046324 | 0.0044497 | 0.080019 | 0.040231 | 0.036139 | 0.038396 | 0.036962 | 0.033804 | 0.030774 | 0.030418 | 0.029613 | 0.030863 | 0.036001 | 0.036197 | 0.040277 | 0 | 0.20002 | 0.17662 | 0.19448 | 0.18605 | 0.19093 | 0.1858 | 0.18743 | 0.18343 | 0.18273 | 0.19252 | 0.18427 | 0.19912 | 0.15649
LO50Fast | New | VRF-DOAS | Commercial | HVAC | 0.00023653 | 0.00017512 | 2.6831 | 271.0391 | Small Ret | VRF-DOAS-New-Small Ret | 0.00023823 | 0.00034616 | 0.00049131 | 0.00072438 | 0.00072717 | 0.00095232 | 0.00097627 | 0.00081579 | 0.001243 | 0.0011645 | 0.0012589 | 0.0011934 | 0.0012622 | 0.0012314 | 0.0012453 | 0.0012418 | 0.00129 | 0.0011698 | 0.0011807 | 0.0011415 | 0.019894 | 0.040231 | 0.036139 | 0.038396 | 0.036962 | 0.033804 | 0.030774 | 0.030418 | 0.029613 | 0.030863 | 0.036001 | 0.036197 | 0.040277 | 0 | 0.20002 | 0.17662 | 0.19448 | 0.18605 | 0.19093 | 0.1858 | 0.18743 | 0.18343 | 0.18273 | 0.19252 | 0.18427 | 0.19912 | 0.15649
LO50Fast | New | VRF-DOAS | Commercial | HVAC | 0.00045085 | 0.0003338 | 5.1143 | 141.2037 | School K-12 | VRF-DOAS-New-School K-12 | 0.00093631 | 0.0013658 | 0.0016568 | 0.0018407 | 0.0019564 | 0.0019859 | 0.0020439 | 0.0020697 | 0.0025253 | 0.0025391 | 0.0025312 | 0.0026277 | 0.0025655 | 0.0025453 | 0.0025364 | 0.002608 | 0.0025548 | 0.0026207 | 0.0026698 | 0.0027565 | 0.044936 | 0.076687 | 0.068886 | 0.073188 | 0.070455 | 0.064436 | 0.05866 | 0.057981 | 0.056448 | 0.05883 | 0.068624 | 0.068997 | 0.076773 | 0 | 0.38126 | 0.33666 | 0.37071 | 0.35463 | 0.36395 | 0.35416 | 0.35727 | 0.34965 | 0.34831 | 0.36696 | 0.35124 | 0.37955 | 0.28582
LO50Fast | New | VRF-DOAS | Commercial | HVAC | 0.000449 | 0.00033243 | 5.0933 | 141.8517 | University | VRF-DOAS-New-University | 0.00035684 | 0.00050117 | 0.00069704 | 0.00075127 | 0.00087346 | 0.00091473 | 0.00093775 | 0.00092088 | 0.0010025 | 0.0010608 | 0.0010154 | 0.0010123 | 0.00093535 | 0.0009737 | 0.0010413 | 0.0011235 | 0.0010929 | 0.0011595 | 0.0010924 | 0.0012061 | 0.018669 | 0.076372 | 0.068603 | 0.072887 | 0.070165 | 0.064171 | 0.058419 | 0.057743 | 0.056216 | 0.058588 | 0.068342 | 0.068713 | 0.076458 | 0 | 0.3797 | 0.33527 | 0.36919 | 0.35317 | 0.36245 | 0.35271 | 0.3558 | 0.34822 | 0.34688 | 0.36546 | 0.3498 | 0.37799 | 0.28465
LO50Fast | New | VRF-DOAS | Commercial | HVAC | 0.00023664 | 0.00017521 | 2.6844 | 270.896 | Warehouse | VRF-DOAS-New-Warehouse | 0 | 0 | 0 | 0 | 0 | 0 | 0 | 0 | 0 | 0 | 0 | 0 | 0 | 0 | 0 | 0 | 0 | 0 | 0 | 0 | 0 | 0.040251 | 0.036157 | 0.038415 | 0.03698 | 0.033821 | 0.030789 | 0.030433 | 0.029628 | 0.030879 | 0.036019 | 0.036215 | 0.040297 | 0 | 0.20012 | 0.1767 | 0.19458 | 0.18614 | 0.19103 | 0.18589 | 0.18752 | 0.18353 | 0.18282 | 0.19261 | 0.18436 | 0.19922 | 0.15657
LO50Fast | New | VRF-DOAS | Commercial | HVAC | 0.00023653 | 0.00017513 | 2.6832 | 271.0295 | Supermarket | VRF-DOAS-New-Supermarket | 0 | 0 | 0 | 0 | 0 | 0 | 0 | 0 | 0 | 0 | 0 | 0 | 0 | 0 | 0 | 0 | 0 | 0 | 0 | 0 | 0 | 0.040233 | 0.03614 | 0.038397 | 0.036963 | 0.033805 | 0.030775 | 0.030419 | 0.029614 | 0.030864 | 0.036003 | 0.036198 | 0.040278 | 0 | 0.20002 | 0.17662 | 0.19449 | 0.18605 | 0.19094 | 0.18581 | 0.18743 | 0.18344 | 0.18274 | 0.19252 | 0.18427 | 0.19913 | 0.1565
LO50Fast | New | VRF-DOAS | Commercial | HVAC | 0.00023653 | 0.00017513 | 2.6832 | 271.0295 | MiniMart | VRF-DOAS-New-MiniMart | 0 | 0 | 0 | 0 | 0 | 0 | 0 | 0 | 0 | 0 | 0 | 0 | 0 | 0 | 0 | 0 | 0 | 0 | 0 | 0 | 0 | 0.040233 | 0.03614 | 0.038397 | 0.036963 | 0.033805 | 0.030775 | 0.030419 | 0.029614 | 0.030864 | 0.036003 | 0.036198 | 0.040278 | 0 | 0.20002 | 0.17662 | 0.19449 | 0.18605 | 0.19094 | 0.18581 | 0.18743 | 0.18344 | 0.18274 | 0.19252 | 0.18427 | 0.19913 | 0.1565
LO50Fast | New | VRF-DOAS | Commercial | HVAC | 0.00038903 | 0.00028803 | 4.4129 | 132.6632 | Restaurant | VRF-DOAS-New-Restaurant | 0 | 0 | 0 | 0 | 0 | 0 | 0 | 0 | 0 | 0 | 0 | 0 | 0 | 0 | 0 | 0 | 0 | 0 | 0 | 0 | 0 | 0.06617 | 0.059439 | 0.063151 | 0.060793 | 0.055599 | 0.050615 | 0.050029 | 0.048706 | 0.050762 | 0.059213 | 0.059535 | 0.066245 | 0 | 0.32898 | 0.29049 | 0.31987 | 0.306 | 0.31404 | 0.30559 | 0.30827 | 0.3017 | 0.30055 | 0.31664 | 0.30307 | 0.3275 | 0.30225
LO50Fast | New | VRF-DOAS | Commercial | HVAC | 0.00024042 | 0.00017801 | 2.7273 | 266.3879 | Lodging | VRF-DOAS-New-Lodging | 0.00058175 | 0.0006959 | 0.00072865 | 0.00080779 | 0.0009543 | 0.0011579 | 0.0011982 | 0.00094865 | 0.001693 | 0.0014699 | 0.0018411 | 0.0015146 | 0.0020004 | 0.0015767 | 0.0020427 | 0.0019672 | 0.0020847 | 0.0019834 | 0.0023151 | 0.0018767 | 0.029439 | 0.040894 | 0.036734 | 0.039028 | 0.037571 | 0.034361 | 0.031281 | 0.030919 | 0.030101 | 0.031372 | 0.036595 | 0.036793 | 0.04094 | 0 | 0.20331 | 0.17953 | 0.19769 | 0.18911 | 0.19408 | 0.18886 | 0.19052 | 0.18646 | 0.18574 | 0.19569 | 0.1873 | 0.2024 | 0.15907
LO50Fast | New | VRF-DOAS | Commercial | HVAC | 0.00024104 | 0.00017846 | 2.7342 | 265.6682 | Hospital | VRF-DOAS-New-Hospital | 0.00088147 | 0.0016059 | 0.0021257 | 0.0022243 | 0.0027489 | 0.0032484 | 0.0030425 | 0.0025476 | 0.002731 | 0.0029409 | 0.0027895 | 0.0026298 | 0.0024046 | 0.0023757 | 0.0024509 | 0.0027765 | 0.0027976 | 0.0027933 | 0.0029102 | 0.0030098 | 0.051035 | 0.040999 | 0.036828 | 0.039128 | 0.037667 | 0.034449 | 0.031361 | 0.030998 | 0.030178 | 0.031452 | 0.036688 | 0.036887 | 0.041045 | 0 | 0.20383 | 0.17998 | 0.19819 | 0.18959 | 0.19457 | 0.18934 | 0.191 | 0.18693 | 0.18622 | 0.19619 | 0.18778 | 0.20292 | 0.15948
LO50Fast | New | VRF-DOAS | Commercial | HVAC | 0.00023824 | 0.00017639 | 2.7026 | 268.9697 | Residential Care | VRF-DOAS-New-Residential Care | 0.0019165 | 0.0029804 | 0.0037969 | 0.0046996 | 0.0053655 | 0.0063171 | 0.0055766 | 0.0047514 | 0.0049206 | 0.0053487 | 0.0050409 | 0.004688 | 0.0040803 | 0.0041998 | 0.0041971 | 0.0049363 | 0.0046936 | 0.0049564 | 0.0050434 | 0.0053969 | 0.092906 | 0.040524 | 0.036401 | 0.038675 | 0.03723 | 0.03405 | 0.030997 | 0.030639 | 0.029829 | 0.031087 | 0.036263 | 0.03646 | 0.040569 | 0 | 0.20147 | 0.1779 | 0.19589 | 0.1874 | 0.19232 | 0.18715 | 0.18879 | 0.18477 | 0.18406 | 0.19391 | 0.1856 | 0.20057 | 0.15763
LO50Fast | New | VRF-DOAS | Commercial | HVAC | 0.00023887 | 0.00017685 | 2.7096 | 268.2269 | Assembly | VRF-DOAS-New-Assembly | 0.0016771 | 0.0041082 | 0.0031254 | 0.0034488 | 0.00426 | 0.005501 | 0.0062288 | 0.006846 | 0.0078989 | 0.0078709 | 0.007498 | 0.0071043 | 0.0080253 | 0.0080922 | 0.008251 | 0.0086468 | 0.0089518 | 0.0091434 | 0.008411 | 0.0085476 | 0.13364 | 0.040629 | 0.036496 | 0.038776 | 0.037328 | 0.034139 | 0.031079 | 0.030719 | 0.029907 | 0.031169 | 0.036358 | 0.036555 | 0.040675 | 0 | 0.202 | 0.17836 | 0.19641 | 0.18789 | 0.19282 | 0.18764 | 0.18928 | 0.18525 | 0.18454 | 0.19442 | 0.18609 | 0.20109 | 0.15804
LO50Fast | New | VRF-DOAS | Commercial | HVAC | 0.00023887 | 0.00017685 | 2.7096 | 268.2269 | Other | VRF-DOAS-New-Other | 0.0033907 | 0.0064 | 0.0066157 | 0.0071406 | 0.011056 | 0.01189 | 0.010505 | 0.009726 | 0.01236 | 0.01234 | 0.012537 | 0.01099 | 0.010655 | 0.010542 | 0.011277 | 0.010622 | 0.012226 | 0.013673 | 0.01169 | 0.011992 | 0.20763 | 0.040629 | 0.036496 | 0.038776 | 0.037328 | 0.034139 | 0.031079 | 0.030719 | 0.029907 | 0.031169 | 0.036358 | 0.036555 | 0.040675 | 0 | 0.202 | 0.17836 | 0.19641 | 0.18789 | 0.19282 | 0.18764 | 0.18928 | 0.18525 | 0.18454 | 0.19442 | 0.18609 | 0.20109 | 0.15804
LO50Fast | NR | VRF-DOAS | Commercial | HVAC | 0.00042669 | 0.00031591 | 4.8402 | 119.5499 | Large Off | VRF-DOAS-NR-Large Off | 0 | 0 | 0 | 0 | 0 | 0 | 0 | 0 | 0 | 0 | 0 | 0 | 0 | 0 | 0 | 0 | 0 | 0 | 0 | 0 | 0 | 0.072576 | 0.065193 | 0.069265 | 0.066678 | 0.060982 | 0.055515 | 0.054873 | 0.053422 | 0.055676 | 0.064946 | 0.065298 | 0.072658 | 0 | 0.36083 | 0.31861 | 0.35084 | 0.33562 | 0.34444 | 0.33518 | 0.33812 | 0.33091 | 0.32964 | 0.34729 | 0.33241 | 0.35921 | 0.33152
LO50Fast | NR | VRF-DOAS | Commercial | HVAC | 0.00042672 | 0.00031594 | 4.8405 | 119.5398 | Medium Off | VRF-DOAS-NR-Medium Off | 0.07864 | 0.11499 | 0.13897 | 0.15414 | 0.16396 | 0.16859 | 0.17035 | 0.17075 | 0.17056 | 0.17009 | 0.16958 | 0.16907 | 0.16857 | 0.16806 | 0.16756 | 0.16929 | 0.16812 | 0.16698 | 0.16618 | 0.16555 | 3.3012 | 0.072582 | 0.065198 | 0.06927 | 0.066683 | 0.060987 | 0.05552 | 0.054877 | 0.053426 | 0.055681 | 0.064951 | 0.065303 | 0.072663 | 0 | 0.36085 | 0.31863 | 0.35086 | 0.33565 | 0.34446 | 0.33521 | 0.33814 | 0.33094 | 0.32967 | 0.34732 | 0.33244 | 0.35924 | 0.33154
LO50Fast | NR | VRF-DOAS | Commercial | HVAC | 0.00042089 | 0.00031162 | 4.7744 | 121.4175 | Small Off | VRF-DOAS-NR-Small Off | 0.10017 | 0.14647 | 0.17701 | 0.19633 | 0.20883 | 0.21474 | 0.21698 | 0.21749 | 0.21725 | 0.21665 | 0.216 | 0.21535 | 0.21471 | 0.21406 | 0.21342 | 0.21377 | 0.21284 | 0.21194 | 0.21117 | 0.21047 | 4.2048 | 0.071589 | 0.064307 | 0.068323 | 0.065771 | 0.060153 | 0.05476 | 0.054127 | 0.052695 | 0.054919 | 0.064062 | 0.06441 | 0.07167 | 0 | 0.35592 | 0.31428 | 0.34607 | 0.33106 | 0.33975 | 0.33062 | 0.33352 | 0.32641 | 0.32516 | 0.34257 | 0.32789 | 0.35432 | 0.32701
LO50Fast | NR | VRF-DOAS | Commercial | HVAC | 0.00026299 | 0.00019471 | 2.9833 | 242.1648 | XLarge Ret | VRF-DOAS-NR-XLarge Ret | 0 | 0 | 0 | 0 | 0 | 0 | 0 | 0 | 0 | 0 | 0 | 0 | 0 | 0 | 0 | 0 | 0 | 0 | 0 | 0 | 0 | 0.044733 | 0.040182 | 0.042692 | 0.041097 | 0.037587 | 0.034217 | 0.033821 | 0.032927 | 0.034316 | 0.04003 | 0.040247 | 0.044783 | 0 | 0.2224 | 0.19638 | 0.21624 | 0.20686 | 0.2123 | 0.20659 | 0.2084 | 0.20396 | 0.20318 | 0.21406 | 0.20488 | 0.2214 | 0.174
LO50Fast | NR | VRF-DOAS | Commercial | HVAC | 0.00026299 | 0.00019471 | 2.9833 | 242.1648 | Large Ret | VRF-DOAS-NR-Large Ret | 0 | 0 | 0 | 0 | 0 | 0 | 0 | 0 | 0 | 0 | 0 | 0 | 0 | 0 | 0 | 0 | 0 | 0 | 0 | 0 | 0 | 0.044733 | 0.040182 | 0.042692 | 0.041097 | 0.037587 | 0.034217 | 0.033821 | 0.032927 | 0.034316 | 0.04003 | 0.040247 | 0.044783 | 0 | 0.2224 | 0.19638 | 0.21624 | 0.20686 | 0.2123 | 0.20659 | 0.2084 | 0.20396 | 0.20318 | 0.21406 | 0.20488 | 0.2214 | 0.174
LO50Fast | NR | VRF-DOAS | Commercial | HVAC | 0.00026281 | 0.00019458 | 2.9812 | 242.3453 | Medium Ret | VRF-DOAS-NR-Medium Ret | 0.016671 | 0.024339 | 0.029366 | 0.032519 | 0.034535 | 0.035454 | 0.035768 | 0.035793 | 0.035697 | 0.035542 | 0.035378 | 0.035215 | 0.035053 | 0.034892 | 0.034732 | 0.034906 | 0.034651 | 0.034474 | 0.034349 | 0.034121 | 0.6788 | 0.044701 | 0.040154 | 0.042662 | 0.041069 | 0.03756 | 0.034193 | 0.033797 | 0.032904 | 0.034292 | 0.040002 | 0.040219 | 0.044752 | 0 | 0.22224 | 0.19624 | 0.21609 | 0.20672 | 0.21215 | 0.20645 | 0.20825 | 0.20382 | 0.20303 | 0.21391 | 0.20474 | 0.22124 | 0.17388
LO50Fast | NR | VRF-DOAS | Commercial | HVAC | 0.00026281 | 0.00019458 | 2.9812 | 242.3453 | Small Ret | VRF-DOAS-NR-Small Ret | 0.011601 | 0.016936 | 0.020434 | 0.022629 | 0.024031 | 0.024671 | 0.024889 | 0.024907 | 0.02484 | 0.024732 | 0.024618 | 0.024505 | 0.024392 | 0.02428 | 0.024168 | 0.024158 | 0.024018 | 0.023897 | 0.023788 | 0.023663 | 0.47235 | 0.044701 | 0.040154 | 0.042662 | 0.041069 | 0.03756 | 0.034193 | 0.033797 | 0.032904 | 0.034292 | 0.040002 | 0.040219 | 0.044752 | 0 | 0.22224 | 0.19624 | 0.21609 | 0.20672 | 0.21215 | 0.20645 | 0.20825 | 0.20382 | 0.20303 | 0.21391 | 0.20474 | 0.22124 | 0.17388
LO50Fast | NR | VRF-DOAS | Commercial | HVAC | 0.00050095 | 0.00037089 | 5.6826 | 125.4935 | School K-12 | VRF-DOAS-NR-School K-12 | 0.042007 | 0.061481 | 0.074366 | 0.082558 | 0.087896 | 0.090462 | 0.091491 | 0.091786 | 0.09177 | 0.091599 | 0.091407 | 0.091215 | 0.091024 | 0.090832 | 0.090642 | 0.090849 | 0.090543 | 0.090277 | 0.090039 | 0.089817 | 1.7939 | 0.085207 | 0.07654 | 0.08132 | 0.078283 | 0.071595 | 0.065177 | 0.064423 | 0.062719 | 0.065366 | 0.076249 | 0.076663 | 0.085304 | 0 | 0.42362 | 0.37406 | 0.4119 | 0.39403 | 0.40438 | 0.39352 | 0.39696 | 0.3885 | 0.38701 | 0.40774 | 0.39026 | 0.42173 | 0.31758
LO50Fast | NR | VRF-DOAS | Commercial | HVAC | 0.00049889 | 0.00036937 | 5.6592 | 126.0767 | University | VRF-DOAS-NR-University | 0.019983 | 0.029238 | 0.035355 | 0.039238 | 0.041762 | 0.042968 | 0.043444 | 0.043571 | 0.04355 | 0.043456 | 0.043352 | 0.043248 | 0.043144 | 0.043041 | 0.042937 | 0.042986 | 0.042835 | 0.042715 | 0.04259 | 0.04248 | 0.84849 | 0.084857 | 0.076225 | 0.080986 | 0.077961 | 0.071301 | 0.06491 | 0.064158 | 0.062462 | 0.065098 | 0.075936 | 0.076348 | 0.084953 | 0 | 0.42188 | 0.37252 | 0.41021 | 0.39241 | 0.40272 | 0.3919 | 0.39533 | 0.38691 | 0.38542 | 0.40606 | 0.38866 | 0.41999 | 0.31628
LO50Fast | NR | VRF-DOAS | Commercial | HVAC | 0.0001403 | 0.00010387 | 1.5915 | 467.8529 | Warehouse | VRF-DOAS-NR-Warehouse | 0 | 0 | 0 | 0 | 0 | 0 | 0 | 0 | 0 | 0 | 0 | 0 | 0 | 0 | 0 | 0 | 0 | 0 | 0 | 0 | 0 | 0.023863 | 0.021436 | 0.022774 | 0.021924 | 0.020051 | 0.018254 | 0.018042 | 0.017565 | 0.018307 | 0.021354 | 0.02147 | 0.02389 | 0 | 0.11864 | 0.10476 | 0.11536 | 0.11035 | 0.11325 | 0.11021 | 0.11117 | 0.1088 | 0.10839 | 0.11419 | 0.1093 | 0.11811 | 0.092823
LO50Fast | NR | VRF-DOAS | Commercial | HVAC | 0.00014023 | 0.00010382 | 1.5907 | 468.0781 | Supermarket | VRF-DOAS-NR-Supermarket | 0 | 0 | 0 | 0 | 0 | 0 | 0 | 0 | 0 | 0 | 0 | 0 | 0 | 0 | 0 | 0 | 0 | 0 | 0 | 0 | 0 | 0.023852 | 0.021426 | 0.022764 | 0.021914 | 0.020042 | 0.018245 | 0.018034 | 0.017557 | 0.018298 | 0.021344 | 0.02146 | 0.023879 | 0 | 0.11858 | 0.10471 | 0.1153 | 0.1103 | 0.1132 | 0.11016 | 0.11112 | 0.10875 | 0.10834 | 0.11414 | 0.10925 | 0.11805 | 0.09278
LO50Fast | NR | VRF-DOAS | Commercial | HVAC | 0.00014023 | 0.00010382 | 1.5907 | 468.0781 | MiniMart | VRF-DOAS-NR-MiniMart | 0 | 0 | 0 | 0 | 0 | 0 | 0 | 0 | 0 | 0 | 0 | 0 | 0 | 0 | 0 | 0 | 0 | 0 | 0 | 0 | 0 | 0.023852 | 0.021426 | 0.022764 | 0.021914 | 0.020042 | 0.018245 | 0.018034 | 0.017557 | 0.018298 | 0.021344 | 0.02146 | 0.023879 | 0 | 0.11858 | 0.10471 | 0.1153 | 0.1103 | 0.1132 | 0.11016 | 0.11112 | 0.10875 | 0.10834 | 0.11414 | 0.10925 | 0.11805 | 0.09278
LO50Fast | NR | VRF-DOAS | Commercial | HVAC | 0.00043225 | 0.00032003 | 4.9033 | 117.8071 | Restaurant | VRF-DOAS-NR-Restaurant | 0 | 0 | 0 | 0 | 0 | 0 | 0 | 0 | 0 | 0 | 0 | 0 | 0 | 0 | 0 | 0 | 0 | 0 | 0 | 0 | 0 | 0.073522 | 0.066043 | 0.070168 | 0.067547 | 0.061777 | 0.056239 | 0.055588 | 0.054118 | 0.056402 | 0.065792 | 0.06615 | 0.073605 | 0 | 0.36553 | 0.32276 | 0.35541 | 0.34 | 0.34893 | 0.33955 | 0.34252 | 0.33522 | 0.33394 | 0.35182 | 0.33674 | 0.36389 | 0.33584
LO50Fast | NR | VRF-DOAS | Commercial | HVAC | 0.00043018 | 0.00031849 | 4.8797 | 118.4519 | Lodging | VRF-DOAS-NR-Lodging | 0.031438 | 0.045939 | 0.055477 | 0.06149 | 0.065361 | 0.067161 | 0.067816 | 0.067926 | 0.067805 | 0.06757 | 0.06732 | 0.067071 | 0.066823 | 0.066576 | 0.066329 | 0.066482 | 0.06607 | 0.065741 | 0.065463 | 0.065208 | 1.3022 | 0.073169 | 0.065726 | 0.069831 | 0.067223 | 0.06148 | 0.055969 | 0.055321 | 0.053858 | 0.056132 | 0.065477 | 0.065832 | 0.073252 | 0 | 0.36377 | 0.32121 | 0.35371 | 0.33836 | 0.34725 | 0.33792 | 0.34088 | 0.33362 | 0.33234 | 0.35013 | 0.33513 | 0.36214 | 0.33423
LO50Fast | NR | VRF-DOAS | Commercial | HVAC | 0.00043152 | 0.00031949 | 4.895 | 118.0326 | Hospital | VRF-DOAS-NR-Hospital | 0.014707 | 0.021483 | 0.025933 | 0.028732 | 0.030528 | 0.031356 | 0.03165 | 0.031688 | 0.031619 | 0.031497 | 0.031368 | 0.031239 | 0.031111 | 0.030983 | 0.030856 | 0.031334 | 0.031137 | 0.030903 | 0.030657 | 0.030508 | 0.60458 | 0.073398 | 0.065932 | 0.07005 | 0.067434 | 0.061673 | 0.056144 | 0.055495 | 0.054027 | 0.056307 | 0.065681 | 0.066038 | 0.073481 | 0 | 0.36491 | 0.32222 | 0.35481 | 0.33942 | 0.34834 | 0.33898 | 0.34195 | 0.33466 | 0.33338 | 0.35123 | 0.33618 | 0.36328 | 0.33527
LO50Fast | NR | VRF-DOAS | Commercial | HVAC | 0.0004254 | 0.00031496 | 4.8256 | 119.9601 | Residential Care | VRF-DOAS-NR-Residential Care | 0.045231 | 0.066067 | 0.079753 | 0.088362 | 0.093887 | 0.096433 | 0.097335 | 0.097453 | 0.097241 | 0.096866 | 0.096468 | 0.096073 | 0.095679 | 0.095287 | 0.094896 | 0.095816 | 0.095107 | 0.09449 | 0.093989 | 0.093509 | 1.8593 | 0.072357 | 0.064997 | 0.069056 | 0.066477 | 0.060798 | 0.055348 | 0.054707 | 0.053261 | 0.055508 | 0.06475 | 0.065101 | 0.072439 | 0 | 0.35974 | 0.31765 | 0.34978 | 0.33461 | 0.3434 | 0.33417 | 0.3371 | 0.32991 | 0.32865 | 0.34625 | 0.33141 | 0.35812 | 0.33052
LO50Fast | NR | VRF-DOAS | Commercial | HVAC | 0.00026541 | 0.0001965 | 3.0107 | 239.8144 | Assembly | VRF-DOAS-NR-Assembly | 0.044522 | 0.065005 | 0.078441 | 0.086874 | 0.09227 | 0.094736 | 0.095585 | 0.095664 | 0.095418 | 0.095013 | 0.094587 | 0.094162 | 0.09374 | 0.093319 | 0.0929 | 0.093197 | 0.092915 | 0.092043 | 0.091537 | 0.091103 | 1.8167 | 0.045144 | 0.040552 | 0.043084 | 0.041475 | 0.037932 | 0.034532 | 0.034132 | 0.033229 | 0.034632 | 0.040397 | 0.040617 | 0.045195 | 0 | 0.22444 | 0.19818 | 0.21823 | 0.20876 | 0.21425 | 0.20849 | 0.21031 | 0.20583 | 0.20504 | 0.21602 | 0.20677 | 0.22343 | 0.1756
LO50Fast | NR | VRF-DOAS | Commercial | HVAC | 0.00026541 | 0.0001965 | 3.0107 | 239.8144 | Other | VRF-DOAS-NR-Other | 0.063894 | 0.092867 | 0.11155 | 0.12299 | 0.13003 | 0.1329 | 0.13349 | 0.13299 | 0.13205 | 0.13089 | 0.12971 | 0.12854 | 0.12739 | 0.12624 | 0.12511 | 0.12542 | 0.12418 | 0.12258 | 0.12127 | 0.12027 | 2.3915 | 0.045144 | 0.040552 | 0.043084 | 0.041475 | 0.037932 | 0.034532 | 0.034132 | 0.033229 | 0.034632 | 0.040397 | 0.040617 | 0.045195 | 0 | 0.22444 | 0.19818 | 0.21823 | 0.20876 | 0.21425 | 0.20849 | 0.21031 | 0.20583 | 0.20504 | 0.21602 | 0.20677 | 0.22343 | 0.1756
LO5Med | NR | Washer | Commercial | Water Heating | 0.081171 | 0.061552 | 831.3535 | -147.8176 | Multifamily Common Areas | Washer_Multi-family_MEF 2.20 or greater | 0.018287 | 0.04126 | 0.069943 | 0.10389 | 0.14332 | 0.19015 | 0.24242 | 0.29686 | 0.34939 | 0.39592 | 0.43352 | 0.46114 | 0.47978 | 0.4911 | 0.49585 | 0.50057 | 0.50527 | 0.50995 | 0.5021 | 0.50602 | 5.7181 | 13.4845 | 12.3532 | 13.5877 | 11.429 | 11.3947 | 10.0914 | 10.1157 | 9.8998 | 9.3827 | 10.024 | 11.2153 | 12.6485 | 0 | 64.832 | 59.6235 | 65.6708 | 60.8809 | 62.0554 | 55.2103 | 54.5534 | 53.6185 | 50.7537 | 53.3578 | 54.0849 | 61.0858 | 3.9099
LO5Med | NR | Washer | Commercial | Water Heating | 0.11097 | 0.08415 | 1136.5628 | -134.851 | Laundromat | Washer_Laundromat_MEF 2.20 or greater | 0.0093023 | 0.020988 | 0.035579 | 0.052847 | 0.072903 | 0.096726 | 0.12331 | 0.15101 | 0.17773 | 0.2014 | 0.22052 | 0.23458 | 0.24405 | 0.24982 | 0.25223 | 0.25463 | 0.25702 | 0.2594 | 0.25541 | 0.25741 | 1.8276 | 18.435 | 16.8884 | 18.5761 | 15.6248 | 15.578 | 13.7962 | 13.8294 | 13.5343 | 12.8273 | 13.704 | 15.3328 | 17.292 | 0 | 88.6333 | 81.5126 | 89.7801 | 83.2317 | 84.8374 | 75.4793 | 74.5813 | 73.3031 | 69.3865 | 72.9467 | 73.9407 | 83.5118 | 3.4139
LO5Med | NR | Water Cooler Controls | Commercial | Refrigeration | 0.015462 | 0.01523 | 137.8912 | 36.6471 | All Buildings | Market Average to ES 2.0 Upgrade | 0.019656 | 0.044769 | 0.076636 | 0.11498 | 0.16026 | 0.2149 | 0.27696 | 0.34295 | 0.40822 | 0.46797 | 0.50715 | 0.53404 | 0.55013 | 0.55764 | 0.55764 | 0.55764 | 0.55764 | 0.55764 | 0.55764 | 0.55764 | 3.0196 | 2.0201 | 1.8531 | 1.9851 | 1.8778 | 1.9141 | 1.8536 | 1.9093 | 2.0309 | 1.8842 | 1.9766 | 1.8677 | 1.8939 | 0 | 10.0356 | 9.2417 | 9.9138 | 9.3958 | 9.5538 | 9.277 | 9.5162 | 10.0316 | 9.3788 | 9.8235 | 9.2496 | 9.4073 | 0.86668
LO5Med | NR | Water Cooler Controls | Commercial | Refrigeration | 0.028822 | 0.038231 | 167.9673 | 4.8562 | All Buildings | Timer on ES 2.0 Hot & Cold Water Cooler | 0.058045 | 0.1322 | 0.22631 | 0.33954 | 0.47326 | 0.6346 | 0.81787 | 1.0127 | 1.2055 | 1.3819 | 1.4976 | 1.577 | 1.6245 | 1.6467 | 1.6467 | 1.6467 | 1.6467 | 1.6467 | 1.6467 | 1.6467 | 8.917 | 4.9031 | 4.3958 | 4.8277 | 4.6298 | 4.7653 | 4.6344 | 4.8187 | 4.8111 | 4.6259 | 4.7881 | 4.6869 | 4.8985 | 0 | 9.5749 | 8.5965 | 9.4563 | 9.0878 | 9.3643 | 9.0967 | 9.4375 | 9.4115 | 9.0532 | 9.3723 | 9.1647 | 9.5661 | 1.7482
LO5Med | NR | Water Cooler Controls | Commercial | Refrigeration | 0.0066258 | 0.0087887 | 38.6132 | 118.3075 | All Buildings | Timer on ES 2.0 Cold Only Water Cooler | 0.0033359 | 0.0075978 | 0.013006 | 0.019514 | 0.027199 | 0.036471 | 0.047004 | 0.058203 | 0.069281 | 0.079421 | 0.08607 | 0.090633 | 0.093364 | 0.09464 | 0.09464 | 0.09464 | 0.09464 | 0.09464 | 0.09464 | 0.09464 | 0.51247 | 1.1272 | 1.0105 | 1.1098 | 1.0643 | 1.0955 | 1.0654 | 1.1078 | 1.106 | 1.0634 | 1.1007 | 1.0774 | 1.1261 | 0 | 2.2011 | 1.9762 | 2.1739 | 2.0891 | 2.1527 | 2.0912 | 2.1696 | 2.1636 | 2.0812 | 2.1545 | 2.1068 | 2.1991 | 0.40189
Retro1Slow | Retro | Secondary Glazing Systems | Commercial | HVAC | 0.0026763 | 0.0013427 | 21.5412 | 110.3859 | SGS HZ1CZ1 | SGS_Lrg Office_Electric Reheat_HZ1CZ1 | 0.002783 | 0.0055385 | 0.0097907 | 0.015856 | 0.023961 | 0.034167 | 0.046273 | 0.059724 | 0.073545 | 0.086347 | 0.096453 | 0.10216 | 0.10214 | 0.095863 | 0.083918 | 0.069097 | 0.052609 | 0.036263 | 0.023068 | 0.014979 | 0.8488 | 0.48097 | 0.31345 | 0.20569 | 0.19271 | 0.071819 | 0.048035 | 0.059816 | 0.061238 | 0.050857 | 0.14348 | 0.25659 | 0.66507 | 0 | 3.1655 | 2.2884 | 1.6884 | 1.6449 | 0.7765 | 0.56386 | 0.53284 | 0.52995 | 0.56377 | 1.2203 | 1.9304 | 4.0865 | 0.38519
Retro1Slow | Retro | Secondary Glazing Systems | Commercial | HVAC | 0.0026057 | 0.0012948 | 21.0476 | 113.5255 | SGS HZ1CZ2 | SGS_Lrg Office_Electric Reheat_HZ1CZ2 | 0.00085734 | 0.0017062 | 0.0030162 | 0.0048846 | 0.0073816 | 0.010526 | 0.014255 | 0.018399 | 0.022656 | 0.026601 | 0.029714 | 0.031472 | 0.031465 | 0.029532 | 0.025852 | 0.021286 | 0.016207 | 0.011171 | 0.0071063 | 0.0046144 | 0.26149 | 0.45508 | 0.29767 | 0.19784 | 0.18551 | 0.074125 | 0.05446 | 0.075151 | 0.077344 | 0.057734 | 0.14023 | 0.24495 | 0.62691 | 0 | 2.997 | 2.1703 | 1.6207 | 1.5788 | 0.79275 | 0.61631 | 0.64014 | 0.63753 | 0.6156 | 1.1952 | 1.8419 | 3.8544 | 0.37686
Retro1Slow | Retro | Secondary Glazing Systems | Commercial | HVAC | 0.0034112 | 0.001695 | 27.6709 | 81.3492 | SGS HZ1CZ3 | SGS_Lrg Office_Electric Reheat_HZ1CZ3 | 0.001065 | 0.0021195 | 0.0037467 | 0.0060678 | 0.0091696 | 0.013075 | 0.017708 | 0.022855 | 0.028144 | 0.033044 | 0.036911 | 0.039095 | 0.039087 | 0.036685 | 0.032114 | 0.026442 | 0.020133 | 0.013877 | 0.0088276 | 0.0057322 | 0.32482 | 0.58918 | 0.38698 | 0.25995 | 0.24393 | 0.10192 | 0.077752 | 0.10911 | 0.11227 | 0.082274 | 0.18627 | 0.31975 | 0.80888 | 0 | 3.8743 | 2.8108 | 2.1153 | 2.0601 | 1.0682 | 0.85329 | 0.91083 | 0.90712 | 0.85175 | 1.5768 | 2.3946 | 4.9694 | 0.49512
Retro1Slow | Retro | Secondary Glazing Systems | Commercial | HVAC | 0.0032828 | 0.0016562 | 26.5346 | 85.6903 | SGS HZ2CZ1 | SGS_Lrg Office_Electric Reheat_HZ2CZ1 | 0.00028631 | 0.00056979 | 0.0010072 | 0.0016312 | 0.0024651 | 0.003515 | 0.0047604 | 0.0061442 | 0.0075661 | 0.0088832 | 0.0099228 | 0.01051 | 0.010508 | 0.0098621 | 0.0086332 | 0.0071085 | 0.0054123 | 0.0037307 | 0.0023731 | 0.001541 | 0.087322 | 0.59049 | 0.38622 | 0.25548 | 0.23949 | 0.091918 | 0.062381 | 0.076032 | 0.077586 | 0.065785 | 0.17944 | 0.31707 | 0.81437 | 0 | 3.8765 | 2.807 | 2.0794 | 2.0252 | 0.96836 | 0.70759 | 0.66672 | 0.6626 | 0.70706 | 1.5091 | 2.3724 | 4.9965 | 0.47363
Retro1Slow | Retro | Secondary Glazing Systems | Commercial | HVAC | 0.0031958 | 0.0016049 | 25.8895 | 88.3882 | SGS HZ2CZ2 | SGS_Lrg Office_Electric Reheat_HZ2CZ2 | 0.00069566 | 0.0013845 | 0.0024474 | 0.0039635 | 0.0059896 | 0.0085407 | 0.011567 | 0.014929 | 0.018384 | 0.021584 | 0.02411 | 0.025537 | 0.025531 | 0.023963 | 0.020977 | 0.017272 | 0.013151 | 0.0090647 | 0.0057662 | 0.0037442 | 0.21217 | 0.56616 | 0.37118 | 0.24737 | 0.23201 | 0.092576 | 0.066094 | 0.085393 | 0.087422 | 0.069749 | 0.17533 | 0.30565 | 0.77905 | 0 | 3.7171 | 2.6944 | 2.0096 | 1.9572 | 0.96824 | 0.73457 | 0.73016 | 0.72624 | 0.73361 | 1.4747 | 2.285 | 4.7807 | 0.46237
Retro1Slow | Retro | Secondary Glazing Systems | Commercial | HVAC | 0.0035527 | 0.0017795 | 28.7855 | 77.3687 | SGS HZ2CZ3 | SGS_Lrg Office_Electric Reheat_HZ2CZ3 | 0.0001526 | 0.0003037 | 0.00053685 | 0.00086943 | 0.0013139 | 0.0018735 | 0.0025373 | 0.0032748 | 0.0040327 | 0.0047347 | 0.0052888 | 0.0056017 | 0.0056006 | 0.0052565 | 0.0046015 | 0.0037888 | 0.0028847 | 0.0019884 | 0.0012649 | 0.00082134 | 0.046542 | 0.62578 | 0.41039 | 0.27392 | 0.25693 | 0.10352 | 0.07506 | 0.099095 | 0.10159 | 0.079273 | 0.19458 | 0.33816 | 0.86073 | 0 | 4.1103 | 2.9799 | 2.2267 | 2.1686 | 1.084 | 0.83246 | 0.84242 | 0.83819 | 0.83128 | 1.6396 | 2.5295 | 5.2835 | 0.51435
Retro1Slow | Retro | Secondary Glazing Systems | Commercial | HVAC | 0.0038956 | 0.0019752 | 31.4093 | 69.0659 | SGS HZ3CZ1 | SGS_Lrg Office_Electric Reheat_HZ3CZ1 | 0.00038708 | 0.00077034 | 0.0013618 | 0.0022054 | 0.0033327 | 0.0047522 | 0.006436 | 0.0083068 | 0.010229 | 0.01201 | 0.013415 | 0.014209 | 0.014206 | 0.013333 | 0.011672 | 0.0096105 | 0.0073172 | 0.0050438 | 0.0032084 | 0.0020834 | 0.11806 | 0.71219 | 0.46467 | 0.30491 | 0.28567 | 0.10496 | 0.0669 | 0.07513 | 0.076288 | 0.070484 | 0.21208 | 0.38023 | 0.98457 | 0 | 4.6751 | 3.3814 | 2.4868 | 2.4223 | 1.1152 | 0.77896 | 0.68355 | 0.67855 | 0.77892 | 1.7832 | 2.8475 | 6.0397 | 0.5603
Retro1Slow | Retro | Secondary Glazing Systems | Commercial | HVAC | 0.0042435 | 0.0021354 | 34.2097 | 61.6654 | SGS HZ3CZ2 | SGS_Lrg Office_Electric Reheat_HZ3CZ2 | 0.00013114 | 0.00026098 | 0.00046134 | 0.00074714 | 0.0011291 | 0.00161 | 0.0021804 | 0.0028142 | 0.0034655 | 0.0040688 | 0.0045449 | 0.0048138 | 0.0048128 | 0.0045171 | 0.0039543 | 0.0032559 | 0.002479 | 0.0017088 | 0.001087 | 0.00070581 | 0.039996 | 0.76426 | 0.49873 | 0.32814 | 0.30749 | 0.11556 | 0.07729 | 0.094582 | 0.096648 | 0.081677 | 0.22936 | 0.40863 | 1.0559 | 0 | 5.0244 | 3.6344 | 2.6841 | 2.6147 | 1.2362 | 0.89597 | 0.83969 | 0.83477 | 0.89566 | 1.941 | 3.0672 | 6.4834 | 0.6112
Retro1Slow | Retro | Secondary Glazing Systems | Commercial | HVAC | 0.0041154 | 0.002061 | 33.1735 | 64.2484 | SGS HZ3CZ3 | SGS_Lrg Office_Electric Reheat_HZ3CZ3 | 1.5883e-05 | 3.1609e-05 | 5.5876e-05 | 9.049e-05 | 0.00013675 | 0.00019499 | 0.00026408 | 0.00034085 | 0.00041972 | 0.00049279 | 0.00055046 | 0.00058303 | 0.00058291 | 0.00054709 | 0.00047892 | 0.00039434 | 0.00030024 | 0.00020696 | 0.00013165 | 8.5485e-05 | 0.0048441 | 0.73414 | 0.47913 | 0.31579 | 0.29594 | 0.11281 | 0.077645 | 0.099498 | 0.10199 | 0.082195 | 0.22141 | 0.39289 | 1.0138 | 0 | 4.831 | 3.4947 | 2.588 | 2.5211 | 1.212 | 0.89784 | 0.87234 | 0.86789 | 0.89738 | 1.8814 | 2.9534 | 6.2292 | 0.59327
Retro1Slow | Retro | Secondary Glazing Systems | Commercial | HVAC | 0.0015116 | 0.00075722 | 12.428 | 207.2821 | SGS HZ1CZ1 | SGS_Lrg Office_Electric HeatPump_HZ1CZ1 | 0.0017211 | 0.0034251 | 0.0060548 | 0.0098056 | 0.014818 | 0.02113 | 0.028616 | 0.036934 | 0.045481 | 0.053399 | 0.059648 | 0.063177 | 0.063164 | 0.059283 | 0.051896 | 0.042731 | 0.032534 | 0.022426 | 0.014265 | 0.0092632 | 0.52492 | 0.25627 | 0.17051 | 0.11805 | 0.111 | 0.051545 | 0.04183 | 0.058546 | 0.060048 | 0.04398 | 0.086947 | 0.14252 | 0.34821 | 0 | 1.674 | 1.2217 | 0.93785 | 0.91269 | 0.50777 | 0.42522 | 0.46952 | 0.46726 | 0.42378 | 0.71643 | 1.0511 | 2.1312 | 0.22154
Retro1Slow | Retro | Secondary Glazing Systems | Commercial | HVAC | 0.001518 | 0.00074804 | 12.5365 | 205.3686 | SGS HZ1CZ2 | SGS_Lrg Office_Electric HeatPump_HZ1CZ2 | 0.00054737 | 0.0010893 | 0.0019257 | 0.0031186 | 0.0047128 | 0.0067201 | 0.0091011 | 0.011747 | 0.014465 | 0.016983 | 0.018971 | 0.020093 | 0.020089 | 0.018855 | 0.016505 | 0.01359 | 0.010347 | 0.0071324 | 0.004537 | 0.0029461 | 0.16694 | 0.24522 | 0.16418 | 0.116 | 0.10921 | 0.055191 | 0.048664 | 0.073965 | 0.076232 | 0.051312 | 0.087426 | 0.13842 | 0.33098 | 0 | 1.6041 | 1.174 | 0.91972 | 0.89492 | 0.54177 | 0.48683 | 0.581 | 0.57899 | 0.48486 | 0.72455 | 1.0207 | 2.0283 | 0.22403
Retro1Slow | Retro | Secondary Glazing Systems | Commercial | HVAC | 0.0020202 | 0.00099576 | 16.7864 | 148.2037 | SGS HZ1CZ3 | SGS_Lrg Office_Electric HeatPump_HZ1CZ3 | 0.00069253 | 0.0013782 | 0.0024364 | 0.0039456 | 0.0059626 | 0.0085023 | 0.011515 | 0.014862 | 0.018301 | 0.021487 | 0.024002 | 0.025422 | 0.025416 | 0.023855 | 0.020882 | 0.017194 | 0.013091 | 0.0090239 | 0.0057402 | 0.0037274 | 0.21122 | 0.3208 | 0.21626 | 0.15528 | 0.14635 | 0.077707 | 0.07034 | 0.10759 | 0.11085 | 0.074061 | 0.11874 | 0.18352 | 0.43043 | 0 | 2.093 | 1.5367 | 1.2188 | 1.1856 | 0.7472 | 0.6877 | 0.8352 | 0.83226 | 0.68454 | 0.97496 | 1.3444 | 2.634 | 0.29966
Retro1Slow | Retro | Secondary Glazing Systems | Commercial | HVAC | 0.0018666 | 0.00094426 | 15.4528 | 162.7434 | SGS HZ2CZ1 | SGS_Lrg Office_Electric HeatPump_HZ2CZ1 | 0.00017872 | 0.00035568 | 0.00062875 | 0.0010183 | 0.0015388 | 0.0021942 | 0.0029716 | 0.0038354 | 0.004723 | 0.0055452 | 0.0061941 | 0.0065606 | 0.0065593 | 0.0061563 | 0.0053892 | 0.0044374 | 0.0033785 | 0.0023288 | 0.0014814 | 0.00096193 | 0.05451 | 0.31725 | 0.21241 | 0.14891 | 0.14014 | 0.067265 | 0.054836 | 0.074487 | 0.076138 | 0.057423 | 0.11069 | 0.17836 | 0.42906 | 0 | 2.0629 | 1.5098 | 1.1666 | 1.1348 | 0.64157 | 0.539 | 0.58972 | 0.58638 | 0.53683 | 0.89631 | 1.3031 | 2.6189 | 0.27463
Retro1Slow | Retro | Secondary Glazing Systems | Commercial | HVAC | 0.0018486 | 0.00092766 | 15.3484 | 164.0335 | SGS HZ2CZ2 | SGS_Lrg Office_Electric HeatPump_HZ2CZ2 | 0.00044207 | 0.00087978 | 0.0015552 | 0.0025187 | 0.0038062 | 0.0054273 | 0.0073503 | 0.0094869 | 0.011682 | 0.013716 | 0.015321 | 0.016228 | 0.016224 | 0.015227 | 0.01333 | 0.010976 | 0.0083568 | 0.0057603 | 0.0036642 | 0.0023793 | 0.13483 | 0.30625 | 0.20585 | 0.14601 | 0.13751 | 0.069126 | 0.058916 | 0.083923 | 0.086045 | 0.061795 | 0.10993 | 0.17371 | 0.41254 | 0 | 1.9919 | 1.4605 | 1.1414 | 1.1102 | 0.6574 | 0.57421 | 0.65692 | 0.65374 | 0.57169 | 0.89185 | 1.2679 | 2.519 | 0.27308
Retro1Slow | Retro | Secondary Glazing Systems | Commercial | HVAC | 0.0020658 | 0.001032 | 17.1508 | 144.6122 | SGS HZ2CZ3 | SGS_Lrg Office_Electric HeatPump_HZ2CZ3 | 9.7458e-05 | 0.00019395 | 0.00034286 | 0.00055526 | 0.0008391 | 0.0011965 | 0.0016204 | 0.0020915 | 0.0025755 | 0.0030238 | 0.0033777 | 0.0035775 | 0.0035768 | 0.003357 | 0.0029387 | 0.0024197 | 0.0018423 | 0.0012699 | 0.00080781 | 0.00052455 | 0.029724 | 0.3389 | 0.2279 | 0.16203 | 0.15262 | 0.077633 | 0.067138 | 0.097473 | 0.10007 | 0.070494 | 0.1224 | 0.19253 | 0.45619 | 0 | 2.2062 | 1.6179 | 1.2684 | 1.2338 | 0.74094 | 0.65546 | 0.76158 | 0.75817 | 0.65255 | 0.99628 | 1.4069 | 2.7872 | 0.30542
Retro1Slow | Retro | Secondary Glazing Systems | Commercial | HVAC | 0.0021731 | 0.0011093 | 17.9316 | 137.3286 | SGS HZ3CZ1 | SGS_Lrg Office_Electric HeatPump_HZ3CZ1 | 0.00023687 | 0.00047141 | 0.00083332 | 0.0013496 | 0.0020394 | 0.0029081 | 0.0039385 | 0.0050833 | 0.0062597 | 0.0073493 | 0.0082095 | 0.0086952 | 0.0086934 | 0.0081593 | 0.0071426 | 0.0058811 | 0.0044778 | 0.0030865 | 0.0019634 | 0.0012749 | 0.072245 | 0.37987 | 0.25328 | 0.1753 | 0.16484 | 0.074976 | 0.057723 | 0.073251 | 0.074527 | 0.060315 | 0.12846 | 0.21154 | 0.51595 | 0 | 2.4694 | 1.8037 | 1.3767 | 1.3394 | 0.71772 | 0.57392 | 0.5899 | 0.58585 | 0.57188 | 1.038 | 1.5471 | 3.148 | 0.31828
Retro1Slow | Retro | Secondary Glazing Systems | Commercial | HVAC | 0.0023989 | 0.0012081 | 19.7762 | 122.5488 | SGS HZ3CZ2 | SGS_Lrg Office_Electric HeatPump_HZ3CZ2 | 8.1259e-05 | 0.00016172 | 0.00028587 | 0.00046297 | 0.00069963 | 0.00099763 | 0.0013511 | 0.0017438 | 0.0021474 | 0.0025212 | 0.0028163 | 0.0029829 | 0.0029823 | 0.002799 | 0.0024503 | 0.0020175 | 0.0015361 | 0.0010588 | 0.00067354 | 0.00043736 | 0.024784 | 0.40838 | 0.27235 | 0.18934 | 0.17809 | 0.08345 | 0.067462 | 0.09257 | 0.094763 | 0.070787 | 0.13981 | 0.22798 | 0.55401 | 0 | 2.6622 | 1.9448 | 1.4953 | 1.455 | 0.81061 | 0.6764 | 0.7394 | 0.73549 | 0.67394 | 1.1429 | 1.6745 | 3.3866 | 0.35202
Retro1Slow | Retro | Secondary Glazing Systems | Commercial | HVAC | 0.0023458 | 0.0011714 | 19.3271 | 125.8631 | SGS HZ3CZ3 | SGS_Lrg Office_Electric HeatPump_HZ3CZ3 | 9.9187e-06 | 1.9739e-05 | 3.4894e-05 | 5.6511e-05 | 8.5399e-05 | 0.00012177 | 0.00016492 | 0.00021286 | 0.00026211 | 0.00030774 | 0.00034376 | 0.0003641 | 0.00036402 | 0.00034166 | 0.00029908 | 0.00024626 | 0.0001875 | 0.00012924 | 8.2214e-05 | 5.3385e-05 | 0.0030251 | 0.39274 | 0.26195 | 0.18264 | 0.17181 | 0.082009 | 0.068217 | 0.097568 | 0.10018 | 0.071748 | 0.13551 | 0.21959 | 0.53239 | 0 | 2.5649 | 1.8739 | 1.4475 | 1.4086 | 0.80368 | 0.6872 | 0.77613 | 0.77265 | 0.68467 | 1.1158 | 1.6174 | 3.2584 | 0.34462
Retro1Slow | Retro | Secondary Glazing Systems | Commercial | HVAC | 0.00034694 | 0.00017174 | 3.3148 | 715.386 | SGS HZ1CZ1 | SGS_Lrg Office_Gas Reheat_HZ1CZ1 | 0.0032855 | 0.0065385 | 0.011558 | 0.018719 | 0.028287 | 0.040336 | 0.054627 | 0.070506 | 0.086823 | 0.10194 | 0.11387 | 0.1206 | 0.12058 | 0.11317 | 0.099069 | 0.081572 | 0.062107 | 0.04281 | 0.027232 | 0.017683 | 1.002 | 0.031566 | 0.027575 | 0.030418 | 0.029303 | 0.031272 | 0.035625 | 0.057275 | 0.058857 | 0.037104 | 0.03041 | 0.028457 | 0.031349 | 0 | 0.18258 | 0.15489 | 0.18725 | 0.18047 | 0.23903 | 0.28658 | 0.4062 | 0.40458 | 0.28378 | 0.21253 | 0.17177 | 0.17594 | 0.2
Retro1Slow | Retro | Secondary Glazing Systems | Commercial | HVAC | 0.00043027 | 0.00020125 | 4.0254 | 592.0934 | SGS HZ1CZ2 | SGS_Lrg Office_Gas Reheat_HZ1CZ2 | 0.0012579 | 0.0025034 | 0.0044254 | 0.0071669 | 0.010831 | 0.015444 | 0.020915 | 0.026995 | 0.033242 | 0.039029 | 0.043597 | 0.046176 | 0.046166 | 0.04333 | 0.037931 | 0.031232 | 0.023779 | 0.016391 | 0.010427 | 0.0067704 | 0.38366 | 0.035362 | 0.030691 | 0.034152 | 0.032904 | 0.036257 | 0.042869 | 0.072778 | 0.07512 | 0.04489 | 0.034625 | 0.031894 | 0.035054 | 0 | 0.21115 | 0.17772 | 0.21871 | 0.21107 | 0.29078 | 0.35735 | 0.52187 | 0.52045 | 0.35412 | 0.25394 | 0.19943 | 0.20218 | 0.20391
Retro1Slow | Retro | Secondary Glazing Systems | Commercial | HVAC | 0.0006291 | 0.00029648 | 5.9018 | 380.0992 | SGS HZ1CZ3 | SGS_Lrg Office_Gas Reheat_HZ1CZ3 | 0.0017426 | 0.0034681 | 0.0061307 | 0.0099286 | 0.015004 | 0.021395 | 0.028975 | 0.037398 | 0.046052 | 0.054069 | 0.060396 | 0.06397 | 0.063957 | 0.060027 | 0.052547 | 0.043267 | 0.032943 | 0.022707 | 0.014444 | 0.0093794 | 0.5315 | 0.052424 | 0.045541 | 0.050614 | 0.048764 | 0.053493 | 0.062929 | 0.10608 | 0.10943 | 0.065848 | 0.051213 | 0.04728 | 0.051981 | 0 | 0.31164 | 0.26258 | 0.32235 | 0.31103 | 0.42623 | 0.52212 | 0.75958 | 0.75739 | 0.51734 | 0.37312 | 0.29418 | 0.29866 | 0.27393
Retro1Slow | Retro | Secondary Glazing Systems | Commercial | HVAC | 0.00045031 | 0.00023231 | 4.371 | 518.3896 | SGS HZ2CZ1 | SGS_Lrg Office_Gas Reheat_HZ2CZ1 | 0.00036182 | 0.00072008 | 0.0012729 | 0.0020615 | 0.0031153 | 0.0044421 | 0.006016 | 0.0077648 | 0.0095617 | 0.011226 | 0.01254 | 0.013282 | 0.013279 | 0.012463 | 0.01091 | 0.0089834 | 0.0068398 | 0.0047147 | 0.0029991 | 0.0019474 | 0.11035 | 0.044003 | 0.038601 | 0.042342 | 0.040785 | 0.042612 | 0.04729 | 0.072942 | 0.07469 | 0.049061 | 0.041944 | 0.039657 | 0.043753 | 0 | 0.24922 | 0.21254 | 0.25387 | 0.24445 | 0.31478 | 0.37042 | 0.51272 | 0.51016 | 0.36659 | 0.28356 | 0.23383 | 0.24119 | 0.24844
Retro1Slow | Retro | Secondary Glazing Systems | Commercial | HVAC | 0.00050146 | 0.00025044 | 4.8073 | 474.4554 | SGS HZ2CZ2 | SGS_Lrg Office_Gas Reheat_HZ2CZ2 | 0.00099099 | 0.0019722 | 0.0034863 | 0.0056461 | 0.0085323 | 0.012166 | 0.016477 | 0.021267 | 0.026188 | 0.030747 | 0.034345 | 0.036378 | 0.03637 | 0.034135 | 0.029882 | 0.024604 | 0.018733 | 0.012913 | 0.0082141 | 0.0053338 | 0.30225 | 0.046339 | 0.040519 | 0.04464 | 0.043002 | 0.045676 | 0.051738 | 0.082454 | 0.084668 | 0.053842 | 0.044537 | 0.041773 | 0.046034 | 0 | 0.26679 | 0.22658 | 0.2732 | 0.26325 | 0.34655 | 0.41385 | 0.58368 | 0.58124 | 0.40976 | 0.309 | 0.25083 | 0.25732 | 0.24817
Retro1Slow | Retro | Secondary Glazing Systems | Commercial | HVAC | 0.00057884 | 0.00028456 | 5.516 | 402.2506 | SGS HZ2CZ3 | SGS_Lrg Office_Gas Reheat_HZ2CZ3 | 0.00022434 | 0.00044646 | 0.00078923 | 0.0012781 | 0.0019315 | 0.0027542 | 0.0037301 | 0.0048143 | 0.0059284 | 0.0069605 | 0.0077751 | 0.0082351 | 0.0082334 | 0.0077275 | 0.0067646 | 0.0055699 | 0.0042408 | 0.0029232 | 0.0018595 | 0.0012074 | 0.068422 | 0.052029 | 0.045418 | 0.05015 | 0.048311 | 0.05175 | 0.059216 | 0.095851 | 0.098554 | 0.061715 | 0.050217 | 0.046907 | 0.051661 | 0 | 0.30206 | 0.256 | 0.31014 | 0.29896 | 0.39785 | 0.47846 | 0.68074 | 0.67814 | 0.47383 | 0.35296 | 0.28429 | 0.29085 | 0.27791
Retro1Slow | Retro | Secondary Glazing Systems | Commercial | HVAC | 0.00045064 | 0.0002434 | 4.4539 | 484.9111 | SGS HZ3CZ1 | SGS_Lrg Office_Gas Reheat_HZ3CZ1 | 0.00042109 | 0.00083802 | 0.0014814 | 0.0023991 | 0.0036255 | 0.0051698 | 0.0070015 | 0.0090367 | 0.011128 | 0.013065 | 0.014594 | 0.015458 | 0.015454 | 0.014505 | 0.012697 | 0.010455 | 0.0079602 | 0.0054869 | 0.0034903 | 0.0022664 | 0.12843 | 0.047556 | 0.041892 | 0.045696 | 0.044012 | 0.044993 | 0.048546 | 0.071372 | 0.072767 | 0.050145 | 0.044849 | 0.042848 | 0.047343 | 0 | 0.26362 | 0.22607 | 0.26663 | 0.25649 | 0.32028 | 0.36889 | 0.49626 | 0.49315 | 0.36484 | 0.29274 | 0.24664 | 0.25627 | 0.28642
Retro1Slow | Retro | Secondary Glazing Systems | Commercial | HVAC | 0.00055432 | 0.00028079 | 5.3428 | 392.9203 | SGS HZ3CZ2 | SGS_Lrg Office_Gas Reheat_HZ3CZ2 | 0.00015712 | 0.0003127 | 0.00055276 | 0.0008952 | 0.0013528 | 0.001929 | 0.0026125 | 0.0033719 | 0.0041522 | 0.004875 | 0.0054455 | 0.0057677 | 0.0057666 | 0.0054122 | 0.0047378 | 0.0039011 | 0.0029702 | 0.0020474 | 0.0013024 | 0.00084568 | 0.047922 | 0.052498 | 0.045971 | 0.050548 | 0.048691 | 0.051341 | 0.057634 | 0.090558 | 0.092877 | 0.059896 | 0.050271 | 0.04732 | 0.052173 | 0 | 0.30005 | 0.2553 | 0.30655 | 0.29529 | 0.38499 | 0.45682 | 0.63912 | 0.63622 | 0.45222 | 0.34481 | 0.28184 | 0.28984 | 0.3179
Retro1Slow | Retro | Secondary Glazing Systems | Commercial | HVAC | 0.00057624 | 0.00028183 | 5.4808 | 387.082 | SGS HZ3CZ3 | SGS_Lrg Office_Gas Reheat_HZ3CZ3 | 2.0131e-05 | 4.0064e-05 | 7.0822e-05 | 0.0001147 | 0.00017333 | 0.00024715 | 0.00033472 | 0.00043202 | 0.00053199 | 0.0006246 | 0.0006977 | 0.00073898 | 0.00073883 | 0.00069344 | 0.00060703 | 0.00049982 | 0.00038055 | 0.00026232 | 0.00016686 | 0.00010835 | 0.0061399 | 0.051329 | 0.044782 | 0.049484 | 0.047671 | 0.051206 | 0.058789 | 0.095637 | 0.098375 | 0.0613 | 0.049611 | 0.046278 | 0.050958 | 0 | 0.29882 | 0.25308 | 0.30709 | 0.29605 | 0.39537 | 0.47655 | 0.67992 | 0.67741 | 0.47197 | 0.35019 | 0.28134 | 0.28757 | 0.31189
Retro1Slow | Retro | Secondary Glazing Systems | Commercial | HVAC | 0.0015221 | 0.00075729 | 12.7175 | 202.3534 | SGS HZ1CZ1 | SGS_Med Office_Electric HeatPump_HZ1CZ1 | 0.0083934 | 0.016704 | 0.029528 | 0.047821 | 0.072267 | 0.10305 | 0.13956 | 0.18012 | 0.22181 | 0.26042 | 0.2909 | 0.30811 | 0.30805 | 0.28912 | 0.25309 | 0.20839 | 0.15867 | 0.10937 | 0.069571 | 0.045176 | 2.56 | 0.24295 | 0.16462 | 0.11929 | 0.11249 | 0.060828 | 0.054796 | 0.081701 | 0.083972 | 0.057525 | 0.091738 | 0.14017 | 0.32475 | 0 | 1.5785 | 1.1617 | 0.92545 | 0.89989 | 0.57114 | 0.52427 | 0.62984 | 0.62722 | 0.52165 | 0.74228 | 1.0185 | 1.9822 | 0.22642
Retro1Slow | Retro | Secondary Glazing Systems | Commercial | HVAC | 0.001559 | 0.00076009 | 13.0696 | 196.3849 | SGS HZ1CZ2 | SGS_Med Office_Electric HeatPump_HZ1CZ2 | 0.0027196 | 0.0054124 | 0.0095677 | 0.015495 | 0.023416 | 0.033389 | 0.045219 | 0.058363 | 0.07187 | 0.084381 | 0.094256 | 0.099833 | 0.099812 | 0.093679 | 0.082006 | 0.067523 | 0.051411 | 0.035437 | 0.022542 | 0.014638 | 0.82947 | 0.23507 | 0.16036 | 0.11875 | 0.11212 | 0.0655 | 0.06303 | 0.10033 | 0.10355 | 0.066385 | 0.093486 | 0.13785 | 0.31179 | 0 | 1.531 | 1.1303 | 0.92153 | 0.89599 | 0.61814 | 0.60167 | 0.76635 | 0.76406 | 0.59848 | 0.76389 | 1.0031 | 1.9069 | 0.23346
Retro1Slow | Retro | Secondary Glazing Systems | Commercial | HVAC | 0.002044 | 0.0010039 | 17.2508 | 143.9124 | SGS HZ1CZ3 | SGS_Med Office_Electric HeatPump_HZ1CZ3 | 0.0033918 | 0.0067502 | 0.011933 | 0.019325 | 0.029203 | 0.041642 | 0.056396 | 0.072789 | 0.089634 | 0.10524 | 0.11755 | 0.12451 | 0.12448 | 0.11683 | 0.10228 | 0.084213 | 0.064118 | 0.044197 | 0.028114 | 0.018256 | 1.0345 | 0.30711 | 0.21101 | 0.15843 | 0.14972 | 0.090036 | 0.086867 | 0.13611 | 0.14024 | 0.091274 | 0.12593 | 0.18238 | 0.40494 | 0 | 1.9909 | 1.4749 | 1.2133 | 1.1792 | 0.83001 | 0.81214 | 1.0318 | 1.0283 | 0.80748 | 1.014 | 1.3149 | 2.4697 | 0.30739
Retro1Slow | Retro | Secondary Glazing Systems | Commercial | HVAC | 0.0018697 | 0.00094572 | 15.7497 | 159.5742 | SGS HZ2CZ1 | SGS_Med Office_Electric HeatPump_HZ2CZ1 | 0.00086814 | 0.0017277 | 0.0030541 | 0.0049461 | 0.0074746 | 0.010658 | 0.014435 | 0.01863 | 0.022942 | 0.026935 | 0.030088 | 0.031868 | 0.031861 | 0.029904 | 0.026177 | 0.021554 | 0.016411 | 0.011312 | 0.0071958 | 0.0046725 | 0.26478 | 0.3026 | 0.2065 | 0.15137 | 0.14285 | 0.07867 | 0.06986 | 0.099418 | 0.10174 | 0.072997 | 0.11711 | 0.17654 | 0.40247 | 0 | 1.9529 | 1.4421 | 1.1538 | 1.1214 | 0.71289 | 0.64734 | 0.75903 | 0.75501 | 0.64374 | 0.92606 | 1.2669 | 2.4464 | 0.27916
Retro1Slow | Retro | Secondary Glazing Systems | Commercial | HVAC | 0.0018402 | 0.00091863 | 15.528 | 162.1626 | SGS HZ2CZ2 | SGS_Med Office_Electric HeatPump_HZ2CZ2 | 0.0021315 | 0.004242 | 0.0074987 | 0.012144 | 0.018352 | 0.026169 | 0.03544 | 0.045742 | 0.056328 | 0.066133 | 0.073873 | 0.078244 | 0.078228 | 0.073421 | 0.064273 | 0.052921 | 0.040293 | 0.027774 | 0.017668 | 0.011472 | 0.6501 | 0.28745 | 0.19695 | 0.14624 | 0.13812 | 0.079637 | 0.073767 | 0.11021 | 0.11317 | 0.077277 | 0.11473 | 0.16935 | 0.38053 | 0 | 1.858 | 1.3746 | 1.1154 | 1.084 | 0.72572 | 0.68486 | 0.83736 | 0.83372 | 0.68095 | 0.91353 | 1.2166 | 2.3159 | 0.27585
Retro1Slow | Retro | Secondary Glazing Systems | Commercial | HVAC | 0.0020733 | 0.0010341 | 17.5081 | 141.5202 | SGS HZ2CZ3 | SGS_Med Office_Electric HeatPump_HZ2CZ3 | 0.00047415 | 0.00094362 | 0.0016681 | 0.0027014 | 0.0040824 | 0.0058212 | 0.0078837 | 0.010175 | 0.01253 | 0.014711 | 0.016433 | 0.017405 | 0.017402 | 0.016332 | 0.014297 | 0.011772 | 0.0089632 | 0.0061783 | 0.0039301 | 0.002552 | 0.14461 | 0.32247 | 0.22118 | 0.16465 | 0.15553 | 0.09035 | 0.084094 | 0.12611 | 0.12953 | 0.088103 | 0.12947 | 0.19039 | 0.42646 | 0 | 2.0839 | 1.5426 | 1.2546 | 1.2192 | 0.82231 | 0.77957 | 0.95706 | 0.95295 | 0.77508 | 1.0306 | 1.3669 | 2.5951 | 0.31104
Retro1Slow | Retro | Secondary Glazing Systems | Commercial | HVAC | 0.0022248 | 0.0011387 | 18.7183 | 131.0099 | SGS HZ3CZ1 | SGS_Med Office_Electric HeatPump_HZ3CZ1 | 0.0011784 | 0.0023452 | 0.0041458 | 0.006714 | 0.010146 | 0.014468 | 0.019594 | 0.025289 | 0.031142 | 0.036563 | 0.040842 | 0.043258 | 0.043249 | 0.040592 | 0.035534 | 0.029258 | 0.022277 | 0.015355 | 0.0097677 | 0.0063426 | 0.35941 | 0.37109 | 0.25248 | 0.1832 | 0.1728 | 0.09149 | 0.078017 | 0.10534 | 0.10738 | 0.081296 | 0.14011 | 0.21487 | 0.49533 | 0 | 2.3913 | 1.7634 | 1.3949 | 1.3556 | 0.82365 | 0.72056 | 0.80813 | 0.80298 | 0.71663 | 1.1004 | 1.54 | 3.0074 | 0.33107
Retro1Slow | Retro | Secondary Glazing Systems | Commercial | HVAC | 0.002501 | 0.0012621 | 20.9877 | 114.5721 | SGS HZ3CZ2 | SGS_Med Office_Electric HeatPump_HZ3CZ2 | 0.00041099 | 0.00081793 | 0.0014459 | 0.0023416 | 0.0035386 | 0.0050458 | 0.0068336 | 0.00882 | 0.010861 | 0.012752 | 0.014244 | 0.015087 | 0.015084 | 0.014157 | 0.012393 | 0.010204 | 0.0077693 | 0.0053554 | 0.0034066 | 0.0022121 | 0.12535 | 0.40709 | 0.27669 | 0.2011 | 0.18969 | 0.10216 | 0.089902 | 0.12808 | 0.13114 | 0.094027 | 0.15453 | 0.23575 | 0.54328 | 0 | 2.6329 | 1.9405 | 1.5432 | 1.5001 | 0.93704 | 0.84326 | 0.98363 | 0.97854 | 0.83881 | 1.2302 | 1.6996 | 3.3065 | 0.37239
Retro1Slow | Retro | Secondary Glazing Systems | Commercial | HVAC | 0.0023818 | 0.0011925 | 19.9764 | 121.3962 | SGS HZ3CZ3 | SGS_Med Office_Electric HeatPump_HZ3CZ3 | 4.8859e-05 | 9.7236e-05 | 0.00017189 | 0.00027837 | 0.00042067 | 0.00059985 | 0.00081238 | 0.0010485 | 0.0012912 | 0.0015159 | 0.0016933 | 0.0017935 | 0.0017932 | 0.001683 | 0.0014733 | 0.0012131 | 0.00092362 | 0.00063665 | 0.00040498 | 0.00026297 | 0.014902 | 0.38142 | 0.25936 | 0.18912 | 0.17842 | 0.097673 | 0.087742 | 0.12865 | 0.13202 | 0.091935 | 0.14601 | 0.22134 | 0.50851 | 0 | 2.471 | 1.8216 | 1.4557 | 1.4151 | 0.90279 | 0.82747 | 0.98705 | 0.98253 | 0.82312 | 1.1699 | 1.5995 | 3.0984 | 0.35502
Retro1Slow | Retro | Secondary Glazing Systems | Commercial | HVAC | 0.0025599 | 0.001279 | 20.8379 | 115.0196 | SGS HZ1CZ1 | SGS_Med Office_Electric Reheat_HZ1CZ1 | 0.01283 | 0.025534 | 0.045138 | 0.0731 | 0.11047 | 0.15752 | 0.21333 | 0.27534 | 0.33906 | 0.39808 | 0.44467 | 0.47098 | 0.47089 | 0.44195 | 0.38688 | 0.31856 | 0.24254 | 0.16718 | 0.10635 | 0.069056 | 3.9132 | 0.44318 | 0.29198 | 0.19738 | 0.1853 | 0.078892 | 0.060326 | 0.082833 | 0.085033 | 0.063652 | 0.14212 | 0.2418 | 0.6071 | 0 | 2.9074 | 2.1123 | 1.5943 | 1.5523 | 0.8106 | 0.64781 | 0.68626 | 0.68308 | 0.6464 | 1.1913 | 1.802 | 3.7245 | 0.37224
Retro1Slow | Retro | Secondary Glazing Systems | Commercial | HVAC | 0.002534 | 0.0012502 | 20.6982 | 115.9862 | SGS HZ1CZ2 | SGS_Med Office_Electric Reheat_HZ1CZ2 | 0.0040181 | 0.0079967 | 0.014136 | 0.022893 | 0.034596 | 0.049331 | 0.06681 | 0.08623 | 0.10619 | 0.12467 | 0.13926 | 0.1475 | 0.14747 | 0.13841 | 0.12116 | 0.099764 | 0.075958 | 0.052358 | 0.033306 | 0.021627 | 1.2255 | 0.42317 | 0.28001 | 0.1921 | 0.18052 | 0.082471 | 0.068224 | 0.1014 | 0.10455 | 0.072141 | 0.14081 | 0.23334 | 0.57703 | 0 | 2.7795 | 2.0233 | 1.5498 | 1.5089 | 0.8431 | 0.71773 | 0.81936 | 0.81653 | 0.71567 | 1.1857 | 1.7392 | 3.5436 | 0.37045
Retro1Slow | Retro | Secondary Glazing Systems | Commercial | HVAC | 0.0032875 | 0.001629 | 26.9809 | 84.168 | SGS HZ1CZ3 | SGS_Med Office_Electric Reheat_HZ1CZ3 | 0.0049491 | 0.0098494 | 0.017411 | 0.028197 | 0.042611 | 0.060761 | 0.082289 | 0.10621 | 0.13079 | 0.15356 | 0.17153 | 0.18167 | 0.18164 | 0.17048 | 0.14923 | 0.12288 | 0.093557 | 0.064489 | 0.041022 | 0.026638 | 1.5095 | 0.54702 | 0.36362 | 0.252 | 0.23696 | 0.11168 | 0.093492 | 0.13747 | 0.14151 | 0.098616 | 0.18629 | 0.30417 | 0.74325 | 0 | 3.5833 | 2.6139 | 2.0147 | 1.961 | 1.1169 | 0.96016 | 1.0994 | 1.0952 | 0.95695 | 1.552 | 2.2538 | 4.5574 | 0.48212
Retro1Slow | Retro | Secondary Glazing Systems | Commercial | HVAC | 0.0031362 | 0.0015824 | 25.6594 | 89.5447 | SGS HZ2CZ1 | SGS_Med Office_Electric Reheat_HZ2CZ1 | 0.0013195 | 0.002626 | 0.004642 | 0.0075177 | 0.011361 | 0.0162 | 0.021939 | 0.028317 | 0.03487 | 0.04094 | 0.045731 | 0.048437 | 0.048427 | 0.045451 | 0.039788 | 0.032761 | 0.024943 | 0.017193 | 0.010937 | 0.0071019 | 0.40244 | 0.54694 | 0.36193 | 0.24666 | 0.2317 | 0.10072 | 0.076608 | 0.1008 | 0.10304 | 0.080474 | 0.17858 | 0.30058 | 0.74702 | 0 | 3.5747 | 2.6021 | 1.97 | 1.9176 | 1.0051 | 0.7981 | 0.82788 | 0.82317 | 0.79597 | 1.474 | 2.2231 | 4.5726 | 0.45711
Retro1Slow | Retro | Secondary Glazing Systems | Commercial | HVAC | 0.0030218 | 0.0015126 | 24.7737 | 93.5232 | SGS HZ2CZ2 | SGS_Med Office_Electric Reheat_HZ2CZ2 | 0.0031726 | 0.0063138 | 0.011161 | 0.018075 | 0.027315 | 0.03895 | 0.05275 | 0.068084 | 0.083839 | 0.098434 | 0.10995 | 0.11646 | 0.11644 | 0.10928 | 0.095664 | 0.078769 | 0.059973 | 0.041339 | 0.026297 | 0.017076 | 0.96761 | 0.51542 | 0.34197 | 0.23515 | 0.22101 | 0.10021 | 0.080062 | 0.1115 | 0.11438 | 0.084253 | 0.17209 | 0.28507 | 0.702 | 0 | 3.3711 | 2.4569 | 1.8769 | 1.8268 | 0.99836 | 0.82552 | 0.9016 | 0.89731 | 0.82298 | 1.4248 | 2.1087 | 4.2996 | 0.44188
Retro1Slow | Retro | Secondary Glazing Systems | Commercial | HVAC | 0.0033935 | 0.0016978 | 27.8385 | 80.9312 | SGS HZ2CZ3 | SGS_Med Office_Electric Reheat_HZ2CZ3 | 0.00070335 | 0.0013998 | 0.0024744 | 0.0040073 | 0.0060558 | 0.0086351 | 0.011695 | 0.015094 | 0.018587 | 0.021823 | 0.024376 | 0.025819 | 0.025813 | 0.024227 | 0.021209 | 0.017463 | 0.013296 | 0.0091648 | 0.0058299 | 0.0037856 | 0.21452 | 0.57719 | 0.3832 | 0.26399 | 0.24814 | 0.11333 | 0.091128 | 0.12755 | 0.13087 | 0.095898 | 0.19356 | 0.31969 | 0.78564 | 0 | 3.7746 | 2.7518 | 2.1054 | 2.0492 | 1.1269 | 0.93673 | 1.0288 | 1.024 | 0.93377 | 1.6018 | 2.3636 | 4.8116 | 0.49655
Retro1Slow | Retro | Secondary Glazing Systems | Commercial | HVAC | 0.0037991 | 0.0019301 | 31.0365 | 70.3783 | SGS HZ3CZ1 | SGS_Med Office_Electric Reheat_HZ3CZ1 | 0.0018229 | 0.0036278 | 0.0064129 | 0.010386 | 0.015695 | 0.02238 | 0.030309 | 0.039119 | 0.048172 | 0.056558 | 0.063177 | 0.066915 | 0.066901 | 0.062791 | 0.054966 | 0.045259 | 0.034459 | 0.023753 | 0.015109 | 0.0098112 | 0.55597 | 0.67481 | 0.44568 | 0.30166 | 0.28323 | 0.11889 | 0.086404 | 0.10706 | 0.10899 | 0.090591 | 0.21653 | 0.36905 | 0.92363 | 0 | 4.4073 | 3.2053 | 2.4094 | 2.3454 | 1.1869 | 0.90796 | 0.89372 | 0.8877 | 0.90586 | 1.7815 | 2.7285 | 5.6504 | 0.55227
Retro1Slow | Retro | Secondary Glazing Systems | Commercial | HVAC | 0.0042279 | 0.0021302 | 34.4999 | 61.1784 | SGS HZ3CZ2 | SGS_Med Office_Electric Reheat_HZ3CZ2 | 0.00063028 | 0.0012544 | 0.0022174 | 0.003591 | 0.0054267 | 0.0077381 | 0.01048 | 0.013526 | 0.016656 | 0.019556 | 0.021844 | 0.023137 | 0.023132 | 0.021711 | 0.019005 | 0.015649 | 0.011915 | 0.0082128 | 0.0052243 | 0.0033924 | 0.19223 | 0.74026 | 0.48862 | 0.33104 | 0.31083 | 0.13222 | 0.099103 | 0.12997 | 0.13291 | 0.10422 | 0.23835 | 0.40488 | 1.0131 | 0 | 4.8443 | 3.5223 | 2.6561 | 2.5858 | 1.3355 | 1.0488 | 1.0775 | 1.0715 | 1.0464 | 1.9774 | 3.0033 | 6.2056 | 0.61503
Retro1Slow | Retro | Secondary Glazing Systems | Commercial | HVAC | 0.003994 | 0.002003 | 32.5913 | 65.9876 | SGS HZ3CZ3 | SGS_Med Office_Electric Reheat_HZ3CZ3 | 7.4366e-05 | 0.000148 | 0.00026162 | 0.0004237 | 0.00064029 | 0.000913 | 0.0012365 | 0.0015959 | 0.0019652 | 0.0023073 | 0.0025774 | 0.0027299 | 0.0027293 | 0.0025616 | 0.0022424 | 0.0018464 | 0.0014058 | 0.00096902 | 0.00061641 | 0.00040026 | 0.022681 | 0.69247 | 0.45722 | 0.31043 | 0.29152 | 0.12574 | 0.096331 | 0.13041 | 0.13366 | 0.10145 | 0.22427 | 0.37924 | 0.94713 | 0 | 4.5355 | 3.2983 | 2.4947 | 2.4287 | 1.2748 | 1.0194 | 1.0747 | 1.0693 | 1.0169 | 1.8674 | 2.8167 | 5.805 | 0.58155
Retro1Slow | Retro | Secondary Glazing Systems | Commercial | HVAC | 0.00048431 | 0.0002356 | 4.5971 | 520.1121 | SGS HZ1CZ1 | SGS_Med Office_Gas Reheat_HZ1CZ1 | 0.021715 | 0.043216 | 0.076394 | 0.12372 | 0.18696 | 0.2666 | 0.36106 | 0.46601 | 0.57385 | 0.67375 | 0.7526 | 0.79713 | 0.79696 | 0.74799 | 0.65479 | 0.53915 | 0.4105 | 0.28295 | 0.17999 | 0.11688 | 6.623 | 0.042729 | 0.037256 | 0.041202 | 0.039692 | 0.042763 | 0.049267 | 0.080569 | 0.082911 | 0.051398 | 0.041361 | 0.038526 | 0.042413 | 0 | 0.24948 | 0.21115 | 0.25663 | 0.24743 | 0.33168 | 0.40073 | 0.57342 | 0.57137 | 0.39691 | 0.29328 | 0.23498 | 0.23995 | 0.20723
Retro1Slow | Retro | Secondary Glazing Systems | Commercial | HVAC | 0.00058408 | 0.00026998 | 5.4409 | 440.2329 | SGS HZ1CZ2 | SGS_Med Office_Gas Reheat_HZ1CZ2 | 0.0081033 | 0.016127 | 0.028508 | 0.046168 | 0.069769 | 0.099485 | 0.13473 | 0.1739 | 0.21414 | 0.25142 | 0.28084 | 0.29746 | 0.2974 | 0.27913 | 0.24434 | 0.20119 | 0.15318 | 0.10559 | 0.067166 | 0.043614 | 2.4715 | 0.046971 | 0.040705 | 0.045386 | 0.04373 | 0.048529 | 0.057835 | 0.099269 | 0.10255 | 0.060629 | 0.04616 | 0.042369 | 0.046543 | 0 | 0.28247 | 0.23733 | 0.29321 | 0.28305 | 0.39318 | 0.48562 | 0.71335 | 0.71158 | 0.48129 | 0.34208 | 0.26702 | 0.27009 | 0.21543
Retro1Slow | Retro | Secondary Glazing Systems | Commercial | HVAC | 0.0008005 | 0.00037876 | 7.5207 | 301.0371 | SGS HZ1CZ3 | SGS_Med Office_Gas Reheat_HZ1CZ3 | 0.010583 | 0.021062 | 0.037233 | 0.060298 | 0.091122 | 0.12993 | 0.17597 | 0.22712 | 0.27968 | 0.32837 | 0.3668 | 0.3885 | 0.38842 | 0.36455 | 0.31913 | 0.26277 | 0.20007 | 0.1379 | 0.087723 | 0.056963 | 3.2279 | 0.067192 | 0.058398 | 0.064861 | 0.06249 | 0.06839 | 0.080242 | 0.13475 | 0.13897 | 0.083932 | 0.065562 | 0.060597 | 0.066634 | 0 | 0.3985 | 0.33597 | 0.41191 | 0.39741 | 0.54308 | 0.66412 | 0.96419 | 0.96134 | 0.65801 | 0.47601 | 0.37607 | 0.38208 | 0.28439
Retro1Slow | Retro | Secondary Glazing Systems | Commercial | HVAC | 0.00060326 | 0.00030907 | 5.84 | 392.2273 | SGS HZ2CZ1 | SGS_Med Office_Gas Reheat_HZ2CZ1 | 0.0023039 | 0.0045852 | 0.0081053 | 0.013126 | 0.019837 | 0.028286 | 0.038308 | 0.049443 | 0.060885 | 0.071484 | 0.07985 | 0.084574 | 0.084556 | 0.079361 | 0.069472 | 0.057203 | 0.043553 | 0.030021 | 0.019097 | 0.0124 | 0.70269 | 0.058258 | 0.051072 | 0.056072 | 0.054011 | 0.056625 | 0.063113 | 0.098036 | 0.10045 | 0.06552 | 0.055627 | 0.052507 | 0.057916 | 0 | 0.33108 | 0.28211 | 0.33763 | 0.32515 | 0.42067 | 0.49658 | 0.69018 | 0.68685 | 0.49151 | 0.37812 | 0.31077 | 0.32019 | 0.25574
Retro1Slow | Retro | Secondary Glazing Systems | Commercial | HVAC | 0.00065856 | 0.00032464 | 6.2823 | 367.7578 | SGS HZ2CZ2 | SGS_Med Office_Gas Reheat_HZ2CZ2 | 0.006172 | 0.012283 | 0.021713 | 0.035164 | 0.05314 | 0.075774 | 0.10262 | 0.13245 | 0.1631 | 0.1915 | 0.21391 | 0.22656 | 0.22652 | 0.2126 | 0.18611 | 0.15324 | 0.11667 | 0.080423 | 0.051158 | 0.033219 | 1.8824 | 0.059482 | 0.051939 | 0.057328 | 0.055226 | 0.059069 | 0.067471 | 0.10892 | 0.11197 | 0.0703 | 0.057368 | 0.053626 | 0.059066 | 0 | 0.34482 | 0.29235 | 0.35388 | 0.3411 | 0.45307 | 0.54421 | 0.77312 | 0.77012 | 0.53892 | 0.4023 | 0.32448 | 0.33212 | 0.254
Retro1Slow | Retro | Secondary Glazing Systems | Commercial | HVAC | 0.00075304 | 0.0003704 | 7.1776 | 312.8712 | SGS HZ2CZ3 | SGS_Med Office_Gas Reheat_HZ2CZ3 | 0.0013912 | 0.0027687 | 0.0048944 | 0.0079264 | 0.011978 | 0.01708 | 0.023132 | 0.029856 | 0.036765 | 0.043165 | 0.048217 | 0.05107 | 0.051059 | 0.047922 | 0.041951 | 0.034542 | 0.026299 | 0.018128 | 0.011532 | 0.0074879 | 0.42432 | 0.067754 | 0.059149 | 0.065306 | 0.062912 | 0.067369 | 0.07706 | 0.12467 | 0.12818 | 0.080308 | 0.065385 | 0.061084 | 0.067276 | 0 | 0.39323 | 0.3333 | 0.40372 | 0.38915 | 0.51768 | 0.62241 | 0.88528 | 0.88189 | 0.61638 | 0.45935 | 0.37009 | 0.37866 | 0.28662
Retro1Slow | Retro | Secondary Glazing Systems | Commercial | HVAC | 0.00065052 | 0.00034735 | 6.4001 | 339.9251 | SGS HZ3CZ1 | SGS_Med Office_Gas Reheat_HZ3CZ1 | 0.0028838 | 0.0057391 | 0.010145 | 0.01643 | 0.024829 | 0.035405 | 0.047949 | 0.061887 | 0.076208 | 0.089474 | 0.099946 | 0.10586 | 0.10584 | 0.099335 | 0.086957 | 0.071599 | 0.054514 | 0.037577 | 0.023903 | 0.015521 | 0.87954 | 0.067357 | 0.059276 | 0.064745 | 0.062359 | 0.064087 | 0.069629 | 0.10362 | 0.10577 | 0.072001 | 0.063686 | 0.060692 | 0.067035 | 0 | 0.37533 | 0.32143 | 0.38028 | 0.3659 | 0.4604 | 0.53316 | 0.72254 | 0.71825 | 0.5274 | 0.41928 | 0.35139 | 0.36446 | 0.30195
Retro1Slow | Retro | Secondary Glazing Systems | Commercial | HVAC | 0.00077418 | 0.00039403 | 7.4755 | 281.0566 | SGS HZ3CZ2 | SGS_Med Office_Gas Reheat_HZ3CZ2 | 0.0010477 | 0.0020851 | 0.003686 | 0.0059694 | 0.009021 | 0.012863 | 0.017421 | 0.022485 | 0.027688 | 0.032508 | 0.036312 | 0.038461 | 0.038453 | 0.03609 | 0.031593 | 0.026014 | 0.019806 | 0.013652 | 0.0086845 | 0.0056392 | 0.31956 | 0.07392 | 0.06476 | 0.071163 | 0.068548 | 0.072105 | 0.080701 | 0.1262 | 0.12938 | 0.083831 | 0.0707 | 0.066627 | 0.073473 | 0 | 0.42148 | 0.35884 | 0.43028 | 0.41444 | 0.53859 | 0.6377 | 0.88974 | 0.8856 | 0.63124 | 0.4831 | 0.39579 | 0.40733 | 0.34045
Retro1Slow | Retro | Secondary Glazing Systems | Commercial | HVAC | 0.00076965 | 0.00038208 | 7.3615 | 290.9262 | SGS HZ3CZ3 | SGS_Med Office_Gas Reheat_HZ3CZ3 | 0.00012887 | 0.00025646 | 0.00045335 | 0.0007342 | 0.0011095 | 0.0015821 | 0.0021426 | 0.0027655 | 0.0034054 | 0.0039983 | 0.0044662 | 0.0047304 | 0.0047295 | 0.0044389 | 0.0038858 | 0.0031995 | 0.002436 | 0.0016792 | 0.0010681 | 0.00069359 | 0.039303 | 0.07038 | 0.061502 | 0.067814 | 0.065326 | 0.06961 | 0.079152 | 0.12689 | 0.13037 | 0.082416 | 0.06775 | 0.063447 | 0.069903 | 0 | 0.40647 | 0.34495 | 0.41667 | 0.40155 | 0.53079 | 0.63556 | 0.8994 | 0.89576 | 0.62933 | 0.47237 | 0.38232 | 0.3918 | 0.3252
Retro1Slow | Retro | Secondary Glazing Systems | Commercial | HVAC | 0.00039805 | 0.00019828 | 3.1014 | 237.2525 | Applied Film HZ1CZ1 | Applied Film_Lrg Office_Electric Reheat_HZ1CZ1 | 0.0021652 | 0.004309 | 0.0076172 | 0.012336 | 0.018642 | 0.026582 | 0.036001 | 0.046465 | 0.057218 | 0.067179 | 0.075041 | 0.079481 | 0.079464 | 0.074582 | 0.065289 | 0.053758 | 0.04093 | 0.028213 | 0.017947 | 0.011654 | 0.66037 | 0.076205 | 0.048305 | 0.029397 | 0.027391 | 0.0065399 | 0.0019215 | 0.00071321 | 0.00074534 | 0.0021799 | 0.018845 | 0.038456 | 0.10769 | 0 | 0.50733 | 0.36234 | 0.25443 | 0.24827 | 0.09099 | 0.047718 | 0.024507 | 0.02438 | 0.048217 | 0.17073 | 0.29841 | 0.66573 | 0.19707
Retro1Slow | Retro | Secondary Glazing Systems | Commercial | HVAC | 0.00034775 | 0.00017084 | 2.7087 | 274.8019 | Applied Film HZ1CZ2 | Applied Film_Lrg Office_Electric Reheat_HZ1CZ2 | 0.00059621 | 0.0011865 | 0.0020975 | 0.0033969 | 0.0051333 | 0.0073198 | 0.0099132 | 0.012795 | 0.015756 | 0.018498 | 0.020663 | 0.021886 | 0.021881 | 0.020537 | 0.017978 | 0.014803 | 0.011271 | 0.0077688 | 0.0049419 | 0.003209 | 0.18184 | 0.064883 | 0.041109 | 0.025095 | 0.023386 | 0.0058917 | 0.002324 | 0.002488 | 0.0026338 | 0.0026206 | 0.016219 | 0.03278 | 0.091644 | 0 | 0.43321 | 0.30937 | 0.21864 | 0.21338 | 0.082629 | 0.048628 | 0.035328 | 0.035294 | 0.049024 | 0.14893 | 0.25561 | 0.56757 | 0.1726
Retro1Slow | Retro | Secondary Glazing Systems | Commercial | HVAC | 0.00069192 | 0.00034018 | 5.5039 | 124.5149 | Applied Film HZ1CZ3 | Applied Film_Lrg Office_Electric Reheat_HZ1CZ3 | 0.0011447 | 0.0022781 | 0.0040271 | 0.0065219 | 0.0098558 | 0.014054 | 0.019033 | 0.024566 | 0.030251 | 0.035517 | 0.039673 | 0.04202 | 0.042012 | 0.039431 | 0.034517 | 0.028421 | 0.021639 | 0.014916 | 0.0094882 | 0.0061611 | 0.34913 | 0.12291 | 0.07929 | 0.05094 | 0.04765 | 0.016466 | 0.010843 | 0.015177 | 0.015735 | 0.011654 | 0.03493 | 0.064434 | 0.17113 | 0 | 0.81538 | 0.58686 | 0.42929 | 0.41853 | 0.19365 | 0.1412 | 0.13952 | 0.13916 | 0.14139 | 0.30827 | 0.49306 | 1.0565 | 0.3494
Retro1Slow | Retro | Secondary Glazing Systems | Commercial | HVAC | 0.00064173 | 0.00032134 | 5.0915 | 136.3132 | Applied Film HZ2CZ1 | Applied Film_Lrg Office_Electric Reheat_HZ2CZ1 | 0.00029686 | 0.0005908 | 0.0010444 | 0.0016914 | 0.002556 | 0.0036446 | 0.004936 | 0.0063708 | 0.007845 | 0.0092107 | 0.010289 | 0.010897 | 0.010895 | 0.010226 | 0.0089515 | 0.0073706 | 0.0056118 | 0.0038682 | 0.0024606 | 0.0015978 | 0.090542 | 0.11899 | 0.076563 | 0.048561 | 0.045386 | 0.014204 | 0.0076409 | 0.0081201 | 0.0083113 | 0.008189 | 0.032648 | 0.061878 | 0.16622 | 0 | 0.78709 | 0.56581 | 0.40787 | 0.39764 | 0.16798 | 0.10794 | 0.085887 | 0.085399 | 0.1083 | 0.28489 | 0.4719 | 1.0241 | 0.32217
Retro1Slow | Retro | Secondary Glazing Systems | Commercial | HVAC | 0.0005401 | 0.00026888 | 4.2364 | 167.9612 | Applied Film HZ2CZ2 | Applied Film_Lrg Office_Electric Reheat_HZ2CZ2 | 0.00061513 | 0.0012242 | 0.002164 | 0.0035046 | 0.0052962 | 0.007552 | 0.010228 | 0.013201 | 0.016256 | 0.019085 | 0.021319 | 0.02258 | 0.022576 | 0.021189 | 0.018548 | 0.015272 | 0.011628 | 0.0080153 | 0.0050986 | 0.0033108 | 0.18761 | 0.10171 | 0.064823 | 0.040083 | 0.037392 | 0.010063 | 0.0042043 | 0.0036677 | 0.0037883 | 0.004616 | 0.026205 | 0.051909 | 0.14313 | 0 | 0.67594 | 0.48389 | 0.34347 | 0.33505 | 0.13098 | 0.076372 | 0.051648 | 0.051409 | 0.076898 | 0.23459 | 0.40059 | 0.88399 | 0.26889
Retro1Slow | Retro | Secondary Glazing Systems | Commercial | HVAC | 0.00070314 | 0.00034798 | 5.575 | 122.6022 | Applied Film HZ2CZ3 | Applied Film_Lrg Office_Electric Reheat_HZ2CZ3 | 0.00015971 | 0.00031784 | 0.00056185 | 0.00090991 | 0.001375 | 0.0019607 | 0.0026554 | 0.0034273 | 0.0042204 | 0.0049551 | 0.005535 | 0.0058625 | 0.0058613 | 0.0055012 | 0.0048157 | 0.0039652 | 0.003019 | 0.002081 | 0.0013238 | 0.00085958 | 0.048709 | 0.12758 | 0.082057 | 0.052174 | 0.048769 | 0.015775 | 0.0093597 | 0.011908 | 0.012316 | 0.010078 | 0.035296 | 0.066407 | 0.17815 | 0 | 0.84609 | 0.60815 | 0.44075 | 0.42975 | 0.18888 | 0.12935 | 0.11672 | 0.11633 | 0.12968 | 0.31152 | 0.5086 | 1.0993 | 0.35364
Retro1Slow | Retro | Secondary Glazing Systems | Commercial | HVAC | 0.00082316 | 0.00041264 | 6.5013 | 102.0086 | Applied Film HZ3CZ1 | Applied Film_Lrg Office_Electric Reheat_HZ3CZ1 | 0.00043295 | 0.00086163 | 0.0015231 | 0.0024667 | 0.0037276 | 0.0053154 | 0.0071987 | 0.0092912 | 0.011441 | 0.013433 | 0.015005 | 0.015893 | 0.01589 | 0.014913 | 0.013055 | 0.010749 | 0.0081843 | 0.0056415 | 0.0035886 | 0.0023302 | 0.13205 | 0.1546 | 0.099097 | 0.062154 | 0.058043 | 0.016946 | 0.0080423 | 0.0073501 | 0.0075003 | 0.0086726 | 0.041238 | 0.079754 | 0.21666 | 0 | 1.0239 | 0.7348 | 0.52547 | 0.51239 | 0.20719 | 0.12539 | 0.089138 | 0.088572 | 0.12601 | 0.36237 | 0.61046 | 1.3356 | 0.4116
Retro1Slow | Retro | Secondary Glazing Systems | Commercial | HVAC | 0.00087153 | 0.00043375 | 6.8955 | 94.968 | Applied Film HZ3CZ2 | Applied Film_Lrg Office_Electric Reheat_HZ3CZ2 | 0.00014283 | 0.00028426 | 0.0005025 | 0.00081379 | 0.0012298 | 0.0017536 | 0.0023749 | 0.0030653 | 0.0037746 | 0.0044317 | 0.0049503 | 0.0052432 | 0.0052421 | 0.00492 | 0.004307 | 0.0035463 | 0.0027001 | 0.0018612 | 0.0011839 | 0.00076877 | 0.043564 | 0.16073 | 0.10318 | 0.06514 | 0.060859 | 0.018724 | 0.010088 | 0.01144 | 0.011786 | 0.010875 | 0.043641 | 0.083263 | 0.22486 | 0 | 1.0654 | 0.76513 | 0.55085 | 0.53713 | 0.2269 | 0.1471 | 0.12086 | 0.12033 | 0.14764 | 0.38473 | 0.63778 | 1.387 | 0.43706
Retro1Slow | Retro | Secondary Glazing Systems | Commercial | HVAC | 0.00077732 | 0.00038484 | 6.1267 | 109.5188 | Applied Film HZ3CZ3 | Applied Film_Lrg Office_Electric Reheat_HZ3CZ3 | 1.5851e-05 | 3.1545e-05 | 5.5764e-05 | 9.0308e-05 | 0.00013647 | 0.0001946 | 0.00026355 | 0.00034016 | 0.00041888 | 0.0004918 | 0.00054935 | 0.00058186 | 0.00058174 | 0.00054599 | 0.00047796 | 0.00039355 | 0.00029964 | 0.00020654 | 0.00013138 | 8.5313e-05 | 0.0048344 | 0.14318 | 0.09162 | 0.057412 | 0.053609 | 0.015906 | 0.0082971 | 0.009716 | 0.010069 | 0.0090136 | 0.038193 | 0.073744 | 0.20076 | 0 | 0.95121 | 0.68217 | 0.48944 | 0.47736 | 0.19916 | 0.12812 | 0.10557 | 0.10522 | 0.12868 | 0.34059 | 0.56771 | 1.24 | 0.38899
Retro1Slow | Retro | Secondary Glazing Systems | Commercial | HVAC | 0.00019905 | 9.8238e-05 | 1.5443 | 498.4152 | Applied Film HZ1CZ1 | Applied Film_Lrg Office_Electric HeatPump_HZ1CZ1 | 0.0013561 | 0.0026988 | 0.0047708 | 0.0077262 | 0.011676 | 0.016649 | 0.022548 | 0.029102 | 0.035837 | 0.042075 | 0.046999 | 0.04978 | 0.04977 | 0.046712 | 0.040891 | 0.033669 | 0.025635 | 0.01767 | 0.01124 | 0.0072988 | 0.4136 | 0.03781 | 0.023882 | 0.014423 | 0.01343 | 0.0030759 | 0.00086125 | 0.00049614 | 0.0005419 | 0.001005 | 0.0091845 | 0.018966 | 0.053551 | 0 | 0.25249 | 0.18006 | 0.12618 | 0.12316 | 0.045072 | 0.024029 | 0.013688 | 0.01367 | 0.024296 | 0.084632 | 0.14816 | 0.33163 | 0.098387
Retro1Slow | Retro | Secondary Glazing Systems | Commercial | HVAC | 0.00017853 | 8.5775e-05 | 1.3846 | 558.3801 | Applied Film HZ1CZ2 | Applied Film_Lrg Office_Electric HeatPump_HZ1CZ2 | 0.00038336 | 0.00076293 | 0.0013487 | 0.0021841 | 0.0033007 | 0.0047065 | 0.0063741 | 0.0082269 | 0.010131 | 0.011894 | 0.013286 | 0.014072 | 0.01407 | 0.013205 | 0.01156 | 0.0095181 | 0.0072469 | 0.0049953 | 0.0031776 | 0.0020633 | 0.11692 | 0.032237 | 0.020342 | 0.012362 | 0.011516 | 0.0029463 | 0.0014225 | 0.0023034 | 0.0024608 | 0.0016215 | 0.0080045 | 0.016208 | 0.045607 | 0 | 0.21652 | 0.15438 | 0.10959 | 0.107 | 0.043585 | 0.028485 | 0.026128 | 0.026187 | 0.028685 | 0.075718 | 0.12785 | 0.28349 | 0.088695
Retro1Slow | Retro | Secondary Glazing Systems | Commercial | HVAC | 0.00038675 | 0.00018677 | 3.1161 | 236.6028 | Applied Film HZ1CZ3 | Applied Film_Lrg Office_Electric HeatPump_HZ1CZ3 | 0.00081518 | 0.0016223 | 0.0028678 | 0.0046444 | 0.0070186 | 0.010008 | 0.013554 | 0.017494 | 0.021542 | 0.025292 | 0.028252 | 0.029924 | 0.029918 | 0.02808 | 0.024581 | 0.02024 | 0.01541 | 0.010622 | 0.0067569 | 0.0043875 | 0.24863 | 0.064035 | 0.041838 | 0.027978 | 0.026242 | 0.011154 | 0.0092173 | 0.014845 | 0.015423 | 0.0098523 | 0.020116 | 0.034546 | 0.088108 | 0 | 0.42459 | 0.30734 | 0.23262 | 0.22667 | 0.12323 | 0.10487 | 0.12293 | 0.12274 | 0.10471 | 0.17624 | 0.26266 | 0.54412 | 0.19807
Retro1Slow | Retro | Secondary Glazing Systems | Commercial | HVAC | 0.00034307 | 0.00017121 | 2.7546 | 270.4128 | Applied Film HZ2CZ1 | Applied Film_Lrg Office_Electric HeatPump_HZ2CZ1 | 0.00020202 | 0.00040205 | 0.00071071 | 0.001151 | 0.0017394 | 0.0024802 | 0.003359 | 0.0043354 | 0.0053387 | 0.006268 | 0.0070016 | 0.0074158 | 0.0074143 | 0.0069588 | 0.0060917 | 0.0050158 | 0.0038189 | 0.0026324 | 0.0016745 | 0.0010873 | 0.061615 | 0.061367 | 0.03991 | 0.026088 | 0.024435 | 0.0090054 | 0.0060497 | 0.0077943 | 0.008006 | 0.0064256 | 0.01815 | 0.032628 | 0.084968 | 0 | 0.40464 | 0.29226 | 0.2154 | 0.20988 | 0.099072 | 0.072391 | 0.06965 | 0.069325 | 0.072398 | 0.15567 | 0.24642 | 0.52267 | 0.17408
Retro1Slow | Retro | Secondary Glazing Systems | Commercial | HVAC | 0.0002783 | 0.00013727 | 2.1879 | 345.5891 | Applied Film HZ2CZ2 | Applied Film_Lrg Office_Electric HeatPump_HZ2CZ2 | 0.0003996 | 0.00079525 | 0.0014058 | 0.0022767 | 0.0034405 | 0.0049059 | 0.0066441 | 0.0085754 | 0.01056 | 0.012398 | 0.013849 | 0.014669 | 0.014665 | 0.013764 | 0.012049 | 0.0099213 | 0.0075538 | 0.0052069 | 0.0033122 | 0.0021507 | 0.12187 | 0.051204 | 0.032693 | 0.020384 | 0.019026 | 0.005506 | 0.0028095 | 0.0033822 | 0.0035207 | 0.0030703 | 0.013496 | 0.026269 | 0.071901 | 0 | 0.34068 | 0.2441 | 0.17475 | 0.17046 | 0.07057 | 0.045208 | 0.037415 | 0.03732 | 0.045429 | 0.12132 | 0.20293 | 0.44447 | 0.13908
Retro1Slow | Retro | Secondary Glazing Systems | Commercial | HVAC | 0.00038327 | 0.00018718 | 3.0722 | 240.2089 | Applied Film HZ2CZ3 | Applied Film_Lrg Office_Electric HeatPump_HZ2CZ3 | 0.0001107 | 0.00022031 | 0.00038944 | 0.0006307 | 0.0009531 | 0.0013591 | 0.0018406 | 0.0023756 | 0.0029254 | 0.0034346 | 0.0038366 | 0.0040636 | 0.0040627 | 0.0038131 | 0.003338 | 0.0027485 | 0.0020926 | 0.0014424 | 0.00091756 | 0.00059581 | 0.033763 | 0.065869 | 0.042801 | 0.028106 | 0.02633 | 0.010207 | 0.0076554 | 0.011559 | 0.011989 | 0.0081893 | 0.019769 | 0.03508 | 0.091123 | 0 | 0.43647 | 0.31517 | 0.23461 | 0.22865 | 0.11508 | 0.091272 | 0.099333 | 0.099112 | 0.091233 | 0.17313 | 0.2671 | 0.56234 | 0.19503
Retro1Slow | Retro | Secondary Glazing Systems | Commercial | HVAC | 0.00043086 | 0.00021543 | 3.4317 | 212.7151 | Applied Film HZ3CZ1 | Applied Film_Lrg Office_Electric HeatPump_HZ3CZ1 | 0.00028745 | 0.00057207 | 0.0010113 | 0.0016377 | 0.0024749 | 0.0035291 | 0.0047795 | 0.0061688 | 0.0075964 | 0.0089187 | 0.0099625 | 0.010552 | 0.01055 | 0.0099016 | 0.0086678 | 0.007137 | 0.0054339 | 0.0037456 | 0.0023826 | 0.0015472 | 0.087672 | 0.078916 | 0.050951 | 0.032635 | 0.030523 | 0.010117 | 0.0059522 | 0.0069222 | 0.0070992 | 0.0063564 | 0.022195 | 0.041332 | 0.10993 | 0 | 0.52154 | 0.37548 | 0.27264 | 0.26575 | 0.11667 | 0.07869 | 0.067809 | 0.067458 | 0.078853 | 0.19264 | 0.31427 | 0.67698 | 0.21707
Retro1Slow | Retro | Secondary Glazing Systems | Commercial | HVAC | 0.00046597 | 0.00022987 | 3.7221 | 194.4836 | Applied Film HZ3CZ2 | Applied Film_Lrg Office_Electric HeatPump_HZ3CZ2 | 9.698e-05 | 0.000193 | 0.00034118 | 0.00055253 | 0.00083499 | 0.0011906 | 0.0016125 | 0.0020812 | 0.0025628 | 0.003009 | 0.0033611 | 0.00356 | 0.0035592 | 0.0033406 | 0.0029243 | 0.0024078 | 0.0018333 | 0.0012637 | 0.00080384 | 0.00052197 | 0.029578 | 0.082482 | 0.053407 | 0.034624 | 0.032409 | 0.011664 | 0.0079274 | 0.010997 | 0.011372 | 0.0084806 | 0.023954 | 0.043544 | 0.11452 | 0 | 0.54606 | 0.39366 | 0.28948 | 0.28216 | 0.13332 | 0.098826 | 0.098811 | 0.098502 | 0.098888 | 0.20927 | 0.33158 | 0.70617 | 0.23596
Retro1Slow | Retro | Secondary Glazing Systems | Commercial | HVAC | 0.00041318 | 0.00020179 | 3.2775 | 223.6413 | Applied Film HZ3CZ3 | Applied Film_Lrg Office_Electric HeatPump_HZ3CZ3 | 1.0666e-05 | 2.1226e-05 | 3.7522e-05 | 6.0766e-05 | 9.183e-05 | 0.00013094 | 0.00017734 | 0.00022889 | 0.00028185 | 0.00033092 | 0.00036965 | 0.00039152 | 0.00039144 | 0.00036739 | 0.00032161 | 0.00026481 | 0.00020162 | 0.00013898 | 8.8405e-05 | 5.7405e-05 | 0.003253 | 0.072929 | 0.046931 | 0.030013 | 0.028065 | 0.0095671 | 0.006357 | 0.0093188 | 0.0096972 | 0.0068637 | 0.020517 | 0.038081 | 0.10169 | 0 | 0.4849 | 0.34864 | 0.25477 | 0.24843 | 0.11514 | 0.084776 | 0.085771 | 0.08562 | 0.084914 | 0.18304 | 0.29279 | 0.62864 | 0.20843
Retro1Slow | Retro | Secondary Glazing Systems | Commercial | HVAC | 8.1577e-05 | 3.3357e-05 | 0.7282 | 938.7903 | Applied Film HZ1CZ3 | Applied Film_Lrg Office_Gas Reheat_HZ1CZ3 | 0.00071069 | 0.0014144 | 0.0025002 | 0.0040491 | 0.006119 | 0.0087252 | 0.011817 | 0.015252 | 0.018781 | 0.02205 | 0.024631 | 0.026088 | 0.026083 | 0.02448 | 0.02143 | 0.017645 | 0.013435 | 0.0092605 | 0.0058907 | 0.0038251 | 0.21676 | 0.0051576 | 0.0043854 | 0.0050152 | 0.0048344 | 0.005842 | 0.0075914 | 0.014512 | 0.015111 | 0.0080505 | 0.0053023 | 0.0046584 | 0.0050833 | 0 | 0.033789 | 0.027824 | 0.035942 | 0.034809 | 0.052818 | 0.068543 | 0.10634 | 0.10631 | 0.068026 | 0.044207 | 0.032259 | 0.031787 | 0.17815
Retro1Slow | Retro | Secondary Glazing Systems | Commercial | HVAC | 4.4416e-05 | 2.1071e-05 | 0.4177 | 1657.6175 | Applied Film HZ2CZ1 | Applied Film_Lrg Office_Gas Reheat_HZ2CZ1 | 0.00011428 | 0.00022744 | 0.00040205 | 0.00065111 | 0.00098396 | 0.0014031 | 0.0019002 | 0.0024525 | 0.0030201 | 0.0035458 | 0.0039608 | 0.0041951 | 0.0041942 | 0.0039365 | 0.003446 | 0.0028374 | 0.0021604 | 0.0014891 | 0.00094726 | 0.0006151 | 0.034855 | 0.0037461 | 0.0032569 | 0.0036158 | 0.0034836 | 0.0038066 | 0.0044585 | 0.0074685 | 0.0077007 | 0.0046623 | 0.0036524 | 0.0033783 | 0.0037153 | 0 | 0.022184 | 0.018709 | 0.022919 | 0.022111 | 0.03016 | 0.03684 | 0.053413 | 0.053252 | 0.0365 | 0.026457 | 0.020931 | 0.021276 | 0.15459
Retro1Slow | Retro | Secondary Glazing Systems | Commercial | HVAC | 1.6502e-05 | 5.6648e-06 | 0.13941 | 5093.5782 | Applied Film HZ2CZ2 | Applied Film_Lrg Office_Gas Reheat_HZ2CZ2 | 9.4988e-05 | 0.00018904 | 0.00033417 | 0.00054118 | 0.00081784 | 0.0011662 | 0.0015794 | 0.0020385 | 0.0025102 | 0.0029472 | 0.0032921 | 0.0034868 | 0.0034861 | 0.0032719 | 0.0028642 | 0.0023584 | 0.0017956 | 0.0012377 | 0.00078733 | 0.00051125 | 0.028971 | 0.00069418 | 0.00056357 | 0.00068502 | 0.000661 | 0.00094882 | 0.0014146 | 0.0030966 | 0.003253 | 0.0015246 | 0.00078767 | 0.00062893 | 0.00067555 | 0 | 0.0054255 | 0.0043032 | 0.0060238 | 0.0058657 | 0.010162 | 0.014044 | 0.023182 | 0.02323 | 0.013961 | 0.008054 | 0.0052724 | 0.0049528 | 0.12199
Retro1Slow | Retro | Secondary Glazing Systems | Commercial | HVAC | 6.3402e-05 | 2.6383e-05 | 0.56929 | 1197.5041 | Applied Film HZ2CZ3 | Applied Film_Lrg Office_Gas Reheat_HZ2CZ3 | 7.6527e-05 | 0.0001523 | 0.00026923 | 0.00043601 | 0.00065889 | 0.00093954 | 0.0012724 | 0.0016423 | 0.0020223 | 0.0023744 | 0.0026523 | 0.0028092 | 0.0028086 | 0.0026361 | 0.0023076 | 0.0019 | 0.0014467 | 0.00099718 | 0.00063432 | 0.00041189 | 0.02334 | 0.0041561 | 0.0035451 | 0.0040371 | 0.0038912 | 0.0046389 | 0.0059512 | 0.01121 | 0.011662 | 0.0063008 | 0.0042414 | 0.003753 | 0.0040999 | 0 | 0.026856 | 0.022185 | 0.028461 | 0.02755 | 0.041271 | 0.053196 | 0.081942 | 0.081897 | 0.052785 | 0.034734 | 0.025601 | 0.025329 | 0.17415
Retro1Slow | Retro | Secondary Glazing Systems | Commercial | HVAC | 3.8556e-05 | 1.8217e-05 | 0.36205 | 1825.7527 | Applied Film HZ3CZ1 | Applied Film_Lrg Office_Gas Reheat_HZ3CZ1 | 0.00011314 | 0.00022516 | 0.00039802 | 0.00064459 | 0.00097411 | 0.001389 | 0.0018811 | 0.002428 | 0.0029898 | 0.0035103 | 0.0039211 | 0.0041531 | 0.0041523 | 0.0038971 | 0.0034115 | 0.002809 | 0.0021387 | 0.0014742 | 0.00093778 | 0.00060894 | 0.034507 | 0.003228 | 0.0028051 | 0.0031162 | 0.0030023 | 0.0032885 | 0.003862 | 0.0064943 | 0.0066982 | 0.0040401 | 0.003151 | 0.0029112 | 0.003201 | 0 | 0.019161 | 0.01615 | 0.01981 | 0.019113 | 0.026145 | 0.031992 | 0.046481 | 0.046345 | 0.031698 | 0.022906 | 0.018084 | 0.018368 | 0.19147
Retro1Slow | Retro | Secondary Glazing Systems | Commercial | HVAC | 6.0415e-05 | 2.5996e-05 | 0.54872 | 1189.3061 | Applied Film HZ3CZ2 | Applied Film_Lrg Office_Gas Reheat_HZ3CZ2 | 5.3337e-05 | 0.00010615 | 0.00018764 | 0.00030388 | 0.00045922 | 0.00065482 | 0.00088683 | 0.0011446 | 0.0014095 | 0.0016549 | 0.0018485 | 0.0019579 | 0.0019575 | 0.0018372 | 0.0016083 | 0.0013243 | 0.0010083 | 0.00069499 | 0.0004421 | 0.00028707 | 0.016267 | 0.0042364 | 0.0036339 | 0.0041075 | 0.0039585 | 0.0046046 | 0.0057666 | 0.010555 | 0.010957 | 0.0060861 | 0.0042669 | 0.003824 | 0.0041857 | 0 | 0.026706 | 0.022188 | 0.028107 | 0.027182 | 0.039739 | 0.050549 | 0.076761 | 0.076675 | 0.05014 | 0.0338 | 0.025386 | 0.025304 | 0.20949
Retro1Slow | Retro | Secondary Glazing Systems | Commercial | HVAC | 4.9049e-05 | 1.8736e-05 | 0.42821 | 1562.225 | Applied Film HZ3CZ3 | Applied Film_Lrg Office_Gas Reheat_HZ3CZ3 | 5.1986e-06 | 1.0346e-05 | 1.8289e-05 | 2.9619e-05 | 4.476e-05 | 6.3824e-05 | 8.6438e-05 | 0.00011156 | 0.00013738 | 0.0001613 | 0.00018017 | 0.00019083 | 0.00019079 | 0.00017907 | 0.00015676 | 0.00012907 | 9.8274e-05 | 6.774e-05 | 4.309e-05 | 2.7981e-05 | 0.0015856 | 0.0026755 | 0.0022424 | 0.0026138 | 0.0025204 | 0.0032286 | 0.0044169 | 0.0089216 | 0.009325 | 0.0047138 | 0.0028408 | 0.0024189 | 0.0026264 | 0 | 0.018598 | 0.015114 | 0.020091 | 0.019496 | 0.031121 | 0.04143 | 0.065974 | 0.066022 | 0.041145 | 0.025497 | 0.017868 | 0.017311 | 0.18466
Retro1Slow | Retro | Secondary Glazing Systems | Commercial | HVAC | 0.00029787 | 0.00014628 | 2.4422 | 318.6915 | Applied Film HZ1CZ1 | Applied Film_Med Office_Electric HeatPump_HZ1CZ1 | 0.010221 | 0.02034 | 0.035957 | 0.058231 | 0.087999 | 0.12548 | 0.16994 | 0.21934 | 0.27009 | 0.31711 | 0.35422 | 0.37518 | 0.37511 | 0.35206 | 0.30819 | 0.25376 | 0.19321 | 0.13318 | 0.084717 | 0.05501 | 3.1172 | 0.048744 | 0.03239 | 0.022491 | 0.021151 | 0.010132 | 0.0087147 | 0.013299 | 0.013726 | 0.009214 | 0.016697 | 0.027125 | 0.066202 | 0 | 0.32 | 0.2334 | 0.18065 | 0.17585 | 0.10241 | 0.090023 | 0.10604 | 0.10571 | 0.089721 | 0.14029 | 0.20168 | 0.40652 | 0.14947
Retro1Slow | Retro | Secondary Glazing Systems | Commercial | HVAC | 0.00029089 | 0.00013882 | 2.3797 | 327.5446 | Applied Film HZ1CZ2 | Applied Film_Med Office_Electric HeatPump_HZ1CZ2 | 0.00314 | 0.0062491 | 0.011047 | 0.01789 | 0.027035 | 0.03855 | 0.052209 | 0.067386 | 0.08298 | 0.097425 | 0.10883 | 0.11527 | 0.11524 | 0.10816 | 0.094683 | 0.077961 | 0.059358 | 0.040916 | 0.026027 | 0.0169 | 0.95769 | 0.044953 | 0.029871 | 0.020936 | 0.019698 | 0.010034 | 0.0093897 | 0.015794 | 0.016401 | 0.0099895 | 0.0158 | 0.025135 | 0.060909 | 0 | 0.29717 | 0.21676 | 0.17047 | 0.16599 | 0.10432 | 0.098139 | 0.12474 | 0.12456 | 0.097797 | 0.13621 | 0.18889 | 0.37576 | 0.14649
Retro1Slow | Retro | Secondary Glazing Systems | Commercial | HVAC | 0.00037404 | 0.00017908 | 3.0762 | 248.7181 | Applied Film HZ1CZ3 | Applied Film_Med Office_Electric HeatPump_HZ1CZ3 | 0.0038353 | 0.0076328 | 0.013493 | 0.021851 | 0.033022 | 0.047087 | 0.06377 | 0.082307 | 0.10135 | 0.119 | 0.13292 | 0.14079 | 0.14076 | 0.13211 | 0.11565 | 0.095224 | 0.072502 | 0.049976 | 0.03179 | 0.020643 | 1.1698 | 0.057321 | 0.038308 | 0.027197 | 0.025611 | 0.013528 | 0.0128 | 0.021317 | 0.022108 | 0.013586 | 0.020747 | 0.032397 | 0.077304 | 0 | 0.37786 | 0.27634 | 0.21923 | 0.2134 | 0.13753 | 0.13084 | 0.16693 | 0.16663 | 0.13033 | 0.17687 | 0.24187 | 0.47614 | 0.18908
Retro1Slow | Retro | Secondary Glazing Systems | Commercial | HVAC | 0.00035692 | 0.00017787 | 2.9364 | 261.593 | Applied Film HZ2CZ1 | Applied Film_Med Office_Electric HeatPump_HZ2CZ1 | 0.0010264 | 0.0020426 | 0.0036108 | 0.0058476 | 0.0088369 | 0.012601 | 0.017065 | 0.022026 | 0.027123 | 0.031845 | 0.035571 | 0.037676 | 0.037668 | 0.035354 | 0.030949 | 0.025483 | 0.019402 | 0.013374 | 0.0085073 | 0.0055241 | 0.31303 | 0.059728 | 0.039786 | 0.027665 | 0.02602 | 0.012334 | 0.010251 | 0.014753 | 0.015159 | 0.010791 | 0.020487 | 0.033318 | 0.081046 | 0 | 0.39045 | 0.28509 | 0.21991 | 0.21401 | 0.1217 | 0.10399 | 0.11766 | 0.11715 | 0.10362 | 0.16931 | 0.24589 | 0.49632 | 0.17912
Retro1Slow | Retro | Secondary Glazing Systems | Commercial | HVAC | 0.00036591 | 0.00017939 | 3.0067 | 254.9536 | Applied Film HZ2CZ2 | Applied Film_Med Office_Electric HeatPump_HZ2CZ2 | 0.0026172 | 0.0052085 | 0.0092072 | 0.014911 | 0.022533 | 0.032131 | 0.043515 | 0.056165 | 0.069162 | 0.081202 | 0.090705 | 0.096071 | 0.096052 | 0.09015 | 0.078917 | 0.064979 | 0.049474 | 0.034102 | 0.021693 | 0.014086 | 0.79822 | 0.059283 | 0.039495 | 0.027611 | 0.025977 | 0.012754 | 0.011163 | 0.017196 | 0.017751 | 0.011799 | 0.020637 | 0.033165 | 0.08033 | 0 | 0.38898 | 0.28404 | 0.22109 | 0.21519 | 0.12796 | 0.11416 | 0.13624 | 0.13583 | 0.11375 | 0.17301 | 0.24615 | 0.49315 | 0.18402
Retro1Slow | Retro | Secondary Glazing Systems | Commercial | HVAC | 0.00038153 | 0.00018693 | 3.1387 | 243.3752 | Applied Film HZ2CZ3 | Applied Film_Med Office_Electric HeatPump_HZ2CZ3 | 0.000539 | 0.0010727 | 0.0018962 | 0.0030709 | 0.0046407 | 0.0066173 | 0.0089619 | 0.011567 | 0.014244 | 0.016723 | 0.01868 | 0.019786 | 0.019782 | 0.018566 | 0.016253 | 0.013382 | 0.010189 | 0.0070233 | 0.0044676 | 0.002901 | 0.16439 | 0.061525 | 0.041041 | 0.02879 | 0.027092 | 0.013459 | 0.011873 | 0.018357 | 0.018951 | 0.012546 | 0.021589 | 0.034511 | 0.083269 | 0 | 0.40356 | 0.29486 | 0.23015 | 0.22399 | 0.13453 | 0.12083 | 0.14502 | 0.14458 | 0.12038 | 0.18077 | 0.25589 | 0.51112 | 0.19208
Retro1Slow | Retro | Secondary Glazing Systems | Commercial | HVAC | 0.0004497 | 0.00022635 | 3.689 | 203.9262 | Applied Film HZ3CZ1 | Applied Film_Med Office_Electric HeatPump_HZ3CZ1 | 0.0014727 | 0.0029308 | 0.0051809 | 0.0083905 | 0.01268 | 0.01808 | 0.024486 | 0.031604 | 0.038918 | 0.045692 | 0.05104 | 0.05406 | 0.054049 | 0.050728 | 0.044407 | 0.036564 | 0.027839 | 0.01919 | 0.012207 | 0.0079264 | 0.44916 | 0.077487 | 0.051419 | 0.035315 | 0.03319 | 0.014894 | 0.011677 | 0.015783 | 0.016156 | 0.012267 | 0.025778 | 0.042836 | 0.10556 | 0 | 0.50616 | 0.36892 | 0.28112 | 0.2736 | 0.1474 | 0.11994 | 0.12802 | 0.12734 | 0.11957 | 0.21233 | 0.31621 | 0.64601 | 0.22468
Retro1Slow | Retro | Secondary Glazing Systems | Commercial | HVAC | 0.00049871 | 0.00024754 | 4.088 | 181.9536 | Applied Film HZ3CZ2 | Applied Film_Med Office_Electric HeatPump_HZ3CZ2 | 0.00050763 | 0.0010103 | 0.0017859 | 0.0028922 | 0.0043706 | 0.0062322 | 0.0084404 | 0.010894 | 0.013415 | 0.01575 | 0.017593 | 0.018634 | 0.01863 | 0.017486 | 0.015307 | 0.012604 | 0.0095961 | 0.0066146 | 0.0042076 | 0.0027322 | 0.15482 | 0.083569 | 0.055473 | 0.038291 | 0.035996 | 0.016698 | 0.013787 | 0.020054 | 0.020634 | 0.014541 | 0.028187 | 0.046328 | 0.1137 | 0 | 0.54751 | 0.39913 | 0.30656 | 0.2984 | 0.16756 | 0.1424 | 0.16113 | 0.16049 | 0.14194 | 0.23495 | 0.34352 | 0.69718 | 0.2497
Retro1Slow | Retro | Secondary Glazing Systems | Commercial | HVAC | 0.00050209 | 0.00024783 | 4.1325 | 179.8339 | Applied Film HZ3CZ3 | Applied Film_Med Office_Electric HeatPump_HZ3CZ3 | 6.4092e-05 | 0.00012755 | 0.00022548 | 0.00036516 | 0.00055182 | 0.00078686 | 0.0010657 | 0.0013754 | 0.0016937 | 0.0019886 | 0.0022213 | 0.0023527 | 0.0023522 | 0.0022077 | 0.0019326 | 0.0015913 | 0.0012116 | 0.00083514 | 0.00053124 | 0.00034496 | 0.019548 | 0.082189 | 0.054817 | 0.038351 | 0.036084 | 0.017634 | 0.015205 | 0.022851 | 0.023546 | 0.01604 | 0.028632 | 0.046034 | 0.11132 | 0 | 0.53819 | 0.3932 | 0.30559 | 0.2974 | 0.17499 | 0.15423 | 0.18101 | 0.18036 | 0.15366 | 0.23821 | 0.34046 | 0.6825 | 0.25252
Retro1Slow | Retro | Secondary Glazing Systems | Commercial | HVAC | 0.00051924 | 0.00025756 | 4.1743 | 171.2144 | Applied Film HZ1CZ1 | Applied Film_Med Office_Electric Reheat_HZ1CZ1 | 0.013889 | 0.02764 | 0.04886 | 0.079129 | 0.11958 | 0.17051 | 0.23093 | 0.29805 | 0.36702 | 0.43092 | 0.48135 | 0.50983 | 0.50972 | 0.4784 | 0.41879 | 0.34483 | 0.26255 | 0.18097 | 0.11512 | 0.074752 | 4.2359 | 0.091452 | 0.059558 | 0.039148 | 0.036679 | 0.013985 | 0.0098941 | 0.013541 | 0.013952 | 0.010521 | 0.027442 | 0.048804 | 0.12643 | 0 | 0.60348 | 0.43616 | 0.32331 | 0.31502 | 0.15348 | 0.11637 | 0.11807 | 0.11762 | 0.11633 | 0.23606 | 0.36881 | 0.77815 | 0.26406
Retro1Slow | Retro | Secondary Glazing Systems | Commercial | HVAC | 0.00049353 | 0.00024068 | 3.9652 | 181.3371 | Applied Film HZ1CZ2 | Applied Film_Med Office_Electric Reheat_HZ1CZ2 | 0.0041596 | 0.0082782 | 0.014634 | 0.023699 | 0.035814 | 0.051068 | 0.069162 | 0.089266 | 0.10992 | 0.12906 | 0.14416 | 0.15269 | 0.15266 | 0.14328 | 0.12543 | 0.10328 | 0.078632 | 0.054201 | 0.034478 | 0.022388 | 1.2687 | 0.084047 | 0.054739 | 0.036183 | 0.033913 | 0.013561 | 0.010469 | 0.016015 | 0.016608 | 0.011186 | 0.025637 | 0.044981 | 0.11604 | 0 | 0.55666 | 0.40236 | 0.30106 | 0.29339 | 0.15107 | 0.12226 | 0.13576 | 0.13546 | 0.12215 | 0.22388 | 0.34187 | 0.71594 | 0.2517
Retro1Slow | Retro | Secondary Glazing Systems | Commercial | HVAC | 0.00062786 | 0.00030668 | 5.0623 | 137.483 | Applied Film HZ1CZ3 | Applied Film_Med Office_Electric Reheat_HZ1CZ3 | 0.0050177 | 0.009986 | 0.017653 | 0.028588 | 0.043202 | 0.061603 | 0.08343 | 0.10768 | 0.1326 | 0.15568 | 0.1739 | 0.18419 | 0.18416 | 0.17284 | 0.1513 | 0.12458 | 0.094854 | 0.065383 | 0.041591 | 0.027007 | 1.5304 | 0.10629 | 0.069458 | 0.046296 | 0.043417 | 0.017946 | 0.014152 | 0.021594 | 0.022368 | 0.015084 | 0.033069 | 0.057256 | 0.14636 | 0 | 0.7029 | 0.50882 | 0.38281 | 0.37298 | 0.19609 | 0.16106 | 0.18073 | 0.18029 | 0.16084 | 0.28669 | 0.4335 | 0.90227 | 0.32104
Retro1Slow | Retro | Secondary Glazing Systems | Commercial | HVAC | 0.00062706 | 0.00031367 | 5.0502 | 137.8656 | Applied Film HZ2CZ1 | Applied Film_Med Office_Electric Reheat_HZ2CZ1 | 0.0014033 | 0.0027928 | 0.004937 | 0.0079954 | 0.012083 | 0.017229 | 0.023333 | 0.030116 | 0.037085 | 0.043541 | 0.048636 | 0.051514 | 0.051503 | 0.048339 | 0.042316 | 0.034842 | 0.026528 | 0.018286 | 0.011632 | 0.0075531 | 0.42801 | 0.11185 | 0.072938 | 0.047992 | 0.044971 | 0.017036 | 0.011691 | 0.015048 | 0.015435 | 0.012386 | 0.0336 | 0.059775 | 0.15454 | 0 | 0.73638 | 0.53252 | 0.39401 | 0.38385 | 0.18403 | 0.13614 | 0.13235 | 0.13169 | 0.13609 | 0.28619 | 0.44984 | 0.94983 | 0.31884
Retro1Slow | Retro | Secondary Glazing Systems | Commercial | HVAC | 0.00063283 | 0.00031358 | 5.0953 | 136.4426 | Applied Film HZ2CZ2 | Applied Film_Med Office_Electric Reheat_HZ2CZ2 | 0.003526 | 0.0070172 | 0.012405 | 0.020089 | 0.030358 | 0.043289 | 0.058627 | 0.075668 | 0.093179 | 0.1094 | 0.1222 | 0.12943 | 0.12941 | 0.12146 | 0.10632 | 0.087544 | 0.066654 | 0.045945 | 0.029226 | 0.018978 | 1.0754 | 0.11078 | 0.072253 | 0.047696 | 0.044702 | 0.0174 | 0.012585 | 0.017487 | 0.018024 | 0.013375 | 0.033595 | 0.059307 | 0.15295 | 0 | 0.7308 | 0.52853 | 0.39311 | 0.38301 | 0.18955 | 0.14594 | 0.15076 | 0.15019 | 0.14584 | 0.2885 | 0.44767 | 0.94127 | 0.32231
Retro1Slow | Retro | Secondary Glazing Systems | Commercial | HVAC | 0.00065733 | 0.00032558 | 5.2968 | 130.4576 | Applied Film HZ2CZ3 | Applied Film_Med Office_Electric Reheat_HZ2CZ3 | 0.00072315 | 0.0014392 | 0.0025441 | 0.0041201 | 0.0062262 | 0.0088782 | 0.012024 | 0.015519 | 0.01911 | 0.022437 | 0.025063 | 0.026546 | 0.02654 | 0.024909 | 0.021806 | 0.017954 | 0.01367 | 0.0094228 | 0.005994 | 0.0038922 | 0.22056 | 0.11474 | 0.07489 | 0.049543 | 0.04644 | 0.01826 | 0.013342 | 0.018658 | 0.019233 | 0.014175 | 0.034978 | 0.061523 | 0.15831 | 0 | 0.75675 | 0.54749 | 0.4079 | 0.39739 | 0.19817 | 0.15366 | 0.16002 | 0.15942 | 0.15353 | 0.3001 | 0.46412 | 0.97416 | 0.33504
Retro1Slow | Retro | Secondary Glazing Systems | Commercial | HVAC | 0.00080523 | 0.00040507 | 6.4709 | 102.8975 | Applied Film HZ3CZ1 | Applied Film_Med Office_Electric Reheat_HZ3CZ1 | 0.0020537 | 0.0040872 | 0.007225 | 0.011701 | 0.017682 | 0.025214 | 0.034147 | 0.044073 | 0.054272 | 0.06372 | 0.071177 | 0.075389 | 0.075373 | 0.070742 | 0.061927 | 0.05099 | 0.038823 | 0.026761 | 0.017023 | 0.011054 | 0.62637 | 0.14608 | 0.095052 | 0.062067 | 0.05813 | 0.021083 | 0.013571 | 0.016171 | 0.016519 | 0.014366 | 0.043037 | 0.077656 | 0.20229 | 0 | 0.96144 | 0.69457 | 0.51025 | 0.49712 | 0.22944 | 0.16226 | 0.14735 | 0.14647 | 0.16231 | 0.36616 | 0.58464 | 1.2429 | 0.40823
Retro1Slow | Retro | Secondary Glazing Systems | Commercial | HVAC | 0.0008805 | 0.00043947 | 7.0754 | 92.2792 | Applied Film HZ3CZ2 | Applied Film_Med Office_Electric Reheat_HZ3CZ2 | 0.00069849 | 0.0013901 | 0.0024573 | 0.0039796 | 0.006014 | 0.0085755 | 0.011614 | 0.01499 | 0.018459 | 0.021672 | 0.024208 | 0.025641 | 0.025635 | 0.02406 | 0.021062 | 0.017342 | 0.013204 | 0.0091016 | 0.0057897 | 0.0037595 | 0.21304 | 0.15723 | 0.10233 | 0.067019 | 0.062779 | 0.023344 | 0.015821 | 0.020471 | 0.021025 | 0.016795 | 0.04672 | 0.08372 | 0.21757 | 0 | 1.0364 | 0.74883 | 0.55261 | 0.53843 | 0.25565 | 0.18785 | 0.18189 | 0.18104 | 0.18783 | 0.40013 | 0.63177 | 1.3381 | 0.44707
Retro1Slow | Retro | Secondary Glazing Systems | Commercial | HVAC | 0.0008714 | 0.00043348 | 7.0222 | 93.1863 | Applied Film HZ3CZ3 | Applied Film_Med Office_Electric Reheat_HZ3CZ3 | 8.6584e-05 | 0.00017231 | 0.00030461 | 0.00049331 | 0.00074548 | 0.001063 | 0.0014396 | 0.0018581 | 0.0022881 | 0.0026864 | 0.0030008 | 0.0031784 | 0.0031777 | 0.0029825 | 0.0026108 | 0.0021497 | 0.0016368 | 0.0011282 | 0.00071768 | 0.00046602 | 0.026408 | 0.15344 | 0.10014 | 0.066139 | 0.061991 | 0.024062 | 0.017173 | 0.023253 | 0.023923 | 0.018221 | 0.04656 | 0.082203 | 0.21179 | 0 | 1.0111 | 0.73147 | 0.5436 | 0.52958 | 0.2602 | 0.19819 | 0.20108 | 0.20024 | 0.19805 | 0.39799 | 0.61928 | 1.3025 | 0.44379
Retro1Slow | Retro | Secondary Glazing Systems | Commercial | HVAC | 7.651e-05 | 3.5002e-05 | 0.71007 | 1004.7826 | Applied Film HZ1CZ1 | Applied Film_Med Office_Gas Reheat_HZ1CZ1 | 0.011086 | 0.022063 | 0.039002 | 0.063163 | 0.095451 | 0.13611 | 0.18433 | 0.23791 | 0.29297 | 0.34397 | 0.38422 | 0.40696 | 0.40687 | 0.38188 | 0.33429 | 0.27525 | 0.20957 | 0.14446 | 0.091891 | 0.059669 | 3.3812 | 0.0060355 | 0.0052234 | 0.0058345 | 0.0056218 | 0.0062787 | 0.0075353 | 0.013058 | 0.0135 | 0.007907 | 0.0059508 | 0.0054447 | 0.0059782 | 0 | 0.036528 | 0.030644 | 0.037989 | 0.036682 | 0.051329 | 0.063673 | 0.094005 | 0.093792 | 0.063113 | 0.044512 | 0.034556 | 0.034883 | 0.13985
Retro1Slow | Retro | Secondary Glazing Systems | Commercial | HVAC | 8.8263e-05 | 3.6954e-05 | 0.79417 | 903.982 | Applied Film HZ1CZ2 | Applied Film_Med Office_Gas Reheat_HZ1CZ2 | 0.0039094 | 0.0077802 | 0.013753 | 0.022273 | 0.033659 | 0.047996 | 0.065001 | 0.083896 | 0.10331 | 0.12129 | 0.13549 | 0.14351 | 0.14348 | 0.13466 | 0.11788 | 0.097063 | 0.073902 | 0.05094 | 0.032404 | 0.021041 | 1.1923 | 0.0058587 | 0.0050027 | 0.0056889 | 0.0054832 | 0.0065065 | 0.0083101 | 0.015573 | 0.016193 | 0.0087931 | 0.005964 | 0.0052901 | 0.0057811 | 0 | 0.037682 | 0.031161 | 0.039882 | 0.038599 | 0.057563 | 0.074018 | 0.11372 | 0.11365 | 0.073441 | 0.048539 | 0.035902 | 0.03557 | 0.13799
Retro1Slow | Retro | Secondary Glazing Systems | Commercial | HVAC | 0.00012022 | 5.1484e-05 | 1.0901 | 637.1473 | Applied Film HZ1CZ3 | Applied Film_Med Office_Gas Reheat_HZ1CZ3 | 0.0050704 | 0.010091 | 0.017838 | 0.028888 | 0.043656 | 0.06225 | 0.084306 | 0.10881 | 0.13399 | 0.15732 | 0.17573 | 0.18613 | 0.18609 | 0.17465 | 0.15289 | 0.12589 | 0.09585 | 0.066069 | 0.042028 | 0.02729 | 1.5465 | 0.0083506 | 0.0071576 | 0.0080985 | 0.0078051 | 0.0091098 | 0.011448 | 0.02104 | 0.021849 | 0.012087 | 0.0084259 | 0.0075382 | 0.0082489 | 0 | 0.052822 | 0.04385 | 0.055646 | 0.053823 | 0.078959 | 0.10063 | 0.15313 | 0.15297 | 0.09982 | 0.067058 | 0.050232 | 0.050017 | 0.17862
Retro1Slow | Retro | Secondary Glazing Systems | Commercial | HVAC | 8.6784e-05 | 4.2072e-05 | 0.8227 | 844.4675 | Applied Film HZ2CZ1 | Applied Film_Med Office_Gas Reheat_HZ2CZ1 | 0.0010728 | 0.0021349 | 0.003774 | 0.006112 | 0.0092363 | 0.01317 | 0.017837 | 0.023022 | 0.028349 | 0.033284 | 0.037179 | 0.039379 | 0.039371 | 0.036952 | 0.032348 | 0.026635 | 0.020279 | 0.013978 | 0.0088919 | 0.0057739 | 0.32719 | 0.00761 | 0.0066328 | 0.0073389 | 0.0070702 | 0.0076316 | 0.008812 | 0.014459 | 0.014883 | 0.0091961 | 0.0073734 | 0.0068616 | 0.0075528 | 0 | 0.044517 | 0.037658 | 0.045819 | 0.04418 | 0.059364 | 0.071832 | 0.10297 | 0.10261 | 0.07115 | 0.052433 | 0.041939 | 0.0428 | 0.16726
Retro1Slow | Retro | Secondary Glazing Systems | Commercial | HVAC | 9.8987e-05 | 4.5213e-05 | 0.91815 | 755.5809 | Applied Film HZ2CZ2 | Applied Film_Med Office_Gas Reheat_HZ2CZ2 | 0.0029815 | 0.0059335 | 0.010489 | 0.016987 | 0.02567 | 0.036604 | 0.049573 | 0.063983 | 0.078789 | 0.092505 | 0.10333 | 0.10944 | 0.10942 | 0.1027 | 0.089902 | 0.074024 | 0.056361 | 0.038849 | 0.024713 | 0.016047 | 0.90933 | 0.0077854 | 0.0067364 | 0.0075266 | 0.0072523 | 0.0081077 | 0.009741 | 0.016904 | 0.017478 | 0.010223 | 0.0076801 | 0.0070234 | 0.007711 | 0 | 0.047165 | 0.039558 | 0.049066 | 0.04738 | 0.066373 | 0.08239 | 0.12173 | 0.12146 | 0.081667 | 0.057529 | 0.044625 | 0.045032 | 0.17253
Retro1Slow | Retro | Secondary Glazing Systems | Commercial | HVAC | 0.00010572 | 4.8282e-05 | 0.98058 | 703.1285 | Applied Film HZ2CZ3 | Applied Film_Med Office_Gas Reheat_HZ2CZ3 | 0.00062821 | 0.0012502 | 0.0022101 | 0.0035792 | 0.0054088 | 0.0077126 | 0.010445 | 0.013481 | 0.016601 | 0.019491 | 0.021772 | 0.023061 | 0.023056 | 0.021639 | 0.018943 | 0.015597 | 0.011875 | 0.0081858 | 0.0052071 | 0.0033812 | 0.1916 | 0.0083129 | 0.0071927 | 0.0080367 | 0.0077437 | 0.008658 | 0.010403 | 0.018056 | 0.018669 | 0.010918 | 0.0082009 | 0.0074993 | 0.0082334 | 0 | 0.050365 | 0.042241 | 0.052397 | 0.050596 | 0.070887 | 0.087998 | 0.13003 | 0.12974 | 0.087226 | 0.061438 | 0.047654 | 0.048087 | 0.18027
Retro1Slow | Retro | Secondary Glazing Systems | Commercial | HVAC | 9.4168e-05 | 4.7624e-05 | 0.90708 | 731.8689 | Applied Film HZ3CZ1 | Applied Film_Med Office_Gas Reheat_HZ3CZ1 | 0.0013509 | 0.0026885 | 0.0047526 | 0.0076967 | 0.011631 | 0.016585 | 0.022462 | 0.028991 | 0.0357 | 0.041914 | 0.04682 | 0.04959 | 0.04958 | 0.046533 | 0.040735 | 0.033541 | 0.025537 | 0.017603 | 0.011197 | 0.007271 | 0.41202 | 0.0088934 | 0.0077864 | 0.0085635 | 0.008249 | 0.0087052 | 0.0097823 | 0.015396 | 0.015792 | 0.010168 | 0.0085197 | 0.0080163 | 0.0088379 | 0 | 0.050872 | 0.043276 | 0.051988 | 0.050081 | 0.065365 | 0.077618 | 0.10869 | 0.10821 | 0.076838 | 0.058513 | 0.04779 | 0.049132 | 0.20873
Retro1Slow | Retro | Secondary Glazing Systems | Commercial | HVAC | 0.00011692 | 5.5614e-05 | 1.1006 | 591.312 | Applied Film HZ3CZ2 | Applied Film_Med Office_Gas Reheat_HZ3CZ2 | 0.00050985 | 0.0010147 | 0.0017937 | 0.0029048 | 0.0043898 | 0.0062595 | 0.0084773 | 0.010941 | 0.013473 | 0.015819 | 0.01767 | 0.018716 | 0.018712 | 0.017562 | 0.015374 | 0.012659 | 0.0096381 | 0.0066435 | 0.004226 | 0.0027441 | 0.1555 | 0.0099087 | 0.0086173 | 0.0095629 | 0.0092132 | 0.010052 | 0.011753 | 0.019638 | 0.020244 | 0.012287 | 0.0096531 | 0.0089356 | 0.0098281 | 0 | 0.058587 | 0.04943 | 0.060501 | 0.058363 | 0.079462 | 0.09695 | 0.14037 | 0.13994 | 0.096052 | 0.069765 | 0.055268 | 0.056207 | 0.23283
Retro1Slow | Retro | Secondary Glazing Systems | Commercial | HVAC | 0.00013278 | 6.218e-05 | 1.2428 | 524.8943 | Applied Film HZ3CZ3 | Applied Film_Med Office_Gas Reheat_HZ3CZ3 | 7.1906e-05 | 0.0001431 | 0.00025297 | 0.00040968 | 0.0006191 | 0.00088279 | 0.0011956 | 0.0015431 | 0.0019002 | 0.002231 | 0.0024921 | 0.0026395 | 0.002639 | 0.0024769 | 0.0021682 | 0.0017853 | 0.0013593 | 0.00093695 | 0.00059601 | 0.00038701 | 0.021931 | 0.010937 | 0.0094938 | 0.010562 | 0.010176 | 0.011205 | 0.013238 | 0.022448 | 0.023168 | 0.01386 | 0.010705 | 0.0098645 | 0.010842 | 0 | 0.06526 | 0.054937 | 0.067581 | 0.065218 | 0.089771 | 0.11026 | 0.16093 | 0.16049 | 0.10926 | 0.078426 | 0.061633 | 0.062496 | 0.23656
LO3Slow | New | Glass | Commercial | HVAC | 0.0007258 | 0.00036505 | 6.9767 | 43.5856 | Large Off | ThinTriple_Large Off_GAS | 0.0022268 | 0.0055546 | 0.010073 | 0.018749 | 0.032668 | 0.061038 | 0.098801 | 0.15107 | 0.21009 | 0.25224 | 0.31031 | 0.36065 | 0.35997 | 0.42879 | 0.44855 | 0.49983 | 0.5148 | 0.5845 | 0.49077 | 0.5249 | 1.6482 | 0.067898 | 0.059413 | 0.065392 | 0.062991 | 0.066663 | 0.075172 | 0.11896 | 0.12208 | 0.078176 | 0.065137 | 0.061204 | 0.067464 | 0 | 0.38948 | 0.33109 | 0.39838 | 0.38381 | 0.50283 | 0.59858 | 0.84086 | 0.83719 | 0.5926 | 0.44934 | 0.36602 | 0.37594 | 0.79573
LO3Slow | New | Glass | Commercial | HVAC | 0.00070907 | 0.00035664 | 6.8458 | 43.7264 | Large Off | ThinTriple_Large Off_HP | 0.00030378 | 0.00075775 | 0.0013741 | 0.0025578 | 0.0044565 | 0.0083267 | 0.013478 | 0.020609 | 0.02866 | 0.03441 | 0.042333 | 0.0492 | 0.049107 | 0.058496 | 0.061191 | 0.068186 | 0.070229 | 0.079738 | 0.066951 | 0.071606 | 0.22484 | 0.06467 | 0.05736 | 0.064133 | 0.061817 | 0.066372 | 0.075083 | 0.11894 | 0.12207 | 0.078077 | 0.064324 | 0.059565 | 0.062912 | 0 | 0.36806 | 0.31577 | 0.3876 | 0.3733 | 0.49897 | 0.59658 | 0.83995 | 0.83629 | 0.59059 | 0.4421 | 0.35339 | 0.34786 | 0.79431
LO3Slow | New | Glass | Commercial | HVAC | 0.00067441 | 0.00033921 | 6.5745 | 46.3965 | Large Off | ThinTriple_Large Off_ER | 0.001167 | 0.0029109 | 0.0052785 | 0.0098257 | 0.01712 | 0.031987 | 0.051777 | 0.079168 | 0.1101 | 0.13219 | 0.16262 | 0.189 | 0.18864 | 0.22471 | 0.23507 | 0.26194 | 0.26979 | 0.30631 | 0.25719 | 0.27508 | 0.86373 | 0.057982 | 0.053105 | 0.061524 | 0.059385 | 0.065768 | 0.074898 | 0.11891 | 0.12203 | 0.077872 | 0.062642 | 0.05617 | 0.053481 | 0 | 0.32366 | 0.28402 | 0.36526 | 0.3515 | 0.49097 | 0.59246 | 0.83807 | 0.83443 | 0.58643 | 0.42711 | 0.32721 | 0.28966 | 0.76231
LO3Slow | New | Glass | Commercial | HVAC | 0.00079981 | 0.00044336 | 7.9876 | 38.8511 | Medium Off | ThinTriple_Medium Off_GAS | 0.0021136 | 0.0053578 | 0.0096825 | 0.016691 | 0.029601 | 0.05928 | 0.093566 | 0.14271 | 0.19864 | 0.2273 | 0.29363 | 0.34319 | 0.33391 | 0.41314 | 0.40449 | 0.46691 | 0.47672 | 0.53851 | 0.44153 | 0.47423 | 2.0988 | 0.088067 | 0.077746 | 0.08456 | 0.081438 | 0.082299 | 0.087429 | 0.12498 | 0.12709 | 0.090088 | 0.082588 | 0.079335 | 0.087726 | 0 | 0.48267 | 0.41513 | 0.48631 | 0.46756 | 0.57391 | 0.65283 | 0.86323 | 0.85715 | 0.64543 | 0.52888 | 0.45089 | 0.47033 | 0.85168
LO3Slow | New | Glass | Commercial | HVAC | 0.00074597 | 0.0004163 | 7.5664 | 38.5619 | Medium Off | ThinTriple_Medium Off_HP | 0.0005246 | 0.0013299 | 0.0024033 | 0.0041427 | 0.0073471 | 0.014714 | 0.023224 | 0.035421 | 0.049305 | 0.056419 | 0.072881 | 0.085183 | 0.082879 | 0.10254 | 0.1004 | 0.11589 | 0.11833 | 0.13366 | 0.10959 | 0.11771 | 0.52095 | 0.077681 | 0.07114 | 0.08051 | 0.077662 | 0.081362 | 0.087142 | 0.12492 | 0.12703 | 0.08977 | 0.079975 | 0.074063 | 0.07308 | 0 | 0.41373 | 0.36582 | 0.45162 | 0.43371 | 0.56149 | 0.64642 | 0.86031 | 0.85425 | 0.63895 | 0.50558 | 0.41024 | 0.37995 | 0.85687
LO3Slow | New | Glass | Commercial | HVAC | 0.00061176 | 0.00034883 | 6.5163 | 48.1586 | Medium Off | ThinTriple_Medium Off_ER | 0.00045179 | 0.0011453 | 0.0020697 | 0.0035678 | 0.0063274 | 0.012672 | 0.02 | 0.030505 | 0.042462 | 0.048588 | 0.062766 | 0.07336 | 0.071376 | 0.088311 | 0.086464 | 0.099806 | 0.1019 | 0.11511 | 0.094382 | 0.10137 | 0.44864 | 0.051788 | 0.054669 | 0.070411 | 0.068247 | 0.079025 | 0.086427 | 0.12478 | 0.1269 | 0.088978 | 0.07346 | 0.060919 | 0.036567 | 0 | 0.24187 | 0.24289 | 0.36512 | 0.34934 | 0.53052 | 0.63044 | 0.85301 | 0.84703 | 0.62282 | 0.44752 | 0.30892 | 0.15463 | 0.73299
LO3Slow | New | Glass | Commercial | HVAC | 0.00025631 | 0.00013912 | 2.5382 | 161.7427 | Small Off | ThinTriple_Small Off_GAS | 0.00019139 | 0.0004904 | 0.00092121 | 0.0016451 | 0.0028772 | 0.0055584 | 0.0086162 | 0.013014 | 0.018719 | 0.021926 | 0.027665 | 0.032232 | 0.032297 | 0.038588 | 0.038282 | 0.043173 | 0.044394 | 0.048816 | 0.042418 | 0.044673 | 0.5926 | 0.027268 | 0.024031 | 0.026198 | 0.025232 | 0.025737 | 0.027687 | 0.040493 | 0.041264 | 0.028586 | 0.025688 | 0.024568 | 0.027149 | 0 | 0.15083 | 0.12941 | 0.15244 | 0.14662 | 0.18249 | 0.2097 | 0.28121 | 0.2794 | 0.20739 | 0.16706 | 0.14107 | 0.14669 | 0.26989
LO3Slow | New | Glass | Commercial | HVAC | 0.00025631 | 0.00013912 | 2.5382 | 149.5713 | Small Off | ThinTriple_Small Off_HP | 4.1066e-05 | 0.00010523 | 0.00019767 | 0.000353 | 0.00061737 | 0.0011927 | 0.0018488 | 0.0027924 | 0.0040167 | 0.0047047 | 0.005936 | 0.0069162 | 0.0069299 | 0.00828 | 0.0082142 | 0.0092637 | 0.0095257 | 0.010475 | 0.0091017 | 0.0095855 | 0.12715 | 0.027268 | 0.024031 | 0.026198 | 0.025232 | 0.025737 | 0.027687 | 0.040493 | 0.041264 | 0.028586 | 0.025688 | 0.024568 | 0.027149 | 0 | 0.15083 | 0.12941 | 0.15244 | 0.14662 | 0.18249 | 0.2097 | 0.28121 | 0.2794 | 0.20739 | 0.16706 | 0.14107 | 0.14669 | 0.2895
LO3Slow | New | Glass | Commercial | HVAC | -1.01e-05 | 5.1963e-06 | 0.4536 | 933.4059 | Small Off | ThinTriple_Small Off_ER | 1.7124e-05 | 4.3878e-05 | 8.2424e-05 | 0.0001472 | 0.00025744 | 0.00049733 | 0.00077092 | 0.0011644 | 0.0016749 | 0.0019618 | 0.0024752 | 0.0028839 | 0.0028897 | 0.0034526 | 0.0034252 | 0.0038628 | 0.0039721 | 0.0043678 | 0.0037953 | 0.003997 | 0.053022 | -0.024132 | -0.0086652 | 0.0061517 | 0.0065427 | 0.0211 | 0.026268 | 0.040202 | 0.040992 | 0.027013 | 0.012755 | -0.0015244 | -0.045332 | 0 | -0.19034 | -0.11461 | -0.019258 | -0.02087 | 0.12102 | 0.17799 | 0.26672 | 0.26506 | 0.17536 | 0.051794 | -0.060072 | -0.30058 | 0.046385
LO3Slow | New | Glass | Commercial | HVAC | 0.0030641 | 0.0012946 | 27.6555 | -40.9315 | Hospital | ThinTriple_Hospital_GAS | 0.00091778 | 0.0023753 | 0.0058007 | 0.013812 | 0.023437 | 0.044436 | 0.066077 | 0.080086 | 0.15151 | 0.17632 | 0.22034 | 0.23651 | 0.27093 | 0.28594 | 0.30044 | 0.3112 | 0.32464 | 0.30776 | 0.31675 | 0.31485 | 3.5982 | 0.20717 | 0.17718 | 0.20106 | 0.19379 | 0.2284 | 0.2898 | 0.53886 | 0.56003 | 0.30638 | 0.21013 | 0.18704 | 0.20452 | 0 | 1.3234 | 1.0961 | 1.398 | 1.3527 | 2.004 | 2.5676 | 3.9299 | 3.9267 | 2.5473 | 1.6947 | 1.2599 | 1.2508 | 5.7262
LO3Slow | New | Glass | Commercial | HVAC | 0.0030641 | 0.0012946 | 27.6555 | -4.1369 | Hospital | ThinTriple_Hospital_HP | 1.912e-05 | 4.9486e-05 | 0.00012085 | 0.00028775 | 0.00048826 | 0.00092574 | 0.0013766 | 0.0016685 | 0.0031565 | 0.0036733 | 0.0045905 | 0.0049274 | 0.0056445 | 0.0059571 | 0.0062592 | 0.0064834 | 0.0067634 | 0.0064117 | 0.0065989 | 0.0065593 | 0.074963 | 0.20717 | 0.17718 | 0.20106 | 0.19379 | 0.2284 | 0.2898 | 0.53886 | 0.56003 | 0.30638 | 0.21013 | 0.18704 | 0.20452 | 0 | 1.3234 | 1.0961 | 1.398 | 1.3527 | 2.004 | 2.5676 | 3.9299 | 3.9267 | 2.5473 | 1.6947 | 1.2599 | 1.2508 | 3.333
LO3Slow | New | Glass | Commercial | HVAC | 0.0030641 | 0.0012946 | 27.6555 | -4.1369 | Hospital | ThinTriple_Hospital_ER | 1.912e-05 | 4.9486e-05 | 0.00012085 | 0.00028775 | 0.00048826 | 0.00092574 | 0.0013766 | 0.0016685 | 0.0031565 | 0.0036733 | 0.0045905 | 0.0049274 | 0.0056445 | 0.0059571 | 0.0062592 | 0.0064834 | 0.0067634 | 0.0064117 | 0.0065989 | 0.0065593 | 0.074963 | 0.20717 | 0.17718 | 0.20106 | 0.19379 | 0.2284 | 0.2898 | 0.53886 | 0.56003 | 0.30638 | 0.21013 | 0.18704 | 0.20452 | 0 | 1.3234 | 1.0961 | 1.398 | 1.3527 | 2.004 | 2.5676 | 3.9299 | 3.9267 | 2.5473 | 1.6947 | 1.2599 | 1.2508 | 3.333
LO3Slow | New | Glass | Commercial | HVAC | 0.0010592 | 0.00053319 | 10.1846 | 23.3218 | Lodging | ThinTriple_Lodging_GAS | 7.5018e-05 | 0.00019163 | 0.00053902 | 0.0015315 | 0.0025003 | 0.0052536 | 0.007897 | 0.0087344 | 0.017457 | 0.019795 | 0.025307 | 0.026526 | 0.031331 | 0.032435 | 0.034618 | 0.035492 | 0.037785 | 0.03425 | 0.034824 | 0.034288 | 0.26923 | 0.099233 | 0.086841 | 0.095568 | 0.092059 | 0.097382 | 0.10975 | 0.17353 | 0.17807 | 0.11413 | 0.095176 | 0.089449 | 0.098601 | 0 | 0.56898 | 0.48373 | 0.5819 | 0.56061 | 0.73402 | 0.87343 | 1.2264 | 1.221 | 0.86471 | 0.65611 | 0.53467 | 0.54925 | 1.1818
LO3Slow | New | Glass | Commercial | HVAC | 0.0010592 | 0.00053319 | 10.1846 | 23.3218 | Lodging | ThinTriple_Lodging_HP | 6.7258e-05 | 0.0001718 | 0.00048326 | 0.0013731 | 0.0022417 | 0.0047101 | 0.0070801 | 0.0078309 | 0.015652 | 0.017748 | 0.022689 | 0.023782 | 0.02809 | 0.029079 | 0.031037 | 0.031821 | 0.033877 | 0.030707 | 0.031221 | 0.030741 | 0.24138 | 0.099233 | 0.086841 | 0.095568 | 0.092059 | 0.097382 | 0.10975 | 0.17353 | 0.17807 | 0.11413 | 0.095176 | 0.089449 | 0.098601 | 0 | 0.56898 | 0.48373 | 0.5819 | 0.56061 | 0.73402 | 0.87343 | 1.2264 | 1.221 | 0.86471 | 0.65611 | 0.53467 | 0.54925 | 1.1818
LO3Slow | New | Glass | Commercial | HVAC | 0.00088962 | 0.00044795 | 8.8578 | 29.9584 | Lodging | ThinTriple_Lodging_ER | 0.00010124 | 0.00025862 | 0.00072746 | 0.0020669 | 0.0033744 | 0.0070901 | 0.010658 | 0.011788 | 0.02356 | 0.026716 | 0.034153 | 0.035799 | 0.042284 | 0.043773 | 0.04672 | 0.0479 | 0.050995 | 0.046223 | 0.046998 | 0.046274 | 0.36335 | 0.06652 | 0.066031 | 0.082809 | 0.080164 | 0.09443 | 0.10885 | 0.17335 | 0.1779 | 0.11313 | 0.086946 | 0.072843 | 0.052471 | 0 | 0.35184 | 0.32843 | 0.47262 | 0.45401 | 0.69489 | 0.85325 | 1.2171 | 1.2119 | 0.84433 | 0.58275 | 0.40665 | 0.26459 | 1.0253
LO3Slow | New | Glass | Commercial | HVAC | 0.00090079 | 0.00048163 | 8.867 | 33.3316 | Residential Care | ThinTriple_Residential Care_GAS | 0.00060416 | 0.0015581 | 0.0043754 | 0.012958 | 0.02074 | 0.045199 | 0.067495 | 0.073916 | 0.14911 | 0.1676 | 0.21711 | 0.22632 | 0.26678 | 0.2753 | 0.29241 | 0.30035 | 0.32019 | 0.28647 | 0.2872 | 0.27736 | 1.7191 | 0.093478 | 0.082273 | 0.08985 | 0.086538 | 0.088881 | 0.096489 | 0.14339 | 0.14634 | 0.099764 | 0.088357 | 0.084228 | 0.093035 | 0 | 0.52057 | 0.44588 | 0.52732 | 0.50737 | 0.63783 | 0.73817 | 0.99953 | 0.99355 | 0.73019 | 0.58112 | 0.48732 | 0.50555 | 0.94728
LO3Slow | New | Glass | Commercial | HVAC | 0.00084767 | 0.00045493 | 8.4514 | 32.4128 | Residential Care | ThinTriple_Residential Care_HP | 4.487e-05 | 0.00011572 | 0.00032495 | 0.00096242 | 0.0015403 | 0.0033569 | 0.0050128 | 0.0054897 | 0.011074 | 0.012447 | 0.016125 | 0.016809 | 0.019813 | 0.020446 | 0.021717 | 0.022307 | 0.02378 | 0.021276 | 0.02133 | 0.020599 | 0.12768 | 0.08323 | 0.075753 | 0.085853 | 0.082812 | 0.087956 | 0.096206 | 0.14334 | 0.14629 | 0.09945 | 0.085779 | 0.079025 | 0.078583 | 0 | 0.45254 | 0.39722 | 0.49309 | 0.47397 | 0.62558 | 0.73185 | 0.99664 | 0.99069 | 0.72381 | 0.55814 | 0.44722 | 0.41638 | 0.96585
LO3Slow | New | Glass | Commercial | HVAC | 0.00072722 | 0.00039438 | 7.5089 | 39.1152 | Residential Care | ThinTriple_Residential Care_ER | 0.00011296 | 0.0002913 | 0.00081803 | 0.0024228 | 0.0038776 | 0.0084507 | 0.012619 | 0.01382 | 0.027878 | 0.031334 | 0.040592 | 0.042314 | 0.049877 | 0.051471 | 0.054671 | 0.056154 | 0.059863 | 0.05356 | 0.053696 | 0.051856 | 0.32142 | 0.059991 | 0.060971 | 0.076789 | 0.074363 | 0.085859 | 0.095564 | 0.1432 | 0.14616 | 0.098739 | 0.079932 | 0.067229 | 0.045813 | 0 | 0.2983 | 0.2869 | 0.41546 | 0.39825 | 0.59778 | 0.71751 | 0.99009 | 0.98421 | 0.70933 | 0.50603 | 0.35628 | 0.21416 | 0.85467
LO3Slow | NR | Glass | Commercial | HVAC | 0.0007258 | 0.00036505 | 6.9767 | 43.5856 | Large Off | ThinTriple_Large Off_GAS | 0.0039154 | 0.01004 | 0.022245 | 0.043526 | 0.076503 | 0.12249 | 0.18076 | 0.24842 | 0.32091 | 0.39296 | 0.45972 | 0.51761 | 0.56473 | 0.60077 | 0.62669 | 0.64416 | 0.65508 | 0.66128 | 0.66424 | 0.66581 | 82.8629 | 0.067898 | 0.059413 | 0.065392 | 0.062991 | 0.066663 | 0.075172 | 0.11896 | 0.12208 | 0.078176 | 0.065137 | 0.061204 | 0.067464 | 0 | 0.38948 | 0.33109 | 0.39838 | 0.38381 | 0.50283 | 0.59858 | 0.84086 | 0.83719 | 0.5926 | 0.44934 | 0.36602 | 0.37594 | 0.79573
LO3Slow | NR | Glass | Commercial | HVAC | 0.00070907 | 0.00035664 | 6.8458 | 43.7264 | Large Off | ThinTriple_Large Off_HP | 0.00053413 | 0.0013696 | 0.0030346 | 0.0059378 | 0.010437 | 0.016709 | 0.024659 | 0.03389 | 0.043778 | 0.053607 | 0.062715 | 0.070613 | 0.077039 | 0.081956 | 0.085492 | 0.087875 | 0.089366 | 0.090211 | 0.090616 | 0.09083 | 11.3041 | 0.06467 | 0.05736 | 0.064133 | 0.061817 | 0.066372 | 0.075083 | 0.11894 | 0.12207 | 0.078077 | 0.064324 | 0.059565 | 0.062912 | 0 | 0.36806 | 0.31577 | 0.3876 | 0.3733 | 0.49897 | 0.59658 | 0.83995 | 0.83629 | 0.59059 | 0.4421 | 0.35339 | 0.34786 | 0.79431
LO3Slow | NR | Glass | Commercial | HVAC | 0.00067441 | 0.00033921 | 6.5745 | 46.3965 | Large Off | ThinTriple_Large Off_ER | 0.0020519 | 0.0052614 | 0.011658 | 0.02281 | 0.040092 | 0.064189 | 0.094727 | 0.13019 | 0.16817 | 0.20593 | 0.24092 | 0.27126 | 0.29595 | 0.31484 | 0.32842 | 0.33757 | 0.3433 | 0.34654 | 0.3481 | 0.34892 | 43.4247 | 0.057982 | 0.053105 | 0.061524 | 0.059385 | 0.065768 | 0.074898 | 0.11891 | 0.12203 | 0.077872 | 0.062642 | 0.05617 | 0.053481 | 0 | 0.32366 | 0.28402 | 0.36526 | 0.3515 | 0.49097 | 0.59246 | 0.83807 | 0.83443 | 0.58643 | 0.42711 | 0.32721 | 0.28966 | 0.76231
LO3Slow | NR | Glass | Commercial | HVAC | 0.00079981 | 0.00044336 | 7.9876 | 38.8511 | Medium Off | ThinTriple_Medium Off_GAS | 0.0025546 | 0.0065504 | 0.014514 | 0.028399 | 0.049915 | 0.079916 | 0.11794 | 0.16208 | 0.20938 | 0.25639 | 0.29995 | 0.33772 | 0.36846 | 0.39197 | 0.40888 | 0.42028 | 0.42741 | 0.43145 | 0.43339 | 0.43441 | 105.5201 | 0.088067 | 0.077746 | 0.08456 | 0.081438 | 0.082299 | 0.087429 | 0.12498 | 0.12709 | 0.090088 | 0.082588 | 0.079335 | 0.087726 | 0 | 0.48267 | 0.41513 | 0.48631 | 0.46756 | 0.57391 | 0.65283 | 0.86323 | 0.85715 | 0.64543 | 0.52888 | 0.45089 | 0.47033 | 0.85168
LO3Slow | NR | Glass | Commercial | HVAC | 0.00074597 | 0.0004163 | 7.5664 | 38.5619 | Medium Off | ThinTriple_Medium Off_HP | 0.00063406 | 0.0016259 | 0.0036024 | 0.0070487 | 0.012389 | 0.019836 | 0.029272 | 0.04023 | 0.051969 | 0.063637 | 0.074449 | 0.083824 | 0.091453 | 0.09729 | 0.10149 | 0.10432 | 0.10609 | 0.10709 | 0.10757 | 0.10782 | 26.1909 | 0.077681 | 0.07114 | 0.08051 | 0.077662 | 0.081362 | 0.087142 | 0.12492 | 0.12703 | 0.08977 | 0.079975 | 0.074063 | 0.07308 | 0 | 0.41373 | 0.36582 | 0.45162 | 0.43371 | 0.56149 | 0.64642 | 0.86031 | 0.85425 | 0.63895 | 0.50558 | 0.41024 | 0.37995 | 0.85687
LO3Slow | NR | Glass | Commercial | HVAC | 0.00061176 | 0.00034883 | 6.5163 | 48.1586 | Medium Off | ThinTriple_Medium Off_ER | 0.00054606 | 0.0014002 | 0.0031024 | 0.0060704 | 0.01067 | 0.017083 | 0.02521 | 0.034647 | 0.044756 | 0.054805 | 0.064116 | 0.07219 | 0.078761 | 0.083787 | 0.087402 | 0.089838 | 0.091362 | 0.092226 | 0.09264 | 0.092859 | 22.5558 | 0.051788 | 0.054669 | 0.070411 | 0.068247 | 0.079025 | 0.086427 | 0.12478 | 0.1269 | 0.088978 | 0.07346 | 0.060919 | 0.036567 | 0 | 0.24187 | 0.24289 | 0.36512 | 0.34934 | 0.53052 | 0.63044 | 0.85301 | 0.84703 | 0.62282 | 0.44752 | 0.30892 | 0.15463 | 0.73299
LO3Slow | NR | Glass | Commercial | HVAC | 0.00025631 | 0.00013912 | 2.5382 | 161.7427 | Small Off | ThinTriple_Small Off_GAS | 0.00066557 | 0.0017067 | 0.0037814 | 0.007399 | 0.013005 | 0.020821 | 0.030727 | 0.042229 | 0.054552 | 0.0668 | 0.078149 | 0.08799 | 0.095998 | 0.10212 | 0.10653 | 0.1095 | 0.11136 | 0.11241 | 0.11292 | 0.11318 | 29.7933 | 0.027268 | 0.024031 | 0.026198 | 0.025232 | 0.025737 | 0.027687 | 0.040493 | 0.041264 | 0.028586 | 0.025688 | 0.024568 | 0.027149 | 0 | 0.15083 | 0.12941 | 0.15244 | 0.14662 | 0.18249 | 0.2097 | 0.28121 | 0.2794 | 0.20739 | 0.16706 | 0.14107 | 0.14669 | 0.26989
LO3Slow | NR | Glass | Commercial | HVAC | 0.00025631 | 0.00013912 | 2.5382 | 149.5713 | Small Off | ThinTriple_Small Off_HP | 0.00014281 | 0.0003662 | 0.00081139 | 0.0015876 | 0.0027905 | 0.0044677 | 0.0065931 | 0.0090612 | 0.011705 | 0.014333 | 0.016768 | 0.01888 | 0.020598 | 0.021913 | 0.022859 | 0.023496 | 0.023894 | 0.02412 | 0.024228 | 0.024286 | 6.3928 | 0.027268 | 0.024031 | 0.026198 | 0.025232 | 0.025737 | 0.027687 | 0.040493 | 0.041264 | 0.028586 | 0.025688 | 0.024568 | 0.027149 | 0 | 0.15083 | 0.12941 | 0.15244 | 0.14662 | 0.18249 | 0.2097 | 0.28121 | 0.2794 | 0.20739 | 0.16706 | 0.14107 | 0.14669 | 0.2895
LO3Slow | NR | Glass | Commercial | HVAC | -1.01e-05 | 5.1963e-06 | 0.4536 | 933.4059 | Small Off | ThinTriple_Small Off_ER | 5.9551e-05 | 0.0001527 | 0.00033834 | 0.00066201 | 0.0011636 | 0.001863 | 0.0027492 | 0.0037784 | 0.0048809 | 0.0059768 | 0.0069922 | 0.0078727 | 0.0085893 | 0.0091374 | 0.0095317 | 0.0097974 | 0.0099635 | 0.010058 | 0.010103 | 0.010127 | 2.6657 | -0.024132 | -0.0086652 | 0.0061517 | 0.0065427 | 0.0211 | 0.026268 | 0.040202 | 0.040992 | 0.027013 | 0.012755 | -0.0015244 | -0.045332 | 0 | -0.19034 | -0.11461 | -0.019258 | -0.02087 | 0.12102 | 0.17799 | 0.26672 | 0.26506 | 0.17536 | 0.051794 | -0.060072 | -0.30058 | 0.046385
LO3Slow | NR | Glass | Commercial | HVAC | 0.0030641 | 0.0012946 | 27.6555 | -40.9315 | Hospital | ThinTriple_Hospital_GAS | 0.0045901 | 0.011751 | 0.025995 | 0.050782 | 0.089114 | 0.14245 | 0.20988 | 0.28798 | 0.37141 | 0.45407 | 0.53037 | 0.59619 | 0.64941 | 0.68975 | 0.71836 | 0.7372 | 0.7485 | 0.75436 | 0.75653 | 0.7571 | 180.9028 | 0.20717 | 0.17718 | 0.20106 | 0.19379 | 0.2284 | 0.2898 | 0.53886 | 0.56003 | 0.30638 | 0.21013 | 0.18704 | 0.20452 | 0 | 1.3234 | 1.0961 | 1.398 | 1.3527 | 2.004 | 2.5676 | 3.9299 | 3.9267 | 2.5473 | 1.6947 | 1.2599 | 1.2508 | 5.7262
LO3Slow | NR | Glass | Commercial | HVAC | 0.0030641 | 0.0012946 | 27.6555 | -4.1369 | Hospital | ThinTriple_Hospital_HP | 9.5628e-05 | 0.00024481 | 0.00054156 | 0.001058 | 0.0018565 | 0.0029676 | 0.0043724 | 0.0059996 | 0.0077378 | 0.0094598 | 0.011049 | 0.012421 | 0.013529 | 0.01437 | 0.014966 | 0.015358 | 0.015594 | 0.015716 | 0.015761 | 0.015773 | 3.7688 | 0.20717 | 0.17718 | 0.20106 | 0.19379 | 0.2284 | 0.2898 | 0.53886 | 0.56003 | 0.30638 | 0.21013 | 0.18704 | 0.20452 | 0 | 1.3234 | 1.0961 | 1.398 | 1.3527 | 2.004 | 2.5676 | 3.9299 | 3.9267 | 2.5473 | 1.6947 | 1.2599 | 1.2508 | 3.333
LO3Slow | NR | Glass | Commercial | HVAC | 0.0030641 | 0.0012946 | 27.6555 | -4.1369 | Hospital | ThinTriple_Hospital_ER | 9.5628e-05 | 0.00024481 | 0.00054156 | 0.001058 | 0.0018565 | 0.0029676 | 0.0043724 | 0.0059996 | 0.0077378 | 0.0094598 | 0.011049 | 0.012421 | 0.013529 | 0.01437 | 0.014966 | 0.015358 | 0.015594 | 0.015716 | 0.015761 | 0.015773 | 3.7688 | 0.20717 | 0.17718 | 0.20106 | 0.19379 | 0.2284 | 0.2898 | 0.53886 | 0.56003 | 0.30638 | 0.21013 | 0.18704 | 0.20452 | 0 | 1.3234 | 1.0961 | 1.398 | 1.3527 | 2.004 | 2.5676 | 3.9299 | 3.9267 | 2.5473 | 1.6947 | 1.2599 | 1.2508 | 3.333
LO3Slow | NR | Glass | Commercial | HVAC | 0.0010592 | 0.00053319 | 10.1846 | 23.3218 | Lodging | ThinTriple_Lodging_GAS | 0.00022887 | 0.00058593 | 0.0012962 | 0.0025321 | 0.0044434 | 0.0071026 | 0.010465 | 0.014359 | 0.018519 | 0.022641 | 0.026445 | 0.029727 | 0.032381 | 0.034392 | 0.035819 | 0.036758 | 0.037321 | 0.037614 | 0.037722 | 0.03775 | 13.5356 | 0.099233 | 0.086841 | 0.095568 | 0.092059 | 0.097382 | 0.10975 | 0.17353 | 0.17807 | 0.11413 | 0.095176 | 0.089449 | 0.098601 | 0 | 0.56898 | 0.48373 | 0.5819 | 0.56061 | 0.73402 | 0.87343 | 1.2264 | 1.221 | 0.86471 | 0.65611 | 0.53467 | 0.54925 | 1.1818
LO3Slow | NR | Glass | Commercial | HVAC | 0.0010592 | 0.00053319 | 10.1846 | 23.3218 | Lodging | ThinTriple_Lodging_HP | 0.0002052 | 0.00052532 | 0.0011621 | 0.0022701 | 0.0039837 | 0.0063679 | 0.0093823 | 0.012874 | 0.016603 | 0.020299 | 0.023709 | 0.026652 | 0.029031 | 0.030834 | 0.032113 | 0.032955 | 0.033461 | 0.033723 | 0.03382 | 0.033845 | 12.1354 | 0.099233 | 0.086841 | 0.095568 | 0.092059 | 0.097382 | 0.10975 | 0.17353 | 0.17807 | 0.11413 | 0.095176 | 0.089449 | 0.098601 | 0 | 0.56898 | 0.48373 | 0.5819 | 0.56061 | 0.73402 | 0.87343 | 1.2264 | 1.221 | 0.86471 | 0.65611 | 0.53467 | 0.54925 | 1.1818
LO3Slow | NR | Glass | Commercial | HVAC | 0.00088962 | 0.00044795 | 8.8578 | 29.9584 | Lodging | ThinTriple_Lodging_ER | 0.00030888 | 0.00079076 | 0.0017493 | 0.0034172 | 0.0059967 | 0.0095856 | 0.014123 | 0.019379 | 0.024993 | 0.030556 | 0.03569 | 0.040119 | 0.043701 | 0.046415 | 0.04834 | 0.049608 | 0.050368 | 0.050763 | 0.050909 | 0.050947 | 18.2674 | 0.06652 | 0.066031 | 0.082809 | 0.080164 | 0.09443 | 0.10885 | 0.17335 | 0.1779 | 0.11313 | 0.086946 | 0.072843 | 0.052471 | 0 | 0.35184 | 0.32843 | 0.47262 | 0.45401 | 0.69489 | 0.85325 | 1.2171 | 1.2119 | 0.84433 | 0.58275 | 0.40665 | 0.26459 | 1.0253
LO3Slow | NR | Glass | Commercial | HVAC | 0.00090079 | 0.00048163 | 8.867 | 33.3316 | Residential Care | ThinTriple_Residential Care_GAS | 0.0010349 | 0.0026495 | 0.0058611 | 0.01145 | 0.020093 | 0.032118 | 0.047321 | 0.064931 | 0.083743 | 0.10238 | 0.11958 | 0.13442 | 0.14642 | 0.15552 | 0.16197 | 0.16622 | 0.16876 | 0.17009 | 0.17058 | 0.1707 | 86.4304 | 0.093478 | 0.082273 | 0.08985 | 0.086538 | 0.088881 | 0.096489 | 0.14339 | 0.14634 | 0.099764 | 0.088357 | 0.084228 | 0.093035 | 0 | 0.52057 | 0.44588 | 0.52732 | 0.50737 | 0.63783 | 0.73817 | 0.99953 | 0.99355 | 0.73019 | 0.58112 | 0.48732 | 0.50555 | 0.94728
LO3Slow | NR | Glass | Commercial | HVAC | 0.00084767 | 0.00045493 | 8.4514 | 32.4129 | Residential Care | ThinTriple_Residential Care_HP | 7.6864e-05 | 0.00019678 | 0.0004353 | 0.00085037 | 0.0014923 | 0.0023854 | 0.0035145 | 0.0048224 | 0.0062195 | 0.0076037 | 0.0088813 | 0.0099836 | 0.010875 | 0.01155 | 0.012029 | 0.012345 | 0.012534 | 0.012632 | 0.012669 | 0.012678 | 6.4191 | 0.08323 | 0.075753 | 0.085853 | 0.082812 | 0.087956 | 0.096206 | 0.14334 | 0.14629 | 0.09945 | 0.085779 | 0.079025 | 0.078583 | 0 | 0.45254 | 0.39722 | 0.49309 | 0.47397 | 0.62558 | 0.73185 | 0.99664 | 0.99069 | 0.72381 | 0.55814 | 0.44722 | 0.41638 | 0.96585
LO3Slow | NR | Glass | Commercial | HVAC | 0.00072722 | 0.00039438 | 7.5089 | 39.1152 | Residential Care | ThinTriple_Residential Care_ER | 0.0001935 | 0.00049536 | 0.0010958 | 0.0021407 | 0.0037566 | 0.0060048 | 0.0088473 | 0.01214 | 0.015657 | 0.019141 | 0.022357 | 0.025132 | 0.027376 | 0.029076 | 0.030282 | 0.031076 | 0.031553 | 0.0318 | 0.031891 | 0.031915 | 16.1593 | 0.059991 | 0.060971 | 0.076789 | 0.074363 | 0.085859 | 0.095564 | 0.1432 | 0.14616 | 0.098739 | 0.079932 | 0.067229 | 0.045813 | 0 | 0.2983 | 0.2869 | 0.41546 | 0.39825 | 0.59778 | 0.71751 | 0.99009 | 0.98421 | 0.70933 | 0.50603 | 0.35628 | 0.21416 | 0.85467
Retro1Slow | Retro | Utility Distribution System | Utility | Utility Distribution Sytem | 0.00018918 | 0.00019691 | 1.7102 | 4.289 | Utility System | EMC-1 LDC with no VVO | 0.096223 | 0.18994 | 0.33523 | 0.54368 | 0.80791 | 1.1706 | 1.5685 | 1.9852 | 2.4132 | 2.8519 | 3.2296 | 3.3427 | 3.3982 | 3.2276 | 2.8079 | 2.2689 | 1.7512 | 1.1957 | 0.7754 | 0.50783 | 29.2973 | 0.034266 | 0.030721 | 0.033743 | 0.01888 | 0.019431 | 0.018889 | 0.033417 | 0.033363 | 0.032081 | 0.028576 | 0.027973 | 0.034233 |  | 0.13204 | 0.11843 | 0.1302 | 0.098119 | 0.10108 | 0.098147 | 0.11655 | 0.11627 | 0.11188 | 0.10615 | 0.10384 | 0.13188 | 2.0689
Retro1Slow | Retro | Utility Distribution System | Utility | Utility Distribution Sytem | 0.0010516 | 0.0010516 | 9.1332 | 35.6839 | Utility System | ECM-2 & ECM-3 LDC with VVO & AMI | 0.51388 | 1.0144 | 1.7903 | 2.9035 | 4.3147 | 6.2514 | 8.3764 | 10.602 | 12.8881 | 15.2305 | 17.2477 | 17.8518 | 18.1484 | 17.2374 | 14.9959 | 12.1172 | 9.3523 | 6.3856 | 4.141 | 2.7121 | 156.4635 | 0.183 | 0.16407 | 0.18021 | 0.10083 | 0.10377 | 0.10088 | 0.17847 | 0.17818 | 0.17133 | 0.15261 | 0.14939 | 0.18282 |  | 0.70514 | 0.63251 | 0.69535 | 0.52401 | 0.53983 | 0.52416 | 0.62243 | 0.62094 | 0.5975 | 0.56688 | 0.55454 | 0.70434 | 0.90251
Retro12Med | Retro | Compressed Air | Industrial | Compressed Air | 10978.8618 | 5813.8808 | 86182095.1036 | 19.986 | Industrial | Air Compressor Demand Reduction | 0.91464 | 0.91464 | 0.91464 | 0.91464 | 0.91464 | 0.82317 | 0.65854 | 0.52683 | 0.42146 | 0.33717 | 0.26974 | 0.21579 | 0.17263 | 0.13811 | 0.11048 | 0.088387 | 0.00060287 | 0.00021531 | 7.3401e-05 | 2.3935e-05 | 8.3624 | 1511897.1221 | 1357514.1678 | 1497100.7994 | 1437835.036 | 1465419.6064 | 1439381.614 | 1481976.3008 | 1491654.6055 | 1424448.9291 | 1484386.7949 | 1446606.5839 | 1506733.3209 | 0 | 5875764.1891 | 5167962.1524 | 5941181.5022 | 5679017.7571 | 5738040.69 | 5681919.2214 | 5779505.1918 | 5912080.6084 | 5515804.9338 | 5890865.4251 | 5582981.5697 | 5872016.9817 | 1.2255
Retro5Med | Retro | All Electric | Industrial | All Electric | 128704.6509 | 68155.8357 | 1010308415.587 | -17.4493 | Industrial | Energy Management | 4.2154 | 5.1758 | 6.3337 | 7.3524 | 8.3864 | 9.8047 | 10.7559 | 10.9879 | 10.3548 | 8.9008 | 6.8878 | 4.5585 | 2.6469 | 1.2744 | 0.53918 | 0.19606 | 0.061242 | 0.013348 | 0.002194 | 0.00026336 | 98.0322 | 17723894.7844 | 15914071.088 | 17550438.23 | 16855668.6324 | 17179041.1792 | 16873799.0896 | 17373134.484 | 17486592.7698 | 16698743.9668 | 17401392.5874 | 16958497.0525 | 17663359.8004 | 0 | 68881291.4223 | 60583763.3413 | 69648175.3311 | 66574842.7834 | 67266765.6914 | 66608856.5051 | 67752851.9837 | 69307027.0006 | 64661506.9713 | 69058322.4612 | 65449015.3344 | 68837363.0966 | 2.5606
Retro12Med | Retro | Lighting | Industrial | Lighting | 13637.4401 | 5557.1248 | 123271131.812 | 48.7832 | Industrial | HighBay Lighting 1 Shift | 1.3083 | 1.3083 | 1.3083 | 1.3083 | 1.3083 | 1.1774 | 0.94194 | 0.75356 | 0.60284 | 0.48228 | 0.38582 | 0.30866 | 0.24693 | 0.19754 | 0.15803 | 0.12643 | 0.00086232 | 0.00030797 | 0.00010499 | 3.4236e-05 | 11.9612 | 1837174.3638 | 1650395.3046 | 1784133.1944 | 1715274.3889 | 1766046.2499 | 1717734.7685 | 1786667.6028 | 1776430.442 | 1721489.6228 | 1767130.3025 | 1762338.2769 | 1817767.0101 | 0 | 8725579.8599 | 7670404.5666 | 8855497.9724 | 8466165.5355 | 8532895.9607 | 8478423.7889 | 8602811.0907 | 8828538.0597 | 8202182.9957 | 8787787.7507 | 8284354.069 | 8733908.6351 | 0.76245
Retro12Med | Retro | Lighting | Industrial | Lighting | 19920.7366 | 9149.7737 | 182116955.7782 | 22.1288 | Industrial | HighBay Lighting 2 Shift | 1.9328 | 1.9328 | 1.9328 | 1.9328 | 1.9328 | 1.7395 | 1.3916 | 1.1133 | 0.89062 | 0.7125 | 0.57 | 0.456 | 0.3648 | 0.29184 | 0.23347 | 0.18678 | 0.001274 | 0.00045499 | 0.00015511 | 5.0579e-05 | 17.6712 | 2668728.6923 | 2389576.0311 | 2593761.6236 | 2491719.7936 | 2563378.2477 | 2495325.8641 | 2593351.743 | 2582508.1802 | 2496775.926 | 2568958.1272 | 2558110.458 | 2638575.3771 | 0 | 12929998.1778 | 11351272.7668 | 13144476.309 | 12561853.0378 | 12647138.2245 | 12579504.7072 | 12750231.9481 | 13103267.6199 | 12150871.0898 | 13043292.2151 | 12271011.144 | 12943268.4742 | 1.1318
Retro12Med | Retro | Lighting | Industrial | Lighting | 30999.6407 | 16415.9291 | 243341617.1762 | 21.0764 | Industrial | HighBay Lighting 3 Shift | 2.5825 | 2.5825 | 2.5825 | 2.5825 | 2.5825 | 2.3243 | 1.8594 | 1.4875 | 1.19 | 0.95203 | 0.76162 | 0.6093 | 0.48744 | 0.38995 | 0.31196 | 0.24957 | 0.0017022 | 0.00060795 | 0.00020725 | 6.7583e-05 | 23.6119 | 4268955.0566 | 3833043.1922 | 4227176.5286 | 4059835.1952 | 4137722.301 | 4064202.0744 | 4184471.3709 | 4211798.7912 | 4022038.5172 | 4191277.5822 | 4084602.3194 | 4254374.6764 | 0 | 16590661.4151 | 14592129.2139 | 16775372.1111 | 16035133.0903 | 16201788.7736 | 16043325.5926 | 16318866.908 | 16693203.5523 | 15574289.4275 | 16633300.889 | 15763967.7037 | 16580080.8938 | 1.1487
Retro12Med | Retro | Lighting | Industrial | Lighting | 9083.4845 | 3701.432 | 82107155.7703 | 1.494 | Industrial | Efficient Lighting 1 Shift | 0.87139 | 0.87139 | 0.87139 | 0.87139 | 0.87139 | 0.78425 | 0.6274 | 0.50192 | 0.40154 | 0.32123 | 0.25698 | 0.20559 | 0.16447 | 0.13158 | 0.10526 | 0.084208 | 0.00057436 | 0.00020513 | 6.9931e-05 | 2.2804e-05 | 7.967 | 1223686.0281 | 1099278.1713 | 1188356.9166 | 1142492.1583 | 1176309.7524 | 1144130.9424 | 1190045.009 | 1183226.3472 | 1146631.9368 | 1177031.8069 | 1173839.9842 | 1210759.3794 | 0 | 5811843.6508 | 5109023.4454 | 5898378.1584 | 5639055.6506 | 5683502.7595 | 5647220.5008 | 5730071.1034 | 5880420.9796 | 5463224.9009 | 5853278.4368 | 5517956.5564 | 5817391.1949 | 2.3052
Retro12Med | Retro | Lighting | Industrial | Lighting | 13277.9129 | 6098.665 | 121387734.5699 | -2.6498 | Industrial | Efficient Lighting 2 Shift | 1.2883 | 1.2883 | 1.2883 | 1.2883 | 1.2883 | 1.1594 | 0.92755 | 0.74204 | 0.59363 | 0.47491 | 0.37993 | 0.30394 | 0.24315 | 0.19452 | 0.15562 | 0.12449 | 0.00084914 | 0.00030327 | 0.00010339 | 3.3713e-05 | 11.7785 | 1778807.079 | 1592741.4323 | 1728838.7353 | 1660824.0547 | 1708587.0835 | 1663227.635 | 1728565.5346 | 1721337.8961 | 1664194.1553 | 1712306.2811 | 1705075.9055 | 1758708.7712 | 0 | 8618325.4057 | 7566046.1145 | 8761283.0691 | 8372942.9572 | 8429788.7108 | 8384708.4523 | 8498504.5176 | 8733815.9429 | 8099008.1804 | 8693840.1016 | 8179086.0016 | 8627170.5525 | 2.8867
Retro12Med | Retro | Lighting | Industrial | Lighting | 24598.2832 | 13026.0759 | 193092109.7668 | -8.0316 | Industrial | Efficient Lighting 3 Shift | 2.0493 | 2.0493 | 2.0493 | 2.0493 | 2.0493 | 1.8443 | 1.4755 | 1.1804 | 0.9443 | 0.75544 | 0.60435 | 0.48348 | 0.38678 | 0.30943 | 0.24754 | 0.19803 | 0.0013507 | 0.00048241 | 0.00016446 | 5.3627e-05 | 18.7361 | 3387425.25 | 3041528.2244 | 3354273.8959 | 3221488.1788 | 3283291.769 | 3224953.3071 | 3320387.259 | 3342071.6273 | 3191496.4315 | 3325788.0027 | 3241140.9465 | 3375855.6861 | 0 | 13164726.4132 | 11578886.705 | 13311294.7577 | 12723913.4626 | 12856155.1148 | 12730414.2312 | 12949056.8726 | 13246093.8252 | 12358233.0001 | 13198560.9298 | 12508743.1304 | 13156330.7462 | 3.6442
Retro12Med | Retro | Lighting | Industrial | Lighting | 49701.8198 | 26319.7098 | 390150367.0073 | 47.0728 | Industrial | Lighting Controls | 4.1406 | 4.1406 | 4.1406 | 4.1406 | 4.1406 | 3.7265 | 2.9812 | 2.385 | 1.908 | 1.5264 | 1.2211 | 0.97689 | 0.78151 | 0.62521 | 0.50017 | 0.40013 | 0.0027292 | 0.00097472 | 0.00033229 | 0.00010836 | 37.8571 | 6844428.838 | 6145529.9983 | 6777445.1949 | 6509146.3177 | 6634022.9553 | 6516147.7486 | 6708975.8834 | 6752790.0209 | 6448546.787 | 6719888.3031 | 6548855.5245 | 6821052.0692 | 0 | 26599858.73 | 23395605.874 | 26896005.9598 | 25709178.4496 | 25976378.0218 | 25722313.5139 | 26164089.7566 | 26764264.8555 | 24970306.3806 | 26668222.7303 | 25274418.147 | 26582894.9473 | 0.74299
Retro12Med | Retro | Low Temp Refer | Industrial | Low Temp Refer | 20180.495 | 18447.1143 | 182392797.3432 | 25.5319 | Industrial | Refrigeration Retrofit (low temp) | 1.9357 | 1.9357 | 1.9357 | 1.9357 | 1.9357 | 1.7421 | 1.3937 | 1.115 | 0.89197 | 0.71358 | 0.57086 | 0.45669 | 0.36535 | 0.29228 | 0.23383 | 0.18706 | 0.0012759 | 0.00045568 | 0.00015534 | 5.0656e-05 | 17.6979 | 2166849.3273 | 1966316.9227 | 2197880.5474 | 2192116.3072 | 2425873.8741 | 2644449.1667 | 3365910.0244 | 3370857.5331 | 2995045.3414 | 2763116.3726 | 2375534.4649 | 2208381.8046 | 0 | 10498706.3365 | 9502472.9875 | 10645442.0618 | 10923851.7144 | 12197679.958 | 13254215.7246 | 16809875.7038 | 16817024.5084 | 14963723.9044 | 13774072.5263 | 11592446.8695 | 10740953.3617 | 1.1117
Retro12Med | Retro | Med Temp Refer | Industrial | Med Temp Refer | 9709.0505 | 8875.1026 | 87751112.2241 | 25.5319 | Industrial | Refrigeration Retrofit (med temp) | 0.93129 | 0.93129 | 0.93129 | 0.93129 | 0.93129 | 0.83816 | 0.67053 | 0.53642 | 0.42914 | 0.34331 | 0.27465 | 0.21972 | 0.17577 | 0.14062 | 0.1125 | 0.089997 | 0.00061385 | 0.00021923 | 7.4738e-05 | 2.4371e-05 | 8.5147 | 1042494.2282 | 946015.9582 | 1057423.6778 | 1054650.4406 | 1167113.6891 | 1272272.5841 | 1619375.0663 | 1621755.3653 | 1440948.1279 | 1329364.6374 | 1142894.8646 | 1062475.9442 | 0 | 5051039.1384 | 4571740.6919 | 5121635.2545 | 5255581.0957 | 5868433.3946 | 6376743.9747 | 8087409.7599 | 8090849.1257 | 7199206.5188 | 6626852.6041 | 5577249.3268 | 5167586.7554 | 1.1117
Retro12Med | Retro | All Electric | Industrial | All Electric | 16199.8121 | 16700.3104 | 131916658.5385 | 20.6936 | WaterSupply | WaterSupply | 1.4 | 1.4 | 1.4 | 1.4 | 1.4 | 1.26 | 1.008 | 0.80641 | 0.64512 | 0.5161 | 0.41288 | 0.3303 | 0.26424 | 0.21139 | 0.16912 | 0.13529 | 0.0009228 | 0.00032957 | 0.00011235 | 3.6637e-05 | 12.8001 | 2118557.2239 | 1905443.6278 | 2038820.5858 | 1881663.8222 | 1873884.069 | 1817935.9762 | 1901635.0839 | 1902379.1766 | 1842511.0143 | 1907643.4683 | 1940387.4186 | 2127699.1363 | 0 | 9868994.8927 | 8890564.823 | 9535645.1158 | 8817653.4271 | 8781306.456 | 8518822.0016 | 8878102.8479 | 8885099.31 | 8600951.9531 | 8918795.5228 | 9041208.0483 | 9920953.5372 | 1.205
Retro12Med | Retro | All Electric | Industrial | All Electric | 44721.796 | 46103.4898 | 364173969.1558 | 44.3206 | Wastewater | Wastewater | 3.8649 | 3.8649 | 3.8649 | 3.8649 | 3.8649 | 3.4784 | 2.7827 | 2.2262 | 1.781 | 1.4248 | 1.1398 | 0.91185 | 0.72948 | 0.58358 | 0.46687 | 0.37349 | 0.0025475 | 0.00090982 | 0.00031017 | 0.00010114 | 35.3365 | 5848566.8275 | 5260237.6125 | 5628442.9377 | 5194590.2082 | 5173113.1361 | 5018660.7777 | 5249723.6063 | 5251777.7759 | 5086503.5298 | 5266310.5728 | 5356704.7238 | 5873804.3263 | 0 | 27244709.5118 | 24543619.5513 | 26324451.8831 | 24342337.6757 | 24241996.8933 | 23517372.6746 | 24509216.5653 | 24528531.2554 | 23744103.6332 | 24621554.2572 | 24959490.7678 | 27388148.4527 | 0.76972
Retro12Med | Retro | Fans and Blowers | Industrial | Fans and Blowers | 17568.2508 | 9303.3065 | 137907616.1557 | 44.8186 | Industrial | Fan Optimization | 1.4636 | 1.4636 | 1.4636 | 1.4636 | 1.4636 | 1.3172 | 1.0538 | 0.84303 | 0.67442 | 0.53954 | 0.43163 | 0.3453 | 0.27624 | 0.22099 | 0.1768 | 0.14144 | 0.00096471 | 0.00034454 | 0.00011746 | 3.8301e-05 | 13.3814 | 2419320.7153 | 2172278.8539 | 2395643.8068 | 2300807.4009 | 2344947.9192 | 2303282.2176 | 2371441.7547 | 2386928.8688 | 2279387.1037 | 2375299.0003 | 2314843.5329 | 2411057.659 | 0 | 9402331.5566 | 8269714.724 | 9507011.6029 | 9087500.1362 | 9181947.9675 | 9092143.0266 | 9248298.9953 | 9460444.6811 | 8826328.8179 | 9426496.3841 | 8933824.1128 | 9396335.3176 | 0.76816
RetroEven20 | Retro | Pumps | Industrial | Pumps | 51472.5407 | 27257.3991 | 404050208.8084 | -14.4521 | Industrial | Pump Optimization | 1.9603 | 1.9603 | 1.9603 | 1.9603 | 1.9603 | 1.9603 | 1.9603 | 1.9603 | 1.9603 | 1.9603 | 1.9603 | 1.9603 | 1.9603 | 1.9603 | 1.9603 | 1.9603 | 1.9603 | 1.9603 | 1.9603 | 1.9603 | 39.2058 | 7088274.5091 | 6364476.0817 | 7018904.4475 | 6741046.9174 | 6870372.5204 | 6748297.7874 | 6947995.7879 | 6993370.8865 | 6678288.4143 | 6959296.983 | 6782170.8395 | 7064064.8989 | 0 | 27547528.8068 | 24229118.4066 | 27854226.8395 | 26625116.3635 | 26901835.4239 | 26638719.3892 | 27096234.7428 | 27717792.2102 | 25859920.5852 | 27618328.4034 | 26174866.9062 | 27529960.6575 | 7.029
Retro5Med | Retro | All Electric | Industrial | All Electric | 3370.0607 | 1784.6232 | 26454372.0432 | 44.2495 | Industrial | Fork Lift Battery Charger | 0.11038 | 0.13553 | 0.16584 | 0.19252 | 0.21959 | 0.25673 | 0.28164 | 0.28771 | 0.27113 | 0.23306 | 0.18035 | 0.11936 | 0.069307 | 0.03337 | 0.014118 | 0.0051338 | 0.0016036 | 0.00034951 | 5.7449e-05 | 6.8959e-06 | 2.5669 | 464090.4693 | 416701.2279 | 459548.6045 | 441356.4434 | 449823.7763 | 441831.1795 | 454906.0031 | 457876.8461 | 437247.4571 | 455645.926 | 444048.9492 | 462505.3939 | 0 | 1803618.8574 | 1586352.633 | 1823699.2921 | 1743225.7641 | 1761343.3861 | 1744116.3947 | 1774071.2892 | 1814766.5101 | 1693126.1147 | 1808254.3181 | 1713746.5895 | 1802468.6182 | 0.77479
Retro12Med | Retro | HVAC | Industrial | HVAC | 29183.0329 | 21606.6133 | 331040682.8297 | 5.5938 | Industrial | HVAC | 3.5133 | 3.5133 | 3.5133 | 3.5133 | 3.5133 | 3.162 | 2.5296 | 2.0236 | 1.6189 | 1.2951 | 1.0361 | 0.82889 | 0.66311 | 0.53049 | 0.42439 | 0.33951 | 0.0023157 | 0.00082705 | 0.00028195 | 9.194e-05 | 32.1215 | 4963798.4929 | 4458860.843 | 4737314.6864 | 4560404.0948 | 4170822.4624 | 3796938.5723 | 3752988.8284 | 3653749.728 | 3807952.567 | 4441913.0693 | 4466034.6856 | 4969393.4294 | 0 | 24678406.509 | 21791104.6436 | 23995346.8071 | 22954570.1397 | 23557594.5149 | 22924400.6162 | 23125210.1359 | 22632449.2968 | 22545689.2902 | 23752922.5543 | 22735031.7551 | 24567785.1075 | 2.0893
RetroEven20 | Retro | Material Processing | Industrial | Material Processing | 5899.9728 | 3124.3438 | 46313728.155 | -100.2882 | Industrial | Elec Chip Fab: Exhaust Injector | 0.2247 | 0.2247 | 0.2247 | 0.2247 | 0.2247 | 0.2247 | 0.2247 | 0.2247 | 0.2247 | 0.2247 | 0.2247 | 0.2247 | 0.2247 | 0.2247 | 0.2247 | 0.2247 | 0.2247 | 0.2247 | 0.2247 | 0.2247 | 4.4939 | 812484.2199 | 729519.7692 | 804532.7671 | 772683.7101 | 787507.4887 | 773514.8316 | 796404.9544 | 801606.0159 | 765490.0985 | 797700.3392 | 777397.486 | 809709.2249 | 0 | 3157599.5574 | 2777231.0937 | 3192754.4194 | 3051869.2342 | 3083587.7956 | 3053428.4633 | 3105870.564 | 3177115.7779 | 2964159.6663 | 3165714.8688 | 3000259.9775 | 3155585.8312 | 2.8986
Retro5Med | Retro | Material Processing | Industrial | Material Processing | 2259.8654 | 1196.7168 | 17739538.156 | -90.0742 | Industrial | Elec Chip Fab: Solidstate Chiller | 0.074016 | 0.09088 | 0.11121 | 0.1291 | 0.14725 | 0.17216 | 0.18886 | 0.19293 | 0.18181 | 0.15628 | 0.12094 | 0.080041 | 0.046475 | 0.022377 | 0.0094672 | 0.0034426 | 0.0010753 | 0.00023437 | 3.8524e-05 | 4.6242e-06 | 1.7213 | 311205.6704 | 279427.8133 | 308160.027 | 295960.889 | 301638.838 | 296279.2333 | 305046.8325 | 307038.9941 | 293205.5214 | 305543.0035 | 297766.4057 | 310142.7646 | 0 | 1209454.7354 | 1063762.2778 | 1222920.0952 | 1168956.8706 | 1181106.0249 | 1169554.1018 | 1189640.9892 | 1216930.0295 | 1135361.492 | 1212563.1415 | 1149188.9871 | 1208683.4182 | 2.2977
RetroEven20 | Retro | Med Temp Refer | Industrial | Med Temp Refer | 20189.5611 | 18455.4016 | 182474736.7989 | 16.8567 | Industrial | Fruit Storage Refer Retrofit | 0.88529 | 0.88529 | 0.88529 | 0.88529 | 0.88529 | 0.88529 | 0.88529 | 0.88529 | 0.88529 | 0.88529 | 0.88529 | 0.88529 | 0.88529 | 0.88529 | 0.88529 | 0.88529 | 0.88529 | 0.88529 | 0.88529 | 0.88529 | 17.7059 | 2167822.7783 | 1967200.2851 | 2198867.9391 | 2193101.1094 | 2426963.6911 | 2645637.1781 | 3367422.1501 | 3372371.8814 | 2996390.8572 | 2764357.695 | 2376601.6671 | 2209373.914 | 0 | 10503422.851 | 9506741.947 | 10650224.497 | 10928759.2244 | 12203159.7317 | 13260170.1441 | 16817427.4936 | 16824579.5098 | 14970446.3156 | 13780260.49 | 11597654.7439 | 10745778.705 | 1.3779
RetroEven20 | Retro | Material Processing | Industrial | Material Processing | 1379.7504 | 1440.6761 | 13120184.9718 | 14.5265 | Panel | Panel: Hydraulic Press | 0.063654 | 0.063654 | 0.063654 | 0.063654 | 0.063654 | 0.063654 | 0.063654 | 0.063654 | 0.063654 | 0.063654 | 0.063654 | 0.063654 | 0.063654 | 0.063654 | 0.063654 | 0.063654 | 0.063654 | 0.063654 | 0.063654 | 0.063654 | 1.2731 | 194826.9245 | 181219.7191 | 194141.5262 | 176599.3709 | 172018.9596 | 168622.0379 | 154731.5723 | 180488.3945 | 179269.7512 | 190007.8551 | 181388.2169 | 191520.8077 | 0 | 978928.9727 | 909585.5914 | 995672.1731 | 906452.3243 | 883532.6978 | 857990.2685 | 782549.3327 | 912861.6391 | 902875.0116 | 953113.2634 | 908016.2978 | 963772.2634 | 1.4428
Retro5Med | Retro | Material Handling | Industrial | Material Handling | 7294.6866 | 7616.7988 | 69365908.1541 | -16.2745 | Wood | Wood: Replace Pneumatic Conveyor | 0.28942 | 0.35536 | 0.43486 | 0.5048 | 0.57579 | 0.67317 | 0.73848 | 0.75441 | 0.71094 | 0.61111 | 0.4729 | 0.31298 | 0.18173 | 0.087499 | 0.037019 | 0.013461 | 0.0042047 | 0.00091644 | 0.00015064 | 1.8082e-05 | 6.7307 | 1030042.3795 | 958101.6136 | 1026418.7053 | 933674.0121 | 909457.5555 | 891498.1623 | 818059.8105 | 954235.1288 | 947792.209 | 1004564.1473 | 958992.4548 | 1012563.0687 | 0 | 5175559.4419 | 4808943.6792 | 5264080.0919 | 4792378.2177 | 4671203.0434 | 4536161.2121 | 4137307.9156 | 4826264.0164 | 4773465.1046 | 5039072.79 | 4800646.885 | 5095426.509 | 21.591
Retro5Med | Retro | Material Handling | Industrial | Material Handling | 798.1702 | 833.4151 | 7589880.6209 | -16.0524 | Wood | Wood: Process Optimization | 0.031668 | 0.038883 | 0.047581 | 0.055235 | 0.063002 | 0.073657 | 0.080803 | 0.082546 | 0.077789 | 0.066867 | 0.051744 | 0.034245 | 0.019884 | 0.009574 | 0.0040505 | 0.0014729 | 0.00046007 | 0.00010028 | 1.6482e-05 | 1.9785e-06 | 0.73646 | 112705.2021 | 104833.5856 | 112308.7068 | 102160.7657 | 99511.0489 | 97545.9675 | 89510.4882 | 104410.5225 | 103705.5509 | 109917.4242 | 104931.0597 | 110792.6504 | 0 | 566299.4885 | 526185.1161 | 575985.2432 | 524372.5561 | 511113.8079 | 496337.7975 | 452696.0579 | 528080.2732 | 522303.1206 | 551365.3888 | 525277.2973 | 557531.5013 | 19.6157
RetroEven20 | Retro | Melting and Casting | Industrial | Melting and Casting | 145.0415 | 76.8071 | 1138549.8451 | -7.703 | MetalFab | Metal: New Arc Furnace | 0.0055238 | 0.0055238 | 0.0055238 | 0.0055238 | 0.0055238 | 0.0055238 | 0.0055238 | 0.0055238 | 0.0055238 | 0.0055238 | 0.0055238 | 0.0055238 | 0.0055238 | 0.0055238 | 0.0055238 | 0.0055238 | 0.0055238 | 0.0055238 | 0.0055238 | 0.0055238 | 0.11048 | 19973.6411 | 17934.0911 | 19778.1672 | 18995.2084 | 19359.6276 | 19015.6402 | 19578.3577 | 19706.2176 | 18818.3648 | 19610.2027 | 19111.0891 | 19905.4222 | 0 | 77624.5971 | 68273.8393 | 78488.8238 | 75025.3841 | 75805.1348 | 75063.7153 | 76352.9215 | 78104.3725 | 72869.1829 | 77824.0992 | 73756.6521 | 77575.0928 | 3.6456
RetroEven20 | Retro | Material Processing | Industrial | Material Processing | 2348.5695 | 1243.6902 | 18435848.9032 | 64.0844 | MechPulp | Mech Pulp: Refiner Optimization | 0.089443 | 0.089443 | 0.089443 | 0.089443 | 0.089443 | 0.089443 | 0.089443 | 0.089443 | 0.089443 | 0.089443 | 0.089443 | 0.089443 | 0.089443 | 0.089443 | 0.089443 | 0.089443 | 0.089443 | 0.089443 | 0.089443 | 0.089443 | 1.7889 | 323421.0872 | 290395.8885 | 320255.8965 | 307577.9191 | 313478.7384 | 307908.759 | 317020.5032 | 319090.8609 | 304714.398 | 317536.1498 | 309454.3057 | 322316.4604 | 0 | 1256928.1433 | 1105516.9785 | 1270922.0442 | 1214840.6599 | 1227466.6917 | 1215461.3336 | 1236336.6697 | 1264696.8569 | 1179926.5986 | 1260158.5603 | 1194296.8493 | 1256126.5504 | 0.59569
Retro3Slow | Retro | Pumps | Industrial | Pumps | 4895.1737 | 2592.2502 | 38426234.9281 | -9.5142 | KraftPulp | Kraft: Effluent Treatment System | 0.020627 | 0.032423 | 0.064846 | 0.11348 | 0.17653 | 0.24714 | 0.31454 | 0.36696 | 0.39519 | 0.39519 | 0.36884 | 0.32274 | 0.26578 | 0.20672 | 0.15232 | 0.10662 | 0.071083 | 0.045235 | 0.027534 | 0.018643 | 3.7286 | 674113.5027 | 605278.3733 | 667516.2278 | 641091.2477 | 653390.4519 | 641780.8245 | 660772.6283 | 665087.9192 | 635122.7494 | 661847.4016 | 645002.2406 | 671811.1052 | 0 | 2619842.2635 | 2304252.7282 | 2649010.0511 | 2532118.4201 | 2558435.1288 | 2533412.1035 | 2576923.014 | 2636034.7599 | 2459346.294 | 2626575.4909 | 2489298.5154 | 2618171.4864 | 4.1864
Retro3Slow | Retro | Material Processing | Industrial | Material Processing | 1607.657 | 851.3383 | 12619818.7943 | -8.9982 | KraftPulp | Kraft: Efficient Agitator | 0.0067741 | 0.010648 | 0.021297 | 0.037269 | 0.057974 | 0.081164 | 0.1033 | 0.12052 | 0.12979 | 0.12979 | 0.12113 | 0.10599 | 0.087288 | 0.06789 | 0.050025 | 0.035017 | 0.023345 | 0.014856 | 0.0090426 | 0.0061226 | 1.2245 | 221390.1587 | 198783.55 | 219223.5032 | 210545.0974 | 214584.362 | 210771.566 | 217008.7923 | 218426.006 | 208584.9427 | 217361.7658 | 211829.533 | 220634.0129 | 0 | 860400.0547 | 756755.1685 | 869979.2444 | 831590.0761 | 840232.9237 | 832014.9434 | 846304.6547 | 865717.9416 | 807690.4917 | 862611.3593 | 817527.3026 | 859851.3436 | 4.0166
Retro5Med | Retro | Material Processing | Industrial | Material Processing | 297.7392 | 157.6685 | 2337199.5723 | 8.6193 | Paper | Paper: Efficient Pulp Screen | 0.0097517 | 0.011973 | 0.014652 | 0.017009 | 0.019401 | 0.022682 | 0.024882 | 0.025419 | 0.023954 | 0.020591 | 0.015934 | 0.010545 | 0.0061231 | 0.0029482 | 0.0012473 | 0.00045357 | 0.00014167 | 3.0878e-05 | 5.0755e-06 | 6.0924e-07 | 0.22678 | 41001.6176 | 36814.8573 | 40600.3514 | 38993.1044 | 39741.1791 | 39035.0465 | 40190.1854 | 40452.6544 | 38630.0823 | 40255.5563 | 39230.9828 | 40861.5788 | 0 | 159346.7127 | 140151.6048 | 161120.7856 | 154011.0838 | 155611.7455 | 154089.7696 | 156736.2344 | 160331.5892 | 149584.8635 | 159756.2479 | 151406.648 | 159245.091 | 1.6846
Retro5Med | Retro | Material Processing | Industrial | Material Processing | 452.9964 | 239.8852 | 3555940.274 | 5.645 | Paper | Paper: Vacuum Updgrades | 0.014837 | 0.018217 | 0.022292 | 0.025878 | 0.029517 | 0.034509 | 0.037857 | 0.038674 | 0.036445 | 0.031328 | 0.024243 | 0.016044 | 0.0093161 | 0.0044855 | 0.0018977 | 0.00069008 | 0.00021555 | 4.698e-05 | 7.7222e-06 | 9.2693e-07 | 0.34504 | 62382.0512 | 56012.0904 | 61771.5434 | 59326.1919 | 60464.3527 | 59390.0049 | 61147.4948 | 61546.8292 | 58773.8707 | 61246.9537 | 59688.1128 | 62168.9887 | 0 | 242438.6004 | 213234.1379 | 245137.7697 | 234320.6896 | 236756.0218 | 234440.4063 | 238466.8793 | 243937.0442 | 227586.4016 | 243061.6892 | 230358.1619 | 242283.9878 | 1.8676
Retro5Med | Retro | Material Handling | Industrial | Material Handling | 186.861 | 98.9527 | 1466825.363 | 6.9483 | Paper | Paper: Process Efficiency | 0.0061201 | 0.0075146 | 0.0091956 | 0.010675 | 0.012176 | 0.014235 | 0.015616 | 0.015953 | 0.015034 | 0.012923 | 0.01 | 0.0066183 | 0.0038429 | 0.0018503 | 0.00078281 | 0.00028466 | 8.8914e-05 | 1.9379e-05 | 3.1854e-06 | 3.8236e-07 | 0.14233 | 25732.5961 | 23104.9873 | 25480.7616 | 24472.0542 | 24941.5455 | 24498.377 | 25223.3416 | 25388.067 | 24244.2217 | 25264.3684 | 24621.3465 | 25644.7078 | 0 | 100005.9227 | 87959.0819 | 101119.33 | 96657.2845 | 97661.859 | 96706.6676 | 98367.5877 | 100624.0307 | 93879.3907 | 100262.9468 | 95022.7418 | 99942.1449 | 1.7827
Retro5Med | Retro | Other | Industrial | Other | 112.2162 | 59.4243 | 880877.0224 | 16.3446 | Industrial | Mech and Kraft: Hydraulic Power Units | 0.0036753 | 0.0045127 | 0.0055223 | 0.0064105 | 0.007312 | 0.0085486 | 0.0093779 | 0.0095802 | 0.0090282 | 0.0077605 | 0.0060054 | 0.0039745 | 0.0023078 | 0.0011112 | 0.0004701 | 0.00017095 | 5.3396e-05 | 1.1638e-05 | 1.9129e-06 | 2.2962e-07 | 0.085473 | 15453.2729 | 13875.3071 | 15302.038 | 14696.2759 | 14978.2209 | 14712.0836 | 15147.4488 | 15246.3718 | 14559.455 | 15172.0867 | 14785.9309 | 15400.4931 | 0 | 60056.8559 | 52822.3305 | 60725.4937 | 58045.8881 | 58649.1683 | 58075.5443 | 59072.9817 | 60428.0501 | 56377.6713 | 60211.2073 | 57064.2913 | 60018.5552 | 1.3427
RetroEven20 | Retro | All Electric | Industrial | All Electric | 55637.7939 | 29463.1182 | 436746699.0227 | 13.1438 | Industrial | Energy Management2 | 2.1189 | 2.1189 | 2.1189 | 2.1189 | 2.1189 | 2.1189 | 2.1189 | 2.1189 | 2.1189 | 2.1189 | 2.1189 | 2.1189 | 2.1189 | 2.1189 | 2.1189 | 2.1189 | 2.1189 | 2.1189 | 2.1189 | 2.1189 | 42.3784 | 7661870.7926 | 6879501.2577 | 7586887.1773 | 7286544.902 | 7426335.772 | 7294382.5258 | 7510240.4578 | 7559287.3934 | 7218707.8647 | 7522456.1666 | 7330996.6479 | 7635702.096 | 0 | 29776725.7888 | 26189783.4814 | 30108242.3936 | 28779670.0246 | 29078781.7031 | 28794373.8323 | 29288912.1745 | 29960767.2218 | 27952553.1885 | 29853254.6197 | 28292985.5484 | 29757735.9923 | 1.2681
Retro12Med | Retro | Compressed Air | Industrial | Compressed Air | 18577.2787 | 9837.6395 | 145828304.2774 | 7.3789 | Industrial | Air Compressor (Large) System Optimization | 1.5477 | 1.5477 | 1.5477 | 1.5477 | 1.5477 | 1.3929 | 1.1143 | 0.89145 | 0.71316 | 0.57053 | 0.45642 | 0.36514 | 0.29211 | 0.23369 | 0.18695 | 0.14956 | 0.0010201 | 0.00036433 | 0.0001242 | 4.0501e-05 | 14.15 | 2558273.7724 | 2297043.1258 | 2533236.9868 | 2432953.6765 | 2479629.394 | 2435570.6337 | 2507644.8961 | 2524021.5086 | 2410303.1101 | 2511723.6815 | 2447795.9701 | 2549536.1296 | 0 | 9942352.0279 | 8744683.6417 | 10053044.3455 | 9609438.3466 | 9709310.7646 | 9614347.9002 | 9779472.6465 | 10003802.8646 | 9333266.7215 | 9967904.756 | 9446935.9807 | 9936011.3966 | 1.7564
LO12Med | NR | Compressors | Industrial | Compressed Air | 3.0005 | 1.5889 | 23553.3403 | 16.0225 | Rotary-Industrial | Compressors-NR, Rotary-Industrial-CS->CS, Pre-Standard | 0.23108 | 0.47439 | 0.72775 | 0 | 0 | 0 | 0 | 0 | 0 | 0 | 0 | 0 | 0 | 0 | 0 | 0 | 0 | 0 | 0 | 0 | 6.4993 | 413.1975 | 371.0051 | 409.1537 | 392.9565 | 400.4953 | 393.3792 | 405.0202 | 407.6653 | 389.2982 | 405.679 | 395.3538 | 411.7863 | 0 | 1605.8309 | 1412.3905 | 1623.7093 | 1552.0606 | 1568.1915 | 1552.8536 | 1579.5236 | 1615.7561 | 1507.455 | 1609.9581 | 1525.8142 | 1604.8068 | 1.3542
LO12Med | NR | Compressors | Industrial | Compressed Air | 2.8696 | 1.5196 | 22526.0244 | 53.5388 | Rotary-Industrial | Compressors-NR, Rotary-Industrial-VS->VS, Pre-Standard | 0.14932 | 0.30654 | 0.47027 | 0 | 0 | 0 | 0 | 0 | 0 | 0 | 0 | 0 | 0 | 0 | 0 | 0 | 0 | 0 | 0 | 0 | 4.1998 | 395.1753 | 354.8231 | 391.3078 | 375.8171 | 383.0271 | 376.2214 | 387.3546 | 389.8843 | 372.3183 | 387.9847 | 378.1098 | 393.8256 | 0 | 1535.7901 | 1350.7869 | 1552.8887 | 1484.3651 | 1499.7923 | 1485.1235 | 1510.6302 | 1545.2824 | 1441.705 | 1539.7372 | 1459.2634 | 1534.8107 | 0.67916
LO12Med | NR | Compressors | Industrial | Compressed Air | 5.0623 | 2.6807 | 39738.0433 | 32.9127 | Rotary-Industrial | Compressors-NR, Rotary-Industrial-CS->VS, Pre-Standard | 0.2174 | 0.44631 | 0.68468 | 0 | 0 | 0 | 0 | 0 | 0 | 0 | 0 | 0 | 0 | 0 | 0 | 0 | 0 | 0 | 0 | 0 | 6.1146 | 697.1266 | 625.9416 | 690.3041 | 662.977 | 675.6961 | 663.6902 | 683.3303 | 687.7929 | 656.8048 | 684.4418 | 667.0216 | 694.7456 | 0 | 2709.2794 | 2382.9161 | 2739.4429 | 2618.5608 | 2645.7759 | 2619.8986 | 2664.8949 | 2726.0246 | 2543.3043 | 2716.2425 | 2574.2791 | 2707.5515 | 0.93555
LO12Med | NR | Compressors | Industrial | Compressed Air | 2.2986 | 1.2172 | 18043.5965 | 20.4573 | Rotary-Industrial | Compressors-NR, Rotary-Industrial-CS->CS, Post-Standard | 0 | 0 | 0 | 0.75825 | 0.94781 | 1.1184 | 1.2549 | 1.3641 | 1.4514 | 1.5213 | 1.5772 | 1.6219 | 1.6577 | 1.6863 | 1.7092 | 1.7276 | 1.131 | 0.94142 | 0.77081 | 0.63433 | 17.3314 | 316.5398 | 284.2172 | 313.4419 | 301.0337 | 306.809 | 301.3575 | 310.2754 | 312.3017 | 298.2311 | 310.7801 | 302.8702 | 315.4587 | 0 | 1230.185 | 1081.9953 | 1243.8811 | 1188.993 | 1201.3504 | 1189.6004 | 1210.0316 | 1237.7884 | 1154.8218 | 1233.3467 | 1168.8863 | 1229.4004 | 1.2118
LO12Med | NR | Compressors | Industrial | Compressed Air | 2.3832 | 1.262 | 18707.8835 | 59.6858 | Rotary-Industrial | Compressors-NR, Rotary-Industrial-VS->VS, Post-Standard | 0 | 0 | 0 | 0.53118 | 0.66397 | 0.78349 | 0.8791 | 0.95559 | 1.0168 | 1.0657 | 1.1049 | 1.1362 | 1.1613 | 1.1813 | 1.1974 | 1.2102 | 0.79229 | 0.6595 | 0.53998 | 0.44437 | 12.1413 | 328.1934 | 294.6809 | 324.9815 | 312.1165 | 318.1043 | 312.4522 | 321.6984 | 323.7993 | 309.2107 | 322.2216 | 314.0205 | 327.0725 | 0 | 1275.475 | 1121.8297 | 1289.6754 | 1232.7665 | 1245.5789 | 1233.3964 | 1254.5797 | 1283.3584 | 1197.3373 | 1278.7531 | 1211.9196 | 1274.6616 | 0.62788
LO12Med | NR | Compressors | Industrial | Compressed Air | 4.9203 | 2.6055 | 38623.1739 | 36.0609 | Rotary-Industrial | Compressors-NR, Rotary-Industrial-CS->VS, Post-Standard | 0 | 0 | 0 | 0.90507 | 1.1313 | 1.335 | 1.4979 | 1.6282 | 1.7325 | 1.8159 | 1.8826 | 1.936 | 1.9787 | 2.0129 | 2.0402 | 2.0621 | 1.35 | 1.1237 | 0.92007 | 0.75716 | 20.6874 | 677.5684 | 608.3805 | 670.9373 | 644.3769 | 656.7392 | 645.07 | 664.1592 | 668.4966 | 638.3778 | 665.2394 | 648.308 | 675.2542 | 0 | 2633.2693 | 2316.0623 | 2662.5865 | 2545.0958 | 2571.5474 | 2546.3961 | 2590.13 | 2649.5447 | 2471.9507 | 2640.037 | 2502.0565 | 2631.5899 | 0.88458
LO12Med | NR | Compressors | Industrial | Compressed Air | 0.1163 | 0.061588 | 912.9444 | 109.5373 | Reciprocating-Industrial | Compressors-NR, Reciprocating-Industrial-CS->CS, No Standard Established | 0.044926 | 0.091747 | 0.1407 | 0.19843 | 0.24804 | 0.29269 | 0.32841 | 0.35698 | 0.37984 | 0.39813 | 0.41276 | 0.35813 | 0.33206 | 0.30201 | 0.2614 | 0.21722 | 0.17496 | 0.14113 | 0.11407 | 0.092426 | 5.6389 | 16.0158 | 14.3804 | 15.8591 | 15.2313 | 15.5235 | 15.2477 | 15.6989 | 15.8014 | 15.0895 | 15.7244 | 15.3242 | 15.9611 | 0 | 62.2432 | 54.7453 | 62.9361 | 60.159 | 60.7842 | 60.1897 | 61.2235 | 62.6279 | 58.43 | 62.4031 | 59.1417 | 62.2035 | 0.38942
LO5Med | NR | Advanced_Motors | Industrial | Material Handling | 1575.3351 | 834.2222 | 12366097.9436 | -21.7242 | VS->VS | Advanced_Motors-NR-Material Handling-VS->VS | 0.0025019 | 0.0055739 | 0.0093331 | 0.013697 | 0.018674 | 0.024494 | 0.030878 | 0.037399 | 0.043545 | 0.048828 | 0.052916 | 0.055721 | 0.0574 | 0.058184 | 0.058184 | 0.058184 | 0.058184 | 0.058184 | 0.058184 | 0.058184 | 1.1637 | 216939.1202 | 194787.0162 | 214816.0252 | 206312.0984 | 210270.1537 | 206534.0138 | 212645.8409 | 214034.5617 | 204391.3524 | 212991.7179 | 207570.7104 | 216198.1767 | 0 | 843101.753 | 741540.6422 | 852488.3535 | 814870.9975 | 823340.0812 | 815287.3229 | 829289.7403 | 848312.724 | 791451.9131 | 845268.5994 | 801090.9554 | 842564.0736 | 9999
LO5Med | NR | Advanced_Motors | Industrial | Material Handling | 1056.6696 | 559.5618 | 8294667.0442 | 2.8826 | CS->CS | Advanced_Motors-NR-Material Handling-CS->CS | 0.0016782 | 0.0037387 | 0.0062602 | 0.0091873 | 0.012526 | 0.016429 | 0.020711 | 0.025086 | 0.029208 | 0.032752 | 0.035494 | 0.037376 | 0.038502 | 0.039028 | 0.039028 | 0.039028 | 0.039028 | 0.039028 | 0.039028 | 0.039028 | 0.78055 | 145513.7893 | 130655.0742 | 144089.705 | 138385.6226 | 141040.5224 | 138534.4743 | 142634.0351 | 143565.5316 | 137097.2657 | 142866.0352 | 139229.8475 | 145016.795 | 0 | 565517.7856 | 497394.793 | 571813.929 | 546581.7624 | 552262.4735 | 546861.0163 | 556253.2587 | 569013.0894 | 530873.2092 | 566971.2165 | 537338.6801 | 565157.1325 | 2.0773
LO5Med | NR | Advanced_Motors | Industrial | Material Handling | 22559.6055 | 11946.4896 | 177088855.4591 | -3.9561 | CS->VS | Advanced_Motors-NR-Material Handling-CS->VS | 0.035829 | 0.079821 | 0.13365 | 0.19615 | 0.26743 | 0.35076 | 0.44218 | 0.53557 | 0.62359 | 0.69924 | 0.75778 | 0.79796 | 0.822 | 0.83323 | 0.83323 | 0.83323 | 0.83323 | 0.83323 | 0.83323 | 0.83323 | 16.6646 | 3106679.3003 | 2789449.8266 | 3076275.4927 | 2954494.9048 | 3011176.2838 | 2957672.8471 | 3045197.3418 | 3065084.5343 | 2926988.8393 | 3050150.478 | 2972518.8734 | 3096068.6087 | 0 | 12073648.8703 | 10619241.7523 | 12208069.7972 | 11669369.9953 | 11790651.6099 | 11675331.9877 | 11875853.7757 | 12148272.6437 | 11333996.7134 | 12104679.2206 | 11472032.7354 | 12065949.0266 | 2.8768
LO5Med | NR | Advanced_Motors | Industrial | Material Processing | 1988.329 | 1052.9241 | 15608025.8314 | -21.7242 | VS->VS | Advanced_Motors-NR-Material Processing-VS->VS | 0.0031578 | 0.0070352 | 0.01178 | 0.017288 | 0.02357 | 0.030915 | 0.038972 | 0.047204 | 0.054961 | 0.061629 | 0.066788 | 0.070329 | 0.072448 | 0.073438 | 0.073438 | 0.073438 | 0.073438 | 0.073438 | 0.073438 | 0.073438 | 1.4688 | 273812.4353 | 245852.879 | 271132.7442 | 260399.4061 | 265395.1153 | 260679.4994 | 268393.6188 | 270146.4102 | 257975.1125 | 268830.1719 | 261987.9791 | 272877.244 | 0 | 1064131.4664 | 935944.8349 | 1075978.8822 | 1028499.6639 | 1039189.0242 | 1029025.1342 | 1046698.4612 | 1070708.5589 | 998940.9724 | 1066866.3788 | 1011107.0107 | 1063452.8277 | 9999
LO5Med | NR | Advanced_Motors | Industrial | Material Processing | 1248.196 | 660.985 | 9798114.4567 | 2.8826 | CS->CS | Advanced_Motors-NR-Material Processing-CS->CS | 0.0019824 | 0.0044164 | 0.0073949 | 0.010853 | 0.014796 | 0.019407 | 0.024465 | 0.029633 | 0.034502 | 0.038688 | 0.041927 | 0.04415 | 0.04548 | 0.046102 | 0.046102 | 0.046102 | 0.046102 | 0.046102 | 0.046102 | 0.046102 | 0.92203 | 171888.848 | 154336.9209 | 170206.6417 | 163468.6675 | 166604.7804 | 163644.4993 | 168487.1248 | 169587.4594 | 161946.7899 | 168761.1759 | 164465.9122 | 171301.7712 | 0 | 668020.5439 | 587549.9385 | 675457.8929 | 645652.2775 | 652362.6441 | 645982.1474 | 657076.778 | 672149.388 | 627096.4752 | 669737.416 | 634733.8431 | 667594.5208 | 2.0773
LO5Med | NR | Advanced_Motors | Industrial | Material Processing | 30519.8708 | 16161.8658 | 239575509.482 | -4.4678 | CS->VS | Advanced_Motors-NR-Material Processing-CS->VS | 0.048471 | 0.10799 | 0.18082 | 0.26536 | 0.36179 | 0.47453 | 0.59821 | 0.72455 | 0.84362 | 0.94597 | 1.0252 | 1.0795 | 1.112 | 1.1272 | 1.1272 | 1.1272 | 1.1272 | 1.1272 | 1.1272 | 1.1272 | 22.5448 | 4202886.0271 | 3773720.6085 | 4161754.0899 | 3997002.636 | 4073684.3121 | 4001301.9306 | 4119709.8639 | 4146614.348 | 3959790.9231 | 4126410.7381 | 4021386.4486 | 4188531.302 | 0 | 16333893.9196 | 14366292.2578 | 16515745.9168 | 15786963.3 | 15951039.7153 | 15795029.01 | 16066305.8749 | 16434849.0502 | 15333251.9432 | 16375873.4782 | 15519994.6392 | 16323477.149 | 2.9621
LO5Med | NR | Advanced_Motors | Industrial | Low Temp Refer | 790.0315 | 418.3629 | 6201605.2778 | -21.7242 | VS->VS | Advanced_Motors-NR-Low Temp Refer-VS->VS | 0.0016366 | 0.0036461 | 0.0061051 | 0.0089596 | 0.012216 | 0.016022 | 0.020198 | 0.024464 | 0.028484 | 0.03194 | 0.034614 | 0.036449 | 0.037547 | 0.03806 | 0.03806 | 0.03806 | 0.03806 | 0.03806 | 0.03806 | 0.03806 | 0.58359 | 108795.0944 | 97685.8014 | 107730.361 | 103465.6368 | 105450.6038 | 103576.9275 | 106642.0123 | 107338.4566 | 102502.3816 | 106815.4699 | 104096.8314 | 108423.5108 | 0 | 422816.0172 | 371883.0613 | 427523.4028 | 408658.277 | 412905.5274 | 408867.0644 | 415889.2849 | 425429.3222 | 396913.5926 | 423902.6919 | 401747.5779 | 422546.3707 | 9999
LO5Med | NR | Advanced_Motors | Industrial | Low Temp Refer | 441.6004 | 233.8505 | 3466483.6039 | 7.3792 | CS->CS | Advanced_Motors-NR-Low Temp Refer-CS->CS | 0.0009148 | 0.002038 | 0.0034125 | 0.0050081 | 0.0068281 | 0.0089558 | 0.01129 | 0.013674 | 0.015922 | 0.017853 | 0.019348 | 0.020374 | 0.020988 | 0.021274 | 0.021274 | 0.021274 | 0.021274 | 0.021274 | 0.021274 | 0.021274 | 0.32621 | 60812.708 | 54602.9961 | 60217.5587 | 57833.7249 | 58943.253 | 57895.9325 | 59609.2093 | 59998.4977 | 57295.2984 | 59706.1661 | 58186.5409 | 60605.0056 | 0 | 236339.5807 | 207869.8139 | 238970.847 | 228425.8919 | 230799.9585 | 228542.5969 | 232467.7761 | 237800.3281 | 221861.0181 | 236946.9944 | 224563.0493 | 236188.8576 | 1.7563
LO5Med | NR | Advanced_Motors | Industrial | Low Temp Refer | 13781.3729 | 7297.9568 | 108181304.4698 | -2.6338 | CS->VS | Advanced_Motors-NR-Low Temp Refer-CS->VS | 0.028549 | 0.063602 | 0.1065 | 0.15629 | 0.21309 | 0.27949 | 0.35234 | 0.42675 | 0.49688 | 0.55716 | 0.60381 | 0.63582 | 0.65498 | 0.66393 | 0.66393 | 0.66393 | 0.66393 | 0.66393 | 0.66393 | 0.66393 | 10.1802 | 1897830.4332 | 1704039.0273 | 1879257.1382 | 1804862.9431 | 1839488.8686 | 1806804.3072 | 1860271.8954 | 1872420.7256 | 1788059.8414 | 1863297.7026 | 1815873.5537 | 1891348.4982 | 0 | 7375636.83 | 6487158.225 | 7457752.8456 | 7128668.0642 | 7202757.4429 | 7132310.1687 | 7254806.3503 | 7421223.5335 | 6923792.8391 | 7394592.8719 | 7008117.2698 | 7370933.0945 | 2.6776
LO5Med | NR | Advanced_Motors | Industrial | Med Temp Refer | 827.6635 | 438.291 | 6497009.7084 | -21.7242 | VS->VS | Advanced_Motors-NR-Med Temp Refer-VS->VS | 0.0017145 | 0.0038197 | 0.0063959 | 0.0093864 | 0.012797 | 0.016785 | 0.02116 | 0.025629 | 0.029841 | 0.033461 | 0.036263 | 0.038185 | 0.039336 | 0.039873 | 0.039873 | 0.039873 | 0.039873 | 0.039873 | 0.039873 | 0.039873 | 0.61139 | 113977.3902 | 102338.9222 | 112861.9398 | 108394.0716 | 110473.5896 | 108510.6635 | 111721.7492 | 112451.3676 | 107384.9332 | 111903.4691 | 109055.3323 | 113588.1067 | 0 | 442956.2421 | 389597.1691 | 447887.8571 | 428124.1186 | 432573.6805 | 428342.8513 | 435699.5649 | 445694.028 | 415819.9933 | 444094.679 | 420884.2384 | 442673.7513 | 9999
LO5Med | NR | Advanced_Motors | Industrial | Med Temp Refer | 462.6354 | 244.9896 | 3631604.4991 | 7.3792 | CS->CS | Advanced_Motors-NR-Med Temp Refer-CS->CS | 0.00095837 | 0.0021351 | 0.0035751 | 0.0052466 | 0.0071533 | 0.0093824 | 0.011828 | 0.014326 | 0.01668 | 0.018704 | 0.02027 | 0.021344 | 0.021987 | 0.022288 | 0.022288 | 0.022288 | 0.022288 | 0.022288 | 0.022288 | 0.022288 | 0.34174 | 63709.4327 | 57203.9303 | 63085.9344 | 60588.5501 | 61750.929 | 60653.7209 | 62448.6072 | 62856.4387 | 60024.4765 | 62550.1823 | 60958.172 | 63491.8367 | 0 | 247597.2723 | 217771.3895 | 250353.8751 | 239306.6264 | 241793.7782 | 239428.8905 | 243541.0398 | 249127.6002 | 232429.0445 | 248233.6192 | 235259.7829 | 247439.3697 | 1.7563
LO5Med | NR | Advanced_Motors | Industrial | Med Temp Refer | 14437.8285 | 7645.5844 | 113334363.2689 | -2.6338 | CS->VS | Advanced_Motors-NR-Med Temp Refer-CS->VS | 0.029909 | 0.066632 | 0.11157 | 0.16374 | 0.22324 | 0.2928 | 0.36912 | 0.44708 | 0.52055 | 0.5837 | 0.63257 | 0.66611 | 0.68618 | 0.69555 | 0.69555 | 0.69555 | 0.69555 | 0.69555 | 0.69555 | 0.69555 | 10.6651 | 1988230.8205 | 1785208.4432 | 1968772.8135 | 1890834.9594 | 1927110.2404 | 1892868.7975 | 1948883.2364 | 1961610.7584 | 1873231.4664 | 1952053.1735 | 1902370.0444 | 1981440.1279 | 0 | 7726964.5427 | 6796164.5541 | 7812992.0351 | 7468231.7797 | 7545850.298 | 7472047.3705 | 7600378.4792 | 7774722.7025 | 7253597.6218 | 7746823.5281 | 7341938.7239 | 7722036.7516 | 2.6776
LO5Med | NR | Advanced_Motors | Industrial | Pollution Control | 65.7284 | 34.8066 | 515956.0108 | -21.7242 | VS->VS | Advanced_Motors-NR-Pollution Control-VS->VS | 0.00013616 | 0.00030334 | 0.00050792 | 0.00074541 | 0.0010163 | 0.001333 | 0.0016804 | 0.0020353 | 0.0023698 | 0.0026573 | 0.0028798 | 0.0030325 | 0.0031238 | 0.0031665 | 0.0031665 | 0.0031665 | 0.0031665 | 0.0031665 | 0.0031665 | 0.0031665 | 0.048553 | 9051.444 | 8127.1823 | 8962.8612 | 8608.0482 | 8773.1918 | 8617.3073 | 8872.3137 | 8930.2559 | 8527.9081 | 8886.7448 | 8660.5618 | 9020.5293 | 0 | 35177.0962 | 30939.6184 | 35568.7374 | 33999.2123 | 34352.5715 | 34016.5828 | 34600.8117 | 35394.5158 | 33022.0878 | 35267.5045 | 33424.2617 | 35154.6624 | 9999
LO5Med | NR | Advanced_Motors | Industrial | Pollution Control | 44.0879 | 23.3468 | 346081.9523 | 7.3792 | CS->CS | Advanced_Motors-NR-Pollution Control-CS->CS | 9.133e-05 | 0.00020347 | 0.00034069 | 0.00049999 | 0.00068169 | 0.00089412 | 0.0011272 | 0.0013652 | 0.0015896 | 0.0017824 | 0.0019316 | 0.002034 | 0.0020953 | 0.002124 | 0.002124 | 0.002124 | 0.002124 | 0.002124 | 0.002124 | 0.002124 | 0.032567 | 6071.3343 | 5451.3777 | 6011.9166 | 5773.9227 | 5884.6942 | 5780.1333 | 5951.1811 | 5990.0463 | 5720.168 | 5960.8609 | 5809.1467 | 6050.598 | 0 | 23595.3412 | 20753.0164 | 23858.0379 | 22805.2654 | 23042.2842 | 22816.9168 | 23208.7934 | 23741.1773 | 22149.8507 | 23655.9834 | 22419.6123 | 23580.2935 | 1.7563
LO5Med | NR | Advanced_Motors | Industrial | Pollution Control | 1030.2393 | 545.5655 | 8087193.8624 | -2.5241 | CS->VS | Advanced_Motors-NR-Pollution Control-CS->VS | 0.0021342 | 0.0047546 | 0.0079613 | 0.011684 | 0.01593 | 0.020894 | 0.026339 | 0.031902 | 0.037145 | 0.041651 | 0.045138 | 0.047531 | 0.048963 | 0.049632 | 0.049632 | 0.049632 | 0.049632 | 0.049632 | 0.049632 | 0.049632 | 0.76103 | 141874.0762 | 127387.0197 | 140485.6123 | 134924.2051 | 137512.6983 | 135069.3336 | 139066.3528 | 139974.5499 | 133668.0737 | 139292.5498 | 135747.3136 | 141389.5131 | 0 | 551372.5795 | 484953.5365 | 557511.2385 | 532910.2001 | 538448.8204 | 533182.469 | 542339.7848 | 554780.4559 | 517594.5625 | 552789.6561 | 523898.3136 | 551020.9474 | 2.6623
LO5Med | NR | Advanced_Motors | Industrial | Other Motors | 222.9528 | 118.0651 | 1750139.1116 | -21.7242 | VS->VS | Advanced_Motors-NR-Other Motors-VS->VS | 0.00046186 | 0.0010289 | 0.0017229 | 0.0025285 | 0.0034473 | 0.0045216 | 0.0057 | 0.0069039 | 0.0080384 | 0.0090136 | 0.0097683 | 0.010286 | 0.010596 | 0.010741 | 0.010741 | 0.010741 | 0.010741 | 0.010741 | 0.010741 | 0.010741 | 0.16469 | 30702.7844 | 27567.6593 | 30402.3087 | 29198.7719 | 29758.9443 | 29230.1789 | 30095.1686 | 30291.7104 | 28926.9341 | 30144.1197 | 29376.8997 | 30597.9207 | 0 | 119321.8232 | 104948.1645 | 120650.2824 | 115326.4037 | 116525.0093 | 115385.3251 | 117367.0479 | 120059.3173 | 112011.9665 | 119628.4909 | 113376.1531 | 119245.727 | 9999
LO5Med | NR | Advanced_Motors | Industrial | Other Motors | 149.5475 | 79.1932 | 1173920.9311 | 7.3792 | CS->CS | Advanced_Motors-NR-Other Motors-CS->CS | 0.00030979 | 0.00069017 | 0.0011556 | 0.001696 | 0.0023123 | 0.0030329 | 0.0038233 | 0.0046309 | 0.0053918 | 0.006046 | 0.0065522 | 0.0068996 | 0.0071074 | 0.0072045 | 0.0072045 | 0.0072045 | 0.0072045 | 0.0072045 | 0.0072045 | 0.0072045 | 0.11047 | 20594.1579 | 18491.2457 | 20392.6113 | 19585.3285 | 19961.069 | 19606.3951 | 20186.5944 | 20318.4265 | 19402.991 | 20219.4287 | 19704.8093 | 20523.8197 | 0 | 80036.1439 | 70394.8881 | 80927.2194 | 77356.1818 | 78160.1568 | 77395.7038 | 78724.9615 | 80530.8245 | 75132.9943 | 80241.8439 | 76048.0343 | 79985.1017 | 1.7563
LO5Med | NR | Advanced_Motors | Industrial | Other Motors | 3494.6044 | 1850.5756 | 27432017.4302 | -2.5241 | CS->VS | Advanced_Motors-NR-Other Motors-CS->VS | 0.0072392 | 0.016128 | 0.027005 | 0.039632 | 0.054034 | 0.070872 | 0.089343 | 0.10821 | 0.126 | 0.14128 | 0.15311 | 0.16123 | 0.16609 | 0.16835 | 0.16835 | 0.16835 | 0.16835 | 0.16835 | 0.16835 | 0.16835 | 2.5814 | 481241.3548 | 432100.8008 | 476531.6412 | 457667.1723 | 466447.4232 | 458159.4527 | 471717.4683 | 474798.1015 | 453406.3346 | 472484.7358 | 460459.1821 | 479597.7015 | 0 | 1870273.2332 | 1644977.7378 | 1891095.7587 | 1807648.2582 | 1826435.4334 | 1808571.8029 | 1839633.7078 | 1881832.8576 | 1755697.1306 | 1875080.0015 | 1777079.6538 | 1869080.4859 | 2.6623
LO12Med | NR | Clean Water Pumps | Industrial | Pumps | 0.33852 | 0.15548 | 3094.7313 | 8.8796 | Industrial | Clean Water Pumps-NR-Industrial-VS->VS | 0.028337 | 0.060338 | 0.096399 | 0.13685 | 0.1818 | 0.22794 | 0.27142 | 0.31297 | 0.35361 | 0.39337 | 0.43245 | 0.47243 | 0.5137 | 0.28564 | 0.27394 | 0.25964 | 0.24223 | 0.22107 | 0.20013 | 0.18287 | 4.9871 | 45.35 | 40.6063 | 44.076 | 42.342 | 43.5597 | 42.4033 | 44.0691 | 43.8848 | 42.428 | 43.6546 | 43.4702 | 44.8376 | 0 | 219.7207 | 192.8933 | 223.3654 | 213.4648 | 214.9141 | 213.7648 | 216.6659 | 222.6651 | 206.4809 | 221.6459 | 208.5225 | 219.9462 | 1.7272
LO12Med | NR | Clean Water Pumps | Industrial | Pumps | 0.40397 | 0.18554 | 3693.081 | 6.9377 | Industrial | Clean Water Pumps-NR-Industrial-CS->CS | 0.14693 | 0.29623 | 0.448 | 0.60182 | 0.75626 | 0.89657 | 1.009 | 1.0992 | 1.1727 | 1.2313 | 1.2769 | 1.3151 | 1.3473 | 1.481 | 1.3449 | 1.2066 | 1.0652 | 0.91963 | 0.78717 | 0.67982 | 18.0209 | 54.1181 | 48.4573 | 52.5979 | 50.5286 | 51.9818 | 50.6018 | 52.5896 | 52.3697 | 50.6312 | 52.0949 | 51.875 | 53.5067 | 0 | 262.2026 | 230.1882 | 266.5519 | 254.7371 | 256.4665 | 255.095 | 258.5571 | 265.7162 | 246.4029 | 264.5 | 248.8392 | 262.4717 | 1.8562
LO12Med | NR | Clean Water Pumps | Industrial | Pumps | 3.3876 | 1.5559 | 30969.5888 | -0.54438 | Industrial | Clean Water Pumps-NR-Industrial-CS->VS | 0.24642 | 0.49683 | 0.75137 | 1.0094 | 1.2684 | 1.5037 | 1.6923 | 1.8435 | 1.9669 | 2.0651 | 2.1415 | 2.2056 | 2.2596 | 2.4839 | 2.2557 | 2.0237 | 1.7866 | 1.5424 | 1.3202 | 1.1402 | 30.2241 | 453.8261 | 406.3553 | 441.0777 | 423.7252 | 435.9109 | 424.3384 | 441.008 | 439.164 | 424.585 | 436.8598 | 435.0151 | 448.6984 | 0 | 2198.7888 | 1930.3214 | 2235.2615 | 2136.1845 | 2150.6876 | 2139.1863 | 2168.219 | 2228.2539 | 2066.2957 | 2218.0548 | 2086.7259 | 2201.0455 | 2.6068
LO12Med | NR | Clean Water Pumps | Industrial | Pumps | 1.812 | 0.83225 | 16565.1289 | 15.5457 | Industrial | Clean Water Pumps-NR-Industrial-Trim | 0.26361 | 0.5315 | 0.8038 | 1.0798 | 1.3569 | 1.6086 | 1.8104 | 1.9721 | 2.1041 | 2.2092 | 2.291 | 2.3595 | 2.4172 | 2.6572 | 2.413 | 2.1649 | 1.9112 | 1.65 | 1.4123 | 1.2197 | 32.3328 | 242.7442 | 217.3528 | 235.9253 | 226.6437 | 233.1617 | 226.9717 | 235.888 | 234.9017 | 227.1036 | 233.6692 | 232.6825 | 240.0015 | 0 | 1176.0963 | 1032.4975 | 1195.605 | 1142.6103 | 1150.3678 | 1144.2159 | 1159.745 | 1191.8567 | 1105.2279 | 1186.4014 | 1116.1557 | 1177.3034 | 1.3943
LO12Med | NR | Efficient_Fan | Industrial | Fans and Blowers | 0.54866 | 0.29054 | 4306.8948 | -20.6743 | VS->VS | Efficient_Fan-NR-Industrial-VS->VS | 0.094117 | 0.18826 | 0.27198 | 0.36261 | 0.45295 | 0.53395 | 0.59796 | 0.64873 | 0.68946 | 0.72178 | 0.77535 | 0.82593 | 0.84344 | 0.88811 | 0.93086 | 0.94026 | 0.93971 | 0.93908 | 0.93866 | 0.94088 | 13.5241 | 75.5561 | 67.8409 | 74.8167 | 71.8549 | 73.2334 | 71.9322 | 74.0608 | 74.5445 | 71.1859 | 74.1813 | 72.2932 | 75.298 | 0 | 293.6375 | 258.2656 | 296.9067 | 283.8053 | 286.7549 | 283.9503 | 288.8271 | 295.4524 | 275.6488 | 294.3922 | 279.0059 | 293.4503 | 48.6849
LO12Med | NR | Efficient_Fan | Industrial | Fans and Blowers | 1.5657 | 0.82911 | 12290.3751 | -21.3563 | CS->CS | Efficient_Fan-NR-Industrial-CS->CS | 0.31334 | 0.62675 | 0.9055 | 1.2072 | 1.508 | 1.7777 | 1.9908 | 2.1598 | 2.2954 | 2.403 | 2.5813 | 2.7497 | 2.808 | 2.9568 | 3.0991 | 3.1304 | 3.1285 | 3.1264 | 3.1251 | 3.1324 | 45.0252 | 215.6107 | 193.5943 | 213.5006 | 205.0488 | 208.9826 | 205.2693 | 211.3437 | 212.7239 | 203.1398 | 211.6875 | 206.2997 | 214.8743 | 0 | 837.9391 | 736.9999 | 847.2682 | 809.8812 | 818.2984 | 810.295 | 824.2116 | 843.1181 | 786.6055 | 840.0927 | 796.1855 | 837.4047 | 138.9296
LO12Med | NR | Efficient_Fan | Industrial | Fans and Blowers | 3.3291 | 1.7629 | 26132.7749 | -12.7255 | CS->VS | Efficient_Fan-NR-Industrial-CS->VS | 0.13325 | 0.26653 | 0.38507 | 0.51338 | 0.64129 | 0.75597 | 0.84658 | 0.91846 | 0.97613 | 1.0219 | 1.0977 | 1.1693 | 1.1941 | 1.2574 | 1.3179 | 1.3312 | 1.3304 | 1.3295 | 1.3289 | 1.3321 | 19.1472 | 458.4487 | 411.6355 | 453.962 | 435.991 | 444.3554 | 436.46 | 449.3759 | 452.3106 | 431.932 | 450.1068 | 438.6508 | 456.8829 | 0 | 1781.6929 | 1567.0679 | 1801.5292 | 1722.0339 | 1739.9313 | 1722.9137 | 1752.5045 | 1792.705 | 1672.5433 | 1786.272 | 1692.9131 | 1780.5566 | 5.6803
LO12Med | NR | Efficient_Fan | Industrial | Fans and Blowers | 1.7644 | 0.93435 | 13850.3707 | -4.7455 | Trim | Efficient_Fan-NR-Industrial-Trim | 0.14124 | 0.28252 | 0.40817 | 0.54418 | 0.67976 | 0.80132 | 0.89737 | 0.97356 | 1.0347 | 1.0832 | 1.1636 | 1.2395 | 1.2658 | 1.3328 | 1.397 | 1.4111 | 1.4103 | 1.4093 | 1.4087 | 1.412 | 20.296 | 242.9778 | 218.1668 | 240.5999 | 231.0752 | 235.5084 | 231.3238 | 238.1692 | 239.7246 | 228.924 | 238.5566 | 232.4849 | 242.1479 | 0 | 944.2972 | 830.546 | 954.8105 | 912.678 | 922.1636 | 913.1443 | 928.8274 | 950.1336 | 886.448 | 946.7241 | 897.244 | 943.695 | 3.0106
LO3Slow | New | ASHP Upgrade | Residential | HVAC | 0.007143 | 0.0038379 | 43.233 | 339.5174 | Single Family | SF HVAC Upgrade 9.5 HSPF/15.5 SEER - HZ1 | 0.00017354 | 0.00043485 | 0.00094738 | 0.0018375 | 0.0031509 | 0.0048619 | 0.0070439 | 0.0095808 | 0.012375 | 0.015177 | 0.017265 | 0.019307 | 0.021066 | 0.022382 | 0.022834 | 0.023238 | 0.02331 | 0.023049 | 0.022877 | 0.022574 | 0.27348 | 0.42573 | 0.30014 | 0.19356 | 0.21571 | 0.38723 | 0.52663 | 3.425 | 3.2078 | 1.2062 | 0.34514 | 0.30005 | 0.52163 | 0 | 2.5209 | 1.8183 | 1.4491 | 1.4938 | 1.3664 | 1.0214 | 6.8368 | 6.2728 | 3.2303 | 1.4647 | 1.6541 | 3.0496 | 0.17539
LO3Slow | New | ASHP Upgrade | Residential | HVAC | 0.0078568 | 0.0042952 | 47.5144 | 287.2003 | Single Family | SF HVAC Upgrade 9.5 HSPF/15.5 SEER - HZ23 | 1.1894e-05 | 2.9804e-05 | 6.4932e-05 | 0.00012594 | 0.00021596 | 0.00033323 | 0.00048278 | 0.00065666 | 0.00084818 | 0.0010402 | 0.0011833 | 0.0013232 | 0.0014439 | 0.001534 | 0.001565 | 0.0015927 | 0.0015976 | 0.0015797 | 0.001568 | 0.0015472 | 0.018744 | 0.4859 | 0.34256 | 0.22092 | 0.24277 | 0.41899 | 0.56855 | 3.6827 | 3.4484 | 1.2973 | 0.38072 | 0.34246 | 0.59536 | 0 | 2.8772 | 2.0752 | 1.6539 | 1.6913 | 1.4968 | 1.1068 | 7.3524 | 6.7455 | 3.4835 | 1.6365 | 1.8879 | 3.4807 | 0.20397
LO3Slow | New | ASHP Upgrade | Residential | HVAC | 0.055159 | 0.047733 | 324.2855 | 1158.7546 | Single Family | SF HVAC Upgrade 12 HSPF/18 SEER - HZ1 | 0.0013017 | 0.0032617 | 0.0071062 | 0.013783 | 0.023635 | 0.036468 | 0.052835 | 0.071865 | 0.092825 | 0.11384 | 0.1295 | 0.14482 | 0.15802 | 0.16788 | 0.17127 | 0.17431 | 0.17484 | 0.17289 | 0.1716 | 0.16933 | 2.0514 | 7.6167 | 5.3698 | 3.463 | 3.016 | 1.2871 | 1.4377 | 5.6768 | 5.1327 | 2.0985 | 2.9337 | 5.3682 | 9.3325 | 0 | 45.1019 | 32.5307 | 25.9265 | 23.3662 | 9.052 | 3.7809 | 11.6333 | 10.5851 | 7.8585 | 17.5625 | 29.5936 | 54.5616 | 0.049239
LO3Slow | New | ASHP Upgrade | Residential | HVAC | 0.061553 | 0.054128 | 361.4165 | 1052.7052 | Single Family | SF HVAC Upgrade 12 HSPF/18 SEER - HZ23 | 9.047e-05 | 0.0002267 | 0.0004939 | 0.00095795 | 0.0016427 | 0.0025347 | 0.0036722 | 0.0049948 | 0.0064516 | 0.0079121 | 0.0090008 | 0.010065 | 0.010983 | 0.011669 | 0.011904 | 0.012115 | 0.012152 | 0.012016 | 0.011927 | 0.011769 | 0.14258 | 8.7059 | 6.1376 | 3.9582 | 3.4299 | 1.3551 | 1.479 | 5.3449 | 4.7917 | 1.9978 | 3.2866 | 6.1358 | 10.667 | 0 | 51.5512 | 37.1824 | 29.6339 | 26.6383 | 10.0297 | 4.0235 | 11.02 | 10.0079 | 7.9551 | 19.896 | 33.8253 | 62.3636 | 0.053825
LO3Slow | New | ASHP Upgrade | Residential | HVAC | 0.042118 | 0.017467 | 257.6475 | 10.0701 | Manufactured | MH HVAC Upgrade 9.5 HSPF/15.5 SEER - HZ1 | 0.00043282 | 0.0011326 | 0.0025742 | 0.0052022 | 0.0092852 | 0.014904 | 0.022441 | 0.031692 | 0.042456 | 0.053975 | 0.063618 | 0.073644 | 0.083119 | 0.091291 | 0.096229 | 0.10115 | 0.10475 | 0.10689 | 0.10943 | 0.11137 | 1.1256 | 1.275 | 0.89888 | 0.5797 | 0.88666 | 2.7692 | 3.8554 | 26.1218 | 24.5176 | 9.171 | 1.9584 | 0.89861 | 1.5622 | 0 | 7.5498 | 5.4455 | 4.34 | 5.4325 | 8.4847 | 7.1946 | 52.0563 | 47.7874 | 23.9223 | 6.8528 | 4.9538 | 9.1334 | 1.7514
LO3Slow | New | ASHP Upgrade | Residential | HVAC | 0.066086 | 0.023212 | 406.4879 | -3.6686 | Manufactured | MH HVAC Upgrade 9.5 HSPF/15.5 SEER - HZ23 | 0.00030679 | 0.00080283 | 0.0018246 | 0.0036874 | 0.0065815 | 0.010564 | 0.015906 | 0.022464 | 0.030094 | 0.038258 | 0.045093 | 0.0522 | 0.058916 | 0.064709 | 0.068208 | 0.071693 | 0.074247 | 0.075766 | 0.077567 | 0.078944 | 0.79783 | 0.99714 | 0.70298 | 0.45336 | 1.0783 | 4.7399 | 6.6588 | 45.8019 | 43.022 | 16.0625 | 3.0107 | 0.70277 | 1.2218 | 0 | 5.9045 | 4.2587 | 3.3942 | 5.7819 | 13.6608 | 12.2407 | 91.2213 | 83.7564 | 41.4965 | 9.3035 | 3.8742 | 7.1429 | 2.7892
LO3Slow | New | ASHP Upgrade | Residential | HVAC | 0.055159 | 0.047733 | 324.2855 | 1158.7546 | Manufactured | MH HVAC Upgrade 12 HSPF/18 SEER - HZ1 | 0.00054477 | 0.0014256 | 0.00324 | 0.0065477 | 0.011687 | 0.018759 | 0.028245 | 0.039889 | 0.053437 | 0.067935 | 0.080072 | 0.092692 | 0.10462 | 0.1149 | 0.12112 | 0.12731 | 0.13184 | 0.13454 | 0.13773 | 0.14018 | 1.4167 | 7.6167 | 5.3698 | 3.463 | 3.016 | 1.2871 | 1.4377 | 5.6768 | 5.1327 | 2.0985 | 2.9337 | 5.3682 | 9.3325 | 0 | 45.1019 | 32.5307 | 25.9265 | 23.3662 | 9.052 | 3.7809 | 11.6333 | 10.5851 | 7.8585 | 17.5625 | 29.5936 | 54.5616 | 0.049239
LO3Slow | New | ASHP Upgrade | Residential | HVAC | 0.061553 | 0.054128 | 361.4165 | 1052.7052 | Manufactured | MH HVAC Upgrade 12 HSPF/18 SEER - HZ23 | 0.00027278 | 0.00071381 | 0.0016223 | 0.0032785 | 0.0058518 | 0.0093928 | 0.014143 | 0.019973 | 0.026757 | 0.034016 | 0.040093 | 0.046412 | 0.052383 | 0.057534 | 0.060645 | 0.063744 | 0.066015 | 0.067365 | 0.068966 | 0.070191 | 0.70937 | 8.7059 | 6.1376 | 3.9582 | 3.4299 | 1.3551 | 1.479 | 5.3449 | 4.7917 | 1.9978 | 3.2866 | 6.1358 | 10.667 | 0 | 51.5512 | 37.1824 | 29.6339 | 26.6383 | 10.0297 | 4.0235 | 11.02 | 10.0079 | 7.9551 | 19.896 | 33.8253 | 62.3636 | 0.053825
LO5Med | New | ASHP Conversion | Residential | HVAC | 0.15898 | 0.16128 | 929.5184 | 330.1332 | Manufactured | MH New ASHP Conversion - HZ1CZ1 | 0.0087352 | 0.019801 | 0.033907 | 0.051239 | 0.070729 | 0.092726 | 0.11891 | 0.14755 | 0.17763 | 0.20617 | 0.22443 | 0.24225 | 0.25738 | 0.26855 | 0.27055 | 0.27583 | 0.28005 | 0.28225 | 0.28681 | 0.29034 | 3.6059 | 39.1918 | 29.9628 | 25.3379 | 8.8484 | 2.6766 | -2.4949 | -20.9954 | -20.1162 | -6.171 | 10.8934 | 29.7858 | 38.3139 | 0 | 170.7513 | 129.9823 | 116.5108 | 57.7388 | 33.6987 | 3.8776 | -37.7453 | -35.1169 | -2.5833 | 61.9412 | 125.8603 | 169.3698 | 0.15166
LO5Med | New | ASHP Conversion | Residential | HVAC | 0.15595 | 0.16611 | 908.1048 | 338.464 | Manufactured | MH New ASHP Conversion - HZ1CZ2 | 0.008534 | 0.019345 | 0.033125 | 0.050059 | 0.0691 | 0.09059 | 0.11617 | 0.14415 | 0.17354 | 0.20142 | 0.21926 | 0.23667 | 0.25145 | 0.26236 | 0.26432 | 0.26948 | 0.2736 | 0.27575 | 0.2802 | 0.28365 | 3.5228 | 41.1278 | 31.4429 | 26.5895 | 9.159 | 1.9633 | -3.8148 | -30.3662 | -28.9426 | -9.3958 | 10.9457 | 31.2571 | 40.2065 | 0 | 179.1859 | 136.403 | 122.2661 | 60.0873 | 33.0559 | 1.8967 | -56.1997 | -52.0863 | -10.1955 | 63.7054 | 132.0774 | 177.7361 | 0.14552
LO5Med | New | ASHP Conversion | Residential | HVAC | 0.088496 | 0.08858 | 517.9613 | 614.8132 | Manufactured | MH New ASHP Conversion - HZ1CZ3 | 0.0048676 | 0.011034 | 0.018894 | 0.028552 | 0.039413 | 0.051671 | 0.066261 | 0.082222 | 0.098983 | 0.11489 | 0.12506 | 0.13499 | 0.14342 | 0.14965 | 0.15076 | 0.1537 | 0.15606 | 0.15728 | 0.15982 | 0.16179 | 2.0093 | 21.4098 | 16.3681 | 13.8416 | 4.8528 | 1.5901 | -1.1819 | -10.209 | -9.8044 | -2.9295 | 6.0243 | 16.2714 | 20.9302 | 0 | 93.2782 | 71.0068 | 63.6476 | 31.6178 | 18.7579 | 2.4468 | -18.1104 | -16.8795 | -0.2792 | 34.0332 | 68.7551 | 92.5234 | 0.08491
LO5Med | New | ASHP Conversion | Residential | HVAC | 0.19735 | 0.22829 | 1232.5569 | 243.6426 | Manufactured | MH New ASHP Conversion - HZ2CZ1 | 0.003861 | 0.0087521 | 0.014987 | 0.022648 | 0.031263 | 0.040986 | 0.052559 | 0.06522 | 0.078514 | 0.091129 | 0.099199 | 0.10708 | 0.11376 | 0.1187 | 0.11959 | 0.12192 | 0.12378 | 0.12476 | 0.12677 | 0.12833 | 1.5938 | 48.7573 | 41.4777 | 36.0234 | 14.273 | 1.7648 | -4.1894 | -31.066 | -30.0235 | -9.0345 | 14.1145 | 42.3485 | 49.5423 | 0 | 215.5203 | 173.0159 | 154.834 | 86.27 | 41.7571 | 5.3779 | -52.9871 | -48.5862 | 7.0041 | 89.4301 | 172.4 | 214.5327 | 0.19458
LO5Med | New | ASHP Conversion | Residential | HVAC | 0.12593 | 0.15987 | 787.5162 | 396.3192 | Manufactured | MH New ASHP Conversion - HZ2CZ2 | 0.0024669 | 0.005592 | 0.0095756 | 0.014471 | 0.019975 | 0.026187 | 0.033581 | 0.041671 | 0.050165 | 0.058225 | 0.063381 | 0.068414 | 0.072687 | 0.075841 | 0.076407 | 0.077898 | 0.07909 | 0.079711 | 0.080998 | 0.081995 | 1.0183 | 35.1503 | 29.9022 | 25.9701 | 10.1 | 0.0031922 | -4.8166 | -34.9052 | -33.4017 | -10.8961 | 9.4463 | 30.53 | 35.7162 | 0 | 155.3735 | 124.7311 | 111.6233 | 61.4381 | 26.6402 | 0.61622 | -63.1014 | -57.8944 | -6.1851 | 62.5277 | 124.2871 | 154.6615 | 0.11982
LO5Med | New | ASHP Conversion | Residential | HVAC | 0.21787 | 0.22729 | 1358.9568 | 218.5124 | Manufactured | MH New ASHP Conversion - HZ2CZ3 | 0.004257 | 0.0096496 | 0.016524 | 0.024971 | 0.034469 | 0.045189 | 0.057949 | 0.071908 | 0.086566 | 0.10047 | 0.10937 | 0.11806 | 0.12543 | 0.13087 | 0.13185 | 0.13442 | 0.13648 | 0.13755 | 0.13977 | 0.14149 | 1.7573 | 46.7907 | 39.8046 | 34.5703 | 14.0279 | 3.9052 | -0.89005 | -8.0139 | -8.3239 | -1.032 | 14.8159 | 40.6403 | 47.544 | 0 | 206.8271 | 166.0372 | 148.5886 | 84.1075 | 46.1085 | 10.8435 | -7.4547 | -6.7763 | 26.2994 | 89.2115 | 165.4461 | 205.8793 | 0.22238
LO5Med | New | ASHP Conversion | Residential | HVAC | 0.16534 | 0.20131 | 1358.9568 | 218.5124 | Manufactured | MH New ASHP Conversion - HZ3CZ1 | 0.0012431 | 0.0028178 | 0.0048252 | 0.0072918 | 0.010065 | 0.013196 | 0.016922 | 0.020998 | 0.025278 | 0.02934 | 0.031938 | 0.034474 | 0.036627 | 0.038217 | 0.038502 | 0.039254 | 0.039854 | 0.040167 | 0.040815 | 0.041318 | 0.51314 | 38.6013 | 32.2816 | 33.1792 | 23.4492 | 3.7015 | -1.5332 | -34.8719 | -33.4717 | -6.2757 | 18.6339 | 33.8823 | 38.934 | 0 | 180.064 | 148.7812 | 150.9163 | 118.6518 | 43.504 | 15.8329 | -62.4414 | -58.1122 | 17.4534 | 102.9018 | 148.9486 | 187.8884 | 0.16728
LO5Med | New | ASHP Conversion | Residential | HVAC | 0.13882 | 0.17284 | 1140.8993 | 267.6525 | Manufactured | MH New ASHP Conversion - HZ3CZ2 | 0.0010469 | 0.0023731 | 0.0040637 | 0.006141 | 0.0084768 | 0.011113 | 0.014251 | 0.017684 | 0.021289 | 0.024709 | 0.026898 | 0.029033 | 0.030847 | 0.032185 | 0.032425 | 0.033059 | 0.033564 | 0.033828 | 0.034374 | 0.034797 | 0.43216 | 33.3699 | 27.9067 | 28.6826 | 20.2235 | 2.8804 | -1.7775 | -33.2944 | -31.8948 | -6.5284 | 15.925 | 29.2904 | 33.6575 | 0 | 155.661 | 128.6177 | 130.4635 | 102.3814 | 36.7364 | 12.8664 | -60.2469 | -55.9924 | 12.2603 | 88.4667 | 128.7625 | 162.425 | 0.13946
LO5Med | New | ASHP Conversion | Residential | HVAC | 0.18622 | 0.1969 | 960.8425 | 322.4085 | Manufactured | MH New ASHP Conversion - HZ3CZ3 | 0.001375 | 0.0031169 | 0.0053374 | 0.0080658 | 0.011134 | 0.014596 | 0.018718 | 0.023227 | 0.027962 | 0.032454 | 0.035328 | 0.038133 | 0.040515 | 0.042273 | 0.042589 | 0.04342 | 0.044084 | 0.04443 | 0.045148 | 0.045704 | 0.56761 | 35.9838 | 30.0927 | 30.9293 | 22.2317 | 5.9428 | 2.0984 | -7.942 | -8.1135 | 2.7571 | 18.8024 | 31.5848 | 36.2939 | 0 | 167.8541 | 138.6925 | 140.6828 | 112.0906 | 47.3557 | 21.1629 | -9.3053 | -9.2646 | 38.3322 | 99.7428 | 138.8486 | 175.1479 | 0.19611
LO3Slow | NR | ASHP Upgrade | Residential | HVAC | 0.007143 | 0.0038379 | 43.233 | 339.5174 | Single Family | SF HVAC Upgrade 9.5 HSPF/15.5 SEER - HZ1 | 0.00086001 | 0.0022068 | 0.0048933 | 0.0095815 | 0.016853 | 0.027003 | 0.039878 | 0.054846 | 0.070901 | 0.086883 | 0.10172 | 0.11461 | 0.12513 | 0.13322 | 0.13907 | 0.14305 | 0.14558 | 0.14707 | 0.18798 | 0.18729 | 2.7596 | 0.42573 | 0.30014 | 0.19356 | 0.21571 | 0.38723 | 0.52663 | 3.425 | 3.2078 | 1.2062 | 0.34514 | 0.30005 | 0.52163 | 0 | 2.5209 | 1.8183 | 1.4491 | 1.4938 | 1.3664 | 1.0214 | 6.8368 | 6.2728 | 3.2303 | 1.4647 | 1.6541 | 3.0496 | 0.17539
LO3Slow | NR | ASHP Upgrade | Residential | HVAC | 0.0078568 | 0.0042952 | 47.5144 | 287.2003 | Single Family | SF HVAC Upgrade 9.5 HSPF/15.5 SEER - HZ23 | 0.00019733 | 0.00050637 | 0.0011228 | 0.0021985 | 0.003867 | 0.0061959 | 0.0091502 | 0.012585 | 0.016269 | 0.019936 | 0.02334 | 0.026298 | 0.028713 | 0.030568 | 0.03191 | 0.032823 | 0.033404 | 0.033745 | 0.043133 | 0.042975 | 0.63321 | 0.4859 | 0.34256 | 0.22092 | 0.24277 | 0.41899 | 0.56855 | 3.6827 | 3.4484 | 1.2973 | 0.38072 | 0.34246 | 0.59536 | 0 | 2.8772 | 2.0752 | 1.6539 | 1.6913 | 1.4968 | 1.1068 | 7.3524 | 6.7455 | 3.4835 | 1.6365 | 1.8879 | 3.4807 | 0.20397
LO3Slow | NR | ASHP Upgrade | Residential | HVAC | 0.055159 | 0.047733 | 324.2855 | 1158.7546 | Single Family | SF HVAC Upgrade 12 HSPF/18 SEER - HZ1 | 0.0064508 | 0.016553 | 0.036704 | 0.071869 | 0.12641 | 0.20254 | 0.29912 | 0.41139 | 0.53182 | 0.6517 | 0.76298 | 0.85969 | 0.93862 | 0.99926 | 1.0431 | 1.073 | 1.092 | 1.1031 | 1.41 | 1.4048 | 20.6998 | 7.6167 | 5.3698 | 3.463 | 3.016 | 1.2871 | 1.4377 | 5.6768 | 5.1327 | 2.0985 | 2.9337 | 5.3682 | 9.3325 | 0 | 45.1019 | 32.5307 | 25.9265 | 23.3662 | 9.052 | 3.7809 | 11.6333 | 10.5851 | 7.8585 | 17.5625 | 29.5936 | 54.5616 | 0.049239
LO3Slow | NR | ASHP Upgrade | Residential | HVAC | 0.061553 | 0.054128 | 361.4165 | 1052.7052 | Single Family | SF HVAC Upgrade 12 HSPF/18 SEER - HZ23 | 0.001501 | 0.0038517 | 0.0085404 | 0.016723 | 0.029414 | 0.047128 | 0.0696 | 0.095724 | 0.12375 | 0.15164 | 0.17753 | 0.20004 | 0.2184 | 0.23251 | 0.24272 | 0.24967 | 0.25409 | 0.25668 | 0.32809 | 0.32688 | 4.8165 | 8.7059 | 6.1376 | 3.9582 | 3.4299 | 1.3551 | 1.479 | 5.3449 | 4.7917 | 1.9978 | 3.2866 | 6.1358 | 10.667 | 0 | 51.5512 | 37.1824 | 29.6339 | 26.6383 | 10.0297 | 4.0235 | 11.02 | 10.0079 | 7.9551 | 19.896 | 33.8253 | 62.3636 | 0.053825
LO3Slow | NR | ASHP Upgrade | Residential | HVAC | 0.042118 | 0.017467 | 257.6475 | 10.0701 | Manufactured | MH HVAC Upgrade 9.5 HSPF/15.5 SEER - HZ1 | 0.0020678 | 0.0052613 | 0.011568 | 0.022459 | 0.039171 | 0.062232 | 0.09113 | 0.12428 | 0.1593 | 0.19357 | 0.22471 | 0.25105 | 0.27179 | 0.28691 | 0.29698 | 0.3029 | 0.30567 | 0.30618 | 0.37075 | 0.37006 | 5.6187 | 1.275 | 0.89888 | 0.5797 | 0.88666 | 2.7692 | 3.8554 | 26.1218 | 24.5176 | 9.171 | 1.9584 | 0.89861 | 1.5622 | 0 | 7.5498 | 5.4455 | 4.34 | 5.4325 | 8.4847 | 7.1946 | 52.0563 | 47.7874 | 23.9223 | 6.8528 | 4.9538 | 9.1334 | 1.7514
LO3Slow | NR | ASHP Upgrade | Residential | HVAC | 0.066086 | 0.023212 | 406.4879 | -3.6686 | Manufactured | MH HVAC Upgrade 9.5 HSPF/15.5 SEER - HZ23 | 0.0010246 | 0.0026071 | 0.005732 | 0.011129 | 0.01941 | 0.030837 | 0.045157 | 0.061583 | 0.078939 | 0.095917 | 0.11135 | 0.1244 | 0.13468 | 0.14217 | 0.14716 | 0.1501 | 0.15147 | 0.15172 | 0.18372 | 0.18337 | 2.7842 | 0.99714 | 0.70298 | 0.45336 | 1.0783 | 4.7399 | 6.6588 | 45.8019 | 43.022 | 16.0625 | 3.0107 | 0.70277 | 1.2218 | 0 | 5.9045 | 4.2587 | 3.3942 | 5.7819 | 13.6608 | 12.2407 | 91.2213 | 83.7564 | 41.4965 | 9.3035 | 3.8742 | 7.1429 | 2.7892
LO3Slow | NR | ASHP Upgrade | Residential | HVAC | 0.055159 | 0.047733 | 324.2855 | 1158.7546 | Manufactured | MH HVAC Upgrade 12 HSPF/18 SEER - HZ1 | 0.0026026 | 0.0066221 | 0.014559 | 0.028268 | 0.049302 | 0.078327 | 0.1147 | 0.15642 | 0.20051 | 0.24363 | 0.28282 | 0.31598 | 0.34209 | 0.36111 | 0.37379 | 0.38124 | 0.38472 | 0.38537 | 0.46664 | 0.46577 | 7.0719 | 7.6167 | 5.3698 | 3.463 | 3.016 | 1.2871 | 1.4377 | 5.6768 | 5.1327 | 2.0985 | 2.9337 | 5.3682 | 9.3325 | 0 | 45.1019 | 32.5307 | 25.9265 | 23.3662 | 9.052 | 3.7809 | 11.6333 | 10.5851 | 7.8585 | 17.5625 | 29.5936 | 54.5616 | 0.049239
LO3Slow | NR | ASHP Upgrade | Residential | HVAC | 0.061553 | 0.054128 | 361.4165 | 1052.7052 | Manufactured | MH HVAC Upgrade 12 HSPF/18 SEER - HZ23 | 0.00091103 | 0.002318 | 0.0050965 | 0.0098952 | 0.017258 | 0.027418 | 0.04015 | 0.054754 | 0.070186 | 0.085282 | 0.099001 | 0.11061 | 0.11975 | 0.12641 | 0.13084 | 0.13345 | 0.13467 | 0.1349 | 0.16335 | 0.16304 | 2.4755 | 8.7059 | 6.1376 | 3.9582 | 3.4299 | 1.3551 | 1.479 | 5.3449 | 4.7917 | 1.9978 | 3.2866 | 6.1358 | 10.667 | 0 | 51.5512 | 37.1824 | 29.6339 | 26.6383 | 10.0297 | 4.0235 | 11.02 | 10.0079 | 7.9551 | 19.896 | 33.8253 | 62.3636 | 0.053825
Retro3Slow | Retro | ASHP Conversion | Residential | HVAC | 0.73389 | 0.62783 | 4345.0057 | 125.3434 | Single Family | SF HVAC Conversion - HZ1 | 0.32431 | 0.5147 | 1.0262 | 1.7901 | 2.7756 | 3.8726 | 4.911 | 5.7093 | 6.1271 | 6.1066 | 5.6813 | 4.9561 | 4.0702 | 3.1577 | 2.3211 | 1.6211 | 1.0782 | 0.6846 | 0.41576 | 0.28086 | 56.1726 | 141.3157 | 108.0383 | 91.3619 | 33.7699 | 22.126 | 8.6615 | 47.2553 | 43.0341 | 20.8319 | 46.4467 | 107.3997 | 138.1502 | 0 | 615.6851 | 468.6824 | 420.1078 | 215.6218 | 155.5536 | 46.0343 | 108.6756 | 98.1564 | 101.1164 | 242.4579 | 453.8197 | 610.7036 | 0.37488
Retro3Slow | Retro | ASHP Conversion | Residential | HVAC | 0.49701 | 0.4564 | 3095.69 | 183.9558 | Single Family | SF HVAC Conversion - HZ23 | 0.061284 | 0.097262 | 0.19391 | 0.33826 | 0.52451 | 0.73179 | 0.92801 | 1.0789 | 1.1578 | 1.154 | 1.0736 | 0.93654 | 0.76914 | 0.59669 | 0.43861 | 0.30633 | 0.20375 | 0.12937 | 0.078565 | 0.053074 | 10.6148 | 89.0787 | 75.7789 | 65.814 | 27.6607 | 13.8209 | 7.3448 | 47.6894 | 43.3154 | 20.0905 | 31.8755 | 77.3698 | 90.5129 | 0 | 393.7513 | 316.0966 | 282.8786 | 163.9253 | 105.2084 | 37.052 | 111.1148 | 102.1696 | 106.6006 | 179.6231 | 314.9713 | 391.947 | 0.26954
Retro3Slow | Retro | ASHP Conversion | Residential | HVAC | 0.66743 | 0.5756 | 3949.3775 | 117.7206 | Manufactured | MH HVAC Conversion - HZ1 | 0.43325 | 0.67857 | 1.3424 | 2.3235 | 3.5746 | 4.9483 | 6.2259 | 7.1804 | 7.644 | 7.5563 | 6.9721 | 6.0315 | 4.9119 | 3.7786 | 2.7541 | 1.9073 | 1.258 | 0.79199 | 0.47693 | 0.31948 | 63.8955 | 130.0879 | 99.4545 | 84.1031 | 30.9922 | 19.735 | 7.0773 | 37.2611 | 33.7503 | 16.9905 | 42.3927 | 98.8667 | 127.1739 | 0 | 566.7681 | 431.445 | 386.7297 | 198.1133 | 141.467 | 40.7503 | 87.6196 | 78.951 | 87.4785 | 222.2243 | 417.7631 | 562.1824 | 0.39351
Retro3Slow | Retro | ASHP Conversion | Residential | HVAC | 0.62525 | 0.58717 | 3895.362 | 121.2184 | Manufactured | MH HVAC Conversion - HZ23 | 0.17858 | 0.2797 | 0.55333 | 0.95774 | 1.4734 | 2.0397 | 2.5663 | 2.9597 | 3.1508 | 3.1147 | 2.8739 | 2.4862 | 2.0247 | 1.5575 | 1.1352 | 0.78619 | 0.51853 | 0.32645 | 0.19659 | 0.13169 | 26.3374 | 115.7638 | 98.4799 | 85.5298 | 35.7072 | 16.3576 | 7.2752 | 46.1695 | 41.4353 | 20.5708 | 40.503 | 100.5473 | 117.6277 | 0 | 511.7068 | 410.7892 | 367.6202 | 212.077 | 132.3491 | 44.0314 | 112.9361 | 103.8816 | 124.3391 | 230.9755 | 409.3268 | 509.362 | 0.3813
LO3Slow | New | Advanced Power Strips | Residential | Electronics | 0.010422 | 0.010155 | 84.2322 | 52.0458 | Single Family | Load Sensing - Home AV | 0.0016411 | 0.0041123 | 0.0089592 | 0.017377 | 0.029798 | 0.045978 | 0.066613 | 0.090604 | 0.11703 | 0.14352 | 0.16327 | 0.18258 | 0.19922 | 0.21166 | 0.21594 | 0.21976 | 0.22044 | 0.21797 | 0.21635 | 0.21348 | 2.5863 | 2.6543 | 2.1865 | 2.4186 | 2.0067 | 2.0497 | 2.0447 | 1.9346 | 2.0906 | 2.0795 | 2.3333 | 2.3055 | 2.362 | 0 | 5.8169 | 4.8664 | 5.3518 | 4.2329 | 4.6322 | 4.6807 | 4.6687 | 4.7574 | 4.1897 | 4.6463 | 4.766 | 5.1572 | 0.69897
LO3Slow | New | Advanced Power Strips | Residential | Electronics | 0.010422 | 0.010155 | 84.2322 | 52.0458 | Multifamily - Low Rise | Load Sensing - Home AV | 0.00032743 | 0.00083306 | 0.0018421 | 0.003625 | 0.0063054 | 0.0098808 | 0.014529 | 0.020036 | 0.026238 | 0.032645 | 0.037717 | 0.042814 | 0.047398 | 0.051132 | 0.05297 | 0.054756 | 0.05575 | 0.056016 | 0.056484 | 0.056661 | 0.62796 | 2.6543 | 2.1865 | 2.4186 | 2.0067 | 2.0497 | 2.0447 | 1.9346 | 2.0906 | 2.0795 | 2.3333 | 2.3055 | 2.362 | 0 | 5.8169 | 4.8664 | 5.3518 | 4.2329 | 4.6322 | 4.6807 | 4.6687 | 4.7574 | 4.1897 | 4.6463 | 4.766 | 5.1572 | 0.69897
LO3Slow | New | Advanced Power Strips | Residential | Electronics | 0.010422 | 0.010155 | 84.2322 | 52.0458 | Multifamily - High Rise | Load Sensing - Home AV | 9.7921e-05 | 0.00024766 | 0.00054874 | 0.0010842 | 0.0018966 | 0.00298 | 0.0043976 | 0.0060996 | 0.0080155 | 0.0099905 | 0.011519 | 0.013054 | 0.014456 | 0.015576 | 0.016111 | 0.016634 | 0.016922 | 0.016938 | 0.016985 | 0.016969 | 0.19052 | 2.6543 | 2.1865 | 2.4186 | 2.0067 | 2.0497 | 2.0447 | 1.9346 | 2.0906 | 2.0795 | 2.3333 | 2.3055 | 2.362 | 0 | 5.8169 | 4.8664 | 5.3518 | 4.2329 | 4.6322 | 4.6807 | 4.6687 | 4.7574 | 4.1897 | 4.6463 | 4.766 | 5.1572 | 0.69897
LO3Slow | New | Advanced Power Strips | Residential | Electronics | 0.010422 | 0.010155 | 84.2322 | 52.0458 | Manufactured | Load Sensing - Home AV | 8.7818e-05 | 0.00022981 | 0.00052229 | 0.0010555 | 0.0018839 | 0.0030239 | 0.0045532 | 0.0064302 | 0.0086142 | 0.010951 | 0.012908 | 0.014942 | 0.016864 | 0.018523 | 0.019524 | 0.020522 | 0.021253 | 0.021687 | 0.022203 | 0.022597 | 0.22838 | 2.6543 | 2.1865 | 2.4186 | 2.0067 | 2.0497 | 2.0447 | 1.9346 | 2.0906 | 2.0795 | 2.3333 | 2.3055 | 2.362 | 0 | 5.8169 | 4.8664 | 5.3518 | 4.2329 | 4.6322 | 4.6807 | 4.6687 | 4.7574 | 4.1897 | 4.6463 | 4.766 | 5.1572 | 0.69897
LO3Slow | New | Advanced Power Strips | Residential | Electronics | 0.0034146 | 0.0031112 | 20.564 | 238.7475 | Single Family | PC Interaction Sensing - Home Office | 0.0001924 | 0.00048211 | 0.0010504 | 0.0020372 | 0.0034934 | 0.0053904 | 0.0078096 | 0.010622 | 0.01372 | 0.016826 | 0.019142 | 0.021405 | 0.023356 | 0.024815 | 0.025316 | 0.025764 | 0.025844 | 0.025554 | 0.025364 | 0.025028 | 0.30321 | 0.25942 | 0.22207 | 0.4357 | 0.56942 | 0.62198 | 0.52724 | 0.56083 | 0.5321 | 0.51398 | 0.49216 | 0.5276 | 0.57719 | 0 | 1.2621 | 1.0931 | 1.7041 | 2.3311 | 2.4816 | 2.1062 | 2.2672 | 1.9346 | 2.0069 | 1.9732 | 2.1734 | 2.4061 | 0.1911
LO3Slow | New | Advanced Power Strips | Residential | Electronics | 0.0034146 | 0.0031112 | 29.5793 | 238.7475 | Multifamily - Low Rise | PC Interaction Sensing - Home Office | 2.8089e-05 | 7.1464e-05 | 0.00015802 | 0.00031097 | 0.0005409 | 0.00084762 | 0.0012463 | 0.0017187 | 0.0022508 | 0.0028004 | 0.0032356 | 0.0036727 | 0.004066 | 0.0043863 | 0.004544 | 0.0046972 | 0.0047824 | 0.0048053 | 0.0048455 | 0.0048606 | 0.053869 | 0.25942 | 0.22207 | 0.4357 | 0.56942 | 0.62198 | 0.52724 | 0.56083 | 0.5321 | 0.51398 | 0.49216 | 0.5276 | 0.57719 | 0 | 1.2621 | 1.0931 | 1.7041 | 2.3311 | 2.4816 | 2.1062 | 2.2672 | 1.9346 | 2.0069 | 1.9732 | 2.1734 | 2.4061 | 0.1911
LO3Slow | New | Advanced Power Strips | Residential | Electronics | 0.0034146 | 0.0031112 | 29.5793 | 238.7475 | Multifamily - High Rise | PC Interaction Sensing - Home Office | 8.4001e-06 | 2.1245e-05 | 4.7074e-05 | 9.301e-05 | 0.0001627 | 0.00025564 | 0.00037724 | 0.00052325 | 0.0006876 | 0.00085703 | 0.00098817 | 0.0011198 | 0.0012401 | 0.0013362 | 0.0013821 | 0.0014269 | 0.0014517 | 0.001453 | 0.001457 | 0.0014556 | 0.016344 | 0.25942 | 0.22207 | 0.4357 | 0.56942 | 0.62198 | 0.52724 | 0.56083 | 0.5321 | 0.51398 | 0.49216 | 0.5276 | 0.57719 | 0 | 1.2621 | 1.0931 | 1.7041 | 2.3311 | 2.4816 | 2.1062 | 2.2672 | 1.9346 | 2.0069 | 1.9732 | 2.1734 | 2.4061 | 0.1911
LO3Slow | New | Advanced Power Strips | Residential | Electronics | 0.0034146 | 0.0031112 | 29.5793 | 238.7475 | Manufactured | PC Interaction Sensing - Home Office | 9.1988e-06 | 2.4072e-05 | 5.4709e-05 | 0.00011056 | 0.00019734 | 0.00031675 | 0.00047694 | 0.00067356 | 0.00090233 | 0.0011471 | 0.0013521 | 0.0015652 | 0.0017665 | 0.0019402 | 0.0020451 | 0.0021496 | 0.0022262 | 0.0022717 | 0.0023257 | 0.002367 | 0.023922 | 0.25942 | 0.22207 | 0.4357 | 0.56942 | 0.62198 | 0.52724 | 0.56083 | 0.5321 | 0.51398 | 0.49216 | 0.5276 | 0.57719 | 0 | 1.2621 | 1.0931 | 1.7041 | 2.3311 | 2.4816 | 2.1062 | 2.2672 | 1.9346 | 2.0069 | 1.9732 | 2.1734 | 2.4061 | 0.1911
LO3Slow | New | Advanced Power Strips | Residential | Electronics | 0.0046577 | 0.0042438 | 40.3483 | 286.0487 | Single Family | Load or Occupancy / Motion Sensing - Home Office | 0.00026245 | 0.00065764 | 0.0014328 | 0.0027789 | 0.0047653 | 0.0073529 | 0.010653 | 0.01449 | 0.018716 | 0.022952 | 0.026111 | 0.029198 | 0.03186 | 0.03385 | 0.034533 | 0.035144 | 0.035253 | 0.034858 | 0.034598 | 0.034141 | 0.41361 | 0.35386 | 0.30291 | 0.59433 | 0.77673 | 0.84842 | 0.7192 | 0.76502 | 0.72583 | 0.7011 | 0.67134 | 0.71969 | 0.78734 | 0 | 1.7216 | 1.491 | 2.3245 | 3.1798 | 3.3851 | 2.8731 | 3.0926 | 2.639 | 2.7375 | 2.6916 | 2.9647 | 3.2821 | 0.16156
LO3Slow | New | Advanced Power Strips | Residential | Electronics | 0.0046577 | 0.0042438 | 40.3483 | 286.0487 | Multifamily - Low Rise | Load or Occupancy / Motion Sensing - Home Office | 3.8315e-05 | 9.7482e-05 | 0.00021555 | 0.00042419 | 0.00073783 | 0.0011562 | 0.0017001 | 0.0023445 | 0.0030702 | 0.00382 | 0.0044135 | 0.0050099 | 0.0055463 | 0.0059832 | 0.0061983 | 0.0064073 | 0.0065236 | 0.0065548 | 0.0066096 | 0.0066302 | 0.073481 | 0.35386 | 0.30291 | 0.59433 | 0.77673 | 0.84842 | 0.7192 | 0.76502 | 0.72583 | 0.7011 | 0.67134 | 0.71969 | 0.78734 | 0 | 1.7216 | 1.491 | 2.3245 | 3.1798 | 3.3851 | 2.8731 | 3.0926 | 2.639 | 2.7375 | 2.6916 | 2.9647 | 3.2821 | 0.16156
LO3Slow | New | Advanced Power Strips | Residential | Electronics | 0.0046577 | 0.0042438 | 40.3483 | 286.0487 | Multifamily - High Rise | Load or Occupancy / Motion Sensing - Home Office | 1.1458e-05 | 2.898e-05 | 6.4212e-05 | 0.00012687 | 0.00022194 | 0.00034871 | 0.00051459 | 0.00071375 | 0.00093794 | 0.0011691 | 0.0013479 | 0.0015275 | 0.0016916 | 0.0018227 | 0.0018852 | 0.0019464 | 0.0019802 | 0.0019821 | 0.0019875 | 0.0019856 | 0.022294 | 0.35386 | 0.30291 | 0.59433 | 0.77673 | 0.84842 | 0.7192 | 0.76502 | 0.72583 | 0.7011 | 0.67134 | 0.71969 | 0.78734 | 0 | 1.7216 | 1.491 | 2.3245 | 3.1798 | 3.3851 | 2.8731 | 3.0926 | 2.639 | 2.7375 | 2.6916 | 2.9647 | 3.2821 | 0.16156
LO3Slow | New | Advanced Power Strips | Residential | Electronics | 0.0046577 | 0.0042438 | 40.3483 | 286.0487 | Manufactured | Load or Occupancy / Motion Sensing - Home Office | 1.2548e-05 | 3.2836e-05 | 7.4627e-05 | 0.00015081 | 0.00026918 | 0.00043207 | 0.00065058 | 0.00091878 | 0.0012308 | 0.0015648 | 0.0018443 | 0.002135 | 0.0024097 | 0.0026466 | 0.0027897 | 0.0029323 | 0.0030367 | 0.0030988 | 0.0031725 | 0.0032288 | 0.032631 | 0.35386 | 0.30291 | 0.59433 | 0.77673 | 0.84842 | 0.7192 | 0.76502 | 0.72583 | 0.7011 | 0.67134 | 0.71969 | 0.78734 | 0 | 1.7216 | 1.491 | 2.3245 | 3.1798 | 3.3851 | 2.8731 | 3.0926 | 2.639 | 2.7375 | 2.6916 | 2.9647 | 3.2821 | 0.16156
LO3Slow | New | Advanced Power Strips | Residential | Electronics | 0.0025444 | 0.0024792 | 20.564 | 460.422 | Single Family | Engagement Sensing - Home AV | 0.00040065 | 0.0010039 | 0.0021873 | 0.0042423 | 0.0072747 | 0.011225 | 0.016262 | 0.02212 | 0.028571 | 0.035039 | 0.03986 | 0.044574 | 0.048637 | 0.051674 | 0.052717 | 0.053651 | 0.053816 | 0.053213 | 0.052817 | 0.052118 | 0.6314 | 0.64801 | 0.53381 | 0.59047 | 0.48991 | 0.50039 | 0.49917 | 0.4723 | 0.51039 | 0.50769 | 0.56963 | 0.56285 | 0.57663 | 0 | 1.4201 | 1.1881 | 1.3066 | 1.0334 | 1.1309 | 1.1427 | 1.1398 | 1.1614 | 1.0229 | 1.1343 | 1.1635 | 1.259 | 0.10635
LO3Slow | New | Advanced Power Strips | Residential | Electronics | 0.0025444 | 0.0024792 | 20.564 | 460.422 | Multifamily - Low Rise | Engagement Sensing - Home AV | 7.9938e-05 | 0.00020338 | 0.00044971 | 0.00088499 | 0.0015394 | 0.0024122 | 0.003547 | 0.0048914 | 0.0064055 | 0.0079698 | 0.0092081 | 0.010452 | 0.011571 | 0.012483 | 0.012932 | 0.013368 | 0.01361 | 0.013676 | 0.01379 | 0.013833 | 0.15331 | 0.64801 | 0.53381 | 0.59047 | 0.48991 | 0.50039 | 0.49917 | 0.4723 | 0.51039 | 0.50769 | 0.56963 | 0.56285 | 0.57663 | 0 | 1.4201 | 1.1881 | 1.3066 | 1.0334 | 1.1309 | 1.1427 | 1.1398 | 1.1614 | 1.0229 | 1.1343 | 1.1635 | 1.259 | 0.10635
LO3Slow | New | Advanced Power Strips | Residential | Electronics | 0.0025444 | 0.0024792 | 20.564 | 460.422 | Multifamily - High Rise | Engagement Sensing - Home AV | 2.3906e-05 | 6.0462e-05 | 0.00013397 | 0.0002647 | 0.00046304 | 0.00072752 | 0.0010736 | 0.0014891 | 0.0019569 | 0.002439 | 0.0028122 | 0.0031869 | 0.0035292 | 0.0038027 | 0.0039332 | 0.0040609 | 0.0041313 | 0.0041352 | 0.0041465 | 0.0041426 | 0.046513 | 0.64801 | 0.53381 | 0.59047 | 0.48991 | 0.50039 | 0.49917 | 0.4723 | 0.51039 | 0.50769 | 0.56963 | 0.56285 | 0.57663 | 0 | 1.4201 | 1.1881 | 1.3066 | 1.0334 | 1.1309 | 1.1427 | 1.1398 | 1.1614 | 1.0229 | 1.1343 | 1.1635 | 1.259 | 0.10635
LO3Slow | New | Advanced Power Strips | Residential | Electronics | 0.0025444 | 0.0024792 | 20.564 | 460.422 | Manufactured | Engagement Sensing - Home AV | 2.1439e-05 | 5.6104e-05 | 0.00012751 | 0.00025768 | 0.00045993 | 0.00073824 | 0.0011116 | 0.0015698 | 0.002103 | 0.0026736 | 0.0031512 | 0.0036479 | 0.0041172 | 0.004522 | 0.0047666 | 0.0050101 | 0.0051886 | 0.0052947 | 0.0054205 | 0.0055168 | 0.055754 | 0.64801 | 0.53381 | 0.59047 | 0.48991 | 0.50039 | 0.49917 | 0.4723 | 0.51039 | 0.50769 | 0.56963 | 0.56285 | 0.57663 | 0 | 1.4201 | 1.1881 | 1.3066 | 1.0334 | 1.1309 | 1.1427 | 1.1398 | 1.1614 | 1.0229 | 1.1343 | 1.1635 | 1.259 | 0.10635
Retro3Slow | Retro | Advanced Power Strips | Residential | Electronics | 0.010422 | 0.010155 | 84.2322 | 52.0458 | Single Family | Load Sensing - Home AV | 0.13949 | 0.22134 | 0.44665 | 0.7883 | 1.2361 | 1.7432 | 2.2326 | 2.6188 | 2.8329 | 2.8431 | 2.6608 | 2.3325 | 1.923 | 1.4966 | 1.1029 | 0.77188 | 0.51437 | 0.32714 | 0.19899 | 0.13463 | 26.9261 | 2.6543 | 2.1865 | 2.4186 | 2.0067 | 2.0497 | 2.0447 | 1.9346 | 2.0906 | 2.0795 | 2.3333 | 2.3055 | 2.362 | 0 | 5.8169 | 4.8664 | 5.3518 | 4.2329 | 4.6322 | 4.6807 | 4.6687 | 4.7574 | 4.1897 | 4.6463 | 4.766 | 5.1572 | 0.69897
Retro3Slow | Retro | Advanced Power Strips | Residential | Electronics | 0.010422 | 0.010155 | 84.2322 | 52.0458 | Multifamily - Low Rise | Load Sensing - Home AV | 0.015303 | 0.024512 | 0.049922 | 0.088898 | 0.14061 | 0.19991 | 0.25794 | 0.3046 | 0.3315 | 0.33447 | 0.31448 | 0.27674 | 0.22891 | 0.17864 | 0.13197 | 0.092561 | 0.061801 | 0.039376 | 0.023992 | 0.01626 | 3.2519 | 2.6543 | 2.1865 | 2.4186 | 2.0067 | 2.0497 | 2.0447 | 1.9346 | 2.0906 | 2.0795 | 2.3333 | 2.3055 | 2.362 | 0 | 5.8169 | 4.8664 | 5.3518 | 4.2329 | 4.6322 | 4.6807 | 4.6687 | 4.7574 | 4.1897 | 4.6463 | 4.766 | 5.1572 | 0.69897
Retro3Slow | Retro | Advanced Power Strips | Residential | Electronics | 0.010422 | 0.010155 | 84.2322 | 52.0458 | Multifamily - High Rise | Load Sensing - Home AV | 0.0046498 | 0.0074457 | 0.015157 | 0.026982 | 0.042665 | 0.060648 | 0.078246 | 0.092399 | 0.10056 | 0.10147 | 0.095412 | 0.083966 | 0.069456 | 0.054206 | 0.040046 | 0.028086 | 0.018753 | 0.011948 | 0.0072801 | 0.0049336 | 0.98672 | 2.6543 | 2.1865 | 2.4186 | 2.0067 | 2.0497 | 2.0447 | 1.9346 | 2.0906 | 2.0795 | 2.3333 | 2.3055 | 2.362 | 0 | 5.8169 | 4.8664 | 5.3518 | 4.2329 | 4.6322 | 4.6807 | 4.6687 | 4.7574 | 4.1897 | 4.6463 | 4.766 | 5.1572 | 0.69897
Retro3Slow | Retro | Advanced Power Strips | Residential | Electronics | 0.010422 | 0.010155 | 84.2322 | 52.0458 | Manufactured | Load Sensing - Home AV | 0.012558 | 0.019667 | 0.039194 | 0.068357 | 0.10598 | 0.14787 | 0.1875 | 0.21785 | 0.23354 | 0.23237 | 0.21568 | 0.18755 | 0.15342 | 0.11848 | 0.086655 | 0.060192 | 0.039813 | 0.025134 | 0.015176 | 0.010193 | 2.0387 | 2.6543 | 2.1865 | 2.4186 | 2.0067 | 2.0497 | 2.0447 | 1.9346 | 2.0906 | 2.0795 | 2.3333 | 2.3055 | 2.362 | 0 | 5.8169 | 4.8664 | 5.3518 | 4.2329 | 4.6322 | 4.6807 | 4.6687 | 4.7574 | 4.1897 | 4.6463 | 4.766 | 5.1572 | 0.69897
Retro3Slow | Retro | Advanced Power Strips | Residential | Electronics | 0.0034146 | 0.0031112 | 29.5793 | 238.7475 | Single Family | PC Interaction Sensing - Home Office | 0.016354 | 0.02595 | 0.052365 | 0.092419 | 0.14492 | 0.20437 | 0.26175 | 0.30702 | 0.33212 | 0.33332 | 0.31195 | 0.27345 | 0.22545 | 0.17545 | 0.1293 | 0.090494 | 0.060304 | 0.038353 | 0.023329 | 0.015784 | 3.1568 | 0.25942 | 0.22207 | 0.4357 | 0.56942 | 0.62198 | 0.52724 | 0.56083 | 0.5321 | 0.51398 | 0.49216 | 0.5276 | 0.57719 | 0 | 1.2621 | 1.0931 | 1.7041 | 2.3311 | 2.4816 | 2.1062 | 2.2672 | 1.9346 | 2.0069 | 1.9732 | 2.1734 | 2.4061 | 0.1911
Retro3Slow | Retro | Advanced Power Strips | Residential | Electronics | 0.0034146 | 0.0031112 | 29.5793 | 238.7475 | Multifamily - Low Rise | PC Interaction Sensing - Home Office | 0.0013127 | 0.0021028 | 0.0042825 | 0.0076261 | 0.012062 | 0.017149 | 0.022127 | 0.02613 | 0.028437 | 0.028692 | 0.026977 | 0.02374 | 0.019637 | 0.015325 | 0.011321 | 0.0079403 | 0.0053015 | 0.0033778 | 0.0020582 | 0.0013948 | 0.27896 | 0.25942 | 0.22207 | 0.4357 | 0.56942 | 0.62198 | 0.52724 | 0.56083 | 0.5321 | 0.51398 | 0.49216 | 0.5276 | 0.57719 | 0 | 1.2621 | 1.0931 | 1.7041 | 2.3311 | 2.4816 | 2.1062 | 2.2672 | 1.9346 | 2.0069 | 1.9732 | 2.1734 | 2.4061 | 0.1911
Retro3Slow | Retro | Advanced Power Strips | Residential | Electronics | 0.0034146 | 0.0031112 | 29.5793 | 238.7475 | Multifamily - High Rise | PC Interaction Sensing - Home Office | 0.00039888 | 0.00063872 | 0.0013003 | 0.0023146 | 0.00366 | 0.0052026 | 0.0067123 | 0.0079263 | 0.0086266 | 0.0087045 | 0.0081849 | 0.007203 | 0.0059582 | 0.00465 | 0.0034353 | 0.0024094 | 0.0016087 | 0.001025 | 0.00062451 | 0.00042322 | 0.084645 | 0.25942 | 0.22207 | 0.4357 | 0.56942 | 0.62198 | 0.52724 | 0.56083 | 0.5321 | 0.51398 | 0.49216 | 0.5276 | 0.57719 | 0 | 1.2621 | 1.0931 | 1.7041 | 2.3311 | 2.4816 | 2.1062 | 2.2672 | 1.9346 | 2.0069 | 1.9732 | 2.1734 | 2.4061 | 0.1911
Retro3Slow | Retro | Advanced Power Strips | Residential | Electronics | 0.0034146 | 0.0031112 | 29.5793 | 238.7475 | Manufactured | PC Interaction Sensing - Home Office | 0.0013155 | 0.0020601 | 0.0041055 | 0.0071602 | 0.011102 | 0.015489 | 0.01964 | 0.022819 | 0.024463 | 0.024341 | 0.022592 | 0.019646 | 0.016071 | 0.012411 | 0.009077 | 0.006305 | 0.0041703 | 0.0026327 | 0.0015897 | 0.0010677 | 0.21355 | 0.25942 | 0.22207 | 0.4357 | 0.56942 | 0.62198 | 0.52724 | 0.56083 | 0.5321 | 0.51398 | 0.49216 | 0.5276 | 0.57719 | 0 | 1.2621 | 1.0931 | 1.7041 | 2.3311 | 2.4816 | 2.1062 | 2.2672 | 1.9346 | 2.0069 | 1.9732 | 2.1734 | 2.4061 | 0.1911
Retro3Slow | Retro | Advanced Power Strips | Residential | Electronics | 0.0046577 | 0.0042438 | 40.3483 | 286.0487 | Single Family | Load or Occupancy / Motion Sensing - Home Office | 0.022308 | 0.035397 | 0.07143 | 0.12607 | 0.19768 | 0.27877 | 0.35704 | 0.4188 | 0.45304 | 0.45467 | 0.42552 | 0.37301 | 0.30753 | 0.23933 | 0.17638 | 0.12344 | 0.08226 | 0.052317 | 0.031823 | 0.02153 | 4.3061 | 0.35386 | 0.30291 | 0.59433 | 0.77673 | 0.84842 | 0.7192 | 0.76502 | 0.72583 | 0.7011 | 0.67134 | 0.71969 | 0.78734 | 0 | 1.7216 | 1.491 | 2.3245 | 3.1798 | 3.3851 | 2.8731 | 3.0926 | 2.639 | 2.7375 | 2.6916 | 2.9647 | 3.2821 | 0.16156
Retro3Slow | Retro | Advanced Power Strips | Residential | Electronics | 0.0046577 | 0.0042438 | 40.3483 | 286.0487 | Multifamily - Low Rise | Load or Occupancy / Motion Sensing - Home Office | 0.0017907 | 0.0028683 | 0.0058417 | 0.010403 | 0.016454 | 0.023392 | 0.030183 | 0.035643 | 0.038791 | 0.039138 | 0.036799 | 0.032383 | 0.026786 | 0.020904 | 0.015443 | 0.010831 | 0.0072317 | 0.0046076 | 0.0028075 | 0.0019026 | 0.38053 | 0.35386 | 0.30291 | 0.59433 | 0.77673 | 0.84842 | 0.7192 | 0.76502 | 0.72583 | 0.7011 | 0.67134 | 0.71969 | 0.78734 | 0 | 1.7216 | 1.491 | 2.3245 | 3.1798 | 3.3851 | 2.8731 | 3.0926 | 2.639 | 2.7375 | 2.6916 | 2.9647 | 3.2821 | 0.16156
Retro3Slow | Retro | Advanced Power Strips | Residential | Electronics | 0.0046577 | 0.0042438 | 40.3483 | 286.0487 | Multifamily - High Rise | Load or Occupancy / Motion Sensing - Home Office | 0.0005441 | 0.00087127 | 0.0017737 | 0.0031573 | 0.0049925 | 0.0070968 | 0.0091561 | 0.010812 | 0.011767 | 0.011874 | 0.011165 | 0.0098254 | 0.0081275 | 0.006343 | 0.004686 | 0.0032866 | 0.0021944 | 0.0013981 | 0.00085188 | 0.00057731 | 0.11546 | 0.35386 | 0.30291 | 0.59433 | 0.77673 | 0.84842 | 0.7192 | 0.76502 | 0.72583 | 0.7011 | 0.67134 | 0.71969 | 0.78734 | 0 | 1.7216 | 1.491 | 2.3245 | 3.1798 | 3.3851 | 2.8731 | 3.0926 | 2.639 | 2.7375 | 2.6916 | 2.9647 | 3.2821 | 0.16156
Retro3Slow | Retro | Advanced Power Strips | Residential | Electronics | 0.0046577 | 0.0042438 | 40.3483 | 286.0487 | Manufactured | Load or Occupancy / Motion Sensing - Home Office | 0.0017944 | 0.0028101 | 0.0056003 | 0.0097671 | 0.015143 | 0.021129 | 0.02679 | 0.031127 | 0.03337 | 0.033203 | 0.030818 | 0.026799 | 0.021922 | 0.016929 | 0.012382 | 0.0086005 | 0.0056886 | 0.0035912 | 0.0021685 | 0.0014565 | 0.29129 | 0.35386 | 0.30291 | 0.59433 | 0.77673 | 0.84842 | 0.7192 | 0.76502 | 0.72583 | 0.7011 | 0.67134 | 0.71969 | 0.78734 | 0 | 1.7216 | 1.491 | 2.3245 | 3.1798 | 3.3851 | 2.8731 | 3.0926 | 2.639 | 2.7375 | 2.6916 | 2.9647 | 3.2821 | 0.16156
Retro3Slow | Retro | Advanced Power Strips | Residential | Electronics | 0.0025444 | 0.0024792 | 20.564 | 460.422 | Single Family | Engagement Sensing - Home AV | 0.034055 | 0.054037 | 0.10904 | 0.19245 | 0.30178 | 0.42557 | 0.54505 | 0.63933 | 0.6916 | 0.69409 | 0.64959 | 0.56943 | 0.46948 | 0.36536 | 0.26926 | 0.18844 | 0.12558 | 0.079866 | 0.04858 | 0.032868 | 6.5736 | 0.64801 | 0.53381 | 0.59047 | 0.48991 | 0.50039 | 0.49917 | 0.4723 | 0.51039 | 0.50769 | 0.56963 | 0.56285 | 0.57663 | 0 | 1.4201 | 1.1881 | 1.3066 | 1.0334 | 1.1309 | 1.1427 | 1.1398 | 1.1614 | 1.0229 | 1.1343 | 1.1635 | 1.259 | 0.10635
Retro3Slow | Retro | Advanced Power Strips | Residential | Electronics | 0.0025444 | 0.0024792 | 20.564 | 460.422 | Multifamily - Low Rise | Engagement Sensing - Home AV | 0.003736 | 0.0059843 | 0.012188 | 0.021703 | 0.034328 | 0.048804 | 0.062972 | 0.074364 | 0.08093 | 0.081655 | 0.076775 | 0.067561 | 0.055885 | 0.043613 | 0.03222 | 0.022597 | 0.015088 | 0.009613 | 0.0058573 | 0.0039695 | 0.79391 | 0.64801 | 0.53381 | 0.59047 | 0.48991 | 0.50039 | 0.49917 | 0.4723 | 0.51039 | 0.50769 | 0.56963 | 0.56285 | 0.57663 | 0 | 1.4201 | 1.1881 | 1.3066 | 1.0334 | 1.1309 | 1.1427 | 1.1398 | 1.1614 | 1.0229 | 1.1343 | 1.1635 | 1.259 | 0.10635
Retro3Slow | Retro | Advanced Power Strips | Residential | Electronics | 0.0025444 | 0.0024792 | 20.564 | 460.422 | Multifamily - High Rise | Engagement Sensing - Home AV | 0.0011352 | 0.0018177 | 0.0037004 | 0.0065871 | 0.010416 | 0.014806 | 0.019103 | 0.022558 | 0.02455 | 0.024772 | 0.023293 | 0.020499 | 0.016957 | 0.013234 | 0.0097765 | 0.0068569 | 0.0045782 | 0.0029169 | 0.0017773 | 0.0012045 | 0.24089 | 0.64801 | 0.53381 | 0.59047 | 0.48991 | 0.50039 | 0.49917 | 0.4723 | 0.51039 | 0.50769 | 0.56963 | 0.56285 | 0.57663 | 0 | 1.4201 | 1.1881 | 1.3066 | 1.0334 | 1.1309 | 1.1427 | 1.1398 | 1.1614 | 1.0229 | 1.1343 | 1.1635 | 1.259 | 0.10635
Retro3Slow | Retro | Advanced Power Strips | Residential | Electronics | 0.0025444 | 0.0024792 | 20.564 | 460.422 | Manufactured | Engagement Sensing - Home AV | 0.0030659 | 0.0048014 | 0.0095687 | 0.016688 | 0.025874 | 0.0361 | 0.045774 | 0.053184 | 0.057016 | 0.05673 | 0.052655 | 0.045788 | 0.037456 | 0.028926 | 0.021155 | 0.014695 | 0.0097196 | 0.006136 | 0.0037051 | 0.0024885 | 0.49771 | 0.64801 | 0.53381 | 0.59047 | 0.48991 | 0.50039 | 0.49917 | 0.4723 | 0.51039 | 0.50769 | 0.56963 | 0.56285 | 0.57663 | 0 | 1.4201 | 1.1881 | 1.3066 | 1.0334 | 1.1309 | 1.1427 | 1.1398 | 1.1614 | 1.0229 | 1.1343 | 1.1635 | 1.259 | 0.10635
LO12Med | New | Aerator | Residential | Water Heating | 0.0049267 | 0.0035436 | 43.2925 | -162.7677 | Single Family | Bathroom_SF_ERWH | 0.0019931 | 0.0038837 | 0.005711 | 0.0075254 | 0.0091499 | 0.010374 | 0.011393 | 0.01222 | 0.012962 | 0.013566 | 0.013635 | 0.013885 | 0.01415 | 0.014333 | 0.014165 | 0.014133 | 0.013899 | 0.013574 | 0.013373 | 0.013125 | 0.22705 | 0.87546 | 0.78306 | 0.86642 | 0.8039 | 0.74997 | 0.70133 | 0.62856 | 0.59926 | 0.6281 | 0.68417 | 0.73953 | 0.8177 | 0 | 3.3897 | 2.9555 | 3.2058 | 2.9276 | 2.8681 | 2.6889 | 2.5109 | 2.4091 | 2.4217 | 2.682 | 2.9555 | 3.4003 | 47.4703
LO12Med | New | Aerator | Residential | Water Heating | 0.0067343 | 0.0048437 | 59.1762 | -163.8738 | Multifamily - Low Rise | Bathroom_MF_ERWH | 0.00522 | 0.010328 | 0.015413 | 0.020608 | 0.025416 | 0.029265 | 0.03262 | 0.035472 | 0.038148 | 0.040505 | 0.041348 | 0.042739 | 0.044192 | 0.04545 | 0.045612 | 0.046224 | 0.046143 | 0.045792 | 0.045831 | 0.045729 | 0.70205 | 1.1967 | 1.0704 | 1.1843 | 1.0988 | 1.0251 | 0.95865 | 0.85917 | 0.81913 | 0.85854 | 0.93519 | 1.0109 | 1.1177 | 0 | 4.6333 | 4.0398 | 4.382 | 4.0017 | 3.9204 | 3.6754 | 3.4321 | 3.293 | 3.3102 | 3.666 | 4.0398 | 4.6478 | 64.8868
LO12Med | New | Aerator | Residential | Water Heating | 0.0067343 | 0.0048437 | 59.1762 | -163.8738 | Multifamily - High Rise | Bathroom_MF_ERWH | 0.0015203 | 0.00299 | 0.0044717 | 0.0060026 | 0.0074452 | 0.0085956 | 0.0096154 | 0.010517 | 0.011349 | 0.012072 | 0.012298 | 0.012691 | 0.013126 | 0.013484 | 0.01351 | 0.013675 | 0.01364 | 0.013485 | 0.013421 | 0.013337 | 0.20725 | 1.1967 | 1.0704 | 1.1843 | 1.0988 | 1.0251 | 0.95865 | 0.85917 | 0.81913 | 0.85854 | 0.93519 | 1.0109 | 1.1177 | 0 | 4.6333 | 4.0398 | 4.382 | 4.0017 | 3.9204 | 3.6754 | 3.4321 | 3.293 | 3.3102 | 3.666 | 4.0398 | 4.6478 | 64.8868
LO12Med | New | Aerator | Residential | Water Heating | 0.0056544 | 0.004067 | 49.6871 | -163.2981 | Manufactured | Bathroom_MH_ERWH | 0.00043198 | 0.00087907 | 0.0013485 | 0.0018514 | 0.0023431 | 0.0027636 | 0.0031543 | 0.0035128 | 0.0038645 | 0.0041927 | 0.0043662 | 0.0046025 | 0.0048517 | 0.0050802 | 0.0051876 | 0.0053456 | 0.0054277 | 0.0054705 | 0.0055588 | 0.0056273 | 0.07586 | 1.0048 | 0.89872 | 0.9944 | 0.92265 | 0.86074 | 0.80493 | 0.7214 | 0.68778 | 0.72087 | 0.78523 | 0.84877 | 0.93848 | 0 | 3.8904 | 3.392 | 3.6794 | 3.36 | 3.2918 | 3.0861 | 2.8818 | 2.765 | 2.7794 | 3.0781 | 3.392 | 3.9025 | 54.482
LO12Med | New | Aerator | Residential | Water Heating | 0.002865 | 0.0025332 | 26.8843 | -249.0087 | Single Family | Bathroom_SF_HPWH | 0.0070136 | 0.013667 | 0.020097 | 0.026482 | 0.032198 | 0.036506 | 0.040093 | 0.043002 | 0.045614 | 0.047739 | 0.047982 | 0.04886 | 0.049794 | 0.050437 | 0.049847 | 0.049733 | 0.048911 | 0.047767 | 0.047059 | 0.046188 | 0.79899 | 0.62253 | 0.53957 | 0.60085 | 0.47258 | 0.40922 | 0.34948 | 0.32043 | 0.30339 | 0.32407 | 0.37294 | 0.42333 | 0.61124 | 0 | 2.4958 | 2.2092 | 2.3019 | 1.944 | 1.6396 | 1.3677 | 1.2784 | 1.2314 | 1.2672 | 1.554 | 1.8218 | 2.4237 | 42.7944
LO12Med | New | Aerator | Residential | Water Heating | 0.0039161 | 0.0034627 | 36.7479 | -250.7899 | Multifamily - Low Rise | Bathroom_MF_HPWH | 0.0010805 | 0.0021378 | 0.0031905 | 0.0042657 | 0.0052609 | 0.0060578 | 0.0067522 | 0.0073427 | 0.0078965 | 0.0083845 | 0.008559 | 0.0088469 | 0.0091476 | 0.009408 | 0.0094416 | 0.0095682 | 0.0095514 | 0.0094789 | 0.0094869 | 0.0094657 | 0.14532 | 0.85093 | 0.73754 | 0.82129 | 0.64597 | 0.55936 | 0.4777 | 0.438 | 0.4147 | 0.44296 | 0.50977 | 0.57865 | 0.8355 | 0 | 3.4115 | 3.0197 | 3.1465 | 2.6573 | 2.2411 | 1.8694 | 1.7474 | 1.6832 | 1.7321 | 2.1242 | 2.4902 | 3.3129 | 58.4953
LO12Med | New | Aerator | Residential | Water Heating | 0.0039161 | 0.0034627 | 36.7479 | -250.7899 | Multifamily - High Rise | Bathroom_MF_HPWH | 0.0003147 | 0.00061893 | 0.00092562 | 0.0012425 | 0.0015411 | 0.0017793 | 0.0019904 | 0.002177 | 0.0023493 | 0.0024989 | 0.0025457 | 0.0026269 | 0.0027171 | 0.0027911 | 0.0027966 | 0.0028307 | 0.0028235 | 0.0027914 | 0.0027781 | 0.0027607 | 0.0429 | 0.85093 | 0.73754 | 0.82129 | 0.64597 | 0.55936 | 0.4777 | 0.438 | 0.4147 | 0.44296 | 0.50977 | 0.57865 | 0.8355 | 0 | 3.4115 | 3.0197 | 3.1465 | 2.6573 | 2.2411 | 1.8694 | 1.7474 | 1.6832 | 1.7321 | 2.1242 | 2.4902 | 3.3129 | 58.4953
LO12Med | New | Aerator | Residential | Water Heating | 0.0032882 | 0.0029074 | 30.8553 | -249.8627 | Manufactured | Bathroom_MH_HPWH | 0.00080478 | 0.0016377 | 0.0025122 | 0.0034492 | 0.0043651 | 0.0051485 | 0.0058764 | 0.0065442 | 0.0071996 | 0.007811 | 0.0081341 | 0.0085743 | 0.0090386 | 0.0094643 | 0.0096644 | 0.0099587 | 0.010112 | 0.010191 | 0.010356 | 0.010484 | 0.14133 | 0.71448 | 0.61927 | 0.6896 | 0.54239 | 0.46967 | 0.4011 | 0.36777 | 0.34821 | 0.37193 | 0.42803 | 0.48586 | 0.70153 | 0 | 2.8645 | 2.5355 | 2.6419 | 2.2312 | 1.8818 | 1.5697 | 1.4672 | 1.4133 | 1.4544 | 1.7836 | 2.0909 | 2.7817 | 49.1154
LO12Med | New | Aerator | Residential | Water Heating | 0.0077679 | 0.0089313 | 72.2217 | -137.3047 | Single Family | Kitchen_SF_ERWH | 0.0014068 | 0.0027412 | 0.0040309 | 0.0053116 | 0.0064582 | 0.0073223 | 0.0080417 | 0.0086253 | 0.0091492 | 0.0095753 | 0.0096242 | 0.0098002 | 0.0099875 | 0.010116 | 0.0099981 | 0.0099752 | 0.0098103 | 0.0095809 | 0.0094389 | 0.0092641 | 0.16026 | 1.8008 | 1.4452 | 1.544 | 1.379 | 1.4815 | 1.3174 | 1.6788 | 1.6513 | 1.4692 | 1.6379 | 1.6561 | 1.9035 | 0 | 4.6403 | 4.0871 | 4.689 | 3.9786 | 4.0396 | 4.135 | 4.6481 | 4.7268 | 4.0572 | 4.348 | 4.6226 | 5.2849 | 51.3556
LO12Med | New | Aerator | Residential | Water Heating | 0.0058815 | 0.0067624 | 54.6828 | -136.2365 | Multifamily - Low Rise | Kitchen_MF_ERWH | 0.0036844 | 0.0072894 | 0.010879 | 0.014545 | 0.017939 | 0.020656 | 0.023024 | 0.025037 | 0.026925 | 0.02859 | 0.029184 | 0.030166 | 0.031191 | 0.03208 | 0.032194 | 0.032626 | 0.032568 | 0.032321 | 0.032349 | 0.032276 | 0.49552 | 1.3635 | 1.0942 | 1.169 | 1.0441 | 1.1217 | 0.9975 | 1.2711 | 1.2503 | 1.1124 | 1.2401 | 1.2539 | 1.4413 | 0 | 3.5134 | 3.0946 | 3.5502 | 3.0124 | 3.0586 | 3.1308 | 3.5193 | 3.5789 | 3.072 | 3.2921 | 3.5 | 4.0015 | 38.884
LO12Med | New | Aerator | Residential | Water Heating | 0.0058815 | 0.0067624 | 54.6828 | -136.2365 | Multifamily - High Rise | Kitchen_MF_ERWH | 0.001073 | 0.0021104 | 0.0031562 | 0.0042368 | 0.005255 | 0.006067 | 0.0067867 | 0.007423 | 0.0080107 | 0.0085207 | 0.0086803 | 0.0089573 | 0.0092647 | 0.0095171 | 0.009536 | 0.0096522 | 0.0096276 | 0.009518 | 0.0094729 | 0.0094135 | 0.14628 | 1.3635 | 1.0942 | 1.169 | 1.0441 | 1.1217 | 0.9975 | 1.2711 | 1.2503 | 1.1124 | 1.2401 | 1.2539 | 1.4413 | 0 | 3.5134 | 3.0946 | 3.5502 | 3.0124 | 3.0586 | 3.1308 | 3.5193 | 3.5789 | 3.072 | 3.2921 | 3.5 | 4.0015 | 38.884
LO12Med | New | Aerator | Residential | Water Heating | 0.0079486 | 0.009139 | 73.9015 | -137.3804 | Manufactured | Kitchen_MH_ERWH | 0.0003049 | 0.00062046 | 0.00095179 | 0.0013068 | 0.0016538 | 0.0019506 | 0.0022264 | 0.0024794 | 0.0027277 | 0.0029593 | 0.0030818 | 0.0032485 | 0.0034244 | 0.0035857 | 0.0036615 | 0.003773 | 0.003831 | 0.0038612 | 0.0039235 | 0.0039719 | 0.053544 | 1.8427 | 1.4788 | 1.5799 | 1.4111 | 1.516 | 1.3481 | 1.7178 | 1.6897 | 1.5033 | 1.676 | 1.6946 | 1.9478 | 0 | 4.7482 | 4.1822 | 4.798 | 4.0711 | 4.1335 | 4.2312 | 4.7562 | 4.8368 | 4.1516 | 4.4491 | 4.7302 | 5.4078 | 52.5501
LO12Med | New | Aerator | Residential | Water Heating | 0.0047911 | 0.0054712 | 44.6285 | -210.3506 | Single Family | Kitchen_SF_HPWH | 0.004926 | 0.0095987 | 0.014115 | 0.018599 | 0.022614 | 0.02564 | 0.028159 | 0.030203 | 0.032037 | 0.033529 | 0.0337 | 0.034317 | 0.034973 | 0.035424 | 0.03501 | 0.03493 | 0.034352 | 0.033549 | 0.033052 | 0.03244 | 0.56117 | 1.1007 | 0.88463 | 0.94624 | 0.84544 | 0.90871 | 0.81151 | 1.0322 | 1.016 | 0.90369 | 1.0039 | 1.0132 | 1.163 | 0 | 2.863 | 2.5237 | 2.8959 | 2.4666 | 2.5097 | 2.574 | 2.8918 | 2.9418 | 2.5286 | 2.6986 | 2.8516 | 3.2537 | 45.6692
LO12Med | New | Aerator | Residential | Water Heating | 0.0036276 | 0.0041426 | 33.7905 | -208.6221 | Multifamily - Low Rise | Kitchen_MF_HPWH | 0.00075891 | 0.0015015 | 0.0022409 | 0.002996 | 0.003695 | 0.0042547 | 0.0047424 | 0.0051571 | 0.0055461 | 0.0058889 | 0.0060114 | 0.0062136 | 0.0064248 | 0.0066077 | 0.0066313 | 0.0067202 | 0.0067084 | 0.0066575 | 0.0066631 | 0.0066482 | 0.10207 | 0.83343 | 0.6698 | 0.71644 | 0.64013 | 0.68803 | 0.61444 | 0.78154 | 0.76925 | 0.68423 | 0.76013 | 0.76716 | 0.8806 | 0 | 2.1677 | 1.9109 | 2.1927 | 1.8676 | 1.9002 | 1.9489 | 2.1896 | 2.2274 | 1.9145 | 2.0433 | 2.1591 | 2.4636 | 34.5785
LO12Med | New | Aerator | Residential | Water Heating | 0.0036276 | 0.0041426 | 33.7905 | -208.6221 | Multifamily - High Rise | Kitchen_MF_HPWH | 0.00022103 | 0.0004347 | 0.00065011 | 0.00087268 | 0.0010824 | 0.0012497 | 0.0013979 | 0.001529 | 0.00165 | 0.0017551 | 0.001788 | 0.001845 | 0.0019083 | 0.0019603 | 0.0019642 | 0.0019882 | 0.0019831 | 0.0019605 | 0.0019512 | 0.001939 | 0.03013 | 0.83343 | 0.6698 | 0.71644 | 0.64013 | 0.68803 | 0.61444 | 0.78154 | 0.76925 | 0.68423 | 0.76013 | 0.76716 | 0.8806 | 0 | 2.1677 | 1.9109 | 2.1927 | 1.8676 | 1.9002 | 1.9489 | 2.1896 | 2.2274 | 1.9145 | 2.0433 | 2.1591 | 2.4636 | 34.5785
LO12Med | New | Aerator | Residential | Water Heating | 0.0049025 | 0.0055985 | 45.6665 | -210.4731 | Manufactured | Kitchen_MH_HPWH | 0.00056523 | 0.0011502 | 0.0017644 | 0.0024225 | 0.0030658 | 0.003616 | 0.0041273 | 0.0045963 | 0.0050566 | 0.005486 | 0.005713 | 0.0060222 | 0.0063482 | 0.0066473 | 0.0067878 | 0.0069945 | 0.0071019 | 0.0071579 | 0.0072735 | 0.0073631 | 0.09926 | 1.1263 | 0.90521 | 0.96825 | 0.86511 | 0.92984 | 0.83039 | 1.0562 | 1.0396 | 0.92471 | 1.0273 | 1.0368 | 1.1901 | 0 | 2.9296 | 2.5824 | 2.9633 | 2.524 | 2.568 | 2.6339 | 2.9591 | 3.0102 | 2.5874 | 2.7614 | 2.9179 | 3.3294 | 46.7315
Retro12Med | Retro | Aerator | Residential | Water Heating | 0.0049267 | 0.0035436 | 43.2925 | -162.7677 | Single Family | Bathroom_SF_ERWH | 0.15158 | 0.15304 | 0.15428 | 0.15531 | 0.15615 | 0.14111 | 0.11321 | 0.090757 | 0.072709 | 0.058222 | 0.046605 | 0.037292 | 0.029833 | 0.023862 | 0.019083 | 0.015258 | 0.00010401 | 3.7123e-05 | 1.2647e-05 | 4.1213e-06 | 1.4399 | 0.87546 | 0.78306 | 0.86642 | 0.8039 | 0.74997 | 0.70133 | 0.62856 | 0.59926 | 0.6281 | 0.68417 | 0.73953 | 0.8177 | 0 | 3.3897 | 2.9555 | 3.2058 | 2.9276 | 2.8681 | 2.6889 | 2.5109 | 2.4091 | 2.4217 | 2.682 | 2.9555 | 3.4003 | 47.4703
Retro12Med | Retro | Aerator | Residential | Water Heating | 0.0067343 | 0.0048437 | 59.1762 | -163.8738 | Multifamily - Low Rise | Bathroom_MF_ERWH | 0.21828 | 0.22252 | 0.22623 | 0.22944 | 0.23219 | 0.21097 | 0.17004 | 0.13684 | 0.11 | 0.088349 | 0.070914 | 0.056882 | 0.045607 | 0.036556 | 0.029293 | 0.023467 | 0.00016026 | 5.7305e-05 | 1.9559e-05 | 6.3856e-06 | 2.231 | 1.1967 | 1.0704 | 1.1843 | 1.0988 | 1.0251 | 0.95865 | 0.85917 | 0.81913 | 0.85854 | 0.93519 | 1.0109 | 1.1177 | 0 | 4.6333 | 4.0398 | 4.382 | 4.0017 | 3.9204 | 3.6754 | 3.4321 | 3.293 | 3.3102 | 3.666 | 4.0398 | 4.6478 | 64.8868
Retro12Med | Retro | Aerator | Residential | Water Heating | 0.0067343 | 0.0048437 | 59.1762 | -163.8738 | Multifamily - High Rise | Bathroom_MF_ERWH | 0.064592 | 0.065825 | 0.066895 | 0.067824 | 0.068621 | 0.062345 | 0.050245 | 0.040435 | 0.032504 | 0.026108 | 0.020956 | 0.01681 | 0.013478 | 0.010804 | 0.0086573 | 0.0069356 | 4.7363e-05 | 1.6936e-05 | 5.7804e-06 | 1.8871e-06 | 0.65932 | 1.1967 | 1.0704 | 1.1843 | 1.0988 | 1.0251 | 0.95865 | 0.85917 | 0.81913 | 0.85854 | 0.93519 | 1.0109 | 1.1177 | 0 | 4.6333 | 4.0398 | 4.382 | 4.0017 | 3.9204 | 3.6754 | 3.4321 | 3.293 | 3.3102 | 3.666 | 4.0398 | 4.6478 | 64.8868
Retro12Med | Retro | Aerator | Residential | Water Heating | 0.0056544 | 0.004067 | 49.6871 | -163.2981 | Manufactured | Bathroom_MH_ERWH | 0.055273 | 0.055075 | 0.054848 | 0.054594 | 0.054313 | 0.048598 | 0.038627 | 0.030689 | 0.024373 | 0.019352 | 0.015363 | 0.012193 | 0.0096761 | 0.0076781 | 0.0060924 | 0.0048338 | 3.2698e-05 | 1.1582e-05 | 3.9163e-06 | 1.2667e-06 | 0.44257 | 1.0048 | 0.89872 | 0.9944 | 0.92265 | 0.86074 | 0.80493 | 0.7214 | 0.68778 | 0.72087 | 0.78523 | 0.84877 | 0.93848 | 0 | 3.8904 | 3.392 | 3.6794 | 3.36 | 3.2918 | 3.0861 | 2.8818 | 2.765 | 2.7794 | 3.0781 | 3.392 | 3.9025 | 54.482
Retro12Med | Retro | Aerator | Residential | Water Heating | 0.002865 | 0.0025332 | 26.8843 | -249.0087 | Single Family | Bathroom_SF_HPWH | 0.5334 | 0.53855 | 0.54291 | 0.54653 | 0.54949 | 0.49656 | 0.3984 | 0.31937 | 0.25586 | 0.20488 | 0.164 | 0.13123 | 0.10498 | 0.083968 | 0.067151 | 0.053693 | 0.00036601 | 0.00013064 | 4.4505e-05 | 1.4503e-05 | 5.0669 | 0.62253 | 0.53957 | 0.60085 | 0.47258 | 0.40922 | 0.34948 | 0.32043 | 0.30339 | 0.32407 | 0.37294 | 0.42333 | 0.61124 | 0 | 2.4958 | 2.2092 | 2.3019 | 1.944 | 1.6396 | 1.3677 | 1.2784 | 1.2314 | 1.2672 | 1.554 | 1.8218 | 2.4237 | 42.7944
Retro12Med | Retro | Aerator | Residential | Water Heating | 0.0039161 | 0.0034627 | 36.7479 | -250.7899 | Multifamily - Low Rise | Bathroom_MF_HPWH | 0.045184 | 0.046061 | 0.046829 | 0.047494 | 0.048062 | 0.043671 | 0.035197 | 0.028326 | 0.02277 | 0.018288 | 0.014679 | 0.011774 | 0.0094406 | 0.007567 | 0.0060636 | 0.0048577 | 3.3173e-05 | 1.1862e-05 | 4.0487e-06 | 1.3218e-06 | 0.46181 | 0.85093 | 0.73754 | 0.82129 | 0.64597 | 0.55936 | 0.4777 | 0.438 | 0.4147 | 0.44296 | 0.50977 | 0.57865 | 0.8355 | 0 | 3.4115 | 3.0197 | 3.1465 | 2.6573 | 2.2411 | 1.8694 | 1.7474 | 1.6832 | 1.7321 | 2.1242 | 2.4902 | 3.3129 | 58.4953
Retro12Med | Retro | Aerator | Residential | Water Heating | 0.0039161 | 0.0034627 | 36.7479 | -250.7899 | Multifamily - High Rise | Bathroom_MF_HPWH | 0.01337 | 0.013626 | 0.013847 | 0.014039 | 0.014204 | 0.012905 | 0.010401 | 0.0083699 | 0.0067283 | 0.0054042 | 0.0043379 | 0.0034797 | 0.00279 | 0.0022363 | 0.001792 | 0.0014356 | 9.8041e-06 | 3.5057e-06 | 1.1965e-06 | 3.9063e-07 | 0.13648 | 0.85093 | 0.73754 | 0.82129 | 0.64597 | 0.55936 | 0.4777 | 0.438 | 0.4147 | 0.44296 | 0.50977 | 0.57865 | 0.8355 | 0 | 3.4115 | 3.0197 | 3.1465 | 2.6573 | 2.2411 | 1.8694 | 1.7474 | 1.6832 | 1.7321 | 2.1242 | 2.4902 | 3.3129 | 58.4953
Retro12Med | Retro | Aerator | Residential | Water Heating | 0.0032882 | 0.0029074 | 30.8553 | -249.8627 | Manufactured | Bathroom_MH_HPWH | 0.10297 | 0.1026 | 0.10218 | 0.10171 | 0.10118 | 0.090537 | 0.071962 | 0.057172 | 0.045406 | 0.036052 | 0.02862 | 0.022715 | 0.018026 | 0.014304 | 0.01135 | 0.0090052 | 6.0915e-05 | 2.1577e-05 | 7.296e-06 | 2.3599e-06 | 0.8245 | 0.71448 | 0.61927 | 0.6896 | 0.54239 | 0.46967 | 0.4011 | 0.36777 | 0.34821 | 0.37193 | 0.42803 | 0.48586 | 0.70153 | 0 | 2.8645 | 2.5355 | 2.6419 | 2.2312 | 1.8818 | 1.5697 | 1.4672 | 1.4133 | 1.4544 | 1.7836 | 2.0909 | 2.7817 | 49.1154
Retro12Med | Retro | Aerator | Residential | Water Heating | 0.0077679 | 0.0089313 | 72.2217 | -137.3047 | Single Family | Kitchen_SF_ERWH | 0.10699 | 0.10802 | 0.10889 | 0.10962 | 0.11021 | 0.099599 | 0.079909 | 0.064058 | 0.051319 | 0.041095 | 0.032895 | 0.026322 | 0.021057 | 0.016842 | 0.013469 | 0.01077 | 7.3413e-05 | 2.6202e-05 | 8.9267e-06 | 2.9089e-06 | 1.0163 | 1.8008 | 1.4452 | 1.544 | 1.379 | 1.4815 | 1.3174 | 1.6788 | 1.6513 | 1.4692 | 1.6379 | 1.6561 | 1.9035 | 0 | 4.6403 | 4.0871 | 4.689 | 3.9786 | 4.0396 | 4.135 | 4.6481 | 4.7268 | 4.0572 | 4.348 | 4.6226 | 5.2849 | 51.3556
Retro12Med | Retro | Aerator | Residential | Water Heating | 0.0058815 | 0.0067624 | 54.6828 | -136.2365 | Multifamily - Low Rise | Kitchen_MF_ERWH | 0.15407 | 0.15706 | 0.15968 | 0.16194 | 0.16388 | 0.14891 | 0.12002 | 0.096584 | 0.07764 | 0.062359 | 0.050053 | 0.040149 | 0.032191 | 0.025802 | 0.020676 | 0.016564 | 0.00011311 | 4.0447e-05 | 1.3805e-05 | 4.5071e-06 | 1.5747 | 1.3635 | 1.0942 | 1.169 | 1.0441 | 1.1217 | 0.9975 | 1.2711 | 1.2503 | 1.1124 | 1.2401 | 1.2539 | 1.4413 | 0 | 3.5134 | 3.0946 | 3.5502 | 3.0124 | 3.0586 | 3.1308 | 3.5193 | 3.5789 | 3.072 | 3.2921 | 3.5 | 4.0015 | 38.884
Retro12Med | Retro | Aerator | Residential | Water Heating | 0.0058815 | 0.0067624 | 54.6828 | -136.2365 | Multifamily - High Rise | Kitchen_MF_ERWH | 0.045591 | 0.04646 | 0.047216 | 0.047872 | 0.048434 | 0.044005 | 0.035464 | 0.02854 | 0.022942 | 0.018427 | 0.014791 | 0.011865 | 0.0095134 | 0.0076254 | 0.0061105 | 0.0048953 | 3.343e-05 | 1.1954e-05 | 4.08e-06 | 1.332e-06 | 0.46536 | 1.3635 | 1.0942 | 1.169 | 1.0441 | 1.1217 | 0.9975 | 1.2711 | 1.2503 | 1.1124 | 1.2401 | 1.2539 | 1.4413 | 0 | 3.5134 | 3.0946 | 3.5502 | 3.0124 | 3.0586 | 3.1308 | 3.5193 | 3.5789 | 3.072 | 3.2921 | 3.5 | 4.0015 | 38.884
Retro12Med | Retro | Aerator | Residential | Water Heating | 0.0079486 | 0.009139 | 73.9015 | -137.3804 | Manufactured | Kitchen_MH_ERWH | 0.039013 | 0.038873 | 0.038713 | 0.038534 | 0.038335 | 0.034301 | 0.027264 | 0.021661 | 0.017203 | 0.013659 | 0.010843 | 0.008606 | 0.0068296 | 0.0054194 | 0.0043001 | 0.0034118 | 2.3079e-05 | 8.1748e-06 | 2.7642e-06 | 8.941e-07 | 0.31238 | 1.8427 | 1.4788 | 1.5799 | 1.4111 | 1.516 | 1.3481 | 1.7178 | 1.6897 | 1.5033 | 1.676 | 1.6946 | 1.9478 | 0 | 4.7482 | 4.1822 | 4.798 | 4.0711 | 4.1335 | 4.2312 | 4.7562 | 4.8368 | 4.1516 | 4.4491 | 4.7302 | 5.4078 | 52.5501
Retro12Med | Retro | Aerator | Residential | Water Heating | 0.0047911 | 0.0054712 | 44.6285 | -210.3506 | Single Family | Kitchen_SF_HPWH | 0.37464 | 0.37825 | 0.38131 | 0.38386 | 0.38593 | 0.34876 | 0.27981 | 0.22431 | 0.1797 | 0.1439 | 0.11519 | 0.092169 | 0.073733 | 0.058975 | 0.047163 | 0.037712 | 0.00025707 | 9.1751e-05 | 3.1258e-05 | 1.0186e-05 | 3.5588 | 1.1007 | 0.88463 | 0.94624 | 0.84544 | 0.90871 | 0.81151 | 1.0322 | 1.016 | 0.90369 | 1.0039 | 1.0132 | 1.163 | 0 | 2.863 | 2.5237 | 2.8959 | 2.4666 | 2.5097 | 2.574 | 2.8918 | 2.9418 | 2.5286 | 2.6986 | 2.8516 | 3.2537 | 45.6692
Retro12Med | Retro | Aerator | Residential | Water Heating | 0.0036276 | 0.0041426 | 33.7905 | -208.6221 | Multifamily - Low Rise | Kitchen_MF_HPWH | 0.031735 | 0.032351 | 0.03289 | 0.033357 | 0.033756 | 0.030672 | 0.024721 | 0.019894 | 0.015992 | 0.012845 | 0.01031 | 0.0082698 | 0.0066306 | 0.0053146 | 0.0042588 | 0.0034118 | 2.3299e-05 | 8.3313e-06 | 2.8436e-06 | 9.2837e-07 | 0.32435 | 0.83343 | 0.6698 | 0.71644 | 0.64013 | 0.68803 | 0.61444 | 0.78154 | 0.76925 | 0.68423 | 0.76013 | 0.76716 | 0.8806 | 0 | 2.1677 | 1.9109 | 2.1927 | 1.8676 | 1.9002 | 1.9489 | 2.1896 | 2.2274 | 1.9145 | 2.0433 | 2.1591 | 2.4636 | 34.5785
Retro12Med | Retro | Aerator | Residential | Water Heating | 0.0036276 | 0.0041426 | 33.7905 | -208.6221 | Multifamily - High Rise | Kitchen_MF_HPWH | 0.0093907 | 0.0095699 | 0.0097255 | 0.0098606 | 0.0099764 | 0.009064 | 0.0073049 | 0.0058786 | 0.0047256 | 0.0037956 | 0.0030467 | 0.0024439 | 0.0019596 | 0.0015707 | 0.0012586 | 0.0010083 | 6.8859e-06 | 2.4622e-06 | 8.4039e-07 | 2.7436e-07 | 0.095854 | 0.83343 | 0.6698 | 0.71644 | 0.64013 | 0.68803 | 0.61444 | 0.78154 | 0.76925 | 0.68423 | 0.76013 | 0.76716 | 0.8806 | 0 | 2.1677 | 1.9109 | 2.1927 | 1.8676 | 1.9002 | 1.9489 | 2.1896 | 2.2274 | 1.9145 | 2.0433 | 2.1591 | 2.4636 | 34.5785
Retro12Med | Retro | Aerator | Residential | Water Heating | 0.0049025 | 0.0055985 | 45.6665 | -210.4731 | Manufactured | Kitchen_MH_HPWH | 0.072323 | 0.072063 | 0.071766 | 0.071434 | 0.071066 | 0.063588 | 0.050543 | 0.040155 | 0.031891 | 0.025321 | 0.020101 | 0.015954 | 0.012661 | 0.010046 | 0.0079716 | 0.0063248 | 4.2784e-05 | 1.5155e-05 | 5.1243e-06 | 1.6575e-06 | 0.57909 | 1.1263 | 0.90521 | 0.96825 | 0.86511 | 0.92984 | 0.83039 | 1.0562 | 1.0396 | 0.92471 | 1.0273 | 1.0368 | 1.1901 | 0 | 2.9296 | 2.5824 | 2.9633 | 2.524 | 2.568 | 2.6339 | 2.9591 | 3.0102 | 2.5874 | 2.7614 | 2.9179 | 3.3294 | 46.7315
LO5Med | New | Air cleaners | Residential | Other | 0.0061715 | 0.0056111 | 52.2744 | 182.7376 | Single Family | ENERGY STAR Air Cleaner | 0.0012817 | 0.002782 | 0.0045666 | 0.0066233 | 0.0087836 | 0.01107 | 0.013659 | 0.016324 | 0.018948 | 0.021215 | 0.022289 | 0.023241 | 0.023872 | 0.024095 | 0.023494 | 0.023192 | 0.022807 | 0.022273 | 0.021942 | 0.021536 | 0.33399 | 0.84717 | 0.74661 | 0.83882 | 0.94285 | 1.0299 | 0.87302 | 0.92864 | 0.88106 | 0.85105 | 0.81492 | 0.87328 | 0.95532 | 0 | 3.165 | 2.8279 | 3.1116 | 3.8599 | 4.1091 | 3.4875 | 3.754 | 3.2034 | 3.323 | 3.2673 | 3.5989 | 3.9842 | 0.24335
LO5Med | New | Air cleaners | Residential | Other | 0.0061715 | 0.0056111 | 52.2744 | 182.7376 | Multifamily - Low Rise | ENERGY STAR Air Cleaner | 0.00052652 | 0.0011604 | 0.0019332 | 0.0028449 | 0.0038269 | 0.0048981 | 0.0061339 | 0.0074324 | 0.0087464 | 0.0099353 | 0.010602 | 0.011221 | 0.011694 | 0.011984 | 0.011866 | 0.011898 | 0.011876 | 0.011785 | 0.011795 | 0.011769 | 0.16393 | 0.84717 | 0.74661 | 0.83882 | 0.94285 | 1.0299 | 0.87302 | 0.92864 | 0.88106 | 0.85105 | 0.81492 | 0.87328 | 0.95532 | 0 | 3.165 | 2.8279 | 3.1116 | 3.8599 | 4.1091 | 3.4875 | 3.754 | 3.2034 | 3.323 | 3.2673 | 3.5989 | 3.9842 | 0.24335
LO5Med | New | Air cleaners | Residential | Other | 0.0061715 | 0.0056111 | 52.2744 | 182.7377 | Multifamily - High Rise | ENERGY STAR Air Cleaner | 0.00015335 | 0.00033595 | 0.00056084 | 0.00082865 | 0.001121 | 0.0014386 | 0.0018081 | 0.0022036 | 0.0026022 | 0.0029611 | 0.0031532 | 0.0033319 | 0.0034734 | 0.0035554 | 0.0035147 | 0.0035199 | 0.0035106 | 0.0034706 | 0.0034541 | 0.0034324 | 0.04843 | 0.84717 | 0.74661 | 0.83882 | 0.94285 | 1.0299 | 0.87302 | 0.92864 | 0.88106 | 0.85105 | 0.81492 | 0.87328 | 0.95532 | 0 | 3.165 | 2.8279 | 3.1116 | 3.8599 | 4.1091 | 3.4875 | 3.754 | 3.2034 | 3.323 | 3.2673 | 3.5989 | 3.9842 | 0.24335
LO5Med | New | Air cleaners | Residential | Other | 0.0061715 | 0.0056111 | 52.2744 | 182.7376 | Manufactured | ENERGY STAR Air Cleaner | 0.00010108 | 0.00022912 | 0.00039234 | 0.00059291 | 0.00081843 | 0.001073 | 0.0013759 | 0.0017074 | 0.0020554 | 0.0023857 | 0.0025969 | 0.0028031 | 0.0029782 | 0.0031075 | 0.0031306 | 0.0031918 | 0.0032406 | 0.003266 | 0.0033188 | 0.0033596 | 0.041725 | 0.84717 | 0.74661 | 0.83882 | 0.94285 | 1.0299 | 0.87302 | 0.92864 | 0.88106 | 0.85105 | 0.81492 | 0.87328 | 0.95532 | 0 | 3.165 | 2.8279 | 3.1116 | 3.8599 | 4.1091 | 3.4875 | 3.754 | 3.2034 | 3.323 | 3.2673 | 3.5989 | 3.9842 | 0.24335
LO5Med | NR | Air cleaners | Residential | Other | 0.0061715 | 0.0056111 | 52.2744 | 182.7376 | Single Family | ENERGY STAR Air Cleaner | 0.012105 | 0.026906 | 0.044951 | 0.065818 | 0.089533 | 0.11717 | 0.14737 | 0.17809 | 0.20688 | 0.25545 | 0.27427 | 0.28604 | 0.29179 | 0.29233 | 0.28847 | 0.28483 | 0.28134 | 0.27815 | 0.27535 | 0.27294 | 2.6007 | 0.84717 | 0.74661 | 0.83882 | 0.94285 | 1.0299 | 0.87302 | 0.92864 | 0.88106 | 0.85105 | 0.81492 | 0.87328 | 0.95532 | 0 | 3.165 | 2.8279 | 3.1116 | 3.8599 | 4.1091 | 3.4875 | 3.754 | 3.2034 | 3.323 | 3.2673 | 3.5989 | 3.9842 | 0.24335
LO5Med | NR | Air cleaners | Residential | Other | 0.0061715 | 0.0056111 | 52.2744 | 182.7376 | Multifamily - Low Rise | ENERGY STAR Air Cleaner | 0.0027342 | 0.0060774 | 0.010153 | 0.014867 | 0.020223 | 0.026465 | 0.033287 | 0.040225 | 0.046729 | 0.062135 | 0.066541 | 0.069173 | 0.070296 | 0.070021 | 0.068575 | 0.067185 | 0.065816 | 0.064552 | 0.063436 | 0.062483 | 0.62329 | 0.84717 | 0.74661 | 0.83882 | 0.94285 | 1.0299 | 0.87302 | 0.92864 | 0.88106 | 0.85105 | 0.81492 | 0.87328 | 0.95532 | 0 | 3.165 | 2.8279 | 3.1116 | 3.8599 | 4.1091 | 3.4875 | 3.754 | 3.2034 | 3.323 | 3.2673 | 3.5989 | 3.9842 | 0.24335
LO5Med | NR | Air cleaners | Residential | Other | 0.0061715 | 0.0056111 | 52.2744 | 182.7376 | Multifamily - High Rise | ENERGY STAR Air Cleaner | 0.00080907 | 0.0017984 | 0.0030044 | 0.0043992 | 0.0059843 | 0.0078312 | 0.0098499 | 0.011903 | 0.013828 | 0.018341 | 0.019626 | 0.020412 | 0.020759 | 0.020696 | 0.020277 | 0.019874 | 0.019478 | 0.019107 | 0.018777 | 0.018492 | 0.18418 | 0.84717 | 0.74661 | 0.83882 | 0.94285 | 1.0299 | 0.87302 | 0.92864 | 0.88106 | 0.85105 | 0.81492 | 0.87328 | 0.95532 | 0 | 3.165 | 2.8279 | 3.1116 | 3.8599 | 4.1091 | 3.4875 | 3.754 | 3.2034 | 3.323 | 3.2673 | 3.5989 | 3.9842 | 0.24335
LO5Med | NR | Air cleaners | Residential | Other | 0.0061715 | 0.0056111 | 52.2744 | 182.7376 | Manufactured | ENERGY STAR Air Cleaner | 0.0016061 | 0.0035399 | 0.0058639 | 0.0085137 | 0.011484 | 0.014901 | 0.018584 | 0.022268 | 0.025651 | 0.030347 | 0.032485 | 0.033768 | 0.034319 | 0.034254 | 0.033664 | 0.033077 | 0.032486 | 0.031909 | 0.031359 | 0.030842 | 0.28992 | 0.84717 | 0.74661 | 0.83882 | 0.94285 | 1.0299 | 0.87302 | 0.92864 | 0.88106 | 0.85105 | 0.81492 | 0.87328 | 0.95532 | 0 | 3.165 | 2.8279 | 3.1116 | 3.8599 | 4.1091 | 3.4875 | 3.754 | 3.2034 | 3.323 | 3.2673 | 3.5989 | 3.9842 | 0.24335
LO3Slow | New | Behavior | Residential | Whole Bldg/Meter Level | 0.0087478 | 0.0078259 | 81.6332 | 142.0684 | Single Family | SF Behavior | 0.0011388 | 0.0028537 | 0.0062172 | 0.012058 | 0.020678 | 0.031906 | 0.046225 | 0.062874 | 0.081212 | 0.099595 | 0.1133 | 0.1267 | 0.13825 | 0.14688 | 0.14985 | 0.1525 | 0.15297 | 0.15126 | 0.15013 | 0.14814 | 1.7947 | 1.9529 | 1.6886 | 1.8761 | 1.4672 | 1.2558 | 1.0498 | 0.94586 | 0.88838 | 0.96649 | 1.1361 | 1.3091 | 1.9162 | 0 | 7.7504 | 6.8494 | 7.1046 | 5.9424 | 4.9242 | 4.0082 | 3.6791 | 3.5146 | 3.674 | 4.636 | 5.5804 | 7.5172 | 0.29159
Retro3Slow | Retro | Behavior | Residential | Whole Bldg/Meter Level | 0.0087478 | 0.0078259 | 81.5798 | 140.7061 | Single Family | SF Behavior | 0.0968 | 0.1536 | 0.30995 | 0.54703 | 0.85779 | 1.2097 | 1.5493 | 1.8173 | 1.9658 | 1.9729 | 1.8464 | 1.6186 | 1.3345 | 1.0385 | 0.76535 | 0.53564 | 0.35694 | 0.22701 | 0.13809 | 0.093426 | 18.6851 | 1.9529 | 1.6886 | 1.8761 | 1.4672 | 1.2558 | 1.0498 | 0.94586 | 0.88838 | 0.96649 | 1.1361 | 1.3091 | 1.9162 | 0 | 7.7504 | 6.8494 | 7.1046 | 5.9424 | 4.9242 | 4.0082 | 3.6791 | 3.5146 | 3.674 | 4.636 | 5.5804 | 7.5172 | 0.29159
LO5Med | New | CAC | Residential | HVAC | 0.006518 | 0.0018783 | 40.3088 | 181.3498 | Single Family | SF CAC - SEER 15 - CZ1 | 0.0028324 | 0.0061479 | 0.010092 | 0.014637 | 0.019411 | 0.024463 | 0.030185 | 0.036075 | 0.041872 | 0.046882 | 0.049257 | 0.05136 | 0.052755 | 0.053247 | 0.051919 | 0.051251 | 0.0504 | 0.04922 | 0.04849 | 0.047592 | 0.73809 | 0 | 0 | 0 | 0.075676 | 0.50619 | 0.71647 | 4.9893 | 4.6893 | 1.7482 | 0.29084 | 0 | 0 | 0 | 0 | 0 | 0 | 0.30151 | 1.3814 | 1.3006 | 9.9321 | 9.1208 | 4.4809 | 0.77558 | 0 | 0 | 0.32878
LO5Med | New | CAC | Residential | HVAC | 0.0072309 | 0.0020838 | 44.7176 | 153.5803 | Single Family | SF CAC - SEER 16 - CZ1 | 0.0031422 | 0.0068203 | 0.011196 | 0.016238 | 0.021534 | 0.027139 | 0.033486 | 0.04002 | 0.046452 | 0.05201 | 0.054644 | 0.056978 | 0.058526 | 0.059071 | 0.057598 | 0.056857 | 0.055913 | 0.054604 | 0.053794 | 0.052798 | 0.81882 | 0 | 0 | 0 | 0.083953 | 0.56155 | 0.79483 | 5.535 | 5.2022 | 1.9394 | 0.32265 | 0 | 0 | 0 | 0 | 0 | 0 | 0.33448 | 1.5325 | 1.4428 | 11.0185 | 10.1183 | 4.971 | 0.86041 | 0 | 0 | 0.37907
LO5Med | New | CAC | Residential | HVAC | 0.012051 | 0.0034729 | 74.5293 | 1048.4105 | Single Family | SF CAC - SEER 18 - CZ1 | 0.005237 | 0.011367 | 0.018659 | 0.027063 | 0.03589 | 0.045231 | 0.05581 | 0.0667 | 0.07742 | 0.086683 | 0.091073 | 0.094963 | 0.097543 | 0.098451 | 0.095996 | 0.094761 | 0.093188 | 0.091007 | 0.089656 | 0.087996 | 1.3647 | 0 | 0 | 0 | 0.13992 | 0.93592 | 1.3247 | 9.2249 | 8.6704 | 3.2323 | 0.53776 | 0 | 0 | 0 | 0 | 0 | 0 | 0.55747 | 2.5542 | 2.4047 | 18.3641 | 16.8639 | 8.285 | 1.434 | 0 | 0 | 0.063926
LO5Med | New | CAC | Residential | HVAC | 0.0053709 | 0.0015478 | 33.215 | 226.0462 | Manufactured | MH CAC - SEER 15 - CZ1 | 5.6959e-05 | 0.00012911 | 0.00022109 | 0.00033411 | 0.0004612 | 0.00060464 | 0.00077537 | 0.00096215 | 0.0011583 | 0.0013444 | 0.0014634 | 0.0015796 | 0.0016783 | 0.0017511 | 0.0017642 | 0.0017986 | 0.0018261 | 0.0018405 | 0.0018702 | 0.0018932 | 0.023512 | 0 | 0 | 0 | 0.062358 | 0.4171 | 0.59038 | 4.1112 | 3.8641 | 1.4405 | 0.23966 | 0 | 0 | 0 | 0 | 0 | 0 | 0.24844 | 1.1383 | 1.0717 | 8.1842 | 7.5156 | 3.6923 | 0.63909 | 0 | 0 | 0.27092
LO5Med | New | CAC | Residential | HVAC | 0.0059584 | 0.001717 | 36.8479 | 192.3459 | Manufactured | MH CAC - SEER 16 - CZ1 | 6.3189e-05 | 0.00014324 | 0.00024527 | 0.00037066 | 0.00051164 | 0.00067077 | 0.00086018 | 0.0010674 | 0.001285 | 0.0014914 | 0.0016235 | 0.0017524 | 0.0018618 | 0.0019426 | 0.0019571 | 0.0019953 | 0.0020258 | 0.0020418 | 0.0020747 | 0.0021003 | 0.026084 | 0 | 0 | 0 | 0.069179 | 0.46272 | 0.65495 | 4.5609 | 4.2867 | 1.5981 | 0.26587 | 0 | 0 | 0 | 0 | 0 | 0 | 0.27562 | 1.2628 | 1.1889 | 9.0794 | 8.3376 | 4.0962 | 0.70899 | 0 | 0 | 0.31236
LO5Med | New | CAC | Residential | HVAC | 0.0099306 | 0.0028617 | 61.4132 | 1278.2873 | Manufactured | MH CAC - SEER 18 - CZ1 | 0.00010532 | 0.00023873 | 0.00040879 | 0.00061776 | 0.00085274 | 0.0011179 | 0.0014336 | 0.001779 | 0.0021416 | 0.0024857 | 0.0027058 | 0.0029206 | 0.0031031 | 0.0032377 | 0.0032619 | 0.0033256 | 0.0033764 | 0.003403 | 0.0034579 | 0.0035005 | 0.043474 | 0 | 0 | 0 | 0.1153 | 0.77121 | 1.0916 | 7.6015 | 7.1445 | 2.6634 | 0.44312 | 0 | 0 | 0 | 0 | 0 | 0 | 0.45936 | 2.1047 | 1.9815 | 15.1323 | 13.8961 | 6.827 | 1.1816 | 0 | 0 | 0.052676
LO5Med | New | CAC | Residential | HVAC | 0.012673 | 0.003652 | 78.3723 | 79.7078 | Single Family | SF CAC - SEER 15 - CZ2 | 0.0029266 | 0.0063523 | 0.010427 | 0.015123 | 0.020056 | 0.025276 | 0.031188 | 0.037274 | 0.043264 | 0.048441 | 0.050894 | 0.053068 | 0.054509 | 0.055017 | 0.053645 | 0.052955 | 0.052076 | 0.050857 | 0.050102 | 0.049175 | 0.76263 | 0 | 0 | 0 | 0.14714 | 0.98418 | 1.393 | 9.7006 | 9.1175 | 3.3989 | 0.56548 | 0 | 0 | 0 | 0 | 0 | 0 | 0.58622 | 2.6859 | 2.5287 | 19.311 | 17.7334 | 8.7122 | 1.508 | 0 | 0 | 0.63924
LO5Med | New | CAC | Residential | HVAC | 0.014059 | 0.0040515 | 86.9443 | 65.4252 | Single Family | SF CAC - SEER 16 - CZ2 | 0.0032466 | 0.0070471 | 0.011568 | 0.016777 | 0.02225 | 0.028041 | 0.0346 | 0.041351 | 0.047997 | 0.053739 | 0.056461 | 0.058872 | 0.060471 | 0.061035 | 0.059513 | 0.058747 | 0.057772 | 0.056419 | 0.055582 | 0.054553 | 0.84604 | 0 | 0 | 0 | 0.16323 | 1.0918 | 1.5454 | 10.7616 | 10.1147 | 3.7707 | 0.62733 | 0 | 0 | 0 | 0 | 0 | 0 | 0.65033 | 2.9797 | 2.8053 | 21.4231 | 19.673 | 9.6651 | 1.6729 | 0 | 0 | 0.73703
LO5Med | New | CAC | Residential | HVAC | 0.023432 | 0.0067524 | 144.9071 | 525.6585 | Single Family | SF CAC - SEER 18 - CZ2 | 0.0054111 | 0.011745 | 0.01928 | 0.027962 | 0.037083 | 0.046735 | 0.057666 | 0.068918 | 0.079994 | 0.089565 | 0.094101 | 0.09812 | 0.10079 | 0.10172 | 0.099188 | 0.097912 | 0.096286 | 0.094032 | 0.092637 | 0.090922 | 1.4101 | 0 | 0 | 0 | 0.27205 | 1.8197 | 2.5757 | 17.936 | 16.8578 | 6.2845 | 1.0456 | 0 | 0 | 0 | 0 | 0 | 0 | 1.0839 | 4.9661 | 4.6755 | 35.7052 | 32.7884 | 16.1085 | 2.7881 | 0 | 0 | 0.12429
LO5Med | New | CAC | Residential | HVAC | 0.010212 | 0.002943 | 63.1561 | 105.6409 | Manufactured | MH CAC - SEER 15 - CZ2 | 6.5695e-05 | 0.00014892 | 0.000255 | 0.00038536 | 0.00053194 | 0.00069737 | 0.00089429 | 0.0011097 | 0.0013359 | 0.0015506 | 0.0016879 | 0.0018219 | 0.0019357 | 0.0020197 | 0.0020348 | 0.0020745 | 0.0021062 | 0.0021228 | 0.002157 | 0.0021836 | 0.027119 | 0 | 0 | 0 | 0.11857 | 0.7931 | 1.1226 | 7.8172 | 7.3473 | 2.739 | 0.45569 | 0 | 0 | 0 | 0 | 0 | 0 | 0.4724 | 2.1644 | 2.0378 | 15.5617 | 14.2905 | 7.0207 | 1.2152 | 0 | 0 | 0.51513
LO5Med | New | CAC | Residential | HVAC | 0.011329 | 0.0032649 | 70.0638 | 87.9172 | Manufactured | MH CAC - SEER 16 - CZ2 | 7.2881e-05 | 0.0001652 | 0.00028289 | 0.00042751 | 0.00059012 | 0.00077365 | 0.0009921 | 0.0012311 | 0.001482 | 0.0017202 | 0.0018725 | 0.0020212 | 0.0021474 | 0.0022406 | 0.0022573 | 0.0023014 | 0.0023366 | 0.0023549 | 0.0023929 | 0.0024224 | 0.030085 | 0 | 0 | 0 | 0.13154 | 0.87984 | 1.2454 | 8.6722 | 8.1509 | 3.0386 | 0.50554 | 0 | 0 | 0 | 0 | 0 | 0 | 0.52407 | 2.4012 | 2.2606 | 17.2638 | 15.8535 | 7.7886 | 1.3481 | 0 | 0 | 0.59394
LO5Med | New | CAC | Residential | HVAC | 0.018882 | 0.0054414 | 116.773 | 659.0344 | Manufactured | MH CAC - SEER 18 - CZ2 | 0.00012147 | 0.00027534 | 0.00047149 | 0.00071251 | 0.00098353 | 0.0012894 | 0.0016535 | 0.0020518 | 0.0024701 | 0.0028669 | 0.0031208 | 0.0033686 | 0.003579 | 0.0037343 | 0.0037622 | 0.0038356 | 0.0038943 | 0.0039249 | 0.0039882 | 0.0040374 | 0.050141 | 0 | 0 | 0 | 0.21923 | 1.4664 | 2.0756 | 14.4537 | 13.5848 | 5.0643 | 0.84256 | 0 | 0 | 0 | 0 | 0 | 0 | 0.87345 | 4.0019 | 3.7677 | 28.773 | 26.4225 | 12.981 | 2.2468 | 0 | 0 | 0.10016
LO5Med | New | CAC | Residential | HVAC | 0.018039 | 0.0051983 | 111.5559 | 47.6896 | Single Family | SF CAC - SEER 15 - CZ3 | 0.0017469 | 0.0037918 | 0.0062243 | 0.0090274 | 0.011972 | 0.015088 | 0.018617 | 0.022249 | 0.025825 | 0.028915 | 0.03038 | 0.031677 | 0.032538 | 0.032841 | 0.032022 | 0.03161 | 0.031085 | 0.030357 | 0.029907 | 0.029353 | 0.45523 | 0 | 0 | 0 | 0.20944 | 1.4009 | 1.9829 | 13.8079 | 12.9779 | 4.8381 | 0.80492 | 0 | 0 | 0 | 0 | 0 | 0 | 0.83443 | 3.8231 | 3.5994 | 27.4875 | 25.242 | 12.4011 | 2.1464 | 0 | 0 | 0.9099
LO5Med | New | CAC | Residential | HVAC | 0.020012 | 0.0057669 | 123.7574 | 37.6556 | Single Family | SF CAC - SEER 16 - CZ3 | 0.001938 | 0.0042065 | 0.006905 | 0.010015 | 0.013281 | 0.016738 | 0.020653 | 0.024683 | 0.02865 | 0.032078 | 0.033702 | 0.035142 | 0.036097 | 0.036433 | 0.035524 | 0.035067 | 0.034485 | 0.033678 | 0.033178 | 0.032564 | 0.50502 | 0 | 0 | 0 | 0.23234 | 1.5541 | 2.1997 | 15.3182 | 14.3974 | 5.3672 | 0.89295 | 0 | 0 | 0 | 0 | 0 | 0 | 0.92569 | 4.2413 | 3.9931 | 30.4939 | 28.0028 | 13.7574 | 2.3812 | 0 | 0 | 1.0491
LO5Med | New | CAC | Residential | HVAC | 0.033353 | 0.0096115 | 206.2623 | 360.9871 | Single Family | SF CAC - SEER 18 - CZ3 | 0.00323 | 0.0070109 | 0.011508 | 0.016691 | 0.022136 | 0.027897 | 0.034422 | 0.041138 | 0.04775 | 0.053463 | 0.056171 | 0.05857 | 0.060161 | 0.060721 | 0.059207 | 0.058445 | 0.057475 | 0.05613 | 0.055297 | 0.054273 | 0.8417 | 0 | 0 | 0 | 0.38724 | 2.5902 | 3.6662 | 25.5303 | 23.9956 | 8.9454 | 1.4883 | 0 | 0 | 0 | 0 | 0 | 0 | 1.5428 | 7.0688 | 6.6552 | 50.8232 | 46.6714 | 22.9291 | 3.9687 | 0 | 0 | 0.17692
LO5Med | New | CAC | Residential | HVAC | 0.014693 | 0.0042341 | 90.8636 | 64.9105 | Manufactured | MH CAC - SEER 15 - CZ3 | 4.3086e-05 | 9.7666e-05 | 0.00016724 | 0.00025273 | 0.00034887 | 0.00045736 | 0.00058651 | 0.0007278 | 0.00087615 | 0.0010169 | 0.001107 | 0.0011949 | 0.0012695 | 0.0013246 | 0.0013345 | 0.0013605 | 0.0013813 | 0.0013922 | 0.0014147 | 0.0014321 | 0.017786 | 0 | 0 | 0 | 0.17059 | 1.141 | 1.6151 | 11.2467 | 10.5707 | 3.9407 | 0.65561 | 0 | 0 | 0 | 0 | 0 | 0 | 0.67965 | 3.114 | 2.9318 | 22.3889 | 20.5599 | 10.1008 | 1.7483 | 0 | 0 | 0.74112
LO5Med | New | CAC | Residential | HVAC | 0.0163 | 0.0046972 | 100.8018 | 52.5914 | Manufactured | MH CAC - SEER 16 - CZ3 | 4.7798e-05 | 0.00010835 | 0.00018553 | 0.00028038 | 0.00038702 | 0.00050739 | 0.00065066 | 0.0008074 | 0.00097198 | 0.0011281 | 0.0012281 | 0.0013256 | 0.0014084 | 0.0014695 | 0.0014804 | 0.0015093 | 0.0015324 | 0.0015445 | 0.0015694 | 0.0015887 | 0.019731 | 0 | 0 | 0 | 0.18925 | 1.2658 | 1.7917 | 12.4768 | 11.7268 | 4.3717 | 0.72732 | 0 | 0 | 0 | 0 | 0 | 0 | 0.75399 | 3.4546 | 3.2524 | 24.8377 | 22.8086 | 11.2056 | 1.9395 | 0 | 0 | 0.85451
LO5Med | New | CAC | Residential | HVAC | 0.027166 | 0.0078287 | 168.003 | 449.5549 | Manufactured | MH CAC - SEER 18 - CZ3 | 7.9664e-05 | 0.00018058 | 0.00030922 | 0.00046729 | 0.00064504 | 0.00084565 | 0.0010844 | 0.0013457 | 0.00162 | 0.0018802 | 0.0020468 | 0.0022093 | 0.0023473 | 0.0024491 | 0.0024674 | 0.0025156 | 0.002554 | 0.0025741 | 0.0026156 | 0.0026479 | 0.032885 | 0 | 0 | 0 | 0.31541 | 2.1097 | 2.9862 | 20.7947 | 19.5447 | 7.2861 | 1.2122 | 0 | 0 | 0 | 0 | 0 | 0 | 1.2566 | 5.7576 | 5.4207 | 41.3961 | 38.0144 | 18.676 | 3.2325 | 0 | 0 | 0.1441
LO5Med | NR | CAC | Residential | HVAC | 0.006518 | 0.0018783 | 40.3088 | 181.3498 | Single Family | SF CAC - SEER 15 - CZ1 | 0.013375 | 0.02973 | 0.049668 | 0.072725 | 0.098929 | 0.12946 | 0.16283 | 0.19678 | 0.22859 | 0.25574 | 0.27653 | 0.29053 | 0.2986 | 0.30199 | 0.30131 | 0.30062 | 0.29994 | 0.29926 | 0.36176 | 0.35624 | 5.4837 | 0 | 0 | 0 | 0.075676 | 0.50619 | 0.71647 | 4.9893 | 4.6893 | 1.7482 | 0.29084 | 0 | 0 | 0 | 0 | 0 | 0 | 0.30151 | 1.3814 | 1.3006 | 9.9321 | 9.1208 | 4.4809 | 0.77558 | 0 | 0 | 0.32878
LO5Med | NR | CAC | Residential | HVAC | 0.0072309 | 0.0020838 | 44.7176 | 153.5803 | Single Family | SF CAC - SEER 16 - CZ1 | 0.014838 | 0.032982 | 0.0551 | 0.08068 | 0.10975 | 0.14362 | 0.18064 | 0.2183 | 0.2536 | 0.28372 | 0.30677 | 0.3223 | 0.33126 | 0.33502 | 0.33426 | 0.3335 | 0.33275 | 0.33199 | 0.40133 | 0.3952 | 6.0835 | 0 | 0 | 0 | 0.083953 | 0.56155 | 0.79483 | 5.535 | 5.2022 | 1.9394 | 0.32265 | 0 | 0 | 0 | 0 | 0 | 0 | 0.33448 | 1.5325 | 1.4428 | 11.0185 | 10.1183 | 4.971 | 0.86041 | 0 | 0 | 0.37907
LO5Med | NR | CAC | Residential | HVAC | 0.012051 | 0.0034729 | 74.5293 | 1048.4105 | Single Family | SF CAC - SEER 18 - CZ1 | 0.02473 | 0.05497 | 0.091834 | 0.13447 | 0.18292 | 0.23937 | 0.30107 | 0.36383 | 0.42266 | 0.47286 | 0.51129 | 0.53717 | 0.5521 | 0.55837 | 0.5571 | 0.55584 | 0.55458 | 0.55332 | 0.66888 | 0.65867 | 10.1392 | 0 | 0 | 0 | 0.13992 | 0.93592 | 1.3247 | 9.2249 | 8.6704 | 3.2323 | 0.53776 | 0 | 0 | 0 | 0 | 0 | 0 | 0.55747 | 2.5542 | 2.4047 | 18.3641 | 16.8639 | 8.285 | 1.434 | 0 | 0 | 0.063926
LO5Med | NR | CAC | Residential | HVAC | 0.0053709 | 0.0015478 | 33.215 | 226.0462 | Manufactured | MH CAC - SEER 15 - CZ1 | 0.00045253 | 0.00099738 | 0.0016522 | 0.0023988 | 0.0032356 | 0.0041985 | 0.0052362 | 0.0062743 | 0.0072273 | 0.0080175 | 0.0085959 | 0.0089549 | 0.0091262 | 0.009152 | 0.0090542 | 0.0089574 | 0.0088617 | 0.008767 | 0.0099438 | 0.0098057 | 0.15695 | 0 | 0 | 0 | 0.062358 | 0.4171 | 0.59038 | 4.1112 | 3.8641 | 1.4405 | 0.23966 | 0 | 0 | 0 | 0 | 0 | 0 | 0.24844 | 1.1383 | 1.0717 | 8.1842 | 7.5156 | 3.6923 | 0.63909 | 0 | 0 | 0.27092
LO5Med | NR | CAC | Residential | HVAC | 0.0059584 | 0.001717 | 36.8479 | 192.3459 | Manufactured | MH CAC - SEER 16 - CZ1 | 0.00050202 | 0.0011065 | 0.0018329 | 0.0026612 | 0.0035895 | 0.0046577 | 0.0058089 | 0.0069606 | 0.0080178 | 0.0088944 | 0.0095361 | 0.0099344 | 0.010124 | 0.010153 | 0.010044 | 0.0099371 | 0.0098309 | 0.0097259 | 0.011031 | 0.010878 | 0.17411 | 0 | 0 | 0 | 0.069179 | 0.46272 | 0.65495 | 4.5609 | 4.2867 | 1.5981 | 0.26587 | 0 | 0 | 0 | 0 | 0 | 0 | 0.27562 | 1.2628 | 1.1889 | 9.0794 | 8.3376 | 4.0962 | 0.70899 | 0 | 0 | 0.31236
LO5Med | NR | CAC | Residential | HVAC | 0.0099306 | 0.0028617 | 61.4132 | 1278.2872 | Manufactured | MH CAC - SEER 18 - CZ1 | 0.0008367 | 0.0018441 | 0.0030549 | 0.0044353 | 0.0059824 | 0.0077628 | 0.0096815 | 0.011601 | 0.013363 | 0.014824 | 0.015894 | 0.016557 | 0.016874 | 0.016922 | 0.016741 | 0.016562 | 0.016385 | 0.01621 | 0.018386 | 0.01813 | 0.29019 | 0 | 0 | 0 | 0.1153 | 0.77121 | 1.0916 | 7.6015 | 7.1445 | 2.6634 | 0.44312 | 0 | 0 | 0 | 0 | 0 | 0 | 0.45936 | 2.1047 | 1.9815 | 15.1323 | 13.8961 | 6.827 | 1.1816 | 0 | 0 | 0.052676
LO5Med | NR | CAC | Residential | HVAC | 0.012673 | 0.003652 | 78.3723 | 79.7078 | Single Family | SF CAC - SEER 15 - CZ2 | 0.01382 | 0.030719 | 0.051319 | 0.075143 | 0.10222 | 0.13377 | 0.16825 | 0.20332 | 0.23619 | 0.26425 | 0.28572 | 0.30019 | 0.30853 | 0.31203 | 0.31132 | 0.31062 | 0.30991 | 0.30921 | 0.37379 | 0.36808 | 5.6661 | 0 | 0 | 0 | 0.14714 | 0.98418 | 1.393 | 9.7006 | 9.1175 | 3.3989 | 0.56548 | 0 | 0 | 0 | 0 | 0 | 0 | 0.58622 | 2.6859 | 2.5287 | 19.311 | 17.7334 | 8.7122 | 1.508 | 0 | 0 | 0.63924
LO5Med | NR | CAC | Residential | HVAC | 0.014059 | 0.0040515 | 86.9443 | 65.4252 | Single Family | SF CAC - SEER 16 - CZ2 | 0.015331 | 0.034078 | 0.056932 | 0.083362 | 0.1134 | 0.1484 | 0.18665 | 0.22556 | 0.26203 | 0.29315 | 0.31697 | 0.33302 | 0.34227 | 0.34616 | 0.34538 | 0.34459 | 0.34381 | 0.34303 | 0.41467 | 0.40834 | 6.2858 | 0 | 0 | 0 | 0.16323 | 1.0918 | 1.5454 | 10.7616 | 10.1147 | 3.7707 | 0.62733 | 0 | 0 | 0 | 0 | 0 | 0 | 0.65033 | 2.9797 | 2.8053 | 21.4231 | 19.673 | 9.6651 | 1.6729 | 0 | 0 | 0.73703
LO5Med | NR | CAC | Residential | HVAC | 0.023432 | 0.0067524 | 144.9071 | 525.6585 | Single Family | SF CAC - SEER 18 - CZ2 | 0.025552 | 0.056797 | 0.094887 | 0.13894 | 0.189 | 0.24733 | 0.31108 | 0.37593 | 0.43671 | 0.48858 | 0.52829 | 0.55503 | 0.57046 | 0.57694 | 0.57563 | 0.57432 | 0.57301 | 0.57171 | 0.69111 | 0.68057 | 10.4763 | 0 | 0 | 0 | 0.27205 | 1.8197 | 2.5757 | 17.936 | 16.8578 | 6.2845 | 1.0456 | 0 | 0 | 0 | 0 | 0 | 0 | 1.0839 | 4.9661 | 4.6755 | 35.7052 | 32.7884 | 16.1085 | 2.7881 | 0 | 0 | 0.12429
LO5Med | NR | CAC | Residential | HVAC | 0.010212 | 0.002943 | 63.1561 | 105.6409 | Manufactured | MH CAC - SEER 15 - CZ2 | 0.00052193 | 0.0011504 | 0.0019056 | 0.0027667 | 0.0037318 | 0.0048424 | 0.0060393 | 0.0072367 | 0.0083358 | 0.0092472 | 0.0099143 | 0.010328 | 0.010526 | 0.010556 | 0.010443 | 0.010331 | 0.010221 | 0.010112 | 0.011469 | 0.01131 | 0.18102 | 0 | 0 | 0 | 0.11857 | 0.7931 | 1.1226 | 7.8172 | 7.3473 | 2.739 | 0.45569 | 0 | 0 | 0 | 0 | 0 | 0 | 0.4724 | 2.1644 | 2.0378 | 15.5617 | 14.2905 | 7.0207 | 1.2152 | 0 | 0 | 0.51513
LO5Med | NR | CAC | Residential | HVAC | 0.011329 | 0.0032649 | 70.0638 | 87.9173 | Manufactured | MH CAC - SEER 16 - CZ2 | 0.00057902 | 0.0012762 | 0.002114 | 0.0030693 | 0.00414 | 0.0053721 | 0.0066998 | 0.0080282 | 0.0092475 | 0.010259 | 0.010999 | 0.011458 | 0.011677 | 0.01171 | 0.011585 | 0.011461 | 0.011339 | 0.011218 | 0.012723 | 0.012547 | 0.20082 | 0 | 0 | 0 | 0.13154 | 0.87984 | 1.2454 | 8.6722 | 8.1509 | 3.0386 | 0.50554 | 0 | 0 | 0 | 0 | 0 | 0 | 0.52407 | 2.4012 | 2.2606 | 17.2638 | 15.8535 | 7.7886 | 1.3481 | 0 | 0 | 0.59394
LO5Med | NR | CAC | Residential | HVAC | 0.018882 | 0.0054414 | 116.773 | 659.0344 | Manufactured | MH CAC - SEER 18 - CZ2 | 0.00096503 | 0.002127 | 0.0035234 | 0.0051155 | 0.0069 | 0.0089535 | 0.011166 | 0.01338 | 0.015413 | 0.017098 | 0.018331 | 0.019097 | 0.019462 | 0.019517 | 0.019308 | 0.019102 | 0.018898 | 0.018696 | 0.021206 | 0.020911 | 0.33469 | 0 | 0 | 0 | 0.21923 | 1.4664 | 2.0756 | 14.4537 | 13.5848 | 5.0643 | 0.84256 | 0 | 0 | 0 | 0 | 0 | 0 | 0.87345 | 4.0019 | 3.7677 | 28.773 | 26.4225 | 12.981 | 2.2468 | 0 | 0 | 0.10016
LO5Med | NR | CAC | Residential | HVAC | 0.018039 | 0.0051983 | 111.5559 | 47.6896 | Single Family | SF CAC - SEER 15 - CZ3 | 0.0082494 | 0.018337 | 0.030633 | 0.044854 | 0.061016 | 0.079848 | 0.10043 | 0.12137 | 0.14099 | 0.15773 | 0.17055 | 0.17919 | 0.18417 | 0.18626 | 0.18584 | 0.18541 | 0.18499 | 0.18457 | 0.22312 | 0.21971 | 3.3822 | 0 | 0 | 0 | 0.20944 | 1.4009 | 1.9829 | 13.8079 | 12.9779 | 4.8381 | 0.80492 | 0 | 0 | 0 | 0 | 0 | 0 | 0.83443 | 3.8231 | 3.5994 | 27.4875 | 25.242 | 12.4011 | 2.1464 | 0 | 0 | 0.9099
LO5Med | NR | CAC | Residential | HVAC | 0.020012 | 0.0057669 | 123.7574 | 37.6556 | Single Family | SF CAC - SEER 16 - CZ3 | 0.0091516 | 0.020342 | 0.033984 | 0.04976 | 0.067689 | 0.088581 | 0.11141 | 0.13464 | 0.15641 | 0.17499 | 0.18921 | 0.19879 | 0.20431 | 0.20663 | 0.20616 | 0.20569 | 0.20523 | 0.20476 | 0.24752 | 0.24375 | 3.7521 | 0 | 0 | 0 | 0.23234 | 1.5541 | 2.1997 | 15.3182 | 14.3974 | 5.3672 | 0.89295 | 0 | 0 | 0 | 0 | 0 | 0 | 0.92569 | 4.2413 | 3.9931 | 30.4939 | 28.0028 | 13.7574 | 2.3812 | 0 | 0 | 1.0491
LO5Med | NR | CAC | Residential | HVAC | 0.033353 | 0.0096115 | 206.2623 | 360.987 | Single Family | SF CAC - SEER 18 - CZ3 | 0.015253 | 0.033903 | 0.05664 | 0.082934 | 0.11282 | 0.14764 | 0.18569 | 0.2244 | 0.26068 | 0.29164 | 0.31534 | 0.33131 | 0.34052 | 0.34438 | 0.3436 | 0.34282 | 0.34204 | 0.34127 | 0.41254 | 0.40624 | 6.2535 | 0 | 0 | 0 | 0.38724 | 2.5902 | 3.6662 | 25.5303 | 23.9956 | 8.9454 | 1.4883 | 0 | 0 | 0 | 0 | 0 | 0 | 1.5428 | 7.0688 | 6.6552 | 50.8232 | 46.6714 | 22.9291 | 3.9687 | 0 | 0 | 0.17692
LO5Med | NR | CAC | Residential | HVAC | 0.014693 | 0.0042341 | 90.8636 | 64.9105 | Manufactured | MH CAC - SEER 15 - CZ3 | 0.00034231 | 0.00075445 | 0.0012498 | 0.0018145 | 0.0024475 | 0.0031759 | 0.0039608 | 0.0047461 | 0.005467 | 0.0060647 | 0.0065022 | 0.0067738 | 0.0069033 | 0.0069228 | 0.0068488 | 0.0067757 | 0.0067032 | 0.0066316 | 0.0075218 | 0.0074173 | 0.11872 | 0 | 0 | 0 | 0.17059 | 1.141 | 1.6151 | 11.2467 | 10.5707 | 3.9407 | 0.65561 | 0 | 0 | 0 | 0 | 0 | 0 | 0.67965 | 3.114 | 2.9318 | 22.3889 | 20.5599 | 10.1008 | 1.7483 | 0 | 0 | 0.74112
LO5Med | NR | CAC | Residential | HVAC | 0.0163 | 0.0046972 | 100.8018 | 52.5914 | Manufactured | MH CAC - SEER 16 - CZ3 | 0.00037974 | 0.00083697 | 0.0013865 | 0.002013 | 0.0027152 | 0.0035232 | 0.004394 | 0.0052652 | 0.0060649 | 0.006728 | 0.0072134 | 0.0075147 | 0.0076584 | 0.00768 | 0.0075979 | 0.0075167 | 0.0074364 | 0.0073569 | 0.0083445 | 0.0082286 | 0.1317 | 0 | 0 | 0 | 0.18925 | 1.2658 | 1.7917 | 12.4768 | 11.7268 | 4.3717 | 0.72732 | 0 | 0 | 0 | 0 | 0 | 0 | 0.75399 | 3.4546 | 3.2524 | 24.8377 | 22.8086 | 11.2056 | 1.9395 | 0 | 0 | 0.85451
LO5Med | NR | CAC | Residential | HVAC | 0.027166 | 0.0078287 | 168.003 | 449.5549 | Manufactured | MH CAC - SEER 18 - CZ3 | 0.00063291 | 0.0013949 | 0.0023108 | 0.003355 | 0.0045253 | 0.005872 | 0.0073234 | 0.0087753 | 0.010108 | 0.011213 | 0.012022 | 0.012524 | 0.012764 | 0.0128 | 0.012663 | 0.012528 | 0.012394 | 0.012262 | 0.013907 | 0.013714 | 0.21951 | 0 | 0 | 0 | 0.31541 | 2.1097 | 2.9862 | 20.7947 | 19.5447 | 7.2861 | 1.2122 | 0 | 0 | 0 | 0 | 0 | 0 | 1.2566 | 5.7576 | 5.4207 | 41.3961 | 38.0144 | 18.676 | 3.2325 | 0 | 0 | 0.1441
LO1Slow | New | Cellular Shades | Residential | HVAC | 0.030233 | 0.0186 | 183.3021 | 1479.2713 | Single Family | SF_CellularShade_ASHP_HZ1 | 0.00061819 | 0.00092639 | 0.001983 | 0.0036876 | 0.0061379 | 0.0094081 | 0.013883 | 0.019677 | 0.026988 | 0.035627 | 0.043981 | 0.053496 | 0.0633 | 0.072376 | 0.078584 | 0.084012 | 0.08735 | 0.088692 | 0.089196 | 0.088974 | 0.8689 | 4.085 | 2.8977 | 2.4006 | 2.0393 | 1.3416 | 1.2085 | 7.3884 | 6.9372 | 2.9332 | 1.7238 | 2.4922 | 4.78 | 0 | 18.5352 | 13.7597 | 11.8206 | 10.1762 | 6.1385 | 3.0221 | 14.8865 | 13.6318 | 8.7947 | 8.3353 | 12.205 | 21.7691 | 0.039929
LO1Slow | New | Cellular Shades | Residential | HVAC | 0.019056 | 0.01229 | 115.3255 | 1190.3775 | Multifamily - Low Rise | MF_CellularShade_ASHP_HZ1 | 2.0091e-05 | 3.0569e-05 | 6.6411e-05 | 0.00012531 | 0.00021156 | 0.00032934 | 0.00049321 | 0.00070877 | 0.00098556 | 0.00132 | 0.001655 | 0.0020434 | 0.0024531 | 0.0028479 | 0.00314 | 0.0034097 | 0.0035984 | 0.0037128 | 0.0037933 | 0.0038466 | 0.034791 | 2.8091 | 1.9927 | 1.6508 | 1.3822 | 0.78786 | 0.64042 | 3.7533 | 3.5228 | 1.5519 | 1.108 | 1.7138 | 3.287 | 0 | 12.7459 | 9.462 | 8.1286 | 6.9175 | 3.8537 | 1.7322 | 7.5944 | 6.9475 | 4.8556 | 5.5255 | 8.3929 | 14.9698 | 0.048741
LO1Slow | New | Cellular Shades | Residential | HVAC | 0.019056 | 0.01229 | 115.3255 | 1190.3775 | Multifamily - High Rise | MF_CellularShade_ASHP_HZ1 | 0 | 0 | 0 | 0 | 0 | 0 | 0 | 0 | 0 | 0 | 0 | 0 | 0 | 0 | 0 | 0 | 0 | 0 | 0 | 0 | 0 | 2.8091 | 1.9927 | 1.6508 | 1.3822 | 0.78786 | 0.64042 | 3.7533 | 3.5228 | 1.5519 | 1.108 | 1.7138 | 3.287 | 0 | 12.7459 | 9.462 | 8.1286 | 6.9175 | 3.8537 | 1.7322 | 7.5944 | 6.9475 | 4.8556 | 5.5255 | 8.3929 | 14.9698 | 0.048741
LO1Slow | New | Cellular Shades | Residential | HVAC | 0.021612 | 0.013844 | 130.8288 | 1792.8702 | Manufactured | MH_CellularShade_ASHP_HZ1 | 5.6833e-05 | 8.8943e-05 | 0.00019861 | 0.00038482 | 0.0006667 | 0.0010631 | 0.0016303 | 0.0023992 | 0.0034129 | 0.0046705 | 0.0059737 | 0.0075217 | 0.0092061 | 0.010881 | 0.012207 | 0.013479 | 0.014469 | 0.015161 | 0.015727 | 0.016181 | 0.13538 | 3.1467 | 2.2321 | 1.8492 | 1.5514 | 0.90319 | 0.74661 | 4.4079 | 4.1375 | 1.8097 | 1.253 | 1.9198 | 3.682 | 0 | 14.2777 | 10.5991 | 9.1054 | 7.7612 | 4.3731 | 1.9934 | 8.9121 | 8.1544 | 5.6219 | 6.2212 | 9.4015 | 16.7687 | 0.032675
LO1Slow | New | Cellular Shades | Residential | HVAC | 0.040811 | 0.026066 | 247.0839 | 1090.3224 | Single Family | SF_CellularShade_ASHP_HZ23 | 0.00017397 | 0.00026071 | 0.00055806 | 0.0010378 | 0.0017274 | 0.0026477 | 0.0039069 | 0.0055376 | 0.007595 | 0.010026 | 0.012377 | 0.015055 | 0.017814 | 0.020368 | 0.022116 | 0.023643 | 0.024583 | 0.02496 | 0.025102 | 0.02504 | 0.24453 | 5.9102 | 4.1925 | 3.4732 | 2.9165 | 1.7134 | 1.4264 | 8.447 | 7.929 | 3.458 | 2.3633 | 3.6058 | 6.9157 | 0 | 26.8169 | 19.9077 | 17.1021 | 14.5874 | 8.2602 | 3.7878 | 17.0734 | 15.6228 | 10.7101 | 11.7109 | 17.6582 | 31.4956 | 0.053256
LO1Slow | New | Cellular Shades | Residential | HVAC | 0.025044 | 0.016301 | 151.5103 | 899.511 | Multifamily - Low Rise | MF_CellularShade_ASHP_HZ23 | 7.3754e-07 | 1.1222e-06 | 2.438e-06 | 4.6e-06 | 7.7664e-06 | 1.209e-05 | 1.8106e-05 | 2.6019e-05 | 3.618e-05 | 4.8457e-05 | 6.0754e-05 | 7.5012e-05 | 9.0054e-05 | 0.00010455 | 0.00011527 | 0.00012517 | 0.0001321 | 0.0001363 | 0.00013925 | 0.00014121 | 0.0012772 | 3.753 | 2.6622 | 2.2055 | 1.8419 | 1.0204 | 0.80999 | 4.6968 | 4.4079 | 1.9621 | 1.4618 | 2.2897 | 4.3915 | 0 | 17.0289 | 12.6415 | 10.86 | 9.2228 | 5.0606 | 2.2314 | 9.5137 | 8.7011 | 6.2018 | 7.3328 | 11.2131 | 19.9999 | 0.063862
LO1Slow | New | Cellular Shades | Residential | HVAC | 0.025044 | 0.016301 | 151.5103 | 899.511 | Multifamily - High Rise | MF_CellularShade_ASHP_HZ23 | 0 | 0 | 0 | 0 | 0 | 0 | 0 | 0 | 0 | 0 | 0 | 0 | 0 | 0 | 0 | 0 | 0 | 0 | 0 | 0 | 0 | 3.753 | 2.6622 | 2.2055 | 1.8419 | 1.0204 | 0.80999 | 4.6968 | 4.4079 | 1.9621 | 1.4618 | 2.2897 | 4.3915 | 0 | 17.0289 | 12.6415 | 10.86 | 9.2228 | 5.0606 | 2.2314 | 9.5137 | 8.7011 | 6.2018 | 7.3328 | 11.2131 | 19.9999 | 0.063862
LO1Slow | New | Cellular Shades | Residential | HVAC | 0.028386 | 0.018355 | 171.7742 | 1358.9483 | Manufactured | MH_CellularShade_ASHP_HZ23 | 2.3437e-05 | 3.6678e-05 | 8.1902e-05 | 0.00015869 | 0.00027494 | 0.00043839 | 0.0006723 | 0.0009894 | 0.0014074 | 0.001926 | 0.0024635 | 0.0031018 | 0.0037964 | 0.0044873 | 0.0050341 | 0.0055584 | 0.0059667 | 0.0062523 | 0.0064855 | 0.0066726 | 0.055828 | 4.204 | 2.9822 | 2.4706 | 2.0671 | 1.1688 | 0.94388 | 5.5157 | 5.1769 | 2.2871 | 1.6523 | 2.5648 | 4.9193 | 0 | 19.0753 | 14.1607 | 12.1651 | 10.3465 | 5.7392 | 2.5659 | 11.1636 | 10.212 | 7.1757 | 8.2536 | 12.5606 | 22.4034 | 0.042783
LO1Slow | New | Cellular Shades | Residential | HVAC | 0.011312 | 0.0078429 | 68.2556 | 4019.1853 | Single Family | SF_CellularShade_DHP_HZ1 | 0.00030831 | 0.00046203 | 0.00098899 | 0.0018391 | 0.0030612 | 0.0046922 | 0.0069238 | 0.0098137 | 0.01346 | 0.017769 | 0.021935 | 0.026681 | 0.03157 | 0.036097 | 0.039193 | 0.0419 | 0.043565 | 0.044234 | 0.044486 | 0.044375 | 0.43335 | 1.8935 | 1.3432 | 1.1128 | 0.91393 | 0.412 | 0.26314 | 1.3563 | 1.2715 | 0.63486 | 0.67846 | 1.1552 | 2.2157 | 0 | 8.5918 | 6.3782 | 5.4793 | 4.5921 | 2.2727 | 0.86164 | 2.7826 | 2.5374 | 2.2189 | 3.5422 | 5.6575 | 10.0908 | 0.014345
LO1Slow | New | Cellular Shades | Residential | HVAC | 0.0071118 | 0.0044738 | 43.0821 | 3232.6627 | Multifamily - Low Rise | MF_CellularShade_DHP_HZ1 | 0.00013771 | 0.00020954 | 0.00045522 | 0.00085891 | 0.0014501 | 0.0022574 | 0.0033807 | 0.0048583 | 0.0067555 | 0.009048 | 0.011344 | 0.014006 | 0.016815 | 0.019521 | 0.021523 | 0.023372 | 0.024665 | 0.025449 | 0.026001 | 0.026367 | 0.23848 | 1.0016 | 0.71053 | 0.58864 | 0.49655 | 0.30555 | 0.2632 | 1.5809 | 1.4842 | 0.63839 | 0.40923 | 0.6111 | 1.1721 | 0 | 4.5449 | 3.3739 | 2.8984 | 2.4813 | 1.4413 | 0.68088 | 3.1909 | 2.9208 | 1.9493 | 2.008 | 2.9927 | 5.3378 | 0.01834
LO1Slow | New | Cellular Shades | Residential | HVAC | 0.0071118 | 0.0044738 | 43.0821 | 3232.6627 | Multifamily - High Rise | MF_CellularShade_DHP_HZ1 | 0 | 0 | 0 | 0 | 0 | 0 | 0 | 0 | 0 | 0 | 0 | 0 | 0 | 0 | 0 | 0 | 0 | 0 | 0 | 0 | 0 | 1.0016 | 0.71053 | 0.58864 | 0.49655 | 0.30555 | 0.2632 | 1.5809 | 1.4842 | 0.63839 | 0.40923 | 0.6111 | 1.1721 | 0 | 4.5449 | 3.3739 | 2.8984 | 2.4813 | 1.4413 | 0.68088 | 3.1909 | 2.9208 | 1.9493 | 2.008 | 2.9927 | 5.3378 | 0.01834
LO1Slow | New | Cellular Shades | Residential | HVAC | 0.027211 | 0.01863 | 164.2785 | 1422.2528 | Manufactured | MH_CellularShade_DHP_HZ1 | 5.3655e-06 | 8.3969e-06 | 1.875e-05 | 3.633e-05 | 6.2942e-05 | 0.00010036 | 0.00015391 | 0.00022651 | 0.0003222 | 0.00044093 | 0.00056396 | 0.00071011 | 0.00086912 | 0.0010273 | 0.0011525 | 0.0012725 | 0.001366 | 0.0014313 | 0.0014847 | 0.0015276 | 0.012781 | 4.4573 | 3.1619 | 2.6194 | 2.1581 | 1.0151 | 0.68355 | 3.6392 | 3.4127 | 1.6509 | 1.6231 | 2.7194 | 5.2157 | 0 | 20.2247 | 15.0139 | 12.8981 | 10.8365 | 5.4734 | 2.1447 | 7.4391 | 6.7893 | 5.6243 | 8.4075 | 13.3174 | 23.7533 | 0.040205
LO1Slow | New | Cellular Shades | Residential | HVAC | 0.023364 | 0.015229 | 141.3407 | 1926.6661 | Single Family | SF_CellularShade_DHP_HZ23 | 0.00063921 | 0.00095789 | 0.0020504 | 0.003813 | 0.0063466 | 0.009728 | 0.014355 | 0.020346 | 0.027905 | 0.036839 | 0.045477 | 0.055315 | 0.065452 | 0.074837 | 0.081256 | 0.086869 | 0.09032 | 0.091708 | 0.092229 | 0.092 | 0.89844 | 3.5102 | 2.49 | 2.0628 | 1.722 | 0.94974 | 0.75106 | 4.3475 | 4.0801 | 1.8192 | 1.3646 | 2.1415 | 4.1074 | 0 | 15.9271 | 11.8236 | 10.1573 | 8.6233 | 4.7206 | 2.0752 | 8.8078 | 8.0551 | 5.7598 | 6.8513 | 10.4876 | 18.7059 | 0.030283
LO1Slow | New | Cellular Shades | Residential | HVAC | 0.019367 | 0.01227 | 117.2914 | 1169.9507 | Multifamily - Low Rise | MF_CellularShade_DHP_HZ23 | 0.0004241 | 0.00064528 | 0.0014019 | 0.0026451 | 0.0044658 | 0.0069519 | 0.010411 | 0.014961 | 0.020804 | 0.027864 | 0.034935 | 0.043133 | 0.051782 | 0.060117 | 0.066282 | 0.071974 | 0.075958 | 0.078373 | 0.080072 | 0.081197 | 0.7344 | 2.7634 | 1.9602 | 1.6239 | 1.3669 | 0.8233 | 0.69831 | 4.1679 | 3.9126 | 1.6933 | 1.1177 | 1.6859 | 3.2335 | 0 | 12.5385 | 9.308 | 7.9963 | 6.8337 | 3.9226 | 1.828 | 8.4177 | 7.7039 | 5.2038 | 5.5095 | 8.2563 | 14.7261 | 0.049831
LO1Slow | New | Cellular Shades | Residential | HVAC | 0.019367 | 0.01227 | 117.2914 | 1169.9507 | Multifamily - High Rise | MF_CellularShade_DHP_HZ23 | 0 | 0 | 0 | 0 | 0 | 0 | 0 | 0 | 0 | 0 | 0 | 0 | 0 | 0 | 0 | 0 | 0 | 0 | 0 | 0 | 0 | 2.7634 | 1.9602 | 1.6239 | 1.3669 | 0.8233 | 0.69831 | 4.1679 | 3.9126 | 1.6933 | 1.1177 | 1.6859 | 3.2335 | 0 | 12.5385 | 9.308 | 7.9963 | 6.8337 | 3.9226 | 1.828 | 8.4177 | 7.7039 | 5.2038 | 5.5095 | 8.2563 | 14.7261 | 0.049831
LO1Slow | New | Cellular Shades | Residential | HVAC | 0.029179 | 0.019824 | 176.2147 | 1324.0458 | Manufactured | MH_CellularShade_DHP_HZ23 | 2.2281e-07 | 3.487e-07 | 7.7864e-07 | 1.5087e-06 | 2.6138e-06 | 4.1677e-06 | 6.3915e-06 | 9.4061e-06 | 1.338e-05 | 1.8311e-05 | 2.342e-05 | 2.9489e-05 | 3.6092e-05 | 4.266e-05 | 4.7859e-05 | 5.2843e-05 | 5.6725e-05 | 5.944e-05 | 6.1658e-05 | 6.3436e-05 | 0.00053075 | 4.7166 | 3.3458 | 2.7718 | 2.2881 | 1.1041 | 0.76563 | 4.1456 | 3.8882 | 1.8502 | 1.7347 | 2.8775 | 5.519 | 0 | 21.401 | 15.8872 | 13.6482 | 11.4845 | 5.8734 | 2.3462 | 8.4585 | 7.723 | 6.2161 | 8.9423 | 14.092 | 25.1349 | 0.043231
Retro1Slow | Retro | Cellular Shades | Residential | HVAC | 0.030233 | 0.0186 | 183.3021 | 1479.2713 | Single Family | SF_CellularShade_ASHP_HZ1 | 0.0245 | 0.049493 | 0.08877 | 0.1458 | 0.22337 | 0.32271 | 0.44246 | 0.57776 | 0.71932 | 0.85328 | 0.96227 | 1.0279 | 1.0356 | 0.97861 | 0.86184 | 0.71339 | 0.54573 | 0.37779 | 0.24128 | 0.15727 | 10.4848 | 4.085 | 2.8977 | 2.4006 | 2.0393 | 1.3416 | 1.2085 | 7.3884 | 6.9372 | 2.9332 | 1.7238 | 2.4922 | 4.78 | 0 | 18.5352 | 13.7597 | 11.8206 | 10.1762 | 6.1385 | 3.0221 | 14.8865 | 13.6318 | 8.7947 | 8.3353 | 12.205 | 21.7691 | 0.039929
Retro1Slow | Retro | Cellular Shades | Residential | HVAC | 0.019056 | 0.01229 | 115.3255 | 1190.3775 | Multifamily - Low Rise | MF_CellularShade_ASHP_HZ1 | 0.00093149 | 0.0019014 | 0.003445 | 0.0057144 | 0.0088398 | 0.01289 | 0.017828 | 0.023472 | 0.029451 | 0.03519 | 0.039952 | 0.04293 | 0.043475 | 0.041266 | 0.036481 | 0.030292 | 0.023235 | 0.016121 | 0.010316 | 0.0067367 | 0.44911 | 2.8091 | 1.9927 | 1.6508 | 1.3822 | 0.78786 | 0.64042 | 3.7533 | 3.5228 | 1.5519 | 1.108 | 1.7138 | 3.287 | 0 | 12.7459 | 9.462 | 8.1286 | 6.9175 | 3.8537 | 1.7322 | 7.5944 | 6.9475 | 4.8556 | 5.5255 | 8.3929 | 14.9698 | 0.048741
Retro1Slow | Retro | Cellular Shades | Residential | HVAC | 0.019056 | 0.01229 | 115.3255 | 1190.3775 | Multifamily - High Rise | MF_CellularShade_ASHP_HZ1 | 0 | 0 | 0 | 0 | 0 | 0 | 0 | 0 | 0 | 0 | 0 | 0 | 0 | 0 | 0 | 0 | 0 | 0 | 0 | 0 | 0 | 2.8091 | 1.9927 | 1.6508 | 1.3822 | 0.78786 | 0.64042 | 3.7533 | 3.5228 | 1.5519 | 1.108 | 1.7138 | 3.287 | 0 | 12.7459 | 9.462 | 8.1286 | 6.9175 | 3.8537 | 1.7322 | 7.5944 | 6.9475 | 4.8556 | 5.5255 | 8.3929 | 14.9698 | 0.048741
Retro1Slow | Retro | Cellular Shades | Residential | HVAC | 0.021612 | 0.013844 | 130.8288 | 1792.8702 | Manufactured | MH_CellularShade_ASHP_HZ1 | 0.0080627 | 0.016068 | 0.02845 | 0.046157 | 0.069896 | 0.099876 | 0.13553 | 0.17525 | 0.21618 | 0.25421 | 0.2843 | 0.3013 | 0.30123 | 0.28255 | 0.24703 | 0.20301 | 0.1542 | 0.10599 | 0.067216 | 0.043507 | 2.9005 | 3.1467 | 2.2321 | 1.8492 | 1.5514 | 0.90319 | 0.74661 | 4.4079 | 4.1375 | 1.8097 | 1.253 | 1.9198 | 3.682 | 0 | 14.2777 | 10.5991 | 9.1054 | 7.7612 | 4.3731 | 1.9934 | 8.9121 | 8.1544 | 5.6219 | 6.2212 | 9.4015 | 16.7687 | 0.032675
Retro1Slow | Retro | Cellular Shades | Residential | HVAC | 0.040811 | 0.026066 | 247.0839 | 1090.3224 | Single Family | SF_CellularShade_ASHP_HZ23 | 0.0068949 | 0.013929 | 0.024982 | 0.041032 | 0.062863 | 0.090819 | 0.12452 | 0.1626 | 0.20243 | 0.24013 | 0.27081 | 0.28929 | 0.29144 | 0.27541 | 0.24254 | 0.20077 | 0.15358 | 0.10632 | 0.067902 | 0.04426 | 2.9507 | 5.9102 | 4.1925 | 3.4732 | 2.9165 | 1.7134 | 1.4264 | 8.447 | 7.929 | 3.458 | 2.3633 | 3.6058 | 6.9157 | 0 | 26.8169 | 19.9077 | 17.1021 | 14.5874 | 8.2602 | 3.7878 | 17.0734 | 15.6228 | 10.7101 | 11.7109 | 17.6582 | 31.4956 | 0.053256
Retro1Slow | Retro | Cellular Shades | Residential | HVAC | 0.025044 | 0.016301 | 151.5103 | 899.511 | Multifamily - Low Rise | MF_CellularShade_ASHP_HZ23 | 3.4195e-05 | 6.98e-05 | 0.00012647 | 0.00020978 | 0.00032451 | 0.00047318 | 0.00065445 | 0.00086166 | 0.0010811 | 0.0012918 | 0.0014666 | 0.001576 | 0.001596 | 0.0015149 | 0.0013392 | 0.001112 | 0.00085294 | 0.0005918 | 0.0003787 | 0.0002473 | 0.016487 | 3.753 | 2.6622 | 2.2055 | 1.8419 | 1.0204 | 0.80999 | 4.6968 | 4.4079 | 1.9621 | 1.4618 | 2.2897 | 4.3915 | 0 | 17.0289 | 12.6415 | 10.86 | 9.2228 | 5.0606 | 2.2314 | 9.5137 | 8.7011 | 6.2018 | 7.3328 | 11.2131 | 19.9999 | 0.063862
Retro1Slow | Retro | Cellular Shades | Residential | HVAC | 0.025044 | 0.016301 | 151.5103 | 899.511 | Multifamily - High Rise | MF_CellularShade_ASHP_HZ23 | 0 | 0 | 0 | 0 | 0 | 0 | 0 | 0 | 0 | 0 | 0 | 0 | 0 | 0 | 0 | 0 | 0 | 0 | 0 | 0 | 0 | 3.753 | 2.6622 | 2.2055 | 1.8419 | 1.0204 | 0.80999 | 4.6968 | 4.4079 | 1.9621 | 1.4618 | 2.2897 | 4.3915 | 0 | 17.0289 | 12.6415 | 10.86 | 9.2228 | 5.0606 | 2.2314 | 9.5137 | 8.7011 | 6.2018 | 7.3328 | 11.2131 | 19.9999 | 0.063862
Retro1Slow | Retro | Cellular Shades | Residential | HVAC | 0.028386 | 0.018355 | 171.7742 | 1358.9483 | Manufactured | MH_CellularShade_ASHP_HZ23 | 0.0033249 | 0.0066262 | 0.011732 | 0.019034 | 0.028824 | 0.041187 | 0.055889 | 0.072271 | 0.08915 | 0.10483 | 0.11724 | 0.12425 | 0.12422 | 0.11652 | 0.10187 | 0.08372 | 0.063589 | 0.04371 | 0.027719 | 0.017941 | 1.1961 | 4.204 | 2.9822 | 2.4706 | 2.0671 | 1.1688 | 0.94388 | 5.5157 | 5.1769 | 2.2871 | 1.6523 | 2.5648 | 4.9193 | 0 | 19.0753 | 14.1607 | 12.1651 | 10.3465 | 5.7392 | 2.5659 | 11.1636 | 10.212 | 7.1757 | 8.2536 | 12.5606 | 22.4034 | 0.042783
Retro1Slow | Retro | Cellular Shades | Residential | HVAC | 0.011312 | 0.0078429 | 68.2556 | 4019.1853 | Single Family | SF_CellularShade_DHP_HZ1 | 0.012219 | 0.024684 | 0.044273 | 0.072716 | 0.1114 | 0.16095 | 0.22067 | 0.28815 | 0.35875 | 0.42556 | 0.47992 | 0.51267 | 0.5165 | 0.48807 | 0.42984 | 0.3558 | 0.27218 | 0.18842 | 0.12034 | 0.078438 | 5.2292 | 1.8935 | 1.3432 | 1.1128 | 0.91393 | 0.412 | 0.26314 | 1.3563 | 1.2715 | 0.63486 | 0.67846 | 1.1552 | 2.2157 | 0 | 8.5918 | 6.3782 | 5.4793 | 4.5921 | 2.2727 | 0.86164 | 2.7826 | 2.5374 | 2.2189 | 3.5422 | 5.6575 | 10.0908 | 0.014345
Retro1Slow | Retro | Cellular Shades | Residential | HVAC | 0.0071118 | 0.0044738 | 43.0821 | 3232.6627 | Multifamily - Low Rise | MF_CellularShade_DHP_HZ1 | 0.0063849 | 0.013033 | 0.023614 | 0.039169 | 0.060592 | 0.088353 | 0.1222 | 0.16089 | 0.20187 | 0.24121 | 0.27385 | 0.29427 | 0.298 | 0.28286 | 0.25006 | 0.20764 | 0.15926 | 0.1105 | 0.070712 | 0.046176 | 3.0784 | 1.0016 | 0.71053 | 0.58864 | 0.49655 | 0.30555 | 0.2632 | 1.5809 | 1.4842 | 0.63839 | 0.40923 | 0.6111 | 1.1721 | 0 | 4.5449 | 3.3739 | 2.8984 | 2.4813 | 1.4413 | 0.68088 | 3.1909 | 2.9208 | 1.9493 | 2.008 | 2.9927 | 5.3378 | 0.01834
Retro1Slow | Retro | Cellular Shades | Residential | HVAC | 0.0071118 | 0.0044738 | 43.0821 | 3232.6627 | Multifamily - High Rise | MF_CellularShade_DHP_HZ1 | 0 | 0 | 0 | 0 | 0 | 0 | 0 | 0 | 0 | 0 | 0 | 0 | 0 | 0 | 0 | 0 | 0 | 0 | 0 | 0 | 0 | 1.0016 | 0.71053 | 0.58864 | 0.49655 | 0.30555 | 0.2632 | 1.5809 | 1.4842 | 0.63839 | 0.40923 | 0.6111 | 1.1721 | 0 | 4.5449 | 3.3739 | 2.8984 | 2.4813 | 1.4413 | 0.68088 | 3.1909 | 2.9208 | 1.9493 | 2.008 | 2.9927 | 5.3378 | 0.01834
Retro1Slow | Retro | Cellular Shades | Residential | HVAC | 0.027211 | 0.01863 | 164.2785 | 1422.2528 | Manufactured | MH_CellularShade_DHP_HZ1 | 0.00076118 | 0.0015169 | 0.0026858 | 0.0043576 | 0.0065987 | 0.009429 | 0.012795 | 0.016545 | 0.020409 | 0.023999 | 0.02684 | 0.028445 | 0.028439 | 0.026675 | 0.023321 | 0.019166 | 0.014558 | 0.010007 | 0.0063457 | 0.0041074 | 0.27382 | 4.4573 | 3.1619 | 2.6194 | 2.1581 | 1.0151 | 0.68355 | 3.6392 | 3.4127 | 1.6509 | 1.6231 | 2.7194 | 5.2157 | 0 | 20.2247 | 15.0139 | 12.8981 | 10.8365 | 5.4734 | 2.1447 | 7.4391 | 6.7893 | 5.6243 | 8.4075 | 13.3174 | 23.7533 | 0.040205
Retro1Slow | Retro | Cellular Shades | Residential | HVAC | 0.023364 | 0.015229 | 141.3407 | 1926.6661 | Single Family | SF_CellularShade_DHP_HZ23 | 0.025333 | 0.051176 | 0.091789 | 0.15076 | 0.23097 | 0.33368 | 0.45751 | 0.59741 | 0.74378 | 0.88229 | 0.99499 | 1.0629 | 1.0708 | 1.0119 | 0.89115 | 0.73765 | 0.56429 | 0.39064 | 0.24948 | 0.16262 | 10.8413 | 3.5102 | 2.49 | 2.0628 | 1.722 | 0.94974 | 0.75106 | 4.3475 | 4.0801 | 1.8192 | 1.3646 | 2.1415 | 4.1074 | 0 | 15.9271 | 11.8236 | 10.1573 | 8.6233 | 4.7206 | 2.0752 | 8.8078 | 8.0551 | 5.7598 | 6.8513 | 10.4876 | 18.7059 | 0.030283
Retro1Slow | Retro | Cellular Shades | Residential | HVAC | 0.019367 | 0.01227 | 117.2914 | 1169.9507 | Multifamily - Low Rise | MF_CellularShade_DHP_HZ23 | 0.019663 | 0.040136 | 0.07272 | 0.12062 | 0.1866 | 0.27209 | 0.37632 | 0.49547 | 0.62167 | 0.74282 | 0.84334 | 0.90621 | 0.9177 | 0.87108 | 0.77007 | 0.63943 | 0.49045 | 0.34029 | 0.21776 | 0.1422 | 9.4802 | 2.7634 | 1.9602 | 1.6239 | 1.3669 | 0.8233 | 0.69831 | 4.1679 | 3.9126 | 1.6933 | 1.1177 | 1.6859 | 3.2335 | 0 | 12.5385 | 9.308 | 7.9963 | 6.8337 | 3.9226 | 1.828 | 8.4177 | 7.7039 | 5.2038 | 5.5095 | 8.2563 | 14.7261 | 0.049831
Retro1Slow | Retro | Cellular Shades | Residential | HVAC | 0.019367 | 0.01227 | 117.2914 | 1169.9507 | Multifamily - High Rise | MF_CellularShade_DHP_HZ23 | 0 | 0 | 0 | 0 | 0 | 0 | 0 | 0 | 0 | 0 | 0 | 0 | 0 | 0 | 0 | 0 | 0 | 0 | 0 | 0 | 0 | 2.7634 | 1.9602 | 1.6239 | 1.3669 | 0.8233 | 0.69831 | 4.1679 | 3.9126 | 1.6933 | 1.1177 | 1.6859 | 3.2335 | 0 | 12.5385 | 9.308 | 7.9963 | 6.8337 | 3.9226 | 1.828 | 8.4177 | 7.7039 | 5.2038 | 5.5095 | 8.2563 | 14.7261 | 0.049831
Retro1Slow | Retro | Cellular Shades | Residential | HVAC | 0.029179 | 0.019824 | 176.2147 | 1324.0458 | Manufactured | MH_CellularShade_DHP_HZ23 | 3.161e-05 | 6.2995e-05 | 0.00011154 | 0.00018096 | 0.00027403 | 0.00039156 | 0.00053134 | 0.00068707 | 0.00084754 | 0.00099661 | 0.0011146 | 0.0011812 | 0.001181 | 0.0011077 | 0.00096848 | 0.00079591 | 0.00060454 | 0.00041554 | 0.00026352 | 0.00017057 | 0.011371 | 4.7166 | 3.3458 | 2.7718 | 2.2881 | 1.1041 | 0.76563 | 4.1456 | 3.8882 | 1.8502 | 1.7347 | 2.8775 | 5.519 | 0 | 21.401 | 15.8872 | 13.6482 | 11.4845 | 5.8734 | 2.3462 | 8.4585 | 7.723 | 6.2161 | 8.9423 | 14.092 | 25.1349 | 0.043231
LO12Med | NR | Circulators | Residential | HVAC | 0.027698 | 0.028795 | 193.2516 | 86.9895 | Single Family | Circulators-NR-HH-Single Family-ECM Motor Upgrade | 0.031942 | 0.063739 | 0.095391 | 0.1269 | 0.15826 | 0.18633 | 0.20859 | 0.22623 | 0.24016 | 0.25116 | 0.25979 | 0.26655 | 0.27435 | 0.27808 | 0.28086 | 0.28285 | 0.28189 | 0.28102 | 0.2802 | 0.27942 | 5.7283 | 5.4634 | 4.1853 | 3.224 | 3.0476 | 0.87377 | 0.19666 | 0.10639 | 0.10238 | 0.40816 | 1.4808 | 3.5625 | 6.2717 | 0 | 29.9367 | 23.3565 | 19.4985 | 17.9689 | 6.0976 | 1.6575 | 0.65375 | 0.57665 | 3.2524 | 9.584 | 18.7725 | 32.9741 | 0.46744
LO12Med | NR | Circulators | Residential | HVAC | 0.071776 | 0.074618 | 500.7879 | 68.1464 | Multifamily | Circulators-NR-HH-Multifamily - Low Rise-ECM Motor Upgrade | 0.0011688 | 0.0023323 | 0.0034906 | 0.0046435 | 0.0057912 | 0.0068181 | 0.0076328 | 0.0082781 | 0.0087882 | 0.0091903 | 0.0095064 | 0.0097538 | 0.010118 | 0.010246 | 0.010339 | 0.010402 | 0.010356 | 0.010316 | 0.01028 | 0.010247 | 0.21 | 14.1577 | 10.8457 | 8.3545 | 7.8975 | 2.2643 | 0.50962 | 0.2757 | 0.2653 | 1.0577 | 3.8373 | 9.2318 | 16.2524 | 0 | 77.5772 | 60.5255 | 50.528 | 46.5642 | 15.8012 | 4.2953 | 1.6941 | 1.4943 | 8.4281 | 24.8358 | 48.6466 | 85.4483 | 0.56303
LO12Med | NR | Circulators | Residential | HVAC | 0.071776 | 0.074618 | 500.7879 | 68.1464 | Multifamily | Circulators-NR-HH-Multifamily - High Rise-ECM Motor Upgrade | 0.00034587 | 0.00069017 | 0.0010329 | 0.0013741 | 0.0017137 | 0.0020176 | 0.0022586 | 0.0024496 | 0.0026005 | 0.0027195 | 0.0028131 | 0.0028863 | 0.0029929 | 0.003031 | 0.0030588 | 0.0030776 | 0.0030643 | 0.0030527 | 0.0030421 | 0.0030324 | 0.062139 | 14.1577 | 10.8457 | 8.3545 | 7.8975 | 2.2643 | 0.50962 | 0.2757 | 0.2653 | 1.0577 | 3.8373 | 9.2318 | 16.2524 | 0 | 77.5772 | 60.5255 | 50.528 | 46.5642 | 15.8012 | 4.2953 | 1.6941 | 1.4943 | 8.4281 | 24.8358 | 48.6466 | 85.4483 | 0.56303
LO12Med | NR | Circulators | Residential | HVAC | 0.027698 | 0.028795 | 193.2516 | 86.9895 | Manufactured | Circulators-NR-HH-Manufactured-ECM Motor Upgrade | 0.00028254 | 0.00055904 | 0.0008296 | 0.0010943 | 0.0013533 | 0.0015798 | 0.0017536 | 0.0018858 | 0.0019852 | 0.0020585 | 0.0021113 | 0.002148 | 0.0021858 | 0.0021984 | 0.002203 | 0.002201 | 0.0021759 | 0.0021514 | 0.0021275 | 0.002104 | 0.046812 | 5.4634 | 4.1853 | 3.224 | 3.0476 | 0.87377 | 0.19666 | 0.10639 | 0.10238 | 0.40816 | 1.4808 | 3.5625 | 6.2717 | 0 | 29.9367 | 23.3565 | 19.4985 | 17.9689 | 6.0976 | 1.6575 | 0.65375 | 0.57665 | 3.2524 | 9.584 | 18.7725 | 32.9741 | 0.46744
LO12Med | NEW | Circulators | Residential | HVAC | 0.027698 | 0.028795 | 193.2516 | 86.9895 | Single Family | Circulators-NEW-HH-Single Family-ECM Motor Upgrade | 0.019165 | 0.037345 | 0.054916 | 0.072363 | 0.087984 | 0.099756 | 0.10956 | 0.11751 | 0.12464 | 0.13045 | 0.13112 | 0.13351 | 0.13607 | 0.13782 | 0.13621 | 0.1359 | 0.13365 | 0.13053 | 0.12859 | 0.12621 | 2.1833 | 5.4634 | 4.1853 | 3.224 | 3.0476 | 0.87377 | 0.19666 | 0.10639 | 0.10238 | 0.40816 | 1.4808 | 3.5625 | 6.2717 | 0 | 29.9367 | 23.3565 | 19.4985 | 17.9689 | 6.0976 | 1.6575 | 0.65375 | 0.57665 | 3.2524 | 9.584 | 18.7725 | 32.9741 | 0.46744
LO12Med | NEW | Circulators | Residential | HVAC | 0.071776 | 0.074618 | 500.7879 | 68.1464 | Multifamily | Circulators-NEW-HH-Multifamily - Low Rise-ECM Motor Upgrade | 0.00070129 | 0.0013875 | 0.0020708 | 0.0027686 | 0.0034145 | 0.0039317 | 0.0043824 | 0.0047656 | 0.005125 | 0.0054418 | 0.005555 | 0.0057419 | 0.005937 | 0.0061061 | 0.0061279 | 0.00621 | 0.0061991 | 0.0061521 | 0.0061573 | 0.0061435 | 0.094319 | 14.1577 | 10.8457 | 8.3545 | 7.8975 | 2.2643 | 0.50962 | 0.2757 | 0.2653 | 1.0577 | 3.8373 | 9.2318 | 16.2524 | 0 | 77.5772 | 60.5255 | 50.528 | 46.5642 | 15.8012 | 4.2953 | 1.6941 | 1.4943 | 8.4281 | 24.8358 | 48.6466 | 85.4483 | 0.56303
LO12Med | NEW | Circulators | Residential | HVAC | 0.071776 | 0.074618 | 500.7879 | 68.1464 | Multifamily | Circulators-NEW-HH-Multifamily - High Rise-ECM Motor Upgrade | 0.00020752 | 0.00040815 | 0.00061039 | 0.00081936 | 0.0010163 | 0.0011733 | 0.0013125 | 0.0014356 | 0.0015492 | 0.0016479 | 0.0016787 | 0.0017323 | 0.0017917 | 0.0018406 | 0.0018442 | 0.0018667 | 0.0018619 | 0.0018407 | 0.001832 | 0.0018205 | 0.02829 | 14.1577 | 10.8457 | 8.3545 | 7.8975 | 2.2643 | 0.50962 | 0.2757 | 0.2653 | 1.0577 | 3.8373 | 9.2318 | 16.2524 | 0 | 77.5772 | 60.5255 | 50.528 | 46.5642 | 15.8012 | 4.2953 | 1.6941 | 1.4943 | 8.4281 | 24.8358 | 48.6466 | 85.4483 | 0.56303
LO12Med | NEW | Circulators | Residential | HVAC | 0.027698 | 0.028795 | 193.2516 | 86.9895 | Manufactured | Circulators-NEW-HH-Manufactured-ECM Motor Upgrade | 0.00016952 | 0.00034497 | 0.00052919 | 0.00072656 | 0.0009195 | 0.0010845 | 0.0012378 | 0.0013785 | 0.0015166 | 0.0016454 | 0.0017134 | 0.0018062 | 0.0019039 | 0.0019936 | 0.0020358 | 0.0020978 | 0.00213 | 0.0021468 | 0.0021815 | 0.0022083 | 0.02977 | 5.4634 | 4.1853 | 3.224 | 3.0476 | 0.87377 | 0.19666 | 0.10639 | 0.10238 | 0.40816 | 1.4808 | 3.5625 | 6.2717 | 0 | 29.9367 | 23.3565 | 19.4985 | 17.9689 | 6.0976 | 1.6575 | 0.65375 | 0.57665 | 3.2524 | 9.584 | 18.7725 | 32.9741 | 0.46744
LO3Slow | NR | Circulator Controls | Residential | HVAC | 0.034031 | 0.035378 | 237.4365 | 107.7614 | Single Family | Circulator Controls-NR-HH-Single Family-ECM+Advanced Speed | 0.0018646 | 0.0047847 | 0.010609 | 0.020774 | 0.03654 | 0.058545 | 0.08646 | 0.11891 | 0.15372 | 0.18837 | 0.22054 | 0.24849 | 0.27447 | 0.29209 | 0.30479 | 0.31329 | 0.31853 | 0.32148 | 0.32285 | 0.32354 | 6.622 | 6.7125 | 5.1422 | 3.9611 | 3.7444 | 1.0735 | 0.24163 | 0.13072 | 0.12579 | 0.50149 | 1.8193 | 4.377 | 7.7057 | 0 | 36.7814 | 28.6967 | 23.9566 | 22.0773 | 7.4918 | 2.0365 | 0.80322 | 0.7085 | 3.996 | 11.7753 | 23.0646 | 40.5132 | 0.39374
LO3Slow | NR | Circulator Controls | Residential | HVAC | 0.10437 | 0.1085 | 728.1839 | 58.8598 | Multifamily | Circulator Controls-NR-HH-Multifamily - Low Rise-ECM+Advanced Speed | 0.00012916 | 0.00033145 | 0.00073492 | 0.001439 | 0.0025312 | 0.0040555 | 0.0059893 | 0.0082373 | 0.010649 | 0.013049 | 0.015277 | 0.017214 | 0.019467 | 0.020712 | 0.021606 | 0.022185 | 0.022519 | 0.02269 | 0.022745 | 0.022751 | 0.46247 | 20.5863 | 15.7705 | 12.1481 | 11.4836 | 3.2924 | 0.74103 | 0.40089 | 0.38577 | 1.538 | 5.5797 | 13.4237 | 23.6322 | 0 | 112.8032 | 88.0087 | 73.4716 | 67.7079 | 22.9762 | 6.2457 | 2.4634 | 2.1729 | 12.2552 | 36.1131 | 70.7358 | 124.2483 | 0.62614
LO3Slow | NR | Circulator Controls | Residential | HVAC | 0.10437 | 0.1085 | 728.1839 | 58.8598 | Multifamily | Circulator Controls-NR-HH-Multifamily - High Rise-ECM+Advanced Speed | 3.8221e-05 | 9.8079e-05 | 0.00021747 | 0.00042583 | 0.00074901 | 0.0012001 | 0.0017723 | 0.0024375 | 0.0031511 | 0.0038614 | 0.0045207 | 0.0050937 | 0.0057563 | 0.0061249 | 0.00639 | 0.0065627 | 0.0066621 | 0.0067135 | 0.0067308 | 0.0067331 | 0.13683 | 20.5863 | 15.7705 | 12.1481 | 11.4836 | 3.2924 | 0.74103 | 0.40089 | 0.38577 | 1.538 | 5.5797 | 13.4237 | 23.6322 | 0 | 112.8032 | 88.0087 | 73.4716 | 67.7079 | 22.9762 | 6.2457 | 2.4634 | 2.1729 | 12.2552 | 36.1131 | 70.7358 | 124.2483 | 0.62614
LO3Slow | NR | Circulator Controls | Residential | HVAC | 0.034031 | 0.035378 | 237.4365 | 107.7614 | Manufactured | Circulator Controls-NR-HH-Manufactured-ECM+Advanced Speed | 1.6493e-05 | 4.1965e-05 | 9.2266e-05 | 0.00017914 | 0.00031244 | 0.00049638 | 0.00072687 | 0.00099127 | 0.0012706 | 0.0015439 | 0.0017923 | 0.0020025 | 0.0021852 | 0.0023071 | 0.0023883 | 0.0024356 | 0.0024567 | 0.0024598 | 0.0024504 | 0.0024358 | 0.054097 | 6.7125 | 5.1422 | 3.9611 | 3.7444 | 1.0735 | 0.24163 | 0.13072 | 0.12579 | 0.50149 | 1.8193 | 4.377 | 7.7057 | 0 | 36.7814 | 28.6967 | 23.9566 | 22.0773 | 7.4918 | 2.0365 | 0.80322 | 0.7085 | 3.996 | 11.7753 | 23.0646 | 40.5132 | 0.39374
LO3Slow | NEW | Circulator Controls | Residential | HVAC | 0.034031 | 0.035378 | 237.4365 | 107.7614 | Single Family | Circulator Controls-NEW-HH-Single Family-ECM+Advanced Speed | 0.0011188 | 0.0028034 | 0.0061076 | 0.011846 | 0.020314 | 0.031344 | 0.045411 | 0.061766 | 0.079781 | 0.097841 | 0.1113 | 0.12447 | 0.13581 | 0.14429 | 0.14721 | 0.14981 | 0.15028 | 0.14859 | 0.14749 | 0.14553 | 1.7631 | 6.7125 | 5.1422 | 3.9611 | 3.7444 | 1.0735 | 0.24163 | 0.13072 | 0.12579 | 0.50149 | 1.8193 | 4.377 | 7.7057 | 0 | 36.7814 | 28.6967 | 23.9566 | 22.0773 | 7.4918 | 2.0365 | 0.80322 | 0.7085 | 3.996 | 11.7753 | 23.0646 | 40.5132 | 0.39374
LO3Slow | NEW | Circulator Controls | Residential | HVAC | 0.10437 | 0.1085 | 728.1839 | 58.8598 | Multifamily | Circulator Controls-NEW-HH-Multifamily - Low Rise-ECM+Advanced Speed | 7.7499e-05 | 0.00019717 | 0.00043599 | 0.00085799 | 0.0014924 | 0.0023386 | 0.0034387 | 0.0047421 | 0.00621 | 0.0077266 | 0.0089271 | 0.010133 | 0.011218 | 0.012102 | 0.012537 | 0.01296 | 0.013195 | 0.013258 | 0.013369 | 0.013411 | 0.14863 | 20.5863 | 15.7705 | 12.1481 | 11.4836 | 3.2924 | 0.74103 | 0.40089 | 0.38577 | 1.538 | 5.5797 | 13.4237 | 23.6322 | 0 | 112.8032 | 88.0087 | 73.4716 | 67.7079 | 22.9762 | 6.2457 | 2.4634 | 2.1729 | 12.2552 | 36.1131 | 70.7358 | 124.2483 | 0.62614
LO3Slow | NEW | Circulator Controls | Residential | HVAC | 0.10437 | 0.1085 | 728.1839 | 58.8598 | Multifamily | Circulator Controls-NEW-HH-Multifamily - High Rise-ECM+Advanced Speed | 2.2933e-05 | 5.8001e-05 | 0.00012851 | 0.00025392 | 0.00044419 | 0.00069791 | 0.0010299 | 0.0014285 | 0.0018772 | 0.0023397 | 0.0026978 | 0.0030572 | 0.0033856 | 0.0036479 | 0.0037731 | 0.0038956 | 0.0039632 | 0.0039669 | 0.0039777 | 0.003974 | 0.04462 | 20.5863 | 15.7705 | 12.1481 | 11.4836 | 3.2924 | 0.74103 | 0.40089 | 0.38577 | 1.538 | 5.5797 | 13.4237 | 23.6322 | 0 | 112.8032 | 88.0087 | 73.4716 | 67.7079 | 22.9762 | 6.2457 | 2.4634 | 2.1729 | 12.2552 | 36.1131 | 70.7358 | 124.2483 | 0.62614
LO3Slow | NEW | Circulator Controls | Residential | HVAC | 0.034031 | 0.035378 | 237.4365 | 107.7614 | Manufactured | Circulator Controls-NEW-HH-Manufactured-ECM+Advanced Speed | 9.8959e-06 | 2.5896e-05 | 5.8855e-05 | 0.00011894 | 0.00021229 | 0.00034076 | 0.00051308 | 0.0007246 | 0.00097071 | 0.0012341 | 0.0014545 | 0.0016838 | 0.0019004 | 0.0020872 | 0.0022001 | 0.0023125 | 0.0023949 | 0.0024439 | 0.002502 | 0.0025464 | 0.025735 | 6.7125 | 5.1422 | 3.9611 | 3.7444 | 1.0735 | 0.24163 | 0.13072 | 0.12579 | 0.50149 | 1.8193 | 4.377 | 7.7057 | 0 | 36.7814 | 28.6967 | 23.9566 | 22.0773 | 7.4918 | 2.0365 | 0.80322 | 0.7085 | 3.996 | 11.7753 | 23.0646 | 40.5132 | 0.39374
LO12Med | NR | Circulators | Residential | Water Heating | 0.037425 | 0.026681 | 358.1883 | 32.9388 | Single Family | Circulators-NR-DHW-Single Family-ECM Motor Upgrade | 0.022817 | 0.04553 | 0.06814 | 0.090648 | 0.11305 | 0.1331 | 0.149 | 0.1616 | 0.17156 | 0.17941 | 0.18558 | 0.19041 | 0.19598 | 0.19864 | 0.20063 | 0.20205 | 0.20136 | 0.20074 | 0.20015 | 0.1996 | 4.0919 | 6.6381 | 6.033 | 6.6523 | 6.3981 | 6.0999 | 5.4966 | 4.9592 | 4.6774 | 4.6907 | 5.1988 | 5.6271 | 6.1967 | 0 | 29.4072 | 25.951 | 27.8785 | 25.0801 | 24.4459 | 23.0644 | 20.1297 | 19.3246 | 19.6091 | 22.5828 | 24.0159 | 28.0312 | 0.90993
LO12Med | NR | Circulators | Residential | Water Heating | 0.071599 | 0.051045 | 685.2588 | 36.1889 | Multifamily | Circulators-NR-DHW-Multifamily - Low Rise-ECM Motor Upgrade | 0.0090938 | 0.018146 | 0.027158 | 0.036128 | 0.045057 | 0.053047 | 0.059385 | 0.064406 | 0.068374 | 0.071503 | 0.073963 | 0.075887 | 0.078719 | 0.079715 | 0.08044 | 0.080927 | 0.080573 | 0.080264 | 0.079984 | 0.079727 | 1.6339 | 12.6995 | 11.5419 | 12.7267 | 12.2404 | 11.6699 | 10.5157 | 9.4875 | 8.9485 | 8.9739 | 9.9459 | 10.7653 | 11.855 | 0 | 56.2597 | 49.6475 | 53.3351 | 47.9814 | 46.7681 | 44.125 | 38.5106 | 36.9704 | 37.5147 | 43.2036 | 45.9454 | 53.6272 | 0.85559
LO12Med | NR | Circulators | Residential | Water Heating | 0.071599 | 0.051045 | 685.2588 | 36.1889 | Multifamily | Circulators-NR-DHW-Multifamily - High Rise-ECM Motor Upgrade | 0.0024683 | 0.0049255 | 0.0073714 | 0.0098063 | 0.01223 | 0.014399 | 0.016119 | 0.017482 | 0.018559 | 0.019408 | 0.020076 | 0.020598 | 0.021359 | 0.021631 | 0.02183 | 0.021964 | 0.021869 | 0.021786 | 0.02171 | 0.021641 | 0.44347 | 12.6995 | 11.5419 | 12.7267 | 12.2404 | 11.6699 | 10.5157 | 9.4875 | 8.9485 | 8.9739 | 9.9459 | 10.7653 | 11.855 | 0 | 56.2597 | 49.6475 | 53.3351 | 47.9814 | 46.7681 | 44.125 | 38.5106 | 36.9704 | 37.5147 | 43.2036 | 45.9454 | 53.6272 | 0.85559
LO12Med | NR | Circulators | Residential | Water Heating | 0.037425 | 0.026681 | 358.1883 | 32.9388 | Manufactured | Circulators-NR-DHW-Manufactured-ECM Motor Upgrade | 0 | 0 | 0 | 0 | 0 | 0 | 0 | 0 | 0 | 0 | 0 | 0 | 0 | 0 | 0 | 0 | 0 | 0 | 0 | 0 | 0 | 6.6381 | 6.033 | 6.6523 | 6.3981 | 6.0999 | 5.4966 | 4.9592 | 4.6774 | 4.6907 | 5.1988 | 5.6271 | 6.1967 | 0 | 29.4072 | 25.951 | 27.8785 | 25.0801 | 24.4459 | 23.0644 | 20.1297 | 19.3246 | 19.6091 | 22.5828 | 24.0159 | 28.0312 | 0.90993
LO12Med | NEW | Circulators | Residential | Water Heating | 0.02384 | 0.016996 | 228.1692 | 62.101 | Single Family | Circulators-NEW-DHW-Single Family-ECM Motor Upgrade | 0.0087208 | 0.016993 | 0.024989 | 0.032928 | 0.040035 | 0.045392 | 0.049852 | 0.05347 | 0.056717 | 0.059359 | 0.059662 | 0.060753 | 0.061914 | 0.062714 | 0.06198 | 0.061838 | 0.060816 | 0.059394 | 0.058513 | 0.05743 | 0.99347 | 4.2285 | 3.8431 | 4.2376 | 4.0757 | 3.8857 | 3.5014 | 3.159 | 2.9796 | 2.988 | 3.3117 | 3.5845 | 3.9473 | 0 | 18.7327 | 16.531 | 17.7589 | 15.9763 | 15.5723 | 14.6922 | 12.8228 | 12.31 | 12.4912 | 14.3854 | 15.2983 | 17.8561 | 0.57963
LO12Med | NEW | Circulators | Residential | Water Heating | 0.045609 | 0.032516 | 436.516 | 67.2032 | Multifamily | Circulators-NEW-DHW-Multifamily - Low Rise-ECM Motor Upgrade | 0.0034757 | 0.0068765 | 0.010263 | 0.013721 | 0.016923 | 0.019486 | 0.021719 | 0.023619 | 0.0254 | 0.02697 | 0.027531 | 0.028458 | 0.029425 | 0.030262 | 0.03037 | 0.030778 | 0.030723 | 0.03049 | 0.030516 | 0.030448 | 0.46746 | 8.0897 | 7.3523 | 8.107 | 7.7973 | 7.4339 | 6.6986 | 6.0436 | 5.7003 | 5.7165 | 6.3357 | 6.8576 | 7.5517 | 0 | 35.8379 | 31.6259 | 33.9749 | 30.5646 | 29.7917 | 28.108 | 24.5316 | 23.5505 | 23.8972 | 27.5211 | 29.2676 | 34.161 | 0.54502
LO12Med | NEW | Circulators | Residential | Water Heating | 0.045609 | 0.032516 | 436.516 | 67.2032 | Multifamily | Circulators-NEW-DHW-Multifamily - High Rise-ECM Motor Upgrade | 0.00094341 | 0.0018555 | 0.0027749 | 0.0037249 | 0.0046201 | 0.005334 | 0.0059668 | 0.0065263 | 0.0070429 | 0.0074914 | 0.0076316 | 0.0078752 | 0.0081454 | 0.0083674 | 0.008384 | 0.0084862 | 0.0084645 | 0.0083681 | 0.0083285 | 0.0082762 | 0.12861 | 8.0897 | 7.3523 | 8.107 | 7.7973 | 7.4339 | 6.6986 | 6.0436 | 5.7003 | 5.7165 | 6.3357 | 6.8576 | 7.5517 | 0 | 35.8379 | 31.6259 | 33.9749 | 30.5646 | 29.7917 | 28.108 | 24.5316 | 23.5505 | 23.8972 | 27.5211 | 29.2676 | 34.161 | 0.54502
LO12Med | NEW | Circulators | Residential | Water Heating | 0.02384 | 0.016996 | 228.1692 | 62.101 | Manufactured | Circulators-NEW-DHW-Manufactured-ECM Motor Upgrade | 0 | 0 | 0 | 0 | 0 | 0 | 0 | 0 | 0 | 0 | 0 | 0 | 0 | 0 | 0 | 0 | 0 | 0 | 0 | 0 | 0 | 4.2285 | 3.8431 | 4.2376 | 4.0757 | 3.8857 | 3.5014 | 3.159 | 2.9796 | 2.988 | 3.3117 | 3.5845 | 3.9473 | 0 | 18.7327 | 16.531 | 17.7589 | 15.9763 | 15.5723 | 14.6922 | 12.8228 | 12.31 | 12.4912 | 14.3854 | 15.2983 | 17.8561 | 0.57963
LO3Slow | NR | Circulator Controls | Residential | Water Heating | 0.058308 | 0.04157 | 558.0596 | -4.5176 | Single Family | Circulator Controls-NR-DHW-Single Family-Advanced Run Hour | 0.0016758 | 0.0043002 | 0.0095349 | 0.01867 | 0.03284 | 0.052617 | 0.077705 | 0.10687 | 0.13816 | 0.1693 | 0.19821 | 0.22333 | 0.24667 | 0.26251 | 0.27393 | 0.28157 | 0.28628 | 0.28893 | 0.29016 | 0.29078 | 5.9515 | 10.3422 | 9.3994 | 10.3644 | 9.9683 | 9.5037 | 8.5637 | 7.7264 | 7.2874 | 7.3082 | 8.0998 | 8.767 | 9.6544 | 0 | 45.8167 | 40.4318 | 43.4349 | 39.075 | 38.0869 | 35.9345 | 31.3622 | 30.1079 | 30.5511 | 35.1841 | 37.4169 | 43.6728 | 3.3941
LO3Slow | NR | Circulator Controls | Residential | Water Heating | 0.11032 | 0.078651 | 1055.8628 | 29.6448 | Multifamily | Circulator Controls-NR-DHW-Multifamily - Low Rise-Advanced Run Hour | 0.00065796 | 0.0016884 | 0.0037436 | 0.0073304 | 0.012894 | 0.020659 | 0.030509 | 0.04196 | 0.054244 | 0.066471 | 0.077821 | 0.087685 | 0.097793 | 0.10407 | 0.10859 | 0.11158 | 0.11338 | 0.11435 | 0.11476 | 0.11492 | 2.3447 | 19.5676 | 17.784 | 19.6096 | 18.8603 | 17.9813 | 16.2028 | 14.6185 | 13.788 | 13.8272 | 15.3249 | 16.5874 | 18.2664 | 0 | 86.6863 | 76.498 | 82.18 | 73.9308 | 72.0613 | 67.9889 | 59.338 | 56.9649 | 57.8035 | 66.5691 | 70.7937 | 82.63 | 0.97253
LO3Slow | NR | Circulator Controls | Residential | Water Heating | 0.11032 | 0.078651 | 1055.8628 | 29.6448 | Multifamily | Circulator Controls-NR-DHW-Multifamily - High Rise-Advanced Run Hour | 0.00017859 | 0.00045828 | 0.0010161 | 0.0019897 | 0.0034998 | 0.0056074 | 0.0082811 | 0.011389 | 0.014724 | 0.018042 | 0.021123 | 0.023801 | 0.026532 | 0.028237 | 0.029466 | 0.030281 | 0.03077 | 0.031038 | 0.03115 | 0.031194 | 0.63638 | 19.5676 | 17.784 | 19.6096 | 18.8603 | 17.9813 | 16.2028 | 14.6185 | 13.788 | 13.8272 | 15.3249 | 16.5874 | 18.2664 | 0 | 86.6863 | 76.498 | 82.18 | 73.9308 | 72.0613 | 67.9889 | 59.338 | 56.9649 | 57.8035 | 66.5691 | 70.7937 | 82.63 | 0.97253
LO3Slow | NR | Circulator Controls | Residential | Water Heating | 0.058308 | 0.04157 | 558.0596 | -4.5176 | Manufactured | Circulator Controls-NR-DHW-Manufactured-Advanced Run Hour | 0 | 0 | 0 | 0 | 0 | 0 | 0 | 0 | 0 | 0 | 0 | 0 | 0 | 0 | 0 | 0 | 0 | 0 | 0 | 0 | 0 | 10.3422 | 9.3994 | 10.3644 | 9.9683 | 9.5037 | 8.5637 | 7.7264 | 7.2874 | 7.3082 | 8.0998 | 8.767 | 9.6544 | 0 | 45.8167 | 40.4318 | 43.4349 | 39.075 | 38.0869 | 35.9345 | 31.3622 | 30.1079 | 30.5511 | 35.1841 | 37.4169 | 43.6728 | 3.3941
LO3Slow | NEW | Circulator Controls | Residential | Water Heating | 0.03389 | 0.024161 | 324.3573 | -10.9912 | Single Family | Circulator Controls-NEW-DHW-Single Family-Advanced Run Hour | 0.00058441 | 0.0014644 | 0.0031904 | 0.006188 | 0.010611 | 0.016373 | 0.023721 | 0.032265 | 0.041675 | 0.051109 | 0.058142 | 0.065018 | 0.070944 | 0.075375 | 0.076896 | 0.078258 | 0.078499 | 0.07762 | 0.077042 | 0.076023 | 0.921 | 6.0111 | 5.4632 | 6.024 | 5.7938 | 5.5238 | 4.9774 | 4.4908 | 4.2356 | 4.2477 | 4.7078 | 5.0956 | 5.6114 | 0 | 26.6297 | 23.4999 | 25.2454 | 22.7113 | 22.137 | 20.8859 | 18.2284 | 17.4994 | 17.757 | 20.4498 | 21.7476 | 25.3836 | 6.4261
LO3Slow | NEW | Circulator Controls | Residential | Water Heating | 0.05903 | 0.042084 | 564.9638 | 5.2542 | Multifamily | Circulator Controls-NEW-DHW-Multifamily - Low Rise-Advanced Run Hour | 0.00021123 | 0.00053742 | 0.0011883 | 0.0023386 | 0.0040677 | 0.0063743 | 0.0093727 | 0.012925 | 0.016926 | 0.02106 | 0.024332 | 0.02762 | 0.030577 | 0.032986 | 0.034172 | 0.035324 | 0.035965 | 0.036137 | 0.036439 | 0.036553 | 0.40511 | 10.4701 | 9.5157 | 10.4926 | 10.0917 | 9.6213 | 8.6697 | 7.822 | 7.3776 | 7.3986 | 8.2 | 8.8754 | 9.7739 | 0 | 46.3835 | 40.932 | 43.9723 | 39.5584 | 38.5581 | 36.379 | 31.7502 | 30.4804 | 30.9291 | 35.6194 | 37.8798 | 44.2131 | 1.9823
LO3Slow | NEW | Circulator Controls | Residential | Water Heating | 0.05903 | 0.042084 | 564.9638 | 5.2542 | Multifamily | Circulator Controls-NEW-DHW-Multifamily - High Rise-Advanced Run Hour | 5.7336e-05 | 0.00014501 | 0.0003213 | 0.00063485 | 0.0011105 | 0.0017449 | 0.0025749 | 0.0035715 | 0.0046933 | 0.0058497 | 0.0067448 | 0.0076433 | 0.0084644 | 0.0091204 | 0.0094333 | 0.0097396 | 0.0099085 | 0.0099179 | 0.0099449 | 0.0099356 | 0.11156 | 10.4701 | 9.5157 | 10.4926 | 10.0917 | 9.6213 | 8.6697 | 7.822 | 7.3776 | 7.3986 | 8.2 | 8.8754 | 9.7739 | 0 | 46.3835 | 40.932 | 43.9723 | 39.5584 | 38.5581 | 36.379 | 31.7502 | 30.4804 | 30.9291 | 35.6194 | 37.8798 | 44.2131 | 1.9823
LO3Slow | NEW | Circulator Controls | Residential | Water Heating | 0.03389 | 0.024161 | 324.3573 | -10.9912 | Manufactured | Circulator Controls-NEW-DHW-Manufactured-Advanced Run Hour | 0 | 0 | 0 | 0 | 0 | 0 | 0 | 0 | 0 | 0 | 0 | 0 | 0 | 0 | 0 | 0 | 0 | 0 | 0 | 0 | 0 | 6.0111 | 5.4632 | 6.024 | 5.7938 | 5.5238 | 4.9774 | 4.4908 | 4.2356 | 4.2477 | 4.7078 | 5.0956 | 5.6114 | 0 | 26.6297 | 23.4999 | 25.2454 | 22.7113 | 22.137 | 20.8859 | 18.2284 | 17.4994 | 17.757 | 20.4498 | 21.7476 | 25.3836 | 6.4261
LO12Med | New | Clothes Washer | Residential | Water Heating | 0.0046159 | 0.0034303 | 44.568 | -224.8631 | Single Family | Top Load_ENERGY STAR but not CEE+Electric DHW_Electric Dryer | 0.011731 | 0.022859 | 0.033614 | 0.044294 | 0.053856 | 0.061062 | 0.06706 | 0.071927 | 0.076296 | 0.079849 | 0.080257 | 0.081725 | 0.083287 | 0.084362 | 0.083375 | 0.083185 | 0.081809 | 0.079896 | 0.078712 | 0.077255 | 1.3364 | 0.71173 | 0.55857 | 0.65371 | 0.80879 | 0.82217 | 0.73878 | 0.95775 | 0.8143 | 0.78123 | 0.72595 | 0.63389 | 0.68097 | 0 | 2.5885 | 2.2921 | 2.657 | 2.9916 | 2.9455 | 3.19 | 3.9454 | 3.3783 | 3.1549 | 2.9705 | 2.72 | 2.8464 | 10552.7059
LO12Med | New | Clothes Washer | Residential | Water Heating | 0.001009 | 0.00074208 | 9.8594 | -1017.0306 | Single Family | Top Load_ENERGY STAR but not CEE+Gas DHW_Gas Dryer | 0.00035549 | 0.00069271 | 0.0010186 | 0.0013423 | 0.001632 | 0.0018504 | 0.0020322 | 0.0021796 | 0.002312 | 0.0024197 | 0.0024321 | 0.0024765 | 0.0025239 | 0.0025565 | 0.0025265 | 0.0025208 | 0.0024791 | 0.0024211 | 0.0023852 | 0.0023411 | 0.040498 | 0.14792 | 0.11925 | 0.14004 | 0.16603 | 0.17098 | 0.16092 | 0.20392 | 0.17912 | 0.169 | 0.15472 | 0.1344 | 0.14251 | 0 | 0.57464 | 0.51274 | 0.59433 | 0.65704 | 0.66201 | 0.72 | 0.87044 | 0.77357 | 0.71742 | 0.67091 | 0.59652 | 0.62099 | 9595.7637
LO12Med | New | Clothes Washer | Residential | Water Heating | 0.0026684 | 0.0019762 | 25.8668 | -65.4369 | Single Family | Top Load_CEE Tier 1+Electric DHW_Electric Dryer | 0.0068086 | 0.013267 | 0.019509 | 0.025708 | 0.031257 | 0.035439 | 0.038921 | 0.041746 | 0.044281 | 0.046344 | 0.04658 | 0.047432 | 0.048339 | 0.048963 | 0.04839 | 0.048279 | 0.047481 | 0.046371 | 0.045683 | 0.044838 | 0.77564 | 0.40473 | 0.32041 | 0.3754 | 0.45812 | 0.46763 | 0.42658 | 0.5489 | 0.47171 | 0.45007 | 0.41619 | 0.36279 | 0.3881 | 0 | 1.5041 | 1.3353 | 1.5478 | 1.7321 | 1.7186 | 1.864 | 2.2878 | 1.9837 | 1.8481 | 1.7361 | 1.5741 | 1.6444 | 2291.8646
LO12Med | New | Clothes Washer | Residential | Water Heating | 0.0031349 | 0.0023239 | 30.3555 | -51.0861 | Single Family | Top Load_CEE Tier 1+Gas DHW_Gas Dryer | 0.0010945 | 0.0021327 | 0.0031362 | 0.0041326 | 0.0050247 | 0.005697 | 0.0062567 | 0.0067108 | 0.0071183 | 0.0074499 | 0.0074879 | 0.0076249 | 0.0077706 | 0.0078709 | 0.0077788 | 0.0077611 | 0.0076328 | 0.0074543 | 0.0073437 | 0.0072078 | 0.12469 | 0.47765 | 0.37722 | 0.44184 | 0.54125 | 0.55185 | 0.50131 | 0.64639 | 0.55386 | 0.52925 | 0.49006 | 0.42739 | 0.45774 | 0 | 1.7646 | 1.5654 | 1.8146 | 2.034 | 2.014 | 2.1834 | 2.6855 | 2.3205 | 2.1633 | 2.0335 | 1.8487 | 1.9322 | 11.9108
LO12Med | New | Clothes Washer | Residential | Water Heating | 0.00018318 | 0.00012397 | 1.9516 | -840.6155 | Single Family | Top Load_CEE Tier 1+Electric DHW_Gas Dryer | 5.3808e-06 | 1.0485e-05 | 1.5418e-05 | 2.0316e-05 | 2.4702e-05 | 2.8007e-05 | 3.0759e-05 | 3.2991e-05 | 3.4995e-05 | 3.6625e-05 | 3.6812e-05 | 3.7485e-05 | 3.8201e-05 | 3.8695e-05 | 3.8242e-05 | 3.8155e-05 | 3.7524e-05 | 3.6646e-05 | 3.6103e-05 | 3.5435e-05 | 0.00061298 | 0.016253 | 0.017701 | 0.021475 | 0.015241 | 0.018947 | 0.028413 | 0.029487 | 0.034059 | 0.028232 | 0.022595 | 0.01863 | 0.017086 | 0 | 0.11648 | 0.10924 | 0.12658 | 0.12354 | 0.14525 | 0.16208 | 0.16905 | 0.18896 | 0.16865 | 0.15163 | 0.11096 | 0.11101 | 1580.4599
LO12Med | New | Clothes Washer | Residential | Water Heating | 0.0027085 | 0.0020156 | 26.1088 | 21.8473 | Single Family | Front Load_CEE Tier 2+Electric DHW_Electric Dryer | 0.0068723 | 0.013391 | 0.019692 | 0.025948 | 0.03155 | 0.035771 | 0.039285 | 0.042136 | 0.044696 | 0.046777 | 0.047016 | 0.047876 | 0.048791 | 0.049421 | 0.048843 | 0.048731 | 0.047925 | 0.046805 | 0.046111 | 0.045257 | 0.78289 | 0.42041 | 0.32879 | 0.38462 | 0.47849 | 0.48561 | 0.43371 | 0.56396 | 0.4774 | 0.45905 | 0.42741 | 0.37346 | 0.40188 | 0 | 1.5157 | 1.3407 | 1.5542 | 1.7543 | 1.7218 | 1.8635 | 2.3122 | 1.9695 | 1.8411 | 1.7351 | 1.5953 | 1.6707 | 1.0789
LO12Med | New | Clothes Washer | Residential | Water Heating | 0.0017066 | 0.0012689 | 16.4676 | 35.9214 | Single Family | Front Load_CEE Tier 2+Electric DHW_Gas Dryer | 4.5404e-05 | 8.8473e-05 | 0.0001301 | 0.00017143 | 0.00020844 | 0.00023633 | 0.00025955 | 0.00027838 | 0.00029529 | 0.00030904 | 0.00031062 | 0.0003163 | 0.00032235 | 0.00032651 | 0.00032269 | 0.00032195 | 0.00031663 | 0.00030923 | 0.00030464 | 0.000299 | 0.0051724 | 0.2638 | 0.20676 | 0.24193 | 0.29995 | 0.30472 | 0.27319 | 0.35456 | 0.30096 | 0.28899 | 0.26874 | 0.23472 | 0.25231 | 0 | 0.95628 | 0.84644 | 0.98119 | 1.1058 | 1.0875 | 1.1774 | 1.458 | 1.246 | 1.164 | 1.0964 | 1.0055 | 1.0525 | 0.96199
LO12Med | New | Clothes Washer | Residential | Water Heating | 0.0030268 | 0.0022459 | 29.2765 | -343.9582 | Single Family | Top Load_ENERGY STAR but not CEE+Gas DHW_Electric Dryer | 0.0065064 | 0.012678 | 0.018643 | 0.024567 | 0.02987 | 0.033866 | 0.037193 | 0.039893 | 0.042316 | 0.044286 | 0.044513 | 0.045327 | 0.046193 | 0.046789 | 0.046242 | 0.046136 | 0.045374 | 0.044313 | 0.043655 | 0.042847 | 0.74121 | 0.46333 | 0.36502 | 0.4274 | 0.52561 | 0.53528 | 0.48419 | 0.62563 | 0.53446 | 0.5115 | 0.47428 | 0.41383 | 0.44374 | 0 | 1.7013 | 1.5082 | 1.7483 | 1.963 | 1.9395 | 2.1018 | 2.5907 | 2.2307 | 2.081 | 1.9573 | 1.7845 | 1.866 | 10173.5855
LO12Med | New | Clothes Washer | Residential | Water Heating | 0.0025981 | 0.0019264 | 25.151 | -396.7694 | Single Family | Top Load_ENERGY STAR but not CEE+Electric DHW_Gas Dryer | 6.9345e-05 | 0.00013512 | 0.0001987 | 0.00026183 | 0.00031835 | 0.00036095 | 0.00039641 | 0.00042517 | 0.000451 | 0.000472 | 0.00047441 | 0.00048309 | 0.00049233 | 0.00049868 | 0.00049285 | 0.00049172 | 0.00048359 | 0.00047228 | 0.00046528 | 0.00045667 | 0.0078998 | 0.39632 | 0.3128 | 0.36635 | 0.44921 | 0.45788 | 0.41551 | 0.53603 | 0.45896 | 0.43873 | 0.40638 | 0.35446 | 0.37974 | 0 | 1.4619 | 1.2967 | 1.5031 | 1.6856 | 1.668 | 1.8082 | 2.2252 | 1.9211 | 1.7913 | 1.684 | 1.5321 | 1.6015 | 9974.884
LO12Med | New | Clothes Washer | Residential | Water Heating | 0.0056201 | 0.0041761 | 54.2707 | -29.5402 | Single Family | Top Load_CEE Tier 1+Gas DHW_Electric Dryer | 0.012061 | 0.023502 | 0.03456 | 0.04554 | 0.05537 | 0.062779 | 0.068947 | 0.07395 | 0.078442 | 0.082095 | 0.082514 | 0.084023 | 0.08563 | 0.086735 | 0.08572 | 0.085524 | 0.08411 | 0.082144 | 0.080926 | 0.079428 | 1.374 | 0.86613 | 0.67993 | 0.79576 | 0.98412 | 1.0005 | 0.89947 | 1.1658 | 0.99151 | 0.95108 | 0.88365 | 0.77155 | 0.82875 | 0 | 3.1522 | 2.7915 | 3.2358 | 3.6426 | 3.5873 | 3.8853 | 4.8042 | 4.1153 | 3.8428 | 3.6179 | 3.3119 | 3.4656 | 6.278
LO12Med | New | Clothes Washer | Residential | Water Heating | 0.016954 | 0.012637 | 163.128 | -46.5349 | Single Family | Front Load_CEE Tier 1+Electric DHW_Electric Dryer | 0.042938 | 0.083669 | 0.12304 | 0.16212 | 0.19712 | 0.2235 | 0.24545 | 0.26327 | 0.27926 | 0.29226 | 0.29376 | 0.29913 | 0.30485 | 0.30878 | 0.30517 | 0.30447 | 0.29944 | 0.29244 | 0.2881 | 0.28277 | 4.8915 | 2.6515 | 2.0655 | 2.415 | 3.0231 | 3.0624 | 2.7163 | 3.5443 | 2.9855 | 2.878 | 2.6857 | 2.3485 | 2.5321 | 0 | 9.4649 | 8.3621 | 9.6933 | 10.973 | 10.7305 | 11.6062 | 14.4526 | 12.2376 | 11.4525 | 10.8054 | 9.9811 | 10.461 | 3.0984
LO12Med | New | Clothes Washer | Residential | Water Heating | 0.01124 | 0.0083782 | 108.1398 | -71.756 | Single Family | Front Load_CEE Tier 1+Gas DHW_Electric Dryer | 0.024033 | 0.04683 | 0.068864 | 0.090743 | 0.11033 | 0.12509 | 0.13738 | 0.14735 | 0.1563 | 0.16358 | 0.16442 | 0.16742 | 0.17063 | 0.17283 | 0.17081 | 0.17042 | 0.1676 | 0.16368 | 0.16125 | 0.15827 | 2.7378 | 1.7582 | 1.3695 | 1.6012 | 2.0048 | 2.0307 | 1.8008 | 2.35 | 1.9792 | 1.9081 | 1.7807 | 1.5572 | 1.679 | 0 | 6.2743 | 5.543 | 6.4255 | 7.2744 | 7.1128 | 7.6931 | 9.581 | 8.111 | 7.591 | 7.1623 | 6.6169 | 6.9352 | 2.8505
LO12Med | New | Clothes Washer | Residential | Water Heating | 0.00283 | 0.0021105 | 27.2131 | -267.8323 | Single Family | Front Load_CEE Tier 1+Electric DHW_Gas Dryer | 7.5031e-05 | 0.0001462 | 0.00021499 | 0.0002833 | 0.00034445 | 0.00039054 | 0.00042891 | 0.00046004 | 0.00048798 | 0.0005107 | 0.00051331 | 0.0005227 | 0.00053269 | 0.00053957 | 0.00053325 | 0.00053204 | 0.00052324 | 0.00051101 | 0.00050343 | 0.00049411 | 0.0085475 | 0.44365 | 0.34517 | 0.4035 | 0.50611 | 0.51239 | 0.45349 | 0.59237 | 0.49818 | 0.48065 | 0.44885 | 0.3926 | 0.42354 | 0 | 1.5787 | 1.3942 | 1.6161 | 1.8312 | 1.7886 | 1.9342 | 2.4113 | 2.0378 | 1.9078 | 1.8006 | 1.6658 | 1.7463 | 2.3646
LO12Med | New | Clothes Washer | Residential | Water Heating | 0.0046159 | 0.0034303 | 44.568 | -224.8631 | Multifamily - Low Rise | Top Load_ENERGY STAR but not CEE+Electric DHW_Electric Dryer | 0.0044237 | 0.0087521 | 0.013062 | 0.017464 | 0.021538 | 0.024801 | 0.027643 | 0.030061 | 0.032328 | 0.034326 | 0.035041 | 0.036219 | 0.03745 | 0.038517 | 0.038654 | 0.039172 | 0.039103 | 0.038807 | 0.03884 | 0.038753 | 0.59496 | 0.71173 | 0.55857 | 0.65371 | 0.80879 | 0.82217 | 0.73878 | 0.95775 | 0.8143 | 0.78123 | 0.72595 | 0.63389 | 0.68097 | 0 | 2.5885 | 2.2921 | 2.657 | 2.9916 | 2.9455 | 3.19 | 3.9454 | 3.3783 | 3.1549 | 2.9705 | 2.72 | 2.8464 | 10552.7059
LO12Med | New | Clothes Washer | Residential | Water Heating | 0.001009 | 0.00074208 | 9.8594 | -1017.0306 | Multifamily - Low Rise | Top Load_ENERGY STAR but not CEE+Gas DHW_Gas Dryer | 1.6742e-05 | 3.3124e-05 | 4.9436e-05 | 6.6096e-05 | 8.1517e-05 | 9.3864e-05 | 0.00010462 | 0.00011377 | 0.00012235 | 0.00012992 | 0.00013262 | 0.00013708 | 0.00014174 | 0.00014577 | 0.00014629 | 0.00014826 | 0.000148 | 0.00014687 | 0.000147 | 0.00014667 | 0.0022517 | 0.14792 | 0.11925 | 0.14004 | 0.16603 | 0.17098 | 0.16092 | 0.20392 | 0.17912 | 0.169 | 0.15472 | 0.1344 | 0.14251 | 0 | 0.57464 | 0.51274 | 0.59433 | 0.65704 | 0.66201 | 0.72 | 0.87044 | 0.77357 | 0.71742 | 0.67091 | 0.59652 | 0.62099 | 9595.7637
LO12Med | New | Clothes Washer | Residential | Water Heating | 0.0026684 | 0.0019762 | 25.8668 | -65.4369 | Multifamily - Low Rise | Top Load_CEE Tier 1+Electric DHW_Electric Dryer | 0.0025675 | 0.0050796 | 0.0075811 | 0.010136 | 0.012501 | 0.014394 | 0.016044 | 0.017447 | 0.018763 | 0.019923 | 0.020337 | 0.021021 | 0.021736 | 0.022355 | 0.022434 | 0.022735 | 0.022695 | 0.022523 | 0.022542 | 0.022492 | 0.34531 | 0.40473 | 0.32041 | 0.3754 | 0.45812 | 0.46763 | 0.42658 | 0.5489 | 0.47171 | 0.45007 | 0.41619 | 0.36279 | 0.3881 | 0 | 1.5041 | 1.3353 | 1.5478 | 1.7321 | 1.7186 | 1.864 | 2.2878 | 1.9837 | 1.8481 | 1.7361 | 1.5741 | 1.6444 | 2291.8646
LO12Med | New | Clothes Washer | Residential | Water Heating | 0.0031349 | 0.0023239 | 30.3555 | -51.0861 | Multifamily - Low Rise | Top Load_CEE Tier 1+Gas DHW_Gas Dryer | 5.1547e-05 | 0.00010198 | 0.00015221 | 0.0002035 | 0.00025098 | 0.00028899 | 0.00032212 | 0.00035029 | 0.00037671 | 0.00039999 | 0.00040831 | 0.00042205 | 0.00043639 | 0.00044882 | 0.00045042 | 0.00045646 | 0.00045565 | 0.0004522 | 0.00045258 | 0.00045157 | 0.0069327 | 0.47765 | 0.37722 | 0.44184 | 0.54125 | 0.55185 | 0.50131 | 0.64639 | 0.55386 | 0.52925 | 0.49006 | 0.42739 | 0.45774 | 0 | 1.7646 | 1.5654 | 1.8146 | 2.034 | 2.014 | 2.1834 | 2.6855 | 2.3205 | 2.1633 | 2.0335 | 1.8487 | 1.9322 | 11.9108
LO12Med | New | Clothes Washer | Residential | Water Heating | 0.00018318 | 0.00012397 | 1.9516 | -840.6155 | Multifamily - Low Rise | Top Load_CEE Tier 1+Electric DHW_Gas Dryer | 0 | 0 | 0 | 0 | 0 | 0 | 0 | 0 | 0 | 0 | 0 | 0 | 0 | 0 | 0 | 0 | 0 | 0 | 0 | 0 | 0 | 0.016253 | 0.017701 | 0.021475 | 0.015241 | 0.018947 | 0.028413 | 0.029487 | 0.034059 | 0.028232 | 0.022595 | 0.01863 | 0.017086 | 0 | 0.11648 | 0.10924 | 0.12658 | 0.12354 | 0.14525 | 0.16208 | 0.16905 | 0.18896 | 0.16865 | 0.15163 | 0.11096 | 0.11101 | 1580.4599
LO12Med | New | Clothes Washer | Residential | Water Heating | 0.0027085 | 0.0020156 | 26.1088 | 21.8473 | Multifamily - Low Rise | Front Load_CEE Tier 2+Electric DHW_Electric Dryer | 0.0025915 | 0.0051272 | 0.007652 | 0.010231 | 0.012618 | 0.014529 | 0.016194 | 0.01761 | 0.018938 | 0.020109 | 0.020527 | 0.021218 | 0.021939 | 0.022564 | 0.022644 | 0.022948 | 0.022908 | 0.022734 | 0.022753 | 0.022702 | 0.34854 | 0.42041 | 0.32879 | 0.38462 | 0.47849 | 0.48561 | 0.43371 | 0.56396 | 0.4774 | 0.45905 | 0.42741 | 0.37346 | 0.40188 | 0 | 1.5157 | 1.3407 | 1.5542 | 1.7543 | 1.7218 | 1.8635 | 2.3122 | 1.9695 | 1.8411 | 1.7351 | 1.5953 | 1.6707 | 1.0789
LO12Med | New | Clothes Washer | Residential | Water Heating | 0.0017066 | 0.0012689 | 16.4676 | 35.9213 | Multifamily - Low Rise | Front Load_CEE Tier 2+Electric DHW_Gas Dryer | 0 | 0 | 0 | 0 | 0 | 0 | 0 | 0 | 0 | 0 | 0 | 0 | 0 | 0 | 0 | 0 | 0 | 0 | 0 | 0 | 0 | 0.2638 | 0.20676 | 0.24193 | 0.29995 | 0.30472 | 0.27319 | 0.35456 | 0.30096 | 0.28899 | 0.26874 | 0.23472 | 0.25231 | 0 | 0.95628 | 0.84644 | 0.98119 | 1.1058 | 1.0875 | 1.1774 | 1.458 | 1.246 | 1.164 | 1.0964 | 1.0055 | 1.0525 | 0.96199
LO12Med | New | Clothes Washer | Residential | Water Heating | 0.0030268 | 0.0022459 | 29.2765 | -343.9582 | Multifamily - Low Rise | Top Load_ENERGY STAR but not CEE+Gas DHW_Electric Dryer | 0.00045979 | 0.00090967 | 0.0013576 | 0.0018151 | 0.0022386 | 0.0025777 | 0.0028732 | 0.0031244 | 0.0033601 | 0.0035678 | 0.003642 | 0.0037645 | 0.0038925 | 0.0040033 | 0.0040176 | 0.0040715 | 0.0040643 | 0.0040335 | 0.0040369 | 0.0040278 | 0.061838 | 0.46333 | 0.36502 | 0.4274 | 0.52561 | 0.53528 | 0.48419 | 0.62563 | 0.53446 | 0.5115 | 0.47428 | 0.41383 | 0.44374 | 0 | 1.7013 | 1.5082 | 1.7483 | 1.963 | 1.9395 | 2.1018 | 2.5907 | 2.2307 | 2.081 | 1.9573 | 1.7845 | 1.866 | 10173.5855
LO12Med | New | Clothes Washer | Residential | Water Heating | 0.0025981 | 0.0019264 | 25.151 | -396.7694 | Multifamily - Low Rise | Top Load_ENERGY STAR but not CEE+Electric DHW_Gas Dryer | 0 | 0 | 0 | 0 | 0 | 0 | 0 | 0 | 0 | 0 | 0 | 0 | 0 | 0 | 0 | 0 | 0 | 0 | 0 | 0 | 0 | 0.39632 | 0.3128 | 0.36635 | 0.44921 | 0.45788 | 0.41551 | 0.53603 | 0.45896 | 0.43873 | 0.40638 | 0.35446 | 0.37974 | 0 | 1.4619 | 1.2967 | 1.5031 | 1.6856 | 1.668 | 1.8082 | 2.2252 | 1.9211 | 1.7913 | 1.684 | 1.5321 | 1.6015 | 9974.884
LO12Med | New | Clothes Washer | Residential | Water Heating | 0.0056201 | 0.0041761 | 54.2707 | -29.5401 | Multifamily - Low Rise | Top Load_CEE Tier 1+Gas DHW_Electric Dryer | 0.00085232 | 0.0016863 | 0.0025167 | 0.0033648 | 0.0041498 | 0.0047784 | 0.0053261 | 0.0057919 | 0.0062287 | 0.0066137 | 0.0067513 | 0.0069784 | 0.0072156 | 0.007421 | 0.0074475 | 0.0075474 | 0.0075341 | 0.007477 | 0.0074833 | 0.0074665 | 0.11463 | 0.86613 | 0.67993 | 0.79576 | 0.98412 | 1.0005 | 0.89947 | 1.1658 | 0.99151 | 0.95108 | 0.88365 | 0.77155 | 0.82875 | 0 | 3.1522 | 2.7915 | 3.2358 | 3.6426 | 3.5873 | 3.8853 | 4.8042 | 4.1153 | 3.8428 | 3.6179 | 3.3119 | 3.4656 | 6.278
LO12Med | New | Clothes Washer | Residential | Water Heating | 0.016954 | 0.012637 | 163.128 | -46.5349 | Multifamily - Low Rise | Front Load_CEE Tier 1+Electric DHW_Electric Dryer | 0.016192 | 0.032035 | 0.04781 | 0.063921 | 0.078835 | 0.090776 | 0.10118 | 0.11003 | 0.11833 | 0.12564 | 0.12826 | 0.13257 | 0.13708 | 0.14098 | 0.14148 | 0.14338 | 0.14313 | 0.14204 | 0.14216 | 0.14184 | 2.1777 | 2.6515 | 2.0655 | 2.415 | 3.0231 | 3.0624 | 2.7163 | 3.5443 | 2.9855 | 2.878 | 2.6857 | 2.3485 | 2.5321 | 0 | 9.4649 | 8.3621 | 9.6933 | 10.973 | 10.7305 | 11.6062 | 14.4526 | 12.2376 | 11.4525 | 10.8054 | 9.9811 | 10.461 | 3.0984
LO12Med | New | Clothes Washer | Residential | Water Heating | 0.01124 | 0.0083782 | 108.1398 | -71.756 | Multifamily - Low Rise | Front Load_CEE Tier 1+Gas DHW_Electric Dryer | 0.0016983 | 0.0033601 | 0.0050148 | 0.0067047 | 0.0082689 | 0.0095215 | 0.010613 | 0.011541 | 0.012411 | 0.013178 | 0.013453 | 0.013905 | 0.014378 | 0.014787 | 0.01484 | 0.015039 | 0.015012 | 0.014899 | 0.014911 | 0.014878 | 0.22841 | 1.7582 | 1.3695 | 1.6012 | 2.0048 | 2.0307 | 1.8008 | 2.35 | 1.9792 | 1.9081 | 1.7807 | 1.5572 | 1.679 | 0 | 6.2743 | 5.543 | 6.4255 | 7.2744 | 7.1128 | 7.6931 | 9.581 | 8.111 | 7.591 | 7.1623 | 6.6169 | 6.9352 | 2.8505
LO12Med | New | Clothes Washer | Residential | Water Heating | 0.00283 | 0.0021105 | 27.2131 | -267.8323 | Multifamily - Low Rise | Front Load_CEE Tier 1+Electric DHW_Gas Dryer | 0 | 0 | 0 | 0 | 0 | 0 | 0 | 0 | 0 | 0 | 0 | 0 | 0 | 0 | 0 | 0 | 0 | 0 | 0 | 0 | 0 | 0.44365 | 0.34517 | 0.4035 | 0.50611 | 0.51239 | 0.45349 | 0.59237 | 0.49818 | 0.48065 | 0.44885 | 0.3926 | 0.42354 | 0 | 1.5787 | 1.3942 | 1.6161 | 1.8312 | 1.7886 | 1.9342 | 2.4113 | 2.0378 | 1.9078 | 1.8006 | 1.6658 | 1.7463 | 2.3646
LO12Med | New | Clothes Washer | Residential | Water Heating | 0.0046159 | 0.0034303 | 44.568 | -224.8631 | Multifamily - High Rise | Top Load_ENERGY STAR but not CEE+Electric DHW_Electric Dryer | 0.0012785 | 0.0025144 | 0.0037604 | 0.0050478 | 0.0062609 | 0.0072283 | 0.0080859 | 0.008844 | 0.0095441 | 0.010152 | 0.010342 | 0.010672 | 0.011038 | 0.011339 | 0.011361 | 0.0115 | 0.011471 | 0.01134 | 0.011286 | 0.011215 | 0.17428 | 0.71173 | 0.55857 | 0.65371 | 0.80879 | 0.82217 | 0.73878 | 0.95775 | 0.8143 | 0.78123 | 0.72595 | 0.63389 | 0.68097 | 0 | 2.5885 | 2.2921 | 2.657 | 2.9916 | 2.9455 | 3.19 | 3.9454 | 3.3783 | 3.1549 | 2.9705 | 2.72 | 2.8464 | 10552.7059
LO12Med | New | Clothes Washer | Residential | Water Heating | 0.001009 | 0.00074208 | 9.8594 | -1017.0306 | Multifamily - High Rise | Top Load_ENERGY STAR but not CEE+Gas DHW_Gas Dryer | 4.8386e-06 | 9.5163e-06 | 1.4232e-05 | 1.9104e-05 | 2.3696e-05 | 2.7357e-05 | 3.0603e-05 | 3.3472e-05 | 3.6122e-05 | 3.8422e-05 | 3.9141e-05 | 4.039e-05 | 4.1776e-05 | 4.2915e-05 | 4.3e-05 | 4.3524e-05 | 4.3413e-05 | 4.2918e-05 | 4.2715e-05 | 4.2447e-05 | 0.0006596 | 0.14792 | 0.11925 | 0.14004 | 0.16603 | 0.17098 | 0.16092 | 0.20392 | 0.17912 | 0.169 | 0.15472 | 0.1344 | 0.14251 | 0 | 0.57464 | 0.51274 | 0.59433 | 0.65704 | 0.66201 | 0.72 | 0.87044 | 0.77357 | 0.71742 | 0.67091 | 0.59652 | 0.62099 | 9595.7637
LO12Med | New | Clothes Washer | Residential | Water Heating | 0.0026684 | 0.0019762 | 25.8668 | -65.4369 | Multifamily - High Rise | Top Load_CEE Tier 1+Electric DHW_Electric Dryer | 0.000742 | 0.0014593 | 0.0021825 | 0.0029297 | 0.0036338 | 0.0041952 | 0.0046929 | 0.0051329 | 0.0055393 | 0.005892 | 0.0060023 | 0.0061938 | 0.0064064 | 0.006581 | 0.006594 | 0.0066744 | 0.0066573 | 0.0065816 | 0.0065504 | 0.0065093 | 0.10115 | 0.40473 | 0.32041 | 0.3754 | 0.45812 | 0.46763 | 0.42658 | 0.5489 | 0.47171 | 0.45007 | 0.41619 | 0.36279 | 0.3881 | 0 | 1.5041 | 1.3353 | 1.5478 | 1.7321 | 1.7186 | 1.864 | 2.2878 | 1.9837 | 1.8481 | 1.7361 | 1.5741 | 1.6444 | 2291.8646
LO12Med | New | Clothes Washer | Residential | Water Heating | 0.0031349 | 0.0023239 | 30.3555 | -51.0861 | Multifamily - High Rise | Top Load_CEE Tier 1+Gas DHW_Gas Dryer | 1.4897e-05 | 2.9299e-05 | 4.3818e-05 | 5.8819e-05 | 7.2955e-05 | 8.4229e-05 | 9.4221e-05 | 0.00010305 | 0.00011121 | 0.00011829 | 0.00012051 | 0.00012435 | 0.00012862 | 0.00013213 | 0.00013239 | 0.000134 | 0.00013366 | 0.00013214 | 0.00013151 | 0.00013069 | 0.0020308 | 0.47765 | 0.37722 | 0.44184 | 0.54125 | 0.55185 | 0.50131 | 0.64639 | 0.55386 | 0.52925 | 0.49006 | 0.42739 | 0.45774 | 0 | 1.7646 | 1.5654 | 1.8146 | 2.034 | 2.014 | 2.1834 | 2.6855 | 2.3205 | 2.1633 | 2.0335 | 1.8487 | 1.9322 | 11.9108
LO12Med | New | Clothes Washer | Residential | Water Heating | 0.00018318 | 0.00012397 | 1.9516 | -840.6154 | Multifamily - High Rise | Top Load_CEE Tier 1+Electric DHW_Gas Dryer | 0 | 0 | 0 | 0 | 0 | 0 | 0 | 0 | 0 | 0 | 0 | 0 | 0 | 0 | 0 | 0 | 0 | 0 | 0 | 0 | 0 | 0.016253 | 0.017701 | 0.021475 | 0.015241 | 0.018947 | 0.028413 | 0.029487 | 0.034059 | 0.028232 | 0.022595 | 0.01863 | 0.017086 | 0 | 0.11648 | 0.10924 | 0.12658 | 0.12354 | 0.14525 | 0.16208 | 0.16905 | 0.18896 | 0.16865 | 0.15163 | 0.11096 | 0.11101 | 1580.4599
LO12Med | New | Clothes Washer | Residential | Water Heating | 0.0027085 | 0.0020156 | 26.1088 | 21.8472 | Multifamily - High Rise | Front Load_CEE Tier 2+Electric DHW_Electric Dryer | 0.00074894 | 0.001473 | 0.0022029 | 0.0029571 | 0.0036678 | 0.0042345 | 0.0047368 | 0.005181 | 0.0055911 | 0.0059471 | 0.0060585 | 0.0062518 | 0.0064664 | 0.0066426 | 0.0066557 | 0.0067369 | 0.0067196 | 0.0066432 | 0.0066117 | 0.0065702 | 0.1021 | 0.42041 | 0.32879 | 0.38462 | 0.47849 | 0.48561 | 0.43371 | 0.56396 | 0.4774 | 0.45905 | 0.42741 | 0.37346 | 0.40188 | 0 | 1.5157 | 1.3407 | 1.5542 | 1.7543 | 1.7218 | 1.8635 | 2.3122 | 1.9695 | 1.8411 | 1.7351 | 1.5953 | 1.6707 | 1.0789
LO12Med | New | Clothes Washer | Residential | Water Heating | 0.0017066 | 0.0012689 | 16.4676 | 35.9214 | Multifamily - High Rise | Front Load_CEE Tier 2+Electric DHW_Gas Dryer | 0 | 0 | 0 | 0 | 0 | 0 | 0 | 0 | 0 | 0 | 0 | 0 | 0 | 0 | 0 | 0 | 0 | 0 | 0 | 0 | 0 | 0.2638 | 0.20676 | 0.24193 | 0.29995 | 0.30472 | 0.27319 | 0.35456 | 0.30096 | 0.28899 | 0.26874 | 0.23472 | 0.25231 | 0 | 0.95628 | 0.84644 | 0.98119 | 1.1058 | 1.0875 | 1.1774 | 1.458 | 1.246 | 1.164 | 1.0964 | 1.0055 | 1.0525 | 0.96199
LO12Med | New | Clothes Washer | Residential | Water Heating | 0.0030268 | 0.0022459 | 29.2765 | -343.9582 | Multifamily - High Rise | Top Load_ENERGY STAR but not CEE+Gas DHW_Electric Dryer | 0.00013288 | 0.00026134 | 0.00039084 | 0.00052465 | 0.00065074 | 0.00075129 | 0.00084042 | 0.00091922 | 0.00099199 | 0.0010551 | 0.0010749 | 0.0011092 | 0.0011473 | 0.0011785 | 0.0011809 | 0.0011953 | 0.0011922 | 0.0011786 | 0.0011731 | 0.0011657 | 0.018114 | 0.46333 | 0.36502 | 0.4274 | 0.52561 | 0.53528 | 0.48419 | 0.62563 | 0.53446 | 0.5115 | 0.47428 | 0.41383 | 0.44374 | 0 | 1.7013 | 1.5082 | 1.7483 | 1.963 | 1.9395 | 2.1018 | 2.5907 | 2.2307 | 2.081 | 1.9573 | 1.7845 | 1.866 | 10173.5855
LO12Med | New | Clothes Washer | Residential | Water Heating | 0.0025981 | 0.0019264 | 25.151 | -396.7694 | Multifamily - High Rise | Top Load_ENERGY STAR but not CEE+Electric DHW_Gas Dryer | 0 | 0 | 0 | 0 | 0 | 0 | 0 | 0 | 0 | 0 | 0 | 0 | 0 | 0 | 0 | 0 | 0 | 0 | 0 | 0 | 0 | 0.39632 | 0.3128 | 0.36635 | 0.44921 | 0.45788 | 0.41551 | 0.53603 | 0.45896 | 0.43873 | 0.40638 | 0.35446 | 0.37974 | 0 | 1.4619 | 1.2967 | 1.5031 | 1.6856 | 1.668 | 1.8082 | 2.2252 | 1.9211 | 1.7913 | 1.684 | 1.5321 | 1.6015 | 9974.884
LO12Med | New | Clothes Washer | Residential | Water Heating | 0.0056201 | 0.0041761 | 54.2707 | -29.5401 | Multifamily - High Rise | Top Load_CEE Tier 1+Gas DHW_Electric Dryer | 0.00024632 | 0.00048446 | 0.00072451 | 0.00097256 | 0.0012063 | 0.0013927 | 0.0015579 | 0.001704 | 0.0018389 | 0.001956 | 0.0019926 | 0.0020562 | 0.0021267 | 0.0021847 | 0.002189 | 0.0022157 | 0.00221 | 0.0021849 | 0.0021745 | 0.0021609 | 0.033579 | 0.86613 | 0.67993 | 0.79576 | 0.98412 | 1.0005 | 0.89947 | 1.1658 | 0.99151 | 0.95108 | 0.88365 | 0.77155 | 0.82875 | 0 | 3.1522 | 2.7915 | 3.2358 | 3.6426 | 3.5873 | 3.8853 | 4.8042 | 4.1153 | 3.8428 | 3.6179 | 3.3119 | 3.4656 | 6.278
LO12Med | New | Clothes Washer | Residential | Water Heating | 0.016954 | 0.012637 | 163.128 | -46.5349 | Multifamily - High Rise | Front Load_CEE Tier 1+Electric DHW_Electric Dryer | 0.0046794 | 0.0092033 | 0.013764 | 0.018476 | 0.022916 | 0.026457 | 0.029596 | 0.032371 | 0.034933 | 0.037158 | 0.037853 | 0.039061 | 0.040402 | 0.041503 | 0.041585 | 0.042092 | 0.041984 | 0.041506 | 0.04131 | 0.041051 | 0.6379 | 2.6515 | 2.0655 | 2.415 | 3.0231 | 3.0624 | 2.7163 | 3.5443 | 2.9855 | 2.878 | 2.6857 | 2.3485 | 2.5321 | 0 | 9.4649 | 8.3621 | 9.6933 | 10.973 | 10.7305 | 11.6062 | 14.4526 | 12.2376 | 11.4525 | 10.8054 | 9.9811 | 10.461 | 3.0984
LO12Med | New | Clothes Washer | Residential | Water Heating | 0.01124 | 0.0083782 | 108.1398 | -71.756 | Multifamily - High Rise | Front Load_CEE Tier 1+Gas DHW_Electric Dryer | 0.00049082 | 0.00096533 | 0.0014437 | 0.0019379 | 0.0024037 | 0.0027751 | 0.0031043 | 0.0033954 | 0.0036642 | 0.0038975 | 0.0039704 | 0.0040971 | 0.0042377 | 0.0043532 | 0.0043618 | 0.004415 | 0.0044037 | 0.0043536 | 0.004333 | 0.0043058 | 0.066909 | 1.7582 | 1.3695 | 1.6012 | 2.0048 | 2.0307 | 1.8008 | 2.35 | 1.9792 | 1.9081 | 1.7807 | 1.5572 | 1.679 | 0 | 6.2743 | 5.543 | 6.4255 | 7.2744 | 7.1128 | 7.6931 | 9.581 | 8.111 | 7.591 | 7.1623 | 6.6169 | 6.9352 | 2.8505
LO12Med | New | Clothes Washer | Residential | Water Heating | 0.00283 | 0.0021105 | 27.2131 | -267.8323 | Multifamily - High Rise | Front Load_CEE Tier 1+Electric DHW_Gas Dryer | 0 | 0 | 0 | 0 | 0 | 0 | 0 | 0 | 0 | 0 | 0 | 0 | 0 | 0 | 0 | 0 | 0 | 0 | 0 | 0 | 0 | 0.44365 | 0.34517 | 0.4035 | 0.50611 | 0.51239 | 0.45349 | 0.59237 | 0.49818 | 0.48065 | 0.44885 | 0.3926 | 0.42354 | 0 | 1.5787 | 1.3942 | 1.6161 | 1.8312 | 1.7886 | 1.9342 | 2.4113 | 2.0378 | 1.9078 | 1.8006 | 1.6658 | 1.7463 | 2.3646
LO12Med | New | Clothes Washer | Residential | Water Heating | 0.0046159 | 0.0034303 | 44.568 | -224.8631 | Manufactured | Top Load_ENERGY STAR but not CEE+Electric DHW_Electric Dryer | 0.0016381 | 0.0033335 | 0.0051136 | 0.0070209 | 0.0088853 | 0.01048 | 0.011961 | 0.013321 | 0.014655 | 0.015899 | 0.016557 | 0.017453 | 0.018398 | 0.019265 | 0.019672 | 0.020271 | 0.020582 | 0.020745 | 0.02108 | 0.021339 | 0.28767 | 0.71173 | 0.55857 | 0.65371 | 0.80879 | 0.82217 | 0.73878 | 0.95775 | 0.8143 | 0.78123 | 0.72595 | 0.63389 | 0.68097 | 0 | 2.5885 | 2.2921 | 2.657 | 2.9916 | 2.9455 | 3.19 | 3.9454 | 3.3783 | 3.1549 | 2.9705 | 2.72 | 2.8464 | 10552.7059
LO12Med | New | Clothes Washer | Residential | Water Heating | 0.001009 | 0.00074208 | 9.8594 | -1017.0306 | Manufactured | Top Load_ENERGY STAR but not CEE+Gas DHW_Gas Dryer | 5.746e-06 | 1.1693e-05 | 1.7937e-05 | 2.4627e-05 | 3.1167e-05 | 3.676e-05 | 4.1957e-05 | 4.6725e-05 | 5.1404e-05 | 5.577e-05 | 5.8077e-05 | 6.122e-05 | 6.4535e-05 | 6.7575e-05 | 6.9003e-05 | 7.1104e-05 | 7.2196e-05 | 7.2766e-05 | 7.3941e-05 | 7.4852e-05 | 0.0010091 | 0.14792 | 0.11925 | 0.14004 | 0.16603 | 0.17098 | 0.16092 | 0.20392 | 0.17912 | 0.169 | 0.15472 | 0.1344 | 0.14251 | 0 | 0.57464 | 0.51274 | 0.59433 | 0.65704 | 0.66201 | 0.72 | 0.87044 | 0.77357 | 0.71742 | 0.67091 | 0.59652 | 0.62099 | 9595.7637
LO12Med | New | Clothes Washer | Residential | Water Heating | 0.0026684 | 0.0019762 | 25.8668 | -65.4369 | Manufactured | Top Load_CEE Tier 1+Electric DHW_Electric Dryer | 0.00095075 | 0.0019347 | 0.0029679 | 0.0040748 | 0.0051569 | 0.0060823 | 0.0069423 | 0.0077312 | 0.0085055 | 0.0092278 | 0.0096096 | 0.01013 | 0.010678 | 0.011181 | 0.011417 | 0.011765 | 0.011946 | 0.01204 | 0.012234 | 0.012385 | 0.16696 | 0.40473 | 0.32041 | 0.3754 | 0.45812 | 0.46763 | 0.42658 | 0.5489 | 0.47171 | 0.45007 | 0.41619 | 0.36279 | 0.3881 | 0 | 1.5041 | 1.3353 | 1.5478 | 1.7321 | 1.7186 | 1.864 | 2.2878 | 1.9837 | 1.8481 | 1.7361 | 1.5741 | 1.6444 | 2291.8646
LO12Med | New | Clothes Washer | Residential | Water Heating | 0.0031349 | 0.0023239 | 30.3555 | -51.0861 | Manufactured | Top Load_CEE Tier 1+Gas DHW_Gas Dryer | 1.7691e-05 | 3.6001e-05 | 5.5225e-05 | 7.5822e-05 | 9.5957e-05 | 0.00011318 | 0.00012918 | 0.00014386 | 0.00015827 | 0.00017171 | 0.00017881 | 0.00018849 | 0.00019869 | 0.00020805 | 0.00021245 | 0.00021892 | 0.00022228 | 0.00022403 | 0.00022765 | 0.00023046 | 0.0031067 | 0.47765 | 0.37722 | 0.44184 | 0.54125 | 0.55185 | 0.50131 | 0.64639 | 0.55386 | 0.52925 | 0.49006 | 0.42739 | 0.45774 | 0 | 1.7646 | 1.5654 | 1.8146 | 2.034 | 2.014 | 2.1834 | 2.6855 | 2.3205 | 2.1633 | 2.0335 | 1.8487 | 1.9322 | 11.9108
LO12Med | New | Clothes Washer | Residential | Water Heating | 0.00018318 | 0.00012397 | 1.9516 | -840.6155 | Manufactured | Top Load_CEE Tier 1+Electric DHW_Gas Dryer | 3.8162e-07 | 7.7657e-07 | 1.1913e-06 | 1.6356e-06 | 2.0699e-06 | 2.4413e-06 | 2.7865e-06 | 3.1032e-06 | 3.414e-06 | 3.7039e-06 | 3.8571e-06 | 4.0659e-06 | 4.286e-06 | 4.4879e-06 | 4.5827e-06 | 4.7223e-06 | 4.7948e-06 | 4.8326e-06 | 4.9107e-06 | 4.9712e-06 | 6.7015e-05 | 0.016253 | 0.017701 | 0.021475 | 0.015241 | 0.018947 | 0.028413 | 0.029487 | 0.034059 | 0.028232 | 0.022595 | 0.01863 | 0.017086 | 0 | 0.11648 | 0.10924 | 0.12658 | 0.12354 | 0.14525 | 0.16208 | 0.16905 | 0.18896 | 0.16865 | 0.15163 | 0.11096 | 0.11101 | 1580.4599
LO12Med | New | Clothes Washer | Residential | Water Heating | 0.0027085 | 0.0020156 | 26.1088 | 21.8472 | Manufactured | Front Load_CEE Tier 2+Electric DHW_Electric Dryer | 0.00095965 | 0.0019528 | 0.0029957 | 0.004113 | 0.0052052 | 0.0061392 | 0.0070072 | 0.0078036 | 0.0085851 | 0.0093142 | 0.0096995 | 0.010224 | 0.010778 | 0.011286 | 0.011524 | 0.011875 | 0.012058 | 0.012153 | 0.012349 | 0.012501 | 0.16852 | 0.42041 | 0.32879 | 0.38462 | 0.47849 | 0.48561 | 0.43371 | 0.56396 | 0.4774 | 0.45905 | 0.42741 | 0.37346 | 0.40188 | 0 | 1.5157 | 1.3407 | 1.5542 | 1.7543 | 1.7218 | 1.8635 | 2.3122 | 1.9695 | 1.8411 | 1.7351 | 1.5953 | 1.6707 | 1.0789
LO12Med | New | Clothes Washer | Residential | Water Heating | 0.0017066 | 0.0012689 | 16.4676 | 35.9214 | Manufactured | Front Load_CEE Tier 2+Electric DHW_Gas Dryer | 3.2201e-06 | 6.5528e-06 | 1.0052e-05 | 1.3801e-05 | 1.7466e-05 | 2.06e-05 | 2.3513e-05 | 2.6185e-05 | 2.8807e-05 | 3.1254e-05 | 3.2547e-05 | 3.4308e-05 | 3.6166e-05 | 3.7869e-05 | 3.867e-05 | 3.9847e-05 | 4.046e-05 | 4.0779e-05 | 4.1437e-05 | 4.1948e-05 | 0.00056548 | 0.2638 | 0.20676 | 0.24193 | 0.29995 | 0.30472 | 0.27319 | 0.35456 | 0.30096 | 0.28899 | 0.26874 | 0.23472 | 0.25231 | 0 | 0.95628 | 0.84644 | 0.98119 | 1.1058 | 1.0875 | 1.1774 | 1.458 | 1.246 | 1.164 | 1.0964 | 1.0055 | 1.0525 | 0.96199
LO12Med | New | Clothes Washer | Residential | Water Heating | 0.0030268 | 0.0022459 | 29.2765 | -343.9582 | Manufactured | Top Load_ENERGY STAR but not CEE+Gas DHW_Electric Dryer | 0.00011159 | 0.00022709 | 0.00034835 | 0.00047828 | 0.00060529 | 0.00071391 | 0.00081484 | 0.00090745 | 0.00099832 | 0.0010831 | 0.0011279 | 0.001189 | 0.0012533 | 0.0013124 | 0.0013401 | 0.0013809 | 0.0014021 | 0.0014132 | 0.001436 | 0.0014537 | 0.019597 | 0.46333 | 0.36502 | 0.4274 | 0.52561 | 0.53528 | 0.48419 | 0.62563 | 0.53446 | 0.5115 | 0.47428 | 0.41383 | 0.44374 | 0 | 1.7013 | 1.5082 | 1.7483 | 1.963 | 1.9395 | 2.1018 | 2.5907 | 2.2307 | 2.081 | 1.9573 | 1.7845 | 1.866 | 10173.5855
LO12Med | New | Clothes Washer | Residential | Water Heating | 0.0025981 | 0.0019264 | 25.151 | -396.7694 | Manufactured | Top Load_ENERGY STAR but not CEE+Electric DHW_Gas Dryer | 4.9181e-06 | 1.0008e-05 | 1.5352e-05 | 2.1079e-05 | 2.6676e-05 | 3.1463e-05 | 3.5911e-05 | 3.9993e-05 | 4.3998e-05 | 4.7734e-05 | 4.9709e-05 | 5.2399e-05 | 5.5236e-05 | 5.7838e-05 | 5.9061e-05 | 6.0859e-05 | 6.1794e-05 | 6.2281e-05 | 6.3287e-05 | 6.4067e-05 | 0.00086366 | 0.39632 | 0.3128 | 0.36635 | 0.44921 | 0.45788 | 0.41551 | 0.53603 | 0.45896 | 0.43873 | 0.40638 | 0.35446 | 0.37974 | 0 | 1.4619 | 1.2967 | 1.5031 | 1.6856 | 1.668 | 1.8082 | 2.2252 | 1.9211 | 1.7913 | 1.684 | 1.5321 | 1.6015 | 9974.884
LO12Med | New | Clothes Washer | Residential | Water Heating | 0.0056201 | 0.0041761 | 54.2707 | -29.5402 | Manufactured | Top Load_CEE Tier 1+Gas DHW_Electric Dryer | 0.00020687 | 0.00042096 | 0.00064576 | 0.0008866 | 0.001122 | 0.0013234 | 0.0015105 | 0.0016822 | 0.0018506 | 0.0020078 | 0.0020909 | 0.002204 | 0.0023233 | 0.0024328 | 0.0024842 | 0.0025598 | 0.0025992 | 0.0026197 | 0.002662 | 0.0026948 | 0.036327 | 0.86613 | 0.67993 | 0.79576 | 0.98412 | 1.0005 | 0.89947 | 1.1658 | 0.99151 | 0.95108 | 0.88365 | 0.77155 | 0.82875 | 0 | 3.1522 | 2.7915 | 3.2358 | 3.6426 | 3.5873 | 3.8853 | 4.8042 | 4.1153 | 3.8428 | 3.6179 | 3.3119 | 3.4656 | 6.278
LO12Med | New | Clothes Washer | Residential | Water Heating | 0.016954 | 0.012637 | 163.128 | -46.5349 | Manufactured | Front Load_CEE Tier 1+Electric DHW_Electric Dryer | 0.0059959 | 0.012201 | 0.018717 | 0.025698 | 0.032522 | 0.038358 | 0.043781 | 0.048757 | 0.053639 | 0.058195 | 0.060603 | 0.063882 | 0.067341 | 0.070513 | 0.072003 | 0.074196 | 0.075336 | 0.07593 | 0.077156 | 0.078107 | 1.0529 | 2.6515 | 2.0655 | 2.415 | 3.0231 | 3.0624 | 2.7163 | 3.5443 | 2.9855 | 2.878 | 2.6857 | 2.3485 | 2.5321 | 0 | 9.4649 | 8.3621 | 9.6933 | 10.973 | 10.7305 | 11.6062 | 14.4526 | 12.2376 | 11.4525 | 10.8054 | 9.9811 | 10.461 | 3.0984
LO12Med | New | Clothes Washer | Residential | Water Heating | 0.01124 | 0.0083782 | 108.1398 | -71.756 | Manufactured | Front Load_CEE Tier 1+Gas DHW_Electric Dryer | 0.0004122 | 0.00083881 | 0.0012867 | 0.0017666 | 0.0022358 | 0.002637 | 0.0030098 | 0.0033519 | 0.0036876 | 0.0040007 | 0.0041662 | 0.0043917 | 0.0046295 | 0.0048476 | 0.00495 | 0.0051007 | 0.0051791 | 0.0052199 | 0.0053043 | 0.0053696 | 0.072386 | 1.7582 | 1.3695 | 1.6012 | 2.0048 | 2.0307 | 1.8008 | 2.35 | 1.9792 | 1.9081 | 1.7807 | 1.5572 | 1.679 | 0 | 6.2743 | 5.543 | 6.4255 | 7.2744 | 7.1128 | 7.6931 | 9.581 | 8.111 | 7.591 | 7.1623 | 6.6169 | 6.9352 | 2.8505
LO12Med | New | Clothes Washer | Residential | Water Heating | 0.00283 | 0.0021105 | 27.2131 | -267.8323 | Manufactured | Front Load_CEE Tier 1+Electric DHW_Gas Dryer | 5.3214e-06 | 1.0829e-05 | 1.6611e-05 | 2.2807e-05 | 2.8863e-05 | 3.4043e-05 | 3.8856e-05 | 4.3272e-05 | 4.7605e-05 | 5.1648e-05 | 5.3785e-05 | 5.6695e-05 | 5.9765e-05 | 6.258e-05 | 6.3903e-05 | 6.5849e-05 | 6.686e-05 | 6.7388e-05 | 6.8476e-05 | 6.932e-05 | 0.00093448 | 0.44365 | 0.34517 | 0.4035 | 0.50611 | 0.51239 | 0.45349 | 0.59237 | 0.49818 | 0.48065 | 0.44885 | 0.3926 | 0.42354 | 0 | 1.5787 | 1.3942 | 1.6161 | 1.8312 | 1.7886 | 1.9342 | 2.4113 | 2.0378 | 1.9078 | 1.8006 | 1.6658 | 1.7463 | 2.3646
LO12Med | NR | Clothes Washer | Residential | Water Heating | 0.0046159 | 0.0034303 | 44.568 | -224.8631 | Single Family | Top Load_ENERGY STAR but not CEE+Electric DHW_Electric Dryer | 0.070222 | 0.14012 | 0.20971 | 0.27898 | 0.34793 | 0.40963 | 0.45857 | 0.49734 | 0.52798 | 0.55215 | 0.57114 | 0.586 | 0.59756 | 0.6065 | 0.72622 | 0.71827 | 0.70378 | 0.69034 | 0.67618 | 0.66308 | 9.1467 | 0.71173 | 0.55857 | 0.65371 | 0.80879 | 0.82217 | 0.73878 | 0.95775 | 0.8143 | 0.78123 | 0.72595 | 0.63389 | 0.68097 | 0 | 2.5885 | 2.2921 | 2.657 | 2.9916 | 2.9455 | 3.19 | 3.9454 | 3.3783 | 3.1549 | 2.9705 | 2.72 | 2.8464 | 10552.7059
LO12Med | NR | Clothes Washer | Residential | Water Heating | 0.0030268 | 0.0022459 | 29.2765 | -343.9582 | Single Family | Top Load_ENERGY STAR but not CEE+Gas DHW_Electric Dryer | 0.038947 | 0.077717 | 0.11631 | 0.15473 | 0.19297 | 0.22719 | 0.25434 | 0.27584 | 0.29283 | 0.30624 | 0.31677 | 0.32501 | 0.33143 | 0.33638 | 0.40278 | 0.39837 | 0.39034 | 0.38288 | 0.37503 | 0.36776 | 5.073 | 0.46333 | 0.36502 | 0.4274 | 0.52561 | 0.53528 | 0.48419 | 0.62563 | 0.53446 | 0.5115 | 0.47428 | 0.41383 | 0.44374 | 0 | 1.7013 | 1.5082 | 1.7483 | 1.963 | 1.9395 | 2.1018 | 2.5907 | 2.2307 | 2.081 | 1.9573 | 1.7845 | 1.866 | 10173.5855
LO12Med | NR | Clothes Washer | Residential | Water Heating | 0.0025981 | 0.0019264 | 25.151 | -396.7694 | Single Family | Top Load_ENERGY STAR but not CEE+Electric DHW_Gas Dryer | 0.00041509 | 0.0008283 | 0.0012396 | 0.0016491 | 0.0020567 | 0.0024214 | 0.0027107 | 0.0029399 | 0.003121 | 0.0032638 | 0.0033761 | 0.003464 | 0.0035323 | 0.0035852 | 0.0042928 | 0.0042458 | 0.0041602 | 0.0040808 | 0.003997 | 0.0039196 | 0.054068 | 0.39632 | 0.3128 | 0.36635 | 0.44921 | 0.45788 | 0.41551 | 0.53603 | 0.45896 | 0.43873 | 0.40638 | 0.35446 | 0.37974 | 0 | 1.4619 | 1.2967 | 1.5031 | 1.6856 | 1.668 | 1.8082 | 2.2252 | 1.9211 | 1.7913 | 1.684 | 1.5321 | 1.6015 | 9974.884
LO12Med | NR | Clothes Washer | Residential | Water Heating | 0.001009 | 0.00074208 | 9.8594 | -1017.0306 | Single Family | Top Load_ENERGY STAR but not CEE+Gas DHW_Gas Dryer | 0.002128 | 0.0042463 | 0.0063549 | 0.008454 | 0.010543 | 0.012413 | 0.013896 | 0.015071 | 0.016 | 0.016732 | 0.017307 | 0.017758 | 0.018108 | 0.018379 | 0.022007 | 0.021766 | 0.021327 | 0.02092 | 0.020491 | 0.020094 | 0.27718 | 0.14792 | 0.11925 | 0.14004 | 0.16603 | 0.17098 | 0.16092 | 0.20392 | 0.17912 | 0.169 | 0.15472 | 0.1344 | 0.14251 | 0 | 0.57464 | 0.51274 | 0.59433 | 0.65704 | 0.66201 | 0.72 | 0.87044 | 0.77357 | 0.71742 | 0.67091 | 0.59652 | 0.62099 | 9595.7637
LO12Med | NR | Clothes Washer | Residential | Water Heating | 0.0026684 | 0.0019762 | 25.8668 | -65.4369 | Single Family | Top Load_CEE Tier 1+Electric DHW_Electric Dryer | 0.040756 | 0.081327 | 0.12171 | 0.16192 | 0.20193 | 0.23774 | 0.26615 | 0.28865 | 0.30644 | 0.32046 | 0.33148 | 0.34011 | 0.34682 | 0.35201 | 0.42149 | 0.41687 | 0.40847 | 0.40067 | 0.39245 | 0.38484 | 5.3086 | 0.40473 | 0.32041 | 0.3754 | 0.45812 | 0.46763 | 0.42658 | 0.5489 | 0.47171 | 0.45007 | 0.41619 | 0.36279 | 0.3881 | 0 | 1.5041 | 1.3353 | 1.5478 | 1.7321 | 1.7186 | 1.864 | 2.2878 | 1.9837 | 1.8481 | 1.7361 | 1.5741 | 1.6444 | 2291.8646
LO12Med | NR | Clothes Washer | Residential | Water Heating | 0.00018318 | 0.00012397 | 1.9516 | -840.6154 | Single Family | Top Load_CEE Tier 1+Electric DHW_Gas Dryer | 3.2209e-05 | 6.4271e-05 | 9.6188e-05 | 0.00012796 | 0.00015959 | 0.00018788 | 0.00021033 | 0.00022812 | 0.00024217 | 0.00025326 | 0.00026197 | 0.00026878 | 0.00027409 | 0.00027819 | 0.0003331 | 0.00032945 | 0.00032281 | 0.00031664 | 0.00031015 | 0.00030414 | 0.0041953 | 0.016253 | 0.017701 | 0.021475 | 0.015241 | 0.018947 | 0.028413 | 0.029487 | 0.034059 | 0.028232 | 0.022595 | 0.01863 | 0.017086 | 0 | 0.11648 | 0.10924 | 0.12658 | 0.12354 | 0.14525 | 0.16208 | 0.16905 | 0.18896 | 0.16865 | 0.15163 | 0.11096 | 0.11101 | 1580.4599
LO12Med | NR | Clothes Washer | Residential | Water Heating | 0.0031349 | 0.0023239 | 30.3555 | -51.0861 | Single Family | Top Load_CEE Tier 1+Gas DHW_Gas Dryer | 0.0065517 | 0.013074 | 0.019566 | 0.026028 | 0.032462 | 0.038218 | 0.042784 | 0.046401 | 0.049261 | 0.051515 | 0.053287 | 0.054673 | 0.055752 | 0.056586 | 0.067756 | 0.067014 | 0.065663 | 0.064409 | 0.063087 | 0.061865 | 0.85338 | 0.47765 | 0.37722 | 0.44184 | 0.54125 | 0.55185 | 0.50131 | 0.64639 | 0.55386 | 0.52925 | 0.49006 | 0.42739 | 0.45774 | 0 | 1.7646 | 1.5654 | 1.8146 | 2.034 | 2.014 | 2.1834 | 2.6855 | 2.3205 | 2.1633 | 2.0335 | 1.8487 | 1.9322 | 11.9108
LO12Med | NR | Clothes Washer | Residential | Water Heating | 0.0056201 | 0.0041761 | 54.2707 | -29.5401 | Single Family | Top Load_CEE Tier 1+Gas DHW_Electric Dryer | 0.072197 | 0.14407 | 0.21561 | 0.28683 | 0.35772 | 0.42115 | 0.47147 | 0.51133 | 0.54284 | 0.56768 | 0.5872 | 0.60248 | 0.61437 | 0.62356 | 0.74664 | 0.73847 | 0.72358 | 0.70976 | 0.6952 | 0.68173 | 9.4039 | 0.86613 | 0.67993 | 0.79576 | 0.98412 | 1.0005 | 0.89947 | 1.1658 | 0.99151 | 0.95108 | 0.88365 | 0.77155 | 0.82875 | 0 | 3.1522 | 2.7915 | 3.2358 | 3.6426 | 3.5873 | 3.8853 | 4.8042 | 4.1153 | 3.8428 | 3.6179 | 3.3119 | 3.4656 | 6.278
LO12Med | NR | Clothes Washer | Residential | Water Heating | 0.016954 | 0.012637 | 163.128 | -46.5349 | Single Family | Front Load_CEE Tier 1+Electric DHW_Electric Dryer | 0.25703 | 0.51288 | 0.76758 | 1.0211 | 1.2735 | 1.4993 | 1.6785 | 1.8204 | 1.9325 | 2.021 | 2.0905 | 2.1449 | 2.1872 | 2.2199 | 2.6581 | 2.629 | 2.576 | 2.5268 | 2.4749 | 2.427 | 33.4786 | 2.6515 | 2.0655 | 2.415 | 3.0231 | 3.0624 | 2.7163 | 3.5443 | 2.9855 | 2.878 | 2.6857 | 2.3485 | 2.5321 | 0 | 9.4649 | 8.3621 | 9.6933 | 10.973 | 10.7305 | 11.6062 | 14.4526 | 12.2376 | 11.4525 | 10.8054 | 9.9811 | 10.461 | 3.0984
LO12Med | NR | Clothes Washer | Residential | Water Heating | 0.01124 | 0.0083782 | 108.1398 | -71.756 | Single Family | Front Load_CEE Tier 1+Gas DHW_Electric Dryer | 0.14386 | 0.28707 | 0.42962 | 0.57153 | 0.71279 | 0.83918 | 0.93945 | 1.0189 | 1.0817 | 1.1312 | 1.1701 | 1.2005 | 1.2242 | 1.2425 | 1.4878 | 1.4715 | 1.4418 | 1.4143 | 1.3853 | 1.3584 | 18.7383 | 1.7582 | 1.3695 | 1.6012 | 2.0048 | 2.0307 | 1.8008 | 2.35 | 1.9792 | 1.9081 | 1.7807 | 1.5572 | 1.679 | 0 | 6.2743 | 5.543 | 6.4255 | 7.2744 | 7.1128 | 7.6931 | 9.581 | 8.111 | 7.591 | 7.1623 | 6.6169 | 6.9352 | 2.8505
LO12Med | NR | Clothes Washer | Residential | Water Heating | 0.00283 | 0.0021105 | 27.2131 | -267.8323 | Single Family | Front Load_CEE Tier 1+Electric DHW_Gas Dryer | 0.00044913 | 0.00089622 | 0.0013413 | 0.0017843 | 0.0022253 | 0.0026199 | 0.0029329 | 0.0031809 | 0.0033769 | 0.0035315 | 0.0036529 | 0.003748 | 0.0038219 | 0.0038791 | 0.0046448 | 0.0045939 | 0.0045013 | 0.0044153 | 0.0043247 | 0.004241 | 0.058501 | 0.44365 | 0.34517 | 0.4035 | 0.50611 | 0.51239 | 0.45349 | 0.59237 | 0.49818 | 0.48065 | 0.44885 | 0.3926 | 0.42354 | 0 | 1.5787 | 1.3942 | 1.6161 | 1.8312 | 1.7886 | 1.9342 | 2.4113 | 2.0378 | 1.9078 | 1.8006 | 1.6658 | 1.7463 | 2.3646
LO12Med | NR | Clothes Washer | Residential | Water Heating | 0.0027085 | 0.0020156 | 26.1088 | 21.8473 | Single Family | Front Load_CEE Tier 2+Electric DHW_Electric Dryer | 0.041137 | 0.082088 | 0.12285 | 0.16343 | 0.20382 | 0.23997 | 0.26864 | 0.29135 | 0.3093 | 0.32346 | 0.33458 | 0.34329 | 0.35007 | 0.3553 | 0.42543 | 0.42077 | 0.41229 | 0.40442 | 0.39612 | 0.38845 | 5.3583 | 0.42041 | 0.32879 | 0.38462 | 0.47849 | 0.48561 | 0.43371 | 0.56396 | 0.4774 | 0.45905 | 0.42741 | 0.37346 | 0.40188 | 0 | 1.5157 | 1.3407 | 1.5542 | 1.7543 | 1.7218 | 1.8635 | 2.3122 | 1.9695 | 1.8411 | 1.7351 | 1.5953 | 1.6707 | 1.0789
LO12Med | NR | Clothes Washer | Residential | Water Heating | 0.0017066 | 0.0012689 | 16.4676 | 35.9214 | Single Family | Front Load_CEE Tier 2+Electric DHW_Gas Dryer | 0.00027178 | 0.00054233 | 0.00081165 | 0.0010797 | 0.0013466 | 0.0015854 | 0.0017748 | 0.0019249 | 0.0020435 | 0.002137 | 0.0022105 | 0.002268 | 0.0023128 | 0.0023474 | 0.0028107 | 0.0027799 | 0.0027239 | 0.0026719 | 0.002617 | 0.0025664 | 0.035401 | 0.2638 | 0.20676 | 0.24193 | 0.29995 | 0.30472 | 0.27319 | 0.35456 | 0.30096 | 0.28899 | 0.26874 | 0.23472 | 0.25231 | 0 | 0.95628 | 0.84644 | 0.98119 | 1.1058 | 1.0875 | 1.1774 | 1.458 | 1.246 | 1.164 | 1.0964 | 1.0055 | 1.0525 | 0.96199
LO12Med | NR | Clothes Washer | Residential | Water Heating | 0.0046159 | 0.0034303 | 44.568 | -224.8631 | Multifamily - Low Rise | Top Load_ENERGY STAR but not CEE+Electric DHW_Electric Dryer | 0.01456 | 0.029053 | 0.04348 | 0.057842 | 0.072139 | 0.08493 | 0.095078 | 0.10312 | 0.10947 | 0.11448 | 0.11842 | 0.1215 | 0.1239 | 0.12575 | 0.16973 | 0.16643 | 0.16162 | 0.15708 | 0.1521 | 0.14744 | 1.9718 | 0.71173 | 0.55857 | 0.65371 | 0.80879 | 0.82217 | 0.73878 | 0.95775 | 0.8143 | 0.78123 | 0.72595 | 0.63389 | 0.68097 | 0 | 2.5885 | 2.2921 | 2.657 | 2.9916 | 2.9455 | 3.19 | 3.9454 | 3.3783 | 3.1549 | 2.9705 | 2.72 | 2.8464 | 10552.7059
LO12Med | NR | Clothes Washer | Residential | Water Heating | 0.0030268 | 0.0022459 | 29.2765 | -343.9582 | Multifamily - Low Rise | Top Load_ENERGY STAR but not CEE+Gas DHW_Electric Dryer | 0.0015133 | 0.0030197 | 0.0045192 | 0.006012 | 0.0074979 | 0.0088274 | 0.0098822 | 0.010718 | 0.011378 | 0.011899 | 0.012308 | 0.012628 | 0.012877 | 0.01307 | 0.017641 | 0.017299 | 0.016799 | 0.016326 | 0.015809 | 0.015325 | 0.20494 | 0.46333 | 0.36502 | 0.4274 | 0.52561 | 0.53528 | 0.48419 | 0.62563 | 0.53446 | 0.5115 | 0.47428 | 0.41383 | 0.44374 | 0 | 1.7013 | 1.5082 | 1.7483 | 1.963 | 1.9395 | 2.1018 | 2.5907 | 2.2307 | 2.081 | 1.9573 | 1.7845 | 1.866 | 10173.5855
LO12Med | NR | Clothes Washer | Residential | Water Heating | 0.0025981 | 0.0019264 | 25.151 | -396.7694 | Multifamily - Low Rise | Top Load_ENERGY STAR but not CEE+Electric DHW_Gas Dryer | 0 | 0 | 0 | 0 | 0 | 0 | 0 | 0 | 0 | 0 | 0 | 0 | 0 | 0 | 0 | 0 | 0 | 0 | 0 | 0 | 0 | 0.39632 | 0.3128 | 0.36635 | 0.44921 | 0.45788 | 0.41551 | 0.53603 | 0.45896 | 0.43873 | 0.40638 | 0.35446 | 0.37974 | 0 | 1.4619 | 1.2967 | 1.5031 | 1.6856 | 1.668 | 1.8082 | 2.2252 | 1.9211 | 1.7913 | 1.684 | 1.5321 | 1.6015 | 9974.884
LO12Med | NR | Clothes Washer | Residential | Water Heating | 0.001009 | 0.00074208 | 9.8594 | -1017.0306 | Multifamily - Low Rise | Top Load_ENERGY STAR but not CEE+Gas DHW_Gas Dryer | 5.5104e-05 | 0.00010996 | 0.00016456 | 0.00021892 | 0.00027302 | 0.00032144 | 0.00035984 | 0.00039027 | 0.00041431 | 0.00043328 | 0.00044818 | 0.00045984 | 0.00046892 | 0.00047593 | 0.00064239 | 0.00062991 | 0.00061169 | 0.00059449 | 0.00057566 | 0.00055803 | 0.0074627 | 0.14792 | 0.11925 | 0.14004 | 0.16603 | 0.17098 | 0.16092 | 0.20392 | 0.17912 | 0.169 | 0.15472 | 0.1344 | 0.14251 | 0 | 0.57464 | 0.51274 | 0.59433 | 0.65704 | 0.66201 | 0.72 | 0.87044 | 0.77357 | 0.71742 | 0.67091 | 0.59652 | 0.62099 | 9595.7637
LO12Med | NR | Clothes Washer | Residential | Water Heating | 0.0026684 | 0.0019762 | 25.8668 | -65.4369 | Multifamily - Low Rise | Top Load_CEE Tier 1+Electric DHW_Electric Dryer | 0.0084502 | 0.016862 | 0.025236 | 0.033571 | 0.041868 | 0.049293 | 0.055182 | 0.059848 | 0.063535 | 0.066443 | 0.068728 | 0.070516 | 0.071908 | 0.072984 | 0.098511 | 0.096596 | 0.093804 | 0.091165 | 0.088277 | 0.085574 | 1.1444 | 0.40473 | 0.32041 | 0.3754 | 0.45812 | 0.46763 | 0.42658 | 0.5489 | 0.47171 | 0.45007 | 0.41619 | 0.36279 | 0.3881 | 0 | 1.5041 | 1.3353 | 1.5478 | 1.7321 | 1.7186 | 1.864 | 2.2878 | 1.9837 | 1.8481 | 1.7361 | 1.5741 | 1.6444 | 2291.8646
LO12Med | NR | Clothes Washer | Residential | Water Heating | 0.00018318 | 0.00012397 | 1.9516 | -840.6155 | Multifamily - Low Rise | Top Load_CEE Tier 1+Electric DHW_Gas Dryer | 0 | 0 | 0 | 0 | 0 | 0 | 0 | 0 | 0 | 0 | 0 | 0 | 0 | 0 | 0 | 0 | 0 | 0 | 0 | 0 | 0 | 0.016253 | 0.017701 | 0.021475 | 0.015241 | 0.018947 | 0.028413 | 0.029487 | 0.034059 | 0.028232 | 0.022595 | 0.01863 | 0.017086 | 0 | 0.11648 | 0.10924 | 0.12658 | 0.12354 | 0.14525 | 0.16208 | 0.16905 | 0.18896 | 0.16865 | 0.15163 | 0.11096 | 0.11101 | 1580.4599
LO12Med | NR | Clothes Washer | Residential | Water Heating | 0.0031349 | 0.0023239 | 30.3555 | -51.0861 | Multifamily - Low Rise | Top Load_CEE Tier 1+Gas DHW_Gas Dryer | 0.00016966 | 0.00033854 | 0.00050666 | 0.00067401 | 0.0008406 | 0.00098965 | 0.0011079 | 0.0012016 | 0.0012756 | 0.001334 | 0.0013799 | 0.0014158 | 0.0014437 | 0.0014653 | 0.0019778 | 0.0019394 | 0.0018833 | 0.0018303 | 0.0017724 | 0.0017181 | 0.022977 | 0.47765 | 0.37722 | 0.44184 | 0.54125 | 0.55185 | 0.50131 | 0.64639 | 0.55386 | 0.52925 | 0.49006 | 0.42739 | 0.45774 | 0 | 1.7646 | 1.5654 | 1.8146 | 2.034 | 2.014 | 2.1834 | 2.6855 | 2.3205 | 2.1633 | 2.0335 | 1.8487 | 1.9322 | 11.9108
LO12Med | NR | Clothes Washer | Residential | Water Heating | 0.0056201 | 0.0041761 | 54.2707 | -29.5402 | Multifamily - Low Rise | Top Load_CEE Tier 1+Gas DHW_Electric Dryer | 0.0028052 | 0.0055977 | 0.0083774 | 0.011145 | 0.013899 | 0.016364 | 0.018319 | 0.019868 | 0.021092 | 0.022057 | 0.022816 | 0.023409 | 0.023871 | 0.024228 | 0.032703 | 0.032067 | 0.03114 | 0.030264 | 0.029305 | 0.028408 | 0.37991 | 0.86613 | 0.67993 | 0.79576 | 0.98412 | 1.0005 | 0.89947 | 1.1658 | 0.99151 | 0.95108 | 0.88365 | 0.77155 | 0.82875 | 0 | 3.1522 | 2.7915 | 3.2358 | 3.6426 | 3.5873 | 3.8853 | 4.8042 | 4.1153 | 3.8428 | 3.6179 | 3.3119 | 3.4656 | 6.278
LO12Med | NR | Clothes Washer | Residential | Water Heating | 0.016954 | 0.012637 | 163.128 | -46.5349 | Multifamily - Low Rise | Front Load_CEE Tier 1+Electric DHW_Electric Dryer | 0.053291 | 0.10634 | 0.15915 | 0.21171 | 0.26404 | 0.31086 | 0.34801 | 0.37743 | 0.40068 | 0.41902 | 0.43343 | 0.44471 | 0.45349 | 0.46027 | 0.62125 | 0.60918 | 0.59157 | 0.57493 | 0.55672 | 0.53967 | 7.2172 | 2.6515 | 2.0655 | 2.415 | 3.0231 | 3.0624 | 2.7163 | 3.5443 | 2.9855 | 2.878 | 2.6857 | 2.3485 | 2.5321 | 0 | 9.4649 | 8.3621 | 9.6933 | 10.973 | 10.7305 | 11.6062 | 14.4526 | 12.2376 | 11.4525 | 10.8054 | 9.9811 | 10.461 | 3.0984
LO12Med | NR | Clothes Washer | Residential | Water Heating | 0.01124 | 0.0083782 | 108.1398 | -71.756 | Multifamily - Low Rise | Front Load_CEE Tier 1+Gas DHW_Electric Dryer | 0.0055897 | 0.011154 | 0.016693 | 0.022207 | 0.027695 | 0.032606 | 0.036502 | 0.039588 | 0.042027 | 0.043951 | 0.045462 | 0.046645 | 0.047566 | 0.048278 | 0.065163 | 0.063897 | 0.06205 | 0.060304 | 0.058394 | 0.056606 | 0.75701 | 1.7582 | 1.3695 | 1.6012 | 2.0048 | 2.0307 | 1.8008 | 2.35 | 1.9792 | 1.9081 | 1.7807 | 1.5572 | 1.679 | 0 | 6.2743 | 5.543 | 6.4255 | 7.2744 | 7.1128 | 7.6931 | 9.581 | 8.111 | 7.591 | 7.1623 | 6.6169 | 6.9352 | 2.8505
LO12Med | NR | Clothes Washer | Residential | Water Heating | 0.00283 | 0.0021105 | 27.2131 | -267.8323 | Multifamily - Low Rise | Front Load_CEE Tier 1+Electric DHW_Gas Dryer | 0 | 0 | 0 | 0 | 0 | 0 | 0 | 0 | 0 | 0 | 0 | 0 | 0 | 0 | 0 | 0 | 0 | 0 | 0 | 0 | 0 | 0.44365 | 0.34517 | 0.4035 | 0.50611 | 0.51239 | 0.45349 | 0.59237 | 0.49818 | 0.48065 | 0.44885 | 0.3926 | 0.42354 | 0 | 1.5787 | 1.3942 | 1.6161 | 1.8312 | 1.7886 | 1.9342 | 2.4113 | 2.0378 | 1.9078 | 1.8006 | 1.6658 | 1.7463 | 2.3646
LO12Med | NR | Clothes Washer | Residential | Water Heating | 0.0027085 | 0.0020156 | 26.1088 | 21.8472 | Multifamily - Low Rise | Front Load_CEE Tier 2+Electric DHW_Electric Dryer | 0.0085293 | 0.01702 | 0.025472 | 0.033885 | 0.04226 | 0.049754 | 0.055699 | 0.060408 | 0.06413 | 0.067065 | 0.069371 | 0.071176 | 0.072581 | 0.073667 | 0.099432 | 0.0975 | 0.094682 | 0.092018 | 0.089103 | 0.086375 | 1.1551 | 0.42041 | 0.32879 | 0.38462 | 0.47849 | 0.48561 | 0.43371 | 0.56396 | 0.4774 | 0.45905 | 0.42741 | 0.37346 | 0.40188 | 0 | 1.5157 | 1.3407 | 1.5542 | 1.7543 | 1.7218 | 1.8635 | 2.3122 | 1.9695 | 1.8411 | 1.7351 | 1.5953 | 1.6707 | 1.0789
LO12Med | NR | Clothes Washer | Residential | Water Heating | 0.0017066 | 0.0012689 | 16.4676 | 35.9214 | Multifamily - Low Rise | Front Load_CEE Tier 2+Electric DHW_Gas Dryer | 0 | 0 | 0 | 0 | 0 | 0 | 0 | 0 | 0 | 0 | 0 | 0 | 0 | 0 | 0 | 0 | 0 | 0 | 0 | 0 | 0 | 0.2638 | 0.20676 | 0.24193 | 0.29995 | 0.30472 | 0.27319 | 0.35456 | 0.30096 | 0.28899 | 0.26874 | 0.23472 | 0.25231 | 0 | 0.95628 | 0.84644 | 0.98119 | 1.1058 | 1.0875 | 1.1774 | 1.458 | 1.246 | 1.164 | 1.0964 | 1.0055 | 1.0525 | 0.96199
LO12Med | NR | Clothes Washer | Residential | Water Heating | 0.0046159 | 0.0034303 | 44.568 | -224.8631 | Multifamily - High Rise | Top Load_ENERGY STAR but not CEE+Electric DHW_Electric Dryer | 0.0042752 | 0.008531 | 0.012767 | 0.016985 | 0.021183 | 0.024939 | 0.027918 | 0.030279 | 0.032144 | 0.033616 | 0.034772 | 0.035676 | 0.036381 | 0.036925 | 0.049642 | 0.048629 | 0.047264 | 0.045988 | 0.044589 | 0.04325 | 0.57824 | 0.71173 | 0.55857 | 0.65371 | 0.80879 | 0.82217 | 0.73878 | 0.95775 | 0.8143 | 0.78123 | 0.72595 | 0.63389 | 0.68097 | 0 | 2.5885 | 2.2921 | 2.657 | 2.9916 | 2.9455 | 3.19 | 3.9454 | 3.3783 | 3.1549 | 2.9705 | 2.72 | 2.8464 | 10552.7059
LO12Med | NR | Clothes Washer | Residential | Water Heating | 0.0030268 | 0.0022459 | 29.2765 | -343.9582 | Multifamily - High Rise | Top Load_ENERGY STAR but not CEE+Gas DHW_Electric Dryer | 0.00044435 | 0.00088668 | 0.001327 | 0.0017653 | 0.0022016 | 0.002592 | 0.0029018 | 0.0031471 | 0.003341 | 0.0034939 | 0.0036141 | 0.0037081 | 0.0037813 | 0.0038378 | 0.0051597 | 0.0050543 | 0.0049125 | 0.0047798 | 0.0046345 | 0.0044953 | 0.0601 | 0.46333 | 0.36502 | 0.4274 | 0.52561 | 0.53528 | 0.48419 | 0.62563 | 0.53446 | 0.5115 | 0.47428 | 0.41383 | 0.44374 | 0 | 1.7013 | 1.5082 | 1.7483 | 1.963 | 1.9395 | 2.1018 | 2.5907 | 2.2307 | 2.081 | 1.9573 | 1.7845 | 1.866 | 10173.5855
LO12Med | NR | Clothes Washer | Residential | Water Heating | 0.0025981 | 0.0019264 | 25.151 | -396.7694 | Multifamily - High Rise | Top Load_ENERGY STAR but not CEE+Electric DHW_Gas Dryer | 0 | 0 | 0 | 0 | 0 | 0 | 0 | 0 | 0 | 0 | 0 | 0 | 0 | 0 | 0 | 0 | 0 | 0 | 0 | 0 | 0 | 0.39632 | 0.3128 | 0.36635 | 0.44921 | 0.45788 | 0.41551 | 0.53603 | 0.45896 | 0.43873 | 0.40638 | 0.35446 | 0.37974 | 0 | 1.4619 | 1.2967 | 1.5031 | 1.6856 | 1.668 | 1.8082 | 2.2252 | 1.9211 | 1.7913 | 1.684 | 1.5321 | 1.6015 | 9974.884
LO12Med | NR | Clothes Washer | Residential | Water Heating | 0.001009 | 0.00074208 | 9.8594 | -1017.0306 | Multifamily - High Rise | Top Load_ENERGY STAR but not CEE+Gas DHW_Gas Dryer | 1.618e-05 | 3.2287e-05 | 4.8321e-05 | 6.4282e-05 | 8.017e-05 | 9.4386e-05 | 0.00010566 | 0.0001146 | 0.00012166 | 0.00012723 | 0.0001316 | 0.00013503 | 0.00013769 | 0.00013975 | 0.00018788 | 0.00018405 | 0.00017888 | 0.00017405 | 0.00016876 | 0.00016369 | 0.0021885 | 0.14792 | 0.11925 | 0.14004 | 0.16603 | 0.17098 | 0.16092 | 0.20392 | 0.17912 | 0.169 | 0.15472 | 0.1344 | 0.14251 | 0 | 0.57464 | 0.51274 | 0.59433 | 0.65704 | 0.66201 | 0.72 | 0.87044 | 0.77357 | 0.71742 | 0.67091 | 0.59652 | 0.62099 | 9595.7637
LO12Med | NR | Clothes Washer | Residential | Water Heating | 0.0026684 | 0.0019762 | 25.8668 | -65.4369 | Multifamily - High Rise | Top Load_CEE Tier 1+Electric DHW_Electric Dryer | 0.0024813 | 0.0049513 | 0.0074101 | 0.0098577 | 0.012294 | 0.014474 | 0.016204 | 0.017573 | 0.018656 | 0.01951 | 0.020181 | 0.020706 | 0.021115 | 0.021431 | 0.028812 | 0.028224 | 0.027432 | 0.026691 | 0.025879 | 0.025102 | 0.3356 | 0.40473 | 0.32041 | 0.3754 | 0.45812 | 0.46763 | 0.42658 | 0.5489 | 0.47171 | 0.45007 | 0.41619 | 0.36279 | 0.3881 | 0 | 1.5041 | 1.3353 | 1.5478 | 1.7321 | 1.7186 | 1.864 | 2.2878 | 1.9837 | 1.8481 | 1.7361 | 1.5741 | 1.6444 | 2291.8646
LO12Med | NR | Clothes Washer | Residential | Water Heating | 0.00018318 | 0.00012397 | 1.9516 | -840.6154 | Multifamily - High Rise | Top Load_CEE Tier 1+Electric DHW_Gas Dryer | 0 | 0 | 0 | 0 | 0 | 0 | 0 | 0 | 0 | 0 | 0 | 0 | 0 | 0 | 0 | 0 | 0 | 0 | 0 | 0 | 0 | 0.016253 | 0.017701 | 0.021475 | 0.015241 | 0.018947 | 0.028413 | 0.029487 | 0.034059 | 0.028232 | 0.022595 | 0.01863 | 0.017086 | 0 | 0.11648 | 0.10924 | 0.12658 | 0.12354 | 0.14525 | 0.16208 | 0.16905 | 0.18896 | 0.16865 | 0.15163 | 0.11096 | 0.11101 | 1580.4599
LO12Med | NR | Clothes Washer | Residential | Water Heating | 0.0031349 | 0.0023239 | 30.3555 | -51.0861 | Multifamily - High Rise | Top Load_CEE Tier 1+Gas DHW_Gas Dryer | 4.9817e-05 | 9.9408e-05 | 0.00014877 | 0.00019791 | 0.00024683 | 0.0002906 | 0.00032532 | 0.00035282 | 0.00037456 | 0.00039171 | 0.00040518 | 0.00041572 | 0.00042393 | 0.00043027 | 0.00057846 | 0.00056665 | 0.00055075 | 0.00053588 | 0.00051958 | 0.00050397 | 0.0067379 | 0.47765 | 0.37722 | 0.44184 | 0.54125 | 0.55185 | 0.50131 | 0.64639 | 0.55386 | 0.52925 | 0.49006 | 0.42739 | 0.45774 | 0 | 1.7646 | 1.5654 | 1.8146 | 2.034 | 2.014 | 2.1834 | 2.6855 | 2.3205 | 2.1633 | 2.0335 | 1.8487 | 1.9322 | 11.9108
LO12Med | NR | Clothes Washer | Residential | Water Heating | 0.0056201 | 0.0041761 | 54.2707 | -29.5402 | Multifamily - High Rise | Top Load_CEE Tier 1+Gas DHW_Electric Dryer | 0.00082371 | 0.0016437 | 0.0024599 | 0.0032724 | 0.0040813 | 0.004805 | 0.0053791 | 0.0058338 | 0.0061933 | 0.0064767 | 0.0066995 | 0.0068738 | 0.0070095 | 0.0071143 | 0.0095646 | 0.0093694 | 0.0091065 | 0.0088606 | 0.0085911 | 0.008333 | 0.11141 | 0.86613 | 0.67993 | 0.79576 | 0.98412 | 1.0005 | 0.89947 | 1.1658 | 0.99151 | 0.95108 | 0.88365 | 0.77155 | 0.82875 | 0 | 3.1522 | 2.7915 | 3.2358 | 3.6426 | 3.5873 | 3.8853 | 4.8042 | 4.1153 | 3.8428 | 3.6179 | 3.3119 | 3.4656 | 6.278
LO12Med | NR | Clothes Washer | Residential | Water Heating | 0.016954 | 0.012637 | 163.128 | -46.5349 | Multifamily - High Rise | Front Load_CEE Tier 1+Electric DHW_Electric Dryer | 0.015648 | 0.031225 | 0.046731 | 0.062167 | 0.077532 | 0.09128 | 0.10219 | 0.11083 | 0.11766 | 0.12304 | 0.12727 | 0.13058 | 0.13316 | 0.13515 | 0.1817 | 0.17799 | 0.173 | 0.16833 | 0.16321 | 0.1583 | 2.1165 | 2.6515 | 2.0655 | 2.415 | 3.0231 | 3.0624 | 2.7163 | 3.5443 | 2.9855 | 2.878 | 2.6857 | 2.3485 | 2.5321 | 0 | 9.4649 | 8.3621 | 9.6933 | 10.973 | 10.7305 | 11.6062 | 14.4526 | 12.2376 | 11.4525 | 10.8054 | 9.9811 | 10.461 | 3.0984
LO12Med | NR | Clothes Washer | Residential | Water Heating | 0.01124 | 0.0083782 | 108.1398 | -71.756 | Multifamily - High Rise | Front Load_CEE Tier 1+Gas DHW_Electric Dryer | 0.0016413 | 0.0032752 | 0.0049016 | 0.0065207 | 0.0081323 | 0.0095744 | 0.010718 | 0.011624 | 0.012341 | 0.012906 | 0.013349 | 0.013697 | 0.013967 | 0.014176 | 0.019058 | 0.018669 | 0.018146 | 0.017656 | 0.017119 | 0.016604 | 0.22199 | 1.7582 | 1.3695 | 1.6012 | 2.0048 | 2.0307 | 1.8008 | 2.35 | 1.9792 | 1.9081 | 1.7807 | 1.5572 | 1.679 | 0 | 6.2743 | 5.543 | 6.4255 | 7.2744 | 7.1128 | 7.6931 | 9.581 | 8.111 | 7.591 | 7.1623 | 6.6169 | 6.9352 | 2.8505
LO12Med | NR | Clothes Washer | Residential | Water Heating | 0.00283 | 0.0021105 | 27.2131 | -267.8323 | Multifamily - High Rise | Front Load_CEE Tier 1+Electric DHW_Gas Dryer | 0 | 0 | 0 | 0 | 0 | 0 | 0 | 0 | 0 | 0 | 0 | 0 | 0 | 0 | 0 | 0 | 0 | 0 | 0 | 0 | 0 | 0.44365 | 0.34517 | 0.4035 | 0.50611 | 0.51239 | 0.45349 | 0.59237 | 0.49818 | 0.48065 | 0.44885 | 0.3926 | 0.42354 | 0 | 1.5787 | 1.3942 | 1.6161 | 1.8312 | 1.7886 | 1.9342 | 2.4113 | 2.0378 | 1.9078 | 1.8006 | 1.6658 | 1.7463 | 2.3646
LO12Med | NR | Clothes Washer | Residential | Water Heating | 0.0027085 | 0.0020156 | 26.1088 | 21.8473 | Multifamily - High Rise | Front Load_CEE Tier 2+Electric DHW_Electric Dryer | 0.0025045 | 0.0049976 | 0.0074794 | 0.0099499 | 0.012409 | 0.01461 | 0.016355 | 0.017738 | 0.018831 | 0.019693 | 0.02037 | 0.0209 | 0.021312 | 0.021631 | 0.029081 | 0.028488 | 0.027688 | 0.026941 | 0.026121 | 0.025337 | 0.33874 | 0.42041 | 0.32879 | 0.38462 | 0.47849 | 0.48561 | 0.43371 | 0.56396 | 0.4774 | 0.45905 | 0.42741 | 0.37346 | 0.40188 | 0 | 1.5157 | 1.3407 | 1.5542 | 1.7543 | 1.7218 | 1.8635 | 2.3122 | 1.9695 | 1.8411 | 1.7351 | 1.5953 | 1.6707 | 1.0789
LO12Med | NR | Clothes Washer | Residential | Water Heating | 0.0017066 | 0.0012689 | 16.4676 | 35.9214 | Multifamily - High Rise | Front Load_CEE Tier 2+Electric DHW_Gas Dryer | 0 | 0 | 0 | 0 | 0 | 0 | 0 | 0 | 0 | 0 | 0 | 0 | 0 | 0 | 0 | 0 | 0 | 0 | 0 | 0 | 0 | 0.2638 | 0.20676 | 0.24193 | 0.29995 | 0.30472 | 0.27319 | 0.35456 | 0.30096 | 0.28899 | 0.26874 | 0.23472 | 0.25231 | 0 | 0.95628 | 0.84644 | 0.98119 | 1.1058 | 1.0875 | 1.1774 | 1.458 | 1.246 | 1.164 | 1.0964 | 1.0055 | 1.0525 | 0.96199
LO12Med | NR | Clothes Washer | Residential | Water Heating | 0.0046159 | 0.0034303 | 44.568 | -224.8631 | Manufactured | Top Load_ENERGY STAR but not CEE+Electric DHW_Electric Dryer | 0.016497 | 0.032642 | 0.04844 | 0.063896 | 0.079017 | 0.092243 | 0.10239 | 0.11011 | 0.11591 | 0.12019 | 0.12328 | 0.12542 | 0.12682 | 0.12763 | 0.14374 | 0.14252 | 0.13979 | 0.13708 | 0.13412 | 0.1312 | 1.8097 | 0.71173 | 0.55857 | 0.65371 | 0.80879 | 0.82217 | 0.73878 | 0.95775 | 0.8143 | 0.78123 | 0.72595 | 0.63389 | 0.68097 | 0 | 2.5885 | 2.2921 | 2.657 | 2.9916 | 2.9455 | 3.19 | 3.9454 | 3.3783 | 3.1549 | 2.9705 | 2.72 | 2.8464 | 10552.7059
LO12Med | NR | Clothes Washer | Residential | Water Heating | 0.0030268 | 0.0022459 | 29.2765 | -343.9582 | Manufactured | Top Load_ENERGY STAR but not CEE+Gas DHW_Electric Dryer | 0.0011238 | 0.0022237 | 0.0032998 | 0.0043528 | 0.0053828 | 0.0062839 | 0.0069753 | 0.0075012 | 0.0078963 | 0.008188 | 0.0083982 | 0.008544 | 0.0086392 | 0.0086944 | 0.009792 | 0.0097086 | 0.0095228 | 0.0093384 | 0.0091366 | 0.0089375 | 0.12328 | 0.46333 | 0.36502 | 0.4274 | 0.52561 | 0.53528 | 0.48419 | 0.62563 | 0.53446 | 0.5115 | 0.47428 | 0.41383 | 0.44374 | 0 | 1.7013 | 1.5082 | 1.7483 | 1.963 | 1.9395 | 2.1018 | 2.5907 | 2.2307 | 2.081 | 1.9573 | 1.7845 | 1.866 | 10173.5855
LO12Med | NR | Clothes Washer | Residential | Water Heating | 0.0025981 | 0.0019264 | 25.151 | -396.7694 | Manufactured | Top Load_ENERGY STAR but not CEE+Electric DHW_Gas Dryer | 4.9529e-05 | 9.8e-05 | 0.00014543 | 0.00019183 | 0.00023723 | 0.00027694 | 0.00030741 | 0.00033059 | 0.000348 | 0.00036086 | 0.00037012 | 0.00037655 | 0.00038074 | 0.00038318 | 0.00043155 | 0.00042787 | 0.00041969 | 0.00041156 | 0.00040266 | 0.00039389 | 0.0054331 | 0.39632 | 0.3128 | 0.36635 | 0.44921 | 0.45788 | 0.41551 | 0.53603 | 0.45896 | 0.43873 | 0.40638 | 0.35446 | 0.37974 | 0 | 1.4619 | 1.2967 | 1.5031 | 1.6856 | 1.668 | 1.8082 | 2.2252 | 1.9211 | 1.7913 | 1.684 | 1.5321 | 1.6015 | 9974.884
LO12Med | NR | Clothes Washer | Residential | Water Heating | 0.001009 | 0.00074208 | 9.8594 | -1017.0306 | Manufactured | Top Load_ENERGY STAR but not CEE+Gas DHW_Gas Dryer | 5.7867e-05 | 0.0001145 | 0.00016991 | 0.00022413 | 0.00027716 | 0.00032356 | 0.00035916 | 0.00038624 | 0.00040658 | 0.0004216 | 0.00043243 | 0.00043994 | 0.00044484 | 0.00044768 | 0.0005042 | 0.0004999 | 0.00049034 | 0.00048084 | 0.00047045 | 0.0004602 | 0.0063477 | 0.14792 | 0.11925 | 0.14004 | 0.16603 | 0.17098 | 0.16092 | 0.20392 | 0.17912 | 0.169 | 0.15472 | 0.1344 | 0.14251 | 0 | 0.57464 | 0.51274 | 0.59433 | 0.65704 | 0.66201 | 0.72 | 0.87044 | 0.77357 | 0.71742 | 0.67091 | 0.59652 | 0.62099 | 9595.7637
LO12Med | NR | Clothes Washer | Residential | Water Heating | 0.0026684 | 0.0019762 | 25.8668 | -65.4369 | Manufactured | Top Load_CEE Tier 1+Electric DHW_Electric Dryer | 0.0095749 | 0.018945 | 0.028114 | 0.037085 | 0.04586 | 0.053537 | 0.059428 | 0.063909 | 0.067274 | 0.06976 | 0.07155 | 0.072793 | 0.073603 | 0.074074 | 0.083426 | 0.082715 | 0.081132 | 0.079561 | 0.077842 | 0.076146 | 1.0503 | 0.40473 | 0.32041 | 0.3754 | 0.45812 | 0.46763 | 0.42658 | 0.5489 | 0.47171 | 0.45007 | 0.41619 | 0.36279 | 0.3881 | 0 | 1.5041 | 1.3353 | 1.5478 | 1.7321 | 1.7186 | 1.864 | 2.2878 | 1.9837 | 1.8481 | 1.7361 | 1.5741 | 1.6444 | 2291.8646
LO12Med | NR | Clothes Washer | Residential | Water Heating | 0.00018318 | 0.00012397 | 1.9516 | -840.6154 | Manufactured | Top Load_CEE Tier 1+Electric DHW_Gas Dryer | 3.8432e-06 | 7.6042e-06 | 1.1284e-05 | 1.4885e-05 | 1.8408e-05 | 2.1489e-05 | 2.3853e-05 | 2.5652e-05 | 2.7003e-05 | 2.8e-05 | 2.8719e-05 | 2.9218e-05 | 2.9543e-05 | 2.9732e-05 | 3.3486e-05 | 3.32e-05 | 3.2565e-05 | 3.1934e-05 | 3.1244e-05 | 3.0564e-05 | 0.00042158 | 0.016253 | 0.017701 | 0.021475 | 0.015241 | 0.018947 | 0.028413 | 0.029487 | 0.034059 | 0.028232 | 0.022595 | 0.01863 | 0.017086 | 0 | 0.11648 | 0.10924 | 0.12658 | 0.12354 | 0.14525 | 0.16208 | 0.16905 | 0.18896 | 0.16865 | 0.15163 | 0.11096 | 0.11101 | 1580.4599
LO12Med | NR | Clothes Washer | Residential | Water Heating | 0.0031349 | 0.0023239 | 30.3555 | -51.0861 | Manufactured | Top Load_CEE Tier 1+Gas DHW_Gas Dryer | 0.00017816 | 0.00035252 | 0.00052313 | 0.00069005 | 0.00085335 | 0.00099619 | 0.0011058 | 0.0011892 | 0.0012518 | 0.0012981 | 0.0013314 | 0.0013545 | 0.0013696 | 0.0013783 | 0.0015523 | 0.0015391 | 0.0015097 | 0.0014804 | 0.0014484 | 0.0014169 | 0.019544 | 0.47765 | 0.37722 | 0.44184 | 0.54125 | 0.55185 | 0.50131 | 0.64639 | 0.55386 | 0.52925 | 0.49006 | 0.42739 | 0.45774 | 0 | 1.7646 | 1.5654 | 1.8146 | 2.034 | 2.014 | 2.1834 | 2.6855 | 2.3205 | 2.1633 | 2.0335 | 1.8487 | 1.9322 | 11.9108
LO12Med | NR | Clothes Washer | Residential | Water Heating | 0.0056201 | 0.0041761 | 54.2707 | -29.5402 | Manufactured | Top Load_CEE Tier 1+Gas DHW_Electric Dryer | 0.0020833 | 0.0041221 | 0.006117 | 0.0080689 | 0.0099783 | 0.011649 | 0.01293 | 0.013905 | 0.014638 | 0.015178 | 0.015568 | 0.015838 | 0.016015 | 0.016117 | 0.018152 | 0.017997 | 0.017653 | 0.017311 | 0.016937 | 0.016568 | 0.22853 | 0.86613 | 0.67993 | 0.79576 | 0.98412 | 1.0005 | 0.89947 | 1.1658 | 0.99151 | 0.95108 | 0.88365 | 0.77155 | 0.82875 | 0 | 3.1522 | 2.7915 | 3.2358 | 3.6426 | 3.5873 | 3.8853 | 4.8042 | 4.1153 | 3.8428 | 3.6179 | 3.3119 | 3.4656 | 6.278
LO12Med | NR | Clothes Washer | Residential | Water Heating | 0.016954 | 0.012637 | 163.128 | -46.5349 | Manufactured | Front Load_CEE Tier 1+Electric DHW_Electric Dryer | 0.060384 | 0.11948 | 0.1773 | 0.23387 | 0.28922 | 0.33763 | 0.37478 | 0.40304 | 0.42426 | 0.43994 | 0.45123 | 0.45907 | 0.46418 | 0.46715 | 0.52612 | 0.52164 | 0.51166 | 0.50175 | 0.49091 | 0.48021 | 6.6237 | 2.6515 | 2.0655 | 2.415 | 3.0231 | 3.0624 | 2.7163 | 3.5443 | 2.9855 | 2.878 | 2.6857 | 2.3485 | 2.5321 | 0 | 9.4649 | 8.3621 | 9.6933 | 10.973 | 10.7305 | 11.6062 | 14.4526 | 12.2376 | 11.4525 | 10.8054 | 9.9811 | 10.461 | 3.0984
LO12Med | NR | Clothes Washer | Residential | Water Heating | 0.01124 | 0.0083782 | 108.1398 | -71.756 | Manufactured | Front Load_CEE Tier 1+Gas DHW_Electric Dryer | 0.0041512 | 0.0082137 | 0.012189 | 0.016078 | 0.019883 | 0.023211 | 0.025765 | 0.027708 | 0.029167 | 0.030244 | 0.031021 | 0.031559 | 0.031911 | 0.032115 | 0.036169 | 0.035861 | 0.035175 | 0.034494 | 0.033748 | 0.033013 | 0.45536 | 1.7582 | 1.3695 | 1.6012 | 2.0048 | 2.0307 | 1.8008 | 2.35 | 1.9792 | 1.9081 | 1.7807 | 1.5572 | 1.679 | 0 | 6.2743 | 5.543 | 6.4255 | 7.2744 | 7.1128 | 7.6931 | 9.581 | 8.111 | 7.591 | 7.1623 | 6.6169 | 6.9352 | 2.8505
LO12Med | NR | Clothes Washer | Residential | Water Heating | 0.00283 | 0.0021105 | 27.2131 | -267.8323 | Manufactured | Front Load_CEE Tier 1+Electric DHW_Gas Dryer | 5.359e-05 | 0.00010604 | 0.00015735 | 0.00020756 | 0.00025668 | 0.00029965 | 0.00033262 | 0.0003577 | 0.00037653 | 0.00039044 | 0.00040047 | 0.00040742 | 0.00041196 | 0.00041459 | 0.00046693 | 0.00046295 | 0.0004541 | 0.0004453 | 0.00043568 | 0.00042619 | 0.0058786 | 0.44365 | 0.34517 | 0.4035 | 0.50611 | 0.51239 | 0.45349 | 0.59237 | 0.49818 | 0.48065 | 0.44885 | 0.3926 | 0.42354 | 0 | 1.5787 | 1.3942 | 1.6161 | 1.8312 | 1.7886 | 1.9342 | 2.4113 | 2.0378 | 1.9078 | 1.8006 | 1.6658 | 1.7463 | 2.3646
LO12Med | NR | Clothes Washer | Residential | Water Heating | 0.0027085 | 0.0020156 | 26.1088 | 21.8473 | Manufactured | Front Load_CEE Tier 2+Electric DHW_Electric Dryer | 0.0096645 | 0.019122 | 0.028377 | 0.037432 | 0.04629 | 0.054038 | 0.059984 | 0.064507 | 0.067904 | 0.070413 | 0.07222 | 0.073474 | 0.074292 | 0.074767 | 0.084206 | 0.083489 | 0.081891 | 0.080305 | 0.07857 | 0.076858 | 1.0601 | 0.42041 | 0.32879 | 0.38462 | 0.47849 | 0.48561 | 0.43371 | 0.56396 | 0.4774 | 0.45905 | 0.42741 | 0.37346 | 0.40188 | 0 | 1.5157 | 1.3407 | 1.5542 | 1.7543 | 1.7218 | 1.8635 | 2.3122 | 1.9695 | 1.8411 | 1.7351 | 1.5953 | 1.6707 | 1.0789
LO12Med | NR | Clothes Washer | Residential | Water Heating | 0.0017066 | 0.0012689 | 16.4676 | 35.9214 | Manufactured | Front Load_CEE Tier 2+Electric DHW_Gas Dryer | 3.2429e-05 | 6.4166e-05 | 9.522e-05 | 0.0001256 | 0.00015533 | 0.00018133 | 0.00020128 | 0.00021645 | 0.00022785 | 0.00023627 | 0.00024234 | 0.00024654 | 0.00024929 | 0.00025088 | 0.00028256 | 0.00028015 | 0.00027479 | 0.00026947 | 0.00026364 | 0.0002579 | 0.0035573 | 0.2638 | 0.20676 | 0.24193 | 0.29995 | 0.30472 | 0.27319 | 0.35456 | 0.30096 | 0.28899 | 0.26874 | 0.23472 | 0.25231 | 0 | 0.95628 | 0.84644 | 0.98119 | 1.1058 | 1.0875 | 1.1774 | 1.458 | 1.246 | 1.164 | 1.0964 | 1.0055 | 1.0525 | 0.96199
LO50Fast | New | Desktop | Residential | Electronics | 0.0040217 | 0.0036565 | 34.0651 | 57.6984 | Single Family | ENEGY STAR Desktop Computer - Market Average Baseline | 0.032048 | 0.045695 | 0.054181 | 0.059444 | 0.061561 | 0.060882 | 0.060276 | 0.059677 | 0.059494 | 0.059309 | 0.057396 | 0.056734 | 0.056474 | 0.056139 | 0.054651 | 0.053863 | 0.052889 | 0.051575 | 0.050738 | 0.049731 | 1.0928 | 0.55206 | 0.48654 | 0.54662 | 0.61442 | 0.67113 | 0.56891 | 0.60515 | 0.57415 | 0.55459 | 0.53105 | 0.56908 | 0.62254 | 0 | 2.0625 | 1.8429 | 2.0277 | 2.5153 | 2.6777 | 2.2727 | 2.4463 | 2.0875 | 2.1655 | 2.1292 | 2.3452 | 2.5963 | 0.63337
LO50Fast | New | Desktop | Residential | Electronics | 0.0040217 | 0.0036565 | 34.0651 | 57.6984 | Multifamily - Low Rise | ENEGY STAR Desktop Computer - Market Average Baseline | 0.0070713 | 0.010237 | 0.012319 | 0.013714 | 0.014406 | 0.014469 | 0.014539 | 0.014594 | 0.01475 | 0.014919 | 0.014663 | 0.014712 | 0.014859 | 0.014997 | 0.014825 | 0.014842 | 0.014792 | 0.014658 | 0.014649 | 0.014597 | 0.27861 | 0.55206 | 0.48654 | 0.54662 | 0.61442 | 0.67113 | 0.56891 | 0.60515 | 0.57415 | 0.55459 | 0.53105 | 0.56908 | 0.62254 | 0 | 2.0625 | 1.8429 | 2.0277 | 2.5153 | 2.6777 | 2.2727 | 2.4463 | 2.0875 | 2.1655 | 2.1292 | 2.3452 | 2.5963 | 0.63337
LO50Fast | New | Desktop | Residential | Electronics | 0.0040217 | 0.0036565 | 34.0651 | 57.6984 | Multifamily - High Rise | ENEGY STAR Desktop Computer - Market Average Baseline | 0.0020595 | 0.0029638 | 0.003574 | 0.0039945 | 0.00422 | 0.0042497 | 0.0042856 | 0.0043268 | 0.0043884 | 0.0044463 | 0.0043611 | 0.0043685 | 0.0044134 | 0.0044493 | 0.0043913 | 0.0043908 | 0.0043727 | 0.0043165 | 0.0042899 | 0.0042571 | 0.082119 | 0.55206 | 0.48654 | 0.54662 | 0.61442 | 0.67113 | 0.56891 | 0.60515 | 0.57415 | 0.55459 | 0.53105 | 0.56908 | 0.62254 | 0 | 2.0625 | 1.8429 | 2.0277 | 2.5153 | 2.6777 | 2.2727 | 2.4463 | 2.0875 | 2.1655 | 2.1292 | 2.3452 | 2.5963 | 0.63337
LO50Fast | New | Desktop | Residential | Electronics | 0.0040217 | 0.0036565 | 34.0651 | 57.6984 | Manufactured | ENEGY STAR Desktop Computer - Market Average Baseline | 0.0021312 | 0.0031734 | 0.0039252 | 0.0044871 | 0.0048368 | 0.004976 | 0.0051201 | 0.0052633 | 0.0054421 | 0.005624 | 0.0056389 | 0.00577 | 0.005941 | 0.0061051 | 0.0061407 | 0.0062508 | 0.0063368 | 0.0063773 | 0.006471 | 0.0065418 | 0.10655 | 0.55206 | 0.48654 | 0.54662 | 0.61442 | 0.67113 | 0.56891 | 0.60515 | 0.57415 | 0.55459 | 0.53105 | 0.56908 | 0.62254 | 0 | 2.0625 | 1.8429 | 2.0277 | 2.5153 | 2.6777 | 2.2727 | 2.4463 | 2.0875 | 2.1655 | 2.1292 | 2.3452 | 2.5963 | 0.63337
LO50Fast | New | Desktop | Residential | Electronics | 0.0027566 | 0.0025063 | 23.3493 | 93.5028 | Single Family | ENEGY STAR Desktop Computer - Washington State Code Baseline | 0.022747 | 0.032433 | 0.038456 | 0.042192 | 0.043694 | 0.043212 | 0.042782 | 0.042357 | 0.042227 | 0.042096 | 0.040738 | 0.040268 | 0.040084 | 0.039846 | 0.038789 | 0.038231 | 0.037539 | 0.036607 | 0.036012 | 0.035298 | 0.77561 | 0.3784 | 0.33349 | 0.37467 | 0.42114 | 0.46001 | 0.38995 | 0.41479 | 0.39354 | 0.38014 | 0.364 | 0.39007 | 0.42671 | 0 | 1.4137 | 1.2631 | 1.3899 | 1.7241 | 1.8354 | 1.5578 | 1.6768 | 1.4309 | 1.4843 | 1.4594 | 1.6075 | 1.7796 | 0.43413
LO50Fast | New | Desktop | Residential | Electronics | 0.0027566 | 0.0025063 | 23.3493 | 93.5028 | Multifamily - Low Rise | ENEGY STAR Desktop Computer - Washington State Code Baseline | 0.005019 | 0.0072659 | 0.0087439 | 0.0097336 | 0.010225 | 0.01027 | 0.010319 | 0.010358 | 0.010469 | 0.010589 | 0.010407 | 0.010442 | 0.010546 | 0.010645 | 0.010523 | 0.010534 | 0.010499 | 0.010404 | 0.010398 | 0.01036 | 0.19775 | 0.3784 | 0.33349 | 0.37467 | 0.42114 | 0.46001 | 0.38995 | 0.41479 | 0.39354 | 0.38014 | 0.364 | 0.39007 | 0.42671 | 0 | 1.4137 | 1.2631 | 1.3899 | 1.7241 | 1.8354 | 1.5578 | 1.6768 | 1.4309 | 1.4843 | 1.4594 | 1.6075 | 1.7796 | 0.43413
LO50Fast | New | Desktop | Residential | Electronics | 0.0027566 | 0.0025063 | 23.3493 | 93.5028 | Multifamily - High Rise | ENEGY STAR Desktop Computer - Washington State Code Baseline | 0.0014617 | 0.0021036 | 0.0025367 | 0.0028352 | 0.0029953 | 0.0030163 | 0.0030418 | 0.003071 | 0.0031148 | 0.0031558 | 0.0030954 | 0.0031007 | 0.0031325 | 0.003158 | 0.0031168 | 0.0031165 | 0.0031036 | 0.0030637 | 0.0030448 | 0.0030216 | 0.058286 | 0.3784 | 0.33349 | 0.37467 | 0.42114 | 0.46001 | 0.38995 | 0.41479 | 0.39354 | 0.38014 | 0.364 | 0.39007 | 0.42671 | 0 | 1.4137 | 1.2631 | 1.3899 | 1.7241 | 1.8354 | 1.5578 | 1.6768 | 1.4309 | 1.4843 | 1.4594 | 1.6075 | 1.7796 | 0.43413
LO50Fast | New | Desktop | Residential | Electronics | 0.0027566 | 0.0025063 | 23.3493 | 93.5028 | Manufactured | ENEGY STAR Desktop Computer - Washington State Code Baseline | 0.0015127 | 0.0022524 | 0.002786 | 0.0031848 | 0.003433 | 0.0035318 | 0.0036341 | 0.0037357 | 0.0038626 | 0.0039917 | 0.0040023 | 0.0040954 | 0.0042167 | 0.0043332 | 0.0043585 | 0.0044367 | 0.0044977 | 0.0045264 | 0.0045929 | 0.0046432 | 0.075628 | 0.3784 | 0.33349 | 0.37467 | 0.42114 | 0.46001 | 0.38995 | 0.41479 | 0.39354 | 0.38014 | 0.364 | 0.39007 | 0.42671 | 0 | 1.4137 | 1.2631 | 1.3899 | 1.7241 | 1.8354 | 1.5578 | 1.6768 | 1.4309 | 1.4843 | 1.4594 | 1.6075 | 1.7796 | 0.43413
LO50Fast | NR | Desktop | Residential | Electronics | 0.0040217 | 0.0036565 | 34.0651 | 57.6984 | Single Family | ENEGY STAR Desktop Computer - Market Average Baseline | 0.37525 | 0.5479 | 0.66119 | 0.73235 | 0.77795 | 0.79889 | 0.80625 | 0.84428 | 0.8277 | 0.81509 | 0.80594 | 0.79885 | 0.7938 | 0.78989 | 0.78652 | 0.7834 | 0.78043 | 0.77752 | 0.77465 | 0.77184 | 5.4858 | 0.55206 | 0.48654 | 0.54662 | 0.61442 | 0.67113 | 0.56891 | 0.60515 | 0.57415 | 0.55459 | 0.53105 | 0.56908 | 0.62254 | 0 | 2.0625 | 1.8429 | 2.0277 | 2.5153 | 2.6777 | 2.2727 | 2.4463 | 2.0875 | 2.1655 | 2.1292 | 2.3452 | 2.5963 | 0.63337
LO50Fast | NR | Desktop | Residential | Electronics | 0.0040217 | 0.0036565 | 34.0651 | 57.6984 | Multifamily - Low Rise | ENEGY STAR Desktop Computer - Market Average Baseline | 0.045524 | 0.066471 | 0.080214 | 0.088847 | 0.094379 | 0.09692 | 0.097812 | 0.10612 | 0.10271 | 0.10025 | 0.098539 | 0.097265 | 0.096444 | 0.09588 | 0.095435 | 0.095042 | 0.09468 | 0.094326 | 0.093979 | 0.093638 | 0.67406 | 0.55206 | 0.48654 | 0.54662 | 0.61442 | 0.67113 | 0.56891 | 0.60515 | 0.57415 | 0.55459 | 0.53105 | 0.56908 | 0.62254 | 0 | 2.0625 | 1.8429 | 2.0277 | 2.5153 | 2.6777 | 2.2727 | 2.4463 | 2.0875 | 2.1655 | 2.1292 | 2.3452 | 2.5963 | 0.63337
LO50Fast | NR | Desktop | Residential | Electronics | 0.0040217 | 0.0036565 | 34.0651 | 57.6984 | Multifamily - High Rise | ENEGY STAR Desktop Computer - Market Average Baseline | 0.013471 | 0.019669 | 0.023736 | 0.026291 | 0.027928 | 0.02868 | 0.028944 | 0.031363 | 0.030362 | 0.029649 | 0.029151 | 0.02878 | 0.028538 | 0.028372 | 0.02824 | 0.028124 | 0.028017 | 0.027912 | 0.02781 | 0.027709 | 0.19937 | 0.55206 | 0.48654 | 0.54662 | 0.61442 | 0.67113 | 0.56891 | 0.60515 | 0.57415 | 0.55459 | 0.53105 | 0.56908 | 0.62254 | 0 | 2.0625 | 1.8429 | 2.0277 | 2.5153 | 2.6777 | 2.2727 | 2.4463 | 2.0875 | 2.1655 | 2.1292 | 2.3452 | 2.5963 | 0.63337
LO50Fast | NR | Desktop | Residential | Electronics | 0.0040217 | 0.0036565 | 34.0651 | 57.6984 | Manufactured | ENEGY STAR Desktop Computer - Market Average Baseline | 0.041983 | 0.060783 | 0.072731 | 0.079879 | 0.084137 | 0.085674 | 0.085733 | 0.087574 | 0.085751 | 0.084096 | 0.082654 | 0.081351 | 0.080203 | 0.079152 | 0.078154 | 0.077189 | 0.076247 | 0.075322 | 0.074411 | 0.073516 | 0.52039 | 0.55206 | 0.48654 | 0.54662 | 0.61442 | 0.67113 | 0.56891 | 0.60515 | 0.57415 | 0.55459 | 0.53105 | 0.56908 | 0.62254 | 0 | 2.0625 | 1.8429 | 2.0277 | 2.5153 | 2.6777 | 2.2727 | 2.4463 | 2.0875 | 2.1655 | 2.1292 | 2.3452 | 2.5963 | 0.63337
LO50Fast | NR | Desktop | Residential | Electronics | 0.0027566 | 0.0025063 | 23.3493 | 93.5028 | Single Family | ENEGY STAR Desktop Computer - Washington State Code Baseline | 0.28575 | 0.41723 | 0.50349 | 0.55768 | 0.5924 | 0.60835 | 0.61395 | 0.64291 | 0.63029 | 0.62069 | 0.61372 | 0.60832 | 0.60447 | 0.6015 | 0.59893 | 0.59656 | 0.59429 | 0.59207 | 0.58989 | 0.58775 | 4.1774 | 0.3784 | 0.33349 | 0.37467 | 0.42114 | 0.46001 | 0.38995 | 0.41479 | 0.39354 | 0.38014 | 0.364 | 0.39007 | 0.42671 | 0 | 1.4137 | 1.2631 | 1.3899 | 1.7241 | 1.8354 | 1.5578 | 1.6768 | 1.4309 | 1.4843 | 1.4594 | 1.6075 | 1.7796 | 0.43413
LO50Fast | NR | Desktop | Residential | Electronics | 0.0027566 | 0.0025063 | 23.3493 | 93.5028 | Multifamily - Low Rise | ENEGY STAR Desktop Computer - Washington State Code Baseline | 0.034667 | 0.050617 | 0.061082 | 0.067656 | 0.071869 | 0.073804 | 0.074483 | 0.080807 | 0.078215 | 0.076341 | 0.075037 | 0.074067 | 0.073442 | 0.073012 | 0.072673 | 0.072374 | 0.072098 | 0.071829 | 0.071564 | 0.071305 | 0.51329 | 0.3784 | 0.33349 | 0.37467 | 0.42114 | 0.46001 | 0.38995 | 0.41479 | 0.39354 | 0.38014 | 0.364 | 0.39007 | 0.42671 | 0 | 1.4137 | 1.2631 | 1.3899 | 1.7241 | 1.8354 | 1.5578 | 1.6768 | 1.4309 | 1.4843 | 1.4594 | 1.6075 | 1.7796 | 0.43413
LO50Fast | NR | Desktop | Residential | Electronics | 0.0027566 | 0.0025063 | 23.3493 | 93.5028 | Multifamily - High Rise | ENEGY STAR Desktop Computer - Washington State Code Baseline | 0.010258 | 0.014978 | 0.018075 | 0.02002 | 0.021267 | 0.021839 | 0.02204 | 0.023882 | 0.02312 | 0.022577 | 0.022199 | 0.021916 | 0.021732 | 0.021605 | 0.021505 | 0.021416 | 0.021335 | 0.021255 | 0.021177 | 0.0211 | 0.15182 | 0.3784 | 0.33349 | 0.37467 | 0.42114 | 0.46001 | 0.38995 | 0.41479 | 0.39354 | 0.38014 | 0.364 | 0.39007 | 0.42671 | 0 | 1.4137 | 1.2631 | 1.3899 | 1.7241 | 1.8354 | 1.5578 | 1.6768 | 1.4309 | 1.4843 | 1.4594 | 1.6075 | 1.7796 | 0.43413
LO50Fast | NR | Desktop | Residential | Electronics | 0.0027566 | 0.0025063 | 23.3493 | 93.5028 | Manufactured | ENEGY STAR Desktop Computer - Washington State Code Baseline | 0.03197 | 0.046286 | 0.055384 | 0.060827 | 0.06407 | 0.06524 | 0.065285 | 0.066687 | 0.065298 | 0.064039 | 0.06294 | 0.061948 | 0.061074 | 0.060273 | 0.059514 | 0.058779 | 0.058062 | 0.057357 | 0.056664 | 0.055982 | 0.39627 | 0.3784 | 0.33349 | 0.37467 | 0.42114 | 0.46001 | 0.38995 | 0.41479 | 0.39354 | 0.38014 | 0.364 | 0.39007 | 0.42671 | 0 | 1.4137 | 1.2631 | 1.3899 | 1.7241 | 1.8354 | 1.5578 | 1.6768 | 1.4309 | 1.4843 | 1.4594 | 1.6075 | 1.7796 | 0.43413
LO50Fast | New | Laptop | Residential | Electronics | 0.00050414 | 0.00045837 | 4.2703 | -19.6299 | Single Family | ENEGY STAR Laptop Computer | 0.0070936 | 0.010449 | 0.012799 | 0.014505 | 0.015516 | 0.015849 | 0.016205 | 0.016569 | 0.017057 | 0.017558 | 0.017544 | 0.017905 | 0.0184 | 0.018882 | 0.018976 | 0.019305 | 0.019567 | 0.019695 | 0.019997 | 0.020229 | 0.3341 | 0.069205 | 0.06099 | 0.068523 | 0.077021 | 0.08413 | 0.071316 | 0.07586 | 0.071974 | 0.069522 | 0.066571 | 0.071338 | 0.07804 | 0 | 0.25855 | 0.23101 | 0.25419 | 0.31531 | 0.33567 | 0.2849 | 0.30667 | 0.26169 | 0.27146 | 0.26691 | 0.29399 | 0.32547 | 71.8154
LO50Fast | New | Laptop | Residential | Electronics | 0.00050414 | 0.00045837 | 4.2703 | -19.6299 | Multifamily - Low Rise | ENEGY STAR Laptop Computer | 0.0019488 | 0.0029147 | 0.0036234 | 0.0041665 | 0.0045208 | 0.0046897 | 0.0048668 | 0.005045 | 0.0052656 | 0.0054991 | 0.0055806 | 0.0057812 | 0.0060277 | 0.0062808 | 0.0064093 | 0.0066233 | 0.0068137 | 0.0069692 | 0.0071889 | 0.0073928 | 0.10761 | 0.069205 | 0.06099 | 0.068523 | 0.077021 | 0.08413 | 0.071316 | 0.07586 | 0.071974 | 0.069522 | 0.066571 | 0.071338 | 0.07804 | 0 | 0.25855 | 0.23101 | 0.25419 | 0.31531 | 0.33567 | 0.2849 | 0.30667 | 0.26169 | 0.27146 | 0.26691 | 0.29399 | 0.32547 | 71.8154
LO50Fast | New | Laptop | Residential | Electronics | 0.00050414 | 0.00045837 | 4.2703 | -19.6299 | Multifamily - High Rise | ENEGY STAR Laptop Computer | 0.00056757 | 0.00084385 | 0.0010512 | 0.0012136 | 0.0013243 | 0.0013774 | 0.0014346 | 0.0014958 | 0.0015666 | 0.0016389 | 0.0016598 | 0.0017166 | 0.0017904 | 0.0018633 | 0.0018984 | 0.0019595 | 0.0020142 | 0.0020523 | 0.0021052 | 0.0021561 | 0.03173 | 0.069205 | 0.06099 | 0.068523 | 0.077021 | 0.08413 | 0.071316 | 0.07586 | 0.071974 | 0.069522 | 0.066571 | 0.071338 | 0.07804 | 0 | 0.25855 | 0.23101 | 0.25419 | 0.31531 | 0.33567 | 0.2849 | 0.30667 | 0.26169 | 0.27146 | 0.26691 | 0.29399 | 0.32547 | 71.8154
LO50Fast | New | Laptop | Residential | Electronics | 0.00050414 | 0.00045837 | 4.2703 | -19.6299 | Manufactured | ENEGY STAR Laptop Computer | 0.00045026 | 0.00069264 | 0.00088504 | 0.0010451 | 0.0011636 | 0.0012364 | 0.0013139 | 0.0013948 | 0.0014893 | 0.0015892 | 0.0016452 | 0.0017381 | 0.0018476 | 0.00196 | 0.0020351 | 0.0021384 | 0.0022377 | 0.0023244 | 0.0024344 | 0.0025399 | 0.032161 | 0.069205 | 0.06099 | 0.068523 | 0.077021 | 0.08413 | 0.071316 | 0.07586 | 0.071974 | 0.069522 | 0.066571 | 0.071338 | 0.07804 | 0 | 0.25855 | 0.23101 | 0.25419 | 0.31531 | 0.33567 | 0.2849 | 0.30667 | 0.26169 | 0.27146 | 0.26691 | 0.29399 | 0.32547 | 71.8154
LO50Fast | NR | Laptop | Residential | Electronics | 0.00050414 | 0.00045837 | 4.2703 | -19.6299 | Single Family | ENEGY STAR Laptop Computer | 0.15074 | 0.22739 | 0.28346 | 0.32432 | 0.36515 | 0.38339 | 0.39698 | 0.40873 | 0.41997 | 0.4314 | 0.44336 | 0.45581 | 0.46867 | 0.48192 | 0.49555 | 0.50958 | 0.524 | 0.53884 | 0.55411 | 0.56981 | 2.3142 | 0.069205 | 0.06099 | 0.068523 | 0.077021 | 0.08413 | 0.071316 | 0.07586 | 0.071974 | 0.069522 | 0.066571 | 0.071338 | 0.07804 | 0 | 0.25855 | 0.23101 | 0.25419 | 0.31531 | 0.33567 | 0.2849 | 0.30667 | 0.26169 | 0.27146 | 0.26691 | 0.29399 | 0.32547 | 71.8154
LO50Fast | NR | Laptop | Residential | Electronics | 0.00050414 | 0.00045837 | 4.2703 | -19.6299 | Multifamily - Low Rise | ENEGY STAR Laptop Computer | 0.02277 | 0.034347 | 0.042818 | 0.04899 | 0.056306 | 0.058673 | 0.060439 | 0.062015 | 0.063569 | 0.065218 | 0.066992 | 0.068858 | 0.070794 | 0.072795 | 0.074855 | 0.076973 | 0.079152 | 0.081394 | 0.083699 | 0.086071 | 0.35405 | 0.069205 | 0.06099 | 0.068523 | 0.077021 | 0.08413 | 0.071316 | 0.07586 | 0.071974 | 0.069522 | 0.066571 | 0.071338 | 0.07804 | 0 | 0.25855 | 0.23101 | 0.25419 | 0.31531 | 0.33567 | 0.2849 | 0.30667 | 0.26169 | 0.27146 | 0.26691 | 0.29399 | 0.32547 | 71.8154
LO50Fast | NR | Laptop | Residential | Electronics | 0.00050414 | 0.00045837 | 4.2703 | -19.6299 | Multifamily - High Rise | ENEGY STAR Laptop Computer | 0.0067378 | 0.010164 | 0.01267 | 0.014497 | 0.01665 | 0.017351 | 0.017879 | 0.018348 | 0.01881 | 0.019299 | 0.019824 | 0.020376 | 0.020949 | 0.021541 | 0.02215 | 0.022777 | 0.023422 | 0.024085 | 0.024768 | 0.025469 | 0.10472 | 0.069205 | 0.06099 | 0.068523 | 0.077021 | 0.08413 | 0.071316 | 0.07586 | 0.071974 | 0.069522 | 0.066571 | 0.071338 | 0.07804 | 0 | 0.25855 | 0.23101 | 0.25419 | 0.31531 | 0.33567 | 0.2849 | 0.30667 | 0.26169 | 0.27146 | 0.26691 | 0.29399 | 0.32547 | 71.8154
LO50Fast | NR | Laptop | Residential | Electronics | 0.00050414 | 0.00045837 | 4.2703 | -19.6299 | Manufactured | ENEGY STAR Laptop Computer | 0.016097 | 0.024077 | 0.029762 | 0.033765 | 0.037325 | 0.039029 | 0.040176 | 0.041077 | 0.041887 | 0.042679 | 0.043498 | 0.044344 | 0.045211 | 0.046097 | 0.047001 | 0.047924 | 0.048865 | 0.049825 | 0.050804 | 0.051803 | 0.20954 | 0.069205 | 0.06099 | 0.068523 | 0.077021 | 0.08413 | 0.071316 | 0.07586 | 0.071974 | 0.069522 | 0.066571 | 0.071338 | 0.07804 | 0 | 0.25855 | 0.23101 | 0.25419 | 0.31531 | 0.33567 | 0.2849 | 0.30667 | 0.26169 | 0.27146 | 0.26691 | 0.29399 | 0.32547 | 71.8154
Retro5Med | Retro | DHP | Residential | HVAC | 0.21562 | 0.2241 | 1448.5559 | 261.8702 | Multifamily - Low Rise | Existing_MF_DHP | 4.6675 | 5.718 | 6.9812 | 8.0857 | 9.2018 | 10.7336 | 11.7482 | 11.9744 | 11.2588 | 9.6559 | 7.4552 | 4.9228 | 2.8519 | 1.37 | 0.57831 | 0.20982 | 0.065388 | 0.014219 | 0.0023319 | 0.00027928 | 103.9583 | 46.7072 | 33.1745 | 27.3878 | 20.892 | 12.8129 | 4.6588 | 1.2022 | 0.43847 | 2.2926 | 14.4106 | 34.6861 | 42.0926 | 0 | 228.3376 | 163.4244 | 144.5924 | 114.3225 | 74.1481 | 25.1455 | 8.6771 | 3.8295 | 12.3408 | 69.2308 | 163.2142 | 200.5374 | 0.17994
Retro5Med | Retro | DHP | Residential | HVAC | 0.21562 | 0.2241 | 1448.5559 | 261.8702 | Multifamily - High Rise | Existing_MF_DHP | 1.2202 | 1.4948 | 1.8251 | 2.1138 | 2.4056 | 2.8061 | 3.0713 | 3.1305 | 2.9434 | 2.5243 | 1.949 | 1.287 | 0.74557 | 0.35816 | 0.15119 | 0.054852 | 0.017094 | 0.0037174 | 0.00060964 | 7.3012e-05 | 27.1778 | 46.7072 | 33.1745 | 27.3878 | 20.892 | 12.8129 | 4.6588 | 1.2022 | 0.43847 | 2.2926 | 14.4106 | 34.6861 | 42.0926 | 0 | 228.3376 | 163.4244 | 144.5924 | 114.3225 | 74.1481 | 25.1455 | 8.6771 | 3.8295 | 12.3408 | 69.2308 | 163.2142 | 200.5374 | 0.17994
Retro5Med | Retro | DHP | Residential | HVAC | 0.67245 | 0.6989 | 4517.5798 | 65.9471 | Single Family | HZ1_[> 20,000]_Pre kWh_VBDD R^2 ≥ 0.8 | 1.5961 | 1.9553 | 2.3873 | 2.765 | 3.1466 | 3.6704 | 4.0174 | 4.0947 | 3.85 | 3.3019 | 2.5494 | 1.6834 | 0.97523 | 0.46849 | 0.19776 | 0.071748 | 0.02236 | 0.0048624 | 0.00079743 | 9.5501e-05 | 35.5494 | 145.6648 | 103.4607 | 85.4138 | 65.1555 | 39.9592 | 14.5293 | 3.7492 | 1.3674 | 7.1499 | 44.9421 | 108.1748 | 131.2731 | 0 | 712.1115 | 509.668 | 450.9372 | 356.5351 | 231.2439 | 78.4206 | 27.0612 | 11.9429 | 38.4869 | 215.9087 | 509.0124 | 625.4115 | 0.56883
Retro5Med | Retro | DHP | Residential | HVAC | 0.43479 | 0.45189 | 2920.9557 | 115.4996 | Single Family | HZ1_[15,001 - 20,000]_Pre kWh_VBDD R^2 ≥ 0.8 | 0.82487 | 1.0105 | 1.2338 | 1.429 | 1.6262 | 1.8969 | 2.0762 | 2.1162 | 1.9897 | 1.7064 | 1.3175 | 0.86999 | 0.50401 | 0.24212 | 0.1022 | 0.03708 | 0.011556 | 0.0025129 | 0.00041212 | 4.9356e-05 | 18.3722 | 94.1832 | 66.8951 | 55.2265 | 42.1279 | 25.8366 | 9.3943 | 2.4241 | 0.88415 | 4.623 | 29.0585 | 69.9431 | 84.878 | 0 | 460.4338 | 329.5387 | 291.5649 | 230.5268 | 149.5166 | 50.7048 | 17.4971 | 7.722 | 24.8847 | 139.6012 | 329.1149 | 404.3757 | 0.36779
Retro5Med | Retro | DHP | Residential | HVAC | 0.3614 | 0.37562 | 2427.9632 | 143.9683 | Single Family | HZ1_[10,001 - 15,000]_Pre kWh_VBDD R^2 ≥ 0.8 | 2.1216 | 2.5991 | 3.1733 | 3.6754 | 4.1827 | 4.879 | 5.3402 | 5.443 | 5.1177 | 4.3891 | 3.3888 | 2.2377 | 1.2963 | 0.62275 | 0.26287 | 0.095373 | 0.029723 | 0.0064634 | 0.00106 | 0.00012695 | 47.2547 | 78.2872 | 55.6047 | 45.9055 | 35.0177 | 21.476 | 7.8087 | 2.015 | 0.73493 | 3.8427 | 24.1541 | 58.1383 | 70.5525 | 0 | 382.7228 | 273.9199 | 242.3552 | 191.619 | 124.2815 | 42.147 | 14.544 | 6.4187 | 20.6847 | 116.0396 | 273.5676 | 336.126 | 0.30572
Retro5Med | Retro | DHP | Residential | HVAC | 0.3959 | 0.46362 | 2749.0161 | 124.6884 | Single Family | HZ23_[15,001 - 20,000]_Pre kWh_VBDD R^2 ≥ 0.8 | 0.15135 | 0.18541 | 0.22638 | 0.26219 | 0.29838 | 0.34805 | 0.38095 | 0.38829 | 0.36508 | 0.31311 | 0.24175 | 0.15963 | 0.092477 | 0.044425 | 0.018753 | 0.0068036 | 0.0021203 | 0.00046108 | 7.5617e-05 | 9.056e-06 | 3.371 | 88.6106 | 69.8093 | 48.5718 | 33.4807 | 21.5165 | 2.4015 | 0.17358 | 0.17362 | 2.373 | 23.3889 | 67.0814 | 81.97 | 0 | 453.3296 | 343.7797 | 258.6392 | 184.2378 | 124.6728 | 25.2559 | 3.185 | 3.776 | 22.4038 | 127.445 | 335.5199 | 427.2208 | 0.34765
Retro5Med | Retro | DHP | Residential | HVAC | 0.35413 | 0.41471 | 2458.9813 | 142.26 | Single Family | HZ23_[> 20,000]_Pre kWh_VBDD R^2 ≥ 0.8 | 0.20846 | 0.25537 | 0.31179 | 0.36112 | 0.41097 | 0.47938 | 0.52469 | 0.53479 | 0.50284 | 0.43125 | 0.33296 | 0.21986 | 0.12737 | 0.061187 | 0.025828 | 0.0093707 | 0.0029203 | 0.00063506 | 0.00010415 | 1.2473e-05 | 4.643 | 79.2617 | 62.444 | 43.4472 | 29.9483 | 19.2464 | 2.1481 | 0.15527 | 0.1553 | 2.1226 | 20.9213 | 60.004 | 73.3217 | 0 | 405.5011 | 307.5092 | 231.3515 | 164.7998 | 111.5192 | 22.5913 | 2.8489 | 3.3776 | 20.0401 | 113.9989 | 300.1209 | 382.1469 | 0.31097
Retro5Med | Retro | DHP | Residential | HVAC | 0.17479 | 0.18167 | 1174.2892 | 324.0465 | Single Family | HZ1_[0 - 10,000]_Pre kWh_VBDD R^2 ≥ 0.8 | 0.69604 | 0.85269 | 1.0411 | 1.2058 | 1.3722 | 1.6006 | 1.7519 | 1.7857 | 1.679 | 1.4399 | 1.1118 | 0.73411 | 0.42529 | 0.2043 | 0.08624 | 0.031289 | 0.009751 | 0.0021205 | 0.00034775 | 4.1647e-05 | 15.5028 | 37.8638 | 26.8933 | 22.2023 | 16.9364 | 10.3869 | 3.7767 | 0.97455 | 0.35545 | 1.8585 | 11.6822 | 28.1187 | 34.1228 | 0 | 185.1046 | 132.4819 | 117.2156 | 92.6769 | 60.109 | 20.3845 | 7.0342 | 3.1044 | 10.0042 | 56.1228 | 132.3115 | 162.568 | 0.14786
Retro5Med | Retro | DHP | Residential | HVAC | 0.006429 | 0.0075288 | 44.6412 | 9149.6919 | Single Family | HZ23_[10,001 - 15,000]_Pre kWh_VBDD R^2 ≥ 0.8 | 0.0073751 | 0.0090349 | 0.011031 | 0.012776 | 0.01454 | 0.01696 | 0.018563 | 0.018921 | 0.01779 | 0.015257 | 0.01178 | 0.0077784 | 0.0045063 | 0.0021648 | 0.00091378 | 0.00033153 | 0.00010332 | 2.2468e-05 | 3.6847e-06 | 4.4128e-07 | 0.16426 | 1.4389 | 1.1336 | 0.78876 | 0.54369 | 0.34941 | 0.038997 | 0.0028187 | 0.0028194 | 0.038535 | 0.37981 | 1.0893 | 1.3311 | 0 | 7.3616 | 5.5826 | 4.2 | 2.9918 | 2.0246 | 0.41013 | 0.051721 | 0.061319 | 0.36382 | 2.0696 | 5.4485 | 6.9376 | 0.0056455
Retro5Med | Retro | DHP | Residential | HVAC | 0.037998 | 0.039493 | 255.2765 | 1579.5832 | Single Family | HZ1_[10,001 - 15,000]_Pre kWh_VBDD R^2 < 0.8 | 0.069 | 0.084528 | 0.1032 | 0.11953 | 0.13603 | 0.15867 | 0.17367 | 0.17702 | 0.16644 | 0.14274 | 0.11021 | 0.072773 | 0.042159 | 0.020253 | 0.0085491 | 0.0031017 | 0.00096663 | 0.0002102 | 3.4473e-05 | 4.1285e-06 | 1.5368 | 8.2311 | 5.8463 | 4.8265 | 3.6818 | 2.258 | 0.82101 | 0.21186 | 0.07727 | 0.40402 | 2.5396 | 6.1127 | 7.4179 | 0 | 40.2395 | 28.8 | 25.4813 | 20.1469 | 13.067 | 4.4313 | 1.5292 | 0.67486 | 2.1748 | 12.2004 | 28.7629 | 35.3403 | 0.032143
Retro5Med | Retro | DHP | Residential | HVAC | 0.096169 | 0.099952 | 646.0782 | 609.1753 | Single Family | HZ1_[15,001 - 20,000]_Pre kWh_VBDD R^2 < 0.8 | 0.0020452 | 0.0025055 | 0.003059 | 0.003543 | 0.0040321 | 0.0047033 | 0.0051478 | 0.0052469 | 0.0049334 | 0.004231 | 0.0032667 | 0.0021571 | 0.0012496 | 0.00060031 | 0.0002534 | 9.1937e-05 | 2.8652e-05 | 6.2306e-06 | 1.0218e-06 | 1.2237e-07 | 0.045552 | 20.8321 | 14.7964 | 12.2154 | 9.3182 | 5.7147 | 2.0779 | 0.53618 | 0.19556 | 1.0225 | 6.4274 | 15.4705 | 18.7739 | 0 | 101.8421 | 72.8898 | 64.4904 | 50.9896 | 33.0712 | 11.2153 | 3.8701 | 1.708 | 5.5042 | 30.878 | 72.796 | 89.4427 | 0.081351
Retro5Med | Retro | DHP | Residential | HVAC | 0.27958 | 0.29058 | 1878.2431 | 193.3358 | Single Family | HZ1_[> 20,000]_Pre kWh_VBDD R^2 < 0.8 | 0.020636 | 0.02528 | 0.030865 | 0.035748 | 0.040682 | 0.047455 | 0.05194 | 0.05294 | 0.049776 | 0.04269 | 0.03296 | 0.021764 | 0.012609 | 0.006057 | 0.0025568 | 0.00092762 | 0.00028909 | 6.2865e-05 | 1.031e-05 | 1.2347e-06 | 0.45961 | 60.562 | 43.0151 | 35.5119 | 27.0893 | 16.6136 | 6.0407 | 1.5588 | 0.56853 | 2.9727 | 18.6853 | 44.9751 | 54.5785 | 0 | 296.0697 | 211.9012 | 187.4831 | 148.2342 | 96.1427 | 32.6044 | 11.2511 | 4.9654 | 16.0014 | 89.7669 | 211.6286 | 260.023 | 0.2365
Retro5Med | Retro | DHP | Residential | HVAC | 0.06226 | 0.072911 | 432.3192 | 923.016 | Single Family | HZ23_[> 20,000]_Pre kWh_VBDD R^2 < 0.8 | 0 | 0 | 0 | 0 | 0 | 0 | 0 | 0 | 0 | 0 | 0 | 0 | 0 | 0 | 0 | 0 | 0 | 0 | 0 | 0 | 0 | 13.9352 | 10.9784 | 7.6386 | 5.2653 | 3.3838 | 0.37766 | 0.027298 | 0.027304 | 0.37319 | 3.6782 | 10.5494 | 12.8909 | 0 | 71.2921 | 54.0639 | 40.6744 | 28.9738 | 19.6064 | 3.9718 | 0.50088 | 0.59383 | 3.5233 | 20.0424 | 52.7649 | 67.1861 | 0.054673
Retro5Med | Retro | DHP | Residential | HVAC | 0.67245 | 0.6989 | 4517.5798 | 65.9471 | Manufactured | HZ1_[> 20,000]_Pre kWh_VBDD R^2 ≥ 0.8 | 0 | 0 | 0 | 0 | 0 | 0 | 0 | 0 | 0 | 0 | 0 | 0 | 0 | 0 | 0 | 0 | 0 | 0 | 0 | 0 | 0 | 145.6648 | 103.4607 | 85.4138 | 65.1555 | 39.9592 | 14.5293 | 3.7492 | 1.3674 | 7.1499 | 44.9421 | 108.1748 | 131.2731 | 0 | 712.1115 | 509.668 | 450.9372 | 356.5351 | 231.2439 | 78.4206 | 27.0612 | 11.9429 | 38.4869 | 215.9087 | 509.0124 | 625.4115 | 0.56883
Retro5Med | Retro | DHP | Residential | HVAC | 0.43479 | 0.45189 | 2920.9557 | 115.4996 | Manufactured | HZ1_[15,001 - 20,000]_Pre kWh_VBDD R^2 ≥ 0.8 | 0.028836 | 0.035028 | 0.042406 | 0.048701 | 0.054956 | 0.063563 | 0.068984 | 0.069719 | 0.065 | 0.055276 | 0.042318 | 0.027707 | 0.015916 | 0.0075815 | 0.0031733 | 0.0011416 | 0.00035277 | 7.6066e-05 | 1.2369e-05 | 1.4689e-06 | 0.54678 | 94.1832 | 66.8951 | 55.2265 | 42.1279 | 25.8366 | 9.3943 | 2.4241 | 0.88415 | 4.623 | 29.0585 | 69.9431 | 84.878 | 0 | 460.4338 | 329.5387 | 291.5649 | 230.5268 | 149.5166 | 50.7048 | 17.4971 | 7.722 | 24.8847 | 139.6012 | 329.1149 | 404.3757 | 0.36779
Retro5Med | Retro | DHP | Residential | HVAC | 0.3614 | 0.37562 | 2427.9632 | 143.9683 | Manufactured | HZ1_[10,001 - 15,000]_Pre kWh_VBDD R^2 ≥ 0.8 | 0 | 0 | 0 | 0 | 0 | 0 | 0 | 0 | 0 | 0 | 0 | 0 | 0 | 0 | 0 | 0 | 0 | 0 | 0 | 0 | 0 | 78.2872 | 55.6047 | 45.9055 | 35.0177 | 21.476 | 7.8087 | 2.015 | 0.73493 | 3.8427 | 24.1541 | 58.1383 | 70.5525 | 0 | 382.7228 | 273.9199 | 242.3552 | 191.619 | 124.2815 | 42.147 | 14.544 | 6.4187 | 20.6847 | 116.0396 | 273.5676 | 336.126 | 0.30572
Retro5Med | Retro | DHP | Residential | HVAC | 0.3959 | 0.46362 | 2749.0161 | 124.6883 | Manufactured | HZ23_[15,001 - 20,000]_Pre kWh_VBDD R^2 ≥ 0.8 | 0.0035465 | 0.004308 | 0.0052153 | 0.0059895 | 0.0067588 | 0.0078174 | 0.0084841 | 0.0085745 | 0.0079941 | 0.0067982 | 0.0052045 | 0.0034076 | 0.0019575 | 0.00093242 | 0.00039027 | 0.0001404 | 4.3386e-05 | 9.355e-06 | 1.5213e-06 | 1.8065e-07 | 0.067246 | 88.6106 | 69.8093 | 48.5718 | 33.4807 | 21.5165 | 2.4015 | 0.17358 | 0.17362 | 2.373 | 23.3889 | 67.0814 | 81.97 | 0 | 453.3296 | 343.7797 | 258.6392 | 184.2378 | 124.6728 | 25.2559 | 3.185 | 3.776 | 22.4038 | 127.445 | 335.5199 | 427.2208 | 0.34765
Retro5Med | Retro | DHP | Residential | HVAC | 0.35413 | 0.41471 | 2458.9813 | 142.26 | Manufactured | HZ23_[> 20,000]_Pre kWh_VBDD R^2 ≥ 0.8 | 0 | 0 | 0 | 0 | 0 | 0 | 0 | 0 | 0 | 0 | 0 | 0 | 0 | 0 | 0 | 0 | 0 | 0 | 0 | 0 | 0 | 79.2617 | 62.444 | 43.4472 | 29.9483 | 19.2464 | 2.1481 | 0.15527 | 0.1553 | 2.1226 | 20.9213 | 60.004 | 73.3217 | 0 | 405.5011 | 307.5092 | 231.3515 | 164.7998 | 111.5192 | 22.5913 | 2.8489 | 3.3776 | 20.0401 | 113.9989 | 300.1209 | 382.1469 | 0.31097
Retro5Med | Retro | DHP | Residential | HVAC | 0.17479 | 0.18167 | 1174.2892 | 324.0465 | Manufactured | HZ1_[0 - 10,000]_Pre kWh_VBDD R^2 ≥ 0.8 | 0.018406 | 0.022358 | 0.027067 | 0.031085 | 0.035077 | 0.040571 | 0.044032 | 0.044501 | 0.041489 | 0.035282 | 0.027011 | 0.017685 | 0.010159 | 0.0048391 | 0.0020255 | 0.00072866 | 0.00022517 | 4.8552e-05 | 7.8953e-06 | 9.3757e-07 | 0.349 | 37.8638 | 26.8933 | 22.2023 | 16.9364 | 10.3869 | 3.7767 | 0.97455 | 0.35545 | 1.8585 | 11.6822 | 28.1187 | 34.1228 | 0 | 185.1046 | 132.4819 | 117.2156 | 92.6769 | 60.109 | 20.3845 | 7.0342 | 3.1044 | 10.0042 | 56.1228 | 132.3115 | 162.568 | 0.14786
Retro5Med | Retro | DHP | Residential | HVAC | 0.006429 | 0.0075288 | 44.6412 | 9149.6919 | Manufactured | HZ23_[10,001 - 15,000]_Pre kWh_VBDD R^2 ≥ 0.8 | 0 | 0 | 0 | 0 | 0 | 0 | 0 | 0 | 0 | 0 | 0 | 0 | 0 | 0 | 0 | 0 | 0 | 0 | 0 | 0 | 0 | 1.4389 | 1.1336 | 0.78876 | 0.54369 | 0.34941 | 0.038997 | 0.0028187 | 0.0028194 | 0.038535 | 0.37981 | 1.0893 | 1.3311 | 0 | 7.3616 | 5.5826 | 4.2 | 2.9918 | 2.0246 | 0.41013 | 0.051721 | 0.061319 | 0.36382 | 2.0696 | 5.4485 | 6.9376 | 0.0056455
Retro5Med | Retro | DHP | Residential | HVAC | 0.037998 | 0.039493 | 255.2765 | 1579.5832 | Manufactured | HZ1_[10,001 - 15,000]_Pre kWh_VBDD R^2 < 0.8 | 0 | 0 | 0 | 0 | 0 | 0 | 0 | 0 | 0 | 0 | 0 | 0 | 0 | 0 | 0 | 0 | 0 | 0 | 0 | 0 | 0 | 8.2311 | 5.8463 | 4.8265 | 3.6818 | 2.258 | 0.82101 | 0.21186 | 0.07727 | 0.40402 | 2.5396 | 6.1127 | 7.4179 | 0 | 40.2395 | 28.8 | 25.4813 | 20.1469 | 13.067 | 4.4313 | 1.5292 | 0.67486 | 2.1748 | 12.2004 | 28.7629 | 35.3403 | 0.032143
Retro5Med | Retro | DHP | Residential | HVAC | 0.096169 | 0.099952 | 646.0782 | 609.1753 | Manufactured | HZ1_[15,001 - 20,000]_Pre kWh_VBDD R^2 < 0.8 | 0 | 0 | 0 | 0 | 0 | 0 | 0 | 0 | 0 | 0 | 0 | 0 | 0 | 0 | 0 | 0 | 0 | 0 | 0 | 0 | 0 | 20.8321 | 14.7964 | 12.2154 | 9.3182 | 5.7147 | 2.0779 | 0.53618 | 0.19556 | 1.0225 | 6.4274 | 15.4705 | 18.7739 | 0 | 101.8421 | 72.8898 | 64.4904 | 50.9896 | 33.0712 | 11.2153 | 3.8701 | 1.708 | 5.5042 | 30.878 | 72.796 | 89.4427 | 0.081351
Retro5Med | Retro | DHP | Residential | HVAC | 0.27958 | 0.29058 | 1878.2431 | 193.3358 | Manufactured | HZ1_[> 20,000]_Pre kWh_VBDD R^2 < 0.8 | 0 | 0 | 0 | 0 | 0 | 0 | 0 | 0 | 0 | 0 | 0 | 0 | 0 | 0 | 0 | 0 | 0 | 0 | 0 | 0 | 0 | 60.562 | 43.0151 | 35.5119 | 27.0893 | 16.6136 | 6.0407 | 1.5588 | 0.56853 | 2.9727 | 18.6853 | 44.9751 | 54.5785 | 0 | 296.0697 | 211.9012 | 187.4831 | 148.2342 | 96.1427 | 32.6044 | 11.2511 | 4.9654 | 16.0014 | 89.7669 | 211.6286 | 260.023 | 0.2365
Retro5Med | Retro | DHP | Residential | HVAC | 0.06226 | 0.072911 | 432.3192 | 923.016 | Manufactured | HZ23_[> 20,000]_Pre kWh_VBDD R^2 < 0.8 | 0 | 0 | 0 | 0 | 0 | 0 | 0 | 0 | 0 | 0 | 0 | 0 | 0 | 0 | 0 | 0 | 0 | 0 | 0 | 0 | 0 | 13.9352 | 10.9784 | 7.6386 | 5.2653 | 3.3838 | 0.37766 | 0.027298 | 0.027304 | 0.37319 | 3.6782 | 10.5494 | 12.8909 | 0 | 71.2921 | 54.0639 | 40.6744 | 28.9738 | 19.6064 | 3.9718 | 0.50088 | 0.59383 | 3.5233 | 20.0424 | 52.7649 | 67.1861 | 0.054673
Retro3Slow | Retro | DHP Ducted | Residential | HVAC | 0.66621 | 0.69242 | 4475.6934 | 58.0804 | Single Family | DHP with Existing FAF Optimized Control - Single Family - HZ1 | 0.086067 | 0.13498 | 0.26935 | 0.47029 | 0.72991 | 1.0195 | 1.2947 | 1.507 | 1.6192 | 1.6156 | 1.5044 | 1.3134 | 1.0792 | 0.83744 | 0.61566 | 0.42999 | 0.28601 | 0.18159 | 0.11028 | 0.074501 | 14.9002 | 144.3142 | 102.5014 | 84.6219 | 64.5514 | 39.5887 | 14.3946 | 3.7144 | 1.3548 | 7.0836 | 44.5254 | 107.1718 | 130.056 | 0 | 705.5089 | 504.9424 | 446.7562 | 353.2294 | 229.0999 | 77.6935 | 26.8103 | 11.8322 | 38.13 | 213.9068 | 504.2929 | 619.6128 | 0.70135
Retro3Slow | Retro | DHP Ducted | Residential | HVAC | 0.74206 | 0.869 | 5152.6328 | 55.383 | Single Family | DHP with Existing FAF Optimized Control - Single Family - HZ2 | 0.011348 | 0.017797 | 0.035513 | 0.062007 | 0.096236 | 0.13442 | 0.1707 | 0.19869 | 0.21349 | 0.21301 | 0.19836 | 0.17317 | 0.14228 | 0.11041 | 0.081173 | 0.056692 | 0.037709 | 0.023942 | 0.01454 | 0.0098227 | 1.9645 | 166.0877 | 130.8473 | 91.0408 | 62.7547 | 40.3295 | 4.5012 | 0.32535 | 0.32543 | 4.4479 | 43.8391 | 125.7344 | 153.6408 | 0 | 849.7007 | 644.3652 | 484.7817 | 345.3271 | 233.681 | 47.3385 | 5.9698 | 7.0776 | 41.9927 | 238.8771 | 628.8835 | 800.7636 | 0.69298
Retro3Slow | Retro | DHP Ducted | Residential | HVAC | 0.79794 | 0.82933 | 5360.6647 | 52.8509 | Manufactured | DHP with Existing FAF Optimized Control - Manufactured - HZ1 | 0.1757 | 0.27324 | 0.54063 | 0.93599 | 1.4404 | 1.995 | 2.512 | 2.8994 | 3.089 | 3.056 | 2.8218 | 2.4427 | 1.9901 | 1.5313 | 1.1163 | 0.77305 | 0.50986 | 0.32099 | 0.1933 | 0.12948 | 25.8959 | 172.8492 | 122.7689 | 101.354 | 77.315 | 47.4165 | 17.2408 | 4.4489 | 1.6226 | 8.4843 | 53.3294 | 128.3627 | 155.7717 | 0 | 845.008 | 604.7838 | 535.0925 | 423.0728 | 274.3994 | 93.0557 | 32.1115 | 14.1717 | 45.6694 | 256.2023 | 604.0059 | 742.1278 | 0.6926
Retro3Slow | Retro | DHP Ducted | Residential | HVAC | 0.81558 | 0.9551 | 5663.1828 | 44.6793 | Manufactured | DHP with Existing FAF Optimized Control - Manufactured - HZ2 | 0.057147 | 0.08887 | 0.17584 | 0.30443 | 0.4685 | 0.64889 | 0.81703 | 0.94302 | 1.0047 | 0.99397 | 0.91779 | 0.79448 | 0.64729 | 0.49806 | 0.36307 | 0.25143 | 0.16583 | 0.1044 | 0.06287 | 0.042113 | 8.4226 | 182.5445 | 143.8124 | 100.0616 | 68.9728 | 44.3256 | 4.9472 | 0.35759 | 0.35767 | 4.8886 | 48.1829 | 138.1929 | 168.8643 | 0 | 933.8936 | 708.2123 | 532.8164 | 379.5439 | 256.8354 | 52.0291 | 6.5613 | 7.7789 | 46.1536 | 262.5463 | 691.1966 | 880.1074 | 0.7854
LO12Med | New | Dishwasher | Residential | Water Heating | 0.0046907 | 0.0054224 | 43.5467 | 49.6633 | Single Family | ENERGY STAR Dishwasher | 0.0022258 | 0.0043371 | 0.0063777 | 0.008404 | 0.010218 | 0.011585 | 0.012724 | 0.013647 | 0.014476 | 0.01515 | 0.015227 | 0.015506 | 0.015802 | 0.016006 | 0.015819 | 0.015783 | 0.015522 | 0.015159 | 0.014934 | 0.014658 | 0.25356 | 1.0952 | 0.87792 | 0.93708 | 0.83675 | 0.89856 | 0.79638 | 1.0162 | 0.99909 | 0.8891 | 0.99394 | 1.0065 | 1.1581 | 0 | 2.8013 | 2.4658 | 2.8285 | 2.3926 | 2.4252 | 2.4785 | 2.7873 | 2.8338 | 2.4296 | 2.6124 | 2.7911 | 3.1959 | 0.85213
LO12Med | New | Dishwasher | Residential | Water Heating | 0.0046907 | 0.0054224 | 43.5467 | 49.6633 | Multifamily - Low Rise | ENERGY STAR Dishwasher | 0.00074761 | 0.0014791 | 0.0022075 | 0.0029514 | 0.00364 | 0.0041914 | 0.0046718 | 0.0050803 | 0.0054635 | 0.0058011 | 0.0059219 | 0.0061211 | 0.0063291 | 0.0065093 | 0.0065325 | 0.0066201 | 0.0066085 | 0.0065584 | 0.0065639 | 0.0065492 | 0.10055 | 1.0952 | 0.87792 | 0.93708 | 0.83675 | 0.89856 | 0.79638 | 1.0162 | 0.99909 | 0.8891 | 0.99394 | 1.0065 | 1.1581 | 0 | 2.8013 | 2.4658 | 2.8285 | 2.3926 | 2.4252 | 2.4785 | 2.7873 | 2.8338 | 2.4296 | 2.6124 | 2.7911 | 3.1959 | 0.85213
LO12Med | New | Dishwasher | Residential | Water Heating | 0.0046907 | 0.0054224 | 43.5467 | 49.6633 | Multifamily - High Rise | ENERGY STAR Dishwasher | 0.00021773 | 0.00042823 | 0.00064043 | 0.00085969 | 0.0010663 | 0.0012311 | 0.0013771 | 0.0015062 | 0.0016255 | 0.001729 | 0.0017613 | 0.0018175 | 0.0018799 | 0.0019311 | 0.001935 | 0.0019586 | 0.0019535 | 0.0019313 | 0.0019222 | 0.0019101 | 0.029682 | 1.0952 | 0.87792 | 0.93708 | 0.83675 | 0.89856 | 0.79638 | 1.0162 | 0.99909 | 0.8891 | 0.99394 | 1.0065 | 1.1581 | 0 | 2.8013 | 2.4658 | 2.8285 | 2.3926 | 2.4252 | 2.4785 | 2.7873 | 2.8338 | 2.4296 | 2.6124 | 2.7911 | 3.1959 | 0.85213
LO12Med | New | Dishwasher | Residential | Water Heating | 0.0046907 | 0.0054224 | 43.5467 | 49.6633 | Manufactured | ENERGY STAR Dishwasher | 0.00017601 | 0.00035816 | 0.00054942 | 0.00075434 | 0.00095466 | 0.001126 | 0.0012852 | 0.0014312 | 0.0015745 | 0.0017083 | 0.0017789 | 0.0018752 | 0.0019767 | 0.0020699 | 0.0021136 | 0.002178 | 0.0022114 | 0.0022289 | 0.0022649 | 0.0022928 | 0.030908 | 1.0952 | 0.87792 | 0.93708 | 0.83675 | 0.89856 | 0.79638 | 1.0162 | 0.99909 | 0.8891 | 0.99394 | 1.0065 | 1.1581 | 0 | 2.8013 | 2.4658 | 2.8285 | 2.3926 | 2.4252 | 2.4785 | 2.7873 | 2.8338 | 2.4296 | 2.6124 | 2.7911 | 3.1959 | 0.85213
LO12Med | NR | Dishwasher | Residential | Water Heating | 0.0046907 | 0.0054224 | 43.5467 | 49.6633 | Single Family | ENERGY STAR Dishwasher | 0.012285 | 0.024515 | 0.036688 | 0.048807 | 0.06087 | 0.071663 | 0.080226 | 0.087008 | 0.09237 | 0.096597 | 0.099919 | 0.10252 | 0.10454 | 0.10611 | 0.1073 | 0.12638 | 0.12363 | 0.12106 | 0.11867 | 0.11619 | 1.7242 | 1.0952 | 0.87792 | 0.93708 | 0.83675 | 0.89856 | 0.79638 | 1.0162 | 0.99909 | 0.8891 | 0.99394 | 1.0065 | 1.1581 | 0 | 2.8013 | 2.4658 | 2.8285 | 2.3926 | 2.4252 | 2.4785 | 2.7873 | 2.8338 | 2.4296 | 2.6124 | 2.7911 | 3.1959 | 0.85213
LO12Med | NR | Dishwasher | Residential | Water Heating | 0.0046907 | 0.0054224 | 43.5467 | 49.6633 | Multifamily - Low Rise | ENERGY STAR Dishwasher | 0.0022688 | 0.0045274 | 0.0067756 | 0.0090136 | 0.011241 | 0.013235 | 0.014816 | 0.016069 | 0.017059 | 0.01784 | 0.018453 | 0.018933 | 0.019307 | 0.019596 | 0.019817 | 0.026089 | 0.025279 | 0.024511 | 0.02378 | 0.022993 | 0.3292 | 1.0952 | 0.87792 | 0.93708 | 0.83675 | 0.89856 | 0.79638 | 1.0162 | 0.99909 | 0.8891 | 0.99394 | 1.0065 | 1.1581 | 0 | 2.8013 | 2.4658 | 2.8285 | 2.3926 | 2.4252 | 2.4785 | 2.7873 | 2.8338 | 2.4296 | 2.6124 | 2.7911 | 3.1959 | 0.85213
LO12Med | NR | Dishwasher | Residential | Water Heating | 0.0046907 | 0.0054224 | 43.5467 | 49.6633 | Multifamily - High Rise | ENERGY STAR Dishwasher | 0.00067138 | 0.0013397 | 0.002005 | 0.0026672 | 0.0033265 | 0.0039163 | 0.0043843 | 0.0047549 | 0.0050479 | 0.005279 | 0.0054605 | 0.0056026 | 0.0057132 | 0.0057986 | 0.005864 | 0.0076915 | 0.0074463 | 0.0072264 | 0.0070186 | 0.0067944 | 0.097297 | 1.0952 | 0.87792 | 0.93708 | 0.83675 | 0.89856 | 0.79638 | 1.0162 | 0.99909 | 0.8891 | 0.99394 | 1.0065 | 1.1581 | 0 | 2.8013 | 2.4658 | 2.8285 | 2.3926 | 2.4252 | 2.4785 | 2.7873 | 2.8338 | 2.4296 | 2.6124 | 2.7911 | 3.1959 | 0.85213
LO12Med | NR | Dishwasher | Residential | Water Heating | 0.0046907 | 0.0054224 | 43.5467 | 49.6633 | Manufactured | ENERGY STAR Dishwasher | 0.0016344 | 0.0032339 | 0.004799 | 0.0063302 | 0.0078282 | 0.0091386 | 0.010144 | 0.010909 | 0.011484 | 0.011908 | 0.012213 | 0.012426 | 0.012564 | 0.012644 | 0.012679 | 0.014115 | 0.013836 | 0.013558 | 0.013282 | 0.012982 | 0.19337 | 1.0952 | 0.87792 | 0.93708 | 0.83675 | 0.89856 | 0.79638 | 1.0162 | 0.99909 | 0.8891 | 0.99394 | 1.0065 | 1.1581 | 0 | 2.8013 | 2.4658 | 2.8285 | 2.3926 | 2.4252 | 2.4785 | 2.7873 | 2.8338 | 2.4296 | 2.6124 | 2.7911 | 3.1959 | 0.85213
LO12Med | New | Clothes Dryer | Residential | Dryer | 0.0093008 | 0.007306 | 70.0749 | 10.1658 | Single Family | Vented_ENERGY STAR | 0.035494 | 0.069163 | 0.10171 | 0.13402 | 0.16295 | 0.18475 | 0.2029 | 0.21763 | 0.23084 | 0.24159 | 0.24283 | 0.24727 | 0.252 | 0.25525 | 0.25226 | 0.25169 | 0.24753 | 0.24174 | 0.23815 | 0.23374 | 4.0435 | 1.6072 | 1.4412 | 1.4528 | 1.494 | 1.5027 | 1.435 | 1.2955 | 1.212 | 1.2607 | 1.3623 | 1.3982 | 1.5438 | 0 | 5.2065 | 4.3572 | 4.9798 | 4.2167 | 4.2006 | 4.4463 | 4.3189 | 3.7026 | 3.7946 | 4.1449 | 4.3367 | 5.3648 | 1.582
LO12Med | New | Clothes Dryer | Residential | Dryer | 0.0093008 | 0.007306 | 70.0749 | 10.1658 | Multifamily - Low Rise | Vented_ENERGY STAR | 0.008341 | 0.016502 | 0.024629 | 0.032929 | 0.040611 | 0.046763 | 0.052122 | 0.056681 | 0.060955 | 0.064723 | 0.06607 | 0.068293 | 0.070613 | 0.072624 | 0.072883 | 0.07386 | 0.07373 | 0.073171 | 0.073233 | 0.073069 | 1.1218 | 1.6072 | 1.4412 | 1.4528 | 1.494 | 1.5027 | 1.435 | 1.2955 | 1.212 | 1.2607 | 1.3623 | 1.3982 | 1.5438 | 0 | 5.2065 | 4.3572 | 4.9798 | 4.2167 | 4.2006 | 4.4463 | 4.3189 | 3.7026 | 3.7946 | 4.1449 | 4.3367 | 5.3648 | 1.582
LO12Med | New | Clothes Dryer | Residential | Dryer | 0.0093008 | 0.007306 | 70.0749 | 10.1658 | Multifamily - High Rise | Vented_ENERGY STAR | 0.0024847 | 0.0048869 | 0.0073084 | 0.0098106 | 0.012168 | 0.014049 | 0.015715 | 0.017189 | 0.018549 | 0.01973 | 0.0201 | 0.020741 | 0.021453 | 0.022038 | 0.022081 | 0.022351 | 0.022293 | 0.02204 | 0.021935 | 0.021798 | 0.33872 | 1.6072 | 1.4412 | 1.4528 | 1.494 | 1.5027 | 1.435 | 1.2955 | 1.212 | 1.2607 | 1.3623 | 1.3982 | 1.5438 | 0 | 5.2065 | 4.3572 | 4.9798 | 4.2167 | 4.2006 | 4.4463 | 4.3189 | 3.7026 | 3.7946 | 4.1449 | 4.3367 | 5.3648 | 1.582
LO12Med | New | Clothes Dryer | Residential | Dryer | 0.0093008 | 0.007306 | 70.0749 | 10.1658 | Manufactured | Vented_ENERGY STAR | 0.0029361 | 0.0059748 | 0.0091654 | 0.012584 | 0.015926 | 0.018783 | 0.021439 | 0.023876 | 0.026267 | 0.028497 | 0.029676 | 0.031282 | 0.032976 | 0.034529 | 0.035259 | 0.036333 | 0.036891 | 0.037182 | 0.037782 | 0.038248 | 0.51561 | 1.6072 | 1.4412 | 1.4528 | 1.494 | 1.5027 | 1.435 | 1.2955 | 1.212 | 1.2607 | 1.3623 | 1.3982 | 1.5438 | 0 | 5.2065 | 4.3572 | 4.9798 | 4.2167 | 4.2006 | 4.4463 | 4.3189 | 3.7026 | 3.7946 | 4.1449 | 4.3367 | 5.3648 | 1.582
LO1Slow | New | Clothes Dryer | Residential | Dryer | 0.078732 | 0.061846 | 593.1885 | 36.8654 | Single Family | Ventless_UCEF 7.00 to 7.99 | 0.01229 | 0.018417 | 0.039421 | 0.073309 | 0.12202 | 0.18703 | 0.27599 | 0.39118 | 0.53651 | 0.70827 | 0.87434 | 1.0635 | 1.2584 | 1.4388 | 1.5622 | 1.6702 | 1.7365 | 1.7632 | 1.7732 | 1.7688 | 17.2736 | 13.6053 | 12.1996 | 12.2977 | 12.647 | 12.7206 | 12.1472 | 10.9666 | 10.2594 | 10.6721 | 11.5318 | 11.8362 | 13.0684 | 0 | 44.0731 | 36.8842 | 42.154 | 35.6946 | 35.558 | 37.6378 | 36.5601 | 31.3429 | 32.1213 | 35.0869 | 36.7107 | 45.413 | 0.88221
LO1Slow | New | Clothes Dryer | Residential | Dryer | 0.078732 | 0.061846 | 593.1885 | 36.8654 | Multifamily - Low Rise | Ventless_UCEF 7.00 to 7.99 | 0.002888 | 0.0043942 | 0.0095463 | 0.018012 | 0.030411 | 0.04734 | 0.070897 | 0.10188 | 0.14167 | 0.18974 | 0.2379 | 0.29372 | 0.35262 | 0.40938 | 0.45136 | 0.49013 | 0.51726 | 0.5337 | 0.54527 | 0.55293 | 5.001 | 13.6053 | 12.1996 | 12.2977 | 12.647 | 12.7206 | 12.1472 | 10.9666 | 10.2594 | 10.6721 | 11.5318 | 11.8362 | 13.0684 | 0 | 44.0731 | 36.8842 | 42.154 | 35.6946 | 35.558 | 37.6378 | 36.5601 | 31.3429 | 32.1213 | 35.0869 | 36.7107 | 45.413 | 0.88221
LO1Slow | New | Clothes Dryer | Residential | Dryer | 0.078732 | 0.061846 | 593.1885 | 36.8654 | Multifamily - High Rise | Ventless_UCEF 7.00 to 7.99 | 0.00086032 | 0.0013013 | 0.0028328 | 0.0053665 | 0.009112 | 0.014222 | 0.021376 | 0.030896 | 0.043112 | 0.057843 | 0.072373 | 0.089208 | 0.10713 | 0.12423 | 0.13675 | 0.14832 | 0.1564 | 0.16075 | 0.16332 | 0.16495 | 1.5103 | 13.6053 | 12.1996 | 12.2977 | 12.647 | 12.7206 | 12.1472 | 10.9666 | 10.2594 | 10.6721 | 11.5318 | 11.8362 | 13.0684 | 0 | 44.0731 | 36.8842 | 42.154 | 35.6946 | 35.558 | 37.6378 | 36.5601 | 31.3429 | 32.1213 | 35.0869 | 36.7107 | 45.413 | 0.88221
LO1Slow | New | Clothes Dryer | Residential | Dryer | 0.078732 | 0.061846 | 593.1885 | 36.8654 | Manufactured | Ventless_UCEF 7.00 to 7.99 | 0.0010166 | 0.001591 | 0.0035526 | 0.0068835 | 0.011926 | 0.019015 | 0.029161 | 0.042916 | 0.061047 | 0.083544 | 0.10685 | 0.13454 | 0.16467 | 0.19464 | 0.21836 | 0.2411 | 0.25881 | 0.2712 | 0.28132 | 0.28943 | 2.4216 | 13.6053 | 12.1996 | 12.2977 | 12.647 | 12.7206 | 12.1472 | 10.9666 | 10.2594 | 10.6721 | 11.5318 | 11.8362 | 13.0684 | 0 | 44.0731 | 36.8842 | 42.154 | 35.6946 | 35.558 | 37.6378 | 36.5601 | 31.3429 | 32.1213 | 35.0869 | 36.7107 | 45.413 | 0.88221
LO12Med | NR | Clothes Dryer | Residential | Dryer | 0.0093008 | 0.007306 | 70.0749 | 10.1658 | Single Family | Vented_ENERGY STAR | 0.25142 | 0.50169 | 0.75083 | 0.99884 | 1.2457 | 1.4666 | 1.6418 | 1.7806 | 1.8904 | 1.9769 | 2.0449 | 2.0981 | 2.4176 | 2.4152 | 2.4064 | 2.3929 | 2.3523 | 2.3151 | 2.2868 | 2.2642 | 27.7629 | 1.6072 | 1.4412 | 1.4528 | 1.494 | 1.5027 | 1.435 | 1.2955 | 1.212 | 1.2607 | 1.3623 | 1.3982 | 1.5438 | 0 | 5.2065 | 4.3572 | 4.9798 | 4.2167 | 4.2006 | 4.4463 | 4.3189 | 3.7026 | 3.7946 | 4.1449 | 4.3367 | 5.3648 | 1.582
LO12Med | NR | Clothes Dryer | Residential | Dryer | 0.0093008 | 0.007306 | 70.0749 | 10.1658 | Multifamily - Low Rise | Vented_ENERGY STAR | 0.032485 | 0.064823 | 0.097014 | 0.12906 | 0.16096 | 0.1895 | 0.21214 | 0.23007 | 0.24425 | 0.25543 | 0.26421 | 0.27109 | 0.3418 | 0.33872 | 0.33469 | 0.32997 | 0.32107 | 0.31281 | 0.30661 | 0.30168 | 3.7415 | 1.6072 | 1.4412 | 1.4528 | 1.494 | 1.5027 | 1.435 | 1.2955 | 1.212 | 1.2607 | 1.3623 | 1.3982 | 1.5438 | 0 | 5.2065 | 4.3572 | 4.9798 | 4.2167 | 4.2006 | 4.4463 | 4.3189 | 3.7026 | 3.7946 | 4.1449 | 4.3367 | 5.3648 | 1.582
LO12Med | NR | Clothes Dryer | Residential | Dryer | 0.0093008 | 0.007306 | 70.0749 | 10.1658 | Multifamily - High Rise | Vented_ENERGY STAR | 0.0098324 | 0.01962 | 0.029363 | 0.039062 | 0.048717 | 0.057355 | 0.064208 | 0.069637 | 0.073928 | 0.077311 | 0.07997 | 0.082051 | 0.10314 | 0.10214 | 0.101 | 0.099665 | 0.097069 | 0.094616 | 0.092777 | 0.091321 | 1.131 | 1.6072 | 1.4412 | 1.4528 | 1.494 | 1.5027 | 1.435 | 1.2955 | 1.212 | 1.2607 | 1.3623 | 1.3982 | 1.5438 | 0 | 5.2065 | 4.3572 | 4.9798 | 4.2167 | 4.2006 | 4.4463 | 4.3189 | 3.7026 | 3.7946 | 4.1449 | 4.3367 | 5.3648 | 1.582
LO12Med | NR | Clothes Dryer | Residential | Dryer | 0.0093008 | 0.007306 | 70.0749 | 10.1658 | Manufactured | Vented_ENERGY STAR | 0.03499 | 0.069232 | 0.10274 | 0.13552 | 0.16759 | 0.19564 | 0.21717 | 0.23355 | 0.24584 | 0.25493 | 0.26147 | 0.26601 | 0.29198 | 0.29175 | 0.2904 | 0.28817 | 0.28248 | 0.2769 | 0.27205 | 0.26765 | 3.2539 | 1.6072 | 1.4412 | 1.4528 | 1.494 | 1.5027 | 1.435 | 1.2955 | 1.212 | 1.2607 | 1.3623 | 1.3982 | 1.5438 | 0 | 5.2065 | 4.3572 | 4.9798 | 4.2167 | 4.2006 | 4.4463 | 4.3189 | 3.7026 | 3.7946 | 4.1449 | 4.3367 | 5.3648 | 1.582
LO1Slow | NR | Clothes Dryer | Residential | Dryer | 0.078732 | 0.061846 | 593.1885 | 36.8654 | Single Family | Ventless_UCEF 7.00 to 7.99 | 0.087051 | 0.13359 | 0.29103 | 0.54637 | 0.93283 | 1.4847 | 2.2332 | 3.2007 | 4.3935 | 5.7955 | 7.3629 | 9.0237 | 12.2275 | 13.9634 | 15.4656 | 16.6667 | 17.4894 | 18.0093 | 18.228 | 18.3622 | 217.3012 | 13.6053 | 12.1996 | 12.2977 | 12.647 | 12.7206 | 12.1472 | 10.9666 | 10.2594 | 10.6721 | 11.5318 | 11.8362 | 13.0684 | 0 | 44.0731 | 36.8842 | 42.154 | 35.6946 | 35.558 | 37.6378 | 36.5601 | 31.3429 | 32.1213 | 35.0869 | 36.7107 | 45.413 | 0.88221
LO1Slow | NR | Clothes Dryer | Residential | Dryer | 0.078732 | 0.061846 | 593.1885 | 36.8654 | Multifamily - Low Rise | Ventless_UCEF 7.00 to 7.99 | 0.011248 | 0.017261 | 0.037603 | 0.070596 | 0.12053 | 0.19184 | 0.28855 | 0.41355 | 0.56768 | 0.74883 | 0.95135 | 1.1659 | 1.7432 | 1.9926 | 2.2091 | 2.3832 | 2.4984 | 2.566 | 2.5914 | 2.6028 | 30.1003 | 13.6053 | 12.1996 | 12.2977 | 12.647 | 12.7206 | 12.1472 | 10.9666 | 10.2594 | 10.6721 | 11.5318 | 11.8362 | 13.0684 | 0 | 44.0731 | 36.8842 | 42.154 | 35.6946 | 35.558 | 37.6378 | 36.5601 | 31.3429 | 32.1213 | 35.0869 | 36.7107 | 45.413 | 0.88221
LO1Slow | NR | Clothes Dryer | Residential | Dryer | 0.078732 | 0.061846 | 593.1885 | 36.8654 | Multifamily - High Rise | Ventless_UCEF 7.00 to 7.99 | 0.0034044 | 0.0052243 | 0.011381 | 0.021367 | 0.036481 | 0.058064 | 0.087337 | 0.12517 | 0.17182 | 0.22665 | 0.28795 | 0.3529 | 0.52588 | 0.60043 | 0.66594 | 0.71902 | 0.75468 | 0.77555 | 0.7838 | 0.78807 | 9.095 | 13.6053 | 12.1996 | 12.2977 | 12.647 | 12.7206 | 12.1472 | 10.9666 | 10.2594 | 10.6721 | 11.5318 | 11.8362 | 13.0684 | 0 | 44.0731 | 36.8842 | 42.154 | 35.6946 | 35.558 | 37.6378 | 36.5601 | 31.3429 | 32.1213 | 35.0869 | 36.7107 | 45.413 | 0.88221
LO1Slow | NR | Clothes Dryer | Residential | Dryer | 0.078732 | 0.061846 | 593.1885 | 36.8654 | Manufactured | Ventless_UCEF 7.00 to 7.99 | 0.012115 | 0.018435 | 0.039822 | 0.074131 | 0.1255 | 0.19806 | 0.2954 | 0.41979 | 0.57138 | 0.74736 | 0.94147 | 1.1441 | 1.4709 | 1.6747 | 1.8492 | 1.9862 | 2.0782 | 2.1339 | 2.1525 | 2.1602 | 25.3429 | 13.6053 | 12.1996 | 12.2977 | 12.647 | 12.7206 | 12.1472 | 10.9666 | 10.2594 | 10.6721 | 11.5318 | 11.8362 | 13.0684 | 0 | 44.0731 | 36.8842 | 42.154 | 35.6946 | 35.558 | 37.6378 | 36.5601 | 31.3429 | 32.1213 | 35.0869 | 36.7107 | 45.413 | 0.88221
LO3Slow | New | Duct Sealing | Residential | HVAC | 0.20304 | 0.17855 | 1192.1891 | 21.0795 | Single Family | SF Duct Sealing - HZ 2/3 (Heat Pump) | 0.00019204 | 0.00048122 | 0.0010484 | 0.0020334 | 0.0034869 | 0.0053804 | 0.007795 | 0.010603 | 0.013695 | 0.016795 | 0.019106 | 0.021365 | 0.023313 | 0.024769 | 0.025269 | 0.025716 | 0.025796 | 0.025507 | 0.025317 | 0.024982 | 0.30265 | 28.7177 | 20.246 | 13.0569 | 11.3141 | 4.47 | 4.8787 | 17.6308 | 15.8063 | 6.5901 | 10.8413 | 20.2399 | 35.1869 | 0 | 170.0498 | 122.652 | 97.752 | 87.8706 | 33.0845 | 13.272 | 36.3514 | 33.0127 | 26.2412 | 65.6301 | 111.578 | 205.716 | 1.1825
LO3Slow | New | Duct Sealing | Residential | HVAC | 0.16096 | 0.14154 | 945.0969 | 33.9417 | Single Family | SF Duct Sealing - HZ 1 (Heat Pump) | 0.00087561 | 0.0021941 | 0.0047802 | 0.0092714 | 0.015899 | 0.024532 | 0.035541 | 0.048342 | 0.062441 | 0.076576 | 0.087113 | 0.097415 | 0.10629 | 0.11293 | 0.11521 | 0.11725 | 0.11761 | 0.1163 | 0.11543 | 0.1139 | 1.3799 | 22.7657 | 16.0498 | 10.3507 | 8.9692 | 3.5436 | 3.8676 | 13.9767 | 12.5303 | 5.2243 | 8.5943 | 16.045 | 27.8941 | 0 | 134.8054 | 97.2312 | 77.492 | 69.6586 | 26.2275 | 10.5213 | 28.8172 | 26.1705 | 20.8025 | 52.0277 | 88.4524 | 163.0795 | 0.93744
LO3Slow | New | Duct Sealing | Residential | HVAC | 0.11392 | 0.10018 | 668.9217 | 37.5662 | Manufactured | MH Duct Sealing - HZ 1 (Heat Pump) | 0.00045498 | 0.0011906 | 0.002706 | 0.0054685 | 0.0097606 | 0.015667 | 0.02359 | 0.033315 | 0.04463 | 0.056739 | 0.066875 | 0.077415 | 0.087374 | 0.095965 | 0.10116 | 0.10632 | 0.11011 | 0.11236 | 0.11503 | 0.11708 | 1.1832 | 16.1131 | 11.3598 | 7.3261 | 6.3482 | 2.5081 | 2.7374 | 9.8924 | 8.8687 | 3.6976 | 6.0829 | 11.3564 | 19.7429 | 0 | 95.4127 | 68.8184 | 54.8474 | 49.3031 | 18.5633 | 7.4468 | 20.3963 | 18.523 | 14.7236 | 36.8242 | 62.605 | 115.4246 | 0.88571
LO3Slow | New | Duct Sealing | Residential | HVAC | 0.11392 | 0.10018 | 668.9217 | 37.5662 | Manufactured | MH Duct Sealing - HZ 2/3 (Heat Pump) | 9.6564e-05 | 0.00025269 | 0.00057431 | 0.0011606 | 0.0020716 | 0.0033251 | 0.0050066 | 0.0070706 | 0.0094722 | 0.012042 | 0.014193 | 0.01643 | 0.018544 | 0.020367 | 0.021469 | 0.022566 | 0.02337 | 0.023847 | 0.024414 | 0.024848 | 0.25112 | 16.1131 | 11.3598 | 7.3261 | 6.3482 | 2.5081 | 2.7374 | 9.8924 | 8.8687 | 3.6976 | 6.0829 | 11.3564 | 19.7429 | 0 | 95.4127 | 68.8184 | 54.8474 | 49.3031 | 18.5633 | 7.4468 | 20.3963 | 18.523 | 14.7236 | 36.8242 | 62.605 | 115.4246 | 0.88571
Retro3Slow | Retro | Duct Sealing | Residential | HVAC | 0.20304 | 0.17855 | 1192.1891 | 21.0795 | Single Family | SF Duct Sealing - HZ 2/3 (Heat Pump) | 0.039301 | 0.062276 | 0.12551 | 0.22124 | 0.34652 | 0.48815 | 0.62461 | 0.73204 | 0.7913 | 0.79365 | 0.74237 | 0.65047 | 0.53609 | 0.41708 | 0.30729 | 0.21501 | 0.14325 | 0.091093 | 0.0554 | 0.037476 | 7.4952 | 28.7177 | 20.246 | 13.0569 | 11.3141 | 4.47 | 4.8787 | 17.6308 | 15.8063 | 6.5901 | 10.8413 | 20.2399 | 35.1869 | 0 | 170.0498 | 122.652 | 97.752 | 87.8706 | 33.0845 | 13.272 | 36.3514 | 33.0127 | 26.2412 | 65.6301 | 111.578 | 205.716 | 1.1825
Retro3Slow | Retro | Duct Sealing | Residential | HVAC | 0.16096 | 0.14154 | 945.0969 | 33.9417 | Single Family | SF Duct Sealing - HZ 1 (Heat Pump) | 0.15132 | 0.24023 | 0.48502 | 0.85643 | 1.3436 | 1.8955 | 2.4286 | 2.8496 | 3.0835 | 3.0954 | 2.8975 | 2.5404 | 2.0948 | 1.6304 | 1.2017 | 0.84109 | 0.56053 | 0.35652 | 0.21688 | 0.14674 | 29.3484 | 22.7657 | 16.0498 | 10.3507 | 8.9692 | 3.5436 | 3.8676 | 13.9767 | 12.5303 | 5.2243 | 8.5943 | 16.045 | 27.8941 | 0 | 134.8054 | 97.2312 | 77.492 | 69.6586 | 26.2275 | 10.5213 | 28.8172 | 26.1705 | 20.8025 | 52.0277 | 88.4524 | 163.0795 | 0.93744
Retro3Slow | Retro | Duct Sealing | Residential | HVAC | 0.11392 | 0.10018 | 668.9217 | 37.5662 | Manufactured | MH Duct Sealing - HZ 1 (Heat Pump) | 0.058486 | 0.091663 | 0.18282 | 0.3191 | 0.49516 | 0.69141 | 0.87734 | 1.0201 | 1.0943 | 1.0895 | 1.0118 | 0.88024 | 0.72036 | 0.55651 | 0.40716 | 0.2829 | 0.18718 | 0.1182 | 0.07139 | 0.047963 | 9.5926 | 16.1131 | 11.3598 | 7.3261 | 6.3482 | 2.5081 | 2.7374 | 9.8924 | 8.8687 | 3.6976 | 6.0829 | 11.3564 | 19.7429 | 0 | 95.4127 | 68.8184 | 54.8474 | 49.3031 | 18.5633 | 7.4468 | 20.3963 | 18.523 | 14.7236 | 36.8242 | 62.605 | 115.4246 | 0.88571
Retro3Slow | Retro | Duct Sealing | Residential | HVAC | 0.11392 | 0.10018 | 668.9217 | 37.5662 | Manufactured | MH Duct Sealing - HZ 2/3 (Heat Pump) | 0.018412 | 0.028784 | 0.057261 | 0.099686 | 0.15428 | 0.21487 | 0.27198 | 0.3155 | 0.33773 | 0.33558 | 0.31109 | 0.27023 | 0.22084 | 0.1704 | 0.12453 | 0.086439 | 0.057135 | 0.036046 | 0.021752 | 0.014601 | 2.9201 | 16.1131 | 11.3598 | 7.3261 | 6.3482 | 2.5081 | 2.7374 | 9.8924 | 8.8687 | 3.6976 | 6.0829 | 11.3564 | 19.7429 | 0 | 95.4127 | 68.8184 | 54.8474 | 49.3031 | 18.5633 | 7.4468 | 20.3963 | 18.523 | 14.7236 | 36.8242 | 62.605 | 115.4246 | 0.88571
LO5Med | New | EV Supply Equip | Residential | Whole Bldg/Meter Level | 0.0022347 | 0.002513 | 23.1633 | -17.1755 | Single Family | Level 2 Networked Level 2 EVSE | 9.5518e-05 | 0.00026386 | 0.00054481 | 0.00099782 | 0.0016347 | 0.002504 | 0.0037115 | 0.0052564 | 0.0071676 | 0.0093354 | 0.011319 | 0.013529 | 0.01584 | 0.01809 | 0.019846 | 0.021947 | 0.024021 | 0.025984 | 0.028225 | 0.030408 | 0.24072 | 0.12774 | 0.11506 | 0.12624 | 0.12138 | 0.12541 | 0.12143 | 0.1264 | 0.12602 | 0.12107 | 0.12529 | 0.12203 | 0.12792 | 0 | 1.8712 | 1.678 | 1.846 | 1.7734 | 1.8274 | 1.7715 | 1.8354 | 1.8315 | 1.7621 | 1.8282 | 1.7889 | 1.8637 | 769.2878
LO5Med | New | EV Supply Equip | Residential | Whole Bldg/Meter Level | 0.0022347 | 0.002513 | 23.1633 | -17.1755 | Multifamily - Low Rise | Level 2 Networked Level 2 EVSE | 3.9239e-05 | 0.00011006 | 0.00023063 | 0.00042859 | 0.0007122 | 0.001108 | 0.0016667 | 0.0023933 | 0.0033086 | 0.004372 | 0.0053837 | 0.0065318 | 0.0077593 | 0.0089977 | 0.010024 | 0.011259 | 0.012508 | 0.013749 | 0.015173 | 0.016617 | 0.12237 | 0.12774 | 0.11506 | 0.12624 | 0.12138 | 0.12541 | 0.12143 | 0.1264 | 0.12602 | 0.12107 | 0.12529 | 0.12203 | 0.12792 | 0 | 1.8712 | 1.678 | 1.846 | 1.7734 | 1.8274 | 1.7715 | 1.8354 | 1.8315 | 1.7621 | 1.8282 | 1.7889 | 1.8637 | 769.2878
LO5Med | New | EV Supply Equip | Residential | Whole Bldg/Meter Level | 0.0022347 | 0.002513 | 23.1633 | -17.1755 | Multifamily - High Rise | Level 2 Networked Level 2 EVSE | 1.1428e-05 | 3.1864e-05 | 6.691e-05 | 0.00012484 | 0.00020863 | 0.00032543 | 0.00049131 | 0.00070956 | 0.00098435 | 0.001303 | 0.0016013 | 0.0019395 | 0.0023047 | 0.0026694 | 0.002969 | 0.003331 | 0.0036975 | 0.0040488 | 0.0044432 | 0.0048464 | 0.036108 | 0.12774 | 0.11506 | 0.12624 | 0.12138 | 0.12541 | 0.12143 | 0.1264 | 0.12602 | 0.12107 | 0.12529 | 0.12203 | 0.12792 | 0 | 1.8712 | 1.678 | 1.846 | 1.7734 | 1.8274 | 1.7715 | 1.8354 | 1.8315 | 1.7621 | 1.8282 | 1.7889 | 1.8637 | 769.2878
LO5Med | New | EV Supply Equip | Residential | Whole Bldg/Meter Level | 0.0022347 | 0.002513 | 23.1633 | -17.1755 | Manufactured | Level 2 Networked Level 2 EVSE | 7.5329e-06 | 2.1732e-05 | 4.6807e-05 | 8.9324e-05 | 0.00015231 | 0.00024271 | 0.00037388 | 0.00054979 | 0.00077753 | 0.0010498 | 0.0013188 | 0.0016317 | 0.0019761 | 0.0023331 | 0.0026446 | 0.0030205 | 0.0034131 | 0.0038102 | 0.0042691 | 0.0047436 | 0.032472 | 0.12774 | 0.11506 | 0.12624 | 0.12138 | 0.12541 | 0.12143 | 0.1264 | 0.12602 | 0.12107 | 0.12529 | 0.12203 | 0.12792 | 0 | 1.8712 | 1.678 | 1.846 | 1.7734 | 1.8274 | 1.7715 | 1.8354 | 1.8315 | 1.7621 | 1.8282 | 1.7889 | 1.8637 | 769.2878
LO5Med | NR | EV Supply Equip | Residential | Whole Bldg/Meter Level | 0.0022347 | 0.002513 | 23.1633 | -17.1755 | Single Family | Level 2 Networked Level 2 EVSE | 0.0072644 | 0.020783 | 0.043636 | 0.080614 | 0.13534 | 0.21505 | 0.32449 | 0.46414 | 0.6327 | 0.82258 | 1.0255 | 1.2342 | 1.4452 | 1.6534 | 1.8558 | 2.0743 | 2.3034 | 2.5455 | 2.8004 | 3.0668 | 4.0291 | 0.12774 | 0.11506 | 0.12624 | 0.12138 | 0.12541 | 0.12143 | 0.1264 | 0.12602 | 0.12107 | 0.12529 | 0.12203 | 0.12792 | 0 | 1.8712 | 1.678 | 1.846 | 1.7734 | 1.8274 | 1.7715 | 1.8354 | 1.8315 | 1.7621 | 1.8282 | 1.7889 | 1.8637 | 769.2878
LO5Med | NR | EV Supply Equip | Residential | Whole Bldg/Meter Level | 0.0022347 | 0.002513 | 23.1633 | -17.1755 | Multifamily - Low Rise | Level 2 Networked Level 2 EVSE | 0.0016408 | 0.0047373 | 0.0099426 | 0.01836 | 0.030808 | 0.048913 | 0.073735 | 0.10537 | 0.14348 | 0.18637 | 0.23215 | 0.27918 | 0.32676 | 0.37373 | 0.41943 | 0.4688 | 0.52059 | 0.57531 | 0.63292 | 0.69314 | 0.97 | 0.12774 | 0.11506 | 0.12624 | 0.12138 | 0.12541 | 0.12143 | 0.1264 | 0.12602 | 0.12107 | 0.12529 | 0.12203 | 0.12792 | 0 | 1.8712 | 1.678 | 1.846 | 1.7734 | 1.8274 | 1.7715 | 1.8354 | 1.8315 | 1.7621 | 1.8282 | 1.7889 | 1.8637 | 769.2878
LO5Med | NR | EV Supply Equip | Residential | Whole Bldg/Meter Level | 0.0022347 | 0.002513 | 23.1633 | -17.1755 | Multifamily - High Rise | Level 2 Networked Level 2 EVSE | 0.00048554 | 0.0014014 | 0.0029409 | 0.005431 | 0.0091143 | 0.014472 | 0.021817 | 0.031178 | 0.04246 | 0.05515 | 0.068699 | 0.082614 | 0.096694 | 0.11059 | 0.12412 | 0.13872 | 0.15405 | 0.17024 | 0.18729 | 0.20511 | 0.28664 | 0.12774 | 0.11506 | 0.12624 | 0.12138 | 0.12541 | 0.12143 | 0.1264 | 0.12602 | 0.12107 | 0.12529 | 0.12203 | 0.12792 | 0 | 1.8712 | 1.678 | 1.846 | 1.7734 | 1.8274 | 1.7715 | 1.8354 | 1.8315 | 1.7621 | 1.8282 | 1.7889 | 1.8637 | 769.2878
LO5Med | NR | EV Supply Equip | Residential | Whole Bldg/Meter Level | 0.0022347 | 0.002513 | 23.1633 | -17.1755 | Manufactured | Level 2 Networked Level 2 EVSE | 0.00096385 | 0.002722 | 0.0056706 | 0.010394 | 0.017314 | 0.027294 | 0.040861 | 0.05798 | 0.078398 | 0.10109 | 0.125 | 0.14917 | 0.17322 | 0.1965 | 0.21871 | 0.24239 | 0.2669 | 0.29248 | 0.31905 | 0.34647 | 0.44953 | 0.12774 | 0.11506 | 0.12624 | 0.12138 | 0.12541 | 0.12143 | 0.1264 | 0.12602 | 0.12107 | 0.12529 | 0.12203 | 0.12792 | 0 | 1.8712 | 1.678 | 1.846 | 1.7734 | 1.8274 | 1.7715 | 1.8354 | 1.8315 | 1.7621 | 1.8282 | 1.7889 | 1.8637 | 769.2878
LO12Med | New | Refrigerator | Residential | Refrigeration | 0.0068895 | 0.007052 | 64.4512 | -13.6454 | Single Family | Refrigerator and Refrigerator-Freezer - Bottom-mounted Freezer - ESME | 0.023899 | 0.04657 | 0.068481 | 0.090238 | 0.10972 | 0.1244 | 0.13662 | 0.14653 | 0.15543 | 0.16267 | 0.1635 | 0.16649 | 0.16968 | 0.17187 | 0.16986 | 0.16947 | 0.16667 | 0.16277 | 0.16036 | 0.15739 | 2.7226 | 0.65489 | 0.68793 | 0.85758 | 0.95297 | 1.1491 | 1.2063 | 1.406 | 1.4653 | 1.2959 | 1.078 | 0.89447 | 0.67059 | 0 | 2.7714 | 2.8892 | 3.5514 | 4.0432 | 4.8261 | 5.2381 | 6.0362 | 6.239 | 5.4708 | 4.461 | 3.7716 | 2.834 | 9.3998
LO12Med | New | Refrigerator | Residential | Refrigeration | 0.0068895 | 0.007052 | 64.4512 | -13.6454 | Multifamily - Low Rise | Refrigerator and Refrigerator-Freezer - Bottom-mounted Freezer - ESME | 0.007426 | 0.014692 | 0.021927 | 0.029316 | 0.036156 | 0.041633 | 0.046404 | 0.050463 | 0.054269 | 0.057623 | 0.058822 | 0.060801 | 0.062867 | 0.064657 | 0.064888 | 0.065758 | 0.065642 | 0.065144 | 0.065199 | 0.065053 | 0.99874 | 0.65489 | 0.68793 | 0.85758 | 0.95297 | 1.1491 | 1.2063 | 1.406 | 1.4653 | 1.2959 | 1.078 | 0.89447 | 0.67059 | 0 | 2.7714 | 2.8892 | 3.5514 | 4.0432 | 4.8261 | 5.2381 | 6.0362 | 6.239 | 5.4708 | 4.461 | 3.7716 | 2.834 | 9.3998
LO12Med | New | Refrigerator | Residential | Refrigeration | 0.0068895 | 0.007052 | 64.4512 | -13.6454 | Multifamily - High Rise | Refrigerator and Refrigerator-Freezer - Bottom-mounted Freezer - ESME | 0.0021627 | 0.0042536 | 0.0063613 | 0.0085393 | 0.010591 | 0.012228 | 0.013679 | 0.014961 | 0.016146 | 0.017174 | 0.017495 | 0.018054 | 0.018673 | 0.019182 | 0.01922 | 0.019454 | 0.019405 | 0.019184 | 0.019093 | 0.018973 | 0.29483 | 0.65489 | 0.68793 | 0.85758 | 0.95297 | 1.1491 | 1.2063 | 1.406 | 1.4653 | 1.2959 | 1.078 | 0.89447 | 0.67059 | 0 | 2.7714 | 2.8892 | 3.5514 | 4.0432 | 4.8261 | 5.2381 | 6.0362 | 6.239 | 5.4708 | 4.461 | 3.7716 | 2.834 | 9.3998
LO12Med | New | Refrigerator | Residential | Refrigeration | 0.0068895 | 0.007052 | 64.4512 | -13.6454 | Manufactured | Refrigerator and Refrigerator-Freezer - Bottom-mounted Freezer - ESME | 0.0016038 | 0.0032636 | 0.0050064 | 0.0068737 | 0.008699 | 0.01026 | 0.011711 | 0.013041 | 0.014348 | 0.015566 | 0.01621 | 0.017087 | 0.018012 | 0.018861 | 0.019259 | 0.019846 | 0.020151 | 0.02031 | 0.020638 | 0.020892 | 0.28164 | 0.65489 | 0.68793 | 0.85758 | 0.95297 | 1.1491 | 1.2063 | 1.406 | 1.4653 | 1.2959 | 1.078 | 0.89447 | 0.67059 | 0 | 2.7714 | 2.8892 | 3.5514 | 4.0432 | 4.8261 | 5.2381 | 6.0362 | 6.239 | 5.4708 | 4.461 | 3.7716 | 2.834 | 9.3998
LO12Med | New | Refrigerator | Residential | Refrigeration | 0.014674 | 0.015021 | 137.2794 | 66.3317 | Single Family | Refrigerator and Refrigerator-Freezer - Side-mounted Freezer - ESME | 0.022408 | 0.043664 | 0.064208 | 0.084608 | 0.10287 | 0.11664 | 0.12809 | 0.13739 | 0.14574 | 0.15252 | 0.1533 | 0.15611 | 0.15909 | 0.16114 | 0.15926 | 0.15889 | 0.15627 | 0.15261 | 0.15035 | 0.14757 | 2.5527 | 1.3949 | 1.4653 | 1.8266 | 2.0298 | 2.4476 | 2.5694 | 2.9948 | 3.1211 | 2.7602 | 2.2962 | 1.9052 | 1.4283 | 0 | 5.9029 | 6.154 | 7.5644 | 8.612 | 10.2795 | 11.157 | 12.857 | 13.289 | 11.6527 | 9.5019 | 8.0334 | 6.0363 | 0.57694
LO12Med | New | Refrigerator | Residential | Refrigeration | 0.014674 | 0.015021 | 137.2794 | 66.3317 | Multifamily - Low Rise | Refrigerator and Refrigerator-Freezer - Side-mounted Freezer - ESME | 0.0069626 | 0.013775 | 0.020559 | 0.027487 | 0.0339 | 0.039035 | 0.043509 | 0.047314 | 0.050882 | 0.054027 | 0.055151 | 0.057007 | 0.058944 | 0.060622 | 0.060839 | 0.061654 | 0.061546 | 0.061079 | 0.061131 | 0.060994 | 0.93642 | 1.3949 | 1.4653 | 1.8266 | 2.0298 | 2.4476 | 2.5694 | 2.9948 | 3.1211 | 2.7602 | 2.2962 | 1.9052 | 1.4283 | 0 | 5.9029 | 6.154 | 7.5644 | 8.612 | 10.2795 | 11.157 | 12.857 | 13.289 | 11.6527 | 9.5019 | 8.0334 | 6.0363 | 0.57694
LO12Med | New | Refrigerator | Residential | Refrigeration | 0.014674 | 0.015021 | 137.2794 | 66.3317 | Multifamily - High Rise | Refrigerator and Refrigerator-Freezer - Side-mounted Freezer - ESME | 0.0020278 | 0.0039882 | 0.0059644 | 0.0080064 | 0.0099306 | 0.011465 | 0.012825 | 0.014028 | 0.015138 | 0.016102 | 0.016404 | 0.016927 | 0.017508 | 0.017985 | 0.018021 | 0.01824 | 0.018194 | 0.017987 | 0.017901 | 0.017789 | 0.27643 | 1.3949 | 1.4653 | 1.8266 | 2.0298 | 2.4476 | 2.5694 | 2.9948 | 3.1211 | 2.7602 | 2.2962 | 1.9052 | 1.4283 | 0 | 5.9029 | 6.154 | 7.5644 | 8.612 | 10.2795 | 11.157 | 12.857 | 13.289 | 11.6527 | 9.5019 | 8.0334 | 6.0363 | 0.57694
LO12Med | New | Refrigerator | Residential | Refrigeration | 0.014674 | 0.015021 | 137.2794 | 66.3317 | Manufactured | Refrigerator and Refrigerator-Freezer - Side-mounted Freezer - ESME | 0.0015037 | 0.00306 | 0.004694 | 0.0064447 | 0.0081562 | 0.0096198 | 0.01098 | 0.012228 | 0.013452 | 0.014595 | 0.015198 | 0.016021 | 0.016888 | 0.017684 | 0.018058 | 0.018608 | 0.018893 | 0.019042 | 0.01935 | 0.019588 | 0.26406 | 1.3949 | 1.4653 | 1.8266 | 2.0298 | 2.4476 | 2.5694 | 2.9948 | 3.1211 | 2.7602 | 2.2962 | 1.9052 | 1.4283 | 0 | 5.9029 | 6.154 | 7.5644 | 8.612 | 10.2795 | 11.157 | 12.857 | 13.289 | 11.6527 | 9.5019 | 8.0334 | 6.0363 | 0.57694
LO12Med | New | Refrigerator | Residential | Refrigeration | 0.0030838 | 0.0031565 | 28.8486 | 208.3878 | Single Family | Refrigerator and Refrigerator-Freezer - Other - ESME | 0.010079 | 0.01964 | 0.028881 | 0.038056 | 0.046271 | 0.052463 | 0.057617 | 0.061798 | 0.065551 | 0.068605 | 0.068955 | 0.070216 | 0.071558 | 0.072482 | 0.071634 | 0.07147 | 0.070289 | 0.068645 | 0.067627 | 0.066375 | 1.1482 | 0.29313 | 0.30792 | 0.38386 | 0.42655 | 0.51435 | 0.53996 | 0.62934 | 0.65589 | 0.58003 | 0.48253 | 0.40037 | 0.30016 | 0 | 1.2405 | 1.2932 | 1.5896 | 1.8098 | 2.1602 | 2.3446 | 2.7018 | 2.7926 | 2.4488 | 1.9968 | 1.6882 | 1.2685 | 0.21631
LO12Med | New | Refrigerator | Residential | Refrigeration | 0.0030838 | 0.0031565 | 28.8486 | 208.3878 | Multifamily - Low Rise | Refrigerator and Refrigerator-Freezer - Other - ESME | 0.0031318 | 0.0061961 | 0.0092473 | 0.012364 | 0.015248 | 0.017558 | 0.01957 | 0.021282 | 0.022887 | 0.024301 | 0.024807 | 0.025641 | 0.026513 | 0.027268 | 0.027365 | 0.027732 | 0.027683 | 0.027473 | 0.027496 | 0.027435 | 0.4212 | 0.29313 | 0.30792 | 0.38386 | 0.42655 | 0.51435 | 0.53996 | 0.62934 | 0.65589 | 0.58003 | 0.48253 | 0.40037 | 0.30016 | 0 | 1.2405 | 1.2932 | 1.5896 | 1.8098 | 2.1602 | 2.3446 | 2.7018 | 2.7926 | 2.4488 | 1.9968 | 1.6882 | 1.2685 | 0.21631
LO12Med | New | Refrigerator | Residential | Refrigeration | 0.0030838 | 0.0031565 | 28.8486 | 208.3878 | Multifamily - High Rise | Refrigerator and Refrigerator-Freezer - Other - ESME | 0.0009121 | 0.0017939 | 0.0026828 | 0.0036013 | 0.0044668 | 0.005157 | 0.0057687 | 0.0063096 | 0.0068091 | 0.0072427 | 0.0073783 | 0.0076137 | 0.007875 | 0.0080896 | 0.0081056 | 0.0082045 | 0.0081835 | 0.0080903 | 0.008052 | 0.0080015 | 0.12434 | 0.29313 | 0.30792 | 0.38386 | 0.42655 | 0.51435 | 0.53996 | 0.62934 | 0.65589 | 0.58003 | 0.48253 | 0.40037 | 0.30016 | 0 | 1.2405 | 1.2932 | 1.5896 | 1.8098 | 2.1602 | 2.3446 | 2.7018 | 2.7926 | 2.4488 | 1.9968 | 1.6882 | 1.2685 | 0.21631
LO12Med | New | Refrigerator | Residential | Refrigeration | 0.0030838 | 0.0031565 | 28.8486 | 208.3878 | Manufactured | Refrigerator and Refrigerator-Freezer - Other - ESME | 0.00067636 | 0.0013764 | 0.0021114 | 0.0028988 | 0.0036686 | 0.004327 | 0.0049387 | 0.0055 | 0.0060508 | 0.0065646 | 0.0068362 | 0.0072062 | 0.0075963 | 0.0079542 | 0.0081223 | 0.0083696 | 0.0084982 | 0.0085652 | 0.0087036 | 0.0088108 | 0.11878 | 0.29313 | 0.30792 | 0.38386 | 0.42655 | 0.51435 | 0.53996 | 0.62934 | 0.65589 | 0.58003 | 0.48253 | 0.40037 | 0.30016 | 0 | 1.2405 | 1.2932 | 1.5896 | 1.8098 | 2.1602 | 2.3446 | 2.7018 | 2.7926 | 2.4488 | 1.9968 | 1.6882 | 1.2685 | 0.21631
LO12Med | New | Freezer | Residential | Refrigeration | 0.0065588 | 0.0064578 | 58.8604 | -17.0286 | Single Family | Freezer - Chest - ESME | 0.0035181 | 0.0068554 | 0.010081 | 0.013284 | 0.016151 | 0.018312 | 0.020111 | 0.021571 | 0.022881 | 0.023947 | 0.024069 | 0.024509 | 0.024978 | 0.0253 | 0.025004 | 0.024947 | 0.024534 | 0.023961 | 0.023605 | 0.023168 | 0.40079 | 0.55691 | 0.59846 | 0.71627 | 0.8223 | 1.007 | 1.0999 | 1.2944 | 1.1866 | 0.98238 | 0.94548 | 0.72469 | 0.59101 | 0 | 2.558 | 2.6972 | 3.2736 | 3.797 | 4.6288 | 5.0768 | 5.9144 | 5.4015 | 4.4379 | 4.3555 | 3.4721 | 2.7222 | 20.3695
LO12Med | New | Freezer | Residential | Refrigeration | 0.0065588 | 0.0064578 | 58.8604 | -17.0286 | Multifamily - Low Rise | Freezer - Chest - ESME | 1.8529e-06 | 3.6659e-06 | 5.4712e-06 | 7.3149e-06 | 9.0215e-06 | 1.0388e-05 | 1.1579e-05 | 1.2591e-05 | 1.3541e-05 | 1.4378e-05 | 1.4677e-05 | 1.5171e-05 | 1.5686e-05 | 1.6133e-05 | 1.6191e-05 | 1.6408e-05 | 1.6379e-05 | 1.6255e-05 | 1.6268e-05 | 1.6232e-05 | 0.0002492 | 0.55691 | 0.59846 | 0.71627 | 0.8223 | 1.007 | 1.0999 | 1.2944 | 1.1866 | 0.98238 | 0.94548 | 0.72469 | 0.59101 | 0 | 2.558 | 2.6972 | 3.2736 | 3.797 | 4.6288 | 5.0768 | 5.9144 | 5.4015 | 4.4379 | 4.3555 | 3.4721 | 2.7222 | 20.3695
LO12Med | New | Freezer | Residential | Refrigeration | 0.0065588 | 0.0064578 | 58.8604 | -17.0286 | Multifamily - High Rise | Freezer - Chest - ESME | 5.3964e-07 | 1.0613e-06 | 1.5873e-06 | 2.1307e-06 | 2.6428e-06 | 3.0511e-06 | 3.4131e-06 | 3.7331e-06 | 4.0286e-06 | 4.2851e-06 | 4.3654e-06 | 4.5047e-06 | 4.6593e-06 | 4.7862e-06 | 4.7957e-06 | 4.8542e-06 | 4.8418e-06 | 4.7866e-06 | 4.764e-06 | 4.7341e-06 | 7.3565e-05 | 0.55691 | 0.59846 | 0.71627 | 0.8223 | 1.007 | 1.0999 | 1.2944 | 1.1866 | 0.98238 | 0.94548 | 0.72469 | 0.59101 | 0 | 2.558 | 2.6972 | 3.2736 | 3.797 | 4.6288 | 5.0768 | 5.9144 | 5.4015 | 4.4379 | 4.3555 | 3.4721 | 2.7222 | 20.3695
LO12Med | New | Freezer | Residential | Refrigeration | 0.0065588 | 0.0064578 | 58.8604 | -17.0286 | Manufactured | Freezer - Chest - ESME | 0.00030591 | 0.00062251 | 0.00095493 | 0.0013111 | 0.0016593 | 0.001957 | 0.0022337 | 0.0024876 | 0.0027367 | 0.0029691 | 0.0030919 | 0.0032593 | 0.0034357 | 0.0035976 | 0.0036736 | 0.0037855 | 0.0038436 | 0.0038739 | 0.0039365 | 0.003985 | 0.05372 | 0.55691 | 0.59846 | 0.71627 | 0.8223 | 1.007 | 1.0999 | 1.2944 | 1.1866 | 0.98238 | 0.94548 | 0.72469 | 0.59101 | 0 | 2.558 | 2.6972 | 3.2736 | 3.797 | 4.6288 | 5.0768 | 5.9144 | 5.4015 | 4.4379 | 4.3555 | 3.4721 | 2.7222 | 20.3695
LO12Med | New | Freezer | Residential | Refrigeration | 0.0082064 | 0.00808 | 73.647 | 64.2441 | Single Family | Freezer - Upright - ESME | 0.014052 | 0.027381 | 0.040264 | 0.053056 | 0.06451 | 0.073141 | 0.080327 | 0.086156 | 0.091389 | 0.095645 | 0.096134 | 0.097892 | 0.099763 | 0.10105 | 0.099869 | 0.099641 | 0.097993 | 0.095702 | 0.094283 | 0.092538 | 1.6008 | 0.69682 | 0.7488 | 0.8962 | 1.0289 | 1.26 | 1.3763 | 1.6196 | 1.4847 | 1.2292 | 1.183 | 0.90674 | 0.73948 | 0 | 3.2006 | 3.3748 | 4.096 | 4.7508 | 5.7916 | 6.3522 | 7.4001 | 6.7585 | 5.5528 | 5.4496 | 4.3443 | 3.406 | 0.58726
LO12Med | New | Freezer | Residential | Refrigeration | 0.0082064 | 0.00808 | 73.647 | 64.2441 | Multifamily - Low Rise | Freezer - Upright - ESME | 7.4007e-06 | 1.4642e-05 | 2.1853e-05 | 2.9217e-05 | 3.6033e-05 | 4.1491e-05 | 4.6247e-05 | 5.0291e-05 | 5.4084e-05 | 5.7427e-05 | 5.8622e-05 | 6.0594e-05 | 6.2653e-05 | 6.4437e-05 | 6.4667e-05 | 6.5534e-05 | 6.5419e-05 | 6.4923e-05 | 6.4977e-05 | 6.4832e-05 | 0.00099534 | 0.69682 | 0.7488 | 0.8962 | 1.0289 | 1.26 | 1.3763 | 1.6196 | 1.4847 | 1.2292 | 1.183 | 0.90674 | 0.73948 | 0 | 3.2006 | 3.3748 | 4.096 | 4.7508 | 5.7916 | 6.3522 | 7.4001 | 6.7585 | 5.5528 | 5.4496 | 4.3443 | 3.406 | 0.58726
LO12Med | New | Freezer | Residential | Refrigeration | 0.0082064 | 0.00808 | 73.647 | 64.2441 | Multifamily - High Rise | Freezer - Upright - ESME | 2.1554e-06 | 4.2391e-06 | 6.3397e-06 | 8.5102e-06 | 1.0555e-05 | 1.2187e-05 | 1.3632e-05 | 1.491e-05 | 1.6091e-05 | 1.7115e-05 | 1.7436e-05 | 1.7992e-05 | 1.861e-05 | 1.9117e-05 | 1.9155e-05 | 1.9388e-05 | 1.9339e-05 | 1.9118e-05 | 1.9028e-05 | 1.8908e-05 | 0.00029383 | 0.69682 | 0.7488 | 0.8962 | 1.0289 | 1.26 | 1.3763 | 1.6196 | 1.4847 | 1.2292 | 1.183 | 0.90674 | 0.73948 | 0 | 3.2006 | 3.3748 | 4.096 | 4.7508 | 5.7916 | 6.3522 | 7.4001 | 6.7585 | 5.5528 | 5.4496 | 4.3443 | 3.406 | 0.58726
LO12Med | New | Freezer | Residential | Refrigeration | 0.0082064 | 0.00808 | 73.647 | 64.2441 | Manufactured | Freezer - Upright - ESME | 0.0012218 | 0.0024864 | 0.0038141 | 0.0052367 | 0.0066273 | 0.0078165 | 0.0089217 | 0.0099356 | 0.010931 | 0.011859 | 0.01235 | 0.013018 | 0.013723 | 0.014369 | 0.014673 | 0.01512 | 0.015352 | 0.015473 | 0.015723 | 0.015916 | 0.21456 | 0.69682 | 0.7488 | 0.8962 | 1.0289 | 1.26 | 1.3763 | 1.6196 | 1.4847 | 1.2292 | 1.183 | 0.90674 | 0.73948 | 0 | 3.2006 | 3.3748 | 4.096 | 4.7508 | 5.7916 | 6.3522 | 7.4001 | 6.7585 | 5.5528 | 5.4496 | 4.3443 | 3.406 | 0.58726
LO12Med | NR | Refrigerator | Residential | Refrigeration | 0.0068895 | 0.007052 | 64.4512 | -13.6454 | Single Family | Refrigerator and Refrigerator-Freezer - Bottom-mounted Freezer - ESME | 0.13543 | 0.27025 | 0.40445 | 0.53804 | 0.67102 | 0.79001 | 0.8844 | 0.95917 | 1.0183 | 1.0649 | 1.1015 | 1.1302 | 1.1525 | 1.1697 | 1.1829 | 1.3868 | 1.356 | 1.3274 | 1.3005 | 1.2728 | 18.4963 | 0.65489 | 0.68793 | 0.85758 | 0.95297 | 1.1491 | 1.2063 | 1.406 | 1.4653 | 1.2959 | 1.078 | 0.89447 | 0.67059 | 0 | 2.7714 | 2.8892 | 3.5514 | 4.0432 | 4.8261 | 5.2381 | 6.0362 | 6.239 | 5.4708 | 4.461 | 3.7716 | 2.834 | 9.3998
LO12Med | NR | Refrigerator | Residential | Refrigeration | 0.0068895 | 0.007052 | 64.4512 | -13.6454 | Multifamily - Low Rise | Refrigerator and Refrigerator-Freezer - Bottom-mounted Freezer - ESME | 0.023137 | 0.046169 | 0.069097 | 0.09192 | 0.11464 | 0.13497 | 0.15109 | 0.16387 | 0.17396 | 0.18193 | 0.18818 | 0.19308 | 0.19689 | 0.19984 | 0.20209 | 0.26406 | 0.25565 | 0.24764 | 0.24 | 0.23183 | 3.2645 | 0.65489 | 0.68793 | 0.85758 | 0.95297 | 1.1491 | 1.2063 | 1.406 | 1.4653 | 1.2959 | 1.078 | 0.89447 | 0.67059 | 0 | 2.7714 | 2.8892 | 3.5514 | 4.0432 | 4.8261 | 5.2381 | 6.0362 | 6.239 | 5.4708 | 4.461 | 3.7716 | 2.834 | 9.3998
LO12Med | NR | Refrigerator | Residential | Refrigeration | 0.0068895 | 0.007052 | 64.4512 | -13.6454 | Multifamily - High Rise | Refrigerator and Refrigerator-Freezer - Bottom-mounted Freezer - ESME | 0.0068466 | 0.013662 | 0.020447 | 0.0272 | 0.033923 | 0.039938 | 0.04471 | 0.04849 | 0.051478 | 0.053834 | 0.055686 | 0.057135 | 0.058262 | 0.059134 | 0.059801 | 0.077859 | 0.075315 | 0.073022 | 0.070846 | 0.068513 | 0.96485 | 0.65489 | 0.68793 | 0.85758 | 0.95297 | 1.1491 | 1.2063 | 1.406 | 1.4653 | 1.2959 | 1.078 | 0.89447 | 0.67059 | 0 | 2.7714 | 2.8892 | 3.5514 | 4.0432 | 4.8261 | 5.2381 | 6.0362 | 6.239 | 5.4708 | 4.461 | 3.7716 | 2.834 | 9.3998
LO12Med | NR | Refrigerator | Residential | Refrigeration | 0.0068895 | 0.007052 | 64.4512 | -13.6454 | Manufactured | Refrigerator and Refrigerator-Freezer - Bottom-mounted Freezer - ESME | 0.01529 | 0.030253 | 0.044895 | 0.05922 | 0.073234 | 0.085493 | 0.0949 | 0.10206 | 0.10743 | 0.1114 | 0.11426 | 0.11624 | 0.11754 | 0.11829 | 0.11861 | 0.13162 | 0.12896 | 0.12631 | 0.12366 | 0.12081 | 1.7607 | 0.65489 | 0.68793 | 0.85758 | 0.95297 | 1.1491 | 1.2063 | 1.406 | 1.4653 | 1.2959 | 1.078 | 0.89447 | 0.67059 | 0 | 2.7714 | 2.8892 | 3.5514 | 4.0432 | 4.8261 | 5.2381 | 6.0362 | 6.239 | 5.4708 | 4.461 | 3.7716 | 2.834 | 9.3998
LO12Med | NR | Refrigerator | Residential | Refrigeration | 0.014674 | 0.015021 | 137.2794 | 66.3317 | Single Family | Refrigerator and Refrigerator-Freezer - Side-mounted Freezer - ESME | 0.12698 | 0.25338 | 0.37921 | 0.50447 | 0.62915 | 0.74071 | 0.82922 | 0.89932 | 0.95473 | 0.99843 | 1.0328 | 1.0596 | 1.0806 | 1.0967 | 1.1091 | 1.3003 | 1.2714 | 1.2445 | 1.2194 | 1.1934 | 17.3421 | 1.3949 | 1.4653 | 1.8266 | 2.0298 | 2.4476 | 2.5694 | 2.9948 | 3.1211 | 2.7602 | 2.2962 | 1.9052 | 1.4283 | 0 | 5.9029 | 6.154 | 7.5644 | 8.612 | 10.2795 | 11.157 | 12.857 | 13.289 | 11.6527 | 9.5019 | 8.0334 | 6.0363 | 0.57694
LO12Med | NR | Refrigerator | Residential | Refrigeration | 0.014674 | 0.015021 | 137.2794 | 66.3317 | Multifamily - Low Rise | Refrigerator and Refrigerator-Freezer - Side-mounted Freezer - ESME | 0.021693 | 0.043288 | 0.064785 | 0.086184 | 0.10749 | 0.12654 | 0.14167 | 0.15364 | 0.16311 | 0.17057 | 0.17644 | 0.18103 | 0.1846 | 0.18737 | 0.18948 | 0.24759 | 0.2397 | 0.23219 | 0.22503 | 0.21737 | 3.0608 | 1.3949 | 1.4653 | 1.8266 | 2.0298 | 2.4476 | 2.5694 | 2.9948 | 3.1211 | 2.7602 | 2.2962 | 1.9052 | 1.4283 | 0 | 5.9029 | 6.154 | 7.5644 | 8.612 | 10.2795 | 11.157 | 12.857 | 13.289 | 11.6527 | 9.5019 | 8.0334 | 6.0363 | 0.57694
LO12Med | NR | Refrigerator | Residential | Refrigeration | 0.014674 | 0.015021 | 137.2794 | 66.3317 | Multifamily - High Rise | Refrigerator and Refrigerator-Freezer - Side-mounted Freezer - ESME | 0.0064194 | 0.01281 | 0.019171 | 0.025503 | 0.031806 | 0.037446 | 0.04192 | 0.045464 | 0.048266 | 0.050475 | 0.052211 | 0.053569 | 0.054627 | 0.055444 | 0.056069 | 0.073 | 0.070616 | 0.068465 | 0.066425 | 0.064238 | 0.90465 | 1.3949 | 1.4653 | 1.8266 | 2.0298 | 2.4476 | 2.5694 | 2.9948 | 3.1211 | 2.7602 | 2.2962 | 1.9052 | 1.4283 | 0 | 5.9029 | 6.154 | 7.5644 | 8.612 | 10.2795 | 11.157 | 12.857 | 13.289 | 11.6527 | 9.5019 | 8.0334 | 6.0363 | 0.57694
LO12Med | NR | Refrigerator | Residential | Refrigeration | 0.014674 | 0.015021 | 137.2794 | 66.3317 | Manufactured | Refrigerator and Refrigerator-Freezer - Side-mounted Freezer - ESME | 0.014336 | 0.028365 | 0.042093 | 0.055525 | 0.068664 | 0.080158 | 0.088979 | 0.095687 | 0.10073 | 0.10445 | 0.10713 | 0.10899 | 0.1102 | 0.11091 | 0.11121 | 0.12341 | 0.12092 | 0.11843 | 0.11595 | 0.11327 | 1.6509 | 1.3949 | 1.4653 | 1.8266 | 2.0298 | 2.4476 | 2.5694 | 2.9948 | 3.1211 | 2.7602 | 2.2962 | 1.9052 | 1.4283 | 0 | 5.9029 | 6.154 | 7.5644 | 8.612 | 10.2795 | 11.157 | 12.857 | 13.289 | 11.6527 | 9.5019 | 8.0334 | 6.0363 | 0.57694
LO12Med | NR | Refrigerator | Residential | Refrigeration | 0.0030838 | 0.0031565 | 28.8486 | 208.3878 | Single Family | Refrigerator and Refrigerator-Freezer - Other - ESME | 0.057115 | 0.11397 | 0.17057 | 0.22691 | 0.28299 | 0.33317 | 0.37298 | 0.40451 | 0.42944 | 0.44909 | 0.46454 | 0.47662 | 0.48603 | 0.4933 | 0.49886 | 0.58487 | 0.57188 | 0.55978 | 0.54848 | 0.53679 | 7.8005 | 0.29313 | 0.30792 | 0.38386 | 0.42655 | 0.51435 | 0.53996 | 0.62934 | 0.65589 | 0.58003 | 0.48253 | 0.40037 | 0.30016 | 0 | 1.2405 | 1.2932 | 1.5896 | 1.8098 | 2.1602 | 2.3446 | 2.7018 | 2.7926 | 2.4488 | 1.9968 | 1.6882 | 1.2685 | 0.21631
LO12Med | NR | Refrigerator | Residential | Refrigeration | 0.0030838 | 0.0031565 | 28.8486 | 208.3878 | Multifamily - Low Rise | Refrigerator and Refrigerator-Freezer - Other - ESME | 0.0097577 | 0.019471 | 0.02914 | 0.038765 | 0.048347 | 0.05692 | 0.063721 | 0.069108 | 0.073366 | 0.076724 | 0.079362 | 0.081427 | 0.083035 | 0.084277 | 0.085227 | 0.11136 | 0.10782 | 0.10444 | 0.10122 | 0.097771 | 1.3767 | 0.29313 | 0.30792 | 0.38386 | 0.42655 | 0.51435 | 0.53996 | 0.62934 | 0.65589 | 0.58003 | 0.48253 | 0.40037 | 0.30016 | 0 | 1.2405 | 1.2932 | 1.5896 | 1.8098 | 2.1602 | 2.3446 | 2.7018 | 2.7926 | 2.4488 | 1.9968 | 1.6882 | 1.2685 | 0.21631
LO12Med | NR | Refrigerator | Residential | Refrigeration | 0.0030838 | 0.0031565 | 28.8486 | 208.3878 | Multifamily - High Rise | Refrigerator and Refrigerator-Freezer - Other - ESME | 0.0028874 | 0.0057617 | 0.008623 | 0.011471 | 0.014306 | 0.016843 | 0.018856 | 0.02045 | 0.02171 | 0.022703 | 0.023484 | 0.024095 | 0.024571 | 0.024938 | 0.02522 | 0.032835 | 0.031763 | 0.030795 | 0.029878 | 0.028894 | 0.40691 | 0.29313 | 0.30792 | 0.38386 | 0.42655 | 0.51435 | 0.53996 | 0.62934 | 0.65589 | 0.58003 | 0.48253 | 0.40037 | 0.30016 | 0 | 1.2405 | 1.2932 | 1.5896 | 1.8098 | 2.1602 | 2.3446 | 2.7018 | 2.7926 | 2.4488 | 1.9968 | 1.6882 | 1.2685 | 0.21631
LO12Med | NR | Refrigerator | Residential | Refrigeration | 0.0030838 | 0.0031565 | 28.8486 | 208.3878 | Manufactured | Refrigerator and Refrigerator-Freezer - Other - ESME | 0.0064483 | 0.012759 | 0.018934 | 0.024975 | 0.030885 | 0.036055 | 0.040022 | 0.04304 | 0.045306 | 0.04698 | 0.048186 | 0.049023 | 0.049569 | 0.049886 | 0.050023 | 0.055508 | 0.054388 | 0.05327 | 0.052153 | 0.05095 | 0.74255 | 0.29313 | 0.30792 | 0.38386 | 0.42655 | 0.51435 | 0.53996 | 0.62934 | 0.65589 | 0.58003 | 0.48253 | 0.40037 | 0.30016 | 0 | 1.2405 | 1.2932 | 1.5896 | 1.8098 | 2.1602 | 2.3446 | 2.7018 | 2.7926 | 2.4488 | 1.9968 | 1.6882 | 1.2685 | 0.21631
LO12Med | NR | Freezer | Residential | Refrigeration | 0.0082064 | 0.00808 | 73.647 | 64.2441 | Single Family | Freezer - Upright - ESME | 0.054291 | 0.10834 | 0.16214 | 0.21569 | 0.269 | 0.3167 | 0.35454 | 0.38451 | 0.40821 | 0.42689 | 0.44157 | 0.45306 | 0.462 | 0.46891 | 0.4742 | 0.47819 | 0.47714 | 0.47607 | 0.475 | 0.47392 | 10.4587 | 0.69682 | 0.7488 | 0.8962 | 1.0289 | 1.26 | 1.3763 | 1.6196 | 1.4847 | 1.2292 | 1.183 | 0.90674 | 0.73948 | 0 | 3.2006 | 3.3748 | 4.096 | 4.7508 | 5.7916 | 6.3522 | 7.4001 | 6.7585 | 5.5528 | 5.4496 | 4.3443 | 3.406 | 0.58726
LO12Med | NR | Freezer | Residential | Refrigeration | 0.0082064 | 0.00808 | 73.647 | 64.2441 | Multifamily - Low Rise | Freezer - Upright - ESME | 1.5722e-05 | 3.1372e-05 | 4.6951e-05 | 6.246e-05 | 7.7897e-05 | 9.171e-05 | 0.00010267 | 0.00011135 | 0.00011821 | 0.00012362 | 0.00012787 | 0.0001312 | 0.00013379 | 0.00013579 | 0.00013732 | 0.00013848 | 0.00013817 | 0.00013786 | 0.00013755 | 0.00013724 | 0.0030286 | 0.69682 | 0.7488 | 0.8962 | 1.0289 | 1.26 | 1.3763 | 1.6196 | 1.4847 | 1.2292 | 1.183 | 0.90674 | 0.73948 | 0 | 3.2006 | 3.3748 | 4.096 | 4.7508 | 5.7916 | 6.3522 | 7.4001 | 6.7585 | 5.5528 | 5.4496 | 4.3443 | 3.406 | 0.58726
LO12Med | NR | Freezer | Residential | Refrigeration | 0.0082064 | 0.00808 | 73.647 | 64.2441 | Multifamily - High Rise | Freezer - Upright - ESME | 4.6523e-06 | 9.2834e-06 | 1.3893e-05 | 1.8483e-05 | 2.3051e-05 | 2.7138e-05 | 3.0381e-05 | 3.2949e-05 | 3.4979e-05 | 3.658e-05 | 3.7838e-05 | 3.8823e-05 | 3.9589e-05 | 4.0181e-05 | 4.0634e-05 | 4.0977e-05 | 4.0887e-05 | 4.0795e-05 | 4.0703e-05 | 4.061e-05 | 0.00089621 | 0.69682 | 0.7488 | 0.8962 | 1.0289 | 1.26 | 1.3763 | 1.6196 | 1.4847 | 1.2292 | 1.183 | 0.90674 | 0.73948 | 0 | 3.2006 | 3.3748 | 4.096 | 4.7508 | 5.7916 | 6.3522 | 7.4001 | 6.7585 | 5.5528 | 5.4496 | 4.3443 | 3.406 | 0.58726
LO12Med | NR | Freezer | Residential | Refrigeration | 0.0082064 | 0.00808 | 73.647 | 64.2441 | Manufactured | Freezer - Upright - ESME | 0.0079422 | 0.015715 | 0.02332 | 0.030761 | 0.038041 | 0.044408 | 0.049295 | 0.053012 | 0.055803 | 0.057865 | 0.05935 | 0.060381 | 0.061053 | 0.061444 | 0.061612 | 0.061607 | 0.060953 | 0.060303 | 0.05966 | 0.059022 | 1.3025 | 0.69682 | 0.7488 | 0.8962 | 1.0289 | 1.26 | 1.3763 | 1.6196 | 1.4847 | 1.2292 | 1.183 | 0.90674 | 0.73948 | 0 | 3.2006 | 3.3748 | 4.096 | 4.7508 | 5.7916 | 6.3522 | 7.4001 | 6.7585 | 5.5528 | 5.4496 | 4.3443 | 3.406 | 0.58726
LO12Med | NR | Freezer | Residential | Refrigeration | 0.0065588 | 0.0064578 | 58.8604 | -17.0286 | Single Family | Freezer - Chest - ESME | 0.013593 | 0.027124 | 0.040594 | 0.054002 | 0.067349 | 0.079291 | 0.088766 | 0.09627 | 0.1022 | 0.10688 | 0.11056 | 0.11343 | 0.11567 | 0.1174 | 0.11872 | 0.11972 | 0.11946 | 0.11919 | 0.11892 | 0.11865 | 2.6185 | 0.55691 | 0.59846 | 0.71627 | 0.8223 | 1.007 | 1.0999 | 1.2944 | 1.1866 | 0.98238 | 0.94548 | 0.72469 | 0.59101 | 0 | 2.558 | 2.6972 | 3.2736 | 3.797 | 4.6288 | 5.0768 | 5.9144 | 5.4015 | 4.4379 | 4.3555 | 3.4721 | 2.7222 | 20.3695
LO12Med | NR | Freezer | Residential | Refrigeration | 0.0065588 | 0.0064578 | 58.8604 | -17.0286 | Multifamily - Low Rise | Freezer - Chest - ESME | 3.9362e-06 | 7.8546e-06 | 1.1755e-05 | 1.5638e-05 | 1.9503e-05 | 2.2961e-05 | 2.5705e-05 | 2.7878e-05 | 2.9596e-05 | 3.095e-05 | 3.2015e-05 | 3.2848e-05 | 3.3496e-05 | 3.3997e-05 | 3.438e-05 | 3.467e-05 | 3.4594e-05 | 3.4516e-05 | 3.4438e-05 | 3.436e-05 | 0.00075828 | 0.55691 | 0.59846 | 0.71627 | 0.8223 | 1.007 | 1.0999 | 1.2944 | 1.1866 | 0.98238 | 0.94548 | 0.72469 | 0.59101 | 0 | 2.558 | 2.6972 | 3.2736 | 3.797 | 4.6288 | 5.0768 | 5.9144 | 5.4015 | 4.4379 | 4.3555 | 3.4721 | 2.7222 | 20.3695
LO12Med | NR | Freezer | Residential | Refrigeration | 0.0065588 | 0.0064578 | 58.8604 | -17.0286 | Multifamily - High Rise | Freezer - Chest - ESME | 1.1648e-06 | 2.3243e-06 | 3.4785e-06 | 4.6274e-06 | 5.7712e-06 | 6.7945e-06 | 7.6064e-06 | 8.2494e-06 | 8.7577e-06 | 9.1585e-06 | 9.4735e-06 | 9.72e-06 | 9.9119e-06 | 1.006e-05 | 1.0174e-05 | 1.0259e-05 | 1.0237e-05 | 1.0214e-05 | 1.0191e-05 | 1.0168e-05 | 0.00022438 | 0.55691 | 0.59846 | 0.71627 | 0.8223 | 1.007 | 1.0999 | 1.2944 | 1.1866 | 0.98238 | 0.94548 | 0.72469 | 0.59101 | 0 | 2.558 | 2.6972 | 3.2736 | 3.797 | 4.6288 | 5.0768 | 5.9144 | 5.4015 | 4.4379 | 4.3555 | 3.4721 | 2.7222 | 20.3695
LO12Med | NR | Freezer | Residential | Refrigeration | 0.0065588 | 0.0064578 | 58.8604 | -17.0286 | Manufactured | Freezer - Chest - ESME | 0.0019885 | 0.0039345 | 0.0058386 | 0.0077017 | 0.0095242 | 0.011118 | 0.012342 | 0.013272 | 0.013971 | 0.014488 | 0.014859 | 0.015117 | 0.015286 | 0.015384 | 0.015426 | 0.015425 | 0.015261 | 0.015098 | 0.014937 | 0.014777 | 0.32611 | 0.55691 | 0.59846 | 0.71627 | 0.8223 | 1.007 | 1.0999 | 1.2944 | 1.1866 | 0.98238 | 0.94548 | 0.72469 | 0.59101 | 0 | 2.558 | 2.6972 | 3.2736 | 3.797 | 4.6288 | 5.0768 | 5.9144 | 5.4015 | 4.4379 | 4.3555 | 3.4721 | 2.7222 | 20.3695
LO1Slow | New | WasteWater Heat Recovery | Residential | Water Heating | 0.019816 | 0.014128 | 189.66 | 329.929 | Single Family | SF_DHW Preheat, Electric Resistance | 5.0342e-05 | 7.544e-05 | 0.00016148 | 0.0003003 | 0.00049984 | 0.00076615 | 0.0011305 | 0.0016024 | 0.0021977 | 0.0029013 | 0.0035816 | 0.0043564 | 0.0051548 | 0.0058939 | 0.0063995 | 0.0068415 | 0.0071133 | 0.0072226 | 0.0072637 | 0.0072456 | 0.070759 | 3.5148 | 3.1945 | 3.5224 | 3.3878 | 3.2299 | 2.9104 | 2.6259 | 2.4767 | 2.4837 | 2.7528 | 2.9795 | 3.2811 | 0 | 15.5711 | 13.741 | 14.7616 | 13.2799 | 12.9441 | 12.2125 | 10.6586 | 10.2324 | 10.383 | 11.9575 | 12.7164 | 14.8425 | 0.13375
LO1Slow | New | WasteWater Heat Recovery | Residential | Water Heating | 0.022956 | 0.016366 | 219.7078 | 271.1804 | Single Family | SF_DHW Preheat & Shower Preheat, Electric Resistance | 5.8318e-05 | 8.7392e-05 | 0.00018707 | 0.00034787 | 0.00057903 | 0.00088753 | 0.0013096 | 0.0018563 | 0.0025459 | 0.003361 | 0.004149 | 0.0050466 | 0.0059715 | 0.0068277 | 0.0074134 | 0.0079254 | 0.0082403 | 0.0083669 | 0.0084145 | 0.0083935 | 0.081969 | 4.0717 | 3.7006 | 4.0804 | 3.9245 | 3.7416 | 3.3715 | 3.0419 | 2.8691 | 2.8772 | 3.1889 | 3.4516 | 3.8009 | 0 | 18.038 | 15.918 | 17.1003 | 15.3838 | 14.9948 | 14.1474 | 12.3473 | 11.8535 | 12.028 | 13.852 | 14.731 | 17.194 | 0.1609
LO1Slow | New | WasteWater Heat Recovery | Residential | Water Heating | 0.0099082 | 0.0070638 | 94.83 | 678.0957 | Single Family | SF_DHW Preheat, Electric HPWH | 0.00014264 | 0.00021375 | 0.00045754 | 0.00085084 | 0.0014162 | 0.0021708 | 0.0032032 | 0.0045401 | 0.006227 | 0.0082204 | 0.010148 | 0.012343 | 0.014605 | 0.016699 | 0.018132 | 0.019384 | 0.020154 | 0.020464 | 0.02058 | 0.020529 | 0.20048 | 1.7574 | 1.5972 | 1.7612 | 1.6939 | 1.615 | 1.4552 | 1.3129 | 1.2383 | 1.2419 | 1.3764 | 1.4898 | 1.6406 | 0 | 7.7855 | 6.8705 | 7.3808 | 6.6399 | 6.472 | 6.1063 | 5.3293 | 5.1162 | 5.1915 | 5.9788 | 6.3582 | 7.4212 | 0.066875
LO1Slow | New | WasteWater Heat Recovery | Residential | Water Heating | 0.011478 | 0.008183 | 109.8539 | 560.5984 | Single Family | SF_DHW Preheat & Shower Preheat, Electric HPWH | 0.00016523 | 0.00024761 | 0.00053003 | 0.00098564 | 0.0016406 | 0.0025147 | 0.0037106 | 0.0052594 | 0.0072135 | 0.0095227 | 0.011756 | 0.014299 | 0.016919 | 0.019345 | 0.021005 | 0.022455 | 0.023348 | 0.023706 | 0.023841 | 0.023782 | 0.23225 | 2.0359 | 1.8503 | 2.0402 | 1.9623 | 1.8708 | 1.6858 | 1.5209 | 1.4345 | 1.4386 | 1.5944 | 1.7258 | 1.9005 | 0 | 9.019 | 7.959 | 8.5502 | 7.6919 | 7.4974 | 7.0737 | 6.1736 | 5.9267 | 6.014 | 6.926 | 7.3655 | 8.597 | 0.080449
LO1Slow | New | WasteWater Heat Recovery | Residential | Water Heating | 0.019816 | 0.014128 | 189.66 | 329.929 | Multifamily - Low Rise | MF_DHW Preheat, Electric Resistance | 0.00022873 | 0.00034801 | 0.00075606 | 0.0014266 | 0.0024085 | 0.0037493 | 0.005615 | 0.008069 | 0.01122 | 0.015028 | 0.018841 | 0.023263 | 0.027928 | 0.032422 | 0.035747 | 0.038818 | 0.040966 | 0.042268 | 0.043185 | 0.043792 | 0.39608 | 3.5148 | 3.1945 | 3.5224 | 3.3878 | 3.2299 | 2.9104 | 2.6259 | 2.4767 | 2.4837 | 2.7528 | 2.9795 | 3.2811 | 0 | 15.5711 | 13.741 | 14.7616 | 13.2799 | 12.9441 | 12.2125 | 10.6586 | 10.2324 | 10.383 | 11.9575 | 12.7164 | 14.8425 | 0.13375
LO1Slow | New | WasteWater Heat Recovery | Residential | Water Heating | 0.022956 | 0.016366 | 219.7078 | 224.8082 | Multifamily - Low Rise | MF_DHW Preheat & Shower Preheat, Electric Resistance | 0.00026496 | 0.00040315 | 0.00087584 | 0.0016526 | 0.0027901 | 0.0043433 | 0.0065046 | 0.0093474 | 0.012998 | 0.017408 | 0.021826 | 0.026948 | 0.032352 | 0.037559 | 0.041411 | 0.044968 | 0.047457 | 0.048965 | 0.050027 | 0.05073 | 0.45883 | 4.0717 | 3.7006 | 4.0804 | 3.9245 | 3.7416 | 3.3715 | 3.0419 | 2.8691 | 2.8772 | 3.1889 | 3.4516 | 3.8009 | 0 | 18.038 | 15.918 | 17.1003 | 15.3838 | 14.9948 | 14.1474 | 12.3473 | 11.8535 | 12.028 | 13.852 | 14.731 | 17.194 | 0.1916
LO1Slow | New | WasteWater Heat Recovery | Residential | Water Heating | 0.0099082 | 0.0070638 | 94.83 | 678.0957 | Multifamily - Low Rise | MF_DHW Preheat, Electric HPWH | 3.8121e-05 | 5.8002e-05 | 0.00012601 | 0.00023776 | 0.00040142 | 0.00062489 | 0.00093583 | 0.0013448 | 0.00187 | 0.0025046 | 0.0031402 | 0.0038771 | 0.0046546 | 0.0054037 | 0.0059579 | 0.0064696 | 0.0068277 | 0.0070447 | 0.0071975 | 0.0072986 | 0.066013 | 1.7574 | 1.5972 | 1.7612 | 1.6939 | 1.615 | 1.4552 | 1.3129 | 1.2383 | 1.2419 | 1.3764 | 1.4898 | 1.6406 | 0 | 7.7855 | 6.8705 | 7.3808 | 6.6399 | 6.472 | 6.1063 | 5.3293 | 5.1162 | 5.1915 | 5.9788 | 6.3582 | 7.4212 | 0.066875
LO1Slow | New | WasteWater Heat Recovery | Residential | Water Heating | 0.011478 | 0.008183 | 109.8539 | 467.8542 | Multifamily - Low Rise | MF_DHW Preheat & Shower Preheat, Electric HPWH | 4.4161e-05 | 6.7192e-05 | 0.00014597 | 0.00027543 | 0.00046502 | 0.00072389 | 0.0010841 | 0.0015579 | 0.0021663 | 0.0029014 | 0.0036377 | 0.0044914 | 0.005392 | 0.0062599 | 0.0069018 | 0.0074946 | 0.0079094 | 0.0081608 | 0.0083378 | 0.008455 | 0.076472 | 2.0359 | 1.8503 | 2.0402 | 1.9623 | 1.8708 | 1.6858 | 1.5209 | 1.4345 | 1.4386 | 1.5944 | 1.7258 | 1.9005 | 0 | 9.019 | 7.959 | 8.5502 | 7.6919 | 7.4974 | 7.0737 | 6.1736 | 5.9267 | 6.014 | 6.926 | 7.3655 | 8.597 | 0.095799
LO1Slow | New | WasteWater Heat Recovery | Residential | Water Heating | 0.019816 | 0.014128 | 189.66 | 329.929 | Multifamily - High Rise | MF_DHW Preheat, Electric Resistance | 2.4982e-06 | 3.7787e-06 | 8.226e-06 | 1.5583e-05 | 2.646e-05 | 4.1299e-05 | 6.2072e-05 | 8.9718e-05 | 0.00012519 | 0.00016797 | 0.00021016 | 0.00025905 | 0.00031109 | 0.00036073 | 0.0003971 | 0.00043069 | 0.00045416 | 0.0004668 | 0.00047427 | 0.00047898 | 0.0043858 | 3.5148 | 3.1945 | 3.5224 | 3.3878 | 3.2299 | 2.9104 | 2.6259 | 2.4767 | 2.4837 | 2.7528 | 2.9795 | 3.2811 | 0 | 15.5711 | 13.741 | 14.7616 | 13.2799 | 12.9441 | 12.2125 | 10.6586 | 10.2324 | 10.383 | 11.9575 | 12.7164 | 14.8425 | 0.13375
LO1Slow | New | WasteWater Heat Recovery | Residential | Water Heating | 0.022956 | 0.016366 | 219.7078 | 224.8082 | Multifamily - High Rise | MF_DHW Preheat & Shower Preheat, Electric Resistance | 2.894e-06 | 4.3773e-06 | 9.5292e-06 | 1.8052e-05 | 3.0652e-05 | 4.7842e-05 | 7.1907e-05 | 0.00010393 | 0.00014502 | 0.00019458 | 0.00024346 | 0.00030009 | 0.00036038 | 0.00041788 | 0.00046001 | 0.00049892 | 0.00052611 | 0.00054076 | 0.0005494 | 0.00055487 | 0.0050807 | 4.0717 | 3.7006 | 4.0804 | 3.9245 | 3.7416 | 3.3715 | 3.0419 | 2.8691 | 2.8772 | 3.1889 | 3.4516 | 3.8009 | 0 | 18.038 | 15.918 | 17.1003 | 15.3838 | 14.9948 | 14.1474 | 12.3473 | 11.8535 | 12.028 | 13.852 | 14.731 | 17.194 | 0.1916
LO1Slow | New | WasteWater Heat Recovery | Residential | Water Heating | 0.0099082 | 0.0070638 | 94.83 | 678.0957 | Multifamily - High Rise | MF_DHW Preheat, Electric HPWH | 4.1637e-07 | 6.2978e-07 | 1.371e-06 | 2.5972e-06 | 4.41e-06 | 6.8832e-06 | 1.0345e-05 | 1.4953e-05 | 2.0865e-05 | 2.7994e-05 | 3.5027e-05 | 4.3174e-05 | 5.1849e-05 | 6.0122e-05 | 6.6183e-05 | 7.1781e-05 | 7.5694e-05 | 7.7801e-05 | 7.9044e-05 | 7.9831e-05 | 0.00073097 | 1.7574 | 1.5972 | 1.7612 | 1.6939 | 1.615 | 1.4552 | 1.3129 | 1.2383 | 1.2419 | 1.3764 | 1.4898 | 1.6406 | 0 | 7.7855 | 6.8705 | 7.3808 | 6.6399 | 6.472 | 6.1063 | 5.3293 | 5.1162 | 5.1915 | 5.9788 | 6.3582 | 7.4212 | 0.066875
LO1Slow | New | WasteWater Heat Recovery | Residential | Water Heating | 0.011478 | 0.008183 | 109.8539 | 467.8542 | Multifamily - High Rise | MF_DHW Preheat & Shower Preheat, Electric HPWH | 4.8234e-07 | 7.2955e-07 | 1.5882e-06 | 3.0087e-06 | 5.1087e-06 | 7.9737e-06 | 1.1984e-05 | 1.7322e-05 | 2.4171e-05 | 3.243e-05 | 4.0576e-05 | 5.0014e-05 | 6.0063e-05 | 6.9647e-05 | 7.6668e-05 | 8.3153e-05 | 8.7686e-05 | 9.0126e-05 | 9.1567e-05 | 9.2478e-05 | 0.00084678 | 2.0359 | 1.8503 | 2.0402 | 1.9623 | 1.8708 | 1.6858 | 1.5209 | 1.4345 | 1.4386 | 1.5944 | 1.7258 | 1.9005 | 0 | 9.019 | 7.959 | 8.5502 | 7.6919 | 7.4974 | 7.0737 | 6.1736 | 5.9267 | 6.014 | 6.926 | 7.3655 | 8.597 | 0.095799
LO1Slow | New | GSHP | Residential | HVAC | 0.30375 | 0.25422 | 2215.0534 | 359.6503 | Single Family | Ground Source Heat Pump Upgrade from Air Source Heat Pump - With Desuperheater - New House 4000 square feet or greater | 0.0001186 | 0.00017773 | 0.00038045 | 0.00070748 | 0.0011776 | 0.001805 | 0.0026635 | 0.0037752 | 0.0051778 | 0.0068353 | 0.0084381 | 0.010264 | 0.012145 | 0.013886 | 0.015077 | 0.016118 | 0.016759 | 0.017016 | 0.017113 | 0.01707 | 0.1667 | 49.4504 | 39.2275 | 36.317 | 29.5411 | 22.9607 | 21.196 | 45.9197 | 42.5619 | 25.2978 | 25.3655 | 33.9101 | 53.9175 | 0 | 239.4265 | 190.3211 | 174.7213 | 151.9985 | 99.6973 | 71.3099 | 117.5229 | 109.5426 | 88.7942 | 118.4018 | 164.0287 | 263.6234 | 0.13863
LO1Slow | New | GSHP | Residential | HVAC | 0.19896 | 0.16701 | 1585.684 | 363.8969 | Single Family | Ground Source Heat Pump Upgrade from Air Source Heat Pump - With Desuperheater - New House less than 4000 square feet | 0.00089498 | 0.0013412 | 0.0028708 | 0.0053386 | 0.008886 | 0.013621 | 0.020098 | 0.028487 | 0.039071 | 0.051579 | 0.063673 | 0.077448 | 0.091642 | 0.10478 | 0.11377 | 0.12163 | 0.12646 | 0.1284 | 0.12913 | 0.12881 | 1.2579 | 35.5522 | 29.3112 | 29.6236 | 23.7032 | 19.7814 | 17.6353 | 31.0236 | 28.9119 | 19.6488 | 19.5912 | 24.1402 | 37.069 | 0 | 158.574 | 131.5275 | 127.2401 | 109.0949 | 80.8842 | 62.0265 | 86.6143 | 81.2766 | 69.5775 | 85.5698 | 110.79 | 166.5171 | 0.13215
LO1Slow | NR | GSHP | Residential | HVAC | 0.22603 | 0.19031 | 1777.2856 | 346.9556 | Single Family | Ground Source Heat Pump Upgrade from Air Source Heat Pump - With Desuperheater - Existing House less than 4000 square feet | 0.0042633 | 0.0065424 | 0.014253 | 0.026758 | 0.045685 | 0.072713 | 0.10937 | 0.15675 | 0.21517 | 0.28383 | 0.36059 | 0.44193 | 0.52324 | 0.59947 | 0.66603 | 0.71967 | 0.75917 | 0.78752 | 0.8021 | 0.81334 | 16.3322 | 39.99 | 32.7729 | 32.6968 | 26.2096 | 21.574 | 19.2766 | 34.3161 | 31.9432 | 21.5146 | 21.7414 | 27.1961 | 41.9974 | 0 | 180.7784 | 148.8881 | 142.834 | 122.6889 | 89.0855 | 67.6132 | 95.19 | 89.2669 | 76.4038 | 96.0268 | 125.8881 | 191.3933 | 0.13886
LO1Slow | NR | GSHP | Residential | HVAC | 0.33335 | 0.2792 | 2395.9819 | 377.4962 | Single Family | Ground Source Heat Pump Upgrade from Air Source Heat Pump - With Desuperheater - Existing House 4000 square feet or greater | 0.00054524 | 0.00083672 | 0.0018228 | 0.0034222 | 0.0058427 | 0.0092994 | 0.013988 | 0.020047 | 0.027518 | 0.0363 | 0.046117 | 0.05652 | 0.066919 | 0.076668 | 0.085179 | 0.09204 | 0.097092 | 0.10072 | 0.10258 | 0.10402 | 2.0888 | 53.5321 | 42.1724 | 38.3861 | 31.3211 | 23.9441 | 22.2463 | 49.7768 | 46.0896 | 26.839 | 27.0745 | 36.7723 | 58.8159 | 0 | 262.7732 | 207.4322 | 188.7137 | 164.5656 | 105.3661 | 74.233 | 125.7488 | 117.0789 | 94.1943 | 127.9859 | 179.4545 | 291.4657 | 0.13324
LO12Med | New | HPWH | Residential | Water Heating | 0.1953 | 0.10875 | 1528.8957 | 41.9679 | Single Family | Tier3_buffer | 0.25554 | 0.49794 | 0.73223 | 0.96486 | 1.1731 | 1.3301 | 1.4608 | 1.5668 | 1.662 | 1.7394 | 1.7482 | 1.7802 | 1.8143 | 1.8377 | 1.8162 | 1.812 | 1.7821 | 1.7404 | 1.7146 | 1.6829 | 29.1112 | 24.2901 | 23.3232 | 25.2848 | 30.7342 | 31.3213 | 32.1088 | 28.1546 | 27.01 | 27.7985 | 28.5307 | 29.1663 | 19.9874 | 0 | 86.4373 | 72.3996 | 86.7502 | 92.6225 | 113.3263 | 120.6255 | 112.4574 | 107.4613 | 105.5714 | 104.2293 | 105.618 | 93.687 | 0.80149
LO12Med | New | HPWH | Residential | Water Heating | 0.1953 | 0.10875 | 1528.8957 | 41.9679 | Multifamily - Low Rise | Tier3_buffer | 0 | 0 | 0 | 0 | 0 | 0 | 0 | 0 | 0 | 0 | 0 | 0 | 0 | 0 | 0 | 0 | 0 | 0 | 0 | 0 | 0 | 24.2901 | 23.3232 | 25.2848 | 30.7342 | 31.3213 | 32.1088 | 28.1546 | 27.01 | 27.7985 | 28.5307 | 29.1663 | 19.9874 | 0 | 86.4373 | 72.3996 | 86.7502 | 92.6225 | 113.3263 | 120.6255 | 112.4574 | 107.4613 | 105.5714 | 104.2293 | 105.618 | 93.687 | 0.80149
LO12Med | New | HPWH | Residential | Water Heating | 0.1953 | 0.10875 | 1528.8957 | 41.9679 | Multifamily - High Rise | Tier3_buffer | 0 | 0 | 0 | 0 | 0 | 0 | 0 | 0 | 0 | 0 | 0 | 0 | 0 | 0 | 0 | 0 | 0 | 0 | 0 | 0 | 0 | 24.2901 | 23.3232 | 25.2848 | 30.7342 | 31.3213 | 32.1088 | 28.1546 | 27.01 | 27.7985 | 28.5307 | 29.1663 | 19.9874 | 0 | 86.4373 | 72.3996 | 86.7502 | 92.6225 | 113.3263 | 120.6255 | 112.4574 | 107.4613 | 105.5714 | 104.2293 | 105.618 | 93.687 | 0.80149
LO12Med | New | HPWH | Residential | Water Heating | 0.1953 | 0.10875 | 1528.8957 | 41.9679 | Manufactured | Tier3_buffer | 0.0081729 | 0.016631 | 0.025513 | 0.035028 | 0.04433 | 0.052285 | 0.059677 | 0.066459 | 0.073115 | 0.079324 | 0.082606 | 0.087076 | 0.091791 | 0.096114 | 0.098146 | 0.10113 | 0.10269 | 0.1035 | 0.10517 | 0.10647 | 1.4352 | 24.2901 | 23.3232 | 25.2848 | 30.7342 | 31.3213 | 32.1088 | 28.1546 | 27.01 | 27.7985 | 28.5307 | 29.1663 | 19.9874 | 0 | 86.4373 | 72.3996 | 86.7502 | 92.6225 | 113.3263 | 120.6255 | 112.4574 | 107.4613 | 105.5714 | 104.2293 | 105.618 | 93.687 | 0.80149
LO12Med | New | HPWH | Residential | Water Heating | 0.16509 | 0.070205 | 1399.5139 | 53.2706 | Single Family | Tier3_indor2_hp85 | 0.021211 | 0.041331 | 0.060778 | 0.080087 | 0.097375 | 0.1104 | 0.12125 | 0.13005 | 0.13795 | 0.14437 | 0.14511 | 0.14776 | 0.15059 | 0.15253 | 0.15075 | 0.1504 | 0.14792 | 0.14446 | 0.14232 | 0.13968 | 2.4163 | 18.5545 | 20.0202 | 24.3785 | 31.0905 | 34.3034 | 35.3048 | 31.9754 | 30.8966 | 31.1558 | 29.0145 | 26.5633 | 11.792 | 0 | 45.6172 | 44.1586 | 67.7131 | 77.6072 | 118.5098 | 132.547 | 126.4262 | 120.9007 | 115.465 | 97.8375 | 84.6767 | 43.0054 | 0.6775
LO12Med | New | HPWH | Residential | Water Heating | 0.16509 | 0.070205 | 1399.5139 | 53.2706 | Multifamily - Low Rise | Tier3_indor2_hp85 | 0 | 0 | 0 | 0 | 0 | 0 | 0 | 0 | 0 | 0 | 0 | 0 | 0 | 0 | 0 | 0 | 0 | 0 | 0 | 0 | 0 | 18.5545 | 20.0202 | 24.3785 | 31.0905 | 34.3034 | 35.3048 | 31.9754 | 30.8966 | 31.1558 | 29.0145 | 26.5633 | 11.792 | 0 | 45.6172 | 44.1586 | 67.7131 | 77.6072 | 118.5098 | 132.547 | 126.4262 | 120.9007 | 115.465 | 97.8375 | 84.6767 | 43.0054 | 0.6775
LO12Med | New | HPWH | Residential | Water Heating | 0.16509 | 0.070205 | 1399.5139 | 53.2706 | Multifamily - High Rise | Tier3_indor2_hp85 | 0 | 0 | 0 | 0 | 0 | 0 | 0 | 0 | 0 | 0 | 0 | 0 | 0 | 0 | 0 | 0 | 0 | 0 | 0 | 0 | 0 | 18.5545 | 20.0202 | 24.3785 | 31.0905 | 34.3034 | 35.3048 | 31.9754 | 30.8966 | 31.1558 | 29.0145 | 26.5633 | 11.792 | 0 | 45.6172 | 44.1586 | 67.7131 | 77.6072 | 118.5098 | 132.547 | 126.4262 | 120.9007 | 115.465 | 97.8375 | 84.6767 | 43.0054 | 0.6775
LO12Med | New | HPWH | Residential | Water Heating | 0.16509 | 0.070205 | 1399.5139 | 53.2706 | Manufactured | Tier3_indor2_hp85 | 0.0078856 | 0.016047 | 0.024616 | 0.033797 | 0.042772 | 0.050447 | 0.05758 | 0.064124 | 0.070545 | 0.076536 | 0.079703 | 0.084016 | 0.088565 | 0.092737 | 0.094697 | 0.09758 | 0.099079 | 0.099861 | 0.10147 | 0.10272 | 1.3848 | 18.5545 | 20.0202 | 24.3785 | 31.0905 | 34.3034 | 35.3048 | 31.9754 | 30.8966 | 31.1558 | 29.0145 | 26.5633 | 11.792 | 0 | 45.6172 | 44.1586 | 67.7131 | 77.6072 | 118.5098 | 132.547 | 126.4262 | 120.9007 | 115.465 | 97.8375 | 84.6767 | 43.0054 | 0.6775
LO12Med | New | HPWH | Residential | Water Heating | 0.21794 | 0.11937 | 1708.5661 | 53.7471 | Single Family | Tier3_indor2_gas | 0.07271 | 0.14168 | 0.20834 | 0.27453 | 0.3338 | 0.37846 | 0.41564 | 0.4458 | 0.47288 | 0.49491 | 0.49743 | 0.50653 | 0.51621 | 0.52288 | 0.51676 | 0.51558 | 0.50705 | 0.4952 | 0.48785 | 0.47882 | 8.2831 | 26.2969 | 25.4828 | 27.7943 | 34.0529 | 35.2602 | 36.364 | 34.4069 | 32.9543 | 32.0777 | 31.8502 | 32.124 | 21.3164 | 0 | 92.6701 | 78.0212 | 94.546 | 101.775 | 126.8777 | 135.6933 | 131.6788 | 125.6275 | 120.3961 | 115.6326 | 115.6061 | 100.0611 | 0.67868
LO12Med | New | HPWH | Residential | Water Heating | 0.21794 | 0.11937 | 1708.5661 | 53.7471 | Multifamily - Low Rise | Tier3_indor2_gas | 0 | 0 | 0 | 0 | 0 | 0 | 0 | 0 | 0 | 0 | 0 | 0 | 0 | 0 | 0 | 0 | 0 | 0 | 0 | 0 | 0 | 26.2969 | 25.4828 | 27.7943 | 34.0529 | 35.2602 | 36.364 | 34.4069 | 32.9543 | 32.0777 | 31.8502 | 32.124 | 21.3164 | 0 | 92.6701 | 78.0212 | 94.546 | 101.775 | 126.8777 | 135.6933 | 131.6788 | 125.6275 | 120.3961 | 115.6326 | 115.6061 | 100.0611 | 0.67868
LO12Med | New | HPWH | Residential | Water Heating | 0.21794 | 0.11937 | 1708.5661 | 53.7471 | Multifamily - High Rise | Tier3_indor2_gas | 0 | 0 | 0 | 0 | 0 | 0 | 0 | 0 | 0 | 0 | 0 | 0 | 0 | 0 | 0 | 0 | 0 | 0 | 0 | 0 | 0 | 26.2969 | 25.4828 | 27.7943 | 34.0529 | 35.2602 | 36.364 | 34.4069 | 32.9543 | 32.0777 | 31.8502 | 32.124 | 21.3164 | 0 | 92.6701 | 78.0212 | 94.546 | 101.775 | 126.8777 | 135.6933 | 131.6788 | 125.6275 | 120.3961 | 115.6326 | 115.6061 | 100.0611 | 0.67868
LO12Med | New | HPWH | Residential | Water Heating | 0.21794 | 0.11937 | 1708.5661 | 53.7471 | Manufactured | Tier3_indor2_gas | 0.006418 | 0.01306 | 0.020035 | 0.027507 | 0.034811 | 0.041058 | 0.046863 | 0.052189 | 0.057416 | 0.062292 | 0.064869 | 0.068379 | 0.072081 | 0.075477 | 0.077072 | 0.079419 | 0.080639 | 0.081275 | 0.082588 | 0.083605 | 1.1271 | 26.2969 | 25.4828 | 27.7943 | 34.0529 | 35.2602 | 36.364 | 34.4069 | 32.9543 | 32.0777 | 31.8502 | 32.124 | 21.3164 | 0 | 92.6701 | 78.0212 | 94.546 | 101.775 | 126.8777 | 135.6933 | 131.6788 | 125.6275 | 120.3961 | 115.6326 | 115.6061 | 100.0611 | 0.67868
LO12Med | New | HPWH | Residential | Water Heating | 0.10648 | 0.035299 | 1038.9603 | 85.8576 | Single Family | Tier3_indor2_resistheat | 0.017841 | 0.034764 | 0.051121 | 0.067362 | 0.081904 | 0.092863 | 0.10199 | 0.10939 | 0.11603 | 0.12143 | 0.12205 | 0.12429 | 0.12666 | 0.1283 | 0.1268 | 0.12651 | 0.12442 | 0.12151 | 0.1197 | 0.11749 | 2.0324 | 4.838 | 10.2687 | 15.1982 | 23.9144 | 31.9198 | 35.2517 | 31.8051 | 30.5469 | 29.378 | 24.9313 | 19.0512 | -3.8046 | 0 | -4.7293 | 5.7272 | 32.4728 | 50.5505 | 104.7654 | 129.399 | 125.6365 | 120.2872 | 106.8072 | 77.5513 | 51.536 | -14.3422 | 0.46241
LO12Med | New | HPWH | Residential | Water Heating | 0.10648 | 0.035299 | 1038.9603 | 85.8576 | Multifamily - Low Rise | Tier3_indor2_resistheat | 0 | 0 | 0 | 0 | 0 | 0 | 0 | 0 | 0 | 0 | 0 | 0 | 0 | 0 | 0 | 0 | 0 | 0 | 0 | 0 | 0 | 4.838 | 10.2687 | 15.1982 | 23.9144 | 31.9198 | 35.2517 | 31.8051 | 30.5469 | 29.378 | 24.9313 | 19.0512 | -3.8046 | 0 | -4.7293 | 5.7272 | 32.4728 | 50.5505 | 104.7654 | 129.399 | 125.6365 | 120.2872 | 106.8072 | 77.5513 | 51.536 | -14.3422 | 0.46241
LO12Med | New | HPWH | Residential | Water Heating | 0.10648 | 0.035299 | 1038.9603 | 85.8576 | Multifamily - High Rise | Tier3_indor2_resistheat | 0 | 0 | 0 | 0 | 0 | 0 | 0 | 0 | 0 | 0 | 0 | 0 | 0 | 0 | 0 | 0 | 0 | 0 | 0 | 0 | 0 | 4.838 | 10.2687 | 15.1982 | 23.9144 | 31.9198 | 35.2517 | 31.8051 | 30.5469 | 29.378 | 24.9313 | 19.0512 | -3.8046 | 0 | -4.7293 | 5.7272 | 32.4728 | 50.5505 | 104.7654 | 129.399 | 125.6365 | 120.2872 | 106.8072 | 77.5513 | 51.536 | -14.3422 | 0.46241
LO12Med | New | HPWH | Residential | Water Heating | 0.10648 | 0.035299 | 1038.9603 | 85.8576 | Manufactured | Tier3_indor2_resistheat | 0.0097568 | 0.019855 | 0.030457 | 0.041817 | 0.052921 | 0.062418 | 0.071243 | 0.079339 | 0.087285 | 0.094697 | 0.098615 | 0.10395 | 0.10958 | 0.11474 | 0.11717 | 0.12073 | 0.12259 | 0.12356 | 0.12555 | 0.1271 | 1.7134 | 4.838 | 10.2687 | 15.1982 | 23.9144 | 31.9198 | 35.2517 | 31.8051 | 30.5469 | 29.378 | 24.9313 | 19.0512 | -3.8046 | 0 | -4.7293 | 5.7272 | 32.4728 | 50.5505 | 104.7654 | 129.399 | 125.6365 | 120.2872 | 106.8072 | 77.5513 | 51.536 | -14.3422 | 0.46241
LO12Med | New | HPWH | Residential | Water Heating | 0.25224 | 0.14045 | 1974.6499 | 173.9857 | Single Family | Tier3 NoResistance_SplitSystem | 0 | 0 | 0 | 0 | 0 | 0 | 0 | 0 | 0 | 0 | 0 | 0 | 0 | 0 | 0 | 0 | 0 | 0 | 0 | 0 | 0 | 31.3719 | 30.1231 | 32.6566 | 39.6948 | 40.4532 | 41.4703 | 36.3631 | 34.8849 | 35.9033 | 36.849 | 37.6699 | 25.8148 | 0 | 111.6384 | 93.508 | 112.0424 | 119.6269 | 146.3669 | 155.7942 | 145.2448 | 138.792 | 136.351 | 134.6176 | 136.4113 | 121.0017 | 0.26095
LO12Med | New | HPWH | Residential | Water Heating | 0.25224 | 0.14045 | 1974.6499 | 173.9857 | Multifamily - Low Rise | Tier3 NoResistance_SplitSystem | 0.24164 | 0.47808 | 0.7135 | 0.95395 | 1.1765 | 1.3547 | 1.51 | 1.642 | 1.7659 | 1.875 | 1.9141 | 1.9784 | 2.0457 | 2.1039 | 2.1114 | 2.1397 | 2.136 | 2.1198 | 2.1216 | 2.1168 | 32.4988 | 31.3719 | 30.1231 | 32.6566 | 39.6948 | 40.4532 | 41.4703 | 36.3631 | 34.8849 | 35.9033 | 36.849 | 37.6699 | 25.8148 | 0 | 111.6384 | 93.508 | 112.0424 | 119.6269 | 146.3669 | 155.7942 | 145.2448 | 138.792 | 136.351 | 134.6176 | 136.4113 | 121.0017 | 0.26095
LO12Med | New | HPWH | Residential | Water Heating | 0.25224 | 0.14045 | 1974.6499 | 173.9857 | Multifamily - High Rise | Tier3 NoResistance_SplitSystem | 0 | 0 | 0 | 0 | 0 | 0 | 0 | 0 | 0 | 0 | 0 | 0 | 0 | 0 | 0 | 0 | 0 | 0 | 0 | 0 | 0 | 31.3719 | 30.1231 | 32.6566 | 39.6948 | 40.4532 | 41.4703 | 36.3631 | 34.8849 | 35.9033 | 36.849 | 37.6699 | 25.8148 | 0 | 111.6384 | 93.508 | 112.0424 | 119.6269 | 146.3669 | 155.7942 | 145.2448 | 138.792 | 136.351 | 134.6176 | 136.4113 | 121.0017 | 0.26095
LO12Med | New | HPWH | Residential | Water Heating | 0.25224 | 0.14045 | 1974.6499 | 173.9857 | Manufactured | Tier3 NoResistance_SplitSystem | 0 | 0 | 0 | 0 | 0 | 0 | 0 | 0 | 0 | 0 | 0 | 0 | 0 | 0 | 0 | 0 | 0 | 0 | 0 | 0 | 0 | 31.3719 | 30.1231 | 32.6566 | 39.6948 | 40.4532 | 41.4703 | 36.3631 | 34.8849 | 35.9033 | 36.849 | 37.6699 | 25.8148 | 0 | 111.6384 | 93.508 | 112.0424 | 119.6269 | 146.3669 | 155.7942 | 145.2448 | 138.792 | 136.351 | 134.6176 | 136.4113 | 121.0017 | 0.26095
LO5Med | NR | HPWH | Residential | Water Heating | 0.1953 | 0.10875 | 1528.8957 | 41.9679 | Single Family | Tier3_buffer | 0.67596 | 1.5025 | 2.5101 | 3.6754 | 4.9997 | 6.5428 | 8.2293 | 9.9448 | 11.5527 | 12.9248 | 13.9752 | 14.6827 | 15.0907 | 17.3813 | 17.0806 | 16.8021 | 16.5437 | 16.272 | 16.0203 | 15.8312 | 205.5412 | 24.2901 | 23.3232 | 25.2848 | 30.7342 | 31.3213 | 32.1088 | 28.1546 | 27.01 | 27.7985 | 28.5307 | 29.1663 | 19.9874 | 0 | 86.4373 | 72.3996 | 86.7502 | 92.6225 | 113.3263 | 120.6255 | 112.4574 | 107.4613 | 105.5714 | 104.2293 | 105.618 | 93.687 | 0.80149
LO5Med | NR | HPWH | Residential | Water Heating | 0.1953 | 0.10875 | 1528.8957 | 41.9679 | Multifamily - Low Rise | Tier3_buffer | 0 | 0 | 0 | 0 | 0 | 0 | 0 | 0 | 0 | 0 | 0 | 0 | 0 | 0 | 0 | 0 | 0 | 0 | 0 | 0 | 0 | 24.2901 | 23.3232 | 25.2848 | 30.7342 | 31.3213 | 32.1088 | 28.1546 | 27.01 | 27.7985 | 28.5307 | 29.1663 | 19.9874 | 0 | 86.4373 | 72.3996 | 86.7502 | 92.6225 | 113.3263 | 120.6255 | 112.4574 | 107.4613 | 105.5714 | 104.2293 | 105.618 | 93.687 | 0.80149
LO5Med | NR | HPWH | Residential | Water Heating | 0.1953 | 0.10875 | 1528.8957 | 41.9679 | Multifamily - High Rise | Tier3_buffer | 0 | 0 | 0 | 0 | 0 | 0 | 0 | 0 | 0 | 0 | 0 | 0 | 0 | 0 | 0 | 0 | 0 | 0 | 0 | 0 | 0 | 24.2901 | 23.3232 | 25.2848 | 30.7342 | 31.3213 | 32.1088 | 28.1546 | 27.01 | 27.7985 | 28.5307 | 29.1663 | 19.9874 | 0 | 86.4373 | 72.3996 | 86.7502 | 92.6225 | 113.3263 | 120.6255 | 112.4574 | 107.4613 | 105.5714 | 104.2293 | 105.618 | 93.687 | 0.80149
LO5Med | NR | HPWH | Residential | Water Heating | 0.1953 | 0.10875 | 1528.8957 | 41.9679 | Manufactured | Tier3_buffer | 0.037903 | 0.08354 | 0.13839 | 0.20092 | 0.27101 | 0.35166 | 0.43858 | 0.52553 | 0.60535 | 0.67154 | 0.71999 | 0.75006 | 0.7644 | 0.83434 | 0.82026 | 0.80633 | 0.79254 | 0.77769 | 0.76305 | 0.7504 | 9.6908 | 24.2901 | 23.3232 | 25.2848 | 30.7342 | 31.3213 | 32.1088 | 28.1546 | 27.01 | 27.7985 | 28.5307 | 29.1663 | 19.9874 | 0 | 86.4373 | 72.3996 | 86.7502 | 92.6225 | 113.3263 | 120.6255 | 112.4574 | 107.4613 | 105.5714 | 104.2293 | 105.618 | 93.687 | 0.80149
LO5Med | NR | HPWH | Residential | Water Heating | 0.16509 | 0.070205 | 1399.5139 | 53.2706 | Single Family | Tier3_indor2_hp85 | 0.056107 | 0.12471 | 0.20835 | 0.30507 | 0.41499 | 0.54308 | 0.68306 | 0.82545 | 0.95892 | 1.0728 | 1.16 | 1.2187 | 1.2526 | 1.4427 | 1.4178 | 1.3946 | 1.3732 | 1.3506 | 1.3297 | 1.3141 | 17.0607 | 18.5545 | 20.0202 | 24.3785 | 31.0905 | 34.3034 | 35.3048 | 31.9754 | 30.8966 | 31.1558 | 29.0145 | 26.5633 | 11.792 | 0 | 45.6172 | 44.1586 | 67.7131 | 77.6072 | 118.5098 | 132.547 | 126.4262 | 120.9007 | 115.465 | 97.8375 | 84.6767 | 43.0054 | 0.6775
LO5Med | NR | HPWH | Residential | Water Heating | 0.16509 | 0.070205 | 1399.5139 | 53.2706 | Multifamily - Low Rise | Tier3_indor2_hp85 | 0 | 0 | 0 | 0 | 0 | 0 | 0 | 0 | 0 | 0 | 0 | 0 | 0 | 0 | 0 | 0 | 0 | 0 | 0 | 0 | 0 | 18.5545 | 20.0202 | 24.3785 | 31.0905 | 34.3034 | 35.3048 | 31.9754 | 30.8966 | 31.1558 | 29.0145 | 26.5633 | 11.792 | 0 | 45.6172 | 44.1586 | 67.7131 | 77.6072 | 118.5098 | 132.547 | 126.4262 | 120.9007 | 115.465 | 97.8375 | 84.6767 | 43.0054 | 0.6775
LO5Med | NR | HPWH | Residential | Water Heating | 0.16509 | 0.070205 | 1399.5139 | 53.2706 | Multifamily - High Rise | Tier3_indor2_hp85 | 0 | 0 | 0 | 0 | 0 | 0 | 0 | 0 | 0 | 0 | 0 | 0 | 0 | 0 | 0 | 0 | 0 | 0 | 0 | 0 | 0 | 18.5545 | 20.0202 | 24.3785 | 31.0905 | 34.3034 | 35.3048 | 31.9754 | 30.8966 | 31.1558 | 29.0145 | 26.5633 | 11.792 | 0 | 45.6172 | 44.1586 | 67.7131 | 77.6072 | 118.5098 | 132.547 | 126.4262 | 120.9007 | 115.465 | 97.8375 | 84.6767 | 43.0054 | 0.6775
LO5Med | NR | HPWH | Residential | Water Heating | 0.16509 | 0.070205 | 1399.5139 | 53.2706 | Manufactured | Tier3_indor2_hp85 | 0.036571 | 0.080604 | 0.13352 | 0.19386 | 0.26148 | 0.3393 | 0.42316 | 0.50706 | 0.58408 | 0.64794 | 0.69468 | 0.7237 | 0.73753 | 0.80502 | 0.79143 | 0.77799 | 0.76468 | 0.75036 | 0.73623 | 0.72402 | 9.3502 | 18.5545 | 20.0202 | 24.3785 | 31.0905 | 34.3034 | 35.3048 | 31.9754 | 30.8966 | 31.1558 | 29.0145 | 26.5633 | 11.792 | 0 | 45.6172 | 44.1586 | 67.7131 | 77.6072 | 118.5098 | 132.547 | 126.4262 | 120.9007 | 115.465 | 97.8375 | 84.6767 | 43.0054 | 0.6775
LO5Med | NR | HPWH | Residential | Water Heating | 0.21794 | 0.11937 | 1708.5661 | 53.7471 | Single Family | Tier3_indor2_gas | 0.19233 | 0.42751 | 0.71421 | 1.0458 | 1.4226 | 1.8616 | 2.3415 | 2.8296 | 3.2871 | 3.6775 | 3.9764 | 4.1777 | 4.2938 | 4.9455 | 4.86 | 4.7807 | 4.7072 | 4.6299 | 4.5583 | 4.5045 | 58.483 | 26.2969 | 25.4828 | 27.7943 | 34.0529 | 35.2602 | 36.364 | 34.4069 | 32.9543 | 32.0777 | 31.8502 | 32.124 | 21.3164 | 0 | 92.6701 | 78.0212 | 94.546 | 101.775 | 126.8777 | 135.6933 | 131.6788 | 125.6275 | 120.3961 | 115.6326 | 115.6061 | 100.0611 | 0.67868
LO5Med | NR | HPWH | Residential | Water Heating | 0.21794 | 0.11937 | 1708.5661 | 53.7471 | Multifamily - Low Rise | Tier3_indor2_gas | 0 | 0 | 0 | 0 | 0 | 0 | 0 | 0 | 0 | 0 | 0 | 0 | 0 | 0 | 0 | 0 | 0 | 0 | 0 | 0 | 0 | 26.2969 | 25.4828 | 27.7943 | 34.0529 | 35.2602 | 36.364 | 34.4069 | 32.9543 | 32.0777 | 31.8502 | 32.124 | 21.3164 | 0 | 92.6701 | 78.0212 | 94.546 | 101.775 | 126.8777 | 135.6933 | 131.6788 | 125.6275 | 120.3961 | 115.6326 | 115.6061 | 100.0611 | 0.67868
LO5Med | NR | HPWH | Residential | Water Heating | 0.21794 | 0.11937 | 1708.5661 | 53.7471 | Multifamily - High Rise | Tier3_indor2_gas | 0 | 0 | 0 | 0 | 0 | 0 | 0 | 0 | 0 | 0 | 0 | 0 | 0 | 0 | 0 | 0 | 0 | 0 | 0 | 0 | 0 | 26.2969 | 25.4828 | 27.7943 | 34.0529 | 35.2602 | 36.364 | 34.4069 | 32.9543 | 32.0777 | 31.8502 | 32.124 | 21.3164 | 0 | 92.6701 | 78.0212 | 94.546 | 101.775 | 126.8777 | 135.6933 | 131.6788 | 125.6275 | 120.3961 | 115.6326 | 115.6061 | 100.0611 | 0.67868
LO5Med | NR | HPWH | Residential | Water Heating | 0.21794 | 0.11937 | 1708.5661 | 53.7471 | Manufactured | Tier3_indor2_gas | 0.029765 | 0.065602 | 0.10867 | 0.15778 | 0.21282 | 0.27615 | 0.34441 | 0.41269 | 0.47537 | 0.52735 | 0.56539 | 0.58901 | 0.60027 | 0.65519 | 0.64414 | 0.6332 | 0.62236 | 0.61071 | 0.59921 | 0.58927 | 7.61 | 26.2969 | 25.4828 | 27.7943 | 34.0529 | 35.2602 | 36.364 | 34.4069 | 32.9543 | 32.0777 | 31.8502 | 32.124 | 21.3164 | 0 | 92.6701 | 78.0212 | 94.546 | 101.775 | 126.8777 | 135.6933 | 131.6788 | 125.6275 | 120.3961 | 115.6326 | 115.6061 | 100.0611 | 0.67868
LO5Med | NR | HPWH | Residential | Water Heating | 0.10648 | 0.035299 | 1038.9603 | 85.8576 | Single Family | Tier3_indor2_resistheat | 0.047192 | 0.1049 | 0.17525 | 0.2566 | 0.34905 | 0.45679 | 0.57453 | 0.6943 | 0.80656 | 0.90235 | 0.97568 | 1.0251 | 1.0536 | 1.2135 | 1.1925 | 1.173 | 1.155 | 1.136 | 1.1185 | 1.1053 | 14.3499 | 4.838 | 10.2687 | 15.1982 | 23.9144 | 31.9198 | 35.2517 | 31.8051 | 30.5469 | 29.378 | 24.9313 | 19.0512 | -3.8046 | 0 | -4.7293 | 5.7272 | 32.4728 | 50.5505 | 104.7654 | 129.399 | 125.6365 | 120.2872 | 106.8072 | 77.5513 | 51.536 | -14.3422 | 0.46241
LO5Med | NR | HPWH | Residential | Water Heating | 0.10648 | 0.035299 | 1038.9603 | 85.8576 | Multifamily - Low Rise | Tier3_indor2_resistheat | 0 | 0 | 0 | 0 | 0 | 0 | 0 | 0 | 0 | 0 | 0 | 0 | 0 | 0 | 0 | 0 | 0 | 0 | 0 | 0 | 0 | 4.838 | 10.2687 | 15.1982 | 23.9144 | 31.9198 | 35.2517 | 31.8051 | 30.5469 | 29.378 | 24.9313 | 19.0512 | -3.8046 | 0 | -4.7293 | 5.7272 | 32.4728 | 50.5505 | 104.7654 | 129.399 | 125.6365 | 120.2872 | 106.8072 | 77.5513 | 51.536 | -14.3422 | 0.46241
LO5Med | NR | HPWH | Residential | Water Heating | 0.10648 | 0.035299 | 1038.9603 | 85.8576 | Multifamily - High Rise | Tier3_indor2_resistheat | 0 | 0 | 0 | 0 | 0 | 0 | 0 | 0 | 0 | 0 | 0 | 0 | 0 | 0 | 0 | 0 | 0 | 0 | 0 | 0 | 0 | 4.838 | 10.2687 | 15.1982 | 23.9144 | 31.9198 | 35.2517 | 31.8051 | 30.5469 | 29.378 | 24.9313 | 19.0512 | -3.8046 | 0 | -4.7293 | 5.7272 | 32.4728 | 50.5505 | 104.7654 | 129.399 | 125.6365 | 120.2872 | 106.8072 | 77.5513 | 51.536 | -14.3422 | 0.46241
LO5Med | NR | HPWH | Residential | Water Heating | 0.10648 | 0.035299 | 1038.9603 | 85.8576 | Manufactured | Tier3_indor2_resistheat | 0.045249 | 0.09973 | 0.16521 | 0.23986 | 0.32353 | 0.41981 | 0.52358 | 0.62738 | 0.72267 | 0.80169 | 0.85952 | 0.89542 | 0.91254 | 0.99603 | 0.97923 | 0.9626 | 0.94613 | 0.92841 | 0.91093 | 0.89583 | 11.5689 | 4.838 | 10.2687 | 15.1982 | 23.9144 | 31.9198 | 35.2517 | 31.8051 | 30.5469 | 29.378 | 24.9313 | 19.0512 | -3.8046 | 0 | -4.7293 | 5.7272 | 32.4728 | 50.5505 | 104.7654 | 129.399 | 125.6365 | 120.2872 | 106.8072 | 77.5513 | 51.536 | -14.3422 | 0.46241
LO5Med | NR | HPWH | Residential | Water Heating | 0.25224 | 0.14045 | 1974.6499 | 173.9857 | Single Family | Tier3 NoResistance_SplitSystem | 0 | 0 | 0 | 0 | 0 | 0 | 0 | 0 | 0 | 0 | 0 | 0 | 0 | 0 | 0 | 0 | 0 | 0 | 0 | 0 | 0 | 31.3719 | 30.1231 | 32.6566 | 39.6948 | 40.4532 | 41.4703 | 36.3631 | 34.8849 | 35.9033 | 36.849 | 37.6699 | 25.8148 | 0 | 111.6384 | 93.508 | 112.0424 | 119.6269 | 146.3669 | 155.7942 | 145.2448 | 138.792 | 136.351 | 134.6176 | 136.4113 | 121.0017 | 0.26095
LO5Med | NR | HPWH | Residential | Water Heating | 0.25224 | 0.14045 | 1974.6499 | 173.9857 | Multifamily - Low Rise | Tier3 NoResistance_SplitSystem | 0.31623 | 0.70291 | 1.1743 | 1.7195 | 2.339 | 3.0609 | 3.8499 | 4.6524 | 5.4047 | 6.0466 | 6.5379 | 6.8689 | 7.0598 | 9.1439 | 8.9029 | 8.6757 | 8.4611 | 8.2267 | 8.0071 | 7.8453 | 101.1846 | 31.3719 | 30.1231 | 32.6566 | 39.6948 | 40.4532 | 41.4703 | 36.3631 | 34.8849 | 35.9033 | 36.849 | 37.6699 | 25.8148 | 0 | 111.6384 | 93.508 | 112.0424 | 119.6269 | 146.3669 | 155.7942 | 145.2448 | 138.792 | 136.351 | 134.6176 | 136.4113 | 121.0017 | 0.26095
LO5Med | NR | HPWH | Residential | Water Heating | 0.25224 | 0.14045 | 1974.6499 | 173.9857 | Multifamily - High Rise | Tier3 NoResistance_SplitSystem | 0 | 0 | 0 | 0 | 0 | 0 | 0 | 0 | 0 | 0 | 0 | 0 | 0 | 0 | 0 | 0 | 0 | 0 | 0 | 0 | 0 | 31.3719 | 30.1231 | 32.6566 | 39.6948 | 40.4532 | 41.4703 | 36.3631 | 34.8849 | 35.9033 | 36.849 | 37.6699 | 25.8148 | 0 | 111.6384 | 93.508 | 112.0424 | 119.6269 | 146.3669 | 155.7942 | 145.2448 | 138.792 | 136.351 | 134.6176 | 136.4113 | 121.0017 | 0.26095
LO5Med | NR | HPWH | Residential | Water Heating | 0.25224 | 0.14045 | 1974.6499 | 173.9857 | Manufactured | Tier3 NoResistance_SplitSystem | 0 | 0 | 0 | 0 | 0 | 0 | 0 | 0 | 0 | 0 | 0 | 0 | 0 | 0 | 0 | 0 | 0 | 0 | 0 | 0 | 0 | 31.3719 | 30.1231 | 32.6566 | 39.6948 | 40.4532 | 41.4703 | 36.3631 | 34.8849 | 35.9033 | 36.849 | 37.6699 | 25.8148 | 0 | 111.6384 | 93.508 | 112.0424 | 119.6269 | 146.3669 | 155.7942 | 145.2448 | 138.792 | 136.351 | 134.6176 | 136.4113 | 121.0017 | 0.26095
LO3Slow | New | Heat Recovery Ventilation | Residential | HVAC | 0.091925 | 0.073478 | 543.6441 | 353.588 | Single Family | HRV HZ3CZ2 | 7.3192e-05 | 0.0001834 | 0.00039957 | 0.00077499 | 0.001329 | 0.0020506 | 0.0029709 | 0.0040409 | 0.0052195 | 0.0064009 | 0.0072817 | 0.0081429 | 0.0088851 | 0.00944 | 0.0096306 | 0.0098011 | 0.0098313 | 0.0097211 | 0.0096488 | 0.0095211 | 0.11535 | 11.2412 | 7.925 | 5.111 | 4.5733 | 2.7164 | 3.2779 | 16.4292 | 15.1422 | 5.918 | 4.7991 | 7.9227 | 13.7735 | 0 | 66.564 | 48.0107 | 38.2638 | 34.9717 | 15.5886 | 7.6789 | 33.1962 | 30.3399 | 18.8288 | 27.1712 | 43.6759 | 80.5251 | 0.15636
LO3Slow | New | Heat Recovery Ventilation | Residential | HVAC | 0.084908 | 0.069396 | 501.3397 | 385.7891 | Single Family | HRV HZ3CZ3 | 6.8077e-06 | 1.7059e-05 | 3.7165e-05 | 7.2084e-05 | 0.00012361 | 0.00019073 | 0.00027633 | 0.00037585 | 0.00048547 | 0.00059537 | 0.00067729 | 0.00075739 | 0.00082643 | 0.00087804 | 0.00089577 | 0.00091162 | 0.00091444 | 0.00090419 | 0.00089746 | 0.00088559 | 0.010729 | 10.7483 | 7.5776 | 4.8869 | 4.3381 | 2.3654 | 2.8059 | 13.4229 | 12.3298 | 4.8576 | 4.4554 | 7.5753 | 13.1696 | 0 | 63.6455 | 45.9056 | 36.5862 | 33.3002 | 14.2722 | 6.7463 | 27.1902 | 24.8308 | 15.9502 | 25.6245 | 41.7609 | 76.9944 | 0.14338
LO3Slow | New | Heat Recovery Ventilation | Residential | HVAC | 0.06549 | 0.054914 | 385.9485 | 509.5259 | Single Family | HRV HZ3CZ1 | 0.0002253 | 0.00056456 | 0.00123 | 0.0023856 | 0.0040909 | 0.0063122 | 0.0091451 | 0.012439 | 0.016067 | 0.019704 | 0.022415 | 0.025066 | 0.027351 | 0.029059 | 0.029645 | 0.03017 | 0.030263 | 0.029924 | 0.029702 | 0.029308 | 0.35507 | 8.6225 | 6.0789 | 3.9203 | 3.4496 | 1.6937 | 1.9624 | 8.7586 | 8.0025 | 3.1927 | 3.4571 | 6.077 | 10.5649 | 0 | 51.0574 | 36.8263 | 29.35 | 26.5925 | 10.893 | 4.8882 | 17.8122 | 16.2462 | 10.9908 | 20.2441 | 33.5013 | 61.7662 | 0.10964
LO3Slow | New | Heat Recovery Ventilation | Residential | HVAC | 0.048033 | 0.038353 | 284.0908 | 702.3 | Single Family | HRV HZ2CZ2 | 0.00031181 | 0.00078133 | 0.0017023 | 0.0033016 | 0.0056616 | 0.0087358 | 0.012656 | 0.017215 | 0.022236 | 0.027269 | 0.031022 | 0.03469 | 0.037852 | 0.040216 | 0.041028 | 0.041754 | 0.041883 | 0.041414 | 0.041106 | 0.040562 | 0.4914 | 5.8639 | 4.1341 | 2.6661 | 2.3866 | 1.4233 | 1.7188 | 8.6322 | 7.9571 | 3.1088 | 2.507 | 4.1328 | 7.1849 | 0 | 34.7229 | 25.0446 | 19.9602 | 18.2466 | 8.1489 | 4.0218 | 17.44 | 15.94 | 9.8776 | 14.1834 | 22.7834 | 42.0057 | 0.081733
LO3Slow | New | Heat Recovery Ventilation | Residential | HVAC | 0.044432 | 0.033532 | 263.8201 | 758.434 | Single Family | HRV HZ2CZ3 | 3.8301e-05 | 9.5975e-05 | 0.0002091 | 0.00040555 | 0.00069544 | 0.0010731 | 0.0015547 | 0.0021146 | 0.0027313 | 0.0033496 | 0.0038105 | 0.0042612 | 0.0046496 | 0.0049399 | 0.0050397 | 0.0051289 | 0.0051447 | 0.0050871 | 0.0050492 | 0.0049824 | 0.060361 | 4.9589 | 3.496 | 2.2546 | 2.0625 | 1.4997 | 1.8726 | 10.2181 | 9.4718 | 3.6515 | 2.2902 | 3.495 | 6.076 | 0 | 29.3636 | 21.1791 | 16.8795 | 15.6067 | 7.6992 | 4.1618 | 20.5577 | 18.8145 | 10.974 | 12.4479 | 19.2669 | 35.5224 | 0.076936
LO3Slow | New | Heat Recovery Ventilation | Residential | HVAC | 0.039041 | 0.031943 | 230.5018 | 872.1006 | Single Family | HRV HZ2CZ1 | 0.0001572 | 0.00039391 | 0.0008582 | 0.0016645 | 0.0028543 | 0.0044042 | 0.0063808 | 0.008679 | 0.01121 | 0.013748 | 0.01564 | 0.017489 | 0.019083 | 0.020275 | 0.020684 | 0.021051 | 0.021116 | 0.020879 | 0.020724 | 0.020449 | 0.24774 | 4.9502 | 3.4899 | 2.2507 | 1.9972 | 1.0844 | 1.2853 | 6.1333 | 5.6328 | 2.2201 | 2.0491 | 3.4889 | 6.0653 | 0 | 29.3124 | 21.1422 | 16.85 | 15.3337 | 6.5597 | 3.0943 | 12.4256 | 11.3469 | 7.3022 | 11.794 | 19.2333 | 35.4603 | 0.065906
LO3Slow | New | Heat Recovery Ventilation | Residential | HVAC | 0.035224 | 0.02574 | 209.5892 | 961.9503 | Single Family | HRV HZ1CZ3 | 0.0002754 | 0.0006901 | 0.0015035 | 0.0029161 | 0.0050005 | 0.0077158 | 0.011179 | 0.015205 | 0.019639 | 0.024085 | 0.027399 | 0.030639 | 0.033432 | 0.03552 | 0.036237 | 0.036879 | 0.036993 | 0.036578 | 0.036306 | 0.035826 | 0.43402 | 3.7296 | 2.6294 | 1.6957 | 1.5722 | 1.2682 | 1.6069 | 9.0675 | 8.4231 | 3.2307 | 1.8031 | 2.6286 | 4.5698 | 0 | 22.0845 | 15.9289 | 12.6951 | 11.8214 | 6.1733 | 3.4905 | 18.2135 | 16.6777 | 9.4952 | 9.577 | 14.4907 | 26.7165 | 0.061568
LO3Slow | New | Heat Recovery Ventilation | Residential | HVAC | 0.024374 | 0.017781 | 145.0455 | 1402.4974 | Single Family | HRV HZ1CZ2 | 0.0002245 | 0.00056254 | 0.0012256 | 0.0023771 | 0.0040762 | 0.0062896 | 0.0091124 | 0.012394 | 0.016009 | 0.019633 | 0.022335 | 0.024976 | 0.027253 | 0.028955 | 0.029539 | 0.030062 | 0.030155 | 0.029817 | 0.029595 | 0.029204 | 0.3538 | 2.5735 | 1.8143 | 1.1701 | 1.0856 | 0.8804 | 1.1164 | 6.3095 | 5.8617 | 2.2477 | 1.2472 | 1.8138 | 3.1532 | 0 | 15.2386 | 10.9912 | 8.7598 | 8.1601 | 4.2743 | 2.4222 | 12.6726 | 11.6043 | 6.5992 | 6.6165 | 9.9988 | 18.4347 | 0.042624
LO3Slow | New | Heat Recovery Ventilation | Residential | HVAC | 0.019122 | 0.017082 | 112.1395 | 1822.1915 | Single Family | HRV HZ1CZ1 | 0.00064649 | 0.00162 | 0.0035294 | 0.0068454 | 0.011739 | 0.018113 | 0.026241 | 0.035693 | 0.046103 | 0.056539 | 0.064319 | 0.071925 | 0.078481 | 0.083383 | 0.085066 | 0.086572 | 0.086839 | 0.085866 | 0.085227 | 0.084099 | 1.0188 | 2.7682 | 1.9516 | 1.2586 | 1.0854 | 0.39597 | 0.42085 | 1.3553 | 1.2001 | 0.51465 | 1.025 | 1.951 | 3.3918 | 0 | 16.3918 | 11.823 | 9.4227 | 8.4494 | 3.0939 | 1.1896 | 2.8189 | 2.553 | 2.2204 | 6.2729 | 10.7555 | 19.8299 | 0.031317
LO3Slow | New | Fixtures | Residential | Lighting | 9.9203e-05 | 9.4046e-05 | 0.7927 | -66.9628 | Single Family | ID/MT/OR-Floor/Table_0 to 249 lumens | 2.5042e-06 | 6.275e-06 | 1.3671e-05 | 2.6516e-05 | 4.5469e-05 | 7.0159e-05 | 0.00010165 | 0.00013826 | 0.00017858 | 0.000219 | 0.00024914 | 0.0002786 | 0.000304 | 0.00032298 | 0.0003295 | 0.00033534 | 0.00033637 | 0.0003326 | 0.00033013 | 0.00032576 | 0.0039465 | 0.026033 | 0.022662 | 0.021866 | 0.017008 | 0.016719 | 0.015876 | 0.013656 | 0.016161 | 0.020356 | 0.024255 | 0.024407 | 0.025237 | 0 | 0.051857 | 0.040534 | 0.044144 | 0.03828 | 0.040278 | 0.043819 | 0.042584 | 0.043729 | 0.044156 | 0.052434 | 0.05255 | 0.054093 | 8.6645
LO3Slow | New | Fixtures | Residential | Lighting | 0.00019434 | 0.00018423 | 1.5529 | -66.9628 | Single Family | ID/MT/OR-Floor/Table_250 to 499 lumens | 1.7539e-05 | 4.395e-05 | 9.5753e-05 | 0.00018572 | 0.00031847 | 0.0004914 | 0.00071193 | 0.00096835 | 0.0012508 | 0.0015339 | 0.001745 | 0.0019513 | 0.0021292 | 0.0022622 | 0.0023078 | 0.0023487 | 0.002356 | 0.0023296 | 0.0023122 | 0.0022816 | 0.027641 | 0.050999 | 0.044395 | 0.042836 | 0.033319 | 0.032753 | 0.0311 | 0.026753 | 0.031659 | 0.039876 | 0.047515 | 0.047814 | 0.049438 | 0 | 0.10159 | 0.079407 | 0.086478 | 0.07499 | 0.078904 | 0.085841 | 0.083422 | 0.085665 | 0.086502 | 0.10272 | 0.10295 | 0.10597 | 8.6645
LO3Slow | New | Fixtures | Residential | Lighting | 0.00037289 | 0.0003535 | 2.9796 | -66.9628 | Single Family | ID/MT/OR-Floor/Table_500 to 999 lumens | 0.00014893 | 0.00037318 | 0.00081302 | 0.0015769 | 0.0027041 | 0.0041724 | 0.0060449 | 0.0082221 | 0.01062 | 0.013024 | 0.014816 | 0.016569 | 0.018079 | 0.019208 | 0.019596 | 0.019943 | 0.020004 | 0.01978 | 0.019633 | 0.019373 | 0.2347 | 0.097855 | 0.085183 | 0.082191 | 0.063931 | 0.062845 | 0.059674 | 0.051332 | 0.060746 | 0.076513 | 0.09117 | 0.091743 | 0.09486 | 0 | 0.19492 | 0.15236 | 0.16593 | 0.14389 | 0.1514 | 0.16471 | 0.16007 | 0.16437 | 0.16598 | 0.19709 | 0.19753 | 0.20333 | 8.6645
LO3Slow | New | Fixtures | Residential | Lighting | 0.00068359 | 0.00064805 | 5.4623 | -66.9628 | Single Family | ID/MT/OR-Floor/Table_1000 to 1999 lumens | 0.00016382 | 0.00041051 | 0.00089436 | 0.0017347 | 0.0029746 | 0.0045898 | 0.0066496 | 0.0090446 | 0.011683 | 0.014327 | 0.016299 | 0.018226 | 0.019887 | 0.021129 | 0.021556 | 0.021938 | 0.022005 | 0.021759 | 0.021597 | 0.021311 | 0.25818 | 0.17939 | 0.15616 | 0.15068 | 0.1172 | 0.11521 | 0.1094 | 0.094103 | 0.11136 | 0.14027 | 0.16713 | 0.16819 | 0.1739 | 0 | 0.35733 | 0.27931 | 0.30419 | 0.26378 | 0.27755 | 0.30195 | 0.29344 | 0.30133 | 0.30427 | 0.36131 | 0.36211 | 0.37274 | 8.6645
LO3Slow | New | Fixtures | Residential | Lighting | 0.0013249 | 0.001256 | 10.5866 | -66.9628 | Single Family | ID/MT/OR-Floor/Table_2000 to 3999 lumens | 4.5617e-05 | 0.00011431 | 0.00024904 | 0.00048302 | 0.00082828 | 0.001278 | 0.0018516 | 0.0025185 | 0.0032531 | 0.0039894 | 0.0045384 | 0.0050751 | 0.0055377 | 0.0058835 | 0.0060023 | 0.0061086 | 0.0061275 | 0.0060588 | 0.0060137 | 0.0059341 | 0.071891 | 0.34768 | 0.30266 | 0.29203 | 0.22715 | 0.22329 | 0.21202 | 0.18238 | 0.21583 | 0.27185 | 0.32393 | 0.32597 | 0.33704 | 0 | 0.69256 | 0.54135 | 0.58956 | 0.51124 | 0.53792 | 0.58522 | 0.56872 | 0.58401 | 0.58972 | 0.70027 | 0.70182 | 0.72242 | 8.6645
LO3Slow | New | Fixtures | Residential | Lighting | 0.0024201 | 0.0022942 | 19.3377 | -66.9628 | Single Family | ID/MT/OR-Floor/Table_4000 to 7999 lumens | 5.2525e-06 | 1.3162e-05 | 2.8675e-05 | 5.5617e-05 | 9.5371e-05 | 0.00014716 | 0.0002132 | 0.00028999 | 0.00037457 | 0.00045936 | 0.00052257 | 0.00058437 | 0.00063763 | 0.00067745 | 0.00069113 | 0.00070337 | 0.00070554 | 0.00069763 | 0.00069244 | 0.00068328 | 0.0082778 | 0.63508 | 0.55284 | 0.53342 | 0.41491 | 0.40786 | 0.38729 | 0.33315 | 0.39425 | 0.49657 | 0.59169 | 0.59542 | 0.61564 | 0 | 1.265 | 0.98883 | 1.0769 | 0.93383 | 0.98258 | 1.069 | 1.0388 | 1.0668 | 1.0772 | 1.2791 | 1.282 | 1.3196 | 8.6645
LO3Slow | New | Fixtures | Residential | Lighting | 0.00013061 | 0.00012357 | 1.0409 | -37.2177 | Single Family | ID/MT/OR-Ceiling and Wall Flush Mount _0 to 249 lumens | 1.3883e-06 | 3.4787e-06 | 7.579e-06 | 1.47e-05 | 2.5207e-05 | 3.8895e-05 | 5.635e-05 | 7.6646e-05 | 9.9001e-05 | 0.00012141 | 0.00013812 | 0.00015445 | 0.00016853 | 0.00017905 | 0.00018267 | 0.0001859 | 0.00018648 | 0.00018439 | 0.00018302 | 0.00018059 | 0.0021879 | 0.034185 | 0.029713 | 0.028642 | 0.022283 | 0.021815 | 0.020686 | 0.017788 | 0.02105 | 0.026535 | 0.031677 | 0.031958 | 0.033195 | 0 | 0.068809 | 0.053735 | 0.058303 | 0.050522 | 0.052738 | 0.057144 | 0.055478 | 0.056965 | 0.057658 | 0.068781 | 0.069277 | 0.071943 | 3.7754
LO3Slow | New | Fixtures | Residential | Lighting | 0.00025587 | 0.00024207 | 2.0391 | -37.2177 | Single Family | ID/MT/OR-Ceiling and Wall Flush Mount _250 to 499 lumens | 1.6951e-05 | 4.2476e-05 | 9.254e-05 | 0.00017949 | 0.00030778 | 0.00047491 | 0.00068804 | 0.00093586 | 0.0012088 | 0.0014824 | 0.0016864 | 0.0018859 | 0.0020578 | 0.0021863 | 0.0022304 | 0.0022699 | 0.0022769 | 0.0022514 | 0.0022346 | 0.0022051 | 0.026714 | 0.066968 | 0.058207 | 0.05611 | 0.043652 | 0.042735 | 0.040524 | 0.034847 | 0.041236 | 0.051981 | 0.062055 | 0.062605 | 0.065028 | 0 | 0.1348 | 0.10527 | 0.11422 | 0.098972 | 0.10331 | 0.11194 | 0.10868 | 0.11159 | 0.11295 | 0.13474 | 0.13571 | 0.14094 | 3.7754
LO3Slow | New | Fixtures | Residential | Lighting | 0.00049096 | 0.00046447 | 3.9125 | -37.2177 | Single Family | ID/MT/OR-Ceiling and Wall Flush Mount _500 to 999 lumens | 0.00015843 | 0.00039699 | 0.0008649 | 0.0016775 | 0.0028766 | 0.0044386 | 0.0064306 | 0.0087467 | 0.011298 | 0.013855 | 0.015762 | 0.017626 | 0.019232 | 0.020433 | 0.020846 | 0.021215 | 0.021281 | 0.021042 | 0.020886 | 0.020609 | 0.24968 | 0.1285 | 0.11169 | 0.10766 | 0.083758 | 0.081999 | 0.077756 | 0.066864 | 0.079122 | 0.099739 | 0.11907 | 0.12012 | 0.12477 | 0 | 0.25864 | 0.20198 | 0.21915 | 0.1899 | 0.19823 | 0.21479 | 0.20853 | 0.21412 | 0.21673 | 0.25854 | 0.2604 | 0.27042 | 3.7754
LO3Slow | New | Fixtures | Residential | Lighting | 0.00090004 | 0.00085147 | 7.1725 | -37.2177 | Single Family | ID/MT/OR-Ceiling and Wall Flush Mount _1000 to 1999 lumens | 0.00019571 | 0.0004904 | 0.0010684 | 0.0020723 | 0.0035535 | 0.0054831 | 0.0079438 | 0.010805 | 0.013956 | 0.017116 | 0.019471 | 0.021773 | 0.023758 | 0.025242 | 0.025751 | 0.026207 | 0.026288 | 0.025993 | 0.0258 | 0.025459 | 0.30843 | 0.23556 | 0.20475 | 0.19737 | 0.15355 | 0.15032 | 0.14254 | 0.12258 | 0.14505 | 0.18284 | 0.21828 | 0.22022 | 0.22874 | 0 | 0.47414 | 0.37028 | 0.40175 | 0.34814 | 0.36341 | 0.39377 | 0.38228 | 0.39253 | 0.39731 | 0.47396 | 0.47737 | 0.49574 | 3.7754
LO3Slow | New | Fixtures | Residential | Lighting | 0.0017444 | 0.0016503 | 13.9011 | -37.2177 | Single Family | ID/MT/OR-Ceiling and Wall Flush Mount _2000 to 3999 lumens | 0.00015478 | 0.00038785 | 0.00084499 | 0.0016389 | 0.0028104 | 0.0043364 | 0.0062826 | 0.0085454 | 0.011038 | 0.013536 | 0.015399 | 0.01722 | 0.01879 | 0.019963 | 0.020366 | 0.020727 | 0.020791 | 0.020558 | 0.020405 | 0.020135 | 0.24393 | 0.45655 | 0.39682 | 0.38252 | 0.29759 | 0.29134 | 0.27627 | 0.23757 | 0.28112 | 0.35437 | 0.42305 | 0.42681 | 0.44332 | 0 | 0.91895 | 0.71764 | 0.77865 | 0.67473 | 0.70433 | 0.76317 | 0.74092 | 0.76078 | 0.77003 | 0.91859 | 0.9252 | 0.96082 | 3.7754
LO3Slow | New | Fixtures | Residential | Lighting | 0.0031863 | 0.0030144 | 25.3921 | -37.2177 | Single Family | ID/MT/OR-Ceiling and Wall Flush Mount _4000 to 7999 lumens | 4.692e-05 | 0.00011757 | 0.00025615 | 0.00049682 | 0.00085194 | 0.0013145 | 0.0019045 | 0.0025904 | 0.003346 | 0.0041034 | 0.004668 | 0.0052201 | 0.0056959 | 0.0060516 | 0.0061738 | 0.0062831 | 0.0063025 | 0.0062318 | 0.0061855 | 0.0061036 | 0.073944 | 0.83394 | 0.72484 | 0.69872 | 0.54359 | 0.53218 | 0.50464 | 0.43395 | 0.5135 | 0.64731 | 0.77276 | 0.77961 | 0.80978 | 0 | 1.6786 | 1.3109 | 1.4223 | 1.2325 | 1.2865 | 1.394 | 1.3534 | 1.3896 | 1.4066 | 1.6779 | 1.69 | 1.755 | 3.7754
LO3Slow | New | Fixtures | Residential | Lighting | 0.00010381 | 9.7994e-05 | 0.82491 | -111.1375 | Single Family | ID/MT/OR-Downlight Fixture_0 to 249 lumens | 6.3789e-08 | 1.5984e-07 | 3.4824e-07 | 6.7543e-07 | 1.1582e-06 | 1.7871e-06 | 2.5892e-06 | 3.5217e-06 | 4.5489e-06 | 5.5786e-06 | 6.3462e-06 | 7.0967e-06 | 7.7436e-06 | 8.2272e-06 | 8.3933e-06 | 8.5419e-06 | 8.5683e-06 | 8.4723e-06 | 8.4092e-06 | 8.2979e-06 | 0.00010053 | 0.027093 | 0.02351 | 0.02264 | 0.017617 | 0.017171 | 0.016259 | 0.013976 | 0.016537 | 0.020865 | 0.024959 | 0.02525 | 0.026356 | 0 | 0.055138 | 0.043017 | 0.046492 | 0.040257 | 0.041668 | 0.044953 | 0.043595 | 0.044759 | 0.045421 | 0.054451 | 0.055134 | 0.05779 | 10.4726
LO3Slow | New | Fixtures | Residential | Lighting | 0.00020337 | 0.00019197 | 1.616 | -111.1375 | Single Family | ID/MT/OR-Downlight Fixture_250 to 499 lumens | 1.0536e-05 | 2.6402e-05 | 5.7521e-05 | 0.00011157 | 0.00019131 | 0.0002952 | 0.00042768 | 0.00058171 | 0.00075138 | 0.00092146 | 0.0010483 | 0.0011722 | 0.0012791 | 0.001359 | 0.0013864 | 0.0014109 | 0.0014153 | 0.0013994 | 0.001389 | 0.0013706 | 0.016605 | 0.053074 | 0.046056 | 0.044351 | 0.034511 | 0.033638 | 0.03185 | 0.027379 | 0.032396 | 0.040874 | 0.048895 | 0.049464 | 0.051631 | 0 | 0.10801 | 0.08427 | 0.091077 | 0.078864 | 0.081627 | 0.088062 | 0.085402 | 0.087683 | 0.088979 | 0.10667 | 0.10801 | 0.11321 | 10.4726
LO3Slow | New | Fixtures | Residential | Lighting | 0.00039021 | 0.00036834 | 3.1007 | -111.1375 | Single Family | ID/MT/OR-Downlight Fixture_500 to 999 lumens | 0.00037003 | 0.00092722 | 0.0020201 | 0.0039181 | 0.0067187 | 0.010367 | 0.01502 | 0.020429 | 0.026388 | 0.032361 | 0.036814 | 0.041168 | 0.04492 | 0.047725 | 0.048689 | 0.049551 | 0.049704 | 0.049147 | 0.048781 | 0.048136 | 0.58315 | 0.10184 | 0.08837 | 0.085099 | 0.066219 | 0.064544 | 0.061113 | 0.052533 | 0.06216 | 0.078427 | 0.093817 | 0.09491 | 0.099067 | 0 | 0.20725 | 0.16169 | 0.17476 | 0.15132 | 0.15662 | 0.16897 | 0.16387 | 0.16824 | 0.17073 | 0.20467 | 0.20724 | 0.21722 | 10.4726
LO3Slow | New | Fixtures | Residential | Lighting | 0.00071535 | 0.00067525 | 5.6843 | -111.1375 | Single Family | ID/MT/OR-Downlight Fixture_1000 to 1999 lumens | 0.00011296 | 0.00028306 | 0.00061669 | 0.0011961 | 0.0020511 | 0.0031648 | 0.0045851 | 0.0062365 | 0.0080555 | 0.009879 | 0.011238 | 0.012567 | 0.013713 | 0.014569 | 0.014864 | 0.015127 | 0.015173 | 0.015003 | 0.014892 | 0.014695 | 0.17802 | 0.18669 | 0.162 | 0.15601 | 0.12139 | 0.11832 | 0.11203 | 0.096306 | 0.11395 | 0.14377 | 0.17199 | 0.17399 | 0.18161 | 0 | 0.37995 | 0.29642 | 0.32037 | 0.2774 | 0.28712 | 0.30976 | 0.3004 | 0.30843 | 0.31298 | 0.37521 | 0.37992 | 0.39822 | 10.4726
LO3Slow | New | Fixtures | Residential | Lighting | 0.0013864 | 0.0013087 | 11.0168 | -111.1375 | Single Family | ID/MT/OR-Downlight Fixture_2000 to 3999 lumens | 3.362e-05 | 8.4244e-05 | 0.00018354 | 0.00035598 | 0.00061044 | 0.00094191 | 0.0013646 | 0.0018561 | 0.0023975 | 0.0029402 | 0.0033448 | 0.0037403 | 0.0040812 | 0.0043361 | 0.0044237 | 0.004502 | 0.0045159 | 0.0044653 | 0.0044321 | 0.0043734 | 0.052983 | 0.36183 | 0.31398 | 0.30236 | 0.23528 | 0.22933 | 0.21714 | 0.18665 | 0.22086 | 0.27865 | 0.33333 | 0.33722 | 0.35199 | 0 | 0.73638 | 0.5745 | 0.62091 | 0.53764 | 0.55648 | 0.60035 | 0.58222 | 0.59777 | 0.6066 | 0.72721 | 0.73633 | 0.7718 | 10.4726
LO3Slow | New | Fixtures | Residential | Lighting | 0.0025325 | 0.0023905 | 20.1235 | -111.1375 | Single Family | ID/MT/OR-Downlight Fixture_4000 to 7999 lumens | 1.0588e-05 | 2.6532e-05 | 5.7804e-05 | 0.00011211 | 0.00019225 | 0.00029665 | 0.00042978 | 0.00058457 | 0.00075507 | 0.00092599 | 0.0010534 | 0.001178 | 0.0012854 | 0.0013656 | 0.0013932 | 0.0014179 | 0.0014222 | 0.0014063 | 0.0013958 | 0.0013774 | 0.016687 | 0.66092 | 0.57353 | 0.5523 | 0.42976 | 0.41889 | 0.39662 | 0.34094 | 0.40342 | 0.50899 | 0.60887 | 0.61597 | 0.64295 | 0 | 1.3451 | 1.0494 | 1.1342 | 0.98207 | 1.0165 | 1.0966 | 1.0635 | 1.0919 | 1.108 | 1.3283 | 1.345 | 1.4098 | 10.4726
LO3Slow | New | Fixtures | Residential | Lighting | 0.00015581 | 0.00017678 | 0.87246 | -72.6034 | Single Family | ID/MT/OR-Exterior Porch_0 to 249 lumens | 8.3018e-10 | 2.0803e-09 | 4.5322e-09 | 8.7904e-09 | 1.5074e-08 | 2.3259e-08 | 3.3697e-08 | 4.5834e-08 | 5.9202e-08 | 7.2603e-08 | 8.2594e-08 | 9.2361e-08 | 1.0078e-07 | 1.0707e-07 | 1.0924e-07 | 1.1117e-07 | 1.1151e-07 | 1.1026e-07 | 1.0944e-07 | 1.0799e-07 | 1.3083e-06 | 0.036904 | 0.032436 | 0.025702 | 0.015347 | 0.014385 | 0.013998 | 0.010224 | 0.012259 | 0.018285 | 0.029961 | 0.034755 | 0.037568 | 0 | 0.0721 | 0.053403 | 0.046961 | 0.039095 | 0.036499 | 0.035078 | 0.036685 | 0.038622 | 0.045202 | 0.052172 | 0.064052 | 0.070763 | 10.5955
LO3Slow | New | Fixtures | Residential | Lighting | 0.00030523 | 0.0003463 | 1.7091 | -72.6034 | Single Family | ID/MT/OR-Exterior Porch_250 to 499 lumens | 2.6313e-07 | 6.5934e-07 | 1.4365e-06 | 2.7861e-06 | 4.7777e-06 | 7.3719e-06 | 1.068e-05 | 1.4527e-05 | 1.8764e-05 | 2.3012e-05 | 2.6178e-05 | 2.9274e-05 | 3.1942e-05 | 3.3937e-05 | 3.4622e-05 | 3.5235e-05 | 3.5344e-05 | 3.4948e-05 | 3.4688e-05 | 3.4229e-05 | 0.00041468 | 0.072295 | 0.063542 | 0.050349 | 0.030064 | 0.02818 | 0.027422 | 0.020028 | 0.024016 | 0.035821 | 0.058693 | 0.068085 | 0.073595 | 0 | 0.14124 | 0.10462 | 0.091996 | 0.076587 | 0.071502 | 0.068718 | 0.071865 | 0.075661 | 0.08855 | 0.1022 | 0.12548 | 0.13862 | 10.5955
LO3Slow | New | Fixtures | Residential | Lighting | 0.00058566 | 0.00066447 | 3.2794 | -72.6034 | Single Family | ID/MT/OR-Exterior Porch_500 to 999 lumens | 1.3155e-05 | 3.2963e-05 | 7.1815e-05 | 0.00013929 | 0.00023885 | 0.00036855 | 0.00053395 | 0.00072626 | 0.00093808 | 0.0011504 | 0.0013087 | 0.0014635 | 0.0015969 | 0.0016966 | 0.0017309 | 0.0017615 | 0.001767 | 0.0017472 | 0.0017342 | 0.0017112 | 0.020731 | 0.13872 | 0.12192 | 0.096608 | 0.057686 | 0.05407 | 0.052616 | 0.038428 | 0.04608 | 0.068732 | 0.11262 | 0.13064 | 0.14121 | 0 | 0.27101 | 0.20073 | 0.17652 | 0.14695 | 0.13719 | 0.13185 | 0.13789 | 0.14517 | 0.16991 | 0.1961 | 0.24076 | 0.26599 | 10.5955
LO3Slow | New | Fixtures | Residential | Lighting | 0.0010737 | 0.0012181 | 6.0119 | -72.6034 | Single Family | ID/MT/OR-Exterior Porch_1000 to 1999 lumens | 2.5763e-05 | 6.4557e-05 | 0.00014065 | 0.00027279 | 0.00046779 | 0.0007218 | 0.0010457 | 0.0014224 | 0.0018372 | 0.0022531 | 0.0025631 | 0.0028663 | 0.0031275 | 0.0033228 | 0.0033899 | 0.0034499 | 0.0034606 | 0.0034218 | 0.0033964 | 0.0033514 | 0.040602 | 0.2543 | 0.22351 | 0.17711 | 0.10575 | 0.099122 | 0.096458 | 0.070448 | 0.084476 | 0.126 | 0.20645 | 0.23949 | 0.25887 | 0 | 0.49683 | 0.36799 | 0.3236 | 0.2694 | 0.25151 | 0.24172 | 0.25279 | 0.26614 | 0.31148 | 0.35951 | 0.44137 | 0.48762 | 10.5955
LO3Slow | New | Fixtures | Residential | Lighting | 0.0020809 | 0.0023609 | 11.6518 | -72.6034 | Single Family | ID/MT/OR-Exterior Porch_2000 to 3999 lumens | 2.4375e-05 | 6.1078e-05 | 0.00013307 | 0.00025809 | 0.00044258 | 0.0006829 | 0.00098938 | 0.0013457 | 0.0017382 | 0.0021317 | 0.002425 | 0.0027118 | 0.002959 | 0.0031438 | 0.0032072 | 0.003264 | 0.0032741 | 0.0032374 | 0.0032133 | 0.0031708 | 0.038414 | 0.49286 | 0.43319 | 0.34325 | 0.20496 | 0.19211 | 0.18695 | 0.13654 | 0.16372 | 0.24421 | 0.40013 | 0.46416 | 0.50172 | 0 | 0.96291 | 0.7132 | 0.62717 | 0.52212 | 0.48746 | 0.46848 | 0.48994 | 0.51581 | 0.60368 | 0.69677 | 0.85543 | 0.94506 | 10.5955
LO3Slow | New | Fixtures | Residential | Lighting | 0.003801 | 0.0043124 | 21.2835 | -72.6034 | Single Family | ID/MT/OR-Exterior Porch_4000 to 7999 lumens | 1.0681e-06 | 2.6764e-06 | 5.8309e-06 | 1.1309e-05 | 1.9393e-05 | 2.9924e-05 | 4.3353e-05 | 5.8967e-05 | 7.6166e-05 | 9.3407e-05 | 0.00010626 | 0.00011883 | 0.00012966 | 0.00013776 | 0.00014054 | 0.00014302 | 0.00014347 | 0.00014186 | 0.0001408 | 0.00013894 | 0.0016832 | 0.90028 | 0.79127 | 0.62699 | 0.37439 | 0.35091 | 0.34148 | 0.2494 | 0.29906 | 0.44607 | 0.73089 | 0.84785 | 0.91646 | 0 | 1.7589 | 1.3027 | 1.1456 | 0.95372 | 0.8904 | 0.85573 | 0.89492 | 0.94219 | 1.1027 | 1.2727 | 1.5625 | 1.7263 | 10.5955
LO3Slow | New | Fixtures | Residential | Lighting | 0.00017263 | 0.00020188 | 0.95994 | -89.2491 | Single Family | ID/MT/OR-Chandelier/Pendant_0 to 249 lumens | 6.9438e-07 | 1.74e-06 | 3.7908e-06 | 7.3525e-06 | 1.2608e-05 | 1.9454e-05 | 2.8185e-05 | 3.8336e-05 | 4.9518e-05 | 6.0727e-05 | 6.9083e-05 | 7.7253e-05 | 8.4294e-05 | 8.9559e-05 | 9.1367e-05 | 9.2984e-05 | 9.3271e-05 | 9.2226e-05 | 9.154e-05 | 9.0328e-05 | 0.0010943 | 0.041526 | 0.037048 | 0.029273 | 0.017087 | 0.016976 | 0.016859 | 0.012365 | 0.014842 | 0.021896 | 0.035317 | 0.040183 | 0.041778 | 0 | 0.07275 | 0.053859 | 0.047584 | 0.0397 | 0.041018 | 0.041674 | 0.044287 | 0.046685 | 0.053087 | 0.057578 | 0.068012 | 0.068561 | 6.1299
LO3Slow | New | Fixtures | Residential | Lighting | 0.00033817 | 0.00039547 | 1.8805 | -89.2491 | Single Family | ID/MT/OR-Chandelier/Pendant_250 to 499 lumens | 5.6129e-06 | 1.4065e-05 | 3.0642e-05 | 5.9432e-05 | 0.00010191 | 0.00015725 | 0.00022783 | 0.00030989 | 0.00040027 | 0.00049087 | 0.00055842 | 0.00062446 | 0.00068138 | 0.00072393 | 0.00073855 | 0.00075162 | 0.00075394 | 0.00074549 | 0.00073995 | 0.00073015 | 0.0088457 | 0.081348 | 0.072576 | 0.057345 | 0.033473 | 0.033257 | 0.033026 | 0.024223 | 0.029076 | 0.042893 | 0.069185 | 0.078718 | 0.081844 | 0 | 0.14252 | 0.10551 | 0.093216 | 0.077771 | 0.080353 | 0.081638 | 0.086757 | 0.091456 | 0.104 | 0.1128 | 0.13323 | 0.13431 | 6.1299
LO3Slow | New | Fixtures | Residential | Lighting | 0.00064887 | 0.00075881 | 3.6083 | -89.2491 | Single Family | ID/MT/OR-Chandelier/Pendant_500 to 999 lumens | 4.1263e-05 | 0.0001034 | 0.00022527 | 0.00043692 | 0.00074922 | 0.0011561 | 0.0016749 | 0.0022781 | 0.0029426 | 0.0036086 | 0.0041052 | 0.0045907 | 0.0050091 | 0.005322 | 0.0054294 | 0.0055255 | 0.0055426 | 0.0054805 | 0.0054397 | 0.0053677 | 0.065029 | 0.15609 | 0.13926 | 0.11003 | 0.064226 | 0.063811 | 0.063369 | 0.046477 | 0.055789 | 0.082302 | 0.13275 | 0.15104 | 0.15704 | 0 | 0.27345 | 0.20245 | 0.17886 | 0.14922 | 0.15418 | 0.15664 | 0.16647 | 0.17548 | 0.19954 | 0.21643 | 0.25564 | 0.25771 | 6.1299
LO3Slow | New | Fixtures | Residential | Lighting | 0.0011895 | 0.0013911 | 6.6148 | -89.2491 | Single Family | ID/MT/OR-Chandelier/Pendant_1000 to 1999 lumens | 6.9902e-05 | 0.00017516 | 0.00038162 | 0.00074016 | 0.0012692 | 0.0019584 | 0.0028373 | 0.0038593 | 0.0049849 | 0.0061133 | 0.0069545 | 0.0077769 | 0.0084858 | 0.0090157 | 0.0091978 | 0.0093606 | 0.0093895 | 0.0092843 | 0.0092152 | 0.0090932 | 0.11016 | 0.28614 | 0.25529 | 0.20171 | 0.11774 | 0.11698 | 0.11617 | 0.085204 | 0.10227 | 0.15088 | 0.24336 | 0.27689 | 0.28789 | 0 | 0.5013 | 0.37113 | 0.32789 | 0.27356 | 0.28264 | 0.28717 | 0.30517 | 0.3217 | 0.36581 | 0.39676 | 0.46866 | 0.47244 | 6.1299
LO3Slow | New | Fixtures | Residential | Lighting | 0.0023054 | 0.0026961 | 12.8202 | -89.2491 | Single Family | ID/MT/OR-Chandelier/Pendant_2000 to 3999 lumens | 0.00010079 | 0.00025255 | 0.00055023 | 0.0010672 | 0.00183 | 0.0028237 | 0.004091 | 0.0055644 | 0.0071873 | 0.0088143 | 0.010027 | 0.011213 | 0.012235 | 0.012999 | 0.013262 | 0.013496 | 0.013538 | 0.013386 | 0.013287 | 0.013111 | 0.15884 | 0.55458 | 0.49478 | 0.39095 | 0.2282 | 0.22672 | 0.22515 | 0.16514 | 0.19822 | 0.29242 | 0.47166 | 0.53665 | 0.55796 | 0 | 0.97159 | 0.7193 | 0.63549 | 0.5302 | 0.5478 | 0.55656 | 0.59146 | 0.62349 | 0.70898 | 0.76897 | 0.90831 | 0.91564 | 6.1299
LO3Slow | New | Fixtures | Residential | Lighting | 0.0042112 | 0.0049247 | 23.4176 | -89.2491 | Single Family | ID/MT/OR-Chandelier/Pendant_4000 to 7999 lumens | 6.0546e-05 | 0.00015172 | 0.00033054 | 0.0006411 | 0.0010994 | 0.0016963 | 0.0024576 | 0.0033427 | 0.0043177 | 0.0052951 | 0.0060237 | 0.006736 | 0.00735 | 0.0078091 | 0.0079667 | 0.0081078 | 0.0081328 | 0.0080416 | 0.0079818 | 0.0078762 | 0.095418 | 1.013 | 0.90377 | 0.71411 | 0.41683 | 0.41414 | 0.41126 | 0.30164 | 0.36207 | 0.53414 | 0.86154 | 0.98026 | 1.0192 | 0 | 1.7747 | 1.3139 | 1.1608 | 0.96847 | 1.0006 | 1.0166 | 1.0804 | 1.1389 | 1.295 | 1.4046 | 1.6591 | 1.6725 | 6.1299
LO3Slow | New | Fixtures | Residential | Lighting | 2.898e-05 | 2.7142e-05 | 0.22794 | 11.5397 | Single Family | ID/MT/OR-Linear Flush Mount_0 to 249 lumens | 1.0815e-07 | 2.71e-07 | 5.9042e-07 | 1.1452e-06 | 1.9637e-06 | 3.03e-06 | 4.3899e-06 | 5.9709e-06 | 7.7125e-06 | 9.4583e-06 | 1.076e-05 | 1.2032e-05 | 1.3129e-05 | 1.3949e-05 | 1.423e-05 | 1.4482e-05 | 1.4527e-05 | 1.4364e-05 | 1.4257e-05 | 1.4069e-05 | 0.00017044 | 0.007487 | 0.006459 | 0.0061971 | 0.0048257 | 0.0046285 | 0.0043584 | 0.0037415 | 0.0044261 | 0.0056027 | 0.0067528 | 0.0069007 | 0.0073306 | 0 | 0.015836 | 0.012314 | 0.01313 | 0.01134 | 0.011387 | 0.01209 | 0.011678 | 0.011986 | 0.01228 | 0.014988 | 0.015464 | 0.016735 | 1.5718
LO3Slow | New | Fixtures | Residential | Lighting | 5.6772e-05 | 5.3172e-05 | 0.44653 | 11.5397 | Single Family | ID/MT/OR-Linear Flush Mount_250 to 499 lumens | 3.0859e-06 | 7.7326e-06 | 1.6847e-05 | 3.2675e-05 | 5.6031e-05 | 8.6456e-05 | 0.00012526 | 0.00017037 | 0.00022006 | 0.00026987 | 0.00030701 | 0.00034332 | 0.00037461 | 0.000398 | 0.00040604 | 0.00041323 | 0.0004145 | 0.00040986 | 0.00040681 | 0.00040143 | 0.0048632 | 0.014667 | 0.012653 | 0.01214 | 0.0094535 | 0.0090671 | 0.008538 | 0.0073295 | 0.0086706 | 0.010976 | 0.013229 | 0.013518 | 0.01436 | 0 | 0.031023 | 0.024123 | 0.025721 | 0.022214 | 0.022307 | 0.023685 | 0.022877 | 0.02348 | 0.024055 | 0.029361 | 0.030294 | 0.032784 | 1.5718
LO3Slow | New | Fixtures | Residential | Lighting | 0.00010893 | 0.00010202 | 0.85678 | 11.5397 | Single Family | ID/MT/OR-Linear Flush Mount_500 to 999 lumens | 6.0289e-05 | 0.00015107 | 0.00032914 | 0.00063838 | 0.0010947 | 0.0016891 | 0.0024472 | 0.0033286 | 0.0042994 | 0.0052726 | 0.0059981 | 0.0067075 | 0.0073188 | 0.0077759 | 0.0079329 | 0.0080733 | 0.0080983 | 0.0080075 | 0.0079479 | 0.0078428 | 0.095013 | 0.028142 | 0.024278 | 0.023294 | 0.018139 | 0.017398 | 0.016382 | 0.014064 | 0.016637 | 0.021059 | 0.025382 | 0.025938 | 0.027554 | 0 | 0.059525 | 0.046286 | 0.049352 | 0.042623 | 0.042802 | 0.045445 | 0.043896 | 0.045053 | 0.046157 | 0.056337 | 0.058127 | 0.062904 | 1.5718
LO3Slow | New | Fixtures | Residential | Lighting | 0.0001997 | 0.00018703 | 1.5707 | 11.5397 | Single Family | ID/MT/OR-Linear Flush Mount_1000 to 1999 lumens | 9.8686e-05 | 0.00024729 | 0.00053876 | 0.0010449 | 0.0017919 | 0.0027649 | 0.0040057 | 0.0054484 | 0.0070375 | 0.0086306 | 0.0098182 | 0.010979 | 0.01198 | 0.012728 | 0.012985 | 0.013215 | 0.013256 | 0.013107 | 0.01301 | 0.012838 | 0.15553 | 0.051591 | 0.044508 | 0.042703 | 0.033253 | 0.031894 | 0.030033 | 0.025782 | 0.030499 | 0.038607 | 0.046532 | 0.047551 | 0.050513 | 0 | 0.10912 | 0.084852 | 0.090474 | 0.078139 | 0.078467 | 0.083312 | 0.080471 | 0.082593 | 0.084616 | 0.10328 | 0.10656 | 0.11532 | 1.5718
LO3Slow | New | Fixtures | Residential | Lighting | 0.00038704 | 0.00036249 | 3.0442 | 11.5397 | Single Family | ID/MT/OR-Linear Flush Mount_2000 to 3999 lumens | 3.6563e-05 | 9.1619e-05 | 0.00019961 | 0.00038715 | 0.00066388 | 0.0010244 | 0.0014841 | 0.0020186 | 0.0026074 | 0.0031976 | 0.0036376 | 0.0040678 | 0.0044385 | 0.0047157 | 0.0048109 | 0.0048961 | 0.0049112 | 0.0048562 | 0.0048201 | 0.0047563 | 0.057621 | 0.09999 | 0.086262 | 0.082764 | 0.064448 | 0.061814 | 0.058207 | 0.049968 | 0.059111 | 0.074825 | 0.090185 | 0.09216 | 0.097901 | 0 | 0.2115 | 0.16445 | 0.17535 | 0.15144 | 0.15208 | 0.16147 | 0.15596 | 0.16008 | 0.164 | 0.20017 | 0.20653 | 0.2235 | 1.5718
LO3Slow | New | Fixtures | Residential | Lighting | 0.00070697 | 0.00066213 | 5.5605 | 11.5397 | Single Family | ID/MT/OR-Linear Flush Mount_4000 to 7999 lumens | 4.223e-06 | 1.0582e-05 | 2.3055e-05 | 4.4716e-05 | 7.6678e-05 | 0.00011831 | 0.00017141 | 0.00023315 | 0.00030115 | 0.00036932 | 0.00042014 | 0.00046983 | 0.00051265 | 0.00054467 | 0.00055567 | 0.0005655 | 0.00056725 | 0.00056089 | 0.00055672 | 0.00054935 | 0.0066553 | 0.18264 | 0.15757 | 0.15118 | 0.11772 | 0.11291 | 0.10632 | 0.091273 | 0.10797 | 0.13668 | 0.16473 | 0.16834 | 0.17883 | 0 | 0.38632 | 0.3004 | 0.3203 | 0.27663 | 0.27779 | 0.29494 | 0.28488 | 0.2924 | 0.29956 | 0.36563 | 0.37725 | 0.40825 | 1.5718
LO3Slow | New | Fixtures | Residential | Lighting | 2.1873e-05 | 2.0242e-05 | 0.16937 | 20.4503 | Single Family | ID/MT/OR-Linear Shop_0 to 249 lumens | 2.5475e-08 | 6.3836e-08 | 1.3908e-07 | 2.6975e-07 | 4.6256e-07 | 7.1374e-07 | 1.0341e-06 | 1.4065e-06 | 1.8167e-06 | 2.228e-06 | 2.5345e-06 | 2.8343e-06 | 3.0926e-06 | 3.2857e-06 | 3.3521e-06 | 3.4114e-06 | 3.4219e-06 | 3.3836e-06 | 3.3584e-06 | 3.314e-06 | 4.0148e-05 | 0.005564 | 0.0047565 | 0.0045372 | 0.0035372 | 0.0033056 | 0.0030843 | 0.0026418 | 0.0031239 | 0.0039762 | 0.0048523 | 0.0050398 | 0.005502 | 0 | 0.012457 | 0.0096407 | 0.010081 | 0.0086736 | 0.0083159 | 0.0086034 | 0.0082545 | 0.0084675 | 0.0088128 | 0.01107 | 0.011754 | 0.013315 | 1.2368
LO3Slow | New | Fixtures | Residential | Lighting | 4.2848e-05 | 3.9655e-05 | 0.33179 | 20.4503 | Single Family | ID/MT/OR-Linear Shop_250 to 499 lumens | 0 | 0 | 0 | 0 | 0 | 0 | 0 | 0 | 0 | 0 | 0 | 0 | 0 | 0 | 0 | 0 | 0 | 0 | 0 | 0 | 0 | 0.0109 | 0.0093179 | 0.0088884 | 0.0069294 | 0.0064756 | 0.0060422 | 0.0051753 | 0.0061197 | 0.0077893 | 0.0095056 | 0.0098729 | 0.010778 | 0 | 0.024402 | 0.018886 | 0.019749 | 0.016991 | 0.016291 | 0.016854 | 0.01617 | 0.016588 | 0.017264 | 0.021686 | 0.023026 | 0.026085 | 1.2368
LO3Slow | New | Fixtures | Residential | Lighting | 8.2216e-05 | 7.6087e-05 | 0.63662 | 20.4503 | Single Family | ID/MT/OR-Linear Shop_500 to 999 lumens | 4.006e-08 | 1.0038e-07 | 2.187e-07 | 4.2418e-07 | 7.2738e-07 | 1.1224e-06 | 1.6261e-06 | 2.2117e-06 | 2.8568e-06 | 3.5035e-06 | 3.9856e-06 | 4.4569e-06 | 4.8631e-06 | 5.1668e-06 | 5.2711e-06 | 5.3645e-06 | 5.381e-06 | 5.3207e-06 | 5.2811e-06 | 5.2112e-06 | 6.3133e-05 | 0.020914 | 0.017879 | 0.017055 | 0.013296 | 0.012425 | 0.011593 | 0.0099302 | 0.011742 | 0.014946 | 0.018239 | 0.018944 | 0.020681 | 0 | 0.046822 | 0.036238 | 0.037894 | 0.032602 | 0.031258 | 0.032339 | 0.031027 | 0.031828 | 0.033126 | 0.04161 | 0.044182 | 0.05005 | 1.2368
LO3Slow | New | Fixtures | Residential | Lighting | 0.00015072 | 0.00013949 | 1.1671 | 20.4503 | Single Family | ID/MT/OR-Linear Shop_1000 to 1999 lumens | 2.2467e-08 | 5.6298e-08 | 1.2265e-07 | 2.3789e-07 | 4.0794e-07 | 6.2945e-07 | 9.1194e-07 | 1.2404e-06 | 1.6022e-06 | 1.9648e-06 | 2.2352e-06 | 2.4995e-06 | 2.7274e-06 | 2.8977e-06 | 2.9562e-06 | 3.0085e-06 | 3.0178e-06 | 2.984e-06 | 2.9618e-06 | 2.9226e-06 | 3.5407e-05 | 0.03834 | 0.032776 | 0.031265 | 0.024374 | 0.022778 | 0.021254 | 0.018204 | 0.021526 | 0.027399 | 0.033436 | 0.034728 | 0.037913 | 0 | 0.085836 | 0.066432 | 0.069468 | 0.059768 | 0.057303 | 0.059284 | 0.05688 | 0.058347 | 0.060727 | 0.076281 | 0.080996 | 0.091754 | 1.2368
LO3Slow | New | Fixtures | Residential | Lighting | 0.00029211 | 0.00027034 | 2.2619 | 20.4503 | Single Family | ID/MT/OR-Linear Shop_2000 to 3999 lumens | 0 | 0 | 0 | 0 | 0 | 0 | 0 | 0 | 0 | 0 | 0 | 0 | 0 | 0 | 0 | 0 | 0 | 0 | 0 | 0 | 0 | 0.074308 | 0.063524 | 0.060596 | 0.04724 | 0.044147 | 0.041192 | 0.035282 | 0.04172 | 0.053103 | 0.064803 | 0.067307 | 0.07348 | 0 | 0.16636 | 0.12875 | 0.13464 | 0.11584 | 0.11106 | 0.1149 | 0.11024 | 0.11308 | 0.1177 | 0.14784 | 0.15698 | 0.17783 | 1.2368
LO3Slow | New | Fixtures | Residential | Lighting | 0.00053358 | 0.00049381 | 4.1317 | 20.4503 | Single Family | ID/MT/OR-Linear Shop_4000 to 7999 lumens | 3.2478e-07 | 8.1383e-07 | 1.7731e-06 | 3.4389e-06 | 5.8971e-06 | 9.0992e-06 | 1.3183e-05 | 1.7931e-05 | 2.3161e-05 | 2.8404e-05 | 3.2312e-05 | 3.6133e-05 | 3.9427e-05 | 4.1889e-05 | 4.2735e-05 | 4.3491e-05 | 4.3625e-05 | 4.3136e-05 | 4.2816e-05 | 4.2249e-05 | 0.00051184 | 0.13573 | 0.11603 | 0.11068 | 0.08629 | 0.080639 | 0.075242 | 0.064447 | 0.076207 | 0.096999 | 0.11837 | 0.12294 | 0.13422 | 0 | 0.30388 | 0.23518 | 0.24593 | 0.21159 | 0.20287 | 0.20988 | 0.20137 | 0.20656 | 0.21499 | 0.27005 | 0.28674 | 0.32483 | 1.2368
LO3Slow | New | Fixtures | Residential | Lighting | 0.00025527 | 0.00024217 | 2.0416 | -46.3697 | Single Family | ID/MT/OR-Track_0 to 249 lumens | 1.4451e-08 | 3.6212e-08 | 7.8893e-08 | 1.5302e-07 | 2.6239e-07 | 4.0487e-07 | 5.8658e-07 | 7.9784e-07 | 1.0305e-06 | 1.2638e-06 | 1.4377e-06 | 1.6078e-06 | 1.7543e-06 | 1.8639e-06 | 1.9015e-06 | 1.9352e-06 | 1.9411e-06 | 1.9194e-06 | 1.9051e-06 | 1.8799e-06 | 2.2774e-05 | 0.067048 | 0.058395 | 0.056361 | 0.043837 | 0.043149 | 0.04099 | 0.035264 | 0.041732 | 0.05255 | 0.062578 | 0.06292 | 0.06496 | 0 | 0.1331 | 0.10407 | 0.11348 | 0.098426 | 0.10383 | 0.11311 | 0.10996 | 0.11292 | 0.11393 | 0.13509 | 0.13517 | 0.13873 | 3.6961
LO3Slow | New | Fixtures | Residential | Lighting | 0.00050008 | 0.0004744 | 3.9995 | -46.3697 | Single Family | ID/MT/OR-Track_250 to 499 lumens | 1.3181e-06 | 3.3029e-06 | 7.196e-06 | 1.3957e-05 | 2.3933e-05 | 3.6929e-05 | 5.3503e-05 | 7.2773e-05 | 9.3998e-05 | 0.00011528 | 0.00013114 | 0.00014665 | 0.00016001 | 0.00017001 | 0.00017344 | 0.00017651 | 0.00017705 | 0.00017507 | 0.00017377 | 0.00017147 | 0.0020773 | 0.13135 | 0.11439 | 0.11041 | 0.085876 | 0.084528 | 0.0803 | 0.069081 | 0.081753 | 0.10294 | 0.12259 | 0.12326 | 0.12726 | 0 | 0.26074 | 0.20387 | 0.2223 | 0.19281 | 0.20341 | 0.22158 | 0.2154 | 0.2212 | 0.22319 | 0.26464 | 0.26479 | 0.27177 | 3.6961
LO3Slow | New | Fixtures | Residential | Lighting | 0.00095953 | 0.00091026 | 7.674 | -46.3697 | Single Family | ID/MT/OR-Track_500 to 999 lumens | 2.0986e-05 | 5.2587e-05 | 0.00011457 | 0.00022221 | 0.00038105 | 0.00058796 | 0.00085184 | 0.0011586 | 0.0014966 | 0.0018353 | 0.0020879 | 0.0023348 | 0.0025476 | 0.0027067 | 0.0027614 | 0.0028103 | 0.0028189 | 0.0027873 | 0.0027666 | 0.00273 | 0.033073 | 0.25202 | 0.2195 | 0.21185 | 0.16478 | 0.16219 | 0.15408 | 0.13255 | 0.15686 | 0.19752 | 0.23522 | 0.2365 | 0.24417 | 0 | 0.5003 | 0.39118 | 0.42654 | 0.36996 | 0.39029 | 0.42516 | 0.41331 | 0.42443 | 0.42825 | 0.50777 | 0.50807 | 0.52147 | 3.6961
LO3Slow | New | Fixtures | Residential | Lighting | 0.001759 | 0.0016687 | 14.0682 | -46.3697 | Single Family | ID/MT/OR-Track_1000 to 1999 lumens | 3.0494e-05 | 7.6411e-05 | 0.00016647 | 0.00032288 | 0.00055368 | 0.00085433 | 0.0012378 | 0.0016835 | 0.0021746 | 0.0026668 | 0.0030338 | 0.0033926 | 0.0037018 | 0.003933 | 0.0040124 | 0.0040834 | 0.004096 | 0.0040501 | 0.00402 | 0.0039668 | 0.048057 | 0.46202 | 0.40239 | 0.38837 | 0.30207 | 0.29733 | 0.28246 | 0.243 | 0.28757 | 0.36211 | 0.43121 | 0.43357 | 0.44763 | 0 | 0.91716 | 0.71713 | 0.78195 | 0.67823 | 0.71549 | 0.77941 | 0.75769 | 0.77808 | 0.78508 | 0.93087 | 0.93141 | 0.95597 | 3.6961
LO3Slow | New | Fixtures | Residential | Lighting | 0.0034092 | 0.0032342 | 27.2659 | -46.3697 | Single Family | ID/MT/OR-Track_2000 to 3999 lumens | 4.8699e-05 | 0.00012203 | 0.00026586 | 0.00051566 | 0.00088425 | 0.0013644 | 0.0019767 | 0.0026887 | 0.0034729 | 0.004259 | 0.0048451 | 0.005418 | 0.0059119 | 0.0062811 | 0.0064079 | 0.0065213 | 0.0065415 | 0.0064682 | 0.00642 | 0.0063351 | 0.076748 | 0.89545 | 0.77987 | 0.75272 | 0.58545 | 0.57626 | 0.54744 | 0.47096 | 0.55734 | 0.70181 | 0.83574 | 0.84031 | 0.86756 | 0 | 1.7776 | 1.3899 | 1.5155 | 1.3145 | 1.3867 | 1.5106 | 1.4685 | 1.508 | 1.5216 | 1.8041 | 1.8052 | 1.8528 | 3.6961
LO3Slow | New | Fixtures | Residential | Lighting | 0.0062274 | 0.0059076 | 49.8044 | -46.3697 | Single Family | ID/MT/OR-Track_4000 to 7999 lumens | 1.9592e-05 | 4.9093e-05 | 0.00010696 | 0.00020745 | 0.00035573 | 0.00054889 | 0.00079523 | 0.0010817 | 0.0013971 | 0.0017134 | 0.0019492 | 0.0021797 | 0.0023783 | 0.0025269 | 0.0025779 | 0.0026235 | 0.0026316 | 0.0026021 | 0.0025828 | 0.0025486 | 0.030876 | 1.6356 | 1.4245 | 1.3749 | 1.0694 | 1.0526 | 0.99995 | 0.86026 | 1.018 | 1.2819 | 1.5266 | 1.5349 | 1.5847 | 0 | 3.2469 | 2.5388 | 2.7683 | 2.4011 | 2.533 | 2.7593 | 2.6824 | 2.7546 | 2.7793 | 3.2955 | 3.2974 | 3.3844 | 3.6961
LO3Slow | New | Fixtures | Residential | Lighting | 7.0455e-05 | 6.6792e-05 | 0.56298 | -74.0652 | Single Family | WA-Floor/Table_0 to 249 lumens | 2.0055e-06 | 5.0254e-06 | 1.0949e-05 | 2.1236e-05 | 3.6415e-05 | 5.6188e-05 | 8.1405e-05 | 0.00011072 | 0.00014302 | 0.00017539 | 0.00019953 | 0.00022312 | 0.00024346 | 0.00025867 | 0.00026389 | 0.00026856 | 0.00026939 | 0.00026637 | 0.00026439 | 0.00026089 | 0.0031606 | 0.018489 | 0.016095 | 0.015529 | 0.012079 | 0.011874 | 0.011275 | 0.0096988 | 0.011478 | 0.014457 | 0.017226 | 0.017334 | 0.017923 | 0 | 0.036829 | 0.028788 | 0.031352 | 0.027187 | 0.028606 | 0.031121 | 0.030243 | 0.031057 | 0.03136 | 0.037239 | 0.037321 | 0.038417 | 10.5291
LO3Slow | New | Fixtures | Residential | Lighting | 0.00013802 | 0.00013084 | 1.1029 | -74.0652 | Single Family | WA-Floor/Table_250 to 499 lumens | 1.4047e-05 | 3.5198e-05 | 7.6686e-05 | 0.00014874 | 0.00025505 | 0.00039354 | 0.00057016 | 0.00077552 | 0.0010017 | 0.0012285 | 0.0013975 | 0.0015628 | 0.0017052 | 0.0018117 | 0.0018483 | 0.001881 | 0.0018868 | 0.0018657 | 0.0018518 | 0.0018273 | 0.022137 | 0.03622 | 0.031529 | 0.030422 | 0.023663 | 0.023261 | 0.022088 | 0.019 | 0.022485 | 0.02832 | 0.033745 | 0.033958 | 0.035111 | 0 | 0.072148 | 0.056395 | 0.061417 | 0.053258 | 0.056038 | 0.060965 | 0.059247 | 0.06084 | 0.061434 | 0.072951 | 0.073112 | 0.075259 | 10.5291
LO3Slow | New | Fixtures | Residential | Lighting | 0.00026483 | 0.00025106 | 2.1161 | -74.0652 | Single Family | WA-Floor/Table_500 to 999 lumens | 0.00011927 | 0.00029886 | 0.00065113 | 0.0012629 | 0.0021656 | 0.0033415 | 0.0048412 | 0.0065848 | 0.0085054 | 0.010431 | 0.011866 | 0.013269 | 0.014479 | 0.015383 | 0.015694 | 0.015971 | 0.016021 | 0.015841 | 0.015723 | 0.015515 | 0.18796 | 0.069497 | 0.060497 | 0.058373 | 0.045404 | 0.044633 | 0.042381 | 0.036456 | 0.043142 | 0.05434 | 0.064749 | 0.065157 | 0.06737 | 0 | 0.13843 | 0.10821 | 0.11785 | 0.10219 | 0.10752 | 0.11698 | 0.11368 | 0.11674 | 0.11788 | 0.13997 | 0.14028 | 0.1444 | 10.5291
LO3Slow | New | Fixtures | Residential | Lighting | 0.00048549 | 0.00046025 | 3.8794 | -74.0652 | Single Family | WA-Floor/Table_1000 to 1999 lumens | 0.0001312 | 0.00032876 | 0.00071626 | 0.0013892 | 0.0023822 | 0.0036758 | 0.0053255 | 0.0072436 | 0.0093562 | 0.011474 | 0.013053 | 0.014597 | 0.015927 | 0.016922 | 0.017264 | 0.017569 | 0.017623 | 0.017426 | 0.017296 | 0.017067 | 0.20677 | 0.1274 | 0.11091 | 0.10701 | 0.083236 | 0.081822 | 0.077694 | 0.066833 | 0.07909 | 0.099617 | 0.1187 | 0.11945 | 0.1235 | 0 | 0.25378 | 0.19837 | 0.21604 | 0.18734 | 0.19712 | 0.21445 | 0.2084 | 0.214 | 0.2161 | 0.25661 | 0.25717 | 0.26472 | 10.5291
LO3Slow | New | Fixtures | Residential | Lighting | 0.00094094 | 0.00089202 | 7.5187 | -74.0652 | Single Family | WA-Floor/Table_2000 to 3999 lumens | 3.6533e-05 | 9.1545e-05 | 0.00019945 | 0.00038684 | 0.00066335 | 0.0010235 | 0.0014829 | 0.002017 | 0.0026053 | 0.003195 | 0.0036347 | 0.0040645 | 0.004435 | 0.0047119 | 0.0048071 | 0.0048922 | 0.0049073 | 0.0048523 | 0.0048162 | 0.0047525 | 0.057575 | 0.24692 | 0.21495 | 0.2074 | 0.16132 | 0.15858 | 0.15058 | 0.12953 | 0.15329 | 0.19307 | 0.23006 | 0.2315 | 0.23937 | 0 | 0.49186 | 0.38447 | 0.41871 | 0.36308 | 0.38204 | 0.41562 | 0.40391 | 0.41477 | 0.41882 | 0.49734 | 0.49843 | 0.51307 | 10.5291
LO3Slow | New | Fixtures | Residential | Lighting | 0.0017187 | 0.0016294 | 13.7338 | -74.0652 | Single Family | WA-Floor/Table_4000 to 7999 lumens | 4.2066e-06 | 1.0541e-05 | 2.2965e-05 | 4.4542e-05 | 7.638e-05 | 0.00011785 | 0.00017075 | 0.00023224 | 0.00029998 | 0.00036789 | 0.00041851 | 0.000468 | 0.00051066 | 0.00054255 | 0.00055351 | 0.00056331 | 0.00056504 | 0.00055871 | 0.00055455 | 0.00054722 | 0.0066294 | 0.45104 | 0.39263 | 0.37884 | 0.29467 | 0.28967 | 0.27505 | 0.2366 | 0.28 | 0.35267 | 0.42022 | 0.42287 | 0.43723 | 0 | 0.89844 | 0.70227 | 0.76482 | 0.66321 | 0.69783 | 0.75918 | 0.73778 | 0.75762 | 0.76503 | 0.90844 | 0.91045 | 0.93718 | 10.5291
LO3Slow | New | Fixtures | Residential | Lighting | 0.00011143 | 0.00010541 | 0.88796 | -37.4742 | Single Family | WA-Ceiling and Wall Flush Mount _0 to 249 lumens | 1.3355e-06 | 3.3465e-06 | 7.2909e-06 | 1.4141e-05 | 2.4249e-05 | 3.7416e-05 | 5.4208e-05 | 7.3732e-05 | 9.5238e-05 | 0.0001168 | 0.00013287 | 0.00014858 | 0.00016212 | 0.00017225 | 0.00017573 | 0.00017884 | 0.00017939 | 0.00017738 | 0.00017606 | 0.00017373 | 0.0021047 | 0.029163 | 0.025348 | 0.024434 | 0.019009 | 0.01861 | 0.017647 | 0.015175 | 0.017957 | 0.022636 | 0.027023 | 0.027263 | 0.028318 | 0 | 0.058699 | 0.04584 | 0.049737 | 0.0431 | 0.04499 | 0.048748 | 0.047327 | 0.048596 | 0.049187 | 0.058676 | 0.059099 | 0.061374 | 3.6129
LO3Slow | New | Fixtures | Residential | Lighting | 0.00021828 | 0.0002065 | 1.7395 | -37.4742 | Single Family | WA-Ceiling and Wall Flush Mount _250 to 499 lumens | 1.6307e-05 | 4.0861e-05 | 8.9022e-05 | 0.00017266 | 0.00029608 | 0.00045686 | 0.00066189 | 0.00090028 | 0.0011629 | 0.0014261 | 0.0016223 | 0.0018142 | 0.0019795 | 0.0021032 | 0.0021456 | 0.0021836 | 0.0021904 | 0.0021658 | 0.0021497 | 0.0021212 | 0.025698 | 0.057129 | 0.049656 | 0.047866 | 0.037239 | 0.036457 | 0.03457 | 0.029728 | 0.035178 | 0.044344 | 0.052938 | 0.053408 | 0.055475 | 0 | 0.11499 | 0.089801 | 0.097435 | 0.084432 | 0.088135 | 0.095497 | 0.092713 | 0.095198 | 0.096357 | 0.11495 | 0.11577 | 0.12023 | 3.6129
LO3Slow | New | Fixtures | Residential | Lighting | 0.00041883 | 0.00039623 | 3.3377 | -37.4742 | Single Family | WA-Ceiling and Wall Flush Mount _500 to 999 lumens | 0.00015241 | 0.0003819 | 0.00083203 | 0.0016138 | 0.0027673 | 0.0042699 | 0.0061862 | 0.0084143 | 0.010868 | 0.013329 | 0.015163 | 0.016956 | 0.018501 | 0.019657 | 0.020054 | 0.020409 | 0.020472 | 0.020242 | 0.020092 | 0.019826 | 0.24018 | 0.10962 | 0.095277 | 0.091844 | 0.071452 | 0.069952 | 0.066332 | 0.05704 | 0.067498 | 0.085085 | 0.10158 | 0.10248 | 0.10644 | 0 | 0.22064 | 0.17231 | 0.18695 | 0.162 | 0.16911 | 0.18324 | 0.17789 | 0.18266 | 0.18489 | 0.22055 | 0.22214 | 0.23069 | 3.6129
LO3Slow | New | Fixtures | Residential | Lighting | 0.00076781 | 0.00072638 | 6.1187 | -37.4742 | Single Family | WA-Ceiling and Wall Flush Mount _1000 to 1999 lumens | 0.00018827 | 0.00047176 | 0.0010278 | 0.0019935 | 0.0034184 | 0.0052746 | 0.0076419 | 0.010394 | 0.013426 | 0.016465 | 0.018731 | 0.020946 | 0.022855 | 0.024282 | 0.024772 | 0.025211 | 0.025289 | 0.025005 | 0.024819 | 0.024491 | 0.2967 | 0.20095 | 0.17466 | 0.16837 | 0.13099 | 0.12824 | 0.1216 | 0.10457 | 0.12374 | 0.15598 | 0.18621 | 0.18786 | 0.19513 | 0 | 0.40449 | 0.31588 | 0.34273 | 0.29699 | 0.31002 | 0.33591 | 0.32612 | 0.33486 | 0.33894 | 0.40433 | 0.40724 | 0.42291 | 3.6129
LO3Slow | New | Fixtures | Residential | Lighting | 0.0014881 | 0.0014078 | 11.8588 | -37.4742 | Single Family | WA-Ceiling and Wall Flush Mount _2000 to 3999 lumens | 0.0001489 | 0.00037311 | 0.00081287 | 0.0015766 | 0.0027036 | 0.0041716 | 0.0060438 | 0.0082206 | 0.010618 | 0.013022 | 0.014814 | 0.016565 | 0.018075 | 0.019204 | 0.019592 | 0.019939 | 0.02 | 0.019776 | 0.019629 | 0.019369 | 0.23466 | 0.38947 | 0.33852 | 0.32632 | 0.25387 | 0.24854 | 0.23568 | 0.20267 | 0.23982 | 0.30231 | 0.3609 | 0.3641 | 0.37819 | 0 | 0.78394 | 0.61221 | 0.66425 | 0.5756 | 0.60085 | 0.65104 | 0.63206 | 0.64901 | 0.6569 | 0.78363 | 0.78928 | 0.81966 | 3.6129
LO3Slow | New | Fixtures | Residential | Lighting | 0.0027182 | 0.0025715 | 21.6616 | -37.4742 | Single Family | WA-Ceiling and Wall Flush Mount _4000 to 7999 lumens | 3.5495e-05 | 8.8944e-05 | 0.00019378 | 0.00037585 | 0.0006445 | 0.00099446 | 0.0014408 | 0.0019597 | 0.0025313 | 0.0031042 | 0.0035314 | 0.003949 | 0.004309 | 0.0045781 | 0.0046705 | 0.0047532 | 0.0047679 | 0.0047144 | 0.0046794 | 0.0046174 | 0.055939 | 0.71142 | 0.61835 | 0.59607 | 0.46373 | 0.45399 | 0.4305 | 0.37019 | 0.43806 | 0.55221 | 0.65923 | 0.66507 | 0.69081 | 0 | 1.432 | 1.1183 | 1.2133 | 1.0514 | 1.0975 | 1.1892 | 1.1545 | 1.1855 | 1.1999 | 1.4314 | 1.4417 | 1.4972 | 3.6129
LO3Slow | New | Fixtures | Residential | Lighting | 7.9543e-05 | 7.5085e-05 | 0.63206 | -112.5224 | Single Family | WA-Downlight Fixture_0 to 249 lumens | 4.3343e-08 | 1.0861e-07 | 2.3662e-07 | 4.5894e-07 | 7.8699e-07 | 1.2143e-06 | 1.7593e-06 | 2.393e-06 | 3.0909e-06 | 3.7906e-06 | 4.3122e-06 | 4.8221e-06 | 5.2616e-06 | 5.5902e-06 | 5.7031e-06 | 5.8041e-06 | 5.822e-06 | 5.7567e-06 | 5.7139e-06 | 5.6383e-06 | 6.8307e-05 | 0.020759 | 0.018014 | 0.017347 | 0.013498 | 0.013157 | 0.012458 | 0.010709 | 0.012671 | 0.015987 | 0.019124 | 0.019347 | 0.020194 | 0 | 0.042248 | 0.032961 | 0.035623 | 0.030846 | 0.031927 | 0.034444 | 0.033403 | 0.034296 | 0.034802 | 0.041722 | 0.042245 | 0.04428 | 9.596
LO3Slow | New | Fixtures | Residential | Lighting | 0.00015582 | 0.00014709 | 1.2382 | -112.5224 | Single Family | WA-Downlight Fixture_250 to 499 lumens | 7.1593e-06 | 1.794e-05 | 3.9085e-05 | 7.5807e-05 | 0.00012999 | 0.00020058 | 0.0002906 | 0.00039526 | 0.00051055 | 0.00062612 | 0.00071227 | 0.0007965 | 0.0008691 | 0.00092338 | 0.00094203 | 0.0009587 | 0.00096166 | 0.00095088 | 0.00094381 | 0.00093132 | 0.011283 | 0.040667 | 0.035289 | 0.033983 | 0.026443 | 0.025774 | 0.024404 | 0.020978 | 0.024823 | 0.031318 | 0.037464 | 0.037901 | 0.039561 | 0 | 0.082764 | 0.06457 | 0.069785 | 0.060427 | 0.062544 | 0.067475 | 0.065437 | 0.067185 | 0.068177 | 0.081733 | 0.082758 | 0.086744 | 9.596
LO3Slow | New | Fixtures | Residential | Lighting | 0.00029899 | 0.00028223 | 2.3758 | -112.5224 | Single Family | WA-Downlight Fixture_500 to 999 lumens | 0.00025143 | 0.00063003 | 0.0013726 | 0.0026623 | 0.0045653 | 0.0070442 | 0.010206 | 0.013881 | 0.01793 | 0.021989 | 0.025014 | 0.027973 | 0.030522 | 0.032428 | 0.033083 | 0.033669 | 0.033773 | 0.033394 | 0.033146 | 0.032707 | 0.39624 | 0.07803 | 0.067711 | 0.065205 | 0.050738 | 0.049455 | 0.046826 | 0.040252 | 0.047629 | 0.060092 | 0.071884 | 0.072722 | 0.075907 | 0 | 0.1588 | 0.12389 | 0.1339 | 0.11594 | 0.12001 | 0.12947 | 0.12556 | 0.12891 | 0.13082 | 0.15683 | 0.15879 | 0.16644 | 9.596
LO3Slow | New | Fixtures | Residential | Lighting | 0.00054811 | 0.0005174 | 4.3554 | -112.5224 | Single Family | WA-Downlight Fixture_1000 to 1999 lumens | 7.6755e-05 | 0.00019233 | 0.00041903 | 0.00081272 | 0.0013937 | 0.0021504 | 0.0031155 | 0.0042376 | 0.0054736 | 0.0067126 | 0.0076363 | 0.0085393 | 0.0093177 | 0.0098996 | 0.010099 | 0.010278 | 0.01031 | 0.010194 | 0.010119 | 0.0099847 | 0.12096 | 0.14305 | 0.12413 | 0.11954 | 0.093015 | 0.090662 | 0.085843 | 0.073792 | 0.087314 | 0.11016 | 0.13178 | 0.13332 | 0.13916 | 0 | 0.29112 | 0.22713 | 0.24547 | 0.21255 | 0.22 | 0.23734 | 0.23018 | 0.23632 | 0.23982 | 0.2875 | 0.2911 | 0.30513 | 9.596
LO3Slow | New | Fixtures | Residential | Lighting | 0.0010623 | 0.0010028 | 8.4413 | -112.5224 | Single Family | WA-Downlight Fixture_2000 to 3999 lumens | 2.2844e-05 | 5.7242e-05 | 0.00012471 | 0.00024188 | 0.00041478 | 0.00064001 | 0.00092724 | 0.0012612 | 0.001629 | 0.0019978 | 0.0022727 | 0.0025415 | 0.0027731 | 0.0029463 | 0.0030058 | 0.003059 | 0.0030685 | 0.0030341 | 0.0030115 | 0.0029716 | 0.036001 | 0.27724 | 0.24058 | 0.23168 | 0.18027 | 0.17571 | 0.16637 | 0.14302 | 0.16923 | 0.21351 | 0.25541 | 0.25838 | 0.2697 | 0 | 0.56423 | 0.4402 | 0.47576 | 0.41196 | 0.42639 | 0.46 | 0.44611 | 0.45803 | 0.46479 | 0.5572 | 0.56419 | 0.59137 | 9.596
LO3Slow | New | Fixtures | Residential | Lighting | 0.0019404 | 0.0018317 | 15.4191 | -112.5224 | Single Family | WA-Downlight Fixture_4000 to 7999 lumens | 7.1945e-06 | 1.8028e-05 | 3.9277e-05 | 7.6179e-05 | 0.00013063 | 0.00020157 | 0.00029203 | 0.00039721 | 0.00051306 | 0.00062919 | 0.00071577 | 0.00080042 | 0.00087338 | 0.00092792 | 0.00094666 | 0.00096342 | 0.00096639 | 0.00095556 | 0.00094845 | 0.0009359 | 0.011338 | 0.50641 | 0.43945 | 0.42318 | 0.32929 | 0.32096 | 0.3039 | 0.26124 | 0.30911 | 0.39 | 0.46653 | 0.47197 | 0.49264 | 0 | 1.0306 | 0.80407 | 0.86902 | 0.75248 | 0.77885 | 0.84025 | 0.81487 | 0.83664 | 0.849 | 1.0178 | 1.0306 | 1.0802 | 9.596
LO3Slow | New | Fixtures | Residential | Lighting | 0.00014232 | 0.00016147 | 0.7969 | -74.0696 | Single Family | WA-Exterior Porch_0 to 249 lumens | 6.7244e-10 | 1.685e-09 | 3.6711e-09 | 7.1202e-09 | 1.221e-08 | 1.884e-08 | 2.7295e-08 | 3.7125e-08 | 4.7953e-08 | 5.8808e-08 | 6.69e-08 | 7.4812e-08 | 8.1631e-08 | 8.6729e-08 | 8.848e-08 | 9.0047e-08 | 9.0325e-08 | 8.9312e-08 | 8.8648e-08 | 8.7475e-08 | 1.0597e-06 | 0.033708 | 0.029627 | 0.023476 | 0.014018 | 0.013139 | 0.012786 | 0.0093382 | 0.011198 | 0.016702 | 0.027366 | 0.031745 | 0.034314 | 0 | 0.065856 | 0.048778 | 0.042894 | 0.035709 | 0.033338 | 0.032041 | 0.033508 | 0.035278 | 0.041287 | 0.047654 | 0.058505 | 0.064635 | 12.2888
LO3Slow | New | Fixtures | Residential | Lighting | 0.0002788 | 0.00031631 | 1.5611 | -74.0696 | Single Family | WA-Exterior Porch_250 to 499 lumens | 2.1313e-07 | 5.3406e-07 | 1.1635e-06 | 2.2568e-06 | 3.8699e-06 | 5.9712e-06 | 8.6511e-06 | 1.1767e-05 | 1.5199e-05 | 1.8639e-05 | 2.1204e-05 | 2.3712e-05 | 2.5873e-05 | 2.7489e-05 | 2.8044e-05 | 2.854e-05 | 2.8629e-05 | 2.8308e-05 | 2.8097e-05 | 2.7725e-05 | 0.00033589 | 0.066034 | 0.058039 | 0.045989 | 0.027461 | 0.025739 | 0.025047 | 0.018293 | 0.021936 | 0.032719 | 0.05361 | 0.062189 | 0.067221 | 0 | 0.12901 | 0.095555 | 0.084029 | 0.069954 | 0.06531 | 0.062767 | 0.065642 | 0.069108 | 0.080881 | 0.093353 | 0.11461 | 0.12662 | 12.2888
LO3Slow | New | Fixtures | Residential | Lighting | 0.00053494 | 0.00060693 | 2.9954 | -74.0696 | Single Family | WA-Exterior Porch_500 to 999 lumens | 1.0655e-05 | 2.67e-05 | 5.8169e-05 | 0.00011282 | 0.00019347 | 0.00029852 | 0.00043249 | 0.00058827 | 0.00075984 | 0.00093184 | 0.0010601 | 0.0011854 | 0.0012935 | 0.0013743 | 0.001402 | 0.0014268 | 0.0014312 | 0.0014152 | 0.0014047 | 0.0013861 | 0.016792 | 0.1267 | 0.11136 | 0.088242 | 0.052691 | 0.049387 | 0.04806 | 0.0351 | 0.04209 | 0.062779 | 0.10286 | 0.11933 | 0.12898 | 0 | 0.24754 | 0.18335 | 0.16123 | 0.13423 | 0.12531 | 0.12043 | 0.12595 | 0.1326 | 0.15519 | 0.17912 | 0.21991 | 0.24295 | 12.2888
LO3Slow | New | Fixtures | Residential | Lighting | 0.00098067 | 0.0011126 | 5.4913 | -74.0696 | Single Family | WA-Exterior Porch_1000 to 1999 lumens | 2.0868e-05 | 5.2291e-05 | 0.00011392 | 0.00022096 | 0.00037891 | 0.00058465 | 0.00084704 | 0.0011521 | 0.0014881 | 0.001825 | 0.0020761 | 0.0023217 | 0.0025333 | 0.0026915 | 0.0027458 | 0.0027944 | 0.0028031 | 0.0027716 | 0.002751 | 0.0027146 | 0.032887 | 0.23228 | 0.20415 | 0.16177 | 0.096594 | 0.090538 | 0.088105 | 0.064347 | 0.07716 | 0.11509 | 0.18857 | 0.21875 | 0.23645 | 0 | 0.4538 | 0.33612 | 0.29557 | 0.24607 | 0.22973 | 0.22079 | 0.2309 | 0.24309 | 0.2845 | 0.32837 | 0.40315 | 0.44539 | 12.2888
LO3Slow | New | Fixtures | Residential | Lighting | 0.0019007 | 0.0021564 | 10.6428 | -74.0696 | Single Family | WA-Exterior Porch_2000 to 3999 lumens | 1.9743e-05 | 4.9473e-05 | 0.00010779 | 0.00020905 | 0.00035849 | 0.00055314 | 0.00080139 | 0.00109 | 0.0014079 | 0.0017267 | 0.0019643 | 0.0021965 | 0.0023968 | 0.0025464 | 0.0025979 | 0.0026438 | 0.002652 | 0.0026223 | 0.0026028 | 0.0025683 | 0.031115 | 0.45018 | 0.39568 | 0.31353 | 0.18721 | 0.17547 | 0.17076 | 0.12471 | 0.14955 | 0.22306 | 0.36548 | 0.42397 | 0.45827 | 0 | 0.87952 | 0.65144 | 0.57286 | 0.47691 | 0.44524 | 0.42791 | 0.44751 | 0.47114 | 0.5514 | 0.63642 | 0.78135 | 0.86322 | 12.2888
LO3Slow | New | Fixtures | Residential | Lighting | 0.0034718 | 0.003939 | 19.4403 | -74.0696 | Single Family | WA-Exterior Porch_4000 to 7999 lumens | 8.6513e-07 | 2.1678e-06 | 4.723e-06 | 9.1604e-06 | 1.5708e-05 | 2.4238e-05 | 3.5116e-05 | 4.7763e-05 | 6.1694e-05 | 7.5659e-05 | 8.607e-05 | 9.6249e-05 | 0.00010502 | 0.00011158 | 0.00011383 | 0.00011585 | 0.00011621 | 0.0001149 | 0.00011405 | 0.00011254 | 0.0013634 | 0.82231 | 0.72275 | 0.57269 | 0.34196 | 0.32052 | 0.31191 | 0.2278 | 0.27316 | 0.40744 | 0.66759 | 0.77442 | 0.83709 | 0 | 1.6066 | 1.1899 | 1.0464 | 0.87113 | 0.81329 | 0.78163 | 0.81742 | 0.86059 | 1.0072 | 1.1625 | 1.4272 | 1.5768 | 12.2888
LO3Slow | New | Fixtures | Residential | Lighting | 0.00011634 | 0.00013606 | 0.64697 | -109.4383 | Single Family | WA-Chandelier/Pendant_0 to 249 lumens | 4.1501e-07 | 1.0399e-06 | 2.2657e-06 | 4.3943e-06 | 7.5354e-06 | 1.1627e-05 | 1.6845e-05 | 2.2912e-05 | 2.9595e-05 | 3.6294e-05 | 4.1289e-05 | 4.6171e-05 | 5.038e-05 | 5.3526e-05 | 5.4607e-05 | 5.5574e-05 | 5.5745e-05 | 5.5121e-05 | 5.471e-05 | 5.3986e-05 | 0.00065403 | 0.027987 | 0.024969 | 0.019729 | 0.011516 | 0.011442 | 0.011362 | 0.0083335 | 0.010003 | 0.014757 | 0.023802 | 0.027082 | 0.028157 | 0 | 0.049031 | 0.036299 | 0.03207 | 0.026756 | 0.027645 | 0.028087 | 0.029848 | 0.031464 | 0.035779 | 0.038806 | 0.045838 | 0.046208 | 5.6792
LO3Slow | New | Fixtures | Residential | Lighting | 0.00022792 | 0.00026653 | 1.2674 | -109.4383 | Single Family | WA-Chandelier/Pendant_250 to 499 lumens | 3.3547e-06 | 8.4061e-06 | 1.8314e-05 | 3.5521e-05 | 6.0911e-05 | 9.3986e-05 | 0.00013617 | 0.00018521 | 0.00023923 | 0.00029338 | 0.00033375 | 0.00037322 | 0.00040724 | 0.00043267 | 0.00044141 | 0.00044922 | 0.00045061 | 0.00044556 | 0.00044224 | 0.00043639 | 0.0052868 | 0.054826 | 0.048914 | 0.038649 | 0.022559 | 0.022414 | 0.022258 | 0.016325 | 0.019596 | 0.028909 | 0.046628 | 0.053053 | 0.05516 | 0 | 0.096051 | 0.071109 | 0.062825 | 0.052415 | 0.054155 | 0.055022 | 0.058472 | 0.061638 | 0.07009 | 0.07602 | 0.089796 | 0.09052 | 5.6792
LO3Slow | New | Fixtures | Residential | Lighting | 0.00043732 | 0.00051142 | 2.4318 | -109.4383 | Single Family | WA-Chandelier/Pendant_500 to 999 lumens | 2.4662e-05 | 6.1797e-05 | 0.00013463 | 0.00026113 | 0.00044779 | 0.00069093 | 0.001001 | 0.0013616 | 0.0017587 | 0.0021568 | 0.0024536 | 0.0027437 | 0.0029938 | 0.0031808 | 0.003245 | 0.0033024 | 0.0033126 | 0.0032755 | 0.0032511 | 0.0032081 | 0.038866 | 0.1052 | 0.093854 | 0.074158 | 0.043286 | 0.043007 | 0.042708 | 0.031324 | 0.0376 | 0.055468 | 0.089468 | 0.1018 | 0.10584 | 0 | 0.1843 | 0.13644 | 0.12055 | 0.10057 | 0.10391 | 0.10557 | 0.11219 | 0.11827 | 0.13449 | 0.14586 | 0.1723 | 0.17369 | 5.6792
LO3Slow | New | Fixtures | Residential | Lighting | 0.0008017 | 0.00093754 | 4.4581 | -109.4383 | Single Family | WA-Chandelier/Pendant_1000 to 1999 lumens | 4.1778e-05 | 0.00010469 | 0.00022808 | 0.00044237 | 0.00075858 | 0.0011705 | 0.0016958 | 0.0023066 | 0.0029793 | 0.0036537 | 0.0041565 | 0.004648 | 0.0050717 | 0.0053884 | 0.0054972 | 0.0055945 | 0.0056118 | 0.0055489 | 0.0055076 | 0.0054347 | 0.065841 | 0.19285 | 0.17206 | 0.13595 | 0.079354 | 0.078841 | 0.078294 | 0.057425 | 0.06893 | 0.10169 | 0.16402 | 0.18662 | 0.19403 | 0 | 0.33786 | 0.25013 | 0.22099 | 0.18437 | 0.19049 | 0.19354 | 0.20567 | 0.21681 | 0.24654 | 0.2674 | 0.31586 | 0.31841 | 5.6792
LO3Slow | New | Fixtures | Residential | Lighting | 0.0015538 | 0.0018171 | 8.6404 | -109.4383 | Single Family | WA-Chandelier/Pendant_2000 to 3999 lumens | 6.0237e-05 | 0.00015094 | 0.00032885 | 0.00063782 | 0.0010937 | 0.0016876 | 0.002445 | 0.0033257 | 0.0042956 | 0.005268 | 0.0059929 | 0.0067016 | 0.0073125 | 0.0077692 | 0.007926 | 0.0080664 | 0.0080913 | 0.0080006 | 0.0079411 | 0.007836 | 0.094931 | 0.37377 | 0.33347 | 0.26348 | 0.1538 | 0.1528 | 0.15174 | 0.1113 | 0.13359 | 0.19708 | 0.31788 | 0.36169 | 0.37605 | 0 | 0.65482 | 0.48478 | 0.4283 | 0.35733 | 0.3692 | 0.3751 | 0.39862 | 0.42021 | 0.47783 | 0.51826 | 0.61217 | 0.61711 | 5.6792
LO3Slow | New | Fixtures | Residential | Lighting | 0.0028382 | 0.0033191 | 15.7827 | -109.4383 | Single Family | WA-Chandelier/Pendant_4000 to 7999 lumens | 3.6187e-05 | 9.0676e-05 | 0.00019755 | 0.00038316 | 0.00065705 | 0.0010138 | 0.0014688 | 0.0019979 | 0.0025806 | 0.0031647 | 0.0036002 | 0.0040259 | 0.0043929 | 0.0046672 | 0.0047615 | 0.0048458 | 0.0048607 | 0.0048062 | 0.0047705 | 0.0047073 | 0.057029 | 0.68273 | 0.60911 | 0.48129 | 0.28093 | 0.27911 | 0.27718 | 0.2033 | 0.24403 | 0.35999 | 0.58065 | 0.66066 | 0.68689 | 0 | 1.1961 | 0.88551 | 0.78234 | 0.65271 | 0.67439 | 0.68517 | 0.72813 | 0.76757 | 0.87281 | 0.94666 | 1.1182 | 1.1272 | 5.6792
LO3Slow | New | Fixtures | Residential | Lighting | 2.898e-05 | 2.7142e-05 | 0.22794 | 11.5397 | Single Family | WA-Linear Flush Mount_0 to 249 lumens | 9.5907e-08 | 2.4032e-07 | 5.2358e-07 | 1.0155e-06 | 1.7414e-06 | 2.687e-06 | 3.8929e-06 | 5.295e-06 | 6.8393e-06 | 8.3875e-06 | 9.5417e-06 | 1.067e-05 | 1.1643e-05 | 1.237e-05 | 1.2619e-05 | 1.2843e-05 | 1.2883e-05 | 1.2738e-05 | 1.2643e-05 | 1.2476e-05 | 0.00015115 | 0.007487 | 0.006459 | 0.0061971 | 0.0048257 | 0.0046285 | 0.0043584 | 0.0037415 | 0.0044261 | 0.0056027 | 0.0067528 | 0.0069007 | 0.0073306 | 0 | 0.015836 | 0.012314 | 0.01313 | 0.01134 | 0.011387 | 0.01209 | 0.011678 | 0.011986 | 0.01228 | 0.014988 | 0.015464 | 0.016735 | 1.5718
LO3Slow | New | Fixtures | Residential | Lighting | 5.6772e-05 | 5.3172e-05 | 0.44653 | 11.5397 | Single Family | WA-Linear Flush Mount_250 to 499 lumens | 2.7365e-06 | 6.8572e-06 | 1.4939e-05 | 2.8976e-05 | 4.9688e-05 | 7.6668e-05 | 0.00011108 | 0.00015108 | 0.00019515 | 0.00023932 | 0.00027225 | 0.00030445 | 0.0003322 | 0.00035295 | 0.00036007 | 0.00036645 | 0.00036758 | 0.00036346 | 0.00036076 | 0.00035598 | 0.0043126 | 0.014667 | 0.012653 | 0.01214 | 0.0094535 | 0.0090671 | 0.008538 | 0.0073295 | 0.0086706 | 0.010976 | 0.013229 | 0.013518 | 0.01436 | 0 | 0.031023 | 0.024123 | 0.025721 | 0.022214 | 0.022307 | 0.023685 | 0.022877 | 0.02348 | 0.024055 | 0.029361 | 0.030294 | 0.032784 | 1.5718
LO3Slow | New | Fixtures | Residential | Lighting | 0.00010893 | 0.00010202 | 0.85678 | 11.5397 | Single Family | WA-Linear Flush Mount_500 to 999 lumens | 5.3464e-05 | 0.00013397 | 0.00029188 | 0.00056611 | 0.00097076 | 0.0014979 | 0.0021701 | 0.0029517 | 0.0038127 | 0.0046757 | 0.0053191 | 0.0059481 | 0.0064903 | 0.0068956 | 0.0070348 | 0.0071594 | 0.0071815 | 0.007101 | 0.0070482 | 0.0069549 | 0.084257 | 0.028142 | 0.024278 | 0.023294 | 0.018139 | 0.017398 | 0.016382 | 0.014064 | 0.016637 | 0.021059 | 0.025382 | 0.025938 | 0.027554 | 0 | 0.059525 | 0.046286 | 0.049352 | 0.042623 | 0.042802 | 0.045445 | 0.043896 | 0.045053 | 0.046157 | 0.056337 | 0.058127 | 0.062904 | 1.5718
LO3Slow | New | Fixtures | Residential | Lighting | 0.0001997 | 0.00018703 | 1.5707 | 11.5397 | Single Family | WA-Linear Flush Mount_1000 to 1999 lumens | 8.7514e-05 | 0.00021929 | 0.00047777 | 0.00092665 | 0.001589 | 0.0024519 | 0.0035522 | 0.0048316 | 0.0062408 | 0.0076535 | 0.0087067 | 0.0097363 | 0.010624 | 0.011287 | 0.011515 | 0.011719 | 0.011755 | 0.011623 | 0.011537 | 0.011384 | 0.13792 | 0.051591 | 0.044508 | 0.042703 | 0.033253 | 0.031894 | 0.030033 | 0.025782 | 0.030499 | 0.038607 | 0.046532 | 0.047551 | 0.050513 | 0 | 0.10912 | 0.084852 | 0.090474 | 0.078139 | 0.078467 | 0.083312 | 0.080471 | 0.082593 | 0.084616 | 0.10328 | 0.10656 | 0.11532 | 1.5718
LO3Slow | New | Fixtures | Residential | Lighting | 0.00038704 | 0.00036249 | 3.0442 | 11.5397 | Single Family | WA-Linear Flush Mount_2000 to 3999 lumens | 3.2424e-05 | 8.1247e-05 | 0.00017701 | 0.00034332 | 0.00058872 | 0.0009084 | 0.0013161 | 0.0017901 | 0.0023122 | 0.0028356 | 0.0032258 | 0.0036073 | 0.0039361 | 0.0041819 | 0.0042663 | 0.0043418 | 0.0043552 | 0.0043064 | 0.0042744 | 0.0042178 | 0.051098 | 0.09999 | 0.086262 | 0.082764 | 0.064448 | 0.061814 | 0.058207 | 0.049968 | 0.059111 | 0.074825 | 0.090185 | 0.09216 | 0.097901 | 0 | 0.2115 | 0.16445 | 0.17535 | 0.15144 | 0.15208 | 0.16147 | 0.15596 | 0.16008 | 0.164 | 0.20017 | 0.20653 | 0.2235 | 1.5718
LO3Slow | New | Fixtures | Residential | Lighting | 0.00070697 | 0.00066213 | 5.5605 | 11.5397 | Single Family | WA-Linear Flush Mount_4000 to 7999 lumens | 3.7449e-06 | 9.384e-06 | 2.0445e-05 | 3.9653e-05 | 6.7998e-05 | 0.00010492 | 0.00015201 | 0.00020676 | 0.00026706 | 0.00032751 | 0.00037258 | 0.00041664 | 0.00045462 | 0.00048301 | 0.00049276 | 0.00050148 | 0.00050303 | 0.00049739 | 0.00049369 | 0.00048716 | 0.0059018 | 0.18264 | 0.15757 | 0.15118 | 0.11772 | 0.11291 | 0.10632 | 0.091273 | 0.10797 | 0.13668 | 0.16473 | 0.16834 | 0.17883 | 0 | 0.38632 | 0.3004 | 0.3203 | 0.27663 | 0.27779 | 0.29494 | 0.28488 | 0.2924 | 0.29956 | 0.36563 | 0.37725 | 0.40825 | 1.5718
LO3Slow | New | Fixtures | Residential | Lighting | 2.1873e-05 | 2.0242e-05 | 0.16937 | 20.4503 | Single Family | WA-Linear Shop_0 to 249 lumens | 2.2591e-08 | 5.661e-08 | 1.2333e-07 | 2.3921e-07 | 4.102e-07 | 6.3294e-07 | 9.1699e-07 | 1.2473e-06 | 1.611e-06 | 1.9757e-06 | 2.2476e-06 | 2.5134e-06 | 2.7425e-06 | 2.9138e-06 | 2.9726e-06 | 3.0252e-06 | 3.0346e-06 | 3.0005e-06 | 2.9782e-06 | 2.9388e-06 | 3.5603e-05 | 0.005564 | 0.0047565 | 0.0045372 | 0.0035372 | 0.0033056 | 0.0030843 | 0.0026418 | 0.0031239 | 0.0039762 | 0.0048523 | 0.0050398 | 0.005502 | 0 | 0.012457 | 0.0096407 | 0.010081 | 0.0086736 | 0.0083159 | 0.0086034 | 0.0082545 | 0.0084675 | 0.0088128 | 0.01107 | 0.011754 | 0.013315 | 1.2368
LO3Slow | New | Fixtures | Residential | Lighting | 4.2848e-05 | 3.9655e-05 | 0.33179 | 20.4503 | Single Family | WA-Linear Shop_250 to 499 lumens | 0 | 0 | 0 | 0 | 0 | 0 | 0 | 0 | 0 | 0 | 0 | 0 | 0 | 0 | 0 | 0 | 0 | 0 | 0 | 0 | 0 | 0.0109 | 0.0093179 | 0.0088884 | 0.0069294 | 0.0064756 | 0.0060422 | 0.0051753 | 0.0061197 | 0.0077893 | 0.0095056 | 0.0098729 | 0.010778 | 0 | 0.024402 | 0.018886 | 0.019749 | 0.016991 | 0.016291 | 0.016854 | 0.01617 | 0.016588 | 0.017264 | 0.021686 | 0.023026 | 0.026085 | 1.2368
LO3Slow | New | Fixtures | Residential | Lighting | 8.2216e-05 | 7.6087e-05 | 0.63662 | 20.4503 | Single Family | WA-Linear Shop_500 to 999 lumens | 3.5525e-08 | 8.9019e-08 | 1.9394e-07 | 3.7616e-07 | 6.4504e-07 | 9.9529e-07 | 1.442e-06 | 1.9613e-06 | 2.5334e-06 | 3.1068e-06 | 3.5344e-06 | 3.9523e-06 | 4.3126e-06 | 4.5819e-06 | 4.6744e-06 | 4.7572e-06 | 4.7719e-06 | 4.7184e-06 | 4.6833e-06 | 4.6213e-06 | 5.5986e-05 | 0.020914 | 0.017879 | 0.017055 | 0.013296 | 0.012425 | 0.011593 | 0.0099302 | 0.011742 | 0.014946 | 0.018239 | 0.018944 | 0.020681 | 0 | 0.046822 | 0.036238 | 0.037894 | 0.032602 | 0.031258 | 0.032339 | 0.031027 | 0.031828 | 0.033126 | 0.04161 | 0.044182 | 0.05005 | 1.2368
LO3Slow | New | Fixtures | Residential | Lighting | 0.00015072 | 0.00013949 | 1.1671 | 20.4503 | Single Family | WA-Linear Shop_1000 to 1999 lumens | 1.9924e-08 | 4.9924e-08 | 1.0877e-07 | 2.1096e-07 | 3.6176e-07 | 5.5819e-07 | 8.087e-07 | 1.1e-06 | 1.4208e-06 | 1.7424e-06 | 1.9822e-06 | 2.2166e-06 | 2.4186e-06 | 2.5697e-06 | 2.6215e-06 | 2.668e-06 | 2.6762e-06 | 2.6462e-06 | 2.6265e-06 | 2.5918e-06 | 3.1399e-05 | 0.03834 | 0.032776 | 0.031265 | 0.024374 | 0.022778 | 0.021254 | 0.018204 | 0.021526 | 0.027399 | 0.033436 | 0.034728 | 0.037913 | 0 | 0.085836 | 0.066432 | 0.069468 | 0.059768 | 0.057303 | 0.059284 | 0.05688 | 0.058347 | 0.060727 | 0.076281 | 0.080996 | 0.091754 | 1.2368
LO3Slow | New | Fixtures | Residential | Lighting | 0.00029211 | 0.00027034 | 2.2619 | 20.4503 | Single Family | WA-Linear Shop_2000 to 3999 lumens | 0 | 0 | 0 | 0 | 0 | 0 | 0 | 0 | 0 | 0 | 0 | 0 | 0 | 0 | 0 | 0 | 0 | 0 | 0 | 0 | 0 | 0.074308 | 0.063524 | 0.060596 | 0.04724 | 0.044147 | 0.041192 | 0.035282 | 0.04172 | 0.053103 | 0.064803 | 0.067307 | 0.07348 | 0 | 0.16636 | 0.12875 | 0.13464 | 0.11584 | 0.11106 | 0.1149 | 0.11024 | 0.11308 | 0.1177 | 0.14784 | 0.15698 | 0.17783 | 1.2368
LO3Slow | New | Fixtures | Residential | Lighting | 0.00053358 | 0.00049381 | 4.1317 | 20.4503 | Single Family | WA-Linear Shop_4000 to 7999 lumens | 2.8801e-07 | 7.217e-07 | 1.5723e-06 | 3.0496e-06 | 5.2295e-06 | 8.0691e-06 | 1.169e-05 | 1.5901e-05 | 2.0539e-05 | 2.5188e-05 | 2.8654e-05 | 3.2043e-05 | 3.4963e-05 | 3.7147e-05 | 3.7897e-05 | 3.8568e-05 | 3.8687e-05 | 3.8253e-05 | 3.7969e-05 | 3.7466e-05 | 0.00045389 | 0.13573 | 0.11603 | 0.11068 | 0.08629 | 0.080639 | 0.075242 | 0.064447 | 0.076207 | 0.096999 | 0.11837 | 0.12294 | 0.13422 | 0 | 0.30388 | 0.23518 | 0.24593 | 0.21159 | 0.20287 | 0.20988 | 0.20137 | 0.20656 | 0.21499 | 0.27005 | 0.28674 | 0.32483 | 1.2368
LO3Slow | New | Fixtures | Residential | Lighting | 0.00021426 | 0.00020326 | 1.7136 | -52.248 | Single Family | WA-Track_0 to 249 lumens | 1.0756e-08 | 2.6953e-08 | 5.8722e-08 | 1.1389e-07 | 1.953e-07 | 3.0135e-07 | 4.366e-07 | 5.9385e-07 | 7.6705e-07 | 9.4069e-07 | 1.0701e-06 | 1.1967e-06 | 1.3058e-06 | 1.3873e-06 | 1.4153e-06 | 1.4404e-06 | 1.4448e-06 | 1.4286e-06 | 1.418e-06 | 1.3992e-06 | 1.6951e-05 | 0.056276 | 0.049013 | 0.047306 | 0.036794 | 0.036217 | 0.034405 | 0.029598 | 0.035027 | 0.044107 | 0.052524 | 0.052811 | 0.054523 | 0 | 0.11172 | 0.08735 | 0.095246 | 0.082612 | 0.087151 | 0.094937 | 0.09229 | 0.094775 | 0.095627 | 0.11339 | 0.11345 | 0.11644 | 5.0463
LO3Slow | New | Fixtures | Residential | Lighting | 0.00041973 | 0.00039818 | 3.3569 | -52.248 | Single Family | WA-Track_250 to 499 lumens | 9.811e-07 | 2.4584e-06 | 5.3561e-06 | 1.0388e-05 | 1.7814e-05 | 2.7487e-05 | 3.9823e-05 | 5.4166e-05 | 6.9965e-05 | 8.5802e-05 | 9.7609e-05 | 0.00010915 | 0.0001191 | 0.00012654 | 0.00012909 | 0.00013138 | 0.00013179 | 0.00013031 | 0.00012934 | 0.00012763 | 0.0015462 | 0.11024 | 0.096016 | 0.092672 | 0.072079 | 0.070948 | 0.067399 | 0.057983 | 0.068618 | 0.086405 | 0.10289 | 0.10346 | 0.10681 | 0 | 0.21885 | 0.17112 | 0.18659 | 0.16184 | 0.17073 | 0.18598 | 0.1808 | 0.18566 | 0.18733 | 0.22212 | 0.22225 | 0.22811 | 5.0463
LO3Slow | New | Fixtures | Residential | Lighting | 0.00080537 | 0.00076401 | 6.4411 | -52.248 | Single Family | WA-Track_500 to 999 lumens | 1.562e-05 | 3.9142e-05 | 8.5276e-05 | 0.0001654 | 0.00028362 | 0.00043763 | 0.00063404 | 0.0008624 | 0.0011139 | 0.0013661 | 0.0015541 | 0.0017378 | 0.0018962 | 0.0020147 | 0.0020553 | 0.0020917 | 0.0020982 | 0.0020747 | 0.0020592 | 0.002032 | 0.024617 | 0.21153 | 0.18423 | 0.17782 | 0.1383 | 0.13613 | 0.12932 | 0.11125 | 0.13166 | 0.16579 | 0.19743 | 0.19851 | 0.20494 | 0 | 0.41992 | 0.32833 | 0.35801 | 0.31052 | 0.32758 | 0.35685 | 0.3469 | 0.35624 | 0.35945 | 0.42619 | 0.42644 | 0.43769 | 5.0463
LO3Slow | New | Fixtures | Residential | Lighting | 0.0014764 | 0.0014006 | 11.808 | -52.248 | Single Family | WA-Track_1000 to 1999 lumens | 2.2697e-05 | 5.6874e-05 | 0.00012391 | 0.00024033 | 0.00041212 | 0.0006359 | 0.00092128 | 0.0012531 | 0.0016186 | 0.001985 | 0.0022581 | 0.0025251 | 0.0027553 | 0.0029274 | 0.0029865 | 0.0030394 | 0.0030487 | 0.0030146 | 0.0029921 | 0.0029526 | 0.03577 | 0.38779 | 0.33774 | 0.32598 | 0.25354 | 0.24956 | 0.23708 | 0.20396 | 0.24137 | 0.30393 | 0.36193 | 0.36391 | 0.37571 | 0 | 0.76981 | 0.60191 | 0.65632 | 0.56926 | 0.60054 | 0.65419 | 0.63595 | 0.65307 | 0.65895 | 0.78131 | 0.78177 | 0.80238 | 5.0463
LO3Slow | New | Fixtures | Residential | Lighting | 0.0028615 | 0.0027146 | 22.8853 | -52.248 | Single Family | WA-Track_2000 to 3999 lumens | 3.6248e-05 | 9.083e-05 | 0.00019789 | 0.00038381 | 0.00065816 | 0.0010155 | 0.0014713 | 0.0020012 | 0.0025849 | 0.0031701 | 0.0036063 | 0.0040327 | 0.0044003 | 0.0046751 | 0.0047695 | 0.004854 | 0.0048689 | 0.0048144 | 0.0047786 | 0.0047153 | 0.057125 | 0.75158 | 0.65458 | 0.63178 | 0.49139 | 0.48368 | 0.45948 | 0.39529 | 0.4678 | 0.58906 | 0.70147 | 0.7053 | 0.72817 | 0 | 1.492 | 1.1666 | 1.272 | 1.1033 | 1.1639 | 1.2679 | 1.2326 | 1.2657 | 1.2771 | 1.5143 | 1.5152 | 1.5551 | 5.0463
LO3Slow | New | Fixtures | Residential | Lighting | 0.0052269 | 0.0049585 | 41.8027 | -52.248 | Single Family | WA-Track_4000 to 7999 lumens | 1.4582e-05 | 3.6541e-05 | 7.961e-05 | 0.00015441 | 0.00026478 | 0.00040855 | 0.00059191 | 0.00080509 | 0.0010399 | 0.0012753 | 0.0014508 | 0.0016224 | 0.0017702 | 0.0018808 | 0.0019188 | 0.0019527 | 0.0019588 | 0.0019368 | 0.0019224 | 0.001897 | 0.022981 | 1.3729 | 1.1957 | 1.154 | 0.89758 | 0.8835 | 0.8393 | 0.72205 | 0.85449 | 1.076 | 1.2813 | 1.2883 | 1.3301 | 0 | 2.7253 | 2.1309 | 2.3235 | 2.0153 | 2.126 | 2.316 | 2.2514 | 2.312 | 2.3328 | 2.766 | 2.7676 | 2.8406 | 5.0463
LO3Slow | New | Fixtures | Residential | Lighting | 9.9203e-05 | 9.4046e-05 | 0.7927 | -66.9628 | Multifamily - Low Rise | ID/MT/OR-Floor/Table_0 to 249 lumens | 3.3357e-07 | 8.4868e-07 | 1.8766e-06 | 3.693e-06 | 6.4236e-06 | 1.0066e-05 | 1.4801e-05 | 2.0411e-05 | 2.6729e-05 | 3.3257e-05 | 3.8425e-05 | 4.3617e-05 | 4.8286e-05 | 5.209e-05 | 5.3963e-05 | 5.5782e-05 | 5.6795e-05 | 5.7067e-05 | 5.7543e-05 | 5.7723e-05 | 0.00063973 | 0.026033 | 0.022662 | 0.021866 | 0.017008 | 0.016719 | 0.015876 | 0.013656 | 0.016161 | 0.020356 | 0.024255 | 0.024407 | 0.025237 | 0 | 0.051857 | 0.040534 | 0.044144 | 0.03828 | 0.040278 | 0.043819 | 0.042584 | 0.043729 | 0.044156 | 0.052434 | 0.05255 | 0.054093 | 8.6645
LO3Slow | New | Fixtures | Residential | Lighting | 0.00019434 | 0.00018423 | 1.5529 | -66.9628 | Multifamily - Low Rise | ID/MT/OR-Floor/Table_250 to 499 lumens | 2.3364e-06 | 5.9442e-06 | 1.3144e-05 | 2.5866e-05 | 4.4991e-05 | 7.0503e-05 | 0.00010367 | 0.00014296 | 0.00018721 | 0.00023293 | 0.00026913 | 0.00030549 | 0.0003382 | 0.00036484 | 0.00037796 | 0.0003907 | 0.00039779 | 0.0003997 | 0.00040304 | 0.0004043 | 0.0044807 | 0.050999 | 0.044395 | 0.042836 | 0.033319 | 0.032753 | 0.0311 | 0.026753 | 0.031659 | 0.039876 | 0.047515 | 0.047814 | 0.049438 | 0 | 0.10159 | 0.079407 | 0.086478 | 0.07499 | 0.078904 | 0.085841 | 0.083422 | 0.085665 | 0.086502 | 0.10272 | 0.10295 | 0.10597 | 8.6645
LO3Slow | New | Fixtures | Residential | Lighting | 0.00037289 | 0.0003535 | 2.9796 | -66.9628 | Multifamily - Low Rise | ID/MT/OR-Floor/Table_500 to 999 lumens | 1.9838e-05 | 5.0471e-05 | 0.0001116 | 0.00021962 | 0.00038201 | 0.00059863 | 0.00088023 | 0.0012139 | 0.0015896 | 0.0019778 | 0.0022851 | 0.0025939 | 0.0028716 | 0.0030978 | 0.0032092 | 0.0033174 | 0.0033776 | 0.0033938 | 0.0034221 | 0.0034328 | 0.038045 | 0.097855 | 0.085183 | 0.082191 | 0.063931 | 0.062845 | 0.059674 | 0.051332 | 0.060746 | 0.076513 | 0.09117 | 0.091743 | 0.09486 | 0 | 0.19492 | 0.15236 | 0.16593 | 0.14389 | 0.1514 | 0.16471 | 0.16007 | 0.16437 | 0.16598 | 0.19709 | 0.19753 | 0.20333 | 8.6645
LO3Slow | New | Fixtures | Residential | Lighting | 0.00068359 | 0.00064805 | 5.4623 | -66.9628 | Multifamily - Low Rise | ID/MT/OR-Floor/Table_1000 to 1999 lumens | 2.1822e-05 | 5.5521e-05 | 0.00012277 | 0.0002416 | 0.00042023 | 0.00065852 | 0.00096829 | 0.0013353 | 0.0017486 | 0.0021757 | 0.0025137 | 0.0028534 | 0.0031589 | 0.0034077 | 0.0035302 | 0.0036493 | 0.0037155 | 0.0037333 | 0.0037645 | 0.0037762 | 0.041851 | 0.17939 | 0.15616 | 0.15068 | 0.1172 | 0.11521 | 0.1094 | 0.094103 | 0.11136 | 0.14027 | 0.16713 | 0.16819 | 0.1739 | 0 | 0.35733 | 0.27931 | 0.30419 | 0.26378 | 0.27755 | 0.30195 | 0.29344 | 0.30133 | 0.30427 | 0.36131 | 0.36211 | 0.37274 | 8.6645
LO3Slow | New | Fixtures | Residential | Lighting | 0.0013249 | 0.001256 | 10.5866 | -66.9628 | Multifamily - Low Rise | ID/MT/OR-Floor/Table_2000 to 3999 lumens | 6.0765e-06 | 1.546e-05 | 3.4185e-05 | 6.7273e-05 | 0.00011701 | 0.00018337 | 0.00026962 | 0.00037182 | 0.00048691 | 0.00060582 | 0.00069996 | 0.00079453 | 0.0008796 | 0.0009489 | 0.00098301 | 0.0010161 | 0.0010346 | 0.0010395 | 0.0010482 | 0.0010515 | 0.011654 | 0.34768 | 0.30266 | 0.29203 | 0.22715 | 0.22329 | 0.21202 | 0.18238 | 0.21583 | 0.27185 | 0.32393 | 0.32597 | 0.33704 | 0 | 0.69256 | 0.54135 | 0.58956 | 0.51124 | 0.53792 | 0.58522 | 0.56872 | 0.58401 | 0.58972 | 0.70027 | 0.70182 | 0.72242 | 8.6645
LO3Slow | New | Fixtures | Residential | Lighting | 0.0024201 | 0.0022942 | 19.3377 | -66.9628 | Multifamily - Low Rise | ID/MT/OR-Floor/Table_4000 to 7999 lumens | 6.9967e-07 | 1.7801e-06 | 3.9361e-06 | 7.7461e-06 | 1.3473e-05 | 2.1114e-05 | 3.1045e-05 | 4.2813e-05 | 5.6065e-05 | 6.9757e-05 | 8.0596e-05 | 9.1486e-05 | 0.00010128 | 0.00010926 | 0.00011319 | 0.000117 | 0.00011913 | 0.0001197 | 0.0001207 | 0.00012107 | 0.0013418 | 0.63508 | 0.55284 | 0.53342 | 0.41491 | 0.40786 | 0.38729 | 0.33315 | 0.39425 | 0.49657 | 0.59169 | 0.59542 | 0.61564 | 0 | 1.265 | 0.98883 | 1.0769 | 0.93383 | 0.98258 | 1.069 | 1.0388 | 1.0668 | 1.0772 | 1.2791 | 1.282 | 1.3196 | 8.6645
LO3Slow | New | Fixtures | Residential | Lighting | 0.00013061 | 0.00012357 | 1.0409 | -37.2177 | Multifamily - Low Rise | ID/MT/OR-Ceiling and Wall Flush Mount _0 to 249 lumens | 1.8493e-07 | 4.7049e-07 | 1.0403e-06 | 2.0473e-06 | 3.5611e-06 | 5.5804e-06 | 8.2055e-06 | 1.1316e-05 | 1.4818e-05 | 1.8437e-05 | 2.1302e-05 | 2.418e-05 | 2.6769e-05 | 2.8878e-05 | 2.9916e-05 | 3.0925e-05 | 3.1486e-05 | 3.1637e-05 | 3.1901e-05 | 3.2001e-05 | 0.00035465 | 0.034185 | 0.029713 | 0.028642 | 0.022283 | 0.021815 | 0.020686 | 0.017788 | 0.02105 | 0.026535 | 0.031677 | 0.031958 | 0.033195 | 0 | 0.068809 | 0.053735 | 0.058303 | 0.050522 | 0.052738 | 0.057144 | 0.055478 | 0.056965 | 0.057658 | 0.068781 | 0.069277 | 0.071943 | 3.7754
LO3Slow | New | Fixtures | Residential | Lighting | 0.00025587 | 0.00024207 | 2.0391 | -37.2177 | Multifamily - Low Rise | ID/MT/OR-Ceiling and Wall Flush Mount _250 to 499 lumens | 2.258e-06 | 5.7448e-06 | 1.2703e-05 | 2.4998e-05 | 4.3482e-05 | 6.8138e-05 | 0.00010019 | 0.00013816 | 0.00018093 | 0.00022512 | 0.0002601 | 0.00029524 | 0.00032685 | 0.0003526 | 0.00036528 | 0.00037759 | 0.00038445 | 0.00038629 | 0.00038951 | 0.00039073 | 0.0043304 | 0.066968 | 0.058207 | 0.05611 | 0.043652 | 0.042735 | 0.040524 | 0.034847 | 0.041236 | 0.051981 | 0.062055 | 0.062605 | 0.065028 | 0 | 0.1348 | 0.10527 | 0.11422 | 0.098972 | 0.10331 | 0.11194 | 0.10868 | 0.11159 | 0.11295 | 0.13474 | 0.13571 | 0.14094 | 3.7754
LO3Slow | New | Fixtures | Residential | Lighting | 0.00049096 | 0.00046447 | 3.9125 | -37.2177 | Multifamily - Low Rise | ID/MT/OR-Ceiling and Wall Flush Mount _500 to 999 lumens | 2.1104e-05 | 5.3692e-05 | 0.00011872 | 0.00023364 | 0.00040639 | 0.00063683 | 0.0009364 | 0.0012913 | 0.001691 | 0.002104 | 0.0024309 | 0.0027594 | 0.0030548 | 0.0032955 | 0.003414 | 0.0035291 | 0.0035931 | 0.0036103 | 0.0036405 | 0.0036519 | 0.040473 | 0.1285 | 0.11169 | 0.10766 | 0.083758 | 0.081999 | 0.077756 | 0.066864 | 0.079122 | 0.099739 | 0.11907 | 0.12012 | 0.12477 | 0 | 0.25864 | 0.20198 | 0.21915 | 0.1899 | 0.19823 | 0.21479 | 0.20853 | 0.21412 | 0.21673 | 0.25854 | 0.2604 | 0.27042 | 3.7754
LO3Slow | New | Fixtures | Residential | Lighting | 0.00090004 | 0.00085147 | 7.1725 | -37.2177 | Multifamily - Low Rise | ID/MT/OR-Ceiling and Wall Flush Mount _1000 to 1999 lumens | 2.6069e-05 | 6.6326e-05 | 0.00014666 | 0.00028862 | 0.00050202 | 0.00078669 | 0.0011567 | 0.0015952 | 0.002089 | 0.0025991 | 0.003003 | 0.0034087 | 0.0037737 | 0.004071 | 0.0042173 | 0.0043595 | 0.0044386 | 0.0044599 | 0.0044971 | 0.0045112 | 0.049996 | 0.23556 | 0.20475 | 0.19737 | 0.15355 | 0.15032 | 0.14254 | 0.12258 | 0.14505 | 0.18284 | 0.21828 | 0.22022 | 0.22874 | 0 | 0.47414 | 0.37028 | 0.40175 | 0.34814 | 0.36341 | 0.39377 | 0.38228 | 0.39253 | 0.39731 | 0.47396 | 0.47737 | 0.49574 | 3.7754
LO3Slow | New | Fixtures | Residential | Lighting | 0.0017444 | 0.0016503 | 13.9011 | -37.2177 | Multifamily - Low Rise | ID/MT/OR-Ceiling and Wall Flush Mount _2000 to 3999 lumens | 2.0618e-05 | 5.2456e-05 | 0.00011599 | 0.00022826 | 0.00039703 | 0.00062217 | 0.00091484 | 0.0012616 | 0.0016521 | 0.0020556 | 0.002375 | 0.0026959 | 0.0029845 | 0.0032196 | 0.0033354 | 0.0034478 | 0.0035104 | 0.0035272 | 0.0035567 | 0.0035678 | 0.039541 | 0.45655 | 0.39682 | 0.38252 | 0.29759 | 0.29134 | 0.27627 | 0.23757 | 0.28112 | 0.35437 | 0.42305 | 0.42681 | 0.44332 | 0 | 0.91895 | 0.71764 | 0.77865 | 0.67473 | 0.70433 | 0.76317 | 0.74092 | 0.76078 | 0.77003 | 0.91859 | 0.9252 | 0.96082 | 3.7754
LO3Slow | New | Fixtures | Residential | Lighting | 0.0031863 | 0.0030144 | 25.3921 | -37.2177 | Multifamily - Low Rise | ID/MT/OR-Ceiling and Wall Flush Mount _4000 to 7999 lumens | 6.2501e-06 | 1.5901e-05 | 3.5161e-05 | 6.9195e-05 | 0.00012036 | 0.0001886 | 0.00027732 | 0.00038244 | 0.00050082 | 0.00062313 | 0.00071995 | 0.00081723 | 0.00090472 | 0.000976 | 0.0010111 | 0.0010452 | 0.0010641 | 0.0010692 | 0.0010782 | 0.0010815 | 0.011986 | 0.83394 | 0.72484 | 0.69872 | 0.54359 | 0.53218 | 0.50464 | 0.43395 | 0.5135 | 0.64731 | 0.77276 | 0.77961 | 0.80978 | 0 | 1.6786 | 1.3109 | 1.4223 | 1.2325 | 1.2865 | 1.394 | 1.3534 | 1.3896 | 1.4066 | 1.6779 | 1.69 | 1.755 | 3.7754
LO3Slow | New | Fixtures | Residential | Lighting | 0.00010381 | 9.7994e-05 | 0.82491 | -111.1375 | Multifamily - Low Rise | ID/MT/OR-Downlight Fixture_0 to 249 lumens | 8.497e-09 | 2.1618e-08 | 4.7802e-08 | 9.4071e-08 | 1.6363e-07 | 2.5641e-07 | 3.7702e-07 | 5.1993e-07 | 6.8087e-07 | 8.4715e-07 | 9.7878e-07 | 1.111e-06 | 1.23e-06 | 1.3269e-06 | 1.3746e-06 | 1.4209e-06 | 1.4467e-06 | 1.4536e-06 | 1.4658e-06 | 1.4704e-06 | 1.6296e-05 | 0.027093 | 0.02351 | 0.02264 | 0.017617 | 0.017171 | 0.016259 | 0.013976 | 0.016537 | 0.020865 | 0.024959 | 0.02525 | 0.026356 | 0 | 0.055138 | 0.043017 | 0.046492 | 0.040257 | 0.041668 | 0.044953 | 0.043595 | 0.044759 | 0.045421 | 0.054451 | 0.055134 | 0.05779 | 10.4726
LO3Slow | New | Fixtures | Residential | Lighting | 0.00020337 | 0.00019197 | 1.616 | -111.1375 | Multifamily - Low Rise | ID/MT/OR-Downlight Fixture_250 to 499 lumens | 1.4035e-06 | 3.5709e-06 | 7.8958e-06 | 1.5538e-05 | 2.7027e-05 | 4.2353e-05 | 6.2276e-05 | 8.5881e-05 | 0.00011247 | 0.00013993 | 0.00016167 | 0.00018352 | 0.00020317 | 0.00021917 | 0.00022705 | 0.00023471 | 0.00023897 | 0.00024011 | 0.00024212 | 0.00024287 | 0.0026917 | 0.053074 | 0.046056 | 0.044351 | 0.034511 | 0.033638 | 0.03185 | 0.027379 | 0.032396 | 0.040874 | 0.048895 | 0.049464 | 0.051631 | 0 | 0.10801 | 0.08427 | 0.091077 | 0.078864 | 0.081627 | 0.088062 | 0.085402 | 0.087683 | 0.088979 | 0.10667 | 0.10801 | 0.11321 | 10.4726
LO3Slow | New | Fixtures | Residential | Lighting | 0.00039021 | 0.00036834 | 3.1007 | -111.1375 | Multifamily - Low Rise | ID/MT/OR-Downlight Fixture_500 to 999 lumens | 4.9291e-05 | 0.00012541 | 0.00027729 | 0.0005457 | 0.00094918 | 0.0014874 | 0.0021871 | 0.0030161 | 0.0039497 | 0.0049143 | 0.0056778 | 0.006445 | 0.007135 | 0.0076971 | 0.0079739 | 0.0082427 | 0.0083923 | 0.0084325 | 0.0085029 | 0.0085295 | 0.09453 | 0.10184 | 0.08837 | 0.085099 | 0.066219 | 0.064544 | 0.061113 | 0.052533 | 0.06216 | 0.078427 | 0.093817 | 0.09491 | 0.099067 | 0 | 0.20725 | 0.16169 | 0.17476 | 0.15132 | 0.15662 | 0.16897 | 0.16387 | 0.16824 | 0.17073 | 0.20467 | 0.20724 | 0.21722 | 10.4726
LO3Slow | New | Fixtures | Residential | Lighting | 0.00071535 | 0.00067525 | 5.6843 | -111.1375 | Multifamily - Low Rise | ID/MT/OR-Downlight Fixture_1000 to 1999 lumens | 1.5047e-05 | 3.8283e-05 | 8.4651e-05 | 0.00016659 | 0.00028976 | 0.00045407 | 0.00066766 | 0.00092073 | 0.0012057 | 0.0015002 | 0.0017333 | 0.0019675 | 0.0021781 | 0.0023497 | 0.0024342 | 0.0025163 | 0.002562 | 0.0025742 | 0.0025957 | 0.0026038 | 0.028858 | 0.18669 | 0.162 | 0.15601 | 0.12139 | 0.11832 | 0.11203 | 0.096306 | 0.11395 | 0.14377 | 0.17199 | 0.17399 | 0.18161 | 0 | 0.37995 | 0.29642 | 0.32037 | 0.2774 | 0.28712 | 0.30976 | 0.3004 | 0.30843 | 0.31298 | 0.37521 | 0.37992 | 0.39822 | 10.4726
LO3Slow | New | Fixtures | Residential | Lighting | 0.0013864 | 0.0013087 | 11.0168 | -111.1375 | Multifamily - Low Rise | ID/MT/OR-Downlight Fixture_2000 to 3999 lumens | 4.4783e-06 | 1.1394e-05 | 2.5194e-05 | 4.958e-05 | 8.6239e-05 | 0.00013514 | 0.00019871 | 0.00027403 | 0.00035885 | 0.00044649 | 0.00051586 | 0.00058557 | 0.00064826 | 0.00069933 | 0.00072447 | 0.00074889 | 0.00076249 | 0.00076614 | 0.00077254 | 0.00077496 | 0.0085886 | 0.36183 | 0.31398 | 0.30236 | 0.23528 | 0.22933 | 0.21714 | 0.18665 | 0.22086 | 0.27865 | 0.33333 | 0.33722 | 0.35199 | 0 | 0.73638 | 0.5745 | 0.62091 | 0.53764 | 0.55648 | 0.60035 | 0.58222 | 0.59777 | 0.6066 | 0.72721 | 0.73633 | 0.7718 | 10.4726
LO3Slow | New | Fixtures | Residential | Lighting | 0.0025325 | 0.0023905 | 20.1235 | -111.1375 | Multifamily - Low Rise | ID/MT/OR-Downlight Fixture_4000 to 7999 lumens | 1.4104e-06 | 3.5884e-06 | 7.9346e-06 | 1.5615e-05 | 2.716e-05 | 4.2562e-05 | 6.2582e-05 | 8.6303e-05 | 0.00011302 | 0.00014062 | 0.00016247 | 0.00018442 | 0.00020416 | 0.00022025 | 0.00022817 | 0.00023586 | 0.00024014 | 0.00024129 | 0.00024331 | 0.00024407 | 0.0027049 | 0.66092 | 0.57353 | 0.5523 | 0.42976 | 0.41889 | 0.39662 | 0.34094 | 0.40342 | 0.50899 | 0.60887 | 0.61597 | 0.64295 | 0 | 1.3451 | 1.0494 | 1.1342 | 0.98207 | 1.0165 | 1.0966 | 1.0635 | 1.0919 | 1.108 | 1.3283 | 1.345 | 1.4098 | 10.4726
LO3Slow | New | Fixtures | Residential | Lighting | 0.00015581 | 0.00017678 | 0.87246 | -72.6034 | Multifamily - Low Rise | ID/MT/OR-Exterior Porch_0 to 249 lumens | 1.1059e-10 | 2.8135e-10 | 6.2212e-10 | 1.2243e-09 | 2.1295e-09 | 3.3371e-09 | 4.9068e-09 | 6.7667e-09 | 8.8613e-09 | 1.1025e-08 | 1.2738e-08 | 1.446e-08 | 1.6008e-08 | 1.7269e-08 | 1.789e-08 | 1.8493e-08 | 1.8828e-08 | 1.8919e-08 | 1.9077e-08 | 1.9136e-08 | 2.1208e-07 | 0.036904 | 0.032436 | 0.025702 | 0.015347 | 0.014385 | 0.013998 | 0.010224 | 0.012259 | 0.018285 | 0.029961 | 0.034755 | 0.037568 | 0 | 0.0721 | 0.053403 | 0.046961 | 0.039095 | 0.036499 | 0.035078 | 0.036685 | 0.038622 | 0.045202 | 0.052172 | 0.064052 | 0.070763 | 10.5955
LO3Slow | New | Fixtures | Residential | Lighting | 0.00030523 | 0.0003463 | 1.7091 | -72.6034 | Multifamily - Low Rise | ID/MT/OR-Exterior Porch_250 to 499 lumens | 3.505e-08 | 8.9175e-08 | 1.9718e-07 | 3.8804e-07 | 6.7496e-07 | 1.0577e-06 | 1.5552e-06 | 2.1447e-06 | 2.8086e-06 | 3.4945e-06 | 4.0375e-06 | 4.583e-06 | 5.0737e-06 | 5.4734e-06 | 5.6702e-06 | 5.8613e-06 | 5.9677e-06 | 5.9963e-06 | 6.0464e-06 | 6.0653e-06 | 6.722e-05 | 0.072295 | 0.063542 | 0.050349 | 0.030064 | 0.02818 | 0.027422 | 0.020028 | 0.024016 | 0.035821 | 0.058693 | 0.068085 | 0.073595 | 0 | 0.14124 | 0.10462 | 0.091996 | 0.076587 | 0.071502 | 0.068718 | 0.071865 | 0.075661 | 0.08855 | 0.1022 | 0.12548 | 0.13862 | 10.5955
LO3Slow | New | Fixtures | Residential | Lighting | 0.00058566 | 0.00066447 | 3.2794 | -72.6034 | Multifamily - Low Rise | ID/MT/OR-Exterior Porch_500 to 999 lumens | 1.7523e-06 | 4.4582e-06 | 9.8578e-06 | 1.9399e-05 | 3.3743e-05 | 5.2878e-05 | 7.7751e-05 | 0.00010722 | 0.00014041 | 0.0001747 | 0.00020185 | 0.00022912 | 0.00025365 | 0.00027363 | 0.00028347 | 0.00029303 | 0.00029835 | 0.00029977 | 0.00030228 | 0.00030322 | 0.0033605 | 0.13872 | 0.12192 | 0.096608 | 0.057686 | 0.05407 | 0.052616 | 0.038428 | 0.04608 | 0.068732 | 0.11262 | 0.13064 | 0.14121 | 0 | 0.27101 | 0.20073 | 0.17652 | 0.14695 | 0.13719 | 0.13185 | 0.13789 | 0.14517 | 0.16991 | 0.1961 | 0.24076 | 0.26599 | 10.5955
LO3Slow | New | Fixtures | Residential | Lighting | 0.0010737 | 0.0012181 | 6.0119 | -72.6034 | Multifamily - Low Rise | ID/MT/OR-Exterior Porch_1000 to 1999 lumens | 3.4318e-06 | 8.7313e-06 | 1.9306e-05 | 3.7994e-05 | 6.6086e-05 | 0.00010356 | 0.00015227 | 0.00020999 | 0.00027499 | 0.00034215 | 0.00039531 | 0.00044873 | 0.00049677 | 0.00053591 | 0.00055517 | 0.00057389 | 0.00058431 | 0.0005871 | 0.00059201 | 0.00059386 | 0.0065816 | 0.2543 | 0.22351 | 0.17711 | 0.10575 | 0.099122 | 0.096458 | 0.070448 | 0.084476 | 0.126 | 0.20645 | 0.23949 | 0.25887 | 0 | 0.49683 | 0.36799 | 0.3236 | 0.2694 | 0.25151 | 0.24172 | 0.25279 | 0.26614 | 0.31148 | 0.35951 | 0.44137 | 0.48762 | 10.5955
LO3Slow | New | Fixtures | Residential | Lighting | 0.0020809 | 0.0023609 | 11.6518 | -72.6034 | Multifamily - Low Rise | ID/MT/OR-Exterior Porch_2000 to 3999 lumens | 3.2469e-06 | 8.2608e-06 | 1.8266e-05 | 3.5946e-05 | 6.2525e-05 | 9.7979e-05 | 0.00014407 | 0.00019868 | 0.00026017 | 0.00032371 | 0.00037401 | 0.00042455 | 0.00047 | 0.00050703 | 0.00052525 | 0.00054296 | 0.00055282 | 0.00055547 | 0.0005601 | 0.00056186 | 0.0062269 | 0.49286 | 0.43319 | 0.34325 | 0.20496 | 0.19211 | 0.18695 | 0.13654 | 0.16372 | 0.24421 | 0.40013 | 0.46416 | 0.50172 | 0 | 0.96291 | 0.7132 | 0.62717 | 0.52212 | 0.48746 | 0.46848 | 0.48994 | 0.51581 | 0.60368 | 0.69677 | 0.85543 | 0.94506 | 10.5955
LO3Slow | New | Fixtures | Residential | Lighting | 0.003801 | 0.0043124 | 21.2835 | -72.6034 | Multifamily - Low Rise | ID/MT/OR-Exterior Porch_4000 to 7999 lumens | 1.4227e-07 | 3.6197e-07 | 8.0039e-07 | 1.5751e-06 | 2.7397e-06 | 4.2933e-06 | 6.3128e-06 | 8.7056e-06 | 1.14e-05 | 1.4185e-05 | 1.6389e-05 | 1.8603e-05 | 2.0595e-05 | 2.2217e-05 | 2.3016e-05 | 2.3792e-05 | 2.4224e-05 | 2.434e-05 | 2.4543e-05 | 2.462e-05 | 0.00027285 | 0.90028 | 0.79127 | 0.62699 | 0.37439 | 0.35091 | 0.34148 | 0.2494 | 0.29906 | 0.44607 | 0.73089 | 0.84785 | 0.91646 | 0 | 1.7589 | 1.3027 | 1.1456 | 0.95372 | 0.8904 | 0.85573 | 0.89492 | 0.94219 | 1.1027 | 1.2727 | 1.5625 | 1.7263 | 10.5955
LO3Slow | New | Fixtures | Residential | Lighting | 0.00017263 | 0.00020188 | 0.95994 | -89.2491 | Multifamily - Low Rise | ID/MT/OR-Chandelier/Pendant_0 to 249 lumens | 9.2496e-08 | 2.3533e-07 | 5.2035e-07 | 1.024e-06 | 1.7812e-06 | 2.7912e-06 | 4.1042e-06 | 5.6598e-06 | 7.4117e-06 | 9.2218e-06 | 1.0655e-05 | 1.2094e-05 | 1.3389e-05 | 1.4444e-05 | 1.4963e-05 | 1.5468e-05 | 1.5749e-05 | 1.5824e-05 | 1.5956e-05 | 1.6006e-05 | 0.00017739 | 0.041526 | 0.037048 | 0.029273 | 0.017087 | 0.016976 | 0.016859 | 0.012365 | 0.014842 | 0.021896 | 0.035317 | 0.040183 | 0.041778 | 0 | 0.07275 | 0.053859 | 0.047584 | 0.0397 | 0.041018 | 0.041674 | 0.044287 | 0.046685 | 0.053087 | 0.057578 | 0.068012 | 0.068561 | 6.1299
LO3Slow | New | Fixtures | Residential | Lighting | 0.00033817 | 0.00039547 | 1.8805 | -89.2491 | Multifamily - Low Rise | ID/MT/OR-Chandelier/Pendant_250 to 499 lumens | 7.4767e-07 | 1.9022e-06 | 4.2062e-06 | 8.2775e-06 | 1.4398e-05 | 2.2562e-05 | 3.3175e-05 | 4.575e-05 | 5.9912e-05 | 7.4543e-05 | 8.6125e-05 | 9.7762e-05 | 0.00010823 | 0.00011676 | 0.00012095 | 0.00012503 | 0.0001273 | 0.00012791 | 0.00012898 | 0.00012938 | 0.0014339 | 0.081348 | 0.072576 | 0.057345 | 0.033473 | 0.033257 | 0.033026 | 0.024223 | 0.029076 | 0.042893 | 0.069185 | 0.078718 | 0.081844 | 0 | 0.14252 | 0.10551 | 0.093216 | 0.077771 | 0.080353 | 0.081638 | 0.086757 | 0.091456 | 0.104 | 0.1128 | 0.13323 | 0.13431 | 6.1299
LO3Slow | New | Fixtures | Residential | Lighting | 0.00064887 | 0.00075881 | 3.6083 | -89.2491 | Multifamily - Low Rise | ID/MT/OR-Chandelier/Pendant_500 to 999 lumens | 5.4965e-06 | 1.3984e-05 | 3.0922e-05 | 6.0852e-05 | 0.00010585 | 0.00016587 | 0.00024389 | 0.00033633 | 0.00044044 | 0.000548 | 0.00063314 | 0.0007187 | 0.00079564 | 0.00085832 | 0.00088918 | 0.00091916 | 0.00093584 | 0.00094032 | 0.00094818 | 0.00095114 | 0.010541 | 0.15609 | 0.13926 | 0.11003 | 0.064226 | 0.063811 | 0.063369 | 0.046477 | 0.055789 | 0.082302 | 0.13275 | 0.15104 | 0.15704 | 0 | 0.27345 | 0.20245 | 0.17886 | 0.14922 | 0.15418 | 0.15664 | 0.16647 | 0.17548 | 0.19954 | 0.21643 | 0.25564 | 0.25771 | 6.1299
LO3Slow | New | Fixtures | Residential | Lighting | 0.0011895 | 0.0013911 | 6.6148 | -89.2491 | Multifamily - Low Rise | ID/MT/OR-Chandelier/Pendant_1000 to 1999 lumens | 9.3114e-06 | 2.369e-05 | 5.2383e-05 | 0.00010309 | 0.00017931 | 0.00028099 | 0.00041316 | 0.00056976 | 0.00074613 | 0.00092834 | 0.0010726 | 0.0012175 | 0.0013479 | 0.0014541 | 0.0015063 | 0.0015571 | 0.0015854 | 0.001593 | 0.0016063 | 0.0016113 | 0.017858 | 0.28614 | 0.25529 | 0.20171 | 0.11774 | 0.11698 | 0.11617 | 0.085204 | 0.10227 | 0.15088 | 0.24336 | 0.27689 | 0.28789 | 0 | 0.5013 | 0.37113 | 0.32789 | 0.27356 | 0.28264 | 0.28717 | 0.30517 | 0.3217 | 0.36581 | 0.39676 | 0.46866 | 0.47244 | 6.1299
LO3Slow | New | Fixtures | Residential | Lighting | 0.0023054 | 0.0026961 | 12.8202 | -89.2491 | Multifamily - Low Rise | ID/MT/OR-Chandelier/Pendant_2000 to 3999 lumens | 1.3425e-05 | 3.4157e-05 | 7.5528e-05 | 0.00014863 | 0.00025853 | 0.00040513 | 0.00059571 | 0.0008215 | 0.0010758 | 0.0013385 | 0.0015465 | 0.0017554 | 0.0019434 | 0.0020965 | 0.0021719 | 0.0022451 | 0.0022858 | 0.0022968 | 0.002316 | 0.0023232 | 0.025748 | 0.55458 | 0.49478 | 0.39095 | 0.2282 | 0.22672 | 0.22515 | 0.16514 | 0.19822 | 0.29242 | 0.47166 | 0.53665 | 0.55796 | 0 | 0.97159 | 0.7193 | 0.63549 | 0.5302 | 0.5478 | 0.55656 | 0.59146 | 0.62349 | 0.70898 | 0.76897 | 0.90831 | 0.91564 | 6.1299
LO3Slow | New | Fixtures | Residential | Lighting | 0.0042112 | 0.0049247 | 23.4176 | -89.2491 | Multifamily - Low Rise | ID/MT/OR-Chandelier/Pendant_4000 to 7999 lumens | 8.0652e-06 | 2.052e-05 | 4.5372e-05 | 8.929e-05 | 0.00015531 | 0.00024338 | 0.00035786 | 0.0004935 | 0.00064627 | 0.00080409 | 0.00092903 | 0.0010546 | 0.0011675 | 0.0012594 | 0.0013047 | 0.0013487 | 0.0013732 | 0.0013798 | 0.0013913 | 0.0013956 | 0.015467 | 1.013 | 0.90377 | 0.71411 | 0.41683 | 0.41414 | 0.41126 | 0.30164 | 0.36207 | 0.53414 | 0.86154 | 0.98026 | 1.0192 | 0 | 1.7747 | 1.3139 | 1.1608 | 0.96847 | 1.0006 | 1.0166 | 1.0804 | 1.1389 | 1.295 | 1.4046 | 1.6591 | 1.6725 | 6.1299
LO3Slow | New | Fixtures | Residential | Lighting | 2.898e-05 | 2.7142e-05 | 0.22794 | 11.5397 | Multifamily - Low Rise | ID/MT/OR-Linear Flush Mount_0 to 249 lumens | 1.4406e-08 | 3.6653e-08 | 8.1046e-08 | 1.5949e-07 | 2.7742e-07 | 4.3473e-07 | 6.3923e-07 | 8.8152e-07 | 1.1544e-06 | 1.4363e-06 | 1.6595e-06 | 1.8837e-06 | 2.0854e-06 | 2.2497e-06 | 2.3305e-06 | 2.4091e-06 | 2.4529e-06 | 2.4646e-06 | 2.4852e-06 | 2.4929e-06 | 2.7629e-05 | 0.007487 | 0.006459 | 0.0061971 | 0.0048257 | 0.0046285 | 0.0043584 | 0.0037415 | 0.0044261 | 0.0056027 | 0.0067528 | 0.0069007 | 0.0073306 | 0 | 0.015836 | 0.012314 | 0.01313 | 0.01134 | 0.011387 | 0.01209 | 0.011678 | 0.011986 | 0.01228 | 0.014988 | 0.015464 | 0.016735 | 1.5718
LO3Slow | New | Fixtures | Residential | Lighting | 5.6772e-05 | 5.3172e-05 | 0.44653 | 11.5397 | Multifamily - Low Rise | ID/MT/OR-Linear Flush Mount_250 to 499 lumens | 4.1106e-07 | 1.0458e-06 | 2.3125e-06 | 4.5508e-06 | 7.9157e-06 | 1.2404e-05 | 1.8239e-05 | 2.5152e-05 | 3.2938e-05 | 4.0982e-05 | 4.735e-05 | 5.3748e-05 | 5.9502e-05 | 6.419e-05 | 6.6498e-05 | 6.8739e-05 | 6.9987e-05 | 7.0322e-05 | 7.091e-05 | 7.1132e-05 | 0.00078833 | 0.014667 | 0.012653 | 0.01214 | 0.0094535 | 0.0090671 | 0.008538 | 0.0073295 | 0.0086706 | 0.010976 | 0.013229 | 0.013518 | 0.01436 | 0 | 0.031023 | 0.024123 | 0.025721 | 0.022214 | 0.022307 | 0.023685 | 0.022877 | 0.02348 | 0.024055 | 0.029361 | 0.030294 | 0.032784 | 1.5718
LO3Slow | New | Fixtures | Residential | Lighting | 0.00010893 | 0.00010202 | 0.85678 | 11.5397 | Multifamily - Low Rise | ID/MT/OR-Linear Flush Mount_500 to 999 lumens | 8.0309e-06 | 2.0432e-05 | 4.518e-05 | 8.8911e-05 | 0.00015465 | 0.00024235 | 0.00035634 | 0.00049141 | 0.00064352 | 0.00080068 | 0.00092509 | 0.0010501 | 0.0011625 | 0.0012541 | 0.0012992 | 0.001343 | 0.0013674 | 0.0013739 | 0.0013854 | 0.0013897 | 0.015402 | 0.028142 | 0.024278 | 0.023294 | 0.018139 | 0.017398 | 0.016382 | 0.014064 | 0.016637 | 0.021059 | 0.025382 | 0.025938 | 0.027554 | 0 | 0.059525 | 0.046286 | 0.049352 | 0.042623 | 0.042802 | 0.045445 | 0.043896 | 0.045053 | 0.046157 | 0.056337 | 0.058127 | 0.062904 | 1.5718
LO3Slow | New | Fixtures | Residential | Lighting | 0.0001997 | 0.00018703 | 1.5707 | 11.5397 | Multifamily - Low Rise | ID/MT/OR-Linear Flush Mount_1000 to 1999 lumens | 1.3146e-05 | 3.3445e-05 | 7.3954e-05 | 0.00014554 | 0.00025314 | 0.00039669 | 0.00058329 | 0.00080438 | 0.0010534 | 0.0013106 | 0.0015143 | 0.0017189 | 0.0019029 | 0.0020528 | 0.0021266 | 0.0021983 | 0.0022382 | 0.0022489 | 0.0022677 | 0.0022748 | 0.025211 | 0.051591 | 0.044508 | 0.042703 | 0.033253 | 0.031894 | 0.030033 | 0.025782 | 0.030499 | 0.038607 | 0.046532 | 0.047551 | 0.050513 | 0 | 0.10912 | 0.084852 | 0.090474 | 0.078139 | 0.078467 | 0.083312 | 0.080471 | 0.082593 | 0.084616 | 0.10328 | 0.10656 | 0.11532 | 1.5718
LO3Slow | New | Fixtures | Residential | Lighting | 0.00038704 | 0.00036249 | 3.0442 | 11.5397 | Multifamily - Low Rise | ID/MT/OR-Linear Flush Mount_2000 to 3999 lumens | 4.8704e-06 | 1.2391e-05 | 2.7399e-05 | 5.392e-05 | 9.3789e-05 | 0.00014697 | 0.00021611 | 0.00029802 | 0.00039027 | 0.00048558 | 0.00056102 | 0.00063683 | 0.00070501 | 0.00076055 | 0.0007879 | 0.00081446 | 0.00082924 | 0.00083321 | 0.00084017 | 0.0008428 | 0.0093405 | 0.09999 | 0.086262 | 0.082764 | 0.064448 | 0.061814 | 0.058207 | 0.049968 | 0.059111 | 0.074825 | 0.090185 | 0.09216 | 0.097901 | 0 | 0.2115 | 0.16445 | 0.17535 | 0.15144 | 0.15208 | 0.16147 | 0.15596 | 0.16008 | 0.164 | 0.20017 | 0.20653 | 0.2235 | 1.5718
LO3Slow | New | Fixtures | Residential | Lighting | 0.00070697 | 0.00066213 | 5.5605 | 11.5397 | Multifamily - Low Rise | ID/MT/OR-Linear Flush Mount_4000 to 7999 lumens | 5.6253e-07 | 1.4312e-06 | 3.1646e-06 | 6.2278e-06 | 1.0833e-05 | 1.6975e-05 | 2.496e-05 | 3.4421e-05 | 4.5076e-05 | 5.6084e-05 | 6.4798e-05 | 7.3554e-05 | 8.1429e-05 | 8.7844e-05 | 9.1002e-05 | 9.407e-05 | 9.5778e-05 | 9.6236e-05 | 9.704e-05 | 9.7343e-05 | 0.0010788 | 0.18264 | 0.15757 | 0.15118 | 0.11772 | 0.11291 | 0.10632 | 0.091273 | 0.10797 | 0.13668 | 0.16473 | 0.16834 | 0.17883 | 0 | 0.38632 | 0.3004 | 0.3203 | 0.27663 | 0.27779 | 0.29494 | 0.28488 | 0.2924 | 0.29956 | 0.36563 | 0.37725 | 0.40825 | 1.5718
LO3Slow | New | Fixtures | Residential | Lighting | 2.1873e-05 | 2.0242e-05 | 0.16937 | 20.4503 | Multifamily - Low Rise | ID/MT/OR-Linear Shop_0 to 249 lumens | 3.3935e-09 | 8.6338e-09 | 1.9091e-08 | 3.7569e-08 | 6.5348e-08 | 1.024e-07 | 1.5057e-07 | 2.0765e-07 | 2.7192e-07 | 3.3833e-07 | 3.909e-07 | 4.4372e-07 | 4.9122e-07 | 5.2992e-07 | 5.4897e-07 | 5.6748e-07 | 5.7778e-07 | 5.8055e-07 | 5.854e-07 | 5.8723e-07 | 6.5081e-06 | 0.005564 | 0.0047565 | 0.0045372 | 0.0035372 | 0.0033056 | 0.0030843 | 0.0026418 | 0.0031239 | 0.0039762 | 0.0048523 | 0.0050398 | 0.005502 | 0 | 0.012457 | 0.0096407 | 0.010081 | 0.0086736 | 0.0083159 | 0.0086034 | 0.0082545 | 0.0084675 | 0.0088128 | 0.01107 | 0.011754 | 0.013315 | 1.2368
LO3Slow | New | Fixtures | Residential | Lighting | 4.2848e-05 | 3.9655e-05 | 0.33179 | 20.4503 | Multifamily - Low Rise | ID/MT/OR-Linear Shop_250 to 499 lumens | 0 | 0 | 0 | 0 | 0 | 0 | 0 | 0 | 0 | 0 | 0 | 0 | 0 | 0 | 0 | 0 | 0 | 0 | 0 | 0 | 0 | 0.0109 | 0.0093179 | 0.0088884 | 0.0069294 | 0.0064756 | 0.0060422 | 0.0051753 | 0.0061197 | 0.0077893 | 0.0095056 | 0.0098729 | 0.010778 | 0 | 0.024402 | 0.018886 | 0.019749 | 0.016991 | 0.016291 | 0.016854 | 0.01617 | 0.016588 | 0.017264 | 0.021686 | 0.023026 | 0.026085 | 1.2368
LO3Slow | New | Fixtures | Residential | Lighting | 8.2216e-05 | 7.6087e-05 | 0.63662 | 20.4503 | Multifamily - Low Rise | ID/MT/OR-Linear Shop_500 to 999 lumens | 5.3363e-09 | 1.3577e-08 | 3.002e-08 | 5.9078e-08 | 1.0276e-07 | 1.6103e-07 | 2.3678e-07 | 3.2653e-07 | 4.276e-07 | 5.3203e-07 | 6.1469e-07 | 6.9775e-07 | 7.7245e-07 | 8.3331e-07 | 8.6326e-07 | 8.9236e-07 | 9.0857e-07 | 9.1291e-07 | 9.2054e-07 | 9.2342e-07 | 1.0234e-05 | 0.020914 | 0.017879 | 0.017055 | 0.013296 | 0.012425 | 0.011593 | 0.0099302 | 0.011742 | 0.014946 | 0.018239 | 0.018944 | 0.020681 | 0 | 0.046822 | 0.036238 | 0.037894 | 0.032602 | 0.031258 | 0.032339 | 0.031027 | 0.031828 | 0.033126 | 0.04161 | 0.044182 | 0.05005 | 1.2368
LO3Slow | New | Fixtures | Residential | Lighting | 0.00015072 | 0.00013949 | 1.1671 | 20.4503 | Multifamily - Low Rise | ID/MT/OR-Linear Shop_1000 to 1999 lumens | 2.9927e-09 | 7.6142e-09 | 1.6836e-08 | 3.3133e-08 | 5.7631e-08 | 9.031e-08 | 1.3279e-07 | 1.8312e-07 | 2.3981e-07 | 2.9837e-07 | 3.4474e-07 | 3.9132e-07 | 4.3321e-07 | 4.6734e-07 | 4.8414e-07 | 5.0046e-07 | 5.0955e-07 | 5.1199e-07 | 5.1626e-07 | 5.1788e-07 | 5.7395e-06 | 0.03834 | 0.032776 | 0.031265 | 0.024374 | 0.022778 | 0.021254 | 0.018204 | 0.021526 | 0.027399 | 0.033436 | 0.034728 | 0.037913 | 0 | 0.085836 | 0.066432 | 0.069468 | 0.059768 | 0.057303 | 0.059284 | 0.05688 | 0.058347 | 0.060727 | 0.076281 | 0.080996 | 0.091754 | 1.2368
LO3Slow | New | Fixtures | Residential | Lighting | 0.00029211 | 0.00027034 | 2.2619 | 20.4503 | Multifamily - Low Rise | ID/MT/OR-Linear Shop_2000 to 3999 lumens | 0 | 0 | 0 | 0 | 0 | 0 | 0 | 0 | 0 | 0 | 0 | 0 | 0 | 0 | 0 | 0 | 0 | 0 | 0 | 0 | 0 | 0.074308 | 0.063524 | 0.060596 | 0.04724 | 0.044147 | 0.041192 | 0.035282 | 0.04172 | 0.053103 | 0.064803 | 0.067307 | 0.07348 | 0 | 0.16636 | 0.12875 | 0.13464 | 0.11584 | 0.11106 | 0.1149 | 0.11024 | 0.11308 | 0.1177 | 0.14784 | 0.15698 | 0.17783 | 1.2368
LO3Slow | New | Fixtures | Residential | Lighting | 0.00053358 | 0.00049381 | 4.1317 | 20.4503 | Multifamily - Low Rise | ID/MT/OR-Linear Shop_4000 to 7999 lumens | 4.3263e-08 | 1.1007e-07 | 2.4338e-07 | 4.7896e-07 | 8.331e-07 | 1.3055e-06 | 1.9196e-06 | 2.6472e-06 | 3.4667e-06 | 4.3133e-06 | 4.9835e-06 | 5.6568e-06 | 6.2625e-06 | 6.7558e-06 | 6.9987e-06 | 7.2346e-06 | 7.366e-06 | 7.4012e-06 | 7.4631e-06 | 7.4864e-06 | 8.297e-05 | 0.13573 | 0.11603 | 0.11068 | 0.08629 | 0.080639 | 0.075242 | 0.064447 | 0.076207 | 0.096999 | 0.11837 | 0.12294 | 0.13422 | 0 | 0.30388 | 0.23518 | 0.24593 | 0.21159 | 0.20287 | 0.20988 | 0.20137 | 0.20656 | 0.21499 | 0.27005 | 0.28674 | 0.32483 | 1.2368
LO3Slow | New | Fixtures | Residential | Lighting | 0.00025527 | 0.00024217 | 2.0416 | -46.3697 | Multifamily - Low Rise | ID/MT/OR-Track_0 to 249 lumens | 1.925e-09 | 4.8976e-09 | 1.0829e-08 | 2.1312e-08 | 3.7069e-08 | 5.8089e-08 | 8.5414e-08 | 1.1779e-07 | 1.5425e-07 | 1.9192e-07 | 2.2174e-07 | 2.517e-07 | 2.7865e-07 | 3.006e-07 | 3.1141e-07 | 3.2191e-07 | 3.2775e-07 | 3.2932e-07 | 3.3207e-07 | 3.3311e-07 | 3.6918e-06 | 0.067048 | 0.058395 | 0.056361 | 0.043837 | 0.043149 | 0.04099 | 0.035264 | 0.041732 | 0.05255 | 0.062578 | 0.06292 | 0.06496 | 0 | 0.1331 | 0.10407 | 0.11348 | 0.098426 | 0.10383 | 0.11311 | 0.10996 | 0.11292 | 0.11393 | 0.13509 | 0.13517 | 0.13873 | 3.6961
LO3Slow | New | Fixtures | Residential | Lighting | 0.00050008 | 0.0004744 | 3.9995 | -46.3697 | Multifamily - Low Rise | ID/MT/OR-Track_250 to 499 lumens | 1.7558e-07 | 4.4672e-07 | 9.8778e-07 | 1.9439e-06 | 3.3812e-06 | 5.2985e-06 | 7.7908e-06 | 1.0744e-05 | 1.407e-05 | 1.7506e-05 | 2.0225e-05 | 2.2958e-05 | 2.5416e-05 | 2.7419e-05 | 2.8404e-05 | 2.9362e-05 | 2.9895e-05 | 3.0038e-05 | 3.0289e-05 | 3.0384e-05 | 0.00033673 | 0.13135 | 0.11439 | 0.11041 | 0.085876 | 0.084528 | 0.0803 | 0.069081 | 0.081753 | 0.10294 | 0.12259 | 0.12326 | 0.12726 | 0 | 0.26074 | 0.20387 | 0.2223 | 0.19281 | 0.20341 | 0.22158 | 0.2154 | 0.2212 | 0.22319 | 0.26464 | 0.26479 | 0.27177 | 3.6961
LO3Slow | New | Fixtures | Residential | Lighting | 0.00095953 | 0.00091026 | 7.674 | -46.3697 | Multifamily - Low Rise | ID/MT/OR-Track_500 to 999 lumens | 2.7955e-06 | 7.1123e-06 | 1.5727e-05 | 3.0949e-05 | 5.3833e-05 | 8.4358e-05 | 0.00012404 | 0.00017106 | 0.000224 | 0.00027871 | 0.00032201 | 0.00036553 | 0.00040466 | 0.00043654 | 0.00045223 | 0.00046748 | 0.00047597 | 0.00047824 | 0.00048224 | 0.00048375 | 0.0053612 | 0.25202 | 0.2195 | 0.21185 | 0.16478 | 0.16219 | 0.15408 | 0.13255 | 0.15686 | 0.19752 | 0.23522 | 0.2365 | 0.24417 | 0 | 0.5003 | 0.39118 | 0.42654 | 0.36996 | 0.39029 | 0.42516 | 0.41331 | 0.42443 | 0.42825 | 0.50777 | 0.50807 | 0.52147 | 3.6961
LO3Slow | New | Fixtures | Residential | Lighting | 0.001759 | 0.0016687 | 14.0682 | -46.3697 | Multifamily - Low Rise | ID/MT/OR-Track_1000 to 1999 lumens | 4.062e-06 | 1.0335e-05 | 2.2851e-05 | 4.497e-05 | 7.8221e-05 | 0.00012258 | 0.00018023 | 0.00024855 | 0.00032549 | 0.00040498 | 0.0004679 | 0.00053112 | 0.00058799 | 0.00063431 | 0.00065711 | 0.00067927 | 0.0006916 | 0.00069491 | 0.00070071 | 0.0007029 | 0.0077901 | 0.46202 | 0.40239 | 0.38837 | 0.30207 | 0.29733 | 0.28246 | 0.243 | 0.28757 | 0.36211 | 0.43121 | 0.43357 | 0.44763 | 0 | 0.91716 | 0.71713 | 0.78195 | 0.67823 | 0.71549 | 0.77941 | 0.75769 | 0.77808 | 0.78508 | 0.93087 | 0.93141 | 0.95597 | 3.6961
LO3Slow | New | Fixtures | Residential | Lighting | 0.0034092 | 0.0032342 | 27.2659 | -46.3697 | Multifamily - Low Rise | ID/MT/OR-Track_2000 to 3999 lumens | 6.4871e-06 | 1.6505e-05 | 3.6494e-05 | 7.1819e-05 | 0.00012492 | 0.00019576 | 0.00028784 | 0.00039694 | 0.00051981 | 0.00064676 | 0.00074725 | 0.00084822 | 0.00093903 | 0.001013 | 0.0010494 | 0.0010848 | 0.0011045 | 0.0011098 | 0.0011191 | 0.0011226 | 0.012441 | 0.89545 | 0.77987 | 0.75272 | 0.58545 | 0.57626 | 0.54744 | 0.47096 | 0.55734 | 0.70181 | 0.83574 | 0.84031 | 0.86756 | 0 | 1.7776 | 1.3899 | 1.5155 | 1.3145 | 1.3867 | 1.5106 | 1.4685 | 1.508 | 1.5216 | 1.8041 | 1.8052 | 1.8528 | 3.6961
LO3Slow | New | Fixtures | Residential | Lighting | 0.0062274 | 0.0059076 | 49.8044 | -46.3697 | Multifamily - Low Rise | ID/MT/OR-Track_4000 to 7999 lumens | 2.6097e-06 | 6.6397e-06 | 1.4682e-05 | 2.8892e-05 | 5.0255e-05 | 7.8753e-05 | 0.0001158 | 0.00015969 | 0.00020912 | 0.00026019 | 0.00030062 | 0.00034124 | 0.00037777 | 0.00040753 | 0.00042218 | 0.00043642 | 0.00044434 | 0.00044647 | 0.0004502 | 0.0004516 | 0.005005 | 1.6356 | 1.4245 | 1.3749 | 1.0694 | 1.0526 | 0.99995 | 0.86026 | 1.018 | 1.2819 | 1.5266 | 1.5349 | 1.5847 | 0 | 3.2469 | 2.5388 | 2.7683 | 2.4011 | 2.533 | 2.7593 | 2.6824 | 2.7546 | 2.7793 | 3.2955 | 3.2974 | 3.3844 | 3.6961
LO3Slow | New | Fixtures | Residential | Lighting | 7.0455e-05 | 6.6792e-05 | 0.56298 | -74.0652 | Multifamily - Low Rise | WA-Floor/Table_0 to 249 lumens | 2.6715e-07 | 6.7969e-07 | 1.5029e-06 | 2.9576e-06 | 5.1445e-06 | 8.0616e-06 | 1.1854e-05 | 1.6347e-05 | 2.1407e-05 | 2.6635e-05 | 3.0773e-05 | 3.4931e-05 | 3.8671e-05 | 4.1718e-05 | 4.3217e-05 | 4.4674e-05 | 4.5485e-05 | 4.5703e-05 | 4.6085e-05 | 4.6229e-05 | 0.00051234 | 0.018489 | 0.016095 | 0.015529 | 0.012079 | 0.011874 | 0.011275 | 0.0096988 | 0.011478 | 0.014457 | 0.017226 | 0.017334 | 0.017923 | 0 | 0.036829 | 0.028788 | 0.031352 | 0.027187 | 0.028606 | 0.031121 | 0.030243 | 0.031057 | 0.03136 | 0.037239 | 0.037321 | 0.038417 | 10.5291
LO3Slow | New | Fixtures | Residential | Lighting | 0.00013802 | 0.00013084 | 1.1029 | -74.0652 | Multifamily - Low Rise | WA-Floor/Table_250 to 499 lumens | 1.8711e-06 | 4.7605e-06 | 1.0526e-05 | 2.0715e-05 | 3.6032e-05 | 5.6464e-05 | 8.3024e-05 | 0.00011449 | 0.00014993 | 0.00018655 | 0.00021554 | 0.00024466 | 0.00027085 | 0.00029219 | 0.0003027 | 0.0003129 | 0.00031858 | 0.00032011 | 0.00032278 | 0.00032379 | 0.0035885 | 0.03622 | 0.031529 | 0.030422 | 0.023663 | 0.023261 | 0.022088 | 0.019 | 0.022485 | 0.02832 | 0.033745 | 0.033958 | 0.035111 | 0 | 0.072148 | 0.056395 | 0.061417 | 0.053258 | 0.056038 | 0.060965 | 0.059247 | 0.06084 | 0.061434 | 0.072951 | 0.073112 | 0.075259 | 10.5291
LO3Slow | New | Fixtures | Residential | Lighting | 0.00026483 | 0.00025106 | 2.1161 | -74.0652 | Multifamily - Low Rise | WA-Floor/Table_500 to 999 lumens | 1.5887e-05 | 4.0421e-05 | 8.9378e-05 | 0.00017589 | 0.00030594 | 0.00047943 | 0.00070495 | 0.00097215 | 0.0012731 | 0.001584 | 0.0018301 | 0.0020774 | 0.0022998 | 0.002481 | 0.0025701 | 0.0026568 | 0.002705 | 0.002718 | 0.0027407 | 0.0027492 | 0.030469 | 0.069497 | 0.060497 | 0.058373 | 0.045404 | 0.044633 | 0.042381 | 0.036456 | 0.043142 | 0.05434 | 0.064749 | 0.065157 | 0.06737 | 0 | 0.13843 | 0.10821 | 0.11785 | 0.10219 | 0.10752 | 0.11698 | 0.11368 | 0.11674 | 0.11788 | 0.13997 | 0.14028 | 0.1444 | 10.5291
LO3Slow | New | Fixtures | Residential | Lighting | 0.00048549 | 0.00046025 | 3.8794 | -74.0652 | Multifamily - Low Rise | WA-Floor/Table_1000 to 1999 lumens | 1.7477e-05 | 4.4465e-05 | 9.832e-05 | 0.00019349 | 0.00033655 | 0.00052739 | 0.00077547 | 0.0010694 | 0.0014004 | 0.0017424 | 0.0020132 | 0.0022852 | 0.0025299 | 0.0027292 | 0.0028273 | 0.0029226 | 0.0029756 | 0.0029899 | 0.0030149 | 0.0030243 | 0.033517 | 0.1274 | 0.11091 | 0.10701 | 0.083236 | 0.081822 | 0.077694 | 0.066833 | 0.07909 | 0.099617 | 0.1187 | 0.11945 | 0.1235 | 0 | 0.25378 | 0.19837 | 0.21604 | 0.18734 | 0.19712 | 0.21445 | 0.2084 | 0.214 | 0.2161 | 0.25661 | 0.25717 | 0.26472 | 10.5291
LO3Slow | New | Fixtures | Residential | Lighting | 0.00094094 | 0.00089202 | 7.5187 | -74.0652 | Multifamily - Low Rise | WA-Floor/Table_2000 to 3999 lumens | 4.8665e-06 | 1.2381e-05 | 2.7377e-05 | 5.3877e-05 | 9.3713e-05 | 0.00014685 | 0.00021593 | 0.00029778 | 0.00038995 | 0.00048519 | 0.00056057 | 0.00063632 | 0.00070445 | 0.00075994 | 0.00078726 | 0.0008138 | 0.00082858 | 0.00083254 | 0.0008395 | 0.00084212 | 0.009333 | 0.24692 | 0.21495 | 0.2074 | 0.16132 | 0.15858 | 0.15058 | 0.12953 | 0.15329 | 0.19307 | 0.23006 | 0.2315 | 0.23937 | 0 | 0.49186 | 0.38447 | 0.41871 | 0.36308 | 0.38204 | 0.41562 | 0.40391 | 0.41477 | 0.41882 | 0.49734 | 0.49843 | 0.51307 | 10.5291
LO3Slow | New | Fixtures | Residential | Lighting | 0.0017187 | 0.0016294 | 13.7338 | -74.0652 | Multifamily - Low Rise | WA-Floor/Table_4000 to 7999 lumens | 5.6035e-07 | 1.4256e-06 | 3.1523e-06 | 6.2036e-06 | 1.0791e-05 | 1.6909e-05 | 2.4863e-05 | 3.4287e-05 | 4.4901e-05 | 5.5866e-05 | 6.4547e-05 | 7.3268e-05 | 8.1113e-05 | 8.7503e-05 | 9.0648e-05 | 9.3704e-05 | 9.5406e-05 | 9.5862e-05 | 9.6663e-05 | 9.6965e-05 | 0.0010746 | 0.45104 | 0.39263 | 0.37884 | 0.29467 | 0.28967 | 0.27505 | 0.2366 | 0.28 | 0.35267 | 0.42022 | 0.42287 | 0.43723 | 0 | 0.89844 | 0.70227 | 0.76482 | 0.66321 | 0.69783 | 0.75918 | 0.73778 | 0.75762 | 0.76503 | 0.90844 | 0.91045 | 0.93718 | 10.5291
LO3Slow | New | Fixtures | Residential | Lighting | 0.00011143 | 0.00010541 | 0.88796 | -37.4742 | Multifamily - Low Rise | WA-Ceiling and Wall Flush Mount _0 to 249 lumens | 1.779e-07 | 4.5261e-07 | 1.0008e-06 | 1.9695e-06 | 3.4257e-06 | 5.3683e-06 | 7.8935e-06 | 1.0885e-05 | 1.4255e-05 | 1.7736e-05 | 2.0492e-05 | 2.3261e-05 | 2.5751e-05 | 2.778e-05 | 2.8779e-05 | 2.9749e-05 | 3.0289e-05 | 3.0434e-05 | 3.0688e-05 | 3.0784e-05 | 0.00034117 | 0.029163 | 0.025348 | 0.024434 | 0.019009 | 0.01861 | 0.017647 | 0.015175 | 0.017957 | 0.022636 | 0.027023 | 0.027263 | 0.028318 | 0 | 0.058699 | 0.04584 | 0.049737 | 0.0431 | 0.04499 | 0.048748 | 0.047327 | 0.048596 | 0.049187 | 0.058676 | 0.059099 | 0.061374 | 3.6129
LO3Slow | New | Fixtures | Residential | Lighting | 0.00021828 | 0.0002065 | 1.7395 | -37.4742 | Multifamily - Low Rise | WA-Ceiling and Wall Flush Mount _250 to 499 lumens | 2.1721e-06 | 5.5264e-06 | 1.222e-05 | 2.4048e-05 | 4.1829e-05 | 6.5548e-05 | 9.6381e-05 | 0.00013291 | 0.00017406 | 0.00021656 | 0.00025021 | 0.00028402 | 0.00031443 | 0.0003392 | 0.00035139 | 0.00036324 | 0.00036983 | 0.0003716 | 0.00037471 | 0.00037588 | 0.0041658 | 0.057129 | 0.049656 | 0.047866 | 0.037239 | 0.036457 | 0.03457 | 0.029728 | 0.035178 | 0.044344 | 0.052938 | 0.053408 | 0.055475 | 0 | 0.11499 | 0.089801 | 0.097435 | 0.084432 | 0.088135 | 0.095497 | 0.092713 | 0.095198 | 0.096357 | 0.11495 | 0.11577 | 0.12023 | 3.6129
LO3Slow | New | Fixtures | Residential | Lighting | 0.00041883 | 0.00039623 | 3.3377 | -37.4742 | Multifamily - Low Rise | WA-Ceiling and Wall Flush Mount _500 to 999 lumens | 2.0301e-05 | 5.1651e-05 | 0.00011421 | 0.00022476 | 0.00039094 | 0.00061263 | 0.0009008 | 0.0012422 | 0.0016268 | 0.002024 | 0.0023385 | 0.0026545 | 0.0029387 | 0.0031702 | 0.0032842 | 0.0033949 | 0.0034566 | 0.0034731 | 0.0035021 | 0.0035131 | 0.038934 | 0.10962 | 0.095277 | 0.091844 | 0.071452 | 0.069952 | 0.066332 | 0.05704 | 0.067498 | 0.085085 | 0.10158 | 0.10248 | 0.10644 | 0 | 0.22064 | 0.17231 | 0.18695 | 0.162 | 0.16911 | 0.18324 | 0.17789 | 0.18266 | 0.18489 | 0.22055 | 0.22214 | 0.23069 | 3.6129
LO3Slow | New | Fixtures | Residential | Lighting | 0.00076781 | 0.00072638 | 6.1187 | -37.4742 | Multifamily - Low Rise | WA-Ceiling and Wall Flush Mount _1000 to 1999 lumens | 2.5079e-05 | 6.3805e-05 | 0.00014108 | 0.00027764 | 0.00048293 | 0.00075678 | 0.0011128 | 0.0015345 | 0.0020096 | 0.0025003 | 0.0028888 | 0.0032791 | 0.0036302 | 0.0039162 | 0.004057 | 0.0041938 | 0.0042699 | 0.0042904 | 0.0043262 | 0.0043397 | 0.048096 | 0.20095 | 0.17466 | 0.16837 | 0.13099 | 0.12824 | 0.1216 | 0.10457 | 0.12374 | 0.15598 | 0.18621 | 0.18786 | 0.19513 | 0 | 0.40449 | 0.31588 | 0.34273 | 0.29699 | 0.31002 | 0.33591 | 0.32612 | 0.33486 | 0.33894 | 0.40433 | 0.40724 | 0.42291 | 3.6129
LO3Slow | New | Fixtures | Residential | Lighting | 0.0014881 | 0.0014078 | 11.8588 | -37.4742 | Multifamily - Low Rise | WA-Ceiling and Wall Flush Mount _2000 to 3999 lumens | 1.9834e-05 | 5.0462e-05 | 0.00011158 | 0.00021958 | 0.00038194 | 0.00059852 | 0.00088007 | 0.0012136 | 0.0015893 | 0.0019775 | 0.0022847 | 0.0025934 | 0.0028711 | 0.0030973 | 0.0032086 | 0.0033168 | 0.003377 | 0.0033932 | 0.0034215 | 0.0034322 | 0.038038 | 0.38947 | 0.33852 | 0.32632 | 0.25387 | 0.24854 | 0.23568 | 0.20267 | 0.23982 | 0.30231 | 0.3609 | 0.3641 | 0.37819 | 0 | 0.78394 | 0.61221 | 0.66425 | 0.5756 | 0.60085 | 0.65104 | 0.63206 | 0.64901 | 0.6569 | 0.78363 | 0.78928 | 0.81966 | 3.6129
LO3Slow | New | Fixtures | Residential | Lighting | 0.0027182 | 0.0025715 | 21.6616 | -37.4742 | Multifamily - Low Rise | WA-Ceiling and Wall Flush Mount _4000 to 7999 lumens | 4.7282e-06 | 1.203e-05 | 2.66e-05 | 5.2346e-05 | 9.1051e-05 | 0.00014268 | 0.0002098 | 0.00028932 | 0.00037888 | 0.0004714 | 0.00054465 | 0.00061824 | 0.00068443 | 0.00073835 | 0.0007649 | 0.00079068 | 0.00080504 | 0.00080889 | 0.00081564 | 0.0008182 | 0.0090678 | 0.71142 | 0.61835 | 0.59607 | 0.46373 | 0.45399 | 0.4305 | 0.37019 | 0.43806 | 0.55221 | 0.65923 | 0.66507 | 0.69081 | 0 | 1.432 | 1.1183 | 1.2133 | 1.0514 | 1.0975 | 1.1892 | 1.1545 | 1.1855 | 1.1999 | 1.4314 | 1.4417 | 1.4972 | 3.6129
LO3Slow | New | Fixtures | Residential | Lighting | 7.9543e-05 | 7.5085e-05 | 0.63206 | -112.5224 | Multifamily - Low Rise | WA-Downlight Fixture_0 to 249 lumens | 5.7736e-09 | 1.4689e-08 | 3.248e-08 | 6.3919e-08 | 1.1118e-07 | 1.7423e-07 | 2.5618e-07 | 3.5328e-07 | 4.6264e-07 | 5.7562e-07 | 6.6506e-07 | 7.5492e-07 | 8.3575e-07 | 9.0159e-07 | 9.34e-07 | 9.6549e-07 | 9.8302e-07 | 9.8772e-07 | 9.9597e-07 | 9.9909e-07 | 1.1073e-05 | 0.020759 | 0.018014 | 0.017347 | 0.013498 | 0.013157 | 0.012458 | 0.010709 | 0.012671 | 0.015987 | 0.019124 | 0.019347 | 0.020194 | 0 | 0.042248 | 0.032961 | 0.035623 | 0.030846 | 0.031927 | 0.034444 | 0.033403 | 0.034296 | 0.034802 | 0.041722 | 0.042245 | 0.04428 | 9.596
LO3Slow | New | Fixtures | Residential | Lighting | 0.00015582 | 0.00014709 | 1.2382 | -112.5224 | Multifamily - Low Rise | WA-Downlight Fixture_250 to 499 lumens | 9.5366e-07 | 2.4263e-06 | 5.365e-06 | 1.0558e-05 | 1.8365e-05 | 2.8778e-05 | 4.2315e-05 | 5.8354e-05 | 7.6418e-05 | 9.508e-05 | 0.00010985 | 0.0001247 | 0.00013805 | 0.00014892 | 0.00015428 | 0.00015948 | 0.00016237 | 0.00016315 | 0.00016451 | 0.00016503 | 0.001829 | 0.040667 | 0.035289 | 0.033983 | 0.026443 | 0.025774 | 0.024404 | 0.020978 | 0.024823 | 0.031318 | 0.037464 | 0.037901 | 0.039561 | 0 | 0.082764 | 0.06457 | 0.069785 | 0.060427 | 0.062544 | 0.067475 | 0.065437 | 0.067185 | 0.068177 | 0.081733 | 0.082758 | 0.086744 | 9.596
LO3Slow | New | Fixtures | Residential | Lighting | 0.00029899 | 0.00028223 | 2.3758 | -112.5224 | Multifamily - Low Rise | WA-Downlight Fixture_500 to 999 lumens | 3.3492e-05 | 8.5211e-05 | 0.00018842 | 0.00037079 | 0.00064495 | 0.0010107 | 0.0014861 | 0.0020494 | 0.0026837 | 0.0033391 | 0.003858 | 0.0043793 | 0.0048481 | 0.0052301 | 0.0054181 | 0.0056007 | 0.0057024 | 0.0057297 | 0.0057776 | 0.0057956 | 0.064231 | 0.07803 | 0.067711 | 0.065205 | 0.050738 | 0.049455 | 0.046826 | 0.040252 | 0.047629 | 0.060092 | 0.071884 | 0.072722 | 0.075907 | 0 | 0.1588 | 0.12389 | 0.1339 | 0.11594 | 0.12001 | 0.12947 | 0.12556 | 0.12891 | 0.13082 | 0.15683 | 0.15879 | 0.16644 | 9.596
LO3Slow | New | Fixtures | Residential | Lighting | 0.00054811 | 0.0005174 | 4.3554 | -112.5224 | Multifamily - Low Rise | WA-Downlight Fixture_1000 to 1999 lumens | 1.0224e-05 | 2.6013e-05 | 5.7519e-05 | 0.00011319 | 0.00019689 | 0.00030853 | 0.00045366 | 0.00062562 | 0.00081928 | 0.0010194 | 0.0011777 | 0.0013369 | 0.00148 | 0.0015966 | 0.001654 | 0.0017098 | 0.0017408 | 0.0017491 | 0.0017637 | 0.0017693 | 0.019608 | 0.14305 | 0.12413 | 0.11954 | 0.093015 | 0.090662 | 0.085843 | 0.073792 | 0.087314 | 0.11016 | 0.13178 | 0.13332 | 0.13916 | 0 | 0.29112 | 0.22713 | 0.24547 | 0.21255 | 0.22 | 0.23734 | 0.23018 | 0.23632 | 0.23982 | 0.2875 | 0.2911 | 0.30513 | 9.596
LO3Slow | New | Fixtures | Residential | Lighting | 0.0010623 | 0.0010028 | 8.4413 | -112.5224 | Multifamily - Low Rise | WA-Downlight Fixture_2000 to 3999 lumens | 3.0429e-06 | 7.7419e-06 | 1.7119e-05 | 3.3688e-05 | 5.8598e-05 | 9.1825e-05 | 0.00013502 | 0.0001862 | 0.00024383 | 0.00030338 | 0.00035052 | 0.00039788 | 0.00044048 | 0.00047518 | 0.00049226 | 0.00050886 | 0.0005181 | 0.00052058 | 0.00052492 | 0.00052657 | 0.0058358 | 0.27724 | 0.24058 | 0.23168 | 0.18027 | 0.17571 | 0.16637 | 0.14302 | 0.16923 | 0.21351 | 0.25541 | 0.25838 | 0.2697 | 0 | 0.56423 | 0.4402 | 0.47576 | 0.41196 | 0.42639 | 0.46 | 0.44611 | 0.45803 | 0.46479 | 0.5572 | 0.56419 | 0.59137 | 9.596
LO3Slow | New | Fixtures | Residential | Lighting | 0.0019404 | 0.0018317 | 15.4191 | -112.5224 | Multifamily - Low Rise | WA-Downlight Fixture_4000 to 7999 lumens | 9.5835e-07 | 2.4383e-06 | 5.3914e-06 | 1.061e-05 | 1.8455e-05 | 2.892e-05 | 4.2523e-05 | 5.8641e-05 | 7.6793e-05 | 9.5547e-05 | 0.00011039 | 0.00012531 | 0.00013873 | 0.00014965 | 0.00015504 | 0.00016026 | 0.00016317 | 0.00016395 | 0.00016532 | 0.00016584 | 0.0018379 | 0.50641 | 0.43945 | 0.42318 | 0.32929 | 0.32096 | 0.3039 | 0.26124 | 0.30911 | 0.39 | 0.46653 | 0.47197 | 0.49264 | 0 | 1.0306 | 0.80407 | 0.86902 | 0.75248 | 0.77885 | 0.84025 | 0.81487 | 0.83664 | 0.849 | 1.0178 | 1.0306 | 1.0802 | 9.596
LO3Slow | New | Fixtures | Residential | Lighting | 0.00014232 | 0.00016147 | 0.7969 | -74.0696 | Multifamily - Low Rise | WA-Exterior Porch_0 to 249 lumens | 8.9573e-11 | 2.2789e-10 | 5.0391e-10 | 9.9167e-10 | 1.7249e-09 | 2.703e-09 | 3.9745e-09 | 5.481e-09 | 7.1776e-09 | 8.9304e-09 | 1.0318e-08 | 1.1712e-08 | 1.2966e-08 | 1.3988e-08 | 1.4491e-08 | 1.4979e-08 | 1.5251e-08 | 1.5324e-08 | 1.5452e-08 | 1.55e-08 | 1.7179e-07 | 0.033708 | 0.029627 | 0.023476 | 0.014018 | 0.013139 | 0.012786 | 0.0093382 | 0.011198 | 0.016702 | 0.027366 | 0.031745 | 0.034314 | 0 | 0.065856 | 0.048778 | 0.042894 | 0.035709 | 0.033338 | 0.032041 | 0.033508 | 0.035278 | 0.041287 | 0.047654 | 0.058505 | 0.064635 | 12.2888
LO3Slow | New | Fixtures | Residential | Lighting | 0.0002788 | 0.00031631 | 1.5611 | -74.0696 | Multifamily - Low Rise | WA-Exterior Porch_250 to 499 lumens | 2.839e-08 | 7.2231e-08 | 1.5972e-07 | 3.1431e-07 | 5.4671e-07 | 8.5672e-07 | 1.2597e-06 | 1.7372e-06 | 2.2749e-06 | 2.8305e-06 | 3.2703e-06 | 3.7122e-06 | 4.1096e-06 | 4.4334e-06 | 4.5928e-06 | 4.7476e-06 | 4.8338e-06 | 4.857e-06 | 4.8975e-06 | 4.9128e-06 | 5.4448e-05 | 0.066034 | 0.058039 | 0.045989 | 0.027461 | 0.025739 | 0.025047 | 0.018293 | 0.021936 | 0.032719 | 0.05361 | 0.062189 | 0.067221 | 0 | 0.12901 | 0.095555 | 0.084029 | 0.069954 | 0.06531 | 0.062767 | 0.065642 | 0.069108 | 0.080881 | 0.093353 | 0.11461 | 0.12662 | 12.2888
LO3Slow | New | Fixtures | Residential | Lighting | 0.00053494 | 0.00060693 | 2.9954 | -74.0696 | Multifamily - Low Rise | WA-Exterior Porch_500 to 999 lumens | 1.4193e-06 | 3.6111e-06 | 7.9847e-06 | 1.5713e-05 | 2.7332e-05 | 4.283e-05 | 6.2978e-05 | 8.6848e-05 | 0.00011373 | 0.00014151 | 0.00016349 | 0.00018559 | 0.00020545 | 0.00022164 | 0.00022961 | 0.00023735 | 0.00024166 | 0.00024281 | 0.00024484 | 0.00024561 | 0.002722 | 0.1267 | 0.11136 | 0.088242 | 0.052691 | 0.049387 | 0.04806 | 0.0351 | 0.04209 | 0.062779 | 0.10286 | 0.11933 | 0.12898 | 0 | 0.24754 | 0.18335 | 0.16123 | 0.13423 | 0.12531 | 0.12043 | 0.12595 | 0.1326 | 0.15519 | 0.17912 | 0.21991 | 0.24295 | 12.2888
LO3Slow | New | Fixtures | Residential | Lighting | 0.00098067 | 0.0011126 | 5.4913 | -74.0696 | Multifamily - Low Rise | WA-Exterior Porch_1000 to 1999 lumens | 2.7798e-06 | 7.0723e-06 | 1.5638e-05 | 3.0775e-05 | 5.3529e-05 | 8.3883e-05 | 0.00012334 | 0.00017009 | 0.00022274 | 0.00027714 | 0.0003202 | 0.00036347 | 0.00040238 | 0.00043408 | 0.00044969 | 0.00046485 | 0.00047329 | 0.00047555 | 0.00047952 | 0.00048102 | 0.005331 | 0.23228 | 0.20415 | 0.16177 | 0.096594 | 0.090538 | 0.088105 | 0.064347 | 0.07716 | 0.11509 | 0.18857 | 0.21875 | 0.23645 | 0 | 0.4538 | 0.33612 | 0.29557 | 0.24607 | 0.22973 | 0.22079 | 0.2309 | 0.24309 | 0.2845 | 0.32837 | 0.40315 | 0.44539 | 12.2888
LO3Slow | New | Fixtures | Residential | Lighting | 0.0019007 | 0.0021564 | 10.6428 | -74.0696 | Multifamily - Low Rise | WA-Exterior Porch_2000 to 3999 lumens | 2.63e-06 | 6.6912e-06 | 1.4795e-05 | 2.9116e-05 | 5.0645e-05 | 7.9363e-05 | 0.00011669 | 0.00016093 | 0.00021074 | 0.00026221 | 0.00030295 | 0.00034388 | 0.0003807 | 0.00041069 | 0.00042545 | 0.0004398 | 0.00044778 | 0.00044992 | 0.00045368 | 0.0004551 | 0.0050438 | 0.45018 | 0.39568 | 0.31353 | 0.18721 | 0.17547 | 0.17076 | 0.12471 | 0.14955 | 0.22306 | 0.36548 | 0.42397 | 0.45827 | 0 | 0.87952 | 0.65144 | 0.57286 | 0.47691 | 0.44524 | 0.42791 | 0.44751 | 0.47114 | 0.5514 | 0.63642 | 0.78135 | 0.86322 | 12.2888
LO3Slow | New | Fixtures | Residential | Lighting | 0.0034718 | 0.003939 | 19.4403 | -74.0696 | Multifamily - Low Rise | WA-Exterior Porch_4000 to 7999 lumens | 1.1524e-07 | 2.932e-07 | 6.4831e-07 | 1.2758e-06 | 2.2192e-06 | 3.4776e-06 | 5.1134e-06 | 7.0515e-06 | 9.2343e-06 | 1.1489e-05 | 1.3275e-05 | 1.5068e-05 | 1.6682e-05 | 1.7996e-05 | 1.8643e-05 | 1.9271e-05 | 1.9621e-05 | 1.9715e-05 | 1.988e-05 | 1.9942e-05 | 0.00022101 | 0.82231 | 0.72275 | 0.57269 | 0.34196 | 0.32052 | 0.31191 | 0.2278 | 0.27316 | 0.40744 | 0.66759 | 0.77442 | 0.83709 | 0 | 1.6066 | 1.1899 | 1.0464 | 0.87113 | 0.81329 | 0.78163 | 0.81742 | 0.86059 | 1.0072 | 1.1625 | 1.4272 | 1.5768 | 12.2888
LO3Slow | New | Fixtures | Residential | Lighting | 0.00011634 | 0.00013606 | 0.64697 | -109.4383 | Multifamily - Low Rise | WA-Chandelier/Pendant_0 to 249 lumens | 5.5282e-08 | 1.4065e-07 | 3.11e-07 | 6.1203e-07 | 1.0646e-06 | 1.6682e-06 | 2.4529e-06 | 3.3827e-06 | 4.4298e-06 | 5.5116e-06 | 6.3679e-06 | 7.2284e-06 | 8.0023e-06 | 8.6327e-06 | 8.9431e-06 | 9.2445e-06 | 9.4124e-06 | 9.4574e-06 | 9.5364e-06 | 9.5663e-06 | 0.00010602 | 0.027987 | 0.024969 | 0.019729 | 0.011516 | 0.011442 | 0.011362 | 0.0083335 | 0.010003 | 0.014757 | 0.023802 | 0.027082 | 0.028157 | 0 | 0.049031 | 0.036299 | 0.03207 | 0.026756 | 0.027645 | 0.028087 | 0.029848 | 0.031464 | 0.035779 | 0.038806 | 0.045838 | 0.046208 | 5.6792
LO3Slow | New | Fixtures | Residential | Lighting | 0.00022792 | 0.00026653 | 1.2674 | -109.4383 | Multifamily - Low Rise | WA-Chandelier/Pendant_250 to 499 lumens | 4.4686e-07 | 1.1369e-06 | 2.5139e-06 | 4.9472e-06 | 8.6051e-06 | 1.3485e-05 | 1.9828e-05 | 2.7343e-05 | 3.5807e-05 | 4.4552e-05 | 5.1474e-05 | 5.8429e-05 | 6.4685e-05 | 6.9781e-05 | 7.229e-05 | 7.4727e-05 | 7.6083e-05 | 7.6448e-05 | 7.7086e-05 | 7.7327e-05 | 0.000857 | 0.054826 | 0.048914 | 0.038649 | 0.022559 | 0.022414 | 0.022258 | 0.016325 | 0.019596 | 0.028909 | 0.046628 | 0.053053 | 0.05516 | 0 | 0.096051 | 0.071109 | 0.062825 | 0.052415 | 0.054155 | 0.055022 | 0.058472 | 0.061638 | 0.07009 | 0.07602 | 0.089796 | 0.09052 | 5.6792
LO3Slow | New | Fixtures | Residential | Lighting | 0.00043732 | 0.00051142 | 2.4318 | -109.4383 | Multifamily - Low Rise | WA-Chandelier/Pendant_500 to 999 lumens | 3.2851e-06 | 8.358e-06 | 1.8481e-05 | 3.6369e-05 | 6.326e-05 | 9.9132e-05 | 0.00014576 | 0.00020101 | 0.00026324 | 0.00032752 | 0.00037841 | 0.00042954 | 0.00047553 | 0.00051299 | 0.00053144 | 0.00054935 | 0.00055932 | 0.000562 | 0.0005667 | 0.00056847 | 0.0063002 | 0.1052 | 0.093854 | 0.074158 | 0.043286 | 0.043007 | 0.042708 | 0.031324 | 0.0376 | 0.055468 | 0.089468 | 0.1018 | 0.10584 | 0 | 0.1843 | 0.13644 | 0.12055 | 0.10057 | 0.10391 | 0.10557 | 0.11219 | 0.11827 | 0.13449 | 0.14586 | 0.1723 | 0.17369 | 5.6792
LO3Slow | New | Fixtures | Residential | Lighting | 0.0008017 | 0.00093754 | 4.4581 | -109.4383 | Multifamily - Low Rise | WA-Chandelier/Pendant_1000 to 1999 lumens | 5.5651e-06 | 1.4159e-05 | 3.1308e-05 | 6.1612e-05 | 0.00010717 | 0.00016794 | 0.00024693 | 0.00034053 | 0.00044594 | 0.00055484 | 0.00064105 | 0.00072767 | 0.00080558 | 0.00086904 | 0.00090028 | 0.00093063 | 0.00094753 | 0.00095207 | 0.00096002 | 0.00096302 | 0.010673 | 0.19285 | 0.17206 | 0.13595 | 0.079354 | 0.078841 | 0.078294 | 0.057425 | 0.06893 | 0.10169 | 0.16402 | 0.18662 | 0.19403 | 0 | 0.33786 | 0.25013 | 0.22099 | 0.18437 | 0.19049 | 0.19354 | 0.20567 | 0.21681 | 0.24654 | 0.2674 | 0.31586 | 0.31841 | 5.6792
LO3Slow | New | Fixtures | Residential | Lighting | 0.0015538 | 0.0018171 | 8.6404 | -109.4383 | Multifamily - Low Rise | WA-Chandelier/Pendant_2000 to 3999 lumens | 8.024e-06 | 2.0415e-05 | 4.5141e-05 | 8.8834e-05 | 0.00015452 | 0.00024214 | 0.00035603 | 0.00049098 | 0.00064297 | 0.00079999 | 0.00092429 | 0.0010492 | 0.0011615 | 0.001253 | 0.0012981 | 0.0013418 | 0.0013662 | 0.0013727 | 0.0013842 | 0.0013885 | 0.015388 | 0.37377 | 0.33347 | 0.26348 | 0.1538 | 0.1528 | 0.15174 | 0.1113 | 0.13359 | 0.19708 | 0.31788 | 0.36169 | 0.37605 | 0 | 0.65482 | 0.48478 | 0.4283 | 0.35733 | 0.3692 | 0.3751 | 0.39862 | 0.42021 | 0.47783 | 0.51826 | 0.61217 | 0.61711 | 5.6792
LO3Slow | New | Fixtures | Residential | Lighting | 0.0028382 | 0.0033191 | 15.7827 | -109.4383 | Multifamily - Low Rise | WA-Chandelier/Pendant_4000 to 7999 lumens | 4.8203e-06 | 1.2264e-05 | 2.7118e-05 | 5.3366e-05 | 9.2824e-05 | 0.00014546 | 0.00021388 | 0.00029495 | 0.00038625 | 0.00048058 | 0.00055525 | 0.00063028 | 0.00069776 | 0.00075273 | 0.00077979 | 0.00080608 | 0.00082071 | 0.00082464 | 0.00083153 | 0.00083413 | 0.0092444 | 0.68273 | 0.60911 | 0.48129 | 0.28093 | 0.27911 | 0.27718 | 0.2033 | 0.24403 | 0.35999 | 0.58065 | 0.66066 | 0.68689 | 0 | 1.1961 | 0.88551 | 0.78234 | 0.65271 | 0.67439 | 0.68517 | 0.72813 | 0.76757 | 0.87281 | 0.94666 | 1.1182 | 1.1272 | 5.6792
LO3Slow | New | Fixtures | Residential | Lighting | 2.898e-05 | 2.7142e-05 | 0.22794 | 11.5397 | Multifamily - Low Rise | WA-Linear Flush Mount_0 to 249 lumens | 1.2775e-08 | 3.2503e-08 | 7.1871e-08 | 1.4144e-07 | 2.4601e-07 | 3.8552e-07 | 5.6686e-07 | 7.8172e-07 | 1.0237e-06 | 1.2737e-06 | 1.4716e-06 | 1.6705e-06 | 1.8493e-06 | 1.995e-06 | 2.0667e-06 | 2.1364e-06 | 2.1752e-06 | 2.1856e-06 | 2.2038e-06 | 2.2107e-06 | 2.4501e-05 | 0.007487 | 0.006459 | 0.0061971 | 0.0048257 | 0.0046285 | 0.0043584 | 0.0037415 | 0.0044261 | 0.0056027 | 0.0067528 | 0.0069007 | 0.0073306 | 0 | 0.015836 | 0.012314 | 0.01313 | 0.01134 | 0.011387 | 0.01209 | 0.011678 | 0.011986 | 0.01228 | 0.014988 | 0.015464 | 0.016735 | 1.5718
LO3Slow | New | Fixtures | Residential | Lighting | 5.6772e-05 | 5.3172e-05 | 0.44653 | 11.5397 | Multifamily - Low Rise | WA-Linear Flush Mount_250 to 499 lumens | 3.6452e-07 | 9.2742e-07 | 2.0507e-06 | 4.0356e-06 | 7.0196e-06 | 1.1e-05 | 1.6174e-05 | 2.2305e-05 | 2.9209e-05 | 3.6343e-05 | 4.199e-05 | 4.7663e-05 | 5.2766e-05 | 5.6923e-05 | 5.897e-05 | 6.0958e-05 | 6.2064e-05 | 6.2361e-05 | 6.2882e-05 | 6.3079e-05 | 0.00069909 | 0.014667 | 0.012653 | 0.01214 | 0.0094535 | 0.0090671 | 0.008538 | 0.0073295 | 0.0086706 | 0.010976 | 0.013229 | 0.013518 | 0.01436 | 0 | 0.031023 | 0.024123 | 0.025721 | 0.022214 | 0.022307 | 0.023685 | 0.022877 | 0.02348 | 0.024055 | 0.029361 | 0.030294 | 0.032784 | 1.5718
LO3Slow | New | Fixtures | Residential | Lighting | 0.00010893 | 0.00010202 | 0.85678 | 11.5397 | Multifamily - Low Rise | WA-Linear Flush Mount_500 to 999 lumens | 7.1218e-06 | 1.8119e-05 | 4.0065e-05 | 7.8845e-05 | 0.00013714 | 0.00021491 | 0.000316 | 0.00043578 | 0.00057067 | 0.00071004 | 0.00082036 | 0.00093121 | 0.0010309 | 0.0011121 | 0.0011521 | 0.0011909 | 0.0012126 | 0.0012184 | 0.0012285 | 0.0012324 | 0.013658 | 0.028142 | 0.024278 | 0.023294 | 0.018139 | 0.017398 | 0.016382 | 0.014064 | 0.016637 | 0.021059 | 0.025382 | 0.025938 | 0.027554 | 0 | 0.059525 | 0.046286 | 0.049352 | 0.042623 | 0.042802 | 0.045445 | 0.043896 | 0.045053 | 0.046157 | 0.056337 | 0.058127 | 0.062904 | 1.5718
LO3Slow | New | Fixtures | Residential | Lighting | 0.0001997 | 0.00018703 | 1.5707 | 11.5397 | Multifamily - Low Rise | WA-Linear Flush Mount_1000 to 1999 lumens | 1.1657e-05 | 2.9659e-05 | 6.5582e-05 | 0.00012906 | 0.00022449 | 0.00035178 | 0.00051726 | 0.00071332 | 0.00093412 | 0.0011622 | 0.0013428 | 0.0015243 | 0.0016875 | 0.0018204 | 0.0018859 | 0.0019494 | 0.0019848 | 0.0019943 | 0.002011 | 0.0020173 | 0.022357 | 0.051591 | 0.044508 | 0.042703 | 0.033253 | 0.031894 | 0.030033 | 0.025782 | 0.030499 | 0.038607 | 0.046532 | 0.047551 | 0.050513 | 0 | 0.10912 | 0.084852 | 0.090474 | 0.078139 | 0.078467 | 0.083312 | 0.080471 | 0.082593 | 0.084616 | 0.10328 | 0.10656 | 0.11532 | 1.5718
LO3Slow | New | Fixtures | Residential | Lighting | 0.00038704 | 0.00036249 | 3.0442 | 11.5397 | Multifamily - Low Rise | WA-Linear Flush Mount_2000 to 3999 lumens | 4.319e-06 | 1.0989e-05 | 2.4298e-05 | 4.7816e-05 | 8.3171e-05 | 0.00013033 | 0.00019164 | 0.00026428 | 0.00034609 | 0.00043061 | 0.00049751 | 0.00056474 | 0.0006252 | 0.00067445 | 0.0006987 | 0.00072225 | 0.00073537 | 0.00073889 | 0.00074506 | 0.00074739 | 0.0082831 | 0.09999 | 0.086262 | 0.082764 | 0.064448 | 0.061814 | 0.058207 | 0.049968 | 0.059111 | 0.074825 | 0.090185 | 0.09216 | 0.097901 | 0 | 0.2115 | 0.16445 | 0.17535 | 0.15144 | 0.15208 | 0.16147 | 0.15596 | 0.16008 | 0.164 | 0.20017 | 0.20653 | 0.2235 | 1.5718
LO3Slow | New | Fixtures | Residential | Lighting | 0.00070697 | 0.00066213 | 5.5605 | 11.5397 | Multifamily - Low Rise | WA-Linear Flush Mount_4000 to 7999 lumens | 4.9885e-07 | 1.2692e-06 | 2.8064e-06 | 5.5228e-06 | 9.6063e-06 | 1.5054e-05 | 2.2135e-05 | 3.0524e-05 | 3.9973e-05 | 4.9735e-05 | 5.7463e-05 | 6.5227e-05 | 7.2211e-05 | 7.7899e-05 | 8.07e-05 | 8.342e-05 | 8.4935e-05 | 8.5342e-05 | 8.6054e-05 | 8.6323e-05 | 0.0009567 | 0.18264 | 0.15757 | 0.15118 | 0.11772 | 0.11291 | 0.10632 | 0.091273 | 0.10797 | 0.13668 | 0.16473 | 0.16834 | 0.17883 | 0 | 0.38632 | 0.3004 | 0.3203 | 0.27663 | 0.27779 | 0.29494 | 0.28488 | 0.2924 | 0.29956 | 0.36563 | 0.37725 | 0.40825 | 1.5718
LO3Slow | New | Fixtures | Residential | Lighting | 2.1873e-05 | 2.0242e-05 | 0.16937 | 20.4503 | Multifamily - Low Rise | WA-Linear Shop_0 to 249 lumens | 3.0093e-09 | 7.6564e-09 | 1.693e-08 | 3.3316e-08 | 5.795e-08 | 9.0811e-08 | 1.3353e-07 | 1.8414e-07 | 2.4114e-07 | 3.0003e-07 | 3.4665e-07 | 3.9348e-07 | 4.3561e-07 | 4.6993e-07 | 4.8683e-07 | 5.0324e-07 | 5.1237e-07 | 5.1483e-07 | 5.1913e-07 | 5.2075e-07 | 5.7713e-06 | 0.005564 | 0.0047565 | 0.0045372 | 0.0035372 | 0.0033056 | 0.0030843 | 0.0026418 | 0.0031239 | 0.0039762 | 0.0048523 | 0.0050398 | 0.005502 | 0 | 0.012457 | 0.0096407 | 0.010081 | 0.0086736 | 0.0083159 | 0.0086034 | 0.0082545 | 0.0084675 | 0.0088128 | 0.01107 | 0.011754 | 0.013315 | 1.2368
LO3Slow | New | Fixtures | Residential | Lighting | 4.2848e-05 | 3.9655e-05 | 0.33179 | 20.4503 | Multifamily - Low Rise | WA-Linear Shop_250 to 499 lumens | 0 | 0 | 0 | 0 | 0 | 0 | 0 | 0 | 0 | 0 | 0 | 0 | 0 | 0 | 0 | 0 | 0 | 0 | 0 | 0 | 0 | 0.0109 | 0.0093179 | 0.0088884 | 0.0069294 | 0.0064756 | 0.0060422 | 0.0051753 | 0.0061197 | 0.0077893 | 0.0095056 | 0.0098729 | 0.010778 | 0 | 0.024402 | 0.018886 | 0.019749 | 0.016991 | 0.016291 | 0.016854 | 0.01617 | 0.016588 | 0.017264 | 0.021686 | 0.023026 | 0.026085 | 1.2368
LO3Slow | New | Fixtures | Residential | Lighting | 8.2216e-05 | 7.6087e-05 | 0.63662 | 20.4503 | Multifamily - Low Rise | WA-Linear Shop_500 to 999 lumens | 4.7322e-09 | 1.204e-08 | 2.6622e-08 | 5.239e-08 | 9.1127e-08 | 1.428e-07 | 2.0997e-07 | 2.8956e-07 | 3.7919e-07 | 4.718e-07 | 5.451e-07 | 6.1876e-07 | 6.85e-07 | 7.3897e-07 | 7.6553e-07 | 7.9134e-07 | 8.0571e-07 | 8.0957e-07 | 8.1633e-07 | 8.1888e-07 | 9.0754e-06 | 0.020914 | 0.017879 | 0.017055 | 0.013296 | 0.012425 | 0.011593 | 0.0099302 | 0.011742 | 0.014946 | 0.018239 | 0.018944 | 0.020681 | 0 | 0.046822 | 0.036238 | 0.037894 | 0.032602 | 0.031258 | 0.032339 | 0.031027 | 0.031828 | 0.033126 | 0.04161 | 0.044182 | 0.05005 | 1.2368
LO3Slow | New | Fixtures | Residential | Lighting | 0.00015072 | 0.00013949 | 1.1671 | 20.4503 | Multifamily - Low Rise | WA-Linear Shop_1000 to 1999 lumens | 2.6539e-09 | 6.7522e-09 | 1.493e-08 | 2.9382e-08 | 5.1107e-08 | 8.0087e-08 | 1.1776e-07 | 1.6239e-07 | 2.1266e-07 | 2.646e-07 | 3.0571e-07 | 3.4702e-07 | 3.8417e-07 | 4.1443e-07 | 4.2933e-07 | 4.4381e-07 | 4.5186e-07 | 4.5403e-07 | 4.5782e-07 | 4.5925e-07 | 5.0898e-06 | 0.03834 | 0.032776 | 0.031265 | 0.024374 | 0.022778 | 0.021254 | 0.018204 | 0.021526 | 0.027399 | 0.033436 | 0.034728 | 0.037913 | 0 | 0.085836 | 0.066432 | 0.069468 | 0.059768 | 0.057303 | 0.059284 | 0.05688 | 0.058347 | 0.060727 | 0.076281 | 0.080996 | 0.091754 | 1.2368
LO3Slow | New | Fixtures | Residential | Lighting | 0.00029211 | 0.00027034 | 2.2619 | 20.4503 | Multifamily - Low Rise | WA-Linear Shop_2000 to 3999 lumens | 0 | 0 | 0 | 0 | 0 | 0 | 0 | 0 | 0 | 0 | 0 | 0 | 0 | 0 | 0 | 0 | 0 | 0 | 0 | 0 | 0 | 0.074308 | 0.063524 | 0.060596 | 0.04724 | 0.044147 | 0.041192 | 0.035282 | 0.04172 | 0.053103 | 0.064803 | 0.067307 | 0.07348 | 0 | 0.16636 | 0.12875 | 0.13464 | 0.11584 | 0.11106 | 0.1149 | 0.11024 | 0.11308 | 0.1177 | 0.14784 | 0.15698 | 0.17783 | 1.2368
LO3Slow | New | Fixtures | Residential | Lighting | 0.00053358 | 0.00049381 | 4.1317 | 20.4503 | Multifamily - Low Rise | WA-Linear Shop_4000 to 7999 lumens | 3.8365e-08 | 9.7609e-08 | 2.1583e-07 | 4.2474e-07 | 7.3879e-07 | 1.1577e-06 | 1.7023e-06 | 2.3475e-06 | 3.0742e-06 | 3.825e-06 | 4.4193e-06 | 5.0164e-06 | 5.5535e-06 | 5.991e-06 | 6.2064e-06 | 6.4156e-06 | 6.5321e-06 | 6.5634e-06 | 6.6182e-06 | 6.6389e-06 | 7.3577e-05 | 0.13573 | 0.11603 | 0.11068 | 0.08629 | 0.080639 | 0.075242 | 0.064447 | 0.076207 | 0.096999 | 0.11837 | 0.12294 | 0.13422 | 0 | 0.30388 | 0.23518 | 0.24593 | 0.21159 | 0.20287 | 0.20988 | 0.20137 | 0.20656 | 0.21499 | 0.27005 | 0.28674 | 0.32483 | 1.2368
LO3Slow | New | Fixtures | Residential | Lighting | 0.00021426 | 0.00020326 | 1.7136 | -52.248 | Multifamily - Low Rise | WA-Track_0 to 249 lumens | 1.4328e-09 | 3.6454e-09 | 8.0605e-09 | 1.5863e-08 | 2.7591e-08 | 4.3237e-08 | 6.3575e-08 | 8.7673e-08 | 1.1481e-07 | 1.4285e-07 | 1.6505e-07 | 1.8735e-07 | 2.074e-07 | 2.2374e-07 | 2.3179e-07 | 2.396e-07 | 2.4395e-07 | 2.4512e-07 | 2.4717e-07 | 2.4794e-07 | 2.7478e-06 | 0.056276 | 0.049013 | 0.047306 | 0.036794 | 0.036217 | 0.034405 | 0.029598 | 0.035027 | 0.044107 | 0.052524 | 0.052811 | 0.054523 | 0 | 0.11172 | 0.08735 | 0.095246 | 0.082612 | 0.087151 | 0.094937 | 0.09229 | 0.094775 | 0.095627 | 0.11339 | 0.11345 | 0.11644 | 5.0463
LO3Slow | New | Fixtures | Residential | Lighting | 0.00041973 | 0.00039818 | 3.3569 | -52.248 | Multifamily - Low Rise | WA-Track_250 to 499 lumens | 1.3069e-07 | 3.325e-07 | 7.3522e-07 | 1.4469e-06 | 2.5167e-06 | 3.9437e-06 | 5.7989e-06 | 7.9968e-06 | 1.0472e-05 | 1.303e-05 | 1.5054e-05 | 1.7088e-05 | 1.8918e-05 | 2.0408e-05 | 2.1142e-05 | 2.1855e-05 | 2.2251e-05 | 2.2358e-05 | 2.2545e-05 | 2.2615e-05 | 0.00025064 | 0.11024 | 0.096016 | 0.092672 | 0.072079 | 0.070948 | 0.067399 | 0.057983 | 0.068618 | 0.086405 | 0.10289 | 0.10346 | 0.10681 | 0 | 0.21885 | 0.17112 | 0.18659 | 0.16184 | 0.17073 | 0.18598 | 0.1808 | 0.18566 | 0.18733 | 0.22212 | 0.22225 | 0.22811 | 5.0463
LO3Slow | New | Fixtures | Residential | Lighting | 0.00080537 | 0.00076401 | 6.4411 | -52.248 | Multifamily - Low Rise | WA-Track_500 to 999 lumens | 2.0807e-06 | 5.2938e-06 | 1.1706e-05 | 2.3036e-05 | 4.0069e-05 | 6.2789e-05 | 9.2325e-05 | 0.00012732 | 0.00016673 | 0.00020745 | 0.00023968 | 0.00027207 | 0.0003012 | 0.00032492 | 0.00033661 | 0.00034795 | 0.00035427 | 0.00035597 | 0.00035894 | 0.00036006 | 0.0039905 | 0.21153 | 0.18423 | 0.17782 | 0.1383 | 0.13613 | 0.12932 | 0.11125 | 0.13166 | 0.16579 | 0.19743 | 0.19851 | 0.20494 | 0 | 0.41992 | 0.32833 | 0.35801 | 0.31052 | 0.32758 | 0.35685 | 0.3469 | 0.35624 | 0.35945 | 0.42619 | 0.42644 | 0.43769 | 5.0463
LO3Slow | New | Fixtures | Residential | Lighting | 0.0014764 | 0.0014006 | 11.808 | -52.248 | Multifamily - Low Rise | WA-Track_1000 to 1999 lumens | 3.0234e-06 | 7.6922e-06 | 1.7009e-05 | 3.3472e-05 | 5.8221e-05 | 9.1235e-05 | 0.00013415 | 0.000185 | 0.00024227 | 0.00030143 | 0.00034827 | 0.00039532 | 0.00043765 | 0.00047213 | 0.0004891 | 0.00050559 | 0.00051477 | 0.00051723 | 0.00052155 | 0.00052318 | 0.0057983 | 0.38779 | 0.33774 | 0.32598 | 0.25354 | 0.24956 | 0.23708 | 0.20396 | 0.24137 | 0.30393 | 0.36193 | 0.36391 | 0.37571 | 0 | 0.76981 | 0.60191 | 0.65632 | 0.56926 | 0.60054 | 0.65419 | 0.63595 | 0.65307 | 0.65895 | 0.78131 | 0.78177 | 0.80238 | 5.0463
LO3Slow | New | Fixtures | Residential | Lighting | 0.0028615 | 0.0027146 | 22.8853 | -52.248 | Multifamily - Low Rise | WA-Track_2000 to 3999 lumens | 4.8284e-06 | 1.2285e-05 | 2.7163e-05 | 5.3456e-05 | 9.2981e-05 | 0.00014571 | 0.00021424 | 0.00029545 | 0.00038691 | 0.00048139 | 0.00055619 | 0.00063134 | 0.00069894 | 0.000754 | 0.00078111 | 0.00080744 | 0.0008221 | 0.00082604 | 0.00083293 | 0.00083554 | 0.0092601 | 0.75158 | 0.65458 | 0.63178 | 0.49139 | 0.48368 | 0.45948 | 0.39529 | 0.4678 | 0.58906 | 0.70147 | 0.7053 | 0.72817 | 0 | 1.492 | 1.1666 | 1.272 | 1.1033 | 1.1639 | 1.2679 | 1.2326 | 1.2657 | 1.2771 | 1.5143 | 1.5152 | 1.5551 | 5.0463
LO3Slow | New | Fixtures | Residential | Lighting | 0.0052269 | 0.0049585 | 41.8027 | -52.248 | Multifamily - Low Rise | WA-Track_4000 to 7999 lumens | 1.9425e-06 | 4.9421e-06 | 1.0928e-05 | 2.1505e-05 | 3.7406e-05 | 5.8617e-05 | 8.619e-05 | 0.00011886 | 0.00015565 | 0.00019366 | 0.00022376 | 0.00025399 | 0.00028118 | 0.00030333 | 0.00031424 | 0.00032483 | 0.00033073 | 0.00033231 | 0.00033509 | 0.00033614 | 0.0037253 | 1.3729 | 1.1957 | 1.154 | 0.89758 | 0.8835 | 0.8393 | 0.72205 | 0.85449 | 1.076 | 1.2813 | 1.2883 | 1.3301 | 0 | 2.7253 | 2.1309 | 2.3235 | 2.0153 | 2.126 | 2.316 | 2.2514 | 2.312 | 2.3328 | 2.766 | 2.7676 | 2.8406 | 5.0463
LO3Slow | New | Fixtures | Residential | Lighting | 9.9203e-05 | 9.4046e-05 | 0.7927 | -66.9628 | Multifamily - High Rise | ID/MT/OR-Floor/Table_0 to 249 lumens | 9.7151e-08 | 2.4571e-07 | 5.4443e-07 | 1.0757e-06 | 1.8817e-06 | 2.9566e-06 | 4.363e-06 | 6.0516e-06 | 7.9524e-06 | 9.9119e-06 | 1.1429e-05 | 1.2951e-05 | 1.4342e-05 | 1.5454e-05 | 1.5984e-05 | 1.6503e-05 | 1.6789e-05 | 1.6805e-05 | 1.6851e-05 | 1.6835e-05 | 0.00018902 | 0.026033 | 0.022662 | 0.021866 | 0.017008 | 0.016719 | 0.015876 | 0.013656 | 0.016161 | 0.020356 | 0.024255 | 0.024407 | 0.025237 | 0 | 0.051857 | 0.040534 | 0.044144 | 0.03828 | 0.040278 | 0.043819 | 0.042584 | 0.043729 | 0.044156 | 0.052434 | 0.05255 | 0.054093 | 8.6645
LO3Slow | New | Fixtures | Residential | Lighting | 0.00019434 | 0.00018423 | 1.5529 | -66.9628 | Multifamily - High Rise | ID/MT/OR-Floor/Table_250 to 499 lumens | 6.8045e-07 | 1.721e-06 | 3.8132e-06 | 7.5343e-06 | 1.318e-05 | 2.0708e-05 | 3.0558e-05 | 4.2386e-05 | 5.5699e-05 | 6.9423e-05 | 8.0046e-05 | 9.071e-05 | 0.00010045 | 0.00010824 | 0.00011195 | 0.00011559 | 0.00011759 | 0.0001177 | 0.00011802 | 0.00011791 | 0.0013239 | 0.050999 | 0.044395 | 0.042836 | 0.033319 | 0.032753 | 0.0311 | 0.026753 | 0.031659 | 0.039876 | 0.047515 | 0.047814 | 0.049438 | 0 | 0.10159 | 0.079407 | 0.086478 | 0.07499 | 0.078904 | 0.085841 | 0.083422 | 0.085665 | 0.086502 | 0.10272 | 0.10295 | 0.10597 | 8.6645
LO3Slow | New | Fixtures | Residential | Lighting | 0.00037289 | 0.0003535 | 2.9796 | -66.9628 | Multifamily - High Rise | ID/MT/OR-Floor/Table_500 to 999 lumens | 5.7776e-06 | 1.4612e-05 | 3.2377e-05 | 6.3972e-05 | 0.00011191 | 0.00017583 | 0.00025947 | 0.00035989 | 0.00047293 | 0.00058946 | 0.00067966 | 0.0007702 | 0.00085294 | 0.00091904 | 0.00095058 | 0.00098144 | 0.00099846 | 0.0009994 | 0.0010021 | 0.0010012 | 0.011241 | 0.097855 | 0.085183 | 0.082191 | 0.063931 | 0.062845 | 0.059674 | 0.051332 | 0.060746 | 0.076513 | 0.09117 | 0.091743 | 0.09486 | 0 | 0.19492 | 0.15236 | 0.16593 | 0.14389 | 0.1514 | 0.16471 | 0.16007 | 0.16437 | 0.16598 | 0.19709 | 0.19753 | 0.20333 | 8.6645
LO3Slow | New | Fixtures | Residential | Lighting | 0.00068359 | 0.00064805 | 5.4623 | -66.9628 | Multifamily - High Rise | ID/MT/OR-Floor/Table_1000 to 1999 lumens | 6.3556e-06 | 1.6074e-05 | 3.5616e-05 | 7.0372e-05 | 0.0001231 | 0.00019342 | 0.00028542 | 0.00039589 | 0.00052025 | 0.00064843 | 0.00074765 | 0.00084725 | 0.00093827 | 0.001011 | 0.0010457 | 0.0010796 | 0.0010983 | 0.0010994 | 0.0011024 | 0.0011014 | 0.012366 | 0.17939 | 0.15616 | 0.15068 | 0.1172 | 0.11521 | 0.1094 | 0.094103 | 0.11136 | 0.14027 | 0.16713 | 0.16819 | 0.1739 | 0 | 0.35733 | 0.27931 | 0.30419 | 0.26378 | 0.27755 | 0.30195 | 0.29344 | 0.30133 | 0.30427 | 0.36131 | 0.36211 | 0.37274 | 8.6645
LO3Slow | New | Fixtures | Residential | Lighting | 0.0013249 | 0.001256 | 10.5866 | -66.9628 | Multifamily - High Rise | ID/MT/OR-Floor/Table_2000 to 3999 lumens | 1.7697e-06 | 4.4759e-06 | 9.9174e-06 | 1.9595e-05 | 3.4278e-05 | 5.3858e-05 | 7.9477e-05 | 0.00011024 | 0.00014486 | 0.00018056 | 0.00020819 | 0.00023592 | 0.00026126 | 0.00028151 | 0.00029117 | 0.00030063 | 0.00030584 | 0.00030613 | 0.00030696 | 0.00030668 | 0.0034433 | 0.34768 | 0.30266 | 0.29203 | 0.22715 | 0.22329 | 0.21202 | 0.18238 | 0.21583 | 0.27185 | 0.32393 | 0.32597 | 0.33704 | 0 | 0.69256 | 0.54135 | 0.58956 | 0.51124 | 0.53792 | 0.58522 | 0.56872 | 0.58401 | 0.58972 | 0.70027 | 0.70182 | 0.72242 | 8.6645
LO3Slow | New | Fixtures | Residential | Lighting | 0.0024201 | 0.0022942 | 19.3377 | -66.9628 | Multifamily - High Rise | ID/MT/OR-Floor/Table_4000 to 7999 lumens | 2.0377e-07 | 5.1538e-07 | 1.1419e-06 | 2.2563e-06 | 3.9469e-06 | 6.2014e-06 | 9.1513e-06 | 1.2693e-05 | 1.668e-05 | 2.079e-05 | 2.3971e-05 | 2.7165e-05 | 3.0083e-05 | 3.2414e-05 | 3.3527e-05 | 3.4615e-05 | 3.5215e-05 | 3.5249e-05 | 3.5345e-05 | 3.5312e-05 | 0.00039648 | 0.63508 | 0.55284 | 0.53342 | 0.41491 | 0.40786 | 0.38729 | 0.33315 | 0.39425 | 0.49657 | 0.59169 | 0.59542 | 0.61564 | 0 | 1.265 | 0.98883 | 1.0769 | 0.93383 | 0.98258 | 1.069 | 1.0388 | 1.0668 | 1.0772 | 1.2791 | 1.282 | 1.3196 | 8.6645
LO3Slow | New | Fixtures | Residential | Lighting | 0.00013061 | 0.00012357 | 1.0409 | -37.2177 | Multifamily - High Rise | ID/MT/OR-Ceiling and Wall Flush Mount _0 to 249 lumens | 5.3858e-08 | 1.3622e-07 | 3.0182e-07 | 5.9635e-07 | 1.0432e-06 | 1.6391e-06 | 2.4187e-06 | 3.3549e-06 | 4.4087e-06 | 5.495e-06 | 6.3358e-06 | 7.1798e-06 | 7.9511e-06 | 8.5673e-06 | 8.8612e-06 | 9.149e-06 | 9.3076e-06 | 9.3164e-06 | 9.3418e-06 | 9.3331e-06 | 0.00010479 | 0.034185 | 0.029713 | 0.028642 | 0.022283 | 0.021815 | 0.020686 | 0.017788 | 0.02105 | 0.026535 | 0.031677 | 0.031958 | 0.033195 | 0 | 0.068809 | 0.053735 | 0.058303 | 0.050522 | 0.052738 | 0.057144 | 0.055478 | 0.056965 | 0.057658 | 0.068781 | 0.069277 | 0.071943 | 3.7754
LO3Slow | New | Fixtures | Residential | Lighting | 0.00025587 | 0.00024207 | 2.0391 | -37.2177 | Multifamily - High Rise | ID/MT/OR-Ceiling and Wall Flush Mount _250 to 499 lumens | 6.5762e-07 | 1.6632e-06 | 3.6852e-06 | 7.2815e-06 | 1.2737e-05 | 2.0013e-05 | 2.9533e-05 | 4.0963e-05 | 5.383e-05 | 6.7094e-05 | 7.7361e-05 | 8.7666e-05 | 9.7084e-05 | 0.00010461 | 0.0001082 | 0.00011171 | 0.00011365 | 0.00011375 | 0.00011406 | 0.00011396 | 0.0012795 | 0.066968 | 0.058207 | 0.05611 | 0.043652 | 0.042735 | 0.040524 | 0.034847 | 0.041236 | 0.051981 | 0.062055 | 0.062605 | 0.065028 | 0 | 0.1348 | 0.10527 | 0.11422 | 0.098972 | 0.10331 | 0.11194 | 0.10868 | 0.11159 | 0.11295 | 0.13474 | 0.13571 | 0.14094 | 3.7754
LO3Slow | New | Fixtures | Residential | Lighting | 0.00049096 | 0.00046447 | 3.9125 | -37.2177 | Multifamily - High Rise | ID/MT/OR-Ceiling and Wall Flush Mount _500 to 999 lumens | 6.1462e-06 | 1.5545e-05 | 3.4443e-05 | 6.8054e-05 | 0.00011905 | 0.00018705 | 0.00027602 | 0.00038285 | 0.00050311 | 0.00062708 | 0.00072303 | 0.00081935 | 0.00090737 | 0.00097769 | 0.0010112 | 0.0010441 | 0.0010622 | 0.0010632 | 0.0010661 | 0.0010651 | 0.011959 | 0.1285 | 0.11169 | 0.10766 | 0.083758 | 0.081999 | 0.077756 | 0.066864 | 0.079122 | 0.099739 | 0.11907 | 0.12012 | 0.12477 | 0 | 0.25864 | 0.20198 | 0.21915 | 0.1899 | 0.19823 | 0.21479 | 0.20853 | 0.21412 | 0.21673 | 0.25854 | 0.2604 | 0.27042 | 3.7754
LO3Slow | New | Fixtures | Residential | Lighting | 0.00090004 | 0.00085147 | 7.1725 | -37.2177 | Multifamily - High Rise | ID/MT/OR-Ceiling and Wall Flush Mount _1000 to 1999 lumens | 7.5925e-06 | 1.9203e-05 | 4.2548e-05 | 8.4068e-05 | 0.00014706 | 0.00023106 | 0.00034097 | 0.00047294 | 0.0006215 | 0.00077463 | 0.00089317 | 0.0010122 | 0.0011209 | 0.0012077 | 0.0012492 | 0.0012897 | 0.0013121 | 0.0013133 | 0.0013169 | 0.0013157 | 0.014773 | 0.23556 | 0.20475 | 0.19737 | 0.15355 | 0.15032 | 0.14254 | 0.12258 | 0.14505 | 0.18284 | 0.21828 | 0.22022 | 0.22874 | 0 | 0.47414 | 0.37028 | 0.40175 | 0.34814 | 0.36341 | 0.39377 | 0.38228 | 0.39253 | 0.39731 | 0.47396 | 0.47737 | 0.49574 | 3.7754
LO3Slow | New | Fixtures | Residential | Lighting | 0.0017444 | 0.0016503 | 13.9011 | -37.2177 | Multifamily - High Rise | ID/MT/OR-Ceiling and Wall Flush Mount _2000 to 3999 lumens | 6.0048e-06 | 1.5187e-05 | 3.365e-05 | 6.6488e-05 | 0.00011631 | 0.00018274 | 0.00026967 | 0.00037404 | 0.00049153 | 0.00061264 | 0.00070639 | 0.00080049 | 0.00088648 | 0.00095518 | 0.00098796 | 0.00102 | 0.0010377 | 0.0010387 | 0.0010415 | 0.0010406 | 0.011683 | 0.45655 | 0.39682 | 0.38252 | 0.29759 | 0.29134 | 0.27627 | 0.23757 | 0.28112 | 0.35437 | 0.42305 | 0.42681 | 0.44332 | 0 | 0.91895 | 0.71764 | 0.77865 | 0.67473 | 0.70433 | 0.76317 | 0.74092 | 0.76078 | 0.77003 | 0.91859 | 0.9252 | 0.96082 | 3.7754
LO3Slow | New | Fixtures | Residential | Lighting | 0.0031863 | 0.0030144 | 25.3921 | -37.2177 | Multifamily - High Rise | ID/MT/OR-Ceiling and Wall Flush Mount _4000 to 7999 lumens | 1.8203e-06 | 4.6038e-06 | 1.0201e-05 | 2.0155e-05 | 3.5257e-05 | 5.5396e-05 | 8.1747e-05 | 0.00011339 | 0.000149 | 0.00018572 | 0.00021413 | 0.00024266 | 0.00026873 | 0.00028955 | 0.00029949 | 0.00030921 | 0.00031457 | 0.00031487 | 0.00031573 | 0.00031544 | 0.0035417 | 0.83394 | 0.72484 | 0.69872 | 0.54359 | 0.53218 | 0.50464 | 0.43395 | 0.5135 | 0.64731 | 0.77276 | 0.77961 | 0.80978 | 0 | 1.6786 | 1.3109 | 1.4223 | 1.2325 | 1.2865 | 1.394 | 1.3534 | 1.3896 | 1.4066 | 1.6779 | 1.69 | 1.755 | 3.7754
LO3Slow | New | Fixtures | Residential | Lighting | 0.00010381 | 9.7994e-05 | 0.82491 | -111.1375 | Multifamily - High Rise | ID/MT/OR-Downlight Fixture_0 to 249 lumens | 2.4747e-09 | 6.2589e-09 | 1.3868e-08 | 2.7401e-08 | 4.7933e-08 | 7.5311e-08 | 1.1114e-07 | 1.5415e-07 | 2.0257e-07 | 2.5248e-07 | 2.9112e-07 | 3.299e-07 | 3.6534e-07 | 3.9365e-07 | 4.0716e-07 | 4.2038e-07 | 4.2767e-07 | 4.2807e-07 | 4.2924e-07 | 4.2884e-07 | 4.8149e-06 | 0.027093 | 0.02351 | 0.02264 | 0.017617 | 0.017171 | 0.016259 | 0.013976 | 0.016537 | 0.020865 | 0.024959 | 0.02525 | 0.026356 | 0 | 0.055138 | 0.043017 | 0.046492 | 0.040257 | 0.041668 | 0.044953 | 0.043595 | 0.044759 | 0.045421 | 0.054451 | 0.055134 | 0.05779 | 10.4726
LO3Slow | New | Fixtures | Residential | Lighting | 0.00020337 | 0.00019197 | 1.616 | -111.1375 | Multifamily - High Rise | ID/MT/OR-Downlight Fixture_250 to 499 lumens | 4.0876e-07 | 1.0338e-06 | 2.2907e-06 | 4.526e-06 | 7.9174e-06 | 1.244e-05 | 1.8357e-05 | 2.5462e-05 | 3.346e-05 | 4.1705e-05 | 4.8086e-05 | 5.4492e-05 | 6.0346e-05 | 6.5022e-05 | 6.7253e-05 | 6.9437e-05 | 7.0641e-05 | 7.0708e-05 | 7.0901e-05 | 7.0834e-05 | 0.00079532 | 0.053074 | 0.046056 | 0.044351 | 0.034511 | 0.033638 | 0.03185 | 0.027379 | 0.032396 | 0.040874 | 0.048895 | 0.049464 | 0.051631 | 0 | 0.10801 | 0.08427 | 0.091077 | 0.078864 | 0.081627 | 0.088062 | 0.085402 | 0.087683 | 0.088979 | 0.10667 | 0.10801 | 0.11321 | 10.4726
LO3Slow | New | Fixtures | Residential | Lighting | 0.00039021 | 0.00036834 | 3.1007 | -111.1375 | Multifamily - High Rise | ID/MT/OR-Downlight Fixture_500 to 999 lumens | 1.4355e-05 | 3.6307e-05 | 8.0447e-05 | 0.00015895 | 0.00027805 | 0.00043688 | 0.00064469 | 0.00089421 | 0.0011751 | 0.0014646 | 0.0016887 | 0.0019137 | 0.0021193 | 0.0022835 | 0.0023619 | 0.0024386 | 0.0024809 | 0.0024832 | 0.00249 | 0.0024877 | 0.027931 | 0.10184 | 0.08837 | 0.085099 | 0.066219 | 0.064544 | 0.061113 | 0.052533 | 0.06216 | 0.078427 | 0.093817 | 0.09491 | 0.099067 | 0 | 0.20725 | 0.16169 | 0.17476 | 0.15132 | 0.15662 | 0.16897 | 0.16387 | 0.16824 | 0.17073 | 0.20467 | 0.20724 | 0.21722 | 10.4726
LO3Slow | New | Fixtures | Residential | Lighting | 0.00071535 | 0.00067525 | 5.6843 | -111.1375 | Multifamily - High Rise | ID/MT/OR-Downlight Fixture_1000 to 1999 lumens | 4.3824e-06 | 1.1084e-05 | 2.4558e-05 | 4.8524e-05 | 8.4882e-05 | 0.00013337 | 0.00019681 | 0.00027298 | 0.00035873 | 0.00044711 | 0.00051553 | 0.00058421 | 0.00064697 | 0.00069711 | 0.00072102 | 0.00074443 | 0.00075734 | 0.00075806 | 0.00076012 | 0.00075942 | 0.0085266 | 0.18669 | 0.162 | 0.15601 | 0.12139 | 0.11832 | 0.11203 | 0.096306 | 0.11395 | 0.14377 | 0.17199 | 0.17399 | 0.18161 | 0 | 0.37995 | 0.29642 | 0.32037 | 0.2774 | 0.28712 | 0.30976 | 0.3004 | 0.30843 | 0.31298 | 0.37521 | 0.37992 | 0.39822 | 10.4726
LO3Slow | New | Fixtures | Residential | Lighting | 0.0013864 | 0.0013087 | 11.0168 | -111.1375 | Multifamily - High Rise | ID/MT/OR-Downlight Fixture_2000 to 3999 lumens | 1.3043e-06 | 3.2987e-06 | 7.3091e-06 | 1.4442e-05 | 2.5263e-05 | 3.9693e-05 | 5.8574e-05 | 8.1245e-05 | 0.00010676 | 0.00013307 | 0.00015343 | 0.00017387 | 0.00019255 | 0.00020747 | 0.00021459 | 0.00022156 | 0.0002254 | 0.00022561 | 0.00022623 | 0.00022602 | 0.0025377 | 0.36183 | 0.31398 | 0.30236 | 0.23528 | 0.22933 | 0.21714 | 0.18665 | 0.22086 | 0.27865 | 0.33333 | 0.33722 | 0.35199 | 0 | 0.73638 | 0.5745 | 0.62091 | 0.53764 | 0.55648 | 0.60035 | 0.58222 | 0.59777 | 0.6066 | 0.72721 | 0.73633 | 0.7718 | 10.4726
LO3Slow | New | Fixtures | Residential | Lighting | 0.0025325 | 0.0023905 | 20.1235 | -111.1375 | Multifamily - High Rise | ID/MT/OR-Downlight Fixture_4000 to 7999 lumens | 4.1077e-07 | 1.0389e-06 | 2.3019e-06 | 4.5483e-06 | 7.9563e-06 | 1.2501e-05 | 1.8448e-05 | 2.5587e-05 | 3.3625e-05 | 4.191e-05 | 4.8322e-05 | 5.476e-05 | 6.0642e-05 | 6.5342e-05 | 6.7584e-05 | 6.9778e-05 | 7.0988e-05 | 7.1055e-05 | 7.1249e-05 | 7.1183e-05 | 0.00079923 | 0.66092 | 0.57353 | 0.5523 | 0.42976 | 0.41889 | 0.39662 | 0.34094 | 0.40342 | 0.50899 | 0.60887 | 0.61597 | 0.64295 | 0 | 1.3451 | 1.0494 | 1.1342 | 0.98207 | 1.0165 | 1.0966 | 1.0635 | 1.0919 | 1.108 | 1.3283 | 1.345 | 1.4098 | 10.4726
LO3Slow | New | Fixtures | Residential | Lighting | 0.00015581 | 0.00017678 | 0.87246 | -72.6034 | Multifamily - High Rise | ID/MT/OR-Exterior Porch_0 to 249 lumens | 3.2207e-11 | 8.1457e-11 | 1.8049e-10 | 3.5661e-10 | 6.2382e-10 | 9.8015e-10 | 1.4464e-09 | 2.0062e-09 | 2.6364e-09 | 3.286e-09 | 3.7888e-09 | 4.2935e-09 | 4.7547e-09 | 5.1232e-09 | 5.299e-09 | 5.471e-09 | 5.5659e-09 | 5.5712e-09 | 5.5863e-09 | 5.5811e-09 | 6.2664e-08 | 0.036904 | 0.032436 | 0.025702 | 0.015347 | 0.014385 | 0.013998 | 0.010224 | 0.012259 | 0.018285 | 0.029961 | 0.034755 | 0.037568 | 0 | 0.0721 | 0.053403 | 0.046961 | 0.039095 | 0.036499 | 0.035078 | 0.036685 | 0.038622 | 0.045202 | 0.052172 | 0.064052 | 0.070763 | 10.5955
LO3Slow | New | Fixtures | Residential | Lighting | 0.00030523 | 0.0003463 | 1.7091 | -72.6034 | Multifamily - High Rise | ID/MT/OR-Exterior Porch_250 to 499 lumens | 1.0208e-08 | 2.5818e-08 | 5.7205e-08 | 1.1303e-07 | 1.9772e-07 | 3.1066e-07 | 4.5844e-07 | 6.3587e-07 | 8.356e-07 | 1.0415e-06 | 1.2009e-06 | 1.3608e-06 | 1.507e-06 | 1.6238e-06 | 1.6795e-06 | 1.7341e-06 | 1.7641e-06 | 1.7658e-06 | 1.7706e-06 | 1.769e-06 | 1.9862e-05 | 0.072295 | 0.063542 | 0.050349 | 0.030064 | 0.02818 | 0.027422 | 0.020028 | 0.024016 | 0.035821 | 0.058693 | 0.068085 | 0.073595 | 0 | 0.14124 | 0.10462 | 0.091996 | 0.076587 | 0.071502 | 0.068718 | 0.071865 | 0.075661 | 0.08855 | 0.1022 | 0.12548 | 0.13862 | 10.5955
LO3Slow | New | Fixtures | Residential | Lighting | 0.00058566 | 0.00066447 | 3.2794 | -72.6034 | Multifamily - High Rise | ID/MT/OR-Exterior Porch_500 to 999 lumens | 5.1033e-07 | 1.2907e-06 | 2.8599e-06 | 5.6507e-06 | 9.8847e-06 | 1.5531e-05 | 2.2919e-05 | 3.1789e-05 | 4.1774e-05 | 5.2067e-05 | 6.0035e-05 | 6.8032e-05 | 7.5341e-05 | 8.1179e-05 | 8.3965e-05 | 8.6691e-05 | 8.8194e-05 | 8.8277e-05 | 8.8518e-05 | 8.8436e-05 | 0.00099295 | 0.13872 | 0.12192 | 0.096608 | 0.057686 | 0.05407 | 0.052616 | 0.038428 | 0.04608 | 0.068732 | 0.11262 | 0.13064 | 0.14121 | 0 | 0.27101 | 0.20073 | 0.17652 | 0.14695 | 0.13719 | 0.13185 | 0.13789 | 0.14517 | 0.16991 | 0.1961 | 0.24076 | 0.26599 | 10.5955
LO3Slow | New | Fixtures | Residential | Lighting | 0.0010737 | 0.0012181 | 6.0119 | -72.6034 | Multifamily - High Rise | ID/MT/OR-Exterior Porch_1000 to 1999 lumens | 9.9949e-07 | 2.5279e-06 | 5.6011e-06 | 1.1067e-05 | 1.9359e-05 | 3.0417e-05 | 4.4886e-05 | 6.2259e-05 | 8.1815e-05 | 0.00010197 | 0.00011758 | 0.00013324 | 0.00014755 | 0.00015899 | 0.00016444 | 0.00016978 | 0.00017273 | 0.00017289 | 0.00017336 | 0.0001732 | 0.0019447 | 0.2543 | 0.22351 | 0.17711 | 0.10575 | 0.099122 | 0.096458 | 0.070448 | 0.084476 | 0.126 | 0.20645 | 0.23949 | 0.25887 | 0 | 0.49683 | 0.36799 | 0.3236 | 0.2694 | 0.25151 | 0.24172 | 0.25279 | 0.26614 | 0.31148 | 0.35951 | 0.44137 | 0.48762 | 10.5955
LO3Slow | New | Fixtures | Residential | Lighting | 0.0020809 | 0.0023609 | 11.6518 | -72.6034 | Multifamily - High Rise | ID/MT/OR-Exterior Porch_2000 to 3999 lumens | 9.4563e-07 | 2.3916e-06 | 5.2992e-06 | 1.047e-05 | 1.8316e-05 | 2.8778e-05 | 4.2467e-05 | 5.8904e-05 | 7.7406e-05 | 9.6478e-05 | 0.00011124 | 0.00012606 | 0.0001396 | 0.00015042 | 0.00015558 | 0.00016063 | 0.00016342 | 0.00016357 | 0.00016402 | 0.00016387 | 0.0018399 | 0.49286 | 0.43319 | 0.34325 | 0.20496 | 0.19211 | 0.18695 | 0.13654 | 0.16372 | 0.24421 | 0.40013 | 0.46416 | 0.50172 | 0 | 0.96291 | 0.7132 | 0.62717 | 0.52212 | 0.48746 | 0.46848 | 0.48994 | 0.51581 | 0.60368 | 0.69677 | 0.85543 | 0.94506 | 10.5955
LO3Slow | New | Fixtures | Residential | Lighting | 0.003801 | 0.0043124 | 21.2835 | -72.6034 | Multifamily - High Rise | ID/MT/OR-Exterior Porch_4000 to 7999 lumens | 4.1436e-08 | 1.048e-07 | 2.322e-07 | 4.588e-07 | 8.0258e-07 | 1.261e-06 | 1.8609e-06 | 2.5811e-06 | 3.3918e-06 | 4.2275e-06 | 4.8744e-06 | 5.5238e-06 | 6.1172e-06 | 6.5912e-06 | 6.8174e-06 | 7.0387e-06 | 7.1608e-06 | 7.1675e-06 | 7.1871e-06 | 7.1804e-06 | 8.0621e-05 | 0.90028 | 0.79127 | 0.62699 | 0.37439 | 0.35091 | 0.34148 | 0.2494 | 0.29906 | 0.44607 | 0.73089 | 0.84785 | 0.91646 | 0 | 1.7589 | 1.3027 | 1.1456 | 0.95372 | 0.8904 | 0.85573 | 0.89492 | 0.94219 | 1.1027 | 1.2727 | 1.5625 | 1.7263 | 10.5955
LO3Slow | New | Fixtures | Residential | Lighting | 0.00017263 | 0.00020188 | 0.95994 | -89.2491 | Multifamily - High Rise | ID/MT/OR-Chandelier/Pendant_0 to 249 lumens | 2.6939e-08 | 6.8132e-08 | 1.5096e-07 | 2.9828e-07 | 5.2178e-07 | 8.1981e-07 | 1.2098e-06 | 1.678e-06 | 2.2051e-06 | 2.7484e-06 | 3.169e-06 | 3.5912e-06 | 3.9769e-06 | 4.2851e-06 | 4.4322e-06 | 4.5761e-06 | 4.6554e-06 | 4.6598e-06 | 4.6725e-06 | 4.6682e-06 | 5.2414e-05 | 0.041526 | 0.037048 | 0.029273 | 0.017087 | 0.016976 | 0.016859 | 0.012365 | 0.014842 | 0.021896 | 0.035317 | 0.040183 | 0.041778 | 0 | 0.07275 | 0.053859 | 0.047584 | 0.0397 | 0.041018 | 0.041674 | 0.044287 | 0.046685 | 0.053087 | 0.057578 | 0.068012 | 0.068561 | 6.1299
LO3Slow | New | Fixtures | Residential | Lighting | 0.00033817 | 0.00039547 | 1.8805 | -89.2491 | Multifamily - High Rise | ID/MT/OR-Chandelier/Pendant_250 to 499 lumens | 2.1775e-07 | 5.5073e-07 | 1.2203e-06 | 2.4111e-06 | 4.2177e-06 | 6.6268e-06 | 9.7792e-06 | 1.3564e-05 | 1.7825e-05 | 2.2217e-05 | 2.5616e-05 | 2.9029e-05 | 3.2147e-05 | 3.4638e-05 | 3.5827e-05 | 3.699e-05 | 3.7631e-05 | 3.7667e-05 | 3.777e-05 | 3.7734e-05 | 0.00042368 | 0.081348 | 0.072576 | 0.057345 | 0.033473 | 0.033257 | 0.033026 | 0.024223 | 0.029076 | 0.042893 | 0.069185 | 0.078718 | 0.081844 | 0 | 0.14252 | 0.10551 | 0.093216 | 0.077771 | 0.080353 | 0.081638 | 0.086757 | 0.091456 | 0.104 | 0.1128 | 0.13323 | 0.13431 | 6.1299
LO3Slow | New | Fixtures | Residential | Lighting | 0.00064887 | 0.00075881 | 3.6083 | -89.2491 | Multifamily - High Rise | ID/MT/OR-Chandelier/Pendant_500 to 999 lumens | 1.6008e-06 | 4.0487e-06 | 8.9708e-06 | 1.7725e-05 | 3.1006e-05 | 4.8717e-05 | 7.1891e-05 | 9.9716e-05 | 0.00013104 | 0.00016332 | 0.00018832 | 0.0002134 | 0.00023633 | 0.00025464 | 0.00026338 | 0.00027193 | 0.00027665 | 0.00027691 | 0.00027766 | 0.0002774 | 0.0031146 | 0.15609 | 0.13926 | 0.11003 | 0.064226 | 0.063811 | 0.063369 | 0.046477 | 0.055789 | 0.082302 | 0.13275 | 0.15104 | 0.15704 | 0 | 0.27345 | 0.20245 | 0.17886 | 0.14922 | 0.15418 | 0.15664 | 0.16647 | 0.17548 | 0.19954 | 0.21643 | 0.25564 | 0.25771 | 6.1299
LO3Slow | New | Fixtures | Residential | Lighting | 0.0011895 | 0.0013911 | 6.6148 | -89.2491 | Multifamily - High Rise | ID/MT/OR-Chandelier/Pendant_1000 to 1999 lumens | 2.7119e-06 | 6.8588e-06 | 1.5197e-05 | 3.0027e-05 | 5.2527e-05 | 8.2529e-05 | 0.00012179 | 0.00016892 | 0.00022198 | 0.00027668 | 0.00031902 | 0.00036152 | 0.00040035 | 0.00043138 | 0.00044618 | 0.00046067 | 0.00046866 | 0.0004691 | 0.00047038 | 0.00046994 | 0.0052764 | 0.28614 | 0.25529 | 0.20171 | 0.11774 | 0.11698 | 0.11617 | 0.085204 | 0.10227 | 0.15088 | 0.24336 | 0.27689 | 0.28789 | 0 | 0.5013 | 0.37113 | 0.32789 | 0.27356 | 0.28264 | 0.28717 | 0.30517 | 0.3217 | 0.36581 | 0.39676 | 0.46866 | 0.47244 | 6.1299
LO3Slow | New | Fixtures | Residential | Lighting | 0.0023054 | 0.0026961 | 12.8202 | -89.2491 | Multifamily - High Rise | ID/MT/OR-Chandelier/Pendant_2000 to 3999 lumens | 3.9101e-06 | 9.8892e-06 | 2.1912e-05 | 4.3294e-05 | 7.5734e-05 | 0.00011899 | 0.0001756 | 0.00024356 | 0.00032006 | 0.00039893 | 0.00045997 | 0.00052125 | 0.00057724 | 0.00062198 | 0.00064332 | 0.0006642 | 0.00067572 | 0.00067636 | 0.0006782 | 0.00067757 | 0.0076077 | 0.55458 | 0.49478 | 0.39095 | 0.2282 | 0.22672 | 0.22515 | 0.16514 | 0.19822 | 0.29242 | 0.47166 | 0.53665 | 0.55796 | 0 | 0.97159 | 0.7193 | 0.63549 | 0.5302 | 0.5478 | 0.55656 | 0.59146 | 0.62349 | 0.70898 | 0.76897 | 0.90831 | 0.91564 | 6.1299
LO3Slow | New | Fixtures | Residential | Lighting | 0.0042112 | 0.0049247 | 23.4176 | -89.2491 | Multifamily - High Rise | ID/MT/OR-Chandelier/Pendant_4000 to 7999 lumens | 2.3489e-06 | 5.9408e-06 | 1.3163e-05 | 2.6008e-05 | 4.5496e-05 | 7.1484e-05 | 0.00010549 | 0.00014632 | 0.00019227 | 0.00023965 | 0.00027632 | 0.00031313 | 0.00034677 | 0.00037364 | 0.00038646 | 0.00039901 | 0.00040593 | 0.00040631 | 0.00040742 | 0.00040704 | 0.0045702 | 1.013 | 0.90377 | 0.71411 | 0.41683 | 0.41414 | 0.41126 | 0.30164 | 0.36207 | 0.53414 | 0.86154 | 0.98026 | 1.0192 | 0 | 1.7747 | 1.3139 | 1.1608 | 0.96847 | 1.0006 | 1.0166 | 1.0804 | 1.1389 | 1.295 | 1.4046 | 1.6591 | 1.6725 | 6.1299
LO3Slow | New | Fixtures | Residential | Lighting | 2.898e-05 | 2.7142e-05 | 0.22794 | 11.5397 | Multifamily - High Rise | ID/MT/OR-Linear Flush Mount_0 to 249 lumens | 4.1957e-09 | 1.0612e-08 | 2.3513e-08 | 4.6457e-08 | 8.1268e-08 | 1.2769e-07 | 1.8843e-07 | 2.6136e-07 | 3.4345e-07 | 4.2807e-07 | 4.9358e-07 | 5.5933e-07 | 6.1941e-07 | 6.6742e-07 | 6.9032e-07 | 7.1273e-07 | 7.2509e-07 | 7.2577e-07 | 7.2775e-07 | 7.2707e-07 | 8.1635e-06 | 0.007487 | 0.006459 | 0.0061971 | 0.0048257 | 0.0046285 | 0.0043584 | 0.0037415 | 0.0044261 | 0.0056027 | 0.0067528 | 0.0069007 | 0.0073306 | 0 | 0.015836 | 0.012314 | 0.01313 | 0.01134 | 0.011387 | 0.01209 | 0.011678 | 0.011986 | 0.01228 | 0.014988 | 0.015464 | 0.016735 | 1.5718
LO3Slow | New | Fixtures | Residential | Lighting | 5.6772e-05 | 5.3172e-05 | 0.44653 | 11.5397 | Multifamily - High Rise | ID/MT/OR-Linear Flush Mount_250 to 499 lumens | 1.1972e-07 | 3.0278e-07 | 6.7089e-07 | 1.3256e-06 | 2.3188e-06 | 3.6433e-06 | 5.3764e-06 | 7.4573e-06 | 9.7996e-06 | 1.2214e-05 | 1.4083e-05 | 1.5959e-05 | 1.7674e-05 | 1.9043e-05 | 1.9697e-05 | 2.0336e-05 | 2.0689e-05 | 2.0709e-05 | 2.0765e-05 | 2.0746e-05 | 0.00023293 | 0.014667 | 0.012653 | 0.01214 | 0.0094535 | 0.0090671 | 0.008538 | 0.0073295 | 0.0086706 | 0.010976 | 0.013229 | 0.013518 | 0.01436 | 0 | 0.031023 | 0.024123 | 0.025721 | 0.022214 | 0.022307 | 0.023685 | 0.022877 | 0.02348 | 0.024055 | 0.029361 | 0.030294 | 0.032784 | 1.5718
LO3Slow | New | Fixtures | Residential | Lighting | 0.00010893 | 0.00010202 | 0.85678 | 11.5397 | Multifamily - High Rise | ID/MT/OR-Linear Flush Mount_500 to 999 lumens | 2.3389e-06 | 5.9156e-06 | 1.3107e-05 | 2.5898e-05 | 4.5303e-05 | 7.118e-05 | 0.00010504 | 0.00014569 | 0.00019146 | 0.00023863 | 0.00027515 | 0.0003118 | 0.0003453 | 0.00037206 | 0.00038482 | 0.00039732 | 0.00040421 | 0.00040459 | 0.00040569 | 0.00040531 | 0.0045508 | 0.028142 | 0.024278 | 0.023294 | 0.018139 | 0.017398 | 0.016382 | 0.014064 | 0.016637 | 0.021059 | 0.025382 | 0.025938 | 0.027554 | 0 | 0.059525 | 0.046286 | 0.049352 | 0.042623 | 0.042802 | 0.045445 | 0.043896 | 0.045053 | 0.046157 | 0.056337 | 0.058127 | 0.062904 | 1.5718
LO3Slow | New | Fixtures | Residential | Lighting | 0.0001997 | 0.00018703 | 1.5707 | 11.5397 | Multifamily - High Rise | ID/MT/OR-Linear Flush Mount_1000 to 1999 lumens | 3.8286e-06 | 9.6831e-06 | 2.1455e-05 | 4.2392e-05 | 7.4156e-05 | 0.00011651 | 0.00017194 | 0.00023848 | 0.00031339 | 0.00039061 | 0.00045038 | 0.00051038 | 0.00056521 | 0.00060901 | 0.00062991 | 0.00065036 | 0.00066164 | 0.00066226 | 0.00066407 | 0.00066345 | 0.0074491 | 0.051591 | 0.044508 | 0.042703 | 0.033253 | 0.031894 | 0.030033 | 0.025782 | 0.030499 | 0.038607 | 0.046532 | 0.047551 | 0.050513 | 0 | 0.10912 | 0.084852 | 0.090474 | 0.078139 | 0.078467 | 0.083312 | 0.080471 | 0.082593 | 0.084616 | 0.10328 | 0.10656 | 0.11532 | 1.5718
LO3Slow | New | Fixtures | Residential | Lighting | 0.00038704 | 0.00036249 | 3.0442 | 11.5397 | Multifamily - High Rise | ID/MT/OR-Linear Flush Mount_2000 to 3999 lumens | 1.4185e-06 | 3.5875e-06 | 7.949e-06 | 1.5706e-05 | 2.7474e-05 | 4.3168e-05 | 6.3702e-05 | 8.8357e-05 | 0.00011611 | 0.00014472 | 0.00016686 | 0.00018909 | 0.00020941 | 0.00022564 | 0.00023338 | 0.00024096 | 0.00024513 | 0.00024536 | 0.00024603 | 0.0002458 | 0.0027599 | 0.09999 | 0.086262 | 0.082764 | 0.064448 | 0.061814 | 0.058207 | 0.049968 | 0.059111 | 0.074825 | 0.090185 | 0.09216 | 0.097901 | 0 | 0.2115 | 0.16445 | 0.17535 | 0.15144 | 0.15208 | 0.16147 | 0.15596 | 0.16008 | 0.164 | 0.20017 | 0.20653 | 0.2235 | 1.5718
LO3Slow | New | Fixtures | Residential | Lighting | 0.00070697 | 0.00066213 | 5.5605 | 11.5397 | Multifamily - High Rise | ID/MT/OR-Linear Flush Mount_4000 to 7999 lumens | 1.6383e-07 | 4.1436e-07 | 9.1811e-07 | 1.814e-06 | 3.1733e-06 | 4.9859e-06 | 7.3576e-06 | 1.0205e-05 | 1.3411e-05 | 1.6715e-05 | 1.9273e-05 | 2.184e-05 | 2.4187e-05 | 2.6061e-05 | 2.6955e-05 | 2.783e-05 | 2.8313e-05 | 2.834e-05 | 2.8417e-05 | 2.839e-05 | 0.00031876 | 0.18264 | 0.15757 | 0.15118 | 0.11772 | 0.11291 | 0.10632 | 0.091273 | 0.10797 | 0.13668 | 0.16473 | 0.16834 | 0.17883 | 0 | 0.38632 | 0.3004 | 0.3203 | 0.27663 | 0.27779 | 0.29494 | 0.28488 | 0.2924 | 0.29956 | 0.36563 | 0.37725 | 0.40825 | 1.5718
LO3Slow | New | Fixtures | Residential | Lighting | 2.1873e-05 | 2.0242e-05 | 0.16937 | 20.4503 | Multifamily - High Rise | ID/MT/OR-Linear Shop_0 to 249 lumens | 9.8833e-10 | 2.4996e-09 | 5.5385e-09 | 1.0943e-08 | 1.9143e-08 | 3.0077e-08 | 4.4385e-08 | 6.1564e-08 | 8.0901e-08 | 1.0083e-07 | 1.1626e-07 | 1.3175e-07 | 1.4591e-07 | 1.5721e-07 | 1.6261e-07 | 1.6789e-07 | 1.708e-07 | 1.7096e-07 | 1.7143e-07 | 1.7127e-07 | 1.923e-06 | 0.005564 | 0.0047565 | 0.0045372 | 0.0035372 | 0.0033056 | 0.0030843 | 0.0026418 | 0.0031239 | 0.0039762 | 0.0048523 | 0.0050398 | 0.005502 | 0 | 0.012457 | 0.0096407 | 0.010081 | 0.0086736 | 0.0083159 | 0.0086034 | 0.0082545 | 0.0084675 | 0.0088128 | 0.01107 | 0.011754 | 0.013315 | 1.2368
LO3Slow | New | Fixtures | Residential | Lighting | 4.2848e-05 | 3.9655e-05 | 0.33179 | 20.4503 | Multifamily - High Rise | ID/MT/OR-Linear Shop_250 to 499 lumens | 0 | 0 | 0 | 0 | 0 | 0 | 0 | 0 | 0 | 0 | 0 | 0 | 0 | 0 | 0 | 0 | 0 | 0 | 0 | 0 | 0 | 0.0109 | 0.0093179 | 0.0088884 | 0.0069294 | 0.0064756 | 0.0060422 | 0.0051753 | 0.0061197 | 0.0077893 | 0.0095056 | 0.0098729 | 0.010778 | 0 | 0.024402 | 0.018886 | 0.019749 | 0.016991 | 0.016291 | 0.016854 | 0.01617 | 0.016588 | 0.017264 | 0.021686 | 0.023026 | 0.026085 | 1.2368
LO3Slow | New | Fixtures | Residential | Lighting | 8.2216e-05 | 7.6087e-05 | 0.63662 | 20.4503 | Multifamily - High Rise | ID/MT/OR-Linear Shop_500 to 999 lumens | 1.5541e-09 | 3.9307e-09 | 8.7093e-09 | 1.7208e-08 | 3.0102e-08 | 4.7297e-08 | 6.9796e-08 | 9.6809e-08 | 1.2722e-07 | 1.5856e-07 | 1.8283e-07 | 2.0718e-07 | 2.2944e-07 | 2.4722e-07 | 2.557e-07 | 2.64e-07 | 2.6858e-07 | 2.6884e-07 | 2.6957e-07 | 2.6932e-07 | 3.0239e-06 | 0.020914 | 0.017879 | 0.017055 | 0.013296 | 0.012425 | 0.011593 | 0.0099302 | 0.011742 | 0.014946 | 0.018239 | 0.018944 | 0.020681 | 0 | 0.046822 | 0.036238 | 0.037894 | 0.032602 | 0.031258 | 0.032339 | 0.031027 | 0.031828 | 0.033126 | 0.04161 | 0.044182 | 0.05005 | 1.2368
LO3Slow | New | Fixtures | Residential | Lighting | 0.00015072 | 0.00013949 | 1.1671 | 20.4503 | Multifamily - High Rise | ID/MT/OR-Linear Shop_1000 to 1999 lumens | 8.7161e-10 | 2.2044e-09 | 4.8844e-09 | 9.6509e-09 | 1.6882e-08 | 2.6525e-08 | 3.9143e-08 | 5.4293e-08 | 7.1347e-08 | 8.8927e-08 | 1.0253e-07 | 1.1619e-07 | 1.2868e-07 | 1.3865e-07 | 1.434e-07 | 1.4806e-07 | 1.5063e-07 | 1.5077e-07 | 1.5118e-07 | 1.5104e-07 | 1.6959e-06 | 0.03834 | 0.032776 | 0.031265 | 0.024374 | 0.022778 | 0.021254 | 0.018204 | 0.021526 | 0.027399 | 0.033436 | 0.034728 | 0.037913 | 0 | 0.085836 | 0.066432 | 0.069468 | 0.059768 | 0.057303 | 0.059284 | 0.05688 | 0.058347 | 0.060727 | 0.076281 | 0.080996 | 0.091754 | 1.2368
LO3Slow | New | Fixtures | Residential | Lighting | 0.00029211 | 0.00027034 | 2.2619 | 20.4503 | Multifamily - High Rise | ID/MT/OR-Linear Shop_2000 to 3999 lumens | 0 | 0 | 0 | 0 | 0 | 0 | 0 | 0 | 0 | 0 | 0 | 0 | 0 | 0 | 0 | 0 | 0 | 0 | 0 | 0 | 0 | 0.074308 | 0.063524 | 0.060596 | 0.04724 | 0.044147 | 0.041192 | 0.035282 | 0.04172 | 0.053103 | 0.064803 | 0.067307 | 0.07348 | 0 | 0.16636 | 0.12875 | 0.13464 | 0.11584 | 0.11106 | 0.1149 | 0.11024 | 0.11308 | 0.1177 | 0.14784 | 0.15698 | 0.17783 | 1.2368
LO3Slow | New | Fixtures | Residential | Lighting | 0.00053358 | 0.00049381 | 4.1317 | 20.4503 | Multifamily - High Rise | ID/MT/OR-Linear Shop_4000 to 7999 lumens | 1.26e-08 | 3.1867e-08 | 7.0609e-08 | 1.3951e-07 | 2.4405e-07 | 3.8345e-07 | 5.6585e-07 | 7.8486e-07 | 1.0314e-06 | 1.2855e-06 | 1.4822e-06 | 1.6797e-06 | 1.8601e-06 | 2.0043e-06 | 2.073e-06 | 2.1404e-06 | 2.1775e-06 | 2.1795e-06 | 2.1855e-06 | 2.1834e-06 | 2.4515e-05 | 0.13573 | 0.11603 | 0.11068 | 0.08629 | 0.080639 | 0.075242 | 0.064447 | 0.076207 | 0.096999 | 0.11837 | 0.12294 | 0.13422 | 0 | 0.30388 | 0.23518 | 0.24593 | 0.21159 | 0.20287 | 0.20988 | 0.20137 | 0.20656 | 0.21499 | 0.27005 | 0.28674 | 0.32483 | 1.2368
LO3Slow | New | Fixtures | Residential | Lighting | 0.00025527 | 0.00024217 | 2.0416 | -46.3697 | Multifamily - High Rise | ID/MT/OR-Track_0 to 249 lumens | 5.6064e-10 | 1.4179e-09 | 3.1418e-09 | 6.2077e-09 | 1.0859e-08 | 1.7062e-08 | 2.5178e-08 | 3.4923e-08 | 4.5892e-08 | 5.72e-08 | 6.5952e-08 | 7.4738e-08 | 8.2767e-08 | 8.9181e-08 | 9.2241e-08 | 9.5236e-08 | 9.6887e-08 | 9.6978e-08 | 9.7243e-08 | 9.7152e-08 | 1.0908e-06 | 0.067048 | 0.058395 | 0.056361 | 0.043837 | 0.043149 | 0.04099 | 0.035264 | 0.041732 | 0.05255 | 0.062578 | 0.06292 | 0.06496 | 0 | 0.1331 | 0.10407 | 0.11348 | 0.098426 | 0.10383 | 0.11311 | 0.10996 | 0.11292 | 0.11393 | 0.13509 | 0.13517 | 0.13873 | 3.6961
LO3Slow | New | Fixtures | Residential | Lighting | 0.00050008 | 0.0004744 | 3.9995 | -46.3697 | Multifamily - High Rise | ID/MT/OR-Track_250 to 499 lumens | 5.1137e-08 | 1.2933e-07 | 2.8657e-07 | 5.6621e-07 | 9.9048e-07 | 1.5562e-06 | 2.2965e-06 | 3.1854e-06 | 4.1859e-06 | 5.2173e-06 | 6.0156e-06 | 6.817e-06 | 7.5493e-06 | 8.1344e-06 | 8.4135e-06 | 8.6867e-06 | 8.8373e-06 | 8.8456e-06 | 8.8698e-06 | 8.8615e-06 | 9.9496e-05 | 0.13135 | 0.11439 | 0.11041 | 0.085876 | 0.084528 | 0.0803 | 0.069081 | 0.081753 | 0.10294 | 0.12259 | 0.12326 | 0.12726 | 0 | 0.26074 | 0.20387 | 0.2223 | 0.19281 | 0.20341 | 0.22158 | 0.2154 | 0.2212 | 0.22319 | 0.26464 | 0.26479 | 0.27177 | 3.6961
LO3Slow | New | Fixtures | Residential | Lighting | 0.00095953 | 0.00091026 | 7.674 | -46.3697 | Multifamily - High Rise | ID/MT/OR-Track_500 to 999 lumens | 8.1416e-07 | 2.0592e-06 | 4.5625e-06 | 9.0148e-06 | 1.577e-05 | 2.4777e-05 | 3.6564e-05 | 5.0715e-05 | 6.6645e-05 | 8.3066e-05 | 9.5777e-05 | 0.00010854 | 0.00012019 | 0.00012951 | 0.00013395 | 0.0001383 | 0.0001407 | 0.00014083 | 0.00014122 | 0.00014109 | 0.0015841 | 0.25202 | 0.2195 | 0.21185 | 0.16478 | 0.16219 | 0.15408 | 0.13255 | 0.15686 | 0.19752 | 0.23522 | 0.2365 | 0.24417 | 0 | 0.5003 | 0.39118 | 0.42654 | 0.36996 | 0.39029 | 0.42516 | 0.41331 | 0.42443 | 0.42825 | 0.50777 | 0.50807 | 0.52147 | 3.6961
LO3Slow | New | Fixtures | Residential | Lighting | 0.001759 | 0.0016687 | 14.0682 | -46.3697 | Multifamily - High Rise | ID/MT/OR-Track_1000 to 1999 lumens | 1.183e-06 | 2.992e-06 | 6.6295e-06 | 1.3099e-05 | 2.2914e-05 | 3.6002e-05 | 5.3128e-05 | 7.3691e-05 | 9.6838e-05 | 0.0001207 | 0.00013917 | 0.00015771 | 0.00017465 | 0.00018818 | 0.00019464 | 0.00020096 | 0.00020444 | 0.00020464 | 0.00020519 | 0.000205 | 0.0023018 | 0.46202 | 0.40239 | 0.38837 | 0.30207 | 0.29733 | 0.28246 | 0.243 | 0.28757 | 0.36211 | 0.43121 | 0.43357 | 0.44763 | 0 | 0.91716 | 0.71713 | 0.78195 | 0.67823 | 0.71549 | 0.77941 | 0.75769 | 0.77808 | 0.78508 | 0.93087 | 0.93141 | 0.95597 | 3.6961
LO3Slow | New | Fixtures | Residential | Lighting | 0.0034092 | 0.0032342 | 27.2659 | -46.3697 | Multifamily - High Rise | ID/MT/OR-Track_2000 to 3999 lumens | 1.8893e-06 | 4.7784e-06 | 1.0588e-05 | 2.0919e-05 | 3.6594e-05 | 5.7497e-05 | 8.4847e-05 | 0.00011769 | 0.00015465 | 0.00019276 | 0.00022225 | 0.00025186 | 0.00027892 | 0.00030053 | 0.00031084 | 0.00032094 | 0.0003265 | 0.00032681 | 0.0003277 | 0.0003274 | 0.003676 | 0.89545 | 0.77987 | 0.75272 | 0.58545 | 0.57626 | 0.54744 | 0.47096 | 0.55734 | 0.70181 | 0.83574 | 0.84031 | 0.86756 | 0 | 1.7776 | 1.3899 | 1.5155 | 1.3145 | 1.3867 | 1.5106 | 1.4685 | 1.508 | 1.5216 | 1.8041 | 1.8052 | 1.8528 | 3.6961
LO3Slow | New | Fixtures | Residential | Lighting | 0.0062274 | 0.0059076 | 49.8044 | -46.3697 | Multifamily - High Rise | ID/MT/OR-Track_4000 to 7999 lumens | 7.6007e-07 | 1.9223e-06 | 4.2594e-06 | 8.4158e-06 | 1.4722e-05 | 2.3131e-05 | 3.4134e-05 | 4.7345e-05 | 6.2216e-05 | 7.7546e-05 | 8.9412e-05 | 0.00010132 | 0.00011221 | 0.0001209 | 0.00012505 | 0.00012911 | 0.00013135 | 0.00013148 | 0.00013183 | 0.00013171 | 0.0014788 | 1.6356 | 1.4245 | 1.3749 | 1.0694 | 1.0526 | 0.99995 | 0.86026 | 1.018 | 1.2819 | 1.5266 | 1.5349 | 1.5847 | 0 | 3.2469 | 2.5388 | 2.7683 | 2.4011 | 2.533 | 2.7593 | 2.6824 | 2.7546 | 2.7793 | 3.2955 | 3.2974 | 3.3844 | 3.6961
LO3Slow | New | Fixtures | Residential | Lighting | 7.0455e-05 | 6.6792e-05 | 0.56298 | -74.0652 | Multifamily - High Rise | WA-Floor/Table_0 to 249 lumens | 7.7805e-08 | 1.9678e-07 | 4.3601e-07 | 8.615e-07 | 1.507e-06 | 2.3678e-06 | 3.4942e-06 | 4.8465e-06 | 6.3689e-06 | 7.9381e-06 | 9.1528e-06 | 1.0372e-05 | 1.1486e-05 | 1.2376e-05 | 1.2801e-05 | 1.3217e-05 | 1.3446e-05 | 1.3459e-05 | 1.3495e-05 | 1.3483e-05 | 0.00015138 | 0.018489 | 0.016095 | 0.015529 | 0.012079 | 0.011874 | 0.011275 | 0.0096988 | 0.011478 | 0.014457 | 0.017226 | 0.017334 | 0.017923 | 0 | 0.036829 | 0.028788 | 0.031352 | 0.027187 | 0.028606 | 0.031121 | 0.030243 | 0.031057 | 0.03136 | 0.037239 | 0.037321 | 0.038417 | 10.5291
LO3Slow | New | Fixtures | Residential | Lighting | 0.00013802 | 0.00013084 | 1.1029 | -74.0652 | Multifamily - High Rise | WA-Floor/Table_250 to 499 lumens | 5.4495e-07 | 1.3783e-06 | 3.0539e-06 | 6.034e-06 | 1.0555e-05 | 1.6584e-05 | 2.4473e-05 | 3.3945e-05 | 4.4608e-05 | 5.5599e-05 | 6.4107e-05 | 7.2647e-05 | 8.0451e-05 | 8.6686e-05 | 8.966e-05 | 9.2571e-05 | 9.4176e-05 | 9.4265e-05 | 9.4522e-05 | 9.4434e-05 | 0.0010603 | 0.03622 | 0.031529 | 0.030422 | 0.023663 | 0.023261 | 0.022088 | 0.019 | 0.022485 | 0.02832 | 0.033745 | 0.033958 | 0.035111 | 0 | 0.072148 | 0.056395 | 0.061417 | 0.053258 | 0.056038 | 0.060965 | 0.059247 | 0.06084 | 0.061434 | 0.072951 | 0.073112 | 0.075259 | 10.5291
LO3Slow | New | Fixtures | Residential | Lighting | 0.00026483 | 0.00025106 | 2.1161 | -74.0652 | Multifamily - High Rise | WA-Floor/Table_500 to 999 lumens | 4.6271e-06 | 1.1703e-05 | 2.593e-05 | 5.1233e-05 | 8.9623e-05 | 0.00014081 | 0.0002078 | 0.00028822 | 0.00037876 | 0.00047208 | 0.00054432 | 0.00061683 | 0.0006831 | 0.00073603 | 0.00076129 | 0.00078601 | 0.00079964 | 0.00080039 | 0.00080257 | 0.00080183 | 0.0090028 | 0.069497 | 0.060497 | 0.058373 | 0.045404 | 0.044633 | 0.042381 | 0.036456 | 0.043142 | 0.05434 | 0.064749 | 0.065157 | 0.06737 | 0 | 0.13843 | 0.10821 | 0.11785 | 0.10219 | 0.10752 | 0.11698 | 0.11368 | 0.11674 | 0.11788 | 0.13997 | 0.14028 | 0.1444 | 10.5291
LO3Slow | New | Fixtures | Residential | Lighting | 0.00048549 | 0.00046025 | 3.8794 | -74.0652 | Multifamily - High Rise | WA-Floor/Table_1000 to 1999 lumens | 5.09e-06 | 1.2873e-05 | 2.8524e-05 | 5.6359e-05 | 9.8588e-05 | 0.0001549 | 0.00022859 | 0.00031706 | 0.00041665 | 0.00051931 | 0.00059877 | 0.00067854 | 0.00075143 | 0.00080967 | 0.00083745 | 0.00086464 | 0.00087963 | 0.00088046 | 0.00088286 | 0.00088204 | 0.0099034 | 0.1274 | 0.11091 | 0.10701 | 0.083236 | 0.081822 | 0.077694 | 0.066833 | 0.07909 | 0.099617 | 0.1187 | 0.11945 | 0.1235 | 0 | 0.25378 | 0.19837 | 0.21604 | 0.18734 | 0.19712 | 0.21445 | 0.2084 | 0.214 | 0.2161 | 0.25661 | 0.25717 | 0.26472 | 10.5291
LO3Slow | New | Fixtures | Residential | Lighting | 0.00094094 | 0.00089202 | 7.5187 | -74.0652 | Multifamily - High Rise | WA-Floor/Table_2000 to 3999 lumens | 1.4173e-06 | 3.5846e-06 | 7.9426e-06 | 1.5693e-05 | 2.7452e-05 | 4.3133e-05 | 6.3651e-05 | 8.8286e-05 | 0.00011602 | 0.0001446 | 0.00016673 | 0.00018894 | 0.00020924 | 0.00022545 | 0.00023319 | 0.00024076 | 0.00024494 | 0.00024517 | 0.00024584 | 0.00024561 | 0.0027576 | 0.24692 | 0.21495 | 0.2074 | 0.16132 | 0.15858 | 0.15058 | 0.12953 | 0.15329 | 0.19307 | 0.23006 | 0.2315 | 0.23937 | 0 | 0.49186 | 0.38447 | 0.41871 | 0.36308 | 0.38204 | 0.41562 | 0.40391 | 0.41477 | 0.41882 | 0.49734 | 0.49843 | 0.51307 | 10.5291
LO3Slow | New | Fixtures | Residential | Lighting | 0.0017187 | 0.0016294 | 13.7338 | -74.0652 | Multifamily - High Rise | WA-Floor/Table_4000 to 7999 lumens | 1.632e-07 | 4.1275e-07 | 9.1454e-07 | 1.807e-06 | 3.161e-06 | 4.9665e-06 | 7.329e-06 | 1.0166e-05 | 1.3359e-05 | 1.665e-05 | 1.9198e-05 | 2.1755e-05 | 2.4093e-05 | 2.596e-05 | 2.685e-05 | 2.7722e-05 | 2.8203e-05 | 2.823e-05 | 2.8307e-05 | 2.828e-05 | 0.00031753 | 0.45104 | 0.39263 | 0.37884 | 0.29467 | 0.28967 | 0.27505 | 0.2366 | 0.28 | 0.35267 | 0.42022 | 0.42287 | 0.43723 | 0 | 0.89844 | 0.70227 | 0.76482 | 0.66321 | 0.69783 | 0.75918 | 0.73778 | 0.75762 | 0.76503 | 0.90844 | 0.91045 | 0.93718 | 10.5291
LO3Slow | New | Fixtures | Residential | Lighting | 0.00011143 | 0.00010541 | 0.88796 | -37.4742 | Multifamily - High Rise | WA-Ceiling and Wall Flush Mount _0 to 249 lumens | 5.1811e-08 | 1.3104e-07 | 2.9035e-07 | 5.7368e-07 | 1.0035e-06 | 1.5768e-06 | 2.3268e-06 | 3.2274e-06 | 4.2411e-06 | 5.2861e-06 | 6.0949e-06 | 6.9069e-06 | 7.6489e-06 | 8.2416e-06 | 8.5244e-06 | 8.8012e-06 | 8.9538e-06 | 8.9622e-06 | 8.9867e-06 | 8.9783e-06 | 0.00010081 | 0.029163 | 0.025348 | 0.024434 | 0.019009 | 0.01861 | 0.017647 | 0.015175 | 0.017957 | 0.022636 | 0.027023 | 0.027263 | 0.028318 | 0 | 0.058699 | 0.04584 | 0.049737 | 0.0431 | 0.04499 | 0.048748 | 0.047327 | 0.048596 | 0.049187 | 0.058676 | 0.059099 | 0.061374 | 3.6129
LO3Slow | New | Fixtures | Residential | Lighting | 0.00021828 | 0.0002065 | 1.7395 | -37.4742 | Multifamily - High Rise | WA-Ceiling and Wall Flush Mount _250 to 499 lumens | 6.3262e-07 | 1.6e-06 | 3.5452e-06 | 7.0047e-06 | 1.2253e-05 | 1.9252e-05 | 2.841e-05 | 3.9406e-05 | 5.1784e-05 | 6.4544e-05 | 7.442e-05 | 8.4334e-05 | 9.3393e-05 | 0.00010063 | 0.00010408 | 0.00010746 | 0.00010933 | 0.00010943 | 0.00010973 | 0.00010963 | 0.0012309 | 0.057129 | 0.049656 | 0.047866 | 0.037239 | 0.036457 | 0.03457 | 0.029728 | 0.035178 | 0.044344 | 0.052938 | 0.053408 | 0.055475 | 0 | 0.11499 | 0.089801 | 0.097435 | 0.084432 | 0.088135 | 0.095497 | 0.092713 | 0.095198 | 0.096357 | 0.11495 | 0.11577 | 0.12023 | 3.6129
LO3Slow | New | Fixtures | Residential | Lighting | 0.00041883 | 0.00039623 | 3.3377 | -37.4742 | Multifamily - High Rise | WA-Ceiling and Wall Flush Mount _500 to 999 lumens | 5.9126e-06 | 1.4954e-05 | 3.3134e-05 | 6.5467e-05 | 0.00011452 | 0.00017994 | 0.00026553 | 0.0003683 | 0.00048399 | 0.00060324 | 0.00069555 | 0.00078821 | 0.00087288 | 0.00094052 | 0.00097279 | 0.0010044 | 0.0010218 | 0.0010228 | 0.0010255 | 0.0010246 | 0.011504 | 0.10962 | 0.095277 | 0.091844 | 0.071452 | 0.069952 | 0.066332 | 0.05704 | 0.067498 | 0.085085 | 0.10158 | 0.10248 | 0.10644 | 0 | 0.22064 | 0.17231 | 0.18695 | 0.162 | 0.16911 | 0.18324 | 0.17789 | 0.18266 | 0.18489 | 0.22055 | 0.22214 | 0.23069 | 3.6129
LO3Slow | New | Fixtures | Residential | Lighting | 0.00076781 | 0.00072638 | 6.1187 | -37.4742 | Multifamily - High Rise | WA-Ceiling and Wall Flush Mount _1000 to 1999 lumens | 7.3039e-06 | 1.8473e-05 | 4.0931e-05 | 8.0873e-05 | 0.00014147 | 0.00022228 | 0.00032801 | 0.00045497 | 0.00059787 | 0.00074519 | 0.00085922 | 0.00097368 | 0.0010783 | 0.0011618 | 0.0012017 | 0.0012407 | 0.0012622 | 0.0012634 | 0.0012669 | 0.0012657 | 0.014211 | 0.20095 | 0.17466 | 0.16837 | 0.13099 | 0.12824 | 0.1216 | 0.10457 | 0.12374 | 0.15598 | 0.18621 | 0.18786 | 0.19513 | 0 | 0.40449 | 0.31588 | 0.34273 | 0.29699 | 0.31002 | 0.33591 | 0.32612 | 0.33486 | 0.33894 | 0.40433 | 0.40724 | 0.42291 | 3.6129
LO3Slow | New | Fixtures | Residential | Lighting | 0.0014881 | 0.0014078 | 11.8588 | -37.4742 | Multifamily - High Rise | WA-Ceiling and Wall Flush Mount _2000 to 3999 lumens | 5.7765e-06 | 1.461e-05 | 3.2371e-05 | 6.3961e-05 | 0.00011189 | 0.00017579 | 0.00025942 | 0.00035982 | 0.00047285 | 0.00058935 | 0.00067954 | 0.00077006 | 0.00085278 | 0.00091887 | 0.0009504 | 0.00098126 | 0.00099828 | 0.00099922 | 0.0010019 | 0.001001 | 0.011239 | 0.38947 | 0.33852 | 0.32632 | 0.25387 | 0.24854 | 0.23568 | 0.20267 | 0.23982 | 0.30231 | 0.3609 | 0.3641 | 0.37819 | 0 | 0.78394 | 0.61221 | 0.66425 | 0.5756 | 0.60085 | 0.65104 | 0.63206 | 0.64901 | 0.6569 | 0.78363 | 0.78928 | 0.81966 | 3.6129
LO3Slow | New | Fixtures | Residential | Lighting | 0.0027182 | 0.0025715 | 21.6616 | -37.4742 | Multifamily - High Rise | WA-Ceiling and Wall Flush Mount _4000 to 7999 lumens | 1.3771e-06 | 3.4828e-06 | 7.7169e-06 | 1.5247e-05 | 2.6672e-05 | 4.1907e-05 | 6.1843e-05 | 8.5778e-05 | 0.00011272 | 0.0001405 | 0.00016199 | 0.00018357 | 0.00020329 | 0.00021905 | 0.00022656 | 0.00023392 | 0.00023798 | 0.0002382 | 0.00023885 | 0.00023863 | 0.0026793 | 0.71142 | 0.61835 | 0.59607 | 0.46373 | 0.45399 | 0.4305 | 0.37019 | 0.43806 | 0.55221 | 0.65923 | 0.66507 | 0.69081 | 0 | 1.432 | 1.1183 | 1.2133 | 1.0514 | 1.0975 | 1.1892 | 1.1545 | 1.1855 | 1.1999 | 1.4314 | 1.4417 | 1.4972 | 3.6129
LO3Slow | New | Fixtures | Residential | Lighting | 7.9543e-05 | 7.5085e-05 | 0.63206 | -112.5224 | Multifamily - High Rise | WA-Downlight Fixture_0 to 249 lumens | 1.6815e-09 | 4.2528e-09 | 9.423e-09 | 1.8618e-08 | 3.2569e-08 | 5.1173e-08 | 7.5515e-08 | 1.0474e-07 | 1.3764e-07 | 1.7156e-07 | 1.9781e-07 | 2.2416e-07 | 2.4824e-07 | 2.6748e-07 | 2.7666e-07 | 2.8564e-07 | 2.9059e-07 | 2.9087e-07 | 2.9166e-07 | 2.9139e-07 | 3.2717e-06 | 0.020759 | 0.018014 | 0.017347 | 0.013498 | 0.013157 | 0.012458 | 0.010709 | 0.012671 | 0.015987 | 0.019124 | 0.019347 | 0.020194 | 0 | 0.042248 | 0.032961 | 0.035623 | 0.030846 | 0.031927 | 0.034444 | 0.033403 | 0.034296 | 0.034802 | 0.041722 | 0.042245 | 0.04428 | 9.596
LO3Slow | New | Fixtures | Residential | Lighting | 0.00015582 | 0.00014709 | 1.2382 | -112.5224 | Multifamily - High Rise | WA-Downlight Fixture_250 to 499 lumens | 2.7775e-07 | 7.0247e-07 | 1.5565e-06 | 3.0754e-06 | 5.3797e-06 | 8.4526e-06 | 1.2473e-05 | 1.7301e-05 | 2.2735e-05 | 2.8337e-05 | 3.2674e-05 | 3.7026e-05 | 4.1004e-05 | 4.4181e-05 | 4.5697e-05 | 4.7181e-05 | 4.7999e-05 | 4.8044e-05 | 4.8176e-05 | 4.8131e-05 | 0.00054041 | 0.040667 | 0.035289 | 0.033983 | 0.026443 | 0.025774 | 0.024404 | 0.020978 | 0.024823 | 0.031318 | 0.037464 | 0.037901 | 0.039561 | 0 | 0.082764 | 0.06457 | 0.069785 | 0.060427 | 0.062544 | 0.067475 | 0.065437 | 0.067185 | 0.068177 | 0.081733 | 0.082758 | 0.086744 | 9.596
LO3Slow | New | Fixtures | Residential | Lighting | 0.00029899 | 0.00028223 | 2.3758 | -112.5224 | Multifamily - High Rise | WA-Downlight Fixture_500 to 999 lumens | 9.7543e-06 | 2.467e-05 | 5.4662e-05 | 0.000108 | 0.00018893 | 0.00029685 | 0.00043806 | 0.0006076 | 0.00079845 | 0.00099519 | 0.0011475 | 0.0013003 | 0.00144 | 0.0015516 | 0.0016049 | 0.001657 | 0.0016857 | 0.0016873 | 0.0016919 | 0.0016903 | 0.018979 | 0.07803 | 0.067711 | 0.065205 | 0.050738 | 0.049455 | 0.046826 | 0.040252 | 0.047629 | 0.060092 | 0.071884 | 0.072722 | 0.075907 | 0 | 0.1588 | 0.12389 | 0.1339 | 0.11594 | 0.12001 | 0.12947 | 0.12556 | 0.12891 | 0.13082 | 0.15683 | 0.15879 | 0.16644 | 9.596
LO3Slow | New | Fixtures | Residential | Lighting | 0.00054811 | 0.0005174 | 4.3554 | -112.5224 | Multifamily - High Rise | WA-Downlight Fixture_1000 to 1999 lumens | 2.9777e-06 | 7.5312e-06 | 1.6687e-05 | 3.2971e-05 | 5.7676e-05 | 9.062e-05 | 0.00013373 | 0.00018549 | 0.00024375 | 0.00030381 | 0.00035029 | 0.00039696 | 0.0004396 | 0.00047367 | 0.00048992 | 0.00050583 | 0.0005146 | 0.00051508 | 0.00051649 | 0.00051601 | 0.0057937 | 0.14305 | 0.12413 | 0.11954 | 0.093015 | 0.090662 | 0.085843 | 0.073792 | 0.087314 | 0.11016 | 0.13178 | 0.13332 | 0.13916 | 0 | 0.29112 | 0.22713 | 0.24547 | 0.21255 | 0.22 | 0.23734 | 0.23018 | 0.23632 | 0.23982 | 0.2875 | 0.2911 | 0.30513 | 9.596
LO3Slow | New | Fixtures | Residential | Lighting | 0.0010623 | 0.0010028 | 8.4413 | -112.5224 | Multifamily - High Rise | WA-Downlight Fixture_2000 to 3999 lumens | 8.8623e-07 | 2.2414e-06 | 4.9664e-06 | 9.8128e-06 | 1.7166e-05 | 2.697e-05 | 3.98e-05 | 5.5204e-05 | 7.2544e-05 | 9.0419e-05 | 0.00010425 | 0.00011814 | 0.00013083 | 0.00014097 | 0.00014581 | 0.00015054 | 0.00015316 | 0.0001533 | 0.00015372 | 0.00015357 | 0.0017243 | 0.27724 | 0.24058 | 0.23168 | 0.18027 | 0.17571 | 0.16637 | 0.14302 | 0.16923 | 0.21351 | 0.25541 | 0.25838 | 0.2697 | 0 | 0.56423 | 0.4402 | 0.47576 | 0.41196 | 0.42639 | 0.46 | 0.44611 | 0.45803 | 0.46479 | 0.5572 | 0.56419 | 0.59137 | 9.596
LO3Slow | New | Fixtures | Residential | Lighting | 0.0019404 | 0.0018317 | 15.4191 | -112.5224 | Multifamily - High Rise | WA-Downlight Fixture_4000 to 7999 lumens | 2.7911e-07 | 7.0592e-07 | 1.5641e-06 | 3.0905e-06 | 5.4062e-06 | 8.4941e-06 | 1.2535e-05 | 1.7386e-05 | 2.2847e-05 | 2.8477e-05 | 3.2834e-05 | 3.7208e-05 | 4.1205e-05 | 4.4399e-05 | 4.5922e-05 | 4.7413e-05 | 4.8235e-05 | 4.8281e-05 | 4.8412e-05 | 4.8367e-05 | 0.00054306 | 0.50641 | 0.43945 | 0.42318 | 0.32929 | 0.32096 | 0.3039 | 0.26124 | 0.30911 | 0.39 | 0.46653 | 0.47197 | 0.49264 | 0 | 1.0306 | 0.80407 | 0.86902 | 0.75248 | 0.77885 | 0.84025 | 0.81487 | 0.83664 | 0.849 | 1.0178 | 1.0306 | 1.0802 | 9.596
LO3Slow | New | Fixtures | Residential | Lighting | 0.00014232 | 0.00016147 | 0.7969 | -74.0696 | Multifamily - High Rise | WA-Exterior Porch_0 to 249 lumens | 2.6088e-11 | 6.598e-11 | 1.4619e-10 | 2.8885e-10 | 5.0529e-10 | 7.9391e-10 | 1.1716e-09 | 1.625e-09 | 2.1354e-09 | 2.6616e-09 | 3.0689e-09 | 3.4777e-09 | 3.8513e-09 | 4.1498e-09 | 4.2921e-09 | 4.4315e-09 | 4.5084e-09 | 4.5126e-09 | 4.5249e-09 | 4.5207e-09 | 5.0758e-08 | 0.033708 | 0.029627 | 0.023476 | 0.014018 | 0.013139 | 0.012786 | 0.0093382 | 0.011198 | 0.016702 | 0.027366 | 0.031745 | 0.034314 | 0 | 0.065856 | 0.048778 | 0.042894 | 0.035709 | 0.033338 | 0.032041 | 0.033508 | 0.035278 | 0.041287 | 0.047654 | 0.058505 | 0.064635 | 12.2888
LO3Slow | New | Fixtures | Residential | Lighting | 0.0002788 | 0.00031631 | 1.5611 | -74.0696 | Multifamily - High Rise | WA-Exterior Porch_250 to 499 lumens | 8.2685e-09 | 2.0912e-08 | 4.6336e-08 | 9.1553e-08 | 1.6015e-07 | 2.5163e-07 | 3.7133e-07 | 5.1505e-07 | 6.7683e-07 | 8.436e-07 | 9.7269e-07 | 1.1023e-06 | 1.2207e-06 | 1.3153e-06 | 1.3604e-06 | 1.4046e-06 | 1.4289e-06 | 1.4303e-06 | 1.4342e-06 | 1.4328e-06 | 1.6088e-05 | 0.066034 | 0.058039 | 0.045989 | 0.027461 | 0.025739 | 0.025047 | 0.018293 | 0.021936 | 0.032719 | 0.05361 | 0.062189 | 0.067221 | 0 | 0.12901 | 0.095555 | 0.084029 | 0.069954 | 0.06531 | 0.062767 | 0.065642 | 0.069108 | 0.080881 | 0.093353 | 0.11461 | 0.12662 | 12.2888
LO3Slow | New | Fixtures | Residential | Lighting | 0.00053494 | 0.00060693 | 2.9954 | -74.0696 | Multifamily - High Rise | WA-Exterior Porch_500 to 999 lumens | 4.1337e-07 | 1.0455e-06 | 2.3165e-06 | 4.577e-06 | 8.0066e-06 | 1.258e-05 | 1.8564e-05 | 2.5749e-05 | 3.3837e-05 | 4.2174e-05 | 4.8628e-05 | 5.5106e-05 | 6.1025e-05 | 6.5755e-05 | 6.8011e-05 | 7.0219e-05 | 7.1437e-05 | 7.1504e-05 | 7.1699e-05 | 7.1632e-05 | 0.00080428 | 0.1267 | 0.11136 | 0.088242 | 0.052691 | 0.049387 | 0.04806 | 0.0351 | 0.04209 | 0.062779 | 0.10286 | 0.11933 | 0.12898 | 0 | 0.24754 | 0.18335 | 0.16123 | 0.13423 | 0.12531 | 0.12043 | 0.12595 | 0.1326 | 0.15519 | 0.17912 | 0.21991 | 0.24295 | 12.2888
LO3Slow | New | Fixtures | Residential | Lighting | 0.00098067 | 0.0011126 | 5.4913 | -74.0696 | Multifamily - High Rise | WA-Exterior Porch_1000 to 1999 lumens | 8.0958e-07 | 2.0476e-06 | 4.5368e-06 | 8.9641e-06 | 1.5681e-05 | 2.4638e-05 | 3.6358e-05 | 5.0429e-05 | 6.627e-05 | 8.2598e-05 | 9.5237e-05 | 0.00010792 | 0.00011952 | 0.00012878 | 0.0001332 | 0.00013752 | 0.00013991 | 0.00014004 | 0.00014042 | 0.00014029 | 0.0015752 | 0.23228 | 0.20415 | 0.16177 | 0.096594 | 0.090538 | 0.088105 | 0.064347 | 0.07716 | 0.11509 | 0.18857 | 0.21875 | 0.23645 | 0 | 0.4538 | 0.33612 | 0.29557 | 0.24607 | 0.22973 | 0.22079 | 0.2309 | 0.24309 | 0.2845 | 0.32837 | 0.40315 | 0.44539 | 12.2888
LO3Slow | New | Fixtures | Residential | Lighting | 0.0019007 | 0.0021564 | 10.6428 | -74.0696 | Multifamily - High Rise | WA-Exterior Porch_2000 to 3999 lumens | 7.6595e-07 | 1.9372e-06 | 4.2923e-06 | 8.481e-06 | 1.4836e-05 | 2.331e-05 | 3.4398e-05 | 4.7712e-05 | 6.2698e-05 | 7.8147e-05 | 9.0105e-05 | 0.00010211 | 0.00011308 | 0.00012184 | 0.00012602 | 0.00013011 | 0.00013237 | 0.00013249 | 0.00013286 | 0.00013273 | 0.0014903 | 0.45018 | 0.39568 | 0.31353 | 0.18721 | 0.17547 | 0.17076 | 0.12471 | 0.14955 | 0.22306 | 0.36548 | 0.42397 | 0.45827 | 0 | 0.87952 | 0.65144 | 0.57286 | 0.47691 | 0.44524 | 0.42791 | 0.44751 | 0.47114 | 0.5514 | 0.63642 | 0.78135 | 0.86322 | 12.2888
LO3Slow | New | Fixtures | Residential | Lighting | 0.0034718 | 0.003939 | 19.4403 | -74.0696 | Multifamily - High Rise | WA-Exterior Porch_4000 to 7999 lumens | 3.3563e-08 | 8.4886e-08 | 1.8808e-07 | 3.7162e-07 | 6.5008e-07 | 1.0214e-06 | 1.5073e-06 | 2.0907e-06 | 2.7473e-06 | 3.4243e-06 | 3.9483e-06 | 4.4742e-06 | 4.9549e-06 | 5.3389e-06 | 5.522e-06 | 5.7013e-06 | 5.8002e-06 | 5.8057e-06 | 5.8215e-06 | 5.8161e-06 | 6.5302e-05 | 0.82231 | 0.72275 | 0.57269 | 0.34196 | 0.32052 | 0.31191 | 0.2278 | 0.27316 | 0.40744 | 0.66759 | 0.77442 | 0.83709 | 0 | 1.6066 | 1.1899 | 1.0464 | 0.87113 | 0.81329 | 0.78163 | 0.81742 | 0.86059 | 1.0072 | 1.1625 | 1.4272 | 1.5768 | 12.2888
LO3Slow | New | Fixtures | Residential | Lighting | 0.00011634 | 0.00013606 | 0.64697 | -109.4383 | Multifamily - High Rise | WA-Chandelier/Pendant_0 to 249 lumens | 1.61e-08 | 4.072e-08 | 9.0225e-08 | 1.7827e-07 | 3.1185e-07 | 4.8998e-07 | 7.2306e-07 | 1.0029e-06 | 1.3179e-06 | 1.6427e-06 | 1.894e-06 | 2.1463e-06 | 2.3769e-06 | 2.5611e-06 | 2.649e-06 | 2.735e-06 | 2.7824e-06 | 2.785e-06 | 2.7926e-06 | 2.79e-06 | 3.1326e-05 | 0.027987 | 0.024969 | 0.019729 | 0.011516 | 0.011442 | 0.011362 | 0.0083335 | 0.010003 | 0.014757 | 0.023802 | 0.027082 | 0.028157 | 0 | 0.049031 | 0.036299 | 0.03207 | 0.026756 | 0.027645 | 0.028087 | 0.029848 | 0.031464 | 0.035779 | 0.038806 | 0.045838 | 0.046208 | 5.6792
LO3Slow | New | Fixtures | Residential | Lighting | 0.00022792 | 0.00026653 | 1.2674 | -109.4383 | Multifamily - High Rise | WA-Chandelier/Pendant_250 to 499 lumens | 1.3014e-07 | 3.2916e-07 | 7.2932e-07 | 1.441e-06 | 2.5208e-06 | 3.9606e-06 | 5.8447e-06 | 8.1068e-06 | 1.0653e-05 | 1.3278e-05 | 1.531e-05 | 1.7349e-05 | 1.9213e-05 | 2.0702e-05 | 2.1412e-05 | 2.2108e-05 | 2.2491e-05 | 2.2512e-05 | 2.2574e-05 | 2.2553e-05 | 0.00025322 | 0.054826 | 0.048914 | 0.038649 | 0.022559 | 0.022414 | 0.022258 | 0.016325 | 0.019596 | 0.028909 | 0.046628 | 0.053053 | 0.05516 | 0 | 0.096051 | 0.071109 | 0.062825 | 0.052415 | 0.054155 | 0.055022 | 0.058472 | 0.061638 | 0.07009 | 0.07602 | 0.089796 | 0.09052 | 5.6792
LO3Slow | New | Fixtures | Residential | Lighting | 0.00043732 | 0.00051142 | 2.4318 | -109.4383 | Multifamily - High Rise | WA-Chandelier/Pendant_500 to 999 lumens | 9.5675e-07 | 2.4198e-06 | 5.3616e-06 | 1.0594e-05 | 1.8531e-05 | 2.9117e-05 | 4.2967e-05 | 5.9597e-05 | 7.8317e-05 | 9.7614e-05 | 0.00011255 | 0.00012754 | 0.00014125 | 0.00015219 | 0.00015741 | 0.00016252 | 0.00016534 | 0.0001655 | 0.00016595 | 0.0001658 | 0.0018615 | 0.1052 | 0.093854 | 0.074158 | 0.043286 | 0.043007 | 0.042708 | 0.031324 | 0.0376 | 0.055468 | 0.089468 | 0.1018 | 0.10584 | 0 | 0.1843 | 0.13644 | 0.12055 | 0.10057 | 0.10391 | 0.10557 | 0.11219 | 0.11827 | 0.13449 | 0.14586 | 0.1723 | 0.17369 | 5.6792
LO3Slow | New | Fixtures | Residential | Lighting | 0.0008017 | 0.00093754 | 4.4581 | -109.4383 | Multifamily - High Rise | WA-Chandelier/Pendant_1000 to 1999 lumens | 1.6208e-06 | 4.0993e-06 | 9.0829e-06 | 1.7946e-05 | 3.1393e-05 | 4.9325e-05 | 7.2789e-05 | 0.00010096 | 0.00013267 | 0.00016536 | 0.00019067 | 0.00021607 | 0.00023928 | 0.00025782 | 0.00026667 | 0.00027533 | 0.0002801 | 0.00028036 | 0.00028113 | 0.00028087 | 0.0031535 | 0.19285 | 0.17206 | 0.13595 | 0.079354 | 0.078841 | 0.078294 | 0.057425 | 0.06893 | 0.10169 | 0.16402 | 0.18662 | 0.19403 | 0 | 0.33786 | 0.25013 | 0.22099 | 0.18437 | 0.19049 | 0.19354 | 0.20567 | 0.21681 | 0.24654 | 0.2674 | 0.31586 | 0.31841 | 5.6792
LO3Slow | New | Fixtures | Residential | Lighting | 0.0015538 | 0.0018171 | 8.6404 | -109.4383 | Multifamily - High Rise | WA-Chandelier/Pendant_2000 to 3999 lumens | 2.3369e-06 | 5.9104e-06 | 1.3096e-05 | 2.5876e-05 | 4.5264e-05 | 7.1119e-05 | 0.00010495 | 0.00014557 | 0.00019129 | 0.00023843 | 0.00027491 | 0.00031153 | 0.000345 | 0.00037174 | 0.00038449 | 0.00039697 | 0.00040386 | 0.00040424 | 0.00040534 | 0.00040496 | 0.0045469 | 0.37377 | 0.33347 | 0.26348 | 0.1538 | 0.1528 | 0.15174 | 0.1113 | 0.13359 | 0.19708 | 0.31788 | 0.36169 | 0.37605 | 0 | 0.65482 | 0.48478 | 0.4283 | 0.35733 | 0.3692 | 0.3751 | 0.39862 | 0.42021 | 0.47783 | 0.51826 | 0.61217 | 0.61711 | 5.6792
LO3Slow | New | Fixtures | Residential | Lighting | 0.0028382 | 0.0033191 | 15.7827 | -109.4383 | Multifamily - High Rise | WA-Chandelier/Pendant_4000 to 7999 lumens | 1.4039e-06 | 3.5506e-06 | 7.8672e-06 | 1.5544e-05 | 2.7192e-05 | 4.2724e-05 | 6.3047e-05 | 8.7448e-05 | 0.00011492 | 0.00014323 | 0.00016515 | 0.00018715 | 0.00020725 | 0.00022331 | 0.00023098 | 0.00023848 | 0.00024261 | 0.00024284 | 0.0002435 | 0.00024328 | 0.0027315 | 0.68273 | 0.60911 | 0.48129 | 0.28093 | 0.27911 | 0.27718 | 0.2033 | 0.24403 | 0.35999 | 0.58065 | 0.66066 | 0.68689 | 0 | 1.1961 | 0.88551 | 0.78234 | 0.65271 | 0.67439 | 0.68517 | 0.72813 | 0.76757 | 0.87281 | 0.94666 | 1.1182 | 1.1272 | 5.6792
LO3Slow | New | Fixtures | Residential | Lighting | 2.898e-05 | 2.7142e-05 | 0.22794 | 11.5397 | Multifamily - High Rise | WA-Linear Flush Mount_0 to 249 lumens | 3.7207e-09 | 9.4103e-09 | 2.0851e-08 | 4.1198e-08 | 7.2067e-08 | 1.1323e-07 | 1.671e-07 | 2.3177e-07 | 3.0457e-07 | 3.7961e-07 | 4.377e-07 | 4.9601e-07 | 5.4929e-07 | 5.9186e-07 | 6.1217e-07 | 6.3204e-07 | 6.4301e-07 | 6.4361e-07 | 6.4537e-07 | 6.4476e-07 | 7.2393e-06 | 0.007487 | 0.006459 | 0.0061971 | 0.0048257 | 0.0046285 | 0.0043584 | 0.0037415 | 0.0044261 | 0.0056027 | 0.0067528 | 0.0069007 | 0.0073306 | 0 | 0.015836 | 0.012314 | 0.01313 | 0.01134 | 0.011387 | 0.01209 | 0.011678 | 0.011986 | 0.01228 | 0.014988 | 0.015464 | 0.016735 | 1.5718
LO3Slow | New | Fixtures | Residential | Lighting | 5.6772e-05 | 5.3172e-05 | 0.44653 | 11.5397 | Multifamily - High Rise | WA-Linear Flush Mount_250 to 499 lumens | 1.0616e-07 | 2.6851e-07 | 5.9494e-07 | 1.1755e-06 | 2.0563e-06 | 3.2309e-06 | 4.7678e-06 | 6.613e-06 | 8.6903e-06 | 1.0832e-05 | 1.2489e-05 | 1.4153e-05 | 1.5673e-05 | 1.6888e-05 | 1.7467e-05 | 1.8034e-05 | 1.8347e-05 | 1.8364e-05 | 1.8414e-05 | 1.8397e-05 | 0.00020656 | 0.014667 | 0.012653 | 0.01214 | 0.0094535 | 0.0090671 | 0.008538 | 0.0073295 | 0.0086706 | 0.010976 | 0.013229 | 0.013518 | 0.01436 | 0 | 0.031023 | 0.024123 | 0.025721 | 0.022214 | 0.022307 | 0.023685 | 0.022877 | 0.02348 | 0.024055 | 0.029361 | 0.030294 | 0.032784 | 1.5718
LO3Slow | New | Fixtures | Residential | Lighting | 0.00010893 | 0.00010202 | 0.85678 | 11.5397 | Multifamily - High Rise | WA-Linear Flush Mount_500 to 999 lumens | 2.0742e-06 | 5.2459e-06 | 1.1623e-05 | 2.2966e-05 | 4.0175e-05 | 6.3122e-05 | 9.3149e-05 | 0.0001292 | 0.00016978 | 0.00021162 | 0.000244 | 0.0002765 | 0.00030621 | 0.00032994 | 0.00034126 | 0.00035234 | 0.00035845 | 0.00035879 | 0.00035976 | 0.00035943 | 0.0040356 | 0.028142 | 0.024278 | 0.023294 | 0.018139 | 0.017398 | 0.016382 | 0.014064 | 0.016637 | 0.021059 | 0.025382 | 0.025938 | 0.027554 | 0 | 0.059525 | 0.046286 | 0.049352 | 0.042623 | 0.042802 | 0.045445 | 0.043896 | 0.045053 | 0.046157 | 0.056337 | 0.058127 | 0.062904 | 1.5718
LO3Slow | New | Fixtures | Residential | Lighting | 0.0001997 | 0.00018703 | 1.5707 | 11.5397 | Multifamily - High Rise | WA-Linear Flush Mount_1000 to 1999 lumens | 3.3951e-06 | 8.5869e-06 | 1.9026e-05 | 3.7593e-05 | 6.5761e-05 | 0.00010332 | 0.00015247 | 0.00021149 | 0.00027792 | 0.00034639 | 0.0003994 | 0.0004526 | 0.00050122 | 0.00054007 | 0.0005586 | 0.00057673 | 0.00058674 | 0.00058729 | 0.00058889 | 0.00058834 | 0.0066058 | 0.051591 | 0.044508 | 0.042703 | 0.033253 | 0.031894 | 0.030033 | 0.025782 | 0.030499 | 0.038607 | 0.046532 | 0.047551 | 0.050513 | 0 | 0.10912 | 0.084852 | 0.090474 | 0.078139 | 0.078467 | 0.083312 | 0.080471 | 0.082593 | 0.084616 | 0.10328 | 0.10656 | 0.11532 | 1.5718
LO3Slow | New | Fixtures | Residential | Lighting | 0.00038704 | 0.00036249 | 3.0442 | 11.5397 | Multifamily - High Rise | WA-Linear Flush Mount_2000 to 3999 lumens | 1.2579e-06 | 3.1814e-06 | 7.0491e-06 | 1.3928e-05 | 2.4364e-05 | 3.8281e-05 | 5.6491e-05 | 7.8354e-05 | 0.00010297 | 0.00012834 | 0.00014797 | 0.00016769 | 0.0001857 | 0.00020009 | 0.00020696 | 0.00021368 | 0.00021738 | 0.00021759 | 0.00021818 | 0.00021798 | 0.0024474 | 0.09999 | 0.086262 | 0.082764 | 0.064448 | 0.061814 | 0.058207 | 0.049968 | 0.059111 | 0.074825 | 0.090185 | 0.09216 | 0.097901 | 0 | 0.2115 | 0.16445 | 0.17535 | 0.15144 | 0.15208 | 0.16147 | 0.15596 | 0.16008 | 0.164 | 0.20017 | 0.20653 | 0.2235 | 1.5718
LO3Slow | New | Fixtures | Residential | Lighting | 0.00070697 | 0.00066213 | 5.5605 | 11.5397 | Multifamily - High Rise | WA-Linear Flush Mount_4000 to 7999 lumens | 1.4529e-07 | 3.6745e-07 | 8.1417e-07 | 1.6087e-06 | 2.8141e-06 | 4.4214e-06 | 6.5247e-06 | 9.05e-06 | 1.1893e-05 | 1.4823e-05 | 1.7091e-05 | 1.9368e-05 | 2.1448e-05 | 2.3111e-05 | 2.3904e-05 | 2.468e-05 | 2.5108e-05 | 2.5131e-05 | 2.52e-05 | 2.5176e-05 | 0.00028268 | 0.18264 | 0.15757 | 0.15118 | 0.11772 | 0.11291 | 0.10632 | 0.091273 | 0.10797 | 0.13668 | 0.16473 | 0.16834 | 0.17883 | 0 | 0.38632 | 0.3004 | 0.3203 | 0.27663 | 0.27779 | 0.29494 | 0.28488 | 0.2924 | 0.29956 | 0.36563 | 0.37725 | 0.40825 | 1.5718
LO3Slow | New | Fixtures | Residential | Lighting | 2.1873e-05 | 2.0242e-05 | 0.16937 | 20.4503 | Multifamily - High Rise | WA-Linear Shop_0 to 249 lumens | 8.7644e-10 | 2.2167e-09 | 4.9115e-09 | 9.7044e-09 | 1.6976e-08 | 2.6672e-08 | 3.936e-08 | 5.4594e-08 | 7.1743e-08 | 8.942e-08 | 1.031e-07 | 1.1684e-07 | 1.2939e-07 | 1.3942e-07 | 1.442e-07 | 1.4888e-07 | 1.5146e-07 | 1.5161e-07 | 1.5202e-07 | 1.5188e-07 | 1.7053e-06 | 0.005564 | 0.0047565 | 0.0045372 | 0.0035372 | 0.0033056 | 0.0030843 | 0.0026418 | 0.0031239 | 0.0039762 | 0.0048523 | 0.0050398 | 0.005502 | 0 | 0.012457 | 0.0096407 | 0.010081 | 0.0086736 | 0.0083159 | 0.0086034 | 0.0082545 | 0.0084675 | 0.0088128 | 0.01107 | 0.011754 | 0.013315 | 1.2368
LO3Slow | New | Fixtures | Residential | Lighting | 4.2848e-05 | 3.9655e-05 | 0.33179 | 20.4503 | Multifamily - High Rise | WA-Linear Shop_250 to 499 lumens | 0 | 0 | 0 | 0 | 0 | 0 | 0 | 0 | 0 | 0 | 0 | 0 | 0 | 0 | 0 | 0 | 0 | 0 | 0 | 0 | 0 | 0.0109 | 0.0093179 | 0.0088884 | 0.0069294 | 0.0064756 | 0.0060422 | 0.0051753 | 0.0061197 | 0.0077893 | 0.0095056 | 0.0098729 | 0.010778 | 0 | 0.024402 | 0.018886 | 0.019749 | 0.016991 | 0.016291 | 0.016854 | 0.01617 | 0.016588 | 0.017264 | 0.021686 | 0.023026 | 0.026085 | 1.2368
LO3Slow | New | Fixtures | Residential | Lighting | 8.2216e-05 | 7.6087e-05 | 0.63662 | 20.4503 | Multifamily - High Rise | WA-Linear Shop_500 to 999 lumens | 1.3782e-09 | 3.4857e-09 | 7.7234e-09 | 1.526e-08 | 2.6695e-08 | 4.1943e-08 | 6.1894e-08 | 8.585e-08 | 1.1282e-07 | 1.4061e-07 | 1.6213e-07 | 1.8373e-07 | 2.0346e-07 | 2.1923e-07 | 2.2675e-07 | 2.3412e-07 | 2.3818e-07 | 2.384e-07 | 2.3905e-07 | 2.3883e-07 | 2.6815e-06 | 0.020914 | 0.017879 | 0.017055 | 0.013296 | 0.012425 | 0.011593 | 0.0099302 | 0.011742 | 0.014946 | 0.018239 | 0.018944 | 0.020681 | 0 | 0.046822 | 0.036238 | 0.037894 | 0.032602 | 0.031258 | 0.032339 | 0.031027 | 0.031828 | 0.033126 | 0.04161 | 0.044182 | 0.05005 | 1.2368
LO3Slow | New | Fixtures | Residential | Lighting | 0.00015072 | 0.00013949 | 1.1671 | 20.4503 | Multifamily - High Rise | WA-Linear Shop_1000 to 1999 lumens | 7.7294e-10 | 1.9549e-09 | 4.3315e-09 | 8.5584e-09 | 1.4971e-08 | 2.3523e-08 | 3.4712e-08 | 4.8147e-08 | 6.327e-08 | 7.886e-08 | 9.0927e-08 | 1.0304e-07 | 1.1411e-07 | 1.2295e-07 | 1.2717e-07 | 1.313e-07 | 1.3358e-07 | 1.337e-07 | 1.3407e-07 | 1.3394e-07 | 1.5039e-06 | 0.03834 | 0.032776 | 0.031265 | 0.024374 | 0.022778 | 0.021254 | 0.018204 | 0.021526 | 0.027399 | 0.033436 | 0.034728 | 0.037913 | 0 | 0.085836 | 0.066432 | 0.069468 | 0.059768 | 0.057303 | 0.059284 | 0.05688 | 0.058347 | 0.060727 | 0.076281 | 0.080996 | 0.091754 | 1.2368
LO3Slow | New | Fixtures | Residential | Lighting | 0.00029211 | 0.00027034 | 2.2619 | 20.4503 | Multifamily - High Rise | WA-Linear Shop_2000 to 3999 lumens | 0 | 0 | 0 | 0 | 0 | 0 | 0 | 0 | 0 | 0 | 0 | 0 | 0 | 0 | 0 | 0 | 0 | 0 | 0 | 0 | 0 | 0.074308 | 0.063524 | 0.060596 | 0.04724 | 0.044147 | 0.041192 | 0.035282 | 0.04172 | 0.053103 | 0.064803 | 0.067307 | 0.07348 | 0 | 0.16636 | 0.12875 | 0.13464 | 0.11584 | 0.11106 | 0.1149 | 0.11024 | 0.11308 | 0.1177 | 0.14784 | 0.15698 | 0.17783 | 1.2368
LO3Slow | New | Fixtures | Residential | Lighting | 0.00053358 | 0.00049381 | 4.1317 | 20.4503 | Multifamily - High Rise | WA-Linear Shop_4000 to 7999 lumens | 1.1173e-08 | 2.826e-08 | 6.2616e-08 | 1.2372e-07 | 2.1642e-07 | 3.4004e-07 | 5.0179e-07 | 6.9601e-07 | 9.1463e-07 | 1.14e-06 | 1.3144e-06 | 1.4895e-06 | 1.6495e-06 | 1.7774e-06 | 1.8384e-06 | 1.898e-06 | 1.931e-06 | 1.9328e-06 | 1.9381e-06 | 1.9362e-06 | 2.174e-05 | 0.13573 | 0.11603 | 0.11068 | 0.08629 | 0.080639 | 0.075242 | 0.064447 | 0.076207 | 0.096999 | 0.11837 | 0.12294 | 0.13422 | 0 | 0.30388 | 0.23518 | 0.24593 | 0.21159 | 0.20287 | 0.20988 | 0.20137 | 0.20656 | 0.21499 | 0.27005 | 0.28674 | 0.32483 | 1.2368
LO3Slow | New | Fixtures | Residential | Lighting | 0.00021426 | 0.00020326 | 1.7136 | -52.248 | Multifamily - High Rise | WA-Track_0 to 249 lumens | 4.1729e-10 | 1.0554e-09 | 2.3385e-09 | 4.6205e-09 | 8.0826e-09 | 1.2699e-08 | 1.874e-08 | 2.5993e-08 | 3.4158e-08 | 4.2575e-08 | 4.9089e-08 | 5.5629e-08 | 6.1605e-08 | 6.6379e-08 | 6.8656e-08 | 7.0886e-08 | 7.2115e-08 | 7.2183e-08 | 7.238e-08 | 7.2312e-08 | 8.1191e-07 | 0.056276 | 0.049013 | 0.047306 | 0.036794 | 0.036217 | 0.034405 | 0.029598 | 0.035027 | 0.044107 | 0.052524 | 0.052811 | 0.054523 | 0 | 0.11172 | 0.08735 | 0.095246 | 0.082612 | 0.087151 | 0.094937 | 0.09229 | 0.094775 | 0.095627 | 0.11339 | 0.11345 | 0.11644 | 5.0463
LO3Slow | New | Fixtures | Residential | Lighting | 0.00041973 | 0.00039818 | 3.3569 | -52.248 | Multifamily - High Rise | WA-Track_250 to 499 lumens | 3.8062e-08 | 9.6265e-08 | 2.133e-07 | 4.2144e-07 | 7.3723e-07 | 1.1583e-06 | 1.7093e-06 | 2.3709e-06 | 3.1156e-06 | 3.8833e-06 | 4.4775e-06 | 5.074e-06 | 5.6191e-06 | 6.0546e-06 | 6.2623e-06 | 6.4656e-06 | 6.5778e-06 | 6.584e-06 | 6.6019e-06 | 6.5958e-06 | 7.4056e-05 | 0.11024 | 0.096016 | 0.092672 | 0.072079 | 0.070948 | 0.067399 | 0.057983 | 0.068618 | 0.086405 | 0.10289 | 0.10346 | 0.10681 | 0 | 0.21885 | 0.17112 | 0.18659 | 0.16184 | 0.17073 | 0.18598 | 0.1808 | 0.18566 | 0.18733 | 0.22212 | 0.22225 | 0.22811 | 5.0463
LO3Slow | New | Fixtures | Residential | Lighting | 0.00080537 | 0.00076401 | 6.4411 | -52.248 | Multifamily - High Rise | WA-Track_500 to 999 lumens | 6.06e-07 | 1.5327e-06 | 3.396e-06 | 6.7099e-06 | 1.1738e-05 | 1.8442e-05 | 2.7215e-05 | 3.7748e-05 | 4.9605e-05 | 6.1827e-05 | 7.1288e-05 | 8.0785e-05 | 8.9463e-05 | 9.6396e-05 | 9.9704e-05 | 0.00010294 | 0.00010473 | 0.00010482 | 0.00010511 | 0.00010501 | 0.0011791 | 0.21153 | 0.18423 | 0.17782 | 0.1383 | 0.13613 | 0.12932 | 0.11125 | 0.13166 | 0.16579 | 0.19743 | 0.19851 | 0.20494 | 0 | 0.41992 | 0.32833 | 0.35801 | 0.31052 | 0.32758 | 0.35685 | 0.3469 | 0.35624 | 0.35945 | 0.42619 | 0.42644 | 0.43769 | 5.0463
LO3Slow | New | Fixtures | Residential | Lighting | 0.0014764 | 0.0014006 | 11.808 | -52.248 | Multifamily - High Rise | WA-Track_1000 to 1999 lumens | 8.8054e-07 | 2.227e-06 | 4.9345e-06 | 9.7498e-06 | 1.7055e-05 | 2.6797e-05 | 3.9544e-05 | 5.4849e-05 | 7.2078e-05 | 8.9838e-05 | 0.00010358 | 0.00011738 | 0.00012999 | 0.00014007 | 0.00014487 | 0.00014958 | 0.00015217 | 0.00015231 | 0.00015273 | 0.00015259 | 0.0017132 | 0.38779 | 0.33774 | 0.32598 | 0.25354 | 0.24956 | 0.23708 | 0.20396 | 0.24137 | 0.30393 | 0.36193 | 0.36391 | 0.37571 | 0 | 0.76981 | 0.60191 | 0.65632 | 0.56926 | 0.60054 | 0.65419 | 0.63595 | 0.65307 | 0.65895 | 0.78131 | 0.78177 | 0.80238 | 5.0463
LO3Slow | New | Fixtures | Residential | Lighting | 0.0028615 | 0.0027146 | 22.8853 | -52.248 | Multifamily - High Rise | WA-Track_2000 to 3999 lumens | 1.4062e-06 | 3.5566e-06 | 7.8805e-06 | 1.5571e-05 | 2.7238e-05 | 4.2796e-05 | 6.3153e-05 | 8.7596e-05 | 0.00011511 | 0.00014347 | 0.00016543 | 0.00018747 | 0.0002076 | 0.00022369 | 0.00023137 | 0.00023888 | 0.00024302 | 0.00024325 | 0.00024391 | 0.00024369 | 0.0027361 | 0.75158 | 0.65458 | 0.63178 | 0.49139 | 0.48368 | 0.45948 | 0.39529 | 0.4678 | 0.58906 | 0.70147 | 0.7053 | 0.72817 | 0 | 1.492 | 1.1666 | 1.272 | 1.1033 | 1.1639 | 1.2679 | 1.2326 | 1.2657 | 1.2771 | 1.5143 | 1.5152 | 1.5551 | 5.0463
LO3Slow | New | Fixtures | Residential | Lighting | 0.0052269 | 0.0049585 | 41.8027 | -52.248 | Multifamily - High Rise | WA-Track_4000 to 7999 lumens | 5.6573e-07 | 1.4308e-06 | 3.1703e-06 | 6.2641e-06 | 1.0958e-05 | 1.7217e-05 | 2.5407e-05 | 3.524e-05 | 4.6309e-05 | 5.7719e-05 | 6.6551e-05 | 7.5417e-05 | 8.3519e-05 | 8.9991e-05 | 9.3079e-05 | 9.6101e-05 | 9.7768e-05 | 9.786e-05 | 9.8127e-05 | 9.8035e-05 | 0.0011007 | 1.3729 | 1.1957 | 1.154 | 0.89758 | 0.8835 | 0.8393 | 0.72205 | 0.85449 | 1.076 | 1.2813 | 1.2883 | 1.3301 | 0 | 2.7253 | 2.1309 | 2.3235 | 2.0153 | 2.126 | 2.316 | 2.2514 | 2.312 | 2.3328 | 2.766 | 2.7676 | 2.8406 | 5.0463
LO3Slow | New | Fixtures | Residential | Lighting | 9.9203e-05 | 9.4046e-05 | 0.7927 | -66.9628 | Manufactured | ID/MT/OR-Floor/Table_0 to 249 lumens | 1.1976e-07 | 3.1341e-07 | 7.1229e-07 | 1.4395e-06 | 2.5693e-06 | 4.124e-06 | 6.2095e-06 | 8.7694e-06 | 1.1748e-05 | 1.4935e-05 | 1.7603e-05 | 2.0378e-05 | 2.2999e-05 | 2.5261e-05 | 2.6627e-05 | 2.7987e-05 | 2.8984e-05 | 2.9577e-05 | 3.028e-05 | 3.0818e-05 | 0.00031146 | 0.026033 | 0.022662 | 0.021866 | 0.017008 | 0.016719 | 0.015876 | 0.013656 | 0.016161 | 0.020356 | 0.024255 | 0.024407 | 0.025237 | 0 | 0.051857 | 0.040534 | 0.044144 | 0.03828 | 0.040278 | 0.043819 | 0.042584 | 0.043729 | 0.044156 | 0.052434 | 0.05255 | 0.054093 | 8.6645
LO3Slow | New | Fixtures | Residential | Lighting | 0.00019434 | 0.00018423 | 1.5529 | -66.9628 | Manufactured | ID/MT/OR-Floor/Table_250 to 499 lumens | 8.3884e-07 | 2.1951e-06 | 4.9889e-06 | 1.0082e-05 | 1.7995e-05 | 2.8885e-05 | 4.3492e-05 | 6.1421e-05 | 8.2283e-05 | 0.00010461 | 0.0001233 | 0.00014273 | 0.00016109 | 0.00017693 | 0.0001865 | 0.00019603 | 0.00020301 | 0.00020716 | 0.00021208 | 0.00021585 | 0.0021814 | 0.050999 | 0.044395 | 0.042836 | 0.033319 | 0.032753 | 0.0311 | 0.026753 | 0.031659 | 0.039876 | 0.047515 | 0.047814 | 0.049438 | 0 | 0.10159 | 0.079407 | 0.086478 | 0.07499 | 0.078904 | 0.085841 | 0.083422 | 0.085665 | 0.086502 | 0.10272 | 0.10295 | 0.10597 | 8.6645
LO3Slow | New | Fixtures | Residential | Lighting | 0.00037289 | 0.0003535 | 2.9796 | -66.9628 | Manufactured | ID/MT/OR-Floor/Table_500 to 999 lumens | 7.1224e-06 | 1.8638e-05 | 4.236e-05 | 8.5606e-05 | 0.0001528 | 0.00024525 | 0.00036928 | 0.00052152 | 0.00069865 | 0.0008882 | 0.0010469 | 0.0012119 | 0.0013678 | 0.0015023 | 0.0015835 | 0.0016644 | 0.0017237 | 0.001759 | 0.0018008 | 0.0018328 | 0.018522 | 0.097855 | 0.085183 | 0.082191 | 0.063931 | 0.062845 | 0.059674 | 0.051332 | 0.060746 | 0.076513 | 0.09117 | 0.091743 | 0.09486 | 0 | 0.19492 | 0.15236 | 0.16593 | 0.14389 | 0.1514 | 0.16471 | 0.16007 | 0.16437 | 0.16598 | 0.19709 | 0.19753 | 0.20333 | 8.6645
LO3Slow | New | Fixtures | Residential | Lighting | 0.00068359 | 0.00064805 | 5.4623 | -66.9628 | Manufactured | ID/MT/OR-Floor/Table_1000 to 1999 lumens | 7.835e-06 | 2.0503e-05 | 4.6598e-05 | 9.417e-05 | 0.00016808 | 0.00026979 | 0.00040622 | 0.00057369 | 0.00076855 | 0.00097706 | 0.0011516 | 0.0013331 | 0.0015046 | 0.0016525 | 0.0017419 | 0.0018309 | 0.0018961 | 0.0019349 | 0.0019809 | 0.0020161 | 0.020375 | 0.17939 | 0.15616 | 0.15068 | 0.1172 | 0.11521 | 0.1094 | 0.094103 | 0.11136 | 0.14027 | 0.16713 | 0.16819 | 0.1739 | 0 | 0.35733 | 0.27931 | 0.30419 | 0.26378 | 0.27755 | 0.30195 | 0.29344 | 0.30133 | 0.30427 | 0.36131 | 0.36211 | 0.37274 | 8.6645
LO3Slow | New | Fixtures | Residential | Lighting | 0.0013249 | 0.001256 | 10.5866 | -66.9628 | Manufactured | ID/MT/OR-Floor/Table_2000 to 3999 lumens | 2.1817e-06 | 5.7091e-06 | 1.2975e-05 | 2.6222e-05 | 4.6803e-05 | 7.5124e-05 | 0.00011311 | 0.00015975 | 0.000214 | 0.00027206 | 0.00032067 | 0.00037121 | 0.00041896 | 0.00046016 | 0.00048505 | 0.00050983 | 0.00052799 | 0.00053879 | 0.00055159 | 0.00056139 | 0.0056736 | 0.34768 | 0.30266 | 0.29203 | 0.22715 | 0.22329 | 0.21202 | 0.18238 | 0.21583 | 0.27185 | 0.32393 | 0.32597 | 0.33704 | 0 | 0.69256 | 0.54135 | 0.58956 | 0.51124 | 0.53792 | 0.58522 | 0.56872 | 0.58401 | 0.58972 | 0.70027 | 0.70182 | 0.72242 | 8.6645
LO3Slow | New | Fixtures | Residential | Lighting | 0.0024201 | 0.0022942 | 19.3377 | -66.9628 | Manufactured | ID/MT/OR-Floor/Table_4000 to 7999 lumens | 2.5121e-07 | 6.5737e-07 | 1.494e-06 | 3.0193e-06 | 5.389e-06 | 8.6501e-06 | 1.3024e-05 | 1.8394e-05 | 2.4641e-05 | 3.1327e-05 | 3.6923e-05 | 4.2742e-05 | 4.8241e-05 | 5.2984e-05 | 5.585e-05 | 5.8704e-05 | 6.0795e-05 | 6.2038e-05 | 6.3513e-05 | 6.4641e-05 | 0.00065328 | 0.63508 | 0.55284 | 0.53342 | 0.41491 | 0.40786 | 0.38729 | 0.33315 | 0.39425 | 0.49657 | 0.59169 | 0.59542 | 0.61564 | 0 | 1.265 | 0.98883 | 1.0769 | 0.93383 | 0.98258 | 1.069 | 1.0388 | 1.0668 | 1.0772 | 1.2791 | 1.282 | 1.3196 | 8.6645
LO3Slow | New | Fixtures | Residential | Lighting | 0.00013061 | 0.00012357 | 1.0409 | -37.2177 | Manufactured | ID/MT/OR-Ceiling and Wall Flush Mount _0 to 249 lumens | 6.6395e-08 | 1.7375e-07 | 3.9488e-07 | 7.9801e-07 | 1.4244e-06 | 2.2863e-06 | 3.4424e-06 | 4.8616e-06 | 6.5128e-06 | 8.2798e-06 | 9.759e-06 | 1.1297e-05 | 1.275e-05 | 1.4004e-05 | 1.4761e-05 | 1.5516e-05 | 1.6068e-05 | 1.6397e-05 | 1.6787e-05 | 1.7085e-05 | 0.00017266 | 0.034185 | 0.029713 | 0.028642 | 0.022283 | 0.021815 | 0.020686 | 0.017788 | 0.02105 | 0.026535 | 0.031677 | 0.031958 | 0.033195 | 0 | 0.068809 | 0.053735 | 0.058303 | 0.050522 | 0.052738 | 0.057144 | 0.055478 | 0.056965 | 0.057658 | 0.068781 | 0.069277 | 0.071943 | 3.7754
LO3Slow | New | Fixtures | Residential | Lighting | 0.00025587 | 0.00024207 | 2.0391 | -37.2177 | Manufactured | ID/MT/OR-Ceiling and Wall Flush Mount _250 to 499 lumens | 8.1069e-07 | 2.1215e-06 | 4.8215e-06 | 9.7438e-06 | 1.7391e-05 | 2.7915e-05 | 4.2032e-05 | 5.9361e-05 | 7.9522e-05 | 0.0001011 | 0.00011916 | 0.00013794 | 0.00015568 | 0.00017099 | 0.00018024 | 0.00018945 | 0.0001962 | 0.00020021 | 0.00020497 | 0.00020861 | 0.0021083 | 0.066968 | 0.058207 | 0.05611 | 0.043652 | 0.042735 | 0.040524 | 0.034847 | 0.041236 | 0.051981 | 0.062055 | 0.062605 | 0.065028 | 0 | 0.1348 | 0.10527 | 0.11422 | 0.098972 | 0.10331 | 0.11194 | 0.10868 | 0.11159 | 0.11295 | 0.13474 | 0.13571 | 0.14094 | 3.7754
LO3Slow | New | Fixtures | Residential | Lighting | 0.00049096 | 0.00046447 | 3.9125 | -37.2177 | Manufactured | ID/MT/OR-Ceiling and Wall Flush Mount _500 to 999 lumens | 7.5769e-06 | 1.9828e-05 | 4.5063e-05 | 9.1068e-05 | 0.00016255 | 0.0002609 | 0.00039285 | 0.0005548 | 0.00074324 | 0.00094488 | 0.0011137 | 0.0012892 | 0.0014551 | 0.0015981 | 0.0016846 | 0.0017706 | 0.0018337 | 0.0018712 | 0.0019157 | 0.0019497 | 0.019704 | 0.1285 | 0.11169 | 0.10766 | 0.083758 | 0.081999 | 0.077756 | 0.066864 | 0.079122 | 0.099739 | 0.11907 | 0.12012 | 0.12477 | 0 | 0.25864 | 0.20198 | 0.21915 | 0.1899 | 0.19823 | 0.21479 | 0.20853 | 0.21412 | 0.21673 | 0.25854 | 0.2604 | 0.27042 | 3.7754
LO3Slow | New | Fixtures | Residential | Lighting | 0.00090004 | 0.00085147 | 7.1725 | -37.2177 | Manufactured | ID/MT/OR-Ceiling and Wall Flush Mount _1000 to 1999 lumens | 9.3598e-06 | 2.4493e-05 | 5.5667e-05 | 0.0001125 | 0.00020079 | 0.0003223 | 0.00048529 | 0.00068535 | 0.00091813 | 0.0011672 | 0.0013757 | 0.0015926 | 0.0017974 | 0.0019742 | 0.002081 | 0.0021873 | 0.0022652 | 0.0023115 | 0.0023665 | 0.0024085 | 0.024341 | 0.23556 | 0.20475 | 0.19737 | 0.15355 | 0.15032 | 0.14254 | 0.12258 | 0.14505 | 0.18284 | 0.21828 | 0.22022 | 0.22874 | 0 | 0.47414 | 0.37028 | 0.40175 | 0.34814 | 0.36341 | 0.39377 | 0.38228 | 0.39253 | 0.39731 | 0.47396 | 0.47737 | 0.49574 | 3.7754
LO3Slow | New | Fixtures | Residential | Lighting | 0.0017444 | 0.0016503 | 13.9011 | -37.2177 | Manufactured | ID/MT/OR-Ceiling and Wall Flush Mount _2000 to 3999 lumens | 7.4025e-06 | 1.9371e-05 | 4.4026e-05 | 8.8972e-05 | 0.0001588 | 0.0002549 | 0.0003838 | 0.00054203 | 0.00072613 | 0.00092313 | 0.001088 | 0.0012595 | 0.0014216 | 0.0015613 | 0.0016458 | 0.0017299 | 0.0017915 | 0.0018281 | 0.0018716 | 0.0019048 | 0.019251 | 0.45655 | 0.39682 | 0.38252 | 0.29759 | 0.29134 | 0.27627 | 0.23757 | 0.28112 | 0.35437 | 0.42305 | 0.42681 | 0.44332 | 0 | 0.91895 | 0.71764 | 0.77865 | 0.67473 | 0.70433 | 0.76317 | 0.74092 | 0.76078 | 0.77003 | 0.91859 | 0.9252 | 0.96082 | 3.7754
LO3Slow | New | Fixtures | Residential | Lighting | 0.0031863 | 0.0030144 | 25.3921 | -37.2177 | Manufactured | ID/MT/OR-Ceiling and Wall Flush Mount _4000 to 7999 lumens | 2.244e-06 | 5.8722e-06 | 1.3346e-05 | 2.6971e-05 | 4.8139e-05 | 7.727e-05 | 0.00011635 | 0.00016431 | 0.00022012 | 0.00027984 | 0.00032983 | 0.00038181 | 0.00043093 | 0.0004733 | 0.0004989 | 0.00052439 | 0.00054307 | 0.00055418 | 0.00056735 | 0.00057743 | 0.0058356 | 0.83394 | 0.72484 | 0.69872 | 0.54359 | 0.53218 | 0.50464 | 0.43395 | 0.5135 | 0.64731 | 0.77276 | 0.77961 | 0.80978 | 0 | 1.6786 | 1.3109 | 1.4223 | 1.2325 | 1.2865 | 1.394 | 1.3534 | 1.3896 | 1.4066 | 1.6779 | 1.69 | 1.755 | 3.7754
LO3Slow | New | Fixtures | Residential | Lighting | 0.00010381 | 9.7994e-05 | 0.82491 | -111.1375 | Manufactured | ID/MT/OR-Downlight Fixture_0 to 249 lumens | 3.0507e-09 | 7.9833e-09 | 1.8144e-08 | 3.6667e-08 | 6.5446e-08 | 1.0505e-07 | 1.5817e-07 | 2.2338e-07 | 2.9925e-07 | 3.8044e-07 | 4.4841e-07 | 5.1908e-07 | 5.8586e-07 | 6.4346e-07 | 6.7826e-07 | 7.1292e-07 | 7.3831e-07 | 7.5341e-07 | 7.7132e-07 | 7.8502e-07 | 7.9336e-06 | 0.027093 | 0.02351 | 0.02264 | 0.017617 | 0.017171 | 0.016259 | 0.013976 | 0.016537 | 0.020865 | 0.024959 | 0.02525 | 0.026356 | 0 | 0.055138 | 0.043017 | 0.046492 | 0.040257 | 0.041668 | 0.044953 | 0.043595 | 0.044759 | 0.045421 | 0.054451 | 0.055134 | 0.05779 | 10.4726
LO3Slow | New | Fixtures | Residential | Lighting | 0.00020337 | 0.00019197 | 1.616 | -111.1375 | Manufactured | ID/MT/OR-Downlight Fixture_250 to 499 lumens | 5.0391e-07 | 1.3187e-06 | 2.997e-06 | 6.0566e-06 | 1.081e-05 | 1.7352e-05 | 2.6127e-05 | 3.6898e-05 | 4.943e-05 | 6.284e-05 | 7.4067e-05 | 8.574e-05 | 9.677e-05 | 0.00010629 | 0.00011203 | 0.00011776 | 0.00012195 | 0.00012445 | 0.0001274 | 0.00012967 | 0.0013105 | 0.053074 | 0.046056 | 0.044351 | 0.034511 | 0.033638 | 0.03185 | 0.027379 | 0.032396 | 0.040874 | 0.048895 | 0.049464 | 0.051631 | 0 | 0.10801 | 0.08427 | 0.091077 | 0.078864 | 0.081627 | 0.088062 | 0.085402 | 0.087683 | 0.088979 | 0.10667 | 0.10801 | 0.11321 | 10.4726
LO3Slow | New | Fixtures | Residential | Lighting | 0.00039021 | 0.00036834 | 3.1007 | -111.1375 | Manufactured | ID/MT/OR-Downlight Fixture_500 to 999 lumens | 1.7697e-05 | 4.6311e-05 | 0.00010525 | 0.0002127 | 0.00037965 | 0.00060938 | 0.00091755 | 0.0012958 | 0.0017359 | 0.0022069 | 0.0026012 | 0.0030111 | 0.0033985 | 0.0037327 | 0.0039345 | 0.0041356 | 0.0042829 | 0.0043705 | 0.0044744 | 0.0045538 | 0.046022 | 0.10184 | 0.08837 | 0.085099 | 0.066219 | 0.064544 | 0.061113 | 0.052533 | 0.06216 | 0.078427 | 0.093817 | 0.09491 | 0.099067 | 0 | 0.20725 | 0.16169 | 0.17476 | 0.15132 | 0.15662 | 0.16897 | 0.16387 | 0.16824 | 0.17073 | 0.20467 | 0.20724 | 0.21722 | 10.4726
LO3Slow | New | Fixtures | Residential | Lighting | 0.00071535 | 0.00067525 | 5.6843 | -111.1375 | Manufactured | ID/MT/OR-Downlight Fixture_1000 to 1999 lumens | 5.4024e-06 | 1.4137e-05 | 3.2131e-05 | 6.4933e-05 | 0.0001159 | 0.00018603 | 0.0002801 | 0.00039558 | 0.00052994 | 0.00067371 | 0.00079407 | 0.00091922 | 0.0010375 | 0.0011395 | 0.0012011 | 0.0012625 | 0.0013075 | 0.0013342 | 0.0013659 | 0.0013902 | 0.014049 | 0.18669 | 0.162 | 0.15601 | 0.12139 | 0.11832 | 0.11203 | 0.096306 | 0.11395 | 0.14377 | 0.17199 | 0.17399 | 0.18161 | 0 | 0.37995 | 0.29642 | 0.32037 | 0.2774 | 0.28712 | 0.30976 | 0.3004 | 0.30843 | 0.31298 | 0.37521 | 0.37992 | 0.39822 | 10.4726
LO3Slow | New | Fixtures | Residential | Lighting | 0.0013864 | 0.0013087 | 11.0168 | -111.1375 | Manufactured | ID/MT/OR-Downlight Fixture_2000 to 3999 lumens | 1.6079e-06 | 4.2076e-06 | 9.5627e-06 | 1.9325e-05 | 3.4493e-05 | 5.5366e-05 | 8.3365e-05 | 0.00011773 | 0.00015772 | 0.00020051 | 0.00023633 | 0.00027358 | 0.00030877 | 0.00033913 | 0.00035748 | 0.00037574 | 0.00038912 | 0.00039708 | 0.00040652 | 0.00041374 | 0.0041814 | 0.36183 | 0.31398 | 0.30236 | 0.23528 | 0.22933 | 0.21714 | 0.18665 | 0.22086 | 0.27865 | 0.33333 | 0.33722 | 0.35199 | 0 | 0.73638 | 0.5745 | 0.62091 | 0.53764 | 0.55648 | 0.60035 | 0.58222 | 0.59777 | 0.6066 | 0.72721 | 0.73633 | 0.7718 | 10.4726
LO3Slow | New | Fixtures | Residential | Lighting | 0.0025325 | 0.0023905 | 20.1235 | -111.1375 | Manufactured | ID/MT/OR-Downlight Fixture_4000 to 7999 lumens | 5.0639e-07 | 1.3251e-06 | 3.0117e-06 | 6.0864e-06 | 1.0863e-05 | 1.7437e-05 | 2.6255e-05 | 3.7079e-05 | 4.9673e-05 | 6.3149e-05 | 7.4431e-05 | 8.6162e-05 | 9.7246e-05 | 0.00010681 | 0.00011258 | 0.00011834 | 0.00012255 | 0.00012506 | 0.00012803 | 0.0001303 | 0.0013169 | 0.66092 | 0.57353 | 0.5523 | 0.42976 | 0.41889 | 0.39662 | 0.34094 | 0.40342 | 0.50899 | 0.60887 | 0.61597 | 0.64295 | 0 | 1.3451 | 1.0494 | 1.1342 | 0.98207 | 1.0165 | 1.0966 | 1.0635 | 1.0919 | 1.108 | 1.3283 | 1.345 | 1.4098 | 10.4726
LO3Slow | New | Fixtures | Residential | Lighting | 0.00015581 | 0.00017678 | 0.87246 | -72.6034 | Manufactured | ID/MT/OR-Exterior Porch_0 to 249 lumens | 3.9704e-11 | 1.039e-10 | 2.3614e-10 | 4.7721e-10 | 8.5176e-10 | 1.3672e-09 | 2.0586e-09 | 2.9072e-09 | 3.8946e-09 | 4.9513e-09 | 5.8358e-09 | 6.7556e-09 | 7.6247e-09 | 8.3744e-09 | 8.8273e-09 | 9.2783e-09 | 9.6088e-09 | 9.8053e-09 | 1.0038e-08 | 1.0217e-08 | 1.0325e-07 | 0.036904 | 0.032436 | 0.025702 | 0.015347 | 0.014385 | 0.013998 | 0.010224 | 0.012259 | 0.018285 | 0.029961 | 0.034755 | 0.037568 | 0 | 0.0721 | 0.053403 | 0.046961 | 0.039095 | 0.036499 | 0.035078 | 0.036685 | 0.038622 | 0.045202 | 0.052172 | 0.064052 | 0.070763 | 10.5955
LO3Slow | New | Fixtures | Residential | Lighting | 0.00030523 | 0.0003463 | 1.7091 | -72.6034 | Manufactured | ID/MT/OR-Exterior Porch_250 to 499 lumens | 1.2584e-08 | 3.2931e-08 | 7.4844e-08 | 1.5125e-07 | 2.6997e-07 | 4.3333e-07 | 6.5246e-07 | 9.2144e-07 | 1.2344e-06 | 1.5693e-06 | 1.8497e-06 | 2.1412e-06 | 2.4167e-06 | 2.6543e-06 | 2.7978e-06 | 2.9408e-06 | 3.0455e-06 | 3.1078e-06 | 3.1817e-06 | 3.2382e-06 | 3.2726e-05 | 0.072295 | 0.063542 | 0.050349 | 0.030064 | 0.02818 | 0.027422 | 0.020028 | 0.024016 | 0.035821 | 0.058693 | 0.068085 | 0.073595 | 0 | 0.14124 | 0.10462 | 0.091996 | 0.076587 | 0.071502 | 0.068718 | 0.071865 | 0.075661 | 0.08855 | 0.1022 | 0.12548 | 0.13862 | 10.5955
LO3Slow | New | Fixtures | Residential | Lighting | 0.00058566 | 0.00066447 | 3.2794 | -72.6034 | Manufactured | ID/MT/OR-Exterior Porch_500 to 999 lumens | 6.2913e-07 | 1.6463e-06 | 3.7417e-06 | 7.5616e-06 | 1.3496e-05 | 2.1663e-05 | 3.2619e-05 | 4.6066e-05 | 6.1712e-05 | 7.8455e-05 | 9.2471e-05 | 0.00010705 | 0.00012082 | 0.0001327 | 0.00013987 | 0.00014702 | 0.00015226 | 0.00015537 | 0.00015906 | 0.00016189 | 0.0016361 | 0.13872 | 0.12192 | 0.096608 | 0.057686 | 0.05407 | 0.052616 | 0.038428 | 0.04608 | 0.068732 | 0.11262 | 0.13064 | 0.14121 | 0 | 0.27101 | 0.20073 | 0.17652 | 0.14695 | 0.13719 | 0.13185 | 0.13789 | 0.14517 | 0.16991 | 0.1961 | 0.24076 | 0.26599 | 10.5955
LO3Slow | New | Fixtures | Residential | Lighting | 0.0010737 | 0.0012181 | 6.0119 | -72.6034 | Manufactured | ID/MT/OR-Exterior Porch_1000 to 1999 lumens | 1.2321e-06 | 3.2243e-06 | 7.3281e-06 | 1.4809e-05 | 2.6433e-05 | 4.2428e-05 | 6.3884e-05 | 9.022e-05 | 0.00012086 | 0.00015365 | 0.0001811 | 0.00020965 | 0.00023662 | 0.00025988 | 0.00027394 | 0.00028794 | 0.00029819 | 0.00030429 | 0.00031152 | 0.00031706 | 0.0032043 | 0.2543 | 0.22351 | 0.17711 | 0.10575 | 0.099122 | 0.096458 | 0.070448 | 0.084476 | 0.126 | 0.20645 | 0.23949 | 0.25887 | 0 | 0.49683 | 0.36799 | 0.3236 | 0.2694 | 0.25151 | 0.24172 | 0.25279 | 0.26614 | 0.31148 | 0.35951 | 0.44137 | 0.48762 | 10.5955
LO3Slow | New | Fixtures | Residential | Lighting | 0.0020809 | 0.0023609 | 11.6518 | -72.6034 | Manufactured | ID/MT/OR-Exterior Porch_2000 to 3999 lumens | 1.1657e-06 | 3.0506e-06 | 6.9332e-06 | 1.4011e-05 | 2.5008e-05 | 4.0141e-05 | 6.0441e-05 | 8.5358e-05 | 0.00011435 | 0.00014537 | 0.00017134 | 0.00019835 | 0.00022387 | 0.00024588 | 0.00025918 | 0.00027242 | 0.00028212 | 0.00028789 | 0.00029474 | 0.00029997 | 0.0030316 | 0.49286 | 0.43319 | 0.34325 | 0.20496 | 0.19211 | 0.18695 | 0.13654 | 0.16372 | 0.24421 | 0.40013 | 0.46416 | 0.50172 | 0 | 0.96291 | 0.7132 | 0.62717 | 0.52212 | 0.48746 | 0.46848 | 0.48994 | 0.51581 | 0.60368 | 0.69677 | 0.85543 | 0.94506 | 10.5955
LO3Slow | New | Fixtures | Residential | Lighting | 0.003801 | 0.0043124 | 21.2835 | -72.6034 | Manufactured | ID/MT/OR-Exterior Porch_4000 to 7999 lumens | 5.1081e-08 | 1.3367e-07 | 3.038e-07 | 6.1395e-07 | 1.0958e-06 | 1.7589e-06 | 2.6484e-06 | 3.7403e-06 | 5.0106e-06 | 6.37e-06 | 7.508e-06 | 8.6914e-06 | 9.8095e-06 | 1.0774e-05 | 1.1357e-05 | 1.1937e-05 | 1.2362e-05 | 1.2615e-05 | 1.2915e-05 | 1.3144e-05 | 0.00013284 | 0.90028 | 0.79127 | 0.62699 | 0.37439 | 0.35091 | 0.34148 | 0.2494 | 0.29906 | 0.44607 | 0.73089 | 0.84785 | 0.91646 | 0 | 1.7589 | 1.3027 | 1.1456 | 0.95372 | 0.8904 | 0.85573 | 0.89492 | 0.94219 | 1.1027 | 1.2727 | 1.5625 | 1.7263 | 10.5955
LO3Slow | New | Fixtures | Residential | Lighting | 0.00017263 | 0.00020188 | 0.95994 | -89.2491 | Manufactured | ID/MT/OR-Chandelier/Pendant_0 to 249 lumens | 3.3209e-08 | 8.6904e-08 | 1.9751e-07 | 3.9915e-07 | 7.1242e-07 | 1.1435e-06 | 1.7218e-06 | 2.4316e-06 | 3.2576e-06 | 4.1413e-06 | 4.8812e-06 | 5.6505e-06 | 6.3774e-06 | 7.0045e-06 | 7.3833e-06 | 7.7606e-06 | 8.037e-06 | 8.2013e-06 | 8.3963e-06 | 8.5454e-06 | 8.6363e-05 | 0.041526 | 0.037048 | 0.029273 | 0.017087 | 0.016976 | 0.016859 | 0.012365 | 0.014842 | 0.021896 | 0.035317 | 0.040183 | 0.041778 | 0 | 0.07275 | 0.053859 | 0.047584 | 0.0397 | 0.041018 | 0.041674 | 0.044287 | 0.046685 | 0.053087 | 0.057578 | 0.068012 | 0.068561 | 6.1299
LO3Slow | New | Fixtures | Residential | Lighting | 0.00033817 | 0.00039547 | 1.8805 | -89.2491 | Manufactured | ID/MT/OR-Chandelier/Pendant_250 to 499 lumens | 2.6844e-07 | 7.0247e-07 | 1.5965e-06 | 3.2264e-06 | 5.7588e-06 | 9.2435e-06 | 1.3918e-05 | 1.9656e-05 | 2.6332e-05 | 3.3476e-05 | 3.9456e-05 | 4.5675e-05 | 5.1551e-05 | 5.6619e-05 | 5.9682e-05 | 6.2731e-05 | 6.4966e-05 | 6.6294e-05 | 6.787e-05 | 6.9075e-05 | 0.0006981 | 0.081348 | 0.072576 | 0.057345 | 0.033473 | 0.033257 | 0.033026 | 0.024223 | 0.029076 | 0.042893 | 0.069185 | 0.078718 | 0.081844 | 0 | 0.14252 | 0.10551 | 0.093216 | 0.077771 | 0.080353 | 0.081638 | 0.086757 | 0.091456 | 0.104 | 0.1128 | 0.13323 | 0.13431 | 6.1299
LO3Slow | New | Fixtures | Residential | Lighting | 0.00064887 | 0.00075881 | 3.6083 | -89.2491 | Manufactured | ID/MT/OR-Chandelier/Pendant_500 to 999 lumens | 1.9734e-06 | 5.1642e-06 | 1.1737e-05 | 2.3719e-05 | 4.2335e-05 | 6.7953e-05 | 0.00010232 | 0.0001445 | 0.00019358 | 0.0002461 | 0.00029006 | 0.00033578 | 0.00037897 | 0.00041624 | 0.00043875 | 0.00046117 | 0.00047759 | 0.00048736 | 0.00049894 | 0.00050781 | 0.005132 | 0.15609 | 0.13926 | 0.11003 | 0.064226 | 0.063811 | 0.063369 | 0.046477 | 0.055789 | 0.082302 | 0.13275 | 0.15104 | 0.15704 | 0 | 0.27345 | 0.20245 | 0.17886 | 0.14922 | 0.15418 | 0.15664 | 0.16647 | 0.17548 | 0.19954 | 0.21643 | 0.25564 | 0.25771 | 6.1299
LO3Slow | New | Fixtures | Residential | Lighting | 0.0011895 | 0.0013911 | 6.6148 | -89.2491 | Manufactured | ID/MT/OR-Chandelier/Pendant_1000 to 1999 lumens | 3.3431e-06 | 8.7485e-06 | 1.9883e-05 | 4.0181e-05 | 7.1719e-05 | 0.00011512 | 0.00017333 | 0.00024479 | 0.00032793 | 0.0004169 | 0.00049138 | 0.00056883 | 0.00064201 | 0.00070513 | 0.00074327 | 0.00078124 | 0.00080907 | 0.00082562 | 0.00084524 | 0.00086025 | 0.008694 | 0.28614 | 0.25529 | 0.20171 | 0.11774 | 0.11698 | 0.11617 | 0.085204 | 0.10227 | 0.15088 | 0.24336 | 0.27689 | 0.28789 | 0 | 0.5013 | 0.37113 | 0.32789 | 0.27356 | 0.28264 | 0.28717 | 0.30517 | 0.3217 | 0.36581 | 0.39676 | 0.46866 | 0.47244 | 6.1299
LO3Slow | New | Fixtures | Residential | Lighting | 0.0023054 | 0.0026961 | 12.8202 | -89.2491 | Manufactured | ID/MT/OR-Chandelier/Pendant_2000 to 3999 lumens | 4.8202e-06 | 1.2614e-05 | 2.8668e-05 | 5.7935e-05 | 0.00010341 | 0.00016598 | 0.00024992 | 0.00035295 | 0.00047282 | 0.0006011 | 0.00070849 | 0.00082015 | 0.00092566 | 0.0010167 | 0.0010717 | 0.0011264 | 0.0011665 | 0.0011904 | 0.0012187 | 0.0012403 | 0.012535 | 0.55458 | 0.49478 | 0.39095 | 0.2282 | 0.22672 | 0.22515 | 0.16514 | 0.19822 | 0.29242 | 0.47166 | 0.53665 | 0.55796 | 0 | 0.97159 | 0.7193 | 0.63549 | 0.5302 | 0.5478 | 0.55656 | 0.59146 | 0.62349 | 0.70898 | 0.76897 | 0.90831 | 0.91564 | 6.1299
LO3Slow | New | Fixtures | Residential | Lighting | 0.0042112 | 0.0049247 | 23.4176 | -89.2491 | Manufactured | ID/MT/OR-Chandelier/Pendant_4000 to 7999 lumens | 2.8957e-06 | 7.5776e-06 | 1.7222e-05 | 3.4804e-05 | 6.212e-05 | 9.971e-05 | 0.00015013 | 0.00021203 | 0.00028404 | 0.0003611 | 0.00042562 | 0.00049269 | 0.00055608 | 0.00061075 | 0.00064379 | 0.00067668 | 0.00070079 | 0.00071512 | 0.00073212 | 0.00074512 | 0.0075304 | 1.013 | 0.90377 | 0.71411 | 0.41683 | 0.41414 | 0.41126 | 0.30164 | 0.36207 | 0.53414 | 0.86154 | 0.98026 | 1.0192 | 0 | 1.7747 | 1.3139 | 1.1608 | 0.96847 | 1.0006 | 1.0166 | 1.0804 | 1.1389 | 1.295 | 1.4046 | 1.6591 | 1.6725 | 6.1299
LO3Slow | New | Fixtures | Residential | Lighting | 2.898e-05 | 2.7142e-05 | 0.22794 | 11.5397 | Manufactured | ID/MT/OR-Linear Flush Mount_0 to 249 lumens | 5.1724e-09 | 1.3535e-08 | 3.0762e-08 | 6.2168e-08 | 1.1096e-07 | 1.7811e-07 | 2.6818e-07 | 3.7873e-07 | 5.0737e-07 | 6.4502e-07 | 7.6025e-07 | 8.8007e-07 | 9.9329e-07 | 1.091e-06 | 1.15e-06 | 1.2087e-06 | 1.2518e-06 | 1.2774e-06 | 1.3077e-06 | 1.331e-06 | 1.3451e-05 | 0.007487 | 0.006459 | 0.0061971 | 0.0048257 | 0.0046285 | 0.0043584 | 0.0037415 | 0.0044261 | 0.0056027 | 0.0067528 | 0.0069007 | 0.0073306 | 0 | 0.015836 | 0.012314 | 0.01313 | 0.01134 | 0.011387 | 0.01209 | 0.011678 | 0.011986 | 0.01228 | 0.014988 | 0.015464 | 0.016735 | 1.5718
LO3Slow | New | Fixtures | Residential | Lighting | 5.6772e-05 | 5.3172e-05 | 0.44653 | 11.5397 | Manufactured | ID/MT/OR-Linear Flush Mount_250 to 499 lumens | 1.4758e-07 | 3.8621e-07 | 8.7774e-07 | 1.7738e-06 | 3.1661e-06 | 5.0819e-06 | 7.6519e-06 | 1.0806e-05 | 1.4477e-05 | 1.8404e-05 | 2.1692e-05 | 2.5111e-05 | 2.8342e-05 | 3.1128e-05 | 3.2812e-05 | 3.4488e-05 | 3.5717e-05 | 3.6447e-05 | 3.7314e-05 | 3.7976e-05 | 0.0003838 | 0.014667 | 0.012653 | 0.01214 | 0.0094535 | 0.0090671 | 0.008538 | 0.0073295 | 0.0086706 | 0.010976 | 0.013229 | 0.013518 | 0.01436 | 0 | 0.031023 | 0.024123 | 0.025721 | 0.022214 | 0.022307 | 0.023685 | 0.022877 | 0.02348 | 0.024055 | 0.029361 | 0.030294 | 0.032784 | 1.5718
LO3Slow | New | Fixtures | Residential | Lighting | 0.00010893 | 0.00010202 | 0.85678 | 11.5397 | Manufactured | ID/MT/OR-Linear Flush Mount_500 to 999 lumens | 2.8834e-06 | 7.5454e-06 | 1.7149e-05 | 3.4656e-05 | 6.1856e-05 | 9.9287e-05 | 0.0001495 | 0.00021113 | 0.00028284 | 0.00035957 | 0.00042381 | 0.0004906 | 0.00055372 | 0.00060816 | 0.00064106 | 0.00067381 | 0.00069781 | 0.00071208 | 0.00072901 | 0.00074196 | 0.0074984 | 0.028142 | 0.024278 | 0.023294 | 0.018139 | 0.017398 | 0.016382 | 0.014064 | 0.016637 | 0.021059 | 0.025382 | 0.025938 | 0.027554 | 0 | 0.059525 | 0.046286 | 0.049352 | 0.042623 | 0.042802 | 0.045445 | 0.043896 | 0.045053 | 0.046157 | 0.056337 | 0.058127 | 0.062904 | 1.5718
LO3Slow | New | Fixtures | Residential | Lighting | 0.0001997 | 0.00018703 | 1.5707 | 11.5397 | Manufactured | ID/MT/OR-Linear Flush Mount_1000 to 1999 lumens | 4.7197e-06 | 1.2351e-05 | 2.807e-05 | 5.6727e-05 | 0.00010125 | 0.00016252 | 0.00024471 | 0.00034559 | 0.00046297 | 0.00058857 | 0.00069372 | 0.00080306 | 0.00090637 | 0.00099549 | 0.0010493 | 0.0011029 | 0.0011422 | 0.0011656 | 0.0011933 | 0.0012145 | 0.012274 | 0.051591 | 0.044508 | 0.042703 | 0.033253 | 0.031894 | 0.030033 | 0.025782 | 0.030499 | 0.038607 | 0.046532 | 0.047551 | 0.050513 | 0 | 0.10912 | 0.084852 | 0.090474 | 0.078139 | 0.078467 | 0.083312 | 0.080471 | 0.082593 | 0.084616 | 0.10328 | 0.10656 | 0.11532 | 1.5718
LO3Slow | New | Fixtures | Residential | Lighting | 0.00038704 | 0.00036249 | 3.0442 | 11.5397 | Manufactured | ID/MT/OR-Linear Flush Mount_2000 to 3999 lumens | 1.7486e-06 | 4.5759e-06 | 1.04e-05 | 2.1017e-05 | 3.7513e-05 | 6.0213e-05 | 9.0663e-05 | 0.00012804 | 0.00017153 | 0.00021806 | 0.00025702 | 0.00029753 | 0.00033581 | 0.00036882 | 0.00038877 | 0.00040863 | 0.00042319 | 0.00043184 | 0.00044211 | 0.00044996 | 0.0045475 | 0.09999 | 0.086262 | 0.082764 | 0.064448 | 0.061814 | 0.058207 | 0.049968 | 0.059111 | 0.074825 | 0.090185 | 0.09216 | 0.097901 | 0 | 0.2115 | 0.16445 | 0.17535 | 0.15144 | 0.15208 | 0.16147 | 0.15596 | 0.16008 | 0.164 | 0.20017 | 0.20653 | 0.2235 | 1.5718
LO3Slow | New | Fixtures | Residential | Lighting | 0.00070697 | 0.00066213 | 5.5605 | 11.5397 | Manufactured | ID/MT/OR-Linear Flush Mount_4000 to 7999 lumens | 2.0197e-07 | 5.2852e-07 | 1.2012e-06 | 2.4275e-06 | 4.3328e-06 | 6.9546e-06 | 1.0472e-05 | 1.4789e-05 | 1.9811e-05 | 2.5186e-05 | 2.9686e-05 | 3.4365e-05 | 3.8786e-05 | 4.2599e-05 | 4.4903e-05 | 4.7197e-05 | 4.8879e-05 | 4.9878e-05 | 5.1064e-05 | 5.1971e-05 | 0.00052523 | 0.18264 | 0.15757 | 0.15118 | 0.11772 | 0.11291 | 0.10632 | 0.091273 | 0.10797 | 0.13668 | 0.16473 | 0.16834 | 0.17883 | 0 | 0.38632 | 0.3004 | 0.3203 | 0.27663 | 0.27779 | 0.29494 | 0.28488 | 0.2924 | 0.29956 | 0.36563 | 0.37725 | 0.40825 | 1.5718
LO3Slow | New | Fixtures | Residential | Lighting | 2.1873e-05 | 2.0242e-05 | 0.16937 | 20.4503 | Manufactured | ID/MT/OR-Linear Shop_0 to 249 lumens | 1.2184e-09 | 3.1883e-09 | 7.2462e-09 | 1.4644e-08 | 2.6138e-08 | 4.1954e-08 | 6.317e-08 | 8.9212e-08 | 1.1951e-07 | 1.5194e-07 | 1.7908e-07 | 2.0731e-07 | 2.3398e-07 | 2.5698e-07 | 2.7088e-07 | 2.8472e-07 | 2.9486e-07 | 3.0089e-07 | 3.0804e-07 | 3.1352e-07 | 3.1685e-06 | 0.005564 | 0.0047565 | 0.0045372 | 0.0035372 | 0.0033056 | 0.0030843 | 0.0026418 | 0.0031239 | 0.0039762 | 0.0048523 | 0.0050398 | 0.005502 | 0 | 0.012457 | 0.0096407 | 0.010081 | 0.0086736 | 0.0083159 | 0.0086034 | 0.0082545 | 0.0084675 | 0.0088128 | 0.01107 | 0.011754 | 0.013315 | 1.2368
LO3Slow | New | Fixtures | Residential | Lighting | 4.2848e-05 | 3.9655e-05 | 0.33179 | 20.4503 | Manufactured | ID/MT/OR-Linear Shop_250 to 499 lumens | 0 | 0 | 0 | 0 | 0 | 0 | 0 | 0 | 0 | 0 | 0 | 0 | 0 | 0 | 0 | 0 | 0 | 0 | 0 | 0 | 0 | 0.0109 | 0.0093179 | 0.0088884 | 0.0069294 | 0.0064756 | 0.0060422 | 0.0051753 | 0.0061197 | 0.0077893 | 0.0095056 | 0.0098729 | 0.010778 | 0 | 0.024402 | 0.018886 | 0.019749 | 0.016991 | 0.016291 | 0.016854 | 0.01617 | 0.016588 | 0.017264 | 0.021686 | 0.023026 | 0.026085 | 1.2368
LO3Slow | New | Fixtures | Residential | Lighting | 8.2216e-05 | 7.6087e-05 | 0.63662 | 20.4503 | Manufactured | ID/MT/OR-Linear Shop_500 to 999 lumens | 1.9159e-09 | 5.0137e-09 | 1.1395e-08 | 2.3028e-08 | 4.1101e-08 | 6.5973e-08 | 9.9335e-08 | 1.4029e-07 | 1.8794e-07 | 2.3892e-07 | 2.8161e-07 | 3.2599e-07 | 3.6793e-07 | 4.041e-07 | 4.2596e-07 | 4.4772e-07 | 4.6367e-07 | 4.7315e-07 | 4.844e-07 | 4.93e-07 | 4.9824e-06 | 0.020914 | 0.017879 | 0.017055 | 0.013296 | 0.012425 | 0.011593 | 0.0099302 | 0.011742 | 0.014946 | 0.018239 | 0.018944 | 0.020681 | 0 | 0.046822 | 0.036238 | 0.037894 | 0.032602 | 0.031258 | 0.032339 | 0.031027 | 0.031828 | 0.033126 | 0.04161 | 0.044182 | 0.05005 | 1.2368
LO3Slow | New | Fixtures | Residential | Lighting | 0.00015072 | 0.00013949 | 1.1671 | 20.4503 | Manufactured | ID/MT/OR-Linear Shop_1000 to 1999 lumens | 1.0745e-09 | 2.8118e-09 | 6.3905e-09 | 1.2915e-08 | 2.3051e-08 | 3.6999e-08 | 5.571e-08 | 7.8677e-08 | 1.054e-07 | 1.3399e-07 | 1.5793e-07 | 1.8282e-07 | 2.0634e-07 | 2.2663e-07 | 2.3889e-07 | 2.511e-07 | 2.6004e-07 | 2.6536e-07 | 2.7167e-07 | 2.7649e-07 | 2.7943e-06 | 0.03834 | 0.032776 | 0.031265 | 0.024374 | 0.022778 | 0.021254 | 0.018204 | 0.021526 | 0.027399 | 0.033436 | 0.034728 | 0.037913 | 0 | 0.085836 | 0.066432 | 0.069468 | 0.059768 | 0.057303 | 0.059284 | 0.05688 | 0.058347 | 0.060727 | 0.076281 | 0.080996 | 0.091754 | 1.2368
LO3Slow | New | Fixtures | Residential | Lighting | 0.00029211 | 0.00027034 | 2.2619 | 20.4503 | Manufactured | ID/MT/OR-Linear Shop_2000 to 3999 lumens | 0 | 0 | 0 | 0 | 0 | 0 | 0 | 0 | 0 | 0 | 0 | 0 | 0 | 0 | 0 | 0 | 0 | 0 | 0 | 0 | 0 | 0.074308 | 0.063524 | 0.060596 | 0.04724 | 0.044147 | 0.041192 | 0.035282 | 0.04172 | 0.053103 | 0.064803 | 0.067307 | 0.07348 | 0 | 0.16636 | 0.12875 | 0.13464 | 0.11584 | 0.11106 | 0.1149 | 0.11024 | 0.11308 | 0.1177 | 0.14784 | 0.15698 | 0.17783 | 1.2368
LO3Slow | New | Fixtures | Residential | Lighting | 0.00053358 | 0.00049381 | 4.1317 | 20.4503 | Manufactured | ID/MT/OR-Linear Shop_4000 to 7999 lumens | 1.5533e-08 | 4.0647e-08 | 9.238e-08 | 1.8669e-07 | 3.3322e-07 | 5.3486e-07 | 8.0534e-07 | 1.1373e-06 | 1.5236e-06 | 1.937e-06 | 2.2831e-06 | 2.6429e-06 | 2.9829e-06 | 3.2762e-06 | 3.4534e-06 | 3.6298e-06 | 3.7591e-06 | 3.836e-06 | 3.9272e-06 | 3.9969e-06 | 4.0394e-05 | 0.13573 | 0.11603 | 0.11068 | 0.08629 | 0.080639 | 0.075242 | 0.064447 | 0.076207 | 0.096999 | 0.11837 | 0.12294 | 0.13422 | 0 | 0.30388 | 0.23518 | 0.24593 | 0.21159 | 0.20287 | 0.20988 | 0.20137 | 0.20656 | 0.21499 | 0.27005 | 0.28674 | 0.32483 | 1.2368
LO3Slow | New | Fixtures | Residential | Lighting | 0.00025527 | 0.00024217 | 2.0416 | -46.3697 | Manufactured | ID/MT/OR-Track_0 to 249 lumens | 6.9114e-10 | 1.8086e-09 | 4.1105e-09 | 8.3069e-09 | 1.4827e-08 | 2.3799e-08 | 3.5834e-08 | 5.0607e-08 | 6.7795e-08 | 8.6188e-08 | 1.0159e-07 | 1.176e-07 | 1.3272e-07 | 1.4577e-07 | 1.5366e-07 | 1.6151e-07 | 1.6726e-07 | 1.7068e-07 | 1.7474e-07 | 1.7784e-07 | 1.7973e-06 | 0.067048 | 0.058395 | 0.056361 | 0.043837 | 0.043149 | 0.04099 | 0.035264 | 0.041732 | 0.05255 | 0.062578 | 0.06292 | 0.06496 | 0 | 0.1331 | 0.10407 | 0.11348 | 0.098426 | 0.10383 | 0.11311 | 0.10996 | 0.11292 | 0.11393 | 0.13509 | 0.13517 | 0.13873 | 3.6961
LO3Slow | New | Fixtures | Residential | Lighting | 0.00050008 | 0.0004744 | 3.9995 | -46.3697 | Manufactured | ID/MT/OR-Track_250 to 499 lumens | 6.304e-08 | 1.6497e-07 | 3.7493e-07 | 7.5769e-07 | 1.3524e-06 | 2.1707e-06 | 3.2685e-06 | 4.6159e-06 | 6.1837e-06 | 7.8614e-06 | 9.2659e-06 | 1.0726e-05 | 1.2106e-05 | 1.3296e-05 | 1.4016e-05 | 1.4732e-05 | 1.5256e-05 | 1.5568e-05 | 1.5939e-05 | 1.6222e-05 | 0.00016394 | 0.13135 | 0.11439 | 0.11041 | 0.085876 | 0.084528 | 0.0803 | 0.069081 | 0.081753 | 0.10294 | 0.12259 | 0.12326 | 0.12726 | 0 | 0.26074 | 0.20387 | 0.2223 | 0.19281 | 0.20341 | 0.22158 | 0.2154 | 0.2212 | 0.22319 | 0.26464 | 0.26479 | 0.27177 | 3.6961
LO3Slow | New | Fixtures | Residential | Lighting | 0.00095953 | 0.00091026 | 7.674 | -46.3697 | Manufactured | ID/MT/OR-Track_500 to 999 lumens | 1.0037e-06 | 2.6265e-06 | 5.9693e-06 | 1.2063e-05 | 2.1532e-05 | 3.4561e-05 | 5.2038e-05 | 7.3492e-05 | 9.8453e-05 | 0.00012516 | 0.00014752 | 0.00017077 | 0.00019274 | 0.0002117 | 0.00022315 | 0.00023455 | 0.0002429 | 0.00024787 | 0.00025376 | 0.00025827 | 0.0026101 | 0.25202 | 0.2195 | 0.21185 | 0.16478 | 0.16219 | 0.15408 | 0.13255 | 0.15686 | 0.19752 | 0.23522 | 0.2365 | 0.24417 | 0 | 0.5003 | 0.39118 | 0.42654 | 0.36996 | 0.39029 | 0.42516 | 0.41331 | 0.42443 | 0.42825 | 0.50777 | 0.50807 | 0.52147 | 3.6961
LO3Slow | New | Fixtures | Residential | Lighting | 0.001759 | 0.0016687 | 14.0682 | -46.3697 | Manufactured | ID/MT/OR-Track_1000 to 1999 lumens | 1.4584e-06 | 3.8164e-06 | 8.6736e-06 | 1.7529e-05 | 3.1286e-05 | 5.0218e-05 | 7.5614e-05 | 0.00010679 | 0.00014306 | 0.00018187 | 0.00021436 | 0.00024814 | 0.00028007 | 0.0003076 | 0.00032424 | 0.00034081 | 0.00035295 | 0.00036016 | 0.00036872 | 0.00037527 | 0.0037926 | 0.46202 | 0.40239 | 0.38837 | 0.30207 | 0.29733 | 0.28246 | 0.243 | 0.28757 | 0.36211 | 0.43121 | 0.43357 | 0.44763 | 0 | 0.91716 | 0.71713 | 0.78195 | 0.67823 | 0.71549 | 0.77941 | 0.75769 | 0.77808 | 0.78508 | 0.93087 | 0.93141 | 0.95597 | 3.6961
LO3Slow | New | Fixtures | Residential | Lighting | 0.0034092 | 0.0032342 | 27.2659 | -46.3697 | Manufactured | ID/MT/OR-Track_2000 to 3999 lumens | 2.3291e-06 | 6.0949e-06 | 1.3852e-05 | 2.7994e-05 | 4.9965e-05 | 8.02e-05 | 0.00012076 | 0.00017054 | 0.00022846 | 0.00029045 | 0.00034234 | 0.00039629 | 0.00044727 | 0.00049125 | 0.00051782 | 0.00054428 | 0.00056366 | 0.00057519 | 0.00058886 | 0.00059932 | 0.0060569 | 0.89545 | 0.77987 | 0.75272 | 0.58545 | 0.57626 | 0.54744 | 0.47096 | 0.55734 | 0.70181 | 0.83574 | 0.84031 | 0.86756 | 0 | 1.7776 | 1.3899 | 1.5155 | 1.3145 | 1.3867 | 1.5106 | 1.4685 | 1.508 | 1.5216 | 1.8041 | 1.8052 | 1.8528 | 3.6961
LO3Slow | New | Fixtures | Residential | Lighting | 0.0062274 | 0.0059076 | 49.8044 | -46.3697 | Manufactured | ID/MT/OR-Track_4000 to 7999 lumens | 9.3699e-07 | 2.452e-06 | 5.5727e-06 | 1.1262e-05 | 2.0101e-05 | 3.2264e-05 | 4.8581e-05 | 6.8608e-05 | 9.1911e-05 | 0.00011685 | 0.00013772 | 0.00015943 | 0.00017994 | 0.00019763 | 0.00020832 | 0.00021896 | 0.00022676 | 0.0002314 | 0.0002369 | 0.00024111 | 0.0024367 | 1.6356 | 1.4245 | 1.3749 | 1.0694 | 1.0526 | 0.99995 | 0.86026 | 1.018 | 1.2819 | 1.5266 | 1.5349 | 1.5847 | 0 | 3.2469 | 2.5388 | 2.7683 | 2.4011 | 2.533 | 2.7593 | 2.6824 | 2.7546 | 2.7793 | 3.2955 | 3.2974 | 3.3844 | 3.6961
LO3Slow | New | Fixtures | Residential | Lighting | 7.0455e-05 | 6.6792e-05 | 0.56298 | -74.0652 | Manufactured | WA-Floor/Table_0 to 249 lumens | 9.5916e-08 | 2.51e-07 | 5.7045e-07 | 1.1528e-06 | 2.0576e-06 | 3.3028e-06 | 4.973e-06 | 7.0232e-06 | 9.4086e-06 | 1.1961e-05 | 1.4098e-05 | 1.632e-05 | 1.8419e-05 | 2.0231e-05 | 2.1325e-05 | 2.2414e-05 | 2.3213e-05 | 2.3687e-05 | 2.425e-05 | 2.4681e-05 | 0.00024944 | 0.018489 | 0.016095 | 0.015529 | 0.012079 | 0.011874 | 0.011275 | 0.0096988 | 0.011478 | 0.014457 | 0.017226 | 0.017334 | 0.017923 | 0 | 0.036829 | 0.028788 | 0.031352 | 0.027187 | 0.028606 | 0.031121 | 0.030243 | 0.031057 | 0.03136 | 0.037239 | 0.037321 | 0.038417 | 10.5291
LO3Slow | New | Fixtures | Residential | Lighting | 0.00013802 | 0.00013084 | 1.1029 | -74.0652 | Manufactured | WA-Floor/Table_250 to 499 lumens | 6.718e-07 | 1.758e-06 | 3.9955e-06 | 8.0744e-06 | 1.4412e-05 | 2.3133e-05 | 3.4831e-05 | 4.9191e-05 | 6.5898e-05 | 8.3776e-05 | 9.8743e-05 | 0.00011431 | 0.00012901 | 0.0001417 | 0.00014936 | 0.00015699 | 0.00016258 | 0.00016591 | 0.00016985 | 0.00017287 | 0.0017471 | 0.03622 | 0.031529 | 0.030422 | 0.023663 | 0.023261 | 0.022088 | 0.019 | 0.022485 | 0.02832 | 0.033745 | 0.033958 | 0.035111 | 0 | 0.072148 | 0.056395 | 0.061417 | 0.053258 | 0.056038 | 0.060965 | 0.059247 | 0.06084 | 0.061434 | 0.072951 | 0.073112 | 0.075259 | 10.5291
LO3Slow | New | Fixtures | Residential | Lighting | 0.00026483 | 0.00025106 | 2.1161 | -74.0652 | Manufactured | WA-Floor/Table_500 to 999 lumens | 5.7041e-06 | 1.4927e-05 | 3.3925e-05 | 6.8559e-05 | 0.00012237 | 0.00019642 | 0.00029575 | 0.00041767 | 0.00055953 | 0.00071133 | 0.00083841 | 0.00097055 | 0.0010954 | 0.0012031 | 0.0012682 | 0.001333 | 0.0013805 | 0.0014087 | 0.0014422 | 0.0014678 | 0.014834 | 0.069497 | 0.060497 | 0.058373 | 0.045404 | 0.044633 | 0.042381 | 0.036456 | 0.043142 | 0.05434 | 0.064749 | 0.065157 | 0.06737 | 0 | 0.13843 | 0.10821 | 0.11785 | 0.10219 | 0.10752 | 0.11698 | 0.11368 | 0.11674 | 0.11788 | 0.13997 | 0.14028 | 0.1444 | 10.5291
LO3Slow | New | Fixtures | Residential | Lighting | 0.00048549 | 0.00046025 | 3.8794 | -74.0652 | Manufactured | WA-Floor/Table_1000 to 1999 lumens | 6.2748e-06 | 1.642e-05 | 3.7319e-05 | 7.5418e-05 | 0.00013461 | 0.00021607 | 0.00032533 | 0.00045945 | 0.00061551 | 0.00078249 | 0.00092229 | 0.0010676 | 0.001205 | 0.0013235 | 0.0013951 | 0.0014663 | 0.0015186 | 0.0015496 | 0.0015865 | 0.0016146 | 0.016318 | 0.1274 | 0.11091 | 0.10701 | 0.083236 | 0.081822 | 0.077694 | 0.066833 | 0.07909 | 0.099617 | 0.1187 | 0.11945 | 0.1235 | 0 | 0.25378 | 0.19837 | 0.21604 | 0.18734 | 0.19712 | 0.21445 | 0.2084 | 0.214 | 0.2161 | 0.25661 | 0.25717 | 0.26472 | 10.5291
LO3Slow | New | Fixtures | Residential | Lighting | 0.00094094 | 0.00089202 | 7.5187 | -74.0652 | Manufactured | WA-Floor/Table_2000 to 3999 lumens | 1.7472e-06 | 4.5723e-06 | 1.0392e-05 | 2.1e-05 | 3.7483e-05 | 6.0164e-05 | 9.059e-05 | 0.00012794 | 0.00017139 | 0.00021789 | 0.00025681 | 0.00029729 | 0.00033554 | 0.00036853 | 0.00038846 | 0.00040831 | 0.00042285 | 0.0004315 | 0.00044176 | 0.0004496 | 0.0045438 | 0.24692 | 0.21495 | 0.2074 | 0.16132 | 0.15858 | 0.15058 | 0.12953 | 0.15329 | 0.19307 | 0.23006 | 0.2315 | 0.23937 | 0 | 0.49186 | 0.38447 | 0.41871 | 0.36308 | 0.38204 | 0.41562 | 0.40391 | 0.41477 | 0.41882 | 0.49734 | 0.49843 | 0.51307 | 10.5291
LO3Slow | New | Fixtures | Residential | Lighting | 0.0017187 | 0.0016294 | 13.7338 | -74.0652 | Manufactured | WA-Floor/Table_4000 to 7999 lumens | 2.0118e-07 | 5.2647e-07 | 1.1965e-06 | 2.4181e-06 | 4.3159e-06 | 6.9276e-06 | 1.0431e-05 | 1.4731e-05 | 1.9734e-05 | 2.5088e-05 | 2.9571e-05 | 3.4231e-05 | 3.8635e-05 | 4.2434e-05 | 4.4729e-05 | 4.7014e-05 | 4.8689e-05 | 4.9684e-05 | 5.0865e-05 | 5.1769e-05 | 0.00052319 | 0.45104 | 0.39263 | 0.37884 | 0.29467 | 0.28967 | 0.27505 | 0.2366 | 0.28 | 0.35267 | 0.42022 | 0.42287 | 0.43723 | 0 | 0.89844 | 0.70227 | 0.76482 | 0.66321 | 0.69783 | 0.75918 | 0.73778 | 0.75762 | 0.76503 | 0.90844 | 0.91045 | 0.93718 | 10.5291
LO3Slow | New | Fixtures | Residential | Lighting | 0.00011143 | 0.00010541 | 0.88796 | -37.4742 | Manufactured | WA-Ceiling and Wall Flush Mount _0 to 249 lumens | 6.3871e-08 | 1.6714e-07 | 3.7987e-07 | 7.6768e-07 | 1.3702e-06 | 2.1993e-06 | 3.3116e-06 | 4.6768e-06 | 6.2653e-06 | 7.965e-06 | 9.388e-06 | 1.0868e-05 | 1.2266e-05 | 1.3472e-05 | 1.42e-05 | 1.4926e-05 | 1.5458e-05 | 1.5774e-05 | 1.6149e-05 | 1.6435e-05 | 0.0001661 | 0.029163 | 0.025348 | 0.024434 | 0.019009 | 0.01861 | 0.017647 | 0.015175 | 0.017957 | 0.022636 | 0.027023 | 0.027263 | 0.028318 | 0 | 0.058699 | 0.04584 | 0.049737 | 0.0431 | 0.04499 | 0.048748 | 0.047327 | 0.048596 | 0.049187 | 0.058676 | 0.059099 | 0.061374 | 3.6129
LO3Slow | New | Fixtures | Residential | Lighting | 0.00021828 | 0.0002065 | 1.7395 | -37.4742 | Manufactured | WA-Ceiling and Wall Flush Mount _250 to 499 lumens | 7.7987e-07 | 2.0408e-06 | 4.6383e-06 | 9.3734e-06 | 1.673e-05 | 2.6854e-05 | 4.0435e-05 | 5.7104e-05 | 7.6499e-05 | 9.7254e-05 | 0.00011463 | 0.00013269 | 0.00014977 | 0.00016449 | 0.00017339 | 0.00018225 | 0.00018874 | 0.0001926 | 0.00019718 | 0.00020068 | 0.0020281 | 0.057129 | 0.049656 | 0.047866 | 0.037239 | 0.036457 | 0.03457 | 0.029728 | 0.035178 | 0.044344 | 0.052938 | 0.053408 | 0.055475 | 0 | 0.11499 | 0.089801 | 0.097435 | 0.084432 | 0.088135 | 0.095497 | 0.092713 | 0.095198 | 0.096357 | 0.11495 | 0.11577 | 0.12023 | 3.6129
LO3Slow | New | Fixtures | Residential | Lighting | 0.00041883 | 0.00039623 | 3.3377 | -37.4742 | Manufactured | WA-Ceiling and Wall Flush Mount _500 to 999 lumens | 7.2889e-06 | 1.9074e-05 | 4.335e-05 | 8.7606e-05 | 0.00015637 | 0.00025099 | 0.00037791 | 0.00053371 | 0.00071498 | 0.00090896 | 0.0010713 | 0.0012402 | 0.0013997 | 0.0015374 | 0.0016205 | 0.0017033 | 0.001764 | 0.0018001 | 0.0018429 | 0.0018756 | 0.018955 | 0.10962 | 0.095277 | 0.091844 | 0.071452 | 0.069952 | 0.066332 | 0.05704 | 0.067498 | 0.085085 | 0.10158 | 0.10248 | 0.10644 | 0 | 0.22064 | 0.17231 | 0.18695 | 0.162 | 0.16911 | 0.18324 | 0.17789 | 0.18266 | 0.18489 | 0.22055 | 0.22214 | 0.23069 | 3.6129
LO3Slow | New | Fixtures | Residential | Lighting | 0.00076781 | 0.00072638 | 6.1187 | -37.4742 | Manufactured | WA-Ceiling and Wall Flush Mount _1000 to 1999 lumens | 9.0041e-06 | 2.3562e-05 | 5.3551e-05 | 0.00010822 | 0.00019316 | 0.00031005 | 0.00046684 | 0.0006593 | 0.00088323 | 0.0011228 | 0.0013234 | 0.001532 | 0.0017291 | 0.0018991 | 0.0020019 | 0.0021041 | 0.0021791 | 0.0022236 | 0.0022765 | 0.0023169 | 0.023416 | 0.20095 | 0.17466 | 0.16837 | 0.13099 | 0.12824 | 0.1216 | 0.10457 | 0.12374 | 0.15598 | 0.18621 | 0.18786 | 0.19513 | 0 | 0.40449 | 0.31588 | 0.34273 | 0.29699 | 0.31002 | 0.33591 | 0.32612 | 0.33486 | 0.33894 | 0.40433 | 0.40724 | 0.42291 | 3.6129
LO3Slow | New | Fixtures | Residential | Lighting | 0.0014881 | 0.0014078 | 11.8588 | -37.4742 | Manufactured | WA-Ceiling and Wall Flush Mount _2000 to 3999 lumens | 7.1211e-06 | 1.8635e-05 | 4.2352e-05 | 8.559e-05 | 0.00015277 | 0.00024521 | 0.00036921 | 0.00052142 | 0.00069853 | 0.00088804 | 0.0010467 | 0.0012117 | 0.0013675 | 0.001502 | 0.0015832 | 0.0016641 | 0.0017234 | 0.0017586 | 0.0018004 | 0.0018324 | 0.018519 | 0.38947 | 0.33852 | 0.32632 | 0.25387 | 0.24854 | 0.23568 | 0.20267 | 0.23982 | 0.30231 | 0.3609 | 0.3641 | 0.37819 | 0 | 0.78394 | 0.61221 | 0.66425 | 0.5756 | 0.60085 | 0.65104 | 0.63206 | 0.64901 | 0.6569 | 0.78363 | 0.78928 | 0.81966 | 3.6129
LO3Slow | New | Fixtures | Residential | Lighting | 0.0027182 | 0.0025715 | 21.6616 | -37.4742 | Manufactured | WA-Ceiling and Wall Flush Mount _4000 to 7999 lumens | 1.6976e-06 | 4.4424e-06 | 1.0096e-05 | 2.0404e-05 | 3.6418e-05 | 5.8455e-05 | 8.8016e-05 | 0.0001243 | 0.00016652 | 0.0002117 | 0.00024952 | 0.00028884 | 0.000326 | 0.00035806 | 0.00037742 | 0.00039671 | 0.00041084 | 0.00041924 | 0.0004292 | 0.00043683 | 0.0044147 | 0.71142 | 0.61835 | 0.59607 | 0.46373 | 0.45399 | 0.4305 | 0.37019 | 0.43806 | 0.55221 | 0.65923 | 0.66507 | 0.69081 | 0 | 1.432 | 1.1183 | 1.2133 | 1.0514 | 1.0975 | 1.1892 | 1.1545 | 1.1855 | 1.1999 | 1.4314 | 1.4417 | 1.4972 | 3.6129
LO3Slow | New | Fixtures | Residential | Lighting | 7.9543e-05 | 7.5085e-05 | 0.63206 | -112.5224 | Manufactured | WA-Downlight Fixture_0 to 249 lumens | 2.0729e-09 | 5.4245e-09 | 1.2328e-08 | 2.4915e-08 | 4.4469e-08 | 7.1379e-08 | 1.0748e-07 | 1.5178e-07 | 2.0334e-07 | 2.585e-07 | 3.0468e-07 | 3.527e-07 | 3.9808e-07 | 4.3722e-07 | 4.6087e-07 | 4.8441e-07 | 5.0167e-07 | 5.1193e-07 | 5.241e-07 | 5.334e-07 | 5.3907e-06 | 0.020759 | 0.018014 | 0.017347 | 0.013498 | 0.013157 | 0.012458 | 0.010709 | 0.012671 | 0.015987 | 0.019124 | 0.019347 | 0.020194 | 0 | 0.042248 | 0.032961 | 0.035623 | 0.030846 | 0.031927 | 0.034444 | 0.033403 | 0.034296 | 0.034802 | 0.041722 | 0.042245 | 0.04428 | 9.596
LO3Slow | New | Fixtures | Residential | Lighting | 0.00015582 | 0.00014709 | 1.2382 | -112.5224 | Manufactured | WA-Downlight Fixture_250 to 499 lumens | 3.424e-07 | 8.9601e-07 | 2.0364e-06 | 4.1153e-06 | 7.3454e-06 | 1.179e-05 | 1.7753e-05 | 2.5071e-05 | 3.3587e-05 | 4.2699e-05 | 5.0327e-05 | 5.8259e-05 | 6.5754e-05 | 7.2219e-05 | 7.6125e-05 | 8.0014e-05 | 8.2864e-05 | 8.4559e-05 | 8.6569e-05 | 8.8106e-05 | 0.00089043 | 0.040667 | 0.035289 | 0.033983 | 0.026443 | 0.025774 | 0.024404 | 0.020978 | 0.024823 | 0.031318 | 0.037464 | 0.037901 | 0.039561 | 0 | 0.082764 | 0.06457 | 0.069785 | 0.060427 | 0.062544 | 0.067475 | 0.065437 | 0.067185 | 0.068177 | 0.081733 | 0.082758 | 0.086744 | 9.596
LO3Slow | New | Fixtures | Residential | Lighting | 0.00029899 | 0.00028223 | 2.3758 | -112.5224 | Manufactured | WA-Downlight Fixture_500 to 999 lumens | 1.2025e-05 | 3.1467e-05 | 7.1517e-05 | 0.00014453 | 0.00025796 | 0.00041406 | 0.00062346 | 0.00088048 | 0.0011795 | 0.0014995 | 0.0017674 | 0.002046 | 0.0023092 | 0.0025363 | 0.0026734 | 0.00281 | 0.0029101 | 0.0029696 | 0.0030402 | 0.0030942 | 0.031271 | 0.07803 | 0.067711 | 0.065205 | 0.050738 | 0.049455 | 0.046826 | 0.040252 | 0.047629 | 0.060092 | 0.071884 | 0.072722 | 0.075907 | 0 | 0.1588 | 0.12389 | 0.1339 | 0.11594 | 0.12001 | 0.12947 | 0.12556 | 0.12891 | 0.13082 | 0.15683 | 0.15879 | 0.16644 | 9.596
LO3Slow | New | Fixtures | Residential | Lighting | 0.00054811 | 0.0005174 | 4.3554 | -112.5224 | Manufactured | WA-Downlight Fixture_1000 to 1999 lumens | 3.6709e-06 | 9.6061e-06 | 2.1832e-05 | 4.4121e-05 | 7.875e-05 | 0.0001264 | 0.00019033 | 0.00026879 | 0.00036008 | 0.00045777 | 0.00053956 | 0.00062459 | 0.00070494 | 0.00077426 | 0.00081613 | 0.00085783 | 0.00088839 | 0.00090656 | 0.00092811 | 0.00094459 | 0.0095463 | 0.14305 | 0.12413 | 0.11954 | 0.093015 | 0.090662 | 0.085843 | 0.073792 | 0.087314 | 0.11016 | 0.13178 | 0.13332 | 0.13916 | 0 | 0.29112 | 0.22713 | 0.24547 | 0.21255 | 0.22 | 0.23734 | 0.23018 | 0.23632 | 0.23982 | 0.2875 | 0.2911 | 0.30513 | 9.596
LO3Slow | New | Fixtures | Residential | Lighting | 0.0010623 | 0.0010028 | 8.4413 | -112.5224 | Manufactured | WA-Downlight Fixture_2000 to 3999 lumens | 1.0925e-06 | 2.859e-06 | 6.4977e-06 | 1.3131e-05 | 2.3437e-05 | 3.762e-05 | 5.6645e-05 | 7.9997e-05 | 0.00010717 | 0.00013624 | 0.00016058 | 0.00018589 | 0.00020981 | 0.00023043 | 0.0002429 | 0.00025531 | 0.0002644 | 0.00026981 | 0.00027622 | 0.00028113 | 0.0028412 | 0.27724 | 0.24058 | 0.23168 | 0.18027 | 0.17571 | 0.16637 | 0.14302 | 0.16923 | 0.21351 | 0.25541 | 0.25838 | 0.2697 | 0 | 0.56423 | 0.4402 | 0.47576 | 0.41196 | 0.42639 | 0.46 | 0.44611 | 0.45803 | 0.46479 | 0.5572 | 0.56419 | 0.59137 | 9.596
LO3Slow | New | Fixtures | Residential | Lighting | 0.0019404 | 0.0018317 | 15.4191 | -112.5224 | Manufactured | WA-Downlight Fixture_4000 to 7999 lumens | 3.4408e-07 | 9.0041e-07 | 2.0464e-06 | 4.1356e-06 | 7.3815e-06 | 1.1848e-05 | 1.784e-05 | 2.5194e-05 | 3.3752e-05 | 4.2909e-05 | 5.0574e-05 | 5.8545e-05 | 6.6077e-05 | 7.2574e-05 | 7.6499e-05 | 8.0408e-05 | 8.3272e-05 | 8.4975e-05 | 8.6995e-05 | 8.854e-05 | 0.00089481 | 0.50641 | 0.43945 | 0.42318 | 0.32929 | 0.32096 | 0.3039 | 0.26124 | 0.30911 | 0.39 | 0.46653 | 0.47197 | 0.49264 | 0 | 1.0306 | 0.80407 | 0.86902 | 0.75248 | 0.77885 | 0.84025 | 0.81487 | 0.83664 | 0.849 | 1.0178 | 1.0306 | 1.0802 | 9.596
LO3Slow | New | Fixtures | Residential | Lighting | 0.00014232 | 0.00016147 | 0.7969 | -74.0696 | Manufactured | WA-Exterior Porch_0 to 249 lumens | 3.216e-11 | 8.4158e-11 | 1.9127e-10 | 3.8654e-10 | 6.8992e-10 | 1.1074e-09 | 1.6674e-09 | 2.3548e-09 | 3.1546e-09 | 4.0105e-09 | 4.727e-09 | 5.472e-09 | 6.1759e-09 | 6.7832e-09 | 7.15e-09 | 7.5154e-09 | 7.7831e-09 | 7.9422e-09 | 8.131e-09 | 8.2754e-09 | 8.3634e-08 | 0.033708 | 0.029627 | 0.023476 | 0.014018 | 0.013139 | 0.012786 | 0.0093382 | 0.011198 | 0.016702 | 0.027366 | 0.031745 | 0.034314 | 0 | 0.065856 | 0.048778 | 0.042894 | 0.035709 | 0.033338 | 0.032041 | 0.033508 | 0.035278 | 0.041287 | 0.047654 | 0.058505 | 0.064635 | 12.2888
LO3Slow | New | Fixtures | Residential | Lighting | 0.0002788 | 0.00031631 | 1.5611 | -74.0696 | Manufactured | WA-Exterior Porch_250 to 499 lumens | 1.0193e-08 | 2.6674e-08 | 6.0623e-08 | 1.2251e-07 | 2.1867e-07 | 3.5099e-07 | 5.2849e-07 | 7.4636e-07 | 9.9987e-07 | 1.2711e-06 | 1.4982e-06 | 1.7344e-06 | 1.9575e-06 | 2.1499e-06 | 2.2662e-06 | 2.382e-06 | 2.4669e-06 | 2.5173e-06 | 2.5771e-06 | 2.6229e-06 | 2.6508e-05 | 0.066034 | 0.058039 | 0.045989 | 0.027461 | 0.025739 | 0.025047 | 0.018293 | 0.021936 | 0.032719 | 0.05361 | 0.062189 | 0.067221 | 0 | 0.12901 | 0.095555 | 0.084029 | 0.069954 | 0.06531 | 0.062767 | 0.065642 | 0.069108 | 0.080881 | 0.093353 | 0.11461 | 0.12662 | 12.2888
LO3Slow | New | Fixtures | Residential | Lighting | 0.00053494 | 0.00060693 | 2.9954 | -74.0696 | Manufactured | WA-Exterior Porch_500 to 999 lumens | 5.0959e-07 | 1.3335e-06 | 3.0307e-06 | 6.1248e-06 | 1.0932e-05 | 1.7547e-05 | 2.6421e-05 | 3.7313e-05 | 4.9987e-05 | 6.3548e-05 | 7.4901e-05 | 8.6706e-05 | 9.7861e-05 | 0.00010748 | 0.0001133 | 0.00011908 | 0.00012333 | 0.00012585 | 0.00012884 | 0.00013113 | 0.0013252 | 0.1267 | 0.11136 | 0.088242 | 0.052691 | 0.049387 | 0.04806 | 0.0351 | 0.04209 | 0.062779 | 0.10286 | 0.11933 | 0.12898 | 0 | 0.24754 | 0.18335 | 0.16123 | 0.13423 | 0.12531 | 0.12043 | 0.12595 | 0.1326 | 0.15519 | 0.17912 | 0.21991 | 0.24295 | 12.2888
LO3Slow | New | Fixtures | Residential | Lighting | 0.00098067 | 0.0011126 | 5.4913 | -74.0696 | Manufactured | WA-Exterior Porch_1000 to 1999 lumens | 9.9803e-07 | 2.6117e-06 | 5.9357e-06 | 1.1995e-05 | 2.141e-05 | 3.4366e-05 | 5.1745e-05 | 7.3078e-05 | 9.7898e-05 | 0.00012446 | 0.00014669 | 0.00016981 | 0.00019166 | 0.0002105 | 0.00022189 | 0.00023323 | 0.00024153 | 0.00024647 | 0.00025233 | 0.00025681 | 0.0025954 | 0.23228 | 0.20415 | 0.16177 | 0.096594 | 0.090538 | 0.088105 | 0.064347 | 0.07716 | 0.11509 | 0.18857 | 0.21875 | 0.23645 | 0 | 0.4538 | 0.33612 | 0.29557 | 0.24607 | 0.22973 | 0.22079 | 0.2309 | 0.24309 | 0.2845 | 0.32837 | 0.40315 | 0.44539 | 12.2888
LO3Slow | New | Fixtures | Residential | Lighting | 0.0019007 | 0.0021564 | 10.6428 | -74.0696 | Manufactured | WA-Exterior Porch_2000 to 3999 lumens | 9.4424e-07 | 2.471e-06 | 5.6158e-06 | 1.1349e-05 | 2.0257e-05 | 3.2514e-05 | 4.8957e-05 | 6.914e-05 | 9.2623e-05 | 0.00011775 | 0.00013879 | 0.00016066 | 0.00018133 | 0.00019916 | 0.00020993 | 0.00022066 | 0.00022852 | 0.00023319 | 0.00023873 | 0.00024297 | 0.0024556 | 0.45018 | 0.39568 | 0.31353 | 0.18721 | 0.17547 | 0.17076 | 0.12471 | 0.14955 | 0.22306 | 0.36548 | 0.42397 | 0.45827 | 0 | 0.87952 | 0.65144 | 0.57286 | 0.47691 | 0.44524 | 0.42791 | 0.44751 | 0.47114 | 0.5514 | 0.63642 | 0.78135 | 0.86322 | 12.2888
LO3Slow | New | Fixtures | Residential | Lighting | 0.0034718 | 0.003939 | 19.4403 | -74.0696 | Manufactured | WA-Exterior Porch_4000 to 7999 lumens | 4.1375e-08 | 1.0827e-07 | 2.4608e-07 | 4.973e-07 | 8.8761e-07 | 1.4247e-06 | 2.1452e-06 | 3.0296e-06 | 4.0586e-06 | 5.1597e-06 | 6.0815e-06 | 7.0399e-06 | 7.9456e-06 | 8.7269e-06 | 9.1989e-06 | 9.6689e-06 | 1.0013e-05 | 1.0218e-05 | 1.0461e-05 | 1.0647e-05 | 0.0001076 | 0.82231 | 0.72275 | 0.57269 | 0.34196 | 0.32052 | 0.31191 | 0.2278 | 0.27316 | 0.40744 | 0.66759 | 0.77442 | 0.83709 | 0 | 1.6066 | 1.1899 | 1.0464 | 0.87113 | 0.81329 | 0.78163 | 0.81742 | 0.86059 | 1.0072 | 1.1625 | 1.4272 | 1.5768 | 12.2888
LO3Slow | New | Fixtures | Residential | Lighting | 0.00011634 | 0.00013606 | 0.64697 | -109.4383 | Manufactured | WA-Chandelier/Pendant_0 to 249 lumens | 1.9848e-08 | 5.194e-08 | 1.1805e-07 | 2.3856e-07 | 4.2579e-07 | 6.8345e-07 | 1.0291e-06 | 1.4533e-06 | 1.9469e-06 | 2.4751e-06 | 2.9173e-06 | 3.3771e-06 | 3.8116e-06 | 4.1864e-06 | 4.4128e-06 | 4.6382e-06 | 4.8035e-06 | 4.9017e-06 | 5.0182e-06 | 5.1073e-06 | 5.1616e-05 | 0.027987 | 0.024969 | 0.019729 | 0.011516 | 0.011442 | 0.011362 | 0.0083335 | 0.010003 | 0.014757 | 0.023802 | 0.027082 | 0.028157 | 0 | 0.049031 | 0.036299 | 0.03207 | 0.026756 | 0.027645 | 0.028087 | 0.029848 | 0.031464 | 0.035779 | 0.038806 | 0.045838 | 0.046208 | 5.6792
LO3Slow | New | Fixtures | Residential | Lighting | 0.00022792 | 0.00026653 | 1.2674 | -109.4383 | Manufactured | WA-Chandelier/Pendant_250 to 499 lumens | 1.6044e-07 | 4.1984e-07 | 9.542e-07 | 1.9283e-06 | 3.4418e-06 | 5.5246e-06 | 8.3184e-06 | 1.1748e-05 | 1.5738e-05 | 2.0007e-05 | 2.3582e-05 | 2.7298e-05 | 3.081e-05 | 3.384e-05 | 3.567e-05 | 3.7492e-05 | 3.8828e-05 | 3.9622e-05 | 4.0564e-05 | 4.1284e-05 | 0.00041723 | 0.054826 | 0.048914 | 0.038649 | 0.022559 | 0.022414 | 0.022258 | 0.016325 | 0.019596 | 0.028909 | 0.046628 | 0.053053 | 0.05516 | 0 | 0.096051 | 0.071109 | 0.062825 | 0.052415 | 0.054155 | 0.055022 | 0.058472 | 0.061638 | 0.07009 | 0.07602 | 0.089796 | 0.09052 | 5.6792
LO3Slow | New | Fixtures | Residential | Lighting | 0.00043732 | 0.00051142 | 2.4318 | -109.4383 | Manufactured | WA-Chandelier/Pendant_500 to 999 lumens | 1.1795e-06 | 3.0865e-06 | 7.0147e-06 | 1.4176e-05 | 2.5302e-05 | 4.0614e-05 | 6.1152e-05 | 8.6362e-05 | 0.0001157 | 0.00014708 | 0.00017336 | 0.00020068 | 0.0002265 | 0.00024877 | 0.00026223 | 0.00027562 | 0.00028544 | 0.00029128 | 0.0002982 | 0.0003035 | 0.0030673 | 0.1052 | 0.093854 | 0.074158 | 0.043286 | 0.043007 | 0.042708 | 0.031324 | 0.0376 | 0.055468 | 0.089468 | 0.1018 | 0.10584 | 0 | 0.1843 | 0.13644 | 0.12055 | 0.10057 | 0.10391 | 0.10557 | 0.11219 | 0.11827 | 0.13449 | 0.14586 | 0.1723 | 0.17369 | 5.6792
LO3Slow | New | Fixtures | Residential | Lighting | 0.0008017 | 0.00093754 | 4.4581 | -109.4383 | Manufactured | WA-Chandelier/Pendant_1000 to 1999 lumens | 1.9981e-06 | 5.2287e-06 | 1.1883e-05 | 2.4015e-05 | 4.2864e-05 | 6.8802e-05 | 0.0001036 | 0.0001463 | 0.000196 | 0.00024917 | 0.00029368 | 0.00033997 | 0.00038371 | 0.00042143 | 0.00044423 | 0.00046692 | 0.00048356 | 0.00049345 | 0.00050518 | 0.00051415 | 0.0051961 | 0.19285 | 0.17206 | 0.13595 | 0.079354 | 0.078841 | 0.078294 | 0.057425 | 0.06893 | 0.10169 | 0.16402 | 0.18662 | 0.19403 | 0 | 0.33786 | 0.25013 | 0.22099 | 0.18437 | 0.19049 | 0.19354 | 0.20567 | 0.21681 | 0.24654 | 0.2674 | 0.31586 | 0.31841 | 5.6792
LO3Slow | New | Fixtures | Residential | Lighting | 0.0015538 | 0.0018171 | 8.6404 | -109.4383 | Manufactured | WA-Chandelier/Pendant_2000 to 3999 lumens | 2.8809e-06 | 7.5389e-06 | 1.7134e-05 | 3.4626e-05 | 6.1803e-05 | 9.9201e-05 | 0.00014937 | 0.00021094 | 0.00028259 | 0.00035926 | 0.00042344 | 0.00049018 | 0.00055324 | 0.00060764 | 0.0006405 | 0.00067323 | 0.00069721 | 0.00071146 | 0.00072838 | 0.00074131 | 0.0074919 | 0.37377 | 0.33347 | 0.26348 | 0.1538 | 0.1528 | 0.15174 | 0.1113 | 0.13359 | 0.19708 | 0.31788 | 0.36169 | 0.37605 | 0 | 0.65482 | 0.48478 | 0.4283 | 0.35733 | 0.3692 | 0.3751 | 0.39862 | 0.42021 | 0.47783 | 0.51826 | 0.61217 | 0.61711 | 5.6792
LO3Slow | New | Fixtures | Residential | Lighting | 0.0028382 | 0.0033191 | 15.7827 | -109.4383 | Manufactured | WA-Chandelier/Pendant_4000 to 7999 lumens | 1.7307e-06 | 4.5289e-06 | 1.0293e-05 | 2.0801e-05 | 3.7127e-05 | 5.9593e-05 | 8.973e-05 | 0.00012672 | 0.00016976 | 0.00021582 | 0.00025438 | 0.00029447 | 0.00033235 | 0.00036503 | 0.00038477 | 0.00040443 | 0.00041884 | 0.0004274 | 0.00043756 | 0.00044533 | 0.0045007 | 0.68273 | 0.60911 | 0.48129 | 0.28093 | 0.27911 | 0.27718 | 0.2033 | 0.24403 | 0.35999 | 0.58065 | 0.66066 | 0.68689 | 0 | 1.1961 | 0.88551 | 0.78234 | 0.65271 | 0.67439 | 0.68517 | 0.72813 | 0.76757 | 0.87281 | 0.94666 | 1.1182 | 1.1272 | 5.6792
LO3Slow | New | Fixtures | Residential | Lighting | 2.898e-05 | 2.7142e-05 | 0.22794 | 11.5397 | Manufactured | WA-Linear Flush Mount_0 to 249 lumens | 4.5868e-09 | 1.2003e-08 | 2.728e-08 | 5.513e-08 | 9.8399e-08 | 1.5794e-07 | 2.3782e-07 | 3.3586e-07 | 4.4993e-07 | 5.72e-07 | 6.7419e-07 | 7.8044e-07 | 8.8084e-07 | 9.6745e-07 | 1.0198e-06 | 1.0719e-06 | 1.1101e-06 | 1.1328e-06 | 1.1597e-06 | 1.1803e-06 | 1.1928e-05 | 0.007487 | 0.006459 | 0.0061971 | 0.0048257 | 0.0046285 | 0.0043584 | 0.0037415 | 0.0044261 | 0.0056027 | 0.0067528 | 0.0069007 | 0.0073306 | 0 | 0.015836 | 0.012314 | 0.01313 | 0.01134 | 0.011387 | 0.01209 | 0.011678 | 0.011986 | 0.01228 | 0.014988 | 0.015464 | 0.016735 | 1.5718
LO3Slow | New | Fixtures | Residential | Lighting | 5.6772e-05 | 5.3172e-05 | 0.44653 | 11.5397 | Manufactured | WA-Linear Flush Mount_250 to 499 lumens | 1.3088e-07 | 3.4248e-07 | 7.7838e-07 | 1.573e-06 | 2.8076e-06 | 4.5066e-06 | 6.7856e-06 | 9.583e-06 | 1.2838e-05 | 1.6321e-05 | 1.9237e-05 | 2.2268e-05 | 2.5133e-05 | 2.7604e-05 | 2.9097e-05 | 3.0584e-05 | 3.1673e-05 | 3.2321e-05 | 3.309e-05 | 3.3677e-05 | 0.00034035 | 0.014667 | 0.012653 | 0.01214 | 0.0094535 | 0.0090671 | 0.008538 | 0.0073295 | 0.0086706 | 0.010976 | 0.013229 | 0.013518 | 0.01436 | 0 | 0.031023 | 0.024123 | 0.025721 | 0.022214 | 0.022307 | 0.023685 | 0.022877 | 0.02348 | 0.024055 | 0.029361 | 0.030294 | 0.032784 | 1.5718
LO3Slow | New | Fixtures | Residential | Lighting | 0.00010893 | 0.00010202 | 0.85678 | 11.5397 | Manufactured | WA-Linear Flush Mount_500 to 999 lumens | 2.557e-06 | 6.6912e-06 | 1.5207e-05 | 3.0733e-05 | 5.4854e-05 | 8.8047e-05 | 0.00013257 | 0.00018723 | 0.00025082 | 0.00031886 | 0.00037583 | 0.00043506 | 0.00049103 | 0.00053931 | 0.00056848 | 0.00059753 | 0.00061881 | 0.00063147 | 0.00064648 | 0.00065796 | 0.0066495 | 0.028142 | 0.024278 | 0.023294 | 0.018139 | 0.017398 | 0.016382 | 0.014064 | 0.016637 | 0.021059 | 0.025382 | 0.025938 | 0.027554 | 0 | 0.059525 | 0.046286 | 0.049352 | 0.042623 | 0.042802 | 0.045445 | 0.043896 | 0.045053 | 0.046157 | 0.056337 | 0.058127 | 0.062904 | 1.5718
LO3Slow | New | Fixtures | Residential | Lighting | 0.0001997 | 0.00018703 | 1.5707 | 11.5397 | Manufactured | WA-Linear Flush Mount_1000 to 1999 lumens | 4.1854e-06 | 1.0953e-05 | 2.4893e-05 | 5.0305e-05 | 8.9789e-05 | 0.00014412 | 0.00021701 | 0.00030647 | 0.00041056 | 0.00052194 | 0.00061519 | 0.00071215 | 0.00080376 | 0.00088279 | 0.00093054 | 0.00097808 | 0.0010129 | 0.0010336 | 0.0010582 | 0.001077 | 0.010884 | 0.051591 | 0.044508 | 0.042703 | 0.033253 | 0.031894 | 0.030033 | 0.025782 | 0.030499 | 0.038607 | 0.046532 | 0.047551 | 0.050513 | 0 | 0.10912 | 0.084852 | 0.090474 | 0.078139 | 0.078467 | 0.083312 | 0.080471 | 0.082593 | 0.084616 | 0.10328 | 0.10656 | 0.11532 | 1.5718
LO3Slow | New | Fixtures | Residential | Lighting | 0.00038704 | 0.00036249 | 3.0442 | 11.5397 | Manufactured | WA-Linear Flush Mount_2000 to 3999 lumens | 1.5507e-06 | 4.0579e-06 | 9.2226e-06 | 1.8638e-05 | 3.3266e-05 | 5.3396e-05 | 8.0399e-05 | 0.00011354 | 0.00015211 | 0.00019338 | 0.00022792 | 0.00026385 | 0.00029779 | 0.00032707 | 0.00034476 | 0.00036237 | 0.00037528 | 0.00038296 | 0.00039206 | 0.00039902 | 0.0040326 | 0.09999 | 0.086262 | 0.082764 | 0.064448 | 0.061814 | 0.058207 | 0.049968 | 0.059111 | 0.074825 | 0.090185 | 0.09216 | 0.097901 | 0 | 0.2115 | 0.16445 | 0.17535 | 0.15144 | 0.15208 | 0.16147 | 0.15596 | 0.16008 | 0.164 | 0.20017 | 0.20653 | 0.2235 | 1.5718
LO3Slow | New | Fixtures | Residential | Lighting | 0.00070697 | 0.00066213 | 5.5605 | 11.5397 | Manufactured | WA-Linear Flush Mount_4000 to 7999 lumens | 1.791e-07 | 4.6869e-07 | 1.0652e-06 | 2.1527e-06 | 3.8423e-06 | 6.1673e-06 | 9.2861e-06 | 1.3114e-05 | 1.7569e-05 | 2.2335e-05 | 2.6325e-05 | 3.0474e-05 | 3.4395e-05 | 3.7777e-05 | 3.982e-05 | 4.1854e-05 | 4.3345e-05 | 4.4232e-05 | 4.5283e-05 | 4.6087e-05 | 0.00046577 | 0.18264 | 0.15757 | 0.15118 | 0.11772 | 0.11291 | 0.10632 | 0.091273 | 0.10797 | 0.13668 | 0.16473 | 0.16834 | 0.17883 | 0 | 0.38632 | 0.3004 | 0.3203 | 0.27663 | 0.27779 | 0.29494 | 0.28488 | 0.2924 | 0.29956 | 0.36563 | 0.37725 | 0.40825 | 1.5718
LO3Slow | New | Fixtures | Residential | Lighting | 2.1873e-05 | 2.0242e-05 | 0.16937 | 20.4503 | Manufactured | WA-Linear Shop_0 to 249 lumens | 1.0804e-09 | 2.8274e-09 | 6.4259e-09 | 1.2986e-08 | 2.3179e-08 | 3.7204e-08 | 5.6019e-08 | 7.9113e-08 | 1.0598e-07 | 1.3474e-07 | 1.5881e-07 | 1.8384e-07 | 2.0749e-07 | 2.2789e-07 | 2.4021e-07 | 2.5249e-07 | 2.6148e-07 | 2.6683e-07 | 2.7317e-07 | 2.7802e-07 | 2.8098e-06 | 0.005564 | 0.0047565 | 0.0045372 | 0.0035372 | 0.0033056 | 0.0030843 | 0.0026418 | 0.0031239 | 0.0039762 | 0.0048523 | 0.0050398 | 0.005502 | 0 | 0.012457 | 0.0096407 | 0.010081 | 0.0086736 | 0.0083159 | 0.0086034 | 0.0082545 | 0.0084675 | 0.0088128 | 0.01107 | 0.011754 | 0.013315 | 1.2368
LO3Slow | New | Fixtures | Residential | Lighting | 4.2848e-05 | 3.9655e-05 | 0.33179 | 20.4503 | Manufactured | WA-Linear Shop_250 to 499 lumens | 0 | 0 | 0 | 0 | 0 | 0 | 0 | 0 | 0 | 0 | 0 | 0 | 0 | 0 | 0 | 0 | 0 | 0 | 0 | 0 | 0 | 0.0109 | 0.0093179 | 0.0088884 | 0.0069294 | 0.0064756 | 0.0060422 | 0.0051753 | 0.0061197 | 0.0077893 | 0.0095056 | 0.0098729 | 0.010778 | 0 | 0.024402 | 0.018886 | 0.019749 | 0.016991 | 0.016291 | 0.016854 | 0.01617 | 0.016588 | 0.017264 | 0.021686 | 0.023026 | 0.026085 | 1.2368
LO3Slow | New | Fixtures | Residential | Lighting | 8.2216e-05 | 7.6087e-05 | 0.63662 | 20.4503 | Manufactured | WA-Linear Shop_500 to 999 lumens | 1.699e-09 | 4.4461e-09 | 1.0105e-08 | 2.0421e-08 | 3.6448e-08 | 5.8504e-08 | 8.809e-08 | 1.2441e-07 | 1.6666e-07 | 2.1187e-07 | 2.4973e-07 | 2.8908e-07 | 3.2628e-07 | 3.5836e-07 | 3.7774e-07 | 3.9704e-07 | 4.1118e-07 | 4.1959e-07 | 4.2956e-07 | 4.3719e-07 | 4.4184e-06 | 0.020914 | 0.017879 | 0.017055 | 0.013296 | 0.012425 | 0.011593 | 0.0099302 | 0.011742 | 0.014946 | 0.018239 | 0.018944 | 0.020681 | 0 | 0.046822 | 0.036238 | 0.037894 | 0.032602 | 0.031258 | 0.032339 | 0.031027 | 0.031828 | 0.033126 | 0.04161 | 0.044182 | 0.05005 | 1.2368
LO3Slow | New | Fixtures | Residential | Lighting | 0.00015072 | 0.00013949 | 1.1671 | 20.4503 | Manufactured | WA-Linear Shop_1000 to 1999 lumens | 9.5285e-10 | 2.4935e-09 | 5.667e-09 | 1.1453e-08 | 2.0441e-08 | 3.2811e-08 | 4.9403e-08 | 6.977e-08 | 9.3467e-08 | 1.1883e-07 | 1.4005e-07 | 1.6213e-07 | 1.8298e-07 | 2.0098e-07 | 2.1185e-07 | 2.2267e-07 | 2.306e-07 | 2.3532e-07 | 2.4091e-07 | 2.4519e-07 | 2.478e-06 | 0.03834 | 0.032776 | 0.031265 | 0.024374 | 0.022778 | 0.021254 | 0.018204 | 0.021526 | 0.027399 | 0.033436 | 0.034728 | 0.037913 | 0 | 0.085836 | 0.066432 | 0.069468 | 0.059768 | 0.057303 | 0.059284 | 0.05688 | 0.058347 | 0.060727 | 0.076281 | 0.080996 | 0.091754 | 1.2368
LO3Slow | New | Fixtures | Residential | Lighting | 0.00029211 | 0.00027034 | 2.2619 | 20.4503 | Manufactured | WA-Linear Shop_2000 to 3999 lumens | 0 | 0 | 0 | 0 | 0 | 0 | 0 | 0 | 0 | 0 | 0 | 0 | 0 | 0 | 0 | 0 | 0 | 0 | 0 | 0 | 0 | 0.074308 | 0.063524 | 0.060596 | 0.04724 | 0.044147 | 0.041192 | 0.035282 | 0.04172 | 0.053103 | 0.064803 | 0.067307 | 0.07348 | 0 | 0.16636 | 0.12875 | 0.13464 | 0.11584 | 0.11106 | 0.1149 | 0.11024 | 0.11308 | 0.1177 | 0.14784 | 0.15698 | 0.17783 | 1.2368
LO3Slow | New | Fixtures | Residential | Lighting | 0.00053358 | 0.00049381 | 4.1317 | 20.4503 | Manufactured | WA-Linear Shop_4000 to 7999 lumens | 1.3774e-08 | 3.6046e-08 | 8.1922e-08 | 1.6556e-07 | 2.955e-07 | 4.7431e-07 | 7.1417e-07 | 1.0086e-06 | 1.3512e-06 | 1.7177e-06 | 2.0246e-06 | 2.3437e-06 | 2.6452e-06 | 2.9053e-06 | 3.0624e-06 | 3.2189e-06 | 3.3335e-06 | 3.4017e-06 | 3.4826e-06 | 3.5444e-06 | 3.5821e-05 | 0.13573 | 0.11603 | 0.11068 | 0.08629 | 0.080639 | 0.075242 | 0.064447 | 0.076207 | 0.096999 | 0.11837 | 0.12294 | 0.13422 | 0 | 0.30388 | 0.23518 | 0.24593 | 0.21159 | 0.20287 | 0.20988 | 0.20137 | 0.20656 | 0.21499 | 0.27005 | 0.28674 | 0.32483 | 1.2368
LO3Slow | New | Fixtures | Residential | Lighting | 0.00021426 | 0.00020326 | 1.7136 | -52.248 | Manufactured | WA-Track_0 to 249 lumens | 5.1443e-10 | 1.3462e-09 | 3.0595e-09 | 6.183e-09 | 1.1036e-08 | 1.7714e-08 | 2.6672e-08 | 3.7667e-08 | 5.0461e-08 | 6.4151e-08 | 7.5612e-08 | 8.7529e-08 | 9.8789e-08 | 1.085e-07 | 1.1437e-07 | 1.2021e-07 | 1.245e-07 | 1.2704e-07 | 1.3006e-07 | 1.3237e-07 | 1.3378e-06 | 0.056276 | 0.049013 | 0.047306 | 0.036794 | 0.036217 | 0.034405 | 0.029598 | 0.035027 | 0.044107 | 0.052524 | 0.052811 | 0.054523 | 0 | 0.11172 | 0.08735 | 0.095246 | 0.082612 | 0.087151 | 0.094937 | 0.09229 | 0.094775 | 0.095627 | 0.11339 | 0.11345 | 0.11644 | 5.0463
LO3Slow | New | Fixtures | Residential | Lighting | 0.00041973 | 0.00039818 | 3.3569 | -52.248 | Manufactured | WA-Track_250 to 499 lumens | 4.6922e-08 | 1.2279e-07 | 2.7907e-07 | 5.6396e-07 | 1.0066e-06 | 1.6157e-06 | 2.4328e-06 | 3.4357e-06 | 4.6027e-06 | 5.8514e-06 | 6.8967e-06 | 7.9837e-06 | 9.0108e-06 | 9.8968e-06 | 1.0432e-05 | 1.0965e-05 | 1.1356e-05 | 1.1588e-05 | 1.1863e-05 | 1.2074e-05 | 0.00012202 | 0.11024 | 0.096016 | 0.092672 | 0.072079 | 0.070948 | 0.067399 | 0.057983 | 0.068618 | 0.086405 | 0.10289 | 0.10346 | 0.10681 | 0 | 0.21885 | 0.17112 | 0.18659 | 0.16184 | 0.17073 | 0.18598 | 0.1808 | 0.18566 | 0.18733 | 0.22212 | 0.22225 | 0.22811 | 5.0463
LO3Slow | New | Fixtures | Residential | Lighting | 0.00080537 | 0.00076401 | 6.4411 | -52.248 | Manufactured | WA-Track_500 to 999 lumens | 7.4706e-07 | 1.9549e-06 | 4.4431e-06 | 8.979e-06 | 1.6026e-05 | 2.5724e-05 | 3.8733e-05 | 5.4701e-05 | 7.328e-05 | 9.3161e-05 | 0.0001098 | 0.00012711 | 0.00014346 | 0.00015757 | 0.00016609 | 0.00017458 | 0.0001808 | 0.00018449 | 0.00018888 | 0.00019223 | 0.0019428 | 0.21153 | 0.18423 | 0.17782 | 0.1383 | 0.13613 | 0.12932 | 0.11125 | 0.13166 | 0.16579 | 0.19743 | 0.19851 | 0.20494 | 0 | 0.41992 | 0.32833 | 0.35801 | 0.31052 | 0.32758 | 0.35685 | 0.3469 | 0.35624 | 0.35945 | 0.42619 | 0.42644 | 0.43769 | 5.0463
LO3Slow | New | Fixtures | Residential | Lighting | 0.0014764 | 0.0014006 | 11.808 | -52.248 | Manufactured | WA-Track_1000 to 1999 lumens | 1.0855e-06 | 2.8406e-06 | 6.456e-06 | 1.3047e-05 | 2.3287e-05 | 3.7378e-05 | 5.6281e-05 | 7.9483e-05 | 0.00010648 | 0.00013537 | 0.00015955 | 0.0001847 | 0.00020846 | 0.00022895 | 0.00024134 | 0.00025367 | 0.0002627 | 0.00026808 | 0.00027445 | 0.00027932 | 0.0028229 | 0.38779 | 0.33774 | 0.32598 | 0.25354 | 0.24956 | 0.23708 | 0.20396 | 0.24137 | 0.30393 | 0.36193 | 0.36391 | 0.37571 | 0 | 0.76981 | 0.60191 | 0.65632 | 0.56926 | 0.60054 | 0.65419 | 0.63595 | 0.65307 | 0.65895 | 0.78131 | 0.78177 | 0.80238 | 5.0463
LO3Slow | New | Fixtures | Residential | Lighting | 0.0028615 | 0.0027146 | 22.8853 | -52.248 | Manufactured | WA-Track_2000 to 3999 lumens | 1.7336e-06 | 4.5365e-06 | 1.031e-05 | 2.0836e-05 | 3.719e-05 | 5.9694e-05 | 8.9882e-05 | 0.00012694 | 0.00017005 | 0.00021619 | 0.00025481 | 0.00029497 | 0.00033291 | 0.00036565 | 0.00038542 | 0.00040512 | 0.00041955 | 0.00042813 | 0.0004383 | 0.00044609 | 0.0045083 | 0.75158 | 0.65458 | 0.63178 | 0.49139 | 0.48368 | 0.45948 | 0.39529 | 0.4678 | 0.58906 | 0.70147 | 0.7053 | 0.72817 | 0 | 1.492 | 1.1666 | 1.272 | 1.1033 | 1.1639 | 1.2679 | 1.2326 | 1.2657 | 1.2771 | 1.5143 | 1.5152 | 1.5551 | 5.0463
LO3Slow | New | Fixtures | Residential | Lighting | 0.0052269 | 0.0049585 | 41.8027 | -52.248 | Manufactured | WA-Track_4000 to 7999 lumens | 6.9742e-07 | 1.825e-06 | 4.1478e-06 | 8.3824e-06 | 1.4961e-05 | 2.4015e-05 | 3.6159e-05 | 5.1066e-05 | 6.8411e-05 | 8.6971e-05 | 0.00010251 | 0.00011866 | 0.00013393 | 0.0001471 | 0.00015505 | 0.00016298 | 0.00016878 | 0.00017223 | 0.00017633 | 0.00017946 | 0.0018137 | 1.3729 | 1.1957 | 1.154 | 0.89758 | 0.8835 | 0.8393 | 0.72205 | 0.85449 | 1.076 | 1.2813 | 1.2883 | 1.3301 | 0 | 2.7253 | 2.1309 | 2.3235 | 2.0153 | 2.126 | 2.316 | 2.2514 | 2.312 | 2.3328 | 2.766 | 2.7676 | 2.8406 | 5.0463
LO3Slow | NR | Fixtures | Residential | Lighting | 9.9203e-05 | 9.4046e-05 | 0.7927 | -66.9628 | Single Family | ID/MT/OR-Floor/Table_0 to 249 lumens | 1.0643e-05 | 2.731e-05 | 6.0556e-05 | 0.00011857 | 0.00020856 | 0.00033416 | 0.0004935 | 0.00067873 | 0.00087742 | 0.0010752 | 0.0012588 | 0.0014184 | 0.0015486 | 0.0016486 | 0.001721 | 0.0017703 | 0.0018016 | 0.00182 | 0.0018295 | 0.0018352 | 0.03685 | 0.026033 | 0.022662 | 0.021866 | 0.017008 | 0.016719 | 0.015876 | 0.013656 | 0.016161 | 0.020356 | 0.024255 | 0.024407 | 0.025237 | 0 | 0.051857 | 0.040534 | 0.044144 | 0.03828 | 0.040278 | 0.043819 | 0.042584 | 0.043729 | 0.044156 | 0.052434 | 0.05255 | 0.054093 | 8.6645
LO3Slow | NR | Fixtures | Residential | Lighting | 0.00019434 | 0.00018423 | 1.5529 | -66.9628 | Single Family | ID/MT/OR-Floor/Table_250 to 499 lumens | 7.4543e-05 | 0.00019128 | 0.00042413 | 0.00083049 | 0.0014608 | 0.0023405 | 0.0034565 | 0.0047539 | 0.0061455 | 0.0075308 | 0.0088167 | 0.0099342 | 0.010846 | 0.011547 | 0.012054 | 0.012399 | 0.012619 | 0.012747 | 0.012814 | 0.012853 | 0.2581 | 0.050999 | 0.044395 | 0.042836 | 0.033319 | 0.032753 | 0.0311 | 0.026753 | 0.031659 | 0.039876 | 0.047515 | 0.047814 | 0.049438 | 0 | 0.10159 | 0.079407 | 0.086478 | 0.07499 | 0.078904 | 0.085841 | 0.083422 | 0.085665 | 0.086502 | 0.10272 | 0.10295 | 0.10597 | 8.6645
LO3Slow | NR | Fixtures | Residential | Lighting | 0.00037289 | 0.0003535 | 2.9796 | -66.9628 | Single Family | ID/MT/OR-Floor/Table_500 to 999 lumens | 0.00063293 | 0.0016241 | 0.0036013 | 0.0070516 | 0.012403 | 0.019873 | 0.029349 | 0.040365 | 0.052181 | 0.063943 | 0.074862 | 0.08435 | 0.092095 | 0.098044 | 0.10235 | 0.10528 | 0.10714 | 0.10824 | 0.1088 | 0.10914 | 2.1915 | 0.097855 | 0.085183 | 0.082191 | 0.063931 | 0.062845 | 0.059674 | 0.051332 | 0.060746 | 0.076513 | 0.09117 | 0.091743 | 0.09486 | 0 | 0.19492 | 0.15236 | 0.16593 | 0.14389 | 0.1514 | 0.16471 | 0.16007 | 0.16437 | 0.16598 | 0.19709 | 0.19753 | 0.20333 | 8.6645
LO3Slow | NR | Fixtures | Residential | Lighting | 0.00068359 | 0.00064805 | 5.4623 | -66.9628 | Single Family | ID/MT/OR-Floor/Table_1000 to 1999 lumens | 0.00069625 | 0.0017866 | 0.0039615 | 0.007757 | 0.013644 | 0.021861 | 0.032285 | 0.044403 | 0.057401 | 0.07034 | 0.082351 | 0.092789 | 0.10131 | 0.10785 | 0.11259 | 0.11581 | 0.11786 | 0.11906 | 0.11968 | 0.12006 | 2.4107 | 0.17939 | 0.15616 | 0.15068 | 0.1172 | 0.11521 | 0.1094 | 0.094103 | 0.11136 | 0.14027 | 0.16713 | 0.16819 | 0.1739 | 0 | 0.35733 | 0.27931 | 0.30419 | 0.26378 | 0.27755 | 0.30195 | 0.29344 | 0.30133 | 0.30427 | 0.36131 | 0.36211 | 0.37274 | 8.6645
LO3Slow | NR | Fixtures | Residential | Lighting | 0.0013249 | 0.001256 | 10.5866 | -66.9628 | Single Family | ID/MT/OR-Floor/Table_2000 to 3999 lumens | 0.00019387 | 0.00049749 | 0.0011031 | 0.00216 | 0.0037993 | 0.0060873 | 0.0089898 | 0.012364 | 0.015983 | 0.019586 | 0.022931 | 0.025837 | 0.02821 | 0.030032 | 0.031351 | 0.032248 | 0.032819 | 0.033153 | 0.033327 | 0.03343 | 0.67128 | 0.34768 | 0.30266 | 0.29203 | 0.22715 | 0.22329 | 0.21202 | 0.18238 | 0.21583 | 0.27185 | 0.32393 | 0.32597 | 0.33704 | 0 | 0.69256 | 0.54135 | 0.58956 | 0.51124 | 0.53792 | 0.58522 | 0.56872 | 0.58401 | 0.58972 | 0.70027 | 0.70182 | 0.72242 | 8.6645
LO3Slow | NR | Fixtures | Residential | Lighting | 0.0024201 | 0.0022942 | 19.3377 | -66.9628 | Single Family | ID/MT/OR-Floor/Table_4000 to 7999 lumens | 2.2323e-05 | 5.7283e-05 | 0.00012702 | 0.00024871 | 0.00043746 | 0.00070091 | 0.0010351 | 0.0014236 | 0.0018404 | 0.0022553 | 0.0026403 | 0.002975 | 0.0032482 | 0.003458 | 0.0036098 | 0.0037132 | 0.0037789 | 0.0038174 | 0.0038374 | 0.0038492 | 0.077294 | 0.63508 | 0.55284 | 0.53342 | 0.41491 | 0.40786 | 0.38729 | 0.33315 | 0.39425 | 0.49657 | 0.59169 | 0.59542 | 0.61564 | 0 | 1.265 | 0.98883 | 1.0769 | 0.93383 | 0.98258 | 1.069 | 1.0388 | 1.0668 | 1.0772 | 1.2791 | 1.282 | 1.3196 | 8.6645
LO3Slow | NR | Fixtures | Residential | Lighting | 0.00013061 | 0.00012357 | 1.0409 | -37.2177 | Single Family | ID/MT/OR-Ceiling and Wall Flush Mount _0 to 249 lumens | 5.9002e-06 | 1.514e-05 | 3.3571e-05 | 6.5735e-05 | 0.00011562 | 0.00018525 | 0.00027359 | 0.00037628 | 0.00048643 | 0.00059608 | 0.00069786 | 0.00078631 | 0.0008585 | 0.00091396 | 0.0009541 | 0.00098141 | 0.00099878 | 0.001009 | 0.0010142 | 0.0010174 | 0.020429 | 0.034185 | 0.029713 | 0.028642 | 0.022283 | 0.021815 | 0.020686 | 0.017788 | 0.02105 | 0.026535 | 0.031677 | 0.031958 | 0.033195 | 0 | 0.068809 | 0.053735 | 0.058303 | 0.050522 | 0.052738 | 0.057144 | 0.055478 | 0.056965 | 0.057658 | 0.068781 | 0.069277 | 0.071943 | 3.7754
LO3Slow | NR | Fixtures | Residential | Lighting | 0.00025587 | 0.00024207 | 2.0391 | -37.2177 | Single Family | ID/MT/OR-Ceiling and Wall Flush Mount _250 to 499 lumens | 7.2042e-05 | 0.00018486 | 0.0004099 | 0.00080263 | 0.0014118 | 0.002262 | 0.0033405 | 0.0045944 | 0.0059393 | 0.0072781 | 0.0085209 | 0.0096009 | 0.010482 | 0.01116 | 0.01165 | 0.011983 | 0.012195 | 0.01232 | 0.012384 | 0.012422 | 0.24944 | 0.066968 | 0.058207 | 0.05611 | 0.043652 | 0.042735 | 0.040524 | 0.034847 | 0.041236 | 0.051981 | 0.062055 | 0.062605 | 0.065028 | 0 | 0.1348 | 0.10527 | 0.11422 | 0.098972 | 0.10331 | 0.11194 | 0.10868 | 0.11159 | 0.11295 | 0.13474 | 0.13571 | 0.14094 | 3.7754
LO3Slow | NR | Fixtures | Residential | Lighting | 0.00049096 | 0.00046447 | 3.9125 | -37.2177 | Single Family | ID/MT/OR-Ceiling and Wall Flush Mount _500 to 999 lumens | 0.00067332 | 0.0017278 | 0.0038311 | 0.0075016 | 0.013195 | 0.021141 | 0.031221 | 0.04294 | 0.05551 | 0.068023 | 0.079638 | 0.089733 | 0.097971 | 0.1043 | 0.10888 | 0.112 | 0.11398 | 0.11514 | 0.11574 | 0.1161 | 2.3313 | 0.1285 | 0.11169 | 0.10766 | 0.083758 | 0.081999 | 0.077756 | 0.066864 | 0.079122 | 0.099739 | 0.11907 | 0.12012 | 0.12477 | 0 | 0.25864 | 0.20198 | 0.21915 | 0.1899 | 0.19823 | 0.21479 | 0.20853 | 0.21412 | 0.21673 | 0.25854 | 0.2604 | 0.27042 | 3.7754
LO3Slow | NR | Fixtures | Residential | Lighting | 0.00090004 | 0.00085147 | 7.1725 | -37.2177 | Single Family | ID/MT/OR-Ceiling and Wall Flush Mount _1000 to 1999 lumens | 0.00083176 | 0.0021344 | 0.0047325 | 0.0092668 | 0.0163 | 0.026116 | 0.038568 | 0.053044 | 0.068573 | 0.08403 | 0.098378 | 0.11085 | 0.12103 | 0.12884 | 0.1345 | 0.13835 | 0.1408 | 0.14224 | 0.14298 | 0.14342 | 2.8799 | 0.23556 | 0.20475 | 0.19737 | 0.15355 | 0.15032 | 0.14254 | 0.12258 | 0.14505 | 0.18284 | 0.21828 | 0.22022 | 0.22874 | 0 | 0.47414 | 0.37028 | 0.40175 | 0.34814 | 0.36341 | 0.39377 | 0.38228 | 0.39253 | 0.39731 | 0.47396 | 0.47737 | 0.49574 | 3.7754
LO3Slow | NR | Fixtures | Residential | Lighting | 0.0017444 | 0.0016503 | 13.9011 | -37.2177 | Single Family | ID/MT/OR-Ceiling and Wall Flush Mount _2000 to 3999 lumens | 0.00065782 | 0.001688 | 0.0037429 | 0.0073289 | 0.012891 | 0.020654 | 0.030503 | 0.041952 | 0.054233 | 0.066458 | 0.077805 | 0.087667 | 0.095716 | 0.1019 | 0.10637 | 0.10942 | 0.11136 | 0.11249 | 0.11308 | 0.11343 | 2.2777 | 0.45655 | 0.39682 | 0.38252 | 0.29759 | 0.29134 | 0.27627 | 0.23757 | 0.28112 | 0.35437 | 0.42305 | 0.42681 | 0.44332 | 0 | 0.91895 | 0.71764 | 0.77865 | 0.67473 | 0.70433 | 0.76317 | 0.74092 | 0.76078 | 0.77003 | 0.91859 | 0.9252 | 0.96082 | 3.7754
LO3Slow | NR | Fixtures | Residential | Lighting | 0.0031863 | 0.0030144 | 25.3921 | -37.2177 | Single Family | ID/MT/OR-Ceiling and Wall Flush Mount _4000 to 7999 lumens | 0.00017684 | 0.00045377 | 0.0010062 | 0.0019702 | 0.0034654 | 0.0055523 | 0.0081998 | 0.011278 | 0.014579 | 0.017865 | 0.020916 | 0.023567 | 0.025731 | 0.027393 | 0.028596 | 0.029414 | 0.029935 | 0.03024 | 0.030398 | 0.030492 | 0.61229 | 0.83394 | 0.72484 | 0.69872 | 0.54359 | 0.53218 | 0.50464 | 0.43395 | 0.5135 | 0.64731 | 0.77276 | 0.77961 | 0.80978 | 0 | 1.6786 | 1.3109 | 1.4223 | 1.2325 | 1.2865 | 1.394 | 1.3534 | 1.3896 | 1.4066 | 1.6779 | 1.69 | 1.755 | 3.7754
LO3Slow | NR | Fixtures | Residential | Lighting | 0.00010381 | 9.7994e-05 | 0.82491 | -111.1375 | Single Family | ID/MT/OR-Downlight Fixture_0 to 249 lumens | 2.4041e-07 | 6.1691e-07 | 1.3679e-06 | 2.6785e-06 | 4.7112e-06 | 7.5485e-06 | 1.1148e-05 | 1.5332e-05 | 1.982e-05 | 2.4288e-05 | 2.8435e-05 | 3.2039e-05 | 3.4981e-05 | 3.7241e-05 | 3.8876e-05 | 3.9989e-05 | 4.0697e-05 | 4.1112e-05 | 4.1326e-05 | 4.1454e-05 | 0.00083242 | 0.027093 | 0.02351 | 0.02264 | 0.017617 | 0.017171 | 0.016259 | 0.013976 | 0.016537 | 0.020865 | 0.024959 | 0.02525 | 0.026356 | 0 | 0.055138 | 0.043017 | 0.046492 | 0.040257 | 0.041668 | 0.044953 | 0.043595 | 0.044759 | 0.045421 | 0.054451 | 0.055134 | 0.05779 | 10.4726
LO3Slow | NR | Fixtures | Residential | Lighting | 0.00020337 | 0.00019197 | 1.616 | -111.1375 | Single Family | ID/MT/OR-Downlight Fixture_250 to 499 lumens | 3.9711e-05 | 0.0001019 | 0.00022595 | 0.00044242 | 0.00077819 | 0.0012468 | 0.0018414 | 0.0025325 | 0.0032739 | 0.0040118 | 0.0046969 | 0.0052922 | 0.0057781 | 0.0061514 | 0.0064214 | 0.0066053 | 0.0067222 | 0.0067907 | 0.0068262 | 0.0068473 | 0.1375 | 0.053074 | 0.046056 | 0.044351 | 0.034511 | 0.033638 | 0.03185 | 0.027379 | 0.032396 | 0.040874 | 0.048895 | 0.049464 | 0.051631 | 0 | 0.10801 | 0.08427 | 0.091077 | 0.078864 | 0.081627 | 0.088062 | 0.085402 | 0.087683 | 0.088979 | 0.10667 | 0.10801 | 0.11321 | 10.4726
LO3Slow | NR | Fixtures | Residential | Lighting | 0.00039021 | 0.00036834 | 3.1007 | -111.1375 | Single Family | ID/MT/OR-Downlight Fixture_500 to 999 lumens | 0.0013946 | 0.0035787 | 0.007935 | 0.015538 | 0.027329 | 0.043788 | 0.064667 | 0.088939 | 0.11498 | 0.14089 | 0.16495 | 0.18586 | 0.20292 | 0.21603 | 0.22552 | 0.23197 | 0.23608 | 0.23849 | 0.23973 | 0.24047 | 4.8288 | 0.10184 | 0.08837 | 0.085099 | 0.066219 | 0.064544 | 0.061113 | 0.052533 | 0.06216 | 0.078427 | 0.093817 | 0.09491 | 0.099067 | 0 | 0.20725 | 0.16169 | 0.17476 | 0.15132 | 0.15662 | 0.16897 | 0.16387 | 0.16824 | 0.17073 | 0.20467 | 0.20724 | 0.21722 | 10.4726
LO3Slow | NR | Fixtures | Residential | Lighting | 0.00071535 | 0.00067525 | 5.6843 | -111.1375 | Single Family | ID/MT/OR-Downlight Fixture_1000 to 1999 lumens | 0.00042574 | 0.0010925 | 0.0024224 | 0.0047432 | 0.008343 | 0.013367 | 0.019741 | 0.027151 | 0.035099 | 0.043011 | 0.050355 | 0.056738 | 0.061947 | 0.065949 | 0.068844 | 0.070815 | 0.072069 | 0.072804 | 0.073184 | 0.07341 | 1.4741 | 0.18669 | 0.162 | 0.15601 | 0.12139 | 0.11832 | 0.11203 | 0.096306 | 0.11395 | 0.14377 | 0.17199 | 0.17399 | 0.18161 | 0 | 0.37995 | 0.29642 | 0.32037 | 0.2774 | 0.28712 | 0.30976 | 0.3004 | 0.30843 | 0.31298 | 0.37521 | 0.37992 | 0.39822 | 10.4726
LO3Slow | NR | Fixtures | Residential | Lighting | 0.0013864 | 0.0013087 | 11.0168 | -111.1375 | Single Family | ID/MT/OR-Downlight Fixture_2000 to 3999 lumens | 0.00012671 | 0.00032514 | 0.00072094 | 0.0014117 | 0.002483 | 0.0039784 | 0.0058754 | 0.0080806 | 0.010446 | 0.012801 | 0.014987 | 0.016886 | 0.018437 | 0.019628 | 0.020489 | 0.021076 | 0.021449 | 0.021668 | 0.021781 | 0.021848 | 0.43872 | 0.36183 | 0.31398 | 0.30236 | 0.23528 | 0.22933 | 0.21714 | 0.18665 | 0.22086 | 0.27865 | 0.33333 | 0.33722 | 0.35199 | 0 | 0.73638 | 0.5745 | 0.62091 | 0.53764 | 0.55648 | 0.60035 | 0.58222 | 0.59777 | 0.6066 | 0.72721 | 0.73633 | 0.7718 | 10.4726
LO3Slow | NR | Fixtures | Residential | Lighting | 0.0025325 | 0.0023905 | 20.1235 | -111.1375 | Single Family | ID/MT/OR-Downlight Fixture_4000 to 7999 lumens | 3.9906e-05 | 0.0001024 | 0.00022706 | 0.0004446 | 0.00078202 | 0.001253 | 0.0018504 | 0.0025449 | 0.0032899 | 0.0040316 | 0.0047199 | 0.0053182 | 0.0058065 | 0.0061816 | 0.006453 | 0.0066377 | 0.0067553 | 0.0068241 | 0.0068598 | 0.006881 | 0.13817 | 0.66092 | 0.57353 | 0.5523 | 0.42976 | 0.41889 | 0.39662 | 0.34094 | 0.40342 | 0.50899 | 0.60887 | 0.61597 | 0.64295 | 0 | 1.3451 | 1.0494 | 1.1342 | 0.98207 | 1.0165 | 1.0966 | 1.0635 | 1.0919 | 1.108 | 1.3283 | 1.345 | 1.4098 | 10.4726
LO3Slow | NR | Fixtures | Residential | Lighting | 0.00015581 | 0.00017678 | 0.87246 | -72.6034 | Single Family | ID/MT/OR-Exterior Porch_0 to 249 lumens | 3.1289e-09 | 8.0288e-09 | 1.7803e-08 | 3.4859e-08 | 6.1315e-08 | 9.824e-08 | 1.4508e-07 | 1.9954e-07 | 2.5795e-07 | 3.161e-07 | 3.7007e-07 | 4.1698e-07 | 4.5526e-07 | 4.8467e-07 | 5.0595e-07 | 5.2044e-07 | 5.2965e-07 | 5.3505e-07 | 5.3785e-07 | 5.3951e-07 | 1.0834e-05 | 0.036904 | 0.032436 | 0.025702 | 0.015347 | 0.014385 | 0.013998 | 0.010224 | 0.012259 | 0.018285 | 0.029961 | 0.034755 | 0.037568 | 0 | 0.0721 | 0.053403 | 0.046961 | 0.039095 | 0.036499 | 0.035078 | 0.036685 | 0.038622 | 0.045202 | 0.052172 | 0.064052 | 0.070763 | 10.5955
LO3Slow | NR | Fixtures | Residential | Lighting | 0.00030523 | 0.0003463 | 1.7091 | -72.6034 | Single Family | ID/MT/OR-Exterior Porch_250 to 499 lumens | 9.9169e-07 | 2.5448e-06 | 5.6425e-06 | 1.1049e-05 | 1.9434e-05 | 3.1137e-05 | 4.5984e-05 | 6.3244e-05 | 8.1758e-05 | 0.00010019 | 0.00011729 | 0.00013216 | 0.0001443 | 0.00015362 | 0.00016036 | 0.00016495 | 0.00016787 | 0.00016959 | 0.00017047 | 0.000171 | 0.0034337 | 0.072295 | 0.063542 | 0.050349 | 0.030064 | 0.02818 | 0.027422 | 0.020028 | 0.024016 | 0.035821 | 0.058693 | 0.068085 | 0.073595 | 0 | 0.14124 | 0.10462 | 0.091996 | 0.076587 | 0.071502 | 0.068718 | 0.071865 | 0.075661 | 0.08855 | 0.1022 | 0.12548 | 0.13862 | 10.5955
LO3Slow | NR | Fixtures | Residential | Lighting | 0.00058566 | 0.00066447 | 3.2794 | -72.6034 | Single Family | ID/MT/OR-Exterior Porch_500 to 999 lumens | 4.9578e-05 | 0.00012722 | 0.00028209 | 0.00055236 | 0.00097156 | 0.0015567 | 0.0022989 | 0.0031618 | 0.0040874 | 0.0050087 | 0.0058639 | 0.0066072 | 0.0072138 | 0.0076799 | 0.0080171 | 0.0082466 | 0.0083926 | 0.0084781 | 0.0085224 | 0.0085488 | 0.17166 | 0.13872 | 0.12192 | 0.096608 | 0.057686 | 0.05407 | 0.052616 | 0.038428 | 0.04608 | 0.068732 | 0.11262 | 0.13064 | 0.14121 | 0 | 0.27101 | 0.20073 | 0.17652 | 0.14695 | 0.13719 | 0.13185 | 0.13789 | 0.14517 | 0.16991 | 0.1961 | 0.24076 | 0.26599 | 10.5955
LO3Slow | NR | Fixtures | Residential | Lighting | 0.0010737 | 0.0012181 | 6.0119 | -72.6034 | Single Family | ID/MT/OR-Exterior Porch_1000 to 1999 lumens | 9.7098e-05 | 0.00024916 | 0.00055247 | 0.0010818 | 0.0019028 | 0.0030487 | 0.0045024 | 0.0061923 | 0.008005 | 0.0098095 | 0.011485 | 0.01294 | 0.014128 | 0.015041 | 0.015701 | 0.016151 | 0.016437 | 0.016604 | 0.016691 | 0.016743 | 0.3362 | 0.2543 | 0.22351 | 0.17711 | 0.10575 | 0.099122 | 0.096458 | 0.070448 | 0.084476 | 0.126 | 0.20645 | 0.23949 | 0.25887 | 0 | 0.49683 | 0.36799 | 0.3236 | 0.2694 | 0.25151 | 0.24172 | 0.25279 | 0.26614 | 0.31148 | 0.35951 | 0.44137 | 0.48762 | 10.5955
LO3Slow | NR | Fixtures | Residential | Lighting | 0.0020809 | 0.0023609 | 11.6518 | -72.6034 | Single Family | ID/MT/OR-Exterior Porch_2000 to 3999 lumens | 9.1866e-05 | 0.00023573 | 0.0005227 | 0.0010235 | 0.0018003 | 0.0028844 | 0.0042597 | 0.0058586 | 0.0075737 | 0.0092809 | 0.010866 | 0.012243 | 0.013367 | 0.01423 | 0.014855 | 0.01528 | 0.015551 | 0.01571 | 0.015792 | 0.01584 | 0.31808 | 0.49286 | 0.43319 | 0.34325 | 0.20496 | 0.19211 | 0.18695 | 0.13654 | 0.16372 | 0.24421 | 0.40013 | 0.46416 | 0.50172 | 0 | 0.96291 | 0.7132 | 0.62717 | 0.52212 | 0.48746 | 0.46848 | 0.48994 | 0.51581 | 0.60368 | 0.69677 | 0.85543 | 0.94506 | 10.5955
LO3Slow | NR | Fixtures | Residential | Lighting | 0.003801 | 0.0043124 | 21.2835 | -72.6034 | Single Family | ID/MT/OR-Exterior Porch_4000 to 7999 lumens | 4.0254e-06 | 1.0329e-05 | 2.2904e-05 | 4.4848e-05 | 7.8884e-05 | 0.00012639 | 0.00018666 | 0.00025672 | 0.00033187 | 0.00040667 | 0.00047611 | 0.00053646 | 0.00058572 | 0.00062355 | 0.00065093 | 0.00066957 | 0.00068142 | 0.00068837 | 0.00069196 | 0.0006941 | 0.013938 | 0.90028 | 0.79127 | 0.62699 | 0.37439 | 0.35091 | 0.34148 | 0.2494 | 0.29906 | 0.44607 | 0.73089 | 0.84785 | 0.91646 | 0 | 1.7589 | 1.3027 | 1.1456 | 0.95372 | 0.8904 | 0.85573 | 0.89492 | 0.94219 | 1.1027 | 1.2727 | 1.5625 | 1.7263 | 10.5955
LO3Slow | NR | Fixtures | Residential | Lighting | 0.00017263 | 0.00020188 | 0.95994 | -89.2491 | Single Family | ID/MT/OR-Chandelier/Pendant_0 to 249 lumens | 2.617e-06 | 6.7155e-06 | 1.489e-05 | 2.9157e-05 | 5.1285e-05 | 8.217e-05 | 0.00012135 | 0.0001669 | 0.00021576 | 0.00026439 | 0.00030954 | 0.00034877 | 0.00038079 | 0.00040539 | 0.00042319 | 0.0004353 | 0.00044301 | 0.00044753 | 0.00044986 | 0.00045126 | 0.0090614 | 0.041526 | 0.037048 | 0.029273 | 0.017087 | 0.016976 | 0.016859 | 0.012365 | 0.014842 | 0.021896 | 0.035317 | 0.040183 | 0.041778 | 0 | 0.07275 | 0.053859 | 0.047584 | 0.0397 | 0.041018 | 0.041674 | 0.044287 | 0.046685 | 0.053087 | 0.057578 | 0.068012 | 0.068561 | 6.1299
LO3Slow | NR | Fixtures | Residential | Lighting | 0.00033817 | 0.00039547 | 1.8805 | -89.2491 | Single Family | ID/MT/OR-Chandelier/Pendant_250 to 499 lumens | 2.1154e-05 | 5.4283e-05 | 0.00012036 | 0.00023568 | 0.00041455 | 0.00066421 | 0.00098091 | 0.0013491 | 0.001744 | 0.0021372 | 0.0025021 | 0.0028192 | 0.0030781 | 0.0032769 | 0.0034208 | 0.0035187 | 0.003581 | 0.0036175 | 0.0036364 | 0.0036477 | 0.073246 | 0.081348 | 0.072576 | 0.057345 | 0.033473 | 0.033257 | 0.033026 | 0.024223 | 0.029076 | 0.042893 | 0.069185 | 0.078718 | 0.081844 | 0 | 0.14252 | 0.10551 | 0.093216 | 0.077771 | 0.080353 | 0.081638 | 0.086757 | 0.091456 | 0.104 | 0.1128 | 0.13323 | 0.13431 | 6.1299
LO3Slow | NR | Fixtures | Residential | Lighting | 0.00064887 | 0.00075881 | 3.6083 | -89.2491 | Single Family | ID/MT/OR-Chandelier/Pendant_500 to 999 lumens | 0.00015552 | 0.00039906 | 0.00088485 | 0.0017326 | 0.0030476 | 0.0048829 | 0.0072111 | 0.0099178 | 0.012821 | 0.015711 | 0.018394 | 0.020725 | 0.022628 | 0.02409 | 0.025148 | 0.025868 | 0.026326 | 0.026594 | 0.026733 | 0.026816 | 0.53847 | 0.15609 | 0.13926 | 0.11003 | 0.064226 | 0.063811 | 0.063369 | 0.046477 | 0.055789 | 0.082302 | 0.13275 | 0.15104 | 0.15704 | 0 | 0.27345 | 0.20245 | 0.17886 | 0.14922 | 0.15418 | 0.15664 | 0.16647 | 0.17548 | 0.19954 | 0.21643 | 0.25564 | 0.25771 | 6.1299
LO3Slow | NR | Fixtures | Residential | Lighting | 0.0011895 | 0.0013911 | 6.6148 | -89.2491 | Single Family | ID/MT/OR-Chandelier/Pendant_1000 to 1999 lumens | 0.00026345 | 0.00067604 | 0.001499 | 0.0029352 | 0.0051628 | 0.0082719 | 0.012216 | 0.016801 | 0.02172 | 0.026616 | 0.03116 | 0.03511 | 0.038334 | 0.04081 | 0.042602 | 0.043821 | 0.044597 | 0.045052 | 0.045287 | 0.045427 | 0.9122 | 0.28614 | 0.25529 | 0.20171 | 0.11774 | 0.11698 | 0.11617 | 0.085204 | 0.10227 | 0.15088 | 0.24336 | 0.27689 | 0.28789 | 0 | 0.5013 | 0.37113 | 0.32789 | 0.27356 | 0.28264 | 0.28717 | 0.30517 | 0.3217 | 0.36581 | 0.39676 | 0.46866 | 0.47244 | 6.1299
LO3Slow | NR | Fixtures | Residential | Lighting | 0.0023054 | 0.0026961 | 12.8202 | -89.2491 | Single Family | ID/MT/OR-Chandelier/Pendant_2000 to 3999 lumens | 0.00037985 | 0.00097473 | 0.0021613 | 0.004232 | 0.0074438 | 0.011927 | 0.017614 | 0.024225 | 0.031316 | 0.038375 | 0.044928 | 0.050623 | 0.055271 | 0.058841 | 0.061425 | 0.063183 | 0.064302 | 0.064957 | 0.065296 | 0.065499 | 1.3152 | 0.55458 | 0.49478 | 0.39095 | 0.2282 | 0.22672 | 0.22515 | 0.16514 | 0.19822 | 0.29242 | 0.47166 | 0.53665 | 0.55796 | 0 | 0.97159 | 0.7193 | 0.63549 | 0.5302 | 0.5478 | 0.55656 | 0.59146 | 0.62349 | 0.70898 | 0.76897 | 0.90831 | 0.91564 | 6.1299
LO3Slow | NR | Fixtures | Residential | Lighting | 0.0042112 | 0.0049247 | 23.4176 | -89.2491 | Single Family | ID/MT/OR-Chandelier/Pendant_4000 to 7999 lumens | 0.00022819 | 0.00058556 | 0.0012984 | 0.0025423 | 0.0044718 | 0.0071648 | 0.010581 | 0.014553 | 0.018813 | 0.023053 | 0.02699 | 0.030411 | 0.033203 | 0.035348 | 0.0369 | 0.037956 | 0.038628 | 0.039022 | 0.039226 | 0.039347 | 0.79011 | 1.013 | 0.90377 | 0.71411 | 0.41683 | 0.41414 | 0.41126 | 0.30164 | 0.36207 | 0.53414 | 0.86154 | 0.98026 | 1.0192 | 0 | 1.7747 | 1.3139 | 1.1608 | 0.96847 | 1.0006 | 1.0166 | 1.0804 | 1.1389 | 1.295 | 1.4046 | 1.6591 | 1.6725 | 6.1299
LO3Slow | NR | Fixtures | Residential | Lighting | 2.898e-05 | 2.7142e-05 | 0.22794 | 11.5397 | Single Family | ID/MT/OR-Linear Flush Mount_0 to 249 lumens | 4.0761e-07 | 1.0459e-06 | 2.3192e-06 | 4.5412e-06 | 7.9877e-06 | 1.2798e-05 | 1.89e-05 | 2.5995e-05 | 3.3604e-05 | 4.1179e-05 | 4.8211e-05 | 5.4321e-05 | 5.9309e-05 | 6.314e-05 | 6.5912e-05 | 6.7799e-05 | 6.9e-05 | 6.9703e-05 | 7.0067e-05 | 7.0284e-05 | 0.0014113 | 0.007487 | 0.006459 | 0.0061971 | 0.0048257 | 0.0046285 | 0.0043584 | 0.0037415 | 0.0044261 | 0.0056027 | 0.0067528 | 0.0069007 | 0.0073306 | 0 | 0.015836 | 0.012314 | 0.01313 | 0.01134 | 0.011387 | 0.01209 | 0.011678 | 0.011986 | 0.01228 | 0.014988 | 0.015464 | 0.016735 | 1.5718
LO3Slow | NR | Fixtures | Residential | Lighting | 5.6772e-05 | 5.3172e-05 | 0.44653 | 11.5397 | Single Family | ID/MT/OR-Linear Flush Mount_250 to 499 lumens | 1.163e-05 | 2.9844e-05 | 6.6174e-05 | 0.00012957 | 0.00022791 | 0.00036517 | 0.00053929 | 0.00074171 | 0.00095883 | 0.001175 | 0.0013756 | 0.00155 | 0.0016923 | 0.0018016 | 0.0018807 | 0.0019345 | 0.0019688 | 0.0019888 | 0.0019992 | 0.0020054 | 0.040269 | 0.014667 | 0.012653 | 0.01214 | 0.0094535 | 0.0090671 | 0.008538 | 0.0073295 | 0.0086706 | 0.010976 | 0.013229 | 0.013518 | 0.01436 | 0 | 0.031023 | 0.024123 | 0.025721 | 0.022214 | 0.022307 | 0.023685 | 0.022877 | 0.02348 | 0.024055 | 0.029361 | 0.030294 | 0.032784 | 1.5718
LO3Slow | NR | Fixtures | Residential | Lighting | 0.00010893 | 0.00010202 | 0.85678 | 11.5397 | Single Family | ID/MT/OR-Linear Flush Mount_500 to 999 lumens | 0.00022722 | 0.00058307 | 0.0012929 | 0.0025315 | 0.0044528 | 0.0071344 | 0.010536 | 0.014491 | 0.018733 | 0.022956 | 0.026875 | 0.030282 | 0.033062 | 0.035198 | 0.036743 | 0.037795 | 0.038464 | 0.038857 | 0.039059 | 0.03918 | 0.78675 | 0.028142 | 0.024278 | 0.023294 | 0.018139 | 0.017398 | 0.016382 | 0.014064 | 0.016637 | 0.021059 | 0.025382 | 0.025938 | 0.027554 | 0 | 0.059525 | 0.046286 | 0.049352 | 0.042623 | 0.042802 | 0.045445 | 0.043896 | 0.045053 | 0.046157 | 0.056337 | 0.058127 | 0.062904 | 1.5718
LO3Slow | NR | Fixtures | Residential | Lighting | 0.0001997 | 0.00018703 | 1.5707 | 11.5397 | Single Family | ID/MT/OR-Linear Flush Mount_1000 to 1999 lumens | 0.00037194 | 0.00095442 | 0.0021162 | 0.0041438 | 0.0072887 | 0.011678 | 0.017246 | 0.02372 | 0.030664 | 0.037576 | 0.043992 | 0.049568 | 0.054119 | 0.057615 | 0.060145 | 0.061866 | 0.062962 | 0.063603 | 0.063936 | 0.064133 | 1.2878 | 0.051591 | 0.044508 | 0.042703 | 0.033253 | 0.031894 | 0.030033 | 0.025782 | 0.030499 | 0.038607 | 0.046532 | 0.047551 | 0.050513 | 0 | 0.10912 | 0.084852 | 0.090474 | 0.078139 | 0.078467 | 0.083312 | 0.080471 | 0.082593 | 0.084616 | 0.10328 | 0.10656 | 0.11532 | 1.5718
LO3Slow | NR | Fixtures | Residential | Lighting | 0.00038704 | 0.00036249 | 3.0442 | 11.5397 | Single Family | ID/MT/OR-Linear Flush Mount_2000 to 3999 lumens | 0.0001378 | 0.00035361 | 0.00078406 | 0.0015353 | 0.0027004 | 0.0043267 | 0.0063897 | 0.0087881 | 0.011361 | 0.013922 | 0.016299 | 0.018365 | 0.020051 | 0.021346 | 0.022283 | 0.022921 | 0.023327 | 0.023565 | 0.023688 | 0.023761 | 0.47713 | 0.09999 | 0.086262 | 0.082764 | 0.064448 | 0.061814 | 0.058207 | 0.049968 | 0.059111 | 0.074825 | 0.090185 | 0.09216 | 0.097901 | 0 | 0.2115 | 0.16445 | 0.17535 | 0.15144 | 0.15208 | 0.16147 | 0.15596 | 0.16008 | 0.164 | 0.20017 | 0.20653 | 0.2235 | 1.5718
LO3Slow | NR | Fixtures | Residential | Lighting | 0.00070697 | 0.00066213 | 5.5605 | 11.5397 | Single Family | ID/MT/OR-Linear Flush Mount_4000 to 7999 lumens | 1.5916e-05 | 4.0842e-05 | 9.0559e-05 | 0.00017732 | 0.0003119 | 0.00049973 | 0.00073801 | 0.001015 | 0.0013122 | 0.0016079 | 0.0018825 | 0.0021211 | 0.0023159 | 0.0024655 | 0.0025737 | 0.0026474 | 0.0026943 | 0.0027217 | 0.0027359 | 0.0027444 | 0.055109 | 0.18264 | 0.15757 | 0.15118 | 0.11772 | 0.11291 | 0.10632 | 0.091273 | 0.10797 | 0.13668 | 0.16473 | 0.16834 | 0.17883 | 0 | 0.38632 | 0.3004 | 0.3203 | 0.27663 | 0.27779 | 0.29494 | 0.28488 | 0.2924 | 0.29956 | 0.36563 | 0.37725 | 0.40825 | 1.5718
LO3Slow | NR | Fixtures | Residential | Lighting | 2.1873e-05 | 2.0242e-05 | 0.16937 | 20.4503 | Single Family | ID/MT/OR-Linear Shop_0 to 249 lumens | 9.6014e-08 | 2.4638e-07 | 5.463e-07 | 1.0697e-06 | 1.8815e-06 | 3.0147e-06 | 4.4521e-06 | 6.1232e-06 | 7.9157e-06 | 9.7e-06 | 1.1356e-05 | 1.2796e-05 | 1.397e-05 | 1.4873e-05 | 1.5526e-05 | 1.597e-05 | 1.6253e-05 | 1.6419e-05 | 1.6505e-05 | 1.6556e-05 | 0.00033244 | 0.005564 | 0.0047565 | 0.0045372 | 0.0035372 | 0.0033056 | 0.0030843 | 0.0026418 | 0.0031239 | 0.0039762 | 0.0048523 | 0.0050398 | 0.005502 | 0 | 0.012457 | 0.0096407 | 0.010081 | 0.0086736 | 0.0083159 | 0.0086034 | 0.0082545 | 0.0084675 | 0.0088128 | 0.01107 | 0.011754 | 0.013315 | 1.2368
LO3Slow | NR | Fixtures | Residential | Lighting | 4.2848e-05 | 3.9655e-05 | 0.33179 | 20.4503 | Single Family | ID/MT/OR-Linear Shop_250 to 499 lumens | 0 | 0 | 0 | 0 | 0 | 0 | 0 | 0 | 0 | 0 | 0 | 0 | 0 | 0 | 0 | 0 | 0 | 0 | 0 | 0 | 0 | 0.0109 | 0.0093179 | 0.0088884 | 0.0069294 | 0.0064756 | 0.0060422 | 0.0051753 | 0.0061197 | 0.0077893 | 0.0095056 | 0.0098729 | 0.010778 | 0 | 0.024402 | 0.018886 | 0.019749 | 0.016991 | 0.016291 | 0.016854 | 0.01617 | 0.016588 | 0.017264 | 0.021686 | 0.023026 | 0.026085 | 1.2368
LO3Slow | NR | Fixtures | Residential | Lighting | 8.2216e-05 | 7.6087e-05 | 0.63662 | 20.4503 | Single Family | ID/MT/OR-Linear Shop_500 to 999 lumens | 1.5098e-07 | 3.8743e-07 | 8.5906e-07 | 1.6821e-06 | 2.9587e-06 | 4.7406e-06 | 7.0009e-06 | 9.6287e-06 | 1.2447e-05 | 1.5253e-05 | 1.7858e-05 | 2.0121e-05 | 2.1969e-05 | 2.3388e-05 | 2.4415e-05 | 2.5114e-05 | 2.5558e-05 | 2.5819e-05 | 2.5954e-05 | 2.6034e-05 | 0.00052277 | 0.020914 | 0.017879 | 0.017055 | 0.013296 | 0.012425 | 0.011593 | 0.0099302 | 0.011742 | 0.014946 | 0.018239 | 0.018944 | 0.020681 | 0 | 0.046822 | 0.036238 | 0.037894 | 0.032602 | 0.031258 | 0.032339 | 0.031027 | 0.031828 | 0.033126 | 0.04161 | 0.044182 | 0.05005 | 1.2368
LO3Slow | NR | Fixtures | Residential | Lighting | 0.00015072 | 0.00013949 | 1.1671 | 20.4503 | Single Family | ID/MT/OR-Linear Shop_1000 to 1999 lumens | 8.4675e-08 | 2.1728e-07 | 4.8178e-07 | 9.4338e-07 | 1.6593e-06 | 2.6586e-06 | 3.9263e-06 | 5.4001e-06 | 6.9809e-06 | 8.5544e-06 | 1.0015e-05 | 1.1285e-05 | 1.2321e-05 | 1.3117e-05 | 1.3692e-05 | 1.4084e-05 | 1.4334e-05 | 1.448e-05 | 1.4556e-05 | 1.4601e-05 | 0.00029318 | 0.03834 | 0.032776 | 0.031265 | 0.024374 | 0.022778 | 0.021254 | 0.018204 | 0.021526 | 0.027399 | 0.033436 | 0.034728 | 0.037913 | 0 | 0.085836 | 0.066432 | 0.069468 | 0.059768 | 0.057303 | 0.059284 | 0.05688 | 0.058347 | 0.060727 | 0.076281 | 0.080996 | 0.091754 | 1.2368
LO3Slow | NR | Fixtures | Residential | Lighting | 0.00029211 | 0.00027034 | 2.2619 | 20.4503 | Single Family | ID/MT/OR-Linear Shop_2000 to 3999 lumens | 0 | 0 | 0 | 0 | 0 | 0 | 0 | 0 | 0 | 0 | 0 | 0 | 0 | 0 | 0 | 0 | 0 | 0 | 0 | 0 | 0 | 0.074308 | 0.063524 | 0.060596 | 0.04724 | 0.044147 | 0.041192 | 0.035282 | 0.04172 | 0.053103 | 0.064803 | 0.067307 | 0.07348 | 0 | 0.16636 | 0.12875 | 0.13464 | 0.11584 | 0.11106 | 0.1149 | 0.11024 | 0.11308 | 0.1177 | 0.14784 | 0.15698 | 0.17783 | 1.2368
LO3Slow | NR | Fixtures | Residential | Lighting | 0.00053358 | 0.00049381 | 4.1317 | 20.4503 | Single Family | ID/MT/OR-Linear Shop_4000 to 7999 lumens | 1.2241e-06 | 3.141e-06 | 6.9646e-06 | 1.3637e-05 | 2.3987e-05 | 3.8433e-05 | 5.6759e-05 | 7.8063e-05 | 0.00010091 | 0.00012366 | 0.00014478 | 0.00016313 | 0.00017811 | 0.00018961 | 0.00019794 | 0.0002036 | 0.00020721 | 0.00020932 | 0.00021041 | 0.00021106 | 0.0042382 | 0.13573 | 0.11603 | 0.11068 | 0.08629 | 0.080639 | 0.075242 | 0.064447 | 0.076207 | 0.096999 | 0.11837 | 0.12294 | 0.13422 | 0 | 0.30388 | 0.23518 | 0.24593 | 0.21159 | 0.20287 | 0.20988 | 0.20137 | 0.20656 | 0.21499 | 0.27005 | 0.28674 | 0.32483 | 1.2368
LO3Slow | NR | Fixtures | Residential | Lighting | 0.00025527 | 0.00024217 | 2.0416 | -46.3697 | Single Family | ID/MT/OR-Track_0 to 249 lumens | 5.4465e-08 | 1.3976e-07 | 3.0989e-07 | 6.068e-07 | 1.0673e-06 | 1.7101e-06 | 2.5255e-06 | 3.4734e-06 | 4.4902e-06 | 5.5024e-06 | 6.4419e-06 | 7.2584e-06 | 7.9249e-06 | 8.4368e-06 | 8.8073e-06 | 9.0594e-06 | 9.2198e-06 | 9.3138e-06 | 9.3624e-06 | 9.3914e-06 | 0.00018858 | 0.067048 | 0.058395 | 0.056361 | 0.043837 | 0.043149 | 0.04099 | 0.035264 | 0.041732 | 0.05255 | 0.062578 | 0.06292 | 0.06496 | 0 | 0.1331 | 0.10407 | 0.11348 | 0.098426 | 0.10383 | 0.11311 | 0.10996 | 0.11292 | 0.11393 | 0.13509 | 0.13517 | 0.13873 | 3.6961
LO3Slow | NR | Fixtures | Residential | Lighting | 0.00050008 | 0.0004744 | 3.9995 | -46.3697 | Single Family | ID/MT/OR-Track_250 to 499 lumens | 4.9679e-06 | 1.2748e-05 | 2.8266e-05 | 5.5348e-05 | 9.7353e-05 | 0.00015598 | 0.00023036 | 0.00031682 | 0.00040956 | 0.00050189 | 0.00058758 | 0.00066206 | 0.00072285 | 0.00076954 | 0.00080333 | 0.00082633 | 0.00084096 | 0.00084953 | 0.00085397 | 0.00085661 | 0.017201 | 0.13135 | 0.11439 | 0.11041 | 0.085876 | 0.084528 | 0.0803 | 0.069081 | 0.081753 | 0.10294 | 0.12259 | 0.12326 | 0.12726 | 0 | 0.26074 | 0.20387 | 0.2223 | 0.19281 | 0.20341 | 0.22158 | 0.2154 | 0.2212 | 0.22319 | 0.26464 | 0.26479 | 0.27177 | 3.6961
LO3Slow | NR | Fixtures | Residential | Lighting | 0.00095953 | 0.00091026 | 7.674 | -46.3697 | Single Family | ID/MT/OR-Track_500 to 999 lumens | 7.9095e-05 | 0.00020296 | 0.00045003 | 0.0008812 | 0.00155 | 0.0024834 | 0.0036676 | 0.0050442 | 0.0065208 | 0.0079906 | 0.0093551 | 0.010541 | 0.011509 | 0.012252 | 0.01279 | 0.013156 | 0.013389 | 0.013526 | 0.013596 | 0.013638 | 0.27386 | 0.25202 | 0.2195 | 0.21185 | 0.16478 | 0.16219 | 0.15408 | 0.13255 | 0.15686 | 0.19752 | 0.23522 | 0.2365 | 0.24417 | 0 | 0.5003 | 0.39118 | 0.42654 | 0.36996 | 0.39029 | 0.42516 | 0.41331 | 0.42443 | 0.42825 | 0.50777 | 0.50807 | 0.52147 | 3.6961
LO3Slow | NR | Fixtures | Residential | Lighting | 0.001759 | 0.0016687 | 14.0682 | -46.3697 | Single Family | ID/MT/OR-Track_1000 to 1999 lumens | 0.00011493 | 0.00029491 | 0.00065391 | 0.0012804 | 0.0022522 | 0.0036085 | 0.0053291 | 0.0073293 | 0.0094749 | 0.011611 | 0.013593 | 0.015316 | 0.016722 | 0.017803 | 0.018584 | 0.019116 | 0.019455 | 0.019653 | 0.019756 | 0.019817 | 0.39793 | 0.46202 | 0.40239 | 0.38837 | 0.30207 | 0.29733 | 0.28246 | 0.243 | 0.28757 | 0.36211 | 0.43121 | 0.43357 | 0.44763 | 0 | 0.91716 | 0.71713 | 0.78195 | 0.67823 | 0.71549 | 0.77941 | 0.75769 | 0.77808 | 0.78508 | 0.93087 | 0.93141 | 0.95597 | 3.6961
LO3Slow | NR | Fixtures | Residential | Lighting | 0.0034092 | 0.0032342 | 27.2659 | -46.3697 | Single Family | ID/MT/OR-Track_2000 to 3999 lumens | 0.00018354 | 0.00047098 | 0.0010443 | 0.0020449 | 0.0035968 | 0.0057629 | 0.0085107 | 0.011705 | 0.015132 | 0.018543 | 0.021709 | 0.02446 | 0.026706 | 0.028432 | 0.02968 | 0.03053 | 0.03107 | 0.031387 | 0.031551 | 0.031648 | 0.63551 | 0.89545 | 0.77987 | 0.75272 | 0.58545 | 0.57626 | 0.54744 | 0.47096 | 0.55734 | 0.70181 | 0.83574 | 0.84031 | 0.86756 | 0 | 1.7776 | 1.3899 | 1.5155 | 1.3145 | 1.3867 | 1.5106 | 1.4685 | 1.508 | 1.5216 | 1.8041 | 1.8052 | 1.8528 | 3.6961
LO3Slow | NR | Fixtures | Residential | Lighting | 0.0062274 | 0.0059076 | 49.8044 | -46.3697 | Single Family | ID/MT/OR-Track_4000 to 7999 lumens | 7.3839e-05 | 0.00018948 | 0.00042013 | 0.00082265 | 0.001447 | 0.0023184 | 0.0034239 | 0.004709 | 0.0060875 | 0.0074597 | 0.0087334 | 0.0098404 | 0.010744 | 0.011438 | 0.01194 | 0.012282 | 0.012499 | 0.012627 | 0.012693 | 0.012732 | 0.25566 | 1.6356 | 1.4245 | 1.3749 | 1.0694 | 1.0526 | 0.99995 | 0.86026 | 1.018 | 1.2819 | 1.5266 | 1.5349 | 1.5847 | 0 | 3.2469 | 2.5388 | 2.7683 | 2.4011 | 2.533 | 2.7593 | 2.6824 | 2.7546 | 2.7793 | 3.2955 | 3.2974 | 3.3844 | 3.6961
LO3Slow | NR | Fixtures | Residential | Lighting | 7.0455e-05 | 6.6792e-05 | 0.56298 | -74.0652 | Single Family | WA-Floor/Table_0 to 249 lumens | 8.5235e-06 | 2.1872e-05 | 4.8497e-05 | 9.4962e-05 | 0.00016703 | 0.00026762 | 0.00039523 | 0.00054358 | 0.0007027 | 0.0008611 | 0.0010081 | 0.0011359 | 0.0012402 | 0.0013203 | 0.0013783 | 0.0014178 | 0.0014429 | 0.0014576 | 0.0014652 | 0.0014697 | 0.029512 | 0.018489 | 0.016095 | 0.015529 | 0.012079 | 0.011874 | 0.011275 | 0.0096988 | 0.011478 | 0.014457 | 0.017226 | 0.017334 | 0.017923 | 0 | 0.036829 | 0.028788 | 0.031352 | 0.027187 | 0.028606 | 0.031121 | 0.030243 | 0.031057 | 0.03136 | 0.037239 | 0.037321 | 0.038417 | 10.5291
LO3Slow | NR | Fixtures | Residential | Lighting | 0.00013802 | 0.00013084 | 1.1029 | -74.0652 | Single Family | WA-Floor/Table_250 to 499 lumens | 5.9699e-05 | 0.00015319 | 0.00033968 | 0.00066512 | 0.0011699 | 0.0018744 | 0.0027682 | 0.0038072 | 0.0049218 | 0.0060312 | 0.007061 | 0.007956 | 0.0086865 | 0.0092477 | 0.0096537 | 0.0099301 | 0.010106 | 0.010209 | 0.010262 | 0.010294 | 0.20671 | 0.03622 | 0.031529 | 0.030422 | 0.023663 | 0.023261 | 0.022088 | 0.019 | 0.022485 | 0.02832 | 0.033745 | 0.033958 | 0.035111 | 0 | 0.072148 | 0.056395 | 0.061417 | 0.053258 | 0.056038 | 0.060965 | 0.059247 | 0.06084 | 0.061434 | 0.072951 | 0.073112 | 0.075259 | 10.5291
LO3Slow | NR | Fixtures | Residential | Lighting | 0.00026483 | 0.00025106 | 2.1161 | -74.0652 | Single Family | WA-Floor/Table_500 to 999 lumens | 0.0005069 | 0.0013007 | 0.0028841 | 0.0056474 | 0.0099334 | 0.015916 | 0.023504 | 0.032327 | 0.04179 | 0.05121 | 0.059954 | 0.067554 | 0.073756 | 0.078521 | 0.081968 | 0.084315 | 0.085808 | 0.086682 | 0.087135 | 0.087405 | 1.7551 | 0.069497 | 0.060497 | 0.058373 | 0.045404 | 0.044633 | 0.042381 | 0.036456 | 0.043142 | 0.05434 | 0.064749 | 0.065157 | 0.06737 | 0 | 0.13843 | 0.10821 | 0.11785 | 0.10219 | 0.10752 | 0.11698 | 0.11368 | 0.11674 | 0.11788 | 0.13997 | 0.14028 | 0.1444 | 10.5291
LO3Slow | NR | Fixtures | Residential | Lighting | 0.00048549 | 0.00046025 | 3.8794 | -74.0652 | Single Family | WA-Floor/Table_1000 to 1999 lumens | 0.00055761 | 0.0014309 | 0.0031727 | 0.0062124 | 0.010927 | 0.017508 | 0.025856 | 0.035561 | 0.045971 | 0.056333 | 0.065952 | 0.074312 | 0.081134 | 0.086376 | 0.090168 | 0.092749 | 0.094392 | 0.095354 | 0.095852 | 0.096149 | 1.9307 | 0.1274 | 0.11091 | 0.10701 | 0.083236 | 0.081822 | 0.077694 | 0.066833 | 0.07909 | 0.099617 | 0.1187 | 0.11945 | 0.1235 | 0 | 0.25378 | 0.19837 | 0.21604 | 0.18734 | 0.19712 | 0.21445 | 0.2084 | 0.214 | 0.2161 | 0.25661 | 0.25717 | 0.26472 | 10.5291
LO3Slow | NR | Fixtures | Residential | Lighting | 0.00094094 | 0.00089202 | 7.5187 | -74.0652 | Single Family | WA-Floor/Table_2000 to 3999 lumens | 0.00015527 | 0.00039843 | 0.00088344 | 0.0017299 | 0.0030427 | 0.0048751 | 0.0071996 | 0.009902 | 0.012801 | 0.015686 | 0.018365 | 0.020692 | 0.022592 | 0.024052 | 0.025108 | 0.025826 | 0.026284 | 0.026552 | 0.02669 | 0.026773 | 0.53761 | 0.24692 | 0.21495 | 0.2074 | 0.16132 | 0.15858 | 0.15058 | 0.12953 | 0.15329 | 0.19307 | 0.23006 | 0.2315 | 0.23937 | 0 | 0.49186 | 0.38447 | 0.41871 | 0.36308 | 0.38204 | 0.41562 | 0.40391 | 0.41477 | 0.41882 | 0.49734 | 0.49843 | 0.51307 | 10.5291
LO3Slow | NR | Fixtures | Residential | Lighting | 0.0017187 | 0.0016294 | 13.7338 | -74.0652 | Single Family | WA-Floor/Table_4000 to 7999 lumens | 1.7878e-05 | 4.5876e-05 | 0.00010172 | 0.00019918 | 0.00035035 | 0.00056134 | 0.00082899 | 0.0011402 | 0.0014739 | 0.0018062 | 0.0021146 | 0.0023826 | 0.0026013 | 0.0027694 | 0.002891 | 0.0029738 | 0.0030264 | 0.0030573 | 0.0030732 | 0.0030827 | 0.061902 | 0.45104 | 0.39263 | 0.37884 | 0.29467 | 0.28967 | 0.27505 | 0.2366 | 0.28 | 0.35267 | 0.42022 | 0.42287 | 0.43723 | 0 | 0.89844 | 0.70227 | 0.76482 | 0.66321 | 0.69783 | 0.75918 | 0.73778 | 0.75762 | 0.76503 | 0.90844 | 0.91045 | 0.93718 | 10.5291
LO3Slow | NR | Fixtures | Residential | Lighting | 0.00011143 | 0.00010541 | 0.88796 | -37.4742 | Single Family | WA-Ceiling and Wall Flush Mount _0 to 249 lumens | 5.6759e-06 | 1.4565e-05 | 3.2295e-05 | 6.3236e-05 | 0.00011123 | 0.00017821 | 0.00026319 | 0.00036197 | 0.00046794 | 0.00057342 | 0.00067133 | 0.00075642 | 0.00082587 | 0.00087922 | 0.00091783 | 0.0009441 | 0.00096082 | 0.00097061 | 0.00097568 | 0.0009787 | 0.019653 | 0.029163 | 0.025348 | 0.024434 | 0.019009 | 0.01861 | 0.017647 | 0.015175 | 0.017957 | 0.022636 | 0.027023 | 0.027263 | 0.028318 | 0 | 0.058699 | 0.04584 | 0.049737 | 0.0431 | 0.04499 | 0.048748 | 0.047327 | 0.048596 | 0.049187 | 0.058676 | 0.059099 | 0.061374 | 3.6129
LO3Slow | NR | Fixtures | Residential | Lighting | 0.00021828 | 0.0002065 | 1.7395 | -37.4742 | Single Family | WA-Ceiling and Wall Flush Mount _250 to 499 lumens | 6.9303e-05 | 0.00017784 | 0.00039432 | 0.00077212 | 0.0013581 | 0.002176 | 0.0032135 | 0.0044197 | 0.0057136 | 0.0070015 | 0.008197 | 0.009236 | 0.010084 | 0.010735 | 0.011207 | 0.011528 | 0.011732 | 0.011851 | 0.011913 | 0.01195 | 0.23996 | 0.057129 | 0.049656 | 0.047866 | 0.037239 | 0.036457 | 0.03457 | 0.029728 | 0.035178 | 0.044344 | 0.052938 | 0.053408 | 0.055475 | 0 | 0.11499 | 0.089801 | 0.097435 | 0.084432 | 0.088135 | 0.095497 | 0.092713 | 0.095198 | 0.096357 | 0.11495 | 0.11577 | 0.12023 | 3.6129
LO3Slow | NR | Fixtures | Residential | Lighting | 0.00041883 | 0.00039623 | 3.3377 | -37.4742 | Single Family | WA-Ceiling and Wall Flush Mount _500 to 999 lumens | 0.00064773 | 0.0016621 | 0.0036854 | 0.0072164 | 0.012693 | 0.020337 | 0.030035 | 0.041308 | 0.0534 | 0.065438 | 0.076611 | 0.086322 | 0.094247 | 0.10034 | 0.10474 | 0.10774 | 0.10965 | 0.11076 | 0.11134 | 0.11169 | 2.2427 | 0.10962 | 0.095277 | 0.091844 | 0.071452 | 0.069952 | 0.066332 | 0.05704 | 0.067498 | 0.085085 | 0.10158 | 0.10248 | 0.10644 | 0 | 0.22064 | 0.17231 | 0.18695 | 0.162 | 0.16911 | 0.18324 | 0.17789 | 0.18266 | 0.18489 | 0.22055 | 0.22214 | 0.23069 | 3.6129
LO3Slow | NR | Fixtures | Residential | Lighting | 0.00076781 | 0.00072638 | 6.1187 | -37.4742 | Single Family | WA-Ceiling and Wall Flush Mount _1000 to 1999 lumens | 0.00080014 | 0.0020532 | 0.0045527 | 0.0089145 | 0.01568 | 0.025123 | 0.037102 | 0.051028 | 0.065966 | 0.080836 | 0.094639 | 0.10663 | 0.11642 | 0.12395 | 0.12939 | 0.13309 | 0.13545 | 0.13683 | 0.13754 | 0.13797 | 2.7705 | 0.20095 | 0.17466 | 0.16837 | 0.13099 | 0.12824 | 0.1216 | 0.10457 | 0.12374 | 0.15598 | 0.18621 | 0.18786 | 0.19513 | 0 | 0.40449 | 0.31588 | 0.34273 | 0.29699 | 0.31002 | 0.33591 | 0.32612 | 0.33486 | 0.33894 | 0.40433 | 0.40724 | 0.42291 | 3.6129
LO3Slow | NR | Fixtures | Residential | Lighting | 0.0014881 | 0.0014078 | 11.8588 | -37.4742 | Single Family | WA-Ceiling and Wall Flush Mount _2000 to 3999 lumens | 0.00063282 | 0.0016239 | 0.0036006 | 0.0070503 | 0.012401 | 0.019869 | 0.029343 | 0.040357 | 0.052171 | 0.063931 | 0.074848 | 0.084335 | 0.092078 | 0.098026 | 0.10233 | 0.10526 | 0.10712 | 0.10822 | 0.10878 | 0.10912 | 2.1911 | 0.38947 | 0.33852 | 0.32632 | 0.25387 | 0.24854 | 0.23568 | 0.20267 | 0.23982 | 0.30231 | 0.3609 | 0.3641 | 0.37819 | 0 | 0.78394 | 0.61221 | 0.66425 | 0.5756 | 0.60085 | 0.65104 | 0.63206 | 0.64901 | 0.6569 | 0.78363 | 0.78928 | 0.81966 | 3.6129
LO3Slow | NR | Fixtures | Residential | Lighting | 0.0027182 | 0.0025715 | 21.6616 | -37.4742 | Single Family | WA-Ceiling and Wall Flush Mount _4000 to 7999 lumens | 0.00017011 | 0.00043653 | 0.00096792 | 0.0018953 | 0.0033337 | 0.0053413 | 0.0078881 | 0.010849 | 0.014025 | 0.017186 | 0.020121 | 0.022671 | 0.024752 | 0.026352 | 0.027509 | 0.028296 | 0.028797 | 0.029091 | 0.029242 | 0.029333 | 0.58902 | 0.71142 | 0.61835 | 0.59607 | 0.46373 | 0.45399 | 0.4305 | 0.37019 | 0.43806 | 0.55221 | 0.65923 | 0.66507 | 0.69081 | 0 | 1.432 | 1.1183 | 1.2133 | 1.0514 | 1.0975 | 1.1892 | 1.1545 | 1.1855 | 1.1999 | 1.4314 | 1.4417 | 1.4972 | 3.6129
LO3Slow | NR | Fixtures | Residential | Lighting | 7.9543e-05 | 7.5085e-05 | 0.63206 | -112.5224 | Single Family | WA-Downlight Fixture_0 to 249 lumens | 2.0772e-07 | 5.3304e-07 | 1.1819e-06 | 2.3143e-06 | 4.0707e-06 | 6.5222e-06 | 9.632e-06 | 1.3247e-05 | 1.7125e-05 | 2.0986e-05 | 2.4569e-05 | 2.7683e-05 | 3.0225e-05 | 3.2177e-05 | 3.359e-05 | 3.4552e-05 | 3.5164e-05 | 3.5522e-05 | 3.5708e-05 | 3.5818e-05 | 0.00071924 | 0.020759 | 0.018014 | 0.017347 | 0.013498 | 0.013157 | 0.012458 | 0.010709 | 0.012671 | 0.015987 | 0.019124 | 0.019347 | 0.020194 | 0 | 0.042248 | 0.032961 | 0.035623 | 0.030846 | 0.031927 | 0.034444 | 0.033403 | 0.034296 | 0.034802 | 0.041722 | 0.042245 | 0.04428 | 9.596
LO3Slow | NR | Fixtures | Residential | Lighting | 0.00015582 | 0.00014709 | 1.2382 | -112.5224 | Single Family | WA-Downlight Fixture_250 to 499 lumens | 3.4312e-05 | 8.8046e-05 | 0.00019523 | 0.00038227 | 0.00067239 | 0.0010773 | 0.001591 | 0.0021882 | 0.0028287 | 0.0034664 | 0.0040583 | 0.0045726 | 0.0049925 | 0.005315 | 0.0055484 | 0.0057072 | 0.0058083 | 0.0058675 | 0.0058981 | 0.0059164 | 0.1188 | 0.040667 | 0.035289 | 0.033983 | 0.026443 | 0.025774 | 0.024404 | 0.020978 | 0.024823 | 0.031318 | 0.037464 | 0.037901 | 0.039561 | 0 | 0.082764 | 0.06457 | 0.069785 | 0.060427 | 0.062544 | 0.067475 | 0.065437 | 0.067185 | 0.068177 | 0.081733 | 0.082758 | 0.086744 | 9.596
LO3Slow | NR | Fixtures | Residential | Lighting | 0.00029899 | 0.00028223 | 2.3758 | -112.5224 | Single Family | WA-Downlight Fixture_500 to 999 lumens | 0.001205 | 0.0030921 | 0.0068562 | 0.013425 | 0.023614 | 0.037834 | 0.055875 | 0.076847 | 0.099343 | 0.12174 | 0.14252 | 0.16059 | 0.17533 | 0.18666 | 0.19485 | 0.20043 | 0.20398 | 0.20606 | 0.20714 | 0.20778 | 4.1722 | 0.07803 | 0.067711 | 0.065205 | 0.050738 | 0.049455 | 0.046826 | 0.040252 | 0.047629 | 0.060092 | 0.071884 | 0.072722 | 0.075907 | 0 | 0.1588 | 0.12389 | 0.1339 | 0.11594 | 0.12001 | 0.12947 | 0.12556 | 0.12891 | 0.13082 | 0.15683 | 0.15879 | 0.16644 | 9.596
LO3Slow | NR | Fixtures | Residential | Lighting | 0.00054811 | 0.0005174 | 4.3554 | -112.5224 | Single Family | WA-Downlight Fixture_1000 to 1999 lumens | 0.00036785 | 0.00094394 | 0.002093 | 0.0040983 | 0.0072087 | 0.01155 | 0.017057 | 0.023459 | 0.030327 | 0.037163 | 0.043509 | 0.049023 | 0.053524 | 0.056982 | 0.059484 | 0.061187 | 0.06227 | 0.062905 | 0.063234 | 0.063429 | 1.2737 | 0.14305 | 0.12413 | 0.11954 | 0.093015 | 0.090662 | 0.085843 | 0.073792 | 0.087314 | 0.11016 | 0.13178 | 0.13332 | 0.13916 | 0 | 0.29112 | 0.22713 | 0.24547 | 0.21255 | 0.22 | 0.23734 | 0.23018 | 0.23632 | 0.23982 | 0.2875 | 0.2911 | 0.30513 | 9.596
LO3Slow | NR | Fixtures | Residential | Lighting | 0.0010623 | 0.0010028 | 8.4413 | -112.5224 | Single Family | WA-Downlight Fixture_2000 to 3999 lumens | 0.00010948 | 0.00028093 | 0.00062292 | 0.0012197 | 0.0021454 | 0.0034375 | 0.0050765 | 0.006982 | 0.0090259 | 0.01106 | 0.012949 | 0.01459 | 0.01593 | 0.016959 | 0.017704 | 0.01821 | 0.018533 | 0.018722 | 0.01882 | 0.018878 | 0.37907 | 0.27724 | 0.24058 | 0.23168 | 0.18027 | 0.17571 | 0.16637 | 0.14302 | 0.16923 | 0.21351 | 0.25541 | 0.25838 | 0.2697 | 0 | 0.56423 | 0.4402 | 0.47576 | 0.41196 | 0.42639 | 0.46 | 0.44611 | 0.45803 | 0.46479 | 0.5572 | 0.56419 | 0.59137 | 9.596
LO3Slow | NR | Fixtures | Residential | Lighting | 0.0019404 | 0.0018317 | 15.4191 | -112.5224 | Single Family | WA-Downlight Fixture_4000 to 7999 lumens | 3.448e-05 | 8.8478e-05 | 0.00019619 | 0.00038415 | 0.00067569 | 0.0010826 | 0.0015988 | 0.0021989 | 0.0028426 | 0.0034834 | 0.0040782 | 0.0045951 | 0.005017 | 0.0053411 | 0.0055757 | 0.0057353 | 0.0058368 | 0.0058963 | 0.0059271 | 0.0059454 | 0.11939 | 0.50641 | 0.43945 | 0.42318 | 0.32929 | 0.32096 | 0.3039 | 0.26124 | 0.30911 | 0.39 | 0.46653 | 0.47197 | 0.49264 | 0 | 1.0306 | 0.80407 | 0.86902 | 0.75248 | 0.77885 | 0.84025 | 0.81487 | 0.83664 | 0.849 | 1.0178 | 1.0306 | 1.0802 | 9.596
LO3Slow | NR | Fixtures | Residential | Lighting | 0.00014232 | 0.00016147 | 0.7969 | -74.0696 | Single Family | WA-Exterior Porch_0 to 249 lumens | 3.2227e-09 | 8.2697e-09 | 1.8337e-08 | 3.5905e-08 | 6.3154e-08 | 1.0119e-07 | 1.4944e-07 | 2.0553e-07 | 2.6569e-07 | 3.2558e-07 | 3.8117e-07 | 4.2949e-07 | 4.6892e-07 | 4.9921e-07 | 5.2113e-07 | 5.3605e-07 | 5.4554e-07 | 5.511e-07 | 5.5398e-07 | 5.557e-07 | 1.1159e-05 | 0.033708 | 0.029627 | 0.023476 | 0.014018 | 0.013139 | 0.012786 | 0.0093382 | 0.011198 | 0.016702 | 0.027366 | 0.031745 | 0.034314 | 0 | 0.065856 | 0.048778 | 0.042894 | 0.035709 | 0.033338 | 0.032041 | 0.033508 | 0.035278 | 0.041287 | 0.047654 | 0.058505 | 0.064635 | 12.2888
LO3Slow | NR | Fixtures | Residential | Lighting | 0.0002788 | 0.00031631 | 1.5611 | -74.0696 | Single Family | WA-Exterior Porch_250 to 499 lumens | 1.0214e-06 | 2.6211e-06 | 5.8118e-06 | 1.138e-05 | 2.0017e-05 | 3.2071e-05 | 4.7364e-05 | 6.5141e-05 | 8.4211e-05 | 0.00010319 | 0.00012081 | 0.00013613 | 0.00014863 | 0.00015823 | 0.00016517 | 0.0001699 | 0.00017291 | 0.00017467 | 0.00017559 | 0.00017613 | 0.0035367 | 0.066034 | 0.058039 | 0.045989 | 0.027461 | 0.025739 | 0.025047 | 0.018293 | 0.021936 | 0.032719 | 0.05361 | 0.062189 | 0.067221 | 0 | 0.12901 | 0.095555 | 0.084029 | 0.069954 | 0.06531 | 0.062767 | 0.065642 | 0.069108 | 0.080881 | 0.093353 | 0.11461 | 0.12662 | 12.2888
LO3Slow | NR | Fixtures | Residential | Lighting | 0.00053494 | 0.00060693 | 2.9954 | -74.0696 | Single Family | WA-Exterior Porch_500 to 999 lumens | 5.1066e-05 | 0.00013104 | 0.00029055 | 0.00056893 | 0.0010007 | 0.0016034 | 0.0023679 | 0.0032566 | 0.00421 | 0.005159 | 0.0060399 | 0.0068054 | 0.0074303 | 0.0079103 | 0.0082576 | 0.008494 | 0.0086444 | 0.0087325 | 0.0087781 | 0.0088053 | 0.17681 | 0.1267 | 0.11136 | 0.088242 | 0.052691 | 0.049387 | 0.04806 | 0.0351 | 0.04209 | 0.062779 | 0.10286 | 0.11933 | 0.12898 | 0 | 0.24754 | 0.18335 | 0.16123 | 0.13423 | 0.12531 | 0.12043 | 0.12595 | 0.1326 | 0.15519 | 0.17912 | 0.21991 | 0.24295 | 12.2888
LO3Slow | NR | Fixtures | Residential | Lighting | 0.00098067 | 0.0011126 | 5.4913 | -74.0696 | Single Family | WA-Exterior Porch_1000 to 1999 lumens | 0.00010001 | 0.00025664 | 0.00056904 | 0.0011142 | 0.0019599 | 0.0031402 | 0.0046375 | 0.0063781 | 0.0082452 | 0.010104 | 0.011829 | 0.013328 | 0.014552 | 0.015492 | 0.016172 | 0.016635 | 0.01693 | 0.017103 | 0.017192 | 0.017245 | 0.34629 | 0.23228 | 0.20415 | 0.16177 | 0.096594 | 0.090538 | 0.088105 | 0.064347 | 0.07716 | 0.11509 | 0.18857 | 0.21875 | 0.23645 | 0 | 0.4538 | 0.33612 | 0.29557 | 0.24607 | 0.22973 | 0.22079 | 0.2309 | 0.24309 | 0.2845 | 0.32837 | 0.40315 | 0.44539 | 12.2888
LO3Slow | NR | Fixtures | Residential | Lighting | 0.0019007 | 0.0021564 | 10.6428 | -74.0696 | Single Family | WA-Exterior Porch_2000 to 3999 lumens | 9.4622e-05 | 0.00024281 | 0.00053838 | 0.0010542 | 0.0018543 | 0.0029709 | 0.0043875 | 0.0060344 | 0.0078009 | 0.0095593 | 0.011192 | 0.01261 | 0.013768 | 0.014657 | 0.015301 | 0.015739 | 0.016018 | 0.016181 | 0.016265 | 0.016316 | 0.32762 | 0.45018 | 0.39568 | 0.31353 | 0.18721 | 0.17547 | 0.17076 | 0.12471 | 0.14955 | 0.22306 | 0.36548 | 0.42397 | 0.45827 | 0 | 0.87952 | 0.65144 | 0.57286 | 0.47691 | 0.44524 | 0.42791 | 0.44751 | 0.47114 | 0.5514 | 0.63642 | 0.78135 | 0.86322 | 12.2888
LO3Slow | NR | Fixtures | Residential | Lighting | 0.0034718 | 0.003939 | 19.4403 | -74.0696 | Single Family | WA-Exterior Porch_4000 to 7999 lumens | 4.1462e-06 | 1.0639e-05 | 2.3591e-05 | 4.6193e-05 | 8.1251e-05 | 0.00013018 | 0.00019226 | 0.00026442 | 0.00034182 | 0.00041887 | 0.0004904 | 0.00055256 | 0.00060329 | 0.00064226 | 0.00067046 | 0.00068965 | 0.00070187 | 0.00070902 | 0.00071272 | 0.00071493 | 0.014356 | 0.82231 | 0.72275 | 0.57269 | 0.34196 | 0.32052 | 0.31191 | 0.2278 | 0.27316 | 0.40744 | 0.66759 | 0.77442 | 0.83709 | 0 | 1.6066 | 1.1899 | 1.0464 | 0.87113 | 0.81329 | 0.78163 | 0.81742 | 0.86059 | 1.0072 | 1.1625 | 1.4272 | 1.5768 | 12.2888
LO3Slow | NR | Fixtures | Residential | Lighting | 0.00011634 | 0.00013606 | 0.64697 | -109.4383 | Single Family | WA-Chandelier/Pendant_0 to 249 lumens | 1.989e-06 | 5.1038e-06 | 1.1317e-05 | 2.2159e-05 | 3.8977e-05 | 6.2449e-05 | 9.2227e-05 | 0.00012684 | 0.00016398 | 0.00020094 | 0.00023525 | 0.00026507 | 0.0002894 | 0.0003081 | 0.00032163 | 0.00033083 | 0.00033669 | 0.00034012 | 0.0003419 | 0.00034296 | 0.0068867 | 0.027987 | 0.024969 | 0.019729 | 0.011516 | 0.011442 | 0.011362 | 0.0083335 | 0.010003 | 0.014757 | 0.023802 | 0.027082 | 0.028157 | 0 | 0.049031 | 0.036299 | 0.03207 | 0.026756 | 0.027645 | 0.028087 | 0.029848 | 0.031464 | 0.035779 | 0.038806 | 0.045838 | 0.046208 | 5.6792
LO3Slow | NR | Fixtures | Residential | Lighting | 0.00022792 | 0.00026653 | 1.2674 | -109.4383 | Single Family | WA-Chandelier/Pendant_250 to 499 lumens | 1.6077e-05 | 4.1256e-05 | 9.1477e-05 | 0.00017912 | 0.00031506 | 0.0005048 | 0.0007455 | 0.0010253 | 0.0013255 | 0.0016242 | 0.0019016 | 0.0021426 | 0.0023393 | 0.0024905 | 0.0025998 | 0.0026742 | 0.0027216 | 0.0027493 | 0.0027637 | 0.0027722 | 0.055667 | 0.054826 | 0.048914 | 0.038649 | 0.022559 | 0.022414 | 0.022258 | 0.016325 | 0.019596 | 0.028909 | 0.046628 | 0.053053 | 0.05516 | 0 | 0.096051 | 0.071109 | 0.062825 | 0.052415 | 0.054155 | 0.055022 | 0.058472 | 0.061638 | 0.07009 | 0.07602 | 0.089796 | 0.09052 | 5.6792
LO3Slow | NR | Fixtures | Residential | Lighting | 0.00043732 | 0.00051142 | 2.4318 | -109.4383 | Single Family | WA-Chandelier/Pendant_500 to 999 lumens | 0.00011819 | 0.00030329 | 0.00067249 | 0.0013168 | 0.0023162 | 0.003711 | 0.0054805 | 0.0075376 | 0.0097441 | 0.011941 | 0.013979 | 0.015751 | 0.017198 | 0.018309 | 0.019112 | 0.01966 | 0.020008 | 0.020212 | 0.020317 | 0.02038 | 0.40924 | 0.1052 | 0.093854 | 0.074158 | 0.043286 | 0.043007 | 0.042708 | 0.031324 | 0.0376 | 0.055468 | 0.089468 | 0.1018 | 0.10584 | 0 | 0.1843 | 0.13644 | 0.12055 | 0.10057 | 0.10391 | 0.10557 | 0.11219 | 0.11827 | 0.13449 | 0.14586 | 0.1723 | 0.17369 | 5.6792
LO3Slow | NR | Fixtures | Residential | Lighting | 0.0008017 | 0.00093754 | 4.4581 | -109.4383 | Single Family | WA-Chandelier/Pendant_1000 to 1999 lumens | 0.00020023 | 0.00051379 | 0.0011392 | 0.0022307 | 0.0039237 | 0.0062867 | 0.0092843 | 0.012769 | 0.016507 | 0.020228 | 0.023682 | 0.026684 | 0.029134 | 0.031016 | 0.032378 | 0.033304 | 0.033894 | 0.03424 | 0.034418 | 0.034525 | 0.69327 | 0.19285 | 0.17206 | 0.13595 | 0.079354 | 0.078841 | 0.078294 | 0.057425 | 0.06893 | 0.10169 | 0.16402 | 0.18662 | 0.19403 | 0 | 0.33786 | 0.25013 | 0.22099 | 0.18437 | 0.19049 | 0.19354 | 0.20567 | 0.21681 | 0.24654 | 0.2674 | 0.31586 | 0.31841 | 5.6792
LO3Slow | NR | Fixtures | Residential | Lighting | 0.0015538 | 0.0018171 | 8.6404 | -109.4383 | Single Family | WA-Chandelier/Pendant_2000 to 3999 lumens | 0.00028869 | 0.0007408 | 0.0016426 | 0.0032164 | 0.0056573 | 0.0090643 | 0.013386 | 0.018411 | 0.0238 | 0.029165 | 0.034146 | 0.038473 | 0.042006 | 0.04472 | 0.046683 | 0.048019 | 0.04887 | 0.049368 | 0.049626 | 0.049779 | 0.99958 | 0.37377 | 0.33347 | 0.26348 | 0.1538 | 0.1528 | 0.15174 | 0.1113 | 0.13359 | 0.19708 | 0.31788 | 0.36169 | 0.37605 | 0 | 0.65482 | 0.48478 | 0.4283 | 0.35733 | 0.3692 | 0.3751 | 0.39862 | 0.42021 | 0.47783 | 0.51826 | 0.61217 | 0.61711 | 5.6792
LO3Slow | NR | Fixtures | Residential | Lighting | 0.0028382 | 0.0033191 | 15.7827 | -109.4383 | Single Family | WA-Chandelier/Pendant_4000 to 7999 lumens | 0.00017343 | 0.00044503 | 0.00098677 | 0.0019322 | 0.0033986 | 0.0054453 | 0.0080417 | 0.01106 | 0.014298 | 0.017521 | 0.020512 | 0.023112 | 0.025234 | 0.026865 | 0.028044 | 0.028847 | 0.029358 | 0.029657 | 0.029812 | 0.029904 | 0.60049 | 0.68273 | 0.60911 | 0.48129 | 0.28093 | 0.27911 | 0.27718 | 0.2033 | 0.24403 | 0.35999 | 0.58065 | 0.66066 | 0.68689 | 0 | 1.1961 | 0.88551 | 0.78234 | 0.65271 | 0.67439 | 0.68517 | 0.72813 | 0.76757 | 0.87281 | 0.94666 | 1.1182 | 1.1272 | 5.6792
LO3Slow | NR | Fixtures | Residential | Lighting | 2.898e-05 | 2.7142e-05 | 0.22794 | 11.5397 | Single Family | WA-Linear Flush Mount_0 to 249 lumens | 4.5964e-07 | 1.1795e-06 | 2.6153e-06 | 5.1209e-06 | 9.0074e-06 | 1.4432e-05 | 2.1313e-05 | 2.9313e-05 | 3.7894e-05 | 4.6436e-05 | 5.4365e-05 | 6.1256e-05 | 6.688e-05 | 7.1201e-05 | 7.4327e-05 | 7.6454e-05 | 7.7808e-05 | 7.8601e-05 | 7.9012e-05 | 7.9256e-05 | 0.0015915 | 0.007487 | 0.006459 | 0.0061971 | 0.0048257 | 0.0046285 | 0.0043584 | 0.0037415 | 0.0044261 | 0.0056027 | 0.0067528 | 0.0069007 | 0.0073306 | 0 | 0.015836 | 0.012314 | 0.01313 | 0.01134 | 0.011387 | 0.01209 | 0.011678 | 0.011986 | 0.01228 | 0.014988 | 0.015464 | 0.016735 | 1.5718
LO3Slow | NR | Fixtures | Residential | Lighting | 5.6772e-05 | 5.3172e-05 | 0.44653 | 11.5397 | Single Family | WA-Linear Flush Mount_250 to 499 lumens | 1.3115e-05 | 3.3654e-05 | 7.4622e-05 | 0.00014612 | 0.00025701 | 0.00041179 | 0.00060813 | 0.00083639 | 0.0010812 | 0.001325 | 0.0015512 | 0.0017478 | 0.0019083 | 0.0020316 | 0.0021208 | 0.0021815 | 0.0022201 | 0.0022427 | 0.0022544 | 0.0022614 | 0.04541 | 0.014667 | 0.012653 | 0.01214 | 0.0094535 | 0.0090671 | 0.008538 | 0.0073295 | 0.0086706 | 0.010976 | 0.013229 | 0.013518 | 0.01436 | 0 | 0.031023 | 0.024123 | 0.025721 | 0.022214 | 0.022307 | 0.023685 | 0.022877 | 0.02348 | 0.024055 | 0.029361 | 0.030294 | 0.032784 | 1.5718
LO3Slow | NR | Fixtures | Residential | Lighting | 0.00010893 | 0.00010202 | 0.85678 | 11.5397 | Single Family | WA-Linear Flush Mount_500 to 999 lumens | 0.00025623 | 0.00065751 | 0.0014579 | 0.0028547 | 0.0050212 | 0.0080452 | 0.011881 | 0.016341 | 0.021124 | 0.025886 | 0.030306 | 0.034148 | 0.037283 | 0.039691 | 0.041434 | 0.04262 | 0.043375 | 0.043817 | 0.044046 | 0.044182 | 0.88719 | 0.028142 | 0.024278 | 0.023294 | 0.018139 | 0.017398 | 0.016382 | 0.014064 | 0.016637 | 0.021059 | 0.025382 | 0.025938 | 0.027554 | 0 | 0.059525 | 0.046286 | 0.049352 | 0.042623 | 0.042802 | 0.045445 | 0.043896 | 0.045053 | 0.046157 | 0.056337 | 0.058127 | 0.062904 | 1.5718
LO3Slow | NR | Fixtures | Residential | Lighting | 0.0001997 | 0.00018703 | 1.5707 | 11.5397 | Single Family | WA-Linear Flush Mount_1000 to 1999 lumens | 0.00041942 | 0.0010763 | 0.0023864 | 0.0046728 | 0.0082192 | 0.013169 | 0.019448 | 0.026748 | 0.034578 | 0.042372 | 0.049608 | 0.055895 | 0.061027 | 0.06497 | 0.067823 | 0.069764 | 0.070999 | 0.071723 | 0.072098 | 0.072321 | 1.4522 | 0.051591 | 0.044508 | 0.042703 | 0.033253 | 0.031894 | 0.030033 | 0.025782 | 0.030499 | 0.038607 | 0.046532 | 0.047551 | 0.050513 | 0 | 0.10912 | 0.084852 | 0.090474 | 0.078139 | 0.078467 | 0.083312 | 0.080471 | 0.082593 | 0.084616 | 0.10328 | 0.10656 | 0.11532 | 1.5718
LO3Slow | NR | Fixtures | Residential | Lighting | 0.00038704 | 0.00036249 | 3.0442 | 11.5397 | Single Family | WA-Linear Flush Mount_2000 to 3999 lumens | 0.00015539 | 0.00039875 | 0.00088415 | 0.0017313 | 0.0030452 | 0.004879 | 0.0072054 | 0.0099099 | 0.012811 | 0.015699 | 0.018379 | 0.020709 | 0.02261 | 0.024071 | 0.025128 | 0.025847 | 0.026305 | 0.026573 | 0.026712 | 0.026794 | 0.53804 | 0.09999 | 0.086262 | 0.082764 | 0.064448 | 0.061814 | 0.058207 | 0.049968 | 0.059111 | 0.074825 | 0.090185 | 0.09216 | 0.097901 | 0 | 0.2115 | 0.16445 | 0.17535 | 0.15144 | 0.15208 | 0.16147 | 0.15596 | 0.16008 | 0.164 | 0.20017 | 0.20653 | 0.2235 | 1.5718
LO3Slow | NR | Fixtures | Residential | Lighting | 0.00070697 | 0.00066213 | 5.5605 | 11.5397 | Single Family | WA-Linear Flush Mount_4000 to 7999 lumens | 1.7948e-05 | 4.6055e-05 | 0.00010212 | 0.00019996 | 0.00035172 | 0.00056353 | 0.00083223 | 0.0011446 | 0.0014797 | 0.0018132 | 0.0021228 | 0.0023919 | 0.0026115 | 0.0027802 | 0.0029023 | 0.0029854 | 0.0030382 | 0.0030692 | 0.0030852 | 0.0030948 | 0.062144 | 0.18264 | 0.15757 | 0.15118 | 0.11772 | 0.11291 | 0.10632 | 0.091273 | 0.10797 | 0.13668 | 0.16473 | 0.16834 | 0.17883 | 0 | 0.38632 | 0.3004 | 0.3203 | 0.27663 | 0.27779 | 0.29494 | 0.28488 | 0.2924 | 0.29956 | 0.36563 | 0.37725 | 0.40825 | 1.5718
LO3Slow | NR | Fixtures | Residential | Lighting | 2.1873e-05 | 2.0242e-05 | 0.16937 | 20.4503 | Single Family | WA-Linear Shop_0 to 249 lumens | 1.0827e-07 | 2.7783e-07 | 6.1604e-07 | 1.2063e-06 | 2.1217e-06 | 3.3995e-06 | 5.0205e-06 | 6.9048e-06 | 8.9262e-06 | 1.0938e-05 | 1.2806e-05 | 1.4429e-05 | 1.5754e-05 | 1.6772e-05 | 1.7508e-05 | 1.8009e-05 | 1.8328e-05 | 1.8515e-05 | 1.8612e-05 | 1.8669e-05 | 0.00037488 | 0.005564 | 0.0047565 | 0.0045372 | 0.0035372 | 0.0033056 | 0.0030843 | 0.0026418 | 0.0031239 | 0.0039762 | 0.0048523 | 0.0050398 | 0.005502 | 0 | 0.012457 | 0.0096407 | 0.010081 | 0.0086736 | 0.0083159 | 0.0086034 | 0.0082545 | 0.0084675 | 0.0088128 | 0.01107 | 0.011754 | 0.013315 | 1.2368
LO3Slow | NR | Fixtures | Residential | Lighting | 4.2848e-05 | 3.9655e-05 | 0.33179 | 20.4503 | Single Family | WA-Linear Shop_250 to 499 lumens | 0 | 0 | 0 | 0 | 0 | 0 | 0 | 0 | 0 | 0 | 0 | 0 | 0 | 0 | 0 | 0 | 0 | 0 | 0 | 0 | 0 | 0.0109 | 0.0093179 | 0.0088884 | 0.0069294 | 0.0064756 | 0.0060422 | 0.0051753 | 0.0061197 | 0.0077893 | 0.0095056 | 0.0098729 | 0.010778 | 0 | 0.024402 | 0.018886 | 0.019749 | 0.016991 | 0.016291 | 0.016854 | 0.01617 | 0.016588 | 0.017264 | 0.021686 | 0.023026 | 0.026085 | 1.2368
LO3Slow | NR | Fixtures | Residential | Lighting | 8.2216e-05 | 7.6087e-05 | 0.63662 | 20.4503 | Single Family | WA-Linear Shop_500 to 999 lumens | 1.7026e-07 | 4.3689e-07 | 9.6873e-07 | 1.8969e-06 | 3.3364e-06 | 5.3457e-06 | 7.8947e-06 | 1.0858e-05 | 1.4036e-05 | 1.72e-05 | 2.0137e-05 | 2.269e-05 | 2.4773e-05 | 2.6374e-05 | 2.7532e-05 | 2.832e-05 | 2.8821e-05 | 2.9115e-05 | 2.9267e-05 | 2.9357e-05 | 0.00058951 | 0.020914 | 0.017879 | 0.017055 | 0.013296 | 0.012425 | 0.011593 | 0.0099302 | 0.011742 | 0.014946 | 0.018239 | 0.018944 | 0.020681 | 0 | 0.046822 | 0.036238 | 0.037894 | 0.032602 | 0.031258 | 0.032339 | 0.031027 | 0.031828 | 0.033126 | 0.04161 | 0.044182 | 0.05005 | 1.2368
LO3Slow | NR | Fixtures | Residential | Lighting | 0.00015072 | 0.00013949 | 1.1671 | 20.4503 | Single Family | WA-Linear Shop_1000 to 1999 lumens | 9.5485e-08 | 2.4502e-07 | 5.4329e-07 | 1.0638e-06 | 1.8712e-06 | 2.998e-06 | 4.4276e-06 | 6.0894e-06 | 7.872e-06 | 9.6465e-06 | 1.1294e-05 | 1.2725e-05 | 1.3893e-05 | 1.4791e-05 | 1.544e-05 | 1.5882e-05 | 1.6164e-05 | 1.6328e-05 | 1.6414e-05 | 1.6465e-05 | 0.00033061 | 0.03834 | 0.032776 | 0.031265 | 0.024374 | 0.022778 | 0.021254 | 0.018204 | 0.021526 | 0.027399 | 0.033436 | 0.034728 | 0.037913 | 0 | 0.085836 | 0.066432 | 0.069468 | 0.059768 | 0.057303 | 0.059284 | 0.05688 | 0.058347 | 0.060727 | 0.076281 | 0.080996 | 0.091754 | 1.2368
LO3Slow | NR | Fixtures | Residential | Lighting | 0.00029211 | 0.00027034 | 2.2619 | 20.4503 | Single Family | WA-Linear Shop_2000 to 3999 lumens | 0 | 0 | 0 | 0 | 0 | 0 | 0 | 0 | 0 | 0 | 0 | 0 | 0 | 0 | 0 | 0 | 0 | 0 | 0 | 0 | 0 | 0.074308 | 0.063524 | 0.060596 | 0.04724 | 0.044147 | 0.041192 | 0.035282 | 0.04172 | 0.053103 | 0.064803 | 0.067307 | 0.07348 | 0 | 0.16636 | 0.12875 | 0.13464 | 0.11584 | 0.11106 | 0.1149 | 0.11024 | 0.11308 | 0.1177 | 0.14784 | 0.15698 | 0.17783 | 1.2368
LO3Slow | NR | Fixtures | Residential | Lighting | 0.00053358 | 0.00049381 | 4.1317 | 20.4503 | Single Family | WA-Linear Shop_4000 to 7999 lumens | 1.3803e-06 | 3.542e-06 | 7.8537e-06 | 1.5378e-05 | 2.7049e-05 | 4.3339e-05 | 6.4004e-05 | 8.8028e-05 | 0.0001138 | 0.00013945 | 0.00016326 | 0.00018395 | 0.00020084 | 0.00021382 | 0.00022321 | 0.00022959 | 0.00023366 | 0.00023604 | 0.00023727 | 0.00023801 | 0.0047793 | 0.13573 | 0.11603 | 0.11068 | 0.08629 | 0.080639 | 0.075242 | 0.064447 | 0.076207 | 0.096999 | 0.11837 | 0.12294 | 0.13422 | 0 | 0.30388 | 0.23518 | 0.24593 | 0.21159 | 0.20287 | 0.20988 | 0.20137 | 0.20656 | 0.21499 | 0.27005 | 0.28674 | 0.32483 | 1.2368
LO3Slow | NR | Fixtures | Residential | Lighting | 0.00021426 | 0.00020326 | 1.7136 | -52.248 | Single Family | WA-Track_0 to 249 lumens | 5.155e-08 | 1.3228e-07 | 2.9331e-07 | 5.7433e-07 | 1.0102e-06 | 1.6186e-06 | 2.3903e-06 | 3.2875e-06 | 4.2499e-06 | 5.2079e-06 | 6.0972e-06 | 6.87e-06 | 7.5008e-06 | 7.9854e-06 | 8.336e-06 | 8.5746e-06 | 8.7264e-06 | 8.8154e-06 | 8.8614e-06 | 8.8888e-06 | 0.00017849 | 0.056276 | 0.049013 | 0.047306 | 0.036794 | 0.036217 | 0.034405 | 0.029598 | 0.035027 | 0.044107 | 0.052524 | 0.052811 | 0.054523 | 0 | 0.11172 | 0.08735 | 0.095246 | 0.082612 | 0.087151 | 0.094937 | 0.09229 | 0.094775 | 0.095627 | 0.11339 | 0.11345 | 0.11644 | 5.0463
LO3Slow | NR | Fixtures | Residential | Lighting | 0.00041973 | 0.00039818 | 3.3569 | -52.248 | Single Family | WA-Track_250 to 499 lumens | 4.702e-06 | 1.2066e-05 | 2.6753e-05 | 5.2386e-05 | 9.2143e-05 | 0.00014763 | 0.00021803 | 0.00029986 | 0.00038765 | 0.00047503 | 0.00055614 | 0.00062663 | 0.00068416 | 0.00072836 | 0.00076034 | 0.00078211 | 0.00079596 | 0.00080407 | 0.00080827 | 0.00081077 | 0.016281 | 0.11024 | 0.096016 | 0.092672 | 0.072079 | 0.070948 | 0.067399 | 0.057983 | 0.068618 | 0.086405 | 0.10289 | 0.10346 | 0.10681 | 0 | 0.21885 | 0.17112 | 0.18659 | 0.16184 | 0.17073 | 0.18598 | 0.1808 | 0.18566 | 0.18733 | 0.22212 | 0.22225 | 0.22811 | 5.0463
LO3Slow | NR | Fixtures | Residential | Lighting | 0.00080537 | 0.00076401 | 6.4411 | -52.248 | Single Family | WA-Track_500 to 999 lumens | 7.4862e-05 | 0.0001921 | 0.00042595 | 0.00083405 | 0.001467 | 0.0023505 | 0.0034713 | 0.0047742 | 0.0061718 | 0.007563 | 0.0088545 | 0.0099768 | 0.010893 | 0.011596 | 0.012106 | 0.012452 | 0.012673 | 0.012802 | 0.012869 | 0.012908 | 0.25921 | 0.21153 | 0.18423 | 0.17782 | 0.1383 | 0.13613 | 0.12932 | 0.11125 | 0.13166 | 0.16579 | 0.19743 | 0.19851 | 0.20494 | 0 | 0.41992 | 0.32833 | 0.35801 | 0.31052 | 0.32758 | 0.35685 | 0.3469 | 0.35624 | 0.35945 | 0.42619 | 0.42644 | 0.43769 | 5.0463
LO3Slow | NR | Fixtures | Residential | Lighting | 0.0014764 | 0.0014006 | 11.808 | -52.248 | Single Family | WA-Track_1000 to 1999 lumens | 0.00010878 | 0.00027913 | 0.00061892 | 0.0012119 | 0.0021317 | 0.0034154 | 0.0050439 | 0.0069371 | 0.0089679 | 0.010989 | 0.012866 | 0.014497 | 0.015828 | 0.01685 | 0.01759 | 0.018093 | 0.018414 | 0.018602 | 0.018699 | 0.018757 | 0.37664 | 0.38779 | 0.33774 | 0.32598 | 0.25354 | 0.24956 | 0.23708 | 0.20396 | 0.24137 | 0.30393 | 0.36193 | 0.36391 | 0.37571 | 0 | 0.76981 | 0.60191 | 0.65632 | 0.56926 | 0.60054 | 0.65419 | 0.63595 | 0.65307 | 0.65895 | 0.78131 | 0.78177 | 0.80238 | 5.0463
LO3Slow | NR | Fixtures | Residential | Lighting | 0.0028615 | 0.0027146 | 22.8853 | -52.248 | Single Family | WA-Track_2000 to 3999 lumens | 0.00017372 | 0.00044578 | 0.00098843 | 0.0019354 | 0.0034043 | 0.0054545 | 0.0080553 | 0.011079 | 0.014322 | 0.01755 | 0.020547 | 0.023152 | 0.025277 | 0.02691 | 0.028092 | 0.028896 | 0.029407 | 0.029707 | 0.029862 | 0.029955 | 0.6015 | 0.75158 | 0.65458 | 0.63178 | 0.49139 | 0.48368 | 0.45948 | 0.39529 | 0.4678 | 0.58906 | 0.70147 | 0.7053 | 0.72817 | 0 | 1.492 | 1.1666 | 1.272 | 1.1033 | 1.1639 | 1.2679 | 1.2326 | 1.2657 | 1.2771 | 1.5143 | 1.5152 | 1.5551 | 5.0463
LO3Slow | NR | Fixtures | Residential | Lighting | 0.0052269 | 0.0049585 | 41.8027 | -52.248 | Single Family | WA-Track_4000 to 7999 lumens | 6.9888e-05 | 0.00017934 | 0.00039765 | 0.00077863 | 0.0013696 | 0.0021943 | 0.0032406 | 0.004457 | 0.0057617 | 0.0070605 | 0.0082661 | 0.0093138 | 0.010169 | 0.010826 | 0.011301 | 0.011625 | 0.011831 | 0.011951 | 0.012014 | 0.012051 | 0.24198 | 1.3729 | 1.1957 | 1.154 | 0.89758 | 0.8835 | 0.8393 | 0.72205 | 0.85449 | 1.076 | 1.2813 | 1.2883 | 1.3301 | 0 | 2.7253 | 2.1309 | 2.3235 | 2.0153 | 2.126 | 2.316 | 2.2514 | 2.312 | 2.3328 | 2.766 | 2.7676 | 2.8406 | 5.0463
LO3Slow | NR | Fixtures | Residential | Lighting | 9.9203e-05 | 9.4046e-05 | 0.7927 | -66.9628 | Multifamily - Low Rise | ID/MT/OR-Floor/Table_0 to 249 lumens | 7.7949e-07 | 2.0002e-06 | 4.4352e-06 | 8.6845e-06 | 1.5275e-05 | 2.4475e-05 | 3.6145e-05 | 4.9711e-05 | 6.4264e-05 | 7.875e-05 | 9.2196e-05 | 0.00010388 | 0.00011342 | 0.00012075 | 0.00012605 | 0.00012966 | 0.00013195 | 0.0001333 | 0.00013399 | 0.00013441 | 0.002699 | 0.026033 | 0.022662 | 0.021866 | 0.017008 | 0.016719 | 0.015876 | 0.013656 | 0.016161 | 0.020356 | 0.024255 | 0.024407 | 0.025237 | 0 | 0.051857 | 0.040534 | 0.044144 | 0.03828 | 0.040278 | 0.043819 | 0.042584 | 0.043729 | 0.044156 | 0.052434 | 0.05255 | 0.054093 | 8.6645
LO3Slow | NR | Fixtures | Residential | Lighting | 0.00019434 | 0.00018423 | 1.5529 | -66.9628 | Multifamily - Low Rise | ID/MT/OR-Floor/Table_250 to 499 lumens | 5.4596e-06 | 1.401e-05 | 3.1064e-05 | 6.0826e-05 | 0.00010699 | 0.00017142 | 0.00025316 | 0.00034818 | 0.0004501 | 0.00055157 | 0.00064575 | 0.00072759 | 0.0007944 | 0.00084572 | 0.00088285 | 0.00090812 | 0.0009242 | 0.00093362 | 0.0009385 | 0.0009414 | 0.018904 | 0.050999 | 0.044395 | 0.042836 | 0.033319 | 0.032753 | 0.0311 | 0.026753 | 0.031659 | 0.039876 | 0.047515 | 0.047814 | 0.049438 | 0 | 0.10159 | 0.079407 | 0.086478 | 0.07499 | 0.078904 | 0.085841 | 0.083422 | 0.085665 | 0.086502 | 0.10272 | 0.10295 | 0.10597 | 8.6645
LO3Slow | NR | Fixtures | Residential | Lighting | 0.00037289 | 0.0003535 | 2.9796 | -66.9628 | Multifamily - Low Rise | ID/MT/OR-Floor/Table_500 to 999 lumens | 4.6357e-05 | 0.00011895 | 0.00026376 | 0.00051647 | 0.00090843 | 0.0014555 | 0.0021495 | 0.0029563 | 0.0038218 | 0.0046833 | 0.0054829 | 0.0061779 | 0.0067451 | 0.0071809 | 0.0074962 | 0.0077107 | 0.0078473 | 0.0079273 | 0.0079687 | 0.0079933 | 0.16051 | 0.097855 | 0.085183 | 0.082191 | 0.063931 | 0.062845 | 0.059674 | 0.051332 | 0.060746 | 0.076513 | 0.09117 | 0.091743 | 0.09486 | 0 | 0.19492 | 0.15236 | 0.16593 | 0.14389 | 0.1514 | 0.16471 | 0.16007 | 0.16437 | 0.16598 | 0.19709 | 0.19753 | 0.20333 | 8.6645
LO3Slow | NR | Fixtures | Residential | Lighting | 0.00068359 | 0.00064805 | 5.4623 | -66.9628 | Multifamily - Low Rise | ID/MT/OR-Floor/Table_1000 to 1999 lumens | 5.0994e-05 | 0.00013085 | 0.00029015 | 0.00056813 | 0.00099931 | 0.0016011 | 0.0023646 | 0.0032521 | 0.0042041 | 0.0051518 | 0.0060314 | 0.0067959 | 0.0074199 | 0.0078992 | 0.0082461 | 0.0084821 | 0.0086323 | 0.0087203 | 0.0087658 | 0.008793 | 0.17657 | 0.17939 | 0.15616 | 0.15068 | 0.1172 | 0.11521 | 0.1094 | 0.094103 | 0.11136 | 0.14027 | 0.16713 | 0.16819 | 0.1739 | 0 | 0.35733 | 0.27931 | 0.30419 | 0.26378 | 0.27755 | 0.30195 | 0.29344 | 0.30133 | 0.30427 | 0.36131 | 0.36211 | 0.37274 | 8.6645
LO3Slow | NR | Fixtures | Residential | Lighting | 0.0013249 | 0.001256 | 10.5866 | -66.9628 | Multifamily - Low Rise | ID/MT/OR-Floor/Table_2000 to 3999 lumens | 1.42e-05 | 3.6437e-05 | 8.0792e-05 | 0.0001582 | 0.00027826 | 0.00044584 | 0.00065842 | 0.00090556 | 0.0011706 | 0.0014345 | 0.0016795 | 0.0018924 | 0.0020661 | 0.0021996 | 0.0022961 | 0.0023619 | 0.0024037 | 0.0024282 | 0.0024409 | 0.0024484 | 0.049165 | 0.34768 | 0.30266 | 0.29203 | 0.22715 | 0.22329 | 0.21202 | 0.18238 | 0.21583 | 0.27185 | 0.32393 | 0.32597 | 0.33704 | 0 | 0.69256 | 0.54135 | 0.58956 | 0.51124 | 0.53792 | 0.58522 | 0.56872 | 0.58401 | 0.58972 | 0.70027 | 0.70182 | 0.72242 | 8.6645
LO3Slow | NR | Fixtures | Residential | Lighting | 0.0024201 | 0.0022942 | 19.3377 | -66.9628 | Multifamily - Low Rise | ID/MT/OR-Floor/Table_4000 to 7999 lumens | 1.635e-06 | 4.1955e-06 | 9.3027e-06 | 1.8216e-05 | 3.204e-05 | 5.1335e-05 | 7.5813e-05 | 0.00010427 | 0.00013479 | 0.00016518 | 0.00019338 | 0.00021789 | 0.0002379 | 0.00025327 | 0.00026439 | 0.00027196 | 0.00027677 | 0.00027959 | 0.00028105 | 0.00028192 | 0.0056611 | 0.63508 | 0.55284 | 0.53342 | 0.41491 | 0.40786 | 0.38729 | 0.33315 | 0.39425 | 0.49657 | 0.59169 | 0.59542 | 0.61564 | 0 | 1.265 | 0.98883 | 1.0769 | 0.93383 | 0.98258 | 1.069 | 1.0388 | 1.0668 | 1.0772 | 1.2791 | 1.282 | 1.3196 | 8.6645
LO3Slow | NR | Fixtures | Residential | Lighting | 0.00013061 | 0.00012357 | 1.0409 | -37.2177 | Multifamily - Low Rise | ID/MT/OR-Ceiling and Wall Flush Mount _0 to 249 lumens | 4.3214e-07 | 1.1089e-06 | 2.4588e-06 | 4.8145e-06 | 8.4684e-06 | 1.3568e-05 | 2.0038e-05 | 2.7559e-05 | 3.5626e-05 | 4.3657e-05 | 5.1112e-05 | 5.759e-05 | 6.2878e-05 | 6.694e-05 | 6.9879e-05 | 7.1879e-05 | 7.3152e-05 | 7.3898e-05 | 7.4283e-05 | 7.4513e-05 | 0.0014963 | 0.034185 | 0.029713 | 0.028642 | 0.022283 | 0.021815 | 0.020686 | 0.017788 | 0.02105 | 0.026535 | 0.031677 | 0.031958 | 0.033195 | 0 | 0.068809 | 0.053735 | 0.058303 | 0.050522 | 0.052738 | 0.057144 | 0.055478 | 0.056965 | 0.057658 | 0.068781 | 0.069277 | 0.071943 | 3.7754
LO3Slow | NR | Fixtures | Residential | Lighting | 0.00025587 | 0.00024207 | 2.0391 | -37.2177 | Multifamily - Low Rise | ID/MT/OR-Ceiling and Wall Flush Mount _250 to 499 lumens | 5.2764e-06 | 1.354e-05 | 3.0022e-05 | 5.8785e-05 | 0.0001034 | 0.00016567 | 0.00024466 | 0.0003365 | 0.000435 | 0.00053306 | 0.00062408 | 0.00070318 | 0.00076774 | 0.00081734 | 0.00085323 | 0.00087765 | 0.00089319 | 0.0009023 | 0.00090701 | 0.00090982 | 0.018269 | 0.066968 | 0.058207 | 0.05611 | 0.043652 | 0.042735 | 0.040524 | 0.034847 | 0.041236 | 0.051981 | 0.062055 | 0.062605 | 0.065028 | 0 | 0.1348 | 0.10527 | 0.11422 | 0.098972 | 0.10331 | 0.11194 | 0.10868 | 0.11159 | 0.11295 | 0.13474 | 0.13571 | 0.14094 | 3.7754
LO3Slow | NR | Fixtures | Residential | Lighting | 0.00049096 | 0.00046447 | 3.9125 | -37.2177 | Multifamily - Low Rise | ID/MT/OR-Ceiling and Wall Flush Mount _500 to 999 lumens | 4.9315e-05 | 0.00012655 | 0.00028059 | 0.00054942 | 0.0009664 | 0.0015484 | 0.0022867 | 0.003145 | 0.0040656 | 0.0049821 | 0.0058328 | 0.0065721 | 0.0071755 | 0.0076391 | 0.0079745 | 0.0082028 | 0.008348 | 0.0084331 | 0.0084771 | 0.0085034 | 0.17075 | 0.1285 | 0.11169 | 0.10766 | 0.083758 | 0.081999 | 0.077756 | 0.066864 | 0.079122 | 0.099739 | 0.11907 | 0.12012 | 0.12477 | 0 | 0.25864 | 0.20198 | 0.21915 | 0.1899 | 0.19823 | 0.21479 | 0.20853 | 0.21412 | 0.21673 | 0.25854 | 0.2604 | 0.27042 | 3.7754
LO3Slow | NR | Fixtures | Residential | Lighting | 0.00090004 | 0.00085147 | 7.1725 | -37.2177 | Multifamily - Low Rise | ID/MT/OR-Ceiling and Wall Flush Mount _1000 to 1999 lumens | 6.0919e-05 | 0.00015632 | 0.00034662 | 0.00067871 | 0.0011938 | 0.0019127 | 0.0028248 | 0.003885 | 0.0050223 | 0.0061544 | 0.0072053 | 0.0081186 | 0.008864 | 0.0094366 | 0.009851 | 0.010133 | 0.010312 | 0.010417 | 0.010472 | 0.010504 | 0.21093 | 0.23556 | 0.20475 | 0.19737 | 0.15355 | 0.15032 | 0.14254 | 0.12258 | 0.14505 | 0.18284 | 0.21828 | 0.22022 | 0.22874 | 0 | 0.47414 | 0.37028 | 0.40175 | 0.34814 | 0.36341 | 0.39377 | 0.38228 | 0.39253 | 0.39731 | 0.47396 | 0.47737 | 0.49574 | 3.7754
LO3Slow | NR | Fixtures | Residential | Lighting | 0.0017444 | 0.0016503 | 13.9011 | -37.2177 | Multifamily - Low Rise | ID/MT/OR-Ceiling and Wall Flush Mount _2000 to 3999 lumens | 4.818e-05 | 0.00012363 | 0.00027413 | 0.00053678 | 0.00094415 | 0.0015127 | 0.0022341 | 0.0030726 | 0.0039721 | 0.0048674 | 0.0056985 | 0.0064208 | 0.0070104 | 0.0074632 | 0.0077909 | 0.0080139 | 0.0081558 | 0.008239 | 0.008282 | 0.0083076 | 0.16682 | 0.45655 | 0.39682 | 0.38252 | 0.29759 | 0.29134 | 0.27627 | 0.23757 | 0.28112 | 0.35437 | 0.42305 | 0.42681 | 0.44332 | 0 | 0.91895 | 0.71764 | 0.77865 | 0.67473 | 0.70433 | 0.76317 | 0.74092 | 0.76078 | 0.77003 | 0.91859 | 0.9252 | 0.96082 | 3.7754
LO3Slow | NR | Fixtures | Residential | Lighting | 0.0031863 | 0.0030144 | 25.3921 | -37.2177 | Multifamily - Low Rise | ID/MT/OR-Ceiling and Wall Flush Mount _4000 to 7999 lumens | 1.2952e-05 | 3.3235e-05 | 7.3692e-05 | 0.0001443 | 0.00025381 | 0.00040666 | 0.00060056 | 0.00082598 | 0.0010678 | 0.0013085 | 0.0015319 | 0.0017261 | 0.0018845 | 0.0020063 | 0.0020944 | 0.0021543 | 0.0021925 | 0.0022148 | 0.0022264 | 0.0022333 | 0.044845 | 0.83394 | 0.72484 | 0.69872 | 0.54359 | 0.53218 | 0.50464 | 0.43395 | 0.5135 | 0.64731 | 0.77276 | 0.77961 | 0.80978 | 0 | 1.6786 | 1.3109 | 1.4223 | 1.2325 | 1.2865 | 1.394 | 1.3534 | 1.3896 | 1.4066 | 1.6779 | 1.69 | 1.755 | 3.7754
LO3Slow | NR | Fixtures | Residential | Lighting | 0.00010381 | 9.7994e-05 | 0.82491 | -111.1375 | Multifamily - Low Rise | ID/MT/OR-Downlight Fixture_0 to 249 lumens | 1.7608e-08 | 4.5183e-08 | 1.0019e-07 | 1.9617e-07 | 3.4506e-07 | 5.5286e-07 | 8.1647e-07 | 1.1229e-06 | 1.4516e-06 | 1.7789e-06 | 2.0826e-06 | 2.3466e-06 | 2.562e-06 | 2.7276e-06 | 2.8473e-06 | 2.9288e-06 | 2.9807e-06 | 3.0111e-06 | 3.0268e-06 | 3.0362e-06 | 6.0967e-05 | 0.027093 | 0.02351 | 0.02264 | 0.017617 | 0.017171 | 0.016259 | 0.013976 | 0.016537 | 0.020865 | 0.024959 | 0.02525 | 0.026356 | 0 | 0.055138 | 0.043017 | 0.046492 | 0.040257 | 0.041668 | 0.044953 | 0.043595 | 0.044759 | 0.045421 | 0.054451 | 0.055134 | 0.05779 | 10.4726
LO3Slow | NR | Fixtures | Residential | Lighting | 0.00020337 | 0.00019197 | 1.616 | -111.1375 | Multifamily - Low Rise | ID/MT/OR-Downlight Fixture_250 to 499 lumens | 2.9084e-06 | 7.4633e-06 | 1.6548e-05 | 3.2403e-05 | 5.6996e-05 | 9.132e-05 | 0.00013486 | 0.00018548 | 0.00023978 | 0.00029383 | 0.000344 | 0.0003876 | 0.00042319 | 0.00045053 | 0.00047031 | 0.00048378 | 0.00049234 | 0.00049736 | 0.00049996 | 0.00050151 | 0.01007 | 0.053074 | 0.046056 | 0.044351 | 0.034511 | 0.033638 | 0.03185 | 0.027379 | 0.032396 | 0.040874 | 0.048895 | 0.049464 | 0.051631 | 0 | 0.10801 | 0.08427 | 0.091077 | 0.078864 | 0.081627 | 0.088062 | 0.085402 | 0.087683 | 0.088979 | 0.10667 | 0.10801 | 0.11321 | 10.4726
LO3Slow | NR | Fixtures | Residential | Lighting | 0.00039021 | 0.00036834 | 3.1007 | -111.1375 | Multifamily - Low Rise | ID/MT/OR-Downlight Fixture_500 to 999 lumens | 0.00010214 | 0.0002621 | 0.00058117 | 0.001138 | 0.0020016 | 0.0032071 | 0.0047363 | 0.006514 | 0.0084209 | 0.010319 | 0.012081 | 0.013612 | 0.014862 | 0.015822 | 0.016517 | 0.01699 | 0.017291 | 0.017467 | 0.017558 | 0.017612 | 0.35366 | 0.10184 | 0.08837 | 0.085099 | 0.066219 | 0.064544 | 0.061113 | 0.052533 | 0.06216 | 0.078427 | 0.093817 | 0.09491 | 0.099067 | 0 | 0.20725 | 0.16169 | 0.17476 | 0.15132 | 0.15662 | 0.16897 | 0.16387 | 0.16824 | 0.17073 | 0.20467 | 0.20724 | 0.21722 | 10.4726
LO3Slow | NR | Fixtures | Residential | Lighting | 0.00071535 | 0.00067525 | 5.6843 | -111.1375 | Multifamily - Low Rise | ID/MT/OR-Downlight Fixture_1000 to 1999 lumens | 3.1181e-05 | 8.0014e-05 | 0.00017742 | 0.0003474 | 0.00061105 | 0.00097904 | 0.0014459 | 0.0019886 | 0.0025707 | 0.0031502 | 0.0036881 | 0.0041555 | 0.0045371 | 0.0048302 | 0.0050422 | 0.0051866 | 0.0052784 | 0.0053322 | 0.0053601 | 0.0053766 | 0.10796 | 0.18669 | 0.162 | 0.15601 | 0.12139 | 0.11832 | 0.11203 | 0.096306 | 0.11395 | 0.14377 | 0.17199 | 0.17399 | 0.18161 | 0 | 0.37995 | 0.29642 | 0.32037 | 0.2774 | 0.28712 | 0.30976 | 0.3004 | 0.30843 | 0.31298 | 0.37521 | 0.37992 | 0.39822 | 10.4726
LO3Slow | NR | Fixtures | Residential | Lighting | 0.0013864 | 0.0013087 | 11.0168 | -111.1375 | Multifamily - Low Rise | ID/MT/OR-Downlight Fixture_2000 to 3999 lumens | 9.2802e-06 | 2.3814e-05 | 5.2803e-05 | 0.00010339 | 0.00018186 | 0.00029138 | 0.00043032 | 0.00059183 | 0.00076509 | 0.00093755 | 0.0010976 | 0.0012368 | 0.0013503 | 0.0014375 | 0.0015007 | 0.0015436 | 0.001571 | 0.001587 | 0.0015953 | 0.0016002 | 0.032132 | 0.36183 | 0.31398 | 0.30236 | 0.23528 | 0.22933 | 0.21714 | 0.18665 | 0.22086 | 0.27865 | 0.33333 | 0.33722 | 0.35199 | 0 | 0.73638 | 0.5745 | 0.62091 | 0.53764 | 0.55648 | 0.60035 | 0.58222 | 0.59777 | 0.6066 | 0.72721 | 0.73633 | 0.7718 | 10.4726
LO3Slow | NR | Fixtures | Residential | Lighting | 0.0025325 | 0.0023905 | 20.1235 | -111.1375 | Multifamily - Low Rise | ID/MT/OR-Downlight Fixture_4000 to 7999 lumens | 2.9227e-06 | 7.5e-06 | 1.663e-05 | 3.2563e-05 | 5.7276e-05 | 9.1769e-05 | 0.00013553 | 0.00018639 | 0.00024096 | 0.00029527 | 0.00034569 | 0.00038951 | 0.00042527 | 0.00045275 | 0.00047263 | 0.00048615 | 0.00049476 | 0.00049981 | 0.00050242 | 0.00050397 | 0.01012 | 0.66092 | 0.57353 | 0.5523 | 0.42976 | 0.41889 | 0.39662 | 0.34094 | 0.40342 | 0.50899 | 0.60887 | 0.61597 | 0.64295 | 0 | 1.3451 | 1.0494 | 1.1342 | 0.98207 | 1.0165 | 1.0966 | 1.0635 | 1.0919 | 1.108 | 1.3283 | 1.345 | 1.4098 | 10.4726
LO3Slow | NR | Fixtures | Residential | Lighting | 0.00015581 | 0.00017678 | 0.87246 | -72.6034 | Multifamily - Low Rise | ID/MT/OR-Exterior Porch_0 to 249 lumens | 2.2916e-10 | 5.8804e-10 | 1.3039e-09 | 2.5531e-09 | 4.4908e-09 | 7.1952e-09 | 1.0626e-08 | 1.4614e-08 | 1.8893e-08 | 2.3151e-08 | 2.7104e-08 | 3.054e-08 | 3.3344e-08 | 3.5498e-08 | 3.7057e-08 | 3.8117e-08 | 3.8792e-08 | 3.9188e-08 | 3.9392e-08 | 3.9514e-08 | 7.9346e-07 | 0.036904 | 0.032436 | 0.025702 | 0.015347 | 0.014385 | 0.013998 | 0.010224 | 0.012259 | 0.018285 | 0.029961 | 0.034755 | 0.037568 | 0 | 0.0721 | 0.053403 | 0.046961 | 0.039095 | 0.036499 | 0.035078 | 0.036685 | 0.038622 | 0.045202 | 0.052172 | 0.064052 | 0.070763 | 10.5955
LO3Slow | NR | Fixtures | Residential | Lighting | 0.00030523 | 0.0003463 | 1.7091 | -72.6034 | Multifamily - Low Rise | ID/MT/OR-Exterior Porch_250 to 499 lumens | 7.2633e-08 | 1.8638e-07 | 4.1327e-07 | 8.0921e-07 | 1.4234e-06 | 2.2805e-06 | 3.3679e-06 | 4.6321e-06 | 5.988e-06 | 7.3378e-06 | 8.5908e-06 | 9.6797e-06 | 1.0568e-05 | 1.1251e-05 | 1.1745e-05 | 1.2081e-05 | 1.2295e-05 | 1.2421e-05 | 1.2485e-05 | 1.2524e-05 | 0.00025149 | 0.072295 | 0.063542 | 0.050349 | 0.030064 | 0.02818 | 0.027422 | 0.020028 | 0.024016 | 0.035821 | 0.058693 | 0.068085 | 0.073595 | 0 | 0.14124 | 0.10462 | 0.091996 | 0.076587 | 0.071502 | 0.068718 | 0.071865 | 0.075661 | 0.08855 | 0.1022 | 0.12548 | 0.13862 | 10.5955
LO3Slow | NR | Fixtures | Residential | Lighting | 0.00058566 | 0.00066447 | 3.2794 | -72.6034 | Multifamily - Low Rise | ID/MT/OR-Exterior Porch_500 to 999 lumens | 3.6312e-06 | 9.3178e-06 | 2.066e-05 | 4.0455e-05 | 7.1158e-05 | 0.00011401 | 0.00016837 | 0.00023157 | 0.00029936 | 0.00036684 | 0.00042948 | 0.00048392 | 0.00052835 | 0.00056248 | 0.00058718 | 0.00060399 | 0.00061468 | 0.00062095 | 0.00062419 | 0.00062612 | 0.012573 | 0.13872 | 0.12192 | 0.096608 | 0.057686 | 0.05407 | 0.052616 | 0.038428 | 0.04608 | 0.068732 | 0.11262 | 0.13064 | 0.14121 | 0 | 0.27101 | 0.20073 | 0.17652 | 0.14695 | 0.13719 | 0.13185 | 0.13789 | 0.14517 | 0.16991 | 0.1961 | 0.24076 | 0.26599 | 10.5955
LO3Slow | NR | Fixtures | Residential | Lighting | 0.0010737 | 0.0012181 | 6.0119 | -72.6034 | Multifamily - Low Rise | ID/MT/OR-Exterior Porch_1000 to 1999 lumens | 7.1116e-06 | 1.8249e-05 | 4.0463e-05 | 7.9231e-05 | 0.00013936 | 0.00022329 | 0.00032976 | 0.00045353 | 0.0005863 | 0.00071846 | 0.00084114 | 0.00094775 | 0.0010348 | 0.0011016 | 0.00115 | 0.0011829 | 0.0012038 | 0.0012161 | 0.0012225 | 0.0012263 | 0.024624 | 0.2543 | 0.22351 | 0.17711 | 0.10575 | 0.099122 | 0.096458 | 0.070448 | 0.084476 | 0.126 | 0.20645 | 0.23949 | 0.25887 | 0 | 0.49683 | 0.36799 | 0.3236 | 0.2694 | 0.25151 | 0.24172 | 0.25279 | 0.26614 | 0.31148 | 0.35951 | 0.44137 | 0.48762 | 10.5955
LO3Slow | NR | Fixtures | Residential | Lighting | 0.0020809 | 0.0023609 | 11.6518 | -72.6034 | Multifamily - Low Rise | ID/MT/OR-Exterior Porch_2000 to 3999 lumens | 6.7283e-06 | 1.7265e-05 | 3.8283e-05 | 7.4962e-05 | 0.00013185 | 0.00021126 | 0.00031199 | 0.00042909 | 0.0005547 | 0.00067974 | 0.00079581 | 0.00089668 | 0.00097901 | 0.0010423 | 0.001088 | 0.0011192 | 0.001139 | 0.0011506 | 0.0011566 | 0.0011602 | 0.023297 | 0.49286 | 0.43319 | 0.34325 | 0.20496 | 0.19211 | 0.18695 | 0.13654 | 0.16372 | 0.24421 | 0.40013 | 0.46416 | 0.50172 | 0 | 0.96291 | 0.7132 | 0.62717 | 0.52212 | 0.48746 | 0.46848 | 0.48994 | 0.51581 | 0.60368 | 0.69677 | 0.85543 | 0.94506 | 10.5955
LO3Slow | NR | Fixtures | Residential | Lighting | 0.003801 | 0.0043124 | 21.2835 | -72.6034 | Multifamily - Low Rise | ID/MT/OR-Exterior Porch_4000 to 7999 lumens | 2.9483e-07 | 7.5654e-07 | 1.6775e-06 | 3.2847e-06 | 5.7776e-06 | 9.2569e-06 | 1.3671e-05 | 1.8802e-05 | 2.4306e-05 | 2.9785e-05 | 3.4871e-05 | 3.9291e-05 | 4.2898e-05 | 4.567e-05 | 4.7675e-05 | 4.904e-05 | 4.9908e-05 | 5.0417e-05 | 5.068e-05 | 5.0837e-05 | 0.0010208 | 0.90028 | 0.79127 | 0.62699 | 0.37439 | 0.35091 | 0.34148 | 0.2494 | 0.29906 | 0.44607 | 0.73089 | 0.84785 | 0.91646 | 0 | 1.7589 | 1.3027 | 1.1456 | 0.95372 | 0.8904 | 0.85573 | 0.89492 | 0.94219 | 1.1027 | 1.2727 | 1.5625 | 1.7263 | 10.5955
LO3Slow | NR | Fixtures | Residential | Lighting | 0.00017263 | 0.00020188 | 0.95994 | -89.2491 | Multifamily - Low Rise | ID/MT/OR-Chandelier/Pendant_0 to 249 lumens | 1.9167e-07 | 4.9185e-07 | 1.0906e-06 | 2.1355e-06 | 3.7562e-06 | 6.0182e-06 | 8.8878e-06 | 1.2224e-05 | 1.5802e-05 | 1.9364e-05 | 2.2671e-05 | 2.5544e-05 | 2.789e-05 | 2.9691e-05 | 3.0995e-05 | 3.1882e-05 | 3.2447e-05 | 3.2777e-05 | 3.2949e-05 | 3.3051e-05 | 0.00066366 | 0.041526 | 0.037048 | 0.029273 | 0.017087 | 0.016976 | 0.016859 | 0.012365 | 0.014842 | 0.021896 | 0.035317 | 0.040183 | 0.041778 | 0 | 0.07275 | 0.053859 | 0.047584 | 0.0397 | 0.041018 | 0.041674 | 0.044287 | 0.046685 | 0.053087 | 0.057578 | 0.068012 | 0.068561 | 6.1299
LO3Slow | NR | Fixtures | Residential | Lighting | 0.00033817 | 0.00039547 | 1.8805 | -89.2491 | Multifamily - Low Rise | ID/MT/OR-Chandelier/Pendant_250 to 499 lumens | 1.5494e-06 | 3.9758e-06 | 8.8156e-06 | 1.7262e-05 | 3.0362e-05 | 4.8647e-05 | 7.1843e-05 | 9.8809e-05 | 0.00012773 | 0.00015653 | 0.00018325 | 0.00020648 | 0.00022544 | 0.00024 | 0.00025054 | 0.00025771 | 0.00026228 | 0.00026495 | 0.00026633 | 0.00026716 | 0.0053646 | 0.081348 | 0.072576 | 0.057345 | 0.033473 | 0.033257 | 0.033026 | 0.024223 | 0.029076 | 0.042893 | 0.069185 | 0.078718 | 0.081844 | 0 | 0.14252 | 0.10551 | 0.093216 | 0.077771 | 0.080353 | 0.081638 | 0.086757 | 0.091456 | 0.104 | 0.1128 | 0.13323 | 0.13431 | 6.1299
LO3Slow | NR | Fixtures | Residential | Lighting | 0.00064887 | 0.00075881 | 3.6083 | -89.2491 | Multifamily - Low Rise | ID/MT/OR-Chandelier/Pendant_500 to 999 lumens | 1.139e-05 | 2.9228e-05 | 6.4807e-05 | 0.0001269 | 0.00022321 | 0.00035763 | 0.00052815 | 0.00072639 | 0.00093903 | 0.0011507 | 0.0013472 | 0.0015179 | 0.0016573 | 0.0017644 | 0.0018418 | 0.0018946 | 0.0019281 | 0.0019478 | 0.0019579 | 0.001964 | 0.039438 | 0.15609 | 0.13926 | 0.11003 | 0.064226 | 0.063811 | 0.063369 | 0.046477 | 0.055789 | 0.082302 | 0.13275 | 0.15104 | 0.15704 | 0 | 0.27345 | 0.20245 | 0.17886 | 0.14922 | 0.15418 | 0.15664 | 0.16647 | 0.17548 | 0.19954 | 0.21643 | 0.25564 | 0.25771 | 6.1299
LO3Slow | NR | Fixtures | Residential | Lighting | 0.0011895 | 0.0013911 | 6.6148 | -89.2491 | Multifamily - Low Rise | ID/MT/OR-Chandelier/Pendant_1000 to 1999 lumens | 1.9296e-05 | 4.9514e-05 | 0.00010979 | 0.00021497 | 0.00037813 | 0.00060584 | 0.00089472 | 0.0012305 | 0.0015908 | 0.0019494 | 0.0022822 | 0.0025715 | 0.0028076 | 0.002989 | 0.0031202 | 0.0032095 | 0.0032664 | 0.0032996 | 0.0033169 | 0.0033271 | 0.06681 | 0.28614 | 0.25529 | 0.20171 | 0.11774 | 0.11698 | 0.11617 | 0.085204 | 0.10227 | 0.15088 | 0.24336 | 0.27689 | 0.28789 | 0 | 0.5013 | 0.37113 | 0.32789 | 0.27356 | 0.28264 | 0.28717 | 0.30517 | 0.3217 | 0.36581 | 0.39676 | 0.46866 | 0.47244 | 6.1299
LO3Slow | NR | Fixtures | Residential | Lighting | 0.0023054 | 0.0026961 | 12.8202 | -89.2491 | Multifamily - Low Rise | ID/MT/OR-Chandelier/Pendant_2000 to 3999 lumens | 2.7821e-05 | 7.139e-05 | 0.0001583 | 0.00030996 | 0.00054519 | 0.00087352 | 0.00129 | 0.0017742 | 0.0022936 | 0.0028107 | 0.0032906 | 0.0037077 | 0.0040481 | 0.0043096 | 0.0044988 | 0.0046276 | 0.0047095 | 0.0047575 | 0.0047824 | 0.0047972 | 0.096329 | 0.55458 | 0.49478 | 0.39095 | 0.2282 | 0.22672 | 0.22515 | 0.16514 | 0.19822 | 0.29242 | 0.47166 | 0.53665 | 0.55796 | 0 | 0.97159 | 0.7193 | 0.63549 | 0.5302 | 0.5478 | 0.55656 | 0.59146 | 0.62349 | 0.70898 | 0.76897 | 0.90831 | 0.91564 | 6.1299
LO3Slow | NR | Fixtures | Residential | Lighting | 0.0042112 | 0.0049247 | 23.4176 | -89.2491 | Multifamily - Low Rise | ID/MT/OR-Chandelier/Pendant_4000 to 7999 lumens | 1.6713e-05 | 4.2887e-05 | 9.5094e-05 | 0.0001862 | 0.00032752 | 0.00052476 | 0.00077497 | 0.0010659 | 0.0013779 | 0.0016885 | 0.0019768 | 0.0022273 | 0.0024318 | 0.0025889 | 0.0027026 | 0.00278 | 0.0028292 | 0.002858 | 0.0028729 | 0.0028818 | 0.057868 | 1.013 | 0.90377 | 0.71411 | 0.41683 | 0.41414 | 0.41126 | 0.30164 | 0.36207 | 0.53414 | 0.86154 | 0.98026 | 1.0192 | 0 | 1.7747 | 1.3139 | 1.1608 | 0.96847 | 1.0006 | 1.0166 | 1.0804 | 1.1389 | 1.295 | 1.4046 | 1.6591 | 1.6725 | 6.1299
LO3Slow | NR | Fixtures | Residential | Lighting | 2.898e-05 | 2.7142e-05 | 0.22794 | 11.5397 | Multifamily - Low Rise | ID/MT/OR-Linear Flush Mount_0 to 249 lumens | 2.9854e-08 | 7.6606e-08 | 1.6986e-07 | 3.326e-07 | 5.8503e-07 | 9.3734e-07 | 1.3843e-06 | 1.9039e-06 | 2.4612e-06 | 3.016e-06 | 3.531e-06 | 3.9785e-06 | 4.3438e-06 | 4.6244e-06 | 4.8275e-06 | 4.9657e-06 | 5.0536e-06 | 5.1051e-06 | 5.1318e-06 | 5.1477e-06 | 0.00010337 | 0.007487 | 0.006459 | 0.0061971 | 0.0048257 | 0.0046285 | 0.0043584 | 0.0037415 | 0.0044261 | 0.0056027 | 0.0067528 | 0.0069007 | 0.0073306 | 0 | 0.015836 | 0.012314 | 0.01313 | 0.01134 | 0.011387 | 0.01209 | 0.011678 | 0.011986 | 0.01228 | 0.014988 | 0.015464 | 0.016735 | 1.5718
LO3Slow | NR | Fixtures | Residential | Lighting | 5.6772e-05 | 5.3172e-05 | 0.44653 | 11.5397 | Multifamily - Low Rise | ID/MT/OR-Linear Flush Mount_250 to 499 lumens | 8.5181e-07 | 2.1858e-06 | 4.8466e-06 | 9.4902e-06 | 1.6693e-05 | 2.6745e-05 | 3.9498e-05 | 5.4323e-05 | 7.0226e-05 | 8.6056e-05 | 0.00010075 | 0.00011352 | 0.00012394 | 0.00013195 | 0.00013774 | 0.00014169 | 0.0001442 | 0.00014566 | 0.00014643 | 0.00014688 | 0.0029494 | 0.014667 | 0.012653 | 0.01214 | 0.0094535 | 0.0090671 | 0.008538 | 0.0073295 | 0.0086706 | 0.010976 | 0.013229 | 0.013518 | 0.01436 | 0 | 0.031023 | 0.024123 | 0.025721 | 0.022214 | 0.022307 | 0.023685 | 0.022877 | 0.02348 | 0.024055 | 0.029361 | 0.030294 | 0.032784 | 1.5718
LO3Slow | NR | Fixtures | Residential | Lighting | 0.00010893 | 0.00010202 | 0.85678 | 11.5397 | Multifamily - Low Rise | ID/MT/OR-Linear Flush Mount_500 to 999 lumens | 1.6642e-05 | 4.2705e-05 | 9.469e-05 | 0.00018541 | 0.00032613 | 0.00052253 | 0.00077168 | 0.0010613 | 0.001372 | 0.0016813 | 0.0019684 | 0.0022179 | 0.0024215 | 0.0025779 | 0.0026911 | 0.0027682 | 0.0028172 | 0.0028459 | 0.0028608 | 0.0028696 | 0.057623 | 0.028142 | 0.024278 | 0.023294 | 0.018139 | 0.017398 | 0.016382 | 0.014064 | 0.016637 | 0.021059 | 0.025382 | 0.025938 | 0.027554 | 0 | 0.059525 | 0.046286 | 0.049352 | 0.042623 | 0.042802 | 0.045445 | 0.043896 | 0.045053 | 0.046157 | 0.056337 | 0.058127 | 0.062904 | 1.5718
LO3Slow | NR | Fixtures | Residential | Lighting | 0.0001997 | 0.00018703 | 1.5707 | 11.5397 | Multifamily - Low Rise | ID/MT/OR-Linear Flush Mount_1000 to 1999 lumens | 2.7241e-05 | 6.9902e-05 | 0.000155 | 0.0003035 | 0.00053383 | 0.00085532 | 0.0012631 | 0.0017373 | 0.0022458 | 0.0027521 | 0.003222 | 0.0036304 | 0.0039637 | 0.0042198 | 0.004405 | 0.0045311 | 0.0046114 | 0.0046584 | 0.0046827 | 0.0046972 | 0.094321 | 0.051591 | 0.044508 | 0.042703 | 0.033253 | 0.031894 | 0.030033 | 0.025782 | 0.030499 | 0.038607 | 0.046532 | 0.047551 | 0.050513 | 0 | 0.10912 | 0.084852 | 0.090474 | 0.078139 | 0.078467 | 0.083312 | 0.080471 | 0.082593 | 0.084616 | 0.10328 | 0.10656 | 0.11532 | 1.5718
LO3Slow | NR | Fixtures | Residential | Lighting | 0.00038704 | 0.00036249 | 3.0442 | 11.5397 | Multifamily - Low Rise | ID/MT/OR-Linear Flush Mount_2000 to 3999 lumens | 1.0093e-05 | 2.5898e-05 | 5.7425e-05 | 0.00011244 | 0.00019778 | 0.00031689 | 0.00046799 | 0.00064365 | 0.00083207 | 0.0010196 | 0.0011937 | 0.001345 | 0.0014685 | 0.0015634 | 0.001632 | 0.0016788 | 0.0017085 | 0.0017259 | 0.0017349 | 0.0017403 | 0.034946 | 0.09999 | 0.086262 | 0.082764 | 0.064448 | 0.061814 | 0.058207 | 0.049968 | 0.059111 | 0.074825 | 0.090185 | 0.09216 | 0.097901 | 0 | 0.2115 | 0.16445 | 0.17535 | 0.15144 | 0.15208 | 0.16147 | 0.15596 | 0.16008 | 0.164 | 0.20017 | 0.20653 | 0.2235 | 1.5718
LO3Slow | NR | Fixtures | Residential | Lighting | 0.00070697 | 0.00066213 | 5.5605 | 11.5397 | Multifamily - Low Rise | ID/MT/OR-Linear Flush Mount_4000 to 7999 lumens | 1.1657e-06 | 2.9913e-06 | 6.6326e-06 | 1.2987e-05 | 2.2844e-05 | 3.6601e-05 | 5.4053e-05 | 7.4341e-05 | 9.6104e-05 | 0.00011777 | 0.00013788 | 0.00015535 | 0.00016962 | 0.00018057 | 0.0001885 | 0.0001939 | 0.00019733 | 0.00019934 | 0.00020038 | 0.000201 | 0.0040362 | 0.18264 | 0.15757 | 0.15118 | 0.11772 | 0.11291 | 0.10632 | 0.091273 | 0.10797 | 0.13668 | 0.16473 | 0.16834 | 0.17883 | 0 | 0.38632 | 0.3004 | 0.3203 | 0.27663 | 0.27779 | 0.29494 | 0.28488 | 0.2924 | 0.29956 | 0.36563 | 0.37725 | 0.40825 | 1.5718
LO3Slow | NR | Fixtures | Residential | Lighting | 2.1873e-05 | 2.0242e-05 | 0.16937 | 20.4503 | Multifamily - Low Rise | ID/MT/OR-Linear Shop_0 to 249 lumens | 7.0322e-09 | 1.8045e-08 | 4.0012e-08 | 7.8346e-08 | 1.3781e-07 | 2.208e-07 | 3.2608e-07 | 4.4847e-07 | 5.7975e-07 | 7.1044e-07 | 8.3174e-07 | 9.3717e-07 | 1.0232e-06 | 1.0893e-06 | 1.1371e-06 | 1.1697e-06 | 1.1904e-06 | 1.2025e-06 | 1.2088e-06 | 1.2126e-06 | 2.4349e-05 | 0.005564 | 0.0047565 | 0.0045372 | 0.0035372 | 0.0033056 | 0.0030843 | 0.0026418 | 0.0031239 | 0.0039762 | 0.0048523 | 0.0050398 | 0.005502 | 0 | 0.012457 | 0.0096407 | 0.010081 | 0.0086736 | 0.0083159 | 0.0086034 | 0.0082545 | 0.0084675 | 0.0088128 | 0.01107 | 0.011754 | 0.013315 | 1.2368
LO3Slow | NR | Fixtures | Residential | Lighting | 4.2848e-05 | 3.9655e-05 | 0.33179 | 20.4503 | Multifamily - Low Rise | ID/MT/OR-Linear Shop_250 to 499 lumens | 0 | 0 | 0 | 0 | 0 | 0 | 0 | 0 | 0 | 0 | 0 | 0 | 0 | 0 | 0 | 0 | 0 | 0 | 0 | 0 | 0 | 0.0109 | 0.0093179 | 0.0088884 | 0.0069294 | 0.0064756 | 0.0060422 | 0.0051753 | 0.0061197 | 0.0077893 | 0.0095056 | 0.0098729 | 0.010778 | 0 | 0.024402 | 0.018886 | 0.019749 | 0.016991 | 0.016291 | 0.016854 | 0.01617 | 0.016588 | 0.017264 | 0.021686 | 0.023026 | 0.026085 | 1.2368
LO3Slow | NR | Fixtures | Residential | Lighting | 8.2216e-05 | 7.6087e-05 | 0.63662 | 20.4503 | Multifamily - Low Rise | ID/MT/OR-Linear Shop_500 to 999 lumens | 1.1058e-08 | 2.8376e-08 | 6.2918e-08 | 1.232e-07 | 2.167e-07 | 3.472e-07 | 5.1276e-07 | 7.0522e-07 | 9.1166e-07 | 1.1172e-06 | 1.3079e-06 | 1.4737e-06 | 1.609e-06 | 1.713e-06 | 1.7882e-06 | 1.8393e-06 | 1.8719e-06 | 1.891e-06 | 1.9009e-06 | 1.9068e-06 | 3.8288e-05 | 0.020914 | 0.017879 | 0.017055 | 0.013296 | 0.012425 | 0.011593 | 0.0099302 | 0.011742 | 0.014946 | 0.018239 | 0.018944 | 0.020681 | 0 | 0.046822 | 0.036238 | 0.037894 | 0.032602 | 0.031258 | 0.032339 | 0.031027 | 0.031828 | 0.033126 | 0.04161 | 0.044182 | 0.05005 | 1.2368
LO3Slow | NR | Fixtures | Residential | Lighting | 0.00015072 | 0.00013949 | 1.1671 | 20.4503 | Multifamily - Low Rise | ID/MT/OR-Linear Shop_1000 to 1999 lumens | 6.2017e-09 | 1.5914e-08 | 3.5286e-08 | 6.9094e-08 | 1.2153e-07 | 1.9472e-07 | 2.8757e-07 | 3.9551e-07 | 5.1129e-07 | 6.2654e-07 | 7.3352e-07 | 8.2649e-07 | 9.0238e-07 | 9.6067e-07 | 1.0029e-06 | 1.0316e-06 | 1.0498e-06 | 1.0605e-06 | 1.0661e-06 | 1.0694e-06 | 2.1473e-05 | 0.03834 | 0.032776 | 0.031265 | 0.024374 | 0.022778 | 0.021254 | 0.018204 | 0.021526 | 0.027399 | 0.033436 | 0.034728 | 0.037913 | 0 | 0.085836 | 0.066432 | 0.069468 | 0.059768 | 0.057303 | 0.059284 | 0.05688 | 0.058347 | 0.060727 | 0.076281 | 0.080996 | 0.091754 | 1.2368
LO3Slow | NR | Fixtures | Residential | Lighting | 0.00029211 | 0.00027034 | 2.2619 | 20.4503 | Multifamily - Low Rise | ID/MT/OR-Linear Shop_2000 to 3999 lumens | 0 | 0 | 0 | 0 | 0 | 0 | 0 | 0 | 0 | 0 | 0 | 0 | 0 | 0 | 0 | 0 | 0 | 0 | 0 | 0 | 0 | 0.074308 | 0.063524 | 0.060596 | 0.04724 | 0.044147 | 0.041192 | 0.035282 | 0.04172 | 0.053103 | 0.064803 | 0.067307 | 0.07348 | 0 | 0.16636 | 0.12875 | 0.13464 | 0.11584 | 0.11106 | 0.1149 | 0.11024 | 0.11308 | 0.1177 | 0.14784 | 0.15698 | 0.17783 | 1.2368
LO3Slow | NR | Fixtures | Residential | Lighting | 0.00053358 | 0.00049381 | 4.1317 | 20.4503 | Multifamily - Low Rise | ID/MT/OR-Linear Shop_4000 to 7999 lumens | 8.9651e-08 | 2.3005e-07 | 5.101e-07 | 9.9882e-07 | 1.7569e-06 | 2.8149e-06 | 4.1571e-06 | 5.7174e-06 | 7.3911e-06 | 9.0571e-06 | 1.0604e-05 | 1.1948e-05 | 1.3045e-05 | 1.3887e-05 | 1.4497e-05 | 1.4912e-05 | 1.5176e-05 | 1.5331e-05 | 1.5411e-05 | 1.5459e-05 | 0.00031041 | 0.13573 | 0.11603 | 0.11068 | 0.08629 | 0.080639 | 0.075242 | 0.064447 | 0.076207 | 0.096999 | 0.11837 | 0.12294 | 0.13422 | 0 | 0.30388 | 0.23518 | 0.24593 | 0.21159 | 0.20287 | 0.20988 | 0.20137 | 0.20656 | 0.21499 | 0.27005 | 0.28674 | 0.32483 | 1.2368
LO3Slow | NR | Fixtures | Residential | Lighting | 0.00025527 | 0.00024217 | 2.0416 | -46.3697 | Multifamily - Low Rise | ID/MT/OR-Track_0 to 249 lumens | 3.9891e-09 | 1.0236e-08 | 2.2697e-08 | 4.4443e-08 | 7.8172e-08 | 1.2525e-07 | 1.8497e-07 | 2.544e-07 | 3.2887e-07 | 4.03e-07 | 4.7181e-07 | 5.3162e-07 | 5.8043e-07 | 6.1792e-07 | 6.4505e-07 | 6.6352e-07 | 6.7527e-07 | 6.8215e-07 | 6.8571e-07 | 6.8784e-07 | 1.3812e-05 | 0.067048 | 0.058395 | 0.056361 | 0.043837 | 0.043149 | 0.04099 | 0.035264 | 0.041732 | 0.05255 | 0.062578 | 0.06292 | 0.06496 | 0 | 0.1331 | 0.10407 | 0.11348 | 0.098426 | 0.10383 | 0.11311 | 0.10996 | 0.11292 | 0.11393 | 0.13509 | 0.13517 | 0.13873 | 3.6961
LO3Slow | NR | Fixtures | Residential | Lighting | 0.00050008 | 0.0004744 | 3.9995 | -46.3697 | Multifamily - Low Rise | ID/MT/OR-Track_250 to 499 lumens | 3.6385e-07 | 9.3367e-07 | 2.0702e-06 | 4.0537e-06 | 7.1302e-06 | 1.1424e-05 | 1.6871e-05 | 2.3204e-05 | 2.9997e-05 | 3.6759e-05 | 4.3035e-05 | 4.849e-05 | 5.2942e-05 | 5.6362e-05 | 5.8837e-05 | 6.0521e-05 | 6.1593e-05 | 6.2221e-05 | 6.2545e-05 | 6.2739e-05 | 0.0012598 | 0.13135 | 0.11439 | 0.11041 | 0.085876 | 0.084528 | 0.0803 | 0.069081 | 0.081753 | 0.10294 | 0.12259 | 0.12326 | 0.12726 | 0 | 0.26074 | 0.20387 | 0.2223 | 0.19281 | 0.20341 | 0.22158 | 0.2154 | 0.2212 | 0.22319 | 0.26464 | 0.26479 | 0.27177 | 3.6961
LO3Slow | NR | Fixtures | Residential | Lighting | 0.00095953 | 0.00091026 | 7.674 | -46.3697 | Multifamily - Low Rise | ID/MT/OR-Track_500 to 999 lumens | 5.793e-06 | 1.4865e-05 | 3.2961e-05 | 6.454e-05 | 0.00011352 | 0.00018189 | 0.00026862 | 0.00036944 | 0.00047759 | 0.00058524 | 0.00068518 | 0.00077202 | 0.0008429 | 0.00089736 | 0.00093676 | 0.00096357 | 0.00098063 | 0.00099063 | 0.0009958 | 0.00099888 | 0.020058 | 0.25202 | 0.2195 | 0.21185 | 0.16478 | 0.16219 | 0.15408 | 0.13255 | 0.15686 | 0.19752 | 0.23522 | 0.2365 | 0.24417 | 0 | 0.5003 | 0.39118 | 0.42654 | 0.36996 | 0.39029 | 0.42516 | 0.41331 | 0.42443 | 0.42825 | 0.50777 | 0.50807 | 0.52147 | 3.6961
LO3Slow | NR | Fixtures | Residential | Lighting | 0.001759 | 0.0016687 | 14.0682 | -46.3697 | Multifamily - Low Rise | ID/MT/OR-Track_1000 to 1999 lumens | 8.4174e-06 | 2.16e-05 | 4.7893e-05 | 9.378e-05 | 0.00016495 | 0.00026429 | 0.00039031 | 0.00053681 | 0.00069395 | 0.00085038 | 0.00099559 | 0.0011218 | 0.0012248 | 0.0013039 | 0.0013611 | 0.0014001 | 0.0014249 | 0.0014394 | 0.0014469 | 0.0014514 | 0.029145 | 0.46202 | 0.40239 | 0.38837 | 0.30207 | 0.29733 | 0.28246 | 0.243 | 0.28757 | 0.36211 | 0.43121 | 0.43357 | 0.44763 | 0 | 0.91716 | 0.71713 | 0.78195 | 0.67823 | 0.71549 | 0.77941 | 0.75769 | 0.77808 | 0.78508 | 0.93087 | 0.93141 | 0.95597 | 3.6961
LO3Slow | NR | Fixtures | Residential | Lighting | 0.0034092 | 0.0032342 | 27.2659 | -46.3697 | Multifamily - Low Rise | ID/MT/OR-Track_2000 to 3999 lumens | 1.3443e-05 | 3.4495e-05 | 7.6487e-05 | 0.00014977 | 0.00026343 | 0.00042208 | 0.00062333 | 0.0008573 | 0.0011083 | 0.0013581 | 0.00159 | 0.0017915 | 0.001956 | 0.0020824 | 0.0021738 | 0.002236 | 0.0022756 | 0.0022988 | 0.0023108 | 0.002318 | 0.046545 | 0.89545 | 0.77987 | 0.75272 | 0.58545 | 0.57626 | 0.54744 | 0.47096 | 0.55734 | 0.70181 | 0.83574 | 0.84031 | 0.86756 | 0 | 1.7776 | 1.3899 | 1.5155 | 1.3145 | 1.3867 | 1.5106 | 1.4685 | 1.508 | 1.5216 | 1.8041 | 1.8052 | 1.8528 | 3.6961
LO3Slow | NR | Fixtures | Residential | Lighting | 0.0062274 | 0.0059076 | 49.8044 | -46.3697 | Multifamily - Low Rise | ID/MT/OR-Track_4000 to 7999 lumens | 5.408e-06 | 1.3877e-05 | 3.0771e-05 | 6.0252e-05 | 0.00010598 | 0.0001698 | 0.00025077 | 0.00034489 | 0.00044585 | 0.00054636 | 0.00063965 | 0.00072072 | 0.00078689 | 0.00083773 | 0.00087451 | 0.00089954 | 0.00091547 | 0.0009248 | 0.00092963 | 0.00093251 | 0.018725 | 1.6356 | 1.4245 | 1.3749 | 1.0694 | 1.0526 | 0.99995 | 0.86026 | 1.018 | 1.2819 | 1.5266 | 1.5349 | 1.5847 | 0 | 3.2469 | 2.5388 | 2.7683 | 2.4011 | 2.533 | 2.7593 | 2.6824 | 2.7546 | 2.7793 | 3.2955 | 3.2974 | 3.3844 | 3.6961
LO3Slow | NR | Fixtures | Residential | Lighting | 7.0455e-05 | 6.6792e-05 | 0.56298 | -74.0652 | Multifamily - Low Rise | WA-Floor/Table_0 to 249 lumens | 6.2427e-07 | 1.6019e-06 | 3.552e-06 | 6.9551e-06 | 1.2234e-05 | 1.9601e-05 | 2.8947e-05 | 3.9812e-05 | 5.1467e-05 | 6.3068e-05 | 7.3837e-05 | 8.3196e-05 | 9.0835e-05 | 9.6703e-05 | 0.00010095 | 0.00010384 | 0.00010568 | 0.00010675 | 0.00010731 | 0.00010764 | 0.0021615 | 0.018489 | 0.016095 | 0.015529 | 0.012079 | 0.011874 | 0.011275 | 0.0096988 | 0.011478 | 0.014457 | 0.017226 | 0.017334 | 0.017923 | 0 | 0.036829 | 0.028788 | 0.031352 | 0.027187 | 0.028606 | 0.031121 | 0.030243 | 0.031057 | 0.03136 | 0.037239 | 0.037321 | 0.038417 | 10.5291
LO3Slow | NR | Fixtures | Residential | Lighting | 0.00013802 | 0.00013084 | 1.1029 | -74.0652 | Multifamily - Low Rise | WA-Floor/Table_250 to 499 lumens | 4.3724e-06 | 1.122e-05 | 2.4878e-05 | 4.8714e-05 | 8.5685e-05 | 0.00013729 | 0.00020275 | 0.00027885 | 0.00036048 | 0.00044173 | 0.00051716 | 0.00058271 | 0.00063621 | 0.00067731 | 0.00070705 | 0.00072729 | 0.00074017 | 0.00074771 | 0.00075161 | 0.00075394 | 0.015139 | 0.03622 | 0.031529 | 0.030422 | 0.023663 | 0.023261 | 0.022088 | 0.019 | 0.022485 | 0.02832 | 0.033745 | 0.033958 | 0.035111 | 0 | 0.072148 | 0.056395 | 0.061417 | 0.053258 | 0.056038 | 0.060965 | 0.059247 | 0.06084 | 0.061434 | 0.072951 | 0.073112 | 0.075259 | 10.5291
LO3Slow | NR | Fixtures | Residential | Lighting | 0.00026483 | 0.00025106 | 2.1161 | -74.0652 | Multifamily - Low Rise | WA-Floor/Table_500 to 999 lumens | 3.7126e-05 | 9.5267e-05 | 0.00021124 | 0.00041362 | 0.00072754 | 0.0011657 | 0.0017215 | 0.0023676 | 0.0030607 | 0.0037507 | 0.0043911 | 0.0049477 | 0.005402 | 0.0057509 | 0.0060034 | 0.0061753 | 0.0062846 | 0.0063487 | 0.0063819 | 0.0064016 | 0.12855 | 0.069497 | 0.060497 | 0.058373 | 0.045404 | 0.044633 | 0.042381 | 0.036456 | 0.043142 | 0.05434 | 0.064749 | 0.065157 | 0.06737 | 0 | 0.13843 | 0.10821 | 0.11785 | 0.10219 | 0.10752 | 0.11698 | 0.11368 | 0.11674 | 0.11788 | 0.13997 | 0.14028 | 0.1444 | 10.5291
LO3Slow | NR | Fixtures | Residential | Lighting | 0.00048549 | 0.00046025 | 3.8794 | -74.0652 | Multifamily - Low Rise | WA-Floor/Table_1000 to 1999 lumens | 4.084e-05 | 0.0001048 | 0.00023237 | 0.000455 | 0.00080032 | 0.0012823 | 0.0018937 | 0.0026045 | 0.0033669 | 0.0041259 | 0.0048304 | 0.0054427 | 0.0059424 | 0.0063263 | 0.006604 | 0.0067931 | 0.0069134 | 0.0069838 | 0.0070203 | 0.007042 | 0.14141 | 0.1274 | 0.11091 | 0.10701 | 0.083236 | 0.081822 | 0.077694 | 0.066833 | 0.07909 | 0.099617 | 0.1187 | 0.11945 | 0.1235 | 0 | 0.25378 | 0.19837 | 0.21604 | 0.18734 | 0.19712 | 0.21445 | 0.2084 | 0.214 | 0.2161 | 0.25661 | 0.25717 | 0.26472 | 10.5291
LO3Slow | NR | Fixtures | Residential | Lighting | 0.00094094 | 0.00089202 | 7.5187 | -74.0652 | Multifamily - Low Rise | WA-Floor/Table_2000 to 3999 lumens | 1.1372e-05 | 2.9181e-05 | 6.4704e-05 | 0.0001267 | 0.00022285 | 0.00035706 | 0.00052731 | 0.00072523 | 0.00093754 | 0.0011489 | 0.001345 | 0.0015155 | 0.0016547 | 0.0017616 | 0.0018389 | 0.0018916 | 0.001925 | 0.0019447 | 0.0019548 | 0.0019609 | 0.039375 | 0.24692 | 0.21495 | 0.2074 | 0.16132 | 0.15858 | 0.15058 | 0.12953 | 0.15329 | 0.19307 | 0.23006 | 0.2315 | 0.23937 | 0 | 0.49186 | 0.38447 | 0.41871 | 0.36308 | 0.38204 | 0.41562 | 0.40391 | 0.41477 | 0.41882 | 0.49734 | 0.49843 | 0.51307 | 10.5291
LO3Slow | NR | Fixtures | Residential | Lighting | 0.0017187 | 0.0016294 | 13.7338 | -74.0652 | Multifamily - Low Rise | WA-Floor/Table_4000 to 7999 lumens | 1.3094e-06 | 3.36e-06 | 7.4503e-06 | 1.4588e-05 | 2.566e-05 | 4.1113e-05 | 6.0716e-05 | 8.3506e-05 | 0.00010795 | 0.00013229 | 0.00015487 | 0.0001745 | 0.00019053 | 0.00020283 | 0.00021174 | 0.0002178 | 0.00022166 | 0.00022392 | 0.00022509 | 0.00022578 | 0.0045338 | 0.45104 | 0.39263 | 0.37884 | 0.29467 | 0.28967 | 0.27505 | 0.2366 | 0.28 | 0.35267 | 0.42022 | 0.42287 | 0.43723 | 0 | 0.89844 | 0.70227 | 0.76482 | 0.66321 | 0.69783 | 0.75918 | 0.73778 | 0.75762 | 0.76503 | 0.90844 | 0.91045 | 0.93718 | 10.5291
LO3Slow | NR | Fixtures | Residential | Lighting | 0.00011143 | 0.00010541 | 0.88796 | -37.4742 | Multifamily - Low Rise | WA-Ceiling and Wall Flush Mount _0 to 249 lumens | 4.1571e-07 | 1.0667e-06 | 2.3653e-06 | 4.6315e-06 | 8.1465e-06 | 1.3052e-05 | 1.9276e-05 | 2.6511e-05 | 3.4272e-05 | 4.1998e-05 | 4.9169e-05 | 5.5401e-05 | 6.0488e-05 | 6.4395e-05 | 6.7223e-05 | 6.9147e-05 | 7.0371e-05 | 7.1089e-05 | 7.146e-05 | 7.1681e-05 | 0.0014394 | 0.029163 | 0.025348 | 0.024434 | 0.019009 | 0.01861 | 0.017647 | 0.015175 | 0.017957 | 0.022636 | 0.027023 | 0.027263 | 0.028318 | 0 | 0.058699 | 0.04584 | 0.049737 | 0.0431 | 0.04499 | 0.048748 | 0.047327 | 0.048596 | 0.049187 | 0.058676 | 0.059099 | 0.061374 | 3.6129
LO3Slow | NR | Fixtures | Residential | Lighting | 0.00021828 | 0.0002065 | 1.7395 | -37.4742 | Multifamily - Low Rise | WA-Ceiling and Wall Flush Mount _250 to 499 lumens | 5.0759e-06 | 1.3025e-05 | 2.8881e-05 | 5.6551e-05 | 9.9469e-05 | 0.00015937 | 0.00023536 | 0.00032371 | 0.00041847 | 0.0005128 | 0.00060036 | 0.00067645 | 0.00073856 | 0.00078627 | 0.0008208 | 0.00084429 | 0.00085924 | 0.000868 | 0.00087253 | 0.00087523 | 0.017575 | 0.057129 | 0.049656 | 0.047866 | 0.037239 | 0.036457 | 0.03457 | 0.029728 | 0.035178 | 0.044344 | 0.052938 | 0.053408 | 0.055475 | 0 | 0.11499 | 0.089801 | 0.097435 | 0.084432 | 0.088135 | 0.095497 | 0.092713 | 0.095198 | 0.096357 | 0.11495 | 0.11577 | 0.12023 | 3.6129
LO3Slow | NR | Fixtures | Residential | Lighting | 0.00041883 | 0.00039623 | 3.3377 | -37.4742 | Multifamily - Low Rise | WA-Ceiling and Wall Flush Mount _500 to 999 lumens | 4.744e-05 | 0.00012173 | 0.00026992 | 0.00052854 | 0.00092966 | 0.0014895 | 0.0021998 | 0.0030254 | 0.0039111 | 0.0047927 | 0.0056111 | 0.0063223 | 0.0069028 | 0.0073487 | 0.0076714 | 0.007891 | 0.0080307 | 0.0081125 | 0.0081549 | 0.0081801 | 0.16426 | 0.10962 | 0.095277 | 0.091844 | 0.071452 | 0.069952 | 0.066332 | 0.05704 | 0.067498 | 0.085085 | 0.10158 | 0.10248 | 0.10644 | 0 | 0.22064 | 0.17231 | 0.18695 | 0.162 | 0.16911 | 0.18324 | 0.17789 | 0.18266 | 0.18489 | 0.22055 | 0.22214 | 0.23069 | 3.6129
LO3Slow | NR | Fixtures | Residential | Lighting | 0.00076781 | 0.00072638 | 6.1187 | -37.4742 | Multifamily - Low Rise | WA-Ceiling and Wall Flush Mount _1000 to 1999 lumens | 5.8603e-05 | 0.00015038 | 0.00033344 | 0.00065291 | 0.0011484 | 0.00184 | 0.0027174 | 0.0037374 | 0.0048314 | 0.0059205 | 0.0069314 | 0.00781 | 0.0085271 | 0.0090779 | 0.0094765 | 0.0097478 | 0.0099204 | 0.010022 | 0.010074 | 0.010105 | 0.20291 | 0.20095 | 0.17466 | 0.16837 | 0.13099 | 0.12824 | 0.1216 | 0.10457 | 0.12374 | 0.15598 | 0.18621 | 0.18786 | 0.19513 | 0 | 0.40449 | 0.31588 | 0.34273 | 0.29699 | 0.31002 | 0.33591 | 0.32612 | 0.33486 | 0.33894 | 0.40433 | 0.40724 | 0.42291 | 3.6129
LO3Slow | NR | Fixtures | Residential | Lighting | 0.0014881 | 0.0014078 | 11.8588 | -37.4742 | Multifamily - Low Rise | WA-Ceiling and Wall Flush Mount _2000 to 3999 lumens | 4.6348e-05 | 0.00011893 | 0.00026371 | 0.00051637 | 0.00090826 | 0.0014552 | 0.0021491 | 0.0029558 | 0.0038211 | 0.0046824 | 0.0054819 | 0.0061768 | 0.0067439 | 0.0071795 | 0.0074948 | 0.0077093 | 0.0078458 | 0.0079258 | 0.0079672 | 0.0079918 | 0.16048 | 0.38947 | 0.33852 | 0.32632 | 0.25387 | 0.24854 | 0.23568 | 0.20267 | 0.23982 | 0.30231 | 0.3609 | 0.3641 | 0.37819 | 0 | 0.78394 | 0.61221 | 0.66425 | 0.5756 | 0.60085 | 0.65104 | 0.63206 | 0.64901 | 0.6569 | 0.78363 | 0.78928 | 0.81966 | 3.6129
LO3Slow | NR | Fixtures | Residential | Lighting | 0.0027182 | 0.0025715 | 21.6616 | -37.4742 | Multifamily - Low Rise | WA-Ceiling and Wall Flush Mount _4000 to 7999 lumens | 1.2459e-05 | 3.1972e-05 | 7.0891e-05 | 0.00013881 | 0.00024416 | 0.0003912 | 0.00057773 | 0.00079458 | 0.0010272 | 0.0012587 | 0.0014737 | 0.0016604 | 0.0018129 | 0.00193 | 0.0020148 | 0.0020724 | 0.0021091 | 0.0021306 | 0.0021417 | 0.0021484 | 0.04314 | 0.71142 | 0.61835 | 0.59607 | 0.46373 | 0.45399 | 0.4305 | 0.37019 | 0.43806 | 0.55221 | 0.65923 | 0.66507 | 0.69081 | 0 | 1.432 | 1.1183 | 1.2133 | 1.0514 | 1.0975 | 1.1892 | 1.1545 | 1.1855 | 1.1999 | 1.4314 | 1.4417 | 1.4972 | 3.6129
LO3Slow | NR | Fixtures | Residential | Lighting | 7.9543e-05 | 7.5085e-05 | 0.63206 | -112.5224 | Multifamily - Low Rise | WA-Downlight Fixture_0 to 249 lumens | 1.5214e-08 | 3.904e-08 | 8.6564e-08 | 1.695e-07 | 2.9814e-07 | 4.7769e-07 | 7.0546e-07 | 9.7025e-07 | 1.2543e-06 | 1.537e-06 | 1.7995e-06 | 2.0275e-06 | 2.2137e-06 | 2.3567e-06 | 2.4602e-06 | 2.5306e-06 | 2.5754e-06 | 2.6017e-06 | 2.6153e-06 | 2.6234e-06 | 5.2678e-05 | 0.020759 | 0.018014 | 0.017347 | 0.013498 | 0.013157 | 0.012458 | 0.010709 | 0.012671 | 0.015987 | 0.019124 | 0.019347 | 0.020194 | 0 | 0.042248 | 0.032961 | 0.035623 | 0.030846 | 0.031927 | 0.034444 | 0.033403 | 0.034296 | 0.034802 | 0.041722 | 0.042245 | 0.04428 | 9.596
LO3Slow | NR | Fixtures | Residential | Lighting | 0.00015582 | 0.00014709 | 1.2382 | -112.5224 | Multifamily - Low Rise | WA-Downlight Fixture_250 to 499 lumens | 2.513e-06 | 6.4486e-06 | 1.4299e-05 | 2.7998e-05 | 4.9246e-05 | 7.8904e-05 | 0.00011653 | 0.00016026 | 0.00020718 | 0.00025388 | 0.00029723 | 0.00033491 | 0.00036565 | 0.00038928 | 0.00040637 | 0.000418 | 0.0004254 | 0.00042974 | 0.00043198 | 0.00043332 | 0.0087012 | 0.040667 | 0.035289 | 0.033983 | 0.026443 | 0.025774 | 0.024404 | 0.020978 | 0.024823 | 0.031318 | 0.037464 | 0.037901 | 0.039561 | 0 | 0.082764 | 0.06457 | 0.069785 | 0.060427 | 0.062544 | 0.067475 | 0.065437 | 0.067185 | 0.068177 | 0.081733 | 0.082758 | 0.086744 | 9.596
LO3Slow | NR | Fixtures | Residential | Lighting | 0.00029899 | 0.00028223 | 2.3758 | -112.5224 | Multifamily - Low Rise | WA-Downlight Fixture_500 to 999 lumens | 8.8255e-05 | 0.00022647 | 0.00050215 | 0.00098326 | 0.0017295 | 0.002771 | 0.0040923 | 0.0056283 | 0.007276 | 0.0089161 | 0.010439 | 0.011762 | 0.012842 | 0.013671 | 0.014271 | 0.01468 | 0.01494 | 0.015092 | 0.015171 | 0.015218 | 0.30558 | 0.07803 | 0.067711 | 0.065205 | 0.050738 | 0.049455 | 0.046826 | 0.040252 | 0.047629 | 0.060092 | 0.071884 | 0.072722 | 0.075907 | 0 | 0.1588 | 0.12389 | 0.1339 | 0.11594 | 0.12001 | 0.12947 | 0.12556 | 0.12891 | 0.13082 | 0.15683 | 0.15879 | 0.16644 | 9.596
LO3Slow | NR | Fixtures | Residential | Lighting | 0.00054811 | 0.0005174 | 4.3554 | -112.5224 | Multifamily - Low Rise | WA-Downlight Fixture_1000 to 1999 lumens | 2.6942e-05 | 6.9135e-05 | 0.00015329 | 0.00030016 | 0.00052797 | 0.00084593 | 0.0012493 | 0.0017182 | 0.0022212 | 0.0027219 | 0.0031866 | 0.0035905 | 0.0039202 | 0.0041734 | 0.0043567 | 0.0044814 | 0.0045607 | 0.0046072 | 0.0046313 | 0.0046456 | 0.093286 | 0.14305 | 0.12413 | 0.11954 | 0.093015 | 0.090662 | 0.085843 | 0.073792 | 0.087314 | 0.11016 | 0.13178 | 0.13332 | 0.13916 | 0 | 0.29112 | 0.22713 | 0.24547 | 0.21255 | 0.22 | 0.23734 | 0.23018 | 0.23632 | 0.23982 | 0.2875 | 0.2911 | 0.30513 | 9.596
LO3Slow | NR | Fixtures | Residential | Lighting | 0.0010623 | 0.0010028 | 8.4413 | -112.5224 | Multifamily - Low Rise | WA-Downlight Fixture_2000 to 3999 lumens | 8.0185e-06 | 2.0576e-05 | 4.5623e-05 | 8.9335e-05 | 0.00015713 | 0.00025176 | 0.00037181 | 0.00051137 | 0.00066106 | 0.00081008 | 0.0009484 | 0.0010686 | 0.0011667 | 0.0012421 | 0.0012966 | 0.0013338 | 0.0013574 | 0.0013712 | 0.0013784 | 0.0013826 | 0.027764 | 0.27724 | 0.24058 | 0.23168 | 0.18027 | 0.17571 | 0.16637 | 0.14302 | 0.16923 | 0.21351 | 0.25541 | 0.25838 | 0.2697 | 0 | 0.56423 | 0.4402 | 0.47576 | 0.41196 | 0.42639 | 0.46 | 0.44611 | 0.45803 | 0.46479 | 0.5572 | 0.56419 | 0.59137 | 9.596
LO3Slow | NR | Fixtures | Residential | Lighting | 0.0019404 | 0.0018317 | 15.4191 | -112.5224 | Multifamily - Low Rise | WA-Downlight Fixture_4000 to 7999 lumens | 2.5254e-06 | 6.4803e-06 | 1.4369e-05 | 2.8135e-05 | 4.9488e-05 | 7.9292e-05 | 0.0001171 | 0.00016105 | 0.0002082 | 0.00025513 | 0.00029869 | 0.00033655 | 0.00036745 | 0.00039119 | 0.00040837 | 0.00042006 | 0.00042749 | 0.00043185 | 0.00043411 | 0.00043545 | 0.008744 | 0.50641 | 0.43945 | 0.42318 | 0.32929 | 0.32096 | 0.3039 | 0.26124 | 0.30911 | 0.39 | 0.46653 | 0.47197 | 0.49264 | 0 | 1.0306 | 0.80407 | 0.86902 | 0.75248 | 0.77885 | 0.84025 | 0.81487 | 0.83664 | 0.849 | 1.0178 | 1.0306 | 1.0802 | 9.596
LO3Slow | NR | Fixtures | Residential | Lighting | 0.00014232 | 0.00016147 | 0.7969 | -74.0696 | Multifamily - Low Rise | WA-Exterior Porch_0 to 249 lumens | 2.3604e-10 | 6.0568e-10 | 1.343e-09 | 2.6297e-09 | 4.6255e-09 | 7.4111e-09 | 1.0945e-08 | 1.5053e-08 | 1.9459e-08 | 2.3846e-08 | 2.7918e-08 | 3.1456e-08 | 3.4344e-08 | 3.6563e-08 | 3.8168e-08 | 3.9261e-08 | 3.9956e-08 | 4.0363e-08 | 4.0574e-08 | 4.07e-08 | 8.1726e-07 | 0.033708 | 0.029627 | 0.023476 | 0.014018 | 0.013139 | 0.012786 | 0.0093382 | 0.011198 | 0.016702 | 0.027366 | 0.031745 | 0.034314 | 0 | 0.065856 | 0.048778 | 0.042894 | 0.035709 | 0.033338 | 0.032041 | 0.033508 | 0.035278 | 0.041287 | 0.047654 | 0.058505 | 0.064635 | 12.2888
LO3Slow | NR | Fixtures | Residential | Lighting | 0.0002788 | 0.00031631 | 1.5611 | -74.0696 | Multifamily - Low Rise | WA-Exterior Porch_250 to 499 lumens | 7.4812e-08 | 1.9197e-07 | 4.2566e-07 | 8.3349e-07 | 1.4661e-06 | 2.3489e-06 | 3.469e-06 | 4.771e-06 | 6.1677e-06 | 7.558e-06 | 8.8485e-06 | 9.9701e-06 | 1.0885e-05 | 1.1589e-05 | 1.2098e-05 | 1.2444e-05 | 1.2664e-05 | 1.2793e-05 | 1.286e-05 | 1.29e-05 | 0.00025903 | 0.066034 | 0.058039 | 0.045989 | 0.027461 | 0.025739 | 0.025047 | 0.018293 | 0.021936 | 0.032719 | 0.05361 | 0.062189 | 0.067221 | 0 | 0.12901 | 0.095555 | 0.084029 | 0.069954 | 0.06531 | 0.062767 | 0.065642 | 0.069108 | 0.080881 | 0.093353 | 0.11461 | 0.12662 | 12.2888
LO3Slow | NR | Fixtures | Residential | Lighting | 0.00053494 | 0.00060693 | 2.9954 | -74.0696 | Multifamily - Low Rise | WA-Exterior Porch_500 to 999 lumens | 3.7401e-06 | 9.5973e-06 | 2.128e-05 | 4.1669e-05 | 7.3293e-05 | 0.00011743 | 0.00017343 | 0.00023852 | 0.00030834 | 0.00037785 | 0.00044237 | 0.00049844 | 0.0005442 | 0.00057936 | 0.0006048 | 0.00062211 | 0.00063312 | 0.00063958 | 0.00064292 | 0.00064491 | 0.01295 | 0.1267 | 0.11136 | 0.088242 | 0.052691 | 0.049387 | 0.04806 | 0.0351 | 0.04209 | 0.062779 | 0.10286 | 0.11933 | 0.12898 | 0 | 0.24754 | 0.18335 | 0.16123 | 0.13423 | 0.12531 | 0.12043 | 0.12595 | 0.1326 | 0.15519 | 0.17912 | 0.21991 | 0.24295 | 12.2888
LO3Slow | NR | Fixtures | Residential | Lighting | 0.00098067 | 0.0011126 | 5.4913 | -74.0696 | Multifamily - Low Rise | WA-Exterior Porch_1000 to 1999 lumens | 7.3249e-06 | 1.8796e-05 | 4.1677e-05 | 8.1608e-05 | 0.00014354 | 0.00022999 | 0.00033965 | 0.00046714 | 0.00060389 | 0.00074001 | 0.00086637 | 0.00097619 | 0.0010658 | 0.0011347 | 0.0011845 | 0.0012184 | 0.00124 | 0.0012526 | 0.0012591 | 0.001263 | 0.025362 | 0.23228 | 0.20415 | 0.16177 | 0.096594 | 0.090538 | 0.088105 | 0.064347 | 0.07716 | 0.11509 | 0.18857 | 0.21875 | 0.23645 | 0 | 0.4538 | 0.33612 | 0.29557 | 0.24607 | 0.22973 | 0.22079 | 0.2309 | 0.24309 | 0.2845 | 0.32837 | 0.40315 | 0.44539 | 12.2888
LO3Slow | NR | Fixtures | Residential | Lighting | 0.0019007 | 0.0021564 | 10.6428 | -74.0696 | Multifamily - Low Rise | WA-Exterior Porch_2000 to 3999 lumens | 6.9302e-06 | 1.7783e-05 | 3.9431e-05 | 7.7211e-05 | 0.00013581 | 0.0002176 | 0.00032135 | 0.00044196 | 0.00057134 | 0.00070013 | 0.00081968 | 0.00092358 | 0.0010084 | 0.0010735 | 0.0011207 | 0.0011527 | 0.0011731 | 0.0011851 | 0.0011913 | 0.001195 | 0.023996 | 0.45018 | 0.39568 | 0.31353 | 0.18721 | 0.17547 | 0.17076 | 0.12471 | 0.14955 | 0.22306 | 0.36548 | 0.42397 | 0.45827 | 0 | 0.87952 | 0.65144 | 0.57286 | 0.47691 | 0.44524 | 0.42791 | 0.44751 | 0.47114 | 0.5514 | 0.63642 | 0.78135 | 0.86322 | 12.2888
LO3Slow | NR | Fixtures | Residential | Lighting | 0.0034718 | 0.003939 | 19.4403 | -74.0696 | Multifamily - Low Rise | WA-Exterior Porch_4000 to 7999 lumens | 3.0367e-07 | 7.7924e-07 | 1.7278e-06 | 3.3832e-06 | 5.9509e-06 | 9.5347e-06 | 1.4081e-05 | 1.9366e-05 | 2.5035e-05 | 3.0679e-05 | 3.5917e-05 | 4.047e-05 | 4.4186e-05 | 4.704e-05 | 4.9105e-05 | 5.0511e-05 | 5.1405e-05 | 5.1929e-05 | 5.2201e-05 | 5.2362e-05 | 0.0010514 | 0.82231 | 0.72275 | 0.57269 | 0.34196 | 0.32052 | 0.31191 | 0.2278 | 0.27316 | 0.40744 | 0.66759 | 0.77442 | 0.83709 | 0 | 1.6066 | 1.1899 | 1.0464 | 0.87113 | 0.81329 | 0.78163 | 0.81742 | 0.86059 | 1.0072 | 1.1625 | 1.4272 | 1.5768 | 12.2888
LO3Slow | NR | Fixtures | Residential | Lighting | 0.00011634 | 0.00013606 | 0.64697 | -109.4383 | Multifamily - Low Rise | WA-Chandelier/Pendant_0 to 249 lumens | 1.4567e-07 | 3.7381e-07 | 8.2885e-07 | 1.623e-06 | 2.8547e-06 | 4.5739e-06 | 6.7548e-06 | 9.2901e-06 | 1.201e-05 | 1.4717e-05 | 1.723e-05 | 1.9414e-05 | 2.1196e-05 | 2.2565e-05 | 2.3556e-05 | 2.4231e-05 | 2.466e-05 | 2.4911e-05 | 2.5041e-05 | 2.5119e-05 | 0.00050439 | 0.027987 | 0.024969 | 0.019729 | 0.011516 | 0.011442 | 0.011362 | 0.0083335 | 0.010003 | 0.014757 | 0.023802 | 0.027082 | 0.028157 | 0 | 0.049031 | 0.036299 | 0.03207 | 0.026756 | 0.027645 | 0.028087 | 0.029848 | 0.031464 | 0.035779 | 0.038806 | 0.045838 | 0.046208 | 5.6792
LO3Slow | NR | Fixtures | Residential | Lighting | 0.00022792 | 0.00026653 | 1.2674 | -109.4383 | Multifamily - Low Rise | WA-Chandelier/Pendant_250 to 499 lumens | 1.1775e-06 | 3.0216e-06 | 6.6999e-06 | 1.3119e-05 | 2.3075e-05 | 3.6972e-05 | 5.4601e-05 | 7.5095e-05 | 9.7078e-05 | 0.00011896 | 0.00013927 | 0.00015693 | 0.00017134 | 0.0001824 | 0.00019041 | 0.00019586 | 0.00019933 | 0.00020136 | 0.00020242 | 0.00020304 | 0.0040771 | 0.054826 | 0.048914 | 0.038649 | 0.022559 | 0.022414 | 0.022258 | 0.016325 | 0.019596 | 0.028909 | 0.046628 | 0.053053 | 0.05516 | 0 | 0.096051 | 0.071109 | 0.062825 | 0.052415 | 0.054155 | 0.055022 | 0.058472 | 0.061638 | 0.07009 | 0.07602 | 0.089796 | 0.09052 | 5.6792
LO3Slow | NR | Fixtures | Residential | Lighting | 0.00043732 | 0.00051142 | 2.4318 | -109.4383 | Multifamily - Low Rise | WA-Chandelier/Pendant_500 to 999 lumens | 8.6565e-06 | 2.2213e-05 | 4.9254e-05 | 9.6444e-05 | 0.00016964 | 0.0002718 | 0.0004014 | 0.00055206 | 0.00071367 | 0.00087454 | 0.0010239 | 0.0011536 | 0.0012596 | 0.0013409 | 0.0013998 | 0.0014399 | 0.0014654 | 0.0014803 | 0.001488 | 0.0014927 | 0.029973 | 0.1052 | 0.093854 | 0.074158 | 0.043286 | 0.043007 | 0.042708 | 0.031324 | 0.0376 | 0.055468 | 0.089468 | 0.1018 | 0.10584 | 0 | 0.1843 | 0.13644 | 0.12055 | 0.10057 | 0.10391 | 0.10557 | 0.11219 | 0.11827 | 0.13449 | 0.14586 | 0.1723 | 0.17369 | 5.6792
LO3Slow | NR | Fixtures | Residential | Lighting | 0.0008017 | 0.00093754 | 4.4581 | -109.4383 | Multifamily - Low Rise | WA-Chandelier/Pendant_1000 to 1999 lumens | 1.4665e-05 | 3.7631e-05 | 8.3439e-05 | 0.00016338 | 0.00028738 | 0.00046044 | 0.00067999 | 0.00093522 | 0.001209 | 0.0014815 | 0.0017345 | 0.0019543 | 0.0021338 | 0.0022716 | 0.0023714 | 0.0024393 | 0.0024824 | 0.0025077 | 0.0025208 | 0.0025286 | 0.050776 | 0.19285 | 0.17206 | 0.13595 | 0.079354 | 0.078841 | 0.078294 | 0.057425 | 0.06893 | 0.10169 | 0.16402 | 0.18662 | 0.19403 | 0 | 0.33786 | 0.25013 | 0.22099 | 0.18437 | 0.19049 | 0.19354 | 0.20567 | 0.21681 | 0.24654 | 0.2674 | 0.31586 | 0.31841 | 5.6792
LO3Slow | NR | Fixtures | Residential | Lighting | 0.0015538 | 0.0018171 | 8.6404 | -109.4383 | Multifamily - Low Rise | WA-Chandelier/Pendant_2000 to 3999 lumens | 2.1144e-05 | 5.4257e-05 | 0.00012031 | 0.00023557 | 0.00041435 | 0.00066388 | 0.00098043 | 0.0013484 | 0.0017432 | 0.0021361 | 0.0025009 | 0.0028178 | 0.0030766 | 0.0032753 | 0.0034191 | 0.003517 | 0.0035793 | 0.0036157 | 0.0036346 | 0.0036459 | 0.07321 | 0.37377 | 0.33347 | 0.26348 | 0.1538 | 0.1528 | 0.15174 | 0.1113 | 0.13359 | 0.19708 | 0.31788 | 0.36169 | 0.37605 | 0 | 0.65482 | 0.48478 | 0.4283 | 0.35733 | 0.3692 | 0.3751 | 0.39862 | 0.42021 | 0.47783 | 0.51826 | 0.61217 | 0.61711 | 5.6792
LO3Slow | NR | Fixtures | Residential | Lighting | 0.0028382 | 0.0033191 | 15.7827 | -109.4383 | Multifamily - Low Rise | WA-Chandelier/Pendant_4000 to 7999 lumens | 1.2702e-05 | 3.2594e-05 | 7.2272e-05 | 0.00014151 | 0.00024892 | 0.00039882 | 0.00058898 | 0.00081005 | 0.0010472 | 0.0012832 | 0.0015024 | 0.0016928 | 0.0018482 | 0.0019676 | 0.002054 | 0.0021128 | 0.0021502 | 0.0021721 | 0.0021835 | 0.0021902 | 0.04398 | 0.68273 | 0.60911 | 0.48129 | 0.28093 | 0.27911 | 0.27718 | 0.2033 | 0.24403 | 0.35999 | 0.58065 | 0.66066 | 0.68689 | 0 | 1.1961 | 0.88551 | 0.78234 | 0.65271 | 0.67439 | 0.68517 | 0.72813 | 0.76757 | 0.87281 | 0.94666 | 1.1182 | 1.1272 | 5.6792
LO3Slow | NR | Fixtures | Residential | Lighting | 2.898e-05 | 2.7142e-05 | 0.22794 | 11.5397 | Multifamily - Low Rise | WA-Linear Flush Mount_0 to 249 lumens | 3.3665e-08 | 8.6386e-08 | 1.9154e-07 | 3.7506e-07 | 6.5971e-07 | 1.057e-06 | 1.561e-06 | 2.1469e-06 | 2.7754e-06 | 3.401e-06 | 3.9818e-06 | 4.4864e-06 | 4.8984e-06 | 5.2148e-06 | 5.4438e-06 | 5.5996e-06 | 5.6987e-06 | 5.7568e-06 | 5.7869e-06 | 5.8048e-06 | 0.00011656 | 0.007487 | 0.006459 | 0.0061971 | 0.0048257 | 0.0046285 | 0.0043584 | 0.0037415 | 0.0044261 | 0.0056027 | 0.0067528 | 0.0069007 | 0.0073306 | 0 | 0.015836 | 0.012314 | 0.01313 | 0.01134 | 0.011387 | 0.01209 | 0.011678 | 0.011986 | 0.01228 | 0.014988 | 0.015464 | 0.016735 | 1.5718
LO3Slow | NR | Fixtures | Residential | Lighting | 5.6772e-05 | 5.3172e-05 | 0.44653 | 11.5397 | Multifamily - Low Rise | WA-Linear Flush Mount_250 to 499 lumens | 9.6056e-07 | 2.4649e-06 | 5.4654e-06 | 1.0702e-05 | 1.8824e-05 | 3.016e-05 | 4.454e-05 | 6.1258e-05 | 7.9191e-05 | 9.7042e-05 | 0.00011361 | 0.00012801 | 0.00013977 | 0.00014879 | 0.00015533 | 0.00015977 | 0.0001626 | 0.00016426 | 0.00016512 | 0.00016563 | 0.0033259 | 0.014667 | 0.012653 | 0.01214 | 0.0094535 | 0.0090671 | 0.008538 | 0.0073295 | 0.0086706 | 0.010976 | 0.013229 | 0.013518 | 0.01436 | 0 | 0.031023 | 0.024123 | 0.025721 | 0.022214 | 0.022307 | 0.023685 | 0.022877 | 0.02348 | 0.024055 | 0.029361 | 0.030294 | 0.032784 | 1.5718
LO3Slow | NR | Fixtures | Residential | Lighting | 0.00010893 | 0.00010202 | 0.85678 | 11.5397 | Multifamily - Low Rise | WA-Linear Flush Mount_500 to 999 lumens | 1.8767e-05 | 4.8156e-05 | 0.00010678 | 0.00020908 | 0.00036776 | 0.00058924 | 0.00087019 | 0.0011968 | 0.0015472 | 0.0018959 | 0.0022197 | 0.002501 | 0.0027306 | 0.002907 | 0.0030347 | 0.0031215 | 0.0031768 | 0.0032092 | 0.003226 | 0.0032359 | 0.064979 | 0.028142 | 0.024278 | 0.023294 | 0.018139 | 0.017398 | 0.016382 | 0.014064 | 0.016637 | 0.021059 | 0.025382 | 0.025938 | 0.027554 | 0 | 0.059525 | 0.046286 | 0.049352 | 0.042623 | 0.042802 | 0.045445 | 0.043896 | 0.045053 | 0.046157 | 0.056337 | 0.058127 | 0.062904 | 1.5718
LO3Slow | NR | Fixtures | Residential | Lighting | 0.0001997 | 0.00018703 | 1.5707 | 11.5397 | Multifamily - Low Rise | WA-Linear Flush Mount_1000 to 1999 lumens | 3.0719e-05 | 7.8826e-05 | 0.00017478 | 0.00034224 | 0.00060198 | 0.00096451 | 0.0014244 | 0.001959 | 0.0025325 | 0.0031034 | 0.0036333 | 0.0040938 | 0.0044697 | 0.0047585 | 0.0049674 | 0.0051096 | 0.0052001 | 0.0052531 | 0.0052805 | 0.0052968 | 0.10636 | 0.051591 | 0.044508 | 0.042703 | 0.033253 | 0.031894 | 0.030033 | 0.025782 | 0.030499 | 0.038607 | 0.046532 | 0.047551 | 0.050513 | 0 | 0.10912 | 0.084852 | 0.090474 | 0.078139 | 0.078467 | 0.083312 | 0.080471 | 0.082593 | 0.084616 | 0.10328 | 0.10656 | 0.11532 | 1.5718
LO3Slow | NR | Fixtures | Residential | Lighting | 0.00038704 | 0.00036249 | 3.0442 | 11.5397 | Multifamily - Low Rise | WA-Linear Flush Mount_2000 to 3999 lumens | 1.1381e-05 | 2.9205e-05 | 6.4756e-05 | 0.0001268 | 0.00022303 | 0.00035734 | 0.00052773 | 0.00072582 | 0.00093829 | 0.0011498 | 0.0013461 | 0.0015167 | 0.001656 | 0.001763 | 0.0018404 | 0.0018931 | 0.0019266 | 0.0019462 | 0.0019564 | 0.0019625 | 0.039407 | 0.09999 | 0.086262 | 0.082764 | 0.064448 | 0.061814 | 0.058207 | 0.049968 | 0.059111 | 0.074825 | 0.090185 | 0.09216 | 0.097901 | 0 | 0.2115 | 0.16445 | 0.17535 | 0.15144 | 0.15208 | 0.16147 | 0.15596 | 0.16008 | 0.164 | 0.20017 | 0.20653 | 0.2235 | 1.5718
LO3Slow | NR | Fixtures | Residential | Lighting | 0.00070697 | 0.00066213 | 5.5605 | 11.5397 | Multifamily - Low Rise | WA-Linear Flush Mount_4000 to 7999 lumens | 1.3145e-06 | 3.3731e-06 | 7.4794e-06 | 1.4645e-05 | 2.576e-05 | 4.1273e-05 | 6.0953e-05 | 8.3832e-05 | 0.00010837 | 0.0001328 | 0.00015548 | 0.00017518 | 0.00019127 | 0.00020363 | 0.00021257 | 0.00021865 | 0.00022252 | 0.00022479 | 0.00022596 | 0.00022666 | 0.0045515 | 0.18264 | 0.15757 | 0.15118 | 0.11772 | 0.11291 | 0.10632 | 0.091273 | 0.10797 | 0.13668 | 0.16473 | 0.16834 | 0.17883 | 0 | 0.38632 | 0.3004 | 0.3203 | 0.27663 | 0.27779 | 0.29494 | 0.28488 | 0.2924 | 0.29956 | 0.36563 | 0.37725 | 0.40825 | 1.5718
LO3Slow | NR | Fixtures | Residential | Lighting | 2.1873e-05 | 2.0242e-05 | 0.16937 | 20.4503 | Multifamily - Low Rise | WA-Linear Shop_0 to 249 lumens | 7.9299e-09 | 2.0349e-08 | 4.5119e-08 | 8.8348e-08 | 1.554e-07 | 2.4898e-07 | 3.677e-07 | 5.0572e-07 | 6.5376e-07 | 8.0113e-07 | 9.3792e-07 | 1.0568e-06 | 1.1538e-06 | 1.2284e-06 | 1.2823e-06 | 1.319e-06 | 1.3424e-06 | 1.3561e-06 | 1.3631e-06 | 1.3674e-06 | 2.7457e-05 | 0.005564 | 0.0047565 | 0.0045372 | 0.0035372 | 0.0033056 | 0.0030843 | 0.0026418 | 0.0031239 | 0.0039762 | 0.0048523 | 0.0050398 | 0.005502 | 0 | 0.012457 | 0.0096407 | 0.010081 | 0.0086736 | 0.0083159 | 0.0086034 | 0.0082545 | 0.0084675 | 0.0088128 | 0.01107 | 0.011754 | 0.013315 | 1.2368
LO3Slow | NR | Fixtures | Residential | Lighting | 4.2848e-05 | 3.9655e-05 | 0.33179 | 20.4503 | Multifamily - Low Rise | WA-Linear Shop_250 to 499 lumens | 0 | 0 | 0 | 0 | 0 | 0 | 0 | 0 | 0 | 0 | 0 | 0 | 0 | 0 | 0 | 0 | 0 | 0 | 0 | 0 | 0 | 0.0109 | 0.0093179 | 0.0088884 | 0.0069294 | 0.0064756 | 0.0060422 | 0.0051753 | 0.0061197 | 0.0077893 | 0.0095056 | 0.0098729 | 0.010778 | 0 | 0.024402 | 0.018886 | 0.019749 | 0.016991 | 0.016291 | 0.016854 | 0.01617 | 0.016588 | 0.017264 | 0.021686 | 0.023026 | 0.026085 | 1.2368
LO3Slow | NR | Fixtures | Residential | Lighting | 8.2216e-05 | 7.6087e-05 | 0.63662 | 20.4503 | Multifamily - Low Rise | WA-Linear Shop_500 to 999 lumens | 1.247e-08 | 3.1998e-08 | 7.095e-08 | 1.3893e-07 | 2.4436e-07 | 3.9153e-07 | 5.7821e-07 | 7.9524e-07 | 1.028e-06 | 1.2598e-06 | 1.4749e-06 | 1.6618e-06 | 1.8144e-06 | 1.9316e-06 | 2.0164e-06 | 2.0742e-06 | 2.1109e-06 | 2.1324e-06 | 2.1435e-06 | 2.1502e-06 | 4.3176e-05 | 0.020914 | 0.017879 | 0.017055 | 0.013296 | 0.012425 | 0.011593 | 0.0099302 | 0.011742 | 0.014946 | 0.018239 | 0.018944 | 0.020681 | 0 | 0.046822 | 0.036238 | 0.037894 | 0.032602 | 0.031258 | 0.032339 | 0.031027 | 0.031828 | 0.033126 | 0.04161 | 0.044182 | 0.05005 | 1.2368
LO3Slow | NR | Fixtures | Residential | Lighting | 0.00015072 | 0.00013949 | 1.1671 | 20.4503 | Multifamily - Low Rise | WA-Linear Shop_1000 to 1999 lumens | 6.9934e-09 | 1.7946e-08 | 3.9791e-08 | 7.7915e-08 | 1.3705e-07 | 2.1958e-07 | 3.2428e-07 | 4.46e-07 | 5.7656e-07 | 7.0652e-07 | 8.2716e-07 | 9.32e-07 | 1.0176e-06 | 1.0833e-06 | 1.1309e-06 | 1.1632e-06 | 1.1838e-06 | 1.1959e-06 | 1.2022e-06 | 1.2059e-06 | 2.4214e-05 | 0.03834 | 0.032776 | 0.031265 | 0.024374 | 0.022778 | 0.021254 | 0.018204 | 0.021526 | 0.027399 | 0.033436 | 0.034728 | 0.037913 | 0 | 0.085836 | 0.066432 | 0.069468 | 0.059768 | 0.057303 | 0.059284 | 0.05688 | 0.058347 | 0.060727 | 0.076281 | 0.080996 | 0.091754 | 1.2368
LO3Slow | NR | Fixtures | Residential | Lighting | 0.00029211 | 0.00027034 | 2.2619 | 20.4503 | Multifamily - Low Rise | WA-Linear Shop_2000 to 3999 lumens | 0 | 0 | 0 | 0 | 0 | 0 | 0 | 0 | 0 | 0 | 0 | 0 | 0 | 0 | 0 | 0 | 0 | 0 | 0 | 0 | 0 | 0.074308 | 0.063524 | 0.060596 | 0.04724 | 0.044147 | 0.041192 | 0.035282 | 0.04172 | 0.053103 | 0.064803 | 0.067307 | 0.07348 | 0 | 0.16636 | 0.12875 | 0.13464 | 0.11584 | 0.11106 | 0.1149 | 0.11024 | 0.11308 | 0.1177 | 0.14784 | 0.15698 | 0.17783 | 1.2368
LO3Slow | NR | Fixtures | Residential | Lighting | 0.00053358 | 0.00049381 | 4.1317 | 20.4503 | Multifamily - Low Rise | WA-Linear Shop_4000 to 7999 lumens | 1.011e-07 | 2.5942e-07 | 5.7521e-07 | 1.1263e-06 | 1.9811e-06 | 3.1742e-06 | 4.6877e-06 | 6.4473e-06 | 8.3346e-06 | 1.0213e-05 | 1.1957e-05 | 1.3473e-05 | 1.471e-05 | 1.566e-05 | 1.6348e-05 | 1.6816e-05 | 1.7114e-05 | 1.7288e-05 | 1.7378e-05 | 1.7432e-05 | 0.00035004 | 0.13573 | 0.11603 | 0.11068 | 0.08629 | 0.080639 | 0.075242 | 0.064447 | 0.076207 | 0.096999 | 0.11837 | 0.12294 | 0.13422 | 0 | 0.30388 | 0.23518 | 0.24593 | 0.21159 | 0.20287 | 0.20988 | 0.20137 | 0.20656 | 0.21499 | 0.27005 | 0.28674 | 0.32483 | 1.2368
LO3Slow | NR | Fixtures | Residential | Lighting | 0.00021426 | 0.00020326 | 1.7136 | -52.248 | Multifamily - Low Rise | WA-Track_0 to 249 lumens | 3.7756e-09 | 9.6884e-09 | 2.1482e-08 | 4.2064e-08 | 7.3989e-08 | 1.1855e-07 | 1.7507e-07 | 2.4078e-07 | 3.1127e-07 | 3.8144e-07 | 4.4657e-07 | 5.0317e-07 | 5.4937e-07 | 5.8486e-07 | 6.1054e-07 | 6.2801e-07 | 6.3913e-07 | 6.4565e-07 | 6.4902e-07 | 6.5103e-07 | 1.3073e-05 | 0.056276 | 0.049013 | 0.047306 | 0.036794 | 0.036217 | 0.034405 | 0.029598 | 0.035027 | 0.044107 | 0.052524 | 0.052811 | 0.054523 | 0 | 0.11172 | 0.08735 | 0.095246 | 0.082612 | 0.087151 | 0.094937 | 0.09229 | 0.094775 | 0.095627 | 0.11339 | 0.11345 | 0.11644 | 5.0463
LO3Slow | NR | Fixtures | Residential | Lighting | 0.00041973 | 0.00039818 | 3.3569 | -52.248 | Multifamily - Low Rise | WA-Track_250 to 499 lumens | 3.4438e-07 | 8.837e-07 | 1.9595e-06 | 3.8368e-06 | 6.7487e-06 | 1.0813e-05 | 1.5969e-05 | 2.1962e-05 | 2.8392e-05 | 3.4792e-05 | 4.0732e-05 | 4.5895e-05 | 5.0109e-05 | 5.3346e-05 | 5.5688e-05 | 5.7282e-05 | 5.8297e-05 | 5.8891e-05 | 5.9198e-05 | 5.9382e-05 | 0.0011924 | 0.11024 | 0.096016 | 0.092672 | 0.072079 | 0.070948 | 0.067399 | 0.057983 | 0.068618 | 0.086405 | 0.10289 | 0.10346 | 0.10681 | 0 | 0.21885 | 0.17112 | 0.18659 | 0.16184 | 0.17073 | 0.18598 | 0.1808 | 0.18566 | 0.18733 | 0.22212 | 0.22225 | 0.22811 | 5.0463
LO3Slow | NR | Fixtures | Residential | Lighting | 0.00080537 | 0.00076401 | 6.4411 | -52.248 | Multifamily - Low Rise | WA-Track_500 to 999 lumens | 5.483e-06 | 1.407e-05 | 3.1197e-05 | 6.1087e-05 | 0.00010745 | 0.00017215 | 0.00025424 | 0.00034967 | 0.00045203 | 0.00055393 | 0.00064851 | 0.00073071 | 0.0007978 | 0.00084934 | 0.00088663 | 0.00091201 | 0.00092816 | 0.00093762 | 0.00094251 | 0.00094543 | 0.018985 | 0.21153 | 0.18423 | 0.17782 | 0.1383 | 0.13613 | 0.12932 | 0.11125 | 0.13166 | 0.16579 | 0.19743 | 0.19851 | 0.20494 | 0 | 0.41992 | 0.32833 | 0.35801 | 0.31052 | 0.32758 | 0.35685 | 0.3469 | 0.35624 | 0.35945 | 0.42619 | 0.42644 | 0.43769 | 5.0463
LO3Slow | NR | Fixtures | Residential | Lighting | 0.0014764 | 0.0014006 | 11.808 | -52.248 | Multifamily - Low Rise | WA-Track_1000 to 1999 lumens | 7.967e-06 | 2.0444e-05 | 4.533e-05 | 8.8761e-05 | 0.00015612 | 0.00025015 | 0.00036942 | 0.00050808 | 0.00065682 | 0.00080488 | 0.00094231 | 0.0010617 | 0.0011592 | 0.0012341 | 0.0012883 | 0.0013252 | 0.0013486 | 0.0013624 | 0.0013695 | 0.0013737 | 0.027585 | 0.38779 | 0.33774 | 0.32598 | 0.25354 | 0.24956 | 0.23708 | 0.20396 | 0.24137 | 0.30393 | 0.36193 | 0.36391 | 0.37571 | 0 | 0.76981 | 0.60191 | 0.65632 | 0.56926 | 0.60054 | 0.65419 | 0.63595 | 0.65307 | 0.65895 | 0.78131 | 0.78177 | 0.80238 | 5.0463
LO3Slow | NR | Fixtures | Residential | Lighting | 0.0028615 | 0.0027146 | 22.8853 | -52.248 | Multifamily - Low Rise | WA-Track_2000 to 3999 lumens | 1.2723e-05 | 3.2649e-05 | 7.2394e-05 | 0.00014175 | 0.00024934 | 0.00039949 | 0.00058998 | 0.00081142 | 0.001049 | 0.0012854 | 0.0015049 | 0.0016956 | 0.0018513 | 0.0019709 | 0.0020575 | 0.0021164 | 0.0021538 | 0.0021758 | 0.0021871 | 0.0021939 | 0.044055 | 0.75158 | 0.65458 | 0.63178 | 0.49139 | 0.48368 | 0.45948 | 0.39529 | 0.4678 | 0.58906 | 0.70147 | 0.7053 | 0.72817 | 0 | 1.492 | 1.1666 | 1.272 | 1.1033 | 1.1639 | 1.2679 | 1.2326 | 1.2657 | 1.2771 | 1.5143 | 1.5152 | 1.5551 | 5.0463
LO3Slow | NR | Fixtures | Residential | Lighting | 0.0052269 | 0.0049585 | 41.8027 | -52.248 | Multifamily - Low Rise | WA-Track_4000 to 7999 lumens | 5.1186e-06 | 1.3135e-05 | 2.9124e-05 | 5.7028e-05 | 0.00010031 | 0.00016072 | 0.00023735 | 0.00032643 | 0.00042199 | 0.00051712 | 0.00060542 | 0.00068215 | 0.00074479 | 0.0007929 | 0.00082771 | 0.00085141 | 0.00086648 | 0.00087532 | 0.00087989 | 0.00088261 | 0.017723 | 1.3729 | 1.1957 | 1.154 | 0.89758 | 0.8835 | 0.8393 | 0.72205 | 0.85449 | 1.076 | 1.2813 | 1.2883 | 1.3301 | 0 | 2.7253 | 2.1309 | 2.3235 | 2.0153 | 2.126 | 2.316 | 2.2514 | 2.312 | 2.3328 | 2.766 | 2.7676 | 2.8406 | 5.0463
LO3Slow | NR | Fixtures | Residential | Lighting | 9.9203e-05 | 9.4046e-05 | 0.7927 | -66.9628 | Multifamily - High Rise | ID/MT/OR-Floor/Table_0 to 249 lumens | 2.3066e-07 | 5.9189e-07 | 1.3124e-06 | 2.5698e-06 | 4.5202e-06 | 7.2423e-06 | 1.0696e-05 | 1.471e-05 | 1.9016e-05 | 2.3303e-05 | 2.7282e-05 | 3.074e-05 | 3.3562e-05 | 3.573e-05 | 3.7299e-05 | 3.8367e-05 | 3.9046e-05 | 3.9444e-05 | 3.965e-05 | 3.9773e-05 | 0.00079866 | 0.026033 | 0.022662 | 0.021866 | 0.017008 | 0.016719 | 0.015876 | 0.013656 | 0.016161 | 0.020356 | 0.024255 | 0.024407 | 0.025237 | 0 | 0.051857 | 0.040534 | 0.044144 | 0.03828 | 0.040278 | 0.043819 | 0.042584 | 0.043729 | 0.044156 | 0.052434 | 0.05255 | 0.054093 | 8.6645
LO3Slow | NR | Fixtures | Residential | Lighting | 0.00019434 | 0.00018423 | 1.5529 | -66.9628 | Multifamily - High Rise | ID/MT/OR-Floor/Table_250 to 499 lumens | 1.6156e-06 | 4.1456e-06 | 9.1922e-06 | 1.7999e-05 | 3.1659e-05 | 5.0726e-05 | 7.4912e-05 | 0.00010303 | 0.00013319 | 0.00016321 | 0.00019108 | 0.0002153 | 0.00023507 | 0.00025026 | 0.00026125 | 0.00026872 | 0.00027348 | 0.00027627 | 0.00027771 | 0.00027857 | 0.0055938 | 0.050999 | 0.044395 | 0.042836 | 0.033319 | 0.032753 | 0.0311 | 0.026753 | 0.031659 | 0.039876 | 0.047515 | 0.047814 | 0.049438 | 0 | 0.10159 | 0.079407 | 0.086478 | 0.07499 | 0.078904 | 0.085841 | 0.083422 | 0.085665 | 0.086502 | 0.10272 | 0.10295 | 0.10597 | 8.6645
LO3Slow | NR | Fixtures | Residential | Lighting | 0.00037289 | 0.0003535 | 2.9796 | -66.9628 | Multifamily - High Rise | ID/MT/OR-Floor/Table_500 to 999 lumens | 1.3718e-05 | 3.52e-05 | 7.805e-05 | 0.00015283 | 0.00026882 | 0.0004307 | 0.00063607 | 0.00087482 | 0.0011309 | 0.0013858 | 0.0016225 | 0.0018281 | 0.001996 | 0.0021249 | 0.0022182 | 0.0022817 | 0.0023221 | 0.0023458 | 0.002358 | 0.0023653 | 0.047496 | 0.097855 | 0.085183 | 0.082191 | 0.063931 | 0.062845 | 0.059674 | 0.051332 | 0.060746 | 0.076513 | 0.09117 | 0.091743 | 0.09486 | 0 | 0.19492 | 0.15236 | 0.16593 | 0.14389 | 0.1514 | 0.16471 | 0.16007 | 0.16437 | 0.16598 | 0.19709 | 0.19753 | 0.20333 | 8.6645
LO3Slow | NR | Fixtures | Residential | Lighting | 0.00068359 | 0.00064805 | 5.4623 | -66.9628 | Multifamily - High Rise | ID/MT/OR-Floor/Table_1000 to 1999 lumens | 1.509e-05 | 3.8721e-05 | 8.5858e-05 | 0.00016812 | 0.00029571 | 0.00047379 | 0.0006997 | 0.00096233 | 0.001244 | 0.0015245 | 0.0017848 | 0.002011 | 0.0021956 | 0.0023375 | 0.0024401 | 0.00251 | 0.0025544 | 0.0025804 | 0.0025939 | 0.0026019 | 0.052248 | 0.17939 | 0.15616 | 0.15068 | 0.1172 | 0.11521 | 0.1094 | 0.094103 | 0.11136 | 0.14027 | 0.16713 | 0.16819 | 0.1739 | 0 | 0.35733 | 0.27931 | 0.30419 | 0.26378 | 0.27755 | 0.30195 | 0.29344 | 0.30133 | 0.30427 | 0.36131 | 0.36211 | 0.37274 | 8.6645
LO3Slow | NR | Fixtures | Residential | Lighting | 0.0013249 | 0.001256 | 10.5866 | -66.9628 | Multifamily - High Rise | ID/MT/OR-Floor/Table_2000 to 3999 lumens | 4.2018e-06 | 1.0782e-05 | 2.3907e-05 | 4.6813e-05 | 8.2341e-05 | 0.00013193 | 0.00019483 | 0.00026796 | 0.00034641 | 0.00042449 | 0.00049698 | 0.00055997 | 0.00061138 | 0.00065088 | 0.00067946 | 0.00069891 | 0.00071128 | 0.00071853 | 0.00072229 | 0.00072452 | 0.014549 | 0.34768 | 0.30266 | 0.29203 | 0.22715 | 0.22329 | 0.21202 | 0.18238 | 0.21583 | 0.27185 | 0.32393 | 0.32597 | 0.33704 | 0 | 0.69256 | 0.54135 | 0.58956 | 0.51124 | 0.53792 | 0.58522 | 0.56872 | 0.58401 | 0.58972 | 0.70027 | 0.70182 | 0.72242 | 8.6645
LO3Slow | NR | Fixtures | Residential | Lighting | 0.0024201 | 0.0022942 | 19.3377 | -66.9628 | Multifamily - High Rise | ID/MT/OR-Floor/Table_4000 to 7999 lumens | 4.8381e-07 | 1.2415e-06 | 2.7528e-06 | 5.3902e-06 | 9.4811e-06 | 1.5191e-05 | 2.2434e-05 | 3.0855e-05 | 3.9887e-05 | 4.8878e-05 | 5.7224e-05 | 6.4477e-05 | 7.0397e-05 | 7.4945e-05 | 7.8235e-05 | 8.0475e-05 | 8.19e-05 | 8.2735e-05 | 8.3167e-05 | 8.3424e-05 | 0.0016752 | 0.63508 | 0.55284 | 0.53342 | 0.41491 | 0.40786 | 0.38729 | 0.33315 | 0.39425 | 0.49657 | 0.59169 | 0.59542 | 0.61564 | 0 | 1.265 | 0.98883 | 1.0769 | 0.93383 | 0.98258 | 1.069 | 1.0388 | 1.0668 | 1.0772 | 1.2791 | 1.282 | 1.3196 | 8.6645
LO3Slow | NR | Fixtures | Residential | Lighting | 0.00013061 | 0.00012357 | 1.0409 | -37.2177 | Multifamily - High Rise | ID/MT/OR-Ceiling and Wall Flush Mount _0 to 249 lumens | 1.2787e-07 | 3.2813e-07 | 7.2758e-07 | 1.4247e-06 | 2.5059e-06 | 4.015e-06 | 5.9294e-06 | 8.155e-06 | 1.0542e-05 | 1.2919e-05 | 1.5125e-05 | 1.7042e-05 | 1.8606e-05 | 1.9808e-05 | 2.0678e-05 | 2.127e-05 | 2.1647e-05 | 2.1867e-05 | 2.1981e-05 | 2.2049e-05 | 0.00044276 | 0.034185 | 0.029713 | 0.028642 | 0.022283 | 0.021815 | 0.020686 | 0.017788 | 0.02105 | 0.026535 | 0.031677 | 0.031958 | 0.033195 | 0 | 0.068809 | 0.053735 | 0.058303 | 0.050522 | 0.052738 | 0.057144 | 0.055478 | 0.056965 | 0.057658 | 0.068781 | 0.069277 | 0.071943 | 3.7754
LO3Slow | NR | Fixtures | Residential | Lighting | 0.00025587 | 0.00024207 | 2.0391 | -37.2177 | Multifamily - High Rise | ID/MT/OR-Ceiling and Wall Flush Mount _250 to 499 lumens | 1.5614e-06 | 4.0065e-06 | 8.8838e-06 | 1.7395e-05 | 3.0597e-05 | 4.9024e-05 | 7.2399e-05 | 9.9574e-05 | 0.00012872 | 0.00015774 | 0.00018467 | 0.00020808 | 0.00022718 | 0.00024186 | 0.00025248 | 0.00025971 | 0.00026431 | 0.000267 | 0.0002684 | 0.00026923 | 0.0054061 | 0.066968 | 0.058207 | 0.05611 | 0.043652 | 0.042735 | 0.040524 | 0.034847 | 0.041236 | 0.051981 | 0.062055 | 0.062605 | 0.065028 | 0 | 0.1348 | 0.10527 | 0.11422 | 0.098972 | 0.10331 | 0.11194 | 0.10868 | 0.11159 | 0.11295 | 0.13474 | 0.13571 | 0.14094 | 3.7754
LO3Slow | NR | Fixtures | Residential | Lighting | 0.00049096 | 0.00046447 | 3.9125 | -37.2177 | Multifamily - High Rise | ID/MT/OR-Ceiling and Wall Flush Mount _500 to 999 lumens | 1.4593e-05 | 3.7446e-05 | 8.303e-05 | 0.00016258 | 0.00028597 | 0.00045819 | 0.00067666 | 0.00093064 | 0.0012031 | 0.0014743 | 0.001726 | 0.0019448 | 0.0021233 | 0.0022605 | 0.0023597 | 0.0024273 | 0.0024703 | 0.0024955 | 0.0025085 | 0.0025163 | 0.050527 | 0.1285 | 0.11169 | 0.10766 | 0.083758 | 0.081999 | 0.077756 | 0.066864 | 0.079122 | 0.099739 | 0.11907 | 0.12012 | 0.12477 | 0 | 0.25864 | 0.20198 | 0.21915 | 0.1899 | 0.19823 | 0.21479 | 0.20853 | 0.21412 | 0.21673 | 0.25854 | 0.2604 | 0.27042 | 3.7754
LO3Slow | NR | Fixtures | Residential | Lighting | 0.00090004 | 0.00085147 | 7.1725 | -37.2177 | Multifamily - High Rise | ID/MT/OR-Ceiling and Wall Flush Mount _1000 to 1999 lumens | 1.8027e-05 | 4.6258e-05 | 0.00010257 | 0.00020084 | 0.00035326 | 0.000566 | 0.00083588 | 0.0011496 | 0.0014862 | 0.0018212 | 0.0021321 | 0.0024024 | 0.002623 | 0.0027924 | 0.002915 | 0.0029985 | 0.0030516 | 0.0030827 | 0.0030988 | 0.0031084 | 0.062417 | 0.23556 | 0.20475 | 0.19737 | 0.15355 | 0.15032 | 0.14254 | 0.12258 | 0.14505 | 0.18284 | 0.21828 | 0.22022 | 0.22874 | 0 | 0.47414 | 0.37028 | 0.40175 | 0.34814 | 0.36341 | 0.39377 | 0.38228 | 0.39253 | 0.39731 | 0.47396 | 0.47737 | 0.49574 | 3.7754
LO3Slow | NR | Fixtures | Residential | Lighting | 0.0017444 | 0.0016503 | 13.9011 | -37.2177 | Multifamily - High Rise | ID/MT/OR-Ceiling and Wall Flush Mount _2000 to 3999 lumens | 1.4257e-05 | 3.6584e-05 | 8.1119e-05 | 0.00015884 | 0.00027939 | 0.00044764 | 0.00066108 | 0.00090922 | 0.0011754 | 0.0014403 | 0.0016863 | 0.0019 | 0.0020745 | 0.0022085 | 0.0023054 | 0.0023714 | 0.0024134 | 0.002438 | 0.0024507 | 0.0024583 | 0.049364 | 0.45655 | 0.39682 | 0.38252 | 0.29759 | 0.29134 | 0.27627 | 0.23757 | 0.28112 | 0.35437 | 0.42305 | 0.42681 | 0.44332 | 0 | 0.91895 | 0.71764 | 0.77865 | 0.67473 | 0.70433 | 0.76317 | 0.74092 | 0.76078 | 0.77003 | 0.91859 | 0.9252 | 0.96082 | 3.7754
LO3Slow | NR | Fixtures | Residential | Lighting | 0.0031863 | 0.0030144 | 25.3921 | -37.2177 | Multifamily - High Rise | ID/MT/OR-Ceiling and Wall Flush Mount _4000 to 7999 lumens | 3.8326e-06 | 9.8346e-06 | 2.1806e-05 | 4.2699e-05 | 7.5105e-05 | 0.00012034 | 0.00017771 | 0.00024442 | 0.00031597 | 0.00038719 | 0.0004533 | 0.00051076 | 0.00055766 | 0.00059368 | 0.00061975 | 0.00063749 | 0.00064878 | 0.00065539 | 0.00065881 | 0.00066085 | 0.01327 | 0.83394 | 0.72484 | 0.69872 | 0.54359 | 0.53218 | 0.50464 | 0.43395 | 0.5135 | 0.64731 | 0.77276 | 0.77961 | 0.80978 | 0 | 1.6786 | 1.3109 | 1.4223 | 1.2325 | 1.2865 | 1.394 | 1.3534 | 1.3896 | 1.4066 | 1.6779 | 1.69 | 1.755 | 3.7754
LO3Slow | NR | Fixtures | Residential | Lighting | 0.00010381 | 9.7994e-05 | 0.82491 | -111.1375 | Multifamily - High Rise | ID/MT/OR-Downlight Fixture_0 to 249 lumens | 5.2104e-09 | 1.337e-08 | 2.9646e-08 | 5.805e-08 | 1.0211e-07 | 1.636e-07 | 2.416e-07 | 3.3229e-07 | 4.2956e-07 | 5.2639e-07 | 6.1627e-07 | 6.9439e-07 | 7.5814e-07 | 8.0712e-07 | 8.4256e-07 | 8.6667e-07 | 8.8202e-07 | 8.9101e-07 | 8.9566e-07 | 8.9844e-07 | 1.8041e-05 | 0.027093 | 0.02351 | 0.02264 | 0.017617 | 0.017171 | 0.016259 | 0.013976 | 0.016537 | 0.020865 | 0.024959 | 0.02525 | 0.026356 | 0 | 0.055138 | 0.043017 | 0.046492 | 0.040257 | 0.041668 | 0.044953 | 0.043595 | 0.044759 | 0.045421 | 0.054451 | 0.055134 | 0.05779 | 10.4726
LO3Slow | NR | Fixtures | Residential | Lighting | 0.00020337 | 0.00019197 | 1.616 | -111.1375 | Multifamily - High Rise | ID/MT/OR-Downlight Fixture_250 to 499 lumens | 8.6065e-07 | 2.2085e-06 | 4.8969e-06 | 9.5886e-06 | 1.6866e-05 | 2.7023e-05 | 3.9907e-05 | 5.4887e-05 | 7.0954e-05 | 8.6948e-05 | 0.00010179 | 0.0001147 | 0.00012523 | 0.00013332 | 0.00013917 | 0.00014316 | 0.00014569 | 0.00014718 | 0.00014794 | 0.0001484 | 0.00298 | 0.053074 | 0.046056 | 0.044351 | 0.034511 | 0.033638 | 0.03185 | 0.027379 | 0.032396 | 0.040874 | 0.048895 | 0.049464 | 0.051631 | 0 | 0.10801 | 0.08427 | 0.091077 | 0.078864 | 0.081627 | 0.088062 | 0.085402 | 0.087683 | 0.088979 | 0.10667 | 0.10801 | 0.11321 | 10.4726
LO3Slow | NR | Fixtures | Residential | Lighting | 0.00039021 | 0.00036834 | 3.1007 | -111.1375 | Multifamily - High Rise | ID/MT/OR-Downlight Fixture_500 to 999 lumens | 3.0225e-05 | 7.756e-05 | 0.00017198 | 0.00033674 | 0.00059231 | 0.00094901 | 0.0014015 | 0.0019276 | 0.0024918 | 0.0030535 | 0.0035749 | 0.0040281 | 0.0043979 | 0.004682 | 0.0048876 | 0.0050275 | 0.0051165 | 0.0051687 | 0.0051957 | 0.0052117 | 0.10465 | 0.10184 | 0.08837 | 0.085099 | 0.066219 | 0.064544 | 0.061113 | 0.052533 | 0.06216 | 0.078427 | 0.093817 | 0.09491 | 0.099067 | 0 | 0.20725 | 0.16169 | 0.17476 | 0.15132 | 0.15662 | 0.16897 | 0.16387 | 0.16824 | 0.17073 | 0.20467 | 0.20724 | 0.21722 | 10.4726
LO3Slow | NR | Fixtures | Residential | Lighting | 0.00071535 | 0.00067525 | 5.6843 | -111.1375 | Multifamily - High Rise | ID/MT/OR-Downlight Fixture_1000 to 1999 lumens | 9.227e-06 | 2.3677e-05 | 5.25e-05 | 0.0001028 | 0.00018082 | 0.00028971 | 0.00042785 | 0.00058844 | 0.0007607 | 0.00093217 | 0.0010913 | 0.0012297 | 0.0013426 | 0.0014293 | 0.0014921 | 0.0015348 | 0.0015619 | 0.0015779 | 0.0015861 | 0.001591 | 0.031948 | 0.18669 | 0.162 | 0.15601 | 0.12139 | 0.11832 | 0.11203 | 0.096306 | 0.11395 | 0.14377 | 0.17199 | 0.17399 | 0.18161 | 0 | 0.37995 | 0.29642 | 0.32037 | 0.2774 | 0.28712 | 0.30976 | 0.3004 | 0.30843 | 0.31298 | 0.37521 | 0.37992 | 0.39822 | 10.4726
LO3Slow | NR | Fixtures | Residential | Lighting | 0.0013864 | 0.0013087 | 11.0168 | -111.1375 | Multifamily - High Rise | ID/MT/OR-Downlight Fixture_2000 to 3999 lumens | 2.7461e-06 | 7.0468e-06 | 1.5625e-05 | 3.0595e-05 | 5.3815e-05 | 8.6223e-05 | 0.00012734 | 0.00017513 | 0.0002264 | 0.00027743 | 0.0003248 | 0.00036597 | 0.00039958 | 0.00042539 | 0.00044407 | 0.00045678 | 0.00046487 | 0.0004696 | 0.00047206 | 0.00047352 | 0.0095084 | 0.36183 | 0.31398 | 0.30236 | 0.23528 | 0.22933 | 0.21714 | 0.18665 | 0.22086 | 0.27865 | 0.33333 | 0.33722 | 0.35199 | 0 | 0.73638 | 0.5745 | 0.62091 | 0.53764 | 0.55648 | 0.60035 | 0.58222 | 0.59777 | 0.6066 | 0.72721 | 0.73633 | 0.7718 | 10.4726
LO3Slow | NR | Fixtures | Residential | Lighting | 0.0025325 | 0.0023905 | 20.1235 | -111.1375 | Multifamily - High Rise | ID/MT/OR-Downlight Fixture_4000 to 7999 lumens | 8.6488e-07 | 2.2193e-06 | 4.921e-06 | 9.6357e-06 | 1.6949e-05 | 2.7155e-05 | 4.0104e-05 | 5.5156e-05 | 7.1303e-05 | 8.7375e-05 | 0.00010229 | 0.00011526 | 0.00012584 | 0.00013397 | 0.00013986 | 0.00014386 | 0.00014641 | 0.0001479 | 0.00014867 | 0.00014913 | 0.0029946 | 0.66092 | 0.57353 | 0.5523 | 0.42976 | 0.41889 | 0.39662 | 0.34094 | 0.40342 | 0.50899 | 0.60887 | 0.61597 | 0.64295 | 0 | 1.3451 | 1.0494 | 1.1342 | 0.98207 | 1.0165 | 1.0966 | 1.0635 | 1.0919 | 1.108 | 1.3283 | 1.345 | 1.4098 | 10.4726
LO3Slow | NR | Fixtures | Residential | Lighting | 0.00015581 | 0.00017678 | 0.87246 | -72.6034 | Multifamily - High Rise | ID/MT/OR-Exterior Porch_0 to 249 lumens | 6.7811e-11 | 1.7401e-10 | 3.8583e-10 | 7.555e-10 | 1.3289e-09 | 2.1291e-09 | 3.1444e-09 | 4.3246e-09 | 5.5906e-09 | 6.8508e-09 | 8.0205e-09 | 9.0371e-09 | 9.8669e-09 | 1.0504e-08 | 1.0966e-08 | 1.1279e-08 | 1.1479e-08 | 1.1596e-08 | 1.1657e-08 | 1.1693e-08 | 2.3479e-07 | 0.036904 | 0.032436 | 0.025702 | 0.015347 | 0.014385 | 0.013998 | 0.010224 | 0.012259 | 0.018285 | 0.029961 | 0.034755 | 0.037568 | 0 | 0.0721 | 0.053403 | 0.046961 | 0.039095 | 0.036499 | 0.035078 | 0.036685 | 0.038622 | 0.045202 | 0.052172 | 0.064052 | 0.070763 | 10.5955
LO3Slow | NR | Fixtures | Residential | Lighting | 0.00030523 | 0.0003463 | 1.7091 | -72.6034 | Multifamily - High Rise | ID/MT/OR-Exterior Porch_250 to 499 lumens | 2.1493e-08 | 5.5152e-08 | 1.2229e-07 | 2.3946e-07 | 4.2119e-07 | 6.7484e-07 | 9.9661e-07 | 1.3707e-06 | 1.7719e-06 | 2.1714e-06 | 2.5421e-06 | 2.8643e-06 | 3.1273e-06 | 3.3293e-06 | 3.4755e-06 | 3.575e-06 | 3.6383e-06 | 3.6754e-06 | 3.6946e-06 | 3.706e-06 | 7.4418e-05 | 0.072295 | 0.063542 | 0.050349 | 0.030064 | 0.02818 | 0.027422 | 0.020028 | 0.024016 | 0.035821 | 0.058693 | 0.068085 | 0.073595 | 0 | 0.14124 | 0.10462 | 0.091996 | 0.076587 | 0.071502 | 0.068718 | 0.071865 | 0.075661 | 0.08855 | 0.1022 | 0.12548 | 0.13862 | 10.5955
LO3Slow | NR | Fixtures | Residential | Lighting | 0.00058566 | 0.00066447 | 3.2794 | -72.6034 | Multifamily - High Rise | ID/MT/OR-Exterior Porch_500 to 999 lumens | 1.0745e-06 | 2.7572e-06 | 6.1137e-06 | 1.1971e-05 | 2.1057e-05 | 3.3737e-05 | 4.9824e-05 | 6.8525e-05 | 8.8585e-05 | 0.00010855 | 0.00012709 | 0.0001432 | 0.00015635 | 0.00016645 | 0.00017375 | 0.00017873 | 0.00018189 | 0.00018375 | 0.00018471 | 0.00018528 | 0.0037204 | 0.13872 | 0.12192 | 0.096608 | 0.057686 | 0.05407 | 0.052616 | 0.038428 | 0.04608 | 0.068732 | 0.11262 | 0.13064 | 0.14121 | 0 | 0.27101 | 0.20073 | 0.17652 | 0.14695 | 0.13719 | 0.13185 | 0.13789 | 0.14517 | 0.16991 | 0.1961 | 0.24076 | 0.26599 | 10.5955
LO3Slow | NR | Fixtures | Residential | Lighting | 0.0010737 | 0.0012181 | 6.0119 | -72.6034 | Multifamily - High Rise | ID/MT/OR-Exterior Porch_1000 to 1999 lumens | 2.1044e-06 | 5.4e-06 | 1.1974e-05 | 2.3446e-05 | 4.1239e-05 | 6.6074e-05 | 9.758e-05 | 0.00013421 | 0.00017349 | 0.0002126 | 0.0002489 | 0.00028045 | 0.0003062 | 0.00032598 | 0.00034029 | 0.00035004 | 0.00035623 | 0.00035986 | 0.00036174 | 0.00036286 | 0.0072864 | 0.2543 | 0.22351 | 0.17711 | 0.10575 | 0.099122 | 0.096458 | 0.070448 | 0.084476 | 0.126 | 0.20645 | 0.23949 | 0.25887 | 0 | 0.49683 | 0.36799 | 0.3236 | 0.2694 | 0.25151 | 0.24172 | 0.25279 | 0.26614 | 0.31148 | 0.35951 | 0.44137 | 0.48762 | 10.5955
LO3Slow | NR | Fixtures | Residential | Lighting | 0.0020809 | 0.0023609 | 11.6518 | -72.6034 | Multifamily - High Rise | ID/MT/OR-Exterior Porch_2000 to 3999 lumens | 1.991e-06 | 5.109e-06 | 1.1328e-05 | 2.2182e-05 | 3.9017e-05 | 6.2513e-05 | 9.2321e-05 | 0.00012697 | 0.00016414 | 0.00020114 | 0.00023549 | 0.00026534 | 0.0002897 | 0.00030841 | 0.00032196 | 0.00033117 | 0.00033704 | 0.00034047 | 0.00034225 | 0.00034331 | 0.0068938 | 0.49286 | 0.43319 | 0.34325 | 0.20496 | 0.19211 | 0.18695 | 0.13654 | 0.16372 | 0.24421 | 0.40013 | 0.46416 | 0.50172 | 0 | 0.96291 | 0.7132 | 0.62717 | 0.52212 | 0.48746 | 0.46848 | 0.48994 | 0.51581 | 0.60368 | 0.69677 | 0.85543 | 0.94506 | 10.5955
LO3Slow | NR | Fixtures | Residential | Lighting | 0.003801 | 0.0043124 | 21.2835 | -72.6034 | Multifamily - High Rise | ID/MT/OR-Exterior Porch_4000 to 7999 lumens | 8.7242e-08 | 2.2387e-07 | 4.9639e-07 | 9.7198e-07 | 1.7097e-06 | 2.7392e-06 | 4.0454e-06 | 5.5638e-06 | 7.1925e-06 | 8.8138e-06 | 1.0319e-05 | 1.1627e-05 | 1.2694e-05 | 1.3514e-05 | 1.4108e-05 | 1.4511e-05 | 1.4768e-05 | 1.4919e-05 | 1.4997e-05 | 1.5043e-05 | 0.00030207 | 0.90028 | 0.79127 | 0.62699 | 0.37439 | 0.35091 | 0.34148 | 0.2494 | 0.29906 | 0.44607 | 0.73089 | 0.84785 | 0.91646 | 0 | 1.7589 | 1.3027 | 1.1456 | 0.95372 | 0.8904 | 0.85573 | 0.89492 | 0.94219 | 1.1027 | 1.2727 | 1.5625 | 1.7263 | 10.5955
LO3Slow | NR | Fixtures | Residential | Lighting | 0.00017263 | 0.00020188 | 0.95994 | -89.2491 | Multifamily - High Rise | ID/MT/OR-Chandelier/Pendant_0 to 249 lumens | 5.6719e-08 | 1.4554e-07 | 3.2272e-07 | 6.3191e-07 | 1.1115e-06 | 1.7809e-06 | 2.63e-06 | 3.6172e-06 | 4.676e-06 | 5.7301e-06 | 6.7085e-06 | 7.5588e-06 | 8.2528e-06 | 8.786e-06 | 9.1718e-06 | 9.4343e-06 | 9.6014e-06 | 9.6992e-06 | 9.7499e-06 | 9.78e-06 | 0.00019639 | 0.041526 | 0.037048 | 0.029273 | 0.017087 | 0.016976 | 0.016859 | 0.012365 | 0.014842 | 0.021896 | 0.035317 | 0.040183 | 0.041778 | 0 | 0.07275 | 0.053859 | 0.047584 | 0.0397 | 0.041018 | 0.041674 | 0.044287 | 0.046685 | 0.053087 | 0.057578 | 0.068012 | 0.068561 | 6.1299
LO3Slow | NR | Fixtures | Residential | Lighting | 0.00033817 | 0.00039547 | 1.8805 | -89.2491 | Multifamily - High Rise | ID/MT/OR-Chandelier/Pendant_250 to 499 lumens | 4.5848e-07 | 1.1765e-06 | 2.6086e-06 | 5.108e-06 | 8.9846e-06 | 1.4395e-05 | 2.1259e-05 | 2.9239e-05 | 3.7798e-05 | 4.6318e-05 | 5.4227e-05 | 6.1101e-05 | 6.671e-05 | 7.102e-05 | 7.4138e-05 | 7.6261e-05 | 7.7611e-05 | 7.8402e-05 | 7.8811e-05 | 7.9055e-05 | 0.0015875 | 0.081348 | 0.072576 | 0.057345 | 0.033473 | 0.033257 | 0.033026 | 0.024223 | 0.029076 | 0.042893 | 0.069185 | 0.078718 | 0.081844 | 0 | 0.14252 | 0.10551 | 0.093216 | 0.077771 | 0.080353 | 0.081638 | 0.086757 | 0.091456 | 0.104 | 0.1128 | 0.13323 | 0.13431 | 6.1299
LO3Slow | NR | Fixtures | Residential | Lighting | 0.00064887 | 0.00075881 | 3.6083 | -89.2491 | Multifamily - High Rise | ID/MT/OR-Chandelier/Pendant_500 to 999 lumens | 3.3705e-06 | 8.6489e-06 | 1.9177e-05 | 3.7551e-05 | 6.605e-05 | 0.00010583 | 0.00015629 | 0.00021495 | 0.00027787 | 0.00034051 | 0.00039865 | 0.00044918 | 0.00049042 | 0.0005221 | 0.00054503 | 0.00056063 | 0.00057055 | 0.00057637 | 0.00057938 | 0.00058117 | 0.01167 | 0.15609 | 0.13926 | 0.11003 | 0.064226 | 0.063811 | 0.063369 | 0.046477 | 0.055789 | 0.082302 | 0.13275 | 0.15104 | 0.15704 | 0 | 0.27345 | 0.20245 | 0.17886 | 0.14922 | 0.15418 | 0.15664 | 0.16647 | 0.17548 | 0.19954 | 0.21643 | 0.25564 | 0.25771 | 6.1299
LO3Slow | NR | Fixtures | Residential | Lighting | 0.0011895 | 0.0013911 | 6.6148 | -89.2491 | Multifamily - High Rise | ID/MT/OR-Chandelier/Pendant_1000 to 1999 lumens | 5.7098e-06 | 1.4652e-05 | 3.2488e-05 | 6.3614e-05 | 0.00011189 | 0.00017928 | 0.00026476 | 0.00036413 | 0.00047073 | 0.00057684 | 0.00067534 | 0.00076094 | 0.0008308 | 0.00088447 | 0.00092331 | 0.00094974 | 0.00096655 | 0.00097641 | 0.00098151 | 0.00098454 | 0.01977 | 0.28614 | 0.25529 | 0.20171 | 0.11774 | 0.11698 | 0.11617 | 0.085204 | 0.10227 | 0.15088 | 0.24336 | 0.27689 | 0.28789 | 0 | 0.5013 | 0.37113 | 0.32789 | 0.27356 | 0.28264 | 0.28717 | 0.30517 | 0.3217 | 0.36581 | 0.39676 | 0.46866 | 0.47244 | 6.1299
LO3Slow | NR | Fixtures | Residential | Lighting | 0.0023054 | 0.0026961 | 12.8202 | -89.2491 | Multifamily - High Rise | ID/MT/OR-Chandelier/Pendant_2000 to 3999 lumens | 8.2326e-06 | 2.1125e-05 | 4.6842e-05 | 9.172e-05 | 0.00016133 | 0.00025849 | 0.00038174 | 0.00052502 | 0.00067871 | 0.00083171 | 0.00097372 | 0.0010971 | 0.0011979 | 0.0012753 | 0.0013313 | 0.0013694 | 0.0013936 | 0.0014078 | 0.0014152 | 0.0014195 | 0.028505 | 0.55458 | 0.49478 | 0.39095 | 0.2282 | 0.22672 | 0.22515 | 0.16514 | 0.19822 | 0.29242 | 0.47166 | 0.53665 | 0.55796 | 0 | 0.97159 | 0.7193 | 0.63549 | 0.5302 | 0.5478 | 0.55656 | 0.59146 | 0.62349 | 0.70898 | 0.76897 | 0.90831 | 0.91564 | 6.1299
LO3Slow | NR | Fixtures | Residential | Lighting | 0.0042112 | 0.0049247 | 23.4176 | -89.2491 | Multifamily - High Rise | ID/MT/OR-Chandelier/Pendant_4000 to 7999 lumens | 4.9456e-06 | 1.2691e-05 | 2.8139e-05 | 5.51e-05 | 9.6917e-05 | 0.00015528 | 0.00022932 | 0.0003154 | 0.00040773 | 0.00049964 | 0.00058495 | 0.00065909 | 0.00071961 | 0.00076609 | 0.00079973 | 0.00082262 | 0.00083719 | 0.00084572 | 0.00085014 | 0.00085277 | 0.017124 | 1.013 | 0.90377 | 0.71411 | 0.41683 | 0.41414 | 0.41126 | 0.30164 | 0.36207 | 0.53414 | 0.86154 | 0.98026 | 1.0192 | 0 | 1.7747 | 1.3139 | 1.1608 | 0.96847 | 1.0006 | 1.0166 | 1.0804 | 1.1389 | 1.295 | 1.4046 | 1.6591 | 1.6725 | 6.1299
LO3Slow | NR | Fixtures | Residential | Lighting | 2.898e-05 | 2.7142e-05 | 0.22794 | 11.5397 | Multifamily - High Rise | ID/MT/OR-Linear Flush Mount_0 to 249 lumens | 8.834e-09 | 2.2669e-08 | 5.0264e-08 | 9.8421e-08 | 1.7312e-07 | 2.7737e-07 | 4.0963e-07 | 5.6338e-07 | 7.283e-07 | 8.9247e-07 | 1.0449e-06 | 1.1773e-06 | 1.2854e-06 | 1.3684e-06 | 1.4285e-06 | 1.4694e-06 | 1.4954e-06 | 1.5107e-06 | 1.5186e-06 | 1.5233e-06 | 3.0587e-05 | 0.007487 | 0.006459 | 0.0061971 | 0.0048257 | 0.0046285 | 0.0043584 | 0.0037415 | 0.0044261 | 0.0056027 | 0.0067528 | 0.0069007 | 0.0073306 | 0 | 0.015836 | 0.012314 | 0.01313 | 0.01134 | 0.011387 | 0.01209 | 0.011678 | 0.011986 | 0.01228 | 0.014988 | 0.015464 | 0.016735 | 1.5718
LO3Slow | NR | Fixtures | Residential | Lighting | 5.6772e-05 | 5.3172e-05 | 0.44653 | 11.5397 | Multifamily - High Rise | ID/MT/OR-Linear Flush Mount_250 to 499 lumens | 2.5206e-07 | 6.4681e-07 | 1.4342e-06 | 2.8083e-06 | 4.9395e-06 | 7.9143e-06 | 1.1688e-05 | 1.6075e-05 | 2.0781e-05 | 2.5465e-05 | 2.9813e-05 | 3.3592e-05 | 3.6676e-05 | 3.9046e-05 | 4.076e-05 | 4.1927e-05 | 4.2669e-05 | 4.3104e-05 | 4.3329e-05 | 4.3463e-05 | 0.00087276 | 0.014667 | 0.012653 | 0.01214 | 0.0094535 | 0.0090671 | 0.008538 | 0.0073295 | 0.0086706 | 0.010976 | 0.013229 | 0.013518 | 0.01436 | 0 | 0.031023 | 0.024123 | 0.025721 | 0.022214 | 0.022307 | 0.023685 | 0.022877 | 0.02348 | 0.024055 | 0.029361 | 0.030294 | 0.032784 | 1.5718
LO3Slow | NR | Fixtures | Residential | Lighting | 0.00010893 | 0.00010202 | 0.85678 | 11.5397 | Multifamily - High Rise | ID/MT/OR-Linear Flush Mount_500 to 999 lumens | 4.9246e-06 | 1.2637e-05 | 2.802e-05 | 5.4866e-05 | 9.6505e-05 | 0.00015462 | 0.00022835 | 0.00031406 | 0.000406 | 0.00049752 | 0.00058247 | 0.0006563 | 0.00071655 | 0.00076284 | 0.00079634 | 0.00081913 | 0.00083364 | 0.00084213 | 0.00084653 | 0.00084915 | 0.017051 | 0.028142 | 0.024278 | 0.023294 | 0.018139 | 0.017398 | 0.016382 | 0.014064 | 0.016637 | 0.021059 | 0.025382 | 0.025938 | 0.027554 | 0 | 0.059525 | 0.046286 | 0.049352 | 0.042623 | 0.042802 | 0.045445 | 0.043896 | 0.045053 | 0.046157 | 0.056337 | 0.058127 | 0.062904 | 1.5718
LO3Slow | NR | Fixtures | Residential | Lighting | 0.0001997 | 0.00018703 | 1.5707 | 11.5397 | Multifamily - High Rise | ID/MT/OR-Linear Flush Mount_1000 to 1999 lumens | 8.061e-06 | 2.0685e-05 | 4.5865e-05 | 8.9809e-05 | 0.00015797 | 0.0002531 | 0.00037378 | 0.00051408 | 0.00066457 | 0.00081437 | 0.00095343 | 0.0010743 | 0.0011729 | 0.0012487 | 0.0013035 | 0.0013408 | 0.0013646 | 0.0013785 | 0.0013857 | 0.00139 | 0.027911 | 0.051591 | 0.044508 | 0.042703 | 0.033253 | 0.031894 | 0.030033 | 0.025782 | 0.030499 | 0.038607 | 0.046532 | 0.047551 | 0.050513 | 0 | 0.10912 | 0.084852 | 0.090474 | 0.078139 | 0.078467 | 0.083312 | 0.080471 | 0.082593 | 0.084616 | 0.10328 | 0.10656 | 0.11532 | 1.5718
LO3Slow | NR | Fixtures | Residential | Lighting | 0.00038704 | 0.00036249 | 3.0442 | 11.5397 | Multifamily - High Rise | ID/MT/OR-Linear Flush Mount_2000 to 3999 lumens | 2.9865e-06 | 7.6637e-06 | 1.6993e-05 | 3.3274e-05 | 5.8526e-05 | 9.3772e-05 | 0.00013848 | 0.00019046 | 0.00024622 | 0.00030172 | 0.00035324 | 0.00039801 | 0.00043456 | 0.00046263 | 0.00048294 | 0.00049677 | 0.00050556 | 0.00051072 | 0.00051338 | 0.00051497 | 0.010341 | 0.09999 | 0.086262 | 0.082764 | 0.064448 | 0.061814 | 0.058207 | 0.049968 | 0.059111 | 0.074825 | 0.090185 | 0.09216 | 0.097901 | 0 | 0.2115 | 0.16445 | 0.17535 | 0.15144 | 0.15208 | 0.16147 | 0.15596 | 0.16008 | 0.164 | 0.20017 | 0.20653 | 0.2235 | 1.5718
LO3Slow | NR | Fixtures | Residential | Lighting | 0.00070697 | 0.00066213 | 5.5605 | 11.5397 | Multifamily - High Rise | ID/MT/OR-Linear Flush Mount_4000 to 7999 lumens | 3.4495e-07 | 8.8516e-07 | 1.9627e-06 | 3.8431e-06 | 6.7598e-06 | 1.0831e-05 | 1.5995e-05 | 2.1999e-05 | 2.8438e-05 | 3.4849e-05 | 4.0799e-05 | 4.5971e-05 | 5.0191e-05 | 5.3434e-05 | 5.578e-05 | 5.7377e-05 | 5.8393e-05 | 5.8988e-05 | 5.9296e-05 | 5.9479e-05 | 0.0011944 | 0.18264 | 0.15757 | 0.15118 | 0.11772 | 0.11291 | 0.10632 | 0.091273 | 0.10797 | 0.13668 | 0.16473 | 0.16834 | 0.17883 | 0 | 0.38632 | 0.3004 | 0.3203 | 0.27663 | 0.27779 | 0.29494 | 0.28488 | 0.2924 | 0.29956 | 0.36563 | 0.37725 | 0.40825 | 1.5718
LO3Slow | NR | Fixtures | Residential | Lighting | 2.1873e-05 | 2.0242e-05 | 0.16937 | 20.4503 | Multifamily - High Rise | ID/MT/OR-Linear Shop_0 to 249 lumens | 2.0809e-09 | 5.3397e-09 | 1.184e-08 | 2.3184e-08 | 4.0779e-08 | 6.5336e-08 | 9.649e-08 | 1.3271e-07 | 1.7156e-07 | 2.1023e-07 | 2.4612e-07 | 2.7732e-07 | 3.0278e-07 | 3.2234e-07 | 3.3649e-07 | 3.4613e-07 | 3.5226e-07 | 3.5585e-07 | 3.577e-07 | 3.5881e-07 | 7.205e-06 | 0.005564 | 0.0047565 | 0.0045372 | 0.0035372 | 0.0033056 | 0.0030843 | 0.0026418 | 0.0031239 | 0.0039762 | 0.0048523 | 0.0050398 | 0.005502 | 0 | 0.012457 | 0.0096407 | 0.010081 | 0.0086736 | 0.0083159 | 0.0086034 | 0.0082545 | 0.0084675 | 0.0088128 | 0.01107 | 0.011754 | 0.013315 | 1.2368
LO3Slow | NR | Fixtures | Residential | Lighting | 4.2848e-05 | 3.9655e-05 | 0.33179 | 20.4503 | Multifamily - High Rise | ID/MT/OR-Linear Shop_250 to 499 lumens | 0 | 0 | 0 | 0 | 0 | 0 | 0 | 0 | 0 | 0 | 0 | 0 | 0 | 0 | 0 | 0 | 0 | 0 | 0 | 0 | 0 | 0.0109 | 0.0093179 | 0.0088884 | 0.0069294 | 0.0064756 | 0.0060422 | 0.0051753 | 0.0061197 | 0.0077893 | 0.0095056 | 0.0098729 | 0.010778 | 0 | 0.024402 | 0.018886 | 0.019749 | 0.016991 | 0.016291 | 0.016854 | 0.01617 | 0.016588 | 0.017264 | 0.021686 | 0.023026 | 0.026085 | 1.2368
LO3Slow | NR | Fixtures | Residential | Lighting | 8.2216e-05 | 7.6087e-05 | 0.63662 | 20.4503 | Multifamily - High Rise | ID/MT/OR-Linear Shop_500 to 999 lumens | 3.2722e-09 | 8.3968e-09 | 1.8618e-08 | 3.6456e-08 | 6.4124e-08 | 1.0274e-07 | 1.5173e-07 | 2.0868e-07 | 2.6977e-07 | 3.3058e-07 | 3.8703e-07 | 4.3609e-07 | 4.7612e-07 | 5.0688e-07 | 5.2914e-07 | 5.4429e-07 | 5.5392e-07 | 5.5957e-07 | 5.6249e-07 | 5.6423e-07 | 1.133e-05 | 0.020914 | 0.017879 | 0.017055 | 0.013296 | 0.012425 | 0.011593 | 0.0099302 | 0.011742 | 0.014946 | 0.018239 | 0.018944 | 0.020681 | 0 | 0.046822 | 0.036238 | 0.037894 | 0.032602 | 0.031258 | 0.032339 | 0.031027 | 0.031828 | 0.033126 | 0.04161 | 0.044182 | 0.05005 | 1.2368
LO3Slow | NR | Fixtures | Residential | Lighting | 0.00015072 | 0.00013949 | 1.1671 | 20.4503 | Multifamily - High Rise | ID/MT/OR-Linear Shop_1000 to 1999 lumens | 1.8352e-09 | 4.7091e-09 | 1.0442e-08 | 2.0446e-08 | 3.5963e-08 | 5.762e-08 | 8.5095e-08 | 1.1703e-07 | 1.513e-07 | 1.854e-07 | 2.1706e-07 | 2.4457e-07 | 2.6702e-07 | 2.8427e-07 | 2.9676e-07 | 3.0525e-07 | 3.1066e-07 | 3.1382e-07 | 3.1546e-07 | 3.1644e-07 | 6.3542e-06 | 0.03834 | 0.032776 | 0.031265 | 0.024374 | 0.022778 | 0.021254 | 0.018204 | 0.021526 | 0.027399 | 0.033436 | 0.034728 | 0.037913 | 0 | 0.085836 | 0.066432 | 0.069468 | 0.059768 | 0.057303 | 0.059284 | 0.05688 | 0.058347 | 0.060727 | 0.076281 | 0.080996 | 0.091754 | 1.2368
LO3Slow | NR | Fixtures | Residential | Lighting | 0.00029211 | 0.00027034 | 2.2619 | 20.4503 | Multifamily - High Rise | ID/MT/OR-Linear Shop_2000 to 3999 lumens | 0 | 0 | 0 | 0 | 0 | 0 | 0 | 0 | 0 | 0 | 0 | 0 | 0 | 0 | 0 | 0 | 0 | 0 | 0 | 0 | 0 | 0.074308 | 0.063524 | 0.060596 | 0.04724 | 0.044147 | 0.041192 | 0.035282 | 0.04172 | 0.053103 | 0.064803 | 0.067307 | 0.07348 | 0 | 0.16636 | 0.12875 | 0.13464 | 0.11584 | 0.11106 | 0.1149 | 0.11024 | 0.11308 | 0.1177 | 0.14784 | 0.15698 | 0.17783 | 1.2368
LO3Slow | NR | Fixtures | Residential | Lighting | 0.00053358 | 0.00049381 | 4.1317 | 20.4503 | Multifamily - High Rise | ID/MT/OR-Linear Shop_4000 to 7999 lumens | 2.6529e-08 | 6.8075e-08 | 1.5094e-07 | 2.9556e-07 | 5.1987e-07 | 8.3295e-07 | 1.2301e-06 | 1.6918e-06 | 2.1871e-06 | 2.6801e-06 | 3.1378e-06 | 3.5355e-06 | 3.8601e-06 | 4.1094e-06 | 4.2899e-06 | 4.4127e-06 | 4.4908e-06 | 4.5366e-06 | 4.5603e-06 | 4.5744e-06 | 9.1855e-05 | 0.13573 | 0.11603 | 0.11068 | 0.08629 | 0.080639 | 0.075242 | 0.064447 | 0.076207 | 0.096999 | 0.11837 | 0.12294 | 0.13422 | 0 | 0.30388 | 0.23518 | 0.24593 | 0.21159 | 0.20287 | 0.20988 | 0.20137 | 0.20656 | 0.21499 | 0.27005 | 0.28674 | 0.32483 | 1.2368
LO3Slow | NR | Fixtures | Residential | Lighting | 0.00025527 | 0.00024217 | 2.0416 | -46.3697 | Multifamily - High Rise | ID/MT/OR-Track_0 to 249 lumens | 1.1804e-09 | 3.029e-09 | 6.7163e-09 | 1.3151e-08 | 2.3132e-08 | 3.7063e-08 | 5.4735e-08 | 7.5279e-08 | 9.7316e-08 | 1.1925e-07 | 1.3962e-07 | 1.5731e-07 | 1.7176e-07 | 1.8285e-07 | 1.9088e-07 | 1.9634e-07 | 1.9982e-07 | 2.0186e-07 | 2.0291e-07 | 2.0354e-07 | 4.0871e-06 | 0.067048 | 0.058395 | 0.056361 | 0.043837 | 0.043149 | 0.04099 | 0.035264 | 0.041732 | 0.05255 | 0.062578 | 0.06292 | 0.06496 | 0 | 0.1331 | 0.10407 | 0.11348 | 0.098426 | 0.10383 | 0.11311 | 0.10996 | 0.11292 | 0.11393 | 0.13509 | 0.13517 | 0.13873 | 3.6961
LO3Slow | NR | Fixtures | Residential | Lighting | 0.00050008 | 0.0004744 | 3.9995 | -46.3697 | Multifamily - High Rise | ID/MT/OR-Track_250 to 499 lumens | 1.0767e-07 | 2.7628e-07 | 6.1261e-07 | 1.1995e-06 | 2.1099e-06 | 3.3806e-06 | 4.9925e-06 | 6.8664e-06 | 8.8764e-06 | 1.0877e-05 | 1.2735e-05 | 1.4349e-05 | 1.5666e-05 | 1.6678e-05 | 1.7411e-05 | 1.7909e-05 | 1.8226e-05 | 1.8412e-05 | 1.8508e-05 | 1.8565e-05 | 0.0003728 | 0.13135 | 0.11439 | 0.11041 | 0.085876 | 0.084528 | 0.0803 | 0.069081 | 0.081753 | 0.10294 | 0.12259 | 0.12326 | 0.12726 | 0 | 0.26074 | 0.20387 | 0.2223 | 0.19281 | 0.20341 | 0.22158 | 0.2154 | 0.2212 | 0.22319 | 0.26464 | 0.26479 | 0.27177 | 3.6961
LO3Slow | NR | Fixtures | Residential | Lighting | 0.00095953 | 0.00091026 | 7.674 | -46.3697 | Multifamily - High Rise | ID/MT/OR-Track_500 to 999 lumens | 1.7142e-06 | 4.3988e-06 | 9.7535e-06 | 1.9098e-05 | 3.3593e-05 | 5.3823e-05 | 7.9487e-05 | 0.00010932 | 0.00014132 | 0.00017318 | 0.00020275 | 0.00022845 | 0.00024943 | 0.00026554 | 0.0002772 | 0.00028513 | 0.00029018 | 0.00029314 | 0.00029467 | 0.00029558 | 0.0059354 | 0.25202 | 0.2195 | 0.21185 | 0.16478 | 0.16219 | 0.15408 | 0.13255 | 0.15686 | 0.19752 | 0.23522 | 0.2365 | 0.24417 | 0 | 0.5003 | 0.39118 | 0.42654 | 0.36996 | 0.39029 | 0.42516 | 0.41331 | 0.42443 | 0.42825 | 0.50777 | 0.50807 | 0.52147 | 3.6961
LO3Slow | NR | Fixtures | Residential | Lighting | 0.001759 | 0.0016687 | 14.0682 | -46.3697 | Multifamily - High Rise | ID/MT/OR-Track_1000 to 1999 lumens | 2.4908e-06 | 6.3916e-06 | 1.4172e-05 | 2.7751e-05 | 4.8811e-05 | 7.8207e-05 | 0.0001155 | 0.00015885 | 0.00020535 | 0.00025164 | 0.00029461 | 0.00033195 | 0.00036242 | 0.00038584 | 0.00040278 | 0.00041431 | 0.00042164 | 0.00042594 | 0.00042817 | 0.00042949 | 0.0086243 | 0.46202 | 0.40239 | 0.38837 | 0.30207 | 0.29733 | 0.28246 | 0.243 | 0.28757 | 0.36211 | 0.43121 | 0.43357 | 0.44763 | 0 | 0.91716 | 0.71713 | 0.78195 | 0.67823 | 0.71549 | 0.77941 | 0.75769 | 0.77808 | 0.78508 | 0.93087 | 0.93141 | 0.95597 | 3.6961
LO3Slow | NR | Fixtures | Residential | Lighting | 0.0034092 | 0.0032342 | 27.2659 | -46.3697 | Multifamily - High Rise | ID/MT/OR-Track_2000 to 3999 lumens | 3.9779e-06 | 1.0208e-05 | 2.2633e-05 | 4.4318e-05 | 7.7953e-05 | 0.0001249 | 0.00018445 | 0.00025369 | 0.00032795 | 0.00040187 | 0.00047049 | 0.00053013 | 0.0005788 | 0.00061619 | 0.00064325 | 0.00066166 | 0.00067338 | 0.00068024 | 0.0006838 | 0.00068591 | 0.013773 | 0.89545 | 0.77987 | 0.75272 | 0.58545 | 0.57626 | 0.54744 | 0.47096 | 0.55734 | 0.70181 | 0.83574 | 0.84031 | 0.86756 | 0 | 1.7776 | 1.3899 | 1.5155 | 1.3145 | 1.3867 | 1.5106 | 1.4685 | 1.508 | 1.5216 | 1.8041 | 1.8052 | 1.8528 | 3.6961
LO3Slow | NR | Fixtures | Residential | Lighting | 0.0062274 | 0.0059076 | 49.8044 | -46.3697 | Multifamily - High Rise | ID/MT/OR-Track_4000 to 7999 lumens | 1.6003e-06 | 4.1065e-06 | 9.1054e-06 | 1.7829e-05 | 3.136e-05 | 5.0246e-05 | 7.4205e-05 | 0.00010206 | 0.00013193 | 0.00016167 | 0.00018928 | 0.00021327 | 0.00023285 | 0.00024789 | 0.00025878 | 0.00026619 | 0.0002709 | 0.00027366 | 0.00027509 | 0.00027594 | 0.005541 | 1.6356 | 1.4245 | 1.3749 | 1.0694 | 1.0526 | 0.99995 | 0.86026 | 1.018 | 1.2819 | 1.5266 | 1.5349 | 1.5847 | 0 | 3.2469 | 2.5388 | 2.7683 | 2.4011 | 2.533 | 2.7593 | 2.6824 | 2.7546 | 2.7793 | 3.2955 | 3.2974 | 3.3844 | 3.6961
LO3Slow | NR | Fixtures | Residential | Lighting | 7.0455e-05 | 6.6792e-05 | 0.56298 | -74.0652 | Multifamily - High Rise | WA-Floor/Table_0 to 249 lumens | 1.8473e-07 | 4.7403e-07 | 1.0511e-06 | 2.0581e-06 | 3.6201e-06 | 5.8002e-06 | 8.5658e-06 | 1.1781e-05 | 1.523e-05 | 1.8663e-05 | 2.1849e-05 | 2.4619e-05 | 2.6879e-05 | 2.8615e-05 | 2.9872e-05 | 3.0727e-05 | 3.1271e-05 | 3.159e-05 | 3.1755e-05 | 3.1853e-05 | 0.00063962 | 0.018489 | 0.016095 | 0.015529 | 0.012079 | 0.011874 | 0.011275 | 0.0096988 | 0.011478 | 0.014457 | 0.017226 | 0.017334 | 0.017923 | 0 | 0.036829 | 0.028788 | 0.031352 | 0.027187 | 0.028606 | 0.031121 | 0.030243 | 0.031057 | 0.03136 | 0.037239 | 0.037321 | 0.038417 | 10.5291
LO3Slow | NR | Fixtures | Residential | Lighting | 0.00013802 | 0.00013084 | 1.1029 | -74.0652 | Multifamily - High Rise | WA-Floor/Table_250 to 499 lumens | 1.2939e-06 | 3.3201e-06 | 7.3618e-06 | 1.4415e-05 | 2.5355e-05 | 4.0625e-05 | 5.9995e-05 | 8.2514e-05 | 0.00010667 | 0.00013071 | 0.00015303 | 0.00017243 | 0.00018826 | 0.00020042 | 0.00020922 | 0.00021521 | 0.00021902 | 0.00022126 | 0.00022241 | 0.0002231 | 0.0044799 | 0.03622 | 0.031529 | 0.030422 | 0.023663 | 0.023261 | 0.022088 | 0.019 | 0.022485 | 0.02832 | 0.033745 | 0.033958 | 0.035111 | 0 | 0.072148 | 0.056395 | 0.061417 | 0.053258 | 0.056038 | 0.060965 | 0.059247 | 0.06084 | 0.061434 | 0.072951 | 0.073112 | 0.075259 | 10.5291
LO3Slow | NR | Fixtures | Residential | Lighting | 0.00026483 | 0.00025106 | 2.1161 | -74.0652 | Multifamily - High Rise | WA-Floor/Table_500 to 999 lumens | 1.0986e-05 | 2.8191e-05 | 6.2508e-05 | 0.0001224 | 0.00021529 | 0.00034494 | 0.00050941 | 0.00070061 | 0.00090571 | 0.0011099 | 0.0012994 | 0.0014641 | 0.0015985 | 0.0017018 | 0.0017765 | 0.0018273 | 0.0018597 | 0.0018787 | 0.0018885 | 0.0018943 | 0.038038 | 0.069497 | 0.060497 | 0.058373 | 0.045404 | 0.044633 | 0.042381 | 0.036456 | 0.043142 | 0.05434 | 0.064749 | 0.065157 | 0.06737 | 0 | 0.13843 | 0.10821 | 0.11785 | 0.10219 | 0.10752 | 0.11698 | 0.11368 | 0.11674 | 0.11788 | 0.13997 | 0.14028 | 0.1444 | 10.5291
LO3Slow | NR | Fixtures | Residential | Lighting | 0.00048549 | 0.00046025 | 3.8794 | -74.0652 | Multifamily - High Rise | WA-Floor/Table_1000 to 1999 lumens | 1.2085e-05 | 3.1011e-05 | 6.8761e-05 | 0.00013464 | 0.00023682 | 0.00037944 | 0.00056037 | 0.0007707 | 0.00099632 | 0.0012209 | 0.0014294 | 0.0016105 | 0.0017584 | 0.001872 | 0.0019542 | 0.0020102 | 0.0020457 | 0.0020666 | 0.0020774 | 0.0020838 | 0.041844 | 0.1274 | 0.11091 | 0.10701 | 0.083236 | 0.081822 | 0.077694 | 0.066833 | 0.07909 | 0.099617 | 0.1187 | 0.11945 | 0.1235 | 0 | 0.25378 | 0.19837 | 0.21604 | 0.18734 | 0.19712 | 0.21445 | 0.2084 | 0.214 | 0.2161 | 0.25661 | 0.25717 | 0.26472 | 10.5291
LO3Slow | NR | Fixtures | Residential | Lighting | 0.00094094 | 0.00089202 | 7.5187 | -74.0652 | Multifamily - High Rise | WA-Floor/Table_2000 to 3999 lumens | 3.3651e-06 | 8.6351e-06 | 1.9147e-05 | 3.7491e-05 | 6.5944e-05 | 0.00010566 | 0.00015604 | 0.0002146 | 0.00027743 | 0.00033996 | 0.00039801 | 0.00044846 | 0.00048964 | 0.00052127 | 0.00054416 | 0.00055973 | 0.00056964 | 0.00057545 | 0.00057846 | 0.00058025 | 0.011652 | 0.24692 | 0.21495 | 0.2074 | 0.16132 | 0.15858 | 0.15058 | 0.12953 | 0.15329 | 0.19307 | 0.23006 | 0.2315 | 0.23937 | 0 | 0.49186 | 0.38447 | 0.41871 | 0.36308 | 0.38204 | 0.41562 | 0.40391 | 0.41477 | 0.41882 | 0.49734 | 0.49843 | 0.51307 | 10.5291
LO3Slow | NR | Fixtures | Residential | Lighting | 0.0017187 | 0.0016294 | 13.7338 | -74.0652 | Multifamily - High Rise | WA-Floor/Table_4000 to 7999 lumens | 3.8747e-07 | 9.9428e-07 | 2.2046e-06 | 4.3169e-06 | 7.5931e-06 | 1.2166e-05 | 1.7967e-05 | 2.471e-05 | 3.1944e-05 | 3.9145e-05 | 4.5829e-05 | 5.1638e-05 | 5.6379e-05 | 6.0021e-05 | 6.2656e-05 | 6.445e-05 | 6.5591e-05 | 6.626e-05 | 6.6606e-05 | 6.6812e-05 | 0.0013416 | 0.45104 | 0.39263 | 0.37884 | 0.29467 | 0.28967 | 0.27505 | 0.2366 | 0.28 | 0.35267 | 0.42022 | 0.42287 | 0.43723 | 0 | 0.89844 | 0.70227 | 0.76482 | 0.66321 | 0.69783 | 0.75918 | 0.73778 | 0.75762 | 0.76503 | 0.90844 | 0.91045 | 0.93718 | 10.5291
LO3Slow | NR | Fixtures | Residential | Lighting | 0.00011143 | 0.00010541 | 0.88796 | -37.4742 | Multifamily - High Rise | WA-Ceiling and Wall Flush Mount _0 to 249 lumens | 1.2301e-07 | 3.1566e-07 | 6.9992e-07 | 1.3705e-06 | 2.4106e-06 | 3.8624e-06 | 5.704e-06 | 7.845e-06 | 1.0142e-05 | 1.2428e-05 | 1.455e-05 | 1.6394e-05 | 1.7899e-05 | 1.9055e-05 | 1.9892e-05 | 2.0461e-05 | 2.0824e-05 | 2.1036e-05 | 2.1146e-05 | 2.1211e-05 | 0.00042593 | 0.029163 | 0.025348 | 0.024434 | 0.019009 | 0.01861 | 0.017647 | 0.015175 | 0.017957 | 0.022636 | 0.027023 | 0.027263 | 0.028318 | 0 | 0.058699 | 0.04584 | 0.049737 | 0.0431 | 0.04499 | 0.048748 | 0.047327 | 0.048596 | 0.049187 | 0.058676 | 0.059099 | 0.061374 | 3.6129
LO3Slow | NR | Fixtures | Residential | Lighting | 0.00021828 | 0.0002065 | 1.7395 | -37.4742 | Multifamily - High Rise | WA-Ceiling and Wall Flush Mount _250 to 499 lumens | 1.502e-06 | 3.8543e-06 | 8.5461e-06 | 1.6734e-05 | 2.9434e-05 | 4.716e-05 | 6.9647e-05 | 9.5789e-05 | 0.00012383 | 0.00015174 | 0.00017765 | 0.00020017 | 0.00021855 | 0.00023267 | 0.00024288 | 0.00024984 | 0.00025426 | 0.00025685 | 0.00025819 | 0.00025899 | 0.0052006 | 0.057129 | 0.049656 | 0.047866 | 0.037239 | 0.036457 | 0.03457 | 0.029728 | 0.035178 | 0.044344 | 0.052938 | 0.053408 | 0.055475 | 0 | 0.11499 | 0.089801 | 0.097435 | 0.084432 | 0.088135 | 0.095497 | 0.092713 | 0.095198 | 0.096357 | 0.11495 | 0.11577 | 0.12023 | 3.6129
LO3Slow | NR | Fixtures | Residential | Lighting | 0.00041883 | 0.00039623 | 3.3377 | -37.4742 | Multifamily - High Rise | WA-Ceiling and Wall Flush Mount _500 to 999 lumens | 1.4038e-05 | 3.6023e-05 | 7.9874e-05 | 0.0001564 | 0.0002751 | 0.00044077 | 0.00065094 | 0.00089526 | 0.0011573 | 0.0014182 | 0.0016604 | 0.0018708 | 0.0020426 | 0.0021746 | 0.0022701 | 0.002335 | 0.0023764 | 0.0024006 | 0.0024131 | 0.0024206 | 0.048606 | 0.10962 | 0.095277 | 0.091844 | 0.071452 | 0.069952 | 0.066332 | 0.05704 | 0.067498 | 0.085085 | 0.10158 | 0.10248 | 0.10644 | 0 | 0.22064 | 0.17231 | 0.18695 | 0.162 | 0.16911 | 0.18324 | 0.17789 | 0.18266 | 0.18489 | 0.22055 | 0.22214 | 0.23069 | 3.6129
LO3Slow | NR | Fixtures | Residential | Lighting | 0.00076781 | 0.00072638 | 6.1187 | -37.4742 | Multifamily - High Rise | WA-Ceiling and Wall Flush Mount _1000 to 1999 lumens | 1.7341e-05 | 4.4499e-05 | 9.8669e-05 | 0.0001932 | 0.00033983 | 0.00054449 | 0.00080411 | 0.0011059 | 0.0014297 | 0.0017519 | 0.0020511 | 0.0023111 | 0.0025233 | 0.0026863 | 0.0028042 | 0.0028845 | 0.0029356 | 0.0029655 | 0.002981 | 0.0029902 | 0.060044 | 0.20095 | 0.17466 | 0.16837 | 0.13099 | 0.12824 | 0.1216 | 0.10457 | 0.12374 | 0.15598 | 0.18621 | 0.18786 | 0.19513 | 0 | 0.40449 | 0.31588 | 0.34273 | 0.29699 | 0.31002 | 0.33591 | 0.32612 | 0.33486 | 0.33894 | 0.40433 | 0.40724 | 0.42291 | 3.6129
LO3Slow | NR | Fixtures | Residential | Lighting | 0.0014881 | 0.0014078 | 11.8588 | -37.4742 | Multifamily - High Rise | WA-Ceiling and Wall Flush Mount _2000 to 3999 lumens | 1.3715e-05 | 3.5194e-05 | 7.8035e-05 | 0.0001528 | 0.00026877 | 0.00043062 | 0.00063595 | 0.00087466 | 0.0011307 | 0.0013856 | 0.0016222 | 0.0018278 | 0.0019956 | 0.0021245 | 0.0022178 | 0.0022813 | 0.0023217 | 0.0023453 | 0.0023576 | 0.0023649 | 0.047488 | 0.38947 | 0.33852 | 0.32632 | 0.25387 | 0.24854 | 0.23568 | 0.20267 | 0.23982 | 0.30231 | 0.3609 | 0.3641 | 0.37819 | 0 | 0.78394 | 0.61221 | 0.66425 | 0.5756 | 0.60085 | 0.65104 | 0.63206 | 0.64901 | 0.6569 | 0.78363 | 0.78928 | 0.81966 | 3.6129
LO3Slow | NR | Fixtures | Residential | Lighting | 0.0027182 | 0.0025715 | 21.6616 | -37.4742 | Multifamily - High Rise | WA-Ceiling and Wall Flush Mount _4000 to 7999 lumens | 3.6869e-06 | 9.4608e-06 | 2.0978e-05 | 4.1076e-05 | 7.225e-05 | 0.00011576 | 0.00017096 | 0.00023513 | 0.00030396 | 0.00037247 | 0.00043607 | 0.00049135 | 0.00053646 | 0.00057111 | 0.00059619 | 0.00061326 | 0.00062412 | 0.00063048 | 0.00063377 | 0.00063573 | 0.012766 | 0.71142 | 0.61835 | 0.59607 | 0.46373 | 0.45399 | 0.4305 | 0.37019 | 0.43806 | 0.55221 | 0.65923 | 0.66507 | 0.69081 | 0 | 1.432 | 1.1183 | 1.2133 | 1.0514 | 1.0975 | 1.1892 | 1.1545 | 1.1855 | 1.1999 | 1.4314 | 1.4417 | 1.4972 | 3.6129
LO3Slow | NR | Fixtures | Residential | Lighting | 7.9543e-05 | 7.5085e-05 | 0.63206 | -112.5224 | Multifamily - High Rise | WA-Downlight Fixture_0 to 249 lumens | 4.502e-09 | 1.1552e-08 | 2.5615e-08 | 5.0157e-08 | 8.8224e-08 | 1.4135e-07 | 2.0875e-07 | 2.8711e-07 | 3.7116e-07 | 4.5482e-07 | 5.3248e-07 | 5.9998e-07 | 6.5506e-07 | 6.9738e-07 | 7.28e-07 | 7.4884e-07 | 7.621e-07 | 7.6987e-07 | 7.7389e-07 | 7.7628e-07 | 1.5588e-05 | 0.020759 | 0.018014 | 0.017347 | 0.013498 | 0.013157 | 0.012458 | 0.010709 | 0.012671 | 0.015987 | 0.019124 | 0.019347 | 0.020194 | 0 | 0.042248 | 0.032961 | 0.035623 | 0.030846 | 0.031927 | 0.034444 | 0.033403 | 0.034296 | 0.034802 | 0.041722 | 0.042245 | 0.04428 | 9.596
LO3Slow | NR | Fixtures | Residential | Lighting | 0.00015582 | 0.00014709 | 1.2382 | -112.5224 | Multifamily - High Rise | WA-Downlight Fixture_250 to 499 lumens | 7.4363e-07 | 1.9082e-06 | 4.2311e-06 | 8.2849e-06 | 1.4573e-05 | 2.3349e-05 | 3.4482e-05 | 4.7424e-05 | 6.1307e-05 | 7.5126e-05 | 8.7954e-05 | 9.9103e-05 | 0.0001082 | 0.00011519 | 0.00012025 | 0.00012369 | 0.00012588 | 0.00012716 | 0.00012783 | 0.00012822 | 0.0025748 | 0.040667 | 0.035289 | 0.033983 | 0.026443 | 0.025774 | 0.024404 | 0.020978 | 0.024823 | 0.031318 | 0.037464 | 0.037901 | 0.039561 | 0 | 0.082764 | 0.06457 | 0.069785 | 0.060427 | 0.062544 | 0.067475 | 0.065437 | 0.067185 | 0.068177 | 0.081733 | 0.082758 | 0.086744 | 9.596
LO3Slow | NR | Fixtures | Residential | Lighting | 0.00029899 | 0.00028223 | 2.3758 | -112.5224 | Multifamily - High Rise | WA-Downlight Fixture_500 to 999 lumens | 2.6116e-05 | 6.7015e-05 | 0.00014859 | 0.00029096 | 0.00051178 | 0.00081998 | 0.001211 | 0.0016655 | 0.0021531 | 0.0026384 | 0.0030889 | 0.0034804 | 0.0038 | 0.0040454 | 0.0042231 | 0.004344 | 0.0044209 | 0.0044659 | 0.0044893 | 0.0045031 | 0.090425 | 0.07803 | 0.067711 | 0.065205 | 0.050738 | 0.049455 | 0.046826 | 0.040252 | 0.047629 | 0.060092 | 0.071884 | 0.072722 | 0.075907 | 0 | 0.1588 | 0.12389 | 0.1339 | 0.11594 | 0.12001 | 0.12947 | 0.12556 | 0.12891 | 0.13082 | 0.15683 | 0.15879 | 0.16644 | 9.596
LO3Slow | NR | Fixtures | Residential | Lighting | 0.00054811 | 0.0005174 | 4.3554 | -112.5224 | Multifamily - High Rise | WA-Downlight Fixture_1000 to 1999 lumens | 7.9725e-06 | 2.0458e-05 | 4.5362e-05 | 8.8822e-05 | 0.00015623 | 0.00025032 | 0.00036968 | 0.00050843 | 0.00065727 | 0.00080543 | 0.00094296 | 0.0010625 | 0.00116 | 0.001235 | 0.0012892 | 0.0013261 | 0.0013496 | 0.0013633 | 0.0013705 | 0.0013747 | 0.027604 | 0.14305 | 0.12413 | 0.11954 | 0.093015 | 0.090662 | 0.085843 | 0.073792 | 0.087314 | 0.11016 | 0.13178 | 0.13332 | 0.13916 | 0 | 0.29112 | 0.22713 | 0.24547 | 0.21255 | 0.22 | 0.23734 | 0.23018 | 0.23632 | 0.23982 | 0.2875 | 0.2911 | 0.30513 | 9.596
LO3Slow | NR | Fixtures | Residential | Lighting | 0.0010623 | 0.0010028 | 8.4413 | -112.5224 | Multifamily - High Rise | WA-Downlight Fixture_2000 to 3999 lumens | 2.3728e-06 | 6.0887e-06 | 1.3501e-05 | 2.6435e-05 | 4.6498e-05 | 7.45e-05 | 0.00011002 | 0.00015132 | 0.00019562 | 0.00023971 | 0.00028064 | 0.00031622 | 0.00034525 | 0.00036755 | 0.00038369 | 0.00039467 | 0.00040166 | 0.00040576 | 0.00040787 | 0.00040914 | 0.0082156 | 0.27724 | 0.24058 | 0.23168 | 0.18027 | 0.17571 | 0.16637 | 0.14302 | 0.16923 | 0.21351 | 0.25541 | 0.25838 | 0.2697 | 0 | 0.56423 | 0.4402 | 0.47576 | 0.41196 | 0.42639 | 0.46 | 0.44611 | 0.45803 | 0.46479 | 0.5572 | 0.56419 | 0.59137 | 9.596
LO3Slow | NR | Fixtures | Residential | Lighting | 0.0019404 | 0.0018317 | 15.4191 | -112.5224 | Multifamily - High Rise | WA-Downlight Fixture_4000 to 7999 lumens | 7.4729e-07 | 1.9176e-06 | 4.2519e-06 | 8.3256e-06 | 1.4644e-05 | 2.3463e-05 | 3.4651e-05 | 4.7657e-05 | 6.1608e-05 | 7.5496e-05 | 8.8387e-05 | 9.959e-05 | 0.00010873 | 0.00011576 | 0.00012084 | 0.0001243 | 0.0001265 | 0.00012779 | 0.00012846 | 0.00012885 | 0.0025874 | 0.50641 | 0.43945 | 0.42318 | 0.32929 | 0.32096 | 0.3039 | 0.26124 | 0.30911 | 0.39 | 0.46653 | 0.47197 | 0.49264 | 0 | 1.0306 | 0.80407 | 0.86902 | 0.75248 | 0.77885 | 0.84025 | 0.81487 | 0.83664 | 0.849 | 1.0178 | 1.0306 | 1.0802 | 9.596
LO3Slow | NR | Fixtures | Residential | Lighting | 0.00014232 | 0.00016147 | 0.7969 | -74.0696 | Multifamily - High Rise | WA-Exterior Porch_0 to 249 lumens | 6.9846e-11 | 1.7923e-10 | 3.9741e-10 | 7.7816e-10 | 1.3687e-09 | 2.193e-09 | 3.2387e-09 | 4.4543e-09 | 5.7583e-09 | 7.0563e-09 | 8.2612e-09 | 9.3083e-09 | 1.0163e-08 | 1.0819e-08 | 1.1294e-08 | 1.1618e-08 | 1.1824e-08 | 1.1944e-08 | 1.2006e-08 | 1.2044e-08 | 2.4184e-07 | 0.033708 | 0.029627 | 0.023476 | 0.014018 | 0.013139 | 0.012786 | 0.0093382 | 0.011198 | 0.016702 | 0.027366 | 0.031745 | 0.034314 | 0 | 0.065856 | 0.048778 | 0.042894 | 0.035709 | 0.033338 | 0.032041 | 0.033508 | 0.035278 | 0.041287 | 0.047654 | 0.058505 | 0.064635 | 12.2888
LO3Slow | NR | Fixtures | Residential | Lighting | 0.0002788 | 0.00031631 | 1.5611 | -74.0696 | Multifamily - High Rise | WA-Exterior Porch_250 to 499 lumens | 2.2138e-08 | 5.6807e-08 | 1.2596e-07 | 2.4664e-07 | 4.3382e-07 | 6.9508e-07 | 1.0265e-06 | 1.4118e-06 | 1.8251e-06 | 2.2365e-06 | 2.6184e-06 | 2.9503e-06 | 3.2211e-06 | 3.4292e-06 | 3.5798e-06 | 3.6823e-06 | 3.7475e-06 | 3.7857e-06 | 3.8054e-06 | 3.8172e-06 | 7.6651e-05 | 0.066034 | 0.058039 | 0.045989 | 0.027461 | 0.025739 | 0.025047 | 0.018293 | 0.021936 | 0.032719 | 0.05361 | 0.062189 | 0.067221 | 0 | 0.12901 | 0.095555 | 0.084029 | 0.069954 | 0.06531 | 0.062767 | 0.065642 | 0.069108 | 0.080881 | 0.093353 | 0.11461 | 0.12662 | 12.2888
LO3Slow | NR | Fixtures | Residential | Lighting | 0.00053494 | 0.00060693 | 2.9954 | -74.0696 | Multifamily - High Rise | WA-Exterior Porch_500 to 999 lumens | 1.1067e-06 | 2.84e-06 | 6.2971e-06 | 1.233e-05 | 2.1688e-05 | 3.4749e-05 | 5.1319e-05 | 7.0581e-05 | 9.1243e-05 | 0.00011181 | 0.0001309 | 0.00014749 | 0.00016104 | 0.00017144 | 0.00017897 | 0.00018409 | 0.00018735 | 0.00018926 | 0.00019025 | 0.00019084 | 0.003832 | 0.1267 | 0.11136 | 0.088242 | 0.052691 | 0.049387 | 0.04806 | 0.0351 | 0.04209 | 0.062779 | 0.10286 | 0.11933 | 0.12898 | 0 | 0.24754 | 0.18335 | 0.16123 | 0.13423 | 0.12531 | 0.12043 | 0.12595 | 0.1326 | 0.15519 | 0.17912 | 0.21991 | 0.24295 | 12.2888
LO3Slow | NR | Fixtures | Residential | Lighting | 0.00098067 | 0.0011126 | 5.4913 | -74.0696 | Multifamily - High Rise | WA-Exterior Porch_1000 to 1999 lumens | 2.1675e-06 | 5.5621e-06 | 1.2333e-05 | 2.4149e-05 | 4.2476e-05 | 6.8057e-05 | 0.00010051 | 0.00013823 | 0.0001787 | 0.00021898 | 0.00025637 | 0.00028887 | 0.00031539 | 0.00033576 | 0.0003505 | 0.00036054 | 0.00036692 | 0.00037066 | 0.0003726 | 0.00037375 | 0.007505 | 0.23228 | 0.20415 | 0.16177 | 0.096594 | 0.090538 | 0.088105 | 0.064347 | 0.07716 | 0.11509 | 0.18857 | 0.21875 | 0.23645 | 0 | 0.4538 | 0.33612 | 0.29557 | 0.24607 | 0.22973 | 0.22079 | 0.2309 | 0.24309 | 0.2845 | 0.32837 | 0.40315 | 0.44539 | 12.2888
LO3Slow | NR | Fixtures | Residential | Lighting | 0.0019007 | 0.0021564 | 10.6428 | -74.0696 | Multifamily - High Rise | WA-Exterior Porch_2000 to 3999 lumens | 2.0507e-06 | 5.2623e-06 | 1.1668e-05 | 2.2848e-05 | 4.0187e-05 | 6.4389e-05 | 9.5091e-05 | 0.00013078 | 0.00016907 | 0.00020718 | 0.00024255 | 0.0002733 | 0.00029839 | 0.00031767 | 0.00033162 | 0.00034111 | 0.00034715 | 0.00035069 | 0.00035252 | 0.00035361 | 0.0071006 | 0.45018 | 0.39568 | 0.31353 | 0.18721 | 0.17547 | 0.17076 | 0.12471 | 0.14955 | 0.22306 | 0.36548 | 0.42397 | 0.45827 | 0 | 0.87952 | 0.65144 | 0.57286 | 0.47691 | 0.44524 | 0.42791 | 0.44751 | 0.47114 | 0.5514 | 0.63642 | 0.78135 | 0.86322 | 12.2888
LO3Slow | NR | Fixtures | Residential | Lighting | 0.0034718 | 0.003939 | 19.4403 | -74.0696 | Multifamily - High Rise | WA-Exterior Porch_4000 to 7999 lumens | 8.986e-08 | 2.3059e-07 | 5.1128e-07 | 1.0011e-06 | 1.7609e-06 | 2.8214e-06 | 4.1667e-06 | 5.7307e-06 | 7.4083e-06 | 9.0782e-06 | 1.0628e-05 | 1.1976e-05 | 1.3075e-05 | 1.392e-05 | 1.4531e-05 | 1.4947e-05 | 1.5211e-05 | 1.5367e-05 | 1.5447e-05 | 1.5495e-05 | 0.00031114 | 0.82231 | 0.72275 | 0.57269 | 0.34196 | 0.32052 | 0.31191 | 0.2278 | 0.27316 | 0.40744 | 0.66759 | 0.77442 | 0.83709 | 0 | 1.6066 | 1.1899 | 1.0464 | 0.87113 | 0.81329 | 0.78163 | 0.81742 | 0.86059 | 1.0072 | 1.1625 | 1.4272 | 1.5768 | 12.2888
LO3Slow | NR | Fixtures | Residential | Lighting | 0.00011634 | 0.00013606 | 0.64697 | -109.4383 | Multifamily - High Rise | WA-Chandelier/Pendant_0 to 249 lumens | 4.3107e-08 | 1.1061e-07 | 2.4527e-07 | 4.8026e-07 | 8.4474e-07 | 1.3535e-06 | 1.9988e-06 | 2.7491e-06 | 3.5538e-06 | 4.3549e-06 | 5.0985e-06 | 5.7448e-06 | 6.2722e-06 | 6.6774e-06 | 6.9706e-06 | 7.1701e-06 | 7.2971e-06 | 7.3715e-06 | 7.41e-06 | 7.4329e-06 | 0.00014925 | 0.027987 | 0.024969 | 0.019729 | 0.011516 | 0.011442 | 0.011362 | 0.0083335 | 0.010003 | 0.014757 | 0.023802 | 0.027082 | 0.028157 | 0 | 0.049031 | 0.036299 | 0.03207 | 0.026756 | 0.027645 | 0.028087 | 0.029848 | 0.031464 | 0.035779 | 0.038806 | 0.045838 | 0.046208 | 5.6792
LO3Slow | NR | Fixtures | Residential | Lighting | 0.00022792 | 0.00026653 | 1.2674 | -109.4383 | Multifamily - High Rise | WA-Chandelier/Pendant_250 to 499 lumens | 3.4844e-07 | 8.9413e-07 | 1.9826e-06 | 3.8821e-06 | 6.8283e-06 | 1.094e-05 | 1.6157e-05 | 2.2222e-05 | 2.8727e-05 | 3.5202e-05 | 4.1213e-05 | 4.6437e-05 | 5.07e-05 | 5.3976e-05 | 5.6346e-05 | 5.7958e-05 | 5.8985e-05 | 5.9586e-05 | 5.9897e-05 | 6.0082e-05 | 0.0012065 | 0.054826 | 0.048914 | 0.038649 | 0.022559 | 0.022414 | 0.022258 | 0.016325 | 0.019596 | 0.028909 | 0.046628 | 0.053053 | 0.05516 | 0 | 0.096051 | 0.071109 | 0.062825 | 0.052415 | 0.054155 | 0.055022 | 0.058472 | 0.061638 | 0.07009 | 0.07602 | 0.089796 | 0.09052 | 5.6792
LO3Slow | NR | Fixtures | Residential | Lighting | 0.00043732 | 0.00051142 | 2.4318 | -109.4383 | Multifamily - High Rise | WA-Chandelier/Pendant_500 to 999 lumens | 2.5616e-06 | 6.5732e-06 | 1.4575e-05 | 2.8539e-05 | 5.0198e-05 | 8.0429e-05 | 0.00011878 | 0.00016336 | 0.00021118 | 0.00025879 | 0.00030298 | 0.00034138 | 0.00037272 | 0.0003968 | 0.00041422 | 0.00042608 | 0.00043362 | 0.00043804 | 0.00044033 | 0.00044169 | 0.0088694 | 0.1052 | 0.093854 | 0.074158 | 0.043286 | 0.043007 | 0.042708 | 0.031324 | 0.0376 | 0.055468 | 0.089468 | 0.1018 | 0.10584 | 0 | 0.1843 | 0.13644 | 0.12055 | 0.10057 | 0.10391 | 0.10557 | 0.11219 | 0.11827 | 0.13449 | 0.14586 | 0.1723 | 0.17369 | 5.6792
LO3Slow | NR | Fixtures | Residential | Lighting | 0.0008017 | 0.00093754 | 4.4581 | -109.4383 | Multifamily - High Rise | WA-Chandelier/Pendant_1000 to 1999 lumens | 4.3395e-06 | 1.1135e-05 | 2.4691e-05 | 4.8347e-05 | 8.5039e-05 | 0.00013625 | 0.00020122 | 0.00027674 | 0.00035776 | 0.0004384 | 0.00051326 | 0.00057832 | 0.00063141 | 0.0006722 | 0.00070172 | 0.0007218 | 0.00073459 | 0.00074207 | 0.00074595 | 0.00074826 | 0.015025 | 0.19285 | 0.17206 | 0.13595 | 0.079354 | 0.078841 | 0.078294 | 0.057425 | 0.06893 | 0.10169 | 0.16402 | 0.18662 | 0.19403 | 0 | 0.33786 | 0.25013 | 0.22099 | 0.18437 | 0.19049 | 0.19354 | 0.20567 | 0.21681 | 0.24654 | 0.2674 | 0.31586 | 0.31841 | 5.6792
LO3Slow | NR | Fixtures | Residential | Lighting | 0.0015538 | 0.0018171 | 8.6404 | -109.4383 | Multifamily - High Rise | WA-Chandelier/Pendant_2000 to 3999 lumens | 6.2568e-06 | 1.6055e-05 | 3.56e-05 | 6.9708e-05 | 0.00012261 | 0.00019645 | 0.00029012 | 0.00039902 | 0.00051583 | 0.0006321 | 0.00074003 | 0.00083383 | 0.00091039 | 0.0009692 | 0.0010118 | 0.0010407 | 0.0010591 | 0.0010699 | 0.0010755 | 0.0010789 | 0.021664 | 0.37377 | 0.33347 | 0.26348 | 0.1538 | 0.1528 | 0.15174 | 0.1113 | 0.13359 | 0.19708 | 0.31788 | 0.36169 | 0.37605 | 0 | 0.65482 | 0.48478 | 0.4283 | 0.35733 | 0.3692 | 0.3751 | 0.39862 | 0.42021 | 0.47783 | 0.51826 | 0.61217 | 0.61711 | 5.6792
LO3Slow | NR | Fixtures | Residential | Lighting | 0.0028382 | 0.0033191 | 15.7827 | -109.4383 | Multifamily - High Rise | WA-Chandelier/Pendant_4000 to 7999 lumens | 3.7587e-06 | 9.645e-06 | 2.1386e-05 | 4.1876e-05 | 7.3657e-05 | 0.00011802 | 0.00017429 | 0.0002397 | 0.00030988 | 0.00037973 | 0.00044457 | 0.00050091 | 0.0005469 | 0.00058224 | 0.0006078 | 0.0006252 | 0.00063627 | 0.00064275 | 0.00064611 | 0.00064811 | 0.013014 | 0.68273 | 0.60911 | 0.48129 | 0.28093 | 0.27911 | 0.27718 | 0.2033 | 0.24403 | 0.35999 | 0.58065 | 0.66066 | 0.68689 | 0 | 1.1961 | 0.88551 | 0.78234 | 0.65271 | 0.67439 | 0.68517 | 0.72813 | 0.76757 | 0.87281 | 0.94666 | 1.1182 | 1.1272 | 5.6792
LO3Slow | NR | Fixtures | Residential | Lighting | 2.898e-05 | 2.7142e-05 | 0.22794 | 11.5397 | Multifamily - High Rise | WA-Linear Flush Mount_0 to 249 lumens | 9.9618e-09 | 2.5563e-08 | 5.668e-08 | 1.1099e-07 | 1.9522e-07 | 3.1278e-07 | 4.6192e-07 | 6.353e-07 | 8.2128e-07 | 1.0064e-06 | 1.1782e-06 | 1.3276e-06 | 1.4495e-06 | 1.5431e-06 | 1.6109e-06 | 1.657e-06 | 1.6863e-06 | 1.7035e-06 | 1.7124e-06 | 1.7177e-06 | 3.4492e-05 | 0.007487 | 0.006459 | 0.0061971 | 0.0048257 | 0.0046285 | 0.0043584 | 0.0037415 | 0.0044261 | 0.0056027 | 0.0067528 | 0.0069007 | 0.0073306 | 0 | 0.015836 | 0.012314 | 0.01313 | 0.01134 | 0.011387 | 0.01209 | 0.011678 | 0.011986 | 0.01228 | 0.014988 | 0.015464 | 0.016735 | 1.5718
LO3Slow | NR | Fixtures | Residential | Lighting | 5.6772e-05 | 5.3172e-05 | 0.44653 | 11.5397 | Multifamily - High Rise | WA-Linear Flush Mount_250 to 499 lumens | 2.8424e-07 | 7.2938e-07 | 1.6173e-06 | 3.1668e-06 | 5.5701e-06 | 8.9246e-06 | 1.318e-05 | 1.8127e-05 | 2.3434e-05 | 2.8716e-05 | 3.3619e-05 | 3.788e-05 | 4.1358e-05 | 4.403e-05 | 4.5963e-05 | 4.7279e-05 | 4.8116e-05 | 4.8607e-05 | 4.886e-05 | 4.9012e-05 | 0.00098417 | 0.014667 | 0.012653 | 0.01214 | 0.0094535 | 0.0090671 | 0.008538 | 0.0073295 | 0.0086706 | 0.010976 | 0.013229 | 0.013518 | 0.01436 | 0 | 0.031023 | 0.024123 | 0.025721 | 0.022214 | 0.022307 | 0.023685 | 0.022877 | 0.02348 | 0.024055 | 0.029361 | 0.030294 | 0.032784 | 1.5718
LO3Slow | NR | Fixtures | Residential | Lighting | 0.00010893 | 0.00010202 | 0.85678 | 11.5397 | Multifamily - High Rise | WA-Linear Flush Mount_500 to 999 lumens | 5.5533e-06 | 1.425e-05 | 3.1597e-05 | 6.187e-05 | 0.00010883 | 0.00017436 | 0.0002575 | 0.00035415 | 0.00045783 | 0.00056103 | 0.00065682 | 0.00074008 | 0.00080803 | 0.00086023 | 0.000898 | 0.0009237 | 0.00094006 | 0.00094964 | 0.0009546 | 0.00095755 | 0.019228 | 0.028142 | 0.024278 | 0.023294 | 0.018139 | 0.017398 | 0.016382 | 0.014064 | 0.016637 | 0.021059 | 0.025382 | 0.025938 | 0.027554 | 0 | 0.059525 | 0.046286 | 0.049352 | 0.042623 | 0.042802 | 0.045445 | 0.043896 | 0.045053 | 0.046157 | 0.056337 | 0.058127 | 0.062904 | 1.5718
LO3Slow | NR | Fixtures | Residential | Lighting | 0.0001997 | 0.00018703 | 1.5707 | 11.5397 | Multifamily - High Rise | WA-Linear Flush Mount_1000 to 1999 lumens | 9.09e-06 | 2.3326e-05 | 5.172e-05 | 0.00010127 | 0.00017813 | 0.00028541 | 0.0004215 | 0.0005797 | 0.00074941 | 0.00091833 | 0.0010751 | 0.0012114 | 0.0013226 | 0.0014081 | 0.0014699 | 0.001512 | 0.0015388 | 0.0015544 | 0.0015626 | 0.0015674 | 0.031474 | 0.051591 | 0.044508 | 0.042703 | 0.033253 | 0.031894 | 0.030033 | 0.025782 | 0.030499 | 0.038607 | 0.046532 | 0.047551 | 0.050513 | 0 | 0.10912 | 0.084852 | 0.090474 | 0.078139 | 0.078467 | 0.083312 | 0.080471 | 0.082593 | 0.084616 | 0.10328 | 0.10656 | 0.11532 | 1.5718
LO3Slow | NR | Fixtures | Residential | Lighting | 0.00038704 | 0.00036249 | 3.0442 | 11.5397 | Multifamily - High Rise | WA-Linear Flush Mount_2000 to 3999 lumens | 3.3678e-06 | 8.642e-06 | 1.9162e-05 | 3.7521e-05 | 6.5997e-05 | 0.00010574 | 0.00015616 | 0.00021478 | 0.00027765 | 0.00034024 | 0.00039833 | 0.00044882 | 0.00049003 | 0.00052169 | 0.00054459 | 0.00056018 | 0.0005701 | 0.00057591 | 0.00057892 | 0.00058071 | 0.011661 | 0.09999 | 0.086262 | 0.082764 | 0.064448 | 0.061814 | 0.058207 | 0.049968 | 0.059111 | 0.074825 | 0.090185 | 0.09216 | 0.097901 | 0 | 0.2115 | 0.16445 | 0.17535 | 0.15144 | 0.15208 | 0.16147 | 0.15596 | 0.16008 | 0.164 | 0.20017 | 0.20653 | 0.2235 | 1.5718
LO3Slow | NR | Fixtures | Residential | Lighting | 0.00070697 | 0.00066213 | 5.5605 | 11.5397 | Multifamily - High Rise | WA-Linear Flush Mount_4000 to 7999 lumens | 3.8898e-07 | 9.9816e-07 | 2.2132e-06 | 4.3337e-06 | 7.6227e-06 | 1.2213e-05 | 1.8037e-05 | 2.4807e-05 | 3.2069e-05 | 3.9298e-05 | 4.6008e-05 | 5.1839e-05 | 5.6599e-05 | 6.0255e-05 | 6.2901e-05 | 6.4701e-05 | 6.5847e-05 | 6.6518e-05 | 6.6866e-05 | 6.7072e-05 | 0.0013468 | 0.18264 | 0.15757 | 0.15118 | 0.11772 | 0.11291 | 0.10632 | 0.091273 | 0.10797 | 0.13668 | 0.16473 | 0.16834 | 0.17883 | 0 | 0.38632 | 0.3004 | 0.3203 | 0.27663 | 0.27779 | 0.29494 | 0.28488 | 0.2924 | 0.29956 | 0.36563 | 0.37725 | 0.40825 | 1.5718
LO3Slow | NR | Fixtures | Residential | Lighting | 2.1873e-05 | 2.0242e-05 | 0.16937 | 20.4503 | Multifamily - High Rise | WA-Linear Shop_0 to 249 lumens | 2.3466e-09 | 6.0214e-09 | 1.3351e-08 | 2.6143e-08 | 4.5984e-08 | 7.3677e-08 | 1.0881e-07 | 1.4965e-07 | 1.9346e-07 | 2.3706e-07 | 2.7754e-07 | 3.1272e-07 | 3.4143e-07 | 3.6349e-07 | 3.7945e-07 | 3.9031e-07 | 3.9722e-07 | 4.0127e-07 | 4.0337e-07 | 4.0462e-07 | 8.1248e-06 | 0.005564 | 0.0047565 | 0.0045372 | 0.0035372 | 0.0033056 | 0.0030843 | 0.0026418 | 0.0031239 | 0.0039762 | 0.0048523 | 0.0050398 | 0.005502 | 0 | 0.012457 | 0.0096407 | 0.010081 | 0.0086736 | 0.0083159 | 0.0086034 | 0.0082545 | 0.0084675 | 0.0088128 | 0.01107 | 0.011754 | 0.013315 | 1.2368
LO3Slow | NR | Fixtures | Residential | Lighting | 4.2848e-05 | 3.9655e-05 | 0.33179 | 20.4503 | Multifamily - High Rise | WA-Linear Shop_250 to 499 lumens | 0 | 0 | 0 | 0 | 0 | 0 | 0 | 0 | 0 | 0 | 0 | 0 | 0 | 0 | 0 | 0 | 0 | 0 | 0 | 0 | 0 | 0.0109 | 0.0093179 | 0.0088884 | 0.0069294 | 0.0064756 | 0.0060422 | 0.0051753 | 0.0061197 | 0.0077893 | 0.0095056 | 0.0098729 | 0.010778 | 0 | 0.024402 | 0.018886 | 0.019749 | 0.016991 | 0.016291 | 0.016854 | 0.01617 | 0.016588 | 0.017264 | 0.021686 | 0.023026 | 0.026085 | 1.2368
LO3Slow | NR | Fixtures | Residential | Lighting | 8.2216e-05 | 7.6087e-05 | 0.63662 | 20.4503 | Multifamily - High Rise | WA-Linear Shop_500 to 999 lumens | 3.69e-09 | 9.4687e-09 | 2.0995e-08 | 4.111e-08 | 7.2311e-08 | 1.1586e-07 | 1.711e-07 | 2.3532e-07 | 3.0421e-07 | 3.7278e-07 | 4.3644e-07 | 4.9176e-07 | 5.3691e-07 | 5.7159e-07 | 5.9669e-07 | 6.1377e-07 | 6.2464e-07 | 6.31e-07 | 6.343e-07 | 6.3626e-07 | 1.2776e-05 | 0.020914 | 0.017879 | 0.017055 | 0.013296 | 0.012425 | 0.011593 | 0.0099302 | 0.011742 | 0.014946 | 0.018239 | 0.018944 | 0.020681 | 0 | 0.046822 | 0.036238 | 0.037894 | 0.032602 | 0.031258 | 0.032339 | 0.031027 | 0.031828 | 0.033126 | 0.04161 | 0.044182 | 0.05005 | 1.2368
LO3Slow | NR | Fixtures | Residential | Lighting | 0.00015072 | 0.00013949 | 1.1671 | 20.4503 | Multifamily - High Rise | WA-Linear Shop_1000 to 1999 lumens | 2.0694e-09 | 5.3103e-09 | 1.1775e-08 | 2.3056e-08 | 4.0554e-08 | 6.4976e-08 | 9.5958e-08 | 1.3198e-07 | 1.7061e-07 | 2.0907e-07 | 2.4477e-07 | 2.7579e-07 | 3.0111e-07 | 3.2056e-07 | 3.3464e-07 | 3.4422e-07 | 3.5031e-07 | 3.5388e-07 | 3.5573e-07 | 3.5683e-07 | 7.1653e-06 | 0.03834 | 0.032776 | 0.031265 | 0.024374 | 0.022778 | 0.021254 | 0.018204 | 0.021526 | 0.027399 | 0.033436 | 0.034728 | 0.037913 | 0 | 0.085836 | 0.066432 | 0.069468 | 0.059768 | 0.057303 | 0.059284 | 0.05688 | 0.058347 | 0.060727 | 0.076281 | 0.080996 | 0.091754 | 1.2368
LO3Slow | NR | Fixtures | Residential | Lighting | 0.00029211 | 0.00027034 | 2.2619 | 20.4503 | Multifamily - High Rise | WA-Linear Shop_2000 to 3999 lumens | 0 | 0 | 0 | 0 | 0 | 0 | 0 | 0 | 0 | 0 | 0 | 0 | 0 | 0 | 0 | 0 | 0 | 0 | 0 | 0 | 0 | 0.074308 | 0.063524 | 0.060596 | 0.04724 | 0.044147 | 0.041192 | 0.035282 | 0.04172 | 0.053103 | 0.064803 | 0.067307 | 0.07348 | 0 | 0.16636 | 0.12875 | 0.13464 | 0.11584 | 0.11106 | 0.1149 | 0.11024 | 0.11308 | 0.1177 | 0.14784 | 0.15698 | 0.17783 | 1.2368
LO3Slow | NR | Fixtures | Residential | Lighting | 0.00053358 | 0.00049381 | 4.1317 | 20.4503 | Multifamily - High Rise | WA-Linear Shop_4000 to 7999 lumens | 2.9916e-08 | 7.6765e-08 | 1.7021e-07 | 3.3329e-07 | 5.8624e-07 | 9.3929e-07 | 1.3872e-06 | 1.9078e-06 | 2.4663e-06 | 3.0223e-06 | 3.5383e-06 | 3.9868e-06 | 4.3528e-06 | 4.634e-06 | 4.8375e-06 | 4.976e-06 | 5.0641e-06 | 5.1157e-06 | 5.1424e-06 | 5.1583e-06 | 0.00010358 | 0.13573 | 0.11603 | 0.11068 | 0.08629 | 0.080639 | 0.075242 | 0.064447 | 0.076207 | 0.096999 | 0.11837 | 0.12294 | 0.13422 | 0 | 0.30388 | 0.23518 | 0.24593 | 0.21159 | 0.20287 | 0.20988 | 0.20137 | 0.20656 | 0.21499 | 0.27005 | 0.28674 | 0.32483 | 1.2368
LO3Slow | NR | Fixtures | Residential | Lighting | 0.00021426 | 0.00020326 | 1.7136 | -52.248 | Multifamily - High Rise | WA-Track_0 to 249 lumens | 1.1172e-09 | 2.8669e-09 | 6.3569e-09 | 1.2447e-08 | 2.1894e-08 | 3.5079e-08 | 5.1806e-08 | 7.1251e-08 | 9.2109e-08 | 1.1287e-07 | 1.3214e-07 | 1.4889e-07 | 1.6256e-07 | 1.7307e-07 | 1.8066e-07 | 1.8584e-07 | 1.8913e-07 | 1.9105e-07 | 1.9205e-07 | 1.9265e-07 | 3.8684e-06 | 0.056276 | 0.049013 | 0.047306 | 0.036794 | 0.036217 | 0.034405 | 0.029598 | 0.035027 | 0.044107 | 0.052524 | 0.052811 | 0.054523 | 0 | 0.11172 | 0.08735 | 0.095246 | 0.082612 | 0.087151 | 0.094937 | 0.09229 | 0.094775 | 0.095627 | 0.11339 | 0.11345 | 0.11644 | 5.0463
LO3Slow | NR | Fixtures | Residential | Lighting | 0.00041973 | 0.00039818 | 3.3569 | -52.248 | Multifamily - High Rise | WA-Track_250 to 499 lumens | 1.0191e-07 | 2.615e-07 | 5.7983e-07 | 1.1354e-06 | 1.997e-06 | 3.1997e-06 | 4.7253e-06 | 6.4989e-06 | 8.4014e-06 | 1.0295e-05 | 1.2053e-05 | 1.3581e-05 | 1.4828e-05 | 1.5786e-05 | 1.6479e-05 | 1.6951e-05 | 1.7251e-05 | 1.7427e-05 | 1.7518e-05 | 1.7572e-05 | 0.00035285 | 0.11024 | 0.096016 | 0.092672 | 0.072079 | 0.070948 | 0.067399 | 0.057983 | 0.068618 | 0.086405 | 0.10289 | 0.10346 | 0.10681 | 0 | 0.21885 | 0.17112 | 0.18659 | 0.16184 | 0.17073 | 0.18598 | 0.1808 | 0.18566 | 0.18733 | 0.22212 | 0.22225 | 0.22811 | 5.0463
LO3Slow | NR | Fixtures | Residential | Lighting | 0.00080537 | 0.00076401 | 6.4411 | -52.248 | Multifamily - High Rise | WA-Track_500 to 999 lumens | 1.6225e-06 | 4.1634e-06 | 9.2316e-06 | 1.8076e-05 | 3.1795e-05 | 5.0943e-05 | 7.5233e-05 | 0.00010347 | 0.00013376 | 0.00016391 | 0.0001919 | 0.00021623 | 0.00023608 | 0.00025133 | 0.00026236 | 0.00026987 | 0.00027465 | 0.00027745 | 0.0002789 | 0.00027976 | 0.0056178 | 0.21153 | 0.18423 | 0.17782 | 0.1383 | 0.13613 | 0.12932 | 0.11125 | 0.13166 | 0.16579 | 0.19743 | 0.19851 | 0.20494 | 0 | 0.41992 | 0.32833 | 0.35801 | 0.31052 | 0.32758 | 0.35685 | 0.3469 | 0.35624 | 0.35945 | 0.42619 | 0.42644 | 0.43769 | 5.0463
LO3Slow | NR | Fixtures | Residential | Lighting | 0.0014764 | 0.0014006 | 11.808 | -52.248 | Multifamily - High Rise | WA-Track_1000 to 1999 lumens | 2.3575e-06 | 6.0496e-06 | 1.3414e-05 | 2.6266e-05 | 4.6199e-05 | 7.4022e-05 | 0.00010932 | 0.00015035 | 0.00019436 | 0.00023817 | 0.00027884 | 0.00031418 | 0.00034303 | 0.00036519 | 0.00038123 | 0.00039214 | 0.00039908 | 0.00040315 | 0.00040525 | 0.00040651 | 0.0081628 | 0.38779 | 0.33774 | 0.32598 | 0.25354 | 0.24956 | 0.23708 | 0.20396 | 0.24137 | 0.30393 | 0.36193 | 0.36391 | 0.37571 | 0 | 0.76981 | 0.60191 | 0.65632 | 0.56926 | 0.60054 | 0.65419 | 0.63595 | 0.65307 | 0.65895 | 0.78131 | 0.78177 | 0.80238 | 5.0463
LO3Slow | NR | Fixtures | Residential | Lighting | 0.0028615 | 0.0027146 | 22.8853 | -52.248 | Multifamily - High Rise | WA-Track_2000 to 3999 lumens | 3.765e-06 | 9.6613e-06 | 2.1422e-05 | 4.1947e-05 | 7.3782e-05 | 0.00011821 | 0.00017458 | 0.00024011 | 0.0003104 | 0.00038037 | 0.00044532 | 0.00050176 | 0.00054783 | 0.00058322 | 0.00060883 | 0.00062626 | 0.00063735 | 0.00064384 | 0.0006472 | 0.00064921 | 0.013036 | 0.75158 | 0.65458 | 0.63178 | 0.49139 | 0.48368 | 0.45948 | 0.39529 | 0.4678 | 0.58906 | 0.70147 | 0.7053 | 0.72817 | 0 | 1.492 | 1.1666 | 1.272 | 1.1033 | 1.1639 | 1.2679 | 1.2326 | 1.2657 | 1.2771 | 1.5143 | 1.5152 | 1.5551 | 5.0463
LO3Slow | NR | Fixtures | Residential | Lighting | 0.0052269 | 0.0049585 | 41.8027 | -52.248 | Multifamily - High Rise | WA-Track_4000 to 7999 lumens | 1.5147e-06 | 3.8867e-06 | 8.6181e-06 | 1.6875e-05 | 2.9682e-05 | 4.7558e-05 | 7.0234e-05 | 9.6596e-05 | 0.00012487 | 0.00015302 | 0.00017915 | 0.00020186 | 0.00022039 | 0.00023463 | 0.00024493 | 0.00025194 | 0.0002564 | 0.00025902 | 0.00026037 | 0.00026117 | 0.0052445 | 1.3729 | 1.1957 | 1.154 | 0.89758 | 0.8835 | 0.8393 | 0.72205 | 0.85449 | 1.076 | 1.2813 | 1.2883 | 1.3301 | 0 | 2.7253 | 2.1309 | 2.3235 | 2.0153 | 2.126 | 2.316 | 2.2514 | 2.312 | 2.3328 | 2.766 | 2.7676 | 2.8406 | 5.0463
LO3Slow | NR | Fixtures | Residential | Lighting | 9.9203e-05 | 9.4046e-05 | 0.7927 | -66.9628 | Manufactured | ID/MT/OR-Floor/Table_0 to 249 lumens | 8.5635e-07 | 2.1789e-06 | 4.7906e-06 | 9.3013e-06 | 1.6222e-05 | 2.5773e-05 | 3.774e-05 | 5.1468e-05 | 6.5974e-05 | 8.0163e-05 | 9.306e-05 | 0.00010397 | 0.00011256 | 0.00011882 | 0.00012299 | 0.00012544 | 0.00012659 | 0.0001268 | 0.00012639 | 0.00012571 | 0.0025243 | 0.026033 | 0.022662 | 0.021866 | 0.017008 | 0.016719 | 0.015876 | 0.013656 | 0.016161 | 0.020356 | 0.024255 | 0.024407 | 0.025237 | 0 | 0.051857 | 0.040534 | 0.044144 | 0.03828 | 0.040278 | 0.043819 | 0.042584 | 0.043729 | 0.044156 | 0.052434 | 0.05255 | 0.054093 | 8.6645
LO3Slow | NR | Fixtures | Residential | Lighting | 0.00019434 | 0.00018423 | 1.5529 | -66.9628 | Manufactured | ID/MT/OR-Floor/Table_250 to 499 lumens | 5.9979e-06 | 1.5261e-05 | 3.3554e-05 | 6.5147e-05 | 0.00011362 | 0.00018051 | 0.00026434 | 0.00036049 | 0.00046208 | 0.00056147 | 0.00065179 | 0.00072821 | 0.00078837 | 0.00083222 | 0.00086143 | 0.00087861 | 0.00088663 | 0.00088811 | 0.00088522 | 0.00088047 | 0.01768 | 0.050999 | 0.044395 | 0.042836 | 0.033319 | 0.032753 | 0.0311 | 0.026753 | 0.031659 | 0.039876 | 0.047515 | 0.047814 | 0.049438 | 0 | 0.10159 | 0.079407 | 0.086478 | 0.07499 | 0.078904 | 0.085841 | 0.083422 | 0.085665 | 0.086502 | 0.10272 | 0.10295 | 0.10597 | 8.6645
LO3Slow | NR | Fixtures | Residential | Lighting | 0.00037289 | 0.0003535 | 2.9796 | -66.9628 | Manufactured | ID/MT/OR-Floor/Table_500 to 999 lumens | 5.0927e-05 | 0.00012958 | 0.0002849 | 0.00055315 | 0.00096475 | 0.0015327 | 0.0022444 | 0.0030608 | 0.0039235 | 0.0047673 | 0.0055343 | 0.0061832 | 0.0066939 | 0.0070662 | 0.0073143 | 0.0074602 | 0.0075282 | 0.0075408 | 0.0075163 | 0.0074759 | 0.15012 | 0.097855 | 0.085183 | 0.082191 | 0.063931 | 0.062845 | 0.059674 | 0.051332 | 0.060746 | 0.076513 | 0.09117 | 0.091743 | 0.09486 | 0 | 0.19492 | 0.15236 | 0.16593 | 0.14389 | 0.1514 | 0.16471 | 0.16007 | 0.16437 | 0.16598 | 0.19709 | 0.19753 | 0.20333 | 8.6645
LO3Slow | NR | Fixtures | Residential | Lighting | 0.00068359 | 0.00064805 | 5.4623 | -66.9628 | Manufactured | ID/MT/OR-Floor/Table_1000 to 1999 lumens | 5.6022e-05 | 0.00014254 | 0.0003134 | 0.00060849 | 0.0010613 | 0.001686 | 0.002469 | 0.003367 | 0.004316 | 0.0052443 | 0.0060879 | 0.0068017 | 0.0073636 | 0.0077731 | 0.008046 | 0.0082065 | 0.0082814 | 0.0082952 | 0.0082682 | 0.0082238 | 0.16514 | 0.17939 | 0.15616 | 0.15068 | 0.1172 | 0.11521 | 0.1094 | 0.094103 | 0.11136 | 0.14027 | 0.16713 | 0.16819 | 0.1739 | 0 | 0.35733 | 0.27931 | 0.30419 | 0.26378 | 0.27755 | 0.30195 | 0.29344 | 0.30133 | 0.30427 | 0.36131 | 0.36211 | 0.37274 | 8.6645
LO3Slow | NR | Fixtures | Residential | Lighting | 0.0013249 | 0.001256 | 10.5866 | -66.9628 | Manufactured | ID/MT/OR-Floor/Table_2000 to 3999 lumens | 1.56e-05 | 3.9692e-05 | 8.7267e-05 | 0.00016944 | 0.00029551 | 0.00046948 | 0.00068749 | 0.00093756 | 0.0012018 | 0.0014603 | 0.0016952 | 0.001894 | 0.0020504 | 0.0021645 | 0.0022404 | 0.0022851 | 0.002306 | 0.0023098 | 0.0023023 | 0.00229 | 0.045983 | 0.34768 | 0.30266 | 0.29203 | 0.22715 | 0.22329 | 0.21202 | 0.18238 | 0.21583 | 0.27185 | 0.32393 | 0.32597 | 0.33704 | 0 | 0.69256 | 0.54135 | 0.58956 | 0.51124 | 0.53792 | 0.58522 | 0.56872 | 0.58401 | 0.58972 | 0.70027 | 0.70182 | 0.72242 | 8.6645
LO3Slow | NR | Fixtures | Residential | Lighting | 0.0024201 | 0.0022942 | 19.3377 | -66.9628 | Manufactured | ID/MT/OR-Floor/Table_4000 to 7999 lumens | 1.7962e-06 | 4.5703e-06 | 1.0048e-05 | 1.951e-05 | 3.4026e-05 | 5.4058e-05 | 7.9161e-05 | 0.00010795 | 0.00013838 | 0.00016814 | 0.00019519 | 0.00021808 | 0.00023609 | 0.00024922 | 0.00025797 | 0.00026312 | 0.00026552 | 0.00026596 | 0.0002651 | 0.00026367 | 0.0052947 | 0.63508 | 0.55284 | 0.53342 | 0.41491 | 0.40786 | 0.38729 | 0.33315 | 0.39425 | 0.49657 | 0.59169 | 0.59542 | 0.61564 | 0 | 1.265 | 0.98883 | 1.0769 | 0.93383 | 0.98258 | 1.069 | 1.0388 | 1.0668 | 1.0772 | 1.2791 | 1.282 | 1.3196 | 8.6645
LO3Slow | NR | Fixtures | Residential | Lighting | 0.00013061 | 0.00012357 | 1.0409 | -37.2177 | Manufactured | ID/MT/OR-Ceiling and Wall Flush Mount _0 to 249 lumens | 4.7474e-07 | 1.2079e-06 | 2.6558e-06 | 5.1565e-06 | 8.9934e-06 | 1.4288e-05 | 2.0923e-05 | 2.8533e-05 | 3.6575e-05 | 4.4441e-05 | 5.159e-05 | 5.7639e-05 | 6.24e-05 | 6.5871e-05 | 6.8183e-05 | 6.9544e-05 | 7.0178e-05 | 7.0295e-05 | 7.0066e-05 | 6.969e-05 | 0.0013994 | 0.034185 | 0.029713 | 0.028642 | 0.022283 | 0.021815 | 0.020686 | 0.017788 | 0.02105 | 0.026535 | 0.031677 | 0.031958 | 0.033195 | 0 | 0.068809 | 0.053735 | 0.058303 | 0.050522 | 0.052738 | 0.057144 | 0.055478 | 0.056965 | 0.057658 | 0.068781 | 0.069277 | 0.071943 | 3.7754
LO3Slow | NR | Fixtures | Residential | Lighting | 0.00025587 | 0.00024207 | 2.0391 | -37.2177 | Manufactured | ID/MT/OR-Ceiling and Wall Flush Mount _250 to 499 lumens | 5.7967e-06 | 1.4749e-05 | 3.2428e-05 | 6.2961e-05 | 0.00010981 | 0.00017446 | 0.00025547 | 0.00034839 | 0.00044658 | 0.00054263 | 0.00062993 | 0.00070378 | 0.00076192 | 0.00080429 | 0.00083253 | 0.00084913 | 0.00085688 | 0.00085831 | 0.00085552 | 0.00085093 | 0.017087 | 0.066968 | 0.058207 | 0.05611 | 0.043652 | 0.042735 | 0.040524 | 0.034847 | 0.041236 | 0.051981 | 0.062055 | 0.062605 | 0.065028 | 0 | 0.1348 | 0.10527 | 0.11422 | 0.098972 | 0.10331 | 0.11194 | 0.10868 | 0.11159 | 0.11295 | 0.13474 | 0.13571 | 0.14094 | 3.7754
LO3Slow | NR | Fixtures | Residential | Lighting | 0.00049096 | 0.00046447 | 3.9125 | -37.2177 | Manufactured | ID/MT/OR-Ceiling and Wall Flush Mount _500 to 999 lumens | 5.4177e-05 | 0.00013785 | 0.00030308 | 0.00058845 | 0.0010263 | 0.0016305 | 0.0023877 | 0.0032561 | 0.0041738 | 0.0050715 | 0.0058874 | 0.0065777 | 0.0071211 | 0.0075171 | 0.007781 | 0.0079362 | 0.0080086 | 0.008022 | 0.0079959 | 0.007953 | 0.1597 | 0.1285 | 0.11169 | 0.10766 | 0.083758 | 0.081999 | 0.077756 | 0.066864 | 0.079122 | 0.099739 | 0.11907 | 0.12012 | 0.12477 | 0 | 0.25864 | 0.20198 | 0.21915 | 0.1899 | 0.19823 | 0.21479 | 0.20853 | 0.21412 | 0.21673 | 0.25854 | 0.2604 | 0.27042 | 3.7754
LO3Slow | NR | Fixtures | Residential | Lighting | 0.00090004 | 0.00085147 | 7.1725 | -37.2177 | Manufactured | ID/MT/OR-Ceiling and Wall Flush Mount _1000 to 1999 lumens | 6.6925e-05 | 0.00017029 | 0.0003744 | 0.00072692 | 0.0012678 | 0.0020142 | 0.0029495 | 0.0040224 | 0.005156 | 0.0062649 | 0.0072728 | 0.0081255 | 0.0087967 | 0.009286 | 0.009612 | 0.0098037 | 0.0098931 | 0.0099097 | 0.0098774 | 0.0098244 | 0.19728 | 0.23556 | 0.20475 | 0.19737 | 0.15355 | 0.15032 | 0.14254 | 0.12258 | 0.14505 | 0.18284 | 0.21828 | 0.22022 | 0.22874 | 0 | 0.47414 | 0.37028 | 0.40175 | 0.34814 | 0.36341 | 0.39377 | 0.38228 | 0.39253 | 0.39731 | 0.47396 | 0.47737 | 0.49574 | 3.7754
LO3Slow | NR | Fixtures | Residential | Lighting | 0.0017444 | 0.0016503 | 13.9011 | -37.2177 | Manufactured | ID/MT/OR-Ceiling and Wall Flush Mount _2000 to 3999 lumens | 5.293e-05 | 0.00013468 | 0.0002961 | 0.0005749 | 0.0010027 | 0.001593 | 0.0023327 | 0.0031812 | 0.0040778 | 0.0049548 | 0.0057519 | 0.0064263 | 0.0069571 | 0.0073441 | 0.0076019 | 0.0077535 | 0.0078243 | 0.0078374 | 0.0078118 | 0.0077699 | 0.15602 | 0.45655 | 0.39682 | 0.38252 | 0.29759 | 0.29134 | 0.27627 | 0.23757 | 0.28112 | 0.35437 | 0.42305 | 0.42681 | 0.44332 | 0 | 0.91895 | 0.71764 | 0.77865 | 0.67473 | 0.70433 | 0.76317 | 0.74092 | 0.76078 | 0.77003 | 0.91859 | 0.9252 | 0.96082 | 3.7754
LO3Slow | NR | Fixtures | Residential | Lighting | 0.0031863 | 0.0030144 | 25.3921 | -37.2177 | Manufactured | ID/MT/OR-Ceiling and Wall Flush Mount _4000 to 7999 lumens | 1.4229e-05 | 3.6204e-05 | 7.9598e-05 | 0.00015455 | 0.00026954 | 0.00042823 | 0.00062708 | 0.00085517 | 0.0010962 | 0.001332 | 0.0015462 | 0.0017275 | 0.0018702 | 0.0019743 | 0.0020436 | 0.0020843 | 0.0021033 | 0.0021068 | 0.0021 | 0.0020887 | 0.041942 | 0.83394 | 0.72484 | 0.69872 | 0.54359 | 0.53218 | 0.50464 | 0.43395 | 0.5135 | 0.64731 | 0.77276 | 0.77961 | 0.80978 | 0 | 1.6786 | 1.3109 | 1.4223 | 1.2325 | 1.2865 | 1.394 | 1.3534 | 1.3896 | 1.4066 | 1.6779 | 1.69 | 1.755 | 3.7754
LO3Slow | NR | Fixtures | Residential | Lighting | 0.00010381 | 9.7994e-05 | 0.82491 | -111.1375 | Manufactured | ID/MT/OR-Downlight Fixture_0 to 249 lumens | 1.9344e-08 | 4.922e-08 | 1.0821e-07 | 2.1011e-07 | 3.6645e-07 | 5.8218e-07 | 8.5252e-07 | 1.1626e-06 | 1.4903e-06 | 1.8108e-06 | 2.1021e-06 | 2.3486e-06 | 2.5426e-06 | 2.684e-06 | 2.7782e-06 | 2.8337e-06 | 2.8595e-06 | 2.8643e-06 | 2.855e-06 | 2.8396e-06 | 5.7021e-05 | 0.027093 | 0.02351 | 0.02264 | 0.017617 | 0.017171 | 0.016259 | 0.013976 | 0.016537 | 0.020865 | 0.024959 | 0.02525 | 0.026356 | 0 | 0.055138 | 0.043017 | 0.046492 | 0.040257 | 0.041668 | 0.044953 | 0.043595 | 0.044759 | 0.045421 | 0.054451 | 0.055134 | 0.05779 | 10.4726
LO3Slow | NR | Fixtures | Residential | Lighting | 0.00020337 | 0.00019197 | 1.616 | -111.1375 | Manufactured | ID/MT/OR-Downlight Fixture_250 to 499 lumens | 3.1952e-06 | 8.13e-06 | 1.7875e-05 | 3.4705e-05 | 6.0529e-05 | 9.6163e-05 | 0.00014082 | 0.00019204 | 0.00024616 | 0.00029911 | 0.00034722 | 0.00038794 | 0.00041998 | 0.00044334 | 0.0004589 | 0.00046806 | 0.00047233 | 0.00047312 | 0.00047158 | 0.00046904 | 0.0094186 | 0.053074 | 0.046056 | 0.044351 | 0.034511 | 0.033638 | 0.03185 | 0.027379 | 0.032396 | 0.040874 | 0.048895 | 0.049464 | 0.051631 | 0 | 0.10801 | 0.08427 | 0.091077 | 0.078864 | 0.081627 | 0.088062 | 0.085402 | 0.087683 | 0.088979 | 0.10667 | 0.10801 | 0.11321 | 10.4726
LO3Slow | NR | Fixtures | Residential | Lighting | 0.00039021 | 0.00036834 | 3.1007 | -111.1375 | Manufactured | ID/MT/OR-Downlight Fixture_500 to 999 lumens | 0.00011221 | 0.00028552 | 0.00062774 | 0.0012188 | 0.0021257 | 0.0033772 | 0.0049454 | 0.0067442 | 0.008645 | 0.010504 | 0.012194 | 0.013624 | 0.014749 | 0.01557 | 0.016116 | 0.016438 | 0.016588 | 0.016615 | 0.016561 | 0.016472 | 0.33077 | 0.10184 | 0.08837 | 0.085099 | 0.066219 | 0.064544 | 0.061113 | 0.052533 | 0.06216 | 0.078427 | 0.093817 | 0.09491 | 0.099067 | 0 | 0.20725 | 0.16169 | 0.17476 | 0.15132 | 0.15662 | 0.16897 | 0.16387 | 0.16824 | 0.17073 | 0.20467 | 0.20724 | 0.21722 | 10.4726
LO3Slow | NR | Fixtures | Residential | Lighting | 0.00071535 | 0.00067525 | 5.6843 | -111.1375 | Manufactured | ID/MT/OR-Downlight Fixture_1000 to 1999 lumens | 3.4256e-05 | 8.7161e-05 | 0.00019163 | 0.00037207 | 0.00064893 | 0.001031 | 0.0015097 | 0.0020588 | 0.0026391 | 0.0032067 | 0.0037226 | 0.0041591 | 0.0045026 | 0.0047531 | 0.0049199 | 0.005018 | 0.0050638 | 0.0050723 | 0.0050558 | 0.0050286 | 0.10098 | 0.18669 | 0.162 | 0.15601 | 0.12139 | 0.11832 | 0.11203 | 0.096306 | 0.11395 | 0.14377 | 0.17199 | 0.17399 | 0.18161 | 0 | 0.37995 | 0.29642 | 0.32037 | 0.2774 | 0.28712 | 0.30976 | 0.3004 | 0.30843 | 0.31298 | 0.37521 | 0.37992 | 0.39822 | 10.4726
LO3Slow | NR | Fixtures | Residential | Lighting | 0.0013864 | 0.0013087 | 11.0168 | -111.1375 | Manufactured | ID/MT/OR-Downlight Fixture_2000 to 3999 lumens | 1.0195e-05 | 2.5941e-05 | 5.7034e-05 | 0.00011074 | 0.00019314 | 0.00030684 | 0.00044932 | 0.00061275 | 0.00078545 | 0.00095438 | 0.0011079 | 0.0012378 | 0.0013401 | 0.0014146 | 0.0014643 | 0.0014935 | 0.0015071 | 0.0015096 | 0.0015047 | 0.0014966 | 0.030053 | 0.36183 | 0.31398 | 0.30236 | 0.23528 | 0.22933 | 0.21714 | 0.18665 | 0.22086 | 0.27865 | 0.33333 | 0.33722 | 0.35199 | 0 | 0.73638 | 0.5745 | 0.62091 | 0.53764 | 0.55648 | 0.60035 | 0.58222 | 0.59777 | 0.6066 | 0.72721 | 0.73633 | 0.7718 | 10.4726
LO3Slow | NR | Fixtures | Residential | Lighting | 0.0025325 | 0.0023905 | 20.1235 | -111.1375 | Manufactured | ID/MT/OR-Downlight Fixture_4000 to 7999 lumens | 3.2109e-06 | 8.1699e-06 | 1.7963e-05 | 3.4876e-05 | 6.0827e-05 | 9.6636e-05 | 0.00014151 | 0.00019298 | 0.00024737 | 0.00030058 | 0.00034893 | 0.00038984 | 0.00042205 | 0.00044552 | 0.00046116 | 0.00047036 | 0.00047465 | 0.00047544 | 0.00047389 | 0.00047135 | 0.0094649 | 0.66092 | 0.57353 | 0.5523 | 0.42976 | 0.41889 | 0.39662 | 0.34094 | 0.40342 | 0.50899 | 0.60887 | 0.61597 | 0.64295 | 0 | 1.3451 | 1.0494 | 1.1342 | 0.98207 | 1.0165 | 1.0966 | 1.0635 | 1.0919 | 1.108 | 1.3283 | 1.345 | 1.4098 | 10.4726
LO3Slow | NR | Fixtures | Residential | Lighting | 0.00015581 | 0.00017678 | 0.87246 | -72.6034 | Manufactured | ID/MT/OR-Exterior Porch_0 to 249 lumens | 2.5176e-10 | 6.4057e-10 | 1.4084e-09 | 2.7345e-09 | 4.7692e-09 | 7.5768e-09 | 1.1095e-08 | 1.5131e-08 | 1.9395e-08 | 2.3567e-08 | 2.7358e-08 | 3.0566e-08 | 3.3091e-08 | 3.4931e-08 | 3.6158e-08 | 3.6879e-08 | 3.7215e-08 | 3.7277e-08 | 3.7156e-08 | 3.6957e-08 | 7.421e-07 | 0.036904 | 0.032436 | 0.025702 | 0.015347 | 0.014385 | 0.013998 | 0.010224 | 0.012259 | 0.018285 | 0.029961 | 0.034755 | 0.037568 | 0 | 0.0721 | 0.053403 | 0.046961 | 0.039095 | 0.036499 | 0.035078 | 0.036685 | 0.038622 | 0.045202 | 0.052172 | 0.064052 | 0.070763 | 10.5955
LO3Slow | NR | Fixtures | Residential | Lighting | 0.00030523 | 0.0003463 | 1.7091 | -72.6034 | Manufactured | ID/MT/OR-Exterior Porch_250 to 499 lumens | 7.9794e-08 | 2.0303e-07 | 4.4639e-07 | 8.6669e-07 | 1.5116e-06 | 2.4015e-06 | 3.5166e-06 | 4.7958e-06 | 6.1474e-06 | 7.4696e-06 | 8.6713e-06 | 9.6879e-06 | 1.0488e-05 | 1.1072e-05 | 1.146e-05 | 1.1689e-05 | 1.1795e-05 | 1.1815e-05 | 1.1777e-05 | 1.1713e-05 | 0.00023521 | 0.072295 | 0.063542 | 0.050349 | 0.030064 | 0.02818 | 0.027422 | 0.020028 | 0.024016 | 0.035821 | 0.058693 | 0.068085 | 0.073595 | 0 | 0.14124 | 0.10462 | 0.091996 | 0.076587 | 0.071502 | 0.068718 | 0.071865 | 0.075661 | 0.08855 | 0.1022 | 0.12548 | 0.13862 | 10.5955
LO3Slow | NR | Fixtures | Residential | Lighting | 0.00058566 | 0.00066447 | 3.2794 | -72.6034 | Manufactured | ID/MT/OR-Exterior Porch_500 to 999 lumens | 3.9892e-06 | 1.015e-05 | 2.2316e-05 | 4.3329e-05 | 7.5569e-05 | 0.00012006 | 0.00017581 | 0.00023976 | 0.00030733 | 0.00037343 | 0.0004335 | 0.00048433 | 0.00052434 | 0.0005535 | 0.00057293 | 0.00058436 | 0.00058969 | 0.00059068 | 0.00058875 | 0.00058559 | 0.011759 | 0.13872 | 0.12192 | 0.096608 | 0.057686 | 0.05407 | 0.052616 | 0.038428 | 0.04608 | 0.068732 | 0.11262 | 0.13064 | 0.14121 | 0 | 0.27101 | 0.20073 | 0.17652 | 0.14695 | 0.13719 | 0.13185 | 0.13789 | 0.14517 | 0.16991 | 0.1961 | 0.24076 | 0.26599 | 10.5955
LO3Slow | NR | Fixtures | Residential | Lighting | 0.0010737 | 0.0012181 | 6.0119 | -72.6034 | Manufactured | ID/MT/OR-Exterior Porch_1000 to 1999 lumens | 7.8128e-06 | 1.9879e-05 | 4.3706e-05 | 8.4859e-05 | 0.000148 | 0.00023513 | 0.00034432 | 0.00046956 | 0.0006019 | 0.00073136 | 0.00084902 | 0.00094856 | 0.0010269 | 0.001084 | 0.0011221 | 0.0011445 | 0.0011549 | 0.0011568 | 0.0011531 | 0.0011469 | 0.02303 | 0.2543 | 0.22351 | 0.17711 | 0.10575 | 0.099122 | 0.096458 | 0.070448 | 0.084476 | 0.126 | 0.20645 | 0.23949 | 0.25887 | 0 | 0.49683 | 0.36799 | 0.3236 | 0.2694 | 0.25151 | 0.24172 | 0.25279 | 0.26614 | 0.31148 | 0.35951 | 0.44137 | 0.48762 | 10.5955
LO3Slow | NR | Fixtures | Residential | Lighting | 0.0020809 | 0.0023609 | 11.6518 | -72.6034 | Manufactured | ID/MT/OR-Exterior Porch_2000 to 3999 lumens | 7.3917e-06 | 1.8808e-05 | 4.1351e-05 | 8.0286e-05 | 0.00014003 | 0.00022246 | 0.00032576 | 0.00044426 | 0.00056947 | 0.00069195 | 0.00080326 | 0.00089744 | 0.00097157 | 0.0010256 | 0.0010616 | 0.0010828 | 0.0010927 | 0.0010945 | 0.0010909 | 0.0010851 | 0.021789 | 0.49286 | 0.43319 | 0.34325 | 0.20496 | 0.19211 | 0.18695 | 0.13654 | 0.16372 | 0.24421 | 0.40013 | 0.46416 | 0.50172 | 0 | 0.96291 | 0.7132 | 0.62717 | 0.52212 | 0.48746 | 0.46848 | 0.48994 | 0.51581 | 0.60368 | 0.69677 | 0.85543 | 0.94506 | 10.5955
LO3Slow | NR | Fixtures | Residential | Lighting | 0.003801 | 0.0043124 | 21.2835 | -72.6034 | Manufactured | ID/MT/OR-Exterior Porch_4000 to 7999 lumens | 3.2389e-07 | 8.2412e-07 | 1.8119e-06 | 3.518e-06 | 6.1357e-06 | 9.7479e-06 | 1.4274e-05 | 1.9467e-05 | 2.4953e-05 | 3.032e-05 | 3.5198e-05 | 3.9324e-05 | 4.2573e-05 | 4.4941e-05 | 4.6518e-05 | 4.7446e-05 | 4.7879e-05 | 4.7959e-05 | 4.7803e-05 | 4.7546e-05 | 0.00095475 | 0.90028 | 0.79127 | 0.62699 | 0.37439 | 0.35091 | 0.34148 | 0.2494 | 0.29906 | 0.44607 | 0.73089 | 0.84785 | 0.91646 | 0 | 1.7589 | 1.3027 | 1.1456 | 0.95372 | 0.8904 | 0.85573 | 0.89492 | 0.94219 | 1.1027 | 1.2727 | 1.5625 | 1.7263 | 10.5955
LO3Slow | NR | Fixtures | Residential | Lighting | 0.00017263 | 0.00020188 | 0.95994 | -89.2491 | Manufactured | ID/MT/OR-Chandelier/Pendant_0 to 249 lumens | 2.1057e-07 | 5.3579e-07 | 1.178e-06 | 2.2872e-06 | 3.989e-06 | 6.3374e-06 | 9.2802e-06 | 1.2656e-05 | 1.6223e-05 | 1.9712e-05 | 2.2883e-05 | 2.5566e-05 | 2.7678e-05 | 2.9217e-05 | 3.0243e-05 | 3.0846e-05 | 3.1128e-05 | 3.118e-05 | 3.1078e-05 | 3.0911e-05 | 0.00062071 | 0.041526 | 0.037048 | 0.029273 | 0.017087 | 0.016976 | 0.016859 | 0.012365 | 0.014842 | 0.021896 | 0.035317 | 0.040183 | 0.041778 | 0 | 0.07275 | 0.053859 | 0.047584 | 0.0397 | 0.041018 | 0.041674 | 0.044287 | 0.046685 | 0.053087 | 0.057578 | 0.068012 | 0.068561 | 6.1299
LO3Slow | NR | Fixtures | Residential | Lighting | 0.00033817 | 0.00039547 | 1.8805 | -89.2491 | Manufactured | ID/MT/OR-Chandelier/Pendant_250 to 499 lumens | 1.7021e-06 | 4.3309e-06 | 9.5221e-06 | 1.8488e-05 | 3.2245e-05 | 5.1227e-05 | 7.5015e-05 | 0.0001023 | 0.00013113 | 0.00015934 | 0.00018497 | 0.00020666 | 0.00022373 | 0.00023617 | 0.00024446 | 0.00024934 | 0.00025161 | 0.00025203 | 0.00025121 | 0.00024987 | 0.0050174 | 0.081348 | 0.072576 | 0.057345 | 0.033473 | 0.033257 | 0.033026 | 0.024223 | 0.029076 | 0.042893 | 0.069185 | 0.078718 | 0.081844 | 0 | 0.14252 | 0.10551 | 0.093216 | 0.077771 | 0.080353 | 0.081638 | 0.086757 | 0.091456 | 0.104 | 0.1128 | 0.13323 | 0.13431 | 6.1299
LO3Slow | NR | Fixtures | Residential | Lighting | 0.00064887 | 0.00075881 | 3.6083 | -89.2491 | Manufactured | ID/MT/OR-Chandelier/Pendant_500 to 999 lumens | 1.2513e-05 | 3.1839e-05 | 7.0001e-05 | 0.00013591 | 0.00023704 | 0.0003766 | 0.00055147 | 0.00075207 | 0.00096402 | 0.0011714 | 0.0013598 | 0.0015192 | 0.0016447 | 0.0017362 | 0.0017972 | 0.001833 | 0.0018497 | 0.0018528 | 0.0018468 | 0.0018369 | 0.036885 | 0.15609 | 0.13926 | 0.11003 | 0.064226 | 0.063811 | 0.063369 | 0.046477 | 0.055789 | 0.082302 | 0.13275 | 0.15104 | 0.15704 | 0 | 0.27345 | 0.20245 | 0.17886 | 0.14922 | 0.15418 | 0.15664 | 0.16647 | 0.17548 | 0.19954 | 0.21643 | 0.25564 | 0.25771 | 6.1299
LO3Slow | NR | Fixtures | Residential | Lighting | 0.0011895 | 0.0013911 | 6.6148 | -89.2491 | Manufactured | ID/MT/OR-Chandelier/Pendant_1000 to 1999 lumens | 2.1198e-05 | 5.3937e-05 | 0.00011859 | 0.00023024 | 0.00040157 | 0.00063798 | 0.00093423 | 0.001274 | 0.0016331 | 0.0019844 | 0.0023036 | 0.0025737 | 0.0027863 | 0.0029413 | 0.0030445 | 0.0031052 | 0.0031336 | 0.0031388 | 0.0031286 | 0.0031118 | 0.062486 | 0.28614 | 0.25529 | 0.20171 | 0.11774 | 0.11698 | 0.11617 | 0.085204 | 0.10227 | 0.15088 | 0.24336 | 0.27689 | 0.28789 | 0 | 0.5013 | 0.37113 | 0.32789 | 0.27356 | 0.28264 | 0.28717 | 0.30517 | 0.3217 | 0.36581 | 0.39676 | 0.46866 | 0.47244 | 6.1299
LO3Slow | NR | Fixtures | Residential | Lighting | 0.0023054 | 0.0026961 | 12.8202 | -89.2491 | Manufactured | ID/MT/OR-Chandelier/Pendant_2000 to 3999 lumens | 3.0564e-05 | 7.7768e-05 | 0.00017098 | 0.00033197 | 0.00057899 | 0.00091985 | 0.001347 | 0.001837 | 0.0023547 | 0.0028611 | 0.0033214 | 0.0037108 | 0.0040174 | 0.0042408 | 0.0043897 | 0.0044772 | 0.0045181 | 0.0045256 | 0.0045109 | 0.0044867 | 0.090094 | 0.55458 | 0.49478 | 0.39095 | 0.2282 | 0.22672 | 0.22515 | 0.16514 | 0.19822 | 0.29242 | 0.47166 | 0.53665 | 0.55796 | 0 | 0.97159 | 0.7193 | 0.63549 | 0.5302 | 0.5478 | 0.55656 | 0.59146 | 0.62349 | 0.70898 | 0.76897 | 0.90831 | 0.91564 | 6.1299
LO3Slow | NR | Fixtures | Residential | Lighting | 0.0042112 | 0.0049247 | 23.4176 | -89.2491 | Manufactured | ID/MT/OR-Chandelier/Pendant_4000 to 7999 lumens | 1.8361e-05 | 4.6718e-05 | 0.00010271 | 0.00019943 | 0.00034782 | 0.00055259 | 0.00080919 | 0.0011035 | 0.0014145 | 0.0017188 | 0.0019953 | 0.0022292 | 0.0024134 | 0.0025476 | 0.002637 | 0.0026896 | 0.0027142 | 0.0027187 | 0.0027098 | 0.0026953 | 0.054123 | 1.013 | 0.90377 | 0.71411 | 0.41683 | 0.41414 | 0.41126 | 0.30164 | 0.36207 | 0.53414 | 0.86154 | 0.98026 | 1.0192 | 0 | 1.7747 | 1.3139 | 1.1608 | 0.96847 | 1.0006 | 1.0166 | 1.0804 | 1.1389 | 1.295 | 1.4046 | 1.6591 | 1.6725 | 6.1299
LO3Slow | NR | Fixtures | Residential | Lighting | 2.898e-05 | 2.7142e-05 | 0.22794 | 11.5397 | Manufactured | ID/MT/OR-Linear Flush Mount_0 to 249 lumens | 3.2797e-08 | 8.3449e-08 | 1.8347e-07 | 3.5623e-07 | 6.213e-07 | 9.8706e-07 | 1.4454e-06 | 1.9712e-06 | 2.5267e-06 | 3.0701e-06 | 3.5641e-06 | 3.9819e-06 | 4.3109e-06 | 4.5506e-06 | 4.7104e-06 | 4.8043e-06 | 4.8482e-06 | 4.8563e-06 | 4.8404e-06 | 4.8145e-06 | 9.6676e-05 | 0.007487 | 0.006459 | 0.0061971 | 0.0048257 | 0.0046285 | 0.0043584 | 0.0037415 | 0.0044261 | 0.0056027 | 0.0067528 | 0.0069007 | 0.0073306 | 0 | 0.015836 | 0.012314 | 0.01313 | 0.01134 | 0.011387 | 0.01209 | 0.011678 | 0.011986 | 0.01228 | 0.014988 | 0.015464 | 0.016735 | 1.5718
LO3Slow | NR | Fixtures | Residential | Lighting | 5.6772e-05 | 5.3172e-05 | 0.44653 | 11.5397 | Manufactured | ID/MT/OR-Linear Flush Mount_250 to 499 lumens | 9.358e-07 | 2.3811e-06 | 5.2351e-06 | 1.0164e-05 | 1.7727e-05 | 2.8164e-05 | 4.1242e-05 | 5.6243e-05 | 7.2095e-05 | 8.7601e-05 | 0.00010169 | 0.00011362 | 0.000123 | 0.00012984 | 0.0001344 | 0.00013708 | 0.00013833 | 0.00013856 | 0.00013811 | 0.00013737 | 0.0027585 | 0.014667 | 0.012653 | 0.01214 | 0.0094535 | 0.0090671 | 0.008538 | 0.0073295 | 0.0086706 | 0.010976 | 0.013229 | 0.013518 | 0.01436 | 0 | 0.031023 | 0.024123 | 0.025721 | 0.022214 | 0.022307 | 0.023685 | 0.022877 | 0.02348 | 0.024055 | 0.029361 | 0.030294 | 0.032784 | 1.5718
LO3Slow | NR | Fixtures | Residential | Lighting | 0.00010893 | 0.00010202 | 0.85678 | 11.5397 | Manufactured | ID/MT/OR-Linear Flush Mount_500 to 999 lumens | 1.8283e-05 | 4.652e-05 | 0.00010228 | 0.00019858 | 0.00034635 | 0.00055024 | 0.00080576 | 0.0010988 | 0.0014085 | 0.0017115 | 0.0019868 | 0.0022198 | 0.0024031 | 0.0025368 | 0.0026258 | 0.0026782 | 0.0027026 | 0.0027072 | 0.0026983 | 0.0026839 | 0.053893 | 0.028142 | 0.024278 | 0.023294 | 0.018139 | 0.017398 | 0.016382 | 0.014064 | 0.016637 | 0.021059 | 0.025382 | 0.025938 | 0.027554 | 0 | 0.059525 | 0.046286 | 0.049352 | 0.042623 | 0.042802 | 0.045445 | 0.043896 | 0.045053 | 0.046157 | 0.056337 | 0.058127 | 0.062904 | 1.5718
LO3Slow | NR | Fixtures | Residential | Lighting | 0.0001997 | 0.00018703 | 1.5707 | 11.5397 | Manufactured | ID/MT/OR-Linear Flush Mount_1000 to 1999 lumens | 2.9927e-05 | 7.6147e-05 | 0.00016742 | 0.00032505 | 0.00056693 | 0.00090068 | 0.0013189 | 0.0017987 | 0.0023056 | 0.0028015 | 0.0032522 | 0.0036335 | 0.0039336 | 0.0041524 | 0.0042982 | 0.0043839 | 0.0044239 | 0.0044313 | 0.0044169 | 0.0043932 | 0.088216 | 0.051591 | 0.044508 | 0.042703 | 0.033253 | 0.031894 | 0.030033 | 0.025782 | 0.030499 | 0.038607 | 0.046532 | 0.047551 | 0.050513 | 0 | 0.10912 | 0.084852 | 0.090474 | 0.078139 | 0.078467 | 0.083312 | 0.080471 | 0.082593 | 0.084616 | 0.10328 | 0.10656 | 0.11532 | 1.5718
LO3Slow | NR | Fixtures | Residential | Lighting | 0.00038704 | 0.00036249 | 3.0442 | 11.5397 | Manufactured | ID/MT/OR-Linear Flush Mount_2000 to 3999 lumens | 1.1088e-05 | 2.8212e-05 | 6.2027e-05 | 0.00012043 | 0.00021004 | 0.0003337 | 0.00048865 | 0.0006664 | 0.00085421 | 0.0010379 | 0.0012049 | 0.0013462 | 0.0014574 | 0.0015384 | 0.0015924 | 0.0016242 | 0.001639 | 0.0016418 | 0.0016364 | 0.0016276 | 0.032684 | 0.09999 | 0.086262 | 0.082764 | 0.064448 | 0.061814 | 0.058207 | 0.049968 | 0.059111 | 0.074825 | 0.090185 | 0.09216 | 0.097901 | 0 | 0.2115 | 0.16445 | 0.17535 | 0.15144 | 0.15208 | 0.16147 | 0.15596 | 0.16008 | 0.164 | 0.20017 | 0.20653 | 0.2235 | 1.5718
LO3Slow | NR | Fixtures | Residential | Lighting | 0.00070697 | 0.00066213 | 5.5605 | 11.5397 | Manufactured | ID/MT/OR-Linear Flush Mount_4000 to 7999 lumens | 1.2806e-06 | 3.2585e-06 | 7.1642e-06 | 1.391e-05 | 2.426e-05 | 3.8542e-05 | 5.644e-05 | 7.6969e-05 | 9.8662e-05 | 0.00011988 | 0.00013917 | 0.00015548 | 0.00016833 | 0.00017769 | 0.00018393 | 0.0001876 | 0.00018931 | 0.00018963 | 0.00018901 | 0.00018799 | 0.003775 | 0.18264 | 0.15757 | 0.15118 | 0.11772 | 0.11291 | 0.10632 | 0.091273 | 0.10797 | 0.13668 | 0.16473 | 0.16834 | 0.17883 | 0 | 0.38632 | 0.3004 | 0.3203 | 0.27663 | 0.27779 | 0.29494 | 0.28488 | 0.2924 | 0.29956 | 0.36563 | 0.37725 | 0.40825 | 1.5718
LO3Slow | NR | Fixtures | Residential | Lighting | 2.1873e-05 | 2.0242e-05 | 0.16937 | 20.4503 | Manufactured | ID/MT/OR-Linear Shop_0 to 249 lumens | 7.7255e-09 | 1.9657e-08 | 4.3218e-08 | 8.3911e-08 | 1.4635e-07 | 2.3251e-07 | 3.4047e-07 | 4.6432e-07 | 5.9518e-07 | 7.2319e-07 | 8.3953e-07 | 9.3797e-07 | 1.0154e-06 | 1.0719e-06 | 1.1096e-06 | 1.1317e-06 | 1.142e-06 | 1.1439e-06 | 1.1402e-06 | 1.1341e-06 | 2.2773e-05 | 0.005564 | 0.0047565 | 0.0045372 | 0.0035372 | 0.0033056 | 0.0030843 | 0.0026418 | 0.0031239 | 0.0039762 | 0.0048523 | 0.0050398 | 0.005502 | 0 | 0.012457 | 0.0096407 | 0.010081 | 0.0086736 | 0.0083159 | 0.0086034 | 0.0082545 | 0.0084675 | 0.0088128 | 0.01107 | 0.011754 | 0.013315 | 1.2368
LO3Slow | NR | Fixtures | Residential | Lighting | 4.2848e-05 | 3.9655e-05 | 0.33179 | 20.4503 | Manufactured | ID/MT/OR-Linear Shop_250 to 499 lumens | 0 | 0 | 0 | 0 | 0 | 0 | 0 | 0 | 0 | 0 | 0 | 0 | 0 | 0 | 0 | 0 | 0 | 0 | 0 | 0 | 0 | 0.0109 | 0.0093179 | 0.0088884 | 0.0069294 | 0.0064756 | 0.0060422 | 0.0051753 | 0.0061197 | 0.0077893 | 0.0095056 | 0.0098729 | 0.010778 | 0 | 0.024402 | 0.018886 | 0.019749 | 0.016991 | 0.016291 | 0.016854 | 0.01617 | 0.016588 | 0.017264 | 0.021686 | 0.023026 | 0.026085 | 1.2368
LO3Slow | NR | Fixtures | Residential | Lighting | 8.2216e-05 | 7.6087e-05 | 0.63662 | 20.4503 | Manufactured | ID/MT/OR-Linear Shop_500 to 999 lumens | 1.2148e-08 | 3.0911e-08 | 6.7961e-08 | 1.3195e-07 | 2.3014e-07 | 3.6562e-07 | 5.354e-07 | 7.3014e-07 | 9.3592e-07 | 1.1372e-06 | 1.3202e-06 | 1.475e-06 | 1.5968e-06 | 1.6856e-06 | 1.7448e-06 | 1.7796e-06 | 1.7958e-06 | 1.7988e-06 | 1.793e-06 | 1.7833e-06 | 3.581e-05 | 0.020914 | 0.017879 | 0.017055 | 0.013296 | 0.012425 | 0.011593 | 0.0099302 | 0.011742 | 0.014946 | 0.018239 | 0.018944 | 0.020681 | 0 | 0.046822 | 0.036238 | 0.037894 | 0.032602 | 0.031258 | 0.032339 | 0.031027 | 0.031828 | 0.033126 | 0.04161 | 0.044182 | 0.05005 | 1.2368
LO3Slow | NR | Fixtures | Residential | Lighting | 0.00015072 | 0.00013949 | 1.1671 | 20.4503 | Manufactured | ID/MT/OR-Linear Shop_1000 to 1999 lumens | 6.8132e-09 | 1.7336e-08 | 3.8114e-08 | 7.4002e-08 | 1.2907e-07 | 2.0505e-07 | 3.0027e-07 | 4.0949e-07 | 5.2489e-07 | 6.3779e-07 | 7.4039e-07 | 8.272e-07 | 8.9553e-07 | 9.4534e-07 | 9.7852e-07 | 9.9804e-07 | 1.0071e-06 | 1.0088e-06 | 1.0055e-06 | 1.0001e-06 | 2.0083e-05 | 0.03834 | 0.032776 | 0.031265 | 0.024374 | 0.022778 | 0.021254 | 0.018204 | 0.021526 | 0.027399 | 0.033436 | 0.034728 | 0.037913 | 0 | 0.085836 | 0.066432 | 0.069468 | 0.059768 | 0.057303 | 0.059284 | 0.05688 | 0.058347 | 0.060727 | 0.076281 | 0.080996 | 0.091754 | 1.2368
LO3Slow | NR | Fixtures | Residential | Lighting | 0.00029211 | 0.00027034 | 2.2619 | 20.4503 | Manufactured | ID/MT/OR-Linear Shop_2000 to 3999 lumens | 0 | 0 | 0 | 0 | 0 | 0 | 0 | 0 | 0 | 0 | 0 | 0 | 0 | 0 | 0 | 0 | 0 | 0 | 0 | 0 | 0 | 0.074308 | 0.063524 | 0.060596 | 0.04724 | 0.044147 | 0.041192 | 0.035282 | 0.04172 | 0.053103 | 0.064803 | 0.067307 | 0.07348 | 0 | 0.16636 | 0.12875 | 0.13464 | 0.11584 | 0.11106 | 0.1149 | 0.11024 | 0.11308 | 0.1177 | 0.14784 | 0.15698 | 0.17783 | 1.2368
LO3Slow | NR | Fixtures | Residential | Lighting | 0.00053358 | 0.00049381 | 4.1317 | 20.4503 | Manufactured | ID/MT/OR-Linear Shop_4000 to 7999 lumens | 9.849e-08 | 2.506e-07 | 5.5098e-07 | 1.0698e-06 | 1.8658e-06 | 2.9642e-06 | 4.3406e-06 | 5.9195e-06 | 7.5878e-06 | 9.2197e-06 | 1.0703e-05 | 1.1958e-05 | 1.2946e-05 | 1.3666e-05 | 1.4145e-05 | 1.4428e-05 | 1.4559e-05 | 1.4584e-05 | 1.4536e-05 | 1.4458e-05 | 0.00029032 | 0.13573 | 0.11603 | 0.11068 | 0.08629 | 0.080639 | 0.075242 | 0.064447 | 0.076207 | 0.096999 | 0.11837 | 0.12294 | 0.13422 | 0 | 0.30388 | 0.23518 | 0.24593 | 0.21159 | 0.20287 | 0.20988 | 0.20137 | 0.20656 | 0.21499 | 0.27005 | 0.28674 | 0.32483 | 1.2368
LO3Slow | NR | Fixtures | Residential | Lighting | 0.00025527 | 0.00024217 | 2.0416 | -46.3697 | Manufactured | ID/MT/OR-Track_0 to 249 lumens | 4.3824e-09 | 1.1151e-08 | 2.4516e-08 | 4.7599e-08 | 8.3018e-08 | 1.3189e-07 | 1.9314e-07 | 2.6339e-07 | 3.3762e-07 | 4.1024e-07 | 4.7623e-07 | 5.3207e-07 | 5.7602e-07 | 6.0806e-07 | 6.294e-07 | 6.4196e-07 | 6.4782e-07 | 6.489e-07 | 6.4678e-07 | 6.4331e-07 | 1.2918e-05 | 0.067048 | 0.058395 | 0.056361 | 0.043837 | 0.043149 | 0.04099 | 0.035264 | 0.041732 | 0.05255 | 0.062578 | 0.06292 | 0.06496 | 0 | 0.1331 | 0.10407 | 0.11348 | 0.098426 | 0.10383 | 0.11311 | 0.10996 | 0.11292 | 0.11393 | 0.13509 | 0.13517 | 0.13873 | 3.6961
LO3Slow | NR | Fixtures | Residential | Lighting | 0.00050008 | 0.0004744 | 3.9995 | -46.3697 | Manufactured | ID/MT/OR-Track_250 to 499 lumens | 3.9973e-07 | 1.0171e-06 | 2.2361e-06 | 4.3417e-06 | 7.5723e-06 | 1.203e-05 | 1.7616e-05 | 2.4024e-05 | 3.0795e-05 | 3.7419e-05 | 4.3438e-05 | 4.8531e-05 | 5.254e-05 | 5.5462e-05 | 5.7409e-05 | 5.8555e-05 | 5.9089e-05 | 5.9187e-05 | 5.8995e-05 | 5.8678e-05 | 0.0011783 | 0.13135 | 0.11439 | 0.11041 | 0.085876 | 0.084528 | 0.0803 | 0.069081 | 0.081753 | 0.10294 | 0.12259 | 0.12326 | 0.12726 | 0 | 0.26074 | 0.20387 | 0.2223 | 0.19281 | 0.20341 | 0.22158 | 0.2154 | 0.2212 | 0.22319 | 0.26464 | 0.26479 | 0.27177 | 3.6961
LO3Slow | NR | Fixtures | Residential | Lighting | 0.00095953 | 0.00091026 | 7.674 | -46.3697 | Manufactured | ID/MT/OR-Track_500 to 999 lumens | 6.3641e-06 | 1.6193e-05 | 3.5602e-05 | 6.9125e-05 | 0.00012056 | 0.00019153 | 0.00028048 | 0.0003825 | 0.0004903 | 0.00059575 | 0.00069159 | 0.00077268 | 0.00083651 | 0.00088303 | 0.00091403 | 0.00093226 | 0.00094077 | 0.00094234 | 0.00093927 | 0.00093423 | 0.01876 | 0.25202 | 0.2195 | 0.21185 | 0.16478 | 0.16219 | 0.15408 | 0.13255 | 0.15686 | 0.19752 | 0.23522 | 0.2365 | 0.24417 | 0 | 0.5003 | 0.39118 | 0.42654 | 0.36996 | 0.39029 | 0.42516 | 0.41331 | 0.42443 | 0.42825 | 0.50777 | 0.50807 | 0.52147 | 3.6961
LO3Slow | NR | Fixtures | Residential | Lighting | 0.001759 | 0.0016687 | 14.0682 | -46.3697 | Manufactured | ID/MT/OR-Track_1000 to 1999 lumens | 9.2473e-06 | 2.3529e-05 | 5.1732e-05 | 0.00010044 | 0.00017518 | 0.00027831 | 0.00040754 | 0.00055578 | 0.00071242 | 0.00086565 | 0.0010049 | 0.0011227 | 0.0012155 | 0.0012831 | 0.0013281 | 0.0013546 | 0.001367 | 0.0013693 | 0.0013648 | 0.0013575 | 0.027258 | 0.46202 | 0.40239 | 0.38837 | 0.30207 | 0.29733 | 0.28246 | 0.243 | 0.28757 | 0.36211 | 0.43121 | 0.43357 | 0.44763 | 0 | 0.91716 | 0.71713 | 0.78195 | 0.67823 | 0.71549 | 0.77941 | 0.75769 | 0.77808 | 0.78508 | 0.93087 | 0.93141 | 0.95597 | 3.6961
LO3Slow | NR | Fixtures | Residential | Lighting | 0.0034092 | 0.0032342 | 27.2659 | -46.3697 | Manufactured | ID/MT/OR-Track_2000 to 3999 lumens | 1.4768e-05 | 3.7577e-05 | 8.2617e-05 | 0.00016041 | 0.00027977 | 0.00044447 | 0.00065086 | 0.0008876 | 0.0011378 | 0.0013825 | 0.0016049 | 0.001793 | 0.0019412 | 0.0020491 | 0.002121 | 0.0021634 | 0.0021831 | 0.0021867 | 0.0021796 | 0.0021679 | 0.043533 | 0.89545 | 0.77987 | 0.75272 | 0.58545 | 0.57626 | 0.54744 | 0.47096 | 0.55734 | 0.70181 | 0.83574 | 0.84031 | 0.86756 | 0 | 1.7776 | 1.3899 | 1.5155 | 1.3145 | 1.3867 | 1.5106 | 1.4685 | 1.508 | 1.5216 | 1.8041 | 1.8052 | 1.8528 | 3.6961
LO3Slow | NR | Fixtures | Residential | Lighting | 0.0062274 | 0.0059076 | 49.8044 | -46.3697 | Manufactured | ID/MT/OR-Track_4000 to 7999 lumens | 5.9413e-06 | 1.5117e-05 | 3.3237e-05 | 6.4531e-05 | 0.00011255 | 0.00017881 | 0.00026184 | 0.00035708 | 0.00045772 | 0.00055616 | 0.00064564 | 0.00072134 | 0.00078092 | 0.00082436 | 0.00085329 | 0.00087032 | 0.00087826 | 0.00087972 | 0.00087686 | 0.00087215 | 0.017513 | 1.6356 | 1.4245 | 1.3749 | 1.0694 | 1.0526 | 0.99995 | 0.86026 | 1.018 | 1.2819 | 1.5266 | 1.5349 | 1.5847 | 0 | 3.2469 | 2.5388 | 2.7683 | 2.4011 | 2.533 | 2.7593 | 2.6824 | 2.7546 | 2.7793 | 3.2955 | 3.2974 | 3.3844 | 3.6961
LO3Slow | NR | Fixtures | Residential | Lighting | 7.0455e-05 | 6.6792e-05 | 0.56298 | -74.0652 | Manufactured | WA-Floor/Table_0 to 249 lumens | 6.8582e-07 | 1.745e-06 | 3.8366e-06 | 7.4491e-06 | 1.2992e-05 | 2.0641e-05 | 3.0225e-05 | 4.1219e-05 | 5.2836e-05 | 6.42e-05 | 7.4529e-05 | 8.3267e-05 | 9.0145e-05 | 9.5159e-05 | 9.8499e-05 | 0.00010046 | 0.00010138 | 0.00010155 | 0.00010122 | 0.00010068 | 0.0020216 | 0.018489 | 0.016095 | 0.015529 | 0.012079 | 0.011874 | 0.011275 | 0.0096988 | 0.011478 | 0.014457 | 0.017226 | 0.017334 | 0.017923 | 0 | 0.036829 | 0.028788 | 0.031352 | 0.027187 | 0.028606 | 0.031121 | 0.030243 | 0.031057 | 0.03136 | 0.037239 | 0.037321 | 0.038417 | 10.5291
LO3Slow | NR | Fixtures | Residential | Lighting | 0.00013802 | 0.00013084 | 1.1029 | -74.0652 | Manufactured | WA-Floor/Table_250 to 499 lumens | 4.8035e-06 | 1.2222e-05 | 2.6872e-05 | 5.2174e-05 | 9.0997e-05 | 0.00014457 | 0.0002117 | 0.0002887 | 0.00037007 | 0.00044966 | 0.000522 | 0.0005832 | 0.00063138 | 0.0006665 | 0.00068989 | 0.00070366 | 0.00071007 | 0.00071126 | 0.00070895 | 0.00070514 | 0.014159 | 0.03622 | 0.031529 | 0.030422 | 0.023663 | 0.023261 | 0.022088 | 0.019 | 0.022485 | 0.02832 | 0.033745 | 0.033958 | 0.035111 | 0 | 0.072148 | 0.056395 | 0.061417 | 0.053258 | 0.056038 | 0.060965 | 0.059247 | 0.06084 | 0.061434 | 0.072951 | 0.073112 | 0.075259 | 10.5291
LO3Slow | NR | Fixtures | Residential | Lighting | 0.00026483 | 0.00025106 | 2.1161 | -74.0652 | Manufactured | WA-Floor/Table_500 to 999 lumens | 4.0786e-05 | 0.00010378 | 0.00022817 | 0.000443 | 0.00077264 | 0.0012275 | 0.0017975 | 0.0024513 | 0.0031422 | 0.003818 | 0.0044322 | 0.0049519 | 0.005361 | 0.0056591 | 0.0058578 | 0.0059746 | 0.0060291 | 0.0060392 | 0.0060195 | 0.0059872 | 0.12023 | 0.069497 | 0.060497 | 0.058373 | 0.045404 | 0.044633 | 0.042381 | 0.036456 | 0.043142 | 0.05434 | 0.064749 | 0.065157 | 0.06737 | 0 | 0.13843 | 0.10821 | 0.11785 | 0.10219 | 0.10752 | 0.11698 | 0.11368 | 0.11674 | 0.11788 | 0.13997 | 0.14028 | 0.1444 | 10.5291
LO3Slow | NR | Fixtures | Residential | Lighting | 0.00048549 | 0.00046025 | 3.8794 | -74.0652 | Manufactured | WA-Floor/Table_1000 to 1999 lumens | 4.4866e-05 | 0.00011416 | 0.00025099 | 0.00048732 | 0.00084993 | 0.0013503 | 0.0019773 | 0.0026966 | 0.0034565 | 0.0042 | 0.0048756 | 0.0054473 | 0.0058973 | 0.0062253 | 0.0064438 | 0.0065723 | 0.0066323 | 0.0066434 | 0.0066217 | 0.0065862 | 0.13225 | 0.1274 | 0.11091 | 0.10701 | 0.083236 | 0.081822 | 0.077694 | 0.066833 | 0.07909 | 0.099617 | 0.1187 | 0.11945 | 0.1235 | 0 | 0.25378 | 0.19837 | 0.21604 | 0.18734 | 0.19712 | 0.21445 | 0.2084 | 0.214 | 0.2161 | 0.25661 | 0.25717 | 0.26472 | 10.5291
LO3Slow | NR | Fixtures | Residential | Lighting | 0.00094094 | 0.00089202 | 7.5187 | -74.0652 | Manufactured | WA-Floor/Table_2000 to 3999 lumens | 1.2493e-05 | 3.1788e-05 | 6.989e-05 | 0.0001357 | 0.00023667 | 0.00037599 | 0.00055059 | 0.00075087 | 0.00096249 | 0.0011695 | 0.0013576 | 0.0015168 | 0.0016421 | 0.0017334 | 0.0017943 | 0.0018301 | 0.0018468 | 0.0018499 | 0.0018438 | 0.001834 | 0.036826 | 0.24692 | 0.21495 | 0.2074 | 0.16132 | 0.15858 | 0.15058 | 0.12953 | 0.15329 | 0.19307 | 0.23006 | 0.2315 | 0.23937 | 0 | 0.49186 | 0.38447 | 0.41871 | 0.36308 | 0.38204 | 0.41562 | 0.40391 | 0.41477 | 0.41882 | 0.49734 | 0.49843 | 0.51307 | 10.5291
LO3Slow | NR | Fixtures | Residential | Lighting | 0.0017187 | 0.0016294 | 13.7338 | -74.0652 | Manufactured | WA-Floor/Table_4000 to 7999 lumens | 1.4385e-06 | 3.6602e-06 | 8.0474e-06 | 1.5625e-05 | 2.7251e-05 | 4.3293e-05 | 6.3397e-05 | 8.6458e-05 | 0.00011082 | 0.00013466 | 0.00015632 | 0.00017465 | 0.00018908 | 0.0001996 | 0.0002066 | 0.00021072 | 0.00021265 | 0.000213 | 0.00021231 | 0.00021117 | 0.0042403 | 0.45104 | 0.39263 | 0.37884 | 0.29467 | 0.28967 | 0.27505 | 0.2366 | 0.28 | 0.35267 | 0.42022 | 0.42287 | 0.43723 | 0 | 0.89844 | 0.70227 | 0.76482 | 0.66321 | 0.69783 | 0.75918 | 0.73778 | 0.75762 | 0.76503 | 0.90844 | 0.91045 | 0.93718 | 10.5291
LO3Slow | NR | Fixtures | Residential | Lighting | 0.00011143 | 0.00010541 | 0.88796 | -37.4742 | Manufactured | WA-Ceiling and Wall Flush Mount _0 to 249 lumens | 4.567e-07 | 1.162e-06 | 2.5549e-06 | 4.9605e-06 | 8.6515e-06 | 1.3745e-05 | 2.0127e-05 | 2.7448e-05 | 3.5184e-05 | 4.2752e-05 | 4.9629e-05 | 5.5448e-05 | 6.0029e-05 | 6.3367e-05 | 6.5592e-05 | 6.69e-05 | 6.751e-05 | 6.7623e-05 | 6.7403e-05 | 6.7041e-05 | 0.0013462 | 0.029163 | 0.025348 | 0.024434 | 0.019009 | 0.01861 | 0.017647 | 0.015175 | 0.017957 | 0.022636 | 0.027023 | 0.027263 | 0.028318 | 0 | 0.058699 | 0.04584 | 0.049737 | 0.0431 | 0.04499 | 0.048748 | 0.047327 | 0.048596 | 0.049187 | 0.058676 | 0.059099 | 0.061374 | 3.6129
LO3Slow | NR | Fixtures | Residential | Lighting | 0.00021828 | 0.0002065 | 1.7395 | -37.4742 | Manufactured | WA-Ceiling and Wall Flush Mount _250 to 499 lumens | 5.5763e-06 | 1.4189e-05 | 3.1195e-05 | 6.0568e-05 | 0.00010564 | 0.00016782 | 0.00024576 | 0.00033515 | 0.0004296 | 0.000522 | 0.00060598 | 0.00067703 | 0.00073295 | 0.00077372 | 0.00080088 | 0.00081686 | 0.00082431 | 0.00082569 | 0.000823 | 0.00081858 | 0.016437 | 0.057129 | 0.049656 | 0.047866 | 0.037239 | 0.036457 | 0.03457 | 0.029728 | 0.035178 | 0.044344 | 0.052938 | 0.053408 | 0.055475 | 0 | 0.11499 | 0.089801 | 0.097435 | 0.084432 | 0.088135 | 0.095497 | 0.092713 | 0.095198 | 0.096357 | 0.11495 | 0.11577 | 0.12023 | 3.6129
LO3Slow | NR | Fixtures | Residential | Lighting | 0.00041883 | 0.00039623 | 3.3377 | -37.4742 | Manufactured | WA-Ceiling and Wall Flush Mount _500 to 999 lumens | 5.2118e-05 | 0.00013261 | 0.00029156 | 0.00056608 | 0.0009873 | 0.0015685 | 0.0022969 | 0.0031324 | 0.0040152 | 0.0048788 | 0.0056636 | 0.0063277 | 0.0068504 | 0.0072314 | 0.0074852 | 0.0076346 | 0.0077042 | 0.0077171 | 0.0076919 | 0.0076507 | 0.15363 | 0.10962 | 0.095277 | 0.091844 | 0.071452 | 0.069952 | 0.066332 | 0.05704 | 0.067498 | 0.085085 | 0.10158 | 0.10248 | 0.10644 | 0 | 0.22064 | 0.17231 | 0.18695 | 0.162 | 0.16911 | 0.18324 | 0.17789 | 0.18266 | 0.18489 | 0.22055 | 0.22214 | 0.23069 | 3.6129
LO3Slow | NR | Fixtures | Residential | Lighting | 0.00076781 | 0.00072638 | 6.1187 | -37.4742 | Manufactured | WA-Ceiling and Wall Flush Mount _1000 to 1999 lumens | 6.4382e-05 | 0.00016381 | 0.00036016 | 0.00069929 | 0.0012196 | 0.0019376 | 0.0028374 | 0.0038695 | 0.00496 | 0.0060268 | 0.0069964 | 0.0078166 | 0.0084623 | 0.008933 | 0.0092466 | 0.009431 | 0.0095171 | 0.009533 | 0.0095019 | 0.0094509 | 0.18978 | 0.20095 | 0.17466 | 0.16837 | 0.13099 | 0.12824 | 0.1216 | 0.10457 | 0.12374 | 0.15598 | 0.18621 | 0.18786 | 0.19513 | 0 | 0.40449 | 0.31588 | 0.34273 | 0.29699 | 0.31002 | 0.33591 | 0.32612 | 0.33486 | 0.33894 | 0.40433 | 0.40724 | 0.42291 | 3.6129
LO3Slow | NR | Fixtures | Residential | Lighting | 0.0014881 | 0.0014078 | 11.8588 | -37.4742 | Manufactured | WA-Ceiling and Wall Flush Mount _2000 to 3999 lumens | 5.0918e-05 | 0.00012956 | 0.00028485 | 0.00055305 | 0.00096457 | 0.0015324 | 0.002244 | 0.0030603 | 0.0039228 | 0.0047665 | 0.0055333 | 0.006182 | 0.0066927 | 0.0070649 | 0.0073129 | 0.0074588 | 0.0075269 | 0.0075394 | 0.0075149 | 0.0074746 | 0.15009 | 0.38947 | 0.33852 | 0.32632 | 0.25387 | 0.24854 | 0.23568 | 0.20267 | 0.23982 | 0.30231 | 0.3609 | 0.3641 | 0.37819 | 0 | 0.78394 | 0.61221 | 0.66425 | 0.5756 | 0.60085 | 0.65104 | 0.63206 | 0.64901 | 0.6569 | 0.78363 | 0.78928 | 0.81966 | 3.6129
LO3Slow | NR | Fixtures | Residential | Lighting | 0.0027182 | 0.0025715 | 21.6616 | -37.4742 | Manufactured | WA-Ceiling and Wall Flush Mount _4000 to 7999 lumens | 1.3688e-05 | 3.4828e-05 | 7.6573e-05 | 0.00014867 | 0.0002593 | 0.00041195 | 0.00060324 | 0.00082267 | 0.0010545 | 0.0012813 | 0.0014875 | 0.0016619 | 0.0017991 | 0.0018992 | 0.0019659 | 0.0020051 | 0.0020234 | 0.0020268 | 0.0020202 | 0.0020093 | 0.040348 | 0.71142 | 0.61835 | 0.59607 | 0.46373 | 0.45399 | 0.4305 | 0.37019 | 0.43806 | 0.55221 | 0.65923 | 0.66507 | 0.69081 | 0 | 1.432 | 1.1183 | 1.2133 | 1.0514 | 1.0975 | 1.1892 | 1.1545 | 1.1855 | 1.1999 | 1.4314 | 1.4417 | 1.4972 | 3.6129
LO3Slow | NR | Fixtures | Residential | Lighting | 7.9543e-05 | 7.5085e-05 | 0.63206 | -112.5224 | Manufactured | WA-Downlight Fixture_0 to 249 lumens | 1.6714e-08 | 4.2528e-08 | 9.3502e-08 | 1.8154e-07 | 3.1662e-07 | 5.0302e-07 | 7.3661e-07 | 1.0045e-06 | 1.2877e-06 | 1.5646e-06 | 1.8163e-06 | 2.0293e-06 | 2.1969e-06 | 2.3191e-06 | 2.4005e-06 | 2.4484e-06 | 2.4707e-06 | 2.4749e-06 | 2.4668e-06 | 2.4536e-06 | 4.9268e-05 | 0.020759 | 0.018014 | 0.017347 | 0.013498 | 0.013157 | 0.012458 | 0.010709 | 0.012671 | 0.015987 | 0.019124 | 0.019347 | 0.020194 | 0 | 0.042248 | 0.032961 | 0.035623 | 0.030846 | 0.031927 | 0.034444 | 0.033403 | 0.034296 | 0.034802 | 0.041722 | 0.042245 | 0.04428 | 9.596
LO3Slow | NR | Fixtures | Residential | Lighting | 0.00015582 | 0.00014709 | 1.2382 | -112.5224 | Manufactured | WA-Downlight Fixture_250 to 499 lumens | 2.7608e-06 | 7.0246e-06 | 1.5444e-05 | 2.9987e-05 | 5.2299e-05 | 8.3088e-05 | 0.00012167 | 0.00016593 | 0.00021269 | 0.00025844 | 0.00030002 | 0.00033519 | 0.00036288 | 0.00038306 | 0.00039651 | 0.00040442 | 0.00040811 | 0.00040879 | 0.00040746 | 0.00040527 | 0.008138 | 0.040667 | 0.035289 | 0.033983 | 0.026443 | 0.025774 | 0.024404 | 0.020978 | 0.024823 | 0.031318 | 0.037464 | 0.037901 | 0.039561 | 0 | 0.082764 | 0.06457 | 0.069785 | 0.060427 | 0.062544 | 0.067475 | 0.065437 | 0.067185 | 0.068177 | 0.081733 | 0.082758 | 0.086744 | 9.596
LO3Slow | NR | Fixtures | Residential | Lighting | 0.00029899 | 0.00028223 | 2.3758 | -112.5224 | Manufactured | WA-Downlight Fixture_500 to 999 lumens | 9.6957e-05 | 0.0002467 | 0.0005424 | 0.0010531 | 0.0018367 | 0.002918 | 0.004273 | 0.0058273 | 0.0074696 | 0.0090762 | 0.010536 | 0.011772 | 0.012744 | 0.013453 | 0.013925 | 0.014203 | 0.014332 | 0.014356 | 0.01431 | 0.014233 | 0.2858 | 0.07803 | 0.067711 | 0.065205 | 0.050738 | 0.049455 | 0.046826 | 0.040252 | 0.047629 | 0.060092 | 0.071884 | 0.072722 | 0.075907 | 0 | 0.1588 | 0.12389 | 0.1339 | 0.11594 | 0.12001 | 0.12947 | 0.12556 | 0.12891 | 0.13082 | 0.15683 | 0.15879 | 0.16644 | 9.596
LO3Slow | NR | Fixtures | Residential | Lighting | 0.00054811 | 0.0005174 | 4.3554 | -112.5224 | Manufactured | WA-Downlight Fixture_1000 to 1999 lumens | 2.9598e-05 | 7.5311e-05 | 0.00016558 | 0.00032149 | 0.0005607 | 0.00089079 | 0.0013044 | 0.0017789 | 0.0022803 | 0.0027707 | 0.0032165 | 0.0035936 | 0.0038904 | 0.0041068 | 0.004251 | 0.0043358 | 0.0043753 | 0.0043826 | 0.0043684 | 0.0043449 | 0.087247 | 0.14305 | 0.12413 | 0.11954 | 0.093015 | 0.090662 | 0.085843 | 0.073792 | 0.087314 | 0.11016 | 0.13178 | 0.13332 | 0.13916 | 0 | 0.29112 | 0.22713 | 0.24547 | 0.21255 | 0.22 | 0.23734 | 0.23018 | 0.23632 | 0.23982 | 0.2875 | 0.2911 | 0.30513 | 9.596
LO3Slow | NR | Fixtures | Residential | Lighting | 0.0010623 | 0.0010028 | 8.4413 | -112.5224 | Manufactured | WA-Downlight Fixture_2000 to 3999 lumens | 8.8091e-06 | 2.2414e-05 | 4.928e-05 | 9.5681e-05 | 0.00016688 | 0.00026512 | 0.00038823 | 0.00052944 | 0.00067866 | 0.00082462 | 0.00095729 | 0.0010695 | 0.0011579 | 0.0012223 | 0.0012652 | 0.0012904 | 0.0013022 | 0.0013044 | 0.0013001 | 0.0012931 | 0.025967 | 0.27724 | 0.24058 | 0.23168 | 0.18027 | 0.17571 | 0.16637 | 0.14302 | 0.16923 | 0.21351 | 0.25541 | 0.25838 | 0.2697 | 0 | 0.56423 | 0.4402 | 0.47576 | 0.41196 | 0.42639 | 0.46 | 0.44611 | 0.45803 | 0.46479 | 0.5572 | 0.56419 | 0.59137 | 9.596
LO3Slow | NR | Fixtures | Residential | Lighting | 0.0019404 | 0.0018317 | 15.4191 | -112.5224 | Manufactured | WA-Downlight Fixture_4000 to 7999 lumens | 2.7744e-06 | 7.0591e-06 | 1.552e-05 | 3.0134e-05 | 5.2556e-05 | 8.3497e-05 | 0.00012227 | 0.00016674 | 0.00021374 | 0.00025971 | 0.00030149 | 0.00033684 | 0.00036466 | 0.00038495 | 0.00039846 | 0.00040641 | 0.00041011 | 0.0004108 | 0.00040946 | 0.00040726 | 0.008178 | 0.50641 | 0.43945 | 0.42318 | 0.32929 | 0.32096 | 0.3039 | 0.26124 | 0.30911 | 0.39 | 0.46653 | 0.47197 | 0.49264 | 0 | 1.0306 | 0.80407 | 0.86902 | 0.75248 | 0.77885 | 0.84025 | 0.81487 | 0.83664 | 0.849 | 1.0178 | 1.0306 | 1.0802 | 9.596
LO3Slow | NR | Fixtures | Residential | Lighting | 0.00014232 | 0.00016147 | 0.7969 | -74.0696 | Manufactured | WA-Exterior Porch_0 to 249 lumens | 2.5931e-10 | 6.5979e-10 | 1.4506e-09 | 2.8165e-09 | 4.9122e-09 | 7.8041e-09 | 1.1428e-08 | 1.5585e-08 | 1.9977e-08 | 2.4274e-08 | 2.8179e-08 | 3.1483e-08 | 3.4084e-08 | 3.5979e-08 | 3.7242e-08 | 3.7985e-08 | 3.8332e-08 | 3.8396e-08 | 3.8271e-08 | 3.8065e-08 | 7.6437e-07 | 0.033708 | 0.029627 | 0.023476 | 0.014018 | 0.013139 | 0.012786 | 0.0093382 | 0.011198 | 0.016702 | 0.027366 | 0.031745 | 0.034314 | 0 | 0.065856 | 0.048778 | 0.042894 | 0.035709 | 0.033338 | 0.032041 | 0.033508 | 0.035278 | 0.041287 | 0.047654 | 0.058505 | 0.064635 | 12.2888
LO3Slow | NR | Fixtures | Residential | Lighting | 0.0002788 | 0.00031631 | 1.5611 | -74.0696 | Manufactured | WA-Exterior Porch_250 to 499 lumens | 8.2188e-08 | 2.0912e-07 | 4.5978e-07 | 8.9269e-07 | 1.5569e-06 | 2.4735e-06 | 3.6221e-06 | 4.9397e-06 | 6.3318e-06 | 7.6937e-06 | 8.9314e-06 | 9.9786e-06 | 1.0803e-05 | 1.1404e-05 | 1.1804e-05 | 1.2039e-05 | 1.2149e-05 | 1.217e-05 | 1.213e-05 | 1.2065e-05 | 0.00024227 | 0.066034 | 0.058039 | 0.045989 | 0.027461 | 0.025739 | 0.025047 | 0.018293 | 0.021936 | 0.032719 | 0.05361 | 0.062189 | 0.067221 | 0 | 0.12901 | 0.095555 | 0.084029 | 0.069954 | 0.06531 | 0.062767 | 0.065642 | 0.069108 | 0.080881 | 0.093353 | 0.11461 | 0.12662 | 12.2888
LO3Slow | NR | Fixtures | Residential | Lighting | 0.00053494 | 0.00060693 | 2.9954 | -74.0696 | Manufactured | WA-Exterior Porch_500 to 999 lumens | 4.1089e-06 | 1.0455e-05 | 2.2986e-05 | 4.4629e-05 | 7.7837e-05 | 0.00012366 | 0.00018108 | 0.00024695 | 0.00031655 | 0.00038463 | 0.00044651 | 0.00049886 | 0.00054007 | 0.00057011 | 0.00059012 | 0.00060189 | 0.00060738 | 0.0006084 | 0.00060642 | 0.00060316 | 0.012112 | 0.1267 | 0.11136 | 0.088242 | 0.052691 | 0.049387 | 0.04806 | 0.0351 | 0.04209 | 0.062779 | 0.10286 | 0.11933 | 0.12898 | 0 | 0.24754 | 0.18335 | 0.16123 | 0.13423 | 0.12531 | 0.12043 | 0.12595 | 0.1326 | 0.15519 | 0.17912 | 0.21991 | 0.24295 | 12.2888
LO3Slow | NR | Fixtures | Residential | Lighting | 0.00098067 | 0.0011126 | 5.4913 | -74.0696 | Manufactured | WA-Exterior Porch_1000 to 1999 lumens | 8.0472e-06 | 2.0475e-05 | 4.5018e-05 | 8.7405e-05 | 0.00015244 | 0.00024219 | 0.00035465 | 0.00048365 | 0.00061996 | 0.0007533 | 0.00087449 | 0.00097702 | 0.0010577 | 0.0011166 | 0.0011557 | 0.0011788 | 0.0011896 | 0.0011915 | 0.0011877 | 0.0011813 | 0.023721 | 0.23228 | 0.20415 | 0.16177 | 0.096594 | 0.090538 | 0.088105 | 0.064347 | 0.07716 | 0.11509 | 0.18857 | 0.21875 | 0.23645 | 0 | 0.4538 | 0.33612 | 0.29557 | 0.24607 | 0.22973 | 0.22079 | 0.2309 | 0.24309 | 0.2845 | 0.32837 | 0.40315 | 0.44539 | 12.2888
LO3Slow | NR | Fixtures | Residential | Lighting | 0.0019007 | 0.0021564 | 10.6428 | -74.0696 | Manufactured | WA-Exterior Porch_2000 to 3999 lumens | 7.6135e-06 | 1.9372e-05 | 4.2592e-05 | 8.2695e-05 | 0.00014423 | 0.00022914 | 0.00033554 | 0.00045759 | 0.00058655 | 0.0007127 | 0.00082736 | 0.00092437 | 0.0010007 | 0.0010564 | 0.0010935 | 0.0011153 | 0.0011255 | 0.0011273 | 0.0011237 | 0.0011176 | 0.022442 | 0.45018 | 0.39568 | 0.31353 | 0.18721 | 0.17547 | 0.17076 | 0.12471 | 0.14955 | 0.22306 | 0.36548 | 0.42397 | 0.45827 | 0 | 0.87952 | 0.65144 | 0.57286 | 0.47691 | 0.44524 | 0.42791 | 0.44751 | 0.47114 | 0.5514 | 0.63642 | 0.78135 | 0.86322 | 12.2888
LO3Slow | NR | Fixtures | Residential | Lighting | 0.0034718 | 0.003939 | 19.4403 | -74.0696 | Manufactured | WA-Exterior Porch_4000 to 7999 lumens | 3.3361e-07 | 8.4885e-07 | 1.8663e-06 | 3.6236e-06 | 6.3198e-06 | 1.004e-05 | 1.4703e-05 | 2.0051e-05 | 2.5702e-05 | 3.123e-05 | 3.6254e-05 | 4.0504e-05 | 4.385e-05 | 4.6289e-05 | 4.7914e-05 | 4.887e-05 | 4.9316e-05 | 4.9398e-05 | 4.9237e-05 | 4.8973e-05 | 0.00098339 | 0.82231 | 0.72275 | 0.57269 | 0.34196 | 0.32052 | 0.31191 | 0.2278 | 0.27316 | 0.40744 | 0.66759 | 0.77442 | 0.83709 | 0 | 1.6066 | 1.1899 | 1.0464 | 0.87113 | 0.81329 | 0.78163 | 0.81742 | 0.86059 | 1.0072 | 1.1625 | 1.4272 | 1.5768 | 12.2888
LO3Slow | NR | Fixtures | Residential | Lighting | 0.00011634 | 0.00013606 | 0.64697 | -109.4383 | Manufactured | WA-Chandelier/Pendant_0 to 249 lumens | 1.6004e-07 | 4.072e-07 | 8.9528e-07 | 1.7382e-06 | 3.0317e-06 | 4.8164e-06 | 7.053e-06 | 9.6185e-06 | 1.2329e-05 | 1.4981e-05 | 1.7391e-05 | 1.943e-05 | 2.1035e-05 | 2.2205e-05 | 2.2985e-05 | 2.3443e-05 | 2.3657e-05 | 2.3697e-05 | 2.3619e-05 | 2.3493e-05 | 0.00047174 | 0.027987 | 0.024969 | 0.019729 | 0.011516 | 0.011442 | 0.011362 | 0.0083335 | 0.010003 | 0.014757 | 0.023802 | 0.027082 | 0.028157 | 0 | 0.049031 | 0.036299 | 0.03207 | 0.026756 | 0.027645 | 0.028087 | 0.029848 | 0.031464 | 0.035779 | 0.038806 | 0.045838 | 0.046208 | 5.6792
LO3Slow | NR | Fixtures | Residential | Lighting | 0.00022792 | 0.00026653 | 1.2674 | -109.4383 | Manufactured | WA-Chandelier/Pendant_250 to 499 lumens | 1.2936e-06 | 3.2915e-06 | 7.2368e-06 | 1.4051e-05 | 2.4506e-05 | 3.8933e-05 | 5.7012e-05 | 7.775e-05 | 9.9662e-05 | 0.0001211 | 0.00014058 | 0.00015706 | 0.00017004 | 0.00017949 | 0.00018579 | 0.0001895 | 0.00019123 | 0.00019155 | 0.00019092 | 0.0001899 | 0.0038132 | 0.054826 | 0.048914 | 0.038649 | 0.022559 | 0.022414 | 0.022258 | 0.016325 | 0.019596 | 0.028909 | 0.046628 | 0.053053 | 0.05516 | 0 | 0.096051 | 0.071109 | 0.062825 | 0.052415 | 0.054155 | 0.055022 | 0.058472 | 0.061638 | 0.07009 | 0.07602 | 0.089796 | 0.09052 | 5.6792
LO3Slow | NR | Fixtures | Residential | Lighting | 0.00043732 | 0.00051142 | 2.4318 | -109.4383 | Manufactured | WA-Chandelier/Pendant_500 to 999 lumens | 9.5101e-06 | 2.4198e-05 | 5.3201e-05 | 0.00010329 | 0.00018016 | 0.00028621 | 0.00041912 | 0.00057157 | 0.00073266 | 0.00089024 | 0.0010335 | 0.0011546 | 0.00125 | 0.0013195 | 0.0013659 | 0.0013931 | 0.0014058 | 0.0014082 | 0.0014036 | 0.001396 | 0.028033 | 0.1052 | 0.093854 | 0.074158 | 0.043286 | 0.043007 | 0.042708 | 0.031324 | 0.0376 | 0.055468 | 0.089468 | 0.1018 | 0.10584 | 0 | 0.1843 | 0.13644 | 0.12055 | 0.10057 | 0.10391 | 0.10557 | 0.11219 | 0.11827 | 0.13449 | 0.14586 | 0.1723 | 0.17369 | 5.6792
LO3Slow | NR | Fixtures | Residential | Lighting | 0.0008017 | 0.00093754 | 4.4581 | -109.4383 | Manufactured | WA-Chandelier/Pendant_1000 to 1999 lumens | 1.6111e-05 | 4.0992e-05 | 9.0126e-05 | 0.00017499 | 0.00030519 | 0.00048486 | 0.00071002 | 0.00096828 | 0.0012412 | 0.0015081 | 0.0017507 | 0.001956 | 0.0021176 | 0.0022354 | 0.0023138 | 0.00236 | 0.0023815 | 0.0023855 | 0.0023777 | 0.002365 | 0.047489 | 0.19285 | 0.17206 | 0.13595 | 0.079354 | 0.078841 | 0.078294 | 0.057425 | 0.06893 | 0.10169 | 0.16402 | 0.18662 | 0.19403 | 0 | 0.33786 | 0.25013 | 0.22099 | 0.18437 | 0.19049 | 0.19354 | 0.20567 | 0.21681 | 0.24654 | 0.2674 | 0.31586 | 0.31841 | 5.6792
LO3Slow | NR | Fixtures | Residential | Lighting | 0.0015538 | 0.0018171 | 8.6404 | -109.4383 | Manufactured | WA-Chandelier/Pendant_2000 to 3999 lumens | 2.3229e-05 | 5.9104e-05 | 0.00012995 | 0.0002523 | 0.00044004 | 0.00069909 | 0.0010237 | 0.0013961 | 0.0017896 | 0.0021745 | 0.0025243 | 0.0028202 | 0.0030532 | 0.003223 | 0.0033362 | 0.0034027 | 0.0034338 | 0.0034395 | 0.0034283 | 0.0034099 | 0.068472 | 0.37377 | 0.33347 | 0.26348 | 0.1538 | 0.1528 | 0.15174 | 0.1113 | 0.13359 | 0.19708 | 0.31788 | 0.36169 | 0.37605 | 0 | 0.65482 | 0.48478 | 0.4283 | 0.35733 | 0.3692 | 0.3751 | 0.39862 | 0.42021 | 0.47783 | 0.51826 | 0.61217 | 0.61711 | 5.6792
LO3Slow | NR | Fixtures | Residential | Lighting | 0.0028382 | 0.0033191 | 15.7827 | -109.4383 | Manufactured | WA-Chandelier/Pendant_4000 to 7999 lumens | 1.3954e-05 | 3.5506e-05 | 7.8064e-05 | 0.00015157 | 0.00026435 | 0.00041997 | 0.00061499 | 0.00083869 | 0.0010751 | 0.0013063 | 0.0015164 | 0.0016942 | 0.0018342 | 0.0019362 | 0.0020042 | 0.0020441 | 0.0020628 | 0.0020662 | 0.0020595 | 0.0020484 | 0.041133 | 0.68273 | 0.60911 | 0.48129 | 0.28093 | 0.27911 | 0.27718 | 0.2033 | 0.24403 | 0.35999 | 0.58065 | 0.66066 | 0.68689 | 0 | 1.1961 | 0.88551 | 0.78234 | 0.65271 | 0.67439 | 0.68517 | 0.72813 | 0.76757 | 0.87281 | 0.94666 | 1.1182 | 1.1272 | 5.6792
LO3Slow | NR | Fixtures | Residential | Lighting | 2.898e-05 | 2.7142e-05 | 0.22794 | 11.5397 | Manufactured | WA-Linear Flush Mount_0 to 249 lumens | 3.6984e-08 | 9.4103e-08 | 2.069e-07 | 4.017e-07 | 7.0061e-07 | 1.1131e-06 | 1.6299e-06 | 2.2228e-06 | 2.8493e-06 | 3.4621e-06 | 4.019e-06 | 4.4903e-06 | 4.8612e-06 | 5.1316e-06 | 5.3117e-06 | 5.4176e-06 | 5.4671e-06 | 5.4762e-06 | 5.4584e-06 | 5.4291e-06 | 0.00010902 | 0.007487 | 0.006459 | 0.0061971 | 0.0048257 | 0.0046285 | 0.0043584 | 0.0037415 | 0.0044261 | 0.0056027 | 0.0067528 | 0.0069007 | 0.0073306 | 0 | 0.015836 | 0.012314 | 0.01313 | 0.01134 | 0.011387 | 0.01209 | 0.011678 | 0.011986 | 0.01228 | 0.014988 | 0.015464 | 0.016735 | 1.5718
LO3Slow | NR | Fixtures | Residential | Lighting | 5.6772e-05 | 5.3172e-05 | 0.44653 | 11.5397 | Manufactured | WA-Linear Flush Mount_250 to 499 lumens | 1.0553e-06 | 2.685e-06 | 5.9034e-06 | 1.1462e-05 | 1.9991e-05 | 3.1759e-05 | 4.6507e-05 | 6.3423e-05 | 8.1298e-05 | 9.8784e-05 | 0.00011468 | 0.00012812 | 0.0001387 | 0.00014642 | 0.00015156 | 0.00015458 | 0.00015599 | 0.00015625 | 0.00015574 | 0.00015491 | 0.0031106 | 0.014667 | 0.012653 | 0.01214 | 0.0094535 | 0.0090671 | 0.008538 | 0.0073295 | 0.0086706 | 0.010976 | 0.013229 | 0.013518 | 0.01436 | 0 | 0.031023 | 0.024123 | 0.025721 | 0.022214 | 0.022307 | 0.023685 | 0.022877 | 0.02348 | 0.024055 | 0.029361 | 0.030294 | 0.032784 | 1.5718
LO3Slow | NR | Fixtures | Residential | Lighting | 0.00010893 | 0.00010202 | 0.85678 | 11.5397 | Manufactured | WA-Linear Flush Mount_500 to 999 lumens | 2.0617e-05 | 5.2458e-05 | 0.00011534 | 0.00022393 | 0.00039056 | 0.00062049 | 0.00090862 | 0.0012391 | 0.0015883 | 0.00193 | 0.0022405 | 0.0025031 | 0.0027099 | 0.0028606 | 0.002961 | 0.0030201 | 0.0030477 | 0.0030528 | 0.0030428 | 0.0030265 | 0.060773 | 0.028142 | 0.024278 | 0.023294 | 0.018139 | 0.017398 | 0.016382 | 0.014064 | 0.016637 | 0.021059 | 0.025382 | 0.025938 | 0.027554 | 0 | 0.059525 | 0.046286 | 0.049352 | 0.042623 | 0.042802 | 0.045445 | 0.043896 | 0.045053 | 0.046157 | 0.056337 | 0.058127 | 0.062904 | 1.5718
LO3Slow | NR | Fixtures | Residential | Lighting | 0.0001997 | 0.00018703 | 1.5707 | 11.5397 | Manufactured | WA-Linear Flush Mount_1000 to 1999 lumens | 3.3747e-05 | 8.5868e-05 | 0.00018879 | 0.00036655 | 0.0006393 | 0.0010157 | 0.0014873 | 0.0020283 | 0.0025999 | 0.0031591 | 0.0036673 | 0.0040973 | 0.0044358 | 0.0046825 | 0.0048469 | 0.0049436 | 0.0049887 | 0.004997 | 0.0049807 | 0.004954 | 0.099478 | 0.051591 | 0.044508 | 0.042703 | 0.033253 | 0.031894 | 0.030033 | 0.025782 | 0.030499 | 0.038607 | 0.046532 | 0.047551 | 0.050513 | 0 | 0.10912 | 0.084852 | 0.090474 | 0.078139 | 0.078467 | 0.083312 | 0.080471 | 0.082593 | 0.084616 | 0.10328 | 0.10656 | 0.11532 | 1.5718
LO3Slow | NR | Fixtures | Residential | Lighting | 0.00038704 | 0.00036249 | 3.0442 | 11.5397 | Manufactured | WA-Linear Flush Mount_2000 to 3999 lumens | 1.2503e-05 | 3.1814e-05 | 6.9946e-05 | 0.00013581 | 0.00023686 | 0.0003763 | 0.00055104 | 0.00075147 | 0.00096326 | 0.0011704 | 0.0013587 | 0.001518 | 0.0016434 | 0.0017348 | 0.0017957 | 0.0018316 | 0.0018483 | 0.0018514 | 0.0018453 | 0.0018354 | 0.036856 | 0.09999 | 0.086262 | 0.082764 | 0.064448 | 0.061814 | 0.058207 | 0.049968 | 0.059111 | 0.074825 | 0.090185 | 0.09216 | 0.097901 | 0 | 0.2115 | 0.16445 | 0.17535 | 0.15144 | 0.15208 | 0.16147 | 0.15596 | 0.16008 | 0.164 | 0.20017 | 0.20653 | 0.2235 | 1.5718
LO3Slow | NR | Fixtures | Residential | Lighting | 0.00070697 | 0.00066213 | 5.5605 | 11.5397 | Manufactured | WA-Linear Flush Mount_4000 to 7999 lumens | 1.4441e-06 | 3.6745e-06 | 8.0788e-06 | 1.5686e-05 | 2.7357e-05 | 4.3462e-05 | 6.3645e-05 | 8.6795e-05 | 0.00011126 | 0.00013519 | 0.00015693 | 0.00017533 | 0.00018982 | 0.00020037 | 0.00020741 | 0.00021155 | 0.00021348 | 0.00021383 | 0.00021314 | 0.00021199 | 0.0042569 | 0.18264 | 0.15757 | 0.15118 | 0.11772 | 0.11291 | 0.10632 | 0.091273 | 0.10797 | 0.13668 | 0.16473 | 0.16834 | 0.17883 | 0 | 0.38632 | 0.3004 | 0.3203 | 0.27663 | 0.27779 | 0.29494 | 0.28488 | 0.2924 | 0.29956 | 0.36563 | 0.37725 | 0.40825 | 1.5718
LO3Slow | NR | Fixtures | Residential | Lighting | 2.1873e-05 | 2.0242e-05 | 0.16937 | 20.4503 | Manufactured | WA-Linear Shop_0 to 249 lumens | 8.7118e-09 | 2.2166e-08 | 4.8735e-08 | 9.4623e-08 | 1.6503e-07 | 2.6219e-07 | 3.8394e-07 | 5.2359e-07 | 6.7116e-07 | 8.1551e-07 | 9.4671e-07 | 1.0577e-06 | 1.1451e-06 | 1.2088e-06 | 1.2512e-06 | 1.2762e-06 | 1.2878e-06 | 1.29e-06 | 1.2858e-06 | 1.2789e-06 | 2.568e-05 | 0.005564 | 0.0047565 | 0.0045372 | 0.0035372 | 0.0033056 | 0.0030843 | 0.0026418 | 0.0031239 | 0.0039762 | 0.0048523 | 0.0050398 | 0.005502 | 0 | 0.012457 | 0.0096407 | 0.010081 | 0.0086736 | 0.0083159 | 0.0086034 | 0.0082545 | 0.0084675 | 0.0088128 | 0.01107 | 0.011754 | 0.013315 | 1.2368
LO3Slow | NR | Fixtures | Residential | Lighting | 4.2848e-05 | 3.9655e-05 | 0.33179 | 20.4503 | Manufactured | WA-Linear Shop_250 to 499 lumens | 0 | 0 | 0 | 0 | 0 | 0 | 0 | 0 | 0 | 0 | 0 | 0 | 0 | 0 | 0 | 0 | 0 | 0 | 0 | 0 | 0 | 0.0109 | 0.0093179 | 0.0088884 | 0.0069294 | 0.0064756 | 0.0060422 | 0.0051753 | 0.0061197 | 0.0077893 | 0.0095056 | 0.0098729 | 0.010778 | 0 | 0.024402 | 0.018886 | 0.019749 | 0.016991 | 0.016291 | 0.016854 | 0.01617 | 0.016588 | 0.017264 | 0.021686 | 0.023026 | 0.026085 | 1.2368
LO3Slow | NR | Fixtures | Residential | Lighting | 8.2216e-05 | 7.6087e-05 | 0.63662 | 20.4503 | Manufactured | WA-Linear Shop_500 to 999 lumens | 1.3699e-08 | 3.4857e-08 | 7.6637e-08 | 1.488e-07 | 2.5951e-07 | 4.1229e-07 | 6.0375e-07 | 8.2335e-07 | 1.0554e-06 | 1.2824e-06 | 1.4887e-06 | 1.6632e-06 | 1.8006e-06 | 1.9008e-06 | 1.9675e-06 | 2.0068e-06 | 2.0251e-06 | 2.0285e-06 | 2.0218e-06 | 2.011e-06 | 4.0381e-05 | 0.020914 | 0.017879 | 0.017055 | 0.013296 | 0.012425 | 0.011593 | 0.0099302 | 0.011742 | 0.014946 | 0.018239 | 0.018944 | 0.020681 | 0 | 0.046822 | 0.036238 | 0.037894 | 0.032602 | 0.031258 | 0.032339 | 0.031027 | 0.031828 | 0.033126 | 0.04161 | 0.044182 | 0.05005 | 1.2368
LO3Slow | NR | Fixtures | Residential | Lighting | 0.00015072 | 0.00013949 | 1.1671 | 20.4503 | Manufactured | WA-Linear Shop_1000 to 1999 lumens | 7.6829e-09 | 1.9549e-08 | 4.298e-08 | 8.3449e-08 | 1.4554e-07 | 2.3123e-07 | 3.386e-07 | 4.6176e-07 | 5.919e-07 | 7.192e-07 | 8.3491e-07 | 9.328e-07 | 1.0099e-06 | 1.066e-06 | 1.1034e-06 | 1.1254e-06 | 1.1357e-06 | 1.1376e-06 | 1.1339e-06 | 1.1278e-06 | 2.2647e-05 | 0.03834 | 0.032776 | 0.031265 | 0.024374 | 0.022778 | 0.021254 | 0.018204 | 0.021526 | 0.027399 | 0.033436 | 0.034728 | 0.037913 | 0 | 0.085836 | 0.066432 | 0.069468 | 0.059768 | 0.057303 | 0.059284 | 0.05688 | 0.058347 | 0.060727 | 0.076281 | 0.080996 | 0.091754 | 1.2368
LO3Slow | NR | Fixtures | Residential | Lighting | 0.00029211 | 0.00027034 | 2.2619 | 20.4503 | Manufactured | WA-Linear Shop_2000 to 3999 lumens | 0 | 0 | 0 | 0 | 0 | 0 | 0 | 0 | 0 | 0 | 0 | 0 | 0 | 0 | 0 | 0 | 0 | 0 | 0 | 0 | 0 | 0.074308 | 0.063524 | 0.060596 | 0.04724 | 0.044147 | 0.041192 | 0.035282 | 0.04172 | 0.053103 | 0.064803 | 0.067307 | 0.07348 | 0 | 0.16636 | 0.12875 | 0.13464 | 0.11584 | 0.11106 | 0.1149 | 0.11024 | 0.11308 | 0.1177 | 0.14784 | 0.15698 | 0.17783 | 1.2368
LO3Slow | NR | Fixtures | Residential | Lighting | 0.00053358 | 0.00049381 | 4.1317 | 20.4503 | Manufactured | WA-Linear Shop_4000 to 7999 lumens | 1.1106e-07 | 2.8259e-07 | 6.2131e-07 | 1.2063e-06 | 2.104e-06 | 3.3426e-06 | 4.8947e-06 | 6.6751e-06 | 8.5564e-06 | 1.0397e-05 | 1.2069e-05 | 1.3484e-05 | 1.4598e-05 | 1.541e-05 | 1.5951e-05 | 1.6269e-05 | 1.6418e-05 | 1.6445e-05 | 1.6392e-05 | 1.6304e-05 | 0.00032738 | 0.13573 | 0.11603 | 0.11068 | 0.08629 | 0.080639 | 0.075242 | 0.064447 | 0.076207 | 0.096999 | 0.11837 | 0.12294 | 0.13422 | 0 | 0.30388 | 0.23518 | 0.24593 | 0.21159 | 0.20287 | 0.20988 | 0.20137 | 0.20656 | 0.21499 | 0.27005 | 0.28674 | 0.32483 | 1.2368
LO3Slow | NR | Fixtures | Residential | Lighting | 0.00021426 | 0.00020326 | 1.7136 | -52.248 | Manufactured | WA-Track_0 to 249 lumens | 4.1479e-09 | 1.0554e-08 | 2.3204e-08 | 4.5052e-08 | 7.8576e-08 | 1.2483e-07 | 1.828e-07 | 2.4929e-07 | 3.1955e-07 | 3.8828e-07 | 4.5075e-07 | 5.036e-07 | 5.452e-07 | 5.7552e-07 | 5.9572e-07 | 6.0761e-07 | 6.1315e-07 | 6.1417e-07 | 6.1217e-07 | 6.0889e-07 | 1.2227e-05 | 0.056276 | 0.049013 | 0.047306 | 0.036794 | 0.036217 | 0.034405 | 0.029598 | 0.035027 | 0.044107 | 0.052524 | 0.052811 | 0.054523 | 0 | 0.11172 | 0.08735 | 0.095246 | 0.082612 | 0.087151 | 0.094937 | 0.09229 | 0.094775 | 0.095627 | 0.11339 | 0.11345 | 0.11644 | 5.0463
LO3Slow | NR | Fixtures | Residential | Lighting | 0.00041973 | 0.00039818 | 3.3569 | -52.248 | Manufactured | WA-Track_250 to 499 lumens | 3.7834e-07 | 9.6264e-07 | 2.1165e-06 | 4.1093e-06 | 7.167e-06 | 1.1386e-05 | 1.6674e-05 | 2.2739e-05 | 2.9147e-05 | 3.5416e-05 | 4.1114e-05 | 4.5934e-05 | 4.9729e-05 | 5.2495e-05 | 5.4337e-05 | 5.5421e-05 | 5.5927e-05 | 5.602e-05 | 5.5838e-05 | 5.5538e-05 | 0.0011152 | 0.11024 | 0.096016 | 0.092672 | 0.072079 | 0.070948 | 0.067399 | 0.057983 | 0.068618 | 0.086405 | 0.10289 | 0.10346 | 0.10681 | 0 | 0.21885 | 0.17112 | 0.18659 | 0.16184 | 0.17073 | 0.18598 | 0.1808 | 0.18566 | 0.18733 | 0.22212 | 0.22225 | 0.22811 | 5.0463
LO3Slow | NR | Fixtures | Residential | Lighting | 0.00080537 | 0.00076401 | 6.4411 | -52.248 | Manufactured | WA-Track_500 to 999 lumens | 6.0236e-06 | 1.5327e-05 | 3.3697e-05 | 6.5426e-05 | 0.00011411 | 0.00018129 | 0.00026547 | 0.00036203 | 0.00046406 | 0.00056387 | 0.00065458 | 0.00073133 | 0.00079174 | 0.00083578 | 0.00086512 | 0.00088237 | 0.00089042 | 0.00089191 | 0.00088901 | 0.00088424 | 0.017756 | 0.21153 | 0.18423 | 0.17782 | 0.1383 | 0.13613 | 0.12932 | 0.11125 | 0.13166 | 0.16579 | 0.19743 | 0.19851 | 0.20494 | 0 | 0.41992 | 0.32833 | 0.35801 | 0.31052 | 0.32758 | 0.35685 | 0.3469 | 0.35624 | 0.35945 | 0.42619 | 0.42644 | 0.43769 | 5.0463
LO3Slow | NR | Fixtures | Residential | Lighting | 0.0014764 | 0.0014006 | 11.808 | -52.248 | Manufactured | WA-Track_1000 to 1999 lumens | 8.7525e-06 | 2.227e-05 | 4.8963e-05 | 9.5066e-05 | 0.0001658 | 0.00026341 | 0.00038573 | 0.00052604 | 0.0006743 | 0.00081933 | 0.00095114 | 0.0010627 | 0.0011504 | 0.0012144 | 0.001257 | 0.0012821 | 0.0012938 | 0.001296 | 0.0012918 | 0.0012848 | 0.0258 | 0.38779 | 0.33774 | 0.32598 | 0.25354 | 0.24956 | 0.23708 | 0.20396 | 0.24137 | 0.30393 | 0.36193 | 0.36391 | 0.37571 | 0 | 0.76981 | 0.60191 | 0.65632 | 0.56926 | 0.60054 | 0.65419 | 0.63595 | 0.65307 | 0.65895 | 0.78131 | 0.78177 | 0.80238 | 5.0463
LO3Slow | NR | Fixtures | Residential | Lighting | 0.0028615 | 0.0027146 | 22.8853 | -52.248 | Manufactured | WA-Track_2000 to 3999 lumens | 1.3978e-05 | 3.5566e-05 | 7.8196e-05 | 0.00015182 | 0.00026479 | 0.00042068 | 0.00061603 | 0.0008401 | 0.0010769 | 0.0013085 | 0.001519 | 0.0016971 | 0.0018373 | 0.0019395 | 0.0020075 | 0.0020476 | 0.0020663 | 0.0020697 | 0.002063 | 0.0020519 | 0.041203 | 0.75158 | 0.65458 | 0.63178 | 0.49139 | 0.48368 | 0.45948 | 0.39529 | 0.4678 | 0.58906 | 0.70147 | 0.7053 | 0.72817 | 0 | 1.492 | 1.1666 | 1.272 | 1.1033 | 1.1639 | 1.2679 | 1.2326 | 1.2657 | 1.2771 | 1.5143 | 1.5152 | 1.5551 | 5.0463
LO3Slow | NR | Fixtures | Residential | Lighting | 0.0052269 | 0.0049585 | 41.8027 | -52.248 | Manufactured | WA-Track_4000 to 7999 lumens | 5.6233e-06 | 1.4308e-05 | 3.1458e-05 | 6.1078e-05 | 0.00010653 | 0.00016924 | 0.00024783 | 0.00033797 | 0.00043322 | 0.0005264 | 0.00061109 | 0.00068274 | 0.00073913 | 0.00078024 | 0.00080763 | 0.00082374 | 0.00083126 | 0.00083265 | 0.00082993 | 0.00082548 | 0.016576 | 1.3729 | 1.1957 | 1.154 | 0.89758 | 0.8835 | 0.8393 | 0.72205 | 0.85449 | 1.076 | 1.2813 | 1.2883 | 1.3301 | 0 | 2.7253 | 2.1309 | 2.3235 | 2.0153 | 2.126 | 2.316 | 2.2514 | 2.312 | 2.3328 | 2.766 | 2.7676 | 2.8406 | 5.0463
LO12Med | NR | Lamps | Residential | Lighting | 0.0023671 | 0.0023694 | 17.2202 | -52.9778 | Single Family | ID/MT/OR_Reflectors and Outdoor_1490 to 2600 lumens | 0.03487 | 0.069556 | 0.10402 | 0.1382 | 0.17201 | 0.20194 | 0.22525 | 0.24326 | 0.25707 | 0.2676 | 0.27561 | 0.28171 | 0.28637 | 0.28994 | 0.29268 | 0.29477 | 0.29388 | 0.29306 | 0.2923 | 0.29157 | 3.5097 | 0.60633 | 0.52629 | 0.47853 | 0.34938 | 0.3343 | 0.31731 | 0.26361 | 0.31264 | 0.40925 | 0.53176 | 0.56317 | 0.60016 | 0 | 1.2472 | 0.95714 | 0.97301 | 0.83365 | 0.82663 | 0.86137 | 0.84625 | 0.87341 | 0.92137 | 1.1073 | 1.19 | 1.2901 | 3.4504
LO12Med | NR | Lamps | Residential | Lighting | 7.7004e-05 | 7.8448e-05 | 0.56761 | -118.3131 | Single Family | ID/MT/OR_Reflectors and Outdoor_250 to 1049 lumens | 0.004541 | 0.0090579 | 0.013546 | 0.017997 | 0.0224 | 0.026297 | 0.029333 | 0.031678 | 0.033476 | 0.034848 | 0.035891 | 0.036685 | 0.037292 | 0.037758 | 0.038115 | 0.038387 | 0.03827 | 0.038164 | 0.038065 | 0.03797 | 0.45706 | 0.020066 | 0.017601 | 0.01607 | 0.011683 | 0.011534 | 0.011064 | 0.0092151 | 0.010934 | 0.014224 | 0.018247 | 0.019007 | 0.019652 | 0 | 0.038395 | 0.029598 | 0.030705 | 0.026419 | 0.027772 | 0.029839 | 0.029548 | 0.030516 | 0.03163 | 0.036719 | 0.038192 | 0.038981 | 3.6392
LO12Med | NR | Lamps | Residential | Lighting | 3.9173e-05 | 3.9742e-05 | 0.28785 | -76.2851 | Single Family | ID/MT/OR_Reflectors and Outdoor_1050 to 1489 lumens | 0.00035097 | 0.00070008 | 0.001047 | 0.001391 | 0.0017313 | 0.0020325 | 0.0022671 | 0.0024484 | 0.0025874 | 0.0026934 | 0.002774 | 0.0028354 | 0.0028823 | 0.0029183 | 0.0029458 | 0.0029669 | 0.0029579 | 0.0029497 | 0.002942 | 0.0029346 | 0.035326 | 0.010166 | 0.0088957 | 0.0081141 | 0.0059049 | 0.0057874 | 0.0055386 | 0.0046103 | 0.0054698 | 0.0071256 | 0.0091677 | 0.0095859 | 0.0099818 | 0 | 0.019797 | 0.015244 | 0.015735 | 0.013525 | 0.014021 | 0.014959 | 0.014787 | 0.015269 | 0.01589 | 0.018595 | 0.019492 | 0.020193 | 1.6761
LO12Med | NR | Lamps | Residential | Lighting | 0.00010157 | 9.6452e-05 | 0.8134 | -61.9164 | Single Family | ID/MT/OR_Globe_250 to 1049 lumens | 0.0011137 | 0.0022214 | 0.0033221 | 0.0044137 | 0.0054935 | 0.0064493 | 0.0071939 | 0.007769 | 0.00821 | 0.0085463 | 0.0088022 | 0.008997 | 0.0091459 | 0.00926 | 0.0093475 | 0.0094143 | 0.0093857 | 0.0093596 | 0.0093354 | 0.009312 | 0.11209 | 0.026713 | 0.023283 | 0.022483 | 0.017485 | 0.017246 | 0.016395 | 0.014107 | 0.016695 | 0.021014 | 0.025 | 0.025104 | 0.025858 | 0 | 0.052745 | 0.041261 | 0.045077 | 0.039112 | 0.041428 | 0.045221 | 0.043982 | 0.045168 | 0.04552 | 0.053849 | 0.053744 | 0.05491 | 1.6662
LO12Med | NR | Lamps | Residential | Lighting | 0.00042815 | 0.00043476 | 3.1483 | -13.5842 | Single Family | ID/MT/OR_General Purpose and Three-Way_1490 to 2600 lumens | 0.045193 | 0.090147 | 0.13481 | 0.17911 | 0.22293 | 0.26172 | 0.29193 | 0.31527 | 0.33317 | 0.34681 | 0.35719 | 0.3651 | 0.37114 | 0.37577 | 0.37932 | 0.38204 | 0.38087 | 0.37981 | 0.37883 | 0.37788 | 4.5487 | 0.11121 | 0.097365 | 0.088829 | 0.064631 | 0.063445 | 0.06075 | 0.050574 | 0.060004 | 0.078144 | 0.10047 | 0.10497 | 0.10913 | 0 | 0.21573 | 0.16616 | 0.1717 | 0.14762 | 0.1535 | 0.16403 | 0.1622 | 0.16749 | 0.17415 | 0.20344 | 0.21289 | 0.21983 | 1.7946
LO12Med | NR | Lamps | Residential | Lighting | 8.289e-05 | 7.8627e-05 | 0.66286 | -35.4254 | Single Family | ID/MT/OR_Decorative and Mini-Base_250 to 1049 lumens | 0.0012092 | 0.0024119 | 0.003607 | 0.0047922 | 0.0059646 | 0.0070024 | 0.0078107 | 0.0084352 | 0.008914 | 0.0092791 | 0.0095569 | 0.0097685 | 0.0099301 | 0.010054 | 0.010149 | 0.010222 | 0.01019 | 0.010162 | 0.010136 | 0.01011 | 0.1217 | 0.021769 | 0.018958 | 0.018297 | 0.014232 | 0.014006 | 0.013305 | 0.011446 | 0.013545 | 0.017057 | 0.020313 | 0.020426 | 0.021092 | 0 | 0.043232 | 0.033802 | 0.036852 | 0.031963 | 0.033708 | 0.036714 | 0.035689 | 0.03665 | 0.036983 | 0.043858 | 0.043893 | 0.045066 | 1.3623
LO12Med | NR | Lamps | Residential | Lighting | 0.0011984 | 0.0012191 | 8.8242 | -21.8938 | Single Family | ID/MT/OR_General Purpose and Three-Way_1050 to 1489 lumens | 0.06643 | 0.13251 | 0.19817 | 0.26328 | 0.32769 | 0.3847 | 0.42911 | 0.46342 | 0.48973 | 0.50979 | 0.52505 | 0.53667 | 0.54555 | 0.55236 | 0.55758 | 0.56157 | 0.55986 | 0.5583 | 0.55685 | 0.55546 | 6.6863 | 0.31185 | 0.27332 | 0.24947 | 0.18143 | 0.17868 | 0.17127 | 0.14262 | 0.16922 | 0.22024 | 0.2828 | 0.29495 | 0.30568 | 0 | 0.60021 | 0.46251 | 0.479 | 0.41201 | 0.43111 | 0.46213 | 0.45735 | 0.47231 | 0.49019 | 0.57057 | 0.595 | 0.61031 | 2.5475
LO12Med | NR | Lamps | Residential | Lighting | 0.00051674 | 0.00052472 | 3.7997 | 11.7708 | Single Family | WA_General Purpose and Three-Way_1490 to 2600 lumens | 0.061507 | 0.12269 | 0.18348 | 0.24377 | 0.30341 | 0.3562 | 0.39732 | 0.42908 | 0.45344 | 0.47201 | 0.48614 | 0.4969 | 0.50512 | 0.51143 | 0.51626 | 0.51995 | 0.51837 | 0.51693 | 0.51559 | 0.5143 | 6.1908 | 0.13423 | 0.11751 | 0.10721 | 0.078004 | 0.076574 | 0.073321 | 0.06104 | 0.072421 | 0.094314 | 0.12126 | 0.12669 | 0.13172 | 0 | 0.26038 | 0.20054 | 0.20723 | 0.17816 | 0.18526 | 0.19797 | 0.19576 | 0.20215 | 0.21018 | 0.24553 | 0.25694 | 0.26532 | 1.547
LO12Med | NR | Lamps | Residential | Lighting | 4.9341e-05 | 5.0253e-05 | 0.36363 | -69.7837 | Single Family | ID/MT/OR_General Purpose and Three-Way_250 to 1049 lumens | 0.0046313 | 0.0092382 | 0.013816 | 0.018355 | 0.022846 | 0.026821 | 0.029917 | 0.032309 | 0.034143 | 0.035541 | 0.036605 | 0.037415 | 0.038035 | 0.038509 | 0.038873 | 0.039151 | 0.039032 | 0.038923 | 0.038823 | 0.038725 | 0.46615 | 0.012854 | 0.011273 | 0.010292 | 0.007483 | 0.0073837 | 0.0070822 | 0.0058983 | 0.0069986 | 0.0091052 | 0.011683 | 0.012172 | 0.012591 | 0 | 0.024625 | 0.018981 | 0.019684 | 0.016936 | 0.017786 | 0.019102 | 0.018913 | 0.019532 | 0.02025 | 0.023521 | 0.024478 | 0.025008 | 2.2085
LO12Med | NR | Lamps | Residential | Lighting | 0.00071813 | 0.00073059 | 5.288 | 11.8003 | Single Family | WA_General Purpose and Three-Way_1050 to 1489 lumens | 0.044891 | 0.089545 | 0.13391 | 0.17791 | 0.22144 | 0.25997 | 0.28998 | 0.31316 | 0.33094 | 0.3445 | 0.35481 | 0.36266 | 0.36866 | 0.37326 | 0.37679 | 0.37948 | 0.37833 | 0.37728 | 0.3763 | 0.37536 | 4.5184 | 0.18688 | 0.16379 | 0.1495 | 0.10872 | 0.10708 | 0.10264 | 0.085467 | 0.10141 | 0.13198 | 0.16947 | 0.17675 | 0.18318 | 0 | 0.35968 | 0.27717 | 0.28705 | 0.2469 | 0.25835 | 0.27694 | 0.27407 | 0.28304 | 0.29375 | 0.34192 | 0.35656 | 0.36574 | 1.5464
LO12Med | NR | Lamps | Residential | Lighting | 0.0013946 | 0.0013959 | 10.1451 | 54.7924 | Single Family | WA_Reflectors and Outdoor_1490 to 2600 lumens | 0.023166 | 0.046209 | 0.069106 | 0.091812 | 0.11427 | 0.13416 | 0.14964 | 0.16161 | 0.17078 | 0.17778 | 0.1831 | 0.18715 | 0.19025 | 0.19262 | 0.19444 | 0.19583 | 0.19524 | 0.19469 | 0.19419 | 0.1937 | 2.3317 | 0.35722 | 0.31006 | 0.28192 | 0.20583 | 0.19695 | 0.18694 | 0.15531 | 0.18419 | 0.2411 | 0.31328 | 0.33178 | 0.35358 | 0 | 0.73477 | 0.56389 | 0.57324 | 0.49114 | 0.487 | 0.50747 | 0.49856 | 0.51456 | 0.54282 | 0.65233 | 0.70109 | 0.76008 | 0.69288
LO12Med | NR | Lamps | Residential | Lighting | 7.5478e-05 | 7.6872e-05 | 0.55625 | 16.5724 | Single Family | WA_General Purpose and Three-Way_250 to 1049 lumens | 0.007989 | 0.015936 | 0.023832 | 0.031663 | 0.039409 | 0.046265 | 0.051606 | 0.055732 | 0.058896 | 0.061308 | 0.063144 | 0.064541 | 0.065609 | 0.066428 | 0.067056 | 0.067535 | 0.06733 | 0.067143 | 0.066969 | 0.066801 | 0.80411 | 0.019663 | 0.017245 | 0.015744 | 0.011447 | 0.011295 | 0.010834 | 0.0090227 | 0.010706 | 0.013928 | 0.017871 | 0.01862 | 0.019261 | 0 | 0.037668 | 0.029036 | 0.030111 | 0.025907 | 0.027208 | 0.02922 | 0.028931 | 0.029879 | 0.030977 | 0.035981 | 0.037444 | 0.038254 | 1.3611
LO12Med | NR | Lamps | Residential | Lighting | 5.4558e-05 | 5.5349e-05 | 0.4009 | 42.4056 | Single Family | WA_Reflectors and Outdoor_1050 to 1489 lumens | 0.0005512 | 0.0010995 | 0.0016443 | 0.0021846 | 0.002719 | 0.0031921 | 0.0035606 | 0.0038453 | 0.0040635 | 0.00423 | 0.0043566 | 0.004453 | 0.0045267 | 0.0045832 | 0.0046265 | 0.0046596 | 0.0046454 | 0.0046325 | 0.0046205 | 0.0046089 | 0.05548 | 0.014159 | 0.012389 | 0.011301 | 0.008224 | 0.0080604 | 0.0077138 | 0.0064209 | 0.0076179 | 0.009924 | 0.012768 | 0.013351 | 0.013902 | 0 | 0.027571 | 0.021231 | 0.021915 | 0.018837 | 0.019528 | 0.020834 | 0.020594 | 0.021265 | 0.02213 | 0.025897 | 0.027147 | 0.028123 | 0.82446
LO12Med | NR | Lamps | Residential | Lighting | 9.8713e-05 | 9.3636e-05 | 0.78939 | -16.1512 | Single Family | WA_Decorative and Mini-Base_250 to 1049 lumens | 0.0016238 | 0.003239 | 0.0048439 | 0.0064355 | 0.00801 | 0.0094036 | 0.010489 | 0.011328 | 0.011971 | 0.012461 | 0.012834 | 0.013118 | 0.013335 | 0.013502 | 0.013629 | 0.013727 | 0.013685 | 0.013647 | 0.013612 | 0.013578 | 0.16344 | 0.025925 | 0.022577 | 0.02179 | 0.016948 | 0.01668 | 0.015844 | 0.013631 | 0.016131 | 0.020313 | 0.024191 | 0.024326 | 0.025119 | 0 | 0.051484 | 0.040254 | 0.043887 | 0.038064 | 0.040143 | 0.043723 | 0.042502 | 0.043646 | 0.044043 | 0.052231 | 0.052271 | 0.053668 | 9.6504
LO12Med | NR | Lamps | Residential | Lighting | 5.5221e-05 | 5.6257e-05 | 0.40705 | -16.4613 | Single Family | WA_Reflectors and Outdoor_250 to 1049 lumens | 0.0036721 | 0.0073249 | 0.010954 | 0.014554 | 0.018114 | 0.021266 | 0.023721 | 0.025617 | 0.027071 | 0.02818 | 0.029024 | 0.029666 | 0.030157 | 0.030533 | 0.030822 | 0.031042 | 0.030948 | 0.030862 | 0.030782 | 0.030705 | 0.36961 | 0.01439 | 0.012622 | 0.011524 | 0.0083783 | 0.008271 | 0.0079345 | 0.0066084 | 0.0078412 | 0.0102 | 0.013086 | 0.01363 | 0.014093 | 0 | 0.027534 | 0.021226 | 0.022019 | 0.018946 | 0.019916 | 0.021399 | 0.021189 | 0.021884 | 0.022682 | 0.026332 | 0.027389 | 0.027954 | 8.0809
LO12Med | NR | Lamps | Residential | Lighting | 8.6329e-05 | 8.1982e-05 | 0.69138 | -15.7617 | Single Family | WA_Globe_250 to 1049 lumens | 0.0010674 | 0.0021292 | 0.0031842 | 0.0042305 | 0.0052655 | 0.0061816 | 0.0068952 | 0.0074465 | 0.0078692 | 0.0081916 | 0.0084368 | 0.0086235 | 0.0087662 | 0.0088756 | 0.0089595 | 0.0090235 | 0.0089961 | 0.0089711 | 0.0089478 | 0.0089254 | 0.10744 | 0.022705 | 0.01979 | 0.01911 | 0.014862 | 0.014659 | 0.013935 | 0.01199 | 0.01419 | 0.017861 | 0.02125 | 0.021338 | 0.021979 | 0 | 0.044832 | 0.035071 | 0.038315 | 0.033245 | 0.035213 | 0.038437 | 0.037384 | 0.038392 | 0.038691 | 0.045771 | 0.045682 | 0.046673 | 9.0381
LO12Med | NR | Lamps | Residential | Lighting | 0.0023671 | 0.0023694 | 17.2202 | -52.9778 | Multifamily - Low Rise | ID/MT/OR_Reflectors and Outdoor_1490 to 2600 lumens | 0.0025954 | 0.0051771 | 0.0077423 | 0.010286 | 0.012803 | 0.01503 | 0.016766 | 0.018106 | 0.019134 | 0.019917 | 0.020514 | 0.020968 | 0.021315 | 0.021581 | 0.021785 | 0.02194 | 0.021874 | 0.021813 | 0.021756 | 0.021702 | 0.26123 | 0.60633 | 0.52629 | 0.47853 | 0.34938 | 0.3343 | 0.31731 | 0.26361 | 0.31264 | 0.40925 | 0.53176 | 0.56317 | 0.60016 | 0 | 1.2472 | 0.95714 | 0.97301 | 0.83365 | 0.82663 | 0.86137 | 0.84625 | 0.87341 | 0.92137 | 1.1073 | 1.19 | 1.2901 | 3.4504
LO12Med | NR | Lamps | Residential | Lighting | 7.7004e-05 | 7.8448e-05 | 0.56761 | -118.3131 | Multifamily - Low Rise | ID/MT/OR_Reflectors and Outdoor_250 to 1049 lumens | 0.00033799 | 0.00067419 | 0.0010082 | 0.0013395 | 0.0016673 | 0.0019573 | 0.0021833 | 0.0023579 | 0.0024917 | 0.0025938 | 0.0026714 | 0.0027305 | 0.0027757 | 0.0028104 | 0.0028369 | 0.0028572 | 0.0028485 | 0.0028406 | 0.0028332 | 0.0028261 | 0.034019 | 0.020066 | 0.017601 | 0.01607 | 0.011683 | 0.011534 | 0.011064 | 0.0092151 | 0.010934 | 0.014224 | 0.018247 | 0.019007 | 0.019652 | 0 | 0.038395 | 0.029598 | 0.030705 | 0.026419 | 0.027772 | 0.029839 | 0.029548 | 0.030516 | 0.03163 | 0.036719 | 0.038192 | 0.038981 | 3.6392
LO12Med | NR | Lamps | Residential | Lighting | 3.9173e-05 | 3.9742e-05 | 0.28785 | -76.2851 | Multifamily - Low Rise | ID/MT/OR_Reflectors and Outdoor_1050 to 1489 lumens | 2.6123e-05 | 5.2108e-05 | 7.7927e-05 | 0.00010353 | 0.00012886 | 0.00015128 | 0.00016875 | 0.00018224 | 0.00019258 | 0.00020047 | 0.00020647 | 0.00021104 | 0.00021453 | 0.00021721 | 0.00021926 | 0.00022083 | 0.00022016 | 0.00021955 | 0.00021898 | 0.00021843 | 0.0026293 | 0.010166 | 0.0088957 | 0.0081141 | 0.0059049 | 0.0057874 | 0.0055386 | 0.0046103 | 0.0054698 | 0.0071256 | 0.0091677 | 0.0095859 | 0.0099818 | 0 | 0.019797 | 0.015244 | 0.015735 | 0.013525 | 0.014021 | 0.014959 | 0.014787 | 0.015269 | 0.01589 | 0.018595 | 0.019492 | 0.020193 | 1.6761
LO12Med | NR | Lamps | Residential | Lighting | 0.00010157 | 9.6452e-05 | 0.8134 | -61.9164 | Multifamily - Low Rise | ID/MT/OR_Globe_250 to 1049 lumens | 8.2891e-05 | 0.00016534 | 0.00024727 | 0.00032852 | 0.00040889 | 0.00048003 | 0.00053545 | 0.00057826 | 0.00061108 | 0.00063611 | 0.00065516 | 0.00066966 | 0.00068074 | 0.00068923 | 0.00069575 | 0.00070072 | 0.00069859 | 0.00069665 | 0.00069484 | 0.0006931 | 0.0083432 | 0.026713 | 0.023283 | 0.022483 | 0.017485 | 0.017246 | 0.016395 | 0.014107 | 0.016695 | 0.021014 | 0.025 | 0.025104 | 0.025858 | 0 | 0.052745 | 0.041261 | 0.045077 | 0.039112 | 0.041428 | 0.045221 | 0.043982 | 0.045168 | 0.04552 | 0.053849 | 0.053744 | 0.05491 | 1.6662
LO12Med | NR | Lamps | Residential | Lighting | 0.00042815 | 0.00043476 | 3.1483 | -13.5842 | Multifamily - Low Rise | ID/MT/OR_General Purpose and Three-Way_1490 to 2600 lumens | 0.0033637 | 0.0067097 | 0.010034 | 0.013331 | 0.016593 | 0.01948 | 0.021729 | 0.023466 | 0.024798 | 0.025814 | 0.026586 | 0.027175 | 0.027625 | 0.027969 | 0.028234 | 0.028435 | 0.028349 | 0.02827 | 0.028197 | 0.028126 | 0.33857 | 0.11121 | 0.097365 | 0.088829 | 0.064631 | 0.063445 | 0.06075 | 0.050574 | 0.060004 | 0.078144 | 0.10047 | 0.10497 | 0.10913 | 0 | 0.21573 | 0.16616 | 0.1717 | 0.14762 | 0.1535 | 0.16403 | 0.1622 | 0.16749 | 0.17415 | 0.20344 | 0.21289 | 0.21983 | 1.7946
LO12Med | NR | Lamps | Residential | Lighting | 8.289e-05 | 7.8627e-05 | 0.66286 | -35.4254 | Multifamily - Low Rise | ID/MT/OR_Decorative and Mini-Base_250 to 1049 lumens | 8.9999e-05 | 0.00017952 | 0.00026847 | 0.00035669 | 0.00044395 | 0.00052119 | 0.00058136 | 0.00062784 | 0.00066348 | 0.00069066 | 0.00071133 | 0.00072708 | 0.00073911 | 0.00074833 | 0.00075541 | 0.00076081 | 0.00075849 | 0.00075638 | 0.00075442 | 0.00075253 | 0.0090586 | 0.021769 | 0.018958 | 0.018297 | 0.014232 | 0.014006 | 0.013305 | 0.011446 | 0.013545 | 0.017057 | 0.020313 | 0.020426 | 0.021092 | 0 | 0.043232 | 0.033802 | 0.036852 | 0.031963 | 0.033708 | 0.036714 | 0.035689 | 0.03665 | 0.036983 | 0.043858 | 0.043893 | 0.045066 | 1.3623
LO12Med | NR | Lamps | Residential | Lighting | 0.0011984 | 0.0012191 | 8.8242 | -21.8938 | Multifamily - Low Rise | ID/MT/OR_General Purpose and Three-Way_1050 to 1489 lumens | 0.0049445 | 0.0098628 | 0.01475 | 0.019596 | 0.02439 | 0.028634 | 0.03194 | 0.034493 | 0.036451 | 0.037944 | 0.03908 | 0.039945 | 0.040606 | 0.041113 | 0.041501 | 0.041798 | 0.041671 | 0.041555 | 0.041447 | 0.041344 | 0.49767 | 0.31185 | 0.27332 | 0.24947 | 0.18143 | 0.17868 | 0.17127 | 0.14262 | 0.16922 | 0.22024 | 0.2828 | 0.29495 | 0.30568 | 0 | 0.60021 | 0.46251 | 0.479 | 0.41201 | 0.43111 | 0.46213 | 0.45735 | 0.47231 | 0.49019 | 0.57057 | 0.595 | 0.61031 | 2.5475
LO12Med | NR | Lamps | Residential | Lighting | 0.00051674 | 0.00052472 | 3.7997 | 11.7708 | Multifamily - Low Rise | WA_General Purpose and Three-Way_1490 to 2600 lumens | 0.0045781 | 0.0091319 | 0.013657 | 0.018144 | 0.022583 | 0.026512 | 0.029573 | 0.031937 | 0.03375 | 0.035132 | 0.036184 | 0.036985 | 0.037597 | 0.038066 | 0.038426 | 0.038701 | 0.038583 | 0.038476 | 0.038376 | 0.03828 | 0.46079 | 0.13423 | 0.11751 | 0.10721 | 0.078004 | 0.076574 | 0.073321 | 0.06104 | 0.072421 | 0.094314 | 0.12126 | 0.12669 | 0.13172 | 0 | 0.26038 | 0.20054 | 0.20723 | 0.17816 | 0.18526 | 0.19797 | 0.19576 | 0.20215 | 0.21018 | 0.24553 | 0.25694 | 0.26532 | 1.547
LO12Med | NR | Lamps | Residential | Lighting | 4.9341e-05 | 5.0253e-05 | 0.36363 | -69.7837 | Multifamily - Low Rise | ID/MT/OR_General Purpose and Three-Way_250 to 1049 lumens | 0.00034472 | 0.00068761 | 0.0010283 | 0.0013662 | 0.0017004 | 0.0019963 | 0.0022267 | 0.0024048 | 0.0025413 | 0.0026454 | 0.0027246 | 0.0027849 | 0.002831 | 0.0028663 | 0.0028934 | 0.0029141 | 0.0029052 | 0.0028971 | 0.0028896 | 0.0028824 | 0.034696 | 0.012854 | 0.011273 | 0.010292 | 0.007483 | 0.0073837 | 0.0070822 | 0.0058983 | 0.0069986 | 0.0091052 | 0.011683 | 0.012172 | 0.012591 | 0 | 0.024625 | 0.018981 | 0.019684 | 0.016936 | 0.017786 | 0.019102 | 0.018913 | 0.019532 | 0.02025 | 0.023521 | 0.024478 | 0.025008 | 2.2085
LO12Med | NR | Lamps | Residential | Lighting | 0.00071813 | 0.00073059 | 5.288 | 11.8003 | Multifamily - Low Rise | WA_General Purpose and Three-Way_1050 to 1489 lumens | 0.0033413 | 0.0066649 | 0.0099673 | 0.013242 | 0.016482 | 0.01935 | 0.021584 | 0.023309 | 0.024632 | 0.025641 | 0.026409 | 0.026993 | 0.02744 | 0.027782 | 0.028045 | 0.028246 | 0.02816 | 0.028081 | 0.028009 | 0.027938 | 0.33631 | 0.18688 | 0.16379 | 0.1495 | 0.10872 | 0.10708 | 0.10264 | 0.085467 | 0.10141 | 0.13198 | 0.16947 | 0.17675 | 0.18318 | 0 | 0.35968 | 0.27717 | 0.28705 | 0.2469 | 0.25835 | 0.27694 | 0.27407 | 0.28304 | 0.29375 | 0.34192 | 0.35656 | 0.36574 | 1.5464
LO12Med | NR | Lamps | Residential | Lighting | 0.0013946 | 0.0013959 | 10.1451 | 54.7924 | Multifamily - Low Rise | WA_Reflectors and Outdoor_1490 to 2600 lumens | 0.0017243 | 0.0034394 | 0.0051436 | 0.0068337 | 0.0085056 | 0.0099854 | 0.011138 | 0.012029 | 0.012711 | 0.013232 | 0.013628 | 0.01393 | 0.01416 | 0.014337 | 0.014473 | 0.014576 | 0.014532 | 0.014491 | 0.014454 | 0.014418 | 0.17355 | 0.35722 | 0.31006 | 0.28192 | 0.20583 | 0.19695 | 0.18694 | 0.15531 | 0.18419 | 0.2411 | 0.31328 | 0.33178 | 0.35358 | 0 | 0.73477 | 0.56389 | 0.57324 | 0.49114 | 0.487 | 0.50747 | 0.49856 | 0.51456 | 0.54282 | 0.65233 | 0.70109 | 0.76008 | 0.69288
LO12Med | NR | Lamps | Residential | Lighting | 7.5478e-05 | 7.6872e-05 | 0.55625 | 16.5724 | Multifamily - Low Rise | WA_General Purpose and Three-Way_250 to 1049 lumens | 0.00059463 | 0.0011861 | 0.0017738 | 0.0023567 | 0.0029332 | 0.0034436 | 0.0038411 | 0.0041482 | 0.0043837 | 0.0045633 | 0.0046999 | 0.0048039 | 0.0048834 | 0.0049443 | 0.0049911 | 0.0050267 | 0.0050114 | 0.0049975 | 0.0049846 | 0.0049721 | 0.059851 | 0.019663 | 0.017245 | 0.015744 | 0.011447 | 0.011295 | 0.010834 | 0.0090227 | 0.010706 | 0.013928 | 0.017871 | 0.01862 | 0.019261 | 0 | 0.037668 | 0.029036 | 0.030111 | 0.025907 | 0.027208 | 0.02922 | 0.028931 | 0.029879 | 0.030977 | 0.035981 | 0.037444 | 0.038254 | 1.3611
LO12Med | NR | Lamps | Residential | Lighting | 5.4558e-05 | 5.5349e-05 | 0.4009 | 42.4056 | Multifamily - Low Rise | WA_Reflectors and Outdoor_1050 to 1489 lumens | 4.1027e-05 | 8.1837e-05 | 0.00012239 | 0.0001626 | 0.00020238 | 0.00023759 | 0.00026502 | 0.00028621 | 0.00030245 | 0.00031484 | 0.00032427 | 0.00033145 | 0.00033693 | 0.00034113 | 0.00034436 | 0.00034682 | 0.00034576 | 0.0003448 | 0.00034391 | 0.00034305 | 0.0041294 | 0.014159 | 0.012389 | 0.011301 | 0.008224 | 0.0080604 | 0.0077138 | 0.0064209 | 0.0076179 | 0.009924 | 0.012768 | 0.013351 | 0.013902 | 0 | 0.027571 | 0.021231 | 0.021915 | 0.018837 | 0.019528 | 0.020834 | 0.020594 | 0.021265 | 0.02213 | 0.025897 | 0.027147 | 0.028123 | 0.82446
LO12Med | NR | Lamps | Residential | Lighting | 9.8713e-05 | 9.3636e-05 | 0.78939 | -16.1512 | Multifamily - Low Rise | WA_Decorative and Mini-Base_250 to 1049 lumens | 0.00012086 | 0.00024108 | 0.00036054 | 0.00047901 | 0.00059619 | 0.00069992 | 0.00078072 | 0.00084315 | 0.000891 | 0.0009275 | 0.00095527 | 0.00097641 | 0.00099257 | 0.001005 | 0.0010145 | 0.0010217 | 0.0010186 | 0.0010158 | 0.0010131 | 0.0010106 | 0.012165 | 0.025925 | 0.022577 | 0.02179 | 0.016948 | 0.01668 | 0.015844 | 0.013631 | 0.016131 | 0.020313 | 0.024191 | 0.024326 | 0.025119 | 0 | 0.051484 | 0.040254 | 0.043887 | 0.038064 | 0.040143 | 0.043723 | 0.042502 | 0.043646 | 0.044043 | 0.052231 | 0.052271 | 0.053668 | 9.6504
LO12Med | NR | Lamps | Residential | Lighting | 5.5221e-05 | 5.6257e-05 | 0.40705 | -16.4613 | Multifamily - Low Rise | WA_Reflectors and Outdoor_250 to 1049 lumens | 0.00027332 | 0.0005452 | 0.00081534 | 0.0010832 | 0.0013483 | 0.0015828 | 0.0017656 | 0.0019067 | 0.002015 | 0.0020975 | 0.0021603 | 0.0022081 | 0.0022446 | 0.0022726 | 0.0022941 | 0.0023105 | 0.0023035 | 0.0022971 | 0.0022911 | 0.0022854 | 0.02751 | 0.01439 | 0.012622 | 0.011524 | 0.0083783 | 0.008271 | 0.0079345 | 0.0066084 | 0.0078412 | 0.0102 | 0.013086 | 0.01363 | 0.014093 | 0 | 0.027534 | 0.021226 | 0.022019 | 0.018946 | 0.019916 | 0.021399 | 0.021189 | 0.021884 | 0.022682 | 0.026332 | 0.027389 | 0.027954 | 8.0809
LO12Med | NR | Lamps | Residential | Lighting | 8.6329e-05 | 8.1982e-05 | 0.69138 | -15.7617 | Multifamily - Low Rise | WA_Globe_250 to 1049 lumens | 7.945e-05 | 0.00015848 | 0.00023701 | 0.00031488 | 0.00039192 | 0.00046011 | 0.00051322 | 0.00055426 | 0.00058572 | 0.00060971 | 0.00062796 | 0.00064186 | 0.00065248 | 0.00066062 | 0.00066687 | 0.00067163 | 0.00066959 | 0.00066773 | 0.000666 | 0.00066433 | 0.0079969 | 0.022705 | 0.01979 | 0.01911 | 0.014862 | 0.014659 | 0.013935 | 0.01199 | 0.01419 | 0.017861 | 0.02125 | 0.021338 | 0.021979 | 0 | 0.044832 | 0.035071 | 0.038315 | 0.033245 | 0.035213 | 0.038437 | 0.037384 | 0.038392 | 0.038691 | 0.045771 | 0.045682 | 0.046673 | 9.0381
LO12Med | NR | Lamps | Residential | Lighting | 0.0023671 | 0.0023694 | 17.2202 | -52.9778 | Multifamily - High Rise | ID/MT/OR_Reflectors and Outdoor_1490 to 2600 lumens | 0.00076802 | 0.001532 | 0.0022911 | 0.0030439 | 0.0037885 | 0.0044477 | 0.0049611 | 0.0053578 | 0.0056619 | 0.0058938 | 0.0060703 | 0.0062046 | 0.0063073 | 0.006386 | 0.0064464 | 0.0064924 | 0.0064727 | 0.0064547 | 0.006438 | 0.0064218 | 0.077303 | 0.60633 | 0.52629 | 0.47853 | 0.34938 | 0.3343 | 0.31731 | 0.26361 | 0.31264 | 0.40925 | 0.53176 | 0.56317 | 0.60016 | 0 | 1.2472 | 0.95714 | 0.97301 | 0.83365 | 0.82663 | 0.86137 | 0.84625 | 0.87341 | 0.92137 | 1.1073 | 1.19 | 1.2901 | 3.4504
LO12Med | NR | Lamps | Residential | Lighting | 7.7004e-05 | 7.8448e-05 | 0.56761 | -118.3131 | Multifamily - High Rise | ID/MT/OR_Reflectors and Outdoor_250 to 1049 lumens | 0.00010002 | 0.0001995 | 0.00029835 | 0.00039639 | 0.00049336 | 0.0005792 | 0.00064606 | 0.00069772 | 0.00073732 | 0.00076752 | 0.0007905 | 0.000808 | 0.00082137 | 0.00083162 | 0.00083948 | 0.00084548 | 0.00084291 | 0.00084056 | 0.00083839 | 0.00083629 | 0.010067 | 0.020066 | 0.017601 | 0.01607 | 0.011683 | 0.011534 | 0.011064 | 0.0092151 | 0.010934 | 0.014224 | 0.018247 | 0.019007 | 0.019652 | 0 | 0.038395 | 0.029598 | 0.030705 | 0.026419 | 0.027772 | 0.029839 | 0.029548 | 0.030516 | 0.03163 | 0.036719 | 0.038192 | 0.038981 | 3.6392
LO12Med | NR | Lamps | Residential | Lighting | 3.9173e-05 | 3.9742e-05 | 0.28785 | -76.2851 | Multifamily - High Rise | ID/MT/OR_Reflectors and Outdoor_1050 to 1489 lumens | 7.7301e-06 | 1.5419e-05 | 2.3059e-05 | 3.0636e-05 | 3.8131e-05 | 4.4766e-05 | 4.9934e-05 | 5.3926e-05 | 5.6987e-05 | 5.9321e-05 | 6.1097e-05 | 6.245e-05 | 6.3483e-05 | 6.4275e-05 | 6.4883e-05 | 6.5346e-05 | 6.5148e-05 | 6.4966e-05 | 6.4798e-05 | 6.4636e-05 | 0.00077805 | 0.010166 | 0.0088957 | 0.0081141 | 0.0059049 | 0.0057874 | 0.0055386 | 0.0046103 | 0.0054698 | 0.0071256 | 0.0091677 | 0.0095859 | 0.0099818 | 0 | 0.019797 | 0.015244 | 0.015735 | 0.013525 | 0.014021 | 0.014959 | 0.014787 | 0.015269 | 0.01589 | 0.018595 | 0.019492 | 0.020193 | 1.6761
LO12Med | NR | Lamps | Residential | Lighting | 0.00010157 | 9.6452e-05 | 0.8134 | -61.9164 | Multifamily - High Rise | ID/MT/OR_Globe_250 to 1049 lumens | 2.4529e-05 | 4.8928e-05 | 7.317e-05 | 9.7213e-05 | 0.000121 | 0.00014205 | 0.00015845 | 0.00017111 | 0.00018083 | 0.00018823 | 0.00019387 | 0.00019816 | 0.00020144 | 0.00020395 | 0.00020588 | 0.00020735 | 0.00020672 | 0.00020615 | 0.00020561 | 0.0002051 | 0.0024689 | 0.026713 | 0.023283 | 0.022483 | 0.017485 | 0.017246 | 0.016395 | 0.014107 | 0.016695 | 0.021014 | 0.025 | 0.025104 | 0.025858 | 0 | 0.052745 | 0.041261 | 0.045077 | 0.039112 | 0.041428 | 0.045221 | 0.043982 | 0.045168 | 0.04552 | 0.053849 | 0.053744 | 0.05491 | 1.6662
LO12Med | NR | Lamps | Residential | Lighting | 0.00042815 | 0.00043476 | 3.1483 | -13.5842 | Multifamily - High Rise | ID/MT/OR_General Purpose and Three-Way_1490 to 2600 lumens | 0.00099537 | 0.0019855 | 0.0029693 | 0.0039449 | 0.00491 | 0.0057643 | 0.0064298 | 0.0069439 | 0.007338 | 0.0076386 | 0.0078672 | 0.0080414 | 0.0081744 | 0.0082764 | 0.0083547 | 0.0084144 | 0.0083888 | 0.0083655 | 0.0083438 | 0.0083229 | 0.10019 | 0.11121 | 0.097365 | 0.088829 | 0.064631 | 0.063445 | 0.06075 | 0.050574 | 0.060004 | 0.078144 | 0.10047 | 0.10497 | 0.10913 | 0 | 0.21573 | 0.16616 | 0.1717 | 0.14762 | 0.1535 | 0.16403 | 0.1622 | 0.16749 | 0.17415 | 0.20344 | 0.21289 | 0.21983 | 1.7946
LO12Med | NR | Lamps | Residential | Lighting | 8.289e-05 | 7.8627e-05 | 0.66286 | -35.4254 | Multifamily - High Rise | ID/MT/OR_Decorative and Mini-Base_250 to 1049 lumens | 2.6632e-05 | 5.3123e-05 | 7.9445e-05 | 0.00010555 | 0.00013137 | 0.00015423 | 0.00017203 | 0.00018579 | 0.00019633 | 0.00020437 | 0.00021049 | 0.00021515 | 0.00021871 | 0.00022144 | 0.00022353 | 0.00022513 | 0.00022445 | 0.00022382 | 0.00022324 | 0.00022268 | 0.0026805 | 0.021769 | 0.018958 | 0.018297 | 0.014232 | 0.014006 | 0.013305 | 0.011446 | 0.013545 | 0.017057 | 0.020313 | 0.020426 | 0.021092 | 0 | 0.043232 | 0.033802 | 0.036852 | 0.031963 | 0.033708 | 0.036714 | 0.035689 | 0.03665 | 0.036983 | 0.043858 | 0.043893 | 0.045066 | 1.3623
LO12Med | NR | Lamps | Residential | Lighting | 0.0011984 | 0.0012191 | 8.8242 | -21.8938 | Multifamily - High Rise | ID/MT/OR_General Purpose and Three-Way_1050 to 1489 lumens | 0.0014631 | 0.0029185 | 0.0043646 | 0.0057988 | 0.0072174 | 0.0084731 | 0.0094513 | 0.010207 | 0.010786 | 0.011228 | 0.011564 | 0.01182 | 0.012016 | 0.012166 | 0.012281 | 0.012369 | 0.012331 | 0.012297 | 0.012265 | 0.012234 | 0.14727 | 0.31185 | 0.27332 | 0.24947 | 0.18143 | 0.17868 | 0.17127 | 0.14262 | 0.16922 | 0.22024 | 0.2828 | 0.29495 | 0.30568 | 0 | 0.60021 | 0.46251 | 0.479 | 0.41201 | 0.43111 | 0.46213 | 0.45735 | 0.47231 | 0.49019 | 0.57057 | 0.595 | 0.61031 | 2.5475
LO12Med | NR | Lamps | Residential | Lighting | 0.00051674 | 0.00052472 | 3.7997 | 11.7708 | Multifamily - High Rise | WA_General Purpose and Three-Way_1490 to 2600 lumens | 0.0013547 | 0.0027023 | 0.0040412 | 0.005369 | 0.0066826 | 0.0078453 | 0.0087509 | 0.0094506 | 0.009987 | 0.010396 | 0.010707 | 0.010944 | 0.011125 | 0.011264 | 0.011371 | 0.011452 | 0.011417 | 0.011385 | 0.011356 | 0.011327 | 0.13635 | 0.13423 | 0.11751 | 0.10721 | 0.078004 | 0.076574 | 0.073321 | 0.06104 | 0.072421 | 0.094314 | 0.12126 | 0.12669 | 0.13172 | 0 | 0.26038 | 0.20054 | 0.20723 | 0.17816 | 0.18526 | 0.19797 | 0.19576 | 0.20215 | 0.21018 | 0.24553 | 0.25694 | 0.26532 | 1.547
LO12Med | NR | Lamps | Residential | Lighting | 4.9341e-05 | 5.0253e-05 | 0.36363 | -69.7837 | Multifamily - High Rise | ID/MT/OR_General Purpose and Three-Way_250 to 1049 lumens | 0.00010201 | 0.00020347 | 0.00030429 | 0.00040428 | 0.00050318 | 0.00059073 | 0.00065892 | 0.00071161 | 0.000752 | 0.0007828 | 0.00080623 | 0.00082408 | 0.00083772 | 0.00084817 | 0.00085619 | 0.0008623 | 0.00085968 | 0.00085729 | 0.00085507 | 0.00085293 | 0.010267 | 0.012854 | 0.011273 | 0.010292 | 0.007483 | 0.0073837 | 0.0070822 | 0.0058983 | 0.0069986 | 0.0091052 | 0.011683 | 0.012172 | 0.012591 | 0 | 0.024625 | 0.018981 | 0.019684 | 0.016936 | 0.017786 | 0.019102 | 0.018913 | 0.019532 | 0.02025 | 0.023521 | 0.024478 | 0.025008 | 2.2085
LO12Med | NR | Lamps | Residential | Lighting | 0.00071813 | 0.00073059 | 5.288 | 11.8003 | Multifamily - High Rise | WA_General Purpose and Three-Way_1050 to 1489 lumens | 0.00098873 | 0.0019722 | 0.0029494 | 0.0039186 | 0.0048772 | 0.0057258 | 0.0063868 | 0.0068975 | 0.007289 | 0.0075876 | 0.0078147 | 0.0079877 | 0.0081199 | 0.0082212 | 0.0082989 | 0.0083582 | 0.0083328 | 0.0083096 | 0.0082881 | 0.0082673 | 0.099518 | 0.18688 | 0.16379 | 0.1495 | 0.10872 | 0.10708 | 0.10264 | 0.085467 | 0.10141 | 0.13198 | 0.16947 | 0.17675 | 0.18318 | 0 | 0.35968 | 0.27717 | 0.28705 | 0.2469 | 0.25835 | 0.27694 | 0.27407 | 0.28304 | 0.29375 | 0.34192 | 0.35656 | 0.36574 | 1.5464
LO12Med | NR | Lamps | Residential | Lighting | 0.0013946 | 0.0013959 | 10.1451 | 54.7924 | Multifamily - High Rise | WA_Reflectors and Outdoor_1490 to 2600 lumens | 0.00051023 | 0.0010178 | 0.0015221 | 0.0020222 | 0.0025169 | 0.0029548 | 0.0032959 | 0.0035594 | 0.0037615 | 0.0039156 | 0.0040328 | 0.004122 | 0.0041902 | 0.0042425 | 0.0042826 | 0.0043132 | 0.0043001 | 0.0042882 | 0.0042771 | 0.0042663 | 0.051356 | 0.35722 | 0.31006 | 0.28192 | 0.20583 | 0.19695 | 0.18694 | 0.15531 | 0.18419 | 0.2411 | 0.31328 | 0.33178 | 0.35358 | 0 | 0.73477 | 0.56389 | 0.57324 | 0.49114 | 0.487 | 0.50747 | 0.49856 | 0.51456 | 0.54282 | 0.65233 | 0.70109 | 0.76008 | 0.69288
LO12Med | NR | Lamps | Residential | Lighting | 7.5478e-05 | 7.6872e-05 | 0.55625 | 16.5724 | Multifamily - High Rise | WA_General Purpose and Three-Way_250 to 1049 lumens | 0.00017596 | 0.00035099 | 0.0005249 | 0.00069737 | 0.00086798 | 0.001019 | 0.0011366 | 0.0012275 | 0.0012972 | 0.0013503 | 0.0013907 | 0.0014215 | 0.0014451 | 0.0014631 | 0.0014769 | 0.0014875 | 0.0014829 | 0.0014788 | 0.001475 | 0.0014713 | 0.017711 | 0.019663 | 0.017245 | 0.015744 | 0.011447 | 0.011295 | 0.010834 | 0.0090227 | 0.010706 | 0.013928 | 0.017871 | 0.01862 | 0.019261 | 0 | 0.037668 | 0.029036 | 0.030111 | 0.025907 | 0.027208 | 0.02922 | 0.028931 | 0.029879 | 0.030977 | 0.035981 | 0.037444 | 0.038254 | 1.3611
LO12Med | NR | Lamps | Residential | Lighting | 5.4558e-05 | 5.5349e-05 | 0.4009 | 42.4056 | Multifamily - High Rise | WA_Reflectors and Outdoor_1050 to 1489 lumens | 1.214e-05 | 2.4217e-05 | 3.6216e-05 | 4.8115e-05 | 5.9887e-05 | 7.0306e-05 | 7.8422e-05 | 8.4692e-05 | 8.95e-05 | 9.3166e-05 | 9.5955e-05 | 9.8079e-05 | 9.9702e-05 | 0.00010095 | 0.0001019 | 0.00010263 | 0.00010232 | 0.00010203 | 0.00010177 | 0.00010151 | 0.001222 | 0.014159 | 0.012389 | 0.011301 | 0.008224 | 0.0080604 | 0.0077138 | 0.0064209 | 0.0076179 | 0.009924 | 0.012768 | 0.013351 | 0.013902 | 0 | 0.027571 | 0.021231 | 0.021915 | 0.018837 | 0.019528 | 0.020834 | 0.020594 | 0.021265 | 0.02213 | 0.025897 | 0.027147 | 0.028123 | 0.82446
LO12Med | NR | Lamps | Residential | Lighting | 9.8713e-05 | 9.3636e-05 | 0.78939 | -16.1512 | Multifamily - High Rise | WA_Decorative and Mini-Base_250 to 1049 lumens | 3.5764e-05 | 7.134e-05 | 0.00010669 | 0.00014174 | 0.00017642 | 0.00020712 | 0.00023103 | 0.0002495 | 0.00026366 | 0.00027446 | 0.00028267 | 0.00028893 | 0.00029371 | 0.00029738 | 0.00030019 | 0.00030233 | 0.00030141 | 0.00030058 | 0.0002998 | 0.00029905 | 0.0035998 | 0.025925 | 0.022577 | 0.02179 | 0.016948 | 0.01668 | 0.015844 | 0.013631 | 0.016131 | 0.020313 | 0.024191 | 0.024326 | 0.025119 | 0 | 0.051484 | 0.040254 | 0.043887 | 0.038064 | 0.040143 | 0.043723 | 0.042502 | 0.043646 | 0.044043 | 0.052231 | 0.052271 | 0.053668 | 9.6504
LO12Med | NR | Lamps | Residential | Lighting | 5.5221e-05 | 5.6257e-05 | 0.40705 | -16.4613 | Multifamily - High Rise | WA_Reflectors and Outdoor_250 to 1049 lumens | 8.0879e-05 | 0.00016133 | 0.00024127 | 0.00032055 | 0.00039897 | 0.00046838 | 0.00052245 | 0.00056422 | 0.00059625 | 0.00062067 | 0.00063925 | 0.0006534 | 0.00066421 | 0.0006725 | 0.00067886 | 0.00068371 | 0.00068163 | 0.00067974 | 0.00067798 | 0.00067628 | 0.0081407 | 0.01439 | 0.012622 | 0.011524 | 0.0083783 | 0.008271 | 0.0079345 | 0.0066084 | 0.0078412 | 0.0102 | 0.013086 | 0.01363 | 0.014093 | 0 | 0.027534 | 0.021226 | 0.022019 | 0.018946 | 0.019916 | 0.021399 | 0.021189 | 0.021884 | 0.022682 | 0.026332 | 0.027389 | 0.027954 | 8.0809
LO12Med | NR | Lamps | Residential | Lighting | 8.6329e-05 | 8.1982e-05 | 0.69138 | -15.7617 | Multifamily - High Rise | WA_Globe_250 to 1049 lumens | 2.351e-05 | 4.6897e-05 | 7.0133e-05 | 9.3178e-05 | 0.00011597 | 0.00013615 | 0.00015187 | 0.00016401 | 0.00017332 | 0.00018042 | 0.00018582 | 0.00018993 | 0.00019308 | 0.00019549 | 0.00019733 | 0.00019874 | 0.00019814 | 0.00019759 | 0.00019708 | 0.00019658 | 0.0023664 | 0.022705 | 0.01979 | 0.01911 | 0.014862 | 0.014659 | 0.013935 | 0.01199 | 0.01419 | 0.017861 | 0.02125 | 0.021338 | 0.021979 | 0 | 0.044832 | 0.035071 | 0.038315 | 0.033245 | 0.035213 | 0.038437 | 0.037384 | 0.038392 | 0.038691 | 0.045771 | 0.045682 | 0.046673 | 9.0381
LO12Med | NR | Lamps | Residential | Lighting | 0.0023671 | 0.0023694 | 17.2202 | -52.9778 | Manufactured | ID/MT/OR_Reflectors and Outdoor_1490 to 2600 lumens | 0.0029058 | 0.0057473 | 0.0085225 | 0.011227 | 0.013856 | 0.01613 | 0.01784 | 0.019104 | 0.020018 | 0.020662 | 0.021101 | 0.021386 | 0.021557 | 0.021642 | 0.021662 | 0.021633 | 0.021385 | 0.021146 | 0.020913 | 0.020685 | 0.24899 | 0.60633 | 0.52629 | 0.47853 | 0.34938 | 0.3343 | 0.31731 | 0.26361 | 0.31264 | 0.40925 | 0.53176 | 0.56317 | 0.60016 | 0 | 1.2472 | 0.95714 | 0.97301 | 0.83365 | 0.82663 | 0.86137 | 0.84625 | 0.87341 | 0.92137 | 1.1073 | 1.19 | 1.2901 | 3.4504
LO12Med | NR | Lamps | Residential | Lighting | 7.7004e-05 | 7.8448e-05 | 0.56761 | -118.3131 | Manufactured | ID/MT/OR_Reflectors and Outdoor_250 to 1049 lumens | 0.0003784 | 0.00074844 | 0.0011098 | 0.0014621 | 0.0018044 | 0.0021005 | 0.0023232 | 0.0024878 | 0.0026069 | 0.0026907 | 0.0027479 | 0.002785 | 0.0028072 | 0.0028183 | 0.0028209 | 0.0028171 | 0.0027849 | 0.0027537 | 0.0027234 | 0.0026937 | 0.032425 | 0.020066 | 0.017601 | 0.01607 | 0.011683 | 0.011534 | 0.011064 | 0.0092151 | 0.010934 | 0.014224 | 0.018247 | 0.019007 | 0.019652 | 0 | 0.038395 | 0.029598 | 0.030705 | 0.026419 | 0.027772 | 0.029839 | 0.029548 | 0.030516 | 0.03163 | 0.036719 | 0.038192 | 0.038981 | 3.6392
LO12Med | NR | Lamps | Residential | Lighting | 3.9173e-05 | 3.9742e-05 | 0.28785 | -76.2851 | Manufactured | ID/MT/OR_Reflectors and Outdoor_1050 to 1489 lumens | 2.9247e-05 | 5.7847e-05 | 8.5779e-05 | 0.000113 | 0.00013946 | 0.00016235 | 0.00017956 | 0.00019228 | 0.00020148 | 0.00020797 | 0.00021238 | 0.00021525 | 0.00021697 | 0.00021782 | 0.00021803 | 0.00021773 | 0.00021524 | 0.00021283 | 0.00021049 | 0.00020819 | 0.0025061 | 0.010166 | 0.0088957 | 0.0081141 | 0.0059049 | 0.0057874 | 0.0055386 | 0.0046103 | 0.0054698 | 0.0071256 | 0.0091677 | 0.0095859 | 0.0099818 | 0 | 0.019797 | 0.015244 | 0.015735 | 0.013525 | 0.014021 | 0.014959 | 0.014787 | 0.015269 | 0.01589 | 0.018595 | 0.019492 | 0.020193 | 1.6761
LO12Med | NR | Lamps | Residential | Lighting | 0.00010157 | 9.6452e-05 | 0.8134 | -61.9164 | Manufactured | ID/MT/OR_Globe_250 to 1049 lumens | 9.2803e-05 | 0.00018355 | 0.00027219 | 0.00035857 | 0.00044253 | 0.00051514 | 0.00056977 | 0.00061013 | 0.00063933 | 0.0006599 | 0.00067392 | 0.00068303 | 0.00068847 | 0.00069118 | 0.00069183 | 0.0006909 | 0.00068299 | 0.00067534 | 0.00066791 | 0.00066062 | 0.0079522 | 0.026713 | 0.023283 | 0.022483 | 0.017485 | 0.017246 | 0.016395 | 0.014107 | 0.016695 | 0.021014 | 0.025 | 0.025104 | 0.025858 | 0 | 0.052745 | 0.041261 | 0.045077 | 0.039112 | 0.041428 | 0.045221 | 0.043982 | 0.045168 | 0.04552 | 0.053849 | 0.053744 | 0.05491 | 1.6662
LO12Med | NR | Lamps | Residential | Lighting | 0.00042815 | 0.00043476 | 3.1483 | -13.5842 | Manufactured | ID/MT/OR_General Purpose and Three-Way_1490 to 2600 lumens | 0.003766 | 0.0074487 | 0.011045 | 0.014551 | 0.017958 | 0.020905 | 0.023121 | 0.024759 | 0.025944 | 0.026779 | 0.027348 | 0.027717 | 0.027938 | 0.028048 | 0.028075 | 0.028037 | 0.027716 | 0.027405 | 0.027104 | 0.026808 | 0.3227 | 0.11121 | 0.097365 | 0.088829 | 0.064631 | 0.063445 | 0.06075 | 0.050574 | 0.060004 | 0.078144 | 0.10047 | 0.10497 | 0.10913 | 0 | 0.21573 | 0.16616 | 0.1717 | 0.14762 | 0.1535 | 0.16403 | 0.1622 | 0.16749 | 0.17415 | 0.20344 | 0.21289 | 0.21983 | 1.7946
LO12Med | NR | Lamps | Residential | Lighting | 8.289e-05 | 7.8627e-05 | 0.66286 | -35.4254 | Manufactured | ID/MT/OR_Decorative and Mini-Base_250 to 1049 lumens | 0.00010076 | 0.00019929 | 0.00029553 | 0.00038932 | 0.00048048 | 0.00055932 | 0.00061862 | 0.00066245 | 0.00069415 | 0.00071648 | 0.00073171 | 0.00074159 | 0.00074751 | 0.00075045 | 0.00075115 | 0.00075014 | 0.00074155 | 0.00073325 | 0.00072518 | 0.00071726 | 0.008634 | 0.021769 | 0.018958 | 0.018297 | 0.014232 | 0.014006 | 0.013305 | 0.011446 | 0.013545 | 0.017057 | 0.020313 | 0.020426 | 0.021092 | 0 | 0.043232 | 0.033802 | 0.036852 | 0.031963 | 0.033708 | 0.036714 | 0.035689 | 0.03665 | 0.036983 | 0.043858 | 0.043893 | 0.045066 | 1.3623
LO12Med | NR | Lamps | Residential | Lighting | 0.0011984 | 0.0012191 | 8.8242 | -21.8938 | Manufactured | ID/MT/OR_General Purpose and Three-Way_1050 to 1489 lumens | 0.0055357 | 0.010949 | 0.016236 | 0.021389 | 0.026397 | 0.030728 | 0.033987 | 0.036394 | 0.038136 | 0.039363 | 0.040199 | 0.040743 | 0.041067 | 0.041229 | 0.041268 | 0.041212 | 0.04074 | 0.040284 | 0.039841 | 0.039406 | 0.47435 | 0.31185 | 0.27332 | 0.24947 | 0.18143 | 0.17868 | 0.17127 | 0.14262 | 0.16922 | 0.22024 | 0.2828 | 0.29495 | 0.30568 | 0 | 0.60021 | 0.46251 | 0.479 | 0.41201 | 0.43111 | 0.46213 | 0.45735 | 0.47231 | 0.49019 | 0.57057 | 0.595 | 0.61031 | 2.5475
LO12Med | NR | Lamps | Residential | Lighting | 0.00051674 | 0.00052472 | 3.7997 | 11.7708 | Manufactured | WA_General Purpose and Three-Way_1490 to 2600 lumens | 0.0051255 | 0.010138 | 0.015033 | 0.019804 | 0.024441 | 0.028451 | 0.031468 | 0.033697 | 0.03531 | 0.036446 | 0.03722 | 0.037723 | 0.038024 | 0.038174 | 0.03821 | 0.038158 | 0.037721 | 0.037299 | 0.036889 | 0.036486 | 0.4392 | 0.13423 | 0.11751 | 0.10721 | 0.078004 | 0.076574 | 0.073321 | 0.06104 | 0.072421 | 0.094314 | 0.12126 | 0.12669 | 0.13172 | 0 | 0.26038 | 0.20054 | 0.20723 | 0.17816 | 0.18526 | 0.19797 | 0.19576 | 0.20215 | 0.21018 | 0.24553 | 0.25694 | 0.26532 | 1.547
LO12Med | NR | Lamps | Residential | Lighting | 4.9341e-05 | 5.0253e-05 | 0.36363 | -69.7837 | Manufactured | ID/MT/OR_General Purpose and Three-Way_250 to 1049 lumens | 0.00038594 | 0.00076334 | 0.0011319 | 0.0014912 | 0.0018403 | 0.0021423 | 0.0023695 | 0.0025373 | 0.0026587 | 0.0027443 | 0.0028026 | 0.0028405 | 0.0028631 | 0.0028744 | 0.0028771 | 0.0028732 | 0.0028403 | 0.0028085 | 0.0027776 | 0.0027473 | 0.03307 | 0.012854 | 0.011273 | 0.010292 | 0.007483 | 0.0073837 | 0.0070822 | 0.0058983 | 0.0069986 | 0.0091052 | 0.011683 | 0.012172 | 0.012591 | 0 | 0.024625 | 0.018981 | 0.019684 | 0.016936 | 0.017786 | 0.019102 | 0.018913 | 0.019532 | 0.02025 | 0.023521 | 0.024478 | 0.025008 | 2.2085
LO12Med | NR | Lamps | Residential | Lighting | 0.00071813 | 0.00073059 | 5.288 | 11.8003 | Manufactured | WA_General Purpose and Three-Way_1050 to 1489 lumens | 0.0037408 | 0.0073989 | 0.010972 | 0.014454 | 0.017838 | 0.020765 | 0.022967 | 0.024594 | 0.025771 | 0.0266 | 0.027165 | 0.027532 | 0.027752 | 0.027861 | 0.027887 | 0.02785 | 0.027531 | 0.027222 | 0.026923 | 0.026629 | 0.32055 | 0.18688 | 0.16379 | 0.1495 | 0.10872 | 0.10708 | 0.10264 | 0.085467 | 0.10141 | 0.13198 | 0.16947 | 0.17675 | 0.18318 | 0 | 0.35968 | 0.27717 | 0.28705 | 0.2469 | 0.25835 | 0.27694 | 0.27407 | 0.28304 | 0.29375 | 0.34192 | 0.35656 | 0.36574 | 1.5464
LO12Med | NR | Lamps | Residential | Lighting | 0.0013946 | 0.0013959 | 10.1451 | 54.7924 | Manufactured | WA_Reflectors and Outdoor_1490 to 2600 lumens | 0.0019304 | 0.0038182 | 0.0056619 | 0.0074589 | 0.0092053 | 0.010716 | 0.011852 | 0.012692 | 0.013299 | 0.013727 | 0.014019 | 0.014208 | 0.014321 | 0.014378 | 0.014391 | 0.014372 | 0.014207 | 0.014048 | 0.013894 | 0.013742 | 0.16542 | 0.35722 | 0.31006 | 0.28192 | 0.20583 | 0.19695 | 0.18694 | 0.15531 | 0.18419 | 0.2411 | 0.31328 | 0.33178 | 0.35358 | 0 | 0.73477 | 0.56389 | 0.57324 | 0.49114 | 0.487 | 0.50747 | 0.49856 | 0.51456 | 0.54282 | 0.65233 | 0.70109 | 0.76008 | 0.69288
LO12Med | NR | Lamps | Residential | Lighting | 7.5478e-05 | 7.6872e-05 | 0.55625 | 16.5724 | Manufactured | WA_General Purpose and Three-Way_250 to 1049 lumens | 0.00066574 | 0.0013168 | 0.0019526 | 0.0025723 | 0.0031746 | 0.0036955 | 0.0040873 | 0.0043769 | 0.0045863 | 0.0047339 | 0.0048345 | 0.0048998 | 0.0049389 | 0.0049583 | 0.004963 | 0.0049563 | 0.0048995 | 0.0048447 | 0.0047914 | 0.0047391 | 0.057046 | 0.019663 | 0.017245 | 0.015744 | 0.011447 | 0.011295 | 0.010834 | 0.0090227 | 0.010706 | 0.013928 | 0.017871 | 0.01862 | 0.019261 | 0 | 0.037668 | 0.029036 | 0.030111 | 0.025907 | 0.027208 | 0.02922 | 0.028931 | 0.029879 | 0.030977 | 0.035981 | 0.037444 | 0.038254 | 1.3611
LO12Med | NR | Lamps | Residential | Lighting | 5.4558e-05 | 5.5349e-05 | 0.4009 | 42.4056 | Manufactured | WA_Reflectors and Outdoor_1050 to 1489 lumens | 4.5933e-05 | 9.085e-05 | 0.00013472 | 0.00017747 | 0.00021903 | 0.00025497 | 0.000282 | 0.00030198 | 0.00031643 | 0.00032662 | 0.00033355 | 0.00033806 | 0.00034076 | 0.0003421 | 0.00034242 | 0.00034196 | 0.00033804 | 0.00033426 | 0.00033058 | 0.00032697 | 0.0039359 | 0.014159 | 0.012389 | 0.011301 | 0.008224 | 0.0080604 | 0.0077138 | 0.0064209 | 0.0076179 | 0.009924 | 0.012768 | 0.013351 | 0.013902 | 0 | 0.027571 | 0.021231 | 0.021915 | 0.018837 | 0.019528 | 0.020834 | 0.020594 | 0.021265 | 0.02213 | 0.025897 | 0.027147 | 0.028123 | 0.82446
LO12Med | NR | Lamps | Residential | Lighting | 9.8713e-05 | 9.3636e-05 | 0.78939 | -16.1512 | Manufactured | WA_Decorative and Mini-Base_250 to 1049 lumens | 0.00013531 | 0.00026764 | 0.00039687 | 0.00052283 | 0.00064524 | 0.00075112 | 0.00083076 | 0.00088962 | 0.00093218 | 0.00096218 | 0.00098262 | 0.0009959 | 0.0010038 | 0.0010078 | 0.0010087 | 0.0010074 | 0.00099584 | 0.0009847 | 0.00097386 | 0.00096323 | 0.011595 | 0.025925 | 0.022577 | 0.02179 | 0.016948 | 0.01668 | 0.015844 | 0.013631 | 0.016131 | 0.020313 | 0.024191 | 0.024326 | 0.025119 | 0 | 0.051484 | 0.040254 | 0.043887 | 0.038064 | 0.040143 | 0.043723 | 0.042502 | 0.043646 | 0.044043 | 0.052231 | 0.052271 | 0.053668 | 9.6504
LO12Med | NR | Lamps | Residential | Lighting | 5.5221e-05 | 5.6257e-05 | 0.40705 | -16.4613 | Manufactured | WA_Reflectors and Outdoor_250 to 1049 lumens | 0.000306 | 0.00060524 | 0.0008975 | 0.0011823 | 0.0014592 | 0.0016986 | 0.0018787 | 0.0020118 | 0.0021081 | 0.0021759 | 0.0022222 | 0.0022522 | 0.0022701 | 0.0022791 | 0.0022812 | 0.0022781 | 0.002252 | 0.0022268 | 0.0022023 | 0.0021783 | 0.026221 | 0.01439 | 0.012622 | 0.011524 | 0.0083783 | 0.008271 | 0.0079345 | 0.0066084 | 0.0078412 | 0.0102 | 0.013086 | 0.01363 | 0.014093 | 0 | 0.027534 | 0.021226 | 0.022019 | 0.018946 | 0.019916 | 0.021399 | 0.021189 | 0.021884 | 0.022682 | 0.026332 | 0.027389 | 0.027954 | 8.0809
LO12Med | NR | Lamps | Residential | Lighting | 8.6329e-05 | 8.1982e-05 | 0.69138 | -15.7617 | Manufactured | WA_Globe_250 to 1049 lumens | 8.8951e-05 | 0.00017593 | 0.00026089 | 0.00034369 | 0.00042416 | 0.00049376 | 0.00054612 | 0.0005848 | 0.00061279 | 0.00063251 | 0.00064595 | 0.00065467 | 0.00065989 | 0.00066249 | 0.00066311 | 0.00066222 | 0.00065463 | 0.00064731 | 0.00064019 | 0.0006332 | 0.0076221 | 0.022705 | 0.01979 | 0.01911 | 0.014862 | 0.014659 | 0.013935 | 0.01199 | 0.01419 | 0.017861 | 0.02125 | 0.021338 | 0.021979 | 0 | 0.044832 | 0.035071 | 0.038315 | 0.033245 | 0.035213 | 0.038437 | 0.037384 | 0.038392 | 0.038691 | 0.045771 | 0.045682 | 0.046673 | 9.0381
LO20Fast | NR | Pin Lamps | Residential | Lighting | 0.00021695 | 0.00020479 | 1.7239 | 11.6818 | Single Family | ID/MT/OR_MR_20W equivalent | 0.0033024 | 0.0056023 | 0.0071788 | 0.0083897 | 0.0094324 | 0.010313 | 0.011043 | 0.011639 | 0.013055 | 0.013273 | 0.013461 | 0.013593 | 0.013664 | 0.013698 | 0.013719 | 0.013727 | 0.013727 | 0.013743 | 0.013742 | 0.013781 | 0.10957 | 0.056619 | 0.049132 | 0.047313 | 0.036816 | 0.035884 | 0.033977 | 0.029207 | 0.034559 | 0.043603 | 0.052159 | 0.052768 | 0.055079 | 0 | 0.11523 | 0.0899 | 0.097161 | 0.084131 | 0.087078 | 0.093942 | 0.091104 | 0.093538 | 0.09492 | 0.11379 | 0.11522 | 0.12077 | 1.1532
LO20Fast | NR | Pin Lamps | Residential | Lighting | 0.00031945 | 0.00030154 | 2.5384 | 1.5464 | Single Family | ID/MT/OR_MR_21 to 45W equivalent | 0.0026138 | 0.0044342 | 0.005682 | 0.0066404 | 0.0074658 | 0.0081628 | 0.0087408 | 0.0092125 | 0.010333 | 0.010505 | 0.010655 | 0.010759 | 0.010815 | 0.010842 | 0.010858 | 0.010865 | 0.010865 | 0.010878 | 0.010877 | 0.010907 | 0.086725 | 0.083368 | 0.072344 | 0.069666 | 0.05421 | 0.052838 | 0.050029 | 0.043006 | 0.050887 | 0.064203 | 0.076802 | 0.077698 | 0.081101 | 0 | 0.16967 | 0.13237 | 0.14306 | 0.12388 | 0.12822 | 0.13832 | 0.13415 | 0.13773 | 0.13977 | 0.16755 | 0.16966 | 0.17783 | 1.3469
LO20Fast | NR | Pin Lamps | Residential | Lighting | 0.0004388 | 0.00041421 | 3.4868 | -3.8864 | Single Family | ID/MT/OR_MR_46 to 59W equivalent | 0.014368 | 0.024375 | 0.031234 | 0.036502 | 0.041039 | 0.044871 | 0.048048 | 0.050641 | 0.056801 | 0.057747 | 0.058569 | 0.059142 | 0.059452 | 0.0596 | 0.059689 | 0.059724 | 0.059723 | 0.059795 | 0.05979 | 0.059957 | 0.47673 | 0.11452 | 0.099374 | 0.095696 | 0.074464 | 0.07258 | 0.068722 | 0.059074 | 0.0699 | 0.088191 | 0.1055 | 0.10673 | 0.1114 | 0 | 0.23307 | 0.18183 | 0.19652 | 0.17016 | 0.17612 | 0.19001 | 0.18427 | 0.18919 | 0.19199 | 0.23016 | 0.23305 | 0.24428 | 1.5572
LO20Fast | NR | Pin Lamps | Residential | Lighting | 0.001524 | 0.0014344 | 12.0637 | -10.9001 | Single Family | ID/MT/OR_Non-MR Bi-Pin_250 to 499 lumens | 0.001804 | 0.0030603 | 0.0039215 | 0.004583 | 0.0051526 | 0.0056337 | 0.0060326 | 0.0063582 | 0.0071316 | 0.0072504 | 0.0073536 | 0.0074255 | 0.0074644 | 0.007483 | 0.0074941 | 0.0074985 | 0.0074984 | 0.0075075 | 0.0075069 | 0.0075279 | 0.059855 | 0.39623 | 0.34308 | 0.32993 | 0.2568 | 0.24882 | 0.23512 | 0.20201 | 0.23901 | 0.30191 | 0.36216 | 0.36775 | 0.38638 | 0 | 0.81823 | 0.63755 | 0.68551 | 0.593 | 0.60686 | 0.65085 | 0.63026 | 0.64702 | 0.65888 | 0.79516 | 0.81084 | 0.8603 | 2.5282
LO20Fast | NR | Pin Lamps | Residential | Lighting | 0.0023359 | 0.0021985 | 18.4901 | 10.2991 | Single Family | ID/MT/OR_Non-MR Bi-Pin_500 to 999 lumens | 0.089529 | 0.15188 | 0.19462 | 0.22745 | 0.25572 | 0.27959 | 0.29939 | 0.31555 | 0.35393 | 0.35983 | 0.36495 | 0.36852 | 0.37045 | 0.37137 | 0.37192 | 0.37214 | 0.37213 | 0.37259 | 0.37256 | 0.3736 | 2.9705 | 0.6073 | 0.52584 | 0.50569 | 0.3936 | 0.38136 | 0.36036 | 0.30962 | 0.36633 | 0.46275 | 0.55509 | 0.56366 | 0.59221 | 0 | 1.2541 | 0.97718 | 1.0507 | 0.9089 | 0.93014 | 0.99757 | 0.96601 | 0.9917 | 1.0099 | 1.2188 | 1.2428 | 1.3186 | 1.392
LO20Fast | NR | Pin Lamps | Residential | Lighting | 0.00079241 | 0.00074383 | 6.2509 | -19.0931 | Single Family | ID/MT/OR_TLED_2ft | 0.00010588 | 0.00017961 | 0.00023016 | 0.00026898 | 0.00030241 | 0.00033064 | 0.00035406 | 0.00037316 | 0.00041856 | 0.00042553 | 0.00043158 | 0.00043581 | 0.00043809 | 0.00043918 | 0.00043983 | 0.00044009 | 0.00044008 | 0.00044062 | 0.00044058 | 0.00044181 | 0.0035129 | 0.20531 | 0.17743 | 0.17041 | 0.13267 | 0.12785 | 0.12059 | 0.10356 | 0.12252 | 0.15493 | 0.18633 | 0.18985 | 0.20065 | 0 | 0.42952 | 0.3343 | 0.35782 | 0.30926 | 0.31328 | 0.33418 | 0.32317 | 0.33173 | 0.3389 | 0.41148 | 0.42227 | 0.45286 | 19.4171
LO20Fast | NR | Pin Lamps | Residential | Lighting | 0.0013259 | 0.0012446 | 10.459 | 19.479 | Single Family | ID/MT/OR_TLED_4ft | 0.01077 | 0.01827 | 0.023412 | 0.027361 | 0.030762 | 0.033634 | 0.036015 | 0.037959 | 0.042576 | 0.043285 | 0.043901 | 0.044331 | 0.044563 | 0.044674 | 0.044741 | 0.044767 | 0.044766 | 0.04482 | 0.044817 | 0.044942 | 0.35734 | 0.34353 | 0.29687 | 0.28513 | 0.22199 | 0.21392 | 0.20177 | 0.17328 | 0.20499 | 0.25924 | 0.31176 | 0.31765 | 0.33573 | 0 | 0.71868 | 0.55936 | 0.59871 | 0.51746 | 0.52418 | 0.55916 | 0.54073 | 0.55505 | 0.56705 | 0.68849 | 0.70654 | 0.75773 | 1.2706
LO20Fast | NR | Pin Lamps | Residential | Lighting | 0.00014882 | 0.00014048 | 1.1825 | 157.7818 | Single Family | WA_MR_20W equivalent | 0.0025545 | 0.0043335 | 0.005553 | 0.0064897 | 0.0072963 | 0.0079775 | 0.0085424 | 0.0090034 | 0.010099 | 0.010267 | 0.010413 | 0.010515 | 0.01057 | 0.010596 | 0.010612 | 0.010618 | 0.010618 | 0.010631 | 0.01063 | 0.01066 | 0.084756 | 0.038838 | 0.033703 | 0.032455 | 0.025254 | 0.024615 | 0.023307 | 0.020035 | 0.023706 | 0.02991 | 0.035779 | 0.036197 | 0.037782 | 0 | 0.079044 | 0.061668 | 0.066649 | 0.057711 | 0.059732 | 0.06444 | 0.062494 | 0.064163 | 0.065111 | 0.078058 | 0.079038 | 0.082846 | 0.29182
LO20Fast | NR | Pin Lamps | Residential | Lighting | 0.0001223 | 0.00011545 | 0.97184 | 192.5822 | Single Family | WA_MR_21 to 45W equivalent | 0.0011285 | 0.0019144 | 0.0024531 | 0.0028669 | 0.0032232 | 0.0035242 | 0.0037737 | 0.0039774 | 0.0044612 | 0.0045355 | 0.0046 | 0.004645 | 0.0046694 | 0.004681 | 0.004688 | 0.0046907 | 0.0046906 | 0.0046963 | 0.0046959 | 0.0047091 | 0.037442 | 0.031918 | 0.027698 | 0.026672 | 0.020755 | 0.02023 | 0.019154 | 0.016465 | 0.019482 | 0.024581 | 0.029404 | 0.029747 | 0.03105 | 0 | 0.064961 | 0.05068 | 0.054774 | 0.047428 | 0.049089 | 0.052959 | 0.051359 | 0.052731 | 0.05351 | 0.06415 | 0.064955 | 0.068085 | 0.24442
LO20Fast | NR | Pin Lamps | Residential | Lighting | 0.00014513 | 0.00013699 | 1.1532 | 159.3959 | Single Family | WA_MR_46 to 59W equivalent | 0.0053588 | 0.0090908 | 0.011649 | 0.013614 | 0.015306 | 0.016735 | 0.01792 | 0.018887 | 0.021185 | 0.021537 | 0.021844 | 0.022058 | 0.022173 | 0.022228 | 0.022261 | 0.022275 | 0.022274 | 0.022301 | 0.022299 | 0.022362 | 0.1778 | 0.037875 | 0.032867 | 0.03165 | 0.024628 | 0.024005 | 0.022729 | 0.019538 | 0.023118 | 0.029168 | 0.034892 | 0.035299 | 0.036845 | 0 | 0.077084 | 0.060139 | 0.064996 | 0.05628 | 0.058251 | 0.062843 | 0.060944 | 0.062572 | 0.063497 | 0.076122 | 0.077078 | 0.080792 | 0.28922
LO20Fast | NR | Pin Lamps | Residential | Lighting | 0.001524 | 0.0014344 | 12.0637 | -10.9001 | Single Family | WA_Non-MR Bi-Pin_250 to 499 lumens | 0.0020343 | 0.003451 | 0.0044221 | 0.0051681 | 0.0058104 | 0.0063529 | 0.0068028 | 0.0071699 | 0.008042 | 0.008176 | 0.0082923 | 0.0083734 | 0.0084173 | 0.0084382 | 0.0084508 | 0.0084558 | 0.0084556 | 0.0084659 | 0.0084652 | 0.0084889 | 0.067496 | 0.39623 | 0.34308 | 0.32993 | 0.2568 | 0.24882 | 0.23512 | 0.20201 | 0.23901 | 0.30191 | 0.36216 | 0.36775 | 0.38638 | 0 | 0.81823 | 0.63755 | 0.68551 | 0.593 | 0.60686 | 0.65085 | 0.63026 | 0.64702 | 0.65888 | 0.79516 | 0.81084 | 0.8603 | 2.5282
LO20Fast | NR | Pin Lamps | Residential | Lighting | 0.0023359 | 0.0021985 | 18.4901 | 10.2991 | Single Family | WA_Non-MR Bi-Pin_500 to 999 lumens | 0.10096 | 0.17127 | 0.21946 | 0.25648 | 0.28836 | 0.31528 | 0.33761 | 0.35583 | 0.39911 | 0.40576 | 0.41154 | 0.41556 | 0.41774 | 0.41878 | 0.4194 | 0.41965 | 0.41964 | 0.42015 | 0.42012 | 0.42129 | 3.3497 | 0.6073 | 0.52584 | 0.50569 | 0.3936 | 0.38136 | 0.36036 | 0.30962 | 0.36633 | 0.46275 | 0.55509 | 0.56366 | 0.59221 | 0 | 1.2541 | 0.97718 | 1.0507 | 0.9089 | 0.93014 | 0.99757 | 0.96601 | 0.9917 | 1.0099 | 1.2188 | 1.2428 | 1.3186 | 1.392
LO20Fast | NR | Pin Lamps | Residential | Lighting | 0.00079241 | 0.00074383 | 6.2509 | -19.0931 | Single Family | WA_TLED_2ft | 0.00011939 | 0.00020254 | 0.00025954 | 0.00030332 | 0.00034102 | 0.00037285 | 0.00039926 | 0.0004208 | 0.00047199 | 0.00047985 | 0.00048668 | 0.00049144 | 0.00049402 | 0.00049524 | 0.00049598 | 0.00049627 | 0.00049626 | 0.00049687 | 0.00049683 | 0.00049822 | 0.0039613 | 0.20531 | 0.17743 | 0.17041 | 0.13267 | 0.12785 | 0.12059 | 0.10356 | 0.12252 | 0.15493 | 0.18633 | 0.18985 | 0.20065 | 0 | 0.42952 | 0.3343 | 0.35782 | 0.30926 | 0.31328 | 0.33418 | 0.32317 | 0.33173 | 0.3389 | 0.41148 | 0.42227 | 0.45286 | 19.4171
LO20Fast | NR | Pin Lamps | Residential | Lighting | 0.0013259 | 0.0012446 | 10.459 | 19.479 | Single Family | WA_TLED_4ft | 0.012145 | 0.020603 | 0.0264 | 0.030854 | 0.034689 | 0.037927 | 0.040613 | 0.042805 | 0.048011 | 0.048811 | 0.049506 | 0.04999 | 0.050252 | 0.050377 | 0.050452 | 0.050482 | 0.050481 | 0.050542 | 0.050538 | 0.050679 | 0.40295 | 0.34353 | 0.29687 | 0.28513 | 0.22199 | 0.21392 | 0.20177 | 0.17328 | 0.20499 | 0.25924 | 0.31176 | 0.31765 | 0.33573 | 0 | 0.71868 | 0.55936 | 0.59871 | 0.51746 | 0.52418 | 0.55916 | 0.54073 | 0.55505 | 0.56705 | 0.68849 | 0.70654 | 0.75773 | 1.2706
LO20Fast | NR | Pin Lamps | Residential | Lighting | 0.00021695 | 0.00020479 | 1.7239 | 11.6818 | Multifamily - Low Rise | ID/MT/OR_MR_20W equivalent | 0.00074592 | 0.0012654 | 0.0016215 | 0.001895 | 0.0021305 | 0.0023294 | 0.0024944 | 0.002629 | 0.0031219 | 0.0031453 | 0.00317 | 0.0031855 | 0.0031862 | 0.003179 | 0.0031718 | 0.0031635 | 0.0031552 | 0.003152 | 0.0031446 | 0.0031484 | 0.024749 | 0.056619 | 0.049132 | 0.047313 | 0.036816 | 0.035884 | 0.033977 | 0.029207 | 0.034559 | 0.043603 | 0.052159 | 0.052768 | 0.055079 | 0 | 0.11523 | 0.0899 | 0.097161 | 0.084131 | 0.087078 | 0.093942 | 0.091104 | 0.093538 | 0.09492 | 0.11379 | 0.11522 | 0.12077 | 1.1532
LO20Fast | NR | Pin Lamps | Residential | Lighting | 0.00031945 | 0.00030154 | 2.5384 | 1.5464 | Multifamily - Low Rise | ID/MT/OR_MR_21 to 45W equivalent | 0.00059039 | 0.0010016 | 0.0012834 | 0.0014999 | 0.0016863 | 0.0018438 | 0.0019743 | 0.0020809 | 0.002471 | 0.0024895 | 0.002509 | 0.0025213 | 0.0025219 | 0.0025161 | 0.0025104 | 0.0025039 | 0.0024974 | 0.0024948 | 0.0024889 | 0.0024919 | 0.019589 | 0.083368 | 0.072344 | 0.069666 | 0.05421 | 0.052838 | 0.050029 | 0.043006 | 0.050887 | 0.064203 | 0.076802 | 0.077698 | 0.081101 | 0 | 0.16967 | 0.13237 | 0.14306 | 0.12388 | 0.12822 | 0.13832 | 0.13415 | 0.13773 | 0.13977 | 0.16755 | 0.16966 | 0.17783 | 1.3469
LO20Fast | NR | Pin Lamps | Residential | Lighting | 0.0004388 | 0.00041421 | 3.4868 | -3.8864 | Multifamily - Low Rise | ID/MT/OR_MR_46 to 59W equivalent | 0.0032454 | 0.0055056 | 0.0070549 | 0.0082449 | 0.0092697 | 0.010135 | 0.010853 | 0.011438 | 0.013583 | 0.013685 | 0.013792 | 0.01386 | 0.013863 | 0.013831 | 0.0138 | 0.013764 | 0.013728 | 0.013714 | 0.013682 | 0.013698 | 0.10768 | 0.11452 | 0.099374 | 0.095696 | 0.074464 | 0.07258 | 0.068722 | 0.059074 | 0.0699 | 0.088191 | 0.1055 | 0.10673 | 0.1114 | 0 | 0.23307 | 0.18183 | 0.19652 | 0.17016 | 0.17612 | 0.19001 | 0.18427 | 0.18919 | 0.19199 | 0.23016 | 0.23305 | 0.24428 | 1.5572
LO20Fast | NR | Pin Lamps | Residential | Lighting | 0.001524 | 0.0014344 | 12.0637 | -10.9001 | Multifamily - Low Rise | ID/MT/OR_Non-MR Bi-Pin_250 to 499 lumens | 0.00040747 | 0.00069125 | 0.00088577 | 0.0010352 | 0.0011638 | 0.0012725 | 0.0013626 | 0.0014361 | 0.0017054 | 0.0017182 | 0.0017317 | 0.0017401 | 0.0017405 | 0.0017366 | 0.0017326 | 0.0017281 | 0.0017236 | 0.0017218 | 0.0017178 | 0.0017199 | 0.01352 | 0.39623 | 0.34308 | 0.32993 | 0.2568 | 0.24882 | 0.23512 | 0.20201 | 0.23901 | 0.30191 | 0.36216 | 0.36775 | 0.38638 | 0 | 0.81823 | 0.63755 | 0.68551 | 0.593 | 0.60686 | 0.65085 | 0.63026 | 0.64702 | 0.65888 | 0.79516 | 0.81084 | 0.8603 | 2.5282
LO20Fast | NR | Pin Lamps | Residential | Lighting | 0.0023359 | 0.0021985 | 18.4901 | 10.2991 | Multifamily - Low Rise | ID/MT/OR_Non-MR Bi-Pin_500 to 999 lumens | 0.020222 | 0.034306 | 0.043959 | 0.051374 | 0.05776 | 0.063152 | 0.067625 | 0.071274 | 0.084636 | 0.08527 | 0.08594 | 0.08636 | 0.086379 | 0.086183 | 0.085988 | 0.085764 | 0.08554 | 0.085453 | 0.085251 | 0.085354 | 0.67096 | 0.6073 | 0.52584 | 0.50569 | 0.3936 | 0.38136 | 0.36036 | 0.30962 | 0.36633 | 0.46275 | 0.55509 | 0.56366 | 0.59221 | 0 | 1.2541 | 0.97718 | 1.0507 | 0.9089 | 0.93014 | 0.99757 | 0.96601 | 0.9917 | 1.0099 | 1.2188 | 1.2428 | 1.3186 | 1.392
LO20Fast | NR | Pin Lamps | Residential | Lighting | 0.00079241 | 0.00074383 | 6.2509 | -19.0931 | Multifamily - Low Rise | ID/MT/OR_TLED_2ft | 2.3915e-05 | 4.057e-05 | 5.1986e-05 | 6.0755e-05 | 6.8306e-05 | 7.4684e-05 | 7.9972e-05 | 8.4288e-05 | 0.00010009 | 0.00010084 | 0.00010163 | 0.00010213 | 0.00010215 | 0.00010192 | 0.00010169 | 0.00010142 | 0.00010116 | 0.00010106 | 0.00010082 | 0.00010094 | 0.00079347 | 0.20531 | 0.17743 | 0.17041 | 0.13267 | 0.12785 | 0.12059 | 0.10356 | 0.12252 | 0.15493 | 0.18633 | 0.18985 | 0.20065 | 0 | 0.42952 | 0.3343 | 0.35782 | 0.30926 | 0.31328 | 0.33418 | 0.32317 | 0.33173 | 0.3389 | 0.41148 | 0.42227 | 0.45286 | 19.4171
LO20Fast | NR | Pin Lamps | Residential | Lighting | 0.0013259 | 0.0012446 | 10.459 | 19.479 | Multifamily - Low Rise | ID/MT/OR_TLED_4ft | 0.0024326 | 0.0041268 | 0.0052881 | 0.0061801 | 0.0069482 | 0.0075969 | 0.0081349 | 0.0085739 | 0.010181 | 0.010258 | 0.010338 | 0.010389 | 0.010391 | 0.010367 | 0.010344 | 0.010317 | 0.01029 | 0.01028 | 0.010255 | 0.010268 | 0.080713 | 0.34353 | 0.29687 | 0.28513 | 0.22199 | 0.21392 | 0.20177 | 0.17328 | 0.20499 | 0.25924 | 0.31176 | 0.31765 | 0.33573 | 0 | 0.71868 | 0.55936 | 0.59871 | 0.51746 | 0.52418 | 0.55916 | 0.54073 | 0.55505 | 0.56705 | 0.68849 | 0.70654 | 0.75773 | 1.2706
LO20Fast | NR | Pin Lamps | Residential | Lighting | 0.00014882 | 0.00014048 | 1.1825 | 157.7818 | Multifamily - Low Rise | WA_MR_20W equivalent | 0.00057699 | 0.00097883 | 0.0012543 | 0.0014658 | 0.001648 | 0.0018019 | 0.0019295 | 0.0020336 | 0.0024149 | 0.002433 | 0.0024521 | 0.0024641 | 0.0024646 | 0.002459 | 0.0024534 | 0.0024471 | 0.0024407 | 0.0024382 | 0.0024324 | 0.0024354 | 0.019144 | 0.038838 | 0.033703 | 0.032455 | 0.025254 | 0.024615 | 0.023307 | 0.020035 | 0.023706 | 0.02991 | 0.035779 | 0.036197 | 0.037782 | 0 | 0.079044 | 0.061668 | 0.066649 | 0.057711 | 0.059732 | 0.06444 | 0.062494 | 0.064163 | 0.065111 | 0.078058 | 0.079038 | 0.082846 | 0.29182
LO20Fast | NR | Pin Lamps | Residential | Lighting | 0.0001223 | 0.00011545 | 0.97184 | 192.5822 | Multifamily - Low Rise | WA_MR_21 to 45W equivalent | 0.00025489 | 0.00043241 | 0.00055409 | 0.00064756 | 0.00072804 | 0.00079601 | 0.00085239 | 0.00089838 | 0.0010668 | 0.0010748 | 0.0010832 | 0.0010885 | 0.0010888 | 0.0010863 | 0.0010838 | 0.001081 | 0.0010782 | 0.0010771 | 0.0010746 | 0.0010759 | 0.0084572 | 0.031918 | 0.027698 | 0.026672 | 0.020755 | 0.02023 | 0.019154 | 0.016465 | 0.019482 | 0.024581 | 0.029404 | 0.029747 | 0.03105 | 0 | 0.064961 | 0.05068 | 0.054774 | 0.047428 | 0.049089 | 0.052959 | 0.051359 | 0.052731 | 0.05351 | 0.06415 | 0.064955 | 0.068085 | 0.24442
LO20Fast | NR | Pin Lamps | Residential | Lighting | 0.00014513 | 0.00013699 | 1.1532 | 159.3959 | Multifamily - Low Rise | WA_MR_46 to 59W equivalent | 0.0012104 | 0.0020534 | 0.0026312 | 0.003075 | 0.0034572 | 0.00378 | 0.0040477 | 0.0042661 | 0.0050659 | 0.0051038 | 0.0051439 | 0.0051691 | 0.0051702 | 0.0051585 | 0.0051468 | 0.0051334 | 0.00512 | 0.0051148 | 0.0051027 | 0.0051089 | 0.04016 | 0.037875 | 0.032867 | 0.03165 | 0.024628 | 0.024005 | 0.022729 | 0.019538 | 0.023118 | 0.029168 | 0.034892 | 0.035299 | 0.036845 | 0 | 0.077084 | 0.060139 | 0.064996 | 0.05628 | 0.058251 | 0.062843 | 0.060944 | 0.062572 | 0.063497 | 0.076122 | 0.077078 | 0.080792 | 0.28922
LO20Fast | NR | Pin Lamps | Residential | Lighting | 0.001524 | 0.0014344 | 12.0637 | -10.9001 | Multifamily - Low Rise | WA_Non-MR Bi-Pin_250 to 499 lumens | 0.00045949 | 0.00077949 | 0.00099884 | 0.0011673 | 0.0013124 | 0.0014349 | 0.0015366 | 0.0016195 | 0.0019231 | 0.0019375 | 0.0019527 | 0.0019623 | 0.0019627 | 0.0019583 | 0.0019538 | 0.0019487 | 0.0019436 | 0.0019417 | 0.0019371 | 0.0019394 | 0.015245 | 0.39623 | 0.34308 | 0.32993 | 0.2568 | 0.24882 | 0.23512 | 0.20201 | 0.23901 | 0.30191 | 0.36216 | 0.36775 | 0.38638 | 0 | 0.81823 | 0.63755 | 0.68551 | 0.593 | 0.60686 | 0.65085 | 0.63026 | 0.64702 | 0.65888 | 0.79516 | 0.81084 | 0.8603 | 2.5282
LO20Fast | NR | Pin Lamps | Residential | Lighting | 0.0023359 | 0.0021985 | 18.4901 | 10.2991 | Multifamily - Low Rise | WA_Non-MR Bi-Pin_500 to 999 lumens | 0.022804 | 0.038685 | 0.049571 | 0.057933 | 0.065133 | 0.071214 | 0.076257 | 0.080372 | 0.09544 | 0.096156 | 0.096911 | 0.097385 | 0.097406 | 0.097185 | 0.096965 | 0.096713 | 0.096459 | 0.096362 | 0.096134 | 0.09625 | 0.75661 | 0.6073 | 0.52584 | 0.50569 | 0.3936 | 0.38136 | 0.36036 | 0.30962 | 0.36633 | 0.46275 | 0.55509 | 0.56366 | 0.59221 | 0 | 1.2541 | 0.97718 | 1.0507 | 0.9089 | 0.93014 | 0.99757 | 0.96601 | 0.9917 | 1.0099 | 1.2188 | 1.2428 | 1.3186 | 1.392
LO20Fast | NR | Pin Lamps | Residential | Lighting | 0.00079241 | 0.00074383 | 6.2509 | -19.0931 | Multifamily - Low Rise | WA_TLED_2ft | 2.6968e-05 | 4.5749e-05 | 5.8623e-05 | 6.8511e-05 | 7.7026e-05 | 8.4218e-05 | 9.0182e-05 | 9.5048e-05 | 0.00011287 | 0.00011371 | 0.00011461 | 0.00011517 | 0.00011519 | 0.00011493 | 0.00011467 | 0.00011437 | 0.00011407 | 0.00011396 | 0.00011369 | 0.00011383 | 0.00089476 | 0.20531 | 0.17743 | 0.17041 | 0.13267 | 0.12785 | 0.12059 | 0.10356 | 0.12252 | 0.15493 | 0.18633 | 0.18985 | 0.20065 | 0 | 0.42952 | 0.3343 | 0.35782 | 0.30926 | 0.31328 | 0.33418 | 0.32317 | 0.33173 | 0.3389 | 0.41148 | 0.42227 | 0.45286 | 19.4171
LO20Fast | NR | Pin Lamps | Residential | Lighting | 0.0013259 | 0.0012446 | 10.459 | 19.479 | Multifamily - Low Rise | WA_TLED_4ft | 0.0027432 | 0.0046536 | 0.0059632 | 0.006969 | 0.0078352 | 0.0085667 | 0.0091734 | 0.0096684 | 0.011481 | 0.011567 | 0.011658 | 0.011715 | 0.011717 | 0.011691 | 0.011664 | 0.011634 | 0.011604 | 0.011592 | 0.011564 | 0.011578 | 0.091016 | 0.34353 | 0.29687 | 0.28513 | 0.22199 | 0.21392 | 0.20177 | 0.17328 | 0.20499 | 0.25924 | 0.31176 | 0.31765 | 0.33573 | 0 | 0.71868 | 0.55936 | 0.59871 | 0.51746 | 0.52418 | 0.55916 | 0.54073 | 0.55505 | 0.56705 | 0.68849 | 0.70654 | 0.75773 | 1.2706
LO20Fast | NR | Pin Lamps | Residential | Lighting | 0.00021695 | 0.00020479 | 1.7239 | 11.6818 | Multifamily - High Rise | ID/MT/OR_MR_20W equivalent | 0.00022073 | 0.00037445 | 0.00047982 | 0.00056075 | 0.00063045 | 0.00068931 | 0.00073813 | 0.00077796 | 0.00092201 | 0.00092867 | 0.00093643 | 0.0009415 | 0.00094221 | 0.00094031 | 0.00093839 | 0.0009362 | 0.00093384 | 0.00093292 | 0.00093063 | 0.00093171 | 0.0073235 | 0.056619 | 0.049132 | 0.047313 | 0.036816 | 0.035884 | 0.033977 | 0.029207 | 0.034559 | 0.043603 | 0.052159 | 0.052768 | 0.055079 | 0 | 0.11523 | 0.0899 | 0.097161 | 0.084131 | 0.087078 | 0.093942 | 0.091104 | 0.093538 | 0.09492 | 0.11379 | 0.11522 | 0.12077 | 1.1532
LO20Fast | NR | Pin Lamps | Residential | Lighting | 0.00031945 | 0.00030154 | 2.5384 | 1.5464 | Multifamily - High Rise | ID/MT/OR_MR_21 to 45W equivalent | 0.0001747 | 0.00029637 | 0.00037978 | 0.00044384 | 0.000499 | 0.00054559 | 0.00058423 | 0.00061575 | 0.00072977 | 0.00073504 | 0.00074118 | 0.0007452 | 0.00074576 | 0.00074426 | 0.00074274 | 0.000741 | 0.00073913 | 0.0007384 | 0.00073659 | 0.00073745 | 0.0057966 | 0.083368 | 0.072344 | 0.069666 | 0.05421 | 0.052838 | 0.050029 | 0.043006 | 0.050887 | 0.064203 | 0.076802 | 0.077698 | 0.081101 | 0 | 0.16967 | 0.13237 | 0.14306 | 0.12388 | 0.12822 | 0.13832 | 0.13415 | 0.13773 | 0.13977 | 0.16755 | 0.16966 | 0.17783 | 1.3469
LO20Fast | NR | Pin Lamps | Residential | Lighting | 0.0004388 | 0.00041421 | 3.4868 | -3.8864 | Multifamily - High Rise | ID/MT/OR_MR_46 to 59W equivalent | 0.00096035 | 0.0016292 | 0.0020876 | 0.0024398 | 0.002743 | 0.0029991 | 0.0032115 | 0.0033848 | 0.0040115 | 0.0040405 | 0.0040743 | 0.0040964 | 0.0040994 | 0.0040912 | 0.0040828 | 0.0040733 | 0.004063 | 0.004059 | 0.0040491 | 0.0040538 | 0.031864 | 0.11452 | 0.099374 | 0.095696 | 0.074464 | 0.07258 | 0.068722 | 0.059074 | 0.0699 | 0.088191 | 0.1055 | 0.10673 | 0.1114 | 0 | 0.23307 | 0.18183 | 0.19652 | 0.17016 | 0.17612 | 0.19001 | 0.18427 | 0.18919 | 0.19199 | 0.23016 | 0.23305 | 0.24428 | 1.5572
LO20Fast | NR | Pin Lamps | Residential | Lighting | 0.001524 | 0.0014344 | 12.0637 | -10.9001 | Multifamily - High Rise | ID/MT/OR_Non-MR Bi-Pin_250 to 499 lumens | 0.00012058 | 0.00020455 | 0.00026211 | 0.00030632 | 0.00034439 | 0.00037655 | 0.00040321 | 0.00042497 | 0.00050366 | 0.0005073 | 0.00051154 | 0.00051431 | 0.0005147 | 0.00051366 | 0.00051261 | 0.00051141 | 0.00051013 | 0.00050962 | 0.00050837 | 0.00050896 | 0.0040006 | 0.39623 | 0.34308 | 0.32993 | 0.2568 | 0.24882 | 0.23512 | 0.20201 | 0.23901 | 0.30191 | 0.36216 | 0.36775 | 0.38638 | 0 | 0.81823 | 0.63755 | 0.68551 | 0.593 | 0.60686 | 0.65085 | 0.63026 | 0.64702 | 0.65888 | 0.79516 | 0.81084 | 0.8603 | 2.5282
LO20Fast | NR | Pin Lamps | Residential | Lighting | 0.0023359 | 0.0021985 | 18.4901 | 10.2991 | Multifamily - High Rise | ID/MT/OR_Non-MR Bi-Pin_500 to 999 lumens | 0.005984 | 0.010151 | 0.013008 | 0.015202 | 0.017092 | 0.018688 | 0.020011 | 0.021091 | 0.024996 | 0.025177 | 0.025387 | 0.025525 | 0.025544 | 0.025492 | 0.02544 | 0.025381 | 0.025317 | 0.025292 | 0.02523 | 0.025259 | 0.19854 | 0.6073 | 0.52584 | 0.50569 | 0.3936 | 0.38136 | 0.36036 | 0.30962 | 0.36633 | 0.46275 | 0.55509 | 0.56366 | 0.59221 | 0 | 1.2541 | 0.97718 | 1.0507 | 0.9089 | 0.93014 | 0.99757 | 0.96601 | 0.9917 | 1.0099 | 1.2188 | 1.2428 | 1.3186 | 1.392
LO20Fast | NR | Pin Lamps | Residential | Lighting | 0.00079241 | 0.00074383 | 6.2509 | -19.0931 | Multifamily - High Rise | ID/MT/OR_TLED_2ft | 7.0766e-06 | 1.2005e-05 | 1.5383e-05 | 1.7978e-05 | 2.0213e-05 | 2.21e-05 | 2.3665e-05 | 2.4942e-05 | 2.956e-05 | 2.9774e-05 | 3.0022e-05 | 3.0185e-05 | 3.0208e-05 | 3.0147e-05 | 3.0086e-05 | 3.0015e-05 | 2.994e-05 | 2.991e-05 | 2.9837e-05 | 2.9871e-05 | 0.0002348 | 0.20531 | 0.17743 | 0.17041 | 0.13267 | 0.12785 | 0.12059 | 0.10356 | 0.12252 | 0.15493 | 0.18633 | 0.18985 | 0.20065 | 0 | 0.42952 | 0.3343 | 0.35782 | 0.30926 | 0.31328 | 0.33418 | 0.32317 | 0.33173 | 0.3389 | 0.41148 | 0.42227 | 0.45286 | 19.4171
LO20Fast | NR | Pin Lamps | Residential | Lighting | 0.0013259 | 0.0012446 | 10.459 | 19.479 | Multifamily - High Rise | ID/MT/OR_TLED_4ft | 0.00071984 | 0.0012212 | 0.0015648 | 0.0018288 | 0.0020561 | 0.002248 | 0.0024072 | 0.0025371 | 0.0030069 | 0.0030286 | 0.0030539 | 0.0030705 | 0.0030728 | 0.0030666 | 0.0030603 | 0.0030532 | 0.0030455 | 0.0030425 | 0.003035 | 0.0030386 | 0.023884 | 0.34353 | 0.29687 | 0.28513 | 0.22199 | 0.21392 | 0.20177 | 0.17328 | 0.20499 | 0.25924 | 0.31176 | 0.31765 | 0.33573 | 0 | 0.71868 | 0.55936 | 0.59871 | 0.51746 | 0.52418 | 0.55916 | 0.54073 | 0.55505 | 0.56705 | 0.68849 | 0.70654 | 0.75773 | 1.2706
LO20Fast | NR | Pin Lamps | Residential | Lighting | 0.00014882 | 0.00014048 | 1.1825 | 157.7818 | Multifamily - High Rise | WA_MR_20W equivalent | 0.00017074 | 0.00028965 | 0.00037115 | 0.00043376 | 0.00048767 | 0.0005332 | 0.00057096 | 0.00060177 | 0.0007132 | 0.00071836 | 0.00072435 | 0.00072828 | 0.00072883 | 0.00072736 | 0.00072588 | 0.00072418 | 0.00072235 | 0.00072164 | 0.00071987 | 0.00072071 | 0.005665 | 0.038838 | 0.033703 | 0.032455 | 0.025254 | 0.024615 | 0.023307 | 0.020035 | 0.023706 | 0.02991 | 0.035779 | 0.036197 | 0.037782 | 0 | 0.079044 | 0.061668 | 0.066649 | 0.057711 | 0.059732 | 0.06444 | 0.062494 | 0.064163 | 0.065111 | 0.078058 | 0.079038 | 0.082846 | 0.29182
LO20Fast | NR | Pin Lamps | Residential | Lighting | 0.0001223 | 0.00011545 | 0.97184 | 192.5822 | Multifamily - High Rise | WA_MR_21 to 45W equivalent | 7.5426e-05 | 0.00012796 | 0.00016396 | 0.00019162 | 0.00021544 | 0.00023555 | 0.00025223 | 0.00026584 | 0.00031507 | 0.00031734 | 0.00031999 | 0.00032173 | 0.00032197 | 0.00032132 | 0.00032067 | 0.00031992 | 0.00031911 | 0.0003188 | 0.00031801 | 0.00031838 | 0.0025026 | 0.031918 | 0.027698 | 0.026672 | 0.020755 | 0.02023 | 0.019154 | 0.016465 | 0.019482 | 0.024581 | 0.029404 | 0.029747 | 0.03105 | 0 | 0.064961 | 0.05068 | 0.054774 | 0.047428 | 0.049089 | 0.052959 | 0.051359 | 0.052731 | 0.05351 | 0.06415 | 0.064955 | 0.068085 | 0.24442
LO20Fast | NR | Pin Lamps | Residential | Lighting | 0.00014513 | 0.00013699 | 1.1532 | 159.3959 | Multifamily - High Rise | WA_MR_46 to 59W equivalent | 0.00035817 | 0.00060761 | 0.0007786 | 0.00090993 | 0.001023 | 0.0011185 | 0.0011978 | 0.0012624 | 0.0014961 | 0.001507 | 0.0015195 | 0.0015278 | 0.0015289 | 0.0015258 | 0.0015227 | 0.0015192 | 0.0015153 | 0.0015138 | 0.0015101 | 0.0015119 | 0.011884 | 0.037875 | 0.032867 | 0.03165 | 0.024628 | 0.024005 | 0.022729 | 0.019538 | 0.023118 | 0.029168 | 0.034892 | 0.035299 | 0.036845 | 0 | 0.077084 | 0.060139 | 0.064996 | 0.05628 | 0.058251 | 0.062843 | 0.060944 | 0.062572 | 0.063497 | 0.076122 | 0.077078 | 0.080792 | 0.28922
LO20Fast | NR | Pin Lamps | Residential | Lighting | 0.001524 | 0.0014344 | 12.0637 | -10.9001 | Multifamily - High Rise | WA_Non-MR Bi-Pin_250 to 499 lumens | 0.00013597 | 0.00023066 | 0.00029557 | 0.00034543 | 0.00038836 | 0.00042462 | 0.00045469 | 0.00047922 | 0.00056796 | 0.00057207 | 0.00057684 | 0.00057997 | 0.00058041 | 0.00057924 | 0.00057805 | 0.0005767 | 0.00057525 | 0.00057468 | 0.00057327 | 0.00057394 | 0.0045113 | 0.39623 | 0.34308 | 0.32993 | 0.2568 | 0.24882 | 0.23512 | 0.20201 | 0.23901 | 0.30191 | 0.36216 | 0.36775 | 0.38638 | 0 | 0.81823 | 0.63755 | 0.68551 | 0.593 | 0.60686 | 0.65085 | 0.63026 | 0.64702 | 0.65888 | 0.79516 | 0.81084 | 0.8603 | 2.5282
LO20Fast | NR | Pin Lamps | Residential | Lighting | 0.0023359 | 0.0021985 | 18.4901 | 10.2991 | Multifamily - High Rise | WA_Non-MR Bi-Pin_500 to 999 lumens | 0.0067479 | 0.011447 | 0.014669 | 0.017143 | 0.019274 | 0.021073 | 0.022566 | 0.023783 | 0.028187 | 0.028391 | 0.028628 | 0.028783 | 0.028805 | 0.028747 | 0.028688 | 0.028621 | 0.028549 | 0.028521 | 0.028451 | 0.028484 | 0.22389 | 0.6073 | 0.52584 | 0.50569 | 0.3936 | 0.38136 | 0.36036 | 0.30962 | 0.36633 | 0.46275 | 0.55509 | 0.56366 | 0.59221 | 0 | 1.2541 | 0.97718 | 1.0507 | 0.9089 | 0.93014 | 0.99757 | 0.96601 | 0.9917 | 1.0099 | 1.2188 | 1.2428 | 1.3186 | 1.392
LO20Fast | NR | Pin Lamps | Residential | Lighting | 0.00079241 | 0.00074383 | 6.2509 | -19.0931 | Multifamily - High Rise | WA_TLED_2ft | 7.98e-06 | 1.3538e-05 | 1.7347e-05 | 2.0273e-05 | 2.2793e-05 | 2.4921e-05 | 2.6686e-05 | 2.8126e-05 | 3.3334e-05 | 3.3575e-05 | 3.3855e-05 | 3.4039e-05 | 3.4064e-05 | 3.3996e-05 | 3.3926e-05 | 3.3847e-05 | 3.3762e-05 | 3.3728e-05 | 3.3646e-05 | 3.3685e-05 | 0.00026477 | 0.20531 | 0.17743 | 0.17041 | 0.13267 | 0.12785 | 0.12059 | 0.10356 | 0.12252 | 0.15493 | 0.18633 | 0.18985 | 0.20065 | 0 | 0.42952 | 0.3343 | 0.35782 | 0.30926 | 0.31328 | 0.33418 | 0.32317 | 0.33173 | 0.3389 | 0.41148 | 0.42227 | 0.45286 | 19.4171
LO20Fast | NR | Pin Lamps | Residential | Lighting | 0.0013259 | 0.0012446 | 10.459 | 19.479 | Multifamily - High Rise | WA_TLED_4ft | 0.00081174 | 0.0013771 | 0.0017646 | 0.0020622 | 0.0023185 | 0.002535 | 0.0027145 | 0.002861 | 0.0033908 | 0.0034153 | 0.0034438 | 0.0034624 | 0.0034651 | 0.0034581 | 0.003451 | 0.0034429 | 0.0034343 | 0.0034309 | 0.0034225 | 0.0034265 | 0.026933 | 0.34353 | 0.29687 | 0.28513 | 0.22199 | 0.21392 | 0.20177 | 0.17328 | 0.20499 | 0.25924 | 0.31176 | 0.31765 | 0.33573 | 0 | 0.71868 | 0.55936 | 0.59871 | 0.51746 | 0.52418 | 0.55916 | 0.54073 | 0.55505 | 0.56705 | 0.68849 | 0.70654 | 0.75773 | 1.2706
LO20Fast | NR | Pin Lamps | Residential | Lighting | 0.00021695 | 0.00020479 | 1.7239 | 11.6818 | Manufactured | ID/MT/OR_MR_20W equivalent | 0.00043816 | 0.00073704 | 0.00093648 | 0.0010852 | 0.0012098 | 0.0013116 | 0.0013926 | 0.0014554 | 0.0015764 | 0.0016005 | 0.0016174 | 0.0016254 | 0.0016251 | 0.0016194 | 0.0016111 | 0.0016006 | 0.0015887 | 0.0015784 | 0.0015659 | 0.0015577 | 0.012377 | 0.056619 | 0.049132 | 0.047313 | 0.036816 | 0.035884 | 0.033977 | 0.029207 | 0.034559 | 0.043603 | 0.052159 | 0.052768 | 0.055079 | 0 | 0.11523 | 0.0899 | 0.097161 | 0.084131 | 0.087078 | 0.093942 | 0.091104 | 0.093538 | 0.09492 | 0.11379 | 0.11522 | 0.12077 | 1.1532
LO20Fast | NR | Pin Lamps | Residential | Lighting | 0.00031945 | 0.00030154 | 2.5384 | 1.5464 | Manufactured | ID/MT/OR_MR_21 to 45W equivalent | 0.0003468 | 0.00058337 | 0.00074122 | 0.00085895 | 0.00095756 | 0.0010381 | 0.0011023 | 0.0011519 | 0.0012477 | 0.0012668 | 0.0012802 | 0.0012865 | 0.0012863 | 0.0012817 | 0.0012752 | 0.0012669 | 0.0012574 | 0.0012493 | 0.0012394 | 0.0012329 | 0.009796 | 0.083368 | 0.072344 | 0.069666 | 0.05421 | 0.052838 | 0.050029 | 0.043006 | 0.050887 | 0.064203 | 0.076802 | 0.077698 | 0.081101 | 0 | 0.16967 | 0.13237 | 0.14306 | 0.12388 | 0.12822 | 0.13832 | 0.13415 | 0.13773 | 0.13977 | 0.16755 | 0.16966 | 0.17783 | 1.3469
LO20Fast | NR | Pin Lamps | Residential | Lighting | 0.0004388 | 0.00041421 | 3.4868 | -3.8864 | Manufactured | ID/MT/OR_MR_46 to 59W equivalent | 0.0019064 | 0.0032068 | 0.0040745 | 0.0047216 | 0.0052637 | 0.0057066 | 0.0060592 | 0.0063323 | 0.0068589 | 0.0069635 | 0.0070372 | 0.0070717 | 0.0070705 | 0.0070458 | 0.0070095 | 0.006964 | 0.0069122 | 0.0068675 | 0.0068129 | 0.0067772 | 0.053849 | 0.11452 | 0.099374 | 0.095696 | 0.074464 | 0.07258 | 0.068722 | 0.059074 | 0.0699 | 0.088191 | 0.1055 | 0.10673 | 0.1114 | 0 | 0.23307 | 0.18183 | 0.19652 | 0.17016 | 0.17612 | 0.19001 | 0.18427 | 0.18919 | 0.19199 | 0.23016 | 0.23305 | 0.24428 | 1.5572
LO20Fast | NR | Pin Lamps | Residential | Lighting | 0.001524 | 0.0014344 | 12.0637 | -10.9001 | Manufactured | ID/MT/OR_Non-MR Bi-Pin_250 to 499 lumens | 0.00023935 | 0.00040262 | 0.00051157 | 0.00059282 | 0.00066088 | 0.00071648 | 0.00076075 | 0.00079504 | 0.00086115 | 0.00087429 | 0.00088355 | 0.00088788 | 0.00088773 | 0.00088462 | 0.00088007 | 0.00087436 | 0.00086785 | 0.00086224 | 0.00085539 | 0.0008509 | 0.0067609 | 0.39623 | 0.34308 | 0.32993 | 0.2568 | 0.24882 | 0.23512 | 0.20201 | 0.23901 | 0.30191 | 0.36216 | 0.36775 | 0.38638 | 0 | 0.81823 | 0.63755 | 0.68551 | 0.593 | 0.60686 | 0.65085 | 0.63026 | 0.64702 | 0.65888 | 0.79516 | 0.81084 | 0.8603 | 2.5282
LO20Fast | NR | Pin Lamps | Residential | Lighting | 0.0023359 | 0.0021985 | 18.4901 | 10.2991 | Manufactured | ID/MT/OR_Non-MR Bi-Pin_500 to 999 lumens | 0.011879 | 0.019982 | 0.025388 | 0.029421 | 0.032798 | 0.035558 | 0.037755 | 0.039457 | 0.042738 | 0.04339 | 0.043849 | 0.044064 | 0.044057 | 0.043903 | 0.043677 | 0.043393 | 0.04307 | 0.042792 | 0.042452 | 0.042229 | 0.33553 | 0.6073 | 0.52584 | 0.50569 | 0.3936 | 0.38136 | 0.36036 | 0.30962 | 0.36633 | 0.46275 | 0.55509 | 0.56366 | 0.59221 | 0 | 1.2541 | 0.97718 | 1.0507 | 0.9089 | 0.93014 | 0.99757 | 0.96601 | 0.9917 | 1.0099 | 1.2188 | 1.2428 | 1.3186 | 1.392
LO20Fast | NR | Pin Lamps | Residential | Lighting | 0.00079241 | 0.00074383 | 6.2509 | -19.0931 | Manufactured | ID/MT/OR_TLED_2ft | 1.4048e-05 | 2.363e-05 | 3.0024e-05 | 3.4793e-05 | 3.8787e-05 | 4.2051e-05 | 4.4649e-05 | 4.6661e-05 | 5.0541e-05 | 5.1312e-05 | 5.1856e-05 | 5.211e-05 | 5.2101e-05 | 5.1919e-05 | 5.1652e-05 | 5.1316e-05 | 5.0934e-05 | 5.0605e-05 | 5.0203e-05 | 4.9939e-05 | 0.0003968 | 0.20531 | 0.17743 | 0.17041 | 0.13267 | 0.12785 | 0.12059 | 0.10356 | 0.12252 | 0.15493 | 0.18633 | 0.18985 | 0.20065 | 0 | 0.42952 | 0.3343 | 0.35782 | 0.30926 | 0.31328 | 0.33418 | 0.32317 | 0.33173 | 0.3389 | 0.41148 | 0.42227 | 0.45286 | 19.4171
LO20Fast | NR | Pin Lamps | Residential | Lighting | 0.0013259 | 0.0012446 | 10.459 | 19.479 | Manufactured | ID/MT/OR_TLED_4ft | 0.001429 | 0.0024037 | 0.0030541 | 0.0035392 | 0.0039455 | 0.0042775 | 0.0045417 | 0.0047464 | 0.0051411 | 0.0052196 | 0.0052748 | 0.0053007 | 0.0052998 | 0.0052813 | 0.0052541 | 0.00522 | 0.0051811 | 0.0051476 | 0.0051067 | 0.0050799 | 0.040363 | 0.34353 | 0.29687 | 0.28513 | 0.22199 | 0.21392 | 0.20177 | 0.17328 | 0.20499 | 0.25924 | 0.31176 | 0.31765 | 0.33573 | 0 | 0.71868 | 0.55936 | 0.59871 | 0.51746 | 0.52418 | 0.55916 | 0.54073 | 0.55505 | 0.56705 | 0.68849 | 0.70654 | 0.75773 | 1.2706
LO20Fast | NR | Pin Lamps | Residential | Lighting | 0.00014882 | 0.00014048 | 1.1825 | 157.7819 | Manufactured | WA_MR_20W equivalent | 0.00033893 | 0.00057012 | 0.0007244 | 0.00083945 | 0.00093582 | 0.0010146 | 0.0010772 | 0.0011258 | 0.0012194 | 0.001238 | 0.0012511 | 0.0012573 | 0.0012571 | 0.0012527 | 0.0012462 | 0.0012381 | 0.0012289 | 0.001221 | 0.0012113 | 0.0012049 | 0.0095737 | 0.038838 | 0.033703 | 0.032455 | 0.025254 | 0.024615 | 0.023307 | 0.020035 | 0.023706 | 0.02991 | 0.035779 | 0.036197 | 0.037782 | 0 | 0.079044 | 0.061668 | 0.066649 | 0.057711 | 0.059732 | 0.06444 | 0.062494 | 0.064163 | 0.065111 | 0.078058 | 0.079038 | 0.082846 | 0.29182
LO20Fast | NR | Pin Lamps | Residential | Lighting | 0.0001223 | 0.00011545 | 0.97184 | 192.5822 | Manufactured | WA_MR_21 to 45W equivalent | 0.00014973 | 0.00025186 | 0.00032001 | 0.00037084 | 0.00041341 | 0.0004482 | 0.00047589 | 0.00049734 | 0.0005387 | 0.00054691 | 0.0005527 | 0.00055541 | 0.00055532 | 0.00055338 | 0.00055053 | 0.00054696 | 0.00054288 | 0.00053938 | 0.00053509 | 0.00053228 | 0.0042293 | 0.031918 | 0.027698 | 0.026672 | 0.020755 | 0.02023 | 0.019154 | 0.016465 | 0.019482 | 0.024581 | 0.029404 | 0.029747 | 0.03105 | 0 | 0.064961 | 0.05068 | 0.054774 | 0.047428 | 0.049089 | 0.052959 | 0.051359 | 0.052731 | 0.05351 | 0.06415 | 0.064955 | 0.068085 | 0.24442
LO20Fast | NR | Pin Lamps | Residential | Lighting | 0.00014513 | 0.00013699 | 1.1532 | 159.3959 | Manufactured | WA_MR_46 to 59W equivalent | 0.00071101 | 0.001196 | 0.0015196 | 0.001761 | 0.0019632 | 0.0021283 | 0.0022598 | 0.0023617 | 0.0025581 | 0.0025971 | 0.0026246 | 0.0026375 | 0.002637 | 0.0026278 | 0.0026143 | 0.0025973 | 0.002578 | 0.0025613 | 0.0025409 | 0.0025276 | 0.020083 | 0.037875 | 0.032867 | 0.03165 | 0.024628 | 0.024005 | 0.022729 | 0.019538 | 0.023118 | 0.029168 | 0.034892 | 0.035299 | 0.036845 | 0 | 0.077084 | 0.060139 | 0.064996 | 0.05628 | 0.058251 | 0.062843 | 0.060944 | 0.062572 | 0.063497 | 0.076122 | 0.077078 | 0.080792 | 0.28922
LO20Fast | NR | Pin Lamps | Residential | Lighting | 0.001524 | 0.0014344 | 12.0637 | -10.9001 | Manufactured | WA_Non-MR Bi-Pin_250 to 499 lumens | 0.00026991 | 0.00045402 | 0.00057688 | 0.0006685 | 0.00074525 | 0.00080795 | 0.00085787 | 0.00089653 | 0.00097109 | 0.0009859 | 0.00099634 | 0.0010012 | 0.0010011 | 0.00099755 | 0.00099242 | 0.00098598 | 0.00097864 | 0.00097232 | 0.00096459 | 0.00095952 | 0.007624 | 0.39623 | 0.34308 | 0.32993 | 0.2568 | 0.24882 | 0.23512 | 0.20201 | 0.23901 | 0.30191 | 0.36216 | 0.36775 | 0.38638 | 0 | 0.81823 | 0.63755 | 0.68551 | 0.593 | 0.60686 | 0.65085 | 0.63026 | 0.64702 | 0.65888 | 0.79516 | 0.81084 | 0.8603 | 2.5282
LO20Fast | NR | Pin Lamps | Residential | Lighting | 0.0023359 | 0.0021985 | 18.4901 | 10.2991 | Manufactured | WA_Non-MR Bi-Pin_500 to 999 lumens | 0.013395 | 0.022532 | 0.02863 | 0.033177 | 0.036985 | 0.040097 | 0.042575 | 0.044494 | 0.048194 | 0.048929 | 0.049447 | 0.049689 | 0.049681 | 0.049507 | 0.049252 | 0.048933 | 0.048568 | 0.048255 | 0.047871 | 0.04762 | 0.37837 | 0.6073 | 0.52584 | 0.50569 | 0.3936 | 0.38136 | 0.36036 | 0.30962 | 0.36633 | 0.46275 | 0.55509 | 0.56366 | 0.59221 | 0 | 1.2541 | 0.97718 | 1.0507 | 0.9089 | 0.93014 | 0.99757 | 0.96601 | 0.9917 | 1.0099 | 1.2188 | 1.2428 | 1.3186 | 1.392
LO20Fast | NR | Pin Lamps | Residential | Lighting | 0.00079241 | 0.00074383 | 6.2509 | -19.0931 | Manufactured | WA_TLED_2ft | 1.5841e-05 | 2.6647e-05 | 3.3857e-05 | 3.9234e-05 | 4.3739e-05 | 4.7419e-05 | 5.0349e-05 | 5.2618e-05 | 5.6994e-05 | 5.7863e-05 | 5.8476e-05 | 5.8762e-05 | 5.8753e-05 | 5.8547e-05 | 5.8246e-05 | 5.7867e-05 | 5.7437e-05 | 5.7066e-05 | 5.6612e-05 | 5.6315e-05 | 0.00044746 | 0.20531 | 0.17743 | 0.17041 | 0.13267 | 0.12785 | 0.12059 | 0.10356 | 0.12252 | 0.15493 | 0.18633 | 0.18985 | 0.20065 | 0 | 0.42952 | 0.3343 | 0.35782 | 0.30926 | 0.31328 | 0.33418 | 0.32317 | 0.33173 | 0.3389 | 0.41148 | 0.42227 | 0.45286 | 19.4171
LO20Fast | NR | Pin Lamps | Residential | Lighting | 0.0013259 | 0.0012446 | 10.459 | 19.479 | Manufactured | WA_TLED_4ft | 0.0016114 | 0.0027105 | 0.003444 | 0.003991 | 0.0044492 | 0.0048235 | 0.0051215 | 0.0053524 | 0.0057975 | 0.0058859 | 0.0059482 | 0.0059774 | 0.0059764 | 0.0059555 | 0.0059248 | 0.0058863 | 0.0058425 | 0.0058048 | 0.0057586 | 0.0057284 | 0.045516 | 0.34353 | 0.29687 | 0.28513 | 0.22199 | 0.21392 | 0.20177 | 0.17328 | 0.20499 | 0.25924 | 0.31176 | 0.31765 | 0.33573 | 0 | 0.71868 | 0.55936 | 0.59871 | 0.51746 | 0.52418 | 0.55916 | 0.54073 | 0.55505 | 0.56705 | 0.68849 | 0.70654 | 0.75773 | 1.2706
Retro5Med | Retro | ResWx | Residential | HVAC | 0.16435 | 0.18773 | 1034.3163 | 20.3919 | Multifamily - Low Rise | Wall - R0 to R11_Furnace | 0.0011947 | 0.0018737 | 0.0037388 | 0.0065281 | 0.010132 | 0.014152 | 0.017971 | 0.020919 | 0.022477 | 0.022426 | 0.020883 | 0.018231 | 0.01498 | 0.011624 | 0.008546 | 0.0059686 | 0.00397 | 0.0025206 | 0.0015308 | 0.0010341 | 0.20683 | 33.8788 | 26.8666 | 23.8757 | 8.4905 | 4.6198 | 1.389 | 1.2922 | 0.40766 | 1.3643 | 14.3701 | 27.6644 | 34.4914 | 0 | 144.2048 | 111.3093 | 103.4907 | 57.8271 | 42.4625 | 16.8659 | 12.9409 | 11.5359 | 20.5785 | 69.1071 | 115.6735 | 149.6097 | 1.1762
Retro5Med | Retro | ResWx | Residential | HVAC | 0.043702 | 0.049917 | 275.029 | 21.5982 | Multifamily - Low Rise | Attic - R0 to R19_Furnace | 2.737e-05 | 4.2926e-05 | 8.5657e-05 | 0.00014956 | 0.00023212 | 0.00032423 | 0.00041172 | 0.00047925 | 0.00051494 | 0.00051377 | 0.00047843 | 0.00041768 | 0.00034319 | 0.00026632 | 0.00019579 | 0.00013674 | 9.0954e-05 | 5.7748e-05 | 3.5071e-05 | 2.3692e-05 | 0.0047385 | 9.0085 | 7.1439 | 6.3486 | 2.2577 | 1.2284 | 0.36935 | 0.34359 | 0.1084 | 0.36279 | 3.8211 | 7.3561 | 9.1714 | 0 | 38.3447 | 29.5976 | 27.5186 | 15.3765 | 11.291 | 4.4847 | 3.441 | 3.0674 | 5.4719 | 18.3759 | 30.7581 | 39.7818 | 1.1467
Retro5Med | Retro | ResWx | Residential | HVAC | 0.15295 | 0.17728 | 958.7956 | 23.9721 | Multifamily - Low Rise | Wall - R0 to R11_Zonal | 0.031422 | 0.049281 | 0.098338 | 0.1717 | 0.26648 | 0.37223 | 0.47267 | 0.5502 | 0.59118 | 0.58983 | 0.54926 | 0.47951 | 0.394 | 0.30575 | 0.22477 | 0.15698 | 0.10442 | 0.066298 | 0.040263 | 0.0272 | 5.44 | 31.8404 | 25.1397 | 22.308 | 8.0185 | 4.3501 | 1.0591 | 1.0618 | 0.44924 | 1.354 | 13.5354 | 25.7129 | 32.3529 | 0 | 136.687 | 105.6664 | 98.3897 | 53.5631 | 39.3288 | 10.7369 | 6.3978 | 5.8499 | 18.9526 | 65.6759 | 109.13 | 141.2353 | 1.0914
Retro5Med | Retro | ResWx | Residential | HVAC | 0.23838 | 0.27631 | 1494.3662 | 28.6313 | Multifamily - Low Rise | Low-E Storm Window SP Metal_Zonal | 0.047982 | 0.075252 | 0.15016 | 0.26219 | 0.40692 | 0.56839 | 0.72177 | 0.84015 | 0.90272 | 0.90067 | 0.83872 | 0.73221 | 0.60163 | 0.46687 | 0.34323 | 0.23971 | 0.15945 | 0.10124 | 0.061482 | 0.041534 | 8.3067 | 49.6261 | 39.1825 | 34.769 | 12.4975 | 6.7801 | 1.6507 | 1.6548 | 0.70017 | 2.1104 | 21.0961 | 40.0758 | 50.4249 | 0 | 213.0386 | 164.6902 | 153.349 | 83.4828 | 61.2973 | 16.7344 | 9.9715 | 9.1175 | 29.5393 | 102.3615 | 170.0886 | 220.1274 | 0.99952
Retro5Med | Retro | ResWx | Residential | HVAC | 0.23517 | 0.26861 | 1479.9496 | 29.2893 | Multifamily - Low Rise | Low-E Storm Window SP Metal_Furnace | 0.0023293 | 0.0036532 | 0.0072898 | 0.012728 | 0.019754 | 0.027593 | 0.035039 | 0.040786 | 0.043824 | 0.043724 | 0.040717 | 0.035546 | 0.029207 | 0.022665 | 0.016662 | 0.011637 | 0.0077406 | 0.0049146 | 0.0029847 | 0.0020163 | 0.40326 | 48.4754 | 38.442 | 34.1625 | 12.1486 | 6.6103 | 1.9875 | 1.8489 | 0.5833 | 1.9522 | 20.5614 | 39.5835 | 49.352 | 0 | 206.3352 | 159.2667 | 148.0794 | 82.7418 | 60.7574 | 24.1325 | 18.5164 | 16.5061 | 29.4447 | 98.8818 | 165.5112 | 214.0687 | 0.98885
Retro5Med | Retro | ResWx | Residential | HVAC | 0.035735 | 0.04142 | 224.0142 | 32.4495 | Multifamily - Low Rise | Attic - R0 to R19_Zonal | 0.00063255 | 0.00099205 | 0.0019796 | 0.0034564 | 0.0053644 | 0.0074932 | 0.0095151 | 0.011076 | 0.011901 | 0.011874 | 0.011057 | 0.0096528 | 0.0079313 | 0.0061548 | 0.0045248 | 0.0031602 | 0.002102 | 0.0013346 | 0.00081052 | 0.00054754 | 0.10951 | 7.4392 | 5.8737 | 5.2121 | 1.8734 | 1.0164 | 0.24745 | 0.24807 | 0.10496 | 0.31636 | 3.1624 | 6.0076 | 7.559 | 0 | 31.9357 | 24.688 | 22.9879 | 12.5146 | 9.1888 | 2.5086 | 1.4948 | 1.3668 | 4.4281 | 15.3446 | 25.4973 | 32.9984 | 0.93499
Retro5Med | Retro | ResWx | Residential | HVAC | 0.049096 | 0.056908 | 307.7745 | 34.3009 | Multifamily - Low Rise | Floor - R0 to R19_Zonal | 0.03668 | 0.057527 | 0.11479 | 0.20043 | 0.31108 | 0.43452 | 0.55176 | 0.64226 | 0.6901 | 0.68853 | 0.64117 | 0.55975 | 0.45992 | 0.35691 | 0.26239 | 0.18325 | 0.12189 | 0.077391 | 0.047001 | 0.031751 | 6.3502 | 10.2208 | 8.0699 | 7.1609 | 2.5739 | 1.3964 | 0.33997 | 0.34083 | 0.14421 | 0.43464 | 4.3449 | 8.2539 | 10.3853 | 0 | 43.8767 | 33.919 | 31.5832 | 17.1938 | 12.6246 | 3.4466 | 2.0537 | 1.8778 | 6.0838 | 21.082 | 35.0309 | 45.3367 | 0.90661
Retro5Med | Retro | ResWx | Residential | HVAC | 0.20393 | 0.23638 | 1278.4265 | 37.9763 | Multifamily - Low Rise | Low-E Storm Window SP Metal_DHP | 0 | 0 | 0 | 0 | 0 | 0 | 0 | 0 | 0 | 0 | 0 | 0 | 0 | 0 | 0 | 0 | 0 | 0 | 0 | 0 | 0 | 42.455 | 33.5205 | 29.7448 | 10.6915 | 5.8003 | 1.4122 | 1.4157 | 0.599 | 1.8054 | 18.0477 | 34.2848 | 43.1384 | 0 | 182.254 | 140.8921 | 131.1897 | 71.4193 | 52.4397 | 14.3163 | 8.5306 | 7.8 | 25.2708 | 87.57 | 145.5104 | 188.3185 | 0.85508
Retro5Med | Retro | ResWx | Residential | HVAC | 0.04438 | 0.050691 | 279.2911 | 40.6404 | Multifamily - Low Rise | Floor - R0 to R19_Furnace | 0.0011731 | 0.0018399 | 0.0036714 | 0.0064103 | 0.0099489 | 0.013897 | 0.017647 | 0.020541 | 0.022071 | 0.022021 | 0.020506 | 0.017902 | 0.014709 | 0.011415 | 0.0083917 | 0.0058609 | 0.0038984 | 0.0024752 | 0.0015032 | 0.0010155 | 0.2031 | 9.1481 | 7.2546 | 6.447 | 2.2926 | 1.2475 | 0.37508 | 0.34891 | 0.11008 | 0.36841 | 3.8803 | 7.4701 | 9.3135 | 0 | 38.9389 | 30.0563 | 27.945 | 15.6148 | 11.4659 | 4.5542 | 3.4944 | 3.115 | 5.5567 | 18.6606 | 31.2347 | 40.3983 | 0.82186
Retro5Med | Retro | ResWx | Residential | HVAC | 0.058724 | 0.067075 | 369.5633 | 43.7957 | Multifamily - Low Rise | Attic - R0 to R38_Furnace | 3.6778e-05 | 5.7681e-05 | 0.0001151 | 0.00020097 | 0.00031191 | 0.00043568 | 0.00055324 | 0.00064398 | 0.00069194 | 0.00069037 | 0.00064288 | 0.00056124 | 0.00046115 | 0.00035786 | 0.00026309 | 0.00018374 | 0.00012222 | 7.7598e-05 | 4.7126e-05 | 3.1836e-05 | 0.0063672 | 12.1049 | 9.5995 | 8.5308 | 3.0337 | 1.6507 | 0.49631 | 0.46169 | 0.14566 | 0.48748 | 5.1345 | 9.8845 | 12.3239 | 0 | 51.5247 | 39.771 | 36.9774 | 20.6617 | 15.1719 | 6.0262 | 4.6238 | 4.1218 | 7.3527 | 24.6921 | 41.3304 | 53.4558 | 0.78501
Retro5Med | Retro | ResWx | Residential | HVAC | 0.18671 | 0.21641 | 1170.4316 | 43.9433 | Multifamily - Low Rise | Low-E Storm Window SP Wood_Zonal | 0.0050066 | 0.007852 | 0.015668 | 0.027357 | 0.042459 | 0.059308 | 0.075311 | 0.087664 | 0.094193 | 0.093979 | 0.087514 | 0.076401 | 0.062776 | 0.048715 | 0.035813 | 0.025013 | 0.016637 | 0.010563 | 0.0064152 | 0.0043338 | 0.86675 | 38.8686 | 30.6889 | 27.2321 | 9.7884 | 5.3104 | 1.2929 | 1.2961 | 0.5484 | 1.6529 | 16.5231 | 31.3886 | 39.4943 | 0 | 166.8581 | 128.9902 | 120.1074 | 65.3862 | 48.0098 | 13.1069 | 7.81 | 7.1411 | 23.1361 | 80.1726 | 133.2184 | 172.4103 | 0.78285
Retro5Med | Retro | ResWx | Residential | HVAC | 0.18457 | 0.21082 | 1161.532 | 44.6036 | Multifamily - Low Rise | Low-E Storm Window SP Wood_Furnace | 0.00083497 | 0.0013095 | 0.0026131 | 0.0045625 | 0.0070811 | 0.009891 | 0.01256 | 0.01462 | 0.015709 | 0.015673 | 0.014595 | 0.012742 | 0.010469 | 0.0081244 | 0.0059728 | 0.0041714 | 0.0027746 | 0.0017617 | 0.0010699 | 0.00072276 | 0.14455 | 38.0457 | 30.171 | 26.8123 | 9.5348 | 5.188 | 1.5599 | 1.4511 | 0.4578 | 1.5322 | 16.1376 | 31.067 | 38.7337 | 0 | 161.9413 | 124.9997 | 116.2195 | 64.9396 | 47.6852 | 18.9403 | 14.5326 | 12.9548 | 23.1096 | 77.607 | 129.9008 | 168.0109 | 0.7761
Retro5Med | Retro | ResWx | Residential | HVAC | 0.026806 | 0.031071 | 168.0399 | 52.1501 | Multifamily - Low Rise | Attic - R0 to R19_DHP | 3.3662e-05 | 5.2793e-05 | 0.00010535 | 0.00018394 | 0.00028548 | 0.00039876 | 0.00050636 | 0.00058941 | 0.00063331 | 0.00063187 | 0.00058841 | 0.00051369 | 0.00042208 | 0.00032754 | 0.00024079 | 0.00016817 | 0.00011186 | 7.1023e-05 | 4.3133e-05 | 2.9138e-05 | 0.0058277 | 5.5804 | 4.406 | 3.9097 | 1.4053 | 0.76241 | 0.18562 | 0.18609 | 0.078734 | 0.23731 | 2.3722 | 4.5065 | 5.6702 | 0 | 23.956 | 18.5192 | 17.2439 | 9.3876 | 6.8928 | 1.8818 | 1.1213 | 1.0253 | 3.3217 | 11.5104 | 19.1263 | 24.7531 | 0.70136
Retro5Med | Retro | ResWx | Residential | HVAC | 0.097432 | 0.11293 | 610.7848 | 52.8403 | Multifamily - Low Rise | Wall - R0 to R11_DHP | 0.0014201 | 0.0022272 | 0.0044442 | 0.0077597 | 0.012043 | 0.016822 | 0.021362 | 0.024865 | 0.026717 | 0.026656 | 0.024823 | 0.021671 | 0.017806 | 0.013818 | 0.010158 | 0.0070946 | 0.004719 | 0.0029962 | 0.0018196 | 0.0012292 | 0.24585 | 20.2834 | 16.0149 | 14.211 | 5.108 | 2.7712 | 0.67468 | 0.67638 | 0.28618 | 0.86256 | 8.6225 | 16.38 | 20.6099 | 0 | 87.0742 | 67.313 | 62.6776 | 34.1215 | 25.0537 | 6.8398 | 4.0756 | 3.7266 | 12.0735 | 41.8377 | 69.5195 | 89.9716 | 0.69528
Retro5Med | Retro | ResWx | Residential | HVAC | 0.065644 | 0.076089 | 411.5123 | 55.4748 | Multifamily - Low Rise | Floor - R0 to R30_Zonal | 0.040036 | 0.06279 | 0.12529 | 0.21877 | 0.33953 | 0.47426 | 0.60224 | 0.70102 | 0.75323 | 0.75151 | 0.69982 | 0.61095 | 0.502 | 0.38955 | 0.28639 | 0.20002 | 0.13304 | 0.08447 | 0.0513 | 0.034656 | 6.9311 | 13.6658 | 10.7899 | 9.5745 | 3.4415 | 1.8671 | 0.45456 | 0.4557 | 0.19281 | 0.58114 | 5.8094 | 11.0359 | 13.8858 | 0 | 58.6657 | 45.3517 | 42.2286 | 22.9891 | 16.8798 | 4.6083 | 2.7459 | 2.5107 | 8.1344 | 28.1879 | 46.8383 | 60.6178 | 0.67299
Retro5Med | Retro | ResWx | Residential | HVAC | 0.15939 | 0.18475 | 999.1731 | 56.0505 | Multifamily - Low Rise | Low-E Storm Window SP Wood_DHP | 0 | 0 | 0 | 0 | 0 | 0 | 0 | 0 | 0 | 0 | 0 | 0 | 0 | 0 | 0 | 0 | 0 | 0 | 0 | 0 | 0 | 33.1813 | 26.1984 | 23.2475 | 8.3561 | 4.5333 | 1.1037 | 1.1065 | 0.46815 | 1.411 | 14.1054 | 26.7958 | 33.7154 | 0 | 142.4433 | 110.1163 | 102.5332 | 55.8188 | 40.985 | 11.1891 | 6.6672 | 6.0962 | 19.7508 | 68.4416 | 113.7258 | 147.1831 | 0.6683
Retro5Med | Retro | ResWx | Residential | HVAC | 0.048077 | 0.055726 | 301.385 | 59.5955 | Multifamily - Low Rise | Attic - R0 to R38_Zonal | 0.00085102 | 0.0013347 | 0.0026633 | 0.0046502 | 0.0072172 | 0.010081 | 0.012801 | 0.014901 | 0.016011 | 0.015975 | 0.014876 | 0.012987 | 0.010671 | 0.0082805 | 0.0060876 | 0.0042516 | 0.002828 | 0.0017955 | 0.0010905 | 0.00073665 | 0.14733 | 10.0086 | 7.9024 | 7.0122 | 2.5205 | 1.3674 | 0.33292 | 0.33375 | 0.14121 | 0.42562 | 4.2547 | 8.0825 | 10.1697 | 0 | 42.9658 | 33.2149 | 30.9275 | 16.8369 | 12.3625 | 3.375 | 2.0111 | 1.8388 | 5.9575 | 20.6444 | 34.3036 | 44.3955 | 0.64085
Retro5Med | Retro | ResWx | Residential | HVAC | 0.060812 | 0.06946 | 382.7037 | 60.6785 | Multifamily - Low Rise | Attic - R0 to R49_Furnace | 0.00021328 | 0.0003345 | 0.00066748 | 0.0011654 | 0.0018088 | 0.0025265 | 0.0032083 | 0.0037345 | 0.0040127 | 0.0040035 | 0.0037282 | 0.0032547 | 0.0026743 | 0.0020753 | 0.0015257 | 0.0010655 | 0.00070875 | 0.00045 | 0.00027329 | 0.00018462 | 0.036924 | 12.5354 | 9.9408 | 8.8342 | 3.1415 | 1.7094 | 0.51396 | 0.47811 | 0.15084 | 0.50482 | 5.317 | 10.236 | 12.7621 | 0 | 53.3567 | 41.1851 | 38.2922 | 21.3964 | 15.7114 | 6.2405 | 4.7882 | 4.2684 | 7.6142 | 25.5701 | 42.7999 | 55.3565 | 0.63311
Retro5Med | Retro | ResWx | Residential | HVAC | 0.059418 | 0.067868 | 373.9321 | 63.8518 | Multifamily - Low Rise | Floor - R0 to R30_Furnace | 0.0012822 | 0.0020109 | 0.0040126 | 0.0070061 | 0.010874 | 0.015189 | 0.019287 | 0.02245 | 0.024122 | 0.024068 | 0.022412 | 0.019566 | 0.016077 | 0.012476 | 0.0091717 | 0.0064056 | 0.0042607 | 0.0027052 | 0.0016429 | 0.0011099 | 0.22197 | 12.248 | 9.713 | 8.6317 | 3.0695 | 1.6702 | 0.50218 | 0.46715 | 0.14738 | 0.49325 | 5.1952 | 10.0014 | 12.4695 | 0 | 52.1338 | 40.2412 | 37.4145 | 20.906 | 15.3513 | 6.0974 | 4.6785 | 4.1705 | 7.4397 | 24.984 | 41.819 | 54.0878 | 0.6109
Retro5Med | Retro | ResWx | Residential | HVAC | 0.028313 | 0.032818 | 177.4901 | 79.0731 | Multifamily - Low Rise | Floor - R0 to R19_DHP | 0.0015007 | 0.0023536 | 0.0046964 | 0.0082001 | 0.012727 | 0.017777 | 0.022574 | 0.026276 | 0.028233 | 0.028169 | 0.026232 | 0.0229 | 0.018816 | 0.014602 | 0.010735 | 0.0074973 | 0.0049868 | 0.0031662 | 0.0019229 | 0.001299 | 0.2598 | 5.8942 | 4.6538 | 4.1296 | 1.4844 | 0.80529 | 0.19606 | 0.19655 | 0.083162 | 0.25065 | 2.5056 | 4.7599 | 5.9891 | 0 | 25.3032 | 19.5607 | 18.2137 | 9.9155 | 7.2805 | 1.9876 | 1.1843 | 1.0829 | 3.5085 | 12.1578 | 20.2019 | 26.1452 | 0.52283
Retro5Med | Retro | ResWx | Residential | HVAC | 0.050144 | 0.058123 | 314.3449 | 79.5339 | Multifamily - Low Rise | Attic - R0 to R49_Zonal | 0.0049706 | 0.0077956 | 0.015556 | 0.027161 | 0.042154 | 0.058882 | 0.074771 | 0.087034 | 0.093517 | 0.093304 | 0.086886 | 0.075853 | 0.062325 | 0.048365 | 0.035556 | 0.024833 | 0.016518 | 0.010487 | 0.0063692 | 0.0043027 | 0.86053 | 10.439 | 8.2422 | 7.3138 | 2.6289 | 1.4262 | 0.34723 | 0.3481 | 0.14728 | 0.44392 | 4.4376 | 8.4301 | 10.607 | 0 | 44.8134 | 34.6431 | 32.2575 | 17.5609 | 12.8941 | 3.5201 | 2.0975 | 1.9179 | 6.2137 | 21.5321 | 35.7787 | 46.3045 | 0.52056
Retro5Med | Retro | ResWx | Residential | HVAC | 0.11868 | 0.13555 | 746.8612 | 84.123 | Multifamily - Low Rise | Low-E Storm Window DP_Furnace | 0.0044912 | 0.0070437 | 0.014055 | 0.024541 | 0.038088 | 0.053203 | 0.067559 | 0.078639 | 0.084496 | 0.084304 | 0.078505 | 0.068536 | 0.056313 | 0.0437 | 0.032127 | 0.022438 | 0.014924 | 0.0094758 | 0.0057548 | 0.0038876 | 0.77753 | 24.4632 | 19.3999 | 17.2402 | 6.1308 | 3.3359 | 1.003 | 0.93304 | 0.29436 | 0.98517 | 10.3764 | 19.9759 | 24.9056 | 0 | 104.1277 | 80.3744 | 74.7287 | 41.7559 | 30.6614 | 12.1785 | 9.3444 | 8.3299 | 14.8594 | 49.901 | 83.5257 | 108.0305 | 0.49903
Retro5Med | Retro | ResWx | Residential | HVAC | 0.018301 | 0.021068 | 116.8616 | 87.008 | Multifamily - Low Rise | Attic - R0 to R19_Heat Pump | 8.1401e-06 | 1.2766e-05 | 2.5475e-05 | 4.448e-05 | 6.9034e-05 | 9.6428e-05 | 0.00012245 | 0.00014253 | 0.00015315 | 0.0001528 | 0.00014229 | 0.00012422 | 0.00010207 | 7.9205e-05 | 5.8229e-05 | 4.0668e-05 | 2.705e-05 | 1.7175e-05 | 1.043e-05 | 7.0462e-06 | 0.0014092 | 3.5377 | 2.2102 | 1.3688 | 0.58523 | 0.32221 | 0.369 | 0.68538 | 0.20546 | 0.016586 | 1.1223 | 2.9927 | 3.3453 | 0 | 15.0254 | 10.223 | 7.5445 | 7.0361 | 5.7708 | 4.1228 | 6.0257 | 4.9992 | 5.3731 | 7.4631 | 11.9482 | 14.5689 | 0.49555
Retro5Med | Retro | ResWx | Residential | HVAC | 0.11807 | 0.13686 | 740.1752 | 85.0038 | Multifamily - Low Rise | Low-E Storm Window DP_Zonal | 0.059265 | 0.092948 | 0.18547 | 0.32384 | 0.50261 | 0.70206 | 0.8915 | 1.0377 | 1.115 | 1.1125 | 1.036 | 0.9044 | 0.74311 | 0.57666 | 0.42394 | 0.29609 | 0.19694 | 0.12504 | 0.07594 | 0.051301 | 10.2602 | 24.5803 | 19.4075 | 17.2215 | 6.1901 | 3.3582 | 0.81761 | 0.81966 | 0.3468 | 1.0453 | 10.4491 | 19.85 | 24.976 | 0 | 105.5202 | 81.5728 | 75.9553 | 41.3499 | 30.3612 | 8.2887 | 4.939 | 4.516 | 14.6311 | 50.7007 | 84.2467 | 109.0314 | 0.49507
Retro5Med | Retro | ResWx | Residential | HVAC | 0.036033 | 0.041766 | 225.8816 | 88.4385 | Multifamily - Low Rise | Attic - R0 to R38_DHP | 4.5249e-05 | 7.0966e-05 | 0.00014161 | 0.00024725 | 0.00038374 | 0.00053602 | 0.00068066 | 0.0007923 | 0.0008513 | 0.00084937 | 0.00079095 | 0.00069051 | 0.00056736 | 0.00044028 | 0.00032368 | 0.00022606 | 0.00015037 | 9.547e-05 | 5.798e-05 | 3.9168e-05 | 0.0078336 | 7.5012 | 5.9226 | 5.2555 | 1.8891 | 1.0248 | 0.24951 | 0.25014 | 0.10584 | 0.31899 | 3.1888 | 6.0577 | 7.622 | 0 | 32.202 | 24.8938 | 23.1795 | 12.6189 | 9.2654 | 2.5295 | 1.5072 | 1.3782 | 4.465 | 15.4725 | 25.7098 | 33.2735 | 0.4803
Retro5Med | Retro | ResWx | Residential | HVAC | 0.10491 | 0.1216 | 657.6424 | 99.0216 | Multifamily - Low Rise | Low-E Storm Window DP_DHP | 0.0020932 | 0.0032828 | 0.0065508 | 0.011438 | 0.017752 | 0.024796 | 0.031487 | 0.036651 | 0.039381 | 0.039292 | 0.036589 | 0.031943 | 0.026246 | 0.020367 | 0.014973 | 0.010457 | 0.0069558 | 0.0044164 | 0.0026821 | 0.0018119 | 0.36238 | 21.8395 | 17.2435 | 15.3012 | 5.4999 | 2.9838 | 0.72644 | 0.72827 | 0.30813 | 0.92873 | 9.284 | 17.6366 | 22.191 | 0 | 93.7543 | 72.4771 | 67.486 | 36.7392 | 26.9758 | 7.3645 | 4.3883 | 4.0125 | 12.9997 | 45.0474 | 74.8528 | 96.8739 | 0.43987
Retro5Med | Retro | ResWx | Residential | HVAC | 0.057427 | 0.066107 | 366.6912 | 106.1122 | Multifamily - Low Rise | Wall - R0 to R11_Heat Pump | 0.00029645 | 0.00046494 | 0.00092777 | 0.0016199 | 0.0025141 | 0.0035118 | 0.0044594 | 0.0051908 | 0.0055774 | 0.0055648 | 0.005182 | 0.0045239 | 0.0037171 | 0.0028845 | 0.0021206 | 0.0014811 | 0.00098513 | 0.00062548 | 0.00037986 | 0.00025661 | 0.051323 | 11.1007 | 6.9352 | 4.2951 | 1.8364 | 1.011 | 1.1579 | 2.1506 | 0.64469 | 0.052042 | 3.5216 | 9.3906 | 10.4968 | 0 | 47.1472 | 32.0781 | 23.6733 | 22.078 | 18.1077 | 12.9365 | 18.9076 | 15.6865 | 16.8599 | 23.4179 | 37.4913 | 45.7145 | 0.42409
Retro5Med | Retro | ResWx | Residential | HVAC | 0.015022 | 0.017158 | 94.5343 | 113.5745 | Multifamily - Low Rise | Attic - R19 to R38_Furnace | 7.1262e-06 | 1.1176e-05 | 2.2302e-05 | 3.894e-05 | 6.0435e-05 | 8.4417e-05 | 0.0001072 | 0.00012478 | 0.00013407 | 0.00013377 | 0.00012457 | 0.00010875 | 8.9353e-05 | 6.9339e-05 | 5.0976e-05 | 3.5602e-05 | 2.3681e-05 | 1.5035e-05 | 9.1312e-06 | 6.1686e-06 | 0.0012337 | 3.0964 | 2.4555 | 2.1822 | 0.77601 | 0.42224 | 0.12696 | 0.1181 | 0.037259 | 0.1247 | 1.3134 | 2.5285 | 3.1524 | 0 | 13.18 | 10.1734 | 9.4588 | 5.2853 | 3.881 | 1.5415 | 1.1828 | 1.0544 | 1.8808 | 6.3162 | 10.5723 | 13.674 | 0.39416
Retro5Med | Retro | ResWx | Residential | HVAC | 0.037883 | 0.04391 | 237.4789 | 115.6909 | Multifamily - Low Rise | Floor - R0 to R30_DHP | 0.0016391 | 0.0025706 | 0.0051296 | 0.0089564 | 0.013901 | 0.019417 | 0.024656 | 0.0287 | 0.030837 | 0.030767 | 0.028651 | 0.025013 | 0.020552 | 0.015948 | 0.011725 | 0.0081887 | 0.0054468 | 0.0034583 | 0.0021002 | 0.0014188 | 0.28376 | 7.8864 | 6.2267 | 5.5254 | 1.986 | 1.0775 | 0.26232 | 0.26298 | 0.11127 | 0.33537 | 3.3525 | 6.3687 | 8.0133 | 0 | 33.8553 | 26.1719 | 24.3696 | 13.2668 | 9.7411 | 2.6594 | 1.5846 | 1.4489 | 4.6943 | 16.2669 | 27.0298 | 34.9818 | 0.38837
Retro5Med | Retro | ResWx | Residential | HVAC | 0.037306 | 0.043241 | 233.8624 | 116.0915 | Multifamily - Low Rise | Attic - R0 to R49_DHP | 0.00026235 | 0.00041145 | 0.00082103 | 0.0014335 | 0.0022249 | 0.0031078 | 0.0039464 | 0.0045936 | 0.0049357 | 0.0049245 | 0.0045858 | 0.0040035 | 0.0032895 | 0.0025527 | 0.0018766 | 0.0013107 | 0.0008718 | 0.00055352 | 0.00033616 | 0.00022709 | 0.045418 | 7.7663 | 6.1319 | 5.4412 | 1.9558 | 1.0611 | 0.25833 | 0.25898 | 0.10957 | 0.33026 | 3.3015 | 6.2717 | 7.8913 | 0 | 33.3397 | 25.7734 | 23.9985 | 13.0647 | 9.5928 | 2.6189 | 1.5605 | 1.4269 | 4.6228 | 16.0192 | 26.6182 | 34.4491 | 0.38728
Retro5Med | Retro | ResWx | Residential | HVAC | 0.084184 | 0.096908 | 537.5448 | 127.4377 | Multifamily - Low Rise | Low-E Storm Window SP Metal_Heat Pump | 0 | 0 | 0 | 0 | 0 | 0 | 0 | 0 | 0 | 0 | 0 | 0 | 0 | 0 | 0 | 0 | 0 | 0 | 0 | 0 | 0 | 16.2729 | 10.1666 | 6.2963 | 2.692 | 1.4821 | 1.6973 | 3.1526 | 0.94507 | 0.076291 | 5.1624 | 13.7659 | 15.3877 | 0 | 69.1146 | 47.0244 | 34.7034 | 32.3649 | 26.5447 | 18.9641 | 27.7173 | 22.9954 | 24.7154 | 34.3291 | 54.9598 | 67.0145 | 0.36529
Retro5Med | Retro | ResWx | Residential | HVAC | 0.024628 | 0.028351 | 157.2607 | 139.0056 | Multifamily - Low Rise | Attic - R0 to R38_Heat Pump | 1.0954e-05 | 1.718e-05 | 3.4282e-05 | 5.9857e-05 | 9.2899e-05 | 0.00012976 | 0.00016478 | 0.0001918 | 0.00020609 | 0.00020562 | 0.00019148 | 0.00016716 | 0.00013735 | 0.00010659 | 7.8358e-05 | 5.4726e-05 | 3.6401e-05 | 2.3112e-05 | 1.4036e-05 | 9.4821e-06 | 0.0018964 | 4.7607 | 2.9743 | 1.842 | 0.78755 | 0.4336 | 0.49656 | 0.92231 | 0.27648 | 0.022319 | 1.5103 | 4.0273 | 4.5017 | 0 | 20.2197 | 13.7572 | 10.1526 | 9.4685 | 7.7657 | 5.548 | 8.1088 | 6.7274 | 7.2306 | 10.0431 | 16.0787 | 19.6053 | 0.33973
Retro5Med | Retro | ResWx | Residential | HVAC | 0.012342 | 0.014306 | 77.3709 | 144.5451 | Multifamily - Low Rise | Attic - R19 to R38_Zonal | 0.00016549 | 0.00025954 | 0.0005179 | 0.00090426 | 0.0014034 | 0.0019604 | 0.0024893 | 0.0028976 | 0.0031134 | 0.0031064 | 0.0028927 | 0.0025253 | 0.002075 | 0.0016102 | 0.0011838 | 0.00082676 | 0.00054992 | 0.00034916 | 0.00021205 | 0.00014325 | 0.028649 | 2.5694 | 2.0287 | 1.8002 | 0.64706 | 0.35104 | 0.085465 | 0.08568 | 0.036252 | 0.10926 | 1.0923 | 2.0749 | 2.6107 | 0 | 11.0301 | 8.5268 | 7.9396 | 4.3223 | 3.1737 | 0.86643 | 0.51627 | 0.47206 | 1.5294 | 5.2998 | 8.8063 | 11.3971 | 0.32293
Retro5Med | Retro | ResWx | Residential | HVAC | 0.016548 | 0.019181 | 103.7378 | 154.2677 | Multifamily - Low Rise | Floor - R19 to R30_Zonal | 0.004588 | 0.0071955 | 0.014358 | 0.02507 | 0.038909 | 0.054349 | 0.069015 | 0.080334 | 0.086317 | 0.086121 | 0.080197 | 0.070013 | 0.057527 | 0.044642 | 0.032819 | 0.022921 | 0.015246 | 0.0096801 | 0.0058788 | 0.0039714 | 0.79429 | 3.445 | 2.72 | 2.4136 | 0.86756 | 0.47067 | 0.11459 | 0.11488 | 0.048606 | 0.1465 | 1.4645 | 2.782 | 3.5005 | 0 | 14.789 | 11.4327 | 10.6454 | 5.7953 | 4.2552 | 1.1617 | 0.69221 | 0.63293 | 2.0506 | 7.1059 | 11.8074 | 15.2811 | 0.30558
Retro5Med | Retro | ResWx | Residential | HVAC | 0.011215 | 0.01281 | 70.579 | 161.1425 | Multifamily - Low Rise | Attic - R19 to R30_Furnace | 3.9016e-05 | 6.1191e-05 | 0.0001221 | 0.0002132 | 0.00033089 | 0.00046219 | 0.00058691 | 0.00068317 | 0.00073405 | 0.00073238 | 0.000682 | 0.0005954 | 0.00048921 | 0.00037964 | 0.0002791 | 0.00019492 | 0.00012965 | 8.232e-05 | 4.9994e-05 | 3.3773e-05 | 0.0067546 | 2.3118 | 1.8333 | 1.6292 | 0.57937 | 0.31524 | 0.094785 | 0.088173 | 0.027818 | 0.0931 | 0.98058 | 1.8877 | 2.3536 | 0 | 9.8402 | 7.5955 | 7.0619 | 3.946 | 2.8975 | 1.1509 | 0.88305 | 0.78718 | 1.4042 | 4.7157 | 7.8933 | 10.209 | 0.29428
Retro5Med | Retro | ResWx | Residential | HVAC | 0.01711 | 0.019543 | 107.6747 | 165.0649 | Multifamily - Low Rise | Attic - R19 to R49_Furnace | 0.00013528 | 0.00021216 | 0.00042337 | 0.00073921 | 0.0011473 | 0.0016025 | 0.0020349 | 0.0023687 | 0.0025451 | 0.0025393 | 0.0023647 | 0.0020644 | 0.0016962 | 0.0013163 | 0.0009677 | 0.00067585 | 0.00044954 | 0.00028542 | 0.00017334 | 0.0001171 | 0.02342 | 3.5269 | 2.7969 | 2.4855 | 0.88388 | 0.48093 | 0.1446 | 0.13452 | 0.042438 | 0.14203 | 1.496 | 2.8799 | 3.5906 | 0 | 15.012 | 11.5875 | 10.7736 | 6.0199 | 4.4204 | 1.7558 | 1.3472 | 1.2009 | 2.1423 | 7.1942 | 12.0419 | 15.5747 | 0.28826
Retro5Med | Retro | ResWx | Residential | HVAC | 0.065838 | 0.075789 | 420.3985 | 170.2956 | Multifamily - Low Rise | Low-E Storm Window SP Wood_Heat Pump | 0 | 0 | 0 | 0 | 0 | 0 | 0 | 0 | 0 | 0 | 0 | 0 | 0 | 0 | 0 | 0 | 0 | 0 | 0 | 0 | 0 | 12.7266 | 7.951 | 4.9242 | 2.1053 | 1.1591 | 1.3274 | 2.4656 | 0.73911 | 0.059665 | 4.0374 | 10.7659 | 12.0343 | 0 | 54.0526 | 36.7764 | 27.1406 | 25.3117 | 20.7599 | 14.8313 | 21.6769 | 17.984 | 19.3292 | 26.8478 | 42.9825 | 52.4101 | 0.28568
Retro5Med | Retro | ResWx | Residential | HVAC | 0.015039 | 0.017177 | 94.641 | 171.7806 | Multifamily - Low Rise | Floor - R19 to R30_Furnace | 0.00014752 | 0.00023136 | 0.00046167 | 0.00080609 | 0.0012511 | 0.0017475 | 0.0022191 | 0.002583 | 0.0027754 | 0.0027691 | 0.0025786 | 0.0022512 | 0.0018497 | 0.0014354 | 0.0010553 | 0.000737 | 0.00049022 | 0.00031125 | 0.00018903 | 0.0001277 | 0.025539 | 3.0999 | 2.4583 | 2.1846 | 0.77689 | 0.42272 | 0.1271 | 0.11823 | 0.037301 | 0.12484 | 1.3149 | 2.5313 | 3.156 | 0 | 13.1949 | 10.1849 | 9.4695 | 5.2912 | 3.8854 | 1.5432 | 1.1841 | 1.0555 | 1.883 | 6.3234 | 10.5842 | 13.6894 | 0.2785
Retro5Med | Retro | ResWx | Residential | HVAC | 0.02528 | 0.029102 | 161.4251 | 180.4933 | Multifamily - Low Rise | Attic - R0 to R49_Heat Pump | 6.2968e-05 | 9.8755e-05 | 0.00019706 | 0.00034407 | 0.00053401 | 0.00074592 | 0.00094719 | 0.0011025 | 0.0011847 | 0.001182 | 0.0011007 | 0.0009609 | 0.00078953 | 0.00061269 | 0.00045043 | 0.00031458 | 0.00020925 | 0.00013285 | 8.0684e-05 | 5.4506e-05 | 0.010901 | 4.8868 | 3.053 | 1.8908 | 0.8084 | 0.44508 | 0.50971 | 0.94674 | 0.2838 | 0.02291 | 1.5503 | 4.1339 | 4.6209 | 0 | 20.7552 | 14.1215 | 10.4215 | 9.7192 | 7.9714 | 5.6949 | 8.3235 | 6.9055 | 7.4221 | 10.3091 | 16.5045 | 20.1245 | 0.2716
Retro5Med | Retro | ResWx | Residential | HVAC | 0.01441 | 0.016702 | 90.3307 | 201.7416 | Multifamily - Low Rise | Attic - R19 to R49_Zonal | 0.0032201 | 0.0050502 | 0.010077 | 0.017595 | 0.027309 | 0.038145 | 0.048438 | 0.056383 | 0.060582 | 0.060445 | 0.056287 | 0.049139 | 0.040376 | 0.031332 | 0.023034 | 0.016087 | 0.010701 | 0.006794 | 0.0041261 | 0.0027874 | 0.55747 | 2.9998 | 2.3685 | 2.1017 | 0.75544 | 0.40984 | 0.099781 | 0.10003 | 0.042324 | 0.12757 | 1.2752 | 2.4225 | 3.0481 | 0 | 12.8777 | 9.9551 | 9.2696 | 5.0463 | 3.7053 | 1.0116 | 0.60275 | 0.55113 | 1.7856 | 6.1875 | 10.2814 | 13.3062 | 0.24207
Retro5Med | Retro | ResWx | Residential | HVAC | 0.0092269 | 0.010695 | 57.8417 | 202.3606 | Multifamily - Low Rise | Attic - R19 to R38_DHP | 8.7768e-06 | 1.3765e-05 | 2.7467e-05 | 4.7959e-05 | 7.4433e-05 | 0.00010397 | 0.00013202 | 0.00015368 | 0.00016512 | 0.00016475 | 0.00015342 | 0.00013394 | 0.00011005 | 8.5399e-05 | 6.2783e-05 | 4.3848e-05 | 2.9166e-05 | 1.8518e-05 | 1.1246e-05 | 7.5973e-06 | 0.0015195 | 1.9209 | 1.5166 | 1.3458 | 0.48373 | 0.26243 | 0.063893 | 0.064053 | 0.027101 | 0.081685 | 0.81656 | 1.5512 | 1.9518 | 0 | 8.246 | 6.3746 | 5.9356 | 3.2313 | 2.3726 | 0.64773 | 0.38596 | 0.35291 | 1.1434 | 3.9621 | 6.5835 | 8.5204 | 0.24142
Retro5Med | Retro | ResWx | Residential | HVAC | 0.0091833 | 0.010644 | 57.5682 | 203.4489 | Multifamily - Low Rise | Attic - R19 to R30_Zonal | 0.00090296 | 0.0014161 | 0.0028259 | 0.004934 | 0.0076577 | 0.010696 | 0.013583 | 0.015811 | 0.016988 | 0.01695 | 0.015784 | 0.013779 | 0.011322 | 0.0087859 | 0.0064591 | 0.0045111 | 0.0030006 | 0.0019051 | 0.001157 | 0.00078162 | 0.15632 | 1.9118 | 1.5094 | 1.3394 | 0.48145 | 0.26119 | 0.063591 | 0.06375 | 0.026973 | 0.081298 | 0.8127 | 1.5439 | 1.9425 | 0 | 8.207 | 6.3444 | 5.9075 | 3.216 | 2.3614 | 0.64467 | 0.38414 | 0.35124 | 1.138 | 3.9433 | 6.5524 | 8.4801 | 0.24028
Retro5Med | Retro | ResWx | Residential | HVAC | 0.011896 | 0.013695 | 75.9628 | 220.7634 | Multifamily - Low Rise | Floor - R0 to R19_Heat Pump | 0.00022333 | 0.00035025 | 0.00069892 | 0.0012203 | 0.001894 | 0.0026455 | 0.0033594 | 0.0039104 | 0.0042017 | 0.0041921 | 0.0039038 | 0.003408 | 0.0028002 | 0.002173 | 0.0015975 | 0.0011157 | 0.00074213 | 0.0004712 | 0.00028616 | 0.00019332 | 0.038663 | 2.2996 | 1.4367 | 0.88976 | 0.38041 | 0.20945 | 0.23986 | 0.44551 | 0.13355 | 0.010781 | 0.72952 | 1.9453 | 2.1745 | 0 | 9.7669 | 6.6452 | 4.9041 | 4.5736 | 3.7511 | 2.6799 | 3.9168 | 3.2496 | 3.4926 | 4.8512 | 7.7666 | 9.4701 | 0.22734
Retro5Med | Retro | ResWx | Residential | HVAC | 0.045381 | 0.052241 | 289.7771 | 258.9431 | Multifamily - Low Rise | Low-E Storm Window DP_Heat Pump | 0.00077989 | 0.0012231 | 0.0024407 | 0.0042615 | 0.006614 | 0.0092386 | 0.011731 | 0.013656 | 0.014673 | 0.014639 | 0.013632 | 0.011901 | 0.0097788 | 0.0075884 | 0.0055788 | 0.0038963 | 0.0025916 | 0.0016455 | 0.00099931 | 0.00067508 | 0.13502 | 8.7723 | 5.4805 | 3.3942 | 1.4512 | 0.79898 | 0.91499 | 1.6995 | 0.50946 | 0.041127 | 2.7829 | 7.4209 | 8.2951 | 0 | 37.258 | 25.3497 | 18.7078 | 17.4471 | 14.3096 | 10.2231 | 14.9417 | 12.3962 | 13.3235 | 18.506 | 29.6275 | 36.1258 | 0.19692
Retro5Med | Retro | ResWx | Residential | HVAC | 0.006892 | 0.0079885 | 43.2044 | 279.9625 | Multifamily - Low Rise | Attic - R19 to R30_DHP | 4.8075e-05 | 7.5399e-05 | 0.00015045 | 0.0002627 | 0.00040771 | 0.0005695 | 0.00072317 | 0.00084179 | 0.00090448 | 0.00090243 | 0.00084035 | 0.00073364 | 0.0006028 | 0.00046778 | 0.0003439 | 0.00024018 | 0.00015976 | 0.00010143 | 6.1602e-05 | 4.1615e-05 | 0.008323 | 1.4348 | 1.1328 | 1.0052 | 0.36132 | 0.19602 | 0.047724 | 0.047844 | 0.020243 | 0.061014 | 0.60992 | 1.1587 | 1.4579 | 0 | 6.1593 | 4.7614 | 4.4336 | 2.4136 | 1.7722 | 0.48382 | 0.28829 | 0.2636 | 0.85403 | 2.9594 | 4.9175 | 6.3642 | 0.18033
Retro5Med | Retro | ResWx | Residential | HVAC | 0.0095694 | 0.011092 | 59.9888 | 286.2402 | Multifamily - Low Rise | Floor - R19 to R30_DHP | 0.00018822 | 0.00029519 | 0.00058904 | 0.0010285 | 0.0015962 | 0.0022297 | 0.0028313 | 0.0032957 | 0.0035411 | 0.0035331 | 0.0032901 | 0.0028723 | 0.00236 | 0.0018314 | 0.0013464 | 0.00094033 | 0.00062547 | 0.00039712 | 0.00024118 | 0.00016293 | 0.032585 | 1.9922 | 1.5729 | 1.3957 | 0.50169 | 0.27217 | 0.066265 | 0.066431 | 0.028107 | 0.084717 | 0.84687 | 1.6088 | 2.0242 | 0 | 8.5521 | 6.6112 | 6.1559 | 3.3513 | 2.4607 | 0.67178 | 0.40029 | 0.36601 | 1.1858 | 4.1091 | 6.8279 | 8.8366 | 0.17671
Retro5Med | Retro | ResWx | Residential | HVAC | 0.0105 | 0.012171 | 65.8224 | 286.7969 | Multifamily - Low Rise | Attic - R19 to R49_DHP | 0.00016646 | 0.00026107 | 0.00052095 | 0.0009096 | 0.0014117 | 0.0019719 | 0.002504 | 0.0029147 | 0.0031318 | 0.0031247 | 0.0029098 | 0.0025403 | 0.0020872 | 0.0016197 | 0.0011908 | 0.00083164 | 0.00055317 | 0.00035122 | 0.0002133 | 0.00014409 | 0.028819 | 2.1859 | 1.7259 | 1.5315 | 0.55048 | 0.29864 | 0.072709 | 0.072891 | 0.030841 | 0.092955 | 0.92922 | 1.7652 | 2.2211 | 0 | 9.3837 | 7.2541 | 6.7546 | 3.6772 | 2.7 | 0.7371 | 0.43922 | 0.4016 | 1.3011 | 4.5087 | 7.4919 | 9.696 | 0.17639
Retro5Med | Retro | ResWx | Residential | HVAC | 0.0063268 | 0.0072831 | 40.3991 | 301.5855 | Multifamily - Low Rise | Attic - R19 to R38_Heat Pump | 2.1316e-06 | 3.343e-06 | 6.6708e-06 | 1.1647e-05 | 1.8077e-05 | 2.525e-05 | 3.2064e-05 | 3.7323e-05 | 4.0103e-05 | 4.0012e-05 | 3.7259e-05 | 3.2528e-05 | 2.6727e-05 | 2.074e-05 | 1.5248e-05 | 1.0649e-05 | 7.0833e-06 | 4.4973e-06 | 2.7313e-06 | 1.8451e-06 | 0.00036902 | 1.223 | 0.76407 | 0.4732 | 0.20231 | 0.11139 | 0.12756 | 0.23694 | 0.071027 | 0.0057336 | 0.38798 | 1.0346 | 1.1565 | 0 | 5.1943 | 3.5341 | 2.6081 | 2.4324 | 1.995 | 1.4252 | 2.0831 | 1.7282 | 1.8575 | 2.58 | 4.1305 | 5.0365 | 0.17131
Retro5Med | Retro | ResWx | Residential | HVAC | 0.01587 | 0.018269 | 101.3367 | 307.3083 | Multifamily - Low Rise | Floor - R0 to R30_Heat Pump | 0.00024321 | 0.00038143 | 0.00076112 | 0.0013289 | 0.0020626 | 0.002881 | 0.0036584 | 0.0042585 | 0.0045756 | 0.0045652 | 0.0042512 | 0.0037114 | 0.0030495 | 0.0023664 | 0.0017397 | 0.001215 | 0.00080819 | 0.00051313 | 0.00031163 | 0.00021052 | 0.042104 | 3.0677 | 1.9166 | 1.187 | 0.50748 | 0.27941 | 0.31998 | 0.59433 | 0.17816 | 0.014382 | 0.9732 | 2.5951 | 2.9008 | 0 | 13.0293 | 8.8649 | 6.5422 | 6.1014 | 5.0041 | 3.5751 | 5.2252 | 4.335 | 4.6593 | 6.4716 | 10.3609 | 12.6334 | 0.16837
Retro5Med | Retro | ResWx | Residential | HVAC | 0.0047526 | 0.0054709 | 30.3469 | 410.2162 | Multifamily - Low Rise | Attic - R19 to R30_Heat Pump | 1.1742e-05 | 1.8415e-05 | 3.6747e-05 | 6.4162e-05 | 9.958e-05 | 0.0001391 | 0.00017663 | 0.0002056 | 0.00022091 | 0.00022041 | 0.00020525 | 0.00017919 | 0.00014723 | 0.00011425 | 8.3994e-05 | 5.8662e-05 | 3.9019e-05 | 2.4774e-05 | 1.5046e-05 | 1.0164e-05 | 0.0020328 | 0.91868 | 0.57395 | 0.35546 | 0.15197 | 0.083673 | 0.095823 | 0.17798 | 0.053354 | 0.004307 | 0.29144 | 0.77715 | 0.86871 | 0 | 3.9018 | 2.6547 | 1.9592 | 1.8272 | 1.4986 | 1.0706 | 1.5648 | 1.2982 | 1.3953 | 1.938 | 3.1027 | 3.7833 | 0.12869
Retro5Med | Retro | ResWx | Residential | HVAC | 0.006979 | 0.0080339 | 44.5635 | 436.676 | Multifamily - Low Rise | Attic - R19 to R49_Heat Pump | 3.9188e-05 | 6.146e-05 | 0.00012264 | 0.00021413 | 0.00033234 | 0.00046422 | 0.00058949 | 0.00068617 | 0.00073728 | 0.0007356 | 0.000685 | 0.00059802 | 0.00049137 | 0.00038131 | 0.00028032 | 0.00019578 | 0.00013022 | 8.2682e-05 | 5.0214e-05 | 3.3922e-05 | 0.0067844 | 1.3491 | 0.84283 | 0.52198 | 0.22317 | 0.12287 | 0.14071 | 0.26136 | 0.078348 | 0.0063247 | 0.42797 | 1.1412 | 1.2757 | 0 | 5.7297 | 3.8984 | 2.877 | 2.6831 | 2.2006 | 1.5722 | 2.2978 | 1.9064 | 2.049 | 2.846 | 4.5563 | 5.5556 | 0.12133
Retro5Med | Retro | ResWx | Residential | HVAC | 0.0088836 | 0.010147 | 55.9064 | 474.3466 | Multifamily - Low Rise | Door - R2.5 to R5_Furnace | 7.756e-05 | 0.00012164 | 0.00024273 | 0.00042381 | 0.00065776 | 0.00091877 | 0.0011667 | 0.001358 | 0.0014592 | 0.0014559 | 0.0013557 | 0.0011836 | 0.00097249 | 0.00075467 | 0.00055481 | 0.00038748 | 0.00025774 | 0.00016364 | 9.9382e-05 | 6.7137e-05 | 0.013427 | 1.8312 | 1.4522 | 1.2905 | 0.45892 | 0.24971 | 0.07508 | 0.069843 | 0.022035 | 0.073745 | 0.77673 | 1.4953 | 1.8643 | 0 | 7.7945 | 6.0164 | 5.5938 | 3.1256 | 2.2952 | 0.91163 | 0.69947 | 0.62353 | 1.1123 | 3.7353 | 6.2523 | 8.0866 | 0.11028
Retro5Med | Retro | ResWx | Residential | HVAC | 0.0084795 | 0.0098287 | 53.1564 | 500.1419 | Multifamily - Low Rise | Door - R2.5 to R5_Zonal | 0.0020924 | 0.0032816 | 0.0065483 | 0.011433 | 0.017745 | 0.024787 | 0.031475 | 0.036637 | 0.039366 | 0.039277 | 0.036575 | 0.03193 | 0.026236 | 0.020359 | 0.014968 | 0.010453 | 0.0069532 | 0.0044147 | 0.0026811 | 0.0018112 | 0.36224 | 1.7653 | 1.3938 | 1.2368 | 0.44455 | 0.24118 | 0.058718 | 0.058865 | 0.024906 | 0.075068 | 0.75041 | 1.4255 | 1.7937 | 0 | 7.578 | 5.8582 | 5.4548 | 2.9696 | 2.1804 | 0.59526 | 0.3547 | 0.32432 | 1.0507 | 3.6411 | 6.0503 | 7.8302 | 0.10496
Retro5Med | Retro | ResWx | Residential | HVAC | 0.0039737 | 0.0045744 | 25.3739 | 713.4717 | Multifamily - Low Rise | Floor - R19 to R30_Heat Pump | 2.7683e-05 | 4.3416e-05 | 8.6635e-05 | 0.00015127 | 0.00023477 | 0.00032793 | 0.00041642 | 0.00048472 | 0.00052082 | 0.00051964 | 0.0004839 | 0.00042245 | 0.00034711 | 0.00026936 | 0.00019803 | 0.0001383 | 9.1992e-05 | 5.8408e-05 | 3.5472e-05 | 2.3963e-05 | 0.0047926 | 0.76813 | 0.4799 | 0.29721 | 0.12707 | 0.069961 | 0.08012 | 0.14881 | 0.04461 | 0.0036012 | 0.24368 | 0.6498 | 0.72635 | 0 | 3.2624 | 2.2197 | 1.6381 | 1.5277 | 1.253 | 0.89517 | 1.3083 | 1.0855 | 1.1667 | 1.6204 | 2.5943 | 3.1633 | 0.075938
Retro5Med | Retro | ResWx | Residential | HVAC | 0.0051832 | 0.0060079 | 32.4925 | 835.1877 | Multifamily - Low Rise | Door - R2.5 to R5_DHP | 9.0736e-05 | 0.00014231 | 0.00028396 | 0.00049581 | 0.00076951 | 0.0010749 | 0.0013649 | 0.0015888 | 0.0017071 | 0.0017032 | 0.0015861 | 0.0013847 | 0.0011377 | 0.00088288 | 0.00064906 | 0.00045331 | 0.00030152 | 0.00019144 | 0.00011627 | 7.8543e-05 | 0.015709 | 1.079 | 0.85196 | 0.75599 | 0.27174 | 0.14742 | 0.035892 | 0.035982 | 0.015224 | 0.045886 | 0.4587 | 0.87138 | 1.0964 | 0 | 4.6322 | 3.5809 | 3.3343 | 1.8152 | 1.3328 | 0.36386 | 0.21681 | 0.19825 | 0.64228 | 2.2257 | 3.6983 | 4.7863 | 0.06416
Retro5Med | Retro | ResWx | Residential | HVAC | 0.0027868 | 0.003208 | 17.7949 | 1547.3849 | Multifamily - Low Rise | Door - R2.5 to R5_Heat Pump | 1.7279e-05 | 2.71e-05 | 5.4076e-05 | 9.4419e-05 | 0.00014654 | 0.00020469 | 0.00025992 | 0.00030255 | 0.00032509 | 0.00032435 | 0.00030204 | 0.00026368 | 0.00021666 | 0.00016813 | 0.0001236 | 8.6326e-05 | 5.742e-05 | 3.6457e-05 | 2.2141e-05 | 1.4957e-05 | 0.0029914 | 0.5387 | 0.33655 | 0.20843 | 0.089115 | 0.049064 | 0.056189 | 0.10436 | 0.031286 | 0.0025255 | 0.1709 | 0.45571 | 0.50939 | 0 | 2.288 | 1.5567 | 1.1488 | 1.0714 | 0.87874 | 0.62779 | 0.91755 | 0.76124 | 0.81818 | 1.1364 | 1.8194 | 2.2184 | 0.035699
Retro5Med | Retro | ResWx | Residential | HVAC | 0.35217 | 0.41405 | 2276.4509 | 35.5689 | Manufactured | Electrical Resistance_HZ2/3__Low-e Storm Window SP | 0.081176 | 0.098605 | 0.11937 | 0.13709 | 0.1547 | 0.17893 | 0.19419 | 0.19626 | 0.18298 | 0.1556 | 0.11913 | 0.077997 | 0.044805 | 0.021342 | 0.0089329 | 0.0032136 | 0.00099306 | 0.00021413 | 3.4821e-05 | 4.135e-06 | 1.5392 | 68.9303 | 53.8895 | 48.1697 | 25.4385 | 10.5628 | 2.2967 | 2.7982 | 1.1298 | 7.3541 | 28.545 | 54.8659 | 67.855 | 0 | 315.9381 | 240.292 | 219.4613 | 144.9865 | 96.2103 | 41.4096 | 23.5074 | 33.2465 | 87.9594 | 158.7718 | 240.2298 | 302.6024 | 0.88809
Retro5Med | Retro | ResWx | Residential | HVAC | 0.31597 | 0.35392 | 2092.5255 | 41.6884 | Manufactured | Electrical Resistance_HZ1__Low-e Storm Window SP | 0.41389 | 0.50276 | 0.60865 | 0.699 | 0.78878 | 0.91232 | 0.99014 | 1.0007 | 0.93295 | 0.79338 | 0.60739 | 0.39769 | 0.22845 | 0.10882 | 0.045546 | 0.016385 | 0.0050633 | 0.0010918 | 0.00017754 | 2.1083e-05 | 7.848 | 65.0245 | 50.3847 | 46.0172 | 21.0292 | 12.4557 | 1.7779 | 2.5764 | 1.6022 | 5.8122 | 28.1837 | 50.5611 | 61.7756 | 0 | 292.6413 | 226.8716 | 209.2479 | 128.3107 | 105.5106 | 37.4343 | 19.8549 | 20.9522 | 59.5744 | 143.4982 | 221.9907 | 279.4382 | 0.79826
Retro5Med | Retro | ResWx | Residential | HVAC | 0.24452 | 0.2975 | 1434.4768 | 69.2237 | Manufactured | Heat Pump_HZ2/3__Low-e Storm Window SP | 0.00019123 | 0.00023229 | 0.00028122 | 0.00032296 | 0.00036444 | 0.00042152 | 0.00045747 | 0.00046235 | 0.00043105 | 0.00036656 | 0.00028063 | 0.00018374 | 0.00010555 | 5.0277e-05 | 2.1044e-05 | 7.5705e-06 | 2.3394e-06 | 5.0443e-07 | 8.2029e-08 | 9.741e-09 | 0.003626 | 50.2711 | 33.5233 | 27.1847 | 12.8594 | 5.4232 | 1.524 | 2.7649 | 1.1514 | 3.6422 | 15.316 | 32.9234 | 46.8457 | 0 | 229.286 | 153.6432 | 130.3587 | 76.4032 | 50.5687 | 25.3463 | 21.907 | 23.8139 | 47.9097 | 86.9486 | 149.7721 | 205.0902 | 0.59012
Retro5Med | Retro | ResWx | Residential | HVAC | 0.20939 | 0.24618 | 1353.5165 | 77.56 | Manufactured | Electrical Resistance_HZ2/3__Low-e Storm Window DP | 0.12687 | 0.15411 | 0.18658 | 0.21427 | 0.24179 | 0.27966 | 0.30351 | 0.30675 | 0.28598 | 0.2432 | 0.18619 | 0.12191 | 0.070027 | 0.033357 | 0.013962 | 0.0050227 | 0.0015521 | 0.00033467 | 5.4423e-05 | 6.4627e-06 | 2.4057 | 40.9841 | 32.0412 | 28.6404 | 15.125 | 6.2804 | 1.3656 | 1.6637 | 0.67174 | 4.3726 | 16.9721 | 32.6218 | 40.3448 | 0 | 187.8483 | 142.8712 | 130.4858 | 86.2051 | 57.2041 | 24.6211 | 13.9769 | 19.7675 | 52.2983 | 94.4015 | 142.8342 | 179.9192 | 0.52803
Retro5Med | Retro | ResWx | Residential | HVAC | 0.15077 | 0.1757 | 1011.8704 | 113.4406 | Manufactured | Heat Pump_HZ1__Low-e Storm Window SP | 0.045343 | 0.055079 | 0.066681 | 0.076579 | 0.086414 | 0.099949 | 0.10847 | 0.10963 | 0.10221 | 0.086918 | 0.066542 | 0.043568 | 0.025027 | 0.011921 | 0.0049898 | 0.0017951 | 0.00055471 | 0.00011961 | 1.945e-05 | 2.3097e-06 | 0.85978 | 32.2534 | 23.6201 | 21.2905 | 9.6342 | 5.8949 | 1.6145 | 2.3749 | 1.1551 | 2.6371 | 12.5202 | 23.5948 | 29.5062 | 0 | 146.3748 | 108.6241 | 99.2137 | 59.7181 | 48.4788 | 21.6924 | 16.1098 | 14.0369 | 27.9339 | 64.4974 | 104.3642 | 134.7303 | 0.38536
Retro5Med | Retro | ResWx | Residential | HVAC | 0.043331 | 0.048535 | 286.9611 | 191.9737 | Manufactured | Electrical Resistance_HZ1__Infiltration Reduction - CFM50 reduction | 0.11186 | 0.13588 | 0.16449 | 0.18891 | 0.21317 | 0.24656 | 0.26759 | 0.27044 | 0.25214 | 0.21442 | 0.16415 | 0.10748 | 0.06174 | 0.029409 | 0.012309 | 0.0044282 | 0.0013684 | 0.00029506 | 4.7982e-05 | 5.6979e-06 | 2.121 | 8.9172 | 6.9096 | 6.3106 | 2.8839 | 1.7081 | 0.24381 | 0.35332 | 0.21972 | 0.79706 | 3.865 | 6.9338 | 8.4717 | 0 | 40.1317 | 31.1123 | 28.6955 | 17.5961 | 14.4693 | 5.1336 | 2.7228 | 2.8733 | 8.1698 | 19.6788 | 30.443 | 38.3211 | 0.24613
Retro5Med | Retro | ResWx | Residential | HVAC | 0.15524 | 0.17389 | 1028.0886 | 111.0511 | Manufactured | Electrical Resistance_HZ1__Low-e Storm Window DP | 0.045267 | 0.054986 | 0.066568 | 0.076449 | 0.086268 | 0.09978 | 0.10829 | 0.10944 | 0.10204 | 0.086771 | 0.066429 | 0.043495 | 0.024985 | 0.011901 | 0.0049813 | 0.001792 | 0.00055377 | 0.00011941 | 1.9417e-05 | 2.3058e-06 | 0.85832 | 31.9475 | 24.7548 | 22.6089 | 10.332 | 6.1197 | 0.87351 | 1.2658 | 0.7872 | 2.8556 | 13.847 | 24.8414 | 30.3513 | 0 | 143.779 | 111.4654 | 102.8066 | 63.041 | 51.8389 | 18.392 | 9.755 | 10.2941 | 29.2698 | 70.5028 | 109.0673 | 137.2921 | 0.3922
Retro5Med | Retro | ResWx | Residential | HVAC | 0.17891 | 0.21767 | 1049.5578 | 105.0644 | Manufactured | Heat Pump_HZ2/3__Low-e Storm Window DP | 0.04223 | 0.051298 | 0.062103 | 0.071321 | 0.080481 | 0.093086 | 0.10103 | 0.1021 | 0.095191 | 0.08095 | 0.061973 | 0.040577 | 0.023309 | 0.011103 | 0.0046472 | 0.0016718 | 0.00051662 | 0.0001114 | 1.8115e-05 | 2.1512e-06 | 0.80075 | 36.7816 | 24.5278 | 19.8902 | 9.4088 | 3.968 | 1.1151 | 2.023 | 0.84244 | 2.6649 | 11.2062 | 24.0889 | 34.2754 | 0 | 167.7607 | 112.4155 | 95.379 | 55.9016 | 36.9994 | 18.545 | 16.0286 | 17.4238 | 35.0539 | 63.6173 | 109.5831 | 150.0575 | 0.43177
Retro5Med | Retro | ResWx | Residential | HVAC | 0.04916 | 0.057799 | 317.7798 | 170.1951 | Manufactured | Electrical Resistance_HZ2/3__Infiltration Reduction - CFM50 reduction | 0.062103 | 0.075437 | 0.091326 | 0.10488 | 0.11835 | 0.13689 | 0.14857 | 0.15015 | 0.13999 | 0.11904 | 0.091136 | 0.059671 | 0.034278 | 0.016328 | 0.006834 | 0.0024585 | 0.00075973 | 0.00016382 | 2.6639e-05 | 3.1634e-06 | 1.1776 | 9.6223 | 7.5227 | 6.7242 | 3.5511 | 1.4745 | 0.32061 | 0.39061 | 0.15771 | 1.0266 | 3.9847 | 7.659 | 9.4722 | 0 | 44.1032 | 33.5434 | 30.6356 | 20.2393 | 13.4304 | 5.7806 | 3.2815 | 4.641 | 12.2786 | 22.1637 | 33.5347 | 42.2416 | 0.27873
Retro5Med | Retro | ResWx | Residential | HVAC | 0.10982 | 0.12797 | 736.9942 | 165.1127 | Manufactured | Heat Pump_HZ1__Low-e Storm Window DP | 0.024277 | 0.029489 | 0.035701 | 0.041 | 0.046266 | 0.053512 | 0.058077 | 0.058695 | 0.054722 | 0.046536 | 0.035626 | 0.023326 | 0.0134 | 0.0063827 | 0.0026715 | 0.00096108 | 0.00029699 | 6.4038e-05 | 1.0414e-05 | 1.2366e-06 | 0.46032 | 23.4917 | 17.2037 | 15.5069 | 7.0171 | 4.2935 | 1.1759 | 1.7297 | 0.84134 | 1.9207 | 9.1191 | 17.1852 | 21.4908 | 0 | 106.6118 | 79.1162 | 72.2621 | 43.4956 | 35.3095 | 15.7997 | 11.7336 | 10.2237 | 20.3456 | 46.9766 | 76.0135 | 98.1306 | 0.28067
Retro5Med | Retro | ResWx | Residential | HVAC | 0.13291 | 0.15627 | 859.1684 | 253.9224 | Manufactured | Electrical Resistance_HZ2/3__Floor - R0 to R22 | 0.011361 | 0.0138 | 0.016707 | 0.019186 | 0.021651 | 0.025042 | 0.027178 | 0.027467 | 0.025608 | 0.021777 | 0.016672 | 0.010916 | 0.0062705 | 0.0029868 | 0.0012502 | 0.00044975 | 0.00013898 | 2.9967e-05 | 4.8732e-06 | 5.7869e-07 | 0.21541 | 26.0154 | 20.3387 | 18.18 | 9.6009 | 3.9866 | 0.86682 | 1.0561 | 0.4264 | 2.7756 | 10.7733 | 20.7073 | 25.6096 | 0 | 119.24 | 90.69 | 82.8282 | 54.7202 | 36.3113 | 15.6287 | 8.8721 | 12.5478 | 33.1973 | 59.923 | 90.6665 | 114.2069 | 0.19537
Retro5Med | Retro | ResWx | Residential | HVAC | 0.13346 | 0.14949 | 883.8633 | 246.8077 | Manufactured | Electrical Resistance_HZ1__Floor - R0 to R22 | 0.093616 | 0.11372 | 0.13767 | 0.1581 | 0.17841 | 0.20635 | 0.22395 | 0.22634 | 0.21102 | 0.17945 | 0.13738 | 0.089951 | 0.051671 | 0.024613 | 0.010302 | 0.0037061 | 0.0011452 | 0.00024694 | 4.0157e-05 | 4.7687e-06 | 1.7751 | 27.4657 | 21.282 | 19.4372 | 8.8826 | 5.2612 | 0.75097 | 1.0882 | 0.67677 | 2.455 | 11.9045 | 21.3565 | 26.0935 | 0 | 123.609 | 95.8285 | 88.3844 | 54.1973 | 44.5667 | 15.8119 | 8.3865 | 8.85 | 25.1637 | 60.6123 | 93.7668 | 118.0321 | 0.19653
Retro5Med | Retro | ResWx | Residential | HVAC | 0.25207 | 0.29636 | 1629.4081 | 244.9118 | Manufactured | Electrical Resistance_HZ2/3__Attic - R0 to R30 | 0.17788 | 0.21607 | 0.26159 | 0.30041 | 0.339 | 0.3921 | 0.42554 | 0.43007 | 0.40096 | 0.34097 | 0.26104 | 0.17092 | 0.098181 | 0.046767 | 0.019575 | 0.007042 | 0.0021761 | 0.00046922 | 7.6302e-05 | 9.061e-06 | 3.3729 | 49.338 | 38.5723 | 34.4783 | 18.208 | 7.5605 | 1.6439 | 2.0029 | 0.80866 | 5.2638 | 20.4315 | 39.2712 | 48.5684 | 0 | 226.138 | 171.9931 | 157.0831 | 103.7765 | 68.8642 | 29.6396 | 16.8258 | 23.7968 | 62.9584 | 113.6436 | 171.9486 | 216.5928 | 0.20186
Retro5Med | Retro | ResWx | Residential | HVAC | 0.19489 | 0.22913 | 1259.7875 | 246.8137 | Manufactured | Electrical Resistance_HZ2/3__Attic - R0 to R22 | 0.0075595 | 0.0091826 | 0.011117 | 0.012767 | 0.014407 | 0.016663 | 0.018084 | 0.018277 | 0.01704 | 0.014491 | 0.011094 | 0.0072635 | 0.0041724 | 0.0019875 | 0.00083187 | 0.00029927 | 9.2478e-05 | 1.9941e-05 | 3.2427e-06 | 3.8507e-07 | 0.14334 | 38.146 | 29.8224 | 26.6571 | 14.0776 | 5.8455 | 1.271 | 1.5485 | 0.62522 | 4.0698 | 15.7968 | 30.3628 | 37.551 | 0 | 174.8401 | 132.9776 | 121.4499 | 80.2355 | 53.2428 | 22.9161 | 13.009 | 18.3986 | 48.6767 | 87.8643 | 132.9432 | 167.4601 | 0.20046
Retro5Med | Retro | ResWx | Residential | HVAC | 0.20146 | 0.2451 | 1181.8519 | 345.0174 | Manufactured | Heat Pump_HZ2/3__Attic - R0 to R30 | 0.041866 | 0.050856 | 0.061567 | 0.070706 | 0.079787 | 0.092284 | 0.10016 | 0.10122 | 0.09437 | 0.080252 | 0.061439 | 0.040227 | 0.023108 | 0.011007 | 0.0046071 | 0.0016574 | 0.00051217 | 0.00011044 | 1.7959e-05 | 2.1326e-06 | 0.79384 | 41.4178 | 27.6195 | 22.3973 | 10.5947 | 4.4681 | 1.2556 | 2.278 | 0.94863 | 3.0008 | 12.6187 | 27.1253 | 38.5957 | 0 | 188.9065 | 126.5852 | 107.4013 | 62.9479 | 41.6631 | 20.8826 | 18.049 | 19.6201 | 39.4724 | 71.6361 | 123.3958 | 168.9719 | 0.1544
Retro5Med | Retro | ResWx | Residential | HVAC | 0.021858 | 0.025472 | 146.6965 | 399.9306 | Manufactured | Heat Pump_HZ1__Infiltration Reduction - CFM50 reduction | 0.04278 | 0.051965 | 0.062911 | 0.072249 | 0.081528 | 0.094298 | 0.10234 | 0.10343 | 0.09643 | 0.082004 | 0.06278 | 0.041105 | 0.023612 | 0.011247 | 0.0047077 | 0.0016936 | 0.00052334 | 0.00011285 | 1.8351e-05 | 2.1792e-06 | 0.81117 | 4.676 | 3.4243 | 3.0866 | 1.3967 | 0.85462 | 0.23407 | 0.3443 | 0.16747 | 0.38232 | 1.8151 | 3.4207 | 4.2777 | 0 | 21.2208 | 15.7478 | 14.3836 | 8.6577 | 7.0282 | 3.1449 | 2.3355 | 2.035 | 4.0497 | 9.3506 | 15.1303 | 19.5326 | 0.12561
Retro5Med | Retro | ResWx | Residential | HVAC | 0.14303 | 0.17401 | 839.0463 | 258.145 | Manufactured | Heat Pump_HZ2/3__Floor - R0 to R22 | 0.00012407 | 0.00015071 | 0.00018246 | 0.00020954 | 0.00023645 | 0.00027349 | 0.00029681 | 0.00029997 | 0.00027967 | 0.00023783 | 0.00018208 | 0.00011921 | 6.8481e-05 | 3.262e-05 | 1.3653e-05 | 4.9118e-06 | 1.5178e-06 | 3.2728e-07 | 5.3221e-08 | 6.3201e-09 | 0.0023526 | 29.4043 | 19.6082 | 15.9008 | 7.5216 | 3.1721 | 0.89142 | 1.6172 | 0.67347 | 2.1304 | 8.9585 | 19.2574 | 27.4007 | 0 | 134.1127 | 89.8682 | 76.2487 | 44.6893 | 29.5784 | 14.8254 | 12.8137 | 13.9291 | 28.0231 | 50.8575 | 87.6039 | 119.9602 | 0.20119
Retro5Med | Retro | ResWx | Residential | HVAC | 0.14462 | 0.16199 | 957.7292 | 435.6242 | Manufactured | Electrical Resistance_HZ1__Attic - R0 to R30 | 0.45603 | 0.55395 | 0.67063 | 0.77018 | 0.8691 | 1.0052 | 1.091 | 1.1026 | 1.0279 | 0.87416 | 0.66923 | 0.43818 | 0.25171 | 0.1199 | 0.050184 | 0.018054 | 0.0055789 | 0.0012029 | 0.00019562 | 2.323e-05 | 8.6471 | 29.7611 | 23.0606 | 21.0616 | 9.6249 | 5.7009 | 0.81373 | 1.1792 | 0.73333 | 2.6602 | 12.8994 | 23.1413 | 28.2741 | 0 | 133.9392 | 103.837 | 95.7708 | 58.7266 | 48.2912 | 17.1333 | 9.0874 | 9.5896 | 27.2667 | 65.6778 | 101.603 | 127.8962 | 0.11602
Retro5Med | Retro | ResWx | Residential | HVAC | 0.087811 | 0.10324 | 567.6232 | 397.7038 | Manufactured | Electrical Resistance_HZ2/3__Floor - R11 to R22 | 0.019857 | 0.024121 | 0.029201 | 0.033536 | 0.037843 | 0.04377 | 0.047504 | 0.04801 | 0.04476 | 0.038064 | 0.02914 | 0.01908 | 0.01096 | 0.0052207 | 0.0021852 | 0.00078611 | 0.00024292 | 5.238e-05 | 8.5178e-06 | 1.0115e-06 | 0.37652 | 17.1875 | 13.4371 | 12.0109 | 6.343 | 2.6338 | 0.57268 | 0.69772 | 0.28171 | 1.8337 | 7.1176 | 13.6806 | 16.9194 | 0 | 78.7778 | 59.9158 | 54.7217 | 36.1518 | 23.9896 | 10.3253 | 5.8615 | 8.2899 | 21.9323 | 39.5891 | 59.9003 | 75.4526 | 0.12907
Retro5Med | Retro | ResWx | Residential | HVAC | 0.14192 | 0.17267 | 832.5661 | 384.3204 | Manufactured | Heat Pump_HZ2/3__Attic - R0 to R22 | 0.0016211 | 0.0019692 | 0.002384 | 0.0027378 | 0.0030895 | 0.0035734 | 0.0038782 | 0.0039195 | 0.0036542 | 0.0031075 | 0.002379 | 0.0015576 | 0.00089478 | 0.00042621 | 0.00017839 | 6.4177e-05 | 1.9832e-05 | 4.2763e-06 | 6.9539e-07 | 8.2578e-08 | 0.030739 | 29.1772 | 19.4568 | 15.7779 | 7.4636 | 3.1476 | 0.88453 | 1.6047 | 0.66827 | 2.1139 | 8.8893 | 19.1087 | 27.1891 | 0 | 133.0769 | 89.1741 | 75.6598 | 44.3442 | 29.3499 | 14.7109 | 12.7147 | 13.8215 | 27.8067 | 50.4647 | 86.9273 | 119.0337 | 0.1397
Retro5Med | Retro | ResWx | Residential | HVAC | 0.10583 | 0.11854 | 700.8398 | 465.1101 | Manufactured | Electrical Resistance_HZ1__Attic - R0 to R22 | 0.018343 | 0.022282 | 0.026975 | 0.030979 | 0.034957 | 0.040433 | 0.043881 | 0.044349 | 0.041347 | 0.035161 | 0.026918 | 0.017625 | 0.010124 | 0.0048226 | 0.0020185 | 0.00072617 | 0.0002244 | 4.8386e-05 | 7.8683e-06 | 9.3437e-07 | 0.34781 | 21.7783 | 16.8751 | 15.4123 | 7.0432 | 4.1717 | 0.59546 | 0.8629 | 0.53663 | 1.9467 | 9.4394 | 16.9342 | 20.6902 | 0 | 98.013 | 75.9851 | 70.0824 | 42.9745 | 35.3382 | 12.5377 | 6.6499 | 7.0174 | 19.953 | 48.0612 | 74.3503 | 93.5909 | 0.10905
Retro5Med | Retro | ResWx | Residential | HVAC | 0.029644 | 0.036066 | 173.9062 | 330.0279 | Manufactured | Heat Pump_HZ2/3__Infiltration Reduction - CFM50 reduction | 0.0065776 | 0.0079899 | 0.0096729 | 0.011109 | 0.012535 | 0.014499 | 0.015735 | 0.015903 | 0.014827 | 0.012608 | 0.0096527 | 0.0063201 | 0.0036305 | 0.0017293 | 0.00072383 | 0.0002604 | 8.0467e-05 | 1.7351e-05 | 2.8215e-06 | 3.3506e-07 | 0.12472 | 6.0945 | 4.0641 | 3.2957 | 1.559 | 0.65747 | 0.18476 | 0.3352 | 0.13959 | 0.44156 | 1.8568 | 3.9914 | 5.6793 | 0 | 27.7971 | 18.6267 | 15.8038 | 9.2626 | 6.1306 | 3.0728 | 2.6559 | 2.887 | 5.8082 | 10.5411 | 18.1573 | 24.8637 | 0.16085
Retro5Med | Retro | ResWx | Residential | HVAC | 0.13605 | 0.15996 | 879.4487 | 323.1259 | Manufactured | Electrical Resistance_HZ2/3__Attic - R11 to R30 | 0 | 0 | 0 | 0 | 0 | 0 | 0 | 0 | 0 | 0 | 0 | 0 | 0 | 0 | 0 | 0 | 0 | 0 | 0 | 0 | 0 | 26.6295 | 20.8188 | 18.6091 | 9.8275 | 4.0807 | 0.88728 | 1.081 | 0.43646 | 2.8411 | 11.0276 | 21.1961 | 26.2141 | 0 | 122.0546 | 92.8307 | 84.7833 | 56.0118 | 37.1684 | 15.9976 | 9.0815 | 12.844 | 33.9809 | 61.3374 | 92.8067 | 116.9027 | 0.15664
Retro5Med | Retro | ResWx | Residential | HVAC | 0.04986 | 0.055849 | 330.2018 | 703.0705 | Manufactured | Electrical Resistance_HZ1__Floor - R11 to R22 | 0.034611 | 0.042043 | 0.050898 | 0.058453 | 0.065961 | 0.076292 | 0.082799 | 0.083681 | 0.078017 | 0.066345 | 0.050792 | 0.033256 | 0.019104 | 0.0090997 | 0.0038087 | 0.0013702 | 0.00042341 | 9.1299e-05 | 1.4847e-05 | 1.763e-06 | 0.65628 | 10.2609 | 7.9507 | 7.2615 | 3.3184 | 1.9655 | 0.28055 | 0.40656 | 0.25283 | 0.91717 | 4.4474 | 7.9786 | 9.7482 | 0 | 46.179 | 35.8005 | 33.0194 | 20.2475 | 16.6496 | 5.9072 | 3.1331 | 3.3063 | 9.4009 | 22.6441 | 35.0303 | 44.0955 | 0.073422
Retro5Med | Retro | ResWx | Residential | HVAC | 0.11629 | 0.13552 | 780.4595 | 540.5215 | Manufactured | Heat Pump_HZ1__Attic - R0 to R30 | 0.20878 | 0.25361 | 0.30703 | 0.35261 | 0.39789 | 0.46021 | 0.49947 | 0.50479 | 0.47062 | 0.40021 | 0.30639 | 0.20061 | 0.11524 | 0.054892 | 0.022975 | 0.0082654 | 0.0025541 | 0.00055074 | 8.9559e-05 | 1.0635e-05 | 3.9588 | 24.8772 | 18.2183 | 16.4214 | 7.4309 | 4.5468 | 1.2453 | 1.8318 | 0.89096 | 2.034 | 9.6569 | 18.1987 | 22.7583 | 0 | 112.8994 | 83.7822 | 76.5239 | 46.0608 | 37.3919 | 16.7315 | 12.4256 | 10.8267 | 21.5455 | 49.7471 | 80.4965 | 103.918 | 0.094388
Retro5Med | Retro | ResWx | Residential | HVAC | 0.084378 | 0.098328 | 566.2794 | 581.8476 | Manufactured | Heat Pump_HZ1__Attic - R0 to R22 | 0.0083267 | 0.010115 | 0.012245 | 0.014063 | 0.015869 | 0.018354 | 0.01992 | 0.020132 | 0.018769 | 0.015961 | 0.01222 | 0.0080007 | 0.0045959 | 0.0021892 | 0.0009163 | 0.00032964 | 0.00010186 | 2.1965e-05 | 3.5718e-06 | 4.2415e-07 | 0.15789 | 18.0502 | 13.2187 | 11.9149 | 5.3917 | 3.299 | 0.90355 | 1.3291 | 0.64645 | 1.4758 | 7.0068 | 13.2045 | 16.5128 | 0 | 81.9166 | 60.79 | 55.5236 | 33.4204 | 27.1305 | 12.1399 | 9.0156 | 7.8556 | 15.6328 | 36.0951 | 58.406 | 75.4 | 0.087961
Retro5Med | Retro | ResWx | Residential | HVAC | 0.039076 | 0.045536 | 262.2452 | 892.0213 | Manufactured | Heat Pump_HZ1__Floor - R0 to R22 | 0.0015808 | 0.0019202 | 0.0023246 | 0.0026697 | 0.0030126 | 0.0034844 | 0.0037816 | 0.0038219 | 0.0035632 | 0.0030301 | 0.0023198 | 0.0015189 | 0.0008725 | 0.00041561 | 0.00017395 | 6.258e-05 | 1.9338e-05 | 4.1698e-06 | 6.7808e-07 | 8.0522e-08 | 0.029974 | 8.3591 | 6.1216 | 5.5178 | 2.4969 | 1.5278 | 0.41844 | 0.6155 | 0.29937 | 0.68345 | 3.2449 | 6.115 | 7.6471 | 0 | 37.9358 | 28.152 | 25.7131 | 15.4771 | 12.5642 | 5.622 | 4.1752 | 3.6379 | 7.2396 | 16.7157 | 27.0479 | 34.9179 | 0.058212
Retro5Med | Retro | ResWx | Residential | HVAC | 0.078054 | 0.08743 | 516.9201 | 568.6919 | Manufactured | Electrical Resistance_HZ1__Attic - R11 to R30 | 0.0062387 | 0.0075783 | 0.0091745 | 0.010536 | 0.01189 | 0.013752 | 0.014925 | 0.015084 | 0.014063 | 0.011959 | 0.0091554 | 0.0059945 | 0.0034435 | 0.0016403 | 0.00068654 | 0.00024698 | 7.6321e-05 | 1.6457e-05 | 2.6761e-06 | 3.1779e-07 | 0.1183 | 16.0631 | 12.4466 | 11.3677 | 5.1949 | 3.077 | 0.4392 | 0.63645 | 0.3958 | 1.4358 | 6.9623 | 12.4902 | 15.2605 | 0 | 72.2917 | 56.0445 | 51.6909 | 31.6968 | 26.0645 | 9.2475 | 4.9048 | 5.1758 | 14.7168 | 35.4486 | 54.8387 | 69.0301 | 0.090032
Retro5Med | Retro | ResWx | Residential | HVAC | 0.063902 | 0.077745 | 374.8735 | 613.0763 | Manufactured | Heat Pump_HZ2/3__Floor - R11 to R22 | 0 | 0 | 0 | 0 | 0 | 0 | 0 | 0 | 0 | 0 | 0 | 0 | 0 | 0 | 0 | 0 | 0 | 0 | 0 | 0 | 0 | 13.1374 | 8.7607 | 7.1042 | 3.3606 | 1.4173 | 0.39827 | 0.72256 | 0.3009 | 0.95182 | 4.0025 | 8.6039 | 12.2422 | 0 | 59.9196 | 40.1518 | 34.0668 | 19.9665 | 13.2152 | 6.6238 | 5.725 | 6.2233 | 12.5203 | 22.7224 | 39.1401 | 53.5965 | 0.089888
Retro5Med | Retro | ResWx | Residential | HVAC | 0.03243 | 0.039456 | 190.2493 | 1585.4282 | Manufactured | Heat Pump_HZ2/3__Attic - R11 to R30 | 8.9431e-05 | 0.00010863 | 0.00013151 | 0.00015104 | 0.00017044 | 0.00019713 | 0.00021394 | 0.00021622 | 0.00020159 | 0.00017143 | 0.00013124 | 8.593e-05 | 4.9361e-05 | 2.3513e-05 | 9.8413e-06 | 3.5404e-06 | 1.0941e-06 | 2.3591e-07 | 3.8362e-08 | 4.5555e-09 | 0.0016957 | 6.6673 | 4.4461 | 3.6054 | 1.7055 | 0.71926 | 0.20212 | 0.3667 | 0.15271 | 0.48305 | 2.0313 | 4.3665 | 6.213 | 0 | 30.4093 | 20.3771 | 17.289 | 10.1331 | 6.7067 | 3.3616 | 2.9054 | 3.1584 | 6.3541 | 11.5317 | 19.8637 | 27.2003 | 0.035733
Retro5Med | Retro | ResWx | Residential | HVAC | 0.01872 | 0.021815 | 125.6349 | 2418.8789 | Manufactured | Heat Pump_HZ1__Attic - R11 to R30 | 0 | 0 | 0 | 0 | 0 | 0 | 0 | 0 | 0 | 0 | 0 | 0 | 0 | 0 | 0 | 0 | 0 | 0 | 0 | 0 | 0 | 4.0046 | 2.9327 | 2.6434 | 1.1962 | 0.73192 | 0.20046 | 0.29487 | 0.14342 | 0.32743 | 1.5545 | 2.9296 | 3.6635 | 0 | 18.1741 | 13.4869 | 12.3185 | 7.4147 | 6.0192 | 2.6934 | 2.0002 | 1.7428 | 3.4683 | 8.0081 | 12.958 | 16.7283 | 0.021845
Retro5Med | Retro | ResWx | Residential | HVAC | 0.017458 | 0.020345 | 117.1673 | 2027.6141 | Manufactured | Heat Pump_HZ1__Floor - R11 to R22 | 0.0061328 | 0.0074496 | 0.0090187 | 0.010357 | 0.011688 | 0.013518 | 0.014671 | 0.014828 | 0.013824 | 0.011756 | 0.0089999 | 0.0058927 | 0.003385 | 0.0016124 | 0.00067488 | 0.00024279 | 7.5025e-05 | 1.6177e-05 | 2.6307e-06 | 3.124e-07 | 0.11629 | 3.7347 | 2.735 | 2.4653 | 1.1156 | 0.68259 | 0.18695 | 0.27499 | 0.13376 | 0.30536 | 1.4498 | 2.7321 | 3.4166 | 0 | 16.9491 | 12.5779 | 11.4882 | 6.9149 | 5.6135 | 2.5118 | 1.8654 | 1.6254 | 3.2345 | 7.4683 | 12.0846 | 15.6008 | 0.026008
LO1Slow | New | Microwave | Residential | Food Preparation | 0.0016572 | 0.00052999 | 9.6256 | 35.7355 | Single Family | Microwave Top Tier | 0.00025401 | 0.00038065 | 0.00081479 | 0.0015152 | 0.002522 | 0.0038657 | 0.0057043 | 0.0080852 | 0.011089 | 0.014639 | 0.018072 | 0.021981 | 0.02601 | 0.029739 | 0.03229 | 0.03452 | 0.035892 | 0.036443 | 0.03665 | 0.036559 | 0.35702 | 0.2887 | 0.25685 | 0.29294 | 0.25914 | 0.21386 | 0.22763 | 0.22687 | 0.21909 | 0.22617 | 0.27971 | 0.2544 | 0.28439 | 0 | 0.65427 | 0.50259 | 0.5543 | 0.48968 | 0.44441 | 0.4633 | 0.46522 | 0.49842 | 0.51039 | 0.63907 | 0.65184 | 0.72237 | 0.91869
LO1Slow | New | Microwave | Residential | Food Preparation | 0.0016572 | 0.00052999 | 9.6256 | 35.7355 | Multifamily - Low Rise | Microwave Top Tier | 0.00010435 | 0.00015877 | 0.00034492 | 0.00065081 | 0.0010988 | 0.0017105 | 0.0025616 | 0.0036812 | 0.0051188 | 0.0068558 | 0.0085956 | 0.010613 | 0.012741 | 0.014792 | 0.016308 | 0.017709 | 0.018689 | 0.019283 | 0.019702 | 0.019978 | 0.1807 | 0.2887 | 0.25685 | 0.29294 | 0.25914 | 0.21386 | 0.22763 | 0.22687 | 0.21909 | 0.22617 | 0.27971 | 0.2544 | 0.28439 | 0 | 0.65427 | 0.50259 | 0.5543 | 0.48968 | 0.44441 | 0.4633 | 0.46522 | 0.49842 | 0.51039 | 0.63907 | 0.65184 | 0.72237 | 0.91869
LO1Slow | New | Microwave | Residential | Food Preparation | 0.0016572 | 0.00052999 | 9.6256 | 35.7355 | Multifamily - High Rise | Microwave Top Tier | 3.0391e-05 | 4.5967e-05 | 0.00010007 | 0.00018957 | 0.00032188 | 0.00050239 | 0.0007551 | 0.0010914 | 0.0015229 | 0.0020433 | 0.0025566 | 0.0031512 | 0.0037844 | 0.0043883 | 0.0048306 | 0.0052392 | 0.0055248 | 0.0056786 | 0.0057694 | 0.0058268 | 0.053353 | 0.2887 | 0.25685 | 0.29294 | 0.25914 | 0.21386 | 0.22763 | 0.22687 | 0.21909 | 0.22617 | 0.27971 | 0.2544 | 0.28439 | 0 | 0.65427 | 0.50259 | 0.5543 | 0.48968 | 0.44441 | 0.4633 | 0.46522 | 0.49842 | 0.51039 | 0.63907 | 0.65184 | 0.72237 | 0.91869
LO1Slow | New | Microwave | Residential | Food Preparation | 0.0016572 | 0.00052999 | 9.6256 | 35.7355 | Manufactured | Microwave Top Tier | 2.0032e-05 | 3.135e-05 | 7.0003e-05 | 0.00013564 | 0.00023499 | 0.0003747 | 0.00057463 | 0.00084566 | 0.0012029 | 0.0016462 | 0.0021056 | 0.0026512 | 0.0032449 | 0.0038354 | 0.0043027 | 0.0047508 | 0.0050998 | 0.0053439 | 0.0055433 | 0.0057032 | 0.047717 | 0.2887 | 0.25685 | 0.29294 | 0.25914 | 0.21386 | 0.22763 | 0.22687 | 0.21909 | 0.22617 | 0.27971 | 0.2544 | 0.28439 | 0 | 0.65427 | 0.50259 | 0.5543 | 0.48968 | 0.44441 | 0.4633 | 0.46522 | 0.49842 | 0.51039 | 0.63907 | 0.65184 | 0.72237 | 0.91869
LO1Slow | NR | Microwave | Residential | Food Preparation | 0.0016572 | 0.00052999 | 9.6256 | 35.7355 | Single Family | Microwave Top Tier | 0.0019628 | 0.0030121 | 0.006562 | 0.012319 | 0.021033 | 0.033477 | 0.050354 | 0.072168 | 0.099063 | 0.13068 | 0.16602 | 0.23033 | 0.27189 | 0.31058 | 0.34415 | 0.36998 | 0.38751 | 0.39948 | 0.40418 | 0.40695 | 4.5217 | 0.2887 | 0.25685 | 0.29294 | 0.25914 | 0.21386 | 0.22763 | 0.22687 | 0.21909 | 0.22617 | 0.27971 | 0.2544 | 0.28439 | 0 | 0.65427 | 0.50259 | 0.5543 | 0.48968 | 0.44441 | 0.4633 | 0.46522 | 0.49842 | 0.51039 | 0.63907 | 0.65184 | 0.72237 | 0.91869
LO1Slow | NR | Microwave | Residential | Food Preparation | 0.0016572 | 0.00052999 | 9.6256 | 35.7355 | Multifamily - Low Rise | Microwave Top Tier | 0.00044335 | 0.00068036 | 0.0014822 | 0.0027826 | 0.0047508 | 0.0075616 | 0.011374 | 0.016301 | 0.022376 | 0.029516 | 0.037499 | 0.056995 | 0.067337 | 0.076978 | 0.085372 | 0.091676 | 0.095758 | 0.098471 | 0.099298 | 0.099577 | 1.1016 | 0.2887 | 0.25685 | 0.29294 | 0.25914 | 0.21386 | 0.22763 | 0.22687 | 0.21909 | 0.22617 | 0.27971 | 0.2544 | 0.28439 | 0 | 0.65427 | 0.50259 | 0.5543 | 0.48968 | 0.44441 | 0.4633 | 0.46522 | 0.49842 | 0.51039 | 0.63907 | 0.65184 | 0.72237 | 0.91869
LO1Slow | NR | Microwave | Residential | Food Preparation | 0.0016572 | 0.00052999 | 9.6256 | 35.7355 | Multifamily - High Rise | Microwave Top Tier | 0.00013119 | 0.00020133 | 0.0004386 | 0.00082342 | 0.0014058 | 0.0022376 | 0.0033656 | 0.0048236 | 0.0066213 | 0.0087342 | 0.011096 | 0.016814 | 0.019843 | 0.022694 | 0.025188 | 0.027078 | 0.028299 | 0.02912 | 0.029393 | 0.02949 | 0.32546 | 0.2887 | 0.25685 | 0.29294 | 0.25914 | 0.21386 | 0.22763 | 0.22687 | 0.21909 | 0.22617 | 0.27971 | 0.2544 | 0.28439 | 0 | 0.65427 | 0.50259 | 0.5543 | 0.48968 | 0.44441 | 0.4633 | 0.46522 | 0.49842 | 0.51039 | 0.63907 | 0.65184 | 0.72237 | 0.91869
LO1Slow | NR | Microwave | Residential | Food Preparation | 0.0016572 | 0.00052999 | 9.6256 | 35.7355 | Manufactured | Microwave Top Tier | 0.00026043 | 0.00039628 | 0.00085603 | 0.0015935 | 0.0026977 | 0.0042576 | 0.00635 | 0.009024 | 0.012283 | 0.016065 | 0.020238 | 0.026713 | 0.031425 | 0.035772 | 0.039493 | 0.042317 | 0.044179 | 0.045373 | 0.045717 | 0.045822 | 0.50269 | 0.2887 | 0.25685 | 0.29294 | 0.25914 | 0.21386 | 0.22763 | 0.22687 | 0.21909 | 0.22617 | 0.27971 | 0.2544 | 0.28439 | 0 | 0.65427 | 0.50259 | 0.5543 | 0.48968 | 0.44441 | 0.4633 | 0.46522 | 0.49842 | 0.51039 | 0.63907 | 0.65184 | 0.72237 | 0.91869
LO50Fast | New | Monitor | Residential | Electronics | 0.00050451 | 0.00054364 | 4.7078 | 420.1323 | Single Family | ENERGY STAR V8.0 Monitor | 0.011336 | 0.016033 | 0.018855 | 0.020515 | 0.02107 | 0.020663 | 0.020286 | 0.019915 | 0.019685 | 0.019457 | 0.018668 | 0.018293 | 0.018052 | 0.017788 | 0.017165 | 0.016769 | 0.01632 | 0.015774 | 0.01538 | 0.014939 | 0.35696 | 0.12046 | 0.098858 | 0.097824 | 0.070899 | 0.082349 | 0.0571 | 0.05961 | 0.066235 | 0.057297 | 0.060309 | 0.069616 | 0.091849 | 0 | 0.48347 | 0.39744 | 0.38968 | 0.28389 | 0.34285 | 0.25873 | 0.24107 | 0.27354 | 0.20546 | 0.2548 | 0.27316 | 0.37127 | 0.10692
LO50Fast | New | Monitor | Residential | Electronics | 0.00050451 | 0.00054364 | 4.7078 | 420.1323 | Multifamily - Low Rise | ENERGY STAR V8.0 Monitor | 0.002646 | 0.0037994 | 0.0045349 | 0.0050066 | 0.0052156 | 0.0051947 | 0.0051759 | 0.0051517 | 0.0051628 | 0.0051771 | 0.0050447 | 0.0050182 | 0.0050241 | 0.0050269 | 0.0049257 | 0.0048878 | 0.0048284 | 0.0047422 | 0.0046972 | 0.0046384 | 0.095898 | 0.12046 | 0.098858 | 0.097824 | 0.070899 | 0.082349 | 0.0571 | 0.05961 | 0.066235 | 0.057297 | 0.060309 | 0.069616 | 0.091849 | 0 | 0.48347 | 0.39744 | 0.38968 | 0.28389 | 0.34285 | 0.25873 | 0.24107 | 0.27354 | 0.20546 | 0.2548 | 0.27316 | 0.37127 | 0.10692
LO50Fast | New | Monitor | Residential | Electronics | 0.00050451 | 0.00054364 | 4.7078 | 420.1323 | Multifamily - High Rise | ENERGY STAR V8.0 Monitor | 0.00077062 | 0.0011 | 0.0013156 | 0.0014583 | 0.0015279 | 0.0015258 | 0.0015257 | 0.0015274 | 0.001536 | 0.001543 | 0.0015004 | 0.00149 | 0.0014923 | 0.0014913 | 0.001459 | 0.001446 | 0.0014273 | 0.0013965 | 0.0013755 | 0.0013528 | 0.028262 | 0.12046 | 0.098858 | 0.097824 | 0.070899 | 0.082349 | 0.0571 | 0.05961 | 0.066235 | 0.057297 | 0.060309 | 0.069616 | 0.091849 | 0 | 0.48347 | 0.39744 | 0.38968 | 0.28389 | 0.34285 | 0.25873 | 0.24107 | 0.27354 | 0.20546 | 0.2548 | 0.27316 | 0.37127 | 0.10692
LO50Fast | New | Monitor | Residential | Electronics | 0.00050451 | 0.00054364 | 4.7078 | 420.1323 | Manufactured | ENERGY STAR V8.0 Monitor | 0.00072521 | 0.0010711 | 0.001314 | 0.0014897 | 0.0015925 | 0.0016246 | 0.0016576 | 0.0016896 | 0.0017322 | 0.0017748 | 0.0017643 | 0.0017897 | 0.0018268 | 0.0018609 | 0.0018554 | 0.0018721 | 0.001881 | 0.0018763 | 0.0018869 | 0.0018904 | 0.033175 | 0.12046 | 0.098858 | 0.097824 | 0.070899 | 0.082349 | 0.0571 | 0.05961 | 0.066235 | 0.057297 | 0.060309 | 0.069616 | 0.091849 | 0 | 0.48347 | 0.39744 | 0.38968 | 0.28389 | 0.34285 | 0.25873 | 0.24107 | 0.27354 | 0.20546 | 0.2548 | 0.27316 | 0.37127 | 0.10692
LO50Fast | NR | Monitor | Residential | Electronics | 0.00050451 | 0.00054364 | 4.7078 | 420.1323 | Single Family | ENERGY STAR V8.0 Monitor | 0.19272 | 0.27911 | 0.33406 | 0.36697 | 0.38658 | 0.40773 | 0.40356 | 0.39784 | 0.39198 | 0.3861 | 0.38075 | 0.37584 | 0.37115 | 0.3666 | 0.36214 | 0.35763 | 0.35325 | 0.34895 | 0.34469 | 0.34041 | 1.752 | 0.12046 | 0.098858 | 0.097824 | 0.070899 | 0.082349 | 0.0571 | 0.05961 | 0.066235 | 0.057297 | 0.060309 | 0.069616 | 0.091849 | 0 | 0.48347 | 0.39744 | 0.38968 | 0.28389 | 0.34285 | 0.25873 | 0.24107 | 0.27354 | 0.20546 | 0.2548 | 0.27316 | 0.37127 | 0.10692
LO50Fast | NR | Monitor | Residential | Electronics | 0.00050451 | 0.00054364 | 4.7078 | 420.1323 | Multifamily - Low Rise | ENERGY STAR V8.0 Monitor | 0.024732 | 0.035819 | 0.042871 | 0.047094 | 0.049611 | 0.053801 | 0.052833 | 0.051816 | 0.050894 | 0.050027 | 0.049291 | 0.048654 | 0.048063 | 0.047503 | 0.046959 | 0.046396 | 0.045859 | 0.045335 | 0.044818 | 0.044285 | 0.23347 | 0.12046 | 0.098858 | 0.097824 | 0.070899 | 0.082349 | 0.0571 | 0.05961 | 0.066235 | 0.057297 | 0.060309 | 0.069616 | 0.091849 | 0 | 0.48347 | 0.39744 | 0.38968 | 0.28389 | 0.34285 | 0.25873 | 0.24107 | 0.27354 | 0.20546 | 0.2548 | 0.27316 | 0.37127 | 0.10692
LO50Fast | NR | Monitor | Residential | Electronics | 0.00050451 | 0.00054364 | 4.7078 | 420.1323 | Multifamily - High Rise | ENERGY STAR V8.0 Monitor | 0.0073186 | 0.010599 | 0.012686 | 0.013936 | 0.014681 | 0.015905 | 0.015619 | 0.015324 | 0.015054 | 0.014801 | 0.014584 | 0.014396 | 0.014223 | 0.014058 | 0.013898 | 0.01373 | 0.013571 | 0.013416 | 0.013263 | 0.013105 | 0.069049 | 0.12046 | 0.098858 | 0.097824 | 0.070899 | 0.082349 | 0.0571 | 0.05961 | 0.066235 | 0.057297 | 0.060309 | 0.069616 | 0.091849 | 0 | 0.48347 | 0.39744 | 0.38968 | 0.28389 | 0.34285 | 0.25873 | 0.24107 | 0.27354 | 0.20546 | 0.2548 | 0.27316 | 0.37127 | 0.10692
LO50Fast | NR | Monitor | Residential | Electronics | 0.00050451 | 0.00054364 | 4.7078 | 420.1323 | Manufactured | ENERGY STAR V8.0 Monitor | 0.020742 | 0.029786 | 0.03535 | 0.038504 | 0.04022 | 0.041511 | 0.04094 | 0.040138 | 0.03928 | 0.038408 | 0.03758 | 0.036797 | 0.036043 | 0.035313 | 0.034601 | 0.033896 | 0.033214 | 0.032548 | 0.031897 | 0.031253 | 0.15977 | 0.12046 | 0.098858 | 0.097824 | 0.070899 | 0.082349 | 0.0571 | 0.05961 | 0.066235 | 0.057297 | 0.060309 | 0.069616 | 0.091849 | 0 | 0.48347 | 0.39744 | 0.38968 | 0.28389 | 0.34285 | 0.25873 | 0.24107 | 0.27354 | 0.20546 | 0.2548 | 0.27316 | 0.37127 | 0.10692
LO3Slow | New | Electric Oven | Residential | Food Preparation | 0.0012195 | 0.00039002 | 7.0835 | -150.2587 | Single Family | Standard_EL3_Oven | 0.00011562 | 0.00028972 | 0.0006312 | 0.0012242 | 0.0020993 | 0.0032393 | 0.004693 | 0.0063833 | 0.0082451 | 0.010111 | 0.011503 | 0.012863 | 0.014036 | 0.014912 | 0.015213 | 0.015483 | 0.01553 | 0.015356 | 0.015242 | 0.01504 | 0.18221 | 0.21245 | 0.18901 | 0.21558 | 0.1907 | 0.15738 | 0.16751 | 0.16696 | 0.16123 | 0.16644 | 0.20584 | 0.18721 | 0.20928 | 0 | 0.48148 | 0.36986 | 0.40791 | 0.36036 | 0.32704 | 0.34094 | 0.34236 | 0.36679 | 0.3756 | 0.47029 | 0.47969 | 0.53159 | 9999
LO3Slow | New | Electric Oven | Residential | Food Preparation | 0.00042765 | 0.00013677 | 2.4839 | 99.589 | Single Family | Standard_EL4_Oven | 4.0544e-05 | 0.00010159 | 0.00022134 | 0.0004293 | 0.00073616 | 0.0011359 | 0.0016457 | 0.0022384 | 0.0028913 | 0.0035458 | 0.0040337 | 0.0045107 | 0.0049218 | 0.0052292 | 0.0053348 | 0.0054292 | 0.005446 | 0.0053849 | 0.0053449 | 0.0052742 | 0.063895 | 0.0745 | 0.066281 | 0.075595 | 0.066873 | 0.055189 | 0.05874 | 0.058546 | 0.056536 | 0.058365 | 0.07218 | 0.065648 | 0.073388 | 0 | 0.16884 | 0.1297 | 0.14304 | 0.12637 | 0.11468 | 0.11956 | 0.12005 | 0.12862 | 0.13171 | 0.16492 | 0.16821 | 0.18641 | 0.46047
LO3Slow | New | Electric Oven | Residential | Food Preparation | 0.0010359 | 0.00033128 | 6.0167 | 520.0625 | Single Family | Standard_EL5_Oven | 9.8208e-05 | 0.00024609 | 0.00053614 | 0.0010399 | 0.0017832 | 0.0027514 | 0.0039863 | 0.005422 | 0.0070034 | 0.0085887 | 0.0097706 | 0.010926 | 0.011922 | 0.012666 | 0.012922 | 0.013151 | 0.013192 | 0.013044 | 0.012947 | 0.012775 | 0.15477 | 0.18046 | 0.16055 | 0.18311 | 0.16198 | 0.13368 | 0.14228 | 0.14181 | 0.13695 | 0.14138 | 0.17484 | 0.15902 | 0.17777 | 0 | 0.40897 | 0.31416 | 0.34648 | 0.30609 | 0.27779 | 0.2896 | 0.2908 | 0.31155 | 0.31903 | 0.39947 | 0.40745 | 0.45154 | 0.10747
LO3Slow | New | Electric Oven | Residential | Food Preparation | 0.0037038 | 0.0011845 | 21.513 | 172.8868 | Single Family | Standard_EL6_Oven | 0.00035114 | 0.00087989 | 0.001917 | 0.0037181 | 0.0063758 | 0.0098379 | 0.014253 | 0.019386 | 0.025041 | 0.030709 | 0.034935 | 0.039066 | 0.042627 | 0.045289 | 0.046204 | 0.047022 | 0.047167 | 0.046638 | 0.046291 | 0.045679 | 0.55339 | 0.64523 | 0.57405 | 0.65472 | 0.57918 | 0.47798 | 0.50874 | 0.50705 | 0.48965 | 0.50549 | 0.62514 | 0.56857 | 0.6356 | 0 | 1.4623 | 1.1233 | 1.2388 | 1.0944 | 0.99324 | 1.0355 | 1.0398 | 1.114 | 1.1407 | 1.4283 | 1.4569 | 1.6145 | 0.29282
LO3Slow | New | Electric Oven | Residential | Food Preparation | 5.6803e-05 | 1.8166e-05 | 0.32993 | 1714.6992 | Single Family | Standard_EL7_Oven | 5.3852e-06 | 1.3494e-05 | 2.9399e-05 | 5.7021e-05 | 9.778e-05 | 0.00015087 | 0.00021859 | 0.00029731 | 0.00038403 | 0.00047096 | 0.00053577 | 0.00059913 | 0.00065374 | 0.00069456 | 0.00070859 | 0.00072113 | 0.00072336 | 0.00071525 | 0.00070993 | 0.00070053 | 0.0084868 | 0.0098953 | 0.0088037 | 0.010041 | 0.0088823 | 0.0073304 | 0.0078021 | 0.0077763 | 0.0075094 | 0.0077523 | 0.0095872 | 0.0087196 | 0.0097477 | 0 | 0.022426 | 0.017227 | 0.018999 | 0.016784 | 0.015233 | 0.01588 | 0.015946 | 0.017084 | 0.017494 | 0.021905 | 0.022343 | 0.02476 | 0.033818
LO3Slow | New | Electric Oven | Residential | Food Preparation | 0.00076152 | 0.00024354 | 4.4231 | 196.0067 | Single Family | Self_EL2_Oven | 3.1712e-05 | 7.9465e-05 | 0.00017313 | 0.00033579 | 0.00057581 | 0.00088847 | 0.0012872 | 0.0017508 | 0.0022615 | 0.0027734 | 0.003155 | 0.0035281 | 0.0038497 | 0.0040901 | 0.0041727 | 0.0042466 | 0.0042597 | 0.004212 | 0.0041806 | 0.0041253 | 0.049977 | 0.13266 | 0.11803 | 0.13461 | 0.11908 | 0.098274 | 0.1046 | 0.10425 | 0.10067 | 0.10393 | 0.12853 | 0.1169 | 0.13068 | 0 | 0.30065 | 0.23095 | 0.25471 | 0.22502 | 0.20421 | 0.21289 | 0.21378 | 0.22903 | 0.23453 | 0.29366 | 0.29953 | 0.33194 | 0.26265
LO3Slow | New | Electric Oven | Residential | Food Preparation | 0.0051227 | 0.0016383 | 29.7542 | 117.041 | Single Family | Self_EL3_Oven | 0.00021333 | 0.00053455 | 0.0011646 | 0.0022588 | 0.0038734 | 0.0059767 | 0.008659 | 0.011778 | 0.015213 | 0.018656 | 0.021224 | 0.023734 | 0.025897 | 0.027514 | 0.02807 | 0.028567 | 0.028655 | 0.028334 | 0.028123 | 0.027751 | 0.33619 | 0.8924 | 0.79396 | 0.90553 | 0.80105 | 0.66109 | 0.70363 | 0.7013 | 0.67723 | 0.69913 | 0.86461 | 0.78637 | 0.87909 | 0 | 2.0225 | 1.5536 | 1.7134 | 1.5137 | 1.3737 | 1.4321 | 1.4381 | 1.5407 | 1.5777 | 1.9755 | 2.0149 | 2.233 | 0.40523
LO3Slow | New | Electric Oven | Residential | Food Preparation | 8.6191e-05 | 2.7564e-05 | 0.50062 | 1384.8738 | Single Family | Self_EL4_Oven | 3.5893e-06 | 8.994e-06 | 1.9595e-05 | 3.8005e-05 | 6.5171e-05 | 0.00010056 | 0.00014569 | 0.00019816 | 0.00025596 | 0.0003139 | 0.00035709 | 0.00039932 | 0.00043572 | 0.00046293 | 0.00047228 | 0.00048064 | 0.00048212 | 0.00047672 | 0.00047317 | 0.00046691 | 0.0056565 | 0.015015 | 0.013358 | 0.015236 | 0.013478 | 0.011123 | 0.011839 | 0.011799 | 0.011394 | 0.011763 | 0.014547 | 0.013231 | 0.014791 | 0 | 0.034028 | 0.026139 | 0.028828 | 0.025468 | 0.023113 | 0.024096 | 0.024196 | 0.025922 | 0.026545 | 0.033238 | 0.033902 | 0.03757 | 0.04171
LO3Slow | New | Electric Oven | Residential | Food Preparation | 0.0012195 | 0.00039002 | 7.0835 | -150.2587 | Multifamily - Low Rise | Standard_EL3_Oven | 5.7919e-05 | 0.00014736 | 0.00032583 | 0.00064122 | 0.0011153 | 0.0017478 | 0.0025699 | 0.003544 | 0.0046411 | 0.0057745 | 0.0066717 | 0.0075732 | 0.008384 | 0.0090445 | 0.0093696 | 0.0096855 | 0.0098614 | 0.0099086 | 0.0099913 | 0.010023 | 0.11108 | 0.21245 | 0.18901 | 0.21558 | 0.1907 | 0.15738 | 0.16751 | 0.16696 | 0.16123 | 0.16644 | 0.20584 | 0.18721 | 0.20928 | 0 | 0.48148 | 0.36986 | 0.40791 | 0.36036 | 0.32704 | 0.34094 | 0.34236 | 0.36679 | 0.3756 | 0.47029 | 0.47969 | 0.53159 | 9999
LO3Slow | New | Electric Oven | Residential | Food Preparation | 0.00042765 | 0.00013677 | 2.4839 | 99.589 | Multifamily - Low Rise | Standard_EL4_Oven | 2.031e-05 | 5.1673e-05 | 0.00011426 | 0.00022485 | 0.00039111 | 0.00061289 | 0.00090119 | 0.0012428 | 0.0016275 | 0.0020249 | 0.0023395 | 0.0026557 | 0.00294 | 0.0031716 | 0.0032856 | 0.0033964 | 0.003458 | 0.0034746 | 0.0035036 | 0.0035146 | 0.038951 | 0.0745 | 0.066281 | 0.075595 | 0.066873 | 0.055189 | 0.05874 | 0.058546 | 0.056536 | 0.058365 | 0.07218 | 0.065648 | 0.073388 | 0 | 0.16884 | 0.1297 | 0.14304 | 0.12637 | 0.11468 | 0.11956 | 0.12005 | 0.12862 | 0.13171 | 0.16492 | 0.16821 | 0.18641 | 0.46047
LO3Slow | New | Electric Oven | Residential | Food Preparation | 0.0010359 | 0.00033128 | 6.0167 | 520.0625 | Multifamily - Low Rise | Standard_EL5_Oven | 4.9196e-05 | 0.00012517 | 0.00027676 | 0.00054465 | 0.00094737 | 0.0014846 | 0.0021829 | 0.0030103 | 0.0039421 | 0.0049049 | 0.005667 | 0.0064327 | 0.0071214 | 0.0076824 | 0.0079586 | 0.0082269 | 0.0083763 | 0.0084164 | 0.0084867 | 0.0085132 | 0.09435 | 0.18046 | 0.16055 | 0.18311 | 0.16198 | 0.13368 | 0.14228 | 0.14181 | 0.13695 | 0.14138 | 0.17484 | 0.15902 | 0.17777 | 0 | 0.40897 | 0.31416 | 0.34648 | 0.30609 | 0.27779 | 0.2896 | 0.2908 | 0.31155 | 0.31903 | 0.39947 | 0.40745 | 0.45154 | 0.10747
LO3Slow | New | Electric Oven | Residential | Food Preparation | 0.0037038 | 0.0011845 | 21.513 | 172.8868 | Multifamily - Low Rise | Standard_EL6_Oven | 0.0001759 | 0.00044753 | 0.00098958 | 0.0019474 | 0.0033873 | 0.0053081 | 0.0078051 | 0.010763 | 0.014095 | 0.017537 | 0.020262 | 0.023 | 0.025463 | 0.027469 | 0.028456 | 0.029416 | 0.02995 | 0.030093 | 0.030344 | 0.030439 | 0.33735 | 0.64523 | 0.57405 | 0.65472 | 0.57918 | 0.47798 | 0.50874 | 0.50705 | 0.48965 | 0.50549 | 0.62514 | 0.56857 | 0.6356 | 0 | 1.4623 | 1.1233 | 1.2388 | 1.0944 | 0.99324 | 1.0355 | 1.0398 | 1.114 | 1.1407 | 1.4283 | 1.4569 | 1.6145 | 0.29282
LO3Slow | New | Electric Oven | Residential | Food Preparation | 5.6803e-05 | 1.8166e-05 | 0.32993 | 1714.6992 | Multifamily - Low Rise | Standard_EL7_Oven | 2.6977e-06 | 6.8635e-06 | 1.5176e-05 | 2.9866e-05 | 5.1949e-05 | 8.1406e-05 | 0.0001197 | 0.00016507 | 0.00021617 | 0.00026896 | 0.00031075 | 0.00035273 | 0.0003905 | 0.00042126 | 0.00043641 | 0.00045112 | 0.00045931 | 0.00046151 | 0.00046536 | 0.00046682 | 0.0051736 | 0.0098953 | 0.0088037 | 0.010041 | 0.0088823 | 0.0073304 | 0.0078021 | 0.0077763 | 0.0075094 | 0.0077523 | 0.0095872 | 0.0087196 | 0.0097477 | 0 | 0.022426 | 0.017227 | 0.018999 | 0.016784 | 0.015233 | 0.01588 | 0.015946 | 0.017084 | 0.017494 | 0.021905 | 0.022343 | 0.02476 | 0.033818
LO3Slow | New | Electric Oven | Residential | Food Preparation | 0.00076152 | 0.00024354 | 4.4231 | 196.0067 | Multifamily - Low Rise | Self_EL2_Oven | 1.5886e-05 | 4.0418e-05 | 8.937e-05 | 0.00017587 | 0.00030592 | 0.00047939 | 0.00070489 | 0.00097206 | 0.001273 | 0.0015838 | 0.0018299 | 0.0020772 | 0.0022996 | 0.0024807 | 0.0025699 | 0.0026566 | 0.0027048 | 0.0027177 | 0.0027404 | 0.002749 | 0.030466 | 0.13266 | 0.11803 | 0.13461 | 0.11908 | 0.098274 | 0.1046 | 0.10425 | 0.10067 | 0.10393 | 0.12853 | 0.1169 | 0.13068 | 0 | 0.30065 | 0.23095 | 0.25471 | 0.22502 | 0.20421 | 0.21289 | 0.21378 | 0.22903 | 0.23453 | 0.29366 | 0.29953 | 0.33194 | 0.26265
LO3Slow | New | Electric Oven | Residential | Food Preparation | 0.0051227 | 0.0016383 | 29.7542 | 117.041 | Multifamily - Low Rise | Self_EL3_Oven | 0.00010686 | 0.00027189 | 0.00060119 | 0.0011831 | 0.0020579 | 0.0032248 | 0.0047417 | 0.006539 | 0.0085631 | 0.010654 | 0.01231 | 0.013973 | 0.015469 | 0.016688 | 0.017288 | 0.017871 | 0.018195 | 0.018282 | 0.018435 | 0.018492 | 0.20495 | 0.8924 | 0.79396 | 0.90553 | 0.80105 | 0.66109 | 0.70363 | 0.7013 | 0.67723 | 0.69913 | 0.86461 | 0.78637 | 0.87909 | 0 | 2.0225 | 1.5536 | 1.7134 | 1.5137 | 1.3737 | 1.4321 | 1.4381 | 1.5407 | 1.5777 | 1.9755 | 2.0149 | 2.233 | 0.40523
LO3Slow | New | Electric Oven | Residential | Food Preparation | 8.6191e-05 | 2.7564e-05 | 0.50062 | 1384.8738 | Multifamily - Low Rise | Self_EL4_Oven | 1.798e-06 | 4.5746e-06 | 1.0115e-05 | 1.9906e-05 | 3.4624e-05 | 5.4258e-05 | 7.9781e-05 | 0.00011002 | 0.00014408 | 0.00017926 | 0.00020712 | 0.0002351 | 0.00026027 | 0.00028078 | 0.00029087 | 0.00030068 | 0.00030613 | 0.0003076 | 0.00031017 | 0.00031114 | 0.0034483 | 0.015015 | 0.013358 | 0.015236 | 0.013478 | 0.011123 | 0.011839 | 0.011799 | 0.011394 | 0.011763 | 0.014547 | 0.013231 | 0.014791 | 0 | 0.034028 | 0.026139 | 0.028828 | 0.025468 | 0.023113 | 0.024096 | 0.024196 | 0.025922 | 0.026545 | 0.033238 | 0.033902 | 0.03757 | 0.04171
LO3Slow | New | Electric Oven | Residential | Food Preparation | 0.0012195 | 0.00039002 | 7.0835 | -150.2587 | Multifamily - High Rise | Standard_EL3_Oven | 1.6868e-05 | 4.2663e-05 | 9.4529e-05 | 0.00018677 | 0.00032673 | 0.00051335 | 0.00075755 | 0.0010507 | 0.0013808 | 0.001721 | 0.0019844 | 0.0022487 | 0.0024903 | 0.0026833 | 0.0027753 | 0.0028654 | 0.0029151 | 0.0029179 | 0.0029258 | 0.0029231 | 0.03282 | 0.21245 | 0.18901 | 0.21558 | 0.1907 | 0.15738 | 0.16751 | 0.16696 | 0.16123 | 0.16644 | 0.20584 | 0.18721 | 0.20928 | 0 | 0.48148 | 0.36986 | 0.40791 | 0.36036 | 0.32704 | 0.34094 | 0.34236 | 0.36679 | 0.3756 | 0.47029 | 0.47969 | 0.53159 | 9999
LO3Slow | New | Electric Oven | Residential | Food Preparation | 0.00042765 | 0.00013677 | 2.4839 | 99.589 | Multifamily - High Rise | Standard_EL4_Oven | 5.9152e-06 | 1.496e-05 | 3.3148e-05 | 6.5496e-05 | 0.00011457 | 0.00018001 | 0.00026565 | 0.00036846 | 0.0004842 | 0.0006035 | 0.00069585 | 0.00078854 | 0.00087325 | 0.00094093 | 0.00097321 | 0.0010048 | 0.0010222 | 0.0010232 | 0.001026 | 0.001025 | 0.011509 | 0.0745 | 0.066281 | 0.075595 | 0.066873 | 0.055189 | 0.05874 | 0.058546 | 0.056536 | 0.058365 | 0.07218 | 0.065648 | 0.073388 | 0 | 0.16884 | 0.1297 | 0.14304 | 0.12637 | 0.11468 | 0.11956 | 0.12005 | 0.12862 | 0.13171 | 0.16492 | 0.16821 | 0.18641 | 0.46047
LO3Slow | New | Electric Oven | Residential | Food Preparation | 0.0010359 | 0.00033128 | 6.0167 | 520.0625 | Multifamily - High Rise | Standard_EL5_Oven | 1.4328e-05 | 3.6238e-05 | 8.0294e-05 | 0.00015865 | 0.00027752 | 0.00043604 | 0.00064346 | 0.00089251 | 0.0011728 | 0.0014618 | 0.0016855 | 0.0019101 | 0.0021152 | 0.0022792 | 0.0023574 | 0.0024339 | 0.0024761 | 0.0024785 | 0.0024852 | 0.0024829 | 0.027878 | 0.18046 | 0.16055 | 0.18311 | 0.16198 | 0.13368 | 0.14228 | 0.14181 | 0.13695 | 0.14138 | 0.17484 | 0.15902 | 0.17777 | 0 | 0.40897 | 0.31416 | 0.34648 | 0.30609 | 0.27779 | 0.2896 | 0.2908 | 0.31155 | 0.31903 | 0.39947 | 0.40745 | 0.45154 | 0.10747
LO3Slow | New | Electric Oven | Residential | Food Preparation | 0.0037038 | 0.0011845 | 21.513 | 172.8868 | Multifamily - High Rise | Standard_EL6_Oven | 5.123e-05 | 0.00012957 | 0.00028709 | 0.00056725 | 0.00099229 | 0.0015591 | 0.0023007 | 0.0031912 | 0.0041935 | 0.0052268 | 0.0060266 | 0.0068295 | 0.0075631 | 0.0081492 | 0.0084288 | 0.0087025 | 0.0088534 | 0.0088618 | 0.0088859 | 0.0088777 | 0.099677 | 0.64523 | 0.57405 | 0.65472 | 0.57918 | 0.47798 | 0.50874 | 0.50705 | 0.48965 | 0.50549 | 0.62514 | 0.56857 | 0.6356 | 0 | 1.4623 | 1.1233 | 1.2388 | 1.0944 | 0.99324 | 1.0355 | 1.0398 | 1.114 | 1.1407 | 1.4283 | 1.4569 | 1.6145 | 0.29282
LO3Slow | New | Electric Oven | Residential | Food Preparation | 5.6803e-05 | 1.8166e-05 | 0.32993 | 1714.6992 | Multifamily - High Rise | Standard_EL7_Oven | 7.8567e-07 | 1.9871e-06 | 4.4029e-06 | 8.6994e-06 | 1.5218e-05 | 2.391e-05 | 3.5284e-05 | 4.894e-05 | 6.4313e-05 | 8.0159e-05 | 9.2425e-05 | 0.00010474 | 0.00011599 | 0.00012498 | 0.00012927 | 0.00013346 | 0.00013578 | 0.00013591 | 0.00013628 | 0.00013615 | 0.0015287 | 0.0098953 | 0.0088037 | 0.010041 | 0.0088823 | 0.0073304 | 0.0078021 | 0.0077763 | 0.0075094 | 0.0077523 | 0.0095872 | 0.0087196 | 0.0097477 | 0 | 0.022426 | 0.017227 | 0.018999 | 0.016784 | 0.015233 | 0.01588 | 0.015946 | 0.017084 | 0.017494 | 0.021905 | 0.022343 | 0.02476 | 0.033818
LO3Slow | New | Electric Oven | Residential | Food Preparation | 0.00076152 | 0.00024354 | 4.4231 | 196.0067 | Multifamily - High Rise | Self_EL2_Oven | 4.6267e-06 | 1.1702e-05 | 2.5928e-05 | 5.1229e-05 | 8.9615e-05 | 0.0001408 | 0.00020778 | 0.0002882 | 0.00037873 | 0.00047204 | 0.00054427 | 0.00061678 | 0.00068304 | 0.00073597 | 0.00076122 | 0.00078594 | 0.00079957 | 0.00080032 | 0.0008025 | 0.00080176 | 0.009002 | 0.13266 | 0.11803 | 0.13461 | 0.11908 | 0.098274 | 0.1046 | 0.10425 | 0.10067 | 0.10393 | 0.12853 | 0.1169 | 0.13068 | 0 | 0.30065 | 0.23095 | 0.25471 | 0.22502 | 0.20421 | 0.21289 | 0.21378 | 0.22903 | 0.23453 | 0.29366 | 0.29953 | 0.33194 | 0.26265
LO3Slow | New | Electric Oven | Residential | Food Preparation | 0.0051227 | 0.0016383 | 29.7542 | 117.041 | Multifamily - High Rise | Self_EL3_Oven | 3.1123e-05 | 7.8716e-05 | 0.00017441 | 0.00034461 | 0.00060283 | 0.00094717 | 0.0013977 | 0.0019387 | 0.0025477 | 0.0031754 | 0.0036613 | 0.004149 | 0.0045947 | 0.0049508 | 0.0051207 | 0.005287 | 0.0053786 | 0.0053837 | 0.0053984 | 0.0053934 | 0.060556 | 0.8924 | 0.79396 | 0.90553 | 0.80105 | 0.66109 | 0.70363 | 0.7013 | 0.67723 | 0.69913 | 0.86461 | 0.78637 | 0.87909 | 0 | 2.0225 | 1.5536 | 1.7134 | 1.5137 | 1.3737 | 1.4321 | 1.4381 | 1.5407 | 1.5777 | 1.9755 | 2.0149 | 2.233 | 0.40523
LO3Slow | New | Electric Oven | Residential | Food Preparation | 8.6191e-05 | 2.7564e-05 | 0.50062 | 1384.8738 | Multifamily - High Rise | Self_EL4_Oven | 5.2366e-07 | 1.3244e-06 | 2.9345e-06 | 5.7982e-06 | 1.0143e-05 | 1.5936e-05 | 2.3517e-05 | 3.2619e-05 | 4.2865e-05 | 5.3427e-05 | 6.1602e-05 | 6.9808e-05 | 7.7308e-05 | 8.3299e-05 | 8.6157e-05 | 8.8954e-05 | 9.0497e-05 | 9.0582e-05 | 9.0829e-05 | 9.0745e-05 | 0.0010189 | 0.015015 | 0.013358 | 0.015236 | 0.013478 | 0.011123 | 0.011839 | 0.011799 | 0.011394 | 0.011763 | 0.014547 | 0.013231 | 0.014791 | 0 | 0.034028 | 0.026139 | 0.028828 | 0.025468 | 0.023113 | 0.024096 | 0.024196 | 0.025922 | 0.026545 | 0.033238 | 0.033902 | 0.03757 | 0.04171
LO3Slow | New | Electric Oven | Residential | Food Preparation | 0.0012195 | 0.00039002 | 7.0835 | -150.2587 | Manufactured | Standard_EL3_Oven | 1.0417e-05 | 2.7261e-05 | 6.1957e-05 | 0.00012521 | 0.00022348 | 0.00035872 | 0.00054012 | 0.00076279 | 0.0010219 | 0.0012991 | 0.0015312 | 0.0017725 | 0.0020006 | 0.0021973 | 0.0023161 | 0.0024344 | 0.0025211 | 0.0025727 | 0.0026339 | 0.0026806 | 0.027091 | 0.21245 | 0.18901 | 0.21558 | 0.1907 | 0.15738 | 0.16751 | 0.16696 | 0.16123 | 0.16644 | 0.20584 | 0.18721 | 0.20928 | 0 | 0.48148 | 0.36986 | 0.40791 | 0.36036 | 0.32704 | 0.34094 | 0.34236 | 0.36679 | 0.3756 | 0.47029 | 0.47969 | 0.53159 | 9999
LO3Slow | New | Electric Oven | Residential | Food Preparation | 0.00042765 | 0.00013677 | 2.4839 | 99.589 | Manufactured | Standard_EL4_Oven | 3.6531e-06 | 9.5595e-06 | 2.1726e-05 | 4.3907e-05 | 7.8368e-05 | 0.00012579 | 0.0001894 | 0.00026748 | 0.00035834 | 0.00045555 | 0.00053694 | 0.00062156 | 0.00070153 | 0.0007705 | 0.00081218 | 0.00085367 | 0.00088408 | 0.00090216 | 0.00092361 | 0.00094001 | 0.0095 | 0.0745 | 0.066281 | 0.075595 | 0.066873 | 0.055189 | 0.05874 | 0.058546 | 0.056536 | 0.058365 | 0.07218 | 0.065648 | 0.073388 | 0 | 0.16884 | 0.1297 | 0.14304 | 0.12637 | 0.11468 | 0.11956 | 0.12005 | 0.12862 | 0.13171 | 0.16492 | 0.16821 | 0.18641 | 0.46047
LO3Slow | New | Electric Oven | Residential | Food Preparation | 0.0010359 | 0.00033128 | 6.0167 | 520.0625 | Manufactured | Standard_EL5_Oven | 8.8486e-06 | 2.3156e-05 | 5.2627e-05 | 0.00010635 | 0.00018983 | 0.0003047 | 0.00045878 | 0.00064792 | 0.00086798 | 0.0011035 | 0.0013006 | 0.0015056 | 0.0016993 | 0.0018664 | 0.0019673 | 0.0020678 | 0.0021415 | 0.0021853 | 0.0022372 | 0.0022769 | 0.023011 | 0.18046 | 0.16055 | 0.18311 | 0.16198 | 0.13368 | 0.14228 | 0.14181 | 0.13695 | 0.14138 | 0.17484 | 0.15902 | 0.17777 | 0 | 0.40897 | 0.31416 | 0.34648 | 0.30609 | 0.27779 | 0.2896 | 0.2908 | 0.31155 | 0.31903 | 0.39947 | 0.40745 | 0.45154 | 0.10747
LO3Slow | New | Electric Oven | Residential | Food Preparation | 0.0037038 | 0.0011845 | 21.513 | 172.8868 | Manufactured | Standard_EL6_Oven | 3.1638e-05 | 8.2793e-05 | 0.00018817 | 0.00038027 | 0.00067873 | 0.0010894 | 0.0016404 | 0.0023166 | 0.0031035 | 0.0039455 | 0.0046503 | 0.0053833 | 0.0060758 | 0.0066732 | 0.0070341 | 0.0073935 | 0.0076569 | 0.0078135 | 0.0079992 | 0.0081413 | 0.082278 | 0.64523 | 0.57405 | 0.65472 | 0.57918 | 0.47798 | 0.50874 | 0.50705 | 0.48965 | 0.50549 | 0.62514 | 0.56857 | 0.6356 | 0 | 1.4623 | 1.1233 | 1.2388 | 1.0944 | 0.99324 | 1.0355 | 1.0398 | 1.114 | 1.1407 | 1.4283 | 1.4569 | 1.6145 | 0.29282
LO3Slow | New | Electric Oven | Residential | Food Preparation | 5.6803e-05 | 1.8166e-05 | 0.32993 | 1714.6992 | Manufactured | Standard_EL7_Oven | 4.8521e-07 | 1.2697e-06 | 2.8858e-06 | 5.8319e-06 | 1.0409e-05 | 1.6708e-05 | 2.5157e-05 | 3.5528e-05 | 4.7596e-05 | 6.0508e-05 | 7.1318e-05 | 8.2558e-05 | 9.3179e-05 | 0.00010234 | 0.00010788 | 0.00011339 | 0.00011743 | 0.00011983 | 0.00012268 | 0.00012486 | 0.0012618 | 0.0098953 | 0.0088037 | 0.010041 | 0.0088823 | 0.0073304 | 0.0078021 | 0.0077763 | 0.0075094 | 0.0077523 | 0.0095872 | 0.0087196 | 0.0097477 | 0 | 0.022426 | 0.017227 | 0.018999 | 0.016784 | 0.015233 | 0.01588 | 0.015946 | 0.017084 | 0.017494 | 0.021905 | 0.022343 | 0.02476 | 0.033818
LO3Slow | New | Electric Oven | Residential | Food Preparation | 0.00076152 | 0.00024354 | 4.4231 | 196.0067 | Manufactured | Self_EL2_Oven | 2.8573e-06 | 7.4772e-06 | 1.6994e-05 | 3.4343e-05 | 6.1297e-05 | 9.8389e-05 | 0.00014815 | 0.00020922 | 0.00028028 | 0.00035632 | 0.00041998 | 0.00048617 | 0.00054871 | 0.00060267 | 0.00063526 | 0.00066772 | 0.0006915 | 0.00070564 | 0.00072242 | 0.00073525 | 0.0074307 | 0.13266 | 0.11803 | 0.13461 | 0.11908 | 0.098274 | 0.1046 | 0.10425 | 0.10067 | 0.10393 | 0.12853 | 0.1169 | 0.13068 | 0 | 0.30065 | 0.23095 | 0.25471 | 0.22502 | 0.20421 | 0.21289 | 0.21378 | 0.22903 | 0.23453 | 0.29366 | 0.29953 | 0.33194 | 0.26265
LO3Slow | New | Electric Oven | Residential | Food Preparation | 0.0051227 | 0.0016383 | 29.7542 | 117.041 | Manufactured | Self_EL3_Oven | 1.9221e-05 | 5.0299e-05 | 0.00011432 | 0.00023102 | 0.00041234 | 0.00066186 | 0.00099657 | 0.0014074 | 0.0018854 | 0.002397 | 0.0028252 | 0.0032704 | 0.0036912 | 0.0040541 | 0.0042734 | 0.0044917 | 0.0046517 | 0.0047468 | 0.0048597 | 0.004946 | 0.049986 | 0.8924 | 0.79396 | 0.90553 | 0.80105 | 0.66109 | 0.70363 | 0.7013 | 0.67723 | 0.69913 | 0.86461 | 0.78637 | 0.87909 | 0 | 2.0225 | 1.5536 | 1.7134 | 1.5137 | 1.3737 | 1.4321 | 1.4381 | 1.5407 | 1.5777 | 1.9755 | 2.0149 | 2.233 | 0.40523
LO3Slow | New | Electric Oven | Residential | Food Preparation | 8.6191e-05 | 2.7564e-05 | 0.50062 | 1384.8738 | Manufactured | Self_EL4_Oven | 3.234e-07 | 8.4629e-07 | 1.9234e-06 | 3.887e-06 | 6.9378e-06 | 1.1136e-05 | 1.6767e-05 | 2.368e-05 | 3.1723e-05 | 4.0329e-05 | 4.7534e-05 | 5.5026e-05 | 6.2105e-05 | 6.8211e-05 | 7.19e-05 | 7.5574e-05 | 7.8266e-05 | 7.9867e-05 | 8.1765e-05 | 8.3217e-05 | 0.00084102 | 0.015015 | 0.013358 | 0.015236 | 0.013478 | 0.011123 | 0.011839 | 0.011799 | 0.011394 | 0.011763 | 0.014547 | 0.013231 | 0.014791 | 0 | 0.034028 | 0.026139 | 0.028828 | 0.025468 | 0.023113 | 0.024096 | 0.024196 | 0.025922 | 0.026545 | 0.033238 | 0.033902 | 0.03757 | 0.04171
LO3Slow | NR | Electric Oven | Residential | Food Preparation | 0.0012195 | 0.00039002 | 7.0835 | -150.2587 | Single Family | Standard_EL3_Oven | 0.00061423 | 0.0015762 | 0.0034948 | 0.0068432 | 0.012037 | 0.019286 | 0.028481 | 0.039172 | 0.050639 | 0.062054 | 0.072649 | 0.081858 | 0.089373 | 0.095147 | 0.099325 | 0.10217 | 0.12417 | 0.1248 | 0.1248 | 0.12446 | 2.5623 | 0.21245 | 0.18901 | 0.21558 | 0.1907 | 0.15738 | 0.16751 | 0.16696 | 0.16123 | 0.16644 | 0.20584 | 0.18721 | 0.20928 | 0 | 0.48148 | 0.36986 | 0.40791 | 0.36036 | 0.32704 | 0.34094 | 0.34236 | 0.36679 | 0.3756 | 0.47029 | 0.47969 | 0.53159 | 9999
LO3Slow | NR | Electric Oven | Residential | Food Preparation | 0.00042765 | 0.00013677 | 2.4839 | 99.589 | Single Family | Standard_EL4_Oven | 0.00021539 | 0.00055271 | 0.0012255 | 0.0023997 | 0.0042209 | 0.0067628 | 0.0099875 | 0.013736 | 0.017757 | 0.02176 | 0.025476 | 0.028705 | 0.03134 | 0.033365 | 0.03483 | 0.035827 | 0.043543 | 0.043764 | 0.043762 | 0.043644 | 0.89852 | 0.0745 | 0.066281 | 0.075595 | 0.066873 | 0.055189 | 0.05874 | 0.058546 | 0.056536 | 0.058365 | 0.07218 | 0.065648 | 0.073388 | 0 | 0.16884 | 0.1297 | 0.14304 | 0.12637 | 0.11468 | 0.11956 | 0.12005 | 0.12862 | 0.13171 | 0.16492 | 0.16821 | 0.18641 | 0.46047
LO3Slow | NR | Electric Oven | Residential | Food Preparation | 0.0010359 | 0.00033128 | 6.0167 | 520.0625 | Single Family | Standard_EL5_Oven | 0.00052173 | 0.0013388 | 0.0029685 | 0.0058127 | 0.010224 | 0.016381 | 0.024192 | 0.033273 | 0.043013 | 0.052709 | 0.061709 | 0.06953 | 0.075914 | 0.080818 | 0.084367 | 0.086782 | 0.10547 | 0.10601 | 0.106 | 0.10572 | 2.1764 | 0.18046 | 0.16055 | 0.18311 | 0.16198 | 0.13368 | 0.14228 | 0.14181 | 0.13695 | 0.14138 | 0.17484 | 0.15902 | 0.17777 | 0 | 0.40897 | 0.31416 | 0.34648 | 0.30609 | 0.27779 | 0.2896 | 0.2908 | 0.31155 | 0.31903 | 0.39947 | 0.40745 | 0.45154 | 0.10747
LO3Slow | NR | Electric Oven | Residential | Food Preparation | 0.0037038 | 0.0011845 | 21.513 | 172.8868 | Single Family | Standard_EL6_Oven | 0.0018655 | 0.0047869 | 0.010614 | 0.020783 | 0.036557 | 0.058572 | 0.0865 | 0.11897 | 0.15379 | 0.18846 | 0.22064 | 0.24861 | 0.27143 | 0.28897 | 0.30166 | 0.31029 | 0.37712 | 0.37903 | 0.37902 | 0.378 | 7.7819 | 0.64523 | 0.57405 | 0.65472 | 0.57918 | 0.47798 | 0.50874 | 0.50705 | 0.48965 | 0.50549 | 0.62514 | 0.56857 | 0.6356 | 0 | 1.4623 | 1.1233 | 1.2388 | 1.0944 | 0.99324 | 1.0355 | 1.0398 | 1.114 | 1.1407 | 1.4283 | 1.4569 | 1.6145 | 0.29282
LO3Slow | NR | Electric Oven | Residential | Food Preparation | 5.6803e-05 | 1.8166e-05 | 0.32993 | 1714.6992 | Single Family | Standard_EL7_Oven | 2.8609e-05 | 7.3412e-05 | 0.00016278 | 0.00031874 | 0.00056064 | 0.00089827 | 0.0013266 | 0.0018245 | 0.0023586 | 0.0028903 | 0.0033838 | 0.0038127 | 0.0041627 | 0.0044317 | 0.0046262 | 0.0047587 | 0.0057836 | 0.0058129 | 0.0058127 | 0.005797 | 0.11934 | 0.0098953 | 0.0088037 | 0.010041 | 0.0088823 | 0.0073304 | 0.0078021 | 0.0077763 | 0.0075094 | 0.0077523 | 0.0095872 | 0.0087196 | 0.0097477 | 0 | 0.022426 | 0.017227 | 0.018999 | 0.016784 | 0.015233 | 0.01588 | 0.015946 | 0.017084 | 0.017494 | 0.021905 | 0.022343 | 0.02476 | 0.033818
LO3Slow | NR | Electric Oven | Residential | Food Preparation | 0.00076152 | 0.00024354 | 4.4231 | 196.0067 | Single Family | Self_EL2_Oven | 0.00016847 | 0.00043231 | 0.00095857 | 0.001877 | 0.0033015 | 0.0052897 | 0.0078119 | 0.010744 | 0.013889 | 0.01702 | 0.019926 | 0.022452 | 0.024514 | 0.026097 | 0.027243 | 0.028023 | 0.034058 | 0.034231 | 0.03423 | 0.034137 | 1.6 | 0.13266 | 0.11803 | 0.13461 | 0.11908 | 0.098274 | 0.1046 | 0.10425 | 0.10067 | 0.10393 | 0.12853 | 0.1169 | 0.13068 | 0 | 0.30065 | 0.23095 | 0.25471 | 0.22502 | 0.20421 | 0.21289 | 0.21378 | 0.22903 | 0.23453 | 0.29366 | 0.29953 | 0.33194 | 0.26265
LO3Slow | NR | Electric Oven | Residential | Food Preparation | 0.0051227 | 0.0016383 | 29.7542 | 117.041 | Single Family | Self_EL3_Oven | 0.0011333 | 0.0029081 | 0.0064483 | 0.012626 | 0.022209 | 0.035584 | 0.05255 | 0.072275 | 0.093433 | 0.11449 | 0.13404 | 0.15103 | 0.1649 | 0.17555 | 0.18326 | 0.18851 | 0.22911 | 0.23027 | 0.23026 | 0.22964 | 10.763 | 0.8924 | 0.79396 | 0.90553 | 0.80105 | 0.66109 | 0.70363 | 0.7013 | 0.67723 | 0.69913 | 0.86461 | 0.78637 | 0.87909 | 0 | 2.0225 | 1.5536 | 1.7134 | 1.5137 | 1.3737 | 1.4321 | 1.4381 | 1.5407 | 1.5777 | 1.9755 | 2.0149 | 2.233 | 0.40523
LO3Slow | NR | Electric Oven | Residential | Food Preparation | 8.6191e-05 | 2.7564e-05 | 0.50062 | 1384.8738 | Single Family | Self_EL4_Oven | 1.9068e-05 | 4.893e-05 | 0.00010849 | 0.00021244 | 0.00037367 | 0.0005987 | 0.00088417 | 0.001216 | 0.001572 | 0.0019264 | 0.0022553 | 0.0025412 | 0.0027745 | 0.0029537 | 0.0030834 | 0.0031717 | 0.0038548 | 0.0038743 | 0.0038742 | 0.0038638 | 0.18109 | 0.015015 | 0.013358 | 0.015236 | 0.013478 | 0.011123 | 0.011839 | 0.011799 | 0.011394 | 0.011763 | 0.014547 | 0.013231 | 0.014791 | 0 | 0.034028 | 0.026139 | 0.028828 | 0.025468 | 0.023113 | 0.024096 | 0.024196 | 0.025922 | 0.026545 | 0.033238 | 0.033902 | 0.03757 | 0.04171
LO3Slow | NR | Electric Oven | Residential | Food Preparation | 0.0012195 | 0.00039002 | 7.0835 | -150.2587 | Multifamily - Low Rise | Standard_EL3_Oven | 0.00016918 | 0.00043413 | 0.0009626 | 0.0018849 | 0.0033153 | 0.0053119 | 0.0078448 | 0.010789 | 0.013948 | 0.017092 | 0.02001 | 0.022546 | 0.024617 | 0.026207 | 0.027357 | 0.028141 | 0.038756 | 0.038984 | 0.038999 | 0.038887 | 0.73262 | 0.21245 | 0.18901 | 0.21558 | 0.1907 | 0.15738 | 0.16751 | 0.16696 | 0.16123 | 0.16644 | 0.20584 | 0.18721 | 0.20928 | 0 | 0.48148 | 0.36986 | 0.40791 | 0.36036 | 0.32704 | 0.34094 | 0.34236 | 0.36679 | 0.3756 | 0.47029 | 0.47969 | 0.53159 | 9999
LO3Slow | NR | Electric Oven | Residential | Food Preparation | 0.00042765 | 0.00013677 | 2.4839 | 99.589 | Multifamily - Low Rise | Standard_EL4_Oven | 5.9326e-05 | 0.00015223 | 0.00033755 | 0.00066096 | 0.0011626 | 0.0018627 | 0.0027509 | 0.0037834 | 0.004891 | 0.0059935 | 0.0070169 | 0.0079063 | 0.0086322 | 0.0091898 | 0.0095933 | 0.0098679 | 0.01359 | 0.01367 | 0.013676 | 0.013636 | 0.25691 | 0.0745 | 0.066281 | 0.075595 | 0.066873 | 0.055189 | 0.05874 | 0.058546 | 0.056536 | 0.058365 | 0.07218 | 0.065648 | 0.073388 | 0 | 0.16884 | 0.1297 | 0.14304 | 0.12637 | 0.11468 | 0.11956 | 0.12005 | 0.12862 | 0.13171 | 0.16492 | 0.16821 | 0.18641 | 0.46047
LO3Slow | NR | Electric Oven | Residential | Food Preparation | 0.0010359 | 0.00033128 | 6.0167 | 520.0625 | Multifamily - Low Rise | Standard_EL5_Oven | 0.0001437 | 0.00036875 | 0.00081764 | 0.001601 | 0.0028161 | 0.004512 | 0.0066634 | 0.0091644 | 0.011847 | 0.014518 | 0.016997 | 0.019151 | 0.020909 | 0.02226 | 0.023238 | 0.023903 | 0.032919 | 0.033113 | 0.033126 | 0.033031 | 0.62229 | 0.18046 | 0.16055 | 0.18311 | 0.16198 | 0.13368 | 0.14228 | 0.14181 | 0.13695 | 0.14138 | 0.17484 | 0.15902 | 0.17777 | 0 | 0.40897 | 0.31416 | 0.34648 | 0.30609 | 0.27779 | 0.2896 | 0.2908 | 0.31155 | 0.31903 | 0.39947 | 0.40745 | 0.45154 | 0.10747
LO3Slow | NR | Electric Oven | Residential | Food Preparation | 0.0037038 | 0.0011845 | 21.513 | 172.8868 | Multifamily - Low Rise | Standard_EL6_Oven | 0.00051381 | 0.0013185 | 0.0029235 | 0.0057244 | 0.010069 | 0.016133 | 0.023825 | 0.032768 | 0.04236 | 0.051909 | 0.060772 | 0.068475 | 0.074762 | 0.079592 | 0.083086 | 0.085465 | 0.1177 | 0.1184 | 0.11844 | 0.1181 | 2.225 | 0.64523 | 0.57405 | 0.65472 | 0.57918 | 0.47798 | 0.50874 | 0.50705 | 0.48965 | 0.50549 | 0.62514 | 0.56857 | 0.6356 | 0 | 1.4623 | 1.1233 | 1.2388 | 1.0944 | 0.99324 | 1.0355 | 1.0398 | 1.114 | 1.1407 | 1.4283 | 1.4569 | 1.6145 | 0.29282
LO3Slow | NR | Electric Oven | Residential | Food Preparation | 5.6803e-05 | 1.8166e-05 | 0.32993 | 1714.6992 | Multifamily - Low Rise | Standard_EL7_Oven | 7.8799e-06 | 2.022e-05 | 4.4835e-05 | 8.7791e-05 | 0.00015442 | 0.00024741 | 0.00036538 | 0.00050253 | 0.00064964 | 0.00079608 | 0.00093201 | 0.0010501 | 0.0011466 | 0.0012206 | 0.0012742 | 0.0013107 | 0.0018051 | 0.0018157 | 0.0018165 | 0.0018112 | 0.034123 | 0.0098953 | 0.0088037 | 0.010041 | 0.0088823 | 0.0073304 | 0.0078021 | 0.0077763 | 0.0075094 | 0.0077523 | 0.0095872 | 0.0087196 | 0.0097477 | 0 | 0.022426 | 0.017227 | 0.018999 | 0.016784 | 0.015233 | 0.01588 | 0.015946 | 0.017084 | 0.017494 | 0.021905 | 0.022343 | 0.02476 | 0.033818
LO3Slow | NR | Electric Oven | Residential | Food Preparation | 0.00076152 | 0.00024354 | 4.4231 | 196.0067 | Multifamily - Low Rise | Self_EL2_Oven | 4.6403e-05 | 0.00011907 | 0.00026402 | 0.00051698 | 0.00090934 | 0.001457 | 0.0021517 | 0.0029593 | 0.0038256 | 0.0046879 | 0.0054884 | 0.0061841 | 0.0067519 | 0.007188 | 0.0075037 | 0.0077184 | 0.01063 | 0.010693 | 0.010697 | 0.010666 | 0.45747 | 0.13266 | 0.11803 | 0.13461 | 0.11908 | 0.098274 | 0.1046 | 0.10425 | 0.10067 | 0.10393 | 0.12853 | 0.1169 | 0.13068 | 0 | 0.30065 | 0.23095 | 0.25471 | 0.22502 | 0.20421 | 0.21289 | 0.21378 | 0.22903 | 0.23453 | 0.29366 | 0.29953 | 0.33194 | 0.26265
LO3Slow | NR | Electric Oven | Residential | Food Preparation | 0.0051227 | 0.0016383 | 29.7542 | 117.041 | Multifamily - Low Rise | Self_EL3_Oven | 0.00031215 | 0.000801 | 0.0017761 | 0.0034777 | 0.0061171 | 0.0098009 | 0.014474 | 0.019907 | 0.025735 | 0.031535 | 0.03692 | 0.0416 | 0.045419 | 0.048353 | 0.050477 | 0.051921 | 0.071507 | 0.071928 | 0.071957 | 0.07175 | 3.0774 | 0.8924 | 0.79396 | 0.90553 | 0.80105 | 0.66109 | 0.70363 | 0.7013 | 0.67723 | 0.69913 | 0.86461 | 0.78637 | 0.87909 | 0 | 2.0225 | 1.5536 | 1.7134 | 1.5137 | 1.3737 | 1.4321 | 1.4381 | 1.5407 | 1.5777 | 1.9755 | 2.0149 | 2.233 | 0.40523
LO3Slow | NR | Electric Oven | Residential | Food Preparation | 8.6191e-05 | 2.7564e-05 | 0.50062 | 1384.8738 | Multifamily - Low Rise | Self_EL4_Oven | 5.252e-06 | 1.3477e-05 | 2.9883e-05 | 5.8513e-05 | 0.00010292 | 0.0001649 | 0.00024353 | 0.00033494 | 0.00043299 | 0.00053059 | 0.00062119 | 0.00069993 | 0.00076419 | 0.00081356 | 0.00084928 | 0.00087359 | 0.0012031 | 0.0012102 | 0.0012107 | 0.0012072 | 0.051778 | 0.015015 | 0.013358 | 0.015236 | 0.013478 | 0.011123 | 0.011839 | 0.011799 | 0.011394 | 0.011763 | 0.014547 | 0.013231 | 0.014791 | 0 | 0.034028 | 0.026139 | 0.028828 | 0.025468 | 0.023113 | 0.024096 | 0.024196 | 0.025922 | 0.026545 | 0.033238 | 0.033902 | 0.03757 | 0.04171
LO3Slow | NR | Electric Oven | Residential | Food Preparation | 0.0012195 | 0.00039002 | 7.0835 | -150.2587 | Multifamily - High Rise | Standard_EL3_Oven | 5.0062e-05 | 0.00012846 | 0.00028485 | 0.00055775 | 0.00098105 | 0.0015719 | 0.0023214 | 0.0031927 | 0.0041273 | 0.0050576 | 0.0059212 | 0.0066718 | 0.0072843 | 0.0077549 | 0.0080954 | 0.0083271 | 0.011421 | 0.011472 | 0.011483 | 0.011462 | 0.21648 | 0.21245 | 0.18901 | 0.21558 | 0.1907 | 0.15738 | 0.16751 | 0.16696 | 0.16123 | 0.16644 | 0.20584 | 0.18721 | 0.20928 | 0 | 0.48148 | 0.36986 | 0.40791 | 0.36036 | 0.32704 | 0.34094 | 0.34236 | 0.36679 | 0.3756 | 0.47029 | 0.47969 | 0.53159 | 9999
LO3Slow | NR | Electric Oven | Residential | Food Preparation | 0.00042765 | 0.00013677 | 2.4839 | 99.589 | Multifamily - High Rise | Standard_EL4_Oven | 1.7555e-05 | 4.5048e-05 | 9.9886e-05 | 0.00019559 | 0.00034402 | 0.0005512 | 0.00081402 | 0.0011196 | 0.0014473 | 0.0017735 | 0.0020764 | 0.0023396 | 0.0025544 | 0.0027194 | 0.0028388 | 0.00292 | 0.004005 | 0.0040227 | 0.0040266 | 0.0040194 | 0.075912 | 0.0745 | 0.066281 | 0.075595 | 0.066873 | 0.055189 | 0.05874 | 0.058546 | 0.056536 | 0.058365 | 0.07218 | 0.065648 | 0.073388 | 0 | 0.16884 | 0.1297 | 0.14304 | 0.12637 | 0.11468 | 0.11956 | 0.12005 | 0.12862 | 0.13171 | 0.16492 | 0.16821 | 0.18641 | 0.46047
LO3Slow | NR | Electric Oven | Residential | Food Preparation | 0.0010359 | 0.00033128 | 6.0167 | 520.0625 | Multifamily - High Rise | Standard_EL5_Oven | 4.2523e-05 | 0.00010912 | 0.00024195 | 0.00047376 | 0.00083331 | 0.0013351 | 0.0019718 | 0.0027119 | 0.0035057 | 0.004296 | 0.0050295 | 0.005667 | 0.0061873 | 0.006587 | 0.0068763 | 0.0070731 | 0.0097011 | 0.009744 | 0.0097536 | 0.009736 | 0.18388 | 0.18046 | 0.16055 | 0.18311 | 0.16198 | 0.13368 | 0.14228 | 0.14181 | 0.13695 | 0.14138 | 0.17484 | 0.15902 | 0.17777 | 0 | 0.40897 | 0.31416 | 0.34648 | 0.30609 | 0.27779 | 0.2896 | 0.2908 | 0.31155 | 0.31903 | 0.39947 | 0.40745 | 0.45154 | 0.10747
LO3Slow | NR | Electric Oven | Residential | Food Preparation | 0.0037038 | 0.0011845 | 21.513 | 172.8868 | Multifamily - High Rise | Standard_EL6_Oven | 0.00015204 | 0.00039015 | 0.00086509 | 0.0016939 | 0.0029795 | 0.0047739 | 0.0070501 | 0.0096963 | 0.012535 | 0.01536 | 0.017983 | 0.020263 | 0.022123 | 0.023552 | 0.024586 | 0.02529 | 0.034686 | 0.03484 | 0.034874 | 0.034811 | 0.65746 | 0.64523 | 0.57405 | 0.65472 | 0.57918 | 0.47798 | 0.50874 | 0.50705 | 0.48965 | 0.50549 | 0.62514 | 0.56857 | 0.6356 | 0 | 1.4623 | 1.1233 | 1.2388 | 1.0944 | 0.99324 | 1.0355 | 1.0398 | 1.114 | 1.1407 | 1.4283 | 1.4569 | 1.6145 | 0.29282
LO3Slow | NR | Electric Oven | Residential | Food Preparation | 5.6803e-05 | 1.8166e-05 | 0.32993 | 1714.6992 | Multifamily - High Rise | Standard_EL7_Oven | 2.3318e-06 | 5.9834e-06 | 1.3267e-05 | 2.5978e-05 | 4.5694e-05 | 7.3213e-05 | 0.00010812 | 0.0001487 | 0.00019224 | 0.00023557 | 0.00027579 | 0.00031075 | 0.00033928 | 0.0003612 | 0.00037706 | 0.00038785 | 0.00053196 | 0.00053431 | 0.00053483 | 0.00053387 | 0.010083 | 0.0098953 | 0.0088037 | 0.010041 | 0.0088823 | 0.0073304 | 0.0078021 | 0.0077763 | 0.0075094 | 0.0077523 | 0.0095872 | 0.0087196 | 0.0097477 | 0 | 0.022426 | 0.017227 | 0.018999 | 0.016784 | 0.015233 | 0.01588 | 0.015946 | 0.017084 | 0.017494 | 0.021905 | 0.022343 | 0.02476 | 0.033818
LO3Slow | NR | Electric Oven | Residential | Food Preparation | 0.00076152 | 0.00024354 | 4.4231 | 196.0067 | Multifamily - High Rise | Self_EL2_Oven | 1.3731e-05 | 3.5235e-05 | 7.8128e-05 | 0.00015298 | 0.00026908 | 0.00043113 | 0.00063671 | 0.00087569 | 0.001132 | 0.0013872 | 0.0016241 | 0.0018299 | 0.001998 | 0.002127 | 0.0022204 | 0.002284 | 0.0031326 | 0.0031464 | 0.0031495 | 0.0031439 | 0.13518 | 0.13266 | 0.11803 | 0.13461 | 0.11908 | 0.098274 | 0.1046 | 0.10425 | 0.10067 | 0.10393 | 0.12853 | 0.1169 | 0.13068 | 0 | 0.30065 | 0.23095 | 0.25471 | 0.22502 | 0.20421 | 0.21289 | 0.21378 | 0.22903 | 0.23453 | 0.29366 | 0.29953 | 0.33194 | 0.26265
LO3Slow | NR | Electric Oven | Residential | Food Preparation | 0.0051227 | 0.0016383 | 29.7542 | 117.041 | Multifamily - High Rise | Self_EL3_Oven | 9.2369e-05 | 0.00023703 | 0.00052556 | 0.0010291 | 0.0018101 | 0.0029002 | 0.0042831 | 0.0058907 | 0.0076152 | 0.0093317 | 0.010925 | 0.01231 | 0.01344 | 0.014308 | 0.014937 | 0.015364 | 0.021073 | 0.021166 | 0.021187 | 0.021149 | 0.90932 | 0.8924 | 0.79396 | 0.90553 | 0.80105 | 0.66109 | 0.70363 | 0.7013 | 0.67723 | 0.69913 | 0.86461 | 0.78637 | 0.87909 | 0 | 2.0225 | 1.5536 | 1.7134 | 1.5137 | 1.3737 | 1.4321 | 1.4381 | 1.5407 | 1.5777 | 1.9755 | 2.0149 | 2.233 | 0.40523
LO3Slow | NR | Electric Oven | Residential | Food Preparation | 8.6191e-05 | 2.7564e-05 | 0.50062 | 1384.8738 | Multifamily - High Rise | Self_EL4_Oven | 1.5541e-06 | 3.988e-06 | 8.8427e-06 | 1.7315e-05 | 3.0456e-05 | 4.8797e-05 | 7.2064e-05 | 9.9113e-05 | 0.00012813 | 0.00015701 | 0.00018382 | 0.00020712 | 0.00022613 | 0.00024074 | 0.00025131 | 0.00025851 | 0.00035455 | 0.00035612 | 0.00035647 | 0.00035583 | 0.0153 | 0.015015 | 0.013358 | 0.015236 | 0.013478 | 0.011123 | 0.011839 | 0.011799 | 0.011394 | 0.011763 | 0.014547 | 0.013231 | 0.014791 | 0 | 0.034028 | 0.026139 | 0.028828 | 0.025468 | 0.023113 | 0.024096 | 0.024196 | 0.025922 | 0.026545 | 0.033238 | 0.033902 | 0.03757 | 0.04171
LO3Slow | NR | Electric Oven | Residential | Food Preparation | 0.0012195 | 0.00039002 | 7.0835 | -150.2587 | Manufactured | Standard_EL3_Oven | 9.311e-05 | 0.00023691 | 0.00052087 | 0.0010113 | 0.0017638 | 0.0028022 | 0.0041035 | 0.0055961 | 0.0071732 | 0.0087161 | 0.010118 | 0.011305 | 0.012238 | 0.012919 | 0.013373 | 0.013639 | 0.015583 | 0.015647 | 0.015628 | 0.015565 | 0.32691 | 0.21245 | 0.18901 | 0.21558 | 0.1907 | 0.15738 | 0.16751 | 0.16696 | 0.16123 | 0.16644 | 0.20584 | 0.18721 | 0.20928 | 0 | 0.48148 | 0.36986 | 0.40791 | 0.36036 | 0.32704 | 0.34094 | 0.34236 | 0.36679 | 0.3756 | 0.47029 | 0.47969 | 0.53159 | 9999
LO3Slow | NR | Electric Oven | Residential | Food Preparation | 0.00042765 | 0.00013677 | 2.4839 | 99.589 | Manufactured | Standard_EL4_Oven | 3.265e-05 | 8.3076e-05 | 0.00018265 | 0.00035464 | 0.00061852 | 0.00098265 | 0.0014389 | 0.0019624 | 0.0025154 | 0.0030564 | 0.0035481 | 0.0039641 | 0.0042916 | 0.0045303 | 0.0046893 | 0.0047829 | 0.0054646 | 0.0054867 | 0.0054801 | 0.0054582 | 0.11464 | 0.0745 | 0.066281 | 0.075595 | 0.066873 | 0.055189 | 0.05874 | 0.058546 | 0.056536 | 0.058365 | 0.07218 | 0.065648 | 0.073388 | 0 | 0.16884 | 0.1297 | 0.14304 | 0.12637 | 0.11468 | 0.11956 | 0.12005 | 0.12862 | 0.13171 | 0.16492 | 0.16821 | 0.18641 | 0.46047
LO3Slow | NR | Electric Oven | Residential | Food Preparation | 0.0010359 | 0.00033128 | 6.0167 | 520.0625 | Manufactured | Standard_EL5_Oven | 7.9088e-05 | 0.00020123 | 0.00044243 | 0.00085902 | 0.0014982 | 0.0023802 | 0.0034855 | 0.0047533 | 0.006093 | 0.0074035 | 0.0085945 | 0.0096022 | 0.010395 | 0.010974 | 0.011359 | 0.011585 | 0.013237 | 0.01329 | 0.013274 | 0.013221 | 0.27768 | 0.18046 | 0.16055 | 0.18311 | 0.16198 | 0.13368 | 0.14228 | 0.14181 | 0.13695 | 0.14138 | 0.17484 | 0.15902 | 0.17777 | 0 | 0.40897 | 0.31416 | 0.34648 | 0.30609 | 0.27779 | 0.2896 | 0.2908 | 0.31155 | 0.31903 | 0.39947 | 0.40745 | 0.45154 | 0.10747
LO3Slow | NR | Electric Oven | Residential | Food Preparation | 0.0037038 | 0.0011845 | 21.513 | 172.8868 | Manufactured | Standard_EL6_Oven | 0.00028278 | 0.00071951 | 0.0015819 | 0.0030714 | 0.0053569 | 0.0085105 | 0.012462 | 0.016996 | 0.021786 | 0.026471 | 0.03073 | 0.034333 | 0.037169 | 0.039236 | 0.040613 | 0.041424 | 0.047328 | 0.04752 | 0.047462 | 0.047273 | 0.99286 | 0.64523 | 0.57405 | 0.65472 | 0.57918 | 0.47798 | 0.50874 | 0.50705 | 0.48965 | 0.50549 | 0.62514 | 0.56857 | 0.6356 | 0 | 1.4623 | 1.1233 | 1.2388 | 1.0944 | 0.99324 | 1.0355 | 1.0398 | 1.114 | 1.1407 | 1.4283 | 1.4569 | 1.6145 | 0.29282
LO3Slow | NR | Electric Oven | Residential | Food Preparation | 5.6803e-05 | 1.8166e-05 | 0.32993 | 1714.6992 | Manufactured | Standard_EL7_Oven | 4.3368e-06 | 1.1035e-05 | 2.4261e-05 | 4.7104e-05 | 8.2154e-05 | 0.00013052 | 0.00019113 | 0.00026065 | 0.00033411 | 0.00040597 | 0.00047128 | 0.00052653 | 0.00057003 | 0.00060173 | 0.00062285 | 0.00063528 | 0.00072583 | 0.00072877 | 0.00072789 | 0.00072498 | 0.015227 | 0.0098953 | 0.0088037 | 0.010041 | 0.0088823 | 0.0073304 | 0.0078021 | 0.0077763 | 0.0075094 | 0.0077523 | 0.0095872 | 0.0087196 | 0.0097477 | 0 | 0.022426 | 0.017227 | 0.018999 | 0.016784 | 0.015233 | 0.01588 | 0.015946 | 0.017084 | 0.017494 | 0.021905 | 0.022343 | 0.02476 | 0.033818
LO3Slow | NR | Electric Oven | Residential | Food Preparation | 0.00076152 | 0.00024354 | 4.4231 | 196.0067 | Manufactured | Self_EL2_Oven | 2.5538e-05 | 6.498e-05 | 0.00014287 | 0.00027739 | 0.00048379 | 0.0007686 | 0.0011255 | 0.0015349 | 0.0019675 | 0.0023907 | 0.0027753 | 0.0031006 | 0.0033568 | 0.0035435 | 0.0036679 | 0.003741 | 0.0042743 | 0.0042916 | 0.0042864 | 0.0042693 | 0.20413 | 0.13266 | 0.11803 | 0.13461 | 0.11908 | 0.098274 | 0.1046 | 0.10425 | 0.10067 | 0.10393 | 0.12853 | 0.1169 | 0.13068 | 0 | 0.30065 | 0.23095 | 0.25471 | 0.22502 | 0.20421 | 0.21289 | 0.21378 | 0.22903 | 0.23453 | 0.29366 | 0.29953 | 0.33194 | 0.26265
LO3Slow | NR | Electric Oven | Residential | Food Preparation | 0.0051227 | 0.0016383 | 29.7542 | 117.041 | Manufactured | Self_EL3_Oven | 0.00017179 | 0.00043712 | 0.00096105 | 0.001866 | 0.0032544 | 0.0051703 | 0.0075712 | 0.010325 | 0.013235 | 0.016082 | 0.018669 | 0.020858 | 0.022581 | 0.023837 | 0.024673 | 0.025166 | 0.028753 | 0.028869 | 0.028834 | 0.028719 | 1.3732 | 0.8924 | 0.79396 | 0.90553 | 0.80105 | 0.66109 | 0.70363 | 0.7013 | 0.67723 | 0.69913 | 0.86461 | 0.78637 | 0.87909 | 0 | 2.0225 | 1.5536 | 1.7134 | 1.5137 | 1.3737 | 1.4321 | 1.4381 | 1.5407 | 1.5777 | 1.9755 | 2.0149 | 2.233 | 0.40523
LO3Slow | NR | Electric Oven | Residential | Food Preparation | 8.6191e-05 | 2.7564e-05 | 0.50062 | 1384.8738 | Manufactured | Self_EL4_Oven | 2.8905e-06 | 7.3546e-06 | 1.617e-05 | 3.1395e-05 | 5.4756e-05 | 8.6992e-05 | 0.00012739 | 0.00017372 | 0.00022269 | 0.00027058 | 0.00031411 | 0.00035094 | 0.00037993 | 0.00040106 | 0.00041514 | 0.00042342 | 0.00048377 | 0.00048573 | 0.00048514 | 0.0004832 | 0.023104 | 0.015015 | 0.013358 | 0.015236 | 0.013478 | 0.011123 | 0.011839 | 0.011799 | 0.011394 | 0.011763 | 0.014547 | 0.013231 | 0.014791 | 0 | 0.034028 | 0.026139 | 0.028828 | 0.025468 | 0.023113 | 0.024096 | 0.024196 | 0.025922 | 0.026545 | 0.033238 | 0.033902 | 0.03757 | 0.04171
Retro3Slow | Retro | WH Pipe insulation | Residential | Water heating | 0.0014509 | 0.0013167 | 14.0264 | 274.151 | Single Family | Water pipe insulation- first 6' | 0.0059183 | 0.0092819 | 0.018522 | 0.032339 | 0.050191 | 0.070108 | 0.089026 | 0.10363 | 0.11135 | 0.11109 | 0.10345 | 0.090314 | 0.074208 | 0.057586 | 0.042335 | 0.029567 | 0.019667 | 0.012487 | 0.0075834 | 0.005123 | 2.46 | 0.32763 | 0.28778 | 0.32554 | 0.25423 | 0.22507 | 0.19059 | 0.17237 | 0.16195 | 0.17391 | 0.19826 | 0.22136 | 0.316 | 0 | 1.2837 | 1.1531 | 1.2134 | 1.016 | 0.87 | 0.72399 | 0.66984 | 0.64024 | 0.65522 | 0.79549 | 0.9324 | 1.2182 | 0.15846
Retro3Slow | Retro | WH Pipe insulation | Residential | Water heating | 0.0014509 | 0.0013167 | 14.0264 | 274.151 | Multifamily - Low Rise | Water pipe insulation- first 6' | 0.0025419 | 0.0039866 | 0.007955 | 0.01389 | 0.021557 | 0.030111 | 0.038237 | 0.044508 | 0.047823 | 0.047714 | 0.044432 | 0.03879 | 0.031872 | 0.024733 | 0.018183 | 0.012699 | 0.0084469 | 0.0053631 | 0.0032571 | 0.0022003 | 0.83214 | 0.32763 | 0.28778 | 0.32554 | 0.25423 | 0.22507 | 0.19059 | 0.17237 | 0.16195 | 0.17391 | 0.19826 | 0.22136 | 0.316 | 0 | 1.2837 | 1.1531 | 1.2134 | 1.016 | 0.87 | 0.72399 | 0.66984 | 0.64024 | 0.65522 | 0.79549 | 0.9324 | 1.2182 | 0.15846
Retro3Slow | Retro | WH Pipe insulation | Residential | Water heating | 0.0014509 | 0.0013167 | 14.0264 | 274.151 | Multifamily - High Rise | Water pipe insulation- first 6' | 1.6927e-05 | 2.6547e-05 | 5.2972e-05 | 9.2491e-05 | 0.00014355 | 0.00020051 | 0.00025462 | 0.00029638 | 0.00031845 | 0.00031773 | 0.00029587 | 0.0002583 | 0.00021224 | 0.0001647 | 0.00012108 | 8.4564e-05 | 5.6248e-05 | 3.5713e-05 | 2.1689e-05 | 1.4652e-05 | 0.036939 | 0.32763 | 0.28778 | 0.32554 | 0.25423 | 0.22507 | 0.19059 | 0.17237 | 0.16195 | 0.17391 | 0.19826 | 0.22136 | 0.316 | 0 | 1.2837 | 1.1531 | 1.2134 | 1.016 | 0.87 | 0.72399 | 0.66984 | 0.64024 | 0.65522 | 0.79549 | 0.9324 | 1.2182 | 0.15846
Retro3Slow | Retro | WH Pipe insulation | Residential | Water heating | 0.0014509 | 0.0013167 | 14.0264 | 274.151 | Manufactured | Water pipe insulation- first 6' | 0.00234 | 0.003639 | 0.0072003 | 0.012466 | 0.019184 | 0.026571 | 0.033456 | 0.038615 | 0.04114 | 0.040701 | 0.037581 | 0.032532 | 0.026505 | 0.020395 | 0.014867 | 0.010296 | 0.0067905 | 0.004275 | 0.0025744 | 0.0017244 | 0.49482 | 0.32763 | 0.28778 | 0.32554 | 0.25423 | 0.22507 | 0.19059 | 0.17237 | 0.16195 | 0.17391 | 0.19826 | 0.22136 | 0.316 | 0 | 1.2837 | 1.1531 | 1.2134 | 1.016 | 0.87 | 0.72399 | 0.66984 | 0.64024 | 0.65522 | 0.79549 | 0.9324 | 1.2182 | 0.15846
LO12Med | New | RAC | Residential | HVAC | 0.00072281 | 0.00014251 | 5.2725 | 437.252 | Single Family | RAC_CZ3 | 5.8271e-06 | 1.1355e-05 | 1.6697e-05 | 2.2002e-05 | 2.6751e-05 | 3.0331e-05 | 3.331e-05 | 3.5728e-05 | 3.7898e-05 | 3.9663e-05 | 3.9865e-05 | 4.0594e-05 | 4.137e-05 | 4.1904e-05 | 4.1414e-05 | 4.132e-05 | 4.0636e-05 | 3.9686e-05 | 3.9098e-05 | 3.8374e-05 | 0.00066382 | 0 | 0 | 0 | 0.0079821 | 0.03939 | 0.10049 | 0.69173 | 0.66207 | 0.14507 | 0.020459 | 0 | 0 | 0 | 0 | 0 | 0 | 0.042009 | 0.21069 | 0.16231 | 1.2514 | 1.1373 | 0.68059 | 0.12096 | 0 | 0 | 0.14109
LO12Med | New | RAC | Residential | HVAC | 0.00044747 | 8.8224e-05 | 3.264 | 721.2593 | Single Family | RAC_CZ2 | 1.0086e-05 | 1.9654e-05 | 2.8901e-05 | 3.8084e-05 | 4.6305e-05 | 5.25e-05 | 5.7658e-05 | 6.1842e-05 | 6.5598e-05 | 6.8654e-05 | 6.9004e-05 | 7.0266e-05 | 7.1609e-05 | 7.2534e-05 | 7.1685e-05 | 7.1521e-05 | 7.0339e-05 | 6.8694e-05 | 6.7676e-05 | 6.6423e-05 | 0.001149 | 0 | 0 | 0 | 0.0049415 | 0.024385 | 0.062211 | 0.42823 | 0.40987 | 0.089807 | 0.012665 | 0 | 0 | 0 | 0 | 0 | 0 | 0.026006 | 0.13043 | 0.10048 | 0.77471 | 0.70406 | 0.42133 | 0.07488 | 0 | 0 | 0.087344
LO12Med | New | RAC | Residential | HVAC | 0.00025916 | 5.1096e-05 | 1.8904 | 1262.9918 | Single Family | RAC_CZ1 | 2.3784e-05 | 4.6344e-05 | 6.815e-05 | 8.9801e-05 | 0.00010919 | 0.0001238 | 0.00013596 | 0.00014582 | 0.00015468 | 0.00016189 | 0.00016271 | 0.00016569 | 0.00016886 | 0.00017103 | 0.00016903 | 0.00016865 | 0.00016586 | 0.00016198 | 0.00015958 | 0.00015663 | 0.0027094 | 0 | 0 | 0 | 0.0028619 | 0.014123 | 0.036031 | 0.24801 | 0.23738 | 0.052013 | 0.0073354 | 0 | 0 | 0 | 0 | 0 | 0 | 0.015062 | 0.075543 | 0.058195 | 0.44869 | 0.40777 | 0.24402 | 0.043368 | 0 | 0 | 0.050587
LO12Med | New | RAC | Residential | HVAC | 0.00072281 | 0.00014251 | 5.2725 | 437.252 | Multifamily - Low Rise | RAC_CZ3 | 4.2624e-06 | 8.4331e-06 | 1.2586e-05 | 1.6827e-05 | 2.0753e-05 | 2.3897e-05 | 2.6636e-05 | 2.8965e-05 | 3.115e-05 | 3.3075e-05 | 3.3763e-05 | 3.4899e-05 | 3.6085e-05 | 3.7113e-05 | 3.7245e-05 | 3.7744e-05 | 3.7678e-05 | 3.7392e-05 | 3.7424e-05 | 3.734e-05 | 0.00057327 | 0 | 0 | 0 | 0.0079821 | 0.03939 | 0.10049 | 0.69173 | 0.66207 | 0.14507 | 0.020459 | 0 | 0 | 0 | 0 | 0 | 0 | 0.042009 | 0.21069 | 0.16231 | 1.2514 | 1.1373 | 0.68059 | 0.12096 | 0 | 0 | 0.14109
LO12Med | New | RAC | Residential | HVAC | 0.00044747 | 8.8224e-05 | 3.264 | 721.2593 | Multifamily - Low Rise | RAC_CZ2 | 2.375e-05 | 4.6989e-05 | 7.0128e-05 | 9.3761e-05 | 0.00011564 | 0.00013315 | 0.00014841 | 0.00016139 | 0.00017356 | 0.00018429 | 0.00018813 | 0.00019446 | 0.00020106 | 0.00020679 | 0.00020753 | 0.00021031 | 0.00020994 | 0.00020835 | 0.00020852 | 0.00020806 | 0.0031942 | 0 | 0 | 0 | 0.0049415 | 0.024385 | 0.062211 | 0.42823 | 0.40987 | 0.089807 | 0.012665 | 0 | 0 | 0 | 0 | 0 | 0 | 0.026006 | 0.13043 | 0.10048 | 0.77471 | 0.70406 | 0.42133 | 0.07488 | 0 | 0 | 0.087344
LO12Med | New | RAC | Residential | HVAC | 0.00025916 | 5.1096e-05 | 1.8904 | 1262.9918 | Multifamily - Low Rise | RAC_CZ1 | 3.9738e-05 | 7.8621e-05 | 0.00011734 | 0.00015688 | 0.00019348 | 0.00022279 | 0.00024832 | 0.00027004 | 0.0002904 | 0.00030835 | 0.00031477 | 0.00032536 | 0.00033642 | 0.000346 | 0.00034723 | 0.00035189 | 0.00035127 | 0.0003486 | 0.0003489 | 0.00034812 | 0.0053445 | 0 | 0 | 0 | 0.0028619 | 0.014123 | 0.036031 | 0.24801 | 0.23738 | 0.052013 | 0.0073354 | 0 | 0 | 0 | 0 | 0 | 0 | 0.015062 | 0.075543 | 0.058195 | 0.44869 | 0.40777 | 0.24402 | 0.043368 | 0 | 0 | 0.050587
LO12Med | New | RAC | Residential | HVAC | 0.00072281 | 0.00014251 | 5.2725 | 437.252 | Multifamily - High Rise | RAC_CZ3 | 1.2414e-06 | 2.4415e-06 | 3.6514e-06 | 4.9015e-06 | 6.0794e-06 | 7.0188e-06 | 7.8515e-06 | 8.5876e-06 | 9.2675e-06 | 9.8576e-06 | 1.0042e-05 | 1.0363e-05 | 1.0718e-05 | 1.101e-05 | 1.1032e-05 | 1.1167e-05 | 1.1138e-05 | 1.1011e-05 | 1.0959e-05 | 1.089e-05 | 0.00016923 | 0 | 0 | 0 | 0.0079821 | 0.03939 | 0.10049 | 0.69173 | 0.66207 | 0.14507 | 0.020459 | 0 | 0 | 0 | 0 | 0 | 0 | 0.042009 | 0.21069 | 0.16231 | 1.2514 | 1.1373 | 0.68059 | 0.12096 | 0 | 0 | 0.14109
LO12Med | New | RAC | Residential | HVAC | 0.00044747 | 8.8224e-05 | 3.264 | 721.2593 | Multifamily - High Rise | RAC_CZ2 | 6.917e-06 | 1.3604e-05 | 2.0345e-05 | 2.7311e-05 | 3.3874e-05 | 3.9109e-05 | 4.3748e-05 | 4.785e-05 | 5.1638e-05 | 5.4926e-05 | 5.5954e-05 | 5.774e-05 | 5.9721e-05 | 6.1349e-05 | 6.147e-05 | 6.222e-05 | 6.2061e-05 | 6.1354e-05 | 6.1063e-05 | 6.068e-05 | 0.00094293 | 0 | 0 | 0 | 0.0049415 | 0.024385 | 0.062211 | 0.42823 | 0.40987 | 0.089807 | 0.012665 | 0 | 0 | 0 | 0 | 0 | 0 | 0.026006 | 0.13043 | 0.10048 | 0.77471 | 0.70406 | 0.42133 | 0.07488 | 0 | 0 | 0.087344
LO12Med | New | RAC | Residential | HVAC | 0.00025916 | 5.1096e-05 | 1.8904 | 1262.9918 | Multifamily - High Rise | RAC_CZ1 | 1.1573e-05 | 2.2762e-05 | 3.4041e-05 | 4.5696e-05 | 5.6678e-05 | 6.5436e-05 | 7.3198e-05 | 8.0062e-05 | 8.64e-05 | 9.1901e-05 | 9.3622e-05 | 9.6609e-05 | 9.9924e-05 | 0.00010265 | 0.00010285 | 0.0001041 | 0.00010384 | 0.00010266 | 0.00010217 | 0.00010153 | 0.0015777 | 0 | 0 | 0 | 0.0028619 | 0.014123 | 0.036031 | 0.24801 | 0.23738 | 0.052013 | 0.0073354 | 0 | 0 | 0 | 0 | 0 | 0 | 0.015062 | 0.075543 | 0.058195 | 0.44869 | 0.40777 | 0.24402 | 0.043368 | 0 | 0 | 0.050587
LO12Med | New | RAC | Residential | HVAC | 0.00072281 | 0.00014251 | 5.2725 | 437.252 | Manufactured | RAC_CZ3 | 0 | 0 | 0 | 0 | 0 | 0 | 0 | 0 | 0 | 0 | 0 | 0 | 0 | 0 | 0 | 0 | 0 | 0 | 0 | 0 | 0 | 0 | 0 | 0 | 0.0079821 | 0.03939 | 0.10049 | 0.69173 | 0.66207 | 0.14507 | 0.020459 | 0 | 0 | 0 | 0 | 0 | 0 | 0.042009 | 0.21069 | 0.16231 | 1.2514 | 1.1373 | 0.68059 | 0.12096 | 0 | 0 | 0.14109
LO12Med | New | RAC | Residential | HVAC | 0.00044747 | 8.8224e-05 | 3.264 | 721.2593 | Manufactured | RAC_CZ2 | 1.5137e-07 | 3.0803e-07 | 4.7252e-07 | 6.4875e-07 | 8.2103e-07 | 9.6837e-07 | 1.1053e-06 | 1.2309e-06 | 1.3542e-06 | 1.4692e-06 | 1.5299e-06 | 1.6127e-06 | 1.7e-06 | 1.7801e-06 | 1.8178e-06 | 1.8731e-06 | 1.9019e-06 | 1.9169e-06 | 1.9478e-06 | 1.9718e-06 | 2.6582e-05 | 0 | 0 | 0 | 0.0049415 | 0.024385 | 0.062211 | 0.42823 | 0.40987 | 0.089807 | 0.012665 | 0 | 0 | 0 | 0 | 0 | 0 | 0.026006 | 0.13043 | 0.10048 | 0.77471 | 0.70406 | 0.42133 | 0.07488 | 0 | 0 | 0.087344
LO12Med | New | RAC | Residential | HVAC | 0.00025916 | 5.1096e-05 | 1.8904 | 1262.9918 | Manufactured | RAC_CZ1 | 6.243e-08 | 1.2704e-07 | 1.9488e-07 | 2.6757e-07 | 3.3862e-07 | 3.9939e-07 | 4.5586e-07 | 5.0766e-07 | 5.585e-07 | 6.0593e-07 | 6.31e-07 | 6.6515e-07 | 7.0116e-07 | 7.3419e-07 | 7.4971e-07 | 7.7254e-07 | 7.8441e-07 | 7.9059e-07 | 8.0336e-07 | 8.1326e-07 | 1.0963e-05 | 0 | 0 | 0 | 0.0028619 | 0.014123 | 0.036031 | 0.24801 | 0.23738 | 0.052013 | 0.0073354 | 0 | 0 | 0 | 0 | 0 | 0 | 0.015062 | 0.075543 | 0.058195 | 0.44869 | 0.40777 | 0.24402 | 0.043368 | 0 | 0 | 0.050587
LO12Med | NR | RAC | Residential | HVAC | 0.00072281 | 0.00014251 | 5.2725 | 437.252 | Single Family | RAC_CZ3 | 5.5034e-05 | 0.00010982 | 0.00016435 | 0.00021864 | 0.00027268 | 0.00032103 | 0.00035939 | 0.00038977 | 0.00041379 | 0.00047463 | 0.00048503 | 0.00049203 | 0.00049643 | 0.00049819 | 0.00049862 | 0.00049905 | 0.00049509 | 0.0004918 | 0.00048897 | 0.00048631 | 0.0045805 | 0 | 0 | 0 | 0.0079821 | 0.03939 | 0.10049 | 0.69173 | 0.66207 | 0.14507 | 0.020459 | 0 | 0 | 0 | 0 | 0 | 0 | 0.042009 | 0.21069 | 0.16231 | 1.2514 | 1.1373 | 0.68059 | 0.12096 | 0 | 0 | 0.14109
LO12Med | NR | RAC | Residential | HVAC | 0.00044747 | 8.8224e-05 | 3.264 | 721.2593 | Single Family | RAC_CZ2 | 9.526e-05 | 0.00019009 | 0.00028448 | 0.00037845 | 0.00047199 | 0.00055568 | 0.00062208 | 0.00067467 | 0.00071624 | 0.00082156 | 0.00083956 | 0.00085168 | 0.00085929 | 0.00086234 | 0.00086308 | 0.00086382 | 0.00085696 | 0.00085128 | 0.00084638 | 0.00084178 | 0.0079286 | 0 | 0 | 0 | 0.0049415 | 0.024385 | 0.062211 | 0.42823 | 0.40987 | 0.089807 | 0.012665 | 0 | 0 | 0 | 0 | 0 | 0 | 0.026006 | 0.13043 | 0.10048 | 0.77471 | 0.70406 | 0.42133 | 0.07488 | 0 | 0 | 0.087344
LO12Med | NR | RAC | Residential | HVAC | 0.00025916 | 5.1096e-05 | 1.8904 | 1262.9918 | Single Family | RAC_CZ1 | 0.00022462 | 0.00044823 | 0.00067081 | 0.00089239 | 0.001113 | 0.0013103 | 0.0014669 | 0.0015909 | 0.0016889 | 0.0019372 | 0.0019797 | 0.0020083 | 0.0020262 | 0.0020334 | 0.0020352 | 0.0020369 | 0.0020207 | 0.0020073 | 0.0019958 | 0.0019849 | 0.018696 | 0 | 0 | 0 | 0.0028619 | 0.014123 | 0.036031 | 0.24801 | 0.23738 | 0.052013 | 0.0073354 | 0 | 0 | 0 | 0 | 0 | 0 | 0.015062 | 0.075543 | 0.058195 | 0.44869 | 0.40777 | 0.24402 | 0.043368 | 0 | 0 | 0.050587
LO12Med | NR | RAC | Residential | HVAC | 0.00072281 | 0.00014251 | 5.2725 | 437.252 | Multifamily - Low Rise | RAC_CZ3 | 2.2134e-05 | 4.4168e-05 | 6.6102e-05 | 8.7936e-05 | 0.00010967 | 0.00012912 | 0.00014454 | 0.00015676 | 0.00016642 | 0.00020825 | 0.00021511 | 0.00022061 | 0.00022514 | 0.0002281 | 0.00022985 | 0.00023163 | 0.00023121 | 0.00023117 | 0.00023122 | 0.0002302 | 0.0021592 | 0 | 0 | 0 | 0.0079821 | 0.03939 | 0.10049 | 0.69173 | 0.66207 | 0.14507 | 0.020459 | 0 | 0 | 0 | 0 | 0 | 0 | 0.042009 | 0.21069 | 0.16231 | 1.2514 | 1.1373 | 0.68059 | 0.12096 | 0 | 0 | 0.14109
LO12Med | NR | RAC | Residential | HVAC | 0.00044747 | 8.8224e-05 | 3.264 | 721.2593 | Multifamily - Low Rise | RAC_CZ2 | 0.00012333 | 0.0002461 | 0.00036832 | 0.00048997 | 0.00061107 | 0.00071943 | 0.00080539 | 0.00087348 | 0.0009273 | 0.0011603 | 0.0011986 | 0.0012292 | 0.0012545 | 0.0012709 | 0.0012807 | 0.0012906 | 0.0012883 | 0.0012881 | 0.0012883 | 0.0012827 | 0.012031 | 0 | 0 | 0 | 0.0049415 | 0.024385 | 0.062211 | 0.42823 | 0.40987 | 0.089807 | 0.012665 | 0 | 0 | 0 | 0 | 0 | 0 | 0.026006 | 0.13043 | 0.10048 | 0.77471 | 0.70406 | 0.42133 | 0.07488 | 0 | 0 | 0.087344
LO12Med | NR | RAC | Residential | HVAC | 0.00025916 | 5.1096e-05 | 1.8904 | 1262.9918 | Multifamily - Low Rise | RAC_CZ1 | 0.00020636 | 0.00041177 | 0.00061626 | 0.00081981 | 0.0010224 | 0.0012037 | 0.0013476 | 0.0014615 | 0.0015515 | 0.0019415 | 0.0020054 | 0.0020567 | 0.002099 | 0.0021265 | 0.0021429 | 0.0021594 | 0.0021556 | 0.0021552 | 0.0021556 | 0.0021461 | 0.02013 | 0 | 0 | 0 | 0.0028619 | 0.014123 | 0.036031 | 0.24801 | 0.23738 | 0.052013 | 0.0073354 | 0 | 0 | 0 | 0 | 0 | 0 | 0.015062 | 0.075543 | 0.058195 | 0.44869 | 0.40777 | 0.24402 | 0.043368 | 0 | 0 | 0.050587
LO12Med | NR | RAC | Residential | HVAC | 0.00072281 | 0.00014251 | 5.2725 | 437.252 | Multifamily - High Rise | RAC_CZ3 | 6.5498e-06 | 1.307e-05 | 1.956e-05 | 2.6021e-05 | 3.2453e-05 | 3.8207e-05 | 4.2772e-05 | 4.6388e-05 | 4.9247e-05 | 6.1463e-05 | 6.3429e-05 | 6.5072e-05 | 6.6453e-05 | 6.7387e-05 | 6.7935e-05 | 6.8499e-05 | 6.844e-05 | 6.8466e-05 | 6.8499e-05 | 6.8175e-05 | 0.0006381 | 0 | 0 | 0 | 0.0079821 | 0.03939 | 0.10049 | 0.69173 | 0.66207 | 0.14507 | 0.020459 | 0 | 0 | 0 | 0 | 0 | 0 | 0.042009 | 0.21069 | 0.16231 | 1.2514 | 1.1373 | 0.68059 | 0.12096 | 0 | 0 | 0.14109
LO12Med | NR | RAC | Residential | HVAC | 0.00044747 | 8.8224e-05 | 3.264 | 721.2593 | Multifamily - High Rise | RAC_CZ2 | 3.6495e-05 | 7.2825e-05 | 0.00010899 | 0.00014499 | 0.00018082 | 0.00021289 | 0.00023833 | 0.00025847 | 0.0002744 | 0.00034247 | 0.00035342 | 0.00036258 | 0.00037027 | 0.00037548 | 0.00037853 | 0.00038167 | 0.00038134 | 0.00038149 | 0.00038167 | 0.00037987 | 0.0035554 | 0 | 0 | 0 | 0.0049415 | 0.024385 | 0.062211 | 0.42823 | 0.40987 | 0.089807 | 0.012665 | 0 | 0 | 0 | 0 | 0 | 0 | 0.026006 | 0.13043 | 0.10048 | 0.77471 | 0.70406 | 0.42133 | 0.07488 | 0 | 0 | 0.087344
LO12Med | NR | RAC | Residential | HVAC | 0.00025916 | 5.1096e-05 | 1.8904 | 1262.9918 | Multifamily - High Rise | RAC_CZ1 | 6.1063e-05 | 0.00012185 | 0.00018236 | 0.00024259 | 0.00030255 | 0.0003562 | 0.00039876 | 0.00043247 | 0.00045912 | 0.00057302 | 0.00059134 | 0.00060666 | 0.00061953 | 0.00062824 | 0.00063335 | 0.00063861 | 0.00063806 | 0.0006383 | 0.00063861 | 0.00063559 | 0.0059489 | 0 | 0 | 0 | 0.0028619 | 0.014123 | 0.036031 | 0.24801 | 0.23738 | 0.052013 | 0.0073354 | 0 | 0 | 0 | 0 | 0 | 0 | 0.015062 | 0.075543 | 0.058195 | 0.44869 | 0.40777 | 0.24402 | 0.043368 | 0 | 0 | 0.050587
LO12Med | NR | RAC | Residential | HVAC | 0.00072281 | 0.00014251 | 5.2725 | 437.252 | Manufactured | RAC_CZ3 | 0 | 0 | 0 | 0 | 0 | 0 | 0 | 0 | 0 | 0 | 0 | 0 | 0 | 0 | 0 | 0 | 0 | 0 | 0 | 0 | 0 | 0 | 0 | 0 | 0.0079821 | 0.03939 | 0.10049 | 0.69173 | 0.66207 | 0.14507 | 0.020459 | 0 | 0 | 0 | 0 | 0 | 0 | 0.042009 | 0.21069 | 0.16231 | 1.2514 | 1.1373 | 0.68059 | 0.12096 | 0 | 0 | 0.14109
LO12Med | NR | RAC | Residential | HVAC | 0.00044747 | 8.8224e-05 | 3.264 | 721.2593 | Manufactured | RAC_CZ2 | 2.4052e-06 | 4.759e-06 | 7.0621e-06 | 9.3156e-06 | 1.152e-05 | 1.3448e-05 | 1.4928e-05 | 1.6054e-05 | 1.6899e-05 | 1.8612e-05 | 1.8988e-05 | 1.9213e-05 | 1.9318e-05 | 1.9309e-05 | 1.9231e-05 | 1.9132e-05 | 1.8852e-05 | 1.8591e-05 | 1.8344e-05 | 1.8101e-05 | 0.00016859 | 0 | 0 | 0 | 0.0049415 | 0.024385 | 0.062211 | 0.42823 | 0.40987 | 0.089807 | 0.012665 | 0 | 0 | 0 | 0 | 0 | 0 | 0.026006 | 0.13043 | 0.10048 | 0.77471 | 0.70406 | 0.42133 | 0.07488 | 0 | 0 | 0.087344
LO12Med | NR | RAC | Residential | HVAC | 0.00025916 | 5.1096e-05 | 1.8904 | 1262.9918 | Manufactured | RAC_CZ1 | 9.9199e-07 | 1.9628e-06 | 2.9127e-06 | 3.8421e-06 | 4.7513e-06 | 5.5466e-06 | 6.157e-06 | 6.6211e-06 | 6.9698e-06 | 7.6763e-06 | 7.8315e-06 | 7.9241e-06 | 7.9674e-06 | 7.9638e-06 | 7.9316e-06 | 7.8906e-06 | 7.7753e-06 | 7.6678e-06 | 7.5658e-06 | 7.4655e-06 | 6.9533e-05 | 0 | 0 | 0 | 0.0028619 | 0.014123 | 0.036031 | 0.24801 | 0.23738 | 0.052013 | 0.0073354 | 0 | 0 | 0 | 0 | 0 | 0 | 0.015062 | 0.075543 | 0.058195 | 0.44869 | 0.40777 | 0.24402 | 0.043368 | 0 | 0 | 0.050587
Retro5Med | Retro | ResWx | Residential | HVAC | 0.35476 | 0.42442 | 2221.0547 | 17.562 | Single Family | Attic - R0 to R38 - Heating Zone 2/3 (Electric FAF) | 0.00060274 | 0.00073838 | 0.00090151 | 0.0010441 | 0.0011883 | 0.0013861 | 0.0015171 | 0.0015463 | 0.0014539 | 0.0012469 | 0.00096272 | 0.0006357 | 0.00036828 | 0.00017692 | 7.4679e-05 | 2.7094e-05 | 8.4439e-06 | 1.8362e-06 | 3.0113e-07 | 3.6064e-08 | 0.013425 | 70.1105 | 54.2572 | 47.454 | 24.2908 | 10.0559 | 2.7141 | 3.2108 | 1.5234 | 7.2464 | 27.2831 | 55.2332 | 69.133 | 0 | 305.5932 | 228.5084 | 204.8379 | 134.3818 | 90.6325 | 44.8758 | 32.0824 | 42.4644 | 89.5511 | 150.9838 | 229.6699 | 294.9612 | 1.2579
Retro5Med | Retro | ResWx | Residential | HVAC | 0.1915 | 0.22431 | 1229.693 | 24.7001 | Single Family | Duct Insulation - R0 to R11 - Heating Zone 1 (Electric FAF) | 0.55413 | 0.67883 | 0.82881 | 0.95993 | 1.0924 | 1.2743 | 1.3947 | 1.4216 | 1.3366 | 1.1463 | 0.88508 | 0.58443 | 0.33858 | 0.16265 | 0.068656 | 0.024909 | 0.0077629 | 0.0016881 | 0.00027685 | 3.3156e-05 | 12.3419 | 40.8072 | 31.3952 | 28.0033 | 11.9834 | 7.1012 | 0.1466 | 0.16598 | 0.60127 | 3.6264 | 16.9057 | 32.2006 | 39.011 | 0 | 175.706 | 133.2342 | 122.6784 | 72.7766 | 60.1307 | 18.0438 | 4.2206 | 7.1591 | 34.0157 | 84.4155 | 134.8176 | 170.5473 | 1.0712
Retro5Med | Retro | ResWx | Residential | HVAC | 0.35993 | 0.43061 | 2253.4681 | 25.7936 | Single Family | Attic - R0 to R49 - Heating Zone 2/3 (Electric FAF) | 0.0047333 | 0.0057985 | 0.0070796 | 0.0081996 | 0.0093314 | 0.010885 | 0.011914 | 0.012143 | 0.011417 | 0.0097919 | 0.0075602 | 0.0049921 | 0.0028921 | 0.0013893 | 0.00058645 | 0.00021277 | 6.6309e-05 | 1.442e-05 | 2.3648e-06 | 2.8321e-07 | 0.10542 | 71.1336 | 55.049 | 48.1465 | 24.6453 | 10.2026 | 2.7537 | 3.2576 | 1.5456 | 7.3522 | 27.6813 | 56.0393 | 70.1419 | 0 | 310.0529 | 231.8432 | 207.8272 | 136.3429 | 91.9552 | 45.5307 | 32.5506 | 43.0842 | 90.858 | 153.1872 | 233.0216 | 299.2657 | 1.0611
Retro5Med | Retro | ResWx | Residential | HVAC | 0.23978 | 0.28087 | 1539.7516 | 37.9233 | Single Family | Attic - R0 to R38 - Heating Zone 1 (Electric FAF) | 5.3834e-05 | 6.595e-05 | 8.052e-05 | 9.3259e-05 | 0.00010613 | 0.0001238 | 0.0001355 | 0.00013811 | 0.00012986 | 0.00011137 | 8.5987e-05 | 5.6778e-05 | 3.2893e-05 | 1.5802e-05 | 6.6701e-06 | 2.42e-06 | 7.5418e-07 | 1.64e-07 | 2.6896e-08 | 3.2211e-09 | 0.001199 | 51.0964 | 39.3112 | 35.0641 | 15.0049 | 8.8917 | 0.18357 | 0.20783 | 0.75287 | 4.5407 | 21.1683 | 40.3198 | 48.8474 | 0 | 220.009 | 166.8282 | 153.6109 | 91.1267 | 75.2923 | 22.5934 | 5.2847 | 8.9642 | 42.5925 | 105.7003 | 168.8109 | 213.5497 | 0.85007
Retro5Med | Retro | ResWx | Residential | HVAC | 0.17836 | 0.21225 | 1093.3127 | 62.8805 | Single Family | Attic - R0 to R38 - Heating Zone 2/3 (Zonal or DHP) | 0.002399 | 0.0029389 | 0.0035882 | 0.0041559 | 0.0047296 | 0.0055169 | 0.0060384 | 0.0061546 | 0.0057868 | 0.004963 | 0.0038318 | 0.0025302 | 0.0014658 | 0.00070417 | 0.00029724 | 0.00010784 | 3.3608e-05 | 7.3085e-06 | 1.1986e-06 | 1.4354e-07 | 0.053433 | 35.9042 | 27.2687 | 23.3848 | 11.7991 | 4.8352 | 1.219 | 1.5208 | 0.77508 | 3.3738 | 13.0893 | 27.0817 | 34.7612 | 0 | 160.1894 | 119.0002 | 104.0592 | 65.6296 | 41.93 | 17.248 | 9.2747 | 14.0833 | 38.8062 | 72.1726 | 115.4114 | 150.4953 | 0.62245
Retro5Med | Retro | ResWx | Residential | HVAC | 0.24289 | 0.28451 | 1559.718 | 49.9191 | Single Family | Attic - R0 to R49 - Heating Zone 1 (Electric FAF) | 0.00042208 | 0.00051707 | 0.00063131 | 0.00073119 | 0.00083212 | 0.00097063 | 0.0010624 | 0.0010828 | 0.0010181 | 0.00087318 | 0.00067417 | 0.00044516 | 0.0002579 | 0.00012389 | 5.2296e-05 | 1.8974e-05 | 5.913e-06 | 1.2858e-06 | 2.1088e-07 | 2.5255e-08 | 0.0094009 | 51.759 | 39.821 | 35.5188 | 15.1995 | 9.007 | 0.18595 | 0.21053 | 0.76263 | 4.5996 | 21.4428 | 40.8426 | 49.4808 | 0 | 222.8619 | 168.9915 | 155.6028 | 92.3083 | 76.2686 | 22.8863 | 5.3533 | 9.0804 | 43.1448 | 107.0709 | 171 | 216.3188 | 0.71597
Retro5Med | Retro | ResWx | Residential | HVAC | 0.14281 | 0.17784 | 830.8488 | 89.879 | Single Family | Attic - R0 to R38 - Heating Zone 2/3 (Heat Pump) | 0.00074844 | 0.00091688 | 0.0011195 | 0.0012966 | 0.0014755 | 0.0017212 | 0.0018838 | 0.0019201 | 0.0018054 | 0.0015483 | 0.0011954 | 0.00078938 | 0.00045731 | 0.00021968 | 9.2732e-05 | 3.3644e-05 | 1.0485e-05 | 2.2801e-06 | 3.7393e-07 | 4.4783e-08 | 0.01667 | 30.06 | 19.954 | 15.697 | 7.1781 | 3.0151 | 1.1178 | 1.8545 | 0.89538 | 2.0933 | 8.6108 | 19.6351 | 28.1742 | 0 | 129.7663 | 86.2449 | 72.1703 | 41.7355 | 28.1143 | 17.2491 | 18.0012 | 18.7369 | 29.2871 | 48.7953 | 84.8696 | 117.593 | 0.4915
Retro5Med | Retro | ResWx | Residential | HVAC | 0.18088 | 0.21525 | 1108.7851 | 79.6495 | Single Family | Attic - R0 to R49 - Heating Zone 2/3 (Zonal or DHP) | 0.018831 | 0.023069 | 0.028166 | 0.032622 | 0.037125 | 0.043305 | 0.047398 | 0.048311 | 0.045424 | 0.038957 | 0.030078 | 0.019861 | 0.011506 | 0.0055274 | 0.0023332 | 0.00084651 | 0.00026381 | 5.7368e-05 | 9.4083e-06 | 1.1268e-06 | 0.41942 | 36.4123 | 27.6546 | 23.7157 | 11.9661 | 4.9036 | 1.2363 | 1.5423 | 0.78605 | 3.4215 | 13.2746 | 27.4649 | 35.2531 | 0 | 162.4564 | 120.6843 | 105.5318 | 66.5584 | 42.5234 | 17.4921 | 9.4059 | 14.2826 | 39.3553 | 73.194 | 117.0447 | 152.6251 | 0.52487
Retro5Med | Retro | ResWx | Residential | HVAC | 0.13941 | 0.16679 | 872.8392 | 44.7629 | Single Family | Duct Insulation - R0 to R11 - Heating Zone 2/3 (Electric FAF) | 0.10593 | 0.12976 | 0.15843 | 0.1835 | 0.20883 | 0.24359 | 0.26662 | 0.27175 | 0.25551 | 0.21913 | 0.16919 | 0.11172 | 0.064722 | 0.031092 | 0.013124 | 0.0047616 | 0.0014839 | 0.0003227 | 5.2922e-05 | 6.338e-06 | 2.3593 | 27.5523 | 21.3222 | 18.6486 | 9.5459 | 3.9518 | 1.0666 | 1.2618 | 0.59867 | 2.8477 | 10.7218 | 21.7058 | 27.1682 | 0 | 120.0933 | 89.8002 | 80.498 | 52.8099 | 35.6171 | 17.6355 | 12.6079 | 16.6879 | 35.1922 | 59.3342 | 90.2566 | 115.915 | 0.78002
Retro5Med | Retro | ResWx | Residential | HVAC | 0.14512 | 0.18073 | 844.3172 | 111.6602 | Single Family | Attic - R0 to R49 - Heating Zone 2/3 (Heat Pump) | 0.0058869 | 0.0072117 | 0.008805 | 0.010198 | 0.011606 | 0.013538 | 0.014817 | 0.015103 | 0.0142 | 0.012178 | 0.0094028 | 0.0062088 | 0.0035969 | 0.0017279 | 0.00072939 | 0.00026463 | 8.247e-05 | 1.7934e-05 | 2.9412e-06 | 3.5224e-07 | 0.13112 | 30.5473 | 20.2775 | 15.9515 | 7.2945 | 3.064 | 1.1359 | 1.8846 | 0.90989 | 2.1273 | 8.7504 | 19.9534 | 28.6309 | 0 | 131.8699 | 87.643 | 73.3402 | 42.4121 | 28.57 | 17.5287 | 18.293 | 19.0407 | 29.7619 | 49.5863 | 86.2453 | 119.4992 | 0.41529
Retro5Med | Retro | ResWx | Residential | HVAC | 0.13178 | 0.15681 | 884.8494 | 86.2744 | Single Family | Attic - R0 to R38 - Heating Zone 1 (Heat Pump) | 0.015021 | 0.018401 | 0.022466 | 0.026021 | 0.029613 | 0.034542 | 0.037807 | 0.038535 | 0.036232 | 0.031074 | 0.023992 | 0.015842 | 0.0091778 | 0.0044089 | 0.0018611 | 0.00067521 | 0.00021043 | 4.576e-05 | 7.5045e-06 | 8.9875e-07 | 0.33455 | 28.662 | 20.6828 | 18.1528 | 7.6978 | 4.8466 | 1.9265 | 2.8127 | 1.5323 | 2.3646 | 10.3818 | 21.0656 | 26.3135 | 0 | 125.6906 | 91.0465 | 82.4843 | 49.0446 | 40.1925 | 24.3157 | 20.9983 | 17.9694 | 25.9579 | 53.3151 | 89.9291 | 117.4662 | 0.48311
Retro5Med | Retro | ResWx | Residential | HVAC | 0.14349 | 0.16074 | 930.3425 | 80.1837 | Single Family | Attic - R0 to R38 - Heating Zone 1 (Zonal or DHP) | 0.028495 | 0.034907 | 0.042619 | 0.049362 | 0.056176 | 0.065527 | 0.071721 | 0.073102 | 0.068733 | 0.058948 | 0.045513 | 0.030053 | 0.01741 | 0.0083638 | 0.0035305 | 0.0012809 | 0.00039919 | 8.6807e-05 | 1.4236e-05 | 1.705e-06 | 0.63465 | 30.0406 | 22.7796 | 20.3017 | 8.7271 | 5.1736 | 0.96749 | 1.3739 | 1.0504 | 2.656 | 12.1193 | 23.2859 | 28.6116 | 0 | 133.6526 | 100.3324 | 91.887 | 53.4536 | 43.8995 | 16.3507 | 8.2963 | 9.0694 | 25.8119 | 61.352 | 100.4615 | 128.6882 | 0.51175
Retro5Med | Retro | ResWx | Residential | HVAC | 0.29857 | 0.35719 | 1869.2587 | 43.6361 | Single Family | Wall - R0 to R11 - Heating Zone 2/3 (Electric FAF) | 0.003863 | 0.0047324 | 0.0057779 | 0.006692 | 0.0076158 | 0.0088836 | 0.0097233 | 0.0099105 | 0.0093182 | 0.0079916 | 0.0061702 | 0.0040743 | 0.0023603 | 0.0011339 | 0.00047863 | 0.00017365 | 5.4118e-05 | 1.1768e-05 | 1.93e-06 | 2.3114e-07 | 0.08604 | 59.0056 | 45.6633 | 39.9377 | 20.4434 | 8.4631 | 2.2842 | 2.7022 | 1.2821 | 6.0987 | 22.9617 | 46.4847 | 58.1829 | 0 | 257.1898 | 192.3146 | 172.3933 | 113.0969 | 76.2771 | 37.7678 | 27.0008 | 35.7384 | 75.367 | 127.0692 | 193.2922 | 248.2418 | 0.79249
Retro5Med | Retro | ResWx | Residential | HVAC | 0.19916 | 0.23701 | 1220.863 | 80.5852 | Single Family | Wall - R0 to R11 - Heating Zone 2/3 (Zonal or DHP) | 0.19242 | 0.23572 | 0.2878 | 0.33333 | 0.37935 | 0.4425 | 0.48432 | 0.49365 | 0.46415 | 0.39807 | 0.30734 | 0.20294 | 0.11757 | 0.056479 | 0.023841 | 0.0086497 | 0.0026956 | 0.00058619 | 9.6135e-05 | 1.1513e-05 | 4.2857 | 40.0929 | 30.45 | 26.1129 | 13.1756 | 5.3993 | 1.3612 | 1.6982 | 0.86551 | 3.7674 | 14.6164 | 30.2411 | 38.8166 | 0 | 178.8777 | 132.8832 | 116.1991 | 73.2862 | 46.8218 | 19.2602 | 10.3567 | 15.7263 | 43.3334 | 80.5926 | 128.8758 | 168.0527 | 0.52031
Retro5Med | Retro | ResWx | Residential | HVAC | 0.1335 | 0.15886 | 896.4292 | 107.1331 | Single Family | Attic - R0 to R49 - Heating Zone 1 (Heat Pump) | 0.11778 | 0.14429 | 0.17617 | 0.20404 | 0.2322 | 0.27086 | 0.29646 | 0.30216 | 0.28411 | 0.24366 | 0.18813 | 0.12422 | 0.071966 | 0.034571 | 0.014593 | 0.0052946 | 0.00165 | 0.00035881 | 5.8845e-05 | 7.0474e-06 | 2.6233 | 29.0371 | 20.9535 | 18.3904 | 7.7986 | 4.9101 | 1.9517 | 2.8495 | 1.5524 | 2.3955 | 10.5176 | 21.3413 | 26.6579 | 0 | 127.3355 | 92.238 | 83.5637 | 49.6864 | 40.7185 | 24.6339 | 21.2731 | 18.2046 | 26.2977 | 54.0128 | 91.106 | 119.0035 | 0.40695
Retro5Med | Retro | ResWx | Residential | HVAC | 0.14561 | 0.16311 | 944.049 | 99.8183 | Single Family | Attic - R0 to R49 - Heating Zone 1 (Zonal or DHP) | 0.2238 | 0.27416 | 0.33473 | 0.38769 | 0.44121 | 0.51465 | 0.5633 | 0.57415 | 0.53983 | 0.46298 | 0.35746 | 0.23604 | 0.13674 | 0.06569 | 0.027729 | 0.01006 | 0.0031352 | 0.00068179 | 0.00011181 | 1.3391e-05 | 4.9846 | 30.4832 | 23.1152 | 20.6008 | 8.8557 | 5.2498 | 0.98174 | 1.3942 | 1.0659 | 2.6952 | 12.2979 | 23.629 | 29.0331 | 0 | 135.6217 | 101.8106 | 93.2408 | 54.2411 | 44.5462 | 16.5916 | 8.4185 | 9.203 | 26.1922 | 62.2559 | 101.9416 | 130.5841 | 0.43177
Retro5Med | Retro | ResWx | Residential | HVAC | 0.093153 | 0.11086 | 571.0275 | 109.0576 | Single Family | Floor - R0 to R19 - Heating Zone 2/3 (Zonal or DHP) | 0.06301 | 0.07719 | 0.094244 | 0.10915 | 0.12422 | 0.1449 | 0.1586 | 0.16165 | 0.15199 | 0.13035 | 0.10064 | 0.066456 | 0.0385 | 0.018495 | 0.0078069 | 0.0028324 | 0.00088272 | 0.00019196 | 3.148e-05 | 3.7701e-06 | 1.4034 | 18.7524 | 14.2422 | 12.2137 | 6.1626 | 2.5254 | 0.63668 | 0.79429 | 0.40482 | 1.7621 | 6.8364 | 14.1445 | 18.1555 | 0 | 83.6655 | 62.1527 | 54.3492 | 34.2778 | 21.8997 | 9.0085 | 4.8441 | 7.3556 | 20.2681 | 37.6951 | 60.2784 | 78.6024 | 0.41168
Retro5Med | Retro | ResWx | Residential | HVAC | 0.10114 | 0.12036 | 619.9801 | 119.9381 | Single Family | Floor - R0 to R25 - Heating Zone 2/3 (Zonal or DHP) | 0.11232 | 0.1376 | 0.168 | 0.19458 | 0.22144 | 0.2583 | 0.28271 | 0.28816 | 0.27094 | 0.23236 | 0.1794 | 0.11846 | 0.068629 | 0.032969 | 0.013917 | 0.0050491 | 0.0015735 | 0.00034218 | 5.6117e-05 | 6.7206e-06 | 2.5017 | 20.36 | 15.4632 | 13.2607 | 6.6909 | 2.7419 | 0.69126 | 0.86238 | 0.43952 | 1.9131 | 7.4225 | 15.3571 | 19.7119 | 0 | 90.8379 | 67.4809 | 59.0084 | 37.2163 | 23.7771 | 9.7808 | 5.2593 | 7.9862 | 22.0056 | 40.9266 | 65.4458 | 85.3407 | 0.38126
Retro5Med | Retro | ResWx | Residential | HVAC | 0.095063 | 0.11313 | 582.7307 | 107.6084 | Single Family | Attic - R11 to R38 - Heating Zone 2/3 (Zonal or DHP) | 0.014795 | 0.018125 | 0.022129 | 0.02563 | 0.029168 | 0.034023 | 0.037239 | 0.037956 | 0.035688 | 0.030607 | 0.023631 | 0.015604 | 0.0090399 | 0.0043426 | 0.0018331 | 0.00066507 | 0.00020727 | 4.5072e-05 | 7.3917e-06 | 8.8524e-07 | 0.32952 | 19.1368 | 14.5341 | 12.464 | 6.2889 | 2.5771 | 0.64973 | 0.81056 | 0.41312 | 1.7982 | 6.9766 | 14.4344 | 18.5276 | 0 | 85.3802 | 63.4266 | 55.4631 | 34.9803 | 22.3485 | 9.1931 | 4.9434 | 7.5063 | 20.6835 | 38.4677 | 61.5138 | 80.2133 | 0.4161
Retro5Med | Retro | ResWx | Residential | HVAC | 0.10614 | 0.1263 | 650.6058 | 138.7931 | Single Family | Floor - R0 to R30 - Heating Zone 2/3 (Zonal or DHP) | 0.064408 | 0.078903 | 0.096335 | 0.11158 | 0.12698 | 0.14812 | 0.16212 | 0.16524 | 0.15536 | 0.13324 | 0.10288 | 0.067931 | 0.039354 | 0.018905 | 0.0079802 | 0.0028953 | 0.00090231 | 0.00019622 | 3.2179e-05 | 3.8538e-06 | 1.4345 | 21.3658 | 16.227 | 13.9157 | 7.0214 | 2.8773 | 0.72541 | 0.90498 | 0.46124 | 2.0077 | 7.7892 | 16.1157 | 20.6856 | 0 | 95.3251 | 70.8143 | 61.9233 | 39.0547 | 24.9516 | 10.2639 | 5.5191 | 8.3807 | 23.0927 | 42.9483 | 68.6787 | 89.5564 | 0.33799
Retro5Med | Retro | ResWx | Residential | HVAC | 0.13881 | 0.16259 | 891.3444 | 121.6701 | Single Family | Wall - R0 to R11 - Heating Zone 1 (Electric FAF) | 0.0094719 | 0.011604 | 0.014167 | 0.016408 | 0.018673 | 0.021782 | 0.023841 | 0.0243 | 0.022848 | 0.019595 | 0.015129 | 0.0099899 | 0.0057874 | 0.0027802 | 0.0011736 | 0.00042578 | 0.00013269 | 2.8856e-05 | 4.7323e-06 | 5.6674e-07 | 0.21096 | 29.5791 | 22.7568 | 20.2982 | 8.6862 | 5.1473 | 0.10627 | 0.12031 | 0.43583 | 2.6286 | 12.2541 | 23.3406 | 28.2772 | 0 | 127.3607 | 96.5749 | 88.9236 | 52.7522 | 43.5858 | 13.079 | 3.0593 | 5.1893 | 24.6563 | 61.1887 | 97.7227 | 123.6214 | 0.36838
Retro5Med | Retro | ResWx | Residential | HVAC | 0.099283 | 0.11815 | 608.6014 | 134.7169 | Single Family | Attic - R11 to R49 - Heating Zone 2/3 (Zonal or DHP) | 0.1196 | 0.14651 | 0.17888 | 0.20718 | 0.23578 | 0.27503 | 0.30103 | 0.30682 | 0.28849 | 0.24741 | 0.19103 | 0.12614 | 0.073075 | 0.035104 | 0.014818 | 0.0053762 | 0.0016755 | 0.00036434 | 5.9752e-05 | 7.156e-06 | 2.6637 | 19.9864 | 15.1794 | 13.0173 | 6.5681 | 2.6916 | 0.67857 | 0.84655 | 0.43146 | 1.878 | 7.2863 | 15.0752 | 19.3501 | 0 | 89.1707 | 66.2424 | 57.9254 | 36.5332 | 23.3407 | 9.6012 | 5.1628 | 7.8396 | 21.6018 | 40.1755 | 64.2447 | 83.7745 | 0.34649
Retro5Med | Retro | ResWx | Residential | HVAC | 0.17489 | 0.20923 | 1094.9193 | 121.6491 | Single Family | Low-E storm window SP - Heating Zone 2/3 (Electric FAF) | 0.026464 | 0.03242 | 0.039583 | 0.045845 | 0.052173 | 0.060858 | 0.066611 | 0.067893 | 0.063836 | 0.054748 | 0.04227 | 0.027912 | 0.01617 | 0.0077679 | 0.0032789 | 0.0011896 | 0.00037074 | 8.0622e-05 | 1.3222e-05 | 1.5835e-06 | 0.58943 | 34.5625 | 26.7473 | 23.3935 | 11.9747 | 4.9573 | 1.338 | 1.5828 | 0.75099 | 3.5723 | 13.4498 | 27.2285 | 34.0807 | 0 | 150.6491 | 112.6484 | 100.9795 | 66.2466 | 44.6793 | 22.1225 | 15.8158 | 20.9338 | 44.1463 | 74.4309 | 113.221 | 145.4078 | 0.37612
Retro5Med | Retro | ResWx | Residential | HVAC | 0.069967 | 0.078376 | 453.6313 | 145.8534 | Single Family | Floor - R0 to R19 - Heating Zone 1 (Zonal or DHP) | 0.14633 | 0.17926 | 0.21887 | 0.25349 | 0.28848 | 0.33651 | 0.36831 | 0.37541 | 0.35297 | 0.30272 | 0.23373 | 0.15433 | 0.089409 | 0.042951 | 0.01813 | 0.0065779 | 0.00205 | 0.00044579 | 7.3108e-05 | 8.7556e-06 | 3.2592 | 14.6477 | 11.1072 | 9.899 | 4.2553 | 2.5226 | 0.47174 | 0.66992 | 0.51219 | 1.2951 | 5.9093 | 11.3541 | 13.9509 | 0 | 65.1685 | 48.9217 | 44.8037 | 26.0637 | 21.4052 | 7.9726 | 4.0452 | 4.4222 | 12.5858 | 29.915 | 48.9846 | 62.7478 | 0.31599
Retro5Med | Retro | ResWx | Residential | HVAC | 0.075921 | 0.085046 | 492.2377 | 159.6559 | Single Family | Floor - R0 to R25 - Heating Zone 1 (Zonal or DHP) | 0.2607 | 0.31937 | 0.38993 | 0.45162 | 0.51396 | 0.59951 | 0.65618 | 0.66881 | 0.62884 | 0.53932 | 0.4164 | 0.27496 | 0.15929 | 0.076521 | 0.032301 | 0.011719 | 0.0036522 | 0.0007942 | 0.00013025 | 1.5599e-05 | 5.8065 | 15.8943 | 12.0525 | 10.7415 | 4.6174 | 2.7373 | 0.51189 | 0.72694 | 0.55578 | 1.4053 | 6.4123 | 12.3204 | 15.1382 | 0 | 70.7147 | 53.0852 | 48.6168 | 28.2819 | 23.2269 | 8.6511 | 4.3895 | 4.7985 | 13.6569 | 32.4609 | 53.1535 | 68.088 | 0.29247
Retro5Med | Retro | ResWx | Residential | HVAC | 0.10511 | 0.12575 | 658.0829 | 91.4964 | Single Family | Floor - R0 to R19 - Heating Zone 2/3 (Electric FAF) | 0.0053766 | 0.0065866 | 0.0080418 | 0.0093141 | 0.0106 | 0.012364 | 0.013533 | 0.013794 | 0.012969 | 0.011123 | 0.0085878 | 0.0056707 | 0.0032852 | 0.0015782 | 0.00066616 | 0.00024169 | 7.5322e-05 | 1.638e-05 | 2.6862e-06 | 3.2171e-07 | 0.11975 | 20.7732 | 16.076 | 14.0603 | 7.1972 | 2.9795 | 0.80416 | 0.95133 | 0.45137 | 2.1471 | 8.0838 | 16.3652 | 20.4836 | 0 | 90.5451 | 67.7054 | 60.692 | 39.8164 | 26.8538 | 13.2964 | 9.5058 | 12.5819 | 26.5334 | 44.7354 | 68.0496 | 87.3949 | 0.47197
Retro5Med | Retro | ResWx | Residential | HVAC | 0.095971 | 0.11482 | 600.8543 | 104.018 | Single Family | Attic - R11 to R38 - Heating Zone 2/3 (Electric FAF) | 0.0035284 | 0.0043225 | 0.0052774 | 0.0061123 | 0.0069561 | 0.008114 | 0.008881 | 0.0090519 | 0.008511 | 0.0072993 | 0.0056357 | 0.0037214 | 0.0021559 | 0.0010357 | 0.00043717 | 0.00015861 | 4.943e-05 | 1.0749e-05 | 1.7628e-06 | 2.1112e-07 | 0.078587 | 18.9667 | 14.678 | 12.8376 | 6.5713 | 2.7204 | 0.73423 | 0.8686 | 0.41212 | 1.9604 | 7.3808 | 14.9421 | 18.7023 | 0 | 82.6711 | 61.8176 | 55.4141 | 36.3539 | 24.5185 | 12.1401 | 8.6791 | 11.4878 | 24.226 | 40.8451 | 62.1318 | 79.7948 | 0.4268
Retro5Med | Retro | ResWx | Residential | HVAC | 0.11309 | 0.12668 | 733.2078 | 153.854 | Single Family | Wall - R0 to R11 - Heating Zone 1 (Zonal or DHP) | 0.34722 | 0.42537 | 0.51934 | 0.6015 | 0.68453 | 0.79849 | 0.87396 | 0.89079 | 0.83755 | 0.71831 | 0.5546 | 0.36621 | 0.21216 | 0.10192 | 0.043021 | 0.015608 | 0.0048643 | 0.0010578 | 0.00017348 | 2.0776e-05 | 7.7336 | 23.6752 | 17.9527 | 15.9999 | 6.8779 | 4.0773 | 0.76248 | 1.0828 | 0.82786 | 2.0932 | 9.5513 | 18.3518 | 22.5489 | 0 | 105.3323 | 79.0725 | 72.4167 | 42.127 | 34.5974 | 12.8861 | 6.5384 | 7.1476 | 20.3425 | 48.3518 | 79.1742 | 101.4198 | 0.30192
Retro5Med | Retro | ResWx | Residential | HVAC | 0.060126 | 0.074877 | 349.8119 | 195.9525 | Single Family | Attic - R11 to R38 - Heating Zone 2/3 (Heat Pump) | 0.0047913 | 0.0058696 | 0.0071663 | 0.0083001 | 0.0094458 | 0.011018 | 0.01206 | 0.012292 | 0.011557 | 0.0099119 | 0.0076528 | 0.0050533 | 0.0029275 | 0.0014063 | 0.00059364 | 0.00021538 | 6.7122e-05 | 1.4596e-05 | 2.3938e-06 | 2.8668e-07 | 0.10671 | 12.6561 | 8.4012 | 6.6089 | 3.0222 | 1.2695 | 0.47061 | 0.7808 | 0.37698 | 0.88136 | 3.6254 | 8.267 | 11.8622 | 0 | 54.6355 | 36.3117 | 30.3858 | 17.5719 | 11.8369 | 7.2624 | 7.579 | 7.8888 | 12.3307 | 20.5443 | 35.7326 | 49.5101 | 0.25954
Retro5Med | Retro | ResWx | Residential | HVAC | 0.079667 | 0.089242 | 516.5215 | 183.4169 | Single Family | Floor - R0 to R30 - Heating Zone 1 (Zonal or DHP) | 0.14948 | 0.18312 | 0.22358 | 0.25895 | 0.2947 | 0.34376 | 0.37625 | 0.38349 | 0.36058 | 0.30924 | 0.23876 | 0.15766 | 0.091335 | 0.043876 | 0.018521 | 0.0067196 | 0.0020941 | 0.00045539 | 7.4683e-05 | 8.9442e-06 | 3.3294 | 16.6784 | 12.6471 | 11.2714 | 4.8452 | 2.8723 | 0.53715 | 0.7628 | 0.5832 | 1.4746 | 6.7286 | 12.9282 | 15.885 | 0 | 74.2033 | 55.7041 | 51.0152 | 29.6772 | 24.3728 | 9.0779 | 4.6061 | 5.0353 | 14.3306 | 34.0623 | 55.7757 | 71.447 | 0.25926
Retro5Med | Retro | ResWx | Residential | HVAC | 0.1133 | 0.13554 | 709.3185 | 101.8707 | Single Family | Floor - R0 to R25 - Heating Zone 2/3 (Electric FAF) | 0.0095149 | 0.011656 | 0.014231 | 0.016483 | 0.018758 | 0.021881 | 0.023949 | 0.02441 | 0.022951 | 0.019684 | 0.015198 | 0.010035 | 0.0058137 | 0.0027928 | 0.0011789 | 0.00042771 | 0.0001333 | 2.8986e-05 | 4.7537e-06 | 5.6931e-07 | 0.21192 | 22.3906 | 17.3276 | 15.1549 | 7.7575 | 3.2115 | 0.86677 | 1.0254 | 0.48651 | 2.3142 | 8.7132 | 17.6393 | 22.0784 | 0 | 97.5946 | 72.9767 | 65.4173 | 42.9163 | 28.9445 | 14.3316 | 10.2459 | 13.5615 | 28.5991 | 48.2183 | 73.3476 | 94.1991 | 0.43392
Retro5Med | Retro | ResWx | Residential | HVAC | 0.12507 | 0.14963 | 783.0405 | 180.7902 | Single Family | Low-E storm window DP - Heating Zone 2/3 (Electric FAF) | 0.037422 | 0.045844 | 0.055973 | 0.064828 | 0.073777 | 0.086058 | 0.094193 | 0.096006 | 0.090269 | 0.077417 | 0.059773 | 0.039469 | 0.022865 | 0.010984 | 0.0046366 | 0.0016822 | 0.00052426 | 0.00011401 | 1.8697e-05 | 2.2391e-06 | 0.8335 | 24.7177 | 19.1286 | 16.7301 | 8.5638 | 3.5452 | 0.95685 | 1.132 | 0.53708 | 2.5548 | 9.6188 | 19.4727 | 24.3731 | 0 | 107.7379 | 80.5614 | 72.2163 | 47.3768 | 31.9528 | 15.8211 | 11.3108 | 14.971 | 31.5716 | 53.2298 | 80.9709 | 103.9896 | 0.26899
Retro5Med | Retro | ResWx | Residential | HVAC | 0.063433 | 0.074303 | 407.3347 | 166.9014 | Single Family | Attic - R11 to R38 - Heating Zone 1 (Electric FAF) | 0.010328 | 0.012652 | 0.015447 | 0.017891 | 0.020361 | 0.02375 | 0.025995 | 0.026496 | 0.024912 | 0.021366 | 0.016496 | 0.010893 | 0.0063104 | 0.0030314 | 0.0012796 | 0.00046426 | 0.00014468 | 3.1463e-05 | 5.1599e-06 | 6.1796e-07 | 0.23003 | 13.5173 | 10.3996 | 9.2761 | 3.9695 | 2.3523 | 0.048563 | 0.054982 | 0.19917 | 1.2012 | 5.6 | 10.6664 | 12.9224 | 0 | 58.2024 | 44.1337 | 40.6371 | 24.1072 | 19.9182 | 5.977 | 1.3981 | 2.3714 | 11.2677 | 27.9626 | 44.6582 | 56.4937 | 0.28205
Retro5Med | Retro | ResWx | Residential | HVAC | 0.058363 | 0.065378 | 378.3979 | 181.9706 | Single Family | Attic - R11 to R38 - Heating Zone 1 (Zonal or DHP) | 0.03733 | 0.045731 | 0.055834 | 0.064667 | 0.073594 | 0.085844 | 0.093959 | 0.095768 | 0.090045 | 0.077225 | 0.059624 | 0.039371 | 0.022809 | 0.010957 | 0.0046251 | 0.0016781 | 0.00052296 | 0.00011372 | 1.865e-05 | 2.2336e-06 | 0.83143 | 12.2184 | 9.2651 | 8.2573 | 3.5496 | 2.1042 | 0.39351 | 0.55882 | 0.42724 | 1.0803 | 4.9293 | 9.4711 | 11.6372 | 0 | 54.3605 | 40.8082 | 37.3732 | 21.7411 | 17.8552 | 6.6503 | 3.3744 | 3.6888 | 10.4985 | 24.9537 | 40.8607 | 52.3413 | 0.26106
Retro5Med | Retro | ResWx | Residential | HVAC | 0.10186 | 0.12186 | 637.7139 | 127.7992 | Single Family | Attic - R11 to R49 - Heating Zone 2/3 (Electric FAF) | 0.028985 | 0.035508 | 0.043353 | 0.050212 | 0.057143 | 0.066655 | 0.072956 | 0.07436 | 0.069916 | 0.059963 | 0.046296 | 0.03057 | 0.01771 | 0.0085077 | 0.0035913 | 0.0013029 | 0.00040606 | 8.8301e-05 | 1.4481e-05 | 1.7343e-06 | 0.64558 | 20.1303 | 15.5784 | 13.6251 | 6.9744 | 2.8873 | 0.77927 | 0.92189 | 0.4374 | 2.0806 | 7.8336 | 15.8587 | 19.8496 | 0 | 87.7426 | 65.6098 | 58.8135 | 38.584 | 26.0226 | 12.8848 | 9.2116 | 12.1925 | 25.7121 | 43.3508 | 65.9433 | 84.6899 | 0.36117
Retro5Med | Retro | ResWx | Residential | HVAC | 0.19007 | 0.22619 | 1165.1049 | 112.2249 | Single Family | Low-E storm window DP - Heating Zone 2/3 (Zonal or DHP) | 0.25385 | 0.31098 | 0.37968 | 0.43975 | 0.50045 | 0.58376 | 0.63894 | 0.65124 | 0.61232 | 0.52515 | 0.40546 | 0.26773 | 0.1551 | 0.07451 | 0.031452 | 0.011411 | 0.0035562 | 0.00077333 | 0.00012683 | 1.5189e-05 | 5.6539 | 38.2618 | 29.0593 | 24.9203 | 12.5739 | 5.1527 | 1.2991 | 1.6206 | 0.82598 | 3.5953 | 13.9488 | 28.86 | 37.0438 | 0 | 170.7082 | 126.8143 | 110.8922 | 69.9391 | 44.6834 | 18.3806 | 9.8837 | 15.0081 | 41.3544 | 76.9118 | 122.9899 | 160.3776 | 0.40234
Retro5Med | Retro | ResWx | Residential | HVAC | 0.11833 | 0.14156 | 740.8234 | 119.0435 | Single Family | Floor - R0 to R30 - Heating Zone 2/3 (Electric FAF) | 0.0054302 | 0.0066523 | 0.0081219 | 0.0094069 | 0.010705 | 0.012487 | 0.013668 | 0.013931 | 0.013098 | 0.011234 | 0.0086733 | 0.0057272 | 0.0033179 | 0.0015939 | 0.0006728 | 0.0002441 | 7.6073e-05 | 1.6543e-05 | 2.713e-06 | 3.2491e-07 | 0.12094 | 23.385 | 18.0973 | 15.8281 | 8.1021 | 3.3541 | 0.90526 | 1.0709 | 0.50812 | 2.417 | 9.1002 | 18.4228 | 23.059 | 0 | 101.9293 | 76.218 | 68.3228 | 44.8225 | 30.2301 | 14.9681 | 10.701 | 14.1638 | 29.8694 | 50.36 | 76.6054 | 98.3831 | 0.38284
Retro5Med | Retro | ResWx | Residential | HVAC | 0.06331 | 0.078843 | 368.3365 | 238.9165 | Single Family | Attic - R11 to R49 - Heating Zone 2/3 (Heat Pump) | 0.039048 | 0.047836 | 0.058405 | 0.067645 | 0.076982 | 0.089797 | 0.098285 | 0.10018 | 0.09419 | 0.080781 | 0.06237 | 0.041184 | 0.023859 | 0.011462 | 0.0048381 | 0.0017553 | 0.00054704 | 0.00011896 | 1.9509e-05 | 2.3364e-06 | 0.86971 | 13.3264 | 8.8461 | 6.9589 | 3.1822 | 1.3367 | 0.49554 | 0.82214 | 0.39694 | 0.92803 | 3.8174 | 8.7047 | 12.4903 | 0 | 57.5287 | 38.2346 | 31.9949 | 18.5024 | 12.4638 | 7.6469 | 7.9804 | 8.3066 | 12.9837 | 21.6322 | 37.6248 | 52.132 | 0.21789
Retro5Med | Retro | ResWx | Residential | HVAC | 0.10734 | 0.13368 | 624.5086 | 182.1282 | Single Family | Wall - R0 to R11 - Heating Zone 2/3 (Heat Pump) | 0.010264 | 0.012574 | 0.015352 | 0.017781 | 0.020236 | 0.023604 | 0.025836 | 0.026333 | 0.024759 | 0.021234 | 0.016395 | 0.010826 | 0.0062716 | 0.0030128 | 0.0012718 | 0.00046141 | 0.0001438 | 3.127e-05 | 5.1282e-06 | 6.1416e-07 | 0.22862 | 22.5946 | 14.9985 | 11.7987 | 5.3954 | 2.2663 | 0.84017 | 1.3939 | 0.67301 | 1.5735 | 6.4723 | 14.7588 | 21.1772 | 0 | 97.539 | 64.8261 | 54.2469 | 31.3705 | 21.1321 | 12.9653 | 13.5306 | 14.0836 | 22.0137 | 36.6771 | 63.7923 | 88.3889 | 0.27655
Retro5Med | Retro | ResWx | Residential | HVAC | 0.084896 | 0.10103 | 520.4091 | 285.093 | Single Family | Low-E storm window SP - Heating Zone 2/3 (Zonal or DHP) | 0.048484 | 0.059395 | 0.072517 | 0.08399 | 0.095583 | 0.11149 | 0.12203 | 0.12438 | 0.11695 | 0.1003 | 0.07744 | 0.051135 | 0.029624 | 0.014231 | 0.0060071 | 0.0021794 | 0.00067922 | 0.0001477 | 2.4223e-05 | 2.901e-06 | 1.0799 | 17.0901 | 12.9797 | 11.131 | 5.6163 | 2.3015 | 0.58024 | 0.72388 | 0.36893 | 1.6059 | 6.2304 | 12.8907 | 16.5461 | 0 | 76.249 | 56.6432 | 49.5314 | 31.2392 | 19.9584 | 8.2099 | 4.4147 | 6.7035 | 18.4715 | 34.3537 | 54.935 | 71.6347 | 0.17971
Retro5Med | Retro | ResWx | Residential | HVAC | 0.06796 | 0.084634 | 395.3923 | 129.2484 | Single Family | Duct Insulation - R0 to R11 - Heating Zone 2/3 (Heat Pump) | 0.088139 | 0.10797 | 0.13183 | 0.15269 | 0.17376 | 0.20269 | 0.22185 | 0.22612 | 0.2126 | 0.18234 | 0.14078 | 0.092959 | 0.053854 | 0.025871 | 0.01092 | 0.0039621 | 0.0012348 | 0.00026851 | 4.4035e-05 | 5.2737e-06 | 1.9631 | 14.3052 | 9.4959 | 7.4701 | 3.416 | 1.4349 | 0.53194 | 0.88253 | 0.4261 | 0.9962 | 4.0978 | 9.3441 | 13.4078 | 0 | 61.7544 | 41.0431 | 34.3451 | 19.8615 | 13.3793 | 8.2086 | 8.5666 | 8.9167 | 13.9374 | 23.2212 | 40.3885 | 55.9613 | 0.36907
Retro5Med | Retro | ResWx | Residential | HVAC | 0.083447 | 0.097745 | 535.8498 | 277.2857 | Single Family | Low-E storm window DP - Heating Zone 1 (Electric FAF) | 0.063001 | 0.07718 | 0.094231 | 0.10914 | 0.1242 | 0.14488 | 0.15858 | 0.16163 | 0.15197 | 0.13033 | 0.10063 | 0.066447 | 0.038494 | 0.018492 | 0.0078059 | 0.0028321 | 0.0008826 | 0.00019193 | 3.1476e-05 | 3.7696e-06 | 1.4032 | 17.7821 | 13.6807 | 12.2027 | 5.2219 | 3.0944 | 0.063884 | 0.072329 | 0.26201 | 1.5802 | 7.3668 | 14.0317 | 16.9994 | 0 | 76.5655 | 58.058 | 53.4582 | 31.713 | 26.2025 | 7.8627 | 1.8391 | 3.1196 | 14.8226 | 36.7848 | 58.748 | 74.3175 | 0.17944
Retro5Med | Retro | ResWx | Residential | HVAC | 0.067141 | 0.078645 | 431.1412 | 202.6059 | Single Family | Attic - R11 to R49 - Heating Zone 1 (Electric FAF) | 0.08461 | 0.10365 | 0.12655 | 0.14657 | 0.1668 | 0.19457 | 0.21296 | 0.21706 | 0.20409 | 0.17503 | 0.13514 | 0.089237 | 0.051697 | 0.024835 | 0.010483 | 0.0038034 | 0.0011853 | 0.00025776 | 4.2272e-05 | 5.0625e-06 | 1.8845 | 14.3074 | 11.0074 | 9.8182 | 4.2015 | 2.4897 | 0.051401 | 0.058195 | 0.21081 | 1.2714 | 5.9273 | 11.2898 | 13.6776 | 0 | 61.6041 | 46.7131 | 43.0121 | 25.5161 | 21.0824 | 6.3263 | 1.4798 | 2.51 | 11.9262 | 29.5968 | 47.2682 | 59.7954 | 0.23803
Retro5Med | Retro | ResWx | Residential | HVAC | 0.061019 | 0.068353 | 395.619 | 223.4514 | Single Family | Attic - R11 to R49 - Heating Zone 1 (Zonal or DHP) | 0.30208 | 0.37007 | 0.45182 | 0.5233 | 0.59554 | 0.69468 | 0.76034 | 0.77498 | 0.72866 | 0.62493 | 0.4825 | 0.3186 | 0.18457 | 0.088667 | 0.037428 | 0.013579 | 0.0042319 | 0.00092027 | 0.00015092 | 1.8075e-05 | 6.7282 | 12.7745 | 9.6868 | 8.6331 | 3.7111 | 2.2 | 0.41142 | 0.58425 | 0.44669 | 1.1294 | 5.1536 | 9.9021 | 12.1668 | 0 | 56.8345 | 42.6654 | 39.0741 | 22.7306 | 18.6678 | 6.953 | 3.5279 | 3.8567 | 10.9763 | 26.0893 | 42.7203 | 54.7234 | 0.21762
Retro5Med | Retro | ResWx | Residential | HVAC | 0.091552 | 0.10256 | 593.583 | 248.0838 | Single Family | Low-E storm window DP - Heating Zone 1 (Zonal or DHP) | 0.4808 | 0.589 | 0.71913 | 0.8329 | 0.94787 | 1.1057 | 1.2102 | 1.2335 | 1.1598 | 0.99465 | 0.76795 | 0.50709 | 0.29377 | 0.14112 | 0.059571 | 0.021613 | 0.0067356 | 0.0014647 | 0.00024021 | 2.8768e-05 | 10.7087 | 19.1667 | 14.534 | 12.953 | 5.5681 | 3.3009 | 0.61728 | 0.87661 | 0.67021 | 1.6946 | 7.7325 | 14.857 | 18.2549 | 0 | 85.2739 | 64.0147 | 58.6263 | 34.1048 | 28.009 | 10.4322 | 5.2933 | 5.7865 | 16.4687 | 39.1442 | 64.0971 | 82.1065 | 0.19805
Retro5Med | Retro | ResWx | Residential | HVAC | 0.08532 | 0.095574 | 553.1726 | 268.0926 | Single Family | Low-E storm window SP - Heating Zone 1 (Zonal or DHP) | 0.27817 | 0.34078 | 0.41606 | 0.48189 | 0.54841 | 0.6397 | 0.70016 | 0.71364 | 0.671 | 0.57547 | 0.44431 | 0.29339 | 0.16997 | 0.08165 | 0.034466 | 0.012505 | 0.003897 | 0.00084744 | 0.00013898 | 1.6644e-05 | 6.1957 | 17.8619 | 13.5445 | 12.0712 | 5.189 | 3.0762 | 0.57526 | 0.81693 | 0.62458 | 1.5792 | 7.206 | 13.8456 | 17.0122 | 0 | 79.4685 | 59.6567 | 54.6351 | 31.783 | 26.1022 | 9.722 | 4.9329 | 5.3926 | 15.3475 | 36.4793 | 59.7334 | 76.5168 | 0.18456
Retro5Med | Retro | ResWx | Residential | HVAC | 0.11048 | 0.12942 | 709.4697 | 203.0364 | Single Family | Low-E storm window SP - Heating Zone 1 (Electric FAF) | 0.10073 | 0.1234 | 0.15066 | 0.17449 | 0.19858 | 0.23164 | 0.25353 | 0.25841 | 0.24297 | 0.20838 | 0.16089 | 0.10624 | 0.061546 | 0.029566 | 0.01248 | 0.0045279 | 0.0014111 | 0.00030686 | 5.0325e-05 | 6.027e-06 | 2.2435 | 23.5437 | 18.1134 | 16.1565 | 6.9138 | 4.097 | 0.084584 | 0.095764 | 0.3469 | 2.0922 | 9.7537 | 18.5781 | 22.5074 | 0 | 101.3733 | 76.8693 | 70.7791 | 41.9883 | 34.6923 | 10.4103 | 2.435 | 4.1304 | 19.6253 | 48.7034 | 77.7828 | 98.397 | 0.23758
Retro5Med | Retro | ResWx | Residential | HVAC | 0.026375 | 0.031385 | 177.1014 | 418.7832 | Single Family | Attic - R11 to R38 - Heating Zone 1 (Heat Pump) | 0.016397 | 0.020087 | 0.024525 | 0.028405 | 0.032326 | 0.037707 | 0.041271 | 0.042066 | 0.039552 | 0.033921 | 0.02619 | 0.017294 | 0.010019 | 0.0048129 | 0.0020316 | 0.00073708 | 0.00022971 | 4.9952e-05 | 8.1921e-06 | 9.811e-07 | 0.3652 | 5.7367 | 4.1396 | 3.6333 | 1.5407 | 0.97005 | 0.38559 | 0.56296 | 0.3067 | 0.47326 | 2.0779 | 4.2163 | 5.2666 | 0 | 25.1568 | 18.2228 | 16.5091 | 9.8162 | 8.0445 | 4.8667 | 4.2028 | 3.5966 | 5.1954 | 10.6709 | 17.9992 | 23.5107 | 0.12128
Retro5Med | Retro | ResWx | Residential | HVAC | 0.041978 | 0.049171 | 269.5617 | 262.7677 | Single Family | Floor - R0 to R19 - Heating Zone 1 (Electric FAF) | 0.0035217 | 0.0043142 | 0.0052673 | 0.0061007 | 0.0069428 | 0.0080985 | 0.008864 | 0.0090347 | 0.0084947 | 0.0072854 | 0.0056249 | 0.0037142 | 0.0021518 | 0.0010337 | 0.00043633 | 0.00015831 | 4.9335e-05 | 1.0728e-05 | 1.7595e-06 | 2.1072e-07 | 0.078437 | 8.9454 | 6.8822 | 6.1386 | 2.6269 | 1.5567 | 0.032137 | 0.036385 | 0.1318 | 0.79493 | 3.7059 | 7.0587 | 8.5516 | 0 | 38.5166 | 29.2063 | 26.8924 | 15.9534 | 13.1813 | 3.9554 | 0.92519 | 1.5693 | 7.4566 | 18.5048 | 29.5535 | 37.3858 | 0.18846
Retro5Med | Retro | ResWx | Residential | HVAC | 0.074718 | 0.088911 | 501.7163 | 237.3936 | Single Family | Wall - R0 to R11 - Heating Zone 1 (Heat Pump) | 0.11566 | 0.14169 | 0.173 | 0.20037 | 0.22803 | 0.26598 | 0.29113 | 0.29673 | 0.279 | 0.23928 | 0.18474 | 0.12199 | 0.070671 | 0.03395 | 0.014331 | 0.0051993 | 0.0016203 | 0.00035236 | 5.7787e-05 | 6.9206e-06 | 2.5761 | 16.2516 | 11.7273 | 10.2928 | 4.3647 | 2.7481 | 1.0923 | 1.5948 | 0.86885 | 1.3407 | 5.8865 | 11.9444 | 14.92 | 0 | 71.2675 | 51.624 | 46.7692 | 27.8086 | 22.7895 | 13.7872 | 11.9062 | 10.1888 | 14.7184 | 30.2301 | 50.9905 | 66.6042 | 0.20506
Retro5Med | Retro | ResWx | Residential | HVAC | 0.053304 | 0.063433 | 326.7488 | 211.0117 | Single Family | Floor - R19 to R30 - Heating Zone 2/3 (Zonal or DHP) | 0.023435 | 0.028709 | 0.035051 | 0.040597 | 0.0462 | 0.053891 | 0.058985 | 0.060121 | 0.056528 | 0.04848 | 0.037431 | 0.024716 | 0.014319 | 0.0068786 | 0.0029036 | 0.0010534 | 0.0003283 | 7.1392e-05 | 1.1708e-05 | 1.4022e-06 | 0.52195 | 10.7304 | 8.1496 | 6.9888 | 3.5263 | 1.4451 | 0.36432 | 0.4545 | 0.23164 | 1.0083 | 3.9119 | 8.0937 | 10.3888 | 0 | 47.8744 | 35.5646 | 31.0993 | 19.6141 | 12.5313 | 5.1548 | 2.7718 | 4.209 | 11.5977 | 21.5696 | 34.492 | 44.9772 | 0.23557
Retro5Med | Retro | ResWx | Residential | HVAC | 0.059328 | 0.070978 | 371.4409 | 199.5152 | Single Family | Attic - R19 to R49 - Heating Zone 2/3 (Electric FAF) | 0.0058416 | 0.0071563 | 0.0087374 | 0.01012 | 0.011517 | 0.013434 | 0.014703 | 0.014987 | 0.014091 | 0.012085 | 0.0093305 | 0.0061611 | 0.0035693 | 0.0017146 | 0.00072378 | 0.0002626 | 8.1837e-05 | 1.7796e-05 | 2.9186e-06 | 3.4953e-07 | 0.13011 | 11.725 | 9.0738 | 7.936 | 4.0623 | 1.6817 | 0.45389 | 0.53696 | 0.25477 | 1.2119 | 4.5627 | 9.237 | 11.5615 | 0 | 51.1063 | 38.2149 | 34.2563 | 22.4735 | 15.157 | 7.5049 | 5.3653 | 7.1016 | 14.9762 | 25.25 | 38.4091 | 49.3282 | 0.24674
Retro5Med | Retro | ResWx | Residential | HVAC | 0.02817 | 0.033521 | 189.1538 | 305.2238 | Single Family | Duct Insulation - R0 to R11 - Heating Zone 1 (Heat Pump) | 0.20186 | 0.24729 | 0.30192 | 0.34968 | 0.39795 | 0.4642 | 0.50808 | 0.51786 | 0.48691 | 0.41759 | 0.32242 | 0.2129 | 0.12334 | 0.05925 | 0.02501 | 0.009074 | 0.0028279 | 0.00061495 | 0.00010085 | 1.2078e-05 | 4.4959 | 6.1271 | 4.4214 | 3.8805 | 1.6456 | 1.0361 | 0.41183 | 0.60127 | 0.32757 | 0.50547 | 2.2193 | 4.5032 | 5.625 | 0 | 26.8688 | 19.463 | 17.6326 | 10.4842 | 8.5919 | 5.1979 | 4.4888 | 3.8413 | 5.549 | 11.3971 | 19.2241 | 25.1107 | 0.16296
Retro5Med | Retro | ResWx | Residential | HVAC | 0.052241 | 0.062499 | 327.069 | 213.5557 | Single Family | Attic - R19 to R38 - Heating Zone 2/3 (Electric FAF) | 0.00066457 | 0.00081414 | 0.000994 | 0.0011513 | 0.0013102 | 0.0015283 | 0.0016727 | 0.0017049 | 0.0016031 | 0.0013748 | 0.0010615 | 0.00070092 | 0.00040606 | 0.00019507 | 8.2341e-05 | 2.9874e-05 | 9.3101e-06 | 2.0246e-06 | 3.3203e-07 | 3.9764e-08 | 0.014802 | 10.3244 | 7.9898 | 6.988 | 3.577 | 1.4808 | 0.39967 | 0.47281 | 0.22433 | 1.0671 | 4.0177 | 8.1336 | 10.1804 | 0 | 45.0012 | 33.6498 | 30.1641 | 19.7889 | 13.3464 | 6.6083 | 4.7244 | 6.2532 | 13.1872 | 22.2336 | 33.8208 | 43.4355 | 0.23233
Retro5Med | Retro | ResWx | Residential | HVAC | 0.04496 | 0.052664 | 288.7087 | 290.0971 | Single Family | Floor - R0 to R25 - Heating Zone 1 (Electric FAF) | 0.0061927 | 0.0075864 | 0.0092624 | 0.010728 | 0.012209 | 0.014241 | 0.015587 | 0.015887 | 0.014938 | 0.012811 | 0.0098912 | 0.0065314 | 0.0037838 | 0.0018177 | 0.00076728 | 0.00027838 | 8.6755e-05 | 1.8866e-05 | 3.0939e-06 | 3.7054e-07 | 0.13793 | 9.5808 | 7.371 | 6.5746 | 2.8135 | 1.6672 | 0.03442 | 0.03897 | 0.14117 | 0.8514 | 3.9691 | 7.5601 | 9.159 | 0 | 41.2524 | 31.2809 | 28.8026 | 17.0866 | 14.1176 | 4.2363 | 0.99091 | 1.6808 | 7.9862 | 19.8192 | 31.6526 | 40.0413 | 0.17217
Retro5Med | Retro | ResWx | Residential | HVAC | 0.027799 | 0.03308 | 186.6662 | 503.1183 | Single Family | Attic - R11 to R49 - Heating Zone 1 (Heat Pump) | 0.13377 | 0.16387 | 0.20008 | 0.23173 | 0.26372 | 0.30762 | 0.33669 | 0.34317 | 0.32267 | 0.27673 | 0.21366 | 0.14108 | 0.081733 | 0.039264 | 0.016574 | 0.0060131 | 0.001874 | 0.00040751 | 6.6832e-05 | 8.0038e-06 | 2.9794 | 6.0465 | 4.3632 | 3.8295 | 1.6239 | 1.0224 | 0.40641 | 0.59336 | 0.32326 | 0.49882 | 2.1901 | 4.444 | 5.551 | 0 | 26.5155 | 19.207 | 17.4007 | 10.3464 | 8.4789 | 5.1296 | 4.4298 | 3.7908 | 5.476 | 11.2473 | 18.9713 | 24.7805 | 0.10192
Retro5Med | Retro | ResWx | Residential | HVAC | 0.037445 | 0.043861 | 240.4533 | 323.5371 | Single Family | Attic - R19 to R49 - Heating Zone 1 (Electric FAF) | 0.010937 | 0.013398 | 0.016358 | 0.018947 | 0.021562 | 0.025151 | 0.027529 | 0.028058 | 0.026382 | 0.022626 | 0.017469 | 0.011535 | 0.0066826 | 0.0032102 | 0.0013551 | 0.00049164 | 0.00015322 | 3.3319e-05 | 5.4643e-06 | 6.5441e-07 | 0.2436 | 7.9794 | 6.139 | 5.4757 | 2.3432 | 1.3886 | 0.028667 | 0.032456 | 0.11757 | 0.70909 | 3.3057 | 6.2965 | 7.6282 | 0 | 34.3574 | 26.0525 | 23.9885 | 14.2307 | 11.7579 | 3.5283 | 0.82528 | 1.3999 | 6.6514 | 16.5065 | 26.3621 | 33.3487 | 0.1557
Retro5Med | Retro | ResWx | Residential | HVAC | 0.033468 | 0.039203 | 214.9126 | 339.7253 | Single Family | Attic - R19 to R38 - Heating Zone 1 (Electric FAF) | 0.001263 | 0.0015472 | 0.001889 | 0.0021879 | 0.0024899 | 0.0029043 | 0.0031789 | 0.0032401 | 0.0030464 | 0.0026127 | 0.0020172 | 0.001332 | 0.00077168 | 0.0003707 | 0.00015648 | 5.6773e-05 | 1.7693e-05 | 3.8475e-06 | 6.3099e-07 | 7.5568e-08 | 0.028129 | 7.1318 | 5.4869 | 4.8941 | 2.0943 | 1.2411 | 0.025622 | 0.029009 | 0.10508 | 0.63377 | 2.9546 | 5.6277 | 6.8179 | 0 | 30.708 | 23.2852 | 21.4404 | 12.7191 | 10.509 | 3.1535 | 0.73762 | 1.2512 | 5.9449 | 14.7532 | 23.562 | 29.8064 | 0.14881
Retro5Med | Retro | ResWx | Residential | HVAC | 0.046785 | 0.054801 | 300.427 | 333.6066 | Single Family | Floor - R0 to R30 - Heating Zone 1 (Electric FAF) | 0.0035213 | 0.0043137 | 0.0052668 | 0.0061 | 0.006942 | 0.0080976 | 0.008863 | 0.0090337 | 0.0084938 | 0.0072846 | 0.0056243 | 0.0037138 | 0.0021515 | 0.0010336 | 0.00043628 | 0.00015829 | 4.933e-05 | 1.0727e-05 | 1.7593e-06 | 2.1069e-07 | 0.078428 | 9.9696 | 7.6702 | 6.8415 | 2.9277 | 1.7349 | 0.035817 | 0.040551 | 0.1469 | 0.88596 | 4.1302 | 7.8669 | 9.5308 | 0 | 42.9268 | 32.5505 | 29.9716 | 17.7801 | 14.6906 | 4.4083 | 1.0311 | 1.749 | 8.3104 | 20.6236 | 32.9374 | 41.6665 | 0.15134
Retro5Med | Retro | ResWx | Residential | HVAC | 0.031367 | 0.035138 | 203.3724 | 478.0169 | Single Family | Infiltration Reduction - CFM50 reduction - Heating Zone 1 (Zonal or DHP) | 0.5221 | 0.6396 | 0.78091 | 0.90445 | 1.0293 | 1.2006 | 1.3141 | 1.3394 | 1.2594 | 1.0801 | 0.83392 | 0.55066 | 0.31901 | 0.15325 | 0.064689 | 0.02347 | 0.0073142 | 0.0015905 | 0.00026085 | 3.124e-05 | 11.6286 | 6.5669 | 4.9796 | 4.4379 | 1.9077 | 1.1309 | 0.21149 | 0.30034 | 0.22963 | 0.58061 | 2.6493 | 5.0903 | 6.2545 | 0 | 29.2164 | 21.9326 | 20.0865 | 11.6849 | 9.5964 | 3.5743 | 1.8136 | 1.9826 | 5.6425 | 13.4115 | 21.9608 | 28.1312 | 0.10766
Retro5Med | Retro | ResWx | Residential | HVAC | 0.029743 | 0.03704 | 173.0448 | 457.055 | Single Family | Attic - R19 to R49 - Heating Zone 2/3 (Heat Pump) | 0.027561 | 0.033764 | 0.041223 | 0.047745 | 0.054336 | 0.063381 | 0.069372 | 0.070707 | 0.066482 | 0.057017 | 0.044022 | 0.029068 | 0.01684 | 0.0080898 | 0.0034148 | 0.0012389 | 0.00038611 | 8.3963e-05 | 1.377e-05 | 1.6491e-06 | 0.61386 | 6.2607 | 4.1559 | 3.2693 | 1.495 | 0.62797 | 0.2328 | 0.38624 | 0.18648 | 0.43599 | 1.7934 | 4.0895 | 5.868 | 0 | 27.027 | 17.9626 | 15.0313 | 8.6925 | 5.8555 | 3.5925 | 3.7492 | 3.9024 | 6.0998 | 10.1628 | 17.6762 | 24.4916 | 0.12007
Retro5Med | Retro | ResWx | Residential | HVAC | 0.026805 | 0.033381 | 155.9508 | 475.3549 | Single Family | Attic - R19 to R38 - Heating Zone 2/3 (Heat Pump) | 0.0032091 | 0.0039313 | 0.0047999 | 0.0055593 | 0.0063266 | 0.0073798 | 0.0080774 | 0.0082329 | 0.0077409 | 0.0066388 | 0.0051257 | 0.0033846 | 0.0019608 | 0.00094195 | 0.00039761 | 0.00014426 | 4.4957e-05 | 9.7764e-06 | 1.6033e-06 | 1.9202e-07 | 0.071476 | 5.6423 | 3.7454 | 2.9463 | 1.3473 | 0.56594 | 0.20981 | 0.34809 | 0.16806 | 0.39292 | 1.6163 | 3.6855 | 5.2883 | 0 | 24.3572 | 16.1882 | 13.5464 | 7.8338 | 5.2771 | 3.2377 | 3.3788 | 3.5169 | 5.4972 | 9.1589 | 15.9301 | 22.0723 | 0.11571
Retro5Med | Retro | ResWx | Residential | HVAC | 0.033508 | 0.039875 | 205.4011 | 471.5375 | Single Family | Infiltration Reduction - CFM50 reduction - Heating Zone 2/3 (Zonal or DHP) | 0.1723 | 0.21108 | 0.25771 | 0.29848 | 0.33968 | 0.39623 | 0.43368 | 0.44203 | 0.41561 | 0.35644 | 0.2752 | 0.18172 | 0.10528 | 0.050574 | 0.021348 | 0.0077452 | 0.0024138 | 0.0005249 | 8.6083e-05 | 1.0309e-05 | 3.8376 | 6.7453 | 5.123 | 4.3933 | 2.2167 | 0.90839 | 0.22902 | 0.28571 | 0.14562 | 0.63383 | 2.4591 | 5.0878 | 6.5306 | 0 | 30.0948 | 22.3566 | 19.5496 | 12.3299 | 7.8774 | 3.2404 | 1.7424 | 2.6458 | 7.2905 | 13.5591 | 21.6824 | 28.2736 | 0.11254
Retro5Med | Retro | ResWx | Residential | HVAC | 0.04011 | 0.047732 | 245.8719 | 314.6363 | Single Family | Attic - R19 to R49 - Heating Zone 2/3 (Zonal or DHP) | 0.045373 | 0.055585 | 0.067865 | 0.078602 | 0.089452 | 0.10434 | 0.11421 | 0.1164 | 0.10945 | 0.093866 | 0.072472 | 0.047855 | 0.027724 | 0.013318 | 0.0056218 | 0.0020396 | 0.00063564 | 0.00013823 | 2.2669e-05 | 2.7149e-06 | 1.0106 | 8.0744 | 6.1324 | 5.2589 | 2.6535 | 1.0874 | 0.27414 | 0.342 | 0.17431 | 0.75872 | 2.9436 | 6.0903 | 7.8173 | 0 | 36.0245 | 26.7616 | 23.4016 | 14.7593 | 9.4295 | 3.8789 | 2.0858 | 3.1672 | 8.727 | 16.2307 | 25.9545 | 33.8445 | 0.16418
Retro5Med | Retro | ResWx | Residential | HVAC | 0.02468 | 0.027647 | 160.0153 | 460.85 | Single Family | Floor - R19 to R30 - Heating Zone 1 (Zonal or DHP) | 0.065556 | 0.08031 | 0.098052 | 0.11356 | 0.12924 | 0.15075 | 0.165 | 0.16818 | 0.15813 | 0.13562 | 0.10471 | 0.069141 | 0.040055 | 0.019242 | 0.0081224 | 0.0029469 | 0.00091839 | 0.00019971 | 3.2753e-05 | 3.9225e-06 | 1.4601 | 5.1669 | 3.918 | 3.4918 | 1.501 | 0.88984 | 0.1664 | 0.23631 | 0.18067 | 0.45683 | 2.0845 | 4.0051 | 4.9211 | 0 | 22.9877 | 17.2568 | 15.8042 | 9.1938 | 7.5505 | 2.8123 | 1.4269 | 1.5599 | 4.4395 | 10.5523 | 17.279 | 22.1339 | 0.11146
Retro5Med | Retro | ResWx | Residential | HVAC | 0.053345 | 0.066433 | 310.3631 | 495.0296 | Single Family | Low-E storm window DP - Heating Zone 2/3 (Heat Pump) | 0.050234 | 0.06154 | 0.075135 | 0.087022 | 0.099035 | 0.11552 | 0.12644 | 0.12887 | 0.12117 | 0.10392 | 0.080236 | 0.052981 | 0.030694 | 0.014745 | 0.006224 | 0.0022581 | 0.00070374 | 0.00015304 | 2.5098e-05 | 3.0057e-06 | 1.1189 | 11.2289 | 7.4538 | 5.8636 | 2.6814 | 1.1263 | 0.41754 | 0.69274 | 0.33447 | 0.78197 | 3.2166 | 7.3347 | 10.5245 | 0 | 48.4741 | 32.2167 | 26.9592 | 15.5903 | 10.5021 | 6.4434 | 6.7243 | 6.9992 | 10.9402 | 18.2275 | 31.703 | 43.9268 | 0.11136
Retro5Med | Retro | ResWx | Residential | HVAC | 0.050618 | 0.063036 | 294.4925 | 523.2601 | Single Family | Low-E storm window SP - Heating Zone 2/3 (Heat Pump) | 0.0087229 | 0.010686 | 0.013047 | 0.015111 | 0.017197 | 0.02006 | 0.021956 | 0.022378 | 0.021041 | 0.018045 | 0.013933 | 0.0092 | 0.0053298 | 0.0025604 | 0.0010808 | 0.00039212 | 0.0001222 | 2.6574e-05 | 4.3581e-06 | 5.2193e-07 | 0.19428 | 10.6547 | 7.0727 | 5.5638 | 2.5443 | 1.0687 | 0.39619 | 0.65732 | 0.31736 | 0.74198 | 3.0521 | 6.9596 | 9.9863 | 0 | 45.9954 | 30.5693 | 25.5806 | 14.7931 | 9.965 | 6.1139 | 6.3805 | 6.6413 | 10.3808 | 17.2954 | 30.0818 | 41.6806 | 0.10567
Retro5Med | Retro | ResWx | Residential | HVAC | 0.034879 | 0.041507 | 213.8079 | 340.4206 | Single Family | Attic - R19 to R38 - Heating Zone 2/3 (Zonal or DHP) | 0.0050977 | 0.0062449 | 0.0076246 | 0.0088309 | 0.01005 | 0.011723 | 0.012831 | 0.013078 | 0.012296 | 0.010546 | 0.0081423 | 0.0053765 | 0.0031147 | 0.0014963 | 0.00063161 | 0.00022915 | 7.1415e-05 | 1.553e-05 | 2.5469e-06 | 3.0502e-07 | 0.11354 | 7.0214 | 5.3327 | 4.5731 | 2.3074 | 0.94557 | 0.23839 | 0.2974 | 0.15158 | 0.65977 | 2.5597 | 5.2961 | 6.7979 | 0 | 31.3266 | 23.2716 | 20.3498 | 12.8345 | 8.1998 | 3.373 | 1.8138 | 2.7541 | 7.5889 | 14.1141 | 22.5698 | 29.4308 | 0.15267
Retro5Med | Retro | ResWx | Residential | HVAC | 0.02597 | 0.029091 | 168.3768 | 473.523 | Single Family | Attic - R19 to R49 - Heating Zone 1 (Zonal or DHP) | 0.028743 | 0.035211 | 0.04299 | 0.049792 | 0.056665 | 0.066098 | 0.072345 | 0.073738 | 0.069332 | 0.059461 | 0.045909 | 0.030315 | 0.017562 | 0.0084366 | 0.0035612 | 0.001292 | 0.00040266 | 8.7563e-05 | 1.436e-05 | 1.7198e-06 | 0.64018 | 5.4369 | 4.1227 | 3.6743 | 1.5795 | 0.93633 | 0.1751 | 0.24866 | 0.19011 | 0.4807 | 2.1934 | 4.2144 | 5.1782 | 0 | 24.1889 | 18.1585 | 16.6301 | 9.6742 | 7.9451 | 2.9592 | 1.5015 | 1.6414 | 4.6715 | 11.1037 | 18.1819 | 23.2905 | 0.10863
Retro5Med | Retro | ResWx | Residential | HVAC | 0.022951 | 0.025709 | 148.8013 | 502.5769 | Single Family | Attic - R19 to R38 - Heating Zone 1 (Zonal or DHP) | 0.0032818 | 0.0040204 | 0.0049086 | 0.0056851 | 0.0064699 | 0.0075469 | 0.0082603 | 0.0084193 | 0.0079162 | 0.0067891 | 0.0052418 | 0.0034613 | 0.0020052 | 0.00096327 | 0.00040661 | 0.00014752 | 4.5975e-05 | 9.9977e-06 | 1.6396e-06 | 1.9636e-07 | 0.073094 | 4.8048 | 3.6434 | 3.2471 | 1.3958 | 0.82747 | 0.15474 | 0.21975 | 0.16801 | 0.42481 | 1.9384 | 3.7244 | 4.5762 | 0 | 21.3767 | 16.0474 | 14.6966 | 8.5495 | 7.0214 | 2.6152 | 1.3269 | 1.4506 | 4.1284 | 9.8128 | 16.0681 | 20.5827 | 0.10266
Retro5Med | Retro | ResWx | Residential | HVAC | 0.017111 | 0.020471 | 107.1268 | 396.0607 | Single Family | Attic - R30 to R38 - Heating Zone 2/3 (Electric FAF) | 9.2092e-05 | 0.00011282 | 0.00013774 | 0.00015953 | 0.00018156 | 0.00021178 | 0.0002318 | 0.00023626 | 0.00022214 | 0.00019051 | 0.00014709 | 9.7129e-05 | 5.6269e-05 | 2.7031e-05 | 1.141e-05 | 4.1398e-06 | 1.2901e-06 | 2.8055e-07 | 4.601e-08 | 5.5103e-09 | 0.0020511 | 3.3816 | 2.617 | 2.2888 | 1.1716 | 0.48502 | 0.13091 | 0.15486 | 0.073477 | 0.34951 | 1.3159 | 2.664 | 3.3345 | 0 | 14.7395 | 11.0215 | 9.8798 | 6.4816 | 4.3714 | 2.1645 | 1.5474 | 2.0482 | 4.3193 | 7.2823 | 11.0775 | 14.2267 | 0.13206
Retro5Med | Retro | ResWx | Residential | HVAC | 0.01496 | 0.017802 | 100.4525 | 811.8073 | Single Family | Attic - R19 to R49 - Heating Zone 1 (Heat Pump) | 0.017597 | 0.021557 | 0.026319 | 0.030483 | 0.034691 | 0.040466 | 0.044291 | 0.045144 | 0.042446 | 0.036403 | 0.028106 | 0.018559 | 0.010752 | 0.005165 | 0.0021802 | 0.00079101 | 0.00024652 | 5.3607e-05 | 8.7915e-06 | 1.0529e-06 | 0.39193 | 3.2539 | 2.348 | 2.0608 | 0.8739 | 0.55021 | 0.21871 | 0.31931 | 0.17396 | 0.26844 | 1.1786 | 2.3915 | 2.9872 | 0 | 14.269 | 10.336 | 9.364 | 5.5678 | 4.5629 | 2.7604 | 2.3838 | 2.04 | 2.9469 | 6.0526 | 10.2092 | 13.3353 | 0.064328
Retro5Med | Retro | ResWx | Residential | HVAC | 0.04201 | 0.04999 | 282.0883 | 551.1751 | Single Family | Low-E storm window SP - Heating Zone 1 (Heat Pump) | 0.065268 | 0.079957 | 0.097622 | 0.11307 | 0.12867 | 0.15009 | 0.16428 | 0.16744 | 0.15744 | 0.13502 | 0.10425 | 0.068837 | 0.039879 | 0.019158 | 0.0080867 | 0.0029339 | 0.00091435 | 0.00019883 | 3.2609e-05 | 3.9053e-06 | 1.4537 | 9.1374 | 6.5936 | 5.7871 | 2.4541 | 1.5451 | 0.61417 | 0.89668 | 0.48851 | 0.75382 | 3.3097 | 6.7157 | 8.3887 | 0 | 40.0699 | 29.0254 | 26.2958 | 15.6353 | 12.8133 | 7.7518 | 6.6942 | 5.7286 | 8.2753 | 16.9968 | 28.6692 | 37.448 | 0.093418
Retro5Med | Retro | ResWx | Residential | HVAC | 0.013493 | 0.016056 | 90.602 | 842.6364 | Single Family | Attic - R19 to R38 - Heating Zone 1 (Heat Pump) | 0.0020505 | 0.002512 | 0.003067 | 0.0035522 | 0.0040425 | 0.0047155 | 0.0051612 | 0.0052606 | 0.0049462 | 0.004242 | 0.0032752 | 0.0021627 | 0.0012529 | 0.00060188 | 0.00025406 | 9.2176e-05 | 2.8726e-05 | 6.2468e-06 | 1.0245e-06 | 1.2269e-07 | 0.045671 | 2.9348 | 2.1178 | 1.8587 | 0.7882 | 0.49626 | 0.19726 | 0.288 | 0.1569 | 0.24211 | 1.063 | 2.157 | 2.6943 | 0 | 12.8698 | 9.3225 | 8.4458 | 5.0218 | 4.1154 | 2.4897 | 2.1501 | 1.8399 | 2.6579 | 5.4591 | 9.2081 | 12.0277 | 0.062043
Retro5Med | Retro | ResWx | Residential | HVAC | 0.02374 | 0.028402 | 148.6324 | 416.1256 | Single Family | Attic - R30 to R49 - Heating Zone 2/3 (Electric FAF) | 0.00098896 | 0.0012115 | 0.0014792 | 0.0017132 | 0.0019497 | 0.0022743 | 0.0024892 | 0.0025371 | 0.0023855 | 0.0020459 | 0.0015796 | 0.001043 | 0.00060427 | 0.00029028 | 0.00012253 | 4.4456e-05 | 1.3855e-05 | 3.0128e-06 | 4.941e-07 | 5.9174e-08 | 0.022027 | 4.6918 | 3.6309 | 3.1756 | 1.6255 | 0.67294 | 0.18162 | 0.21486 | 0.10194 | 0.48493 | 1.8258 | 3.6962 | 4.6264 | 0 | 20.4502 | 15.2917 | 13.7077 | 8.9928 | 6.0651 | 3.0031 | 2.1469 | 2.8417 | 5.9927 | 10.1038 | 15.3695 | 19.7387 | 0.12608
Retro5Med | Retro | ResWx | Residential | HVAC | 0.026561 | 0.031777 | 166.2957 | 441.4466 | Single Family | Floor - R19 to R30 - Heating Zone 2/3 (Electric FAF) | 0.0035234 | 0.0043163 | 0.0052699 | 0.0061037 | 0.0069462 | 0.0081025 | 0.0088684 | 0.0090391 | 0.0084989 | 0.0072889 | 0.0056277 | 0.0037161 | 0.0021528 | 0.0010342 | 0.00043655 | 0.00015838 | 4.936e-05 | 1.0734e-05 | 1.7603e-06 | 2.1082e-07 | 0.078475 | 5.2493 | 4.0624 | 3.553 | 1.8187 | 0.75291 | 0.20321 | 0.2404 | 0.11406 | 0.54256 | 2.0428 | 4.1354 | 5.1762 | 0 | 22.8805 | 17.109 | 15.3367 | 10.0615 | 6.7859 | 3.36 | 2.4021 | 3.1794 | 6.7049 | 11.3045 | 17.1959 | 22.0844 | 0.11926
Retro5Med | Retro | ResWx | Residential | HVAC | 0.025009 | 0.029919 | 156.5744 | 627.5815 | Single Family | Infiltration Reduction - CFM50 reduction - Heating Zone 2/3 (Electric FAF) | 0.019851 | 0.024318 | 0.029691 | 0.034388 | 0.039135 | 0.04565 | 0.049965 | 0.050927 | 0.047883 | 0.041066 | 0.031707 | 0.020937 | 0.012129 | 0.0058267 | 0.0024595 | 0.00089235 | 0.0002781 | 6.0475e-05 | 9.9178e-06 | 1.1878e-06 | 0.44213 | 4.9425 | 3.8249 | 3.3453 | 1.7124 | 0.70889 | 0.19133 | 0.22635 | 0.10739 | 0.51084 | 1.9233 | 3.8937 | 4.8736 | 0 | 21.5429 | 16.1088 | 14.4401 | 9.4733 | 6.3892 | 3.1635 | 2.2617 | 2.9936 | 6.313 | 10.6437 | 16.1907 | 20.7934 | 0.085342
Retro5Med | Retro | ResWx | Residential | HVAC | 0.032399 | 0.038553 | 217.5497 | 722.1555 | Single Family | Low-E storm window DP - Heating Zone 1 (Heat Pump) | 0.20405 | 0.24997 | 0.30519 | 0.35348 | 0.40227 | 0.46923 | 0.51359 | 0.52347 | 0.49219 | 0.42212 | 0.32591 | 0.21521 | 0.12467 | 0.059892 | 0.025281 | 0.0091724 | 0.0028585 | 0.00062161 | 0.00010194 | 1.2209e-05 | 4.5447 | 7.0469 | 5.0851 | 4.4631 | 1.8926 | 1.1916 | 0.47365 | 0.69153 | 0.37674 | 0.58135 | 2.5525 | 5.1792 | 6.4695 | 0 | 30.9024 | 22.3847 | 20.2796 | 12.0581 | 9.8818 | 5.9783 | 5.1627 | 4.418 | 6.382 | 13.1081 | 22.11 | 28.8803 | 0.072045
Retro5Med | Retro | ResWx | Residential | HVAC | 0.012734 | 0.015858 | 74.0861 | 582.6897 | Single Family | Attic - R30 to R38 - Heating Zone 2/3 (Heat Pump) | 0.00019851 | 0.00024318 | 0.00029691 | 0.00034388 | 0.00039135 | 0.00045649 | 0.00049964 | 0.00050926 | 0.00047883 | 0.00041066 | 0.00031706 | 0.00020936 | 0.00012129 | 5.8266e-05 | 2.4595e-05 | 8.9233e-06 | 2.7809e-06 | 6.0474e-07 | 9.9176e-08 | 1.1877e-08 | 0.0044213 | 2.6804 | 1.7793 | 1.3997 | 0.64007 | 0.26886 | 0.099671 | 0.16536 | 0.07984 | 0.18666 | 0.76782 | 1.7508 | 2.5123 | 0 | 11.5712 | 7.6904 | 6.4354 | 3.7215 | 2.5069 | 1.5381 | 1.6052 | 1.6708 | 2.6115 | 4.351 | 7.5677 | 10.4857 | 0.095398
Retro5Med | Retro | ResWx | Residential | HVAC | 0.011261 | 0.013191 | 72.312 | 600.3824 | Single Family | Attic - R30 to R38 - Heating Zone 1 (Electric FAF) | 0.00073916 | 0.00090551 | 0.0011056 | 0.0012805 | 0.0014572 | 0.0016998 | 0.0018605 | 0.0018963 | 0.001783 | 0.0015291 | 0.0011806 | 0.00077958 | 0.00045163 | 0.00021696 | 9.1582e-05 | 3.3227e-05 | 1.0355e-05 | 2.2518e-06 | 3.6929e-07 | 4.4227e-08 | 0.016463 | 2.3997 | 1.8462 | 1.6467 | 0.70468 | 0.41758 | 0.0086211 | 0.0097606 | 0.035357 | 0.21325 | 0.99414 | 1.8936 | 2.294 | 0 | 10.3324 | 7.8348 | 7.2141 | 4.2796 | 3.536 | 1.0611 | 0.24819 | 0.42099 | 2.0003 | 4.964 | 7.9279 | 10.029 | 0.0869
Retro5Med | Retro | ResWx | Residential | HVAC | 0.015658 | 0.018341 | 100.5483 | 628.6748 | Single Family | Attic - R30 to R49 - Heating Zone 1 (Electric FAF) | 0.0079551 | 0.0097454 | 0.011898 | 0.013781 | 0.015683 | 0.018294 | 0.020023 | 0.020408 | 0.019189 | 0.016457 | 0.012706 | 0.0083901 | 0.0048606 | 0.002335 | 0.00098564 | 0.0003576 | 0.00011144 | 2.4235e-05 | 3.9745e-06 | 4.7599e-07 | 0.17718 | 3.3367 | 2.5671 | 2.2897 | 0.97985 | 0.58064 | 0.011987 | 0.013572 | 0.049164 | 0.29652 | 1.3823 | 2.6329 | 3.1898 | 0 | 14.3669 | 10.8942 | 10.031 | 5.9507 | 4.9167 | 1.4754 | 0.3451 | 0.58538 | 2.7814 | 6.9024 | 11.0236 | 13.9451 | 0.083145
Retro5Med | Retro | ResWx | Residential | HVAC | 0.014401 | 0.016869 | 92.4775 | 1081.8795 | Single Family | Infiltration Reduction - CFM50 reduction - Heating Zone 1 (Electric FAF) | 0.039842 | 0.048808 | 0.059591 | 0.069019 | 0.078546 | 0.091622 | 0.10028 | 0.10221 | 0.096104 | 0.082422 | 0.063637 | 0.042021 | 0.024344 | 0.011694 | 0.0049364 | 0.001791 | 0.00055815 | 0.00012138 | 1.9905e-05 | 2.3839e-06 | 0.88738 | 3.0689 | 2.361 | 2.106 | 0.9012 | 0.53404 | 0.011025 | 0.012483 | 0.045217 | 0.27272 | 1.2714 | 2.4216 | 2.9338 | 0 | 13.2138 | 10.0197 | 9.2259 | 5.4731 | 4.5221 | 1.357 | 0.3174 | 0.53839 | 2.5581 | 6.3484 | 10.1388 | 12.8258 | 0.049136
Retro5Med | Retro | ResWx | Residential | HVAC | 0.034732 | 0.04133 | 233.2198 | 308.7339 | Single Family | Floor - R0 to R19 - Heating Zone 1 (Heat Pump) | 0.056078 | 0.068698 | 0.083875 | 0.097145 | 0.11055 | 0.12896 | 0.14115 | 0.14386 | 0.13527 | 0.11601 | 0.08957 | 0.059144 | 0.034264 | 0.01646 | 0.006948 | 0.0025208 | 0.0007856 | 0.00017084 | 2.8017e-05 | 3.3554e-06 | 1.249 | 7.5544 | 5.4514 | 4.7845 | 2.0289 | 1.2774 | 0.50777 | 0.74134 | 0.40388 | 0.62323 | 2.7363 | 5.5523 | 6.9355 | 0 | 33.1283 | 23.9971 | 21.7404 | 12.9267 | 10.5935 | 6.4089 | 5.5345 | 4.7362 | 6.8417 | 14.0523 | 23.7026 | 30.9606 | 0.16125
Retro5Med | Retro | ResWx | Residential | HVAC | 0.0097304 | 0.0109 | 63.0875 | 692.2965 | Single Family | Attic - R30 to R38 - Heating Zone 1 (Zonal or DHP) | 0.0020239 | 0.0024793 | 0.0030271 | 0.003506 | 0.00399 | 0.0046542 | 0.0050941 | 0.0051922 | 0.0048819 | 0.0041869 | 0.0032326 | 0.0021346 | 0.0012366 | 0.00059405 | 0.00025076 | 9.0978e-05 | 2.8353e-05 | 6.1656e-06 | 1.0111e-06 | 1.211e-07 | 0.045077 | 2.0371 | 1.5447 | 1.3767 | 0.59179 | 0.35083 | 0.065606 | 0.093168 | 0.071231 | 0.18011 | 0.82182 | 1.579 | 1.9402 | 0 | 9.0631 | 6.8036 | 6.231 | 3.6247 | 2.9769 | 1.1088 | 0.56258 | 0.615 | 1.7503 | 4.1603 | 6.8124 | 8.7265 | 0.075538
Retro5Med | Retro | ResWx | Residential | HVAC | 0.016678 | 0.02077 | 97.0345 | 649.6967 | Single Family | Attic - R30 to R49 - Heating Zone 2/3 (Heat Pump) | 0.0020124 | 0.0024652 | 0.0030099 | 0.0034861 | 0.0039673 | 0.0046277 | 0.0050651 | 0.0051626 | 0.0048541 | 0.004163 | 0.0032142 | 0.0021224 | 0.0012296 | 0.00059067 | 0.00024933 | 9.046e-05 | 2.8191e-05 | 6.1305e-06 | 1.0054e-06 | 1.2041e-07 | 0.044821 | 3.5107 | 2.3304 | 1.8332 | 0.83833 | 0.35213 | 0.13054 | 0.21659 | 0.10457 | 0.24448 | 1.0057 | 2.2932 | 3.2905 | 0 | 15.1554 | 10.0725 | 8.4287 | 4.8743 | 3.2835 | 2.0145 | 2.1024 | 2.1883 | 3.4204 | 5.6988 | 9.9119 | 13.7336 | 0.085977
Retro5Med | Retro | ResWx | Residential | HVAC | 0.037662 | 0.044816 | 252.8904 | 335.8343 | Single Family | Floor - R0 to R25 - Heating Zone 1 (Heat Pump) | 0.099836 | 0.1223 | 0.14933 | 0.17295 | 0.19682 | 0.22959 | 0.25129 | 0.25613 | 0.24082 | 0.20654 | 0.15946 | 0.1053 | 0.061001 | 0.029304 | 0.01237 | 0.0044879 | 0.0013986 | 0.00030414 | 4.9879e-05 | 5.9736e-06 | 2.2236 | 8.1916 | 5.9112 | 5.1881 | 2.2 | 1.3852 | 0.5506 | 0.80387 | 0.43794 | 0.67579 | 2.9671 | 6.0206 | 7.5204 | 0 | 35.9224 | 26.0211 | 23.574 | 14.017 | 11.487 | 6.9494 | 6.0013 | 5.1357 | 7.4188 | 15.2375 | 25.7018 | 33.5719 | 0.14914
Retro5Med | Retro | ResWx | Residential | HVAC | 0.013309 | 0.014909 | 86.2905 | 737.1755 | Single Family | Attic - R30 to R49 - Heating Zone 1 (Zonal or DHP) | 0.021426 | 0.026248 | 0.032047 | 0.037117 | 0.042241 | 0.049272 | 0.05393 | 0.054968 | 0.051683 | 0.044325 | 0.034223 | 0.022598 | 0.013092 | 0.006289 | 0.0026547 | 0.00096315 | 0.00030016 | 6.5273e-05 | 1.0705e-05 | 1.282e-06 | 0.47722 | 2.7863 | 2.1128 | 1.883 | 0.80945 | 0.47986 | 0.089736 | 0.12743 | 0.097429 | 0.24635 | 1.1241 | 2.1598 | 2.6538 | 0 | 12.3965 | 9.306 | 8.5226 | 4.9579 | 4.0717 | 1.5166 | 0.76949 | 0.8412 | 2.3941 | 5.6905 | 9.3179 | 11.936 | 0.071095
Retro5Med | Retro | ResWx | Residential | HVAC | 0.039498 | 0.047001 | 265.2181 | 382.3114 | Single Family | Floor - R0 to R30 - Heating Zone 1 (Heat Pump) | 0.057214 | 0.07009 | 0.085574 | 0.099113 | 0.11279 | 0.13157 | 0.14401 | 0.14678 | 0.13801 | 0.11836 | 0.091384 | 0.060342 | 0.034958 | 0.016793 | 0.0070888 | 0.0025719 | 0.00080152 | 0.0001743 | 2.8585e-05 | 3.4233e-06 | 1.2743 | 8.5909 | 6.1993 | 5.441 | 2.3073 | 1.4527 | 0.57744 | 0.84306 | 0.45929 | 0.70874 | 3.1118 | 6.314 | 7.887 | 0 | 37.6736 | 27.2896 | 24.7232 | 14.7003 | 12.047 | 7.2882 | 6.2939 | 5.386 | 7.7804 | 15.9803 | 26.9547 | 35.2084 | 0.13213
Retro5Med | Retro | ResWx | Residential | HVAC | 0.012823 | 0.01502 | 82.339 | 919.6465 | Single Family | Floor - R19 to R30 - Heating Zone 1 (Electric FAF) | 0.0077653 | 0.0095129 | 0.011615 | 0.013452 | 0.015309 | 0.017857 | 0.019545 | 0.019922 | 0.018731 | 0.016064 | 0.012403 | 0.00819 | 0.0047447 | 0.0022793 | 0.00096212 | 0.00034907 | 0.00010879 | 2.3657e-05 | 3.8796e-06 | 4.6463e-07 | 0.17295 | 2.7324 | 2.1022 | 1.8751 | 0.8024 | 0.47549 | 0.0098165 | 0.011114 | 0.04026 | 0.24282 | 1.132 | 2.1561 | 2.6121 | 0 | 11.7651 | 8.9212 | 8.2144 | 4.873 | 4.0263 | 1.2082 | 0.2826 | 0.47936 | 2.2777 | 5.6524 | 9.0273 | 11.4197 | 0.057565
Retro5Med | Retro | ResWx | Residential | HVAC | 0.014504 | 0.018062 | 84.3842 | 1185.4585 | Single Family | Infiltration Reduction - CFM50 reduction - Heating Zone 2/3 (Heat Pump) | 0.027393 | 0.033558 | 0.040972 | 0.047454 | 0.054005 | 0.062995 | 0.068949 | 0.070276 | 0.066077 | 0.05667 | 0.043754 | 0.028891 | 0.016738 | 0.0080405 | 0.003394 | 0.0012314 | 0.00038376 | 8.3452e-05 | 1.3686e-05 | 1.6391e-06 | 0.61012 | 3.053 | 2.0266 | 1.5943 | 0.72904 | 0.30623 | 0.11353 | 0.18835 | 0.090938 | 0.21261 | 0.87455 | 1.9942 | 2.8615 | 0 | 13.1796 | 8.7594 | 7.3299 | 4.2388 | 2.8554 | 1.7519 | 1.8283 | 1.903 | 2.9745 | 4.9558 | 8.6197 | 11.9432 | 0.048042
Retro5Med | Retro | ResWx | Residential | HVAC | 0.0081944 | 0.0097516 | 50.2316 | 1283.3871 | Single Family | Attic - R30 to R49 - Heating Zone 2/3 (Zonal or DHP) | 0.0031801 | 0.0038958 | 0.0047565 | 0.0055091 | 0.0062695 | 0.0073132 | 0.0080044 | 0.0081585 | 0.007671 | 0.0065789 | 0.0050795 | 0.0033541 | 0.0019431 | 0.00093344 | 0.00039402 | 0.00014295 | 4.4551e-05 | 9.6881e-06 | 1.5888e-06 | 1.9028e-07 | 0.07083 | 1.6496 | 1.2528 | 1.0744 | 0.5421 | 0.22215 | 0.056007 | 0.069871 | 0.035611 | 0.15501 | 0.60138 | 1.2443 | 1.5971 | 0 | 7.3598 | 5.4674 | 4.7809 | 3.0153 | 1.9264 | 0.79245 | 0.42612 | 0.64705 | 1.7829 | 3.3159 | 5.3025 | 6.9144 | 0.042834
Retro5Med | Retro | ResWx | Residential | HVAC | 0.0045013 | 0.0053564 | 30.2253 | 1473.6986 | Single Family | Attic - R30 to R38 - Heating Zone 1 (Heat Pump) | 0.0010525 | 0.0012893 | 0.0015742 | 0.0018232 | 0.0020749 | 0.0024203 | 0.002649 | 0.0027 | 0.0025387 | 0.0021772 | 0.001681 | 0.00111 | 0.00064306 | 0.00030892 | 0.0001304 | 4.731e-05 | 1.4744e-05 | 3.2062e-06 | 5.2582e-07 | 6.2973e-08 | 0.023441 | 0.97905 | 0.7065 | 0.62008 | 0.26295 | 0.16555 | 0.065807 | 0.096078 | 0.052343 | 0.08077 | 0.35463 | 0.71957 | 0.89883 | 0 | 4.2934 | 3.11 | 2.8176 | 1.6753 | 1.3729 | 0.83059 | 0.71727 | 0.61381 | 0.88669 | 1.8212 | 3.0719 | 4.0125 | 0.035921
Retro5Med | Retro | ResWx | Residential | HVAC | 0.0053983 | 0.0064242 | 33.0916 | 1341.7237 | Single Family | Attic - R30 to R38 - Heating Zone 2/3 (Zonal or DHP) | 0.00027067 | 0.00033159 | 0.00040485 | 0.0004689 | 0.00053362 | 0.00062245 | 0.00068129 | 0.0006944 | 0.00065291 | 0.00055995 | 0.00043233 | 0.00028548 | 0.00016538 | 7.9449e-05 | 3.3537e-05 | 1.2167e-05 | 3.7919e-06 | 8.2459e-07 | 1.3523e-07 | 1.6196e-08 | 0.0060286 | 1.0867 | 0.82535 | 0.70779 | 0.35713 | 0.14635 | 0.036896 | 0.04603 | 0.02346 | 0.10211 | 0.39618 | 0.81969 | 1.0521 | 0 | 4.8485 | 3.6018 | 3.1496 | 1.9864 | 1.2691 | 0.52205 | 0.28072 | 0.42626 | 1.1746 | 2.1845 | 3.4932 | 4.5551 | 0.041009
Retro5Med | Retro | ResWx | Residential | HVAC | 0.0061863 | 0.0073615 | 41.5399 | 1559.7766 | Single Family | Attic - R30 to R49 - Heating Zone 1 (Heat Pump) | 0.011195 | 0.013715 | 0.016745 | 0.019394 | 0.022071 | 0.025745 | 0.028179 | 0.028721 | 0.027005 | 0.02316 | 0.017882 | 0.011808 | 0.0068405 | 0.0032861 | 0.0013871 | 0.00050326 | 0.00015684 | 3.4106e-05 | 5.5933e-06 | 6.6987e-07 | 0.24935 | 1.3456 | 0.97097 | 0.8522 | 0.36138 | 0.22753 | 0.090442 | 0.13204 | 0.071937 | 0.11101 | 0.48738 | 0.98894 | 1.2353 | 0 | 5.9006 | 4.2742 | 3.8723 | 2.3024 | 1.8869 | 1.1415 | 0.98578 | 0.84359 | 1.2186 | 2.5029 | 4.2218 | 5.5145 | 0.033971
Retro5Med | Retro | ResWx | Residential | HVAC | 0.011475 | 0.013655 | 77.0529 | 1304.6309 | Single Family | Infiltration Reduction - CFM50 reduction - Heating Zone 1 (Heat Pump) | 0.14213 | 0.17411 | 0.21258 | 0.24621 | 0.28019 | 0.32684 | 0.35773 | 0.36462 | 0.34283 | 0.29402 | 0.22701 | 0.1499 | 0.08684 | 0.041717 | 0.017609 | 0.0063889 | 0.0019911 | 0.00043298 | 7.1008e-05 | 8.504e-06 | 3.1655 | 2.4959 | 1.8011 | 1.5808 | 0.67033 | 0.42205 | 0.16776 | 0.24493 | 0.13344 | 0.20591 | 0.90405 | 1.8344 | 2.2914 | 0 | 10.9452 | 7.9284 | 7.1828 | 4.2708 | 3.5 | 2.1174 | 1.8285 | 1.5648 | 2.2604 | 4.6427 | 7.8311 | 10.229 | 0.040488
Retro5Med | Retro | ResWx | Residential | HVAC | 0.0094797 | 0.01128 | 63.6544 | 1198.2089 | Single Family | Floor - R19 to R30 - Heating Zone 1 (Heat Pump) | 0.015409 | 0.018876 | 0.023047 | 0.026693 | 0.030377 | 0.035434 | 0.038783 | 0.03953 | 0.037168 | 0.031876 | 0.024611 | 0.016251 | 0.0094147 | 0.0045227 | 0.0019091 | 0.00069265 | 0.00021586 | 4.6941e-05 | 7.6983e-06 | 9.2196e-07 | 0.34319 | 2.0619 | 1.4879 | 1.3059 | 0.55377 | 0.34866 | 0.13859 | 0.20234 | 0.11023 | 0.1701 | 0.74685 | 1.5154 | 1.8929 | 0 | 9.042 | 6.5497 | 5.9338 | 3.5282 | 2.8914 | 1.7492 | 1.5106 | 1.2927 | 1.8674 | 3.8354 | 6.4693 | 8.4503 | 0.04401
Retro5Med | Retro | ResWx | Residential | HVAC | 0.028033 | 0.034911 | 163.0953 | 448.6615 | Single Family | Floor - R0 to R19 - Heating Zone 2/3 (Heat Pump) | 0.0002916 | 0.00035723 | 0.00043615 | 0.00050515 | 0.00057488 | 0.00067058 | 0.00073396 | 0.00074809 | 0.00070339 | 0.00060325 | 0.00046576 | 0.00030755 | 0.00017817 | 8.5591e-05 | 3.613e-05 | 1.3108e-05 | 4.0851e-06 | 8.8835e-07 | 1.4569e-07 | 1.7448e-08 | 0.0064948 | 5.9008 | 3.917 | 3.0813 | 1.4091 | 0.59187 | 0.21942 | 0.36404 | 0.17576 | 0.41092 | 1.6903 | 3.8544 | 5.5306 | 0 | 25.4731 | 16.9298 | 14.167 | 8.1927 | 5.5188 | 3.386 | 3.5336 | 3.6781 | 5.7491 | 9.5785 | 16.6599 | 23.0835 | 0.12218
Retro5Med | Retro | ResWx | Residential | HVAC | 0.030444 | 0.037913 | 177.1219 | 486.6255 | Single Family | Floor - R0 to R25 - Heating Zone 2/3 (Heat Pump) | 0.00051994 | 0.00063695 | 0.00077767 | 0.00090071 | 0.001025 | 0.0011957 | 0.0013087 | 0.0013339 | 0.0012542 | 0.0010756 | 0.00083047 | 0.00054837 | 0.00031769 | 0.00015261 | 6.4421e-05 | 2.3372e-05 | 7.2839e-06 | 1.584e-06 | 2.5977e-07 | 3.111e-08 | 0.01158 | 6.4082 | 4.2538 | 3.3463 | 1.5302 | 0.64277 | 0.23829 | 0.39534 | 0.19088 | 0.44626 | 1.8357 | 4.1859 | 6.0062 | 0 | 27.6638 | 18.3859 | 15.3854 | 8.8973 | 5.9935 | 3.6772 | 3.8375 | 3.9944 | 6.2435 | 10.4023 | 18.0927 | 25.0687 | 0.11318
Retro5Med | Retro | ResWx | Residential | HVAC | 0.032007 | 0.03986 | 186.2179 | 551.5419 | Single Family | Floor - R0 to R30 - Heating Zone 2/3 (Heat Pump) | 0.0002987 | 0.00036593 | 0.00044677 | 0.00051745 | 0.00058888 | 0.00068691 | 0.00075184 | 0.00076631 | 0.00072052 | 0.00061794 | 0.0004771 | 0.00031504 | 0.00018251 | 8.7676e-05 | 3.701e-05 | 1.3427e-05 | 4.1846e-06 | 9.0998e-07 | 1.4924e-07 | 1.7873e-08 | 0.0066529 | 6.7373 | 4.4723 | 3.5182 | 1.6088 | 0.67578 | 0.25053 | 0.41565 | 0.20068 | 0.46918 | 1.9299 | 4.4008 | 6.3147 | 0 | 29.0845 | 19.33 | 16.1755 | 9.3542 | 6.3012 | 3.866 | 4.0346 | 4.1995 | 6.5641 | 10.9365 | 19.0218 | 26.3561 | 0.10052
Retro5Med | Retro | ResWx | Residential | HVAC | 0.013843 | 0.01724 | 80.5403 | 938.0794 | Single Family | Floor - R19 to R30 - Heating Zone 2/3 (Heat Pump) | 0.0053542 | 0.0065592 | 0.0080083 | 0.0092753 | 0.010556 | 0.012313 | 0.013477 | 0.013736 | 0.012915 | 0.011076 | 0.008552 | 0.005647 | 0.0032715 | 0.0015716 | 0.00066339 | 0.00024068 | 7.5008e-05 | 1.6311e-05 | 2.675e-06 | 3.2037e-07 | 0.11925 | 2.9139 | 1.9343 | 1.5216 | 0.69583 | 0.29228 | 0.10835 | 0.17977 | 0.086795 | 0.20292 | 0.83471 | 1.9034 | 2.7311 | 0 | 12.5792 | 8.3604 | 6.996 | 4.0457 | 2.7253 | 1.6721 | 1.745 | 1.8163 | 2.839 | 4.7301 | 8.227 | 11.3991 | 0.060334
LO12Med | New | Showerheads | Residential | Water Heating | 0.0010431 | 0.00074336 | 9.9989 | -108.4241 | Single Family | Showerhead_SF_ERWH_2_00 GPM | 0.00044829 | 0.00087353 | 0.0012845 | 0.0016926 | 0.002058 | 0.0023334 | 0.0025626 | 0.0027486 | 0.0029155 | 0.0030513 | 0.0030669 | 0.003123 | 0.0031827 | 0.0032238 | 0.003186 | 0.0031788 | 0.0031262 | 0.0030531 | 0.0030078 | 0.0029522 | 0.051069 | 0.18359 | 0.16693 | 0.18428 | 0.17713 | 0.16929 | 0.15341 | 0.1392 | 0.13162 | 0.13148 | 0.14482 | 0.15605 | 0.17155 | 0 | 0.81577 | 0.7204 | 0.77494 | 0.6989 | 0.68317 | 0.64717 | 0.56889 | 0.54749 | 0.55332 | 0.63286 | 0.66844 | 0.77823 | 992.4226
LO12Med | New | Showerheads | Residential | Water Heating | 0.0072802 | 0.0051884 | 69.7883 | -108.5423 | Single Family | Showerhead_SF_ERWH_1_8 GPM | 0.0031289 | 0.0060969 | 0.0089654 | 0.011814 | 0.014364 | 0.016286 | 0.017886 | 0.019184 | 0.020349 | 0.021297 | 0.021406 | 0.021797 | 0.022214 | 0.022501 | 0.022237 | 0.022187 | 0.02182 | 0.02131 | 0.020993 | 0.020605 | 0.35644 | 1.2814 | 1.1651 | 1.2862 | 1.2363 | 1.1816 | 1.0708 | 0.97153 | 0.91863 | 0.91767 | 1.0108 | 1.0892 | 1.1974 | 0 | 5.6937 | 5.0281 | 5.4087 | 4.878 | 4.7683 | 4.517 | 3.9706 | 3.8212 | 3.862 | 4.4171 | 4.6654 | 5.4317 | 6926.7048
LO12Med | New | Showerheads | Residential | Water Heating | 0.01092 | 0.0077825 | 104.6825 | -108.5489 | Single Family | Showerhead_SF_ERWH_1_50 GPM | 0.0046933 | 0.0091453 | 0.013448 | 0.017721 | 0.021546 | 0.024429 | 0.026829 | 0.028776 | 0.030524 | 0.031945 | 0.032108 | 0.032696 | 0.033321 | 0.033751 | 0.033356 | 0.03328 | 0.03273 | 0.031964 | 0.03149 | 0.030907 | 0.53466 | 1.9221 | 1.7477 | 1.9293 | 1.8544 | 1.7724 | 1.6061 | 1.4573 | 1.3779 | 1.3765 | 1.5162 | 1.6337 | 1.7961 | 0 | 8.5406 | 7.5421 | 8.1131 | 7.317 | 7.1524 | 6.7755 | 5.9559 | 5.7319 | 5.793 | 6.6257 | 6.9981 | 8.1476 | 10390.0571
LO12Med | New | Showerheads | Residential | Water Heating | 0.0010431 | 0.00074336 | 9.9989 | -108.4241 | Manufactured | Showerhead_MH_ERWH_2_00 GPM | 0.00010099 | 0.00020552 | 0.00031526 | 0.00043285 | 0.00054779 | 0.00064609 | 0.00073744 | 0.00082125 | 0.00090349 | 0.00098022 | 0.0010208 | 0.001076 | 0.0011343 | 0.0011877 | 0.0012128 | 0.0012497 | 0.0012689 | 0.0012789 | 0.0012996 | 0.0013156 | 0.017735 | 0.18359 | 0.16693 | 0.18428 | 0.17713 | 0.16929 | 0.15341 | 0.1392 | 0.13162 | 0.13148 | 0.14482 | 0.15605 | 0.17155 | 0 | 0.81577 | 0.7204 | 0.77494 | 0.6989 | 0.68317 | 0.64717 | 0.56889 | 0.54749 | 0.55332 | 0.63286 | 0.66844 | 0.77823 | 992.4226
LO12Med | New | Showerheads | Residential | Water Heating | 0.0072802 | 0.0051884 | 69.7883 | -108.5423 | Manufactured | Showerhead_MH_ERWH_1_8 GPM | 0.00070489 | 0.0014344 | 0.0022004 | 0.0030211 | 0.0038234 | 0.0045095 | 0.005147 | 0.005732 | 0.006306 | 0.0068415 | 0.0071246 | 0.0075102 | 0.0079168 | 0.0082897 | 0.0084649 | 0.0087227 | 0.0088567 | 0.0089265 | 0.0090707 | 0.0091824 | 0.12379 | 1.2814 | 1.1651 | 1.2862 | 1.2363 | 1.1816 | 1.0708 | 0.97153 | 0.91863 | 0.91767 | 1.0108 | 1.0892 | 1.1974 | 0 | 5.6937 | 5.0281 | 5.4087 | 4.878 | 4.7683 | 4.517 | 3.9706 | 3.8212 | 3.862 | 4.4171 | 4.6654 | 5.4317 | 6926.7048
LO12Med | New | Showerheads | Residential | Water Heating | 0.01092 | 0.0077825 | 104.6825 | -108.5489 | Manufactured | Showerhead_MH_ERWH_1_50 GPM | 0.0010573 | 0.0021516 | 0.0033006 | 0.0045317 | 0.0057351 | 0.0067642 | 0.0077206 | 0.008598 | 0.009459 | 0.010262 | 0.010687 | 0.011265 | 0.011875 | 0.012435 | 0.012697 | 0.013084 | 0.013285 | 0.01339 | 0.013606 | 0.013774 | 0.18568 | 1.9221 | 1.7477 | 1.9293 | 1.8544 | 1.7724 | 1.6061 | 1.4573 | 1.3779 | 1.3765 | 1.5162 | 1.6337 | 1.7961 | 0 | 8.5406 | 7.5421 | 8.1131 | 7.317 | 7.1524 | 6.7755 | 5.9559 | 5.7319 | 5.793 | 6.6257 | 6.9981 | 8.1476 | 10390.0571
LO12Med | New | Showerheads | Residential | Water Heating | 0.0010431 | 0.00074336 | 9.9989 | -108.4241 | Multifamily | Showerhead_MF_ERWH_2_00 GPM | 0.00028752 | 0.00056835 | 0.00084848 | 0.0011351 | 0.0014011 | 0.001614 | 0.0017999 | 0.001959 | 0.0021079 | 0.0022388 | 0.0022847 | 0.0023609 | 0.0024413 | 0.0025103 | 0.0025187 | 0.002552 | 0.0025472 | 0.0025264 | 0.0025264 | 0.0025193 | 0.038747 | 0.18359 | 0.16693 | 0.18428 | 0.17713 | 0.16929 | 0.15341 | 0.1392 | 0.13162 | 0.13148 | 0.14482 | 0.15605 | 0.17155 | 0 | 0.81577 | 0.7204 | 0.77494 | 0.6989 | 0.68317 | 0.64717 | 0.56889 | 0.54749 | 0.55332 | 0.63286 | 0.66844 | 0.77823 | 992.4226
LO12Med | New | Showerheads | Residential | Water Heating | 0.0072802 | 0.0051884 | 69.7883 | -108.5423 | Multifamily | Showerhead_MF_ERWH_1_8 GPM | 0.0020068 | 0.0039668 | 0.0059221 | 0.0079225 | 0.0097791 | 0.011265 | 0.012563 | 0.013673 | 0.014712 | 0.015626 | 0.015946 | 0.016478 | 0.017039 | 0.017521 | 0.017579 | 0.017812 | 0.017778 | 0.017633 | 0.017634 | 0.017583 | 0.27044 | 1.2814 | 1.1651 | 1.2862 | 1.2363 | 1.1816 | 1.0708 | 0.97153 | 0.91863 | 0.91767 | 1.0108 | 1.0892 | 1.1974 | 0 | 5.6937 | 5.0281 | 5.4087 | 4.878 | 4.7683 | 4.517 | 3.9706 | 3.8212 | 3.862 | 4.4171 | 4.6654 | 5.4317 | 6926.7048
LO12Med | New | Showerheads | Residential | Water Heating | 0.01092 | 0.0077825 | 104.6825 | -108.5489 | Multifamily | Showerhead_MF_ERWH_1_50 GPM | 0.0030101 | 0.0059502 | 0.0088831 | 0.011884 | 0.014669 | 0.016897 | 0.018844 | 0.02051 | 0.022068 | 0.023439 | 0.023919 | 0.024717 | 0.025559 | 0.026282 | 0.026369 | 0.026718 | 0.026668 | 0.02645 | 0.02645 | 0.026375 | 0.40566 | 1.9221 | 1.7477 | 1.9293 | 1.8544 | 1.7724 | 1.6061 | 1.4573 | 1.3779 | 1.3765 | 1.5162 | 1.6337 | 1.7961 | 0 | 8.5406 | 7.5421 | 8.1131 | 7.317 | 7.1524 | 6.7755 | 5.9559 | 5.7319 | 5.793 | 6.6257 | 6.9981 | 8.1476 | 10390.0571
LO12Med | New | Showerheads | Residential | Water Heating | 0.00053241 | 0.0003793 | 5.1115 | -194.6567 | Single Family | Showerhead_SF_HPWH_2_00 GPM | 0.0012986 | 0.0025305 | 0.003721 | 0.0049032 | 0.0059617 | 0.0067594 | 0.0074234 | 0.0079622 | 0.0084458 | 0.0088391 | 0.0088843 | 0.0090467 | 0.0092197 | 0.0093387 | 0.0092294 | 0.0092084 | 0.0090561 | 0.0088444 | 0.0087132 | 0.0085519 | 0.14794 | 0.093013 | 0.08461 | 0.093509 | 0.089824 | 0.086061 | 0.078413 | 0.071529 | 0.067795 | 0.067475 | 0.073883 | 0.079269 | 0.087002 | 0 | 0.41451 | 0.3663 | 0.39454 | 0.35668 | 0.34962 | 0.33246 | 0.29422 | 0.28381 | 0.28576 | 0.32472 | 0.34075 | 0.39575 | 827.4511
LO12Med | New | Showerheads | Residential | Water Heating | 0.003716 | 0.0026474 | 35.6762 | -194.8879 | Single Family | Showerhead_SF_HPWH_1_8 GPM | 0.0090638 | 0.017662 | 0.025971 | 0.034223 | 0.04161 | 0.047178 | 0.051813 | 0.055573 | 0.058948 | 0.061694 | 0.062009 | 0.063143 | 0.06435 | 0.06518 | 0.064418 | 0.064271 | 0.063208 | 0.06173 | 0.060815 | 0.059689 | 1.0325 | 0.64919 | 0.59055 | 0.65266 | 0.62693 | 0.60067 | 0.54729 | 0.49925 | 0.47318 | 0.47095 | 0.51567 | 0.55326 | 0.60724 | 0 | 2.8931 | 2.5566 | 2.7537 | 2.4895 | 2.4402 | 2.3205 | 2.0535 | 1.9809 | 1.9945 | 2.2664 | 2.3783 | 2.7622 | 5775.2711
LO12Med | New | Showerheads | Residential | Water Heating | 0.0055741 | 0.0039711 | 53.5143 | -194.9008 | Single Family | Showerhead_SF_HPWH_1_50 GPM | 0.013596 | 0.026492 | 0.038957 | 0.051334 | 0.062415 | 0.070767 | 0.077719 | 0.083359 | 0.088422 | 0.09254 | 0.093013 | 0.094714 | 0.096525 | 0.09777 | 0.096627 | 0.096406 | 0.094812 | 0.092595 | 0.091222 | 0.089534 | 1.5488 | 0.97378 | 0.88582 | 0.97899 | 0.9404 | 0.90101 | 0.82094 | 0.74887 | 0.70977 | 0.70642 | 0.77351 | 0.8299 | 0.91085 | 0 | 4.3397 | 3.8349 | 4.1306 | 3.7343 | 3.6603 | 3.4807 | 3.0803 | 2.9713 | 2.9917 | 3.3997 | 3.5674 | 4.1433 | 8662.9066
LO12Med | New | Showerheads | Residential | Water Heating | 0.00053241 | 0.0003793 | 5.1115 | -194.6567 | Manufactured | Showerhead_MH_HPWH_2_00 GPM | 0.00015489 | 0.00031519 | 0.00048349 | 0.00066382 | 0.00084011 | 0.00099086 | 0.001131 | 0.0012595 | 0.0013856 | 0.0015033 | 0.0015655 | 0.0016502 | 0.0017395 | 0.0018215 | 0.00186 | 0.0019166 | 0.0019461 | 0.0019614 | 0.0019931 | 0.0020176 | 0.027199 | 0.093013 | 0.08461 | 0.093509 | 0.089824 | 0.086061 | 0.078413 | 0.071529 | 0.067795 | 0.067475 | 0.073883 | 0.079269 | 0.087002 | 0 | 0.41451 | 0.3663 | 0.39454 | 0.35668 | 0.34962 | 0.33246 | 0.29422 | 0.28381 | 0.28576 | 0.32472 | 0.34075 | 0.39575 | 827.4511
LO12Med | New | Showerheads | Residential | Water Heating | 0.003716 | 0.0026474 | 35.6762 | -194.8879 | Manufactured | Showerhead_MH_HPWH_1_8 GPM | 0.001081 | 0.0021999 | 0.0033746 | 0.0046332 | 0.0058636 | 0.0069158 | 0.0078936 | 0.0087907 | 0.009671 | 0.010492 | 0.010926 | 0.011518 | 0.012141 | 0.012713 | 0.012982 | 0.013377 | 0.013583 | 0.01369 | 0.013911 | 0.014082 | 0.18984 | 0.64919 | 0.59055 | 0.65266 | 0.62693 | 0.60067 | 0.54729 | 0.49925 | 0.47318 | 0.47095 | 0.51567 | 0.55326 | 0.60724 | 0 | 2.8931 | 2.5566 | 2.7537 | 2.4895 | 2.4402 | 2.3205 | 2.0535 | 1.9809 | 1.9945 | 2.2664 | 2.3783 | 2.7622 | 5775.2711
LO12Med | New | Showerheads | Residential | Water Heating | 0.0055741 | 0.0039711 | 53.5143 | -194.9008 | Manufactured | Showerhead_MH_HPWH_1_50 GPM | 0.0016216 | 0.0032998 | 0.0050619 | 0.0069498 | 0.0087954 | 0.010374 | 0.01184 | 0.013186 | 0.014507 | 0.015738 | 0.01639 | 0.017277 | 0.018212 | 0.01907 | 0.019473 | 0.020066 | 0.020374 | 0.020535 | 0.020866 | 0.021123 | 0.28476 | 0.97378 | 0.88582 | 0.97899 | 0.9404 | 0.90101 | 0.82094 | 0.74887 | 0.70977 | 0.70642 | 0.77351 | 0.8299 | 0.91085 | 0 | 4.3397 | 3.8349 | 4.1306 | 3.7343 | 3.6603 | 3.4807 | 3.0803 | 2.9713 | 2.9917 | 3.3997 | 3.5674 | 4.1433 | 8662.9066
LO12Med | New | Showerheads | Residential | Water Heating | 0.00053241 | 0.0003793 | 5.1115 | -194.6567 | Multifamily | Showerhead_MF_HPWH_2_00 GPM | 0.00044094 | 0.00087163 | 0.0013013 | 0.0017408 | 0.0021488 | 0.0024752 | 0.0027604 | 0.0030044 | 0.0032327 | 0.0034334 | 0.0035038 | 0.0036208 | 0.003744 | 0.0038499 | 0.0038627 | 0.0039138 | 0.0039064 | 0.0038746 | 0.0038746 | 0.0038636 | 0.059424 | 0.093013 | 0.08461 | 0.093509 | 0.089824 | 0.086061 | 0.078413 | 0.071529 | 0.067795 | 0.067475 | 0.073883 | 0.079269 | 0.087002 | 0 | 0.41451 | 0.3663 | 0.39454 | 0.35668 | 0.34962 | 0.33246 | 0.29422 | 0.28381 | 0.28576 | 0.32472 | 0.34075 | 0.39575 | 827.4511
LO12Med | New | Showerheads | Residential | Water Heating | 0.003716 | 0.0026474 | 35.6762 | -194.8879 | Multifamily | Showerhead_MF_HPWH_1_8 GPM | 0.0030776 | 0.0060836 | 0.0090822 | 0.01215 | 0.014997 | 0.017276 | 0.019267 | 0.02097 | 0.022563 | 0.023964 | 0.024455 | 0.025271 | 0.026131 | 0.026871 | 0.02696 | 0.027317 | 0.027265 | 0.027043 | 0.027043 | 0.026966 | 0.41475 | 0.64919 | 0.59055 | 0.65266 | 0.62693 | 0.60067 | 0.54729 | 0.49925 | 0.47318 | 0.47095 | 0.51567 | 0.55326 | 0.60724 | 0 | 2.8931 | 2.5566 | 2.7537 | 2.4895 | 2.4402 | 2.3205 | 2.0535 | 1.9809 | 1.9945 | 2.2664 | 2.3783 | 2.7622 | 5775.2711
LO12Med | New | Showerheads | Residential | Water Heating | 0.0055741 | 0.0039711 | 53.5143 | -194.9008 | Multifamily | Showerhead_MF_HPWH_1_50 GPM | 0.0046164 | 0.0091254 | 0.013623 | 0.018225 | 0.022496 | 0.025914 | 0.0289 | 0.031454 | 0.033845 | 0.035946 | 0.036683 | 0.037907 | 0.039197 | 0.040306 | 0.04044 | 0.040975 | 0.040898 | 0.040564 | 0.040565 | 0.04045 | 0.62213 | 0.97378 | 0.88582 | 0.97899 | 0.9404 | 0.90101 | 0.82094 | 0.74887 | 0.70977 | 0.70642 | 0.77351 | 0.8299 | 0.91085 | 0 | 4.3397 | 3.8349 | 4.1306 | 3.7343 | 3.6603 | 3.4807 | 3.0803 | 2.9713 | 2.9917 | 3.3997 | 3.5674 | 4.1433 | 8662.9066
LO12Med | NR | Showerheads | Residential | Water Heating | 0.0010431 | 0.00074336 | 9.9989 | -108.4241 | Single Family | Showerhead_SF_ERWH_2_00 GPM | 0.0033255 | 0.0066359 | 0.0099312 | 0.013212 | 0.016477 | 0.019399 | 0.021716 | 0.023552 | 0.025004 | 0.026148 | 0.03039 | 0.030712 | 0.030876 | 0.030922 | 0.030829 | 0.030685 | 0.030327 | 0.030039 | 0.029804 | 0.029604 | 0.30947 | 0.18359 | 0.16693 | 0.18428 | 0.17713 | 0.16929 | 0.15341 | 0.1392 | 0.13162 | 0.13148 | 0.14482 | 0.15605 | 0.17155 | 0 | 0.81577 | 0.7204 | 0.77494 | 0.6989 | 0.68317 | 0.64717 | 0.56889 | 0.54749 | 0.55332 | 0.63286 | 0.66844 | 0.77823 | 992.4226
LO12Med | NR | Showerheads | Residential | Water Heating | 0.0072802 | 0.0051884 | 69.7883 | -108.5423 | Single Family | Showerhead_SF_ERWH_1_8 GPM | 0.023211 | 0.046316 | 0.069316 | 0.092211 | 0.115 | 0.13539 | 0.15157 | 0.16439 | 0.17452 | 0.1825 | 0.21211 | 0.21435 | 0.2155 | 0.21582 | 0.21517 | 0.21417 | 0.21167 | 0.20966 | 0.20802 | 0.20663 | 2.1599 | 1.2814 | 1.1651 | 1.2862 | 1.2363 | 1.1816 | 1.0708 | 0.97153 | 0.91863 | 0.91767 | 1.0108 | 1.0892 | 1.1974 | 0 | 5.6937 | 5.0281 | 5.4087 | 4.878 | 4.7683 | 4.517 | 3.9706 | 3.8212 | 3.862 | 4.4171 | 4.6654 | 5.4317 | 6926.7048
LO12Med | NR | Showerheads | Residential | Water Heating | 0.01092 | 0.0077825 | 104.6825 | -108.5489 | Single Family | Showerhead_SF_ERWH_1_50 GPM | 0.034816 | 0.069473 | 0.10397 | 0.13832 | 0.1725 | 0.20309 | 0.22736 | 0.24658 | 0.26177 | 0.27375 | 0.31816 | 0.32153 | 0.32325 | 0.32373 | 0.32276 | 0.32126 | 0.31751 | 0.31449 | 0.31203 | 0.30994 | 3.2399 | 1.9221 | 1.7477 | 1.9293 | 1.8544 | 1.7724 | 1.6061 | 1.4573 | 1.3779 | 1.3765 | 1.5162 | 1.6337 | 1.7961 | 0 | 8.5406 | 7.5421 | 8.1131 | 7.317 | 7.1524 | 6.7755 | 5.9559 | 5.7319 | 5.793 | 6.6257 | 6.9981 | 8.1476 | 10390.0571
LO12Med | NR | Showerheads | Residential | Water Heating | 0.0010431 | 0.00074336 | 9.9989 | -108.4241 | Manufactured | Showerhead_MH_ERWH_2_00 GPM | 0.0013953 | 0.0027608 | 0.0040969 | 0.0054042 | 0.0066831 | 0.0078017 | 0.0086602 | 0.0093132 | 0.0098036 | 0.010166 | 0.01118 | 0.011304 | 0.011358 | 0.011357 | 0.011299 | 0.011209 | 0.011025 | 0.010857 | 0.010701 | 0.010554 | 0.10868 | 0.18359 | 0.16693 | 0.18428 | 0.17713 | 0.16929 | 0.15341 | 0.1392 | 0.13162 | 0.13148 | 0.14482 | 0.15605 | 0.17155 | 0 | 0.81577 | 0.7204 | 0.77494 | 0.6989 | 0.68317 | 0.64717 | 0.56889 | 0.54749 | 0.55332 | 0.63286 | 0.66844 | 0.77823 | 992.4226
LO12Med | NR | Showerheads | Residential | Water Heating | 0.0072802 | 0.0051884 | 69.7883 | -108.5423 | Manufactured | Showerhead_MH_ERWH_1_8 GPM | 0.0097387 | 0.019269 | 0.028595 | 0.037719 | 0.046645 | 0.054453 | 0.060445 | 0.065002 | 0.068425 | 0.070953 | 0.07803 | 0.0789 | 0.079278 | 0.079268 | 0.078861 | 0.078237 | 0.076952 | 0.075775 | 0.074688 | 0.073663 | 0.75855 | 1.2814 | 1.1651 | 1.2862 | 1.2363 | 1.1816 | 1.0708 | 0.97153 | 0.91863 | 0.91767 | 1.0108 | 1.0892 | 1.1974 | 0 | 5.6937 | 5.0281 | 5.4087 | 4.878 | 4.7683 | 4.517 | 3.9706 | 3.8212 | 3.862 | 4.4171 | 4.6654 | 5.4317 | 6926.7048
LO12Med | NR | Showerheads | Residential | Water Heating | 0.01092 | 0.0077825 | 104.6825 | -108.5489 | Manufactured | Showerhead_MH_ERWH_1_50 GPM | 0.014608 | 0.028904 | 0.042892 | 0.056579 | 0.069967 | 0.081679 | 0.090667 | 0.097503 | 0.10264 | 0.10643 | 0.11705 | 0.11835 | 0.11892 | 0.1189 | 0.11829 | 0.11736 | 0.11543 | 0.11366 | 0.11203 | 0.11049 | 1.1378 | 1.9221 | 1.7477 | 1.9293 | 1.8544 | 1.7724 | 1.6061 | 1.4573 | 1.3779 | 1.3765 | 1.5162 | 1.6337 | 1.7961 | 0 | 8.5406 | 7.5421 | 8.1131 | 7.317 | 7.1524 | 6.7755 | 5.9559 | 5.7319 | 5.793 | 6.6257 | 6.9981 | 8.1476 | 10390.0571
LO12Med | NR | Showerheads | Residential | Water Heating | 0.0010431 | 0.00074336 | 9.9989 | -108.4241 | Multifamily | Showerhead_MF_ERWH_2_00 GPM | 0.001438 | 0.0028695 | 0.0042944 | 0.0057129 | 0.0071249 | 0.0083883 | 0.0093905 | 0.010184 | 0.010812 | 0.011307 | 0.013839 | 0.013926 | 0.013939 | 0.013895 | 0.013774 | 0.01363 | 0.013411 | 0.013236 | 0.013094 | 0.012975 | 0.13817 | 0.18359 | 0.16693 | 0.18428 | 0.17713 | 0.16929 | 0.15341 | 0.1392 | 0.13162 | 0.13148 | 0.14482 | 0.15605 | 0.17155 | 0 | 0.81577 | 0.7204 | 0.77494 | 0.6989 | 0.68317 | 0.64717 | 0.56889 | 0.54749 | 0.55332 | 0.63286 | 0.66844 | 0.77823 | 992.4226
LO12Med | NR | Showerheads | Residential | Water Heating | 0.0072802 | 0.0051884 | 69.7883 | -108.5423 | Multifamily | Showerhead_MF_ERWH_1_8 GPM | 0.010037 | 0.020028 | 0.029973 | 0.039874 | 0.049729 | 0.058547 | 0.065542 | 0.071083 | 0.075463 | 0.078917 | 0.096593 | 0.097199 | 0.09729 | 0.096982 | 0.096136 | 0.095135 | 0.093606 | 0.092378 | 0.09139 | 0.090559 | 0.96435 | 1.2814 | 1.1651 | 1.2862 | 1.2363 | 1.1816 | 1.0708 | 0.97153 | 0.91863 | 0.91767 | 1.0108 | 1.0892 | 1.1974 | 0 | 5.6937 | 5.0281 | 5.4087 | 4.878 | 4.7683 | 4.517 | 3.9706 | 3.8212 | 3.862 | 4.4171 | 4.6654 | 5.4317 | 6926.7048
LO12Med | NR | Showerheads | Residential | Water Heating | 0.01092 | 0.0077825 | 104.6825 | -108.5489 | Multifamily | Showerhead_MF_ERWH_1_50 GPM | 0.015055 | 0.030041 | 0.04496 | 0.05981 | 0.074593 | 0.08782 | 0.098313 | 0.10662 | 0.11319 | 0.11838 | 0.14489 | 0.1458 | 0.14594 | 0.14547 | 0.1442 | 0.1427 | 0.14041 | 0.13857 | 0.13708 | 0.13584 | 1.4465 | 1.9221 | 1.7477 | 1.9293 | 1.8544 | 1.7724 | 1.6061 | 1.4573 | 1.3779 | 1.3765 | 1.5162 | 1.6337 | 1.7961 | 0 | 8.5406 | 7.5421 | 8.1131 | 7.317 | 7.1524 | 6.7755 | 5.9559 | 5.7319 | 5.793 | 6.6257 | 6.9981 | 8.1476 | 10390.0571
LO12Med | NR | Showerheads | Residential | Water Heating | 0.00053241 | 0.0003793 | 5.1115 | -194.6567 | Single Family | Showerhead_SF_HPWH_2_00 GPM | 0.0096334 | 0.019223 | 0.028769 | 0.038272 | 0.047731 | 0.056195 | 0.062909 | 0.068227 | 0.072431 | 0.075746 | 0.088034 | 0.088966 | 0.089443 | 0.089576 | 0.089307 | 0.08889 | 0.087854 | 0.087018 | 0.086337 | 0.085759 | 0.89647 | 0.093013 | 0.08461 | 0.093509 | 0.089824 | 0.086061 | 0.078413 | 0.071529 | 0.067795 | 0.067475 | 0.073883 | 0.079269 | 0.087002 | 0 | 0.41451 | 0.3663 | 0.39454 | 0.35668 | 0.34962 | 0.33246 | 0.29422 | 0.28381 | 0.28576 | 0.32472 | 0.34075 | 0.39575 | 827.4511
LO12Med | NR | Showerheads | Residential | Water Heating | 0.003716 | 0.0026474 | 35.6762 | -194.8879 | Single Family | Showerhead_SF_HPWH_1_8 GPM | 0.067237 | 0.13417 | 0.2008 | 0.26712 | 0.33314 | 0.39221 | 0.43908 | 0.4762 | 0.50554 | 0.52868 | 0.61444 | 0.62095 | 0.62427 | 0.6252 | 0.62333 | 0.62042 | 0.61318 | 0.60735 | 0.6026 | 0.59856 | 6.257 | 0.64919 | 0.59055 | 0.65266 | 0.62693 | 0.60067 | 0.54729 | 0.49925 | 0.47318 | 0.47095 | 0.51567 | 0.55326 | 0.60724 | 0 | 2.8931 | 2.5566 | 2.7537 | 2.4895 | 2.4402 | 2.3205 | 2.0535 | 1.9809 | 1.9945 | 2.2664 | 2.3783 | 2.7622 | 5775.2711
LO12Med | NR | Showerheads | Residential | Water Heating | 0.0055741 | 0.0039711 | 53.5143 | -194.9008 | Single Family | Showerhead_SF_HPWH_1_50 GPM | 0.10086 | 0.20125 | 0.30119 | 0.40068 | 0.49971 | 0.58832 | 0.65862 | 0.7143 | 0.75831 | 0.79302 | 0.92166 | 0.93142 | 0.93641 | 0.9378 | 0.93499 | 0.93063 | 0.91977 | 0.91102 | 0.9039 | 0.89784 | 9.3855 | 0.97378 | 0.88582 | 0.97899 | 0.9404 | 0.90101 | 0.82094 | 0.74887 | 0.70977 | 0.70642 | 0.77351 | 0.8299 | 0.91085 | 0 | 4.3397 | 3.8349 | 4.1306 | 3.7343 | 3.6603 | 3.4807 | 3.0803 | 2.9713 | 2.9917 | 3.3997 | 3.5674 | 4.1433 | 8662.9066
LO12Med | NR | Showerheads | Residential | Water Heating | 0.00053241 | 0.0003793 | 5.1115 | -194.6567 | Manufactured | Showerhead_MH_HPWH_2_00 GPM | 0.0021399 | 0.004234 | 0.0062831 | 0.008288 | 0.010249 | 0.011965 | 0.013282 | 0.014283 | 0.015035 | 0.01559 | 0.017145 | 0.017337 | 0.01742 | 0.017417 | 0.017328 | 0.017191 | 0.016909 | 0.01665 | 0.016411 | 0.016186 | 0.16668 | 0.093013 | 0.08461 | 0.093509 | 0.089824 | 0.086061 | 0.078413 | 0.071529 | 0.067795 | 0.067475 | 0.073883 | 0.079269 | 0.087002 | 0 | 0.41451 | 0.3663 | 0.39454 | 0.35668 | 0.34962 | 0.33246 | 0.29422 | 0.28381 | 0.28576 | 0.32472 | 0.34075 | 0.39575 | 827.4511
LO12Med | NR | Showerheads | Residential | Water Heating | 0.003716 | 0.0026474 | 35.6762 | -194.8879 | Manufactured | Showerhead_MH_HPWH_1_8 GPM | 0.014935 | 0.029552 | 0.043854 | 0.057847 | 0.071536 | 0.08351 | 0.0927 | 0.099688 | 0.10494 | 0.10882 | 0.11967 | 0.121 | 0.12158 | 0.12157 | 0.12094 | 0.11999 | 0.11802 | 0.11621 | 0.11454 | 0.11297 | 1.1633 | 0.64919 | 0.59055 | 0.65266 | 0.62693 | 0.60067 | 0.54729 | 0.49925 | 0.47318 | 0.47095 | 0.51567 | 0.55326 | 0.60724 | 0 | 2.8931 | 2.5566 | 2.7537 | 2.4895 | 2.4402 | 2.3205 | 2.0535 | 1.9809 | 1.9945 | 2.2664 | 2.3783 | 2.7622 | 5775.2711
LO12Med | NR | Showerheads | Residential | Water Heating | 0.0055741 | 0.0039711 | 53.5143 | -194.9008 | Manufactured | Showerhead_MH_HPWH_1_50 GPM | 0.022403 | 0.044327 | 0.06578 | 0.08677 | 0.1073 | 0.12526 | 0.13905 | 0.14953 | 0.15741 | 0.16322 | 0.1795 | 0.1815 | 0.18237 | 0.18235 | 0.18141 | 0.17998 | 0.17702 | 0.17431 | 0.17181 | 0.16946 | 1.745 | 0.97378 | 0.88582 | 0.97899 | 0.9404 | 0.90101 | 0.82094 | 0.74887 | 0.70977 | 0.70642 | 0.77351 | 0.8299 | 0.91085 | 0 | 4.3397 | 3.8349 | 4.1306 | 3.7343 | 3.6603 | 3.4807 | 3.0803 | 2.9713 | 2.9917 | 3.3997 | 3.5674 | 4.1433 | 8662.9066
LO12Med | NR | Showerheads | Residential | Water Heating | 0.00053241 | 0.0003793 | 5.1115 | -194.6567 | Multifamily | Showerhead_MF_HPWH_2_00 GPM | 0.0022053 | 0.0044006 | 0.006586 | 0.0087614 | 0.010927 | 0.012864 | 0.014402 | 0.015619 | 0.016581 | 0.01734 | 0.021224 | 0.021357 | 0.021377 | 0.02131 | 0.021124 | 0.020904 | 0.020568 | 0.020298 | 0.020081 | 0.019898 | 0.21189 | 0.093013 | 0.08461 | 0.093509 | 0.089824 | 0.086061 | 0.078413 | 0.071529 | 0.067795 | 0.067475 | 0.073883 | 0.079269 | 0.087002 | 0 | 0.41451 | 0.3663 | 0.39454 | 0.35668 | 0.34962 | 0.33246 | 0.29422 | 0.28381 | 0.28576 | 0.32472 | 0.34075 | 0.39575 | 827.4511
LO12Med | NR | Showerheads | Residential | Water Heating | 0.003716 | 0.0026474 | 35.6762 | -194.8879 | Multifamily | Showerhead_MF_HPWH_1_8 GPM | 0.015392 | 0.030715 | 0.045967 | 0.061151 | 0.076265 | 0.089788 | 0.10052 | 0.10901 | 0.11573 | 0.12103 | 0.14814 | 0.14907 | 0.14921 | 0.14873 | 0.14744 | 0.1459 | 0.14356 | 0.14167 | 0.14016 | 0.13888 | 1.4789 | 0.64919 | 0.59055 | 0.65266 | 0.62693 | 0.60067 | 0.54729 | 0.49925 | 0.47318 | 0.47095 | 0.51567 | 0.55326 | 0.60724 | 0 | 2.8931 | 2.5566 | 2.7537 | 2.4895 | 2.4402 | 2.3205 | 2.0535 | 1.9809 | 1.9945 | 2.2664 | 2.3783 | 2.7622 | 5775.2711
LO12Med | NR | Showerheads | Residential | Water Heating | 0.0055741 | 0.0039711 | 53.5143 | -194.9008 | Multifamily | Showerhead_MF_HPWH_1_50 GPM | 0.023088 | 0.046072 | 0.068951 | 0.091726 | 0.1144 | 0.13468 | 0.15077 | 0.16352 | 0.1736 | 0.18154 | 0.22221 | 0.2236 | 0.22381 | 0.2231 | 0.22115 | 0.21885 | 0.21533 | 0.21251 | 0.21024 | 0.20832 | 2.2184 | 0.97378 | 0.88582 | 0.97899 | 0.9404 | 0.90101 | 0.82094 | 0.74887 | 0.70977 | 0.70642 | 0.77351 | 0.8299 | 0.91085 | 0 | 4.3397 | 3.8349 | 4.1306 | 3.7343 | 3.6603 | 3.4807 | 3.0803 | 2.9713 | 2.9917 | 3.3997 | 3.5674 | 4.1433 | 8662.9066
LO3Slow | New | TSRV | Residential | Water Heating | 0.0038201 | 0.0027226 | 36.6129 | -17.085 | Single Family | Res_Valve only_ERWH | 0.00013371 | 0.00033506 | 0.00072998 | 0.0014158 | 0.0024279 | 0.0037462 | 0.0054275 | 0.0073822 | 0.0095354 | 0.011694 | 0.013303 | 0.014876 | 0.016232 | 0.017246 | 0.017594 | 0.017906 | 0.017961 | 0.017759 | 0.017627 | 0.017394 | 0.21073 | 0.67299 | 0.61189 | 0.67539 | 0.64922 | 0.62033 | 0.56176 | 0.50936 | 0.48148 | 0.4812 | 0.53042 | 0.57185 | 0.6288 | 0 | 2.9893 | 2.6396 | 2.839 | 2.5597 | 2.5012 | 2.3683 | 2.08 | 2.0012 | 2.0235 | 2.3163 | 2.4485 | 2.8515 | 1.5632
LO3Slow | New | TSRV | Residential | Water Heating | 0.0038201 | 0.0027226 | 36.6129 | -17.085 | Multifamily | Res_Valve only_ERWH | 0.00058983 | 0.0014986 | 0.0033153 | 0.0065302 | 0.011373 | 0.017833 | 0.026243 | 0.036238 | 0.047493 | 0.059115 | 0.068268 | 0.077463 | 0.085763 | 0.092494 | 0.095784 | 0.098986 | 0.10076 | 0.10116 | 0.10187 | 0.1021 | 1.1349 | 0.67299 | 0.61189 | 0.67539 | 0.64922 | 0.62033 | 0.56176 | 0.50936 | 0.48148 | 0.4812 | 0.53042 | 0.57185 | 0.6288 | 0 | 2.9893 | 2.6396 | 2.839 | 2.5597 | 2.5012 | 2.3683 | 2.08 | 2.0012 | 2.0235 | 2.3163 | 2.4485 | 2.8515 | 1.5632
LO3Slow | New | TSRV | Residential | Water Heating | 0.0038201 | 0.0027226 | 36.6129 | -17.085 | Manufactured | Res_Valve only_ERWH | 1.8513e-05 | 4.8445e-05 | 0.0001101 | 0.00022251 | 0.00039715 | 0.00063747 | 0.00095985 | 0.0013555 | 0.001816 | 0.0023086 | 0.0027211 | 0.0031499 | 0.0035552 | 0.0039047 | 0.0041159 | 0.0043262 | 0.0044803 | 0.0045719 | 0.0046806 | 0.0047637 | 0.048144 | 0.67299 | 0.61189 | 0.67539 | 0.64922 | 0.62033 | 0.56176 | 0.50936 | 0.48148 | 0.4812 | 0.53042 | 0.57185 | 0.6288 | 0 | 2.9893 | 2.6396 | 2.839 | 2.5597 | 2.5012 | 2.3683 | 2.08 | 2.0012 | 2.0235 | 2.3163 | 2.4485 | 2.8515 | 1.5632
LO3Slow | New | TSRV | Residential | Water Heating | 0.0023429 | 0.0016694 | 22.4743 | -16.3598 | Single Family | Res_Valve only_HPWH | 0.00046511 | 0.0011655 | 0.0025392 | 0.0049248 | 0.0084451 | 0.013031 | 0.018879 | 0.025678 | 0.033168 | 0.040676 | 0.046273 | 0.051745 | 0.056462 | 0.059988 | 0.061199 | 0.062283 | 0.062475 | 0.061775 | 0.061315 | 0.060504 | 0.73299 | 0.41097 | 0.37375 | 0.41281 | 0.39667 | 0.37955 | 0.3448 | 0.31361 | 0.29685 | 0.29604 | 0.32521 | 0.34974 | 0.3842 | 0 | 1.8286 | 1.6153 | 1.7386 | 1.5697 | 1.5363 | 1.4579 | 1.2855 | 1.2384 | 1.2495 | 1.4249 | 1.5005 | 1.745 | 1.3404
LO3Slow | New | TSRV | Residential | Water Heating | 0.0023429 | 0.0016694 | 22.4743 | -16.3598 | Multifamily | Res_Valve only_HPWH | 0.00012069 | 0.00030664 | 0.00067835 | 0.0013362 | 0.0023271 | 0.0036488 | 0.0053696 | 0.0074147 | 0.0097176 | 0.012096 | 0.013968 | 0.01585 | 0.017548 | 0.018925 | 0.019599 | 0.020254 | 0.020618 | 0.020698 | 0.020845 | 0.020891 | 0.23221 | 0.41097 | 0.37375 | 0.41281 | 0.39667 | 0.37955 | 0.3448 | 0.31361 | 0.29685 | 0.29604 | 0.32521 | 0.34974 | 0.3842 | 0 | 1.8286 | 1.6153 | 1.7386 | 1.5697 | 1.5363 | 1.4579 | 1.2855 | 1.2384 | 1.2495 | 1.4249 | 1.5005 | 1.745 | 1.3404
LO3Slow | New | TSRV | Residential | Water Heating | 0.0023429 | 0.0016694 | 22.4743 | -16.3598 | Manufactured | Res_Valve only_HPWH | 3.4091e-05 | 8.9213e-05 | 0.00020276 | 0.00040975 | 0.00073135 | 0.0011739 | 0.0017676 | 0.0024963 | 0.0033441 | 0.0042514 | 0.0050109 | 0.0058006 | 0.0065469 | 0.0071906 | 0.0075795 | 0.0079667 | 0.0082505 | 0.0084192 | 0.0086194 | 0.0087725 | 0.088657 | 0.41097 | 0.37375 | 0.41281 | 0.39667 | 0.37955 | 0.3448 | 0.31361 | 0.29685 | 0.29604 | 0.32521 | 0.34974 | 0.3842 | 0 | 1.8286 | 1.6153 | 1.7386 | 1.5697 | 1.5363 | 1.4579 | 1.2855 | 1.2384 | 1.2495 | 1.4249 | 1.5005 | 1.745 | 1.3404
Retro3Slow | Retro | TSRV | Residential | Water Heating | 0.0038201 | 0.0027226 | 36.6129 | -17.085 | Single Family | Res_Valve only_ERWH | 0.011366 | 0.018034 | 0.036392 | 0.064229 | 0.10072 | 0.14203 | 0.18191 | 0.21337 | 0.23082 | 0.23165 | 0.2168 | 0.19004 | 0.15668 | 0.12194 | 0.089862 | 0.062891 | 0.04191 | 0.026655 | 0.016213 | 0.010969 | 2.1939 | 0.67299 | 0.61189 | 0.67539 | 0.64922 | 0.62033 | 0.56176 | 0.50936 | 0.48148 | 0.4812 | 0.53042 | 0.57185 | 0.6288 | 0 | 2.9893 | 2.6396 | 2.839 | 2.5597 | 2.5012 | 2.3683 | 2.08 | 2.0012 | 2.0235 | 2.3163 | 2.4485 | 2.8515 | 1.5632
Retro3Slow | Retro | TSRV | Residential | Water Heating | 0.0038201 | 0.0027226 | 36.6129 | -17.085 | Multifamily | Res_Valve only_ERWH | 0.027666 | 0.044242 | 0.08997 | 0.16001 | 0.25283 | 0.3592 | 0.46329 | 0.5471 | 0.59565 | 0.60148 | 0.56625 | 0.4991 | 0.41366 | 0.32357 | 0.23965 | 0.16853 | 0.11285 | 0.072115 | 0.044074 | 0.029962 | 5.9924 | 0.67299 | 0.61189 | 0.67539 | 0.64922 | 0.62033 | 0.56176 | 0.50936 | 0.48148 | 0.4812 | 0.53042 | 0.57185 | 0.6288 | 0 | 2.9893 | 2.6396 | 2.839 | 2.5597 | 2.5012 | 2.3683 | 2.08 | 2.0012 | 2.0235 | 2.3163 | 2.4485 | 2.8515 | 1.5632
Retro3Slow | Retro | TSRV | Residential | Water Heating | 0.0038201 | 0.0027226 | 36.6129 | -17.085 | Manufactured | Res_Valve only_ERWH | 0.0026474 | 0.0041461 | 0.0082635 | 0.014415 | 0.022358 | 0.031217 | 0.039629 | 0.046125 | 0.049571 | 0.049488 | 0.04613 | 0.040318 | 0.033176 | 0.025793 | 0.019004 | 0.013304 | 0.0088733 | 0.0056504 | 0.0034422 | 0.0023332 | 0.46664 | 0.67299 | 0.61189 | 0.67539 | 0.64922 | 0.62033 | 0.56176 | 0.50936 | 0.48148 | 0.4812 | 0.53042 | 0.57185 | 0.6288 | 0 | 2.9893 | 2.6396 | 2.839 | 2.5597 | 2.5012 | 2.3683 | 2.08 | 2.0012 | 2.0235 | 2.3163 | 2.4485 | 2.8515 | 1.5632
Retro3Slow | Retro | TSRV | Residential | Water Heating | 0.0023429 | 0.0016694 | 22.4743 | -17.085 | Single Family | Res_Valve only_HPWH | 0.039534 | 0.062731 | 0.12659 | 0.22342 | 0.35033 | 0.49404 | 0.63274 | 0.74219 | 0.80287 | 0.80576 | 0.75411 | 0.66105 | 0.54501 | 0.42414 | 0.31258 | 0.21876 | 0.14578 | 0.092715 | 0.056396 | 0.038156 | 7.6312 | 0.41097 | 0.37375 | 0.41281 | 0.39667 | 0.37955 | 0.3448 | 0.31361 | 0.29685 | 0.29604 | 0.32521 | 0.34974 | 0.3842 | 0 | 1.8286 | 1.6153 | 1.7386 | 1.5697 | 1.5363 | 1.4579 | 1.2855 | 1.2384 | 1.2495 | 1.4249 | 1.5005 | 1.745 | 1.3404
Retro3Slow | Retro | TSRV | Residential | Water Heating | 0.0023429 | 0.0016694 | 22.4743 | -16.3598 | Multifamily | Res_Valve only_HPWH | 0.0056607 | 0.0090524 | 0.018409 | 0.032741 | 0.051733 | 0.073496 | 0.094795 | 0.11194 | 0.12188 | 0.12307 | 0.11586 | 0.10212 | 0.084639 | 0.066205 | 0.049035 | 0.034484 | 0.02309 | 0.014756 | 0.0090181 | 0.0061306 | 1.2261 | 0.41097 | 0.37375 | 0.41281 | 0.39667 | 0.37955 | 0.3448 | 0.31361 | 0.29685 | 0.29604 | 0.32521 | 0.34974 | 0.3842 | 0 | 1.8286 | 1.6153 | 1.7386 | 1.5697 | 1.5363 | 1.4579 | 1.2855 | 1.2384 | 1.2495 | 1.4249 | 1.5005 | 1.745 | 1.3404
Retro3Slow | Retro | TSRV | Residential | Water Heating | 0.0023429 | 0.0016694 | 22.4743 | -16.3598 | Manufactured | Res_Valve only_HPWH | 0.0048753 | 0.0076352 | 0.015217 | 0.026545 | 0.041173 | 0.057487 | 0.072976 | 0.084939 | 0.091285 | 0.091132 | 0.084948 | 0.074245 | 0.061094 | 0.047497 | 0.034996 | 0.0245 | 0.01634 | 0.010405 | 0.0063389 | 0.0042966 | 0.85933 | 0.41097 | 0.37375 | 0.41281 | 0.39667 | 0.37955 | 0.3448 | 0.31361 | 0.29685 | 0.29604 | 0.32521 | 0.34974 | 0.3842 | 0 | 1.8286 | 1.6153 | 1.7386 | 1.5697 | 1.5363 | 1.4579 | 1.2855 | 1.2384 | 1.2495 | 1.4249 | 1.5005 | 1.745 | 1.3404
LO5Med | New | UHD TV | Residential | Electronics | 0.0061382 | 0.005981 | 49.6102 | -21.2039 | Single Family | Efficient TV | 0.016666 | 0.036176 | 0.059382 | 0.086126 | 0.11422 | 0.14394 | 0.17761 | 0.21227 | 0.24639 | 0.27586 | 0.28984 | 0.30221 | 0.31042 | 0.31332 | 0.3055 | 0.30157 | 0.29657 | 0.28962 | 0.28533 | 0.28004 | 4.3431 | 1.5633 | 1.2878 | 1.4245 | 1.1819 | 1.2072 | 1.2042 | 1.1394 | 1.2313 | 1.2248 | 1.3742 | 1.3579 | 1.3911 | 0 | 3.426 | 2.8662 | 3.1521 | 2.493 | 2.7282 | 2.7568 | 2.7497 | 2.802 | 2.4676 | 2.7366 | 2.807 | 3.0374 | 1393.6936
LO5Med | New | UHD TV | Residential | Electronics | 0.0061382 | 0.005981 | 49.6102 | -21.2039 | Multifamily - Low Rise | Efficient TV | 0.0045644 | 0.010059 | 0.016759 | 0.024662 | 0.033175 | 0.042461 | 0.053174 | 0.064431 | 0.075822 | 0.086129 | 0.091905 | 0.097275 | 0.10137 | 0.10389 | 0.10287 | 0.10314 | 0.10295 | 0.10217 | 0.10225 | 0.10202 | 1.4211 | 1.5633 | 1.2878 | 1.4245 | 1.1819 | 1.2072 | 1.2042 | 1.1394 | 1.2313 | 1.2248 | 1.3742 | 1.3579 | 1.3911 | 0 | 3.426 | 2.8662 | 3.1521 | 2.493 | 2.7282 | 2.7568 | 2.7497 | 2.802 | 2.4676 | 2.7366 | 2.807 | 3.0374 | 1393.6936
LO5Med | New | UHD TV | Residential | Electronics | 0.0061382 | 0.005981 | 49.6102 | -21.2039 | Multifamily - High Rise | Efficient TV | 0.0013293 | 0.0029123 | 0.0048619 | 0.0071836 | 0.0097183 | 0.012471 | 0.015674 | 0.019103 | 0.022558 | 0.02567 | 0.027335 | 0.028884 | 0.030111 | 0.030822 | 0.030469 | 0.030514 | 0.030433 | 0.030086 | 0.029943 | 0.029756 | 0.41984 | 1.5633 | 1.2878 | 1.4245 | 1.1819 | 1.2072 | 1.2042 | 1.1394 | 1.2313 | 1.2248 | 1.3742 | 1.3579 | 1.3911 | 0 | 3.426 | 2.8662 | 3.1521 | 2.493 | 2.7282 | 2.7568 | 2.7497 | 2.802 | 2.4676 | 2.7366 | 2.807 | 3.0374 | 1393.6936
LO5Med | New | UHD TV | Residential | Electronics | 0.0061382 | 0.005981 | 49.6102 | -21.2039 | Manufactured | Efficient TV | 0.001208 | 0.0027382 | 0.0046888 | 0.0070857 | 0.0097809 | 0.012823 | 0.016444 | 0.020405 | 0.024564 | 0.028511 | 0.031036 | 0.0335 | 0.035592 | 0.037137 | 0.037414 | 0.038144 | 0.038727 | 0.039032 | 0.039662 | 0.04015 | 0.49864 | 1.5633 | 1.2878 | 1.4245 | 1.1819 | 1.2072 | 1.2042 | 1.1394 | 1.2313 | 1.2248 | 1.3742 | 1.3579 | 1.3911 | 0 | 3.426 | 2.8662 | 3.1521 | 2.493 | 2.7282 | 2.7568 | 2.7497 | 2.802 | 2.4676 | 2.7366 | 2.807 | 3.0374 | 1393.6936
LO5Med | NR | UHD TV | Residential | Electronics | 0.0061382 | 0.005981 | 49.6102 | -21.2039 | Single Family | Efficient TV | 0.20238 | 0.44984 | 0.75152 | 1.1004 | 1.4969 | 1.9589 | 2.4638 | 3.2164 | 3.7157 | 4.133 | 4.4424 | 4.6328 | 4.7205 | 4.7354 | 4.6876 | 4.6438 | 4.605 | 4.5714 | 4.5462 | 4.5273 | 33.8658 | 1.5633 | 1.2878 | 1.4245 | 1.1819 | 1.2072 | 1.2042 | 1.1394 | 1.2313 | 1.2248 | 1.3742 | 1.3579 | 1.3911 | 0 | 3.426 | 2.8662 | 3.1521 | 2.493 | 2.7282 | 2.7568 | 2.7497 | 2.802 | 2.4676 | 2.7366 | 2.807 | 3.0374 | 1393.6936
LO5Med | NR | UHD TV | Residential | Electronics | 0.0061382 | 0.005981 | 49.6102 | -21.2039 | Multifamily - Low Rise | Efficient TV | 0.030474 | 0.067738 | 0.11317 | 0.1657 | 0.2254 | 0.29497 | 0.37101 | 0.51379 | 0.59227 | 0.65701 | 0.70402 | 0.73075 | 0.74005 | 0.73775 | 0.72554 | 0.71423 | 0.7042 | 0.69559 | 0.68946 | 0.6852 | 5.4189 | 1.5633 | 1.2878 | 1.4245 | 1.1819 | 1.2072 | 1.2042 | 1.1394 | 1.2313 | 1.2248 | 1.3742 | 1.3579 | 1.3911 | 0 | 3.426 | 2.8662 | 3.1521 | 2.493 | 2.7282 | 2.7568 | 2.7497 | 2.802 | 2.4676 | 2.7366 | 2.807 | 3.0374 | 1393.6936
LO5Med | NR | UHD TV | Residential | Electronics | 0.0061382 | 0.005981 | 49.6102 | -21.2039 | Multifamily - High Rise | Efficient TV | 0.0090178 | 0.020045 | 0.033487 | 0.049033 | 0.066699 | 0.087286 | 0.10979 | 0.15173 | 0.1748 | 0.19399 | 0.20798 | 0.21603 | 0.21886 | 0.21825 | 0.21472 | 0.2114 | 0.20843 | 0.20585 | 0.20403 | 0.20277 | 1.6013 | 1.5633 | 1.2878 | 1.4245 | 1.1819 | 1.2072 | 1.2042 | 1.1394 | 1.2313 | 1.2248 | 1.3742 | 1.3579 | 1.3911 | 0 | 3.426 | 2.8662 | 3.1521 | 2.493 | 2.7282 | 2.7568 | 2.7497 | 2.802 | 2.4676 | 2.7366 | 2.807 | 3.0374 | 1393.6936
LO5Med | NR | UHD TV | Residential | Electronics | 0.0061382 | 0.005981 | 49.6102 | -21.2039 | Manufactured | Efficient TV | 0.024678 | 0.054391 | 0.090101 | 0.13082 | 0.17645 | 0.22896 | 0.28555 | 0.35948 | 0.41358 | 0.45802 | 0.49002 | 0.50863 | 0.51572 | 0.51445 | 0.50612 | 0.49797 | 0.49015 | 0.48274 | 0.47614 | 0.4702 | 3.4702 | 1.5633 | 1.2878 | 1.4245 | 1.1819 | 1.2072 | 1.2042 | 1.1394 | 1.2313 | 1.2248 | 1.3742 | 1.3579 | 1.3911 | 0 | 3.426 | 2.8662 | 3.1521 | 2.493 | 2.7282 | 2.7568 | 2.7497 | 2.802 | 2.4676 | 2.7366 | 2.807 | 3.0374 | 1393.6936
LO5Med | New | Smart tstats | Residential | HVAC | 0.15442 | 0.11371 | 929.2837 | 33.7348 | Single Family | SF_Thermostat_HZ1 | 0.028991 | 0.062927 | 0.10329 | 0.14981 | 0.19868 | 0.25039 | 0.30896 | 0.36924 | 0.42858 | 0.47986 | 0.50416 | 0.5257 | 0.53998 | 0.54501 | 0.53142 | 0.52458 | 0.51587 | 0.50379 | 0.49632 | 0.48713 | 7.5547 | 28.5948 | 20.2841 | 16.8043 | 13.611 | 4.9476 | 2.1703 | 7.9233 | 7.3974 | 5.187 | 9.5135 | 17.4455 | 33.4599 | 0 | 129.7465 | 96.3181 | 82.7443 | 68.5866 | 30.8432 | 9.7382 | 17.0209 | 15.3606 | 22.2295 | 51.5388 | 85.4347 | 152.3836 | 0.92972
LO5Med | New | Smart tstats | Residential | HVAC | 0.10439 | 0.077676 | 627.9381 | 63.1019 | Multifamily - Low Rise | MF_Thermostat_HZ1 | 0.0029437 | 0.0064874 | 0.010808 | 0.015905 | 0.021395 | 0.027384 | 0.034293 | 0.041553 | 0.048899 | 0.055546 | 0.059271 | 0.062734 | 0.065378 | 0.067002 | 0.06634 | 0.066517 | 0.066395 | 0.065889 | 0.065944 | 0.065797 | 0.91648 | 19.6635 | 13.9486 | 11.5557 | 9.3389 | 3.2629 | 1.2953 | 4.0754 | 3.7963 | 3.0858 | 6.462 | 11.9966 | 23.0091 | 0 | 89.2216 | 66.2342 | 56.9 | 47.0813 | 20.8295 | 6.3386 | 8.971 | 8.0526 | 14.0531 | 35.2278 | 58.7501 | 104.7883 | 0.6259
LO5Med | New | Smart tstats | Residential | HVAC | 0.10439 | 0.077676 | 627.9381 | 63.1019 | Multifamily - High Rise | MF_Thermostat_HZ1 | 0 | 0 | 0 | 0 | 0 | 0 | 0 | 0 | 0 | 0 | 0 | 0 | 0 | 0 | 0 | 0 | 0 | 0 | 0 | 0 | 0 | 19.6635 | 13.9486 | 11.5557 | 9.3389 | 3.2629 | 1.2953 | 4.0754 | 3.7963 | 3.0858 | 6.462 | 11.9966 | 23.0091 | 0 | 89.2216 | 66.2342 | 56.9 | 47.0813 | 20.8295 | 6.3386 | 8.971 | 8.0526 | 14.0531 | 35.2278 | 58.7501 | 104.7883 | 0.6259
LO5Med | New | Smart tstats | Residential | HVAC | 0.11721 | 0.08709 | 705.1015 | 53.193 | Manufactured | MH_Thermostat_HZ1 | 0.0069323 | 0.015714 | 0.026908 | 0.040664 | 0.056131 | 0.073588 | 0.094368 | 0.1171 | 0.14097 | 0.16362 | 0.17811 | 0.19225 | 0.20426 | 0.21312 | 0.21471 | 0.2189 | 0.22225 | 0.224 | 0.22761 | 0.23042 | 2.8616 | 22.0266 | 15.6249 | 12.9444 | 10.4644 | 3.6764 | 1.4812 | 4.7757 | 4.4504 | 3.5303 | 7.2509 | 13.4383 | 25.7742 | 0 | 99.9438 | 74.1939 | 63.738 | 52.7521 | 23.3909 | 7.1552 | 10.4682 | 9.4051 | 15.931 | 39.494 | 65.8104 | 117.3812 | 0.70318
LO5Med | New | Smart tstats | Residential | HVAC | 0.22038 | 0.16364 | 1325.7497 | 15.4469 | Single Family | SF_Thermostat_HZ23 | 0.008635 | 0.018743 | 0.030766 | 0.044622 | 0.059177 | 0.074579 | 0.092023 | 0.10998 | 0.12765 | 0.14293 | 0.15017 | 0.15658 | 0.16083 | 0.16233 | 0.15828 | 0.15625 | 0.15365 | 0.15006 | 0.14783 | 0.14509 | 2.2502 | 41.3711 | 29.3472 | 24.3125 | 19.6572 | 6.9228 | 2.8069 | 9.1435 | 8.5221 | 6.6917 | 13.6289 | 25.2403 | 48.41 | 0 | 187.718 | 139.3536 | 119.7149 | 99.0913 | 43.9818 | 13.4845 | 20.0076 | 17.9826 | 30.0781 | 74.2061 | 123.6074 | 220.4695 | 1.3224
LO5Med | New | Smart tstats | Residential | HVAC | 0.13904 | 0.10365 | 836.2844 | 40.5482 | Multifamily - Low Rise | MF_Thermostat_HZ23 | 0.00062075 | 0.001368 | 0.0022792 | 0.003354 | 0.0045118 | 0.0057747 | 0.0072316 | 0.0087625 | 0.010312 | 0.011713 | 0.012499 | 0.013229 | 0.013787 | 0.014129 | 0.01399 | 0.014027 | 0.014001 | 0.013895 | 0.013906 | 0.013875 | 0.19326 | 26.2709 | 18.6357 | 15.4386 | 12.472 | 4.326 | 1.6833 | 5.1161 | 4.763 | 4.0075 | 8.6142 | 16.0277 | 30.7407 | 0 | 119.2022 | 88.4905 | 76.0198 | 62.8819 | 27.7376 | 8.3828 | 11.3311 | 10.1575 | 18.48 | 47.0141 | 78.4915 | 139.9996 | 0.83301
LO5Med | New | Smart tstats | Residential | HVAC | 0.13904 | 0.10365 | 836.2844 | 40.5482 | Multifamily - High Rise | MF_Thermostat_HZ23 | 0 | 0 | 0 | 0 | 0 | 0 | 0 | 0 | 0 | 0 | 0 | 0 | 0 | 0 | 0 | 0 | 0 | 0 | 0 | 0 | 0 | 26.2709 | 18.6357 | 15.4386 | 12.472 | 4.326 | 1.6833 | 5.1161 | 4.763 | 4.0075 | 8.6142 | 16.0277 | 30.7407 | 0 | 119.2022 | 88.4905 | 76.0198 | 62.8819 | 27.7376 | 8.3828 | 11.3311 | 10.1575 | 18.48 | 47.0141 | 78.4915 | 139.9996 | 0.83301
LO5Med | New | Smart tstats | Residential | HVAC | 0.15609 | 0.11621 | 938.9121 | 33.1166 | Manufactured | MH_Thermostat_HZ23 | 0.0028993 | 0.0065721 | 0.011254 | 0.017007 | 0.023476 | 0.030777 | 0.039468 | 0.048975 | 0.058958 | 0.068431 | 0.074491 | 0.080405 | 0.085428 | 0.089135 | 0.0898 | 0.091553 | 0.092953 | 0.093683 | 0.095195 | 0.096368 | 1.1968 | 29.428 | 20.8752 | 17.294 | 13.9748 | 4.8726 | 1.9234 | 5.9942 | 5.5828 | 4.5813 | 9.6648 | 17.9539 | 34.4349 | 0 | 133.5274 | 99.1248 | 85.1555 | 70.4547 | 31.1439 | 9.4589 | 13.217 | 11.8595 | 20.9373 | 52.7049 | 87.9243 | 156.8241 | 0.93569
Retro5Med | Retro | Smart tstats | Residential | HVAC | 0.15442 | 0.11371 | 929.2837 | 33.7348 | Single Family | SF_Thermostat_HZ1 | 1.9913 | 2.4737 | 3.0593 | 3.5853 | 4.1241 | 4.8561 | 5.3577 | 5.4975 | 5.1973 | 4.4771 | 3.4688 | 2.2968 | 1.3336 | 0.64194 | 0.27148 | 0.098674 | 0.030807 | 0.0067113 | 0.0011026 | 0.00013228 | 49.2381 | 28.5948 | 20.2841 | 16.8043 | 13.611 | 4.9476 | 2.1703 | 7.9233 | 7.3974 | 5.187 | 9.5135 | 17.4455 | 33.4599 | 0 | 129.7465 | 96.3181 | 82.7443 | 68.5866 | 30.8432 | 9.7382 | 17.0209 | 15.3606 | 22.2295 | 51.5388 | 85.4347 | 152.3836 | 0.92972
Retro5Med | Retro | Smart tstats | Residential | HVAC | 0.10439 | 0.077676 | 627.9381 | 63.1019 | Multifamily - Low Rise | MF_Thermostat_HZ1 | 0.11117 | 0.13967 | 0.17456 | 0.20656 | 0.23973 | 0.28454 | 0.3161 | 0.32624 | 0.30993 | 0.26805 | 0.20836 | 0.13831 | 0.080486 | 0.038817 | 0.016447 | 0.0059891 | 0.0018734 | 0.00040891 | 6.7308e-05 | 8.0906e-06 | 3.0117 | 19.6635 | 13.9486 | 11.5557 | 9.3389 | 3.2629 | 1.2953 | 4.0754 | 3.7963 | 3.0858 | 6.462 | 11.9966 | 23.0091 | 0 | 89.2216 | 66.2342 | 56.9 | 47.0813 | 20.8295 | 6.3386 | 8.971 | 8.0526 | 14.0531 | 35.2278 | 58.7501 | 104.7883 | 0.6259
Retro5Med | Retro | Smart tstats | Residential | HVAC | 0.10439 | 0.077676 | 627.9381 | 63.1019 | Multifamily - High Rise | MF_Thermostat_HZ1 | 0 | 0 | 0 | 0 | 0 | 0 | 0 | 0 | 0 | 0 | 0 | 0 | 0 | 0 | 0 | 0 | 0 | 0 | 0 | 0 | 0 | 19.6635 | 13.9486 | 11.5557 | 9.3389 | 3.2629 | 1.2953 | 4.0754 | 3.7963 | 3.0858 | 6.462 | 11.9966 | 23.0091 | 0 | 89.2216 | 66.2342 | 56.9 | 47.0813 | 20.8295 | 6.3386 | 8.971 | 8.0526 | 14.0531 | 35.2278 | 58.7501 | 104.7883 | 0.6259
Retro5Med | Retro | Smart tstats | Residential | HVAC | 0.11721 | 0.08709 | 705.1015 | 53.193 | Manufactured | MH_Thermostat_HZ1 | 0.8011 | 0.98131 | 1.1978 | 1.3868 | 1.5771 | 1.8375 | 2.0074 | 2.0407 | 1.9123 | 1.6334 | 1.2552 | 0.8245 | 0.47497 | 0.22685 | 0.095198 | 0.034339 | 0.010641 | 0.0023009 | 0.00037524 | 4.4693e-05 | 16.6365 | 22.0266 | 15.6249 | 12.9444 | 10.4644 | 3.6764 | 1.4812 | 4.7757 | 4.4504 | 3.5303 | 7.2509 | 13.4383 | 25.7742 | 0 | 99.9438 | 74.1939 | 63.738 | 52.7521 | 23.3909 | 7.1552 | 10.4682 | 9.4051 | 15.931 | 39.494 | 65.8104 | 117.3812 | 0.70318
Retro5Med | Retro | Smart tstats | Residential | HVAC | 0.22038 | 0.16364 | 1325.7497 | 15.4469 | Single Family | SF_Thermostat_HZ23 | 0.59311 | 0.73681 | 0.91123 | 1.0679 | 1.2284 | 1.4464 | 1.5958 | 1.6374 | 1.548 | 1.3335 | 1.0332 | 0.68411 | 0.39722 | 0.1912 | 0.08086 | 0.02939 | 0.0091759 | 0.001999 | 0.0003284 | 3.9398e-05 | 14.6656 | 41.3711 | 29.3472 | 24.3125 | 19.6572 | 6.9228 | 2.8069 | 9.1435 | 8.5221 | 6.6917 | 13.6289 | 25.2403 | 48.41 | 0 | 187.718 | 139.3536 | 119.7149 | 99.0913 | 43.9818 | 13.4845 | 20.0076 | 17.9826 | 30.0781 | 74.2061 | 123.6074 | 220.4695 | 1.3224
Retro5Med | Retro | Smart tstats | Residential | HVAC | 0.13904 | 0.10365 | 836.2844 | 40.5482 | Multifamily - Low Rise | MF_Thermostat_HZ23 | 0.023443 | 0.029454 | 0.036811 | 0.043559 | 0.050555 | 0.060004 | 0.066658 | 0.068797 | 0.065357 | 0.056525 | 0.043937 | 0.029167 | 0.016973 | 0.0081857 | 0.0034682 | 0.001263 | 0.00039506 | 8.6229e-05 | 1.4194e-05 | 1.7061e-06 | 0.63509 | 26.2709 | 18.6357 | 15.4386 | 12.472 | 4.326 | 1.6833 | 5.1161 | 4.763 | 4.0075 | 8.6142 | 16.0277 | 30.7407 | 0 | 119.2022 | 88.4905 | 76.0198 | 62.8819 | 27.7376 | 8.3828 | 11.3311 | 10.1575 | 18.48 | 47.0141 | 78.4915 | 139.9996 | 0.83301
Retro5Med | Retro | Smart tstats | Residential | HVAC | 0.13904 | 0.10365 | 836.2844 | 40.5482 | Multifamily - High Rise | MF_Thermostat_HZ23 | 0 | 0 | 0 | 0 | 0 | 0 | 0 | 0 | 0 | 0 | 0 | 0 | 0 | 0 | 0 | 0 | 0 | 0 | 0 | 0 | 0 | 26.2709 | 18.6357 | 15.4386 | 12.472 | 4.326 | 1.6833 | 5.1161 | 4.763 | 4.0075 | 8.6142 | 16.0277 | 30.7407 | 0 | 119.2022 | 88.4905 | 76.0198 | 62.8819 | 27.7376 | 8.3828 | 11.3311 | 10.1575 | 18.48 | 47.0141 | 78.4915 | 139.9996 | 0.83301
Retro5Med | Retro | Smart tstats | Residential | HVAC | 0.15609 | 0.11621 | 938.9121 | 33.1166 | Manufactured | MH_Thermostat_HZ23 | 0.33505 | 0.41042 | 0.50098 | 0.57999 | 0.6596 | 0.76849 | 0.83954 | 0.85347 | 0.79979 | 0.68315 | 0.52498 | 0.34483 | 0.19865 | 0.094876 | 0.039815 | 0.014362 | 0.0044503 | 0.00096232 | 0.00015694 | 1.8692e-05 | 6.958 | 29.428 | 20.8752 | 17.294 | 13.9748 | 4.8726 | 1.9234 | 5.9942 | 5.5828 | 4.5813 | 9.6648 | 17.9539 | 34.4349 | 0 | 133.5274 | 99.1248 | 85.1555 | 70.4547 | 31.1439 | 9.4589 | 13.217 | 11.8595 | 20.9373 | 52.7049 | 87.9243 | 156.8241 | 0.93569
LO1Slow | New | Well Pump | Residential | Other | 0.0010615 | 0.0010943 | 8.6442 | 4545.4394 | Single Family | SF_Well Pump | 5.6328e-06 | 8.4411e-06 | 1.8069e-05 | 3.3601e-05 | 5.5927e-05 | 8.5725e-05 | 0.0001265 | 0.00017929 | 0.00024591 | 0.00032463 | 0.00040075 | 0.00048745 | 0.00057678 | 0.00065948 | 0.00071604 | 0.0007655 | 0.00079592 | 0.00080815 | 0.00081274 | 0.00081072 | 0.0079172 | 0.13882 | 0.12486 | 0.1336 | 0.1233 | 0.12279 | 0.11912 | 0.12461 | 0.12466 | 0.12074 | 0.125 | 0.12715 | 0.13942 | 0 | 0.64669 | 0.58258 | 0.62485 | 0.5778 | 0.57542 | 0.55822 | 0.58176 | 0.58222 | 0.5636 | 0.58443 | 0.59245 | 0.6501 | 0.011024
LO1Slow | New | Well Pump | Residential | Other | 0.00099621 | 0.001027 | 8.1122 | 4844.8835 | Manufactured | MH_Well Pump | 8.3184e-07 | 1.3018e-06 | 2.9069e-06 | 5.6324e-06 | 9.7582e-06 | 1.5559e-05 | 2.3862e-05 | 3.5116e-05 | 4.9952e-05 | 6.836e-05 | 8.7434e-05 | 0.00011009 | 0.00013474 | 0.00015927 | 0.00017867 | 0.00019728 | 0.00021177 | 0.00022191 | 0.00023019 | 0.00023683 | 0.0019815 | 0.13028 | 0.11718 | 0.12538 | 0.11571 | 0.11523 | 0.11179 | 0.11694 | 0.11699 | 0.11331 | 0.11731 | 0.11932 | 0.13084 | 0 | 0.60689 | 0.54673 | 0.58639 | 0.54224 | 0.54001 | 0.52387 | 0.54596 | 0.54639 | 0.52892 | 0.54846 | 0.55599 | 0.61009 | 0.010346
LO1Slow | NR | Well Pump | Residential | Other | 0.0010615 | 0.0010943 | 8.6442 | 4545.4394 | Single Family | SF_Well Pump | 2.394e-05 | 3.6738e-05 | 8.0034e-05 | 0.00015026 | 0.00025653 | 0.00040831 | 0.00061415 | 0.0008802 | 0.0012082 | 0.0015938 | 0.0020248 | 0.0024816 | 0.0029382 | 0.0033662 | 0.0037399 | 0.0040412 | 0.004263 | 0.0044222 | 0.004504 | 0.0045672 | 0.09171 | 0.13882 | 0.12486 | 0.1336 | 0.1233 | 0.12279 | 0.11912 | 0.12461 | 0.12466 | 0.12074 | 0.125 | 0.12715 | 0.13942 | 0 | 0.64669 | 0.58258 | 0.62485 | 0.5778 | 0.57542 | 0.55822 | 0.58176 | 0.58222 | 0.5636 | 0.58443 | 0.59245 | 0.6501 | 0.011024
LO1Slow | NR | Well Pump | Residential | Other | 0.00099621 | 0.001027 | 8.1122 | 4844.8835 | Manufactured | MH_Well Pump | 5.9479e-06 | 9.0506e-06 | 1.9551e-05 | 3.6395e-05 | 6.1613e-05 | 9.7238e-05 | 0.00014503 | 0.0002061 | 0.00028052 | 0.00036692 | 0.00046222 | 0.0005617 | 0.00065944 | 0.00074914 | 0.00082529 | 0.00088424 | 0.0009249 | 0.00095134 | 0.00096078 | 0.00096604 | 0.019398 | 0.13028 | 0.11718 | 0.12538 | 0.11571 | 0.11523 | 0.11179 | 0.11694 | 0.11699 | 0.11331 | 0.11731 | 0.11932 | 0.13084 | 0 | 0.60689 | 0.54673 | 0.58639 | 0.54224 | 0.54001 | 0.52387 | 0.54596 | 0.54639 | 0.52892 | 0.54846 | 0.55599 | 0.61009 | 0.010346
LO1Slow | New | Whole House Fan | Residential | HVAC | 0.02118 | 0.0061035 | 130.9803 | 805.1104 | Single Family | Retro_SingleFamily_WHF_CZ3 | 0.00031298 | 0.00046902 | 0.001004 | 0.001867 | 0.0031075 | 0.0047632 | 0.0070286 | 0.0099623 | 0.013664 | 0.018038 | 0.022267 | 0.027085 | 0.032048 | 0.036643 | 0.039786 | 0.042535 | 0.044224 | 0.044904 | 0.045159 | 0.045047 | 0.43991 | 0 | 0 | 0 | 0.2459 | 1.6448 | 2.3281 | 16.2122 | 15.2376 | 5.6805 | 0.94507 | 0 | 0 | 0 | 0 | 0 | 0 | 0.97972 | 4.4888 | 4.2262 | 32.2737 | 29.6372 | 14.5604 | 2.5202 | 0 | 0 | 0.082596
LO1Slow | New | Whole House Fan | Residential | HVAC | 0.0094797 | 0.0027318 | 58.6251 | 1833.2522 | Single Family | Retro_SingleFamily_WHF_CZ2 | 0.0002679 | 0.00040146 | 0.00085935 | 0.0015981 | 0.0026599 | 0.0040771 | 0.0060162 | 0.0085273 | 0.011696 | 0.01544 | 0.01906 | 0.023183 | 0.027432 | 0.031365 | 0.034056 | 0.036408 | 0.037854 | 0.038436 | 0.038654 | 0.038558 | 0.37655 | 0 | 0 | 0 | 0.11006 | 0.7362 | 1.042 | 7.2564 | 6.8202 | 2.5425 | 0.423 | 0 | 0 | 0 | 0 | 0 | 0 | 0.43851 | 2.0091 | 1.8916 | 14.4453 | 13.2652 | 6.517 | 1.128 | 0 | 0 | 0.036969
LO1Slow | New | Whole House Fan | Residential | HVAC | 0.0022849 | 0.00065844 | 14.1302 | 7693.9716 | Single Family | Retro_SingleFamily_WHF_CZ1 | 0.00012593 | 0.00018871 | 0.00040394 | 0.00075117 | 0.0012503 | 0.0019165 | 0.0028279 | 0.0040083 | 0.0054975 | 0.0072574 | 0.0089591 | 0.010897 | 0.012894 | 0.014743 | 0.016008 | 0.017114 | 0.017794 | 0.018067 | 0.01817 | 0.018124 | 0.177 | 0 | 0 | 0 | 0.026528 | 0.17744 | 0.25116 | 1.749 | 1.6438 | 0.61281 | 0.10195 | 0 | 0 | 0 | 0 | 0 | 0 | 0.10569 | 0.48425 | 0.45592 | 3.4817 | 3.1973 | 1.5708 | 0.27188 | 0 | 0 | 0.0089105
Retro1Slow | Retro | Whole House Fan | Residential | HVAC | 0.02118 | 0.0061035 | 130.9803 | 805.1104 | Single Family | Retro_SingleFamily_WHF_CZ3 | 0.0090963 | 0.018461 | 0.033257 | 0.054851 | 0.084368 | 0.12234 | 0.16831 | 0.22047 | 0.27527 | 0.3274 | 0.37009 | 0.39615 | 0.39979 | 0.37834 | 0.33361 | 0.27641 | 0.21162 | 0.1466 | 0.09368 | 0.061095 | 4.7918 | 0 | 0 | 0 | 0.2459 | 1.6448 | 2.3281 | 16.2122 | 15.2376 | 5.6805 | 0.94507 | 0 | 0 | 0 | 0 | 0 | 0 | 0.97972 | 4.4888 | 4.2262 | 32.2737 | 29.6372 | 14.5604 | 2.5202 | 0 | 0 | 0.082596
Retro1Slow | Retro | Whole House Fan | Residential | HVAC | 0.0094797 | 0.0027318 | 58.6251 | 1833.2522 | Single Family | Retro_SingleFamily_WHF_CZ2 | 0.0077861 | 0.015802 | 0.028467 | 0.04695 | 0.072216 | 0.10472 | 0.14407 | 0.18871 | 0.23562 | 0.28024 | 0.31678 | 0.33908 | 0.34221 | 0.32385 | 0.28555 | 0.2366 | 0.18114 | 0.12548 | 0.080187 | 0.052295 | 4.1016 | 0 | 0 | 0 | 0.11006 | 0.7362 | 1.042 | 7.2564 | 6.8202 | 2.5425 | 0.423 | 0 | 0 | 0 | 0 | 0 | 0 | 0.43851 | 2.0091 | 1.8916 | 14.4453 | 13.2652 | 6.517 | 1.128 | 0 | 0 | 0.036969
Retro1Slow | Retro | Whole House Fan | Residential | HVAC | 0.0022849 | 0.00065844 | 14.1302 | 7693.9716 | Single Family | Retro_SingleFamily_WHF_CZ1 | 0.0036599 | 0.0074277 | 0.013381 | 0.022069 | 0.033945 | 0.049223 | 0.067718 | 0.088704 | 0.11075 | 0.13173 | 0.1489 | 0.15939 | 0.16085 | 0.15222 | 0.13422 | 0.11121 | 0.085145 | 0.058983 | 0.037692 | 0.024581 | 1.928 | 0 | 0 | 0 | 0.026528 | 0.17744 | 0.25116 | 1.749 | 1.6438 | 0.61281 | 0.10195 | 0 | 0 | 0 | 0 | 0 | 0 | 0.10569 | 0.48425 | 0.45592 | 3.4817 | 3.1973 | 1.5708 | 0.27188 | 0 | 0 | 0.0089105

## forRPM_BPA
Ramp Rate | Resource Type | Measure Category | Sector | End Use | kW per unit | kW2 per unit | kWh per unit | TRC Net Levelized Cost (Net of All Benefits) | segment | measure | aMW_2022 | aMW_2023 | aMW_2024 | aMW_2025 | aMW_2026 | aMW_2027 | aMW_2028 | aMW_2029 | aMW_2030 | aMW_2031 | aMW_2032 | aMW_2033 | aMW_2034 | aMW_2035 | aMW_2036 | aMW_2037 | aMW_2038 | aMW_2039 | aMW_2040 | aMW_2041 | MAX | Jan_heavy | Feb_heavy | Mar_heavy | Apr_heavy | May_heavy | Jun_heavy | Jul_heavy | Aug_heavy | Sep_heavy | Oct_heavy | Nov_heavy | Dec_heavy | NA | Jan_light | Feb_light | Mar_light | Apr_light | May_light | Jun_light | Jul_light | Aug_light | Sep_light | Oct_light | Nov_light | Dec_light | TRC
LO20Fast | NR | Lighting | Agriculture | Lighting | 0.034706 | 0.036994 | 159.302 | -18.0386 | Exterior LED Area Light w/ New Photocell 20 - 29W | Idaho | 0.00067229 | 0.0011435 | 0.0014697 | 0.0017238 | 0.0019464 | 0.002139 | 0.002304 | 0.0024442 | 0.0025625 | 0.0026617 | 0.0027444 | 0.0028089 | 0.0028591 | 0.0028982 | 0.0029287 | 0.0029524 | 0.0029709 | 0.0029907 | 0.0030059 | 0.0030271 | 0.033432 | 4.7446 | 4.2537 | 4.6716 | 3.1191 | 2.4806 | 1.8677 | 2.0956 | 2.8303 | 3.7861 | 4.6333 | 4.5353 | 4.7401 | 0 | 12.6747 | 9.9858 | 9.2805 | 8.4349 | 7.8151 | 7.2426 | 7.793 | 8.4497 | 8.8303 | 10.2443 | 11.6789 | 13.1143 | 2.232
LO20Fast | NR | Lighting | Agriculture | Lighting | 0.048115 | 0.051287 | 220.8505 | -20.8495 | Exterior LED Area Light w/ New Photocell 30 - 44W | Idaho | 0.00093204 | 0.0015853 | 0.0020376 | 0.0023898 | 0.0026984 | 0.0029654 | 0.0031942 | 0.0033885 | 0.0035525 | 0.00369 | 0.0038048 | 0.0038942 | 0.0039638 | 0.004018 | 0.0040602 | 0.0040931 | 0.0041187 | 0.0041462 | 0.0041672 | 0.0041967 | 0.046349 | 6.5777 | 5.8971 | 6.4765 | 4.3243 | 3.439 | 2.5892 | 2.9052 | 3.9238 | 5.2489 | 6.4234 | 6.2875 | 6.5715 | 0 | 17.5717 | 13.8439 | 12.8661 | 11.6938 | 10.8346 | 10.0409 | 10.804 | 11.7144 | 12.242 | 14.2024 | 16.1912 | 18.1812 | 2.6879
LO20Fast | NR | Lighting | Agriculture | Lighting | 0.069675 | 0.074269 | 319.8108 | -23.7333 | Exterior LED Area Light w/ New Photocell 45 - 59W | Idaho | 0.0013497 | 0.0022957 | 0.0029506 | 0.0034606 | 0.0039075 | 0.0042942 | 0.0046254 | 0.0049069 | 0.0051443 | 0.0053435 | 0.0055097 | 0.0056391 | 0.0057399 | 0.0058184 | 0.0058795 | 0.0059271 | 0.0059642 | 0.006004 | 0.0060345 | 0.0060772 | 0.067118 | 9.5251 | 8.5396 | 9.3785 | 6.2619 | 4.98 | 3.7495 | 4.207 | 5.6821 | 7.6009 | 9.3016 | 9.1049 | 9.5161 | 0 | 25.4454 | 20.0472 | 18.6312 | 16.9337 | 15.6894 | 14.5401 | 15.6451 | 16.9635 | 17.7275 | 20.5663 | 23.4462 | 26.328 | 3.3961
LO20Fast | NR | Lighting | Agriculture | Lighting | 0.090466 | 0.096431 | 415.2449 | -24.8164 | Exterior LED Area Light w/ New Photocell 60 - 75W | Idaho | 0.0017524 | 0.0029807 | 0.0038311 | 0.0044933 | 0.0050735 | 0.0055756 | 0.0060057 | 0.0063711 | 0.0066795 | 0.006938 | 0.0071538 | 0.0073219 | 0.0074527 | 0.0075547 | 0.007634 | 0.0076958 | 0.007744 | 0.0077956 | 0.0078353 | 0.0078907 | 0.087146 | 12.3674 | 11.0879 | 12.1771 | 8.1305 | 6.4661 | 4.8683 | 5.4624 | 7.3776 | 9.8691 | 12.0773 | 11.8219 | 12.3558 | 0 | 33.0385 | 26.0295 | 24.1909 | 21.9868 | 20.3713 | 18.879 | 20.3137 | 22.0255 | 23.0175 | 26.7034 | 30.4428 | 34.1845 | 3.9304
LO20Fast | NR | Lighting | Agriculture | Lighting | 0.034706 | 0.036994 | 159.302 | -18.0386 | Exterior LED Area Light w/ New Photocell 20 - 29W | Montana | 0.00064138 | 0.0010909 | 0.0014021 | 0.0016445 | 0.0018569 | 0.0020406 | 0.002198 | 0.0023318 | 0.0024446 | 0.0025393 | 0.0026182 | 0.0026797 | 0.0027276 | 0.0027649 | 0.002794 | 0.0028166 | 0.0028342 | 0.0028531 | 0.0028676 | 0.0028879 | 0.031895 | 4.7446 | 4.2537 | 4.6716 | 3.1191 | 2.4806 | 1.8677 | 2.0956 | 2.8303 | 3.7861 | 4.6333 | 4.5353 | 4.7401 | 0 | 12.6747 | 9.9858 | 9.2805 | 8.4349 | 7.8151 | 7.2426 | 7.793 | 8.4497 | 8.8303 | 10.2443 | 11.6789 | 13.1143 | 2.232
LO20Fast | NR | Lighting | Agriculture | Lighting | 0.048115 | 0.051287 | 220.8505 | -20.8495 | Exterior LED Area Light w/ New Photocell 30 - 44W | Montana | 0.00088918 | 0.0015124 | 0.0019439 | 0.0022799 | 0.0025743 | 0.002829 | 0.0030473 | 0.0032327 | 0.0033891 | 0.0035204 | 0.0036298 | 0.0037151 | 0.0037815 | 0.0038332 | 0.0038735 | 0.0039049 | 0.0039293 | 0.0039555 | 0.0039756 | 0.0040037 | 0.044218 | 6.5777 | 5.8971 | 6.4765 | 4.3243 | 3.439 | 2.5892 | 2.9052 | 3.9238 | 5.2489 | 6.4234 | 6.2875 | 6.5715 | 0 | 17.5717 | 13.8439 | 12.8661 | 11.6938 | 10.8346 | 10.0409 | 10.804 | 11.7144 | 12.242 | 14.2024 | 16.1912 | 18.1812 | 2.6879
LO20Fast | NR | Lighting | Agriculture | Lighting | 0.069675 | 0.074269 | 319.8108 | -23.7333 | Exterior LED Area Light w/ New Photocell 45 - 59W | Montana | 0.0012876 | 0.0021901 | 0.0028149 | 0.0033015 | 0.0037278 | 0.0040967 | 0.0044127 | 0.0046812 | 0.0049078 | 0.0050978 | 0.0052563 | 0.0053798 | 0.0054759 | 0.0055508 | 0.0056092 | 0.0056546 | 0.00569 | 0.0057279 | 0.005757 | 0.0057978 | 0.064031 | 9.5251 | 8.5396 | 9.3785 | 6.2619 | 4.98 | 3.7495 | 4.207 | 5.6821 | 7.6009 | 9.3016 | 9.1049 | 9.5161 | 0 | 25.4454 | 20.0472 | 18.6312 | 16.9337 | 15.6894 | 14.5401 | 15.6451 | 16.9635 | 17.7275 | 20.5663 | 23.4462 | 26.328 | 3.3961
LO20Fast | NR | Lighting | Agriculture | Lighting | 0.090466 | 0.096431 | 415.2449 | -24.8164 | Exterior LED Area Light w/ New Photocell 60 - 75W | Montana | 0.0016718 | 0.0028437 | 0.0036549 | 0.0042867 | 0.0048402 | 0.0053192 | 0.0057295 | 0.0060782 | 0.0063723 | 0.006619 | 0.0068248 | 0.0069852 | 0.00711 | 0.0072073 | 0.007283 | 0.007342 | 0.0073879 | 0.0074372 | 0.0074749 | 0.0075279 | 0.083139 | 12.3674 | 11.0879 | 12.1771 | 8.1305 | 6.4661 | 4.8683 | 5.4624 | 7.3776 | 9.8691 | 12.0773 | 11.8219 | 12.3558 | 0 | 33.0385 | 26.0295 | 24.1909 | 21.9868 | 20.3713 | 18.879 | 20.3137 | 22.0255 | 23.0175 | 26.7034 | 30.4428 | 34.1845 | 3.9304
LO20Fast | NR | Lighting | Agriculture | Lighting | 0.034706 | 0.036994 | 159.302 | -18.0386 | Exterior LED Area Light w/ New Photocell 20 - 29W | Washington | 0.0021757 | 0.0037007 | 0.0047564 | 0.0055786 | 0.006299 | 0.0069223 | 0.0074563 | 0.00791 | 0.0082928 | 0.0086139 | 0.0088818 | 0.0090904 | 0.0092529 | 0.0093794 | 0.009478 | 0.0095547 | 0.0096145 | 0.0096786 | 0.0097278 | 0.0097966 | 0.1082 | 4.7446 | 4.2537 | 4.6716 | 3.1191 | 2.4806 | 1.8677 | 2.0956 | 2.8303 | 3.7861 | 4.6333 | 4.5353 | 4.7401 | 0 | 12.6747 | 9.9858 | 9.2805 | 8.4349 | 7.8151 | 7.2426 | 7.793 | 8.4497 | 8.8303 | 10.2443 | 11.6789 | 13.1143 | 2.232
LO20Fast | NR | Lighting | Agriculture | Lighting | 0.048115 | 0.051287 | 220.8505 | -20.8495 | Exterior LED Area Light w/ New Photocell 30 - 44W | Washington | 0.0030163 | 0.0051305 | 0.0065941 | 0.007734 | 0.0087327 | 0.0095969 | 0.010337 | 0.010966 | 0.011497 | 0.011942 | 0.012313 | 0.012603 | 0.012828 | 0.013003 | 0.01314 | 0.013246 | 0.013329 | 0.013418 | 0.013486 | 0.013582 | 0.15 | 6.5777 | 5.8971 | 6.4765 | 4.3243 | 3.439 | 2.5892 | 2.9052 | 3.9238 | 5.2489 | 6.4234 | 6.2875 | 6.5715 | 0 | 17.5717 | 13.8439 | 12.8661 | 11.6938 | 10.8346 | 10.0409 | 10.804 | 11.7144 | 12.242 | 14.2024 | 16.1912 | 18.1812 | 2.6879
LO20Fast | NR | Lighting | Agriculture | Lighting | 0.069675 | 0.074269 | 319.8108 | -23.7333 | Exterior LED Area Light w/ New Photocell 45 - 59W | Washington | 0.0043679 | 0.0074295 | 0.0095489 | 0.011199 | 0.012646 | 0.013897 | 0.014969 | 0.01588 | 0.016648 | 0.017293 | 0.017831 | 0.01825 | 0.018576 | 0.01883 | 0.019028 | 0.019182 | 0.019302 | 0.019431 | 0.019529 | 0.019668 | 0.21721 | 9.5251 | 8.5396 | 9.3785 | 6.2619 | 4.98 | 3.7495 | 4.207 | 5.6821 | 7.6009 | 9.3016 | 9.1049 | 9.5161 | 0 | 25.4454 | 20.0472 | 18.6312 | 16.9337 | 15.6894 | 14.5401 | 15.6451 | 16.9635 | 17.7275 | 20.5663 | 23.4462 | 26.328 | 3.3961
LO20Fast | NR | Lighting | Agriculture | Lighting | 0.090466 | 0.096431 | 415.2449 | -24.8164 | Exterior LED Area Light w/ New Photocell 60 - 75W | Washington | 0.0056713 | 0.0096465 | 0.012398 | 0.014542 | 0.016419 | 0.018044 | 0.019436 | 0.020619 | 0.021617 | 0.022453 | 0.023152 | 0.023695 | 0.024119 | 0.024449 | 0.024706 | 0.024906 | 0.025062 | 0.025229 | 0.025357 | 0.025536 | 0.28203 | 12.3674 | 11.0879 | 12.1771 | 8.1305 | 6.4661 | 4.8683 | 5.4624 | 7.3776 | 9.8691 | 12.0773 | 11.8219 | 12.3558 | 0 | 33.0385 | 26.0295 | 24.1909 | 21.9868 | 20.3713 | 18.879 | 20.3137 | 22.0255 | 23.0175 | 26.7034 | 30.4428 | 34.1845 | 3.9304
LO20Fast | NR | Lighting | Agriculture | Lighting | 0.034706 | 0.036994 | 159.302 | -18.0386 | Exterior LED Area Light w/ New Photocell 20 - 29W | Oregon | 0.0018533 | 0.0031523 | 0.0040515 | 0.0047518 | 0.0053654 | 0.0058964 | 0.0063513 | 0.0067377 | 0.0070638 | 0.0073373 | 0.0075655 | 0.0077432 | 0.0078816 | 0.0079894 | 0.0080733 | 0.0081387 | 0.0081896 | 0.0082442 | 0.0082861 | 0.0083448 | 0.092161 | 4.7446 | 4.2537 | 4.6716 | 3.1191 | 2.4806 | 1.8677 | 2.0956 | 2.8303 | 3.7861 | 4.6333 | 4.5353 | 4.7401 | 0 | 12.6747 | 9.9858 | 9.2805 | 8.4349 | 7.8151 | 7.2426 | 7.793 | 8.4497 | 8.8303 | 10.2443 | 11.6789 | 13.1143 | 2.232
LO20Fast | NR | Lighting | Agriculture | Lighting | 0.048115 | 0.051287 | 220.8505 | -20.8495 | Exterior LED Area Light w/ New Photocell 30 - 44W | Oregon | 0.0025693 | 0.0043702 | 0.0056169 | 0.0065878 | 0.0074385 | 0.0081746 | 0.0088052 | 0.009341 | 0.009793 | 0.010172 | 0.010488 | 0.010735 | 0.010927 | 0.011076 | 0.011193 | 0.011283 | 0.011354 | 0.011429 | 0.011488 | 0.011569 | 0.12777 | 6.5777 | 5.8971 | 6.4765 | 4.3243 | 3.439 | 2.5892 | 2.9052 | 3.9238 | 5.2489 | 6.4234 | 6.2875 | 6.5715 | 0 | 17.5717 | 13.8439 | 12.8661 | 11.6938 | 10.8346 | 10.0409 | 10.804 | 11.7144 | 12.242 | 14.2024 | 16.1912 | 18.1812 | 2.6879
LO20Fast | NR | Lighting | Agriculture | Lighting | 0.069675 | 0.074269 | 319.8108 | -23.7333 | Exterior LED Area Light w/ New Photocell 45 - 59W | Oregon | 0.0037206 | 0.0063284 | 0.0081337 | 0.0095397 | 0.010772 | 0.011838 | 0.012751 | 0.013527 | 0.014181 | 0.01473 | 0.015188 | 0.015545 | 0.015823 | 0.016039 | 0.016208 | 0.016339 | 0.016441 | 0.016551 | 0.016635 | 0.016753 | 0.18502 | 9.5251 | 8.5396 | 9.3785 | 6.2619 | 4.98 | 3.7495 | 4.207 | 5.6821 | 7.6009 | 9.3016 | 9.1049 | 9.5161 | 0 | 25.4454 | 20.0472 | 18.6312 | 16.9337 | 15.6894 | 14.5401 | 15.6451 | 16.9635 | 17.7275 | 20.5663 | 23.4462 | 26.328 | 3.3961
LO20Fast | NR | Lighting | Agriculture | Lighting | 0.090466 | 0.096431 | 415.2449 | -24.8164 | Exterior LED Area Light w/ New Photocell 60 - 75W | Oregon | 0.0048308 | 0.0082168 | 0.010561 | 0.012386 | 0.013986 | 0.01537 | 0.016556 | 0.017563 | 0.018413 | 0.019126 | 0.019721 | 0.020184 | 0.020545 | 0.020825 | 0.021044 | 0.021215 | 0.021347 | 0.02149 | 0.021599 | 0.021752 | 0.24023 | 12.3674 | 11.0879 | 12.1771 | 8.1305 | 6.4661 | 4.8683 | 5.4624 | 7.3776 | 9.8691 | 12.0773 | 11.8219 | 12.3558 | 0 | 33.0385 | 26.0295 | 24.1909 | 21.9868 | 20.3713 | 18.879 | 20.3137 | 22.0255 | 23.0175 | 26.7034 | 30.4428 | 34.1845 | 3.9304
Retro5Med | Retro | Stationary Engine Block Heater | Agriculture | Process Loads | 0.9045 | 1.1447 | 5024.564 | -10.8069 | Stationary Engine Circulating Block Heater for Backup Generator (< 800 kW) - Idaho | Idaho | 0.00034465 | 0.00042318 | 0.00051785 | 0.00060114 | 0.00068567 | 0.00080163 | 0.0008794 | 0.00089837 | 0.00084661 | 0.00072773 | 0.00056315 | 0.0003727 | 0.00021641 | 0.0001042 | 4.4083e-05 | 1.603e-05 | 5.0071e-06 | 1.0913e-06 | 1.7938e-07 | 2.1532e-08 | 0.0080152 | 255.577 | 257.5776 | 284.6587 | 0 | 0 | 0 | 0 | 0 | 0 | 22.3269 | 282.5166 | 276.0615 | 0 | 649.6768 | 663.8433 | 790.7948 | 0 | 0 | 0 | 0 | 0 | 1.8063 | 63.6764 | 757.4665 | 718.5815 | 3.0999
Retro5Med | Retro | Stationary Engine Block Heater | Agriculture | Process Loads | 1.1115 | 1.3261 | 5687.2089 | -15.2931 | Stationary Engine Circulating Block Heater for Backup Generator (< 800 kW) - Montana | Montana | 2.1086e-05 | 2.589e-05 | 3.1682e-05 | 3.6777e-05 | 4.1949e-05 | 4.9044e-05 | 5.3802e-05 | 5.4962e-05 | 5.1795e-05 | 4.4522e-05 | 3.4453e-05 | 2.2802e-05 | 1.324e-05 | 6.3747e-06 | 2.697e-06 | 9.8073e-07 | 3.0634e-07 | 6.6767e-08 | 1.0975e-08 | 1.3173e-09 | 0.00049036 | 260.4084 | 244.7795 | 280.943 | 0 | 0 | 0 | 0 | 0 | 0 | 283.711 | 267.9986 | 254.4361 | 0 | 637.1127 | 602.7292 | 698.3244 | 0 | 0 | 0 | 0 | 0 | 37.6949 | 784.7227 | 704.0939 | 630.2545 | 3.6908
Retro5Med | Retro | Stationary Engine Block Heater | Agriculture | Process Loads | 0.81953 | 1.2185 | 5030.6438 | -8.8819 | Stationary Engine Circulating Block Heater for Backup Generator (< 800 kW) - Oregon | Oregon | 0.001414 | 0.0017362 | 0.0021246 | 0.0024664 | 0.0028132 | 0.003289 | 0.0036081 | 0.0036859 | 0.0034735 | 0.0029858 | 0.0023105 | 0.0015291 | 0.00088789 | 0.0004275 | 0.00018087 | 6.577e-05 | 2.0543e-05 | 4.4775e-06 | 7.3598e-07 | 8.8343e-08 | 0.032885 | 327.4349 | 268.36 | 86.0804 | 0 | 0 | 0 | 0 | 0 | 0 | 3.2359 | 279.9665 | 348.7192 | 0 | 907.8324 | 766.6132 | 262.0532 | 0 | 0 | 0 | 0 | 0 | 0 | 17.9739 | 803.0013 | 959.3728 | 3.1026
Retro5Med | Retro | Stationary Engine Block Heater | Agriculture | Process Loads | 0.60979 | 0.90666 | 3743.1574 | -2.2555 | Stationary Engine Circulating Block Heater for Backup Generator (< 800 kW) - Washington | Washington | 0.0018233 | 0.0022387 | 0.0027395 | 0.0031801 | 0.0036274 | 0.0042408 | 0.0046522 | 0.0047526 | 0.0044787 | 0.0038499 | 0.0029792 | 0.0019717 | 0.0011449 | 0.00055123 | 0.00023321 | 8.4804e-05 | 2.6489e-05 | 5.7734e-06 | 9.4898e-07 | 1.1391e-07 | 0.042402 | 243.6349 | 199.679 | 64.05 | 0 | 0 | 0 | 0 | 0 | 0 | 2.4077 | 208.315 | 259.4719 | 0 | 675.492 | 570.4148 | 194.9863 | 0 | 0 | 0 | 0 | 0 | 0 | 13.3738 | 597.4902 | 713.8417 | 2.3085
Retro3Slow | Retro | Dairy | Agriculture | Motors/Drives | 0.0015761 | 0.0001484 | 7.7584 | -20.4406 | VSD - Vacuum Pump - Free Stall - Idaho | VSD - Vacuum Pump - Free Stall - Idaho | 1.7284e-05 | 2.7714e-05 | 5.6604e-05 | 0.00010124 | 0.00016154 | 0.00023114 | 0.00030099 | 0.00035777 | 0.00039276 | 0.00040059 | 0.00038064 | 0.00033855 | 0.00028394 | 0.00022356 | 0.00016473 | 0.00011531 | 7.6873e-05 | 4.8919e-05 | 2.9777e-05 | 2.0161e-05 | 0.0040323 | 0.12676 | 0.11362 | 0.12448 | 0.11904 | 0.12252 | 0.11935 | 0.12421 | 0.12394 | 0.11914 | 0.12355 | 0.12115 | 0.12664 | 0 | 0.54392 | 0.48802 | 0.53608 | 0.51442 | 0.52934 | 0.51312 | 0.53177 | 0.53096 | 0.51171 | 0.53099 | 0.52025 | 0.54339 | 4.9865
Retro3Slow | Retro | Dairy | Agriculture | Motors/Drives | 0.0015761 | 0.0001484 | 7.7584 | -20.4406 | VSD - Vacuum Pump - Free Stall - Montana | VSD - Vacuum Pump - Free Stall - Montana | 1.8078e-07 | 2.844e-07 | 5.6765e-07 | 9.9326e-07 | 1.5451e-06 | 2.1517e-06 | 2.7369e-06 | 3.1893e-06 | 3.4283e-06 | 3.4206e-06 | 3.1926e-06 | 2.7845e-06 | 2.2859e-06 | 1.778e-06 | 1.3101e-06 | 9.1708e-07 | 6.1138e-07 | 3.8906e-07 | 2.3682e-07 | 1.6035e-07 | 3.2069e-05 | 0.12676 | 0.11362 | 0.12448 | 0.11904 | 0.12252 | 0.11935 | 0.12421 | 0.12394 | 0.11914 | 0.12355 | 0.12115 | 0.12664 | 0 | 0.54392 | 0.48802 | 0.53608 | 0.51442 | 0.52934 | 0.51312 | 0.53177 | 0.53096 | 0.51171 | 0.53099 | 0.52025 | 0.54339 | 4.9865
Retro3Slow | Retro | Dairy | Agriculture | Motors/Drives | 0.0015761 | 0.0001484 | 7.7584 | -20.4406 | VSD - Vacuum Pump - Free Stall - Oregon | VSD - Vacuum Pump - Free Stall - Oregon | 1.6382e-05 | 2.6133e-05 | 5.3075e-05 | 9.4366e-05 | 0.00014925 | 0.00021226 | 0.00027435 | 0.00032491 | 0.00035578 | 0.00036058 | 0.00034139 | 0.00030348 | 0.00025334 | 0.00019999 | 0.00014736 | 0.00010315 | 6.8768e-05 | 4.3762e-05 | 2.6637e-05 | 1.8036e-05 | 0.0036072 | 0.12676 | 0.11362 | 0.12448 | 0.11904 | 0.12252 | 0.11935 | 0.12421 | 0.12394 | 0.11914 | 0.12355 | 0.12115 | 0.12664 | 0 | 0.54392 | 0.48802 | 0.53608 | 0.51442 | 0.52934 | 0.51312 | 0.53177 | 0.53096 | 0.51171 | 0.53099 | 0.52025 | 0.54339 | 4.9865
Retro3Slow | Retro | Dairy | Agriculture | Motors/Drives | 0.0015761 | 0.0001484 | 7.7584 | -20.4406 | VSD - Vacuum Pump - Free Stall - Washington | VSD - Vacuum Pump - Free Stall - Washington | 2.6268e-05 | 4.1804e-05 | 8.4851e-05 | 0.00015098 | 0.0002391 | 0.00034109 | 0.00044161 | 0.00052417 | 0.00057376 | 0.00058489 | 0.00055568 | 0.00049365 | 0.0004142 | 0.00032661 | 0.00024066 | 0.00016846 | 0.00011231 | 7.1468e-05 | 4.3502e-05 | 2.9455e-05 | 0.005891 | 0.12676 | 0.11362 | 0.12448 | 0.11904 | 0.12252 | 0.11935 | 0.12421 | 0.12394 | 0.11914 | 0.12355 | 0.12115 | 0.12664 | 0 | 0.54392 | 0.48802 | 0.53608 | 0.51442 | 0.52934 | 0.51312 | 0.53177 | 0.53096 | 0.51171 | 0.53099 | 0.52025 | 0.54339 | 4.9865
Retro3Slow | Retro | Dairy | Agriculture | Motors/Drives | 0.0011049 | 0.00010403 | 5.4388 | -21.5178 | VSD - Vacuum Pump - Tie Stall - Idaho | VSD - Vacuum Pump - Tie Stall - Idaho | 3.041e-06 | 4.7801e-06 | 9.5602e-06 | 1.673e-05 | 2.6025e-05 | 3.6435e-05 | 4.6372e-05 | 5.4101e-05 | 5.8262e-05 | 5.8262e-05 | 5.4378e-05 | 4.7581e-05 | 3.9184e-05 | 3.0477e-05 | 2.2456e-05 | 1.572e-05 | 1.048e-05 | 6.6689e-06 | 4.0593e-06 | 2.7485e-06 | 0.0005497 | 0.088862 | 0.079647 | 0.087263 | 0.08345 | 0.085887 | 0.083667 | 0.087075 | 0.086884 | 0.083521 | 0.086611 | 0.084932 | 0.088775 | 0 | 0.3813 | 0.34211 | 0.3758 | 0.36062 | 0.37108 | 0.35971 | 0.37278 | 0.37221 | 0.35872 | 0.37223 | 0.3647 | 0.38093 | 5.4601
Retro3Slow | Retro | Dairy | Agriculture | Motors/Drives | 0.0011049 | 0.00010403 | 5.4388 | -21.5178 | VSD - Vacuum Pump - Tie Stall - Montana | VSD - Vacuum Pump - Tie Stall - Montana | 3.1227e-07 | 4.9086e-07 | 9.8173e-07 | 1.718e-06 | 2.6725e-06 | 3.7415e-06 | 4.7619e-06 | 5.5555e-06 | 5.9829e-06 | 5.9829e-06 | 5.584e-06 | 4.886e-06 | 4.0238e-06 | 3.1296e-06 | 2.306e-06 | 1.6142e-06 | 1.0761e-06 | 6.8482e-07 | 4.1685e-07 | 2.8224e-07 | 5.6448e-05 | 0.088862 | 0.079647 | 0.087263 | 0.08345 | 0.085887 | 0.083667 | 0.087075 | 0.086884 | 0.083521 | 0.086611 | 0.084932 | 0.088775 | 0 | 0.3813 | 0.34211 | 0.3758 | 0.36062 | 0.37108 | 0.35971 | 0.37278 | 0.37221 | 0.35872 | 0.37223 | 0.3647 | 0.38093 | 5.4601
Retro3Slow | Retro | Dairy | Agriculture | Motors/Drives | 0.0011049 | 0.00010403 | 5.4388 | -21.5178 | VSD - Vacuum Pump - Tie Stall - Oregon | VSD - Vacuum Pump - Tie Stall - Oregon | 1.0223e-05 | 1.6069e-05 | 3.2138e-05 | 5.6242e-05 | 8.7488e-05 | 0.00012248 | 0.00015589 | 0.00018187 | 0.00019586 | 0.00019586 | 0.0001828 | 0.00015995 | 0.00013172 | 0.00010245 | 7.5491e-05 | 5.2844e-05 | 3.5229e-05 | 2.2419e-05 | 1.3646e-05 | 9.2395e-06 | 0.0018479 | 0.088862 | 0.079647 | 0.087263 | 0.08345 | 0.085887 | 0.083667 | 0.087075 | 0.086884 | 0.083521 | 0.086611 | 0.084932 | 0.088775 | 0 | 0.3813 | 0.34211 | 0.3758 | 0.36062 | 0.37108 | 0.35971 | 0.37278 | 0.37221 | 0.35872 | 0.37223 | 0.3647 | 0.38093 | 5.4601
Retro3Slow | Retro | Dairy | Agriculture | Motors/Drives | 0.0011049 | 0.00010403 | 5.4388 | -21.5178 | VSD - Vacuum Pump - Tie Stall - Washington | VSD - Vacuum Pump - Tie Stall - Washington | 3.5907e-07 | 5.6443e-07 | 1.1289e-06 | 1.9755e-06 | 3.073e-06 | 4.3022e-06 | 5.4755e-06 | 6.3881e-06 | 6.8795e-06 | 6.8795e-06 | 6.4209e-06 | 5.6182e-06 | 4.6268e-06 | 3.5986e-06 | 2.6516e-06 | 1.8561e-06 | 1.2374e-06 | 7.8745e-07 | 4.7932e-07 | 3.2454e-07 | 6.4907e-05 | 0.088862 | 0.079647 | 0.087263 | 0.08345 | 0.085887 | 0.083667 | 0.087075 | 0.086884 | 0.083521 | 0.086611 | 0.084932 | 0.088775 | 0 | 0.3813 | 0.34211 | 0.3758 | 0.36062 | 0.37108 | 0.35971 | 0.37278 | 0.37221 | 0.35872 | 0.37223 | 0.3647 | 0.38093 | 5.4601
Retro3Slow | Retro | Dairy | Agriculture | Refrigeration | 0.00087197 | 8.2101e-05 | 4.2924 | -20.4414 | Plate Milk Pre-cooler - Free Stall - Idaho | Plate Milk Pre-cooler - Free Stall - Idaho | 0.00018168 | 0.00029133 | 0.00059501 | 0.0010643 | 0.0016981 | 0.0024297 | 0.003164 | 0.0037608 | 0.0041286 | 0.004211 | 0.0040012 | 0.0035588 | 0.0029847 | 0.00235 | 0.0017316 | 0.0012121 | 0.00080808 | 0.00051423 | 0.00031301 | 0.00021193 | 0.042387 | 0.070132 | 0.062859 | 0.06887 | 0.065861 | 0.067784 | 0.066032 | 0.068722 | 0.068571 | 0.065917 | 0.068355 | 0.06703 | 0.070063 | 0 | 0.30093 | 0.27 | 0.29659 | 0.28461 | 0.29286 | 0.28389 | 0.29421 | 0.29376 | 0.28311 | 0.29377 | 0.28783 | 0.30064 | 4.9868
Retro3Slow | Retro | Dairy | Agriculture | Refrigeration | 0.00087197 | 8.2101e-05 | 4.2924 | -20.4414 | Plate Milk Pre-cooler - Free Stall - Montana | Plate Milk Pre-cooler - Free Stall - Montana | 1.9003e-06 | 2.9896e-06 | 5.9671e-06 | 1.0441e-05 | 1.6242e-05 | 2.2619e-05 | 2.877e-05 | 3.3525e-05 | 3.6038e-05 | 3.5957e-05 | 3.356e-05 | 2.927e-05 | 2.4029e-05 | 1.869e-05 | 1.3772e-05 | 9.6402e-06 | 6.4268e-06 | 4.0898e-06 | 2.4894e-06 | 1.6856e-06 | 0.00033711 | 0.070132 | 0.062859 | 0.06887 | 0.065861 | 0.067784 | 0.066032 | 0.068722 | 0.068571 | 0.065917 | 0.068355 | 0.06703 | 0.070063 | 0 | 0.30093 | 0.27 | 0.29659 | 0.28461 | 0.29286 | 0.28389 | 0.29421 | 0.29376 | 0.28311 | 0.29377 | 0.28783 | 0.30064 | 4.9868
Retro3Slow | Retro | Dairy | Agriculture | Refrigeration | 0.00087197 | 8.2101e-05 | 4.2924 | -20.4414 | Plate Milk Pre-cooler - Free Stall - Oregon | Plate Milk Pre-cooler - Free Stall - Oregon | 0.0001722 | 0.00027471 | 0.00055792 | 0.00099197 | 0.0015689 | 0.0022312 | 0.0028839 | 0.0034154 | 0.0037399 | 0.0037904 | 0.0035887 | 0.0031901 | 0.0026631 | 0.0021023 | 0.001549 | 0.0010843 | 0.00072288 | 0.00046002 | 0.00028001 | 0.00018959 | 0.037918 | 0.070132 | 0.062859 | 0.06887 | 0.065861 | 0.067784 | 0.066032 | 0.068722 | 0.068571 | 0.065917 | 0.068355 | 0.06703 | 0.070063 | 0 | 0.30093 | 0.27 | 0.29659 | 0.28461 | 0.29286 | 0.28389 | 0.29421 | 0.29376 | 0.28311 | 0.29377 | 0.28783 | 0.30064 | 4.9868
Retro3Slow | Retro | Dairy | Agriculture | Refrigeration | 0.00087197 | 8.2101e-05 | 4.2924 | -20.4414 | Plate Milk Pre-cooler - Free Stall - Washington | Plate Milk Pre-cooler - Free Stall - Washington | 0.00027613 | 0.00043944 | 0.00089194 | 0.001587 | 0.0025134 | 0.0035855 | 0.0046422 | 0.00551 | 0.0060313 | 0.0061482 | 0.0058413 | 0.0051892 | 0.0043541 | 0.0034333 | 0.0025298 | 0.0017708 | 0.0011806 | 0.00075127 | 0.00045729 | 0.00030963 | 0.061925 | 0.070132 | 0.062859 | 0.06887 | 0.065861 | 0.067784 | 0.066032 | 0.068722 | 0.068571 | 0.065917 | 0.068355 | 0.06703 | 0.070063 | 0 | 0.30093 | 0.27 | 0.29659 | 0.28461 | 0.29286 | 0.28389 | 0.29421 | 0.29376 | 0.28311 | 0.29377 | 0.28783 | 0.30064 | 4.9868
Retro3Slow | Retro | Dairy | Agriculture | Refrigeration | 0.00090402 | 8.5119e-05 | 4.4502 | -22.348 | Plate Milk Pre-Cooler - Tie Stall - Idaho | Plate Milk Pre-Cooler - Tie Stall - Idaho | 1.4929e-05 | 2.3468e-05 | 4.6935e-05 | 8.2136e-05 | 0.00012777 | 0.00017887 | 0.00022766 | 0.0002656 | 0.00028603 | 0.00028603 | 0.00026696 | 0.00023359 | 0.00019237 | 0.00014962 | 0.00011025 | 7.7173e-05 | 5.1449e-05 | 3.274e-05 | 1.9929e-05 | 1.3493e-05 | 0.0026987 | 0.07271 | 0.06517 | 0.071401 | 0.068282 | 0.070275 | 0.068459 | 0.071248 | 0.071092 | 0.06834 | 0.070868 | 0.069494 | 0.072638 | 0 | 0.31199 | 0.27993 | 0.30749 | 0.29507 | 0.30363 | 0.29432 | 0.30502 | 0.30456 | 0.29351 | 0.30457 | 0.29841 | 0.31169 | 5.8913
Retro3Slow | Retro | Dairy | Agriculture | Refrigeration | 0.00090402 | 8.5119e-05 | 4.4502 | -22.3481 | Plate Milk Pre-Cooler - Tie Stall - Montana | Plate Milk Pre-Cooler - Tie Stall - Montana | 1.5331e-06 | 2.4098e-06 | 4.8197e-06 | 8.4344e-06 | 1.312e-05 | 1.8368e-05 | 2.3378e-05 | 2.7274e-05 | 2.9372e-05 | 2.9372e-05 | 2.7414e-05 | 2.3987e-05 | 1.9754e-05 | 1.5364e-05 | 1.1321e-05 | 7.9248e-06 | 5.2832e-06 | 3.362e-06 | 2.0465e-06 | 1.3856e-06 | 0.00027712 | 0.07271 | 0.06517 | 0.071401 | 0.068282 | 0.070275 | 0.068459 | 0.071248 | 0.071092 | 0.06834 | 0.070868 | 0.069494 | 0.072638 | 0 | 0.31199 | 0.27993 | 0.30749 | 0.29507 | 0.30363 | 0.29432 | 0.30502 | 0.30456 | 0.29351 | 0.30457 | 0.29841 | 0.31169 | 5.8913
Retro3Slow | Retro | Dairy | Agriculture | Refrigeration | 0.00090402 | 8.5119e-05 | 4.4502 | -22.3481 | Plate Milk Pre-Cooler - Tie Stall - Oregon | Plate Milk Pre-Cooler - Tie Stall - Oregon | 5.0187e-05 | 7.889e-05 | 0.00015778 | 0.00027611 | 0.00042951 | 0.00060132 | 0.00076531 | 0.00089286 | 0.00096155 | 0.00096155 | 0.00089744 | 0.00078526 | 0.00064669 | 0.00050298 | 0.00037062 | 0.00025943 | 0.00017295 | 0.00011006 | 6.6994e-05 | 4.5361e-05 | 0.0090721 | 0.07271 | 0.06517 | 0.071401 | 0.068282 | 0.070275 | 0.068459 | 0.071248 | 0.071092 | 0.06834 | 0.070868 | 0.069494 | 0.072638 | 0 | 0.31199 | 0.27993 | 0.30749 | 0.29507 | 0.30363 | 0.29432 | 0.30502 | 0.30456 | 0.29351 | 0.30457 | 0.29841 | 0.31169 | 5.8913
Retro3Slow | Retro | Dairy | Agriculture | Refrigeration | 0.00090402 | 8.5119e-05 | 4.4502 | -22.3481 | Plate Milk Pre-Cooler - Tie Stall - Washington | Plate Milk Pre-Cooler - Tie Stall - Washington | 1.7628e-06 | 2.771e-06 | 5.542e-06 | 9.6985e-06 | 1.5087e-05 | 2.1121e-05 | 2.6881e-05 | 3.1362e-05 | 3.3774e-05 | 3.3774e-05 | 3.1523e-05 | 2.7582e-05 | 2.2715e-05 | 1.7667e-05 | 1.3018e-05 | 9.1125e-06 | 6.075e-06 | 3.8659e-06 | 2.3532e-06 | 1.5933e-06 | 0.00031866 | 0.07271 | 0.06517 | 0.071401 | 0.068282 | 0.070275 | 0.068459 | 0.071248 | 0.071092 | 0.06834 | 0.070868 | 0.069494 | 0.072638 | 0 | 0.31199 | 0.27993 | 0.30749 | 0.29507 | 0.30363 | 0.29432 | 0.30502 | 0.30456 | 0.29351 | 0.30457 | 0.29841 | 0.31169 | 5.8913
Retro3Slow | Retro | Dairy | Agriculture | Refrigeration | 0.00032436 | 3.054e-05 | 1.5967 | -6.846 | Compressor Upgrade - Any - Idaho | Compressor Upgrade - Any - Idaho | 0.00054061 | 0.00086663 | 0.0017695 | 0.0031642 | 0.0050473 | 0.0072198 | 0.0093992 | 0.01117 | 0.01226 | 0.012502 | 0.011877 | 0.010562 | 0.0088561 | 0.006972 | 0.0051373 | 0.0035961 | 0.0023974 | 0.0015256 | 0.00092864 | 0.00062876 | 0.12575 | 0.026088 | 0.023383 | 0.025618 | 0.024499 | 0.025214 | 0.024563 | 0.025563 | 0.025507 | 0.02452 | 0.025427 | 0.024934 | 0.026062 | 0 | 0.11194 | 0.10044 | 0.11033 | 0.10587 | 0.10894 | 0.1056 | 0.10944 | 0.10927 | 0.10531 | 0.10928 | 0.10707 | 0.11183 | 2.3806
Retro3Slow | Retro | Dairy | Agriculture | Refrigeration | 0.00032436 | 3.054e-05 | 1.5967 | -6.846 | Compressor Upgrade - Any - Montana | Compressor Upgrade - Any - Montana | 6.3046e-06 | 9.9173e-06 | 1.9799e-05 | 3.4644e-05 | 5.3892e-05 | 7.5097e-05 | 9.5527e-05 | 0.00011133 | 0.0001197 | 0.00011946 | 0.0001115 | 9.7284e-05 | 7.9894e-05 | 6.2141e-05 | 4.5788e-05 | 3.2052e-05 | 2.1368e-05 | 1.3598e-05 | 8.2769e-06 | 5.6042e-06 | 0.0011208 | 0.026088 | 0.023383 | 0.025618 | 0.024499 | 0.025214 | 0.024563 | 0.025563 | 0.025507 | 0.02452 | 0.025427 | 0.024934 | 0.026062 | 0 | 0.11194 | 0.10044 | 0.11033 | 0.10587 | 0.10894 | 0.1056 | 0.10944 | 0.10927 | 0.10531 | 0.10928 | 0.10707 | 0.11183 | 2.3806
Retro3Slow | Retro | Dairy | Agriculture | Refrigeration | 0.00032436 | 3.054e-05 | 1.5967 | -6.846 | Compressor Upgrade - Any - Oregon | Compressor Upgrade - Any - Oregon | 0.00052941 | 0.000844 | 0.001713 | 0.0030435 | 0.0048103 | 0.0068364 | 0.0088307 | 0.010452 | 0.011437 | 0.011585 | 0.010963 | 0.0097393 | 0.0081262 | 0.0064112 | 0.0047241 | 0.0033068 | 0.0022046 | 0.0014029 | 0.00085394 | 0.00057819 | 0.11564 | 0.026088 | 0.023383 | 0.025618 | 0.024499 | 0.025214 | 0.024563 | 0.025563 | 0.025507 | 0.02452 | 0.025427 | 0.024934 | 0.026062 | 0 | 0.11194 | 0.10044 | 0.11033 | 0.10587 | 0.10894 | 0.1056 | 0.10944 | 0.10927 | 0.10531 | 0.10928 | 0.10707 | 0.11183 | 2.3806
Retro3Slow | Retro | Dairy | Agriculture | Refrigeration | 0.00032436 | 3.054e-05 | 1.5967 | -6.846 | Compressor Upgrade - Any - Washington | Compressor Upgrade - Any - Washington | 0.00081175 | 0.0012918 | 0.002622 | 0.0046653 | 0.0073882 | 0.01054 | 0.013646 | 0.016196 | 0.017728 | 0.018072 | 0.017169 | 0.015252 | 0.012797 | 0.010091 | 0.0074354 | 0.0052048 | 0.0034699 | 0.0022081 | 0.0013441 | 0.00091004 | 0.18201 | 0.026088 | 0.023383 | 0.025618 | 0.024499 | 0.025214 | 0.024563 | 0.025563 | 0.025507 | 0.02452 | 0.025427 | 0.024934 | 0.026062 | 0 | 0.11194 | 0.10044 | 0.11033 | 0.10587 | 0.10894 | 0.1056 | 0.10944 | 0.10927 | 0.10531 | 0.10928 | 0.10707 | 0.11183 | 2.3806
Retro3Slow | Retro | Dairy | Agriculture | Motors/Drives | 0.00019934 | 1.8769e-05 | 0.98129 | 61.2506 | VSD - Milk Transfer Pump - Any - Idaho | VSD - Milk Transfer Pump - Any - Idaho | 0.0002525 | 0.00040478 | 0.00082651 | 0.0014779 | 0.0023575 | 0.0033722 | 0.0043902 | 0.0052172 | 0.0057262 | 0.0058392 | 0.0055472 | 0.004933 | 0.0041365 | 0.0032565 | 0.0023995 | 0.0016797 | 0.0011198 | 0.00071258 | 0.00043374 | 0.00029368 | 0.058736 | 0.016033 | 0.01437 | 0.015744 | 0.015057 | 0.015496 | 0.015096 | 0.015711 | 0.015676 | 0.015069 | 0.015627 | 0.015324 | 0.016017 | 0 | 0.068796 | 0.061726 | 0.067804 | 0.065065 | 0.066952 | 0.0649 | 0.06726 | 0.067157 | 0.064722 | 0.06716 | 0.065802 | 0.068729 | 0.65805
Retro3Slow | Retro | Dairy | Agriculture | Motors/Drives | 0.00019934 | 1.8769e-05 | 0.98129 | 61.2506 | VSD - Milk Transfer Pump - Any - Montana | VSD - Milk Transfer Pump - Any - Montana | 2.9447e-06 | 4.6321e-06 | 9.2477e-06 | 1.6182e-05 | 2.5171e-05 | 3.5076e-05 | 4.4618e-05 | 5.2e-05 | 5.5909e-05 | 5.5799e-05 | 5.2079e-05 | 4.5439e-05 | 3.7316e-05 | 2.9025e-05 | 2.1387e-05 | 1.4971e-05 | 9.9805e-06 | 6.3512e-06 | 3.8659e-06 | 2.6176e-06 | 0.00052351 | 0.016033 | 0.01437 | 0.015744 | 0.015057 | 0.015496 | 0.015096 | 0.015711 | 0.015676 | 0.015069 | 0.015627 | 0.015324 | 0.016017 | 0 | 0.068796 | 0.061726 | 0.067804 | 0.065065 | 0.066952 | 0.0649 | 0.06726 | 0.067157 | 0.064722 | 0.06716 | 0.065802 | 0.068729 | 0.65805
Retro3Slow | Retro | Dairy | Agriculture | Motors/Drives | 0.00019934 | 1.8769e-05 | 0.98129 | 61.2506 | VSD - Milk Transfer Pump - Any - Oregon | VSD - Milk Transfer Pump - Any - Oregon | 0.00024727 | 0.00039421 | 0.00080008 | 0.0014215 | 0.0022468 | 0.0031931 | 0.0041246 | 0.0048817 | 0.0053419 | 0.0054112 | 0.0051204 | 0.004549 | 0.0037956 | 0.0029945 | 0.0022065 | 0.0015445 | 0.0010297 | 0.00065526 | 0.00039886 | 0.00027006 | 0.054012 | 0.016033 | 0.01437 | 0.015744 | 0.015057 | 0.015496 | 0.015096 | 0.015711 | 0.015676 | 0.015069 | 0.015627 | 0.015324 | 0.016017 | 0 | 0.068796 | 0.061726 | 0.067804 | 0.065065 | 0.066952 | 0.0649 | 0.06726 | 0.067157 | 0.064722 | 0.06716 | 0.065802 | 0.068729 | 0.65805
Retro3Slow | Retro | Dairy | Agriculture | Motors/Drives | 0.00019934 | 1.8769e-05 | 0.98129 | 61.2506 | VSD - Milk Transfer Pump - Any - Washington | VSD - Milk Transfer Pump - Any - Washington | 0.00037915 | 0.00060338 | 0.0012247 | 0.002179 | 0.0034508 | 0.0049229 | 0.0063735 | 0.0075648 | 0.0082805 | 0.0084408 | 0.0080193 | 0.007124 | 0.0059774 | 0.0047132 | 0.0034729 | 0.002431 | 0.0016207 | 0.0010313 | 0.00062778 | 0.00042506 | 0.085011 | 0.016033 | 0.01437 | 0.015744 | 0.015057 | 0.015496 | 0.015096 | 0.015711 | 0.015676 | 0.015069 | 0.015627 | 0.015324 | 0.016017 | 0 | 0.068796 | 0.061726 | 0.067804 | 0.065065 | 0.066952 | 0.0649 | 0.06726 | 0.067157 | 0.064722 | 0.06716 | 0.065802 | 0.068729 | 0.65805
Retro3Slow | Retro | Dairy | Agriculture | Refrigeration | 0.00095321 | 8.975e-05 | 4.6923 | -9.4714 | Heat Recovery Refrigeration - Any - Idaho | Heat Recovery Refrigeration - Any - Idaho | 0.00080494 | 0.0012904 | 0.0026348 | 0.0047114 | 0.0075152 | 0.01075 | 0.013995 | 0.016631 | 0.018254 | 0.018614 | 0.017684 | 0.015726 | 0.013186 | 0.010381 | 0.0076492 | 0.0053544 | 0.0035696 | 0.0022716 | 0.0013827 | 0.0009362 | 0.18724 | 0.076665 | 0.068715 | 0.075286 | 0.071997 | 0.074098 | 0.072184 | 0.075124 | 0.074959 | 0.072058 | 0.074723 | 0.073274 | 0.07659 | 0 | 0.32896 | 0.29516 | 0.32422 | 0.31112 | 0.32015 | 0.31034 | 0.32162 | 0.32112 | 0.30948 | 0.32114 | 0.31465 | 0.32864 | 2.6478
Retro3Slow | Retro | Dairy | Agriculture | Refrigeration | 0.00095321 | 8.975e-05 | 4.6923 | -9.4714 | Heat Recovery Refrigeration - Any - Montana | Heat Recovery Refrigeration - Any - Montana | 9.3872e-06 | 1.4766e-05 | 2.948e-05 | 5.1584e-05 | 8.0242e-05 | 0.00011182 | 0.00014224 | 0.00016577 | 0.00017823 | 0.00017788 | 0.00016602 | 0.00014485 | 0.00011896 | 9.2526e-05 | 6.8177e-05 | 4.7724e-05 | 3.1816e-05 | 2.0246e-05 | 1.2324e-05 | 8.3443e-06 | 0.0016689 | 0.076665 | 0.068715 | 0.075286 | 0.071997 | 0.074098 | 0.072184 | 0.075124 | 0.074959 | 0.072058 | 0.074723 | 0.073274 | 0.07659 | 0 | 0.32896 | 0.29516 | 0.32422 | 0.31112 | 0.32015 | 0.31034 | 0.32162 | 0.32112 | 0.30948 | 0.32114 | 0.31465 | 0.32864 | 2.6478
Retro3Slow | Retro | Dairy | Agriculture | Refrigeration | 0.00095321 | 8.975e-05 | 4.6923 | -9.4714 | Heat Recovery Refrigeration - Any - Oregon | Heat Recovery Refrigeration - Any - Oregon | 0.00078826 | 0.0012567 | 0.0025505 | 0.0045316 | 0.0071623 | 0.010179 | 0.013148 | 0.015562 | 0.017029 | 0.01725 | 0.016323 | 0.014501 | 0.0121 | 0.009546 | 0.0070339 | 0.0049237 | 0.0032825 | 0.0020889 | 0.0012715 | 0.0008609 | 0.17218 | 0.076665 | 0.068715 | 0.075286 | 0.071997 | 0.074098 | 0.072184 | 0.075124 | 0.074959 | 0.072058 | 0.074723 | 0.073274 | 0.07659 | 0 | 0.32896 | 0.29516 | 0.32422 | 0.31112 | 0.32015 | 0.31034 | 0.32162 | 0.32112 | 0.30948 | 0.32114 | 0.31465 | 0.32864 | 2.6478
Retro3Slow | Retro | Dairy | Agriculture | Refrigeration | 0.00095321 | 8.975e-05 | 4.6923 | -9.4714 | Heat Recovery Refrigeration - Any - Washington | Heat Recovery Refrigeration - Any - Washington | 0.0012087 | 0.0019235 | 0.003904 | 0.0069464 | 0.011001 | 0.015693 | 0.020318 | 0.024115 | 0.026397 | 0.026908 | 0.025564 | 0.02271 | 0.019055 | 0.015025 | 0.011071 | 0.0077497 | 0.0051665 | 0.0032877 | 0.0020012 | 0.001355 | 0.271 | 0.076665 | 0.068715 | 0.075286 | 0.071997 | 0.074098 | 0.072184 | 0.075124 | 0.074959 | 0.072058 | 0.074723 | 0.073274 | 0.07659 | 0 | 0.32896 | 0.29516 | 0.32422 | 0.31112 | 0.32015 | 0.31034 | 0.32162 | 0.32112 | 0.30948 | 0.32114 | 0.31465 | 0.32864 | 2.6478
LO5Med | NR | Dairy | Agriculture | HVAC | 0.025334 | 0.0070249 | 201.8298 | 85.5269 | Efficient High Speed Fans - Free Stall - Idaho | Efficient High Speed Fans - Any - Idaho | 9.3297e-05 | 0.00020785 | 0.00034803 | 0.00051076 | 0.00069637 | 0.00091337 | 0.0011514 | 0.0013946 | 0.0016238 | 0.0018208 | 0.0019732 | 0.0020778 | 0.0021405 | 0.0021697 | 0.0021697 | 0.0021697 | 0.0021697 | 0.0021697 | 0.0021697 | 0.0021697 | 0.021697 | 0.5268 | 0.36579 | 0.54306 | 0.52558 | 1.097 | 1.9848 | 5.0023 | 5.2967 | 2.1802 | 0.76944 | 0.48178 | 0.49263 | 0 | 6.1534 | 4.5607 | 7.3231 | 7.1901 | 14.7955 | 21.836 | 38.1652 | 38.3223 | 21.742 | 10.9926 | 6.1596 | 5.3231 | 0.51366
LO5Med | NR | Dairy | Agriculture | HVAC | 0.01928 | 0.0053463 | 153.6018 | 119.2388 | Efficient High Speed Fans - Free Stall - Montana | Efficient High Speed Fans - Any - Montana | 2.8561e-06 | 6.3628e-06 | 1.0654e-05 | 1.5636e-05 | 2.1318e-05 | 2.7961e-05 | 3.5248e-05 | 4.2693e-05 | 4.9708e-05 | 5.5739e-05 | 6.0406e-05 | 6.3608e-05 | 6.5525e-05 | 6.642e-05 | 6.642e-05 | 6.642e-05 | 6.642e-05 | 6.642e-05 | 6.642e-05 | 6.642e-05 | 0.0006642 | 0.40092 | 0.27838 | 0.41329 | 0.39999 | 0.83489 | 1.5106 | 3.807 | 4.031 | 1.6593 | 0.58558 | 0.36665 | 0.37491 | 0 | 4.683 | 3.4709 | 5.5733 | 5.472 | 11.26 | 16.6182 | 29.0455 | 29.165 | 16.5467 | 8.3658 | 4.6877 | 4.0511 | 0.39092
LO5Med | NR | Dairy | Agriculture | HVAC | 0.020559 | 0.005701 | 163.7933 | 110.4604 | Efficient High Speed Fans - Free Stall - Oregon | Efficient High Speed Fans - Any - Oregon | 4.4698e-05 | 9.958e-05 | 0.00016674 | 0.0002447 | 0.00033363 | 0.00043759 | 0.00055164 | 0.00066815 | 0.00077795 | 0.00087233 | 0.00094536 | 0.00099548 | 0.0010255 | 0.0010395 | 0.0010395 | 0.0010395 | 0.0010395 | 0.0010395 | 0.0010395 | 0.0010395 | 0.010395 | 0.42752 | 0.29685 | 0.44071 | 0.42653 | 0.89029 | 1.6108 | 4.0596 | 4.2985 | 1.7693 | 0.62443 | 0.39098 | 0.39979 | 0 | 4.9938 | 3.7012 | 5.943 | 5.8351 | 12.0071 | 17.7208 | 30.9727 | 31.1001 | 17.6445 | 8.9209 | 4.9988 | 4.3199 | 0.41686
LO5Med | NR | Dairy | Agriculture | HVAC | 0.021788 | 0.0060418 | 173.5845 | 102.9978 | Efficient High Speed Fans - Free Stall - Washington | Efficient High Speed Fans - Any - Washington | 0.00012171 | 0.00027115 | 0.00045403 | 0.00066631 | 0.00090845 | 0.0011915 | 0.0015021 | 0.0018194 | 0.0021183 | 0.0023753 | 0.0025742 | 0.0027107 | 0.0027923 | 0.0028305 | 0.0028305 | 0.0028305 | 0.0028305 | 0.0028305 | 0.0028305 | 0.0028305 | 0.028305 | 0.45307 | 0.3146 | 0.46706 | 0.45203 | 0.94351 | 1.7071 | 4.3023 | 4.5554 | 1.8751 | 0.66176 | 0.41435 | 0.42369 | 0 | 5.2923 | 3.9225 | 6.2983 | 6.1839 | 12.7249 | 18.7802 | 32.8241 | 32.9592 | 18.6993 | 9.4542 | 5.2976 | 4.5782 | 0.44178
LO5Med | NR | Dairy | Agriculture | HVAC | 0.025334 | 0.0070249 | 201.8298 | 85.5269 | Efficient High Speed Fans - Tie Stall - Idaho | Efficient High Speed Fans - Any - Idaho | 8.0543e-06 | 1.7944e-05 | 3.0046e-05 | 4.4094e-05 | 6.0118e-05 | 7.8852e-05 | 9.9403e-05 | 0.0001204 | 0.00014018 | 0.00015719 | 0.00017035 | 0.00017938 | 0.00018479 | 0.00018731 | 0.00018731 | 0.00018731 | 0.00018731 | 0.00018731 | 0.00018731 | 0.00018731 | 0.0018731 | 0.5268 | 0.36579 | 0.54306 | 0.52558 | 1.097 | 1.9848 | 5.0023 | 5.2967 | 2.1802 | 0.76944 | 0.48178 | 0.49263 | 0 | 6.1534 | 4.5607 | 7.3231 | 7.1901 | 14.7955 | 21.836 | 38.1652 | 38.3223 | 21.742 | 10.9926 | 6.1596 | 5.3231 | 0.51366
LO5Med | NR | Dairy | Agriculture | HVAC | 0.01928 | 0.0053463 | 153.6018 | 119.2388 | Efficient High Speed Fans - Tie Stall - Montana | Efficient High Speed Fans - Any - Montana | 4.5995e-06 | 1.0247e-05 | 1.7158e-05 | 2.518e-05 | 3.4331e-05 | 4.5029e-05 | 5.6765e-05 | 6.8754e-05 | 8.0052e-05 | 8.9764e-05 | 9.728e-05 | 0.00010244 | 0.00010552 | 0.00010697 | 0.00010697 | 0.00010697 | 0.00010697 | 0.00010697 | 0.00010697 | 0.00010697 | 0.0010697 | 0.40092 | 0.27838 | 0.41329 | 0.39999 | 0.83489 | 1.5106 | 3.807 | 4.031 | 1.6593 | 0.58558 | 0.36665 | 0.37491 | 0 | 4.683 | 3.4709 | 5.5733 | 5.472 | 11.26 | 16.6182 | 29.0455 | 29.165 | 16.5467 | 8.3658 | 4.6877 | 4.0511 | 0.39092
LO5Med | NR | Dairy | Agriculture | HVAC | 0.020559 | 0.005701 | 163.7933 | 110.4604 | Efficient High Speed Fans - Tie Stall - Oregon | Efficient High Speed Fans - Any - Oregon | 2.1782e-05 | 4.8527e-05 | 8.1254e-05 | 0.00011925 | 0.00016258 | 0.00021324 | 0.00026882 | 0.0003256 | 0.0003791 | 0.0004251 | 0.00046069 | 0.00048511 | 0.00049973 | 0.00050656 | 0.00050656 | 0.00050656 | 0.00050656 | 0.00050656 | 0.00050656 | 0.00050656 | 0.0050656 | 0.42752 | 0.29685 | 0.44071 | 0.42653 | 0.89029 | 1.6108 | 4.0596 | 4.2985 | 1.7693 | 0.62443 | 0.39098 | 0.39979 | 0 | 4.9938 | 3.7012 | 5.943 | 5.8351 | 12.0071 | 17.7208 | 30.9727 | 31.1001 | 17.6445 | 8.9209 | 4.9988 | 4.3199 | 0.41686
LO5Med | NR | Dairy | Agriculture | HVAC | 0.021788 | 0.0060418 | 173.5845 | 102.9978 | Efficient High Speed Fans - Tie Stall - Washington | Efficient High Speed Fans - Any - Washington | 1.0896e-05 | 2.4275e-05 | 4.0647e-05 | 5.9652e-05 | 8.1329e-05 | 0.00010667 | 0.00013448 | 0.00016288 | 0.00018964 | 0.00021265 | 0.00023045 | 0.00024267 | 0.00024998 | 0.0002534 | 0.0002534 | 0.0002534 | 0.0002534 | 0.0002534 | 0.0002534 | 0.0002534 | 0.002534 | 0.45307 | 0.3146 | 0.46706 | 0.45203 | 0.94351 | 1.7071 | 4.3023 | 4.5554 | 1.8751 | 0.66176 | 0.41435 | 0.42369 | 0 | 5.2923 | 3.9225 | 6.2983 | 6.1839 | 12.7249 | 18.7802 | 32.8241 | 32.9592 | 18.6993 | 9.4542 | 5.2976 | 4.5782 | 0.44178
LO5Med | NR | Dairy | Agriculture | HVAC | 0.35152 | 0.26026 | 3987.4868 | 47.2369 | High Volume Low Speed Fans - Free Stall - Idaho | High Volume Low Speed Fans - Any - Idaho | 0.00036865 | 0.00082129 | 0.0013752 | 0.0020182 | 0.0027516 | 0.003609 | 0.0045497 | 0.0055106 | 0.0064161 | 0.0071945 | 0.0077969 | 0.0082103 | 0.0084576 | 0.0085732 | 0.0085732 | 0.0085732 | 0.0085732 | 0.0085732 | 0.0085732 | 0.0085732 | 0.42866 | 59.7905 | 53.7083 | 57.0624 | 54.9315 | 50.2388 | 45.7353 | 45.2059 | 44.0105 | 45.868 | 53.5042 | 53.7948 | 59.8579 | 0 | 297.259 | 262.4806 | 289.0313 | 276.4949 | 283.7585 | 276.1315 | 278.5503 | 272.6148 | 271.5698 | 286.1113 | 273.8504 | 295.9265 | 0.7072
LO5Med | NR | Dairy | Agriculture | HVAC | 0.26752 | 0.19807 | 3034.6608 | 67.0524 | High Volume Low Speed Fans - Free Stall - Montana | High Volume Low Speed Fans - Any - Montana | 1.1285e-05 | 2.5142e-05 | 4.2098e-05 | 6.1782e-05 | 8.4233e-05 | 0.00011048 | 0.00013928 | 0.00016869 | 0.00019641 | 0.00022024 | 0.00023868 | 0.00025134 | 0.00025891 | 0.00026245 | 0.00026245 | 0.00026245 | 0.00026245 | 0.00026245 | 0.00026245 | 0.00026245 | 0.013122 | 45.5033 | 40.8745 | 43.4271 | 41.8054 | 38.2341 | 34.8067 | 34.4038 | 33.494 | 34.9076 | 40.7192 | 40.9403 | 45.5546 | 0 | 226.2278 | 199.7598 | 219.9661 | 210.4253 | 215.9532 | 210.1487 | 211.9896 | 207.4724 | 206.6771 | 217.7438 | 208.4128 | 225.2137 | 0.53821
LO5Med | NR | Dairy | Agriculture | HVAC | 0.28527 | 0.21121 | 3236.0127 | 61.8926 | High Volume Low Speed Fans - Free Stall - Oregon | High Volume Low Speed Fans - Any - Oregon | 0.00017662 | 0.00039347 | 0.00065884 | 0.00096689 | 0.0013183 | 0.0017291 | 0.0021797 | 0.0026401 | 0.0030739 | 0.0034469 | 0.0037354 | 0.0039335 | 0.004052 | 0.0041074 | 0.0041074 | 0.0041074 | 0.0041074 | 0.0041074 | 0.0041074 | 0.0041074 | 0.20537 | 48.5225 | 43.5866 | 46.3085 | 44.5792 | 40.7709 | 37.1161 | 36.6865 | 35.7164 | 37.2238 | 43.4209 | 43.6567 | 48.5772 | 0 | 241.2381 | 213.014 | 234.561 | 224.3872 | 230.2819 | 224.0923 | 226.0552 | 221.2383 | 220.3902 | 232.1913 | 222.2411 | 240.1568 | 0.57393
LO5Med | NR | Dairy | Agriculture | HVAC | 0.30233 | 0.22384 | 3429.4544 | 57.5061 | High Volume Low Speed Fans - Free Stall - Washington | High Volume Low Speed Fans - Any - Washington | 0.00048092 | 0.0010714 | 0.001794 | 0.0026328 | 0.0035896 | 0.0047082 | 0.0059353 | 0.0071889 | 0.0083702 | 0.0093857 | 0.010172 | 0.010711 | 0.011033 | 0.011184 | 0.011184 | 0.011184 | 0.011184 | 0.011184 | 0.011184 | 0.011184 | 0.55921 | 51.423 | 46.1921 | 49.0768 | 47.244 | 43.2081 | 39.3348 | 38.8795 | 37.8514 | 39.4489 | 46.0165 | 46.2664 | 51.481 | 0 | 255.6588 | 225.7475 | 248.5826 | 237.8005 | 244.0476 | 237.488 | 239.5683 | 234.4635 | 233.5647 | 246.0712 | 235.5262 | 254.5128 | 0.60823
LO5Med | NR | Dairy | Agriculture | HVAC | 0.35152 | 0.26026 | 3987.4868 | 47.2369 | High Volume Low Speed Fans - Tie Stall - Idaho | High Volume Low Speed Fans - Any - Idaho | 0 | 0 | 0 | 0 | 0 | 0 | 0 | 0 | 0 | 0 | 0 | 0 | 0 | 0 | 0 | 0 | 0 | 0 | 0 | 0 | 0.037006 | 59.7905 | 53.7083 | 57.0624 | 54.9315 | 50.2388 | 45.7353 | 45.2059 | 44.0105 | 45.868 | 53.5042 | 53.7948 | 59.8579 | 0 | 297.259 | 262.4806 | 289.0313 | 276.4949 | 283.7585 | 276.1315 | 278.5503 | 272.6148 | 271.5698 | 286.1113 | 273.8504 | 295.9265 | 0.7072
LO5Med | NR | Dairy | Agriculture | HVAC | 0.26752 | 0.19807 | 3034.6608 | 67.0524 | High Volume Low Speed Fans - Tie Stall - Montana | High Volume Low Speed Fans - Any - Montana | 0 | 0 | 0 | 0 | 0 | 0 | 0 | 0 | 0 | 0 | 0 | 0 | 0 | 0 | 0 | 0 | 0 | 0 | 0 | 0 | 0.021133 | 45.5033 | 40.8745 | 43.4271 | 41.8054 | 38.2341 | 34.8067 | 34.4038 | 33.494 | 34.9076 | 40.7192 | 40.9403 | 45.5546 | 0 | 226.2278 | 199.7598 | 219.9661 | 210.4253 | 215.9532 | 210.1487 | 211.9896 | 207.4724 | 206.6771 | 217.7438 | 208.4128 | 225.2137 | 0.53821
LO5Med | NR | Dairy | Agriculture | HVAC | 0.28527 | 0.21121 | 3236.0127 | 61.8926 | High Volume Low Speed Fans - Tie Stall - Oregon | High Volume Low Speed Fans - Any - Oregon | 0 | 0 | 0 | 0 | 0 | 0 | 0 | 0 | 0 | 0 | 0 | 0 | 0 | 0 | 0 | 0 | 0 | 0 | 0 | 0 | 0.10008 | 48.5225 | 43.5866 | 46.3085 | 44.5792 | 40.7709 | 37.1161 | 36.6865 | 35.7164 | 37.2238 | 43.4209 | 43.6567 | 48.5772 | 0 | 241.2381 | 213.014 | 234.561 | 224.3872 | 230.2819 | 224.0923 | 226.0552 | 221.2383 | 220.3902 | 232.1913 | 222.2411 | 240.1568 | 0.57393
LO5Med | NR | Dairy | Agriculture | HVAC | 0.30233 | 0.22384 | 3429.4544 | 57.5061 | High Volume Low Speed Fans - Tie Stall - Washington | High Volume Low Speed Fans - Any - Washington | 0 | 0 | 0 | 0 | 0 | 0 | 0 | 0 | 0 | 0 | 0 | 0 | 0 | 0 | 0 | 0 | 0 | 0 | 0 | 0 | 0.050063 | 51.423 | 46.1921 | 49.0768 | 47.244 | 43.2081 | 39.3348 | 38.8795 | 37.8514 | 39.4489 | 46.0165 | 46.2664 | 51.481 | 0 | 255.6588 | 225.7475 | 248.5826 | 237.8005 | 244.0476 | 237.488 | 239.5683 | 234.4635 | 233.5647 | 246.0712 | 235.5262 | 254.5128 | 0.60823
LO5Med | NR | Dairy | Agriculture | Lighting | 0.00016951 | 0.00013607 | 1.9215 | 9.2247 | Energy Efficient Lighting - Free Stall - Idaho | Energy Efficient Lighting - Free Stall - Idaho | 0.004065 | 0.0070531 | 0.0092575 | 0.011097 | 0.012853 | 0.014436 | 0.01591 | 0.017195 | 0.018377 | 0.019469 | 0.020437 | 0.021262 | 0.022041 | 0.022617 | 0.022855 | 0.02304 | 0.023184 | 0.023338 | 0.023457 | 0.023623 | 0.18974 | 0.028799 | 0.025801 | 0.028788 | 0.023503 | 0.023452 | 0.022532 | 0.022801 | 0.022794 | 0.023013 | 0.024367 | 0.026897 | 0.028722 | 0 | 0.13933 | 0.12413 | 0.13734 | 0.1356 | 0.13826 | 0.13301 | 0.13475 | 0.1356 | 0.13288 | 0.13936 | 0.13156 | 0.13818 | 1.781
LO5Med | NR | Dairy | Agriculture | Lighting | 0.00016951 | 0.00013607 | 1.9215 | 9.2247 | Energy Efficient Lighting - Free Stall - Montana | Energy Efficient Lighting - Free Stall - Montana | 4.2518e-05 | 7.2379e-05 | 9.2838e-05 | 0.00010887 | 0.00012293 | 0.00013439 | 0.00014467 | 0.00015329 | 0.00016041 | 0.00016625 | 0.00017142 | 0.00017488 | 0.00017744 | 0.00017988 | 0.00018177 | 0.00018324 | 0.00018439 | 0.00018561 | 0.00018656 | 0.00018788 | 0.0015091 | 0.028799 | 0.025801 | 0.028788 | 0.023503 | 0.023452 | 0.022532 | 0.022801 | 0.022794 | 0.023013 | 0.024367 | 0.026897 | 0.028722 | 0 | 0.13933 | 0.12413 | 0.13734 | 0.1356 | 0.13826 | 0.13301 | 0.13475 | 0.1356 | 0.13288 | 0.13936 | 0.13156 | 0.13818 | 1.781
LO5Med | NR | Dairy | Agriculture | Lighting | 0.00016951 | 0.00013607 | 1.9215 | 9.2247 | Energy Efficient Lighting - Free Stall - Oregon | Energy Efficient Lighting - Free Stall - Oregon | 0.0038529 | 0.0066508 | 0.0086804 | 0.010344 | 0.011875 | 0.013257 | 0.014501 | 0.015616 | 0.016647 | 0.017525 | 0.01833 | 0.01906 | 0.019666 | 0.020232 | 0.020445 | 0.020611 | 0.02074 | 0.020878 | 0.020984 | 0.021132 | 0.16974 | 0.028799 | 0.025801 | 0.028788 | 0.023503 | 0.023452 | 0.022532 | 0.022801 | 0.022794 | 0.023013 | 0.024367 | 0.026897 | 0.028722 | 0 | 0.13933 | 0.12413 | 0.13734 | 0.1356 | 0.13826 | 0.13301 | 0.13475 | 0.1356 | 0.13288 | 0.13936 | 0.13156 | 0.13818 | 1.781
LO5Med | NR | Dairy | Agriculture | Lighting | 0.00016951 | 0.00013607 | 1.9215 | 9.2247 | Energy Efficient Lighting - Free Stall - Washington | Energy Efficient Lighting - Free Stall - Washington | 0.0061781 | 0.010639 | 0.013877 | 0.016549 | 0.019023 | 0.021303 | 0.023342 | 0.025193 | 0.026846 | 0.028426 | 0.029836 | 0.031003 | 0.032152 | 0.033042 | 0.033389 | 0.03366 | 0.03387 | 0.034096 | 0.03427 | 0.034512 | 0.27721 | 0.028799 | 0.025801 | 0.028788 | 0.023503 | 0.023452 | 0.022532 | 0.022801 | 0.022794 | 0.023013 | 0.024367 | 0.026897 | 0.028722 | 0 | 0.13933 | 0.12413 | 0.13734 | 0.1356 | 0.13826 | 0.13301 | 0.13475 | 0.1356 | 0.13288 | 0.13936 | 0.13156 | 0.13818 | 1.781
LO5Med | NR | Dairy | Agriculture | Lighting | 0.00034824 | 0.00027955 | 3.9475 | 8.0191 | Energy Efficient Lighting - Tie Stall - Idaho | Energy Efficient Lighting - Tie Stall - Idaho | 0.00011032 | 0.00018764 | 0.00024117 | 0.00028286 | 0.00031939 | 0.00035099 | 0.00037807 | 0.00040107 | 0.00042048 | 0.00043676 | 0.00045034 | 0.00046092 | 0.00046916 | 0.00047558 | 0.00048057 | 0.00048447 | 0.0004875 | 0.00049075 | 0.00049324 | 0.00049673 | 0.0039898 | 0.059165 | 0.053007 | 0.059144 | 0.048286 | 0.048181 | 0.04629 | 0.046843 | 0.046829 | 0.047279 | 0.05006 | 0.055259 | 0.059008 | 0 | 0.28624 | 0.25502 | 0.28216 | 0.27858 | 0.28404 | 0.27325 | 0.27684 | 0.27858 | 0.273 | 0.28631 | 0.27028 | 0.28388 | 1.8708
LO5Med | NR | Dairy | Agriculture | Lighting | 0.00034824 | 0.00027955 | 3.9475 | 8.0191 | Energy Efficient Lighting - Tie Stall - Montana | Energy Efficient Lighting - Tie Stall - Montana | 1.1328e-05 | 1.9269e-05 | 2.4765e-05 | 2.9046e-05 | 3.2797e-05 | 3.6043e-05 | 3.8823e-05 | 4.1185e-05 | 4.3179e-05 | 4.485e-05 | 4.6245e-05 | 4.7331e-05 | 4.8177e-05 | 4.8836e-05 | 4.9349e-05 | 4.9749e-05 | 5.006e-05 | 5.0394e-05 | 5.065e-05 | 5.1009e-05 | 0.00040971 | 0.059165 | 0.053007 | 0.059144 | 0.048286 | 0.048181 | 0.04629 | 0.046843 | 0.046829 | 0.047279 | 0.05006 | 0.055259 | 0.059008 | 0 | 0.28624 | 0.25502 | 0.28216 | 0.27858 | 0.28404 | 0.27325 | 0.27684 | 0.27858 | 0.273 | 0.28631 | 0.27028 | 0.28388 | 1.8708
LO5Med | NR | Dairy | Agriculture | Lighting | 0.00034824 | 0.00027955 | 3.9475 | 8.0191 | Energy Efficient Lighting - Tie Stall - Oregon | Energy Efficient Lighting - Tie Stall - Oregon | 0.00037085 | 0.00063079 | 0.00081074 | 0.00095088 | 0.0010737 | 0.0011799 | 0.0012709 | 0.0013483 | 0.0014135 | 0.0014682 | 0.0015139 | 0.0015495 | 0.0015772 | 0.0015987 | 0.0016155 | 0.0016286 | 0.0016388 | 0.0016497 | 0.0016581 | 0.0016698 | 0.013412 | 0.059165 | 0.053007 | 0.059144 | 0.048286 | 0.048181 | 0.04629 | 0.046843 | 0.046829 | 0.047279 | 0.05006 | 0.055259 | 0.059008 | 0 | 0.28624 | 0.25502 | 0.28216 | 0.27858 | 0.28404 | 0.27325 | 0.27684 | 0.27858 | 0.273 | 0.28631 | 0.27028 | 0.28388 | 1.8708
LO5Med | NR | Dairy | Agriculture | Lighting | 0.00034824 | 0.00027955 | 3.9475 | 8.0191 | Energy Efficient Lighting - Tie Stall - Washington | Energy Efficient Lighting - Tie Stall - Washington | 1.3026e-05 | 2.2156e-05 | 2.8477e-05 | 3.3399e-05 | 3.7712e-05 | 4.1444e-05 | 4.4642e-05 | 4.7358e-05 | 4.965e-05 | 5.1572e-05 | 5.3176e-05 | 5.4425e-05 | 5.5397e-05 | 5.6155e-05 | 5.6745e-05 | 5.7205e-05 | 5.7563e-05 | 5.7946e-05 | 5.8241e-05 | 5.8653e-05 | 0.00047111 | 0.059165 | 0.053007 | 0.059144 | 0.048286 | 0.048181 | 0.04629 | 0.046843 | 0.046829 | 0.047279 | 0.05006 | 0.055259 | 0.059008 | 0 | 0.28624 | 0.25502 | 0.28216 | 0.27858 | 0.28404 | 0.27325 | 0.27684 | 0.27858 | 0.273 | 0.28631 | 0.27028 | 0.28388 | 1.8708
RetroEven20 | Retro | Irrigation Hardware | Agriculture | Irrigation | 0.00064453 | 0.00049482 | 5.7249 | 582.7939 | Wheel and Hand_Rebuilt or new impact sprinkler | Idaho | 0.00095039 | 0.00093938 | 0.0009253 | 0.00090961 | 0.00089417 | 0.0008739 | 0.00085455 | 0.00084279 | 0.00083042 | 0.00081701 | 0.00080371 | 0.00078768 | 0.00077438 | 0.00076429 | 0.00075838 | 0.00075252 | 0.00074671 | 0.00074094 | 0.00073521 | 0.00072953 | 0.014591 | 0 | 2.5333e-05 | 0.0022686 | 0.040303 | 0.15801 | 0.22449 | 0.23387 | 0.21997 | 0.1071 | 0.056694 | 0.011845 | 4.2316e-05 | 0 | 0 | 0.0003129 | 0.012872 | 0.1804 | 0.70836 | 0.98739 | 1.0264 | 0.9646 | 0.47259 | 0.25012 | 0.06665 | 0.00058722 | 0.56164
RetroEven20 | Retro | Irrigation Hardware | Agriculture | Irrigation | 0.0031578 | 0.0024244 | 28.0487 | 8.0572 | Wheel and Hand_Gaskets | Idaho | 0.0046564 | 0.0046024 | 0.0045335 | 0.0044566 | 0.0043809 | 0.0042816 | 0.0041868 | 0.0041292 | 0.0040686 | 0.0040029 | 0.0039377 | 0.0038592 | 0.003794 | 0.0037446 | 0.0037156 | 0.0036869 | 0.0036585 | 0.0036302 | 0.0036021 | 0.0035743 | 0.071486 | 0 | 0.00012412 | 0.011115 | 0.19746 | 0.77416 | 1.0999 | 1.1458 | 1.0777 | 0.52472 | 0.27777 | 0.058035 | 0.00020733 | 0 | 0 | 0.001533 | 0.063066 | 0.88386 | 3.4705 | 4.8376 | 5.0287 | 4.726 | 2.3154 | 1.2255 | 0.32655 | 0.0028771 | 1.3777
RetroEven20 | Retro | Irrigation Hardware | Agriculture | Irrigation | 0.0020532 | 0.0015763 | 18.2366 | 41.4976 | Wheel and Hand_Drains | Idaho | 0.0030275 | 0.0029924 | 0.0029475 | 0.0028976 | 0.0028484 | 0.0027838 | 0.0027222 | 0.0026847 | 0.0026453 | 0.0026026 | 0.0025602 | 0.0025091 | 0.0024668 | 0.0024346 | 0.0024158 | 0.0023972 | 0.0023786 | 0.0023603 | 0.002342 | 0.0023239 | 0.046478 | 0 | 8.0697e-05 | 0.0072265 | 0.12839 | 0.50334 | 0.7151 | 0.745 | 0.70072 | 0.34116 | 0.1806 | 0.037733 | 0.0001348 | 0 | 0 | 0.00099673 | 0.041004 | 0.57466 | 2.2565 | 3.1453 | 3.2695 | 3.0727 | 1.5054 | 0.79676 | 0.21231 | 0.0018706 | 0.91329
RetroEven20 | Retro | Irrigation Hardware | Agriculture | Irrigation | 0.0090784 | 0.0069697 | 80.6367 | 6.9997 | Wheel and Hand_Cut and press repair | Idaho | 0.013387 | 0.013231 | 0.013033 | 0.012812 | 0.012595 | 0.012309 | 0.012037 | 0.011871 | 0.011697 | 0.011508 | 0.01132 | 0.011095 | 0.010907 | 0.010765 | 0.010682 | 0.0106 | 0.010518 | 0.010436 | 0.010356 | 0.010276 | 0.20551 | 0 | 0.00035682 | 0.031953 | 0.56769 | 2.2256 | 3.162 | 3.2942 | 3.0984 | 1.5085 | 0.79855 | 0.16684 | 0.00059604 | 0 | 0 | 0.0044072 | 0.18131 | 2.541 | 9.9774 | 13.9077 | 14.4568 | 13.5867 | 6.6566 | 3.523 | 0.93878 | 0.0082712 | 1.3935
RetroEven20 | Retro | Irrigation Hardware | Agriculture | Irrigation | 0.010391 | 0.0079771 | 92.2908 | -1.4957 | Wheel and Hand_Hub gasket | Idaho | 0.0038303 | 0.0037859 | 0.0037292 | 0.003666 | 0.0036037 | 0.003522 | 0.0034441 | 0.0033967 | 0.0033468 | 0.0032928 | 0.0032391 | 0.0031745 | 0.003121 | 0.0030803 | 0.0030565 | 0.0030329 | 0.0030094 | 0.0029862 | 0.0029631 | 0.0029402 | 0.058804 | 0 | 0.00040839 | 0.036572 | 0.64973 | 2.5473 | 3.619 | 3.7703 | 3.5462 | 1.7265 | 0.91396 | 0.19096 | 0.00068218 | 0 | 0 | 0.0050442 | 0.20751 | 2.9082 | 11.4194 | 15.9177 | 16.5462 | 15.5504 | 7.6187 | 4.0322 | 1.0745 | 0.0094666 | 1.7648
RetroEven20 | Retro | Irrigation Hardware | Agriculture | Irrigation | 0.00088781 | 0.00068159 | 7.8857 | 162.445 | Wheel and Hand_Levelers | Idaho | 0.0013091 | 0.0012939 | 0.0012745 | 0.0012529 | 0.0012317 | 0.0012038 | 0.0011771 | 0.0011609 | 0.0011439 | 0.0011254 | 0.0011071 | 0.001085 | 0.0010667 | 0.0010528 | 0.0010446 | 0.0010366 | 0.0010285 | 0.0010206 | 0.0010127 | 0.0010049 | 0.020098 | 0 | 3.4894e-05 | 0.0031248 | 0.055516 | 0.21765 | 0.30922 | 0.32215 | 0.303 | 0.14752 | 0.078092 | 0.016316 | 5.8288e-05 | 0 | 0 | 0.000431 | 0.01773 | 0.24849 | 0.97572 | 1.3601 | 1.4138 | 1.3287 | 0.65097 | 0.34453 | 0.091806 | 0.00080886 | 0.65788
RetroEven20 | Retro | Irrigation Hardware | Agriculture | Irrigation | 0.0019745 | 0.0015158 | 17.5376 | 2.9397 | Pivot and Linear_Base boot gasket | Idaho | 0.01164 | 0.011505 | 0.011332 | 0.01114 | 0.010951 | 0.010703 | 0.010466 | 0.010322 | 0.01017 | 0.010006 | 0.0098432 | 0.0096469 | 0.0094841 | 0.0093605 | 0.0092881 | 0.0092164 | 0.0091452 | 0.0090745 | 0.0090044 | 0.0089348 | 0.1787 | 0 | 7.7603e-05 | 0.0069495 | 0.12347 | 0.48405 | 0.68769 | 0.71645 | 0.67386 | 0.32808 | 0.17368 | 0.036286 | 0.00012963 | 0 | 0 | 0.00095852 | 0.039432 | 0.55264 | 2.17 | 3.0248 | 3.1442 | 2.955 | 1.4477 | 0.76622 | 0.20417 | 0.0017989 | 2.21
RetroEven20 | Retro | Irrigation Hardware | Agriculture | Irrigation | 6.0331e-05 | 4.6317e-05 | 0.53587 | 695.4422 | Pivot and Linear_Tower gasket | Idaho | 0.00035566 | 0.00035154 | 0.00034627 | 0.0003404 | 0.00033462 | 0.00032703 | 0.00031979 | 0.00031539 | 0.00031076 | 0.00030574 | 0.00030077 | 0.00029477 | 0.00028979 | 0.00028601 | 0.0002838 | 0.00028161 | 0.00027944 | 0.00027728 | 0.00027513 | 0.00027301 | 0.0054602 | 0 | 2.3712e-06 | 0.00021235 | 0.0037726 | 0.01479 | 0.021013 | 0.021891 | 0.02059 | 0.010025 | 0.0053067 | 0.0011088 | 3.9609e-06 | 0 | 0 | 2.9288e-05 | 0.0012049 | 0.016886 | 0.066305 | 0.092423 | 0.096073 | 0.09029 | 0.044236 | 0.023412 | 0.0062386 | 5.4966e-05 | 0.58071
RetroEven20 | Retro | Irrigation Hardware | Agriculture | Irrigation | 0.0050558 | 0.0038815 | 44.907 | -4.2865 | Wheel and Hand_Nozzle replacement | Idaho | 0.007455 | 0.0073687 | 0.0072582 | 0.0071351 | 0.007014 | 0.0068551 | 0.0067033 | 0.006611 | 0.006514 | 0.0064088 | 0.0063044 | 0.0061787 | 0.0060744 | 0.0059952 | 0.0059489 | 0.0059029 | 0.0058573 | 0.0058121 | 0.0057672 | 0.0057226 | 0.11445 | 0 | 0.00019871 | 0.017795 | 0.31615 | 1.2395 | 1.7609 | 1.8345 | 1.7255 | 0.8401 | 0.44472 | 0.092916 | 0.00033194 | 0 | 0 | 0.0024544 | 0.10097 | 1.4151 | 5.5565 | 7.7453 | 8.0511 | 7.5665 | 3.7071 | 1.962 | 0.52281 | 0.0046063 | 2.0757
RetroEven20 | Retro | Irrigation Hardware | Agriculture | Irrigation | 0.0031826 | 0.0024434 | 28.2689 | 21.2989 | Pivot and Linear_Sprinkler package replacement, high pressure | Idaho | 0.0077449 | 0.0076552 | 0.0075405 | 0.0074126 | 0.0072868 | 0.0071216 | 0.0069639 | 0.0068681 | 0.0067673 | 0.006658 | 0.0065496 | 0.006419 | 0.0063106 | 0.0062284 | 0.0061802 | 0.0061325 | 0.0060851 | 0.0060381 | 0.0059914 | 0.0059451 | 0.1189 | 0 | 0.00012509 | 0.011202 | 0.19901 | 0.78024 | 1.1085 | 1.1548 | 1.0862 | 0.52884 | 0.27995 | 0.05849 | 0.00020895 | 0 | 0 | 0.001545 | 0.063561 | 0.8908 | 3.4978 | 4.8756 | 5.0681 | 4.7631 | 2.3336 | 1.2351 | 0.32911 | 0.0028996 | 1.1045
RetroEven20 | Retro | Irrigation Hardware | Agriculture | Irrigation | 0.0031826 | 0.0024434 | 28.2689 | 88.4075 | Pivot and Linear_Sprinkler package replacement, MESA | Idaho | 0.026622 | 0.026313 | 0.025919 | 0.025479 | 0.025047 | 0.024479 | 0.023937 | 0.023608 | 0.023261 | 0.022886 | 0.022513 | 0.022064 | 0.021692 | 0.021409 | 0.021243 | 0.021079 | 0.020916 | 0.020755 | 0.020594 | 0.020435 | 0.40871 | 0 | 0.00012509 | 0.011202 | 0.19901 | 0.78024 | 1.1085 | 1.1548 | 1.0862 | 0.52884 | 0.27995 | 0.05849 | 0.00020895 | 0 | 0 | 0.001545 | 0.063561 | 0.8908 | 3.4978 | 4.8756 | 5.0681 | 4.7631 | 2.3336 | 1.2351 | 0.32911 | 0.0028996 | 0.74634
RetroEven20 | Retro | Irrigation Hardware | Agriculture | Irrigation | 0.0031826 | 0.0024434 | 28.2689 | 129.5907 | Pivot and Linear_Sprinkler package replacement, LESA/LEPA/MDI | Idaho | 0.014475 | 0.014307 | 0.014093 | 0.013854 | 0.013618 | 0.01331 | 0.013015 | 0.012836 | 0.012648 | 0.012443 | 0.012241 | 0.011997 | 0.011794 | 0.01164 | 0.01155 | 0.011461 | 0.011373 | 0.011285 | 0.011198 | 0.011111 | 0.22222 | 0 | 0.00012509 | 0.011202 | 0.19901 | 0.78024 | 1.1085 | 1.1548 | 1.0862 | 0.52884 | 0.27995 | 0.05849 | 0.00020895 | 0 | 0 | 0.001545 | 0.063561 | 0.8908 | 3.4978 | 4.8756 | 5.0681 | 4.7631 | 2.3336 | 1.2351 | 0.32911 | 0.0028996 | 0.6863
Retro5Med | Retro | Irrigation Hardware | Agriculture | Irrigation | 0.0046074 | 0.0035372 | 40.9239 | 80.2272 | Pivot and Linear_Upgrade from high pressure to MESA | Idaho | 0.0096424 | 0.011702 | 0.014105 | 0.016096 | 0.018048 | 0.020623 | 0.022122 | 0.022289 | 0.020696 | 0.017503 | 0.013324 | 0.008642 | 0.0049333 | 0.0023443 | 0.00098416 | 0.00035511 | 0.00011006 | 2.3804e-05 | 3.8824e-06 | 4.6242e-07 | 0.17213 | 0 | 0.00018109 | 0.016217 | 0.28811 | 1.1295 | 1.6047 | 1.6718 | 1.5724 | 0.76558 | 0.40527 | 0.084675 | 0.00030249 | 0 | 0 | 0.0022367 | 0.092015 | 1.2896 | 5.0636 | 7.0583 | 7.337 | 6.8954 | 3.3783 | 1.788 | 0.47644 | 0.0041977 | 0.49951
Retro1Slow | Retro | Irrigation Hardware | Agriculture | Irrigation | 0.0078326 | 0.0060133 | 69.5707 | 53.7181 | Pivot and Linear_Upgrade from MESA to LESA/LEPA/MDI | Idaho | 0.0013548 | 0.0027031 | 0.0047844 | 0.0077577 | 0.011759 | 0.01677 | 0.022765 | 0.029692 | 0.036874 | 0.043499 | 0.048658 | 0.05126 | 0.050959 | 0.047612 | 0.041629 | 0.034217 | 0.026002 | 0.017887 | 0.011355 | 0.0073586 | 0.40233 | 0 | 0.00030785 | 0.027568 | 0.48978 | 1.9202 | 2.728 | 2.8421 | 2.6732 | 1.3015 | 0.68896 | 0.14395 | 0.00051424 | 0 | 0 | 0.0038024 | 0.15642 | 2.1923 | 8.6082 | 11.9991 | 12.4729 | 11.7222 | 5.7431 | 3.0396 | 0.80995 | 0.0071361 | 0.68004
RetroEven20 | Retro | Irrigation Hardware | Agriculture | Irrigation | 0.00091021 | 0.00069879 | 8.0847 | 406.954 | Wheel and Hand_Rebuilt or new impact sprinkler | Washington | 0.00094587 | 0.00097268 | 0.00099848 | 0.0010226 | 0.0010499 | 0.0010677 | 0.0010823 | 0.0010994 | 0.0011117 | 0.0011376 | 0.0011558 | 0.0011732 | 0.0011931 | 0.0012119 | 0.0012363 | 0.0012612 | 0.0012865 | 0.0013124 | 0.0013388 | 0.0013657 | 0.027315 | 0 | 3.5775e-05 | 0.0032037 | 0.056917 | 0.22314 | 0.31702 | 0.33028 | 0.31064 | 0.15124 | 0.080063 | 0.016728 | 5.9759e-05 | 0 | 0 | 0.00044187 | 0.018178 | 0.25476 | 1.0003 | 1.3944 | 1.4495 | 1.3622 | 0.6674 | 0.35322 | 0.094123 | 0.00082927 | 0.57796
RetroEven20 | Retro | Irrigation Hardware | Agriculture | Irrigation | 0.0044595 | 0.0034237 | 39.6105 | -0.024375 | Wheel and Hand_Gaskets | Washington | 0.0046342 | 0.0047656 | 0.004892 | 0.0050102 | 0.0051439 | 0.0052309 | 0.0053027 | 0.0053865 | 0.0054468 | 0.0055737 | 0.0056627 | 0.0057478 | 0.0058454 | 0.0059377 | 0.0060571 | 0.006179 | 0.0063033 | 0.00643 | 0.0065594 | 0.0066913 | 0.13383 | 0 | 0.00017528 | 0.015696 | 0.27886 | 1.0933 | 1.5532 | 1.6182 | 1.522 | 0.74101 | 0.39226 | 0.081957 | 0.00029279 | 0 | 0 | 0.0021649 | 0.089061 | 1.2482 | 4.9011 | 6.8317 | 7.1015 | 6.6741 | 3.2699 | 1.7306 | 0.46115 | 0.004063 | 1.7276
RetroEven20 | Retro | Irrigation Hardware | Agriculture | Irrigation | 0.0028995 | 0.002226 | 25.7537 | 23.6552 | Wheel and Hand_Drains | Washington | 0.0030131 | 0.0030985 | 0.0031806 | 0.0032575 | 0.0033444 | 0.003401 | 0.0034477 | 0.0035021 | 0.0035414 | 0.0036239 | 0.0036818 | 0.0037371 | 0.0038005 | 0.0038605 | 0.0039382 | 0.0040174 | 0.0040982 | 0.0041807 | 0.0042647 | 0.0043505 | 0.087011 | 0 | 0.00011396 | 0.010205 | 0.18131 | 0.71082 | 1.0099 | 1.0521 | 0.98956 | 0.48179 | 0.25504 | 0.053286 | 0.00019036 | 0 | 0 | 0.0014076 | 0.057905 | 0.81154 | 3.1866 | 4.4418 | 4.6172 | 4.3393 | 2.126 | 1.1252 | 0.29983 | 0.0026417 | 1.0718
RetroEven20 | Retro | Irrigation Hardware | Agriculture | Irrigation | 0.012821 | 0.0098427 | 113.8754 | -0.77326 | Wheel and Hand_Cut and press repair | Washington | 0.013323 | 0.0137 | 0.014064 | 0.014404 | 0.014788 | 0.015038 | 0.015245 | 0.015485 | 0.015659 | 0.016024 | 0.01628 | 0.016524 | 0.016805 | 0.01707 | 0.017414 | 0.017764 | 0.018121 | 0.018486 | 0.018857 | 0.019237 | 0.38473 | 0 | 0.0005039 | 0.045125 | 0.80169 | 3.143 | 4.4654 | 4.652 | 4.3755 | 2.1303 | 1.1277 | 0.23562 | 0.00084172 | 0 | 0 | 0.0062239 | 0.25604 | 3.5884 | 14.0901 | 19.6404 | 20.416 | 19.1872 | 9.4005 | 4.9753 | 1.3257 | 0.011681 | 1.7415
RetroEven20 | Retro | Irrigation Hardware | Agriculture | Irrigation | 0.014673 | 0.011265 | 130.3333 | -6.789 | Wheel and Hand_Hub gasket | Washington | 0.0038121 | 0.0039201 | 0.0040241 | 0.0041213 | 0.0042313 | 0.0043029 | 0.0043619 | 0.0044309 | 0.0044805 | 0.0045849 | 0.0046581 | 0.0047281 | 0.0048084 | 0.0048843 | 0.0049826 | 0.0050828 | 0.005185 | 0.0052893 | 0.0053957 | 0.0055042 | 0.11008 | 0 | 0.00057672 | 0.051646 | 0.91755 | 3.5973 | 5.1107 | 5.3244 | 5.0079 | 2.4382 | 1.2907 | 0.26967 | 0.00096337 | 0 | 0 | 0.0071234 | 0.29305 | 4.107 | 16.1265 | 22.479 | 23.3666 | 21.9603 | 10.7591 | 5.6943 | 1.5174 | 0.013369 | 2.2602
RetroEven20 | Retro | Irrigation Hardware | Agriculture | Irrigation | 0.0012538 | 0.00096255 | 11.1362 | 109.2994 | Wheel and Hand_Levelers | Washington | 0.0013029 | 0.0013398 | 0.0013753 | 0.0014086 | 0.0014462 | 0.0014706 | 0.0014908 | 0.0015144 | 0.0015313 | 0.001567 | 0.001592 | 0.001616 | 0.0016434 | 0.0016693 | 0.0017029 | 0.0017372 | 0.0017721 | 0.0018078 | 0.0018441 | 0.0018812 | 0.037624 | 0 | 4.9278e-05 | 0.0044129 | 0.0784 | 0.30737 | 0.43668 | 0.45494 | 0.42789 | 0.20833 | 0.11028 | 0.023042 | 8.2315e-05 | 0 | 0 | 0.00060865 | 0.025039 | 0.35092 | 1.3779 | 1.9207 | 1.9965 | 1.8764 | 0.9193 | 0.48654 | 0.12965 | 0.0011423 | 0.71109
RetroEven20 | Retro | Irrigation Hardware | Agriculture | Irrigation | 0.0026101 | 0.0020038 | 23.1833 | -2.5565 | Pivot and Linear_Base boot gasket | Washington | 0.016253 | 0.016714 | 0.017157 | 0.017571 | 0.01804 | 0.018346 | 0.018597 | 0.018891 | 0.019103 | 0.019548 | 0.01986 | 0.020159 | 0.020501 | 0.020824 | 0.021243 | 0.021671 | 0.022107 | 0.022551 | 0.023005 | 0.023468 | 0.46935 | 0 | 0.00010259 | 0.0091867 | 0.16321 | 0.63988 | 0.90908 | 0.94709 | 0.89079 | 0.4337 | 0.22959 | 0.047968 | 0.00017136 | 0 | 0 | 0.0012671 | 0.052126 | 0.73054 | 2.8685 | 3.9985 | 4.1564 | 3.9062 | 1.9138 | 1.0129 | 0.2699 | 0.002378 | 2.9215
RetroEven20 | Retro | Irrigation Hardware | Agriculture | Irrigation | 7.9752e-05 | 6.1228e-05 | 0.70838 | 521.2996 | Pivot and Linear_Tower gasket | Washington | 0.00049662 | 0.00051069 | 0.00052424 | 0.0005369 | 0.00055124 | 0.00056056 | 0.00056825 | 0.00057723 | 0.0005837 | 0.00059729 | 0.00060684 | 0.00061596 | 0.00062641 | 0.0006363 | 0.0006491 | 0.00066216 | 0.00067548 | 0.00068906 | 0.00070292 | 0.00071706 | 0.014341 | 0 | 3.1346e-06 | 0.0002807 | 0.004987 | 0.019552 | 0.027777 | 0.028939 | 0.027219 | 0.013252 | 0.0070151 | 0.0014657 | 5.2361e-06 | 0 | 0 | 3.8717e-05 | 0.0015927 | 0.022322 | 0.08765 | 0.12218 | 0.127 | 0.11936 | 0.058477 | 0.030949 | 0.008247 | 7.2661e-05 | 0.59084
RetroEven20 | Retro | Irrigation Hardware | Agriculture | Irrigation | 0.0071399 | 0.0054814 | 63.4178 | -8.765 | Wheel and Hand_Nozzle replacement | Washington | 0.0074196 | 0.0076299 | 0.0078322 | 0.0080214 | 0.0082356 | 0.0083749 | 0.0084898 | 0.0086239 | 0.0087206 | 0.0089236 | 0.0090662 | 0.0092025 | 0.0093587 | 0.0095065 | 0.0096977 | 0.0098928 | 0.010092 | 0.010295 | 0.010502 | 0.010713 | 0.21426 | 0 | 0.00028062 | 0.02513 | 0.44646 | 1.7504 | 2.4868 | 2.5907 | 2.4367 | 1.1864 | 0.62803 | 0.13122 | 0.00046876 | 0 | 0 | 0.0034661 | 0.14259 | 1.9984 | 7.8469 | 10.9379 | 11.3698 | 10.6855 | 5.2352 | 2.7707 | 0.73832 | 0.006505 | 2.7162
RetroEven20 | Retro | Irrigation Hardware | Agriculture | Irrigation | 0.0042072 | 0.00323 | 37.3693 | 11.3316 | Pivot and Linear_Sprinkler package replacement, high pressure | Washington | 0.0075753 | 0.0077899 | 0.0079966 | 0.0081897 | 0.0084083 | 0.0085506 | 0.0086679 | 0.0088049 | 0.0089035 | 0.0091109 | 0.0092564 | 0.0093956 | 0.009555 | 0.0097059 | 0.0099012 | 0.0101 | 0.010303 | 0.010511 | 0.010722 | 0.010938 | 0.21876 | 0 | 0.00016536 | 0.014808 | 0.26308 | 1.0314 | 1.4653 | 1.5266 | 1.4359 | 0.69909 | 0.37007 | 0.07732 | 0.00027622 | 0 | 0 | 0.0020424 | 0.084022 | 1.1776 | 4.6238 | 6.4452 | 6.6997 | 6.2965 | 3.0849 | 1.6327 | 0.43506 | 0.0038331 | 1.292
RetroEven20 | Retro | Irrigation Hardware | Agriculture | Irrigation | 0.0042072 | 0.00323 | 37.3693 | 62.0973 | Pivot and Linear_Sprinkler package replacement, MESA | Washington | 0.035266 | 0.036266 | 0.037227 | 0.038127 | 0.039144 | 0.039807 | 0.040353 | 0.04099 | 0.04145 | 0.042415 | 0.043093 | 0.04374 | 0.044483 | 0.045185 | 0.046094 | 0.047021 | 0.047967 | 0.048932 | 0.049916 | 0.05092 | 1.0184 | 0 | 0.00016536 | 0.014808 | 0.26308 | 1.0314 | 1.4653 | 1.5266 | 1.4359 | 0.69909 | 0.37007 | 0.07732 | 0.00027622 | 0 | 0 | 0.0020424 | 0.084022 | 1.1776 | 4.6238 | 6.4452 | 6.6997 | 6.2965 | 3.0849 | 1.6327 | 0.43506 | 0.0038331 | 0.81638
RetroEven20 | Retro | Irrigation Hardware | Agriculture | Irrigation | 0.0042072 | 0.00323 | 37.3693 | 93.2512 | Pivot and Linear_Sprinkler package replacement, LESA/LEPA/MDI | Washington | 0.024548 | 0.025244 | 0.025914 | 0.02654 | 0.027248 | 0.027709 | 0.028089 | 0.028533 | 0.028853 | 0.029525 | 0.029996 | 0.030447 | 0.030964 | 0.031453 | 0.032086 | 0.032731 | 0.033389 | 0.034061 | 0.034746 | 0.035445 | 0.7089 | 0 | 0.00016536 | 0.014808 | 0.26308 | 1.0314 | 1.4653 | 1.5266 | 1.4359 | 0.69909 | 0.37007 | 0.07732 | 0.00027622 | 0 | 0 | 0.0020424 | 0.084022 | 1.1776 | 4.6238 | 6.4452 | 6.6997 | 6.2965 | 3.0849 | 1.6327 | 0.43506 | 0.0038331 | 0.73701
Retro5Med | Retro | Irrigation Hardware | Agriculture | Irrigation | 0.0060906 | 0.0046759 | 54.0983 | 55.9094 | Pivot and Linear_Upgrade from high pressure to MESA | Washington | 0.0094312 | 0.011908 | 0.014959 | 0.017784 | 0.020826 | 0.024761 | 0.027535 | 0.028574 | 0.027229 | 0.023951 | 0.01883 | 0.01265 | 0.0074695 | 0.0036532 | 0.0015767 | 0.00058488 | 0.00018636 | 4.1436e-05 | 6.9479e-06 | 8.5076e-07 | 0.31669 | 0 | 0.00023938 | 0.021437 | 0.38085 | 1.4932 | 2.1213 | 2.21 | 2.0787 | 1.012 | 0.53574 | 0.11193 | 0.00039987 | 0 | 0 | 0.0029568 | 0.12164 | 1.7047 | 6.6937 | 9.3305 | 9.6989 | 9.1152 | 4.4659 | 2.3636 | 0.62982 | 0.005549 | 0.66031
Retro1Slow | Retro | Irrigation Hardware | Agriculture | Irrigation | 0.010354 | 0.0079491 | 91.9671 | 35.8559 | Pivot and Linear_Upgrade from MESA to LESA/LEPA/MDI | Washington | 0.001791 | 0.0037075 | 0.0068141 | 0.01146 | 0.018048 | 0.026614 | 0.037196 | 0.049635 | 0.062853 | 0.076552 | 0.087883 | 0.095293 | 0.097461 | 0.093316 | 0.083573 | 0.070372 | 0.054787 | 0.038614 | 0.025116 | 0.016676 | 1.0025 | 0 | 0.00040695 | 0.036443 | 0.64745 | 2.5384 | 3.6063 | 3.757 | 3.5337 | 1.7205 | 0.91075 | 0.19029 | 0.00067979 | 0 | 0 | 0.0050265 | 0.20678 | 2.898 | 11.3794 | 15.8618 | 16.4882 | 15.4958 | 7.592 | 4.0181 | 1.0707 | 0.0094334 | 0.89896
RetroEven20 | Retro | Irrigation Hardware | Agriculture | Irrigation | 0.00091021 | 0.00069879 | 8.0847 | 406.954 | Wheel and Hand_Rebuilt or new impact sprinkler | Oregon | 0.0025158 | 0.0025449 | 0.0025633 | 0.0025727 | 0.0025983 | 0.0025954 | 0.0025918 | 0.0025906 | 0.0025963 | 0.002622 | 0.0026302 | 0.0026358 | 0.0026431 | 0.0026504 | 0.0026841 | 0.0027183 | 0.0027529 | 0.0027879 | 0.0028234 | 0.0028594 | 0.057187 | 0 | 3.5775e-05 | 0.0032037 | 0.056917 | 0.22314 | 0.31702 | 0.33028 | 0.31064 | 0.15124 | 0.080063 | 0.016728 | 5.9759e-05 | 0 | 0 | 0.00044187 | 0.018178 | 0.25476 | 1.0003 | 1.3944 | 1.4495 | 1.3622 | 0.6674 | 0.35322 | 0.094123 | 0.00082927 | 0.57796
RetroEven20 | Retro | Irrigation Hardware | Agriculture | Irrigation | 0.0044595 | 0.0034237 | 39.6105 | -0.024374 | Wheel and Hand_Gaskets | Oregon | 0.012326 | 0.012469 | 0.012559 | 0.012605 | 0.01273 | 0.012716 | 0.012699 | 0.012692 | 0.01272 | 0.012846 | 0.012886 | 0.012914 | 0.01295 | 0.012985 | 0.013151 | 0.013318 | 0.013488 | 0.013659 | 0.013833 | 0.014009 | 0.28018 | 0 | 0.00017528 | 0.015696 | 0.27886 | 1.0933 | 1.5532 | 1.6182 | 1.522 | 0.74101 | 0.39226 | 0.081957 | 0.00029279 | 0 | 0 | 0.0021649 | 0.089061 | 1.2482 | 4.9011 | 6.8317 | 7.1015 | 6.6741 | 3.2699 | 1.7306 | 0.46115 | 0.004063 | 1.7276
RetroEven20 | Retro | Irrigation Hardware | Agriculture | Irrigation | 0.0028995 | 0.002226 | 25.7537 | 23.6552 | Wheel and Hand_Drains | Oregon | 0.0080142 | 0.0081069 | 0.0081653 | 0.0081954 | 0.008277 | 0.0082676 | 0.0082563 | 0.0082523 | 0.0082705 | 0.0083522 | 0.0083785 | 0.0083964 | 0.0084197 | 0.0084428 | 0.0085503 | 0.0086591 | 0.0087693 | 0.0088809 | 0.008994 | 0.0091084 | 0.18217 | 0 | 0.00011396 | 0.010205 | 0.18131 | 0.71082 | 1.0099 | 1.0521 | 0.98956 | 0.48179 | 0.25504 | 0.053286 | 0.00019036 | 0 | 0 | 0.0014076 | 0.057905 | 0.81154 | 3.1866 | 4.4418 | 4.6172 | 4.3393 | 2.126 | 1.1252 | 0.29983 | 0.0026417 | 1.0718
RetroEven20 | Retro | Irrigation Hardware | Agriculture | Irrigation | 0.012821 | 0.0098427 | 113.8754 | -0.77326 | Wheel and Hand_Cut and press repair | Oregon | 0.035436 | 0.035846 | 0.036104 | 0.036238 | 0.036598 | 0.036557 | 0.036507 | 0.036489 | 0.03657 | 0.036931 | 0.037047 | 0.037126 | 0.037229 | 0.037332 | 0.037807 | 0.038288 | 0.038775 | 0.039269 | 0.039769 | 0.040275 | 0.8055 | 0 | 0.0005039 | 0.045125 | 0.80169 | 3.143 | 4.4654 | 4.652 | 4.3755 | 2.1303 | 1.1277 | 0.23562 | 0.00084172 | 0 | 0 | 0.0062239 | 0.25604 | 3.5884 | 14.0901 | 19.6404 | 20.416 | 19.1872 | 9.4005 | 4.9753 | 1.3257 | 0.011681 | 1.7415
RetroEven20 | Retro | Irrigation Hardware | Agriculture | Irrigation | 0.014673 | 0.011265 | 130.3333 | -6.789 | Wheel and Hand_Hub gasket | Oregon | 0.010139 | 0.010257 | 0.010331 | 0.010369 | 0.010472 | 0.01046 | 0.010446 | 0.010441 | 0.010464 | 0.010567 | 0.0106 | 0.010623 | 0.010652 | 0.010682 | 0.010818 | 0.010955 | 0.011095 | 0.011236 | 0.011379 | 0.011524 | 0.23048 | 0 | 0.00057672 | 0.051646 | 0.91755 | 3.5973 | 5.1107 | 5.3244 | 5.0079 | 2.4382 | 1.2907 | 0.26967 | 0.00096337 | 0 | 0 | 0.0071234 | 0.29305 | 4.107 | 16.1265 | 22.479 | 23.3666 | 21.9603 | 10.7591 | 5.6943 | 1.5174 | 0.013369 | 2.2602
RetroEven20 | Retro | Irrigation Hardware | Agriculture | Irrigation | 0.0012538 | 0.00096255 | 11.1362 | 109.2994 | Wheel and Hand_Levelers | Oregon | 0.0034654 | 0.0035055 | 0.0035308 | 0.0035438 | 0.0035791 | 0.003575 | 0.0035701 | 0.0035684 | 0.0035763 | 0.0036116 | 0.003623 | 0.0036307 | 0.0036408 | 0.0036508 | 0.0036972 | 0.0037443 | 0.0037919 | 0.0038402 | 0.0038891 | 0.0039386 | 0.078772 | 0 | 4.9278e-05 | 0.0044129 | 0.0784 | 0.30737 | 0.43668 | 0.45494 | 0.42789 | 0.20833 | 0.11028 | 0.023042 | 8.2315e-05 | 0 | 0 | 0.00060865 | 0.025039 | 0.35092 | 1.3779 | 1.9207 | 1.9965 | 1.8764 | 0.9193 | 0.48654 | 0.12965 | 0.0011423 | 0.71109
RetroEven20 | Retro | Irrigation Hardware | Agriculture | Irrigation | 0.0026101 | 0.0020038 | 23.1833 | -2.5565 | Pivot and Linear_Base boot gasket | Oregon | 0.0082026 | 0.0082974 | 0.0083572 | 0.008388 | 0.0084715 | 0.0084619 | 0.0084503 | 0.0084463 | 0.0084649 | 0.0085485 | 0.0085754 | 0.0085937 | 0.0086176 | 0.0086412 | 0.0087512 | 0.0088626 | 0.0089754 | 0.0090897 | 0.0092054 | 0.0093225 | 0.18645 | 0 | 0.00010259 | 0.0091867 | 0.16321 | 0.63988 | 0.90908 | 0.94709 | 0.89079 | 0.4337 | 0.22959 | 0.047968 | 0.00017136 | 0 | 0 | 0.0012671 | 0.052126 | 0.73054 | 2.8685 | 3.9985 | 4.1564 | 3.9062 | 1.9138 | 1.0129 | 0.2699 | 0.002378 | 2.9215
RetroEven20 | Retro | Irrigation Hardware | Agriculture | Irrigation | 7.9752e-05 | 6.1228e-05 | 0.70838 | 521.2996 | Pivot and Linear_Tower gasket | Oregon | 0.00025063 | 0.00025353 | 0.00025536 | 0.0002563 | 0.00025885 | 0.00025856 | 0.0002582 | 0.00025808 | 0.00025865 | 0.00026121 | 0.00026203 | 0.00026259 | 0.00026331 | 0.00026404 | 0.0002674 | 0.0002708 | 0.00027425 | 0.00027774 | 0.00028128 | 0.00028486 | 0.0056971 | 0 | 3.1346e-06 | 0.0002807 | 0.004987 | 0.019552 | 0.027777 | 0.028939 | 0.027219 | 0.013252 | 0.0070151 | 0.0014657 | 5.2361e-06 | 0 | 0 | 3.8717e-05 | 0.0015927 | 0.022322 | 0.08765 | 0.12218 | 0.127 | 0.11936 | 0.058477 | 0.030949 | 0.008247 | 7.2661e-05 | 0.59084
RetroEven20 | Retro | Irrigation Hardware | Agriculture | Irrigation | 0.0071399 | 0.0054814 | 63.4178 | -8.765 | Wheel and Hand_Nozzle replacement | Oregon | 0.019735 | 0.019963 | 0.020107 | 0.020181 | 0.020382 | 0.020359 | 0.020331 | 0.020321 | 0.020366 | 0.020567 | 0.020632 | 0.020676 | 0.020733 | 0.02079 | 0.021055 | 0.021323 | 0.021594 | 0.021869 | 0.022147 | 0.022429 | 0.44859 | 0 | 0.00028062 | 0.02513 | 0.44646 | 1.7504 | 2.4868 | 2.5907 | 2.4367 | 1.1864 | 0.62803 | 0.13122 | 0.00046876 | 0 | 0 | 0.0034661 | 0.14259 | 1.9984 | 7.8469 | 10.9379 | 11.3698 | 10.6855 | 5.2352 | 2.7707 | 0.73832 | 0.006505 | 2.7162
RetroEven20 | Retro | Irrigation Hardware | Agriculture | Irrigation | 0.0042072 | 0.00323 | 37.3693 | 11.3316 | Pivot and Linear_Sprinkler package replacement, high pressure | Oregon | 0.0023687 | 0.0023961 | 0.0024134 | 0.0024223 | 0.0024464 | 0.0024436 | 0.0024403 | 0.0024391 | 0.0024445 | 0.0024686 | 0.0024764 | 0.0024817 | 0.0024885 | 0.0024954 | 0.0025271 | 0.0025593 | 0.0025919 | 0.0026249 | 0.0026583 | 0.0026921 | 0.053842 | 0 | 0.00016536 | 0.014808 | 0.26308 | 1.0314 | 1.4653 | 1.5266 | 1.4359 | 0.69909 | 0.37007 | 0.07732 | 0.00027622 | 0 | 0 | 0.0020424 | 0.084022 | 1.1776 | 4.6238 | 6.4452 | 6.6997 | 6.2965 | 3.0849 | 1.6327 | 0.43506 | 0.0038331 | 1.292
RetroEven20 | Retro | Irrigation Hardware | Agriculture | Irrigation | 0.0042072 | 0.00323 | 37.3693 | 62.0973 | Pivot and Linear_Sprinkler package replacement, MESA | Oregon | 0.013114 | 0.013266 | 0.013361 | 0.01341 | 0.013544 | 0.013529 | 0.01351 | 0.013504 | 0.013533 | 0.013667 | 0.01371 | 0.013739 | 0.013777 | 0.013815 | 0.013991 | 0.014169 | 0.01435 | 0.014532 | 0.014717 | 0.014905 | 0.29809 | 0 | 0.00016536 | 0.014808 | 0.26308 | 1.0314 | 1.4653 | 1.5266 | 1.4359 | 0.69909 | 0.37007 | 0.07732 | 0.00027622 | 0 | 0 | 0.0020424 | 0.084022 | 1.1776 | 4.6238 | 6.4452 | 6.6997 | 6.2965 | 3.0849 | 1.6327 | 0.43506 | 0.0038331 | 0.81638
RetroEven20 | Retro | Irrigation Hardware | Agriculture | Irrigation | 0.0042072 | 0.00323 | 37.3693 | 93.2512 | Pivot and Linear_Sprinkler package replacement, LESA/LEPA/MDI | Oregon | 0.018164 | 0.018374 | 0.018506 | 0.018575 | 0.018759 | 0.018738 | 0.018713 | 0.018704 | 0.018745 | 0.01893 | 0.01899 | 0.01903 | 0.019083 | 0.019135 | 0.019379 | 0.019626 | 0.019875 | 0.020128 | 0.020385 | 0.020644 | 0.41288 | 0 | 0.00016536 | 0.014808 | 0.26308 | 1.0314 | 1.4653 | 1.5266 | 1.4359 | 0.69909 | 0.37007 | 0.07732 | 0.00027622 | 0 | 0 | 0.0020424 | 0.084022 | 1.1776 | 4.6238 | 6.4452 | 6.6997 | 6.2965 | 3.0849 | 1.6327 | 0.43506 | 0.0038331 | 0.73701
Retro5Med | Retro | Irrigation Hardware | Agriculture | Irrigation | 0.0060906 | 0.0046759 | 54.0983 | 55.9094 | Pivot and Linear_Upgrade from high pressure to MESA | Oregon | 0.002949 | 0.0036628 | 0.0045145 | 0.00526 | 0.0060594 | 0.0070761 | 0.0077519 | 0.0079154 | 0.0074757 | 0.0064895 | 0.0050376 | 0.0033411 | 0.0019454 | 0.00093925 | 0.00040243 | 0.0001482 | 4.6881e-05 | 1.0348e-05 | 1.7226e-06 | 2.094e-07 | 0.077946 | 0 | 0.00023938 | 0.021437 | 0.38085 | 1.4932 | 2.1213 | 2.21 | 2.0787 | 1.012 | 0.53574 | 0.11193 | 0.00039987 | 0 | 0 | 0.0029568 | 0.12164 | 1.7047 | 6.6937 | 9.3305 | 9.6989 | 9.1152 | 4.4659 | 2.3636 | 0.62982 | 0.005549 | 0.66031
Retro1Slow | Retro | Irrigation Hardware | Agriculture | Irrigation | 0.010354 | 0.0079491 | 91.9671 | 35.8559 | Pivot and Linear_Upgrade from MESA to LESA/LEPA/MDI | Oregon | 0.00066538 | 0.0013535 | 0.0024381 | 0.0040141 | 0.0062109 | 0.0089844 | 0.012352 | 0.016201 | 0.020306 | 0.024396 | 0.027653 | 0.029617 | 0.029899 | 0.028293 | 0.025174 | 0.021062 | 0.016292 | 0.011409 | 0.0073726 | 0.0048635 | 0.29344 | 0 | 0.00040695 | 0.036443 | 0.64745 | 2.5384 | 3.6063 | 3.757 | 3.5337 | 1.7205 | 0.91075 | 0.19029 | 0.00067979 | 0 | 0 | 0.0050265 | 0.20678 | 2.898 | 11.3794 | 15.8618 | 16.4882 | 15.4958 | 7.592 | 4.0181 | 1.0707 | 0.0094334 | 0.89896
RetroEven20 | Retro | Irrigation Hardware | Agriculture | Irrigation | 0.0002999 | 0.00023024 | 2.6638 | 1275.0555 | Wheel and Hand_Rebuilt or new impact sprinkler | Montana | 9.6411e-05 | 9.456e-05 | 9.3399e-05 | 9.2032e-05 | 9.0501e-05 | 8.9165e-05 | 8.766e-05 | 8.6188e-05 | 8.5103e-05 | 8.4004e-05 | 8.2936e-05 | 8.1882e-05 | 8.1344e-05 | 8.086e-05 | 8.0722e-05 | 8.0584e-05 | 8.0447e-05 | 8.0309e-05 | 8.0172e-05 | 8.0036e-05 | 0.0016007 | 0 | 1.1787e-05 | 0.0010556 | 0.018753 | 0.073523 | 0.10446 | 0.10882 | 0.10235 | 0.049833 | 0.02638 | 0.0055116 | 1.969e-05 | 0 | 0 | 0.00014559 | 0.0059894 | 0.083941 | 0.3296 | 0.45944 | 0.47758 | 0.44883 | 0.2199 | 0.11638 | 0.031012 | 0.00027324 | 0.54049
RetroEven20 | Retro | Irrigation Hardware | Agriculture | Irrigation | 0.0014694 | 0.0011281 | 13.0512 | 39.8732 | Wheel and Hand_Gaskets | Montana | 0.00047236 | 0.00046329 | 0.0004576 | 0.0004509 | 0.0004434 | 0.00043686 | 0.00042949 | 0.00042227 | 0.00041696 | 0.00041157 | 0.00040634 | 0.00040118 | 0.00039854 | 0.00039617 | 0.00039549 | 0.00039482 | 0.00039414 | 0.00039347 | 0.0003928 | 0.00039213 | 0.0078426 | 0 | 5.7751e-05 | 0.0051717 | 0.091881 | 0.36022 | 0.51177 | 0.53317 | 0.50148 | 0.24416 | 0.12925 | 0.027004 | 9.6469e-05 | 0 | 0 | 0.00071332 | 0.029345 | 0.41126 | 1.6149 | 2.251 | 2.3399 | 2.199 | 1.0774 | 0.57021 | 0.15194 | 0.0013387 | 0.92379
RetroEven20 | Retro | Irrigation Hardware | Agriculture | Irrigation | 0.00095534 | 0.00073344 | 8.4856 | 111.7409 | Wheel and Hand_Drains | Montana | 0.00030712 | 0.00030122 | 0.00029752 | 0.00029317 | 0.00028829 | 0.00028404 | 0.00027924 | 0.00027455 | 0.0002711 | 0.00026759 | 0.00026419 | 0.00026083 | 0.00025912 | 0.00025758 | 0.00025714 | 0.0002567 | 0.00025626 | 0.00025583 | 0.00025539 | 0.00025495 | 0.0050991 | 0 | 3.7548e-05 | 0.0033625 | 0.059739 | 0.23421 | 0.33274 | 0.34665 | 0.32605 | 0.15874 | 0.084033 | 0.017557 | 6.2722e-05 | 0 | 0 | 0.00046378 | 0.019079 | 0.26739 | 1.0499 | 1.4635 | 1.5213 | 1.4298 | 0.70049 | 0.37074 | 0.09879 | 0.00087039 | 0.70771
RetroEven20 | Retro | Irrigation Hardware | Agriculture | Irrigation | 0.0042242 | 0.0032431 | 37.5206 | 37.6003 | Wheel and Hand_Cut and press repair | Montana | 0.001358 | 0.0013319 | 0.0013156 | 0.0012963 | 0.0012747 | 0.0012559 | 0.0012347 | 0.001214 | 0.0011987 | 0.0011832 | 0.0011682 | 0.0011533 | 0.0011458 | 0.0011389 | 0.001137 | 0.0011351 | 0.0011331 | 0.0011312 | 0.0011293 | 0.0011273 | 0.022547 | 0 | 0.00016603 | 0.014868 | 0.26415 | 1.0356 | 1.4713 | 1.5328 | 1.4417 | 0.70192 | 0.37157 | 0.077633 | 0.00027734 | 0 | 0 | 0.0020507 | 0.084362 | 1.1823 | 4.6425 | 6.4713 | 6.7268 | 6.322 | 3.0974 | 1.6393 | 0.43682 | 0.0038486 | 0.94211
RetroEven20 | Retro | Irrigation Hardware | Agriculture | Irrigation | 0.0048347 | 0.0037118 | 42.9433 | 19.3426 | Wheel and Hand_Hub gasket | Montana | 0.00038856 | 0.0003811 | 0.00037642 | 0.00037091 | 0.00036474 | 0.00035936 | 0.00035329 | 0.00034736 | 0.00034299 | 0.00033856 | 0.00033425 | 0.00033001 | 0.00032784 | 0.00032589 | 0.00032533 | 0.00032477 | 0.00032422 | 0.00032367 | 0.00032311 | 0.00032256 | 0.0064513 | 0 | 0.00019002 | 0.017017 | 0.30232 | 1.1853 | 1.6839 | 1.7543 | 1.65 | 0.80336 | 0.42527 | 0.088853 | 0.00031742 | 0 | 0 | 0.0023471 | 0.096555 | 1.3532 | 5.3135 | 7.4066 | 7.699 | 7.2357 | 3.545 | 1.8762 | 0.49995 | 0.0044048 | 1.1223
RetroEven20 | Retro | Irrigation Hardware | Agriculture | Irrigation | 0.0004131 | 0.00031715 | 3.6693 | 371.6718 | Wheel and Hand_Levelers | Montana | 0.0001328 | 0.00013025 | 0.00012865 | 0.00012677 | 0.00012466 | 0.00012282 | 0.00012075 | 0.00011872 | 0.00011722 | 0.00011571 | 0.00011424 | 0.00011279 | 0.00011205 | 0.00011138 | 0.00011119 | 0.000111 | 0.00011081 | 0.00011062 | 0.00011043 | 0.00011024 | 0.0022049 | 0 | 1.6236e-05 | 0.001454 | 0.025832 | 0.10127 | 0.14388 | 0.1499 | 0.14099 | 0.068643 | 0.036337 | 0.0075919 | 2.7122e-05 | 0 | 0 | 0.00020054 | 0.0082501 | 0.11562 | 0.45401 | 0.63285 | 0.65784 | 0.61824 | 0.3029 | 0.16031 | 0.042718 | 0.00037637 | 0.58886
RetroEven20 | Retro | Irrigation Hardware | Agriculture | Irrigation | 0.00085999 | 0.00066024 | 7.6386 | 32.1881 | Pivot and Linear_Base boot gasket | Montana | 0.00083194 | 0.00081597 | 0.00080595 | 0.00079415 | 0.00078094 | 0.00076942 | 0.00075643 | 0.00074372 | 0.00073437 | 0.00072488 | 0.00071566 | 0.00070657 | 0.00070193 | 0.00069775 | 0.00069656 | 0.00069537 | 0.00069418 | 0.000693 | 0.00069182 | 0.00069064 | 0.013813 | 0 | 3.3801e-05 | 0.0030269 | 0.053776 | 0.21083 | 0.29953 | 0.31205 | 0.2935 | 0.1429 | 0.075646 | 0.015805 | 5.6462e-05 | 0 | 0 | 0.00041749 | 0.017175 | 0.24071 | 0.94515 | 1.3175 | 1.3695 | 1.2871 | 0.63058 | 0.33373 | 0.08893 | 0.00078352 | 0.96259
RetroEven20 | Retro | Irrigation Hardware | Agriculture | Irrigation | 2.6277e-05 | 2.0174e-05 | 0.2334 | 1622.0953 | Pivot and Linear_Tower gasket | Montana | 2.542e-05 | 2.4932e-05 | 2.4626e-05 | 2.4266e-05 | 2.3862e-05 | 2.351e-05 | 2.3113e-05 | 2.2725e-05 | 2.2439e-05 | 2.2149e-05 | 2.1867e-05 | 2.159e-05 | 2.1448e-05 | 2.132e-05 | 2.1284e-05 | 2.1247e-05 | 2.1211e-05 | 2.1175e-05 | 2.1139e-05 | 2.1103e-05 | 0.00042206 | 0 | 1.0328e-06 | 9.2489e-05 | 0.0016432 | 0.0064421 | 0.0091523 | 0.009535 | 0.0089682 | 0.0043664 | 0.0023114 | 0.00048293 | 1.7252e-06 | 0 | 0 | 1.2757e-05 | 0.00052479 | 0.0073549 | 0.02888 | 0.040256 | 0.041845 | 0.039327 | 0.019268 | 0.010197 | 0.0027173 | 2.3941e-05 | 0.56297
RetroEven20 | Retro | Irrigation Hardware | Agriculture | Irrigation | 0.0023525 | 0.0018061 | 20.8954 | 13.3452 | Wheel and Hand_Nozzle replacement | Montana | 0.00075626 | 0.00074175 | 0.00073264 | 0.00072191 | 0.0007099 | 0.00069943 | 0.00068762 | 0.00067607 | 0.00066757 | 0.00065894 | 0.00065056 | 0.0006423 | 0.00063808 | 0.00063428 | 0.0006332 | 0.00063212 | 0.00063104 | 0.00062996 | 0.00062889 | 0.00062781 | 0.012556 | 0 | 9.2462e-05 | 0.0082801 | 0.14711 | 0.57673 | 0.81937 | 0.85362 | 0.80288 | 0.3909 | 0.20693 | 0.043234 | 0.00015445 | 0 | 0 | 0.001142 | 0.046982 | 0.65845 | 2.5855 | 3.6039 | 3.7462 | 3.5207 | 1.7249 | 0.91293 | 0.24327 | 0.0021433 | 1.245
RetroEven20 | Retro | Irrigation Hardware | Agriculture | Irrigation | 0.0013862 | 0.0010642 | 12.3127 | 74.3386 | Pivot and Linear_Sprinkler package replacement, high pressure | Montana | 0.00048759 | 0.00047823 | 0.00047236 | 0.00046544 | 0.0004577 | 0.00045094 | 0.00044333 | 0.00043589 | 0.0004304 | 0.00042484 | 0.00041944 | 0.00041411 | 0.00041139 | 0.00040894 | 0.00040824 | 0.00040755 | 0.00040685 | 0.00040616 | 0.00040546 | 0.00040477 | 0.0080954 | 0 | 5.4484e-05 | 0.0048791 | 0.086682 | 0.33984 | 0.48282 | 0.503 | 0.4731 | 0.23034 | 0.12193 | 0.025476 | 9.1011e-05 | 0 | 0 | 0.00067296 | 0.027684 | 0.38799 | 1.5235 | 2.1236 | 2.2075 | 2.0746 | 1.0164 | 0.53795 | 0.14335 | 0.001263 | 0.77576
RetroEven20 | Retro | Irrigation Hardware | Agriculture | Irrigation | 0.0013862 | 0.0010642 | 12.3127 | 228.4128 | Pivot and Linear_Sprinkler package replacement, MESA | Montana | 0.0017587 | 0.0017249 | 0.0017038 | 0.0016788 | 0.0016509 | 0.0016265 | 0.0015991 | 0.0015722 | 0.0015524 | 0.0015324 | 0.0015129 | 0.0014937 | 0.0014839 | 0.001475 | 0.0014725 | 0.00147 | 0.0014675 | 0.001465 | 0.0014625 | 0.00146 | 0.0292 | 0 | 5.4484e-05 | 0.0048791 | 0.086682 | 0.33984 | 0.48282 | 0.503 | 0.4731 | 0.23034 | 0.12193 | 0.025476 | 9.1011e-05 | 0 | 0 | 0.00067296 | 0.027684 | 0.38799 | 1.5235 | 2.1236 | 2.2075 | 2.0746 | 1.0164 | 0.53795 | 0.14335 | 0.001263 | 0.62355
RetroEven20 | Retro | Irrigation Hardware | Agriculture | Irrigation | 0.0013862 | 0.0010642 | 12.3127 | 322.9652 | Pivot and Linear_Sprinkler package replacement, LESA/LEPA/MDI | Montana | 0.0012281 | 0.0012046 | 0.0011898 | 0.0011723 | 0.0011528 | 0.0011358 | 0.0011167 | 0.0010979 | 0.0010841 | 0.0010701 | 0.0010565 | 0.0010431 | 0.0010362 | 0.00103 | 0.0010283 | 0.0010265 | 0.0010248 | 0.001023 | 0.0010213 | 0.0010195 | 0.020391 | 0 | 5.4484e-05 | 0.0048791 | 0.086682 | 0.33984 | 0.48282 | 0.503 | 0.4731 | 0.23034 | 0.12193 | 0.025476 | 9.1011e-05 | 0 | 0 | 0.00067296 | 0.027684 | 0.38799 | 1.5235 | 2.1236 | 2.2075 | 2.0746 | 1.0164 | 0.53795 | 0.14335 | 0.001263 | 0.5974
Retro5Med | Retro | Irrigation Hardware | Agriculture | Irrigation | 0.0020068 | 0.0015407 | 17.8248 | 209.6325 | Pivot and Linear_Upgrade from high pressure to MESA | Montana | 0.00060704 | 0.00073104 | 0.0008836 | 0.0010107 | 0.0011337 | 0.0013058 | 0.0014083 | 0.0014145 | 0.0013163 | 0.0011168 | 0.00085326 | 0.00055753 | 0.0003216 | 0.00015392 | 6.501e-05 | 2.36e-05 | 7.3589e-06 | 1.6012e-06 | 2.6274e-07 | 3.1484e-08 | 0.011719 | 0 | 7.8874e-05 | 0.0070633 | 0.12549 | 0.49198 | 0.69896 | 0.72818 | 0.68489 | 0.33346 | 0.17652 | 0.036881 | 0.00013175 | 0 | 0 | 0.00097422 | 0.040078 | 0.56169 | 2.2055 | 3.0743 | 3.1957 | 3.0034 | 1.4714 | 0.77877 | 0.20752 | 0.0018283 | 0.21756
Retro1Slow | Retro | Irrigation Hardware | Agriculture | Irrigation | 0.0034115 | 0.0026191 | 30.3021 | 148.7701 | Pivot and Linear_Upgrade from MESA to LESA/LEPA/MDI | Montana | 8.9469e-05 | 0.00017706 | 0.00031407 | 0.00051009 | 0.00077293 | 0.0011098 | 0.0015127 | 0.0019658 | 0.002444 | 0.0028895 | 0.0032405 | 0.0034338 | 0.0034428 | 0.0032354 | 0.0028429 | 0.0023484 | 0.0017934 | 0.0012398 | 0.00079099 | 0.00051513 | 0.028745 | 0 | 0.00013409 | 0.012008 | 0.21333 | 0.83636 | 1.1882 | 1.2379 | 1.1643 | 0.56688 | 0.30008 | 0.062697 | 0.00022398 | 0 | 0 | 0.0016562 | 0.068132 | 0.95487 | 3.7494 | 5.2263 | 5.4327 | 5.1057 | 2.5015 | 1.3239 | 0.35278 | 0.0031082 | 0.2962
Retro3Slow | Retro | Irrigation Hardware | Agriculture | Irrigation | 0.034952 | 0.026834 | 310.4559 | 7.2664 | Pivot and Linear_Pressure Reduction_High to Medium | Idaho | 0.0047054 | 0.0073108 | 0.014402 | 0.024777 | 0.037887 | 0.05184 | 0.064517 | 0.074235 | 0.078771 | 0.077499 | 0.071155 | 0.061019 | 0.049403 | 0.037923 | 0.027728 | 0.019259 | 0.01274 | 0.0080448 | 0.004859 | 0.0032645 | 0.65291 | 0 | 0.0013738 | 0.12302 | 2.1856 | 8.5688 | 12.1738 | 12.6828 | 11.9289 | 5.8079 | 3.0745 | 0.64236 | 0.0022948 | 0 | 0 | 0.016968 | 0.69804 | 9.783 | 38.4136 | 53.5453 | 55.6596 | 52.3097 | 25.6284 | 13.5639 | 3.6144 | 0.031845 | 1.8545
Retro1Slow | Retro | Irrigation Hardware | Agriculture | Irrigation | 0.030862 | 0.023694 | 274.1275 | 2.675 | Pivot and Linear_Pressure Reduction_Medium to Low | Idaho | 0.002648 | 0.005232 | 0.0091504 | 0.014632 | 0.021832 | 0.03056 | 0.040649 | 0.051971 | 0.063335 | 0.073481 | 0.081099 | 0.084553 | 0.083473 | 0.077662 | 0.067754 | 0.055599 | 0.042188 | 0.028982 | 0.018373 | 0.01189 | 0.79265 | 0 | 0.001213 | 0.10863 | 1.9299 | 7.5661 | 10.7493 | 11.1987 | 10.533 | 5.1282 | 2.7147 | 0.56719 | 0.0020262 | 0 | 0 | 0.014983 | 0.61636 | 8.6382 | 33.9186 | 47.2796 | 49.1465 | 46.1886 | 22.6294 | 11.9767 | 3.1914 | 0.028118 | 2.2362
Retro1Slow | Retro | Irrigation Hardware | Agriculture | Irrigation | 0.030862 | 0.023694 | 274.1275 | -19.6252 | Pivot and Linear_Pressure Reduction_Medium2 to Low | Idaho | 2.7169e-06 | 1.3869e-05 | 5.414e-05 | 0.00017066 | 0.00045074 | 0.0010212 | 0.0020251 | 0.0035739 | 0.0056653 | 0.0081252 | 0.010604 | 0.012638 | 0.013794 | 0.013802 | 0.012648 | 0.010755 | 0.0083735 | 0.0058622 | 0.0037705 | 0.00247 | 0.19373 | 0 | 0.001213 | 0.10863 | 1.9299 | 7.5661 | 10.7493 | 11.1987 | 10.533 | 5.1282 | 2.7147 | 0.56719 | 0.0020262 | 0 | 0 | 0.014983 | 0.61636 | 8.6382 | 33.9186 | 47.2796 | 49.1465 | 46.1886 | 22.6294 | 11.9767 | 3.1914 | 0.028118 | 10463.705
Retro1Slow | Retro | Irrigation Hardware | Agriculture | Irrigation | 0.016123 | 0.012378 | 143.2123 | 140.8282 | Wheel-Line_Conversion to Low Pressure System (Alfalfa) | Idaho | 0.00010895 | 0.00021526 | 0.00037648 | 0.00060201 | 0.00089826 | 0.0012573 | 0.0016725 | 0.0021383 | 0.0026059 | 0.0030233 | 0.0033367 | 0.0034788 | 0.0034344 | 0.0031953 | 0.0027877 | 0.0022876 | 0.0017358 | 0.0011924 | 0.00075594 | 0.00048919 | 0.032613 | 0 | 0.00063371 | 0.05675 | 1.0082 | 3.9528 | 5.6157 | 5.8505 | 5.5027 | 2.6791 | 1.4182 | 0.29632 | 0.0010586 | 0 | 0 | 0.0078273 | 0.322 | 4.5128 | 17.7201 | 24.7003 | 25.6756 | 24.1303 | 11.8223 | 6.257 | 1.6673 | 0.01469 | 0.31086
Retro1Slow | Retro | Irrigation Hardware | Agriculture | Irrigation | 0.016123 | 0.012378 | 143.2123 | 140.8283 | Hand-Line_Conversion to Low Pressure System (Alfalfa) | Idaho | 1.6751e-05 | 3.3097e-05 | 5.7884e-05 | 9.256e-05 | 0.00013811 | 0.00019332 | 0.00025714 | 0.00032876 | 0.00040065 | 0.00046483 | 0.00051302 | 0.00053487 | 0.00052804 | 0.00049128 | 0.00042861 | 0.00035171 | 0.00026688 | 0.00018333 | 0.00011623 | 7.5214e-05 | 0.0050142 | 0 | 0.00063371 | 0.05675 | 1.0082 | 3.9528 | 5.6157 | 5.8505 | 5.5027 | 2.6791 | 1.4182 | 0.29632 | 0.0010586 | 0 | 0 | 0.0078273 | 0.322 | 4.5128 | 17.7201 | 24.7003 | 25.6756 | 24.1303 | 11.8223 | 6.257 | 1.6673 | 0.01469 | 0.31086
Retro3Slow | Retro | Irrigation Hardware | Agriculture | Irrigation | 0.0067934 | 0.0052154 | 60.3401 | 53.301 | Pivot and Linear_Pressure Reduction_High to Medium | Montana | 0.00013219 | 0.0002038 | 0.00040259 | 0.00069422 | 0.0010619 | 0.0014648 | 0.0018328 | 0.0021023 | 0.0022356 | 0.0022067 | 0.0020334 | 0.0017566 | 0.0014371 | 0.0011111 | 0.0008173 | 0.00057114 | 0.00038011 | 0.00024147 | 0.00014673 | 9.9182e-05 | 0.019836 | 0 | 0.000267 | 0.023911 | 0.4248 | 1.6654 | 2.3661 | 2.465 | 2.3185 | 1.1288 | 0.59755 | 0.12485 | 0.00044601 | 0 | 0 | 0.0032979 | 0.13567 | 1.9014 | 7.4661 | 10.407 | 10.818 | 10.1669 | 4.9811 | 2.6363 | 0.70249 | 0.0061893 | 0.68393
Retro1Slow | Retro | Irrigation Hardware | Agriculture | Irrigation | 0.016183 | 0.012424 | 143.7436 | 5.9865 | Pivot and Linear_Pressure Reduction_Medium to Low | Montana | 0.00021061 | 0.0004129 | 0.00072413 | 0.0011607 | 0.0017324 | 0.0024446 | 0.0032691 | 0.0041668 | 0.0050888 | 0.0059233 | 0.0065611 | 0.0068911 | 0.0068744 | 0.0064417 | 0.005654 | 0.0046679 | 0.0035634 | 0.0024628 | 0.0015708 | 0.0010227 | 0.068178 | 0 | 0.00063606 | 0.05696 | 1.012 | 3.9674 | 5.6366 | 5.8722 | 5.5232 | 2.6891 | 1.4235 | 0.29742 | 0.0010625 | 0 | 0 | 0.0078564 | 0.3232 | 4.5296 | 17.7858 | 24.7919 | 25.7708 | 24.2198 | 11.8661 | 6.2802 | 1.6735 | 0.014744 | 1.9472
Retro1Slow | Retro | Irrigation Hardware | Agriculture | Irrigation | 0.016183 | 0.012424 | 143.7436 | -19.6209 | Pivot and Linear_Pressure Reduction_Medium2 to Low | Montana | 2.0592e-07 | 1.0462e-06 | 4.0835e-06 | 1.2886e-05 | 3.4055e-05 | 7.7412e-05 | 0.00015404 | 0.00027218 | 0.00043196 | 0.00062035 | 0.0008107 | 0.00096786 | 0.0010585 | 0.0010609 | 0.00097363 | 0.00082878 | 0.00064578 | 0.00045236 | 0.00029106 | 0.00019072 | 0.014959 | 0 | 0.00063606 | 0.05696 | 1.012 | 3.9674 | 5.6366 | 5.8722 | 5.5232 | 2.6891 | 1.4235 | 0.29742 | 0.0010625 | 0 | 0 | 0.0078564 | 0.3232 | 4.5296 | 17.7858 | 24.7919 | 25.7708 | 24.2198 | 11.8661 | 6.2802 | 1.6735 | 0.014744 | 5486.8275
Retro1Slow | Retro | Irrigation Hardware | Agriculture | Irrigation | 0.0091055 | 0.0069906 | 80.8775 | 182.7799 | Wheel-Line_Conversion to Low Pressure System (Alfalfa) | Montana | 4.2456e-05 | 8.3238e-05 | 0.00014598 | 0.00023398 | 0.00034923 | 0.0004928 | 0.00065903 | 0.00083999 | 0.0010258 | 0.0011941 | 0.0013227 | 0.0013892 | 0.0013858 | 0.0012986 | 0.0011398 | 0.00094099 | 0.00071836 | 0.00049647 | 0.00031665 | 0.00020616 | 0.013744 | 0 | 0.00035788 | 0.032049 | 0.56938 | 2.2323 | 3.1714 | 3.304 | 3.1076 | 1.513 | 0.80093 | 0.16734 | 0.00059782 | 0 | 0 | 0.0044204 | 0.18185 | 2.5486 | 10.0072 | 13.9492 | 14.5 | 13.6273 | 6.6765 | 3.5336 | 0.94158 | 0.0082959 | 0.24643
Retro1Slow | Retro | Irrigation Hardware | Agriculture | Irrigation | 0.0091055 | 0.0069906 | 80.8775 | 182.7799 | Hand-Line_Conversion to Low Pressure System (Alfalfa) | Montana | 6.505e-06 | 1.2754e-05 | 2.2367e-05 | 3.585e-05 | 5.3509e-05 | 7.5506e-05 | 0.00010098 | 0.0001287 | 0.00015718 | 0.00018296 | 0.00020266 | 0.00021285 | 0.00021233 | 0.00019897 | 0.00017464 | 0.00014418 | 0.00011007 | 7.6069e-05 | 4.8517e-05 | 3.1587e-05 | 0.0021058 | 0 | 0.00035788 | 0.032049 | 0.56938 | 2.2323 | 3.1714 | 3.304 | 3.1076 | 1.513 | 0.80093 | 0.16734 | 0.00059782 | 0 | 0 | 0.0044204 | 0.18185 | 2.5486 | 10.0072 | 13.9492 | 14.5 | 13.6273 | 6.6765 | 3.5336 | 0.94158 | 0.0082959 | 0.24643
Retro3Slow | Retro | Irrigation Hardware | Agriculture | Irrigation | 0.026506 | 0.020349 | 235.4314 | 6.6832 | Pivot and Linear_Pressure Reduction_High to Medium | Oregon | 0.00082556 | 0.0013127 | 0.0026443 | 0.0046446 | 0.0072969 | 0.010204 | 0.012969 | 0.015124 | 0.016323 | 0.016484 | 0.015433 | 0.013533 | 0.011176 | 0.0087162 | 0.0065042 | 0.0046109 | 0.0031131 | 0.0020063 | 0.0012367 | 0.00084804 | 0.16961 | 0 | 0.0010418 | 0.093293 | 1.6575 | 6.4981 | 9.2319 | 9.6179 | 9.0462 | 4.4043 | 2.3315 | 0.48712 | 0.0017402 | 0 | 0 | 0.012868 | 0.52935 | 7.4188 | 29.1306 | 40.6056 | 42.2089 | 39.6686 | 19.4351 | 10.2861 | 2.7409 | 0.024149 | 1.8956
Retro1Slow | Retro | Irrigation Hardware | Agriculture | Irrigation | 0.025653 | 0.019694 | 227.8541 | -0.836 | Pivot and Linear_Pressure Reduction_Medium to Low | Oregon | 0.0008202 | 0.0016585 | 0.0029659 | 0.0048423 | 0.0074231 | 0.010619 | 0.014426 | 0.018692 | 0.023169 | 0.027592 | 0.031054 | 0.033106 | 0.033337 | 0.031512 | 0.028059 | 0.023499 | 0.018199 | 0.01276 | 0.0082557 | 0.0054527 | 0.36351 | 0 | 0.0010083 | 0.09029 | 1.6041 | 6.2889 | 8.9348 | 9.3083 | 8.755 | 4.2626 | 2.2564 | 0.47145 | 0.0016842 | 0 | 0 | 0.012453 | 0.51231 | 7.18 | 28.193 | 39.2987 | 40.8505 | 38.3919 | 18.8095 | 9.955 | 2.6527 | 0.023372 | 2.654
Retro1Slow | Retro | Irrigation Hardware | Agriculture | Irrigation | 0.025653 | 0.019694 | 227.8541 | -19.6243 | Pivot and Linear_Pressure Reduction_Medium2 to Low | Oregon | 5.2247e-07 | 2.7051e-06 | 1.0743e-05 | 3.4445e-05 | 9.275e-05 | 0.00021389 | 0.00043107 | 0.00077065 | 0.0012359 | 0.0017942 | 0.0023667 | 0.0028477 | 0.0031332 | 0.0031548 | 0.0029057 | 0.0024804 | 0.0019367 | 0.0013586 | 0.00087504 | 0.00057381 | 0.045005 | 0 | 0.0010083 | 0.09029 | 1.6041 | 6.2889 | 8.9348 | 9.3083 | 8.755 | 4.2626 | 2.2564 | 0.47145 | 0.0016842 | 0 | 0 | 0.012453 | 0.51231 | 7.18 | 28.193 | 39.2987 | 40.8505 | 38.3919 | 18.8095 | 9.955 | 2.6527 | 0.023372 | 8697.4068
Retro1Slow | Retro | Irrigation Hardware | Agriculture | Irrigation | 0.021865 | 0.016787 | 194.2137 | 81.7392 | Wheel-Line_Conversion to Low Pressure System (Alfalfa) | Oregon | 0.00020929 | 0.00042319 | 0.0007568 | 0.0012356 | 0.0018941 | 0.0027097 | 0.0036809 | 0.0047695 | 0.005912 | 0.0070406 | 0.0079239 | 0.0084475 | 0.0085063 | 0.0080407 | 0.0071595 | 0.0059962 | 0.0046437 | 0.0032558 | 0.0021066 | 0.0013913 | 0.092756 | 0 | 0.00085939 | 0.07696 | 1.3673 | 5.3604 | 7.6156 | 7.934 | 7.4624 | 3.6333 | 1.9233 | 0.40184 | 0.0014356 | 0 | 0 | 0.010615 | 0.43668 | 6.12 | 24.0306 | 33.4966 | 34.8193 | 32.7237 | 16.0325 | 8.4853 | 2.2611 | 0.019921 | 0.49206
Retro1Slow | Retro | Irrigation Hardware | Agriculture | Irrigation | 0.021865 | 0.016787 | 194.2137 | 81.7392 | Hand-Line_Conversion to Low Pressure System (Alfalfa) | Oregon | 6.6055e-05 | 0.00013357 | 0.00023886 | 0.00038998 | 0.00059782 | 0.00085524 | 0.0011618 | 0.0015053 | 0.001866 | 0.0022222 | 0.0025009 | 0.0026662 | 0.0026848 | 0.0025378 | 0.0022597 | 0.0018925 | 0.0014657 | 0.0010276 | 0.00066488 | 0.00043914 | 0.029276 | 0 | 0.00085939 | 0.07696 | 1.3673 | 5.3604 | 7.6156 | 7.934 | 7.4624 | 3.6333 | 1.9233 | 0.40184 | 0.0014356 | 0 | 0 | 0.010615 | 0.43668 | 6.12 | 24.0306 | 33.4966 | 34.8193 | 32.7237 | 16.0325 | 8.4853 | 2.2611 | 0.019921 | 0.49206
Retro3Slow | Retro | Irrigation Hardware | Agriculture | Irrigation | 0.034884 | 0.026782 | 309.8508 | 1.8036 | Pivot and Linear_Pressure Reduction_High to Medium | Washington | 0.0034747 | 0.0056167 | 0.011531 | 0.020668 | 0.033008 | 0.046993 | 0.060629 | 0.071852 | 0.078246 | 0.080068 | 0.075924 | 0.067432 | 0.056475 | 0.044619 | 0.033538 | 0.023949 | 0.016287 | 0.010573 | 0.0065652 | 0.0045346 | 0.90692 | 0 | 0.0013711 | 0.12278 | 2.1814 | 8.5521 | 12.1501 | 12.658 | 11.9056 | 5.7965 | 3.0685 | 0.6411 | 0.0022903 | 0 | 0 | 0.016935 | 0.69668 | 9.7639 | 38.3387 | 53.4409 | 55.5511 | 52.2078 | 25.5784 | 13.5375 | 3.6073 | 0.031782 | 2.3272
Retro1Slow | Retro | Irrigation Hardware | Agriculture | Irrigation | 0.03378 | 0.025934 | 300.0449 | -3.956 | Pivot and Linear_Pressure Reduction_Medium to Low | Washington | 0.0029045 | 0.0059705 | 0.010882 | 0.018129 | 0.028251 | 0.041147 | 0.056738 | 0.074716 | 0.093446 | 0.11276 | 0.12853 | 0.13879 | 0.14173 | 0.13572 | 0.12173 | 0.10269 | 0.080108 | 0.056575 | 0.036872 | 0.024531 | 1.6354 | 0 | 0.0013277 | 0.1189 | 2.1123 | 8.2815 | 11.7656 | 12.2575 | 11.5288 | 5.6131 | 2.9714 | 0.62081 | 0.0022178 | 0 | 0 | 0.016399 | 0.67463 | 9.4549 | 37.1254 | 51.7497 | 53.7931 | 50.5555 | 24.7689 | 13.1091 | 3.4932 | 0.030777 | 3.1823
Retro1Slow | Retro | Irrigation Hardware | Agriculture | Irrigation | 0.03378 | 0.025934 | 300.0449 | -19.6256 | Pivot and Linear_Pressure Reduction_Medium2 to Low | Washington | 2.2003e-06 | 1.1508e-05 | 4.6349e-05 | 0.00015095 | 0.00041228 | 0.00096393 | 0.0019666 | 0.0035564 | 0.005755 | 0.0084231 | 0.011191 | 0.01355 | 0.014991 | 0.015161 | 0.014011 | 0.011989 | 0.0093774 | 0.0065861 | 0.004245 | 0.0027853 | 0.21846 | 0 | 0.0013277 | 0.1189 | 2.1123 | 8.2815 | 11.7656 | 12.2575 | 11.5288 | 5.6131 | 2.9714 | 0.62081 | 0.0022178 | 0 | 0 | 0.016399 | 0.67463 | 9.4549 | 37.1254 | 51.7497 | 53.7931 | 50.5555 | 24.7689 | 13.1091 | 3.4932 | 0.030777 | 11452.9963
Retro1Slow | Retro | Irrigation Hardware | Agriculture | Irrigation | 0.021865 | 0.016787 | 194.2137 | 81.7392 | Wheel-Line_Conversion to Low Pressure System (Alfalfa) | Washington | 0.00020896 | 0.00042954 | 0.0007829 | 0.0013043 | 0.0020325 | 0.0029603 | 0.004082 | 0.0053754 | 0.0067229 | 0.0081125 | 0.0092472 | 0.0099851 | 0.010197 | 0.0097642 | 0.0087576 | 0.0073881 | 0.0057634 | 0.0040703 | 0.0026528 | 0.0017649 | 0.11766 | 0 | 0.00085939 | 0.07696 | 1.3673 | 5.3604 | 7.6156 | 7.934 | 7.4624 | 3.6333 | 1.9233 | 0.40184 | 0.0014356 | 0 | 0 | 0.010615 | 0.43668 | 6.12 | 24.0306 | 33.4966 | 34.8193 | 32.7237 | 16.0325 | 8.4853 | 2.2611 | 0.019921 | 0.49206
Retro1Slow | Retro | Irrigation Hardware | Agriculture | Irrigation | 0.021865 | 0.016787 | 194.2137 | 81.7392 | Hand-Line_Conversion to Low Pressure System (Alfalfa) | Washington | 6.3436e-05 | 0.0001304 | 0.00023767 | 0.00039594 | 0.00061702 | 0.00089866 | 0.0012392 | 0.0016318 | 0.0020409 | 0.0024628 | 0.0028072 | 0.0030312 | 0.0030955 | 0.0029641 | 0.0026586 | 0.0022428 | 0.0017496 | 0.0012356 | 0.00080531 | 0.00053576 | 0.035718 | 0 | 0.00085939 | 0.07696 | 1.3673 | 5.3604 | 7.6156 | 7.934 | 7.4624 | 3.6333 | 1.9233 | 0.40184 | 0.0014356 | 0 | 0 | 0.010615 | 0.43668 | 6.12 | 24.0306 | 33.4966 | 34.8193 | 32.7237 | 16.0325 | 8.4853 | 2.2611 | 0.019921 | 0.49206
Retro1Slow | Retro | Irrigation Hardware | Agriculture | Irrigation | 0.0072128 | 0.0055375 | 64.066 | 636.6781 | Variable Rate Irrigation | Idaho | 0.0034529 | 0.0068222 | 0.011932 | 0.019079 | 0.028468 | 0.039848 | 0.053004 | 0.067767 | 0.082586 | 0.095816 | 0.10575 | 0.11025 | 0.10884 | 0.10127 | 0.088348 | 0.072499 | 0.055012 | 0.037791 | 0.023958 | 0.015504 | 1.0336 | 0 | 0.00028349 | 0.025387 | 0.45103 | 1.7683 | 2.5122 | 2.6172 | 2.4617 | 1.1985 | 0.63445 | 0.13256 | 0.00047355 | 0 | 0 | 0.0035016 | 0.14405 | 2.0188 | 7.9271 | 11.0497 | 11.486 | 10.7947 | 5.2887 | 2.7991 | 0.74586 | 0.0065715 | 0.076
Retro1Slow | Retro | Irrigation Hardware | Agriculture | Irrigation | 0.0024998 | 0.0019191 | 22.2035 | 1774.9371 | Variable Rate Irrigation | Montana | 0.00019637 | 0.000385 | 0.0006752 | 0.0010822 | 0.0016153 | 0.0022794 | 0.0030482 | 0.0038852 | 0.0047449 | 0.0055231 | 0.0061177 | 0.0064255 | 0.0064099 | 0.0060064 | 0.005272 | 0.0043524 | 0.0033227 | 0.0022964 | 0.0014646 | 0.00095356 | 0.063571 | 0 | 9.825e-05 | 0.0087984 | 0.15631 | 0.61283 | 0.87066 | 0.90706 | 0.85314 | 0.41537 | 0.21988 | 0.045941 | 0.00016412 | 0 | 0 | 0.0012135 | 0.049923 | 0.69967 | 2.7473 | 3.8295 | 3.9807 | 3.7411 | 1.8329 | 0.97008 | 0.25849 | 0.0022775 | 0.027795
Retro1Slow | Retro | Irrigation Hardware | Agriculture | Irrigation | 0.0052476 | 0.0040287 | 46.6103 | 1744.9926 | Variable Rate Irrigation | Oregon | 0.0013392 | 0.0027079 | 0.0048427 | 0.0079063 | 0.01212 | 0.017339 | 0.023553 | 0.030519 | 0.03783 | 0.045052 | 0.050704 | 0.054054 | 0.054431 | 0.051451 | 0.045813 | 0.038369 | 0.029714 | 0.020833 | 0.01348 | 0.0089029 | 0.59353 | 0 | 0.00020625 | 0.01847 | 0.32814 | 1.2865 | 1.8277 | 1.9041 | 1.7909 | 0.87196 | 0.46158 | 0.09644 | 0.00034453 | 0 | 0 | 0.0025475 | 0.1048 | 1.4688 | 5.7672 | 8.039 | 8.3564 | 7.8535 | 3.8477 | 2.0364 | 0.54264 | 0.004781 | 0.028266
Retro1Slow | Retro | Irrigation Hardware | Agriculture | Irrigation | 0.0059099 | 0.0045372 | 52.4931 | 1055.1774 | Variable Rate Irrigation | Washington | 0.0029885 | 0.006143 | 0.011197 | 0.018653 | 0.029068 | 0.042336 | 0.058378 | 0.076875 | 0.096147 | 0.11602 | 0.13225 | 0.1428 | 0.14583 | 0.13964 | 0.12525 | 0.10566 | 0.082424 | 0.05821 | 0.037938 | 0.02524 | 1.6827 | 0 | 0.00023228 | 0.020801 | 0.36955 | 1.4488 | 2.0584 | 2.1445 | 2.017 | 0.98201 | 0.51984 | 0.10861 | 0.00038801 | 0 | 0 | 0.002869 | 0.11803 | 1.6541 | 6.4951 | 9.0536 | 9.4111 | 8.8447 | 4.3333 | 2.2934 | 0.61113 | 0.0053844 | 0.046408
Retro12Med | Retro | Irrigation Motor | Agriculture | Motors/Drives | 0.095787 | 0.073538 | 850.803 | 43.901 | Green Motor Rewind - Well Pump - 160HP - Idaho | Idaho | 0.0040837 | 0.0040225 | 0.0039543 | 0.0038871 | 0.003799 | 0.0033434 | 0.0026379 | 0.0020794 | 0.0016366 | 0.001288 | 0.0010098 | 0.00079423 | 0.0006271 | 0.00049781 | 0.00039517 | 0.00031369 | 2.1231e-06 | 7.5239e-07 | 2.5451e-07 | 8.2352e-08 | 0.028772 | 0 | 0.0037648 | 0.33714 | 5.9897 | 23.4828 | 33.3622 | 34.7571 | 32.691 | 15.9164 | 8.4255 | 1.7604 | 0.0062888 | 0 | 0 | 0.046501 | 1.913 | 26.8102 | 105.2723 | 146.7406 | 152.5348 | 143.3546 | 70.2345 | 37.1718 | 9.9051 | 0.08727 | 0.78512
Retro12Med | Retro | Irrigation Motor | Agriculture | Motors/Drives | 0.034164 | 0.026229 | 303.453 | 61.7001 | Green Motor Rewind - Well Pump - 40HP - Montana | Montana | 0.00035233 | 0.00034801 | 0.00034291 | 0.00033721 | 0.00033223 | 0.00029396 | 0.00023122 | 0.00018265 | 0.00014423 | 0.00011392 | 8.9976e-05 | 7.1508e-05 | 5.6866e-05 | 4.5415e-05 | 3.627e-05 | 2.8967e-05 | 1.9724e-07 | 7.0322e-08 | 2.3932e-08 | 7.7907e-09 | 0.0027219 | 0 | 0.0013428 | 0.12025 | 2.1363 | 8.3755 | 11.8992 | 12.3967 | 11.6598 | 5.6768 | 3.0051 | 0.62787 | 0.002243 | 0 | 0 | 0.016585 | 0.68229 | 9.5623 | 37.5471 | 52.3375 | 54.4041 | 51.1298 | 25.0503 | 13.258 | 3.5328 | 0.031126 | 0.61329
Retro12Med | Retro | Irrigation Motor | Agriculture | Motors/Drives | 0.080425 | 0.061744 | 714.3513 | 25.4779 | Green Motor Rewind - Well Pump - 60HP - Oregon | Oregon | 0.014751 | 0.014858 | 0.014913 | 0.015061 | 0.015044 | 0.013521 | 0.010812 | 0.0086683 | 0.0070032 | 0.0056202 | 0.0045057 | 0.0036146 | 0.0028996 | 0.0023492 | 0.0019033 | 0.001542 | 1.0652e-05 | 3.8526e-06 | 1.3301e-06 | 4.3925e-07 | 0.15346 | 0 | 0.003161 | 0.28307 | 5.0291 | 19.7166 | 28.0116 | 29.1827 | 27.448 | 13.3637 | 7.0743 | 1.478 | 0.0052802 | 0 | 0 | 0.039043 | 1.6062 | 22.5104 | 88.3887 | 123.2064 | 128.0713 | 120.3634 | 58.9703 | 31.2102 | 8.3165 | 0.073273 | 1.1058
Retro12Med | Retro | Irrigation Motor | Agriculture | Motors/Drives | 0.10108 | 0.077602 | 897.8216 | 19.1638 | Green Motor Rewind - Well Pump - 90HP - Washington | Washington | 0.012803 | 0.013142 | 0.01346 | 0.013819 | 0.014053 | 0.012821 | 0.010419 | 0.0084285 | 0.0068999 | 0.0056081 | 0.0045539 | 0.0037049 | 0.0030108 | 0.0024571 | 0.0020052 | 0.0016364 | 1.1386e-05 | 4.1483e-06 | 1.4426e-06 | 4.7988e-07 | 0.16766 | 0 | 0.0039728 | 0.35577 | 6.3207 | 24.7805 | 35.206 | 36.6779 | 34.4977 | 16.796 | 8.8912 | 1.8577 | 0.0066364 | 0 | 0 | 0.049071 | 2.0187 | 28.2918 | 111.09 | 154.8501 | 160.9645 | 151.2769 | 74.1159 | 39.2261 | 10.4525 | 0.092093 | 1.2858
Retro12Med | Retro | Irrigation Motor | Agriculture | Motors/Drives | 0.049798 | 0.038231 | 442.3131 | 59.1149 | Green Motor Rewind - Booster Pump - 80HP - Idaho | Idaho | 0.0017649 | 0.0017385 | 0.001709 | 0.00168 | 0.0016419 | 0.001445 | 0.0011401 | 0.00089867 | 0.00070733 | 0.00055665 | 0.00043644 | 0.00034326 | 0.00027102 | 0.00021514 | 0.00017079 | 0.00013557 | 9.1757e-07 | 3.2517e-07 | 1.1e-07 | 3.5591e-08 | 0.012435 | 0 | 0.0019572 | 0.17527 | 3.1139 | 12.2082 | 17.3443 | 18.0694 | 16.9953 | 8.2746 | 4.3802 | 0.91518 | 0.0032694 | 0 | 0 | 0.024175 | 0.99451 | 13.938 | 54.7287 | 76.2871 | 79.2994 | 74.5268 | 36.5133 | 19.3248 | 5.1495 | 0.04537 | 0.63343
Retro12Med | Retro | Irrigation Motor | Agriculture | Motors/Drives | 0.036768 | 0.028227 | 326.5773 | 64.0306 | Green Motor Rewind - Booster Pump - 50HP - Montana | Montana | 0.00031858 | 0.00031467 | 0.00031007 | 0.00030491 | 0.00030041 | 0.0002658 | 0.00020907 | 0.00016515 | 0.00013042 | 0.00010301 | 8.1358e-05 | 6.4658e-05 | 5.1419e-05 | 4.1065e-05 | 3.2796e-05 | 2.6192e-05 | 1.7834e-07 | 6.3586e-08 | 2.164e-08 | 7.0445e-09 | 0.0024612 | 0 | 0.0014451 | 0.12941 | 2.2991 | 9.0138 | 12.806 | 13.3414 | 12.5483 | 6.1094 | 3.2341 | 0.67571 | 0.0024139 | 0 | 0 | 0.017849 | 0.73429 | 10.291 | 40.4083 | 56.3258 | 58.5499 | 55.0261 | 26.9592 | 14.2683 | 3.802 | 0.033498 | 0.59621
Retro12Med | Retro | Irrigation Motor | Agriculture | Motors/Drives | 0.077693 | 0.059647 | 690.0826 | 27.0642 | Green Motor Rewind - Booster Pump - 70HP - Oregon | Oregon | 0.0028953 | 0.0029161 | 0.0029269 | 0.002956 | 0.0029527 | 0.0026538 | 0.002122 | 0.0017013 | 0.0013745 | 0.0011031 | 0.00088434 | 0.00070943 | 0.00056911 | 0.00046108 | 0.00037356 | 0.00030265 | 2.0906e-06 | 7.5614e-07 | 2.6106e-07 | 8.6211e-08 | 0.03012 | 0 | 0.0030536 | 0.27345 | 4.8582 | 19.0468 | 27.06 | 28.1913 | 26.5155 | 12.9097 | 6.8339 | 1.4278 | 0.0051008 | 0 | 0 | 0.037717 | 1.5516 | 21.7456 | 85.3859 | 119.0207 | 123.7204 | 116.2743 | 56.9669 | 30.1499 | 8.034 | 0.070784 | 1.0682
Retro12Med | Retro | Irrigation Motor | Agriculture | Motors/Drives | 0.090285 | 0.069314 | 801.9319 | 23.8025 | Green Motor Rewind - Booster Pump - 80HP - Washington | Washington | 0.0079063 | 0.008116 | 0.0083121 | 0.0085339 | 0.0086784 | 0.0079176 | 0.0064342 | 0.005205 | 0.004261 | 0.0034633 | 0.0028123 | 0.002288 | 0.0018593 | 0.0015174 | 0.0012383 | 0.0010106 | 7.0315e-06 | 2.5618e-06 | 8.9089e-07 | 2.9635e-07 | 0.10354 | 0 | 0.0035485 | 0.31778 | 5.6456 | 22.1339 | 31.4459 | 32.7606 | 30.8132 | 15.0021 | 7.9416 | 1.6593 | 0.0059276 | 0 | 0 | 0.04383 | 1.8031 | 25.2702 | 99.2253 | 138.3117 | 143.7731 | 135.1201 | 66.2001 | 35.0366 | 9.3362 | 0.082257 | 1.1484
Retro12Med | Retro | Irrigation Motor | Agriculture | Motors/Drives | 0.043813 | 0.033636 | 389.157 | 63.1717 | Green Motor Rewind - Surface and Tailwater Pump - 70HP - Idaho | Idaho | 0.0049466 | 0.0048725 | 0.0047898 | 0.0047085 | 0.0046018 | 0.0040499 | 0.0031954 | 0.0025188 | 0.0019825 | 0.0015602 | 0.0012232 | 0.00096207 | 0.00075962 | 0.000603 | 0.00047867 | 0.00037998 | 2.5717e-06 | 9.1138e-07 | 3.083e-07 | 9.9755e-08 | 0.034852 | 0 | 0.001722 | 0.15421 | 2.7397 | 10.741 | 15.2599 | 15.8979 | 14.9529 | 7.2802 | 3.8538 | 0.80519 | 0.0028765 | 0 | 0 | 0.02127 | 0.87499 | 12.263 | 48.1515 | 67.1191 | 69.7694 | 65.5703 | 32.1252 | 17.0024 | 4.5306 | 0.039917 | 0.6024
Retro12Med | Retro | Irrigation Motor | Agriculture | Motors/Drives | 0.037125 | 0.028502 | 329.7532 | 78.0881 | Green Motor Rewind - Surface and Tailwater Pump - 70HP - Montana | Montana | 0.0020072 | 0.0019826 | 0.0019536 | 0.0019211 | 0.0018927 | 0.0016747 | 0.0013173 | 0.0010405 | 0.00082168 | 0.00064899 | 0.00051259 | 0.00040738 | 0.00032397 | 0.00025873 | 0.00020663 | 0.00016502 | 1.1237e-06 | 4.0062e-07 | 1.3634e-07 | 4.4384e-08 | 0.015507 | 0 | 0.0014592 | 0.13067 | 2.3215 | 9.1014 | 12.9305 | 13.4711 | 12.6703 | 6.1689 | 3.2656 | 0.68228 | 0.0024374 | 0 | 0 | 0.018023 | 0.74143 | 10.3911 | 40.8013 | 56.8736 | 59.1193 | 55.5612 | 27.2214 | 14.407 | 3.839 | 0.033824 | 0.51044
Retro12Med | Retro | Irrigation Motor | Agriculture | Motors/Drives | 0.077693 | 0.059647 | 690.0826 | 27.0642 | Green Motor Rewind - Surface and Tailwater Pump - 70HP - Oregon | Oregon | 0.013423 | 0.013519 | 0.013569 | 0.013704 | 0.013689 | 0.012303 | 0.0098377 | 0.0078875 | 0.0063723 | 0.0051139 | 0.0040998 | 0.003289 | 0.0026384 | 0.0021376 | 0.0017318 | 0.0014031 | 9.6921e-06 | 3.5055e-06 | 1.2103e-06 | 3.9968e-07 | 0.13964 | 0 | 0.0030536 | 0.27345 | 4.8582 | 19.0468 | 27.06 | 28.1913 | 26.5155 | 12.9097 | 6.8339 | 1.4278 | 0.0051008 | 0 | 0 | 0.037717 | 1.5516 | 21.7456 | 85.3859 | 119.0207 | 123.7204 | 116.2743 | 56.9669 | 30.1499 | 8.034 | 0.070784 | 1.0682
Retro12Med | Retro | Irrigation Motor | Agriculture | Motors/Drives | 0.10108 | 0.077602 | 897.8216 | 19.1638 | Green Motor Rewind - Surface and Tailwater Pump - 90HP - Washington | Washington | 0.018016 | 0.018493 | 0.01894 | 0.019446 | 0.019775 | 0.018041 | 0.014661 | 0.01186 | 0.0097092 | 0.0078915 | 0.0064081 | 0.0052135 | 0.0042367 | 0.0034575 | 0.0028216 | 0.0023027 | 1.6022e-05 | 5.8373e-06 | 2.03e-06 | 6.7528e-07 | 0.23593 | 0 | 0.0039728 | 0.35577 | 6.3207 | 24.7805 | 35.206 | 36.6779 | 34.4977 | 16.796 | 8.8912 | 1.8577 | 0.0066364 | 0 | 0 | 0.049071 | 2.0187 | 28.2918 | 111.09 | 154.8501 | 160.9645 | 151.2769 | 74.1159 | 39.2261 | 10.4525 | 0.092093 | 1.2858
Retro12Med | Retro | Irrigation Motor | Agriculture | Motors/Drives | 0.68408 | 0.52519 | 6076.1979 | -8.8554 | CS to CS Pump Replacement - 0.07 Change in PEI - 100 HP - Idaho | Idaho | 0.044146 | 0.043484 | 0.042747 | 0.042021 | 0.041069 | 0.036143 | 0.028517 | 0.022479 | 0.017692 | 0.013923 | 0.010917 | 0.0085859 | 0.0067792 | 0.0053814 | 0.0042719 | 0.0033911 | 2.2951e-05 | 8.1335e-06 | 2.7514e-06 | 8.9025e-07 | 0.31103 | 0 | 0.026887 | 2.4078 | 42.7768 | 167.7074 | 238.2638 | 248.2252 | 233.4702 | 113.6705 | 60.1729 | 12.5721 | 0.044913 | 0 | 0 | 0.3321 | 13.6619 | 191.4708 | 751.8253 | 1047.9806 | 1089.3614 | 1023.7985 | 501.595 | 265.4709 | 70.7397 | 0.62326 | 4.6293
Retro12Med | Retro | Irrigation Motor | Agriculture | Motors/Drives | 0.3478 | 0.26701 | 3089.2097 | -6.9144 | CS to CS Pump Replacement - 0.07 Change in PEI - 60 HP - Montana | Montana | 0.0076438 | 0.00755 | 0.0074394 | 0.0073157 | 0.0072077 | 0.0063775 | 0.0050163 | 0.0039625 | 0.0031291 | 0.0024714 | 0.001952 | 0.0015514 | 0.0012337 | 0.00098527 | 0.00078687 | 0.00062842 | 4.279e-06 | 1.5256e-06 | 5.1921e-07 | 1.6902e-07 | 0.059051 | 0 | 0.01367 | 1.2241 | 21.7482 | 85.2644 | 121.1361 | 126.2006 | 118.699 | 57.7914 | 30.5926 | 6.3918 | 0.022834 | 0 | 0 | 0.16884 | 6.9459 | 97.346 | 382.2367 | 532.8055 | 553.844 | 520.5111 | 255.0167 | 134.9685 | 35.9649 | 0.31687 | 3.9227
Retro12Med | Retro | Irrigation Motor | Agriculture | Motors/Drives | 0.84915 | 0.65191 | 7542.3419 | -13.5539 | CS to CS Pump Replacement - 0.07 Change in PEI - 70 HP - Oregon | Oregon | 0.10052 | 0.10125 | 0.10162 | 0.10263 | 0.10252 | 0.092139 | 0.073676 | 0.05907 | 0.047723 | 0.038299 | 0.030704 | 0.024632 | 0.019759 | 0.016009 | 0.01297 | 0.010508 | 7.2585e-05 | 2.6253e-05 | 9.0639e-06 | 2.9932e-06 | 1.0458 | 0 | 0.033375 | 2.9888 | 53.0985 | 208.174 | 295.7552 | 308.1202 | 289.8049 | 141.0984 | 74.6921 | 15.6056 | 0.05575 | 0 | 0 | 0.41223 | 16.9584 | 237.6713 | 933.2355 | 1300.851 | 1352.2166 | 1270.8339 | 622.6264 | 329.5272 | 87.8087 | 0.77364 | 8.2091
Retro12Med | Retro | Irrigation Motor | Agriculture | Motors/Drives | 1.1162 | 0.85697 | 9914.7567 | -13.6871 | CS to CS Pump Replacement - 0.07 Change in PEI - 90 HP - Washington | Washington | 0.13181 | 0.13531 | 0.13857 | 0.14227 | 0.14468 | 0.132 | 0.10727 | 0.086776 | 0.071037 | 0.057738 | 0.046885 | 0.038144 | 0.030997 | 0.025297 | 0.020644 | 0.016848 | 0.00011723 | 4.2708e-05 | 1.4852e-05 | 4.9406e-06 | 1.7261 | 0 | 0.043873 | 3.9289 | 69.8004 | 273.6544 | 388.7839 | 405.0383 | 380.962 | 185.4803 | 98.1863 | 20.5143 | 0.073286 | 0 | 0 | 0.54189 | 22.2926 | 312.4299 | 1226.7812 | 1710.0287 | 1777.5512 | 1670.5698 | 818.4711 | 433.1788 | 115.4286 | 1.017 | 8.3932
Retro12Med | Retro | Irrigation Motor | Agriculture | Motors/Drives | 0.59943 | 0.4602 | 5324.3058 | -11.4399 | VS to VS Pump Replacement - 0.04 Change in PEI - 100 HP - Idaho | Idaho | 0.0042981 | 0.0042337 | 0.0041619 | 0.0040912 | 0.0039985 | 0.003519 | 0.0027764 | 0.0021885 | 0.0017226 | 0.0013556 | 0.0010629 | 0.00083594 | 0.00066003 | 0.00052395 | 0.00041592 | 0.00033016 | 2.2346e-06 | 7.9189e-07 | 2.6788e-07 | 8.6676e-08 | 0.030283 | 0 | 0.02356 | 2.1098 | 37.4834 | 146.9547 | 208.7801 | 217.5089 | 204.5797 | 99.6045 | 52.7268 | 11.0164 | 0.039355 | 0 | 0 | 0.291 | 11.9713 | 167.7774 | 658.7916 | 918.2995 | 954.5596 | 897.1097 | 439.5257 | 232.6206 | 61.9861 | 0.54613 | 6.0902
Retro12Med | Retro | Irrigation Motor | Agriculture | Motors/Drives | 0.30476 | 0.23397 | 2706.939 | -9.9645 | VS to VS Pump Replacement - 0.04 Change in PEI - 60 HP - Montana | Montana | 0.00074421 | 0.00073508 | 0.00072432 | 0.00071227 | 0.00070176 | 0.00062092 | 0.00048839 | 0.0003858 | 0.00030465 | 0.00024062 | 0.00019005 | 0.00015104 | 0.00012011 | 9.5928e-05 | 7.6611e-05 | 6.1184e-05 | 4.1661e-07 | 1.4854e-07 | 5.0551e-08 | 1.6456e-08 | 0.0057493 | 0 | 0.011978 | 1.0727 | 19.057 | 74.7135 | 106.1462 | 110.584 | 104.0107 | 50.6401 | 26.8069 | 5.6009 | 0.020009 | 0 | 0 | 0.14795 | 6.0864 | 85.3 | 334.9373 | 466.8741 | 485.3092 | 456.101 | 223.46 | 118.267 | 31.5144 | 0.27766 | 5.1605
Retro12Med | Retro | Irrigation Motor | Agriculture | Motors/Drives | 0.74407 | 0.57124 | 6609.0235 | -15.0114 | VS to VS Pump Replacement - 0.04 Change in PEI - 70 HP - Oregon | Oregon | 0.0097872 | 0.0098577 | 0.0098941 | 0.0099925 | 0.0099812 | 0.0089708 | 0.0071732 | 0.0057512 | 0.0046464 | 0.0037288 | 0.0029894 | 0.0023982 | 0.0019238 | 0.0015586 | 0.0012628 | 0.0010231 | 7.067e-06 | 2.5561e-06 | 8.8248e-07 | 2.9143e-07 | 0.10182 | 0 | 0.029245 | 2.6189 | 46.5279 | 182.4138 | 259.1573 | 269.9922 | 253.9433 | 123.6383 | 65.4494 | 13.6745 | 0.048851 | 0 | 0 | 0.36122 | 14.8599 | 208.261 | 817.7534 | 1139.8787 | 1184.8882 | 1113.576 | 545.5802 | 288.7503 | 76.9429 | 0.67791 | 10.7996
Retro12Med | Retro | Irrigation Motor | Agriculture | Motors/Drives | 0.97812 | 0.75093 | 8687.8666 | -15.1127 | VS to VS Pump Replacement - 0.04 Change in PEI - 90 HP - Washington | Washington | 0.012833 | 0.013174 | 0.013492 | 0.013852 | 0.014086 | 0.012852 | 0.010444 | 0.0084486 | 0.0069163 | 0.0056214 | 0.0045648 | 0.0037138 | 0.0030179 | 0.0024629 | 0.00201 | 0.0016403 | 1.1413e-05 | 4.1582e-06 | 1.4461e-06 | 4.8103e-07 | 0.16806 | 0 | 0.038444 | 3.4427 | 61.1631 | 239.7913 | 340.6743 | 354.9173 | 333.8203 | 162.5283 | 86.0363 | 17.9758 | 0.064217 | 0 | 0 | 0.47484 | 19.5341 | 273.7686 | 1074.9746 | 1498.4231 | 1557.5902 | 1463.8471 | 717.1904 | 379.5755 | 101.145 | 0.89114 | 11.0418
LO1Slow | NR | Stock Tanks | Agriculture | Process Loads | 0.086157 | 0.14811 | 752.3333 | 38.3438 | Energy-Free Stock Watering Tanks - Idaho | Idaho | 0.00011353 | 0.000172 | 0.0003692 | 0.00068291 | 0.0011421 | 0.0017816 | 0.002649 | 0.0037493 | 0.005075 | 0.0066004 | 0.0082369 | 0.0099472 | 0.01165 | 0.013275 | 0.014668 | 0.015762 | 0.016537 | 0.01706 | 0.017281 | 0.017428 | 0.17498 | 26.2007 | 17.0304 | 15.8353 | 0.0042622 | 0.0042592 | 0.0042677 | 0.0043082 | 0.0044319 | 0.0041331 | 0.0044123 | 18.175 | 64.6566 | 0 | 113.4786 | 72.4602 | 69.3822 | 0.042749 | 0.044178 | 0.042792 | 0.044511 | 0.044283 | 0.042752 | 0.04415 | 78.8422 | 275.9366 | 0.96912
LO1Slow | NR | Stock Tanks | Agriculture | Process Loads | 0.18106 | 0.31127 | 1581.0589 | 7.0312 | Energy-Free Stock Watering Tanks - Montana | Montana | 0.00057259 | 0.00086988 | 0.0018716 | 0.0034631 | 0.0058386 | 0.0091568 | 0.013573 | 0.019251 | 0.026144 | 0.034125 | 0.042901 | 0.052352 | 0.061755 | 0.070792 | 0.078696 | 0.085083 | 0.089804 | 0.093209 | 0.094989 | 0.096375 | 0.96762 | 55.0619 | 35.79 | 33.2785 | 0.0089571 | 0.0089509 | 0.0089687 | 0.0090539 | 0.0093138 | 0.0086859 | 0.0092727 | 38.1955 | 135.8785 | 0 | 238.4799 | 152.2781 | 145.8096 | 0.089839 | 0.092842 | 0.08993 | 0.093541 | 0.093063 | 0.089846 | 0.092782 | 165.69 | 579.8919 | 1.5566
LO1Slow | NR | Stock Tanks | Agriculture | Process Loads | 0.019319 | 0.033212 | 168.6996 | 245.0157 | Energy-Free Stock Watering Tanks - Oregon | Oregon | 0.00019366 | 0.00030002 | 0.0006575 | 0.0012495 | 0.0021358 | 0.0034024 | 0.0051269 | 0.0073808 | 0.010255 | 0.013601 | 0.017355 | 0.021378 | 0.025438 | 0.029583 | 0.033361 | 0.03659 | 0.039178 | 0.041252 | 0.042648 | 0.043896 | 0.44072 | 5.8751 | 3.8188 | 3.5508 | 0.00095573 | 0.00095506 | 0.00095696 | 0.00096605 | 0.00099378 | 0.00092678 | 0.0009894 | 4.0755 | 14.4983 | 0 | 25.4459 | 16.2481 | 15.5579 | 0.0095859 | 0.0099063 | 0.0095955 | 0.0099809 | 0.0099299 | 0.0095866 | 0.0098999 | 17.6792 | 61.8747 | 0.55536
LO1Slow | NR | Stock Tanks | Agriculture | Process Loads | 0.0082997 | 0.014268 | 72.4747 | 598.7297 | Energy-Free Stock Watering Tanks - Washington | Washington | 4.0599e-05 | 6.4101e-05 | 0.00014335 | 0.00027693 | 0.0004819 | 0.00077929 | 0.0011934 | 0.0017335 | 0.0024405 | 0.0032781 | 0.0042369 | 0.0052928 | 0.0063801 | 0.0074736 | 0.0084896 | 0.0093792 | 0.010116 | 0.010729 | 0.011173 | 0.011584 | 0.1163 | 2.524 | 1.6406 | 1.5255 | 0.00041059 | 0.0004103 | 0.00041112 | 0.00041502 | 0.00042694 | 0.00039815 | 0.00042505 | 1.7509 | 6.2286 | 0 | 10.9318 | 6.9803 | 6.6838 | 0.0041182 | 0.0042558 | 0.0041223 | 0.0042879 | 0.004266 | 0.0041185 | 0.0042531 | 7.5951 | 26.5819 | 0.48715
LO12Med | NR | CircPumps | Commercial | HVAC | 0.06303 | 0.060632 | 488.4237 | 84.9022 | Commercial | CircPumps-NR-HH-Commercial-ECM Motor Upgrade | 0.008955 | 0.016895 | 0.023834 | 0.029783 | 0.034754 | 0.038114 | 0.039543 | 0.03951 | 0.038375 | 0.036412 | 0.033832 | 0.030796 | 0.065199 | 0.060283 | 0.047269 | 0.038704 | 0.030786 | 0.024374 | 0.016198 | 0.0086166 | 0.69141 | 10.0114 | 7.3236 | 6.4573 | 5.1714 | 3.8247 | 3.2176 | 3.0054 | 2.8438 | 2.8687 | 3.8519 | 5.8111 | 9.452 | 0 | 70.7531 | 50.9774 | 42.8653 | 35.445 | 25.2086 | 19.7116 | 17.5931 | 16.6849 | 16.8542 | 23.9543 | 37.2781 | 67.2591 | 0.46638
LO12Med | NR | CircPumps | Commercial | Water Heating | 0.064916 | 0.049395 | 664.7025 | 40.1302 | Commercial | CircPumps-NR-DHW-Commercial-ECM Motor Upgrade | 0.0029514 | 0.0055685 | 0.0078553 | 0.0098159 | 0.011454 | 0.012562 | 0.013033 | 0.013022 | 0.012648 | 0.012001 | 0.011151 | 0.01015 | 0.021489 | 0.019868 | 0.015579 | 0.012756 | 0.010147 | 0.0080334 | 0.0053385 | 0.0028399 | 0.22788 | 10.942 | 10.0162 | 10.9877 | 9.2128 | 9.1431 | 7.9755 | 7.9356 | 7.7405 | 7.3756 | 7.9818 | 9.0388 | 10.2417 | 0 | 52.4019 | 48.1901 | 52.9838 | 48.9369 | 49.706 | 43.7579 | 42.9675 | 42.1094 | 39.9741 | 42.3664 | 43.4478 | 49.2693 | 0.79063
LO12Med | NR | CircPumps | Commercial | HVAC | 0.091651 | 0.088163 | 710.2054 | 71.1509 | Commercial | CircPumps-NR-HH-Commercial-ECM+Advanced Speed Controls | 0.013021 | 0.027297 | 0.042811 | 0.059546 | 0.077487 | 0.095008 | 0.11058 | 0.12448 | 0.13696 | 0.14825 | 0.15852 | 0.16792 | 0.23153 | 0.24359 | 0.24115 | 0.24446 | 0.24613 | 0.25013 | 0.24838 | 0.24624 | 1.6858 | 14.5574 | 10.6491 | 9.3895 | 7.5196 | 5.5613 | 4.6786 | 4.37 | 4.1351 | 4.1714 | 5.601 | 8.4498 | 13.7439 | 0 | 102.8804 | 74.1251 | 62.3295 | 51.5397 | 36.6552 | 28.6622 | 25.5817 | 24.2612 | 24.5073 | 34.8314 | 54.2053 | 97.7999 | 0.53536
LO12Med | NR | CircPumps | Commercial | Water Heating | 0.11435 | 0.087008 | 1170.8494 | 57.6505 | Commercial | CircPumps-NR-DHW-Commercial-ECM+Advanced Run Hour Controls | 0.0051988 | 0.010899 | 0.017093 | 0.023774 | 0.030937 | 0.037933 | 0.044148 | 0.049699 | 0.054684 | 0.059189 | 0.063288 | 0.067044 | 0.09244 | 0.097256 | 0.096279 | 0.097604 | 0.098268 | 0.099867 | 0.099169 | 0.098315 | 0.67309 | 19.2739 | 17.6431 | 19.3545 | 16.228 | 16.1053 | 14.0486 | 13.9783 | 13.6347 | 12.9919 | 14.0596 | 15.9215 | 18.0405 | 0 | 92.3041 | 84.8851 | 93.329 | 86.2005 | 87.5554 | 77.078 | 75.6858 | 74.1743 | 70.4129 | 74.6268 | 76.5317 | 86.7861 | 0.6056
LO12Med | NEW | CircPumps | Commercial | HVAC | 0.06303 | 0.060632 | 488.4237 | 84.9022 | Commercial | CircPumps-NEW-HH-Commercial-ECM Motor Upgrade | 0.0048203 | 0.01035 | 0.013168 | 0.016957 | 0.021398 | 0.027397 | 0.028425 | 0.026964 | 0.032062 | 0.030007 | 0.028784 | 0.025015 | 0.022419 | 0.019954 | 0.017231 | 0.014621 | 0.011244 | 0.007701 | 0.00361 | 0 | 0.36213 | 10.0114 | 7.3236 | 6.4573 | 5.1714 | 3.8247 | 3.2176 | 3.0054 | 2.8438 | 2.8687 | 3.8519 | 5.8111 | 9.452 | 0 | 70.7531 | 50.9774 | 42.8653 | 35.445 | 25.2086 | 19.7116 | 17.5931 | 16.6849 | 16.8542 | 23.9543 | 37.2781 | 67.2591 | 0.46638
LO12Med | NEW | CircPumps | Commercial | Water Heating | 0.038811 | 0.029531 | 397.4001 | 78.7004 | Commercial | CircPumps-NEW-DHW-Commercial-ECM Motor Upgrade | 0.00094983 | 0.0020395 | 0.0025946 | 0.0033413 | 0.0042164 | 0.0053985 | 0.005601 | 0.0053132 | 0.0063178 | 0.0059127 | 0.0056718 | 0.0049292 | 0.0044176 | 0.0039319 | 0.0033954 | 0.002881 | 0.0022156 | 0.0015174 | 0.00071133 | 0 | 0.071356 | 6.5418 | 5.9883 | 6.5691 | 5.508 | 5.4663 | 4.7683 | 4.7444 | 4.6278 | 4.4096 | 4.772 | 5.404 | 6.1231 | 0 | 31.3291 | 28.811 | 31.677 | 29.2575 | 29.7173 | 26.1612 | 25.6886 | 25.1756 | 23.899 | 25.3292 | 25.9757 | 29.4562 | 0.47269
LO12Med | NEW | CircPumps | Commercial | HVAC | 0.091651 | 0.088163 | 710.2054 | 71.1509 | Commercial | CircPumps-NEW-HH-Commercial-ECM+Advanced Speed Controls | 0.0070091 | 0.016722 | 0.023652 | 0.033903 | 0.047708 | 0.068293 | 0.079484 | 0.084951 | 0.11443 | 0.12217 | 0.13486 | 0.1364 | 0.14437 | 0.15475 | 0.16537 | 0.18071 | 0.19075 | 0.20156 | 0.19422 | 0.20203 | 2.3033 | 14.5574 | 10.6491 | 9.3895 | 7.5196 | 5.5613 | 4.6786 | 4.37 | 4.1351 | 4.1714 | 5.601 | 8.4498 | 13.7439 | 0 | 102.8804 | 74.1251 | 62.3295 | 51.5397 | 36.6552 | 28.6622 | 25.5817 | 24.2612 | 24.5073 | 34.8314 | 54.2053 | 97.7999 | 0.53536
LO12Med | NEW | CircPumps | Commercial | Water Heating | 0.057403 | 0.043678 | 587.7755 | 69.7597 | Commercial | CircPumps-NEW-DHW-Commercial-ECM+Advanced Run Hour Controls | 0.0014048 | 0.0033516 | 0.0047406 | 0.0067951 | 0.0095622 | 0.013688 | 0.015931 | 0.017027 | 0.022936 | 0.024486 | 0.027031 | 0.027339 | 0.028935 | 0.031016 | 0.033145 | 0.036219 | 0.038231 | 0.040399 | 0.038928 | 0.040493 | 0.46166 | 9.6757 | 8.857 | 9.7161 | 8.1466 | 8.085 | 7.0525 | 7.0172 | 6.8447 | 6.522 | 7.058 | 7.9927 | 9.0564 | 0 | 46.3374 | 42.613 | 46.8519 | 43.2733 | 43.9535 | 38.6937 | 37.9948 | 37.236 | 35.3478 | 37.4632 | 38.4195 | 43.5673 | 0.52128
LO5Med | New | Fans | Commercial | HVAC | 0.34956 | 0.25881 | 3965.2296 | -14.1496 | All Commercial | Fans-New-All Commercial-CS->CS | 0.025219 | 0.056191 | 0.090622 | 0.13298 | 0.18118 | 0.23741 | 0.29871 | 0.36109 | 0.41994 | 0.47032 | 0.52812 | 0.57606 | 0.59292 | 0.62211 | 0.64332 | 0.64293 | 0.6425 | 0.64206 | 0.64177 | 0.64328 | 8.4487 | 59.4567 | 53.4086 | 56.7439 | 54.6249 | 49.9584 | 45.48 | 44.9536 | 43.7649 | 45.6119 | 53.2056 | 53.4945 | 59.5238 | 0 | 295.5998 | 261.0155 | 287.418 | 274.9515 | 282.1746 | 274.5902 | 276.9955 | 271.0931 | 270.0539 | 284.5143 | 272.3219 | 294.2747 | 25.8899
LO5Med | New | Fans | Commercial | HVAC | 0.26122 | 0.1934 | 2963.142 | -13.4644 | All Commercial | Fans-New-All Commercial-VS->VS | 0.010148 | 0.02261 | 0.036465 | 0.053509 | 0.072905 | 0.095529 | 0.12019 | 0.1453 | 0.16898 | 0.18925 | 0.21251 | 0.2318 | 0.23858 | 0.25033 | 0.25886 | 0.2587 | 0.25853 | 0.25835 | 0.25824 | 0.25884 | 3.3996 | 44.4309 | 39.9112 | 42.4037 | 40.8201 | 37.333 | 33.9864 | 33.593 | 32.7047 | 34.0849 | 39.7595 | 39.9754 | 44.481 | 0 | 220.8962 | 195.052 | 214.7821 | 205.4661 | 210.8638 | 205.1961 | 206.9935 | 202.5828 | 201.8063 | 212.6122 | 203.5011 | 219.906 | 18.526
LO5Med | New | Fans | Commercial | HVAC | 0.14038 | 0.10394 | 1592.4481 | 89.1347 | All Commercial | Fans-New-All Commercial-CS->VS | 0.0010128 | 0.0022564 | 0.0037782 | 0.0055447 | 0.0075597 | 0.0099154 | 0.0125 | 0.01514 | 0.017628 | 0.019766 | 0.021421 | 0.022557 | 0.023236 | 0.023554 | 0.023554 | 0.023554 | 0.023554 | 0.023554 | 0.023554 | 0.023554 | 0.32719 | 23.878 | 21.449 | 22.7885 | 21.9375 | 20.0635 | 18.2649 | 18.0535 | 17.5761 | 18.3179 | 21.3675 | 21.4835 | 23.9049 | 0 | 118.7138 | 104.8246 | 115.4279 | 110.4214 | 113.3222 | 110.2762 | 111.2422 | 108.8718 | 108.4545 | 114.2618 | 109.3653 | 118.1816 | 0.42503
LO5Med | New | Fans | Commercial | HVAC | 0.074403 | 0.055087 | 843.9975 | 116.2123 | All Commercial | Fans-New-All Commercial-Trim | 0.0010736 | 0.002392 | 0.0038578 | 0.005661 | 0.007713 | 0.010106 | 0.012716 | 0.015372 | 0.017877 | 0.020021 | 0.022482 | 0.024523 | 0.025241 | 0.026483 | 0.027386 | 0.027369 | 0.027351 | 0.027332 | 0.02732 | 0.027384 | 0.35966 | 12.6553 | 11.368 | 12.0779 | 11.6269 | 10.6336 | 9.6804 | 9.5684 | 9.3153 | 9.7085 | 11.3248 | 11.3863 | 12.6696 | 0 | 62.9183 | 55.557 | 61.1768 | 58.5233 | 60.0607 | 58.4464 | 58.9584 | 57.7021 | 57.4809 | 60.5587 | 57.9636 | 62.6363 | 0.3379
LO5Med | NR | Fans | Commercial | HVAC | 0.34956 | 0.25881 | 3965.2296 | -14.1496 | All Commercial | Fans-NR-All Commercial-CS->CS | 0.054427 | 0.12127 | 0.19558 | 0.28699 | 0.39102 | 0.51236 | 0.64465 | 0.77929 | 0.9063 | 1.015 | 1.1398 | 1.2432 | 1.2796 | 1.3426 | 1.3884 | 1.3875 | 1.3866 | 1.3856 | 1.385 | 1.3883 | 25.7657 | 59.4567 | 53.4086 | 56.7439 | 54.6249 | 49.9584 | 45.48 | 44.9536 | 43.7649 | 45.6119 | 53.2056 | 53.4945 | 59.5238 | 0 | 295.5998 | 261.0155 | 287.418 | 274.9515 | 282.1746 | 274.5902 | 276.9955 | 271.0931 | 270.0539 | 284.5143 | 272.3219 | 294.2747 | 25.8899
LO5Med | NR | Fans | Commercial | HVAC | 0.26122 | 0.1934 | 2963.142 | -13.4644 | All Commercial | Fans-NR-All Commercial-VS->VS | 0.0219 | 0.048796 | 0.078696 | 0.11548 | 0.15734 | 0.20617 | 0.2594 | 0.31357 | 0.36468 | 0.40842 | 0.45862 | 0.50025 | 0.51489 | 0.54024 | 0.55866 | 0.55832 | 0.55795 | 0.55756 | 0.55731 | 0.55862 | 10.3677 | 44.4309 | 39.9112 | 42.4037 | 40.8201 | 37.333 | 33.9864 | 33.593 | 32.7047 | 34.0849 | 39.7595 | 39.9754 | 44.481 | 0 | 220.8962 | 195.052 | 214.7821 | 205.4661 | 210.8638 | 205.1961 | 206.9935 | 202.5828 | 201.8063 | 212.6122 | 203.5011 | 219.906 | 18.526
LO5Med | NR | Fans | Commercial | HVAC | 0.80192 | 0.59373 | 9096.7143 | 16.4025 | All Commercial | Fans-NR-All Commercial-CS->VS | 0.012486 | 0.027817 | 0.046578 | 0.068356 | 0.093197 | 0.12224 | 0.1541 | 0.18665 | 0.21732 | 0.24368 | 0.26408 | 0.27808 | 0.28646 | 0.29038 | 0.29038 | 0.29038 | 0.29038 | 0.29038 | 0.29038 | 0.29038 | 5.8075 | 136.4009 | 122.5257 | 130.1773 | 125.316 | 114.6106 | 104.3366 | 103.1289 | 100.4019 | 104.6393 | 122.06 | 122.7228 | 136.5547 | 0 | 678.1415 | 598.8009 | 659.3716 | 630.7719 | 647.3425 | 629.9429 | 635.461 | 621.9203 | 619.5362 | 652.71 | 624.7392 | 675.1017 | 1.3828
LO5Med | NR | Fans | Commercial | HVAC | 0.42502 | 0.31468 | 4821.2586 | 24.7253 | All Commercial | Fans-NR-All Commercial-Trim | 0.013235 | 0.02949 | 0.04756 | 0.06979 | 0.095087 | 0.12459 | 0.15676 | 0.18951 | 0.22039 | 0.24683 | 0.27716 | 0.30232 | 0.31117 | 0.32649 | 0.33762 | 0.33742 | 0.33719 | 0.33696 | 0.33681 | 0.3376 | 6.2656 | 72.2925 | 64.9386 | 68.994 | 66.4175 | 60.7436 | 55.2984 | 54.6583 | 53.213 | 55.4588 | 64.6918 | 65.0431 | 72.374 | 0 | 359.415 | 317.3645 | 349.4669 | 334.3091 | 343.0915 | 333.8697 | 336.7943 | 329.6178 | 328.3542 | 345.9363 | 331.1118 | 357.8039 | 1.0993
Retro5Med | Retro | Fans | Commercial | HVAC | 0.80192 | 0.59373 | 9096.7143 | 23.6075 | All Commercial | Fans-Retro-All Commercial-SystemUpgrade | 0.31108 | 0.38196 | 0.4674 | 0.54258 | 0.61888 | 0.72355 | 0.79374 | 0.81086 | 0.76414 | 0.65684 | 0.50829 | 0.3364 | 0.19533 | 0.094047 | 0.039789 | 0.014469 | 0.0045194 | 0.00098503 | 0.00016191 | 1.9435e-05 | 7.2344 | 136.4009 | 122.5257 | 130.1773 | 125.316 | 114.6106 | 104.3366 | 103.1289 | 100.4019 | 104.6393 | 122.06 | 122.7228 | 136.5547 | 0 | 678.1415 | 598.8009 | 659.3716 | 630.7719 | 647.3425 | 629.9429 | 635.461 | 621.9203 | 619.5362 | 652.71 | 624.7392 | 675.1017 | 1.1305
Retro12Med | Retro | Pre-Rinse Spray Valve | Commercial | Food Preparation | 0.057616 | 0.044599 | 633.7298 | -129.3114 | Restaurant | Pre-Rinse Spray Valve_0.81_to_1.0gpm_Electric | 0.026416 | 0.026745 | 0.02707 | 0.027391 | 0.027707 | 0.025218 | 0.020397 | 0.016494 | 0.013334 | 0.010778 | 0.0087093 | 0.0070364 | 0.0056838 | 0.0045905 | 0.0037069 | 0.002993 | 2.0601e-05 | 7.424e-06 | 2.4937e-06 | 8.1935e-07 | 0.28626 | 9.1195 | 8.3362 | 9.1826 | 7.5709 | 7.483 | 6.6493 | 6.559 | 6.4278 | 6.1644 | 6.6101 | 7.6667 | 8.5931 | 0 | 50.7073 | 46.8968 | 51.8491 | 47.4962 | 48.1887 | 43.2032 | 41.9242 | 41.4512 | 39.5465 | 41.5283 | 42.5968 | 47.9788 | 4.5897
Retro12Med | Retro | Pre-Rinse Spray Valve | Commercial | Food Preparation | 0.033352 | 0.025816 | 366.8405 | -97.4177 | Restaurant | Pre-Rinse Spray Valve_0.61_to_0.8gpm_Electric | 0.015291 | 0.015482 | 0.01567 | 0.015855 | 0.016039 | 0.014598 | 0.011807 | 0.0095477 | 0.0077188 | 0.0062388 | 0.0050414 | 0.0040731 | 0.0032901 | 0.0026572 | 0.0021458 | 0.0017325 | 1.1925e-05 | 4.2975e-06 | 1.4435e-06 | 4.7429e-07 | 0.16571 | 5.2789 | 4.8255 | 5.3155 | 4.3825 | 4.3316 | 3.849 | 3.7968 | 3.7208 | 3.5683 | 3.8263 | 4.4379 | 4.9742 | 0 | 29.3524 | 27.1467 | 30.0133 | 27.4936 | 27.8945 | 25.0086 | 24.2682 | 23.9944 | 22.8919 | 24.0391 | 24.6575 | 27.773 | 2.6568
LO5Med | NR | Clean Water Pumps | Commercial | Motors/Drives | 0.20393 | 0.15099 | 2313.3281 | 26.6889 | Commercial | Clean Water Pumps-HVAC-NR-Commercial-VS->VS | 0.0015657 | 0.0037136 | 0.006623 | 0.010349 | 0.014995 | 0.020898 | 0.027958 | 0.035921 | 0.044411 | 0.052854 | 0.060737 | 0.067943 | 0.074462 | 0.098226 | 0.092226 | 0.085451 | 0.077774 | 0.068975 | 0.059691 | 0.050633 | 0.62541 | 34.6873 | 31.1587 | 33.1046 | 31.8683 | 29.1459 | 26.5332 | 26.2261 | 25.5326 | 26.6102 | 31.0403 | 31.2089 | 34.7264 | 0 | 172.4539 | 152.2773 | 167.6806 | 160.4076 | 164.6216 | 160.1968 | 161.6001 | 158.1566 | 157.5504 | 165.9866 | 158.8735 | 171.6809 | 1.0486
LO5Med | NR | Clean Water Pumps | Commercial | Motors/Drives | 0.29018 | 0.21485 | 3291.7352 | 18.2365 | Commercial | Clean Water Pumps-HVAC-NR-Commercial-CS->CS | 0.0048399 | 0.01087 | 0.018351 | 0.027133 | 0.037189 | 0.049007 | 0.061967 | 0.075216 | 0.087814 | 0.098636 | 0.10692 | 0.11276 | 0.11643 | 0.12496 | 0.11829 | 0.11024 | 0.10084 | 0.089923 | 0.077449 | 0.064041 | 1.3919 | 49.358 | 44.3371 | 47.1059 | 45.3468 | 41.473 | 37.7552 | 37.3182 | 36.3314 | 37.8647 | 44.1686 | 44.4084 | 49.4136 | 0 | 245.3921 | 216.682 | 238.6001 | 228.251 | 234.2472 | 227.951 | 229.9478 | 225.048 | 224.1852 | 236.1895 | 226.068 | 244.2922 | 1.3085
LO5Med | NR | Clean Water Pumps | Commercial | Motors/Drives | 1.7767 | 1.3154 | 20153.9389 | 5.4172 | Commercial | Clean Water Pumps-HVAC-NR-Commercial-CS->VS | 0.011853 | 0.026621 | 0.044942 | 0.06645 | 0.091077 | 0.12002 | 0.15176 | 0.18421 | 0.21506 | 0.24156 | 0.26185 | 0.27615 | 0.28515 | 0.30602 | 0.2897 | 0.26998 | 0.24695 | 0.22023 | 0.18968 | 0.15684 | 3.4089 | 302.1988 | 271.4579 | 288.4103 | 277.6399 | 253.922 | 231.1597 | 228.484 | 222.4423 | 231.8302 | 270.4261 | 271.8946 | 302.5394 | 0 | 1502.435 | 1326.6544 | 1460.8499 | 1397.4869 | 1434.1993 | 1395.6501 | 1407.8755 | 1377.876 | 1372.594 | 1446.091 | 1384.1212 | 1495.7003 | 2.0963
LO5Med | NR | Clean Water Pumps | Commercial | Motors/Drives | 0.95032 | 0.7036 | 10780.0138 | 23.9308 | Commercial | Clean Water Pumps-HVAC-NR-Commercial-Trim | 0.02219 | 0.049837 | 0.084135 | 0.1244 | 0.17051 | 0.22469 | 0.28411 | 0.34485 | 0.40261 | 0.45223 | 0.49021 | 0.51699 | 0.53382 | 0.5729 | 0.54234 | 0.50542 | 0.46232 | 0.41228 | 0.35509 | 0.29362 | 6.3818 | 161.6412 | 145.1984 | 154.266 | 148.5051 | 135.8187 | 123.6436 | 122.2124 | 118.9808 | 124.0022 | 144.6465 | 145.432 | 161.8234 | 0 | 803.628 | 709.6059 | 781.3848 | 747.493 | 767.1299 | 746.5105 | 753.0497 | 737.0034 | 734.1782 | 773.4905 | 740.3439 | 800.0257 | 1.1213
LO5Med | NR | Clean Water Pumps | Commercial | Motors/Drives | 0.21311 | 0.16216 | 2182.1685 | 27.6169 | Commercial | Clean Water Pumps-DHW-NR-Commercial-VS->VS | 0.00078821 | 0.0018695 | 0.0033341 | 0.0052098 | 0.0075488 | 0.01052 | 0.014074 | 0.018083 | 0.022357 | 0.026608 | 0.030576 | 0.034204 | 0.037486 | 0.033284 | 0.031939 | 0.030248 | 0.028159 | 0.025574 | 0.022593 | 0.019411 | 0.31484 | 35.9218 | 32.8824 | 36.0719 | 30.2449 | 30.0162 | 26.1831 | 26.052 | 25.4116 | 24.2136 | 26.2036 | 29.6737 | 33.6229 | 0 | 172.0315 | 158.2045 | 173.9418 | 160.6561 | 163.1811 | 143.6539 | 141.0592 | 138.2421 | 131.2319 | 139.0856 | 142.6358 | 161.7475 | 1.0113
LO5Med | NR | Clean Water Pumps | Commercial | Motors/Drives | 0.30191 | 0.22972 | 3091.3424 | 18.9667 | Commercial | Clean Water Pumps-DHW-NR-Commercial-CS->CS | 0.0024257 | 0.0054479 | 0.0091971 | 0.013599 | 0.018639 | 0.024561 | 0.031057 | 0.037697 | 0.044011 | 0.049435 | 0.053587 | 0.056514 | 0.058355 | 0.062638 | 0.059297 | 0.055259 | 0.050546 | 0.045075 | 0.038822 | 0.032101 | 0.69762 | 50.8881 | 46.5824 | 51.1007 | 42.8461 | 42.5221 | 37.0919 | 36.9063 | 35.999 | 34.3019 | 37.121 | 42.0369 | 47.6314 | 0 | 243.7064 | 224.1185 | 246.4125 | 227.5915 | 231.1686 | 203.5056 | 199.8298 | 195.839 | 185.908 | 197.0339 | 202.0632 | 229.1376 | 1.2531
LO5Med | NR | Clean Water Pumps | Commercial | Motors/Drives | 1.8156 | 1.3815 | 18590.2645 | 4.8728 | Commercial | Clean Water Pumps-DHW-NR-Commercial-CS->VS | 0.005835 | 0.013105 | 0.022123 | 0.032711 | 0.044835 | 0.059081 | 0.074706 | 0.090679 | 0.10587 | 0.11891 | 0.1289 | 0.13594 | 0.14037 | 0.15067 | 0.14264 | 0.13292 | 0.12159 | 0.10843 | 0.093385 | 0.077218 | 1.6781 | 306.0235 | 280.1305 | 307.3022 | 257.6617 | 255.7129 | 223.0581 | 221.9416 | 216.4855 | 206.2795 | 223.2328 | 252.7953 | 286.4388 | 0 | 1465.5658 | 1347.7714 | 1481.8394 | 1368.6566 | 1390.1678 | 1223.8124 | 1201.7074 | 1177.7082 | 1117.9865 | 1184.894 | 1215.1383 | 1377.9542 | 2.0528
LO5Med | NR | Clean Water Pumps | Commercial | Motors/Drives | 0.97111 | 0.73893 | 9943.6299 | 24.0774 | Commercial | Clean Water Pumps-DHW-NR-Commercial-Trim | 0.010924 | 0.024533 | 0.041417 | 0.061239 | 0.083934 | 0.11061 | 0.13986 | 0.16976 | 0.19819 | 0.22262 | 0.24132 | 0.2545 | 0.26279 | 0.28208 | 0.26703 | 0.24885 | 0.22762 | 0.20298 | 0.17482 | 0.14456 | 3.1416 | 163.687 | 149.8372 | 164.371 | 137.819 | 136.7767 | 119.3101 | 118.7129 | 115.7946 | 110.3355 | 119.4036 | 135.2161 | 153.2115 | 0 | 783.9073 | 720.901 | 792.6118 | 732.0722 | 743.5781 | 654.5973 | 642.7737 | 629.937 | 597.9928 | 633.7805 | 649.9577 | 737.0453 | 1.098
LO12Med | New | Clean Water Pumps | Commercial | Motors/Drives | 0.28084 | 0.20793 | 3185.7273 | 26.6889 | Commercial | Clean Water Pumps-HVAC-New-Commercial-VS->VS | 0.01064 | 0.021671 | 0.033123 | 0.044997 | 0.057212 | 0.06867 | 0.078296 | 0.086468 | 0.093594 | 0.099771 | 0.10513 | 0.11011 | 0.11483 | 0.1193 | 0.12351 | 0.12746 | 0.13026 | 0.133 | 0.13583 | 0.13882 | 2.3232 | 47.7685 | 42.9093 | 45.5889 | 43.8865 | 40.1374 | 36.5393 | 36.1164 | 35.1614 | 36.6453 | 42.7462 | 42.9783 | 47.8223 | 0 | 237.4895 | 209.7039 | 230.9161 | 220.9003 | 226.7035 | 220.61 | 222.5425 | 217.8005 | 216.9655 | 228.5832 | 218.7876 | 236.4249 | 1.0486
LO12Med | New | Clean Water Pumps | Commercial | Motors/Drives | 0.37696 | 0.27909 | 4276.0377 | 39.0072 | Commercial | Clean Water Pumps-HVAC-New-Commercial-CS->CS | 0.002695 | 0.0054337 | 0.0082175 | 0.011039 | 0.013872 | 0.016445 | 0.018508 | 0.020162 | 0.021511 | 0.022586 | 0.023421 | 0.024122 | 0.024713 | 0.025199 | 0.025578 | 0.025852 | 0.025846 | 0.025784 | 0.025695 | 0.025588 | 0.51156 | 64.1172 | 57.5949 | 61.1917 | 58.9065 | 53.8743 | 49.0449 | 48.4772 | 47.1953 | 49.1872 | 57.376 | 57.6876 | 64.1894 | 0 | 318.7699 | 281.4747 | 309.9468 | 296.5032 | 304.2924 | 296.1135 | 298.7073 | 292.3423 | 291.2217 | 306.8154 | 293.6674 | 317.341 | 0.81325
LO12Med | New | Clean Water Pumps | Commercial | Motors/Drives | 0.43714 | 0.32365 | 4958.7116 | 22.2806 | Commercial | Clean Water Pumps-HVAC-New-Commercial-CS->VS | 0.0012501 | 0.0025205 | 0.0038118 | 0.0051206 | 0.0064346 | 0.0076284 | 0.0085853 | 0.0093524 | 0.0099783 | 0.010477 | 0.010864 | 0.011189 | 0.011463 | 0.011689 | 0.011864 | 0.011992 | 0.011989 | 0.01196 | 0.011919 | 0.011869 | 0.23729 | 74.3535 | 66.79 | 70.961 | 68.311 | 62.4754 | 56.875 | 56.2166 | 54.7301 | 57.0399 | 66.5361 | 66.8975 | 74.4373 | 0 | 369.6618 | 326.4125 | 359.4302 | 343.8402 | 352.873 | 343.3883 | 346.3962 | 339.0151 | 337.7155 | 355.7988 | 340.5517 | 368.0048 | 1.1698
LO12Med | New | Clean Water Pumps | Commercial | Motors/Drives | 0.23382 | 0.17311 | 2652.3341 | 55.4582 | Commercial | Clean Water Pumps-HVAC-New-Commercial-Trim | 0.0023403 | 0.0047186 | 0.007136 | 0.0095862 | 0.012046 | 0.014281 | 0.016072 | 0.017509 | 0.01868 | 0.019613 | 0.020339 | 0.020947 | 0.02146 | 0.021883 | 0.022211 | 0.02245 | 0.022445 | 0.022391 | 0.022314 | 0.02222 | 0.44423 | 39.7705 | 35.7249 | 37.9559 | 36.5385 | 33.4171 | 30.4215 | 30.0694 | 29.2742 | 30.5097 | 35.5891 | 35.7824 | 39.8153 | 0 | 197.7261 | 174.5927 | 192.2533 | 183.9145 | 188.746 | 183.6728 | 185.2817 | 181.3337 | 180.6385 | 190.311 | 182.1556 | 196.8398 | 0.6257
LO12Med | New | Clean Water Pumps | Commercial | Motors/Drives | 0.27422 | 0.20866 | 2807.8988 | 27.6169 | Commercial | Clean Water Pumps-DHW-New-Commercial-VS->VS | 0.0024662 | 0.0050452 | 0.0077472 | 0.010575 | 0.013512 | 0.016301 | 0.018685 | 0.020748 | 0.022585 | 0.024216 | 0.02567 | 0.027053 | 0.028392 | 0.029691 | 0.030944 | 0.032155 | 0.033096 | 0.034038 | 0.035021 | 0.036064 | 0.56969 | 46.2222 | 42.3113 | 46.4153 | 38.9176 | 38.6232 | 33.691 | 33.5224 | 32.6983 | 31.1567 | 33.7174 | 38.1825 | 43.2641 | 0 | 221.3611 | 203.5692 | 223.819 | 206.7238 | 209.9728 | 184.8463 | 181.5075 | 177.8826 | 168.8622 | 178.968 | 183.5361 | 208.1281 | 1.0113
LO12Med | New | Clean Water Pumps | Commercial | Motors/Drives | 0.38848 | 0.29559 | 3977.7755 | 18.9667 | Commercial | Clean Water Pumps-DHW-New-Commercial-CS->CS | 0.0013398 | 0.0027014 | 0.0040853 | 0.0054881 | 0.0068963 | 0.0081758 | 0.0092014 | 0.010024 | 0.010694 | 0.011228 | 0.011644 | 0.011992 | 0.012286 | 0.012528 | 0.012716 | 0.012852 | 0.012849 | 0.012819 | 0.012774 | 0.012721 | 0.25432 | 65.4801 | 59.9398 | 65.7537 | 55.1321 | 54.7151 | 47.7279 | 47.489 | 46.3216 | 44.1378 | 47.7653 | 54.0908 | 61.2896 | 0 | 313.5884 | 288.3838 | 317.0705 | 292.8527 | 297.4554 | 261.8602 | 257.1304 | 251.9953 | 239.2166 | 253.5328 | 260.0042 | 294.8421 | 1.2531
LO12Med | New | Clean Water Pumps | Commercial | Motors/Drives | 0.56008 | 0.42617 | 5734.8871 | 14.5891 | Commercial | Clean Water Pumps-DHW-New-Commercial-CS->VS | 0.00077266 | 0.0015579 | 0.002356 | 0.0031649 | 0.0039771 | 0.0047149 | 0.0053064 | 0.0057805 | 0.0061673 | 0.0064753 | 0.006715 | 0.0069158 | 0.0070851 | 0.0072247 | 0.0073331 | 0.0074119 | 0.0074102 | 0.0073925 | 0.0073669 | 0.0073361 | 0.14666 | 94.4048 | 86.4171 | 94.7993 | 79.4857 | 78.8846 | 68.8109 | 68.4665 | 66.7834 | 63.6349 | 68.8648 | 77.9845 | 88.3631 | 0 | 452.1105 | 415.7723 | 457.1307 | 422.2151 | 428.8511 | 377.5323 | 370.7132 | 363.3097 | 344.8862 | 365.5265 | 374.8565 | 425.0833 | 1.4256
LO12Med | New | Clean Water Pumps | Commercial | Motors/Drives | 0.29958 | 0.22795 | 3067.4977 | 42.2426 | Commercial | Clean Water Pumps-DHW-New-Commercial-Trim | 0.0014465 | 0.0029164 | 0.0044106 | 0.005925 | 0.0074454 | 0.0088268 | 0.009934 | 0.010822 | 0.011546 | 0.012122 | 0.012571 | 0.012947 | 0.013264 | 0.013525 | 0.013728 | 0.013876 | 0.013873 | 0.013839 | 0.013792 | 0.013734 | 0.27457 | 50.4956 | 46.2231 | 50.7066 | 42.5156 | 42.1941 | 36.8058 | 36.6216 | 35.7213 | 34.0373 | 36.8347 | 41.7126 | 47.264 | 0 | 241.8266 | 222.3898 | 244.5118 | 225.836 | 229.3855 | 201.9359 | 198.2885 | 194.3285 | 184.474 | 195.5142 | 200.5046 | 227.3702 | 0.76254
LO12Med | New | Clean Water Pumps | Commercial | Motors/Drives | 0.56008 | 0.42617 | 5734.8871 | 46.3907 | Commercial | Clean Water Pumps-DHW-New-Commercial-SystemUpgrade | 0.002318 | 0.0046736 | 0.007068 | 0.0094948 | 0.011931 | 0.014145 | 0.015919 | 0.017341 | 0.018502 | 0.019426 | 0.020145 | 0.020747 | 0.021255 | 0.021674 | 0.021999 | 0.022236 | 0.022231 | 0.022177 | 0.022101 | 0.022008 | 0.43999 | 94.4048 | 86.4171 | 94.7993 | 79.4857 | 78.8846 | 68.8109 | 68.4665 | 66.7834 | 63.6349 | 68.8648 | 77.9845 | 88.3631 | 0 | 452.1105 | 415.7723 | 457.1307 | 422.2151 | 428.8511 | 377.5323 | 370.7132 | 363.3097 | 344.8862 | 365.5265 | 374.8565 | 425.0833 | 0.71281
Retro5Med | Retro | Clean Water Pumps | Commercial | Motors/Drives | 1.7767 | 1.3154 | 20153.9389 | 26.7079 | Commercial | Clean Water Pumps-HVAC-Retro-Commercial-SystemUpgrade | 0.34362 | 0.42783 | 0.53085 | 0.62479 | 0.72248 | 0.85622 | 0.95203 | 0.98561 | 0.94114 | 0.81961 | 0.64249 | 0.43066 | 0.25323 | 0.12346 | 0.05288 | 0.019465 | 0.0061539 | 0.0013573 | 0.00022575 | 2.7413e-05 | 10.2041 | 302.1988 | 271.4579 | 288.4103 | 277.6399 | 253.922 | 231.1597 | 228.484 | 222.4423 | 231.8302 | 270.4261 | 271.8946 | 302.5394 | 0 | 1502.435 | 1326.6544 | 1460.8499 | 1397.4869 | 1434.1993 | 1395.6501 | 1407.8755 | 1377.876 | 1372.594 | 1446.091 | 1384.1212 | 1495.7003 | 1.0482
Retro5Med | Retro | Clean Water Pumps | Commercial | Motors/Drives | 1.8156 | 1.3815 | 18590.2645 | 26.9581 | Commercial | Clean Water Pumps-DHW-Retro-Commercial-SystemUpgrade | 0.16915 | 0.21061 | 0.26133 | 0.30758 | 0.35568 | 0.42153 | 0.4687 | 0.48525 | 0.46336 | 0.40354 | 0.31633 | 0.21204 | 0.12468 | 0.060787 | 0.026037 | 0.0095846 | 0.0030302 | 0.00066837 | 0.00011116 | 1.3499e-05 | 5.0247 | 306.0235 | 280.1305 | 307.3022 | 257.6617 | 255.7129 | 223.0581 | 221.9416 | 216.4855 | 206.2795 | 223.2328 | 252.7953 | 286.4388 | 0 | 1465.5658 | 1347.7714 | 1481.8394 | 1368.6566 | 1390.1678 | 1223.8124 | 1201.7074 | 1177.7082 | 1117.9865 | 1184.894 | 1215.1383 | 1377.9542 | 1.0264
Retro5Med | Retro | ARC | Commercial | HVAC | 6.1215e-06 | 4.5322e-06 | 0.072013 | 18.6846 | Large Off | ARC-Large Off | 0.0025512 | 0.0031674 | 0.0038624 | 0.0044584 | 0.0050659 | 0.0059016 | 0.0064599 | 0.0065789 | 0.0061796 | 0.0052913 | 0.0040751 | 0.0026856 | 0.0015528 | 0.00074429 | 0.00031378 | 0.00011368 | 3.5391e-05 | 7.6878e-06 | 1.2598e-06 | 1.5071e-07 | 0.056041 | 0.0010412 | 0.0009353 | 0.00099371 | 0.0009566 | 0.00087488 | 0.00079645 | 0.00078723 | 0.00076642 | 0.00079876 | 0.00093174 | 0.0009368 | 0.0010424 | 0 | 0.0051766 | 0.0045709 | 0.0050333 | 0.004815 | 0.0049415 | 0.0048087 | 0.0048508 | 0.0047474 | 0.0047292 | 0.0049825 | 0.0047689 | 0.0051534 | 1.2392
Retro5Med | Retro | ARC | Commercial | HVAC | 5.2732e-05 | 3.9042e-05 | 0.62075 | 18.7811 | Medium Off | ARC-Medium Off | 0.079288 | 0.099064 | 0.12081 | 0.13928 | 0.15802 | 0.18409 | 0.20177 | 0.2054 | 0.19291 | 0.16512 | 0.127 | 0.083695 | 0.048367 | 0.023165 | 0.0097652 | 0.003536 | 0.0011008 | 0.00023908 | 3.9176e-05 | 4.6857e-06 | 1.7482 | 0.0089692 | 0.0080568 | 0.00856 | 0.0082403 | 0.0075364 | 0.0068608 | 0.0067814 | 0.0066021 | 0.0068807 | 0.0080262 | 0.0080698 | 0.0089793 | 0 | 0.044592 | 0.039375 | 0.043358 | 0.041477 | 0.042567 | 0.041423 | 0.041786 | 0.040895 | 0.040738 | 0.04292 | 0.041081 | 0.044392 | 1.2362
Retro5Med | Retro | ARC | Commercial | HVAC | 7.2304e-06 | 5.3533e-06 | 0.074614 | 22.279 | Small Off | ARC-Small Off | 0.004796 | 0.0059131 | 0.0072138 | 0.0083391 | 0.0094769 | 0.011043 | 0.012086 | 0.012306 | 0.01156 | 0.0099039 | 0.0076332 | 0.005034 | 0.0029123 | 0.0013969 | 0.00058907 | 0.00021347 | 6.6469e-05 | 1.4441e-05 | 2.3665e-06 | 2.8316e-07 | 0.10548 | 0.0012298 | 0.0011047 | 0.0011737 | 0.0011299 | 0.0010334 | 0.00094073 | 0.00092984 | 0.00090525 | 0.00094346 | 0.0011005 | 0.0011065 | 0.0012312 | 0 | 0.0061143 | 0.005399 | 0.0059451 | 0.0056872 | 0.0058366 | 0.0056797 | 0.0057295 | 0.0056074 | 0.0055859 | 0.005885 | 0.0056328 | 0.0060869 | 1.1393
Retro5Med | Retro | ARC | Commercial | HVAC | 2.9526e-05 | 2.186e-05 | 0.31286 | 25.3905 | XLarge Ret | ARC-XLarge Ret | 0.035795 | 0.044106 | 0.05372 | 0.062199 | 0.070911 | 0.082389 | 0.090216 | 0.091629 | 0.085597 | 0.073468 | 0.056414 | 0.037116 | 0.0214 | 0.010245 | 0.0043086 | 0.0015583 | 0.00048417 | 0.000105 | 1.7173e-05 | 2.0515e-06 | 0.76263 | 0.0050221 | 0.0045112 | 0.0047929 | 0.004614 | 0.0042198 | 0.0038415 | 0.0037971 | 0.0036967 | 0.0038527 | 0.0044941 | 0.0045185 | 0.0050277 | 0 | 0.024968 | 0.022047 | 0.024277 | 0.023224 | 0.023834 | 0.023194 | 0.023397 | 0.022898 | 0.02281 | 0.024032 | 0.023002 | 0.024856 | 1.067
Retro5Med | Retro | ARC | Commercial | HVAC | 2.7737e-06 | 2.0536e-06 | 0.029391 | 26.1274 | Large Ret | ARC-Large Ret | 0.0044503 | 0.0054663 | 0.0066584 | 0.0076971 | 0.0087478 | 0.010175 | 0.011118 | 0.011299 | 0.010584 | 0.0090665 | 0.006975 | 0.0045919 | 0.0026514 | 0.00127 | 0.00053454 | 0.00019341 | 6.0117e-05 | 1.304e-05 | 2.1333e-06 | 2.5487e-07 | 0.094815 | 0.00047179 | 0.0004238 | 0.00045027 | 0.00043345 | 0.00039642 | 0.00036089 | 0.00035671 | 0.00034728 | 0.00036193 | 0.00042219 | 0.00042448 | 0.00047232 | 0 | 0.0023456 | 0.0020712 | 0.0022807 | 0.0021818 | 0.0022391 | 0.0021789 | 0.002198 | 0.0021511 | 0.0021429 | 0.0022576 | 0.0021609 | 0.0023351 | 1.0514
Retro5Med | Retro | ARC | Commercial | HVAC | 4.7631e-05 | 3.5265e-05 | 0.50041 | 25.3358 | Medium Ret | ARC-Medium Ret | 0.021077 | 0.026136 | 0.031835 | 0.036916 | 0.042266 | 0.049019 | 0.053852 | 0.054629 | 0.050839 | 0.043762 | 0.033506 | 0.022025 | 0.012671 | 0.0060602 | 0.0025455 | 0.0009199 | 0.00028566 | 6.1935e-05 | 1.0125e-05 | 1.2093e-06 | 0.44915 | 0.0081016 | 0.0072775 | 0.007732 | 0.0074432 | 0.0068074 | 0.0061971 | 0.0061254 | 0.0059634 | 0.0062151 | 0.0072498 | 0.0072892 | 0.0081107 | 0 | 0.040279 | 0.035566 | 0.039164 | 0.037465 | 0.038449 | 0.037416 | 0.037744 | 0.036939 | 0.036798 | 0.038768 | 0.037107 | 0.040098 | 1.0681
Retro5Med | Retro | ARC | Commercial | HVAC | 6.7661e-07 | 5.0095e-07 | 0.0071084 | 23.7545 | Small Ret | ARC-Small Ret | 0.00020366 | 0.00025049 | 0.0003051 | 0.00035288 | 0.0004015 | 0.00046681 | 0.00051054 | 0.00051873 | 0.0004854 | 0.00041614 | 0.00031991 | 0.00021056 | 0.00012151 | 5.819e-05 | 2.4483e-05 | 8.857e-06 | 2.7526e-06 | 5.9704e-07 | 9.7657e-08 | 1.1667e-08 | 0.0043438 | 0.00011509 | 0.00010338 | 0.00010983 | 0.00010573 | 9.67e-05 | 8.8032e-05 | 8.7013e-05 | 8.4712e-05 | 8.8287e-05 | 0.00010299 | 0.00010354 | 0.00011522 | 0 | 0.00057217 | 0.00050523 | 0.00055633 | 0.0005322 | 0.00054618 | 0.0005315 | 0.00053616 | 0.00052473 | 0.00052272 | 0.00055071 | 0.00052711 | 0.0005696 | 1.1036
Retro5Med | Retro | ARC | Commercial | HVAC | 9.8085e-06 | 7.2621e-06 | 0.13138 | 16.4894 | School K-12 | ARC-School K-12 | 0.0061918 | 0.0076389 | 0.0093274 | 0.010804 | 0.012295 | 0.014339 | 0.01569 | 0.015987 | 0.015025 | 0.01289 | 0.0099459 | 0.0065633 | 0.0038006 | 0.0018249 | 0.00077009 | 0.00027935 | 8.7055e-05 | 1.8931e-05 | 3.1049e-06 | 3.7189e-07 | 0.13837 | 0.0016683 | 0.0014986 | 0.0015922 | 0.0015328 | 0.0014018 | 0.0012762 | 0.0012614 | 0.001228 | 0.0012799 | 0.0014929 | 0.001501 | 0.0016702 | 0 | 0.0082945 | 0.0073241 | 0.0080649 | 0.0077151 | 0.0079178 | 0.007705 | 0.0077725 | 0.0076068 | 0.0075777 | 0.0079834 | 0.0076413 | 0.0082573 | 1.311
Retro5Med | Retro | ARC | Commercial | HVAC | 9.9717e-06 | 7.3829e-06 | 0.13014 | 16.9438 | University | ARC-University | 0.0034586 | 0.0042598 | 0.0051988 | 0.0060246 | 0.006853 | 0.0079946 | 0.0087464 | 0.0089096 | 0.00837 | 0.0071751 | 0.0055362 | 0.0036522 | 0.0021143 | 0.0010149 | 0.00042823 | 0.00015531 | 4.8389e-05 | 1.052e-05 | 1.7249e-06 | 2.0653e-07 | 0.076843 | 0.0016961 | 0.0015236 | 0.0016187 | 0.0015583 | 0.0014252 | 0.0012974 | 0.0012824 | 0.0012485 | 0.0013012 | 0.0015178 | 0.001526 | 0.001698 | 0 | 0.0084325 | 0.0074459 | 0.0081991 | 0.0078435 | 0.0080495 | 0.0078332 | 0.0079018 | 0.0077334 | 0.0077038 | 0.0081163 | 0.0077685 | 0.0083947 | 1.2954
Retro5Med | Retro | ARC | Commercial | HVAC | 2.593e-06 | 1.9198e-06 | 0.027409 | 25.181 | Warehouse | ARC-Warehouse | 0.00081329 | 0.0010001 | 0.00122 | 0.0014089 | 0.0015993 | 0.0018574 | 0.0020289 | 0.0020619 | 0.0019308 | 0.0016524 | 0.0012718 | 0.00083715 | 0.00048345 | 0.00023155 | 9.7485e-05 | 3.5271e-05 | 1.0964e-05 | 2.3778e-06 | 3.8896e-07 | 4.6465e-08 | 0.017288 | 0.00044106 | 0.00039619 | 0.00042093 | 0.00040521 | 0.0003706 | 0.00033737 | 0.00033347 | 0.00032465 | 0.00033835 | 0.00039468 | 0.00039683 | 0.00044155 | 0 | 0.0021928 | 0.0019362 | 0.0021321 | 0.0020396 | 0.0020932 | 0.0020369 | 0.0020548 | 0.002011 | 0.0020033 | 0.0021106 | 0.0020201 | 0.002183 | 1.0715
Retro5Med | Retro | ARC | Commercial | HVAC | 9.1239e-06 | 6.7552e-06 | 0.095894 | 25.518 | Supermarket | ARC-Supermarket | 0.0031053 | 0.0038278 | 0.0046621 | 0.005385 | 0.0061137 | 0.0071165 | 0.0077702 | 0.0078964 | 0.0073918 | 0.0063352 | 0.0048696 | 0.0032055 | 0.0018492 | 0.00088571 | 0.00037266 | 0.0001348 | 4.1889e-05 | 9.0849e-06 | 1.4857e-06 | 1.7748e-07 | 0.06602 | 0.0015519 | 0.001394 | 0.0014811 | 0.0014258 | 0.001304 | 0.0011871 | 0.0011733 | 0.0011423 | 0.0011905 | 0.0013887 | 0.0013963 | 0.0015536 | 0 | 0.0077155 | 0.0068128 | 0.007502 | 0.0071766 | 0.0073651 | 0.0071672 | 0.0072299 | 0.0070759 | 0.0070488 | 0.0074262 | 0.0071079 | 0.0076809 | 1.0642
Retro5Med | Retro | ARC | Commercial | HVAC | 0.00012136 | 8.9856e-05 | 1.2756 | 22.5044 | MiniMart | ARC-MiniMart | 0.02652 | 0.032648 | 0.039852 | 0.04615 | 0.052501 | 0.061609 | 0.067441 | 0.068645 | 0.064389 | 0.055309 | 0.042603 | 0.028095 | 0.01625 | 0.0077981 | 0.0032886 | 0.0011922 | 0.00037133 | 8.0721e-05 | 1.3232e-05 | 1.5844e-06 | 0.59006 | 0.020643 | 0.018543 | 0.019701 | 0.018966 | 0.017345 | 0.015791 | 0.015608 | 0.015195 | 0.015836 | 0.018473 | 0.018573 | 0.020666 | 0 | 0.10263 | 0.090624 | 0.099791 | 0.095462 | 0.09797 | 0.095337 | 0.096172 | 0.094123 | 0.093762 | 0.098782 | 0.094549 | 0.10217 | 1.1337
Retro5Med | Retro | ARC | Commercial | HVAC | 0.00014377 | 0.00010644 | 1.8903 | 16.6656 | Restaurant | ARC-Restaurant | 0.1151 | 0.14242 | 0.1724 | 0.19811 | 0.22389 | 0.25942 | 0.28224 | 0.28534 | 0.26549 | 0.22694 | 0.17351 | 0.11374 | 0.065257 | 0.031119 | 0.013024 | 0.0046905 | 0.0014508 | 0.00031329 | 5.1005e-05 | 6.067e-06 | 2.2575 | 0.024454 | 0.021966 | 0.023338 | 0.022466 | 0.020547 | 0.018705 | 0.018489 | 0.018 | 0.018759 | 0.021883 | 0.022001 | 0.024481 | 0 | 0.12157 | 0.10735 | 0.11821 | 0.11308 | 0.11605 | 0.11293 | 0.11392 | 0.1115 | 0.11107 | 0.11702 | 0.112 | 0.12103 | 1.3049
Retro5Med | Retro | ARC | Commercial | HVAC | 1.2666e-05 | 9.3776e-06 | 0.15999 | 14.4877 | Lodging | ARC-Lodging | 0.0037926 | 0.0046822 | 0.0056987 | 0.0065836 | 0.0074802 | 0.008716 | 0.0095323 | 0.0096968 | 0.0090857 | 0.0077994 | 0.0060013 | 0.0039571 | 0.002285 | 0.0010962 | 0.00046145 | 0.00016717 | 5.2e-05 | 1.129e-05 | 1.8484e-06 | 2.2106e-07 | 0.082272 | 0.0021544 | 0.0019352 | 0.0020561 | 0.0019793 | 0.0018102 | 0.0016479 | 0.0016289 | 0.0015858 | 0.0016527 | 0.0019279 | 0.0019383 | 0.0021568 | 0 | 0.010711 | 0.0094577 | 0.010414 | 0.0099626 | 0.010224 | 0.0099495 | 0.010037 | 0.0098228 | 0.0097852 | 0.010309 | 0.0098674 | 0.010663 | 1.3856
Retro5Med | Retro | ARC | Commercial | HVAC | 1.5404e-05 | 1.1405e-05 | 0.19974 | 17.8542 | Hospital | ARC-Hospital | 0.0046402 | 0.0058436 | 0.0071705 | 0.0083128 | 0.0094126 | 0.011001 | 0.012051 | 0.012179 | 0.011323 | 0.0096705 | 0.0074327 | 0.004874 | 0.0028064 | 0.0013409 | 0.00056381 | 0.00020391 | 6.3397e-05 | 1.375e-05 | 2.2497e-06 | 2.6889e-07 | 0.099808 | 0.00262 | 0.0023535 | 0.0025005 | 0.0024071 | 0.0022015 | 0.0020041 | 0.0019809 | 0.0019286 | 0.00201 | 0.0023446 | 0.0023573 | 0.002623 | 0 | 0.013026 | 0.011502 | 0.012665 | 0.012116 | 0.012434 | 0.0121 | 0.012206 | 0.011946 | 0.0119 | 0.012538 | 0.012 | 0.012968 | 1.2653
Retro5Med | Retro | ARC | Commercial | HVAC | 1.492e-05 | 1.1047e-05 | 0.17074 | 18.3446 | Residential Care | ARC-Residential Care | 0.0047431 | 0.0059221 | 0.0072255 | 0.0083602 | 0.0095147 | 0.011085 | 0.01213 | 0.012272 | 0.011456 | 0.009788 | 0.0075322 | 0.0049492 | 0.0028545 | 0.0013656 | 0.00057481 | 0.00020799 | 6.4686e-05 | 1.4033e-05 | 2.2967e-06 | 2.7451e-07 | 0.10208 | 0.0025378 | 0.0022797 | 0.002422 | 0.0023316 | 0.0021324 | 0.0019412 | 0.0019188 | 0.001868 | 0.0019469 | 0.002271 | 0.0022833 | 0.0025407 | 0 | 0.012617 | 0.011141 | 0.012268 | 0.011736 | 0.012044 | 0.01172 | 0.011823 | 0.011571 | 0.011527 | 0.012144 | 0.011624 | 0.012561 | 1.2497
Retro5Med | Retro | ARC | Commercial | HVAC | 4.0017e-05 | 2.9628e-05 | 0.47028 | 20.6464 | Assembly | ARC-Assembly | 0.063299 | 0.078275 | 0.096086 | 0.11024 | 0.12512 | 0.14581 | 0.15958 | 0.16233 | 0.1522 | 0.1302 | 0.10005 | 0.065733 | 0.037907 | 0.018153 | 0.0076356 | 0.0027614 | 0.00085816 | 0.00018612 | 3.0447e-05 | 3.6369e-06 | 1.3523 | 0.0068065 | 0.0061141 | 0.0064959 | 0.0062534 | 0.0057192 | 0.0052065 | 0.0051462 | 0.0050101 | 0.0052216 | 0.0060909 | 0.006124 | 0.0068142 | 0 | 0.03384 | 0.029881 | 0.032903 | 0.031476 | 0.032303 | 0.031435 | 0.03171 | 0.031034 | 0.030915 | 0.032571 | 0.031175 | 0.033688 | 1.1822
Retro5Med | Retro | ARC | Commercial | HVAC | 8.228e-06 | 6.0918e-06 | 0.096697 | 19.3617 | Other | ARC-Other | 0.0037576 | 0.0046477 | 0.0056626 | 0.0064934 | 0.0073333 | 0.0085527 | 0.0092933 | 0.0093644 | 0.0087158 | 0.0074338 | 0.0056849 | 0.0037193 | 0.0021328 | 0.0010157 | 0.00042527 | 0.00015314 | 4.736e-05 | 1.0228e-05 | 1.6659e-06 | 1.9806e-07 | 0.073628 | 0.0013995 | 0.0012571 | 0.0013357 | 0.0012858 | 0.0011759 | 0.0010705 | 0.0010581 | 0.0010302 | 0.0010736 | 0.0012524 | 0.0012592 | 0.0014011 | 0 | 0.0069579 | 0.0061439 | 0.0067653 | 0.0064719 | 0.0066419 | 0.0064634 | 0.00652 | 0.0063811 | 0.0063566 | 0.006697 | 0.00641 | 0.0069267 | 1.2188
LO3Slow | New | ARC | Commercial | HVAC | 6.1215e-06 | 4.5322e-06 | 0.072013 | 18.6846 | Large Off | ARC-Large Off | 1.8663e-07 | 4.6553e-07 | 8.4418e-07 | 1.5714e-06 | 2.7379e-06 | 5.1156e-06 | 8.2806e-06 | 1.2661e-05 | 1.7608e-05 | 2.114e-05 | 2.6008e-05 | 3.0226e-05 | 3.0169e-05 | 3.5938e-05 | 3.7594e-05 | 4.1891e-05 | 4.3146e-05 | 4.8988e-05 | 4.1132e-05 | 4.3992e-05 | 0.00044969 | 0.0010412 | 0.0009353 | 0.00099371 | 0.0009566 | 0.00087488 | 0.00079645 | 0.00078723 | 0.00076642 | 0.00079876 | 0.00093174 | 0.0009368 | 0.0010424 | 0 | 0.0051766 | 0.0045709 | 0.0050333 | 0.004815 | 0.0049415 | 0.0048087 | 0.0048508 | 0.0047474 | 0.0047292 | 0.0049825 | 0.0047689 | 0.0051534 | 1.2392
LO3Slow | New | ARC | Commercial | HVAC | 5.2732e-05 | 3.9042e-05 | 0.62075 | 18.7811 | Medium Off | ARC-Medium Off | 9.3225e-05 | 0.00023632 | 0.00042707 | 0.00073619 | 0.0013056 | 0.0026147 | 0.004127 | 0.0062944 | 0.0087618 | 0.010026 | 0.012951 | 0.015137 | 0.014728 | 0.018222 | 0.017841 | 0.020594 | 0.021027 | 0.023753 | 0.019475 | 0.020917 | 0.21927 | 0.0089692 | 0.0080568 | 0.00856 | 0.0082403 | 0.0075364 | 0.0068608 | 0.0067814 | 0.0066021 | 0.0068807 | 0.0080262 | 0.0080698 | 0.0089793 | 0 | 0.044592 | 0.039375 | 0.043358 | 0.041477 | 0.042567 | 0.041423 | 0.041786 | 0.040895 | 0.040738 | 0.04292 | 0.041081 | 0.044392 | 1.2362
LO3Slow | New | ARC | Commercial | HVAC | 7.2304e-06 | 5.3533e-06 | 0.074614 | 22.279 | Small Off | ARC-Small Off | 3.2337e-06 | 8.2859e-06 | 1.5565e-05 | 2.7797e-05 | 4.8614e-05 | 9.3915e-05 | 0.00014558 | 0.00021988 | 0.00031629 | 0.00037046 | 0.00046742 | 0.0005446 | 0.00054569 | 0.00065199 | 0.00064681 | 0.00072946 | 0.00075009 | 0.00082481 | 0.0007167 | 0.0007548 | 0.007882 | 0.0012298 | 0.0011047 | 0.0011737 | 0.0011299 | 0.0010334 | 0.00094073 | 0.00092984 | 0.00090525 | 0.00094346 | 0.0011005 | 0.0011065 | 0.0012312 | 0 | 0.0061143 | 0.005399 | 0.0059451 | 0.0056872 | 0.0058366 | 0.0056797 | 0.0057295 | 0.0056074 | 0.0055859 | 0.005885 | 0.0056328 | 0.0060869 | 1.1393
LO3Slow | New | ARC | Commercial | HVAC | 2.9526e-05 | 2.186e-05 | 0.31286 | 25.3905 | XLarge Ret | ARC-XLarge Ret | 6.1047e-08 | 1.5594e-07 | 4.3863e-07 | 1.2463e-06 | 2.0347e-06 | 4.2751e-06 | 6.4262e-06 | 7.1077e-06 | 1.4206e-05 | 1.6109e-05 | 2.0593e-05 | 2.1586e-05 | 2.5496e-05 | 2.6394e-05 | 2.8171e-05 | 2.8882e-05 | 3.0748e-05 | 2.7871e-05 | 2.8338e-05 | 2.7902e-05 | 0.00031804 | 0.0050221 | 0.0045112 | 0.0047929 | 0.004614 | 0.0042198 | 0.0038415 | 0.0037971 | 0.0036967 | 0.0038527 | 0.0044941 | 0.0045185 | 0.0050277 | 0 | 0.024968 | 0.022047 | 0.024277 | 0.023224 | 0.023834 | 0.023194 | 0.023397 | 0.022898 | 0.02281 | 0.024032 | 0.023002 | 0.024856 | 1.067
LO3Slow | New | ARC | Commercial | HVAC | 2.7737e-06 | 2.0536e-06 | 0.029391 | 26.1274 | Large Ret | ARC-Large Ret | 0 | 0 | 0 | 0 | 0 | 0 | 0 | 0 | 0 | 0 | 0 | 0 | 0 | 0 | 0 | 0 | 0 | 0 | 0 | 0 | 0 | 0.00047179 | 0.0004238 | 0.00045027 | 0.00043345 | 0.00039642 | 0.00036089 | 0.00035671 | 0.00034728 | 0.00036193 | 0.00042219 | 0.00042448 | 0.00047232 | 0 | 0.0023456 | 0.0020712 | 0.0022807 | 0.0021818 | 0.0022391 | 0.0021789 | 0.002198 | 0.0021511 | 0.0021429 | 0.0022576 | 0.0021609 | 0.0023351 | 1.0514
LO3Slow | New | ARC | Commercial | HVAC | 4.7631e-05 | 3.5265e-05 | 0.50041 | 25.3358 | Medium Ret | ARC-Medium Ret | 9.7654e-07 | 2.5184e-06 | 7.0722e-06 | 2.0946e-05 | 3.3523e-05 | 7.3059e-05 | 0.0001091 | 0.00011948 | 0.00024101 | 0.0002709 | 0.00035094 | 0.00036582 | 0.00043121 | 0.00044499 | 0.00047265 | 0.00048547 | 0.00051754 | 0.00046305 | 0.00046422 | 0.00044831 | 0.0053228 | 0.0081016 | 0.0072775 | 0.007732 | 0.0074432 | 0.0068074 | 0.0061971 | 0.0061254 | 0.0059634 | 0.0062151 | 0.0072498 | 0.0072892 | 0.0081107 | 0 | 0.040279 | 0.035566 | 0.039164 | 0.037465 | 0.038449 | 0.037416 | 0.037744 | 0.036939 | 0.036798 | 0.038768 | 0.037107 | 0.040098 | 1.0681
LO3Slow | New | ARC | Commercial | HVAC | 6.7661e-07 | 5.0095e-07 | 0.0071084 | 23.7545 | Small Ret | ARC-Small Ret | 8.39e-08 | 2.1378e-07 | 5.563e-07 | 1.4469e-06 | 2.4001e-06 | 4.8941e-06 | 7.3274e-06 | 8.3955e-06 | 1.6543e-05 | 1.9029e-05 | 2.414e-05 | 2.5844e-05 | 2.9912e-05 | 3.1137e-05 | 3.2946e-05 | 3.3871e-05 | 3.589e-05 | 3.2951e-05 | 3.3509e-05 | 3.2571e-05 | 0.00037366 | 0.00011509 | 0.00010338 | 0.00010983 | 0.00010573 | 9.67e-05 | 8.8032e-05 | 8.7013e-05 | 8.4712e-05 | 8.8287e-05 | 0.00010299 | 0.00010354 | 0.00011522 | 0 | 0.00057217 | 0.00050523 | 0.00055633 | 0.0005322 | 0.00054618 | 0.0005315 | 0.00053616 | 0.00052473 | 0.00052272 | 0.00055071 | 0.00052711 | 0.0005696 | 1.1036
LO3Slow | New | ARC | Commercial | HVAC | 9.8085e-06 | 7.2621e-06 | 0.13138 | 16.4894 | School K-12 | ARC-School K-12 | 4.5049e-07 | 1.1523e-06 | 2.5628e-06 | 5.023e-06 | 8.8215e-06 | 1.3943e-05 | 2.0957e-05 | 2.9099e-05 | 4.5914e-05 | 5.6686e-05 | 6.6311e-05 | 7.7739e-05 | 8.3059e-05 | 8.7926e-05 | 9.1675e-05 | 9.7179e-05 | 9.7105e-05 | 0.00010085 | 0.00010352 | 0.00010745 | 0.0010974 | 0.0016683 | 0.0014986 | 0.0015922 | 0.0015328 | 0.0014018 | 0.0012762 | 0.0012614 | 0.001228 | 0.0012799 | 0.0014929 | 0.001501 | 0.0016702 | 0 | 0.0082945 | 0.0073241 | 0.0080649 | 0.0077151 | 0.0079178 | 0.007705 | 0.0077725 | 0.0076068 | 0.0075777 | 0.0079834 | 0.0076413 | 0.0082573 | 1.311
LO3Slow | New | ARC | Commercial | HVAC | 9.9717e-06 | 7.3829e-06 | 0.13014 | 16.9439 | University | ARC-University | 0 | 0 | 0 | 0 | 0 | 0 | 0 | 0 | 0 | 0 | 0 | 0 | 0 | 0 | 0 | 0 | 0 | 0 | 0 | 0 | 0 | 0.0016961 | 0.0015236 | 0.0016187 | 0.0015583 | 0.0014252 | 0.0012974 | 0.0012824 | 0.0012485 | 0.0013012 | 0.0015178 | 0.001526 | 0.001698 | 0 | 0.0084325 | 0.0074459 | 0.0081991 | 0.0078435 | 0.0080495 | 0.0078332 | 0.0079018 | 0.0077334 | 0.0077038 | 0.0081163 | 0.0077685 | 0.0083947 | 1.2954
LO3Slow | New | ARC | Commercial | HVAC | 2.593e-06 | 1.9198e-06 | 0.027409 | 25.181 | Warehouse | ARC-Warehouse | 9.1382e-08 | 2.9839e-07 | 6.3232e-07 | 1.2576e-06 | 1.7042e-06 | 3.1902e-06 | 4.754e-06 | 5.2188e-06 | 8.6378e-06 | 1.0732e-05 | 1.2543e-05 | 1.3457e-05 | 1.4192e-05 | 1.7697e-05 | 1.8367e-05 | 2.1968e-05 | 1.9571e-05 | 2.0366e-05 | 2.0355e-05 | 2.0166e-05 | 0.0002152 | 0.00044106 | 0.00039619 | 0.00042093 | 0.00040521 | 0.0003706 | 0.00033737 | 0.00033347 | 0.00032465 | 0.00033835 | 0.00039468 | 0.00039683 | 0.00044155 | 0 | 0.0021928 | 0.0019362 | 0.0021321 | 0.0020396 | 0.0020932 | 0.0020369 | 0.0020548 | 0.002011 | 0.0020033 | 0.0021106 | 0.0020201 | 0.002183 | 1.0715
LO3Slow | New | ARC | Commercial | HVAC | 9.1239e-06 | 6.7552e-06 | 0.095894 | 25.518 | Supermarket | ARC-Supermarket | 1.3849e-07 | 3.5919e-07 | 7.8301e-07 | 1.5889e-06 | 3.0538e-06 | 5.2601e-06 | 8.0882e-06 | 9.6925e-06 | 1.8885e-05 | 2.1277e-05 | 2.8025e-05 | 2.7677e-05 | 3.4464e-05 | 3.6769e-05 | 3.9826e-05 | 4.1139e-05 | 4.428e-05 | 3.7777e-05 | 3.981e-05 | 3.8684e-05 | 0.00043758 | 0.0015519 | 0.001394 | 0.0014811 | 0.0014258 | 0.001304 | 0.0011871 | 0.0011733 | 0.0011423 | 0.0011905 | 0.0013887 | 0.0013963 | 0.0015536 | 0 | 0.0077155 | 0.0068128 | 0.007502 | 0.0071766 | 0.0073651 | 0.0071672 | 0.0072299 | 0.0070759 | 0.0070488 | 0.0074262 | 0.0071079 | 0.0076809 | 1.0642
LO3Slow | New | ARC | Commercial | HVAC | 0.00012136 | 8.9856e-05 | 1.2756 | 22.5045 | MiniMart | ARC-MiniMart | 3.1562e-06 | 8.0024e-06 | 1.7935e-05 | 3.4548e-05 | 0.0001473 | 0.00025993 | 0.00037683 | 0.00045503 | 0.00085102 | 0.00096713 | 0.0011867 | 0.0012956 | 0.0014669 | 0.0015951 | 0.0016737 | 0.0016975 | 0.0018206 | 0.0016512 | 0.0017192 | 0.001807 | 0.019034 | 0.020643 | 0.018543 | 0.019701 | 0.018966 | 0.017345 | 0.015791 | 0.015608 | 0.015195 | 0.015836 | 0.018473 | 0.018573 | 0.020666 | 0 | 0.10263 | 0.090624 | 0.099791 | 0.095462 | 0.09797 | 0.095337 | 0.096172 | 0.094123 | 0.093762 | 0.098782 | 0.094549 | 0.10217 | 1.1337
LO3Slow | New | ARC | Commercial | HVAC | 0.00014377 | 0.00010644 | 1.8903 | 16.6656 | Restaurant | ARC-Restaurant | 2.2708e-05 | 5.2038e-05 | 0.00010793 | 0.00021307 | 0.0003943 | 0.0007117 | 0.0010445 | 0.0011662 | 0.0024214 | 0.002746 | 0.0037885 | 0.0037553 | 0.0048745 | 0.0046911 | 0.0054559 | 0.0055467 | 0.0063056 | 0.005709 | 0.0062586 | 0.0054715 | 0.060737 | 0.024454 | 0.021966 | 0.023338 | 0.022466 | 0.020547 | 0.018705 | 0.018489 | 0.018 | 0.018759 | 0.021883 | 0.022001 | 0.024481 | 0 | 0.12157 | 0.10735 | 0.11821 | 0.11308 | 0.11605 | 0.11293 | 0.11392 | 0.1115 | 0.11107 | 0.11702 | 0.112 | 0.12103 | 1.3049
LO3Slow | New | ARC | Commercial | HVAC | 1.2666e-05 | 9.3776e-06 | 0.15999 | 14.4877 | Lodging | ARC-Lodging | 4.0002e-06 | 8.3911e-06 | 1.6109e-05 | 3.1504e-05 | 6.1499e-05 | 0.00011619 | 0.00017559 | 0.00019062 | 0.00043993 | 0.00046899 | 0.00068932 | 0.0006404 | 0.00092556 | 0.00077843 | 0.0010552 | 0.0010476 | 0.0011324 | 0.0010909 | 0.0012829 | 0.0010455 | 0.011201 | 0.0021544 | 0.0019352 | 0.0020561 | 0.0019793 | 0.0018102 | 0.0016479 | 0.0016289 | 0.0015858 | 0.0016527 | 0.0019279 | 0.0019383 | 0.0021568 | 0 | 0.010711 | 0.0094577 | 0.010414 | 0.0099626 | 0.010224 | 0.0099495 | 0.010037 | 0.0098228 | 0.0097852 | 0.010309 | 0.0098674 | 0.010663 | 1.3856
LO3Slow | New | ARC | Commercial | HVAC | 1.5404e-05 | 1.1405e-05 | 0.19974 | 17.8542 | Hospital | ARC-Hospital | 0 | 0 | 0 | 0 | 0 | 0 | 0 | 0 | 0 | 0 | 0 | 0 | 0 | 0 | 0 | 0 | 0 | 0 | 0 | 0 | 0 | 0.00262 | 0.0023535 | 0.0025005 | 0.0024071 | 0.0022015 | 0.0020041 | 0.0019809 | 0.0019286 | 0.00201 | 0.0023446 | 0.0023573 | 0.002623 | 0 | 0.013026 | 0.011502 | 0.012665 | 0.012116 | 0.012434 | 0.0121 | 0.012206 | 0.011946 | 0.0119 | 0.012538 | 0.012 | 0.012968 | 1.2653
LO3Slow | New | ARC | Commercial | HVAC | 1.492e-05 | 1.1047e-05 | 0.17074 | 18.3446 | Residential Care | ARC-Residential Care | 2.4413e-06 | 6.6576e-06 | 1.555e-05 | 3.3955e-05 | 6.4056e-05 | 0.00011743 | 0.00015139 | 0.00017687 | 0.00023687 | 0.00031616 | 0.00034964 | 0.00036721 | 0.00034975 | 0.00038412 | 0.00040164 | 0.000487 | 0.00047233 | 0.00050501 | 0.00051773 | 0.000557 | 0.0055128 | 0.0025378 | 0.0022797 | 0.002422 | 0.0023316 | 0.0021324 | 0.0019412 | 0.0019188 | 0.001868 | 0.0019469 | 0.002271 | 0.0022833 | 0.0025407 | 0 | 0.012617 | 0.011141 | 0.012268 | 0.011736 | 0.012044 | 0.01172 | 0.011823 | 0.011571 | 0.011527 | 0.012144 | 0.011624 | 0.012561 | 1.2497
LO3Slow | New | ARC | Commercial | HVAC | 4.0017e-05 | 2.9628e-05 | 0.47028 | 20.6464 | Assembly | ARC-Assembly | 9.6186e-06 | 4.1316e-05 | 5.7629e-05 | 0.00011218 | 0.00022897 | 0.00046038 | 0.00076132 | 0.0011473 | 0.0017119 | 0.0020946 | 0.0023414 | 0.0025054 | 0.003097 | 0.0033322 | 0.0035548 | 0.0038406 | 0.0040558 | 0.0041943 | 0.0038873 | 0.0039717 | 0.041406 | 0.0068065 | 0.0061141 | 0.0064959 | 0.0062534 | 0.0057192 | 0.0052065 | 0.0051462 | 0.0050101 | 0.0052216 | 0.0060909 | 0.006124 | 0.0068142 | 0 | 0.03384 | 0.029881 | 0.032903 | 0.031476 | 0.032303 | 0.031435 | 0.03171 | 0.031034 | 0.030915 | 0.032571 | 0.031175 | 0.033688 | 1.1822
LO3Slow | New | ARC | Commercial | HVAC | 8.228e-06 | 6.0918e-06 | 0.096697 | 19.3617 | Other | ARC-Other | 1.6427e-06 | 5.4372e-06 | 1.0305e-05 | 1.9621e-05 | 5.0197e-05 | 8.4058e-05 | 0.00010846 | 0.00013769 | 0.00022629 | 0.0002774 | 0.00033071 | 0.00032738 | 0.00034735 | 0.0003667 | 0.00041042 | 0.00039856 | 0.00046791 | 0.00052983 | 0.00045641 | 0.0004707 | 0.0050271 | 0.0013995 | 0.0012571 | 0.0013357 | 0.0012858 | 0.0011759 | 0.0010705 | 0.0010581 | 0.0010302 | 0.0010736 | 0.0012524 | 0.0012592 | 0.0014011 | 0 | 0.0069579 | 0.0061439 | 0.0067653 | 0.0064719 | 0.0066419 | 0.0064634 | 0.00652 | 0.0063811 | 0.0063566 | 0.006697 | 0.00641 | 0.0069267 | 1.2188
LOEven20 | NEW | Compressors | Commercial | Compressed Air | 0.67914 | 0.37177 | 9040.4731 | 24.9748 | Commercial Building | Compressors-NEW, Rotary-Commercial Building-CS->CS, Pre-Standard | 8.5173e-05 | 0.00017232 | 0.00026145 | 0 | 0 | 0 | 0 | 0 | 0 | 0 | 0 | 0 | 0 | 0 | 0 | 0 | 0 | 0 | 0 | 0 | 0.0051697 | 73.7876 | 65.5753 | 73.2592 | 60.9394 | 60.3588 | 59.2408 | 61.5291 | 61.3958 | 58.5183 | 62.1757 | 70.5406 | 73.0745 | 0 | 691.6393 | 634.8957 | 702.4635 | 685.9007 | 701.7929 | 693.1622 | 704.2308 | 721.1224 | 678.8007 | 709.4709 | 657.5031 | 679.0956 | 1.0897
LOEven20 | NEW | Compressors | Commercial | Compressed Air | 0.76862 | 0.42075 | 10231.5527 | 54.1752 | Commercial Building | Compressors-NEW, Rotary-Commercial Building-VS->VS, Pre-Standard | 5.7992e-05 | 0.00011733 | 0.00017802 | 0 | 0 | 0 | 0 | 0 | 0 | 0 | 0 | 0 | 0 | 0 | 0 | 0 | 0 | 0 | 0 | 0 | 0.0035199 | 83.5091 | 74.2148 | 82.9111 | 68.9681 | 68.3111 | 67.0458 | 69.6355 | 69.4847 | 66.2281 | 70.3673 | 79.8343 | 82.7021 | 0 | 782.7626 | 718.5431 | 795.0128 | 776.2679 | 794.2539 | 784.4861 | 797.013 | 816.13 | 768.2325 | 802.9435 | 744.129 | 768.5662 | 0.62246
LOEven20 | NEW | Compressors | Commercial | Compressed Air | 0.66255 | 0.36268 | 8819.6002 | 55.1845 | Commercial Building | Compressors-NEW, Rotary-Commercial Building-CS->VS, Pre-Standard | 4.6329e-05 | 9.3732e-05 | 0.00014221 | 0 | 0 | 0 | 0 | 0 | 0 | 0 | 0 | 0 | 0 | 0 | 0 | 0 | 0 | 0 | 0 | 0 | 0.002812 | 71.9849 | 63.9732 | 71.4694 | 59.4505 | 58.8841 | 57.7935 | 60.0258 | 59.8958 | 57.0886 | 60.6566 | 68.8172 | 71.2892 | 0 | 674.7415 | 619.3842 | 685.3012 | 669.1431 | 684.647 | 676.2272 | 687.0253 | 703.5042 | 662.2166 | 692.1374 | 641.4393 | 662.5042 | 0.61337
LOEven20 | NEW | Compressors | Commercial | Compressed Air | 0.4931 | 0.26993 | 6563.9373 | 32.8699 | Commercial Building | Compressors-NEW, Rotary-Commercial Building-CS->CS, Post-Standard | 0 | 0 | 0 | 0.00025598 | 0.00032358 | 0.00039261 | 0.00046308 | 0.000535 | 0.00060834 | 0.00068309 | 0.0007593 | 0.00083699 | 0.00091611 | 0.00099665 | 0.0010786 | 0.001162 | 0.0012468 | 0.0013331 | 0.0014207 | 0.0015091 | 0.023714 | 53.5743 | 47.6117 | 53.1907 | 44.2457 | 43.8242 | 43.0125 | 44.6739 | 44.5771 | 42.4879 | 45.1434 | 51.2168 | 53.0566 | 0 | 502.1725 | 460.9732 | 510.0315 | 498.006 | 509.5447 | 503.2782 | 511.3147 | 523.579 | 492.8509 | 515.1193 | 477.3876 | 493.065 | 0.90588
LOEven20 | NEW | Compressors | Commercial | Compressed Air | 0.6416 | 0.35122 | 8540.8174 | 61.3135 | Commercial Building | Compressors-NEW, Rotary-Commercial Building-VS->VS, Post-Standard | 0 | 0 | 0 | 0.00020039 | 0.0002533 | 0.00030734 | 0.00036251 | 0.0004188 | 0.00047621 | 0.00053473 | 0.00059439 | 0.0006552 | 0.00071714 | 0.00078019 | 0.00084436 | 0.00090963 | 0.00097604 | 0.0010435 | 0.0011121 | 0.0011813 | 0.018563 | 69.7095 | 61.951 | 69.2103 | 57.5713 | 57.0228 | 55.9667 | 58.1285 | 58.0025 | 55.2841 | 58.7393 | 66.6419 | 69.0358 | 0 | 653.4133 | 599.8058 | 663.6392 | 647.9919 | 663.0057 | 654.852 | 665.3088 | 681.2668 | 641.2842 | 670.2593 | 621.1638 | 641.5628 | 0.56341
LOEven20 | NEW | Compressors | Commercial | Compressed Air | 0.62476 | 0.342 | 8316.5698 | 60.3181 | Commercial Building | Compressors-NEW, Rotary-Commercial Building-CS->VS, Post-Standard | 0 | 0 | 0 | 0.00018084 | 0.00022859 | 0.00027736 | 0.00032714 | 0.00037794 | 0.00042976 | 0.00048257 | 0.0005364 | 0.00059128 | 0.00064718 | 0.00070408 | 0.00076199 | 0.00082089 | 0.00088082 | 0.00094174 | 0.0010036 | 0.0010661 | 0.016752 | 67.8792 | 60.3244 | 67.3931 | 56.0597 | 55.5257 | 54.4972 | 56.6022 | 56.4796 | 53.8325 | 57.1971 | 64.8921 | 67.2232 | 0 | 636.2573 | 584.0574 | 646.2147 | 630.9782 | 645.5978 | 637.6582 | 647.8405 | 663.3795 | 624.4467 | 652.661 | 604.8545 | 624.718 | 0.57096
LOEven20 | NEW | Compressors | Commercial | Compressed Air | 0.023132 | 0.012663 | 307.9274 | 68.7116 | Commercial Building | Compressors-NEW, Reciprocating-Commercial Building-CS->CS, No Standard Established | 0.0028463 | 0.0056926 | 0.0085389 | 0.011385 | 0.014232 | 0.017078 | 0.019924 | 0.02277 | 0.025617 | 0.028463 | 0.031309 | 0.034156 | 0.037002 | 0.039848 | 0.042695 | 0.045541 | 0.048387 | 0.051234 | 0.05408 | 0.056926 | 1.1385 | 2.5133 | 2.2336 | 2.4953 | 2.0757 | 2.0559 | 2.0178 | 2.0957 | 2.0912 | 1.9932 | 2.1178 | 2.4027 | 2.489 | 0 | 23.5579 | 21.6252 | 23.9266 | 23.3625 | 23.9038 | 23.6098 | 23.9868 | 24.5621 | 23.1206 | 24.1653 | 22.3952 | 23.1307 | 0.51297
LOEven20 | NR | Compressors | Commercial | Compressed Air | 0.67914 | 0.37177 | 9040.4731 | 24.9748 | Commercial Building | Compressors-NR, Rotary-Commercial Building-CS->CS, Pre-Standard | 0.00036314 | 0.0007347 | 0.0011147 | 0 | 0 | 0 | 0 | 0 | 0 | 0 | 0 | 0 | 0 | 0 | 0 | 0 | 0 | 0 | 0 | 0 | 0.022041 | 73.7876 | 65.5753 | 73.2592 | 60.9394 | 60.3588 | 59.2408 | 61.5291 | 61.3958 | 58.5183 | 62.1757 | 70.5406 | 73.0745 | 0 | 691.6393 | 634.8957 | 702.4635 | 685.9007 | 701.7929 | 693.1622 | 704.2308 | 721.1224 | 678.8007 | 709.4709 | 657.5031 | 679.0956 | 1.0897
LOEven20 | NR | Compressors | Commercial | Compressed Air | 0.76862 | 0.42075 | 10231.5527 | 54.1752 | Commercial Building | Compressors-NR, Rotary-Commercial Building-VS->VS, Pre-Standard | 0.00024726 | 0.00050024 | 0.00075899 | 0 | 0 | 0 | 0 | 0 | 0 | 0 | 0 | 0 | 0 | 0 | 0 | 0 | 0 | 0 | 0 | 0 | 0.015007 | 83.5091 | 74.2148 | 82.9111 | 68.9681 | 68.3111 | 67.0458 | 69.6355 | 69.4847 | 66.2281 | 70.3673 | 79.8343 | 82.7021 | 0 | 782.7626 | 718.5431 | 795.0128 | 776.2679 | 794.2539 | 784.4861 | 797.013 | 816.13 | 768.2325 | 802.9435 | 744.129 | 768.5662 | 0.62246
LOEven20 | NR | Compressors | Commercial | Compressed Air | 0.66255 | 0.36268 | 8819.6002 | 55.1845 | Commercial Building | Compressors-NR, Rotary-Commercial Building-CS->VS, Pre-Standard | 0.00019753 | 0.00039964 | 0.00060634 | 0 | 0 | 0 | 0 | 0 | 0 | 0 | 0 | 0 | 0 | 0 | 0 | 0 | 0 | 0 | 0 | 0 | 0.011989 | 71.9849 | 63.9732 | 71.4694 | 59.4505 | 58.8841 | 57.7935 | 60.0258 | 59.8958 | 57.0886 | 60.6566 | 68.8172 | 71.2892 | 0 | 674.7415 | 619.3842 | 685.3012 | 669.1431 | 684.647 | 676.2272 | 687.0253 | 703.5042 | 662.2166 | 692.1374 | 641.4393 | 662.5042 | 0.61337
LOEven20 | NR | Compressors | Commercial | Compressed Air | 0.4931 | 0.26993 | 6563.9373 | 32.8699 | Commercial Building | Compressors-NR, Rotary-Commercial Building-CS->CS, Post-Standard | 0 | 0 | 0 | 0.0010914 | 0.0013796 | 0.0016739 | 0.0019744 | 0.002281 | 0.0025937 | 0.0029124 | 0.0032373 | 0.0035686 | 0.0039059 | 0.0042493 | 0.0045988 | 0.0081356 | 0.0082242 | 0.0083071 | 0.0083843 | 0.0084521 | 0.073333 | 53.5743 | 47.6117 | 53.1907 | 44.2457 | 43.8242 | 43.0125 | 44.6739 | 44.5771 | 42.4879 | 45.1434 | 51.2168 | 53.0566 | 0 | 502.1725 | 460.9732 | 510.0315 | 498.006 | 509.5447 | 503.2782 | 511.3147 | 523.579 | 492.8509 | 515.1193 | 477.3876 | 493.065 | 0.90588
LOEven20 | NR | Compressors | Commercial | Compressed Air | 0.6416 | 0.35122 | 8540.8174 | 61.3135 | Commercial Building | Compressors-NR, Rotary-Commercial Building-VS->VS, Post-Standard | 0 | 0 | 0 | 0.00085436 | 0.00108 | 0.0013104 | 0.0015456 | 0.0017856 | 0.0020304 | 0.0022799 | 0.0025342 | 0.0027935 | 0.0030576 | 0.0033264 | 0.0036 | 0.0063686 | 0.0064379 | 0.0065029 | 0.0065633 | 0.0066164 | 0.057406 | 69.7095 | 61.951 | 69.2103 | 57.5713 | 57.0228 | 55.9667 | 58.1285 | 58.0025 | 55.2841 | 58.7393 | 66.6419 | 69.0358 | 0 | 653.4133 | 599.8058 | 663.6392 | 647.9919 | 663.0057 | 654.852 | 665.3088 | 681.2668 | 641.2842 | 670.2593 | 621.1638 | 641.5628 | 0.56341
LOEven20 | NR | Compressors | Commercial | Compressed Air | 0.62476 | 0.342 | 8316.5698 | 60.3181 | Commercial Building | Compressors-NR, Rotary-Commercial Building-CS->VS, Post-Standard | 0 | 0 | 0 | 0.00077102 | 0.0009746 | 0.0011825 | 0.0013948 | 0.0016114 | 0.0018323 | 0.0020575 | 0.002287 | 0.002521 | 0.0027593 | 0.0030019 | 0.0032488 | 0.0057473 | 0.0058099 | 0.0058685 | 0.005923 | 0.005971 | 0.051806 | 67.8792 | 60.3244 | 67.3931 | 56.0597 | 55.5257 | 54.4972 | 56.6022 | 56.4796 | 53.8325 | 57.1971 | 64.8921 | 67.2232 | 0 | 636.2573 | 584.0574 | 646.2147 | 630.9782 | 645.5978 | 637.6582 | 647.8405 | 663.3795 | 624.4467 | 652.661 | 604.8545 | 624.718 | 0.57096
LOEven20 | NR | Compressors | Commercial | Compressed Air | 0.023132 | 0.012663 | 307.9274 | 68.7116 | Commercial Building | Compressors-NR, Reciprocating-Commercial Building-CS->CS, No Standard Established | 0.012135 | 0.02454 | 0.037194 | 0.050092 | 0.063219 | 0.07656 | 0.090109 | 0.10388 | 0.11786 | 0.1321 | 0.17663 | 0.19424 | 0.21062 | 0.22716 | 0.2439 | 0.26075 | 0.27768 | 0.29462 | 0.31156 | 0.32829 | 2.8045 | 2.5133 | 2.2336 | 2.4953 | 2.0757 | 2.0559 | 2.0178 | 2.0957 | 2.0912 | 1.9932 | 2.1178 | 2.4027 | 2.489 | 0 | 23.5579 | 21.6252 | 23.9266 | 23.3625 | 23.9038 | 23.6098 | 23.9868 | 24.5621 | 23.1206 | 24.1653 | 22.3952 | 23.1307 | 0.51297
LO20Fast | NR | Bi-Level Stairwell Lighting | Commercial | Lighting | 0.36197 | 0.29057 | 4103.1729 | 46.7631 | Bi-Level Stairwell Lighting-NR | NR_LFStairwell8760_Fix_Repl_from LFTube to LINEAR_LEDPanel_CONTR | 0.10381 | 0.17583 | 0.22503 | 0.26281 | 0.29549 | 0.32336 | 0.34684 | 0.36639 | 0.38251 | 0.39564 | 0.40623 | 0.41403 | 0.41966 | 0.42361 | 0.42627 | 0.42792 | 0.42879 | 0.42985 | 0.43023 | 0.43146 | 6.8589 | 61.4981 | 55.0973 | 61.4758 | 50.1898 | 50.0807 | 48.1149 | 48.69 | 48.6751 | 49.1436 | 52.0336 | 57.4374 | 61.334 | 0 | 297.5232 | 265.0714 | 293.2876 | 289.5646 | 295.2401 | 284.0243 | 287.7593 | 289.5595 | 283.7635 | 297.5977 | 280.939 | 295.0725 | 0.71392
LO20Fast | NR | Bi-Level Stairwell Lighting | Commercial | Lighting | 0.13474 | 0.10816 | 1527.3157 | 63.4211 | Bi-Level Stairwell Lighting-NR | NR_LFStairwell3600_Fix_Repl_from LFTube to LINEAR_LEDPanel_CONTR | 0.012103 | 0.020498 | 0.026235 | 0.030639 | 0.03445 | 0.037699 | 0.040436 | 0.042716 | 0.044594 | 0.046125 | 0.04736 | 0.048269 | 0.048925 | 0.049386 | 0.049696 | 0.049888 | 0.04999 | 0.050113 | 0.050157 | 0.050301 | 0.79964 | 22.8913 | 20.5088 | 22.883 | 18.682 | 18.6414 | 17.9097 | 18.1238 | 18.1182 | 18.2926 | 19.3684 | 21.3798 | 22.8302 | 0 | 110.7465 | 98.667 | 109.1699 | 107.7841 | 109.8966 | 105.7218 | 107.1121 | 107.7821 | 105.6247 | 110.7742 | 104.5733 | 109.8342 | 0.56397
LOEven20 | NR | Chiller-Upgrade | Commercial | HVAC | 2.0704e-05 | 5.7412e-06 | 0.16495 | 44.7552 | Large Off | Chiller-Upgrade-NR-Large Off | 0.0025787 | 0.005142 | 0.0076898 | 0.010222 | 0.01274 | 0.015242 | 0.017729 | 0.0202 | 0.022657 | 0.025099 | 0.027526 | 0.029939 | 0.032336 | 0.034719 | 0.037087 | 0.039441 | 0.041781 | 0.044106 | 0.046416 | 0.048713 | 0.97425 | 0.00043053 | 0.00029894 | 0.00044382 | 0.00042953 | 0.00089656 | 0.0016221 | 0.0040882 | 0.0043288 | 0.0017818 | 0.00062883 | 0.00039374 | 0.0004026 | 0 | 0.0050289 | 0.0037273 | 0.0059849 | 0.0058762 | 0.012092 | 0.017846 | 0.031191 | 0.031319 | 0.017769 | 0.0089838 | 0.005034 | 0.0043504 | 0.82813
LOEven20 | NR | Chiller-Upgrade | Commercial | HVAC | 1.9373e-05 | 5.3719e-06 | 0.15434 | 44.7552 | Medium Off | Chiller-Upgrade-NR-Medium Off | 0.00023969 | 0.00047794 | 0.00071477 | 0.00095016 | 0.0011841 | 0.0014167 | 0.0016479 | 0.0018776 | 0.002106 | 0.002333 | 0.0025586 | 0.0027828 | 0.0030056 | 0.0032271 | 0.0034473 | 0.0036661 | 0.0038835 | 0.0040996 | 0.0043144 | 0.0045278 | 0.090557 | 0.00040284 | 0.00027972 | 0.00041527 | 0.00040191 | 0.0008389 | 0.0015178 | 0.0038253 | 0.0040504 | 0.0016672 | 0.00058838 | 0.00036841 | 0.00037671 | 0 | 0.0047055 | 0.0034876 | 0.0056 | 0.0054983 | 0.011314 | 0.016698 | 0.029185 | 0.029305 | 0.016626 | 0.008406 | 0.0047102 | 0.0040706 | 0.82813
LOEven20 | NR | Chiller-Upgrade | Commercial | HVAC | 8.5252e-06 | 2.364e-06 | 0.067919 | 44.7552 | Small Off | Chiller-Upgrade-NR-Small Off | 0 | 0 | 0 | 0 | 0 | 0 | 0 | 0 | 0 | 0 | 0 | 0 | 0 | 0 | 0 | 0 | 0 | 0 | 0 | 0 | 0 | 0.00017728 | 0.00012309 | 0.00018275 | 0.00017687 | 0.00036917 | 0.00066794 | 0.0016834 | 0.0017824 | 0.00073368 | 0.00025893 | 0.00016213 | 0.00016578 | 0 | 0.0020707 | 0.0015348 | 0.0024644 | 0.0024196 | 0.0049789 | 0.0073482 | 0.012843 | 0.012896 | 0.0073166 | 0.0036992 | 0.0020728 | 0.0017913 | 0.82813
LOEven20 | NR | Chiller-Upgrade | Commercial | HVAC | 1.5544e-05 | 4.3104e-06 | 0.12384 | 44.7552 | XLarge Ret | Chiller-Upgrade-NR-XLarge Ret | 0.00012733 | 0.00025348 | 0.00037848 | 0.00050232 | 0.00062501 | 0.00074656 | 0.00086698 | 0.00098627 | 0.0011045 | 0.0012215 | 0.0013375 | 0.0014524 | 0.0015662 | 0.0016789 | 0.0017905 | 0.0019011 | 0.0020106 | 0.0021191 | 0.0022266 | 0.002333 | 0.046659 | 0.00032323 | 0.00022444 | 0.00033321 | 0.00032249 | 0.00067313 | 0.0012179 | 0.0030694 | 0.00325 | 0.0013378 | 0.00047212 | 0.00029561 | 0.00030227 | 0 | 0.0037757 | 0.0027984 | 0.0044934 | 0.0044118 | 0.0090783 | 0.013398 | 0.023418 | 0.023514 | 0.013341 | 0.0067449 | 0.0037794 | 0.0032662 | 0.82813
LOEven20 | NR | Chiller-Upgrade | Commercial | HVAC | 1.3125e-05 | 3.6394e-06 | 0.10456 | 44.7552 | Large Ret | Chiller-Upgrade-NR-Large Ret | 0 | 0 | 0 | 0 | 0 | 0 | 0 | 0 | 0 | 0 | 0 | 0 | 0 | 0 | 0 | 0 | 0 | 0 | 0 | 0 | 0 | 0.00027292 | 0.00018951 | 0.00028134 | 0.00027229 | 0.00056835 | 0.0010283 | 0.0025916 | 0.0027441 | 0.0011295 | 0.00039863 | 0.0002496 | 0.00025522 | 0 | 0.0031879 | 0.0023628 | 0.0037939 | 0.003725 | 0.0076652 | 0.011313 | 0.019772 | 0.019854 | 0.011264 | 0.005695 | 0.0031911 | 0.0027578 | 0.82813
LOEven20 | NR | Chiller-Upgrade | Commercial | HVAC | 6.4495e-06 | 1.7884e-06 | 0.051382 | 44.7552 | Medium Ret | Chiller-Upgrade-NR-Medium Ret | 0 | 0 | 0 | 0 | 0 | 0 | 0 | 0 | 0 | 0 | 0 | 0 | 0 | 0 | 0 | 0 | 0 | 0 | 0 | 0 | 0 | 0.00013411 | 9.3123e-05 | 0.00013825 | 0.0001338 | 0.00027928 | 0.00050531 | 0.0012735 | 0.0013484 | 0.00055505 | 0.00019588 | 0.00012265 | 0.00012541 | 0 | 0.0015666 | 0.0011611 | 0.0018643 | 0.0018305 | 0.0037667 | 0.0055591 | 0.0097162 | 0.0097562 | 0.0055351 | 0.0027985 | 0.0015681 | 0.0013552 | 0.82813
LOEven20 | NR | Chiller-Upgrade | Commercial | HVAC | 4.3882e-06 | 1.2168e-06 | 0.03496 | 44.7552 | Small Ret | Chiller-Upgrade-NR-Small Ret | 0 | 0 | 0 | 0 | 0 | 0 | 0 | 0 | 0 | 0 | 0 | 0 | 0 | 0 | 0 | 0 | 0 | 0 | 0 | 0 | 0 | 9.125e-05 | 6.3361e-05 | 9.4067e-05 | 9.1039e-05 | 0.00019002 | 0.00034381 | 0.00086648 | 0.00091747 | 0.00037765 | 0.00013328 | 8.3451e-05 | 8.5331e-05 | 0 | 0.0010659 | 0.00078999 | 0.0012685 | 0.0012454 | 0.0025628 | 0.0037824 | 0.0066108 | 0.006638 | 0.0037661 | 0.0019041 | 0.0010669 | 0.00092205 | 0.82813
LOEven20 | NR | Chiller-Upgrade | Commercial | HVAC | 1.2046e-06 | 3.3403e-07 | 0.0095968 | 44.7552 | School K-12 | Chiller-Upgrade-NR-School K-12 | 8.2211e-05 | 0.00016408 | 0.0002456 | 0.00032678 | 0.00040761 | 0.00048811 | 0.00056826 | 0.00064808 | 0.00072756 | 0.0008067 | 0.00088551 | 0.00096398 | 0.0010421 | 0.0011199 | 0.0011974 | 0.0012745 | 0.0013514 | 0.0014278 | 0.001504 | 0.0015798 | 0.031597 | 2.5048e-05 | 1.7393e-05 | 2.5822e-05 | 2.4991e-05 | 5.2163e-05 | 9.4377e-05 | 0.00023785 | 0.00025185 | 0.00010367 | 3.6586e-05 | 2.2908e-05 | 2.3424e-05 | 0 | 0.00029259 | 0.00021686 | 0.00034821 | 0.00034188 | 0.00070351 | 0.0010383 | 0.0018147 | 0.0018222 | 0.0010338 | 0.00052268 | 0.00029288 | 0.00025311 | 0.82813
LOEven20 | NR | Chiller-Upgrade | Commercial | HVAC | 4.2053e-06 | 1.1661e-06 | 0.033503 | 44.7552 | University | Chiller-Upgrade-NR-University | 0.0001464 | 0.0002921 | 0.00043709 | 0.00058139 | 0.00072499 | 0.00086791 | 0.0010101 | 0.0011517 | 0.0012925 | 0.0014327 | 0.0015722 | 0.001711 | 0.0018491 | 0.0019866 | 0.0021233 | 0.0022595 | 0.0023949 | 0.0025297 | 0.0026638 | 0.0027973 | 0.055946 | 8.7447e-05 | 6.072e-05 | 9.0147e-05 | 8.7245e-05 | 0.00018211 | 0.00032948 | 0.00083038 | 0.00087924 | 0.00036191 | 0.00012772 | 7.9974e-05 | 8.1775e-05 | 0 | 0.0010215 | 0.00075707 | 0.0012156 | 0.0011935 | 0.002456 | 0.0036247 | 0.0063354 | 0.0063614 | 0.0036091 | 0.0018247 | 0.0010225 | 0.00088363 | 0.82813
LOEven20 | NR | Chiller-Upgrade | Commercial | HVAC | 4.1439e-08 | 1.1491e-08 | 0.00033014 | 44.7552 | Warehouse | Chiller-Upgrade-NR-Warehouse | 0 | 0 | 0 | 0 | 0 | 0 | 0 | 0 | 0 | 0 | 0 | 0 | 0 | 0 | 0 | 0 | 0 | 0 | 0 | 0 | 0 | 8.6169e-07 | 5.9833e-07 | 8.8829e-07 | 8.597e-07 | 1.7944e-06 | 3.2466e-06 | 8.1824e-06 | 8.6639e-06 | 3.5662e-06 | 1.2586e-06 | 7.8805e-07 | 8.058e-07 | 0 | 1.0065e-05 | 7.46e-06 | 1.1979e-05 | 1.1761e-05 | 2.4201e-05 | 3.5718e-05 | 6.2427e-05 | 6.2684e-05 | 3.5564e-05 | 1.7981e-05 | 1.0075e-05 | 8.7071e-06 | 0.82813
LOEven20 | NR | Chiller-Upgrade | Commercial | HVAC | 3.3157e-06 | 9.1942e-07 | 0.026415 | 44.7552 | Supermarket | Chiller-Upgrade-NR-Supermarket | 1.3885e-06 | 2.7639e-06 | 4.1263e-06 | 5.4757e-06 | 6.8123e-06 | 8.1362e-06 | 9.4474e-06 | 1.0746e-05 | 1.2032e-05 | 1.3306e-05 | 1.4568e-05 | 1.5817e-05 | 1.7054e-05 | 1.8279e-05 | 1.9493e-05 | 2.0694e-05 | 2.1884e-05 | 2.3061e-05 | 2.4228e-05 | 2.5383e-05 | 0.00050765 | 6.8947e-05 | 4.7874e-05 | 7.1075e-05 | 6.8788e-05 | 0.00014358 | 0.00025978 | 0.0006547 | 0.00069323 | 0.00028535 | 0.0001007 | 6.3055e-05 | 6.4475e-05 | 0 | 0.00080536 | 0.00059691 | 0.00095845 | 0.00094104 | 0.0019364 | 0.0028579 | 0.0049951 | 0.0050156 | 0.0028456 | 0.0014387 | 0.00080617 | 0.00069669 | 0.82813
LOEven20 | NR | Chiller-Upgrade | Commercial | HVAC | 5.127e-06 | 1.4217e-06 | 0.040847 | 44.7552 | MiniMart | Chiller-Upgrade-NR-MiniMart | 0 | 0 | 0 | 0 | 0 | 0 | 0 | 0 | 0 | 0 | 0 | 0 | 0 | 0 | 0 | 0 | 0 | 0 | 0 | 0 | 0 | 0.00010661 | 7.4029e-05 | 0.0001099 | 0.00010637 | 0.00022202 | 0.0004017 | 0.0010124 | 0.0010719 | 0.00044124 | 0.00015572 | 9.7502e-05 | 9.9699e-05 | 0 | 0.0012453 | 0.000923 | 0.0014821 | 0.0014551 | 0.0029943 | 0.0044192 | 0.0077239 | 0.0077557 | 0.0044002 | 0.0022247 | 0.0012466 | 0.0010773 | 0.82813
LOEven20 | NR | Chiller-Upgrade | Commercial | HVAC | 2.1422e-05 | 5.9402e-06 | 0.17066 | 44.7552 | Restaurant | Chiller-Upgrade-NR-Restaurant | 0 | 0 | 0 | 0 | 0 | 0 | 0 | 0 | 0 | 0 | 0 | 0 | 0 | 0 | 0 | 0 | 0 | 0 | 0 | 0 | 0 | 0.00044545 | 0.00030931 | 0.0004592 | 0.00044442 | 0.00092764 | 0.0016784 | 0.0042299 | 0.0044788 | 0.0018436 | 0.00065063 | 0.00040738 | 0.00041656 | 0 | 0.0052033 | 0.0038565 | 0.0061924 | 0.0060799 | 0.012511 | 0.018464 | 0.032272 | 0.032405 | 0.018385 | 0.0092952 | 0.0052085 | 0.0045012 | 0.82813
LOEven20 | NR | Chiller-Upgrade | Commercial | HVAC | 1.0812e-05 | 2.9981e-06 | 0.086137 | 44.7552 | Lodging | Chiller-Upgrade-NR-Lodging | 0.00023749 | 0.00047322 | 0.0007072 | 0.00093944 | 0.00117 | 0.0013988 | 0.0016258 | 0.0018512 | 0.0020749 | 0.002297 | 0.0025173 | 0.002736 | 0.002953 | 0.0031684 | 0.0033822 | 0.0035943 | 0.0038048 | 0.0040137 | 0.004221 | 0.0044267 | 0.088535 | 0.00022483 | 0.00015611 | 0.00023177 | 0.00022431 | 0.00046819 | 0.0008471 | 0.0021349 | 0.0022605 | 0.00093048 | 0.00032838 | 0.00020561 | 0.00021024 | 0 | 0.0026262 | 0.0019464 | 0.0031254 | 0.0030686 | 0.0063144 | 0.0093192 | 0.016288 | 0.016355 | 0.0092791 | 0.0046914 | 0.0026288 | 0.0022718 | 0.82813
LOEven20 | NR | Chiller-Upgrade | Commercial | HVAC | 0.00011586 | 3.2127e-05 | 0.92303 | 44.7552 | Hospital | Chiller-Upgrade-NR-Hospital | 0.006331 | 0.01261 | 0.018838 | 0.025014 | 0.031139 | 0.037214 | 0.043238 | 0.049212 | 0.055137 | 0.061012 | 0.066838 | 0.072615 | 0.078344 | 0.084025 | 0.089657 | 0.095242 | 0.10078 | 0.10627 | 0.11171 | 0.11711 | 2.3423 | 0.0024092 | 0.0016729 | 0.0024836 | 0.0024036 | 0.0050171 | 0.0090774 | 0.022877 | 0.024223 | 0.0099709 | 0.0035189 | 0.0022033 | 0.0022529 | 0 | 0.028142 | 0.020858 | 0.033491 | 0.032883 | 0.067664 | 0.099863 | 0.17454 | 0.17526 | 0.099433 | 0.050273 | 0.02817 | 0.024344 | 0.82813
LOEven20 | NR | Chiller-Upgrade | Commercial | HVAC | 3.0859e-05 | 8.5569e-06 | 0.24585 | 44.7552 | Residential Care | Chiller-Upgrade-NR-Residential Care | 0.00017134 | 0.00034128 | 0.00050982 | 0.00067698 | 0.00084275 | 0.0010072 | 0.0011702 | 0.0013319 | 0.0014922 | 0.0016512 | 0.0018089 | 0.0019653 | 0.0021203 | 0.002274 | 0.0024265 | 0.0025776 | 0.0027275 | 0.0028761 | 0.0030234 | 0.0031695 | 0.063391 | 0.00064168 | 0.00044556 | 0.00066149 | 0.0006402 | 0.0013363 | 0.0024177 | 0.0060933 | 0.0064518 | 0.0026557 | 0.00093724 | 0.00058685 | 0.00060006 | 0 | 0.0074954 | 0.0055554 | 0.0089202 | 0.0087582 | 0.018022 | 0.026598 | 0.046489 | 0.04668 | 0.026484 | 0.01339 | 0.0075029 | 0.006484 | 0.82813
LOEven20 | NR | Chiller-Upgrade | Commercial | HVAC | 1.5598e-08 | 4.3253e-09 | 0.00012427 | 44.7552 | Assembly | Chiller-Upgrade-NR-Assembly | 6.5742e-07 | 1.3089e-06 | 1.9546e-06 | 2.5944e-06 | 3.2285e-06 | 3.8568e-06 | 4.4794e-06 | 5.0964e-06 | 5.7077e-06 | 6.3134e-06 | 6.9136e-06 | 7.5083e-06 | 8.0975e-06 | 8.6812e-06 | 9.2596e-06 | 9.8326e-06 | 1.04e-05 | 1.0963e-05 | 1.152e-05 | 1.2072e-05 | 0.00024143 | 3.2435e-07 | 2.2522e-07 | 3.3436e-07 | 3.236e-07 | 6.7545e-07 | 1.2221e-06 | 3.08e-06 | 3.2612e-06 | 1.3424e-06 | 4.7375e-07 | 2.9663e-07 | 3.0331e-07 | 0 | 3.7887e-06 | 2.8081e-06 | 4.5089e-06 | 4.427e-06 | 9.1097e-06 | 1.3445e-05 | 2.3499e-05 | 2.3595e-05 | 1.3387e-05 | 6.7682e-06 | 3.7925e-06 | 3.2775e-06 | 0.82813
LOEven20 | NR | Chiller-Upgrade | Commercial | HVAC | 9.0152e-06 | 2.4999e-06 | 0.071823 | 44.7552 | Other | Chiller-Upgrade-NR-Other | 0.0003241 | 0.00064236 | 0.00095487 | 0.0012617 | 0.0015629 | 0.0018586 | 0.0021489 | 0.0024338 | 0.0027134 | 0.0029877 | 0.0032569 | 0.003521 | 0.0037801 | 0.0040343 | 0.0042835 | 0.004528 | 0.0047677 | 0.0050027 | 0.0052331 | 0.0054589 | 0.10918 | 0.00018746 | 0.00013017 | 0.00019325 | 0.00018703 | 0.00039039 | 0.00070632 | 0.0017801 | 0.0018849 | 0.00077585 | 0.00027381 | 0.00017144 | 0.00017531 | 0 | 0.0021897 | 0.001623 | 0.002606 | 0.0025587 | 0.0052651 | 0.0077705 | 0.013581 | 0.013637 | 0.0077371 | 0.0039118 | 0.0021919 | 0.0018943 | 0.82813
Retro12Med | Retro | Chiller-System | Commercial | HVAC | 1.1555e-05 | 3.2043e-06 | 0.09206 | 8.5848 | Large Off | Chiller-System-Retro-Large Off | 0.062966 | 0.062777 | 0.062589 | 0.062401 | 0.062214 | 0.055825 | 0.044526 | 0.035514 | 0.028326 | 0.022593 | 0.01802 | 0.014373 | 0.011464 | 0.0091434 | 0.0072928 | 0.0058167 | 3.9555e-05 | 1.4085e-05 | 4.7871e-06 | 1.5563e-06 | 0.54741 | 0.00024029 | 0.00016685 | 0.0002477 | 0.00023973 | 0.00050039 | 0.00090535 | 0.0022817 | 0.002416 | 0.00099447 | 0.00035096 | 0.00021975 | 0.0002247 | 0 | 0.0028068 | 0.0020803 | 0.0033403 | 0.0032796 | 0.0067486 | 0.00996 | 0.017408 | 0.01748 | 0.0099172 | 0.005014 | 0.0028096 | 0.002428 | 1.8126
Retro12Med | Retro | Chiller-System | Commercial | HVAC | 1.0812e-05 | 2.9982e-06 | 0.08614 | 6.8298 | Medium Off | Chiller-System-Retro-Medium Off | 0.0058527 | 0.0058351 | 0.0058176 | 0.0058002 | 0.0057828 | 0.0051889 | 0.0041387 | 0.003301 | 0.0026329 | 0.0021 | 0.0016749 | 0.0013359 | 0.0010655 | 0.00084988 | 0.00067786 | 0.00054066 | 3.6767e-06 | 1.3092e-06 | 4.4496e-07 | 1.4466e-07 | 0.050633 | 0.00022483 | 0.00015612 | 0.00023177 | 0.00022431 | 0.00046821 | 0.00084712 | 0.002135 | 0.0022606 | 0.00093051 | 0.00032839 | 0.00020562 | 0.00021025 | 0 | 0.0026262 | 0.0019465 | 0.0031255 | 0.0030687 | 0.0063146 | 0.0093195 | 0.016289 | 0.016356 | 0.0092793 | 0.0046915 | 0.0026289 | 0.0022719 | 1.9235
Retro12Med | Retro | Chiller-System | Commercial | HVAC | 4.7581e-06 | 1.3194e-06 | 0.037907 | 0.56694 | Small Off | Chiller-System-Retro-Small Off | 0 | 0 | 0 | 0 | 0 | 0 | 0 | 0 | 0 | 0 | 0 | 0 | 0 | 0 | 0 | 0 | 0 | 0 | 0 | 0 | 0 | 9.8941e-05 | 6.8701e-05 | 0.000102 | 9.8713e-05 | 0.00020604 | 0.00037279 | 0.00093952 | 0.00099481 | 0.00040948 | 0.00014451 | 9.0486e-05 | 9.2524e-05 | 0 | 0.0011557 | 0.00085658 | 0.0013754 | 0.0013504 | 0.0027788 | 0.0041012 | 0.0071681 | 0.0071976 | 0.0040835 | 0.0020646 | 0.0011569 | 0.00099977 | 2.4611
Retro12Med | Retro | Chiller-System | Commercial | HVAC | 2.0269e-05 | 5.6205e-06 | 0.16148 | 4.5552 | XLarge Ret | Chiller-System-Retro-XLarge Ret | 0.0072637 | 0.0072303 | 0.0071971 | 0.007164 | 0.007131 | 0.0063884 | 0.0050872 | 0.004051 | 0.0032259 | 0.0025689 | 0.0020456 | 0.001629 | 0.0012972 | 0.001033 | 0.00082258 | 0.00065504 | 4.4473e-06 | 1.581e-06 | 5.365e-07 | 1.7414e-07 | 0.06094 | 0.00042148 | 0.00029266 | 0.00043449 | 0.00042051 | 0.00087772 | 0.001588 | 0.0040023 | 0.0042378 | 0.0017444 | 0.00061561 | 0.00038546 | 0.00039414 | 0 | 0.0049233 | 0.003649 | 0.0058591 | 0.0057527 | 0.011838 | 0.017471 | 0.030535 | 0.030661 | 0.017395 | 0.008795 | 0.0049282 | 0.0042589 | 2.0893
Retro12Med | Retro | Chiller-System | Commercial | HVAC | 1.7114e-05 | 4.7456e-06 | 0.13634 | 4.5552 | Large Ret | Chiller-System-Retro-Large Ret | 0 | 0 | 0 | 0 | 0 | 0 | 0 | 0 | 0 | 0 | 0 | 0 | 0 | 0 | 0 | 0 | 0 | 0 | 0 | 0 | 0 | 0.00035587 | 0.00024711 | 0.00036686 | 0.00035505 | 0.00074109 | 0.0013408 | 0.0033793 | 0.0035781 | 0.0014728 | 0.00051979 | 0.00032546 | 0.00033279 | 0 | 0.0041569 | 0.003081 | 0.0049471 | 0.0048572 | 0.0099949 | 0.014751 | 0.025782 | 0.025888 | 0.014688 | 0.0074259 | 0.0041611 | 0.003596 | 2.0893
Retro12Med | Retro | Chiller-System | Commercial | HVAC | 8.4098e-06 | 2.332e-06 | 0.067 | 3.4695 | Medium Ret | Chiller-System-Retro-Medium Ret | 0 | 0 | 0 | 0 | 0 | 0 | 0 | 0 | 0 | 0 | 0 | 0 | 0 | 0 | 0 | 0 | 0 | 0 | 0 | 0 | 0 | 0.00017488 | 0.00012143 | 0.00018027 | 0.00017447 | 0.00036417 | 0.00065889 | 0.0016606 | 0.0017583 | 0.00072375 | 0.00025542 | 0.00015993 | 0.00016353 | 0 | 0.0020427 | 0.001514 | 0.002431 | 0.0023868 | 0.0049115 | 0.0072487 | 0.012669 | 0.012721 | 0.0072175 | 0.0036491 | 0.0020447 | 0.0017671 | 2.1789
Retro12Med | Retro | Chiller-System | Commercial | HVAC | 5.722e-06 | 1.5867e-06 | 0.045586 | 3.4695 | Small Ret | Chiller-System-Retro-Small Ret | 0 | 0 | 0 | 0 | 0 | 0 | 0 | 0 | 0 | 0 | 0 | 0 | 0 | 0 | 0 | 0 | 0 | 0 | 0 | 0 | 0 | 0.00011898 | 8.2619e-05 | 0.00012266 | 0.00011871 | 0.00024778 | 0.00044831 | 0.0011298 | 0.0011963 | 0.00049244 | 0.00017379 | 0.00010882 | 0.00011127 | 0 | 0.0013898 | 0.0010301 | 0.001654 | 0.001624 | 0.0033418 | 0.004932 | 0.0086202 | 0.0086556 | 0.0049107 | 0.0024828 | 0.0013912 | 0.0012023 | 2.1789
Retro12Med | Retro | Chiller-System | Commercial | HVAC | 3.8874e-06 | 1.078e-06 | 0.03097 | 2.2509 | School K-12 | Chiller-System-Retro-School K-12 | 0.011607 | 0.011583 | 0.011559 | 0.011534 | 0.01151 | 0.010337 | 0.0082524 | 0.0065881 | 0.0052594 | 0.0041987 | 0.0033519 | 0.0026759 | 0.0021362 | 0.0017054 | 0.0013614 | 0.0010869 | 7.3977e-06 | 2.6365e-06 | 8.9691e-07 | 2.9186e-07 | 0.10224 | 8.0836e-05 | 5.613e-05 | 8.3331e-05 | 8.0649e-05 | 0.00016834 | 0.00030457 | 0.0007676 | 0.00081277 | 0.00033455 | 0.00011807 | 7.3928e-05 | 7.5593e-05 | 0 | 0.00094423 | 0.00069983 | 0.0011237 | 0.0011033 | 0.0022703 | 0.0033507 | 0.0058564 | 0.0058805 | 0.0033363 | 0.0016868 | 0.00094518 | 0.00081682 | 2.2891
Retro12Med | Retro | Chiller-System | Commercial | HVAC | 1.3571e-05 | 3.7633e-06 | 0.10812 | 5.0944 | University | Chiller-System-Retro-University | 0.02067 | 0.02062 | 0.020571 | 0.020521 | 0.020472 | 0.018381 | 0.014669 | 0.011707 | 0.0093433 | 0.0074567 | 0.0059511 | 0.0047494 | 0.0037904 | 0.0030251 | 0.0024142 | 0.0019268 | 1.311e-05 | 4.6711e-06 | 1.5886e-06 | 5.1677e-07 | 0.18093 | 0.00028221 | 0.00019595 | 0.00029092 | 0.00028155 | 0.00058769 | 0.0010633 | 0.0026798 | 0.0028375 | 0.001168 | 0.00041219 | 0.00025809 | 0.0002639 | 0 | 0.0032964 | 0.0024432 | 0.003923 | 0.0038518 | 0.007926 | 0.011698 | 0.020445 | 0.020529 | 0.011647 | 0.0058888 | 0.0032997 | 0.0028516 | 2.0475
Retro12Med | Retro | Chiller-System | Commercial | HVAC | 5.4034e-08 | 1.4983e-08 | 0.00043048 | 1.7891 | Warehouse | Chiller-System-Retro-Warehouse | 0 | 0 | 0 | 0 | 0 | 0 | 0 | 0 | 0 | 0 | 0 | 0 | 0 | 0 | 0 | 0 | 0 | 0 | 0 | 0 | 0 | 1.1236e-06 | 7.8018e-07 | 1.1583e-06 | 1.121e-06 | 2.3398e-06 | 4.2334e-06 | 1.0669e-05 | 1.1297e-05 | 4.6502e-06 | 1.6411e-06 | 1.0276e-06 | 1.0507e-06 | 0 | 1.3125e-05 | 9.7275e-06 | 1.5619e-05 | 1.5336e-05 | 3.1557e-05 | 4.6574e-05 | 8.1402e-05 | 8.1737e-05 | 4.6373e-05 | 2.3446e-05 | 1.3138e-05 | 1.1354e-05 | 2.3338
Retro12Med | Retro | Chiller-System | Commercial | HVAC | 4.3234e-06 | 1.1989e-06 | 0.034444 | 9.3489 | Supermarket | Chiller-System-Retro-Supermarket | 7.921e-05 | 7.8836e-05 | 7.8464e-05 | 7.8094e-05 | 7.7725e-05 | 6.9622e-05 | 5.5435e-05 | 4.4139e-05 | 3.5144e-05 | 2.7983e-05 | 2.2281e-05 | 1.774e-05 | 1.4125e-05 | 1.1247e-05 | 8.955e-06 | 7.1302e-06 | 4.8404e-08 | 1.7205e-08 | 5.8378e-09 | 1.8947e-09 | 0.00066204 | 8.9903e-05 | 6.2426e-05 | 9.2678e-05 | 8.9695e-05 | 0.00018722 | 0.00033873 | 0.0008537 | 0.00090393 | 0.00037208 | 0.00013131 | 8.222e-05 | 8.4072e-05 | 0 | 0.0010501 | 0.00077833 | 0.0012498 | 0.0012271 | 0.002525 | 0.0037265 | 0.0065133 | 0.0065401 | 0.0037105 | 0.001876 | 0.0010512 | 0.00090844 | 1.7682
Retro12Med | Retro | Chiller-System | Commercial | HVAC | 6.6854e-06 | 1.8538e-06 | 0.053262 | 9.3489 | MiniMart | Chiller-System-Retro-MiniMart | 0 | 0 | 0 | 0 | 0 | 0 | 0 | 0 | 0 | 0 | 0 | 0 | 0 | 0 | 0 | 0 | 0 | 0 | 0 | 0 | 0 | 0.00013902 | 9.6529e-05 | 0.00014331 | 0.0001387 | 0.0002895 | 0.00052379 | 0.0013201 | 0.0013978 | 0.00057535 | 0.00020305 | 0.00012714 | 0.00013 | 0 | 0.0016238 | 0.0012035 | 0.0019325 | 0.0018974 | 0.0039044 | 0.0057624 | 0.010072 | 0.010113 | 0.0057376 | 0.0029009 | 0.0016255 | 0.0014047 | 1.7682
Retro12Med | Retro | Chiller-System | Commercial | HVAC | 2.7933e-05 | 7.7456e-06 | 0.22254 | 2.4727 | Restaurant | Chiller-System-Retro-Restaurant | 0 | 0 | 0 | 0 | 0 | 0 | 0 | 0 | 0 | 0 | 0 | 0 | 0 | 0 | 0 | 0 | 0 | 0 | 0 | 0 | 0 | 0.00058084 | 0.00040332 | 0.00059878 | 0.0005795 | 0.0012096 | 0.0021885 | 0.0055156 | 0.0058401 | 0.0024039 | 0.00084838 | 0.00053121 | 0.00054317 | 0 | 0.0067848 | 0.0050286 | 0.0080745 | 0.0079278 | 0.016313 | 0.024076 | 0.042081 | 0.042254 | 0.023973 | 0.01212 | 0.0067916 | 0.0058693 | 2.2682
Retro12Med | Retro | Chiller-System | Commercial | HVAC | 1.5559e-05 | 4.3145e-06 | 0.12396 | 7.7916 | Lodging | Chiller-System-Retro-Lodging | 0.014952 | 0.014897 | 0.014842 | 0.014787 | 0.014732 | 0.01321 | 0.010529 | 0.0083918 | 0.0066886 | 0.0053311 | 0.0042491 | 0.0033867 | 0.0026993 | 0.0021515 | 0.0017148 | 0.0013668 | 9.2879e-06 | 3.3048e-06 | 1.1225e-06 | 3.6467e-07 | 0.12765 | 0.00032354 | 0.00022466 | 0.00033353 | 0.00032279 | 0.00067376 | 0.001219 | 0.0030723 | 0.0032531 | 0.001339 | 0.00047256 | 0.00029589 | 0.00030256 | 0 | 0.0037792 | 0.0028011 | 0.0044977 | 0.004416 | 0.0090869 | 0.013411 | 0.02344 | 0.023536 | 0.013353 | 0.0067513 | 0.003783 | 0.0032693 | 1.8611
Retro12Med | Retro | Chiller-System | Commercial | HVAC | 9.0148e-05 | 2.4998e-05 | 0.7182 | 8.2478 | Hospital | Chiller-System-Retro-Hospital | 0.21551 | 0.21463 | 0.21375 | 0.21287 | 0.212 | 0.19002 | 0.15139 | 0.12062 | 0.096098 | 0.076563 | 0.060999 | 0.048599 | 0.03872 | 0.030849 | 0.024578 | 0.019582 | 0.00013302 | 4.7311e-05 | 1.6063e-05 | 5.2163e-06 | 1.882 | 0.0018746 | 0.0013016 | 0.0019324 | 0.0018702 | 0.0039037 | 0.0070629 | 0.0178 | 0.018848 | 0.0077582 | 0.002738 | 0.0017144 | 0.001753 | 0 | 0.021896 | 0.016229 | 0.026059 | 0.025585 | 0.052648 | 0.077702 | 0.13581 | 0.13637 | 0.077367 | 0.039116 | 0.021918 | 0.018942 | 1.8329
Retro12Med | Retro | Chiller-System | Commercial | HVAC | 2.401e-05 | 6.658e-06 | 0.19129 | 8.0752 | Residential Care | Chiller-System-Retro-Residential Care | 0.0058327 | 0.0058088 | 0.0057849 | 0.0057612 | 0.0057376 | 0.0051427 | 0.0040973 | 0.0032644 | 0.0026008 | 0.0020721 | 0.0016509 | 0.0013153 | 0.0010479 | 0.0008349 | 0.00066518 | 0.00052996 | 3.5999e-06 | 1.2804e-06 | 4.3472e-07 | 1.4117e-07 | 0.049406 | 0.00049928 | 0.00034668 | 0.0005147 | 0.00049813 | 0.0010397 | 0.0018812 | 0.0047411 | 0.0050201 | 0.0020664 | 0.00072925 | 0.00045661 | 0.0004669 | 0 | 0.005832 | 0.0043225 | 0.0069407 | 0.0068146 | 0.014023 | 0.020696 | 0.036172 | 0.036321 | 0.020606 | 0.010418 | 0.0058379 | 0.0050451 | 1.8435
Retro12Med | Retro | Chiller-System | Commercial | HVAC | 1.1936e-07 | 3.3097e-08 | 0.0009509 | 5.1869 | Assembly | Chiller-System-Retro-Assembly | 0.00022009 | 0.0002191 | 0.00021812 | 0.00021714 | 0.00021616 | 0.00019367 | 0.00015424 | 0.00012284 | 9.7832e-05 | 7.7914e-05 | 6.2052e-05 | 4.9419e-05 | 3.9358e-05 | 3.1345e-05 | 2.4963e-05 | 1.9881e-05 | 1.35e-07 | 4.7997e-08 | 1.6289e-08 | 5.2878e-09 | 0.0018542 | 2.4819e-06 | 1.7234e-06 | 2.5586e-06 | 2.4762e-06 | 5.1685e-06 | 9.3514e-06 | 2.3568e-05 | 2.4955e-05 | 1.0272e-05 | 3.6251e-06 | 2.2698e-06 | 2.321e-06 | 0 | 2.8991e-05 | 2.1487e-05 | 3.4502e-05 | 3.3875e-05 | 6.9707e-05 | 0.00010288 | 0.00017981 | 0.00018055 | 0.00010243 | 5.179e-05 | 2.902e-05 | 2.5079e-05 | 2.0405
Retro12Med | Retro | Chiller-System | Commercial | HVAC | 3.6238e-06 | 1.0049e-06 | 0.02887 | 5.1869 | Other | Chiller-System-Retro-Other | 0.0056996 | 0.0056483 | 0.0055975 | 0.0055471 | 0.0054972 | 0.0049029 | 0.0038871 | 0.0030817 | 0.0024431 | 0.0019369 | 0.0015356 | 0.0012174 | 0.00096517 | 0.00076518 | 0.00060664 | 0.00048094 | 3.2509e-06 | 1.1506e-06 | 3.8871e-07 | 1.2561e-07 | 0.04408 | 7.5355e-05 | 5.2324e-05 | 7.7681e-05 | 7.5181e-05 | 0.00015692 | 0.00028392 | 0.00071555 | 0.00075766 | 0.00031187 | 0.00011006 | 6.8915e-05 | 7.0467e-05 | 0 | 0.00088021 | 0.00065238 | 0.0010475 | 0.0010285 | 0.0021164 | 0.0031235 | 0.0054593 | 0.0054818 | 0.0031101 | 0.0015724 | 0.00088109 | 0.00076144 | 2.0405
LOEven20 | New | Chiller-Upgrade | Commercial | HVAC | 2.0704e-05 | 5.7412e-06 | 0.16495 | 44.7552 | Large Off | Chiller-Upgrade-New-Large Off | 0.00073331 | 0.0014224 | 0.001741 | 0.0022017 | 0.00272 | 0.0037976 | 0.0048452 | 0.0061421 | 0.0074165 | 0.0080555 | 0.0092902 | 0.01043 | 0.010306 | 0.01239 | 0.013273 | 0.015302 | 0.016417 | 0.019493 | 0.017147 | 0.019201 | 0.18232 | 0.00043053 | 0.00029894 | 0.00044382 | 0.00042953 | 0.00089656 | 0.0016221 | 0.0040882 | 0.0043288 | 0.0017818 | 0.00062883 | 0.00039374 | 0.0004026 | 0 | 0.0050289 | 0.0037273 | 0.0059849 | 0.0058762 | 0.012092 | 0.017846 | 0.031191 | 0.031319 | 0.017769 | 0.0089838 | 0.005034 | 0.0043504 | 0.82813
LOEven20 | New | Chiller-Upgrade | Commercial | HVAC | 1.9373e-05 | 5.3719e-06 | 0.15434 | 44.7552 | Medium Off | Chiller-Upgrade-New-Medium Off | 9.9156e-05 | 0.00019546 | 0.00023842 | 0.00027922 | 0.00035111 | 0.00052544 | 0.00065368 | 0.00082658 | 0.00099902 | 0.0010342 | 0.0012523 | 0.0014139 | 0.0013619 | 0.0017007 | 0.0017051 | 0.0020364 | 0.0021658 | 0.0025585 | 0.0021977 | 0.0024714 | 0.024066 | 0.00040284 | 0.00027972 | 0.00041527 | 0.00040191 | 0.0008389 | 0.0015178 | 0.0038253 | 0.0040504 | 0.0016672 | 0.00058838 | 0.00036841 | 0.00037671 | 0 | 0.0047055 | 0.0034876 | 0.0056 | 0.0054983 | 0.011314 | 0.016698 | 0.029185 | 0.029305 | 0.016626 | 0.008406 | 0.0047102 | 0.0040706 | 0.82813
LOEven20 | New | Chiller-Upgrade | Commercial | HVAC | 8.5252e-06 | 2.364e-06 | 0.067919 | 44.7552 | Small Off | Chiller-Upgrade-New-Small Off | 0 | 0 | 0 | 0 | 0 | 0 | 0 | 0 | 0 | 0 | 0 | 0 | 0 | 0 | 0 | 0 | 0 | 0 | 0 | 0 | 0 | 0.00017728 | 0.00012309 | 0.00018275 | 0.00017687 | 0.00036917 | 0.00066794 | 0.0016834 | 0.0017824 | 0.00073368 | 0.00025893 | 0.00016213 | 0.00016578 | 0 | 0.0020707 | 0.0015348 | 0.0024644 | 0.0024196 | 0.0049789 | 0.0073482 | 0.012843 | 0.012896 | 0.0073166 | 0.0036992 | 0.0020728 | 0.0017913 | 0.82813
LOEven20 | New | Chiller-Upgrade | Commercial | HVAC | 1.5544e-05 | 4.3104e-06 | 0.12384 | 44.7552 | XLarge Ret | Chiller-Upgrade-New-XLarge Ret | 2.0867e-05 | 4.1451e-05 | 7.8697e-05 | 0.00015191 | 0.00017585 | 0.0002761 | 0.00032712 | 0.00029997 | 0.00052057 | 0.00053401 | 0.00063996 | 0.00064799 | 0.0007577 | 0.00079166 | 0.00086527 | 0.00091784 | 0.0010178 | 0.0009648 | 0.0010278 | 0.0010595 | 0.011117 | 0.00032323 | 0.00022444 | 0.00033321 | 0.00032249 | 0.00067313 | 0.0012179 | 0.0030694 | 0.00325 | 0.0013378 | 0.00047212 | 0.00029561 | 0.00030227 | 0 | 0.0037757 | 0.0027984 | 0.0044934 | 0.0044118 | 0.0090783 | 0.013398 | 0.023418 | 0.023514 | 0.013341 | 0.0067449 | 0.0037794 | 0.0032662 | 0.82813
LOEven20 | New | Chiller-Upgrade | Commercial | HVAC | 1.3125e-05 | 3.6394e-06 | 0.10456 | 44.7552 | Large Ret | Chiller-Upgrade-New-Large Ret | 0 | 0 | 0 | 0 | 0 | 0 | 0 | 0 | 0 | 0 | 0 | 0 | 0 | 0 | 0 | 0 | 0 | 0 | 0 | 0 | 0 | 0.00027292 | 0.00018951 | 0.00028134 | 0.00027229 | 0.00056835 | 0.0010283 | 0.0025916 | 0.0027441 | 0.0011295 | 0.00039863 | 0.0002496 | 0.00025522 | 0 | 0.0031879 | 0.0023628 | 0.0037939 | 0.003725 | 0.0076652 | 0.011313 | 0.019772 | 0.019854 | 0.011264 | 0.005695 | 0.0031911 | 0.0027578 | 0.82813
LOEven20 | New | Chiller-Upgrade | Commercial | HVAC | 6.4495e-06 | 1.7884e-06 | 0.051382 | 44.7552 | Medium Ret | Chiller-Upgrade-New-Medium Ret | 0 | 0 | 0 | 0 | 0 | 0 | 0 | 0 | 0 | 0 | 0 | 0 | 0 | 0 | 0 | 0 | 0 | 0 | 0 | 0 | 0 | 0.00013411 | 9.3123e-05 | 0.00013825 | 0.0001338 | 0.00027928 | 0.00050531 | 0.0012735 | 0.0013484 | 0.00055505 | 0.00019588 | 0.00012265 | 0.00012541 | 0 | 0.0015666 | 0.0011611 | 0.0018643 | 0.0018305 | 0.0037667 | 0.0055591 | 0.0097162 | 0.0097562 | 0.0055351 | 0.0027985 | 0.0015681 | 0.0013552 | 0.82813
LOEven20 | New | Chiller-Upgrade | Commercial | HVAC | 4.3882e-06 | 1.2168e-06 | 0.03496 | 44.7552 | Small Ret | Chiller-Upgrade-New-Small Ret | 0 | 0 | 0 | 0 | 0 | 0 | 0 | 0 | 0 | 0 | 0 | 0 | 0 | 0 | 0 | 0 | 0 | 0 | 0 | 0 | 0 | 9.125e-05 | 6.3361e-05 | 9.4067e-05 | 9.1039e-05 | 0.00019002 | 0.00034381 | 0.00086648 | 0.00091747 | 0.00037765 | 0.00013328 | 8.3451e-05 | 8.5331e-05 | 0 | 0.0010659 | 0.00078999 | 0.0012685 | 0.0012454 | 0.0025628 | 0.0037824 | 0.0066108 | 0.006638 | 0.0037661 | 0.0019041 | 0.0010669 | 0.00092205 | 0.82813
LOEven20 | New | Chiller-Upgrade | Commercial | HVAC | 1.2046e-06 | 3.3403e-07 | 0.0095968 | 44.7552 | School K-12 | Chiller-Upgrade-New-School K-12 | 1.1795e-05 | 2.3461e-05 | 3.5218e-05 | 4.6894e-05 | 5.8395e-05 | 6.8971e-05 | 8.1709e-05 | 9.406e-05 | 0.00012886 | 0.00014393 | 0.00015783 | 0.00017874 | 0.00018906 | 0.00020199 | 0.00021567 | 0.00023653 | 0.0002462 | 0.0002674 | 0.00028755 | 0.00031251 | 0.0029868 | 2.5048e-05 | 1.7393e-05 | 2.5822e-05 | 2.4991e-05 | 5.2163e-05 | 9.4377e-05 | 0.00023785 | 0.00025185 | 0.00010367 | 3.6586e-05 | 2.2908e-05 | 2.3424e-05 | 0 | 0.00029259 | 0.00021686 | 0.00034821 | 0.00034188 | 0.00070351 | 0.0010383 | 0.0018147 | 0.0018222 | 0.0010338 | 0.00052268 | 0.00029288 | 0.00025311 | 0.82813
LOEven20 | New | Chiller-Upgrade | Commercial | HVAC | 4.2053e-06 | 1.1661e-06 | 0.033503 | 44.7552 | University | Chiller-Upgrade-New-University | 1.6827e-05 | 3.2227e-05 | 5.5467e-05 | 7.1649e-05 | 9.7599e-05 | 0.00011892 | 0.00014034 | 0.00015667 | 0.0001915 | 0.00022511 | 0.00023701 | 0.00025777 | 0.00025803 | 0.00028927 | 0.00033144 | 0.00038145 | 0.00039424 | 0.00044288 | 0.00044045 | 0.00051188 | 0.0046507 | 8.7447e-05 | 6.072e-05 | 9.0147e-05 | 8.7245e-05 | 0.00018211 | 0.00032948 | 0.00083038 | 0.00087924 | 0.00036191 | 0.00012772 | 7.9974e-05 | 8.1775e-05 | 0 | 0.0010215 | 0.00075707 | 0.0012156 | 0.0011935 | 0.002456 | 0.0036247 | 0.0063354 | 0.0063614 | 0.0036091 | 0.0018247 | 0.0010225 | 0.00088363 | 0.82813
LOEven20 | New | Chiller-Upgrade | Commercial | HVAC | 4.1439e-08 | 1.1491e-08 | 0.00033014 | 44.7552 | Warehouse | Chiller-Upgrade-New-Warehouse | 0 | 0 | 0 | 0 | 0 | 0 | 0 | 0 | 0 | 0 | 0 | 0 | 0 | 0 | 0 | 0 | 0 | 0 | 0 | 0 | 0 | 8.6169e-07 | 5.9833e-07 | 8.8829e-07 | 8.597e-07 | 1.7944e-06 | 3.2466e-06 | 8.1824e-06 | 8.6639e-06 | 3.5662e-06 | 1.2586e-06 | 7.8805e-07 | 8.058e-07 | 0 | 1.0065e-05 | 7.46e-06 | 1.1979e-05 | 1.1761e-05 | 2.4201e-05 | 3.5718e-05 | 6.2427e-05 | 6.2684e-05 | 3.5564e-05 | 1.7981e-05 | 1.0075e-05 | 8.7071e-06 | 0.82813
LOEven20 | New | Chiller-Upgrade | Commercial | HVAC | 3.3157e-06 | 9.1942e-07 | 0.026415 | 44.7552 | Supermarket | Chiller-Upgrade-New-Supermarket | 2.4138e-07 | 4.8682e-07 | 7.1629e-07 | 9.8752e-07 | 1.3457e-06 | 1.7321e-06 | 2.0993e-06 | 2.0857e-06 | 3.5284e-06 | 3.5964e-06 | 4.4406e-06 | 4.2362e-06 | 5.2223e-06 | 5.6232e-06 | 6.2371e-06 | 6.6657e-06 | 7.4735e-06 | 6.6677e-06 | 7.3617e-06 | 7.4897e-06 | 7.8237e-05 | 6.8947e-05 | 4.7874e-05 | 7.1075e-05 | 6.8788e-05 | 0.00014358 | 0.00025978 | 0.0006547 | 0.00069323 | 0.00028535 | 0.0001007 | 6.3055e-05 | 6.4475e-05 | 0 | 0.00080536 | 0.00059691 | 0.00095845 | 0.00094104 | 0.0019364 | 0.0028579 | 0.0049951 | 0.0050156 | 0.0028456 | 0.0014387 | 0.00080617 | 0.00069669 | 0.82813
LOEven20 | New | Chiller-Upgrade | Commercial | HVAC | 5.127e-06 | 1.4217e-06 | 0.040847 | 44.7552 | MiniMart | Chiller-Upgrade-New-MiniMart | 0 | 0 | 0 | 0 | 0 | 0 | 0 | 0 | 0 | 0 | 0 | 0 | 0 | 0 | 0 | 0 | 0 | 0 | 0 | 0 | 0 | 0.00010661 | 7.4029e-05 | 0.0001099 | 0.00010637 | 0.00022202 | 0.0004017 | 0.0010124 | 0.0010719 | 0.00044124 | 0.00015572 | 9.7502e-05 | 9.9699e-05 | 0 | 0.0012453 | 0.000923 | 0.0014821 | 0.0014551 | 0.0029943 | 0.0044192 | 0.0077239 | 0.0077557 | 0.0044002 | 0.0022247 | 0.0012466 | 0.0010773 | 0.82813
LOEven20 | New | Chiller-Upgrade | Commercial | HVAC | 2.1422e-05 | 5.9402e-06 | 0.17066 | 44.7552 | Restaurant | Chiller-Upgrade-New-Restaurant | 0 | 0 | 0 | 0 | 0 | 0 | 0 | 0 | 0 | 0 | 0 | 0 | 0 | 0 | 0 | 0 | 0 | 0 | 0 | 0 | 0 | 0.00044545 | 0.00030931 | 0.0004592 | 0.00044442 | 0.00092764 | 0.0016784 | 0.0042299 | 0.0044788 | 0.0018436 | 0.00065063 | 0.00040738 | 0.00041656 | 0 | 0.0052033 | 0.0038565 | 0.0061924 | 0.0060799 | 0.012511 | 0.018464 | 0.032272 | 0.032405 | 0.018385 | 0.0092952 | 0.0052085 | 0.0045012 | 0.82813
LOEven20 | New | Chiller-Upgrade | Commercial | HVAC | 1.0812e-05 | 2.9981e-06 | 0.086137 | 44.7552 | Lodging | Chiller-Upgrade-New-Lodging | 4.3851e-05 | 7.153e-05 | 9.2685e-05 | 0.00012315 | 0.00017045 | 0.00024065 | 0.00028664 | 0.00025799 | 0.00051698 | 0.00049858 | 0.00068696 | 0.00061651 | 0.0008821 | 0.00074876 | 0.0010393 | 0.0010676 | 0.0012021 | 0.001211 | 0.0014921 | 0.0012732 | 0.012522 | 0.00022483 | 0.00015611 | 0.00023177 | 0.00022431 | 0.00046819 | 0.0008471 | 0.0021349 | 0.0022605 | 0.00093048 | 0.00032838 | 0.00020561 | 0.00021024 | 0 | 0.0026262 | 0.0019464 | 0.0031254 | 0.0030686 | 0.0063144 | 0.0093192 | 0.016288 | 0.016355 | 0.0092791 | 0.0046914 | 0.0026288 | 0.0022718 | 0.82813
LOEven20 | New | Chiller-Upgrade | Commercial | HVAC | 0.00011586 | 3.2127e-05 | 0.92303 | 44.7552 | Hospital | Chiller-Upgrade-New-Hospital | 0.004728 | 0.011746 | 0.019241 | 0.02413 | 0.034938 | 0.048038 | 0.051793 | 0.0493 | 0.059342 | 0.070985 | 0.074063 | 0.076172 | 0.075453 | 0.080279 | 0.088736 | 0.10723 | 0.11479 | 0.12136 | 0.13346 | 0.14529 | 1.3911 | 0.0024092 | 0.0016729 | 0.0024836 | 0.0024036 | 0.0050171 | 0.0090774 | 0.022877 | 0.024223 | 0.0099709 | 0.0035189 | 0.0022033 | 0.0022529 | 0 | 0.028142 | 0.020858 | 0.033491 | 0.032883 | 0.067664 | 0.099863 | 0.17454 | 0.17526 | 0.099433 | 0.050273 | 0.02817 | 0.024344 | 0.82813
LOEven20 | New | Chiller-Upgrade | Commercial | HVAC | 3.0859e-05 | 8.5569e-06 | 0.24585 | 44.7552 | Residential Care | Chiller-Upgrade-New-Residential Care | 9.0223e-05 | 0.00019133 | 0.00030164 | 0.00044746 | 0.00059854 | 0.00081993 | 0.00083319 | 0.00080702 | 0.00093842 | 0.0011331 | 0.0011747 | 0.0011918 | 0.0011237 | 0.0012456 | 0.0013337 | 0.0016732 | 0.0016904 | 0.00189 | 0.00203 | 0.0022867 | 0.021801 | 0.00064168 | 0.00044556 | 0.00066149 | 0.0006402 | 0.0013363 | 0.0024177 | 0.0060933 | 0.0064518 | 0.0026557 | 0.00093724 | 0.00058685 | 0.00060006 | 0 | 0.0074954 | 0.0055554 | 0.0089202 | 0.0087582 | 0.018022 | 0.026598 | 0.046489 | 0.04668 | 0.026484 | 0.01339 | 0.0075029 | 0.006484 | 0.82813
LOEven20 | New | Chiller-Upgrade | Commercial | HVAC | 1.5598e-08 | 4.3253e-09 | 0.00012427 | 44.7552 | Assembly | Chiller-Upgrade-New-Assembly | 1.5346e-07 | 5.1259e-07 | 4.8258e-07 | 6.3822e-07 | 9.2363e-07 | 1.3877e-06 | 1.8088e-06 | 2.26e-06 | 2.9278e-06 | 3.2408e-06 | 3.396e-06 | 3.5103e-06 | 4.2958e-06 | 4.6648e-06 | 5.096e-06 | 5.6965e-06 | 6.2661e-06 | 6.7766e-06 | 6.5801e-06 | 7.0389e-06 | 6.7657e-05 | 3.2435e-07 | 2.2522e-07 | 3.3436e-07 | 3.236e-07 | 6.7545e-07 | 1.2221e-06 | 3.08e-06 | 3.2612e-06 | 1.3424e-06 | 4.7375e-07 | 2.9663e-07 | 3.0331e-07 | 0 | 3.7887e-06 | 2.8081e-06 | 4.5089e-06 | 4.427e-06 | 9.1097e-06 | 1.3445e-05 | 2.3499e-05 | 2.3595e-05 | 1.3387e-05 | 6.7682e-06 | 3.7925e-06 | 3.2775e-06 | 0.82813
LOEven20 | New | Chiller-Upgrade | Commercial | HVAC | 9.0152e-06 | 2.4999e-06 | 0.071823 | 44.7552 | Other | Chiller-Upgrade-New-Other | 0.00010658 | 0.00027432 | 0.00035091 | 0.00045393 | 0.00082342 | 0.0010304 | 0.0010479 | 0.0011029 | 0.0015738 | 0.0017454 | 0.0019506 | 0.0018653 | 0.0019592 | 0.0020876 | 0.0023926 | 0.0024039 | 0.0029397 | 0.0034811 | 0.0031417 | 0.0033924 | 0.034124 | 0.00018746 | 0.00013017 | 0.00019325 | 0.00018703 | 0.00039039 | 0.00070632 | 0.0017801 | 0.0018849 | 0.00077585 | 0.00027381 | 0.00017144 | 0.00017531 | 0 | 0.0021897 | 0.001623 | 0.002606 | 0.0025587 | 0.0052651 | 0.0077705 | 0.013581 | 0.013637 | 0.0077371 | 0.0039118 | 0.0021919 | 0.0018943 | 0.82813
LO50Fast | NR | Computers | Commercial | Electronics | 0.00010751 | 7.4534e-05 | 1.3642 | 7.5197 | Office | Laptop | 0.015253 | 0.023348 | 0.028644 | 0.032243 | 0.034797 | 0.036293 | 0.037189 | 0.037789 | 0.038261 | 0.038665 | 0.039055 | 0.039441 | 0.039824 | 0.040204 | 0.040583 | 0.04096 | 0.041334 | 0.041708 | 0.041094 | 0.041408 | 0.17909 | 0.013472 | 0.012049 | 0.013255 | 0.011318 | 0.011228 | 0.010962 | 0.011345 | 0.01141 | 0.010928 | 0.011615 | 0.012724 | 0.013224 | 0 | 0.1036 | 0.094439 | 0.10413 | 0.10121 | 0.10345 | 0.10131 | 0.10336 | 0.10522 | 0.099733 | 0.10463 | 0.097793 | 0.10175 | 1.9566
LO50Fast | NR | Computers | Commercial | Electronics | 0.0043019 | 0.0029824 | 54.5854 | 51.0414 | Office | Desktop | 0.61032 | 0.93425 | 1.1461 | 1.2902 | 1.3924 | 1.4522 | 1.4881 | 1.5121 | 1.531 | 1.5471 | 1.5628 | 1.5782 | 1.5935 | 1.6087 | 1.6239 | 1.6389 | 1.6539 | 1.6689 | 1.6443 | 1.6569 | 2.7424 | 0.53908 | 0.48214 | 0.53039 | 0.45288 | 0.44928 | 0.43861 | 0.45397 | 0.45654 | 0.43727 | 0.46477 | 0.50915 | 0.52914 | 0 | 4.1454 | 3.7789 | 4.1666 | 4.0498 | 4.1395 | 4.0539 | 4.1356 | 4.2104 | 3.9907 | 4.1868 | 3.9131 | 4.0715 | 0.65691
LO50Fast | NR | Computers | Commercial | Electronics | 0.0034409 | 0.0023854 | 43.6599 | 67.437 | Office | Desktop-WA | 0.22805 | 0.31764 | 0.39427 | 0.44896 | 0.49009 | 0.51537 | 0.53029 | 0.5389 | 0.54566 | 0.55145 | 0.55705 | 0.56259 | 0.56808 | 0.57354 | 0.57897 | 0.58436 | 0.58973 | 0.59508 | 0.58636 | 0.59085 | 2.5015 | 0.43118 | 0.38564 | 0.42423 | 0.36224 | 0.35936 | 0.35082 | 0.36311 | 0.36516 | 0.34975 | 0.37174 | 0.40724 | 0.42323 | 0 | 3.3157 | 3.0225 | 3.3326 | 3.2392 | 3.311 | 3.2425 | 3.3079 | 3.3677 | 3.1919 | 3.3488 | 3.1298 | 3.2565 | 0.52542
Retro12Med | Retro | ConnectedThermostats | Commercial | HVAC | 3.1714e-05 | 2.348e-05 | 0.35975 | 82.5816 | Large Off | ConnectedThermostats-Large Off | 0 | 0 | 0 | 0 | 0 | 0 | 0 | 0 | 0 | 0 | 0 | 0 | 0 | 0 | 0 | 0 | 0 | 0 | 0 | 0 | 0 | 0.0053943 | 0.0048456 | 0.0051482 | 0.0049559 | 0.0045325 | 0.0041262 | 0.0040785 | 0.0039706 | 0.0041382 | 0.0048271 | 0.0048533 | 0.0054004 | 0 | 0.026819 | 0.023681 | 0.026076 | 0.024945 | 0.025601 | 0.024913 | 0.025131 | 0.024595 | 0.024501 | 0.025813 | 0.024707 | 0.026698 | 0.49982
Retro12Med | Retro | ConnectedThermostats | Commercial | HVAC | 3.1228e-05 | 2.312e-05 | 0.35423 | 83.7661 | Medium Off | ConnectedThermostats-Medium Off | 0.049918 | 0.050795 | 0.050624 | 0.050281 | 0.050027 | 0.044888 | 0.03592 | 0.028677 | 0.022911 | 0.018296 | 0.014569 | 0.011642 | 0.0092913 | 0.0073926 | 0.0059148 | 0.0047111 | 3.2121e-05 | 1.1438e-05 | 3.8987e-06 | 1.2613e-06 | 0.43107 | 0.0053116 | 0.0047713 | 0.0050692 | 0.0048799 | 0.004463 | 0.004063 | 0.0040159 | 0.0039097 | 0.0040747 | 0.0047531 | 0.0047789 | 0.0053176 | 0 | 0.026407 | 0.023318 | 0.025677 | 0.024563 | 0.025208 | 0.024531 | 0.024745 | 0.024218 | 0.024125 | 0.025417 | 0.024328 | 0.026289 | 0.49665
Retro12Med | Retro | ConnectedThermostats | Commercial | HVAC | 3.6157e-05 | 2.677e-05 | 0.41016 | 73.3205 | Small Off | ConnectedThermostats-Small Off | 0.12383 | 0.12434 | 0.12395 | 0.12343 | 0.12299 | 0.11034 | 0.088078 | 0.070255 | 0.056054 | 0.044728 | 0.035657 | 0.028449 | 0.022693 | 0.018089 | 0.014438 | 0.011512 | 7.8331e-05 | 2.7894e-05 | 9.4866e-06 | 3.081e-06 | 1.0693 | 0.0061501 | 0.0055245 | 0.0058695 | 0.0056503 | 0.0051676 | 0.0047044 | 0.0046499 | 0.0045269 | 0.004718 | 0.0055035 | 0.0055334 | 0.006157 | 0 | 0.030576 | 0.026999 | 0.02973 | 0.02844 | 0.029188 | 0.028403 | 0.028652 | 0.028041 | 0.027934 | 0.02943 | 0.028168 | 0.030439 | 0.52786
Retro12Med | Retro | ConnectedThermostats | Commercial | HVAC | 1.7947e-05 | 1.3288e-05 | 0.20358 | 145.7791 | XLarge Ret | ConnectedThermostats-XLarge Ret | 0 | 0 | 0 | 0 | 0 | 0 | 0 | 0 | 0 | 0 | 0 | 0 | 0 | 0 | 0 | 0 | 0 | 0 | 0 | 0 | 0 | 0.0030526 | 0.0027421 | 0.0029133 | 0.0028045 | 0.002565 | 0.002335 | 0.002308 | 0.002247 | 0.0023418 | 0.0027317 | 0.0027465 | 0.0030561 | 0 | 0.015177 | 0.013401 | 0.014757 | 0.014116 | 0.014487 | 0.014098 | 0.014221 | 0.013918 | 0.013865 | 0.014607 | 0.013981 | 0.015109 | 0.3846
Retro12Med | Retro | ConnectedThermostats | Commercial | HVAC | 1.5018e-05 | 1.1119e-05 | 0.17036 | 173.8768 | Large Ret | ConnectedThermostats-Large Ret | 0 | 0 | 0 | 0 | 0 | 0 | 0 | 0 | 0 | 0 | 0 | 0 | 0 | 0 | 0 | 0 | 0 | 0 | 0 | 0 | 0 | 0.0025545 | 0.0022947 | 0.002438 | 0.0023469 | 0.0021464 | 0.001954 | 0.0019314 | 0.0018803 | 0.0019597 | 0.0022859 | 0.0022984 | 0.0025574 | 0 | 0.0127 | 0.011214 | 0.012349 | 0.011813 | 0.012123 | 0.011798 | 0.011901 | 0.011647 | 0.011603 | 0.012224 | 0.0117 | 0.012643 | 0.36137
Retro12Med | Retro | ConnectedThermostats | Commercial | HVAC | 1.9592e-05 | 1.4506e-05 | 0.22225 | 133.686 | Medium Ret | ConnectedThermostats-Medium Ret | 0.015769 | 0.015925 | 0.015851 | 0.015837 | 0.015905 | 0.014211 | 0.01141 | 0.0090845 | 0.0071841 | 0.0057983 | 0.0046006 | 0.0036758 | 0.0029182 | 0.00233 | 0.0018533 | 0.0014769 | 1.0028e-05 | 3.5714e-06 | 1.2066e-06 | 3.9165e-07 | 0.13208 | 0.0033325 | 0.0029935 | 0.0031805 | 0.0030617 | 0.0028001 | 0.0025491 | 0.0025196 | 0.002453 | 0.0025565 | 0.0029821 | 0.0029983 | 0.0033363 | 0 | 0.016568 | 0.01463 | 0.01611 | 0.015411 | 0.015816 | 0.015391 | 0.015525 | 0.015195 | 0.015136 | 0.015947 | 0.015264 | 0.016494 | 0.3976
Retro12Med | Retro | ConnectedThermostats | Commercial | HVAC | 2.6315e-05 | 1.9483e-05 | 0.2985 | 99.9663 | Small Ret | ConnectedThermostats-Small Ret | 0.02759 | 0.027637 | 0.027508 | 0.027409 | 0.027344 | 0.024481 | 0.019538 | 0.015558 | 0.012364 | 0.0098895 | 0.0078672 | 0.0062703 | 0.0049894 | 0.0039759 | 0.0031652 | 0.002521 | 1.7116e-05 | 6.0884e-06 | 2.0635e-06 | 6.6991e-07 | 0.23109 | 0.0044759 | 0.0040206 | 0.0042717 | 0.0041122 | 0.0037609 | 0.0034238 | 0.0033841 | 0.0032946 | 0.0034337 | 0.0040053 | 0.0040271 | 0.004481 | 0 | 0.022253 | 0.019649 | 0.021637 | 0.020698 | 0.021242 | 0.020671 | 0.020852 | 0.020408 | 0.02033 | 0.021418 | 0.020501 | 0.022153 | 0.45092
Retro12Med | Retro | ConnectedThermostats | Commercial | HVAC | 2.0519e-05 | 1.5192e-05 | 0.23276 | 126.7563 | School K-12 | ConnectedThermostats-School K-12 | 0.04462 | 0.044833 | 0.044735 | 0.04464 | 0.044543 | 0.040002 | 0.031928 | 0.02549 | 0.020348 | 0.016265 | 0.012984 | 0.010365 | 0.0082765 | 0.006606 | 0.0052734 | 0.0042098 | 2.866e-05 | 1.0213e-05 | 3.4751e-06 | 1.131e-06 | 0.39198 | 0.0034901 | 0.0031351 | 0.0033308 | 0.0032065 | 0.0029325 | 0.0026697 | 0.0026388 | 0.002569 | 0.0026774 | 0.0031231 | 0.0031401 | 0.003494 | 0 | 0.017352 | 0.015321 | 0.016871 | 0.01614 | 0.016564 | 0.016118 | 0.016259 | 0.015913 | 0.015852 | 0.016701 | 0.015985 | 0.017274 | 0.41079
Retro12Med | Retro | ConnectedThermostats | Commercial | HVAC | 2.2461e-05 | 1.663e-05 | 0.25479 | 116.0154 | University | ConnectedThermostats-University | 0 | 0 | 0 | 0 | 0 | 0 | 0 | 0 | 0 | 0 | 0 | 0 | 0 | 0 | 0 | 0 | 0 | 0 | 0 | 0 | 0 | 0.0038204 | 0.0034318 | 0.0036461 | 0.0035099 | 0.0032101 | 0.0029223 | 0.0028885 | 0.0028121 | 0.0029308 | 0.0034187 | 0.0034373 | 0.0038247 | 0 | 0.018994 | 0.016772 | 0.018468 | 0.017667 | 0.018131 | 0.017644 | 0.017798 | 0.017419 | 0.017352 | 0.018282 | 0.017498 | 0.018909 | 0.42571
Retro12Med | Retro | ConnectedThermostats | Commercial | HVAC | 1.9166e-05 | 1.419e-05 | 0.21741 | 136.6519 | Warehouse | ConnectedThermostats-Warehouse | 0.041704 | 0.041766 | 0.041638 | 0.041426 | 0.041234 | 0.03687 | 0.029384 | 0.023396 | 0.018603 | 0.014833 | 0.011811 | 0.0094038 | 0.007485 | 0.0059584 | 0.0047493 | 0.0037814 | 2.5701e-05 | 9.1262e-06 | 3.0973e-06 | 1.0052e-06 | 0.34851 | 0.00326 | 0.0029284 | 0.0031113 | 0.0029951 | 0.0027392 | 0.0024937 | 0.0024648 | 0.0023996 | 0.0025009 | 0.0029172 | 0.0029331 | 0.0032637 | 0 | 0.016208 | 0.014311 | 0.015759 | 0.015076 | 0.015472 | 0.015056 | 0.015188 | 0.014864 | 0.014807 | 0.0156 | 0.014931 | 0.016135 | 0.39405
Retro12Med | Retro | ConnectedThermostats | Commercial | HVAC | 5.2209e-05 | 3.8654e-05 | 0.59223 | 32.1908 | Supermarket | ConnectedThermostats-Supermarket | 0.015041 | 0.0151 | 0.01503 | 0.014957 | 0.01489 | 0.013348 | 0.010635 | 0.0084703 | 0.0067346 | 0.0053863 | 0.0042837 | 0.0034158 | 0.002715 | 0.0021654 | 0.0017242 | 0.0013736 | 9.3259e-06 | 3.3178e-06 | 1.1231e-06 | 3.6474e-07 | 0.1257 | 0.0088803 | 0.0079769 | 0.0084751 | 0.0081586 | 0.0074616 | 0.0067927 | 0.0067141 | 0.0065366 | 0.0068124 | 0.0079466 | 0.0079898 | 0.0088903 | 0 | 0.04415 | 0.038984 | 0.042928 | 0.041066 | 0.042145 | 0.041012 | 0.041371 | 0.04049 | 0.040334 | 0.042494 | 0.040673 | 0.043952 | 0.95615
Retro12Med | Retro | ConnectedThermostats | Commercial | HVAC | 9.2789e-05 | 6.8699e-05 | 1.0526 | 19.0851 | MiniMart | ConnectedThermostats-MiniMart | 0.030545 | 0.030625 | 0.030548 | 0.030474 | 0.030396 | 0.027467 | 0.021938 | 0.017499 | 0.013942 | 0.01117 | 0.0089028 | 0.0071074 | 0.005669 | 0.0045258 | 0.0036127 | 0.0028834 | 1.9617e-05 | 6.9938e-06 | 2.3754e-06 | 7.7304e-07 | 0.26681 | 0.015783 | 0.014177 | 0.015063 | 0.0145 | 0.013261 | 0.012073 | 0.011933 | 0.011617 | 0.012108 | 0.014123 | 0.0142 | 0.0158 | 0 | 0.078466 | 0.069286 | 0.076294 | 0.072985 | 0.074903 | 0.072889 | 0.073528 | 0.071961 | 0.071685 | 0.075524 | 0.072287 | 0.078115 | 1.2196
Retro12Med | Retro | ConnectedThermostats | Commercial | HVAC | 2.2581e-05 | 1.6719e-05 | 0.25615 | 115.4568 | Restaurant | ConnectedThermostats-Restaurant | 0.0049674 | 0.0050058 | 0.0049522 | 0.0049031 | 0.0048596 | 0.0043375 | 0.0034452 | 0.0027311 | 0.0021584 | 0.0017251 | 0.0013655 | 0.0010865 | 0.00085898 | 0.00068375 | 0.00054086 | 0.00042997 | 2.906e-06 | 1.0317e-06 | 3.476e-07 | 1.1261e-07 | 0.038248 | 0.0038408 | 0.0034501 | 0.0036656 | 0.0035287 | 0.0032273 | 0.002938 | 0.002904 | 0.0028272 | 0.0029465 | 0.003437 | 0.0034557 | 0.0038452 | 0 | 0.019095 | 0.016861 | 0.018567 | 0.017762 | 0.018228 | 0.017738 | 0.017894 | 0.017512 | 0.017445 | 0.018379 | 0.017592 | 0.01901 | 0.42634
Retro12Med | Retro | ConnectedThermostats | Commercial | HVAC | 4.2077e-05 | 3.1153e-05 | 0.47731 | 62.8272 | Lodging | ConnectedThermostats-Lodging | 0 | 0 | 0 | 0 | 0 | 0 | 0 | 0 | 0 | 0 | 0 | 0 | 0 | 0 | 0 | 0 | 0 | 0 | 0 | 0 | 0 | 0.007157 | 0.0064289 | 0.0068304 | 0.0065753 | 0.0060136 | 0.0054746 | 0.0054112 | 0.0052681 | 0.0054904 | 0.0064045 | 0.0064393 | 0.007165 | 0 | 0.035582 | 0.031419 | 0.034597 | 0.033097 | 0.033966 | 0.033053 | 0.033343 | 0.032632 | 0.032507 | 0.034248 | 0.03278 | 0.035423 | 0.57994
Retro12Med | Retro | ConnectedThermostats | Commercial | HVAC | 2.0469e-05 | 1.5155e-05 | 0.23219 | 125.8242 | Hospital | ConnectedThermostats-Hospital | 0 | 0 | 0 | 0 | 0 | 0 | 0 | 0 | 0 | 0 | 0 | 0 | 0 | 0 | 0 | 0 | 0 | 0 | 0 | 0 | 0 | 0.0034816 | 0.0031275 | 0.0033228 | 0.0031987 | 0.0029254 | 0.0026632 | 0.0026324 | 0.0025627 | 0.0026709 | 0.0031156 | 0.0031325 | 0.0034855 | 0 | 0.017309 | 0.015284 | 0.01683 | 0.0161 | 0.016523 | 0.016079 | 0.01622 | 0.015874 | 0.015814 | 0.01666 | 0.015946 | 0.017232 | 0.4178
Retro12Med | Retro | ConnectedThermostats | Commercial | HVAC | 3.7715e-05 | 2.7924e-05 | 0.42783 | 70.1098 | Residential Care | ConnectedThermostats-Residential Care | 0.01449 | 0.014736 | 0.014694 | 0.014651 | 0.014629 | 0.013135 | 0.010506 | 0.0083361 | 0.0066138 | 0.0052733 | 0.00421 | 0.0033492 | 0.002664 | 0.0021163 | 0.0016872 | 0.0013443 | 9.1657e-06 | 3.2565e-06 | 1.1072e-06 | 3.5974e-07 | 0.12253 | 0.006415 | 0.0057625 | 0.0061223 | 0.0058937 | 0.0053902 | 0.004907 | 0.0048502 | 0.004722 | 0.0049213 | 0.0057406 | 0.0057718 | 0.0064223 | 0 | 0.031894 | 0.028162 | 0.031011 | 0.029666 | 0.030445 | 0.029627 | 0.029886 | 0.029249 | 0.029137 | 0.030697 | 0.029382 | 0.031751 | 0.54301
Retro12Med | Retro | ConnectedThermostats | Commercial | HVAC | 2.1591e-05 | 1.5986e-05 | 0.24492 | 121.0396 | Assembly | ConnectedThermostats-Assembly | 0.063994 | 0.06445 | 0.064653 | 0.063903 | 0.063606 | 0.057089 | 0.045615 | 0.036392 | 0.029027 | 0.023181 | 0.018457 | 0.014682 | 0.011679 | 0.0093255 | 0.0074287 | 0.0059196 | 4.0245e-05 | 1.4323e-05 | 4.8641e-06 | 1.5758e-06 | 0.53718 | 0.0036725 | 0.0032989 | 0.0035049 | 0.003374 | 0.0030858 | 0.0028092 | 0.0027767 | 0.0027032 | 0.0028173 | 0.0032864 | 0.0033042 | 0.0036766 | 0 | 0.018258 | 0.016122 | 0.017753 | 0.016983 | 0.017429 | 0.016961 | 0.017109 | 0.016745 | 0.016681 | 0.017574 | 0.016821 | 0.018177 | 0.41616
Retro12Med | Retro | ConnectedThermostats | Commercial | HVAC | 2.7942e-05 | 2.0688e-05 | 0.31696 | 93.8153 | Other | ConnectedThermostats-Other | 0.048485 | 0.048842 | 0.048632 | 0.048048 | 0.047591 | 0.04278 | 0.033951 | 0.026825 | 0.021227 | 0.016922 | 0.013415 | 0.01064 | 0.0084083 | 0.0066622 | 0.0052814 | 0.0041947 | 2.8319e-05 | 1.0061e-05 | 3.4109e-06 | 1.0976e-06 | 0.37333 | 0.0047527 | 0.0042693 | 0.0045359 | 0.0043665 | 0.0039935 | 0.0036355 | 0.0035934 | 0.0034984 | 0.003646 | 0.004253 | 0.0042761 | 0.0047581 | 0 | 0.023629 | 0.020864 | 0.022975 | 0.021978 | 0.022556 | 0.02195 | 0.022142 | 0.02167 | 0.021587 | 0.022743 | 0.021768 | 0.023523 | 0.46733
LO5Med | New | ConnectedThermostats | Commercial | HVAC | 3.1714e-05 | 2.348e-05 | 0.35975 | 82.5816 | Large Off | ConnectedThermostats-Large Off | 0 | 0 | 0 | 0 | 0 | 0 | 0 | 0 | 0 | 0 | 0 | 0 | 0 | 0 | 0 | 0 | 0 | 0 | 0 | 0 | 0 | 0.0053943 | 0.0048456 | 0.0051482 | 0.0049559 | 0.0045325 | 0.0041262 | 0.0040785 | 0.0039706 | 0.0041382 | 0.0048271 | 0.0048533 | 0.0054004 | 0 | 0.026819 | 0.023681 | 0.026076 | 0.024945 | 0.025601 | 0.024913 | 0.025131 | 0.024595 | 0.024501 | 0.025813 | 0.024707 | 0.026698 | 0.49982
LO5Med | New | ConnectedThermostats | Commercial | HVAC | 3.1228e-05 | 2.312e-05 | 0.35423 | 83.7661 | Medium Off | ConnectedThermostats-Medium Off | 0.00037807 | 0.00083018 | 0.0011304 | 0.0014571 | 0.0019985 | 0.0032689 | 0.0043943 | 0.0058889 | 0.0073662 | 0.0076955 | 0.0091811 | 0.010006 | 0.0091643 | 0.010772 | 0.01008 | 0.011286 | 0.011297 | 0.012603 | 0.010257 | 0.010957 | 0.14001 | 0.0053116 | 0.0047713 | 0.0050692 | 0.0048799 | 0.004463 | 0.004063 | 0.0040159 | 0.0039097 | 0.0040747 | 0.0047531 | 0.0047789 | 0.0053176 | 0 | 0.026407 | 0.023318 | 0.025677 | 0.024563 | 0.025208 | 0.024531 | 0.024745 | 0.024218 | 0.024125 | 0.025417 | 0.024328 | 0.026289 | 0.49665
LO5Med | New | ConnectedThermostats | Commercial | HVAC | 3.6157e-05 | 2.677e-05 | 0.41016 | 73.3205 | Small Off | ConnectedThermostats-Small Off | 0.00032596 | 0.00072348 | 0.001024 | 0.0013674 | 0.0018495 | 0.0029183 | 0.0038528 | 0.0051131 | 0.0066092 | 0.0070676 | 0.0082358 | 0.0089474 | 0.0084395 | 0.0095793 | 0.0090828 | 0.0099357 | 0.010016 | 0.010878 | 0.0093818 | 0.0098276 | 0.12518 | 0.0061501 | 0.0055245 | 0.0058695 | 0.0056503 | 0.0051676 | 0.0047044 | 0.0046499 | 0.0045269 | 0.004718 | 0.0055035 | 0.0055334 | 0.006157 | 0 | 0.030576 | 0.026999 | 0.02973 | 0.02844 | 0.029188 | 0.028403 | 0.028652 | 0.028041 | 0.027934 | 0.02943 | 0.028168 | 0.030439 | 0.52786
LO5Med | New | ConnectedThermostats | Commercial | HVAC | 1.7947e-05 | 1.3288e-05 | 0.20358 | 145.7791 | XLarge Ret | ConnectedThermostats-XLarge Ret | 0 | 0 | 0 | 0 | 0 | 0 | 0 | 0 | 0 | 0 | 0 | 0 | 0 | 0 | 0 | 0 | 0 | 0 | 0 | 0 | 0 | 0.0030526 | 0.0027421 | 0.0029133 | 0.0028045 | 0.002565 | 0.002335 | 0.002308 | 0.002247 | 0.0023418 | 0.0027317 | 0.0027465 | 0.0030561 | 0 | 0.015177 | 0.013401 | 0.014757 | 0.014116 | 0.014487 | 0.014098 | 0.014221 | 0.013918 | 0.013865 | 0.014607 | 0.013981 | 0.015109 | 0.3846
LO5Med | New | ConnectedThermostats | Commercial | HVAC | 1.5018e-05 | 1.1119e-05 | 0.17036 | 173.8768 | Large Ret | ConnectedThermostats-Large Ret | 0 | 0 | 0 | 0 | 0 | 0 | 0 | 0 | 0 | 0 | 0 | 0 | 0 | 0 | 0 | 0 | 0 | 0 | 0 | 0 | 0 | 0.0025545 | 0.0022947 | 0.002438 | 0.0023469 | 0.0021464 | 0.001954 | 0.0019314 | 0.0018803 | 0.0019597 | 0.0022859 | 0.0022984 | 0.0025574 | 0 | 0.0127 | 0.011214 | 0.012349 | 0.011813 | 0.012123 | 0.011798 | 0.011901 | 0.011647 | 0.011603 | 0.012224 | 0.0117 | 0.012643 | 0.36137
LO5Med | New | ConnectedThermostats | Commercial | HVAC | 1.9592e-05 | 1.4506e-05 | 0.22225 | 133.686 | Medium Ret | ConnectedThermostats-Medium Ret | 8.4264e-05 | 0.00018824 | 0.00039828 | 0.00088207 | 0.0010918 | 0.0019434 | 0.0024716 | 0.0023783 | 0.0043113 | 0.0044241 | 0.0052932 | 0.0051449 | 0.0057089 | 0.0055967 | 0.0056816 | 0.0056605 | 0.0059159 | 0.0052277 | 0.0052019 | 0.0049968 | 0.072602 | 0.0033325 | 0.0029935 | 0.0031805 | 0.0030617 | 0.0028001 | 0.0025491 | 0.0025196 | 0.002453 | 0.0025565 | 0.0029821 | 0.0029983 | 0.0033363 | 0 | 0.016568 | 0.01463 | 0.01611 | 0.015411 | 0.015816 | 0.015391 | 0.015525 | 0.015195 | 0.015136 | 0.015947 | 0.015264 | 0.016494 | 0.3976
LO5Med | New | ConnectedThermostats | Commercial | HVAC | 2.6315e-05 | 1.9483e-05 | 0.2985 | 99.9663 | Small Ret | ConnectedThermostats-Small Ret | 6.4277e-05 | 0.00014187 | 0.00027816 | 0.000541 | 0.00069401 | 0.0011559 | 0.0014739 | 0.0014838 | 0.0026273 | 0.0027592 | 0.0032327 | 0.0032271 | 0.003516 | 0.003477 | 0.0035163 | 0.0035064 | 0.0036424 | 0.0033029 | 0.0033338 | 0.0032232 | 0.045197 | 0.0044759 | 0.0040206 | 0.0042717 | 0.0041122 | 0.0037609 | 0.0034238 | 0.0033841 | 0.0032946 | 0.0034337 | 0.0040053 | 0.0040271 | 0.004481 | 0 | 0.022253 | 0.019649 | 0.021637 | 0.020698 | 0.021242 | 0.020671 | 0.020852 | 0.020408 | 0.02033 | 0.021418 | 0.020501 | 0.022153 | 0.45092
LO5Med | New | ConnectedThermostats | Commercial | HVAC | 2.0519e-05 | 1.5192e-05 | 0.23276 | 126.7563 | School K-12 | ConnectedThermostats-School K-12 | 0.00011283 | 0.00025 | 0.00041892 | 0.00061398 | 0.00083392 | 0.0010766 | 0.0013781 | 0.0016813 | 0.0023839 | 0.0026871 | 0.0029031 | 0.0031735 | 0.0031918 | 0.0032098 | 0.0031987 | 0.0032889 | 0.0032219 | 0.0033049 | 0.0033669 | 0.0034763 | 0.043772 | 0.0034901 | 0.0031351 | 0.0033308 | 0.0032065 | 0.0029325 | 0.0026697 | 0.0026388 | 0.002569 | 0.0026774 | 0.0031231 | 0.0031401 | 0.003494 | 0 | 0.017352 | 0.015321 | 0.016871 | 0.01614 | 0.016564 | 0.016118 | 0.016259 | 0.015913 | 0.015852 | 0.016701 | 0.015985 | 0.017274 | 0.41079
LO5Med | New | ConnectedThermostats | Commercial | HVAC | 2.2461e-05 | 1.663e-05 | 0.25479 | 116.0154 | University | ConnectedThermostats-University | 0 | 0 | 0 | 0 | 0 | 0 | 0 | 0 | 0 | 0 | 0 | 0 | 0 | 0 | 0 | 0 | 0 | 0 | 0 | 0 | 0 | 0.0038204 | 0.0034318 | 0.0036461 | 0.0035099 | 0.0032101 | 0.0029223 | 0.0028885 | 0.0028121 | 0.0029308 | 0.0034187 | 0.0034373 | 0.0038247 | 0 | 0.018994 | 0.016772 | 0.018468 | 0.017667 | 0.018131 | 0.017644 | 0.017798 | 0.017419 | 0.017352 | 0.018282 | 0.017498 | 0.018909 | 0.42571
LO5Med | New | ConnectedThermostats | Commercial | HVAC | 1.9166e-05 | 1.419e-05 | 0.21741 | 136.6519 | Warehouse | ConnectedThermostats-Warehouse | 9.5297e-05 | 0.00026954 | 0.00043037 | 0.00064005 | 0.00067077 | 0.0010256 | 0.0013017 | 0.0012555 | 0.0018674 | 0.0021181 | 0.0022865 | 0.0022874 | 0.0022709 | 0.00269 | 0.0026683 | 0.0030956 | 0.0027037 | 0.0027789 | 0.0027566 | 0.0027165 | 0.035929 | 0.00326 | 0.0029284 | 0.0031113 | 0.0029951 | 0.0027392 | 0.0024937 | 0.0024648 | 0.0023996 | 0.0025009 | 0.0029172 | 0.0029331 | 0.0032637 | 0 | 0.016208 | 0.014311 | 0.015759 | 0.015076 | 0.015472 | 0.015056 | 0.015188 | 0.014864 | 0.014807 | 0.0156 | 0.014931 | 0.016135 | 0.39405
LO5Med | New | ConnectedThermostats | Commercial | HVAC | 5.2209e-05 | 3.8654e-05 | 0.59223 | 32.1908 | Supermarket | ConnectedThermostats-Supermarket | 4.7873e-05 | 0.00010755 | 0.00017665 | 0.00026805 | 0.00039842 | 0.00056052 | 0.00073405 | 0.0007729 | 0.0013533 | 0.001392 | 0.0016933 | 0.0015593 | 0.0018278 | 0.0018526 | 0.0019178 | 0.0019215 | 0.0020277 | 0.0017085 | 0.0017871 | 0.0017272 | 0.023834 | 0.0088803 | 0.0079769 | 0.0084751 | 0.0081586 | 0.0074616 | 0.0067927 | 0.0067141 | 0.0065366 | 0.0068124 | 0.0079466 | 0.0079898 | 0.0088903 | 0 | 0.04415 | 0.038984 | 0.042928 | 0.041066 | 0.042145 | 0.041012 | 0.041371 | 0.04049 | 0.040334 | 0.042494 | 0.040673 | 0.043952 | 0.95615
LO5Med | New | ConnectedThermostats | Commercial | HVAC | 9.2789e-05 | 6.8699e-05 | 1.0526 | 19.085 | MiniMart | ConnectedThermostats-MiniMart | 5.6866e-05 | 0.00012489 | 0.00021089 | 0.00030379 | 0.0010017 | 0.0014438 | 0.0017826 | 0.0018913 | 0.0031787 | 0.003298 | 0.0037375 | 0.0038047 | 0.0040553 | 0.0041889 | 0.004201 | 0.0041327 | 0.0043454 | 0.0038925 | 0.0040225 | 0.0042055 | 0.053879 | 0.015783 | 0.014177 | 0.015063 | 0.0145 | 0.013261 | 0.012073 | 0.011933 | 0.011617 | 0.012108 | 0.014123 | 0.0142 | 0.0158 | 0 | 0.078466 | 0.069286 | 0.076294 | 0.072985 | 0.074903 | 0.072889 | 0.073528 | 0.071961 | 0.071685 | 0.075524 | 0.072287 | 0.078115 | 1.2196
LO5Med | New | ConnectedThermostats | Commercial | HVAC | 2.2581e-05 | 1.6719e-05 | 0.25615 | 115.4568 | Restaurant | ConnectedThermostats-Restaurant | 3.055e-05 | 6.0644e-05 | 9.4765e-05 | 0.0001399 | 0.00020022 | 0.00029517 | 0.00036894 | 0.00036196 | 0.00067533 | 0.0006992 | 0.00089093 | 0.00082346 | 0.0010062 | 0.00091991 | 0.0010225 | 0.0010084 | 0.0011238 | 0.0010049 | 0.0010935 | 0.00095083 | 0.012771 | 0.0038408 | 0.0034501 | 0.0036656 | 0.0035287 | 0.0032273 | 0.002938 | 0.002904 | 0.0028272 | 0.0029465 | 0.003437 | 0.0034557 | 0.0038452 | 0 | 0.019095 | 0.016861 | 0.018567 | 0.017762 | 0.018228 | 0.017738 | 0.017894 | 0.017512 | 0.017445 | 0.018379 | 0.017592 | 0.01901 | 0.42634
LO5Med | New | ConnectedThermostats | Commercial | HVAC | 4.2077e-05 | 3.1153e-05 | 0.47731 | 62.8272 | Lodging | ConnectedThermostats-Lodging | 0 | 0 | 0 | 0 | 0 | 0 | 0 | 0 | 0 | 0 | 0 | 0 | 0 | 0 | 0 | 0 | 0 | 0 | 0 | 0 | 0 | 0.007157 | 0.0064289 | 0.0068304 | 0.0065753 | 0.0060136 | 0.0054746 | 0.0054112 | 0.0052681 | 0.0054904 | 0.0064045 | 0.0064393 | 0.007165 | 0 | 0.035582 | 0.031419 | 0.034597 | 0.033097 | 0.033966 | 0.033053 | 0.033343 | 0.032632 | 0.032507 | 0.034248 | 0.03278 | 0.035423 | 0.57994
LO5Med | New | ConnectedThermostats | Commercial | HVAC | 2.0469e-05 | 1.5155e-05 | 0.23219 | 125.8242 | Hospital | ConnectedThermostats-Hospital | 0 | 0 | 0 | 0 | 0 | 0 | 0 | 0 | 0 | 0 | 0 | 0 | 0 | 0 | 0 | 0 | 0 | 0 | 0 | 0 | 0 | 0.0034816 | 0.0031275 | 0.0033228 | 0.0031987 | 0.0029254 | 0.0026632 | 0.0026324 | 0.0025627 | 0.0026709 | 0.0031156 | 0.0031325 | 0.0034855 | 0 | 0.017309 | 0.015284 | 0.01683 | 0.0161 | 0.016523 | 0.016079 | 0.01622 | 0.015874 | 0.015814 | 0.01666 | 0.015946 | 0.017232 | 0.4178
LO5Med | New | ConnectedThermostats | Commercial | HVAC | 3.7715e-05 | 2.7924e-05 | 0.42783 | 70.1098 | Residential Care | ConnectedThermostats-Residential Care | 0.00011193 | 0.0002644 | 0.00046531 | 0.00075976 | 0.0011085 | 0.0016597 | 0.0018224 | 0.0018707 | 0.0022514 | 0.0027435 | 0.0028021 | 0.002744 | 0.0024603 | 0.002567 | 0.0025653 | 0.0030171 | 0.0028688 | 0.0030294 | 0.0030826 | 0.0032987 | 0.041493 | 0.006415 | 0.0057625 | 0.0061223 | 0.0058937 | 0.0053902 | 0.004907 | 0.0048502 | 0.004722 | 0.0049213 | 0.0057406 | 0.0057718 | 0.0064223 | 0 | 0.031894 | 0.028162 | 0.031011 | 0.029666 | 0.030445 | 0.029627 | 0.029886 | 0.029249 | 0.029137 | 0.030697 | 0.029382 | 0.031751 | 0.54301
LO5Med | New | ConnectedThermostats | Commercial | HVAC | 2.1591e-05 | 1.5986e-05 | 0.24492 | 121.0396 | Assembly | ConnectedThermostats-Assembly | 0.00027348 | 0.0010176 | 0.0010694 | 0.0015567 | 0.0024572 | 0.0040353 | 0.0056833 | 0.0075256 | 0.01009 | 0.011272 | 0.011637 | 0.01161 | 0.013511 | 0.013809 | 0.01408 | 0.014756 | 0.015276 | 0.015603 | 0.014353 | 0.014586 | 0.1842 | 0.0036725 | 0.0032989 | 0.0035049 | 0.003374 | 0.0030858 | 0.0028092 | 0.0027767 | 0.0027032 | 0.0028173 | 0.0032864 | 0.0033042 | 0.0036766 | 0 | 0.018258 | 0.016122 | 0.017753 | 0.016983 | 0.017429 | 0.016961 | 0.017109 | 0.016745 | 0.016681 | 0.017574 | 0.016821 | 0.018177 | 0.41616
LO5Med | New | ConnectedThermostats | Commercial | HVAC | 2.7942e-05 | 2.0688e-05 | 0.31696 | 93.8153 | Other | ConnectedThermostats-Other | 0.0002919 | 0.00083691 | 0.0011951 | 0.0017016 | 0.0033667 | 0.0046047 | 0.0050602 | 0.0056444 | 0.0083359 | 0.0093295 | 0.010272 | 0.0094818 | 0.0094702 | 0.0094978 | 0.01016 | 0.0095699 | 0.011015 | 0.012318 | 0.010532 | 0.010804 | 0.14349 | 0.0047527 | 0.0042693 | 0.0045359 | 0.0043665 | 0.0039935 | 0.0036355 | 0.0035934 | 0.0034984 | 0.003646 | 0.004253 | 0.0042761 | 0.0047581 | 0 | 0.023629 | 0.020864 | 0.022975 | 0.021978 | 0.022556 | 0.02195 | 0.022142 | 0.02167 | 0.021587 | 0.022743 | 0.021768 | 0.023523 | 0.46733
LO12Med | NR | Cooking | Commercial | Food Preparation | 1.8992 | 1.0354 | 20016.6488 | -53.6979 | Restaurant | Steamer | 0.063601 | 0.12879 | 0.19553 | 0.2638 | 0.33356 | 0.39804 | 0.45155 | 0.49614 | 0.53348 | 0.56494 | 0.59161 | 0.61441 | 0.63407 | 0.65118 | 0.66623 | 0.67961 | 0.68587 | 0.69208 | 0.68191 | 0.6871 | 4.9626 | 318.3912 | 286.423 | 313.8904 | 258.2685 | 255.416 | 249.7458 | 257.857 | 260.4259 | 248.5797 | 266.2859 | 302.6082 | 312.3889 | 0 | 1404.3439 | 1274.7047 | 1394.4047 | 1383.671 | 1433.7808 | 1395.0683 | 1425.2504 | 1444.0211 | 1389.2382 | 1436.0515 | 1328.5671 | 1377.2666 | 23.2456
LO5Med | NR | Cooking | Commercial | Food Preparation | 0.58432 | 0.31984 | 6156.5355 | -86.3158 | Restaurant | Combo Oven | 0.045702 | 0.10309 | 0.17471 | 0.25943 | 0.3578 | 0.4746 | 0.6049 | 0.74056 | 0.87136 | 0.98716 | 1.0806 | 1.1492 | 1.1953 | 1.2232 | 1.2347 | 1.2462 | 1.2576 | 1.2689 | 1.2502 | 1.2598 | 9.0702 | 97.4994 | 87.7474 | 96.2491 | 79.2957 | 78.5468 | 77.0492 | 79.6802 | 80.501 | 76.7173 | 81.8886 | 92.7317 | 95.6834 | 0 | 430.9973 | 391.2763 | 428.3202 | 425.1893 | 440.9905 | 429.8939 | 439.7329 | 445.644 | 428.2942 | 441.8809 | 407.9363 | 422.7898 | 8.5442
LO5Med | NR | Cooking | Commercial | Food Preparation | 0.30002 | 0.16296 | 3163.0197 | 9.7551 | Restaurant | HFHC | 0.017529 | 0.039539 | 0.06701 | 0.099507 | 0.13724 | 0.18203 | 0.23201 | 0.28405 | 0.33422 | 0.37863 | 0.41448 | 0.44077 | 0.45846 | 0.46917 | 0.47358 | 0.47797 | 0.48234 | 0.48669 | 0.47953 | 0.48319 | 5.0251 | 50.5139 | 45.4244 | 49.7395 | 40.8775 | 40.3662 | 39.3541 | 40.5716 | 40.9631 | 39.1572 | 42.0846 | 47.979 | 49.5512 | 0 | 222.3557 | 201.7984 | 220.606 | 218.8295 | 226.5645 | 220.0653 | 224.5727 | 227.4738 | 219.0529 | 226.8329 | 210.2656 | 218.02 | 1.7202
LO5Med | NR | Cooking | Commercial | Food Preparation | 0.34034 | 0.18486 | 3588.1374 | 10.3295 | Restaurant | Griddle | 0.01173 | 0.026459 | 0.044841 | 0.066588 | 0.091836 | 0.12181 | 0.15526 | 0.19008 | 0.22365 | 0.25337 | 0.27736 | 0.29496 | 0.3068 | 0.31396 | 0.31691 | 0.31985 | 0.32277 | 0.32569 | 0.3209 | 0.32334 | 3.8801 | 57.3031 | 51.5295 | 56.4246 | 46.3716 | 45.7915 | 44.6434 | 46.0245 | 46.4686 | 44.42 | 47.7408 | 54.4276 | 56.2111 | 0 | 252.2408 | 228.9206 | 250.256 | 248.2407 | 257.0154 | 249.6427 | 254.7558 | 258.0469 | 248.4942 | 257.3198 | 238.5258 | 247.3225 | 1.6839
LO5Med | NR | Cooking | Commercial | Food Preparation | 0.18669 | 0.10799 | 1764.2173 | 16.8096 | Restaurant | Overwrapper | 0.006404 | 0.014445 | 0.024481 | 0.036353 | 0.050138 | 0.066504 | 0.084762 | 0.10377 | 0.1221 | 0.13833 | 0.15142 | 0.16103 | 0.16749 | 0.1714 | 0.17302 | 0.17462 | 0.17622 | 0.17781 | 0.17519 | 0.17653 | 1.7653 | 32.9303 | 29.5416 | 32.4397 | 29.0904 | 29.4265 | 28.6223 | 29.7636 | 29.7161 | 28.5744 | 29.9971 | 31.4782 | 32.9202 | 0 | 119.2778 | 106.8844 | 117.4438 | 114.92 | 118.9663 | 115.5911 | 119.9324 | 119.5739 | 115.2281 | 118.724 | 113.9129 | 119.2625 | 1.3507
LO5Med | NR | Cooking | Commercial | Food Preparation | 0.076203 | 0.04139 | 803.3896 | 70.7657 | Restaurant | Convection Oven | 0.0065949 | 0.014876 | 0.025211 | 0.037437 | 0.051632 | 0.068486 | 0.087288 | 0.10687 | 0.12574 | 0.14245 | 0.15594 | 0.16583 | 0.17249 | 0.17651 | 0.17817 | 0.17983 | 0.18147 | 0.18311 | 0.18041 | 0.18179 | 1.3816 | 12.8303 | 11.5375 | 12.6336 | 10.3827 | 10.2528 | 9.9957 | 10.305 | 10.4044 | 9.9457 | 10.6892 | 12.1864 | 12.5857 | 0 | 56.4771 | 51.2557 | 56.0327 | 55.5815 | 57.5461 | 55.8954 | 57.0402 | 57.7771 | 55.6382 | 57.6143 | 53.4063 | 55.3759 | 0.52274
LO12Med | NR | Cooking | Commercial | Food Preparation | 0.17509 | 0.095104 | 1845.9781 | 131.2636 | Restaurant | Fryer | 0.016609 | 0.033633 | 0.051062 | 0.06889 | 0.087108 | 0.10395 | 0.11792 | 0.12956 | 0.13932 | 0.14753 | 0.1545 | 0.16045 | 0.16558 | 0.17005 | 0.17398 | 0.17748 | 0.17911 | 0.18073 | 0.17808 | 0.17943 | 1.008 | 29.4806 | 26.5102 | 29.0286 | 23.8566 | 23.5582 | 22.9675 | 23.6781 | 23.9066 | 22.8526 | 24.5611 | 28.0012 | 28.9187 | 0 | 129.7696 | 117.7721 | 128.7484 | 127.7117 | 132.2259 | 128.4329 | 131.0634 | 132.7566 | 127.842 | 132.3825 | 122.7137 | 127.2392 | 0.30927
LO12Med | New | DHP | Commercial | HVAC | 0.00020784 | 0.00010448 | 1.6263 | 64.1862 | Small Off | DHP-New-Small Off | 0.0019769 | 0.0039391 | 0.0049943 | 0.0060595 | 0.0075142 | 0.010667 | 0.012534 | 0.014928 | 0.017634 | 0.017627 | 0.01965 | 0.020848 | 0.01951 | 0.022224 | 0.021358 | 0.023614 | 0.023807 | 0.025856 | 0.0223 | 0.02336 | 0.3204 | 0.040099 | 0.025507 | 0.015639 | 0.01458 | 0.0036178 | 0.0011073 | 0.0002267 | 0.00021247 | 0.0012271 | 0.010089 | 0.020355 | 0.056544 | 0 | 0.26615 | 0.19037 | 0.13395 | 0.13067 | 0.047957 | 0.02474 | 0.0113 | 0.011186 | 0.024982 | 0.089922 | 0.15692 | 0.34893 | 0.59005
LO12Med | New | DHP | Commercial | HVAC | 0.00020784 | 0.00010448 | 1.6263 | 64.1862 | Small Ret | DHP-New-Small Ret | 0.00096219 | 0.0019065 | 0.0033486 | 0.0059171 | 0.0069593 | 0.010428 | 0.011835 | 0.010693 | 0.017302 | 0.016985 | 0.019037 | 0.018559 | 0.020062 | 0.01991 | 0.020408 | 0.020569 | 0.021369 | 0.019377 | 0.019559 | 0.01891 | 0.2841 | 0.040099 | 0.025507 | 0.015639 | 0.01458 | 0.0036178 | 0.0011073 | 0.0002267 | 0.00021247 | 0.0012271 | 0.010089 | 0.020355 | 0.056544 | 0 | 0.26615 | 0.19037 | 0.13395 | 0.13067 | 0.047957 | 0.02474 | 0.0113 | 0.011186 | 0.024982 | 0.089922 | 0.15692 | 0.34893 | 0.59005
LO12Med | New | DHP | Commercial | HVAC | 0.00020784 | 0.00010448 | 1.6263 | 64.1862 | MiniMart | DHP-New-MiniMart | 0.00013972 | 0.00027548 | 0.00041671 | 0.00054537 | 0.0016487 | 0.0021378 | 0.0023493 | 0.0022371 | 0.0034358 | 0.0033321 | 0.0036125 | 0.0035914 | 0.0037979 | 0.003937 | 0.004002 | 0.0039791 | 0.0041842 | 0.0037482 | 0.0038734 | 0.0040496 | 0.055294 | 0.040099 | 0.025507 | 0.015639 | 0.01458 | 0.0036178 | 0.0011073 | 0.0002267 | 0.00021247 | 0.0012271 | 0.010089 | 0.020355 | 0.056544 | 0 | 0.26615 | 0.19037 | 0.13395 | 0.13067 | 0.047957 | 0.02474 | 0.0113 | 0.011186 | 0.024982 | 0.089922 | 0.15692 | 0.34893 | 0.59005
LO12Med | New | DHP | Commercial | HVAC | 0.00020784 | 0.00010448 | 1.6263 | 64.1862 | Restaurant | DHP-New-Restaurant | 0.00016601 | 0.00029584 | 0.00041413 | 0.00055545 | 0.00072882 | 0.00096664 | 0.0010754 | 0.00094686 | 0.0016144 | 0.0015624 | 0.0019046 | 0.0017191 | 0.0020841 | 0.0019122 | 0.0021544 | 0.0021473 | 0.0023933 | 0.0021402 | 0.0023287 | 0.002025 | 0.029135 | 0.040099 | 0.025507 | 0.015639 | 0.01458 | 0.0036178 | 0.0011073 | 0.0002267 | 0.00021247 | 0.0012271 | 0.010089 | 0.020355 | 0.056544 | 0 | 0.26615 | 0.19037 | 0.13395 | 0.13067 | 0.047957 | 0.02474 | 0.0113 | 0.011186 | 0.024982 | 0.089922 | 0.15692 | 0.34893 | 0.59005
LO12Med | New | DHP | Commercial | HVAC | 0.00020784 | 0.00010448 | 1.6263 | 64.1862 | Other | DHP-New-Other | 0.00022461 | 0.00057812 | 0.00073953 | 0.00095665 | 0.0017354 | 0.0021353 | 0.0020886 | 0.0020908 | 0.0028218 | 0.0029521 | 0.0031095 | 0.002803 | 0.0027776 | 0.0027956 | 0.0030311 | 0.0028857 | 0.0033215 | 0.0037148 | 0.0031762 | 0.0032581 | 0.047196 | 0.040099 | 0.025507 | 0.015639 | 0.01458 | 0.0036178 | 0.0011073 | 0.0002267 | 0.00021247 | 0.0012271 | 0.010089 | 0.020355 | 0.056544 | 0 | 0.26615 | 0.19037 | 0.13395 | 0.13067 | 0.047957 | 0.02474 | 0.0113 | 0.011186 | 0.024982 | 0.089922 | 0.15692 | 0.34893 | 0.59005
Retro12Med | Retro | DHP | Commercial | HVAC | 0.00042724 | 0.00021478 | 3.3431 | 98.1136 | Small Off | DHP-Retro-Small Off | 0.56529 | 0.5636 | 0.56191 | 0.56022 | 0.55854 | 0.50118 | 0.39974 | 0.31883 | 0.2543 | 0.20283 | 0.16178 | 0.12903 | 0.10292 | 0.082087 | 0.065472 | 0.052221 | 0.00035512 | 0.00012645 | 4.2978e-05 | 1.3972e-05 | 4.8902 | 0.082429 | 0.052434 | 0.032148 | 0.029971 | 0.007437 | 0.0022763 | 0.00046603 | 0.00043677 | 0.0025225 | 0.02074 | 0.041843 | 0.11624 | 0 | 0.54712 | 0.39133 | 0.27535 | 0.26861 | 0.098583 | 0.050858 | 0.023228 | 0.022994 | 0.051355 | 0.18485 | 0.32257 | 0.71727 | 0.42302
Retro12Med | Retro | DHP | Commercial | HVAC | 0.00041613 | 0.00020919 | 3.2561 | 101.3157 | Small Ret | DHP-Retro-Small Ret | 0.28272 | 0.28142 | 0.28012 | 0.27884 | 0.27755 | 0.24865 | 0.198 | 0.15767 | 0.12556 | 0.099986 | 0.079621 | 0.063403 | 0.050489 | 0.040206 | 0.032017 | 0.025495 | 0.0001731 | 6.1537e-05 | 2.0882e-05 | 6.778e-06 | 2.3747 | 0.080284 | 0.051069 | 0.031311 | 0.029192 | 0.0072435 | 0.0022171 | 0.0004539 | 0.0004254 | 0.0024569 | 0.0202 | 0.040754 | 0.11321 | 0 | 0.53288 | 0.38115 | 0.26818 | 0.26162 | 0.096017 | 0.049535 | 0.022624 | 0.022396 | 0.050018 | 0.18004 | 0.31417 | 0.69861 | 0.41201
Retro12Med | Retro | DHP | Commercial | HVAC | 0.00075841 | 0.00038125 | 5.9343 | 45.7807 | MiniMart | DHP-Retro-MiniMart | 0.099745 | 0.099505 | 0.099266 | 0.099028 | 0.09879 | 0.088698 | 0.070788 | 0.056495 | 0.045087 | 0.035983 | 0.028717 | 0.022919 | 0.018291 | 0.014598 | 0.01165 | 0.0092978 | 6.3266e-05 | 2.2541e-05 | 7.6659e-06 | 2.4937e-06 | 0.87347 | 0.14632 | 0.093077 | 0.057067 | 0.053203 | 0.013202 | 0.0040408 | 0.00082726 | 0.00077532 | 0.0044778 | 0.036816 | 0.074277 | 0.20633 | 0 | 0.97121 | 0.69466 | 0.48878 | 0.47681 | 0.175 | 0.09028 | 0.041233 | 0.040817 | 0.091161 | 0.32813 | 0.5726 | 1.2733 | 0.75091
Retro12Med | Retro | DHP | Commercial | HVAC | 0.00075841 | 0.00038125 | 5.9343 | 45.7807 | Restaurant | DHP-Retro-Restaurant | 0.033268 | 0.032968 | 0.032672 | 0.032378 | 0.032086 | 0.028618 | 0.022688 | 0.017987 | 0.01426 | 0.011305 | 0.008963 | 0.0071058 | 0.0056335 | 0.0044662 | 0.0035408 | 0.0028072 | 1.8975e-05 | 6.7157e-06 | 2.2688e-06 | 7.3318e-07 | 0.25631 | 0.14632 | 0.093077 | 0.057067 | 0.053203 | 0.013202 | 0.0040408 | 0.00082726 | 0.00077532 | 0.0044778 | 0.036816 | 0.074277 | 0.20633 | 0 | 0.97121 | 0.69466 | 0.48878 | 0.47681 | 0.175 | 0.09028 | 0.041233 | 0.040817 | 0.091161 | 0.32813 | 0.5726 | 1.2733 | 0.75091
Retro12Med | Retro | DHP | Commercial | HVAC | 0.00041613 | 0.00020919 | 3.2561 | 101.3157 | Other | DHP-Retro-Other | 0.027351 | 0.027105 | 0.026861 | 0.026619 | 0.02638 | 0.023528 | 0.018653 | 0.014788 | 0.011724 | 0.0092948 | 0.0073689 | 0.0058421 | 0.0046316 | 0.0036719 | 0.0029111 | 0.0023079 | 1.56e-05 | 5.5213e-06 | 1.8653e-06 | 6.0279e-07 | 0.21064 | 0.080284 | 0.051069 | 0.031311 | 0.029192 | 0.0072435 | 0.0022171 | 0.0004539 | 0.0004254 | 0.0024569 | 0.0202 | 0.040754 | 0.11321 | 0 | 0.53288 | 0.38115 | 0.26818 | 0.26162 | 0.096017 | 0.049535 | 0.022624 | 0.022396 | 0.050018 | 0.18004 | 0.31417 | 0.69861 | 0.41201
Retro3Slow | Retro | Commercial EM | Commercial | HVAC | 7.6247e-05 | 5.6452e-05 | 0.86492 | 47.8156 | Large Off | Commercial EM-Large Off-Retro | 0.035534 | 0.055688 | 0.11104 | 0.19374 | 0.30047 | 0.4194 | 0.53217 | 0.61901 | 0.66462 | 0.66263 | 0.6166 | 0.53791 | 0.44165 | 0.34248 | 0.25159 | 0.17559 | 0.11671 | 0.074045 | 0.044936 | 0.030334 | 6.0668 | 0.012969 | 0.01165 | 0.012377 | 0.011915 | 0.010897 | 0.0099204 | 0.0098055 | 0.0095462 | 0.0099491 | 0.011605 | 0.011669 | 0.012984 | 0 | 0.064478 | 0.056934 | 0.062693 | 0.059974 | 0.061549 | 0.059895 | 0.06042 | 0.059132 | 0.058906 | 0.06206 | 0.0594 | 0.064189 | 0.75569
Retro3Slow | Retro | Commercial EM | Commercial | HVAC | 8.4279e-05 | 6.2399e-05 | 0.95603 | 37.8256 | Medium Off | Commercial EM-Medium Off-Retro | 0.0033874 | 0.0053088 | 0.010586 | 0.018469 | 0.028644 | 0.039981 | 0.050732 | 0.05901 | 0.063359 | 0.063169 | 0.058781 | 0.051279 | 0.042103 | 0.032648 | 0.023985 | 0.016739 | 0.011126 | 0.0070588 | 0.0042838 | 0.0028918 | 0.57835 | 0.014335 | 0.012877 | 0.013681 | 0.01317 | 0.012045 | 0.010965 | 0.010838 | 0.010552 | 0.010997 | 0.012828 | 0.012898 | 0.014351 | 0 | 0.07127 | 0.062931 | 0.069297 | 0.066291 | 0.068033 | 0.066204 | 0.066784 | 0.065361 | 0.065111 | 0.068597 | 0.065657 | 0.07095 | 0.86396
Retro3Slow | Retro | Commercial EM | Commercial | HVAC | 6.2784e-05 | 4.6484e-05 | 0.7122 | 50.9474 | Small Off | Commercial EM-Small Off-Retro | 0 | 0 | 0 | 0 | 0 | 0 | 0 | 0 | 0 | 0 | 0 | 0 | 0 | 0 | 0 | 0 | 0 | 0 | 0 | 0 | 0 | 0.010679 | 0.0095927 | 0.010192 | 0.0098112 | 0.0089731 | 0.0081687 | 0.0080741 | 0.0078606 | 0.0081924 | 0.0095563 | 0.0096082 | 0.010691 | 0 | 0.053093 | 0.046881 | 0.051623 | 0.049384 | 0.050682 | 0.049319 | 0.049751 | 0.048691 | 0.048505 | 0.051102 | 0.048912 | 0.052855 | 0.73649
Retro3Slow | Retro | Commercial EM | Commercial | HVAC | 8.4984e-05 | 6.2921e-05 | 0.96402 | 40.3169 | XLarge Ret | Commercial EM-XLarge Ret-Retro | 0.00094394 | 0.001477 | 0.0029403 | 0.0051219 | 0.0079307 | 0.011052 | 0.014001 | 0.01626 | 0.01743 | 0.01735 | 0.016119 | 0.014039 | 0.011508 | 0.0089098 | 0.0065349 | 0.0045534 | 0.0030216 | 0.001914 | 0.0011597 | 0.0007816 | 0.15632 | 0.014455 | 0.012985 | 0.013796 | 0.01328 | 0.012146 | 0.011057 | 0.010929 | 0.01064 | 0.011089 | 0.012935 | 0.013006 | 0.014471 | 0 | 0.071866 | 0.063458 | 0.069877 | 0.066846 | 0.068602 | 0.066758 | 0.067343 | 0.065908 | 0.065655 | 0.069171 | 0.066207 | 0.071544 | 0.83484
Retro3Slow | Retro | Commercial EM | Commercial | HVAC | 5.3965e-05 | 3.9955e-05 | 0.61216 | 72.6152 | Large Ret | Commercial EM-Large Ret-Retro | 0.0060589 | 0.0094803 | 0.018873 | 0.032876 | 0.050906 | 0.07094 | 0.089872 | 0.10437 | 0.11188 | 0.11137 | 0.10346 | 0.090114 | 0.07387 | 0.05719 | 0.041946 | 0.029227 | 0.019395 | 0.012286 | 0.0074438 | 0.0050169 | 1.0034 | 0.009179 | 0.0082453 | 0.0087602 | 0.008433 | 0.0077126 | 0.0070212 | 0.00694 | 0.0067565 | 0.0070416 | 0.0082139 | 0.0082585 | 0.0091893 | 0 | 0.045635 | 0.040296 | 0.044372 | 0.042447 | 0.043562 | 0.042391 | 0.042763 | 0.041852 | 0.041691 | 0.043924 | 0.042041 | 0.04543 | 0.60207
Retro3Slow | Retro | Commercial EM | Commercial | HVAC | 5.2984e-05 | 3.9228e-05 | 0.60102 | 58.6633 | Medium Ret | Commercial EM-Medium Ret-Retro | 0.00026052 | 0.00040763 | 0.0008115 | 0.0014136 | 0.0021888 | 0.0030502 | 0.0038643 | 0.0044876 | 0.0048105 | 0.0047884 | 0.0044486 | 0.0038746 | 0.0031762 | 0.002459 | 0.0018036 | 0.0012567 | 0.00083394 | 0.00052825 | 0.00032006 | 0.00021571 | 0.043143 | 0.0090121 | 0.0080953 | 0.0086009 | 0.0082797 | 0.0075724 | 0.0068936 | 0.0068138 | 0.0066336 | 0.0069136 | 0.0080646 | 0.0081084 | 0.0090222 | 0 | 0.044805 | 0.039563 | 0.043565 | 0.041675 | 0.04277 | 0.041621 | 0.041985 | 0.041091 | 0.040933 | 0.043125 | 0.041277 | 0.044604 | 0.69062
Retro3Slow | Retro | Commercial EM | Commercial | HVAC | 8.7712e-05 | 6.494e-05 | 0.99497 | 19.7338 | Small Ret | Commercial EM-Small Ret-Retro | 0 | 0 | 0 | 0 | 0 | 0 | 0 | 0 | 0 | 0 | 0 | 0 | 0 | 0 | 0 | 0 | 0 | 0 | 0 | 0 | 0 | 0.014919 | 0.013401 | 0.014238 | 0.013707 | 0.012536 | 0.011412 | 0.01128 | 0.010982 | 0.011445 | 0.013351 | 0.013423 | 0.014936 | 0 | 0.074173 | 0.065495 | 0.07212 | 0.068992 | 0.070804 | 0.068901 | 0.069505 | 0.068024 | 0.067763 | 0.071391 | 0.068332 | 0.07384 | 1.1843
Retro3Slow | Retro | Commercial EM | Commercial | HVAC | 4.7418e-05 | 3.5107e-05 | 0.53789 | 1.2142 | School K-12 | Commercial EM-School K-12-Retro | 0.0084119 | 0.013195 | 0.026335 | 0.045989 | 0.071388 | 0.099733 | 0.12667 | 0.14747 | 0.15848 | 0.15814 | 0.14729 | 0.12861 | 0.10569 | 0.082032 | 0.060318 | 0.042134 | 0.02803 | 0.0178 | 0.010812 | 0.0073052 | 1.461 | 0.0080654 | 0.007245 | 0.0076974 | 0.00741 | 0.0067769 | 0.0061694 | 0.006098 | 0.0059368 | 0.0061873 | 0.0072174 | 0.0072566 | 0.0080745 | 0 | 0.040099 | 0.035407 | 0.038989 | 0.037298 | 0.038277 | 0.037249 | 0.037575 | 0.036774 | 0.036633 | 0.038595 | 0.036941 | 0.039919 | 1.6588
Retro3Slow | Retro | Commercial EM | Commercial | HVAC | 4.7796e-05 | 3.5387e-05 | 0.54217 | 84.0367 | University | Commercial EM-University-Retro | 0.014517 | 0.022765 | 0.045421 | 0.079296 | 0.12305 | 0.17186 | 0.21821 | 0.25397 | 0.27285 | 0.27219 | 0.25343 | 0.22122 | 0.18175 | 0.14102 | 0.10366 | 0.072387 | 0.048142 | 0.030563 | 0.018559 | 0.012536 | 2.5071 | 0.0081297 | 0.0073027 | 0.0077587 | 0.007469 | 0.0068309 | 0.0062186 | 0.0061466 | 0.0059841 | 0.0062366 | 0.0072749 | 0.0073144 | 0.0081388 | 0 | 0.040418 | 0.035689 | 0.039299 | 0.037595 | 0.038582 | 0.037545 | 0.037874 | 0.037067 | 0.036925 | 0.038902 | 0.037235 | 0.040237 | 0.55577
Retro3Slow | Retro | Commercial EM | Commercial | HVAC | 4.5452e-05 | 3.3652e-05 | 0.51559 | 5.3558 | Warehouse | Commercial EM-Warehouse-Retro | 0 | 0 | 0 | 0 | 0 | 0 | 0 | 0 | 0 | 0 | 0 | 0 | 0 | 0 | 0 | 0 | 0 | 0 | 0 | 0 | 0 | 0.007731 | 0.0069446 | 0.0073782 | 0.0071027 | 0.0064959 | 0.0059136 | 0.0058452 | 0.0056906 | 0.0059308 | 0.0069182 | 0.0069557 | 0.0077397 | 0 | 0.038436 | 0.033939 | 0.037372 | 0.035751 | 0.03669 | 0.035704 | 0.036017 | 0.035249 | 0.035114 | 0.036995 | 0.035409 | 0.038264 | 1.6438
Retro3Slow | Retro | Commercial EM | Commercial | HVAC | 0.00017526 | 0.00012976 | 1.9881 | 153.5807 | Supermarket | Commercial EM-Supermarket-Retro | 0.0013181 | 0.0020621 | 0.0041048 | 0.0071495 | 0.011069 | 0.015423 | 0.019537 | 0.022686 | 0.024315 | 0.024201 | 0.022481 | 0.019578 | 0.016047 | 0.012422 | 0.0091097 | 0.0063467 | 0.0042112 | 0.0026672 | 0.0016158 | 0.0010889 | 0.21778 | 0.029811 | 0.026778 | 0.028451 | 0.027388 | 0.025048 | 0.022803 | 0.022539 | 0.021943 | 0.022869 | 0.026676 | 0.026821 | 0.029844 | 0 | 0.14821 | 0.13087 | 0.14411 | 0.13786 | 0.14148 | 0.13768 | 0.13888 | 0.13592 | 0.1354 | 0.14265 | 0.13654 | 0.14755 | 0.31032
Retro3Slow | Retro | Commercial EM | Commercial | HVAC | 0.00017526 | 0.00012976 | 1.9881 | 153.5807 | MiniMart | Commercial EM-MiniMart-Retro | 0 | 0 | 0 | 0 | 0 | 0 | 0 | 0 | 0 | 0 | 0 | 0 | 0 | 0 | 0 | 0 | 0 | 0 | 0 | 0 | 0 | 0.029811 | 0.026778 | 0.028451 | 0.027388 | 0.025048 | 0.022803 | 0.022539 | 0.021943 | 0.022869 | 0.026676 | 0.026821 | 0.029844 | 0 | 0.14821 | 0.13087 | 0.14411 | 0.13786 | 0.14148 | 0.13768 | 0.13888 | 0.13592 | 0.1354 | 0.14265 | 0.13654 | 0.14755 | 0.31032
Retro3Slow | Retro | Commercial EM | Commercial | HVAC | 0.00012499 | 9.2539e-05 | 1.4178 | 142.4332 | Restaurant | Commercial EM-Restaurant-Retro | 0.00032637 | 0.0005084 | 0.0010077 | 0.0017475 | 0.0026939 | 0.0037375 | 0.0047141 | 0.0054502 | 0.0058167 | 0.0057643 | 0.0053316 | 0.0046232 | 0.003773 | 0.0029082 | 0.0021236 | 0.0014731 | 0.00097325 | 0.00061377 | 0.00037023 | 0.00024842 | 0.049685 | 0.021259 | 0.019097 | 0.020289 | 0.019532 | 0.017863 | 0.016262 | 0.016074 | 0.015649 | 0.016309 | 0.019024 | 0.019128 | 0.021283 | 0 | 0.1057 | 0.093329 | 0.10277 | 0.098312 | 0.10089 | 0.098183 | 0.099043 | 0.096933 | 0.096561 | 0.10173 | 0.097372 | 0.10522 | 0.34848
Retro3Slow | Retro | Commercial EM | Commercial | HVAC | 0.00011677 | 8.6451e-05 | 1.3245 | -3.621 | Lodging | Commercial EM-Lodging-Retro | 0.0036295 | 0.0056841 | 0.011326 | 0.019747 | 0.030604 | 0.042688 | 0.054129 | 0.062917 | 0.067506 | 0.067256 | 0.06254 | 0.05452 | 0.044733 | 0.034663 | 0.025447 | 0.017747 | 0.011787 | 0.0074734 | 0.0045322 | 0.0030573 | 0.61146 | 0.019861 | 0.01784 | 0.018955 | 0.018247 | 0.016688 | 0.015192 | 0.015016 | 0.014619 | 0.015236 | 0.017773 | 0.017869 | 0.019883 | 0 | 0.098742 | 0.087189 | 0.096009 | 0.091844 | 0.094257 | 0.091724 | 0.092527 | 0.090555 | 0.090208 | 0.095039 | 0.090966 | 0.098299 | 2.4303
Retro3Slow | Retro | Commercial EM | Commercial | HVAC | 0.00016442 | 0.00012173 | 1.8651 | 70.3044 | Hospital | Commercial EM-Hospital-Retro | 0.037459 | 0.05864 | 0.1168 | 0.20356 | 0.31535 | 0.43968 | 0.5573 | 0.64752 | 0.69447 | 0.69162 | 0.64287 | 0.5602 | 0.45945 | 0.35589 | 0.26116 | 0.18206 | 0.12088 | 0.076606 | 0.046438 | 0.031314 | 6.2627 | 0.027966 | 0.025122 | 0.02669 | 0.025694 | 0.023499 | 0.021392 | 0.021145 | 0.020586 | 0.021454 | 0.025026 | 0.025162 | 0.027998 | 0 | 0.13904 | 0.12277 | 0.13519 | 0.12933 | 0.13273 | 0.12916 | 0.13029 | 0.12751 | 0.12702 | 0.13383 | 0.12809 | 0.13842 | 0.57809
Retro3Slow | Retro | Commercial EM | Commercial | HVAC | 0.00012021 | 8.9004e-05 | 1.3637 | 45.6488 | Residential Care | Commercial EM-Residential Care-Retro | 0.0025455 | 0.003985 | 0.0079372 | 0.013833 | 0.02143 | 0.029879 | 0.037872 | 0.044003 | 0.047193 | 0.047 | 0.043687 | 0.038069 | 0.031223 | 0.024185 | 0.017747 | 0.012372 | 0.0082143 | 0.0052058 | 0.0031558 | 0.002128 | 0.42559 | 0.020447 | 0.018367 | 0.019514 | 0.018786 | 0.017181 | 0.015641 | 0.01546 | 0.015051 | 0.015686 | 0.018297 | 0.018397 | 0.02047 | 0 | 0.10166 | 0.089764 | 0.098844 | 0.094556 | 0.09704 | 0.094432 | 0.095259 | 0.093229 | 0.092872 | 0.097845 | 0.093652 | 0.1012 | 0.78438
Retro3Slow | Retro | Commercial EM | Commercial | HVAC | 0.00011145 | 8.2513e-05 | 1.2642 | 28.9144 | Assembly | Commercial EM-Assembly-Retro | 0 | 0 | 0 | 0 | 0 | 0 | 0 | 0 | 0 | 0 | 0 | 0 | 0 | 0 | 0 | 0 | 0 | 0 | 0 | 0 | 0 | 0.018956 | 0.017028 | 0.018091 | 0.017416 | 0.015928 | 0.0145 | 0.014332 | 0.013953 | 0.014542 | 0.016963 | 0.017055 | 0.018978 | 0 | 0.094244 | 0.083218 | 0.091635 | 0.087661 | 0.089964 | 0.087546 | 0.088313 | 0.086431 | 0.086099 | 0.09071 | 0.086822 | 0.093822 | 0.99737
Retro3Slow | Retro | Commercial EM | Commercial | HVAC | 0.00011145 | 8.2513e-05 | 1.2642 | 21.6603 | Other | Commercial EM-Other-Retro | 0 | 0 | 0 | 0 | 0 | 0 | 0 | 0 | 0 | 0 | 0 | 0 | 0 | 0 | 0 | 0 | 0 | 0 | 0 | 0 | 0 | 0.018956 | 0.017028 | 0.018091 | 0.017416 | 0.015928 | 0.0145 | 0.014332 | 0.013953 | 0.014542 | 0.016963 | 0.017055 | 0.018978 | 0 | 0.094244 | 0.083218 | 0.091635 | 0.087661 | 0.089964 | 0.087546 | 0.088313 | 0.086431 | 0.086099 | 0.09071 | 0.086822 | 0.093822 | 1.1197
LO5Med | New | Commercial EM | Commercial | HVAC | 6.8622e-05 | 5.0807e-05 | 0.86492 | 56.3515 | Large Off | Commercial EM-Large Off-New | 0.0033577 | 0.007255 | 0.0099123 | 0.013797 | 0.018592 | 0.028372 | 0.039114 | 0.052549 | 0.065671 | 0.071984 | 0.081789 | 0.088634 | 0.083279 | 0.094241 | 0.094223 | 0.10184 | 0.10283 | 0.11531 | 0.096101 | 0.10223 | 1.2711 | 0.011672 | 0.010485 | 0.01114 | 0.010724 | 0.0098075 | 0.0089283 | 0.008825 | 0.0085916 | 0.0089542 | 0.010445 | 0.010502 | 0.011685 | 0 | 0.05803 | 0.051241 | 0.056424 | 0.053977 | 0.055395 | 0.053906 | 0.054378 | 0.053219 | 0.053015 | 0.055854 | 0.05346 | 0.05777 | 0.61796
LO5Med | New | Commercial EM | Commercial | HVAC | 7.5851e-05 | 5.6159e-05 | 0.95603 | 40.7563 | Medium Off | Commercial EM-Medium Off-New | 0.00048973 | 0.0010754 | 0.0014642 | 0.0018874 | 0.0025887 | 0.0042343 | 0.005692 | 0.0076281 | 0.0095417 | 0.0099682 | 0.011893 | 0.012961 | 0.011871 | 0.013953 | 0.013057 | 0.014619 | 0.014633 | 0.016326 | 0.013286 | 0.014193 | 0.18136 | 0.012902 | 0.011589 | 0.012313 | 0.011853 | 0.010841 | 0.0098688 | 0.0097546 | 0.0094966 | 0.0098974 | 0.011545 | 0.011608 | 0.012916 | 0 | 0.064143 | 0.056638 | 0.062367 | 0.059662 | 0.06123 | 0.059584 | 0.060106 | 0.058825 | 0.0586 | 0.061737 | 0.059092 | 0.063855 | 0.78814
LO5Med | New | Commercial EM | Commercial | HVAC | 5.6506e-05 | 4.1836e-05 | 0.7122 | 48.4492 | Small Off | Commercial EM-Small Off-New | 0 | 0 | 0 | 0 | 0 | 0 | 0 | 0 | 0 | 0 | 0 | 0 | 0 | 0 | 0 | 0 | 0 | 0 | 0 | 0 | 0 | 0.0096111 | 0.0086335 | 0.0091726 | 0.0088301 | 0.0080757 | 0.0073518 | 0.0072667 | 0.0070746 | 0.0073731 | 0.0086006 | 0.0086474 | 0.009622 | 0 | 0.047784 | 0.042193 | 0.046461 | 0.044446 | 0.045613 | 0.044387 | 0.044776 | 0.043822 | 0.043654 | 0.045992 | 0.044021 | 0.047569 | 0.69388
LO5Med | New | Commercial EM | Commercial | HVAC | 7.6485e-05 | 5.6628e-05 | 0.96402 | 40.2865 | XLarge Ret | Commercial EM-XLarge Ret-New | 5.1405e-05 | 0.00011374 | 0.00024106 | 0.00051216 | 0.00064667 | 0.0011098 | 0.0014207 | 0.0013807 | 0.0024799 | 0.0025673 | 0.0030312 | 0.0029626 | 0.003294 | 0.0032395 | 0.0033047 | 0.0032863 | 0.00343 | 0.0030707 | 0.0030989 | 0.0030349 | 0.042276 | 0.01301 | 0.011686 | 0.012416 | 0.011952 | 0.010931 | 0.0099513 | 0.0098362 | 0.0095761 | 0.0099802 | 0.011642 | 0.011705 | 0.013024 | 0 | 0.064679 | 0.057112 | 0.062889 | 0.060161 | 0.061742 | 0.060082 | 0.060609 | 0.059317 | 0.05909 | 0.062254 | 0.059586 | 0.064389 | 0.79473
LO5Med | New | Commercial EM | Commercial | HVAC | 4.8568e-05 | 3.5959e-05 | 0.61216 | 72.5674 | Large Ret | Commercial EM-Large Ret-New | 0.00020128 | 0.00045124 | 0.00083027 | 0.0014783 | 0.00194 | 0.0030042 | 0.0038047 | 0.0040518 | 0.0068884 | 0.0073185 | 0.0084469 | 0.0084542 | 0.0091167 | 0.0091404 | 0.0091792 | 0.0092223 | 0.0094318 | 0.008831 | 0.0090211 | 0.008919 | 0.11973 | 0.0082611 | 0.0074207 | 0.0078841 | 0.0075897 | 0.0069414 | 0.0063191 | 0.006246 | 0.0060808 | 0.0063374 | 0.0073925 | 0.0074327 | 0.0082704 | 0 | 0.041071 | 0.036266 | 0.039935 | 0.038202 | 0.039206 | 0.038152 | 0.038486 | 0.037666 | 0.037522 | 0.039531 | 0.037837 | 0.040887 | 0.50465
LO5Med | New | Commercial EM | Commercial | HVAC | 4.7685e-05 | 3.5305e-05 | 0.60102 | 56.8824 | Medium Ret | Commercial EM-Medium Ret-New | 2.5898e-05 | 5.7854e-05 | 0.00012241 | 0.0002711 | 0.00033555 | 0.00059729 | 0.00075962 | 0.00073095 | 0.001325 | 0.0013597 | 0.0016268 | 0.0015812 | 0.0017546 | 0.0017201 | 0.0017462 | 0.0017397 | 0.0018182 | 0.0016067 | 0.0015988 | 0.0015357 | 0.022313 | 0.0081109 | 0.0072858 | 0.0077408 | 0.0074517 | 0.0068151 | 0.0062042 | 0.0061324 | 0.0059702 | 0.0062222 | 0.0072581 | 0.0072975 | 0.00812 | 0 | 0.040325 | 0.035607 | 0.039209 | 0.037508 | 0.038493 | 0.037459 | 0.037787 | 0.036982 | 0.03684 | 0.038812 | 0.037149 | 0.040144 | 0.61345
LO5Med | New | Commercial EM | Commercial | HVAC | 7.8941e-05 | 5.8446e-05 | 0.99497 | 17.6116 | Small Ret | Commercial EM-Small Ret-New | 0 | 0 | 0 | 0 | 0 | 0 | 0 | 0 | 0 | 0 | 0 | 0 | 0 | 0 | 0 | 0 | 0 | 0 | 0 | 0 | 0 | 0.013427 | 0.012061 | 0.012815 | 0.012336 | 0.011282 | 0.010271 | 0.010152 | 0.0098835 | 0.010301 | 0.012015 | 0.012081 | 0.013442 | 0 | 0.066756 | 0.058945 | 0.064908 | 0.062093 | 0.063724 | 0.062011 | 0.062554 | 0.061221 | 0.060987 | 0.064252 | 0.061499 | 0.066456 | 1.3329
LO5Med | New | Commercial EM | Commercial | HVAC | 4.2676e-05 | 3.1597e-05 | 0.53789 | 22.8387 | School K-12 | Commercial EM-School K-12-New | 0.00041787 | 0.00092589 | 0.0015515 | 0.0022739 | 0.0030884 | 0.0039871 | 0.0051039 | 0.0062267 | 0.008829 | 0.0099517 | 0.010752 | 0.011753 | 0.011821 | 0.011888 | 0.011846 | 0.01218 | 0.011932 | 0.01224 | 0.012469 | 0.012874 | 0.16211 | 0.0072589 | 0.0065205 | 0.0069277 | 0.006669 | 0.0060993 | 0.0055525 | 0.0054882 | 0.0053431 | 0.0055686 | 0.0064957 | 0.006531 | 0.007267 | 0 | 0.036089 | 0.031866 | 0.03509 | 0.033568 | 0.03445 | 0.033524 | 0.033817 | 0.033097 | 0.03297 | 0.034735 | 0.033247 | 0.035927 | 1.1529
LO5Med | New | Commercial EM | Commercial | HVAC | 4.3016e-05 | 3.1848e-05 | 0.54217 | 91.6641 | University | Commercial EM-University-New | 0.00053379 | 0.0011388 | 0.0021879 | 0.0031108 | 0.0046218 | 0.0061555 | 0.0078491 | 0.0092864 | 0.011748 | 0.013937 | 0.014456 | 0.015176 | 0.014445 | 0.015243 | 0.016301 | 0.017588 | 0.017108 | 0.018151 | 0.017102 | 0.018881 | 0.22502 | 0.0073167 | 0.0065724 | 0.0069828 | 0.0067221 | 0.0061478 | 0.0055967 | 0.0055319 | 0.0053857 | 0.005613 | 0.0065474 | 0.006583 | 0.0073249 | 0 | 0.036376 | 0.03212 | 0.035369 | 0.033835 | 0.034724 | 0.033791 | 0.034087 | 0.03336 | 0.033233 | 0.035012 | 0.033512 | 0.036213 | 0.41504
LO5Med | New | Commercial EM | Commercial | HVAC | 4.0907e-05 | 3.0287e-05 | 0.51559 | 0.28116 | Warehouse | Commercial EM-Warehouse-New | 0 | 0 | 0 | 0 | 0 | 0 | 0 | 0 | 0 | 0 | 0 | 0 | 0 | 0 | 0 | 0 | 0 | 0 | 0 | 0 | 0 | 0.0069579 | 0.0062501 | 0.0066404 | 0.0063924 | 0.0058464 | 0.0053223 | 0.0052607 | 0.0051216 | 0.0053377 | 0.0062263 | 0.0062602 | 0.0069657 | 0 | 0.034592 | 0.030545 | 0.033635 | 0.032176 | 0.033021 | 0.032134 | 0.032415 | 0.031725 | 0.031603 | 0.033295 | 0.031868 | 0.034437 | 2.7628
LO5Med | New | Commercial EM | Commercial | HVAC | 0.00015774 | 0.00011679 | 1.9881 | 157.9904 | Supermarket | Commercial EM-Supermarket-New | 7.8517e-05 | 0.00017639 | 0.00028972 | 0.00043964 | 0.00065346 | 0.00091932 | 0.0012039 | 0.0012677 | 0.0022196 | 0.0022831 | 0.0027773 | 0.0025575 | 0.0029979 | 0.0030385 | 0.0031455 | 0.0031515 | 0.0033256 | 0.0028022 | 0.002931 | 0.0028329 | 0.039091 | 0.02683 | 0.0241 | 0.025606 | 0.024649 | 0.022544 | 0.020523 | 0.020285 | 0.019749 | 0.020582 | 0.024009 | 0.024139 | 0.02686 | 0 | 0.13339 | 0.11778 | 0.1297 | 0.12407 | 0.12733 | 0.12391 | 0.12499 | 0.12233 | 0.12186 | 0.12839 | 0.12288 | 0.13279 | 0.25671
LO5Med | New | Commercial EM | Commercial | HVAC | 0.00015774 | 0.00011679 | 1.9881 | 157.9904 | MiniMart | Commercial EM-MiniMart-New | 0 | 0 | 0 | 0 | 0 | 0 | 0 | 0 | 0 | 0 | 0 | 0 | 0 | 0 | 0 | 0 | 0 | 0 | 0 | 0 | 0 | 0.02683 | 0.0241 | 0.025606 | 0.024649 | 0.022544 | 0.020523 | 0.020285 | 0.019749 | 0.020582 | 0.024009 | 0.024139 | 0.02686 | 0 | 0.13339 | 0.11778 | 0.1297 | 0.12407 | 0.12733 | 0.12391 | 0.12499 | 0.12233 | 0.12186 | 0.12839 | 0.12288 | 0.13279 | 0.25671
LO5Med | New | Commercial EM | Commercial | HVAC | 0.00011249 | 8.3285e-05 | 1.4178 | 139.8047 | Restaurant | Commercial EM-Restaurant-New | 3.744e-05 | 7.4319e-05 | 0.00011613 | 0.00017145 | 0.00024537 | 0.00036173 | 0.00045214 | 0.00044358 | 0.00082762 | 0.00085687 | 0.0010918 | 0.0010092 | 0.0012331 | 0.0011274 | 0.0012531 | 0.0012357 | 0.0013772 | 0.0012315 | 0.00134 | 0.0011652 | 0.015651 | 0.019134 | 0.017187 | 0.018261 | 0.017579 | 0.016077 | 0.014636 | 0.014466 | 0.014084 | 0.014678 | 0.017122 | 0.017215 | 0.019155 | 0 | 0.095126 | 0.083996 | 0.092493 | 0.088481 | 0.090805 | 0.088365 | 0.089139 | 0.087239 | 0.086905 | 0.091558 | 0.087635 | 0.094699 | 0.28669
LO5Med | New | Commercial EM | Commercial | HVAC | 0.00010509 | 7.7806e-05 | 1.3245 | 2.9915 | Lodging | Commercial EM-Lodging-New | 0.00022439 | 0.00040772 | 0.00058974 | 0.00086246 | 0.001302 | 0.0020092 | 0.002586 | 0.0024667 | 0.0051158 | 0.0049791 | 0.0067589 | 0.005855 | 0.0079659 | 0.0063646 | 0.0082456 | 0.0079406 | 0.0084152 | 0.0080062 | 0.0093453 | 0.0075754 | 0.097016 | 0.017875 | 0.016056 | 0.017059 | 0.016422 | 0.015019 | 0.013673 | 0.013515 | 0.013157 | 0.013713 | 0.015995 | 0.016082 | 0.017895 | 0 | 0.088867 | 0.07847 | 0.086408 | 0.08266 | 0.084831 | 0.082551 | 0.083274 | 0.0815 | 0.081187 | 0.085535 | 0.081869 | 0.088469 | 2.3659
LO5Med | New | Commercial EM | Commercial | HVAC | 0.00014798 | 0.00010956 | 1.8651 | 55.5788 | Hospital | Commercial EM-Hospital-New | 0.0074482 | 0.020612 | 0.03769 | 0.052025 | 0.082163 | 0.12348 | 0.14385 | 0.14512 | 0.18078 | 0.21824 | 0.22433 | 0.22271 | 0.20977 | 0.21008 | 0.21673 | 0.24552 | 0.24738 | 0.247 | 0.25734 | 0.26615 | 3.3584 | 0.02517 | 0.022609 | 0.024021 | 0.023124 | 0.021149 | 0.019253 | 0.01903 | 0.018527 | 0.019309 | 0.022524 | 0.022646 | 0.025198 | 0 | 0.12514 | 0.1105 | 0.12167 | 0.1164 | 0.11945 | 0.11624 | 0.11726 | 0.11476 | 0.11432 | 0.12044 | 0.11528 | 0.12458 | 0.62464
LO5Med | New | Commercial EM | Commercial | HVAC | 0.00010819 | 8.0103e-05 | 1.3637 | 42.1524 | Residential Care | Commercial EM-Residential Care-New | 0.00037515 | 0.0008862 | 0.0015596 | 0.0025465 | 0.0037153 | 0.0055629 | 0.0061081 | 0.0062701 | 0.0075459 | 0.0091952 | 0.0093917 | 0.0091972 | 0.0082462 | 0.0086037 | 0.0085981 | 0.010112 | 0.0096153 | 0.010154 | 0.010332 | 0.011056 | 0.13907 | 0.018403 | 0.016531 | 0.017563 | 0.016907 | 0.015463 | 0.014077 | 0.013914 | 0.013546 | 0.014117 | 0.016468 | 0.016557 | 0.018423 | 0 | 0.091492 | 0.080787 | 0.088959 | 0.085101 | 0.087336 | 0.084989 | 0.085733 | 0.083907 | 0.083585 | 0.08806 | 0.084287 | 0.091081 | 0.76917
LO5Med | New | Commercial EM | Commercial | HVAC | 0.0001003 | 7.4262e-05 | 1.2642 | 33.5399 | Assembly | Commercial EM-Assembly-New | 0 | 0 | 0 | 0 | 0 | 0 | 0 | 0 | 0 | 0 | 0 | 0 | 0 | 0 | 0 | 0 | 0 | 0 | 0 | 0 | 0 | 0.017061 | 0.015325 | 0.016282 | 0.015674 | 0.014335 | 0.01305 | 0.012899 | 0.012558 | 0.013088 | 0.015267 | 0.01535 | 0.01708 | 0 | 0.08482 | 0.074896 | 0.082472 | 0.078895 | 0.080967 | 0.078791 | 0.079481 | 0.077788 | 0.077489 | 0.081639 | 0.07814 | 0.084439 | 0.90324
LO5Med | New | Commercial EM | Commercial | HVAC | 0.0001003 | 7.4262e-05 | 1.2642 | 33.5399 | Other | Commercial EM-Other-New | 0 | 0 | 0 | 0 | 0 | 0 | 0 | 0 | 0 | 0 | 0 | 0 | 0 | 0 | 0 | 0 | 0 | 0 | 0 | 0 | 0 | 0.017061 | 0.015325 | 0.016282 | 0.015674 | 0.014335 | 0.01305 | 0.012899 | 0.012558 | 0.013088 | 0.015267 | 0.01535 | 0.01708 | 0 | 0.08482 | 0.074896 | 0.082472 | 0.078895 | 0.080967 | 0.078791 | 0.079481 | 0.077788 | 0.077489 | 0.081639 | 0.07814 | 0.084439 | 0.90324
Retro3Slow | Retro | Elevators | Commercial | Process Loads | 0.80903 | 0.55037 | 8321.9771 | 187.3293 | All | Mid-Rise_Hydraulic_Elevator_Efficiency | 0.05808 | 0.092435 | 0.18711 | 0.33133 | 0.52137 | 0.73816 | 0.94984 | 1.1201 | 1.219 | 1.2316 | 1.1611 | 1.026 | 0.85316 | 0.66991 | 0.49826 | 0.35202 | 0.23682 | 0.15207 | 0.0912 | 0.06222 | 12.4441 | 133.0136 | 109.1569 | 109.581 | 93.2013 | 84.5331 | 82.0154 | 90.1413 | 90.1228 | 83.147 | 92.0672 | 108.129 | 146.8738 | 0 | 720.7443 | 593.0353 | 591.2548 | 575.8935 | 535.4891 | 517.6249 | 557.0137 | 554.3536 | 519.347 | 563.8612 | 588.8671 | 782.5102 | 0.22686
Retro3Slow | Retro | Elevators | Commercial | Process Loads | 1.5157 | 1.0311 | 15590.5805 | 187.3293 | All | High-Rise_Hydraulic_Elevator_Efficiency | 0.0001399 | 0.00022265 | 0.00045071 | 0.00079809 | 0.0012558 | 0.001778 | 0.0022879 | 0.002698 | 0.0029362 | 0.0029666 | 0.0027968 | 0.0024714 | 0.002055 | 0.0016136 | 0.0012002 | 0.00084791 | 0.00057044 | 0.00036628 | 0.00021968 | 0.00014987 | 0.029974 | 249.1906 | 204.497 | 205.2915 | 174.6055 | 158.3663 | 153.6494 | 168.8728 | 168.8381 | 155.7695 | 172.4807 | 202.5713 | 275.1568 | 0 | 1350.2587 | 1111.0059 | 1107.6701 | 1078.8919 | 1003.1974 | 969.7303 | 1043.5221 | 1038.5385 | 972.9565 | 1056.3503 | 1103.1969 | 1465.9723 | 0.22686
Retro3Slow | Retro | Elevators | Commercial | Process Loads | 0.024041 | 0.016355 | 247.2927 | 187.3293 | All | Low-Rise_Hydraulic_Elevator_Efficiency | 1.0341e-05 | 1.6458e-05 | 3.3315e-05 | 5.8992e-05 | 9.2827e-05 | 0.00013143 | 0.00016911 | 0.00019943 | 0.00021704 | 0.00021928 | 0.00020673 | 0.00018268 | 0.0001519 | 0.00011927 | 8.8714e-05 | 6.2675e-05 | 4.2165e-05 | 2.7075e-05 | 1.6238e-05 | 1.1078e-05 | 0.0022156 | 3.9526 | 3.2437 | 3.2563 | 2.7695 | 2.512 | 2.4371 | 2.6786 | 2.6781 | 2.4708 | 2.7358 | 3.2131 | 4.3644 | 0 | 21.4174 | 17.6224 | 17.5695 | 17.113 | 15.9124 | 15.3815 | 16.552 | 16.473 | 15.4327 | 16.7555 | 17.4986 | 23.2528 | 0.22686
Retro5Med | Retro | EBHeaterControl | Commercial | Process Loads | 0.41435 | 0.5305 | 2748.4311 | -14.3155 | Other | Wall-Mounted Vehicle Engine Block Heater Control_School Bus_HZ1 | 0 | 0 | 0 | 0 | 0 | 0 | 0 | 0 | 0 | 0 | 0 | 0 | 0 | 0 | 0 | 0 | 0 | 0 | 0 | 0 | 0 | 136.0276 | 116.372 | 38.632 | 0 | 0 | 0 | 0 | 0 | 0 | 0 | 117.346 | 147.7068 | 0 | 553.2435 | 459.9213 | 153.787 | 0.19037 | 0 | 0 | 0 | 0 | 0 | 0 | 453.0687 | 572.1359 | 4.9326
Retro5Med | Retro | EBHeaterControl | Commercial | Process Loads | 0.40651 | 0.53205 | 2171.0299 | -16.8701 | Other | Wall-Mounted Vehicle Engine Block Heater Control_Delivery_HZ1 | 0 | 0 | 0 | 0 | 0 | 0 | 0 | 0 | 0 | 0 | 0 | 0 | 0 | 0 | 0 | 0 | 0 | 0 | 0 | 0 | 0 | 136.0302 | 116.385 | 38.6464 | 0 | 0 | 0 | 0 | 0 | 0 | 0 | 117.3618 | 147.7204 | 0 | 401.5359 | 338.9801 | 111.3047 | 0.19038 | 0 | 0 | 0 | 0 | 0 | 0 | 340.9866 | 421.8884 | 4.3173
Retro5Med | Retro | EBHeaterControl | Commercial | Process Loads | 0.26085 | 0.5397 | 1790.5412 | -8.8873 | Other | Wall-Mounted Vehicle Engine Block Heater Control_Mass Transit_HZ1 | 0 | 0 | 0 | 0 | 0 | 0 | 0 | 0 | 0 | 0 | 0 | 0 | 0 | 0 | 0 | 0 | 0 | 0 | 0 | 0 | 0 | 149.0603 | 123.1629 | 39.8465 | 0 | 0 | 0 | 0 | 0 | 0 | 0 | 122.2051 | 156.6329 | 0 | 288.2766 | 257.6449 | 89.7369 | 0.19041 | 0 | 0 | 0 | 0 | 0 | 0 | 256.7699 | 307.0149 | 3.3172
Retro5Med | Retro | EBHeaterControl | Commercial | Process Loads | 0.27259 | 0.35677 | 1455.8206 | -9.6992 | Other | Wall-Mounted Vehicle Engine Block Heater Control_Residential_HZ1 | 0 | 0 | 0 | 0 | 0 | 0 | 0 | 0 | 0 | 0 | 0 | 0 | 0 | 0 | 0 | 0 | 0 | 0 | 0 | 0 | 0 | 91.2173 | 78.0439 | 25.915 | 0 | 0 | 0 | 0 | 0 | 0 | 0 | 78.699 | 99.0564 | 0 | 269.2566 | 227.3088 | 74.6373 | 0.12766 | 0 | 0 | 0 | 0 | 0 | 0 | 228.6543 | 282.9044 | 2.8951
Retro5Med | Retro | EBHeaterControl | Commercial | Process Loads | 0.47436 | 0.54308 | 3103.8557 | -15.4936 | Other | Wall-Mounted Vehicle Engine Block Heater Control_School Bus_HZ2 | 0.0043658 | 0.0054274 | 0.0067221 | 0.0078958 | 0.0091103 | 0.010771 | 0.011947 | 0.012336 | 0.011748 | 0.010203 | 0.0079751 | 0.0053303 | 0.0031251 | 0.0015191 | 0.00064872 | 0.00023809 | 7.5047e-05 | 1.6504e-05 | 2.673e-06 | 3.2329e-07 | 0.12034 | 104.7011 | 114.015 | 136.0763 | 0 | 0 | 0 | 0 | 0 | 0 | 6.3521 | 126.6138 | 117.8002 | 0 | 470.1583 | 465.8736 | 516.7922 | 0.1267 | 0 | 0 | 0 | 0 | 0 | 23.411 | 518.1263 | 503.8091 | 5.3565
Retro5Med | Retro | EBHeaterControl | Commercial | Process Loads | 0.45718 | 0.54181 | 2374.9498 | -18.4236 | Other | Wall-Mounted Vehicle Engine Block Heater Control_Delivery_HZ2 | 0.071543 | 0.088939 | 0.11016 | 0.12939 | 0.14929 | 0.17651 | 0.19577 | 0.20216 | 0.19252 | 0.16719 | 0.13069 | 0.087349 | 0.051212 | 0.024893 | 0.010631 | 0.0039016 | 0.0012298 | 0.00027046 | 4.3802e-05 | 5.2978e-06 | 1.9721 | 104.7149 | 114.0412 | 136.0869 | 0 | 0 | 0 | 0 | 0 | 0 | 6.3527 | 126.7508 | 117.8094 | 0 | 326.1907 | 330.4939 | 369.6257 | 0.12671 | 0 | 0 | 0 | 0 | 0 | 15.9088 | 370.0837 | 356.7643 | 4.5902
Retro5Med | Retro | EBHeaterControl | Commercial | Process Loads | 0.3194 | 0.56804 | 1946.18 | -12.5022 | Other | Wall-Mounted Vehicle Engine Block Heater Control_Mass Transit_HZ2 | 0.00079842 | 0.00099256 | 0.0012293 | 0.001444 | 0.0016661 | 0.0019699 | 0.0021848 | 0.0022561 | 0.0021485 | 0.0018659 | 0.0014585 | 0.00097481 | 0.00057152 | 0.00027781 | 0.00011864 | 4.3541e-05 | 1.3725e-05 | 3.0184e-06 | 4.8883e-07 | 5.9124e-08 | 0.022008 | 136.018 | 131.1663 | 142.6024 | 0 | 0 | 0 | 0 | 0 | 0 | 6.3946 | 141.9389 | 142.346 | 0 | 214.2259 | 226.0539 | 286.7669 | 0.12675 | 0 | 0 | 0 | 0 | 0 | 13.8769 | 263.4709 | 241.1925 | 3.6303
Retro5Med | Retro | EBHeaterControl | Commercial | Process Loads | 0.30354 | 0.35973 | 1576.8444 | -11.6701 | Other | Wall-Mounted Vehicle Engine Block Heater Control_Residential_HZ2 | 0.027596 | 0.034307 | 0.042491 | 0.04991 | 0.057587 | 0.068086 | 0.075516 | 0.077978 | 0.074261 | 0.064492 | 0.050411 | 0.033693 | 0.019754 | 0.009602 | 0.0041006 | 0.001505 | 0.00047438 | 0.00010433 | 1.6896e-05 | 2.0435e-06 | 0.76069 | 69.5253 | 75.7175 | 90.3547 | 0 | 0 | 0 | 0 | 0 | 0 | 4.2179 | 84.156 | 78.2194 | 0 | 216.5738 | 219.4309 | 245.4124 | 0.084127 | 0 | 0 | 0 | 0 | 0 | 10.5626 | 245.7165 | 236.8732 | 3.0477
Retro5Med | Retro | EBHeaterControl | Commercial | Process Loads | 0.54059 | 0.60156 | 3416.5602 | -17.2271 | Other | Wall-Mounted Vehicle Engine Block Heater Control_School Bus_HZ3 | 0.0032037 | 0.0039828 | 0.0049329 | 0.0057942 | 0.0066855 | 0.0079044 | 0.0087669 | 0.0090527 | 0.0086211 | 0.0074871 | 0.0058524 | 0.0039116 | 0.0022933 | 0.0011147 | 0.00047605 | 0.00017472 | 5.5072e-05 | 1.2111e-05 | 1.9615e-06 | 2.3724e-07 | 0.08831 | 102.6717 | 101.4077 | 121.2166 | 0 | 0 | 0 | 0 | 0 | 0 | 127.154 | 114.2636 | 97.2248 | 0 | 450.0806 | 425.8696 | 482.9697 | 0 | 0 | 0 | 0 | 0 | 0 | 468.6736 | 480.2864 | 444.7421 | 6.0403
Retro5Med | Retro | EBHeaterControl | Commercial | Process Loads | 0.51798 | 0.60226 | 2580.7657 | -20.7211 | Other | Wall-Mounted Vehicle Engine Block Heater Control_Delivery_HZ3 | 0.051829 | 0.064431 | 0.079802 | 0.093736 | 0.10815 | 0.12787 | 0.14183 | 0.14645 | 0.13947 | 0.12112 | 0.094677 | 0.063279 | 0.0371 | 0.018034 | 0.0077014 | 0.0028265 | 0.00089093 | 0.00019593 | 3.1732e-05 | 3.838e-06 | 1.4286 | 102.8009 | 101.3889 | 121.1909 | 0 | 0 | 0 | 0 | 0 | 0 | 127.1284 | 114.2552 | 97.2159 | 0 | 315.3932 | 299.348 | 337.2043 | 0 | 0 | 0 | 0 | 0 | 0 | 318.3985 | 338.7013 | 307.7402 | 5.1354
Retro5Med | Retro | EBHeaterControl | Commercial | Process Loads | 0.39039 | 0.63238 | 2129.9658 | -16.6503 | Other | Wall-Mounted Vehicle Engine Block Heater Control_Mass Transit_HZ3 | 0.00058254 | 0.0007242 | 0.00089696 | 0.0010536 | 0.0012156 | 0.0014373 | 0.0015941 | 0.0016461 | 0.0015676 | 0.0013614 | 0.0010641 | 0.00071125 | 0.00041699 | 0.00020269 | 8.6562e-05 | 3.1769e-05 | 1.0014e-05 | 2.2023e-06 | 3.5666e-07 | 4.3138e-08 | 0.016058 | 134.5962 | 124.8677 | 139.0063 | 0 | 0 | 0 | 0 | 0 | 0 | 127.9833 | 132.9932 | 132.0443 | 0 | 201.2276 | 195.904 | 232.9299 | 0 | 0 | 0 | 0 | 0 | 0 | 277.7816 | 233.4578 | 197.1738 | 4.2154
Retro5Med | Retro | EBHeaterControl | Commercial | Process Loads | 0.34339 | 0.39927 | 1710.9319 | -14.4784 | Other | Wall-Mounted Vehicle Engine Block Heater Control_Residential_HZ3 | 0.019962 | 0.024816 | 0.030736 | 0.036103 | 0.041656 | 0.049251 | 0.054625 | 0.056406 | 0.053717 | 0.046651 | 0.036465 | 0.024372 | 0.014289 | 0.0069457 | 0.0029662 | 0.0010886 | 0.00034314 | 7.5465e-05 | 1.2222e-05 | 1.4782e-06 | 0.55025 | 68.1524 | 67.2163 | 80.3442 | 0 | 0 | 0 | 0 | 0 | 0 | 84.2805 | 75.7461 | 64.4498 | 0 | 209.0915 | 198.4543 | 223.5513 | 0 | 0 | 0 | 0 | 0 | 0 | 211.0839 | 224.5437 | 204.0179 | 3.4045
Retro5Med | Retro | EBHeaterControl | Commercial | Process Loads | 0.41435 | 0.5305 | 2748.4311 | -14.3155 | Other | Engine-Mounted Vehicle Engine Block Heater Control_School Bus_HZ1 | 0 | 0 | 0 | 0 | 0 | 0 | 0 | 0 | 0 | 0 | 0 | 0 | 0 | 0 | 0 | 0 | 0 | 0 | 0 | 0 | 0 | 136.0276 | 116.372 | 38.632 | 0 | 0 | 0 | 0 | 0 | 0 | 0 | 117.346 | 147.7068 | 0 | 553.2435 | 459.9213 | 153.787 | 0.19037 | 0 | 0 | 0 | 0 | 0 | 0 | 453.0687 | 572.1359 | 4.9326
Retro5Med | Retro | EBHeaterControl | Commercial | Process Loads | 0.40651 | 0.53205 | 2171.0299 | -16.8702 | Other | Engine-Mounted Vehicle Engine Block Heater Control_Delivery_HZ1 | 0 | 0 | 0 | 0 | 0 | 0 | 0 | 0 | 0 | 0 | 0 | 0 | 0 | 0 | 0 | 0 | 0 | 0 | 0 | 0 | 0 | 136.0302 | 116.385 | 38.6464 | 0 | 0 | 0 | 0 | 0 | 0 | 0 | 117.3618 | 147.7204 | 0 | 401.5359 | 338.9801 | 111.3047 | 0.19038 | 0 | 0 | 0 | 0 | 0 | 0 | 340.9866 | 421.8884 | 4.3173
Retro5Med | Retro | EBHeaterControl | Commercial | Process Loads | 0.26085 | 0.5397 | 1790.5412 | -8.8873 | Other | Engine-Mounted Vehicle Engine Block Heater Control_Mass Transit_HZ1 | 0 | 0 | 0 | 0 | 0 | 0 | 0 | 0 | 0 | 0 | 0 | 0 | 0 | 0 | 0 | 0 | 0 | 0 | 0 | 0 | 0 | 149.0603 | 123.1629 | 39.8465 | 0 | 0 | 0 | 0 | 0 | 0 | 0 | 122.2051 | 156.6329 | 0 | 288.2766 | 257.6449 | 89.7369 | 0.19041 | 0 | 0 | 0 | 0 | 0 | 0 | 256.7699 | 307.0149 | 3.3172
Retro5Med | Retro | EBHeaterControl | Commercial | Process Loads | 0.27259 | 0.35677 | 1455.8206 | -9.6992 | Other | Engine-Mounted Vehicle Engine Block Heater Control_Residential_HZ1 | 0 | 0 | 0 | 0 | 0 | 0 | 0 | 0 | 0 | 0 | 0 | 0 | 0 | 0 | 0 | 0 | 0 | 0 | 0 | 0 | 0 | 91.2173 | 78.0439 | 25.915 | 0 | 0 | 0 | 0 | 0 | 0 | 0 | 78.699 | 99.0564 | 0 | 269.2566 | 227.3088 | 74.6373 | 0.12766 | 0 | 0 | 0 | 0 | 0 | 0 | 228.6543 | 282.9044 | 2.8951
Retro5Med | Retro | EBHeaterControl | Commercial | Process Loads | 0.47436 | 0.54308 | 3103.8557 | -15.4936 | Other | Engine-Mounted Vehicle Engine Block Heater Control_School Bus_HZ2 | 0.0043658 | 0.0054274 | 0.0067221 | 0.0078958 | 0.0091103 | 0.010771 | 0.011947 | 0.012336 | 0.011748 | 0.010203 | 0.0079751 | 0.0053303 | 0.0031251 | 0.0015191 | 0.00064872 | 0.00023809 | 7.5047e-05 | 1.6504e-05 | 2.673e-06 | 3.2329e-07 | 0.12034 | 104.7011 | 114.015 | 136.0763 | 0 | 0 | 0 | 0 | 0 | 0 | 6.3521 | 126.6138 | 117.8002 | 0 | 470.1583 | 465.8736 | 516.7922 | 0.1267 | 0 | 0 | 0 | 0 | 0 | 23.411 | 518.1263 | 503.8091 | 5.3565
Retro5Med | Retro | EBHeaterControl | Commercial | Process Loads | 0.45718 | 0.54181 | 2374.9498 | -18.4236 | Other | Engine-Mounted Vehicle Engine Block Heater Control_Delivery_HZ2 | 0.071543 | 0.088939 | 0.11016 | 0.12939 | 0.14929 | 0.17651 | 0.19577 | 0.20216 | 0.19252 | 0.16719 | 0.13069 | 0.087349 | 0.051212 | 0.024893 | 0.010631 | 0.0039016 | 0.0012298 | 0.00027046 | 4.3802e-05 | 5.2978e-06 | 1.9721 | 104.7149 | 114.0412 | 136.0869 | 0 | 0 | 0 | 0 | 0 | 0 | 6.3527 | 126.7508 | 117.8094 | 0 | 326.1907 | 330.4939 | 369.6257 | 0.12671 | 0 | 0 | 0 | 0 | 0 | 15.9088 | 370.0837 | 356.7643 | 4.5902
Retro5Med | Retro | EBHeaterControl | Commercial | Process Loads | 0.3194 | 0.56804 | 1946.18 | -12.5022 | Other | Engine-Mounted Vehicle Engine Block Heater Control_Mass Transit_HZ2 | 0.00079842 | 0.00099256 | 0.0012293 | 0.001444 | 0.0016661 | 0.0019699 | 0.0021848 | 0.0022561 | 0.0021485 | 0.0018659 | 0.0014585 | 0.00097481 | 0.00057152 | 0.00027781 | 0.00011864 | 4.3541e-05 | 1.3725e-05 | 3.0184e-06 | 4.8883e-07 | 5.9124e-08 | 0.022008 | 136.018 | 131.1663 | 142.6024 | 0 | 0 | 0 | 0 | 0 | 0 | 6.3946 | 141.9389 | 142.346 | 0 | 214.2259 | 226.0539 | 286.7669 | 0.12675 | 0 | 0 | 0 | 0 | 0 | 13.8769 | 263.4709 | 241.1925 | 3.6303
Retro5Med | Retro | EBHeaterControl | Commercial | Process Loads | 0.30354 | 0.35973 | 1576.8444 | -11.67 | Other | Engine-Mounted Vehicle Engine Block Heater Control_Residential_HZ2 | 0.027596 | 0.034307 | 0.042491 | 0.04991 | 0.057587 | 0.068086 | 0.075516 | 0.077978 | 0.074261 | 0.064492 | 0.050411 | 0.033693 | 0.019754 | 0.009602 | 0.0041006 | 0.001505 | 0.00047438 | 0.00010433 | 1.6896e-05 | 2.0435e-06 | 0.76069 | 69.5253 | 75.7175 | 90.3547 | 0 | 0 | 0 | 0 | 0 | 0 | 4.2179 | 84.156 | 78.2194 | 0 | 216.5738 | 219.4309 | 245.4124 | 0.084127 | 0 | 0 | 0 | 0 | 0 | 10.5626 | 245.7165 | 236.8732 | 3.0477
Retro5Med | Retro | EBHeaterControl | Commercial | Process Loads | 0.54059 | 0.60156 | 3416.5602 | -17.2271 | Other | Engine-Mounted Vehicle Engine Block Heater Control_School Bus_HZ3 | 0.0032037 | 0.0039828 | 0.0049329 | 0.0057942 | 0.0066855 | 0.0079044 | 0.0087669 | 0.0090527 | 0.0086211 | 0.0074871 | 0.0058524 | 0.0039116 | 0.0022933 | 0.0011147 | 0.00047605 | 0.00017472 | 5.5072e-05 | 1.2111e-05 | 1.9615e-06 | 2.3724e-07 | 0.08831 | 102.6717 | 101.4077 | 121.2166 | 0 | 0 | 0 | 0 | 0 | 0 | 127.154 | 114.2636 | 97.2248 | 0 | 450.0806 | 425.8696 | 482.9697 | 0 | 0 | 0 | 0 | 0 | 0 | 468.6736 | 480.2864 | 444.7421 | 6.0403
Retro5Med | Retro | EBHeaterControl | Commercial | Process Loads | 0.51798 | 0.60226 | 2580.7657 | -20.7211 | Other | Engine-Mounted Vehicle Engine Block Heater Control_Delivery_HZ3 | 0.051829 | 0.064431 | 0.079802 | 0.093736 | 0.10815 | 0.12787 | 0.14183 | 0.14645 | 0.13947 | 0.12112 | 0.094677 | 0.063279 | 0.0371 | 0.018034 | 0.0077014 | 0.0028265 | 0.00089093 | 0.00019593 | 3.1732e-05 | 3.838e-06 | 1.4286 | 102.8009 | 101.3889 | 121.1909 | 0 | 0 | 0 | 0 | 0 | 0 | 127.1284 | 114.2552 | 97.2159 | 0 | 315.3932 | 299.348 | 337.2043 | 0 | 0 | 0 | 0 | 0 | 0 | 318.3985 | 338.7013 | 307.7402 | 5.1354
Retro5Med | Retro | EBHeaterControl | Commercial | Process Loads | 0.39039 | 0.63238 | 2129.9658 | -16.6503 | Other | Engine-Mounted Vehicle Engine Block Heater Control_Mass Transit_HZ3 | 0.00058254 | 0.0007242 | 0.00089696 | 0.0010536 | 0.0012156 | 0.0014373 | 0.0015941 | 0.0016461 | 0.0015676 | 0.0013614 | 0.0010641 | 0.00071125 | 0.00041699 | 0.00020269 | 8.6562e-05 | 3.1769e-05 | 1.0014e-05 | 2.2023e-06 | 3.5666e-07 | 4.3138e-08 | 0.016058 | 134.5962 | 124.8677 | 139.0063 | 0 | 0 | 0 | 0 | 0 | 0 | 127.9833 | 132.9932 | 132.0443 | 0 | 201.2276 | 195.904 | 232.9299 | 0 | 0 | 0 | 0 | 0 | 0 | 277.7816 | 233.4578 | 197.1738 | 4.2154
Retro5Med | Retro | EBHeaterControl | Commercial | Process Loads | 0.34339 | 0.39927 | 1710.9319 | -14.4784 | Other | Engine-Mounted Vehicle Engine Block Heater Control_Residential_HZ3 | 0.019962 | 0.024816 | 0.030736 | 0.036103 | 0.041656 | 0.049251 | 0.054625 | 0.056406 | 0.053717 | 0.046651 | 0.036465 | 0.024372 | 0.014289 | 0.0069457 | 0.0029662 | 0.0010886 | 0.00034314 | 7.5465e-05 | 1.2222e-05 | 1.4782e-06 | 0.55025 | 68.1524 | 67.2163 | 80.3442 | 0 | 0 | 0 | 0 | 0 | 0 | 84.2805 | 75.7461 | 64.4498 | 0 | 209.0915 | 198.4543 | 223.5513 | 0 | 0 | 0 | 0 | 0 | 0 | 211.0839 | 224.5437 | 204.0179 | 3.4045
LO20Fast | New | LEC Exit Sign | Commercial | Lighting | 0.0075783 | 0.0075275 | 66.512 | -66.0536 | All Buildings | LEC Exit Sign-Double-New | 0.015277 | 0.029447 | 0.033989 | 0.040908 | 0.049739 | 0.063547 | 0.068161 | 0.068361 | 0.087372 | 0.089138 | 0.09449 | 0.091945 | 0.093788 | 0.097047 | 0.10026 | 0.10606 | 0.10943 | 0.11317 | 0.10664 | 0.10877 | 1.5675 | 0.96541 | 0.86553 | 0.95056 | 0.91159 | 0.93827 | 0.91249 | 0.9488 | 0.94729 | 0.91083 | 0.94277 | 0.92283 | 0.9645 |  | 4.77 | 4.2794 | 4.7052 | 4.5215 | 4.6588 | 4.5246 | 4.6932 | 4.6822 | 4.5059 | 4.6644 | 4.5614 | 4.7646 | 2.3973
LO20Fast | New | LEC Exit Sign | Commercial | Lighting | 0.0037466 | 0.0037215 | 32.8823 | -113.4624 | All Buildings | LEC Exit Sign-Single-New | 0.0031112 | 0.0059969 | 0.0069218 | 0.0083309 | 0.010129 | 0.012941 | 0.013881 | 0.013922 | 0.017793 | 0.018153 | 0.019243 | 0.018725 | 0.0191 | 0.019764 | 0.020418 | 0.021599 | 0.022285 | 0.023046 | 0.021716 | 0.022151 | 0.31923 | 0.47728 | 0.4279 | 0.46994 | 0.45067 | 0.46387 | 0.45112 | 0.46907 | 0.46832 | 0.4503 | 0.46609 | 0.45623 | 0.47683 |  | 2.3582 | 2.1156 | 2.3261 | 2.2353 | 2.3032 | 2.2369 | 2.3202 | 2.3148 | 2.2276 | 2.306 | 2.2551 | 2.3555 | 2.0355
LO20Fast | NR | LEC Exit Sign | Commercial | Lighting | 0.0075783 | 0.0075275 | 66.512 | -66.0531 | All Buildings | LEC Exit Sign-Double-NR | 0.27682 | 0.46885 | 0.60005 | 0.7008 | 0.78795 | 0.87096 | 0.93415 | 0.98498 | 1.0278 | 1.0631 | 1.0921 | 1.1125 | 1.1266 | 1.1384 | 1.145 | 1.1493 | 1.1509 | 1.1536 | 1.1546 | 1.158 | 8.6498 | 0.96541 | 0.86553 | 0.95056 | 0.91159 | 0.93827 | 0.91249 | 0.9488 | 0.94729 | 0.91083 | 0.94277 | 0.92283 | 0.9645 |  | 4.77 | 4.2794 | 4.7052 | 4.5215 | 4.6588 | 4.5246 | 4.6932 | 4.6822 | 4.5059 | 4.6644 | 4.5614 | 4.7646 | 2.3973
LO20Fast | NR | LEC Exit Sign | Commercial | Lighting | 0.0037466 | 0.0037215 | 32.8823 | -113.4624 | All Buildings | LEC Exit Sign-Single-NR | 0.056374 | 0.095481 | 0.1222 | 0.14272 | 0.16047 | 0.17737 | 0.19024 | 0.20059 | 0.20931 | 0.21649 | 0.22241 | 0.22655 | 0.22944 | 0.23183 | 0.23317 | 0.23405 | 0.23439 | 0.23493 | 0.23513 | 0.23582 | 1.7615 | 0.47728 | 0.4279 | 0.46994 | 0.45067 | 0.46387 | 0.45112 | 0.46907 | 0.46832 | 0.4503 | 0.46609 | 0.45623 | 0.47683 |  | 2.3582 | 2.1156 | 2.3261 | 2.2353 | 2.3032 | 2.2369 | 2.3202 | 2.3148 | 2.2276 | 2.306 | 2.2551 | 2.3555 | 2.0355
LO80Fast | New | Exterior Building Lighting | Commercial | Lighting | 0.026492 | 0.028262 | 121.6117 | -0.8168 | All Btype | Exterior Lighting: Parking Lot - HPS 250W - New | 0.032457 | 0.04025 | 0.038569 | 0.04141 | 0.045972 | 0.054516 | 0.054965 | 0.052355 | 0.064103 | 0.063279 | 0.065055 | 0.06185 | 0.061982 | 0.06327 | 0.064686 | 0.067879 | 0.069598 | 0.071499 | 0.067033 | 0.067893 | 1.1486 | 3.2321 | 2.8977 | 3.1823 | 2.1248 | 1.6898 | 1.2723 | 1.4275 | 1.9281 | 2.5792 | 3.1563 | 3.0895 | 3.229 |  | 9.9826 | 7.9127 | 7.3874 | 6.7757 | 6.2394 | 5.765 | 6.217 | 6.7745 | 7.1116 | 8.2357 | 9.1315 | 10.27 | 1.8253
LO80Fast | New | Exterior Building Lighting | Commercial | Lighting | 0.016577 | 0.017672 | 76.0916 | -51.2171 | All Btype | Exterior Lighting: Walkway - HID 150W - New | 0.015231 | 0.018888 | 0.018099 | 0.019433 | 0.021573 | 0.025583 | 0.025793 | 0.024568 | 0.030082 | 0.029695 | 0.030528 | 0.029024 | 0.029086 | 0.029691 | 0.030355 | 0.031854 | 0.03266 | 0.033552 | 0.031456 | 0.03186 | 0.53901 | 2.2307 | 1.9999 | 2.1964 | 1.4665 | 1.1663 | 0.87808 | 0.98524 | 1.3307 | 1.7801 | 2.1784 | 2.1323 | 2.2286 |  | 6.0821 | 4.7962 | 4.4605 | 4.0597 | 3.7579 | 3.481 | 3.7468 | 4.0656 | 4.2517 | 4.9312 | 5.5982 | 6.2877 | 9999
LO80Fast | New | Exterior Building Lighting | Commercial | Lighting | 0.016487 | 0.017576 | 75.6759 | -53.4805 | All Btype | Exterior Lighting: Façade - HID 150W - New | 0.015148 | 0.018785 | 0.018 | 0.019326 | 0.021456 | 0.025443 | 0.025652 | 0.024434 | 0.029917 | 0.029533 | 0.030362 | 0.028866 | 0.028927 | 0.029529 | 0.030189 | 0.03168 | 0.032482 | 0.033369 | 0.031284 | 0.031686 | 0.53607 | 2.2169 | 1.9876 | 2.1828 | 1.4574 | 1.1591 | 0.87267 | 0.97917 | 1.3225 | 1.7691 | 2.1649 | 2.1191 | 2.2148 |  | 6.0501 | 4.7712 | 4.4373 | 4.0389 | 3.7385 | 3.4629 | 3.7274 | 4.0447 | 4.2299 | 4.9059 | 5.5685 | 6.2544 | 9999
LO80Fast | New | Exterior Building Lighting | Commercial | Lighting | 0.003421 | 0.0036469 | 15.7026 | -159.3916 | All Btype | Exterior Lighting: Walkway - INC 75W - New | 0.0031431 | 0.0038978 | 0.003735 | 0.0040102 | 0.004452 | 0.0052794 | 0.0053228 | 0.0050701 | 0.0062078 | 0.006128 | 0.0063 | 0.0059896 | 0.0060024 | 0.0061271 | 0.0062642 | 0.0065735 | 0.0067399 | 0.006924 | 0.0064915 | 0.0065748 | 0.11123 | 0.46131 | 0.41358 | 0.45421 | 0.30327 | 0.24119 | 0.18159 | 0.20375 | 0.27519 | 0.36812 | 0.45049 | 0.44096 | 0.46087 |  | 1.2544 | 0.98904 | 0.91973 | 0.83693 | 0.77481 | 0.71777 | 0.77254 | 0.83819 | 0.87647 | 1.0166 | 1.1547 | 1.2969 | 7.0853
LO80Fast | New | Exterior Building Lighting | Commercial | Lighting | 0.0071549 | 0.0076278 | 32.8421 | -43.7558 | All Btype | Exterior Lighting: Façade - HID 400W - New | 0.0065739 | 0.0081524 | 0.0078118 | 0.0083874 | 0.0093114 | 0.011042 | 0.011133 | 0.010604 | 0.012984 | 0.012817 | 0.013176 | 0.012527 | 0.012554 | 0.012815 | 0.013102 | 0.013748 | 0.014097 | 0.014482 | 0.013577 | 0.013751 | 0.23264 | 0.95875 | 0.85956 | 0.944 | 0.6303 | 0.50127 | 0.37741 | 0.42346 | 0.57193 | 0.76508 | 0.93627 | 0.91646 | 0.95785 |  | 2.6283 | 2.0731 | 1.9283 | 1.7557 | 1.6248 | 1.5049 | 1.62 | 1.7581 | 1.8389 | 2.1326 | 2.4185 | 2.7165 | 9999
LO80Fast | New | Exterior Building Lighting | Commercial | Lighting | 0.0030074 | 0.003207 | 13.805 | 37.9845 | All Btype | Exterior Lighting: Walkway - CFL 26W - New | 0.0027633 | 0.0034268 | 0.0032836 | 0.0035256 | 0.003914 | 0.0046414 | 0.0046796 | 0.0044574 | 0.0054576 | 0.0053874 | 0.0055386 | 0.0052658 | 0.005277 | 0.0053867 | 0.0055072 | 0.0057791 | 0.0059254 | 0.0060872 | 0.005707 | 0.0057803 | 0.097791 | 0.39011 | 0.34975 | 0.38411 | 0.25646 | 0.20396 | 0.15356 | 0.1723 | 0.23272 | 0.31131 | 0.38096 | 0.3729 | 0.38974 |  | 1.1149 | 0.88099 | 0.82057 | 0.74912 | 0.69201 | 0.64038 | 0.68979 | 0.74973 | 0.78523 | 0.91018 | 1.0237 | 1.1504 | 0.93427
LO80Fast | New | Exterior Building Lighting | Commercial | Lighting | 0.011745 | 0.012525 | 53.9114 | -16.9898 | All Btype | Exterior Lighting: Parking Lot - MH 400W - New | 0.014388 | 0.017843 | 0.017098 | 0.018358 | 0.02038 | 0.024167 | 0.024366 | 0.023209 | 0.028417 | 0.028052 | 0.028839 | 0.027419 | 0.027477 | 0.028048 | 0.028676 | 0.030091 | 0.030853 | 0.031696 | 0.029716 | 0.030097 | 0.50919 | 1.5008 | 1.3456 | 1.4778 | 0.98668 | 0.78469 | 0.5908 | 0.66289 | 0.89531 | 1.1977 | 1.4656 | 1.4346 | 1.4994 |  | 4.3718 | 3.4573 | 3.2221 | 2.945 | 2.7183 | 2.5145 | 2.7093 | 2.9467 | 3.088 | 3.5785 | 4.0104 | 4.5077 | 3.1377
LO80Fast | New | Exterior Building Lighting | Commercial | Lighting | 0.0014772 | 0.0015753 | 6.7807 | -20.3041 | All Btype | Exterior Lighting: Parking Lot - MH 1000W - New | 0.0018097 | 0.0022442 | 0.0021505 | 0.0023089 | 0.0025633 | 0.0030396 | 0.0030646 | 0.0029191 | 0.0035742 | 0.0035282 | 0.0036272 | 0.0034486 | 0.0034559 | 0.0035277 | 0.0036067 | 0.0037847 | 0.0038805 | 0.0039865 | 0.0037375 | 0.0037855 | 0.064043 | 0.1904 | 0.1707 | 0.18747 | 0.12517 | 0.099545 | 0.074948 | 0.084094 | 0.11358 | 0.15193 | 0.18593 | 0.182 | 0.19022 |  | 0.54858 | 0.43362 | 0.40399 | 0.369 | 0.34075 | 0.31527 | 0.33965 | 0.36926 | 0.38684 | 0.44835 | 0.50351 | 0.56587 | 4.0432
LO80Fast | NR | Exterior Building Lighting | Commercial | Lighting | 0.030766 | 0.032854 | 141.2505 | 20.2784 | All Btype | Exterior Lighting: Parking Lot - HPS 250W - NR | 0.58029 | 0.63232 | 0.67185 | 0.69997 | 0.7186 | 0.73201 | 0.73761 | 0.73935 | 0.73909 | 0.73947 | 0.73621 | 0.73298 | 0.72981 | 0.72671 | 0.7236 | 0.72057 | 0.71755 | 0.71455 | 0.71156 | 0.70859 | 3.8005 | 3.2321 | 2.8977 | 3.1823 | 2.1248 | 1.6898 | 1.2723 | 1.4275 | 1.9281 | 2.5792 | 3.1563 | 3.0895 | 3.229 |  | 12.0052 | 9.5781 | 8.9854 | 8.3201 | 7.6129 | 7.0118 | 7.5795 | 8.302 | 8.756 | 10.1215 | 10.895 | 12.2743 | 1.1677
LO80Fast | NR | Exterior Building Lighting | Commercial | Lighting | 0.016839 | 0.017955 | 77.2971 | -26.9778 | All Btype | Exterior Lighting: Walkway - HID 150W - NR | 0.23817 | 0.25952 | 0.27574 | 0.28729 | 0.29493 | 0.30043 | 0.30273 | 0.30345 | 0.30334 | 0.3035 | 0.30216 | 0.30083 | 0.29953 | 0.29826 | 0.29698 | 0.29574 | 0.2945 | 0.29327 | 0.29204 | 0.29082 | 1.5598 | 2.2074 | 1.979 | 2.1734 | 1.4512 | 1.1541 | 0.86892 | 0.97496 | 1.3168 | 1.7615 | 2.1556 | 2.11 | 2.2053 |  | 6.2246 | 4.9157 | 4.5767 | 4.1746 | 3.8585 | 3.5716 | 3.8465 | 4.1787 | 4.3747 | 5.0717 | 5.7193 | 6.4262 | 5.3385
LO80Fast | NR | Exterior Building Lighting | Commercial | Lighting | 0.016892 | 0.018011 | 77.5374 | -29.0972 | All Btype | Exterior Lighting: Façade - HID 150W - NR | 0.23891 | 0.26033 | 0.2766 | 0.28818 | 0.29585 | 0.30137 | 0.30368 | 0.30439 | 0.30429 | 0.30444 | 0.3031 | 0.30177 | 0.30046 | 0.29919 | 0.29791 | 0.29666 | 0.29542 | 0.29418 | 0.29295 | 0.29173 | 1.5647 | 2.2169 | 1.9876 | 2.1828 | 1.4574 | 1.1591 | 0.87267 | 0.97917 | 1.3225 | 1.7691 | 2.1649 | 2.1191 | 2.2148 |  | 6.2419 | 4.929 | 4.5888 | 4.1853 | 3.8686 | 3.5811 | 3.8566 | 4.1895 | 4.3858 | 5.0846 | 5.7356 | 6.4444 | 5.9427
LO80Fast | NR | Exterior Building Lighting | Commercial | Lighting | 0.0034908 | 0.0037219 | 16.0234 | -156.9046 | All Btype | Exterior Lighting: Walkway - INC 75W - NR | 0.27606 | 0.30081 | 0.31961 | 0.33299 | 0.34185 | 0.34823 | 0.3509 | 0.35172 | 0.3516 | 0.35178 | 0.35023 | 0.34869 | 0.34718 | 0.34571 | 0.34423 | 0.34279 | 0.34135 | 0.33993 | 0.3385 | 0.33709 | 0.32335 | 0.46131 | 0.41358 | 0.45421 | 0.30327 | 0.24119 | 0.18159 | 0.20375 | 0.27519 | 0.36812 | 0.45049 | 0.44096 | 0.46087 |  | 1.2874 | 1.0162 | 0.94583 | 0.86216 | 0.79725 | 0.73813 | 0.7948 | 0.86314 | 0.90333 | 1.0474 | 1.1835 | 1.3297 | 7.1271
LO80Fast | NR | Exterior Building Lighting | Commercial | Lighting | 0.0073675 | 0.0078562 | 33.8189 | -28.5436 | All Btype | Exterior Lighting: Façade - HID 400W - NR | 0.1563 | 0.17032 | 0.18096 | 0.18854 | 0.19356 | 0.19717 | 0.19868 | 0.19915 | 0.19908 | 0.19918 | 0.1983 | 0.19743 | 0.19658 | 0.19574 | 0.1949 | 0.19409 | 0.19327 | 0.19247 | 0.19166 | 0.19086 | 0.68245 | 0.95875 | 0.85956 | 0.944 | 0.6303 | 0.50127 | 0.37741 | 0.42346 | 0.57193 | 0.76508 | 0.93627 | 0.91646 | 0.95785 |  | 2.7289 | 2.1559 | 2.0078 | 1.8325 | 1.6931 | 1.5669 | 1.6877 | 1.8341 | 1.9207 | 2.2264 | 2.5062 | 2.8162 | 6.5297
LO80Fast | NR | Exterior Building Lighting | Commercial | Lighting | 0.0032382 | 0.0034548 | 14.8651 | 32.7678 | All Btype | Exterior Lighting: Walkway - CFL 26W - NR | 0.10992 | 0.11978 | 0.12727 | 0.1326 | 0.13612 | 0.13866 | 0.13973 | 0.14006 | 0.14001 | 0.14008 | 0.13946 | 0.13885 | 0.13825 | 0.13766 | 0.13707 | 0.1365 | 0.13593 | 0.13536 | 0.13479 | 0.13423 | 0.29997 | 0.39011 | 0.34975 | 0.38411 | 0.25646 | 0.20396 | 0.15356 | 0.1723 | 0.23272 | 0.31131 | 0.38096 | 0.3729 | 0.38974 |  | 1.2241 | 0.97089 | 0.90683 | 0.83249 | 0.76615 | 0.70768 | 0.76334 | 0.83219 | 0.87399 | 1.012 | 1.1189 | 1.2586 | 0.97671
LO80Fast | NR | Exterior Building Lighting | Commercial | Lighting | 0.012894 | 0.013759 | 59.1904 | -2.5111 | All Btype | Exterior Lighting: Parking Lot - MH 400W - NR | 0.36475 | 0.39746 | 0.4223 | 0.43998 | 0.45169 | 0.46012 | 0.46364 | 0.46473 | 0.46457 | 0.4648 | 0.46276 | 0.46073 | 0.45874 | 0.45679 | 0.45483 | 0.45293 | 0.45103 | 0.44914 | 0.44727 | 0.4454 | 1.5926 | 1.5008 | 1.3456 | 1.4778 | 0.98668 | 0.78469 | 0.5908 | 0.66289 | 0.89531 | 1.1977 | 1.4656 | 1.4346 | 1.4994 |  | 4.9155 | 3.9049 | 3.6516 | 3.3602 | 3.0875 | 2.8496 | 3.0756 | 3.3573 | 3.53 | 4.0854 | 4.4845 | 5.0464 | 1.9021
LO80Fast | NR | Exterior Building Lighting | Commercial | Lighting | 0.0016038 | 0.0017113 | 7.3626 | -7.1219 | All Btype | Exterior Lighting: Parking Lot - MH 1000W - NR | 0.045371 | 0.049439 | 0.05253 | 0.054729 | 0.056185 | 0.057233 | 0.057671 | 0.057807 | 0.057787 | 0.057816 | 0.057562 | 0.057309 | 0.057062 | 0.056819 | 0.056576 | 0.056339 | 0.056103 | 0.055868 | 0.055635 | 0.055402 | 0.1981 | 0.1904 | 0.1707 | 0.18747 | 0.12517 | 0.099545 | 0.074948 | 0.084094 | 0.11358 | 0.15193 | 0.18593 | 0.182 | 0.19022 |  | 0.60852 | 0.48297 | 0.45134 | 0.41477 | 0.38145 | 0.35222 | 0.38002 | 0.41452 | 0.43557 | 0.50423 | 0.55576 | 0.62526 | 2.2583
LO12Med | New | HPWH ResType | Commercial | Water Heating | 0.073069 | 0.052803 | 767.6748 | 81.3534 | All Buildings | HPWH ResType-Low Volume-New | 0.0066264 | 0.015502 | 0.020417 | 0.025958 | 0.041118 | 0.052764 | 0.055005 | 0.057136 | 0.072117 | 0.075347 | 0.079745 | 0.07618 | 0.073436 | 0.077306 | 0.080951 | 0.082896 | 0.089414 | 0.098578 | 0.085616 | 0.088929 | 1.255 | 12.1378 | 11.3797 | 12.7313 | 10.7164 | 10.874 | 9.5777 | 9.7783 | 9.5813 | 8.8983 | 9.4019 | 10.4005 | 11.3487 |  | 54.9548 | 52.5812 | 59.965 | 56.0405 | 59.0896 | 53.0299 | 53.5476 | 52.6286 | 48.7478 | 49.8755 | 48.8631 | 51.5253 | 0.45922
LO12Med | New | HPWH ResType | Commercial | Water Heating | 0.14072 | 0.095963 | 1472.103 | 33.7327 | All Buildings | HPWH ResType-Med Volume-New | 0.0020747 | 0.0041764 | 0.0069067 | 0.011246 | 0.014176 | 0.019858 | 0.022185 | 0.020665 | 0.03115 | 0.030995 | 0.034157 | 0.033164 | 0.035389 | 0.03546 | 0.036373 | 0.037254 | 0.038228 | 0.035271 | 0.035793 | 0.035554 | 0.52007 | 22.0516 | 20.8358 | 23.5363 | 19.8636 | 20.5098 | 18.4592 | 19.9822 | 19.7371 | 17.2872 | 17.6113 | 19.1871 | 20.6089 |  | 98.6664 | 95.6055 | 111.3689 | 104.6768 | 114.2911 | 106.0515 | 113.3211 | 111.74 | 98.2377 | 95.6408 | 90.5836 | 92.2495 | 0.89692
LO12Med | New | HPWH ResType | Commercial | Water Heating | 0.25982 | 0.18479 | 2694.5731 | 9.8869 | All Buildings | HPWH ResType-High Volume-New | 0.0065548 | 0.019913 | 0.019641 | 0.026018 | 0.037223 | 0.054325 | 0.0672 | 0.077383 | 0.098546 | 0.10171 | 0.10343 | 0.099448 | 0.11617 | 0.11673 | 0.12285 | 0.12894 | 0.13445 | 0.13544 | 0.12784 | 0.1268 | 1.7206 | 41.8131 | 39.0111 | 43.5706 | 36.6809 | 37.3219 | 33.2257 | 34.9652 | 34.3949 | 30.9804 | 32.2435 | 35.6449 | 39.1013 |  | 192.4423 | 182.483 | 207.7949 | 193.9952 | 206.2738 | 187.9726 | 195.4025 | 192.2965 | 173.3015 | 173.7618 | 169.5574 | 180.338 | 1.686
LO5Med | NR | HPWH ResType | Commercial | Water Heating | 0.073069 | 0.052803 | 767.6748 | 81.3534 | All Buildings | HPWH ResType-Low Volume-NR | 0.014883 | 0.03296 | 0.054864 | 0.080042 | 0.10849 | 0.14146 | 0.17728 | 0.21347 | 0.24709 | 0.27545 | 0.29677 | 0.31069 | 0.31819 | 0.37562 | 0.3765 | 0.36183 | 0.3524 | 0.35355 | 0.34842 | 0.33893 | 6.8514 | 12.1378 | 11.3797 | 12.7313 | 10.7164 | 10.874 | 9.5777 | 9.7783 | 9.5813 | 8.8983 | 9.4019 | 10.4005 | 11.3487 |  | 54.9548 | 52.5812 | 59.965 | 56.0405 | 59.0896 | 53.0299 | 53.5476 | 52.6286 | 48.7478 | 49.8755 | 48.8631 | 51.5253 | 0.45922
LO5Med | NR | HPWH ResType | Commercial | Water Heating | 0.14072 | 0.095963 | 1472.103 | 33.7326 | All Buildings | HPWH ResType-Med Volume-NR | 0.0085689 | 0.019018 | 0.031726 | 0.046385 | 0.063004 | 0.082327 | 0.10339 | 0.12476 | 0.14472 | 0.16167 | 0.17455 | 0.18312 | 0.18793 | 0.20699 | 0.20462 | 0.20355 | 0.20381 | 0.20084 | 0.20016 | 0.19735 | 3.9504 | 22.0516 | 20.8358 | 23.5363 | 19.8636 | 20.5098 | 18.4592 | 19.9822 | 19.7371 | 17.2872 | 17.6113 | 19.1871 | 20.6089 |  | 98.6664 | 95.6055 | 111.3689 | 104.6768 | 114.2911 | 106.0515 | 113.3211 | 111.74 | 98.2377 | 95.6408 | 90.5836 | 92.2495 | 0.89692
LO5Med | NR | HPWH ResType | Commercial | Water Heating | 0.25982 | 0.18479 | 2694.5731 | 9.8869 | All Buildings | HPWH ResType-High Volume-NR | 0.01854 | 0.041107 | 0.0685 | 0.10005 | 0.13575 | 0.1772 | 0.22232 | 0.26799 | 0.31053 | 0.34654 | 0.37376 | 0.3917 | 0.40157 | 0.43661 | 0.43163 | 0.42904 | 0.4289 | 0.42283 | 0.42098 | 0.41523 | 8.4322 | 41.8131 | 39.0111 | 43.5706 | 36.6809 | 37.3219 | 33.2257 | 34.9652 | 34.3949 | 30.9804 | 32.2435 | 35.6449 | 39.1013 |  | 192.4423 | 182.483 | 207.7949 | 193.9952 | 206.2738 | 187.9726 | 195.4025 | 192.2965 | 173.3015 | 173.7618 | 169.5574 | 180.338 | 1.686
LO12Med | New | HPWH ResType | Commercial | Water Heating | 1.581 | 0.80995 | 12393.0362 | 11.2201 | All Buildings | HPWH Com Type-Low Volume-New | 0.0036282 | 0.0082233 | 0.011077 | 0.015156 | 0.020401 | 0.027987 | 0.03127 | 0.032135 | 0.041685 | 0.042913 | 0.045739 | 0.044719 | 0.045802 | 0.047562 | 0.049286 | 0.052274 | 0.053601 | 0.055066 | 0.051627 | 0.05229 | 0.73244 | 188.284 | 186.1946 | 205.6317 | 256.3073 | 265.3763 | 274.7644 | 244.2896 | 235.0358 | 238.2171 | 240.5685 | 241.0142 | 152.0475 | 0 | 589.5559 | 513.2737 | 661.5 | 730.656 | 945.1647 | 1030.4768 | 983.4094 | 942.1917 | 905.9134 | 864.367 | 838.4287 | 660.3676 | 1.5468
LO12Med | New | HPWH ResType | Commercial | Water Heating | 2.6784 | 1.2995 | 21021.2143 | -0.28366 | All Buildings | HPWH Com Type-Med Volume-New | 0.0046157 | 0.010461 | 0.014092 | 0.019281 | 0.025953 | 0.035603 | 0.03978 | 0.040881 | 0.053029 | 0.054592 | 0.058187 | 0.056889 | 0.058268 | 0.060506 | 0.0627 | 0.0665 | 0.068189 | 0.070053 | 0.065678 | 0.066521 | 0.93178 | 302.1154 | 301.6678 | 336.2596 | 422.4876 | 442.5905 | 463.8371 | 429.3976 | 415.7737 | 404.4687 | 399.4628 | 395.84 | 242.3494 | 0 | 912.8919 | 805.9128 | 1079.3882 | 1204.6825 | 1617.4548 | 1805.0356 | 1816.4838 | 1749.9373 | 1601.0664 | 1464.3864 | 1376.1703 | 1031.5541 | 2.3876
LO12Med | New | HPWH ResType | Commercial | Water Heating | 4.388 | 2.2462 | 34406.6047 | -6.9408 | All Buildings | HPWH Com Type-High Volume-New | 0.00050365 | 0.0011415 | 0.0015377 | 0.0021039 | 0.0028319 | 0.0038849 | 0.0043407 | 0.0044608 | 0.0057864 | 0.0059569 | 0.0063492 | 0.0062076 | 0.006358 | 0.0066023 | 0.0068416 | 0.0072563 | 0.0074406 | 0.007644 | 0.0071666 | 0.0072586 | 0.10167 | 513.4666 | 504.7516 | 556.6162 | 690.5188 | 716.1027 | 744.6439 | 676.9532 | 653.4745 | 647.7631 | 648.4785 | 650.1106 | 416.1787 | 0 | 1663.6341 | 1435.2249 | 1835.8269 | 2012.9854 | 2610.5301 | 2865.2217 | 2812.3043 | 2702.293 | 2530.0627 | 2376.5964 | 2297.3209 | 1845.546 | 3.4508
LO5Med | NR | HPWH ResType | Commercial | Water Heating | 1.581 | 0.80995 | 12393.0362 | 11.2201 | All Buildings | HPWH Com Type-Low Volume-NR | 0.0094439 | 0.02095 | 0.034932 | 0.051048 | 0.069304 | 0.090517 | 0.11363 | 0.13705 | 0.1589 | 0.17742 | 0.19147 | 0.20077 | 0.20595 | 0.23798 | 0.23762 | 0.2305 | 0.22705 | 0.22439 | 0.22316 | 0.21933 | 4.3839 | 188.284 | 186.1946 | 205.6317 | 256.3073 | 265.3763 | 274.7644 | 244.2896 | 235.0358 | 238.2171 | 240.5685 | 241.0142 | 152.0475 | 0 | 589.5559 | 513.2737 | 661.5 | 730.656 | 945.1647 | 1030.4768 | 983.4094 | 942.1917 | 905.9134 | 864.367 | 838.4287 | 660.3676 | 1.5468
LO5Med | NR | HPWH ResType | Commercial | Water Heating | 2.6784 | 1.2995 | 21021.2143 | -0.28366 | All Buildings | HPWH Com Type-Med Volume-NR | 0.012014 | 0.026652 | 0.044439 | 0.064941 | 0.088166 | 0.11515 | 0.14455 | 0.17435 | 0.20214 | 0.22571 | 0.24358 | 0.25541 | 0.26201 | 0.30275 | 0.30229 | 0.29323 | 0.28884 | 0.28547 | 0.28389 | 0.27903 | 5.5771 | 302.1154 | 301.6678 | 336.2596 | 422.4876 | 442.5905 | 463.8371 | 429.3976 | 415.7737 | 404.4687 | 399.4628 | 395.84 | 242.3494 | 0 | 912.8919 | 805.9128 | 1079.3882 | 1204.6825 | 1617.4548 | 1805.0356 | 1816.4838 | 1749.9373 | 1601.0664 | 1464.3864 | 1376.1703 | 1031.5541 | 2.3876
LO5Med | NR | HPWH ResType | Commercial | Water Heating | 4.388 | 2.2462 | 34406.6047 | -6.9408 | All Buildings | HPWH Com Type-High Volume-NR | 0.001311 | 0.0029082 | 0.004849 | 0.0070861 | 0.0096205 | 0.012565 | 0.015773 | 0.019024 | 0.022057 | 0.024629 | 0.026579 | 0.02787 | 0.028589 | 0.091509 | 0.092459 | 0.079306 | 0.073807 | 0.069947 | 0.06903 | 0.062721 | 0.92523 | 513.4666 | 504.7516 | 556.6162 | 690.5188 | 716.1027 | 744.6439 | 676.9532 | 653.4745 | 647.7631 | 648.4785 | 650.1106 | 416.1787 | 0 | 1663.6341 | 1435.2249 | 1835.8269 | 2012.9854 | 2610.5301 | 2865.2217 | 2812.3043 | 2702.293 | 2530.0627 | 2376.5964 | 2297.3209 | 1845.546 | 3.4508
LO5Med | NR | HeatPumps | Commercial | HVAC | 2.2129e-05 | 1.6384e-05 | 0.25102 | 33.9104 | Large Off | HeatPumps-NR-Large Off | 0.00021744 | 0.00048296 | 0.00080626 | 0.0011797 | 0.0016036 | 0.002097 | 0.0026356 | 0.0031826 | 0.0036945 | 0.0041303 | 0.0044627 | 0.0046852 | 0.0048119 | 0.004863 | 0.0048484 | 0.0049028 | 0.0048827 | 0.0048531 | 0.0048324 | 0.0048132 | 0.075535 | 0.0037639 | 0.003381 | 0.0035922 | 0.003458 | 0.0031626 | 0.0028791 | 0.0028458 | 0.0027705 | 0.0028875 | 0.0033682 | 0.0033865 | 0.0037681 | 0 | 0.018713 | 0.016524 | 0.018195 | 0.017406 | 0.017863 | 0.017383 | 0.017535 | 0.017162 | 0.017096 | 0.018011 | 0.017239 | 0.018629 | 0.89651
LO5Med | NR | HeatPumps | Commercial | HVAC | 2.5291e-05 | 1.8725e-05 | 0.28689 | 24.0562 | Medium Off | HeatPumps-NR-Medium Off | 0.001377 | 0.0030585 | 0.0051058 | 0.0074707 | 0.010155 | 0.01328 | 0.01669 | 0.020155 | 0.023396 | 0.026156 | 0.028261 | 0.02967 | 0.030472 | 0.030796 | 0.030704 | 0.031247 | 0.031113 | 0.030878 | 0.030699 | 0.030572 | 0.48919 | 0.0043017 | 0.0038641 | 0.0041055 | 0.0039521 | 0.0036145 | 0.0032905 | 0.0032524 | 0.0031664 | 0.0033 | 0.0038494 | 0.0038704 | 0.0043066 | 0 | 0.021387 | 0.018885 | 0.020795 | 0.019893 | 0.020415 | 0.019867 | 0.020041 | 0.019614 | 0.019539 | 0.020585 | 0.019703 | 0.021291 | 1.1178
LO5Med | NR | HeatPumps | Commercial | HVAC | 5.0019e-05 | 3.7033e-05 | 0.56739 | 28.1758 | Small Off | HeatPumps-NR-Small Off | 0.0024161 | 0.0053665 | 0.0089589 | 0.013108 | 0.017818 | 0.023301 | 0.029285 | 0.035364 | 0.041052 | 0.045894 | 0.049588 | 0.05206 | 0.053468 | 0.054036 | 0.053874 | 0.054099 | 0.053917 | 0.053679 | 0.05347 | 0.053284 | 0.81848 | 0.0085078 | 0.0076424 | 0.0081196 | 0.0078164 | 0.0071487 | 0.0065079 | 0.0064325 | 0.0062624 | 0.0065267 | 0.0076133 | 0.0076547 | 0.0085174 | 0 | 0.042298 | 0.037349 | 0.041127 | 0.039344 | 0.040377 | 0.039292 | 0.039636 | 0.038791 | 0.038643 | 0.040712 | 0.038967 | 0.042109 | 1.0132
LO5Med | NR | HeatPumps | Commercial | HVAC | 1.5173e-05 | 1.1234e-05 | 0.17211 | 56.7343 | XLarge Ret | HeatPumps-NR-XLarge Ret | 2.7762e-05 | 6.1565e-05 | 0.00010261 | 0.0001499 | 0.00020343 | 0.00026559 | 0.00033328 | 0.00040181 | 0.00046569 | 0.00051978 | 0.00056071 | 0.00058772 | 0.00060264 | 0.00060807 | 0.00060527 | 0.00060756 | 0.00060449 | 0.00060259 | 0.00060168 | 0.00059767 | 0.0093095 | 0.0025807 | 0.0023182 | 0.002463 | 0.002371 | 0.0021685 | 0.0019741 | 0.0019512 | 0.0018996 | 0.0019798 | 0.0023094 | 0.0023219 | 0.0025837 | 0 | 0.012831 | 0.011329 | 0.012475 | 0.011934 | 0.012248 | 0.011919 | 0.012023 | 0.011767 | 0.011722 | 0.012349 | 0.01182 | 0.012773 | 0.6147
LO5Med | NR | HeatPumps | Commercial | HVAC | 1.5173e-05 | 1.1234e-05 | 0.17211 | 50.6837 | Large Ret | HeatPumps-NR-Large Ret | 0 | 0 | 0 | 0 | 0 | 0 | 0 | 0 | 0 | 0 | 0 | 0 | 0 | 0 | 0 | 0 | 0 | 0 | 0 | 0 | 0 | 0.0025807 | 0.0023182 | 0.002463 | 0.002371 | 0.0021685 | 0.0019741 | 0.0019512 | 0.0018996 | 0.0019798 | 0.0023094 | 0.0023219 | 0.0025837 | 0 | 0.012831 | 0.011329 | 0.012475 | 0.011934 | 0.012248 | 0.011919 | 0.012023 | 0.011767 | 0.011722 | 0.012349 | 0.01182 | 0.012773 | 0.67058
LO5Med | NR | HeatPumps | Commercial | HVAC | 5.2008e-05 | 3.8506e-05 | 0.58996 | 3.5434 | Medium Ret | HeatPumps-NR-Medium Ret | 0.00034757 | 0.00077077 | 0.0012847 | 0.0018767 | 0.0025469 | 0.0033251 | 0.0041725 | 0.0050305 | 0.0058302 | 0.0065075 | 0.0070199 | 0.0073581 | 0.0075449 | 0.0076128 | 0.0075778 | 0.0076561 | 0.0076157 | 0.0076004 | 0.0076144 | 0.0075474 | 0.12105 | 0.0088462 | 0.0079463 | 0.0084426 | 0.0081273 | 0.007433 | 0.0067667 | 0.0066884 | 0.0065115 | 0.0067863 | 0.0079161 | 0.0079591 | 0.0088562 | 0 | 0.043981 | 0.038835 | 0.042763 | 0.040908 | 0.041983 | 0.040855 | 0.041212 | 0.040334 | 0.04018 | 0.042331 | 0.040517 | 0.043783 | 2.2986
LO5Med | NR | HeatPumps | Commercial | HVAC | 5.2008e-05 | 3.8506e-05 | 0.58996 | 26.4908 | Small Ret | HeatPumps-NR-Small Ret | 0.00030637 | 0.00067941 | 0.0011324 | 0.0016542 | 0.002245 | 0.002931 | 0.0036779 | 0.0044342 | 0.0051392 | 0.0057361 | 0.0061878 | 0.0064859 | 0.0066506 | 0.0067104 | 0.0066795 | 0.0066923 | 0.0066591 | 0.0066324 | 0.0066116 | 0.0065729 | 0.10134 | 0.0088462 | 0.0079463 | 0.0084426 | 0.0081273 | 0.007433 | 0.0067667 | 0.0066884 | 0.0065115 | 0.0067863 | 0.0079161 | 0.0079591 | 0.0088562 | 0 | 0.043981 | 0.038835 | 0.042763 | 0.040908 | 0.041983 | 0.040855 | 0.041212 | 0.040334 | 0.04018 | 0.042331 | 0.040517 | 0.043783 | 1.0535
LO5Med | NR | HeatPumps | Commercial | HVAC | 5.0019e-05 | 3.7033e-05 | 0.56739 | 4.3158 | School K-12 | HeatPumps-NR-School K-12 | 0.00033363 | 0.00074172 | 0.0012393 | 0.001815 | 0.0024694 | 0.0032321 | 0.0040659 | 0.0049143 | 0.0057099 | 0.0063891 | 0.0069095 | 0.0072606 | 0.0074636 | 0.0075497 | 0.0075339 | 0.0075694 | 0.0075507 | 0.0075317 | 0.0075121 | 0.007492 | 0.11518 | 0.0085078 | 0.0076424 | 0.0081196 | 0.0078164 | 0.0071487 | 0.0065079 | 0.0064325 | 0.0062624 | 0.0065267 | 0.0076133 | 0.0076547 | 0.0085174 | 0 | 0.042298 | 0.037349 | 0.041127 | 0.039344 | 0.040377 | 0.039292 | 0.039636 | 0.038791 | 0.038643 | 0.040712 | 0.038967 | 0.042109 | 2.2107
LO5Med | NR | HeatPumps | Commercial | HVAC | 6.0539e-05 | 4.4822e-05 | 0.68673 | 0.80739 | University | HeatPumps-NR-University | 0.00067767 | 0.0015061 | 0.0025158 | 0.0036833 | 0.0050097 | 0.0065551 | 0.0082437 | 0.0099609 | 0.01157 | 0.012942 | 0.013992 | 0.014699 | 0.015105 | 0.015275 | 0.015238 | 0.015285 | 0.015241 | 0.01521 | 0.015165 | 0.015127 | 0.23159 | 0.010297 | 0.0092497 | 0.0098274 | 0.0094604 | 0.0086522 | 0.0078766 | 0.0077854 | 0.0075796 | 0.0078994 | 0.0092146 | 0.0092646 | 0.010309 | 0 | 0.051194 | 0.045205 | 0.049777 | 0.047618 | 0.048869 | 0.047556 | 0.047972 | 0.04695 | 0.04677 | 0.049274 | 0.047163 | 0.050965 | 2.6756
LO5Med | NR | HeatPumps | Commercial | HVAC | 5.5571e-06 | 4.1143e-06 | 0.063037 | 165.8502 | Warehouse | HeatPumps-NR-Warehouse | 8.4279e-06 | 1.8687e-05 | 3.1143e-05 | 4.5488e-05 | 6.1726e-05 | 8.0579e-05 | 0.0001011 | 0.00012188 | 0.00014124 | 0.00015762 | 0.00017001 | 0.00017818 | 0.00018268 | 0.00018431 | 0.00018344 | 0.00018374 | 0.00018312 | 0.00018211 | 0.00018116 | 0.00017995 | 0.0027743 | 0.00094521 | 0.00084906 | 0.00090208 | 0.00086839 | 0.00079421 | 0.00072302 | 0.00071465 | 0.00069575 | 0.00072511 | 0.00084583 | 0.00085042 | 0.00094627 | 0 | 0.0046993 | 0.0041495 | 0.0045692 | 0.004371 | 0.0044859 | 0.0043653 | 0.0044035 | 0.0043097 | 0.0042932 | 0.004523 | 0.0043292 | 0.0046782 | 0.2456
LO5Med | NR | HeatPumps | Commercial | HVAC | 1.7052e-05 | 1.2625e-05 | 0.19344 | 43.3469 | Supermarket | HeatPumps-NR-Supermarket | 0.00013454 | 0.00029831 | 0.00049715 | 0.00072615 | 0.00098536 | 0.0012863 | 0.0016139 | 0.0019456 | 0.0022546 | 0.0025162 | 0.002714 | 0.0028444 | 0.0029163 | 0.0029421 | 0.0029283 | 0.0029405 | 0.0029256 | 0.0029098 | 0.002895 | 0.0028809 | 0.044644 | 0.0029005 | 0.0026054 | 0.0027681 | 0.0026648 | 0.0024371 | 0.0022186 | 0.002193 | 0.002135 | 0.0022251 | 0.0025955 | 0.0026096 | 0.0029037 | 0 | 0.01442 | 0.012733 | 0.014021 | 0.013413 | 0.013765 | 0.013395 | 0.013513 | 0.013225 | 0.013174 | 0.013879 | 0.013285 | 0.014356 | 0.75366
LO5Med | NR | HeatPumps | Commercial | HVAC | 1.7052e-05 | 1.2625e-05 | 0.19344 | 113.3347 | MiniMart | HeatPumps-NR-MiniMart | 6.8332e-05 | 0.00015187 | 0.00025368 | 0.0003714 | 0.00050515 | 0.00066098 | 0.00083125 | 0.0010044 | 0.0011666 | 0.001305 | 0.0014109 | 0.0014822 | 0.0015231 | 0.0015402 | 0.0015365 | 0.0015406 | 0.0015364 | 0.0015323 | 0.001528 | 0.0015315 | 0.023391 | 0.0029005 | 0.0026054 | 0.0027681 | 0.0026648 | 0.0024371 | 0.0022186 | 0.002193 | 0.002135 | 0.0022251 | 0.0025955 | 0.0026096 | 0.0029037 | 0 | 0.01442 | 0.012733 | 0.014021 | 0.013413 | 0.013765 | 0.013395 | 0.013513 | 0.013225 | 0.013174 | 0.013879 | 0.013285 | 0.014356 | 0.34543
LO5Med | NR | HeatPumps | Commercial | HVAC | 5.2008e-05 | 3.8506e-05 | 0.58996 | 3.5434 | Restaurant | HeatPumps-NR-Restaurant | 0.00030423 | 0.00067168 | 0.0011146 | 0.001621 | 0.0021901 | 0.0028468 | 0.0035564 | 0.0042688 | 0.0049256 | 0.0054734 | 0.0058783 | 0.0061342 | 0.0062622 | 0.0062906 | 0.006234 | 0.0062919 | 0.0062185 | 0.0061509 | 0.0060897 | 0.006031 | 0.096032 | 0.0088462 | 0.0079463 | 0.0084426 | 0.0081273 | 0.007433 | 0.0067667 | 0.0066884 | 0.0065115 | 0.0067863 | 0.0079161 | 0.0079591 | 0.0088562 | 0 | 0.043981 | 0.038835 | 0.042763 | 0.040908 | 0.041983 | 0.040855 | 0.041212 | 0.040334 | 0.04018 | 0.042331 | 0.040517 | 0.043783 | 2.2986
LO5Med | NR | HeatPumps | Commercial | HVAC | 5.0019e-05 | 3.7033e-05 | 0.56739 | 6.1511 | Lodging | HeatPumps-NR-Lodging | 0.00041523 | 0.00092165 | 0.0015375 | 0.0022481 | 0.0030537 | 0.0039905 | 0.0050119 | 0.006048 | 0.0070158 | 0.0078378 | 0.0084626 | 0.0088783 | 0.009112 | 0.0092023 | 0.0091683 | 0.0092199 | 0.0091666 | 0.0091201 | 0.0090819 | 0.0090481 | 0.13952 | 0.0085078 | 0.0076424 | 0.0081196 | 0.0078164 | 0.0071487 | 0.0065079 | 0.0064325 | 0.0062624 | 0.0065267 | 0.0076133 | 0.0076547 | 0.0085174 | 0 | 0.042298 | 0.037349 | 0.041127 | 0.039344 | 0.040377 | 0.039292 | 0.039636 | 0.038791 | 0.038643 | 0.040712 | 0.038967 | 0.042109 | 2.0265
LO5Med | NR | HeatPumps | Commercial | HVAC | 6.0539e-05 | 4.4822e-05 | 0.68673 | 2.3238 | Hospital | HeatPumps-NR-Hospital | 0.00046313 | 0.0010275 | 0.0017135 | 0.0025044 | 0.0034004 | 0.0044418 | 0.0055765 | 0.0067266 | 0.0077999 | 0.0087103 | 0.0094009 | 0.0098587 | 0.010114 | 0.01021 | 0.010168 | 0.010436 | 0.010449 | 0.010414 | 0.010322 | 0.010293 | 0.17483 | 0.010297 | 0.0092497 | 0.0098274 | 0.0094604 | 0.0086522 | 0.0078766 | 0.0077854 | 0.0075796 | 0.0078994 | 0.0092146 | 0.0092646 | 0.010309 | 0 | 0.051194 | 0.045205 | 0.049777 | 0.047618 | 0.048869 | 0.047556 | 0.047972 | 0.04695 | 0.04677 | 0.049274 | 0.047163 | 0.050965 | 2.4527
LO5Med | NR | HeatPumps | Commercial | HVAC | 6.0539e-05 | 4.4822e-05 | 0.68673 | 0.8074 | Residential Care | HeatPumps-NR-Residential Care | 0.00043697 | 0.00096952 | 0.0016167 | 0.0023629 | 0.0032084 | 0.004191 | 0.0052616 | 0.0063468 | 0.0073594 | 0.0082184 | 0.00887 | 0.009302 | 0.009543 | 0.0096337 | 0.0095942 | 0.0097605 | 0.0097223 | 0.0096791 | 0.0096442 | 0.0095968 | 0.15627 | 0.010297 | 0.0092497 | 0.0098274 | 0.0094604 | 0.0086522 | 0.0078766 | 0.0077854 | 0.0075796 | 0.0078994 | 0.0092146 | 0.0092646 | 0.010309 | 0 | 0.051194 | 0.045205 | 0.049777 | 0.047618 | 0.048869 | 0.047556 | 0.047972 | 0.04695 | 0.04677 | 0.049274 | 0.047163 | 0.050965 | 2.6756
LO5Med | NR | HeatPumps | Commercial | HVAC | 1.5173e-05 | 1.1234e-05 | 0.17211 | 50.6837 | Assembly | HeatPumps-NR-Assembly | 0.0003527 | 0.00078222 | 0.0013039 | 0.001905 | 0.0025856 | 0.0033761 | 0.0042369 | 0.0051088 | 0.0059216 | 0.0066102 | 0.0071315 | 0.0074759 | 0.0076666 | 0.0077365 | 0.0077018 | 0.007759 | 0.0077781 | 0.0076836 | 0.0076417 | 0.0076106 | 0.12015 | 0.0025807 | 0.0023182 | 0.002463 | 0.002371 | 0.0021685 | 0.0019741 | 0.0019512 | 0.0018996 | 0.0019798 | 0.0023094 | 0.0023219 | 0.0025837 | 0 | 0.012831 | 0.011329 | 0.012475 | 0.011934 | 0.012248 | 0.011919 | 0.012023 | 0.011767 | 0.011722 | 0.012349 | 0.01182 | 0.012773 | 0.67058
LO5Med | NR | HeatPumps | Commercial | HVAC | 2.5291e-05 | 1.8725e-05 | 0.28689 | 24.0562 | Other | HeatPumps-NR-Other | 0.00024838 | 0.00054838 | 0.00090996 | 0.0013234 | 0.0017881 | 0.0023242 | 0.0029036 | 0.0034852 | 0.0040214 | 0.0044687 | 0.0047992 | 0.0050082 | 0.0051127 | 0.0051359 | 0.0050896 | 0.0051349 | 0.0051096 | 0.0050418 | 0.0049874 | 0.0049667 | 0.080037 | 0.0043017 | 0.0038641 | 0.0041055 | 0.0039521 | 0.0036145 | 0.0032905 | 0.0032524 | 0.0031664 | 0.0033 | 0.0038494 | 0.0038704 | 0.0043066 | 0 | 0.021387 | 0.018885 | 0.020795 | 0.019893 | 0.020415 | 0.019867 | 0.020041 | 0.019614 | 0.019539 | 0.020585 | 0.019703 | 0.021291 | 1.1178
LO5Med | New | HeatPumps | Commercial | HVAC | 1.3193e-05 | 9.7675e-06 | 0.14965 | 67.6323 | Large Off | HeatPumps-New-Large Off | 2.7648e-05 | 5.9738e-05 | 8.1618e-05 | 0.00011361 | 0.00015308 | 0.00023362 | 0.00032207 | 0.00043269 | 0.00054074 | 0.00059272 | 0.00067345 | 0.00072982 | 0.00068572 | 0.00077598 | 0.00077583 | 0.00083855 | 0.00084672 | 0.0009495 | 0.0007913 | 0.00084179 | 0.010466 | 0.0022439 | 0.0020157 | 0.0021416 | 0.0020616 | 0.0018855 | 0.0017164 | 0.0016966 | 0.0016517 | 0.0017214 | 0.002008 | 0.0020189 | 0.0022465 | 0 | 0.011156 | 0.0098509 | 0.010847 | 0.010377 | 0.010649 | 0.010363 | 0.010454 | 0.010231 | 0.010192 | 0.010738 | 0.010278 | 0.011106 | 0.53448
LO5Med | New | HeatPumps | Commercial | HVAC | 1.2794e-05 | 9.4726e-06 | 0.14513 | 63.057 | Medium Off | HeatPumps-New-Medium Off | 0.00021613 | 0.00047458 | 0.00064619 | 0.00083295 | 0.0011425 | 0.0018687 | 0.002512 | 0.0033664 | 0.004211 | 0.0043992 | 0.0052484 | 0.0057199 | 0.0052388 | 0.0061577 | 0.0057621 | 0.0064515 | 0.0064578 | 0.0072048 | 0.0058633 | 0.0062638 | 0.080038 | 0.0021762 | 0.0019548 | 0.0020769 | 0.0019993 | 0.0018285 | 0.0016646 | 0.0016453 | 0.0016018 | 0.0016694 | 0.0019474 | 0.001958 | 0.0021786 | 0 | 0.010819 | 0.0095534 | 0.01052 | 0.010064 | 0.010328 | 0.01005 | 0.010138 | 0.0099223 | 0.0098843 | 0.010414 | 0.0099673 | 0.010771 | 0.56546
LO5Med | New | HeatPumps | Commercial | HVAC | 7.1064e-06 | 5.2614e-06 | 0.080612 | 294.172 | Small Off | HeatPumps-New-Small Off | 3.7015e-05 | 8.2157e-05 | 0.00011628 | 0.00015528 | 0.00021003 | 0.0003314 | 0.00043752 | 0.00058063 | 0.00075053 | 0.00080258 | 0.00093524 | 0.001016 | 0.00095837 | 0.0010878 | 0.0010314 | 0.0011283 | 0.0011374 | 0.0012353 | 0.0010654 | 0.001116 | 0.014215 | 0.0012087 | 0.0010858 | 0.0011536 | 0.0011105 | 0.0010156 | 0.0009246 | 0.00091389 | 0.00088973 | 0.00092728 | 0.0010817 | 0.0010875 | 0.0012101 | 0 | 0.0060095 | 0.0053064 | 0.0058431 | 0.0055897 | 0.0057365 | 0.0055823 | 0.0056312 | 0.0055113 | 0.0054901 | 0.0057841 | 0.0055362 | 0.0059825 | 0.14395
LO5Med | New | HeatPumps | Commercial | HVAC | 1.0649e-05 | 7.8845e-06 | 0.1208 | 87.576 | XLarge Ret | HeatPumps-New-XLarge Ret | 2.395e-06 | 5.2994e-06 | 1.1231e-05 | 2.3862e-05 | 3.0129e-05 | 5.1706e-05 | 6.6194e-05 | 6.433e-05 | 0.00011554 | 0.00011961 | 0.00014123 | 0.00013803 | 0.00015347 | 0.00015093 | 0.00015397 | 0.00015311 | 0.00015981 | 0.00014307 | 0.00014438 | 0.0001414 | 0.0019697 | 0.0018113 | 0.0016271 | 0.0017287 | 0.0016641 | 0.001522 | 0.0013855 | 0.0013695 | 0.0013333 | 0.0013896 | 0.0016209 | 0.0016297 | 0.0018134 | 0 | 0.0090054 | 0.0079518 | 0.0087561 | 0.0083763 | 0.0085964 | 0.0083653 | 0.0084386 | 0.0082588 | 0.0082271 | 0.0086677 | 0.0082962 | 0.008965 | 0.43144
LO5Med | New | HeatPumps | Commercial | HVAC | 1.0649e-05 | 7.8845e-06 | 0.1208 | 78.9552 | Large Ret | HeatPumps-New-Large Ret | 0 | 0 | 0 | 0 | 0 | 0 | 0 | 0 | 0 | 0 | 0 | 0 | 0 | 0 | 0 | 0 | 0 | 0 | 0 | 0 | 0 | 0.0018113 | 0.0016271 | 0.0017287 | 0.0016641 | 0.001522 | 0.0013855 | 0.0013695 | 0.0013333 | 0.0013896 | 0.0016209 | 0.0016297 | 0.0018134 | 0 | 0.0090054 | 0.0079518 | 0.0087561 | 0.0083763 | 0.0085964 | 0.0083653 | 0.0084386 | 0.0082588 | 0.0082271 | 0.0086677 | 0.0082962 | 0.008965 | 0.47066
LO5Med | New | HeatPumps | Commercial | HVAC | 1.0649e-05 | 7.8844e-06 | 0.1208 | 78.956 | Medium Ret | HeatPumps-New-Medium Ret | 1.5579e-05 | 3.4803e-05 | 7.3636e-05 | 0.00016308 | 0.00020186 | 0.00035931 | 0.00045696 | 0.00043971 | 0.00079709 | 0.00081796 | 0.00097864 | 0.00095122 | 0.0010555 | 0.0010348 | 0.0010505 | 0.0010466 | 0.0010938 | 0.00096654 | 0.00096177 | 0.00092384 | 0.013423 | 0.0018113 | 0.0016271 | 0.0017287 | 0.0016641 | 0.001522 | 0.0013855 | 0.0013695 | 0.0013333 | 0.0013895 | 0.0016209 | 0.0016297 | 0.0018134 | 0 | 0.0090053 | 0.0079517 | 0.0087561 | 0.0083763 | 0.0085963 | 0.0083653 | 0.0084385 | 0.0082587 | 0.0082271 | 0.0086676 | 0.0082962 | 0.008965 | 0.47066
LO5Med | New | HeatPumps | Commercial | HVAC | 1.0649e-05 | 7.8844e-06 | 0.1208 | 191.0272 | Small Ret | HeatPumps-New-Small Ret | 5.987e-06 | 1.3214e-05 | 2.5908e-05 | 5.0391e-05 | 6.4643e-05 | 0.00010766 | 0.00013728 | 0.00013821 | 0.00024472 | 0.00025701 | 0.00030111 | 0.00030059 | 0.00032749 | 0.00032386 | 0.00032752 | 0.0003266 | 0.00033927 | 0.00030765 | 0.00031052 | 0.00030022 | 0.0042099 | 0.0018113 | 0.0016271 | 0.0017287 | 0.0016641 | 0.001522 | 0.0013855 | 0.0013695 | 0.0013333 | 0.0013895 | 0.0016209 | 0.0016297 | 0.0018134 | 0 | 0.0090053 | 0.0079517 | 0.0087561 | 0.0083763 | 0.0085963 | 0.0083653 | 0.0084385 | 0.0082587 | 0.0082271 | 0.0086676 | 0.0082962 | 0.008965 | 0.21572
LO5Med | New | HeatPumps | Commercial | HVAC | 7.1064e-06 | 5.2614e-06 | 0.080612 | 126.2306 | School K-12 | HeatPumps-New-School K-12 | 4.9101e-06 | 1.088e-05 | 1.8231e-05 | 2.6719e-05 | 3.629e-05 | 4.685e-05 | 5.9973e-05 | 7.3167e-05 | 0.00010374 | 0.00011694 | 0.00012634 | 0.0001381 | 0.0001389 | 0.00013969 | 0.0001392 | 0.00014313 | 0.00014021 | 0.00014382 | 0.00014652 | 0.00015128 | 0.0019049 | 0.0012087 | 0.0010858 | 0.0011536 | 0.0011105 | 0.0010156 | 0.0009246 | 0.00091389 | 0.00088973 | 0.00092728 | 0.0010817 | 0.0010875 | 0.0012101 | 0 | 0.0060095 | 0.0053064 | 0.0058431 | 0.0055897 | 0.0057365 | 0.0055823 | 0.0056312 | 0.0055113 | 0.0054901 | 0.0057841 | 0.0055362 | 0.0059825 | 0.31408
LO5Med | New | HeatPumps | Commercial | HVAC | 1.881e-05 | 1.3927e-05 | 0.21337 | 37.8135 | University | HeatPumps-New-University | 1.7474e-05 | 3.7278e-05 | 7.1623e-05 | 0.00010183 | 0.0001513 | 0.00020151 | 0.00025695 | 0.000304 | 0.00038457 | 0.00045622 | 0.00047324 | 0.0004968 | 0.00047287 | 0.00049899 | 0.00053363 | 0.00057575 | 0.00056006 | 0.0005942 | 0.00055984 | 0.0006181 | 0.0073662 | 0.0031994 | 0.002874 | 0.0030534 | 0.0029394 | 0.0026883 | 0.0024473 | 0.002419 | 0.002355 | 0.0024544 | 0.002863 | 0.0028786 | 0.003203 | 0 | 0.015906 | 0.014045 | 0.015466 | 0.014795 | 0.015184 | 0.014776 | 0.014905 | 0.014588 | 0.014532 | 0.01531 | 0.014654 | 0.015835 | 0.83134
LO5Med | New | HeatPumps | Commercial | HVAC | 5.5571e-06 | 4.1143e-06 | 0.063037 | 165.8502 | Warehouse | HeatPumps-New-Warehouse | 7.8893e-07 | 2.2315e-06 | 3.5629e-06 | 5.2988e-06 | 5.5531e-06 | 8.4905e-06 | 1.0776e-05 | 1.0394e-05 | 1.546e-05 | 1.7535e-05 | 1.8929e-05 | 1.8937e-05 | 1.88e-05 | 2.2269e-05 | 2.209e-05 | 2.5627e-05 | 2.2383e-05 | 2.3005e-05 | 2.2821e-05 | 2.2489e-05 | 0.00029744 | 0.00094521 | 0.00084906 | 0.00090208 | 0.00086839 | 0.00079421 | 0.00072302 | 0.00071465 | 0.00069575 | 0.00072511 | 0.00084583 | 0.00085042 | 0.00094627 | 0 | 0.0046993 | 0.0041495 | 0.0045692 | 0.004371 | 0.0044859 | 0.0043653 | 0.0044035 | 0.0043097 | 0.0042932 | 0.004523 | 0.0043292 | 0.0046782 | 0.2456
LO5Med | New | HeatPumps | Commercial | HVAC | 1.3285e-05 | 9.8357e-06 | 0.1507 | 60.1426 | Supermarket | HeatPumps-New-Supermarket | 1.3666e-05 | 3.0701e-05 | 5.0425e-05 | 7.6517e-05 | 0.00011373 | 0.00016 | 0.00020954 | 0.00022063 | 0.0003863 | 0.00039736 | 0.00048337 | 0.00044512 | 0.00052177 | 0.00052883 | 0.00054746 | 0.00054851 | 0.00057881 | 0.00048771 | 0.00051013 | 0.00049305 | 0.0068036 | 0.0022596 | 0.0020298 | 0.0021565 | 0.002076 | 0.0018986 | 0.0017284 | 0.0017084 | 0.0016633 | 0.0017334 | 0.002022 | 0.002033 | 0.0022622 | 0 | 0.011234 | 0.0099197 | 0.010923 | 0.010449 | 0.010724 | 0.010436 | 0.010527 | 0.010303 | 0.010263 | 0.010813 | 0.010349 | 0.011184 | 0.58714
LO5Med | New | HeatPumps | Commercial | HVAC | 1.3285e-05 | 9.8357e-06 | 0.1507 | 149.98 | MiniMart | HeatPumps-New-MiniMart | 4.0599e-06 | 8.9168e-06 | 1.5057e-05 | 2.1689e-05 | 7.1516e-05 | 0.00010308 | 0.00012727 | 0.00013503 | 0.00022694 | 0.00023546 | 0.00026683 | 0.00027164 | 0.00028953 | 0.00029907 | 0.00029993 | 0.00029505 | 0.00031024 | 0.0002779 | 0.00028719 | 0.00030025 | 0.0038466 | 0.0022596 | 0.0020298 | 0.0021565 | 0.002076 | 0.0018986 | 0.0017284 | 0.0017084 | 0.0016633 | 0.0017334 | 0.002022 | 0.002033 | 0.0022622 | 0 | 0.011234 | 0.0099197 | 0.010923 | 0.010449 | 0.010724 | 0.010436 | 0.010527 | 0.010303 | 0.010263 | 0.010813 | 0.010349 | 0.011184 | 0.2691
LO5Med | New | HeatPumps | Commercial | HVAC | 1.0649e-05 | 7.8844e-06 | 0.1208 | 78.956 | Restaurant | HeatPumps-New-Restaurant | 1.5695e-05 | 3.1155e-05 | 4.8683e-05 | 7.187e-05 | 0.00010286 | 0.00015164 | 0.00018954 | 0.00018595 | 0.00034694 | 0.0003592 | 0.00045769 | 0.00042304 | 0.00051691 | 0.00047258 | 0.00052531 | 0.00051802 | 0.00057733 | 0.00051626 | 0.00056174 | 0.00048847 | 0.0065609 | 0.0018113 | 0.0016271 | 0.0017287 | 0.0016641 | 0.001522 | 0.0013855 | 0.0013695 | 0.0013333 | 0.0013895 | 0.0016209 | 0.0016297 | 0.0018134 | 0 | 0.0090053 | 0.0079517 | 0.0087561 | 0.0083763 | 0.0085963 | 0.0083653 | 0.0084385 | 0.0082587 | 0.0082271 | 0.0086676 | 0.0082962 | 0.008965 | 0.47066
LO5Med | New | HeatPumps | Commercial | HVAC | 7.1064e-06 | 5.2614e-06 | 0.080612 | 139.1492 | Lodging | HeatPumps-New-Lodging | 8.1697e-06 | 1.4845e-05 | 2.1472e-05 | 3.1401e-05 | 4.7406e-05 | 7.3154e-05 | 9.4154e-05 | 8.9809e-05 | 0.00018626 | 0.00018128 | 0.00024608 | 0.00021317 | 0.00029003 | 0.00023173 | 0.00030021 | 0.00028911 | 0.00030639 | 0.00029149 | 0.00034025 | 0.00027581 | 0.0035322 | 0.0012087 | 0.0010858 | 0.0011536 | 0.0011105 | 0.0010156 | 0.0009246 | 0.00091389 | 0.00088973 | 0.00092728 | 0.0010817 | 0.0010875 | 0.0012101 | 0 | 0.0060095 | 0.0053064 | 0.0058431 | 0.0055897 | 0.0057365 | 0.0055823 | 0.0056312 | 0.0055113 | 0.0054901 | 0.0057841 | 0.0055362 | 0.0059825 | 0.28791
LO5Med | New | HeatPumps | Commercial | HVAC | 1.881e-05 | 1.3927e-05 | 0.21337 | 42.6941 | Hospital | HeatPumps-New-Hospital | 6.4579e-05 | 0.00017871 | 0.00032679 | 0.00045108 | 0.00071239 | 0.0010706 | 0.0012472 | 0.0012582 | 0.0015675 | 0.0018922 | 0.0019451 | 0.001931 | 0.0018188 | 0.0018215 | 0.0018791 | 0.0021288 | 0.0021449 | 0.0021416 | 0.0022313 | 0.0023076 | 0.029119 | 0.0031994 | 0.002874 | 0.0030534 | 0.0029394 | 0.0026883 | 0.0024473 | 0.002419 | 0.002355 | 0.0024544 | 0.002863 | 0.0028786 | 0.003203 | 0 | 0.015906 | 0.014045 | 0.015466 | 0.014795 | 0.015184 | 0.014776 | 0.014905 | 0.014588 | 0.014532 | 0.01531 | 0.014654 | 0.015835 | 0.76206
LO5Med | New | HeatPumps | Commercial | HVAC | 1.881e-05 | 1.3927e-05 | 0.21337 | 37.8135 | Residential Care | HeatPumps-New-Residential Care | 4.2963e-05 | 0.00010149 | 0.0001786 | 0.00029163 | 0.00042548 | 0.00063707 | 0.00069951 | 0.00071806 | 0.00086416 | 0.001053 | 0.0010755 | 0.0010533 | 0.00094436 | 0.0009853 | 0.00098466 | 0.0011581 | 0.0011012 | 0.0011628 | 0.0011832 | 0.0012662 | 0.015927 | 0.0031994 | 0.002874 | 0.0030534 | 0.0029394 | 0.0026883 | 0.0024473 | 0.002419 | 0.002355 | 0.0024544 | 0.002863 | 0.0028786 | 0.003203 | 0 | 0.015906 | 0.014045 | 0.015466 | 0.014795 | 0.015184 | 0.014776 | 0.014905 | 0.014588 | 0.014532 | 0.01531 | 0.014654 | 0.015835 | 0.83134
LO5Med | New | HeatPumps | Commercial | HVAC | 1.0649e-05 | 7.8845e-06 | 0.1208 | 78.9552 | Assembly | HeatPumps-New-Assembly | 4.3337e-05 | 0.00016125 | 0.00016946 | 0.00024668 | 0.00038938 | 0.00063945 | 0.0009006 | 0.0011925 | 0.001599 | 0.0017862 | 0.001844 | 0.0018398 | 0.002141 | 0.0021883 | 0.0022312 | 0.0023383 | 0.0024208 | 0.0024726 | 0.0022745 | 0.0023114 | 0.02919 | 0.0018113 | 0.0016271 | 0.0017287 | 0.0016641 | 0.001522 | 0.0013855 | 0.0013695 | 0.0013333 | 0.0013896 | 0.0016209 | 0.0016297 | 0.0018134 | 0 | 0.0090054 | 0.0079518 | 0.0087561 | 0.0083763 | 0.0085964 | 0.0083653 | 0.0084386 | 0.0082588 | 0.0082271 | 0.0086677 | 0.0082962 | 0.008965 | 0.47066
LO5Med | New | HeatPumps | Commercial | HVAC | 1.2794e-05 | 9.4726e-06 | 0.14513 | 63.057 | Other | HeatPumps-New-Other | 3.099e-05 | 8.8852e-05 | 0.00012688 | 0.00018065 | 0.00035743 | 0.00048886 | 0.00053722 | 0.00059925 | 0.00088499 | 0.00099047 | 0.0010906 | 0.0010066 | 0.0010054 | 0.0010083 | 0.0010786 | 0.001016 | 0.0011694 | 0.0013078 | 0.0011182 | 0.001147 | 0.015234 | 0.0021762 | 0.0019548 | 0.0020769 | 0.0019993 | 0.0018285 | 0.0016646 | 0.0016453 | 0.0016018 | 0.0016694 | 0.0019474 | 0.001958 | 0.0021786 | 0 | 0.010819 | 0.0095534 | 0.01052 | 0.010064 | 0.010328 | 0.01005 | 0.010138 | 0.0099223 | 0.0098843 | 0.010414 | 0.0099673 | 0.010771 | 0.56546
LO12Med | NR | IceAndVending | Commercial | Refrigeration | 0.054358 | 0.029525 | 573.0867 | -60.6174 | Misc | Commercial Ice Maker | 0.032353 | 0.065531 | 0.099516 | 0.1343 | 0.16985 | 0.20274 | 0.23005 | 0.25284 | 0.27194 | 0.28805 | 0.30173 | 0.31344 | 0.32355 | 0.33236 | 0.34013 | 0.34705 | 0.35033 | 0.35359 | 0.34815 | 0.35087 | 3.8716 | 9.1523 | 8.2301 | 9.012 | 7.4063 | 7.3137 | 7.1303 | 7.3509 | 7.4218 | 7.0946 | 7.625 | 8.693 | 8.9779 | 0 | 40.2872 | 36.5625 | 39.9701 | 39.6483 | 41.0497 | 39.8722 | 40.6888 | 41.2145 | 39.6888 | 41.0984 | 38.0966 | 39.5016 | 1.9437
LO12Med | NR | IceAndVending | Commercial | Refrigeration | 0.0074662 | 0.0055345 | 77.3119 | 44.1516 | MIsc | Commercial Beverage Vending Machine | 0.0048433 | 0.00981 | 0.014898 | 0.020104 | 0.025427 | 0.030351 | 0.034439 | 0.03785 | 0.040709 | 0.043121 | 0.045169 | 0.046922 | 0.048435 | 0.049755 | 0.050918 | 0.051953 | 0.052445 | 0.052932 | 0.052118 | 0.052525 | 0.26345 | 1.211 | 1.0486 | 1.1418 | 0.92993 | 0.93339 | 0.92976 | 0.94621 | 0.92878 | 0.9225 | 0.96277 | 1.0864 | 1.2106 | 0 | 5.9808 | 5.1367 | 5.5031 | 5.3096 | 5.4161 | 5.1964 | 5.3337 | 5.2586 | 5.2888 | 5.437 | 5.32 | 5.8793 | 0.75147
LO50Fast | New | LPD Package | Commercial | Lighting | 0.068784 | 0.048948 | 774.3761 | 14.9095 | All Btype | NEW_LINEAR_Fixture_from_LFTube_to_LEDPanel_CONTR | 0.52904 | 0.87931 | 0.95716 | 1.0927 | 1.2554 | 1.5052 | 1.5191 | 1.4439 | 1.7636 | 1.7326 | 1.7813 | 1.6935 | 1.6971 | 1.7324 | 1.7711 | 1.8586 | 1.9056 | 1.9577 | 1.8354 | 1.859 | 32.3572 | 10.1274 | 9.1455 | 10.0715 | 8.5911 | 8.5134 | 8.3066 | 8.5742 | 8.6441 | 8.2803 | 8.8515 | 9.63 | 9.9951 | 0 | 56.3928 | 51.2971 | 56.5095 | 55.2655 | 56.5895 | 55.2389 | 56.1602 | 57.1441 | 54.7471 | 57.2227 | 53.4792 | 55.5988 | 1.4139
LO50Fast | New | LPD Package | Commercial | Lighting | 0.0095992 | 0.0065647 | 108.7382 | 21.1863 | All Btype | NEW_HIGHBAY_Fixture_from_LFTube_to_LEDPanel_CONTR | 0.043191 | 0.071787 | 0.078142 | 0.089209 | 0.10249 | 0.12289 | 0.12402 | 0.11788 | 0.14398 | 0.14145 | 0.14542 | 0.13826 | 0.13855 | 0.14143 | 0.1446 | 0.15173 | 0.15558 | 0.15983 | 0.14984 | 0.15177 | 2.6416 | 1.4502 | 1.3091 | 1.4366 | 1.2126 | 1.2 | 1.1685 | 1.2077 | 1.2179 | 1.1685 | 1.2531 | 1.3828 | 1.4336 | 0 | 7.903 | 7.1764 | 7.8747 | 7.7321 | 7.9386 | 7.7404 | 7.8864 | 8.0115 | 7.6915 | 8.0284 | 7.5161 | 7.7984 | 1.1771
LO50Fast | New | LPD Package | Commercial | Lighting | 0.0040953 | 0.0029834 | 45.4118 | -43.3826 | All Btype | NEW_CAN_Fixture_from_CFL_to_LEDPanel | 0.0039683 | 0.0065956 | 0.0071795 | 0.0081963 | 0.0094164 | 0.01129 | 0.011395 | 0.01083 | 0.013229 | 0.012996 | 0.013361 | 0.012703 | 0.01273 | 0.012994 | 0.013285 | 0.013941 | 0.014294 | 0.014684 | 0.013767 | 0.013944 | 0.24271 | 0.60144 | 0.54305 | 0.59866 | 0.51418 | 0.51026 | 0.49893 | 0.5155 | 0.51928 | 0.49611 | 0.52903 | 0.57125 | 0.59391 | 0 | 3.2954 | 2.9964 | 3.3046 | 3.2288 | 3.3047 | 3.2347 | 3.2983 | 3.3508 | 3.1951 | 3.3376 | 3.1216 | 3.2524 | 5.9141
LO50Fast | New | LPD Package | Commercial | Lighting | 0.00055326 | 0.00040304 | 6.135 | -213.1804 | All Btype | NEW_DISP_Fixture_from_CFL_to_LEDPanel | 9.7472e-05 | 0.00016201 | 0.00017635 | 0.00020133 | 0.0002313 | 0.00027733 | 0.00027989 | 0.00026602 | 0.00032493 | 0.00031922 | 0.00032818 | 0.00031202 | 0.00031268 | 0.00031918 | 0.00032632 | 0.00034243 | 0.0003511 | 0.00036069 | 0.00033816 | 0.0003425 | 0.0059616 | 0.081252 | 0.073364 | 0.080876 | 0.069464 | 0.068934 | 0.067403 | 0.069642 | 0.070152 | 0.067022 | 0.071469 | 0.077174 | 0.080235 | 0 | 0.44519 | 0.4048 | 0.44644 | 0.43619 | 0.44645 | 0.43699 | 0.44559 | 0.45268 | 0.43165 | 0.45089 | 0.42171 | 0.43938 | 51.3901
LO50Fast | New | LPD Package | Commercial | Lighting | 0.0014307 | 0.0010708 | 14.9443 | -138.7492 | All Btype | NEW_OTHER_Fixture_from_CFL_to_LEDPanel | 0.0035615 | 0.0059196 | 0.0064436 | 0.0073562 | 0.0084513 | 0.010133 | 0.010227 | 0.0097202 | 0.011873 | 0.011664 | 0.011991 | 0.011401 | 0.011425 | 0.011662 | 0.011923 | 0.012512 | 0.012829 | 0.013179 | 0.012356 | 0.012515 | 0.21783 | 0.20995 | 0.18898 | 0.20825 | 0.1822 | 0.18257 | 0.17837 | 0.18482 | 0.1856 | 0.17757 | 0.18796 | 0.20015 | 0.20796 | 0 | 1.0745 | 0.97398 | 1.0732 | 1.0449 | 1.0732 | 1.0478 | 1.0732 | 1.0858 | 1.0379 | 1.0813 | 1.0212 | 1.063 | 6.2214
LO50Fast | NR | LPD Package | Commercial | Lighting | 0.013129 | 0.0093131 | 152.7108 | 2.3846 | All Btype | NR_LINEAR_Fixture_from_LFTube_to_LEDPanel | 0.6398 | 0.93439 | 1.1278 | 1.2494 | 1.3273 | 1.3632 | 1.3758 | 1.3773 | 1.3741 | 1.3687 | 1.3629 | 1.3572 | 1.3515 | 1.3458 | 1.3402 | 1.3345 | 1.329 | 1.3234 | 1.3179 | 1.3124 | 15.7483 | 1.9114 | 1.7293 | 1.9062 | 1.6216 | 1.6031 | 1.557 | 1.5952 | 1.615 | 1.561 | 1.6749 | 1.8162 | 1.8813 | 0 | 11.2276 | 10.2517 | 11.3246 | 11.0493 | 11.2716 | 10.9254 | 10.9363 | 11.2296 | 10.9055 | 11.4574 | 10.6335 | 11.0262 | 2.208
LO50Fast | NR | LPD Package | Commercial | Lighting | 0.003951 | 0.0028026 | 45.9559 | 20.6923 | All Btype | NR_LINEAR_Fixture_from_LFTube_to_LEDPanel_RDX | 0.19254 | 0.28119 | 0.3394 | 0.37598 | 0.39944 | 0.41022 | 0.41401 | 0.41446 | 0.41352 | 0.41187 | 0.41014 | 0.40842 | 0.4067 | 0.405 | 0.4033 | 0.40161 | 0.39993 | 0.39826 | 0.39659 | 0.39493 | 4.7392 | 0.5752 | 0.52039 | 0.57364 | 0.488 | 0.48242 | 0.46855 | 0.48006 | 0.486 | 0.46975 | 0.50403 | 0.54656 | 0.56616 | 0 | 3.3788 | 3.0851 | 3.408 | 3.3251 | 3.392 | 3.2878 | 3.2911 | 3.3794 | 3.2818 | 3.4479 | 3.2 | 3.3182 | 1.2028
LO50Fast | NR | LPD Package | Commercial | Lighting | 0.051997 | 0.036902 | 604.6093 | 16.1212 | All Btype | NR_LINEAR_Fixture_from_LFTube_to_LEDPanel_CONTR | 2.5331 | 3.6994 | 4.4652 | 4.9465 | 5.2551 | 5.397 | 5.4469 | 5.4528 | 5.4403 | 5.4187 | 5.396 | 5.3733 | 5.3507 | 5.3283 | 5.3059 | 5.2837 | 5.2616 | 5.2396 | 5.2177 | 5.1959 | 62.3505 | 7.5815 | 6.8592 | 7.5596 | 6.4322 | 6.3607 | 6.1743 | 6.3231 | 6.4022 | 6.1939 | 6.6462 | 7.206 | 7.4623 | 0 | 44.453 | 40.5909 | 44.8375 | 43.7464 | 44.6313 | 43.2183 | 43.2168 | 44.3939 | 43.183 | 45.3756 | 42.1128 | 43.6487 | 1.3661
LO50Fast | NR | LPD Package | Commercial | Lighting | 0.00073428 | 0.00052086 | 8.5407 | 2.9331 | All Btype | NR_LINEAR_Lamp_from_LFTube_to_LEDTube_RDX | 0.0031899 | 0.0046587 | 0.005623 | 0.0062291 | 0.0066178 | 0.0067965 | 0.0068592 | 0.0068667 | 0.006851 | 0.0068238 | 0.0067951 | 0.0067666 | 0.0067382 | 0.0067099 | 0.0066817 | 0.0066538 | 0.0066259 | 0.0065982 | 0.0065706 | 0.0065432 | 0.078518 | 0.1069 | 0.096713 | 0.10661 | 0.090693 | 0.089655 | 0.087078 | 0.089218 | 0.090321 | 0.087301 | 0.093672 | 0.10158 | 0.10522 | 0 | 0.62793 | 0.57335 | 0.63336 | 0.61796 | 0.63039 | 0.61103 | 0.61164 | 0.62804 | 0.60992 | 0.64079 | 0.59471 | 0.61667 | 2.1721
LO50Fast | NR | LPD Package | Commercial | Lighting | 0.011092 | 0.0079696 | 126.8679 | 17.0602 | All Btype | NR_LINEAR_Fixture_from_LEDTube_to_LEDPanel_CONTR | 0.59058 | 0.86252 | 1.0411 | 1.1533 | 1.2252 | 1.2583 | 1.2699 | 1.2713 | 1.2684 | 1.2634 | 1.2581 | 1.2528 | 1.2475 | 1.2423 | 1.2371 | 1.2319 | 1.2267 | 1.2216 | 1.2165 | 1.2114 | 14.537 | 1.64 | 1.4843 | 1.6352 | 1.3969 | 1.381 | 1.3431 | 1.3788 | 1.3933 | 1.3438 | 1.4425 | 1.5566 | 1.6168 | 0 | 9.2685 | 8.4478 | 9.3267 | 9.1085 | 9.2926 | 9.047 | 9.1246 | 9.3239 | 8.9855 | 9.4346 | 8.7725 | 9.1232 | 1.3433
LO50Fast | NR | LPD Package | Commercial | Lighting | 0.00060706 | 0.00040146 | 7.0782 | 33.6462 | All Btype | NR_HIGHBAY_Fixture_from_LFTube_to_LEDPanel | 0.012177 | 0.017784 | 0.021465 | 0.023779 | 0.025263 | 0.025945 | 0.026185 | 0.026213 | 0.026153 | 0.026049 | 0.02594 | 0.025831 | 0.025722 | 0.025614 | 0.025507 | 0.0254 | 0.025294 | 0.025188 | 0.025083 | 0.024978 | 0.42438 | 0.094704 | 0.085564 | 0.09374 | 0.078075 | 0.07695 | 0.074868 | 0.077355 | 0.078051 | 0.074885 | 0.080662 | 0.090337 | 0.093586 | 0 | 0.51401 | 0.46684 | 0.51124 | 0.5041 | 0.51805 | 0.50512 | 0.51475 | 0.52289 | 0.50216 | 0.5239 | 0.48929 | 0.50706 | 0.9179
LO50Fast | NR | LPD Package | Commercial | Lighting | 0.0033531 | 0.002219 | 39.1097 | 19.7381 | All Btype | NR_HIGHBAY_Fixture_from_LFTube_to_LEDPanel_CONTR | 0.067283 | 0.098264 | 0.1186 | 0.13139 | 0.13959 | 0.14336 | 0.14468 | 0.14484 | 0.14451 | 0.14393 | 0.14333 | 0.14272 | 0.14213 | 0.14153 | 0.14094 | 0.14035 | 0.13976 | 0.13917 | 0.13859 | 0.13801 | 2.3449 | 0.52395 | 0.4734 | 0.51855 | 0.43188 | 0.42565 | 0.41405 | 0.42774 | 0.43161 | 0.41422 | 0.44622 | 0.49981 | 0.51781 | 0 | 2.8396 | 2.5789 | 2.8239 | 2.7851 | 2.8623 | 2.7903 | 2.8428 | 2.8879 | 2.7747 | 2.8947 | 2.7034 | 2.8013 | 1.2214
LO50Fast | NR | LPD Package | Commercial | Lighting | 6.3205e-06 | 4.0786e-06 | 0.077094 | -85.9293 | All Btype | NR_HIGHBAY_Fixture_from_HID_to_LEDPanel | 2.9473e-05 | 4.3044e-05 | 5.1954e-05 | 5.7555e-05 | 6.1146e-05 | 6.2797e-05 | 6.3377e-05 | 6.3446e-05 | 6.3301e-05 | 6.3049e-05 | 6.2784e-05 | 6.252e-05 | 6.2258e-05 | 6.1997e-05 | 6.1737e-05 | 6.1478e-05 | 6.1221e-05 | 6.0965e-05 | 6.071e-05 | 6.0456e-05 | 0.0010272 | 0.00079145 | 0.00071735 | 0.00079351 | 0.00067302 | 0.00065853 | 0.0006347 | 0.00063852 | 0.00066282 | 0.00065199 | 0.00070584 | 0.00075117 | 0.00077421 | 0 | 0.0058673 | 0.0054059 | 0.0060052 | 0.0058083 | 0.0058513 | 0.0056158 | 0.0054017 | 0.0057163 | 0.0056849 | 0.0060596 | 0.005522 | 0.0057022 | 18.5375
LO50Fast | NR | LPD Package | Commercial | Lighting | 2.9645e-05 | 1.9168e-05 | 0.36228 | -60.055 | All Btype | NR_HIGHBAY_Fixture_from_HID_to_LEDPanel_CONTR | 0.0001385 | 0.00020228 | 0.00024415 | 0.00027047 | 0.00028734 | 0.0002951 | 0.00029782 | 0.00029815 | 0.00029747 | 0.00029629 | 0.00029504 | 0.0002938 | 0.00029257 | 0.00029134 | 0.00029012 | 0.0002889 | 0.00028769 | 0.00028649 | 0.00028529 | 0.0002841 | 0.004827 | 0.0037129 | 0.0033654 | 0.0037228 | 0.0031586 | 0.0030919 | 0.0029776 | 0.0029928 | 0.0031074 | 0.0030607 | 0.003313 | 0.0035246 | 0.0036307 | 0 | 0.027586 | 0.025423 | 0.028246 | 0.027316 | 0.027518 | 0.026378 | 0.025329 | 0.026826 | 0.026735 | 0.028502 | 0.025968 | 0.026799 | 14.5343
LO50Fast | NR | LPD Package | Commercial | Lighting | 0.0012756 | 0.00096402 | 14.035 | -52.6128 | All Btype | NR_CAN_Lamp_from_CFL_to_LEDScrew | 0.0030084 | 0.0043937 | 0.0053031 | 0.0058748 | 0.0062413 | 0.0064098 | 0.006469 | 0.0064761 | 0.0064613 | 0.0064356 | 0.0064086 | 0.0063816 | 0.0063548 | 0.0063282 | 0.0063016 | 0.0062752 | 0.006249 | 0.0062228 | 0.0061968 | 0.0061709 | 0.10285 | 0.1882 | 0.16989 | 0.1872 | 0.16296 | 0.16218 | 0.15826 | 0.16303 | 0.16425 | 0.15776 | 0.16781 | 0.1787 | 0.18622 | 0 | 1.0165 | 0.92452 | 1.0213 | 0.99706 | 1.0184 | 0.99464 | 1.0079 | 1.0267 | 0.98545 | 1.0301 | 0.96255 | 1.0035 | 16.418
LO50Fast | NR | LPD Package | Commercial | Lighting | 0.0018707 | 0.0013872 | 19.9739 | -53.0573 | All Btype | NR_CAN_Lamp_from_Inc/Hal_to_LEDScrew | 0.071357 | 0.10421 | 0.12579 | 0.13934 | 0.14804 | 0.15204 | 0.15344 | 0.15361 | 0.15326 | 0.15265 | 0.15201 | 0.15137 | 0.15073 | 0.1501 | 0.14947 | 0.14884 | 0.14822 | 0.1476 | 0.14698 | 0.14637 | 0.14637 | 0.2838 | 0.25594 | 0.28149 | 0.2437 | 0.24313 | 0.23736 | 0.24553 | 0.24695 | 0.2365 | 0.25155 | 0.27028 | 0.28109 | 0 | 1.4327 | 1.2987 | 1.4295 | 1.3978 | 1.4351 | 1.4022 | 1.435 | 1.452 | 1.388 | 1.447 | 1.361 | 1.4177 | 12.8021
LO50Fast | NR | LPD Package | Commercial | Lighting | 4.6089e-05 | 3.1978e-05 | 0.52434 | -119.719 | All Btype | NR_DISP_Lamp_from_CFL_to_LEDScrew | 2.0435e-05 | 2.9844e-05 | 3.6022e-05 | 3.9905e-05 | 4.2395e-05 | 4.3539e-05 | 4.3942e-05 | 4.399e-05 | 4.3889e-05 | 4.3715e-05 | 4.3531e-05 | 4.3348e-05 | 4.3166e-05 | 4.2985e-05 | 4.2805e-05 | 4.2625e-05 | 4.2447e-05 | 4.2269e-05 | 4.2093e-05 | 4.1917e-05 | 0.00069861 | 0.0073429 | 0.0066577 | 0.0073062 | 0.0061364 | 0.0060434 | 0.0058738 | 0.0060369 | 0.0061049 | 0.0058848 | 0.0063696 | 0.0069806 | 0.0072536 | 0 | 0.037787 | 0.03435 | 0.037762 | 0.037092 | 0.037961 | 0.037047 | 0.037694 | 0.038284 | 0.036675 | 0.038544 | 0.035837 | 0.037315 | 22.4442
LO50Fast | NR | LPD Package | Commercial | Lighting | 0.00071764 | 0.00051449 | 8.3844 | -57.23 | All Btype | NR_DISP_Lamp_from_Inc/Hal_to_LEDScrew | 0.0054461 | 0.0079538 | 0.0096001 | 0.010635 | 0.011299 | 0.011604 | 0.011711 | 0.011724 | 0.011697 | 0.01165 | 0.011601 | 0.011553 | 0.011504 | 0.011456 | 0.011408 | 0.01136 | 0.011312 | 0.011265 | 0.011218 | 0.011171 | 0.011171 | 0.109 | 0.098862 | 0.10891 | 0.092085 | 0.090435 | 0.088264 | 0.090699 | 0.091627 | 0.087926 | 0.094877 | 0.10313 | 0.10753 | 0 | 0.61014 | 0.556 | 0.61371 | 0.60142 | 0.61278 | 0.60152 | 0.61145 | 0.62245 | 0.59202 | 0.62171 | 0.57603 | 0.60183 | 12.6369
LO50Fast | NR | LPD Package | Commercial | Lighting | 0.0025688 | 0.0019569 | 27.0688 | -152.932 | All Btype | NR_OTHER_Lamp_from_CFL_to_LEDScrew | 0.01055 | 0.015407 | 0.018596 | 0.020601 | 0.021886 | 0.022477 | 0.022685 | 0.02271 | 0.022657 | 0.022568 | 0.022473 | 0.022378 | 0.022284 | 0.022191 | 0.022098 | 0.022005 | 0.021913 | 0.021821 | 0.02173 | 0.021639 | 0.36066 | 0.38582 | 0.34783 | 0.38296 | 0.33604 | 0.33607 | 0.32806 | 0.33887 | 0.34091 | 0.32699 | 0.34675 | 0.36707 | 0.38242 | 0 | 1.9395 | 1.7593 | 1.9409 | 1.8934 | 1.939 | 1.8945 | 1.9314 | 1.959 | 1.8759 | 1.9576 | 1.8398 | 1.9187 | 38.1645
LO50Fast | NR | LPD Package | Commercial | Lighting | 0.0054477 | 0.004087 | 57.3028 | -159.7135 | All Btype | NR_OTHER_Lamp_from_Inc/Hal_to_LEDScrew | 0.37221 | 0.5436 | 0.65612 | 0.72684 | 0.77219 | 0.79304 | 0.80036 | 0.80124 | 0.7994 | 0.79623 | 0.79288 | 0.78955 | 0.78624 | 0.78294 | 0.77966 | 0.77639 | 0.77314 | 0.7699 | 0.76669 | 0.76348 | 0.76348 | 0.82086 | 0.7396 | 0.81432 | 0.71091 | 0.71101 | 0.69503 | 0.71977 | 0.72338 | 0.69158 | 0.73308 | 0.78174 | 0.81341 | 0 | 4.1003 | 3.7165 | 4.0943 | 3.9965 | 4.1018 | 4.0136 | 4.1126 | 4.1604 | 3.9676 | 4.1329 | 3.8932 | 4.0584 | 42.5753
Retro12Med | Retro | LPD Package | Commercial | Lighting | 0.0014588 | 0.0010348 | 16.9679 | 76.8789 | All Btype | RETRO_LINEAR_Fixture_from_LFTube_to_LEDPanel | 0.028198 | 0.028079 | 0.02796 | 0.027842 | 0.027724 | 0.024846 | 0.027954 | 0.022199 | 0.017021 | 0.013341 | 0.010485 | 0.0082951 | 0.0065773 | 0.0052315 | 0.0041679 | 0.003323 | 2.2592e-05 | 8.0428e-06 | 2.733e-06 | 8.8835e-07 | 1.2814 | 0.21237 | 0.19214 | 0.2118 | 0.18018 | 0.17812 | 0.173 | 0.17725 | 0.17944 | 0.17344 | 0.1861 | 0.2018 | 0.20904 | 0 | 1.2475 | 1.1391 | 1.2583 | 1.2277 | 1.2524 | 1.2139 | 1.2151 | 1.2477 | 1.2117 | 1.273 | 1.1815 | 1.2251 | 0.49943
Retro12Med | Retro | LPD Package | Commercial | Lighting | 0.000439 | 0.0003114 | 5.1062 | 50.4614 | All Btype | RETRO_LINEAR_Fixture_from_LFTube_to_LEDPanel_RDX | 0.0084858 | 0.0084498 | 0.0084141 | 0.0083785 | 0.0083431 | 0.0074771 | 0.0084122 | 0.0066805 | 0.0051223 | 0.0040148 | 0.0031552 | 0.0024963 | 0.0019793 | 0.0015743 | 0.0012542 | 0.001 | 6.7988e-06 | 2.4203e-06 | 8.2247e-07 | 2.6734e-07 | 0.38563 | 0.063911 | 0.057821 | 0.063738 | 0.054222 | 0.053602 | 0.052061 | 0.05334 | 0.054 | 0.052194 | 0.056003 | 0.060729 | 0.062907 | 0 | 0.37542 | 0.34279 | 0.37866 | 0.36946 | 0.37689 | 0.36531 | 0.36568 | 0.37548 | 0.36465 | 0.3831 | 0.35555 | 0.36868 | 0.68538
Retro12Med | Retro | LPD Package | Commercial | Lighting | 0.0057775 | 0.0041003 | 67.1788 | 67.6165 | All Btype | RETRO_LINEAR_Fixture_from_LFTube_to_LEDPanel_CONTR | 0.11164 | 0.11117 | 0.1107 | 0.11023 | 0.10976 | 0.098371 | 0.11067 | 0.08789 | 0.067391 | 0.052821 | 0.041511 | 0.032842 | 0.026041 | 0.020713 | 0.016501 | 0.013156 | 8.9447e-05 | 3.1843e-05 | 1.0821e-05 | 3.5172e-06 | 5.0734 | 0.84239 | 0.76213 | 0.83996 | 0.71469 | 0.70675 | 0.68603 | 0.70257 | 0.71135 | 0.68821 | 0.73847 | 0.80067 | 0.82915 | 0 | 4.9392 | 4.5101 | 4.9819 | 4.8607 | 4.959 | 4.802 | 4.8019 | 4.9327 | 4.7981 | 5.0417 | 4.6792 | 4.8499 | 0.54642
Retro12Med | Retro | LPD Package | Commercial | Lighting | 0.0066085 | 0.0046877 | 76.8667 | 13.5784 | All Btype | RETRO_LINEAR_Lamp_from_LFTube_to_LEDTube_RDX | 1.1497 | 1.1448 | 1.14 | 1.1351 | 1.1303 | 1.013 | 0.84396 | 0.67201 | 0.53234 | 0.42309 | 0.3364 | 0.26773 | 0.21314 | 0.16976 | 0.13524 | 0.10775 | 0.00073197 | 0.00026036 | 8.84e-05 | 2.8709e-05 | 13.9982 | 0.96208 | 0.87041 | 0.95949 | 0.81624 | 0.8069 | 0.78371 | 0.80296 | 0.81289 | 0.78571 | 0.84305 | 0.91418 | 0.94697 | 0 | 5.6514 | 5.1602 | 5.7002 | 5.5617 | 5.6735 | 5.4993 | 5.5048 | 5.6524 | 5.4893 | 5.7671 | 5.3524 | 5.55 | 1.4632
Retro12Med | Retro | LPD Package | Commercial | Lighting | 6.7451e-05 | 4.4607e-05 | 0.78646 | 79.2581 | All Btype | RETRO_HIGHBAY_Fixture_from_LFTube_to_LEDPanel | 0.001307 | 0.0013015 | 0.0012959 | 0.0012905 | 0.001285 | 0.0011516 | 0.0012957 | 0.0010289 | 0.00078894 | 0.00061837 | 0.00048597 | 0.00038448 | 0.00030486 | 0.00024248 | 0.00019318 | 0.00015402 | 1.0472e-06 | 3.7278e-07 | 1.2668e-07 | 4.1175e-08 | 0.059395 | 0.010523 | 0.0095072 | 0.010416 | 0.008675 | 0.00855 | 0.0083187 | 0.008595 | 0.0086724 | 0.0083205 | 0.0089625 | 0.010037 | 0.010398 | 0 | 0.057112 | 0.051872 | 0.056804 | 0.056011 | 0.057561 | 0.056125 | 0.057194 | 0.058099 | 0.055796 | 0.058211 | 0.054366 | 0.05634 | 0.51796
Retro12Med | Retro | LPD Package | Commercial | Lighting | 0.00037257 | 0.00024655 | 4.3455 | 45.8064 | All Btype | RETRO_HIGHBAY_Fixture_from_LFTube_to_LEDPanel_CONTR | 0.0072216 | 0.007191 | 0.0071606 | 0.0071303 | 0.0071002 | 0.0063632 | 0.007159 | 0.0056853 | 0.0043592 | 0.0034167 | 0.0026852 | 0.0021244 | 0.0016845 | 0.0013398 | 0.0010674 | 0.00085103 | 5.786e-06 | 2.0598e-06 | 6.9994e-07 | 2.2751e-07 | 0.32818 | 0.058217 | 0.0526 | 0.057617 | 0.047986 | 0.047295 | 0.046006 | 0.047527 | 0.047956 | 0.046025 | 0.04958 | 0.055534 | 0.057534 | 0 | 0.31551 | 0.28655 | 0.31377 | 0.30945 | 0.31803 | 0.31003 | 0.31587 | 0.32087 | 0.3083 | 0.32163 | 0.30037 | 0.31125 | 0.74607
Retro12Med | Retro | LPD Package | Commercial | Lighting | 2.5282e-05 | 1.6315e-05 | 0.30837 | 5.8969 | All Btype | RETRO_HIGHBAY_Fixture_from_HID_to_LEDPanel | 0.0040998 | 0.0040824 | 0.0040651 | 0.004048 | 0.0040309 | 0.0036125 | 0.0030261 | 0.0024094 | 0.0019073 | 0.0015155 | 0.0012047 | 0.00095865 | 0.00076314 | 0.0006078 | 0.00048421 | 0.00038579 | 2.6208e-06 | 9.3222e-07 | 3.1652e-07 | 1.028e-07 | 0.05205 | 0.0031658 | 0.0028694 | 0.003174 | 0.0026921 | 0.0026341 | 0.0025388 | 0.0025541 | 0.0026513 | 0.002608 | 0.0028234 | 0.0030047 | 0.0030968 | 0 | 0.023469 | 0.021624 | 0.024021 | 0.023233 | 0.023405 | 0.022463 | 0.021607 | 0.022865 | 0.02274 | 0.024238 | 0.022088 | 0.022809 | 1.2984
Retro12Med | Retro | LPD Package | Commercial | Lighting | 0.00011858 | 7.6671e-05 | 1.4491 | 5.7658 | All Btype | RETRO_HIGHBAY_Fixture_from_HID_to_LEDPanel_CONTR | 0.019266 | 0.019184 | 0.019103 | 0.019022 | 0.018942 | 0.016976 | 0.01422 | 0.011322 | 0.0089631 | 0.0071217 | 0.0056611 | 0.004505 | 0.0035862 | 0.0028562 | 0.0022754 | 0.0018129 | 1.2316e-05 | 4.3807e-06 | 1.4874e-06 | 4.8307e-07 | 0.24459 | 0.014851 | 0.013462 | 0.014891 | 0.012634 | 0.012368 | 0.01191 | 0.011971 | 0.01243 | 0.012243 | 0.013252 | 0.014099 | 0.014523 | 0 | 0.11034 | 0.10169 | 0.11298 | 0.10926 | 0.11007 | 0.10551 | 0.10131 | 0.10731 | 0.10694 | 0.11401 | 0.10387 | 0.1072 | 1.3786
Retro12Med | Retro | LPD Package | Commercial | Lighting | 0.0012756 | 0.00096402 | 14.035 | -36.618 | All Btype | RETRO_CAN_Lamp_from_CFL_to_LEDScrew | 0.11662 | 0.11613 | 0.11564 | 0.11515 | 0.11466 | 0.10276 | 0.08861 | 0.070532 | 0.055639 | 0.044143 | 0.035047 | 0.027873 | 0.022179 | 0.017662 | 0.01407 | 0.011211 | 7.6168e-05 | 2.7096e-05 | 9.2007e-06 | 2.9884e-06 | 1.8079 | 0.1882 | 0.16989 | 0.1872 | 0.16296 | 0.16218 | 0.15826 | 0.16303 | 0.16425 | 0.15776 | 0.16781 | 0.1787 | 0.18622 | 0 | 1.0165 | 0.92452 | 1.0213 | 0.99706 | 1.0184 | 0.99464 | 1.0079 | 1.0267 | 0.98545 | 1.0301 | 0.96255 | 1.0035 | 4.0745
Retro12Med | Retro | LPD Package | Commercial | Lighting | 0.0018707 | 0.0013872 | 19.9739 | -48.3626 | All Btype | RETRO_CAN_Lamp_from_Inc/Hal_to_LEDScrew | 0.16597 | 0.16527 | 0.16457 | 0.16387 | 0.16318 | 0.14624 | 0.12611 | 0.10038 | 0.079183 | 0.062822 | 0.049878 | 0.039667 | 0.031564 | 0.025135 | 0.020024 | 0.015955 | 0.0001084 | 3.8561e-05 | 1.3094e-05 | 4.253e-06 | 2.573 | 0.2838 | 0.25594 | 0.28149 | 0.2437 | 0.24313 | 0.23736 | 0.24553 | 0.24695 | 0.2365 | 0.25155 | 0.27028 | 0.28109 | 0 | 1.4327 | 1.2987 | 1.4295 | 1.3978 | 1.4351 | 1.4022 | 1.435 | 1.452 | 1.388 | 1.447 | 1.361 | 1.4177 | 7.637
Retro12Med | Retro | LPD Package | Commercial | Lighting | 4.6089e-05 | 3.1978e-05 | 0.52434 | -55.5917 | All Btype | RETRO_DISP_Lamp_from_CFL_to_LEDScrew | 0.0043569 | 0.0043384 | 0.0043201 | 0.0043018 | 0.0042836 | 0.003839 | 0.0033104 | 0.002635 | 0.0020786 | 0.0016492 | 0.0013094 | 0.0010413 | 0.00082859 | 0.00065984 | 0.00052566 | 0.00041885 | 2.8456e-06 | 1.0123e-06 | 3.4373e-07 | 1.1165e-07 | 0.067543 | 0.0073429 | 0.0066577 | 0.0073062 | 0.0061364 | 0.0060434 | 0.0058738 | 0.0060369 | 0.0061049 | 0.0058848 | 0.0063696 | 0.0069806 | 0.0072536 | 0 | 0.037787 | 0.03435 | 0.037762 | 0.037092 | 0.037961 | 0.037047 | 0.037694 | 0.038284 | 0.036675 | 0.038544 | 0.035837 | 0.037315 | 2.188
Retro12Med | Retro | LPD Package | Commercial | Lighting | 0.00071764 | 0.00051449 | 8.3844 | -49.5902 | All Btype | RETRO_DISP_Lamp_from_Inc/Hal_to_LEDScrew | 0.069668 | 0.069373 | 0.06908 | 0.068788 | 0.068497 | 0.061387 | 0.052935 | 0.042135 | 0.033238 | 0.026371 | 0.020937 | 0.016651 | 0.013249 | 0.010551 | 0.0084055 | 0.0066976 | 4.5502e-05 | 1.6187e-05 | 5.4964e-06 | 1.7853e-06 | 1.08 | 0.109 | 0.098862 | 0.10891 | 0.092085 | 0.090435 | 0.088264 | 0.090699 | 0.091627 | 0.087926 | 0.094877 | 0.10313 | 0.10753 | 0 | 0.61014 | 0.556 | 0.61371 | 0.60142 | 0.61278 | 0.60152 | 0.61145 | 0.62245 | 0.59202 | 0.62171 | 0.57603 | 0.60183 | 6.2129
Retro12Med | Retro | LPD Package | Commercial | Lighting | 0.0025688 | 0.0019569 | 27.0688 | -2.4544 | All Btype | RETRO_OTHER_Lamp_from_CFL_to_LEDScrew | 0.22492 | 0.22397 | 0.22302 | 0.22208 | 0.22114 | 0.19819 | 0.1709 | 0.13603 | 0.10731 | 0.085137 | 0.067595 | 0.053757 | 0.042776 | 0.034064 | 0.027137 | 0.021623 | 0.0001469 | 5.2258e-05 | 1.7745e-05 | 5.7637e-06 | 3.4869 | 0.38582 | 0.34783 | 0.38296 | 0.33604 | 0.33607 | 0.32806 | 0.33887 | 0.34091 | 0.32699 | 0.34675 | 0.36707 | 0.38242 | 0 | 1.9395 | 1.7593 | 1.9409 | 1.8934 | 1.939 | 1.8945 | 1.9314 | 1.959 | 1.8759 | 1.9576 | 1.8398 | 1.9187 | 1.2982
Retro12Med | Retro | LPD Package | Commercial | Lighting | 0.0054477 | 0.004087 | 57.3028 | -144.7958 | All Btype | RETRO_OTHER_Lamp_from_Inc/Hal_to_LEDScrew | 0.47614 | 0.47413 | 0.47212 | 0.47013 | 0.46814 | 0.41955 | 0.36178 | 0.28797 | 0.22717 | 0.18023 | 0.14309 | 0.1138 | 0.090553 | 0.072111 | 0.057447 | 0.045774 | 0.00031098 | 0.00011063 | 3.7565e-05 | 1.2201e-05 | 7.3815 | 0.82086 | 0.7396 | 0.81432 | 0.71091 | 0.71101 | 0.69503 | 0.71977 | 0.72338 | 0.69158 | 0.73308 | 0.78174 | 0.81341 | 0 | 4.1003 | 3.7165 | 4.0943 | 3.9965 | 4.1018 | 4.0136 | 4.1126 | 4.1604 | 3.9676 | 4.1329 | 3.8932 | 4.0584 | 10.7434
LO50Fast | New | LPD Package | Commercial | Lighting | 0.0033934 | 0.0024226 | 38.0303 | -1.2634 | All Btype | NEW_LINEAR_Fixture_from_LEDPanel_to_LEDPanel_CONTR | 0.02719 | 0.045193 | 0.049193 | 0.056161 | 0.064521 | 0.077361 | 0.078076 | 0.074208 | 0.090642 | 0.089048 | 0.091548 | 0.087038 | 0.087223 | 0.089036 | 0.091028 | 0.095522 | 0.097941 | 0.10062 | 0.094331 | 0.095542 | 1.663 | 0.50351 | 0.45461 | 0.50024 | 0.42721 | 0.4238 | 0.41308 | 0.42622 | 0.42966 | 0.41223 | 0.44053 | 0.47912 | 0.49718 | 0 | 2.7652 | 2.5142 | 2.7683 | 2.7087 | 2.7754 | 2.7049 | 2.7476 | 2.7955 | 2.6856 | 2.8062 | 2.6246 | 2.7267 | 3.0338
LO50Fast | New | LPD Package | Commercial | Lighting | 0.0011764 | 0.00080384 | 13.361 | -7.6106 | All Btype | NEW_HIGHBAY_Fixture_from_LEDPanel_to_LEDPanel_CONTR | 0.0095526 | 0.015877 | 0.017283 | 0.019731 | 0.022668 | 0.027179 | 0.02743 | 0.026071 | 0.031845 | 0.031285 | 0.032163 | 0.030579 | 0.030644 | 0.031281 | 0.031981 | 0.033559 | 0.034409 | 0.035349 | 0.033141 | 0.033566 | 0.58426 | 0.1778 | 0.16051 | 0.17617 | 0.14852 | 0.14691 | 0.14307 | 0.14786 | 0.14911 | 0.14304 | 0.15347 | 0.16952 | 0.17573 | 0 | 0.97137 | 0.88218 | 0.96807 | 0.95056 | 0.97591 | 0.95169 | 0.96977 | 0.9851 | 0.94541 | 0.98697 | 0.92375 | 0.95853 | 5.4117
LO50Fast | New | LPD Package | Commercial | Lighting | 0.00050189 | 0.00036899 | 5.4219 | 19.0556 | All Btype | NEW_CAN_Fixture_from_LEDPanel_to_LEDPanel_CONTR | 0.0038764 | 0.006443 | 0.0070134 | 0.0080067 | 0.0091986 | 0.011029 | 0.011131 | 0.01058 | 0.012923 | 0.012695 | 0.013052 | 0.012409 | 0.012435 | 0.012694 | 0.012978 | 0.013618 | 0.013963 | 0.014345 | 0.013449 | 0.013621 | 0.23709 | 0.075262 | 0.067883 | 0.074735 | 0.064579 | 0.064341 | 0.062866 | 0.065031 | 0.065436 | 0.062566 | 0.066556 | 0.071622 | 0.074453 | 0 | 0.39035 | 0.35427 | 0.39021 | 0.38141 | 0.39124 | 0.38252 | 0.39101 | 0.39628 | 0.37838 | 0.3946 | 0.37049 | 0.38582 | 1.2749
LO50Fast | New | LPD Package | Commercial | Lighting | 0.0010391 | 0.00076077 | 11.3146 | 18.7728 | All Btype | NEW_DISP_Fixture_from_LEDPanel_to_LEDPanel_CONTR | 0.0080895 | 0.013445 | 0.014636 | 0.016709 | 0.019196 | 0.023016 | 0.023229 | 0.022078 | 0.026967 | 0.026493 | 0.027237 | 0.025895 | 0.02595 | 0.02649 | 0.027082 | 0.028419 | 0.029139 | 0.029935 | 0.028065 | 0.028425 | 0.49477 | 0.15571 | 0.1405 | 0.15466 | 0.13335 | 0.13273 | 0.12963 | 0.134 | 0.1349 | 0.12906 | 0.13741 | 0.14814 | 0.15393 | 0 | 0.81607 | 0.74098 | 0.81623 | 0.79807 | 0.8184 | 0.79949 | 0.81595 | 0.82767 | 0.79149 | 0.82572 | 0.77444 | 0.80607 | 1.2856
LO50Fast | New | LPD Package | Commercial | Lighting | 0.0020264 | 0.001551 | 20.5439 | 32.1931 | All Btype | NEW_OTHER_Fixture_from_LEDPanel_to_LEDPanel_CONTR | 0.014688 | 0.024413 | 0.026574 | 0.030338 | 0.034854 | 0.04179 | 0.042177 | 0.040087 | 0.048964 | 0.048104 | 0.049454 | 0.047018 | 0.047118 | 0.048097 | 0.049173 | 0.051601 | 0.052907 | 0.054352 | 0.050957 | 0.051611 | 0.89835 | 0.3035 | 0.27299 | 0.30042 | 0.26513 | 0.26664 | 0.26039 | 0.26993 | 0.27087 | 0.25936 | 0.27376 | 0.2896 | 0.30121 | 0 | 1.463 | 1.3233 | 1.4571 | 1.4196 | 1.4605 | 1.4248 | 1.462 | 1.4756 | 1.4129 | 1.469 | 1.3925 | 1.4501 | 0.93398
LO5Med | NR | Com-PTHP | Commercial | HVAC | 6.0095e-05 | 4.4493e-05 | 0.6817 | 4.5565 | Large Off | Com-PTHP-NR-Large Off | 1.9104e-05 | 4.2433e-05 | 7.0838e-05 | 0.00010365 | 0.00014089 | 0.00018424 | 0.00023156 | 0.00027963 | 0.0003246 | 0.00036289 | 0.00039209 | 0.00041164 | 0.00042277 | 0.00042726 | 0.00042598 | 0.00043076 | 0.000429 | 0.00042639 | 0.00042457 | 0.00042288 | 0.0063433 | 0.010222 | 0.0091819 | 0.0097553 | 0.009391 | 0.0085888 | 0.0078189 | 0.0077284 | 0.007524 | 0.0078415 | 0.009147 | 0.0091967 | 0.010233 | 0 | 0.050819 | 0.044873 | 0.049412 | 0.047269 | 0.048511 | 0.047207 | 0.047621 | 0.046606 | 0.046427 | 0.048913 | 0.046817 | 0.050591 | 2.1846
LO5Med | NR | Com-PTHP | Commercial | HVAC | 6.0095e-05 | 4.4493e-05 | 0.6817 | 4.5565 | Medium Off | Com-PTHP-NR-Medium Off | 0.00024314 | 0.00054005 | 0.00090157 | 0.0013191 | 0.0017931 | 0.0023448 | 0.0029471 | 0.0035589 | 0.0041313 | 0.0046186 | 0.0049902 | 0.005239 | 0.0053807 | 0.0054378 | 0.0054215 | 0.0055174 | 0.0054938 | 0.0054523 | 0.0054207 | 0.0053983 | 0.080974 | 0.010222 | 0.0091819 | 0.0097553 | 0.009391 | 0.0085888 | 0.0078189 | 0.0077284 | 0.007524 | 0.0078415 | 0.009147 | 0.0091967 | 0.010233 | 0 | 0.050819 | 0.044873 | 0.049412 | 0.047269 | 0.048511 | 0.047207 | 0.047621 | 0.046606 | 0.046427 | 0.048913 | 0.046817 | 0.050591 | 2.1846
LO5Med | NR | Com-PTHP | Commercial | HVAC | 6.0095e-05 | 4.4493e-05 | 0.6817 | 4.5565 | Small Ret | Com-PTHP-NR-Small Ret | 0.00013141 | 0.00029142 | 0.00048571 | 0.00070954 | 0.00096293 | 0.0012572 | 0.0015776 | 0.001902 | 0.0022043 | 0.0024604 | 0.0026541 | 0.002782 | 0.0028526 | 0.0028783 | 0.002865 | 0.0028705 | 0.0028563 | 0.0028448 | 0.0028359 | 0.0028193 | 0.04229 | 0.010222 | 0.0091819 | 0.0097553 | 0.009391 | 0.0085888 | 0.0078189 | 0.0077284 | 0.007524 | 0.0078415 | 0.009147 | 0.0091967 | 0.010233 | 0 | 0.050819 | 0.044873 | 0.049412 | 0.047269 | 0.048511 | 0.047207 | 0.047621 | 0.046606 | 0.046427 | 0.048913 | 0.046817 | 0.050591 | 2.1846
LO5Med | NR | Com-PTHP | Commercial | HVAC | 7.139e-05 | 5.2856e-05 | 0.80982 | 1.3242 | School K-12 | Com-PTHP-NR-School K-12 | 3.453e-05 | 7.6765e-05 | 0.00012827 | 0.00018785 | 0.00025557 | 0.00033451 | 0.00042081 | 0.00050861 | 0.00059095 | 0.00066125 | 0.00071511 | 0.00075144 | 0.00077246 | 0.00078137 | 0.00077973 | 0.00078341 | 0.00078147 | 0.0007795 | 0.00077748 | 0.00077539 | 0.011631 | 0.012143 | 0.010908 | 0.011589 | 0.011156 | 0.010203 | 0.0092884 | 0.0091809 | 0.0089381 | 0.0093154 | 0.010866 | 0.010925 | 0.012157 | 0 | 0.060371 | 0.053307 | 0.0587 | 0.056154 | 0.057629 | 0.05608 | 0.056571 | 0.055366 | 0.055153 | 0.058107 | 0.055617 | 0.0601 | 2.5952
LO5Med | NR | Com-PTHP | Commercial | HVAC | 0.00012805 | 0.00012362 | 1.14 | -7.2612 | Lodging | Com-PTHP-NR-Lodging | 0.0034821 | 0.0077289 | 0.012894 | 0.018852 | 0.025608 | 0.033464 | 0.042029 | 0.050718 | 0.058834 | 0.065727 | 0.070967 | 0.074453 | 0.076412 | 0.07717 | 0.076884 | 0.077317 | 0.07687 | 0.07648 | 0.07616 | 0.075876 | 1.1381 | 0.016396 | 0.014704 | 0.016232 | 0.015574 | 0.016291 | 0.016231 | 0.017144 | 0.017183 | 0.01621 | 0.016318 | 0.015663 | 0.016326 | 0 | 0.079668 | 0.071468 | 0.078766 | 0.075876 | 0.079306 | 0.078643 | 0.083036 | 0.083808 | 0.079469 | 0.079848 | 0.076157 | 0.079673 | 3.9793
LO5Med | NR | Com-PTHP | Commercial | HVAC | 9.0597e-05 | 8.7461e-05 | 0.80653 | -2.2101 | Residential Care | Com-PTHP-NR-Residential Care | 0.00088648 | 0.0019668 | 0.0032798 | 0.0047936 | 0.0065088 | 0.0085021 | 0.010674 | 0.012875 | 0.01493 | 0.016672 | 0.017994 | 0.018871 | 0.01936 | 0.019544 | 0.019463 | 0.019801 | 0.019723 | 0.019636 | 0.019565 | 0.019469 | 0.29203 | 0.0116 | 0.010403 | 0.011484 | 0.011019 | 0.011525 | 0.011483 | 0.012129 | 0.012157 | 0.011469 | 0.011544 | 0.011081 | 0.011551 | 0 | 0.056364 | 0.050563 | 0.055726 | 0.053681 | 0.056108 | 0.055639 | 0.058747 | 0.059293 | 0.056223 | 0.056491 | 0.05388 | 0.056368 | 2.8153
LO5Med | NR | Com-PTHP | Commercial | HVAC | 0.00010091 | 7.471e-05 | 1.1446 | -3.7064 | Assembly | Com-PTHP-NR-Assembly | 6.4905e-05 | 0.00014395 | 0.00023995 | 0.00035056 | 0.00047581 | 0.00062129 | 0.0007797 | 0.00094014 | 0.0010897 | 0.0012164 | 0.0013124 | 0.0013758 | 0.0014108 | 0.0014237 | 0.0014173 | 0.0014279 | 0.0014314 | 0.001414 | 0.0014063 | 0.0014005 | 0.021008 | 0.017163 | 0.015418 | 0.01638 | 0.015769 | 0.014422 | 0.013129 | 0.012977 | 0.012634 | 0.013167 | 0.015359 | 0.015442 | 0.017183 | 0 | 0.085331 | 0.075348 | 0.082969 | 0.079371 | 0.081456 | 0.079266 | 0.079961 | 0.078257 | 0.077957 | 0.082131 | 0.078612 | 0.084949 | 3.6682
LO5Med | NR | Com-PTHP | Commercial | HVAC | 7.139e-05 | 5.2856e-05 | 0.80982 | 1.3242 | Other | Com-PTHP-NR-Other | 0.0002362 | 0.00052149 | 0.00086533 | 0.0012585 | 0.0017004 | 0.0022102 | 0.0027612 | 0.0033143 | 0.0038242 | 0.0042495 | 0.0045638 | 0.0047626 | 0.0048619 | 0.004884 | 0.00484 | 0.0048831 | 0.0048589 | 0.0047945 | 0.0047428 | 0.0047231 | 0.070847 | 0.012143 | 0.010908 | 0.011589 | 0.011156 | 0.010203 | 0.0092884 | 0.0091809 | 0.0089381 | 0.0093154 | 0.010866 | 0.010925 | 0.012157 | 0 | 0.060371 | 0.053307 | 0.0587 | 0.056154 | 0.057629 | 0.05608 | 0.056571 | 0.055366 | 0.055153 | 0.058107 | 0.055617 | 0.0601 | 2.5952
LO5Med | New | Com-PTHP | Commercial | HVAC | 1.8255e-05 | 1.3516e-05 | 0.20708 | 51.3812 | Large Off | Com-PTHP-New-Large Off | 3.6875e-06 | 7.9675e-06 | 1.0886e-05 | 1.5152e-05 | 2.0418e-05 | 3.1159e-05 | 4.2956e-05 | 5.771e-05 | 7.2121e-05 | 7.9054e-05 | 8.9822e-05 | 9.7339e-05 | 9.1458e-05 | 0.0001035 | 0.00010348 | 0.00011184 | 0.00011293 | 0.00012664 | 0.00010554 | 0.00011227 | 0.0013959 | 0.0031051 | 0.0027892 | 0.0029634 | 0.0028527 | 0.002609 | 0.0023751 | 0.0023477 | 0.0022856 | 0.002382 | 0.0027786 | 0.0027937 | 0.0031086 | 0 | 0.015437 | 0.013631 | 0.01501 | 0.014359 | 0.014736 | 0.01434 | 0.014466 | 0.014158 | 0.014103 | 0.014858 | 0.014222 | 0.015368 | 0.66363
LO5Med | New | Com-PTHP | Commercial | HVAC | 1.8255e-05 | 1.3516e-05 | 0.20708 | 51.3812 | Medium Off | Com-PTHP-New-Medium Off | 6.8273e-05 | 0.00014992 | 0.00020412 | 0.00026312 | 0.00036089 | 0.0005903 | 0.00079352 | 0.0010634 | 0.0013302 | 0.0013897 | 0.0016579 | 0.0018069 | 0.0016549 | 0.0019452 | 0.0018202 | 0.002038 | 0.00204 | 0.002276 | 0.0018522 | 0.0019787 | 0.025283 | 0.0031051 | 0.0027892 | 0.0029634 | 0.0028527 | 0.002609 | 0.0023751 | 0.0023477 | 0.0022856 | 0.002382 | 0.0027786 | 0.0027937 | 0.0031086 | 0 | 0.015437 | 0.013631 | 0.01501 | 0.014359 | 0.014736 | 0.01434 | 0.014466 | 0.014158 | 0.014103 | 0.014858 | 0.014222 | 0.015368 | 0.66363
LO5Med | New | Com-PTHP | Commercial | HVAC | 1.8255e-05 | 1.3516e-05 | 0.20708 | 51.3811 | Small Ret | Com-PTHP-New-Small Ret | 1.1351e-05 | 2.5053e-05 | 4.9119e-05 | 9.5534e-05 | 0.00012255 | 0.00020411 | 0.00026027 | 0.00026202 | 0.00046395 | 0.00048725 | 0.00057085 | 0.00056987 | 0.00062088 | 0.00061399 | 0.00062093 | 0.00061919 | 0.00064321 | 0.00058325 | 0.00058871 | 0.00056918 | 0.0079813 | 0.0031051 | 0.0027892 | 0.0029634 | 0.0028527 | 0.002609 | 0.0023751 | 0.0023477 | 0.0022856 | 0.002382 | 0.0027786 | 0.0027937 | 0.0031086 | 0 | 0.015437 | 0.013631 | 0.01501 | 0.014359 | 0.014736 | 0.01434 | 0.014466 | 0.014158 | 0.014103 | 0.014858 | 0.014222 | 0.015368 | 0.66363
LO5Med | New | Com-PTHP | Commercial | HVAC | 2.8703e-05 | 2.1251e-05 | 0.3256 | 26.9006 | School K-12 | Com-PTHP-New-School K-12 | 4.2845e-06 | 9.4935e-06 | 1.5908e-05 | 2.3315e-05 | 3.1667e-05 | 4.0881e-05 | 5.2332e-05 | 6.3845e-05 | 9.0527e-05 | 0.00010204 | 0.00011024 | 0.00012051 | 0.0001212 | 0.00012189 | 0.00012146 | 0.00012489 | 0.00012234 | 0.0001255 | 0.00012785 | 0.00013201 | 0.0016622 | 0.0048822 | 0.0043855 | 0.0046594 | 0.0044854 | 0.0041022 | 0.0037345 | 0.0036913 | 0.0035937 | 0.0037453 | 0.0043689 | 0.0043926 | 0.0048877 | 0 | 0.024273 | 0.021433 | 0.023601 | 0.022577 | 0.02317 | 0.022547 | 0.022745 | 0.02226 | 0.022175 | 0.023362 | 0.022361 | 0.024164 | 1.0434
LO5Med | New | Com-PTHP | Commercial | HVAC | 2.5003e-05 | 2.4137e-05 | 0.22259 | 43.0916 | Lodging | Com-PTHP-New-Lodging | 0.00028051 | 0.0005097 | 0.00073724 | 0.0010782 | 0.0016277 | 0.0025118 | 0.0032328 | 0.0030836 | 0.0063954 | 0.0062244 | 0.0084493 | 0.0073194 | 0.0099583 | 0.0079564 | 0.010308 | 0.0099267 | 0.01052 | 0.010009 | 0.011683 | 0.0094701 | 0.12128 | 0.0032014 | 0.002871 | 0.0031694 | 0.0030409 | 0.0031808 | 0.0031692 | 0.0033473 | 0.003355 | 0.0031651 | 0.003186 | 0.0030582 | 0.0031878 | 0 | 0.015555 | 0.013954 | 0.015379 | 0.014815 | 0.015485 | 0.015355 | 0.016213 | 0.016364 | 0.015517 | 0.015591 | 0.01487 | 0.015556 | 0.77697
LO5Med | New | Com-PTHP | Commercial | HVAC | 3.6425e-05 | 3.5164e-05 | 0.32427 | 23.4709 | Residential Care | Com-PTHP-New-Residential Care | 0.00033601 | 0.00079374 | 0.0013969 | 0.0022808 | 0.0033277 | 0.0049825 | 0.0054708 | 0.0056159 | 0.0067586 | 0.0082358 | 0.0084118 | 0.0082376 | 0.0073858 | 0.0077061 | 0.007701 | 0.0090574 | 0.0086121 | 0.0090943 | 0.0092539 | 0.0099025 | 0.12456 | 0.004664 | 0.0041826 | 0.0046173 | 0.0044302 | 0.0046339 | 0.004617 | 0.0048765 | 0.0048877 | 0.004611 | 0.0046416 | 0.0044553 | 0.0046441 | 0 | 0.022662 | 0.020329 | 0.022405 | 0.021583 | 0.022559 | 0.02237 | 0.02362 | 0.023839 | 0.022605 | 0.022713 | 0.021663 | 0.022663 | 1.1319
LO5Med | New | Com-PTHP | Commercial | HVAC | 1.9702e-05 | 1.4587e-05 | 0.22349 | 46.4416 | Assembly | Com-PTHP-New-Assembly | 6.6098e-06 | 2.4594e-05 | 2.5846e-05 | 3.7624e-05 | 5.9388e-05 | 9.753e-05 | 0.00013736 | 0.00018189 | 0.00024388 | 0.00027243 | 0.00028125 | 0.00028061 | 0.00032654 | 0.00033376 | 0.00034031 | 0.00035663 | 0.00036922 | 0.00037712 | 0.00034691 | 0.00035254 | 0.004452 | 0.0033512 | 0.0030103 | 0.0031983 | 0.0030789 | 0.0028158 | 0.0025634 | 0.0025337 | 0.0024667 | 0.0025709 | 0.0029989 | 0.0030151 | 0.003355 | 0 | 0.016661 | 0.014712 | 0.0162 | 0.015497 | 0.015904 | 0.015477 | 0.015612 | 0.01528 | 0.015221 | 0.016036 | 0.015349 | 0.016586 | 0.71623
LO5Med | New | Com-PTHP | Commercial | HVAC | 2.8703e-05 | 2.1251e-05 | 0.3256 | 26.9006 | Other | Com-PTHP-New-Other | 6.9779e-05 | 0.00020007 | 0.00028569 | 0.00040677 | 0.00080481 | 0.0011008 | 0.0012096 | 0.0013493 | 0.0019927 | 0.0022302 | 0.0024556 | 0.0022667 | 0.0022639 | 0.0022705 | 0.0024288 | 0.0022877 | 0.0026331 | 0.0029448 | 0.0025178 | 0.0025827 | 0.034301 | 0.0048822 | 0.0043855 | 0.0046594 | 0.0044854 | 0.0041022 | 0.0037345 | 0.0036913 | 0.0035937 | 0.0037453 | 0.0043689 | 0.0043926 | 0.0048877 | 0 | 0.024273 | 0.021433 | 0.023601 | 0.022577 | 0.02317 | 0.022547 | 0.022745 | 0.02226 | 0.022175 | 0.023362 | 0.022361 | 0.024164 | 1.0434
Retro5Med | Retro | Com-PTHP | Commercial | HVAC | 0.0002919 | 0.00021611 | 3.3111 | 66.1709 | Large Off | Com-PTHP-Retro-Large Off | 0.0024649 | 0.0030175 | 0.0036814 | 0.0042607 | 0.0048453 | 0.0056478 | 0.0061771 | 0.0062914 | 0.0059111 | 0.0050659 | 0.0039084 | 0.0025789 | 0.0014929 | 0.00071667 | 0.0003023 | 0.0001096 | 3.413e-05 | 7.4165e-06 | 1.2154e-06 | 1.4545e-07 | 0.054143 | 0.049649 | 0.044599 | 0.047384 | 0.045614 | 0.041717 | 0.037978 | 0.037538 | 0.036546 | 0.038088 | 0.044429 | 0.04467 | 0.049705 | 0 | 0.24684 | 0.21796 | 0.24001 | 0.2296 | 0.23563 | 0.22929 | 0.2313 | 0.22637 | 0.22551 | 0.23758 | 0.2274 | 0.24573 | 0.544
Retro5Med | Retro | Com-PTHP | Commercial | HVAC | 0.0002919 | 0.00021611 | 3.3111 | 66.1709 | Medium Off | Com-PTHP-Retro-Medium Off | 0.031372 | 0.038404 | 0.046854 | 0.054227 | 0.061668 | 0.071881 | 0.078617 | 0.080072 | 0.075232 | 0.064474 | 0.049743 | 0.032822 | 0.019001 | 0.0091212 | 0.0038474 | 0.0013949 | 0.00043438 | 9.4392e-05 | 1.5469e-05 | 1.8512e-06 | 0.6891 | 0.049649 | 0.044599 | 0.047384 | 0.045614 | 0.041717 | 0.037978 | 0.037538 | 0.036546 | 0.038088 | 0.044429 | 0.04467 | 0.049705 | 0 | 0.24684 | 0.21796 | 0.24001 | 0.2296 | 0.23563 | 0.22929 | 0.2313 | 0.22637 | 0.22551 | 0.23758 | 0.2274 | 0.24573 | 0.544
Retro5Med | Retro | Com-PTHP | Commercial | HVAC | 0.0002919 | 0.00021611 | 3.3111 | 66.1709 | Small Ret | Com-PTHP-Retro-Small Ret | 0.016956 | 0.020723 | 0.025242 | 0.029168 | 0.033116 | 0.038539 | 0.042083 | 0.042793 | 0.040142 | 0.034347 | 0.026457 | 0.017429 | 0.010074 | 0.0048279 | 0.0020332 | 0.00073594 | 0.00022882 | 4.9642e-05 | 8.1223e-06 | 9.7046e-07 | 0.36125 | 0.049649 | 0.044599 | 0.047384 | 0.045614 | 0.041717 | 0.037978 | 0.037538 | 0.036546 | 0.038088 | 0.044429 | 0.04467 | 0.049705 | 0 | 0.24684 | 0.21796 | 0.24001 | 0.2296 | 0.23563 | 0.22929 | 0.2313 | 0.22637 | 0.22551 | 0.23758 | 0.2274 | 0.24573 | 0.544
Retro5Med | Retro | Com-PTHP | Commercial | HVAC | 0.00018522 | 0.00013713 | 2.101 | 113.4256 | School K-12 | Com-PTHP-Retro-School K-12 | 0.0023797 | 0.0029158 | 0.0035606 | 0.0041246 | 0.0046948 | 0.0054772 | 0.005996 | 0.0061124 | 0.0057481 | 0.0049306 | 0.0038075 | 0.0025146 | 0.001457 | 0.00070006 | 0.00029556 | 0.00010725 | 3.343e-05 | 7.2708e-06 | 1.1926e-06 | 1.4285e-07 | 0.053176 | 0.031504 | 0.028299 | 0.030066 | 0.028944 | 0.026471 | 0.024098 | 0.023819 | 0.023189 | 0.024168 | 0.028192 | 0.028345 | 0.031539 | 0 | 0.15663 | 0.1383 | 0.15229 | 0.14569 | 0.14951 | 0.14549 | 0.14677 | 0.14364 | 0.14309 | 0.15075 | 0.14429 | 0.15593 | 0.34518
Retro5Med | Retro | Com-PTHP | Commercial | HVAC | 0.00017374 | 0.00016773 | 1.5467 | 156.158 | Lodging | Com-PTHP-Retro-Lodging | 0.1255 | 0.15353 | 0.18718 | 0.21648 | 0.24601 | 0.28655 | 0.31318 | 0.31876 | 0.29928 | 0.2563 | 0.1976 | 0.13029 | 0.075375 | 0.036157 | 0.015241 | 0.0055216 | 0.0017183 | 0.00037313 | 6.1105e-05 | 7.3075e-06 | 2.7202 | 0.022246 | 0.01995 | 0.022024 | 0.021131 | 0.022103 | 0.022022 | 0.02326 | 0.023314 | 0.021994 | 0.02214 | 0.021251 | 0.022151 | 0 | 0.10809 | 0.096968 | 0.10687 | 0.10295 | 0.1076 | 0.1067 | 0.11266 | 0.11371 | 0.10782 | 0.10834 | 0.10333 | 0.1081 | 0.27679
Retro5Med | Retro | Com-PTHP | Commercial | HVAC | 0.00023505 | 0.00022691 | 2.0925 | 110.3494 | Residential Care | Com-PTHP-Retro-Residential Care | 0.061095 | 0.074707 | 0.091045 | 0.10526 | 0.11956 | 0.13921 | 0.15209 | 0.15474 | 0.14522 | 0.12432 | 0.095809 | 0.063148 | 0.036516 | 0.01751 | 0.0073777 | 0.0026718 | 0.00083112 | 0.0001804 | 2.9532e-05 | 3.5303e-06 | 1.3141 | 0.030096 | 0.026989 | 0.029795 | 0.028587 | 0.029902 | 0.029793 | 0.031467 | 0.03154 | 0.029754 | 0.029951 | 0.028749 | 0.029967 | 0 | 0.14623 | 0.13118 | 0.14458 | 0.13927 | 0.14557 | 0.14435 | 0.15241 | 0.15383 | 0.14587 | 0.14656 | 0.13979 | 0.14624 | 0.37446
Retro5Med | Retro | Com-PTHP | Commercial | HVAC | 0.00013691 | 0.00010137 | 1.553 | 159.0479 | Assembly | Com-PTHP-Retro-Assembly | 0.0023393 | 0.0028594 | 0.0034834 | 0.0040255 | 0.004571 | 0.00532 | 0.00581 | 0.0059087 | 0.0055432 | 0.0047435 | 0.0036542 | 0.0024076 | 0.0013917 | 0.00066707 | 0.00028096 | 0.00010171 | 3.1626e-05 | 6.8621e-06 | 1.1229e-06 | 1.3418e-07 | 0.049947 | 0.023287 | 0.020918 | 0.022225 | 0.021395 | 0.019567 | 0.017813 | 0.017607 | 0.017141 | 0.017865 | 0.020839 | 0.020952 | 0.023313 | 0 | 0.11578 | 0.10223 | 0.11257 | 0.10769 | 0.11052 | 0.10755 | 0.10849 | 0.10618 | 0.10577 | 0.11143 | 0.10666 | 0.11526 | 0.25515
Retro5Med | Retro | Com-PTHP | Commercial | HVAC | 0.00018522 | 0.00013713 | 2.101 | 113.4256 | Other | Com-PTHP-Retro-Other | 0.016279 | 0.019808 | 0.024021 | 0.027633 | 0.031236 | 0.03619 | 0.039343 | 0.03983 | 0.037197 | 0.031687 | 0.0243 | 0.015937 | 0.0091707 | 0.0043758 | 0.0018346 | 0.00066113 | 0.00020465 | 4.4203e-05 | 7.2003e-06 | 8.565e-07 | 0.31882 | 0.031504 | 0.028299 | 0.030066 | 0.028944 | 0.026471 | 0.024098 | 0.023819 | 0.023189 | 0.024168 | 0.028192 | 0.028345 | 0.031539 | 0 | 0.15663 | 0.1383 | 0.15229 | 0.14569 | 0.14951 | 0.14549 | 0.14677 | 0.14364 | 0.14309 | 0.15075 | 0.14429 | 0.15593 | 0.34518
Retro50Fast | Retro | Parking Garage Lighting | Commercial | Lighting | 0.0042717 | 0.0050203 | 31.4697 | 24.2973 | Parking Garage | Retro_PARKING_GARAGE_FIX_REPL_from HPS to _LED_FIX | 0.069826 | 0.032447 | 0.02154 | 0.013789 | 0.0090835 | 0.0045226 | 0.0020016 | 0.00079725 | 0.00028869 | 9.5824e-05 | 2.936e-05 | 8.3534e-06 | 2.2182e-06 | 5.5223e-07 | 1.2939e-07 | 2.8633e-08 | 6.0028e-09 | 1.1955e-09 | 2.2677e-10 | 4.1059e-11 | 0.13607 | 0.68662 | 0.66758 | 0.52166 | 0.47521 | 0.38971 | 0.37771 | 0.43617 | 0.53402 | 0.55826 | 0.44742 | 0.49454 | 0.50038 | 0 | 2.8595 | 2.7826 | 2.176 | 1.9853 | 1.6298 | 1.5763 | 1.8162 | 2.2208 | 2.3259 | 1.8647 | 2.0611 | 2.0823 | 1.0767
Retro50Fast | Retro | Parking Garage Lighting | Commercial | Lighting | 0.018889 | 0.022199 | 139.155 | -0.30933 | Parking Garage | Retro_PARKING_GARAGE_FIX_REPL_from MH to _LED_FIX | 0.30876 | 0.14348 | 0.095247 | 0.060972 | 0.040166 | 0.019998 | 0.0088506 | 0.0035253 | 0.0012765 | 0.00042372 | 0.00012983 | 3.6938e-05 | 9.8087e-06 | 2.4419e-06 | 5.7215e-07 | 1.2661e-07 | 2.6544e-08 | 5.2865e-09 | 1.0027e-09 | 1.8156e-10 | 0.60167 | 3.0362 | 2.9519 | 2.3067 | 2.1013 | 1.7233 | 1.6702 | 1.9287 | 2.3613 | 2.4686 | 1.9784 | 2.1868 | 2.2126 | 0 | 12.6442 | 12.3042 | 9.6221 | 8.7788 | 7.2067 | 6.9702 | 8.031 | 9.8201 | 10.2846 | 8.2454 | 9.1139 | 9.2077 | 1.6452
Retro50Fast | Retro | Parking Garage Lighting | Commercial | Lighting | 0.028671 | 0.033695 | 211.2174 | 4.4628 | Parking Garage | Retro_PARKING_GARAGE_FIX_REPL_from HID to _LED_FIX | 0.46865 | 0.21778 | 0.14457 | 0.092546 | 0.060966 | 0.030354 | 0.013434 | 0.0053509 | 0.0019376 | 0.00064315 | 0.00019706 | 5.6066e-05 | 1.4888e-05 | 3.7064e-06 | 8.6844e-07 | 1.9218e-07 | 4.0289e-08 | 8.0242e-09 | 1.522e-09 | 2.7558e-10 | 0.91325 | 4.6084 | 4.4806 | 3.5013 | 3.1895 | 2.6157 | 2.5351 | 2.9275 | 3.5842 | 3.7469 | 3.003 | 3.3192 | 3.3584 | 0 | 19.1921 | 18.6761 | 14.605 | 13.325 | 10.9387 | 10.5797 | 12.19 | 14.9055 | 15.6106 | 12.5154 | 13.8335 | 13.976 | 1.5624
Retro50Fast | Retro | Parking Garage Lighting | Commercial | Lighting | 0.017646 | 0.020738 | 129.9969 | -8.2548 | Parking Garage | Retro_PARKING_GARAGE_FIX_REPL_from FL to _LED_FIX | 0.28844 | 0.13404 | 0.088979 | 0.056959 | 0.037523 | 0.018682 | 0.0082681 | 0.0032933 | 0.0011925 | 0.00039583 | 0.00012128 | 3.4507e-05 | 9.1631e-06 | 2.2812e-06 | 5.345e-07 | 1.1828e-07 | 2.4797e-08 | 4.9386e-09 | 9.3675e-10 | 1.6961e-10 | 0.56207 | 2.8363 | 2.7577 | 2.1549 | 1.963 | 1.6099 | 1.5603 | 1.8018 | 2.2059 | 2.3061 | 1.8482 | 2.0429 | 2.067 | 0 | 11.8121 | 11.4945 | 8.9889 | 8.2011 | 6.7324 | 6.5114 | 7.5025 | 9.1738 | 9.6078 | 7.7028 | 8.5141 | 8.6017 | 1.457
RetroEven20 | Retro | PowerStrips | Commercial | Electronics | 0.0063969 | 0.005414 | 72.0049 | 159.1214 | All | PowerStrips | 0.22552 | 0.22474 | 0.22396 | 0.22318 | 0.31845 | 0.31989 | 0.30279 | 0.29652 | 0.29652 | 0.30597 | 0.30433 | 0.30195 | 0.30883 | 0.30146 | 0.30033 | 0.29492 | 0.28581 | 0.28645 | 0.28071 | 0.28058 | 6.6547 | 0.8178 | 0.73079 | 0.80332 | 0.72622 | 0.73363 | 0.7107 | 0.73131 | 0.73443 | 0.71195 | 0.74992 | 0.77777 | 0.80341 | 0 | 5.3734 | 4.8874 | 5.3969 | 5.2288 | 5.3383 | 5.2038 | 5.2639 | 5.3559 | 5.1511 | 5.3968 | 5.081 | 5.2962 | 0.25483
LOEven20 | New | PowerStrips | Commercial | Electronics | 0.0063969 | 0.005414 | 72.0049 | 159.1214 | All | PowerStrips | 0.003162 | 0.0066899 | 0.0086614 | 0.011164 | 0.014629 | 0.02066 | 0.024839 | 0.029043 | 0.037203 | 0.040171 | 0.046148 | 0.050046 | 0.051245 | 0.059467 | 0.063012 | 0.072204 | 0.07797 | 0.088554 | 0.081939 | 0.090063 | 0.87687 | 0.8178 | 0.73079 | 0.80332 | 0.72622 | 0.73363 | 0.7107 | 0.73131 | 0.73443 | 0.71195 | 0.74992 | 0.77777 | 0.80341 | 0 | 5.3734 | 4.8874 | 5.3969 | 5.2288 | 5.3383 | 5.2038 | 5.2639 | 5.3559 | 5.1511 | 5.3968 | 5.081 | 5.2962 | 0.25483
LO5Med | NR | Refrig-Freezer | Commercial | Refrigeration | 0.050785 | 0.047605 | 458.1348 | 316.6972 | All Segments | Large Refrigerator | 0.00747 | 0.01685 | 0.028556 | 0.042404 | 0.058483 | 0.077573 | 0.098871 | 0.12105 | 0.14242 | 0.16135 | 0.17663 | 0.18783 | 0.19537 | 0.19993 | 0.20182 | 0.20369 | 0.20555 | 0.2074 | 0.20435 | 0.20591 | 2.0591 | 6.211 | 5.641 | 6.2975 | 6.0603 | 6.4224 | 6.4373 | 6.9899 | 7.027 | 6.6199 | 6.595 | 6.2238 | 6.2199 | 0 | 30.3258 | 27.5329 | 30.8128 | 30.3597 | 32.4003 | 32.4145 | 35.0865 | 35.2572 | 33.2493 | 33.0189 | 30.5037 | 30.4282 | 0.14448
LO5Med | NR | Refrig-Freezer | Commercial | Refrigeration | 0.024338 | 0.022814 | 219.5542 | 113.434 | All Segments | Small Refrigerator | 0.0022495 | 0.0050741 | 0.0085993 | 0.01277 | 0.017612 | 0.02336 | 0.029774 | 0.036452 | 0.04289 | 0.04859 | 0.05319 | 0.056564 | 0.058835 | 0.060208 | 0.060775 | 0.061338 | 0.061899 | 0.062457 | 0.061539 | 0.062007 | 0.62007 | 2.9765 | 2.7034 | 3.018 | 2.9043 | 3.0778 | 3.085 | 3.3498 | 3.3676 | 3.1725 | 3.1606 | 2.9826 | 2.9808 | 0 | 14.5332 | 13.1947 | 14.7666 | 14.5495 | 15.5273 | 15.5341 | 16.8147 | 16.8965 | 15.9342 | 15.8238 | 14.6184 | 14.5823 | 0.36578
LO5Med | NR | Refrig-Freezer | Commercial | Refrigeration | 0.060579 | 0.056786 | 546.4892 | 141.0181 | All Segments | Freezer | 0.0065002 | 0.014662 | 0.024849 | 0.036899 | 0.05089 | 0.067502 | 0.086035 | 0.10533 | 0.12393 | 0.14041 | 0.1537 | 0.16345 | 0.17001 | 0.17398 | 0.17562 | 0.17724 | 0.17886 | 0.18048 | 0.17782 | 0.17918 | 1.7918 | 7.4089 | 6.7289 | 7.512 | 7.2291 | 7.661 | 7.6788 | 8.3379 | 8.3822 | 7.8966 | 7.8669 | 7.4241 | 7.4195 | 0 | 36.1743 | 32.8428 | 36.7553 | 36.2148 | 38.6489 | 38.6658 | 41.8532 | 42.0568 | 39.6616 | 39.3868 | 36.3865 | 36.2965 | 0.30284
Retro5Med | Retro | GroceryRefrigeration | Commercial | Refrigeration | 0.0093755 | 0.0091018 | 83.1079 | 392.8599 | Grocery | HE_Cond_Coil-Retro | 0.024184 | 0.029956 | 0.036975 | 0.043309 | 0.049888 | 0.058945 | 0.065382 | 0.067441 | 0.064487 | 0.056181 | 0.044138 | 0.029603 | 0.017452 | 0.0085319 | 0.0036674 | 0.0013551 | 0.0004305 | 9.5185e-05 | 1.5883e-05 | 1.9347e-06 | 0.72017 | 1.1193 | 1.1209 | 1.1454 | 1.1883 | 1.2069 | 1.2447 | 1.291 | 1.3282 | 1.2693 | 1.2297 | 1.2073 | 1.143 | 0 | 5.2913 | 5.3006 | 5.4217 | 5.6367 | 5.7329 | 5.9038 | 6.1103 | 6.2803 | 6.0071 | 5.8188 | 5.7092 | 5.4013 | 0.11821
Retro5Med | Retro | GroceryRefrigeration | Commercial | Refrigeration | 0.033752 | 0.032767 | 299.1886 | 39.6467 | Grocery | Mech_Subcooling-Retro | 0.021766 | 0.02696 | 0.033278 | 0.038978 | 0.044899 | 0.053051 | 0.058844 | 0.060697 | 0.058038 | 0.050563 | 0.039724 | 0.026642 | 0.015707 | 0.0076788 | 0.0033007 | 0.0012196 | 0.00038745 | 8.5666e-05 | 1.4295e-05 | 1.7412e-06 | 0.64815 | 4.0295 | 4.0351 | 4.1235 | 4.2779 | 4.345 | 4.481 | 4.6477 | 4.7815 | 4.5693 | 4.427 | 4.3461 | 4.1147 | 0 | 19.0487 | 19.0822 | 19.518 | 20.2921 | 20.6384 | 21.2536 | 21.9971 | 22.6091 | 21.6257 | 20.9475 | 20.5531 | 19.4446 | 0.82346
Retro5Med | Retro | GroceryRefrigeration | Commercial | Refrigeration | 0.34127 | 0.33131 | 3025.1293 | -5.9048 | Grocery | Door_Closer_WIF-Retro | 0.040361 | 0.049994 | 0.061709 | 0.07228 | 0.083259 | 0.098376 | 0.10912 | 0.11255 | 0.10762 | 0.093763 | 0.073663 | 0.049405 | 0.029126 | 0.014239 | 0.0061207 | 0.0022615 | 0.00071847 | 0.00015886 | 2.6508e-05 | 3.2289e-06 | 1.2019 | 40.7432 | 40.7993 | 41.6932 | 43.2547 | 43.9326 | 45.308 | 46.9932 | 48.3466 | 46.2012 | 44.7621 | 43.9442 | 41.6046 | 0 | 192.6036 | 192.9422 | 197.3483 | 205.1754 | 208.6776 | 214.8974 | 222.4155 | 228.6027 | 218.6599 | 211.8028 | 207.8143 | 196.6068 | 3.5714
Retro5Med | Retro | GroceryRefrigeration | Commercial | Refrigeration | 0.46144 | 0.44797 | 4090.3929 | -2.8343 | Grocery | Strip_Curtain_WIF-Retro | 0.066513 | 0.082386 | 0.10169 | 0.11911 | 0.13721 | 0.16212 | 0.17982 | 0.18548 | 0.17736 | 0.15451 | 0.12139 | 0.081416 | 0.047997 | 0.023465 | 0.010086 | 0.0037269 | 0.001184 | 0.00026179 | 4.3684e-05 | 5.3209e-06 | 1.9807 | 55.0904 | 55.1663 | 56.3749 | 58.4863 | 59.403 | 61.2627 | 63.5413 | 65.3713 | 62.4704 | 60.5246 | 59.4186 | 56.2551 | 0 | 260.4266 | 260.8846 | 266.8422 | 277.4255 | 282.161 | 290.571 | 300.7365 | 309.1024 | 295.6584 | 286.3867 | 280.9937 | 265.8395 | 2.9156
Retro5Med | Retro | GroceryRefrigeration | Commercial | Refrigeration | 0.18021 | 0.17495 | 1597.4229 | -2.0118 | Grocery | Add_Door_LT-Retro | 0.20563 | 0.2547 | 0.31438 | 0.36824 | 0.42417 | 0.50119 | 0.55592 | 0.57342 | 0.5483 | 0.47768 | 0.37528 | 0.2517 | 0.14838 | 0.072543 | 0.031182 | 0.011522 | 0.0036603 | 0.00080931 | 0.00013505 | 1.645e-05 | 6.1232 | 21.5145 | 21.5441 | 22.0161 | 22.8407 | 23.1987 | 23.9249 | 24.8148 | 25.5295 | 24.3966 | 23.6367 | 23.2048 | 21.9693 | 0 | 101.7045 | 101.8834 | 104.21 | 108.3431 | 110.1925 | 113.4768 | 117.4467 | 120.7139 | 115.4636 | 111.8427 | 109.7366 | 103.8184 | 1.7235
Retro5Med | Retro | GroceryRefrigeration | Commercial | Refrigeration | 0.036977 | 0.035898 | 327.7819 | 2.17 | Grocery | Retrocommissioning-Retro | 0.15541 | 0.1925 | 0.23761 | 0.27831 | 0.32059 | 0.37879 | 0.42016 | 0.43339 | 0.4144 | 0.36103 | 0.28364 | 0.19023 | 0.11215 | 0.054828 | 0.023567 | 0.008708 | 0.0027664 | 0.00061167 | 0.00010207 | 1.2433e-05 | 4.6279 | 4.4146 | 4.4207 | 4.5176 | 4.6868 | 4.7602 | 4.9093 | 5.0919 | 5.2385 | 5.006 | 4.8501 | 4.7615 | 4.508 | 0 | 20.8692 | 20.9059 | 21.3833 | 22.2314 | 22.6109 | 23.2848 | 24.0994 | 24.7698 | 23.6925 | 22.9495 | 22.5173 | 21.3029 | 2.244
Retro5Med | Retro | GroceryRefrigeration | Commercial | Refrigeration | 0.03889 | 0.037754 | 344.7318 | 7.3574 | Grocery | AF_film_LT-Retro | 0.20606 | 0.25523 | 0.31504 | 0.36901 | 0.42506 | 0.50224 | 0.55709 | 0.57463 | 0.54946 | 0.47869 | 0.37607 | 0.25223 | 0.1487 | 0.072696 | 0.031248 | 0.011546 | 0.003668 | 0.00081102 | 0.00013533 | 1.6484e-05 | 6.1361 | 4.6429 | 4.6493 | 4.7512 | 4.9291 | 5.0064 | 5.1631 | 5.3552 | 5.5094 | 5.2649 | 5.1009 | 5.0077 | 4.7411 | 0 | 21.9483 | 21.9869 | 22.489 | 23.381 | 23.7801 | 24.4889 | 25.3456 | 26.0507 | 24.9176 | 24.1362 | 23.6817 | 22.4045 | 1.8114
Retro5Med | Retro | GroceryRefrigeration | Commercial | Refrigeration | 0.016578 | 0.016094 | 146.9519 | 116.4814 | Grocery | FHPC_MT_Self-Retro | 0 | 0 | 0 | 0 | 0 | 0 | 0 | 0 | 0 | 0 | 0 | 0 | 0 | 0 | 0 | 0 | 0 | 0 | 0 | 0 | 0 | 1.9792 | 1.9819 | 2.0253 | 2.1012 | 2.1341 | 2.2009 | 2.2828 | 2.3485 | 2.2443 | 2.1744 | 2.1347 | 2.021 | 0 | 9.3561 | 9.3726 | 9.5866 | 9.9668 | 10.1369 | 10.4391 | 10.8043 | 11.1048 | 10.6219 | 10.2888 | 10.095 | 9.5506 | 0.35836
Retro5Med | Retro | GroceryRefrigeration | Commercial | Refrigeration | 0.074004 | 0.071844 | 655.9987 | 12.7183 | Grocery | Ref_Line_Insulation_WIF-Retro | 0.016831 | 0.020848 | 0.025733 | 0.030142 | 0.03472 | 0.041024 | 0.045504 | 0.046937 | 0.044881 | 0.0391 | 0.030719 | 0.020602 | 0.012146 | 0.005938 | 0.0025524 | 0.00094309 | 0.00029961 | 6.6246e-05 | 1.1054e-05 | 1.3465e-06 | 0.50121 | 8.8352 | 8.8473 | 9.0412 | 9.3798 | 9.5268 | 9.825 | 10.1905 | 10.484 | 10.0187 | 9.7067 | 9.5293 | 9.0219 | 0 | 41.766 | 41.8395 | 42.7949 | 44.4922 | 45.2517 | 46.6005 | 48.2308 | 49.5724 | 47.4164 | 45.9294 | 45.0645 | 42.6341 | 1.5105
Retro5Med | Retro | GroceryRefrigeration | Commercial | Refrigeration | 0.031088 | 0.03018 | 275.5743 | 46.7407 | Grocery | FHPC_LT_Self-Retro | 0 | 0 | 0 | 0 | 0 | 0 | 0 | 0 | 0 | 0 | 0 | 0 | 0 | 0 | 0 | 0 | 0 | 0 | 0 | 0 | 0 | 3.7115 | 3.7166 | 3.798 | 3.9403 | 4.002 | 4.1273 | 4.2808 | 4.4041 | 4.2087 | 4.0776 | 4.0031 | 3.79 | 0 | 17.5452 | 17.5761 | 17.9775 | 18.6905 | 19.0095 | 19.5761 | 20.261 | 20.8246 | 19.9188 | 19.2942 | 18.9309 | 17.9099 | 0.73535
Retro5Med | Retro | GroceryRefrigeration | Commercial | Refrigeration | 0.056503 | 0.054854 | 500.8639 | 22.7145 | Grocery | Ref_Line_Insulation_WIC-Retro | 0.026367 | 0.032659 | 0.040312 | 0.047218 | 0.05439 | 0.064265 | 0.071283 | 0.073528 | 0.070307 | 0.061251 | 0.048121 | 0.032274 | 0.019027 | 0.009302 | 0.0039984 | 0.0014774 | 0.00046935 | 0.00010378 | 1.7317e-05 | 2.1093e-06 | 0.78516 | 6.7458 | 6.7551 | 6.903 | 7.1616 | 7.2738 | 7.5015 | 7.7806 | 8.0046 | 7.6494 | 7.4112 | 7.2757 | 6.8884 | 0 | 31.8889 | 31.945 | 32.6745 | 33.9704 | 34.5503 | 35.5801 | 36.8248 | 37.8492 | 36.203 | 35.0677 | 34.4074 | 32.5517 | 1.1533
Retro5Med | Retro | GroceryRefrigeration | Commercial | Refrigeration | 0.015501 | 0.015048 | 137.4051 | 30.0196 | Grocery | FHSC-Retro | 0.039984 | 0.049527 | 0.061132 | 0.071605 | 0.082481 | 0.097456 | 0.1081 | 0.1115 | 0.10662 | 0.092886 | 0.072975 | 0.048943 | 0.028854 | 0.014106 | 0.0060635 | 0.0022404 | 0.00071175 | 0.00015737 | 2.6261e-05 | 3.1987e-06 | 1.1907 | 1.8506 | 1.8532 | 1.8938 | 1.9647 | 1.9955 | 2.0579 | 2.1345 | 2.196 | 2.0985 | 2.0332 | 1.996 | 1.8897 | 0 | 8.7483 | 8.7637 | 8.9638 | 9.3193 | 9.4784 | 9.7609 | 10.1024 | 10.3834 | 9.9318 | 9.6203 | 9.4392 | 8.9301 | 0.98337
Retro5Med | Retro | GroceryRefrigeration | Commercial | Refrigeration | 0.025974 | 0.024958 | 230.3989 | 84.0115 | Grocery | ASHC_LT-Retro | 0.029743 | 0.036841 | 0.045474 | 0.053264 | 0.061355 | 0.072495 | 0.080412 | 0.082943 | 0.07931 | 0.069095 | 0.054284 | 0.036407 | 0.021463 | 0.010493 | 0.0045104 | 0.0016666 | 0.00052945 | 0.00011706 | 1.9534e-05 | 2.3794e-06 | 0.88571 | 2.8668 | 2.9259 | 3.1427 | 3.3316 | 3.4732 | 3.5816 | 3.732 | 3.8423 | 3.6575 | 3.5047 | 3.3302 | 2.903 | 0 | 13.3534 | 13.6658 | 14.7789 | 15.806 | 16.4983 | 17.0315 | 17.6878 | 18.1901 | 17.3485 | 16.5868 | 15.6567 | 13.5036 | 0.4708
Retro5Med | Retro | GroceryRefrigeration | Commercial | Refrigeration | 0.0057776 | 0.0056022 | 51.2183 | 31.1985 | Grocery | MotionSensor_DisplayCaseLighting-Retro | 0.094024 | 0.11646 | 0.14375 | 0.16838 | 0.19396 | 0.22917 | 0.2542 | 0.2622 | 0.25071 | 0.21842 | 0.1716 | 0.11509 | 0.06785 | 0.033171 | 0.014258 | 0.0052684 | 0.0016737 | 0.00037006 | 6.1752e-05 | 7.5217e-06 | 2.7999 | 0.68369 | 0.68606 | 0.70505 | 0.73331 | 0.74712 | 0.7705 | 0.79961 | 0.82271 | 0.78583 | 0.76035 | 0.74358 | 0.69751 | 0 | 3.2268 | 3.24 | 3.3348 | 3.4785 | 3.5488 | 3.6557 | 3.7851 | 3.8907 | 3.7202 | 3.5979 | 3.5141 | 3.2906 | 0.96056
Retro5Med | Retro | GroceryRefrigeration | Commercial | Refrigeration | 0.068796 | 0.066788 | 609.8358 | 65.0356 | Grocery | Add_Door_MT-Retro | 0.28801 | 0.35675 | 0.44034 | 0.51578 | 0.59412 | 0.70199 | 0.77865 | 0.80316 | 0.76798 | 0.66907 | 0.52564 | 0.35254 | 0.20784 | 0.10161 | 0.043676 | 0.016138 | 0.0051268 | 0.0011336 | 0.00018916 | 2.304e-05 | 8.5766 | 8.2134 | 8.2247 | 8.4049 | 8.7197 | 8.8564 | 9.1336 | 9.4734 | 9.7462 | 9.3137 | 9.0236 | 8.8587 | 8.3871 | 0 | 38.8269 | 38.8952 | 39.7834 | 41.3613 | 42.0673 | 43.3212 | 44.8367 | 46.084 | 44.0796 | 42.6973 | 41.8933 | 39.634 | 0.68278
Retro5Med | Retro | GroceryRefrigeration | Commercial | Refrigeration | 0.02054 | 0.019941 | 182.0761 | 26.7751 | Grocery | On_Demand_Defrost-Retro | 0.1188 | 0.14715 | 0.18164 | 0.21275 | 0.24507 | 0.28956 | 0.32118 | 0.3313 | 0.31678 | 0.27598 | 0.21682 | 0.14542 | 0.08573 | 0.041912 | 0.018016 | 0.0066567 | 0.0021148 | 0.00046759 | 7.8026e-05 | 9.5039e-06 | 3.5377 | 2.4522 | 2.4556 | 2.5094 | 2.6034 | 2.6442 | 2.727 | 2.8284 | 2.9099 | 2.7807 | 2.6941 | 2.6449 | 2.5041 | 0 | 11.5924 | 11.6128 | 11.878 | 12.3491 | 12.5599 | 12.9342 | 13.3867 | 13.7591 | 13.1607 | 12.748 | 12.5079 | 11.8333 | 1.0522
Retro5Med | Retro | GroceryRefrigeration | Commercial | Refrigeration | 0.065528 | 0.063615 | 580.862 | 14.8607 | Grocery | FHPC_LT_Remote-Retro | 0.12606 | 0.15615 | 0.19274 | 0.22575 | 0.26004 | 0.30726 | 0.34081 | 0.35154 | 0.33614 | 0.29285 | 0.23007 | 0.15431 | 0.090969 | 0.044473 | 0.019117 | 0.0070635 | 0.002244 | 0.00049616 | 8.2794e-05 | 1.0085e-05 | 3.7539 | 7.8232 | 7.834 | 8.0056 | 8.3054 | 8.4356 | 8.6997 | 9.0233 | 9.2831 | 8.8712 | 8.5949 | 8.4378 | 7.9886 | 0 | 36.9823 | 37.0473 | 37.8933 | 39.3962 | 40.0687 | 41.2629 | 42.7065 | 43.8945 | 41.9854 | 40.6687 | 39.9029 | 37.7509 | 1.4165
Retro5Med | Retro | GroceryRefrigeration | Commercial | Refrigeration | 0.016751 | 0.016262 | 148.4862 | 55.4223 | Grocery | Night_Curtain_MT-Retro | 0.0074658 | 0.0092476 | 0.011415 | 0.01337 | 0.015401 | 0.018197 | 0.020184 | 0.02082 | 0.019908 | 0.017344 | 0.013626 | 0.0091386 | 0.0053875 | 0.0026339 | 0.0011322 | 0.00041833 | 0.0001329 | 2.9384e-05 | 4.9034e-06 | 5.9725e-07 | 0.22232 | 1.9998 | 2.0026 | 2.0465 | 2.1231 | 2.1564 | 2.2239 | 2.3066 | 2.3731 | 2.2677 | 2.1971 | 2.157 | 2.0421 | 0 | 9.4538 | 9.4704 | 9.6867 | 10.0709 | 10.2428 | 10.5481 | 10.9171 | 11.2208 | 10.7328 | 10.3962 | 10.2004 | 9.6503 | 0.6502
Retro5Med | Retro | GroceryRefrigeration | Commercial | Refrigeration | 0.62554 | 0.60728 | 5545.0182 | 63.3544 | Grocery | Air_Curtain_WIF-Retro | 0.028454 | 0.035245 | 0.043504 | 0.050956 | 0.058696 | 0.069354 | 0.076927 | 0.079349 | 0.075874 | 0.066101 | 0.051931 | 0.03483 | 0.020533 | 0.010038 | 0.004315 | 0.0015944 | 0.00050651 | 0.00011199 | 1.8688e-05 | 2.2763e-06 | 0.84733 | 74.6817 | 74.7846 | 76.423 | 79.2852 | 80.5278 | 83.0489 | 86.1379 | 88.6186 | 84.6861 | 82.0483 | 80.549 | 76.2606 | 0 | 353.0395 | 353.6603 | 361.7366 | 376.0835 | 382.5031 | 393.9038 | 407.6844 | 419.0254 | 400.8004 | 388.2315 | 380.9206 | 360.3774 | 0.588
Retro5Med | Retro | GroceryRefrigeration | Commercial | Refrigeration | 0.054599 | 0.053005 | 483.9866 | 18.1927 | Grocery | FHPC_MT_Remote-Retro | 0.14805 | 0.18339 | 0.22636 | 0.26514 | 0.30541 | 0.36086 | 0.40027 | 0.41287 | 0.39479 | 0.34394 | 0.27021 | 0.18123 | 0.10684 | 0.052232 | 0.022452 | 0.0082958 | 0.0026355 | 0.00058272 | 9.7238e-05 | 1.1844e-05 | 4.4088 | 6.5185 | 6.5274 | 6.6704 | 6.9203 | 7.0287 | 7.2488 | 7.5184 | 7.7349 | 7.3917 | 7.1614 | 7.0306 | 6.6563 | 0 | 30.8144 | 30.8686 | 31.5735 | 32.8257 | 33.3861 | 34.3812 | 35.584 | 36.5739 | 34.9831 | 33.8861 | 33.2479 | 31.4549 | 1.2915
Retro5Med | Retro | GroceryRefrigeration | Commercial | Refrigeration | 0.026876 | 0.026092 | 238.2428 | 106.1734 | Grocery | Door_Closer_WIC-Retro | 0.0080741 | 0.010001 | 0.012345 | 0.014459 | 0.016656 | 0.01968 | 0.021829 | 0.022516 | 0.02153 | 0.018757 | 0.014736 | 0.0098831 | 0.0058265 | 0.0028485 | 0.0012244 | 0.00045241 | 0.00014373 | 3.1778e-05 | 5.3029e-06 | 6.4591e-07 | 0.24044 | 3.2087 | 3.2131 | 3.2835 | 3.4065 | 3.4599 | 3.5682 | 3.7009 | 3.8075 | 3.6386 | 3.5252 | 3.4608 | 3.2765 | 0 | 15.1684 | 15.1951 | 15.5421 | 16.1585 | 16.4343 | 16.9242 | 17.5162 | 18.0035 | 17.2205 | 16.6804 | 16.3663 | 15.4837 | 0.38774
Retro5Med | Retro | GroceryRefrigeration | Commercial | Refrigeration | 0.018691 | 0.018145 | 165.6838 | 124.2184 | Grocery | Evap_Fan_Contr_WIC-Retro | 0.008722 | 0.010804 | 0.013335 | 0.01562 | 0.017992 | 0.021259 | 0.02358 | 0.024323 | 0.023257 | 0.020262 | 0.015918 | 0.010676 | 0.006294 | 0.0030771 | 0.0013227 | 0.00048871 | 0.00015526 | 3.4328e-05 | 5.7284e-06 | 6.9774e-07 | 0.25973 | 2.2315 | 2.2345 | 2.2835 | 2.369 | 2.4062 | 2.4815 | 2.5738 | 2.6479 | 2.5304 | 2.4516 | 2.4068 | 2.2786 | 0 | 10.5487 | 10.5673 | 10.8086 | 11.2373 | 11.4291 | 11.7697 | 12.1815 | 12.5204 | 11.9758 | 11.6003 | 11.3818 | 10.768 | 0.33908
Retro5Med | Retro | GroceryRefrigeration | Commercial | Refrigeration | 0.0149 | 0.014465 | 132.0825 | 160.7938 | Grocery | Evap_Fan_Contr_WIF-Retro | 0.0033889 | 0.0041977 | 0.0051813 | 0.0060689 | 0.0069907 | 0.00826 | 0.009162 | 0.0094505 | 0.0090365 | 0.0078727 | 0.006185 | 0.0041482 | 0.0024455 | 0.0011956 | 0.00051392 | 0.00018989 | 6.0325e-05 | 1.3338e-05 | 2.2257e-06 | 2.7111e-07 | 0.10092 | 1.7789 | 1.7814 | 1.8204 | 1.8886 | 1.9182 | 1.9782 | 2.0518 | 2.1109 | 2.0172 | 1.9544 | 1.9187 | 1.8165 | 0 | 8.4094 | 8.4242 | 8.6166 | 8.9583 | 9.1112 | 9.3828 | 9.7111 | 9.9812 | 9.5471 | 9.2477 | 9.0735 | 8.5842 | 0.27031
Retro5Med | Retro | GroceryRefrigeration | Commercial | Refrigeration | 0.15039 | 0.146 | 1333.0948 | 325.3073 | Grocery | Air_Curtain_WIC-Retro | 0.070177 | 0.086925 | 0.10729 | 0.12567 | 0.14476 | 0.17105 | 0.18973 | 0.1957 | 0.18713 | 0.16303 | 0.12808 | 0.085901 | 0.050642 | 0.024758 | 0.010642 | 0.0039322 | 0.0012492 | 0.00027621 | 4.6091e-05 | 5.6141e-06 | 2.0898 | 17.9545 | 17.9792 | 18.3731 | 19.0612 | 19.3599 | 19.966 | 20.7087 | 21.3051 | 20.3596 | 19.7255 | 19.365 | 18.334 | 0 | 84.8753 | 85.0246 | 86.9662 | 90.4154 | 91.9587 | 94.6996 | 98.0126 | 100.7392 | 96.3576 | 93.3359 | 91.5783 | 86.6394 | 0.14137
LO5Med | NR | GroceryRefrigeration | Commercial | Refrigeration | 0.018625 | 0.018081 | 165.098 | -6.0561 | Grocery | Evap_Fan_Motor_LT-NR | 0.00080297 | 0.0018047 | 0.003048 | 0.0045135 | 0.0062144 | 0.0082377 | 0.0105 | 0.012841 | 0.015171 | 0.017241 | 0.018969 | 0.020243 | 0.021172 | 0.021791 | 0.02214 | 0.022496 | 0.02288 | 0.023211 | 0.023564 | 0.023911 | 0.35867 | 2.2236 | 2.2266 | 2.2754 | 2.3606 | 2.3976 | 2.4727 | 2.5647 | 2.6385 | 2.5215 | 2.4429 | 2.3983 | 2.2706 | 0 | 10.5114 | 10.5299 | 10.7704 | 11.1976 | 11.3887 | 11.7281 | 12.1384 | 12.4761 | 11.9335 | 11.5592 | 11.3416 | 10.7299 | 3.6114
LO5Med | NR | GroceryRefrigeration | Commercial | Refrigeration | 0.059388 | 0.057654 | 526.4375 | -6.6096 | Grocery | VS_Scroll_Compr-NR | 0.010104 | 0.022708 | 0.038352 | 0.056792 | 0.078195 | 0.10365 | 0.13212 | 0.16158 | 0.19089 | 0.21694 | 0.23869 | 0.25471 | 0.2664 | 0.27419 | 0.27858 | 0.28307 | 0.2879 | 0.29206 | 0.2965 | 0.30087 | 4.5131 | 7.0902 | 7.1 | 7.2555 | 7.5272 | 7.6452 | 7.8846 | 8.1778 | 8.4133 | 8.04 | 7.7896 | 7.6472 | 7.2401 | 0 | 33.5172 | 33.5761 | 34.3429 | 35.7049 | 36.3144 | 37.3968 | 38.7051 | 39.7818 | 38.0515 | 36.8582 | 36.1642 | 34.2138 | 3.7658
LO5Med | NR | GroceryRefrigeration | Commercial | Refrigeration | 0.013452 | 0.013059 | 119.241 | -0.86477 | Grocery | Evap_Fan_Motor_MT-NR | 0.00086189 | 0.0019371 | 0.0032716 | 0.0048446 | 0.0066704 | 0.0088421 | 0.011271 | 0.013783 | 0.016284 | 0.018506 | 0.020361 | 0.021728 | 0.022725 | 0.02339 | 0.023764 | 0.024147 | 0.024559 | 0.024914 | 0.025293 | 0.025666 | 0.38499 | 1.606 | 1.6082 | 1.6434 | 1.705 | 1.7317 | 1.7859 | 1.8523 | 1.9057 | 1.8211 | 1.7644 | 1.7321 | 1.6399 | 0 | 7.5918 | 7.6052 | 7.7788 | 8.0874 | 8.2254 | 8.4706 | 8.7669 | 9.0108 | 8.6189 | 8.3486 | 8.1914 | 7.7496 | 2.6083
LO5Med | NR | GroceryRefrigeration | Commercial | Refrigeration | 0.01284 | 0.012453 | 113.8252 | 17.333 | Grocery | LED_LT-NR | 0.0015543 | 0.0034932 | 0.0058999 | 0.0087365 | 0.012029 | 0.015946 | 0.020325 | 0.024856 | 0.029365 | 0.033373 | 0.036718 | 0.039183 | 0.040981 | 0.04218 | 0.042855 | 0.043545 | 0.044289 | 0.044929 | 0.045612 | 0.046285 | 0.30192 | 1.522 | 1.5266 | 1.5672 | 1.6293 | 1.659 | 1.7109 | 1.7753 | 1.8266 | 1.7449 | 1.6887 | 1.6527 | 1.553 | 0 | 7.1854 | 7.2116 | 7.4138 | 7.7284 | 7.8801 | 8.117 | 8.4038 | 8.638 | 8.26 | 7.9907 | 7.8113 | 7.3288 | 1.3216
LO5Med | NR | GroceryRefrigeration | Commercial | Refrigeration | 0.010522 | 0.010203 | 93.2789 | 25.4583 | Grocery | LED_MT-NR | 0.0015504 | 0.0034845 | 0.0058851 | 0.0087147 | 0.011999 | 0.015906 | 0.020274 | 0.024794 | 0.029292 | 0.033289 | 0.036626 | 0.039085 | 0.040879 | 0.042075 | 0.042748 | 0.043436 | 0.044178 | 0.044817 | 0.045497 | 0.046169 | 0.30117 | 1.2452 | 1.2495 | 1.2841 | 1.3355 | 1.3606 | 1.4032 | 1.4562 | 1.4983 | 1.4311 | 1.3847 | 1.3542 | 1.2704 | 0 | 5.8773 | 5.9011 | 6.0734 | 6.3349 | 6.4628 | 6.6574 | 6.8931 | 7.0854 | 6.7748 | 6.5522 | 6.3999 | 5.9935 | 1.0831
LO5Med | NR | GroceryRefrigeration | Commercial | Refrigeration | 0.0027683 | 0.0026875 | 24.5393 | 32.954 | Grocery | Compr_Fan_Motor-NR | 0.0008669 | 0.0019483 | 0.0032907 | 0.0048728 | 0.0067092 | 0.0088936 | 0.011336 | 0.013864 | 0.016378 | 0.018614 | 0.02048 | 0.021854 | 0.022857 | 0.023526 | 0.023902 | 0.024287 | 0.024702 | 0.025059 | 0.02544 | 0.025815 | 0.38723 | 0.3305 | 0.33096 | 0.33821 | 0.35087 | 0.35637 | 0.36753 | 0.3812 | 0.39218 | 0.37478 | 0.3631 | 0.35647 | 0.33749 | 0 | 1.5624 | 1.5651 | 1.6009 | 1.6643 | 1.6928 | 1.7432 | 1.8042 | 1.8544 | 1.7737 | 1.7181 | 1.6858 | 1.5948 | 0.92842
LO5Med | NR | GroceryRefrigeration | Commercial | Refrigeration | 0.41252 | 0.40048 | 3656.7497 | 12.9477 | Grocery | New_Case-NR | 0.072381 | 0.16267 | 0.27475 | 0.40685 | 0.56018 | 0.74256 | 0.9465 | 1.1575 | 1.3675 | 1.5541 | 1.7099 | 1.8247 | 1.9085 | 1.9643 | 1.9957 | 2.0278 | 2.0625 | 2.0923 | 2.1241 | 2.1554 | 25.865 | 49.25 | 49.3179 | 50.3983 | 52.2859 | 53.1054 | 54.7679 | 56.805 | 58.441 | 55.8476 | 54.1081 | 53.1193 | 50.2912 | 0 | 232.8175 | 233.2269 | 238.5529 | 248.0142 | 252.2477 | 259.7661 | 268.8539 | 276.3329 | 264.3141 | 256.0254 | 251.2041 | 237.6565 | 1.4366
LO5Med | NR | GroceryRefrigeration | Commercial | Refrigeration | 0.10888 | 0.1057 | 965.1355 | 395.0185 | Grocery | Propane_MT-NR | 0 | 0 | 0 | 0 | 0 | 0 | 0 | 0 | 0 | 0 | 0 | 0 | 0 | 0 | 0 | 0 | 0 | 0 | 0 | 0 | 0 | 12.9987 | 13.0166 | 13.3018 | 13.7999 | 14.0162 | 14.455 | 14.9927 | 15.4245 | 14.74 | 14.2809 | 14.0199 | 13.2735 | 0 | 61.4481 | 61.5562 | 62.9619 | 65.459 | 66.5764 | 68.5607 | 70.9593 | 72.9333 | 69.7611 | 67.5734 | 66.301 | 62.7253 | 0.11759
LO5Med | NR | GroceryRefrigeration | Commercial | Refrigeration | 0.059388 | 0.057654 | 526.4375 | 740.4965 | Grocery | Propane_LT-NR | 0 | 0 | 0 | 0 | 0 | 0 | 0 | 0 | 0 | 0 | 0 | 0 | 0 | 0 | 0 | 0 | 0 | 0 | 0 | 0 | 0 | 7.0902 | 7.1 | 7.2555 | 7.5272 | 7.6452 | 7.8846 | 8.1778 | 8.4133 | 8.04 | 7.7896 | 7.6472 | 7.2401 | 0 | 33.5172 | 33.5761 | 34.3429 | 35.7049 | 36.3144 | 37.3968 | 38.7051 | 39.7818 | 38.0515 | 36.8582 | 36.1642 | 34.2138 | 0.064141
LO5Med | New | GroceryRefrigeration | Commercial | Refrigeration | 0.0093755 | 0.0091018 | 83.1079 | 0.082243 | Grocery | HE_Cond_Coil-New | 0.00015683 | 0.000354 | 0.00058419 | 0.00089069 | 0.0013302 | 0.0018802 | 0.002474 | 0.0026173 | 0.0046044 | 0.0047586 | 0.0058161 | 0.0053812 | 0.0063378 | 0.006454 | 0.006713 | 0.0067579 | 0.0071649 | 0.0060658 | 0.0063748 | 0.0061906 | 0.082907 | 1.1193 | 1.1209 | 1.1454 | 1.1883 | 1.2069 | 1.2447 | 1.291 | 1.3282 | 1.2693 | 1.2297 | 1.2073 | 1.143 | 0 | 5.2913 | 5.3006 | 5.4217 | 5.6367 | 5.7329 | 5.9038 | 6.1103 | 6.2803 | 6.0071 | 5.8188 | 5.7092 | 5.4013 | 2.4825
LO5Med | New | GroceryRefrigeration | Commercial | Refrigeration | 0.4341 | 0.42142 | 3847.9859 | -11.2542 | Grocery | Heat_Reclaim_ER-New | 0.00039212 | 0.00088509 | 0.0014606 | 0.0022269 | 0.0033257 | 0.004701 | 0.0061856 | 0.0065439 | 0.011512 | 0.011898 | 0.014542 | 0.013454 | 0.015846 | 0.016137 | 0.016784 | 0.016896 | 0.017914 | 0.015166 | 0.015939 | 0.015478 | 0.20729 | 51.8256 | 51.897 | 53.034 | 55.0203 | 55.8826 | 57.6321 | 59.7757 | 61.4972 | 58.7682 | 56.9377 | 55.8973 | 52.9213 | 0 | 244.9931 | 245.4239 | 251.0285 | 260.9845 | 265.4394 | 273.351 | 282.9141 | 290.7842 | 278.1369 | 269.4147 | 264.3413 | 250.0852 | 5.8729
LO5Med | New | GroceryRefrigeration | Commercial | Refrigeration | 0.059388 | 0.057654 | 526.4375 | -6.6096 | Grocery | VS_Scroll_Compr-New | 0.00099342 | 0.0022424 | 0.0037005 | 0.005642 | 0.0084257 | 0.01191 | 0.015671 | 0.016579 | 0.029166 | 0.030143 | 0.036841 | 0.034086 | 0.040146 | 0.040882 | 0.042523 | 0.042807 | 0.045386 | 0.038423 | 0.040381 | 0.039214 | 0.52516 | 7.0902 | 7.1 | 7.2555 | 7.5272 | 7.6452 | 7.8846 | 8.1778 | 8.4133 | 8.04 | 7.7896 | 7.6472 | 7.2401 | 0 | 33.5172 | 33.5761 | 34.3429 | 35.7049 | 36.3144 | 37.3968 | 38.7051 | 39.7818 | 38.0515 | 36.8582 | 36.1642 | 34.2138 | 3.7658
LO5Med | New | GroceryRefrigeration | Commercial | Refrigeration | 0.14792 | 0.14361 | 1311.261 | 4.8047 | Grocery | Heat_Reclaim_HP-New | 0.00026476 | 0.00059763 | 0.00098625 | 0.0015037 | 0.0022456 | 0.0031742 | 0.0041766 | 0.0044186 | 0.0077732 | 0.0080336 | 0.0098189 | 0.0090846 | 0.0107 | 0.010896 | 0.011333 | 0.011409 | 0.012096 | 0.010241 | 0.010762 | 0.010451 | 0.13996 | 17.6604 | 17.6847 | 18.0722 | 18.749 | 19.0429 | 19.639 | 20.3695 | 20.9561 | 20.0262 | 19.4024 | 19.0479 | 18.0338 | 0 | 83.4852 | 83.632 | 85.5419 | 88.9345 | 90.4526 | 93.1486 | 96.4074 | 99.0892 | 94.7795 | 91.8072 | 90.0784 | 85.2204 | 2.0013
LO5Med | New | GroceryRefrigeration | Commercial | Refrigeration | 0.036977 | 0.035898 | 327.7819 | 2.17 | Grocery | Commissioning-New | 0.0010078 | 0.0022749 | 0.0037541 | 0.0057237 | 0.0085478 | 0.012082 | 0.015898 | 0.016819 | 0.029588 | 0.03058 | 0.037375 | 0.03458 | 0.040728 | 0.041474 | 0.043139 | 0.043427 | 0.046043 | 0.03898 | 0.040966 | 0.039782 | 0.53277 | 4.4146 | 4.4207 | 4.5176 | 4.6868 | 4.7602 | 4.9093 | 5.0919 | 5.2385 | 5.006 | 4.8501 | 4.7615 | 4.508 | 0 | 20.8692 | 20.9059 | 21.3833 | 22.2314 | 22.6109 | 23.2848 | 24.0994 | 24.7698 | 23.6925 | 22.9495 | 22.5173 | 21.3029 | 2.244
LO5Med | New | GroceryRefrigeration | Commercial | Refrigeration | 0.76555 | 0.74321 | 6786.1572 | 1.0153 | Grocery | LSHX_WIF-New | 0.0011291 | 0.0025487 | 0.004206 | 0.0064126 | 0.0095766 | 0.013537 | 0.017812 | 0.018843 | 0.03315 | 0.03426 | 0.041874 | 0.038742 | 0.04563 | 0.046466 | 0.048331 | 0.048654 | 0.051585 | 0.043672 | 0.045896 | 0.04457 | 0.5969 | 91.3977 | 91.5236 | 93.5287 | 97.0316 | 98.5524 | 101.6377 | 105.4181 | 108.4541 | 103.6413 | 100.4132 | 98.5783 | 93.3299 | 0 | 432.0602 | 432.82 | 442.704 | 460.2621 | 468.1186 | 482.0711 | 498.9362 | 512.8156 | 490.5114 | 475.1292 | 466.1819 | 441.0405 | 2.3699
LO5Med | New | GroceryRefrigeration | Commercial | Refrigeration | 0.0087535 | 0.008498 | 77.5943 | 6.0835 | Grocery | LSHX_LT-New | 0.0003717 | 0.000839 | 0.0013846 | 0.002111 | 0.0031525 | 0.0044562 | 0.0058635 | 0.0062031 | 0.010913 | 0.011278 | 0.013784 | 0.012754 | 0.015021 | 0.015296 | 0.01591 | 0.016016 | 0.016981 | 0.014376 | 0.015109 | 0.014672 | 0.19649 | 1.0451 | 1.0465 | 1.0694 | 1.1095 | 1.1269 | 1.1621 | 1.2054 | 1.2401 | 1.1851 | 1.1481 | 1.1272 | 1.0672 | 0 | 4.9403 | 4.949 | 5.062 | 5.2627 | 5.3526 | 5.5121 | 5.7049 | 5.8636 | 5.6086 | 5.4327 | 5.3304 | 5.0429 | 1.9015
LO5Med | New | GroceryRefrigeration | Commercial | Refrigeration | 0.043981 | 0.042697 | 389.8629 | 99.2947 | Grocery | LSHX_WIC-New | 0.00013309 | 0.00030042 | 0.00049576 | 0.00075586 | 0.0011288 | 0.0015956 | 0.0020995 | 0.0022211 | 0.0039074 | 0.0040383 | 0.0049357 | 0.0045666 | 0.0053785 | 0.0054771 | 0.0056969 | 0.0057349 | 0.0060804 | 0.0051477 | 0.0054099 | 0.0052535 | 0.070357 | 5.2508 | 5.258 | 5.3732 | 5.5744 | 5.6618 | 5.8391 | 6.0562 | 6.2307 | 5.9542 | 5.7687 | 5.6633 | 5.3618 | 0 | 24.8217 | 24.8654 | 25.4332 | 26.4419 | 26.8933 | 27.6949 | 28.6637 | 29.4611 | 28.1797 | 27.296 | 26.782 | 25.3377 | 0.41019
LO5Med | New | GroceryRefrigeration | Commercial | Refrigeration | 0.0013342 | 0.0012952 | 11.8264 | 139.6332 | Grocery | LSHX_MT-New | 8.9836e-05 | 0.00020278 | 0.00033464 | 0.00051021 | 0.00076195 | 0.001077 | 0.0014172 | 0.0014993 | 0.0026375 | 0.0027259 | 0.0033316 | 0.0030825 | 0.0036305 | 0.003697 | 0.0038454 | 0.0038711 | 0.0041043 | 0.0034747 | 0.0036517 | 0.0035461 | 0.047491 | 0.15928 | 0.1595 | 0.163 | 0.1691 | 0.17175 | 0.17713 | 0.18372 | 0.18901 | 0.18062 | 0.17499 | 0.1718 | 0.16265 | 0 | 0.75296 | 0.75429 | 0.77151 | 0.80211 | 0.8158 | 0.84012 | 0.86951 | 0.8937 | 0.85483 | 0.82802 | 0.81243 | 0.76861 | 0.30624
LO50Fast | NR | Servers & Power Supplies | Commercial | Electronics | 0.089354 | 0.06899 | 1109.0074 | -6.2406 | Embedded DC | ENERGY STAR Servers | 1.6704 | 2.4499 | 2.9696 | 3.3036 | 3.5247 | 3.6352 | 3.6843 | 3.7039 | 3.7111 | 3.712 | 3.712 | 3.712 | 3.712 | 3.712 | 3.712 | 3.712 | 3.712 | 3.712 | 3.712 | 3.712 | 18.8461 | 9.5148 | 8.9039 | 10.2791 | 9.5673 | 10.7249 | 12.2574 | 13.8846 | 14.67 | 12.9126 | 11.3419 | 10.0151 | 9.3263 | 0 | 63.2029 | 60.3251 | 71.0908 | 72.773 | 83.987 | 93.5171 | 103.8098 | 110.5428 | 98.8005 | 86.971 | 67.8286 | 62.7611 | 5.1757
LO50Fast | NR | Servers & Power Supplies | Commercial | Electronics | 0.0013408 | 0.0010352 | 16.6414 | 37.0334 | Embedded DC | ENERGY STAR Power Supplies for Servers | 0.053586 | 0.078592 | 0.095263 | 0.10598 | 0.11307 | 0.11662 | 0.11819 | 0.11882 | 0.11905 | 0.11908 | 0.11908 | 0.11908 | 0.11908 | 0.11908 | 0.11908 | 0.11908 | 0.11908 | 0.11908 | 0.11908 | 0.11908 | 0.42781 | 0.14278 | 0.13361 | 0.15424 | 0.14356 | 0.16093 | 0.18393 | 0.20835 | 0.22013 | 0.19376 | 0.17019 | 0.15028 | 0.13995 | 0 | 0.9484 | 0.90522 | 1.0668 | 1.092 | 1.2603 | 1.4033 | 1.5577 | 1.6588 | 1.4826 | 1.3051 | 1.0178 | 0.94177 | 0.85906
Retro12Med | Retro | Showerheads | Commercial | Water Heating | 0.017714 | 0.011725 | 158.8277 | -358.2787 | Lodging | Com Showerhead 1_50 GPM Hospitality | 0.11667 | 0.11813 | 0.11956 | 0.12098 | 0.12238 | 0.11139 | 0.090092 | 0.072851 | 0.058897 | 0.047604 | 0.038468 | 0.031079 | 0.025105 | 0.020276 | 0.016373 | 0.01322 | 9.0994e-05 | 3.2791e-05 | 1.1014e-05 | 3.619e-06 | 1.2644 | 2.6691 | 2.4668 | 2.9153 | 2.4421 | 2.4161 | 2.0508 | 2.0524 | 2.0217 | 1.9262 | 2.1027 | 2.3592 | 2.5204 | 0 | 11.7518 | 10.8764 | 12.8293 | 11.8389 | 12.011 | 10.1777 | 10.1598 | 10.0005 | 9.5384 | 10.2171 | 10.3764 | 11.1076 | 25.4821
Retro12Med | Retro | Showerheads | Commercial | Water Heating | 0.010607 | 0.0091762 | 107.4043 | -374.5085 | Hospital | Com Showerhead 1_50 GPM Health Care | 0.014169 | 0.014346 | 0.01452 | 0.014692 | 0.014862 | 0.013527 | 0.010941 | 0.0088472 | 0.0071525 | 0.0057811 | 0.0046716 | 0.0037743 | 0.0030487 | 0.0024623 | 0.0019884 | 0.0016054 | 1.105e-05 | 3.9822e-06 | 1.3376e-06 | 4.395e-07 | 0.15355 | 1.474 | 1.3325 | 1.4757 | 1.2733 | 1.2791 | 1.1352 | 1.1105 | 1.09 | 1.0454 | 1.1107 | 1.2369 | 1.3954 | 0 | 8.7485 | 8.0287 | 8.9081 | 8.0698 | 8.1514 | 7.2891 | 7.0484 | 6.97 | 6.634 | 7.0323 | 7.3 | 8.2651 | 18.2462
Retro12Med | Retro | Showerheads | Commercial | Water Heating | 0.0089815 | 0.0068341 | 91.9659 | -210.8855 | Large Office | Com Showerhead 1_50 GPM Commercial - Employee Shower | 0.021751 | 0.022022 | 0.02229 | 0.022554 | 0.022815 | 0.020765 | 0.016795 | 0.013581 | 0.01098 | 0.0088745 | 0.0071713 | 0.0057938 | 0.0046801 | 0.0037798 | 0.0030523 | 0.0024645 | 1.6963e-05 | 6.113e-06 | 2.0533e-06 | 6.7466e-07 | 0.23571 | 1.5139 | 1.3858 | 1.5202 | 1.2747 | 1.265 | 1.1035 | 1.0979 | 1.071 | 1.0205 | 1.1043 | 1.2506 | 1.417 | 0 | 7.2501 | 6.6674 | 7.3306 | 6.7707 | 6.8771 | 6.0542 | 5.9448 | 5.8261 | 5.5307 | 5.8617 | 6.0113 | 6.8167 | 9.7687
Retro12Med | Retro | Showerheads | Commercial | Water Heating | 0.006518 | 0.0049684 | 114.6609 | -279.2161 | School K-12 | Com Showerhead 1_50 GPM School | 0.0021174 | 0.0021439 | 0.0021699 | 0.0021956 | 0.002221 | 0.0020215 | 0.001635 | 0.0013221 | 0.0010689 | 0.00086393 | 0.00069812 | 0.00056403 | 0.00045561 | 0.00036797 | 0.00029714 | 0.00023992 | 1.6514e-06 | 5.951e-07 | 1.9989e-07 | 6.5678e-08 | 0.022946 | 0.78144 | 0.69874 | 0.77327 | 0.62517 | 0.62656 | 0.5786 | 0.55715 | 0.53189 | 0.51422 | 0.52569 | 0.66519 | 0.73854 | 0 | 10.1071 | 9.5578 | 10.8015 | 9.3577 | 9.3322 | 8.6071 | 7.8616 | 7.903 | 7.5761 | 7.8393 | 8.4604 | 9.6405 | 15.0275
Retro12Med | Retro | Showerheads | Commercial | Water Heating | 0.25289 | 0.19243 | 2589.4501 | -368.9948 | Other | Com Showerhead 1_50 GPM Fitness Center | 0.11589 | 0.11734 | 0.11876 | 0.12017 | 0.12156 | 0.11064 | 0.089488 | 0.072363 | 0.058502 | 0.047284 | 0.03821 | 0.03087 | 0.024936 | 0.02014 | 0.016263 | 0.013131 | 9.0384e-05 | 3.2571e-05 | 1.094e-05 | 3.5947e-06 | 1.2559 | 42.6262 | 39.0196 | 42.8043 | 35.8899 | 35.6184 | 31.0699 | 30.9144 | 30.1544 | 28.7328 | 31.0942 | 35.212 | 39.8983 | 0 | 204.1396 | 187.732 | 206.4064 | 190.6411 | 193.6374 | 170.4656 | 167.3866 | 164.0437 | 155.7251 | 165.0447 | 169.2574 | 191.9361 | 411.2226
LO80Fast | New | Street and Roadway Lighting | Commercial | Lighting | 0.077953 | 0.083092 | 357.8068 | -131.651 | All Btype | Streetlight - HPS 100W - New | 0 | 0 | 0 | 0 | 0 | 0 | 0 | 0 | 0 | 0 | 0 | 0 | 0 | 0 | 0 | 0 | 0 | 0 | 0 | 0 | 0 | 10.6567 | 9.5542 | 10.4928 | 7.0059 | 5.5717 | 4.1949 | 4.7069 | 6.3571 | 8.504 | 10.4067 | 10.1866 | 10.6467 | 0 | 28.4685 | 22.429 | 20.8448 | 18.9455 | 17.5535 | 16.2676 | 17.5039 | 18.9789 | 19.8337 | 23.0097 | 26.2318 | 29.456 | 51.3806
LO80Fast | New | Street and Roadway Lighting | Commercial | Lighting | 0.13526 | 0.14417 | 620.8303 | -76.2922 | All Btype | Streetlight - HPS 250W - New | 0 | 0 | 0 | 0 | 0 | 0 | 0 | 0 | 0 | 0 | 0 | 0 | 0 | 0 | 0 | 0 | 0 | 0 | 0 | 0 | 0 | 18.4904 | 16.5774 | 18.206 | 12.1559 | 9.6674 | 7.2786 | 8.1669 | 11.0303 | 14.7552 | 18.0567 | 17.6748 | 18.4731 | 0 | 49.3956 | 38.9165 | 36.1677 | 32.8724 | 30.457 | 28.2259 | 30.371 | 32.9302 | 34.4134 | 39.9241 | 45.5148 | 51.1091 | 7.5047
LO80Fast | New | Street and Roadway Lighting | Commercial | Lighting | 0.10944 | 0.11666 | 502.3513 | -132.3327 | All Btype | Streetlight - MH 200W - New | 0 | 0 | 0 | 0 | 0 | 0 | 0 | 0 | 0 | 0 | 0 | 0 | 0 | 0 | 0 | 0 | 0 | 0 | 0 | 0 | 0 | 14.9617 | 13.4138 | 14.7316 | 9.8361 | 7.8225 | 5.8896 | 6.6083 | 8.9253 | 11.9393 | 14.6108 | 14.3018 | 14.9477 | 0 | 39.969 | 31.4897 | 29.2655 | 26.599 | 24.6446 | 22.8393 | 24.575 | 26.6458 | 27.8459 | 32.305 | 36.8288 | 41.3554 | 9999
LO80Fast | New | Street and Roadway Lighting | Commercial | Lighting | 0.26741 | 0.28505 | 1227.4432 | -80.1087 | All Btype | Streetlight - MH 400W - New | 0 | 0 | 0 | 0 | 0 | 0 | 0 | 0 | 0 | 0 | 0 | 0 | 0 | 0 | 0 | 0 | 0 | 0 | 0 | 0 | 0 | 36.5574 | 32.7752 | 35.995 | 24.0334 | 19.1134 | 14.3905 | 16.1467 | 21.8079 | 29.1725 | 35.7 | 34.9449 | 36.5231 | 0 | 97.6601 | 76.9418 | 71.5072 | 64.9919 | 60.2165 | 55.8053 | 60.0464 | 65.1064 | 68.0387 | 78.9339 | 89.9873 | 101.0477 | 9999
LO80Fast | New | Street and Roadway Lighting | Commercial | Lighting | 0.70519 | 0.75168 | 3236.8482 | -70.3381 | All Btype | Streetlight - MH 1000W - New | 0.0023765 | 0.0025092 | 0.002637 | 0.0027271 | 0.002775 | 0.0027962 | 0.0027983 | 0.0027877 | 0.0027684 | 0.0027491 | 0.0027178 | 0.0026904 | 0.0026666 | 0.002648 | 0.0026325 | 0.0026175 | 0.0026054 | 0.0025952 | 0.0025952 | 0.0025952 | 0.053288 | 96.4043 | 86.4303 | 94.9213 | 63.3776 | 50.4033 | 37.9487 | 42.5799 | 57.5089 | 76.9299 | 94.1431 | 92.152 | 96.3137 | 0 | 257.536 | 202.9007 | 188.5691 | 171.388 | 158.7949 | 147.1623 | 158.3463 | 171.6897 | 179.4224 | 208.1538 | 237.3025 | 266.4694 | 9999
LO50Fast | Retro | Street and Roadway Lighting | Commercial | Lighting | 0.077953 | 0.083092 | 357.8068 | -66.4086 | All Btype | Streetlight - HPS 100W - Retro | 0.85359 | 0.39834 | 0.26556 | 0.17072 | 0.11294 | 0.056471 | 0.025098 | 0.010039 | 0.0036506 | 0.0012169 | 0.00037442 | 0.00010698 | 2.8527e-05 | 7.1318e-06 | 1.6781e-06 | 3.729e-07 | 7.8506e-08 | 1.5701e-08 | 2.9907e-09 | 5.4377e-10 | 1.897 | 10.6567 | 9.5542 | 10.4928 | 7.0059 | 5.5717 | 4.1949 | 4.7069 | 6.3571 | 8.504 | 10.4067 | 10.1866 | 10.6467 | 0 | 28.4685 | 22.429 | 20.8448 | 18.9455 | 17.5535 | 16.2676 | 17.5039 | 18.9789 | 19.8337 | 23.0097 | 26.2318 | 29.456 | 2.4155
LO50Fast | Retro | Street and Roadway Lighting | Commercial | Lighting | 0.10944 | 0.11666 | 502.3513 | -12.9763 | All Btype | Streetlight - MH 200W - Retro | 0.29073 | 0.13567 | 0.090448 | 0.058145 | 0.038467 | 0.019234 | 0.0085483 | 0.0034193 | 0.0012434 | 0.00041446 | 0.00012753 | 3.6436e-05 | 9.7162e-06 | 2.429e-06 | 5.7154e-07 | 1.2701e-07 | 2.6739e-08 | 5.3477e-09 | 1.0186e-09 | 1.852e-10 | 0.6461 | 14.9617 | 13.4138 | 14.7316 | 9.8361 | 7.8225 | 5.8896 | 6.6083 | 8.9253 | 11.9393 | 14.6108 | 14.3018 | 14.9477 | 0 | 39.969 | 31.4897 | 29.2655 | 26.599 | 24.6446 | 22.8393 | 24.575 | 26.6458 | 27.8459 | 32.305 | 36.8288 | 41.3554 | 1.4465
LO50Fast | Retro | Street and Roadway Lighting | Commercial | Lighting | 0.13526 | 0.14417 | 620.8303 | 5.7353 | All Btype | Streetlight - HPS 250W - Retro | 0.38398 | 0.17919 | 0.11946 | 0.076796 | 0.050805 | 0.025403 | 0.01129 | 0.0045161 | 0.0016422 | 0.0005474 | 0.00016843 | 4.8123e-05 | 1.2833e-05 | 3.2082e-06 | 7.5486e-07 | 1.6775e-07 | 3.5315e-08 | 7.0631e-09 | 1.3453e-09 | 2.4461e-10 | 0.85335 | 18.4904 | 16.5774 | 18.206 | 12.1559 | 9.6674 | 7.2786 | 8.1669 | 11.0303 | 14.7552 | 18.0567 | 17.6748 | 18.4731 | 0 | 49.3956 | 38.9165 | 36.1677 | 32.8724 | 30.457 | 28.2259 | 30.371 | 32.9302 | 34.4134 | 39.9241 | 45.5148 | 51.1091 | 1.2515
LO50Fast | Retro | Street and Roadway Lighting | Commercial | Lighting | 0.26741 | 0.28505 | 1227.4432 | -2.5651 | All Btype | Streetlight - MH 400W - Retro | 0.94896 | 0.44285 | 0.29523 | 0.18979 | 0.12556 | 0.062781 | 0.027902 | 0.011161 | 0.0040585 | 0.0013528 | 0.00041625 | 0.00011893 | 3.1714e-05 | 7.9286e-06 | 1.8656e-06 | 4.1457e-07 | 8.7277e-08 | 1.7455e-08 | 3.3248e-09 | 6.0452e-10 | 2.1089 | 36.5574 | 32.7752 | 35.995 | 24.0334 | 19.1134 | 14.3905 | 16.1467 | 21.8079 | 29.1725 | 35.7 | 34.9449 | 36.5231 | 0 | 97.6601 | 76.9418 | 71.5072 | 64.9919 | 60.2165 | 55.8053 | 60.0464 | 65.1064 | 68.0387 | 78.9339 | 89.9873 | 101.0477 | 1.5208
LO50Fast | Retro | Street and Roadway Lighting | Commercial | Lighting | 0.70519 | 0.75168 | 3236.8482 | -0.29354 | All Btype | Streetlight - MH 1000W - Retro | 0.2002 | 0.093425 | 0.062283 | 0.040039 | 0.026488 | 0.013245 | 0.0058864 | 0.0023546 | 0.0008562 | 0.0002854 | 8.7815e-05 | 2.509e-05 | 6.6906e-06 | 1.6727e-06 | 3.9357e-07 | 8.7459e-08 | 1.8412e-08 | 3.6825e-09 | 7.0143e-10 | 1.2753e-10 | 0.44491 | 96.4043 | 86.4303 | 94.9213 | 63.3776 | 50.4033 | 37.9487 | 42.5799 | 57.5089 | 76.9299 | 94.1431 | 92.152 | 96.3137 | 0 | 257.536 | 202.9007 | 188.5691 | 171.388 | 158.7949 | 147.1623 | 158.3463 | 171.6897 | 179.4224 | 208.1538 | 237.3025 | 266.4694 | 1.6593
LO5Med | NR | UnitaryAC | Commercial | HVAC | 4.6792e-05 | 1.2975e-05 | 0.37279 | 11.68 | Large Off | UnitaryAC-NR-Large Off | 0.0035454 | 0.0078749 | 0.013146 | 0.019235 | 0.026147 | 0.034192 | 0.042974 | 0.051894 | 0.06024 | 0.067346 | 0.072766 | 0.076394 | 0.078459 | 0.079293 | 0.079055 | 0.079978 | 0.079693 | 0.079239 | 0.078943 | 0.078682 | 1.1802 | 0.00097301 | 0.00067563 | 0.0010031 | 0.00097076 | 0.0020263 | 0.0036661 | 0.0092395 | 0.0097832 | 0.004027 | 0.0014212 | 0.00088986 | 0.0009099 | 0 | 0.011366 | 0.0084238 | 0.013526 | 0.01328 | 0.027328 | 0.040332 | 0.070493 | 0.070783 | 0.040158 | 0.020304 | 0.011377 | 0.009832 | 1.6452
LO5Med | NR | UnitaryAC | Commercial | HVAC | 7.9392e-05 | 2.2015e-05 | 0.63251 | -3.7313 | Medium Off | UnitaryAC-NR-Medium Off | 0.0050378 | 0.01119 | 0.01868 | 0.027332 | 0.037153 | 0.048584 | 0.061063 | 0.073738 | 0.085598 | 0.095695 | 0.1034 | 0.10855 | 0.11149 | 0.11267 | 0.11233 | 0.11438 | 0.11396 | 0.11315 | 0.11255 | 0.11217 | 1.6825 | 0.0016509 | 0.0011463 | 0.0017019 | 0.0016471 | 0.003438 | 0.0062202 | 0.015677 | 0.016599 | 0.0068325 | 0.0024113 | 0.0015098 | 0.0015438 | 0 | 0.019284 | 0.014293 | 0.02295 | 0.022533 | 0.046367 | 0.068431 | 0.1196 | 0.1201 | 0.068136 | 0.034449 | 0.019303 | 0.016682 | 3.0452
LO5Med | NR | UnitaryAC | Commercial | HVAC | 4.3814e-05 | 1.2149e-05 | 0.34906 | 49.7599 | Small Off | UnitaryAC-NR-Small Off | 0.0020912 | 0.0046448 | 0.0077541 | 0.011345 | 0.015422 | 0.020167 | 0.025347 | 0.030609 | 0.035532 | 0.039723 | 0.042919 | 0.045059 | 0.046278 | 0.046769 | 0.046629 | 0.046834 | 0.046688 | 0.046491 | 0.046321 | 0.046174 | 0.6926 | 0.00091108 | 0.00063262 | 0.0009392 | 0.00090897 | 0.0018973 | 0.0034327 | 0.0086514 | 0.0091605 | 0.0037706 | 0.0013307 | 0.00083322 | 0.00085199 | 0 | 0.010642 | 0.0078876 | 0.012665 | 0.012435 | 0.025588 | 0.037765 | 0.066006 | 0.066277 | 0.037602 | 0.019011 | 0.010653 | 0.0092062 | 0.77025
LO5Med | NR | UnitaryAC | Commercial | HVAC | 0.00011166 | 3.0963e-05 | 0.88959 | -7.7946 | XLarge Ret | UnitaryAC-NR-XLarge Ret | 0.007689 | 0.017051 | 0.028419 | 0.041515 | 0.056342 | 0.073559 | 0.092304 | 0.11129 | 0.12898 | 0.14396 | 0.15529 | 0.16278 | 0.16691 | 0.16841 | 0.16764 | 0.16829 | 0.16746 | 0.16698 | 0.16683 | 0.16576 | 2.4865 | 0.0023219 | 0.0016123 | 0.0023936 | 0.0023166 | 0.0048353 | 0.0087485 | 0.022048 | 0.023346 | 0.0096097 | 0.0033914 | 0.0021235 | 0.0021713 | 0 | 0.027122 | 0.020102 | 0.032278 | 0.031691 | 0.065213 | 0.096245 | 0.16822 | 0.16891 | 0.095831 | 0.048451 | 0.027149 | 0.023462 | 3.926
LO5Med | NR | UnitaryAC | Commercial | HVAC | 0.00011166 | 3.0963e-05 | 0.88959 | -8.9653 | Large Ret | UnitaryAC-NR-Large Ret | 0.010087 | 0.022368 | 0.037282 | 0.054462 | 0.073912 | 0.096499 | 0.12109 | 0.14599 | 0.1692 | 0.18885 | 0.20372 | 0.21354 | 0.21896 | 0.22093 | 0.21991 | 0.22005 | 0.21901 | 0.21807 | 0.21726 | 0.21614 | 3.2421 | 0.0023219 | 0.0016123 | 0.0023936 | 0.0023166 | 0.0048353 | 0.0087485 | 0.022048 | 0.023346 | 0.0096097 | 0.0033914 | 0.0021235 | 0.0021713 | 0 | 0.027122 | 0.020102 | 0.032278 | 0.031691 | 0.065213 | 0.096245 | 0.16822 | 0.16891 | 0.095831 | 0.048451 | 0.027149 | 0.023462 | 4.2829
LO5Med | NR | UnitaryAC | Commercial | HVAC | 4.4588e-05 | 1.2364e-05 | 0.35523 | 10.4054 | Medium Ret | UnitaryAC-NR-Medium Ret | 0.001394 | 0.0030913 | 0.0051523 | 0.0075266 | 0.010215 | 0.013336 | 0.016734 | 0.020176 | 0.023383 | 0.026099 | 0.028154 | 0.029511 | 0.03026 | 0.030532 | 0.030392 | 0.030716 | 0.030568 | 0.030533 | 0.030651 | 0.03041 | 0.45614 | 0.00092718 | 0.0006438 | 0.0009558 | 0.00092504 | 0.0019308 | 0.0034934 | 0.0088043 | 0.0093224 | 0.0038373 | 0.0013542 | 0.00084795 | 0.00086705 | 0 | 0.01083 | 0.0080271 | 0.012889 | 0.012655 | 0.026041 | 0.038432 | 0.067172 | 0.067449 | 0.038267 | 0.019347 | 0.010841 | 0.0093689 | 1.7103
LO5Med | NR | UnitaryAC | Commercial | HVAC | 4.4588e-05 | 1.2364e-05 | 0.35523 | 48.5163 | Small Ret | UnitaryAC-NR-Small Ret | 0.0005854 | 0.0012982 | 0.0021637 | 0.0031608 | 0.0042896 | 0.0056004 | 0.0070276 | 0.0084727 | 0.0098197 | 0.01096 | 0.011823 | 0.012393 | 0.012708 | 0.012822 | 0.012763 | 0.01279 | 0.01273 | 0.012686 | 0.012658 | 0.012591 | 0.18887 | 0.00092718 | 0.0006438 | 0.0009558 | 0.00092504 | 0.0019308 | 0.0034934 | 0.0088043 | 0.0093224 | 0.0038373 | 0.0013542 | 0.00084795 | 0.00086705 | 0 | 0.01083 | 0.0080271 | 0.012889 | 0.012655 | 0.026041 | 0.038432 | 0.067172 | 0.067449 | 0.038267 | 0.019347 | 0.010841 | 0.0093689 | 0.78387
LO5Med | NR | UnitaryAC | Commercial | HVAC | 6.9694e-06 | 1.9326e-06 | 0.055524 | 184.4708 | School K-12 | UnitaryAC-NR-School K-12 | 0.00027542 | 0.0006123 | 0.0010231 | 0.0014983 | 0.0020385 | 0.0026681 | 0.0033565 | 0.0040568 | 0.0047136 | 0.0052743 | 0.0057039 | 0.0059937 | 0.0061613 | 0.0062324 | 0.0062193 | 0.0062502 | 0.0062365 | 0.006223 | 0.0062095 | 0.0061957 | 0.092936 | 0.00014492 | 0.00010063 | 0.0001494 | 0.00014459 | 0.0003018 | 0.00054604 | 0.0013762 | 0.0014571 | 0.00059979 | 0.00021167 | 0.00013254 | 0.00013552 | 0 | 0.0016928 | 0.0012547 | 0.0020146 | 0.001978 | 0.0040703 | 0.0060072 | 0.010499 | 0.010543 | 0.0059813 | 0.0030241 | 0.0016945 | 0.0014644 | 0.26732
LO5Med | NR | UnitaryAC | Commercial | HVAC | 2.1454e-05 | 5.9492e-06 | 0.17092 | 45.1773 | University | UnitaryAC-NR-University | 0.00049947 | 0.0011101 | 0.0018543 | 0.0027147 | 0.0036924 | 0.0048314 | 0.006076 | 0.0073416 | 0.0085276 | 0.0095392 | 0.010313 | 0.010834 | 0.011133 | 0.011258 | 0.011231 | 0.011268 | 0.011238 | 0.011219 | 0.01119 | 0.011168 | 0.16752 | 0.00044613 | 0.00030978 | 0.0004599 | 0.0004451 | 0.00092905 | 0.0016809 | 0.0042363 | 0.0044856 | 0.0018464 | 0.00065162 | 0.000408 | 0.00041719 | 0 | 0.0052112 | 0.0038624 | 0.0062018 | 0.0060891 | 0.01253 | 0.018492 | 0.032321 | 0.032454 | 0.018413 | 0.0093093 | 0.0052164 | 0.004508 | 0.82292
LO5Med | NR | UnitaryAC | Commercial | HVAC | 9.9449e-06 | 2.7577e-06 | 0.07923 | 122.7409 | Warehouse | UnitaryAC-NR-Warehouse | 0.00033169 | 0.00073547 | 0.0012257 | 0.0017903 | 0.0024293 | 0.0031713 | 0.003979 | 0.0047966 | 0.0055585 | 0.0062034 | 0.0066911 | 0.0070126 | 0.0071898 | 0.0072536 | 0.0072194 | 0.0072332 | 0.0072119 | 0.0071749 | 0.0071416 | 0.0070944 | 0.10642 | 0.0002068 | 0.00014359 | 0.00021318 | 0.00020632 | 0.00043065 | 0.00077917 | 0.0019637 | 0.0020793 | 0.00085587 | 0.00030205 | 0.00018913 | 0.00019339 | 0 | 0.0024156 | 0.0017903 | 0.0028748 | 0.0028225 | 0.0058081 | 0.0085719 | 0.014982 | 0.015044 | 0.008535 | 0.0043152 | 0.002418 | 0.0020896 | 0.38145
LO5Med | NR | UnitaryAC | Commercial | HVAC | 2.394e-05 | 6.6383e-06 | 0.19072 | 38.2201 | Supermarket | UnitaryAC-NR-Supermarket | 0.00051094 | 0.0011329 | 0.001888 | 0.0027577 | 0.0037421 | 0.0048851 | 0.0061292 | 0.0073887 | 0.0085623 | 0.0095558 | 0.010307 | 0.010802 | 0.011075 | 0.011173 | 0.011121 | 0.011169 | 0.011115 | 0.011058 | 0.011005 | 0.010957 | 0.16435 | 0.00049781 | 0.00034566 | 0.00051317 | 0.00049666 | 0.0010367 | 0.0018756 | 0.0047271 | 0.0050052 | 0.0020603 | 0.00072709 | 0.00045526 | 0.00046552 | 0 | 0.0058148 | 0.0043098 | 0.0069202 | 0.0067945 | 0.013981 | 0.020634 | 0.036065 | 0.036213 | 0.020546 | 0.010388 | 0.0058206 | 0.0050302 | 0.91824
LO5Med | NR | UnitaryAC | Commercial | HVAC | 2.394e-05 | 6.6383e-06 | 0.19072 | 109.203 | MiniMart | UnitaryAC-NR-MiniMart | 0.00017869 | 0.00039714 | 0.00066339 | 0.00097123 | 0.001321 | 0.0017285 | 0.0021738 | 0.0026266 | 0.0030508 | 0.0034128 | 0.0036896 | 0.0038759 | 0.0039831 | 0.0040278 | 0.0040182 | 0.0040293 | 0.0040189 | 0.004009 | 0.0039984 | 0.0040137 | 0.060205 | 0.00049781 | 0.00034566 | 0.00051317 | 0.00049666 | 0.0010367 | 0.0018756 | 0.0047271 | 0.0050052 | 0.0020603 | 0.00072709 | 0.00045526 | 0.00046552 | 0 | 0.0058148 | 0.0043098 | 0.0069202 | 0.0067945 | 0.013981 | 0.020634 | 0.036065 | 0.036213 | 0.020546 | 0.010388 | 0.0058206 | 0.0050302 | 0.42086
LO5Med | NR | UnitaryAC | Commercial | HVAC | 0.00017831 | 4.9443e-05 | 1.4205 | -13.7782 | Restaurant | UnitaryAC-NR-Restaurant | 0.0046101 | 0.010178 | 0.016889 | 0.024563 | 0.033188 | 0.043138 | 0.053891 | 0.064686 | 0.074638 | 0.08294 | 0.089075 | 0.092954 | 0.094893 | 0.095323 | 0.094465 | 0.095371 | 0.094288 | 0.093295 | 0.09241 | 0.091576 | 1.3736 | 0.0037077 | 0.0025745 | 0.0038222 | 0.0036992 | 0.0077213 | 0.01397 | 0.035208 | 0.03728 | 0.015345 | 0.0054155 | 0.0033909 | 0.0034673 | 0 | 0.04331 | 0.0321 | 0.051543 | 0.050606 | 0.10414 | 0.15369 | 0.26862 | 0.26972 | 0.15303 | 0.077369 | 0.043353 | 0.037466 | 6.8392
LO5Med | NR | UnitaryAC | Commercial | HVAC | 0.00014674 | 4.0689e-05 | 1.169 | -11.1524 | Lodging | UnitaryAC-NR-Lodging | 0.0026606 | 0.0059054 | 0.0098515 | 0.014404 | 0.019566 | 0.025568 | 0.032113 | 0.038752 | 0.044953 | 0.05022 | 0.054223 | 0.056887 | 0.058384 | 0.058963 | 0.058744 | 0.059095 | 0.058771 | 0.058489 | 0.058269 | 0.058092 | 0.87139 | 0.0030513 | 0.0021187 | 0.0031455 | 0.0030442 | 0.0063542 | 0.011497 | 0.028974 | 0.030679 | 0.012628 | 0.0044567 | 0.0027905 | 0.0028534 | 0 | 0.035641 | 0.026416 | 0.042417 | 0.041646 | 0.085697 | 0.12648 | 0.22106 | 0.22197 | 0.12593 | 0.06367 | 0.035677 | 0.030832 | 5.1593
LO5Med | NR | UnitaryAC | Commercial | HVAC | 0.00015755 | 4.3687e-05 | 1.2551 | -11.8859 | Hospital | UnitaryAC-NR-Hospital | 0.0032856 | 0.0072897 | 0.012156 | 0.017767 | 0.024124 | 0.031512 | 0.039562 | 0.047721 | 0.055335 | 0.061794 | 0.066693 | 0.069941 | 0.071753 | 0.072435 | 0.072138 | 0.074107 | 0.074328 | 0.074246 | 0.073729 | 0.073812 | 1.1072 | 0.003276 | 0.0022748 | 0.0033772 | 0.0032685 | 0.0068223 | 0.012343 | 0.031109 | 0.032939 | 0.013558 | 0.004785 | 0.0029961 | 0.0030636 | 0 | 0.038267 | 0.028362 | 0.045541 | 0.044714 | 0.09201 | 0.13579 | 0.23734 | 0.23832 | 0.13521 | 0.068361 | 0.038305 | 0.033104 | 5.5393
LO5Med | NR | UnitaryAC | Commercial | HVAC | 9.7853e-05 | 2.7134e-05 | 0.77959 | -7.1482 | Residential Care | UnitaryAC-NR-Residential Care | 0.0023453 | 0.0052036 | 0.0086773 | 0.012682 | 0.01722 | 0.022494 | 0.02824 | 0.034064 | 0.039499 | 0.04411 | 0.047607 | 0.049925 | 0.051219 | 0.051706 | 0.051494 | 0.052422 | 0.052267 | 0.0521 | 0.052007 | 0.051866 | 0.77799 | 0.0020348 | 0.0014129 | 0.0020976 | 0.0020301 | 0.0042374 | 0.0076667 | 0.019322 | 0.020459 | 0.0084213 | 0.002972 | 0.0018609 | 0.0019028 | 0 | 0.023768 | 0.017616 | 0.028286 | 0.027772 | 0.057149 | 0.084344 | 0.14742 | 0.14802 | 0.08398 | 0.04246 | 0.023792 | 0.020561 | 3.7533
LO5Med | NR | UnitaryAC | Commercial | HVAC | 3.3121e-07 | 9.1844e-08 | 0.0026387 | 4319.3806 | Assembly | UnitaryAC-NR-Assembly | 3.633e-05 | 8.0574e-05 | 0.00013431 | 0.00019622 | 0.00026633 | 0.00034776 | 0.00043643 | 0.00052623 | 0.00060996 | 0.00068089 | 0.00073459 | 0.00077007 | 0.00078971 | 0.00079691 | 0.00079333 | 0.00079948 | 0.00080214 | 0.00079245 | 0.00078859 | 0.00078621 | 0.011793 | 6.8873e-06 | 4.7823e-06 | 7.1e-06 | 6.8714e-06 | 1.4343e-05 | 2.595e-05 | 6.5401e-05 | 6.9249e-05 | 2.8504e-05 | 1.006e-05 | 6.2988e-06 | 6.4406e-06 | 0 | 8.045e-05 | 5.9627e-05 | 9.5743e-05 | 9.4004e-05 | 0.00019344 | 0.00028548 | 0.00049897 | 0.00050103 | 0.00028426 | 0.00014372 | 8.0531e-05 | 6.9595e-05 | 0.012704
LO5Med | NR | UnitaryAC | Commercial | HVAC | 2.0471e-05 | 5.6764e-06 | 0.16309 | 48.3985 | Other | UnitaryAC-NR-Other | 0.001421 | 0.0031374 | 0.005206 | 0.0075714 | 0.01023 | 0.013297 | 0.016612 | 0.019939 | 0.023007 | 0.025566 | 0.027457 | 0.028653 | 0.02925 | 0.029383 | 0.029119 | 0.029393 | 0.029276 | 0.028907 | 0.028622 | 0.028591 | 0.42886 | 0.00042567 | 0.00029557 | 0.00043881 | 0.00042469 | 0.00088645 | 0.0016038 | 0.0040421 | 0.0042799 | 0.0017617 | 0.00062173 | 0.00038929 | 0.00039806 | 0 | 0.0049722 | 0.0036852 | 0.0059174 | 0.0058099 | 0.011955 | 0.017644 | 0.030839 | 0.030966 | 0.017568 | 0.0088824 | 0.0049772 | 0.0043013 | 0.78518
LO5Med | New | UnitaryAC | Commercial | HVAC | 4.4317e-05 | 1.2289e-05 | 0.35307 | 13.5521 | Large Off | UnitaryAC-New-Large Off | 0.0008952 | 0.0019343 | 0.0026427 | 0.0036785 | 0.0049567 | 0.0075644 | 0.010428 | 0.01401 | 0.017509 | 0.019192 | 0.021806 | 0.023631 | 0.022203 | 0.025125 | 0.025121 | 0.027151 | 0.027416 | 0.030744 | 0.025621 | 0.027256 | 0.33889 | 0.00092155 | 0.00063989 | 0.00095 | 0.00091942 | 0.0019191 | 0.0034722 | 0.0087508 | 0.0092658 | 0.003814 | 0.001346 | 0.00084279 | 0.00086178 | 0 | 0.010764 | 0.0079783 | 0.012811 | 0.012578 | 0.025882 | 0.038199 | 0.066764 | 0.067039 | 0.038034 | 0.01923 | 0.010775 | 0.009312 | 1.5582
LO5Med | New | UnitaryAC | Commercial | HVAC | 3.9953e-05 | 1.1079e-05 | 0.3183 | 14.1469 | Medium Off | UnitaryAC-New-Medium Off | 0.00098322 | 0.002159 | 0.0029397 | 0.0037893 | 0.0051973 | 0.0085012 | 0.011428 | 0.015315 | 0.019157 | 0.020013 | 0.023877 | 0.026021 | 0.023833 | 0.028013 | 0.026214 | 0.02935 | 0.029378 | 0.032777 | 0.026674 | 0.028496 | 0.36411 | 0.00083079 | 0.00057687 | 0.00085644 | 0.00082887 | 0.0017301 | 0.0031302 | 0.007889 | 0.0083532 | 0.0034384 | 0.0012135 | 0.00075979 | 0.00077691 | 0 | 0.0097044 | 0.0071926 | 0.011549 | 0.011339 | 0.023333 | 0.034437 | 0.060189 | 0.060437 | 0.034289 | 0.017336 | 0.0097141 | 0.0083949 | 1.5325
LO5Med | New | UnitaryAC | Commercial | HVAC | 1.27e-05 | 3.5216e-06 | 0.10118 | 225.1795 | Small Off | UnitaryAC-New-Small Off | 8.1703e-05 | 0.00018135 | 0.00025666 | 0.00034276 | 0.0004636 | 0.0007315 | 0.00096574 | 0.0012816 | 0.0016567 | 0.0017716 | 0.0020644 | 0.0022427 | 0.0021154 | 0.0024011 | 0.0022767 | 0.0024904 | 0.0025106 | 0.0027267 | 0.0023516 | 0.0024634 | 0.031376 | 0.00026409 | 0.00018337 | 0.00027224 | 0.00026348 | 0.00054995 | 0.00099502 | 0.0025077 | 0.0026553 | 0.001093 | 0.00038572 | 0.00024152 | 0.00024696 | 0 | 0.0030848 | 0.0022863 | 0.0036712 | 0.0036045 | 0.0074171 | 0.010947 | 0.019133 | 0.019211 | 0.010899 | 0.0055107 | 0.0030879 | 0.0026685 | 0.22327
LO5Med | New | UnitaryAC | Commercial | HVAC | 7.8091e-05 | 2.1654e-05 | 0.62214 | -1.7558 | XLarge Ret | UnitaryAC-New-XLarge Ret | 0.0008262 | 0.0018281 | 0.0038744 | 0.0082316 | 0.010393 | 0.017837 | 0.022835 | 0.022191 | 0.039858 | 0.041262 | 0.048718 | 0.047615 | 0.052943 | 0.052067 | 0.053113 | 0.052819 | 0.055128 | 0.049353 | 0.049806 | 0.048777 | 0.67947 | 0.0016239 | 0.0011276 | 0.001674 | 0.0016201 | 0.0033816 | 0.0061183 | 0.01542 | 0.016327 | 0.0067206 | 0.0023718 | 0.0014851 | 0.0015185 | 0 | 0.018968 | 0.014059 | 0.022574 | 0.022164 | 0.045607 | 0.06731 | 0.11764 | 0.11813 | 0.06702 | 0.033885 | 0.018987 | 0.016409 | 2.7457
LO5Med | New | UnitaryAC | Commercial | HVAC | 7.8091e-05 | 2.1654e-05 | 0.62214 | -3.4297 | Large Ret | UnitaryAC-New-Large Ret | 0.00066116 | 0.0014822 | 0.0027273 | 0.004856 | 0.0063725 | 0.0098683 | 0.012498 | 0.013309 | 0.022627 | 0.02404 | 0.027746 | 0.027771 | 0.029947 | 0.030025 | 0.030152 | 0.030293 | 0.030982 | 0.029008 | 0.029633 | 0.029297 | 0.39329 | 0.0016239 | 0.0011276 | 0.001674 | 0.0016201 | 0.0033816 | 0.0061183 | 0.01542 | 0.016327 | 0.0067206 | 0.0023718 | 0.0014851 | 0.0015185 | 0 | 0.018968 | 0.014059 | 0.022574 | 0.022164 | 0.045607 | 0.06731 | 0.11764 | 0.11813 | 0.06702 | 0.033885 | 0.018987 | 0.016409 | 2.9953
LO5Med | New | UnitaryAC | Commercial | HVAC | 3.5203e-05 | 9.7618e-06 | 0.28046 | 19.0022 | Medium Ret | UnitaryAC-New-Medium Ret | 0.00030116 | 0.00067277 | 0.0014234 | 0.0031525 | 0.0039021 | 0.0069458 | 0.0088335 | 0.0085 | 0.015408 | 0.015812 | 0.018918 | 0.018388 | 0.020404 | 0.020003 | 0.020306 | 0.020231 | 0.021144 | 0.018684 | 0.018592 | 0.017859 | 0.25948 | 0.00073203 | 0.0005083 | 0.00075463 | 0.00073034 | 0.0015244 | 0.0027581 | 0.0069512 | 0.0073603 | 0.0030296 | 0.0010692 | 0.00066947 | 0.00068455 | 0 | 0.0085508 | 0.0063376 | 0.010176 | 0.0099914 | 0.02056 | 0.030343 | 0.053034 | 0.053252 | 0.030213 | 0.015275 | 0.0085593 | 0.007397 | 1.3503
LO5Med | New | UnitaryAC | Commercial | HVAC | 3.5203e-05 | 9.7618e-06 | 0.28046 | 67.273 | Small Ret | UnitaryAC-New-Small Ret | 5.5138e-05 | 0.0001217 | 0.00023861 | 0.00046408 | 0.00059533 | 0.00099153 | 0.0012643 | 0.0012728 | 0.0022538 | 0.0023669 | 0.0027731 | 0.0027683 | 0.0030161 | 0.0029826 | 0.0030163 | 0.0030079 | 0.0031246 | 0.0028333 | 0.0028598 | 0.0027649 | 0.038771 | 0.00073203 | 0.0005083 | 0.00075463 | 0.00073034 | 0.0015244 | 0.0027581 | 0.0069512 | 0.0073603 | 0.0030296 | 0.0010692 | 0.00066947 | 0.00068455 | 0 | 0.0085508 | 0.0063376 | 0.010176 | 0.0099914 | 0.02056 | 0.030343 | 0.053034 | 0.053252 | 0.030213 | 0.015275 | 0.0085593 | 0.007397 | 0.61888
LO5Med | New | UnitaryAC | Commercial | HVAC | 5.8078e-06 | 1.6105e-06 | 0.04627 | 225.7334 | School K-12 | UnitaryAC-New-School K-12 | 2.9719e-05 | 6.5849e-05 | 0.00011034 | 0.00016172 | 0.00021965 | 0.00028356 | 0.00036299 | 0.00044285 | 0.00062792 | 0.00070777 | 0.00076465 | 0.00083587 | 0.0008407 | 0.00084546 | 0.00084251 | 0.00086627 | 0.00084862 | 0.0008705 | 0.00088683 | 0.00091563 | 0.011529 | 0.00012077 | 8.3858e-05 | 0.0001245 | 0.00012049 | 0.0002515 | 0.00045503 | 0.0011468 | 0.0012143 | 0.00049982 | 0.00017639 | 0.00011045 | 0.00011294 | 0 | 0.0014107 | 0.0010456 | 0.0016788 | 0.0016484 | 0.0033919 | 0.005006 | 0.0087495 | 0.0087855 | 0.0049844 | 0.0025201 | 0.0014121 | 0.0012203 | 0.22277
LO5Med | New | UnitaryAC | Commercial | HVAC | 1.7879e-05 | 4.9577e-06 | 0.14244 | 58.5812 | University | UnitaryAC-New-University | 4.3178e-05 | 9.2115e-05 | 0.00017698 | 0.00025163 | 0.00037386 | 0.00049792 | 0.00063491 | 0.00075117 | 0.00095027 | 0.0011273 | 0.0011694 | 0.0012276 | 0.0011685 | 0.001233 | 0.0013186 | 0.0014227 | 0.0013839 | 0.0014683 | 0.0013834 | 0.0015273 | 0.018202 | 0.00037178 | 0.00025815 | 0.00038325 | 0.00037092 | 0.00077421 | 0.0014008 | 0.0035303 | 0.003738 | 0.0015387 | 0.00054301 | 0.00034 | 0.00034766 | 0 | 0.0043427 | 0.0032186 | 0.0051682 | 0.0050743 | 0.010442 | 0.01541 | 0.026934 | 0.027045 | 0.015344 | 0.0077578 | 0.004347 | 0.0037567 | 0.68577
LO5Med | New | UnitaryAC | Commercial | HVAC | 5.6183e-06 | 1.5579e-06 | 0.04476 | 234.0842 | Warehouse | UnitaryAC-New-Warehouse | 2.1926e-05 | 6.2018e-05 | 9.9021e-05 | 0.00014727 | 0.00015433 | 0.00023597 | 0.00029949 | 0.00028888 | 0.00042966 | 0.00048735 | 0.00052608 | 0.00052629 | 0.00052249 | 0.00061892 | 0.00061393 | 0.00071224 | 0.00062209 | 0.00063938 | 0.00063426 | 0.00062502 | 0.0082666 | 0.00011683 | 8.1122e-05 | 0.00012044 | 0.00011656 | 0.00024329 | 0.00044018 | 0.0011094 | 0.0011747 | 0.00048351 | 0.00017064 | 0.00010684 | 0.00010925 | 0 | 0.0013647 | 0.0010114 | 0.0016241 | 0.0015946 | 0.0032812 | 0.0048426 | 0.008464 | 0.0084988 | 0.0048218 | 0.0024378 | 0.001366 | 0.0011805 | 0.2155
LO5Med | New | UnitaryAC | Commercial | HVAC | 1.0287e-05 | 2.8527e-06 | 0.081959 | 117.9266 | Supermarket | UnitaryAC-New-Supermarket | 3.5784e-05 | 8.0391e-05 | 0.00013204 | 0.00020036 | 0.00029781 | 0.00041898 | 0.00054869 | 0.00057773 | 0.0010116 | 0.0010405 | 0.0012657 | 0.0011656 | 0.0013663 | 0.0013848 | 0.0014335 | 0.0014363 | 0.0015156 | 0.0012771 | 0.0013358 | 0.0012911 | 0.017816 | 0.00021392 | 0.00014854 | 0.00022052 | 0.00021343 | 0.00044548 | 0.00080601 | 0.0020313 | 0.0021509 | 0.00088535 | 0.00031245 | 0.00019564 | 0.00020005 | 0 | 0.0024988 | 0.001852 | 0.0029738 | 0.0029198 | 0.0060081 | 0.0088672 | 0.015498 | 0.015562 | 0.008829 | 0.0044639 | 0.0025013 | 0.0021616 | 0.39459
LO5Med | New | UnitaryAC | Commercial | HVAC | 1.0287e-05 | 2.8527e-06 | 0.081959 | 283.1081 | MiniMart | UnitaryAC-New-MiniMart | 7.3205e-06 | 1.6078e-05 | 2.7149e-05 | 3.9108e-05 | 0.00012895 | 0.00018586 | 0.00022948 | 0.00024348 | 0.0004092 | 0.00042455 | 0.00048113 | 0.00048979 | 0.00052204 | 0.00053925 | 0.00054081 | 0.00053201 | 0.00055939 | 0.00050108 | 0.00051782 | 0.00054137 | 0.0069359 | 0.00021392 | 0.00014854 | 0.00022052 | 0.00021343 | 0.00044548 | 0.00080601 | 0.0020313 | 0.0021509 | 0.00088535 | 0.00031245 | 0.00019564 | 0.00020005 | 0 | 0.0024988 | 0.001852 | 0.0029738 | 0.0029198 | 0.0060081 | 0.0088672 | 0.015498 | 0.015562 | 0.008829 | 0.0044639 | 0.0025013 | 0.0021616 | 0.18085
LO5Med | New | UnitaryAC | Commercial | HVAC | 6.7045e-05 | 1.8591e-05 | 0.53414 | -0.39611 | Restaurant | UnitaryAC-New-Restaurant | 0.00054592 | 0.0010837 | 0.0016934 | 0.0024999 | 0.0035778 | 0.0052746 | 0.0065928 | 0.006468 | 0.012068 | 0.012494 | 0.01592 | 0.014715 | 0.01798 | 0.016438 | 0.018273 | 0.018019 | 0.020082 | 0.017958 | 0.019539 | 0.016991 | 0.22821 | 0.0013942 | 0.00096806 | 0.0014372 | 0.0013909 | 0.0029033 | 0.0052529 | 0.013239 | 0.014018 | 0.00577 | 0.0020363 | 0.001275 | 0.0013037 | 0 | 0.016285 | 0.01207 | 0.019381 | 0.019029 | 0.039156 | 0.057789 | 0.101 | 0.10142 | 0.05754 | 0.029092 | 0.016301 | 0.014088 | 2.5716
LO5Med | New | UnitaryAC | Commercial | HVAC | 0.00013689 | 3.796e-05 | 1.0906 | -10.3839 | Lodging | UnitaryAC-New-Lodging | 0.00042966 | 0.00078072 | 0.0011293 | 0.0016515 | 0.0024932 | 0.0038473 | 0.0049518 | 0.0047233 | 0.0097959 | 0.0095341 | 0.012942 | 0.011211 | 0.015253 | 0.012187 | 0.015789 | 0.015205 | 0.016114 | 0.01533 | 0.017895 | 0.014506 | 0.18577 | 0.0028466 | 0.0019766 | 0.0029345 | 0.00284 | 0.005928 | 0.010725 | 0.027031 | 0.028621 | 0.011781 | 0.0041578 | 0.0026033 | 0.002662 | 0 | 0.033251 | 0.024645 | 0.039572 | 0.038853 | 0.079949 | 0.11799 | 0.20623 | 0.20708 | 0.11749 | 0.0594 | 0.033284 | 0.028764 | 4.8132
LO5Med | New | UnitaryAC | Commercial | HVAC | 0.00013129 | 3.6406e-05 | 1.046 | -9.8946 | Hospital | UnitaryAC-New-Hospital | 0.001536 | 0.0042506 | 0.0077725 | 0.010729 | 0.016944 | 0.025464 | 0.029665 | 0.029926 | 0.037281 | 0.045005 | 0.046262 | 0.045926 | 0.043259 | 0.043322 | 0.044694 | 0.050631 | 0.051015 | 0.050936 | 0.05307 | 0.054885 | 0.69257 | 0.00273 | 0.0018956 | 0.0028143 | 0.0027237 | 0.0056852 | 0.010286 | 0.025924 | 0.027449 | 0.011299 | 0.0039875 | 0.0024967 | 0.002553 | 0 | 0.031889 | 0.023635 | 0.037951 | 0.037262 | 0.076675 | 0.11316 | 0.19779 | 0.1986 | 0.11267 | 0.056967 | 0.031921 | 0.027586 | 4.6161
LO5Med | New | UnitaryAC | Commercial | HVAC | 5.6562e-05 | 1.5684e-05 | 0.45062 | 3.5788 | Residential Care | UnitaryAC-New-Residential Care | 0.00053623 | 0.0012667 | 0.0022292 | 0.0036398 | 0.0053104 | 0.0079513 | 0.0087307 | 0.0089621 | 0.010786 | 0.013143 | 0.013424 | 0.013146 | 0.011787 | 0.012298 | 0.01229 | 0.014454 | 0.013744 | 0.014513 | 0.014768 | 0.015803 | 0.19878 | 0.0011762 | 0.00081669 | 0.0012125 | 0.0011735 | 0.0024493 | 0.0044315 | 0.011169 | 0.011826 | 0.0048678 | 0.0017179 | 0.0010757 | 0.0010999 | 0 | 0.013739 | 0.010183 | 0.01635 | 0.016053 | 0.033034 | 0.048753 | 0.085211 | 0.085562 | 0.048543 | 0.024543 | 0.013752 | 0.011885 | 2.1695
LO5Med | New | UnitaryAC | Commercial | HVAC | 5.6562e-05 | 1.5684e-05 | 0.45062 | 3.5788 | Assembly | UnitaryAC-New-Assembly | 0.0013577 | 0.0050517 | 0.0053089 | 0.0077281 | 0.012199 | 0.020033 | 0.028214 | 0.03736 | 0.050093 | 0.055958 | 0.05777 | 0.057639 | 0.067073 | 0.068556 | 0.069901 | 0.073254 | 0.075838 | 0.077461 | 0.071256 | 0.072414 | 0.91447 | 0.0011762 | 0.00081669 | 0.0012125 | 0.0011735 | 0.0024493 | 0.0044315 | 0.011169 | 0.011826 | 0.0048678 | 0.0017179 | 0.0010757 | 0.0010999 | 0 | 0.013739 | 0.010183 | 0.01635 | 0.016053 | 0.033034 | 0.048753 | 0.085211 | 0.085562 | 0.048543 | 0.024543 | 0.013752 | 0.011885 | 2.1695
LO5Med | New | UnitaryAC | Commercial | HVAC | 5.6562e-05 | 1.5684e-05 | 0.45062 | 3.5788 | Other | UnitaryAC-New-Other | 0.0012105 | 0.0034706 | 0.0049558 | 0.0070562 | 0.013961 | 0.019095 | 0.020984 | 0.023407 | 0.034568 | 0.038688 | 0.042598 | 0.03932 | 0.039272 | 0.039386 | 0.042132 | 0.039685 | 0.045676 | 0.051083 | 0.043676 | 0.044802 | 0.59503 | 0.0011762 | 0.00081669 | 0.0012125 | 0.0011735 | 0.0024493 | 0.0044315 | 0.011169 | 0.011826 | 0.0048678 | 0.0017179 | 0.0010757 | 0.0010999 | 0 | 0.013739 | 0.010183 | 0.01635 | 0.016053 | 0.033034 | 0.048753 | 0.085211 | 0.085562 | 0.048543 | 0.024543 | 0.013752 | 0.011885 | 2.1695
LO3Slow | NR | VHE-DOAS | Commercial | HVAC | 0.00064425 | 0.00047699 | 7.3082 | 37.6293 | Large Off | VHE-DOAS-NR-Large Off | 0 | 0 | 0 | 0 | 0 | 0 | 0 | 0 | 0 | 0 | 0 | 0 | 0 | 0 | 0 | 0 | 0 | 0 | 0 | 0 | 0 | 0.10958 | 0.098435 | 0.10458 | 0.10068 | 0.092076 | 0.083822 | 0.082852 | 0.080661 | 0.084066 | 0.098061 | 0.098594 | 0.10971 | 0 | 0.54481 | 0.48107 | 0.52973 | 0.50675 | 0.52006 | 0.50609 | 0.51052 | 0.49964 | 0.49773 | 0.52438 | 0.50191 | 0.54237 | 0.8342
LO3Slow | NR | VHE-DOAS | Commercial | HVAC | 0.0006443 | 0.00047703 | 7.3087 | 37.6252 | Medium Off | VHE-DOAS-NR-Medium Off | 0.0012675 | 0.0032501 | 0.0072011 | 0.01409 | 0.024766 | 0.039651 | 0.058515 | 0.080419 | 0.10388 | 0.12721 | 0.14882 | 0.16756 | 0.18281 | 0.19448 | 0.20287 | 0.20853 | 0.21206 | 0.21407 | 0.21503 | 0.21554 | 3.246 | 0.10959 | 0.098443 | 0.10459 | 0.10068 | 0.092083 | 0.083829 | 0.082858 | 0.080667 | 0.084072 | 0.098068 | 0.098601 | 0.10971 | 0 | 0.54485 | 0.4811 | 0.52977 | 0.50679 | 0.5201 | 0.50612 | 0.51056 | 0.49968 | 0.49776 | 0.52442 | 0.50194 | 0.54241 | 0.83426
LO3Slow | NR | VHE-DOAS | Commercial | HVAC | 0.00063532 | 0.00047038 | 7.2068 | 38.3817 | Small Off | VHE-DOAS-NR-Small Off | 0.0031055 | 0.0079632 | 0.017644 | 0.034523 | 0.06068 | 0.097152 | 0.14337 | 0.19704 | 0.25454 | 0.31168 | 0.36464 | 0.41055 | 0.44792 | 0.47651 | 0.49707 | 0.51092 | 0.51959 | 0.5245 | 0.52686 | 0.5281 | 7.9533 | 0.10806 | 0.09707 | 0.10313 | 0.099281 | 0.090799 | 0.08266 | 0.081703 | 0.079543 | 0.0829 | 0.096701 | 0.097226 | 0.10818 | 0 | 0.53725 | 0.4744 | 0.52238 | 0.49972 | 0.51285 | 0.49907 | 0.50344 | 0.49271 | 0.49082 | 0.5171 | 0.49495 | 0.53484 | 0.82263
LO3Slow | NR | VHE-DOAS | Commercial | HVAC | 0.00056638 | 0.00041934 | 6.4248 | 56.5141 | XLarge Ret | VHE-DOAS-NR-XLarge Ret | 0 | 0 | 0 | 0 | 0 | 0 | 0 | 0 | 0 | 0 | 0 | 0 | 0 | 0 | 0 | 0 | 0 | 0 | 0 | 0 | 0 | 0.096337 | 0.086537 | 0.091941 | 0.088508 | 0.080947 | 0.07369 | 0.072838 | 0.070911 | 0.073904 | 0.086208 | 0.086676 | 0.096445 | 0 | 0.47896 | 0.42292 | 0.4657 | 0.4455 | 0.4572 | 0.44491 | 0.44881 | 0.43925 | 0.43756 | 0.46099 | 0.44124 | 0.47681 | 0.61657
LO3Slow | NR | VHE-DOAS | Commercial | HVAC | 0.00056638 | 0.00041934 | 6.4248 | 56.5141 | Large Ret | VHE-DOAS-NR-Large Ret | 0 | 0 | 0 | 0 | 0 | 0 | 0 | 0 | 0 | 0 | 0 | 0 | 0 | 0 | 0 | 0 | 0 | 0 | 0 | 0 | 0 | 0.096337 | 0.086537 | 0.091941 | 0.088508 | 0.080947 | 0.07369 | 0.072838 | 0.070911 | 0.073904 | 0.086208 | 0.086676 | 0.096445 | 0 | 0.47896 | 0.42292 | 0.4657 | 0.4455 | 0.4572 | 0.44491 | 0.44881 | 0.43925 | 0.43756 | 0.46099 | 0.44124 | 0.47681 | 0.61657
LO3Slow | NR | VHE-DOAS | Commercial | HVAC | 0.00056597 | 0.00041903 | 6.4201 | 56.5667 | Medium Ret | VHE-DOAS-NR-Medium Ret | 0.0006459 | 0.0016535 | 0.0036579 | 0.0071458 | 0.01254 | 0.020044 | 0.029533 | 0.040523 | 0.052263 | 0.063895 | 0.07463 | 0.083893 | 0.091382 | 0.097058 | 0.10108 | 0.10373 | 0.10532 | 0.10615 | 0.10645 | 0.10653 | 1.6044 | 0.096267 | 0.086474 | 0.091874 | 0.088443 | 0.080888 | 0.073637 | 0.072785 | 0.07086 | 0.073851 | 0.086146 | 0.086613 | 0.096375 | 0 | 0.47861 | 0.42261 | 0.46536 | 0.44518 | 0.45687 | 0.44459 | 0.44849 | 0.43893 | 0.43725 | 0.46066 | 0.44092 | 0.47646 | 0.61612
LO3Slow | NR | VHE-DOAS | Commercial | HVAC | 0.00056597 | 0.00041903 | 6.4201 | 56.5667 | Small Ret | VHE-DOAS-NR-Small Ret | 0.00044326 | 0.0011348 | 0.0025103 | 0.0049039 | 0.0086055 | 0.013756 | 0.020267 | 0.027809 | 0.035866 | 0.043849 | 0.051216 | 0.057573 | 0.062712 | 0.066608 | 0.06937 | 0.071189 | 0.07228 | 0.072847 | 0.073056 | 0.073111 | 1.1011 | 0.096267 | 0.086474 | 0.091874 | 0.088443 | 0.080888 | 0.073637 | 0.072785 | 0.07086 | 0.073851 | 0.086146 | 0.086613 | 0.096375 | 0 | 0.47861 | 0.42261 | 0.46536 | 0.44518 | 0.45687 | 0.44459 | 0.44849 | 0.43893 | 0.43725 | 0.46066 | 0.44092 | 0.47646 | 0.61612
LO3Slow | NR | VHE-DOAS | Commercial | HVAC | 0.00082604 | 0.00061159 | 9.3703 | 46.1826 | School K-12 | VHE-DOAS-NR-School K-12 | 0.0014638 | 0.0037569 | 0.0083316 | 0.016317 | 0.028705 | 0.046 | 0.067946 | 0.093465 | 0.12085 | 0.14811 | 0.17343 | 0.19545 | 0.21343 | 0.22726 | 0.23728 | 0.24411 | 0.24847 | 0.25105 | 0.2524 | 0.25323 | 3.8137 | 0.1405 | 0.12621 | 0.13409 | 0.12909 | 0.11806 | 0.10747 | 0.10623 | 0.10342 | 0.10779 | 0.12573 | 0.12641 | 0.14066 | 0 | 0.69854 | 0.61681 | 0.6792 | 0.64974 | 0.66681 | 0.64889 | 0.65457 | 0.64063 | 0.63817 | 0.67234 | 0.64353 | 0.69541 | 0.71922
LO3Slow | NR | VHE-DOAS | Commercial | HVAC | 0.0008231 | 0.00060941 | 9.337 | 46.4043 | University | VHE-DOAS-NR-University | 0.00066985 | 0.0017187 | 0.0038103 | 0.00746 | 0.01312 | 0.021018 | 0.031036 | 0.04268 | 0.055167 | 0.067594 | 0.079125 | 0.089143 | 0.097315 | 0.10359 | 0.10812 | 0.1112 | 0.11316 | 0.1143 | 0.11488 | 0.11522 | 1.7352 | 0.14 | 0.12576 | 0.13362 | 0.12863 | 0.11764 | 0.10709 | 0.10585 | 0.10305 | 0.1074 | 0.12528 | 0.12596 | 0.14016 | 0 | 0.69605 | 0.61462 | 0.67679 | 0.64743 | 0.66444 | 0.64658 | 0.65224 | 0.63835 | 0.6359 | 0.66995 | 0.64124 | 0.69293 | 0.71666
LO3Slow | NR | VHE-DOAS | Commercial | HVAC | 0.00030214 | 0.0002237 | 3.4274 | 119.8215 | Warehouse | VHE-DOAS-NR-Warehouse | 0 | 0 | 0 | 0 | 0 | 0 | 0 | 0 | 0 | 0 | 0 | 0 | 0 | 0 | 0 | 0 | 0 | 0 | 0 | 0 | 0 | 0.051392 | 0.046164 | 0.049047 | 0.047215 | 0.043182 | 0.039311 | 0.038856 | 0.037828 | 0.039425 | 0.045988 | 0.046238 | 0.05145 | 0 | 0.2555 | 0.22561 | 0.24843 | 0.23766 | 0.2439 | 0.23734 | 0.23942 | 0.23432 | 0.23342 | 0.24592 | 0.23538 | 0.25436 | 0.32891
LO3Slow | NR | VHE-DOAS | Commercial | HVAC | 0.00030199 | 0.00022359 | 3.4257 | 119.8871 | Supermarket | VHE-DOAS-NR-Supermarket | 0 | 0 | 0 | 0 | 0 | 0 | 0 | 0 | 0 | 0 | 0 | 0 | 0 | 0 | 0 | 0 | 0 | 0 | 0 | 0 | 0 | 0.051367 | 0.046142 | 0.049023 | 0.047192 | 0.043161 | 0.039292 | 0.038837 | 0.03781 | 0.039406 | 0.045966 | 0.046216 | 0.051425 | 0 | 0.25538 | 0.2255 | 0.24831 | 0.23754 | 0.24378 | 0.23723 | 0.23931 | 0.23421 | 0.23331 | 0.2458 | 0.23527 | 0.25423 | 0.32875
LO3Slow | NR | VHE-DOAS | Commercial | HVAC | 0.00030199 | 0.00022359 | 3.4257 | 119.8871 | MiniMart | VHE-DOAS-NR-MiniMart | 0 | 0 | 0 | 0 | 0 | 0 | 0 | 0 | 0 | 0 | 0 | 0 | 0 | 0 | 0 | 0 | 0 | 0 | 0 | 0 | 0 | 0.051367 | 0.046142 | 0.049023 | 0.047192 | 0.043161 | 0.039292 | 0.038837 | 0.03781 | 0.039406 | 0.045966 | 0.046216 | 0.051425 | 0 | 0.25538 | 0.2255 | 0.24831 | 0.23754 | 0.24378 | 0.23723 | 0.23931 | 0.23421 | 0.23331 | 0.2458 | 0.23527 | 0.25423 | 0.32875
LO3Slow | NR | VHE-DOAS | Commercial | HVAC | 0.00065282 | 0.00048333 | 7.4053 | 36.9275 | Restaurant | VHE-DOAS-NR-Restaurant | 0 | 0 | 0 | 0 | 0 | 0 | 0 | 0 | 0 | 0 | 0 | 0 | 0 | 0 | 0 | 0 | 0 | 0 | 0 | 0 | 0 | 0.11104 | 0.099744 | 0.10597 | 0.10202 | 0.0933 | 0.084936 | 0.083953 | 0.081733 | 0.085183 | 0.099364 | 0.099904 | 0.11116 | 0 | 0.55205 | 0.48746 | 0.53677 | 0.51349 | 0.52698 | 0.51281 | 0.5173 | 0.50628 | 0.50434 | 0.53135 | 0.50858 | 0.54957 | 0.84529
LO3Slow | NR | VHE-DOAS | Commercial | HVAC | 0.00064962 | 0.00048097 | 7.3691 | 37.1871 | Lodging | VHE-DOAS-NR-Lodging | 0.00040433 | 0.001036 | 0.002294 | 0.0044854 | 0.0078782 | 0.012604 | 0.018588 | 0.025528 | 0.032954 | 0.040324 | 0.047142 | 0.053041 | 0.057828 | 0.061476 | 0.064083 | 0.065823 | 0.066893 | 0.067478 | 0.067733 | 0.067845 | 1.0218 | 0.1105 | 0.099255 | 0.10545 | 0.10152 | 0.092844 | 0.084521 | 0.083543 | 0.081333 | 0.084766 | 0.098878 | 0.099415 | 0.11062 | 0 | 0.54935 | 0.48508 | 0.53414 | 0.51098 | 0.5244 | 0.5103 | 0.51477 | 0.5038 | 0.50187 | 0.52875 | 0.50609 | 0.54689 | 0.84115
LO3Slow | NR | VHE-DOAS | Commercial | HVAC | 0.0006517 | 0.0004825 | 7.3926 | 37.0183 | Hospital | VHE-DOAS-NR-Hospital | 0 | 0 | 0 | 0 | 0 | 0 | 0 | 0 | 0 | 0 | 0 | 0 | 0 | 0 | 0 | 0 | 0 | 0 | 0 | 0 | 0 | 0.11085 | 0.099572 | 0.10579 | 0.10184 | 0.09314 | 0.084791 | 0.083809 | 0.081593 | 0.085037 | 0.099194 | 0.099732 | 0.11097 | 0 | 0.5511 | 0.48662 | 0.53585 | 0.51261 | 0.52607 | 0.51193 | 0.51642 | 0.50541 | 0.50348 | 0.53043 | 0.5077 | 0.54863 | 0.84384
LO3Slow | NR | VHE-DOAS | Commercial | HVAC | 0.00064227 | 0.00047553 | 7.2857 | 37.7945 | Residential Care | VHE-DOAS-NR-Residential Care | 0.001092 | 0.0027969 | 0.0061902 | 0.012099 | 0.021242 | 0.033972 | 0.050079 | 0.068749 | 0.088711 | 0.10851 | 0.1268 | 0.14261 | 0.15542 | 0.16516 | 0.1721 | 0.1767 | 0.1795 | 0.18099 | 0.18161 | 0.18183 | 2.7385 | 0.10924 | 0.098132 | 0.10426 | 0.10037 | 0.091793 | 0.083564 | 0.082597 | 0.080413 | 0.083807 | 0.097759 | 0.09829 | 0.10937 | 0 | 0.54313 | 0.47959 | 0.5281 | 0.50519 | 0.51846 | 0.50453 | 0.50895 | 0.4981 | 0.49619 | 0.52276 | 0.50036 | 0.5407 | 0.83163
LO3Slow | NR | VHE-DOAS | Commercial | HVAC | 0.00057179 | 0.00042334 | 6.4861 | 55.8299 | Assembly | VHE-DOAS-NR-Assembly | 0.001755 | 0.0044935 | 0.0099414 | 0.019423 | 0.034088 | 0.054495 | 0.080301 | 0.1102 | 0.14214 | 0.17379 | 0.20302 | 0.22824 | 0.24864 | 0.26412 | 0.2751 | 0.28235 | 0.28671 | 0.28899 | 0.28985 | 0.2901 | 4.369 | 0.097256 | 0.087363 | 0.092819 | 0.089352 | 0.081719 | 0.074394 | 0.073533 | 0.071588 | 0.074609 | 0.087031 | 0.087503 | 0.097366 | 0 | 0.48353 | 0.42695 | 0.47014 | 0.44975 | 0.46157 | 0.44916 | 0.45309 | 0.44344 | 0.44174 | 0.46539 | 0.44545 | 0.48136 | 0.62245
LO3Slow | NR | VHE-DOAS | Commercial | HVAC | 0.00057179 | 0.00042334 | 6.4861 | 55.8299 | Other | VHE-DOAS-NR-Other | 0.001681 | 0.0042844 | 0.0094358 | 0.018352 | 0.032062 | 0.051023 | 0.074844 | 0.10224 | 0.13128 | 0.15979 | 0.18581 | 0.20795 | 0.22551 | 0.23846 | 0.24725 | 0.25261 | 0.25535 | 0.25622 | 0.25582 | 0.25488 | 3.8385 | 0.097256 | 0.087363 | 0.092819 | 0.089352 | 0.081719 | 0.074394 | 0.073533 | 0.071588 | 0.074609 | 0.087031 | 0.087503 | 0.097366 | 0 | 0.48353 | 0.42695 | 0.47014 | 0.44975 | 0.46157 | 0.44916 | 0.45309 | 0.44344 | 0.44174 | 0.46539 | 0.44545 | 0.48136 | 0.62245
LO3Slow | New | VHE-DOAS | Commercial | HVAC | 0.00022152 | 0.00016401 | 2.5128 | 69.7432 | Large Off | VHE-DOAS-New-Large Off | 0 | 0 | 0 | 0 | 0 | 0 | 0 | 0 | 0 | 0 | 0 | 0 | 0 | 0 | 0 | 0 | 0 | 0 | 0 | 0 | 0 | 0.037678 | 0.033845 | 0.035959 | 0.034616 | 0.031659 | 0.028821 | 0.028487 | 0.027734 | 0.028904 | 0.033717 | 0.0339 | 0.03772 | 0 | 0.18732 | 0.16541 | 0.18214 | 0.17424 | 0.17882 | 0.17401 | 0.17553 | 0.17179 | 0.17113 | 0.1803 | 0.17257 | 0.18648 | 0.5213
LO3Slow | New | VHE-DOAS | Commercial | HVAC | 0.00022153 | 0.00016402 | 2.513 | 69.7375 | Medium Off | VHE-DOAS-New-Medium Off | 0.00026479 | 0.00067123 | 0.001213 | 0.002091 | 0.0037084 | 0.0074265 | 0.011722 | 0.017878 | 0.024886 | 0.028476 | 0.036786 | 0.042995 | 0.041832 | 0.051757 | 0.050674 | 0.058494 | 0.059723 | 0.067464 | 0.055315 | 0.059411 | 0.62279 | 0.03768 | 0.033847 | 0.035961 | 0.034618 | 0.031661 | 0.028823 | 0.028489 | 0.027736 | 0.028906 | 0.033719 | 0.033902 | 0.037723 | 0 | 0.18734 | 0.16542 | 0.18215 | 0.17425 | 0.17883 | 0.17402 | 0.17554 | 0.1718 | 0.17115 | 0.18031 | 0.17258 | 0.1865 | 0.52133
LO3Slow | New | VHE-DOAS | Commercial | HVAC | 0.00021885 | 0.00016203 | 2.4826 | 70.7849 | Small Off | VHE-DOAS-New-Small Off | 0.00016286 | 0.0004173 | 0.00078389 | 0.0013999 | 0.0024483 | 0.0047298 | 0.0073318 | 0.011074 | 0.015929 | 0.018657 | 0.023541 | 0.027428 | 0.027482 | 0.032836 | 0.032575 | 0.036737 | 0.037776 | 0.041539 | 0.036095 | 0.038013 | 0.39696 | 0.037225 | 0.033438 | 0.035527 | 0.0342 | 0.031278 | 0.028474 | 0.028145 | 0.027401 | 0.028557 | 0.033311 | 0.033492 | 0.037267 | 0 | 0.18507 | 0.16342 | 0.17995 | 0.17214 | 0.17667 | 0.17192 | 0.17342 | 0.16973 | 0.16908 | 0.17813 | 0.1705 | 0.18424 | 0.51503
LO3Slow | New | VHE-DOAS | Commercial | HVAC | 0.00030422 | 0.00022524 | 3.451 | 55.4082 | XLarge Ret | VHE-DOAS-New-XLarge Ret | 0 | 0 | 0 | 0 | 0 | 0 | 0 | 0 | 0 | 0 | 0 | 0 | 0 | 0 | 0 | 0 | 0 | 0 | 0 | 0 | 0 | 0.051746 | 0.046482 | 0.049385 | 0.047541 | 0.043479 | 0.039582 | 0.039124 | 0.038089 | 0.039697 | 0.046305 | 0.046557 | 0.051804 | 0 | 0.25726 | 0.22716 | 0.25014 | 0.23929 | 0.24558 | 0.23898 | 0.24107 | 0.23594 | 0.23503 | 0.24762 | 0.23701 | 0.25611 | 0.62613
LO3Slow | New | VHE-DOAS | Commercial | HVAC | 0.00030422 | 0.00022524 | 3.451 | 55.4082 | Large Ret | VHE-DOAS-New-Large Ret | 0 | 0 | 0 | 0 | 0 | 0 | 0 | 0 | 0 | 0 | 0 | 0 | 0 | 0 | 0 | 0 | 0 | 0 | 0 | 0 | 0 | 0.051746 | 0.046482 | 0.049385 | 0.047541 | 0.043479 | 0.039582 | 0.039124 | 0.038089 | 0.039697 | 0.046305 | 0.046557 | 0.051804 | 0 | 0.25726 | 0.22716 | 0.25014 | 0.23929 | 0.24558 | 0.23898 | 0.24107 | 0.23594 | 0.23503 | 0.24762 | 0.23701 | 0.25611 | 0.62613
LO3Slow | New | VHE-DOAS | Commercial | HVAC | 0.00030401 | 0.00022508 | 3.4486 | 55.458 | Medium Ret | VHE-DOAS-New-Medium Ret | 0.00010722 | 0.00027652 | 0.00077652 | 0.0022998 | 0.0036808 | 0.0080218 | 0.011979 | 0.013118 | 0.026463 | 0.029744 | 0.038532 | 0.040166 | 0.047346 | 0.048859 | 0.051896 | 0.053304 | 0.056825 | 0.050842 | 0.050971 | 0.049224 | 0.58443 | 0.05171 | 0.04645 | 0.04935 | 0.047507 | 0.043449 | 0.039554 | 0.039096 | 0.038063 | 0.039669 | 0.046273 | 0.046524 | 0.051768 | 0 | 0.25708 | 0.22701 | 0.24997 | 0.23913 | 0.24541 | 0.23881 | 0.2409 | 0.23577 | 0.23487 | 0.24744 | 0.23684 | 0.25593 | 0.6257
LO3Slow | New | VHE-DOAS | Commercial | HVAC | 0.00030401 | 0.00022508 | 3.4486 | 55.458 | Small Ret | VHE-DOAS-New-Small Ret | 3.2304e-05 | 8.2311e-05 | 0.00021419 | 0.0005571 | 0.00092409 | 0.0018844 | 0.0028212 | 0.0032325 | 0.0063694 | 0.0073268 | 0.0092944 | 0.0099506 | 0.011517 | 0.011988 | 0.012685 | 0.013041 | 0.013818 | 0.012687 | 0.012902 | 0.012541 | 0.14387 | 0.05171 | 0.04645 | 0.04935 | 0.047507 | 0.043449 | 0.039554 | 0.039096 | 0.038063 | 0.039669 | 0.046273 | 0.046524 | 0.051768 | 0 | 0.25708 | 0.22701 | 0.24997 | 0.23913 | 0.24541 | 0.23881 | 0.2409 | 0.23577 | 0.23487 | 0.24744 | 0.23684 | 0.25593 | 0.6257
LO3Slow | New | VHE-DOAS | Commercial | HVAC | 0.00033068 | 0.00024483 | 3.7511 | 28.9913 | School K-12 | VHE-DOAS-New-School K-12 | 8.5696e-05 | 0.00021921 | 0.00048752 | 0.00095551 | 0.0016781 | 0.0026524 | 0.0039867 | 0.0055354 | 0.0087342 | 0.010783 | 0.012614 | 0.014788 | 0.0158 | 0.016726 | 0.017439 | 0.018486 | 0.018472 | 0.019185 | 0.019692 | 0.02044 | 0.20876 | 0.056246 | 0.050524 | 0.053679 | 0.051675 | 0.04726 | 0.043024 | 0.042526 | 0.041401 | 0.043149 | 0.050332 | 0.050605 | 0.056309 | 0 | 0.27964 | 0.24692 | 0.2719 | 0.2601 | 0.26694 | 0.25976 | 0.26204 | 0.25645 | 0.25547 | 0.26915 | 0.25761 | 0.27838 | 0.99481
LO3Slow | New | VHE-DOAS | Commercial | HVAC | 0.00032996 | 0.0002443 | 3.743 | 29.0887 | University | VHE-DOAS-New-University | 3.1461e-05 | 7.7483e-05 | 0.00019759 | 0.00037567 | 0.00072172 | 0.0011769 | 0.001762 | 0.0023725 | 0.00334 | 0.00434 | 0.0048744 | 0.0054879 | 0.005549 | 0.0061637 | 0.0068966 | 0.0076714 | 0.0076117 | 0.0081766 | 0.0077617 | 0.0086154 | 0.083204 | 0.056124 | 0.050415 | 0.053563 | 0.051563 | 0.047158 | 0.042931 | 0.042434 | 0.041312 | 0.043055 | 0.050223 | 0.050496 | 0.056187 | 0 | 0.27903 | 0.24638 | 0.27131 | 0.25954 | 0.26636 | 0.2592 | 0.26147 | 0.2559 | 0.25492 | 0.26857 | 0.25706 | 0.27778 | 0.99265
LO3Slow | New | VHE-DOAS | Commercial | HVAC | 0.00030416 | 0.0002252 | 3.4503 | 55.4225 | Warehouse | VHE-DOAS-New-Warehouse | 0 | 0 | 0 | 0 | 0 | 0 | 0 | 0 | 0 | 0 | 0 | 0 | 0 | 0 | 0 | 0 | 0 | 0 | 0 | 0 | 0 | 0.051736 | 0.046473 | 0.049375 | 0.047531 | 0.043471 | 0.039574 | 0.039116 | 0.038081 | 0.039689 | 0.046296 | 0.046548 | 0.051794 | 0 | 0.25721 | 0.22712 | 0.25009 | 0.23925 | 0.24553 | 0.23893 | 0.24102 | 0.23589 | 0.23498 | 0.24757 | 0.23696 | 0.25606 | 0.62601
LO3Slow | New | VHE-DOAS | Commercial | HVAC | 0.00030402 | 0.00022509 | 3.4487 | 55.4556 | Supermarket | VHE-DOAS-New-Supermarket | 0 | 0 | 0 | 0 | 0 | 0 | 0 | 0 | 0 | 0 | 0 | 0 | 0 | 0 | 0 | 0 | 0 | 0 | 0 | 0 | 0 | 0.051712 | 0.046451 | 0.049352 | 0.047509 | 0.043451 | 0.039555 | 0.039098 | 0.038064 | 0.03967 | 0.046275 | 0.046526 | 0.05177 | 0 | 0.25709 | 0.22701 | 0.24998 | 0.23913 | 0.24542 | 0.23882 | 0.24091 | 0.23578 | 0.23487 | 0.24745 | 0.23685 | 0.25594 | 0.62572
LO3Slow | New | VHE-DOAS | Commercial | HVAC | 0.00030402 | 0.00022509 | 3.4487 | 55.4556 | MiniMart | VHE-DOAS-New-MiniMart | 0 | 0 | 0 | 0 | 0 | 0 | 0 | 0 | 0 | 0 | 0 | 0 | 0 | 0 | 0 | 0 | 0 | 0 | 0 | 0 | 0 | 0.051712 | 0.046451 | 0.049352 | 0.047509 | 0.043451 | 0.039555 | 0.039098 | 0.038064 | 0.03967 | 0.046275 | 0.046526 | 0.05177 | 0 | 0.25709 | 0.22701 | 0.24998 | 0.23913 | 0.24542 | 0.23882 | 0.24091 | 0.23578 | 0.23487 | 0.24745 | 0.23685 | 0.25594 | 0.62572
LO3Slow | New | VHE-DOAS | Commercial | HVAC | 0.00022407 | 0.0001659 | 2.5417 | 68.768 | Restaurant | VHE-DOAS-New-Restaurant | 0 | 0 | 0 | 0 | 0 | 0 | 0 | 0 | 0 | 0 | 0 | 0 | 0 | 0 | 0 | 0 | 0 | 0 | 0 | 0 | 0 | 0.038112 | 0.034235 | 0.036373 | 0.035015 | 0.032024 | 0.029153 | 0.028816 | 0.028054 | 0.029238 | 0.034105 | 0.03429 | 0.038155 | 0 | 0.18948 | 0.16731 | 0.18424 | 0.17625 | 0.18088 | 0.17601 | 0.17756 | 0.17377 | 0.17311 | 0.18238 | 0.17456 | 0.18863 | 0.52731
LO3Slow | New | VHE-DOAS | Commercial | HVAC | 0.00030901 | 0.00022879 | 3.5053 | 54.3033 | Lodging | VHE-DOAS-New-Lodging | 5.7299e-05 | 0.00012019 | 0.00023074 | 0.00045126 | 0.0008809 | 0.0016643 | 0.0025152 | 0.0027304 | 0.0063016 | 0.0067178 | 0.0098737 | 0.0091731 | 0.013258 | 0.01115 | 0.015114 | 0.015006 | 0.016221 | 0.015625 | 0.018376 | 0.014976 | 0.16044 | 0.052561 | 0.047214 | 0.050162 | 0.048289 | 0.044164 | 0.040205 | 0.03974 | 0.038689 | 0.040322 | 0.047034 | 0.04729 | 0.05262 | 0 | 0.26131 | 0.23074 | 0.25408 | 0.24306 | 0.24945 | 0.24274 | 0.24487 | 0.23965 | 0.23873 | 0.25151 | 0.24074 | 0.26014 | 0.63599
LO3Slow | New | VHE-DOAS | Commercial | HVAC | 0.0003098 | 0.00022937 | 3.5143 | 54.1246 | Hospital | VHE-DOAS-New-Hospital | 0 | 0 | 0 | 0 | 0 | 0 | 0 | 0 | 0 | 0 | 0 | 0 | 0 | 0 | 0 | 0 | 0 | 0 | 0 | 0 | 0 | 0.052695 | 0.047334 | 0.05029 | 0.048412 | 0.044277 | 0.040308 | 0.039841 | 0.038788 | 0.040425 | 0.047155 | 0.047411 | 0.052754 | 0 | 0.26198 | 0.23133 | 0.25473 | 0.24368 | 0.25008 | 0.24336 | 0.24549 | 0.24026 | 0.23934 | 0.25216 | 0.24135 | 0.26081 | 0.63762
LO3Slow | New | VHE-DOAS | Commercial | HVAC | 0.00030622 | 0.00022672 | 3.4736 | 54.9443 | Residential Care | VHE-DOAS-New-Residential Care | 0.00025417 | 0.00069313 | 0.001619 | 0.0035351 | 0.006669 | 0.012226 | 0.015762 | 0.018414 | 0.024661 | 0.032916 | 0.036401 | 0.03823 | 0.036412 | 0.039991 | 0.041815 | 0.050703 | 0.049175 | 0.052577 | 0.053901 | 0.05799 | 0.57395 | 0.052085 | 0.046787 | 0.049708 | 0.047852 | 0.043764 | 0.039841 | 0.03938 | 0.038339 | 0.039957 | 0.046609 | 0.046862 | 0.052144 | 0 | 0.25895 | 0.22865 | 0.25178 | 0.24086 | 0.24719 | 0.24054 | 0.24265 | 0.23748 | 0.23657 | 0.24924 | 0.23856 | 0.25779 | 0.63024
LO3Slow | New | VHE-DOAS | Commercial | HVAC | 0.00030702 | 0.00022731 | 3.4827 | 54.7599 | Assembly | VHE-DOAS-New-Assembly | 0.00024413 | 0.0010487 | 0.0014627 | 0.0028474 | 0.0058116 | 0.011685 | 0.019323 | 0.029121 | 0.04345 | 0.053164 | 0.059428 | 0.063589 | 0.078607 | 0.084575 | 0.090225 | 0.097481 | 0.10294 | 0.10646 | 0.098665 | 0.10081 | 1.0509 | 0.052221 | 0.046909 | 0.049838 | 0.047977 | 0.043879 | 0.039945 | 0.039483 | 0.038439 | 0.040061 | 0.04673 | 0.046984 | 0.05228 | 0 | 0.25963 | 0.22925 | 0.25244 | 0.24149 | 0.24783 | 0.24117 | 0.24329 | 0.2381 | 0.23719 | 0.24989 | 0.23918 | 0.25846 | 0.63188
LO3Slow | New | VHE-DOAS | Commercial | HVAC | 0.00030702 | 0.00022731 | 3.4827 | 54.7599 | Other | VHE-DOAS-New-Other | 0.00035209 | 0.0011654 | 0.0022087 | 0.0042055 | 0.010759 | 0.018017 | 0.023247 | 0.029512 | 0.048502 | 0.059457 | 0.070884 | 0.07017 | 0.07445 | 0.078597 | 0.087968 | 0.085425 | 0.10029 | 0.11356 | 0.097826 | 0.10089 | 1.0775 | 0.052221 | 0.046909 | 0.049838 | 0.047977 | 0.043879 | 0.039945 | 0.039483 | 0.038439 | 0.040061 | 0.04673 | 0.046984 | 0.05228 | 0 | 0.25963 | 0.22925 | 0.25244 | 0.24149 | 0.24783 | 0.24117 | 0.24329 | 0.2381 | 0.23719 | 0.24989 | 0.23918 | 0.25846 | 0.63188
LO50Fast | New | VRF-DOAS | Commercial | HVAC | 0.00038046 | 0.00028169 | 4.3158 | 127.8158 | Large Off | VRF-DOAS-New-Large Off | 0 | 0 | 0 | 0 | 0 | 0 | 0 | 0 | 0 | 0 | 0 | 0 | 0 | 0 | 0 | 0 | 0 | 0 | 0 | 0 | 0 | 0.064714 | 0.058131 | 0.061761 | 0.059455 | 0.054376 | 0.049501 | 0.048928 | 0.047635 | 0.049645 | 0.05791 | 0.058224 | 0.064787 | 0 | 0.32174 | 0.28409 | 0.31283 | 0.29926 | 0.30712 | 0.29887 | 0.30149 | 0.29506 | 0.29393 | 0.30967 | 0.2964 | 0.32029 | 0.31061
LO50Fast | New | VRF-DOAS | Commercial | HVAC | 0.00038049 | 0.00028171 | 4.3162 | 127.8042 | Medium Off | VRF-DOAS-New-Medium Off | 0.0021074 | 0.0030465 | 0.0030028 | 0.0029342 | 0.0031493 | 0.0040505 | 0.0043776 | 0.0048694 | 0.0052414 | 0.0048844 | 0.0053771 | 0.0055651 | 0.004948 | 0.0057374 | 0.0053689 | 0.0060112 | 0.006017 | 0.0067131 | 0.0054631 | 0.0058363 | 0.094701 | 0.064719 | 0.058136 | 0.061766 | 0.05946 | 0.05438 | 0.049505 | 0.048932 | 0.047638 | 0.049649 | 0.057915 | 0.058229 | 0.064792 | 0 | 0.32176 | 0.28412 | 0.31286 | 0.29929 | 0.30715 | 0.29889 | 0.30151 | 0.29509 | 0.29396 | 0.3097 | 0.29642 | 0.32032 | 0.31064
LO50Fast | New | VRF-DOAS | Commercial | HVAC | 0.00037482 | 0.00027751 | 4.2518 | 129.9797 | Small Off | VRF-DOAS-New-Small Off | 0.00093175 | 0.0013615 | 0.0013949 | 0.0014121 | 0.0014946 | 0.0018544 | 0.0019683 | 0.0021681 | 0.0024116 | 0.0023004 | 0.0024736 | 0.002552 | 0.0023367 | 0.0026166 | 0.0024809 | 0.0027139 | 0.0027359 | 0.0029713 | 0.0025626 | 0.0026844 | 0.043426 | 0.063754 | 0.057269 | 0.060845 | 0.058573 | 0.053569 | 0.048767 | 0.048202 | 0.046928 | 0.048908 | 0.057051 | 0.057361 | 0.063826 | 0 | 0.31696 | 0.27988 | 0.30819 | 0.29482 | 0.30257 | 0.29444 | 0.29701 | 0.29069 | 0.28957 | 0.30508 | 0.292 | 0.31554 | 0.30601
LO50Fast | New | VRF-DOAS | Commercial | HVAC | 0.00023594 | 0.00017469 | 2.6764 | 255.7812 | XLarge Ret | VRF-DOAS-New-XLarge Ret | 0 | 0 | 0 | 0 | 0 | 0 | 0 | 0 | 0 | 0 | 0 | 0 | 0 | 0 | 0 | 0 | 0 | 0 | 0 | 0 | 0 | 0.040132 | 0.036049 | 0.038301 | 0.03687 | 0.033721 | 0.030698 | 0.030342 | 0.02954 | 0.030787 | 0.035912 | 0.036107 | 0.040177 | 0 | 0.19952 | 0.17618 | 0.194 | 0.18559 | 0.19046 | 0.18534 | 0.18696 | 0.18298 | 0.18228 | 0.19204 | 0.18381 | 0.19863 | 0.1643
LO50Fast | New | VRF-DOAS | Commercial | HVAC | 0.00023594 | 0.00017469 | 2.6764 | 255.7812 | Large Ret | VRF-DOAS-New-Large Ret | 0 | 0 | 0 | 0 | 0 | 0 | 0 | 0 | 0 | 0 | 0 | 0 | 0 | 0 | 0 | 0 | 0 | 0 | 0 | 0 | 0 | 0.040132 | 0.036049 | 0.038301 | 0.03687 | 0.033721 | 0.030698 | 0.030342 | 0.02954 | 0.030787 | 0.035912 | 0.036107 | 0.040177 | 0 | 0.19952 | 0.17618 | 0.194 | 0.18559 | 0.19046 | 0.18534 | 0.18696 | 0.18298 | 0.18228 | 0.19204 | 0.18381 | 0.19863 | 0.1643
LO50Fast | New | VRF-DOAS | Commercial | HVAC | 0.00023576 | 0.00017455 | 2.6744 | 255.9872 | Medium Ret | VRF-DOAS-New-Medium Ret | 0.00027778 | 0.00040852 | 0.0006257 | 0.0010505 | 0.0010175 | 0.0014241 | 0.0014561 | 0.001163 | 0.0018142 | 0.0016606 | 0.0018334 | 0.0016923 | 0.0018229 | 0.001763 | 0.0017897 | 0.0017831 | 0.0018635 | 0.0016467 | 0.0016386 | 0.001574 | 0.028305 | 0.040101 | 0.036022 | 0.038272 | 0.036842 | 0.033695 | 0.030675 | 0.030319 | 0.029518 | 0.030764 | 0.035885 | 0.03608 | 0.040147 | 0 | 0.19937 | 0.17605 | 0.19385 | 0.18544 | 0.19032 | 0.1852 | 0.18682 | 0.18284 | 0.18214 | 0.19189 | 0.18367 | 0.19848 | 0.16417
LO50Fast | New | VRF-DOAS | Commercial | HVAC | 0.00023576 | 0.00017455 | 2.6744 | 255.9872 | Small Ret | VRF-DOAS-New-Small Ret | 8.4269e-05 | 0.00012245 | 0.00017379 | 0.00025623 | 0.00025722 | 0.00033686 | 0.00034533 | 0.00028857 | 0.00043969 | 0.0004119 | 0.0004453 | 0.00042215 | 0.00044649 | 0.00043558 | 0.00044051 | 0.00043927 | 0.00045631 | 0.00041377 | 0.00041765 | 0.00040379 | 0.0070371 | 0.040101 | 0.036022 | 0.038272 | 0.036842 | 0.033695 | 0.030675 | 0.030319 | 0.029518 | 0.030764 | 0.035885 | 0.03608 | 0.040147 | 0 | 0.19937 | 0.17605 | 0.19385 | 0.18544 | 0.19032 | 0.1852 | 0.18682 | 0.18284 | 0.18214 | 0.19189 | 0.18367 | 0.19848 | 0.16417
LO50Fast | New | VRF-DOAS | Commercial | HVAC | 0.00044583 | 0.00033008 | 5.0573 | 133.7665 | School K-12 | VRF-DOAS-New-School K-12 | 0.00038596 | 0.00056301 | 0.00068294 | 0.00075876 | 0.00080644 | 0.00081863 | 0.00084251 | 0.00085315 | 0.001041 | 0.0010467 | 0.0010434 | 0.0010832 | 0.0010576 | 0.0010492 | 0.0010456 | 0.001075 | 0.0010531 | 0.0010803 | 0.0011006 | 0.0011363 | 0.018523 | 0.075832 | 0.068118 | 0.072372 | 0.069669 | 0.063718 | 0.058006 | 0.057334 | 0.055818 | 0.058174 | 0.067859 | 0.068228 | 0.075917 | 0 | 0.37701 | 0.3329 | 0.36658 | 0.35068 | 0.35989 | 0.35022 | 0.35328 | 0.34576 | 0.34443 | 0.36287 | 0.34732 | 0.37532 | 0.29826
LO50Fast | New | VRF-DOAS | Commercial | HVAC | 0.00044383 | 0.0003286 | 5.0346 | 134.4413 | University | VRF-DOAS-New-University | 0.00017671 | 0.00024818 | 0.00034518 | 0.00037203 | 0.00043254 | 0.00045298 | 0.00046438 | 0.00045602 | 0.00049643 | 0.00052533 | 0.00050283 | 0.00050128 | 0.00046319 | 0.00048218 | 0.00051565 | 0.00055636 | 0.00054119 | 0.00057418 | 0.00054098 | 0.00059727 | 0.0092449 | 0.075492 | 0.067812 | 0.072047 | 0.069357 | 0.063432 | 0.057745 | 0.057077 | 0.055568 | 0.057913 | 0.067554 | 0.067921 | 0.075577 | 0 | 0.37532 | 0.33141 | 0.36493 | 0.3491 | 0.35827 | 0.34864 | 0.3517 | 0.3442 | 0.34288 | 0.36124 | 0.34576 | 0.37364 | 0.29692
LO50Fast | New | VRF-DOAS | Commercial | HVAC | 0.00023589 | 0.00017465 | 2.6758 | 255.8402 | Warehouse | VRF-DOAS-New-Warehouse | 0 | 0 | 0 | 0 | 0 | 0 | 0 | 0 | 0 | 0 | 0 | 0 | 0 | 0 | 0 | 0 | 0 | 0 | 0 | 0 | 0 | 0.040123 | 0.036042 | 0.038292 | 0.036862 | 0.033713 | 0.030691 | 0.030336 | 0.029534 | 0.03078 | 0.035905 | 0.0361 | 0.040168 | 0 | 0.19948 | 0.17614 | 0.19396 | 0.18554 | 0.19042 | 0.1853 | 0.18692 | 0.18294 | 0.18224 | 0.192 | 0.18377 | 0.19858 | 0.16426
LO50Fast | New | VRF-DOAS | Commercial | HVAC | 0.00023577 | 0.00017456 | 2.6745 | 255.9774 | Supermarket | VRF-DOAS-New-Supermarket | 0 | 0 | 0 | 0 | 0 | 0 | 0 | 0 | 0 | 0 | 0 | 0 | 0 | 0 | 0 | 0 | 0 | 0 | 0 | 0 | 0 | 0.040103 | 0.036023 | 0.038273 | 0.036844 | 0.033696 | 0.030676 | 0.030321 | 0.029519 | 0.030765 | 0.035886 | 0.036081 | 0.040148 | 0 | 0.19938 | 0.17605 | 0.19386 | 0.18545 | 0.19032 | 0.18521 | 0.18683 | 0.18285 | 0.18215 | 0.1919 | 0.18368 | 0.19848 | 0.16418
LO50Fast | New | VRF-DOAS | Commercial | HVAC | 0.00023577 | 0.00017456 | 2.6745 | 255.9774 | MiniMart | VRF-DOAS-New-MiniMart | 0 | 0 | 0 | 0 | 0 | 0 | 0 | 0 | 0 | 0 | 0 | 0 | 0 | 0 | 0 | 0 | 0 | 0 | 0 | 0 | 0 | 0.040103 | 0.036023 | 0.038273 | 0.036844 | 0.033696 | 0.030676 | 0.030321 | 0.029519 | 0.030765 | 0.035886 | 0.036081 | 0.040148 | 0 | 0.19938 | 0.17605 | 0.19386 | 0.18545 | 0.19032 | 0.18521 | 0.18683 | 0.18285 | 0.18215 | 0.1919 | 0.18368 | 0.19848 | 0.16418
LO50Fast | New | VRF-DOAS | Commercial | HVAC | 0.00038587 | 0.00028569 | 4.3772 | 125.8013 | Restaurant | VRF-DOAS-New-Restaurant | 0 | 0 | 0 | 0 | 0 | 0 | 0 | 0 | 0 | 0 | 0 | 0 | 0 | 0 | 0 | 0 | 0 | 0 | 0 | 0 | 0 | 0.065634 | 0.058957 | 0.062639 | 0.0603 | 0.055149 | 0.050205 | 0.049624 | 0.048312 | 0.050351 | 0.058733 | 0.059052 | 0.065708 | 0 | 0.32631 | 0.28813 | 0.31728 | 0.30352 | 0.31149 | 0.30312 | 0.30577 | 0.29926 | 0.29811 | 0.31407 | 0.30061 | 0.32485 | 0.31503
LO50Fast | New | VRF-DOAS | Commercial | HVAC | 0.00023997 | 0.00017767 | 2.7222 | 251.2157 | Lodging | VRF-DOAS-New-Lodging | 0.00022651 | 0.00027096 | 0.00028371 | 0.00031452 | 0.00037157 | 0.00045086 | 0.00046654 | 0.00036937 | 0.00065921 | 0.00057231 | 0.00071687 | 0.00058974 | 0.00077888 | 0.00061392 | 0.00079536 | 0.00076595 | 0.00081172 | 0.00077227 | 0.00090144 | 0.00073072 | 0.011462 | 0.040818 | 0.036666 | 0.038955 | 0.037501 | 0.034297 | 0.031223 | 0.030861 | 0.030045 | 0.031313 | 0.036526 | 0.036725 | 0.040864 | 0 | 0.20293 | 0.17919 | 0.19732 | 0.18876 | 0.19372 | 0.18851 | 0.19016 | 0.18611 | 0.1854 | 0.19532 | 0.18695 | 0.20202 | 0.16711
LO50Fast | New | VRF-DOAS | Commercial | HVAC | 0.00024064 | 0.00017816 | 2.7297 | 250.4786 | Hospital | VRF-DOAS-New-Hospital | 0.00035408 | 0.00064509 | 0.0008539 | 0.00089351 | 0.0011042 | 0.0013049 | 0.0012222 | 0.0010234 | 0.0010971 | 0.0011814 | 0.0011205 | 0.0010564 | 0.00096594 | 0.00095431 | 0.00098452 | 0.0011153 | 0.0011238 | 0.001122 | 0.001169 | 0.001209 | 0.020501 | 0.040931 | 0.036767 | 0.039063 | 0.037604 | 0.034392 | 0.031309 | 0.030947 | 0.030128 | 0.0314 | 0.036627 | 0.036826 | 0.040977 | 0 | 0.20349 | 0.17969 | 0.19786 | 0.18928 | 0.19425 | 0.18903 | 0.19069 | 0.18662 | 0.18591 | 0.19586 | 0.18747 | 0.20258 | 0.16757
LO50Fast | New | VRF-DOAS | Commercial | HVAC | 0.00023762 | 0.00017593 | 2.6955 | 253.8627 | Residential Care | VRF-DOAS-New-Residential Care | 0.00072004 | 0.0011198 | 0.0014265 | 0.0017657 | 0.0020159 | 0.0023734 | 0.0020952 | 0.0017852 | 0.0018487 | 0.0020096 | 0.0018939 | 0.0017613 | 0.001533 | 0.0015779 | 0.0015769 | 0.0018546 | 0.0017634 | 0.0018622 | 0.0018949 | 0.0020277 | 0.034906 | 0.040417 | 0.036306 | 0.038573 | 0.037133 | 0.03396 | 0.030916 | 0.030558 | 0.02975 | 0.031006 | 0.036168 | 0.036364 | 0.040463 | 0 | 0.20094 | 0.17743 | 0.19538 | 0.1869 | 0.19182 | 0.18666 | 0.18829 | 0.18428 | 0.18358 | 0.19341 | 0.18512 | 0.20004 | 0.16547
LO50Fast | New | VRF-DOAS | Commercial | HVAC | 0.00023829 | 0.00017643 | 2.7031 | 253.1008 | Assembly | VRF-DOAS-New-Assembly | 0.0006635 | 0.0016253 | 0.0012365 | 0.0013644 | 0.0016853 | 0.0021763 | 0.0024642 | 0.0027084 | 0.0031249 | 0.0031139 | 0.0029664 | 0.0028106 | 0.003175 | 0.0032014 | 0.0032643 | 0.0034208 | 0.0035415 | 0.0036173 | 0.0033275 | 0.0033816 | 0.052869 | 0.040532 | 0.036409 | 0.038682 | 0.037238 | 0.034057 | 0.031004 | 0.030645 | 0.029835 | 0.031094 | 0.03627 | 0.036467 | 0.040577 | 0 | 0.20151 | 0.17793 | 0.19593 | 0.18743 | 0.19236 | 0.18719 | 0.18883 | 0.1848 | 0.1841 | 0.19395 | 0.18564 | 0.20061 | 0.16593
LO50Fast | New | VRF-DOAS | Commercial | HVAC | 0.00023829 | 0.00017643 | 2.7031 | 253.1008 | Other | VRF-DOAS-New-Other | 0.0010228 | 0.0019305 | 0.0019956 | 0.0021539 | 0.0033349 | 0.0035865 | 0.0031687 | 0.0029338 | 0.0037284 | 0.0037222 | 0.0037817 | 0.003315 | 0.0032141 | 0.00318 | 0.0034017 | 0.0032041 | 0.0036878 | 0.0041244 | 0.0035264 | 0.0036173 | 0.06263 | 0.040532 | 0.036409 | 0.038682 | 0.037238 | 0.034057 | 0.031004 | 0.030645 | 0.029835 | 0.031094 | 0.03627 | 0.036467 | 0.040577 | 0 | 0.20151 | 0.17793 | 0.19593 | 0.18743 | 0.19236 | 0.18719 | 0.18883 | 0.1848 | 0.1841 | 0.19395 | 0.18564 | 0.20061 | 0.16593
LO50Fast | NR | VRF-DOAS | Commercial | HVAC | 0.00042274 | 0.00031299 | 4.7954 | 113.4469 | Large Off | VRF-DOAS-NR-Large Off | 0 | 0 | 0 | 0 | 0 | 0 | 0 | 0 | 0 | 0 | 0 | 0 | 0 | 0 | 0 | 0 | 0 | 0 | 0 | 0 | 0 | 0.071904 | 0.06459 | 0.068624 | 0.066061 | 0.060417 | 0.055001 | 0.054365 | 0.052927 | 0.055161 | 0.064344 | 0.064694 | 0.071985 | 0 | 0.35748 | 0.31566 | 0.34759 | 0.33251 | 0.34125 | 0.33208 | 0.33499 | 0.32785 | 0.32659 | 0.34408 | 0.32933 | 0.35588 | 0.34513
LO50Fast | NR | VRF-DOAS | Commercial | HVAC | 0.00042277 | 0.00031301 | 4.7958 | 113.4364 | Medium Off | VRF-DOAS-NR-Medium Off | 0.031567 | 0.04616 | 0.055783 | 0.061873 | 0.065814 | 0.067673 | 0.068382 | 0.06854 | 0.068467 | 0.068278 | 0.068073 | 0.067869 | 0.067665 | 0.067462 | 0.06726 | 0.067954 | 0.067485 | 0.067028 | 0.066705 | 0.066455 | 1.3251 | 0.07191 | 0.064595 | 0.068629 | 0.066066 | 0.060422 | 0.055006 | 0.054369 | 0.052932 | 0.055165 | 0.06435 | 0.064699 | 0.071991 | 0 | 0.35751 | 0.31569 | 0.34762 | 0.33254 | 0.34128 | 0.3321 | 0.33501 | 0.32787 | 0.32662 | 0.34411 | 0.32936 | 0.35591 | 0.34516
LO50Fast | NR | VRF-DOAS | Commercial | HVAC | 0.00041647 | 0.00030834 | 4.7242 | 115.3943 | Small Off | VRF-DOAS-NR-Small Off | 0.040157 | 0.05872 | 0.070963 | 0.078709 | 0.083723 | 0.086089 | 0.08699 | 0.087191 | 0.087098 | 0.086857 | 0.086597 | 0.086337 | 0.086078 | 0.08582 | 0.085562 | 0.085702 | 0.08533 | 0.084967 | 0.08466 | 0.08438 | 1.6857 | 0.070838 | 0.063632 | 0.067605 | 0.065081 | 0.059521 | 0.054185 | 0.053558 | 0.052142 | 0.054343 | 0.06339 | 0.063734 | 0.070917 | 0 | 0.35218 | 0.31098 | 0.34243 | 0.32758 | 0.33619 | 0.32715 | 0.33002 | 0.32298 | 0.32175 | 0.33897 | 0.32445 | 0.3506 | 0.34001
LO50Fast | NR | VRF-DOAS | Commercial | HVAC | 0.00026216 | 0.0001941 | 2.9738 | 228.6157 | XLarge Ret | VRF-DOAS-NR-XLarge Ret | 0 | 0 | 0 | 0 | 0 | 0 | 0 | 0 | 0 | 0 | 0 | 0 | 0 | 0 | 0 | 0 | 0 | 0 | 0 | 0 | 0 | 0.044591 | 0.040055 | 0.042556 | 0.040967 | 0.037467 | 0.034109 | 0.033714 | 0.032822 | 0.034208 | 0.039903 | 0.040119 | 0.044641 | 0 | 0.22169 | 0.19575 | 0.21556 | 0.20621 | 0.21162 | 0.20593 | 0.20774 | 0.20331 | 0.20253 | 0.21338 | 0.20423 | 0.2207 | 0.18255
LO50Fast | NR | VRF-DOAS | Commercial | HVAC | 0.00026216 | 0.0001941 | 2.9738 | 228.6157 | Large Ret | VRF-DOAS-NR-Large Ret | 0 | 0 | 0 | 0 | 0 | 0 | 0 | 0 | 0 | 0 | 0 | 0 | 0 | 0 | 0 | 0 | 0 | 0 | 0 | 0 | 0 | 0.044591 | 0.040055 | 0.042556 | 0.040967 | 0.037467 | 0.034109 | 0.033714 | 0.032822 | 0.034208 | 0.039903 | 0.040119 | 0.044641 | 0 | 0.22169 | 0.19575 | 0.21556 | 0.20621 | 0.21162 | 0.20593 | 0.20774 | 0.20331 | 0.20253 | 0.21338 | 0.20423 | 0.2207 | 0.18255
LO50Fast | NR | VRF-DOAS | Commercial | HVAC | 0.00026196 | 0.00019395 | 2.9716 | 228.8011 | Medium Ret | VRF-DOAS-NR-Medium Ret | 0.0058971 | 0.0086093 | 0.010388 | 0.011503 | 0.012216 | 0.012541 | 0.012652 | 0.012661 | 0.012627 | 0.012572 | 0.012514 | 0.012457 | 0.012399 | 0.012342 | 0.012286 | 0.012347 | 0.012257 | 0.012194 | 0.01215 | 0.01207 | 0.24011 | 0.044557 | 0.040025 | 0.042524 | 0.040936 | 0.037439 | 0.034083 | 0.033688 | 0.032798 | 0.034182 | 0.039872 | 0.040089 | 0.044607 | 0 | 0.22152 | 0.19561 | 0.21539 | 0.20605 | 0.21146 | 0.20578 | 0.20758 | 0.20316 | 0.20238 | 0.21322 | 0.20408 | 0.22053 | 0.18241
LO50Fast | NR | VRF-DOAS | Commercial | HVAC | 0.00026196 | 0.00019395 | 2.9716 | 228.8011 | Small Ret | VRF-DOAS-NR-Small Ret | 0.0041035 | 0.0059908 | 0.0072282 | 0.0080044 | 0.0085006 | 0.0087268 | 0.008804 | 0.0088102 | 0.0087866 | 0.0087483 | 0.0087081 | 0.008668 | 0.0086281 | 0.0085884 | 0.0085489 | 0.0085454 | 0.0084957 | 0.008453 | 0.0084144 | 0.0083703 | 0.16708 | 0.044557 | 0.040025 | 0.042524 | 0.040936 | 0.037439 | 0.034083 | 0.033688 | 0.032798 | 0.034182 | 0.039872 | 0.040089 | 0.044607 | 0 | 0.22152 | 0.19561 | 0.21539 | 0.20605 | 0.21146 | 0.20578 | 0.20758 | 0.20316 | 0.20238 | 0.21322 | 0.20408 | 0.22053 | 0.18241
LO50Fast | NR | VRF-DOAS | Commercial | HVAC | 0.00049537 | 0.00036676 | 5.6192 | 118.8025 | School K-12 | VRF-DOAS-NR-School K-12 | 0.017316 | 0.025343 | 0.030655 | 0.034032 | 0.036232 | 0.03729 | 0.037714 | 0.037836 | 0.037829 | 0.037759 | 0.037679 | 0.0376 | 0.037521 | 0.037443 | 0.037364 | 0.03745 | 0.037323 | 0.037214 | 0.037115 | 0.037024 | 0.73946 | 0.084258 | 0.075687 | 0.080413 | 0.07741 | 0.070797 | 0.064451 | 0.063705 | 0.06202 | 0.064638 | 0.075399 | 0.075808 | 0.084353 | 0 | 0.4189 | 0.36989 | 0.40731 | 0.38964 | 0.39988 | 0.38913 | 0.39254 | 0.38417 | 0.3827 | 0.40319 | 0.38591 | 0.41702 | 0.3314
LO50Fast | NR | VRF-DOAS | Commercial | HVAC | 0.00049314 | 0.00036511 | 5.594 | 119.4098 | University | VRF-DOAS-NR-University | 0.0098956 | 0.014479 | 0.017508 | 0.019431 | 0.020681 | 0.021278 | 0.021514 | 0.021577 | 0.021566 | 0.02152 | 0.021468 | 0.021417 | 0.021365 | 0.021314 | 0.021263 | 0.021287 | 0.021212 | 0.021153 | 0.021091 | 0.021036 | 0.42018 | 0.083879 | 0.075347 | 0.080052 | 0.077063 | 0.07048 | 0.064162 | 0.063419 | 0.061742 | 0.064348 | 0.075061 | 0.075468 | 0.083974 | 0 | 0.41702 | 0.36823 | 0.40548 | 0.38789 | 0.39808 | 0.38738 | 0.39078 | 0.38245 | 0.38098 | 0.40138 | 0.38418 | 0.41515 | 0.32991
LO50Fast | NR | VRF-DOAS | Commercial | HVAC | 0.00013985 | 0.00010354 | 1.5864 | 442.4406 | Warehouse | VRF-DOAS-NR-Warehouse | 0 | 0 | 0 | 0 | 0 | 0 | 0 | 0 | 0 | 0 | 0 | 0 | 0 | 0 | 0 | 0 | 0 | 0 | 0 | 0 | 0 | 0.023787 | 0.021367 | 0.022702 | 0.021854 | 0.019987 | 0.018195 | 0.017985 | 0.017509 | 0.018248 | 0.021286 | 0.021402 | 0.023814 | 0 | 0.11826 | 0.10443 | 0.11499 | 0.11 | 0.11289 | 0.10986 | 0.11082 | 0.10846 | 0.10804 | 0.11383 | 0.10895 | 0.11773 | 0.097383
LO50Fast | NR | VRF-DOAS | Commercial | HVAC | 0.00013978 | 0.00010349 | 1.5856 | 442.672 | Supermarket | VRF-DOAS-NR-Supermarket | 0 | 0 | 0 | 0 | 0 | 0 | 0 | 0 | 0 | 0 | 0 | 0 | 0 | 0 | 0 | 0 | 0 | 0 | 0 | 0 | 0 | 0.023775 | 0.021357 | 0.02269 | 0.021843 | 0.019977 | 0.018186 | 0.017976 | 0.0175 | 0.018239 | 0.021275 | 0.021391 | 0.023802 | 0 | 0.1182 | 0.10437 | 0.11493 | 0.10995 | 0.11283 | 0.1098 | 0.11076 | 0.1084 | 0.10799 | 0.11377 | 0.10889 | 0.11767 | 0.097334
LO50Fast | NR | VRF-DOAS | Commercial | HVAC | 0.00013978 | 0.00010349 | 1.5856 | 442.672 | MiniMart | VRF-DOAS-NR-MiniMart | 0 | 0 | 0 | 0 | 0 | 0 | 0 | 0 | 0 | 0 | 0 | 0 | 0 | 0 | 0 | 0 | 0 | 0 | 0 | 0 | 0 | 0.023775 | 0.021357 | 0.02269 | 0.021843 | 0.019977 | 0.018186 | 0.017976 | 0.0175 | 0.018239 | 0.021275 | 0.021391 | 0.023802 | 0 | 0.1182 | 0.10437 | 0.11493 | 0.10995 | 0.11283 | 0.1098 | 0.11076 | 0.1084 | 0.10799 | 0.11377 | 0.10889 | 0.11767 | 0.097334
LO50Fast | NR | VRF-DOAS | Commercial | HVAC | 0.00042875 | 0.00031744 | 4.8636 | 111.6339 | Restaurant | VRF-DOAS-NR-Restaurant | 0 | 0 | 0 | 0 | 0 | 0 | 0 | 0 | 0 | 0 | 0 | 0 | 0 | 0 | 0 | 0 | 0 | 0 | 0 | 0 | 0 | 0.072927 | 0.065508 | 0.069599 | 0.067 | 0.061277 | 0.055784 | 0.055138 | 0.05368 | 0.055945 | 0.065259 | 0.065614 | 0.073009 | 0 | 0.36257 | 0.32015 | 0.35253 | 0.33724 | 0.3461 | 0.3368 | 0.33975 | 0.33251 | 0.33123 | 0.34897 | 0.33402 | 0.36094 | 0.35003
LO50Fast | NR | VRF-DOAS | Commercial | HVAC | 0.00042651 | 0.00031578 | 4.8381 | 112.3041 | Lodging | VRF-DOAS-NR-Lodging | 0.012159 | 0.017768 | 0.021457 | 0.023782 | 0.025279 | 0.025976 | 0.026229 | 0.026271 | 0.026225 | 0.026134 | 0.026037 | 0.025941 | 0.025845 | 0.025749 | 0.025654 | 0.025713 | 0.025554 | 0.025427 | 0.025319 | 0.02522 | 0.50366 | 0.072545 | 0.065166 | 0.069235 | 0.06665 | 0.060956 | 0.055492 | 0.054849 | 0.053399 | 0.055653 | 0.064918 | 0.065271 | 0.072627 | 0 | 0.36067 | 0.31847 | 0.35069 | 0.33548 | 0.34429 | 0.33504 | 0.33797 | 0.33077 | 0.3295 | 0.34715 | 0.33227 | 0.35906 | 0.3482
LO50Fast | NR | VRF-DOAS | Commercial | HVAC | 0.00042796 | 0.00031686 | 4.8546 | 111.8682 | Hospital | VRF-DOAS-NR-Hospital | 0.0058689 | 0.0085725 | 0.010348 | 0.011465 | 0.012182 | 0.012513 | 0.01263 | 0.012645 | 0.012617 | 0.012569 | 0.012517 | 0.012466 | 0.012415 | 0.012364 | 0.012313 | 0.012504 | 0.012425 | 0.012332 | 0.012234 | 0.012174 | 0.24125 | 0.072793 | 0.065388 | 0.069472 | 0.066877 | 0.061164 | 0.055681 | 0.055037 | 0.053581 | 0.055843 | 0.06514 | 0.065493 | 0.072875 | 0 | 0.3619 | 0.31956 | 0.35189 | 0.33662 | 0.34547 | 0.33618 | 0.33913 | 0.3319 | 0.33063 | 0.34833 | 0.3334 | 0.36028 | 0.34939
LO50Fast | NR | VRF-DOAS | Commercial | HVAC | 0.00042135 | 0.00031196 | 4.7796 | 113.8742 | Residential Care | VRF-DOAS-NR-Residential Care | 0.016876 | 0.02465 | 0.029757 | 0.032969 | 0.03503 | 0.03598 | 0.036317 | 0.036361 | 0.036282 | 0.036142 | 0.035993 | 0.035846 | 0.035699 | 0.035552 | 0.035407 | 0.03575 | 0.035485 | 0.035255 | 0.035068 | 0.034889 | 0.69374 | 0.071667 | 0.064377 | 0.068397 | 0.065843 | 0.060218 | 0.05482 | 0.054186 | 0.052753 | 0.054979 | 0.064132 | 0.064481 | 0.071748 | 0 | 0.35631 | 0.31462 | 0.34645 | 0.33142 | 0.34013 | 0.33098 | 0.33388 | 0.32677 | 0.32552 | 0.34295 | 0.32825 | 0.35471 | 0.34399
LO50Fast | NR | VRF-DOAS | Commercial | HVAC | 0.00026477 | 0.00019603 | 3.0034 | 226.2033 | Assembly | VRF-DOAS-NR-Assembly | 0.017614 | 0.025717 | 0.031033 | 0.034369 | 0.036504 | 0.037479 | 0.037815 | 0.037846 | 0.037749 | 0.037589 | 0.03742 | 0.037252 | 0.037085 | 0.036919 | 0.036753 | 0.03687 | 0.036759 | 0.036414 | 0.036214 | 0.036042 | 0.71872 | 0.045035 | 0.040454 | 0.04298 | 0.041375 | 0.037841 | 0.034449 | 0.03405 | 0.033149 | 0.034549 | 0.0403 | 0.040519 | 0.045086 | 0 | 0.2239 | 0.1977 | 0.2177 | 0.20826 | 0.21373 | 0.20799 | 0.20981 | 0.20534 | 0.20455 | 0.2155 | 0.20627 | 0.2229 | 0.18437
LO50Fast | NR | VRF-DOAS | Commercial | HVAC | 0.00026477 | 0.00019603 | 3.0034 | 226.2033 | Other | VRF-DOAS-NR-Other | 0.019273 | 0.028013 | 0.033649 | 0.037098 | 0.039224 | 0.040089 | 0.040265 | 0.040116 | 0.039831 | 0.039482 | 0.039127 | 0.038775 | 0.038426 | 0.03808 | 0.037737 | 0.037833 | 0.037459 | 0.036975 | 0.03658 | 0.036279 | 0.72139 | 0.045035 | 0.040454 | 0.04298 | 0.041375 | 0.037841 | 0.034449 | 0.03405 | 0.033149 | 0.034549 | 0.0403 | 0.040519 | 0.045086 | 0 | 0.2239 | 0.1977 | 0.2177 | 0.20826 | 0.21373 | 0.20799 | 0.20981 | 0.20534 | 0.20455 | 0.2155 | 0.20627 | 0.2229 | 0.18437
LO5Med | NR | Washer | Commercial | Water Heating | 0.081171 | 0.061552 | 831.3535 | -148.932 | Multifamily Common Areas | Washer_Multi-family_MEF 2.20 or greater | 0.0069498 | 0.015676 | 0.026568 | 0.039452 | 0.054411 | 0.072172 | 0.091986 | 0.11262 | 0.13251 | 0.15012 | 0.16433 | 0.17476 | 0.18177 | 0.18601 | 0.18776 | 0.1895 | 0.19124 | 0.19296 | 0.19012 | 0.19157 | 2.1647 | 13.4845 | 12.3532 | 13.5877 | 11.429 | 11.3947 | 10.0914 | 10.1157 | 9.8998 | 9.3827 | 10.024 | 11.2153 | 12.6485 | 0 | 64.832 | 59.6235 | 65.6708 | 60.8809 | 62.0554 | 55.2103 | 54.5534 | 53.6185 | 50.7537 | 53.3578 | 54.0849 | 61.0858 | 3.9794
LO5Med | NR | Washer | Commercial | Water Heating | 0.11097 | 0.08415 | 1136.5628 | -134.6087 | Laundromat | Washer_Laundromat_MEF 2.20 or greater | 0.0035353 | 0.0079743 | 0.013514 | 0.020068 | 0.027678 | 0.036713 | 0.046792 | 0.057286 | 0.067405 | 0.076362 | 0.083592 | 0.088895 | 0.092463 | 0.094622 | 0.095512 | 0.096397 | 0.097279 | 0.098156 | 0.096713 | 0.097449 | 0.69189 | 18.435 | 16.8884 | 18.5761 | 15.6248 | 15.578 | 13.7962 | 13.8294 | 13.5343 | 12.8273 | 13.704 | 15.3328 | 17.292 | 0 | 88.6333 | 81.5126 | 89.7801 | 83.2317 | 84.8374 | 75.4793 | 74.5813 | 73.3031 | 69.3865 | 72.9467 | 73.9407 | 83.5118 | 3.3983
LO5Med | NR | Water Cooler Controls | Commercial | Refrigeration | 0.015462 | 0.01523 | 137.8912 | 37.2248 | All Buildings | Market Average to ES 2.0 Upgrade | 0.0074702 | 0.017014 | 0.029125 | 0.043697 | 0.060908 | 0.081672 | 0.10526 | 0.13034 | 0.15514 | 0.17785 | 0.19274 | 0.20296 | 0.20907 | 0.21193 | 0.21193 | 0.21193 | 0.21193 | 0.21193 | 0.21193 | 0.21193 | 1.1476 | 2.0201 | 1.8531 | 1.9851 | 1.8778 | 1.9141 | 1.8536 | 1.9093 | 2.0309 | 1.8842 | 1.9766 | 1.8677 | 1.8939 | 0 | 10.0356 | 9.2417 | 9.9138 | 9.3958 | 9.5538 | 9.277 | 9.5162 | 10.0316 | 9.3788 | 9.8235 | 9.2496 | 9.4073 | 0.85334
LO5Med | NR | Water Cooler Controls | Commercial | Refrigeration | 0.028822 | 0.038231 | 167.9673 | 5.2187 | All Buildings | Timer on ES 2.0 Hot & Cold Water Cooler | 0.022059 | 0.050243 | 0.086006 | 0.12904 | 0.17986 | 0.24118 | 0.31083 | 0.38488 | 0.45814 | 0.52519 | 0.56916 | 0.59934 | 0.61739 | 0.62583 | 0.62583 | 0.62583 | 0.62583 | 0.62583 | 0.62583 | 0.62583 | 3.3889 | 4.9031 | 4.3958 | 4.8277 | 4.6298 | 4.7653 | 4.6344 | 4.8187 | 4.8111 | 4.6259 | 4.7881 | 4.6869 | 4.8985 | 0 | 9.5749 | 8.5965 | 9.4563 | 9.0878 | 9.3643 | 9.0967 | 9.4375 | 9.4115 | 9.0532 | 9.3723 | 9.1647 | 9.5661 | 1.7218
LO5Med | NR | Water Cooler Controls | Commercial | Refrigeration | 0.0066258 | 0.0087887 | 38.6132 | 119.7874 | All Buildings | Timer on ES 2.0 Cold Only Water Cooler | 0.0012678 | 0.0028875 | 0.0049429 | 0.007416 | 0.010337 | 0.013861 | 0.017864 | 0.02212 | 0.02633 | 0.030183 | 0.03271 | 0.034445 | 0.035482 | 0.035967 | 0.035967 | 0.035967 | 0.035967 | 0.035967 | 0.035967 | 0.035967 | 0.19476 | 1.1272 | 1.0105 | 1.1098 | 1.0643 | 1.0955 | 1.0654 | 1.1078 | 1.106 | 1.0634 | 1.1007 | 1.0774 | 1.1261 | 0 | 2.2011 | 1.9762 | 2.1739 | 2.0891 | 2.1527 | 2.0912 | 2.1696 | 2.1636 | 2.0812 | 2.1545 | 2.1068 | 2.1991 | 0.39583
Retro1Slow | Retro | Secondary Glazing Systems | Commercial | HVAC | 0.0026763 | 0.0013427 | 21.5412 | 99.867 | SGS HZ1CZ1 | SGS_Lrg Office_Electric Reheat_HZ1CZ1 | 0.0023344 | 0.0046466 | 0.0082154 | 0.013307 | 0.020113 | 0.028684 | 0.038854 | 0.050156 | 0.061773 | 0.072539 | 0.081041 | 0.08585 | 0.085847 | 0.080586 | 0.070556 | 0.058104 | 0.044247 | 0.030504 | 0.019407 | 0.012604 | 0.71423 | 0.48097 | 0.31345 | 0.20569 | 0.19271 | 0.071819 | 0.048035 | 0.059816 | 0.061238 | 0.050857 | 0.14348 | 0.25659 | 0.66507 | 0 | 3.1655 | 2.2884 | 1.6884 | 1.6449 | 0.7765 | 0.56386 | 0.53284 | 0.52995 | 0.56377 | 1.2203 | 1.9304 | 4.0865 | 0.41682
Retro1Slow | Retro | Secondary Glazing Systems | Commercial | HVAC | 0.0026057 | 0.0012948 | 21.0476 | 102.7595 | SGS HZ1CZ2 | SGS_Lrg Office_Electric Reheat_HZ1CZ2 | 0.00018839 | 0.00037499 | 0.000663 | 0.0010739 | 0.0016231 | 0.0023149 | 0.0031356 | 0.0040477 | 0.0049853 | 0.0058541 | 0.0065403 | 0.0069284 | 0.0069281 | 0.0065035 | 0.005694 | 0.0046892 | 0.0035708 | 0.0024618 | 0.0015662 | 0.0010172 | 0.05764 | 0.45508 | 0.29767 | 0.19784 | 0.18551 | 0.074125 | 0.05446 | 0.075151 | 0.077344 | 0.057734 | 0.14023 | 0.24495 | 0.62691 | 0 | 2.997 | 2.1703 | 1.6207 | 1.5788 | 0.79275 | 0.61631 | 0.64014 | 0.63753 | 0.6156 | 1.1952 | 1.8419 | 3.8544 | 0.40781
Retro1Slow | Retro | Secondary Glazing Systems | Commercial | HVAC | 0.0034112 | 0.001695 | 27.6709 | 73.1652 | SGS HZ1CZ3 | SGS_Lrg Office_Electric Reheat_HZ1CZ3 | 0.00048915 | 0.00097364 | 0.0017214 | 0.0027883 | 0.0042144 | 0.0060104 | 0.0081413 | 0.01051 | 0.012944 | 0.0152 | 0.016981 | 0.017989 | 0.017988 | 0.016886 | 0.014784 | 0.012175 | 0.0092713 | 0.0063918 | 0.0040666 | 0.002641 | 0.14966 | 0.58918 | 0.38698 | 0.25995 | 0.24393 | 0.10192 | 0.077752 | 0.10911 | 0.11227 | 0.082274 | 0.18627 | 0.31975 | 0.80888 | 0 | 3.8743 | 2.8108 | 2.1153 | 2.0601 | 1.0682 | 0.85329 | 0.91083 | 0.90712 | 0.85175 | 1.5768 | 2.3946 | 4.9694 | 0.53577
Retro1Slow | Retro | Secondary Glazing Systems | Commercial | HVAC | 0.0032828 | 0.0016562 | 26.5346 | 77.1548 | SGS HZ2CZ1 | SGS_Lrg Office_Electric Reheat_HZ2CZ1 | 0.00011596 | 0.00023082 | 0.00040811 | 0.00066103 | 0.00099912 | 0.0014249 | 0.0019301 | 0.0024915 | 0.0030686 | 0.0036034 | 0.0040258 | 0.0042647 | 0.0042645 | 0.0040032 | 0.0035049 | 0.0028864 | 0.002198 | 0.0015153 | 0.00096408 | 0.00062612 | 0.03548 | 0.59049 | 0.38622 | 0.25548 | 0.23949 | 0.091918 | 0.062381 | 0.076032 | 0.077586 | 0.065785 | 0.17944 | 0.31707 | 0.81437 | 0 | 3.8765 | 2.807 | 2.0794 | 2.0252 | 0.96836 | 0.70759 | 0.66672 | 0.6626 | 0.70706 | 1.5091 | 2.3724 | 4.9965 | 0.51252
Retro1Slow | Retro | Secondary Glazing Systems | Commercial | HVAC | 0.0031958 | 0.0016049 | 25.8895 | 79.6396 | SGS HZ2CZ2 | SGS_Lrg Office_Electric Reheat_HZ2CZ2 | 0.00031594 | 0.00062887 | 0.0011119 | 0.0018009 | 0.002722 | 0.0038821 | 0.0052584 | 0.0067881 | 0.0083603 | 0.0098173 | 0.010968 | 0.011619 | 0.011618 | 0.010906 | 0.0095489 | 0.0078638 | 0.0059883 | 0.0041284 | 0.0026266 | 0.0017058 | 0.096663 | 0.56616 | 0.37118 | 0.24737 | 0.23201 | 0.092576 | 0.066094 | 0.085393 | 0.087422 | 0.069749 | 0.17533 | 0.30565 | 0.77905 | 0 | 3.7171 | 2.6944 | 2.0096 | 1.9572 | 0.96824 | 0.73457 | 0.73016 | 0.72624 | 0.73361 | 1.4747 | 2.285 | 4.7807 | 0.50033
Retro1Slow | Retro | Secondary Glazing Systems | Commercial | HVAC | 0.0035527 | 0.0017795 | 28.7855 | 69.5024 | SGS HZ2CZ3 | SGS_Lrg Office_Electric Reheat_HZ2CZ3 | 3.155e-05 | 6.28e-05 | 0.00011103 | 0.00017985 | 0.00027183 | 0.00038767 | 0.00052512 | 0.00067787 | 0.00083488 | 0.00098038 | 0.0010953 | 0.0011603 | 0.0011602 | 0.0010891 | 0.00095358 | 0.0007853 | 0.00059801 | 0.00041227 | 0.0002623 | 0.00017035 | 0.009653 | 0.62578 | 0.41039 | 0.27392 | 0.25693 | 0.10352 | 0.07506 | 0.099095 | 0.10159 | 0.079273 | 0.19458 | 0.33816 | 0.86073 | 0 | 4.1103 | 2.9799 | 2.2267 | 2.1686 | 1.084 | 0.83246 | 0.84242 | 0.83819 | 0.83128 | 1.6396 | 2.5295 | 5.2835 | 0.55657
Retro1Slow | Retro | Secondary Glazing Systems | Commercial | HVAC | 0.0038956 | 0.0019752 | 31.4093 | 61.8584 | SGS HZ3CZ1 | SGS_Lrg Office_Electric Reheat_HZ3CZ1 | 0.00023427 | 0.00046631 | 0.00082446 | 0.0013354 | 0.0020184 | 0.0028786 | 0.0038992 | 0.0050334 | 0.0061993 | 0.0072796 | 0.0081329 | 0.0086156 | 0.0086152 | 0.0080872 | 0.0070807 | 0.0058311 | 0.0044404 | 0.0030613 | 0.0019476 | 0.0012649 | 0.071677 | 0.71219 | 0.46467 | 0.30491 | 0.28567 | 0.10496 | 0.0669 | 0.07513 | 0.076288 | 0.070484 | 0.21208 | 0.38023 | 0.98457 | 0 | 4.6751 | 3.3814 | 2.4868 | 2.4223 | 1.1152 | 0.77896 | 0.68355 | 0.67855 | 0.77892 | 1.7832 | 2.8475 | 6.0397 | 0.6063
Retro1Slow | Retro | Secondary Glazing Systems | Commercial | HVAC | 0.0042435 | 0.0021354 | 34.2097 | 55.0496 | SGS HZ3CZ2 | SGS_Lrg Office_Electric Reheat_HZ3CZ2 | 9.1739e-05 | 0.0001826 | 0.00032285 | 0.00052294 | 0.0007904 | 0.0011272 | 0.0015269 | 0.001971 | 0.0024276 | 0.0028506 | 0.0031848 | 0.0033738 | 0.0033736 | 0.0031669 | 0.0027727 | 0.0022834 | 0.0017388 | 0.0011988 | 0.00076268 | 0.00049532 | 0.028068 | 0.76426 | 0.49873 | 0.32814 | 0.30749 | 0.11556 | 0.07729 | 0.094582 | 0.096648 | 0.081677 | 0.22936 | 0.40863 | 1.0559 | 0 | 5.0244 | 3.6344 | 2.6841 | 2.6147 | 1.2362 | 0.89597 | 0.83969 | 0.83477 | 0.89566 | 1.941 | 3.0672 | 6.4834 | 0.66139
Retro1Slow | Retro | Secondary Glazing Systems | Commercial | HVAC | 0.0041154 | 0.002061 | 33.1735 | 57.4253 | SGS HZ3CZ3 | SGS_Lrg Office_Electric Reheat_HZ3CZ3 | 2.317e-05 | 4.612e-05 | 8.1541e-05 | 0.00013208 | 0.00019963 | 0.0002847 | 0.00038564 | 0.00049782 | 0.00061313 | 0.00071998 | 0.00080437 | 0.0008521 | 0.00085207 | 0.00079985 | 0.0007003 | 0.00057671 | 0.00043917 | 0.00030277 | 0.00019263 | 0.0001251 | 0.0070891 | 0.73414 | 0.47913 | 0.31579 | 0.29594 | 0.11281 | 0.077645 | 0.099498 | 0.10199 | 0.082195 | 0.22141 | 0.39289 | 1.0138 | 0 | 4.831 | 3.4947 | 2.588 | 2.5211 | 1.212 | 0.89784 | 0.87234 | 0.86789 | 0.89738 | 1.8814 | 2.9534 | 6.2292 | 0.64199
Retro1Slow | Retro | Secondary Glazing Systems | Commercial | HVAC | 0.0015116 | 0.00075722 | 12.428 | 189.0348 | SGS HZ1CZ1 | SGS_Lrg Office_Electric HeatPump_HZ1CZ1 | 0.0014437 | 0.0028736 | 0.0050806 | 0.0082293 | 0.012438 | 0.017739 | 0.024028 | 0.031018 | 0.038202 | 0.044859 | 0.050118 | 0.053092 | 0.053089 | 0.049836 | 0.043633 | 0.035933 | 0.027363 | 0.018864 | 0.012002 | 0.0077946 | 0.4417 | 0.25627 | 0.17051 | 0.11805 | 0.111 | 0.051545 | 0.04183 | 0.058546 | 0.060048 | 0.04398 | 0.086947 | 0.14252 | 0.34821 | 0 | 1.674 | 1.2217 | 0.93785 | 0.91269 | 0.50777 | 0.42522 | 0.46952 | 0.46726 | 0.42378 | 0.71643 | 1.0511 | 2.1312 | 0.23972
Retro1Slow | Retro | Secondary Glazing Systems | Commercial | HVAC | 0.001518 | 0.00074804 | 12.5365 | 187.2795 | SGS HZ1CZ2 | SGS_Lrg Office_Electric HeatPump_HZ1CZ2 | 0.00012028 | 0.00023941 | 0.00042329 | 0.00068563 | 0.0010363 | 0.0014779 | 0.0020019 | 0.0025843 | 0.0031828 | 0.0037375 | 0.0041756 | 0.0044234 | 0.0044232 | 0.0041521 | 0.0036353 | 0.0029938 | 0.0022798 | 0.0015717 | 0.00099995 | 0.00064942 | 0.0368 | 0.24522 | 0.16418 | 0.116 | 0.10921 | 0.055191 | 0.048664 | 0.073965 | 0.076232 | 0.051312 | 0.087426 | 0.13842 | 0.33098 | 0 | 1.6041 | 1.174 | 0.91972 | 0.89492 | 0.54177 | 0.48683 | 0.581 | 0.57899 | 0.48486 | 0.72455 | 1.0207 | 2.0283 | 0.24241
Retro1Slow | Retro | Secondary Glazing Systems | Commercial | HVAC | 0.0020202 | 0.00099576 | 16.7864 | 134.6997 | SGS HZ1CZ3 | SGS_Lrg Office_Electric HeatPump_HZ1CZ3 | 0.00031807 | 0.00063312 | 0.0011194 | 0.0018131 | 0.0027404 | 0.0039083 | 0.0052939 | 0.0068339 | 0.0084168 | 0.0098836 | 0.011042 | 0.011697 | 0.011697 | 0.01098 | 0.0096134 | 0.0079169 | 0.0060288 | 0.0041563 | 0.0026443 | 0.0017173 | 0.097316 | 0.3208 | 0.21626 | 0.15528 | 0.14635 | 0.077707 | 0.07034 | 0.10759 | 0.11085 | 0.074061 | 0.11874 | 0.18352 | 0.43043 | 0 | 2.093 | 1.5367 | 1.2188 | 1.1856 | 0.7472 | 0.6877 | 0.8352 | 0.83226 | 0.68454 | 0.97496 | 1.3444 | 2.634 | 0.32424
Retro1Slow | Retro | Secondary Glazing Systems | Commercial | HVAC | 0.0018666 | 0.00094426 | 15.4528 | 148.0722 | SGS HZ2CZ1 | SGS_Lrg Office_Electric HeatPump_HZ2CZ1 | 7.2389e-05 | 0.00014409 | 0.00025475 | 0.00041264 | 0.00062368 | 0.00088947 | 0.0012048 | 0.0015553 | 0.0019155 | 0.0022494 | 0.002513 | 0.0026622 | 0.0026621 | 0.0024989 | 0.0021879 | 0.0018018 | 0.0013721 | 0.00094592 | 0.00060181 | 0.00039085 | 0.022148 | 0.31725 | 0.21241 | 0.14891 | 0.14014 | 0.067265 | 0.054836 | 0.074487 | 0.076138 | 0.057423 | 0.11069 | 0.17836 | 0.42906 | 0 | 2.0629 | 1.5098 | 1.1666 | 1.1348 | 0.64157 | 0.539 | 0.58972 | 0.58638 | 0.53683 | 0.89631 | 1.3031 | 2.6189 | 0.29716
Retro1Slow | Retro | Secondary Glazing Systems | Commercial | HVAC | 0.0018486 | 0.00092766 | 15.3484 | 149.2623 | SGS HZ2CZ2 | SGS_Lrg Office_Electric HeatPump_HZ2CZ2 | 0.00020077 | 0.00039962 | 0.00070655 | 0.0011444 | 0.0017298 | 0.0024669 | 0.0033415 | 0.0043136 | 0.0053127 | 0.0062385 | 0.0069698 | 0.0073834 | 0.0073831 | 0.0069306 | 0.006068 | 0.0049972 | 0.0038054 | 0.0026235 | 0.0016691 | 0.001084 | 0.061426 | 0.30625 | 0.20585 | 0.14601 | 0.13751 | 0.069126 | 0.058916 | 0.083923 | 0.086045 | 0.061795 | 0.10993 | 0.17371 | 0.41254 | 0 | 1.9919 | 1.4605 | 1.1414 | 1.1102 | 0.6574 | 0.57421 | 0.65692 | 0.65374 | 0.57169 | 0.89185 | 1.2679 | 2.519 | 0.29548
Retro1Slow | Retro | Secondary Glazing Systems | Commercial | HVAC | 0.0020658 | 0.001032 | 17.1508 | 131.3956 | SGS HZ2CZ3 | SGS_Lrg Office_Electric HeatPump_HZ2CZ3 | 2.015e-05 | 4.0107e-05 | 7.0911e-05 | 0.00011486 | 0.0001736 | 0.00024759 | 0.00033537 | 0.00043292 | 0.0005332 | 0.00062612 | 0.00069951 | 0.00074102 | 0.00074099 | 0.00069558 | 0.000609 | 0.00050153 | 0.00038192 | 0.0002633 | 0.00016751 | 0.00010879 | 0.0061649 | 0.3389 | 0.2279 | 0.16203 | 0.15262 | 0.077633 | 0.067138 | 0.097473 | 0.10007 | 0.070494 | 0.1224 | 0.19253 | 0.45619 | 0 | 2.2062 | 1.6179 | 1.2684 | 1.2338 | 0.74094 | 0.65546 | 0.76158 | 0.75817 | 0.65255 | 0.99628 | 1.4069 | 2.7872 | 0.33047
Retro1Slow | Retro | Secondary Glazing Systems | Commercial | HVAC | 0.0021731 | 0.0011093 | 17.9316 | 124.6884 | SGS HZ3CZ1 | SGS_Lrg Office_Electric HeatPump_HZ3CZ1 | 0.00014336 | 0.00028536 | 0.00050452 | 0.00081721 | 0.0012352 | 0.0017616 | 0.0023861 | 0.0030802 | 0.0037936 | 0.0044547 | 0.0049769 | 0.0052723 | 0.005272 | 0.0049489 | 0.004333 | 0.0035683 | 0.0027173 | 0.0018733 | 0.0011918 | 0.00077404 | 0.043863 | 0.37987 | 0.25328 | 0.1753 | 0.16484 | 0.074976 | 0.057723 | 0.073251 | 0.074527 | 0.060315 | 0.12846 | 0.21154 | 0.51595 | 0 | 2.4694 | 1.8037 | 1.3767 | 1.3394 | 0.71772 | 0.57392 | 0.5899 | 0.58585 | 0.57188 | 1.038 | 1.5471 | 3.148 | 0.34438
Retro1Slow | Retro | Secondary Glazing Systems | Commercial | HVAC | 0.0023989 | 0.0012081 | 19.7762 | 111.0895 | SGS HZ3CZ2 | SGS_Lrg Office_Electric HeatPump_HZ3CZ2 | 5.6846e-05 | 0.00011315 | 0.00020005 | 0.00032404 | 0.00048977 | 0.00069849 | 0.00094614 | 0.0012214 | 0.0015043 | 0.0017664 | 0.0019735 | 0.0020906 | 0.0020905 | 0.0019624 | 0.0017181 | 0.0014149 | 0.0010775 | 0.00074282 | 0.00047259 | 0.00030693 | 0.017392 | 0.40838 | 0.27235 | 0.18934 | 0.17809 | 0.08345 | 0.067462 | 0.09257 | 0.094763 | 0.070787 | 0.13981 | 0.22798 | 0.55401 | 0 | 2.6622 | 1.9448 | 1.4953 | 1.455 | 0.81061 | 0.6764 | 0.7394 | 0.73549 | 0.67394 | 1.1429 | 1.6745 | 3.3866 | 0.38089
Retro1Slow | Retro | Secondary Glazing Systems | Commercial | HVAC | 0.0023458 | 0.0011714 | 19.3271 | 114.1371 | SGS HZ3CZ3 | SGS_Lrg Office_Electric HeatPump_HZ3CZ3 | 1.447e-05 | 2.8801e-05 | 5.0922e-05 | 8.2481e-05 | 0.00012467 | 0.00017779 | 0.00024083 | 0.00031089 | 0.00038289 | 0.00044962 | 0.00050233 | 0.00053213 | 0.00053211 | 0.0004995 | 0.00043733 | 0.00036015 | 0.00027426 | 0.00018908 | 0.00012029 | 7.8125e-05 | 0.0044271 | 0.39274 | 0.26195 | 0.18264 | 0.17181 | 0.082009 | 0.068217 | 0.097568 | 0.10018 | 0.071748 | 0.13551 | 0.21959 | 0.53239 | 0 | 2.5649 | 1.8739 | 1.4475 | 1.4086 | 0.80368 | 0.6872 | 0.77613 | 0.77265 | 0.68467 | 1.1158 | 1.6174 | 3.2584 | 0.3729
Retro1Slow | Retro | Secondary Glazing Systems | Commercial | HVAC | 0.00034694 | 0.00017174 | 3.3148 | 646.3588 | SGS HZ1CZ1 | SGS_Lrg Office_Gas Reheat_HZ1CZ1 | 0.0027559 | 0.0054855 | 0.0096986 | 0.015709 | 0.023744 | 0.033863 | 0.045868 | 0.059211 | 0.072926 | 0.085635 | 0.095673 | 0.10135 | 0.10135 | 0.095135 | 0.083294 | 0.068595 | 0.052235 | 0.036012 | 0.022911 | 0.01488 | 0.84318 | 0.031566 | 0.027575 | 0.030418 | 0.029303 | 0.031272 | 0.035625 | 0.057275 | 0.058857 | 0.037104 | 0.03041 | 0.028457 | 0.031349 | 0 | 0.18258 | 0.15489 | 0.18725 | 0.18047 | 0.23903 | 0.28658 | 0.4062 | 0.40458 | 0.28378 | 0.21253 | 0.17177 | 0.17594 | 0.2178
Retro1Slow | Retro | Secondary Glazing Systems | Commercial | HVAC | 0.00043027 | 0.00020125 | 4.0254 | 535.2848 | SGS HZ1CZ2 | SGS_Lrg Office_Gas Reheat_HZ1CZ2 | 0.00027642 | 0.0005502 | 0.00097277 | 0.0015757 | 0.0023815 | 0.0033965 | 0.0046006 | 0.0059389 | 0.0073145 | 0.0085892 | 0.009596 | 0.010165 | 0.010165 | 0.0095421 | 0.0083544 | 0.0068801 | 0.0052392 | 0.003612 | 0.002298 | 0.0014924 | 0.084571 | 0.035362 | 0.030691 | 0.034152 | 0.032904 | 0.036257 | 0.042869 | 0.072778 | 0.07512 | 0.04489 | 0.034625 | 0.031894 | 0.035054 | 0 | 0.21115 | 0.17772 | 0.21871 | 0.21107 | 0.29078 | 0.35735 | 0.52187 | 0.52045 | 0.35412 | 0.25394 | 0.19943 | 0.20218 | 0.22194
Retro1Slow | Retro | Secondary Glazing Systems | Commercial | HVAC | 0.0006291 | 0.00029648 | 5.9018 | 341.2781 | SGS HZ1CZ3 | SGS_Lrg Office_Gas Reheat_HZ1CZ3 | 0.00080038 | 0.0015931 | 0.0028167 | 0.0045624 | 0.0068958 | 0.0098346 | 0.013321 | 0.017197 | 0.02118 | 0.024871 | 0.027786 | 0.029435 | 0.029433 | 0.02763 | 0.024191 | 0.019922 | 0.01517 | 0.010459 | 0.006654 | 0.0043214 | 0.24488 | 0.052424 | 0.045541 | 0.050614 | 0.048764 | 0.053493 | 0.062929 | 0.10608 | 0.10943 | 0.065848 | 0.051213 | 0.04728 | 0.051981 | 0 | 0.31164 | 0.26258 | 0.32235 | 0.31103 | 0.42623 | 0.52212 | 0.75958 | 0.75739 | 0.51734 | 0.37312 | 0.29418 | 0.29866 | 0.29806
Retro1Slow | Retro | Secondary Glazing Systems | Commercial | HVAC | 0.00045031 | 0.00023231 | 4.371 | 465.9563 | SGS HZ2CZ1 | SGS_Lrg Office_Gas Reheat_HZ2CZ1 | 0.00014655 | 0.00029171 | 0.00051574 | 0.00083538 | 0.0012626 | 0.0018007 | 0.0024392 | 0.0031487 | 0.003878 | 0.0045538 | 0.0050876 | 0.0053895 | 0.0053893 | 0.005059 | 0.0044294 | 0.0036477 | 0.0027777 | 0.001915 | 0.0012184 | 0.00079126 | 0.044838 | 0.044003 | 0.038601 | 0.042342 | 0.040785 | 0.042612 | 0.04729 | 0.072942 | 0.07469 | 0.049061 | 0.041944 | 0.039657 | 0.043753 | 0 | 0.24922 | 0.21254 | 0.25387 | 0.24445 | 0.31478 | 0.37042 | 0.51272 | 0.51016 | 0.36659 | 0.28356 | 0.23383 | 0.24119 | 0.2705
Retro1Slow | Retro | Secondary Glazing Systems | Commercial | HVAC | 0.00050146 | 0.00025044 | 4.8073 | 426.8051 | SGS HZ2CZ2 | SGS_Lrg Office_Gas Reheat_HZ2CZ2 | 0.00045006 | 0.00089583 | 0.0015839 | 0.0025655 | 0.0038776 | 0.0055301 | 0.0074907 | 0.0096697 | 0.011909 | 0.013985 | 0.015624 | 0.016551 | 0.016551 | 0.015536 | 0.013603 | 0.011202 | 0.0085305 | 0.005881 | 0.0037416 | 0.00243 | 0.1377 | 0.046339 | 0.040519 | 0.04464 | 0.043002 | 0.045676 | 0.051738 | 0.082454 | 0.084668 | 0.053842 | 0.044537 | 0.041773 | 0.046034 | 0 | 0.26679 | 0.22658 | 0.2732 | 0.26325 | 0.34655 | 0.41385 | 0.58368 | 0.58124 | 0.40976 | 0.309 | 0.25083 | 0.25732 | 0.27013
Retro1Slow | Retro | Secondary Glazing Systems | Commercial | HVAC | 0.00057884 | 0.00028456 | 5.516 | 360.6855 | SGS HZ2CZ3 | SGS_Lrg Office_Gas Reheat_HZ2CZ3 | 4.6382e-05 | 9.2323e-05 | 0.00016323 | 0.00026439 | 0.00039962 | 0.00056992 | 0.00077198 | 0.00099654 | 0.0012274 | 0.0014413 | 0.0016102 | 0.0017057 | 0.0017057 | 0.0016011 | 0.0014019 | 0.0011545 | 0.00087913 | 0.00060608 | 0.0003856 | 0.00025043 | 0.014191 | 0.052029 | 0.045418 | 0.05015 | 0.048311 | 0.05175 | 0.059216 | 0.095851 | 0.098554 | 0.061715 | 0.050217 | 0.046907 | 0.051661 | 0 | 0.30206 | 0.256 | 0.31014 | 0.29896 | 0.39785 | 0.47846 | 0.68074 | 0.67814 | 0.47383 | 0.35296 | 0.28429 | 0.29085 | 0.30248
Retro1Slow | Retro | Secondary Glazing Systems | Commercial | HVAC | 0.00045064 | 0.0002434 | 4.4539 | 433.3449 | SGS HZ3CZ1 | SGS_Lrg Office_Gas Reheat_HZ3CZ1 | 0.00025486 | 0.00050729 | 0.0008969 | 0.0014528 | 0.0021958 | 0.0031315 | 0.0042418 | 0.0054757 | 0.006744 | 0.0079193 | 0.0088475 | 0.0093726 | 0.0093722 | 0.0087978 | 0.0077028 | 0.0063434 | 0.0048306 | 0.0033302 | 0.0021188 | 0.001376 | 0.077975 | 0.047556 | 0.041892 | 0.045696 | 0.044012 | 0.044993 | 0.048546 | 0.071372 | 0.072767 | 0.050145 | 0.044849 | 0.042848 | 0.047343 | 0 | 0.26362 | 0.22607 | 0.26663 | 0.25649 | 0.32028 | 0.36889 | 0.49626 | 0.49315 | 0.36484 | 0.29274 | 0.24664 | 0.25627 | 0.31197
Retro1Slow | Retro | Secondary Glazing Systems | Commercial | HVAC | 0.00055432 | 0.00028079 | 5.3428 | 349.9008 | SGS HZ3CZ2 | SGS_Lrg Office_Gas Reheat_HZ3CZ2 | 0.00010992 | 0.00021879 | 0.00038683 | 0.00062657 | 0.00094702 | 0.0013506 | 0.0018295 | 0.0023616 | 0.0029086 | 0.0034155 | 0.0038159 | 0.0040423 | 0.0040422 | 0.0037944 | 0.0033222 | 0.0027359 | 0.0020834 | 0.0014363 | 0.00091381 | 0.00059347 | 0.03363 | 0.052498 | 0.045971 | 0.050548 | 0.048691 | 0.051341 | 0.057634 | 0.090558 | 0.092877 | 0.059896 | 0.050271 | 0.04732 | 0.052173 | 0 | 0.30005 | 0.2553 | 0.30655 | 0.29529 | 0.38499 | 0.45682 | 0.63912 | 0.63622 | 0.45222 | 0.34481 | 0.28184 | 0.28984 | 0.34618
Retro1Slow | Retro | Secondary Glazing Systems | Commercial | HVAC | 0.00057624 | 0.00028183 | 5.4808 | 345.1675 | SGS HZ3CZ3 | SGS_Lrg Office_Gas Reheat_HZ3CZ3 | 2.9368e-05 | 5.8456e-05 | 0.00010335 | 0.00016741 | 0.00025303 | 0.00036086 | 0.00048879 | 0.00063098 | 0.00077713 | 0.00091256 | 0.0010195 | 0.00108 | 0.00108 | 0.0010138 | 0.00088762 | 0.00073098 | 0.00055664 | 0.00038375 | 0.00024415 | 0.00015856 | 0.0089853 | 0.051329 | 0.044782 | 0.049484 | 0.047671 | 0.051206 | 0.058789 | 0.095637 | 0.098375 | 0.0613 | 0.049611 | 0.046278 | 0.050958 | 0 | 0.29882 | 0.25308 | 0.30709 | 0.29605 | 0.39537 | 0.47655 | 0.67992 | 0.67741 | 0.47197 | 0.35019 | 0.28134 | 0.28757 | 0.3396
Retro1Slow | Retro | Secondary Glazing Systems | Commercial | HVAC | 0.0015221 | 0.00075729 | 12.7175 | 184.5222 | SGS HZ1CZ1 | SGS_Med Office_Electric HeatPump_HZ1CZ1 | 0.0045093 | 0.0089756 | 0.015869 | 0.025704 | 0.03885 | 0.055407 | 0.075051 | 0.096883 | 0.11932 | 0.14012 | 0.15654 | 0.16583 | 0.16582 | 0.15566 | 0.13629 | 0.11224 | 0.085469 | 0.058923 | 0.037488 | 0.024347 | 1.3796 | 0.24295 | 0.16462 | 0.11929 | 0.11249 | 0.060828 | 0.054796 | 0.081701 | 0.083972 | 0.057525 | 0.091738 | 0.14017 | 0.32475 | 0 | 1.5785 | 1.1617 | 0.92545 | 0.89989 | 0.57114 | 0.52427 | 0.62984 | 0.62722 | 0.52165 | 0.74228 | 1.0185 | 1.9822 | 0.24499
Retro1Slow | Retro | Secondary Glazing Systems | Commercial | HVAC | 0.001559 | 0.00076009 | 13.0696 | 179.0345 | SGS HZ1CZ2 | SGS_Med Office_Electric HeatPump_HZ1CZ2 | 0.00038275 | 0.00076186 | 0.001347 | 0.0021818 | 0.0032977 | 0.0047031 | 0.0063705 | 0.0082236 | 0.010128 | 0.011893 | 0.013288 | 0.014076 | 0.014075 | 0.013213 | 0.011568 | 0.0095268 | 0.0072547 | 0.0050015 | 0.003182 | 0.0020666 | 0.11711 | 0.23507 | 0.16036 | 0.11875 | 0.11212 | 0.0655 | 0.06303 | 0.10033 | 0.10355 | 0.066385 | 0.093486 | 0.13785 | 0.31179 | 0 | 1.531 | 1.1303 | 0.92153 | 0.89599 | 0.61814 | 0.60167 | 0.76635 | 0.76406 | 0.59848 | 0.76389 | 1.0031 | 1.9069 | 0.25261
Retro1Slow | Retro | Secondary Glazing Systems | Commercial | HVAC | 0.002044 | 0.0010039 | 17.2508 | 130.7727 | SGS HZ1CZ3 | SGS_Med Office_Electric HeatPump_HZ1CZ3 | 0.00099775 | 0.001986 | 0.0035113 | 0.0056874 | 0.0085963 | 0.01226 | 0.016606 | 0.021437 | 0.026402 | 0.031003 | 0.034637 | 0.036693 | 0.036691 | 0.034443 | 0.030156 | 0.024834 | 0.018911 | 0.013038 | 0.0082948 | 0.0053871 | 0.30527 | 0.30711 | 0.21101 | 0.15843 | 0.14972 | 0.090036 | 0.086867 | 0.13611 | 0.14024 | 0.091274 | 0.12593 | 0.18238 | 0.40494 | 0 | 1.9909 | 1.4749 | 1.2133 | 1.1792 | 0.83001 | 0.81214 | 1.0318 | 1.0283 | 0.80748 | 1.014 | 1.3149 | 2.4697 | 0.3326
Retro1Slow | Retro | Secondary Glazing Systems | Commercial | HVAC | 0.0018697 | 0.00094572 | 15.7497 | 145.1801 | SGS HZ2CZ1 | SGS_Med Office_Electric HeatPump_HZ2CZ1 | 0.00022521 | 0.00044826 | 0.00079255 | 0.0012837 | 0.0019403 | 0.0027672 | 0.0037483 | 0.0048386 | 0.0059593 | 0.0069979 | 0.0078182 | 0.0082821 | 0.0082818 | 0.0077742 | 0.0068066 | 0.0056054 | 0.0042685 | 0.0029428 | 0.0018723 | 0.0012159 | 0.068903 | 0.3026 | 0.2065 | 0.15137 | 0.14285 | 0.07867 | 0.06986 | 0.099418 | 0.10174 | 0.072997 | 0.11711 | 0.17654 | 0.40247 | 0 | 1.9529 | 1.4421 | 1.1538 | 1.1214 | 0.71289 | 0.64734 | 0.75903 | 0.75501 | 0.64374 | 0.92606 | 1.2669 | 2.4464 | 0.30204
Retro1Slow | Retro | Secondary Glazing Systems | Commercial | HVAC | 0.0018402 | 0.00091863 | 15.528 | 147.5627 | SGS HZ2CZ2 | SGS_Med Office_Electric HeatPump_HZ2CZ2 | 0.00061999 | 0.0012341 | 0.0021819 | 0.0035341 | 0.0053417 | 0.0076181 | 0.010319 | 0.013321 | 0.016406 | 0.019265 | 0.021524 | 0.022801 | 0.0228 | 0.021402 | 0.018739 | 0.015432 | 0.011751 | 0.0081015 | 0.0051543 | 0.0033475 | 0.18969 | 0.28745 | 0.19695 | 0.14624 | 0.13812 | 0.079637 | 0.073767 | 0.11021 | 0.11317 | 0.077277 | 0.11473 | 0.16935 | 0.38053 | 0 | 1.858 | 1.3746 | 1.1154 | 1.084 | 0.72572 | 0.68486 | 0.83736 | 0.83372 | 0.68095 | 0.91353 | 1.2166 | 2.3159 | 0.29846
Retro1Slow | Retro | Secondary Glazing Systems | Commercial | HVAC | 0.0020733 | 0.0010341 | 17.5081 | 128.5739 | SGS HZ2CZ3 | SGS_Med Office_Electric HeatPump_HZ2CZ3 | 6.2786e-05 | 0.00012497 | 0.00022096 | 0.0003579 | 0.00054094 | 0.00077148 | 0.001045 | 0.001349 | 0.0016614 | 0.001951 | 0.0021797 | 0.002309 | 0.0023089 | 0.0021674 | 0.0018976 | 0.0015628 | 0.00119 | 0.00082043 | 0.00052197 | 0.000339 | 0.01921 | 0.32247 | 0.22118 | 0.16465 | 0.15553 | 0.09035 | 0.084094 | 0.12611 | 0.12953 | 0.088103 | 0.12947 | 0.19039 | 0.42646 | 0 | 2.0839 | 1.5426 | 1.2546 | 1.2192 | 0.82231 | 0.77957 | 0.95706 | 0.95295 | 0.77508 | 1.0306 | 1.3669 | 2.5951 | 0.33654
Retro1Slow | Retro | Secondary Glazing Systems | Commercial | HVAC | 0.0022248 | 0.0011387 | 18.7183 | 118.902 | SGS HZ3CZ1 | SGS_Med Office_Electric HeatPump_HZ3CZ1 | 0.0004568 | 0.00090924 | 0.0016076 | 0.0026039 | 0.0039356 | 0.0056129 | 0.0076028 | 0.0098145 | 0.012088 | 0.014194 | 0.015858 | 0.016799 | 0.016798 | 0.015769 | 0.013806 | 0.01137 | 0.0086581 | 0.005969 | 0.0037976 | 0.0024664 | 0.13976 | 0.37109 | 0.25248 | 0.1832 | 0.1728 | 0.09149 | 0.078017 | 0.10534 | 0.10738 | 0.081296 | 0.14011 | 0.21487 | 0.49533 | 0 | 2.3913 | 1.7634 | 1.3949 | 1.3556 | 0.82365 | 0.72056 | 0.80813 | 0.80298 | 0.71663 | 1.1004 | 1.54 | 3.0074 | 0.3582
Retro1Slow | Retro | Secondary Glazing Systems | Commercial | HVAC | 0.002501 | 0.0012621 | 20.9877 | 103.7757 | SGS HZ3CZ2 | SGS_Med Office_Electric HeatPump_HZ3CZ2 | 0.00018415 | 0.00036654 | 0.00064805 | 0.0010497 | 0.0015865 | 0.0022627 | 0.0030649 | 0.0039565 | 0.0048728 | 0.0057221 | 0.0063928 | 0.0067721 | 0.0067719 | 0.0063568 | 0.0055656 | 0.0045834 | 0.0034903 | 0.0024063 | 0.0015309 | 0.00099425 | 0.056341 | 0.40709 | 0.27669 | 0.2011 | 0.18969 | 0.10216 | 0.089902 | 0.12808 | 0.13114 | 0.094027 | 0.15453 | 0.23575 | 0.54328 | 0 | 2.6329 | 1.9405 | 1.5432 | 1.5001 | 0.93704 | 0.84326 | 0.98363 | 0.97854 | 0.83881 | 1.2302 | 1.6996 | 3.3065 | 0.40292
Retro1Slow | Retro | Secondary Glazing Systems | Commercial | HVAC | 0.0023818 | 0.0011925 | 19.9764 | 110.0521 | SGS HZ3CZ3 | SGS_Med Office_Electric HeatPump_HZ3CZ3 | 4.5651e-05 | 9.0867e-05 | 0.00016066 | 0.00026022 | 0.00039331 | 0.00056093 | 0.0007598 | 0.00098083 | 0.001208 | 0.0014185 | 0.0015848 | 0.0016788 | 0.0016788 | 0.0015759 | 0.0013798 | 0.0011363 | 0.00086527 | 0.00059652 | 0.00037952 | 0.00024648 | 0.013967 | 0.38142 | 0.25936 | 0.18912 | 0.17842 | 0.097673 | 0.087742 | 0.12865 | 0.13202 | 0.091935 | 0.14601 | 0.22134 | 0.50851 | 0 | 2.471 | 1.8216 | 1.4557 | 1.4151 | 0.90279 | 0.82747 | 0.98705 | 0.98253 | 0.82312 | 1.1699 | 1.5995 | 3.0984 | 0.38412
Retro1Slow | Retro | Secondary Glazing Systems | Commercial | HVAC | 0.0025599 | 0.001279 | 20.8379 | 104.1451 | SGS HZ1CZ1 | SGS_Med Office_Electric Reheat_HZ1CZ1 | 0.006893 | 0.01372 | 0.024258 | 0.039292 | 0.059388 | 0.084697 | 0.11472 | 0.1481 | 0.1824 | 0.21419 | 0.23929 | 0.25349 | 0.25348 | 0.23795 | 0.20833 | 0.17157 | 0.13065 | 0.090071 | 0.057305 | 0.037217 | 2.1089 | 0.44318 | 0.29198 | 0.19738 | 0.1853 | 0.078892 | 0.060326 | 0.082833 | 0.085033 | 0.063652 | 0.14212 | 0.2418 | 0.6071 | 0 | 2.9074 | 2.1123 | 1.5943 | 1.5523 | 0.8106 | 0.64781 | 0.68626 | 0.68308 | 0.6464 | 1.1913 | 1.802 | 3.7245 | 0.4028
Retro1Slow | Retro | Secondary Glazing Systems | Commercial | HVAC | 0.002534 | 0.0012502 | 20.6982 | 105.0381 | SGS HZ1CZ2 | SGS_Med Office_Electric Reheat_HZ1CZ2 | 0.00056551 | 0.0011256 | 0.0019901 | 0.0032236 | 0.0048722 | 0.0069486 | 0.0094122 | 0.01215 | 0.014964 | 0.017572 | 0.019632 | 0.020797 | 0.020796 | 0.019522 | 0.017092 | 0.014076 | 0.010719 | 0.0073895 | 0.0047014 | 0.0030533 | 0.17302 | 0.42317 | 0.28001 | 0.1921 | 0.18052 | 0.082471 | 0.068224 | 0.1014 | 0.10455 | 0.072141 | 0.14081 | 0.23334 | 0.57703 | 0 | 2.7795 | 2.0233 | 1.5498 | 1.5089 | 0.8431 | 0.71773 | 0.81936 | 0.81653 | 0.71567 | 1.1857 | 1.7392 | 3.5436 | 0.40086
Retro1Slow | Retro | Secondary Glazing Systems | Commercial | HVAC | 0.0032875 | 0.001629 | 26.9809 | 75.7742 | SGS HZ1CZ3 | SGS_Med Office_Electric Reheat_HZ1CZ3 | 0.0014558 | 0.0028978 | 0.0051234 | 0.0082987 | 0.012543 | 0.017889 | 0.024231 | 0.031279 | 0.038524 | 0.045238 | 0.050541 | 0.05354 | 0.053538 | 0.050256 | 0.044001 | 0.036236 | 0.027594 | 0.019024 | 0.012103 | 0.0078604 | 0.44542 | 0.54702 | 0.36362 | 0.252 | 0.23696 | 0.11168 | 0.093492 | 0.13747 | 0.14151 | 0.098616 | 0.18629 | 0.30417 | 0.74325 | 0 | 3.5833 | 2.6139 | 2.0147 | 1.961 | 1.1169 | 0.96016 | 1.0994 | 1.0952 | 0.95695 | 1.552 | 2.2538 | 4.5574 | 0.52169
Retro1Slow | Retro | Secondary Glazing Systems | Commercial | HVAC | 0.0031362 | 0.0015824 | 25.6594 | 80.7175 | SGS HZ2CZ1 | SGS_Med Office_Electric Reheat_HZ2CZ1 | 0.00034229 | 0.00068133 | 0.0012046 | 0.0019512 | 0.0029491 | 0.0042059 | 0.0056971 | 0.0073543 | 0.0090577 | 0.010636 | 0.011883 | 0.012588 | 0.012588 | 0.011816 | 0.010346 | 0.0085198 | 0.0064878 | 0.0044728 | 0.0028457 | 0.0018481 | 0.10473 | 0.54694 | 0.36193 | 0.24666 | 0.2317 | 0.10072 | 0.076608 | 0.1008 | 0.10304 | 0.080474 | 0.17858 | 0.30058 | 0.74702 | 0 | 3.5747 | 2.6021 | 1.97 | 1.9176 | 1.0051 | 0.7981 | 0.82788 | 0.82317 | 0.79597 | 1.474 | 2.2231 | 4.5726 | 0.49462
Retro1Slow | Retro | Secondary Glazing Systems | Commercial | HVAC | 0.0030218 | 0.0015126 | 24.7737 | 84.3797 | SGS HZ2CZ2 | SGS_Med Office_Electric Reheat_HZ2CZ2 | 0.00092281 | 0.0018368 | 0.0032476 | 0.0052603 | 0.0079506 | 0.011339 | 0.015359 | 0.019827 | 0.024419 | 0.028675 | 0.032036 | 0.033937 | 0.033936 | 0.031856 | 0.027891 | 0.022969 | 0.017491 | 0.012058 | 0.0076718 | 0.0049824 | 0.28234 | 0.51542 | 0.34197 | 0.23515 | 0.22101 | 0.10021 | 0.080062 | 0.1115 | 0.11438 | 0.084253 | 0.17209 | 0.28507 | 0.702 | 0 | 3.3711 | 2.4569 | 1.8769 | 1.8268 | 0.99836 | 0.82552 | 0.9016 | 0.89731 | 0.82298 | 1.4248 | 2.1087 | 4.2996 | 0.47814
Retro1Slow | Retro | Secondary Glazing Systems | Commercial | HVAC | 0.0033935 | 0.0016978 | 27.8385 | 72.7967 | SGS HZ2CZ3 | SGS_Med Office_Electric Reheat_HZ2CZ3 | 9.3136e-05 | 0.00018538 | 0.00032777 | 0.0005309 | 0.00080243 | 0.0011444 | 0.0015501 | 0.0020011 | 0.0024645 | 0.0028941 | 0.0032333 | 0.0034252 | 0.003425 | 0.0032151 | 0.0028149 | 0.0023182 | 0.0017653 | 0.001217 | 0.00077429 | 0.00050286 | 0.028496 | 0.57719 | 0.3832 | 0.26399 | 0.24814 | 0.11333 | 0.091128 | 0.12755 | 0.13087 | 0.095898 | 0.19356 | 0.31969 | 0.78564 | 0 | 3.7746 | 2.7518 | 2.1054 | 2.0492 | 1.1269 | 0.93673 | 1.0288 | 1.024 | 0.93377 | 1.6018 | 2.3636 | 4.8116 | 0.5373
Retro1Slow | Retro | Secondary Glazing Systems | Commercial | HVAC | 0.0037991 | 0.0019301 | 31.0365 | 63.0842 | SGS HZ3CZ1 | SGS_Med Office_Electric Reheat_HZ3CZ1 | 0.00070661 | 0.0014065 | 0.0024867 | 0.0040279 | 0.0060879 | 0.0086824 | 0.011761 | 0.015182 | 0.018698 | 0.021957 | 0.02453 | 0.025986 | 0.025985 | 0.024392 | 0.021356 | 0.017588 | 0.013393 | 0.0092333 | 0.0058744 | 0.0038151 | 0.21619 | 0.67481 | 0.44568 | 0.30166 | 0.28323 | 0.11889 | 0.086404 | 0.10706 | 0.10899 | 0.090591 | 0.21653 | 0.36905 | 0.92363 | 0 | 4.4073 | 3.2053 | 2.4094 | 2.3454 | 1.1869 | 0.90796 | 0.89372 | 0.8877 | 0.90586 | 1.7815 | 2.7285 | 5.6504 | 0.59759
Retro1Slow | Retro | Secondary Glazing Systems | Commercial | HVAC | 0.0042279 | 0.0021302 | 34.4999 | 54.6185 | SGS HZ3CZ2 | SGS_Med Office_Electric Reheat_HZ3CZ2 | 0.0002824 | 0.00056211 | 0.00099383 | 0.0016098 | 0.0024331 | 0.00347 | 0.0047002 | 0.0060675 | 0.0074728 | 0.0087751 | 0.0098037 | 0.010385 | 0.010385 | 0.0097486 | 0.0085352 | 0.007029 | 0.0053526 | 0.0036901 | 0.0023477 | 0.0015247 | 0.086402 | 0.74026 | 0.48862 | 0.33104 | 0.31083 | 0.13222 | 0.099103 | 0.12997 | 0.13291 | 0.10422 | 0.23835 | 0.40488 | 1.0131 | 0 | 4.8443 | 3.5223 | 2.6561 | 2.5858 | 1.3355 | 1.0488 | 1.0775 | 1.0715 | 1.0464 | 1.9774 | 3.0033 | 6.2056 | 0.66551
Retro1Slow | Retro | Secondary Glazing Systems | Commercial | HVAC | 0.003994 | 0.002003 | 32.5913 | 59.0424 | SGS HZ3CZ3 | SGS_Med Office_Electric Reheat_HZ3CZ3 | 6.9483e-05 | 0.0001383 | 0.00024453 | 0.00039607 | 0.00059865 | 0.00085377 | 0.0011565 | 0.0014929 | 0.0018387 | 0.0021591 | 0.0024122 | 0.0025553 | 0.0025552 | 0.0023986 | 0.0021001 | 0.0017295 | 0.001317 | 0.00090795 | 0.00057765 | 0.00037516 | 0.021259 | 0.69247 | 0.45722 | 0.31043 | 0.29152 | 0.12574 | 0.096331 | 0.13041 | 0.13366 | 0.10145 | 0.22427 | 0.37924 | 0.94713 | 0 | 4.5355 | 3.2983 | 2.4947 | 2.4287 | 1.2748 | 1.0194 | 1.0747 | 1.0693 | 1.0169 | 1.8674 | 2.8167 | 5.805 | 0.62928
Retro1Slow | Retro | Secondary Glazing Systems | Commercial | HVAC | 0.00048431 | 0.0002356 | 4.5971 | 470.3888 | SGS HZ1CZ1 | SGS_Med Office_Gas Reheat_HZ1CZ1 | 0.011666 | 0.023221 | 0.041056 | 0.0665 | 0.10051 | 0.14335 | 0.19417 | 0.25065 | 0.30871 | 0.36251 | 0.405 | 0.42903 | 0.42901 | 0.40272 | 0.3526 | 0.29037 | 0.22112 | 0.15244 | 0.096987 | 0.062988 | 3.5693 | 0.042729 | 0.037256 | 0.041202 | 0.039692 | 0.042763 | 0.049267 | 0.080569 | 0.082911 | 0.051398 | 0.041361 | 0.038526 | 0.042413 | 0 | 0.24948 | 0.21115 | 0.25663 | 0.24743 | 0.33168 | 0.40073 | 0.57342 | 0.57137 | 0.39691 | 0.29328 | 0.23498 | 0.23995 | 0.22546
Retro1Slow | Retro | Secondary Glazing Systems | Commercial | HVAC | 0.00058408 | 0.00026998 | 5.4409 | 398.2429 | SGS HZ1CZ2 | SGS_Med Office_Gas Reheat_HZ1CZ2 | 0.0011404 | 0.00227 | 0.0040135 | 0.0065009 | 0.0098257 | 0.014013 | 0.018981 | 0.024503 | 0.030178 | 0.035437 | 0.039591 | 0.041941 | 0.041939 | 0.039369 | 0.034469 | 0.028386 | 0.021616 | 0.014902 | 0.0094811 | 0.0061575 | 0.34893 | 0.046971 | 0.040705 | 0.045386 | 0.04373 | 0.048529 | 0.057835 | 0.099269 | 0.10255 | 0.060629 | 0.04616 | 0.042369 | 0.046543 | 0 | 0.28247 | 0.23733 | 0.29321 | 0.28305 | 0.39318 | 0.48562 | 0.71335 | 0.71158 | 0.48129 | 0.34208 | 0.26702 | 0.27009 | 0.23426
Retro1Slow | Retro | Secondary Glazing Systems | Commercial | HVAC | 0.0008005 | 0.00037876 | 7.5207 | 270.6085 | SGS HZ1CZ3 | SGS_Med Office_Gas Reheat_HZ1CZ3 | 0.0031132 | 0.0061968 | 0.010956 | 0.017746 | 0.026823 | 0.038254 | 0.051816 | 0.066889 | 0.082382 | 0.096739 | 0.10808 | 0.11449 | 0.11449 | 0.10747 | 0.094094 | 0.077489 | 0.059008 | 0.040681 | 0.025882 | 0.016809 | 0.95251 | 0.067192 | 0.058398 | 0.064861 | 0.06249 | 0.06839 | 0.080242 | 0.13475 | 0.13897 | 0.083932 | 0.065562 | 0.060597 | 0.066634 | 0 | 0.3985 | 0.33597 | 0.41191 | 0.39741 | 0.54308 | 0.66412 | 0.96419 | 0.96134 | 0.65801 | 0.47601 | 0.37607 | 0.38208 | 0.3092
Retro1Slow | Retro | Secondary Glazing Systems | Commercial | HVAC | 0.00060326 | 0.00030907 | 5.84 | 353.0296 | SGS HZ2CZ1 | SGS_Med Office_Gas Reheat_HZ2CZ1 | 0.00059767 | 0.0011896 | 0.0021033 | 0.0034069 | 0.0051494 | 0.0073438 | 0.0099475 | 0.012841 | 0.015815 | 0.018572 | 0.020749 | 0.02198 | 0.021979 | 0.020632 | 0.018064 | 0.014876 | 0.011328 | 0.0078098 | 0.0049688 | 0.003227 | 0.18286 | 0.058258 | 0.051072 | 0.056072 | 0.054011 | 0.056625 | 0.063113 | 0.098036 | 0.10045 | 0.06552 | 0.055627 | 0.052507 | 0.057916 | 0 | 0.33108 | 0.28211 | 0.33763 | 0.32515 | 0.42067 | 0.49658 | 0.69018 | 0.68685 | 0.49151 | 0.37812 | 0.31077 | 0.32019 | 0.27821
Retro1Slow | Retro | Secondary Glazing Systems | Commercial | HVAC | 0.00065856 | 0.00032464 | 6.2823 | 331.3421 | SGS HZ2CZ2 | SGS_Med Office_Gas Reheat_HZ2CZ2 | 0.0017953 | 0.0035734 | 0.0063179 | 0.010234 | 0.015467 | 0.022059 | 0.02988 | 0.038572 | 0.047506 | 0.055785 | 0.062324 | 0.066022 | 0.06602 | 0.061973 | 0.05426 | 0.044685 | 0.034027 | 0.023459 | 0.014925 | 0.009693 | 0.54927 | 0.059482 | 0.051939 | 0.057328 | 0.055226 | 0.059069 | 0.067471 | 0.10892 | 0.11197 | 0.0703 | 0.057368 | 0.053626 | 0.059066 | 0 | 0.34482 | 0.29235 | 0.35388 | 0.3411 | 0.45307 | 0.54421 | 0.77312 | 0.77012 | 0.53892 | 0.4023 | 0.32448 | 0.33212 | 0.27623
Retro1Slow | Retro | Secondary Glazing Systems | Commercial | HVAC | 0.00075304 | 0.0003704 | 7.1776 | 280.9702 | SGS HZ2CZ3 | SGS_Med Office_Gas Reheat_HZ2CZ3 | 0.00018422 | 0.00036669 | 0.00064832 | 0.0010501 | 0.0015872 | 0.0022636 | 0.0030662 | 0.0039581 | 0.0048749 | 0.0057244 | 0.0063954 | 0.006775 | 0.0067747 | 0.0063595 | 0.005568 | 0.0045854 | 0.0034918 | 0.0024073 | 0.0015315 | 0.00099466 | 0.056364 | 0.067754 | 0.059149 | 0.065306 | 0.062912 | 0.067369 | 0.07706 | 0.12467 | 0.12818 | 0.080308 | 0.065385 | 0.061084 | 0.067276 | 0 | 0.39323 | 0.3333 | 0.40372 | 0.38915 | 0.51768 | 0.62241 | 0.88528 | 0.88189 | 0.61638 | 0.45935 | 0.37009 | 0.37866 | 0.31169
Retro1Slow | Retro | Secondary Glazing Systems | Commercial | HVAC | 0.00065052 | 0.00034735 | 6.4001 | 304.0833 | SGS HZ3CZ1 | SGS_Med Office_Gas Reheat_HZ3CZ1 | 0.0011179 | 0.002225 | 0.003934 | 0.0063721 | 0.009631 | 0.013735 | 0.018605 | 0.024017 | 0.02958 | 0.034735 | 0.038807 | 0.04111 | 0.041108 | 0.038589 | 0.033786 | 0.027824 | 0.021188 | 0.014607 | 0.0092933 | 0.0060355 | 0.34201 | 0.067357 | 0.059276 | 0.064745 | 0.062359 | 0.064087 | 0.069629 | 0.10362 | 0.10577 | 0.072001 | 0.063686 | 0.060692 | 0.067035 | 0 | 0.37533 | 0.32143 | 0.38028 | 0.3659 | 0.4604 | 0.53316 | 0.72254 | 0.71825 | 0.5274 | 0.41928 | 0.35139 | 0.36446 | 0.32857
Retro1Slow | Retro | Secondary Glazing Systems | Commercial | HVAC | 0.00077418 | 0.00039403 | 7.4755 | 250.3417 | SGS HZ3CZ2 | SGS_Med Office_Gas Reheat_HZ3CZ2 | 0.00046944 | 0.00093441 | 0.0016521 | 0.002676 | 0.0040446 | 0.0057682 | 0.0078133 | 0.010086 | 0.012422 | 0.014587 | 0.016297 | 0.017264 | 0.017263 | 0.016205 | 0.014188 | 0.011685 | 0.0088978 | 0.0061343 | 0.0039027 | 0.0025346 | 0.14363 | 0.07392 | 0.06476 | 0.071163 | 0.068548 | 0.072105 | 0.080701 | 0.1262 | 0.12938 | 0.083831 | 0.0707 | 0.066627 | 0.073473 | 0 | 0.42148 | 0.35884 | 0.43028 | 0.41444 | 0.53859 | 0.6377 | 0.88974 | 0.8856 | 0.63124 | 0.4831 | 0.39579 | 0.40733 | 0.37042
Retro1Slow | Retro | Secondary Glazing Systems | Commercial | HVAC | 0.00076965 | 0.00038208 | 7.3615 | 259.7598 | SGS HZ3CZ3 | SGS_Med Office_Gas Reheat_HZ3CZ3 | 0.0001204 | 0.00023966 | 0.00042373 | 0.00068634 | 0.0010374 | 0.0014795 | 0.002004 | 0.0025869 | 0.0031861 | 0.0037414 | 0.0041799 | 0.0044279 | 0.0044278 | 0.0041564 | 0.0036391 | 0.0029969 | 0.0022821 | 0.0015733 | 0.001001 | 0.00065009 | 0.036838 | 0.07038 | 0.061502 | 0.067814 | 0.065326 | 0.06961 | 0.079152 | 0.12689 | 0.13037 | 0.082416 | 0.06775 | 0.063447 | 0.069903 | 0 | 0.40647 | 0.34495 | 0.41667 | 0.40155 | 0.53079 | 0.63556 | 0.8994 | 0.89576 | 0.62933 | 0.47237 | 0.38232 | 0.3918 | 0.35378
Retro1Slow | Retro | Secondary Glazing Systems | Commercial | HVAC | 0.00039805 | 0.00019828 | 3.1014 | 228.1356 | Applied Film HZ1CZ1 | Applied Film_Lrg Office_Electric Reheat_HZ1CZ1 | 0.0018162 | 0.0036151 | 0.0063916 | 0.010353 | 0.015648 | 0.022316 | 0.030228 | 0.039022 | 0.04806 | 0.056436 | 0.063051 | 0.066792 | 0.06679 | 0.062696 | 0.054893 | 0.045206 | 0.034424 | 0.023733 | 0.015099 | 0.0098061 | 0.55568 | 0.076205 | 0.048305 | 0.029397 | 0.027391 | 0.0065399 | 0.0019215 | 0.00071321 | 0.00074534 | 0.0021799 | 0.018845 | 0.038456 | 0.10769 | 0 | 0.50733 | 0.36234 | 0.25443 | 0.24827 | 0.09099 | 0.047718 | 0.024507 | 0.02438 | 0.048217 | 0.17073 | 0.29841 | 0.66573 | 0.20337
Retro1Slow | Retro | Secondary Glazing Systems | Commercial | HVAC | 0.00034775 | 0.00017084 | 2.7087 | 264.3601 | Applied Film HZ1CZ2 | Applied Film_Lrg Office_Electric Reheat_HZ1CZ2 | 0.00013101 | 0.00026078 | 0.00046106 | 0.00074681 | 0.0011288 | 0.0016098 | 0.0021805 | 0.0028149 | 0.0034668 | 0.004071 | 0.0045482 | 0.0048181 | 0.0048179 | 0.0045226 | 0.0039597 | 0.0032609 | 0.0024832 | 0.001712 | 0.0010892 | 0.00070737 | 0.040084 | 0.064883 | 0.041109 | 0.025095 | 0.023386 | 0.0058917 | 0.002324 | 0.002488 | 0.0026338 | 0.0026206 | 0.016219 | 0.03278 | 0.091644 | 0 | 0.43321 | 0.30937 | 0.21864 | 0.21338 | 0.082629 | 0.048628 | 0.035328 | 0.035294 | 0.049024 | 0.14893 | 0.25561 | 0.56757 | 0.17813
Retro1Slow | Retro | Secondary Glazing Systems | Commercial | HVAC | 0.00069192 | 0.00034018 | 5.5039 | 119.3868 | Applied Film HZ1CZ3 | Applied Film_Lrg Office_Electric Reheat_HZ1CZ3 | 0.00052576 | 0.0010465 | 0.0018502 | 0.002997 | 0.0045297 | 0.0064602 | 0.0087505 | 0.011296 | 0.013912 | 0.016337 | 0.018252 | 0.019335 | 0.019334 | 0.018149 | 0.01589 | 0.013086 | 0.0099651 | 0.0068701 | 0.0043709 | 0.0028387 | 0.16086 | 0.12291 | 0.07929 | 0.05094 | 0.04765 | 0.016466 | 0.010843 | 0.015177 | 0.015735 | 0.011654 | 0.03493 | 0.064434 | 0.17113 | 0 | 0.81538 | 0.58686 | 0.42929 | 0.41853 | 0.19365 | 0.1412 | 0.13952 | 0.13916 | 0.14139 | 0.30827 | 0.49306 | 1.0565 | 0.36056
Retro1Slow | Retro | Secondary Glazing Systems | Commercial | HVAC | 0.00064173 | 0.00032134 | 5.0915 | 130.768 | Applied Film HZ2CZ1 | Applied Film_Lrg Office_Electric Reheat_HZ2CZ1 | 0.00012024 | 0.00023933 | 0.00042315 | 0.0006854 | 0.001036 | 0.0014774 | 0.0020012 | 0.0025834 | 0.0031818 | 0.0037363 | 0.0041742 | 0.0044219 | 0.0044217 | 0.0041508 | 0.0036341 | 0.0029928 | 0.002279 | 0.0015712 | 0.00099962 | 0.0006492 | 0.036788 | 0.11899 | 0.076563 | 0.048561 | 0.045386 | 0.014204 | 0.0076409 | 0.0081201 | 0.0083113 | 0.008189 | 0.032648 | 0.061878 | 0.16622 | 0 | 0.78709 | 0.56581 | 0.40787 | 0.39764 | 0.16798 | 0.10794 | 0.085887 | 0.085399 | 0.1083 | 0.28489 | 0.4719 | 1.0241 | 0.33246
Retro1Slow | Retro | Secondary Glazing Systems | Commercial | HVAC | 0.0005401 | 0.00026888 | 4.2364 | 161.2924 | Applied Film HZ2CZ2 | Applied Film_Lrg Office_Electric Reheat_HZ2CZ2 | 0.00027936 | 0.00055606 | 0.00098314 | 0.0015924 | 0.0024069 | 0.0034326 | 0.0046496 | 0.0060022 | 0.0073924 | 0.0086807 | 0.0096983 | 0.010274 | 0.010273 | 0.0096437 | 0.0084434 | 0.0069534 | 0.005295 | 0.0036505 | 0.0023225 | 0.0015083 | 0.085473 | 0.10171 | 0.064823 | 0.040083 | 0.037392 | 0.010063 | 0.0042043 | 0.0036677 | 0.0037883 | 0.004616 | 0.026205 | 0.051909 | 0.14313 | 0 | 0.67594 | 0.48389 | 0.34347 | 0.33505 | 0.13098 | 0.076372 | 0.051648 | 0.051409 | 0.076898 | 0.23459 | 0.40059 | 0.88399 | 0.27749
Retro1Slow | Retro | Secondary Glazing Systems | Commercial | HVAC | 0.00070314 | 0.00034798 | 5.575 | 117.5396 | Applied Film HZ2CZ3 | Applied Film_Lrg Office_Electric Reheat_HZ2CZ3 | 3.3019e-05 | 6.5724e-05 | 0.0001162 | 0.00018822 | 0.00028449 | 0.00040572 | 0.00054957 | 0.00070943 | 0.00087375 | 0.001026 | 0.0011463 | 0.0012143 | 0.0012143 | 0.0011398 | 0.00099798 | 0.00082186 | 0.00062585 | 0.00043147 | 0.00027451 | 0.00017828 | 0.010102 | 0.12758 | 0.082057 | 0.052174 | 0.048769 | 0.015775 | 0.0093597 | 0.011908 | 0.012316 | 0.010078 | 0.035296 | 0.066407 | 0.17815 | 0 | 0.84609 | 0.60815 | 0.44075 | 0.42975 | 0.18888 | 0.12935 | 0.11672 | 0.11633 | 0.12968 | 0.31152 | 0.5086 | 1.0993 | 0.36494
Retro1Slow | Retro | Secondary Glazing Systems | Commercial | HVAC | 0.00082316 | 0.00041264 | 6.5013 | 97.6704 | Applied Film HZ3CZ1 | Applied Film_Lrg Office_Electric Reheat_HZ3CZ1 | 0.00026203 | 0.00052157 | 0.00092216 | 0.0014937 | 0.0022576 | 0.0032197 | 0.0043612 | 0.0056299 | 0.0069339 | 0.0081423 | 0.0090967 | 0.0096365 | 0.0096361 | 0.0090456 | 0.0079197 | 0.0065221 | 0.0049666 | 0.003424 | 0.0021784 | 0.0014148 | 0.080171 | 0.1546 | 0.099097 | 0.062154 | 0.058043 | 0.016946 | 0.0080423 | 0.0073501 | 0.0075003 | 0.0086726 | 0.041238 | 0.079754 | 0.21666 | 0 | 1.0239 | 0.7348 | 0.52547 | 0.51239 | 0.20719 | 0.12539 | 0.089138 | 0.088572 | 0.12601 | 0.36237 | 0.61046 | 1.3356 | 0.42475
Retro1Slow | Retro | Secondary Glazing Systems | Commercial | HVAC | 0.00087153 | 0.00043375 | 6.8955 | 90.8789 | Applied Film HZ3CZ2 | Applied Film_Lrg Office_Electric Reheat_HZ3CZ2 | 9.9922e-05 | 0.00019889 | 0.00035165 | 0.00056958 | 0.0008609 | 0.0012278 | 0.0016631 | 0.0021469 | 0.0026441 | 0.0031049 | 0.0034689 | 0.0036747 | 0.0036746 | 0.0034494 | 0.00302 | 0.0024871 | 0.0018939 | 0.0013057 | 0.00083071 | 0.0005395 | 0.030572 | 0.16073 | 0.10318 | 0.06514 | 0.060859 | 0.018724 | 0.010088 | 0.01144 | 0.011786 | 0.010875 | 0.043641 | 0.083263 | 0.22486 | 0 | 1.0654 | 0.76513 | 0.55085 | 0.53713 | 0.2269 | 0.1471 | 0.12086 | 0.12033 | 0.14764 | 0.38473 | 0.63778 | 1.387 | 0.45102
Retro1Slow | Retro | Secondary Glazing Systems | Commercial | HVAC | 0.00077732 | 0.00038484 | 6.1267 | 104.914 | Applied Film HZ3CZ3 | Applied Film_Lrg Office_Electric Reheat_HZ3CZ3 | 2.3124e-05 | 4.6027e-05 | 8.1377e-05 | 0.00013181 | 0.00019923 | 0.00028413 | 0.00038486 | 0.00049682 | 0.00061189 | 0.00071853 | 0.00080275 | 0.00085039 | 0.00085035 | 0.00079824 | 0.00069889 | 0.00057555 | 0.00043829 | 0.00030216 | 0.00019224 | 0.00012485 | 0.0070748 | 0.14318 | 0.09162 | 0.057412 | 0.053609 | 0.015906 | 0.0082971 | 0.009716 | 0.010069 | 0.0090136 | 0.038193 | 0.073744 | 0.20076 | 0 | 0.95121 | 0.68217 | 0.48944 | 0.47736 | 0.19916 | 0.12812 | 0.10557 | 0.10522 | 0.12868 | 0.34059 | 0.56771 | 1.24 | 0.40142
Retro1Slow | Retro | Secondary Glazing Systems | Commercial | HVAC | 0.00019905 | 9.8238e-05 | 1.5443 | 480.085 | Applied Film HZ1CZ1 | Applied Film_Lrg Office_Electric HeatPump_HZ1CZ1 | 0.0011375 | 0.0022642 | 0.0040032 | 0.0064842 | 0.0098005 | 0.013977 | 0.018932 | 0.02444 | 0.030101 | 0.035346 | 0.03949 | 0.041833 | 0.041831 | 0.039268 | 0.03438 | 0.028313 | 0.02156 | 0.014864 | 0.0094568 | 0.0061417 | 0.34803 | 0.03781 | 0.023882 | 0.014423 | 0.01343 | 0.0030759 | 0.00086125 | 0.00049614 | 0.0005419 | 0.001005 | 0.0091845 | 0.018966 | 0.053551 | 0 | 0.25249 | 0.18006 | 0.12618 | 0.12316 | 0.045072 | 0.024029 | 0.013688 | 0.01367 | 0.024296 | 0.084632 | 0.14816 | 0.33163 | 0.10154
Retro1Slow | Retro | Secondary Glazing Systems | Commercial | HVAC | 0.00017853 | 8.5775e-05 | 1.3846 | 537.9339 | Applied Film HZ1CZ2 | Applied Film_Lrg Office_Electric HeatPump_HZ1CZ2 | 8.424e-05 | 0.00016768 | 0.00029646 | 0.00048019 | 0.00072579 | 0.0010351 | 0.0014021 | 0.0018099 | 0.0022291 | 0.0026176 | 0.0029245 | 0.003098 | 0.0030979 | 0.002908 | 0.0025461 | 0.0020968 | 0.0015967 | 0.0011008 | 0.00070033 | 0.00045483 | 0.025774 | 0.032237 | 0.020342 | 0.012362 | 0.011516 | 0.0029463 | 0.0014225 | 0.0023034 | 0.0024608 | 0.0016215 | 0.0080045 | 0.016208 | 0.045607 | 0 | 0.21652 | 0.15438 | 0.10959 | 0.107 | 0.043585 | 0.028485 | 0.026128 | 0.026187 | 0.028685 | 0.075718 | 0.12785 | 0.28349 | 0.091538
Retro1Slow | Retro | Secondary Glazing Systems | Commercial | HVAC | 0.00038675 | 0.00018677 | 3.1161 | 227.5292 | Applied Film HZ1CZ3 | Applied Film_Lrg Office_Electric HeatPump_HZ1CZ3 | 0.00037441 | 0.00074524 | 0.0013176 | 0.0021342 | 0.0032258 | 0.0046005 | 0.0062315 | 0.0080442 | 0.0099074 | 0.011634 | 0.012998 | 0.013769 | 0.013768 | 0.012925 | 0.011316 | 0.009319 | 0.0070965 | 0.0048924 | 0.0031126 | 0.0020215 | 0.11455 | 0.064035 | 0.041838 | 0.027978 | 0.026242 | 0.011154 | 0.0092173 | 0.014845 | 0.015423 | 0.0098523 | 0.020116 | 0.034546 | 0.088108 | 0 | 0.42459 | 0.30734 | 0.23262 | 0.22667 | 0.12323 | 0.10487 | 0.12293 | 0.12274 | 0.10471 | 0.17624 | 0.26266 | 0.54412 | 0.2044
Retro1Slow | Retro | Secondary Glazing Systems | Commercial | HVAC | 0.00034307 | 0.00017121 | 2.7546 | 260.1458 | Applied Film HZ2CZ1 | Applied Film_Lrg Office_Electric HeatPump_HZ2CZ1 | 8.1825e-05 | 0.00016287 | 0.00028796 | 0.00046643 | 0.00070498 | 0.0010054 | 0.0013619 | 0.001758 | 0.0021652 | 0.0025426 | 0.0028406 | 0.0030092 | 0.0030091 | 0.0028246 | 0.0024731 | 0.0020366 | 0.0015509 | 0.0010692 | 0.00068026 | 0.00044179 | 0.025035 | 0.061367 | 0.03991 | 0.026088 | 0.024435 | 0.0090054 | 0.0060497 | 0.0077943 | 0.008006 | 0.0064256 | 0.01815 | 0.032628 | 0.084968 | 0 | 0.40464 | 0.29226 | 0.2154 | 0.20988 | 0.099072 | 0.072391 | 0.06965 | 0.069325 | 0.072398 | 0.15567 | 0.24642 | 0.52267 | 0.17963
Retro1Slow | Retro | Secondary Glazing Systems | Commercial | HVAC | 0.0002783 | 0.00013727 | 2.1879 | 332.6572 | Applied Film HZ2CZ2 | Applied Film_Lrg Office_Electric HeatPump_HZ2CZ2 | 0.00018148 | 0.00036123 | 0.00063866 | 0.0010345 | 0.0015636 | 0.0022299 | 0.0030205 | 0.0038991 | 0.0048022 | 0.0056391 | 0.0063001 | 0.006674 | 0.0066737 | 0.0062647 | 0.005485 | 0.004517 | 0.0034397 | 0.0023714 | 0.0015087 | 0.00097984 | 0.055524 | 0.051204 | 0.032693 | 0.020384 | 0.019026 | 0.005506 | 0.0028095 | 0.0033822 | 0.0035207 | 0.0030703 | 0.013496 | 0.026269 | 0.071901 | 0 | 0.34068 | 0.2441 | 0.17475 | 0.17046 | 0.07057 | 0.045208 | 0.037415 | 0.03732 | 0.045429 | 0.12132 | 0.20293 | 0.44447 | 0.14352
Retro1Slow | Retro | Secondary Glazing Systems | Commercial | HVAC | 0.00038327 | 0.00018718 | 3.0722 | 231.0053 | Applied Film HZ2CZ3 | Applied Film_Lrg Office_Electric HeatPump_HZ2CZ3 | 2.2887e-05 | 4.5556e-05 | 8.0545e-05 | 0.00013046 | 0.00019719 | 0.00028122 | 0.00038093 | 0.00049174 | 0.00060563 | 0.00071118 | 0.00079454 | 0.00084169 | 0.00084166 | 0.00079008 | 0.00069174 | 0.00056967 | 0.0004338 | 0.00029907 | 0.00019027 | 0.00012357 | 0.0070025 | 0.065869 | 0.042801 | 0.028106 | 0.02633 | 0.010207 | 0.0076554 | 0.011559 | 0.011989 | 0.0081893 | 0.019769 | 0.03508 | 0.091123 | 0 | 0.43647 | 0.31517 | 0.23461 | 0.22865 | 0.11508 | 0.091272 | 0.099333 | 0.099112 | 0.091233 | 0.17313 | 0.2671 | 0.56234 | 0.20126
Retro1Slow | Retro | Secondary Glazing Systems | Commercial | HVAC | 0.00043086 | 0.00021543 | 3.4317 | 204.4779 | Applied Film HZ3CZ1 | Applied Film_Lrg Office_Electric HeatPump_HZ3CZ1 | 0.00017398 | 0.00034629 | 0.00061226 | 0.00099171 | 0.0014989 | 0.0021377 | 0.0028956 | 0.0037379 | 0.0046037 | 0.005406 | 0.0060397 | 0.0063981 | 0.0063978 | 0.0060057 | 0.0052583 | 0.0043303 | 0.0032975 | 0.0022734 | 0.0014464 | 0.00093934 | 0.053229 | 0.078916 | 0.050951 | 0.032635 | 0.030523 | 0.010117 | 0.0059522 | 0.0069222 | 0.0070992 | 0.0063564 | 0.022195 | 0.041332 | 0.10993 | 0 | 0.52154 | 0.37548 | 0.27264 | 0.26575 | 0.11667 | 0.07869 | 0.067809 | 0.067458 | 0.078853 | 0.19264 | 0.31427 | 0.67698 | 0.224
Retro1Slow | Retro | Secondary Glazing Systems | Commercial | HVAC | 0.00046597 | 0.00022987 | 3.7221 | 186.8907 | Applied Film HZ3CZ2 | Applied Film_Lrg Office_Electric HeatPump_HZ3CZ2 | 6.7844e-05 | 0.00013504 | 0.00023876 | 0.00038673 | 0.00058452 | 0.00083363 | 0.0011292 | 0.0014576 | 0.0017953 | 0.0021081 | 0.0023552 | 0.002495 | 0.0024949 | 0.002342 | 0.0020505 | 0.0016886 | 0.0012859 | 0.00088652 | 0.00056402 | 0.0003663 | 0.020757 | 0.082482 | 0.053407 | 0.034624 | 0.032409 | 0.011664 | 0.0079274 | 0.010997 | 0.011372 | 0.0084806 | 0.023954 | 0.043544 | 0.11452 | 0 | 0.54606 | 0.39366 | 0.28948 | 0.28216 | 0.13332 | 0.098826 | 0.098811 | 0.098502 | 0.098888 | 0.20927 | 0.33158 | 0.70617 | 0.24349
Retro1Slow | Retro | Secondary Glazing Systems | Commercial | HVAC | 0.00041318 | 0.00020179 | 3.2775 | 215.0153 | Applied Film HZ3CZ3 | Applied Film_Lrg Office_Electric HeatPump_HZ3CZ3 | 1.5559e-05 | 3.097e-05 | 5.4757e-05 | 8.8693e-05 | 0.00013405 | 0.00019118 | 0.00025897 | 0.0003343 | 0.00041173 | 0.00048348 | 0.00054015 | 0.00057221 | 0.00057218 | 0.00053712 | 0.00047027 | 0.00038728 | 0.00029491 | 0.00020332 | 0.00012935 | 8.4008e-05 | 0.0047605 | 0.072929 | 0.046931 | 0.030013 | 0.028065 | 0.0095671 | 0.006357 | 0.0093188 | 0.0096972 | 0.0068637 | 0.020517 | 0.038081 | 0.10169 | 0 | 0.4849 | 0.34864 | 0.25477 | 0.24843 | 0.11514 | 0.084776 | 0.085771 | 0.08562 | 0.084914 | 0.18304 | 0.29279 | 0.62864 | 0.21509
Retro1Slow | Retro | Secondary Glazing Systems | Commercial | HVAC | 8.1577e-05 | 3.3357e-05 | 0.7282 | 899.2304 | Applied Film HZ1CZ3 | Applied Film_Lrg Office_Gas Reheat_HZ1CZ3 | 0.00032641 | 0.00064971 | 0.0011487 | 0.0018606 | 0.0028123 | 0.0040108 | 0.0054327 | 0.0070131 | 0.0086374 | 0.010143 | 0.011332 | 0.012004 | 0.012004 | 0.011268 | 0.0098655 | 0.0081245 | 0.0061868 | 0.0042653 | 0.0027136 | 0.0017624 | 0.099868 | 0.0051576 | 0.0043854 | 0.0050152 | 0.0048344 | 0.005842 | 0.0075914 | 0.014512 | 0.015111 | 0.0080505 | 0.0053023 | 0.0046584 | 0.0050833 | 0 | 0.033789 | 0.027824 | 0.035942 | 0.034809 | 0.052818 | 0.068543 | 0.10634 | 0.10631 | 0.068026 | 0.044207 | 0.032259 | 0.031787 | 0.18507
Retro1Slow | Retro | Secondary Glazing Systems | Commercial | HVAC | 4.4416e-05 | 2.1071e-05 | 0.4177 | 1588.6594 | Applied Film HZ2CZ1 | Applied Film_Lrg Office_Gas Reheat_HZ2CZ1 | 4.6288e-05 | 9.2135e-05 | 0.0001629 | 0.00026386 | 0.0003988 | 0.00056876 | 0.00077041 | 0.00099452 | 0.0012249 | 0.0014383 | 0.0016069 | 0.0017023 | 0.0017022 | 0.0015979 | 0.001399 | 0.0011521 | 0.00087735 | 0.00060485 | 0.00038482 | 0.00024992 | 0.014162 | 0.0037461 | 0.0032569 | 0.0036158 | 0.0034836 | 0.0038066 | 0.0044585 | 0.0074685 | 0.0077007 | 0.0046623 | 0.0036524 | 0.0033783 | 0.0037153 | 0 | 0.022184 | 0.018709 | 0.022919 | 0.022111 | 0.03016 | 0.03684 | 0.053413 | 0.053252 | 0.0365 | 0.026457 | 0.020931 | 0.021276 | 0.16072
Retro1Slow | Retro | Secondary Glazing Systems | Commercial | HVAC | 1.6502e-05 | 5.6648e-06 | 0.13941 | 4887.3424 | Applied Film HZ2CZ2 | Applied Film_Lrg Office_Gas Reheat_HZ2CZ2 | 4.3139e-05 | 8.5867e-05 | 0.00015182 | 0.00024591 | 0.00037167 | 0.00053007 | 0.000718 | 0.00092686 | 0.0011415 | 0.0013405 | 0.0014976 | 0.0015865 | 0.0015864 | 0.0014892 | 0.0013038 | 0.0010737 | 0.00081766 | 0.0005637 | 0.00035864 | 0.00023292 | 0.013199 | 0.00069418 | 0.00056357 | 0.00068502 | 0.000661 | 0.00094882 | 0.0014146 | 0.0030966 | 0.003253 | 0.0015246 | 0.00078767 | 0.00062893 | 0.00067555 | 0 | 0.0054255 | 0.0043032 | 0.0060238 | 0.0058657 | 0.010162 | 0.014044 | 0.023182 | 0.02323 | 0.013961 | 0.008054 | 0.0052724 | 0.0049528 | 0.12694
Retro1Slow | Retro | Secondary Glazing Systems | Commercial | HVAC | 6.3402e-05 | 2.6383e-05 | 0.56929 | 1146.8552 | Applied Film HZ2CZ3 | Applied Film_Lrg Office_Gas Reheat_HZ2CZ3 | 1.5822e-05 | 3.1494e-05 | 5.5682e-05 | 9.0191e-05 | 0.00013632 | 0.00019441 | 0.00026334 | 0.00033995 | 0.00041868 | 0.00049165 | 0.00054928 | 0.00058187 | 0.00058185 | 0.00054619 | 0.00047821 | 0.00039382 | 0.00029989 | 0.00020675 | 0.00013154 | 8.5428e-05 | 0.0048409 | 0.0041561 | 0.0035451 | 0.0040371 | 0.0038912 | 0.0046389 | 0.0059512 | 0.01121 | 0.011662 | 0.0063008 | 0.0042414 | 0.003753 | 0.0040999 | 0 | 0.026856 | 0.022185 | 0.028461 | 0.02755 | 0.041271 | 0.053196 | 0.081942 | 0.081897 | 0.052785 | 0.034734 | 0.025601 | 0.025329 | 0.181
Retro1Slow | Retro | Secondary Glazing Systems | Commercial | HVAC | 3.8556e-05 | 1.8217e-05 | 0.36205 | 1745.7821 | Applied Film HZ3CZ1 | Applied Film_Lrg Office_Gas Reheat_HZ3CZ1 | 6.8475e-05 | 0.0001363 | 0.00024098 | 0.00039033 | 0.00058996 | 0.00084138 | 0.0011397 | 0.0014712 | 0.001812 | 0.0021277 | 0.0023771 | 0.0025182 | 0.0025181 | 0.0023638 | 0.0020696 | 0.0017043 | 0.0012979 | 0.00089477 | 0.00056927 | 0.00036971 | 0.02095 | 0.003228 | 0.0028051 | 0.0031162 | 0.0030023 | 0.0032885 | 0.003862 | 0.0064943 | 0.0066982 | 0.0040401 | 0.003151 | 0.0029112 | 0.003201 | 0 | 0.019161 | 0.01615 | 0.01981 | 0.019113 | 0.026145 | 0.031992 | 0.046481 | 0.046345 | 0.031698 | 0.022906 | 0.018084 | 0.018368 | 0.19916
Retro1Slow | Retro | Secondary Glazing Systems | Commercial | HVAC | 6.0415e-05 | 2.5996e-05 | 0.54872 | 1136.5096 | Applied Film HZ3CZ2 | Applied Film_Lrg Office_Gas Reheat_HZ3CZ2 | 3.7313e-05 | 7.427e-05 | 0.00013131 | 0.00021269 | 0.00032147 | 0.00045847 | 0.00062102 | 0.00080167 | 0.00098736 | 0.0011594 | 0.0012953 | 0.0013722 | 0.0013721 | 0.001288 | 0.0011277 | 0.00092872 | 0.00070722 | 0.00048757 | 0.0003102 | 0.00020146 | 0.011416 | 0.0042364 | 0.0036339 | 0.0041075 | 0.0039585 | 0.0046046 | 0.0057666 | 0.010555 | 0.010957 | 0.0060861 | 0.0042669 | 0.003824 | 0.0041857 | 0 | 0.026706 | 0.022188 | 0.028107 | 0.027182 | 0.039739 | 0.050549 | 0.076761 | 0.076675 | 0.05014 | 0.0338 | 0.025386 | 0.025304 | 0.21781
Retro1Slow | Retro | Secondary Glazing Systems | Commercial | HVAC | 4.9049e-05 | 1.8736e-05 | 0.42821 | 1494.7173 | Applied Film HZ3CZ3 | Applied Film_Lrg Office_Gas Reheat_HZ3CZ3 | 7.584e-06 | 1.5096e-05 | 2.669e-05 | 4.3231e-05 | 6.5341e-05 | 9.3187e-05 | 0.00012623 | 0.00016294 | 0.00020069 | 0.00023566 | 0.00026328 | 0.00027891 | 0.00027889 | 0.0002618 | 0.00022922 | 0.00018877 | 0.00014375 | 9.91e-05 | 6.305e-05 | 4.0948e-05 | 0.0023204 | 0.0026755 | 0.0022424 | 0.0026138 | 0.0025204 | 0.0032286 | 0.0044169 | 0.0089216 | 0.009325 | 0.0047138 | 0.0028408 | 0.0024189 | 0.0026264 | 0 | 0.018598 | 0.015114 | 0.020091 | 0.019496 | 0.031121 | 0.04143 | 0.065974 | 0.066022 | 0.041145 | 0.025497 | 0.017868 | 0.017311 | 0.19203
Retro1Slow | Retro | Secondary Glazing Systems | Commercial | HVAC | 0.00029787 | 0.00014628 | 2.4422 | 306.7343 | Applied Film HZ1CZ1 | Applied Film_Med Office_Electric HeatPump_HZ1CZ1 | 0.0054909 | 0.01093 | 0.019324 | 0.0313 | 0.047308 | 0.067469 | 0.091389 | 0.11797 | 0.1453 | 0.17062 | 0.19062 | 0.20193 | 0.20192 | 0.18955 | 0.16596 | 0.13667 | 0.10407 | 0.07175 | 0.045649 | 0.029647 | 1.68 | 0.048744 | 0.03239 | 0.022491 | 0.021151 | 0.010132 | 0.0087147 | 0.013299 | 0.013726 | 0.009214 | 0.016697 | 0.027125 | 0.066202 | 0 | 0.32 | 0.2334 | 0.18065 | 0.17585 | 0.10241 | 0.090023 | 0.10604 | 0.10571 | 0.089721 | 0.14029 | 0.20168 | 0.40652 | 0.15423
Retro1Slow | Retro | Secondary Glazing Systems | Commercial | HVAC | 0.00029089 | 0.00013882 | 2.3797 | 315.2728 | Applied Film HZ1CZ2 | Applied Film_Med Office_Electric HeatPump_HZ1CZ2 | 0.00044192 | 0.00087963 | 0.0015552 | 0.0025191 | 0.0038075 | 0.0054301 | 0.0073552 | 0.0094949 | 0.011694 | 0.013732 | 0.015342 | 0.016252 | 0.016251 | 0.015255 | 0.013357 | 0.011 | 0.0083762 | 0.0057746 | 0.0036739 | 0.002386 | 0.13521 | 0.044953 | 0.029871 | 0.020936 | 0.019698 | 0.010034 | 0.0093897 | 0.015794 | 0.016401 | 0.0099895 | 0.0158 | 0.025135 | 0.060909 | 0 | 0.29717 | 0.21676 | 0.17047 | 0.16599 | 0.10432 | 0.098139 | 0.12474 | 0.12456 | 0.097797 | 0.13621 | 0.18889 | 0.37576 | 0.15116
Retro1Slow | Retro | Secondary Glazing Systems | Commercial | HVAC | 0.00037404 | 0.00017908 | 3.0762 | 239.2296 | Applied Film HZ1CZ3 | Applied Film_Med Office_Electric HeatPump_HZ1CZ3 | 0.0011282 | 0.0022457 | 0.0039704 | 0.0064311 | 0.0097203 | 0.013863 | 0.018778 | 0.02424 | 0.029854 | 0.035057 | 0.039166 | 0.041491 | 0.041489 | 0.038946 | 0.034099 | 0.028081 | 0.021384 | 0.014742 | 0.0093794 | 0.0060914 | 0.34518 | 0.057321 | 0.038308 | 0.027197 | 0.025611 | 0.013528 | 0.0128 | 0.021317 | 0.022108 | 0.013586 | 0.020747 | 0.032397 | 0.077304 | 0 | 0.37786 | 0.27634 | 0.21923 | 0.2134 | 0.13753 | 0.13084 | 0.16693 | 0.16663 | 0.13033 | 0.17687 | 0.24187 | 0.47614 | 0.19511
Retro1Slow | Retro | Secondary Glazing Systems | Commercial | HVAC | 0.00035692 | 0.00017787 | 2.9364 | 251.6521 | Applied Film HZ2CZ1 | Applied Film_Med Office_Electric HeatPump_HZ2CZ1 | 0.00026625 | 0.00052996 | 0.00093699 | 0.0015177 | 0.0022939 | 0.0032715 | 0.0044314 | 0.0057205 | 0.0070455 | 0.0082733 | 0.0092431 | 0.0097916 | 0.0097912 | 0.0091911 | 0.0080472 | 0.006627 | 0.0050465 | 0.0034791 | 0.0022135 | 0.0014375 | 0.081461 | 0.059728 | 0.039786 | 0.027665 | 0.02602 | 0.012334 | 0.010251 | 0.014753 | 0.015159 | 0.010791 | 0.020487 | 0.033318 | 0.081046 | 0 | 0.39045 | 0.28509 | 0.21991 | 0.21401 | 0.1217 | 0.10399 | 0.11766 | 0.11715 | 0.10362 | 0.16931 | 0.24589 | 0.49632 | 0.18481
Retro1Slow | Retro | Secondary Glazing Systems | Commercial | HVAC | 0.00036591 | 0.00017939 | 3.0067 | 245.2454 | Applied Film HZ2CZ2 | Applied Film_Med Office_Electric HeatPump_HZ2CZ2 | 0.00076126 | 0.0015153 | 0.002679 | 0.0043394 | 0.0065587 | 0.0093539 | 0.01267 | 0.016356 | 0.020144 | 0.023655 | 0.026428 | 0.027996 | 0.027995 | 0.026279 | 0.023008 | 0.018948 | 0.014429 | 0.0099474 | 0.0063287 | 0.0041102 | 0.23291 | 0.059283 | 0.039495 | 0.027611 | 0.025977 | 0.012754 | 0.011163 | 0.017196 | 0.017751 | 0.011799 | 0.020637 | 0.033165 | 0.08033 | 0 | 0.38898 | 0.28404 | 0.22109 | 0.21519 | 0.12796 | 0.11416 | 0.13624 | 0.13583 | 0.11375 | 0.17301 | 0.24615 | 0.49315 | 0.18988
Retro1Slow | Retro | Secondary Glazing Systems | Commercial | HVAC | 0.00038153 | 0.00018693 | 3.1387 | 234.0761 | Applied Film HZ2CZ3 | Applied Film_Med Office_Electric HeatPump_HZ2CZ3 | 7.1373e-05 | 0.00014207 | 0.00025118 | 0.00040685 | 0.00061493 | 0.00087699 | 0.0011879 | 0.0015335 | 0.0018887 | 0.0022178 | 0.0024778 | 0.0026248 | 0.0026247 | 0.0024638 | 0.0021572 | 0.0017765 | 0.0013528 | 0.00093264 | 0.00059336 | 0.00038536 | 0.021837 | 0.061525 | 0.041041 | 0.02879 | 0.027092 | 0.013459 | 0.011873 | 0.018357 | 0.018951 | 0.012546 | 0.021589 | 0.034511 | 0.083269 | 0 | 0.40356 | 0.29486 | 0.23015 | 0.22399 | 0.13453 | 0.12083 | 0.14502 | 0.14458 | 0.12038 | 0.18077 | 0.25589 | 0.51112 | 0.1982
Retro1Slow | Retro | Secondary Glazing Systems | Commercial | HVAC | 0.0004497 | 0.00022635 | 3.689 | 196.0175 | Applied Film HZ3CZ1 | Applied Film_Med Office_Electric HeatPump_HZ3CZ1 | 0.00057086 | 0.0011363 | 0.002009 | 0.0032541 | 0.0049183 | 0.0070144 | 0.0095012 | 0.012265 | 0.015106 | 0.017739 | 0.019818 | 0.020994 | 0.020993 | 0.019706 | 0.017254 | 0.014209 | 0.01082 | 0.0074595 | 0.0047459 | 0.0030822 | 0.17466 | 0.077487 | 0.051419 | 0.035315 | 0.03319 | 0.014894 | 0.011677 | 0.015783 | 0.016156 | 0.012267 | 0.025778 | 0.042836 | 0.10556 | 0 | 0.50616 | 0.36892 | 0.28112 | 0.2736 | 0.1474 | 0.11994 | 0.12802 | 0.12734 | 0.11957 | 0.21233 | 0.31621 | 0.64601 | 0.23183
Retro1Slow | Retro | Secondary Glazing Systems | Commercial | HVAC | 0.00049871 | 0.00024754 | 4.088 | 174.8188 | Applied Film HZ3CZ2 | Applied Film_Med Office_Electric HeatPump_HZ3CZ2 | 0.00022744 | 0.00045272 | 0.00080043 | 0.0012965 | 0.0019596 | 0.0027947 | 0.0037855 | 0.0048867 | 0.0060186 | 0.0070675 | 0.0078959 | 0.0083644 | 0.0083641 | 0.0078515 | 0.0068743 | 0.0056611 | 0.004311 | 0.002972 | 0.0018909 | 0.001228 | 0.069588 | 0.083569 | 0.055473 | 0.038291 | 0.035996 | 0.016698 | 0.013787 | 0.020054 | 0.020634 | 0.014541 | 0.028187 | 0.046328 | 0.1137 | 0 | 0.54751 | 0.39913 | 0.30656 | 0.2984 | 0.16756 | 0.1424 | 0.16113 | 0.16049 | 0.14194 | 0.23495 | 0.34352 | 0.69718 | 0.25765
Retro1Slow | Retro | Secondary Glazing Systems | Commercial | HVAC | 0.00050209 | 0.00024783 | 4.1325 | 172.7762 | Applied Film HZ3CZ3 | Applied Film_Med Office_Electric HeatPump_HZ3CZ3 | 5.9884e-05 | 0.0001192 | 0.00021074 | 0.00034135 | 0.00051594 | 0.00073581 | 0.00099669 | 0.0012866 | 0.0015846 | 0.0018608 | 0.0020789 | 0.0022023 | 0.0022022 | 0.0020672 | 0.0018099 | 0.0014905 | 0.001135 | 0.0007825 | 0.00049784 | 0.00032332 | 0.018322 | 0.082189 | 0.054817 | 0.038351 | 0.036084 | 0.017634 | 0.015205 | 0.022851 | 0.023546 | 0.01604 | 0.028632 | 0.046034 | 0.11132 | 0 | 0.53819 | 0.3932 | 0.30559 | 0.2974 | 0.17499 | 0.15423 | 0.18101 | 0.18036 | 0.15366 | 0.23821 | 0.34046 | 0.6825 | 0.26056
Retro1Slow | Retro | Secondary Glazing Systems | Commercial | HVAC | 0.00051924 | 0.00025756 | 4.1743 | 164.4463 | Applied Film HZ1CZ1 | Applied Film_Med Office_Electric Reheat_HZ1CZ1 | 0.0074615 | 0.014852 | 0.026259 | 0.042532 | 0.064286 | 0.091682 | 0.12419 | 0.16031 | 0.19744 | 0.23185 | 0.25903 | 0.2744 | 0.27439 | 0.25757 | 0.22552 | 0.18572 | 0.14142 | 0.0975 | 0.062031 | 0.040286 | 2.2829 | 0.091452 | 0.059558 | 0.039148 | 0.036679 | 0.013985 | 0.0098941 | 0.013541 | 0.013952 | 0.010521 | 0.027442 | 0.048804 | 0.12643 | 0 | 0.60348 | 0.43616 | 0.32331 | 0.31502 | 0.15348 | 0.11637 | 0.11807 | 0.11762 | 0.11633 | 0.23606 | 0.36881 | 0.77815 | 0.27248
Retro1Slow | Retro | Secondary Glazing Systems | Commercial | HVAC | 0.00049353 | 0.00024068 | 3.9652 | 174.211 | Applied Film HZ1CZ2 | Applied Film_Med Office_Electric Reheat_HZ1CZ2 | 0.00058542 | 0.0011653 | 0.0020602 | 0.0033371 | 0.0050438 | 0.0071933 | 0.0097436 | 0.012578 | 0.015491 | 0.018191 | 0.020323 | 0.021529 | 0.021528 | 0.020209 | 0.017694 | 0.014571 | 0.011096 | 0.0076497 | 0.0048669 | 0.0031608 | 0.17911 | 0.084047 | 0.054739 | 0.036183 | 0.033913 | 0.013561 | 0.010469 | 0.016015 | 0.016608 | 0.011186 | 0.025637 | 0.044981 | 0.11604 | 0 | 0.55666 | 0.40236 | 0.30106 | 0.29339 | 0.15107 | 0.12226 | 0.13576 | 0.13546 | 0.12215 | 0.22388 | 0.34187 | 0.71594 | 0.25973
Retro1Slow | Retro | Secondary Glazing Systems | Commercial | HVAC | 0.00062786 | 0.00030668 | 5.0623 | 131.9057 | Applied Film HZ1CZ3 | Applied Film_Med Office_Electric Reheat_HZ1CZ3 | 0.001476 | 0.002938 | 0.0051945 | 0.0084138 | 0.012717 | 0.018137 | 0.024567 | 0.031713 | 0.039058 | 0.045865 | 0.051241 | 0.054282 | 0.05428 | 0.050953 | 0.044611 | 0.036739 | 0.027977 | 0.019287 | 0.012271 | 0.0079694 | 0.4516 | 0.10629 | 0.069458 | 0.046296 | 0.043417 | 0.017946 | 0.014152 | 0.021594 | 0.022368 | 0.015084 | 0.033069 | 0.057256 | 0.14636 | 0 | 0.7029 | 0.50882 | 0.38281 | 0.37298 | 0.19609 | 0.16106 | 0.18073 | 0.18029 | 0.16084 | 0.28669 | 0.4335 | 0.90227 | 0.33129
Retro1Slow | Retro | Secondary Glazing Systems | Commercial | HVAC | 0.00062706 | 0.00031367 | 5.0502 | 132.275 | Applied Film HZ2CZ1 | Applied Film_Med Office_Electric Reheat_HZ2CZ1 | 0.00036404 | 0.00072461 | 0.0012811 | 0.0020751 | 0.0031365 | 0.0044731 | 0.006059 | 0.0078216 | 0.0096332 | 0.011312 | 0.012638 | 0.013388 | 0.013387 | 0.012567 | 0.011003 | 0.0090611 | 0.0069 | 0.004757 | 0.0030265 | 0.0019655 | 0.11138 | 0.11185 | 0.072938 | 0.047992 | 0.044971 | 0.017036 | 0.011691 | 0.015048 | 0.015435 | 0.012386 | 0.0336 | 0.059775 | 0.15454 | 0 | 0.73638 | 0.53252 | 0.39401 | 0.38385 | 0.18403 | 0.13614 | 0.13235 | 0.13169 | 0.13609 | 0.28619 | 0.44984 | 0.94983 | 0.32901
Retro1Slow | Retro | Secondary Glazing Systems | Commercial | HVAC | 0.00063283 | 0.00031358 | 5.0953 | 130.9016 | Applied Film HZ2CZ2 | Applied Film_Med Office_Electric Reheat_HZ2CZ2 | 0.0010256 | 0.0020414 | 0.0036093 | 0.0058463 | 0.0088363 | 0.012602 | 0.01707 | 0.022036 | 0.027139 | 0.031869 | 0.035605 | 0.037718 | 0.037716 | 0.035405 | 0.030998 | 0.025528 | 0.019439 | 0.013402 | 0.0085264 | 0.0055375 | 0.31379 | 0.11078 | 0.072253 | 0.047696 | 0.044702 | 0.0174 | 0.012585 | 0.017487 | 0.018024 | 0.013375 | 0.033595 | 0.059307 | 0.15295 | 0 | 0.7308 | 0.52853 | 0.39311 | 0.38301 | 0.18955 | 0.14594 | 0.15076 | 0.15019 | 0.14584 | 0.2885 | 0.44767 | 0.94127 | 0.33259
Retro1Slow | Retro | Secondary Glazing Systems | Commercial | HVAC | 0.00065733 | 0.00032558 | 5.2968 | 125.1283 | Applied Film HZ2CZ3 | Applied Film_Med Office_Electric Reheat_HZ2CZ3 | 9.5758e-05 | 0.0001906 | 0.00033699 | 0.00054585 | 0.00082502 | 0.0011766 | 0.0015938 | 0.0020574 | 0.0025339 | 0.0029755 | 0.0033243 | 0.0035216 | 0.0035214 | 0.0033056 | 0.0028942 | 0.0023834 | 0.001815 | 0.0012513 | 0.00079609 | 0.00051702 | 0.029298 | 0.11474 | 0.07489 | 0.049543 | 0.04644 | 0.01826 | 0.013342 | 0.018658 | 0.019233 | 0.014175 | 0.034978 | 0.061523 | 0.15831 | 0 | 0.75675 | 0.54749 | 0.4079 | 0.39739 | 0.19817 | 0.15366 | 0.16002 | 0.15942 | 0.15353 | 0.3001 | 0.46412 | 0.97416 | 0.34572
Retro1Slow | Retro | Secondary Glazing Systems | Commercial | HVAC | 0.00080523 | 0.00040507 | 6.4709 | 98.5389 | Applied Film HZ3CZ1 | Applied Film_Med Office_Electric Reheat_HZ3CZ1 | 0.00079609 | 0.0015846 | 0.0028016 | 0.0045379 | 0.0068588 | 0.0097819 | 0.01325 | 0.017104 | 0.021066 | 0.024737 | 0.027637 | 0.029277 | 0.029276 | 0.027481 | 0.024061 | 0.019815 | 0.015089 | 0.010403 | 0.0066183 | 0.0042983 | 0.24357 | 0.14608 | 0.095052 | 0.062067 | 0.05813 | 0.021083 | 0.013571 | 0.016171 | 0.016519 | 0.014366 | 0.043037 | 0.077656 | 0.20229 | 0 | 0.96144 | 0.69457 | 0.51025 | 0.49712 | 0.22944 | 0.16226 | 0.14735 | 0.14647 | 0.16231 | 0.36616 | 0.58464 | 1.2429 | 0.42124
Retro1Slow | Retro | Secondary Glazing Systems | Commercial | HVAC | 0.0008805 | 0.00043947 | 7.0754 | 88.2947 | Applied Film HZ3CZ2 | Applied Film_Med Office_Electric Reheat_HZ3CZ2 | 0.00031296 | 0.00062294 | 0.0011014 | 0.001784 | 0.0026964 | 0.0038455 | 0.0052088 | 0.0067241 | 0.0082815 | 0.0097248 | 0.010865 | 0.011509 | 0.011509 | 0.010804 | 0.0094589 | 0.0077897 | 0.0059319 | 0.0040895 | 0.0026018 | 0.0016897 | 0.095752 | 0.15723 | 0.10233 | 0.067019 | 0.062779 | 0.023344 | 0.015821 | 0.020471 | 0.021025 | 0.016795 | 0.04672 | 0.08372 | 0.21757 | 0 | 1.0364 | 0.74883 | 0.55261 | 0.53843 | 0.25565 | 0.18785 | 0.18189 | 0.18104 | 0.18783 | 0.40013 | 0.63177 | 1.3381 | 0.46133
Retro1Slow | Retro | Secondary Glazing Systems | Commercial | HVAC | 0.0008714 | 0.00043348 | 7.0222 | 89.1715 | Applied Film HZ3CZ3 | Applied Film_Med Office_Electric Reheat_HZ3CZ3 | 8.0899e-05 | 0.00016103 | 0.0002847 | 0.00046115 | 0.000697 | 0.00099404 | 0.0013465 | 0.0017381 | 0.0021407 | 0.0025138 | 0.0028085 | 0.0029751 | 0.002975 | 0.0027927 | 0.0024451 | 0.0020136 | 0.0015334 | 0.0010571 | 0.00067256 | 0.00043679 | 0.024752 | 0.15344 | 0.10014 | 0.066139 | 0.061991 | 0.024062 | 0.017173 | 0.023253 | 0.023923 | 0.018221 | 0.04656 | 0.082203 | 0.21179 | 0 | 1.0111 | 0.73147 | 0.5436 | 0.52958 | 0.2602 | 0.19819 | 0.20108 | 0.20024 | 0.19805 | 0.39799 | 0.61928 | 1.3025 | 0.45794
Retro1Slow | Retro | Secondary Glazing Systems | Commercial | HVAC | 7.651e-05 | 3.5002e-05 | 0.71007 | 964.4001 | Applied Film HZ1CZ1 | Applied Film_Med Office_Gas Reheat_HZ1CZ1 | 0.005956 | 0.011855 | 0.02096 | 0.033951 | 0.051315 | 0.073183 | 0.099129 | 0.12797 | 0.1576 | 0.18507 | 0.20676 | 0.21903 | 0.21903 | 0.2056 | 0.18001 | 0.14824 | 0.11289 | 0.077827 | 0.049515 | 0.032157 | 1.8223 | 0.0060355 | 0.0052234 | 0.0058345 | 0.0056218 | 0.0062787 | 0.0075353 | 0.013058 | 0.0135 | 0.007907 | 0.0059508 | 0.0054447 | 0.0059782 | 0 | 0.036528 | 0.030644 | 0.037989 | 0.036682 | 0.051329 | 0.063673 | 0.094005 | 0.093792 | 0.063113 | 0.044512 | 0.034556 | 0.034883 | 0.14519
Retro1Slow | Retro | Secondary Glazing Systems | Commercial | HVAC | 8.8263e-05 | 3.6954e-05 | 0.79417 | 867.9153 | Applied Film HZ1CZ2 | Applied Film_Med Office_Gas Reheat_HZ1CZ2 | 0.0005502 | 0.0010952 | 0.0019363 | 0.0031363 | 0.0047403 | 0.0067605 | 0.0091574 | 0.011821 | 0.014559 | 0.017097 | 0.019101 | 0.020234 | 0.020233 | 0.018993 | 0.016629 | 0.013695 | 0.010428 | 0.0071895 | 0.0045741 | 0.0029706 | 0.16834 | 0.0058587 | 0.0050027 | 0.0056889 | 0.0054832 | 0.0065065 | 0.0083101 | 0.015573 | 0.016193 | 0.0087931 | 0.005964 | 0.0052901 | 0.0057811 | 0 | 0.037682 | 0.031161 | 0.039882 | 0.038599 | 0.057563 | 0.074018 | 0.11372 | 0.11365 | 0.073441 | 0.048539 | 0.035902 | 0.03557 | 0.14321
Retro1Slow | Retro | Secondary Glazing Systems | Commercial | HVAC | 0.00012022 | 5.1484e-05 | 1.0901 | 610.8034 | Applied Film HZ1CZ3 | Applied Film_Med Office_Gas Reheat_HZ1CZ3 | 0.0014915 | 0.0029688 | 0.005249 | 0.0085021 | 0.01285 | 0.018327 | 0.024824 | 0.032046 | 0.039468 | 0.046347 | 0.051779 | 0.054852 | 0.05485 | 0.051488 | 0.04508 | 0.037124 | 0.02827 | 0.01949 | 0.0124 | 0.0080531 | 0.45634 | 0.0083506 | 0.0071576 | 0.0080985 | 0.0078051 | 0.0091098 | 0.011448 | 0.02104 | 0.021849 | 0.012087 | 0.0084259 | 0.0075382 | 0.0082489 | 0 | 0.052822 | 0.04385 | 0.055646 | 0.053823 | 0.078959 | 0.10063 | 0.15313 | 0.15297 | 0.09982 | 0.067058 | 0.050232 | 0.050017 | 0.18533
Retro1Slow | Retro | Secondary Glazing Systems | Commercial | HVAC | 8.6784e-05 | 4.2072e-05 | 0.8227 | 809.5228 | Applied Film HZ2CZ1 | Applied Film_Med Office_Gas Reheat_HZ2CZ1 | 0.00027829 | 0.00055392 | 0.00097935 | 0.0015863 | 0.0023976 | 0.0034194 | 0.0046317 | 0.0059791 | 0.007364 | 0.0086473 | 0.0096609 | 0.010234 | 0.010234 | 0.0096066 | 0.008411 | 0.0069266 | 0.0052747 | 0.0036364 | 0.0023136 | 0.0015025 | 0.085144 | 0.00761 | 0.0066328 | 0.0073389 | 0.0070702 | 0.0076316 | 0.008812 | 0.014459 | 0.014883 | 0.0091961 | 0.0073734 | 0.0068616 | 0.0075528 | 0 | 0.044517 | 0.037658 | 0.045819 | 0.04418 | 0.059364 | 0.071832 | 0.10297 | 0.10261 | 0.07115 | 0.052433 | 0.041939 | 0.0428 | 0.17367
Retro1Slow | Retro | Secondary Glazing Systems | Commercial | HVAC | 9.8987e-05 | 4.5213e-05 | 0.91815 | 724.2764 | Applied Film HZ2CZ2 | Applied Film_Med Office_Gas Reheat_HZ2CZ2 | 0.00086722 | 0.0017262 | 0.0030519 | 0.0049434 | 0.0074717 | 0.010656 | 0.014434 | 0.018633 | 0.022948 | 0.026948 | 0.030106 | 0.031893 | 0.031891 | 0.029937 | 0.026211 | 0.021585 | 0.016437 | 0.011332 | 0.0072097 | 0.0046823 | 0.26533 | 0.0077854 | 0.0067364 | 0.0075266 | 0.0072523 | 0.0081077 | 0.009741 | 0.016904 | 0.017478 | 0.010223 | 0.0076801 | 0.0070234 | 0.007711 | 0 | 0.047165 | 0.039558 | 0.049066 | 0.04738 | 0.066373 | 0.08239 | 0.12173 | 0.12146 | 0.081667 | 0.057529 | 0.044625 | 0.045032 | 0.1791
Retro1Slow | Retro | Secondary Glazing Systems | Commercial | HVAC | 0.00010572 | 4.8282e-05 | 0.98058 | 673.8041 | Applied Film HZ2CZ3 | Applied Film_Med Office_Gas Reheat_HZ2CZ3 | 8.3186e-05 | 0.00016558 | 0.00029275 | 0.00047419 | 0.00071671 | 0.0010221 | 0.0013845 | 0.0017873 | 0.0022013 | 0.0025849 | 0.0028879 | 0.0030592 | 0.0030591 | 0.0028716 | 0.0025142 | 0.0020705 | 0.0015767 | 0.001087 | 0.00069157 | 0.00044914 | 0.025451 | 0.0083129 | 0.0071927 | 0.0080367 | 0.0077437 | 0.008658 | 0.010403 | 0.018056 | 0.018669 | 0.010918 | 0.0082009 | 0.0074993 | 0.0082334 | 0 | 0.050365 | 0.042241 | 0.052397 | 0.050596 | 0.070887 | 0.087998 | 0.13003 | 0.12974 | 0.087226 | 0.061438 | 0.047654 | 0.048087 | 0.18712
Retro1Slow | Retro | Secondary Glazing Systems | Commercial | HVAC | 9.4168e-05 | 4.7624e-05 | 0.90708 | 700.0277 | Applied Film HZ3CZ1 | Applied Film_Med Office_Gas Reheat_HZ3CZ1 | 0.00052366 | 0.0010423 | 0.0018429 | 0.002985 | 0.0045117 | 0.0064344 | 0.0087156 | 0.011251 | 0.013857 | 0.016272 | 0.018179 | 0.019258 | 0.019257 | 0.018077 | 0.015827 | 0.013034 | 0.0099254 | 0.0068427 | 0.0043535 | 0.0028274 | 0.16022 | 0.0088934 | 0.0077864 | 0.0085635 | 0.008249 | 0.0087052 | 0.0097823 | 0.015396 | 0.015792 | 0.010168 | 0.0085197 | 0.0080163 | 0.0088379 | 0 | 0.050872 | 0.043276 | 0.051988 | 0.050081 | 0.065365 | 0.077618 | 0.10869 | 0.10821 | 0.076838 | 0.058513 | 0.04779 | 0.049132 | 0.21679
Retro1Slow | Retro | Secondary Glazing Systems | Commercial | HVAC | 0.00011692 | 5.5614e-05 | 1.1006 | 565.035 | Applied Film HZ3CZ2 | Applied Film_Med Office_Gas Reheat_HZ3CZ2 | 0.00022844 | 0.0004547 | 0.00080393 | 0.0013022 | 0.0019682 | 0.0028069 | 0.0038021 | 0.0049081 | 0.0060449 | 0.0070984 | 0.0079304 | 0.008401 | 0.0084007 | 0.0078858 | 0.0069043 | 0.0056859 | 0.0043298 | 0.002985 | 0.0018991 | 0.0012334 | 0.069892 | 0.0099087 | 0.0086173 | 0.0095629 | 0.0092132 | 0.010052 | 0.011753 | 0.019638 | 0.020244 | 0.012287 | 0.0096531 | 0.0089356 | 0.0098281 | 0 | 0.058587 | 0.04943 | 0.060501 | 0.058363 | 0.079462 | 0.09695 | 0.14037 | 0.13994 | 0.096052 | 0.069765 | 0.055268 | 0.056207 | 0.24178
Retro1Slow | Retro | Secondary Glazing Systems | Commercial | HVAC | 0.00013278 | 6.218e-05 | 1.2428 | 501.6419 | Applied Film HZ3CZ3 | Applied Film_Med Office_Gas Reheat_HZ3CZ3 | 6.7184e-05 | 0.00013373 | 0.00023644 | 0.00038297 | 0.00057884 | 0.00082552 | 0.0011182 | 0.0014435 | 0.0017778 | 0.0020876 | 0.0023323 | 0.0024707 | 0.0024706 | 0.0023192 | 0.0020306 | 0.0016722 | 0.0012734 | 0.0008779 | 0.00055854 | 0.00036274 | 0.020555 | 0.010937 | 0.0094938 | 0.010562 | 0.010176 | 0.011205 | 0.013238 | 0.022448 | 0.023168 | 0.01386 | 0.010705 | 0.0098645 | 0.010842 | 0 | 0.06526 | 0.054937 | 0.067581 | 0.065218 | 0.089771 | 0.11026 | 0.16093 | 0.16049 | 0.10926 | 0.078426 | 0.061633 | 0.062496 | 0.24557
LO3Slow | New | Glass | Commercial | HVAC | 0.0007258 | 0.00036505 | 6.9767 | 37.5335 | Large Off | ThinTriple_Large Off_GAS | 0.00059022 | 0.0014722 | 0.0026697 | 0.0049695 | 0.0086586 | 0.016178 | 0.026187 | 0.040041 | 0.055685 | 0.066856 | 0.082249 | 0.095591 | 0.09541 | 0.11365 | 0.11889 | 0.13248 | 0.13645 | 0.15492 | 0.13008 | 0.13912 | 0.41637 | 0.067898 | 0.059413 | 0.065392 | 0.062991 | 0.066663 | 0.075172 | 0.11896 | 0.12208 | 0.078176 | 0.065137 | 0.061204 | 0.067464 | 0 | 0.38948 | 0.33109 | 0.39838 | 0.38381 | 0.50283 | 0.59858 | 0.84086 | 0.83719 | 0.5926 | 0.44934 | 0.36602 | 0.37594 | 0.87771
LO3Slow | New | Glass | Commercial | HVAC | 0.00070907 | 0.00035664 | 6.8458 | 37.5532 | Large Off | ThinTriple_Large Off_HP | 0.00015359 | 0.00038312 | 0.00069473 | 0.0012932 | 0.0022532 | 0.00421 | 0.0068146 | 0.01042 | 0.014491 | 0.017398 | 0.021403 | 0.024875 | 0.024828 | 0.029575 | 0.030938 | 0.034475 | 0.035508 | 0.040315 | 0.03385 | 0.036204 | 0.10835 | 0.06467 | 0.05736 | 0.064133 | 0.061817 | 0.066372 | 0.075083 | 0.11894 | 0.12207 | 0.078077 | 0.064324 | 0.059565 | 0.062912 | 0 | 0.36806 | 0.31577 | 0.3876 | 0.3733 | 0.49897 | 0.59658 | 0.83995 | 0.83629 | 0.59059 | 0.4421 | 0.35339 | 0.34786 | 0.87789
LO3Slow | New | Glass | Commercial | HVAC | 0.00067441 | 0.00033921 | 6.5745 | 39.9677 | Large Off | ThinTriple_Large Off_ER | 0.00073753 | 0.0018397 | 0.003336 | 0.0062098 | 0.01082 | 0.020216 | 0.032723 | 0.050034 | 0.069582 | 0.083541 | 0.10278 | 0.11945 | 0.11922 | 0.14202 | 0.14856 | 0.16554 | 0.1705 | 0.19359 | 0.16254 | 0.17385 | 0.52029 | 0.057982 | 0.053105 | 0.061524 | 0.059385 | 0.065768 | 0.074898 | 0.11891 | 0.12203 | 0.077872 | 0.062642 | 0.05617 | 0.053481 | 0 | 0.32366 | 0.28402 | 0.36526 | 0.3515 | 0.49097 | 0.59246 | 0.83807 | 0.83443 | 0.58643 | 0.42711 | 0.32721 | 0.28966 | 0.8425
LO3Slow | New | Glass | Commercial | HVAC | 0.00079981 | 0.00044336 | 7.9876 | 33.5798 | Medium Off | ThinTriple_Medium Off_GAS | 0.0007438 | 0.0018855 | 0.0034074 | 0.0058737 | 0.010417 | 0.020861 | 0.032927 | 0.05022 | 0.069906 | 0.079992 | 0.10333 | 0.12077 | 0.11751 | 0.14539 | 0.14235 | 0.16431 | 0.16776 | 0.18951 | 0.15538 | 0.16689 | 0.70399 | 0.088067 | 0.077746 | 0.08456 | 0.081438 | 0.082299 | 0.087429 | 0.12498 | 0.12709 | 0.090088 | 0.082588 | 0.079335 | 0.087726 | 0 | 0.48267 | 0.41513 | 0.48631 | 0.46756 | 0.57391 | 0.65283 | 0.86323 | 0.85715 | 0.64543 | 0.52888 | 0.45089 | 0.47033 | 0.93453
LO3Slow | New | Glass | Commercial | HVAC | 0.00074597 | 0.0004163 | 7.5664 | 32.9794 | Medium Off | ThinTriple_Medium Off_HP | 0.00017723 | 0.00044928 | 0.00081192 | 0.0013996 | 0.0024822 | 0.0049709 | 0.0078459 | 0.011967 | 0.016657 | 0.019061 | 0.024622 | 0.028778 | 0.028 | 0.034643 | 0.033919 | 0.039153 | 0.039975 | 0.045157 | 0.037025 | 0.039767 | 0.16775 | 0.077681 | 0.07114 | 0.08051 | 0.077662 | 0.081362 | 0.087142 | 0.12492 | 0.12703 | 0.08977 | 0.079975 | 0.074063 | 0.07308 | 0 | 0.41373 | 0.36582 | 0.45162 | 0.43371 | 0.56149 | 0.64642 | 0.86031 | 0.85425 | 0.63895 | 0.50558 | 0.41024 | 0.37995 | 0.94677
LO3Slow | New | Glass | Commercial | HVAC | 0.00061176 | 0.00034883 | 6.5163 | 41.6731 | Medium Off | ThinTriple_Medium Off_ER | 0.00030527 | 0.00077385 | 0.0013985 | 0.0024107 | 0.0042753 | 0.0085619 | 0.013514 | 0.020611 | 0.028691 | 0.03283 | 0.04241 | 0.049568 | 0.048227 | 0.05967 | 0.058422 | 0.067437 | 0.068854 | 0.077779 | 0.063772 | 0.068495 | 0.28893 | 0.051788 | 0.054669 | 0.070411 | 0.068247 | 0.079025 | 0.086427 | 0.12478 | 0.1269 | 0.088978 | 0.07346 | 0.060919 | 0.036567 | 0 | 0.24187 | 0.24289 | 0.36512 | 0.34934 | 0.53052 | 0.63044 | 0.85301 | 0.84703 | 0.62282 | 0.44752 | 0.30892 | 0.15463 | 0.80979
LO3Slow | New | Glass | Commercial | HVAC | 0.00025631 | 0.00013912 | 2.5382 | 145.1108 | Small Off | ThinTriple_Small Off_GAS | 5.4746e-05 | 0.00014028 | 0.00026351 | 0.00047059 | 0.00082303 | 0.00159 | 0.0024647 | 0.0037225 | 0.0053547 | 0.0062719 | 0.0079134 | 0.00922 | 0.0092384 | 0.011038 | 0.01095 | 0.01235 | 0.012699 | 0.013964 | 0.012134 | 0.012779 | 0.16157 | 0.027268 | 0.024031 | 0.026198 | 0.025232 | 0.025737 | 0.027687 | 0.040493 | 0.041264 | 0.028586 | 0.025688 | 0.024568 | 0.027149 | 0 | 0.15083 | 0.12941 | 0.15244 | 0.14662 | 0.18249 | 0.2097 | 0.28121 | 0.2794 | 0.20739 | 0.16706 | 0.14107 | 0.14669 | 0.29591
LO3Slow | New | Glass | Commercial | HVAC | 0.00025631 | 0.00013912 | 2.5382 | 132.8836 | Small Off | ThinTriple_Small Off_HP | 1.8059e-05 | 4.6275e-05 | 8.6926e-05 | 0.00015524 | 0.0002715 | 0.00052449 | 0.00081304 | 0.001228 | 0.0017664 | 0.0020689 | 0.0026105 | 0.0030415 | 0.0030475 | 0.0036412 | 0.0036123 | 0.0040738 | 0.0041891 | 0.0046064 | 0.0040026 | 0.0042154 | 0.053297 | 0.027268 | 0.024031 | 0.026198 | 0.025232 | 0.025737 | 0.027687 | 0.040493 | 0.041264 | 0.028586 | 0.025688 | 0.024568 | 0.027149 | 0 | 0.15083 | 0.12941 | 0.15244 | 0.14662 | 0.18249 | 0.2097 | 0.28121 | 0.2794 | 0.20739 | 0.16706 | 0.14107 | 0.14669 | 0.3199
LO3Slow | New | Glass | Commercial | HVAC | -1.01e-05 | 5.1963e-06 | 0.4536 | 839.9322 | Small Off | ThinTriple_Small Off_ER | 1.0758e-05 | 2.7566e-05 | 5.1781e-05 | 9.2474e-05 | 0.00016173 | 0.00031244 | 0.00048432 | 0.0007315 | 0.0010522 | 0.0012325 | 0.001555 | 0.0018118 | 0.0018154 | 0.0021691 | 0.0021518 | 0.0024268 | 0.0024954 | 0.002744 | 0.0023843 | 0.0025111 | 0.031749 | -0.024132 | -0.0086652 | 0.0061517 | 0.0065427 | 0.0211 | 0.026268 | 0.040202 | 0.040992 | 0.027013 | 0.012755 | -0.0015244 | -0.045332 | 0 | -0.19034 | -0.11461 | -0.019258 | -0.02087 | 0.12102 | 0.17799 | 0.26672 | 0.26506 | 0.17536 | 0.051794 | -0.060072 | -0.30058 | 0.051067
LO3Slow | New | Glass | Commercial | HVAC | 0.0030641 | 0.0012946 | 27.6555 | -42.6123 | Hospital | ThinTriple_Hospital_GAS | 0.0003257 | 0.00084294 | 0.0020585 | 0.0049015 | 0.0083171 | 0.015769 | 0.023449 | 0.028421 | 0.053768 | 0.062571 | 0.078194 | 0.083933 | 0.096148 | 0.10147 | 0.10662 | 0.11044 | 0.11521 | 0.10922 | 0.11241 | 0.11173 | 1.3895 | 0.20717 | 0.17718 | 0.20106 | 0.19379 | 0.2284 | 0.2898 | 0.53886 | 0.56003 | 0.30638 | 0.21013 | 0.18704 | 0.20452 | 0 | 1.3234 | 1.0961 | 1.398 | 1.3527 | 2.004 | 2.5676 | 3.9299 | 3.9267 | 2.5473 | 1.6947 | 1.2599 | 1.2508 | 6.3557
LO3Slow | New | Glass | Commercial | HVAC | 0.0030641 | 0.0012946 | 27.6555 | -5.649 | Hospital | ThinTriple_Hospital_HP | 6.7854e-06 | 1.7561e-05 | 4.2886e-05 | 0.00010212 | 0.00017327 | 0.00032852 | 0.00048852 | 0.0005921 | 0.0011202 | 0.0013036 | 0.001629 | 0.0017486 | 0.0020031 | 0.002114 | 0.0022212 | 0.0023008 | 0.0024002 | 0.0022754 | 0.0023418 | 0.0023277 | 0.028948 | 0.20717 | 0.17718 | 0.20106 | 0.19379 | 0.2284 | 0.2898 | 0.53886 | 0.56003 | 0.30638 | 0.21013 | 0.18704 | 0.20452 | 0 | 1.3234 | 1.0961 | 1.398 | 1.3527 | 2.004 | 2.5676 | 3.9299 | 3.9267 | 2.5473 | 1.6947 | 1.2599 | 1.2508 | 3.6851
LO3Slow | New | Glass | Commercial | HVAC | 0.0030641 | 0.0012946 | 27.6555 | -5.649 | Hospital | ThinTriple_Hospital_ER | 6.7854e-06 | 1.7561e-05 | 4.2886e-05 | 0.00010212 | 0.00017327 | 0.00032852 | 0.00048852 | 0.0005921 | 0.0011202 | 0.0013036 | 0.001629 | 0.0017486 | 0.0020031 | 0.002114 | 0.0022212 | 0.0023008 | 0.0024002 | 0.0022754 | 0.0023418 | 0.0023277 | 0.028948 | 0.20717 | 0.17718 | 0.20106 | 0.19379 | 0.2284 | 0.2898 | 0.53886 | 0.56003 | 0.30638 | 0.21013 | 0.18704 | 0.20452 | 0 | 1.3234 | 1.0961 | 1.398 | 1.3527 | 2.004 | 2.5676 | 3.9299 | 3.9267 | 2.5473 | 1.6947 | 1.2599 | 1.2508 | 3.6851
LO3Slow | New | Glass | Commercial | HVAC | 0.0010592 | 0.00053319 | 10.1846 | 19.1797 | Lodging | ThinTriple_Lodging_GAS | 2.6622e-05 | 6.8004e-05 | 0.00019129 | 0.00054349 | 0.00088731 | 0.0018644 | 0.0028025 | 0.0030996 | 0.0061952 | 0.0070249 | 0.0089807 | 0.0094134 | 0.011119 | 0.01151 | 0.012285 | 0.012595 | 0.013409 | 0.012154 | 0.012358 | 0.012168 | 0.10397 | 0.099233 | 0.086841 | 0.095568 | 0.092059 | 0.097382 | 0.10975 | 0.17353 | 0.17807 | 0.11413 | 0.095176 | 0.089449 | 0.098601 | 0 | 0.56898 | 0.48373 | 0.5819 | 0.56061 | 0.73402 | 0.87343 | 1.2264 | 1.221 | 0.86471 | 0.65611 | 0.53467 | 0.54925 | 1.3062
LO3Slow | New | Glass | Commercial | HVAC | 0.0010592 | 0.00053319 | 10.1846 | 19.1797 | Lodging | ThinTriple_Lodging_HP | 2.3868e-05 | 6.0969e-05 | 0.0001715 | 0.00048726 | 0.00079552 | 0.0016715 | 0.0025125 | 0.002779 | 0.0055543 | 0.0062982 | 0.0080516 | 0.0084396 | 0.0099684 | 0.01032 | 0.011014 | 0.011292 | 0.012022 | 0.010897 | 0.01108 | 0.010909 | 0.093212 | 0.099233 | 0.086841 | 0.095568 | 0.092059 | 0.097382 | 0.10975 | 0.17353 | 0.17807 | 0.11413 | 0.095176 | 0.089449 | 0.098601 | 0 | 0.56898 | 0.48373 | 0.5819 | 0.56061 | 0.73402 | 0.87343 | 1.2264 | 1.221 | 0.86471 | 0.65611 | 0.53467 | 0.54925 | 1.3062
LO3Slow | New | Glass | Commercial | HVAC | 0.00088962 | 0.00044795 | 8.8578 | 25.1928 | Lodging | ThinTriple_Lodging_ER | 3.5929e-05 | 9.1777e-05 | 0.00025816 | 0.00073348 | 0.0011975 | 0.0025161 | 0.0037821 | 0.0041832 | 0.008361 | 0.0094807 | 0.01212 | 0.012704 | 0.015005 | 0.015534 | 0.01658 | 0.016998 | 0.018097 | 0.016403 | 0.016678 | 0.016422 | 0.14031 | 0.06652 | 0.066031 | 0.082809 | 0.080164 | 0.09443 | 0.10885 | 0.17335 | 0.1779 | 0.11313 | 0.086946 | 0.072843 | 0.052471 | 0 | 0.35184 | 0.32843 | 0.47262 | 0.45401 | 0.69489 | 0.85325 | 1.2171 | 1.2119 | 0.84433 | 0.58275 | 0.40665 | 0.26459 | 1.1331
LO3Slow | New | Glass | Commercial | HVAC | 0.00090079 | 0.00048163 | 8.867 | 28.5867 | Residential Care | ThinTriple_Residential Care_GAS | 0.0002144 | 0.00055292 | 0.0015527 | 0.0045986 | 0.00736 | 0.01604 | 0.023952 | 0.026231 | 0.052915 | 0.059475 | 0.077048 | 0.080316 | 0.094672 | 0.097697 | 0.10377 | 0.10659 | 0.11363 | 0.10166 | 0.10192 | 0.098427 | 0.66387 | 0.093478 | 0.082273 | 0.08985 | 0.086538 | 0.088881 | 0.096489 | 0.14339 | 0.14634 | 0.099764 | 0.088357 | 0.084228 | 0.093035 | 0 | 0.52057 | 0.44588 | 0.52732 | 0.50737 | 0.63783 | 0.73817 | 0.99953 | 0.99355 | 0.73019 | 0.58112 | 0.48732 | 0.50555 | 1.0388
LO3Slow | New | Glass | Commercial | HVAC | 0.00084767 | 0.00045493 | 8.4514 | 27.4171 | Residential Care | ThinTriple_Residential Care_HP | 1.5923e-05 | 4.1065e-05 | 0.00011532 | 0.00034154 | 0.00054662 | 0.0011913 | 0.0017789 | 0.0019482 | 0.0039299 | 0.0044172 | 0.0057223 | 0.005965 | 0.0070312 | 0.0072559 | 0.007707 | 0.0079161 | 0.0084389 | 0.0075504 | 0.0075695 | 0.0073101 | 0.049305 | 0.08323 | 0.075753 | 0.085853 | 0.082812 | 0.087956 | 0.096206 | 0.14334 | 0.14629 | 0.09945 | 0.085779 | 0.079025 | 0.078583 | 0 | 0.45254 | 0.39722 | 0.49309 | 0.47397 | 0.62558 | 0.73185 | 0.99664 | 0.99069 | 0.72381 | 0.55814 | 0.44722 | 0.41638 | 1.0673
LO3Slow | New | Glass | Commercial | HVAC | 0.00072722 | 0.00039438 | 7.5089 | 33.4899 | Residential Care | ThinTriple_Residential Care_ER | 4.0085e-05 | 0.00010338 | 0.0002903 | 0.00085978 | 0.001376 | 0.0029989 | 0.0044782 | 0.0049042 | 0.0098931 | 0.01112 | 0.014405 | 0.015016 | 0.0177 | 0.018266 | 0.019401 | 0.019928 | 0.021244 | 0.019007 | 0.019055 | 0.018402 | 0.12412 | 0.059991 | 0.060971 | 0.076789 | 0.074363 | 0.085859 | 0.095564 | 0.1432 | 0.14616 | 0.098739 | 0.079932 | 0.067229 | 0.045813 | 0 | 0.2983 | 0.2869 | 0.41546 | 0.39825 | 0.59778 | 0.71751 | 0.99009 | 0.98421 | 0.70933 | 0.50603 | 0.35628 | 0.21416 | 0.94436
LO3Slow | NR | Glass | Commercial | HVAC | 0.0007258 | 0.00036505 | 6.9767 | 37.5335 | Large Off | ThinTriple_Large Off_GAS | 0.0010378 | 0.002661 | 0.005896 | 0.011537 | 0.020277 | 0.032465 | 0.04791 | 0.065844 | 0.085057 | 0.10415 | 0.12185 | 0.13719 | 0.14968 | 0.15923 | 0.1661 | 0.17073 | 0.17363 | 0.17527 | 0.17606 | 0.17647 | 20.9832 | 0.067898 | 0.059413 | 0.065392 | 0.062991 | 0.066663 | 0.075172 | 0.11896 | 0.12208 | 0.078176 | 0.065137 | 0.061204 | 0.067464 | 0 | 0.38948 | 0.33109 | 0.39838 | 0.38381 | 0.50283 | 0.59858 | 0.84086 | 0.83719 | 0.5926 | 0.44934 | 0.36602 | 0.37594 | 0.87771
LO3Slow | NR | Glass | Commercial | HVAC | 0.00070907 | 0.00035664 | 6.8458 | 37.5532 | Large Off | ThinTriple_Large Off_HP | 0.00027005 | 0.00069247 | 0.0015343 | 0.0030021 | 0.0052767 | 0.0084482 | 0.012467 | 0.017134 | 0.022134 | 0.027104 | 0.031708 | 0.035701 | 0.038951 | 0.041437 | 0.043225 | 0.044429 | 0.045183 | 0.04561 | 0.045815 | 0.045923 | 5.4604 | 0.06467 | 0.05736 | 0.064133 | 0.061817 | 0.066372 | 0.075083 | 0.11894 | 0.12207 | 0.078077 | 0.064324 | 0.059565 | 0.062912 | 0 | 0.36806 | 0.31577 | 0.3876 | 0.3733 | 0.49897 | 0.59658 | 0.83995 | 0.83629 | 0.59059 | 0.4421 | 0.35339 | 0.34786 | 0.87789
LO3Slow | NR | Glass | Commercial | HVAC | 0.00067441 | 0.00033921 | 6.5745 | 39.9677 | Large Off | ThinTriple_Large Off_ER | 0.0012968 | 0.0033252 | 0.0073675 | 0.014416 | 0.025338 | 0.040567 | 0.059867 | 0.082277 | 0.10629 | 0.13015 | 0.15226 | 0.17143 | 0.18704 | 0.19897 | 0.20756 | 0.21334 | 0.21696 | 0.21901 | 0.22 | 0.22052 | 26.22 | 0.057982 | 0.053105 | 0.061524 | 0.059385 | 0.065768 | 0.074898 | 0.11891 | 0.12203 | 0.077872 | 0.062642 | 0.05617 | 0.053481 | 0 | 0.32366 | 0.28402 | 0.36526 | 0.3515 | 0.49097 | 0.59246 | 0.83807 | 0.83443 | 0.58643 | 0.42711 | 0.32721 | 0.28966 | 0.8425
LO3Slow | NR | Glass | Commercial | HVAC | 0.00079981 | 0.00044336 | 7.9876 | 33.5798 | Medium Off | ThinTriple_Medium Off_GAS | 0.00089899 | 0.0023052 | 0.0051076 | 0.0099939 | 0.017566 | 0.028124 | 0.041503 | 0.05704 | 0.073683 | 0.090227 | 0.10556 | 0.11885 | 0.12967 | 0.13794 | 0.14389 | 0.1479 | 0.15041 | 0.15183 | 0.15252 | 0.15288 | 35.4777 | 0.088067 | 0.077746 | 0.08456 | 0.081438 | 0.082299 | 0.087429 | 0.12498 | 0.12709 | 0.090088 | 0.082588 | 0.079335 | 0.087726 | 0 | 0.48267 | 0.41513 | 0.48631 | 0.46756 | 0.57391 | 0.65283 | 0.86323 | 0.85715 | 0.64543 | 0.52888 | 0.45089 | 0.47033 | 0.93453
LO3Slow | NR | Glass | Commercial | HVAC | 0.00074597 | 0.0004163 | 7.5664 | 32.9794 | Medium Off | ThinTriple_Medium Off_HP | 0.00021421 | 0.00054928 | 0.001217 | 0.0023814 | 0.0041856 | 0.0067013 | 0.0098894 | 0.013591 | 0.017557 | 0.021499 | 0.025152 | 0.028319 | 0.030897 | 0.032869 | 0.034287 | 0.035242 | 0.03584 | 0.036179 | 0.036342 | 0.036427 | 8.4537 | 0.077681 | 0.07114 | 0.08051 | 0.077662 | 0.081362 | 0.087142 | 0.12492 | 0.12703 | 0.08977 | 0.079975 | 0.074063 | 0.07308 | 0 | 0.41373 | 0.36582 | 0.45162 | 0.43371 | 0.56149 | 0.64642 | 0.86031 | 0.85425 | 0.63895 | 0.50558 | 0.41024 | 0.37995 | 0.94677
LO3Slow | NR | Glass | Commercial | HVAC | 0.00061176 | 0.00034883 | 6.5163 | 41.6731 | Medium Off | ThinTriple_Medium Off_ER | 0.00036896 | 0.0009461 | 0.0020963 | 0.0041017 | 0.0072093 | 0.011543 | 0.017034 | 0.02341 | 0.030241 | 0.037031 | 0.043322 | 0.048778 | 0.053217 | 0.056614 | 0.059056 | 0.060702 | 0.061732 | 0.062316 | 0.062595 | 0.062743 | 14.5608 | 0.051788 | 0.054669 | 0.070411 | 0.068247 | 0.079025 | 0.086427 | 0.12478 | 0.1269 | 0.088978 | 0.07346 | 0.060919 | 0.036567 | 0 | 0.24187 | 0.24289 | 0.36512 | 0.34934 | 0.53052 | 0.63044 | 0.85301 | 0.84703 | 0.62282 | 0.44752 | 0.30892 | 0.15463 | 0.80979
LO3Slow | NR | Glass | Commercial | HVAC | 0.00025631 | 0.00013912 | 2.5382 | 145.1108 | Small Off | ThinTriple_Small Off_GAS | 0.00019039 | 0.00048819 | 0.0010817 | 0.0021165 | 0.00372 | 0.0059559 | 0.0087894 | 0.01208 | 0.015604 | 0.019108 | 0.022354 | 0.025169 | 0.02746 | 0.029213 | 0.030473 | 0.031322 | 0.031854 | 0.032155 | 0.032299 | 0.032376 | 8.1422 | 0.027268 | 0.024031 | 0.026198 | 0.025232 | 0.025737 | 0.027687 | 0.040493 | 0.041264 | 0.028586 | 0.025688 | 0.024568 | 0.027149 | 0 | 0.15083 | 0.12941 | 0.15244 | 0.14662 | 0.18249 | 0.2097 | 0.28121 | 0.2794 | 0.20739 | 0.16706 | 0.14107 | 0.14669 | 0.29591
LO3Slow | NR | Glass | Commercial | HVAC | 0.00025631 | 0.00013912 | 2.5382 | 132.8836 | Small Off | ThinTriple_Small Off_HP | 6.2804e-05 | 0.00016104 | 0.00035682 | 0.00069818 | 0.0012271 | 0.0019647 | 0.0028994 | 0.0039848 | 0.0051475 | 0.0063033 | 0.0073742 | 0.0083028 | 0.0090585 | 0.0096366 | 0.010052 | 0.010333 | 0.010508 | 0.010607 | 0.010655 | 0.01068 | 2.6859 | 0.027268 | 0.024031 | 0.026198 | 0.025232 | 0.025737 | 0.027687 | 0.040493 | 0.041264 | 0.028586 | 0.025688 | 0.024568 | 0.027149 | 0 | 0.15083 | 0.12941 | 0.15244 | 0.14662 | 0.18249 | 0.2097 | 0.28121 | 0.2794 | 0.20739 | 0.16706 | 0.14107 | 0.14669 | 0.3199
LO3Slow | NR | Glass | Commercial | HVAC | -1.01e-05 | 5.1963e-06 | 0.4536 | 839.9322 | Small Off | ThinTriple_Small Off_ER | 3.7412e-05 | 9.5932e-05 | 0.00021256 | 0.0004159 | 0.000731 | 0.0011704 | 0.0017272 | 0.0023737 | 0.0030664 | 0.0037548 | 0.0043927 | 0.0049459 | 0.0053961 | 0.0057405 | 0.0059881 | 0.006155 | 0.0062595 | 0.0063186 | 0.006347 | 0.006362 | 1.6 | -0.024132 | -0.0086652 | 0.0061517 | 0.0065427 | 0.0211 | 0.026268 | 0.040202 | 0.040992 | 0.027013 | 0.012755 | -0.0015244 | -0.045332 | 0 | -0.19034 | -0.11461 | -0.019258 | -0.02087 | 0.12102 | 0.17799 | 0.26672 | 0.26506 | 0.17536 | 0.051794 | -0.060072 | -0.30058 | 0.051067
LO3Slow | NR | Glass | Commercial | HVAC | 0.0030641 | 0.0012946 | 27.6555 | -42.6123 | Hospital | ThinTriple_Hospital_GAS | 0.0016289 | 0.0041702 | 0.009225 | 0.018021 | 0.031624 | 0.050551 | 0.07448 | 0.1022 | 0.13181 | 0.16114 | 0.18821 | 0.21157 | 0.23046 | 0.24478 | 0.25493 | 0.26161 | 0.26562 | 0.2677 | 0.26847 | 0.26868 | 70.0252 | 0.20717 | 0.17718 | 0.20106 | 0.19379 | 0.2284 | 0.2898 | 0.53886 | 0.56003 | 0.30638 | 0.21013 | 0.18704 | 0.20452 | 0 | 1.3234 | 1.0961 | 1.398 | 1.3527 | 2.004 | 2.5676 | 3.9299 | 3.9267 | 2.5473 | 1.6947 | 1.2599 | 1.2508 | 6.3557
LO3Slow | NR | Glass | Commercial | HVAC | 0.0030641 | 0.0012946 | 27.6555 | -5.649 | Hospital | ThinTriple_Hospital_HP | 3.3936e-05 | 8.6879e-05 | 0.00019219 | 0.00037544 | 0.00065884 | 0.0010531 | 0.0015517 | 0.0021291 | 0.0027459 | 0.0033571 | 0.0039211 | 0.0044078 | 0.0048013 | 0.0050995 | 0.005311 | 0.0054503 | 0.0055338 | 0.0055772 | 0.0055932 | 0.0055974 | 1.4589 | 0.20717 | 0.17718 | 0.20106 | 0.19379 | 0.2284 | 0.2898 | 0.53886 | 0.56003 | 0.30638 | 0.21013 | 0.18704 | 0.20452 | 0 | 1.3234 | 1.0961 | 1.398 | 1.3527 | 2.004 | 2.5676 | 3.9299 | 3.9267 | 2.5473 | 1.6947 | 1.2599 | 1.2508 | 3.6851
LO3Slow | NR | Glass | Commercial | HVAC | 0.0030641 | 0.0012946 | 27.6555 | -5.649 | Hospital | ThinTriple_Hospital_ER | 3.3936e-05 | 8.6879e-05 | 0.00019219 | 0.00037544 | 0.00065884 | 0.0010531 | 0.0015517 | 0.0021291 | 0.0027459 | 0.0033571 | 0.0039211 | 0.0044078 | 0.0048013 | 0.0050995 | 0.005311 | 0.0054503 | 0.0055338 | 0.0055772 | 0.0055932 | 0.0055974 | 1.4589 | 0.20717 | 0.17718 | 0.20106 | 0.19379 | 0.2284 | 0.2898 | 0.53886 | 0.56003 | 0.30638 | 0.21013 | 0.18704 | 0.20452 | 0 | 1.3234 | 1.0961 | 1.398 | 1.3527 | 2.004 | 2.5676 | 3.9299 | 3.9267 | 2.5473 | 1.6947 | 1.2599 | 1.2508 | 3.6851
LO3Slow | NR | Glass | Commercial | HVAC | 0.0010592 | 0.00053319 | 10.1846 | 19.1797 | Lodging | ThinTriple_Lodging_GAS | 8.1221e-05 | 0.00020793 | 0.00045997 | 0.00089857 | 0.0015768 | 0.0025205 | 0.0037137 | 0.0050957 | 0.006572 | 0.0080347 | 0.0093846 | 0.010549 | 0.011491 | 0.012205 | 0.012711 | 0.013044 | 0.013244 | 0.013348 | 0.013387 | 0.013397 | 5.2395 | 0.099233 | 0.086841 | 0.095568 | 0.092059 | 0.097382 | 0.10975 | 0.17353 | 0.17807 | 0.11413 | 0.095176 | 0.089449 | 0.098601 | 0 | 0.56898 | 0.48373 | 0.5819 | 0.56061 | 0.73402 | 0.87343 | 1.2264 | 1.221 | 0.86471 | 0.65611 | 0.53467 | 0.54925 | 1.3062
LO3Slow | NR | Glass | Commercial | HVAC | 0.0010592 | 0.00053319 | 10.1846 | 19.1797 | Lodging | ThinTriple_Lodging_HP | 7.2819e-05 | 0.00018642 | 0.00041239 | 0.00080562 | 0.0014137 | 0.0022598 | 0.0033295 | 0.0045686 | 0.0058922 | 0.0072035 | 0.0084138 | 0.0094581 | 0.010302 | 0.010942 | 0.011396 | 0.011695 | 0.011874 | 0.011967 | 0.012002 | 0.012011 | 4.6975 | 0.099233 | 0.086841 | 0.095568 | 0.092059 | 0.097382 | 0.10975 | 0.17353 | 0.17807 | 0.11413 | 0.095176 | 0.089449 | 0.098601 | 0 | 0.56898 | 0.48373 | 0.5819 | 0.56061 | 0.73402 | 0.87343 | 1.2264 | 1.221 | 0.86471 | 0.65611 | 0.53467 | 0.54925 | 1.3062
LO3Slow | NR | Glass | Commercial | HVAC | 0.00088962 | 0.00044795 | 8.8578 | 25.1928 | Lodging | ThinTriple_Lodging_ER | 0.00010961 | 0.00028062 | 0.00062077 | 0.0012127 | 0.0021281 | 0.0034017 | 0.0050119 | 0.0068771 | 0.0088695 | 0.010843 | 0.012665 | 0.014237 | 0.015508 | 0.016472 | 0.017155 | 0.017605 | 0.017874 | 0.018014 | 0.018066 | 0.01808 | 7.0711 | 0.06652 | 0.066031 | 0.082809 | 0.080164 | 0.09443 | 0.10885 | 0.17335 | 0.1779 | 0.11313 | 0.086946 | 0.072843 | 0.052471 | 0 | 0.35184 | 0.32843 | 0.47262 | 0.45401 | 0.69489 | 0.85325 | 1.2171 | 1.2119 | 0.84433 | 0.58275 | 0.40665 | 0.26459 | 1.1331
LO3Slow | NR | Glass | Commercial | HVAC | 0.00090079 | 0.00048163 | 8.867 | 28.5867 | Residential Care | ThinTriple_Residential Care_GAS | 0.00036727 | 0.00094025 | 0.00208 | 0.0040633 | 0.0071303 | 0.011398 | 0.016793 | 0.023042 | 0.029718 | 0.036332 | 0.042437 | 0.047704 | 0.051962 | 0.05519 | 0.057479 | 0.058986 | 0.05989 | 0.060359 | 0.060533 | 0.060579 | 33.4561 | 0.093478 | 0.082273 | 0.08985 | 0.086538 | 0.088881 | 0.096489 | 0.14339 | 0.14634 | 0.099764 | 0.088357 | 0.084228 | 0.093035 | 0 | 0.52057 | 0.44588 | 0.52732 | 0.50737 | 0.63783 | 0.73817 | 0.99953 | 0.99355 | 0.73019 | 0.58112 | 0.48732 | 0.50555 | 1.0388
LO3Slow | NR | Glass | Commercial | HVAC | 0.00084767 | 0.00045493 | 8.4514 | 27.4171 | Residential Care | ThinTriple_Residential Care_HP | 2.7277e-05 | 6.9832e-05 | 0.00015448 | 0.00030178 | 0.00052957 | 0.0008465 | 0.0012472 | 0.0017113 | 0.0022072 | 0.0026984 | 0.0031517 | 0.0035429 | 0.0038592 | 0.0040989 | 0.0042689 | 0.0043808 | 0.004448 | 0.0044829 | 0.0044957 | 0.0044991 | 2.4848 | 0.08323 | 0.075753 | 0.085853 | 0.082812 | 0.087956 | 0.096206 | 0.14334 | 0.14629 | 0.09945 | 0.085779 | 0.079025 | 0.078583 | 0 | 0.45254 | 0.39722 | 0.49309 | 0.47397 | 0.62558 | 0.73185 | 0.99664 | 0.99069 | 0.72381 | 0.55814 | 0.44722 | 0.41638 | 1.0673
LO3Slow | NR | Glass | Commercial | HVAC | 0.00072722 | 0.00039438 | 7.5089 | 33.4899 | Residential Care | ThinTriple_Residential Care_ER | 6.8667e-05 | 0.00017579 | 0.00038888 | 0.00075968 | 0.0013331 | 0.002131 | 0.0031397 | 0.0043081 | 0.0055562 | 0.0067928 | 0.0079341 | 0.0089189 | 0.009715 | 0.010318 | 0.010746 | 0.011028 | 0.011197 | 0.011285 | 0.011317 | 0.011326 | 6.2551 | 0.059991 | 0.060971 | 0.076789 | 0.074363 | 0.085859 | 0.095564 | 0.1432 | 0.14616 | 0.098739 | 0.079932 | 0.067229 | 0.045813 | 0 | 0.2983 | 0.2869 | 0.41546 | 0.39825 | 0.59778 | 0.71751 | 0.99009 | 0.98421 | 0.70933 | 0.50603 | 0.35628 | 0.21416 | 0.94436
Retro1Slow | Retro | Utility Distribution System | Utility | Utility Distribution Sytem | 0.00024933 | 0.00025953 | 2.254 | 1.3874 | Utility System | EMC-1 LDC with no VVO | 0.051584 | 0.10182 | 0.17971 | 0.29146 | 0.43311 | 0.62752 | 0.84083 | 1.0642 | 1.2937 | 1.5288 | 1.7313 | 1.792 | 1.8217 | 1.7303 | 1.5053 | 1.2163 | 0.93878 | 0.64099 | 0.41568 | 0.27224 | 15.7059 | 0.045162 | 0.04049 | 0.044473 | 0.024883 | 0.025609 | 0.024895 | 0.044043 | 0.043972 | 0.042281 | 0.037663 | 0.036868 | 0.045119 |  | 0.17402 | 0.15609 | 0.1716 | 0.12932 | 0.13322 | 0.12936 | 0.15361 | 0.15324 | 0.14745 | 0.1399 | 0.13685 | 0.17382 | 2.3394
Retro1Slow | Retro | Utility Distribution System | Utility | Utility Distribution Sytem | 0.00087245 | 0.00087245 | 7.5771 | 56.2319 | Utility System | ECM-2 & ECM-3 LDC with VVO & AMI | 0.17341 | 0.3423 | 0.60414 | 0.9798 | 1.456 | 2.1095 | 2.8266 | 3.5776 | 4.3491 | 5.1395 | 5.8202 | 6.0241 | 6.1242 | 5.8167 | 5.0604 | 4.0889 | 3.1559 | 2.1548 | 1.3974 | 0.9152 | 52.7985 | 0.15182 | 0.13611 | 0.1495 | 0.08365 | 0.086091 | 0.083691 | 0.14806 | 0.14782 | 0.14214 | 0.12661 | 0.12394 | 0.15168 |  | 0.58501 | 0.52475 | 0.57688 | 0.43473 | 0.44786 | 0.43486 | 0.51638 | 0.51515 | 0.4957 | 0.4703 | 0.46006 | 0.58434 | 0.65586
Retro12Med | Retro | Compressed Air | Industrial | Compressed Air | 3295.3442 | 1745.0569 | 25867861.0323 | 19.8678 | Industrial | Air Compressor Demand Reduction | 0.27453 | 0.27453 | 0.27453 | 0.27453 | 0.27453 | 0.24708 | 0.19766 | 0.15813 | 0.1265 | 0.1012 | 0.080963 | 0.06477 | 0.051816 | 0.041453 | 0.033162 | 0.02653 | 0.00018095 | 6.4626e-05 | 2.2032e-05 | 7.1842e-06 | 2.51 | 453801.2751 | 407462.6847 | 449360.1065 | 431571.2777 | 439850.8842 | 432035.4886 | 444820.4346 | 447725.4121 | 427553.3903 | 445543.953 | 434204.0889 | 452251.3419 | 0 | 1763631.4285 | 1551182.1408 | 1783266.6667 | 1704577.2903 | 1722293.2326 | 1705448.175 | 1734738.9496 | 1774531.9304 | 1655588.3834 | 1768164.118 | 1675751.6885 | 1762506.691 | 1.2229
Retro5Med | Retro | All Electric | Industrial | All Electric | 43951.0461 | 23274.3747 | 345007825.4536 | -17.1442 | Industrial | Energy Management | 1.4395 | 1.7675 | 2.1629 | 2.5108 | 2.8638 | 3.3482 | 3.673 | 3.7522 | 3.536 | 3.0395 | 2.3521 | 1.5567 | 0.90387 | 0.4352 | 0.18412 | 0.066954 | 0.020913 | 0.0045581 | 0.00074923 | 8.9933e-05 | 33.4768 | 6052490.8075 | 5434458.4045 | 5993257.5401 | 5756002.3174 | 5866430.0417 | 5762193.6443 | 5932710.5042 | 5971455.1052 | 5702414.4854 | 5942360.2969 | 5791116.9508 | 6031818.8594 | 0 | 23522108.8941 | 20688605.7027 | 23783990.2619 | 22734485.2169 | 22970768.3302 | 22746100.482 | 23136760.7857 | 23667492.3273 | 22081104.7068 | 23582562.8038 | 22350029.0706 | 23507107.9143 | 2.5218
Retro12Med | Retro | Lighting | Industrial | Lighting | 4606.6187 | 1877.1525 | 41640007.312 | 44.3473 | Industrial | HighBay Lighting 1 Shift | 0.44192 | 0.44192 | 0.44192 | 0.44192 | 0.44192 | 0.39773 | 0.31818 | 0.25454 | 0.20364 | 0.16291 | 0.13033 | 0.10426 | 0.083409 | 0.066727 | 0.053382 | 0.042706 | 0.00029128 | 0.00010403 | 3.5465e-05 | 1.1565e-05 | 4.0404 | 620582.8795 | 557490.3997 | 602665.9946 | 579406.0381 | 596556.3687 | 580237.1347 | 603522.0976 | 600064.0661 | 581505.4947 | 596922.553 | 595303.8449 | 614027.2299 | 0 | 2947431.4369 | 2591001.6201 | 2991316.7414 | 2859803.3426 | 2882344.3492 | 2863944.083 | 2905961.1237 | 2982209.8975 | 2770632.1415 | 2968444.7674 | 2798388.8761 | 2950244.8309 | 0.80248
Retro12Med | Retro | Lighting | Industrial | Lighting | 6890.7087 | 3164.9646 | 62995405.9005 | 21.0524 | Industrial | HighBay Lighting 2 Shift | 0.66856 | 0.66856 | 0.66856 | 0.66856 | 0.66856 | 0.6017 | 0.48136 | 0.38509 | 0.30807 | 0.24646 | 0.19717 | 0.15773 | 0.12619 | 0.10095 | 0.080759 | 0.064607 | 0.00044067 | 0.00015738 | 5.3653e-05 | 1.7496e-05 | 6.1126 | 923130.1198 | 826569.4502 | 897198.537 | 861901.6232 | 886688.7353 | 863148.9857 | 897056.7567 | 893305.8998 | 863650.5713 | 888618.8509 | 884866.5735 | 912699.8975 | 0 | 4472568.0814 | 3926476.985 | 4546757.4224 | 4345224.351 | 4374725.0361 | 4351330.175 | 4410385.8066 | 4532503.0765 | 4203063.098 | 4511757.2049 | 4244620.302 | 4477158.3608 | 1.1504
Retro12Med | Retro | Lighting | Industrial | Lighting | 10490.1143 | 5555.0635 | 82345514.5957 | 21.2611 | Industrial | HighBay Lighting 3 Shift | 0.87392 | 0.87392 | 0.87392 | 0.87392 | 0.87392 | 0.78653 | 0.62922 | 0.50338 | 0.4027 | 0.32216 | 0.25773 | 0.20618 | 0.16495 | 0.13196 | 0.10557 | 0.084453 | 0.00057603 | 0.00020573 | 7.0134e-05 | 2.287e-05 | 7.9901 | 1444591.7842 | 1297081.5177 | 1430454.1516 | 1373826.7305 | 1400183.3147 | 1375304.4593 | 1416002.9523 | 1425250.4066 | 1361036.5348 | 1418306.1382 | 1382207.7942 | 1439657.8607 | 0 | 5614191.9642 | 4937899.2509 | 5676697.0856 | 5426204.121 | 5482599.5217 | 5428976.4204 | 5522218.1424 | 5648891.6804 | 5270257.066 | 5628620.9364 | 5334443.1902 | 5610611.5718 | 1.1406
Retro12Med | Retro | Lighting | Industrial | Lighting | 2950.3588 | 1202.2426 | 26668792.7621 | 0.44244 | Industrial | Efficient Lighting 1 Shift | 0.28303 | 0.28303 | 0.28303 | 0.28303 | 0.28303 | 0.25473 | 0.20378 | 0.16303 | 0.13042 | 0.10434 | 0.083469 | 0.066775 | 0.05342 | 0.042736 | 0.034189 | 0.027351 | 0.00018656 | 6.6627e-05 | 2.2714e-05 | 7.4067e-06 | 2.5877 | 397459.013 | 357050.7523 | 385983.9504 | 371086.8598 | 382070.9744 | 371619.1446 | 386532.2508 | 384317.5171 | 372431.4794 | 382305.5011 | 381268.782 | 393260.3763 | 0 | 1887714.322 | 1659434.9933 | 1915821.1396 | 1831591.9619 | 1846028.5932 | 1834243.9438 | 1861154.2117 | 1909988.563 | 1774481.3023 | 1901172.5366 | 1792258.403 | 1889516.1906 | 2.4147
Retro12Med | Retro | Lighting | Industrial | Lighting | 4514.425 | 2073.5161 | 41271232.2237 | -2.9746 | Industrial | Efficient Lighting 2 Shift | 0.438 | 0.438 | 0.438 | 0.438 | 0.438 | 0.3942 | 0.31536 | 0.25229 | 0.20183 | 0.16147 | 0.12917 | 0.10334 | 0.082671 | 0.066136 | 0.052909 | 0.042327 | 0.0002887 | 0.00010311 | 3.5151e-05 | 1.1462e-05 | 4.0046 | 604785.6507 | 541524.2467 | 587796.6598 | 564672.0032 | 580911.1979 | 565489.2087 | 587703.7729 | 585246.4114 | 565817.8208 | 582175.7067 | 579717.4146 | 597952.325 | 0 | 2930188.2143 | 2572418.4351 | 2978793.1162 | 2846759.3897 | 2866086.6661 | 2850759.6001 | 2889449.7022 | 2969454.4284 | 2753622.914 | 2955862.8392 | 2780848.9791 | 2933195.5207 | 2.9315
Retro12Med | Retro | Lighting | Industrial | Lighting | 7672.0773 | 4062.7657 | 60224429.9529 | -7.8804 | Industrial | Efficient Lighting 3 Shift | 0.63915 | 0.63915 | 0.63915 | 0.63915 | 0.63915 | 0.57524 | 0.46019 | 0.36815 | 0.29452 | 0.23562 | 0.18849 | 0.15079 | 0.12064 | 0.096509 | 0.077207 | 0.061766 | 0.00042129 | 0.00015046 | 5.1293e-05 | 1.6726e-05 | 5.8437 | 1056520.4085 | 948636.9159 | 1046180.6727 | 1004765.4946 | 1024041.7146 | 1005846.2501 | 1035611.606 | 1042374.8482 | 995411.2238 | 1037296.07 | 1010895.0911 | 1052911.9214 | 0 | 4106010.0523 | 3611394.8526 | 4151723.9606 | 3968522.7738 | 4009768.2609 | 3970550.3299 | 4038743.8385 | 4131388.1271 | 3854468.9296 | 4116562.8629 | 3901412.2605 | 4103391.4872 | 3.5923
Retro12Med | Retro | Lighting | Industrial | Lighting | 16660.0715 | 8822.3781 | 130778572.2419 | 46.0214 | Industrial | Lighting Controls | 1.3879 | 1.3879 | 1.3879 | 1.3879 | 1.3879 | 1.2491 | 0.99931 | 0.79945 | 0.63956 | 0.51165 | 0.40932 | 0.32745 | 0.26196 | 0.20957 | 0.16766 | 0.13413 | 0.00091484 | 0.00032673 | 0.00011138 | 3.6321e-05 | 12.6897 | 2294255.5152 | 2059984.321 | 2271802.5689 | 2181868.6689 | 2223727.372 | 2184215.5516 | 2248851.626 | 2263538.1439 | 2161555.68 | 2252509.4738 | 2195179.2123 | 2286419.6121 | 0 | 8916284.1835 | 7842217.2364 | 9015552.8634 | 8617727.7672 | 8707293.1797 | 8622130.6465 | 8770214.2346 | 8971393.1881 | 8370057.5292 | 8939199.8261 | 8471995.9252 | 8910597.9162 | 0.75062
Retro12Med | Retro | Low Temp Refer | Industrial | Low Temp Refer | 6703.9291 | 6128.1027 | 60590603.5581 | 25.0718 | Industrial | Refrigeration Retrofit (low temp) | 0.64304 | 0.64304 | 0.64304 | 0.64304 | 0.64304 | 0.57873 | 0.46299 | 0.37039 | 0.29631 | 0.23705 | 0.18964 | 0.15171 | 0.12137 | 0.097095 | 0.077676 | 0.062141 | 0.00042385 | 0.00015137 | 5.1605e-05 | 1.6828e-05 | 5.8792 | 719823.9759 | 653207.423 | 730132.4989 | 728217.6273 | 805871.5274 | 878481.8996 | 1118150.0743 | 1119793.629 | 994949.4035 | 917902.9609 | 789148.854 | 733621.0003 | 0 | 3487653.9138 | 3156706.745 | 3536399.2935 | 3628886.547 | 4052050.3081 | 4403029.8463 | 5584214.5604 | 5586589.3821 | 4970925.8044 | 4575725.4671 | 3850992.8175 | 3568127.9988 | 1.1178
Retro12Med | Retro | Med Temp Refer | Industrial | Med Temp Refer | 2440.9981 | 2231.3314 | 22061920.5169 | 25.0718 | Industrial | Refrigeration Retrofit (med temp) | 0.23414 | 0.23414 | 0.23414 | 0.23414 | 0.23414 | 0.21073 | 0.16858 | 0.13486 | 0.10789 | 0.086313 | 0.069051 | 0.05524 | 0.044192 | 0.035354 | 0.028283 | 0.022626 | 0.00015433 | 5.5118e-05 | 1.879e-05 | 6.1272e-06 | 2.1407 | 262098.3851 | 237842.3287 | 265851.8683 | 265154.6357 | 293429.5508 | 319868.044 | 407134.7142 | 407733.1564 | 362275.5571 | 334221.8261 | 287340.582 | 267122.0824 | 0 | 1269905.5451 | 1149402.8647 | 1287654.4472 | 1321330.4021 | 1475410.4857 | 1603207.2433 | 2033293.7872 | 2034158.4944 | 1809986.4261 | 1666088.2321 | 1402202.5275 | 1299207.3305 | 1.1178
Retro12Med | Retro | All Electric | Industrial | All Electric | 5998.6451 | 6183.9751 | 48847555.44 | 20.2707 | WaterSupply | WaterSupply | 0.51841 | 0.51841 | 0.51841 | 0.51841 | 0.51841 | 0.46657 | 0.37326 | 0.2986 | 0.23888 | 0.19111 | 0.15289 | 0.12231 | 0.097847 | 0.078277 | 0.062622 | 0.050098 | 0.0003417 | 0.00012204 | 4.1604e-05 | 1.3566e-05 | 4.7398 | 784482.7378 | 705568.6847 | 754956.9759 | 696763.2359 | 693882.4631 | 673165.3861 | 704158.415 | 704433.9458 | 682265.3023 | 706383.2659 | 718508.0569 | 787867.9059 | 0 | 3654400.2895 | 3292096.4107 | 3530963.8571 | 3265097.9748 | 3251639.0174 | 3154443.3782 | 3287481.8531 | 3290072.5803 | 3184855.3626 | 3302549.9856 | 3347878.2458 | 3673640.1095 | 1.2114
Retro12Med | Retro | All Electric | Industrial | All Electric | 16560.0799 | 17071.7087 | 134850354.3466 | 43.0022 | Wastewater | Wastewater | 1.4311 | 1.4311 | 1.4311 | 1.4311 | 1.4311 | 1.288 | 1.0304 | 0.82434 | 0.65947 | 0.52758 | 0.42206 | 0.33765 | 0.27012 | 0.2161 | 0.17288 | 0.1383 | 0.00094332 | 0.0003369 | 0.00011485 | 3.7452e-05 | 13.0848 | 2165671.8379 | 1947818.8066 | 2084161.9359 | 1923510.1616 | 1915557.3944 | 1858365.0715 | 1943925.5644 | 1944686.205 | 1883486.6341 | 1950067.5693 | 1983539.7126 | 2175017.0574 | 0 | 10088471.5628 | 9088282.1776 | 9747708.4171 | 9013749.3045 | 8976594.0128 | 8708272.164 | 9075543.0605 | 9082695.117 | 8792228.6044 | 9117140.7002 | 9242275.559 | 10141585.716 | 0.78156
Retro12Med | Retro | Fans and Blowers | Industrial | Fans and Blowers | 5777.6848 | 3059.5859 | 45353789.1639 | 39.3929 | Industrial | Fan Optimization | 0.48133 | 0.48133 | 0.48133 | 0.48133 | 0.48133 | 0.4332 | 0.34656 | 0.27725 | 0.2218 | 0.17744 | 0.14195 | 0.11356 | 0.090848 | 0.072679 | 0.058143 | 0.046514 | 0.00031726 | 0.00011331 | 3.8628e-05 | 1.2596e-05 | 4.4008 | 795643.9586 | 714399.102 | 787857.3146 | 756668.3892 | 771184.9171 | 757482.2841 | 779897.9662 | 784991.2259 | 749623.8787 | 781166.5016 | 761284.4632 | 792926.4806 | 0 | 3092152.3767 | 2719667.7638 | 3126578.5882 | 2988613.5131 | 3019674.6477 | 2990140.4242 | 3041495.5638 | 3111264.087 | 2902721.8906 | 3100099.4831 | 2938073.9551 | 3090180.3888 | 0.83207
RetroEven20 | Retro | Pumps | Industrial | Pumps | 17567.6033 | 9302.9636 | 137902533.3692 | -14.6096 | Industrial | Pump Optimization | 0.66905 | 0.66905 | 0.66905 | 0.66905 | 0.66905 | 0.66905 | 0.66905 | 0.66905 | 0.66905 | 0.66905 | 0.66905 | 0.66905 | 0.66905 | 0.66905 | 0.66905 | 0.66905 | 0.66905 | 0.66905 | 0.66905 | 0.66905 | 13.381 | 2419231.5477 | 2172198.7914 | 2395555.5119 | 2300722.6013 | 2344861.4927 | 2303197.3268 | 2371354.3518 | 2386840.8951 | 2279303.0936 | 2375211.4552 | 2314758.216 | 2410968.796 | 0 | 9401985.0199 | 8269409.9316 | 9506661.2081 | 9087165.2031 | 9181609.5534 | 9091807.9224 | 9247958.1357 | 9460096.0026 | 8826003.5106 | 9426148.9568 | 8933494.8436 | 9395989.002 | 7.1708
Retro5Med | Retro | All Electric | Industrial | All Electric | 1158.5119 | 613.4926 | 9094110.5012 | 42.2385 | Industrial | Fork Lift Battery Charger | 0.037944 | 0.046589 | 0.057012 | 0.066181 | 0.075488 | 0.088255 | 0.096817 | 0.098905 | 0.093207 | 0.080119 | 0.061999 | 0.041033 | 0.023825 | 0.011471 | 0.0048533 | 0.0017648 | 0.00055126 | 0.00012015 | 1.9749e-05 | 2.3706e-06 | 0.88242 | 159538.4688 | 143247.6645 | 157977.1307 | 151723.2864 | 154634.0666 | 151886.4845 | 156381.1627 | 157402.4372 | 150310.7571 | 156635.523 | 152648.8781 | 158993.574 | 0 | 620022.6248 | 545333.9098 | 626925.5931 | 599261.5399 | 605489.7602 | 599567.7083 | 609865.179 | 623854.8074 | 582038.9898 | 621616.138 | 589127.6055 | 619627.2118 | 0.79503
Retro12Med | Retro | HVAC | Industrial | HVAC | 3675.2898 | 2721.1211 | 41691021.3822 | 4.8854 | Industrial | HVAC | 0.44246 | 0.44246 | 0.44246 | 0.44246 | 0.44246 | 0.39821 | 0.31857 | 0.25486 | 0.20389 | 0.16311 | 0.13049 | 0.10439 | 0.083511 | 0.066809 | 0.053447 | 0.042758 | 0.00029164 | 0.00010416 | 3.5508e-05 | 1.1579e-05 | 4.0454 | 625137.1503 | 561545.6721 | 596613.9454 | 574333.955 | 525270.3292 | 478183.6657 | 472648.6671 | 460150.5674 | 479570.7601 | 559411.2819 | 562449.1406 | 625841.7725 | 0 | 3107980.4592 | 2744355.7749 | 3021956.4201 | 2890881.7682 | 2966826.2168 | 2887082.2405 | 2912372.0444 | 2850314.1049 | 2839387.6131 | 2991425.6871 | 2863233.2646 | 3094048.8809 | 2.15
RetroEven20 | Retro | Material Processing | Industrial | Material Processing | 323.5931 | 171.3594 | 2540147.7461 | -100.9949 | Industrial | Elec Chip Fab: Exhaust Injector | 0.012324 | 0.012324 | 0.012324 | 0.012324 | 0.012324 | 0.012324 | 0.012324 | 0.012324 | 0.012324 | 0.012324 | 0.012324 | 0.012324 | 0.012324 | 0.012324 | 0.012324 | 0.012324 | 0.012324 | 0.012324 | 0.012324 | 0.012324 | 0.24648 | 44561.9483 | 40011.6352 | 44125.8386 | 42379.0281 | 43192.061 | 42424.6122 | 43680.0562 | 43965.3165 | 41984.4833 | 43751.1036 | 42637.5624 | 44409.7494 | 0 | 173183.4106 | 152321.5164 | 175111.5331 | 167384.4682 | 169124.1215 | 167469.9865 | 170346.2543 | 174253.8078 | 162573.9018 | 173628.5073 | 164553.879 | 173072.9647 | 2.9258
Retro5Med | Retro | Material Processing | Industrial | Material Processing | 126.2367 | 66.8489 | 990935.5428 | -89.7772 | Industrial | Elec Chip Fab: Solidstate Chiller | 0.0041346 | 0.0050766 | 0.0062122 | 0.0072114 | 0.0082256 | 0.0096167 | 0.01055 | 0.010777 | 0.010156 | 0.0087301 | 0.0067557 | 0.0044711 | 0.0025961 | 0.00125 | 0.00052884 | 0.0001923 | 6.0067e-05 | 1.3092e-05 | 2.152e-06 | 2.5831e-07 | 0.096152 | 17384.0354 | 15608.9155 | 17213.9049 | 16532.4577 | 16849.6295 | 16550.2405 | 17040.001 | 17151.2837 | 16378.5421 | 17067.7173 | 16633.3144 | 17324.6612 | 0 | 67560.4784 | 59422.0571 | 68312.6572 | 65298.2564 | 65976.9115 | 65331.6179 | 66453.677 | 67978.0504 | 63421.6092 | 67734.1148 | 64194.0169 | 67517.3924 | 2.3299
RetroEven20 | Retro | Med Temp Refer | Industrial | Med Temp Refer | 3355.7966 | 3067.5543 | 30329936.7769 | 16.4902 | Industrial | Fruit Storage Refer Retrofit | 0.14715 | 0.14715 | 0.14715 | 0.14715 | 0.14715 | 0.14715 | 0.14715 | 0.14715 | 0.14715 | 0.14715 | 0.14715 | 0.14715 | 0.14715 | 0.14715 | 0.14715 | 0.14715 | 0.14715 | 0.14715 | 0.14715 | 0.14715 | 2.943 | 360323.4561 | 326977.1001 | 365483.6102 | 364525.0798 | 403396.4186 | 439743.1105 | 559714.1977 | 560536.9146 | 498043.438 | 459476.1751 | 395025.5228 | 367229.855 | 0 | 1745820.581 | 1580157.8195 | 1770221.1348 | 1816517.6295 | 2028341.4002 | 2204031.7974 | 2795299.3471 | 2796488.1155 | 2488304.399 | 2290478.3246 | 1927697.7258 | 1786103.6243 | 1.3854
RetroEven20 | Retro | Material Processing | Industrial | Material Processing | 659.7819 | 688.916 | 6273932.8856 | 13.0842 | Panel | Panel: Hydraulic Press | 0.030439 | 0.030439 | 0.030439 | 0.030439 | 0.030439 | 0.030439 | 0.030439 | 0.030439 | 0.030439 | 0.030439 | 0.030439 | 0.030439 | 0.030439 | 0.030439 | 0.030439 | 0.030439 | 0.030439 | 0.030439 | 0.030439 | 0.030439 | 0.60877 | 93164.1628 | 86657.3419 | 92836.4126 | 84447.9406 | 82257.6366 | 80633.2648 | 73990.9919 | 86307.6303 | 85724.888 | 90859.7351 | 86737.9158 | 91583.2129 | 0 | 468113.4212 | 434954.1539 | 476119.8416 | 433455.8589 | 422495.9374 | 410281.8194 | 374206.7664 | 436520.7251 | 431745.2261 | 455768.6237 | 434203.7344 | 460865.6441 | 1.5012
Retro5Med | Retro | Material Handling | Industrial | Material Handling | 3009.2583 | 3142.1384 | 28615339.7087 | -16.273 | Wood | Wood: Replace Pneumatic Conveyor | 0.11939 | 0.1466 | 0.17939 | 0.20825 | 0.23753 | 0.2777 | 0.30464 | 0.31121 | 0.29328 | 0.2521 | 0.19509 | 0.12911 | 0.074968 | 0.036096 | 0.015271 | 0.0055532 | 0.0017346 | 0.00037806 | 6.2142e-05 | 7.4592e-06 | 2.7766 | 424920.7339 | 395243.1948 | 423425.8689 | 385166.1392 | 375176.1866 | 367767.4443 | 337472.1099 | 393648.1638 | 390990.2826 | 414410.2643 | 395610.6912 | 417710.0388 | 0 | 2135060.227 | 1983821.1692 | 2171577.4232 | 1976987.462 | 1926999.379 | 1871290.9196 | 1706752.9949 | 1990966.2834 | 1969185.2841 | 2078755.7395 | 1980398.5141 | 2102003.1943 | 21.6983
Retro5Med | Retro | Material Handling | Industrial | Material Handling | 331.9945 | 346.6544 | 3156969.1564 | -16.0731 | Wood | Wood: Process Optimization | 0.013172 | 0.016173 | 0.019791 | 0.022975 | 0.026205 | 0.030637 | 0.033609 | 0.034334 | 0.032356 | 0.027813 | 0.021523 | 0.014244 | 0.0082708 | 0.0039822 | 0.0016848 | 0.00061265 | 0.00019137 | 4.1709e-05 | 6.8558e-06 | 8.2293e-07 | 0.30633 | 46879.1098 | 43604.9541 | 46714.1897 | 42493.2094 | 41391.0742 | 40573.7094 | 37231.3959 | 43428.9833 | 43135.7543 | 45719.5489 | 43645.4979 | 46083.5944 | 0 | 235549.1618 | 218863.8089 | 239577.8983 | 218109.8845 | 212594.9811 | 206448.9807 | 188296.4388 | 219652.0891 | 217249.1142 | 229337.405 | 218486.2067 | 231902.1657 | 19.8765
RetroEven20 | Retro | Melting and Casting | Industrial | Melting and Casting | 57.7368 | 30.5747 | 453223.5728 | -7.8276 | MetalFab | Metal: New Arc Furnace | 0.0021989 | 0.0021989 | 0.0021989 | 0.0021989 | 0.0021989 | 0.0021989 | 0.0021989 | 0.0021989 | 0.0021989 | 0.0021989 | 0.0021989 | 0.0021989 | 0.0021989 | 0.0021989 | 0.0021989 | 0.0021989 | 0.0021989 | 0.0021989 | 0.0021989 | 0.0021989 | 0.043977 | 7950.9255 | 7139.04 | 7873.113 | 7561.4399 | 7706.5046 | 7569.5732 | 7793.5747 | 7844.472 | 7491.0436 | 7806.2512 | 7607.5686 | 7923.7695 | 0 | 30900.094 | 27177.8293 | 31244.1175 | 29865.4229 | 30175.819 | 29880.6814 | 30393.8769 | 31091.0786 | 29007.1019 | 30979.51 | 29360.3776 | 30880.3878 | 3.6647
RetroEven20 | Retro | Material Processing | Industrial | Material Processing | 1792.4046 | 949.1719 | 14070054.6249 | 59.4768 | MechPulp | Mech Pulp: Refiner Optimization | 0.068262 | 0.068262 | 0.068262 | 0.068262 | 0.068262 | 0.068262 | 0.068262 | 0.068262 | 0.068262 | 0.068262 | 0.068262 | 0.068262 | 0.068262 | 0.068262 | 0.068262 | 0.068262 | 0.068262 | 0.068262 | 0.068262 | 0.068262 | 1.3652 | 246831.7238 | 221627.224 | 244416.082 | 234740.377 | 239243.823 | 234992.8707 | 241946.8624 | 243526.9386 | 232554.9665 | 242340.3987 | 236172.4165 | 245988.6837 | 0 | 959274.9283 | 843719.4489 | 969954.9329 | 927154.184 | 936790.2446 | 927627.8759 | 943559.7227 | 965203.9325 | 900508.1232 | 961740.3501 | 911475.3542 | 958663.1607 | 0.6262
Retro3slow | Retro | Pumps | Industrial | Pumps | 3684.8367 | 1951.3135 | 28925307.1828 | -9.8701 | KraftPulp | Kraft: Effluent Treatment System | 0.015527 | 0.024407 | 0.048813 | 0.085423 | 0.13288 | 0.18603 | 0.23677 | 0.27623 | 0.29748 | 0.29748 | 0.27765 | 0.24294 | 0.20007 | 0.15561 | 0.11466 | 0.080261 | 0.053508 | 0.03405 | 0.020726 | 0.014033 | 2.8067 | 507438.2171 | 455622.6472 | 502472.1255 | 482580.75 | 491838.9628 | 483099.8282 | 497395.8882 | 500644.2188 | 478087.9693 | 498204.9226 | 485524.7457 | 505705.0899 | 0 | 1972083.4577 | 1734523.773 | 1994039.4785 | 1906049.4285 | 1925859.3028 | 1907023.2473 | 1939776.0386 | 1984272.342 | 1851270.2885 | 1977151.8874 | 1873816.7911 | 1970825.782 | 4.2975
Retro3slow | Retro | Material Processing | Industrial | Material Processing | 1185.039 | 627.5401 | 9302343.6487 | -9.1089 | KraftPulp | Kraft: Efficient Agitator | 0.0049934 | 0.0078491 | 0.015698 | 0.027472 | 0.042734 | 0.059828 | 0.076144 | 0.088835 | 0.095668 | 0.095668 | 0.089291 | 0.078129 | 0.064342 | 0.050044 | 0.036874 | 0.025812 | 0.017208 | 0.010951 | 0.0066655 | 0.0045131 | 0.90262 | 163191.5141 | 146527.6898 | 161594.4251 | 155197.3829 | 158174.8129 | 155364.3178 | 159961.9133 | 161006.5725 | 153752.5101 | 160222.0978 | 156144.1684 | 162634.1425 | 0 | 634219.6441 | 557820.7381 | 641280.6737 | 612983.1806 | 619354.012 | 613296.3595 | 623829.6174 | 638139.5745 | 595366.2757 | 635849.6449 | 602617.2035 | 633815.1771 | 4.0376
Retro5Med | Retro | Material Processing | Industrial | Material Processing | 109.9148 | 58.2056 | 862811.4247 | 7.1607 | Paper | Paper: Efficient Pulp Screen | 0.0036 | 0.0044202 | 0.005409 | 0.006279 | 0.007162 | 0.0083733 | 0.0091856 | 0.0093837 | 0.008843 | 0.0076013 | 0.0058822 | 0.003893 | 0.0022604 | 0.0010884 | 0.00046046 | 0.00016744 | 5.2301e-05 | 1.1399e-05 | 1.8737e-06 | 2.2491e-07 | 0.08372 | 15136.3472 | 13590.7433 | 14988.2139 | 14394.8751 | 14671.0378 | 14410.3587 | 14836.7951 | 14933.6893 | 14260.8602 | 14860.9277 | 14482.6914 | 15084.6498 | 0 | 58825.1709 | 51739.0159 | 59480.0958 | 56855.4454 | 57446.3531 | 56884.4934 | 57861.4746 | 59188.7524 | 55221.4414 | 58976.3568 | 55893.9798 | 58787.6557 | 1.7614
Retro5Med | Retro | Material Processing | Industrial | Material Processing | 166.4384 | 88.1378 | 1306511.8026 | 4.4557 | Paper | Paper: Vacuum Updgrades | 0.0054513 | 0.0066933 | 0.0081906 | 0.009508 | 0.010845 | 0.012679 | 0.013909 | 0.014209 | 0.013391 | 0.01151 | 0.0089072 | 0.005895 | 0.0034229 | 0.0016481 | 0.00069725 | 0.00025355 | 7.9197e-05 | 1.7261e-05 | 2.8373e-06 | 3.4057e-07 | 0.12677 | 22920.2067 | 20579.7768 | 22695.896 | 21797.433 | 22215.6123 | 21820.879 | 22466.6101 | 22613.3322 | 21594.501 | 22503.1529 | 21930.4088 | 22841.924 | 0 | 89075.9879 | 78345.781 | 90067.7077 | 86093.332 | 86988.1137 | 86137.3179 | 87616.7113 | 89626.5411 | 83619.0422 | 89304.9211 | 84637.4332 | 89019.1806 | 1.9436
Retro5Med | Retro | Material Handling | Industrial | Material Handling | 68.6559 | 36.3569 | 538936.1186 | 5.7011 | Paper | Paper: Process Efficiency | 0.0022486 | 0.002761 | 0.0033786 | 0.0039221 | 0.0044736 | 0.0052302 | 0.0057376 | 0.0058613 | 0.0055236 | 0.004748 | 0.0036742 | 0.0024317 | 0.0014119 | 0.00067982 | 0.00028762 | 0.00010459 | 3.2669e-05 | 7.1203e-06 | 1.1704e-06 | 1.4048e-07 | 0.052294 | 9454.5853 | 8489.1579 | 9362.0571 | 8991.4411 | 9163.9401 | 9001.1126 | 9267.4767 | 9327.9995 | 8907.7317 | 9282.5506 | 9046.2936 | 9422.2937 | 0 | 36743.845 | 32317.6347 | 37152.9294 | 35513.4995 | 35882.5969 | 35531.6436 | 36141.8934 | 36970.9482 | 34492.8549 | 36838.28 | 34912.9412 | 36720.412 | 1.8552
Retro5Med | Retro | Other | Industrial | Other | 77.1901 | 40.8762 | 605928.668 | 15.0695 | Industrial | Mech and Kraft: Hydraulic Power Units | 0.0025282 | 0.0031042 | 0.0037986 | 0.0044096 | 0.0050297 | 0.0058803 | 0.0064508 | 0.0065899 | 0.0062102 | 0.0053382 | 0.0041309 | 0.0027339 | 0.0015875 | 0.00076433 | 0.00032337 | 0.00011759 | 3.6729e-05 | 8.0054e-06 | 1.3159e-06 | 1.5795e-07 | 0.058794 | 10629.8392 | 9544.4042 | 10525.8092 | 10109.1238 | 10303.0653 | 10119.9975 | 10419.472 | 10487.5182 | 10015.0088 | 10436.4197 | 10170.7948 | 10593.5335 | 0 | 41311.2952 | 36334.8839 | 41771.2309 | 39928.0113 | 40342.9894 | 39948.4109 | 40634.5179 | 41566.6285 | 38780.4953 | 41417.4689 | 39252.8005 | 41284.9493 | 1.3825
RetroEven20 | Retro | All Electric | Industrial | All Electric | 19040.1019 | 10082.7285 | 149461383.4815 | 13.5854 | Industrial | Energy Management2 | 0.72513 | 0.72513 | 0.72513 | 0.72513 | 0.72513 | 0.72513 | 0.72513 | 0.72513 | 0.72513 | 0.72513 | 0.72513 | 0.72513 | 0.72513 | 0.72513 | 0.72513 | 0.72513 | 0.72513 | 0.72513 | 0.72513 | 0.72513 | 14.5025 | 2622009.0759 | 2354270.2851 | 2596348.5388 | 2493566.8301 | 2541405.3985 | 2496248.9846 | 2570118.8621 | 2586903.4717 | 2470351.961 | 2574299.264 | 2508778.8958 | 2613053.7487 | 0 | 10190049.8433 | 8962543.4628 | 10303499.8832 | 9848842.1495 | 9951202.7292 | 9853874.0169 | 10023112.5823 | 10253031.6294 | 9565790.1496 | 10216239.1768 | 9682291.2969 | 10183551.2452 | 1.2543
Retro12Med | Retro | Compressed Air | Industrial | Compressed Air | 5435.4828 | 2878.372 | 42667564.3169 | 6.671 | Industrial | Air Compressor (Large) System Optimization | 0.45282 | 0.45282 | 0.45282 | 0.45282 | 0.45282 | 0.40754 | 0.32603 | 0.26083 | 0.20866 | 0.16693 | 0.13354 | 0.10683 | 0.085468 | 0.068374 | 0.054699 | 0.043759 | 0.00029847 | 0.0001066 | 3.634e-05 | 1.185e-05 | 4.1401 | 748519.3719 | 672086.5047 | 741193.917 | 711852.2566 | 725508.9962 | 712617.946 | 733705.9868 | 738497.5817 | 705224.98 | 734899.3891 | 716194.9287 | 745962.8453 | 0 | 2909009.6516 | 2558586.6445 | 2941396.8593 | 2811603.212 | 2840824.6504 | 2813039.6869 | 2861353.1522 | 2926989.4089 | 2730798.7986 | 2916486.0648 | 2764057.0228 | 2907154.461 | 1.7918
LO12Med | NR | Compressors | Industrial | Compressed Air | 3.0005 | 1.5889 | 23553.3403 | 15.0865 | Rotary-Industrial | Compressors-NR, Rotary-Industrial-CS->CS, Pre-Standard | 0.078191 | 0.16052 | 0.24625 | 0 | 0 | 0 | 0 | 0 | 0 | 0 | 0 | 0 | 0 | 0 | 0 | 0 | 0 | 0 | 0 | 0 | 2.1992 | 413.1975 | 371.0051 | 409.1537 | 392.9565 | 400.4953 | 393.3792 | 405.0202 | 407.6653 | 389.2982 | 405.679 | 395.3538 | 411.7863 | 0 | 1605.8309 | 1412.3905 | 1623.7093 | 1552.0606 | 1568.1915 | 1552.8536 | 1579.5236 | 1615.7561 | 1507.455 | 1609.9581 | 1525.8142 | 1604.8068 | 1.3819
LO12Med | NR | Compressors | Industrial | Compressed Air | 2.8696 | 1.5196 | 22526.0244 | 51.6469 | Rotary-Industrial | Compressors-NR, Rotary-Industrial-VS->VS, Pre-Standard | 0.050526 | 0.10373 | 0.15912 | 0 | 0 | 0 | 0 | 0 | 0 | 0 | 0 | 0 | 0 | 0 | 0 | 0 | 0 | 0 | 0 | 0 | 1.4211 | 395.1753 | 354.8231 | 391.3078 | 375.8171 | 383.0271 | 376.2214 | 387.3546 | 389.8843 | 372.3183 | 387.9847 | 378.1098 | 393.8256 | 0 | 1535.7901 | 1350.7869 | 1552.8887 | 1484.3651 | 1499.7923 | 1485.1235 | 1510.6302 | 1545.2824 | 1441.705 | 1539.7372 | 1459.2634 | 1534.8107 | 0.69305
LO12Med | NR | Compressors | Industrial | Compressed Air | 5.0623 | 2.6807 | 39738.0433 | 31.5463 | Rotary-Industrial | Compressors-NR, Rotary-Industrial-CS->VS, Pre-Standard | 0.073563 | 0.15102 | 0.23167 | 0 | 0 | 0 | 0 | 0 | 0 | 0 | 0 | 0 | 0 | 0 | 0 | 0 | 0 | 0 | 0 | 0 | 2.069 | 697.1266 | 625.9416 | 690.3041 | 662.977 | 675.6961 | 663.6902 | 683.3303 | 687.7929 | 656.8048 | 684.4418 | 667.0216 | 694.7456 | 0 | 2709.2794 | 2382.9161 | 2739.4429 | 2618.5608 | 2645.7759 | 2619.8986 | 2664.8949 | 2726.0246 | 2543.3043 | 2716.2425 | 2574.2791 | 2707.5515 | 0.95469
LO12Med | NR | Compressors | Industrial | Compressed Air | 2.2986 | 1.2172 | 18043.5965 | 19.4083 | Rotary-Industrial | Compressors-NR, Rotary-Industrial-CS->CS, Post-Standard | 0 | 0 | 0 | 0.25657 | 0.32071 | 0.37844 | 0.42462 | 0.46157 | 0.49112 | 0.51477 | 0.53369 | 0.54882 | 0.56092 | 0.57061 | 0.57836 | 0.58456 | 0.38269 | 0.31855 | 0.26082 | 0.21464 | 5.8644 | 316.5398 | 284.2172 | 313.4419 | 301.0337 | 306.809 | 301.3575 | 310.2754 | 312.3017 | 298.2311 | 310.7801 | 302.8702 | 315.4587 | 0 | 1230.185 | 1081.9953 | 1243.8811 | 1188.993 | 1201.3504 | 1189.6004 | 1210.0316 | 1237.7884 | 1154.8218 | 1233.3467 | 1168.8863 | 1229.4004 | 1.2366
LO12Med | NR | Compressors | Industrial | Compressed Air | 2.3832 | 1.262 | 18707.8835 | 57.6372 | Rotary-Industrial | Compressors-NR, Rotary-Industrial-VS->VS, Post-Standard | 0 | 0 | 0 | 0.17974 | 0.22467 | 0.26511 | 0.29746 | 0.32334 | 0.34405 | 0.36061 | 0.37387 | 0.38447 | 0.39295 | 0.39973 | 0.40516 | 0.4095 | 0.26809 | 0.22315 | 0.18271 | 0.15036 | 4.1083 | 328.1934 | 294.6809 | 324.9815 | 312.1165 | 318.1043 | 312.4522 | 321.6984 | 323.7993 | 309.2107 | 322.2216 | 314.0205 | 327.0725 | 0 | 1275.475 | 1121.8297 | 1289.6754 | 1232.7665 | 1245.5789 | 1233.3964 | 1254.5797 | 1283.3584 | 1197.3373 | 1278.7531 | 1211.9196 | 1274.6616 | 0.64072
LO12Med | NR | Compressors | Industrial | Compressed Air | 4.9203 | 2.6055 | 38623.1739 | 34.6143 | Rotary-Industrial | Compressors-NR, Rotary-Industrial-CS->VS, Post-Standard | 0 | 0 | 0 | 0.30625 | 0.38281 | 0.45172 | 0.50684 | 0.55094 | 0.58622 | 0.61445 | 0.63703 | 0.65509 | 0.66954 | 0.6811 | 0.69035 | 0.69775 | 0.45679 | 0.38023 | 0.31132 | 0.2562 | 7 | 677.5684 | 608.3805 | 670.9373 | 644.3769 | 656.7392 | 645.07 | 664.1592 | 668.4966 | 638.3778 | 665.2394 | 648.308 | 675.2542 | 0 | 2633.2693 | 2316.0623 | 2662.5865 | 2545.0958 | 2571.5474 | 2546.3961 | 2590.13 | 2649.5447 | 2471.9507 | 2640.037 | 2502.0565 | 2631.5899 | 0.90267
LO12Med | NR | Compressors | Industrial | Compressed Air | 0.1163 | 0.061588 | 912.9444 | 107.2157 | Reciprocating-Industrial | Compressors-NR, Reciprocating-Industrial-CS->CS, No Standard Established | 0.015202 | 0.031044 | 0.04761 | 0.067144 | 0.08393 | 0.099037 | 0.11112 | 0.12079 | 0.12853 | 0.13471 | 0.13966 | 0.12118 | 0.11236 | 0.10219 | 0.088449 | 0.073501 | 0.0592 | 0.047756 | 0.038599 | 0.031274 | 1.908 | 16.0158 | 14.3804 | 15.8591 | 15.2313 | 15.5235 | 15.2477 | 15.6989 | 15.8014 | 15.0895 | 15.7244 | 15.3242 | 15.9611 | 0 | 62.2432 | 54.7453 | 62.9361 | 60.159 | 60.7842 | 60.1897 | 61.2235 | 62.6279 | 58.43 | 62.4031 | 59.1417 | 62.2035 | 0.39431
LO5Med | NR | Advanced_Motors | Industrial | Material Handling | 484.9856 | 256.8252 | 3807049.8154 | -21.6985 | VS->VS | Advanced_Motors-NR-Material Handling-VS->VS | 0.00073578 | 0.0016392 | 0.0027447 | 0.0040281 | 0.0054919 | 0.0072033 | 0.0090807 | 0.010999 | 0.012806 | 0.01436 | 0.015562 | 0.016387 | 0.016881 | 0.017111 | 0.017111 | 0.017111 | 0.017111 | 0.017111 | 0.017111 | 0.017111 | 0.34222 | 66787.2793 | 59967.4916 | 66133.6594 | 63515.6247 | 64734.1589 | 63583.944 | 65465.5424 | 65893.0766 | 62924.3003 | 65572.0248 | 63903.1033 | 66559.1711 | 0 | 259558.8671 | 228292.0755 | 262448.6433 | 250867.6945 | 253475.0022 | 250995.8652 | 255306.6753 | 261163.1263 | 243657.8518 | 260225.9565 | 246625.3452 | 259393.3362 | 9999
LO5Med | NR | Advanced_Motors | Industrial | Material Handling | 325.3083 | 172.2677 | 2553611.5583 | 2.2128 | CS->CS | Advanced_Motors-NR-Material Handling-CS->CS | 0.00049353 | 0.0010995 | 0.0018411 | 0.0027019 | 0.0036837 | 0.0048316 | 0.0060909 | 0.0073774 | 0.0085897 | 0.0096318 | 0.010438 | 0.010992 | 0.011323 | 0.011477 | 0.011477 | 0.011477 | 0.011477 | 0.011477 | 0.011477 | 0.011477 | 0.22955 | 44798.1447 | 40223.7131 | 44359.7235 | 42603.6541 | 43420.9964 | 42649.4798 | 43911.5782 | 44198.3504 | 42207.0181 | 43983.0022 | 42863.5587 | 44645.1391 | 0 | 174101.3528 | 153128.8822 | 176039.6952 | 168271.6737 | 170020.5479 | 168357.6453 | 171249.1584 | 175177.4235 | 163435.6094 | 174548.8088 | 165426.0812 | 173990.3215 | 2.1259
LO5Med | NR | Advanced_Motors | Industrial | Material Handling | 6945.2419 | 3677.8684 | 54518903.0166 | -4.4326 | CS->VS | Advanced_Motors-NR-Material Handling-CS->VS | 0.010537 | 0.023474 | 0.039306 | 0.057684 | 0.078647 | 0.10315 | 0.13004 | 0.1575 | 0.18339 | 0.20564 | 0.22285 | 0.23467 | 0.24174 | 0.24504 | 0.24504 | 0.24504 | 0.24504 | 0.24504 | 0.24504 | 0.24504 | 4.9008 | 956428.0431 | 858765.1898 | 947067.8706 | 909576.2732 | 927026.3075 | 910554.6404 | 937500.0935 | 943622.6014 | 901108.205 | 939024.9751 | 915125.1656 | 953161.4159 | 0 | 3717015.902 | 3269259.4331 | 3758398.9776 | 3592553.8589 | 3629891.8413 | 3594389.3289 | 3656122.3379 | 3739989.7151 | 3489305.2192 | 3726568.9632 | 3531801.2446 | 3714645.4139 | 2.9441
LO5Med | NR | Advanced_Motors | Industrial | Material Processing | 810.9096 | 429.419 | 6365495.241 | -21.6985 | VS->VS | Advanced_Motors-NR-Material Processing-VS->VS | 0.0012302 | 0.0027408 | 0.0045893 | 0.006735 | 0.0091826 | 0.012044 | 0.015183 | 0.01839 | 0.021412 | 0.02401 | 0.02602 | 0.027399 | 0.028225 | 0.02861 | 0.02861 | 0.02861 | 0.02861 | 0.02861 | 0.02861 | 0.02861 | 0.57221 | 111670.2248 | 100267.3463 | 110577.3537 | 106199.9255 | 108237.3493 | 106314.1573 | 109460.2432 | 110175.0924 | 105211.2143 | 109638.2847 | 106847.8007 | 111288.8213 | 0 | 433989.7857 | 381710.8234 | 438821.5735 | 419457.8986 | 423817.3911 | 419672.2036 | 426880.0004 | 436672.1525 | 407402.8371 | 435105.178 | 412364.5703 | 433713.0132 | 9999
LO5Med | NR | Advanced_Motors | Industrial | Material Processing | 509.0577 | 269.5726 | 3996011.5147 | 2.2128 | CS->CS | Advanced_Motors-NR-Material Processing-CS->CS | 0.0007723 | 0.0017206 | 0.002881 | 0.004228 | 0.0057645 | 0.0075608 | 0.0095314 | 0.011544 | 0.013442 | 0.015072 | 0.016334 | 0.0172 | 0.017718 | 0.017961 | 0.017961 | 0.017961 | 0.017961 | 0.017961 | 0.017961 | 0.017961 | 0.35921 | 70102.2446 | 62943.9588 | 69416.1824 | 66668.2024 | 67947.2182 | 66739.9127 | 68714.9037 | 69163.6583 | 66047.5278 | 68826.6712 | 67074.9134 | 69862.8142 | 0 | 272441.9884 | 239623.2796 | 275475.1978 | 263319.4322 | 266056.1529 | 263453.9646 | 267978.7405 | 274125.8745 | 255751.7313 | 273142.1885 | 258866.5153 | 272268.2414 | 2.1259
LO5Med | NR | Advanced_Motors | Industrial | Material Processing | 12447.0637 | 6591.3704 | 97707216.9107 | -4.9298 | CS->VS | Advanced_Motors-NR-Material Processing-CS->VS | 0.018884 | 0.04207 | 0.070443 | 0.10338 | 0.14095 | 0.18487 | 0.23305 | 0.28228 | 0.32866 | 0.36854 | 0.39939 | 0.42057 | 0.43324 | 0.43916 | 0.43916 | 0.43916 | 0.43916 | 0.43916 | 0.43916 | 0.43916 | 8.7831 | 1714082.9528 | 1539054.3835 | 1697307.9196 | 1630116.5524 | 1661390.0042 | 1631869.9541 | 1680160.8234 | 1691133.4068 | 1614940.3229 | 1682893.6727 | 1640061.1184 | 1708228.5971 | 0 | 6661529.4679 | 5859073.1451 | 6735695.0309 | 6438472.1579 | 6505388.221 | 6441761.6347 | 6552397.7658 | 6702702.4779 | 6253432.9022 | 6678650.1905 | 6329593.0621 | 6657281.1469 | 3.0314
LO5Med | NR | Advanced_Motors | Industrial | Low Temp Refer | 258.8088 | 137.0528 | 2031602.5712 | -21.6985 | VS->VS | Advanced_Motors-NR-Low Temp Refer-VS->VS | 0.00051214 | 0.001141 | 0.0019105 | 0.0028038 | 0.0038227 | 0.0050139 | 0.0063206 | 0.0076556 | 0.0089136 | 0.009995 | 0.010832 | 0.011406 | 0.01175 | 0.01191 | 0.01191 | 0.01191 | 0.01191 | 0.01191 | 0.01191 | 0.01191 | 0.18263 | 35640.513 | 32001.1862 | 35291.7138 | 33894.6199 | 34544.8812 | 33931.078 | 34935.1784 | 35163.3286 | 33579.0642 | 34992.0018 | 34101.3949 | 35518.7848 | 0 | 138511.5739 | 121826.2933 | 140053.6805 | 133873.5971 | 135264.9666 | 133941.9944 | 136242.4248 | 139367.6743 | 130026.1205 | 138867.5609 | 131609.7003 | 138423.2396 | 9999
LO5Med | NR | Advanced_Motors | Industrial | Low Temp Refer | 144.6652 | 76.6078 | 1135595.8155 | 7.1372 | CS->CS | Advanced_Motors-NR-Low Temp Refer-CS->CS | 0.00028627 | 0.00063777 | 0.0010679 | 0.0015672 | 0.0021367 | 0.0028026 | 0.003533 | 0.0042792 | 0.0049824 | 0.0055869 | 0.0060546 | 0.0063757 | 0.0065677 | 0.0066575 | 0.0066575 | 0.0066575 | 0.0066575 | 0.0066575 | 0.0066575 | 0.0066575 | 0.10208 | 19921.8184 | 17887.5601 | 19726.8516 | 18945.9243 | 19309.398 | 18966.3031 | 19527.5606 | 19655.0888 | 18769.5396 | 19559.323 | 19061.5044 | 19853.7765 | 0 | 77423.1958 | 68096.6991 | 78285.1803 | 74830.7267 | 75608.4543 | 74868.9584 | 76154.8197 | 77901.7265 | 72680.1199 | 77622.1803 | 73565.2864 | 77373.82 | 1.7628
LO5Med | NR | Advanced_Motors | Industrial | Low Temp Refer | 4514.6815 | 2390.7597 | 35439439.7045 | -2.7837 | CS->VS | Advanced_Motors-NR-Low Temp Refer-CS->VS | 0.0089339 | 0.019903 | 0.033327 | 0.048909 | 0.066683 | 0.087462 | 0.11026 | 0.13354 | 0.15549 | 0.17435 | 0.18895 | 0.19897 | 0.20496 | 0.20777 | 0.20777 | 0.20777 | 0.20777 | 0.20777 | 0.20777 | 0.20777 | 3.1857 | 621715.9937 | 558231.2827 | 615631.512 | 591260.4933 | 602603.7046 | 591896.4706 | 609412.0791 | 613391.951 | 585755.9146 | 610403.3124 | 594867.4924 | 619592.5571 | 0 | 2416207.1071 | 2125147.7221 | 2443107.7403 | 2335301.8645 | 2359573.0275 | 2336494.9925 | 2376623.886 | 2431140.9928 | 2268186.1718 | 2422416.9741 | 2295810.2663 | 2414666.1962 | 2.6874
LO5Med | NR | Advanced_Motors | Industrial | Med Temp Refer | 199.9316 | 105.8742 | 1569426.8849 | -21.6985 | VS->VS | Advanced_Motors-NR-Med Temp Refer-VS->VS | 0.00039564 | 0.00088141 | 0.0014759 | 0.0021659 | 0.002953 | 0.0038732 | 0.0048827 | 0.005914 | 0.0068859 | 0.0077212 | 0.0083677 | 0.0088113 | 0.0090768 | 0.0092008 | 0.0092008 | 0.0092008 | 0.0092008 | 0.0092008 | 0.0092008 | 0.0092008 | 0.14108 | 27532.5401 | 24721.1353 | 27263.0903 | 26183.8258 | 26686.1571 | 26211.9899 | 26987.6643 | 27163.9119 | 25940.0568 | 27031.5608 | 26343.5608 | 27438.5042 | 0 | 107001.1384 | 94111.645 | 108192.4264 | 103418.2696 | 104493.1121 | 103471.107 | 105248.2052 | 107662.4819 | 100446.0677 | 107276.1409 | 101669.3939 | 106932.8996 | 9999
LO5Med | NR | Advanced_Motors | Industrial | Med Temp Refer | 111.7549 | 59.18 | 877255.5363 | 7.1372 | CS->CS | Advanced_Motors-NR-Med Temp Refer-CS->CS | 0.00022115 | 0.00049268 | 0.00082496 | 0.0012107 | 0.0016506 | 0.002165 | 0.0027293 | 0.0033057 | 0.003849 | 0.0043159 | 0.0046773 | 0.0049252 | 0.0050736 | 0.0051429 | 0.0051429 | 0.0051429 | 0.0051429 | 0.0051429 | 0.0051429 | 0.0051429 | 0.078858 | 15389.741 | 13818.2626 | 15239.1278 | 14635.8561 | 14916.642 | 14651.5989 | 15085.1742 | 15183.6905 | 14499.5977 | 15109.7108 | 14725.1425 | 15337.1782 | 0 | 59809.9484 | 52605.1659 | 60475.8373 | 57807.2483 | 58408.0482 | 57836.7825 | 58830.1192 | 60179.6166 | 56145.8898 | 59963.6653 | 56829.687 | 59771.8053 | 1.7628
LO5Med | NR | Advanced_Motors | Industrial | Med Temp Refer | 3487.6223 | 1846.8782 | 27377209.6214 | -2.7837 | CS->VS | Advanced_Motors-NR-Med Temp Refer-CS->VS | 0.0069015 | 0.015375 | 0.025745 | 0.037783 | 0.051513 | 0.067565 | 0.085175 | 0.10316 | 0.12012 | 0.13469 | 0.14597 | 0.15371 | 0.15834 | 0.1605 | 0.1605 | 0.1605 | 0.1605 | 0.1605 | 0.1605 | 0.1605 | 2.461 | 480279.8584 | 431237.4849 | 475579.5547 | 456752.776 | 465515.4844 | 457244.0729 | 470775.0002 | 473849.4785 | 452500.4513 | 471540.7347 | 459539.2075 | 478639.4891 | 0 | 1866536.5201 | 1641691.154 | 1887317.4432 | 1804036.6667 | 1822786.3061 | 1804958.3662 | 1835958.211 | 1878073.0489 | 1752189.3349 | 1871333.6848 | 1773529.1369 | 1865346.1559 | 2.6874
LO5Med | NR | Advanced_Motors | Industrial | Pollution Control | 20.0353 | 10.6097 | 157273.4082 | -21.6985 | VS->VS | Advanced_Motors-NR-Pollution Control-VS->VS | 3.9647e-05 | 8.8327e-05 | 0.0001479 | 0.00021705 | 0.00029592 | 0.00038814 | 0.0004893 | 0.00059265 | 0.00069004 | 0.00077375 | 0.00083853 | 0.00088299 | 0.0009096 | 0.00092202 | 0.00092202 | 0.00092202 | 0.00092202 | 0.00092202 | 0.00092202 | 0.00092202 | 0.014138 | 2759.0558 | 2477.3229 | 2732.0541 | 2623.9002 | 2674.2392 | 2626.7225 | 2704.4534 | 2722.1153 | 2599.4719 | 2708.8523 | 2639.9074 | 2749.6324 | 0 | 10722.6618 | 9430.9963 | 10842.0416 | 10363.6199 | 10471.3307 | 10368.9148 | 10546.9991 | 10788.9355 | 10065.7734 | 10750.22 | 10188.3638 | 10715.8235 | 9999
LO5Med | NR | Advanced_Motors | Industrial | Pollution Control | 13.4388 | 7.1166 | 105492.4974 | 7.1372 | CS->CS | Advanced_Motors-NR-Pollution Control-CS->CS | 2.6594e-05 | 5.9246e-05 | 9.9203e-05 | 0.00014559 | 0.00019849 | 0.00026035 | 0.0003282 | 0.00039752 | 0.00046285 | 0.000519 | 0.00056245 | 0.00059227 | 0.00061012 | 0.00061845 | 0.00061845 | 0.00061845 | 0.00061845 | 0.00061845 | 0.00061845 | 0.00061845 | 0.009483 | 1850.6605 | 1661.6858 | 1832.5489 | 1760.0037 | 1793.769 | 1761.8968 | 1814.0355 | 1825.8824 | 1743.6183 | 1816.9861 | 1770.7407 | 1844.3397 | 0 | 7192.3181 | 6325.9223 | 7272.3931 | 6951.4876 | 7023.7355 | 6955.0392 | 7074.4908 | 7236.7717 | 6751.7045 | 7210.803 | 6833.9331 | 7187.7312 | 1.7628
LO5Med | NR | Advanced_Motors | Industrial | Pollution Control | 314.0369 | 166.299 | 2465133.683 | -2.675 | CS->VS | Advanced_Motors-NR-Pollution Control-CS->VS | 0.00062143 | 0.0013845 | 0.0023182 | 0.0034021 | 0.0046384 | 0.0060838 | 0.0076694 | 0.0092893 | 0.010816 | 0.012128 | 0.013143 | 0.01384 | 0.014257 | 0.014452 | 0.014452 | 0.014452 | 0.014452 | 0.014452 | 0.014452 | 0.014452 | 0.2216 | 43245.9726 | 38830.0365 | 42822.7418 | 41127.517 | 41916.5399 | 41171.7549 | 42390.124 | 42666.9601 | 40744.6237 | 42459.0732 | 41378.4164 | 43098.2683 | 0 | 168069.0658 | 147823.2521 | 169940.2483 | 162441.3742 | 164129.6532 | 162524.367 | 165315.6947 | 169107.8527 | 157772.8705 | 168501.0183 | 159694.3762 | 167961.8815 | 2.6721
LO5Med | NR | Advanced_Motors | Industrial | Other Motors | 88.9446 | 47.1008 | 698199.2055 | -21.6985 | VS->VS | Advanced_Motors-NR-Other Motors-VS->VS | 0.00017601 | 0.00039212 | 0.00065657 | 0.00096357 | 0.0013137 | 0.0017231 | 0.0021722 | 0.002631 | 0.0030633 | 0.003435 | 0.0037226 | 0.0039199 | 0.0040381 | 0.0040932 | 0.0040932 | 0.0040932 | 0.0040932 | 0.0040932 | 0.0040932 | 0.0040932 | 0.062763 | 12248.5462 | 10997.8217 | 12128.6746 | 11648.5365 | 11872.0113 | 11661.066 | 12006.1444 | 12084.5526 | 11540.0897 | 12025.6728 | 11719.5987 | 12206.7119 | 0 | 47602.1601 | 41867.9433 | 48132.1346 | 46008.2304 | 46486.4012 | 46031.7364 | 46822.3235 | 47896.3754 | 44685.9712 | 47724.5019 | 45230.1988 | 47571.8023 | 9999
LO5Med | NR | Advanced_Motors | Industrial | Other Motors | 59.6604 | 31.5933 | 468323.1499 | 7.1372 | CS->CS | Advanced_Motors-NR-Other Motors-CS->CS | 0.00011806 | 0.00026302 | 0.0004404 | 0.00064632 | 0.00088119 | 0.0011558 | 0.001457 | 0.0017648 | 0.0020548 | 0.002304 | 0.002497 | 0.0026293 | 0.0027086 | 0.0027456 | 0.0027456 | 0.0027456 | 0.0027456 | 0.0027456 | 0.0027456 | 0.0027456 | 0.042099 | 8215.8182 | 7376.8839 | 8135.4133 | 7813.3565 | 7963.2541 | 7821.7608 | 8053.2251 | 8105.8181 | 7740.6149 | 8066.324 | 7861.0221 | 8187.7575 | 0 | 31929.5602 | 28083.2847 | 32285.0452 | 30860.4181 | 31181.1553 | 30876.1849 | 31406.478 | 32126.9077 | 29973.5013 | 32011.622 | 30338.5467 | 31909.1974 | 1.7628
LO5Med | NR | Advanced_Motors | Industrial | Other Motors | 1394.1349 | 738.2673 | 10943708.7879 | -2.675 | CS->VS | Advanced_Motors-NR-Other Motors-CS->VS | 0.0027588 | 0.0061461 | 0.010291 | 0.015103 | 0.020592 | 0.027008 | 0.034048 | 0.041239 | 0.048015 | 0.053841 | 0.058348 | 0.061442 | 0.063293 | 0.064158 | 0.064158 | 0.064158 | 0.064158 | 0.064158 | 0.064158 | 0.064158 | 0.98375 | 191986.0709 | 172381.9746 | 190107.1813 | 182581.4039 | 186084.1907 | 182777.7939 | 188186.6187 | 189415.6042 | 180881.5885 | 188492.7118 | 183695.2463 | 191330.3531 | 0 | 746125.4233 | 656246.2047 | 754432.3463 | 721141.862 | 728636.8038 | 721510.3003 | 733902.1137 | 750737.0113 | 700416.5175 | 748043.0319 | 708946.8456 | 745649.5896 | 2.6721
LO12Med | NR | Clean Water Pumps | Industrial | Pumps | 0.33852 | 0.15548 | 3094.7313 | 8.3308 | Industrial | Clean Water Pumps-NR-Industrial-VS->VS | 0.0092455 | 0.019686 | 0.031452 | 0.04465 | 0.059315 | 0.07437 | 0.088555 | 0.10211 | 0.11537 | 0.12834 | 0.14109 | 0.15414 | 0.1676 | 0.096997 | 0.093423 | 0.089021 | 0.083621 | 0.077006 | 0.070478 | 0.065162 | 1.6271 | 45.35 | 40.6063 | 44.076 | 42.342 | 43.5597 | 42.4033 | 44.0691 | 43.8848 | 42.428 | 43.6546 | 43.4702 | 44.8376 | 0 | 219.7207 | 192.8933 | 223.3654 | 213.4648 | 214.9141 | 213.7648 | 216.6659 | 222.6651 | 206.4809 | 221.6459 | 208.5225 | 219.9462 | 1.7534
LO12Med | NR | Clean Water Pumps | Industrial | Pumps | 0.40397 | 0.18554 | 3693.081 | 6.4288 | Industrial | Clean Water Pumps-NR-Industrial-CS->CS | 0.047937 | 0.096651 | 0.14617 | 0.19635 | 0.24674 | 0.29252 | 0.32921 | 0.35863 | 0.38263 | 0.40173 | 0.4166 | 0.42906 | 0.43957 | 0.50291 | 0.45867 | 0.41371 | 0.36773 | 0.32033 | 0.27721 | 0.24225 | 5.8796 | 54.1181 | 48.4573 | 52.5979 | 50.5286 | 51.9818 | 50.6018 | 52.5896 | 52.3697 | 50.6312 | 52.0949 | 51.875 | 53.5067 | 0 | 262.2026 | 230.1882 | 266.5519 | 254.7371 | 256.4665 | 255.095 | 258.5571 | 265.7162 | 246.4029 | 264.5 | 248.8392 | 262.4717 | 1.8844
LO12Med | NR | Clean Water Pumps | Industrial | Pumps | 3.3876 | 1.5559 | 30969.5888 | -0.89953 | Industrial | Clean Water Pumps-NR-Industrial-CS->VS | 0.080398 | 0.1621 | 0.24515 | 0.32932 | 0.41382 | 0.4906 | 0.55214 | 0.60148 | 0.64173 | 0.67377 | 0.69871 | 0.71961 | 0.73723 | 0.84347 | 0.76926 | 0.69387 | 0.61675 | 0.53725 | 0.46493 | 0.40629 | 9.8611 | 453.8261 | 406.3553 | 441.0777 | 423.7252 | 435.9109 | 424.3384 | 441.008 | 439.164 | 424.585 | 436.8598 | 435.0151 | 448.6984 | 0 | 2198.7888 | 1930.3214 | 2235.2615 | 2136.1845 | 2150.6876 | 2139.1863 | 2168.219 | 2228.2539 | 2066.2957 | 2218.0548 | 2086.7259 | 2201.0455 | 2.6464
LO12Med | NR | Clean Water Pumps | Industrial | Pumps | 1.812 | 0.83225 | 16565.1289 | 14.8601 | Industrial | Clean Water Pumps-NR-Industrial-Trim | 0.086007 | 0.17341 | 0.26225 | 0.35229 | 0.4427 | 0.52483 | 0.59066 | 0.64344 | 0.6865 | 0.72078 | 0.74746 | 0.76982 | 0.78866 | 0.90232 | 0.82293 | 0.74228 | 0.65978 | 0.57473 | 0.49736 | 0.43463 | 10.549 | 242.7442 | 217.3528 | 235.9253 | 226.6437 | 233.1617 | 226.9717 | 235.888 | 234.9017 | 227.1036 | 233.6692 | 232.6825 | 240.0015 | 0 | 1176.0963 | 1032.4975 | 1195.605 | 1142.6103 | 1150.3678 | 1144.2159 | 1159.745 | 1191.8567 | 1105.2279 | 1186.4014 | 1116.1557 | 1177.3034 | 1.4155
LO12Med | NR | Efficient_Fan | Industrial | Fans and Blowers | 0.54866 | 0.29054 | 4306.8948 | -20.7113 | VS->VS | Efficient_Fan-NR-Industrial-VS->VS | 0.031846 | 0.0637 | 0.092031 | 0.1227 | 0.15327 | 0.18067 | 0.20233 | 0.21951 | 0.23329 | 0.24423 | 0.26236 | 0.27947 | 0.2854 | 0.30051 | 0.31497 | 0.31816 | 0.31797 | 0.31776 | 0.31762 | 0.31836 | 4.5761 | 75.5561 | 67.8409 | 74.8167 | 71.8549 | 73.2334 | 71.9322 | 74.0608 | 74.5445 | 71.1859 | 74.1813 | 72.2932 | 75.298 | 0 | 293.6375 | 258.2656 | 296.9067 | 283.8053 | 286.7549 | 283.9503 | 288.8271 | 295.4524 | 275.6488 | 294.3922 | 279.0059 | 293.4503 | 51.4913
LO12Med | NR | Efficient_Fan | Industrial | Fans and Blowers | 1.5657 | 0.82911 | 12290.3751 | -21.3525 | CS->CS | Efficient_Fan-NR-Industrial-CS->CS | 0.10603 | 0.21207 | 0.30639 | 0.40849 | 0.51026 | 0.60151 | 0.67361 | 0.7308 | 0.7767 | 0.8131 | 0.87345 | 0.93043 | 0.95016 | 1.0005 | 1.0486 | 1.0592 | 1.0586 | 1.0579 | 1.0574 | 1.0599 | 15.2352 | 215.6107 | 193.5943 | 213.5006 | 205.0488 | 208.9826 | 205.2693 | 211.3437 | 212.7239 | 203.1398 | 211.6875 | 206.2997 | 214.8743 | 0 | 837.9391 | 736.9999 | 847.2682 | 809.8812 | 818.2984 | 810.295 | 824.2116 | 843.1181 | 786.6055 | 840.0927 | 796.1855 | 837.4047 | 146.9382
LO12Med | NR | Efficient_Fan | Industrial | Fans and Blowers | 3.3291 | 1.7629 | 26132.7749 | -13.2374 | CS->VS | Efficient_Fan-NR-Industrial-CS->VS | 0.045088 | 0.090186 | 0.1303 | 0.17371 | 0.21699 | 0.2558 | 0.28646 | 0.31078 | 0.33029 | 0.34577 | 0.37144 | 0.39567 | 0.40406 | 0.42546 | 0.44594 | 0.45044 | 0.45018 | 0.44988 | 0.44968 | 0.45074 | 6.4789 | 458.4487 | 411.6355 | 453.962 | 435.991 | 444.3554 | 436.46 | 449.3759 | 452.3106 | 431.932 | 450.1068 | 438.6508 | 456.8829 | 0 | 1781.6929 | 1567.0679 | 1801.5292 | 1722.0339 | 1739.9313 | 1722.9137 | 1752.5045 | 1792.705 | 1672.5433 | 1786.272 | 1692.9131 | 1780.5566 | 6.0078
LO12Med | NR | Efficient_Fan | Industrial | Fans and Blowers | 1.7644 | 0.93435 | 13850.3707 | -5.7342 | Trim | Efficient_Fan-NR-Industrial-Trim | 0.047793 | 0.095597 | 0.13811 | 0.18413 | 0.23001 | 0.27114 | 0.30364 | 0.32943 | 0.35011 | 0.36652 | 0.39373 | 0.41941 | 0.4283 | 0.45099 | 0.47269 | 0.47747 | 0.47719 | 0.47687 | 0.47666 | 0.47778 | 6.8676 | 242.9778 | 218.1668 | 240.5999 | 231.0752 | 235.5084 | 231.3238 | 238.1692 | 239.7246 | 228.924 | 238.5566 | 232.4849 | 242.1479 | 0 | 944.2972 | 830.546 | 954.8105 | 912.678 | 922.1636 | 913.1443 | 928.8274 | 950.1336 | 886.448 | 946.7241 | 897.244 | 943.695 | 3.1841
LO3Slow | New | ASHP Upgrade | Residential | HVAC | 0.007143 | 0.0038379 | 43.233 | 322.1402 | Single Family | SF HVAC Upgrade 9.5 HSPF/15.5 SEER - HZ1 | 9.3061e-05 | 0.00023319 | 0.00050805 | 0.00098538 | 0.0016897 | 0.0026073 | 0.0037774 | 0.0051378 | 0.0066364 | 0.0081386 | 0.0092585 | 0.010353 | 0.011297 | 0.012003 | 0.012245 | 0.012462 | 0.0125 | 0.01236 | 0.012268 | 0.012106 | 0.14666 | 0.42573 | 0.30014 | 0.19356 | 0.21571 | 0.38723 | 0.52663 | 3.425 | 3.2078 | 1.2062 | 0.34514 | 0.30005 | 0.52163 | 0 | 2.5209 | 1.8183 | 1.4491 | 1.4938 | 1.3664 | 1.0214 | 6.8368 | 6.2728 | 3.2303 | 1.4647 | 1.6541 | 3.0496 | 0.18344
LO3Slow | New | ASHP Upgrade | Residential | HVAC | 0.0078568 | 0.0042952 | 47.5144 | 272.2997 | Single Family | SF HVAC Upgrade 9.5 HSPF/15.5 SEER - HZ23 | 6.8478e-06 | 1.7159e-05 | 3.7384e-05 | 7.2508e-05 | 0.00012434 | 0.00019185 | 0.00027795 | 0.00037806 | 0.00048833 | 0.00059887 | 0.00068128 | 0.00076184 | 0.00083128 | 0.0008832 | 0.00090103 | 0.00091698 | 0.00091981 | 0.0009095 | 0.00090274 | 0.00089079 | 0.010792 | 0.4859 | 0.34256 | 0.22092 | 0.24277 | 0.41899 | 0.56855 | 3.6827 | 3.4484 | 1.2973 | 0.38072 | 0.34246 | 0.59536 | 0 | 2.8772 | 2.0752 | 1.6539 | 1.6913 | 1.4968 | 1.1068 | 7.3524 | 6.7455 | 3.4835 | 1.6365 | 1.8879 | 3.4807 | 0.21332
LO3Slow | New | ASHP Upgrade | Residential | HVAC | 0.055159 | 0.047733 | 324.2855 | 1102.5907 | Single Family | SF HVAC Upgrade 12 HSPF/18 SEER - HZ1 | 0.00069804 | 0.0017491 | 0.0038108 | 0.0073912 | 0.012674 | 0.019557 | 0.028334 | 0.038538 | 0.049779 | 0.061047 | 0.069447 | 0.07766 | 0.084738 | 0.09003 | 0.091848 | 0.093474 | 0.093763 | 0.092712 | 0.092022 | 0.090804 | 1.1001 | 7.6167 | 5.3698 | 3.463 | 3.016 | 1.2871 | 1.4377 | 5.6768 | 5.1327 | 2.0985 | 2.9337 | 5.3682 | 9.3325 | 0 | 45.1019 | 32.5307 | 25.9265 | 23.3662 | 9.052 | 3.7809 | 11.6333 | 10.5851 | 7.8585 | 17.5625 | 29.5936 | 54.5616 | 0.05147
LO3Slow | New | ASHP Upgrade | Residential | HVAC | 0.061553 | 0.054128 | 361.4165 | 1001.5616 | Single Family | SF HVAC Upgrade 12 HSPF/18 SEER - HZ23 | 5.2087e-05 | 0.00013052 | 0.00028436 | 0.00055153 | 0.00094576 | 0.0014593 | 0.0021142 | 0.0028757 | 0.0037145 | 0.0045553 | 0.0051821 | 0.0057949 | 0.0063231 | 0.006718 | 0.0068537 | 0.006975 | 0.0069965 | 0.0069181 | 0.0068666 | 0.0067758 | 0.082087 | 8.7059 | 6.1376 | 3.9582 | 3.4299 | 1.3551 | 1.479 | 5.3449 | 4.7917 | 1.9978 | 3.2866 | 6.1358 | 10.667 | 0 | 51.5512 | 37.1824 | 29.6339 | 26.6383 | 10.0297 | 4.0235 | 11.02 | 10.0079 | 7.9551 | 19.896 | 33.8253 | 62.3636 | 0.056262
LO3Slow | New | ASHP Upgrade | Residential | HVAC | 0.042118 | 0.017467 | 257.6475 | 8.2904 | Manufactured | MH HVAC Upgrade 9.5 HSPF/15.5 SEER - HZ1 | 0.0001385 | 0.00036244 | 0.00082374 | 0.0016647 | 0.0029713 | 0.0047692 | 0.0071811 | 0.010142 | 0.013586 | 0.017272 | 0.020358 | 0.023566 | 0.026598 | 0.029213 | 0.030793 | 0.032366 | 0.033519 | 0.034205 | 0.035018 | 0.03564 | 0.36019 | 1.275 | 0.89888 | 0.5797 | 0.88666 | 2.7692 | 3.8554 | 26.1218 | 24.5176 | 9.171 | 1.9584 | 0.89861 | 1.5622 | 0 | 7.5498 | 5.4455 | 4.34 | 5.4325 | 8.4847 | 7.1946 | 52.0563 | 47.7874 | 23.9223 | 6.8528 | 4.9538 | 9.1334 | 1.8321
LO3Slow | New | ASHP Upgrade | Residential | HVAC | 0.066086 | 0.023212 | 406.4879 | -4.7972 | Manufactured | MH HVAC Upgrade 9.5 HSPF/15.5 SEER - HZ23 | 9.8173e-05 | 0.00025691 | 0.00058388 | 0.00118 | 0.0021061 | 0.0033805 | 0.0050901 | 0.0071885 | 0.00963 | 0.012243 | 0.01443 | 0.016704 | 0.018853 | 0.020707 | 0.021827 | 0.022942 | 0.023759 | 0.024245 | 0.024821 | 0.025262 | 0.25531 | 0.99714 | 0.70298 | 0.45336 | 1.0783 | 4.7399 | 6.6588 | 45.8019 | 43.022 | 16.0625 | 3.0107 | 0.70277 | 1.2218 | 0 | 5.9045 | 4.2587 | 3.3942 | 5.7819 | 13.6608 | 12.2407 | 91.2213 | 83.7564 | 41.4965 | 9.3035 | 3.8742 | 7.1429 | 2.9179
LO3Slow | New | ASHP Upgrade | Residential | HVAC | 0.055159 | 0.047733 | 324.2855 | 1102.5907 | Manufactured | MH HVAC Upgrade 12 HSPF/18 SEER - HZ1 | 0.00017433 | 0.00045619 | 0.0010368 | 0.0020953 | 0.0037398 | 0.0060028 | 0.0090384 | 0.012765 | 0.0171 | 0.021739 | 0.025623 | 0.029661 | 0.033477 | 0.036769 | 0.038757 | 0.040738 | 0.042189 | 0.043052 | 0.044075 | 0.044858 | 0.45335 | 7.6167 | 5.3698 | 3.463 | 3.016 | 1.2871 | 1.4377 | 5.6768 | 5.1327 | 2.0985 | 2.9337 | 5.3682 | 9.3325 | 0 | 45.1019 | 32.5307 | 25.9265 | 23.3662 | 9.052 | 3.7809 | 11.6333 | 10.5851 | 7.8585 | 17.5625 | 29.5936 | 54.5616 | 0.05147
LO3Slow | New | ASHP Upgrade | Residential | HVAC | 0.061553 | 0.054128 | 361.4165 | 1001.5616 | Manufactured | MH HVAC Upgrade 12 HSPF/18 SEER - HZ23 | 8.7288e-05 | 0.00022842 | 0.00051914 | 0.0010491 | 0.0018726 | 0.0030057 | 0.0045257 | 0.0063914 | 0.0085623 | 0.010885 | 0.01283 | 0.014852 | 0.016763 | 0.018411 | 0.019407 | 0.020398 | 0.021125 | 0.021557 | 0.022069 | 0.022461 | 0.227 | 8.7059 | 6.1376 | 3.9582 | 3.4299 | 1.3551 | 1.479 | 5.3449 | 4.7917 | 1.9978 | 3.2866 | 6.1358 | 10.667 | 0 | 51.5512 | 37.1824 | 29.6339 | 26.6383 | 10.0297 | 4.0235 | 11.02 | 10.0079 | 7.9551 | 19.896 | 33.8253 | 62.3636 | 0.056262
LO5Med | New | ASHP Conversion | Residential | HVAC | 0.15898 | 0.16128 | 929.5184 | 313.2 | Manufactured | MH New ASHP Conversion - HZ1CZ1 | 0.0027953 | 0.0063363 | 0.01085 | 0.016397 | 0.022633 | 0.029672 | 0.038051 | 0.047217 | 0.056842 | 0.065975 | 0.071817 | 0.07752 | 0.082362 | 0.085936 | 0.086577 | 0.088267 | 0.089617 | 0.090321 | 0.091779 | 0.092909 | 1.1539 | 39.1918 | 29.9628 | 25.3379 | 8.8484 | 2.6766 | -2.4949 | -20.9954 | -20.1162 | -6.171 | 10.8934 | 29.7858 | 38.3139 | 0 | 170.7513 | 129.9823 | 116.5108 | 57.7388 | 33.6987 | 3.8776 | -37.7453 | -35.1169 | -2.5833 | 61.9412 | 125.8603 | 169.3698 | 0.15836
LO5Med | New | ASHP Conversion | Residential | HVAC | 0.15595 | 0.16611 | 908.1048 | 321.1312 | Manufactured | MH New ASHP Conversion - HZ1CZ2 | 0.0027309 | 0.0061903 | 0.0106 | 0.016019 | 0.022112 | 0.028989 | 0.037175 | 0.04613 | 0.055533 | 0.064455 | 0.070163 | 0.075734 | 0.080464 | 0.083956 | 0.084582 | 0.086234 | 0.087552 | 0.08824 | 0.089664 | 0.090769 | 1.1273 | 41.1278 | 31.4429 | 26.5895 | 9.159 | 1.9633 | -3.8148 | -30.3662 | -28.9426 | -9.3958 | 10.9457 | 31.2571 | 40.2065 | 0 | 179.1859 | 136.403 | 122.2661 | 60.0873 | 33.0559 | 1.8967 | -56.1997 | -52.0863 | -10.1955 | 63.7054 | 132.0774 | 177.7361 | 0.15192
LO5Med | New | ASHP Conversion | Residential | HVAC | 0.088496 | 0.08858 | 517.9613 | 584.4047 | Manufactured | MH New ASHP Conversion - HZ1CZ3 | 0.0015576 | 0.0035308 | 0.0060461 | 0.0091368 | 0.012612 | 0.016535 | 0.021204 | 0.026311 | 0.031674 | 0.036763 | 0.040019 | 0.043197 | 0.045895 | 0.047887 | 0.048244 | 0.049186 | 0.049938 | 0.05033 | 0.051142 | 0.051772 | 0.64298 | 21.4098 | 16.3681 | 13.8416 | 4.8528 | 1.5901 | -1.1819 | -10.209 | -9.8044 | -2.9295 | 6.0243 | 16.2714 | 20.9302 | 0 | 93.2782 | 71.0068 | 63.6476 | 31.6178 | 18.7579 | 2.4468 | -18.1104 | -16.8795 | -0.2792 | 34.0332 | 68.7551 | 92.5234 | 0.088665
LO5Med | New | ASHP Conversion | Residential | HVAC | 0.19735 | 0.22829 | 1232.5569 | 230.8796 | Manufactured | MH New ASHP Conversion - HZ2CZ1 | 0.0012355 | 0.0028007 | 0.0047958 | 0.0072474 | 0.010004 | 0.013115 | 0.016819 | 0.02087 | 0.025125 | 0.029161 | 0.031744 | 0.034264 | 0.036404 | 0.037984 | 0.038267 | 0.039015 | 0.039611 | 0.039922 | 0.040567 | 0.041066 | 0.51002 | 48.7573 | 41.4777 | 36.0234 | 14.273 | 1.7648 | -4.1894 | -31.066 | -30.0235 | -9.0345 | 14.1145 | 42.3485 | 49.5423 | 0 | 215.5203 | 173.0159 | 154.834 | 86.27 | 41.7571 | 5.3779 | -52.9871 | -48.5862 | 7.0041 | 89.4301 | 172.4 | 214.5327 | 0.20311
LO5Med | New | ASHP Conversion | Residential | HVAC | 0.12593 | 0.15987 | 787.5162 | 376.3293 | Manufactured | MH New ASHP Conversion - HZ2CZ2 | 0.00078941 | 0.0017894 | 0.0030642 | 0.0046306 | 0.0063919 | 0.0083798 | 0.010746 | 0.013335 | 0.016053 | 0.018632 | 0.020282 | 0.021892 | 0.02326 | 0.024269 | 0.02445 | 0.024927 | 0.025309 | 0.025508 | 0.025919 | 0.026238 | 0.32587 | 35.1503 | 29.9022 | 25.9701 | 10.1 | 0.0031922 | -4.8166 | -34.9052 | -33.4017 | -10.8961 | 9.4463 | 30.53 | 35.7162 | 0 | 155.3735 | 124.7311 | 111.6233 | 61.4381 | 26.6402 | 0.61622 | -63.1014 | -57.8944 | -6.1851 | 62.5277 | 124.2871 | 154.6615 | 0.12503
LO5Med | New | ASHP Conversion | Residential | HVAC | 0.21787 | 0.22729 | 1358.9568 | 206.9382 | Manufactured | MH New ASHP Conversion - HZ2CZ3 | 0.0013622 | 0.0030879 | 0.0052876 | 0.0079906 | 0.01103 | 0.01446 | 0.018544 | 0.023011 | 0.027701 | 0.032152 | 0.034999 | 0.037778 | 0.040138 | 0.041879 | 0.042192 | 0.043015 | 0.043673 | 0.044016 | 0.044727 | 0.045278 | 0.56232 | 46.7907 | 39.8046 | 34.5703 | 14.0279 | 3.9052 | -0.89005 | -8.0139 | -8.3239 | -1.032 | 14.8159 | 40.6403 | 47.544 | 0 | 206.8271 | 166.0372 | 148.5886 | 84.1075 | 46.1085 | 10.8435 | -7.4547 | -6.7763 | 26.2994 | 89.2115 | 165.4461 | 205.8793 | 0.23222
LO5Med | New | ASHP Conversion | Residential | HVAC | 0.16534 | 0.20131 | 1358.9568 | 206.9382 | Manufactured | MH New ASHP Conversion - HZ3CZ1 | 0.00039779 | 0.0009017 | 0.0015441 | 0.0023334 | 0.0032209 | 0.0042226 | 0.005415 | 0.0067194 | 0.0080891 | 0.0093887 | 0.01022 | 0.011032 | 0.011721 | 0.012229 | 0.012321 | 0.012561 | 0.012753 | 0.012853 | 0.013061 | 0.013222 | 0.16421 | 38.6013 | 32.2816 | 33.1792 | 23.4492 | 3.7015 | -1.5332 | -34.8719 | -33.4717 | -6.2757 | 18.6339 | 33.8823 | 38.934 | 0 | 180.064 | 148.7812 | 150.9163 | 118.6518 | 43.504 | 15.8329 | -62.4414 | -58.1122 | 17.4534 | 102.9018 | 148.9486 | 187.8884 | 0.1745
LO5Med | New | ASHP Conversion | Residential | HVAC | 0.13882 | 0.17284 | 1140.8993 | 253.863 | Manufactured | MH New ASHP Conversion - HZ3CZ2 | 0.00033501 | 0.0007594 | 0.0013004 | 0.0019651 | 0.0027126 | 0.0035562 | 0.0045604 | 0.005659 | 0.0068125 | 0.007907 | 0.0086073 | 0.0092907 | 0.009871 | 0.010299 | 0.010376 | 0.010579 | 0.01074 | 0.010825 | 0.011 | 0.011135 | 0.13829 | 33.3699 | 27.9067 | 28.6826 | 20.2235 | 2.8804 | -1.7775 | -33.2944 | -31.8948 | -6.5284 | 15.925 | 29.2904 | 33.6575 | 0 | 155.661 | 128.6177 | 130.4635 | 102.3814 | 36.7364 | 12.8664 | -60.2469 | -55.9924 | 12.2603 | 88.4667 | 128.7625 | 162.425 | 0.14547
LO5Med | New | ASHP Conversion | Residential | HVAC | 0.18622 | 0.1969 | 960.8425 | 306.0299 | Manufactured | MH New ASHP Conversion - HZ3CZ3 | 0.00044001 | 0.00099742 | 0.001708 | 0.0025811 | 0.0035628 | 0.0046709 | 0.0059898 | 0.0074327 | 0.0089477 | 0.010385 | 0.011305 | 0.012203 | 0.012965 | 0.013527 | 0.013628 | 0.013894 | 0.014107 | 0.014218 | 0.014447 | 0.014625 | 0.18164 | 35.9838 | 30.0927 | 30.9293 | 22.2317 | 5.9428 | 2.0984 | -7.942 | -8.1135 | 2.7571 | 18.8024 | 31.5848 | 36.2939 | 0 | 167.8541 | 138.6925 | 140.6828 | 112.0906 | 47.3557 | 21.1629 | -9.3053 | -9.2646 | 38.3322 | 99.7428 | 138.8486 | 175.1479 | 0.2047
LO3Slow | NR | ASHP Upgrade | Residential | HVAC | 0.007143 | 0.0038379 | 43.233 | 322.1402 | Single Family | SF HVAC Upgrade 9.5 HSPF/15.5 SEER - HZ1 | 0.00046119 | 0.0011834 | 0.0026241 | 0.0051382 | 0.0090377 | 0.01448 | 0.021385 | 0.029412 | 0.038022 | 0.046592 | 0.054548 | 0.061462 | 0.067105 | 0.07144 | 0.074577 | 0.076712 | 0.07807 | 0.078866 | 0.10081 | 0.10044 | 1.4799 | 0.42573 | 0.30014 | 0.19356 | 0.21571 | 0.38723 | 0.52663 | 3.425 | 3.2078 | 1.2062 | 0.34514 | 0.30005 | 0.52163 | 0 | 2.5209 | 1.8183 | 1.4491 | 1.4938 | 1.3664 | 1.0214 | 6.8368 | 6.2728 | 3.2303 | 1.4647 | 1.6541 | 3.0496 | 0.18344
LO3Slow | NR | ASHP Upgrade | Residential | HVAC | 0.0078568 | 0.0042952 | 47.5144 | 272.2997 | Single Family | SF HVAC Upgrade 9.5 HSPF/15.5 SEER - HZ23 | 0.00011361 | 0.00029154 | 0.00064643 | 0.0012658 | 0.0022264 | 0.0035672 | 0.0052681 | 0.0072454 | 0.0093665 | 0.011478 | 0.013438 | 0.015141 | 0.016531 | 0.017599 | 0.018372 | 0.018898 | 0.019232 | 0.019428 | 0.024833 | 0.024742 | 0.36457 | 0.4859 | 0.34256 | 0.22092 | 0.24277 | 0.41899 | 0.56855 | 3.6827 | 3.4484 | 1.2973 | 0.38072 | 0.34246 | 0.59536 | 0 | 2.8772 | 2.0752 | 1.6539 | 1.6913 | 1.4968 | 1.1068 | 7.3524 | 6.7455 | 3.4835 | 1.6365 | 1.8879 | 3.4807 | 0.21332
LO3Slow | NR | ASHP Upgrade | Residential | HVAC | 0.055159 | 0.047733 | 324.2855 | 1102.5907 | Single Family | SF HVAC Upgrade 12 HSPF/18 SEER - HZ1 | 0.0034593 | 0.0088769 | 0.019683 | 0.038541 | 0.067791 | 0.10862 | 0.16041 | 0.22061 | 0.2852 | 0.34948 | 0.40916 | 0.46102 | 0.50335 | 0.53586 | 0.55939 | 0.57541 | 0.58559 | 0.59156 | 0.75614 | 0.75336 | 11.1005 | 7.6167 | 5.3698 | 3.463 | 3.016 | 1.2871 | 1.4377 | 5.6768 | 5.1327 | 2.0985 | 2.9337 | 5.3682 | 9.3325 | 0 | 45.1019 | 32.5307 | 25.9265 | 23.3662 | 9.052 | 3.7809 | 11.6333 | 10.5851 | 7.8585 | 17.5625 | 29.5936 | 54.5616 | 0.05147
LO3Slow | NR | ASHP Upgrade | Residential | HVAC | 0.061553 | 0.054128 | 361.4165 | 1001.5616 | Single Family | SF HVAC Upgrade 12 HSPF/18 SEER - HZ23 | 0.00086418 | 0.0022176 | 0.004917 | 0.009628 | 0.016935 | 0.027134 | 0.040072 | 0.055112 | 0.071246 | 0.087305 | 0.10221 | 0.11517 | 0.12574 | 0.13387 | 0.13974 | 0.14374 | 0.14629 | 0.14778 | 0.18889 | 0.1882 | 2.773 | 8.7059 | 6.1376 | 3.9582 | 3.4299 | 1.3551 | 1.479 | 5.3449 | 4.7917 | 1.9978 | 3.2866 | 6.1358 | 10.667 | 0 | 51.5512 | 37.1824 | 29.6339 | 26.6383 | 10.0297 | 4.0235 | 11.02 | 10.0079 | 7.9551 | 19.896 | 33.8253 | 62.3636 | 0.056262
LO3Slow | NR | ASHP Upgrade | Residential | HVAC | 0.042118 | 0.017467 | 257.6475 | 8.2904 | Manufactured | MH HVAC Upgrade 9.5 HSPF/15.5 SEER - HZ1 | 0.00070984 | 0.0018061 | 0.003971 | 0.00771 | 0.013447 | 0.021363 | 0.031284 | 0.042663 | 0.054687 | 0.066449 | 0.077139 | 0.086183 | 0.093302 | 0.098492 | 0.10195 | 0.10398 | 0.10493 | 0.10511 | 0.12727 | 0.12704 | 1.9288 | 1.275 | 0.89888 | 0.5797 | 0.88666 | 2.7692 | 3.8554 | 26.1218 | 24.5176 | 9.171 | 1.9584 | 0.89861 | 1.5622 | 0 | 7.5498 | 5.4455 | 4.34 | 5.4325 | 8.4847 | 7.1946 | 52.0563 | 47.7874 | 23.9223 | 6.8528 | 4.9538 | 9.1334 | 1.8321
LO3Slow | NR | ASHP Upgrade | Residential | HVAC | 0.066086 | 0.023212 | 406.4879 | -4.7972 | Manufactured | MH HVAC Upgrade 9.5 HSPF/15.5 SEER - HZ23 | 0.00031553 | 0.00080285 | 0.0017651 | 0.0034272 | 0.0059773 | 0.0094962 | 0.013906 | 0.018964 | 0.024309 | 0.029537 | 0.034289 | 0.038309 | 0.041474 | 0.04378 | 0.045317 | 0.046221 | 0.046643 | 0.046721 | 0.056575 | 0.056469 | 0.85738 | 0.99714 | 0.70298 | 0.45336 | 1.0783 | 4.7399 | 6.6588 | 45.8019 | 43.022 | 16.0625 | 3.0107 | 0.70277 | 1.2218 | 0 | 5.9045 | 4.2587 | 3.3942 | 5.7819 | 13.6608 | 12.2407 | 91.2213 | 83.7564 | 41.4965 | 9.3035 | 3.8742 | 7.1429 | 2.9179
LO3Slow | NR | ASHP Upgrade | Residential | HVAC | 0.055159 | 0.047733 | 324.2855 | 1102.5907 | Manufactured | MH HVAC Upgrade 12 HSPF/18 SEER - HZ1 | 0.00089344 | 0.0022733 | 0.0049981 | 0.0097041 | 0.016925 | 0.026889 | 0.039375 | 0.053697 | 0.068831 | 0.083635 | 0.09709 | 0.10847 | 0.11743 | 0.12397 | 0.12832 | 0.13088 | 0.13207 | 0.13229 | 0.16019 | 0.15989 | 2.4277 | 7.6167 | 5.3698 | 3.463 | 3.016 | 1.2871 | 1.4377 | 5.6768 | 5.1327 | 2.0985 | 2.9337 | 5.3682 | 9.3325 | 0 | 45.1019 | 32.5307 | 25.9265 | 23.3662 | 9.052 | 3.7809 | 11.6333 | 10.5851 | 7.8585 | 17.5625 | 29.5936 | 54.5616 | 0.05147
LO3Slow | NR | ASHP Upgrade | Residential | HVAC | 0.061553 | 0.054128 | 361.4165 | 1001.5616 | Manufactured | MH HVAC Upgrade 12 HSPF/18 SEER - HZ23 | 0.00028055 | 0.00071383 | 0.0015694 | 0.0030472 | 0.0053146 | 0.0084433 | 0.012364 | 0.016861 | 0.021613 | 0.026262 | 0.030487 | 0.034061 | 0.036875 | 0.038926 | 0.040292 | 0.041096 | 0.041471 | 0.04154 | 0.050302 | 0.050208 | 0.76231 | 8.7059 | 6.1376 | 3.9582 | 3.4299 | 1.3551 | 1.479 | 5.3449 | 4.7917 | 1.9978 | 3.2866 | 6.1358 | 10.667 | 0 | 51.5512 | 37.1824 | 29.6339 | 26.6383 | 10.0297 | 4.0235 | 11.02 | 10.0079 | 7.9551 | 19.896 | 33.8253 | 62.3636 | 0.056262
Retro3Slow | Retro | ASHP Conversion | Residential | HVAC | 0.73389 | 0.62783 | 4345.0057 | 118.1154 | Single Family | SF HVAC Conversion - HZ1 | 0.17318 | 0.27485 | 0.54796 | 0.95588 | 1.4822 | 2.0679 | 2.6224 | 3.0487 | 3.2718 | 3.2609 | 3.0338 | 2.6465 | 2.1735 | 1.6862 | 1.2394 | 0.86563 | 0.57577 | 0.36557 | 0.22201 | 0.14998 | 29.9956 | 141.3157 | 108.0383 | 91.3619 | 33.7699 | 22.126 | 8.6615 | 47.2553 | 43.0341 | 20.8319 | 46.4467 | 107.3997 | 138.1502 | 0 | 615.6851 | 468.6824 | 420.1078 | 215.6218 | 155.5536 | 46.0343 | 108.6756 | 98.1564 | 101.1164 | 242.4579 | 453.8197 | 610.7036 | 0.39164
Retro3Slow | Retro | ASHP Conversion | Residential | HVAC | 0.49701 | 0.4564 | 3095.69 | 174.009 | Single Family | SF HVAC Conversion - HZ23 | 0.035127 | 0.055748 | 0.11115 | 0.19389 | 0.30064 | 0.41945 | 0.53192 | 0.61838 | 0.66364 | 0.66142 | 0.61536 | 0.53681 | 0.44086 | 0.34201 | 0.2514 | 0.17558 | 0.11679 | 0.07415 | 0.045032 | 0.030421 | 6.0842 | 89.0787 | 75.7789 | 65.814 | 27.6607 | 13.8209 | 7.3448 | 47.6894 | 43.3154 | 20.0905 | 31.8755 | 77.3698 | 90.5129 | 0 | 393.7513 | 316.0966 | 282.8786 | 163.9253 | 105.2084 | 37.052 | 111.1148 | 102.1696 | 106.6006 | 179.6231 | 314.9713 | 391.947 | 0.28156
Retro3Slow | Retro | ASHP Conversion | Residential | HVAC | 0.66743 | 0.5756 | 3949.3775 | 110.8536 | Manufactured | MH HVAC Conversion - HZ1 | 0.15682 | 0.24561 | 0.48588 | 0.841 | 1.2938 | 1.7911 | 2.2535 | 2.599 | 2.7667 | 2.735 | 2.5236 | 2.1831 | 1.7779 | 1.3677 | 0.99687 | 0.69036 | 0.45533 | 0.28666 | 0.17263 | 0.11564 | 23.1271 | 130.0879 | 99.4545 | 84.1031 | 30.9922 | 19.735 | 7.0773 | 37.2611 | 33.7503 | 16.9905 | 42.3927 | 98.8667 | 127.1739 | 0 | 566.7681 | 431.445 | 386.7297 | 198.1133 | 141.467 | 40.7503 | 87.6196 | 78.951 | 87.4785 | 222.2243 | 417.7631 | 562.1824 | 0.4111
Retro3Slow | Retro | ASHP Conversion | Residential | HVAC | 0.62525 | 0.58717 | 3895.362 | 114.2436 | Manufactured | MH HVAC Conversion - HZ23 | 0.060258 | 0.094379 | 0.18671 | 0.32316 | 0.49717 | 0.68823 | 0.86593 | 0.99869 | 1.0632 | 1.051 | 0.96971 | 0.83889 | 0.68317 | 0.52554 | 0.38306 | 0.26528 | 0.17496 | 0.11015 | 0.066334 | 0.044434 | 8.8869 | 115.7638 | 98.4799 | 85.5298 | 35.7072 | 16.3576 | 7.2752 | 46.1695 | 41.4353 | 20.5708 | 40.503 | 100.5473 | 117.6277 | 0 | 511.7068 | 410.7892 | 367.6202 | 212.077 | 132.3491 | 44.0314 | 112.9361 | 103.8816 | 124.3391 | 230.9755 | 409.3268 | 509.362 | 0.39829
LO3Slow | New | Advanced Power Strips | Residential | Electronics | 0.010422 | 0.010155 | 84.2322 | 53.2427 | Single Family | Load Sensing - Home AV | 0.00065832 | 0.0016496 | 0.0035939 | 0.0069706 | 0.011953 | 0.018444 | 0.026721 | 0.036345 | 0.046946 | 0.057573 | 0.065495 | 0.07324 | 0.079916 | 0.084907 | 0.086621 | 0.088155 | 0.088427 | 0.087436 | 0.086785 | 0.085637 | 1.0375 | 2.6543 | 2.1865 | 2.4186 | 2.0067 | 2.0497 | 2.0447 | 1.9346 | 2.0906 | 2.0795 | 2.3333 | 2.3055 | 2.362 | 0 | 5.8169 | 4.8664 | 5.3518 | 4.2329 | 4.6322 | 4.6807 | 4.6687 | 4.7574 | 4.1897 | 4.6463 | 4.766 | 5.1572 | 0.68378
LO3Slow | New | Advanced Power Strips | Residential | Electronics | 0.010422 | 0.010155 | 84.2322 | 53.2427 | Multifamily - Low Rise | Load Sensing - Home AV | 0.00011451 | 0.00029133 | 0.00064419 | 0.0012677 | 0.0022051 | 0.0034555 | 0.0050809 | 0.0070067 | 0.0091756 | 0.011416 | 0.01319 | 0.014973 | 0.016576 | 0.017881 | 0.018524 | 0.019149 | 0.019496 | 0.01959 | 0.019753 | 0.019815 | 0.21961 | 2.6543 | 2.1865 | 2.4186 | 2.0067 | 2.0497 | 2.0447 | 1.9346 | 2.0906 | 2.0795 | 2.3333 | 2.3055 | 2.362 | 0 | 5.8169 | 4.8664 | 5.3518 | 4.2329 | 4.6322 | 4.6807 | 4.6687 | 4.7574 | 4.1897 | 4.6463 | 4.766 | 5.1572 | 0.68378
LO3Slow | New | Advanced Power Strips | Residential | Electronics | 0.010422 | 0.010155 | 84.2322 | 53.2427 | Multifamily - High Rise | Load Sensing - Home AV | 3.4244e-05 | 8.661e-05 | 0.0001919 | 0.00037917 | 0.00066329 | 0.0010422 | 0.0015379 | 0.0021331 | 0.0028031 | 0.0034938 | 0.0040284 | 0.0045651 | 0.0050555 | 0.0054473 | 0.0056342 | 0.0058171 | 0.005918 | 0.0059236 | 0.0059397 | 0.0059342 | 0.066629 | 2.6543 | 2.1865 | 2.4186 | 2.0067 | 2.0497 | 2.0447 | 1.9346 | 2.0906 | 2.0795 | 2.3333 | 2.3055 | 2.362 | 0 | 5.8169 | 4.8664 | 5.3518 | 4.2329 | 4.6322 | 4.6807 | 4.6687 | 4.7574 | 4.1897 | 4.6463 | 4.766 | 5.1572 | 0.68378
LO3Slow | New | Advanced Power Strips | Residential | Electronics | 0.010422 | 0.010155 | 84.2322 | 53.2427 | Manufactured | Load Sensing - Home AV | 2.9558e-05 | 7.7348e-05 | 0.00017579 | 0.00035526 | 0.00063409 | 0.0010178 | 0.0015325 | 0.0021643 | 0.0028994 | 0.003686 | 0.0043445 | 0.0050292 | 0.0056762 | 0.0062343 | 0.0065715 | 0.0069073 | 0.0071533 | 0.0072996 | 0.0074731 | 0.0076058 | 0.076867 | 2.6543 | 2.1865 | 2.4186 | 2.0067 | 2.0497 | 2.0447 | 1.9346 | 2.0906 | 2.0795 | 2.3333 | 2.3055 | 2.362 | 0 | 5.8169 | 4.8664 | 5.3518 | 4.2329 | 4.6322 | 4.6807 | 4.6687 | 4.7574 | 4.1897 | 4.6463 | 4.766 | 5.1572 | 0.68378
LO3Slow | New | Advanced Power Strips | Residential | Electronics | 0.0034146 | 0.0031112 | 20.564 | 242.8956 | Single Family | PC Interaction Sensing - Home Office | 9.2727e-05 | 0.00023236 | 0.00050622 | 0.00098185 | 0.0016837 | 0.0025979 | 0.0037638 | 0.0051194 | 0.0066126 | 0.0081094 | 0.0092253 | 0.010316 | 0.011257 | 0.01196 | 0.012201 | 0.012417 | 0.012455 | 0.012316 | 0.012224 | 0.012062 | 0.14613 | 0.25942 | 0.22207 | 0.4357 | 0.56942 | 0.62198 | 0.52724 | 0.56083 | 0.5321 | 0.51398 | 0.49216 | 0.5276 | 0.57719 | 0 | 1.2621 | 1.0931 | 1.7041 | 2.3311 | 2.4816 | 2.1062 | 2.2672 | 1.9346 | 2.0069 | 1.9732 | 2.1734 | 2.4061 | 0.1871
LO3Slow | New | Advanced Power Strips | Residential | Electronics | 0.0034146 | 0.0031112 | 29.5793 | 242.8956 | Multifamily - Low Rise | PC Interaction Sensing - Home Office | 9.5501e-06 | 2.4298e-05 | 5.3726e-05 | 0.00010573 | 0.00018391 | 0.00028819 | 0.00042375 | 0.00058437 | 0.00076526 | 0.00095215 | 0.0011001 | 0.0012487 | 0.0013824 | 0.0014913 | 0.001545 | 0.001597 | 0.001626 | 0.0016338 | 0.0016475 | 0.0016526 | 0.018315 | 0.25942 | 0.22207 | 0.4357 | 0.56942 | 0.62198 | 0.52724 | 0.56083 | 0.5321 | 0.51398 | 0.49216 | 0.5276 | 0.57719 | 0 | 1.2621 | 1.0931 | 1.7041 | 2.3311 | 2.4816 | 2.1062 | 2.2672 | 1.9346 | 2.0069 | 1.9732 | 2.1734 | 2.4061 | 0.1871
LO3Slow | New | Advanced Power Strips | Residential | Electronics | 0.0034146 | 0.0031112 | 29.5793 | 242.8956 | Multifamily - High Rise | PC Interaction Sensing - Home Office | 2.856e-06 | 7.2234e-06 | 1.6005e-05 | 3.1623e-05 | 5.5319e-05 | 8.6917e-05 | 0.00012826 | 0.0001779 | 0.00023379 | 0.00029139 | 0.00033598 | 0.00038073 | 0.00042164 | 0.00045431 | 0.0004699 | 0.00048516 | 0.00049357 | 0.00049403 | 0.00049538 | 0.00049492 | 0.0055569 | 0.25942 | 0.22207 | 0.4357 | 0.56942 | 0.62198 | 0.52724 | 0.56083 | 0.5321 | 0.51398 | 0.49216 | 0.5276 | 0.57719 | 0 | 1.2621 | 1.0931 | 1.7041 | 2.3311 | 2.4816 | 2.1062 | 2.2672 | 1.9346 | 2.0069 | 1.9732 | 2.1734 | 2.4061 | 0.1871
LO3Slow | New | Advanced Power Strips | Residential | Electronics | 0.0034146 | 0.0031112 | 29.5793 | 242.8956 | Manufactured | PC Interaction Sensing - Home Office | 2.827e-06 | 7.3979e-06 | 1.6814e-05 | 3.3979e-05 | 6.0647e-05 | 9.7346e-05 | 0.00014658 | 0.000207 | 0.00027731 | 0.00035254 | 0.00041553 | 0.00048102 | 0.0005429 | 0.00059628 | 0.00062853 | 0.00066064 | 0.00068417 | 0.00069816 | 0.00071476 | 0.00072746 | 0.0073519 | 0.25942 | 0.22207 | 0.4357 | 0.56942 | 0.62198 | 0.52724 | 0.56083 | 0.5321 | 0.51398 | 0.49216 | 0.5276 | 0.57719 | 0 | 1.2621 | 1.0931 | 1.7041 | 2.3311 | 2.4816 | 2.1062 | 2.2672 | 1.9346 | 2.0069 | 1.9732 | 2.1734 | 2.4061 | 0.1871
LO3Slow | New | Advanced Power Strips | Residential | Electronics | 0.0046577 | 0.0042438 | 40.3483 | 290.9509 | Single Family | Load or Occupancy / Motion Sensing - Home Office | 0.00012649 | 0.00031695 | 0.00069053 | 0.0013393 | 0.0022967 | 0.0035437 | 0.0051341 | 0.0069833 | 0.0090201 | 0.011062 | 0.012584 | 0.014072 | 0.015355 | 0.016314 | 0.016643 | 0.016938 | 0.01699 | 0.0168 | 0.016675 | 0.016454 | 0.19934 | 0.35386 | 0.30291 | 0.59433 | 0.77673 | 0.84842 | 0.7192 | 0.76502 | 0.72583 | 0.7011 | 0.67134 | 0.71969 | 0.78734 | 0 | 1.7216 | 1.491 | 2.3245 | 3.1798 | 3.3851 | 2.8731 | 3.0926 | 2.639 | 2.7375 | 2.6916 | 2.9647 | 3.2821 | 0.15818
LO3Slow | New | Advanced Power Strips | Residential | Electronics | 0.0046577 | 0.0042438 | 40.3483 | 290.9509 | Multifamily - Low Rise | Load or Occupancy / Motion Sensing - Home Office | 1.3027e-05 | 3.3144e-05 | 7.3287e-05 | 0.00014422 | 0.00025086 | 0.00039311 | 0.00057803 | 0.00079713 | 0.0010439 | 0.0012988 | 0.0015006 | 0.0017034 | 0.0018857 | 0.0020343 | 0.0021074 | 0.0021785 | 0.002218 | 0.0022286 | 0.0022473 | 0.0022543 | 0.024984 | 0.35386 | 0.30291 | 0.59433 | 0.77673 | 0.84842 | 0.7192 | 0.76502 | 0.72583 | 0.7011 | 0.67134 | 0.71969 | 0.78734 | 0 | 1.7216 | 1.491 | 2.3245 | 3.1798 | 3.3851 | 2.8731 | 3.0926 | 2.639 | 2.7375 | 2.6916 | 2.9647 | 3.2821 | 0.15818
LO3Slow | New | Advanced Power Strips | Residential | Electronics | 0.0046577 | 0.0042438 | 40.3483 | 290.9509 | Multifamily - High Rise | Load or Occupancy / Motion Sensing - Home Office | 3.8958e-06 | 9.8532e-06 | 2.1832e-05 | 4.3137e-05 | 7.5459e-05 | 0.00011856 | 0.00017496 | 0.00024268 | 0.0003189 | 0.00039748 | 0.0004583 | 0.00051935 | 0.00057514 | 0.00061971 | 0.00064098 | 0.00066179 | 0.00067327 | 0.0006739 | 0.00067574 | 0.00067511 | 0.00758 | 0.35386 | 0.30291 | 0.59433 | 0.77673 | 0.84842 | 0.7192 | 0.76502 | 0.72583 | 0.7011 | 0.67134 | 0.71969 | 0.78734 | 0 | 1.7216 | 1.491 | 2.3245 | 3.1798 | 3.3851 | 2.8731 | 3.0926 | 2.639 | 2.7375 | 2.6916 | 2.9647 | 3.2821 | 0.15818
LO3Slow | New | Advanced Power Strips | Residential | Electronics | 0.0046577 | 0.0042438 | 40.3483 | 290.9509 | Manufactured | Load or Occupancy / Motion Sensing - Home Office | 3.8563e-06 | 1.0091e-05 | 2.2935e-05 | 4.6349e-05 | 8.2728e-05 | 0.00013279 | 0.00019994 | 0.00028237 | 0.00037827 | 0.0004809 | 0.00056681 | 0.00065614 | 0.00074055 | 0.00081337 | 0.00085736 | 0.00090116 | 0.00093326 | 0.00095235 | 0.00097499 | 0.0009923 | 0.010029 | 0.35386 | 0.30291 | 0.59433 | 0.77673 | 0.84842 | 0.7192 | 0.76502 | 0.72583 | 0.7011 | 0.67134 | 0.71969 | 0.78734 | 0 | 1.7216 | 1.491 | 2.3245 | 3.1798 | 3.3851 | 2.8731 | 3.0926 | 2.639 | 2.7375 | 2.6916 | 2.9647 | 3.2821 | 0.15818
LO3Slow | New | Advanced Power Strips | Residential | Electronics | 0.0025444 | 0.0024792 | 20.564 | 468.1289 | Single Family | Engagement Sensing - Home AV | 0.00016072 | 0.00040272 | 0.0008774 | 0.0017018 | 0.0029182 | 0.0045027 | 0.0065235 | 0.0088731 | 0.011461 | 0.014055 | 0.01599 | 0.01788 | 0.01951 | 0.020729 | 0.021147 | 0.021522 | 0.021588 | 0.021346 | 0.021187 | 0.020907 | 0.25328 | 0.64801 | 0.53381 | 0.59047 | 0.48991 | 0.50039 | 0.49917 | 0.4723 | 0.51039 | 0.50769 | 0.56963 | 0.56285 | 0.57663 | 0 | 1.4201 | 1.1881 | 1.3066 | 1.0334 | 1.1309 | 1.1427 | 1.1398 | 1.1614 | 1.0229 | 1.1343 | 1.1635 | 1.259 | 0.10404
LO3Slow | New | Advanced Power Strips | Residential | Electronics | 0.0025444 | 0.0024792 | 20.564 | 468.1289 | Multifamily - Low Rise | Engagement Sensing - Home AV | 2.7955e-05 | 7.1125e-05 | 0.00015727 | 0.00030949 | 0.00053833 | 0.0008436 | 0.0012404 | 0.0017106 | 0.0022401 | 0.0027871 | 0.0032202 | 0.0036553 | 0.0040467 | 0.0043655 | 0.0045224 | 0.0046749 | 0.0047597 | 0.0047825 | 0.0048225 | 0.0048376 | 0.053613 | 0.64801 | 0.53381 | 0.59047 | 0.48991 | 0.50039 | 0.49917 | 0.4723 | 0.51039 | 0.50769 | 0.56963 | 0.56285 | 0.57663 | 0 | 1.4201 | 1.1881 | 1.3066 | 1.0334 | 1.1309 | 1.1427 | 1.1398 | 1.1614 | 1.0229 | 1.1343 | 1.1635 | 1.259 | 0.10404
LO3Slow | New | Advanced Power Strips | Residential | Electronics | 0.0025444 | 0.0024792 | 20.564 | 468.1289 | Multifamily - High Rise | Engagement Sensing - Home AV | 8.3602e-06 | 2.1144e-05 | 4.685e-05 | 9.2569e-05 | 0.00016193 | 0.00025442 | 0.00037545 | 0.00052077 | 0.00068434 | 0.00085296 | 0.00098348 | 0.0011145 | 0.0012342 | 0.0013299 | 0.0013755 | 0.0014202 | 0.0014448 | 0.0014461 | 0.0014501 | 0.0014487 | 0.016266 | 0.64801 | 0.53381 | 0.59047 | 0.48991 | 0.50039 | 0.49917 | 0.4723 | 0.51039 | 0.50769 | 0.56963 | 0.56285 | 0.57663 | 0 | 1.4201 | 1.1881 | 1.3066 | 1.0334 | 1.1309 | 1.1427 | 1.1398 | 1.1614 | 1.0229 | 1.1343 | 1.1635 | 1.259 | 0.10404
LO3Slow | New | Advanced Power Strips | Residential | Electronics | 0.0025444 | 0.0024792 | 20.564 | 468.1289 | Manufactured | Engagement Sensing - Home AV | 7.216e-06 | 1.8883e-05 | 4.2917e-05 | 8.6731e-05 | 0.0001548 | 0.00024848 | 0.00037414 | 0.00052838 | 0.00070784 | 0.00089988 | 0.0010606 | 0.0012278 | 0.0013858 | 0.001522 | 0.0016043 | 0.0016863 | 0.0017464 | 0.0017821 | 0.0018244 | 0.0018568 | 0.018766 | 0.64801 | 0.53381 | 0.59047 | 0.48991 | 0.50039 | 0.49917 | 0.4723 | 0.51039 | 0.50769 | 0.56963 | 0.56285 | 0.57663 | 0 | 1.4201 | 1.1881 | 1.3066 | 1.0334 | 1.1309 | 1.1427 | 1.1398 | 1.1614 | 1.0229 | 1.1343 | 1.1635 | 1.259 | 0.10404
Retro3Slow | Retro | Advanced Power Strips | Residential | Electronics | 0.010422 | 0.010155 | 84.2322 | 53.2427 | Single Family | Load Sensing - Home AV | 0.055957 | 0.088789 | 0.17711 | 0.30913 | 0.47959 | 0.66944 | 0.84927 | 0.98767 | 1.0602 | 1.0569 | 0.98327 | 0.85756 | 0.70409 | 0.54606 | 0.40126 | 0.28013 | 0.18629 | 0.11826 | 0.071809 | 0.048506 | 9.7013 | 2.6543 | 2.1865 | 2.4186 | 2.0067 | 2.0497 | 2.0447 | 1.9346 | 2.0906 | 2.0795 | 2.3333 | 2.3055 | 2.362 | 0 | 5.8169 | 4.8664 | 5.3518 | 4.2329 | 4.6322 | 4.6807 | 4.6687 | 4.7574 | 4.1897 | 4.6463 | 4.766 | 5.1572 | 0.68378
Retro3Slow | Retro | Advanced Power Strips | Residential | Electronics | 0.010422 | 0.010155 | 84.2322 | 53.2427 | Multifamily - Low Rise | Load Sensing - Home AV | 0.0053517 | 0.0085723 | 0.0171 | 0.029846 | 0.046302 | 0.064607 | 0.081914 | 0.095204 | 0.10213 | 0.10172 | 0.094566 | 0.082402 | 0.067607 | 0.052402 | 0.038489 | 0.02686 | 0.017857 | 0.011334 | 0.0068815 | 0.0046482 | 0.92964 | 2.6543 | 2.1865 | 2.4186 | 2.0067 | 2.0497 | 2.0447 | 1.9346 | 2.0906 | 2.0795 | 2.3333 | 2.3055 | 2.362 | 0 | 5.8169 | 4.8664 | 5.3518 | 4.2329 | 4.6322 | 4.6807 | 4.6687 | 4.7574 | 4.1897 | 4.6463 | 4.766 | 5.1572 | 0.68378
Retro3Slow | Retro | Advanced Power Strips | Residential | Electronics | 0.010422 | 0.010155 | 84.2322 | 53.2427 | Multifamily - High Rise | Load Sensing - Home AV | 0.0016261 | 0.0026039 | 0.0051936 | 0.0090653 | 0.014065 | 0.019627 | 0.024886 | 0.028926 | 0.031032 | 0.030911 | 0.028736 | 0.025039 | 0.020543 | 0.015923 | 0.011695 | 0.0081615 | 0.0054259 | 0.0034438 | 0.0020909 | 0.0014123 | 0.28246 | 2.6543 | 2.1865 | 2.4186 | 2.0067 | 2.0497 | 2.0447 | 1.9346 | 2.0906 | 2.0795 | 2.3333 | 2.3055 | 2.362 | 0 | 5.8169 | 4.8664 | 5.3518 | 4.2329 | 4.6322 | 4.6807 | 4.6687 | 4.7574 | 4.1897 | 4.6463 | 4.766 | 5.1572 | 0.68378
Retro3Slow | Retro | Advanced Power Strips | Residential | Electronics | 0.010422 | 0.010155 | 84.2322 | 53.2427 | Manufactured | Load Sensing - Home AV | 0.0042269 | 0.0066196 | 0.0131 | 0.022682 | 0.03491 | 0.048344 | 0.060848 | 0.070203 | 0.074759 | 0.07392 | 0.068214 | 0.059007 | 0.048047 | 0.036953 | 0.026927 | 0.018641 | 0.012292 | 0.0077378 | 0.0046592 | 0.0031209 | 0.62418 | 2.6543 | 2.1865 | 2.4186 | 2.0067 | 2.0497 | 2.0447 | 1.9346 | 2.0906 | 2.0795 | 2.3333 | 2.3055 | 2.362 | 0 | 5.8169 | 4.8664 | 5.3518 | 4.2329 | 4.6322 | 4.6807 | 4.6687 | 4.7574 | 4.1897 | 4.6463 | 4.766 | 5.1572 | 0.68378
Retro3Slow | Retro | Advanced Power Strips | Residential | Electronics | 0.0034146 | 0.0031112 | 29.5793 | 242.8956 | Single Family | PC Interaction Sensing - Home Office | 0.0078818 | 0.012506 | 0.024947 | 0.043543 | 0.067553 | 0.094294 | 0.11962 | 0.13912 | 0.14934 | 0.14886 | 0.1385 | 0.12079 | 0.099176 | 0.076916 | 0.05652 | 0.039459 | 0.026239 | 0.016657 | 0.010115 | 0.0068324 | 1.3665 | 0.25942 | 0.22207 | 0.4357 | 0.56942 | 0.62198 | 0.52724 | 0.56083 | 0.5321 | 0.51398 | 0.49216 | 0.5276 | 0.57719 | 0 | 1.2621 | 1.0931 | 1.7041 | 2.3311 | 2.4816 | 2.1062 | 2.2672 | 1.9346 | 2.0069 | 1.9732 | 2.1734 | 2.4061 | 0.1871
Retro3Slow | Retro | Advanced Power Strips | Residential | Electronics | 0.0034146 | 0.0031112 | 29.5793 | 242.8956 | Multifamily - Low Rise | PC Interaction Sensing - Home Office | 0.00044633 | 0.00071494 | 0.0014262 | 0.0024892 | 0.0038616 | 0.0053883 | 0.0068317 | 0.0079401 | 0.0085174 | 0.0084839 | 0.0078869 | 0.0068725 | 0.0056385 | 0.0043704 | 0.00321 | 0.0022401 | 0.0014893 | 0.00094526 | 0.00057393 | 0.00038767 | 0.077533 | 0.25942 | 0.22207 | 0.4357 | 0.56942 | 0.62198 | 0.52724 | 0.56083 | 0.5321 | 0.51398 | 0.49216 | 0.5276 | 0.57719 | 0 | 1.2621 | 1.0931 | 1.7041 | 2.3311 | 2.4816 | 2.1062 | 2.2672 | 1.9346 | 2.0069 | 1.9732 | 2.1734 | 2.4061 | 0.1871
Retro3Slow | Retro | Advanced Power Strips | Residential | Electronics | 0.0034146 | 0.0031112 | 29.5793 | 242.8956 | Multifamily - High Rise | PC Interaction Sensing - Home Office | 0.00013562 | 0.00021717 | 0.00043315 | 0.00075606 | 0.001173 | 0.001637 | 0.0020756 | 0.0024125 | 0.0025881 | 0.002578 | 0.0023966 | 0.0020883 | 0.0017133 | 0.001328 | 0.00097538 | 0.00068068 | 0.00045253 | 0.00028722 | 0.00017439 | 0.00011779 | 0.023558 | 0.25942 | 0.22207 | 0.4357 | 0.56942 | 0.62198 | 0.52724 | 0.56083 | 0.5321 | 0.51398 | 0.49216 | 0.5276 | 0.57719 | 0 | 1.2621 | 1.0931 | 1.7041 | 2.3311 | 2.4816 | 2.1062 | 2.2672 | 1.9346 | 2.0069 | 1.9732 | 2.1734 | 2.4061 | 0.1871
Retro3Slow | Retro | Advanced Power Strips | Residential | Electronics | 0.0034146 | 0.0031112 | 29.5793 | 242.8956 | Manufactured | PC Interaction Sensing - Home Office | 0.00040428 | 0.00063312 | 0.0012529 | 0.0021694 | 0.0033389 | 0.0046238 | 0.0058198 | 0.0067145 | 0.0071503 | 0.00707 | 0.0065243 | 0.0056437 | 0.0045954 | 0.0035343 | 0.0025754 | 0.0017829 | 0.0011757 | 0.00074007 | 0.00044563 | 0.0002985 | 0.059699 | 0.25942 | 0.22207 | 0.4357 | 0.56942 | 0.62198 | 0.52724 | 0.56083 | 0.5321 | 0.51398 | 0.49216 | 0.5276 | 0.57719 | 0 | 1.2621 | 1.0931 | 1.7041 | 2.3311 | 2.4816 | 2.1062 | 2.2672 | 1.9346 | 2.0069 | 1.9732 | 2.1734 | 2.4061 | 0.1871
Retro3Slow | Retro | Advanced Power Strips | Residential | Electronics | 0.0046577 | 0.0042438 | 40.3483 | 290.9509 | Single Family | Load or Occupancy / Motion Sensing - Home Office | 0.010751 | 0.01706 | 0.03403 | 0.059396 | 0.092147 | 0.12862 | 0.16318 | 0.18977 | 0.20371 | 0.20306 | 0.18892 | 0.16477 | 0.13528 | 0.10492 | 0.077097 | 0.053824 | 0.035792 | 0.022721 | 0.013797 | 0.0093199 | 1.864 | 0.35386 | 0.30291 | 0.59433 | 0.77673 | 0.84842 | 0.7192 | 0.76502 | 0.72583 | 0.7011 | 0.67134 | 0.71969 | 0.78734 | 0 | 1.7216 | 1.491 | 2.3245 | 3.1798 | 3.3851 | 2.8731 | 3.0926 | 2.639 | 2.7375 | 2.6916 | 2.9647 | 3.2821 | 0.15818
Retro3Slow | Retro | Advanced Power Strips | Residential | Electronics | 0.0046577 | 0.0042438 | 40.3483 | 290.9509 | Multifamily - Low Rise | Load or Occupancy / Motion Sensing - Home Office | 0.00060883 | 0.00097524 | 0.0019454 | 0.0033955 | 0.0052676 | 0.0073501 | 0.009319 | 0.010831 | 0.011618 | 0.011573 | 0.010758 | 0.0093746 | 0.0076914 | 0.0059616 | 0.0043787 | 0.0030557 | 0.0020315 | 0.0012894 | 0.00078288 | 0.00052881 | 0.10576 | 0.35386 | 0.30291 | 0.59433 | 0.77673 | 0.84842 | 0.7192 | 0.76502 | 0.72583 | 0.7011 | 0.67134 | 0.71969 | 0.78734 | 0 | 1.7216 | 1.491 | 2.3245 | 3.1798 | 3.3851 | 2.8731 | 3.0926 | 2.639 | 2.7375 | 2.6916 | 2.9647 | 3.2821 | 0.15818
Retro3Slow | Retro | Advanced Power Strips | Residential | Electronics | 0.0046577 | 0.0042438 | 40.3483 | 290.9509 | Multifamily - High Rise | Load or Occupancy / Motion Sensing - Home Office | 0.000185 | 0.00029623 | 0.00059085 | 0.0010313 | 0.0016001 | 0.0022329 | 0.0028312 | 0.0032908 | 0.0035304 | 0.0035166 | 0.0032692 | 0.0028486 | 0.0023371 | 0.0018115 | 0.0013305 | 0.00092849 | 0.00061728 | 0.00039179 | 0.00023788 | 0.00016067 | 0.032135 | 0.35386 | 0.30291 | 0.59433 | 0.77673 | 0.84842 | 0.7192 | 0.76502 | 0.72583 | 0.7011 | 0.67134 | 0.71969 | 0.78734 | 0 | 1.7216 | 1.491 | 2.3245 | 3.1798 | 3.3851 | 2.8731 | 3.0926 | 2.639 | 2.7375 | 2.6916 | 2.9647 | 3.2821 | 0.15818
Retro3Slow | Retro | Advanced Power Strips | Residential | Electronics | 0.0046577 | 0.0042438 | 40.3483 | 290.9509 | Manufactured | Load or Occupancy / Motion Sensing - Home Office | 0.00055147 | 0.00086363 | 0.001709 | 0.0029593 | 0.0045545 | 0.0063073 | 0.0079386 | 0.0091591 | 0.0097535 | 0.0096441 | 0.0088996 | 0.0076984 | 0.0062685 | 0.0048211 | 0.0035131 | 0.0024321 | 0.0016037 | 0.0010095 | 0.00060787 | 0.00040717 | 0.081434 | 0.35386 | 0.30291 | 0.59433 | 0.77673 | 0.84842 | 0.7192 | 0.76502 | 0.72583 | 0.7011 | 0.67134 | 0.71969 | 0.78734 | 0 | 1.7216 | 1.491 | 2.3245 | 3.1798 | 3.3851 | 2.8731 | 3.0926 | 2.639 | 2.7375 | 2.6916 | 2.9647 | 3.2821 | 0.15818
Retro3Slow | Retro | Advanced Power Strips | Residential | Electronics | 0.0025444 | 0.0024792 | 20.564 | 468.1289 | Single Family | Engagement Sensing - Home AV | 0.013661 | 0.021677 | 0.043239 | 0.075469 | 0.11708 | 0.16343 | 0.20733 | 0.24112 | 0.25884 | 0.25801 | 0.24005 | 0.20936 | 0.17189 | 0.13331 | 0.097961 | 0.06839 | 0.045479 | 0.02887 | 0.017531 | 0.011842 | 2.3684 | 0.64801 | 0.53381 | 0.59047 | 0.48991 | 0.50039 | 0.49917 | 0.4723 | 0.51039 | 0.50769 | 0.56963 | 0.56285 | 0.57663 | 0 | 1.4201 | 1.1881 | 1.3066 | 1.0334 | 1.1309 | 1.1427 | 1.1398 | 1.1614 | 1.0229 | 1.1343 | 1.1635 | 1.259 | 0.10404
Retro3Slow | Retro | Advanced Power Strips | Residential | Electronics | 0.0025444 | 0.0024792 | 20.564 | 468.1289 | Multifamily - Low Rise | Engagement Sensing - Home AV | 0.0013065 | 0.0020928 | 0.0041747 | 0.0072865 | 0.011304 | 0.015773 | 0.019998 | 0.023243 | 0.024932 | 0.024834 | 0.023087 | 0.020117 | 0.016505 | 0.012793 | 0.0093964 | 0.0065574 | 0.0043595 | 0.002767 | 0.00168 | 0.0011348 | 0.22696 | 0.64801 | 0.53381 | 0.59047 | 0.48991 | 0.50039 | 0.49917 | 0.4723 | 0.51039 | 0.50769 | 0.56963 | 0.56285 | 0.57663 | 0 | 1.4201 | 1.1881 | 1.3066 | 1.0334 | 1.1309 | 1.1427 | 1.1398 | 1.1614 | 1.0229 | 1.1343 | 1.1635 | 1.259 | 0.10404
Retro3Slow | Retro | Advanced Power Strips | Residential | Electronics | 0.0025444 | 0.0024792 | 20.564 | 468.1289 | Multifamily - High Rise | Engagement Sensing - Home AV | 0.00039699 | 0.00063569 | 0.0012679 | 0.0022131 | 0.0034336 | 0.0047917 | 0.0060756 | 0.0070619 | 0.0075759 | 0.0075464 | 0.0070155 | 0.0061129 | 0.0050153 | 0.0038873 | 0.0028552 | 0.0019925 | 0.0013246 | 0.00084075 | 0.00051047 | 0.0003448 | 0.068959 | 0.64801 | 0.53381 | 0.59047 | 0.48991 | 0.50039 | 0.49917 | 0.4723 | 0.51039 | 0.50769 | 0.56963 | 0.56285 | 0.57663 | 0 | 1.4201 | 1.1881 | 1.3066 | 1.0334 | 1.1309 | 1.1427 | 1.1398 | 1.1614 | 1.0229 | 1.1343 | 1.1635 | 1.259 | 0.10404
Retro3Slow | Retro | Advanced Power Strips | Residential | Electronics | 0.0025444 | 0.0024792 | 20.564 | 468.1289 | Manufactured | Engagement Sensing - Home AV | 0.0010319 | 0.0016161 | 0.003198 | 0.0055375 | 0.0085226 | 0.011802 | 0.014855 | 0.017139 | 0.018251 | 0.018046 | 0.016653 | 0.014406 | 0.01173 | 0.0090214 | 0.0065738 | 0.004551 | 0.003001 | 0.001889 | 0.0011375 | 0.00076192 | 0.15238 | 0.64801 | 0.53381 | 0.59047 | 0.48991 | 0.50039 | 0.49917 | 0.4723 | 0.51039 | 0.50769 | 0.56963 | 0.56285 | 0.57663 | 0 | 1.4201 | 1.1881 | 1.3066 | 1.0334 | 1.1309 | 1.1427 | 1.1398 | 1.1614 | 1.0229 | 1.1343 | 1.1635 | 1.259 | 0.10404
LO12Med | New | Aerator | Residential | Water Heating | 0.0049267 | 0.0035436 | 43.2925 | -162.7915 | Single Family | Bathroom_SF_ERWH | 0.00065895 | 0.001284 | 0.0018882 | 0.002488 | 0.0030251 | 0.0034299 | 0.0037668 | 0.0040402 | 0.0042856 | 0.0044852 | 0.0045081 | 0.0045906 | 0.0046783 | 0.0047387 | 0.0046833 | 0.0046726 | 0.0045953 | 0.0044879 | 0.0044213 | 0.0043395 | 0.075067 | 0.87546 | 0.78306 | 0.86642 | 0.8039 | 0.74997 | 0.70133 | 0.62856 | 0.59926 | 0.6281 | 0.68417 | 0.73953 | 0.8177 | 0 | 3.3897 | 2.9555 | 3.2058 | 2.9276 | 2.8681 | 2.6889 | 2.5109 | 2.4091 | 2.4217 | 2.682 | 2.9555 | 3.4003 | 47.9803
LO12Med | New | Aerator | Residential | Water Heating | 0.0067343 | 0.0048437 | 59.1762 | -163.8842 | Multifamily - Low Rise | Bathroom_MF_ERWH | 0.00085581 | 0.0016932 | 0.002527 | 0.0033786 | 0.0041668 | 0.004798 | 0.0053479 | 0.0058156 | 0.0062542 | 0.0066408 | 0.006779 | 0.007007 | 0.0072451 | 0.0074514 | 0.007478 | 0.0075783 | 0.007565 | 0.0075076 | 0.0075139 | 0.0074971 | 0.1151 | 1.1967 | 1.0704 | 1.1843 | 1.0988 | 1.0251 | 0.95865 | 0.85917 | 0.81913 | 0.85854 | 0.93519 | 1.0109 | 1.1177 | 0 | 4.6333 | 4.0398 | 4.382 | 4.0017 | 3.9204 | 3.6754 | 3.4321 | 3.293 | 3.3102 | 3.666 | 4.0398 | 4.6478 | 65.5838
LO12Med | New | Aerator | Residential | Water Heating | 0.0067343 | 0.0048437 | 59.1762 | -163.8842 | Multifamily - High Rise | Bathroom_MF_ERWH | 0.00024214 | 0.00047623 | 0.00071221 | 0.00095605 | 0.0011858 | 0.001369 | 0.0015315 | 0.001675 | 0.0018077 | 0.0019228 | 0.0019588 | 0.0020213 | 0.0020906 | 0.0021476 | 0.0021518 | 0.0021781 | 0.0021725 | 0.0021478 | 0.0021376 | 0.0021242 | 0.033009 | 1.1967 | 1.0704 | 1.1843 | 1.0988 | 1.0251 | 0.95865 | 0.85917 | 0.81913 | 0.85854 | 0.93519 | 1.0109 | 1.1177 | 0 | 4.6333 | 4.0398 | 4.382 | 4.0017 | 3.9204 | 3.6754 | 3.4321 | 3.293 | 3.3102 | 3.666 | 4.0398 | 4.6478 | 65.5838
LO12Med | New | Aerator | Residential | Water Heating | 0.0056544 | 0.004067 | 49.6871 | -163.3154 | Manufactured | Bathroom_MH_ERWH | 0.00015376 | 0.0003129 | 0.00048 | 0.00065902 | 0.00083403 | 0.00098369 | 0.0011228 | 0.0012504 | 0.0013756 | 0.0014924 | 0.0015542 | 0.0016383 | 0.001727 | 0.0018083 | 0.0018465 | 0.0019028 | 0.001932 | 0.0019472 | 0.0019787 | 0.002003 | 0.027002 | 1.0048 | 0.89872 | 0.9944 | 0.92265 | 0.86074 | 0.80493 | 0.7214 | 0.68778 | 0.72087 | 0.78523 | 0.84877 | 0.93848 | 0 | 3.8904 | 3.392 | 3.6794 | 3.36 | 3.2918 | 3.0861 | 2.8818 | 2.765 | 2.7794 | 3.0781 | 3.392 | 3.9025 | 55.0673
LO12Med | New | Aerator | Residential | Water Heating | 0.002865 | 0.0025332 | 26.8843 | -249.0627 | Single Family | Bathroom_SF_HPWH | 0.0023188 | 0.0045184 | 0.0066443 | 0.0087553 | 0.010645 | 0.01207 | 0.013255 | 0.014217 | 0.015081 | 0.015783 | 0.015864 | 0.016154 | 0.016463 | 0.016675 | 0.01648 | 0.016443 | 0.016171 | 0.015793 | 0.015558 | 0.01527 | 0.26416 | 0.62253 | 0.53957 | 0.60085 | 0.47258 | 0.40922 | 0.34948 | 0.32043 | 0.30339 | 0.32407 | 0.37294 | 0.42333 | 0.61124 | 0 | 2.4958 | 2.2092 | 2.3019 | 1.944 | 1.6396 | 1.3677 | 1.2784 | 1.2314 | 1.2672 | 1.554 | 1.8218 | 2.4237 | 43.2737
LO12Med | New | Aerator | Residential | Water Heating | 0.0039161 | 0.0034627 | 36.7479 | -250.8224 | Multifamily - Low Rise | Bathroom_MF_HPWH | 0.00017715 | 0.00035049 | 0.00052308 | 0.00069936 | 0.00086252 | 0.00099317 | 0.001107 | 0.0012038 | 0.0012946 | 0.0013746 | 0.0014032 | 0.0014504 | 0.0014997 | 0.0015424 | 0.0015479 | 0.0015687 | 0.0015659 | 0.001554 | 0.0015554 | 0.0015519 | 0.023825 | 0.85093 | 0.73754 | 0.82129 | 0.64597 | 0.55936 | 0.4777 | 0.438 | 0.4147 | 0.44296 | 0.50977 | 0.57865 | 0.8355 | 0 | 3.4115 | 3.0197 | 3.1465 | 2.6573 | 2.2411 | 1.8694 | 1.7474 | 1.6832 | 1.7321 | 2.1242 | 2.4902 | 3.3129 | 59.1504
LO12Med | New | Aerator | Residential | Water Heating | 0.0039161 | 0.0034627 | 36.7479 | -250.8224 | Multifamily - High Rise | Bathroom_MF_HPWH | 5.0122e-05 | 9.8578e-05 | 0.00014743 | 0.0001979 | 0.00024546 | 0.00028339 | 0.00031701 | 0.00034673 | 0.00037418 | 0.000398 | 0.00040546 | 0.00041839 | 0.00043275 | 0.00044455 | 0.00044543 | 0.00045086 | 0.0004497 | 0.00044458 | 0.00044248 | 0.0004397 | 0.0068327 | 0.85093 | 0.73754 | 0.82129 | 0.64597 | 0.55936 | 0.4777 | 0.438 | 0.4147 | 0.44296 | 0.50977 | 0.57865 | 0.8355 | 0 | 3.4115 | 3.0197 | 3.1465 | 2.6573 | 2.2411 | 1.8694 | 1.7474 | 1.6832 | 1.7321 | 2.1242 | 2.4902 | 3.3129 | 59.1504
LO12Med | New | Aerator | Residential | Water Heating | 0.0032882 | 0.0029074 | 30.8553 | -249.9064 | Manufactured | Bathroom_MH_HPWH | 0.00028646 | 0.00058293 | 0.00089422 | 0.0012277 | 0.0015538 | 0.0018326 | 0.0020917 | 0.0023294 | 0.0025627 | 0.0027803 | 0.0028954 | 0.003052 | 0.0032173 | 0.0033688 | 0.00344 | 0.0035448 | 0.0035993 | 0.0036276 | 0.0036862 | 0.0037316 | 0.050305 | 0.71448 | 0.61927 | 0.6896 | 0.54239 | 0.46967 | 0.4011 | 0.36777 | 0.34821 | 0.37193 | 0.42803 | 0.48586 | 0.70153 | 0 | 2.8645 | 2.5355 | 2.6419 | 2.2312 | 1.8818 | 1.5697 | 1.4672 | 1.4133 | 1.4544 | 1.7836 | 2.0909 | 2.7817 | 49.6655
LO12Med | New | Aerator | Residential | Water Heating | 0.0077679 | 0.0089313 | 72.2217 | -137.3184 | Single Family | Kitchen_SF_ERWH | 0.0004651 | 0.00090629 | 0.0013327 | 0.0017561 | 0.0021352 | 0.0024209 | 0.0026587 | 0.0028517 | 0.0030249 | 0.0031658 | 0.0031819 | 0.0032401 | 0.003302 | 0.0033447 | 0.0033055 | 0.003298 | 0.0032435 | 0.0031676 | 0.0031206 | 0.0030629 | 0.052984 | 1.8008 | 1.4452 | 1.544 | 1.379 | 1.4815 | 1.3174 | 1.6788 | 1.6513 | 1.4692 | 1.6379 | 1.6561 | 1.9035 | 0 | 4.6403 | 4.0871 | 4.689 | 3.9786 | 4.0396 | 4.135 | 4.6481 | 4.7268 | 4.0572 | 4.348 | 4.6226 | 5.2849 | 51.895
LO12Med | New | Aerator | Residential | Water Heating | 0.0058815 | 0.0067624 | 54.6828 | -136.2632 | Multifamily - Low Rise | Kitchen_MF_ERWH | 0.00060405 | 0.0011951 | 0.0017836 | 0.0023847 | 0.002941 | 0.0033865 | 0.0037747 | 0.0041048 | 0.0044144 | 0.0046872 | 0.0047847 | 0.0049457 | 0.0051138 | 0.0052594 | 0.0052781 | 0.0053489 | 0.0053395 | 0.005299 | 0.0053035 | 0.0052916 | 0.08124 | 1.3635 | 1.0942 | 1.169 | 1.0441 | 1.1217 | 0.9975 | 1.2711 | 1.2503 | 1.1124 | 1.2401 | 1.2539 | 1.4413 | 0 | 3.5134 | 3.0946 | 3.5502 | 3.0124 | 3.0586 | 3.1308 | 3.5193 | 3.5789 | 3.072 | 3.2921 | 3.5 | 4.0015 | 39.2924
LO12Med | New | Aerator | Residential | Water Heating | 0.0058815 | 0.0067624 | 54.6828 | -136.2632 | Multifamily - High Rise | Kitchen_MF_ERWH | 0.00017091 | 0.00033613 | 0.00050269 | 0.0006748 | 0.00083697 | 0.0009663 | 0.0010809 | 0.0011823 | 0.0012759 | 0.0013571 | 0.0013825 | 0.0014266 | 0.0014756 | 0.0015158 | 0.0015188 | 0.0015373 | 0.0015334 | 0.0015159 | 0.0015088 | 0.0014993 | 0.023298 | 1.3635 | 1.0942 | 1.169 | 1.0441 | 1.1217 | 0.9975 | 1.2711 | 1.2503 | 1.1124 | 1.2401 | 1.2539 | 1.4413 | 0 | 3.5134 | 3.0946 | 3.5502 | 3.0124 | 3.0586 | 3.1308 | 3.5193 | 3.5789 | 3.072 | 3.2921 | 3.5 | 4.0015 | 39.2924
LO12Med | New | Aerator | Residential | Water Heating | 0.0079486 | 0.009139 | 73.9015 | -137.3932 | Manufactured | Kitchen_MH_ERWH | 0.00010853 | 0.00022085 | 0.00033879 | 0.00046515 | 0.00058867 | 0.00069431 | 0.00079248 | 0.00088254 | 0.00097092 | 0.0010534 | 0.001097 | 0.0011563 | 0.0012189 | 0.0012763 | 0.0013033 | 0.001343 | 0.0013636 | 0.0013744 | 0.0013966 | 0.0014138 | 0.019059 | 1.8427 | 1.4788 | 1.5799 | 1.4111 | 1.516 | 1.3481 | 1.7178 | 1.6897 | 1.5033 | 1.676 | 1.6946 | 1.9478 | 0 | 4.7482 | 4.1822 | 4.798 | 4.0711 | 4.1335 | 4.2312 | 4.7562 | 4.8368 | 4.1516 | 4.4491 | 4.7302 | 5.4078 | 53.102
LO12Med | New | Aerator | Residential | Water Heating | 0.0047911 | 0.0054712 | 44.6285 | -210.3893 | Single Family | Kitchen_SF_HPWH | 0.0016286 | 0.0031735 | 0.0046666 | 0.0061493 | 0.0074767 | 0.0084771 | 0.0093099 | 0.0099855 | 0.010592 | 0.011085 | 0.011142 | 0.011346 | 0.011563 | 0.011712 | 0.011575 | 0.011548 | 0.011357 | 0.011092 | 0.010927 | 0.010725 | 0.18553 | 1.1007 | 0.88463 | 0.94624 | 0.84544 | 0.90871 | 0.81151 | 1.0322 | 1.016 | 0.90369 | 1.0039 | 1.0132 | 1.163 | 0 | 2.863 | 2.5237 | 2.8959 | 2.4666 | 2.5097 | 2.574 | 2.8918 | 2.9418 | 2.5286 | 2.6986 | 2.8516 | 3.2537 | 46.173
LO12Med | New | Aerator | Residential | Water Heating | 0.0036276 | 0.0041426 | 33.7905 | -208.6816 | Multifamily - Low Rise | Kitchen_MF_HPWH | 0.00012442 | 0.00024616 | 0.00036739 | 0.00049119 | 0.00060579 | 0.00069755 | 0.0007775 | 0.0008455 | 0.00090927 | 0.00096546 | 0.00098555 | 0.0010187 | 0.0010533 | 0.0010833 | 0.0010872 | 0.0011018 | 0.0010998 | 0.0010915 | 0.0010924 | 0.00109 | 0.016734 | 0.83343 | 0.6698 | 0.71644 | 0.64013 | 0.68803 | 0.61444 | 0.78154 | 0.76925 | 0.68423 | 0.76013 | 0.76716 | 0.8806 | 0 | 2.1677 | 1.9109 | 2.1927 | 1.8676 | 1.9002 | 1.9489 | 2.1896 | 2.2274 | 1.9145 | 2.0433 | 2.1591 | 2.4636 | 34.9599
LO12Med | New | Aerator | Residential | Water Heating | 0.0036276 | 0.0041426 | 33.7905 | -208.6816 | Multifamily - High Rise | Kitchen_MF_HPWH | 3.5203e-05 | 6.9236e-05 | 0.00010354 | 0.00013899 | 0.0001724 | 0.00019904 | 0.00022265 | 0.00024353 | 0.00026281 | 0.00027954 | 0.00028477 | 0.00029386 | 0.00030394 | 0.00031223 | 0.00031284 | 0.00031666 | 0.00031585 | 0.00031225 | 0.00031077 | 0.00030882 | 0.0047989 | 0.83343 | 0.6698 | 0.71644 | 0.64013 | 0.68803 | 0.61444 | 0.78154 | 0.76925 | 0.68423 | 0.76013 | 0.76716 | 0.8806 | 0 | 2.1677 | 1.9109 | 2.1927 | 1.8676 | 1.9002 | 1.9489 | 2.1896 | 2.2274 | 1.9145 | 2.0433 | 2.1591 | 2.4636 | 34.9599
LO12Med | New | Aerator | Residential | Water Heating | 0.0049025 | 0.0055985 | 45.6665 | -210.5103 | Manufactured | Kitchen_MH_HPWH | 0.0002012 | 0.00040942 | 0.00062806 | 0.0008623 | 0.0010913 | 0.0012871 | 0.0014691 | 0.0016361 | 0.0017999 | 0.0019528 | 0.0020335 | 0.0021436 | 0.0022597 | 0.0023661 | 0.0024161 | 0.0024897 | 0.0025279 | 0.0025479 | 0.002589 | 0.0026209 | 0.035332 | 1.1263 | 0.90521 | 0.96825 | 0.86511 | 0.92984 | 0.83039 | 1.0562 | 1.0396 | 0.92471 | 1.0273 | 1.0368 | 1.1901 | 0 | 2.9296 | 2.5824 | 2.9633 | 2.524 | 2.568 | 2.6339 | 2.9591 | 3.0102 | 2.5874 | 2.7614 | 2.9179 | 3.3294 | 47.2469
Retro12Med | Retro | Aerator | Residential | Water Heating | 0.0049267 | 0.0035436 | 43.2925 | -162.7915 | Single Family | Bathroom_SF_ERWH | 0.053394 | 0.05387 | 0.054272 | 0.054605 | 0.054875 | 0.049571 | 0.03976 | 0.031865 | 0.025523 | 0.020434 | 0.016354 | 0.013084 | 0.010466 | 0.0083697 | 0.0066927 | 0.0053509 | 3.6472e-05 | 1.3016e-05 | 4.434e-06 | 1.4448e-06 | 0.50477 | 0.87546 | 0.78306 | 0.86642 | 0.8039 | 0.74997 | 0.70133 | 0.62856 | 0.59926 | 0.6281 | 0.68417 | 0.73953 | 0.8177 | 0 | 3.3897 | 2.9555 | 3.2058 | 2.9276 | 2.8681 | 2.6889 | 2.5109 | 2.4091 | 2.4217 | 2.682 | 2.9555 | 3.4003 | 47.9803
Retro12Med | Retro | Aerator | Residential | Water Heating | 0.0067343 | 0.0048437 | 59.1762 | -163.8842 | Multifamily - Low Rise | Bathroom_MF_ERWH | 0.031161 | 0.031866 | 0.032485 | 0.033022 | 0.033482 | 0.030472 | 0.024592 | 0.019812 | 0.015941 | 0.012814 | 0.010293 | 0.0082612 | 0.0066276 | 0.0053151 | 0.0042612 | 0.0034153 | 2.3334e-05 | 8.3473e-06 | 2.8503e-06 | 9.3096e-07 | 0.32526 | 1.1967 | 1.0704 | 1.1843 | 1.0988 | 1.0251 | 0.95865 | 0.85917 | 0.81913 | 0.85854 | 0.93519 | 1.0109 | 1.1177 | 0 | 4.6333 | 4.0398 | 4.382 | 4.0017 | 3.9204 | 3.6754 | 3.4321 | 3.293 | 3.3102 | 3.666 | 4.0398 | 4.6478 | 65.5838
Retro12Med | Retro | Aerator | Residential | Water Heating | 0.0067343 | 0.0048437 | 59.1762 | -163.8842 | Multifamily - High Rise | Bathroom_MF_ERWH | 0.0092208 | 0.0094195 | 0.0095924 | 0.0097428 | 0.0098721 | 0.0089805 | 0.0072449 | 0.0058353 | 0.0046942 | 0.0037729 | 0.0030302 | 0.0024319 | 0.0019508 | 0.0015643 | 0.001254 | 0.001005 | 6.8655e-06 | 2.4558e-06 | 8.3847e-07 | 2.7383e-07 | 0.095668 | 1.1967 | 1.0704 | 1.1843 | 1.0988 | 1.0251 | 0.95865 | 0.85917 | 0.81913 | 0.85854 | 0.93519 | 1.0109 | 1.1177 | 0 | 4.6333 | 4.0398 | 4.382 | 4.0017 | 3.9204 | 3.6754 | 3.4321 | 3.293 | 3.3102 | 3.666 | 4.0398 | 4.6478 | 65.5838
Retro12Med | Retro | Aerator | Residential | Water Heating | 0.0056544 | 0.004067 | 49.6871 | -163.3154 | Manufactured | Bathroom_MH_ERWH | 0.018396 | 0.018339 | 0.018271 | 0.018194 | 0.018108 | 0.016208 | 0.012886 | 0.01024 | 0.0081347 | 0.0064604 | 0.0051296 | 0.004072 | 0.003232 | 0.0025651 | 0.0020357 | 0.0016154 | 1.0929e-05 | 3.8718e-06 | 1.3094e-06 | 4.2361e-07 | 0.148 | 1.0048 | 0.89872 | 0.9944 | 0.92265 | 0.86074 | 0.80493 | 0.7214 | 0.68778 | 0.72087 | 0.78523 | 0.84877 | 0.93848 | 0 | 3.8904 | 3.392 | 3.6794 | 3.36 | 3.2918 | 3.0861 | 2.8818 | 2.765 | 2.7794 | 3.0781 | 3.392 | 3.9025 | 55.0673
Retro12Med | Retro | Aerator | Residential | Water Heating | 0.002865 | 0.0025332 | 26.8843 | -249.0627 | Single Family | Bathroom_SF_HPWH | 0.18789 | 0.18957 | 0.19098 | 0.19215 | 0.1931 | 0.17444 | 0.13991 | 0.11213 | 0.089813 | 0.071905 | 0.057548 | 0.046042 | 0.036828 | 0.029453 | 0.023551 | 0.01883 | 0.00012834 | 4.5803e-05 | 1.5603e-05 | 5.0841e-06 | 1.7763 | 0.62253 | 0.53957 | 0.60085 | 0.47258 | 0.40922 | 0.34948 | 0.32043 | 0.30339 | 0.32407 | 0.37294 | 0.42333 | 0.61124 | 0 | 2.4958 | 2.2092 | 2.3019 | 1.944 | 1.6396 | 1.3677 | 1.2784 | 1.2314 | 1.2672 | 1.554 | 1.8218 | 2.4237 | 43.2737
Retro12Med | Retro | Aerator | Residential | Water Heating | 0.0039161 | 0.0034627 | 36.7479 | -250.8224 | Multifamily - Low Rise | Bathroom_MF_HPWH | 0.0064502 | 0.0065962 | 0.0067242 | 0.0068354 | 0.0069307 | 0.0063076 | 0.0050904 | 0.004101 | 0.0032997 | 0.0026524 | 0.0021305 | 0.0017101 | 0.0013719 | 0.0011002 | 0.00088207 | 0.00070697 | 4.83e-06 | 1.7279e-06 | 5.9e-07 | 1.9271e-07 | 0.067327 | 0.85093 | 0.73754 | 0.82129 | 0.64597 | 0.55936 | 0.4777 | 0.438 | 0.4147 | 0.44296 | 0.50977 | 0.57865 | 0.8355 | 0 | 3.4115 | 3.0197 | 3.1465 | 2.6573 | 2.2411 | 1.8694 | 1.7474 | 1.6832 | 1.7321 | 2.1242 | 2.4902 | 3.3129 | 59.1504
Retro12Med | Retro | Aerator | Residential | Water Heating | 0.0039161 | 0.0034627 | 36.7479 | -250.8224 | Multifamily - High Rise | Bathroom_MF_HPWH | 0.0019087 | 0.0019498 | 0.0019856 | 0.0020167 | 0.0020435 | 0.0018589 | 0.0014997 | 0.0012079 | 0.00097169 | 0.00078097 | 0.00062724 | 0.0005034 | 0.00040381 | 0.00032381 | 0.00025958 | 0.00020803 | 1.4211e-06 | 5.0834e-07 | 1.7356e-07 | 5.6681e-08 | 0.019803 | 0.85093 | 0.73754 | 0.82129 | 0.64597 | 0.55936 | 0.4777 | 0.438 | 0.4147 | 0.44296 | 0.50977 | 0.57865 | 0.8355 | 0 | 3.4115 | 3.0197 | 3.1465 | 2.6573 | 2.2411 | 1.8694 | 1.7474 | 1.6832 | 1.7321 | 2.1242 | 2.4902 | 3.3129 | 59.1504
Retro12Med | Retro | Aerator | Residential | Water Heating | 0.0032882 | 0.0029074 | 30.8553 | -249.9064 | Manufactured | Bathroom_MH_HPWH | 0.034271 | 0.034164 | 0.034039 | 0.033896 | 0.033734 | 0.030194 | 0.024007 | 0.019077 | 0.015155 | 0.012035 | 0.0095563 | 0.007586 | 0.0060212 | 0.0047787 | 0.0037924 | 0.0030094 | 2.036e-05 | 7.2131e-06 | 2.4394e-06 | 7.8918e-07 | 0.27572 | 0.71448 | 0.61927 | 0.6896 | 0.54239 | 0.46967 | 0.4011 | 0.36777 | 0.34821 | 0.37193 | 0.42803 | 0.48586 | 0.70153 | 0 | 2.8645 | 2.5355 | 2.6419 | 2.2312 | 1.8818 | 1.5697 | 1.4672 | 1.4133 | 1.4544 | 1.7836 | 2.0909 | 2.7817 | 49.6655
Retro12Med | Retro | Aerator | Residential | Water Heating | 0.0077679 | 0.0089313 | 72.2217 | -137.3184 | Single Family | Kitchen_SF_ERWH | 0.037687 | 0.038023 | 0.038306 | 0.038541 | 0.038732 | 0.034988 | 0.028063 | 0.022491 | 0.018014 | 0.014422 | 0.011543 | 0.0092349 | 0.0073868 | 0.0059075 | 0.0047238 | 0.0037768 | 2.5742e-05 | 9.1871e-06 | 3.1296e-06 | 1.0197e-06 | 0.35628 | 1.8008 | 1.4452 | 1.544 | 1.379 | 1.4815 | 1.3174 | 1.6788 | 1.6513 | 1.4692 | 1.6379 | 1.6561 | 1.9035 | 0 | 4.6403 | 4.0871 | 4.689 | 3.9786 | 4.0396 | 4.135 | 4.6481 | 4.7268 | 4.0572 | 4.348 | 4.6226 | 5.2849 | 51.895
Retro12Med | Retro | Aerator | Residential | Water Heating | 0.0058815 | 0.0067624 | 54.6828 | -136.2632 | Multifamily - Low Rise | Kitchen_MF_ERWH | 0.021994 | 0.022492 | 0.022928 | 0.023307 | 0.023632 | 0.021508 | 0.017357 | 0.013984 | 0.011251 | 0.0090442 | 0.0072647 | 0.005831 | 0.0046779 | 0.0037515 | 0.0030077 | 0.0024106 | 1.647e-05 | 5.8917e-06 | 2.0118e-06 | 6.5709e-07 | 0.22957 | 1.3635 | 1.0942 | 1.169 | 1.0441 | 1.1217 | 0.9975 | 1.2711 | 1.2503 | 1.1124 | 1.2401 | 1.2539 | 1.4413 | 0 | 3.5134 | 3.0946 | 3.5502 | 3.0124 | 3.0586 | 3.1308 | 3.5193 | 3.5789 | 3.072 | 3.2921 | 3.5 | 4.0015 | 39.2924
Retro12Med | Retro | Aerator | Residential | Water Heating | 0.0058815 | 0.0067624 | 54.6828 | -136.2632 | Multifamily - High Rise | Kitchen_MF_ERWH | 0.0065082 | 0.0066485 | 0.0067705 | 0.0068767 | 0.0069679 | 0.0063386 | 0.0051136 | 0.0041186 | 0.0033133 | 0.002663 | 0.0021388 | 0.0017165 | 0.0013769 | 0.0011041 | 0.00088512 | 0.00070934 | 4.8458e-06 | 1.7333e-06 | 5.9181e-07 | 1.9327e-07 | 0.067525 | 1.3635 | 1.0942 | 1.169 | 1.0441 | 1.1217 | 0.9975 | 1.2711 | 1.2503 | 1.1124 | 1.2401 | 1.2539 | 1.4413 | 0 | 3.5134 | 3.0946 | 3.5502 | 3.0124 | 3.0586 | 3.1308 | 3.5193 | 3.5789 | 3.072 | 3.2921 | 3.5 | 4.0015 | 39.2924
Retro12Med | Retro | Aerator | Residential | Water Heating | 0.0079486 | 0.009139 | 73.9015 | -137.3932 | Manufactured | Kitchen_MH_ERWH | 0.012984 | 0.012944 | 0.012896 | 0.012842 | 0.012781 | 0.01144 | 0.0090953 | 0.0072278 | 0.0057417 | 0.0045599 | 0.0036206 | 0.0028741 | 0.0022812 | 0.0018105 | 0.0014368 | 0.0011402 | 7.7139e-06 | 2.7328e-06 | 9.2421e-07 | 2.9899e-07 | 0.10446 | 1.8427 | 1.4788 | 1.5799 | 1.4111 | 1.516 | 1.3481 | 1.7178 | 1.6897 | 1.5033 | 1.676 | 1.6946 | 1.9478 | 0 | 4.7482 | 4.1822 | 4.798 | 4.0711 | 4.1335 | 4.2312 | 4.7562 | 4.8368 | 4.1516 | 4.4491 | 4.7302 | 5.4078 | 53.102
Retro12Med | Retro | Aerator | Residential | Water Heating | 0.0047911 | 0.0054712 | 44.6285 | -210.3893 | Single Family | Kitchen_SF_HPWH | 0.13196 | 0.13314 | 0.13414 | 0.13496 | 0.13563 | 0.12252 | 0.098267 | 0.078755 | 0.06308 | 0.050502 | 0.040419 | 0.032337 | 0.025866 | 0.020686 | 0.016541 | 0.013225 | 9.0141e-05 | 3.217e-05 | 1.0959e-05 | 3.5708e-06 | 1.2476 | 1.1007 | 0.88463 | 0.94624 | 0.84544 | 0.90871 | 0.81151 | 1.0322 | 1.016 | 0.90369 | 1.0039 | 1.0132 | 1.163 | 0 | 2.863 | 2.5237 | 2.8959 | 2.4666 | 2.5097 | 2.574 | 2.8918 | 2.9418 | 2.5286 | 2.6986 | 2.8516 | 3.2537 | 46.173
Retro12Med | Retro | Aerator | Residential | Water Heating | 0.0036276 | 0.0041426 | 33.7905 | -208.6816 | Multifamily - Low Rise | Kitchen_MF_HPWH | 0.0045303 | 0.0046328 | 0.0047228 | 0.0048008 | 0.0048678 | 0.0044302 | 0.0035752 | 0.0028804 | 0.0023175 | 0.0018629 | 0.0014964 | 0.0012011 | 0.00096355 | 0.00077273 | 0.00061952 | 0.00049654 | 3.3924e-06 | 1.2136e-06 | 4.1439e-07 | 1.3535e-07 | 0.047287 | 0.83343 | 0.6698 | 0.71644 | 0.64013 | 0.68803 | 0.61444 | 0.78154 | 0.76925 | 0.68423 | 0.76013 | 0.76716 | 0.8806 | 0 | 2.1677 | 1.9109 | 2.1927 | 1.8676 | 1.9002 | 1.9489 | 2.1896 | 2.2274 | 1.9145 | 2.0433 | 2.1591 | 2.4636 | 34.9599
Retro12Med | Retro | Aerator | Residential | Water Heating | 0.0036276 | 0.0041426 | 33.7905 | -208.6816 | Multifamily - High Rise | Kitchen_MF_HPWH | 0.0013406 | 0.0013694 | 0.0013946 | 0.0014164 | 0.0014353 | 0.0013056 | 0.0010533 | 0.00084836 | 0.00068247 | 0.00054852 | 0.00044054 | 0.00035356 | 0.00028361 | 0.00022742 | 0.00018232 | 0.00014611 | 9.9814e-07 | 3.5703e-07 | 1.219e-07 | 3.981e-08 | 0.013909 | 0.83343 | 0.6698 | 0.71644 | 0.64013 | 0.68803 | 0.61444 | 0.78154 | 0.76925 | 0.68423 | 0.76013 | 0.76716 | 0.8806 | 0 | 2.1677 | 1.9109 | 2.1927 | 1.8676 | 1.9002 | 1.9489 | 2.1896 | 2.2274 | 1.9145 | 2.0433 | 2.1591 | 2.4636 | 34.9599
Retro12Med | Retro | Aerator | Residential | Water Heating | 0.0049025 | 0.0055985 | 45.6665 | -210.5103 | Manufactured | Kitchen_MH_HPWH | 0.02407 | 0.023995 | 0.023907 | 0.023807 | 0.023693 | 0.021207 | 0.016861 | 0.013399 | 0.010644 | 0.0084531 | 0.0067118 | 0.005328 | 0.004229 | 0.0033563 | 0.0026636 | 0.0021137 | 1.43e-05 | 5.0661e-06 | 1.7133e-06 | 5.5428e-07 | 0.19365 | 1.1263 | 0.90521 | 0.96825 | 0.86511 | 0.92984 | 0.83039 | 1.0562 | 1.0396 | 0.92471 | 1.0273 | 1.0368 | 1.1901 | 0 | 2.9296 | 2.5824 | 2.9633 | 2.524 | 2.568 | 2.6339 | 2.9591 | 3.0102 | 2.5874 | 2.7614 | 2.9179 | 3.3294 | 47.2469
LO5Med | New | Air cleaners | Residential | Other | 0.0061715 | 0.0056111 | 52.2744 | 181.3597 | Single Family | ENERGY STAR Air Cleaner | 0.00049967 | 0.0010846 | 0.0017803 | 0.0025821 | 0.0034243 | 0.0043155 | 0.0053249 | 0.006364 | 0.0073868 | 0.0082705 | 0.0086894 | 0.0090605 | 0.0093067 | 0.0093934 | 0.0091591 | 0.0090413 | 0.0088912 | 0.0086831 | 0.0085542 | 0.0083959 | 0.13021 | 0.84717 | 0.74661 | 0.83882 | 0.94285 | 1.0299 | 0.87302 | 0.92864 | 0.88106 | 0.85105 | 0.81492 | 0.87328 | 0.95532 | 0 | 3.165 | 2.8279 | 3.1116 | 3.8599 | 4.1091 | 3.4875 | 3.754 | 3.2034 | 3.323 | 3.2673 | 3.5989 | 3.9842 | 0.24368
LO5Med | New | Air cleaners | Residential | Other | 0.0061715 | 0.0056111 | 52.2744 | 181.3597 | Multifamily - Low Rise | ENERGY STAR Air Cleaner | 0.00017895 | 0.00039438 | 0.00065703 | 0.00096688 | 0.0013006 | 0.0016647 | 0.0020847 | 0.002526 | 0.0029726 | 0.0033767 | 0.0036032 | 0.0038137 | 0.0039744 | 0.0040731 | 0.0040329 | 0.0040436 | 0.0040362 | 0.0040055 | 0.0040088 | 0.0039999 | 0.055714 | 0.84717 | 0.74661 | 0.83882 | 0.94285 | 1.0299 | 0.87302 | 0.92864 | 0.88106 | 0.85105 | 0.81492 | 0.87328 | 0.95532 | 0 | 3.165 | 2.8279 | 3.1116 | 3.8599 | 4.1091 | 3.4875 | 3.754 | 3.2034 | 3.323 | 3.2673 | 3.5989 | 3.9842 | 0.24368
LO5Med | New | Air cleaners | Residential | Other | 0.0061715 | 0.0056111 | 52.2744 | 181.3597 | Multifamily - High Rise | ENERGY STAR Air Cleaner | 5.2117e-05 | 0.00011418 | 0.00019061 | 0.00028163 | 0.00038101 | 0.00048895 | 0.00061451 | 0.00074893 | 0.0008844 | 0.0010064 | 0.0010717 | 0.0011324 | 0.0011805 | 0.0012084 | 0.0011946 | 0.0011963 | 0.0011932 | 0.0011795 | 0.0011739 | 0.0011666 | 0.01646 | 0.84717 | 0.74661 | 0.83882 | 0.94285 | 1.0299 | 0.87302 | 0.92864 | 0.88106 | 0.85105 | 0.81492 | 0.87328 | 0.95532 | 0 | 3.165 | 2.8279 | 3.1116 | 3.8599 | 4.1091 | 3.4875 | 3.754 | 3.2034 | 3.323 | 3.2673 | 3.5989 | 3.9842 | 0.24368
LO5Med | New | Air cleaners | Residential | Other | 0.0061715 | 0.0056111 | 52.2744 | 181.3597 | Manufactured | ENERGY STAR Air Cleaner | 3.2333e-05 | 7.3291e-05 | 0.0001255 | 0.00018966 | 0.0002618 | 0.00034322 | 0.00044013 | 0.00054616 | 0.00065749 | 0.00076312 | 0.0008307 | 0.00089666 | 0.00095267 | 0.00099401 | 0.0010014 | 0.001021 | 0.0010366 | 0.0010447 | 0.0010616 | 0.0010747 | 0.013347 | 0.84717 | 0.74661 | 0.83882 | 0.94285 | 1.0299 | 0.87302 | 0.92864 | 0.88106 | 0.85105 | 0.81492 | 0.87328 | 0.95532 | 0 | 3.165 | 2.8279 | 3.1116 | 3.8599 | 4.1091 | 3.4875 | 3.754 | 3.2034 | 3.323 | 3.2673 | 3.5989 | 3.9842 | 0.24368
LO5Med | NR | Air cleaners | Residential | Other | 0.0061715 | 0.0056111 | 52.2744 | 181.3597 | Single Family | ENERGY STAR Air Cleaner | 0.0047191 | 0.010489 | 0.017524 | 0.025659 | 0.034904 | 0.045677 | 0.057452 | 0.069428 | 0.080653 | 0.099586 | 0.10692 | 0.11151 | 0.11375 | 0.11397 | 0.11246 | 0.11104 | 0.10968 | 0.10844 | 0.10734 | 0.10641 | 0.10641 | 0.84717 | 0.74661 | 0.83882 | 0.94285 | 1.0299 | 0.87302 | 0.92864 | 0.88106 | 0.85105 | 0.81492 | 0.87328 | 0.95532 | 0 | 3.165 | 2.8279 | 3.1116 | 3.8599 | 4.1091 | 3.4875 | 3.754 | 3.2034 | 3.323 | 3.2673 | 3.5989 | 3.9842 | 0.24368
LO5Med | NR | Air cleaners | Residential | Other | 0.0061715 | 0.0056111 | 52.2744 | 181.3597 | Multifamily - Low Rise | ENERGY STAR Air Cleaner | 0.00092926 | 0.0020655 | 0.0034507 | 0.0050527 | 0.0068732 | 0.0089945 | 0.011313 | 0.013671 | 0.015882 | 0.021118 | 0.022615 | 0.02351 | 0.023891 | 0.023798 | 0.023307 | 0.022834 | 0.022369 | 0.021939 | 0.02156 | 0.021236 | 0.021236 | 0.84717 | 0.74661 | 0.83882 | 0.94285 | 1.0299 | 0.87302 | 0.92864 | 0.88106 | 0.85105 | 0.81492 | 0.87328 | 0.95532 | 0 | 3.165 | 2.8279 | 3.1116 | 3.8599 | 4.1091 | 3.4875 | 3.754 | 3.2034 | 3.323 | 3.2673 | 3.5989 | 3.9842 | 0.24368
LO5Med | NR | Air cleaners | Residential | Other | 0.0061715 | 0.0056111 | 52.2744 | 181.3597 | Multifamily - High Rise | ENERGY STAR Air Cleaner | 0.00027498 | 0.00061122 | 0.0010211 | 0.0014952 | 0.0020339 | 0.0026616 | 0.0033477 | 0.0040455 | 0.0046996 | 0.0062334 | 0.0066704 | 0.0069375 | 0.0070552 | 0.0070338 | 0.0068915 | 0.0067546 | 0.0066201 | 0.006494 | 0.0063816 | 0.0062848 | 0.0062848 | 0.84717 | 0.74661 | 0.83882 | 0.94285 | 1.0299 | 0.87302 | 0.92864 | 0.88106 | 0.85105 | 0.81492 | 0.87328 | 0.95532 | 0 | 3.165 | 2.8279 | 3.1116 | 3.8599 | 4.1091 | 3.4875 | 3.754 | 3.2034 | 3.323 | 3.2673 | 3.5989 | 3.9842 | 0.24368
LO5Med | NR | Air cleaners | Residential | Other | 0.0061715 | 0.0056111 | 52.2744 | 181.3597 | Manufactured | ENERGY STAR Air Cleaner | 0.00051375 | 0.0011323 | 0.0018757 | 0.0027233 | 0.0036733 | 0.0047665 | 0.0059446 | 0.0071232 | 0.0082051 | 0.0097074 | 0.010391 | 0.010802 | 0.010978 | 0.010957 | 0.010768 | 0.01058 | 0.010391 | 0.010207 | 0.010031 | 0.0098657 | 0.0098657 | 0.84717 | 0.74661 | 0.83882 | 0.94285 | 1.0299 | 0.87302 | 0.92864 | 0.88106 | 0.85105 | 0.81492 | 0.87328 | 0.95532 | 0 | 3.165 | 2.8279 | 3.1116 | 3.8599 | 4.1091 | 3.4875 | 3.754 | 3.2034 | 3.323 | 3.2673 | 3.5989 | 3.9842 | 0.24368
LO3Slow | New | Behavior | Residential | Whole Bldg/Meter Level | 0.010637 | 0.0095161 | 99.2647 | 118.2176 | Single Family | SF Behavior | 0.00054007 | 0.0013533 | 0.0029484 | 0.0057185 | 0.0098061 | 0.015131 | 0.021922 | 0.029817 | 0.038513 | 0.047232 | 0.053731 | 0.060085 | 0.065562 | 0.069656 | 0.071062 | 0.07232 | 0.072544 | 0.071731 | 0.071197 | 0.070255 | 0.85112 | 2.3747 | 2.0533 | 2.2813 | 1.7841 | 1.5271 | 1.2765 | 1.1501 | 1.0803 | 1.1752 | 1.3815 | 1.5919 | 2.3301 | 0 | 9.4243 | 8.3288 | 8.639 | 7.2259 | 5.9877 | 4.8739 | 4.4737 | 4.2737 | 4.4675 | 5.6374 | 6.7856 | 9.1408 | 0.34037
Retro3Slow | Retro | Behavior | Residential | Whole Bldg/Meter Level | 0.010637 | 0.0095161 | 91.9495 | 127.803 | Single Family | SF Behavior | 0.045906 | 0.072841 | 0.14699 | 0.25942 | 0.40679 | 0.57366 | 0.73472 | 0.86181 | 0.93227 | 0.93562 | 0.87564 | 0.76759 | 0.63285 | 0.4925 | 0.36295 | 0.25402 | 0.16927 | 0.10766 | 0.065486 | 0.044306 | 8.8611 | 2.3747 | 2.0533 | 2.2813 | 1.7841 | 1.5271 | 1.2765 | 1.1501 | 1.0803 | 1.1752 | 1.3815 | 1.5919 | 2.3301 | 0 | 9.4243 | 8.3288 | 8.639 | 7.2259 | 5.9877 | 4.8739 | 4.4737 | 4.2737 | 4.4675 | 5.6374 | 6.7856 | 9.1408 | 0.34037
LO5Med | New | CAC | Residential | HVAC | 0.006518 | 0.0018783 | 40.3088 | 171.4632 | Single Family | SF CAC - SEER 15 - CZ1 | 0.001109 | 0.0024071 | 0.0039513 | 0.0057309 | 0.0076001 | 0.0095782 | 0.011819 | 0.014125 | 0.016395 | 0.018356 | 0.019286 | 0.02011 | 0.020656 | 0.020848 | 0.020328 | 0.020067 | 0.019734 | 0.019272 | 0.018986 | 0.018634 | 0.28899 | 0 | 0 | 0 | 0.075676 | 0.50619 | 0.71647 | 4.9893 | 4.6893 | 1.7482 | 0.29084 | 0 | 0 | 0 | 0 | 0 | 0 | 0.30151 | 1.3814 | 1.3006 | 9.9321 | 9.1208 | 4.4809 | 0.77558 | 0 | 0 | 0.34397
LO5Med | New | CAC | Residential | HVAC | 0.0072309 | 0.0020838 | 44.7176 | 145.0083 | Single Family | SF CAC - SEER 16 - CZ1 | 0.0012303 | 0.0026704 | 0.0043835 | 0.0063577 | 0.0084314 | 0.010626 | 0.013111 | 0.015669 | 0.018188 | 0.020364 | 0.021395 | 0.022309 | 0.022915 | 0.023129 | 0.022552 | 0.022262 | 0.021892 | 0.02138 | 0.021062 | 0.020672 | 0.3206 | 0 | 0 | 0 | 0.083953 | 0.56155 | 0.79483 | 5.535 | 5.2022 | 1.9394 | 0.32265 | 0 | 0 | 0 | 0 | 0 | 0 | 0.33448 | 1.5325 | 1.4428 | 11.0185 | 10.1183 | 4.971 | 0.86041 | 0 | 0 | 0.3966
LO5Med | New | CAC | Residential | HVAC | 0.012051 | 0.0034729 | 74.5293 | 997.4773 | Single Family | SF CAC - SEER 18 - CZ1 | 0.0020505 | 0.0044507 | 0.0073058 | 0.010596 | 0.014052 | 0.01771 | 0.021852 | 0.026116 | 0.030313 | 0.03394 | 0.035659 | 0.037182 | 0.038192 | 0.038548 | 0.037586 | 0.037103 | 0.036487 | 0.035633 | 0.035104 | 0.034454 | 0.53433 | 0 | 0 | 0 | 0.13992 | 0.93592 | 1.3247 | 9.2249 | 8.6704 | 3.2323 | 0.53776 | 0 | 0 | 0 | 0 | 0 | 0 | 0.55747 | 2.5542 | 2.4047 | 18.3641 | 16.8639 | 8.285 | 1.434 | 0 | 0 | 0.066881
LO5Med | New | CAC | Residential | HVAC | 0.0053709 | 0.0015478 | 33.215 | 214.0437 | Manufactured | MH CAC - SEER 15 - CZ1 | 1.2189e-05 | 2.7631e-05 | 4.7314e-05 | 7.1501e-05 | 9.8698e-05 | 0.00012939 | 0.00016593 | 0.0002059 | 0.00024787 | 0.0002877 | 0.00031318 | 0.00033804 | 0.00035916 | 0.00037474 | 0.00037754 | 0.00038491 | 0.00039079 | 0.00039386 | 0.00040022 | 0.00040515 | 0.0050317 | 0 | 0 | 0 | 0.062358 | 0.4171 | 0.59038 | 4.1112 | 3.8641 | 1.4405 | 0.23966 | 0 | 0 | 0 | 0 | 0 | 0 | 0.24844 | 1.1383 | 1.0717 | 8.1842 | 7.5156 | 3.6923 | 0.63909 | 0 | 0 | 0.28344
LO5Med | New | CAC | Residential | HVAC | 0.0059584 | 0.001717 | 36.8479 | 181.9387 | Manufactured | MH CAC - SEER 16 - CZ1 | 1.3523e-05 | 3.0653e-05 | 5.2489e-05 | 7.9321e-05 | 0.00010949 | 0.00014355 | 0.00018408 | 0.00022842 | 0.00027498 | 0.00031916 | 0.00034743 | 0.00037501 | 0.00039844 | 0.00041573 | 0.00041883 | 0.00042701 | 0.00043354 | 0.00043694 | 0.000444 | 0.00044946 | 0.0055821 | 0 | 0 | 0 | 0.069179 | 0.46272 | 0.65495 | 4.5609 | 4.2867 | 1.5981 | 0.26587 | 0 | 0 | 0 | 0 | 0 | 0 | 0.27562 | 1.2628 | 1.1889 | 9.0794 | 8.3376 | 4.0962 | 0.70899 | 0 | 0 | 0.3268
LO5Med | New | CAC | Residential | HVAC | 0.0099306 | 0.0028617 | 61.4132 | 1216.4718 | Manufactured | MH CAC - SEER 18 - CZ1 | 2.2538e-05 | 5.1088e-05 | 8.7482e-05 | 0.0001322 | 0.00018249 | 0.00023924 | 0.0003068 | 0.0003807 | 0.00045831 | 0.00053194 | 0.00057905 | 0.00062502 | 0.00066407 | 0.00069288 | 0.00069805 | 0.00071168 | 0.00072256 | 0.00072824 | 0.00073999 | 0.00074911 | 0.0093034 | 0 | 0 | 0 | 0.1153 | 0.77121 | 1.0916 | 7.6015 | 7.1445 | 2.6634 | 0.44312 | 0 | 0 | 0 | 0 | 0 | 0 | 0.45936 | 2.1047 | 1.9815 | 15.1323 | 13.8961 | 6.827 | 1.1816 | 0 | 0 | 0.055111
LO5Med | New | CAC | Residential | HVAC | 0.012673 | 0.003652 | 78.3723 | 74.6329 | Single Family | SF CAC - SEER 15 - CZ2 | 0.00045984 | 0.00099811 | 0.0016384 | 0.0023763 | 0.0031514 | 0.0039716 | 0.0049005 | 0.0058567 | 0.006798 | 0.0076113 | 0.0079968 | 0.0083384 | 0.0085649 | 0.0086447 | 0.0084291 | 0.0083207 | 0.0081825 | 0.007991 | 0.0078724 | 0.0077267 | 0.11983 | 0 | 0 | 0 | 0.14714 | 0.98418 | 1.393 | 9.7006 | 9.1175 | 3.3989 | 0.56548 | 0 | 0 | 0 | 0 | 0 | 0 | 0.58622 | 2.6859 | 2.5287 | 19.311 | 17.7334 | 8.7122 | 1.508 | 0 | 0 | 0.66878
LO5Med | New | CAC | Residential | HVAC | 0.014059 | 0.0040515 | 86.9443 | 61.0265 | Single Family | SF CAC - SEER 16 - CZ2 | 0.00051013 | 0.0011073 | 0.0018176 | 0.0026362 | 0.003496 | 0.004406 | 0.0054365 | 0.0064973 | 0.0075415 | 0.0084438 | 0.0088715 | 0.0092504 | 0.0095017 | 0.0095902 | 0.009351 | 0.0092307 | 0.0090775 | 0.008865 | 0.0087334 | 0.0085718 | 0.13294 | 0 | 0 | 0 | 0.16323 | 1.0918 | 1.5454 | 10.7616 | 10.1147 | 3.7707 | 0.62733 | 0 | 0 | 0 | 0 | 0 | 0 | 0.65033 | 2.9797 | 2.8053 | 21.4231 | 19.673 | 9.6651 | 1.6729 | 0 | 0 | 0.7711
LO5Med | New | CAC | Residential | HVAC | 0.023432 | 0.0067524 | 144.9071 | 499.4724 | Single Family | SF CAC - SEER 18 - CZ2 | 0.00085022 | 0.0018455 | 0.0030293 | 0.0043936 | 0.0058267 | 0.0073433 | 0.0090609 | 0.010829 | 0.012569 | 0.014073 | 0.014786 | 0.015417 | 0.015836 | 0.015984 | 0.015585 | 0.015385 | 0.015129 | 0.014775 | 0.014556 | 0.014286 | 0.22156 | 0 | 0 | 0 | 0.27205 | 1.8197 | 2.5757 | 17.936 | 16.8578 | 6.2845 | 1.0456 | 0 | 0 | 0 | 0 | 0 | 0 | 1.0839 | 4.9661 | 4.6755 | 35.7052 | 32.7884 | 16.1085 | 2.7881 | 0 | 0 | 0.13004
LO5Med | New | CAC | Residential | HVAC | 0.010212 | 0.002943 | 63.1561 | 99.3383 | Manufactured | MH CAC - SEER 15 - CZ2 | 1.5181e-05 | 3.4411e-05 | 5.8925e-05 | 8.9047e-05 | 0.00012292 | 0.00016115 | 0.00020665 | 0.00025643 | 0.0003087 | 0.0003583 | 0.00039003 | 0.00042099 | 0.00044729 | 0.0004667 | 0.00047018 | 0.00047936 | 0.00048669 | 0.00049052 | 0.00049843 | 0.00050457 | 0.0062665 | 0 | 0 | 0 | 0.11857 | 0.7931 | 1.1226 | 7.8172 | 7.3473 | 2.739 | 0.45569 | 0 | 0 | 0 | 0 | 0 | 0 | 0.4724 | 2.1644 | 2.0378 | 15.5617 | 14.2905 | 7.0207 | 1.2152 | 0 | 0 | 0.53894
LO5Med | New | CAC | Residential | HVAC | 0.011329 | 0.0032649 | 70.0638 | 82.4537 | Manufactured | MH CAC - SEER 16 - CZ2 | 1.6841e-05 | 3.8175e-05 | 6.537e-05 | 9.8787e-05 | 0.00013636 | 0.00017877 | 0.00022925 | 0.00028448 | 0.00034246 | 0.00039749 | 0.00043269 | 0.00046704 | 0.00049621 | 0.00051775 | 0.00052161 | 0.00053179 | 0.00053992 | 0.00054417 | 0.00055295 | 0.00055976 | 0.0069519 | 0 | 0 | 0 | 0.13154 | 0.87984 | 1.2454 | 8.6722 | 8.1509 | 3.0386 | 0.50554 | 0 | 0 | 0 | 0 | 0 | 0 | 0.52407 | 2.4012 | 2.2606 | 17.2638 | 15.8535 | 7.7886 | 1.3481 | 0 | 0 | 0.62139
LO5Med | New | CAC | Residential | HVAC | 0.018882 | 0.0054414 | 116.773 | 626.5343 | Manufactured | MH CAC - SEER 18 - CZ2 | 2.8068e-05 | 6.3625e-05 | 0.00010895 | 0.00016464 | 0.00022727 | 0.00029795 | 0.00038209 | 0.00047413 | 0.00057077 | 0.00066248 | 0.00072114 | 0.0007784 | 0.00082702 | 0.00086291 | 0.00086935 | 0.00088632 | 0.00089987 | 0.00090694 | 0.00092158 | 0.00093293 | 0.011586 | 0 | 0 | 0 | 0.21923 | 1.4664 | 2.0756 | 14.4537 | 13.5848 | 5.0643 | 0.84256 | 0 | 0 | 0 | 0 | 0 | 0 | 0.87345 | 4.0019 | 3.7677 | 28.773 | 26.4225 | 12.981 | 2.2468 | 0 | 0 | 0.10479
LO5Med | New | CAC | Residential | HVAC | 0.018039 | 0.0051983 | 111.5559 | 44.1305 | Single Family | SF CAC - SEER 15 - CZ3 | 0.00013765 | 0.00029877 | 0.00049043 | 0.00071131 | 0.00094332 | 0.0011888 | 0.0014669 | 0.0017531 | 0.0020349 | 0.0022783 | 0.0023937 | 0.002496 | 0.0025638 | 0.0025877 | 0.0025231 | 0.0024907 | 0.0024493 | 0.002392 | 0.0023565 | 0.0023129 | 0.035869 | 0 | 0 | 0 | 0.20944 | 1.4009 | 1.9829 | 13.8079 | 12.9779 | 4.8381 | 0.80492 | 0 | 0 | 0 | 0 | 0 | 0 | 0.83443 | 3.8231 | 3.5994 | 27.4875 | 25.242 | 12.4011 | 2.1464 | 0 | 0 | 0.95195
LO5Med | New | CAC | Residential | HVAC | 0.020012 | 0.0057669 | 123.7574 | 34.5715 | Single Family | SF CAC - SEER 16 - CZ3 | 0.0001527 | 0.00033145 | 0.00054407 | 0.00078911 | 0.0010465 | 0.0013189 | 0.0016273 | 0.0019449 | 0.0022575 | 0.0025275 | 0.0026555 | 0.002769 | 0.0028442 | 0.0028707 | 0.0027991 | 0.0027631 | 0.0027172 | 0.0026536 | 0.0026142 | 0.0025658 | 0.039792 | 0 | 0 | 0 | 0.23234 | 1.5541 | 2.1997 | 15.3182 | 14.3974 | 5.3672 | 0.89295 | 0 | 0 | 0 | 0 | 0 | 0 | 0.92569 | 4.2413 | 3.9931 | 30.4939 | 28.0028 | 13.7574 | 2.3812 | 0 | 0 | 1.0976
LO5Med | New | CAC | Residential | HVAC | 0.033353 | 0.0096115 | 206.2623 | 342.5965 | Single Family | SF CAC - SEER 18 - CZ3 | 0.0002545 | 0.00055242 | 0.00090679 | 0.0013152 | 0.0017442 | 0.0021981 | 0.0027122 | 0.0032415 | 0.0037624 | 0.0042126 | 0.0044259 | 0.0046149 | 0.0047403 | 0.0047845 | 0.0046652 | 0.0046051 | 0.0045287 | 0.0044227 | 0.004357 | 0.0042764 | 0.066321 | 0 | 0 | 0 | 0.38724 | 2.5902 | 3.6662 | 25.5303 | 23.9956 | 8.9454 | 1.4883 | 0 | 0 | 0 | 0 | 0 | 0 | 1.5428 | 7.0688 | 6.6552 | 50.8232 | 46.6714 | 22.9291 | 3.9687 | 0 | 0 | 0.18509
LO5Med | New | CAC | Residential | HVAC | 0.014693 | 0.0042341 | 90.8636 | 60.5361 | Manufactured | MH CAC - SEER 15 - CZ3 | 0 | 0 | 0 | 0 | 0 | 0 | 0 | 0 | 0 | 0 | 0 | 0 | 0 | 0 | 0 | 0 | 0 | 0 | 0 | 0 | 0 | 0 | 0 | 0 | 0.17059 | 1.141 | 1.6151 | 11.2467 | 10.5707 | 3.9407 | 0.65561 | 0 | 0 | 0 | 0 | 0 | 0 | 0.67965 | 3.114 | 2.9318 | 22.3889 | 20.5599 | 10.1008 | 1.7483 | 0 | 0 | 0.77538
LO5Med | New | CAC | Residential | HVAC | 0.0163 | 0.0046972 | 100.8018 | 48.8002 | Manufactured | MH CAC - SEER 16 - CZ3 | 0 | 0 | 0 | 0 | 0 | 0 | 0 | 0 | 0 | 0 | 0 | 0 | 0 | 0 | 0 | 0 | 0 | 0 | 0 | 0 | 0 | 0 | 0 | 0 | 0.18925 | 1.2658 | 1.7917 | 12.4768 | 11.7268 | 4.3717 | 0.72732 | 0 | 0 | 0 | 0 | 0 | 0 | 0.75399 | 3.4546 | 3.2524 | 24.8377 | 22.8086 | 11.2056 | 1.9395 | 0 | 0 | 0.894
LO5Med | New | CAC | Residential | HVAC | 0.027166 | 0.0078287 | 168.003 | 426.9715 | Manufactured | MH CAC - SEER 18 - CZ3 | 0 | 0 | 0 | 0 | 0 | 0 | 0 | 0 | 0 | 0 | 0 | 0 | 0 | 0 | 0 | 0 | 0 | 0 | 0 | 0 | 0 | 0 | 0 | 0 | 0.31541 | 2.1097 | 2.9862 | 20.7947 | 19.5447 | 7.2861 | 1.2122 | 0 | 0 | 0 | 0 | 0 | 0 | 1.2566 | 5.7576 | 5.4207 | 41.3961 | 38.0144 | 18.676 | 3.2325 | 0 | 0 | 0.15076
LO5Med | NR | CAC | Residential | HVAC | 0.006518 | 0.0018783 | 40.3088 | 171.4632 | Single Family | SF CAC - SEER 15 - CZ1 | 0.0052369 | 0.011641 | 0.019447 | 0.028475 | 0.038734 | 0.05069 | 0.063756 | 0.077046 | 0.089503 | 0.10013 | 0.10827 | 0.11375 | 0.11691 | 0.11824 | 0.11797 | 0.11771 | 0.11744 | 0.11717 | 0.14164 | 0.13948 | 2.1471 | 0 | 0 | 0 | 0.075676 | 0.50619 | 0.71647 | 4.9893 | 4.6893 | 1.7482 | 0.29084 | 0 | 0 | 0 | 0 | 0 | 0 | 0.30151 | 1.3814 | 1.3006 | 9.9321 | 9.1208 | 4.4809 | 0.77558 | 0 | 0 | 0.34397
LO5Med | NR | CAC | Residential | HVAC | 0.0072309 | 0.0020838 | 44.7176 | 145.0083 | Single Family | SF CAC - SEER 16 - CZ1 | 0.0058097 | 0.012914 | 0.021574 | 0.031589 | 0.042971 | 0.056234 | 0.070729 | 0.085473 | 0.099293 | 0.11109 | 0.12011 | 0.12619 | 0.1297 | 0.13117 | 0.13088 | 0.13058 | 0.13028 | 0.12999 | 0.15713 | 0.15474 | 2.3819 | 0 | 0 | 0 | 0.083953 | 0.56155 | 0.79483 | 5.535 | 5.2022 | 1.9394 | 0.32265 | 0 | 0 | 0 | 0 | 0 | 0 | 0.33448 | 1.5325 | 1.4428 | 11.0185 | 10.1183 | 4.971 | 0.86041 | 0 | 0 | 0.3966
LO5Med | NR | CAC | Residential | HVAC | 0.012051 | 0.0034729 | 74.5293 | 997.4773 | Single Family | SF CAC - SEER 18 - CZ1 | 0.0096828 | 0.021523 | 0.035957 | 0.052649 | 0.071618 | 0.093723 | 0.11788 | 0.14245 | 0.16549 | 0.18514 | 0.20019 | 0.21032 | 0.21617 | 0.21862 | 0.21813 | 0.21763 | 0.21714 | 0.21665 | 0.26189 | 0.25789 | 3.9699 | 0 | 0 | 0 | 0.13992 | 0.93592 | 1.3247 | 9.2249 | 8.6704 | 3.2323 | 0.53776 | 0 | 0 | 0 | 0 | 0 | 0 | 0.55747 | 2.5542 | 2.4047 | 18.3641 | 16.8639 | 8.285 | 1.434 | 0 | 0 | 0.066881
LO5Med | NR | CAC | Residential | HVAC | 0.0053709 | 0.0015478 | 33.215 | 214.0437 | Manufactured | MH CAC - SEER 15 - CZ1 | 9.6842e-05 | 0.00021344 | 0.00035357 | 0.00051335 | 0.00069242 | 0.00089849 | 0.0011206 | 0.0013427 | 0.0015467 | 0.0017158 | 0.0018395 | 0.0019164 | 0.001953 | 0.0019585 | 0.0019376 | 0.0019169 | 0.0018964 | 0.0018762 | 0.002128 | 0.0020984 | 0.033587 | 0 | 0 | 0 | 0.062358 | 0.4171 | 0.59038 | 4.1112 | 3.8641 | 1.4405 | 0.23966 | 0 | 0 | 0 | 0 | 0 | 0 | 0.24844 | 1.1383 | 1.0717 | 8.1842 | 7.5156 | 3.6923 | 0.63909 | 0 | 0 | 0.28344
LO5Med | NR | CAC | Residential | HVAC | 0.0059584 | 0.001717 | 36.8479 | 181.9387 | Manufactured | MH CAC - SEER 16 - CZ1 | 0.00010743 | 0.00023679 | 0.00039225 | 0.0005695 | 0.00076815 | 0.00099676 | 0.0012431 | 0.0014896 | 0.0017158 | 0.0019034 | 0.0020407 | 0.002126 | 0.0021666 | 0.0021728 | 0.0021495 | 0.0021266 | 0.0021038 | 0.0020814 | 0.0023607 | 0.002328 | 0.03726 | 0 | 0 | 0 | 0.069179 | 0.46272 | 0.65495 | 4.5609 | 4.2867 | 1.5981 | 0.26587 | 0 | 0 | 0 | 0 | 0 | 0 | 0.27562 | 1.2628 | 1.1889 | 9.0794 | 8.3376 | 4.0962 | 0.70899 | 0 | 0 | 0.3268
LO5Med | NR | CAC | Residential | HVAC | 0.0099306 | 0.0028617 | 61.4132 | 1216.4718 | Manufactured | MH CAC - SEER 18 - CZ1 | 0.00017906 | 0.00039465 | 0.00065374 | 0.00094916 | 0.0012803 | 0.0016613 | 0.0020719 | 0.0024826 | 0.0028597 | 0.0031724 | 0.0034012 | 0.0035433 | 0.003611 | 0.0036213 | 0.0035826 | 0.0035443 | 0.0035064 | 0.0034689 | 0.0039346 | 0.0038799 | 0.062101 | 0 | 0 | 0 | 0.1153 | 0.77121 | 1.0916 | 7.6015 | 7.1445 | 2.6634 | 0.44312 | 0 | 0 | 0 | 0 | 0 | 0 | 0.45936 | 2.1047 | 1.9815 | 15.1323 | 13.8961 | 6.827 | 1.1816 | 0 | 0 | 0.055111
LO5Med | NR | CAC | Residential | HVAC | 0.012673 | 0.003652 | 78.3723 | 74.6329 | Single Family | SF CAC - SEER 15 - CZ2 | 0.0021715 | 0.0048267 | 0.0080636 | 0.011807 | 0.016061 | 0.021018 | 0.026436 | 0.031947 | 0.037112 | 0.04152 | 0.044894 | 0.047167 | 0.048478 | 0.049029 | 0.048917 | 0.048806 | 0.048695 | 0.048585 | 0.058732 | 0.057835 | 0.89029 | 0 | 0 | 0 | 0.14714 | 0.98418 | 1.393 | 9.7006 | 9.1175 | 3.3989 | 0.56548 | 0 | 0 | 0 | 0 | 0 | 0 | 0.58622 | 2.6859 | 2.5287 | 19.311 | 17.7334 | 8.7122 | 1.508 | 0 | 0 | 0.66878
LO5Med | NR | CAC | Residential | HVAC | 0.014059 | 0.0040515 | 86.9443 | 61.0265 | Single Family | SF CAC - SEER 16 - CZ2 | 0.002409 | 0.0053546 | 0.0089456 | 0.013098 | 0.017818 | 0.023317 | 0.029328 | 0.035441 | 0.041171 | 0.046062 | 0.049805 | 0.052326 | 0.05378 | 0.054391 | 0.054268 | 0.054144 | 0.054022 | 0.053899 | 0.065155 | 0.064161 | 0.98766 | 0 | 0 | 0 | 0.16323 | 1.0918 | 1.5454 | 10.7616 | 10.1147 | 3.7707 | 0.62733 | 0 | 0 | 0 | 0 | 0 | 0 | 0.65033 | 2.9797 | 2.8053 | 21.4231 | 19.673 | 9.6651 | 1.6729 | 0 | 0 | 0.7711
LO5Med | NR | CAC | Residential | HVAC | 0.023432 | 0.0067524 | 144.9071 | 499.4724 | Single Family | SF CAC - SEER 18 - CZ2 | 0.004015 | 0.0089244 | 0.014909 | 0.021831 | 0.029696 | 0.038862 | 0.048879 | 0.059069 | 0.068619 | 0.076769 | 0.083008 | 0.08721 | 0.089634 | 0.090652 | 0.090446 | 0.090241 | 0.090036 | 0.089831 | 0.10859 | 0.10694 | 1.6461 | 0 | 0 | 0 | 0.27205 | 1.8197 | 2.5757 | 17.936 | 16.8578 | 6.2845 | 1.0456 | 0 | 0 | 0 | 0 | 0 | 0 | 1.0839 | 4.9661 | 4.6755 | 35.7052 | 32.7884 | 16.1085 | 2.7881 | 0 | 0 | 0.13004
LO5Med | NR | CAC | Residential | HVAC | 0.010212 | 0.002943 | 63.1561 | 99.3384 | Manufactured | MH CAC - SEER 15 - CZ2 | 0.00012061 | 0.00026582 | 0.00044034 | 0.00063932 | 0.00086234 | 0.001119 | 0.0013955 | 0.0016722 | 0.0019262 | 0.0021368 | 0.002291 | 0.0023866 | 0.0024323 | 0.0024392 | 0.0024131 | 0.0023873 | 0.0023618 | 0.0023365 | 0.0026502 | 0.0026134 | 0.041829 | 0 | 0 | 0 | 0.11857 | 0.7931 | 1.1226 | 7.8172 | 7.3473 | 2.739 | 0.45569 | 0 | 0 | 0 | 0 | 0 | 0 | 0.4724 | 2.1644 | 2.0378 | 15.5617 | 14.2905 | 7.0207 | 1.2152 | 0 | 0 | 0.53894
LO5Med | NR | CAC | Residential | HVAC | 0.011329 | 0.0032649 | 70.0638 | 82.4537 | Manufactured | MH CAC - SEER 16 - CZ2 | 0.0001338 | 0.00029489 | 0.0004885 | 0.00070925 | 0.00095665 | 0.0012414 | 0.0015482 | 0.0018551 | 0.0021369 | 0.0023705 | 0.0025415 | 0.0026477 | 0.0026983 | 0.0027059 | 0.002677 | 0.0026484 | 0.0026201 | 0.0025921 | 0.0029401 | 0.0028992 | 0.046404 | 0 | 0 | 0 | 0.13154 | 0.87984 | 1.2454 | 8.6722 | 8.1509 | 3.0386 | 0.50554 | 0 | 0 | 0 | 0 | 0 | 0 | 0.52407 | 2.4012 | 2.2606 | 17.2638 | 15.8535 | 7.7886 | 1.3481 | 0 | 0 | 0.62139
LO5Med | NR | CAC | Residential | HVAC | 0.018882 | 0.0054414 | 116.773 | 626.5343 | Manufactured | MH CAC - SEER 18 - CZ2 | 0.000223 | 0.00049149 | 0.00081417 | 0.0011821 | 0.0015944 | 0.0020689 | 0.0025803 | 0.0030919 | 0.0035615 | 0.0039509 | 0.0042359 | 0.0044128 | 0.0044972 | 0.0045099 | 0.0044617 | 0.004414 | 0.0043668 | 0.0043202 | 0.0049001 | 0.0048321 | 0.07734 | 0 | 0 | 0 | 0.21923 | 1.4664 | 2.0756 | 14.4537 | 13.5848 | 5.0643 | 0.84256 | 0 | 0 | 0 | 0 | 0 | 0 | 0.87345 | 4.0019 | 3.7677 | 28.773 | 26.4225 | 12.981 | 2.2468 | 0 | 0 | 0.10479
LO5Med | NR | CAC | Residential | HVAC | 0.018039 | 0.0051983 | 111.5559 | 44.1305 | Single Family | SF CAC - SEER 15 - CZ3 | 0.00065 | 0.0014448 | 0.0024137 | 0.0035343 | 0.0048077 | 0.0062915 | 0.0079133 | 0.0095629 | 0.011109 | 0.012428 | 0.013438 | 0.014119 | 0.014511 | 0.014676 | 0.014643 | 0.014609 | 0.014576 | 0.014543 | 0.01758 | 0.017312 | 0.2665 | 0 | 0 | 0 | 0.20944 | 1.4009 | 1.9829 | 13.8079 | 12.9779 | 4.8381 | 0.80492 | 0 | 0 | 0 | 0 | 0 | 0 | 0.83443 | 3.8231 | 3.5994 | 27.4875 | 25.242 | 12.4011 | 2.1464 | 0 | 0 | 0.95195
LO5Med | NR | CAC | Residential | HVAC | 0.020012 | 0.0057669 | 123.7574 | 34.5715 | Single Family | SF CAC - SEER 16 - CZ3 | 0.00072109 | 0.0016028 | 0.0026777 | 0.0039208 | 0.0053335 | 0.0069797 | 0.0087788 | 0.010609 | 0.012324 | 0.013788 | 0.014908 | 0.015663 | 0.016098 | 0.016281 | 0.016244 | 0.016207 | 0.016171 | 0.016134 | 0.019503 | 0.019206 | 0.29564 | 0 | 0 | 0 | 0.23234 | 1.5541 | 2.1997 | 15.3182 | 14.3974 | 5.3672 | 0.89295 | 0 | 0 | 0 | 0 | 0 | 0 | 0.92569 | 4.2413 | 3.9931 | 30.4939 | 28.0028 | 13.7574 | 2.3812 | 0 | 0 | 1.0976
LO5Med | NR | CAC | Residential | HVAC | 0.033353 | 0.0096115 | 206.2623 | 342.5965 | Single Family | SF CAC - SEER 18 - CZ3 | 0.0012018 | 0.0026714 | 0.0044629 | 0.0065347 | 0.0088892 | 0.011633 | 0.014631 | 0.017681 | 0.02054 | 0.02298 | 0.024847 | 0.026105 | 0.026831 | 0.027135 | 0.027074 | 0.027012 | 0.026951 | 0.02689 | 0.032506 | 0.032009 | 0.49274 | 0 | 0 | 0 | 0.38724 | 2.5902 | 3.6662 | 25.5303 | 23.9956 | 8.9454 | 1.4883 | 0 | 0 | 0 | 0 | 0 | 0 | 1.5428 | 7.0688 | 6.6552 | 50.8232 | 46.6714 | 22.9291 | 3.9687 | 0 | 0 | 0.18509
LO5Med | NR | CAC | Residential | HVAC | 0.014693 | 0.0042341 | 90.8636 | 60.5361 | Manufactured | MH CAC - SEER 15 - CZ3 | 0 | 0 | 0 | 0 | 0 | 0 | 0 | 0 | 0 | 0 | 0 | 0 | 0 | 0 | 0 | 0 | 0 | 0 | 0 | 0 | 0 | 0 | 0 | 0 | 0.17059 | 1.141 | 1.6151 | 11.2467 | 10.5707 | 3.9407 | 0.65561 | 0 | 0 | 0 | 0 | 0 | 0 | 0.67965 | 3.114 | 2.9318 | 22.3889 | 20.5599 | 10.1008 | 1.7483 | 0 | 0 | 0.77538
LO5Med | NR | CAC | Residential | HVAC | 0.0163 | 0.0046972 | 100.8018 | 48.8002 | Manufactured | MH CAC - SEER 16 - CZ3 | 0 | 0 | 0 | 0 | 0 | 0 | 0 | 0 | 0 | 0 | 0 | 0 | 0 | 0 | 0 | 0 | 0 | 0 | 0 | 0 | 0 | 0 | 0 | 0 | 0.18925 | 1.2658 | 1.7917 | 12.4768 | 11.7268 | 4.3717 | 0.72732 | 0 | 0 | 0 | 0 | 0 | 0 | 0.75399 | 3.4546 | 3.2524 | 24.8377 | 22.8086 | 11.2056 | 1.9395 | 0 | 0 | 0.894
LO5Med | NR | CAC | Residential | HVAC | 0.027166 | 0.0078287 | 168.003 | 426.9716 | Manufactured | MH CAC - SEER 18 - CZ3 | 0 | 0 | 0 | 0 | 0 | 0 | 0 | 0 | 0 | 0 | 0 | 0 | 0 | 0 | 0 | 0 | 0 | 0 | 0 | 0 | 0 | 0 | 0 | 0 | 0.31541 | 2.1097 | 2.9862 | 20.7947 | 19.5447 | 7.2861 | 1.2122 | 0 | 0 | 0 | 0 | 0 | 0 | 1.2566 | 5.7576 | 5.4207 | 41.3961 | 38.0144 | 18.676 | 3.2325 | 0 | 0 | 0.15076
LO1Slow | New | Cellular Shades | Residential | HVAC | 0.030233 | 0.0186 | 183.3021 | 1426.1862 | Single Family | SF_CellularShade_ASHP_HZ1 | 0.00033151 | 0.00049679 | 0.0010634 | 0.0019775 | 0.0032915 | 0.0050452 | 0.0074447 | 0.010552 | 0.014473 | 0.019106 | 0.023585 | 0.028688 | 0.033945 | 0.038812 | 0.042142 | 0.045052 | 0.046842 | 0.047562 | 0.047832 | 0.047713 | 0.46596 | 4.085 | 2.8977 | 2.4006 | 2.0393 | 1.3416 | 1.2085 | 7.3884 | 6.9372 | 2.9332 | 1.7238 | 2.4922 | 4.78 | 0 | 18.5352 | 13.7597 | 11.8206 | 10.1762 | 6.1385 | 3.0221 | 14.8865 | 13.6318 | 8.7947 | 8.3353 | 12.205 | 21.7691 | 0.041215
LO1Slow | New | Cellular Shades | Residential | HVAC | 0.019056 | 0.01229 | 115.3255 | 1147.4756 | Multifamily - Low Rise | MF_CellularShade_ASHP_HZ1 | 4.9204e-06 | 7.4866e-06 | 1.6265e-05 | 3.0688e-05 | 5.1813e-05 | 8.0656e-05 | 0.00012079 | 0.00017358 | 0.00024137 | 0.00032328 | 0.00040531 | 0.00050043 | 0.00060078 | 0.00069748 | 0.00076901 | 0.00083506 | 0.00088128 | 0.00090929 | 0.00092901 | 0.00094206 | 0.0085206 | 2.8091 | 1.9927 | 1.6508 | 1.3822 | 0.78786 | 0.64042 | 3.7533 | 3.5228 | 1.5519 | 1.108 | 1.7138 | 3.287 | 0 | 12.7459 | 9.462 | 8.1286 | 6.9175 | 3.8537 | 1.7322 | 7.5944 | 6.9475 | 4.8556 | 5.5255 | 8.3929 | 14.9698 | 0.050306
LO1Slow | New | Cellular Shades | Residential | HVAC | 0.019056 | 0.01229 | 115.3255 | 1147.4756 | Multifamily - High Rise | MF_CellularShade_ASHP_HZ1 | 0 | 0 | 0 | 0 | 0 | 0 | 0 | 0 | 0 | 0 | 0 | 0 | 0 | 0 | 0 | 0 | 0 | 0 | 0 | 0 | 0 | 2.8091 | 1.9927 | 1.6508 | 1.3822 | 0.78786 | 0.64042 | 3.7533 | 3.5228 | 1.5519 | 1.108 | 1.7138 | 3.287 | 0 | 12.7459 | 9.462 | 8.1286 | 6.9175 | 3.8537 | 1.7322 | 7.5944 | 6.9475 | 4.8556 | 5.5255 | 8.3929 | 14.9698 | 0.050306
LO1Slow | New | Cellular Shades | Residential | HVAC | 0.021612 | 0.013844 | 130.8288 | 1728.7336 | Manufactured | MH_CellularShade_ASHP_HZ1 | 1.951e-05 | 3.0533e-05 | 6.818e-05 | 0.00013211 | 0.00022887 | 0.00036494 | 0.00055966 | 0.00082363 | 0.0011716 | 0.0016033 | 0.0020507 | 0.0025821 | 0.0031603 | 0.0037355 | 0.0041906 | 0.0046271 | 0.0049669 | 0.0052047 | 0.0053989 | 0.0055546 | 0.046474 | 3.1467 | 2.2321 | 1.8492 | 1.5514 | 0.90319 | 0.74661 | 4.4079 | 4.1375 | 1.8097 | 1.253 | 1.9198 | 3.682 | 0 | 14.2777 | 10.5991 | 9.1054 | 7.7612 | 4.3731 | 1.9934 | 8.9121 | 8.1544 | 5.6219 | 6.2212 | 9.4015 | 16.7687 | 0.033724
LO1Slow | New | Cellular Shades | Residential | HVAC | 0.040811 | 0.026066 | 247.0839 | 1050.9466 | Single Family | SF_CellularShade_ASHP_HZ23 | 0.00010016 | 0.0001501 | 0.0003213 | 0.00059749 | 0.0009945 | 0.0015244 | 0.0022494 | 0.0031882 | 0.0043728 | 0.0057726 | 0.0071262 | 0.0086678 | 0.010256 | 0.011727 | 0.012733 | 0.013612 | 0.014153 | 0.01437 | 0.014452 | 0.014416 | 0.14079 | 5.9102 | 4.1925 | 3.4732 | 2.9165 | 1.7134 | 1.4264 | 8.447 | 7.929 | 3.458 | 2.3633 | 3.6058 | 6.9157 | 0 | 26.8169 | 19.9077 | 17.1021 | 14.5874 | 8.2602 | 3.7878 | 17.0734 | 15.6228 | 10.7101 | 11.7109 | 17.6582 | 31.4956 | 0.054967
LO1Slow | New | Cellular Shades | Residential | HVAC | 0.025044 | 0.016301 | 151.5103 | 866.8609 | Multifamily - Low Rise | MF_CellularShade_ASHP_HZ23 | 7.1881e-07 | 1.0937e-06 | 2.3761e-06 | 4.4832e-06 | 7.5692e-06 | 1.1783e-05 | 1.7646e-05 | 2.5358e-05 | 3.5261e-05 | 4.7227e-05 | 5.9212e-05 | 7.3107e-05 | 8.7767e-05 | 0.00010189 | 0.00011234 | 0.00012199 | 0.00012874 | 0.00013284 | 0.00013572 | 0.00013762 | 0.0012447 | 3.753 | 2.6622 | 2.2055 | 1.8419 | 1.0204 | 0.80999 | 4.6968 | 4.4079 | 1.9621 | 1.4618 | 2.2897 | 4.3915 | 0 | 17.0289 | 12.6415 | 10.86 | 9.2228 | 5.0606 | 2.2314 | 9.5137 | 8.7011 | 6.2018 | 7.3328 | 11.2131 | 19.9999 | 0.065911
LO1Slow | New | Cellular Shades | Residential | HVAC | 0.025044 | 0.016301 | 151.5103 | 866.8609 | Multifamily - High Rise | MF_CellularShade_ASHP_HZ23 | 0 | 0 | 0 | 0 | 0 | 0 | 0 | 0 | 0 | 0 | 0 | 0 | 0 | 0 | 0 | 0 | 0 | 0 | 0 | 0 | 0 | 3.753 | 2.6622 | 2.2055 | 1.8419 | 1.0204 | 0.80999 | 4.6968 | 4.4079 | 1.9621 | 1.4618 | 2.2897 | 4.3915 | 0 | 17.0289 | 12.6415 | 10.86 | 9.2228 | 5.0606 | 2.2314 | 9.5137 | 8.7011 | 6.2018 | 7.3328 | 11.2131 | 19.9999 | 0.065911
LO1Slow | New | Cellular Shades | Residential | HVAC | 0.028386 | 0.018355 | 171.7742 | 1310.1053 | Manufactured | MH_CellularShade_ASHP_HZ23 | 7.2173e-06 | 1.1295e-05 | 2.5221e-05 | 4.8869e-05 | 8.4665e-05 | 0.000135 | 0.00020703 | 0.00030468 | 0.0004334 | 0.00059312 | 0.00075861 | 0.00095519 | 0.0011691 | 0.0013818 | 0.0015502 | 0.0017117 | 0.0018374 | 0.0019254 | 0.0019972 | 0.0020548 | 0.017192 | 4.204 | 2.9822 | 2.4706 | 2.0671 | 1.1688 | 0.94388 | 5.5157 | 5.1769 | 2.2871 | 1.6523 | 2.5648 | 4.9193 | 0 | 19.0753 | 14.1607 | 12.1651 | 10.3465 | 5.7392 | 2.5659 | 11.1636 | 10.212 | 7.1757 | 8.2536 | 12.5606 | 22.4034 | 0.044156
LO1Slow | New | Cellular Shades | Residential | HVAC | 0.011312 | 0.0078429 | 68.2556 | 3876.586 | Single Family | SF_CellularShade_DHP_HZ1 | 0.00013683 | 0.00020505 | 0.00043891 | 0.00081621 | 0.0013586 | 0.0020824 | 0.0030728 | 0.0043553 | 0.0059735 | 0.0078858 | 0.0097348 | 0.011841 | 0.014011 | 0.01602 | 0.017394 | 0.018595 | 0.019334 | 0.019631 | 0.019743 | 0.019694 | 0.19232 | 1.8935 | 1.3432 | 1.1128 | 0.91393 | 0.412 | 0.26314 | 1.3563 | 1.2715 | 0.63486 | 0.67846 | 1.1552 | 2.2157 | 0 | 8.5918 | 6.3782 | 5.4793 | 4.5921 | 2.2727 | 0.86164 | 2.7826 | 2.5374 | 2.2189 | 3.5422 | 5.6575 | 10.0908 | 0.014804
LO1Slow | New | Cellular Shades | Residential | HVAC | 0.0071118 | 0.0044738 | 43.0821 | 3117.781 | Multifamily - Low Rise | MF_CellularShade_DHP_HZ1 | 4.8498e-05 | 7.3791e-05 | 0.00016031 | 0.00030248 | 0.00051069 | 0.00079498 | 0.0011906 | 0.0017109 | 0.002379 | 0.0031864 | 0.0039949 | 0.0049325 | 0.0059216 | 0.0068746 | 0.0075796 | 0.0082306 | 0.0086862 | 0.0089623 | 0.0091566 | 0.0092853 | 0.083982 | 1.0016 | 0.71053 | 0.58864 | 0.49655 | 0.30555 | 0.2632 | 1.5809 | 1.4842 | 0.63839 | 0.40923 | 0.6111 | 1.1721 | 0 | 4.5449 | 3.3739 | 2.8984 | 2.4813 | 1.4413 | 0.68088 | 3.1909 | 2.9208 | 1.9493 | 2.008 | 2.9927 | 5.3378 | 0.01893
LO1Slow | New | Cellular Shades | Residential | HVAC | 0.0071118 | 0.0044738 | 43.0821 | 3117.781 | Multifamily - High Rise | MF_CellularShade_DHP_HZ1 | 0 | 0 | 0 | 0 | 0 | 0 | 0 | 0 | 0 | 0 | 0 | 0 | 0 | 0 | 0 | 0 | 0 | 0 | 0 | 0 | 0 | 1.0016 | 0.71053 | 0.58864 | 0.49655 | 0.30555 | 0.2632 | 1.5809 | 1.4842 | 0.63839 | 0.40923 | 0.6111 | 1.1721 | 0 | 4.5449 | 3.3739 | 2.8984 | 2.4813 | 1.4413 | 0.68088 | 3.1909 | 2.9208 | 1.9493 | 2.008 | 2.9927 | 5.3378 | 0.01893
LO1Slow | New | Cellular Shades | Residential | HVAC | 0.027211 | 0.01863 | 164.2785 | 1371.1805 | Manufactured | MH_CellularShade_DHP_HZ1 | 2.0821e-06 | 3.2585e-06 | 7.2761e-06 | 1.4098e-05 | 2.4425e-05 | 3.8946e-05 | 5.9727e-05 | 8.7897e-05 | 0.00012503 | 0.00017111 | 0.00021885 | 0.00027556 | 0.00033727 | 0.00039865 | 0.00044722 | 0.0004938 | 0.00053007 | 0.00055545 | 0.00057617 | 0.00059279 | 0.0049597 | 4.4573 | 3.1619 | 2.6194 | 2.1581 | 1.0151 | 0.68355 | 3.6392 | 3.4127 | 1.6509 | 1.6231 | 2.7194 | 5.2157 | 0 | 20.2247 | 15.0139 | 12.8981 | 10.8365 | 5.4734 | 2.1447 | 7.4391 | 6.7893 | 5.6243 | 8.4075 | 13.3174 | 23.7533 | 0.041491
LO1Slow | New | Cellular Shades | Residential | HVAC | 0.023364 | 0.015229 | 141.3407 | 1857.8145 | Single Family | SF_CellularShade_DHP_HZ23 | 0.00031262 | 0.00046848 | 0.0010028 | 0.0018648 | 0.0031039 | 0.0047577 | 0.0070205 | 0.0099507 | 0.013648 | 0.018017 | 0.022242 | 0.027053 | 0.032011 | 0.036601 | 0.03974 | 0.042485 | 0.044173 | 0.044852 | 0.045107 | 0.044995 | 0.43941 | 3.5102 | 2.49 | 2.0628 | 1.722 | 0.94974 | 0.75106 | 4.3475 | 4.0801 | 1.8192 | 1.3646 | 2.1415 | 4.1074 | 0 | 15.9271 | 11.8236 | 10.1573 | 8.6233 | 4.7206 | 2.0752 | 8.8078 | 8.0551 | 5.7598 | 6.8513 | 10.4876 | 18.7059 | 0.031254
LO1Slow | New | Cellular Shades | Residential | HVAC | 0.019367 | 0.01227 | 117.2914 | 1127.7682 | Multifamily - Low Rise | MF_CellularShade_DHP_HZ23 | 0.00014205 | 0.00021613 | 0.00046954 | 0.00088594 | 0.0014958 | 0.0023285 | 0.0034871 | 0.0050111 | 0.0069681 | 0.0093327 | 0.011701 | 0.014447 | 0.017344 | 0.020135 | 0.0222 | 0.024107 | 0.025441 | 0.02625 | 0.026819 | 0.027196 | 0.24598 | 2.7634 | 1.9602 | 1.6239 | 1.3669 | 0.8233 | 0.69831 | 4.1679 | 3.9126 | 1.6933 | 1.1177 | 1.6859 | 3.2335 | 0 | 12.5385 | 9.308 | 7.9963 | 6.8337 | 3.9226 | 1.828 | 8.4177 | 7.7039 | 5.2038 | 5.5095 | 8.2563 | 14.7261 | 0.051432
LO1Slow | New | Cellular Shades | Residential | HVAC | 0.019367 | 0.01227 | 117.2914 | 1127.7682 | Multifamily - High Rise | MF_CellularShade_DHP_HZ23 | 0 | 0 | 0 | 0 | 0 | 0 | 0 | 0 | 0 | 0 | 0 | 0 | 0 | 0 | 0 | 0 | 0 | 0 | 0 | 0 | 0 | 2.7634 | 1.9602 | 1.6239 | 1.3669 | 0.8233 | 0.69831 | 4.1679 | 3.9126 | 1.6933 | 1.1177 | 1.6859 | 3.2335 | 0 | 12.5385 | 9.308 | 7.9963 | 6.8337 | 3.9226 | 1.828 | 8.4177 | 7.7039 | 5.2038 | 5.5095 | 8.2563 | 14.7261 | 0.051432
LO1Slow | New | Cellular Shades | Residential | HVAC | 0.029179 | 0.019824 | 176.2147 | 1276.4345 | Manufactured | MH_CellularShade_DHP_HZ23 | 1.9746e-07 | 3.0902e-07 | 6.9003e-07 | 1.337e-06 | 2.3164e-06 | 3.6934e-06 | 5.6642e-06 | 8.3357e-06 | 1.1858e-05 | 1.6227e-05 | 2.0755e-05 | 2.6133e-05 | 3.1985e-05 | 3.7806e-05 | 4.2412e-05 | 4.683e-05 | 5.0269e-05 | 5.2676e-05 | 5.4641e-05 | 5.6217e-05 | 0.00047035 | 4.7166 | 3.3458 | 2.7718 | 2.2881 | 1.1041 | 0.76563 | 4.1456 | 3.8882 | 1.8502 | 1.7347 | 2.8775 | 5.519 | 0 | 21.401 | 15.8872 | 13.6482 | 11.4845 | 5.8734 | 2.3462 | 8.4585 | 7.723 | 6.2161 | 8.9423 | 14.092 | 25.1349 | 0.044614
Retro1Slow | Retro | Cellular Shades | Residential | HVAC | 0.030233 | 0.0186 | 183.3021 | 1426.1862 | Single Family | SF_CellularShade_ASHP_HZ1 | 0.013138 | 0.026541 | 0.047604 | 0.078187 | 0.11979 | 0.17306 | 0.23728 | 0.30983 | 0.38574 | 0.45758 | 0.51603 | 0.55124 | 0.55535 | 0.52479 | 0.46217 | 0.38256 | 0.29266 | 0.2026 | 0.12939 | 0.084339 | 5.6226 | 4.085 | 2.8977 | 2.4006 | 2.0393 | 1.3416 | 1.2085 | 7.3884 | 6.9372 | 2.9332 | 1.7238 | 2.4922 | 4.78 | 0 | 18.5352 | 13.7597 | 11.8206 | 10.1762 | 6.1385 | 3.0221 | 14.8865 | 13.6318 | 8.7947 | 8.3353 | 12.205 | 21.7691 | 0.041215
Retro1Slow | Retro | Cellular Shades | Residential | HVAC | 0.019056 | 0.01229 | 115.3255 | 1147.4756 | Multifamily - Low Rise | MF_CellularShade_ASHP_HZ1 | 0.00022813 | 0.00046566 | 0.0008437 | 0.0013995 | 0.0021649 | 0.0031568 | 0.0043661 | 0.0057485 | 0.0072127 | 0.0086183 | 0.0097845 | 0.010514 | 0.010647 | 0.010106 | 0.0089344 | 0.0074188 | 0.0056903 | 0.0039481 | 0.0025265 | 0.0016498 | 0.10999 | 2.8091 | 1.9927 | 1.6508 | 1.3822 | 0.78786 | 0.64042 | 3.7533 | 3.5228 | 1.5519 | 1.108 | 1.7138 | 3.287 | 0 | 12.7459 | 9.462 | 8.1286 | 6.9175 | 3.8537 | 1.7322 | 7.5944 | 6.9475 | 4.8556 | 5.5255 | 8.3929 | 14.9698 | 0.050306
Retro1Slow | Retro | Cellular Shades | Residential | HVAC | 0.019056 | 0.01229 | 115.3255 | 1147.4756 | Multifamily - High Rise | MF_CellularShade_ASHP_HZ1 | 0 | 0 | 0 | 0 | 0 | 0 | 0 | 0 | 0 | 0 | 0 | 0 | 0 | 0 | 0 | 0 | 0 | 0 | 0 | 0 | 0 | 2.8091 | 1.9927 | 1.6508 | 1.3822 | 0.78786 | 0.64042 | 3.7533 | 3.5228 | 1.5519 | 1.108 | 1.7138 | 3.287 | 0 | 12.7459 | 9.462 | 8.1286 | 6.9175 | 3.8537 | 1.7322 | 7.5944 | 6.9475 | 4.8556 | 5.5255 | 8.3929 | 14.9698 | 0.050306
Retro1Slow | Retro | Cellular Shades | Residential | HVAC | 0.021612 | 0.013844 | 130.8288 | 1728.7336 | Manufactured | MH_CellularShade_ASHP_HZ1 | 0.0027678 | 0.005516 | 0.0097664 | 0.015845 | 0.023994 | 0.034286 | 0.046525 | 0.060162 | 0.074213 | 0.087266 | 0.097598 | 0.10343 | 0.10341 | 0.096995 | 0.084802 | 0.069692 | 0.052935 | 0.036386 | 0.023074 | 0.014935 | 0.99569 | 3.1467 | 2.2321 | 1.8492 | 1.5514 | 0.90319 | 0.74661 | 4.4079 | 4.1375 | 1.8097 | 1.253 | 1.9198 | 3.682 | 0 | 14.2777 | 10.5991 | 9.1054 | 7.7612 | 4.3731 | 1.9934 | 8.9121 | 8.1544 | 5.6219 | 6.2212 | 9.4015 | 16.7687 | 0.033724
Retro1Slow | Retro | Cellular Shades | Residential | HVAC | 0.040811 | 0.026066 | 247.0839 | 1050.9466 | Single Family | SF_CellularShade_ASHP_HZ23 | 0.0039696 | 0.0080193 | 0.014383 | 0.023624 | 0.036192 | 0.052288 | 0.071691 | 0.093614 | 0.11655 | 0.13825 | 0.15591 | 0.16655 | 0.1678 | 0.15856 | 0.13964 | 0.11559 | 0.088424 | 0.061213 | 0.039094 | 0.025482 | 1.6988 | 5.9102 | 4.1925 | 3.4732 | 2.9165 | 1.7134 | 1.4264 | 8.447 | 7.929 | 3.458 | 2.3633 | 3.6058 | 6.9157 | 0 | 26.8169 | 19.9077 | 17.1021 | 14.5874 | 8.2602 | 3.7878 | 17.0734 | 15.6228 | 10.7101 | 11.7109 | 17.6582 | 31.4956 | 0.054967
Retro1Slow | Retro | Cellular Shades | Residential | HVAC | 0.025044 | 0.016301 | 151.5103 | 866.8609 | Multifamily - Low Rise | MF_CellularShade_ASHP_HZ23 | 3.3327e-05 | 6.8028e-05 | 0.00012325 | 0.00020445 | 0.00031627 | 0.00046117 | 0.00063783 | 0.00083978 | 0.0010537 | 0.001259 | 0.0014294 | 0.001536 | 0.0015554 | 0.0014764 | 0.0013052 | 0.0010838 | 0.00083128 | 0.00057678 | 0.00036909 | 0.00024102 | 0.016068 | 3.753 | 2.6622 | 2.2055 | 1.8419 | 1.0204 | 0.80999 | 4.6968 | 4.4079 | 1.9621 | 1.4618 | 2.2897 | 4.3915 | 0 | 17.0289 | 12.6415 | 10.86 | 9.2228 | 5.0606 | 2.2314 | 9.5137 | 8.7011 | 6.2018 | 7.3328 | 11.2131 | 19.9999 | 0.065911
Retro1Slow | Retro | Cellular Shades | Residential | HVAC | 0.025044 | 0.016301 | 151.5103 | 866.8609 | Multifamily - High Rise | MF_CellularShade_ASHP_HZ23 | 0 | 0 | 0 | 0 | 0 | 0 | 0 | 0 | 0 | 0 | 0 | 0 | 0 | 0 | 0 | 0 | 0 | 0 | 0 | 0 | 0 | 3.753 | 2.6622 | 2.2055 | 1.8419 | 1.0204 | 0.80999 | 4.6968 | 4.4079 | 1.9621 | 1.4618 | 2.2897 | 4.3915 | 0 | 17.0289 | 12.6415 | 10.86 | 9.2228 | 5.0606 | 2.2314 | 9.5137 | 8.7011 | 6.2018 | 7.3328 | 11.2131 | 19.9999 | 0.065911
Retro1Slow | Retro | Cellular Shades | Residential | HVAC | 0.028386 | 0.018355 | 171.7742 | 1310.1053 | Manufactured | MH_CellularShade_ASHP_HZ23 | 0.0010239 | 0.0020405 | 0.0036128 | 0.0058616 | 0.0088762 | 0.012683 | 0.017211 | 0.022255 | 0.027453 | 0.032282 | 0.036104 | 0.038262 | 0.038254 | 0.035881 | 0.031371 | 0.025781 | 0.019582 | 0.01346 | 0.0085358 | 0.005525 | 0.36833 | 4.204 | 2.9822 | 2.4706 | 2.0671 | 1.1688 | 0.94388 | 5.5157 | 5.1769 | 2.2871 | 1.6523 | 2.5648 | 4.9193 | 0 | 19.0753 | 14.1607 | 12.1651 | 10.3465 | 5.7392 | 2.5659 | 11.1636 | 10.212 | 7.1757 | 8.2536 | 12.5606 | 22.4034 | 0.044156
Retro1Slow | Retro | Cellular Shades | Residential | HVAC | 0.011312 | 0.0078429 | 68.2556 | 3876.586 | Single Family | SF_CellularShade_DHP_HZ1 | 0.0054228 | 0.010955 | 0.019648 | 0.032272 | 0.049441 | 0.071429 | 0.097935 | 0.12788 | 0.15921 | 0.18886 | 0.21299 | 0.22752 | 0.22922 | 0.21661 | 0.19076 | 0.1579 | 0.12079 | 0.083621 | 0.053405 | 0.034811 | 2.3207 | 1.8935 | 1.3432 | 1.1128 | 0.91393 | 0.412 | 0.26314 | 1.3563 | 1.2715 | 0.63486 | 0.67846 | 1.1552 | 2.2157 | 0 | 8.5918 | 6.3782 | 5.4793 | 4.5921 | 2.2727 | 0.86164 | 2.7826 | 2.5374 | 2.2189 | 3.5422 | 5.6575 | 10.0908 | 0.014804
Retro1Slow | Retro | Cellular Shades | Residential | HVAC | 0.0071118 | 0.0044738 | 43.0821 | 3117.781 | Multifamily - Low Rise | MF_CellularShade_DHP_HZ1 | 0.0022485 | 0.0045898 | 0.0083158 | 0.013794 | 0.021338 | 0.031114 | 0.043034 | 0.056659 | 0.071091 | 0.084945 | 0.09644 | 0.10363 | 0.10494 | 0.099612 | 0.088061 | 0.073122 | 0.056086 | 0.038914 | 0.024902 | 0.016262 | 1.0841 | 1.0016 | 0.71053 | 0.58864 | 0.49655 | 0.30555 | 0.2632 | 1.5809 | 1.4842 | 0.63839 | 0.40923 | 0.6111 | 1.1721 | 0 | 4.5449 | 3.3739 | 2.8984 | 2.4813 | 1.4413 | 0.68088 | 3.1909 | 2.9208 | 1.9493 | 2.008 | 2.9927 | 5.3378 | 0.01893
Retro1Slow | Retro | Cellular Shades | Residential | HVAC | 0.0071118 | 0.0044738 | 43.0821 | 3117.781 | Multifamily - High Rise | MF_CellularShade_DHP_HZ1 | 0 | 0 | 0 | 0 | 0 | 0 | 0 | 0 | 0 | 0 | 0 | 0 | 0 | 0 | 0 | 0 | 0 | 0 | 0 | 0 | 0 | 1.0016 | 0.71053 | 0.58864 | 0.49655 | 0.30555 | 0.2632 | 1.5809 | 1.4842 | 0.63839 | 0.40923 | 0.6111 | 1.1721 | 0 | 4.5449 | 3.3739 | 2.8984 | 2.4813 | 1.4413 | 0.68088 | 3.1909 | 2.9208 | 1.9493 | 2.008 | 2.9927 | 5.3378 | 0.01893
Retro1Slow | Retro | Cellular Shades | Residential | HVAC | 0.027211 | 0.01863 | 164.2785 | 1371.1805 | Manufactured | MH_CellularShade_DHP_HZ1 | 0.00029538 | 0.00058867 | 0.0010423 | 0.001691 | 0.0025607 | 0.003659 | 0.0049652 | 0.0064205 | 0.00792 | 0.009313 | 0.010416 | 0.011038 | 0.011036 | 0.010351 | 0.0090501 | 0.0074376 | 0.0056492 | 0.0038831 | 0.0024625 | 0.0015939 | 0.10626 | 4.4573 | 3.1619 | 2.6194 | 2.1581 | 1.0151 | 0.68355 | 3.6392 | 3.4127 | 1.6509 | 1.6231 | 2.7194 | 5.2157 | 0 | 20.2247 | 15.0139 | 12.8981 | 10.8365 | 5.4734 | 2.1447 | 7.4391 | 6.7893 | 5.6243 | 8.4075 | 13.3174 | 23.7533 | 0.041491
Retro1Slow | Retro | Cellular Shades | Residential | HVAC | 0.023364 | 0.015229 | 141.3407 | 1857.8145 | Single Family | SF_CellularShade_DHP_HZ23 | 0.01239 | 0.025029 | 0.044891 | 0.073732 | 0.11296 | 0.1632 | 0.22375 | 0.29218 | 0.36376 | 0.43151 | 0.48663 | 0.51983 | 0.52371 | 0.49489 | 0.43584 | 0.36077 | 0.27598 | 0.19105 | 0.12202 | 0.079533 | 5.3022 | 3.5102 | 2.49 | 2.0628 | 1.722 | 0.94974 | 0.75106 | 4.3475 | 4.0801 | 1.8192 | 1.3646 | 2.1415 | 4.1074 | 0 | 15.9271 | 11.8236 | 10.1573 | 8.6233 | 4.7206 | 2.0752 | 8.8078 | 8.0551 | 5.7598 | 6.8513 | 10.4876 | 18.7059 | 0.031254
Retro1Slow | Retro | Cellular Shades | Residential | HVAC | 0.019367 | 0.01227 | 117.2914 | 1127.7682 | Multifamily - Low Rise | MF_CellularShade_DHP_HZ23 | 0.0065858 | 0.013443 | 0.024357 | 0.040402 | 0.062499 | 0.091133 | 0.12604 | 0.16595 | 0.20822 | 0.2488 | 0.28247 | 0.30352 | 0.30737 | 0.29176 | 0.25793 | 0.21417 | 0.16427 | 0.11398 | 0.072937 | 0.047629 | 3.1753 | 2.7634 | 1.9602 | 1.6239 | 1.3669 | 0.8233 | 0.69831 | 4.1679 | 3.9126 | 1.6933 | 1.1177 | 1.6859 | 3.2335 | 0 | 12.5385 | 9.308 | 7.9963 | 6.8337 | 3.9226 | 1.828 | 8.4177 | 7.7039 | 5.2038 | 5.5095 | 8.2563 | 14.7261 | 0.051432
Retro1Slow | Retro | Cellular Shades | Residential | HVAC | 0.019367 | 0.01227 | 117.2914 | 1127.7682 | Multifamily - High Rise | MF_CellularShade_DHP_HZ23 | 0 | 0 | 0 | 0 | 0 | 0 | 0 | 0 | 0 | 0 | 0 | 0 | 0 | 0 | 0 | 0 | 0 | 0 | 0 | 0 | 0 | 2.7634 | 1.9602 | 1.6239 | 1.3669 | 0.8233 | 0.69831 | 4.1679 | 3.9126 | 1.6933 | 1.1177 | 1.6859 | 3.2335 | 0 | 12.5385 | 9.308 | 7.9963 | 6.8337 | 3.9226 | 1.828 | 8.4177 | 7.7039 | 5.2038 | 5.5095 | 8.2563 | 14.7261 | 0.051432
Retro1Slow | Retro | Cellular Shades | Residential | HVAC | 0.029179 | 0.019824 | 176.2147 | 1276.4345 | Manufactured | MH_CellularShade_DHP_HZ23 | 2.8013e-05 | 5.5826e-05 | 9.8843e-05 | 0.00016037 | 0.00024284 | 0.000347 | 0.00047087 | 0.00060889 | 0.00075109 | 0.0008832 | 0.00098776 | 0.0010468 | 0.0010466 | 0.00098167 | 0.00085827 | 0.00070534 | 0.00053574 | 0.00036826 | 0.00023353 | 0.00015116 | 0.010077 | 4.7166 | 3.3458 | 2.7718 | 2.2881 | 1.1041 | 0.76563 | 4.1456 | 3.8882 | 1.8502 | 1.7347 | 2.8775 | 5.519 | 0 | 21.401 | 15.8872 | 13.6482 | 11.4845 | 5.8734 | 2.3462 | 8.4585 | 7.723 | 6.2161 | 8.9423 | 14.092 | 25.1349 | 0.044614
LO12Med | NR | Circulators | Residential | HVAC | 0.027698 | 0.028795 | 193.2516 | 84.8527 | Single Family | Circulators-NR-HH-Single Family-ECM Motor Upgrade | 0.012136 | 0.024218 | 0.036244 | 0.048216 | 0.060133 | 0.070795 | 0.079254 | 0.085955 | 0.091251 | 0.095427 | 0.098709 | 0.10128 | 0.10424 | 0.10566 | 0.10671 | 0.10747 | 0.10711 | 0.10677 | 0.10646 | 0.10617 | 2.1765 | 5.4634 | 4.1853 | 3.224 | 3.0476 | 0.87377 | 0.19666 | 0.10639 | 0.10238 | 0.40816 | 1.4808 | 3.5625 | 6.2717 | 0 | 29.9367 | 23.3565 | 19.4985 | 17.9689 | 6.0976 | 1.6575 | 0.65375 | 0.57665 | 3.2524 | 9.584 | 18.7725 | 32.9741 | 0.47429
LO12Med | NR | Circulators | Residential | HVAC | 0.071776 | 0.074618 | 500.7879 | 66.3764 | Multifamily | Circulators-NR-HH-Multifamily - Low Rise-ECM Motor Upgrade | 0.00038716 | 0.00077256 | 0.0011562 | 0.0015381 | 0.0019183 | 0.0022584 | 0.0025283 | 0.002742 | 0.002911 | 0.0030442 | 0.0031489 | 0.0032308 | 0.0033514 | 0.0033938 | 0.0034247 | 0.0034454 | 0.0034303 | 0.0034172 | 0.0034052 | 0.0033943 | 0.069561 | 14.1577 | 10.8457 | 8.3545 | 7.8975 | 2.2643 | 0.50962 | 0.2757 | 0.2653 | 1.0577 | 3.8373 | 9.2318 | 16.2524 | 0 | 77.5772 | 60.5255 | 50.528 | 46.5642 | 15.8012 | 4.2953 | 1.6941 | 1.4943 | 8.4281 | 24.8358 | 48.6466 | 85.4483 | 0.57128
LO12Med | NR | Circulators | Residential | HVAC | 0.071776 | 0.074618 | 500.7879 | 66.3764 | Multifamily | Circulators-NR-HH-Multifamily - High Rise-ECM Motor Upgrade | 0.00011457 | 0.00022861 | 0.00034214 | 0.00045515 | 0.00056764 | 0.0006683 | 0.00074815 | 0.0008114 | 0.0008614 | 0.00090082 | 0.0009318 | 0.00095605 | 0.00099135 | 0.001004 | 0.0010132 | 0.0010194 | 0.001015 | 0.0010112 | 0.0010077 | 0.0010044 | 0.020583 | 14.1577 | 10.8457 | 8.3545 | 7.8975 | 2.2643 | 0.50962 | 0.2757 | 0.2653 | 1.0577 | 3.8373 | 9.2318 | 16.2524 | 0 | 77.5772 | 60.5255 | 50.528 | 46.5642 | 15.8012 | 4.2953 | 1.6941 | 1.4943 | 8.4281 | 24.8358 | 48.6466 | 85.4483 | 0.57128
LO12Med | NR | Circulators | Residential | HVAC | 0.027698 | 0.028795 | 193.2516 | 84.8527 | Manufactured | Circulators-NR-HH-Manufactured-ECM Motor Upgrade | 8.8083e-05 | 0.00017428 | 0.00025863 | 0.00034116 | 0.00042189 | 0.00049251 | 0.0005467 | 0.00058792 | 0.00061888 | 0.00064175 | 0.00065822 | 0.00066965 | 0.00068145 | 0.00068536 | 0.00068679 | 0.00068618 | 0.00067835 | 0.00067072 | 0.00066325 | 0.00065592 | 0.014594 | 5.4634 | 4.1853 | 3.224 | 3.0476 | 0.87377 | 0.19666 | 0.10639 | 0.10238 | 0.40816 | 1.4808 | 3.5625 | 6.2717 | 0 | 29.9367 | 23.3565 | 19.4985 | 17.9689 | 6.0976 | 1.6575 | 0.65375 | 0.57665 | 3.2524 | 9.584 | 18.7725 | 32.9741 | 0.47429
LO12Med | NEW | Circulators | Residential | HVAC | 0.027698 | 0.028795 | 193.2516 | 84.8527 | Single Family | Circulators-NEW-HH-Single Family-ECM Motor Upgrade | 0.0072818 | 0.014189 | 0.020865 | 0.027494 | 0.03343 | 0.037903 | 0.041626 | 0.044647 | 0.047359 | 0.049564 | 0.049818 | 0.050729 | 0.051698 | 0.052366 | 0.051753 | 0.051635 | 0.050781 | 0.049594 | 0.048858 | 0.047954 | 0.82954 | 5.4634 | 4.1853 | 3.224 | 3.0476 | 0.87377 | 0.19666 | 0.10639 | 0.10238 | 0.40816 | 1.4808 | 3.5625 | 6.2717 | 0 | 29.9367 | 23.3565 | 19.4985 | 17.9689 | 6.0976 | 1.6575 | 0.65375 | 0.57665 | 3.2524 | 9.584 | 18.7725 | 32.9741 | 0.47429
LO12Med | NEW | Circulators | Residential | HVAC | 0.071776 | 0.074618 | 500.7879 | 66.3764 | Multifamily | Circulators-NEW-HH-Multifamily - Low Rise-ECM Motor Upgrade | 0.0002323 | 0.00045959 | 0.00068591 | 0.00091706 | 0.001131 | 0.0013023 | 0.0014516 | 0.0015786 | 0.0016976 | 0.0018025 | 0.00184 | 0.0019019 | 0.0019666 | 0.0020226 | 0.0020298 | 0.002057 | 0.0020534 | 0.0020378 | 0.0020395 | 0.002035 | 0.031242 | 14.1577 | 10.8457 | 8.3545 | 7.8975 | 2.2643 | 0.50962 | 0.2757 | 0.2653 | 1.0577 | 3.8373 | 9.2318 | 16.2524 | 0 | 77.5772 | 60.5255 | 50.528 | 46.5642 | 15.8012 | 4.2953 | 1.6941 | 1.4943 | 8.4281 | 24.8358 | 48.6466 | 85.4483 | 0.57128
LO12Med | NEW | Circulators | Residential | HVAC | 0.071776 | 0.074618 | 500.7879 | 66.3764 | Multifamily | Circulators-NEW-HH-Multifamily - High Rise-ECM Motor Upgrade | 6.8739e-05 | 0.00013519 | 0.00020218 | 0.00027141 | 0.00033663 | 0.00038865 | 0.00043476 | 0.00047552 | 0.00051316 | 0.00054584 | 0.00055606 | 0.0005738 | 0.00059349 | 0.00060967 | 0.00061087 | 0.00061832 | 0.00061674 | 0.00060972 | 0.00060683 | 0.00060302 | 0.0093706 | 14.1577 | 10.8457 | 8.3545 | 7.8975 | 2.2643 | 0.50962 | 0.2757 | 0.2653 | 1.0577 | 3.8373 | 9.2318 | 16.2524 | 0 | 77.5772 | 60.5255 | 50.528 | 46.5642 | 15.8012 | 4.2953 | 1.6941 | 1.4943 | 8.4281 | 24.8358 | 48.6466 | 85.4483 | 0.57128
LO12Med | NEW | Circulators | Residential | HVAC | 0.027698 | 0.028795 | 193.2516 | 84.8527 | Manufactured | Circulators-NEW-HH-Manufactured-ECM Motor Upgrade | 5.285e-05 | 0.00010755 | 0.00016498 | 0.00022651 | 0.00028666 | 0.0003381 | 0.0003859 | 0.00042976 | 0.0004728 | 0.00051295 | 0.00053417 | 0.00056308 | 0.00059356 | 0.00062152 | 0.00063466 | 0.00065399 | 0.00066403 | 0.00066927 | 0.00068008 | 0.00068846 | 0.0092809 | 5.4634 | 4.1853 | 3.224 | 3.0476 | 0.87377 | 0.19666 | 0.10639 | 0.10238 | 0.40816 | 1.4808 | 3.5625 | 6.2717 | 0 | 29.9367 | 23.3565 | 19.4985 | 17.9689 | 6.0976 | 1.6575 | 0.65375 | 0.57665 | 3.2524 | 9.584 | 18.7725 | 32.9741 | 0.47429
LO3Slow | NR | Circulator Controls | Residential | HVAC | 0.034031 | 0.035378 | 237.4365 | 105.2201 | Single Family | Circulator Controls-NR-HH-Single Family-ECM+Advanced Speed | 0.00070846 | 0.0018179 | 0.004031 | 0.007893 | 0.013883 | 0.022244 | 0.032851 | 0.045181 | 0.058407 | 0.071573 | 0.083794 | 0.094415 | 0.10428 | 0.11098 | 0.11581 | 0.11904 | 0.12103 | 0.12215 | 0.12267 | 0.12293 | 2.516 | 6.7125 | 5.1422 | 3.9611 | 3.7444 | 1.0735 | 0.24163 | 0.13072 | 0.12579 | 0.50149 | 1.8193 | 4.377 | 7.7057 | 0 | 36.7814 | 28.6967 | 23.9566 | 22.0773 | 7.4918 | 2.0365 | 0.80322 | 0.7085 | 3.996 | 11.7753 | 23.0646 | 40.5132 | 0.39951
LO3Slow | NR | Circulator Controls | Residential | HVAC | 0.10437 | 0.1085 | 728.1839 | 57.2707 | Multifamily | Circulator Controls-NR-HH-Multifamily - Low Rise-ECM+Advanced Speed | 4.2784e-05 | 0.00010979 | 0.00024343 | 0.00047667 | 0.00083843 | 0.0013433 | 0.0019839 | 0.0027285 | 0.0035273 | 0.0043224 | 0.0050604 | 0.0057018 | 0.0064483 | 0.0068607 | 0.0071566 | 0.0073485 | 0.0074591 | 0.0075158 | 0.007534 | 0.007536 | 0.15319 | 20.5863 | 15.7705 | 12.1481 | 11.4836 | 3.2924 | 0.74103 | 0.40089 | 0.38577 | 1.538 | 5.5797 | 13.4237 | 23.6322 | 0 | 112.8032 | 88.0087 | 73.4716 | 67.7079 | 22.9762 | 6.2457 | 2.4634 | 2.1729 | 12.2552 | 36.1131 | 70.7358 | 124.2483 | 0.63531
LO3Slow | NR | Circulator Controls | Residential | HVAC | 0.10437 | 0.1085 | 728.1839 | 57.2707 | Multifamily | Circulator Controls-NR-HH-Multifamily - High Rise-ECM+Advanced Speed | 1.266e-05 | 3.2488e-05 | 7.2035e-05 | 0.00014105 | 0.0002481 | 0.00039751 | 0.00058705 | 0.0008074 | 0.0010438 | 0.001279 | 0.0014974 | 0.0016872 | 0.0019067 | 0.0020288 | 0.0021166 | 0.0021738 | 0.0022068 | 0.0022238 | 0.0022295 | 0.0022303 | 0.045325 | 20.5863 | 15.7705 | 12.1481 | 11.4836 | 3.2924 | 0.74103 | 0.40089 | 0.38577 | 1.538 | 5.5797 | 13.4237 | 23.6322 | 0 | 112.8032 | 88.0087 | 73.4716 | 67.7079 | 22.9762 | 6.2457 | 2.4634 | 2.1729 | 12.2552 | 36.1131 | 70.7358 | 124.2483 | 0.63531
LO3Slow | NR | Circulator Controls | Residential | HVAC | 0.034031 | 0.035378 | 237.4365 | 105.2201 | Manufactured | Circulator Controls-NR-HH-Manufactured-ECM+Advanced Speed | 5.1418e-06 | 1.3083e-05 | 2.8764e-05 | 5.5848e-05 | 9.7405e-05 | 0.00015475 | 0.00022661 | 0.00030903 | 0.00039613 | 0.00048133 | 0.00055876 | 0.00062427 | 0.00068125 | 0.00071924 | 0.00074457 | 0.0007593 | 0.0007659 | 0.00076684 | 0.00076393 | 0.00075937 | 0.016865 | 6.7125 | 5.1422 | 3.9611 | 3.7444 | 1.0735 | 0.24163 | 0.13072 | 0.12579 | 0.50149 | 1.8193 | 4.377 | 7.7057 | 0 | 36.7814 | 28.6967 | 23.9566 | 22.0773 | 7.4918 | 2.0365 | 0.80322 | 0.7085 | 3.996 | 11.7753 | 23.0646 | 40.5132 | 0.39951
LO3Slow | NEW | Circulator Controls | Residential | HVAC | 0.034031 | 0.035378 | 237.4365 | 105.2201 | Single Family | Circulator Controls-NEW-HH-Single Family-ECM+Advanced Speed | 0.00042507 | 0.0010651 | 0.0023206 | 0.0045009 | 0.0077182 | 0.011909 | 0.017254 | 0.023468 | 0.030313 | 0.037175 | 0.04229 | 0.047291 | 0.051602 | 0.054824 | 0.055931 | 0.056922 | 0.057097 | 0.056457 | 0.056037 | 0.055296 | 0.6699 | 6.7125 | 5.1422 | 3.9611 | 3.7444 | 1.0735 | 0.24163 | 0.13072 | 0.12579 | 0.50149 | 1.8193 | 4.377 | 7.7057 | 0 | 36.7814 | 28.6967 | 23.9566 | 22.0773 | 7.4918 | 2.0365 | 0.80322 | 0.7085 | 3.996 | 11.7753 | 23.0646 | 40.5132 | 0.39951
LO3Slow | NEW | Circulator Controls | Residential | HVAC | 0.10437 | 0.1085 | 728.1839 | 57.2707 | Multifamily | Circulator Controls-NEW-HH-Multifamily - Low Rise-ECM+Advanced Speed | 2.5671e-05 | 6.5312e-05 | 0.00014442 | 0.0002842 | 0.00049434 | 0.00077465 | 0.001139 | 0.0015708 | 0.002057 | 0.0025594 | 0.002957 | 0.0033566 | 0.0037159 | 0.0040087 | 0.0041528 | 0.0042928 | 0.0043707 | 0.0043917 | 0.0044283 | 0.0044422 | 0.049232 | 20.5863 | 15.7705 | 12.1481 | 11.4836 | 3.2924 | 0.74103 | 0.40089 | 0.38577 | 1.538 | 5.5797 | 13.4237 | 23.6322 | 0 | 112.8032 | 88.0087 | 73.4716 | 67.7079 | 22.9762 | 6.2457 | 2.4634 | 2.1729 | 12.2552 | 36.1131 | 70.7358 | 124.2483 | 0.63531
LO3Slow | NEW | Circulator Controls | Residential | HVAC | 0.10437 | 0.1085 | 728.1839 | 57.2707 | Multifamily | Circulator Controls-NEW-HH-Multifamily - High Rise-ECM+Advanced Speed | 7.5963e-06 | 1.9212e-05 | 4.2569e-05 | 8.411e-05 | 0.00014713 | 0.00023117 | 0.00034114 | 0.00047318 | 0.00062181 | 0.00077502 | 0.00089361 | 0.0010127 | 0.0011214 | 0.0012083 | 0.0012498 | 0.0012904 | 0.0013128 | 0.001314 | 0.0013176 | 0.0013164 | 0.01478 | 20.5863 | 15.7705 | 12.1481 | 11.4836 | 3.2924 | 0.74103 | 0.40089 | 0.38577 | 1.538 | 5.5797 | 13.4237 | 23.6322 | 0 | 112.8032 | 88.0087 | 73.4716 | 67.7079 | 22.9762 | 6.2457 | 2.4634 | 2.1729 | 12.2552 | 36.1131 | 70.7358 | 124.2483 | 0.63531
LO3Slow | NEW | Circulator Controls | Residential | HVAC | 0.034031 | 0.035378 | 237.4365 | 105.2201 | Manufactured | Circulator Controls-NEW-HH-Manufactured-ECM+Advanced Speed | 3.0851e-06 | 8.0732e-06 | 1.8348e-05 | 3.708e-05 | 6.6183e-05 | 0.00010623 | 0.00015995 | 0.0002259 | 0.00030262 | 0.00038472 | 0.00045346 | 0.00052492 | 0.00059245 | 0.00065071 | 0.0006859 | 0.00072095 | 0.00074663 | 0.00076189 | 0.00078001 | 0.00079386 | 0.008023 | 6.7125 | 5.1422 | 3.9611 | 3.7444 | 1.0735 | 0.24163 | 0.13072 | 0.12579 | 0.50149 | 1.8193 | 4.377 | 7.7057 | 0 | 36.7814 | 28.6967 | 23.9566 | 22.0773 | 7.4918 | 2.0365 | 0.80322 | 0.7085 | 3.996 | 11.7753 | 23.0646 | 40.5132 | 0.39951
LO12Med | NR | Circulators | Residential | Water Heating | 0.037425 | 0.026681 | 358.1883 | 31.9683 | Single Family | Circulators-NR-DHW-Single Family-ECM Motor Upgrade | 0.0086123 | 0.017186 | 0.02572 | 0.034215 | 0.042672 | 0.050238 | 0.056241 | 0.060996 | 0.064754 | 0.067718 | 0.070047 | 0.07187 | 0.073972 | 0.074977 | 0.075727 | 0.076264 | 0.076005 | 0.075769 | 0.075548 | 0.075339 | 1.5445 | 6.6381 | 6.033 | 6.6523 | 6.3981 | 6.0999 | 5.4966 | 4.9592 | 4.6774 | 4.6907 | 5.1988 | 5.6271 | 6.1967 | 0 | 29.4072 | 25.951 | 27.8785 | 25.0801 | 24.4459 | 23.0644 | 20.1297 | 19.3246 | 19.6091 | 22.5828 | 24.0159 | 28.0312 | 0.92231
LO12Med | NR | Circulators | Residential | Water Heating | 0.071599 | 0.051045 | 685.2588 | 35.1551 | Multifamily | Circulators-NR-DHW-Multifamily - Low Rise-ECM Motor Upgrade | 0.0030492 | 0.0060846 | 0.0091062 | 0.012114 | 0.015108 | 0.017787 | 0.019912 | 0.021596 | 0.022927 | 0.023976 | 0.0248 | 0.025446 | 0.026395 | 0.026729 | 0.026972 | 0.027136 | 0.027017 | 0.026913 | 0.026819 | 0.026733 | 0.54786 | 12.6995 | 11.5419 | 12.7267 | 12.2404 | 11.6699 | 10.5157 | 9.4875 | 8.9485 | 8.9739 | 9.9459 | 10.7653 | 11.855 | 0 | 56.2597 | 49.6475 | 53.3351 | 47.9814 | 46.7681 | 44.125 | 38.5106 | 36.9704 | 37.5147 | 43.2036 | 45.9454 | 53.6272 | 0.86723
LO12Med | NR | Circulators | Residential | Water Heating | 0.071599 | 0.051045 | 685.2588 | 35.1551 | Multifamily | Circulators-NR-DHW-Multifamily - High Rise-ECM Motor Upgrade | 0.001078 | 0.0021512 | 0.0032194 | 0.0042828 | 0.0053413 | 0.0062885 | 0.0070398 | 0.007635 | 0.0081054 | 0.0084764 | 0.0087679 | 0.0089961 | 0.0093283 | 0.0094471 | 0.0095339 | 0.0095925 | 0.009551 | 0.0095147 | 0.0094818 | 0.0094515 | 0.19368 | 12.6995 | 11.5419 | 12.7267 | 12.2404 | 11.6699 | 10.5157 | 9.4875 | 8.9485 | 8.9739 | 9.9459 | 10.7653 | 11.855 | 0 | 56.2597 | 49.6475 | 53.3351 | 47.9814 | 46.7681 | 44.125 | 38.5106 | 36.9704 | 37.5147 | 43.2036 | 45.9454 | 53.6272 | 0.86723
LO12Med | NR | Circulators | Residential | Water Heating | 0.037425 | 0.026681 | 358.1883 | 31.9683 | Manufactured | Circulators-NR-DHW-Manufactured-ECM Motor Upgrade | 0 | 0 | 0 | 0 | 0 | 0 | 0 | 0 | 0 | 0 | 0 | 0 | 0 | 0 | 0 | 0 | 0 | 0 | 0 | 0 | 0 | 6.6381 | 6.033 | 6.6523 | 6.3981 | 6.0999 | 5.4966 | 4.9592 | 4.6774 | 4.6907 | 5.1988 | 5.6271 | 6.1967 | 0 | 29.4072 | 25.951 | 27.8785 | 25.0801 | 24.4459 | 23.0644 | 20.1297 | 19.3246 | 19.6091 | 22.5828 | 24.0159 | 28.0312 | 0.92231
LO12Med | NEW | Circulators | Residential | Water Heating | 0.02384 | 0.016996 | 228.1692 | 60.5627 | Single Family | Circulators-NEW-DHW-Single Family-ECM Motor Upgrade | 0.0032917 | 0.0064141 | 0.009432 | 0.012429 | 0.015112 | 0.017133 | 0.018817 | 0.020182 | 0.021408 | 0.022405 | 0.02252 | 0.022931 | 0.02337 | 0.023671 | 0.023394 | 0.023341 | 0.022955 | 0.022418 | 0.022086 | 0.021677 | 0.37499 | 4.2285 | 3.8431 | 4.2376 | 4.0757 | 3.8857 | 3.5014 | 3.159 | 2.9796 | 2.988 | 3.3117 | 3.5845 | 3.9473 | 0 | 18.7327 | 16.531 | 17.7589 | 15.9763 | 15.5723 | 14.6922 | 12.8228 | 12.31 | 12.4912 | 14.3854 | 15.2983 | 17.8561 | 0.58752
LO12Med | NEW | Circulators | Residential | Water Heating | 0.045609 | 0.032516 | 436.516 | 65.5655 | Multifamily | Circulators-NEW-DHW-Multifamily - Low Rise-ECM Motor Upgrade | 0.0011654 | 0.0023058 | 0.0034412 | 0.0046009 | 0.0056743 | 0.0065339 | 0.0072827 | 0.0079196 | 0.0085169 | 0.0090433 | 0.0092315 | 0.0095421 | 0.0098663 | 0.010147 | 0.010183 | 0.01032 | 0.010302 | 0.010224 | 0.010232 | 0.01021 | 0.15674 | 8.0897 | 7.3523 | 8.107 | 7.7973 | 7.4339 | 6.6986 | 6.0436 | 5.7003 | 5.7165 | 6.3357 | 6.8576 | 7.5517 | 0 | 35.8379 | 31.6259 | 33.9749 | 30.5646 | 29.7917 | 28.108 | 24.5316 | 23.5505 | 23.8972 | 27.5211 | 29.2676 | 34.161 | 0.55243
LO12Med | NEW | Circulators | Residential | Water Heating | 0.045609 | 0.032516 | 436.516 | 65.5655 | Multifamily | Circulators-NEW-DHW-Multifamily - High Rise-ECM Motor Upgrade | 0.00041203 | 0.00081036 | 0.0012119 | 0.0016268 | 0.0020178 | 0.0023296 | 0.0026059 | 0.0028503 | 0.0030759 | 0.0032718 | 0.003333 | 0.0034394 | 0.0035574 | 0.0036544 | 0.0036616 | 0.0037062 | 0.0036968 | 0.0036547 | 0.0036374 | 0.0036146 | 0.056168 | 8.0897 | 7.3523 | 8.107 | 7.7973 | 7.4339 | 6.6986 | 6.0436 | 5.7003 | 5.7165 | 6.3357 | 6.8576 | 7.5517 | 0 | 35.8379 | 31.6259 | 33.9749 | 30.5646 | 29.7917 | 28.108 | 24.5316 | 23.5505 | 23.8972 | 27.5211 | 29.2676 | 34.161 | 0.55243
LO12Med | NEW | Circulators | Residential | Water Heating | 0.02384 | 0.016996 | 228.1692 | 60.5627 | Manufactured | Circulators-NEW-DHW-Manufactured-ECM Motor Upgrade | 0 | 0 | 0 | 0 | 0 | 0 | 0 | 0 | 0 | 0 | 0 | 0 | 0 | 0 | 0 | 0 | 0 | 0 | 0 | 0 | 0 | 4.2285 | 3.8431 | 4.2376 | 4.0757 | 3.8857 | 3.5014 | 3.159 | 2.9796 | 2.988 | 3.3117 | 3.5845 | 3.9473 | 0 | 18.7327 | 16.531 | 17.7589 | 15.9763 | 15.5723 | 14.6922 | 12.8228 | 12.31 | 12.4912 | 14.3854 | 15.2983 | 17.8561 | 0.58752
LO3Slow | NR | Circulator Controls | Residential | Water Heating | 0.058308 | 0.04157 | 558.0596 | -4.7588 | Single Family | Circulator Controls-NR-DHW-Single Family-Advanced Run Hour | 0.00063253 | 0.0016231 | 0.003599 | 0.0070472 | 0.012395 | 0.01986 | 0.02933 | 0.040339 | 0.052148 | 0.063903 | 0.074814 | 0.084297 | 0.093108 | 0.099086 | 0.1034 | 0.10628 | 0.10806 | 0.10906 | 0.10952 | 0.10976 | 2.2464 | 10.3422 | 9.3994 | 10.3644 | 9.9683 | 9.5037 | 8.5637 | 7.7264 | 7.2874 | 7.3082 | 8.0998 | 8.767 | 9.6544 | 0 | 45.8167 | 40.4318 | 43.4349 | 39.075 | 38.0869 | 35.9345 | 31.3622 | 30.1079 | 30.5511 | 35.1841 | 37.4169 | 43.6728 | 3.4402
LO3Slow | NR | Circulator Controls | Residential | Water Heating | 0.11032 | 0.078651 | 1055.8628 | 28.7384 | Multifamily | Circulator Controls-NR-DHW-Multifamily - Low Rise-Advanced Run Hour | 0.00022062 | 0.00056612 | 0.0012553 | 0.002458 | 0.0043234 | 0.006927 | 0.01023 | 0.01407 | 0.018188 | 0.022288 | 0.026094 | 0.029402 | 0.032791 | 0.034896 | 0.036412 | 0.037414 | 0.038016 | 0.038344 | 0.038479 | 0.038532 | 0.7862 | 19.5676 | 17.784 | 19.6096 | 18.8603 | 17.9813 | 16.2028 | 14.6185 | 13.788 | 13.8272 | 15.3249 | 16.5874 | 18.2664 | 0 | 86.6863 | 76.498 | 82.18 | 73.9308 | 72.0613 | 67.9889 | 59.338 | 56.9649 | 57.8035 | 66.5691 | 70.7937 | 82.63 | 0.98575
LO3Slow | NR | Circulator Controls | Residential | Water Heating | 0.11032 | 0.078651 | 1055.8628 | 28.7384 | Multifamily | Circulator Controls-NR-DHW-Multifamily - High Rise-Advanced Run Hour | 7.7998e-05 | 0.00020015 | 0.00044379 | 0.00086898 | 0.0015285 | 0.002449 | 0.0036167 | 0.0049742 | 0.0064303 | 0.0078798 | 0.0092253 | 0.010395 | 0.011588 | 0.012332 | 0.012869 | 0.013225 | 0.013439 | 0.013555 | 0.013604 | 0.013624 | 0.27793 | 19.5676 | 17.784 | 19.6096 | 18.8603 | 17.9813 | 16.2028 | 14.6185 | 13.788 | 13.8272 | 15.3249 | 16.5874 | 18.2664 | 0 | 86.6863 | 76.498 | 82.18 | 73.9308 | 72.0613 | 67.9889 | 59.338 | 56.9649 | 57.8035 | 66.5691 | 70.7937 | 82.63 | 0.98575
LO3Slow | NR | Circulator Controls | Residential | Water Heating | 0.058308 | 0.04157 | 558.0596 | -4.7588 | Manufactured | Circulator Controls-NR-DHW-Manufactured-Advanced Run Hour | 0 | 0 | 0 | 0 | 0 | 0 | 0 | 0 | 0 | 0 | 0 | 0 | 0 | 0 | 0 | 0 | 0 | 0 | 0 | 0 | 0 | 10.3422 | 9.3994 | 10.3644 | 9.9683 | 9.5037 | 8.5637 | 7.7264 | 7.2874 | 7.3082 | 8.0998 | 8.767 | 9.6544 | 0 | 45.8167 | 40.4318 | 43.4349 | 39.075 | 38.0869 | 35.9345 | 31.3622 | 30.1079 | 30.5511 | 35.1841 | 37.4169 | 43.6728 | 3.4402
LO3Slow | NEW | Circulator Controls | Residential | Water Heating | 0.03389 | 0.024161 | 324.3573 | -11.1063 | Single Family | Circulator Controls-NEW-DHW-Single Family-Advanced Run Hour | 0.00022059 | 0.00055274 | 0.0012042 | 0.0023357 | 0.0040052 | 0.0061801 | 0.0089536 | 0.012178 | 0.01573 | 0.019291 | 0.021946 | 0.024541 | 0.026778 | 0.02845 | 0.029025 | 0.029539 | 0.02963 | 0.029298 | 0.02908 | 0.028695 | 0.34763 | 6.0111 | 5.4632 | 6.024 | 5.7938 | 5.5238 | 4.9774 | 4.4908 | 4.2356 | 4.2477 | 4.7078 | 5.0956 | 5.6114 | 0 | 26.6297 | 23.4999 | 25.2454 | 22.7113 | 22.137 | 20.8859 | 18.2284 | 17.4994 | 17.757 | 20.4498 | 21.7476 | 25.3836 | 6.5135
LO3Slow | NEW | Circulator Controls | Residential | Water Heating | 0.05903 | 0.042084 | 564.9638 | 4.8228 | Multifamily | Circulator Controls-NEW-DHW-Multifamily - Low Rise-Advanced Run Hour | 7.0829e-05 | 0.0001802 | 0.00039846 | 0.00078414 | 0.0013639 | 0.0021374 | 0.0031428 | 0.004334 | 0.0056755 | 0.0070616 | 0.0081588 | 0.0092612 | 0.010253 | 0.01106 | 0.011458 | 0.011844 | 0.012059 | 0.012117 | 0.012218 | 0.012257 | 0.13584 | 10.4701 | 9.5157 | 10.4926 | 10.0917 | 9.6213 | 8.6697 | 7.822 | 7.3776 | 7.3986 | 8.2 | 8.8754 | 9.7739 | 0 | 46.3835 | 40.932 | 43.9723 | 39.5584 | 38.5581 | 36.379 | 31.7502 | 30.4804 | 30.9291 | 35.6194 | 37.8798 | 44.2131 | 2.0092
LO3Slow | NEW | Circulator Controls | Residential | Water Heating | 0.05903 | 0.042084 | 564.9638 | 4.8228 | Multifamily | Circulator Controls-NEW-DHW-Multifamily - High Rise-Advanced Run Hour | 2.5041e-05 | 6.3332e-05 | 0.00014033 | 0.00027726 | 0.00048502 | 0.00076206 | 0.0011246 | 0.0015598 | 0.0020497 | 0.0025548 | 0.0029457 | 0.0033382 | 0.0036967 | 0.0039832 | 0.0041199 | 0.0042537 | 0.0043275 | 0.0043315 | 0.0043433 | 0.0043393 | 0.048721 | 10.4701 | 9.5157 | 10.4926 | 10.0917 | 9.6213 | 8.6697 | 7.822 | 7.3776 | 7.3986 | 8.2 | 8.8754 | 9.7739 | 0 | 46.3835 | 40.932 | 43.9723 | 39.5584 | 38.5581 | 36.379 | 31.7502 | 30.4804 | 30.9291 | 35.6194 | 37.8798 | 44.2131 | 2.0092
LO3Slow | NEW | Circulator Controls | Residential | Water Heating | 0.03389 | 0.024161 | 324.3573 | -11.1063 | Manufactured | Circulator Controls-NEW-DHW-Manufactured-Advanced Run Hour | 0 | 0 | 0 | 0 | 0 | 0 | 0 | 0 | 0 | 0 | 0 | 0 | 0 | 0 | 0 | 0 | 0 | 0 | 0 | 0 | 0 | 6.0111 | 5.4632 | 6.024 | 5.7938 | 5.5238 | 4.9774 | 4.4908 | 4.2356 | 4.2477 | 4.7078 | 5.0956 | 5.6114 | 0 | 26.6297 | 23.4999 | 25.2454 | 22.7113 | 22.137 | 20.8859 | 18.2284 | 17.4994 | 17.757 | 20.4498 | 21.7476 | 25.3836 | 6.5135
LO12Med | New | Clothes Washer | Residential | Water Heating | 0.0046159 | 0.0034303 | 44.568 | -224.8387 | Single Family | Top Load_ENERGY STAR but not CEE+Electric DHW_Electric Dryer | 0.0056776 | 0.011063 | 0.016269 | 0.021437 | 0.026065 | 0.029552 | 0.032456 | 0.034811 | 0.036925 | 0.038645 | 0.038842 | 0.039553 | 0.040309 | 0.040829 | 0.040352 | 0.040259 | 0.039594 | 0.038668 | 0.038095 | 0.037389 | 0.64679 | 0.71173 | 0.55857 | 0.65371 | 0.80879 | 0.82217 | 0.73878 | 0.95775 | 0.8143 | 0.78123 | 0.72595 | 0.63389 | 0.68097 | 0 | 2.5885 | 2.2921 | 2.657 | 2.9916 | 2.9455 | 3.19 | 3.9454 | 3.3783 | 3.1549 | 2.9705 | 2.72 | 2.8464 | 10887.5735
LO12Med | New | Clothes Washer | Residential | Water Heating | 0.001009 | 0.00074208 | 9.8594 | -1017.3031 | Single Family | Top Load_ENERGY STAR but not CEE+Gas DHW_Gas Dryer | 0.00010257 | 0.00019986 | 0.0002939 | 0.00038727 | 0.00047087 | 0.00053388 | 0.00058633 | 0.00062888 | 0.00066708 | 0.00069815 | 0.00070171 | 0.00071454 | 0.0007282 | 0.0007376 | 0.00072897 | 0.00072731 | 0.00071528 | 0.00069856 | 0.0006882 | 0.00067546 | 0.011685 | 0.14792 | 0.11925 | 0.14004 | 0.16603 | 0.17098 | 0.16092 | 0.20392 | 0.17912 | 0.169 | 0.15472 | 0.1344 | 0.14251 | 0 | 0.57464 | 0.51274 | 0.59433 | 0.65704 | 0.66201 | 0.72 | 0.87044 | 0.77357 | 0.71742 | 0.67091 | 0.59652 | 0.62099 | 9911.1977
LO12Med | New | Clothes Washer | Residential | Water Heating | 0.0026684 | 0.0019762 | 25.8668 | -65.4131 | Single Family | Top Load_CEE Tier 1+Electric DHW_Electric Dryer | 0.0032952 | 0.006421 | 0.0094421 | 0.012442 | 0.015128 | 0.017152 | 0.018837 | 0.020204 | 0.021431 | 0.022429 | 0.022544 | 0.022956 | 0.023395 | 0.023697 | 0.02342 | 0.023366 | 0.02298 | 0.022442 | 0.02211 | 0.0217 | 0.37539 | 0.40473 | 0.32041 | 0.3754 | 0.45812 | 0.46763 | 0.42658 | 0.5489 | 0.47171 | 0.45007 | 0.41619 | 0.36279 | 0.3881 | 0 | 1.5041 | 1.3353 | 1.5478 | 1.7321 | 1.7186 | 1.864 | 2.2878 | 1.9837 | 1.8481 | 1.7361 | 1.5741 | 1.6444 | 2360.3148
LO12Med | New | Clothes Washer | Residential | Water Heating | 0.0031349 | 0.0023239 | 30.3555 | -51.0288 | Single Family | Top Load_CEE Tier 1+Gas DHW_Gas Dryer | 0.00031579 | 0.00061535 | 0.00090487 | 0.0011924 | 0.0014497 | 0.0016437 | 0.0018052 | 0.0019362 | 0.0020538 | 0.0021495 | 0.0021605 | 0.0022 | 0.002242 | 0.002271 | 0.0022444 | 0.0022393 | 0.0022022 | 0.0021507 | 0.0021189 | 0.0020796 | 0.035975 | 0.47765 | 0.37722 | 0.44184 | 0.54125 | 0.55185 | 0.50131 | 0.64639 | 0.55386 | 0.52925 | 0.49006 | 0.42739 | 0.45774 | 0 | 1.7646 | 1.5654 | 1.8146 | 2.034 | 2.014 | 2.1834 | 2.6855 | 2.3205 | 2.1633 | 2.0335 | 1.8487 | 1.9322 | 11.8223
LO12Med | New | Clothes Washer | Residential | Water Heating | 0.00018318 | 0.00012397 | 1.9516 | -841.5022 | Single Family | Top Load_CEE Tier 1+Electric DHW_Gas Dryer | 4.7365e-06 | 9.2296e-06 | 1.3572e-05 | 1.7884e-05 | 2.1745e-05 | 2.4654e-05 | 2.7076e-05 | 2.9041e-05 | 3.0805e-05 | 3.224e-05 | 3.2404e-05 | 3.2997e-05 | 3.3628e-05 | 3.4062e-05 | 3.3663e-05 | 3.3586e-05 | 3.3031e-05 | 3.2259e-05 | 3.178e-05 | 3.1192e-05 | 0.00053959 | 0.016253 | 0.017701 | 0.021475 | 0.015241 | 0.018947 | 0.028413 | 0.029487 | 0.034059 | 0.028232 | 0.022595 | 0.01863 | 0.017086 | 0 | 0.11648 | 0.10924 | 0.12658 | 0.12354 | 0.14525 | 0.16208 | 0.16905 | 0.18896 | 0.16865 | 0.15163 | 0.11096 | 0.11101 | 1633.5656
LO12Med | New | Clothes Washer | Residential | Water Heating | 0.0027085 | 0.0020156 | 26.1088 | 18.6558 | Single Family | Front Load_CEE Tier 2+Electric DHW_Electric Dryer | 0.003326 | 0.0064811 | 0.0095305 | 0.012558 | 0.015269 | 0.017312 | 0.019013 | 0.020393 | 0.021632 | 0.022639 | 0.022755 | 0.023171 | 0.023614 | 0.023919 | 0.023639 | 0.023585 | 0.023195 | 0.022652 | 0.022317 | 0.021903 | 0.3789 | 0.42041 | 0.32879 | 0.38462 | 0.47849 | 0.48561 | 0.43371 | 0.56396 | 0.4774 | 0.45905 | 0.42741 | 0.37346 | 0.40188 | 0 | 1.5157 | 1.3407 | 1.5542 | 1.7543 | 1.7218 | 1.8635 | 2.3122 | 1.9695 | 1.8411 | 1.7351 | 1.5953 | 1.6707 | 1.1115
LO12Med | New | Clothes Washer | Residential | Water Heating | 0.0017066 | 0.0012689 | 16.4676 | 30.804 | Single Family | Front Load_CEE Tier 2+Electric DHW_Gas Dryer | 3.9968e-05 | 7.788e-05 | 0.00011452 | 0.00015091 | 0.00018348 | 0.00020803 | 0.00022847 | 0.00024505 | 0.00025994 | 0.00027204 | 0.00027343 | 0.00027843 | 0.00028376 | 0.00028742 | 0.00028406 | 0.00028341 | 0.00027872 | 0.0002722 | 0.00026817 | 0.0002632 | 0.0045531 | 0.2638 | 0.20676 | 0.24193 | 0.29995 | 0.30472 | 0.27319 | 0.35456 | 0.30096 | 0.28899 | 0.26874 | 0.23472 | 0.25231 | 0 | 0.95628 | 0.84644 | 0.98119 | 1.1058 | 1.0875 | 1.1774 | 1.458 | 1.246 | 1.164 | 1.0964 | 1.0055 | 1.0525 | 0.99209
LO12Med | New | Clothes Washer | Residential | Water Heating | 0.0030268 | 0.0022459 | 29.2765 | -343.985 | Single Family | Top Load_ENERGY STAR but not CEE+Gas DHW_Electric Dryer | 0.0019432 | 0.0037865 | 0.005568 | 0.007337 | 0.0089209 | 0.010115 | 0.011108 | 0.011914 | 0.012638 | 0.013227 | 0.013294 | 0.013537 | 0.013796 | 0.013974 | 0.013811 | 0.013779 | 0.013551 | 0.013234 | 0.013038 | 0.012797 | 0.22137 | 0.46333 | 0.36502 | 0.4274 | 0.52561 | 0.53528 | 0.48419 | 0.62563 | 0.53446 | 0.5115 | 0.47428 | 0.41383 | 0.44374 | 0 | 1.7013 | 1.5082 | 1.7483 | 1.963 | 1.9395 | 2.1018 | 2.5907 | 2.2307 | 2.081 | 1.9573 | 1.7845 | 1.866 | 10501.4853
LO12Med | New | Clothes Washer | Residential | Water Heating | 0.0025981 | 0.0019264 | 25.151 | -396.802 | Single Family | Top Load_ENERGY STAR but not CEE+Electric DHW_Gas Dryer | 6.1043e-05 | 0.00011895 | 0.00017491 | 0.00023048 | 0.00028024 | 0.00031773 | 0.00034895 | 0.00037427 | 0.000397 | 0.00041549 | 0.00041761 | 0.00042525 | 0.00043338 | 0.00043897 | 0.00043384 | 0.00043285 | 0.00042569 | 0.00041574 | 0.00040957 | 0.00040199 | 0.006954 | 0.39632 | 0.3128 | 0.36635 | 0.44921 | 0.45788 | 0.41551 | 0.53603 | 0.45896 | 0.43873 | 0.40638 | 0.35446 | 0.37974 | 0 | 1.4619 | 1.2967 | 1.5031 | 1.6856 | 1.668 | 1.8082 | 2.2252 | 1.9211 | 1.7913 | 1.684 | 1.5321 | 1.6015 | 10297.2859
LO12Med | New | Clothes Washer | Residential | Water Heating | 0.0056201 | 0.0041761 | 54.2707 | -29.4649 | Single Family | Top Load_CEE Tier 1+Gas DHW_Electric Dryer | 0.0036022 | 0.0070191 | 0.010322 | 0.013601 | 0.016537 | 0.01875 | 0.020592 | 0.022086 | 0.023427 | 0.024519 | 0.024644 | 0.025094 | 0.025574 | 0.025904 | 0.025601 | 0.025543 | 0.02512 | 0.024533 | 0.024169 | 0.023722 | 0.41036 | 0.86613 | 0.67993 | 0.79576 | 0.98412 | 1.0005 | 0.89947 | 1.1658 | 0.99151 | 0.95108 | 0.88365 | 0.77155 | 0.82875 | 0 | 3.1522 | 2.7915 | 3.2358 | 3.6426 | 3.5873 | 3.8853 | 4.8042 | 4.1153 | 3.8428 | 3.6179 | 3.3119 | 3.4656 | 6.2257
LO12Med | New | Clothes Washer | Residential | Water Heating | 0.016954 | 0.012637 | 163.128 | -47.6654 | Single Family | Front Load_CEE Tier 1+Electric DHW_Electric Dryer | 0.020781 | 0.040494 | 0.059546 | 0.078464 | 0.095402 | 0.10817 | 0.11879 | 0.12742 | 0.13515 | 0.14145 | 0.14217 | 0.14477 | 0.14754 | 0.14944 | 0.14769 | 0.14736 | 0.14492 | 0.14153 | 0.13943 | 0.13685 | 2.3674 | 2.6515 | 2.0655 | 2.415 | 3.0231 | 3.0624 | 2.7163 | 3.5443 | 2.9855 | 2.878 | 2.6857 | 2.3485 | 2.5321 | 0 | 9.4649 | 8.3621 | 9.6933 | 10.973 | 10.7305 | 11.6062 | 14.4526 | 12.2376 | 11.4525 | 10.8054 | 9.9811 | 10.461 | 3.1922
LO12Med | New | Clothes Washer | Residential | Water Heating | 0.01124 | 0.0083782 | 108.1398 | -73.5232 | Single Family | Front Load_CEE Tier 1+Gas DHW_Electric Dryer | 0.0071777 | 0.013986 | 0.020567 | 0.027101 | 0.032951 | 0.03736 | 0.041031 | 0.044009 | 0.046681 | 0.048856 | 0.049105 | 0.050003 | 0.050959 | 0.051617 | 0.051013 | 0.050896 | 0.050055 | 0.048885 | 0.04816 | 0.047268 | 0.81768 | 1.7582 | 1.3695 | 1.6012 | 2.0048 | 2.0307 | 1.8008 | 2.35 | 1.9792 | 1.9081 | 1.7807 | 1.5572 | 1.679 | 0 | 6.2743 | 5.543 | 6.4255 | 7.2744 | 7.1128 | 7.6931 | 9.581 | 8.111 | 7.591 | 7.1623 | 6.6169 | 6.9352 | 2.9398
LO12Med | New | Clothes Washer | Residential | Water Heating | 0.00283 | 0.0021105 | 27.2131 | -275.0974 | Single Family | Front Load_CEE Tier 1+Electric DHW_Gas Dryer | 6.6048e-05 | 0.0001287 | 0.00018925 | 0.00024938 | 0.00030321 | 0.00034378 | 0.00037756 | 0.00040496 | 0.00042955 | 0.00044956 | 0.00045185 | 0.00046012 | 0.00046891 | 0.00047497 | 0.00046941 | 0.00046834 | 0.00046059 | 0.00044982 | 0.00044315 | 0.00043495 | 0.0075241 | 0.44365 | 0.34517 | 0.4035 | 0.50611 | 0.51239 | 0.45349 | 0.59237 | 0.49818 | 0.48065 | 0.44885 | 0.3926 | 0.42354 | 0 | 1.5787 | 1.3942 | 1.6161 | 1.8312 | 1.7886 | 1.9342 | 2.4113 | 2.0378 | 1.9078 | 1.8006 | 1.6658 | 1.7463 | 2.4426
LO12Med | New | Clothes Washer | Residential | Water Heating | 0.0046159 | 0.0034303 | 44.568 | -224.8387 | Multifamily - Low Rise | Top Load_ENERGY STAR but not CEE+Electric DHW_Electric Dryer | 0.0013147 | 0.0026012 | 0.0038821 | 0.0051904 | 0.0064013 | 0.007371 | 0.0082158 | 0.0089343 | 0.0096081 | 0.010202 | 0.010414 | 0.010765 | 0.01113 | 0.011447 | 0.011488 | 0.011642 | 0.011622 | 0.011534 | 0.011543 | 0.011518 | 0.17682 | 0.71173 | 0.55857 | 0.65371 | 0.80879 | 0.82217 | 0.73878 | 0.95775 | 0.8143 | 0.78123 | 0.72595 | 0.63389 | 0.68097 | 0 | 2.5885 | 2.2921 | 2.657 | 2.9916 | 2.9455 | 3.19 | 3.9454 | 3.3783 | 3.1549 | 2.9705 | 2.72 | 2.8464 | 10887.5735
LO12Med | New | Clothes Washer | Residential | Water Heating | 0.001009 | 0.00074208 | 9.8594 | -1017.3031 | Multifamily - Low Rise | Top Load_ENERGY STAR but not CEE+Gas DHW_Gas Dryer | 2.2619e-07 | 4.4752e-07 | 6.679e-07 | 8.9297e-07 | 1.1013e-06 | 1.2681e-06 | 1.4135e-06 | 1.5371e-06 | 1.653e-06 | 1.7552e-06 | 1.7917e-06 | 1.852e-06 | 1.9149e-06 | 1.9694e-06 | 1.9765e-06 | 2.003e-06 | 1.9995e-06 | 1.9843e-06 | 1.986e-06 | 1.9815e-06 | 3.0421e-05 | 0.14792 | 0.11925 | 0.14004 | 0.16603 | 0.17098 | 0.16092 | 0.20392 | 0.17912 | 0.169 | 0.15472 | 0.1344 | 0.14251 | 0 | 0.57464 | 0.51274 | 0.59433 | 0.65704 | 0.66201 | 0.72 | 0.87044 | 0.77357 | 0.71742 | 0.67091 | 0.59652 | 0.62099 | 9911.1977
LO12Med | New | Clothes Washer | Residential | Water Heating | 0.0026684 | 0.0019762 | 25.8668 | -65.4132 | Multifamily - Low Rise | Top Load_CEE Tier 1+Electric DHW_Electric Dryer | 0.00076306 | 0.0015097 | 0.0022531 | 0.0030124 | 0.0037152 | 0.004278 | 0.0047683 | 0.0051853 | 0.0055764 | 0.0059211 | 0.0060443 | 0.0062476 | 0.0064599 | 0.0066439 | 0.0066676 | 0.006757 | 0.0067451 | 0.006694 | 0.0066996 | 0.0066846 | 0.10263 | 0.40473 | 0.32041 | 0.3754 | 0.45812 | 0.46763 | 0.42658 | 0.5489 | 0.47171 | 0.45007 | 0.41619 | 0.36279 | 0.3881 | 0 | 1.5041 | 1.3353 | 1.5478 | 1.7321 | 1.7186 | 1.864 | 2.2878 | 1.9837 | 1.8481 | 1.7361 | 1.5741 | 1.6444 | 2360.3148
LO12Med | New | Clothes Washer | Residential | Water Heating | 0.0031349 | 0.0023239 | 30.3555 | -51.0288 | Multifamily - Low Rise | Top Load_CEE Tier 1+Gas DHW_Gas Dryer | 6.9642e-07 | 1.3778e-06 | 2.0563e-06 | 2.7493e-06 | 3.3907e-06 | 3.9044e-06 | 4.3519e-06 | 4.7324e-06 | 5.0894e-06 | 5.4039e-06 | 5.5164e-06 | 5.702e-06 | 5.8957e-06 | 6.0636e-06 | 6.0852e-06 | 6.1668e-06 | 6.156e-06 | 6.1093e-06 | 6.1144e-06 | 6.1008e-06 | 9.3663e-05 | 0.47765 | 0.37722 | 0.44184 | 0.54125 | 0.55185 | 0.50131 | 0.64639 | 0.55386 | 0.52925 | 0.49006 | 0.42739 | 0.45774 | 0 | 1.7646 | 1.5654 | 1.8146 | 2.034 | 2.014 | 2.1834 | 2.6855 | 2.3205 | 2.1633 | 2.0335 | 1.8487 | 1.9322 | 11.8223
LO12Med | New | Clothes Washer | Residential | Water Heating | 0.00018318 | 0.00012397 | 1.9516 | -841.5022 | Multifamily - Low Rise | Top Load_CEE Tier 1+Electric DHW_Gas Dryer | 0 | 0 | 0 | 0 | 0 | 0 | 0 | 0 | 0 | 0 | 0 | 0 | 0 | 0 | 0 | 0 | 0 | 0 | 0 | 0 | 0 | 0.016253 | 0.017701 | 0.021475 | 0.015241 | 0.018947 | 0.028413 | 0.029487 | 0.034059 | 0.028232 | 0.022595 | 0.01863 | 0.017086 | 0 | 0.11648 | 0.10924 | 0.12658 | 0.12354 | 0.14525 | 0.16208 | 0.16905 | 0.18896 | 0.16865 | 0.15163 | 0.11096 | 0.11101 | 1633.5656
LO12Med | New | Clothes Washer | Residential | Water Heating | 0.0027085 | 0.0020156 | 26.1088 | 18.6558 | Multifamily - Low Rise | Front Load_CEE Tier 2+Electric DHW_Electric Dryer | 0.0007702 | 0.0015238 | 0.0022742 | 0.0030406 | 0.00375 | 0.004318 | 0.004813 | 0.0052339 | 0.0056286 | 0.0059765 | 0.0061009 | 0.0063061 | 0.0065204 | 0.0067061 | 0.00673 | 0.0068202 | 0.0068082 | 0.0067566 | 0.0067623 | 0.0067472 | 0.10359 | 0.42041 | 0.32879 | 0.38462 | 0.47849 | 0.48561 | 0.43371 | 0.56396 | 0.4774 | 0.45905 | 0.42741 | 0.37346 | 0.40188 | 0 | 1.5157 | 1.3407 | 1.5542 | 1.7543 | 1.7218 | 1.8635 | 2.3122 | 1.9695 | 1.8411 | 1.7351 | 1.5953 | 1.6707 | 1.1115
LO12Med | New | Clothes Washer | Residential | Water Heating | 0.0017066 | 0.0012689 | 16.4676 | 30.804 | Multifamily - Low Rise | Front Load_CEE Tier 2+Electric DHW_Gas Dryer | 0 | 0 | 0 | 0 | 0 | 0 | 0 | 0 | 0 | 0 | 0 | 0 | 0 | 0 | 0 | 0 | 0 | 0 | 0 | 0 | 0 | 0.2638 | 0.20676 | 0.24193 | 0.29995 | 0.30472 | 0.27319 | 0.35456 | 0.30096 | 0.28899 | 0.26874 | 0.23472 | 0.25231 | 0 | 0.95628 | 0.84644 | 0.98119 | 1.1058 | 1.0875 | 1.1774 | 1.458 | 1.246 | 1.164 | 1.0964 | 1.0055 | 1.0525 | 0.99209
LO12Med | New | Clothes Washer | Residential | Water Heating | 0.0030268 | 0.0022459 | 29.2765 | -343.985 | Multifamily - Low Rise | Top Load_ENERGY STAR but not CEE+Gas DHW_Electric Dryer | 9.5933e-05 | 0.0001898 | 0.00028327 | 0.00037872 | 0.00046708 | 0.00053784 | 0.00059948 | 0.0006519 | 0.00070107 | 0.0007444 | 0.00075989 | 0.00078546 | 0.00081215 | 0.00083528 | 0.00083826 | 0.0008495 | 0.000848 | 0.00084157 | 0.00084228 | 0.0008404 | 0.012902 | 0.46333 | 0.36502 | 0.4274 | 0.52561 | 0.53528 | 0.48419 | 0.62563 | 0.53446 | 0.5115 | 0.47428 | 0.41383 | 0.44374 | 0 | 1.7013 | 1.5082 | 1.7483 | 1.963 | 1.9395 | 2.1018 | 2.5907 | 2.2307 | 2.081 | 1.9573 | 1.7845 | 1.866 | 10501.4853
LO12Med | New | Clothes Washer | Residential | Water Heating | 0.0025981 | 0.0019264 | 25.151 | -396.802 | Multifamily - Low Rise | Top Load_ENERGY STAR but not CEE+Electric DHW_Gas Dryer | 0 | 0 | 0 | 0 | 0 | 0 | 0 | 0 | 0 | 0 | 0 | 0 | 0 | 0 | 0 | 0 | 0 | 0 | 0 | 0 | 0 | 0.39632 | 0.3128 | 0.36635 | 0.44921 | 0.45788 | 0.41551 | 0.53603 | 0.45896 | 0.43873 | 0.40638 | 0.35446 | 0.37974 | 0 | 1.4619 | 1.2967 | 1.5031 | 1.6856 | 1.668 | 1.8082 | 2.2252 | 1.9211 | 1.7913 | 1.684 | 1.5321 | 1.6015 | 10297.2859
LO12Med | New | Clothes Washer | Residential | Water Heating | 0.0056201 | 0.0041761 | 54.2707 | -29.4649 | Multifamily - Low Rise | Top Load_CEE Tier 1+Gas DHW_Electric Dryer | 0.00017783 | 0.00035184 | 0.0005251 | 0.00070205 | 0.00086585 | 0.000997 | 0.0011113 | 0.0012085 | 0.0012996 | 0.0013799 | 0.0014086 | 0.001456 | 0.0015055 | 0.0015484 | 0.0015539 | 0.0015747 | 0.001572 | 0.00156 | 0.0015614 | 0.0015579 | 0.023917 | 0.86613 | 0.67993 | 0.79576 | 0.98412 | 1.0005 | 0.89947 | 1.1658 | 0.99151 | 0.95108 | 0.88365 | 0.77155 | 0.82875 | 0 | 3.1522 | 2.7915 | 3.2358 | 3.6426 | 3.5873 | 3.8853 | 4.8042 | 4.1153 | 3.8428 | 3.6179 | 3.3119 | 3.4656 | 6.2257
LO12Med | New | Clothes Washer | Residential | Water Heating | 0.016954 | 0.012637 | 163.128 | -47.6654 | Multifamily - Low Rise | Front Load_CEE Tier 1+Electric DHW_Electric Dryer | 0.0048122 | 0.0095208 | 0.014209 | 0.018998 | 0.02343 | 0.026979 | 0.030071 | 0.032701 | 0.035168 | 0.037341 | 0.038118 | 0.039401 | 0.040739 | 0.0419 | 0.042049 | 0.042613 | 0.042538 | 0.042215 | 0.042251 | 0.042156 | 0.64721 | 2.6515 | 2.0655 | 2.415 | 3.0231 | 3.0624 | 2.7163 | 3.5443 | 2.9855 | 2.878 | 2.6857 | 2.3485 | 2.5321 | 0 | 9.4649 | 8.3621 | 9.6933 | 10.973 | 10.7305 | 11.6062 | 14.4526 | 12.2376 | 11.4525 | 10.8054 | 9.9811 | 10.461 | 3.1922
LO12Med | New | Clothes Washer | Residential | Water Heating | 0.01124 | 0.0083782 | 108.1398 | -73.5232 | Multifamily - Low Rise | Front Load_CEE Tier 1+Gas DHW_Electric Dryer | 0.00035435 | 0.00070107 | 0.0010463 | 0.0013989 | 0.0017253 | 0.0019866 | 0.0022143 | 0.002408 | 0.0025896 | 0.0027496 | 0.0028069 | 0.0029013 | 0.0029999 | 0.0030853 | 0.0030963 | 0.0031378 | 0.0031323 | 0.0031085 | 0.0031112 | 0.0031042 | 0.047658 | 1.7582 | 1.3695 | 1.6012 | 2.0048 | 2.0307 | 1.8008 | 2.35 | 1.9792 | 1.9081 | 1.7807 | 1.5572 | 1.679 | 0 | 6.2743 | 5.543 | 6.4255 | 7.2744 | 7.1128 | 7.6931 | 9.581 | 8.111 | 7.591 | 7.1623 | 6.6169 | 6.9352 | 2.9398
LO12Med | New | Clothes Washer | Residential | Water Heating | 0.00283 | 0.0021105 | 27.2131 | -275.0974 | Multifamily - Low Rise | Front Load_CEE Tier 1+Electric DHW_Gas Dryer | 0 | 0 | 0 | 0 | 0 | 0 | 0 | 0 | 0 | 0 | 0 | 0 | 0 | 0 | 0 | 0 | 0 | 0 | 0 | 0 | 0 | 0.44365 | 0.34517 | 0.4035 | 0.50611 | 0.51239 | 0.45349 | 0.59237 | 0.49818 | 0.48065 | 0.44885 | 0.3926 | 0.42354 | 0 | 1.5787 | 1.3942 | 1.6161 | 1.8312 | 1.7886 | 1.9342 | 2.4113 | 2.0378 | 1.9078 | 1.8006 | 1.6658 | 1.7463 | 2.4426
LO12Med | New | Clothes Washer | Residential | Water Heating | 0.0046159 | 0.0034303 | 44.568 | -224.8387 | Multifamily - High Rise | Top Load_ENERGY STAR but not CEE+Electric DHW_Electric Dryer | 0.00038291 | 0.00075309 | 0.0011263 | 0.0015119 | 0.0018752 | 0.002165 | 0.0024218 | 0.0026489 | 0.0028586 | 0.0030406 | 0.0030975 | 0.0031963 | 0.003306 | 0.0033961 | 0.0034028 | 0.0034443 | 0.0034355 | 0.0033964 | 0.0033803 | 0.0033591 | 0.052199 | 0.71173 | 0.55857 | 0.65371 | 0.80879 | 0.82217 | 0.73878 | 0.95775 | 0.8143 | 0.78123 | 0.72595 | 0.63389 | 0.68097 | 0 | 2.5885 | 2.2921 | 2.657 | 2.9916 | 2.9455 | 3.19 | 3.9454 | 3.3783 | 3.1549 | 2.9705 | 2.72 | 2.8464 | 10887.5735
LO12Med | New | Clothes Washer | Residential | Water Heating | 0.001009 | 0.00074208 | 9.8594 | -1017.3031 | Multifamily - High Rise | Top Load_ENERGY STAR but not CEE+Gas DHW_Gas Dryer | 6.5877e-08 | 1.2956e-07 | 1.9377e-07 | 2.6011e-07 | 3.2262e-07 | 3.7247e-07 | 4.1665e-07 | 4.5572e-07 | 4.918e-07 | 5.2311e-07 | 5.329e-07 | 5.4991e-07 | 5.6878e-07 | 5.8428e-07 | 5.8544e-07 | 5.9258e-07 | 5.9106e-07 | 5.8433e-07 | 5.8156e-07 | 5.7792e-07 | 8.9804e-06 | 0.14792 | 0.11925 | 0.14004 | 0.16603 | 0.17098 | 0.16092 | 0.20392 | 0.17912 | 0.169 | 0.15472 | 0.1344 | 0.14251 | 0 | 0.57464 | 0.51274 | 0.59433 | 0.65704 | 0.66201 | 0.72 | 0.87044 | 0.77357 | 0.71742 | 0.67091 | 0.59652 | 0.62099 | 9911.1977
LO12Med | New | Clothes Washer | Residential | Water Heating | 0.0026684 | 0.0019762 | 25.8668 | -65.4132 | Multifamily - High Rise | Top Load_CEE Tier 1+Electric DHW_Electric Dryer | 0.00022224 | 0.00043708 | 0.00065367 | 0.00087746 | 0.0010883 | 0.0012565 | 0.0014056 | 0.0015374 | 0.0016591 | 0.0017647 | 0.0017977 | 0.0018551 | 0.0019188 | 0.0019711 | 0.001975 | 0.001999 | 0.0019939 | 0.0019712 | 0.0019619 | 0.0019496 | 0.030295 | 0.40473 | 0.32041 | 0.3754 | 0.45812 | 0.46763 | 0.42658 | 0.5489 | 0.47171 | 0.45007 | 0.41619 | 0.36279 | 0.3881 | 0 | 1.5041 | 1.3353 | 1.5478 | 1.7321 | 1.7186 | 1.864 | 2.2878 | 1.9837 | 1.8481 | 1.7361 | 1.5741 | 1.6444 | 2360.3148
LO12Med | New | Clothes Washer | Residential | Water Heating | 0.0031349 | 0.0023239 | 30.3555 | -51.0288 | Multifamily - High Rise | Top Load_CEE Tier 1+Gas DHW_Gas Dryer | 2.0283e-07 | 3.9891e-07 | 5.9658e-07 | 8.0082e-07 | 9.9328e-07 | 1.1468e-06 | 1.2828e-06 | 1.4031e-06 | 1.5142e-06 | 1.6106e-06 | 1.6407e-06 | 1.6931e-06 | 1.7512e-06 | 1.7989e-06 | 1.8025e-06 | 1.8244e-06 | 1.8198e-06 | 1.7991e-06 | 1.7905e-06 | 1.7793e-06 | 2.7649e-05 | 0.47765 | 0.37722 | 0.44184 | 0.54125 | 0.55185 | 0.50131 | 0.64639 | 0.55386 | 0.52925 | 0.49006 | 0.42739 | 0.45774 | 0 | 1.7646 | 1.5654 | 1.8146 | 2.034 | 2.014 | 2.1834 | 2.6855 | 2.3205 | 2.1633 | 2.0335 | 1.8487 | 1.9322 | 11.8223
LO12Med | New | Clothes Washer | Residential | Water Heating | 0.00018318 | 0.00012397 | 1.9516 | -841.5022 | Multifamily - High Rise | Top Load_CEE Tier 1+Electric DHW_Gas Dryer | 0 | 0 | 0 | 0 | 0 | 0 | 0 | 0 | 0 | 0 | 0 | 0 | 0 | 0 | 0 | 0 | 0 | 0 | 0 | 0 | 0 | 0.016253 | 0.017701 | 0.021475 | 0.015241 | 0.018947 | 0.028413 | 0.029487 | 0.034059 | 0.028232 | 0.022595 | 0.01863 | 0.017086 | 0 | 0.11648 | 0.10924 | 0.12658 | 0.12354 | 0.14525 | 0.16208 | 0.16905 | 0.18896 | 0.16865 | 0.15163 | 0.11096 | 0.11101 | 1633.5656
LO12Med | New | Clothes Washer | Residential | Water Heating | 0.0027085 | 0.0020156 | 26.1088 | 18.6558 | Multifamily - High Rise | Front Load_CEE Tier 2+Electric DHW_Electric Dryer | 0.00022432 | 0.00044117 | 0.00065979 | 0.00088567 | 0.0010985 | 0.0012683 | 0.0014187 | 0.0015518 | 0.0016746 | 0.0017812 | 0.0018146 | 0.0018725 | 0.0019367 | 0.0019895 | 0.0019934 | 0.0020178 | 0.0020126 | 0.0019897 | 0.0019803 | 0.0019678 | 0.030579 | 0.42041 | 0.32879 | 0.38462 | 0.47849 | 0.48561 | 0.43371 | 0.56396 | 0.4774 | 0.45905 | 0.42741 | 0.37346 | 0.40188 | 0 | 1.5157 | 1.3407 | 1.5542 | 1.7543 | 1.7218 | 1.8635 | 2.3122 | 1.9695 | 1.8411 | 1.7351 | 1.5953 | 1.6707 | 1.1115
LO12Med | New | Clothes Washer | Residential | Water Heating | 0.0017066 | 0.0012689 | 16.4676 | 30.804 | Multifamily - High Rise | Front Load_CEE Tier 2+Electric DHW_Gas Dryer | 0 | 0 | 0 | 0 | 0 | 0 | 0 | 0 | 0 | 0 | 0 | 0 | 0 | 0 | 0 | 0 | 0 | 0 | 0 | 0 | 0 | 0.2638 | 0.20676 | 0.24193 | 0.29995 | 0.30472 | 0.27319 | 0.35456 | 0.30096 | 0.28899 | 0.26874 | 0.23472 | 0.25231 | 0 | 0.95628 | 0.84644 | 0.98119 | 1.1058 | 1.0875 | 1.1774 | 1.458 | 1.246 | 1.164 | 1.0964 | 1.0055 | 1.0525 | 0.99209
LO12Med | New | Clothes Washer | Residential | Water Heating | 0.0030268 | 0.0022459 | 29.2765 | -343.985 | Multifamily - High Rise | Top Load_ENERGY STAR but not CEE+Gas DHW_Electric Dryer | 2.794e-05 | 5.4951e-05 | 8.218e-05 | 0.00011032 | 0.00013683 | 0.00015797 | 0.00017671 | 0.00019328 | 0.00020858 | 0.00022186 | 0.00022601 | 0.00023323 | 0.00024123 | 0.0002478 | 0.00024829 | 0.00025132 | 0.00025068 | 0.00024783 | 0.00024665 | 0.0002451 | 0.0038088 | 0.46333 | 0.36502 | 0.4274 | 0.52561 | 0.53528 | 0.48419 | 0.62563 | 0.53446 | 0.5115 | 0.47428 | 0.41383 | 0.44374 | 0 | 1.7013 | 1.5082 | 1.7483 | 1.963 | 1.9395 | 2.1018 | 2.5907 | 2.2307 | 2.081 | 1.9573 | 1.7845 | 1.866 | 10501.4853
LO12Med | New | Clothes Washer | Residential | Water Heating | 0.0025981 | 0.0019264 | 25.151 | -396.802 | Multifamily - High Rise | Top Load_ENERGY STAR but not CEE+Electric DHW_Gas Dryer | 0 | 0 | 0 | 0 | 0 | 0 | 0 | 0 | 0 | 0 | 0 | 0 | 0 | 0 | 0 | 0 | 0 | 0 | 0 | 0 | 0 | 0.39632 | 0.3128 | 0.36635 | 0.44921 | 0.45788 | 0.41551 | 0.53603 | 0.45896 | 0.43873 | 0.40638 | 0.35446 | 0.37974 | 0 | 1.4619 | 1.2967 | 1.5031 | 1.6856 | 1.668 | 1.8082 | 2.2252 | 1.9211 | 1.7913 | 1.684 | 1.5321 | 1.6015 | 10297.2859
LO12Med | New | Clothes Washer | Residential | Water Heating | 0.0056201 | 0.0041761 | 54.2707 | -29.4649 | Multifamily - High Rise | Top Load_CEE Tier 1+Gas DHW_Electric Dryer | 5.1793e-05 | 0.00010186 | 0.00015234 | 0.00020449 | 0.00025364 | 0.00029283 | 0.00032757 | 0.00035829 | 0.00038665 | 0.00041127 | 0.00041897 | 0.00043234 | 0.00044718 | 0.00045936 | 0.00046027 | 0.00046588 | 0.00046469 | 0.0004594 | 0.00045723 | 0.00045436 | 0.0070604 | 0.86613 | 0.67993 | 0.79576 | 0.98412 | 1.0005 | 0.89947 | 1.1658 | 0.99151 | 0.95108 | 0.88365 | 0.77155 | 0.82875 | 0 | 3.1522 | 2.7915 | 3.2358 | 3.6426 | 3.5873 | 3.8853 | 4.8042 | 4.1153 | 3.8428 | 3.6179 | 3.3119 | 3.4656 | 6.2257
LO12Med | New | Clothes Washer | Residential | Water Heating | 0.016954 | 0.012637 | 163.128 | -47.6654 | Multifamily - High Rise | Front Load_CEE Tier 1+Electric DHW_Electric Dryer | 0.0014015 | 0.0027565 | 0.0041223 | 0.0055337 | 0.0068636 | 0.0079242 | 0.0088642 | 0.0096953 | 0.010463 | 0.011129 | 0.011337 | 0.011699 | 0.012101 | 0.01243 | 0.012455 | 0.012607 | 0.012575 | 0.012432 | 0.012373 | 0.012295 | 0.19106 | 2.6515 | 2.0655 | 2.415 | 3.0231 | 3.0624 | 2.7163 | 3.5443 | 2.9855 | 2.878 | 2.6857 | 2.3485 | 2.5321 | 0 | 9.4649 | 8.3621 | 9.6933 | 10.973 | 10.7305 | 11.6062 | 14.4526 | 12.2376 | 11.4525 | 10.8054 | 9.9811 | 10.461 | 3.1922
LO12Med | New | Clothes Washer | Residential | Water Heating | 0.01124 | 0.0083782 | 108.1398 | -73.5232 | Multifamily - High Rise | Front Load_CEE Tier 1+Gas DHW_Electric Dryer | 0.0001032 | 0.00020297 | 0.00030355 | 0.00040748 | 0.00050541 | 0.0005835 | 0.00065272 | 0.00071392 | 0.00077044 | 0.0008195 | 0.00083484 | 0.00086148 | 0.00089104 | 0.00091533 | 0.00091714 | 0.00092832 | 0.00092595 | 0.0009154 | 0.00091107 | 0.00090535 | 0.014069 | 1.7582 | 1.3695 | 1.6012 | 2.0048 | 2.0307 | 1.8008 | 2.35 | 1.9792 | 1.9081 | 1.7807 | 1.5572 | 1.679 | 0 | 6.2743 | 5.543 | 6.4255 | 7.2744 | 7.1128 | 7.6931 | 9.581 | 8.111 | 7.591 | 7.1623 | 6.6169 | 6.9352 | 2.9398
LO12Med | New | Clothes Washer | Residential | Water Heating | 0.00283 | 0.0021105 | 27.2131 | -275.0974 | Multifamily - High Rise | Front Load_CEE Tier 1+Electric DHW_Gas Dryer | 0 | 0 | 0 | 0 | 0 | 0 | 0 | 0 | 0 | 0 | 0 | 0 | 0 | 0 | 0 | 0 | 0 | 0 | 0 | 0 | 0 | 0.44365 | 0.34517 | 0.4035 | 0.50611 | 0.51239 | 0.45349 | 0.59237 | 0.49818 | 0.48065 | 0.44885 | 0.3926 | 0.42354 | 0 | 1.5787 | 1.3942 | 1.6161 | 1.8312 | 1.7886 | 1.9342 | 2.4113 | 2.0378 | 1.9078 | 1.8006 | 1.6658 | 1.7463 | 2.4426
LO12Med | New | Clothes Washer | Residential | Water Heating | 0.0046159 | 0.0034303 | 44.568 | -224.8387 | Manufactured | Top Load_ENERGY STAR but not CEE+Electric DHW_Electric Dryer | 0.00056168 | 0.001143 | 0.0017534 | 0.0024073 | 0.0030466 | 0.0035933 | 0.0041013 | 0.0045674 | 0.0050248 | 0.0054515 | 0.0056771 | 0.0059843 | 0.0063083 | 0.0066055 | 0.0067451 | 0.0069505 | 0.0070573 | 0.0071129 | 0.0072278 | 0.0073168 | 0.098636 | 0.71173 | 0.55857 | 0.65371 | 0.80879 | 0.82217 | 0.73878 | 0.95775 | 0.8143 | 0.78123 | 0.72595 | 0.63389 | 0.68097 | 0 | 2.5885 | 2.2921 | 2.657 | 2.9916 | 2.9455 | 3.19 | 3.9454 | 3.3783 | 3.1549 | 2.9705 | 2.72 | 2.8464 | 10887.5735
LO12Med | New | Clothes Washer | Residential | Water Heating | 0.001009 | 0.00074208 | 9.8594 | -1017.3031 | Manufactured | Top Load_ENERGY STAR but not CEE+Gas DHW_Gas Dryer | 0 | 0 | 0 | 0 | 0 | 0 | 0 | 0 | 0 | 0 | 0 | 0 | 0 | 0 | 0 | 0 | 0 | 0 | 0 | 0 | 0 | 0.14792 | 0.11925 | 0.14004 | 0.16603 | 0.17098 | 0.16092 | 0.20392 | 0.17912 | 0.169 | 0.15472 | 0.1344 | 0.14251 | 0 | 0.57464 | 0.51274 | 0.59433 | 0.65704 | 0.66201 | 0.72 | 0.87044 | 0.77357 | 0.71742 | 0.67091 | 0.59652 | 0.62099 | 9911.1977
LO12Med | New | Clothes Washer | Residential | Water Heating | 0.0026684 | 0.0019762 | 25.8668 | -65.4131 | Manufactured | Top Load_CEE Tier 1+Electric DHW_Electric Dryer | 0.00032599 | 0.00066338 | 0.0010176 | 0.0013972 | 0.0017682 | 0.0020855 | 0.0023804 | 0.0026509 | 0.0029163 | 0.003164 | 0.0032949 | 0.0034732 | 0.0036613 | 0.0038337 | 0.0039148 | 0.004034 | 0.004096 | 0.0041282 | 0.0041949 | 0.0042466 | 0.057247 | 0.40473 | 0.32041 | 0.3754 | 0.45812 | 0.46763 | 0.42658 | 0.5489 | 0.47171 | 0.45007 | 0.41619 | 0.36279 | 0.3881 | 0 | 1.5041 | 1.3353 | 1.5478 | 1.7321 | 1.7186 | 1.864 | 2.2878 | 1.9837 | 1.8481 | 1.7361 | 1.5741 | 1.6444 | 2360.3148
LO12Med | New | Clothes Washer | Residential | Water Heating | 0.0031349 | 0.0023239 | 30.3555 | -51.0288 | Manufactured | Top Load_CEE Tier 1+Gas DHW_Gas Dryer | 0 | 0 | 0 | 0 | 0 | 0 | 0 | 0 | 0 | 0 | 0 | 0 | 0 | 0 | 0 | 0 | 0 | 0 | 0 | 0 | 0 | 0.47765 | 0.37722 | 0.44184 | 0.54125 | 0.55185 | 0.50131 | 0.64639 | 0.55386 | 0.52925 | 0.49006 | 0.42739 | 0.45774 | 0 | 1.7646 | 1.5654 | 1.8146 | 2.034 | 2.014 | 2.1834 | 2.6855 | 2.3205 | 2.1633 | 2.0335 | 1.8487 | 1.9322 | 11.8223
LO12Med | New | Clothes Washer | Residential | Water Heating | 0.00018318 | 0.00012397 | 1.9516 | -841.5022 | Manufactured | Top Load_CEE Tier 1+Electric DHW_Gas Dryer | 1.6537e-07 | 3.3652e-07 | 5.1623e-07 | 7.0877e-07 | 8.9698e-07 | 1.0579e-06 | 1.2075e-06 | 1.3448e-06 | 1.4794e-06 | 1.6051e-06 | 1.6715e-06 | 1.7619e-06 | 1.8573e-06 | 1.9448e-06 | 1.9859e-06 | 2.0464e-06 | 2.0778e-06 | 2.0942e-06 | 2.128e-06 | 2.1542e-06 | 2.9041e-05 | 0.016253 | 0.017701 | 0.021475 | 0.015241 | 0.018947 | 0.028413 | 0.029487 | 0.034059 | 0.028232 | 0.022595 | 0.01863 | 0.017086 | 0 | 0.11648 | 0.10924 | 0.12658 | 0.12354 | 0.14525 | 0.16208 | 0.16905 | 0.18896 | 0.16865 | 0.15163 | 0.11096 | 0.11101 | 1633.5656
LO12Med | New | Clothes Washer | Residential | Water Heating | 0.0027085 | 0.0020156 | 26.1088 | 18.6558 | Manufactured | Front Load_CEE Tier 2+Electric DHW_Electric Dryer | 0.00032904 | 0.00066959 | 0.0010271 | 0.0014102 | 0.0017847 | 0.002105 | 0.0024026 | 0.0026757 | 0.0029436 | 0.0031936 | 0.0033258 | 0.0035057 | 0.0036955 | 0.0038696 | 0.0039514 | 0.0040717 | 0.0041343 | 0.0041669 | 0.0042342 | 0.0042863 | 0.057783 | 0.42041 | 0.32879 | 0.38462 | 0.47849 | 0.48561 | 0.43371 | 0.56396 | 0.4774 | 0.45905 | 0.42741 | 0.37346 | 0.40188 | 0 | 1.5157 | 1.3407 | 1.5542 | 1.7543 | 1.7218 | 1.8635 | 2.3122 | 1.9695 | 1.8411 | 1.7351 | 1.5953 | 1.6707 | 1.1115
LO12Med | New | Clothes Washer | Residential | Water Heating | 0.0017066 | 0.0012689 | 16.4676 | 30.804 | Manufactured | Front Load_CEE Tier 2+Electric DHW_Gas Dryer | 1.3954e-06 | 2.8396e-06 | 4.356e-06 | 5.9807e-06 | 7.5689e-06 | 8.9271e-06 | 1.0189e-05 | 1.1347e-05 | 1.2484e-05 | 1.3544e-05 | 1.4104e-05 | 1.4867e-05 | 1.5672e-05 | 1.6411e-05 | 1.6757e-05 | 1.7268e-05 | 1.7533e-05 | 1.7671e-05 | 1.7957e-05 | 1.8178e-05 | 0.00024505 | 0.2638 | 0.20676 | 0.24193 | 0.29995 | 0.30472 | 0.27319 | 0.35456 | 0.30096 | 0.28899 | 0.26874 | 0.23472 | 0.25231 | 0 | 0.95628 | 0.84644 | 0.98119 | 1.1058 | 1.0875 | 1.1774 | 1.458 | 1.246 | 1.164 | 1.0964 | 1.0055 | 1.0525 | 0.99209
LO12Med | New | Clothes Washer | Residential | Water Heating | 0.0030268 | 0.0022459 | 29.2765 | -343.985 | Manufactured | Top Load_ENERGY STAR but not CEE+Gas DHW_Electric Dryer | 1.5902e-05 | 3.2361e-05 | 4.9641e-05 | 6.8156e-05 | 8.6255e-05 | 0.00010173 | 0.00011612 | 0.00012931 | 0.00014226 | 0.00015435 | 0.00016073 | 0.00016943 | 0.0001786 | 0.00018702 | 0.00019097 | 0.00019678 | 0.00019981 | 0.00020138 | 0.00020464 | 0.00020716 | 0.0027926 | 0.46333 | 0.36502 | 0.4274 | 0.52561 | 0.53528 | 0.48419 | 0.62563 | 0.53446 | 0.5115 | 0.47428 | 0.41383 | 0.44374 | 0 | 1.7013 | 1.5082 | 1.7483 | 1.963 | 1.9395 | 2.1018 | 2.5907 | 2.2307 | 2.081 | 1.9573 | 1.7845 | 1.866 | 10501.4853
LO12Med | New | Clothes Washer | Residential | Water Heating | 0.0025981 | 0.0019264 | 25.151 | -396.802 | Manufactured | Top Load_ENERGY STAR but not CEE+Electric DHW_Gas Dryer | 2.1312e-06 | 4.337e-06 | 6.6529e-06 | 9.1343e-06 | 1.156e-05 | 1.3634e-05 | 1.5562e-05 | 1.7331e-05 | 1.9066e-05 | 2.0685e-05 | 2.1541e-05 | 2.2707e-05 | 2.3936e-05 | 2.5064e-05 | 2.5594e-05 | 2.6373e-05 | 2.6778e-05 | 2.6989e-05 | 2.7425e-05 | 2.7763e-05 | 0.00037426 | 0.39632 | 0.3128 | 0.36635 | 0.44921 | 0.45788 | 0.41551 | 0.53603 | 0.45896 | 0.43873 | 0.40638 | 0.35446 | 0.37974 | 0 | 1.4619 | 1.2967 | 1.5031 | 1.6856 | 1.668 | 1.8082 | 2.2252 | 1.9211 | 1.7913 | 1.684 | 1.5321 | 1.6015 | 10297.2859
LO12Med | New | Clothes Washer | Residential | Water Heating | 0.0056201 | 0.0041761 | 54.2707 | -29.4649 | Manufactured | Top Load_CEE Tier 1+Gas DHW_Electric Dryer | 2.9479e-05 | 5.9988e-05 | 9.2022e-05 | 0.00012634 | 0.00015989 | 0.00018859 | 0.00021525 | 0.00023971 | 0.00026372 | 0.00028612 | 0.00029795 | 0.00031408 | 0.00033108 | 0.00034668 | 0.00035401 | 0.00036478 | 0.00037039 | 0.00037331 | 0.00037934 | 0.00038401 | 0.0051767 | 0.86613 | 0.67993 | 0.79576 | 0.98412 | 1.0005 | 0.89947 | 1.1658 | 0.99151 | 0.95108 | 0.88365 | 0.77155 | 0.82875 | 0 | 3.1522 | 2.7915 | 3.2358 | 3.6426 | 3.5873 | 3.8853 | 4.8042 | 4.1153 | 3.8428 | 3.6179 | 3.3119 | 3.4656 | 6.2257
LO12Med | New | Clothes Washer | Residential | Water Heating | 0.016954 | 0.012637 | 163.128 | -47.6654 | Manufactured | Front Load_CEE Tier 1+Electric DHW_Electric Dryer | 0.0020559 | 0.0041836 | 0.0064176 | 0.0088112 | 0.011151 | 0.013152 | 0.015012 | 0.016718 | 0.018392 | 0.019954 | 0.020779 | 0.021904 | 0.02309 | 0.024177 | 0.024688 | 0.02544 | 0.025831 | 0.026035 | 0.026455 | 0.026781 | 0.36103 | 2.6515 | 2.0655 | 2.415 | 3.0231 | 3.0624 | 2.7163 | 3.5443 | 2.9855 | 2.878 | 2.6857 | 2.3485 | 2.5321 | 0 | 9.4649 | 8.3621 | 9.6933 | 10.973 | 10.7305 | 11.6062 | 14.4526 | 12.2376 | 11.4525 | 10.8054 | 9.9811 | 10.461 | 3.1922
LO12Med | New | Clothes Washer | Residential | Water Heating | 0.01124 | 0.0083782 | 108.1398 | -73.5232 | Manufactured | Front Load_CEE Tier 1+Gas DHW_Electric Dryer | 5.874e-05 | 0.00011953 | 0.00018336 | 0.00025175 | 0.00031861 | 0.00037578 | 0.00042891 | 0.00047765 | 0.00052549 | 0.00057011 | 0.0005937 | 0.00062583 | 0.00065971 | 0.00069079 | 0.00070539 | 0.00072687 | 0.00073804 | 0.00074386 | 0.00075587 | 0.00076518 | 0.010315 | 1.7582 | 1.3695 | 1.6012 | 2.0048 | 2.0307 | 1.8008 | 2.35 | 1.9792 | 1.9081 | 1.7807 | 1.5572 | 1.679 | 0 | 6.2743 | 5.543 | 6.4255 | 7.2744 | 7.1128 | 7.6931 | 9.581 | 8.111 | 7.591 | 7.1623 | 6.6169 | 6.9352 | 2.9398
LO12Med | New | Clothes Washer | Residential | Water Heating | 0.00283 | 0.0021105 | 27.2131 | -275.0974 | Manufactured | Front Load_CEE Tier 1+Electric DHW_Gas Dryer | 2.306e-06 | 4.6926e-06 | 7.1984e-06 | 9.8832e-06 | 1.2508e-05 | 1.4752e-05 | 1.6838e-05 | 1.8752e-05 | 2.0629e-05 | 2.2381e-05 | 2.3307e-05 | 2.4569e-05 | 2.5899e-05 | 2.7119e-05 | 2.7692e-05 | 2.8535e-05 | 2.8974e-05 | 2.9202e-05 | 2.9674e-05 | 3.0039e-05 | 0.00040495 | 0.44365 | 0.34517 | 0.4035 | 0.50611 | 0.51239 | 0.45349 | 0.59237 | 0.49818 | 0.48065 | 0.44885 | 0.3926 | 0.42354 | 0 | 1.5787 | 1.3942 | 1.6161 | 1.8312 | 1.7886 | 1.9342 | 2.4113 | 2.0378 | 1.9078 | 1.8006 | 1.6658 | 1.7463 | 2.4426
LO12Med | NR | Clothes Washer | Residential | Water Heating | 0.0046159 | 0.0034303 | 44.568 | -224.8387 | Single Family | Top Load_ENERGY STAR but not CEE+Electric DHW_Electric Dryer | 0.033986 | 0.067817 | 0.10149 | 0.13502 | 0.16839 | 0.19825 | 0.22194 | 0.2407 | 0.25553 | 0.26723 | 0.27642 | 0.28361 | 0.28921 | 0.29353 | 0.35147 | 0.34762 | 0.34061 | 0.33411 | 0.32725 | 0.32092 | 4.4268 | 0.71173 | 0.55857 | 0.65371 | 0.80879 | 0.82217 | 0.73878 | 0.95775 | 0.8143 | 0.78123 | 0.72595 | 0.63389 | 0.68097 | 0 | 2.5885 | 2.2921 | 2.657 | 2.9916 | 2.9455 | 3.19 | 3.9454 | 3.3783 | 3.1549 | 2.9705 | 2.72 | 2.8464 | 10887.5735
LO12Med | NR | Clothes Washer | Residential | Water Heating | 0.0030268 | 0.0022459 | 29.2765 | -343.985 | Single Family | Top Load_ENERGY STAR but not CEE+Gas DHW_Electric Dryer | 0.011632 | 0.023211 | 0.034737 | 0.046211 | 0.057633 | 0.067852 | 0.07596 | 0.082381 | 0.087458 | 0.09146 | 0.094606 | 0.097067 | 0.098983 | 0.10046 | 0.12029 | 0.11898 | 0.11658 | 0.11435 | 0.11201 | 0.10984 | 1.5151 | 0.46333 | 0.36502 | 0.4274 | 0.52561 | 0.53528 | 0.48419 | 0.62563 | 0.53446 | 0.5115 | 0.47428 | 0.41383 | 0.44374 | 0 | 1.7013 | 1.5082 | 1.7483 | 1.963 | 1.9395 | 2.1018 | 2.5907 | 2.2307 | 2.081 | 1.9573 | 1.7845 | 1.866 | 10501.4853
LO12Med | NR | Clothes Washer | Residential | Water Heating | 0.0025981 | 0.0019264 | 25.151 | -396.802 | Single Family | Top Load_ENERGY STAR but not CEE+Electric DHW_Gas Dryer | 0.0003654 | 0.00072913 | 0.0010912 | 0.0014517 | 0.0018104 | 0.0021315 | 0.0023862 | 0.0025879 | 0.0027473 | 0.0028731 | 0.0029719 | 0.0030492 | 0.0031094 | 0.0031559 | 0.0037788 | 0.0037375 | 0.0036621 | 0.0035922 | 0.0035185 | 0.0034503 | 0.047594 | 0.39632 | 0.3128 | 0.36635 | 0.44921 | 0.45788 | 0.41551 | 0.53603 | 0.45896 | 0.43873 | 0.40638 | 0.35446 | 0.37974 | 0 | 1.4619 | 1.2967 | 1.5031 | 1.6856 | 1.668 | 1.8082 | 2.2252 | 1.9211 | 1.7913 | 1.684 | 1.5321 | 1.6015 | 10297.2859
LO12Med | NR | Clothes Washer | Residential | Water Heating | 0.001009 | 0.00074208 | 9.8594 | -1017.3031 | Single Family | Top Load_ENERGY STAR but not CEE+Gas DHW_Gas Dryer | 0.00061397 | 0.0012252 | 0.0018336 | 0.0024392 | 0.0030421 | 0.0035815 | 0.0040094 | 0.0043484 | 0.0046163 | 0.0048276 | 0.0049936 | 0.0051236 | 0.0052247 | 0.0053028 | 0.0063495 | 0.00628 | 0.0061534 | 0.0060359 | 0.005912 | 0.0057975 | 0.079972 | 0.14792 | 0.11925 | 0.14004 | 0.16603 | 0.17098 | 0.16092 | 0.20392 | 0.17912 | 0.169 | 0.15472 | 0.1344 | 0.14251 | 0 | 0.57464 | 0.51274 | 0.59433 | 0.65704 | 0.66201 | 0.72 | 0.87044 | 0.77357 | 0.71742 | 0.67091 | 0.59652 | 0.62099 | 9911.1977
LO12Med | NR | Clothes Washer | Residential | Water Heating | 0.0026684 | 0.0019762 | 25.8668 | -65.4131 | Single Family | Top Load_CEE Tier 1+Electric DHW_Electric Dryer | 0.019725 | 0.03936 | 0.058906 | 0.078363 | 0.097732 | 0.11506 | 0.12881 | 0.1397 | 0.14831 | 0.15509 | 0.16043 | 0.1646 | 0.16785 | 0.17036 | 0.20399 | 0.20176 | 0.19769 | 0.19391 | 0.18993 | 0.18626 | 2.5692 | 0.40473 | 0.32041 | 0.3754 | 0.45812 | 0.46763 | 0.42658 | 0.5489 | 0.47171 | 0.45007 | 0.41619 | 0.36279 | 0.3881 | 0 | 1.5041 | 1.3353 | 1.5478 | 1.7321 | 1.7186 | 1.864 | 2.2878 | 1.9837 | 1.8481 | 1.7361 | 1.5741 | 1.6444 | 2360.3148
LO12Med | NR | Clothes Washer | Residential | Water Heating | 0.00018318 | 0.00012397 | 1.9516 | -841.5022 | Single Family | Top Load_CEE Tier 1+Electric DHW_Gas Dryer | 2.8353e-05 | 5.6576e-05 | 8.4672e-05 | 0.00011264 | 0.00014048 | 0.00016539 | 0.00018515 | 0.0002008 | 0.00021318 | 0.00022293 | 0.0002306 | 0.0002366 | 0.00024127 | 0.00024488 | 0.00029322 | 0.00029001 | 0.00028416 | 0.00027873 | 0.00027301 | 0.00026772 | 0.003693 | 0.016253 | 0.017701 | 0.021475 | 0.015241 | 0.018947 | 0.028413 | 0.029487 | 0.034059 | 0.028232 | 0.022595 | 0.01863 | 0.017086 | 0 | 0.11648 | 0.10924 | 0.12658 | 0.12354 | 0.14525 | 0.16208 | 0.16905 | 0.18896 | 0.16865 | 0.15163 | 0.11096 | 0.11101 | 1633.5656
LO12Med | NR | Clothes Washer | Residential | Water Heating | 0.0031349 | 0.0023239 | 30.3555 | -51.0288 | Single Family | Top Load_CEE Tier 1+Gas DHW_Gas Dryer | 0.0018903 | 0.003772 | 0.0056452 | 0.0075099 | 0.009366 | 0.011027 | 0.012344 | 0.013388 | 0.014213 | 0.014863 | 0.015375 | 0.015775 | 0.016086 | 0.016327 | 0.019549 | 0.019335 | 0.018945 | 0.018584 | 0.018202 | 0.01785 | 0.24622 | 0.47765 | 0.37722 | 0.44184 | 0.54125 | 0.55185 | 0.50131 | 0.64639 | 0.55386 | 0.52925 | 0.49006 | 0.42739 | 0.45774 | 0 | 1.7646 | 1.5654 | 1.8146 | 2.034 | 2.014 | 2.1834 | 2.6855 | 2.3205 | 2.1633 | 2.0335 | 1.8487 | 1.9322 | 11.8223
LO12Med | NR | Clothes Washer | Residential | Water Heating | 0.0056201 | 0.0041761 | 54.2707 | -29.4649 | Single Family | Top Load_CEE Tier 1+Gas DHW_Electric Dryer | 0.021562 | 0.043027 | 0.064394 | 0.085663 | 0.10684 | 0.12578 | 0.14081 | 0.15271 | 0.16212 | 0.16954 | 0.17537 | 0.17994 | 0.18349 | 0.18623 | 0.22299 | 0.22055 | 0.2161 | 0.21198 | 0.20763 | 0.20361 | 2.8086 | 0.86613 | 0.67993 | 0.79576 | 0.98412 | 1.0005 | 0.89947 | 1.1658 | 0.99151 | 0.95108 | 0.88365 | 0.77155 | 0.82875 | 0 | 3.1522 | 2.7915 | 3.2358 | 3.6426 | 3.5873 | 3.8853 | 4.8042 | 4.1153 | 3.8428 | 3.6179 | 3.3119 | 3.4656 | 6.2257
LO12Med | NR | Clothes Washer | Residential | Water Heating | 0.016954 | 0.012637 | 163.128 | -47.6654 | Single Family | Front Load_CEE Tier 1+Electric DHW_Electric Dryer | 0.12439 | 0.24822 | 0.37149 | 0.4942 | 0.61634 | 0.72563 | 0.81233 | 0.88101 | 0.9353 | 0.9781 | 1.0117 | 1.0381 | 1.0586 | 1.0744 | 1.2865 | 1.2724 | 1.2467 | 1.2229 | 1.1978 | 1.1746 | 16.2029 | 2.6515 | 2.0655 | 2.415 | 3.0231 | 3.0624 | 2.7163 | 3.5443 | 2.9855 | 2.878 | 2.6857 | 2.3485 | 2.5321 | 0 | 9.4649 | 8.3621 | 9.6933 | 10.973 | 10.7305 | 11.6062 | 14.4526 | 12.2376 | 11.4525 | 10.8054 | 9.9811 | 10.461 | 3.1922
LO12Med | NR | Clothes Washer | Residential | Water Heating | 0.01124 | 0.0083782 | 108.1398 | -73.5232 | Single Family | Front Load_CEE Tier 1+Gas DHW_Electric Dryer | 0.042965 | 0.085735 | 0.12831 | 0.17069 | 0.21288 | 0.25063 | 0.28058 | 0.3043 | 0.32305 | 0.33783 | 0.34945 | 0.35854 | 0.36562 | 0.37109 | 0.44434 | 0.43947 | 0.43061 | 0.42239 | 0.41372 | 0.40571 | 5.5964 | 1.7582 | 1.3695 | 1.6012 | 2.0048 | 2.0307 | 1.8008 | 2.35 | 1.9792 | 1.9081 | 1.7807 | 1.5572 | 1.679 | 0 | 6.2743 | 5.543 | 6.4255 | 7.2744 | 7.1128 | 7.6931 | 9.581 | 8.111 | 7.591 | 7.1623 | 6.6169 | 6.9352 | 2.9398
LO12Med | NR | Clothes Washer | Residential | Water Heating | 0.00283 | 0.0021105 | 27.2131 | -275.0974 | Single Family | Front Load_CEE Tier 1+Electric DHW_Gas Dryer | 0.00039536 | 0.00078892 | 0.0011807 | 0.0015707 | 0.0019589 | 0.0023062 | 0.0025818 | 0.0028001 | 0.0029726 | 0.0031086 | 0.0032156 | 0.0032992 | 0.0033644 | 0.0034147 | 0.0040887 | 0.0040439 | 0.0039624 | 0.0038867 | 0.003807 | 0.0037332 | 0.051497 | 0.44365 | 0.34517 | 0.4035 | 0.50611 | 0.51239 | 0.45349 | 0.59237 | 0.49818 | 0.48065 | 0.44885 | 0.3926 | 0.42354 | 0 | 1.5787 | 1.3942 | 1.6161 | 1.8312 | 1.7886 | 1.9342 | 2.4113 | 2.0378 | 1.9078 | 1.8006 | 1.6658 | 1.7463 | 2.4426
LO12Med | NR | Clothes Washer | Residential | Water Heating | 0.0027085 | 0.0020156 | 26.1088 | 18.6558 | Single Family | Front Load_CEE Tier 2+Electric DHW_Electric Dryer | 0.019909 | 0.039729 | 0.059457 | 0.079097 | 0.098646 | 0.11614 | 0.13002 | 0.14101 | 0.1497 | 0.15655 | 0.16193 | 0.16614 | 0.16942 | 0.17196 | 0.2059 | 0.20365 | 0.19954 | 0.19573 | 0.19171 | 0.188 | 2.5933 | 0.42041 | 0.32879 | 0.38462 | 0.47849 | 0.48561 | 0.43371 | 0.56396 | 0.4774 | 0.45905 | 0.42741 | 0.37346 | 0.40188 | 0 | 1.5157 | 1.3407 | 1.5542 | 1.7543 | 1.7218 | 1.8635 | 2.3122 | 1.9695 | 1.8411 | 1.7351 | 1.5953 | 1.6707 | 1.1115
LO12Med | NR | Clothes Washer | Residential | Water Heating | 0.0017066 | 0.0012689 | 16.4676 | 30.804 | Single Family | Front Load_CEE Tier 2+Electric DHW_Gas Dryer | 0.00023924 | 0.0004774 | 0.00071447 | 0.00095047 | 0.0011854 | 0.0013956 | 0.0015623 | 0.0016944 | 0.0017988 | 0.0018811 | 0.0019458 | 0.0019965 | 0.0020359 | 0.0020663 | 0.0024742 | 0.0024471 | 0.0023978 | 0.002352 | 0.0023037 | 0.0022591 | 0.031162 | 0.2638 | 0.20676 | 0.24193 | 0.29995 | 0.30472 | 0.27319 | 0.35456 | 0.30096 | 0.28899 | 0.26874 | 0.23472 | 0.25231 | 0 | 0.95628 | 0.84644 | 0.98119 | 1.1058 | 1.0875 | 1.1774 | 1.458 | 1.246 | 1.164 | 1.0964 | 1.0055 | 1.0525 | 0.99209
LO12Med | NR | Clothes Washer | Residential | Water Heating | 0.0046159 | 0.0034303 | 44.568 | -224.8387 | Multifamily - Low Rise | Top Load_ENERGY STAR but not CEE+Electric DHW_Electric Dryer | 0.0043272 | 0.0086347 | 0.012923 | 0.017191 | 0.02144 | 0.025242 | 0.028258 | 0.030647 | 0.032535 | 0.034024 | 0.035194 | 0.03611 | 0.036823 | 0.037374 | 0.050445 | 0.049465 | 0.048035 | 0.046684 | 0.045205 | 0.043821 | 0.58603 | 0.71173 | 0.55857 | 0.65371 | 0.80879 | 0.82217 | 0.73878 | 0.95775 | 0.8143 | 0.78123 | 0.72595 | 0.63389 | 0.68097 | 0 | 2.5885 | 2.2921 | 2.657 | 2.9916 | 2.9455 | 3.19 | 3.9454 | 3.3783 | 3.1549 | 2.9705 | 2.72 | 2.8464 | 10887.5735
LO12Med | NR | Clothes Washer | Residential | Water Heating | 0.0030268 | 0.0022459 | 29.2765 | -343.985 | Multifamily - Low Rise | Top Load_ENERGY STAR but not CEE+Gas DHW_Electric Dryer | 0.00031574 | 0.00063005 | 0.00094292 | 0.0012544 | 0.0015644 | 0.0018418 | 0.0020619 | 0.0022362 | 0.002374 | 0.0024826 | 0.002568 | 0.0026348 | 0.0026868 | 0.002727 | 0.0036808 | 0.0036093 | 0.003505 | 0.0034064 | 0.0032985 | 0.0031975 | 0.042761 | 0.46333 | 0.36502 | 0.4274 | 0.52561 | 0.53528 | 0.48419 | 0.62563 | 0.53446 | 0.5115 | 0.47428 | 0.41383 | 0.44374 | 0 | 1.7013 | 1.5082 | 1.7483 | 1.963 | 1.9395 | 2.1018 | 2.5907 | 2.2307 | 2.081 | 1.9573 | 1.7845 | 1.866 | 10501.4853
LO12Med | NR | Clothes Washer | Residential | Water Heating | 0.0025981 | 0.0019264 | 25.151 | -396.802 | Multifamily - Low Rise | Top Load_ENERGY STAR but not CEE+Electric DHW_Gas Dryer | 0 | 0 | 0 | 0 | 0 | 0 | 0 | 0 | 0 | 0 | 0 | 0 | 0 | 0 | 0 | 0 | 0 | 0 | 0 | 0 | 0 | 0.39632 | 0.3128 | 0.36635 | 0.44921 | 0.45788 | 0.41551 | 0.53603 | 0.45896 | 0.43873 | 0.40638 | 0.35446 | 0.37974 | 0 | 1.4619 | 1.2967 | 1.5031 | 1.6856 | 1.668 | 1.8082 | 2.2252 | 1.9211 | 1.7913 | 1.684 | 1.5321 | 1.6015 | 10297.2859
LO12Med | NR | Clothes Washer | Residential | Water Heating | 0.001009 | 0.00074208 | 9.8594 | -1017.3031 | Multifamily - Low Rise | Top Load_ENERGY STAR but not CEE+Gas DHW_Gas Dryer | 7.4446e-07 | 1.4855e-06 | 2.2233e-06 | 2.9576e-06 | 3.6886e-06 | 4.3427e-06 | 4.8616e-06 | 5.2726e-06 | 5.5975e-06 | 5.8536e-06 | 6.055e-06 | 6.2125e-06 | 6.3351e-06 | 6.4299e-06 | 8.6788e-06 | 8.5102e-06 | 8.2641e-06 | 8.0317e-06 | 7.7772e-06 | 7.5391e-06 | 0.00010082 | 0.14792 | 0.11925 | 0.14004 | 0.16603 | 0.17098 | 0.16092 | 0.20392 | 0.17912 | 0.169 | 0.15472 | 0.1344 | 0.14251 | 0 | 0.57464 | 0.51274 | 0.59433 | 0.65704 | 0.66201 | 0.72 | 0.87044 | 0.77357 | 0.71742 | 0.67091 | 0.59652 | 0.62099 | 9911.1977
LO12Med | NR | Clothes Washer | Residential | Water Heating | 0.0026684 | 0.0019762 | 25.8668 | -65.4132 | Multifamily - Low Rise | Top Load_CEE Tier 1+Electric DHW_Electric Dryer | 0.0025114 | 0.0050115 | 0.0075001 | 0.0099775 | 0.012444 | 0.01465 | 0.0164 | 0.017787 | 0.018883 | 0.019747 | 0.020426 | 0.020958 | 0.021372 | 0.021691 | 0.029278 | 0.028709 | 0.027879 | 0.027095 | 0.026236 | 0.025433 | 0.34013 | 0.40473 | 0.32041 | 0.3754 | 0.45812 | 0.46763 | 0.42658 | 0.5489 | 0.47171 | 0.45007 | 0.41619 | 0.36279 | 0.3881 | 0 | 1.5041 | 1.3353 | 1.5478 | 1.7321 | 1.7186 | 1.864 | 2.2878 | 1.9837 | 1.8481 | 1.7361 | 1.5741 | 1.6444 | 2360.3148
LO12Med | NR | Clothes Washer | Residential | Water Heating | 0.00018318 | 0.00012397 | 1.9516 | -841.5022 | Multifamily - Low Rise | Top Load_CEE Tier 1+Electric DHW_Gas Dryer | 0 | 0 | 0 | 0 | 0 | 0 | 0 | 0 | 0 | 0 | 0 | 0 | 0 | 0 | 0 | 0 | 0 | 0 | 0 | 0 | 0 | 0.016253 | 0.017701 | 0.021475 | 0.015241 | 0.018947 | 0.028413 | 0.029487 | 0.034059 | 0.028232 | 0.022595 | 0.01863 | 0.017086 | 0 | 0.11648 | 0.10924 | 0.12658 | 0.12354 | 0.14525 | 0.16208 | 0.16905 | 0.18896 | 0.16865 | 0.15163 | 0.11096 | 0.11101 | 1633.5656
LO12Med | NR | Clothes Washer | Residential | Water Heating | 0.0031349 | 0.0023239 | 30.3555 | -51.0288 | Multifamily - Low Rise | Top Load_CEE Tier 1+Gas DHW_Gas Dryer | 2.2921e-06 | 4.5738e-06 | 6.8451e-06 | 9.106e-06 | 1.1357e-05 | 1.337e-05 | 1.4968e-05 | 1.6233e-05 | 1.7234e-05 | 1.8022e-05 | 1.8642e-05 | 1.9127e-05 | 1.9505e-05 | 1.9797e-05 | 2.6721e-05 | 2.6201e-05 | 2.5444e-05 | 2.4728e-05 | 2.3945e-05 | 2.3212e-05 | 0.00031042 | 0.47765 | 0.37722 | 0.44184 | 0.54125 | 0.55185 | 0.50131 | 0.64639 | 0.55386 | 0.52925 | 0.49006 | 0.42739 | 0.45774 | 0 | 1.7646 | 1.5654 | 1.8146 | 2.034 | 2.014 | 2.1834 | 2.6855 | 2.3205 | 2.1633 | 2.0335 | 1.8487 | 1.9322 | 11.8223
LO12Med | NR | Clothes Washer | Residential | Water Heating | 0.0056201 | 0.0041761 | 54.2707 | -29.4649 | Multifamily - Low Rise | Top Load_CEE Tier 1+Gas DHW_Electric Dryer | 0.0005853 | 0.0011679 | 0.0017479 | 0.0023253 | 0.0029 | 0.0034142 | 0.0038222 | 0.0041453 | 0.0044007 | 0.0046021 | 0.0047604 | 0.0048843 | 0.0049807 | 0.0050552 | 0.0068233 | 0.0066907 | 0.0064973 | 0.0063145 | 0.0061145 | 0.0059272 | 0.079267 | 0.86613 | 0.67993 | 0.79576 | 0.98412 | 1.0005 | 0.89947 | 1.1658 | 0.99151 | 0.95108 | 0.88365 | 0.77155 | 0.82875 | 0 | 3.1522 | 2.7915 | 3.2358 | 3.6426 | 3.5873 | 3.8853 | 4.8042 | 4.1153 | 3.8428 | 3.6179 | 3.3119 | 3.4656 | 6.2257
LO12Med | NR | Clothes Washer | Residential | Water Heating | 0.016954 | 0.012637 | 163.128 | -47.6654 | Multifamily - Low Rise | Front Load_CEE Tier 1+Electric DHW_Electric Dryer | 0.015838 | 0.031605 | 0.047299 | 0.062923 | 0.078475 | 0.09239 | 0.10343 | 0.11217 | 0.11909 | 0.12454 | 0.12882 | 0.13217 | 0.13478 | 0.13679 | 0.18464 | 0.18105 | 0.17582 | 0.17087 | 0.16546 | 0.16039 | 2.145 | 2.6515 | 2.0655 | 2.415 | 3.0231 | 3.0624 | 2.7163 | 3.5443 | 2.9855 | 2.878 | 2.6857 | 2.3485 | 2.5321 | 0 | 9.4649 | 8.3621 | 9.6933 | 10.973 | 10.7305 | 11.6062 | 14.4526 | 12.2376 | 11.4525 | 10.8054 | 9.9811 | 10.461 | 3.1922
LO12Med | NR | Clothes Washer | Residential | Water Heating | 0.01124 | 0.0083782 | 108.1398 | -73.5232 | Multifamily - Low Rise | Front Load_CEE Tier 1+Gas DHW_Electric Dryer | 0.0011663 | 0.0023272 | 0.0034829 | 0.0046333 | 0.0057785 | 0.0068032 | 0.0076161 | 0.0082599 | 0.0087689 | 0.0091702 | 0.0094856 | 0.0097324 | 0.0099245 | 0.010073 | 0.013596 | 0.013332 | 0.012946 | 0.012582 | 0.012184 | 0.011811 | 0.15795 | 1.7582 | 1.3695 | 1.6012 | 2.0048 | 2.0307 | 1.8008 | 2.35 | 1.9792 | 1.9081 | 1.7807 | 1.5572 | 1.679 | 0 | 6.2743 | 5.543 | 6.4255 | 7.2744 | 7.1128 | 7.6931 | 9.581 | 8.111 | 7.591 | 7.1623 | 6.6169 | 6.9352 | 2.9398
LO12Med | NR | Clothes Washer | Residential | Water Heating | 0.00283 | 0.0021105 | 27.2131 | -275.0974 | Multifamily - Low Rise | Front Load_CEE Tier 1+Electric DHW_Gas Dryer | 0 | 0 | 0 | 0 | 0 | 0 | 0 | 0 | 0 | 0 | 0 | 0 | 0 | 0 | 0 | 0 | 0 | 0 | 0 | 0 | 0 | 0.44365 | 0.34517 | 0.4035 | 0.50611 | 0.51239 | 0.45349 | 0.59237 | 0.49818 | 0.48065 | 0.44885 | 0.3926 | 0.42354 | 0 | 1.5787 | 1.3942 | 1.6161 | 1.8312 | 1.7886 | 1.9342 | 2.4113 | 2.0378 | 1.9078 | 1.8006 | 1.6658 | 1.7463 | 2.4426
LO12Med | NR | Clothes Washer | Residential | Water Heating | 0.0027085 | 0.0020156 | 26.1088 | 18.6558 | Multifamily - Low Rise | Front Load_CEE Tier 2+Electric DHW_Electric Dryer | 0.0025349 | 0.0050584 | 0.0075703 | 0.010071 | 0.01256 | 0.014787 | 0.016554 | 0.017953 | 0.01906 | 0.019932 | 0.020618 | 0.021154 | 0.021572 | 0.021894 | 0.029552 | 0.028978 | 0.02814 | 0.027348 | 0.026482 | 0.025671 | 0.34331 | 0.42041 | 0.32879 | 0.38462 | 0.47849 | 0.48561 | 0.43371 | 0.56396 | 0.4774 | 0.45905 | 0.42741 | 0.37346 | 0.40188 | 0 | 1.5157 | 1.3407 | 1.5542 | 1.7543 | 1.7218 | 1.8635 | 2.3122 | 1.9695 | 1.8411 | 1.7351 | 1.5953 | 1.6707 | 1.1115
LO12Med | NR | Clothes Washer | Residential | Water Heating | 0.0017066 | 0.0012689 | 16.4676 | 30.804 | Multifamily - Low Rise | Front Load_CEE Tier 2+Electric DHW_Gas Dryer | 0 | 0 | 0 | 0 | 0 | 0 | 0 | 0 | 0 | 0 | 0 | 0 | 0 | 0 | 0 | 0 | 0 | 0 | 0 | 0 | 0 | 0.2638 | 0.20676 | 0.24193 | 0.29995 | 0.30472 | 0.27319 | 0.35456 | 0.30096 | 0.28899 | 0.26874 | 0.23472 | 0.25231 | 0 | 0.95628 | 0.84644 | 0.98119 | 1.1058 | 1.0875 | 1.1774 | 1.458 | 1.246 | 1.164 | 1.0964 | 1.0055 | 1.0525 | 0.99209
LO12Med | NR | Clothes Washer | Residential | Water Heating | 0.0046159 | 0.0034303 | 44.568 | -224.8387 | Multifamily - High Rise | Top Load_ENERGY STAR but not CEE+Electric DHW_Electric Dryer | 0.0012805 | 0.0025551 | 0.003824 | 0.005087 | 0.0063444 | 0.0074693 | 0.0083618 | 0.0090687 | 0.0096275 | 0.010068 | 0.010414 | 0.010685 | 0.010896 | 0.011059 | 0.014868 | 0.014565 | 0.014156 | 0.013774 | 0.013355 | 0.012954 | 0.17319 | 0.71173 | 0.55857 | 0.65371 | 0.80879 | 0.82217 | 0.73878 | 0.95775 | 0.8143 | 0.78123 | 0.72595 | 0.63389 | 0.68097 | 0 | 2.5885 | 2.2921 | 2.657 | 2.9916 | 2.9455 | 3.19 | 3.9454 | 3.3783 | 3.1549 | 2.9705 | 2.72 | 2.8464 | 10887.5735
LO12Med | NR | Clothes Washer | Residential | Water Heating | 0.0030268 | 0.0022459 | 29.2765 | -343.985 | Multifamily - High Rise | Top Load_ENERGY STAR but not CEE+Gas DHW_Electric Dryer | 9.3431e-05 | 0.00018644 | 0.00027902 | 0.00037119 | 0.00046293 | 0.00054501 | 0.00061014 | 0.00066172 | 0.00070249 | 0.00073464 | 0.00075991 | 0.00077968 | 0.00079507 | 0.00080696 | 0.0010849 | 0.0010627 | 0.0010329 | 0.001005 | 0.00097446 | 0.0009452 | 0.012637 | 0.46333 | 0.36502 | 0.4274 | 0.52561 | 0.53528 | 0.48419 | 0.62563 | 0.53446 | 0.5115 | 0.47428 | 0.41383 | 0.44374 | 0 | 1.7013 | 1.5082 | 1.7483 | 1.963 | 1.9395 | 2.1018 | 2.5907 | 2.2307 | 2.081 | 1.9573 | 1.7845 | 1.866 | 10501.4853
LO12Med | NR | Clothes Washer | Residential | Water Heating | 0.0025981 | 0.0019264 | 25.151 | -396.802 | Multifamily - High Rise | Top Load_ENERGY STAR but not CEE+Electric DHW_Gas Dryer | 0 | 0 | 0 | 0 | 0 | 0 | 0 | 0 | 0 | 0 | 0 | 0 | 0 | 0 | 0 | 0 | 0 | 0 | 0 | 0 | 0 | 0.39632 | 0.3128 | 0.36635 | 0.44921 | 0.45788 | 0.41551 | 0.53603 | 0.45896 | 0.43873 | 0.40638 | 0.35446 | 0.37974 | 0 | 1.4619 | 1.2967 | 1.5031 | 1.6856 | 1.668 | 1.8082 | 2.2252 | 1.9211 | 1.7913 | 1.684 | 1.5321 | 1.6015 | 10297.2859
LO12Med | NR | Clothes Washer | Residential | Water Heating | 0.001009 | 0.00074208 | 9.8594 | -1017.3031 | Multifamily - High Rise | Top Load_ENERGY STAR but not CEE+Gas DHW_Gas Dryer | 2.203e-07 | 4.3959e-07 | 6.5789e-07 | 8.7519e-07 | 1.0915e-06 | 1.2851e-06 | 1.4386e-06 | 1.5602e-06 | 1.6564e-06 | 1.7322e-06 | 1.7917e-06 | 1.8384e-06 | 1.8746e-06 | 1.9027e-06 | 2.558e-06 | 2.5058e-06 | 2.4355e-06 | 2.3697e-06 | 2.2976e-06 | 2.2286e-06 | 2.9796e-05 | 0.14792 | 0.11925 | 0.14004 | 0.16603 | 0.17098 | 0.16092 | 0.20392 | 0.17912 | 0.169 | 0.15472 | 0.1344 | 0.14251 | 0 | 0.57464 | 0.51274 | 0.59433 | 0.65704 | 0.66201 | 0.72 | 0.87044 | 0.77357 | 0.71742 | 0.67091 | 0.59652 | 0.62099 | 9911.1977
LO12Med | NR | Clothes Washer | Residential | Water Heating | 0.0026684 | 0.0019762 | 25.8668 | -65.4131 | Multifamily - High Rise | Top Load_CEE Tier 1+Electric DHW_Electric Dryer | 0.00074317 | 0.001483 | 0.0022194 | 0.0029525 | 0.0036822 | 0.0043351 | 0.0048531 | 0.0052634 | 0.0055877 | 0.0058434 | 0.0060444 | 0.0062017 | 0.0063241 | 0.0064187 | 0.0086294 | 0.0084532 | 0.008216 | 0.0079942 | 0.007751 | 0.0075182 | 0.10052 | 0.40473 | 0.32041 | 0.3754 | 0.45812 | 0.46763 | 0.42658 | 0.5489 | 0.47171 | 0.45007 | 0.41619 | 0.36279 | 0.3881 | 0 | 1.5041 | 1.3353 | 1.5478 | 1.7321 | 1.7186 | 1.864 | 2.2878 | 1.9837 | 1.8481 | 1.7361 | 1.5741 | 1.6444 | 2360.3148
LO12Med | NR | Clothes Washer | Residential | Water Heating | 0.00018318 | 0.00012397 | 1.9516 | -841.5022 | Multifamily - High Rise | Top Load_CEE Tier 1+Electric DHW_Gas Dryer | 0 | 0 | 0 | 0 | 0 | 0 | 0 | 0 | 0 | 0 | 0 | 0 | 0 | 0 | 0 | 0 | 0 | 0 | 0 | 0 | 0 | 0.016253 | 0.017701 | 0.021475 | 0.015241 | 0.018947 | 0.028413 | 0.029487 | 0.034059 | 0.028232 | 0.022595 | 0.01863 | 0.017086 | 0 | 0.11648 | 0.10924 | 0.12658 | 0.12354 | 0.14525 | 0.16208 | 0.16905 | 0.18896 | 0.16865 | 0.15163 | 0.11096 | 0.11101 | 1633.5656
LO12Med | NR | Clothes Washer | Residential | Water Heating | 0.0031349 | 0.0023239 | 30.3555 | -51.0288 | Multifamily - High Rise | Top Load_CEE Tier 1+Gas DHW_Gas Dryer | 6.7826e-07 | 1.3534e-06 | 2.0255e-06 | 2.6946e-06 | 3.3606e-06 | 3.9565e-06 | 4.4292e-06 | 4.8037e-06 | 5.0997e-06 | 5.3331e-06 | 5.5165e-06 | 5.66e-06 | 5.7717e-06 | 5.8581e-06 | 7.8757e-06 | 7.7149e-06 | 7.4984e-06 | 7.2959e-06 | 7.074e-06 | 6.8616e-06 | 9.1736e-05 | 0.47765 | 0.37722 | 0.44184 | 0.54125 | 0.55185 | 0.50131 | 0.64639 | 0.55386 | 0.52925 | 0.49006 | 0.42739 | 0.45774 | 0 | 1.7646 | 1.5654 | 1.8146 | 2.034 | 2.014 | 2.1834 | 2.6855 | 2.3205 | 2.1633 | 2.0335 | 1.8487 | 1.9322 | 11.8223
LO12Med | NR | Clothes Washer | Residential | Water Heating | 0.0056201 | 0.0041761 | 54.2707 | -29.4649 | Multifamily - High Rise | Top Load_CEE Tier 1+Gas DHW_Electric Dryer | 0.0001732 | 0.00034561 | 0.00051723 | 0.00068808 | 0.00085814 | 0.0010103 | 0.001131 | 0.0012266 | 0.0013022 | 0.0013618 | 0.0014087 | 0.0014453 | 0.0014738 | 0.0014959 | 0.0020111 | 0.00197 | 0.0019148 | 0.0018631 | 0.0018064 | 0.0017521 | 0.023425 | 0.86613 | 0.67993 | 0.79576 | 0.98412 | 1.0005 | 0.89947 | 1.1658 | 0.99151 | 0.95108 | 0.88365 | 0.77155 | 0.82875 | 0 | 3.1522 | 2.7915 | 3.2358 | 3.6426 | 3.5873 | 3.8853 | 4.8042 | 4.1153 | 3.8428 | 3.6179 | 3.3119 | 3.4656 | 6.2257
LO12Med | NR | Clothes Washer | Residential | Water Heating | 0.016954 | 0.012637 | 163.128 | -47.6654 | Multifamily - High Rise | Front Load_CEE Tier 1+Electric DHW_Electric Dryer | 0.0046868 | 0.0093522 | 0.013996 | 0.01862 | 0.023222 | 0.027339 | 0.030606 | 0.033193 | 0.035239 | 0.036851 | 0.038119 | 0.039111 | 0.039883 | 0.040479 | 0.054421 | 0.05331 | 0.051814 | 0.050415 | 0.048882 | 0.047413 | 0.6339 | 2.6515 | 2.0655 | 2.415 | 3.0231 | 3.0624 | 2.7163 | 3.5443 | 2.9855 | 2.878 | 2.6857 | 2.3485 | 2.5321 | 0 | 9.4649 | 8.3621 | 9.6933 | 10.973 | 10.7305 | 11.6062 | 14.4526 | 12.2376 | 11.4525 | 10.8054 | 9.9811 | 10.461 | 3.1922
LO12Med | NR | Clothes Washer | Residential | Water Heating | 0.01124 | 0.0083782 | 108.1398 | -73.5232 | Multifamily - High Rise | Front Load_CEE Tier 1+Gas DHW_Electric Dryer | 0.00034511 | 0.00068866 | 0.0010306 | 0.0013711 | 0.0017099 | 0.0020131 | 0.0022537 | 0.0024442 | 0.0025948 | 0.0027136 | 0.0028069 | 0.0028799 | 0.0029368 | 0.0029807 | 0.0040073 | 0.0039255 | 0.0038154 | 0.0037123 | 0.0035994 | 0.0034913 | 0.046678 | 1.7582 | 1.3695 | 1.6012 | 2.0048 | 2.0307 | 1.8008 | 2.35 | 1.9792 | 1.9081 | 1.7807 | 1.5572 | 1.679 | 0 | 6.2743 | 5.543 | 6.4255 | 7.2744 | 7.1128 | 7.6931 | 9.581 | 8.111 | 7.591 | 7.1623 | 6.6169 | 6.9352 | 2.9398
LO12Med | NR | Clothes Washer | Residential | Water Heating | 0.00283 | 0.0021105 | 27.2131 | -275.0974 | Multifamily - High Rise | Front Load_CEE Tier 1+Electric DHW_Gas Dryer | 0 | 0 | 0 | 0 | 0 | 0 | 0 | 0 | 0 | 0 | 0 | 0 | 0 | 0 | 0 | 0 | 0 | 0 | 0 | 0 | 0 | 0.44365 | 0.34517 | 0.4035 | 0.50611 | 0.51239 | 0.45349 | 0.59237 | 0.49818 | 0.48065 | 0.44885 | 0.3926 | 0.42354 | 0 | 1.5787 | 1.3942 | 1.6161 | 1.8312 | 1.7886 | 1.9342 | 2.4113 | 2.0378 | 1.9078 | 1.8006 | 1.6658 | 1.7463 | 2.4426
LO12Med | NR | Clothes Washer | Residential | Water Heating | 0.0027085 | 0.0020156 | 26.1088 | 18.6558 | Multifamily - High Rise | Front Load_CEE Tier 2+Electric DHW_Electric Dryer | 0.00075012 | 0.0014968 | 0.0022402 | 0.0029801 | 0.0037166 | 0.0043757 | 0.0048985 | 0.0053126 | 0.00564 | 0.0058981 | 0.006101 | 0.0062597 | 0.0063833 | 0.0064788 | 0.0087101 | 0.0085323 | 0.0082929 | 0.008069 | 0.0078236 | 0.0075886 | 0.10146 | 0.42041 | 0.32879 | 0.38462 | 0.47849 | 0.48561 | 0.43371 | 0.56396 | 0.4774 | 0.45905 | 0.42741 | 0.37346 | 0.40188 | 0 | 1.5157 | 1.3407 | 1.5542 | 1.7543 | 1.7218 | 1.8635 | 2.3122 | 1.9695 | 1.8411 | 1.7351 | 1.5953 | 1.6707 | 1.1115
LO12Med | NR | Clothes Washer | Residential | Water Heating | 0.0017066 | 0.0012689 | 16.4676 | 30.804 | Multifamily - High Rise | Front Load_CEE Tier 2+Electric DHW_Gas Dryer | 0 | 0 | 0 | 0 | 0 | 0 | 0 | 0 | 0 | 0 | 0 | 0 | 0 | 0 | 0 | 0 | 0 | 0 | 0 | 0 | 0 | 0.2638 | 0.20676 | 0.24193 | 0.29995 | 0.30472 | 0.27319 | 0.35456 | 0.30096 | 0.28899 | 0.26874 | 0.23472 | 0.25231 | 0 | 0.95628 | 0.84644 | 0.98119 | 1.1058 | 1.0875 | 1.1774 | 1.458 | 1.246 | 1.164 | 1.0964 | 1.0055 | 1.0525 | 0.99209
LO12Med | NR | Clothes Washer | Residential | Water Heating | 0.0046159 | 0.0034303 | 44.568 | -224.8387 | Manufactured | Top Load_ENERGY STAR but not CEE+Electric DHW_Electric Dryer | 0.0056566 | 0.011192 | 0.016609 | 0.021909 | 0.027093 | 0.031628 | 0.035109 | 0.037756 | 0.039744 | 0.041212 | 0.04227 | 0.043004 | 0.043483 | 0.043761 | 0.049286 | 0.048866 | 0.047931 | 0.047002 | 0.045987 | 0.044985 | 0.62049 | 0.71173 | 0.55857 | 0.65371 | 0.80879 | 0.82217 | 0.73878 | 0.95775 | 0.8143 | 0.78123 | 0.72595 | 0.63389 | 0.68097 | 0 | 2.5885 | 2.2921 | 2.657 | 2.9916 | 2.9455 | 3.19 | 3.9454 | 3.3783 | 3.1549 | 2.9705 | 2.72 | 2.8464 | 10887.5735
LO12Med | NR | Clothes Washer | Residential | Water Heating | 0.0030268 | 0.0022459 | 29.2765 | -343.985 | Manufactured | Top Load_ENERGY STAR but not CEE+Gas DHW_Electric Dryer | 0.00016015 | 0.00031688 | 0.00047024 | 0.00062028 | 0.00076707 | 0.00089547 | 0.00099401 | 0.0010689 | 0.0011252 | 0.0011668 | 0.0011968 | 0.0012175 | 0.0012311 | 0.001239 | 0.0013954 | 0.0013835 | 0.001357 | 0.0013307 | 0.001302 | 0.0012736 | 0.017568 | 0.46333 | 0.36502 | 0.4274 | 0.52561 | 0.53528 | 0.48419 | 0.62563 | 0.53446 | 0.5115 | 0.47428 | 0.41383 | 0.44374 | 0 | 1.7013 | 1.5082 | 1.7483 | 1.963 | 1.9395 | 2.1018 | 2.5907 | 2.2307 | 2.081 | 1.9573 | 1.7845 | 1.866 | 10501.4853
LO12Med | NR | Clothes Washer | Residential | Water Heating | 0.0025981 | 0.0019264 | 25.151 | -396.802 | Manufactured | Top Load_ENERGY STAR but not CEE+Electric DHW_Gas Dryer | 2.1463e-05 | 4.2468e-05 | 6.3021e-05 | 8.313e-05 | 0.0001028 | 0.00012001 | 0.00013322 | 0.00014326 | 0.0001508 | 0.00015638 | 0.00016039 | 0.00016318 | 0.00016499 | 0.00016605 | 0.00018701 | 0.00018542 | 0.00018187 | 0.00017835 | 0.00017449 | 0.00017069 | 0.0023544 | 0.39632 | 0.3128 | 0.36635 | 0.44921 | 0.45788 | 0.41551 | 0.53603 | 0.45896 | 0.43873 | 0.40638 | 0.35446 | 0.37974 | 0 | 1.4619 | 1.2967 | 1.5031 | 1.6856 | 1.668 | 1.8082 | 2.2252 | 1.9211 | 1.7913 | 1.684 | 1.5321 | 1.6015 | 10297.2859
LO12Med | NR | Clothes Washer | Residential | Water Heating | 0.001009 | 0.00074208 | 9.8594 | -1017.3031 | Manufactured | Top Load_ENERGY STAR but not CEE+Gas DHW_Gas Dryer | 0 | 0 | 0 | 0 | 0 | 0 | 0 | 0 | 0 | 0 | 0 | 0 | 0 | 0 | 0 | 0 | 0 | 0 | 0 | 0 | 0 | 0.14792 | 0.11925 | 0.14004 | 0.16603 | 0.17098 | 0.16092 | 0.20392 | 0.17912 | 0.169 | 0.15472 | 0.1344 | 0.14251 | 0 | 0.57464 | 0.51274 | 0.59433 | 0.65704 | 0.66201 | 0.72 | 0.87044 | 0.77357 | 0.71742 | 0.67091 | 0.59652 | 0.62099 | 9911.1977
LO12Med | NR | Clothes Washer | Residential | Water Heating | 0.0026684 | 0.0019762 | 25.8668 | -65.4131 | Manufactured | Top Load_CEE Tier 1+Electric DHW_Electric Dryer | 0.003283 | 0.0064958 | 0.0096396 | 0.012715 | 0.015725 | 0.018357 | 0.020377 | 0.021913 | 0.023067 | 0.023919 | 0.024533 | 0.024959 | 0.025237 | 0.025398 | 0.028605 | 0.028361 | 0.027818 | 0.02728 | 0.02669 | 0.026109 | 0.36013 | 0.40473 | 0.32041 | 0.3754 | 0.45812 | 0.46763 | 0.42658 | 0.5489 | 0.47171 | 0.45007 | 0.41619 | 0.36279 | 0.3881 | 0 | 1.5041 | 1.3353 | 1.5478 | 1.7321 | 1.7186 | 1.864 | 2.2878 | 1.9837 | 1.8481 | 1.7361 | 1.5741 | 1.6444 | 2360.3148
LO12Med | NR | Clothes Washer | Residential | Water Heating | 0.00018318 | 0.00012397 | 1.9516 | -841.5022 | Manufactured | Top Load_CEE Tier 1+Electric DHW_Gas Dryer | 1.6654e-06 | 3.2953e-06 | 4.8901e-06 | 6.4504e-06 | 7.9768e-06 | 9.3121e-06 | 1.0337e-05 | 1.1116e-05 | 1.1702e-05 | 1.2134e-05 | 1.2445e-05 | 1.2661e-05 | 1.2802e-05 | 1.2884e-05 | 1.4511e-05 | 1.4387e-05 | 1.4112e-05 | 1.3839e-05 | 1.354e-05 | 1.3245e-05 | 0.00018269 | 0.016253 | 0.017701 | 0.021475 | 0.015241 | 0.018947 | 0.028413 | 0.029487 | 0.034059 | 0.028232 | 0.022595 | 0.01863 | 0.017086 | 0 | 0.11648 | 0.10924 | 0.12658 | 0.12354 | 0.14525 | 0.16208 | 0.16905 | 0.18896 | 0.16865 | 0.15163 | 0.11096 | 0.11101 | 1633.5656
LO12Med | NR | Clothes Washer | Residential | Water Heating | 0.0031349 | 0.0023239 | 30.3555 | -51.0288 | Manufactured | Top Load_CEE Tier 1+Gas DHW_Gas Dryer | 0 | 0 | 0 | 0 | 0 | 0 | 0 | 0 | 0 | 0 | 0 | 0 | 0 | 0 | 0 | 0 | 0 | 0 | 0 | 0 | 0 | 0.47765 | 0.37722 | 0.44184 | 0.54125 | 0.55185 | 0.50131 | 0.64639 | 0.55386 | 0.52925 | 0.49006 | 0.42739 | 0.45774 | 0 | 1.7646 | 1.5654 | 1.8146 | 2.034 | 2.014 | 2.1834 | 2.6855 | 2.3205 | 2.1633 | 2.0335 | 1.8487 | 1.9322 | 11.8223
LO12Med | NR | Clothes Washer | Residential | Water Heating | 0.0056201 | 0.0041761 | 54.2707 | -29.4649 | Manufactured | Top Load_CEE Tier 1+Gas DHW_Electric Dryer | 0.00029688 | 0.00058741 | 0.0008717 | 0.0011498 | 0.0014219 | 0.00166 | 0.0018426 | 0.0019815 | 0.0020859 | 0.002163 | 0.0022185 | 0.002257 | 0.0022821 | 0.0022967 | 0.0025867 | 0.0025646 | 0.0025156 | 0.0024668 | 0.0024135 | 0.002361 | 0.032566 | 0.86613 | 0.67993 | 0.79576 | 0.98412 | 1.0005 | 0.89947 | 1.1658 | 0.99151 | 0.95108 | 0.88365 | 0.77155 | 0.82875 | 0 | 3.1522 | 2.7915 | 3.2358 | 3.6426 | 3.5873 | 3.8853 | 4.8042 | 4.1153 | 3.8428 | 3.6179 | 3.3119 | 3.4656 | 6.2257
LO12Med | NR | Clothes Washer | Residential | Water Heating | 0.016954 | 0.012637 | 163.128 | -47.6654 | Manufactured | Front Load_CEE Tier 1+Electric DHW_Electric Dryer | 0.020704 | 0.040966 | 0.060792 | 0.08019 | 0.099166 | 0.11577 | 0.1285 | 0.13819 | 0.14547 | 0.15085 | 0.15472 | 0.1574 | 0.15916 | 0.16017 | 0.1804 | 0.17886 | 0.17544 | 0.17204 | 0.16832 | 0.16465 | 2.2711 | 2.6515 | 2.0655 | 2.415 | 3.0231 | 3.0624 | 2.7163 | 3.5443 | 2.9855 | 2.878 | 2.6857 | 2.3485 | 2.5321 | 0 | 9.4649 | 8.3621 | 9.6933 | 10.973 | 10.7305 | 11.6062 | 14.4526 | 12.2376 | 11.4525 | 10.8054 | 9.9811 | 10.461 | 3.1922
LO12Med | NR | Clothes Washer | Residential | Water Heating | 0.01124 | 0.0083782 | 108.1398 | -73.5232 | Manufactured | Front Load_CEE Tier 1+Gas DHW_Electric Dryer | 0.00059156 | 0.0011705 | 0.0017369 | 0.0022912 | 0.0028334 | 0.0033076 | 0.0036716 | 0.0039484 | 0.0041564 | 0.0043099 | 0.0044205 | 0.0044973 | 0.0045474 | 0.0045765 | 0.0051542 | 0.0051103 | 0.0050125 | 0.0049154 | 0.0048092 | 0.0047044 | 0.06489 | 1.7582 | 1.3695 | 1.6012 | 2.0048 | 2.0307 | 1.8008 | 2.35 | 1.9792 | 1.9081 | 1.7807 | 1.5572 | 1.679 | 0 | 6.2743 | 5.543 | 6.4255 | 7.2744 | 7.1128 | 7.6931 | 9.581 | 8.111 | 7.591 | 7.1623 | 6.6169 | 6.9352 | 2.9398
LO12Med | NR | Clothes Washer | Residential | Water Heating | 0.00283 | 0.0021105 | 27.2131 | -275.0974 | Manufactured | Front Load_CEE Tier 1+Electric DHW_Gas Dryer | 2.3223e-05 | 4.595e-05 | 6.8188e-05 | 8.9946e-05 | 0.00011123 | 0.00012985 | 0.00014414 | 0.00015501 | 0.00016317 | 0.0001692 | 0.00017354 | 0.00017655 | 0.00017852 | 0.00017966 | 0.00020234 | 0.00020062 | 0.00019678 | 0.00019297 | 0.0001888 | 0.00018469 | 0.0025475 | 0.44365 | 0.34517 | 0.4035 | 0.50611 | 0.51239 | 0.45349 | 0.59237 | 0.49818 | 0.48065 | 0.44885 | 0.3926 | 0.42354 | 0 | 1.5787 | 1.3942 | 1.6161 | 1.8312 | 1.7886 | 1.9342 | 2.4113 | 2.0378 | 1.9078 | 1.8006 | 1.6658 | 1.7463 | 2.4426
LO12Med | NR | Clothes Washer | Residential | Water Heating | 0.0027085 | 0.0020156 | 26.1088 | 18.6558 | Manufactured | Front Load_CEE Tier 2+Electric DHW_Electric Dryer | 0.0033137 | 0.0065566 | 0.0097299 | 0.012834 | 0.015872 | 0.018528 | 0.020567 | 0.022118 | 0.023283 | 0.024143 | 0.024763 | 0.025193 | 0.025473 | 0.025636 | 0.028872 | 0.028626 | 0.028079 | 0.027535 | 0.02694 | 0.026353 | 0.3635 | 0.42041 | 0.32879 | 0.38462 | 0.47849 | 0.48561 | 0.43371 | 0.56396 | 0.4774 | 0.45905 | 0.42741 | 0.37346 | 0.40188 | 0 | 1.5157 | 1.3407 | 1.5542 | 1.7543 | 1.7218 | 1.8635 | 2.3122 | 1.9695 | 1.8411 | 1.7351 | 1.5953 | 1.6707 | 1.1115
LO12Med | NR | Clothes Washer | Residential | Water Heating | 0.0017066 | 0.0012689 | 16.4676 | 30.804 | Manufactured | Front Load_CEE Tier 2+Electric DHW_Gas Dryer | 1.4053e-05 | 2.7806e-05 | 4.1263e-05 | 5.443e-05 | 6.731e-05 | 7.8577e-05 | 8.7224e-05 | 9.3799e-05 | 9.8739e-05 | 0.00010239 | 0.00010502 | 0.00010684 | 0.00010803 | 0.00010872 | 0.00012244 | 0.0001214 | 0.00011908 | 0.00011677 | 0.00011425 | 0.00011176 | 0.0015416 | 0.2638 | 0.20676 | 0.24193 | 0.29995 | 0.30472 | 0.27319 | 0.35456 | 0.30096 | 0.28899 | 0.26874 | 0.23472 | 0.25231 | 0 | 0.95628 | 0.84644 | 0.98119 | 1.1058 | 1.0875 | 1.1774 | 1.458 | 1.246 | 1.164 | 1.0964 | 1.0055 | 1.0525 | 0.99209
LO50Fast | New | Desktop | Residential | Electronics | 0.0040217 | 0.0036565 | 34.0651 | 58.0395 | Single Family | ENEGY STAR Desktop Computer - Market Average Baseline | 0.0073378 | 0.010462 | 0.012405 | 0.01361 | 0.014095 | 0.013939 | 0.013801 | 0.013664 | 0.013622 | 0.013579 | 0.013141 | 0.01299 | 0.01293 | 0.012854 | 0.012513 | 0.012333 | 0.012109 | 0.011809 | 0.011617 | 0.011386 | 0.2502 | 0.55206 | 0.48654 | 0.54662 | 0.61442 | 0.67113 | 0.56891 | 0.60515 | 0.57415 | 0.55459 | 0.53105 | 0.56908 | 0.62254 | 0 | 2.0625 | 1.8429 | 2.0277 | 2.5153 | 2.6777 | 2.2727 | 2.4463 | 2.0875 | 2.1655 | 2.1292 | 2.3452 | 2.5963 | 0.6273
LO50Fast | New | Desktop | Residential | Electronics | 0.0040217 | 0.0036565 | 34.0651 | 58.0395 | Multifamily - Low Rise | ENEGY STAR Desktop Computer - Market Average Baseline | 0.0012433 | 0.0017999 | 0.002166 | 0.0024111 | 0.0025328 | 0.0025439 | 0.0025562 | 0.0025658 | 0.0025934 | 0.002623 | 0.002578 | 0.0025867 | 0.0026124 | 0.0026368 | 0.0026066 | 0.0026094 | 0.0026007 | 0.0025771 | 0.0025756 | 0.0025664 | 0.048985 | 0.55206 | 0.48654 | 0.54662 | 0.61442 | 0.67113 | 0.56891 | 0.60515 | 0.57415 | 0.55459 | 0.53105 | 0.56908 | 0.62254 | 0 | 2.0625 | 1.8429 | 2.0277 | 2.5153 | 2.6777 | 2.2727 | 2.4463 | 2.0875 | 2.1655 | 2.1292 | 2.3452 | 2.5963 | 0.6273
LO50Fast | New | Desktop | Residential | Electronics | 0.0040217 | 0.0036565 | 34.0651 | 58.0395 | Multifamily - High Rise | ENEGY STAR Desktop Computer - Market Average Baseline | 0.00036209 | 0.00052109 | 0.00062838 | 0.00070232 | 0.00074196 | 0.00074718 | 0.00075348 | 0.00076073 | 0.00077157 | 0.00078174 | 0.00076677 | 0.00076807 | 0.00077596 | 0.00078227 | 0.00077208 | 0.00077199 | 0.0007688 | 0.00075892 | 0.00075424 | 0.00074849 | 0.014438 | 0.55206 | 0.48654 | 0.54662 | 0.61442 | 0.67113 | 0.56891 | 0.60515 | 0.57415 | 0.55459 | 0.53105 | 0.56908 | 0.62254 | 0 | 2.0625 | 1.8429 | 2.0277 | 2.5153 | 2.6777 | 2.2727 | 2.4463 | 2.0875 | 2.1655 | 2.1292 | 2.3452 | 2.5963 | 0.6273
LO50Fast | New | Desktop | Residential | Electronics | 0.0040217 | 0.0036565 | 34.0651 | 58.0395 | Manufactured | ENEGY STAR Desktop Computer - Market Average Baseline | 0.00043461 | 0.00064714 | 0.00080046 | 0.00091505 | 0.00098636 | 0.0010147 | 0.0010441 | 0.0010733 | 0.0011098 | 0.0011469 | 0.0011499 | 0.0011767 | 0.0012115 | 0.001245 | 0.0012523 | 0.0012747 | 0.0012922 | 0.0013005 | 0.0013196 | 0.001334 | 0.021729 | 0.55206 | 0.48654 | 0.54662 | 0.61442 | 0.67113 | 0.56891 | 0.60515 | 0.57415 | 0.55459 | 0.53105 | 0.56908 | 0.62254 | 0 | 2.0625 | 1.8429 | 2.0277 | 2.5153 | 2.6777 | 2.2727 | 2.4463 | 2.0875 | 2.1655 | 2.1292 | 2.3452 | 2.5963 | 0.6273
LO50Fast | New | Desktop | Residential | Electronics | 0.0027566 | 0.0025063 | 23.3493 | 93.9889 | Single Family | ENEGY STAR Desktop Computer - Washington State Code Baseline | 0.012325 | 0.017573 | 0.020836 | 0.02286 | 0.023674 | 0.023413 | 0.02318 | 0.02295 | 0.022879 | 0.022808 | 0.022072 | 0.021818 | 0.021718 | 0.021589 | 0.021017 | 0.020714 | 0.020339 | 0.019834 | 0.019512 | 0.019125 | 0.42024 | 0.3784 | 0.33349 | 0.37467 | 0.42114 | 0.46001 | 0.38995 | 0.41479 | 0.39354 | 0.38014 | 0.364 | 0.39007 | 0.42671 | 0 | 1.4137 | 1.2631 | 1.3899 | 1.7241 | 1.8354 | 1.5578 | 1.6768 | 1.4309 | 1.4843 | 1.4594 | 1.6075 | 1.7796 | 0.42997
LO50Fast | New | Desktop | Residential | Electronics | 0.0027566 | 0.0025063 | 23.3493 | 93.9889 | Multifamily - Low Rise | ENEGY STAR Desktop Computer - Washington State Code Baseline | 0.0020882 | 0.0030231 | 0.003638 | 0.0040498 | 0.0042542 | 0.0042728 | 0.0042934 | 0.0043096 | 0.0043559 | 0.0044056 | 0.0043301 | 0.0043447 | 0.0043879 | 0.0044289 | 0.004378 | 0.0043829 | 0.0043682 | 0.0043286 | 0.0043261 | 0.0043105 | 0.082276 | 0.3784 | 0.33349 | 0.37467 | 0.42114 | 0.46001 | 0.38995 | 0.41479 | 0.39354 | 0.38014 | 0.364 | 0.39007 | 0.42671 | 0 | 1.4137 | 1.2631 | 1.3899 | 1.7241 | 1.8354 | 1.5578 | 1.6768 | 1.4309 | 1.4843 | 1.4594 | 1.6075 | 1.7796 | 0.42997
LO50Fast | New | Desktop | Residential | Electronics | 0.0027566 | 0.0025063 | 23.3493 | 93.9889 | Multifamily - High Rise | ENEGY STAR Desktop Computer - Washington State Code Baseline | 0.00060818 | 0.00087524 | 0.0010554 | 0.0011796 | 0.0012462 | 0.001255 | 0.0012656 | 0.0012777 | 0.0012959 | 0.001313 | 0.0012879 | 0.0012901 | 0.0013033 | 0.0013139 | 0.0012968 | 0.0012967 | 0.0012913 | 0.0012747 | 0.0012668 | 0.0012572 | 0.024251 | 0.3784 | 0.33349 | 0.37467 | 0.42114 | 0.46001 | 0.38995 | 0.41479 | 0.39354 | 0.38014 | 0.364 | 0.39007 | 0.42671 | 0 | 1.4137 | 1.2631 | 1.3899 | 1.7241 | 1.8354 | 1.5578 | 1.6768 | 1.4309 | 1.4843 | 1.4594 | 1.6075 | 1.7796 | 0.42997
LO50Fast | New | Desktop | Residential | Electronics | 0.0027566 | 0.0025063 | 23.3493 | 93.989 | Manufactured | ENEGY STAR Desktop Computer - Washington State Code Baseline | 0.00072998 | 0.001087 | 0.0013445 | 0.0015369 | 0.0016567 | 0.0017044 | 0.0017537 | 0.0018028 | 0.001864 | 0.0019263 | 0.0019314 | 0.0019763 | 0.0020349 | 0.0020911 | 0.0021033 | 0.002141 | 0.0021705 | 0.0021843 | 0.0022165 | 0.0022407 | 0.036496 | 0.3784 | 0.33349 | 0.37467 | 0.42114 | 0.46001 | 0.38995 | 0.41479 | 0.39354 | 0.38014 | 0.364 | 0.39007 | 0.42671 | 0 | 1.4137 | 1.2631 | 1.3899 | 1.7241 | 1.8354 | 1.5578 | 1.6768 | 1.4309 | 1.4843 | 1.4594 | 1.6075 | 1.7796 | 0.42997
LO50Fast | NR | Desktop | Residential | Electronics | 0.0040217 | 0.0036565 | 34.0651 | 58.0395 | Single Family | ENEGY STAR Desktop Computer - Market Average Baseline | 0.098151 | 0.14331 | 0.17294 | 0.19155 | 0.20348 | 0.20896 | 0.21088 | 0.22083 | 0.21649 | 0.2132 | 0.2108 | 0.20895 | 0.20763 | 0.20661 | 0.20572 | 0.20491 | 0.20413 | 0.20337 | 0.20262 | 0.20188 | 1.4349 | 0.55206 | 0.48654 | 0.54662 | 0.61442 | 0.67113 | 0.56891 | 0.60515 | 0.57415 | 0.55459 | 0.53105 | 0.56908 | 0.62254 | 0 | 2.0625 | 1.8429 | 2.0277 | 2.5153 | 2.6777 | 2.2727 | 2.4463 | 2.0875 | 2.1655 | 2.1292 | 2.3452 | 2.5963 | 0.6273
LO50Fast | NR | Desktop | Residential | Electronics | 0.0040217 | 0.0036565 | 34.0651 | 58.0395 | Multifamily - Low Rise | ENEGY STAR Desktop Computer - Market Average Baseline | 0.0091438 | 0.013351 | 0.016111 | 0.017845 | 0.018956 | 0.019467 | 0.019646 | 0.021314 | 0.02063 | 0.020136 | 0.019792 | 0.019536 | 0.019371 | 0.019258 | 0.019168 | 0.01909 | 0.019017 | 0.018946 | 0.018876 | 0.018808 | 0.13539 | 0.55206 | 0.48654 | 0.54662 | 0.61442 | 0.67113 | 0.56891 | 0.60515 | 0.57415 | 0.55459 | 0.53105 | 0.56908 | 0.62254 | 0 | 2.0625 | 1.8429 | 2.0277 | 2.5153 | 2.6777 | 2.2727 | 2.4463 | 2.0875 | 2.1655 | 2.1292 | 2.3452 | 2.5963 | 0.6273
LO50Fast | NR | Desktop | Residential | Electronics | 0.0040217 | 0.0036565 | 34.0651 | 58.0395 | Multifamily - High Rise | ENEGY STAR Desktop Computer - Market Average Baseline | 0.0027058 | 0.0039507 | 0.0047675 | 0.0052806 | 0.0056094 | 0.0057605 | 0.0058135 | 0.0062993 | 0.0060983 | 0.005955 | 0.0058552 | 0.0057806 | 0.0057321 | 0.0056986 | 0.0056722 | 0.0056489 | 0.0056273 | 0.0056063 | 0.0055857 | 0.0055654 | 0.040044 | 0.55206 | 0.48654 | 0.54662 | 0.61442 | 0.67113 | 0.56891 | 0.60515 | 0.57415 | 0.55459 | 0.53105 | 0.56908 | 0.62254 | 0 | 2.0625 | 1.8429 | 2.0277 | 2.5153 | 2.6777 | 2.2727 | 2.4463 | 2.0875 | 2.1655 | 2.1292 | 2.3452 | 2.5963 | 0.6273
LO50Fast | NR | Desktop | Residential | Electronics | 0.0040217 | 0.0036565 | 34.0651 | 58.0395 | Manufactured | ENEGY STAR Desktop Computer - Market Average Baseline | 0.0097805 | 0.01416 | 0.016944 | 0.018609 | 0.019601 | 0.019959 | 0.019973 | 0.020402 | 0.019977 | 0.019591 | 0.019255 | 0.018952 | 0.018684 | 0.01844 | 0.018207 | 0.017982 | 0.017763 | 0.017547 | 0.017335 | 0.017127 | 0.12123 | 0.55206 | 0.48654 | 0.54662 | 0.61442 | 0.67113 | 0.56891 | 0.60515 | 0.57415 | 0.55459 | 0.53105 | 0.56908 | 0.62254 | 0 | 2.0625 | 1.8429 | 2.0277 | 2.5153 | 2.6777 | 2.2727 | 2.4463 | 2.0875 | 2.1655 | 2.1292 | 2.3452 | 2.5963 | 0.6273
LO50Fast | NR | Desktop | Residential | Electronics | 0.0027566 | 0.0025063 | 23.3493 | 93.9889 | Single Family | ENEGY STAR Desktop Computer - Washington State Code Baseline | 0.14345 | 0.20946 | 0.25277 | 0.27997 | 0.2974 | 0.30541 | 0.30822 | 0.32276 | 0.31642 | 0.3116 | 0.3081 | 0.30539 | 0.30346 | 0.30197 | 0.30068 | 0.29949 | 0.29835 | 0.29724 | 0.29614 | 0.29507 | 2.0972 | 0.3784 | 0.33349 | 0.37467 | 0.42114 | 0.46001 | 0.38995 | 0.41479 | 0.39354 | 0.38014 | 0.364 | 0.39007 | 0.42671 | 0 | 1.4137 | 1.2631 | 1.3899 | 1.7241 | 1.8354 | 1.5578 | 1.6768 | 1.4309 | 1.4843 | 1.4594 | 1.6075 | 1.7796 | 0.42997
LO50Fast | NR | Desktop | Residential | Electronics | 0.0027566 | 0.0025063 | 23.3493 | 93.9889 | Multifamily - Low Rise | ENEGY STAR Desktop Computer - Washington State Code Baseline | 0.013364 | 0.019513 | 0.023548 | 0.026082 | 0.027706 | 0.028452 | 0.028714 | 0.031152 | 0.030153 | 0.02943 | 0.028928 | 0.028554 | 0.028313 | 0.028147 | 0.028016 | 0.027901 | 0.027795 | 0.027691 | 0.027589 | 0.027489 | 0.19788 | 0.3784 | 0.33349 | 0.37467 | 0.42114 | 0.46001 | 0.38995 | 0.41479 | 0.39354 | 0.38014 | 0.364 | 0.39007 | 0.42671 | 0 | 1.4137 | 1.2631 | 1.3899 | 1.7241 | 1.8354 | 1.5578 | 1.6768 | 1.4309 | 1.4843 | 1.4594 | 1.6075 | 1.7796 | 0.42997
LO50Fast | NR | Desktop | Residential | Electronics | 0.0027566 | 0.0025063 | 23.3493 | 93.9889 | Multifamily - High Rise | ENEGY STAR Desktop Computer - Washington State Code Baseline | 0.0039547 | 0.0057743 | 0.0069681 | 0.007718 | 0.0081986 | 0.0084194 | 0.0084969 | 0.009207 | 0.0089132 | 0.0087038 | 0.0085578 | 0.0084487 | 0.0083779 | 0.008329 | 0.0082904 | 0.0082563 | 0.0082248 | 0.0081941 | 0.0081639 | 0.0081342 | 0.058527 | 0.3784 | 0.33349 | 0.37467 | 0.42114 | 0.46001 | 0.38995 | 0.41479 | 0.39354 | 0.38014 | 0.364 | 0.39007 | 0.42671 | 0 | 1.4137 | 1.2631 | 1.3899 | 1.7241 | 1.8354 | 1.5578 | 1.6768 | 1.4309 | 1.4843 | 1.4594 | 1.6075 | 1.7796 | 0.42997
LO50Fast | NR | Desktop | Residential | Electronics | 0.0027566 | 0.0025063 | 23.3493 | 93.9889 | Manufactured | ENEGY STAR Desktop Computer - Washington State Code Baseline | 0.014295 | 0.020696 | 0.024765 | 0.027199 | 0.028648 | 0.029172 | 0.029192 | 0.029819 | 0.029198 | 0.028634 | 0.028143 | 0.0277 | 0.027309 | 0.026951 | 0.026611 | 0.026282 | 0.025962 | 0.025647 | 0.025337 | 0.025032 | 0.17719 | 0.3784 | 0.33349 | 0.37467 | 0.42114 | 0.46001 | 0.38995 | 0.41479 | 0.39354 | 0.38014 | 0.364 | 0.39007 | 0.42671 | 0 | 1.4137 | 1.2631 | 1.3899 | 1.7241 | 1.8354 | 1.5578 | 1.6768 | 1.4309 | 1.4843 | 1.4594 | 1.6075 | 1.7796 | 0.42997
LO50Fast | New | Laptop | Residential | Electronics | 0.00050414 | 0.00045837 | 4.2703 | -19.5895 | Single Family | ENEGY STAR Laptop Computer | 0.0027925 | 0.0041135 | 0.0050385 | 0.0057102 | 0.0061081 | 0.0062391 | 0.0063795 | 0.0065227 | 0.0067149 | 0.0069121 | 0.0069066 | 0.0070486 | 0.0072435 | 0.0074334 | 0.00747 | 0.0075999 | 0.0077028 | 0.0077531 | 0.0078723 | 0.0079636 | 0.13152 | 0.069205 | 0.06099 | 0.068523 | 0.077021 | 0.08413 | 0.071316 | 0.07586 | 0.071974 | 0.069522 | 0.066571 | 0.071338 | 0.07804 | 0 | 0.25855 | 0.23101 | 0.25419 | 0.31531 | 0.33567 | 0.2849 | 0.30667 | 0.26169 | 0.27146 | 0.26691 | 0.29399 | 0.32547 | 69.8587
LO50Fast | New | Laptop | Residential | Electronics | 0.00050414 | 0.00045837 | 4.2703 | -19.5896 | Multifamily - Low Rise | ENEGY STAR Laptop Computer | 0.00066184 | 0.00098985 | 0.0012305 | 0.001415 | 0.0015353 | 0.0015927 | 0.0016528 | 0.0017133 | 0.0017882 | 0.0018676 | 0.0018952 | 0.0019634 | 0.0020471 | 0.002133 | 0.0021767 | 0.0022493 | 0.002314 | 0.0023668 | 0.0024414 | 0.0025107 | 0.036545 | 0.069205 | 0.06099 | 0.068523 | 0.077021 | 0.08413 | 0.071316 | 0.07586 | 0.071974 | 0.069522 | 0.066571 | 0.071338 | 0.07804 | 0 | 0.25855 | 0.23101 | 0.25419 | 0.31531 | 0.33567 | 0.2849 | 0.30667 | 0.26169 | 0.27146 | 0.26691 | 0.29399 | 0.32547 | 69.8587
LO50Fast | New | Laptop | Residential | Electronics | 0.00050414 | 0.00045837 | 4.2703 | -19.5896 | Multifamily - High Rise | ENEGY STAR Laptop Computer | 0.00019275 | 0.00028658 | 0.000357 | 0.00041216 | 0.00044976 | 0.0004678 | 0.00048721 | 0.00050798 | 0.00053203 | 0.0005566 | 0.0005637 | 0.00058298 | 0.00060804 | 0.00063281 | 0.00064473 | 0.00066546 | 0.00068405 | 0.00069698 | 0.00071495 | 0.00073225 | 0.010776 | 0.069205 | 0.06099 | 0.068523 | 0.077021 | 0.08413 | 0.071316 | 0.07586 | 0.071974 | 0.069522 | 0.066571 | 0.071338 | 0.07804 | 0 | 0.25855 | 0.23101 | 0.25419 | 0.31531 | 0.33567 | 0.2849 | 0.30667 | 0.26169 | 0.27146 | 0.26691 | 0.29399 | 0.32547 | 69.8587
LO50Fast | New | Laptop | Residential | Electronics | 0.00050414 | 0.00045837 | 4.2703 | -19.5895 | Manufactured | ENEGY STAR Laptop Computer | 0.00010956 | 0.00016853 | 0.00021535 | 0.00025429 | 0.00028313 | 0.00030084 | 0.0003197 | 0.00033939 | 0.00036237 | 0.00038668 | 0.00040032 | 0.00042292 | 0.00044955 | 0.00047691 | 0.00049519 | 0.00052033 | 0.00054447 | 0.00056558 | 0.00059233 | 0.00061802 | 0.0078255 | 0.069205 | 0.06099 | 0.068523 | 0.077021 | 0.08413 | 0.071316 | 0.07586 | 0.071974 | 0.069522 | 0.066571 | 0.071338 | 0.07804 | 0 | 0.25855 | 0.23101 | 0.25419 | 0.31531 | 0.33567 | 0.2849 | 0.30667 | 0.26169 | 0.27146 | 0.26691 | 0.29399 | 0.32547 | 69.8587
LO50Fast | NR | Laptop | Residential | Electronics | 0.00050414 | 0.00045837 | 4.2703 | -19.5895 | Single Family | ENEGY STAR Laptop Computer | 0.059341 | 0.089514 | 0.11159 | 0.12767 | 0.14375 | 0.15093 | 0.15628 | 0.1609 | 0.16533 | 0.16983 | 0.17454 | 0.17944 | 0.1845 | 0.18971 | 0.19508 | 0.2006 | 0.20628 | 0.21212 | 0.21813 | 0.22431 | 0.91102 | 0.069205 | 0.06099 | 0.068523 | 0.077021 | 0.08413 | 0.071316 | 0.07586 | 0.071974 | 0.069522 | 0.066571 | 0.071338 | 0.07804 | 0 | 0.25855 | 0.23101 | 0.25419 | 0.31531 | 0.33567 | 0.2849 | 0.30667 | 0.26169 | 0.27146 | 0.26691 | 0.29399 | 0.32547 | 69.8587
LO50Fast | NR | Laptop | Residential | Electronics | 0.00050414 | 0.00045837 | 4.2703 | -19.5895 | Multifamily - Low Rise | ENEGY STAR Laptop Computer | 0.0077329 | 0.011665 | 0.014541 | 0.016637 | 0.019122 | 0.019926 | 0.020526 | 0.021061 | 0.021589 | 0.022149 | 0.022751 | 0.023385 | 0.024043 | 0.024722 | 0.025422 | 0.026141 | 0.026881 | 0.027642 | 0.028425 | 0.029231 | 0.12024 | 0.069205 | 0.06099 | 0.068523 | 0.077021 | 0.08413 | 0.071316 | 0.07586 | 0.071974 | 0.069522 | 0.066571 | 0.071338 | 0.07804 | 0 | 0.25855 | 0.23101 | 0.25419 | 0.31531 | 0.33567 | 0.2849 | 0.30667 | 0.26169 | 0.27146 | 0.26691 | 0.29399 | 0.32547 | 69.8587
LO50Fast | NR | Laptop | Residential | Electronics | 0.00050414 | 0.00045837 | 4.2703 | -19.5895 | Multifamily - High Rise | ENEGY STAR Laptop Computer | 0.0022883 | 0.0034517 | 0.004303 | 0.0049232 | 0.0056544 | 0.0058927 | 0.0060718 | 0.0062313 | 0.0063881 | 0.0065541 | 0.0067323 | 0.0069199 | 0.0071145 | 0.0073156 | 0.0075226 | 0.0077355 | 0.0079544 | 0.0081797 | 0.0084114 | 0.0086497 | 0.035563 | 0.069205 | 0.06099 | 0.068523 | 0.077021 | 0.08413 | 0.071316 | 0.07586 | 0.071974 | 0.069522 | 0.066571 | 0.071338 | 0.07804 | 0 | 0.25855 | 0.23101 | 0.25419 | 0.31531 | 0.33567 | 0.2849 | 0.30667 | 0.26169 | 0.27146 | 0.26691 | 0.29399 | 0.32547 | 69.8587
LO50Fast | NR | Laptop | Residential | Electronics | 0.00050414 | 0.00045837 | 4.2703 | -19.5895 | Manufactured | ENEGY STAR Laptop Computer | 0.0039168 | 0.0058585 | 0.0072417 | 0.0082157 | 0.0090819 | 0.0094966 | 0.0097758 | 0.0099949 | 0.010192 | 0.010385 | 0.010584 | 0.01079 | 0.011001 | 0.011216 | 0.011436 | 0.011661 | 0.01189 | 0.012123 | 0.012362 | 0.012605 | 0.050985 | 0.069205 | 0.06099 | 0.068523 | 0.077021 | 0.08413 | 0.071316 | 0.07586 | 0.071974 | 0.069522 | 0.066571 | 0.071338 | 0.07804 | 0 | 0.25855 | 0.23101 | 0.25419 | 0.31531 | 0.33567 | 0.2849 | 0.30667 | 0.26169 | 0.27146 | 0.26691 | 0.29399 | 0.32547 | 69.8587
Retro5Med | Retro | DHP | Residential | HVAC | 0.21562 | 0.2241 | 1448.5559 | 251.7959 | Multifamily - Low Rise | Existing_MF_DHP | 1.6881 | 2.0681 | 2.525 | 2.9244 | 3.3281 | 3.8821 | 4.2491 | 4.3309 | 4.0721 | 3.4923 | 2.6964 | 1.7805 | 1.0315 | 0.49551 | 0.20916 | 0.075886 | 0.02365 | 0.0051428 | 0.00084342 | 0.00010101 | 37.5996 | 46.7072 | 33.1745 | 27.3878 | 20.892 | 12.8129 | 4.6588 | 1.2022 | 0.43847 | 2.2926 | 14.4106 | 34.6861 | 42.0926 | 0 | 228.3376 | 163.4244 | 144.5924 | 114.3225 | 74.1481 | 25.1455 | 8.6771 | 3.8295 | 12.3408 | 69.2308 | 163.2142 | 200.5374 | 0.18548
Retro5Med | Retro | DHP | Residential | HVAC | 0.21562 | 0.2241 | 1448.5559 | 251.7959 | Multifamily - High Rise | Existing_MF_DHP | 0.44133 | 0.54066 | 0.6601 | 0.76453 | 0.87007 | 1.0149 | 1.1108 | 1.1322 | 1.0646 | 0.913 | 0.70491 | 0.46547 | 0.26966 | 0.12954 | 0.054681 | 0.019839 | 0.0061827 | 0.0013445 | 0.00022049 | 2.6407e-05 | 9.8297 | 46.7072 | 33.1745 | 27.3878 | 20.892 | 12.8129 | 4.6588 | 1.2022 | 0.43847 | 2.2926 | 14.4106 | 34.6861 | 42.0926 | 0 | 228.3376 | 163.4244 | 144.5924 | 114.3225 | 74.1481 | 25.1455 | 8.6771 | 3.8295 | 12.3408 | 69.2308 | 163.2142 | 200.5374 | 0.18548
Retro5Med | Retro | DHP | Residential | HVAC | 0.67245 | 0.6989 | 4517.5798 | 62.7781 | Single Family | HZ1_[> 20,000]_Pre kWh_VBDD R^2 ≥ 0.8 | 0.67672 | 0.82901 | 1.0122 | 1.1723 | 1.3341 | 1.5562 | 1.7033 | 1.7361 | 1.6323 | 1.4 | 1.0809 | 0.71373 | 0.41348 | 0.19863 | 0.083845 | 0.03042 | 0.0094803 | 0.0020616 | 0.0003381 | 4.0491e-05 | 15.0723 | 145.6648 | 103.4607 | 85.4138 | 65.1555 | 39.9592 | 14.5293 | 3.7492 | 1.3674 | 7.1499 | 44.9421 | 108.1748 | 131.2731 | 0 | 712.1115 | 509.668 | 450.9372 | 356.5351 | 231.2439 | 78.4206 | 27.0612 | 11.9429 | 38.4869 | 215.9087 | 509.0124 | 625.4115 | 0.58635
Retro5Med | Retro | DHP | Residential | HVAC | 0.43479 | 0.45189 | 2920.9557 | 110.5841 | Single Family | HZ1_[15,001 - 20,000]_Pre kWh_VBDD R^2 ≥ 0.8 | 0.34973 | 0.42844 | 0.5231 | 0.60585 | 0.68948 | 0.80426 | 0.88028 | 0.89723 | 0.84361 | 0.72351 | 0.55861 | 0.36886 | 0.21369 | 0.10265 | 0.043332 | 0.015721 | 0.0048995 | 0.0010654 | 0.00017473 | 2.0926e-05 | 7.7895 | 94.1832 | 66.8951 | 55.2265 | 42.1279 | 25.8366 | 9.3943 | 2.4241 | 0.88415 | 4.623 | 29.0585 | 69.9431 | 84.878 | 0 | 460.4338 | 329.5387 | 291.5649 | 230.5268 | 149.5166 | 50.7048 | 17.4971 | 7.722 | 24.8847 | 139.6012 | 329.1149 | 404.3757 | 0.37912
Retro5Med | Retro | DHP | Residential | HVAC | 0.3614 | 0.37562 | 2427.9632 | 138.0494 | Single Family | HZ1_[10,001 - 15,000]_Pre kWh_VBDD R^2 ≥ 0.8 | 0.89954 | 1.102 | 1.3454 | 1.5583 | 1.7734 | 2.0686 | 2.2642 | 2.3077 | 2.1698 | 1.8609 | 1.4368 | 0.94873 | 0.54963 | 0.26403 | 0.11145 | 0.040436 | 0.012602 | 0.0027404 | 0.00044942 | 5.3823e-05 | 20.0352 | 78.2872 | 55.6047 | 45.9055 | 35.0177 | 21.476 | 7.8087 | 2.015 | 0.73493 | 3.8427 | 24.1541 | 58.1383 | 70.5525 | 0 | 382.7228 | 273.9199 | 242.3552 | 191.619 | 124.2815 | 42.147 | 14.544 | 6.4187 | 20.6847 | 116.0396 | 273.5676 | 336.126 | 0.31513
Retro5Med | Retro | DHP | Residential | HVAC | 0.3959 | 0.46362 | 2749.0161 | 119.463 | Single Family | HZ23_[15,001 - 20,000]_Pre kWh_VBDD R^2 ≥ 0.8 | 0.064171 | 0.078612 | 0.09598 | 0.11116 | 0.12651 | 0.14757 | 0.16152 | 0.16463 | 0.15479 | 0.13275 | 0.1025 | 0.06768 | 0.039209 | 0.018835 | 0.0079507 | 0.0028846 | 0.00089898 | 0.00019549 | 3.206e-05 | 3.8396e-06 | 1.4293 | 88.6106 | 69.8093 | 48.5718 | 33.4807 | 21.5165 | 2.4015 | 0.17358 | 0.17362 | 2.373 | 23.3889 | 67.0814 | 81.97 | 0 | 453.3296 | 343.7797 | 258.6392 | 184.2378 | 124.6728 | 25.2559 | 3.185 | 3.776 | 22.4038 | 127.445 | 335.5199 | 427.2208 | 0.35842
Retro5Med | Retro | DHP | Residential | HVAC | 0.35413 | 0.41471 | 2458.9813 | 136.4153 | Single Family | HZ23_[> 20,000]_Pre kWh_VBDD R^2 ≥ 0.8 | 0.088383 | 0.10827 | 0.13219 | 0.15311 | 0.17424 | 0.20325 | 0.22246 | 0.22674 | 0.21319 | 0.18284 | 0.14117 | 0.093217 | 0.054003 | 0.025942 | 0.010951 | 0.003973 | 0.0012382 | 0.00026925 | 4.4157e-05 | 5.2883e-06 | 1.9685 | 79.2617 | 62.444 | 43.4472 | 29.9483 | 19.2464 | 2.1481 | 0.15527 | 0.1553 | 2.1226 | 20.9213 | 60.004 | 73.3217 | 0 | 405.5011 | 307.5092 | 231.3515 | 164.7998 | 111.5192 | 22.5913 | 2.8489 | 3.3776 | 20.0401 | 113.9989 | 300.1209 | 382.1469 | 0.32061
Retro5Med | Retro | DHP | Residential | HVAC | 0.17479 | 0.18167 | 1174.2892 | 311.7809 | Single Family | HZ1_[0 - 10,000]_Pre kWh_VBDD R^2 ≥ 0.8 | 0.29511 | 0.36153 | 0.4414 | 0.51123 | 0.5818 | 0.67865 | 0.7428 | 0.75709 | 0.71185 | 0.61051 | 0.47136 | 0.31125 | 0.18032 | 0.086621 | 0.036564 | 0.013266 | 0.0041343 | 0.00089903 | 0.00014744 | 1.7658e-05 | 6.5729 | 37.8638 | 26.8933 | 22.2023 | 16.9364 | 10.3869 | 3.7767 | 0.97455 | 0.35545 | 1.8585 | 11.6822 | 28.1187 | 34.1228 | 0 | 185.1046 | 132.4819 | 117.2156 | 92.6769 | 60.109 | 20.3845 | 7.0342 | 3.1044 | 10.0042 | 56.1228 | 132.3115 | 162.568 | 0.15241
Retro5Med | Retro | DHP | Residential | HVAC | 0.006429 | 0.0075288 | 44.6412 | 8826.3857 | Single Family | HZ23_[10,001 - 15,000]_Pre kWh_VBDD R^2 ≥ 0.8 | 0.0031269 | 0.0038306 | 0.0046769 | 0.0054169 | 0.0061646 | 0.0071908 | 0.0078705 | 0.008022 | 0.0075426 | 0.0064688 | 0.0049944 | 0.0032979 | 0.0019106 | 0.00091782 | 0.00038743 | 0.00014056 | 4.3806e-05 | 9.526e-06 | 1.5622e-06 | 1.871e-07 | 0.069645 | 1.4389 | 1.1336 | 0.78876 | 0.54369 | 0.34941 | 0.038997 | 0.0028187 | 0.0028194 | 0.038535 | 0.37981 | 1.0893 | 1.3311 | 0 | 7.3616 | 5.5826 | 4.2 | 2.9918 | 2.0246 | 0.41013 | 0.051721 | 0.061319 | 0.36382 | 2.0696 | 5.4485 | 6.9376 | 0.0058204
Retro5Med | Retro | DHP | Residential | HVAC | 0.037998 | 0.039493 | 255.2765 | 1523.0669 | Single Family | HZ1_[10,001 - 15,000]_Pre kWh_VBDD R^2 < 0.8 | 0.029255 | 0.035838 | 0.043756 | 0.050679 | 0.057674 | 0.067275 | 0.073634 | 0.075052 | 0.070566 | 0.06052 | 0.046727 | 0.030854 | 0.017875 | 0.0085869 | 0.0036247 | 0.0013151 | 0.00040983 | 8.9122e-05 | 1.4616e-05 | 1.7504e-06 | 0.65158 | 8.2311 | 5.8463 | 4.8265 | 3.6818 | 2.258 | 0.82101 | 0.21186 | 0.07727 | 0.40402 | 2.5396 | 6.1127 | 7.4179 | 0 | 40.2395 | 28.8 | 25.4813 | 20.1469 | 13.067 | 4.4313 | 1.5292 | 0.67486 | 2.1748 | 12.2004 | 28.7629 | 35.3403 | 0.033133
Retro5Med | Retro | DHP | Residential | HVAC | 0.096169 | 0.099952 | 646.0782 | 586.8605 | Single Family | HZ1_[15,001 - 20,000]_Pre kWh_VBDD R^2 < 0.8 | 0.00086714 | 0.0010623 | 0.001297 | 0.0015022 | 0.0017095 | 0.0019941 | 0.0021826 | 0.0022246 | 0.0020917 | 0.0017939 | 0.001385 | 0.00091456 | 0.00052983 | 0.00025452 | 0.00010744 | 3.898e-05 | 1.2148e-05 | 2.6417e-06 | 4.3323e-07 | 5.1884e-08 | 0.019313 | 20.8321 | 14.7964 | 12.2154 | 9.3182 | 5.7147 | 2.0779 | 0.53618 | 0.19556 | 1.0225 | 6.4274 | 15.4705 | 18.7739 | 0 | 101.8421 | 72.8898 | 64.4904 | 50.9896 | 33.0712 | 11.2153 | 3.8701 | 1.708 | 5.5042 | 30.878 | 72.796 | 89.4427 | 0.083856
Retro5Med | Retro | DHP | Residential | HVAC | 0.27958 | 0.29058 | 1878.2431 | 185.677 | Single Family | HZ1_[> 20,000]_Pre kWh_VBDD R^2 < 0.8 | 0.0087492 | 0.010718 | 0.013086 | 0.015156 | 0.017249 | 0.02012 | 0.022022 | 0.022446 | 0.021104 | 0.0181 | 0.013975 | 0.0092277 | 0.0053458 | 0.0025681 | 0.001084 | 0.0003933 | 0.00012257 | 2.6654e-05 | 4.3712e-06 | 5.235e-07 | 0.19487 | 60.562 | 43.0151 | 35.5119 | 27.0893 | 16.6136 | 6.0407 | 1.5588 | 0.56853 | 2.9727 | 18.6853 | 44.9751 | 54.5785 | 0 | 296.0697 | 211.9012 | 187.4831 | 148.2342 | 96.1427 | 32.6044 | 11.2511 | 4.9654 | 16.0014 | 89.7669 | 211.6286 | 260.023 | 0.24378
Retro5Med | Retro | DHP | Residential | HVAC | 0.06226 | 0.072911 | 432.3192 | 889.6541 | Single Family | HZ23_[> 20,000]_Pre kWh_VBDD R^2 < 0.8 | 0 | 0 | 0 | 0 | 0 | 0 | 0 | 0 | 0 | 0 | 0 | 0 | 0 | 0 | 0 | 0 | 0 | 0 | 0 | 0 | 0 | 13.9352 | 10.9784 | 7.6386 | 5.2653 | 3.3838 | 0.37766 | 0.027298 | 0.027304 | 0.37319 | 3.6782 | 10.5494 | 12.8909 | 0 | 71.2921 | 54.0639 | 40.6744 | 28.9738 | 19.6064 | 3.9718 | 0.50088 | 0.59383 | 3.5233 | 20.0424 | 52.7649 | 67.1861 | 0.056366
Retro5Med | Retro | DHP | Residential | HVAC | 0.67245 | 0.6989 | 4517.5798 | 62.7781 | Manufactured | HZ1_[> 20,000]_Pre kWh_VBDD R^2 ≥ 0.8 | 0 | 0 | 0 | 0 | 0 | 0 | 0 | 0 | 0 | 0 | 0 | 0 | 0 | 0 | 0 | 0 | 0 | 0 | 0 | 0 | 0 | 145.6648 | 103.4607 | 85.4138 | 65.1555 | 39.9592 | 14.5293 | 3.7492 | 1.3674 | 7.1499 | 44.9421 | 108.1748 | 131.2731 | 0 | 712.1115 | 509.668 | 450.9372 | 356.5351 | 231.2439 | 78.4206 | 27.0612 | 11.9429 | 38.4869 | 215.9087 | 509.0124 | 625.4115 | 0.58635
Retro5Med | Retro | DHP | Residential | HVAC | 0.43479 | 0.45189 | 2920.9557 | 110.5841 | Manufactured | HZ1_[15,001 - 20,000]_Pre kWh_VBDD R^2 ≥ 0.8 | 0.0014436 | 0.0017536 | 0.002123 | 0.0024381 | 0.0027512 | 0.0031821 | 0.0034536 | 0.0034904 | 0.0032541 | 0.0027673 | 0.0021185 | 0.0013871 | 0.00079681 | 0.00037955 | 0.00015886 | 5.7151e-05 | 1.7661e-05 | 3.8081e-06 | 6.1925e-07 | 7.3537e-08 | 0.027373 | 94.1832 | 66.8951 | 55.2265 | 42.1279 | 25.8366 | 9.3943 | 2.4241 | 0.88415 | 4.623 | 29.0585 | 69.9431 | 84.878 | 0 | 460.4338 | 329.5387 | 291.5649 | 230.5268 | 149.5166 | 50.7048 | 17.4971 | 7.722 | 24.8847 | 139.6012 | 329.1149 | 404.3757 | 0.37912
Retro5Med | Retro | DHP | Residential | HVAC | 0.3614 | 0.37562 | 2427.9632 | 138.0494 | Manufactured | HZ1_[10,001 - 15,000]_Pre kWh_VBDD R^2 ≥ 0.8 | 0 | 0 | 0 | 0 | 0 | 0 | 0 | 0 | 0 | 0 | 0 | 0 | 0 | 0 | 0 | 0 | 0 | 0 | 0 | 0 | 0 | 78.2872 | 55.6047 | 45.9055 | 35.0177 | 21.476 | 7.8087 | 2.015 | 0.73493 | 3.8427 | 24.1541 | 58.1383 | 70.5525 | 0 | 382.7228 | 273.9199 | 242.3552 | 191.619 | 124.2815 | 42.147 | 14.544 | 6.4187 | 20.6847 | 116.0396 | 273.5676 | 336.126 | 0.31513
Retro5Med | Retro | DHP | Residential | HVAC | 0.3959 | 0.46362 | 2749.0161 | 119.463 | Manufactured | HZ23_[15,001 - 20,000]_Pre kWh_VBDD R^2 ≥ 0.8 | 0.00017755 | 0.00021567 | 0.0002611 | 0.00029985 | 0.00033836 | 0.00039136 | 0.00042474 | 0.00042926 | 0.00040021 | 0.00034034 | 0.00026055 | 0.0001706 | 9.7997e-05 | 4.6679e-05 | 1.9538e-05 | 7.0288e-06 | 2.172e-06 | 4.6834e-07 | 7.6159e-08 | 9.044e-09 | 0.0033665 | 88.6106 | 69.8093 | 48.5718 | 33.4807 | 21.5165 | 2.4015 | 0.17358 | 0.17362 | 2.373 | 23.3889 | 67.0814 | 81.97 | 0 | 453.3296 | 343.7797 | 258.6392 | 184.2378 | 124.6728 | 25.2559 | 3.185 | 3.776 | 22.4038 | 127.445 | 335.5199 | 427.2208 | 0.35842
Retro5Med | Retro | DHP | Residential | HVAC | 0.35413 | 0.41471 | 2458.9813 | 136.4153 | Manufactured | HZ23_[> 20,000]_Pre kWh_VBDD R^2 ≥ 0.8 | 0 | 0 | 0 | 0 | 0 | 0 | 0 | 0 | 0 | 0 | 0 | 0 | 0 | 0 | 0 | 0 | 0 | 0 | 0 | 0 | 0 | 79.2617 | 62.444 | 43.4472 | 29.9483 | 19.2464 | 2.1481 | 0.15527 | 0.1553 | 2.1226 | 20.9213 | 60.004 | 73.3217 | 0 | 405.5011 | 307.5092 | 231.3515 | 164.7998 | 111.5192 | 22.5913 | 2.8489 | 3.3776 | 20.0401 | 113.9989 | 300.1209 | 382.1469 | 0.32061
Retro5Med | Retro | DHP | Residential | HVAC | 0.17479 | 0.18167 | 1174.2892 | 311.7809 | Manufactured | HZ1_[0 - 10,000]_Pre kWh_VBDD R^2 ≥ 0.8 | 0.00092145 | 0.0011193 | 0.0013551 | 0.0015562 | 0.0017561 | 0.0020311 | 0.0022044 | 0.0022278 | 0.002077 | 0.0017663 | 0.0013522 | 0.00088538 | 0.00050859 | 0.00024226 | 0.0001014 | 3.6479e-05 | 1.1273e-05 | 2.4306e-06 | 3.9526e-07 | 4.6938e-08 | 0.017472 | 37.8638 | 26.8933 | 22.2023 | 16.9364 | 10.3869 | 3.7767 | 0.97455 | 0.35545 | 1.8585 | 11.6822 | 28.1187 | 34.1228 | 0 | 185.1046 | 132.4819 | 117.2156 | 92.6769 | 60.109 | 20.3845 | 7.0342 | 3.1044 | 10.0042 | 56.1228 | 132.3115 | 162.568 | 0.15241
Retro5Med | Retro | DHP | Residential | HVAC | 0.006429 | 0.0075288 | 44.6412 | 8826.3857 | Manufactured | HZ23_[10,001 - 15,000]_Pre kWh_VBDD R^2 ≥ 0.8 | 0 | 0 | 0 | 0 | 0 | 0 | 0 | 0 | 0 | 0 | 0 | 0 | 0 | 0 | 0 | 0 | 0 | 0 | 0 | 0 | 0 | 1.4389 | 1.1336 | 0.78876 | 0.54369 | 0.34941 | 0.038997 | 0.0028187 | 0.0028194 | 0.038535 | 0.37981 | 1.0893 | 1.3311 | 0 | 7.3616 | 5.5826 | 4.2 | 2.9918 | 2.0246 | 0.41013 | 0.051721 | 0.061319 | 0.36382 | 2.0696 | 5.4485 | 6.9376 | 0.0058204
Retro5Med | Retro | DHP | Residential | HVAC | 0.037998 | 0.039493 | 255.2765 | 1523.0669 | Manufactured | HZ1_[10,001 - 15,000]_Pre kWh_VBDD R^2 < 0.8 | 0 | 0 | 0 | 0 | 0 | 0 | 0 | 0 | 0 | 0 | 0 | 0 | 0 | 0 | 0 | 0 | 0 | 0 | 0 | 0 | 0 | 8.2311 | 5.8463 | 4.8265 | 3.6818 | 2.258 | 0.82101 | 0.21186 | 0.07727 | 0.40402 | 2.5396 | 6.1127 | 7.4179 | 0 | 40.2395 | 28.8 | 25.4813 | 20.1469 | 13.067 | 4.4313 | 1.5292 | 0.67486 | 2.1748 | 12.2004 | 28.7629 | 35.3403 | 0.033133
Retro5Med | Retro | DHP | Residential | HVAC | 0.096169 | 0.099952 | 646.0782 | 586.8605 | Manufactured | HZ1_[15,001 - 20,000]_Pre kWh_VBDD R^2 < 0.8 | 0 | 0 | 0 | 0 | 0 | 0 | 0 | 0 | 0 | 0 | 0 | 0 | 0 | 0 | 0 | 0 | 0 | 0 | 0 | 0 | 0 | 20.8321 | 14.7964 | 12.2154 | 9.3182 | 5.7147 | 2.0779 | 0.53618 | 0.19556 | 1.0225 | 6.4274 | 15.4705 | 18.7739 | 0 | 101.8421 | 72.8898 | 64.4904 | 50.9896 | 33.0712 | 11.2153 | 3.8701 | 1.708 | 5.5042 | 30.878 | 72.796 | 89.4427 | 0.083856
Retro5Med | Retro | DHP | Residential | HVAC | 0.27958 | 0.29058 | 1878.2431 | 185.677 | Manufactured | HZ1_[> 20,000]_Pre kWh_VBDD R^2 < 0.8 | 0 | 0 | 0 | 0 | 0 | 0 | 0 | 0 | 0 | 0 | 0 | 0 | 0 | 0 | 0 | 0 | 0 | 0 | 0 | 0 | 0 | 60.562 | 43.0151 | 35.5119 | 27.0893 | 16.6136 | 6.0407 | 1.5588 | 0.56853 | 2.9727 | 18.6853 | 44.9751 | 54.5785 | 0 | 296.0697 | 211.9012 | 187.4831 | 148.2342 | 96.1427 | 32.6044 | 11.2511 | 4.9654 | 16.0014 | 89.7669 | 211.6286 | 260.023 | 0.24378
Retro5Med | Retro | DHP | Residential | HVAC | 0.06226 | 0.072911 | 432.3192 | 889.6541 | Manufactured | HZ23_[> 20,000]_Pre kWh_VBDD R^2 < 0.8 | 0 | 0 | 0 | 0 | 0 | 0 | 0 | 0 | 0 | 0 | 0 | 0 | 0 | 0 | 0 | 0 | 0 | 0 | 0 | 0 | 0 | 13.9352 | 10.9784 | 7.6386 | 5.2653 | 3.3838 | 0.37766 | 0.027298 | 0.027304 | 0.37319 | 3.6782 | 10.5494 | 12.8909 | 0 | 71.2921 | 54.0639 | 40.6744 | 28.9738 | 19.6064 | 3.9718 | 0.50088 | 0.59383 | 3.5233 | 20.0424 | 52.7649 | 67.1861 | 0.056366
Retro3Slow | Retro | DHP Ducted | Residential | HVAC | 0.66621 | 0.69242 | 4475.6934 | 54.422 | Single Family | DHP with Existing FAF Optimized Control - Single Family - HZ1 | 0.03954 | 0.062013 | 0.12374 | 0.21606 | 0.33533 | 0.4684 | 0.59479 | 0.69234 | 0.74391 | 0.74222 | 0.69116 | 0.6034 | 0.49579 | 0.38474 | 0.28285 | 0.19754 | 0.1314 | 0.083426 | 0.050665 | 0.034227 | 6.8454 | 144.3142 | 102.5014 | 84.6219 | 64.5514 | 39.5887 | 14.3946 | 3.7144 | 1.3548 | 7.0836 | 44.5254 | 107.1718 | 130.056 | 0 | 705.5089 | 504.9424 | 446.7562 | 353.2294 | 229.0999 | 77.6935 | 26.8103 | 11.8322 | 38.13 | 213.9068 | 504.2929 | 619.6128 | 0.72414
Retro3Slow | Retro | DHP Ducted | Residential | HVAC | 0.74206 | 0.869 | 5152.6328 | 52.2078 | Single Family | DHP with Existing FAF Optimized Control - Single Family - HZ2 | 0.0056807 | 0.0089092 | 0.017778 | 0.031041 | 0.048176 | 0.067293 | 0.085452 | 0.099467 | 0.10688 | 0.10663 | 0.099298 | 0.086688 | 0.071228 | 0.055274 | 0.040636 | 0.02838 | 0.018877 | 0.011986 | 0.007279 | 0.0049173 | 0.98346 | 166.0877 | 130.8473 | 91.0408 | 62.7547 | 40.3295 | 4.5012 | 0.32535 | 0.32543 | 4.4479 | 43.8391 | 125.7344 | 153.6408 | 0 | 849.7007 | 644.3652 | 484.7817 | 345.3271 | 233.681 | 47.3385 | 5.9698 | 7.0776 | 41.9927 | 238.8771 | 628.8835 | 800.7636 | 0.71513
Retro3Slow | Retro | DHP Ducted | Residential | HVAC | 0.79794 | 0.82933 | 5360.6647 | 49.8969 | Manufactured | DHP with Existing FAF Optimized Control - Manufactured - HZ1 | 0.069281 | 0.10774 | 0.21318 | 0.36907 | 0.56797 | 0.78667 | 0.99051 | 1.1432 | 1.218 | 1.205 | 1.1127 | 0.96317 | 0.78472 | 0.60382 | 0.44016 | 0.30482 | 0.20104 | 0.12657 | 0.076219 | 0.051055 | 10.211 | 172.8492 | 122.7689 | 101.354 | 77.315 | 47.4165 | 17.2408 | 4.4489 | 1.6226 | 8.4843 | 53.3294 | 128.3627 | 155.7717 | 0 | 845.008 | 604.7838 | 535.0925 | 423.0728 | 274.3994 | 93.0557 | 32.1115 | 14.1717 | 45.6694 | 256.2023 | 604.0059 | 742.1278 | 0.7144
Retro3Slow | Retro | DHP Ducted | Residential | HVAC | 0.81558 | 0.9551 | 5663.1828 | 41.8838 | Manufactured | DHP with Existing FAF Optimized Control - Manufactured - HZ2 | 0.017771 | 0.027635 | 0.05468 | 0.094667 | 0.14569 | 0.20178 | 0.25407 | 0.29325 | 0.31243 | 0.30909 | 0.2854 | 0.24706 | 0.20128 | 0.15488 | 0.1129 | 0.078187 | 0.051568 | 0.032465 | 0.01955 | 0.013096 | 2.6191 | 182.5445 | 143.8124 | 100.0616 | 68.9728 | 44.3256 | 4.9472 | 0.35759 | 0.35767 | 4.8886 | 48.1829 | 138.1929 | 168.8643 | 0 | 933.8936 | 708.2123 | 532.8164 | 379.5439 | 256.8354 | 52.0291 | 6.5613 | 7.7789 | 46.1536 | 262.5463 | 691.1966 | 880.1074 | 0.8105
LO12Med | New | Dishwasher | Residential | Water Heating | 0.0046907 | 0.0054224 | 43.5467 | 44.8781 | Single Family | ENERGY STAR Dishwasher | 0.00090184 | 0.0017573 | 0.0025841 | 0.0034051 | 0.0041402 | 0.0046942 | 0.0051553 | 0.0055294 | 0.0058653 | 0.0061385 | 0.0061698 | 0.0062826 | 0.0064027 | 0.0064854 | 0.0064095 | 0.0063949 | 0.0062891 | 0.0061421 | 0.006051 | 0.005939 | 0.10274 | 1.0952 | 0.87792 | 0.93708 | 0.83675 | 0.89856 | 0.79638 | 1.0162 | 0.99909 | 0.8891 | 0.99394 | 1.0065 | 1.1581 | 0 | 2.8013 | 2.4658 | 2.8285 | 2.3926 | 2.4252 | 2.4785 | 2.7873 | 2.8338 | 2.4296 | 2.6124 | 2.7911 | 3.1959 | 0.88248
LO12Med | New | Dishwasher | Residential | Water Heating | 0.0046907 | 0.0054224 | 43.5467 | 44.8781 | Multifamily - Low Rise | ENERGY STAR Dishwasher | 0.00024873 | 0.00049211 | 0.00073445 | 0.00098195 | 0.001211 | 0.0013945 | 0.0015543 | 0.0016902 | 0.0018177 | 0.0019301 | 0.0019702 | 0.0020365 | 0.0021057 | 0.0021657 | 0.0021734 | 0.0022026 | 0.0021987 | 0.002182 | 0.0021838 | 0.002179 | 0.033453 | 1.0952 | 0.87792 | 0.93708 | 0.83675 | 0.89856 | 0.79638 | 1.0162 | 0.99909 | 0.8891 | 0.99394 | 1.0065 | 1.1581 | 0 | 2.8013 | 2.4658 | 2.8285 | 2.3926 | 2.4252 | 2.4785 | 2.7873 | 2.8338 | 2.4296 | 2.6124 | 2.7911 | 3.1959 | 0.88248
LO12Med | New | Dishwasher | Residential | Water Heating | 0.0046907 | 0.0054224 | 43.5467 | 44.8781 | Multifamily - High Rise | ENERGY STAR Dishwasher | 7.2441e-05 | 0.00014247 | 0.00021307 | 0.00028602 | 0.00035476 | 0.00040958 | 0.00045817 | 0.00050113 | 0.0005408 | 0.00057523 | 0.00058601 | 0.0006047 | 0.00062546 | 0.0006425 | 0.00064377 | 0.00065162 | 0.00064996 | 0.00064256 | 0.00063951 | 0.0006355 | 0.0098753 | 1.0952 | 0.87792 | 0.93708 | 0.83675 | 0.89856 | 0.79638 | 1.0162 | 0.99909 | 0.8891 | 0.99394 | 1.0065 | 1.1581 | 0 | 2.8013 | 2.4658 | 2.8285 | 2.3926 | 2.4252 | 2.4785 | 2.7873 | 2.8338 | 2.4296 | 2.6124 | 2.7911 | 3.1959 | 0.88248
LO12Med | New | Dishwasher | Residential | Water Heating | 0.0046907 | 0.0054224 | 43.5467 | 44.8781 | Manufactured | ENERGY STAR Dishwasher | 5.232e-05 | 0.00010647 | 0.00016332 | 0.00022424 | 0.00028378 | 0.00033471 | 0.00038203 | 0.00042545 | 0.00046805 | 0.0005078 | 0.00052881 | 0.00055743 | 0.00058761 | 0.00061529 | 0.0006283 | 0.00064743 | 0.00065737 | 0.00066256 | 0.00067326 | 0.00068155 | 0.0091878 | 1.0952 | 0.87792 | 0.93708 | 0.83675 | 0.89856 | 0.79638 | 1.0162 | 0.99909 | 0.8891 | 0.99394 | 1.0065 | 1.1581 | 0 | 2.8013 | 2.4658 | 2.8285 | 2.3926 | 2.4252 | 2.4785 | 2.7873 | 2.8338 | 2.4296 | 2.6124 | 2.7911 | 3.1959 | 0.88248
LO12Med | NR | Dishwasher | Residential | Water Heating | 0.0046907 | 0.0054224 | 43.5467 | 44.8781 | Single Family | ENERGY STAR Dishwasher | 0.0049777 | 0.0099328 | 0.014865 | 0.019775 | 0.024663 | 0.029036 | 0.032506 | 0.035254 | 0.037426 | 0.039139 | 0.040485 | 0.041539 | 0.042359 | 0.042992 | 0.043477 | 0.051208 | 0.050091 | 0.049052 | 0.048084 | 0.047077 | 0.69859 | 1.0952 | 0.87792 | 0.93708 | 0.83675 | 0.89856 | 0.79638 | 1.0162 | 0.99909 | 0.8891 | 0.99394 | 1.0065 | 1.1581 | 0 | 2.8013 | 2.4658 | 2.8285 | 2.3926 | 2.4252 | 2.4785 | 2.7873 | 2.8338 | 2.4296 | 2.6124 | 2.7911 | 3.1959 | 0.88248
LO12Med | NR | Dishwasher | Residential | Water Heating | 0.0046907 | 0.0054224 | 43.5467 | 44.8781 | Multifamily - Low Rise | ENERGY STAR Dishwasher | 0.00075485 | 0.0015063 | 0.0022543 | 0.0029989 | 0.0037401 | 0.0044033 | 0.0049294 | 0.0053462 | 0.0056756 | 0.0059353 | 0.0061395 | 0.0062992 | 0.0064236 | 0.0065196 | 0.0065932 | 0.00868 | 0.0084106 | 0.008155 | 0.0079117 | 0.0076499 | 0.10953 | 1.0952 | 0.87792 | 0.93708 | 0.83675 | 0.89856 | 0.79638 | 1.0162 | 0.99909 | 0.8891 | 0.99394 | 1.0065 | 1.1581 | 0 | 2.8013 | 2.4658 | 2.8285 | 2.3926 | 2.4252 | 2.4785 | 2.7873 | 2.8338 | 2.4296 | 2.6124 | 2.7911 | 3.1959 | 0.88248
LO12Med | NR | Dishwasher | Residential | Water Heating | 0.0046907 | 0.0054224 | 43.5467 | 44.8781 | Multifamily - High Rise | ENERGY STAR Dishwasher | 0.00022337 | 0.00044573 | 0.00066707 | 0.00088741 | 0.0011067 | 0.001303 | 0.0014587 | 0.001582 | 0.0016795 | 0.0017563 | 0.0018167 | 0.001864 | 0.0019008 | 0.0019292 | 0.001951 | 0.002559 | 0.0024774 | 0.0024043 | 0.0023351 | 0.0022606 | 0.032371 | 1.0952 | 0.87792 | 0.93708 | 0.83675 | 0.89856 | 0.79638 | 1.0162 | 0.99909 | 0.8891 | 0.99394 | 1.0065 | 1.1581 | 0 | 2.8013 | 2.4658 | 2.8285 | 2.3926 | 2.4252 | 2.4785 | 2.7873 | 2.8338 | 2.4296 | 2.6124 | 2.7911 | 3.1959 | 0.88248
LO12Med | NR | Dishwasher | Residential | Water Heating | 0.0046907 | 0.0054224 | 43.5467 | 44.8781 | Manufactured | ENERGY STAR Dishwasher | 0.00048584 | 0.00096131 | 0.0014265 | 0.0018817 | 0.002327 | 0.0027166 | 0.0030155 | 0.0032428 | 0.0034136 | 0.0035397 | 0.0036306 | 0.0036936 | 0.0037348 | 0.0037586 | 0.003769 | 0.0041959 | 0.004113 | 0.0040304 | 0.0039481 | 0.0038591 | 0.057481 | 1.0952 | 0.87792 | 0.93708 | 0.83675 | 0.89856 | 0.79638 | 1.0162 | 0.99909 | 0.8891 | 0.99394 | 1.0065 | 1.1581 | 0 | 2.8013 | 2.4658 | 2.8285 | 2.3926 | 2.4252 | 2.4785 | 2.7873 | 2.8338 | 2.4296 | 2.6124 | 2.7911 | 3.1959 | 0.88248
LO12Med | New | Clothes Dryer | Residential | Dryer | 0.0093008 | 0.007306 | 70.0749 | 8.9709 | Single Family | Vented_ENERGY STAR | 0.013926 | 0.027136 | 0.039903 | 0.052581 | 0.063932 | 0.072486 | 0.079607 | 0.085384 | 0.09057 | 0.094788 | 0.095272 | 0.097015 | 0.098869 | 0.10015 | 0.098974 | 0.098748 | 0.097115 | 0.094844 | 0.093438 | 0.091708 | 1.5864 | 1.6072 | 1.4412 | 1.4528 | 1.494 | 1.5027 | 1.435 | 1.2955 | 1.212 | 1.2607 | 1.3623 | 1.3982 | 1.5438 | 0 | 5.2065 | 4.3572 | 4.9798 | 4.2167 | 4.2006 | 4.4463 | 4.3189 | 3.7026 | 3.7946 | 4.1449 | 4.3367 | 5.3648 | 1.6342
LO12Med | New | Clothes Dryer | Residential | Dryer | 0.0093008 | 0.007306 | 70.0749 | 8.9709 | Multifamily - Low Rise | Vented_ENERGY STAR | 0.0024077 | 0.0047636 | 0.0071094 | 0.0095052 | 0.011723 | 0.013499 | 0.015046 | 0.016361 | 0.017595 | 0.018683 | 0.019072 | 0.019713 | 0.020383 | 0.020964 | 0.021038 | 0.021321 | 0.021283 | 0.021122 | 0.021139 | 0.021092 | 0.32382 | 1.6072 | 1.4412 | 1.4528 | 1.494 | 1.5027 | 1.435 | 1.2955 | 1.212 | 1.2607 | 1.3623 | 1.3982 | 1.5438 | 0 | 5.2065 | 4.3572 | 4.9798 | 4.2167 | 4.2006 | 4.4463 | 4.3189 | 3.7026 | 3.7946 | 4.1449 | 4.3367 | 5.3648 | 1.6342
LO12Med | New | Clothes Dryer | Residential | Dryer | 0.0093008 | 0.007306 | 70.0749 | 8.9709 | Multifamily - High Rise | Vented_ENERGY STAR | 0.00070122 | 0.0013791 | 0.0020625 | 0.0027687 | 0.0034341 | 0.0039647 | 0.004435 | 0.0048509 | 0.0052349 | 0.0055682 | 0.0056725 | 0.0058535 | 0.0060543 | 0.0062193 | 0.0062317 | 0.0063076 | 0.0062915 | 0.0062199 | 0.0061904 | 0.0061516 | 0.095592 | 1.6072 | 1.4412 | 1.4528 | 1.494 | 1.5027 | 1.435 | 1.2955 | 1.212 | 1.2607 | 1.3623 | 1.3982 | 1.5438 | 0 | 5.2065 | 4.3572 | 4.9798 | 4.2167 | 4.2006 | 4.4463 | 4.3189 | 3.7026 | 3.7946 | 4.1449 | 4.3367 | 5.3648 | 1.6342
LO12Med | New | Clothes Dryer | Residential | Dryer | 0.0093008 | 0.007306 | 70.0749 | 8.9709 | Manufactured | Vented_ENERGY STAR | 0.00090113 | 0.0018338 | 0.002813 | 0.0038621 | 0.0048877 | 0.0057648 | 0.0065799 | 0.0073277 | 0.0080615 | 0.0087461 | 0.009108 | 0.0096009 | 0.010121 | 0.010597 | 0.010821 | 0.011151 | 0.011322 | 0.011412 | 0.011596 | 0.011739 | 0.15825 | 1.6072 | 1.4412 | 1.4528 | 1.494 | 1.5027 | 1.435 | 1.2955 | 1.212 | 1.2607 | 1.3623 | 1.3982 | 1.5438 | 0 | 5.2065 | 4.3572 | 4.9798 | 4.2167 | 4.2006 | 4.4463 | 4.3189 | 3.7026 | 3.7946 | 4.1449 | 4.3367 | 5.3648 | 1.6342
LO1Slow | New | Clothes Dryer | Residential | Dryer | 0.078732 | 0.061846 | 593.1885 | 34.3077 | Single Family | Ventless_UCEF 7.00 to 7.99 | 0.0048217 | 0.0072256 | 0.015467 | 0.028762 | 0.047874 | 0.073381 | 0.10828 | 0.15348 | 0.2105 | 0.27789 | 0.34304 | 0.41726 | 0.49373 | 0.56452 | 0.61294 | 0.65528 | 0.68131 | 0.69178 | 0.69571 | 0.69398 | 6.7772 | 13.6053 | 12.1996 | 12.2977 | 12.647 | 12.7206 | 12.1472 | 10.9666 | 10.2594 | 10.6721 | 11.5318 | 11.8362 | 13.0684 | 0 | 44.0731 | 36.8842 | 42.154 | 35.6946 | 35.558 | 37.6378 | 36.5601 | 31.3429 | 32.1213 | 35.0869 | 36.7107 | 45.413 | 0.91388
LO1Slow | New | Clothes Dryer | Residential | Dryer | 0.078732 | 0.061846 | 593.1885 | 34.3077 | Multifamily - Low Rise | Ventless_UCEF 7.00 to 7.99 | 0.00083365 | 0.0012684 | 0.0027556 | 0.0051994 | 0.0087784 | 0.013665 | 0.020465 | 0.029409 | 0.040894 | 0.054772 | 0.068671 | 0.084786 | 0.10179 | 0.11817 | 0.13029 | 0.14148 | 0.14931 | 0.15406 | 0.1574 | 0.15961 | 1.4436 | 13.6053 | 12.1996 | 12.2977 | 12.647 | 12.7206 | 12.1472 | 10.9666 | 10.2594 | 10.6721 | 11.5318 | 11.8362 | 13.0684 | 0 | 44.0731 | 36.8842 | 42.154 | 35.6946 | 35.558 | 37.6378 | 36.5601 | 31.3429 | 32.1213 | 35.0869 | 36.7107 | 45.413 | 0.91388
LO1Slow | New | Clothes Dryer | Residential | Dryer | 0.078732 | 0.061846 | 593.1885 | 34.3077 | Multifamily - High Rise | Ventless_UCEF 7.00 to 7.99 | 0.00024279 | 0.00036723 | 0.00079945 | 0.0015145 | 0.0025715 | 0.0040137 | 0.0060326 | 0.0087194 | 0.012167 | 0.016324 | 0.020425 | 0.025176 | 0.030234 | 0.035058 | 0.038592 | 0.041857 | 0.044138 | 0.045367 | 0.046092 | 0.046551 | 0.42624 | 13.6053 | 12.1996 | 12.2977 | 12.647 | 12.7206 | 12.1472 | 10.9666 | 10.2594 | 10.6721 | 11.5318 | 11.8362 | 13.0684 | 0 | 44.0731 | 36.8842 | 42.154 | 35.6946 | 35.558 | 37.6378 | 36.5601 | 31.3429 | 32.1213 | 35.0869 | 36.7107 | 45.413 | 0.91388
LO1Slow | New | Clothes Dryer | Residential | Dryer | 0.078732 | 0.061846 | 593.1885 | 34.3077 | Manufactured | Ventless_UCEF 7.00 to 7.99 | 0.00031201 | 0.00048828 | 0.0010903 | 0.0021126 | 0.0036601 | 0.0058361 | 0.00895 | 0.013171 | 0.018736 | 0.025641 | 0.032795 | 0.041293 | 0.05054 | 0.059737 | 0.067016 | 0.073996 | 0.079431 | 0.083234 | 0.086339 | 0.088829 | 0.74321 | 13.6053 | 12.1996 | 12.2977 | 12.647 | 12.7206 | 12.1472 | 10.9666 | 10.2594 | 10.6721 | 11.5318 | 11.8362 | 13.0684 | 0 | 44.0731 | 36.8842 | 42.154 | 35.6946 | 35.558 | 37.6378 | 36.5601 | 31.3429 | 32.1213 | 35.0869 | 36.7107 | 45.413 | 0.91388
LO12Med | NR | Clothes Dryer | Residential | Dryer | 0.0093008 | 0.007306 | 70.0749 | 8.9709 | Single Family | Vented_ENERGY STAR | 0.098642 | 0.19684 | 0.29458 | 0.39189 | 0.48875 | 0.57541 | 0.64417 | 0.69862 | 0.74167 | 0.77562 | 0.80229 | 0.82317 | 0.94854 | 0.94759 | 0.94413 | 0.93884 | 0.92292 | 0.90831 | 0.89723 | 0.88835 | 10.8926 | 1.6072 | 1.4412 | 1.4528 | 1.494 | 1.5027 | 1.435 | 1.2955 | 1.212 | 1.2607 | 1.3623 | 1.3982 | 1.5438 | 0 | 5.2065 | 4.3572 | 4.9798 | 4.2167 | 4.2006 | 4.4463 | 4.3189 | 3.7026 | 3.7946 | 4.1449 | 4.3367 | 5.3648 | 1.6342
LO12Med | NR | Clothes Dryer | Residential | Dryer | 0.0093008 | 0.007306 | 70.0749 | 8.9709 | Multifamily - Low Rise | Vented_ENERGY STAR | 0.0093772 | 0.018712 | 0.028004 | 0.037254 | 0.046462 | 0.0547 | 0.061236 | 0.066413 | 0.070505 | 0.073732 | 0.076268 | 0.078252 | 0.098665 | 0.097776 | 0.096611 | 0.095249 | 0.092679 | 0.090296 | 0.088507 | 0.087083 | 1.08 | 1.6072 | 1.4412 | 1.4528 | 1.494 | 1.5027 | 1.435 | 1.2955 | 1.212 | 1.2607 | 1.3623 | 1.3982 | 1.5438 | 0 | 5.2065 | 4.3572 | 4.9798 | 4.2167 | 4.2006 | 4.4463 | 4.3189 | 3.7026 | 3.7946 | 4.1449 | 4.3367 | 5.3648 | 1.6342
LO12Med | NR | Clothes Dryer | Residential | Dryer | 0.0093008 | 0.007306 | 70.0749 | 8.9709 | Multifamily - High Rise | Vented_ENERGY STAR | 0.0027748 | 0.0055371 | 0.0082867 | 0.011024 | 0.013749 | 0.016186 | 0.01812 | 0.019652 | 0.020863 | 0.021818 | 0.022569 | 0.023156 | 0.029108 | 0.028826 | 0.028503 | 0.028127 | 0.027394 | 0.026702 | 0.026183 | 0.025772 | 0.31919 | 1.6072 | 1.4412 | 1.4528 | 1.494 | 1.5027 | 1.435 | 1.2955 | 1.212 | 1.2607 | 1.3623 | 1.3982 | 1.5438 | 0 | 5.2065 | 4.3572 | 4.9798 | 4.2167 | 4.2006 | 4.4463 | 4.3189 | 3.7026 | 3.7946 | 4.1449 | 4.3367 | 5.3648 | 1.6342
LO12Med | NR | Clothes Dryer | Residential | Dryer | 0.0093008 | 0.007306 | 70.0749 | 8.9709 | Manufactured | Vented_ENERGY STAR | 0.010739 | 0.021248 | 0.031532 | 0.041593 | 0.051435 | 0.060045 | 0.066653 | 0.071678 | 0.075453 | 0.07824 | 0.080248 | 0.081642 | 0.089613 | 0.089541 | 0.089127 | 0.088442 | 0.086697 | 0.084983 | 0.083494 | 0.082146 | 0.99867 | 1.6072 | 1.4412 | 1.4528 | 1.494 | 1.5027 | 1.435 | 1.2955 | 1.212 | 1.2607 | 1.3623 | 1.3982 | 1.5438 | 0 | 5.2065 | 4.3572 | 4.9798 | 4.2167 | 4.2006 | 4.4463 | 4.3189 | 3.7026 | 3.7946 | 4.1449 | 4.3367 | 5.3648 | 1.6342
LO1Slow | NR | Clothes Dryer | Residential | Dryer | 0.078732 | 0.061846 | 593.1885 | 34.3077 | Single Family | Ventless_UCEF 7.00 to 7.99 | 0.034154 | 0.052413 | 0.11418 | 0.21437 | 0.36599 | 0.58252 | 0.8762 | 1.2558 | 1.7238 | 2.2738 | 2.8888 | 3.5404 | 4.7974 | 5.4785 | 6.0678 | 6.5391 | 6.8619 | 7.0658 | 7.1517 | 7.2043 | 85.257 | 13.6053 | 12.1996 | 12.2977 | 12.647 | 12.7206 | 12.1472 | 10.9666 | 10.2594 | 10.6721 | 11.5318 | 11.8362 | 13.0684 | 0 | 44.0731 | 36.8842 | 42.154 | 35.6946 | 35.558 | 37.6378 | 36.5601 | 31.3429 | 32.1213 | 35.0869 | 36.7107 | 45.413 | 0.91388
LO1Slow | NR | Clothes Dryer | Residential | Dryer | 0.078732 | 0.061846 | 593.1885 | 34.3077 | Multifamily - Low Rise | Ventless_UCEF 7.00 to 7.99 | 0.0032468 | 0.0049825 | 0.010855 | 0.020378 | 0.034792 | 0.055376 | 0.083293 | 0.11938 | 0.16387 | 0.21616 | 0.27462 | 0.33656 | 0.50318 | 0.5752 | 0.63767 | 0.68793 | 0.72118 | 0.74069 | 0.74804 | 0.75134 | 8.6888 | 13.6053 | 12.1996 | 12.2977 | 12.647 | 12.7206 | 12.1472 | 10.9666 | 10.2594 | 10.6721 | 11.5318 | 11.8362 | 13.0684 | 0 | 44.0731 | 36.8842 | 42.154 | 35.6946 | 35.558 | 37.6378 | 36.5601 | 31.3429 | 32.1213 | 35.0869 | 36.7107 | 45.413 | 0.91388
LO1Slow | NR | Clothes Dryer | Residential | Dryer | 0.078732 | 0.061846 | 593.1885 | 34.3077 | Multifamily - High Rise | Ventless_UCEF 7.00 to 7.99 | 0.00096076 | 0.0014744 | 0.003212 | 0.0060301 | 0.010295 | 0.016386 | 0.024648 | 0.035325 | 0.04849 | 0.063963 | 0.081262 | 0.099593 | 0.14841 | 0.16945 | 0.18794 | 0.20292 | 0.21298 | 0.21887 | 0.2212 | 0.2224 | 2.5667 | 13.6053 | 12.1996 | 12.2977 | 12.647 | 12.7206 | 12.1472 | 10.9666 | 10.2594 | 10.6721 | 11.5318 | 11.8362 | 13.0684 | 0 | 44.0731 | 36.8842 | 42.154 | 35.6946 | 35.558 | 37.6378 | 36.5601 | 31.3429 | 32.1213 | 35.0869 | 36.7107 | 45.413 | 0.91388
LO1Slow | NR | Clothes Dryer | Residential | Dryer | 0.078732 | 0.061846 | 593.1885 | 34.3077 | Manufactured | Ventless_UCEF 7.00 to 7.99 | 0.0037182 | 0.0056579 | 0.012222 | 0.022752 | 0.038517 | 0.060787 | 0.090661 | 0.12884 | 0.17536 | 0.22937 | 0.28895 | 0.35114 | 0.45142 | 0.51399 | 0.56753 | 0.60959 | 0.63782 | 0.65491 | 0.66062 | 0.66298 | 7.778 | 13.6053 | 12.1996 | 12.2977 | 12.647 | 12.7206 | 12.1472 | 10.9666 | 10.2594 | 10.6721 | 11.5318 | 11.8362 | 13.0684 | 0 | 44.0731 | 36.8842 | 42.154 | 35.6946 | 35.558 | 37.6378 | 36.5601 | 31.3429 | 32.1213 | 35.0869 | 36.7107 | 45.413 | 0.91388
LO3Slow | New | Duct Sealing | Residential | HVAC | 0.20304 | 0.17855 | 1192.1891 | 18.4071 | Single Family | SF Duct Sealing - HZ 2/3 (Heat Pump) | 6.3539e-05 | 0.00015922 | 0.00034688 | 0.00067279 | 0.0011537 | 0.0017802 | 0.0025791 | 0.003508 | 0.0045311 | 0.0055568 | 0.0063215 | 0.007069 | 0.0077134 | 0.0081951 | 0.0083605 | 0.0085085 | 0.0085348 | 0.0084392 | 0.0083764 | 0.0082655 | 0.10014 | 28.7177 | 20.246 | 13.0569 | 11.3141 | 4.47 | 4.8787 | 17.6308 | 15.8063 | 6.5901 | 10.8413 | 20.2399 | 35.1869 | 0 | 170.0498 | 122.652 | 97.752 | 87.8706 | 33.0845 | 13.272 | 36.3514 | 33.0127 | 26.2412 | 65.6301 | 111.578 | 205.716 | 1.2458
LO3Slow | New | Duct Sealing | Residential | HVAC | 0.16096 | 0.14154 | 945.0969 | 30.5647 | Single Family | SF Duct Sealing - HZ 1 (Heat Pump) | 0.00032943 | 0.00082548 | 0.0017984 | 0.0034882 | 0.0059815 | 0.0092295 | 0.013372 | 0.018188 | 0.023492 | 0.02881 | 0.032774 | 0.03665 | 0.039991 | 0.042488 | 0.043346 | 0.044114 | 0.04425 | 0.043754 | 0.043428 | 0.042854 | 0.51916 | 22.7657 | 16.0498 | 10.3507 | 8.9692 | 3.5436 | 3.8676 | 13.9767 | 12.5303 | 5.2243 | 8.5943 | 16.045 | 27.8941 | 0 | 134.8054 | 97.2312 | 77.492 | 69.6586 | 26.2275 | 10.5213 | 28.8172 | 26.1705 | 20.8025 | 52.0277 | 88.4524 | 163.0795 | 0.98758
LO3Slow | New | Duct Sealing | Residential | HVAC | 0.11392 | 0.10018 | 668.9217 | 34.4791 | Manufactured | MH Duct Sealing - HZ 1 (Heat Pump) | 0.00016585 | 0.00043402 | 0.00098641 | 0.0019934 | 0.003558 | 0.0057111 | 0.0085992 | 0.012144 | 0.016269 | 0.020683 | 0.024378 | 0.02822 | 0.03185 | 0.034982 | 0.036874 | 0.038758 | 0.040139 | 0.04096 | 0.041933 | 0.042678 | 0.43132 | 16.1131 | 11.3598 | 7.3261 | 6.3482 | 2.5081 | 2.7374 | 9.8924 | 8.8687 | 3.6976 | 6.0829 | 11.3564 | 19.7429 | 0 | 95.4127 | 68.8184 | 54.8474 | 49.3031 | 18.5633 | 7.4468 | 20.3963 | 18.523 | 14.7236 | 36.8242 | 62.605 | 115.4246 | 0.9258
LO3Slow | New | Duct Sealing | Residential | HVAC | 0.11392 | 0.10018 | 668.9217 | 34.4791 | Manufactured | MH Duct Sealing - HZ 2/3 (Heat Pump) | 2.4571e-05 | 6.4298e-05 | 0.00014613 | 0.00029532 | 0.0005271 | 0.00084606 | 0.0012739 | 0.0017991 | 0.0024102 | 0.0030641 | 0.0036115 | 0.0041806 | 0.0047185 | 0.0051824 | 0.0054627 | 0.0057418 | 0.0059463 | 0.0060679 | 0.0062122 | 0.0063225 | 0.063897 | 16.1131 | 11.3598 | 7.3261 | 6.3482 | 2.5081 | 2.7374 | 9.8924 | 8.8687 | 3.6976 | 6.0829 | 11.3564 | 19.7429 | 0 | 95.4127 | 68.8184 | 54.8474 | 49.3031 | 18.5633 | 7.4468 | 20.3963 | 18.523 | 14.7236 | 36.8242 | 62.605 | 115.4246 | 0.9258
Retro3Slow | Retro | Duct Sealing | Residential | HVAC | 0.20304 | 0.17855 | 1192.1891 | 18.4071 | Single Family | SF Duct Sealing - HZ 2/3 (Heat Pump) | 0.018201 | 0.028857 | 0.057563 | 0.10047 | 0.15588 | 0.2176 | 0.27607 | 0.32108 | 0.34469 | 0.34362 | 0.31971 | 0.27886 | 0.22897 | 0.17758 | 0.1305 | 0.091107 | 0.060586 | 0.038461 | 0.023355 | 0.015776 | 3.1553 | 28.7177 | 20.246 | 13.0569 | 11.3141 | 4.47 | 4.8787 | 17.6308 | 15.8063 | 6.5901 | 10.8413 | 20.2399 | 35.1869 | 0 | 170.0498 | 122.652 | 97.752 | 87.8706 | 33.0845 | 13.272 | 36.3514 | 33.0127 | 26.2412 | 65.6301 | 111.578 | 205.716 | 1.2458
Retro3Slow | Retro | Duct Sealing | Residential | HVAC | 0.16096 | 0.14154 | 945.0969 | 30.5647 | Single Family | SF Duct Sealing - HZ 1 (Heat Pump) | 0.085942 | 0.1364 | 0.27208 | 0.47488 | 0.73673 | 1.0283 | 1.3046 | 1.5171 | 1.6286 | 1.6234 | 1.5103 | 1.3172 | 1.0815 | 0.83872 | 0.61631 | 0.43026 | 0.28612 | 0.18163 | 0.11029 | 0.074501 | 14.9002 | 22.7657 | 16.0498 | 10.3507 | 8.9692 | 3.5436 | 3.8676 | 13.9767 | 12.5303 | 5.2243 | 8.5943 | 16.045 | 27.8941 | 0 | 134.8054 | 97.2312 | 77.492 | 69.6586 | 26.2275 | 10.5213 | 28.8172 | 26.1705 | 20.8025 | 52.0277 | 88.4524 | 163.0795 | 0.98758
Retro3Slow | Retro | Duct Sealing | Residential | HVAC | 0.11392 | 0.10018 | 668.9217 | 34.4791 | Manufactured | MH Duct Sealing - HZ 1 (Heat Pump) | 0.021028 | 0.032961 | 0.065228 | 0.11295 | 0.17384 | 0.24073 | 0.30298 | 0.34954 | 0.3722 | 0.368 | 0.33957 | 0.29371 | 0.23914 | 0.18391 | 0.13401 | 0.092767 | 0.06117 | 0.038504 | 0.023185 | 0.01553 | 3.106 | 16.1131 | 11.3598 | 7.3261 | 6.3482 | 2.5081 | 2.7374 | 9.8924 | 8.8687 | 3.6976 | 6.0829 | 11.3564 | 19.7429 | 0 | 95.4127 | 68.8184 | 54.8474 | 49.3031 | 18.5633 | 7.4468 | 20.3963 | 18.523 | 14.7236 | 36.8242 | 62.605 | 115.4246 | 0.9258
Retro3Slow | Retro | Duct Sealing | Residential | HVAC | 0.11392 | 0.10018 | 668.9217 | 34.4791 | Manufactured | MH Duct Sealing - HZ 2/3 (Heat Pump) | 0.00521 | 0.0081406 | 0.016109 | 0.027891 | 0.042926 | 0.059448 | 0.074833 | 0.086349 | 0.091967 | 0.090951 | 0.083947 | 0.072633 | 0.059153 | 0.045502 | 0.033161 | 0.022959 | 0.015141 | 0.0095311 | 0.0057392 | 0.0038443 | 0.76887 | 16.1131 | 11.3598 | 7.3261 | 6.3482 | 2.5081 | 2.7374 | 9.8924 | 8.8687 | 3.6976 | 6.0829 | 11.3564 | 19.7429 | 0 | 95.4127 | 68.8184 | 54.8474 | 49.3031 | 18.5633 | 7.4468 | 20.3963 | 18.523 | 14.7236 | 36.8242 | 62.605 | 115.4246 | 0.9258
LO5Med | New | EV Supply Equip | Residential | Whole Bldg/Meter Level | 0.0022347 | 0.002513 | 23.1633 | -17.1538 | Single Family | Level 2 Networked Level 2 EVSE | 3.3331e-05 | 9.2075e-05 | 0.00019011 | 0.00034819 | 0.00057042 | 0.00087378 | 0.0012951 | 0.0018342 | 0.0025011 | 0.0032576 | 0.0039497 | 0.0047208 | 0.0055273 | 0.0063125 | 0.0069253 | 0.0076583 | 0.0083821 | 0.009067 | 0.0098492 | 0.010611 | 0.083999 | 0.12774 | 0.11506 | 0.12624 | 0.12138 | 0.12541 | 0.12143 | 0.1264 | 0.12602 | 0.12107 | 0.12529 | 0.12203 | 0.12792 | 0 | 1.8712 | 1.678 | 1.846 | 1.7734 | 1.8274 | 1.7715 | 1.8354 | 1.8315 | 1.7621 | 1.8282 | 1.7889 | 1.8637 | 774.5081
LO5Med | New | EV Supply Equip | Residential | Whole Bldg/Meter Level | 0.0022347 | 0.002513 | 23.1633 | -17.1539 | Multifamily - Low Rise | Level 2 Networked Level 2 EVSE | 1.1937e-05 | 3.3481e-05 | 7.0161e-05 | 0.00013038 | 0.00021666 | 0.00033706 | 0.00050704 | 0.00072806 | 0.0010065 | 0.00133 | 0.0016378 | 0.0019871 | 0.0023605 | 0.0027372 | 0.0030493 | 0.0034251 | 0.0038051 | 0.0041826 | 0.0046157 | 0.0050551 | 0.037227 | 0.12774 | 0.11506 | 0.12624 | 0.12138 | 0.12541 | 0.12143 | 0.1264 | 0.12602 | 0.12107 | 0.12529 | 0.12203 | 0.12792 | 0 | 1.8712 | 1.678 | 1.846 | 1.7734 | 1.8274 | 1.7715 | 1.8354 | 1.8315 | 1.7621 | 1.8282 | 1.7889 | 1.8637 | 774.5081
LO5Med | New | EV Supply Equip | Residential | Whole Bldg/Meter Level | 0.0022347 | 0.002513 | 23.1633 | -17.1539 | Multifamily - High Rise | Level 2 Networked Level 2 EVSE | 3.4765e-06 | 9.6934e-06 | 2.0355e-05 | 3.7977e-05 | 6.3468e-05 | 9.8998e-05 | 0.00014946 | 0.00021586 | 0.00029945 | 0.00039639 | 0.00048713 | 0.00059002 | 0.00070112 | 0.00081205 | 0.00090321 | 0.0010133 | 0.0011248 | 0.0012317 | 0.0013517 | 0.0014743 | 0.010984 | 0.12774 | 0.11506 | 0.12624 | 0.12138 | 0.12541 | 0.12143 | 0.1264 | 0.12602 | 0.12107 | 0.12529 | 0.12203 | 0.12792 | 0 | 1.8712 | 1.678 | 1.846 | 1.7734 | 1.8274 | 1.7715 | 1.8354 | 1.8315 | 1.7621 | 1.8282 | 1.7889 | 1.8637 | 774.5081
LO5Med | New | EV Supply Equip | Residential | Whole Bldg/Meter Level | 0.0022347 | 0.002513 | 23.1633 | -17.1538 | Manufactured | Level 2 Networked Level 2 EVSE | 2.1568e-06 | 6.2221e-06 | 1.3402e-05 | 2.5575e-05 | 4.361e-05 | 6.9492e-05 | 0.00010705 | 0.00015741 | 0.00022262 | 0.00030057 | 0.00037759 | 0.00046719 | 0.0005658 | 0.00066799 | 0.00075718 | 0.00086481 | 0.00097723 | 0.0010909 | 0.0012223 | 0.0013582 | 0.0092973 | 0.12774 | 0.11506 | 0.12624 | 0.12138 | 0.12541 | 0.12143 | 0.1264 | 0.12602 | 0.12107 | 0.12529 | 0.12203 | 0.12792 | 0 | 1.8712 | 1.678 | 1.846 | 1.7734 | 1.8274 | 1.7715 | 1.8354 | 1.8315 | 1.7621 | 1.8282 | 1.7889 | 1.8637 | 774.5081
LO5Med | NR | EV Supply Equip | Residential | Whole Bldg/Meter Level | 0.0022347 | 0.002513 | 23.1633 | -17.1539 | Single Family | Level 2 Networked Level 2 EVSE | 0.0028331 | 0.0081057 | 0.01702 | 0.031445 | 0.052798 | 0.083897 | 0.12661 | 0.18111 | 0.24691 | 0.32105 | 0.4003 | 0.48176 | 0.56417 | 0.64545 | 0.72449 | 0.80975 | 0.89917 | 0.99368 | 1.0931 | 1.1971 | 0.068719 | 0.12774 | 0.11506 | 0.12624 | 0.12138 | 0.12541 | 0.12143 | 0.1264 | 0.12602 | 0.12107 | 0.12529 | 0.12203 | 0.12792 | 0 | 1.8712 | 1.678 | 1.846 | 1.7734 | 1.8274 | 1.7715 | 1.8354 | 1.8315 | 1.7621 | 1.8282 | 1.7889 | 1.8637 | 774.5081
LO5Med | NR | EV Supply Equip | Residential | Whole Bldg/Meter Level | 0.0022347 | 0.002513 | 23.1633 | -17.1539 | Multifamily - Low Rise | Level 2 Networked Level 2 EVSE | 0.00055789 | 0.0016108 | 0.0033812 | 0.0062444 | 0.01048 | 0.016642 | 0.025092 | 0.035863 | 0.048849 | 0.063464 | 0.079071 | 0.095101 | 0.11132 | 0.12733 | 0.14291 | 0.15973 | 0.17738 | 0.19603 | 0.21565 | 0.23617 | 0.014597 | 0.12774 | 0.11506 | 0.12624 | 0.12138 | 0.12541 | 0.12143 | 0.1264 | 0.12602 | 0.12107 | 0.12529 | 0.12203 | 0.12792 | 0 | 1.8712 | 1.678 | 1.846 | 1.7734 | 1.8274 | 1.7715 | 1.8354 | 1.8315 | 1.7621 | 1.8282 | 1.7889 | 1.8637 | 774.5081
LO5Med | NR | EV Supply Equip | Residential | Whole Bldg/Meter Level | 0.0022347 | 0.002513 | 23.1633 | -17.1538 | Multifamily - High Rise | Level 2 Networked Level 2 EVSE | 0.00016509 | 0.00047651 | 0.0010001 | 0.0018471 | 0.0031004 | 0.0049237 | 0.0074242 | 0.010612 | 0.014455 | 0.01878 | 0.023399 | 0.028142 | 0.032942 | 0.03768 | 0.042291 | 0.047268 | 0.052489 | 0.058007 | 0.063813 | 0.069884 | 0.0043136 | 0.12774 | 0.11506 | 0.12624 | 0.12138 | 0.12541 | 0.12143 | 0.1264 | 0.12602 | 0.12107 | 0.12529 | 0.12203 | 0.12792 | 0 | 1.8712 | 1.678 | 1.846 | 1.7734 | 1.8274 | 1.7715 | 1.8354 | 1.8315 | 1.7621 | 1.8282 | 1.7889 | 1.8637 | 774.5081
LO5Med | NR | EV Supply Equip | Residential | Whole Bldg/Meter Level | 0.0022347 | 0.002513 | 23.1633 | -17.1539 | Manufactured | Level 2 Networked Level 2 EVSE | 0.00030843 | 0.00087106 | 0.0018147 | 0.0033266 | 0.0055415 | 0.0087363 | 0.01308 | 0.018562 | 0.025101 | 0.032372 | 0.04003 | 0.047777 | 0.055483 | 0.062946 | 0.070062 | 0.077651 | 0.085505 | 0.093701 | 0.10222 | 0.111 | 0.0062984 | 0.12774 | 0.11506 | 0.12624 | 0.12138 | 0.12541 | 0.12143 | 0.1264 | 0.12602 | 0.12107 | 0.12529 | 0.12203 | 0.12792 | 0 | 1.8712 | 1.678 | 1.846 | 1.7734 | 1.8274 | 1.7715 | 1.8354 | 1.8315 | 1.7621 | 1.8282 | 1.7889 | 1.8637 | 774.5081
LO12Med | New | Refrigerator | Residential | Refrigeration | 0.0068938 | 0.0070553 | 64.4773 | -13.6144 | Single Family | Refrigerator and Refrigerator-Freezer - Bottom-mounted Freezer - ESME | 0.0082056 | 0.015989 | 0.023512 | 0.030982 | 0.03767 | 0.042711 | 0.046907 | 0.050311 | 0.053367 | 0.055852 | 0.056137 | 0.057164 | 0.058257 | 0.059009 | 0.058318 | 0.058185 | 0.057223 | 0.055885 | 0.055057 | 0.054037 | 0.93478 | 0.65575 | 0.68854 | 0.85809 | 0.95337 | 1.1493 | 1.2064 | 1.406 | 1.4653 | 1.2959 | 1.0783 | 0.89499 | 0.67159 | 0 | 2.7753 | 2.8921 | 3.5539 | 4.0453 | 4.827 | 5.2383 | 6.0363 | 6.2391 | 5.4713 | 4.4625 | 3.7742 | 2.8386 | 9.3312
LO12Med | New | Refrigerator | Residential | Refrigeration | 0.0068938 | 0.0070553 | 64.4773 | -13.6144 | Multifamily - Low Rise | Refrigerator and Refrigerator-Freezer - Bottom-mounted Freezer - ESME | 0.0025258 | 0.0049973 | 0.0074582 | 0.0099715 | 0.012298 | 0.014161 | 0.015784 | 0.017164 | 0.018459 | 0.0196 | 0.020007 | 0.020681 | 0.021383 | 0.021992 | 0.022071 | 0.022367 | 0.022327 | 0.022158 | 0.022177 | 0.022127 | 0.33971 | 0.65575 | 0.68854 | 0.85809 | 0.95337 | 1.1493 | 1.2064 | 1.406 | 1.4653 | 1.2959 | 1.0783 | 0.89499 | 0.67159 | 0 | 2.7753 | 2.8921 | 3.5539 | 4.0453 | 4.827 | 5.2383 | 6.0363 | 6.2391 | 5.4713 | 4.4625 | 3.7742 | 2.8386 | 9.3312
LO12Med | New | Refrigerator | Residential | Refrigeration | 0.0068938 | 0.0070553 | 64.4773 | -13.6144 | Multifamily - High Rise | Refrigerator and Refrigerator-Freezer - Bottom-mounted Freezer - ESME | 0.00073563 | 0.0014468 | 0.0021637 | 0.0029045 | 0.0036026 | 0.0041592 | 0.0046527 | 0.0050889 | 0.0054918 | 0.0058414 | 0.0059508 | 0.0061407 | 0.0063514 | 0.0065245 | 0.0065374 | 0.0066171 | 0.0066002 | 0.0065251 | 0.0064942 | 0.0064534 | 0.10028 | 0.65575 | 0.68854 | 0.85809 | 0.95337 | 1.1493 | 1.2064 | 1.406 | 1.4653 | 1.2959 | 1.0783 | 0.89499 | 0.67159 | 0 | 2.7753 | 2.8921 | 3.5539 | 4.0453 | 4.827 | 5.2383 | 6.0363 | 6.2391 | 5.4713 | 4.4625 | 3.7742 | 2.8386 | 9.3312
LO12Med | New | Refrigerator | Residential | Refrigeration | 0.0068938 | 0.0070553 | 64.4773 | -13.6144 | Manufactured | Refrigerator and Refrigerator-Freezer - Bottom-mounted Freezer - ESME | 0.00053097 | 0.0010805 | 0.0016575 | 0.0022757 | 0.00288 | 0.0033968 | 0.0038771 | 0.0043177 | 0.0047501 | 0.0051535 | 0.0053667 | 0.0056571 | 0.0059634 | 0.0062443 | 0.0063763 | 0.0065705 | 0.0066714 | 0.006724 | 0.0068326 | 0.0069168 | 0.093243 | 0.65575 | 0.68854 | 0.85809 | 0.95337 | 1.1493 | 1.2064 | 1.406 | 1.4653 | 1.2959 | 1.0783 | 0.89499 | 0.67159 | 0 | 2.7753 | 2.8921 | 3.5539 | 4.0453 | 4.827 | 5.2383 | 6.0363 | 6.2391 | 5.4713 | 4.4625 | 3.7742 | 2.8386 | 9.3312
LO12Med | New | Refrigerator | Residential | Refrigeration | 0.014684 | 0.015028 | 137.335 | 63.4519 | Single Family | Refrigerator and Refrigerator-Freezer - Side-mounted Freezer - ESME | 0.0076936 | 0.014992 | 0.022045 | 0.029049 | 0.03532 | 0.040046 | 0.04398 | 0.047172 | 0.050037 | 0.052367 | 0.052634 | 0.053597 | 0.054622 | 0.055327 | 0.054679 | 0.054554 | 0.053653 | 0.052398 | 0.051621 | 0.050666 | 0.87645 | 1.3967 | 1.4666 | 1.8277 | 2.0307 | 2.4479 | 2.5695 | 2.9948 | 3.1212 | 2.7603 | 2.2968 | 1.9063 | 1.4305 | 0 | 5.9112 | 6.1601 | 7.5697 | 8.6163 | 10.2813 | 11.1575 | 12.8571 | 13.2891 | 11.6537 | 9.5051 | 8.0389 | 6.0461 | 0.59396
LO12Med | New | Refrigerator | Residential | Refrigeration | 0.014684 | 0.015028 | 137.335 | 63.4519 | Multifamily - Low Rise | Refrigerator and Refrigerator-Freezer - Side-mounted Freezer - ESME | 0.0023682 | 0.0046855 | 0.0069928 | 0.0093493 | 0.011531 | 0.013277 | 0.014799 | 0.016093 | 0.017307 | 0.018377 | 0.018759 | 0.01939 | 0.020049 | 0.02062 | 0.020693 | 0.020971 | 0.020934 | 0.020775 | 0.020793 | 0.020746 | 0.31851 | 1.3967 | 1.4666 | 1.8277 | 2.0307 | 2.4479 | 2.5695 | 2.9948 | 3.1212 | 2.7603 | 2.2968 | 1.9063 | 1.4305 | 0 | 5.9112 | 6.1601 | 7.5697 | 8.6163 | 10.2813 | 11.1575 | 12.8571 | 13.2891 | 11.6537 | 9.5051 | 8.0389 | 6.0461 | 0.59396
LO12Med | New | Refrigerator | Residential | Refrigeration | 0.014684 | 0.015028 | 137.335 | 63.4519 | Multifamily - High Rise | Refrigerator and Refrigerator-Freezer - Side-mounted Freezer - ESME | 0.00068973 | 0.0013565 | 0.0020287 | 0.0027233 | 0.0033778 | 0.0038997 | 0.0043623 | 0.0047713 | 0.0051491 | 0.0054769 | 0.0055795 | 0.0057575 | 0.0059551 | 0.0061174 | 0.0061295 | 0.0062042 | 0.0061884 | 0.0061179 | 0.0060889 | 0.0060507 | 0.094024 | 1.3967 | 1.4666 | 1.8277 | 2.0307 | 2.4479 | 2.5695 | 2.9948 | 3.1212 | 2.7603 | 2.2968 | 1.9063 | 1.4305 | 0 | 5.9112 | 6.1601 | 7.5697 | 8.6163 | 10.2813 | 11.1575 | 12.8571 | 13.2891 | 11.6537 | 9.5051 | 8.0389 | 6.0461 | 0.59396
LO12Med | New | Refrigerator | Residential | Refrigeration | 0.014684 | 0.015028 | 137.335 | 63.4519 | Manufactured | Refrigerator and Refrigerator-Freezer - Side-mounted Freezer - ESME | 0.00049784 | 0.0010131 | 0.0015541 | 0.0021337 | 0.0027003 | 0.0031849 | 0.0036352 | 0.0040483 | 0.0044537 | 0.0048319 | 0.0050318 | 0.0053041 | 0.0055913 | 0.0058547 | 0.0059784 | 0.0061605 | 0.0062551 | 0.0063044 | 0.0064063 | 0.0064852 | 0.087425 | 1.3967 | 1.4666 | 1.8277 | 2.0307 | 2.4479 | 2.5695 | 2.9948 | 3.1212 | 2.7603 | 2.2968 | 1.9063 | 1.4305 | 0 | 5.9112 | 6.1601 | 7.5697 | 8.6163 | 10.2813 | 11.1575 | 12.8571 | 13.2891 | 11.6537 | 9.5051 | 8.0389 | 6.0461 | 0.59396
LO12Med | New | Refrigerator | Residential | Refrigeration | 0.0030857 | 0.003158 | 28.8603 | 200.338 | Single Family | Refrigerator and Refrigerator-Freezer - Other - ESME | 0.0034606 | 0.0067432 | 0.0099159 | 0.013066 | 0.015887 | 0.018012 | 0.019782 | 0.021218 | 0.022506 | 0.023555 | 0.023675 | 0.024108 | 0.024569 | 0.024886 | 0.024595 | 0.024538 | 0.024133 | 0.023569 | 0.023219 | 0.022789 | 0.39423 | 0.29352 | 0.30819 | 0.38408 | 0.42673 | 0.51441 | 0.53997 | 0.62935 | 0.6559 | 0.58007 | 0.48266 | 0.4006 | 0.30061 | 0 | 1.2422 | 1.2945 | 1.5907 | 1.8107 | 2.1606 | 2.3447 | 2.7019 | 2.7926 | 2.449 | 1.9974 | 1.6893 | 1.2706 | 0.22303
LO12Med | New | Refrigerator | Residential | Refrigeration | 0.0030857 | 0.003158 | 28.8603 | 200.338 | Multifamily - Low Rise | Refrigerator and Refrigerator-Freezer - Other - ESME | 0.0010652 | 0.0021075 | 0.0031454 | 0.0042053 | 0.0051864 | 0.0059721 | 0.0066565 | 0.0072387 | 0.0077846 | 0.0082658 | 0.0084378 | 0.0087216 | 0.009018 | 0.0092748 | 0.0093079 | 0.0094327 | 0.0094161 | 0.0093447 | 0.0093526 | 0.0093317 | 0.14327 | 0.29352 | 0.30819 | 0.38408 | 0.42673 | 0.51441 | 0.53997 | 0.62935 | 0.6559 | 0.58007 | 0.48266 | 0.4006 | 0.30061 | 0 | 1.2422 | 1.2945 | 1.5907 | 1.8107 | 2.1606 | 2.3447 | 2.7019 | 2.7926 | 2.449 | 1.9974 | 1.6893 | 1.2706 | 0.22303
LO12Med | New | Refrigerator | Residential | Refrigeration | 0.0030857 | 0.003158 | 28.8603 | 200.338 | Multifamily - High Rise | Refrigerator and Refrigerator-Freezer - Other - ESME | 0.00031024 | 0.00061016 | 0.00091251 | 0.0012249 | 0.0015193 | 0.0017541 | 0.0019622 | 0.0021461 | 0.002316 | 0.0024635 | 0.0025096 | 0.0025897 | 0.0026786 | 0.0027516 | 0.002757 | 0.0027906 | 0.0027835 | 0.0027518 | 0.0027388 | 0.0027216 | 0.042292 | 0.29352 | 0.30819 | 0.38408 | 0.42673 | 0.51441 | 0.53997 | 0.62935 | 0.6559 | 0.58007 | 0.48266 | 0.4006 | 0.30061 | 0 | 1.2422 | 1.2945 | 1.5907 | 1.8107 | 2.1606 | 2.3447 | 2.7019 | 2.7926 | 2.449 | 1.9974 | 1.6893 | 1.2706 | 0.22303
LO12Med | New | Refrigerator | Residential | Refrigeration | 0.0030857 | 0.003158 | 28.8603 | 200.338 | Manufactured | Refrigerator and Refrigerator-Freezer - Other - ESME | 0.00022393 | 0.00045568 | 0.00069901 | 0.00095973 | 0.0012146 | 0.0014325 | 0.0016351 | 0.0018209 | 0.0020033 | 0.0021734 | 0.0022633 | 0.0023858 | 0.002515 | 0.0026334 | 0.0026891 | 0.002771 | 0.0028135 | 0.0028357 | 0.0028815 | 0.002917 | 0.039323 | 0.29352 | 0.30819 | 0.38408 | 0.42673 | 0.51441 | 0.53997 | 0.62935 | 0.6559 | 0.58007 | 0.48266 | 0.4006 | 0.30061 | 0 | 1.2422 | 1.2945 | 1.5907 | 1.8107 | 2.1606 | 2.3447 | 2.7019 | 2.7926 | 2.449 | 1.9974 | 1.6893 | 1.2706 | 0.22303
LO12Med | New | Freezer | Residential | Refrigeration | 0.0065356 | 0.00644 | 58.7213 | -16.9 | Single Family | Freezer - Chest - ESME | 0.0013688 | 0.0026673 | 0.0039223 | 0.0051684 | 0.0062841 | 0.0071249 | 0.0078248 | 0.0083927 | 0.0089025 | 0.0093171 | 0.0093647 | 0.0095359 | 0.0097182 | 0.0098436 | 0.0097285 | 0.0097063 | 0.0095458 | 0.0093226 | 0.0091843 | 0.0090143 | 0.15594 | 0.55233 | 0.59521 | 0.71357 | 0.82013 | 1.0064 | 1.0998 | 1.2944 | 1.1866 | 0.98198 | 0.94403 | 0.72189 | 0.58564 | 0 | 2.5372 | 2.6818 | 3.2603 | 3.786 | 4.6242 | 5.0756 | 5.9141 | 5.4013 | 4.4355 | 4.3474 | 3.4584 | 2.6977 | 19.5529
LO12Med | New | Freezer | Residential | Refrigeration | 0.0065356 | 0.00644 | 58.7213 | -16.9 | Multifamily - Low Rise | Freezer - Chest - ESME | 5.028e-05 | 9.9477e-05 | 0.00014846 | 0.00019849 | 0.00024481 | 0.00028189 | 0.0003142 | 0.00034167 | 0.00036744 | 0.00039015 | 0.00039827 | 0.00041167 | 0.00042566 | 0.00043778 | 0.00043934 | 0.00044523 | 0.00044445 | 0.00044108 | 0.00044145 | 0.00044046 | 0.0067623 | 0.55233 | 0.59521 | 0.71357 | 0.82013 | 1.0064 | 1.0998 | 1.2944 | 1.1866 | 0.98198 | 0.94403 | 0.72189 | 0.58564 | 0 | 2.5372 | 2.6818 | 3.2603 | 3.786 | 4.6242 | 5.0756 | 5.9141 | 5.4013 | 4.4355 | 4.3474 | 3.4584 | 2.6977 | 19.5529
LO12Med | New | Freezer | Residential | Refrigeration | 0.0065356 | 0.00644 | 58.7213 | -16.9 | Multifamily - High Rise | Freezer - Chest - ESME | 1.4644e-05 | 2.88e-05 | 4.3072e-05 | 5.7818e-05 | 7.1713e-05 | 8.2794e-05 | 9.2616e-05 | 0.0001013 | 0.00010932 | 0.00011628 | 0.00011846 | 0.00012224 | 0.00012643 | 0.00012988 | 0.00013013 | 0.00013172 | 0.00013138 | 0.00012989 | 0.00012927 | 0.00012846 | 0.0019962 | 0.55233 | 0.59521 | 0.71357 | 0.82013 | 1.0064 | 1.0998 | 1.2944 | 1.1866 | 0.98198 | 0.94403 | 0.72189 | 0.58564 | 0 | 2.5372 | 2.6818 | 3.2603 | 3.786 | 4.6242 | 5.0756 | 5.9141 | 5.4013 | 4.4355 | 4.3474 | 3.4584 | 2.6977 | 19.5529
LO12Med | New | Freezer | Residential | Refrigeration | 0.0065356 | 0.00644 | 58.7213 | -16.9 | Manufactured | Freezer - Chest - ESME | 0.00011583 | 0.00023571 | 0.00036157 | 0.00049643 | 0.00062826 | 0.000741 | 0.00084577 | 0.00094188 | 0.0010362 | 0.0011242 | 0.0011707 | 0.0012341 | 0.0013009 | 0.0013622 | 0.001391 | 0.0014333 | 0.0014553 | 0.0014668 | 0.0014905 | 0.0015089 | 0.02034 | 0.55233 | 0.59521 | 0.71357 | 0.82013 | 1.0064 | 1.0998 | 1.2944 | 1.1866 | 0.98198 | 0.94403 | 0.72189 | 0.58564 | 0 | 2.5372 | 2.6818 | 3.2603 | 3.786 | 4.6242 | 5.0756 | 5.9141 | 5.4013 | 4.4355 | 4.3474 | 3.4584 | 2.6977 | 19.5529
LO12Med | New | Freezer | Residential | Refrigeration | 0.0081774 | 0.0080578 | 73.4728 | 59.7049 | Single Family | Freezer - Upright - ESME | 0.0054673 | 0.010653 | 0.015666 | 0.020643 | 0.025099 | 0.028458 | 0.031253 | 0.033521 | 0.035557 | 0.037214 | 0.037404 | 0.038088 | 0.038816 | 0.039317 | 0.038857 | 0.038768 | 0.038127 | 0.037236 | 0.036683 | 0.036004 | 0.62283 | 0.69108 | 0.74473 | 0.89283 | 1.0262 | 1.2592 | 1.376 | 1.6195 | 1.4847 | 1.2287 | 1.1812 | 0.90324 | 0.73276 | 0 | 3.1746 | 3.3555 | 4.0794 | 4.7371 | 5.7858 | 6.3506 | 7.3998 | 6.7582 | 5.5497 | 5.4395 | 4.3272 | 3.3755 | 0.61763
LO12Med | New | Freezer | Residential | Refrigeration | 0.0081774 | 0.0080578 | 73.4728 | 59.7049 | Multifamily - Low Rise | Freezer - Upright - ESME | 0.00020082 | 0.00039732 | 0.00059298 | 0.00079281 | 0.00097778 | 0.0011259 | 0.0012549 | 0.0013647 | 0.0014676 | 0.0015583 | 0.0015907 | 0.0016443 | 0.0017001 | 0.0017485 | 0.0017548 | 0.0017783 | 0.0017752 | 0.0017617 | 0.0017632 | 0.0017593 | 0.027009 | 0.69108 | 0.74473 | 0.89283 | 1.0262 | 1.2592 | 1.376 | 1.6195 | 1.4847 | 1.2287 | 1.1812 | 0.90324 | 0.73276 | 0 | 3.1746 | 3.3555 | 4.0794 | 4.7371 | 5.7858 | 6.3506 | 7.3998 | 6.7582 | 5.5497 | 5.4395 | 4.3272 | 3.3755 | 0.61763
LO12Med | New | Freezer | Residential | Refrigeration | 0.0081774 | 0.0080578 | 73.4728 | 59.7049 | Multifamily - High Rise | Freezer - Upright - ESME | 5.8488e-05 | 0.00011503 | 0.00017203 | 0.00023093 | 0.00028643 | 0.00033069 | 0.00036992 | 0.0004046 | 0.00043664 | 0.00046444 | 0.00047313 | 0.00048823 | 0.00050498 | 0.00051875 | 0.00051977 | 0.00052611 | 0.00052477 | 0.00051879 | 0.00051633 | 0.00051309 | 0.0079732 | 0.69108 | 0.74473 | 0.89283 | 1.0262 | 1.2592 | 1.376 | 1.6195 | 1.4847 | 1.2287 | 1.1812 | 0.90324 | 0.73276 | 0 | 3.1746 | 3.3555 | 4.0794 | 4.7371 | 5.7858 | 6.3506 | 7.3998 | 6.7582 | 5.5497 | 5.4395 | 4.3272 | 3.3755 | 0.61763
LO12Med | New | Freezer | Residential | Refrigeration | 0.0081774 | 0.0080578 | 73.4728 | 59.7049 | Manufactured | Freezer - Upright - ESME | 0.00046263 | 0.00094144 | 0.0014442 | 0.0019828 | 0.0025093 | 0.0029596 | 0.0033781 | 0.003762 | 0.0041387 | 0.0044902 | 0.004676 | 0.004929 | 0.0051959 | 0.0054407 | 0.0055557 | 0.0057248 | 0.0058128 | 0.0058586 | 0.0059532 | 0.0060266 | 0.081242 | 0.69108 | 0.74473 | 0.89283 | 1.0262 | 1.2592 | 1.376 | 1.6195 | 1.4847 | 1.2287 | 1.1812 | 0.90324 | 0.73276 | 0 | 3.1746 | 3.3555 | 4.0794 | 4.7371 | 5.7858 | 6.3506 | 7.3998 | 6.7582 | 5.5497 | 5.4395 | 4.3272 | 3.3755 | 0.61763
LO12Med | NR | Refrigerator | Residential | Refrigeration | 0.0068938 | 0.0070553 | 64.4773 | -13.6144 | Single Family | Refrigerator and Refrigerator-Freezer - Bottom-mounted Freezer - ESME | 0.046499 | 0.092786 | 0.13886 | 0.18473 | 0.23039 | 0.27124 | 0.30365 | 0.32932 | 0.34961 | 0.36561 | 0.37819 | 0.38803 | 0.39569 | 0.40161 | 0.40613 | 0.47616 | 0.46558 | 0.45573 | 0.44653 | 0.43701 | 6.3505 | 0.65575 | 0.68854 | 0.85809 | 0.95337 | 1.1493 | 1.2064 | 1.406 | 1.4653 | 1.2959 | 1.0783 | 0.89499 | 0.67159 | 0 | 2.7753 | 2.8921 | 3.5539 | 4.0453 | 4.827 | 5.2383 | 6.0363 | 6.2391 | 5.4713 | 4.4625 | 3.7742 | 2.8386 | 9.3312
LO12Med | NR | Refrigerator | Residential | Refrigeration | 0.0068938 | 0.0070553 | 64.4773 | -13.6144 | Multifamily - Low Rise | Refrigerator and Refrigerator-Freezer - Bottom-mounted Freezer - ESME | 0.0078698 | 0.015704 | 0.023502 | 0.031265 | 0.038993 | 0.045907 | 0.051393 | 0.055737 | 0.059172 | 0.06188 | 0.064008 | 0.065674 | 0.06697 | 0.067972 | 0.068738 | 0.089818 | 0.086956 | 0.084233 | 0.081634 | 0.078855 | 1.1104 | 0.65575 | 0.68854 | 0.85809 | 0.95337 | 1.1493 | 1.2064 | 1.406 | 1.4653 | 1.2959 | 1.0783 | 0.89499 | 0.67159 | 0 | 2.7753 | 2.8921 | 3.5539 | 4.0453 | 4.827 | 5.2383 | 6.0363 | 6.2391 | 5.4713 | 4.4625 | 3.7742 | 2.8386 | 9.3312
LO12Med | NR | Refrigerator | Residential | Refrigeration | 0.0068938 | 0.0070553 | 64.4773 | -13.6144 | Multifamily - High Rise | Refrigerator and Refrigerator-Freezer - Bottom-mounted Freezer - ESME | 0.0023288 | 0.004647 | 0.0069547 | 0.0092518 | 0.011539 | 0.013585 | 0.015208 | 0.016493 | 0.01751 | 0.018311 | 0.018941 | 0.019434 | 0.019817 | 0.020114 | 0.02034 | 0.026483 | 0.025618 | 0.024837 | 0.024097 | 0.023304 | 0.32818 | 0.65575 | 0.68854 | 0.85809 | 0.95337 | 1.1493 | 1.2064 | 1.406 | 1.4653 | 1.2959 | 1.0783 | 0.89499 | 0.67159 | 0 | 2.7753 | 2.8921 | 3.5539 | 4.0453 | 4.827 | 5.2383 | 6.0363 | 6.2391 | 5.4713 | 4.4625 | 3.7742 | 2.8386 | 9.3312
LO12Med | NR | Refrigerator | Residential | Refrigeration | 0.0068938 | 0.0070553 | 64.4773 | -13.6144 | Manufactured | Refrigerator and Refrigerator-Freezer - Bottom-mounted Freezer - ESME | 0.0050621 | 0.010016 | 0.014864 | 0.019606 | 0.024246 | 0.028304 | 0.031419 | 0.033788 | 0.035567 | 0.036881 | 0.037828 | 0.038485 | 0.038913 | 0.039162 | 0.03927 | 0.043576 | 0.042696 | 0.041819 | 0.040942 | 0.039998 | 0.58293 | 0.65575 | 0.68854 | 0.85809 | 0.95337 | 1.1493 | 1.2064 | 1.406 | 1.4653 | 1.2959 | 1.0783 | 0.89499 | 0.67159 | 0 | 2.7753 | 2.8921 | 3.5539 | 4.0453 | 4.827 | 5.2383 | 6.0363 | 6.2391 | 5.4713 | 4.4625 | 3.7742 | 2.8386 | 9.3312
LO12Med | NR | Refrigerator | Residential | Refrigeration | 0.014684 | 0.015028 | 137.335 | 63.4519 | Single Family | Refrigerator and Refrigerator-Freezer - Side-mounted Freezer - ESME | 0.043597 | 0.086996 | 0.1302 | 0.1732 | 0.21601 | 0.25432 | 0.2847 | 0.30877 | 0.3278 | 0.3428 | 0.35459 | 0.36382 | 0.371 | 0.37655 | 0.38079 | 0.44645 | 0.43653 | 0.42729 | 0.41866 | 0.40974 | 5.9542 | 1.3967 | 1.4666 | 1.8277 | 2.0307 | 2.4479 | 2.5695 | 2.9948 | 3.1212 | 2.7603 | 2.2968 | 1.9063 | 1.4305 | 0 | 5.9112 | 6.1601 | 7.5697 | 8.6163 | 10.2813 | 11.1575 | 12.8571 | 13.2891 | 11.6537 | 9.5051 | 8.0389 | 6.0461 | 0.59396
LO12Med | NR | Refrigerator | Residential | Refrigeration | 0.014684 | 0.015028 | 137.335 | 63.4519 | Multifamily - Low Rise | Refrigerator and Refrigerator-Freezer - Side-mounted Freezer - ESME | 0.0073788 | 0.014724 | 0.022036 | 0.029314 | 0.03656 | 0.043043 | 0.048186 | 0.052259 | 0.05548 | 0.058019 | 0.060014 | 0.061576 | 0.062791 | 0.06373 | 0.064449 | 0.084214 | 0.08153 | 0.078977 | 0.07654 | 0.073935 | 1.0411 | 1.3967 | 1.4666 | 1.8277 | 2.0307 | 2.4479 | 2.5695 | 2.9948 | 3.1212 | 2.7603 | 2.2968 | 1.9063 | 1.4305 | 0 | 5.9112 | 6.1601 | 7.5697 | 8.6163 | 10.2813 | 11.1575 | 12.8571 | 13.2891 | 11.6537 | 9.5051 | 8.0389 | 6.0461 | 0.59396
LO12Med | NR | Refrigerator | Residential | Refrigeration | 0.014684 | 0.015028 | 137.335 | 63.4519 | Multifamily - High Rise | Refrigerator and Refrigerator-Freezer - Side-mounted Freezer - ESME | 0.0021835 | 0.004357 | 0.0065207 | 0.0086745 | 0.010819 | 0.012737 | 0.014259 | 0.015464 | 0.016417 | 0.017168 | 0.017759 | 0.018221 | 0.018581 | 0.018859 | 0.019071 | 0.02483 | 0.024019 | 0.023288 | 0.022594 | 0.02185 | 0.3077 | 1.3967 | 1.4666 | 1.8277 | 2.0307 | 2.4479 | 2.5695 | 2.9948 | 3.1212 | 2.7603 | 2.2968 | 1.9063 | 1.4305 | 0 | 5.9112 | 6.1601 | 7.5697 | 8.6163 | 10.2813 | 11.1575 | 12.8571 | 13.2891 | 11.6537 | 9.5051 | 8.0389 | 6.0461 | 0.59396
LO12Med | NR | Refrigerator | Residential | Refrigeration | 0.014684 | 0.015028 | 137.335 | 63.4519 | Manufactured | Refrigerator and Refrigerator-Freezer - Side-mounted Freezer - ESME | 0.0047463 | 0.0093911 | 0.013936 | 0.018383 | 0.022733 | 0.026538 | 0.029459 | 0.031679 | 0.033348 | 0.03458 | 0.035467 | 0.036083 | 0.036485 | 0.036718 | 0.036819 | 0.040857 | 0.040032 | 0.039209 | 0.038387 | 0.037502 | 0.54656 | 1.3967 | 1.4666 | 1.8277 | 2.0307 | 2.4479 | 2.5695 | 2.9948 | 3.1212 | 2.7603 | 2.2968 | 1.9063 | 1.4305 | 0 | 5.9112 | 6.1601 | 7.5697 | 8.6163 | 10.2813 | 11.1575 | 12.8571 | 13.2891 | 11.6537 | 9.5051 | 8.0389 | 6.0461 | 0.59396
LO12Med | NR | Refrigerator | Residential | Refrigeration | 0.0030857 | 0.003158 | 28.8603 | 200.338 | Single Family | Refrigerator and Refrigerator-Freezer - Other - ESME | 0.01961 | 0.039131 | 0.058563 | 0.077906 | 0.097162 | 0.11439 | 0.12806 | 0.13888 | 0.14744 | 0.15419 | 0.15949 | 0.16364 | 0.16687 | 0.16937 | 0.17128 | 0.20081 | 0.19635 | 0.1922 | 0.18831 | 0.1843 | 2.6782 | 0.29352 | 0.30819 | 0.38408 | 0.42673 | 0.51441 | 0.53997 | 0.62935 | 0.6559 | 0.58007 | 0.48266 | 0.4006 | 0.30061 | 0 | 1.2422 | 1.2945 | 1.5907 | 1.8107 | 2.1606 | 2.3447 | 2.7019 | 2.7926 | 2.449 | 1.9974 | 1.6893 | 1.2706 | 0.22303
LO12Med | NR | Refrigerator | Residential | Refrigeration | 0.0030857 | 0.003158 | 28.8603 | 200.338 | Multifamily - Low Rise | Refrigerator and Refrigerator-Freezer - Other - ESME | 0.003319 | 0.0066228 | 0.0099117 | 0.013186 | 0.016445 | 0.019361 | 0.021674 | 0.023506 | 0.024955 | 0.026097 | 0.026994 | 0.027697 | 0.028243 | 0.028666 | 0.028989 | 0.037879 | 0.036672 | 0.035524 | 0.034427 | 0.033256 | 0.46828 | 0.29352 | 0.30819 | 0.38408 | 0.42673 | 0.51441 | 0.53997 | 0.62935 | 0.6559 | 0.58007 | 0.48266 | 0.4006 | 0.30061 | 0 | 1.2422 | 1.2945 | 1.5907 | 1.8107 | 2.1606 | 2.3447 | 2.7019 | 2.7926 | 2.449 | 1.9974 | 1.6893 | 1.2706 | 0.22303
LO12Med | NR | Refrigerator | Residential | Refrigeration | 0.0030857 | 0.003158 | 28.8603 | 200.3379 | Multifamily - High Rise | Refrigerator and Refrigerator-Freezer - Other - ESME | 0.00098212 | 0.0019598 | 0.002933 | 0.0039018 | 0.0048661 | 0.005729 | 0.0064135 | 0.0069558 | 0.0073844 | 0.0077223 | 0.0079879 | 0.0081957 | 0.0083575 | 0.0084825 | 0.0085782 | 0.011169 | 0.010804 | 0.010475 | 0.010163 | 0.009828 | 0.1384 | 0.29352 | 0.30819 | 0.38408 | 0.42673 | 0.51441 | 0.53997 | 0.62935 | 0.6559 | 0.58007 | 0.48266 | 0.4006 | 0.30061 | 0 | 1.2422 | 1.2945 | 1.5907 | 1.8107 | 2.1606 | 2.3447 | 2.7019 | 2.7926 | 2.449 | 1.9974 | 1.6893 | 1.2706 | 0.22303
LO12Med | NR | Refrigerator | Residential | Refrigeration | 0.0030857 | 0.003158 | 28.8603 | 200.338 | Manufactured | Refrigerator and Refrigerator-Freezer - Other - ESME | 0.0021349 | 0.0042241 | 0.0062684 | 0.0082685 | 0.010225 | 0.011937 | 0.01325 | 0.014249 | 0.015 | 0.015554 | 0.015953 | 0.01623 | 0.016411 | 0.016516 | 0.016561 | 0.018377 | 0.018006 | 0.017636 | 0.017266 | 0.016868 | 0.24584 | 0.29352 | 0.30819 | 0.38408 | 0.42673 | 0.51441 | 0.53997 | 0.62935 | 0.6559 | 0.58007 | 0.48266 | 0.4006 | 0.30061 | 0 | 1.2422 | 1.2945 | 1.5907 | 1.8107 | 2.1606 | 2.3447 | 2.7019 | 2.7926 | 2.449 | 1.9974 | 1.6893 | 1.2706 | 0.22303
LO12Med | NR | Freezer | Residential | Refrigeration | 0.0081774 | 0.0080578 | 73.4728 | 59.7049 | Single Family | Freezer - Upright - ESME | 0.021124 | 0.042151 | 0.063083 | 0.08392 | 0.10466 | 0.12322 | 0.13794 | 0.14961 | 0.15882 | 0.16609 | 0.17181 | 0.17628 | 0.17976 | 0.18244 | 0.1845 | 0.18605 | 0.18565 | 0.18523 | 0.18481 | 0.18439 | 4.0693 | 0.69108 | 0.74473 | 0.89283 | 1.0262 | 1.2592 | 1.376 | 1.6195 | 1.4847 | 1.2287 | 1.1812 | 0.90324 | 0.73276 | 0 | 3.1746 | 3.3555 | 4.0794 | 4.7371 | 5.7858 | 6.3506 | 7.3998 | 6.7582 | 5.5497 | 5.4395 | 4.3272 | 3.3755 | 0.61763
LO12Med | NR | Freezer | Residential | Refrigeration | 0.0081774 | 0.0080578 | 73.4728 | 59.7049 | Multifamily - Low Rise | Freezer - Upright - ESME | 0.00042662 | 0.0008513 | 0.0012741 | 0.0016949 | 0.0021138 | 0.0024886 | 0.002786 | 0.0030215 | 0.0032077 | 0.0033545 | 0.0034698 | 0.0035601 | 0.0036304 | 0.0036847 | 0.0037263 | 0.0037576 | 0.0037494 | 0.003741 | 0.0037325 | 0.003724 | 0.082184 | 0.69108 | 0.74473 | 0.89283 | 1.0262 | 1.2592 | 1.376 | 1.6195 | 1.4847 | 1.2287 | 1.1812 | 0.90324 | 0.73276 | 0 | 3.1746 | 3.3555 | 4.0794 | 4.7371 | 5.7858 | 6.3506 | 7.3998 | 6.7582 | 5.5497 | 5.4395 | 4.3272 | 3.3755 | 0.61763
LO12Med | NR | Freezer | Residential | Refrigeration | 0.0081774 | 0.0080578 | 73.4728 | 59.7049 | Multifamily - High Rise | Freezer - Upright - ESME | 0.00012624 | 0.00025191 | 0.00037701 | 0.00050154 | 0.0006255 | 0.00073641 | 0.0008244 | 0.0008941 | 0.00094919 | 0.00099263 | 0.0010268 | 0.0010535 | 0.0010743 | 0.0010903 | 0.0011026 | 0.0011119 | 0.0011095 | 0.001107 | 0.0011045 | 0.001102 | 0.024319 | 0.69108 | 0.74473 | 0.89283 | 1.0262 | 1.2592 | 1.376 | 1.6195 | 1.4847 | 1.2287 | 1.1812 | 0.90324 | 0.73276 | 0 | 3.1746 | 3.3555 | 4.0794 | 4.7371 | 5.7858 | 6.3506 | 7.3998 | 6.7582 | 5.5497 | 5.4395 | 4.3272 | 3.3755 | 0.61763
LO12Med | NR | Freezer | Residential | Refrigeration | 0.0081774 | 0.0080578 | 73.4728 | 59.7049 | Manufactured | Freezer - Upright - ESME | 0.0030072 | 0.0059502 | 0.0088299 | 0.011647 | 0.014404 | 0.016815 | 0.018665 | 0.020072 | 0.021129 | 0.02191 | 0.022472 | 0.022862 | 0.023117 | 0.023265 | 0.023329 | 0.023327 | 0.023079 | 0.022833 | 0.022589 | 0.022348 | 0.49319 | 0.69108 | 0.74473 | 0.89283 | 1.0262 | 1.2592 | 1.376 | 1.6195 | 1.4847 | 1.2287 | 1.1812 | 0.90324 | 0.73276 | 0 | 3.1746 | 3.3555 | 4.0794 | 4.7371 | 5.7858 | 6.3506 | 7.3998 | 6.7582 | 5.5497 | 5.4395 | 4.3272 | 3.3755 | 0.61763
LO12Med | NR | Freezer | Residential | Refrigeration | 0.0065356 | 0.00644 | 58.7213 | -16.9 | Single Family | Freezer - Chest - ESME | 0.0052887 | 0.010553 | 0.015794 | 0.021011 | 0.026204 | 0.030851 | 0.034537 | 0.037456 | 0.039765 | 0.041584 | 0.043015 | 0.044134 | 0.045005 | 0.045678 | 0.046193 | 0.046582 | 0.04648 | 0.046375 | 0.046271 | 0.046166 | 1.0188 | 0.55233 | 0.59521 | 0.71357 | 0.82013 | 1.0064 | 1.0998 | 1.2944 | 1.1866 | 0.98198 | 0.94403 | 0.72189 | 0.58564 | 0 | 2.5372 | 2.6818 | 3.2603 | 3.786 | 4.6242 | 5.0756 | 5.9141 | 5.4013 | 4.4355 | 4.3474 | 3.4584 | 2.6977 | 19.5529
LO12Med | NR | Freezer | Residential | Refrigeration | 0.0065356 | 0.00644 | 58.7213 | -16.9 | Multifamily - Low Rise | Freezer - Chest - ESME | 0.00010681 | 0.00021314 | 0.00031898 | 0.00042435 | 0.00052923 | 0.00062307 | 0.00069752 | 0.00075649 | 0.0008031 | 0.00083986 | 0.00086874 | 0.00089135 | 0.00090894 | 0.00092253 | 0.00093294 | 0.00094079 | 0.00093873 | 0.00093662 | 0.0009345 | 0.00093238 | 0.020576 | 0.55233 | 0.59521 | 0.71357 | 0.82013 | 1.0064 | 1.0998 | 1.2944 | 1.1866 | 0.98198 | 0.94403 | 0.72189 | 0.58564 | 0 | 2.5372 | 2.6818 | 3.2603 | 3.786 | 4.6242 | 5.0756 | 5.9141 | 5.4013 | 4.4355 | 4.3474 | 3.4584 | 2.6977 | 19.5529
LO12Med | NR | Freezer | Residential | Refrigeration | 0.0065356 | 0.00644 | 58.7213 | -16.9 | Multifamily - High Rise | Freezer - Chest - ESME | 3.1607e-05 | 6.3071e-05 | 9.4391e-05 | 0.00012557 | 0.0001566 | 0.00018437 | 0.0002064 | 0.00022385 | 0.00023765 | 0.00024852 | 0.00025707 | 0.00026376 | 0.00026897 | 0.00027299 | 0.00027607 | 0.00027839 | 0.00027778 | 0.00027716 | 0.00027653 | 0.0002759 | 0.0060888 | 0.55233 | 0.59521 | 0.71357 | 0.82013 | 1.0064 | 1.0998 | 1.2944 | 1.1866 | 0.98198 | 0.94403 | 0.72189 | 0.58564 | 0 | 2.5372 | 2.6818 | 3.2603 | 3.786 | 4.6242 | 5.0756 | 5.9141 | 5.4013 | 4.4355 | 4.3474 | 3.4584 | 2.6977 | 19.5529
LO12Med | NR | Freezer | Residential | Refrigeration | 0.0065356 | 0.00644 | 58.7213 | -16.9 | Manufactured | Freezer - Chest - ESME | 0.00075292 | 0.0014897 | 0.0022107 | 0.0029161 | 0.0036062 | 0.0042099 | 0.0046731 | 0.0050254 | 0.0052901 | 0.0054855 | 0.0056263 | 0.005724 | 0.0057878 | 0.0058248 | 0.0058408 | 0.0058403 | 0.0057783 | 0.0057167 | 0.0056557 | 0.0055952 | 0.12348 | 0.55233 | 0.59521 | 0.71357 | 0.82013 | 1.0064 | 1.0998 | 1.2944 | 1.1866 | 0.98198 | 0.94403 | 0.72189 | 0.58564 | 0 | 2.5372 | 2.6818 | 3.2603 | 3.786 | 4.6242 | 5.0756 | 5.9141 | 5.4013 | 4.4355 | 4.3474 | 3.4584 | 2.6977 | 19.5529
LO1Slow | New | WasteWater Heat Recovery | Residential | Water Heating | 0.018661 | 0.013304 | 178.6045 | 321.9095 | Single Family | SF_DHW Preheat, Electric Resistance | 2.9014e-05 | 4.3479e-05 | 9.3069e-05 | 0.00017307 | 0.00028807 | 0.00044156 | 0.00065156 | 0.00092351 | 0.0012666 | 0.0016721 | 0.0020642 | 0.0025108 | 0.0029709 | 0.0033969 | 0.0036882 | 0.003943 | 0.0040997 | 0.0041626 | 0.0041863 | 0.0041759 | 0.040781 | 3.31 | 3.0083 | 3.3171 | 3.1903 | 3.0416 | 2.7408 | 2.4728 | 2.3323 | 2.3389 | 2.5923 | 2.8058 | 3.0899 | 0 | 14.6634 | 12.94 | 13.9012 | 12.5058 | 12.1895 | 11.5007 | 10.0373 | 9.6359 | 9.7778 | 11.2605 | 11.9751 | 13.9773 | 0.13607
LO1Slow | New | WasteWater Heat Recovery | Residential | Water Heating | 0.021618 | 0.015412 | 206.9013 | 264.5178 | Single Family | SF_DHW Preheat & Shower Preheat, Electric Resistance | 3.3611e-05 | 5.0367e-05 | 0.00010781 | 0.00020049 | 0.00033371 | 0.00051151 | 0.00075479 | 0.0010698 | 0.0014673 | 0.001937 | 0.0023912 | 0.0029086 | 0.0034416 | 0.003935 | 0.0042726 | 0.0045677 | 0.0047492 | 0.0048221 | 0.0048495 | 0.0048375 | 0.047242 | 3.8344 | 3.4849 | 3.8426 | 3.6958 | 3.5235 | 3.175 | 2.8646 | 2.7018 | 2.7095 | 3.003 | 3.2504 | 3.5794 | 0 | 16.9866 | 14.9901 | 16.1036 | 14.4871 | 14.1208 | 13.3227 | 11.6276 | 11.1625 | 11.3269 | 13.0445 | 13.8724 | 16.1917 | 0.16369
LO1Slow | New | WasteWater Heat Recovery | Residential | Water Heating | 0.0093306 | 0.0066521 | 89.3023 | 662.0308 | Single Family | SF_DHW Preheat, Electric HPWH | 8.2206e-05 | 0.00012319 | 0.00026369 | 0.00049037 | 0.00081621 | 0.0012511 | 0.0018461 | 0.0026166 | 0.0035888 | 0.0047377 | 0.0058486 | 0.0071138 | 0.0084176 | 0.0096245 | 0.01045 | 0.011172 | 0.011616 | 0.011794 | 0.011861 | 0.011832 | 0.11554 | 1.655 | 1.5041 | 1.6585 | 1.5952 | 1.5208 | 1.3704 | 1.2364 | 1.1662 | 1.1695 | 1.2961 | 1.4029 | 1.5449 | 0 | 7.3317 | 6.47 | 6.9506 | 6.2529 | 6.0948 | 5.7503 | 5.0187 | 4.818 | 4.8889 | 5.6303 | 5.9876 | 6.9886 | 0.068036
LO1Slow | New | WasteWater Heat Recovery | Residential | Water Heating | 0.010809 | 0.007706 | 103.4507 | 547.2473 | Single Family | SF_DHW Preheat & Shower Preheat, Electric HPWH | 9.523e-05 | 0.00014271 | 0.00030547 | 0.00056806 | 0.00094552 | 0.0014493 | 0.0021386 | 0.0030312 | 0.0041574 | 0.0054883 | 0.0067752 | 0.0082409 | 0.0097512 | 0.011149 | 0.012106 | 0.012942 | 0.013456 | 0.013663 | 0.01374 | 0.013706 | 0.13385 | 1.9172 | 1.7424 | 1.9213 | 1.8479 | 1.7618 | 1.5875 | 1.4323 | 1.3509 | 1.3548 | 1.5015 | 1.6252 | 1.7897 | 0 | 8.4933 | 7.4951 | 8.0518 | 7.2435 | 7.0604 | 6.6614 | 5.8138 | 5.5813 | 5.6634 | 6.5223 | 6.9362 | 8.0959 | 0.081847
LO1Slow | New | WasteWater Heat Recovery | Residential | Water Heating | 0.018661 | 0.013304 | 178.6045 | 321.9095 | Multifamily - Low Rise | MF_DHW Preheat, Electric Resistance | 8.9362e-05 | 0.00013597 | 0.00029539 | 0.00055735 | 0.000941 | 0.0014648 | 0.0021938 | 0.0031525 | 0.0043837 | 0.0058712 | 0.0073611 | 0.0090886 | 0.010911 | 0.012667 | 0.013966 | 0.015166 | 0.016005 | 0.016514 | 0.016872 | 0.017109 | 0.15475 | 3.31 | 3.0083 | 3.3171 | 3.1903 | 3.0416 | 2.7408 | 2.4728 | 2.3323 | 2.3389 | 2.5923 | 2.8058 | 3.0899 | 0 | 14.6634 | 12.94 | 13.9012 | 12.5058 | 12.1895 | 11.5007 | 10.0373 | 9.6359 | 9.7778 | 11.2605 | 11.9751 | 13.9773 | 0.13607
LO1Slow | New | WasteWater Heat Recovery | Residential | Water Heating | 0.021618 | 0.015412 | 206.9013 | 219.2173 | Multifamily - Low Rise | MF_DHW Preheat & Shower Preheat, Electric Resistance | 0.00010352 | 0.00015751 | 0.00034219 | 0.00064565 | 0.0010901 | 0.0016969 | 0.0025413 | 0.003652 | 0.0050782 | 0.0068014 | 0.0085274 | 0.010529 | 0.01264 | 0.014674 | 0.016179 | 0.017569 | 0.018541 | 0.01913 | 0.019545 | 0.01982 | 0.17926 | 3.8344 | 3.4849 | 3.8426 | 3.6958 | 3.5235 | 3.175 | 2.8646 | 2.7018 | 2.7095 | 3.003 | 3.2504 | 3.5794 | 0 | 16.9866 | 14.9901 | 16.1036 | 14.4871 | 14.1208 | 13.3227 | 11.6276 | 11.1625 | 11.3269 | 13.0445 | 13.8724 | 16.1917 | 0.19493
LO1Slow | New | WasteWater Heat Recovery | Residential | Water Heating | 0.0093306 | 0.0066521 | 89.3023 | 662.0308 | Multifamily - Low Rise | MF_DHW Preheat, Electric HPWH | 1.4894e-05 | 2.2661e-05 | 4.9232e-05 | 9.2891e-05 | 0.00015683 | 0.00024414 | 0.00036563 | 0.00052542 | 0.00073061 | 0.00097854 | 0.0012269 | 0.0015148 | 0.0018185 | 0.0021112 | 0.0023277 | 0.0025276 | 0.0026676 | 0.0027523 | 0.002812 | 0.0028515 | 0.025791 | 1.655 | 1.5041 | 1.6585 | 1.5952 | 1.5208 | 1.3704 | 1.2364 | 1.1662 | 1.1695 | 1.2961 | 1.4029 | 1.5449 | 0 | 7.3317 | 6.47 | 6.9506 | 6.2529 | 6.0948 | 5.7503 | 5.0187 | 4.818 | 4.8889 | 5.6303 | 5.9876 | 6.9886 | 0.068036
LO1Slow | New | WasteWater Heat Recovery | Residential | Water Heating | 0.010809 | 0.007706 | 103.4507 | 456.6464 | Multifamily - Low Rise | MF_DHW Preheat & Shower Preheat, Electric HPWH | 1.7253e-05 | 2.6252e-05 | 5.7031e-05 | 0.00010761 | 0.00018168 | 0.00028282 | 0.00042355 | 0.00060866 | 0.00084636 | 0.0011336 | 0.0014212 | 0.0017548 | 0.0021066 | 0.0024457 | 0.0026965 | 0.0029281 | 0.0030902 | 0.0031884 | 0.0032575 | 0.0033033 | 0.029877 | 1.9172 | 1.7424 | 1.9213 | 1.8479 | 1.7618 | 1.5875 | 1.4323 | 1.3509 | 1.3548 | 1.5015 | 1.6252 | 1.7897 | 0 | 8.4933 | 7.4951 | 8.0518 | 7.2435 | 7.0604 | 6.6614 | 5.8138 | 5.5813 | 5.6634 | 6.5223 | 6.9362 | 8.0959 | 0.097463
LO1Slow | New | WasteWater Heat Recovery | Residential | Water Heating | 0.018661 | 0.013304 | 178.6045 | 321.9095 | Multifamily - High Rise | MF_DHW Preheat, Electric Resistance | 6.5065e-06 | 9.8413e-06 | 2.1424e-05 | 4.0586e-05 | 6.8914e-05 | 0.00010756 | 0.00016166 | 0.00023367 | 0.00032605 | 0.00043746 | 0.00054735 | 0.00067467 | 0.00081023 | 0.00093951 | 0.0010342 | 0.0011217 | 0.0011828 | 0.0012158 | 0.0012352 | 0.0012475 | 0.011423 | 3.31 | 3.0083 | 3.3171 | 3.1903 | 3.0416 | 2.7408 | 2.4728 | 2.3323 | 2.3389 | 2.5923 | 2.8058 | 3.0899 | 0 | 14.6634 | 12.94 | 13.9012 | 12.5058 | 12.1895 | 11.5007 | 10.0373 | 9.6359 | 9.7778 | 11.2605 | 11.9751 | 13.9773 | 0.13607
LO1Slow | New | WasteWater Heat Recovery | Residential | Water Heating | 0.021618 | 0.015412 | 206.9013 | 219.2173 | Multifamily - High Rise | MF_DHW Preheat & Shower Preheat, Electric Resistance | 7.5374e-06 | 1.14e-05 | 2.4818e-05 | 4.7016e-05 | 7.9832e-05 | 0.0001246 | 0.00018728 | 0.00027069 | 0.00037771 | 0.00050677 | 0.00063407 | 0.00078156 | 0.00093859 | 0.0010884 | 0.0011981 | 0.0012994 | 0.0013702 | 0.0014084 | 0.0014309 | 0.0014451 | 0.013232 | 3.8344 | 3.4849 | 3.8426 | 3.6958 | 3.5235 | 3.175 | 2.8646 | 2.7018 | 2.7095 | 3.003 | 3.2504 | 3.5794 | 0 | 16.9866 | 14.9901 | 16.1036 | 14.4871 | 14.1208 | 13.3227 | 11.6276 | 11.1625 | 11.3269 | 13.0445 | 13.8724 | 16.1917 | 0.19493
LO1Slow | New | WasteWater Heat Recovery | Residential | Water Heating | 0.0093306 | 0.0066521 | 89.3023 | 662.0308 | Multifamily - High Rise | MF_DHW Preheat, Electric HPWH | 1.0844e-06 | 1.6402e-06 | 3.5707e-06 | 6.7644e-06 | 1.1486e-05 | 1.7927e-05 | 2.6944e-05 | 3.8944e-05 | 5.4342e-05 | 7.291e-05 | 9.1226e-05 | 0.00011245 | 0.00013504 | 0.00015659 | 0.00017237 | 0.00018695 | 0.00019714 | 0.00020263 | 0.00020587 | 0.00020792 | 0.0019038 | 1.655 | 1.5041 | 1.6585 | 1.5952 | 1.5208 | 1.3704 | 1.2364 | 1.1662 | 1.1695 | 1.2961 | 1.4029 | 1.5449 | 0 | 7.3317 | 6.47 | 6.9506 | 6.2529 | 6.0948 | 5.7503 | 5.0187 | 4.818 | 4.8889 | 5.6303 | 5.9876 | 6.9886 | 0.068036
LO1Slow | New | WasteWater Heat Recovery | Residential | Water Heating | 0.010809 | 0.007706 | 103.4507 | 456.6464 | Multifamily - High Rise | MF_DHW Preheat & Shower Preheat, Electric HPWH | 1.2562e-06 | 1.9001e-06 | 4.1364e-06 | 7.8361e-06 | 1.3305e-05 | 2.0767e-05 | 3.1213e-05 | 4.5115e-05 | 6.2951e-05 | 8.4462e-05 | 0.00010568 | 0.00013026 | 0.00015643 | 0.00018139 | 0.00019968 | 0.00021657 | 0.00022837 | 0.00023473 | 0.00023848 | 0.00024086 | 0.0022054 | 1.9172 | 1.7424 | 1.9213 | 1.8479 | 1.7618 | 1.5875 | 1.4323 | 1.3509 | 1.3548 | 1.5015 | 1.6252 | 1.7897 | 0 | 8.4933 | 7.4951 | 8.0518 | 7.2435 | 7.0604 | 6.6614 | 5.8138 | 5.5813 | 5.6634 | 6.5223 | 6.9362 | 8.0959 | 0.097463
LO1Slow | New | GSHP | Residential | HVAC | 0.25139 | 0.212 | 1872.8931 | 388.6628 | Single Family | Ground Source Heat Pump Upgrade from Air Source Heat Pump - With Desuperheater - New House 4000 square feet or greater | 3.0581e-05 | 4.5828e-05 | 9.8097e-05 | 0.00018242 | 0.00030364 | 0.00046541 | 0.00068677 | 0.00097341 | 0.0013351 | 0.0017625 | 0.0021757 | 0.0026464 | 0.0031314 | 0.0035804 | 0.0038875 | 0.004156 | 0.0043212 | 0.0043875 | 0.0044125 | 0.0044015 | 0.042984 | 42.2205 | 33.794 | 31.9636 | 25.862 | 20.2882 | 18.4569 | 36.6278 | 33.9656 | 21.2832 | 21.907 | 28.8871 | 45.5733 | 0 | 200.7305 | 161.052 | 149.6185 | 129.6026 | 87.0632 | 63.2813 | 96.8638 | 90.4902 | 75.5451 | 100.8956 | 138.1043 | 218.8168 | 0.12682
LO1Slow | New | GSHP | Residential | HVAC | 0.16353 | 0.13836 | 1343.4558 | 393.463 | Single Family | Ground Source Heat Pump Upgrade from Air Source Heat Pump - With Desuperheater - New House less than 4000 square feet | 0.00043431 | 0.00065084 | 0.0013931 | 0.0025907 | 0.0043122 | 0.0066097 | 0.0097533 | 0.013824 | 0.01896 | 0.02503 | 0.030899 | 0.037584 | 0.044472 | 0.050848 | 0.055209 | 0.059023 | 0.061368 | 0.062311 | 0.062665 | 0.062509 | 0.61045 | 30.3999 | 25.3412 | 26.2111 | 20.8657 | 17.6006 | 15.4897 | 24.702 | 23.0519 | 16.7026 | 17.0142 | 20.5818 | 31.2722 | 0 | 132.1944 | 111.1372 | 109.2075 | 93.1584 | 71.1025 | 55.388 | 71.9527 | 67.7045 | 59.7411 | 73.0743 | 92.9451 | 136.6171 | 0.12035
LO1Slow | NR | GSHP | Residential | HVAC | 0.18622 | 0.158 | 1507.4825 | 374.3351 | Single Family | Ground Source Heat Pump Upgrade from Air Source Heat Pump - With Desuperheater - Existing House less than 4000 square feet | 0.0020712 | 0.0031784 | 0.0069243 | 0.013 | 0.022195 | 0.035325 | 0.053135 | 0.076152 | 0.10453 | 0.13789 | 0.17518 | 0.2147 | 0.2542 | 0.29124 | 0.32357 | 0.34963 | 0.36882 | 0.38259 | 0.38968 | 0.39514 | 7.9345 | 34.2232 | 28.3512 | 28.9463 | 23.0848 | 19.2155 | 16.9479 | 27.3809 | 25.5198 | 18.3086 | 18.8941 | 23.2086 | 35.4759 | 0 | 150.9864 | 125.9617 | 122.6826 | 104.8589 | 78.3676 | 60.441 | 79.1785 | 74.4534 | 65.668 | 82.0775 | 105.7748 | 157.4754 | 0.12683
LO1Slow | NR | GSHP | Residential | HVAC | 0.27597 | 0.23286 | 2024.0486 | 408.1238 | Single Family | Ground Source Heat Pump Upgrade from Air Source Heat Pump - With Desuperheater - Existing House 4000 square feet or greater | 0.00014046 | 0.00021555 | 0.00046959 | 0.0008816 | 0.0015052 | 0.0023957 | 0.0036034 | 0.0051644 | 0.0070891 | 0.0093513 | 0.01188 | 0.01456 | 0.017239 | 0.019751 | 0.021943 | 0.023711 | 0.025012 | 0.025946 | 0.026427 | 0.026797 | 0.53809 | 45.6628 | 36.287 | 33.7382 | 27.3814 | 21.1279 | 19.3385 | 39.694 | 36.7668 | 22.5358 | 23.3497 | 31.299 | 49.69 | 0 | 220.3053 | 175.4378 | 161.4327 | 140.1892 | 91.8747 | 65.7931 | 103.4808 | 96.5567 | 79.9952 | 108.9556 | 151.0533 | 242.1032 | 0.12187
LO12Med | New | HPWH | Residential | Water Heating | 0.1953 | 0.10875 | 1528.8957 | 40.3067 | Single Family | Tier3_buffer | 0.13017 | 0.25365 | 0.37299 | 0.49149 | 0.59759 | 0.67754 | 0.74411 | 0.79811 | 0.84658 | 0.88601 | 0.89054 | 0.90682 | 0.92416 | 0.93609 | 0.92514 | 0.92302 | 0.90776 | 0.88654 | 0.87339 | 0.85722 | 14.8289 | 24.2901 | 23.3232 | 25.2848 | 30.7342 | 31.3213 | 32.1088 | 28.1546 | 27.01 | 27.7985 | 28.5307 | 29.1663 | 19.9874 | 0 | 86.4373 | 72.3996 | 86.7502 | 92.6225 | 113.3263 | 120.6255 | 112.4574 | 107.4613 | 105.5714 | 104.2293 | 105.618 | 93.687 | 0.81868
LO12Med | New | HPWH | Residential | Water Heating | 0.1953 | 0.10875 | 1528.8957 | 40.3067 | Multifamily - Low Rise | Tier3_buffer | 0 | 0 | 0 | 0 | 0 | 0 | 0 | 0 | 0 | 0 | 0 | 0 | 0 | 0 | 0 | 0 | 0 | 0 | 0 | 0 | 0 | 24.2901 | 23.3232 | 25.2848 | 30.7342 | 31.3213 | 32.1088 | 28.1546 | 27.01 | 27.7985 | 28.5307 | 29.1663 | 19.9874 | 0 | 86.4373 | 72.3996 | 86.7502 | 92.6225 | 113.3263 | 120.6255 | 112.4574 | 107.4613 | 105.5714 | 104.2293 | 105.618 | 93.687 | 0.81868
LO12Med | New | HPWH | Residential | Water Heating | 0.1953 | 0.10875 | 1528.8957 | 40.3067 | Multifamily - High Rise | Tier3_buffer | 0 | 0 | 0 | 0 | 0 | 0 | 0 | 0 | 0 | 0 | 0 | 0 | 0 | 0 | 0 | 0 | 0 | 0 | 0 | 0 | 0 | 24.2901 | 23.3232 | 25.2848 | 30.7342 | 31.3213 | 32.1088 | 28.1546 | 27.01 | 27.7985 | 28.5307 | 29.1663 | 19.9874 | 0 | 86.4373 | 72.3996 | 86.7502 | 92.6225 | 113.3263 | 120.6255 | 112.4574 | 107.4613 | 105.5714 | 104.2293 | 105.618 | 93.687 | 0.81868
LO12Med | New | HPWH | Residential | Water Heating | 0.1953 | 0.10875 | 1528.8957 | 40.3067 | Manufactured | Tier3_buffer | 0.0029343 | 0.0059711 | 0.0091596 | 0.012576 | 0.015916 | 0.018772 | 0.021426 | 0.02386 | 0.02625 | 0.028479 | 0.029658 | 0.031262 | 0.032955 | 0.034507 | 0.035237 | 0.03631 | 0.036868 | 0.037158 | 0.037758 | 0.038224 | 0.51528 | 24.2901 | 23.3232 | 25.2848 | 30.7342 | 31.3213 | 32.1088 | 28.1546 | 27.01 | 27.7985 | 28.5307 | 29.1663 | 19.9874 | 0 | 86.4373 | 72.3996 | 86.7502 | 92.6225 | 113.3263 | 120.6255 | 112.4574 | 107.4613 | 105.5714 | 104.2293 | 105.618 | 93.687 | 0.81868
LO12Med | New | HPWH | Residential | Water Heating | 0.16509 | 0.070205 | 1399.5139 | 51.4542 | Single Family | Tier3_indor2_hp85 | 0.014956 | 0.029143 | 0.042855 | 0.05647 | 0.068661 | 0.077848 | 0.085495 | 0.0917 | 0.09727 | 0.1018 | 0.10232 | 0.10419 | 0.10618 | 0.10755 | 0.1063 | 0.10605 | 0.1043 | 0.10186 | 0.10035 | 0.098492 | 1.7038 | 18.5545 | 20.0202 | 24.3785 | 31.0905 | 34.3034 | 35.3048 | 31.9754 | 30.8966 | 31.1558 | 29.0145 | 26.5633 | 11.792 | 0 | 45.6172 | 44.1586 | 67.7131 | 77.6072 | 118.5098 | 132.547 | 126.4262 | 120.9007 | 115.465 | 97.8375 | 84.6767 | 43.0054 | 0.6908
LO12Med | New | HPWH | Residential | Water Heating | 0.16509 | 0.070205 | 1399.5139 | 51.4542 | Multifamily - Low Rise | Tier3_indor2_hp85 | 0 | 0 | 0 | 0 | 0 | 0 | 0 | 0 | 0 | 0 | 0 | 0 | 0 | 0 | 0 | 0 | 0 | 0 | 0 | 0 | 0 | 18.5545 | 20.0202 | 24.3785 | 31.0905 | 34.3034 | 35.3048 | 31.9754 | 30.8966 | 31.1558 | 29.0145 | 26.5633 | 11.792 | 0 | 45.6172 | 44.1586 | 67.7131 | 77.6072 | 118.5098 | 132.547 | 126.4262 | 120.9007 | 115.465 | 97.8375 | 84.6767 | 43.0054 | 0.6908
LO12Med | New | HPWH | Residential | Water Heating | 0.16509 | 0.070205 | 1399.5139 | 51.4542 | Multifamily - High Rise | Tier3_indor2_hp85 | 0 | 0 | 0 | 0 | 0 | 0 | 0 | 0 | 0 | 0 | 0 | 0 | 0 | 0 | 0 | 0 | 0 | 0 | 0 | 0 | 0 | 18.5545 | 20.0202 | 24.3785 | 31.0905 | 34.3034 | 35.3048 | 31.9754 | 30.8966 | 31.1558 | 29.0145 | 26.5633 | 11.792 | 0 | 45.6172 | 44.1586 | 67.7131 | 77.6072 | 118.5098 | 132.547 | 126.4262 | 120.9007 | 115.465 | 97.8375 | 84.6767 | 43.0054 | 0.6908
LO12Med | New | HPWH | Residential | Water Heating | 0.16509 | 0.070205 | 1399.5139 | 51.4542 | Manufactured | Tier3_indor2_hp85 | 0.002633 | 0.0053579 | 0.0082191 | 0.011285 | 0.014281 | 0.016844 | 0.019225 | 0.02141 | 0.023554 | 0.025555 | 0.026612 | 0.028052 | 0.029571 | 0.030964 | 0.031619 | 0.032581 | 0.033082 | 0.033343 | 0.033881 | 0.034299 | 0.46237 | 18.5545 | 20.0202 | 24.3785 | 31.0905 | 34.3034 | 35.3048 | 31.9754 | 30.8966 | 31.1558 | 29.0145 | 26.5633 | 11.792 | 0 | 45.6172 | 44.1586 | 67.7131 | 77.6072 | 118.5098 | 132.547 | 126.4262 | 120.9007 | 115.465 | 97.8375 | 84.6767 | 43.0054 | 0.6908
LO12Med | New | HPWH | Residential | Water Heating | 0.21794 | 0.11937 | 1708.5661 | 52.3043 | Single Family | Tier3_indor2_gas | 0.028395 | 0.055331 | 0.081364 | 0.10721 | 0.13036 | 0.1478 | 0.16232 | 0.1741 | 0.18467 | 0.19328 | 0.19426 | 0.19782 | 0.2016 | 0.2042 | 0.20181 | 0.20135 | 0.19802 | 0.19339 | 0.19052 | 0.187 | 3.2348 | 26.2969 | 25.4828 | 27.7943 | 34.0529 | 35.2602 | 36.364 | 34.4069 | 32.9543 | 32.0777 | 31.8502 | 32.124 | 21.3164 | 0 | 92.6701 | 78.0212 | 94.546 | 101.775 | 126.8777 | 135.6933 | 131.6788 | 125.6275 | 120.3961 | 115.6326 | 115.6061 | 100.0611 | 0.68829
LO12Med | New | HPWH | Residential | Water Heating | 0.21794 | 0.11937 | 1708.5661 | 52.3043 | Multifamily - Low Rise | Tier3_indor2_gas | 0 | 0 | 0 | 0 | 0 | 0 | 0 | 0 | 0 | 0 | 0 | 0 | 0 | 0 | 0 | 0 | 0 | 0 | 0 | 0 | 0 | 26.2969 | 25.4828 | 27.7943 | 34.0529 | 35.2602 | 36.364 | 34.4069 | 32.9543 | 32.0777 | 31.8502 | 32.124 | 21.3164 | 0 | 92.6701 | 78.0212 | 94.546 | 101.775 | 126.8777 | 135.6933 | 131.6788 | 125.6275 | 120.3961 | 115.6326 | 115.6061 | 100.0611 | 0.68829
LO12Med | New | HPWH | Residential | Water Heating | 0.21794 | 0.11937 | 1708.5661 | 52.3043 | Multifamily - High Rise | Tier3_indor2_gas | 0 | 0 | 0 | 0 | 0 | 0 | 0 | 0 | 0 | 0 | 0 | 0 | 0 | 0 | 0 | 0 | 0 | 0 | 0 | 0 | 0 | 26.2969 | 25.4828 | 27.7943 | 34.0529 | 35.2602 | 36.364 | 34.4069 | 32.9543 | 32.0777 | 31.8502 | 32.124 | 21.3164 | 0 | 92.6701 | 78.0212 | 94.546 | 101.775 | 126.8777 | 135.6933 | 131.6788 | 125.6275 | 120.3961 | 115.6326 | 115.6061 | 100.0611 | 0.68829
LO12Med | New | HPWH | Residential | Water Heating | 0.21794 | 0.11937 | 1708.5661 | 52.3043 | Manufactured | Tier3_indor2_gas | 0.001659 | 0.0033761 | 0.0051789 | 0.0071105 | 0.0089987 | 0.010613 | 0.012114 | 0.013491 | 0.014842 | 0.016102 | 0.016768 | 0.017676 | 0.018633 | 0.019511 | 0.019923 | 0.02053 | 0.020845 | 0.021009 | 0.021349 | 0.021612 | 0.29134 | 26.2969 | 25.4828 | 27.7943 | 34.0529 | 35.2602 | 36.364 | 34.4069 | 32.9543 | 32.0777 | 31.8502 | 32.124 | 21.3164 | 0 | 92.6701 | 78.0212 | 94.546 | 101.775 | 126.8777 | 135.6933 | 131.6788 | 125.6275 | 120.3961 | 115.6326 | 115.6061 | 100.0611 | 0.68829
LO12Med | New | HPWH | Residential | Water Heating | 0.10648 | 0.035299 | 1038.9603 | 83.4022 | Single Family | Tier3_indor2_resistheat | 0.011142 | 0.021712 | 0.031928 | 0.042071 | 0.051153 | 0.057998 | 0.063695 | 0.068318 | 0.072467 | 0.075842 | 0.07623 | 0.077624 | 0.079108 | 0.080129 | 0.079191 | 0.07901 | 0.077704 | 0.075887 | 0.074762 | 0.073378 | 1.2694 | 4.838 | 10.2687 | 15.1982 | 23.9144 | 31.9198 | 35.2517 | 31.8051 | 30.5469 | 29.378 | 24.9313 | 19.0512 | -3.8046 | 0 | -4.7293 | 5.7272 | 32.4728 | 50.5505 | 104.7654 | 129.399 | 125.6365 | 120.2872 | 106.8072 | 77.5513 | 51.536 | -14.3422 | 0.47074
LO12Med | New | HPWH | Residential | Water Heating | 0.10648 | 0.035299 | 1038.9603 | 83.4022 | Multifamily - Low Rise | Tier3_indor2_resistheat | 0 | 0 | 0 | 0 | 0 | 0 | 0 | 0 | 0 | 0 | 0 | 0 | 0 | 0 | 0 | 0 | 0 | 0 | 0 | 0 | 0 | 4.838 | 10.2687 | 15.1982 | 23.9144 | 31.9198 | 35.2517 | 31.8051 | 30.5469 | 29.378 | 24.9313 | 19.0512 | -3.8046 | 0 | -4.7293 | 5.7272 | 32.4728 | 50.5505 | 104.7654 | 129.399 | 125.6365 | 120.2872 | 106.8072 | 77.5513 | 51.536 | -14.3422 | 0.47074
LO12Med | New | HPWH | Residential | Water Heating | 0.10648 | 0.035299 | 1038.9603 | 83.4022 | Multifamily - High Rise | Tier3_indor2_resistheat | 0 | 0 | 0 | 0 | 0 | 0 | 0 | 0 | 0 | 0 | 0 | 0 | 0 | 0 | 0 | 0 | 0 | 0 | 0 | 0 | 0 | 4.838 | 10.2687 | 15.1982 | 23.9144 | 31.9198 | 35.2517 | 31.8051 | 30.5469 | 29.378 | 24.9313 | 19.0512 | -3.8046 | 0 | -4.7293 | 5.7272 | 32.4728 | 50.5505 | 104.7654 | 129.399 | 125.6365 | 120.2872 | 106.8072 | 77.5513 | 51.536 | -14.3422 | 0.47074
LO12Med | New | HPWH | Residential | Water Heating | 0.10648 | 0.035299 | 1038.9603 | 83.4022 | Manufactured | Tier3_indor2_resistheat | 0.0040424 | 0.0082261 | 0.012619 | 0.017325 | 0.021926 | 0.025861 | 0.029517 | 0.032871 | 0.036163 | 0.039234 | 0.040858 | 0.043069 | 0.0454 | 0.047539 | 0.048544 | 0.050022 | 0.050791 | 0.051191 | 0.052018 | 0.052659 | 0.70988 | 4.838 | 10.2687 | 15.1982 | 23.9144 | 31.9198 | 35.2517 | 31.8051 | 30.5469 | 29.378 | 24.9313 | 19.0512 | -3.8046 | 0 | -4.7293 | 5.7272 | 32.4728 | 50.5505 | 104.7654 | 129.399 | 125.6365 | 120.2872 | 106.8072 | 77.5513 | 51.536 | -14.3422 | 0.47074
LO12Med | New | HPWH | Residential | Water Heating | 0.25224 | 0.14045 | 1974.6499 | 167.1125 | Single Family | Tier3 NoResistance_SplitSystem | 0 | 0 | 0 | 0 | 0 | 0 | 0 | 0 | 0 | 0 | 0 | 0 | 0 | 0 | 0 | 0 | 0 | 0 | 0 | 0 | 0 | 31.3719 | 30.1231 | 32.6566 | 39.6948 | 40.4532 | 41.4703 | 36.3631 | 34.8849 | 35.9033 | 36.849 | 37.6699 | 25.8148 | 0 | 111.6384 | 93.508 | 112.0424 | 119.6269 | 146.3669 | 155.7942 | 145.2448 | 138.792 | 136.351 | 134.6176 | 136.4113 | 121.0017 | 0.26898
LO12Med | New | HPWH | Residential | Water Heating | 0.25224 | 0.14045 | 1974.6499 | 167.1125 | Multifamily - Low Rise | Tier3 NoResistance_SplitSystem | 0.082157 | 0.16255 | 0.24259 | 0.32434 | 0.40001 | 0.46061 | 0.5134 | 0.55829 | 0.6004 | 0.63751 | 0.65078 | 0.67267 | 0.69553 | 0.71534 | 0.71789 | 0.72751 | 0.72623 | 0.72073 | 0.72133 | 0.71972 | 11.0496 | 31.3719 | 30.1231 | 32.6566 | 39.6948 | 40.4532 | 41.4703 | 36.3631 | 34.8849 | 35.9033 | 36.849 | 37.6699 | 25.8148 | 0 | 111.6384 | 93.508 | 112.0424 | 119.6269 | 146.3669 | 155.7942 | 145.2448 | 138.792 | 136.351 | 134.6176 | 136.4113 | 121.0017 | 0.26898
LO12Med | New | HPWH | Residential | Water Heating | 0.25224 | 0.14045 | 1974.6499 | 167.1125 | Multifamily - High Rise | Tier3 NoResistance_SplitSystem | 0 | 0 | 0 | 0 | 0 | 0 | 0 | 0 | 0 | 0 | 0 | 0 | 0 | 0 | 0 | 0 | 0 | 0 | 0 | 0 | 0 | 31.3719 | 30.1231 | 32.6566 | 39.6948 | 40.4532 | 41.4703 | 36.3631 | 34.8849 | 35.9033 | 36.849 | 37.6699 | 25.8148 | 0 | 111.6384 | 93.508 | 112.0424 | 119.6269 | 146.3669 | 155.7942 | 145.2448 | 138.792 | 136.351 | 134.6176 | 136.4113 | 121.0017 | 0.26898
LO12Med | New | HPWH | Residential | Water Heating | 0.25224 | 0.14045 | 1974.6499 | 167.1125 | Manufactured | Tier3 NoResistance_SplitSystem | 0 | 0 | 0 | 0 | 0 | 0 | 0 | 0 | 0 | 0 | 0 | 0 | 0 | 0 | 0 | 0 | 0 | 0 | 0 | 0 | 0 | 31.3719 | 30.1231 | 32.6566 | 39.6948 | 40.4532 | 41.4703 | 36.3631 | 34.8849 | 35.9033 | 36.849 | 37.6699 | 25.8148 | 0 | 111.6384 | 93.508 | 112.0424 | 119.6269 | 146.3669 | 155.7942 | 145.2448 | 138.792 | 136.351 | 134.6176 | 136.4113 | 121.0017 | 0.26898
LO5Med | NR | HPWH | Residential | Water Heating | 0.1953 | 0.10875 | 1528.8957 | 40.3067 | Single Family | Tier3_buffer | 0.34432 | 0.76536 | 1.2786 | 1.8722 | 2.5468 | 3.3328 | 4.1919 | 5.0657 | 5.8848 | 6.5838 | 7.1188 | 7.4792 | 7.687 | 8.8538 | 8.7006 | 8.5588 | 8.4272 | 8.2888 | 8.1605 | 8.0642 | 104.7002 | 24.2901 | 23.3232 | 25.2848 | 30.7342 | 31.3213 | 32.1088 | 28.1546 | 27.01 | 27.7985 | 28.5307 | 29.1663 | 19.9874 | 0 | 86.4373 | 72.3996 | 86.7502 | 92.6225 | 113.3263 | 120.6255 | 112.4574 | 107.4613 | 105.5714 | 104.2293 | 105.618 | 93.687 | 0.81868
LO5Med | NR | HPWH | Residential | Water Heating | 0.1953 | 0.10875 | 1528.8957 | 40.3067 | Multifamily - Low Rise | Tier3_buffer | 0 | 0 | 0 | 0 | 0 | 0 | 0 | 0 | 0 | 0 | 0 | 0 | 0 | 0 | 0 | 0 | 0 | 0 | 0 | 0 | 0 | 24.2901 | 23.3232 | 25.2848 | 30.7342 | 31.3213 | 32.1088 | 28.1546 | 27.01 | 27.7985 | 28.5307 | 29.1663 | 19.9874 | 0 | 86.4373 | 72.3996 | 86.7502 | 92.6225 | 113.3263 | 120.6255 | 112.4574 | 107.4613 | 105.5714 | 104.2293 | 105.618 | 93.687 | 0.81868
LO5Med | NR | HPWH | Residential | Water Heating | 0.1953 | 0.10875 | 1528.8957 | 40.3067 | Multifamily - High Rise | Tier3_buffer | 0 | 0 | 0 | 0 | 0 | 0 | 0 | 0 | 0 | 0 | 0 | 0 | 0 | 0 | 0 | 0 | 0 | 0 | 0 | 0 | 0 | 24.2901 | 23.3232 | 25.2848 | 30.7342 | 31.3213 | 32.1088 | 28.1546 | 27.01 | 27.7985 | 28.5307 | 29.1663 | 19.9874 | 0 | 86.4373 | 72.3996 | 86.7502 | 92.6225 | 113.3263 | 120.6255 | 112.4574 | 107.4613 | 105.5714 | 104.2293 | 105.618 | 93.687 | 0.81868
LO5Med | NR | HPWH | Residential | Water Heating | 0.1953 | 0.10875 | 1528.8957 | 40.3067 | Manufactured | Tier3_buffer | 0.013608 | 0.029993 | 0.049684 | 0.072136 | 0.097299 | 0.12626 | 0.15746 | 0.18868 | 0.21734 | 0.2411 | 0.25849 | 0.26929 | 0.27444 | 0.29955 | 0.29449 | 0.28949 | 0.28454 | 0.27921 | 0.27395 | 0.26941 | 3.4792 | 24.2901 | 23.3232 | 25.2848 | 30.7342 | 31.3213 | 32.1088 | 28.1546 | 27.01 | 27.7985 | 28.5307 | 29.1663 | 19.9874 | 0 | 86.4373 | 72.3996 | 86.7502 | 92.6225 | 113.3263 | 120.6255 | 112.4574 | 107.4613 | 105.5714 | 104.2293 | 105.618 | 93.687 | 0.81868
LO5Med | NR | HPWH | Residential | Water Heating | 0.16509 | 0.070205 | 1399.5139 | 51.4542 | Single Family | Tier3_indor2_hp85 | 0.039562 | 0.087937 | 0.14691 | 0.21511 | 0.29262 | 0.38293 | 0.48164 | 0.58204 | 0.67615 | 0.75645 | 0.81792 | 0.85933 | 0.88322 | 1.0173 | 0.99968 | 0.98338 | 0.96825 | 0.95235 | 0.93762 | 0.92655 | 12.0297 | 18.5545 | 20.0202 | 24.3785 | 31.0905 | 34.3034 | 35.3048 | 31.9754 | 30.8966 | 31.1558 | 29.0145 | 26.5633 | 11.792 | 0 | 45.6172 | 44.1586 | 67.7131 | 77.6072 | 118.5098 | 132.547 | 126.4262 | 120.9007 | 115.465 | 97.8375 | 84.6767 | 43.0054 | 0.6908
LO5Med | NR | HPWH | Residential | Water Heating | 0.16509 | 0.070205 | 1399.5139 | 51.4542 | Multifamily - Low Rise | Tier3_indor2_hp85 | 0 | 0 | 0 | 0 | 0 | 0 | 0 | 0 | 0 | 0 | 0 | 0 | 0 | 0 | 0 | 0 | 0 | 0 | 0 | 0 | 0 | 18.5545 | 20.0202 | 24.3785 | 31.0905 | 34.3034 | 35.3048 | 31.9754 | 30.8966 | 31.1558 | 29.0145 | 26.5633 | 11.792 | 0 | 45.6172 | 44.1586 | 67.7131 | 77.6072 | 118.5098 | 132.547 | 126.4262 | 120.9007 | 115.465 | 97.8375 | 84.6767 | 43.0054 | 0.6908
LO5Med | NR | HPWH | Residential | Water Heating | 0.16509 | 0.070205 | 1399.5139 | 51.4542 | Multifamily - High Rise | Tier3_indor2_hp85 | 0 | 0 | 0 | 0 | 0 | 0 | 0 | 0 | 0 | 0 | 0 | 0 | 0 | 0 | 0 | 0 | 0 | 0 | 0 | 0 | 0 | 18.5545 | 20.0202 | 24.3785 | 31.0905 | 34.3034 | 35.3048 | 31.9754 | 30.8966 | 31.1558 | 29.0145 | 26.5633 | 11.792 | 0 | 45.6172 | 44.1586 | 67.7131 | 77.6072 | 118.5098 | 132.547 | 126.4262 | 120.9007 | 115.465 | 97.8375 | 84.6767 | 43.0054 | 0.6908
LO5Med | NR | HPWH | Residential | Water Heating | 0.16509 | 0.070205 | 1399.5139 | 51.4542 | Manufactured | Tier3_indor2_hp85 | 0.012211 | 0.026913 | 0.044582 | 0.064728 | 0.087308 | 0.11329 | 0.14129 | 0.1693 | 0.19502 | 0.21634 | 0.23195 | 0.24164 | 0.24626 | 0.26879 | 0.26425 | 0.25977 | 0.25532 | 0.25054 | 0.24582 | 0.24175 | 3.122 | 18.5545 | 20.0202 | 24.3785 | 31.0905 | 34.3034 | 35.3048 | 31.9754 | 30.8966 | 31.1558 | 29.0145 | 26.5633 | 11.792 | 0 | 45.6172 | 44.1586 | 67.7131 | 77.6072 | 118.5098 | 132.547 | 126.4262 | 120.9007 | 115.465 | 97.8375 | 84.6767 | 43.0054 | 0.6908
LO5Med | NR | HPWH | Residential | Water Heating | 0.21794 | 0.11937 | 1708.5661 | 52.3043 | Single Family | Tier3_indor2_gas | 0.075111 | 0.16696 | 0.27892 | 0.40841 | 0.55556 | 0.72702 | 0.91443 | 1.105 | 1.2837 | 1.4362 | 1.5529 | 1.6315 | 1.6769 | 1.9314 | 1.898 | 1.867 | 1.8383 | 1.8081 | 1.7801 | 1.7591 | 22.8394 | 26.2969 | 25.4828 | 27.7943 | 34.0529 | 35.2602 | 36.364 | 34.4069 | 32.9543 | 32.0777 | 31.8502 | 32.124 | 21.3164 | 0 | 92.6701 | 78.0212 | 94.546 | 101.775 | 126.8777 | 135.6933 | 131.6788 | 125.6275 | 120.3961 | 115.6326 | 115.6061 | 100.0611 | 0.68829
LO5Med | NR | HPWH | Residential | Water Heating | 0.21794 | 0.11937 | 1708.5661 | 52.3043 | Multifamily - Low Rise | Tier3_indor2_gas | 0 | 0 | 0 | 0 | 0 | 0 | 0 | 0 | 0 | 0 | 0 | 0 | 0 | 0 | 0 | 0 | 0 | 0 | 0 | 0 | 0 | 26.2969 | 25.4828 | 27.7943 | 34.0529 | 35.2602 | 36.364 | 34.4069 | 32.9543 | 32.0777 | 31.8502 | 32.124 | 21.3164 | 0 | 92.6701 | 78.0212 | 94.546 | 101.775 | 126.8777 | 135.6933 | 131.6788 | 125.6275 | 120.3961 | 115.6326 | 115.6061 | 100.0611 | 0.68829
LO5Med | NR | HPWH | Residential | Water Heating | 0.21794 | 0.11937 | 1708.5661 | 52.3043 | Multifamily - High Rise | Tier3_indor2_gas | 0 | 0 | 0 | 0 | 0 | 0 | 0 | 0 | 0 | 0 | 0 | 0 | 0 | 0 | 0 | 0 | 0 | 0 | 0 | 0 | 0 | 26.2969 | 25.4828 | 27.7943 | 34.0529 | 35.2602 | 36.364 | 34.4069 | 32.9543 | 32.0777 | 31.8502 | 32.124 | 21.3164 | 0 | 92.6701 | 78.0212 | 94.546 | 101.775 | 126.8777 | 135.6933 | 131.6788 | 125.6275 | 120.3961 | 115.6326 | 115.6061 | 100.0611 | 0.68829
LO5Med | NR | HPWH | Residential | Water Heating | 0.21794 | 0.11937 | 1708.5661 | 52.3043 | Manufactured | Tier3_indor2_gas | 0.0076941 | 0.016958 | 0.028092 | 0.040786 | 0.055013 | 0.071385 | 0.089029 | 0.10668 | 0.12288 | 0.13632 | 0.14615 | 0.15226 | 0.15517 | 0.16937 | 0.16651 | 0.16368 | 0.16088 | 0.15787 | 0.15489 | 0.15233 | 1.9672 | 26.2969 | 25.4828 | 27.7943 | 34.0529 | 35.2602 | 36.364 | 34.4069 | 32.9543 | 32.0777 | 31.8502 | 32.124 | 21.3164 | 0 | 92.6701 | 78.0212 | 94.546 | 101.775 | 126.8777 | 135.6933 | 131.6788 | 125.6275 | 120.3961 | 115.6326 | 115.6061 | 100.0611 | 0.68829
LO5Med | NR | HPWH | Residential | Water Heating | 0.10648 | 0.035299 | 1038.9603 | 83.4022 | Single Family | Tier3_indor2_resistheat | 0.029474 | 0.065514 | 0.10945 | 0.16026 | 0.218 | 0.28529 | 0.35883 | 0.43363 | 0.50374 | 0.56357 | 0.60937 | 0.64022 | 0.65801 | 0.75789 | 0.74477 | 0.73263 | 0.72136 | 0.70952 | 0.69854 | 0.6903 | 8.9623 | 4.838 | 10.2687 | 15.1982 | 23.9144 | 31.9198 | 35.2517 | 31.8051 | 30.5469 | 29.378 | 24.9313 | 19.0512 | -3.8046 | 0 | -4.7293 | 5.7272 | 32.4728 | 50.5505 | 104.7654 | 129.399 | 125.6365 | 120.2872 | 106.8072 | 77.5513 | 51.536 | -14.3422 | 0.47074
LO5Med | NR | HPWH | Residential | Water Heating | 0.10648 | 0.035299 | 1038.9603 | 83.4022 | Multifamily - Low Rise | Tier3_indor2_resistheat | 0 | 0 | 0 | 0 | 0 | 0 | 0 | 0 | 0 | 0 | 0 | 0 | 0 | 0 | 0 | 0 | 0 | 0 | 0 | 0 | 0 | 4.838 | 10.2687 | 15.1982 | 23.9144 | 31.9198 | 35.2517 | 31.8051 | 30.5469 | 29.378 | 24.9313 | 19.0512 | -3.8046 | 0 | -4.7293 | 5.7272 | 32.4728 | 50.5505 | 104.7654 | 129.399 | 125.6365 | 120.2872 | 106.8072 | 77.5513 | 51.536 | -14.3422 | 0.47074
LO5Med | NR | HPWH | Residential | Water Heating | 0.10648 | 0.035299 | 1038.9603 | 83.4022 | Multifamily - High Rise | Tier3_indor2_resistheat | 0 | 0 | 0 | 0 | 0 | 0 | 0 | 0 | 0 | 0 | 0 | 0 | 0 | 0 | 0 | 0 | 0 | 0 | 0 | 0 | 0 | 4.838 | 10.2687 | 15.1982 | 23.9144 | 31.9198 | 35.2517 | 31.8051 | 30.5469 | 29.378 | 24.9313 | 19.0512 | -3.8046 | 0 | -4.7293 | 5.7272 | 32.4728 | 50.5505 | 104.7654 | 129.399 | 125.6365 | 120.2872 | 106.8072 | 77.5513 | 51.536 | -14.3422 | 0.47074
LO5Med | NR | HPWH | Residential | Water Heating | 0.10648 | 0.035299 | 1038.9603 | 83.4022 | Manufactured | Tier3_indor2_resistheat | 0.018747 | 0.04132 | 0.068447 | 0.099378 | 0.13404 | 0.17394 | 0.21693 | 0.25993 | 0.29941 | 0.33215 | 0.35611 | 0.37099 | 0.37808 | 0.41267 | 0.40571 | 0.39882 | 0.392 | 0.38465 | 0.37741 | 0.37115 | 4.7932 | 4.838 | 10.2687 | 15.1982 | 23.9144 | 31.9198 | 35.2517 | 31.8051 | 30.5469 | 29.378 | 24.9313 | 19.0512 | -3.8046 | 0 | -4.7293 | 5.7272 | 32.4728 | 50.5505 | 104.7654 | 129.399 | 125.6365 | 120.2872 | 106.8072 | 77.5513 | 51.536 | -14.3422 | 0.47074
LO5Med | NR | HPWH | Residential | Water Heating | 0.25224 | 0.14045 | 1974.6499 | 167.1125 | Single Family | Tier3 NoResistance_SplitSystem | 0 | 0 | 0 | 0 | 0 | 0 | 0 | 0 | 0 | 0 | 0 | 0 | 0 | 0 | 0 | 0 | 0 | 0 | 0 | 0 | 0 | 31.3719 | 30.1231 | 32.6566 | 39.6948 | 40.4532 | 41.4703 | 36.3631 | 34.8849 | 35.9033 | 36.849 | 37.6699 | 25.8148 | 0 | 111.6384 | 93.508 | 112.0424 | 119.6269 | 146.3669 | 155.7942 | 145.2448 | 138.792 | 136.351 | 134.6176 | 136.4113 | 121.0017 | 0.26898
LO5Med | NR | HPWH | Residential | Water Heating | 0.25224 | 0.14045 | 1974.6499 | 167.1125 | Multifamily - Low Rise | Tier3 NoResistance_SplitSystem | 0.10752 | 0.23899 | 0.39926 | 0.58461 | 0.79525 | 1.0407 | 1.309 | 1.5818 | 1.8376 | 2.0558 | 2.2229 | 2.3354 | 2.4003 | 3.1089 | 3.027 | 2.9497 | 2.8768 | 2.7971 | 2.7224 | 2.6674 | 34.4028 | 31.3719 | 30.1231 | 32.6566 | 39.6948 | 40.4532 | 41.4703 | 36.3631 | 34.8849 | 35.9033 | 36.849 | 37.6699 | 25.8148 | 0 | 111.6384 | 93.508 | 112.0424 | 119.6269 | 146.3669 | 155.7942 | 145.2448 | 138.792 | 136.351 | 134.6176 | 136.4113 | 121.0017 | 0.26898
LO5Med | NR | HPWH | Residential | Water Heating | 0.25224 | 0.14045 | 1974.6499 | 167.1125 | Multifamily - High Rise | Tier3 NoResistance_SplitSystem | 0 | 0 | 0 | 0 | 0 | 0 | 0 | 0 | 0 | 0 | 0 | 0 | 0 | 0 | 0 | 0 | 0 | 0 | 0 | 0 | 0 | 31.3719 | 30.1231 | 32.6566 | 39.6948 | 40.4532 | 41.4703 | 36.3631 | 34.8849 | 35.9033 | 36.849 | 37.6699 | 25.8148 | 0 | 111.6384 | 93.508 | 112.0424 | 119.6269 | 146.3669 | 155.7942 | 145.2448 | 138.792 | 136.351 | 134.6176 | 136.4113 | 121.0017 | 0.26898
LO5Med | NR | HPWH | Residential | Water Heating | 0.25224 | 0.14045 | 1974.6499 | 167.1125 | Manufactured | Tier3 NoResistance_SplitSystem | 0 | 0 | 0 | 0 | 0 | 0 | 0 | 0 | 0 | 0 | 0 | 0 | 0 | 0 | 0 | 0 | 0 | 0 | 0 | 0 | 0 | 31.3719 | 30.1231 | 32.6566 | 39.6948 | 40.4532 | 41.4703 | 36.3631 | 34.8849 | 35.9033 | 36.849 | 37.6699 | 25.8148 | 0 | 111.6384 | 93.508 | 112.0424 | 119.6269 | 146.3669 | 155.7942 | 145.2448 | 138.792 | 136.351 | 134.6176 | 136.4113 | 121.0017 | 0.26898
LO3Slow | New | Heat Recovery Ventilation | Residential | HVAC | 0.091925 | 0.073478 | 543.6441 | 340.158 | Single Family | HRV HZ3CZ2 | 0 | 0 | 0 | 0 | 0 | 0 | 0 | 0 | 0 | 0 | 0 | 0 | 0 | 0 | 0 | 0 | 0 | 0 | 0 | 0 | 0 | 11.2412 | 7.925 | 5.111 | 4.5733 | 2.7164 | 3.2779 | 16.4292 | 15.1422 | 5.918 | 4.7991 | 7.9227 | 13.7735 | 0 | 66.564 | 48.0107 | 38.2638 | 34.9717 | 15.5886 | 7.6789 | 33.1962 | 30.3399 | 18.8288 | 27.1712 | 43.6759 | 80.5251 | 0.16142
LO3Slow | New | Heat Recovery Ventilation | Residential | HVAC | 0.084908 | 0.069396 | 501.3397 | 371.2241 | Single Family | HRV HZ3CZ3 | 0 | 0 | 0 | 0 | 0 | 0 | 0 | 0 | 0 | 0 | 0 | 0 | 0 | 0 | 0 | 0 | 0 | 0 | 0 | 0 | 0 | 10.7483 | 7.5776 | 4.8869 | 4.3381 | 2.3654 | 2.8059 | 13.4229 | 12.3298 | 4.8576 | 4.4554 | 7.5753 | 13.1696 | 0 | 63.6455 | 45.9056 | 36.5862 | 33.3002 | 14.2722 | 6.7463 | 27.1902 | 24.8308 | 15.9502 | 25.6245 | 41.7609 | 76.9944 | 0.14801
LO3Slow | New | Heat Recovery Ventilation | Residential | HVAC | 0.06549 | 0.054914 | 385.9485 | 490.5997 | Single Family | HRV HZ3CZ1 | 0.00012092 | 0.000303 | 0.00066014 | 0.0012804 | 0.0021956 | 0.0033878 | 0.0049082 | 0.006676 | 0.0086232 | 0.010575 | 0.01203 | 0.013453 | 0.014679 | 0.015596 | 0.015911 | 0.016193 | 0.016243 | 0.016061 | 0.015941 | 0.01573 | 0.19057 | 8.6225 | 6.0789 | 3.9203 | 3.4496 | 1.6937 | 1.9624 | 8.7586 | 8.0025 | 3.1927 | 3.4571 | 6.077 | 10.5649 | 0 | 51.0574 | 36.8263 | 29.35 | 26.5925 | 10.893 | 4.8882 | 17.8122 | 16.2462 | 10.9908 | 20.2441 | 33.5013 | 61.7662 | 0.11318
LO3Slow | New | Heat Recovery Ventilation | Residential | HVAC | 0.048033 | 0.038353 | 284.0908 | 676.58 | Single Family | HRV HZ2CZ2 | 0.00011846 | 0.00029685 | 0.00064673 | 0.0012544 | 0.002151 | 0.003319 | 0.0048085 | 0.0065404 | 0.008448 | 0.01036 | 0.011786 | 0.01318 | 0.014381 | 0.015279 | 0.015588 | 0.015864 | 0.015913 | 0.015734 | 0.015617 | 0.01541 | 0.18669 | 5.8639 | 4.1341 | 2.6661 | 2.3866 | 1.4233 | 1.7188 | 8.6322 | 7.9571 | 3.1088 | 2.507 | 4.1328 | 7.1849 | 0 | 34.7229 | 25.0446 | 19.9602 | 18.2466 | 8.1489 | 4.0218 | 17.44 | 15.94 | 9.8776 | 14.1834 | 22.7834 | 42.0057 | 0.084374
LO3Slow | New | Heat Recovery Ventilation | Residential | HVAC | 0.044432 | 0.033532 | 263.8201 | 730.7359 | Single Family | HRV HZ2CZ3 | 0 | 0 | 0 | 0 | 0 | 0 | 0 | 0 | 0 | 0 | 0 | 0 | 0 | 0 | 0 | 0 | 0 | 0 | 0 | 0 | 0 | 4.9589 | 3.496 | 2.2546 | 2.0625 | 1.4997 | 1.8726 | 10.2181 | 9.4718 | 3.6515 | 2.2902 | 3.495 | 6.076 | 0 | 29.3636 | 21.1791 | 16.8795 | 15.6067 | 7.6992 | 4.1618 | 20.5577 | 18.8145 | 10.974 | 12.4479 | 19.2669 | 35.5224 | 0.079429
LO3Slow | New | Heat Recovery Ventilation | Residential | HVAC | 0.039041 | 0.031943 | 230.5018 | 840.3959 | Single Family | HRV HZ2CZ1 | 7.1676e-05 | 0.00017961 | 0.0003913 | 0.00075895 | 0.0013014 | 0.0020081 | 0.0029094 | 0.0039572 | 0.0051114 | 0.0062684 | 0.007131 | 0.0079743 | 0.0087011 | 0.0092445 | 0.0094312 | 0.0095982 | 0.0096278 | 0.0095199 | 0.0094491 | 0.009324 | 0.11296 | 4.9502 | 3.4899 | 2.2507 | 1.9972 | 1.0844 | 1.2853 | 6.1333 | 5.6328 | 2.2201 | 2.0491 | 3.4889 | 6.0653 | 0 | 29.3124 | 21.1422 | 16.85 | 15.3337 | 6.5597 | 3.0943 | 12.4256 | 11.3469 | 7.3022 | 11.794 | 19.2333 | 35.4603 | 0.068034
LO3Slow | New | Heat Recovery Ventilation | Residential | HVAC | 0.035224 | 0.02574 | 209.5892 | 927.0796 | Single Family | HRV HZ1CZ3 | 6.5886e-05 | 0.0001651 | 0.00035969 | 0.00069764 | 0.0011963 | 0.0018459 | 0.0026743 | 0.0036375 | 0.0046985 | 0.005762 | 0.0065549 | 0.0073301 | 0.0079982 | 0.0084977 | 0.0086693 | 0.0088228 | 0.00885 | 0.0087508 | 0.0086857 | 0.0085708 | 0.10383 | 3.7296 | 2.6294 | 1.6957 | 1.5722 | 1.2682 | 1.6069 | 9.0675 | 8.4231 | 3.2307 | 1.8031 | 2.6286 | 4.5698 | 0 | 22.0845 | 15.9289 | 12.6951 | 11.8214 | 6.1733 | 3.4905 | 18.2135 | 16.6777 | 9.4952 | 9.577 | 14.4907 | 26.7165 | 0.063565
LO3Slow | New | Heat Recovery Ventilation | Residential | HVAC | 0.024374 | 0.017781 | 145.0455 | 1352.0999 | Single Family | HRV HZ1CZ2 | 7.4669e-05 | 0.00018711 | 0.00040764 | 0.00079064 | 0.0013558 | 0.002092 | 0.0030308 | 0.0041224 | 0.0053248 | 0.0065302 | 0.0074287 | 0.0083072 | 0.0090644 | 0.0096305 | 0.009825 | 0.0099989 | 0.01003 | 0.0099174 | 0.0098436 | 0.0097133 | 0.11767 | 2.5735 | 1.8143 | 1.1701 | 1.0856 | 0.8804 | 1.1164 | 6.3095 | 5.8617 | 2.2477 | 1.2472 | 1.8138 | 3.1532 | 0 | 15.2386 | 10.9912 | 8.7598 | 8.1601 | 4.2743 | 2.4222 | 12.6726 | 11.6043 | 6.5992 | 6.6165 | 9.9988 | 18.4347 | 0.044007
LO3Slow | New | Heat Recovery Ventilation | Residential | HVAC | 0.019122 | 0.017082 | 112.1395 | 1756.9995 | Single Family | HRV HZ1CZ1 | 0.00042145 | 0.0010561 | 0.0023008 | 0.0044625 | 0.0076523 | 0.011808 | 0.017107 | 0.023268 | 0.030054 | 0.036858 | 0.041929 | 0.046888 | 0.051162 | 0.054357 | 0.055454 | 0.056436 | 0.05661 | 0.055976 | 0.055559 | 0.054824 | 0.66418 | 2.7682 | 1.9516 | 1.2586 | 1.0854 | 0.39597 | 0.42085 | 1.3553 | 1.2001 | 0.51465 | 1.025 | 1.951 | 3.3918 | 0 | 16.3918 | 11.823 | 9.4227 | 8.4494 | 3.0939 | 1.1896 | 2.8189 | 2.553 | 2.2204 | 6.2729 | 10.7555 | 19.8299 | 0.032323
LO3Slow | New | Fixtures | Residential | Lighting | 9.9203e-05 | 9.4046e-05 | 0.7927 | -67.4067 | Single Family | ID/MT/OR-Floor/Table_0 to 249 lumens | 8.1831e-07 | 2.0505e-06 | 4.4674e-06 | 8.6647e-06 | 1.4858e-05 | 2.2926e-05 | 3.3216e-05 | 4.5179e-05 | 5.8356e-05 | 7.1565e-05 | 8.1413e-05 | 9.1041e-05 | 9.9339e-05 | 0.00010554 | 0.00010767 | 0.00010958 | 0.00010992 | 0.00010869 | 0.00010788 | 0.00010645 | 0.0012896 | 0.026033 | 0.022662 | 0.021866 | 0.017008 | 0.016719 | 0.015876 | 0.013656 | 0.016161 | 0.020356 | 0.024255 | 0.024407 | 0.025237 | 0 | 0.051857 | 0.040534 | 0.044144 | 0.03828 | 0.040278 | 0.043819 | 0.042584 | 0.043729 | 0.044156 | 0.052434 | 0.05255 | 0.054093 | 8.9725
LO3Slow | New | Fixtures | Residential | Lighting | 0.00019434 | 0.00018423 | 1.5529 | -67.4067 | Single Family | ID/MT/OR-Floor/Table_250 to 499 lumens | 5.0467e-06 | 1.2646e-05 | 2.7551e-05 | 5.3437e-05 | 9.1634e-05 | 0.00014139 | 0.00020485 | 0.00027862 | 0.00035989 | 0.00044136 | 0.00050209 | 0.00056146 | 0.00061264 | 0.0006509 | 0.00066404 | 0.0006758 | 0.00067789 | 0.00067029 | 0.0006653 | 0.0006565 | 0.0079533 | 0.050999 | 0.044395 | 0.042836 | 0.033319 | 0.032753 | 0.0311 | 0.026753 | 0.031659 | 0.039876 | 0.047515 | 0.047814 | 0.049438 | 0 | 0.10159 | 0.079407 | 0.086478 | 0.07499 | 0.078904 | 0.085841 | 0.083422 | 0.085665 | 0.086502 | 0.10272 | 0.10295 | 0.10597 | 8.9725
LO3Slow | New | Fixtures | Residential | Lighting | 0.00037289 | 0.0003535 | 2.9796 | -67.4067 | Single Family | ID/MT/OR-Floor/Table_500 to 999 lumens | 4.0369e-05 | 0.00010116 | 0.00022039 | 0.00042745 | 0.00073299 | 0.001131 | 0.0016386 | 0.0022288 | 0.0028788 | 0.0035305 | 0.0040163 | 0.0044912 | 0.0049006 | 0.0052067 | 0.0053118 | 0.0054058 | 0.0054225 | 0.0053617 | 0.0053219 | 0.0052514 | 0.06362 | 0.097855 | 0.085183 | 0.082191 | 0.063931 | 0.062845 | 0.059674 | 0.051332 | 0.060746 | 0.076513 | 0.09117 | 0.091743 | 0.09486 | 0 | 0.19492 | 0.15236 | 0.16593 | 0.14389 | 0.1514 | 0.16471 | 0.16007 | 0.16437 | 0.16598 | 0.19709 | 0.19753 | 0.20333 | 8.9725
LO3Slow | New | Fixtures | Residential | Lighting | 0.00068359 | 0.00064805 | 5.4623 | -67.4067 | Single Family | ID/MT/OR-Floor/Table_1000 to 1999 lumens | 4.4006e-05 | 0.00011027 | 0.00024024 | 0.00046596 | 0.00079902 | 0.0012329 | 0.0017862 | 0.0024295 | 0.0031381 | 0.0038485 | 0.0043781 | 0.0048958 | 0.0053421 | 0.0056757 | 0.0057903 | 0.0058928 | 0.005911 | 0.0058447 | 0.0058013 | 0.0057245 | 0.069351 | 0.17939 | 0.15616 | 0.15068 | 0.1172 | 0.11521 | 0.1094 | 0.094103 | 0.11136 | 0.14027 | 0.16713 | 0.16819 | 0.1739 | 0 | 0.35733 | 0.27931 | 0.30419 | 0.26378 | 0.27755 | 0.30195 | 0.29344 | 0.30133 | 0.30427 | 0.36131 | 0.36211 | 0.37274 | 8.9725
LO3Slow | New | Fixtures | Residential | Lighting | 0.0013249 | 0.001256 | 10.5866 | -67.4067 | Single Family | ID/MT/OR-Floor/Table_2000 to 3999 lumens | 1.067e-05 | 2.6737e-05 | 5.8252e-05 | 0.00011298 | 0.00019374 | 0.00029894 | 0.00043311 | 0.0005891 | 0.00076092 | 0.00093316 | 0.0010616 | 0.0011871 | 0.0012953 | 0.0013762 | 0.001404 | 0.0014289 | 0.0014333 | 0.0014172 | 0.0014067 | 0.001388 | 0.016816 | 0.34768 | 0.30266 | 0.29203 | 0.22715 | 0.22329 | 0.21202 | 0.18238 | 0.21583 | 0.27185 | 0.32393 | 0.32597 | 0.33704 | 0 | 0.69256 | 0.54135 | 0.58956 | 0.51124 | 0.53792 | 0.58522 | 0.56872 | 0.58401 | 0.58972 | 0.70027 | 0.70182 | 0.72242 | 8.9725
LO3Slow | New | Fixtures | Residential | Lighting | 0.0024201 | 0.0022942 | 19.3377 | -67.4067 | Single Family | ID/MT/OR-Floor/Table_4000 to 7999 lumens | 8.635e-07 | 2.1638e-06 | 4.7141e-06 | 9.1432e-06 | 1.5679e-05 | 2.4192e-05 | 3.505e-05 | 4.7673e-05 | 6.1578e-05 | 7.5517e-05 | 8.5909e-05 | 9.6068e-05 | 0.00010482 | 0.00011137 | 0.00011362 | 0.00011563 | 0.00011599 | 0.00011469 | 0.00011383 | 0.00011233 | 0.0013608 | 0.63508 | 0.55284 | 0.53342 | 0.41491 | 0.40786 | 0.38729 | 0.33315 | 0.39425 | 0.49657 | 0.59169 | 0.59542 | 0.61564 | 0 | 1.265 | 0.98883 | 1.0769 | 0.93383 | 0.98258 | 1.069 | 1.0388 | 1.0668 | 1.0772 | 1.2791 | 1.282 | 1.3196 | 8.9725
LO3Slow | New | Fixtures | Residential | Lighting | 0.00013061 | 0.00012357 | 1.0409 | -38.3203 | Single Family | ID/MT/OR-Ceiling and Wall Flush Mount _0 to 249 lumens | 4.217e-07 | 1.0567e-06 | 2.3022e-06 | 4.4652e-06 | 7.6568e-06 | 1.1815e-05 | 1.7117e-05 | 2.3282e-05 | 3.0072e-05 | 3.6879e-05 | 4.1954e-05 | 4.6915e-05 | 5.1192e-05 | 5.4389e-05 | 5.5487e-05 | 5.6469e-05 | 5.6644e-05 | 5.6009e-05 | 5.5592e-05 | 5.4856e-05 | 0.00066457 | 0.034185 | 0.029713 | 0.028642 | 0.022283 | 0.021815 | 0.020686 | 0.017788 | 0.02105 | 0.026535 | 0.031677 | 0.031958 | 0.033195 | 0 | 0.068809 | 0.053735 | 0.058303 | 0.050522 | 0.052738 | 0.057144 | 0.055478 | 0.056965 | 0.057658 | 0.068781 | 0.069277 | 0.071943 | 3.9451
LO3Slow | New | Fixtures | Residential | Lighting | 0.00025587 | 0.00024207 | 2.0391 | -38.3203 | Single Family | ID/MT/OR-Ceiling and Wall Flush Mount _250 to 499 lumens | 4.283e-06 | 1.0732e-05 | 2.3382e-05 | 4.5351e-05 | 7.7767e-05 | 0.00012 | 0.00017385 | 0.00023646 | 0.00030543 | 0.00037457 | 0.00042611 | 0.0004765 | 0.00051993 | 0.00055241 | 0.00056356 | 0.00057354 | 0.00057531 | 0.00056886 | 0.00056463 | 0.00055715 | 0.0067498 | 0.066968 | 0.058207 | 0.05611 | 0.043652 | 0.042735 | 0.040524 | 0.034847 | 0.041236 | 0.051981 | 0.062055 | 0.062605 | 0.065028 | 0 | 0.1348 | 0.10527 | 0.11422 | 0.098972 | 0.10331 | 0.11194 | 0.10868 | 0.11159 | 0.11295 | 0.13474 | 0.13571 | 0.14094 | 3.9451
LO3Slow | New | Fixtures | Residential | Lighting | 0.00049096 | 0.00046447 | 3.9125 | -38.3203 | Single Family | ID/MT/OR-Ceiling and Wall Flush Mount _500 to 999 lumens | 4.3317e-05 | 0.00010854 | 0.00023648 | 0.00045867 | 0.00078652 | 0.0012136 | 0.0017583 | 0.0023915 | 0.0030891 | 0.0037883 | 0.0043096 | 0.0048192 | 0.0052585 | 0.0055869 | 0.0056997 | 0.0058006 | 0.0058185 | 0.0057533 | 0.0057105 | 0.0056349 | 0.068266 | 0.1285 | 0.11169 | 0.10766 | 0.083758 | 0.081999 | 0.077756 | 0.066864 | 0.079122 | 0.099739 | 0.11907 | 0.12012 | 0.12477 | 0 | 0.25864 | 0.20198 | 0.21915 | 0.1899 | 0.19823 | 0.21479 | 0.20853 | 0.21412 | 0.21673 | 0.25854 | 0.2604 | 0.27042 | 3.9451
LO3Slow | New | Fixtures | Residential | Lighting | 0.00090004 | 0.00085147 | 7.1725 | -38.3203 | Single Family | ID/MT/OR-Ceiling and Wall Flush Mount _1000 to 1999 lumens | 5.1075e-05 | 0.00012798 | 0.00027883 | 0.00054081 | 0.00092738 | 0.001431 | 0.0020732 | 0.0028198 | 0.0036423 | 0.0044668 | 0.0050814 | 0.0056823 | 0.0062003 | 0.0065875 | 0.0067205 | 0.0068395 | 0.0068606 | 0.0067837 | 0.0067332 | 0.0066441 | 0.080492 | 0.23556 | 0.20475 | 0.19737 | 0.15355 | 0.15032 | 0.14254 | 0.12258 | 0.14505 | 0.18284 | 0.21828 | 0.22022 | 0.22874 | 0 | 0.47414 | 0.37028 | 0.40175 | 0.34814 | 0.36341 | 0.39377 | 0.38228 | 0.39253 | 0.39731 | 0.47396 | 0.47737 | 0.49574 | 3.9451
LO3Slow | New | Fixtures | Residential | Lighting | 0.0017444 | 0.0016503 | 13.9011 | -38.3203 | Single Family | ID/MT/OR-Ceiling and Wall Flush Mount _2000 to 3999 lumens | 3.8813e-05 | 9.7258e-05 | 0.00021189 | 0.00041098 | 0.00070474 | 0.0010874 | 0.0015754 | 0.0021429 | 0.0027679 | 0.0033944 | 0.0038615 | 0.0043181 | 0.0047117 | 0.005006 | 0.0051071 | 0.0051975 | 0.0052135 | 0.0051551 | 0.0051168 | 0.005049 | 0.061168 | 0.45655 | 0.39682 | 0.38252 | 0.29759 | 0.29134 | 0.27627 | 0.23757 | 0.28112 | 0.35437 | 0.42305 | 0.42681 | 0.44332 | 0 | 0.91895 | 0.71764 | 0.77865 | 0.67473 | 0.70433 | 0.76317 | 0.74092 | 0.76078 | 0.77003 | 0.91859 | 0.9252 | 0.96082 | 3.9451
LO3Slow | New | Fixtures | Residential | Lighting | 0.0031863 | 0.0030144 | 25.3921 | -38.3203 | Single Family | ID/MT/OR-Ceiling and Wall Flush Mount _4000 to 7999 lumens | 2.3427e-05 | 5.8704e-05 | 0.0001279 | 0.00024806 | 0.00042537 | 0.00065635 | 0.00095092 | 0.0012934 | 0.0016706 | 0.0020488 | 0.0023307 | 0.0026064 | 0.0028439 | 0.0030216 | 0.0030826 | 0.0031371 | 0.0031468 | 0.0031115 | 0.0030884 | 0.0030475 | 0.03692 | 0.83394 | 0.72484 | 0.69872 | 0.54359 | 0.53218 | 0.50464 | 0.43395 | 0.5135 | 0.64731 | 0.77276 | 0.77961 | 0.80978 | 0 | 1.6786 | 1.3109 | 1.4223 | 1.2325 | 1.2865 | 1.394 | 1.3534 | 1.3896 | 1.4066 | 1.6779 | 1.69 | 1.755 | 3.9451
LO3Slow | New | Fixtures | Residential | Lighting | 0.00010381 | 9.7994e-05 | 0.82491 | -111.7369 | Single Family | ID/MT/OR-Downlight Fixture_0 to 249 lumens | 3.7668e-08 | 9.4387e-08 | 2.0564e-07 | 3.9884e-07 | 6.8394e-07 | 1.0553e-06 | 1.5289e-06 | 2.0796e-06 | 2.6862e-06 | 3.2942e-06 | 3.7475e-06 | 4.1907e-06 | 4.5726e-06 | 4.8582e-06 | 4.9563e-06 | 5.044e-06 | 5.0596e-06 | 5.0029e-06 | 4.9657e-06 | 4.9e-06 | 5.9362e-05 | 0.027093 | 0.02351 | 0.02264 | 0.017617 | 0.017171 | 0.016259 | 0.013976 | 0.016537 | 0.020865 | 0.024959 | 0.02525 | 0.026356 | 0 | 0.055138 | 0.043017 | 0.046492 | 0.040257 | 0.041668 | 0.044953 | 0.043595 | 0.044759 | 0.045421 | 0.054451 | 0.055134 | 0.05779 | 10.9091
LO3Slow | New | Fixtures | Residential | Lighting | 0.00020337 | 0.00019197 | 1.616 | -111.7369 | Single Family | ID/MT/OR-Downlight Fixture_250 to 499 lumens | 4.8038e-06 | 1.2037e-05 | 2.6225e-05 | 5.0865e-05 | 8.7224e-05 | 0.00013459 | 0.00019499 | 0.00026522 | 0.00034257 | 0.00042012 | 0.00047792 | 0.00053444 | 0.00058316 | 0.00061958 | 0.00063209 | 0.00064328 | 0.00064526 | 0.00063803 | 0.00063328 | 0.0006249 | 0.0075706 | 0.053074 | 0.046056 | 0.044351 | 0.034511 | 0.033638 | 0.03185 | 0.027379 | 0.032396 | 0.040874 | 0.048895 | 0.049464 | 0.051631 | 0 | 0.10801 | 0.08427 | 0.091077 | 0.078864 | 0.081627 | 0.088062 | 0.085402 | 0.087683 | 0.088979 | 0.10667 | 0.10801 | 0.11321 | 10.9091
LO3Slow | New | Fixtures | Residential | Lighting | 0.00039021 | 0.00036834 | 3.1007 | -111.7369 | Single Family | ID/MT/OR-Downlight Fixture_500 to 999 lumens | 0.00018948 | 0.00047479 | 0.0010344 | 0.0020063 | 0.0034404 | 0.0053085 | 0.007691 | 0.010461 | 0.013512 | 0.016571 | 0.018851 | 0.02108 | 0.023002 | 0.024438 | 0.024932 | 0.025373 | 0.025451 | 0.025166 | 0.024979 | 0.024648 | 0.29861 | 0.10184 | 0.08837 | 0.085099 | 0.066219 | 0.064544 | 0.061113 | 0.052533 | 0.06216 | 0.078427 | 0.093817 | 0.09491 | 0.099067 | 0 | 0.20725 | 0.16169 | 0.17476 | 0.15132 | 0.15662 | 0.16897 | 0.16387 | 0.16824 | 0.17073 | 0.20467 | 0.20724 | 0.21722 | 10.9091
LO3Slow | New | Fixtures | Residential | Lighting | 0.00071535 | 0.00067525 | 5.6843 | -111.7369 | Single Family | ID/MT/OR-Downlight Fixture_1000 to 1999 lumens | 6.1379e-05 | 0.0001538 | 0.00033508 | 0.00064991 | 0.0011145 | 0.0017196 | 0.0024914 | 0.0033887 | 0.004377 | 0.0053679 | 0.0061065 | 0.0068286 | 0.0074511 | 0.0079164 | 0.0080762 | 0.0082192 | 0.0082446 | 0.0081522 | 0.0080915 | 0.0079844 | 0.09673 | 0.18669 | 0.162 | 0.15601 | 0.12139 | 0.11832 | 0.11203 | 0.096306 | 0.11395 | 0.14377 | 0.17199 | 0.17399 | 0.18161 | 0 | 0.37995 | 0.29642 | 0.32037 | 0.2774 | 0.28712 | 0.30976 | 0.3004 | 0.30843 | 0.31298 | 0.37521 | 0.37992 | 0.39822 | 10.9091
LO3Slow | New | Fixtures | Residential | Lighting | 0.0013864 | 0.0013087 | 11.0168 | -111.7369 | Single Family | ID/MT/OR-Downlight Fixture_2000 to 3999 lumens | 1.4817e-05 | 3.7128e-05 | 8.0889e-05 | 0.00015689 | 0.00026903 | 0.00041512 | 0.00060142 | 0.00081803 | 0.0010566 | 0.0012958 | 0.0014741 | 0.0016484 | 0.0017987 | 0.001911 | 0.0019496 | 0.0019841 | 0.0019902 | 0.0019679 | 0.0019533 | 0.0019275 | 0.023351 | 0.36183 | 0.31398 | 0.30236 | 0.23528 | 0.22933 | 0.21714 | 0.18665 | 0.22086 | 0.27865 | 0.33333 | 0.33722 | 0.35199 | 0 | 0.73638 | 0.5745 | 0.62091 | 0.53764 | 0.55648 | 0.60035 | 0.58222 | 0.59777 | 0.6066 | 0.72721 | 0.73633 | 0.7718 | 10.9091
LO3Slow | New | Fixtures | Residential | Lighting | 0.0025325 | 0.0023905 | 20.1235 | -111.7369 | Single Family | ID/MT/OR-Downlight Fixture_4000 to 7999 lumens | 3.2625e-06 | 8.1753e-06 | 1.7811e-05 | 3.4546e-05 | 5.9239e-05 | 9.1405e-05 | 0.00013243 | 0.00018012 | 0.00023266 | 0.00028532 | 0.00032459 | 0.00036297 | 0.00039606 | 0.00042079 | 0.00042929 | 0.00043689 | 0.00043824 | 0.00043332 | 0.0004301 | 0.00042441 | 0.0051416 | 0.66092 | 0.57353 | 0.5523 | 0.42976 | 0.41889 | 0.39662 | 0.34094 | 0.40342 | 0.50899 | 0.60887 | 0.61597 | 0.64295 | 0 | 1.3451 | 1.0494 | 1.1342 | 0.98207 | 1.0165 | 1.0966 | 1.0635 | 1.0919 | 1.108 | 1.3283 | 1.345 | 1.4098 | 10.9091
LO3Slow | New | Fixtures | Residential | Lighting | 0.00015581 | 0.00017678 | 0.87246 | -73.1679 | Single Family | ID/MT/OR-Exterior Porch_0 to 249 lumens | 1.0279e-09 | 2.5756e-09 | 5.6114e-09 | 1.0884e-08 | 1.8663e-08 | 2.8797e-08 | 4.1721e-08 | 5.6748e-08 | 7.33e-08 | 8.9892e-08 | 1.0226e-07 | 1.1435e-07 | 1.2478e-07 | 1.3257e-07 | 1.3525e-07 | 1.3764e-07 | 1.3807e-07 | 1.3652e-07 | 1.355e-07 | 1.3371e-07 | 1.6199e-06 | 0.036904 | 0.032436 | 0.025702 | 0.015347 | 0.014385 | 0.013998 | 0.010224 | 0.012259 | 0.018285 | 0.029961 | 0.034755 | 0.037568 | 0 | 0.0721 | 0.053403 | 0.046961 | 0.039095 | 0.036499 | 0.035078 | 0.036685 | 0.038622 | 0.045202 | 0.052172 | 0.064052 | 0.070763 | 11.1792
LO3Slow | New | Fixtures | Residential | Lighting | 0.00030523 | 0.0003463 | 1.7091 | -73.1679 | Single Family | ID/MT/OR-Exterior Porch_250 to 499 lumens | 2.069e-07 | 5.1846e-07 | 1.1295e-06 | 2.1908e-06 | 3.7568e-06 | 5.7967e-06 | 8.3982e-06 | 1.1423e-05 | 1.4755e-05 | 1.8095e-05 | 2.0585e-05 | 2.3019e-05 | 2.5117e-05 | 2.6686e-05 | 2.7224e-05 | 2.7706e-05 | 2.7792e-05 | 2.748e-05 | 2.7276e-05 | 2.6915e-05 | 0.00032607 | 0.072295 | 0.063542 | 0.050349 | 0.030064 | 0.02818 | 0.027422 | 0.020028 | 0.024016 | 0.035821 | 0.058693 | 0.068085 | 0.073595 | 0 | 0.14124 | 0.10462 | 0.091996 | 0.076587 | 0.071502 | 0.068718 | 0.071865 | 0.075661 | 0.08855 | 0.1022 | 0.12548 | 0.13862 | 11.1792
LO3Slow | New | Fixtures | Residential | Lighting | 0.00058566 | 0.00066447 | 3.2794 | -73.1679 | Single Family | ID/MT/OR-Exterior Porch_500 to 999 lumens | 9.2966e-06 | 2.3295e-05 | 5.0753e-05 | 9.8437e-05 | 0.0001688 | 0.00026046 | 0.00037735 | 0.00051326 | 0.00066296 | 0.00081303 | 0.00092491 | 0.0010343 | 0.0011286 | 0.001199 | 0.0012232 | 0.0012449 | 0.0012487 | 0.0012347 | 0.0012256 | 0.0012093 | 0.014651 | 0.13872 | 0.12192 | 0.096608 | 0.057686 | 0.05407 | 0.052616 | 0.038428 | 0.04608 | 0.068732 | 0.11262 | 0.13064 | 0.14121 | 0 | 0.27101 | 0.20073 | 0.17652 | 0.14695 | 0.13719 | 0.13185 | 0.13789 | 0.14517 | 0.16991 | 0.1961 | 0.24076 | 0.26599 | 11.1792
LO3Slow | New | Fixtures | Residential | Lighting | 0.0010737 | 0.0012181 | 6.0119 | -73.1679 | Single Family | ID/MT/OR-Exterior Porch_1000 to 1999 lumens | 1.7005e-05 | 4.2611e-05 | 9.2835e-05 | 0.00018006 | 0.00030876 | 0.00047642 | 0.00069023 | 0.00093883 | 0.0012127 | 0.0014872 | 0.0016918 | 0.0018919 | 0.0020643 | 0.0021932 | 0.0022375 | 0.0022771 | 0.0022842 | 0.0022586 | 0.0022418 | 0.0022121 | 0.026799 | 0.2543 | 0.22351 | 0.17711 | 0.10575 | 0.099122 | 0.096458 | 0.070448 | 0.084476 | 0.126 | 0.20645 | 0.23949 | 0.25887 | 0 | 0.49683 | 0.36799 | 0.3236 | 0.2694 | 0.25151 | 0.24172 | 0.25279 | 0.26614 | 0.31148 | 0.35951 | 0.44137 | 0.48762 | 11.1792
LO3Slow | New | Fixtures | Residential | Lighting | 0.0020809 | 0.0023609 | 11.6518 | -73.1679 | Single Family | ID/MT/OR-Exterior Porch_2000 to 3999 lumens | 1.3354e-05 | 3.3462e-05 | 7.2901e-05 | 0.0001414 | 0.00024247 | 0.00037412 | 0.00054203 | 0.00073725 | 0.00095228 | 0.0011678 | 0.0013285 | 0.0014857 | 0.0016211 | 0.0017223 | 0.0017571 | 0.0017882 | 0.0017937 | 0.0017736 | 0.0017604 | 0.0017371 | 0.021045 | 0.49286 | 0.43319 | 0.34325 | 0.20496 | 0.19211 | 0.18695 | 0.13654 | 0.16372 | 0.24421 | 0.40013 | 0.46416 | 0.50172 | 0 | 0.96291 | 0.7132 | 0.62717 | 0.52212 | 0.48746 | 0.46848 | 0.48994 | 0.51581 | 0.60368 | 0.69677 | 0.85543 | 0.94506 | 11.1792
LO3Slow | New | Fixtures | Residential | Lighting | 0.003801 | 0.0043124 | 21.2835 | -73.1679 | Single Family | ID/MT/OR-Exterior Porch_4000 to 7999 lumens | 1.0705e-06 | 2.6825e-06 | 5.8442e-06 | 1.1335e-05 | 1.9437e-05 | 2.9992e-05 | 4.3452e-05 | 5.9102e-05 | 7.634e-05 | 9.3621e-05 | 0.0001065 | 0.0001191 | 0.00012995 | 0.00013807 | 0.00014086 | 0.00014335 | 0.00014379 | 0.00014218 | 0.00014113 | 0.00013926 | 0.0016871 | 0.90028 | 0.79127 | 0.62699 | 0.37439 | 0.35091 | 0.34148 | 0.2494 | 0.29906 | 0.44607 | 0.73089 | 0.84785 | 0.91646 | 0 | 1.7589 | 1.3027 | 1.1456 | 0.95372 | 0.8904 | 0.85573 | 0.89492 | 0.94219 | 1.1027 | 1.2727 | 1.5625 | 1.7263 | 11.1792
LO3Slow | New | Fixtures | Residential | Lighting | 0.00017263 | 0.00020188 | 0.95994 | -90.3304 | Single Family | ID/MT/OR-Chandelier/Pendant_0 to 249 lumens | 2.8506e-07 | 7.1431e-07 | 1.5562e-06 | 3.0184e-06 | 5.1759e-06 | 7.9865e-06 | 1.1571e-05 | 1.5738e-05 | 2.0328e-05 | 2.493e-05 | 2.8361e-05 | 3.1714e-05 | 3.4605e-05 | 3.6766e-05 | 3.7509e-05 | 3.8173e-05 | 3.8291e-05 | 3.7861e-05 | 3.758e-05 | 3.7082e-05 | 0.00044925 | 0.041526 | 0.037048 | 0.029273 | 0.017087 | 0.016976 | 0.016859 | 0.012365 | 0.014842 | 0.021896 | 0.035317 | 0.040183 | 0.041778 | 0 | 0.07275 | 0.053859 | 0.047584 | 0.0397 | 0.041018 | 0.041674 | 0.044287 | 0.046685 | 0.053087 | 0.057578 | 0.068012 | 0.068561 | 6.4193
LO3Slow | New | Fixtures | Residential | Lighting | 0.00033817 | 0.00039547 | 1.8805 | -90.3304 | Single Family | ID/MT/OR-Chandelier/Pendant_250 to 499 lumens | 2.6444e-06 | 6.6262e-06 | 1.4436e-05 | 2.8e-05 | 4.8014e-05 | 7.4086e-05 | 0.00010733 | 0.00014599 | 0.00018857 | 0.00023126 | 0.00026308 | 0.0002942 | 0.00032101 | 0.00034106 | 0.00034794 | 0.0003541 | 0.0003552 | 0.00035122 | 0.0003486 | 0.00034399 | 0.0041674 | 0.081348 | 0.072576 | 0.057345 | 0.033473 | 0.033257 | 0.033026 | 0.024223 | 0.029076 | 0.042893 | 0.069185 | 0.078718 | 0.081844 | 0 | 0.14252 | 0.10551 | 0.093216 | 0.077771 | 0.080353 | 0.081638 | 0.086757 | 0.091456 | 0.104 | 0.1128 | 0.13323 | 0.13431 | 6.4193
LO3Slow | New | Fixtures | Residential | Lighting | 0.00064887 | 0.00075881 | 3.6083 | -90.3304 | Single Family | ID/MT/OR-Chandelier/Pendant_500 to 999 lumens | 2.5103e-05 | 6.2903e-05 | 0.00013704 | 0.0002658 | 0.0004558 | 0.0007033 | 0.0010189 | 0.0013859 | 0.0017901 | 0.0021954 | 0.0024975 | 0.0027928 | 0.0030474 | 0.0032377 | 0.0033031 | 0.0033615 | 0.0033719 | 0.0033341 | 0.0033093 | 0.0032655 | 0.039561 | 0.15609 | 0.13926 | 0.11003 | 0.064226 | 0.063811 | 0.063369 | 0.046477 | 0.055789 | 0.082302 | 0.13275 | 0.15104 | 0.15704 | 0 | 0.27345 | 0.20245 | 0.17886 | 0.14922 | 0.15418 | 0.15664 | 0.16647 | 0.17548 | 0.19954 | 0.21643 | 0.25564 | 0.25771 | 6.4193
LO3Slow | New | Fixtures | Residential | Lighting | 0.0011895 | 0.0013911 | 6.6148 | -90.3304 | Single Family | ID/MT/OR-Chandelier/Pendant_1000 to 1999 lumens | 3.2798e-05 | 8.2185e-05 | 0.00017905 | 0.00034728 | 0.00059552 | 0.00091889 | 0.0013313 | 0.0018108 | 0.0023389 | 0.0028683 | 0.003263 | 0.0036489 | 0.0039815 | 0.0042301 | 0.0043156 | 0.004392 | 0.0044055 | 0.0043561 | 0.0043237 | 0.0042665 | 0.051688 | 0.28614 | 0.25529 | 0.20171 | 0.11774 | 0.11698 | 0.11617 | 0.085204 | 0.10227 | 0.15088 | 0.24336 | 0.27689 | 0.28789 | 0 | 0.5013 | 0.37113 | 0.32789 | 0.27356 | 0.28264 | 0.28717 | 0.30517 | 0.3217 | 0.36581 | 0.39676 | 0.46866 | 0.47244 | 6.4193
LO3Slow | New | Fixtures | Residential | Lighting | 0.0023054 | 0.0026961 | 12.8202 | -90.3304 | Single Family | ID/MT/OR-Chandelier/Pendant_2000 to 3999 lumens | 5.4143e-05 | 0.00013567 | 0.00029558 | 0.0005733 | 0.00098309 | 0.0015169 | 0.0021977 | 0.0029892 | 0.0038611 | 0.0047351 | 0.0053867 | 0.0060237 | 0.0065727 | 0.0069832 | 0.0071242 | 0.0072503 | 0.0072727 | 0.0071912 | 0.0071377 | 0.0070432 | 0.085327 | 0.55458 | 0.49478 | 0.39095 | 0.2282 | 0.22672 | 0.22515 | 0.16514 | 0.19822 | 0.29242 | 0.47166 | 0.53665 | 0.55796 | 0 | 0.97159 | 0.7193 | 0.63549 | 0.5302 | 0.5478 | 0.55656 | 0.59146 | 0.62349 | 0.70898 | 0.76897 | 0.90831 | 0.91564 | 6.4193
LO3Slow | New | Fixtures | Residential | Lighting | 0.0042112 | 0.0049247 | 23.4176 | -90.3304 | Single Family | ID/MT/OR-Chandelier/Pendant_4000 to 7999 lumens | 2.8606e-05 | 7.168e-05 | 0.00015617 | 0.00030289 | 0.0005194 | 0.00080144 | 0.0011611 | 0.0015793 | 0.0020399 | 0.0025017 | 0.0028459 | 0.0031825 | 0.0034726 | 0.0036895 | 0.003764 | 0.0038306 | 0.0038424 | 0.0037993 | 0.0037711 | 0.0037212 | 0.045081 | 1.013 | 0.90377 | 0.71411 | 0.41683 | 0.41414 | 0.41126 | 0.30164 | 0.36207 | 0.53414 | 0.86154 | 0.98026 | 1.0192 | 0 | 1.7747 | 1.3139 | 1.1608 | 0.96847 | 1.0006 | 1.0166 | 1.0804 | 1.1389 | 1.295 | 1.4046 | 1.6591 | 1.6725 | 6.4193
LO3Slow | New | Fixtures | Residential | Lighting | 2.898e-05 | 2.7142e-05 | 0.22794 | 9.8699 | Single Family | ID/MT/OR-Linear Flush Mount_0 to 249 lumens | 5.5207e-08 | 1.3834e-07 | 3.0139e-07 | 5.8456e-07 | 1.0024e-06 | 1.5467e-06 | 2.2409e-06 | 3.0479e-06 | 3.9369e-06 | 4.8281e-06 | 5.4925e-06 | 6.142e-06 | 6.7018e-06 | 7.1204e-06 | 7.2641e-06 | 7.3927e-06 | 7.4156e-06 | 7.3324e-06 | 7.2779e-06 | 7.1816e-06 | 8.7003e-05 | 0.007487 | 0.006459 | 0.0061971 | 0.0048257 | 0.0046285 | 0.0043584 | 0.0037415 | 0.0044261 | 0.0056027 | 0.0067528 | 0.0069007 | 0.0073306 | 0 | 0.015836 | 0.012314 | 0.01313 | 0.01134 | 0.011387 | 0.01209 | 0.011678 | 0.011986 | 0.01228 | 0.014988 | 0.015464 | 0.016735 | 1.6464
LO3Slow | New | Fixtures | Residential | Lighting | 5.6772e-05 | 5.3172e-05 | 0.44653 | 9.8699 | Single Family | ID/MT/OR-Linear Flush Mount_250 to 499 lumens | 1.4623e-06 | 3.6642e-06 | 7.983e-06 | 1.5483e-05 | 2.6551e-05 | 4.0968e-05 | 5.9354e-05 | 8.0732e-05 | 0.00010428 | 0.00012788 | 0.00014548 | 0.00016269 | 0.00017751 | 0.0001886 | 0.00019241 | 0.00019581 | 0.00019642 | 0.00019422 | 0.00019277 | 0.00019022 | 0.0023045 | 0.014667 | 0.012653 | 0.01214 | 0.0094535 | 0.0090671 | 0.008538 | 0.0073295 | 0.0086706 | 0.010976 | 0.013229 | 0.013518 | 0.01436 | 0 | 0.031023 | 0.024123 | 0.025721 | 0.022214 | 0.022307 | 0.023685 | 0.022877 | 0.02348 | 0.024055 | 0.029361 | 0.030294 | 0.032784 | 1.6464
LO3Slow | New | Fixtures | Residential | Lighting | 0.00010893 | 0.00010202 | 0.85678 | 9.8699 | Single Family | ID/MT/OR-Linear Flush Mount_500 to 999 lumens | 2.8695e-05 | 7.1903e-05 | 0.00015665 | 0.00030384 | 0.00052102 | 0.00080393 | 0.0011647 | 0.0015842 | 0.0020463 | 0.0025095 | 0.0028548 | 0.0031924 | 0.0034834 | 0.0037009 | 0.0037757 | 0.0038425 | 0.0038544 | 0.0038112 | 0.0037828 | 0.0037328 | 0.045222 | 0.028142 | 0.024278 | 0.023294 | 0.018139 | 0.017398 | 0.016382 | 0.014064 | 0.016637 | 0.021059 | 0.025382 | 0.025938 | 0.027554 | 0 | 0.059525 | 0.046286 | 0.049352 | 0.042623 | 0.042802 | 0.045445 | 0.043896 | 0.045053 | 0.046157 | 0.056337 | 0.058127 | 0.062904 | 1.6464
LO3Slow | New | Fixtures | Residential | Lighting | 0.0001997 | 0.00018703 | 1.5707 | 9.8699 | Single Family | ID/MT/OR-Linear Flush Mount_1000 to 1999 lumens | 4.6527e-05 | 0.00011659 | 0.00025401 | 0.00049266 | 0.00084481 | 0.0013035 | 0.0018886 | 0.0025688 | 0.003318 | 0.004069 | 0.0046289 | 0.0051764 | 0.0056482 | 0.0060009 | 0.0061221 | 0.0062305 | 0.0062497 | 0.0061797 | 0.0061337 | 0.0060525 | 0.073325 | 0.051591 | 0.044508 | 0.042703 | 0.033253 | 0.031894 | 0.030033 | 0.025782 | 0.030499 | 0.038607 | 0.046532 | 0.047551 | 0.050513 | 0 | 0.10912 | 0.084852 | 0.090474 | 0.078139 | 0.078467 | 0.083312 | 0.080471 | 0.082593 | 0.084616 | 0.10328 | 0.10656 | 0.11532 | 1.6464
LO3Slow | New | Fixtures | Residential | Lighting | 0.00038704 | 0.00036249 | 3.0442 | 9.8699 | Single Family | ID/MT/OR-Linear Flush Mount_2000 to 3999 lumens | 1.493e-05 | 3.7411e-05 | 8.1507e-05 | 0.00015809 | 0.00027109 | 0.00041829 | 0.00060601 | 0.00082427 | 0.0010647 | 0.0013057 | 0.0014854 | 0.001661 | 0.0018124 | 0.0019256 | 0.0019645 | 0.0019993 | 0.0020054 | 0.001983 | 0.0019682 | 0.0019422 | 0.023529 | 0.09999 | 0.086262 | 0.082764 | 0.064448 | 0.061814 | 0.058207 | 0.049968 | 0.059111 | 0.074825 | 0.090185 | 0.09216 | 0.097901 | 0 | 0.2115 | 0.16445 | 0.17535 | 0.15144 | 0.15208 | 0.16147 | 0.15596 | 0.16008 | 0.164 | 0.20017 | 0.20653 | 0.2235 | 1.6464
LO3Slow | New | Fixtures | Residential | Lighting | 0.00070697 | 0.00066213 | 5.5605 | 9.8699 | Single Family | ID/MT/OR-Linear Flush Mount_4000 to 7999 lumens | 2.5258e-06 | 6.3292e-06 | 1.3789e-05 | 2.6745e-05 | 4.5862e-05 | 7.0765e-05 | 0.00010252 | 0.00013945 | 0.00018012 | 0.00022089 | 0.00025129 | 0.00028101 | 0.00030662 | 0.00032577 | 0.00033235 | 0.00033823 | 0.00033927 | 0.00033547 | 0.00033298 | 0.00032857 | 0.0039806 | 0.18264 | 0.15757 | 0.15118 | 0.11772 | 0.11291 | 0.10632 | 0.091273 | 0.10797 | 0.13668 | 0.16473 | 0.16834 | 0.17883 | 0 | 0.38632 | 0.3004 | 0.3203 | 0.27663 | 0.27779 | 0.29494 | 0.28488 | 0.2924 | 0.29956 | 0.36563 | 0.37725 | 0.40825 | 1.6464
LO3Slow | New | Fixtures | Residential | Lighting | 2.1873e-05 | 2.0242e-05 | 0.16937 | 18.1824 | Single Family | ID/MT/OR-Linear Shop_0 to 249 lumens | 2.9662e-08 | 7.4328e-08 | 1.6193e-07 | 3.1408e-07 | 5.3858e-07 | 8.3104e-07 | 1.204e-06 | 1.6376e-06 | 2.1153e-06 | 2.5941e-06 | 2.9511e-06 | 3.3001e-06 | 3.6009e-06 | 3.8257e-06 | 3.903e-06 | 3.9721e-06 | 3.9843e-06 | 3.9397e-06 | 3.9104e-06 | 3.8586e-06 | 4.6746e-05 | 0.005564 | 0.0047565 | 0.0045372 | 0.0035372 | 0.0033056 | 0.0030843 | 0.0026418 | 0.0031239 | 0.0039762 | 0.0048523 | 0.0050398 | 0.005502 | 0 | 0.012457 | 0.0096407 | 0.010081 | 0.0086736 | 0.0083159 | 0.0086034 | 0.0082545 | 0.0084675 | 0.0088128 | 0.01107 | 0.011754 | 0.013315 | 1.2998
LO3Slow | New | Fixtures | Residential | Lighting | 4.2848e-05 | 3.9655e-05 | 0.33179 | 18.1824 | Single Family | ID/MT/OR-Linear Shop_250 to 499 lumens | 0 | 0 | 0 | 0 | 0 | 0 | 0 | 0 | 0 | 0 | 0 | 0 | 0 | 0 | 0 | 0 | 0 | 0 | 0 | 0 | 0 | 0.0109 | 0.0093179 | 0.0088884 | 0.0069294 | 0.0064756 | 0.0060422 | 0.0051753 | 0.0061197 | 0.0077893 | 0.0095056 | 0.0098729 | 0.010778 | 0 | 0.024402 | 0.018886 | 0.019749 | 0.016991 | 0.016291 | 0.016854 | 0.01617 | 0.016588 | 0.017264 | 0.021686 | 0.023026 | 0.026085 | 1.2998
LO3Slow | New | Fixtures | Residential | Lighting | 8.2216e-05 | 7.6087e-05 | 0.63662 | 18.1824 | Single Family | ID/MT/OR-Linear Shop_500 to 999 lumens | 3.0881e-08 | 7.7382e-08 | 1.6859e-07 | 3.2699e-07 | 5.6072e-07 | 8.6519e-07 | 1.2535e-06 | 1.7049e-06 | 2.2022e-06 | 2.7007e-06 | 3.0723e-06 | 3.4357e-06 | 3.7488e-06 | 3.983e-06 | 4.0634e-06 | 4.1353e-06 | 4.1481e-06 | 4.1016e-06 | 4.0711e-06 | 4.0172e-06 | 4.8667e-05 | 0.020914 | 0.017879 | 0.017055 | 0.013296 | 0.012425 | 0.011593 | 0.0099302 | 0.011742 | 0.014946 | 0.018239 | 0.018944 | 0.020681 | 0 | 0.046822 | 0.036238 | 0.037894 | 0.032602 | 0.031258 | 0.032339 | 0.031027 | 0.031828 | 0.033126 | 0.04161 | 0.044182 | 0.05005 | 1.2998
LO3Slow | New | Fixtures | Residential | Lighting | 0.00015072 | 0.00013949 | 1.1671 | 18.1824 | Single Family | ID/MT/OR-Linear Shop_1000 to 1999 lumens | 7.1395e-09 | 1.789e-08 | 3.8977e-08 | 7.5597e-08 | 1.2963e-07 | 2.0003e-07 | 2.898e-07 | 3.9417e-07 | 5.0914e-07 | 6.2439e-07 | 7.103e-07 | 7.943e-07 | 8.667e-07 | 9.2083e-07 | 9.3942e-07 | 9.5605e-07 | 9.59e-07 | 9.4826e-07 | 9.412e-07 | 9.2875e-07 | 1.1252e-05 | 0.03834 | 0.032776 | 0.031265 | 0.024374 | 0.022778 | 0.021254 | 0.018204 | 0.021526 | 0.027399 | 0.033436 | 0.034728 | 0.037913 | 0 | 0.085836 | 0.066432 | 0.069468 | 0.059768 | 0.057303 | 0.059284 | 0.05688 | 0.058347 | 0.060727 | 0.076281 | 0.080996 | 0.091754 | 1.2998
LO3Slow | New | Fixtures | Residential | Lighting | 0.00029211 | 0.00027034 | 2.2619 | 18.1824 | Single Family | ID/MT/OR-Linear Shop_2000 to 3999 lumens | 0 | 0 | 0 | 0 | 0 | 0 | 0 | 0 | 0 | 0 | 0 | 0 | 0 | 0 | 0 | 0 | 0 | 0 | 0 | 0 | 0 | 0.074308 | 0.063524 | 0.060596 | 0.04724 | 0.044147 | 0.041192 | 0.035282 | 0.04172 | 0.053103 | 0.064803 | 0.067307 | 0.07348 | 0 | 0.16636 | 0.12875 | 0.13464 | 0.11584 | 0.11106 | 0.1149 | 0.11024 | 0.11308 | 0.1177 | 0.14784 | 0.15698 | 0.17783 | 1.2998
LO3Slow | New | Fixtures | Residential | Lighting | 0.00053358 | 0.00049381 | 4.1317 | 18.1824 | Single Family | ID/MT/OR-Linear Shop_4000 to 7999 lumens | 4.0212e-07 | 1.0076e-06 | 2.1953e-06 | 4.2578e-06 | 7.3013e-06 | 1.1266e-05 | 1.6322e-05 | 2.2201e-05 | 2.8676e-05 | 3.5167e-05 | 4.0006e-05 | 4.4737e-05 | 4.8815e-05 | 5.1864e-05 | 5.2911e-05 | 5.3848e-05 | 5.4014e-05 | 5.3408e-05 | 5.3011e-05 | 5.231e-05 | 0.00063372 | 0.13573 | 0.11603 | 0.11068 | 0.08629 | 0.080639 | 0.075242 | 0.064447 | 0.076207 | 0.096999 | 0.11837 | 0.12294 | 0.13422 | 0 | 0.30388 | 0.23518 | 0.24593 | 0.21159 | 0.20287 | 0.20988 | 0.20137 | 0.20656 | 0.21499 | 0.27005 | 0.28674 | 0.32483 | 1.2998
LO3Slow | New | Fixtures | Residential | Lighting | 0.00025527 | 0.00024217 | 2.0416 | -47.6767 | Single Family | ID/MT/OR-Track_0 to 249 lumens | 0 | 0 | 0 | 0 | 0 | 0 | 0 | 0 | 0 | 0 | 0 | 0 | 0 | 0 | 0 | 0 | 0 | 0 | 0 | 0 | 0 | 0.067048 | 0.058395 | 0.056361 | 0.043837 | 0.043149 | 0.04099 | 0.035264 | 0.041732 | 0.05255 | 0.062578 | 0.06292 | 0.06496 | 0 | 0.1331 | 0.10407 | 0.11348 | 0.098426 | 0.10383 | 0.11311 | 0.10996 | 0.11292 | 0.11393 | 0.13509 | 0.13517 | 0.13873 | 3.8658
LO3Slow | New | Fixtures | Residential | Lighting | 0.00050008 | 0.0004744 | 3.9995 | -47.6767 | Single Family | ID/MT/OR-Track_250 to 499 lumens | 9.1918e-07 | 2.3033e-06 | 5.018e-06 | 9.7327e-06 | 1.669e-05 | 2.5752e-05 | 3.731e-05 | 5.0747e-05 | 6.5548e-05 | 8.0386e-05 | 9.1448e-05 | 0.00010226 | 0.00011158 | 0.00011855 | 0.00012095 | 0.00012309 | 0.00012347 | 0.00012208 | 0.00012117 | 0.00011957 | 0.0014486 | 0.13135 | 0.11439 | 0.11041 | 0.085876 | 0.084528 | 0.0803 | 0.069081 | 0.081753 | 0.10294 | 0.12259 | 0.12326 | 0.12726 | 0 | 0.26074 | 0.20387 | 0.2223 | 0.19281 | 0.20341 | 0.22158 | 0.2154 | 0.2212 | 0.22319 | 0.26464 | 0.26479 | 0.27177 | 3.8658
LO3Slow | New | Fixtures | Residential | Lighting | 0.00095953 | 0.00091026 | 7.674 | -47.6767 | Single Family | ID/MT/OR-Track_500 to 999 lumens | 1.1138e-05 | 2.7908e-05 | 6.0803e-05 | 0.00011793 | 0.00020223 | 0.00031204 | 0.00045208 | 0.0006149 | 0.00079424 | 0.00097403 | 0.0011081 | 0.0012391 | 0.001352 | 0.0014365 | 0.0014655 | 0.0014914 | 0.001496 | 0.0014793 | 0.0014683 | 0.0014488 | 0.017552 | 0.25202 | 0.2195 | 0.21185 | 0.16478 | 0.16219 | 0.15408 | 0.13255 | 0.15686 | 0.19752 | 0.23522 | 0.2365 | 0.24417 | 0 | 0.5003 | 0.39118 | 0.42654 | 0.36996 | 0.39029 | 0.42516 | 0.41331 | 0.42443 | 0.42825 | 0.50777 | 0.50807 | 0.52147 | 3.8658
LO3Slow | New | Fixtures | Residential | Lighting | 0.001759 | 0.0016687 | 14.0682 | -47.6767 | Single Family | ID/MT/OR-Track_1000 to 1999 lumens | 1.7849e-05 | 4.4725e-05 | 9.7442e-05 | 0.00018899 | 0.00032408 | 0.00050006 | 0.00072449 | 0.00098543 | 0.0012728 | 0.001561 | 0.0017758 | 0.0019858 | 0.0021668 | 0.0023021 | 0.0023486 | 0.0023901 | 0.0023975 | 0.0023706 | 0.002353 | 0.0023219 | 0.028129 | 0.46202 | 0.40239 | 0.38837 | 0.30207 | 0.29733 | 0.28246 | 0.243 | 0.28757 | 0.36211 | 0.43121 | 0.43357 | 0.44763 | 0 | 0.91716 | 0.71713 | 0.78195 | 0.67823 | 0.71549 | 0.77941 | 0.75769 | 0.77808 | 0.78508 | 0.93087 | 0.93141 | 0.95597 | 3.8658
LO3Slow | New | Fixtures | Residential | Lighting | 0.0034092 | 0.0032342 | 27.2659 | -47.6767 | Single Family | ID/MT/OR-Track_2000 to 3999 lumens | 2.2585e-05 | 5.6595e-05 | 0.0001233 | 0.00023915 | 0.00041009 | 0.00063277 | 0.00091675 | 0.0012469 | 0.0016106 | 0.0019752 | 0.002247 | 0.0025127 | 0.0027418 | 0.002913 | 0.0029718 | 0.0030244 | 0.0030338 | 0.0029997 | 0.0029774 | 0.002938 | 0.035594 | 0.89545 | 0.77987 | 0.75272 | 0.58545 | 0.57626 | 0.54744 | 0.47096 | 0.55734 | 0.70181 | 0.83574 | 0.84031 | 0.86756 | 0 | 1.7776 | 1.3899 | 1.5155 | 1.3145 | 1.3867 | 1.5106 | 1.4685 | 1.508 | 1.5216 | 1.8041 | 1.8052 | 1.8528 | 3.8658
LO3Slow | New | Fixtures | Residential | Lighting | 0.0062274 | 0.0059076 | 49.8044 | -47.6767 | Single Family | ID/MT/OR-Track_4000 to 7999 lumens | 1.0115e-05 | 2.5346e-05 | 5.522e-05 | 0.0001071 | 0.00018366 | 0.00028339 | 0.00041057 | 0.00055844 | 0.00072132 | 0.0008846 | 0.0010063 | 0.0011253 | 0.0012279 | 0.0013046 | 0.0013309 | 0.0013545 | 0.0013587 | 0.0013434 | 0.0013334 | 0.0013158 | 0.015941 | 1.6356 | 1.4245 | 1.3749 | 1.0694 | 1.0526 | 0.99995 | 0.86026 | 1.018 | 1.2819 | 1.5266 | 1.5349 | 1.5847 | 0 | 3.2469 | 2.5388 | 2.7683 | 2.4011 | 2.533 | 2.7593 | 2.6824 | 2.7546 | 2.7793 | 3.2955 | 3.2974 | 3.3844 | 3.8658
LO3Slow | New | Fixtures | Residential | Lighting | 7.0455e-05 | 6.6792e-05 | 0.56298 | -74.4134 | Single Family | WA-Floor/Table_0 to 249 lumens | 1.2418e-06 | 3.1117e-06 | 6.7794e-06 | 1.3149e-05 | 2.2548e-05 | 3.4791e-05 | 5.0405e-05 | 6.8559e-05 | 8.8556e-05 | 0.0001086 | 0.00012355 | 0.00013816 | 0.00015075 | 0.00016016 | 0.0001634 | 0.00016629 | 0.0001668 | 0.00016493 | 0.00016371 | 0.00016154 | 0.001957 | 0.018489 | 0.016095 | 0.015529 | 0.012079 | 0.011874 | 0.011275 | 0.0096988 | 0.011478 | 0.014457 | 0.017226 | 0.017334 | 0.017923 | 0 | 0.036829 | 0.028788 | 0.031352 | 0.027187 | 0.028606 | 0.031121 | 0.030243 | 0.031057 | 0.03136 | 0.037239 | 0.037321 | 0.038417 | 10.873
LO3Slow | New | Fixtures | Residential | Lighting | 0.00013802 | 0.00013084 | 1.1029 | -74.4134 | Single Family | WA-Floor/Table_250 to 499 lumens | 7.6584e-06 | 1.919e-05 | 4.181e-05 | 8.1092e-05 | 0.00013906 | 0.00021456 | 0.00031086 | 0.00042282 | 0.00054614 | 0.00066977 | 0.00076193 | 0.00085203 | 0.00092969 | 0.00098776 | 0.0010077 | 0.0010255 | 0.0010287 | 0.0010172 | 0.0010096 | 0.00099625 | 0.012069 | 0.03622 | 0.031529 | 0.030422 | 0.023663 | 0.023261 | 0.022088 | 0.019 | 0.022485 | 0.02832 | 0.033745 | 0.033958 | 0.035111 | 0 | 0.072148 | 0.056395 | 0.061417 | 0.053258 | 0.056038 | 0.060965 | 0.059247 | 0.06084 | 0.061434 | 0.072951 | 0.073112 | 0.075259 | 10.873
LO3Slow | New | Fixtures | Residential | Lighting | 0.00026483 | 0.00025106 | 2.1161 | -74.4134 | Single Family | WA-Floor/Table_500 to 999 lumens | 6.1261e-05 | 0.00015351 | 0.00033444 | 0.00064866 | 0.0011123 | 0.0017163 | 0.0024866 | 0.0033822 | 0.0043687 | 0.0053576 | 0.0060948 | 0.0068155 | 0.0074368 | 0.0079012 | 0.0080607 | 0.0082034 | 0.0082288 | 0.0081365 | 0.008076 | 0.0079691 | 0.096544 | 0.069497 | 0.060497 | 0.058373 | 0.045404 | 0.044633 | 0.042381 | 0.036456 | 0.043142 | 0.05434 | 0.064749 | 0.065157 | 0.06737 | 0 | 0.13843 | 0.10821 | 0.11785 | 0.10219 | 0.10752 | 0.11698 | 0.11368 | 0.11674 | 0.11788 | 0.13997 | 0.14028 | 0.1444 | 10.873
LO3Slow | New | Fixtures | Residential | Lighting | 0.00048549 | 0.00046025 | 3.8794 | -74.4134 | Single Family | WA-Floor/Table_1000 to 1999 lumens | 6.678e-05 | 0.00016734 | 0.00036457 | 0.0007071 | 0.0012125 | 0.0018709 | 0.0027106 | 0.0036869 | 0.0047622 | 0.0058402 | 0.0066438 | 0.0074295 | 0.0081067 | 0.008613 | 0.0087869 | 0.0089424 | 0.00897 | 0.0088695 | 0.0088035 | 0.008687 | 0.10524 | 0.1274 | 0.11091 | 0.10701 | 0.083236 | 0.081822 | 0.077694 | 0.066833 | 0.07909 | 0.099617 | 0.1187 | 0.11945 | 0.1235 | 0 | 0.25378 | 0.19837 | 0.21604 | 0.18734 | 0.19712 | 0.21445 | 0.2084 | 0.214 | 0.2161 | 0.25661 | 0.25717 | 0.26472 | 10.873
LO3Slow | New | Fixtures | Residential | Lighting | 0.00094094 | 0.00089202 | 7.5187 | -74.4134 | Single Family | WA-Floor/Table_2000 to 3999 lumens | 1.6192e-05 | 4.0575e-05 | 8.8398e-05 | 0.00017145 | 0.00029401 | 0.00045365 | 0.00065725 | 0.00089397 | 0.0011547 | 0.0014161 | 0.001611 | 0.0018015 | 0.0019657 | 0.0020884 | 0.0021306 | 0.0021683 | 0.002175 | 0.0021506 | 0.0021346 | 0.0021064 | 0.025518 | 0.24692 | 0.21495 | 0.2074 | 0.16132 | 0.15858 | 0.15058 | 0.12953 | 0.15329 | 0.19307 | 0.23006 | 0.2315 | 0.23937 | 0 | 0.49186 | 0.38447 | 0.41871 | 0.36308 | 0.38204 | 0.41562 | 0.40391 | 0.41477 | 0.41882 | 0.49734 | 0.49843 | 0.51307 | 10.873
LO3Slow | New | Fixtures | Residential | Lighting | 0.0017187 | 0.0016294 | 13.7338 | -74.4134 | Single Family | WA-Floor/Table_4000 to 7999 lumens | 1.3104e-06 | 3.2835e-06 | 7.1537e-06 | 1.3875e-05 | 2.3793e-05 | 3.6712e-05 | 5.3188e-05 | 7.2345e-05 | 9.3446e-05 | 0.0001146 | 0.00013037 | 0.00014578 | 0.00015907 | 0.00016901 | 0.00017242 | 0.00017547 | 0.00017601 | 0.00017404 | 0.00017275 | 0.00017046 | 0.0020651 | 0.45104 | 0.39263 | 0.37884 | 0.29467 | 0.28967 | 0.27505 | 0.2366 | 0.28 | 0.35267 | 0.42022 | 0.42287 | 0.43723 | 0 | 0.89844 | 0.70227 | 0.76482 | 0.66321 | 0.69783 | 0.75918 | 0.73778 | 0.75762 | 0.76503 | 0.90844 | 0.91045 | 0.93718 | 10.873
LO3Slow | New | Fixtures | Residential | Lighting | 0.00011143 | 0.00010541 | 0.88796 | -38.6656 | Single Family | WA-Ceiling and Wall Flush Mount _0 to 249 lumens | 7.6867e-07 | 1.9261e-06 | 4.1964e-06 | 8.1391e-06 | 1.3957e-05 | 2.1536e-05 | 3.1201e-05 | 4.2438e-05 | 5.4816e-05 | 6.7224e-05 | 7.6474e-05 | 8.5518e-05 | 9.3313e-05 | 9.9141e-05 | 0.00010114 | 0.00010293 | 0.00010325 | 0.00010209 | 0.00010133 | 9.9993e-05 | 0.0012114 | 0.029163 | 0.025348 | 0.024434 | 0.019009 | 0.01861 | 0.017647 | 0.015175 | 0.017957 | 0.022636 | 0.027023 | 0.027263 | 0.028318 | 0 | 0.058699 | 0.04584 | 0.049737 | 0.0431 | 0.04499 | 0.048748 | 0.047327 | 0.048596 | 0.049187 | 0.058676 | 0.059099 | 0.061374 | 3.7777
LO3Slow | New | Fixtures | Residential | Lighting | 0.00021828 | 0.0002065 | 1.7395 | -38.6656 | Single Family | WA-Ceiling and Wall Flush Mount _250 to 499 lumens | 7.8071e-06 | 1.9563e-05 | 4.2621e-05 | 8.2666e-05 | 0.00014176 | 0.00021873 | 0.00031689 | 0.00043103 | 0.00055674 | 0.00068277 | 0.00077672 | 0.00086857 | 0.00094774 | 0.0010069 | 0.0010273 | 0.0010454 | 0.0010487 | 0.0010369 | 0.0010292 | 0.0010156 | 0.012304 | 0.057129 | 0.049656 | 0.047866 | 0.037239 | 0.036457 | 0.03457 | 0.029728 | 0.035178 | 0.044344 | 0.052938 | 0.053408 | 0.055475 | 0 | 0.11499 | 0.089801 | 0.097435 | 0.084432 | 0.088135 | 0.095497 | 0.092713 | 0.095198 | 0.096357 | 0.11495 | 0.11577 | 0.12023 | 3.7777
LO3Slow | New | Fixtures | Residential | Lighting | 0.00041883 | 0.00039623 | 3.3377 | -38.6656 | Single Family | WA-Ceiling and Wall Flush Mount _500 to 999 lumens | 7.8959e-05 | 0.00019786 | 0.00043106 | 0.00083606 | 0.0014337 | 0.0022122 | 0.003205 | 0.0043593 | 0.0056308 | 0.0069054 | 0.0078556 | 0.0087845 | 0.0095853 | 0.010184 | 0.010389 | 0.010573 | 0.010606 | 0.010487 | 0.010409 | 0.010271 | 0.12444 | 0.10962 | 0.095277 | 0.091844 | 0.071452 | 0.069952 | 0.066332 | 0.05704 | 0.067498 | 0.085085 | 0.10158 | 0.10248 | 0.10644 | 0 | 0.22064 | 0.17231 | 0.18695 | 0.162 | 0.16911 | 0.18324 | 0.17789 | 0.18266 | 0.18489 | 0.22055 | 0.22214 | 0.23069 | 3.7777
LO3Slow | New | Fixtures | Residential | Lighting | 0.00076781 | 0.00072638 | 6.1187 | -38.6656 | Single Family | WA-Ceiling and Wall Flush Mount _1000 to 1999 lumens | 9.3101e-05 | 0.00023329 | 0.00050826 | 0.0009858 | 0.0016904 | 0.0026084 | 0.003779 | 0.00514 | 0.0066392 | 0.0081421 | 0.0092625 | 0.010358 | 0.011302 | 0.012008 | 0.01225 | 0.012467 | 0.012506 | 0.012365 | 0.012273 | 0.012111 | 0.14672 | 0.20095 | 0.17466 | 0.16837 | 0.13099 | 0.12824 | 0.1216 | 0.10457 | 0.12374 | 0.15598 | 0.18621 | 0.18786 | 0.19513 | 0 | 0.40449 | 0.31588 | 0.34273 | 0.29699 | 0.31002 | 0.33591 | 0.32612 | 0.33486 | 0.33894 | 0.40433 | 0.40724 | 0.42291 | 3.7777
LO3Slow | New | Fixtures | Residential | Lighting | 0.0014881 | 0.0014078 | 11.8588 | -38.6656 | Single Family | WA-Ceiling and Wall Flush Mount _2000 to 3999 lumens | 7.0749e-05 | 0.00017728 | 0.00038624 | 0.00074913 | 0.0012846 | 0.0019822 | 0.0028717 | 0.003906 | 0.0050453 | 0.0061874 | 0.0070388 | 0.0078712 | 0.0085886 | 0.009125 | 0.0093092 | 0.009474 | 0.0095033 | 0.0093968 | 0.0093269 | 0.0092034 | 0.1115 | 0.38947 | 0.33852 | 0.32632 | 0.25387 | 0.24854 | 0.23568 | 0.20267 | 0.23982 | 0.30231 | 0.3609 | 0.3641 | 0.37819 | 0 | 0.78394 | 0.61221 | 0.66425 | 0.5756 | 0.60085 | 0.65104 | 0.63206 | 0.64901 | 0.6569 | 0.78363 | 0.78928 | 0.81966 | 3.7777
LO3Slow | New | Fixtures | Residential | Lighting | 0.0027182 | 0.0025715 | 21.6616 | -38.6656 | Single Family | WA-Ceiling and Wall Flush Mount _4000 to 7999 lumens | 9.3532e-06 | 2.3437e-05 | 5.1062e-05 | 9.9037e-05 | 0.00016983 | 0.00026205 | 0.00037965 | 0.00051639 | 0.000667 | 0.00081798 | 0.00093054 | 0.0010406 | 0.0011354 | 0.0012063 | 0.0012307 | 0.0012525 | 0.0012564 | 0.0012423 | 0.001233 | 0.0012167 | 0.01474 | 0.71142 | 0.61835 | 0.59607 | 0.46373 | 0.45399 | 0.4305 | 0.37019 | 0.43806 | 0.55221 | 0.65923 | 0.66507 | 0.69081 | 0 | 1.432 | 1.1183 | 1.2133 | 1.0514 | 1.0975 | 1.1892 | 1.1545 | 1.1855 | 1.1999 | 1.4314 | 1.4417 | 1.4972 | 3.7777
LO3Slow | New | Fixtures | Residential | Lighting | 7.9543e-05 | 7.5085e-05 | 0.63206 | -113.2143 | Single Family | WA-Downlight Fixture_0 to 249 lumens | 1.3507e-08 | 3.3847e-08 | 7.3741e-08 | 1.4302e-07 | 2.4526e-07 | 3.7843e-07 | 5.4827e-07 | 7.4574e-07 | 9.6324e-07 | 1.1813e-06 | 1.3438e-06 | 1.5028e-06 | 1.6397e-06 | 1.7421e-06 | 1.7773e-06 | 1.8088e-06 | 1.8144e-06 | 1.794e-06 | 1.7807e-06 | 1.7571e-06 | 2.1287e-05 | 0.020759 | 0.018014 | 0.017347 | 0.013498 | 0.013157 | 0.012458 | 0.010709 | 0.012671 | 0.015987 | 0.019124 | 0.019347 | 0.020194 | 0 | 0.042248 | 0.032961 | 0.035623 | 0.030846 | 0.031927 | 0.034444 | 0.033403 | 0.034296 | 0.034802 | 0.041722 | 0.042245 | 0.04428 | 10.01
LO3Slow | New | Fixtures | Residential | Lighting | 0.00015582 | 0.00014709 | 1.2382 | -113.2143 | Single Family | WA-Downlight Fixture_250 to 499 lumens | 1.7226e-06 | 4.3165e-06 | 9.4043e-06 | 1.824e-05 | 3.1278e-05 | 4.8262e-05 | 6.9922e-05 | 9.5105e-05 | 0.00012284 | 0.00015065 | 0.00017138 | 0.00019165 | 0.00020912 | 0.00022218 | 0.00022666 | 0.00023068 | 0.00023139 | 0.00022879 | 0.00022709 | 0.00022409 | 0.0027148 | 0.040667 | 0.035289 | 0.033983 | 0.026443 | 0.025774 | 0.024404 | 0.020978 | 0.024823 | 0.031318 | 0.037464 | 0.037901 | 0.039561 | 0 | 0.082764 | 0.06457 | 0.069785 | 0.060427 | 0.062544 | 0.067475 | 0.065437 | 0.067185 | 0.068177 | 0.081733 | 0.082758 | 0.086744 | 10.01
LO3Slow | New | Fixtures | Residential | Lighting | 0.00029899 | 0.00028223 | 2.3758 | -113.2143 | Single Family | WA-Downlight Fixture_500 to 999 lumens | 6.7946e-05 | 0.00017026 | 0.00037094 | 0.00071945 | 0.0012337 | 0.0019036 | 0.0027579 | 0.0037513 | 0.0048454 | 0.0059422 | 0.0067599 | 0.0075593 | 0.0082483 | 0.0087634 | 0.0089404 | 0.0090986 | 0.0091267 | 0.0090244 | 0.0089573 | 0.0088388 | 0.10708 | 0.07803 | 0.067711 | 0.065205 | 0.050738 | 0.049455 | 0.046826 | 0.040252 | 0.047629 | 0.060092 | 0.071884 | 0.072722 | 0.075907 | 0 | 0.1588 | 0.12389 | 0.1339 | 0.11594 | 0.12001 | 0.12947 | 0.12556 | 0.12891 | 0.13082 | 0.15683 | 0.15879 | 0.16644 | 10.01
LO3Slow | New | Fixtures | Residential | Lighting | 0.00054811 | 0.0005174 | 4.3554 | -113.2143 | Single Family | WA-Downlight Fixture_1000 to 1999 lumens | 2.201e-05 | 5.5153e-05 | 0.00012016 | 0.00023305 | 0.00039964 | 0.00061665 | 0.0008934 | 0.0012152 | 0.0015696 | 0.0019249 | 0.0021898 | 0.0024487 | 0.0026719 | 0.0028388 | 0.0028961 | 0.0029474 | 0.0029565 | 0.0029233 | 0.0029016 | 0.0028632 | 0.034687 | 0.14305 | 0.12413 | 0.11954 | 0.093015 | 0.090662 | 0.085843 | 0.073792 | 0.087314 | 0.11016 | 0.13178 | 0.13332 | 0.13916 | 0 | 0.29112 | 0.22713 | 0.24547 | 0.21255 | 0.22 | 0.23734 | 0.23018 | 0.23632 | 0.23982 | 0.2875 | 0.2911 | 0.30513 | 10.01
LO3Slow | New | Fixtures | Residential | Lighting | 0.0010623 | 0.0010028 | 8.4413 | -113.2143 | Single Family | WA-Downlight Fixture_2000 to 3999 lumens | 5.3133e-06 | 1.3314e-05 | 2.9007e-05 | 5.626e-05 | 9.6474e-05 | 0.00014886 | 0.00021567 | 0.00029334 | 0.0003789 | 0.00046467 | 0.00052861 | 0.00059112 | 0.000645 | 0.00068528 | 0.00069912 | 0.0007115 | 0.00071369 | 0.0007057 | 0.00070045 | 0.00069118 | 0.0083735 | 0.27724 | 0.24058 | 0.23168 | 0.18027 | 0.17571 | 0.16637 | 0.14302 | 0.16923 | 0.21351 | 0.25541 | 0.25838 | 0.2697 | 0 | 0.56423 | 0.4402 | 0.47576 | 0.41196 | 0.42639 | 0.46 | 0.44611 | 0.45803 | 0.46479 | 0.5572 | 0.56419 | 0.59137 | 10.01
LO3Slow | New | Fixtures | Residential | Lighting | 0.0019404 | 0.0018317 | 15.4191 | -113.2143 | Single Family | WA-Downlight Fixture_4000 to 7999 lumens | 1.1699e-06 | 2.9316e-06 | 6.387e-06 | 1.2388e-05 | 2.1243e-05 | 3.2778e-05 | 4.7488e-05 | 6.4591e-05 | 8.343e-05 | 0.00010232 | 0.0001164 | 0.00013016 | 0.00014202 | 0.00015089 | 0.00015394 | 0.00015667 | 0.00015715 | 0.00015539 | 0.00015423 | 0.00015219 | 0.0018438 | 0.50641 | 0.43945 | 0.42318 | 0.32929 | 0.32096 | 0.3039 | 0.26124 | 0.30911 | 0.39 | 0.46653 | 0.47197 | 0.49264 | 0 | 1.0306 | 0.80407 | 0.86902 | 0.75248 | 0.77885 | 0.84025 | 0.81487 | 0.83664 | 0.849 | 1.0178 | 1.0306 | 1.0802 | 10.01
LO3Slow | New | Fixtures | Residential | Lighting | 0.00014232 | 0.00016147 | 0.7969 | -74.5523 | Single Family | WA-Exterior Porch_0 to 249 lumens | 4.3939e-10 | 1.101e-09 | 2.3987e-09 | 4.6525e-09 | 7.9781e-09 | 1.231e-08 | 1.7835e-08 | 2.4258e-08 | 3.1334e-08 | 3.8427e-08 | 4.3714e-08 | 4.8884e-08 | 5.3339e-08 | 5.6671e-08 | 5.7815e-08 | 5.8838e-08 | 5.902e-08 | 5.8359e-08 | 5.7924e-08 | 5.7158e-08 | 6.9246e-07 | 0.033708 | 0.029627 | 0.023476 | 0.014018 | 0.013139 | 0.012786 | 0.0093382 | 0.011198 | 0.016702 | 0.027366 | 0.031745 | 0.034314 | 0 | 0.065856 | 0.048778 | 0.042894 | 0.035709 | 0.033338 | 0.032041 | 0.033508 | 0.035278 | 0.041287 | 0.047654 | 0.058505 | 0.064635 | 12.9658
LO3Slow | New | Fixtures | Residential | Lighting | 0.0002788 | 0.00031631 | 1.5611 | -74.5523 | Single Family | WA-Exterior Porch_250 to 499 lumens | 8.8446e-08 | 2.2163e-07 | 4.8285e-07 | 9.3651e-07 | 1.6059e-06 | 2.4779e-06 | 3.59e-06 | 4.883e-06 | 6.3072e-06 | 7.735e-06 | 8.7994e-06 | 9.8399e-06 | 1.0737e-05 | 1.1407e-05 | 1.1638e-05 | 1.1844e-05 | 1.188e-05 | 1.1747e-05 | 1.166e-05 | 1.1505e-05 | 0.00013939 | 0.066034 | 0.058039 | 0.045989 | 0.027461 | 0.025739 | 0.025047 | 0.018293 | 0.021936 | 0.032719 | 0.05361 | 0.062189 | 0.067221 | 0 | 0.12901 | 0.095555 | 0.084029 | 0.069954 | 0.06531 | 0.062767 | 0.065642 | 0.069108 | 0.080881 | 0.093353 | 0.11461 | 0.12662 | 12.9658
LO3Slow | New | Fixtures | Residential | Lighting | 0.00053494 | 0.00060693 | 2.9954 | -74.5523 | Single Family | WA-Exterior Porch_500 to 999 lumens | 3.974e-06 | 9.9581e-06 | 2.1695e-05 | 4.2079e-05 | 7.2158e-05 | 0.00011134 | 0.00016131 | 0.00021941 | 0.0002834 | 0.00034755 | 0.00039537 | 0.00044213 | 0.00048243 | 0.00051256 | 0.00052291 | 0.00053216 | 0.00053381 | 0.00052782 | 0.0005239 | 0.00051696 | 0.0062629 | 0.1267 | 0.11136 | 0.088242 | 0.052691 | 0.049387 | 0.04806 | 0.0351 | 0.04209 | 0.062779 | 0.10286 | 0.11933 | 0.12898 | 0 | 0.24754 | 0.18335 | 0.16123 | 0.13423 | 0.12531 | 0.12043 | 0.12595 | 0.1326 | 0.15519 | 0.17912 | 0.21991 | 0.24295 | 12.9658
LO3Slow | New | Fixtures | Residential | Lighting | 0.00098067 | 0.0011126 | 5.4913 | -74.5523 | Single Family | WA-Exterior Porch_1000 to 1999 lumens | 7.2692e-06 | 1.8215e-05 | 3.9684e-05 | 7.697e-05 | 0.00013199 | 0.00020366 | 0.00029506 | 0.00040133 | 0.00051838 | 0.00063572 | 0.0007232 | 0.00080872 | 0.00088244 | 0.00093755 | 0.00095648 | 0.00097341 | 0.00097642 | 0.00096547 | 0.00095829 | 0.00094561 | 0.011456 | 0.23228 | 0.20415 | 0.16177 | 0.096594 | 0.090538 | 0.088105 | 0.064347 | 0.07716 | 0.11509 | 0.18857 | 0.21875 | 0.23645 | 0 | 0.4538 | 0.33612 | 0.29557 | 0.24607 | 0.22973 | 0.22079 | 0.2309 | 0.24309 | 0.2845 | 0.32837 | 0.40315 | 0.44539 | 12.9658
LO3Slow | New | Fixtures | Residential | Lighting | 0.0019007 | 0.0021564 | 10.6428 | -74.5523 | Single Family | WA-Exterior Porch_2000 to 3999 lumens | 5.7083e-06 | 1.4304e-05 | 3.1163e-05 | 6.0443e-05 | 0.00010365 | 0.00015993 | 0.0002317 | 0.00031516 | 0.00040707 | 0.00049922 | 0.00056792 | 0.00063508 | 0.00069296 | 0.00073624 | 0.00075111 | 0.0007644 | 0.00076676 | 0.00075817 | 0.00075253 | 0.00074257 | 0.0089961 | 0.45018 | 0.39568 | 0.31353 | 0.18721 | 0.17547 | 0.17076 | 0.12471 | 0.14955 | 0.22306 | 0.36548 | 0.42397 | 0.45827 | 0 | 0.87952 | 0.65144 | 0.57286 | 0.47691 | 0.44524 | 0.42791 | 0.44751 | 0.47114 | 0.5514 | 0.63642 | 0.78135 | 0.86322 | 12.9658
LO3Slow | New | Fixtures | Residential | Lighting | 0.0034718 | 0.003939 | 19.4403 | -74.5523 | Single Family | WA-Exterior Porch_4000 to 7999 lumens | 4.5762e-07 | 1.1467e-06 | 2.4983e-06 | 4.8455e-06 | 8.309e-06 | 1.2821e-05 | 1.8575e-05 | 2.5265e-05 | 3.2634e-05 | 4.0021e-05 | 4.5528e-05 | 5.0912e-05 | 5.5552e-05 | 5.9022e-05 | 6.0213e-05 | 6.1279e-05 | 6.1468e-05 | 6.078e-05 | 6.0327e-05 | 5.9529e-05 | 0.00072118 | 0.82231 | 0.72275 | 0.57269 | 0.34196 | 0.32052 | 0.31191 | 0.2278 | 0.27316 | 0.40744 | 0.66759 | 0.77442 | 0.83709 | 0 | 1.6066 | 1.1899 | 1.0464 | 0.87113 | 0.81329 | 0.78163 | 0.81742 | 0.86059 | 1.0072 | 1.1625 | 1.4272 | 1.5768 | 12.9658
LO3Slow | New | Fixtures | Residential | Lighting | 0.00011634 | 0.00013606 | 0.64697 | -110.8801 | Single Family | WA-Chandelier/Pendant_0 to 249 lumens | 8.9914e-08 | 2.2531e-07 | 4.9087e-07 | 9.5206e-07 | 1.6326e-06 | 2.5191e-06 | 3.6496e-06 | 4.9641e-06 | 6.412e-06 | 7.8634e-06 | 8.9455e-06 | 1.0003e-05 | 1.0915e-05 | 1.1597e-05 | 1.1831e-05 | 1.204e-05 | 1.2078e-05 | 1.1942e-05 | 1.1853e-05 | 1.1697e-05 | 0.0001417 | 0.027987 | 0.024969 | 0.019729 | 0.011516 | 0.011442 | 0.011362 | 0.0083335 | 0.010003 | 0.014757 | 0.023802 | 0.027082 | 0.028157 | 0 | 0.049031 | 0.036299 | 0.03207 | 0.026756 | 0.027645 | 0.028087 | 0.029848 | 0.031464 | 0.035779 | 0.038806 | 0.045838 | 0.046208 | 5.9597
LO3Slow | New | Fixtures | Residential | Lighting | 0.00022792 | 0.00026653 | 1.2674 | -110.8801 | Single Family | WA-Chandelier/Pendant_250 to 499 lumens | 8.3408e-07 | 2.09e-06 | 4.5535e-06 | 8.8317e-06 | 1.5145e-05 | 2.3368e-05 | 3.3856e-05 | 4.6049e-05 | 5.948e-05 | 7.2944e-05 | 8.2982e-05 | 9.2795e-05 | 0.00010125 | 0.00010758 | 0.00010975 | 0.00011169 | 0.00011204 | 0.00011078 | 0.00010996 | 0.0001085 | 0.0013145 | 0.054826 | 0.048914 | 0.038649 | 0.022559 | 0.022414 | 0.022258 | 0.016325 | 0.019596 | 0.028909 | 0.046628 | 0.053053 | 0.05516 | 0 | 0.096051 | 0.071109 | 0.062825 | 0.052415 | 0.054155 | 0.055022 | 0.058472 | 0.061638 | 0.07009 | 0.07602 | 0.089796 | 0.09052 | 5.9597
LO3Slow | New | Fixtures | Residential | Lighting | 0.00043732 | 0.00051142 | 2.4318 | -110.8801 | Single Family | WA-Chandelier/Pendant_500 to 999 lumens | 7.9179e-06 | 1.9841e-05 | 4.3226e-05 | 8.384e-05 | 0.00014377 | 0.00022183 | 0.00032139 | 0.00043715 | 0.00056465 | 0.00069246 | 0.00078775 | 0.0008809 | 0.0009612 | 0.0010212 | 0.0010418 | 0.0010603 | 0.0010636 | 0.0010516 | 0.0010438 | 0.00103 | 0.012478 | 0.1052 | 0.093854 | 0.074158 | 0.043286 | 0.043007 | 0.042708 | 0.031324 | 0.0376 | 0.055468 | 0.089468 | 0.1018 | 0.10584 | 0 | 0.1843 | 0.13644 | 0.12055 | 0.10057 | 0.10391 | 0.10557 | 0.11219 | 0.11827 | 0.13449 | 0.14586 | 0.1723 | 0.17369 | 5.9597
LO3Slow | New | Fixtures | Residential | Lighting | 0.0008017 | 0.00093754 | 4.4581 | -110.8801 | Single Family | WA-Chandelier/Pendant_1000 to 1999 lumens | 1.0345e-05 | 2.5923e-05 | 5.6477e-05 | 0.00010954 | 0.00018784 | 0.00028983 | 0.00041991 | 0.00057115 | 0.00073773 | 0.00090473 | 0.0010292 | 0.0011509 | 0.0012558 | 0.0013343 | 0.0013612 | 0.0013853 | 0.0013896 | 0.001374 | 0.0013638 | 0.0013457 | 0.016303 | 0.19285 | 0.17206 | 0.13595 | 0.079354 | 0.078841 | 0.078294 | 0.057425 | 0.06893 | 0.10169 | 0.16402 | 0.18662 | 0.19403 | 0 | 0.33786 | 0.25013 | 0.22099 | 0.18437 | 0.19049 | 0.19354 | 0.20567 | 0.21681 | 0.24654 | 0.2674 | 0.31586 | 0.31841 | 5.9597
LO3Slow | New | Fixtures | Residential | Lighting | 0.0015538 | 0.0018171 | 8.6404 | -110.8801 | Single Family | WA-Chandelier/Pendant_2000 to 3999 lumens | 1.7078e-05 | 4.2794e-05 | 9.3233e-05 | 0.00018083 | 0.00031009 | 0.00047846 | 0.00069319 | 0.00094286 | 0.0012179 | 0.0014935 | 0.0016991 | 0.0019 | 0.0020732 | 0.0022026 | 0.0022471 | 0.0022869 | 0.0022939 | 0.0022682 | 0.0022514 | 0.0022216 | 0.026914 | 0.37377 | 0.33347 | 0.26348 | 0.1538 | 0.1528 | 0.15174 | 0.1113 | 0.13359 | 0.19708 | 0.31788 | 0.36169 | 0.37605 | 0 | 0.65482 | 0.48478 | 0.4283 | 0.35733 | 0.3692 | 0.3751 | 0.39862 | 0.42021 | 0.47783 | 0.51826 | 0.61217 | 0.61711 | 5.9597
LO3Slow | New | Fixtures | Residential | Lighting | 0.0028382 | 0.0033191 | 15.7827 | -110.8801 | Single Family | WA-Chandelier/Pendant_4000 to 7999 lumens | 9.0228e-06 | 2.2609e-05 | 4.9258e-05 | 9.5538e-05 | 0.00016383 | 0.00025279 | 0.00036624 | 0.00049814 | 0.00064344 | 0.00078909 | 0.00089767 | 0.0010038 | 0.0010953 | 0.0011637 | 0.0011872 | 0.0012082 | 0.001212 | 0.0011984 | 0.0011895 | 0.0011737 | 0.01422 | 0.68273 | 0.60911 | 0.48129 | 0.28093 | 0.27911 | 0.27718 | 0.2033 | 0.24403 | 0.35999 | 0.58065 | 0.66066 | 0.68689 | 0 | 1.1961 | 0.88551 | 0.78234 | 0.65271 | 0.67439 | 0.68517 | 0.72813 | 0.76757 | 0.87281 | 0.94666 | 1.1182 | 1.1272 | 5.9597
LO3Slow | New | Fixtures | Residential | Lighting | 2.898e-05 | 2.7142e-05 | 0.22794 | 9.8699 | Single Family | WA-Linear Flush Mount_0 to 249 lumens | 2.5837e-08 | 6.4742e-08 | 1.4105e-07 | 2.7358e-07 | 4.6913e-07 | 7.2387e-07 | 1.0487e-06 | 1.4264e-06 | 1.8425e-06 | 2.2596e-06 | 2.5705e-06 | 2.8745e-06 | 3.1365e-06 | 3.3324e-06 | 3.3996e-06 | 3.4598e-06 | 3.4705e-06 | 3.4316e-06 | 3.4061e-06 | 3.361e-06 | 4.0718e-05 | 0.007487 | 0.006459 | 0.0061971 | 0.0048257 | 0.0046285 | 0.0043584 | 0.0037415 | 0.0044261 | 0.0056027 | 0.0067528 | 0.0069007 | 0.0073306 | 0 | 0.015836 | 0.012314 | 0.01313 | 0.01134 | 0.011387 | 0.01209 | 0.011678 | 0.011986 | 0.01228 | 0.014988 | 0.015464 | 0.016735 | 1.6464
LO3Slow | New | Fixtures | Residential | Lighting | 5.6772e-05 | 5.3172e-05 | 0.44653 | 9.8699 | Single Family | WA-Linear Flush Mount_250 to 499 lumens | 6.8436e-07 | 1.7149e-06 | 3.7361e-06 | 7.2463e-06 | 1.2426e-05 | 1.9173e-05 | 2.7778e-05 | 3.7783e-05 | 4.8803e-05 | 5.985e-05 | 6.8086e-05 | 7.6137e-05 | 8.3077e-05 | 8.8266e-05 | 9.0048e-05 | 9.1642e-05 | 9.1925e-05 | 9.0895e-05 | 9.0218e-05 | 8.9024e-05 | 0.0010785 | 0.014667 | 0.012653 | 0.01214 | 0.0094535 | 0.0090671 | 0.008538 | 0.0073295 | 0.0086706 | 0.010976 | 0.013229 | 0.013518 | 0.01436 | 0 | 0.031023 | 0.024123 | 0.025721 | 0.022214 | 0.022307 | 0.023685 | 0.022877 | 0.02348 | 0.024055 | 0.029361 | 0.030294 | 0.032784 | 1.6464
LO3Slow | New | Fixtures | Residential | Lighting | 0.00010893 | 0.00010202 | 0.85678 | 9.8699 | Single Family | WA-Linear Flush Mount_500 to 999 lumens | 1.3429e-05 | 3.3651e-05 | 7.3314e-05 | 0.0001422 | 0.00024384 | 0.00037624 | 0.0005451 | 0.00074142 | 0.00095767 | 0.0011745 | 0.0013361 | 0.0014941 | 0.0016302 | 0.0017321 | 0.001767 | 0.0017983 | 0.0018039 | 0.0017836 | 0.0017704 | 0.0017469 | 0.021164 | 0.028142 | 0.024278 | 0.023294 | 0.018139 | 0.017398 | 0.016382 | 0.014064 | 0.016637 | 0.021059 | 0.025382 | 0.025938 | 0.027554 | 0 | 0.059525 | 0.046286 | 0.049352 | 0.042623 | 0.042802 | 0.045445 | 0.043896 | 0.045053 | 0.046157 | 0.056337 | 0.058127 | 0.062904 | 1.6464
LO3Slow | New | Fixtures | Residential | Lighting | 0.0001997 | 0.00018703 | 1.5707 | 9.8699 | Single Family | WA-Linear Flush Mount_1000 to 1999 lumens | 2.1775e-05 | 5.4564e-05 | 0.00011888 | 0.00023057 | 0.00039537 | 0.00061006 | 0.00088385 | 0.0012022 | 0.0015528 | 0.0019043 | 0.0021664 | 0.0024226 | 0.0026434 | 0.0028085 | 0.0028652 | 0.0029159 | 0.0029249 | 0.0028921 | 0.0028706 | 0.0028326 | 0.034316 | 0.051591 | 0.044508 | 0.042703 | 0.033253 | 0.031894 | 0.030033 | 0.025782 | 0.030499 | 0.038607 | 0.046532 | 0.047551 | 0.050513 | 0 | 0.10912 | 0.084852 | 0.090474 | 0.078139 | 0.078467 | 0.083312 | 0.080471 | 0.082593 | 0.084616 | 0.10328 | 0.10656 | 0.11532 | 1.6464
LO3Slow | New | Fixtures | Residential | Lighting | 0.00038704 | 0.00036249 | 3.0442 | 9.8699 | Single Family | WA-Linear Flush Mount_2000 to 3999 lumens | 6.9873e-06 | 1.7509e-05 | 3.8146e-05 | 7.3985e-05 | 0.00012687 | 0.00019576 | 0.00028362 | 0.00038576 | 0.00049828 | 0.00061107 | 0.00069516 | 0.00077736 | 0.00084822 | 0.00090119 | 0.00091939 | 0.00093566 | 0.00093855 | 0.00092803 | 0.00092113 | 0.00090894 | 0.011012 | 0.09999 | 0.086262 | 0.082764 | 0.064448 | 0.061814 | 0.058207 | 0.049968 | 0.059111 | 0.074825 | 0.090185 | 0.09216 | 0.097901 | 0 | 0.2115 | 0.16445 | 0.17535 | 0.15144 | 0.15208 | 0.16147 | 0.15596 | 0.16008 | 0.164 | 0.20017 | 0.20653 | 0.2235 | 1.6464
LO3Slow | New | Fixtures | Residential | Lighting | 0.00070697 | 0.00066213 | 5.5605 | 9.8699 | Single Family | WA-Linear Flush Mount_4000 to 7999 lumens | 1.1821e-06 | 2.9621e-06 | 6.4534e-06 | 1.2517e-05 | 2.1463e-05 | 3.3118e-05 | 4.7981e-05 | 6.5263e-05 | 8.4297e-05 | 0.00010338 | 0.0001176 | 0.00013151 | 0.0001435 | 0.00015246 | 0.00015554 | 0.00015829 | 0.00015878 | 0.000157 | 0.00015583 | 0.00015377 | 0.0018629 | 0.18264 | 0.15757 | 0.15118 | 0.11772 | 0.11291 | 0.10632 | 0.091273 | 0.10797 | 0.13668 | 0.16473 | 0.16834 | 0.17883 | 0 | 0.38632 | 0.3004 | 0.3203 | 0.27663 | 0.27779 | 0.29494 | 0.28488 | 0.2924 | 0.29956 | 0.36563 | 0.37725 | 0.40825 | 1.6464
LO3Slow | New | Fixtures | Residential | Lighting | 2.1873e-05 | 2.0242e-05 | 0.16937 | 18.1824 | Single Family | WA-Linear Shop_0 to 249 lumens | 1.3882e-08 | 3.4786e-08 | 7.5786e-08 | 1.4699e-07 | 2.5206e-07 | 3.8893e-07 | 5.6348e-07 | 7.6642e-07 | 9.8996e-07 | 1.2141e-06 | 1.3811e-06 | 1.5444e-06 | 1.6852e-06 | 1.7905e-06 | 1.8266e-06 | 1.8589e-06 | 1.8647e-06 | 1.8438e-06 | 1.8301e-06 | 1.8059e-06 | 2.1878e-05 | 0.005564 | 0.0047565 | 0.0045372 | 0.0035372 | 0.0033056 | 0.0030843 | 0.0026418 | 0.0031239 | 0.0039762 | 0.0048523 | 0.0050398 | 0.005502 | 0 | 0.012457 | 0.0096407 | 0.010081 | 0.0086736 | 0.0083159 | 0.0086034 | 0.0082545 | 0.0084675 | 0.0088128 | 0.01107 | 0.011754 | 0.013315 | 1.2998
LO3Slow | New | Fixtures | Residential | Lighting | 4.2848e-05 | 3.9655e-05 | 0.33179 | 18.1824 | Single Family | WA-Linear Shop_250 to 499 lumens | 0 | 0 | 0 | 0 | 0 | 0 | 0 | 0 | 0 | 0 | 0 | 0 | 0 | 0 | 0 | 0 | 0 | 0 | 0 | 0 | 0 | 0.0109 | 0.0093179 | 0.0088884 | 0.0069294 | 0.0064756 | 0.0060422 | 0.0051753 | 0.0061197 | 0.0077893 | 0.0095056 | 0.0098729 | 0.010778 | 0 | 0.024402 | 0.018886 | 0.019749 | 0.016991 | 0.016291 | 0.016854 | 0.01617 | 0.016588 | 0.017264 | 0.021686 | 0.023026 | 0.026085 | 1.2998
LO3Slow | New | Fixtures | Residential | Lighting | 8.2216e-05 | 7.6087e-05 | 0.63662 | 18.1824 | Single Family | WA-Linear Shop_500 to 999 lumens | 1.4453e-08 | 3.6215e-08 | 7.8901e-08 | 1.5303e-07 | 2.6242e-07 | 4.0491e-07 | 5.8663e-07 | 7.9792e-07 | 1.0306e-06 | 1.2639e-06 | 1.4379e-06 | 1.6079e-06 | 1.7545e-06 | 1.864e-06 | 1.9017e-06 | 1.9353e-06 | 1.9413e-06 | 1.9196e-06 | 1.9053e-06 | 1.8801e-06 | 2.2777e-05 | 0.020914 | 0.017879 | 0.017055 | 0.013296 | 0.012425 | 0.011593 | 0.0099302 | 0.011742 | 0.014946 | 0.018239 | 0.018944 | 0.020681 | 0 | 0.046822 | 0.036238 | 0.037894 | 0.032602 | 0.031258 | 0.032339 | 0.031027 | 0.031828 | 0.033126 | 0.04161 | 0.044182 | 0.05005 | 1.2998
LO3Slow | New | Fixtures | Residential | Lighting | 0.00015072 | 0.00013949 | 1.1671 | 18.1824 | Single Family | WA-Linear Shop_1000 to 1999 lumens | 3.3413e-09 | 8.3727e-09 | 1.8241e-08 | 3.538e-08 | 6.0669e-08 | 9.3613e-08 | 1.3563e-07 | 1.8447e-07 | 2.3828e-07 | 2.9222e-07 | 3.3243e-07 | 3.7174e-07 | 4.0562e-07 | 4.3095e-07 | 4.3965e-07 | 4.4744e-07 | 4.4882e-07 | 4.4379e-07 | 4.4049e-07 | 4.3466e-07 | 5.2658e-06 | 0.03834 | 0.032776 | 0.031265 | 0.024374 | 0.022778 | 0.021254 | 0.018204 | 0.021526 | 0.027399 | 0.033436 | 0.034728 | 0.037913 | 0 | 0.085836 | 0.066432 | 0.069468 | 0.059768 | 0.057303 | 0.059284 | 0.05688 | 0.058347 | 0.060727 | 0.076281 | 0.080996 | 0.091754 | 1.2998
LO3Slow | New | Fixtures | Residential | Lighting | 0.00029211 | 0.00027034 | 2.2619 | 18.1824 | Single Family | WA-Linear Shop_2000 to 3999 lumens | 0 | 0 | 0 | 0 | 0 | 0 | 0 | 0 | 0 | 0 | 0 | 0 | 0 | 0 | 0 | 0 | 0 | 0 | 0 | 0 | 0 | 0.074308 | 0.063524 | 0.060596 | 0.04724 | 0.044147 | 0.041192 | 0.035282 | 0.04172 | 0.053103 | 0.064803 | 0.067307 | 0.07348 | 0 | 0.16636 | 0.12875 | 0.13464 | 0.11584 | 0.11106 | 0.1149 | 0.11024 | 0.11308 | 0.1177 | 0.14784 | 0.15698 | 0.17783 | 1.2998
LO3Slow | New | Fixtures | Residential | Lighting | 0.00053358 | 0.00049381 | 4.1317 | 18.1824 | Single Family | WA-Linear Shop_4000 to 7999 lumens | 1.8819e-07 | 4.7157e-07 | 1.0274e-06 | 1.9927e-06 | 3.4171e-06 | 5.2725e-06 | 7.6388e-06 | 1.039e-05 | 1.342e-05 | 1.6458e-05 | 1.8723e-05 | 2.0937e-05 | 2.2846e-05 | 2.4272e-05 | 2.4763e-05 | 2.5201e-05 | 2.5279e-05 | 2.4995e-05 | 2.4809e-05 | 2.4481e-05 | 0.00029658 | 0.13573 | 0.11603 | 0.11068 | 0.08629 | 0.080639 | 0.075242 | 0.064447 | 0.076207 | 0.096999 | 0.11837 | 0.12294 | 0.13422 | 0 | 0.30388 | 0.23518 | 0.24593 | 0.21159 | 0.20287 | 0.20988 | 0.20137 | 0.20656 | 0.21499 | 0.27005 | 0.28674 | 0.32483 | 1.2998
LO3Slow | New | Fixtures | Residential | Lighting | 0.00021426 | 0.00020326 | 1.7136 | -53.1118 | Single Family | WA-Track_0 to 249 lumens | 0 | 0 | 0 | 0 | 0 | 0 | 0 | 0 | 0 | 0 | 0 | 0 | 0 | 0 | 0 | 0 | 0 | 0 | 0 | 0 | 0 | 0.056276 | 0.049013 | 0.047306 | 0.036794 | 0.036217 | 0.034405 | 0.029598 | 0.035027 | 0.044107 | 0.052524 | 0.052811 | 0.054523 | 0 | 0.11172 | 0.08735 | 0.095246 | 0.082612 | 0.087151 | 0.094937 | 0.09229 | 0.094775 | 0.095627 | 0.11339 | 0.11345 | 0.11644 | 5.26
LO3Slow | New | Fixtures | Residential | Lighting | 0.00041973 | 0.00039818 | 3.3569 | -53.1118 | Single Family | WA-Track_250 to 499 lumens | 3.6107e-07 | 9.0476e-07 | 1.9712e-06 | 3.8232e-06 | 6.5559e-06 | 1.0116e-05 | 1.4656e-05 | 1.9934e-05 | 2.5748e-05 | 3.1577e-05 | 3.5922e-05 | 4.017e-05 | 4.3831e-05 | 4.6569e-05 | 4.7509e-05 | 4.835e-05 | 4.8499e-05 | 4.7956e-05 | 4.7599e-05 | 4.6969e-05 | 0.00056902 | 0.11024 | 0.096016 | 0.092672 | 0.072079 | 0.070948 | 0.067399 | 0.057983 | 0.068618 | 0.086405 | 0.10289 | 0.10346 | 0.10681 | 0 | 0.21885 | 0.17112 | 0.18659 | 0.16184 | 0.17073 | 0.18598 | 0.1808 | 0.18566 | 0.18733 | 0.22212 | 0.22225 | 0.22811 | 5.26
LO3Slow | New | Fixtures | Residential | Lighting | 0.00080537 | 0.00076401 | 6.4411 | -53.1118 | Single Family | WA-Track_500 to 999 lumens | 4.375e-06 | 1.0963e-05 | 2.3884e-05 | 4.6325e-05 | 7.9438e-05 | 0.00012257 | 0.00017758 | 0.00024154 | 0.00031199 | 0.00038261 | 0.00043526 | 0.00048674 | 0.0005311 | 0.00056427 | 0.00057566 | 0.00058585 | 0.00058766 | 0.00058108 | 0.00057675 | 0.00056912 | 0.0068948 | 0.21153 | 0.18423 | 0.17782 | 0.1383 | 0.13613 | 0.12932 | 0.11125 | 0.13166 | 0.16579 | 0.19743 | 0.19851 | 0.20494 | 0 | 0.41992 | 0.32833 | 0.35801 | 0.31052 | 0.32758 | 0.35685 | 0.3469 | 0.35624 | 0.35945 | 0.42619 | 0.42644 | 0.43769 | 5.26
LO3Slow | New | Fixtures | Residential | Lighting | 0.0014764 | 0.0014006 | 11.808 | -53.1118 | Single Family | WA-Track_1000 to 1999 lumens | 7.0113e-06 | 1.7569e-05 | 3.8276e-05 | 7.4239e-05 | 0.0001273 | 0.00019643 | 0.00028459 | 0.00038709 | 0.00049999 | 0.00061317 | 0.00069754 | 0.00078003 | 0.00085113 | 0.00090429 | 0.00092254 | 0.00093888 | 0.00094178 | 0.00093122 | 0.00092429 | 0.00091206 | 0.011049 | 0.38779 | 0.33774 | 0.32598 | 0.25354 | 0.24956 | 0.23708 | 0.20396 | 0.24137 | 0.30393 | 0.36193 | 0.36391 | 0.37571 | 0 | 0.76981 | 0.60191 | 0.65632 | 0.56926 | 0.60054 | 0.65419 | 0.63595 | 0.65307 | 0.65895 | 0.78131 | 0.78177 | 0.80238 | 5.26
LO3Slow | New | Fixtures | Residential | Lighting | 0.0028615 | 0.0027146 | 22.8853 | -53.1118 | Single Family | WA-Track_2000 to 3999 lumens | 8.8719e-06 | 2.2231e-05 | 4.8434e-05 | 9.394e-05 | 0.00016109 | 0.00024856 | 0.00036011 | 0.00048981 | 0.00063267 | 0.00077589 | 0.00088265 | 0.00098703 | 0.001077 | 0.0011443 | 0.0011674 | 0.001188 | 0.0011917 | 0.0011783 | 0.0011696 | 0.0011541 | 0.013982 | 0.75158 | 0.65458 | 0.63178 | 0.49139 | 0.48368 | 0.45948 | 0.39529 | 0.4678 | 0.58906 | 0.70147 | 0.7053 | 0.72817 | 0 | 1.492 | 1.1666 | 1.272 | 1.1033 | 1.1639 | 1.2679 | 1.2326 | 1.2657 | 1.2771 | 1.5143 | 1.5152 | 1.5551 | 5.26
LO3Slow | New | Fixtures | Residential | Lighting | 0.0052269 | 0.0049585 | 41.8027 | -53.1118 | Single Family | WA-Track_4000 to 7999 lumens | 3.9733e-06 | 9.9562e-06 | 2.1691e-05 | 4.2071e-05 | 7.2144e-05 | 0.00011132 | 0.00016128 | 0.00021936 | 0.00028334 | 0.00034748 | 0.0003953 | 0.00044204 | 0.00048234 | 0.00051246 | 0.00052281 | 0.00053206 | 0.0005337 | 0.00052772 | 0.0005238 | 0.00051687 | 0.0062617 | 1.3729 | 1.1957 | 1.154 | 0.89758 | 0.8835 | 0.8393 | 0.72205 | 0.85449 | 1.076 | 1.2813 | 1.2883 | 1.3301 | 0 | 2.7253 | 2.1309 | 2.3235 | 2.0153 | 2.126 | 2.316 | 2.2514 | 2.312 | 2.3328 | 2.766 | 2.7676 | 2.8406 | 5.26
LO3Slow | New | Fixtures | Residential | Lighting | 9.9203e-05 | 9.4046e-05 | 0.7927 | -67.4067 | Multifamily - Low Rise | ID/MT/OR-Floor/Table_0 to 249 lumens | 9.5029e-08 | 2.4178e-07 | 5.3461e-07 | 1.0521e-06 | 1.83e-06 | 2.8677e-06 | 4.2166e-06 | 5.8148e-06 | 7.6148e-06 | 9.4744e-06 | 1.0947e-05 | 1.2426e-05 | 1.3756e-05 | 1.484e-05 | 1.5373e-05 | 1.5891e-05 | 1.618e-05 | 1.6257e-05 | 1.6393e-05 | 1.6444e-05 | 0.00018225 | 0.026033 | 0.022662 | 0.021866 | 0.017008 | 0.016719 | 0.015876 | 0.013656 | 0.016161 | 0.020356 | 0.024255 | 0.024407 | 0.025237 | 0 | 0.051857 | 0.040534 | 0.044144 | 0.03828 | 0.040278 | 0.043819 | 0.042584 | 0.043729 | 0.044156 | 0.052434 | 0.05255 | 0.054093 | 8.9725
LO3Slow | New | Fixtures | Residential | Lighting | 0.00019434 | 0.00018423 | 1.5529 | -67.4067 | Multifamily - Low Rise | ID/MT/OR-Floor/Table_250 to 499 lumens | 5.8606e-07 | 1.4911e-06 | 3.297e-06 | 6.4883e-06 | 1.1286e-05 | 1.7685e-05 | 2.6004e-05 | 3.5861e-05 | 4.6962e-05 | 5.843e-05 | 6.7509e-05 | 7.6631e-05 | 8.4835e-05 | 9.1519e-05 | 9.4809e-05 | 9.8005e-05 | 9.9784e-05 | 0.00010026 | 0.0001011 | 0.00010142 | 0.001124 | 0.050999 | 0.044395 | 0.042836 | 0.033319 | 0.032753 | 0.0311 | 0.026753 | 0.031659 | 0.039876 | 0.047515 | 0.047814 | 0.049438 | 0 | 0.10159 | 0.079407 | 0.086478 | 0.07499 | 0.078904 | 0.085841 | 0.083422 | 0.085665 | 0.086502 | 0.10272 | 0.10295 | 0.10597 | 8.9725
LO3Slow | New | Fixtures | Residential | Lighting | 0.00037289 | 0.0003535 | 2.9796 | -67.4067 | Multifamily - Low Rise | ID/MT/OR-Floor/Table_500 to 999 lumens | 4.688e-06 | 1.1927e-05 | 2.6373e-05 | 5.1901e-05 | 9.0276e-05 | 0.00014147 | 0.00020801 | 0.00028686 | 0.00037565 | 0.00046739 | 0.00054002 | 0.00061298 | 0.00067861 | 0.00073207 | 0.00075839 | 0.00078396 | 0.00079819 | 0.00080201 | 0.00080871 | 0.00081124 | 0.0089907 | 0.097855 | 0.085183 | 0.082191 | 0.063931 | 0.062845 | 0.059674 | 0.051332 | 0.060746 | 0.076513 | 0.09117 | 0.091743 | 0.09486 | 0 | 0.19492 | 0.15236 | 0.16593 | 0.14389 | 0.1514 | 0.16471 | 0.16007 | 0.16437 | 0.16598 | 0.19709 | 0.19753 | 0.20333 | 8.9725
LO3Slow | New | Fixtures | Residential | Lighting | 0.00068359 | 0.00064805 | 5.4623 | -67.4067 | Multifamily - Low Rise | ID/MT/OR-Floor/Table_1000 to 1999 lumens | 5.1103e-06 | 1.3002e-05 | 2.8749e-05 | 5.6576e-05 | 9.8409e-05 | 0.00015421 | 0.00022675 | 0.0003127 | 0.00040949 | 0.0005095 | 0.00058866 | 0.0006682 | 0.00073974 | 0.00079802 | 0.00082671 | 0.00085458 | 0.00087009 | 0.00087426 | 0.00088156 | 0.00088432 | 0.0098006 | 0.17939 | 0.15616 | 0.15068 | 0.1172 | 0.11521 | 0.1094 | 0.094103 | 0.11136 | 0.14027 | 0.16713 | 0.16819 | 0.1739 | 0 | 0.35733 | 0.27931 | 0.30419 | 0.26378 | 0.27755 | 0.30195 | 0.29344 | 0.30133 | 0.30427 | 0.36131 | 0.36211 | 0.37274 | 8.9725
LO3Slow | New | Fixtures | Residential | Lighting | 0.0013249 | 0.001256 | 10.5866 | -67.4067 | Multifamily - Low Rise | ID/MT/OR-Floor/Table_2000 to 3999 lumens | 1.2391e-06 | 3.1526e-06 | 6.9709e-06 | 1.3718e-05 | 2.3862e-05 | 3.7392e-05 | 5.4981e-05 | 7.5821e-05 | 9.9291e-05 | 0.00012354 | 0.00014273 | 0.00016202 | 0.00017937 | 0.0001935 | 0.00020046 | 0.00020721 | 0.00021098 | 0.00021198 | 0.00021376 | 0.00021442 | 0.0023764 | 0.34768 | 0.30266 | 0.29203 | 0.22715 | 0.22329 | 0.21202 | 0.18238 | 0.21583 | 0.27185 | 0.32393 | 0.32597 | 0.33704 | 0 | 0.69256 | 0.54135 | 0.58956 | 0.51124 | 0.53792 | 0.58522 | 0.56872 | 0.58401 | 0.58972 | 0.70027 | 0.70182 | 0.72242 | 8.9725
LO3Slow | New | Fixtures | Residential | Lighting | 0.0024201 | 0.0022942 | 19.3377 | -67.4067 | Multifamily - Low Rise | ID/MT/OR-Floor/Table_4000 to 7999 lumens | 1.0028e-07 | 2.5513e-07 | 5.6413e-07 | 1.1102e-06 | 1.931e-06 | 3.026e-06 | 4.4494e-06 | 6.1359e-06 | 8.0353e-06 | 9.9976e-06 | 1.1551e-05 | 1.3112e-05 | 1.4516e-05 | 1.5659e-05 | 1.6222e-05 | 1.6769e-05 | 1.7073e-05 | 1.7155e-05 | 1.7298e-05 | 1.7352e-05 | 0.00019231 | 0.63508 | 0.55284 | 0.53342 | 0.41491 | 0.40786 | 0.38729 | 0.33315 | 0.39425 | 0.49657 | 0.59169 | 0.59542 | 0.61564 | 0 | 1.265 | 0.98883 | 1.0769 | 0.93383 | 0.98258 | 1.069 | 1.0388 | 1.0668 | 1.0772 | 1.2791 | 1.282 | 1.3196 | 8.9725
LO3Slow | New | Fixtures | Residential | Lighting | 0.00013061 | 0.00012357 | 1.0409 | -38.3203 | Multifamily - Low Rise | ID/MT/OR-Ceiling and Wall Flush Mount _0 to 249 lumens | 4.8971e-08 | 1.2459e-07 | 2.755e-07 | 5.4216e-07 | 9.4303e-07 | 1.4778e-06 | 2.1729e-06 | 2.9965e-06 | 3.9241e-06 | 4.8824e-06 | 5.641e-06 | 6.4032e-06 | 7.0888e-06 | 7.6472e-06 | 7.9222e-06 | 8.1892e-06 | 8.3379e-06 | 8.3778e-06 | 8.4478e-06 | 8.4742e-06 | 9.3917e-05 | 0.034185 | 0.029713 | 0.028642 | 0.022283 | 0.021815 | 0.020686 | 0.017788 | 0.02105 | 0.026535 | 0.031677 | 0.031958 | 0.033195 | 0 | 0.068809 | 0.053735 | 0.058303 | 0.050522 | 0.052738 | 0.057144 | 0.055478 | 0.056965 | 0.057658 | 0.068781 | 0.069277 | 0.071943 | 3.9451
LO3Slow | New | Fixtures | Residential | Lighting | 0.00025587 | 0.00024207 | 2.0391 | -38.3203 | Multifamily - Low Rise | ID/MT/OR-Ceiling and Wall Flush Mount _250 to 499 lumens | 4.9738e-07 | 1.2654e-06 | 2.7981e-06 | 5.5065e-06 | 9.578e-06 | 1.5009e-05 | 2.2069e-05 | 3.0434e-05 | 3.9855e-05 | 4.9588e-05 | 5.7293e-05 | 6.5035e-05 | 7.1998e-05 | 7.767e-05 | 8.0462e-05 | 8.3175e-05 | 8.4685e-05 | 8.509e-05 | 8.5801e-05 | 8.6069e-05 | 0.00095388 | 0.066968 | 0.058207 | 0.05611 | 0.043652 | 0.042735 | 0.040524 | 0.034847 | 0.041236 | 0.051981 | 0.062055 | 0.062605 | 0.065028 | 0 | 0.1348 | 0.10527 | 0.11422 | 0.098972 | 0.10331 | 0.11194 | 0.10868 | 0.11159 | 0.11295 | 0.13474 | 0.13571 | 0.14094 | 3.9451
LO3Slow | New | Fixtures | Residential | Lighting | 0.00049096 | 0.00046447 | 3.9125 | -38.3203 | Multifamily - Low Rise | ID/MT/OR-Ceiling and Wall Flush Mount _500 to 999 lumens | 5.0304e-06 | 1.2798e-05 | 2.8299e-05 | 5.5691e-05 | 9.6869e-05 | 0.0001518 | 0.0002232 | 0.00030781 | 0.00040309 | 0.00050153 | 0.00057945 | 0.00065775 | 0.00072817 | 0.00078554 | 0.00081378 | 0.00084121 | 0.00085648 | 0.00086058 | 0.00086777 | 0.00087048 | 0.0096473 | 0.1285 | 0.11169 | 0.10766 | 0.083758 | 0.081999 | 0.077756 | 0.066864 | 0.079122 | 0.099739 | 0.11907 | 0.12012 | 0.12477 | 0 | 0.25864 | 0.20198 | 0.21915 | 0.1899 | 0.19823 | 0.21479 | 0.20853 | 0.21412 | 0.21673 | 0.25854 | 0.2604 | 0.27042 | 3.9451
LO3Slow | New | Fixtures | Residential | Lighting | 0.00090004 | 0.00085147 | 7.1725 | -38.3203 | Multifamily - Low Rise | ID/MT/OR-Ceiling and Wall Flush Mount _1000 to 1999 lumens | 5.9313e-06 | 1.509e-05 | 3.3368e-05 | 6.5665e-05 | 0.00011422 | 0.00017899 | 0.00026318 | 0.00036293 | 0.00047528 | 0.00059135 | 0.00068323 | 0.00077555 | 0.00085858 | 0.00092622 | 0.00095952 | 0.00099187 | 0.0010099 | 0.0010147 | 0.0010232 | 0.0010264 | 0.011375 | 0.23556 | 0.20475 | 0.19737 | 0.15355 | 0.15032 | 0.14254 | 0.12258 | 0.14505 | 0.18284 | 0.21828 | 0.22022 | 0.22874 | 0 | 0.47414 | 0.37028 | 0.40175 | 0.34814 | 0.36341 | 0.39377 | 0.38228 | 0.39253 | 0.39731 | 0.47396 | 0.47737 | 0.49574 | 3.9451
LO3Slow | New | Fixtures | Residential | Lighting | 0.0017444 | 0.0016503 | 13.9011 | -38.3203 | Multifamily - Low Rise | ID/MT/OR-Ceiling and Wall Flush Mount _2000 to 3999 lumens | 4.5073e-06 | 1.1468e-05 | 2.5357e-05 | 4.9901e-05 | 8.6797e-05 | 0.00013602 | 0.0002 | 0.0002758 | 0.00036118 | 0.00044938 | 0.0005192 | 0.00058936 | 0.00065246 | 0.00070386 | 0.00072916 | 0.00075374 | 0.00076743 | 0.0007711 | 0.00077754 | 0.00077997 | 0.0086442 | 0.45655 | 0.39682 | 0.38252 | 0.29759 | 0.29134 | 0.27627 | 0.23757 | 0.28112 | 0.35437 | 0.42305 | 0.42681 | 0.44332 | 0 | 0.91895 | 0.71764 | 0.77865 | 0.67473 | 0.70433 | 0.76317 | 0.74092 | 0.76078 | 0.77003 | 0.91859 | 0.9252 | 0.96082 | 3.9451
LO3Slow | New | Fixtures | Residential | Lighting | 0.0031863 | 0.0030144 | 25.3921 | -38.3203 | Multifamily - Low Rise | ID/MT/OR-Ceiling and Wall Flush Mount _4000 to 7999 lumens | 2.7206e-06 | 6.9217e-06 | 1.5305e-05 | 3.0119e-05 | 5.239e-05 | 8.2097e-05 | 0.00012072 | 0.00016647 | 0.000218 | 0.00027124 | 0.00031338 | 0.00035573 | 0.00039381 | 0.00042484 | 0.00044011 | 0.00045495 | 0.00046321 | 0.00046543 | 0.00046931 | 0.00047078 | 0.0052175 | 0.83394 | 0.72484 | 0.69872 | 0.54359 | 0.53218 | 0.50464 | 0.43395 | 0.5135 | 0.64731 | 0.77276 | 0.77961 | 0.80978 | 0 | 1.6786 | 1.3109 | 1.4223 | 1.2325 | 1.2865 | 1.394 | 1.3534 | 1.3896 | 1.4066 | 1.6779 | 1.69 | 1.755 | 3.9451
LO3Slow | New | Fixtures | Residential | Lighting | 0.00010381 | 9.7994e-05 | 0.82491 | -111.7369 | Multifamily - Low Rise | ID/MT/OR-Downlight Fixture_0 to 249 lumens | 4.3743e-09 | 1.1129e-08 | 2.4608e-08 | 4.8428e-08 | 8.4235e-08 | 1.32e-07 | 1.9409e-07 | 2.6766e-07 | 3.5051e-07 | 4.3611e-07 | 5.0388e-07 | 5.7196e-07 | 6.332e-07 | 6.8308e-07 | 7.0764e-07 | 7.3149e-07 | 7.4477e-07 | 7.4834e-07 | 7.5459e-07 | 7.5695e-07 | 8.389e-06 | 0.027093 | 0.02351 | 0.02264 | 0.017617 | 0.017171 | 0.016259 | 0.013976 | 0.016537 | 0.020865 | 0.024959 | 0.02525 | 0.026356 | 0 | 0.055138 | 0.043017 | 0.046492 | 0.040257 | 0.041668 | 0.044953 | 0.043595 | 0.044759 | 0.045421 | 0.054451 | 0.055134 | 0.05779 | 10.9091
LO3Slow | New | Fixtures | Residential | Lighting | 0.00020337 | 0.00019197 | 1.616 | -111.7369 | Multifamily - Low Rise | ID/MT/OR-Downlight Fixture_250 to 499 lumens | 5.5786e-07 | 1.4193e-06 | 3.1383e-06 | 6.1761e-06 | 1.0743e-05 | 1.6834e-05 | 2.4753e-05 | 3.4135e-05 | 4.4702e-05 | 5.5618e-05 | 6.426e-05 | 7.2943e-05 | 8.0753e-05 | 8.7114e-05 | 9.0246e-05 | 9.3288e-05 | 9.4982e-05 | 9.5437e-05 | 9.6234e-05 | 9.6535e-05 | 0.0010699 | 0.053074 | 0.046056 | 0.044351 | 0.034511 | 0.033638 | 0.03185 | 0.027379 | 0.032396 | 0.040874 | 0.048895 | 0.049464 | 0.051631 | 0 | 0.10801 | 0.08427 | 0.091077 | 0.078864 | 0.081627 | 0.088062 | 0.085402 | 0.087683 | 0.088979 | 0.10667 | 0.10801 | 0.11321 | 10.9091
LO3Slow | New | Fixtures | Residential | Lighting | 0.00039021 | 0.00036834 | 3.1007 | -111.7369 | Multifamily - Low Rise | ID/MT/OR-Downlight Fixture_500 to 999 lumens | 2.2004e-05 | 5.5982e-05 | 0.00012379 | 0.0002436 | 0.00042372 | 0.000664 | 0.00097634 | 0.0013464 | 0.0017632 | 0.0021938 | 0.0025346 | 0.0028771 | 0.0031852 | 0.0034361 | 0.0035596 | 0.0036796 | 0.0037464 | 0.0037643 | 0.0037958 | 0.0038077 | 0.042199 | 0.10184 | 0.08837 | 0.085099 | 0.066219 | 0.064544 | 0.061113 | 0.052533 | 0.06216 | 0.078427 | 0.093817 | 0.09491 | 0.099067 | 0 | 0.20725 | 0.16169 | 0.17476 | 0.15132 | 0.15662 | 0.16897 | 0.16387 | 0.16824 | 0.17073 | 0.20467 | 0.20724 | 0.21722 | 10.9091
LO3Slow | New | Fixtures | Residential | Lighting | 0.00071535 | 0.00067525 | 5.6843 | -111.7369 | Multifamily - Low Rise | ID/MT/OR-Downlight Fixture_1000 to 1999 lumens | 7.1278e-06 | 1.8135e-05 | 4.0099e-05 | 7.8912e-05 | 0.00013726 | 0.00021509 | 0.00031627 | 0.00043615 | 0.00057116 | 0.00071064 | 0.00082106 | 0.000932 | 0.0010318 | 0.0011131 | 0.0011531 | 0.001192 | 0.0012136 | 0.0012194 | 0.0012296 | 0.0012334 | 0.01367 | 0.18669 | 0.162 | 0.15601 | 0.12139 | 0.11832 | 0.11203 | 0.096306 | 0.11395 | 0.14377 | 0.17199 | 0.17399 | 0.18161 | 0 | 0.37995 | 0.29642 | 0.32037 | 0.2774 | 0.28712 | 0.30976 | 0.3004 | 0.30843 | 0.31298 | 0.37521 | 0.37992 | 0.39822 | 10.9091
LO3Slow | New | Fixtures | Residential | Lighting | 0.0013864 | 0.0013087 | 11.0168 | -111.7369 | Multifamily - Low Rise | ID/MT/OR-Downlight Fixture_2000 to 3999 lumens | 1.7207e-06 | 4.3777e-06 | 9.6799e-06 | 1.9049e-05 | 3.3135e-05 | 5.1924e-05 | 7.6348e-05 | 0.00010529 | 0.00013788 | 0.00017155 | 0.0001982 | 0.00022499 | 0.00024907 | 0.0002687 | 0.00027836 | 0.00028774 | 0.00029296 | 0.00029437 | 0.00029682 | 0.00029775 | 0.0032999 | 0.36183 | 0.31398 | 0.30236 | 0.23528 | 0.22933 | 0.21714 | 0.18665 | 0.22086 | 0.27865 | 0.33333 | 0.33722 | 0.35199 | 0 | 0.73638 | 0.5745 | 0.62091 | 0.53764 | 0.55648 | 0.60035 | 0.58222 | 0.59777 | 0.6066 | 0.72721 | 0.73633 | 0.7718 | 10.9091
LO3Slow | New | Fixtures | Residential | Lighting | 0.0025325 | 0.0023905 | 20.1235 | -111.7369 | Multifamily - Low Rise | ID/MT/OR-Downlight Fixture_4000 to 7999 lumens | 3.7887e-07 | 9.6394e-07 | 2.1314e-06 | 4.1945e-06 | 7.2959e-06 | 1.1433e-05 | 1.6811e-05 | 2.3183e-05 | 3.0359e-05 | 3.7774e-05 | 4.3643e-05 | 4.954e-05 | 5.4844e-05 | 5.9164e-05 | 6.1291e-05 | 6.3358e-05 | 6.4508e-05 | 6.4817e-05 | 6.5358e-05 | 6.5562e-05 | 0.00072661 | 0.66092 | 0.57353 | 0.5523 | 0.42976 | 0.41889 | 0.39662 | 0.34094 | 0.40342 | 0.50899 | 0.60887 | 0.61597 | 0.64295 | 0 | 1.3451 | 1.0494 | 1.1342 | 0.98207 | 1.0165 | 1.0966 | 1.0635 | 1.0919 | 1.108 | 1.3283 | 1.345 | 1.4098 | 10.9091
LO3Slow | New | Fixtures | Residential | Lighting | 0.00015581 | 0.00017678 | 0.87246 | -73.1679 | Multifamily - Low Rise | ID/MT/OR-Exterior Porch_0 to 249 lumens | 1.1936e-10 | 3.0369e-10 | 6.7151e-10 | 1.3215e-09 | 2.2986e-09 | 3.602e-09 | 5.2964e-09 | 7.3039e-09 | 9.5648e-09 | 1.1901e-08 | 1.375e-08 | 1.5608e-08 | 1.7279e-08 | 1.864e-08 | 1.931e-08 | 1.9961e-08 | 2.0323e-08 | 2.0421e-08 | 2.0591e-08 | 2.0656e-08 | 2.2892e-07 | 0.036904 | 0.032436 | 0.025702 | 0.015347 | 0.014385 | 0.013998 | 0.010224 | 0.012259 | 0.018285 | 0.029961 | 0.034755 | 0.037568 | 0 | 0.0721 | 0.053403 | 0.046961 | 0.039095 | 0.036499 | 0.035078 | 0.036685 | 0.038622 | 0.045202 | 0.052172 | 0.064052 | 0.070763 | 11.1792
LO3Slow | New | Fixtures | Residential | Lighting | 0.00030523 | 0.0003463 | 1.7091 | -73.1679 | Multifamily - Low Rise | ID/MT/OR-Exterior Porch_250 to 499 lumens | 2.4027e-08 | 6.1131e-08 | 1.3517e-07 | 2.6601e-07 | 4.6269e-07 | 7.2506e-07 | 1.0661e-06 | 1.4702e-06 | 1.9253e-06 | 2.3955e-06 | 2.7677e-06 | 3.1417e-06 | 3.4781e-06 | 3.7521e-06 | 3.887e-06 | 4.018e-06 | 4.0909e-06 | 4.1105e-06 | 4.1448e-06 | 4.1578e-06 | 4.608e-05 | 0.072295 | 0.063542 | 0.050349 | 0.030064 | 0.02818 | 0.027422 | 0.020028 | 0.024016 | 0.035821 | 0.058693 | 0.068085 | 0.073595 | 0 | 0.14124 | 0.10462 | 0.091996 | 0.076587 | 0.071502 | 0.068718 | 0.071865 | 0.075661 | 0.08855 | 0.1022 | 0.12548 | 0.13862 | 11.1792
LO3Slow | New | Fixtures | Residential | Lighting | 0.00058566 | 0.00066447 | 3.2794 | -73.1679 | Multifamily - Low Rise | ID/MT/OR-Exterior Porch_500 to 999 lumens | 1.0796e-06 | 2.7467e-06 | 6.0735e-06 | 1.1952e-05 | 2.079e-05 | 3.2578e-05 | 4.7903e-05 | 6.606e-05 | 8.6509e-05 | 0.00010764 | 0.00012436 | 0.00014116 | 0.00015628 | 0.00016859 | 0.00017465 | 0.00018054 | 0.00018381 | 0.00018469 | 0.00018624 | 0.00018682 | 0.0020705 | 0.13872 | 0.12192 | 0.096608 | 0.057686 | 0.05407 | 0.052616 | 0.038428 | 0.04608 | 0.068732 | 0.11262 | 0.13064 | 0.14121 | 0 | 0.27101 | 0.20073 | 0.17652 | 0.14695 | 0.13719 | 0.13185 | 0.13789 | 0.14517 | 0.16991 | 0.1961 | 0.24076 | 0.26599 | 11.1792
LO3Slow | New | Fixtures | Residential | Lighting | 0.0010737 | 0.0012181 | 6.0119 | -73.1679 | Multifamily - Low Rise | ID/MT/OR-Exterior Porch_1000 to 1999 lumens | 1.9748e-06 | 5.0242e-06 | 1.1109e-05 | 2.1863e-05 | 3.8028e-05 | 5.9591e-05 | 8.7623e-05 | 0.00012083 | 0.00015824 | 0.00019688 | 0.00022747 | 0.00025821 | 0.00028585 | 0.00030837 | 0.00031946 | 0.00033023 | 0.00033623 | 0.00033784 | 0.00034066 | 0.00034172 | 0.0037872 | 0.2543 | 0.22351 | 0.17711 | 0.10575 | 0.099122 | 0.096458 | 0.070448 | 0.084476 | 0.126 | 0.20645 | 0.23949 | 0.25887 | 0 | 0.49683 | 0.36799 | 0.3236 | 0.2694 | 0.25151 | 0.24172 | 0.25279 | 0.26614 | 0.31148 | 0.35951 | 0.44137 | 0.48762 | 11.1792
LO3Slow | New | Fixtures | Residential | Lighting | 0.0020809 | 0.0023609 | 11.6518 | -73.1679 | Multifamily - Low Rise | ID/MT/OR-Exterior Porch_2000 to 3999 lumens | 1.5507e-06 | 3.9454e-06 | 8.724e-06 | 1.7168e-05 | 2.9862e-05 | 4.6796e-05 | 6.8808e-05 | 9.4889e-05 | 0.00012426 | 0.00015461 | 0.00017863 | 0.00020277 | 0.00022448 | 0.00024216 | 0.00025087 | 0.00025932 | 0.00026403 | 0.0002653 | 0.00026751 | 0.00026835 | 0.002974 | 0.49286 | 0.43319 | 0.34325 | 0.20496 | 0.19211 | 0.18695 | 0.13654 | 0.16372 | 0.24421 | 0.40013 | 0.46416 | 0.50172 | 0 | 0.96291 | 0.7132 | 0.62717 | 0.52212 | 0.48746 | 0.46848 | 0.48994 | 0.51581 | 0.60368 | 0.69677 | 0.85543 | 0.94506 | 11.1792
LO3Slow | New | Fixtures | Residential | Lighting | 0.003801 | 0.0043124 | 21.2835 | -73.1679 | Multifamily - Low Rise | ID/MT/OR-Exterior Porch_4000 to 7999 lumens | 1.2432e-07 | 3.1629e-07 | 6.9937e-07 | 1.3763e-06 | 2.394e-06 | 3.7514e-06 | 5.5161e-06 | 7.6069e-06 | 9.9616e-06 | 1.2394e-05 | 1.432e-05 | 1.6255e-05 | 1.7995e-05 | 1.9413e-05 | 2.0111e-05 | 2.0789e-05 | 2.1166e-05 | 2.1268e-05 | 2.1445e-05 | 2.1512e-05 | 0.00023842 | 0.90028 | 0.79127 | 0.62699 | 0.37439 | 0.35091 | 0.34148 | 0.2494 | 0.29906 | 0.44607 | 0.73089 | 0.84785 | 0.91646 | 0 | 1.7589 | 1.3027 | 1.1456 | 0.95372 | 0.8904 | 0.85573 | 0.89492 | 0.94219 | 1.1027 | 1.2727 | 1.5625 | 1.7263 | 11.1792
LO3Slow | New | Fixtures | Residential | Lighting | 0.00017263 | 0.00020188 | 0.95994 | -90.3304 | Multifamily - Low Rise | ID/MT/OR-Chandelier/Pendant_0 to 249 lumens | 3.3104e-08 | 8.4224e-08 | 1.8623e-07 | 3.6649e-07 | 6.3748e-07 | 9.9896e-07 | 1.4689e-06 | 2.0256e-06 | 2.6526e-06 | 3.3005e-06 | 3.8133e-06 | 4.3285e-06 | 4.7919e-06 | 5.1695e-06 | 5.3553e-06 | 5.5358e-06 | 5.6363e-06 | 5.6633e-06 | 5.7106e-06 | 5.7285e-06 | 6.3487e-05 | 0.041526 | 0.037048 | 0.029273 | 0.017087 | 0.016976 | 0.016859 | 0.012365 | 0.014842 | 0.021896 | 0.035317 | 0.040183 | 0.041778 | 0 | 0.07275 | 0.053859 | 0.047584 | 0.0397 | 0.041018 | 0.041674 | 0.044287 | 0.046685 | 0.053087 | 0.057578 | 0.068012 | 0.068561 | 6.4193
LO3Slow | New | Fixtures | Residential | Lighting | 0.00033817 | 0.00039547 | 1.8805 | -90.3304 | Multifamily - Low Rise | ID/MT/OR-Chandelier/Pendant_250 to 499 lumens | 3.0708e-07 | 7.8129e-07 | 1.7276e-06 | 3.3997e-06 | 5.9135e-06 | 9.2667e-06 | 1.3626e-05 | 1.879e-05 | 2.4607e-05 | 3.0616e-05 | 3.5373e-05 | 4.0153e-05 | 4.4452e-05 | 4.7954e-05 | 4.9678e-05 | 5.1353e-05 | 5.2285e-05 | 5.2535e-05 | 5.2974e-05 | 5.314e-05 | 0.00058893 | 0.081348 | 0.072576 | 0.057345 | 0.033473 | 0.033257 | 0.033026 | 0.024223 | 0.029076 | 0.042893 | 0.069185 | 0.078718 | 0.081844 | 0 | 0.14252 | 0.10551 | 0.093216 | 0.077771 | 0.080353 | 0.081638 | 0.086757 | 0.091456 | 0.104 | 0.1128 | 0.13323 | 0.13431 | 6.4193
LO3Slow | New | Fixtures | Residential | Lighting | 0.00064887 | 0.00075881 | 3.6083 | -90.3304 | Multifamily - Low Rise | ID/MT/OR-Chandelier/Pendant_500 to 999 lumens | 2.9152e-06 | 7.4168e-06 | 1.64e-05 | 3.2274e-05 | 5.6137e-05 | 8.7969e-05 | 0.00012935 | 0.00017838 | 0.00023359 | 0.00029064 | 0.0003358 | 0.00038117 | 0.00042198 | 0.00045523 | 0.00047159 | 0.00048749 | 0.00049634 | 0.00049872 | 0.00050288 | 0.00050446 | 0.0055907 | 0.15609 | 0.13926 | 0.11003 | 0.064226 | 0.063811 | 0.063369 | 0.046477 | 0.055789 | 0.082302 | 0.13275 | 0.15104 | 0.15704 | 0 | 0.27345 | 0.20245 | 0.17886 | 0.14922 | 0.15418 | 0.15664 | 0.16647 | 0.17548 | 0.19954 | 0.21643 | 0.25564 | 0.25771 | 6.4193
LO3Slow | New | Fixtures | Residential | Lighting | 0.0011895 | 0.0013911 | 6.6148 | -90.3304 | Multifamily - Low Rise | ID/MT/OR-Chandelier/Pendant_1000 to 1999 lumens | 3.8088e-06 | 9.6903e-06 | 2.1427e-05 | 4.2167e-05 | 7.3345e-05 | 0.00011494 | 0.000169 | 0.00023306 | 0.0003052 | 0.00037973 | 0.00043873 | 0.00049802 | 0.00055134 | 0.00059477 | 0.00061615 | 0.00063692 | 0.00064849 | 0.00065159 | 0.00065703 | 0.00065909 | 0.0073045 | 0.28614 | 0.25529 | 0.20171 | 0.11774 | 0.11698 | 0.11617 | 0.085204 | 0.10227 | 0.15088 | 0.24336 | 0.27689 | 0.28789 | 0 | 0.5013 | 0.37113 | 0.32789 | 0.27356 | 0.28264 | 0.28717 | 0.30517 | 0.3217 | 0.36581 | 0.39676 | 0.46866 | 0.47244 | 6.4193
LO3Slow | New | Fixtures | Residential | Lighting | 0.0023054 | 0.0026961 | 12.8202 | -90.3304 | Multifamily - Low Rise | ID/MT/OR-Chandelier/Pendant_2000 to 3999 lumens | 6.2876e-06 | 1.5997e-05 | 3.5372e-05 | 6.961e-05 | 0.00012108 | 0.00018974 | 0.00027899 | 0.00038473 | 0.00050383 | 0.00062687 | 0.00072427 | 0.00082213 | 0.00091016 | 0.00098186 | 0.0010172 | 0.0010514 | 0.0010705 | 0.0010757 | 0.0010846 | 0.001088 | 0.012058 | 0.55458 | 0.49478 | 0.39095 | 0.2282 | 0.22672 | 0.22515 | 0.16514 | 0.19822 | 0.29242 | 0.47166 | 0.53665 | 0.55796 | 0 | 0.97159 | 0.7193 | 0.63549 | 0.5302 | 0.5478 | 0.55656 | 0.59146 | 0.62349 | 0.70898 | 0.76897 | 0.90831 | 0.91564 | 6.4193
LO3Slow | New | Fixtures | Residential | Lighting | 0.0042112 | 0.0049247 | 23.4176 | -90.3304 | Multifamily - Low Rise | ID/MT/OR-Chandelier/Pendant_4000 to 7999 lumens | 3.3219e-06 | 8.4517e-06 | 1.8688e-05 | 3.6777e-05 | 6.397e-05 | 0.00010024 | 0.0001474 | 0.00020327 | 0.00026619 | 0.0003312 | 0.00038266 | 0.00043436 | 0.00048087 | 0.00051875 | 0.0005374 | 0.00055551 | 0.0005656 | 0.00056831 | 0.00057305 | 0.00057485 | 0.0063709 | 1.013 | 0.90377 | 0.71411 | 0.41683 | 0.41414 | 0.41126 | 0.30164 | 0.36207 | 0.53414 | 0.86154 | 0.98026 | 1.0192 | 0 | 1.7747 | 1.3139 | 1.1608 | 0.96847 | 1.0006 | 1.0166 | 1.0804 | 1.1389 | 1.295 | 1.4046 | 1.6591 | 1.6725 | 6.4193
LO3Slow | New | Fixtures | Residential | Lighting | 2.898e-05 | 2.7142e-05 | 0.22794 | 9.8699 | Multifamily - Low Rise | ID/MT/OR-Linear Flush Mount_0 to 249 lumens | 6.4111e-09 | 1.6311e-08 | 3.6067e-08 | 7.0977e-08 | 1.2346e-07 | 1.9346e-07 | 2.8447e-07 | 3.9229e-07 | 5.1372e-07 | 6.3918e-07 | 7.385e-07 | 8.3828e-07 | 9.2803e-07 | 1.0011e-06 | 1.0371e-06 | 1.0721e-06 | 1.0916e-06 | 1.0968e-06 | 1.1059e-06 | 1.1094e-06 | 1.2295e-05 | 0.007487 | 0.006459 | 0.0061971 | 0.0048257 | 0.0046285 | 0.0043584 | 0.0037415 | 0.0044261 | 0.0056027 | 0.0067528 | 0.0069007 | 0.0073306 | 0 | 0.015836 | 0.012314 | 0.01313 | 0.01134 | 0.011387 | 0.01209 | 0.011678 | 0.011986 | 0.01228 | 0.014988 | 0.015464 | 0.016735 | 1.6464
LO3Slow | New | Fixtures | Residential | Lighting | 5.6772e-05 | 5.3172e-05 | 0.44653 | 9.8699 | Multifamily - Low Rise | ID/MT/OR-Linear Flush Mount_250 to 499 lumens | 1.6981e-07 | 4.3204e-07 | 9.5532e-07 | 1.88e-06 | 3.2701e-06 | 5.1244e-06 | 7.5348e-06 | 1.0391e-05 | 1.3607e-05 | 1.693e-05 | 1.9561e-05 | 2.2204e-05 | 2.4581e-05 | 2.6518e-05 | 2.7471e-05 | 2.8397e-05 | 2.8913e-05 | 2.9051e-05 | 2.9294e-05 | 2.9385e-05 | 0.00032567 | 0.014667 | 0.012653 | 0.01214 | 0.0094535 | 0.0090671 | 0.008538 | 0.0073295 | 0.0086706 | 0.010976 | 0.013229 | 0.013518 | 0.01436 | 0 | 0.031023 | 0.024123 | 0.025721 | 0.022214 | 0.022307 | 0.023685 | 0.022877 | 0.02348 | 0.024055 | 0.029361 | 0.030294 | 0.032784 | 1.6464
LO3Slow | New | Fixtures | Residential | Lighting | 0.00010893 | 0.00010202 | 0.85678 | 9.8699 | Multifamily - Low Rise | ID/MT/OR-Linear Flush Mount_500 to 999 lumens | 3.3323e-06 | 8.478e-06 | 1.8746e-05 | 3.6892e-05 | 6.4169e-05 | 0.00010056 | 0.00014786 | 0.0002039 | 0.00026702 | 0.00033223 | 0.00038385 | 0.00043571 | 0.00048236 | 0.00052036 | 0.00053907 | 0.00055724 | 0.00056736 | 0.00057008 | 0.00057484 | 0.00057663 | 0.0063907 | 0.028142 | 0.024278 | 0.023294 | 0.018139 | 0.017398 | 0.016382 | 0.014064 | 0.016637 | 0.021059 | 0.025382 | 0.025938 | 0.027554 | 0 | 0.059525 | 0.046286 | 0.049352 | 0.042623 | 0.042802 | 0.045445 | 0.043896 | 0.045053 | 0.046157 | 0.056337 | 0.058127 | 0.062904 | 1.6464
LO3Slow | New | Fixtures | Residential | Lighting | 0.0001997 | 0.00018703 | 1.5707 | 9.8699 | Multifamily - Low Rise | ID/MT/OR-Linear Flush Mount_1000 to 1999 lumens | 5.4031e-06 | 1.3747e-05 | 3.0397e-05 | 5.9818e-05 | 0.00010405 | 0.00016305 | 0.00023975 | 0.00033062 | 0.00043296 | 0.00053869 | 0.00062239 | 0.00070649 | 0.00078213 | 0.00084375 | 0.00087408 | 0.00090355 | 0.00091995 | 0.00092435 | 0.00093207 | 0.00093499 | 0.010362 | 0.051591 | 0.044508 | 0.042703 | 0.033253 | 0.031894 | 0.030033 | 0.025782 | 0.030499 | 0.038607 | 0.046532 | 0.047551 | 0.050513 | 0 | 0.10912 | 0.084852 | 0.090474 | 0.078139 | 0.078467 | 0.083312 | 0.080471 | 0.082593 | 0.084616 | 0.10328 | 0.10656 | 0.11532 | 1.6464
LO3Slow | New | Fixtures | Residential | Lighting | 0.00038704 | 0.00036249 | 3.0442 | 9.8699 | Multifamily - Low Rise | ID/MT/OR-Linear Flush Mount_2000 to 3999 lumens | 1.7338e-06 | 4.4111e-06 | 9.7538e-06 | 1.9195e-05 | 3.3387e-05 | 5.232e-05 | 7.6931e-05 | 0.00010609 | 0.00013893 | 0.00017286 | 0.00019972 | 0.0002267 | 0.00025097 | 0.00027075 | 0.00028048 | 0.00028993 | 0.0002952 | 0.00029661 | 0.00029909 | 0.00030002 | 0.0033251 | 0.09999 | 0.086262 | 0.082764 | 0.064448 | 0.061814 | 0.058207 | 0.049968 | 0.059111 | 0.074825 | 0.090185 | 0.09216 | 0.097901 | 0 | 0.2115 | 0.16445 | 0.17535 | 0.15144 | 0.15208 | 0.16147 | 0.15596 | 0.16008 | 0.164 | 0.20017 | 0.20653 | 0.2235 | 1.6464
LO3Slow | New | Fixtures | Residential | Lighting | 0.00070697 | 0.00066213 | 5.5605 | 9.8699 | Multifamily - Low Rise | ID/MT/OR-Linear Flush Mount_4000 to 7999 lumens | 2.9332e-07 | 7.4626e-07 | 1.6501e-06 | 3.2473e-06 | 5.6484e-06 | 8.8513e-06 | 1.3015e-05 | 1.7948e-05 | 2.3504e-05 | 2.9244e-05 | 3.3787e-05 | 3.8353e-05 | 4.2459e-05 | 4.5804e-05 | 4.7451e-05 | 4.905e-05 | 4.9941e-05 | 5.018e-05 | 5.0599e-05 | 5.0757e-05 | 0.00056253 | 0.18264 | 0.15757 | 0.15118 | 0.11772 | 0.11291 | 0.10632 | 0.091273 | 0.10797 | 0.13668 | 0.16473 | 0.16834 | 0.17883 | 0 | 0.38632 | 0.3004 | 0.3203 | 0.27663 | 0.27779 | 0.29494 | 0.28488 | 0.2924 | 0.29956 | 0.36563 | 0.37725 | 0.40825 | 1.6464
LO3Slow | New | Fixtures | Residential | Lighting | 2.1873e-05 | 2.0242e-05 | 0.16937 | 18.1824 | Multifamily - Low Rise | ID/MT/OR-Linear Shop_0 to 249 lumens | 3.4446e-09 | 8.7639e-09 | 1.9379e-08 | 3.8136e-08 | 6.6333e-08 | 1.0395e-07 | 1.5284e-07 | 2.1078e-07 | 2.7602e-07 | 3.4343e-07 | 3.9679e-07 | 4.504e-07 | 4.9863e-07 | 5.3791e-07 | 5.5725e-07 | 5.7603e-07 | 5.8649e-07 | 5.893e-07 | 5.9422e-07 | 5.9608e-07 | 6.6062e-06 | 0.005564 | 0.0047565 | 0.0045372 | 0.0035372 | 0.0033056 | 0.0030843 | 0.0026418 | 0.0031239 | 0.0039762 | 0.0048523 | 0.0050398 | 0.005502 | 0 | 0.012457 | 0.0096407 | 0.010081 | 0.0086736 | 0.0083159 | 0.0086034 | 0.0082545 | 0.0084675 | 0.0088128 | 0.01107 | 0.011754 | 0.013315 | 1.2998
LO3Slow | New | Fixtures | Residential | Lighting | 4.2848e-05 | 3.9655e-05 | 0.33179 | 18.1824 | Multifamily - Low Rise | ID/MT/OR-Linear Shop_250 to 499 lumens | 0 | 0 | 0 | 0 | 0 | 0 | 0 | 0 | 0 | 0 | 0 | 0 | 0 | 0 | 0 | 0 | 0 | 0 | 0 | 0 | 0 | 0.0109 | 0.0093179 | 0.0088884 | 0.0069294 | 0.0064756 | 0.0060422 | 0.0051753 | 0.0061197 | 0.0077893 | 0.0095056 | 0.0098729 | 0.010778 | 0 | 0.024402 | 0.018886 | 0.019749 | 0.016991 | 0.016291 | 0.016854 | 0.01617 | 0.016588 | 0.017264 | 0.021686 | 0.023026 | 0.026085 | 1.2998
LO3Slow | New | Fixtures | Residential | Lighting | 8.2216e-05 | 7.6087e-05 | 0.63662 | 18.1824 | Multifamily - Low Rise | ID/MT/OR-Linear Shop_500 to 999 lumens | 3.5862e-09 | 9.1241e-09 | 2.0175e-08 | 3.9703e-08 | 6.9059e-08 | 1.0822e-07 | 1.5912e-07 | 2.1944e-07 | 2.8736e-07 | 3.5754e-07 | 4.131e-07 | 4.6891e-07 | 5.1912e-07 | 5.6001e-07 | 5.8015e-07 | 5.9971e-07 | 6.1059e-07 | 6.1352e-07 | 6.1864e-07 | 6.2057e-07 | 6.8777e-06 | 0.020914 | 0.017879 | 0.017055 | 0.013296 | 0.012425 | 0.011593 | 0.0099302 | 0.011742 | 0.014946 | 0.018239 | 0.018944 | 0.020681 | 0 | 0.046822 | 0.036238 | 0.037894 | 0.032602 | 0.031258 | 0.032339 | 0.031027 | 0.031828 | 0.033126 | 0.04161 | 0.044182 | 0.05005 | 1.2998
LO3Slow | New | Fixtures | Residential | Lighting | 0.00015072 | 0.00013949 | 1.1671 | 18.1824 | Multifamily - Low Rise | ID/MT/OR-Linear Shop_1000 to 1999 lumens | 8.291e-10 | 2.1094e-09 | 4.6643e-09 | 9.179e-09 | 1.5966e-08 | 2.5019e-08 | 3.6788e-08 | 5.0733e-08 | 6.6437e-08 | 8.2661e-08 | 9.5505e-08 | 1.0841e-07 | 1.2002e-07 | 1.2947e-07 | 1.3413e-07 | 1.3865e-07 | 1.4116e-07 | 1.4184e-07 | 1.4302e-07 | 1.4347e-07 | 1.5901e-06 | 0.03834 | 0.032776 | 0.031265 | 0.024374 | 0.022778 | 0.021254 | 0.018204 | 0.021526 | 0.027399 | 0.033436 | 0.034728 | 0.037913 | 0 | 0.085836 | 0.066432 | 0.069468 | 0.059768 | 0.057303 | 0.059284 | 0.05688 | 0.058347 | 0.060727 | 0.076281 | 0.080996 | 0.091754 | 1.2998
LO3Slow | New | Fixtures | Residential | Lighting | 0.00029211 | 0.00027034 | 2.2619 | 18.1824 | Multifamily - Low Rise | ID/MT/OR-Linear Shop_2000 to 3999 lumens | 0 | 0 | 0 | 0 | 0 | 0 | 0 | 0 | 0 | 0 | 0 | 0 | 0 | 0 | 0 | 0 | 0 | 0 | 0 | 0 | 0 | 0.074308 | 0.063524 | 0.060596 | 0.04724 | 0.044147 | 0.041192 | 0.035282 | 0.04172 | 0.053103 | 0.064803 | 0.067307 | 0.07348 | 0 | 0.16636 | 0.12875 | 0.13464 | 0.11584 | 0.11106 | 0.1149 | 0.11024 | 0.11308 | 0.1177 | 0.14784 | 0.15698 | 0.17783 | 1.2998
LO3Slow | New | Fixtures | Residential | Lighting | 0.00053358 | 0.00049381 | 4.1317 | 18.1824 | Multifamily - Low Rise | ID/MT/OR-Linear Shop_4000 to 7999 lumens | 4.6697e-08 | 1.1881e-07 | 2.6271e-07 | 5.1699e-07 | 8.9925e-07 | 1.4092e-06 | 2.072e-06 | 2.8574e-06 | 3.7419e-06 | 4.6557e-06 | 5.3791e-06 | 6.1059e-06 | 6.7597e-06 | 7.2922e-06 | 7.5543e-06 | 7.809e-06 | 7.9508e-06 | 7.9888e-06 | 8.0556e-06 | 8.0808e-06 | 8.9557e-05 | 0.13573 | 0.11603 | 0.11068 | 0.08629 | 0.080639 | 0.075242 | 0.064447 | 0.076207 | 0.096999 | 0.11837 | 0.12294 | 0.13422 | 0 | 0.30388 | 0.23518 | 0.24593 | 0.21159 | 0.20287 | 0.20988 | 0.20137 | 0.20656 | 0.21499 | 0.27005 | 0.28674 | 0.32483 | 1.2998
LO3Slow | New | Fixtures | Residential | Lighting | 0.00025527 | 0.00024217 | 2.0416 | -47.6767 | Multifamily - Low Rise | ID/MT/OR-Track_0 to 249 lumens | 0 | 0 | 0 | 0 | 0 | 0 | 0 | 0 | 0 | 0 | 0 | 0 | 0 | 0 | 0 | 0 | 0 | 0 | 0 | 0 | 0 | 0.067048 | 0.058395 | 0.056361 | 0.043837 | 0.043149 | 0.04099 | 0.035264 | 0.041732 | 0.05255 | 0.062578 | 0.06292 | 0.06496 | 0 | 0.1331 | 0.10407 | 0.11348 | 0.098426 | 0.10383 | 0.11311 | 0.10996 | 0.11292 | 0.11393 | 0.13509 | 0.13517 | 0.13873 | 3.8658
LO3Slow | New | Fixtures | Residential | Lighting | 0.00050008 | 0.0004744 | 3.9995 | -47.6767 | Multifamily - Low Rise | ID/MT/OR-Track_250 to 499 lumens | 1.0674e-07 | 2.7158e-07 | 6.005e-07 | 1.1817e-06 | 2.0555e-06 | 3.2211e-06 | 4.7363e-06 | 6.5315e-06 | 8.5534e-06 | 1.0642e-05 | 1.2296e-05 | 1.3957e-05 | 1.5451e-05 | 1.6669e-05 | 1.7268e-05 | 1.785e-05 | 1.8174e-05 | 1.8261e-05 | 1.8414e-05 | 1.8471e-05 | 0.00020471 | 0.13135 | 0.11439 | 0.11041 | 0.085876 | 0.084528 | 0.0803 | 0.069081 | 0.081753 | 0.10294 | 0.12259 | 0.12326 | 0.12726 | 0 | 0.26074 | 0.20387 | 0.2223 | 0.19281 | 0.20341 | 0.22158 | 0.2154 | 0.2212 | 0.22319 | 0.26464 | 0.26479 | 0.27177 | 3.8658
LO3Slow | New | Fixtures | Residential | Lighting | 0.00095953 | 0.00091026 | 7.674 | -47.6767 | Multifamily - Low Rise | ID/MT/OR-Track_500 to 999 lumens | 1.2934e-06 | 3.2907e-06 | 7.2762e-06 | 1.4319e-05 | 2.4907e-05 | 3.903e-05 | 5.7389e-05 | 7.9142e-05 | 0.00010364 | 0.00012895 | 0.00014899 | 0.00016912 | 0.00018722 | 0.00020197 | 0.00020923 | 0.00021629 | 0.00022022 | 0.00022127 | 0.00022312 | 0.00022382 | 0.0024805 | 0.25202 | 0.2195 | 0.21185 | 0.16478 | 0.16219 | 0.15408 | 0.13255 | 0.15686 | 0.19752 | 0.23522 | 0.2365 | 0.24417 | 0 | 0.5003 | 0.39118 | 0.42654 | 0.36996 | 0.39029 | 0.42516 | 0.41331 | 0.42443 | 0.42825 | 0.50777 | 0.50807 | 0.52147 | 3.8658
LO3Slow | New | Fixtures | Residential | Lighting | 0.001759 | 0.0016687 | 14.0682 | -47.6767 | Multifamily - Low Rise | ID/MT/OR-Track_1000 to 1999 lumens | 2.0728e-06 | 5.2735e-06 | 1.1661e-05 | 2.2948e-05 | 3.9915e-05 | 6.2549e-05 | 9.1971e-05 | 0.00012683 | 0.00016609 | 0.00020665 | 0.00023876 | 0.00027102 | 0.00030004 | 0.00032368 | 0.00033531 | 0.00034662 | 0.00035291 | 0.0003546 | 0.00035756 | 0.00035868 | 0.0039752 | 0.46202 | 0.40239 | 0.38837 | 0.30207 | 0.29733 | 0.28246 | 0.243 | 0.28757 | 0.36211 | 0.43121 | 0.43357 | 0.44763 | 0 | 0.91716 | 0.71713 | 0.78195 | 0.67823 | 0.71549 | 0.77941 | 0.75769 | 0.77808 | 0.78508 | 0.93087 | 0.93141 | 0.95597 | 3.8658
LO3Slow | New | Fixtures | Residential | Lighting | 0.0034092 | 0.0032342 | 27.2659 | -47.6767 | Multifamily - Low Rise | ID/MT/OR-Track_2000 to 3999 lumens | 2.6228e-06 | 6.673e-06 | 1.4755e-05 | 2.9037e-05 | 5.0507e-05 | 7.9147e-05 | 0.00011638 | 0.00016049 | 0.00021017 | 0.00026149 | 0.00030212 | 0.00034295 | 0.00037966 | 0.00040957 | 0.0004243 | 0.0004386 | 0.00044657 | 0.0004487 | 0.00045245 | 0.00045387 | 0.0050301 | 0.89545 | 0.77987 | 0.75272 | 0.58545 | 0.57626 | 0.54744 | 0.47096 | 0.55734 | 0.70181 | 0.83574 | 0.84031 | 0.86756 | 0 | 1.7776 | 1.3899 | 1.5155 | 1.3145 | 1.3867 | 1.5106 | 1.4685 | 1.508 | 1.5216 | 1.8041 | 1.8052 | 1.8528 | 3.8658
LO3Slow | New | Fixtures | Residential | Lighting | 0.0062274 | 0.0059076 | 49.8044 | -47.6767 | Multifamily - Low Rise | ID/MT/OR-Track_4000 to 7999 lumens | 1.1746e-06 | 2.9885e-06 | 6.6081e-06 | 1.3004e-05 | 2.262e-05 | 3.5446e-05 | 5.212e-05 | 7.1875e-05 | 9.4124e-05 | 0.00011711 | 0.00013531 | 0.00015359 | 0.00017003 | 0.00018343 | 0.00019002 | 0.00019643 | 0.0002 | 0.00020095 | 0.00020263 | 0.00020326 | 0.0022527 | 1.6356 | 1.4245 | 1.3749 | 1.0694 | 1.0526 | 0.99995 | 0.86026 | 1.018 | 1.2819 | 1.5266 | 1.5349 | 1.5847 | 0 | 3.2469 | 2.5388 | 2.7683 | 2.4011 | 2.533 | 2.7593 | 2.6824 | 2.7546 | 2.7793 | 3.2955 | 3.2974 | 3.3844 | 3.8658
LO3Slow | New | Fixtures | Residential | Lighting | 7.0455e-05 | 6.6792e-05 | 0.56298 | -74.4134 | Multifamily - Low Rise | WA-Floor/Table_0 to 249 lumens | 1.4421e-07 | 3.669e-07 | 8.1128e-07 | 1.5965e-06 | 2.777e-06 | 4.3517e-06 | 6.3987e-06 | 8.8241e-06 | 1.1556e-05 | 1.4378e-05 | 1.6612e-05 | 1.8856e-05 | 2.0875e-05 | 2.2519e-05 | 2.3329e-05 | 2.4115e-05 | 2.4553e-05 | 2.4671e-05 | 2.4877e-05 | 2.4955e-05 | 0.00027657 | 0.018489 | 0.016095 | 0.015529 | 0.012079 | 0.011874 | 0.011275 | 0.0096988 | 0.011478 | 0.014457 | 0.017226 | 0.017334 | 0.017923 | 0 | 0.036829 | 0.028788 | 0.031352 | 0.027187 | 0.028606 | 0.031121 | 0.030243 | 0.031057 | 0.03136 | 0.037239 | 0.037321 | 0.038417 | 10.873
LO3Slow | New | Fixtures | Residential | Lighting | 0.00013802 | 0.00013084 | 1.1029 | -74.4134 | Multifamily - Low Rise | WA-Floor/Table_250 to 499 lumens | 8.8936e-07 | 2.2627e-06 | 5.0033e-06 | 9.8461e-06 | 1.7126e-05 | 2.6838e-05 | 3.9462e-05 | 5.442e-05 | 7.1265e-05 | 8.8669e-05 | 0.00010245 | 0.00011629 | 0.00012874 | 0.00013888 | 0.00014387 | 0.00014872 | 0.00015142 | 0.00015215 | 0.00015342 | 0.0001539 | 0.0017056 | 0.03622 | 0.031529 | 0.030422 | 0.023663 | 0.023261 | 0.022088 | 0.019 | 0.022485 | 0.02832 | 0.033745 | 0.033958 | 0.035111 | 0 | 0.072148 | 0.056395 | 0.061417 | 0.053258 | 0.056038 | 0.060965 | 0.059247 | 0.06084 | 0.061434 | 0.072951 | 0.073112 | 0.075259 | 10.873
LO3Slow | New | Fixtures | Residential | Lighting | 0.00026483 | 0.00025106 | 2.1161 | -74.4134 | Multifamily - Low Rise | WA-Floor/Table_500 to 999 lumens | 7.1141e-06 | 1.81e-05 | 4.0022e-05 | 7.8761e-05 | 0.000137 | 0.00021468 | 0.00031566 | 0.00043531 | 0.00057006 | 0.00070928 | 0.00081948 | 0.00093021 | 0.0010298 | 0.0011109 | 0.0011509 | 0.0011897 | 0.0012113 | 0.0012171 | 0.0012272 | 0.0012311 | 0.013644 | 0.069497 | 0.060497 | 0.058373 | 0.045404 | 0.044633 | 0.042381 | 0.036456 | 0.043142 | 0.05434 | 0.064749 | 0.065157 | 0.06737 | 0 | 0.13843 | 0.10821 | 0.11785 | 0.10219 | 0.10752 | 0.11698 | 0.11368 | 0.11674 | 0.11788 | 0.13997 | 0.14028 | 0.1444 | 10.873
LO3Slow | New | Fixtures | Residential | Lighting | 0.00048549 | 0.00046025 | 3.8794 | -74.4134 | Multifamily - Low Rise | WA-Floor/Table_1000 to 1999 lumens | 7.755e-06 | 1.973e-05 | 4.3627e-05 | 8.5856e-05 | 0.00014934 | 0.00023402 | 0.0003441 | 0.00047453 | 0.00062141 | 0.00077317 | 0.0008933 | 0.001014 | 0.0011226 | 0.001211 | 0.0012545 | 0.0012968 | 0.0013204 | 0.0013267 | 0.0013378 | 0.001342 | 0.014873 | 0.1274 | 0.11091 | 0.10701 | 0.083236 | 0.081822 | 0.077694 | 0.066833 | 0.07909 | 0.099617 | 0.1187 | 0.11945 | 0.1235 | 0 | 0.25378 | 0.19837 | 0.21604 | 0.18734 | 0.19712 | 0.21445 | 0.2084 | 0.214 | 0.2161 | 0.25661 | 0.25717 | 0.26472 | 10.873
LO3Slow | New | Fixtures | Residential | Lighting | 0.00094094 | 0.00089202 | 7.5187 | -74.4134 | Multifamily - Low Rise | WA-Floor/Table_2000 to 3999 lumens | 1.8804e-06 | 4.7841e-06 | 1.0579e-05 | 2.0818e-05 | 3.621e-05 | 5.6743e-05 | 8.3435e-05 | 0.00011506 | 0.00015068 | 0.00018747 | 0.0002166 | 0.00024587 | 0.00027219 | 0.00029364 | 0.00030419 | 0.00031445 | 0.00032016 | 0.00032169 | 0.00032438 | 0.00032539 | 0.0036062 | 0.24692 | 0.21495 | 0.2074 | 0.16132 | 0.15858 | 0.15058 | 0.12953 | 0.15329 | 0.19307 | 0.23006 | 0.2315 | 0.23937 | 0 | 0.49186 | 0.38447 | 0.41871 | 0.36308 | 0.38204 | 0.41562 | 0.40391 | 0.41477 | 0.41882 | 0.49734 | 0.49843 | 0.51307 | 10.873
LO3Slow | New | Fixtures | Residential | Lighting | 0.0017187 | 0.0016294 | 13.7338 | -74.4134 | Multifamily - Low Rise | WA-Floor/Table_4000 to 7999 lumens | 1.5217e-07 | 3.8716e-07 | 8.5608e-07 | 1.6847e-06 | 2.9304e-06 | 4.592e-06 | 6.7521e-06 | 9.3114e-06 | 1.2194e-05 | 1.5171e-05 | 1.7529e-05 | 1.9897e-05 | 2.2028e-05 | 2.3763e-05 | 2.4617e-05 | 2.5447e-05 | 2.5909e-05 | 2.6033e-05 | 2.6251e-05 | 2.6333e-05 | 0.00029184 | 0.45104 | 0.39263 | 0.37884 | 0.29467 | 0.28967 | 0.27505 | 0.2366 | 0.28 | 0.35267 | 0.42022 | 0.42287 | 0.43723 | 0 | 0.89844 | 0.70227 | 0.76482 | 0.66321 | 0.69783 | 0.75918 | 0.73778 | 0.75762 | 0.76503 | 0.90844 | 0.91045 | 0.93718 | 10.873
LO3Slow | New | Fixtures | Residential | Lighting | 0.00011143 | 0.00010541 | 0.88796 | -38.6656 | Multifamily - Low Rise | WA-Ceiling and Wall Flush Mount _0 to 249 lumens | 8.9265e-08 | 2.2711e-07 | 5.0218e-07 | 9.8825e-07 | 1.719e-06 | 2.6937e-06 | 3.9608e-06 | 5.4621e-06 | 7.1529e-06 | 8.8997e-06 | 1.0282e-05 | 1.1672e-05 | 1.2921e-05 | 1.3939e-05 | 1.4441e-05 | 1.4927e-05 | 1.5198e-05 | 1.5271e-05 | 1.5399e-05 | 1.5447e-05 | 0.00017119 | 0.029163 | 0.025348 | 0.024434 | 0.019009 | 0.01861 | 0.017647 | 0.015175 | 0.017957 | 0.022636 | 0.027023 | 0.027263 | 0.028318 | 0 | 0.058699 | 0.04584 | 0.049737 | 0.0431 | 0.04499 | 0.048748 | 0.047327 | 0.048596 | 0.049187 | 0.058676 | 0.059099 | 0.061374 | 3.7777
LO3Slow | New | Fixtures | Residential | Lighting | 0.00021828 | 0.0002065 | 1.7395 | -38.6656 | Multifamily - Low Rise | WA-Ceiling and Wall Flush Mount _250 to 499 lumens | 9.0663e-07 | 2.3067e-06 | 5.1004e-06 | 1.0037e-05 | 1.7459e-05 | 2.7359e-05 | 4.0228e-05 | 5.5476e-05 | 7.2649e-05 | 9.039e-05 | 0.00010443 | 0.00011855 | 0.00013124 | 0.00014158 | 0.00014667 | 0.00015161 | 0.00015436 | 0.0001551 | 0.0001564 | 0.00015689 | 0.0017387 | 0.057129 | 0.049656 | 0.047866 | 0.037239 | 0.036457 | 0.03457 | 0.029728 | 0.035178 | 0.044344 | 0.052938 | 0.053408 | 0.055475 | 0 | 0.11499 | 0.089801 | 0.097435 | 0.084432 | 0.088135 | 0.095497 | 0.092713 | 0.095198 | 0.096357 | 0.11495 | 0.11577 | 0.12023 | 3.7777
LO3Slow | New | Fixtures | Residential | Lighting | 0.00041883 | 0.00039623 | 3.3377 | -38.6656 | Multifamily - Low Rise | WA-Ceiling and Wall Flush Mount _500 to 999 lumens | 9.1694e-06 | 2.3329e-05 | 5.1585e-05 | 0.00010151 | 0.00017657 | 0.0002767 | 0.00040686 | 0.00056107 | 0.00073475 | 0.00091419 | 0.0010562 | 0.001199 | 0.0013273 | 0.0014319 | 0.0014834 | 0.0015334 | 0.0015612 | 0.0015687 | 0.0015818 | 0.0015867 | 0.017585 | 0.10962 | 0.095277 | 0.091844 | 0.071452 | 0.069952 | 0.066332 | 0.05704 | 0.067498 | 0.085085 | 0.10158 | 0.10248 | 0.10644 | 0 | 0.22064 | 0.17231 | 0.18695 | 0.162 | 0.16911 | 0.18324 | 0.17789 | 0.18266 | 0.18489 | 0.22055 | 0.22214 | 0.23069 | 3.7777
LO3Slow | New | Fixtures | Residential | Lighting | 0.00076781 | 0.00072638 | 6.1187 | -38.6656 | Multifamily - Low Rise | WA-Ceiling and Wall Flush Mount _1000 to 1999 lumens | 1.0812e-05 | 2.7507e-05 | 6.0823e-05 | 0.0001197 | 0.0002082 | 0.00032626 | 0.00047973 | 0.00066156 | 0.00086634 | 0.0010779 | 0.0012454 | 0.0014137 | 0.001565 | 0.0016883 | 0.001749 | 0.001808 | 0.0018408 | 0.0018496 | 0.0018651 | 0.0018709 | 0.020735 | 0.20095 | 0.17466 | 0.16837 | 0.13099 | 0.12824 | 0.1216 | 0.10457 | 0.12374 | 0.15598 | 0.18621 | 0.18786 | 0.19513 | 0 | 0.40449 | 0.31588 | 0.34273 | 0.29699 | 0.31002 | 0.33591 | 0.32612 | 0.33486 | 0.33894 | 0.40433 | 0.40724 | 0.42291 | 3.7777
LO3Slow | New | Fixtures | Residential | Lighting | 0.0014881 | 0.0014078 | 11.8588 | -38.6656 | Multifamily - Low Rise | WA-Ceiling and Wall Flush Mount _2000 to 3999 lumens | 8.216e-06 | 2.0903e-05 | 4.6221e-05 | 9.096e-05 | 0.00015821 | 0.00024793 | 0.00036456 | 0.00050274 | 0.00065836 | 0.00081913 | 0.00094641 | 0.0010743 | 0.0011893 | 0.001283 | 0.0013291 | 0.0013739 | 0.0013989 | 0.0014056 | 0.0014173 | 0.0014217 | 0.015757 | 0.38947 | 0.33852 | 0.32632 | 0.25387 | 0.24854 | 0.23568 | 0.20267 | 0.23982 | 0.30231 | 0.3609 | 0.3641 | 0.37819 | 0 | 0.78394 | 0.61221 | 0.66425 | 0.5756 | 0.60085 | 0.65104 | 0.63206 | 0.64901 | 0.6569 | 0.78363 | 0.78928 | 0.81966 | 3.7777
LO3Slow | New | Fixtures | Residential | Lighting | 0.0027182 | 0.0025715 | 21.6616 | -38.6656 | Multifamily - Low Rise | WA-Ceiling and Wall Flush Mount _4000 to 7999 lumens | 1.0862e-06 | 2.7635e-06 | 6.1105e-06 | 1.2025e-05 | 2.0916e-05 | 3.2777e-05 | 4.8195e-05 | 6.6463e-05 | 8.7036e-05 | 0.00010829 | 0.00012512 | 0.00014202 | 0.00015723 | 0.00016962 | 0.00017571 | 0.00018164 | 0.00018493 | 0.00018582 | 0.00018737 | 0.00018796 | 0.0020831 | 0.71142 | 0.61835 | 0.59607 | 0.46373 | 0.45399 | 0.4305 | 0.37019 | 0.43806 | 0.55221 | 0.65923 | 0.66507 | 0.69081 | 0 | 1.432 | 1.1183 | 1.2133 | 1.0514 | 1.0975 | 1.1892 | 1.1545 | 1.1855 | 1.1999 | 1.4314 | 1.4417 | 1.4972 | 3.7777
LO3Slow | New | Fixtures | Residential | Lighting | 7.9543e-05 | 7.5085e-05 | 0.63206 | -113.2143 | Multifamily - Low Rise | WA-Downlight Fixture_0 to 249 lumens | 1.5686e-09 | 3.9908e-09 | 8.8245e-09 | 1.7366e-08 | 3.0206e-08 | 4.7335e-08 | 6.9601e-08 | 9.5982e-08 | 1.2569e-07 | 1.5639e-07 | 1.8069e-07 | 2.051e-07 | 2.2706e-07 | 2.4495e-07 | 2.5376e-07 | 2.6231e-07 | 2.6707e-07 | 2.6835e-07 | 2.7059e-07 | 2.7144e-07 | 3.0083e-06 | 0.020759 | 0.018014 | 0.017347 | 0.013498 | 0.013157 | 0.012458 | 0.010709 | 0.012671 | 0.015987 | 0.019124 | 0.019347 | 0.020194 | 0 | 0.042248 | 0.032961 | 0.035623 | 0.030846 | 0.031927 | 0.034444 | 0.033403 | 0.034296 | 0.034802 | 0.041722 | 0.042245 | 0.04428 | 10.01
LO3Slow | New | Fixtures | Residential | Lighting | 0.00015582 | 0.00014709 | 1.2382 | -113.2143 | Multifamily - Low Rise | WA-Downlight Fixture_250 to 499 lumens | 2.0005e-07 | 5.0896e-07 | 1.1254e-06 | 2.2147e-06 | 3.8523e-06 | 6.0367e-06 | 8.8763e-06 | 1.2241e-05 | 1.603e-05 | 1.9944e-05 | 2.3043e-05 | 2.6157e-05 | 2.8958e-05 | 3.1239e-05 | 3.2362e-05 | 3.3453e-05 | 3.406e-05 | 3.4223e-05 | 3.4509e-05 | 3.4617e-05 | 0.00038365 | 0.040667 | 0.035289 | 0.033983 | 0.026443 | 0.025774 | 0.024404 | 0.020978 | 0.024823 | 0.031318 | 0.037464 | 0.037901 | 0.039561 | 0 | 0.082764 | 0.06457 | 0.069785 | 0.060427 | 0.062544 | 0.067475 | 0.065437 | 0.067185 | 0.068177 | 0.081733 | 0.082758 | 0.086744 | 10.01
LO3Slow | New | Fixtures | Residential | Lighting | 0.00029899 | 0.00028223 | 2.3758 | -113.2143 | Multifamily - Low Rise | WA-Downlight Fixture_500 to 999 lumens | 7.8905e-06 | 2.0075e-05 | 4.4389e-05 | 8.7356e-05 | 0.00015195 | 0.00023811 | 0.00035011 | 0.00048282 | 0.00063227 | 0.00078668 | 0.00090891 | 0.0010317 | 0.0011422 | 0.0012322 | 0.0012765 | 0.0013195 | 0.0013434 | 0.0013499 | 0.0013612 | 0.0013654 | 0.015132 | 0.07803 | 0.067711 | 0.065205 | 0.050738 | 0.049455 | 0.046826 | 0.040252 | 0.047629 | 0.060092 | 0.071884 | 0.072722 | 0.075907 | 0 | 0.1588 | 0.12389 | 0.1339 | 0.11594 | 0.12001 | 0.12947 | 0.12556 | 0.12891 | 0.13082 | 0.15683 | 0.15879 | 0.16644 | 10.01
LO3Slow | New | Fixtures | Residential | Lighting | 0.00054811 | 0.0005174 | 4.3554 | -113.2143 | Multifamily - Low Rise | WA-Downlight Fixture_1000 to 1999 lumens | 2.556e-06 | 6.503e-06 | 1.4379e-05 | 2.8298e-05 | 4.9221e-05 | 7.7131e-05 | 0.00011341 | 0.0001564 | 0.00020481 | 0.00025483 | 0.00029443 | 0.00033421 | 0.00036999 | 0.00039914 | 0.00041349 | 0.00042743 | 0.00043519 | 0.00043727 | 0.00044092 | 0.0004423 | 0.0049019 | 0.14305 | 0.12413 | 0.11954 | 0.093015 | 0.090662 | 0.085843 | 0.073792 | 0.087314 | 0.11016 | 0.13178 | 0.13332 | 0.13916 | 0 | 0.29112 | 0.22713 | 0.24547 | 0.21255 | 0.22 | 0.23734 | 0.23018 | 0.23632 | 0.23982 | 0.2875 | 0.2911 | 0.30513 | 10.01
LO3Slow | New | Fixtures | Residential | Lighting | 0.0010623 | 0.0010028 | 8.4413 | -113.2143 | Multifamily - Low Rise | WA-Downlight Fixture_2000 to 3999 lumens | 6.1702e-07 | 1.5698e-06 | 3.4712e-06 | 6.831e-06 | 1.1882e-05 | 1.862e-05 | 2.7378e-05 | 3.7755e-05 | 4.9442e-05 | 6.1517e-05 | 7.1075e-05 | 8.0679e-05 | 8.9317e-05 | 9.6353e-05 | 9.9817e-05 | 0.00010318 | 0.00010506 | 0.00010556 | 0.00010644 | 0.00010677 | 0.0011833 | 0.27724 | 0.24058 | 0.23168 | 0.18027 | 0.17571 | 0.16637 | 0.14302 | 0.16923 | 0.21351 | 0.25541 | 0.25838 | 0.2697 | 0 | 0.56423 | 0.4402 | 0.47576 | 0.41196 | 0.42639 | 0.46 | 0.44611 | 0.45803 | 0.46479 | 0.5572 | 0.56419 | 0.59137 | 10.01
LO3Slow | New | Fixtures | Residential | Lighting | 0.0019404 | 0.0018317 | 15.4191 | -113.2143 | Multifamily - Low Rise | WA-Downlight Fixture_4000 to 7999 lumens | 1.3586e-07 | 3.4566e-07 | 7.6432e-07 | 1.5041e-06 | 2.6163e-06 | 4.0999e-06 | 6.0284e-06 | 8.3134e-06 | 1.0887e-05 | 1.3545e-05 | 1.565e-05 | 1.7765e-05 | 1.9667e-05 | 2.1216e-05 | 2.1979e-05 | 2.272e-05 | 2.3132e-05 | 2.3243e-05 | 2.3437e-05 | 2.351e-05 | 0.00026056 | 0.50641 | 0.43945 | 0.42318 | 0.32929 | 0.32096 | 0.3039 | 0.26124 | 0.30911 | 0.39 | 0.46653 | 0.47197 | 0.49264 | 0 | 1.0306 | 0.80407 | 0.86902 | 0.75248 | 0.77885 | 0.84025 | 0.81487 | 0.83664 | 0.849 | 1.0178 | 1.0306 | 1.0802 | 10.01
LO3Slow | New | Fixtures | Residential | Lighting | 0.00014232 | 0.00016147 | 0.7969 | -74.5523 | Multifamily - Low Rise | WA-Exterior Porch_0 to 249 lumens | 5.1025e-11 | 1.2982e-10 | 2.8705e-10 | 5.649e-10 | 9.8259e-10 | 1.5398e-09 | 2.2641e-09 | 3.1222e-09 | 4.0887e-09 | 5.0872e-09 | 5.8777e-09 | 6.6718e-09 | 7.3862e-09 | 7.9681e-09 | 8.2545e-09 | 8.5328e-09 | 8.6877e-09 | 8.7293e-09 | 8.8022e-09 | 8.8297e-09 | 9.7857e-08 | 0.033708 | 0.029627 | 0.023476 | 0.014018 | 0.013139 | 0.012786 | 0.0093382 | 0.011198 | 0.016702 | 0.027366 | 0.031745 | 0.034314 | 0 | 0.065856 | 0.048778 | 0.042894 | 0.035709 | 0.033338 | 0.032041 | 0.033508 | 0.035278 | 0.041287 | 0.047654 | 0.058505 | 0.064635 | 12.9658
LO3Slow | New | Fixtures | Residential | Lighting | 0.0002788 | 0.00031631 | 1.5611 | -74.5523 | Multifamily - Low Rise | WA-Exterior Porch_250 to 499 lumens | 1.0271e-08 | 2.6132e-08 | 5.7782e-08 | 1.1371e-07 | 1.9779e-07 | 3.0994e-07 | 4.5574e-07 | 6.2848e-07 | 8.2303e-07 | 1.024e-06 | 1.1831e-06 | 1.343e-06 | 1.4868e-06 | 1.6039e-06 | 1.6616e-06 | 1.7176e-06 | 1.7488e-06 | 1.7571e-06 | 1.7718e-06 | 1.7774e-06 | 1.9698e-05 | 0.066034 | 0.058039 | 0.045989 | 0.027461 | 0.025739 | 0.025047 | 0.018293 | 0.021936 | 0.032719 | 0.05361 | 0.062189 | 0.067221 | 0 | 0.12901 | 0.095555 | 0.084029 | 0.069954 | 0.06531 | 0.062767 | 0.065642 | 0.069108 | 0.080881 | 0.093353 | 0.11461 | 0.12662 | 12.9658
LO3Slow | New | Fixtures | Residential | Lighting | 0.00053494 | 0.00060693 | 2.9954 | -74.5523 | Multifamily - Low Rise | WA-Exterior Porch_500 to 999 lumens | 4.615e-07 | 1.1742e-06 | 2.5963e-06 | 5.1093e-06 | 8.887e-06 | 1.3926e-05 | 2.0477e-05 | 2.8239e-05 | 3.698e-05 | 4.6011e-05 | 5.316e-05 | 6.0344e-05 | 6.6804e-05 | 7.2067e-05 | 7.4658e-05 | 7.7175e-05 | 7.8576e-05 | 7.8952e-05 | 7.9611e-05 | 7.986e-05 | 0.00088507 | 0.1267 | 0.11136 | 0.088242 | 0.052691 | 0.049387 | 0.04806 | 0.0351 | 0.04209 | 0.062779 | 0.10286 | 0.11933 | 0.12898 | 0 | 0.24754 | 0.18335 | 0.16123 | 0.13423 | 0.12531 | 0.12043 | 0.12595 | 0.1326 | 0.15519 | 0.17912 | 0.21991 | 0.24295 | 12.9658
LO3Slow | New | Fixtures | Residential | Lighting | 0.00098067 | 0.0011126 | 5.4913 | -74.5523 | Multifamily - Low Rise | WA-Exterior Porch_1000 to 1999 lumens | 8.4416e-07 | 2.1477e-06 | 4.749e-06 | 9.3457e-06 | 1.6256e-05 | 2.5474e-05 | 3.7456e-05 | 5.1654e-05 | 6.7643e-05 | 8.4162e-05 | 9.7239e-05 | 0.00011038 | 0.0001222 | 0.00013182 | 0.00013656 | 0.00014116 | 0.00014373 | 0.00014442 | 0.00014562 | 0.00014608 | 0.0016189 | 0.23228 | 0.20415 | 0.16177 | 0.096594 | 0.090538 | 0.088105 | 0.064347 | 0.07716 | 0.11509 | 0.18857 | 0.21875 | 0.23645 | 0 | 0.4538 | 0.33612 | 0.29557 | 0.24607 | 0.22973 | 0.22079 | 0.2309 | 0.24309 | 0.2845 | 0.32837 | 0.40315 | 0.44539 | 12.9658
LO3Slow | New | Fixtures | Residential | Lighting | 0.0019007 | 0.0021564 | 10.6428 | -74.5523 | Multifamily - Low Rise | WA-Exterior Porch_2000 to 3999 lumens | 6.629e-07 | 1.6866e-06 | 3.7293e-06 | 7.339e-06 | 1.2765e-05 | 2.0004e-05 | 2.9414e-05 | 4.0563e-05 | 5.3119e-05 | 6.6091e-05 | 7.636e-05 | 8.6678e-05 | 9.5958e-05 | 0.00010352 | 0.00010724 | 0.00011085 | 0.00011287 | 0.00011341 | 0.00011435 | 0.00011471 | 0.0012713 | 0.45018 | 0.39568 | 0.31353 | 0.18721 | 0.17547 | 0.17076 | 0.12471 | 0.14955 | 0.22306 | 0.36548 | 0.42397 | 0.45827 | 0 | 0.87952 | 0.65144 | 0.57286 | 0.47691 | 0.44524 | 0.42791 | 0.44751 | 0.47114 | 0.5514 | 0.63642 | 0.78135 | 0.86322 | 12.9658
LO3Slow | New | Fixtures | Residential | Lighting | 0.0034718 | 0.003939 | 19.4403 | -74.5523 | Multifamily - Low Rise | WA-Exterior Porch_4000 to 7999 lumens | 5.3142e-08 | 1.3521e-07 | 2.9896e-07 | 5.8834e-07 | 1.0234e-06 | 1.6036e-06 | 2.358e-06 | 3.2518e-06 | 4.2583e-06 | 5.2983e-06 | 6.1215e-06 | 6.9486e-06 | 7.6926e-06 | 8.2986e-06 | 8.5969e-06 | 8.8868e-06 | 9.0481e-06 | 9.0914e-06 | 9.1673e-06 | 9.196e-06 | 0.00010192 | 0.82231 | 0.72275 | 0.57269 | 0.34196 | 0.32052 | 0.31191 | 0.2278 | 0.27316 | 0.40744 | 0.66759 | 0.77442 | 0.83709 | 0 | 1.6066 | 1.1899 | 1.0464 | 0.87113 | 0.81329 | 0.78163 | 0.81742 | 0.86059 | 1.0072 | 1.1625 | 1.4272 | 1.5768 | 12.9658
LO3Slow | New | Fixtures | Residential | Lighting | 0.00011634 | 0.00013606 | 0.64697 | -110.8801 | Multifamily - Low Rise | WA-Chandelier/Pendant_0 to 249 lumens | 1.0442e-08 | 2.6566e-08 | 5.8742e-08 | 1.156e-07 | 2.0107e-07 | 3.1509e-07 | 4.6331e-07 | 6.3892e-07 | 8.3669e-07 | 1.041e-06 | 1.2028e-06 | 1.3653e-06 | 1.5115e-06 | 1.6305e-06 | 1.6892e-06 | 1.7461e-06 | 1.7778e-06 | 1.7863e-06 | 1.8012e-06 | 1.8069e-06 | 2.0025e-05 | 0.027987 | 0.024969 | 0.019729 | 0.011516 | 0.011442 | 0.011362 | 0.0083335 | 0.010003 | 0.014757 | 0.023802 | 0.027082 | 0.028157 | 0 | 0.049031 | 0.036299 | 0.03207 | 0.026756 | 0.027645 | 0.028087 | 0.029848 | 0.031464 | 0.035779 | 0.038806 | 0.045838 | 0.046208 | 5.9597
LO3Slow | New | Fixtures | Residential | Lighting | 0.00022792 | 0.00026653 | 1.2674 | -110.8801 | Multifamily - Low Rise | WA-Chandelier/Pendant_250 to 499 lumens | 9.686e-08 | 2.4643e-07 | 5.4491e-07 | 1.0723e-06 | 1.8652e-06 | 2.9229e-06 | 4.2978e-06 | 5.9269e-06 | 7.7615e-06 | 9.657e-06 | 1.1157e-05 | 1.2665e-05 | 1.4021e-05 | 1.5126e-05 | 1.5669e-05 | 1.6198e-05 | 1.6492e-05 | 1.6571e-05 | 1.6709e-05 | 1.6761e-05 | 0.00018576 | 0.054826 | 0.048914 | 0.038649 | 0.022559 | 0.022414 | 0.022258 | 0.016325 | 0.019596 | 0.028909 | 0.046628 | 0.053053 | 0.05516 | 0 | 0.096051 | 0.071109 | 0.062825 | 0.052415 | 0.054155 | 0.055022 | 0.058472 | 0.061638 | 0.07009 | 0.07602 | 0.089796 | 0.09052 | 5.9597
LO3Slow | New | Fixtures | Residential | Lighting | 0.00043732 | 0.00051142 | 2.4318 | -110.8801 | Multifamily - Low Rise | WA-Chandelier/Pendant_500 to 999 lumens | 9.195e-07 | 2.3394e-06 | 5.1728e-06 | 1.018e-05 | 1.7707e-05 | 2.7747e-05 | 4.0799e-05 | 5.6264e-05 | 7.368e-05 | 9.1674e-05 | 0.00010592 | 0.00012023 | 0.0001331 | 0.00014359 | 0.00014875 | 0.00015376 | 0.00015656 | 0.00015731 | 0.00015862 | 0.00015912 | 0.0017634 | 0.1052 | 0.093854 | 0.074158 | 0.043286 | 0.043007 | 0.042708 | 0.031324 | 0.0376 | 0.055468 | 0.089468 | 0.1018 | 0.10584 | 0 | 0.1843 | 0.13644 | 0.12055 | 0.10057 | 0.10391 | 0.10557 | 0.11219 | 0.11827 | 0.13449 | 0.14586 | 0.1723 | 0.17369 | 5.9597
LO3Slow | New | Fixtures | Residential | Lighting | 0.0008017 | 0.00093754 | 4.4581 | -110.8801 | Multifamily - Low Rise | WA-Chandelier/Pendant_1000 to 1999 lumens | 1.2014e-06 | 3.0565e-06 | 6.7585e-06 | 1.33e-05 | 2.3134e-05 | 3.6253e-05 | 5.3306e-05 | 7.3511e-05 | 9.6266e-05 | 0.00011978 | 0.00013839 | 0.00015708 | 0.0001739 | 0.0001876 | 0.00019435 | 0.0002009 | 0.00020455 | 0.00020552 | 0.00020724 | 0.00020789 | 0.002304 | 0.19285 | 0.17206 | 0.13595 | 0.079354 | 0.078841 | 0.078294 | 0.057425 | 0.06893 | 0.10169 | 0.16402 | 0.18662 | 0.19403 | 0 | 0.33786 | 0.25013 | 0.22099 | 0.18437 | 0.19049 | 0.19354 | 0.20567 | 0.21681 | 0.24654 | 0.2674 | 0.31586 | 0.31841 | 5.9597
LO3Slow | New | Fixtures | Residential | Lighting | 0.0015538 | 0.0018171 | 8.6404 | -110.8801 | Multifamily - Low Rise | WA-Chandelier/Pendant_2000 to 3999 lumens | 1.9832e-06 | 5.0457e-06 | 1.1157e-05 | 2.1956e-05 | 3.8191e-05 | 5.9847e-05 | 8.7998e-05 | 0.00012135 | 0.00015892 | 0.00019773 | 0.00022845 | 0.00025932 | 0.00028708 | 0.0003097 | 0.00032083 | 0.00033165 | 0.00033767 | 0.00033928 | 0.00034212 | 0.00034319 | 0.0038035 | 0.37377 | 0.33347 | 0.26348 | 0.1538 | 0.1528 | 0.15174 | 0.1113 | 0.13359 | 0.19708 | 0.31788 | 0.36169 | 0.37605 | 0 | 0.65482 | 0.48478 | 0.4283 | 0.35733 | 0.3692 | 0.3751 | 0.39862 | 0.42021 | 0.47783 | 0.51826 | 0.61217 | 0.61711 | 5.9597
LO3Slow | New | Fixtures | Residential | Lighting | 0.0028382 | 0.0033191 | 15.7827 | -110.8801 | Multifamily - Low Rise | WA-Chandelier/Pendant_4000 to 7999 lumens | 1.0478e-06 | 2.6658e-06 | 5.8946e-06 | 1.16e-05 | 2.0177e-05 | 3.1619e-05 | 4.6492e-05 | 6.4115e-05 | 8.3961e-05 | 0.00010447 | 0.0001207 | 0.00013701 | 0.00015167 | 0.00016362 | 0.00016951 | 0.00017522 | 0.0001784 | 0.00017926 | 0.00018075 | 0.00018132 | 0.0020095 | 0.68273 | 0.60911 | 0.48129 | 0.28093 | 0.27911 | 0.27718 | 0.2033 | 0.24403 | 0.35999 | 0.58065 | 0.66066 | 0.68689 | 0 | 1.1961 | 0.88551 | 0.78234 | 0.65271 | 0.67439 | 0.68517 | 0.72813 | 0.76757 | 0.87281 | 0.94666 | 1.1182 | 1.1272 | 5.9597
LO3Slow | New | Fixtures | Residential | Lighting | 2.898e-05 | 2.7142e-05 | 0.22794 | 9.8699 | Multifamily - Low Rise | WA-Linear Flush Mount_0 to 249 lumens | 3.0004e-09 | 7.6337e-09 | 1.6879e-08 | 3.3218e-08 | 5.7779e-08 | 9.0542e-08 | 1.3313e-07 | 1.8359e-07 | 2.4043e-07 | 2.9914e-07 | 3.4562e-07 | 3.9232e-07 | 4.3432e-07 | 4.6854e-07 | 4.8538e-07 | 5.0175e-07 | 5.1086e-07 | 5.133e-07 | 5.1759e-07 | 5.1921e-07 | 5.7542e-06 | 0.007487 | 0.006459 | 0.0061971 | 0.0048257 | 0.0046285 | 0.0043584 | 0.0037415 | 0.0044261 | 0.0056027 | 0.0067528 | 0.0069007 | 0.0073306 | 0 | 0.015836 | 0.012314 | 0.01313 | 0.01134 | 0.011387 | 0.01209 | 0.011678 | 0.011986 | 0.01228 | 0.014988 | 0.015464 | 0.016735 | 1.6464
LO3Slow | New | Fixtures | Residential | Lighting | 5.6772e-05 | 5.3172e-05 | 0.44653 | 9.8699 | Multifamily - Low Rise | WA-Linear Flush Mount_250 to 499 lumens | 7.9473e-08 | 2.022e-07 | 4.4709e-07 | 8.7985e-07 | 1.5304e-06 | 2.3982e-06 | 3.5263e-06 | 4.8629e-06 | 6.3682e-06 | 7.9234e-06 | 9.1546e-06 | 1.0392e-05 | 1.1504e-05 | 1.241e-05 | 1.2857e-05 | 1.329e-05 | 1.3531e-05 | 1.3596e-05 | 1.371e-05 | 1.3752e-05 | 0.00015241 | 0.014667 | 0.012653 | 0.01214 | 0.0094535 | 0.0090671 | 0.008538 | 0.0073295 | 0.0086706 | 0.010976 | 0.013229 | 0.013518 | 0.01436 | 0 | 0.031023 | 0.024123 | 0.025721 | 0.022214 | 0.022307 | 0.023685 | 0.022877 | 0.02348 | 0.024055 | 0.029361 | 0.030294 | 0.032784 | 1.6464
LO3Slow | New | Fixtures | Residential | Lighting | 0.00010893 | 0.00010202 | 0.85678 | 9.8699 | Multifamily - Low Rise | WA-Linear Flush Mount_500 to 999 lumens | 1.5595e-06 | 3.9678e-06 | 8.7734e-06 | 1.7265e-05 | 3.0031e-05 | 4.7061e-05 | 6.9198e-05 | 9.5426e-05 | 0.00012497 | 0.00015548 | 0.00017964 | 0.00020392 | 0.00022575 | 0.00024353 | 0.00025229 | 0.00026079 | 0.00026553 | 0.0002668 | 0.00026903 | 0.00026987 | 0.0029909 | 0.028142 | 0.024278 | 0.023294 | 0.018139 | 0.017398 | 0.016382 | 0.014064 | 0.016637 | 0.021059 | 0.025382 | 0.025938 | 0.027554 | 0 | 0.059525 | 0.046286 | 0.049352 | 0.042623 | 0.042802 | 0.045445 | 0.043896 | 0.045053 | 0.046157 | 0.056337 | 0.058127 | 0.062904 | 1.6464
LO3Slow | New | Fixtures | Residential | Lighting | 0.0001997 | 0.00018703 | 1.5707 | 9.8699 | Multifamily - Low Rise | WA-Linear Flush Mount_1000 to 1999 lumens | 2.5287e-06 | 6.4336e-06 | 1.4226e-05 | 2.7995e-05 | 4.8695e-05 | 7.6307e-05 | 0.0001122 | 0.00015473 | 0.00020263 | 0.00025211 | 0.00029128 | 0.00033064 | 0.00036604 | 0.00039488 | 0.00040907 | 0.00042286 | 0.00043054 | 0.0004326 | 0.00043621 | 0.00043758 | 0.0048496 | 0.051591 | 0.044508 | 0.042703 | 0.033253 | 0.031894 | 0.030033 | 0.025782 | 0.030499 | 0.038607 | 0.046532 | 0.047551 | 0.050513 | 0 | 0.10912 | 0.084852 | 0.090474 | 0.078139 | 0.078467 | 0.083312 | 0.080471 | 0.082593 | 0.084616 | 0.10328 | 0.10656 | 0.11532 | 1.6464
LO3Slow | New | Fixtures | Residential | Lighting | 0.00038704 | 0.00036249 | 3.0442 | 9.8699 | Multifamily - Low Rise | WA-Linear Flush Mount_2000 to 3999 lumens | 8.1142e-07 | 2.0644e-06 | 4.5648e-06 | 8.9833e-06 | 1.5625e-05 | 2.4486e-05 | 3.6004e-05 | 4.9651e-05 | 6.502e-05 | 8.0898e-05 | 9.3468e-05 | 0.0001061 | 0.00011746 | 0.00012671 | 0.00013127 | 0.00013569 | 0.00013815 | 0.00013882 | 0.00013997 | 0.00014041 | 0.0015562 | 0.09999 | 0.086262 | 0.082764 | 0.064448 | 0.061814 | 0.058207 | 0.049968 | 0.059111 | 0.074825 | 0.090185 | 0.09216 | 0.097901 | 0 | 0.2115 | 0.16445 | 0.17535 | 0.15144 | 0.15208 | 0.16147 | 0.15596 | 0.16008 | 0.164 | 0.20017 | 0.20653 | 0.2235 | 1.6464
LO3Slow | New | Fixtures | Residential | Lighting | 0.00070697 | 0.00066213 | 5.5605 | 9.8699 | Multifamily - Low Rise | WA-Linear Flush Mount_4000 to 7999 lumens | 1.3727e-07 | 3.4926e-07 | 7.7226e-07 | 1.5198e-06 | 2.6435e-06 | 4.1425e-06 | 6.091e-06 | 8.3998e-06 | 1.1e-05 | 1.3686e-05 | 1.5813e-05 | 1.7949e-05 | 1.9871e-05 | 2.1437e-05 | 2.2207e-05 | 2.2956e-05 | 2.3373e-05 | 2.3484e-05 | 2.3681e-05 | 2.3755e-05 | 0.00026327 | 0.18264 | 0.15757 | 0.15118 | 0.11772 | 0.11291 | 0.10632 | 0.091273 | 0.10797 | 0.13668 | 0.16473 | 0.16834 | 0.17883 | 0 | 0.38632 | 0.3004 | 0.3203 | 0.27663 | 0.27779 | 0.29494 | 0.28488 | 0.2924 | 0.29956 | 0.36563 | 0.37725 | 0.40825 | 1.6464
LO3Slow | New | Fixtures | Residential | Lighting | 2.1873e-05 | 2.0242e-05 | 0.16937 | 18.1824 | Multifamily - Low Rise | WA-Linear Shop_0 to 249 lumens | 1.6121e-09 | 4.1015e-09 | 9.0692e-09 | 1.7848e-08 | 3.1044e-08 | 4.8648e-08 | 7.1531e-08 | 9.8644e-08 | 1.2918e-07 | 1.6073e-07 | 1.857e-07 | 2.1079e-07 | 2.3336e-07 | 2.5174e-07 | 2.6079e-07 | 2.6959e-07 | 2.7448e-07 | 2.7579e-07 | 2.781e-07 | 2.7897e-07 | 3.0917e-06 | 0.005564 | 0.0047565 | 0.0045372 | 0.0035372 | 0.0033056 | 0.0030843 | 0.0026418 | 0.0031239 | 0.0039762 | 0.0048523 | 0.0050398 | 0.005502 | 0 | 0.012457 | 0.0096407 | 0.010081 | 0.0086736 | 0.0083159 | 0.0086034 | 0.0082545 | 0.0084675 | 0.0088128 | 0.01107 | 0.011754 | 0.013315 | 1.2998
LO3Slow | New | Fixtures | Residential | Lighting | 4.2848e-05 | 3.9655e-05 | 0.33179 | 18.1824 | Multifamily - Low Rise | WA-Linear Shop_250 to 499 lumens | 0 | 0 | 0 | 0 | 0 | 0 | 0 | 0 | 0 | 0 | 0 | 0 | 0 | 0 | 0 | 0 | 0 | 0 | 0 | 0 | 0 | 0.0109 | 0.0093179 | 0.0088884 | 0.0069294 | 0.0064756 | 0.0060422 | 0.0051753 | 0.0061197 | 0.0077893 | 0.0095056 | 0.0098729 | 0.010778 | 0 | 0.024402 | 0.018886 | 0.019749 | 0.016991 | 0.016291 | 0.016854 | 0.01617 | 0.016588 | 0.017264 | 0.021686 | 0.023026 | 0.026085 | 1.2998
LO3Slow | New | Fixtures | Residential | Lighting | 8.2216e-05 | 7.6087e-05 | 0.63662 | 18.1824 | Multifamily - Low Rise | WA-Linear Shop_500 to 999 lumens | 1.6784e-09 | 4.2701e-09 | 9.4419e-09 | 1.8581e-08 | 3.232e-08 | 5.0647e-08 | 7.4471e-08 | 1.027e-07 | 1.3449e-07 | 1.6733e-07 | 1.9333e-07 | 2.1945e-07 | 2.4295e-07 | 2.6209e-07 | 2.7151e-07 | 2.8066e-07 | 2.8576e-07 | 2.8713e-07 | 2.8953e-07 | 2.9043e-07 | 3.2188e-06 | 0.020914 | 0.017879 | 0.017055 | 0.013296 | 0.012425 | 0.011593 | 0.0099302 | 0.011742 | 0.014946 | 0.018239 | 0.018944 | 0.020681 | 0 | 0.046822 | 0.036238 | 0.037894 | 0.032602 | 0.031258 | 0.032339 | 0.031027 | 0.031828 | 0.033126 | 0.04161 | 0.044182 | 0.05005 | 1.2998
LO3Slow | New | Fixtures | Residential | Lighting | 0.00015072 | 0.00013949 | 1.1671 | 18.1824 | Multifamily - Low Rise | WA-Linear Shop_1000 to 1999 lumens | 3.8802e-10 | 9.8722e-10 | 2.1829e-09 | 4.2958e-09 | 7.4721e-09 | 1.1709e-08 | 1.7217e-08 | 2.3743e-08 | 3.1093e-08 | 3.8686e-08 | 4.4697e-08 | 5.0736e-08 | 5.6168e-08 | 6.0593e-08 | 6.2772e-08 | 6.4888e-08 | 6.6066e-08 | 6.6382e-08 | 6.6936e-08 | 6.7146e-08 | 7.4416e-07 | 0.03834 | 0.032776 | 0.031265 | 0.024374 | 0.022778 | 0.021254 | 0.018204 | 0.021526 | 0.027399 | 0.033436 | 0.034728 | 0.037913 | 0 | 0.085836 | 0.066432 | 0.069468 | 0.059768 | 0.057303 | 0.059284 | 0.05688 | 0.058347 | 0.060727 | 0.076281 | 0.080996 | 0.091754 | 1.2998
LO3Slow | New | Fixtures | Residential | Lighting | 0.00029211 | 0.00027034 | 2.2619 | 18.1824 | Multifamily - Low Rise | WA-Linear Shop_2000 to 3999 lumens | 0 | 0 | 0 | 0 | 0 | 0 | 0 | 0 | 0 | 0 | 0 | 0 | 0 | 0 | 0 | 0 | 0 | 0 | 0 | 0 | 0 | 0.074308 | 0.063524 | 0.060596 | 0.04724 | 0.044147 | 0.041192 | 0.035282 | 0.04172 | 0.053103 | 0.064803 | 0.067307 | 0.07348 | 0 | 0.16636 | 0.12875 | 0.13464 | 0.11584 | 0.11106 | 0.1149 | 0.11024 | 0.11308 | 0.1177 | 0.14784 | 0.15698 | 0.17783 | 1.2998
LO3Slow | New | Fixtures | Residential | Lighting | 0.00053358 | 0.00049381 | 4.1317 | 18.1824 | Multifamily - Low Rise | WA-Linear Shop_4000 to 7999 lumens | 2.1855e-08 | 5.5603e-08 | 1.2295e-07 | 2.4195e-07 | 4.2085e-07 | 6.595e-07 | 9.6972e-07 | 1.3373e-06 | 1.7512e-06 | 2.1789e-06 | 2.5174e-06 | 2.8576e-06 | 3.1636e-06 | 3.4128e-06 | 3.5355e-06 | 3.6547e-06 | 3.721e-06 | 3.7388e-06 | 3.77e-06 | 3.7818e-06 | 4.1913e-05 | 0.13573 | 0.11603 | 0.11068 | 0.08629 | 0.080639 | 0.075242 | 0.064447 | 0.076207 | 0.096999 | 0.11837 | 0.12294 | 0.13422 | 0 | 0.30388 | 0.23518 | 0.24593 | 0.21159 | 0.20287 | 0.20988 | 0.20137 | 0.20656 | 0.21499 | 0.27005 | 0.28674 | 0.32483 | 1.2998
LO3Slow | New | Fixtures | Residential | Lighting | 0.00021426 | 0.00020326 | 1.7136 | -53.1118 | Multifamily - Low Rise | WA-Track_0 to 249 lumens | 0 | 0 | 0 | 0 | 0 | 0 | 0 | 0 | 0 | 0 | 0 | 0 | 0 | 0 | 0 | 0 | 0 | 0 | 0 | 0 | 0 | 0.056276 | 0.049013 | 0.047306 | 0.036794 | 0.036217 | 0.034405 | 0.029598 | 0.035027 | 0.044107 | 0.052524 | 0.052811 | 0.054523 | 0 | 0.11172 | 0.08735 | 0.095246 | 0.082612 | 0.087151 | 0.094937 | 0.09229 | 0.094775 | 0.095627 | 0.11339 | 0.11345 | 0.11644 | 5.26
LO3Slow | New | Fixtures | Residential | Lighting | 0.00041973 | 0.00039818 | 3.3569 | -53.1118 | Multifamily - Low Rise | WA-Track_250 to 499 lumens | 4.193e-08 | 1.0668e-07 | 2.3589e-07 | 4.6421e-07 | 8.0744e-07 | 1.2653e-06 | 1.8605e-06 | 2.5657e-06 | 3.3599e-06 | 4.1804e-06 | 4.8299e-06 | 5.4826e-06 | 6.0696e-06 | 6.5477e-06 | 6.7831e-06 | 7.0118e-06 | 7.1391e-06 | 7.1733e-06 | 7.2332e-06 | 7.2558e-06 | 8.0414e-05 | 0.11024 | 0.096016 | 0.092672 | 0.072079 | 0.070948 | 0.067399 | 0.057983 | 0.068618 | 0.086405 | 0.10289 | 0.10346 | 0.10681 | 0 | 0.21885 | 0.17112 | 0.18659 | 0.16184 | 0.17073 | 0.18598 | 0.1808 | 0.18566 | 0.18733 | 0.22212 | 0.22225 | 0.22811 | 5.26
LO3Slow | New | Fixtures | Residential | Lighting | 0.00080537 | 0.00076401 | 6.4411 | -53.1118 | Multifamily - Low Rise | WA-Track_500 to 999 lumens | 5.0806e-07 | 1.2926e-06 | 2.8582e-06 | 5.6248e-06 | 9.7837e-06 | 1.5332e-05 | 2.2543e-05 | 3.1088e-05 | 4.0711e-05 | 5.0654e-05 | 5.8524e-05 | 6.6432e-05 | 7.3544e-05 | 7.9338e-05 | 8.219e-05 | 8.4961e-05 | 8.6504e-05 | 8.6918e-05 | 8.7643e-05 | 8.7918e-05 | 0.00097437 | 0.21153 | 0.18423 | 0.17782 | 0.1383 | 0.13613 | 0.12932 | 0.11125 | 0.13166 | 0.16579 | 0.19743 | 0.19851 | 0.20494 | 0 | 0.41992 | 0.32833 | 0.35801 | 0.31052 | 0.32758 | 0.35685 | 0.3469 | 0.35624 | 0.35945 | 0.42619 | 0.42644 | 0.43769 | 5.26
LO3Slow | New | Fixtures | Residential | Lighting | 0.0014764 | 0.0014006 | 11.808 | -53.1118 | Multifamily - Low Rise | WA-Track_1000 to 1999 lumens | 8.1421e-07 | 2.0715e-06 | 4.5805e-06 | 9.0141e-06 | 1.5679e-05 | 2.457e-05 | 3.6128e-05 | 4.9821e-05 | 6.5243e-05 | 8.1176e-05 | 9.3789e-05 | 0.00010646 | 0.00011786 | 0.00012715 | 0.00013172 | 0.00013616 | 0.00013863 | 0.00013929 | 0.00014046 | 0.00014089 | 0.0015615 | 0.38779 | 0.33774 | 0.32598 | 0.25354 | 0.24956 | 0.23708 | 0.20396 | 0.24137 | 0.30393 | 0.36193 | 0.36391 | 0.37571 | 0 | 0.76981 | 0.60191 | 0.65632 | 0.56926 | 0.60054 | 0.65419 | 0.63595 | 0.65307 | 0.65895 | 0.78131 | 0.78177 | 0.80238 | 5.26
LO3Slow | New | Fixtures | Residential | Lighting | 0.0028615 | 0.0027146 | 22.8853 | -53.1118 | Multifamily - Low Rise | WA-Track_2000 to 3999 lumens | 1.0303e-06 | 2.6212e-06 | 5.796e-06 | 1.1406e-05 | 1.984e-05 | 3.109e-05 | 4.5715e-05 | 6.3042e-05 | 8.2557e-05 | 0.00010272 | 0.00011868 | 0.00013471 | 0.00014914 | 0.00016089 | 0.00016667 | 0.00017229 | 0.00017542 | 0.00017626 | 0.00017773 | 0.00017828 | 0.0019759 | 0.75158 | 0.65458 | 0.63178 | 0.49139 | 0.48368 | 0.45948 | 0.39529 | 0.4678 | 0.58906 | 0.70147 | 0.7053 | 0.72817 | 0 | 1.492 | 1.1666 | 1.272 | 1.1033 | 1.1639 | 1.2679 | 1.2326 | 1.2657 | 1.2771 | 1.5143 | 1.5152 | 1.5551 | 5.26
LO3Slow | New | Fixtures | Residential | Lighting | 0.0052269 | 0.0049585 | 41.8027 | -53.1118 | Multifamily - Low Rise | WA-Track_4000 to 7999 lumens | 4.6141e-07 | 1.1739e-06 | 2.5958e-06 | 5.1083e-06 | 8.8854e-06 | 1.3924e-05 | 2.0473e-05 | 2.8234e-05 | 3.6973e-05 | 4.6003e-05 | 5.315e-05 | 6.0332e-05 | 6.6791e-05 | 7.2053e-05 | 7.4644e-05 | 7.716e-05 | 7.8561e-05 | 7.8937e-05 | 7.9596e-05 | 7.9845e-05 | 0.0008849 | 1.3729 | 1.1957 | 1.154 | 0.89758 | 0.8835 | 0.8393 | 0.72205 | 0.85449 | 1.076 | 1.2813 | 1.2883 | 1.3301 | 0 | 2.7253 | 2.1309 | 2.3235 | 2.0153 | 2.126 | 2.316 | 2.2514 | 2.312 | 2.3328 | 2.766 | 2.7676 | 2.8406 | 5.26
LO3Slow | New | Fixtures | Residential | Lighting | 9.9203e-05 | 9.4046e-05 | 0.7927 | -67.4067 | Multifamily - High Rise | ID/MT/OR-Floor/Table_0 to 249 lumens | 2.7677e-08 | 6.9998e-08 | 1.551e-07 | 3.0645e-07 | 5.3607e-07 | 8.4227e-07 | 1.2429e-06 | 1.724e-06 | 2.2655e-06 | 2.8237e-06 | 3.2558e-06 | 3.6895e-06 | 4.0859e-06 | 4.4025e-06 | 4.5536e-06 | 4.7014e-06 | 4.783e-06 | 4.7875e-06 | 4.8005e-06 | 4.7961e-06 | 5.3849e-05 | 0.026033 | 0.022662 | 0.021866 | 0.017008 | 0.016719 | 0.015876 | 0.013656 | 0.016161 | 0.020356 | 0.024255 | 0.024407 | 0.025237 | 0 | 0.051857 | 0.040534 | 0.044144 | 0.03828 | 0.040278 | 0.043819 | 0.042584 | 0.043729 | 0.044156 | 0.052434 | 0.05255 | 0.054093 | 8.9725
LO3Slow | New | Fixtures | Residential | Lighting | 0.00019434 | 0.00018423 | 1.5529 | -67.4067 | Multifamily - High Rise | ID/MT/OR-Floor/Table_250 to 499 lumens | 1.7069e-07 | 4.3169e-07 | 9.5651e-07 | 1.8899e-06 | 3.306e-06 | 5.1944e-06 | 7.6654e-06 | 1.0632e-05 | 1.3972e-05 | 1.7414e-05 | 2.0079e-05 | 2.2754e-05 | 2.5198e-05 | 2.7151e-05 | 2.8083e-05 | 2.8995e-05 | 2.9497e-05 | 2.9525e-05 | 2.9606e-05 | 2.9578e-05 | 0.0003321 | 0.050999 | 0.044395 | 0.042836 | 0.033319 | 0.032753 | 0.0311 | 0.026753 | 0.031659 | 0.039876 | 0.047515 | 0.047814 | 0.049438 | 0 | 0.10159 | 0.079407 | 0.086478 | 0.07499 | 0.078904 | 0.085841 | 0.083422 | 0.085665 | 0.086502 | 0.10272 | 0.10295 | 0.10597 | 8.9725
LO3Slow | New | Fixtures | Residential | Lighting | 0.00037289 | 0.0003535 | 2.9796 | -67.4067 | Multifamily - High Rise | ID/MT/OR-Floor/Table_500 to 999 lumens | 1.3653e-06 | 3.4532e-06 | 7.6513e-06 | 1.5118e-05 | 2.6446e-05 | 4.1551e-05 | 6.1317e-05 | 8.5048e-05 | 0.00011176 | 0.0001393 | 0.00016062 | 0.00018201 | 0.00020157 | 0.00021719 | 0.00022464 | 0.00023193 | 0.00023595 | 0.00023618 | 0.00023682 | 0.0002366 | 0.0026565 | 0.097855 | 0.085183 | 0.082191 | 0.063931 | 0.062845 | 0.059674 | 0.051332 | 0.060746 | 0.076513 | 0.09117 | 0.091743 | 0.09486 | 0 | 0.19492 | 0.15236 | 0.16593 | 0.14389 | 0.1514 | 0.16471 | 0.16007 | 0.16437 | 0.16598 | 0.19709 | 0.19753 | 0.20333 | 8.9725
LO3Slow | New | Fixtures | Residential | Lighting | 0.00068359 | 0.00064805 | 5.4623 | -67.4067 | Multifamily - High Rise | ID/MT/OR-Floor/Table_1000 to 1999 lumens | 1.4883e-06 | 3.7643e-06 | 8.3406e-06 | 1.648e-05 | 2.8828e-05 | 4.5294e-05 | 6.684e-05 | 9.271e-05 | 0.00012183 | 0.00015185 | 0.00017508 | 0.00019841 | 0.00021972 | 0.00023675 | 0.00024487 | 0.00025283 | 0.00025721 | 0.00025745 | 0.00025815 | 0.00025791 | 0.0028958 | 0.17939 | 0.15616 | 0.15068 | 0.1172 | 0.11521 | 0.1094 | 0.094103 | 0.11136 | 0.14027 | 0.16713 | 0.16819 | 0.1739 | 0 | 0.35733 | 0.27931 | 0.30419 | 0.26378 | 0.27755 | 0.30195 | 0.29344 | 0.30133 | 0.30427 | 0.36131 | 0.36211 | 0.37274 | 8.9725
LO3Slow | New | Fixtures | Residential | Lighting | 0.0013249 | 0.001256 | 10.5866 | -67.4067 | Multifamily - High Rise | ID/MT/OR-Floor/Table_2000 to 3999 lumens | 3.6088e-07 | 9.1273e-07 | 2.0224e-06 | 3.9959e-06 | 6.99e-06 | 1.0983e-05 | 1.6207e-05 | 2.248e-05 | 2.9541e-05 | 3.6819e-05 | 4.2454e-05 | 4.8109e-05 | 5.3277e-05 | 5.7406e-05 | 5.9376e-05 | 6.1303e-05 | 6.2367e-05 | 6.2425e-05 | 6.2596e-05 | 6.2537e-05 | 0.00070216 | 0.34768 | 0.30266 | 0.29203 | 0.22715 | 0.22329 | 0.21202 | 0.18238 | 0.21583 | 0.27185 | 0.32393 | 0.32597 | 0.33704 | 0 | 0.69256 | 0.54135 | 0.58956 | 0.51124 | 0.53792 | 0.58522 | 0.56872 | 0.58401 | 0.58972 | 0.70027 | 0.70182 | 0.72242 | 8.9725
LO3Slow | New | Fixtures | Residential | Lighting | 0.0024201 | 0.0022942 | 19.3377 | -67.4067 | Multifamily - High Rise | ID/MT/OR-Floor/Table_4000 to 7999 lumens | 2.9205e-08 | 7.3864e-08 | 1.6366e-07 | 3.2337e-07 | 5.6567e-07 | 8.8878e-07 | 1.3116e-06 | 1.8192e-06 | 2.3906e-06 | 2.9796e-06 | 3.4356e-06 | 3.8933e-06 | 4.3115e-06 | 4.6456e-06 | 4.805e-06 | 4.961e-06 | 5.0471e-06 | 5.0518e-06 | 5.0656e-06 | 5.0609e-06 | 5.6823e-05 | 0.63508 | 0.55284 | 0.53342 | 0.41491 | 0.40786 | 0.38729 | 0.33315 | 0.39425 | 0.49657 | 0.59169 | 0.59542 | 0.61564 | 0 | 1.265 | 0.98883 | 1.0769 | 0.93383 | 0.98258 | 1.069 | 1.0388 | 1.0668 | 1.0772 | 1.2791 | 1.282 | 1.3196 | 8.9725
LO3Slow | New | Fixtures | Residential | Lighting | 0.00013061 | 0.00012357 | 1.0409 | -38.3203 | Multifamily - High Rise | ID/MT/OR-Ceiling and Wall Flush Mount _0 to 249 lumens | 1.4262e-08 | 3.6072e-08 | 7.9926e-08 | 1.5792e-07 | 2.7625e-07 | 4.3404e-07 | 6.4051e-07 | 8.8842e-07 | 1.1675e-06 | 1.4551e-06 | 1.6778e-06 | 1.9013e-06 | 2.1056e-06 | 2.2687e-06 | 2.3466e-06 | 2.4228e-06 | 2.4648e-06 | 2.4671e-06 | 2.4738e-06 | 2.4715e-06 | 2.775e-05 | 0.034185 | 0.029713 | 0.028642 | 0.022283 | 0.021815 | 0.020686 | 0.017788 | 0.02105 | 0.026535 | 0.031677 | 0.031958 | 0.033195 | 0 | 0.068809 | 0.053735 | 0.058303 | 0.050522 | 0.052738 | 0.057144 | 0.055478 | 0.056965 | 0.057658 | 0.068781 | 0.069277 | 0.071943 | 3.9451
LO3Slow | New | Fixtures | Residential | Lighting | 0.00025587 | 0.00024207 | 2.0391 | -38.3203 | Multifamily - High Rise | ID/MT/OR-Ceiling and Wall Flush Mount _250 to 499 lumens | 1.4486e-07 | 3.6637e-07 | 8.1177e-07 | 1.6039e-06 | 2.8058e-06 | 4.4084e-06 | 6.5054e-06 | 9.0233e-06 | 1.1858e-05 | 1.4779e-05 | 1.7041e-05 | 1.9311e-05 | 2.1385e-05 | 2.3043e-05 | 2.3833e-05 | 2.4607e-05 | 2.5034e-05 | 2.5057e-05 | 2.5126e-05 | 2.5102e-05 | 0.00028184 | 0.066968 | 0.058207 | 0.05611 | 0.043652 | 0.042735 | 0.040524 | 0.034847 | 0.041236 | 0.051981 | 0.062055 | 0.062605 | 0.065028 | 0 | 0.1348 | 0.10527 | 0.11422 | 0.098972 | 0.10331 | 0.11194 | 0.10868 | 0.11159 | 0.11295 | 0.13474 | 0.13571 | 0.14094 | 3.9451
LO3Slow | New | Fixtures | Residential | Lighting | 0.00049096 | 0.00046447 | 3.9125 | -38.3203 | Multifamily - High Rise | ID/MT/OR-Ceiling and Wall Flush Mount _500 to 999 lumens | 1.4651e-06 | 3.7054e-06 | 8.2101e-06 | 1.6222e-05 | 2.8377e-05 | 4.4586e-05 | 6.5795e-05 | 9.1259e-05 | 0.00011992 | 0.00014947 | 0.00017235 | 0.00019531 | 0.00021629 | 0.00023305 | 0.00024104 | 0.00024887 | 0.00025319 | 0.00025342 | 0.00025412 | 0.00025388 | 0.0028505 | 0.1285 | 0.11169 | 0.10766 | 0.083758 | 0.081999 | 0.077756 | 0.066864 | 0.079122 | 0.099739 | 0.11907 | 0.12012 | 0.12477 | 0 | 0.25864 | 0.20198 | 0.21915 | 0.1899 | 0.19823 | 0.21479 | 0.20853 | 0.21412 | 0.21673 | 0.25854 | 0.2604 | 0.27042 | 3.9451
LO3Slow | New | Fixtures | Residential | Lighting | 0.00090004 | 0.00085147 | 7.1725 | -38.3203 | Multifamily - High Rise | ID/MT/OR-Ceiling and Wall Flush Mount _1000 to 1999 lumens | 1.7274e-06 | 4.369e-06 | 9.6805e-06 | 1.9127e-05 | 3.3459e-05 | 5.2571e-05 | 7.7578e-05 | 0.0001076 | 0.0001414 | 0.00017624 | 0.00020321 | 0.00023028 | 0.00025502 | 0.00027479 | 0.00028421 | 0.00029344 | 0.00029853 | 0.00029881 | 0.00029963 | 0.00029935 | 0.003361 | 0.23556 | 0.20475 | 0.19737 | 0.15355 | 0.15032 | 0.14254 | 0.12258 | 0.14505 | 0.18284 | 0.21828 | 0.22022 | 0.22874 | 0 | 0.47414 | 0.37028 | 0.40175 | 0.34814 | 0.36341 | 0.39377 | 0.38228 | 0.39253 | 0.39731 | 0.47396 | 0.47737 | 0.49574 | 3.9451
LO3Slow | New | Fixtures | Residential | Lighting | 0.0017444 | 0.0016503 | 13.9011 | -38.3203 | Multifamily - High Rise | ID/MT/OR-Ceiling and Wall Flush Mount _2000 to 3999 lumens | 1.3127e-06 | 3.3201e-06 | 7.3564e-06 | 1.4535e-05 | 2.5426e-05 | 3.995e-05 | 5.8954e-05 | 8.1771e-05 | 0.00010746 | 0.00013393 | 0.00015443 | 0.000175 | 0.0001938 | 0.00020882 | 0.00021598 | 0.00022299 | 0.00022686 | 0.00022707 | 0.00022769 | 0.00022748 | 0.0025541 | 0.45655 | 0.39682 | 0.38252 | 0.29759 | 0.29134 | 0.27627 | 0.23757 | 0.28112 | 0.35437 | 0.42305 | 0.42681 | 0.44332 | 0 | 0.91895 | 0.71764 | 0.77865 | 0.67473 | 0.70433 | 0.76317 | 0.74092 | 0.76078 | 0.77003 | 0.91859 | 0.9252 | 0.96082 | 3.9451
LO3Slow | New | Fixtures | Residential | Lighting | 0.0031863 | 0.0030144 | 25.3921 | -38.3203 | Multifamily - High Rise | ID/MT/OR-Ceiling and Wall Flush Mount _4000 to 7999 lumens | 7.9234e-07 | 2.004e-06 | 4.4402e-06 | 8.7732e-06 | 1.5347e-05 | 2.4113e-05 | 3.5584e-05 | 4.9356e-05 | 6.4859e-05 | 8.084e-05 | 9.3209e-05 | 0.00010563 | 0.00011697 | 0.00012604 | 0.00013036 | 0.0001346 | 0.00013693 | 0.00013706 | 0.00013743 | 0.0001373 | 0.0015416 | 0.83394 | 0.72484 | 0.69872 | 0.54359 | 0.53218 | 0.50464 | 0.43395 | 0.5135 | 0.64731 | 0.77276 | 0.77961 | 0.80978 | 0 | 1.6786 | 1.3109 | 1.4223 | 1.2325 | 1.2865 | 1.394 | 1.3534 | 1.3896 | 1.4066 | 1.6779 | 1.69 | 1.755 | 3.9451
LO3Slow | New | Fixtures | Residential | Lighting | 0.00010381 | 9.7994e-05 | 0.82491 | -111.7369 | Multifamily - High Rise | ID/MT/OR-Downlight Fixture_0 to 249 lumens | 1.274e-09 | 3.2221e-09 | 7.1392e-09 | 1.4106e-08 | 2.4676e-08 | 3.877e-08 | 5.7213e-08 | 7.9357e-08 | 1.0428e-07 | 1.2998e-07 | 1.4987e-07 | 1.6983e-07 | 1.8808e-07 | 2.0265e-07 | 2.096e-07 | 2.1641e-07 | 2.2016e-07 | 2.2037e-07 | 2.2097e-07 | 2.2077e-07 | 2.4787e-06 | 0.027093 | 0.02351 | 0.02264 | 0.017617 | 0.017171 | 0.016259 | 0.013976 | 0.016537 | 0.020865 | 0.024959 | 0.02525 | 0.026356 | 0 | 0.055138 | 0.043017 | 0.046492 | 0.040257 | 0.041668 | 0.044953 | 0.043595 | 0.044759 | 0.045421 | 0.054451 | 0.055134 | 0.05779 | 10.9091
LO3Slow | New | Fixtures | Residential | Lighting | 0.00020337 | 0.00019197 | 1.616 | -111.7369 | Multifamily - High Rise | ID/MT/OR-Downlight Fixture_250 to 499 lumens | 1.6247e-07 | 4.1092e-07 | 9.1048e-07 | 1.799e-06 | 3.1469e-06 | 4.9444e-06 | 7.2965e-06 | 1.012e-05 | 1.3299e-05 | 1.6576e-05 | 1.9113e-05 | 2.1659e-05 | 2.3986e-05 | 2.5844e-05 | 2.6731e-05 | 2.7599e-05 | 2.8078e-05 | 2.8104e-05 | 2.8181e-05 | 2.8155e-05 | 0.00031612 | 0.053074 | 0.046056 | 0.044351 | 0.034511 | 0.033638 | 0.03185 | 0.027379 | 0.032396 | 0.040874 | 0.048895 | 0.049464 | 0.051631 | 0 | 0.10801 | 0.08427 | 0.091077 | 0.078864 | 0.081627 | 0.088062 | 0.085402 | 0.087683 | 0.088979 | 0.10667 | 0.10801 | 0.11321 | 10.9091
LO3Slow | New | Fixtures | Residential | Lighting | 0.00039021 | 0.00036834 | 3.1007 | -111.7369 | Multifamily - High Rise | ID/MT/OR-Downlight Fixture_500 to 999 lumens | 6.4084e-06 | 1.6208e-05 | 3.5912e-05 | 7.0957e-05 | 0.00012413 | 0.00019503 | 0.0002878 | 0.00039919 | 0.00052457 | 0.00065383 | 0.00075387 | 0.0008543 | 0.00094607 | 0.0010194 | 0.0010544 | 0.0010886 | 0.0011075 | 0.0011085 | 0.0011115 | 0.0011105 | 0.012469 | 0.10184 | 0.08837 | 0.085099 | 0.066219 | 0.064544 | 0.061113 | 0.052533 | 0.06216 | 0.078427 | 0.093817 | 0.09491 | 0.099067 | 0 | 0.20725 | 0.16169 | 0.17476 | 0.15132 | 0.15662 | 0.16897 | 0.16387 | 0.16824 | 0.17073 | 0.20467 | 0.20724 | 0.21722 | 10.9091
LO3Slow | New | Fixtures | Residential | Lighting | 0.00071535 | 0.00067525 | 5.6843 | -111.7369 | Multifamily - High Rise | ID/MT/OR-Downlight Fixture_1000 to 1999 lumens | 2.0759e-06 | 5.2503e-06 | 1.1633e-05 | 2.2986e-05 | 4.0209e-05 | 6.3176e-05 | 9.3228e-05 | 0.00012931 | 0.00016993 | 0.0002118 | 0.00024421 | 0.00027674 | 0.00030647 | 0.00033022 | 0.00034155 | 0.00035264 | 0.00035875 | 0.00035909 | 0.00036007 | 0.00035973 | 0.0040391 | 0.18669 | 0.162 | 0.15601 | 0.12139 | 0.11832 | 0.11203 | 0.096306 | 0.11395 | 0.14377 | 0.17199 | 0.17399 | 0.18161 | 0 | 0.37995 | 0.29642 | 0.32037 | 0.2774 | 0.28712 | 0.30976 | 0.3004 | 0.30843 | 0.31298 | 0.37521 | 0.37992 | 0.39822 | 10.9091
LO3Slow | New | Fixtures | Residential | Lighting | 0.0013864 | 0.0013087 | 11.0168 | -111.7369 | Multifamily - High Rise | ID/MT/OR-Downlight Fixture_2000 to 3999 lumens | 5.0113e-07 | 1.2674e-06 | 2.8083e-06 | 5.5487e-06 | 9.7064e-06 | 1.5251e-05 | 2.2505e-05 | 3.1216e-05 | 4.1021e-05 | 5.1128e-05 | 5.8952e-05 | 6.6805e-05 | 7.3981e-05 | 7.9715e-05 | 8.245e-05 | 8.5127e-05 | 8.6603e-05 | 8.6685e-05 | 8.6921e-05 | 8.684e-05 | 0.00097503 | 0.36183 | 0.31398 | 0.30236 | 0.23528 | 0.22933 | 0.21714 | 0.18665 | 0.22086 | 0.27865 | 0.33333 | 0.33722 | 0.35199 | 0 | 0.73638 | 0.5745 | 0.62091 | 0.53764 | 0.55648 | 0.60035 | 0.58222 | 0.59777 | 0.6066 | 0.72721 | 0.73633 | 0.7718 | 10.9091
LO3Slow | New | Fixtures | Residential | Lighting | 0.0025325 | 0.0023905 | 20.1235 | -111.7369 | Multifamily - High Rise | ID/MT/OR-Downlight Fixture_4000 to 7999 lumens | 1.1034e-07 | 2.7908e-07 | 6.1836e-07 | 1.2218e-06 | 2.1373e-06 | 3.3581e-06 | 4.9555e-06 | 6.8734e-06 | 9.0324e-06 | 1.1258e-05 | 1.2981e-05 | 1.471e-05 | 1.629e-05 | 1.7552e-05 | 1.8155e-05 | 1.8744e-05 | 1.9069e-05 | 1.9087e-05 | 1.9139e-05 | 1.9121e-05 | 0.00021469 | 0.66092 | 0.57353 | 0.5523 | 0.42976 | 0.41889 | 0.39662 | 0.34094 | 0.40342 | 0.50899 | 0.60887 | 0.61597 | 0.64295 | 0 | 1.3451 | 1.0494 | 1.1342 | 0.98207 | 1.0165 | 1.0966 | 1.0635 | 1.0919 | 1.108 | 1.3283 | 1.345 | 1.4098 | 10.9091
LO3Slow | New | Fixtures | Residential | Lighting | 0.00015581 | 0.00017678 | 0.87246 | -73.1679 | Multifamily - High Rise | ID/MT/OR-Exterior Porch_0 to 249 lumens | 3.4764e-11 | 8.7924e-11 | 1.9482e-10 | 3.8493e-10 | 6.7335e-10 | 1.058e-09 | 1.5612e-09 | 2.1655e-09 | 2.8457e-09 | 3.5468e-09 | 4.0896e-09 | 4.6344e-09 | 5.1322e-09 | 5.5299e-09 | 5.7197e-09 | 5.9054e-09 | 6.0078e-09 | 6.0135e-09 | 6.0299e-09 | 6.0242e-09 | 6.7639e-08 | 0.036904 | 0.032436 | 0.025702 | 0.015347 | 0.014385 | 0.013998 | 0.010224 | 0.012259 | 0.018285 | 0.029961 | 0.034755 | 0.037568 | 0 | 0.0721 | 0.053403 | 0.046961 | 0.039095 | 0.036499 | 0.035078 | 0.036685 | 0.038622 | 0.045202 | 0.052172 | 0.064052 | 0.070763 | 11.1792
LO3Slow | New | Fixtures | Residential | Lighting | 0.00030523 | 0.0003463 | 1.7091 | -73.1679 | Multifamily - High Rise | ID/MT/OR-Exterior Porch_250 to 499 lumens | 6.9978e-09 | 1.7698e-08 | 3.9215e-08 | 7.7483e-08 | 1.3554e-07 | 2.1296e-07 | 3.1426e-07 | 4.359e-07 | 5.7281e-07 | 7.1395e-07 | 8.232e-07 | 9.3286e-07 | 1.0331e-06 | 1.1131e-06 | 1.1513e-06 | 1.1887e-06 | 1.2093e-06 | 1.2105e-06 | 1.2138e-06 | 1.2126e-06 | 1.3615e-05 | 0.072295 | 0.063542 | 0.050349 | 0.030064 | 0.02818 | 0.027422 | 0.020028 | 0.024016 | 0.035821 | 0.058693 | 0.068085 | 0.073595 | 0 | 0.14124 | 0.10462 | 0.091996 | 0.076587 | 0.071502 | 0.068718 | 0.071865 | 0.075661 | 0.08855 | 0.1022 | 0.12548 | 0.13862 | 11.1792
LO3Slow | New | Fixtures | Residential | Lighting | 0.00058566 | 0.00066447 | 3.2794 | -73.1679 | Multifamily - High Rise | ID/MT/OR-Exterior Porch_500 to 999 lumens | 3.1442e-07 | 7.9523e-07 | 1.762e-06 | 3.4815e-06 | 6.0901e-06 | 9.5688e-06 | 1.4121e-05 | 1.9586e-05 | 2.5738e-05 | 3.2079e-05 | 3.6988e-05 | 4.1916e-05 | 4.6418e-05 | 5.0016e-05 | 5.1732e-05 | 5.3411e-05 | 5.4338e-05 | 5.4389e-05 | 5.4537e-05 | 5.4486e-05 | 0.00061177 | 0.13872 | 0.12192 | 0.096608 | 0.057686 | 0.05407 | 0.052616 | 0.038428 | 0.04608 | 0.068732 | 0.11262 | 0.13064 | 0.14121 | 0 | 0.27101 | 0.20073 | 0.17652 | 0.14695 | 0.13719 | 0.13185 | 0.13789 | 0.14517 | 0.16991 | 0.1961 | 0.24076 | 0.26599 | 11.1792
LO3Slow | New | Fixtures | Residential | Lighting | 0.0010737 | 0.0012181 | 6.0119 | -73.1679 | Multifamily - High Rise | ID/MT/OR-Exterior Porch_1000 to 1999 lumens | 5.7513e-07 | 1.4546e-06 | 3.223e-06 | 6.3681e-06 | 1.114e-05 | 1.7503e-05 | 2.5829e-05 | 3.5825e-05 | 4.7078e-05 | 5.8678e-05 | 6.7657e-05 | 7.667e-05 | 8.4906e-05 | 9.1486e-05 | 9.4625e-05 | 9.7698e-05 | 9.9392e-05 | 9.9486e-05 | 9.9757e-05 | 9.9664e-05 | 0.001119 | 0.2543 | 0.22351 | 0.17711 | 0.10575 | 0.099122 | 0.096458 | 0.070448 | 0.084476 | 0.126 | 0.20645 | 0.23949 | 0.25887 | 0 | 0.49683 | 0.36799 | 0.3236 | 0.2694 | 0.25151 | 0.24172 | 0.25279 | 0.26614 | 0.31148 | 0.35951 | 0.44137 | 0.48762 | 11.1792
LO3Slow | New | Fixtures | Residential | Lighting | 0.0020809 | 0.0023609 | 11.6518 | -73.1679 | Multifamily - High Rise | ID/MT/OR-Exterior Porch_2000 to 3999 lumens | 4.5164e-07 | 1.1423e-06 | 2.531e-06 | 5.0008e-06 | 8.7479e-06 | 1.3745e-05 | 2.0283e-05 | 2.8133e-05 | 3.697e-05 | 4.6079e-05 | 5.313e-05 | 6.0208e-05 | 6.6676e-05 | 7.1843e-05 | 7.4308e-05 | 7.672e-05 | 7.8051e-05 | 7.8124e-05 | 7.8337e-05 | 7.8265e-05 | 0.00087874 | 0.49286 | 0.43319 | 0.34325 | 0.20496 | 0.19211 | 0.18695 | 0.13654 | 0.16372 | 0.24421 | 0.40013 | 0.46416 | 0.50172 | 0 | 0.96291 | 0.7132 | 0.62717 | 0.52212 | 0.48746 | 0.46848 | 0.48994 | 0.51581 | 0.60368 | 0.69677 | 0.85543 | 0.94506 | 11.1792
LO3Slow | New | Fixtures | Residential | Lighting | 0.003801 | 0.0043124 | 21.2835 | -73.1679 | Multifamily - High Rise | ID/MT/OR-Exterior Porch_4000 to 7999 lumens | 3.6206e-08 | 9.1571e-08 | 2.029e-07 | 4.0089e-07 | 7.0128e-07 | 1.1019e-06 | 1.626e-06 | 2.2553e-06 | 2.9637e-06 | 3.694e-06 | 4.2592e-06 | 4.8266e-06 | 5.3451e-06 | 5.7594e-06 | 5.957e-06 | 6.1504e-06 | 6.257e-06 | 6.2629e-06 | 6.28e-06 | 6.2742e-06 | 7.0446e-05 | 0.90028 | 0.79127 | 0.62699 | 0.37439 | 0.35091 | 0.34148 | 0.2494 | 0.29906 | 0.44607 | 0.73089 | 0.84785 | 0.91646 | 0 | 1.7589 | 1.3027 | 1.1456 | 0.95372 | 0.8904 | 0.85573 | 0.89492 | 0.94219 | 1.1027 | 1.2727 | 1.5625 | 1.7263 | 11.1792
LO3Slow | New | Fixtures | Residential | Lighting | 0.00017263 | 0.00020188 | 0.95994 | -90.3304 | Multifamily - High Rise | ID/MT/OR-Chandelier/Pendant_0 to 249 lumens | 9.6412e-09 | 2.4384e-08 | 5.4029e-08 | 1.0675e-07 | 1.8674e-07 | 2.9341e-07 | 4.3298e-07 | 6.0056e-07 | 7.892e-07 | 9.8366e-07 | 1.1342e-06 | 1.2853e-06 | 1.4233e-06 | 1.5336e-06 | 1.5863e-06 | 1.6378e-06 | 1.6662e-06 | 1.6677e-06 | 1.6723e-06 | 1.6707e-06 | 1.8759e-05 | 0.041526 | 0.037048 | 0.029273 | 0.017087 | 0.016976 | 0.016859 | 0.012365 | 0.014842 | 0.021896 | 0.035317 | 0.040183 | 0.041778 | 0 | 0.07275 | 0.053859 | 0.047584 | 0.0397 | 0.041018 | 0.041674 | 0.044287 | 0.046685 | 0.053087 | 0.057578 | 0.068012 | 0.068561 | 6.4193
LO3Slow | New | Fixtures | Residential | Lighting | 0.00033817 | 0.00039547 | 1.8805 | -90.3304 | Multifamily - High Rise | ID/MT/OR-Chandelier/Pendant_250 to 499 lumens | 8.9436e-08 | 2.262e-07 | 5.0119e-07 | 9.9028e-07 | 1.7323e-06 | 2.7218e-06 | 4.0165e-06 | 5.571e-06 | 7.3209e-06 | 9.1248e-06 | 1.0521e-05 | 1.1923e-05 | 1.3203e-05 | 1.4227e-05 | 1.4715e-05 | 1.5193e-05 | 1.5456e-05 | 1.5471e-05 | 1.5513e-05 | 1.5498e-05 | 0.00017401 | 0.081348 | 0.072576 | 0.057345 | 0.033473 | 0.033257 | 0.033026 | 0.024223 | 0.029076 | 0.042893 | 0.069185 | 0.078718 | 0.081844 | 0 | 0.14252 | 0.10551 | 0.093216 | 0.077771 | 0.080353 | 0.081638 | 0.086757 | 0.091456 | 0.104 | 0.1128 | 0.13323 | 0.13431 | 6.4193
LO3Slow | New | Fixtures | Residential | Lighting | 0.00064887 | 0.00075881 | 3.6083 | -90.3304 | Multifamily - High Rise | ID/MT/OR-Chandelier/Pendant_500 to 999 lumens | 8.4902e-07 | 2.1473e-06 | 4.7578e-06 | 9.4008e-06 | 1.6445e-05 | 2.5838e-05 | 3.8129e-05 | 5.2886e-05 | 6.9498e-05 | 8.6622e-05 | 9.9877e-05 | 0.00011318 | 0.00012534 | 0.00013505 | 0.00013969 | 0.00014422 | 0.00014672 | 0.00014686 | 0.00014726 | 0.00014713 | 0.0016519 | 0.15609 | 0.13926 | 0.11003 | 0.064226 | 0.063811 | 0.063369 | 0.046477 | 0.055789 | 0.082302 | 0.13275 | 0.15104 | 0.15704 | 0 | 0.27345 | 0.20245 | 0.17886 | 0.14922 | 0.15418 | 0.15664 | 0.16647 | 0.17548 | 0.19954 | 0.21643 | 0.25564 | 0.25771 | 6.4193
LO3Slow | New | Fixtures | Residential | Lighting | 0.0011895 | 0.0013911 | 6.6148 | -90.3304 | Multifamily - High Rise | ID/MT/OR-Chandelier/Pendant_1000 to 1999 lumens | 1.1093e-06 | 2.8055e-06 | 6.2163e-06 | 1.2282e-05 | 2.1486e-05 | 3.3758e-05 | 4.9817e-05 | 6.9097e-05 | 9.0801e-05 | 0.00011317 | 0.00013049 | 0.00014788 | 0.00016376 | 0.00017645 | 0.00018251 | 0.00018843 | 0.0001917 | 0.00019188 | 0.0001924 | 0.00019223 | 0.0021583 | 0.28614 | 0.25529 | 0.20171 | 0.11774 | 0.11698 | 0.11617 | 0.085204 | 0.10227 | 0.15088 | 0.24336 | 0.27689 | 0.28789 | 0 | 0.5013 | 0.37113 | 0.32789 | 0.27356 | 0.28264 | 0.28717 | 0.30517 | 0.3217 | 0.36581 | 0.39676 | 0.46866 | 0.47244 | 6.4193
LO3Slow | New | Fixtures | Residential | Lighting | 0.0023054 | 0.0026961 | 12.8202 | -90.3304 | Multifamily - High Rise | ID/MT/OR-Chandelier/Pendant_2000 to 3999 lumens | 1.8312e-06 | 4.6314e-06 | 1.0262e-05 | 2.0276e-05 | 3.5469e-05 | 5.5728e-05 | 8.2238e-05 | 0.00011407 | 0.0001499 | 0.00018683 | 0.00021542 | 0.00024412 | 0.00027034 | 0.00029129 | 0.00030129 | 0.00031107 | 0.00031646 | 0.00031676 | 0.00031762 | 0.00031733 | 0.0035629 | 0.55458 | 0.49478 | 0.39095 | 0.2282 | 0.22672 | 0.22515 | 0.16514 | 0.19822 | 0.29242 | 0.47166 | 0.53665 | 0.55796 | 0 | 0.97159 | 0.7193 | 0.63549 | 0.5302 | 0.5478 | 0.55656 | 0.59146 | 0.62349 | 0.70898 | 0.76897 | 0.90831 | 0.91564 | 6.4193
LO3Slow | New | Fixtures | Residential | Lighting | 0.0042112 | 0.0049247 | 23.4176 | -90.3304 | Multifamily - High Rise | ID/MT/OR-Chandelier/Pendant_4000 to 7999 lumens | 9.6749e-07 | 2.4469e-06 | 5.4217e-06 | 1.0713e-05 | 1.8739e-05 | 2.9443e-05 | 4.3449e-05 | 6.0266e-05 | 7.9195e-05 | 9.8709e-05 | 0.00011381 | 0.00012897 | 0.00014283 | 0.0001539 | 0.00015918 | 0.00016435 | 0.0001672 | 0.00016736 | 0.00016781 | 0.00016766 | 0.0018824 | 1.013 | 0.90377 | 0.71411 | 0.41683 | 0.41414 | 0.41126 | 0.30164 | 0.36207 | 0.53414 | 0.86154 | 0.98026 | 1.0192 | 0 | 1.7747 | 1.3139 | 1.1608 | 0.96847 | 1.0006 | 1.0166 | 1.0804 | 1.1389 | 1.295 | 1.4046 | 1.6591 | 1.6725 | 6.4193
LO3Slow | New | Fixtures | Residential | Lighting | 2.898e-05 | 2.7142e-05 | 0.22794 | 9.8699 | Multifamily - High Rise | ID/MT/OR-Linear Flush Mount_0 to 249 lumens | 1.8672e-09 | 4.7224e-09 | 1.0464e-08 | 2.0674e-08 | 3.6166e-08 | 5.6823e-08 | 8.3853e-08 | 1.1631e-07 | 1.5284e-07 | 1.905e-07 | 2.1965e-07 | 2.4891e-07 | 2.7565e-07 | 2.9701e-07 | 3.072e-07 | 3.1718e-07 | 3.2268e-07 | 3.2298e-07 | 3.2386e-07 | 3.2356e-07 | 3.6329e-06 | 0.007487 | 0.006459 | 0.0061971 | 0.0048257 | 0.0046285 | 0.0043584 | 0.0037415 | 0.0044261 | 0.0056027 | 0.0067528 | 0.0069007 | 0.0073306 | 0 | 0.015836 | 0.012314 | 0.01313 | 0.01134 | 0.011387 | 0.01209 | 0.011678 | 0.011986 | 0.01228 | 0.014988 | 0.015464 | 0.016735 | 1.6464
LO3Slow | New | Fixtures | Residential | Lighting | 5.6772e-05 | 5.3172e-05 | 0.44653 | 9.8699 | Multifamily - High Rise | ID/MT/OR-Linear Flush Mount_250 to 499 lumens | 4.9457e-08 | 1.2508e-07 | 2.7715e-07 | 5.4761e-07 | 9.5793e-07 | 1.5051e-06 | 2.2211e-06 | 3.0807e-06 | 4.0484e-06 | 5.0459e-06 | 5.818e-06 | 6.593e-06 | 7.3013e-06 | 7.8671e-06 | 8.137e-06 | 8.4012e-06 | 8.5469e-06 | 8.555e-06 | 8.5783e-06 | 8.5703e-06 | 9.6226e-05 | 0.014667 | 0.012653 | 0.01214 | 0.0094535 | 0.0090671 | 0.008538 | 0.0073295 | 0.0086706 | 0.010976 | 0.013229 | 0.013518 | 0.01436 | 0 | 0.031023 | 0.024123 | 0.025721 | 0.022214 | 0.022307 | 0.023685 | 0.022877 | 0.02348 | 0.024055 | 0.029361 | 0.030294 | 0.032784 | 1.6464
LO3Slow | New | Fixtures | Residential | Lighting | 0.00010893 | 0.00010202 | 0.85678 | 9.8699 | Multifamily - High Rise | ID/MT/OR-Linear Flush Mount_500 to 999 lumens | 9.705e-07 | 2.4545e-06 | 5.4386e-06 | 1.0746e-05 | 1.8798e-05 | 2.9535e-05 | 4.3584e-05 | 6.0453e-05 | 7.9442e-05 | 9.9016e-05 | 0.00011417 | 0.00012938 | 0.00014327 | 0.00015438 | 0.00015967 | 0.00016486 | 0.00016772 | 0.00016788 | 0.00016833 | 0.00016818 | 0.0018883 | 0.028142 | 0.024278 | 0.023294 | 0.018139 | 0.017398 | 0.016382 | 0.014064 | 0.016637 | 0.021059 | 0.025382 | 0.025938 | 0.027554 | 0 | 0.059525 | 0.046286 | 0.049352 | 0.042623 | 0.042802 | 0.045445 | 0.043896 | 0.045053 | 0.046157 | 0.056337 | 0.058127 | 0.062904 | 1.6464
LO3Slow | New | Fixtures | Residential | Lighting | 0.0001997 | 0.00018703 | 1.5707 | 9.8699 | Multifamily - High Rise | ID/MT/OR-Linear Flush Mount_1000 to 1999 lumens | 1.5736e-06 | 3.9799e-06 | 8.8185e-06 | 1.7424e-05 | 3.048e-05 | 4.789e-05 | 7.067e-05 | 9.8022e-05 | 0.00012881 | 0.00016055 | 0.00018512 | 0.00020978 | 0.00023231 | 0.00025032 | 0.00025891 | 0.00026731 | 0.00027195 | 0.0002722 | 0.00027295 | 0.00027269 | 0.0030618 | 0.051591 | 0.044508 | 0.042703 | 0.033253 | 0.031894 | 0.030033 | 0.025782 | 0.030499 | 0.038607 | 0.046532 | 0.047551 | 0.050513 | 0 | 0.10912 | 0.084852 | 0.090474 | 0.078139 | 0.078467 | 0.083312 | 0.080471 | 0.082593 | 0.084616 | 0.10328 | 0.10656 | 0.11532 | 1.6464
LO3Slow | New | Fixtures | Residential | Lighting | 0.00038704 | 0.00036249 | 3.0442 | 9.8699 | Multifamily - High Rise | ID/MT/OR-Linear Flush Mount_2000 to 3999 lumens | 5.0495e-07 | 1.2771e-06 | 2.8297e-06 | 5.5911e-06 | 9.7805e-06 | 1.5367e-05 | 2.2677e-05 | 3.1454e-05 | 4.1334e-05 | 5.1518e-05 | 5.9401e-05 | 6.7315e-05 | 7.4546e-05 | 8.0323e-05 | 8.3079e-05 | 8.5777e-05 | 8.7264e-05 | 8.7346e-05 | 8.7584e-05 | 8.7503e-05 | 0.00098247 | 0.09999 | 0.086262 | 0.082764 | 0.064448 | 0.061814 | 0.058207 | 0.049968 | 0.059111 | 0.074825 | 0.090185 | 0.09216 | 0.097901 | 0 | 0.2115 | 0.16445 | 0.17535 | 0.15144 | 0.15208 | 0.16147 | 0.15596 | 0.16008 | 0.164 | 0.20017 | 0.20653 | 0.2235 | 1.6464
LO3Slow | New | Fixtures | Residential | Lighting | 0.00070697 | 0.00066213 | 5.5605 | 9.8699 | Multifamily - High Rise | ID/MT/OR-Linear Flush Mount_4000 to 7999 lumens | 8.5426e-08 | 2.1606e-07 | 4.7872e-07 | 9.4589e-07 | 1.6546e-06 | 2.5998e-06 | 3.8364e-06 | 5.3213e-06 | 6.9927e-06 | 8.7157e-06 | 1.0049e-05 | 1.1388e-05 | 1.2611e-05 | 1.3589e-05 | 1.4055e-05 | 1.4511e-05 | 1.4763e-05 | 1.4777e-05 | 1.4817e-05 | 1.4804e-05 | 0.00016621 | 0.18264 | 0.15757 | 0.15118 | 0.11772 | 0.11291 | 0.10632 | 0.091273 | 0.10797 | 0.13668 | 0.16473 | 0.16834 | 0.17883 | 0 | 0.38632 | 0.3004 | 0.3203 | 0.27663 | 0.27779 | 0.29494 | 0.28488 | 0.2924 | 0.29956 | 0.36563 | 0.37725 | 0.40825 | 1.6464
LO3Slow | New | Fixtures | Residential | Lighting | 2.1873e-05 | 2.0242e-05 | 0.16937 | 18.1824 | Multifamily - High Rise | ID/MT/OR-Linear Shop_0 to 249 lumens | 1.0032e-09 | 2.5373e-09 | 5.622e-09 | 1.1108e-08 | 1.9432e-08 | 3.0531e-08 | 4.5054e-08 | 6.2492e-08 | 8.212e-08 | 1.0235e-07 | 1.1802e-07 | 1.3374e-07 | 1.4811e-07 | 1.5958e-07 | 1.6506e-07 | 1.7042e-07 | 1.7337e-07 | 1.7354e-07 | 1.7401e-07 | 1.7385e-07 | 1.9519e-06 | 0.005564 | 0.0047565 | 0.0045372 | 0.0035372 | 0.0033056 | 0.0030843 | 0.0026418 | 0.0031239 | 0.0039762 | 0.0048523 | 0.0050398 | 0.005502 | 0 | 0.012457 | 0.0096407 | 0.010081 | 0.0086736 | 0.0083159 | 0.0086034 | 0.0082545 | 0.0084675 | 0.0088128 | 0.01107 | 0.011754 | 0.013315 | 1.2998
LO3Slow | New | Fixtures | Residential | Lighting | 4.2848e-05 | 3.9655e-05 | 0.33179 | 18.1824 | Multifamily - High Rise | ID/MT/OR-Linear Shop_250 to 499 lumens | 0 | 0 | 0 | 0 | 0 | 0 | 0 | 0 | 0 | 0 | 0 | 0 | 0 | 0 | 0 | 0 | 0 | 0 | 0 | 0 | 0 | 0.0109 | 0.0093179 | 0.0088884 | 0.0069294 | 0.0064756 | 0.0060422 | 0.0051753 | 0.0061197 | 0.0077893 | 0.0095056 | 0.0098729 | 0.010778 | 0 | 0.024402 | 0.018886 | 0.019749 | 0.016991 | 0.016291 | 0.016854 | 0.01617 | 0.016588 | 0.017264 | 0.021686 | 0.023026 | 0.026085 | 1.2998
LO3Slow | New | Fixtures | Residential | Lighting | 8.2216e-05 | 7.6087e-05 | 0.63662 | 18.1824 | Multifamily - High Rise | ID/MT/OR-Linear Shop_500 to 999 lumens | 1.0444e-09 | 2.6416e-09 | 5.853e-09 | 1.1565e-08 | 2.023e-08 | 3.1785e-08 | 4.6906e-08 | 6.506e-08 | 8.5495e-08 | 1.0656e-07 | 1.2287e-07 | 1.3923e-07 | 1.5419e-07 | 1.6614e-07 | 1.7184e-07 | 1.7742e-07 | 1.805e-07 | 1.8067e-07 | 1.8116e-07 | 1.8099e-07 | 2.0322e-06 | 0.020914 | 0.017879 | 0.017055 | 0.013296 | 0.012425 | 0.011593 | 0.0099302 | 0.011742 | 0.014946 | 0.018239 | 0.018944 | 0.020681 | 0 | 0.046822 | 0.036238 | 0.037894 | 0.032602 | 0.031258 | 0.032339 | 0.031027 | 0.031828 | 0.033126 | 0.04161 | 0.044182 | 0.05005 | 1.2998
LO3Slow | New | Fixtures | Residential | Lighting | 0.00015072 | 0.00013949 | 1.1671 | 18.1824 | Multifamily - High Rise | ID/MT/OR-Linear Shop_1000 to 1999 lumens | 2.4147e-10 | 6.1072e-10 | 1.3532e-09 | 2.6737e-09 | 4.6771e-09 | 7.3486e-09 | 1.0844e-08 | 1.5041e-08 | 1.9766e-08 | 2.4636e-08 | 2.8406e-08 | 3.219e-08 | 3.5648e-08 | 3.8411e-08 | 3.9729e-08 | 4.1019e-08 | 4.173e-08 | 4.1769e-08 | 4.1883e-08 | 4.1844e-08 | 4.6982e-07 | 0.03834 | 0.032776 | 0.031265 | 0.024374 | 0.022778 | 0.021254 | 0.018204 | 0.021526 | 0.027399 | 0.033436 | 0.034728 | 0.037913 | 0 | 0.085836 | 0.066432 | 0.069468 | 0.059768 | 0.057303 | 0.059284 | 0.05688 | 0.058347 | 0.060727 | 0.076281 | 0.080996 | 0.091754 | 1.2998
LO3Slow | New | Fixtures | Residential | Lighting | 0.00029211 | 0.00027034 | 2.2619 | 18.1824 | Multifamily - High Rise | ID/MT/OR-Linear Shop_2000 to 3999 lumens | 0 | 0 | 0 | 0 | 0 | 0 | 0 | 0 | 0 | 0 | 0 | 0 | 0 | 0 | 0 | 0 | 0 | 0 | 0 | 0 | 0 | 0.074308 | 0.063524 | 0.060596 | 0.04724 | 0.044147 | 0.041192 | 0.035282 | 0.04172 | 0.053103 | 0.064803 | 0.067307 | 0.07348 | 0 | 0.16636 | 0.12875 | 0.13464 | 0.11584 | 0.11106 | 0.1149 | 0.11024 | 0.11308 | 0.1177 | 0.14784 | 0.15698 | 0.17783 | 1.2998
LO3Slow | New | Fixtures | Residential | Lighting | 0.00053358 | 0.00049381 | 4.1317 | 18.1824 | Multifamily - High Rise | ID/MT/OR-Linear Shop_4000 to 7999 lumens | 1.36e-08 | 3.4397e-08 | 7.6215e-08 | 1.5059e-07 | 2.6342e-07 | 4.1389e-07 | 6.1078e-07 | 8.4717e-07 | 1.1133e-06 | 1.3876e-06 | 1.5999e-06 | 1.813e-06 | 2.0078e-06 | 2.1634e-06 | 2.2376e-06 | 2.3103e-06 | 2.3503e-06 | 2.3526e-06 | 2.359e-06 | 2.3568e-06 | 2.6462e-05 | 0.13573 | 0.11603 | 0.11068 | 0.08629 | 0.080639 | 0.075242 | 0.064447 | 0.076207 | 0.096999 | 0.11837 | 0.12294 | 0.13422 | 0 | 0.30388 | 0.23518 | 0.24593 | 0.21159 | 0.20287 | 0.20988 | 0.20137 | 0.20656 | 0.21499 | 0.27005 | 0.28674 | 0.32483 | 1.2998
LO3Slow | New | Fixtures | Residential | Lighting | 0.00025527 | 0.00024217 | 2.0416 | -47.6767 | Multifamily - High Rise | ID/MT/OR-Track_0 to 249 lumens | 0 | 0 | 0 | 0 | 0 | 0 | 0 | 0 | 0 | 0 | 0 | 0 | 0 | 0 | 0 | 0 | 0 | 0 | 0 | 0 | 0 | 0.067048 | 0.058395 | 0.056361 | 0.043837 | 0.043149 | 0.04099 | 0.035264 | 0.041732 | 0.05255 | 0.062578 | 0.06292 | 0.06496 | 0 | 0.1331 | 0.10407 | 0.11348 | 0.098426 | 0.10383 | 0.11311 | 0.10996 | 0.11292 | 0.11393 | 0.13509 | 0.13517 | 0.13873 | 3.8658
LO3Slow | New | Fixtures | Residential | Lighting | 0.00050008 | 0.0004744 | 3.9995 | -47.6767 | Multifamily - High Rise | ID/MT/OR-Track_250 to 499 lumens | 3.1088e-08 | 7.8626e-08 | 1.7421e-07 | 3.4422e-07 | 6.0215e-07 | 9.4609e-07 | 1.3961e-06 | 1.9365e-06 | 2.5448e-06 | 3.1718e-06 | 3.6571e-06 | 4.1443e-06 | 4.5895e-06 | 4.9452e-06 | 5.1148e-06 | 5.2809e-06 | 5.3725e-06 | 5.3776e-06 | 5.3922e-06 | 5.3872e-06 | 6.0487e-05 | 0.13135 | 0.11439 | 0.11041 | 0.085876 | 0.084528 | 0.0803 | 0.069081 | 0.081753 | 0.10294 | 0.12259 | 0.12326 | 0.12726 | 0 | 0.26074 | 0.20387 | 0.2223 | 0.19281 | 0.20341 | 0.22158 | 0.2154 | 0.2212 | 0.22319 | 0.26464 | 0.26479 | 0.27177 | 3.8658
LO3Slow | New | Fixtures | Residential | Lighting | 0.00095953 | 0.00091026 | 7.674 | -47.6767 | Multifamily - High Rise | ID/MT/OR-Track_500 to 999 lumens | 3.7669e-07 | 9.5271e-07 | 2.1109e-06 | 4.1709e-06 | 7.2961e-06 | 1.1464e-05 | 1.6917e-05 | 2.3464e-05 | 3.0835e-05 | 3.8432e-05 | 4.4313e-05 | 5.0216e-05 | 5.561e-05 | 5.992e-05 | 6.1976e-05 | 6.3988e-05 | 6.5098e-05 | 6.5159e-05 | 6.5337e-05 | 6.5276e-05 | 0.00073291 | 0.25202 | 0.2195 | 0.21185 | 0.16478 | 0.16219 | 0.15408 | 0.13255 | 0.15686 | 0.19752 | 0.23522 | 0.2365 | 0.24417 | 0 | 0.5003 | 0.39118 | 0.42654 | 0.36996 | 0.39029 | 0.42516 | 0.41331 | 0.42443 | 0.42825 | 0.50777 | 0.50807 | 0.52147 | 3.8658
LO3Slow | New | Fixtures | Residential | Lighting | 0.001759 | 0.0016687 | 14.0682 | -47.6767 | Multifamily - High Rise | ID/MT/OR-Track_1000 to 1999 lumens | 6.0367e-07 | 1.5268e-06 | 3.3829e-06 | 6.6842e-06 | 1.1693e-05 | 1.8371e-05 | 2.7111e-05 | 3.7603e-05 | 4.9415e-05 | 6.159e-05 | 7.1015e-05 | 8.0475e-05 | 8.912e-05 | 9.6027e-05 | 9.9321e-05 | 0.00010255 | 0.00010432 | 0.00010442 | 0.00010471 | 0.00010461 | 0.0011746 | 0.46202 | 0.40239 | 0.38837 | 0.30207 | 0.29733 | 0.28246 | 0.243 | 0.28757 | 0.36211 | 0.43121 | 0.43357 | 0.44763 | 0 | 0.91716 | 0.71713 | 0.78195 | 0.67823 | 0.71549 | 0.77941 | 0.75769 | 0.77808 | 0.78508 | 0.93087 | 0.93141 | 0.95597 | 3.8658
LO3Slow | New | Fixtures | Residential | Lighting | 0.0034092 | 0.0032342 | 27.2659 | -47.6767 | Multifamily - High Rise | ID/MT/OR-Track_2000 to 3999 lumens | 7.6387e-07 | 1.932e-06 | 4.2807e-06 | 8.458e-06 | 1.4796e-05 | 2.3247e-05 | 3.4305e-05 | 4.7582e-05 | 6.2528e-05 | 7.7935e-05 | 8.986e-05 | 0.00010183 | 0.00011277 | 0.00012151 | 0.00012568 | 0.00012976 | 0.00013201 | 0.00013213 | 0.00013249 | 0.00013237 | 0.0014862 | 0.89545 | 0.77987 | 0.75272 | 0.58545 | 0.57626 | 0.54744 | 0.47096 | 0.55734 | 0.70181 | 0.83574 | 0.84031 | 0.86756 | 0 | 1.7776 | 1.3899 | 1.5155 | 1.3145 | 1.3867 | 1.5106 | 1.4685 | 1.508 | 1.5216 | 1.8041 | 1.8052 | 1.8528 | 3.8658
LO3Slow | New | Fixtures | Residential | Lighting | 0.0062274 | 0.0059076 | 49.8044 | -47.6767 | Multifamily - High Rise | ID/MT/OR-Track_4000 to 7999 lumens | 3.421e-07 | 8.6523e-07 | 1.9171e-06 | 3.7879e-06 | 6.6262e-06 | 1.0411e-05 | 1.5364e-05 | 2.131e-05 | 2.8003e-05 | 3.4903e-05 | 4.0244e-05 | 4.5605e-05 | 5.0504e-05 | 5.4418e-05 | 5.6286e-05 | 5.8113e-05 | 5.9121e-05 | 5.9177e-05 | 5.9338e-05 | 5.9283e-05 | 0.00066562 | 1.6356 | 1.4245 | 1.3749 | 1.0694 | 1.0526 | 0.99995 | 0.86026 | 1.018 | 1.2819 | 1.5266 | 1.5349 | 1.5847 | 0 | 3.2469 | 2.5388 | 2.7683 | 2.4011 | 2.533 | 2.7593 | 2.6824 | 2.7546 | 2.7793 | 3.2955 | 3.2974 | 3.3844 | 3.8658
LO3Slow | New | Fixtures | Residential | Lighting | 7.0455e-05 | 6.6792e-05 | 0.56298 | -74.4134 | Multifamily - High Rise | WA-Floor/Table_0 to 249 lumens | 4.2e-08 | 1.0622e-07 | 2.3536e-07 | 4.6504e-07 | 8.135e-07 | 1.2782e-06 | 1.8862e-06 | 2.6162e-06 | 3.438e-06 | 4.2851e-06 | 4.9407e-06 | 5.5989e-06 | 6.2004e-06 | 6.6809e-06 | 6.9101e-06 | 7.1345e-06 | 7.2582e-06 | 7.2651e-06 | 7.2849e-06 | 7.2781e-06 | 8.1718e-05 | 0.018489 | 0.016095 | 0.015529 | 0.012079 | 0.011874 | 0.011275 | 0.0096988 | 0.011478 | 0.014457 | 0.017226 | 0.017334 | 0.017923 | 0 | 0.036829 | 0.028788 | 0.031352 | 0.027187 | 0.028606 | 0.031121 | 0.030243 | 0.031057 | 0.03136 | 0.037239 | 0.037321 | 0.038417 | 10.873
LO3Slow | New | Fixtures | Residential | Lighting | 0.00013802 | 0.00013084 | 1.1029 | -74.4134 | Multifamily - High Rise | WA-Floor/Table_250 to 499 lumens | 2.5902e-07 | 6.551e-07 | 1.4515e-06 | 2.868e-06 | 5.017e-06 | 7.8827e-06 | 1.1632e-05 | 1.6135e-05 | 2.1202e-05 | 2.6427e-05 | 3.047e-05 | 3.453e-05 | 3.8239e-05 | 4.1202e-05 | 4.2616e-05 | 4.4e-05 | 4.4763e-05 | 4.4805e-05 | 4.4927e-05 | 4.4885e-05 | 0.00050397 | 0.03622 | 0.031529 | 0.030422 | 0.023663 | 0.023261 | 0.022088 | 0.019 | 0.022485 | 0.02832 | 0.033745 | 0.033958 | 0.035111 | 0 | 0.072148 | 0.056395 | 0.061417 | 0.053258 | 0.056038 | 0.060965 | 0.059247 | 0.06084 | 0.061434 | 0.072951 | 0.073112 | 0.075259 | 10.873
LO3Slow | New | Fixtures | Residential | Lighting | 0.00026483 | 0.00025106 | 2.1161 | -74.4134 | Multifamily - High Rise | WA-Floor/Table_500 to 999 lumens | 2.0719e-06 | 5.2403e-06 | 1.1611e-05 | 2.2942e-05 | 4.0132e-05 | 6.3055e-05 | 9.3049e-05 | 0.00012906 | 0.0001696 | 0.00021139 | 0.00024374 | 0.00027621 | 0.00030588 | 0.00032958 | 0.00034089 | 0.00035196 | 0.00035807 | 0.0003584 | 0.00035938 | 0.00035904 | 0.0040313 | 0.069497 | 0.060497 | 0.058373 | 0.045404 | 0.044633 | 0.042381 | 0.036456 | 0.043142 | 0.05434 | 0.064749 | 0.065157 | 0.06737 | 0 | 0.13843 | 0.10821 | 0.11785 | 0.10219 | 0.10752 | 0.11698 | 0.11368 | 0.11674 | 0.11788 | 0.13997 | 0.14028 | 0.1444 | 10.873
LO3Slow | New | Fixtures | Residential | Lighting | 0.00048549 | 0.00046025 | 3.8794 | -74.4134 | Multifamily - High Rise | WA-Floor/Table_1000 to 1999 lumens | 2.2586e-06 | 5.7123e-06 | 1.2657e-05 | 2.5008e-05 | 4.3747e-05 | 6.8735e-05 | 0.00010143 | 0.00014069 | 0.00018488 | 0.00023043 | 0.00026569 | 0.00030109 | 0.00033343 | 0.00035927 | 0.0003716 | 0.00038367 | 0.00039032 | 0.00039069 | 0.00039175 | 0.00039139 | 0.0043945 | 0.1274 | 0.11091 | 0.10701 | 0.083236 | 0.081822 | 0.077694 | 0.066833 | 0.07909 | 0.099617 | 0.1187 | 0.11945 | 0.1235 | 0 | 0.25378 | 0.19837 | 0.21604 | 0.18734 | 0.19712 | 0.21445 | 0.2084 | 0.214 | 0.2161 | 0.25661 | 0.25717 | 0.26472 | 10.873
LO3Slow | New | Fixtures | Residential | Lighting | 0.00094094 | 0.00089202 | 7.5187 | -74.4134 | Multifamily - High Rise | WA-Floor/Table_2000 to 3999 lumens | 5.4765e-07 | 1.3851e-06 | 3.069e-06 | 6.0638e-06 | 1.0607e-05 | 1.6666e-05 | 2.4594e-05 | 3.4113e-05 | 4.4829e-05 | 5.5874e-05 | 6.4424e-05 | 7.3006e-05 | 8.0849e-05 | 8.7115e-05 | 9.0104e-05 | 9.3029e-05 | 9.4643e-05 | 9.4732e-05 | 9.499e-05 | 9.4901e-05 | 0.0010655 | 0.24692 | 0.21495 | 0.2074 | 0.16132 | 0.15858 | 0.15058 | 0.12953 | 0.15329 | 0.19307 | 0.23006 | 0.2315 | 0.23937 | 0 | 0.49186 | 0.38447 | 0.41871 | 0.36308 | 0.38204 | 0.41562 | 0.40391 | 0.41477 | 0.41882 | 0.49734 | 0.49843 | 0.51307 | 10.873
LO3Slow | New | Fixtures | Residential | Lighting | 0.0017187 | 0.0016294 | 13.7338 | -74.4134 | Multifamily - High Rise | WA-Floor/Table_4000 to 7999 lumens | 4.4319e-08 | 1.1209e-07 | 2.4836e-07 | 4.9072e-07 | 8.5842e-07 | 1.3487e-06 | 1.9903e-06 | 2.7607e-06 | 3.6278e-06 | 4.5217e-06 | 5.2136e-06 | 5.9081e-06 | 6.5428e-06 | 7.0498e-06 | 7.2917e-06 | 7.5285e-06 | 7.659e-06 | 7.6662e-06 | 7.6871e-06 | 7.68e-06 | 8.623e-05 | 0.45104 | 0.39263 | 0.37884 | 0.29467 | 0.28967 | 0.27505 | 0.2366 | 0.28 | 0.35267 | 0.42022 | 0.42287 | 0.43723 | 0 | 0.89844 | 0.70227 | 0.76482 | 0.66321 | 0.69783 | 0.75918 | 0.73778 | 0.75762 | 0.76503 | 0.90844 | 0.91045 | 0.93718 | 10.873
LO3Slow | New | Fixtures | Residential | Lighting | 0.00011143 | 0.00010541 | 0.88796 | -38.6656 | Multifamily - High Rise | WA-Ceiling and Wall Flush Mount _0 to 249 lumens | 2.5998e-08 | 6.5752e-08 | 1.4569e-07 | 2.8786e-07 | 5.0355e-07 | 7.9118e-07 | 1.1675e-06 | 1.6194e-06 | 2.1281e-06 | 2.6524e-06 | 3.0583e-06 | 3.4657e-06 | 3.838e-06 | 4.1355e-06 | 4.2774e-06 | 4.4162e-06 | 4.4928e-06 | 4.4971e-06 | 4.5093e-06 | 4.5051e-06 | 5.0583e-05 | 0.029163 | 0.025348 | 0.024434 | 0.019009 | 0.01861 | 0.017647 | 0.015175 | 0.017957 | 0.022636 | 0.027023 | 0.027263 | 0.028318 | 0 | 0.058699 | 0.04584 | 0.049737 | 0.0431 | 0.04499 | 0.048748 | 0.047327 | 0.048596 | 0.049187 | 0.058676 | 0.059099 | 0.061374 | 3.7777
LO3Slow | New | Fixtures | Residential | Lighting | 0.00021828 | 0.0002065 | 1.7395 | -38.6656 | Multifamily - High Rise | WA-Ceiling and Wall Flush Mount _250 to 499 lumens | 2.6405e-07 | 6.6782e-07 | 1.4797e-06 | 2.9237e-06 | 5.1144e-06 | 8.0357e-06 | 1.1858e-05 | 1.6448e-05 | 2.1614e-05 | 2.694e-05 | 3.1062e-05 | 3.52e-05 | 3.8981e-05 | 4.2002e-05 | 4.3443e-05 | 4.4854e-05 | 4.5632e-05 | 4.5675e-05 | 4.5799e-05 | 4.5757e-05 | 0.00051375 | 0.057129 | 0.049656 | 0.047866 | 0.037239 | 0.036457 | 0.03457 | 0.029728 | 0.035178 | 0.044344 | 0.052938 | 0.053408 | 0.055475 | 0 | 0.11499 | 0.089801 | 0.097435 | 0.084432 | 0.088135 | 0.095497 | 0.092713 | 0.095198 | 0.096357 | 0.11495 | 0.11577 | 0.12023 | 3.7777
LO3Slow | New | Fixtures | Residential | Lighting | 0.00041883 | 0.00039623 | 3.3377 | -38.6656 | Multifamily - High Rise | WA-Ceiling and Wall Flush Mount _500 to 999 lumens | 2.6705e-06 | 6.7542e-06 | 1.4965e-05 | 2.9569e-05 | 5.1726e-05 | 8.1271e-05 | 0.00011993 | 0.00016635 | 0.0002186 | 0.00027246 | 0.00031415 | 0.000356 | 0.00039425 | 0.0004248 | 0.00043938 | 0.00045364 | 0.00046151 | 0.00046194 | 0.0004632 | 0.00046277 | 0.005196 | 0.10962 | 0.095277 | 0.091844 | 0.071452 | 0.069952 | 0.066332 | 0.05704 | 0.067498 | 0.085085 | 0.10158 | 0.10248 | 0.10644 | 0 | 0.22064 | 0.17231 | 0.18695 | 0.162 | 0.16911 | 0.18324 | 0.17789 | 0.18266 | 0.18489 | 0.22055 | 0.22214 | 0.23069 | 3.7777
LO3Slow | New | Fixtures | Residential | Lighting | 0.00076781 | 0.00072638 | 6.1187 | -38.6656 | Multifamily - High Rise | WA-Ceiling and Wall Flush Mount _1000 to 1999 lumens | 3.1488e-06 | 7.9638e-06 | 1.7646e-05 | 3.4865e-05 | 6.0989e-05 | 9.5826e-05 | 0.00014141 | 0.00019614 | 0.00025775 | 0.00032126 | 0.00037042 | 0.00041976 | 0.00046486 | 0.00050088 | 0.00051807 | 0.00053489 | 0.00054416 | 0.00054468 | 0.00054616 | 0.00054565 | 0.0061265 | 0.20095 | 0.17466 | 0.16837 | 0.13099 | 0.12824 | 0.1216 | 0.10457 | 0.12374 | 0.15598 | 0.18621 | 0.18786 | 0.19513 | 0 | 0.40449 | 0.31588 | 0.34273 | 0.29699 | 0.31002 | 0.33591 | 0.32612 | 0.33486 | 0.33894 | 0.40433 | 0.40724 | 0.42291 | 3.7777
LO3Slow | New | Fixtures | Residential | Lighting | 0.0014881 | 0.0014078 | 11.8588 | -38.6656 | Multifamily - High Rise | WA-Ceiling and Wall Flush Mount _2000 to 3999 lumens | 2.3928e-06 | 6.0519e-06 | 1.3409e-05 | 2.6495e-05 | 4.6347e-05 | 7.2821e-05 | 0.00010746 | 0.00014905 | 0.00019587 | 0.00024413 | 0.00028149 | 0.00031899 | 0.00035326 | 0.00038063 | 0.00039369 | 0.00040647 | 0.00041352 | 0.00041391 | 0.00041504 | 0.00041466 | 0.0046557 | 0.38947 | 0.33852 | 0.32632 | 0.25387 | 0.24854 | 0.23568 | 0.20267 | 0.23982 | 0.30231 | 0.3609 | 0.3641 | 0.37819 | 0 | 0.78394 | 0.61221 | 0.66425 | 0.5756 | 0.60085 | 0.65104 | 0.63206 | 0.64901 | 0.6569 | 0.78363 | 0.78928 | 0.81966 | 3.7777
LO3Slow | New | Fixtures | Residential | Lighting | 0.0027182 | 0.0025715 | 21.6616 | -38.6656 | Multifamily - High Rise | WA-Ceiling and Wall Flush Mount _4000 to 7999 lumens | 3.1634e-07 | 8.0008e-07 | 1.7728e-06 | 3.5027e-06 | 6.1272e-06 | 9.6271e-06 | 1.4207e-05 | 1.9705e-05 | 2.5895e-05 | 3.2275e-05 | 3.7214e-05 | 4.2171e-05 | 4.6701e-05 | 5.032e-05 | 5.2047e-05 | 5.3737e-05 | 5.4669e-05 | 5.472e-05 | 5.487e-05 | 5.4818e-05 | 0.00061549 | 0.71142 | 0.61835 | 0.59607 | 0.46373 | 0.45399 | 0.4305 | 0.37019 | 0.43806 | 0.55221 | 0.65923 | 0.66507 | 0.69081 | 0 | 1.432 | 1.1183 | 1.2133 | 1.0514 | 1.0975 | 1.1892 | 1.1545 | 1.1855 | 1.1999 | 1.4314 | 1.4417 | 1.4972 | 3.7777
LO3Slow | New | Fixtures | Residential | Lighting | 7.9543e-05 | 7.5085e-05 | 0.63206 | -113.2143 | Multifamily - High Rise | WA-Downlight Fixture_0 to 249 lumens | 4.5684e-10 | 1.1554e-09 | 2.5601e-09 | 5.0584e-09 | 8.8486e-09 | 1.3903e-08 | 2.0516e-08 | 2.8457e-08 | 3.7395e-08 | 4.661e-08 | 5.3742e-08 | 6.0901e-08 | 6.7443e-08 | 7.267e-08 | 7.5163e-08 | 7.7604e-08 | 7.895e-08 | 7.9024e-08 | 7.9239e-08 | 7.9166e-08 | 8.8886e-07 | 0.020759 | 0.018014 | 0.017347 | 0.013498 | 0.013157 | 0.012458 | 0.010709 | 0.012671 | 0.015987 | 0.019124 | 0.019347 | 0.020194 | 0 | 0.042248 | 0.032961 | 0.035623 | 0.030846 | 0.031927 | 0.034444 | 0.033403 | 0.034296 | 0.034802 | 0.041722 | 0.042245 | 0.04428 | 10.01
LO3Slow | New | Fixtures | Residential | Lighting | 0.00015582 | 0.00014709 | 1.2382 | -113.2143 | Multifamily - High Rise | WA-Downlight Fixture_250 to 499 lumens | 5.8262e-08 | 1.4735e-07 | 3.2649e-07 | 6.451e-07 | 1.1285e-06 | 1.7731e-06 | 2.6165e-06 | 3.6292e-06 | 4.7691e-06 | 5.9442e-06 | 6.8538e-06 | 7.7668e-06 | 8.6011e-06 | 9.2677e-06 | 9.5857e-06 | 9.8969e-06 | 1.0069e-05 | 1.0078e-05 | 1.0106e-05 | 1.0096e-05 | 0.00011336 | 0.040667 | 0.035289 | 0.033983 | 0.026443 | 0.025774 | 0.024404 | 0.020978 | 0.024823 | 0.031318 | 0.037464 | 0.037901 | 0.039561 | 0 | 0.082764 | 0.06457 | 0.069785 | 0.060427 | 0.062544 | 0.067475 | 0.065437 | 0.067185 | 0.068177 | 0.081733 | 0.082758 | 0.086744 | 10.01
LO3Slow | New | Fixtures | Residential | Lighting | 0.00029899 | 0.00028223 | 2.3758 | -113.2143 | Multifamily - High Rise | WA-Downlight Fixture_500 to 999 lumens | 2.298e-06 | 5.8121e-06 | 1.2878e-05 | 2.5445e-05 | 4.4511e-05 | 6.9935e-05 | 0.0001032 | 0.00014315 | 0.00018811 | 0.00023446 | 0.00027034 | 0.00030635 | 0.00033926 | 0.00036555 | 0.00037809 | 0.00039037 | 0.00039714 | 0.00039751 | 0.0003986 | 0.00039823 | 0.0044712 | 0.07803 | 0.067711 | 0.065205 | 0.050738 | 0.049455 | 0.046826 | 0.040252 | 0.047629 | 0.060092 | 0.071884 | 0.072722 | 0.075907 | 0 | 0.1588 | 0.12389 | 0.1339 | 0.11594 | 0.12001 | 0.12947 | 0.12556 | 0.12891 | 0.13082 | 0.15683 | 0.15879 | 0.16644 | 10.01
LO3Slow | New | Fixtures | Residential | Lighting | 0.00054811 | 0.0005174 | 4.3554 | -113.2143 | Multifamily - High Rise | WA-Downlight Fixture_1000 to 1999 lumens | 7.4441e-07 | 1.8827e-06 | 4.1716e-06 | 8.2425e-06 | 1.4419e-05 | 2.2655e-05 | 3.3431e-05 | 4.637e-05 | 6.0935e-05 | 7.595e-05 | 8.7571e-05 | 9.9237e-05 | 0.0001099 | 0.00011841 | 0.00012248 | 0.00012645 | 0.00012865 | 0.00012877 | 0.00012912 | 0.000129 | 0.0014484 | 0.14305 | 0.12413 | 0.11954 | 0.093015 | 0.090662 | 0.085843 | 0.073792 | 0.087314 | 0.11016 | 0.13178 | 0.13332 | 0.13916 | 0 | 0.29112 | 0.22713 | 0.24547 | 0.21255 | 0.22 | 0.23734 | 0.23018 | 0.23632 | 0.23982 | 0.2875 | 0.2911 | 0.30513 | 10.01
LO3Slow | New | Fixtures | Residential | Lighting | 0.0010623 | 0.0010028 | 8.4413 | -113.2143 | Multifamily - High Rise | WA-Downlight Fixture_2000 to 3999 lumens | 1.797e-07 | 4.545e-07 | 1.007e-06 | 1.9898e-06 | 3.4807e-06 | 5.4688e-06 | 8.0703e-06 | 1.1194e-05 | 1.471e-05 | 1.8334e-05 | 2.114e-05 | 2.3956e-05 | 2.6529e-05 | 2.8585e-05 | 2.9566e-05 | 3.0526e-05 | 3.1056e-05 | 3.1085e-05 | 3.117e-05 | 3.1141e-05 | 0.00034964 | 0.27724 | 0.24058 | 0.23168 | 0.18027 | 0.17571 | 0.16637 | 0.14302 | 0.16923 | 0.21351 | 0.25541 | 0.25838 | 0.2697 | 0 | 0.56423 | 0.4402 | 0.47576 | 0.41196 | 0.42639 | 0.46 | 0.44611 | 0.45803 | 0.46479 | 0.5572 | 0.56419 | 0.59137 | 10.01
LO3Slow | New | Fixtures | Residential | Lighting | 0.0019404 | 0.0018317 | 15.4191 | -113.2143 | Multifamily - High Rise | WA-Downlight Fixture_4000 to 7999 lumens | 3.9569e-08 | 1.0008e-07 | 2.2174e-07 | 4.3813e-07 | 7.6641e-07 | 1.2042e-06 | 1.777e-06 | 2.4648e-06 | 3.239e-06 | 4.037e-06 | 4.6548e-06 | 5.2749e-06 | 5.8415e-06 | 6.2942e-06 | 6.5102e-06 | 6.7216e-06 | 6.8382e-06 | 6.8446e-06 | 6.8633e-06 | 6.8569e-06 | 7.6988e-05 | 0.50641 | 0.43945 | 0.42318 | 0.32929 | 0.32096 | 0.3039 | 0.26124 | 0.30911 | 0.39 | 0.46653 | 0.47197 | 0.49264 | 0 | 1.0306 | 0.80407 | 0.86902 | 0.75248 | 0.77885 | 0.84025 | 0.81487 | 0.83664 | 0.849 | 1.0178 | 1.0306 | 1.0802 | 10.01
LO3Slow | New | Fixtures | Residential | Lighting | 0.00014232 | 0.00016147 | 0.7969 | -74.5523 | Multifamily - High Rise | WA-Exterior Porch_0 to 249 lumens | 1.4861e-11 | 3.7585e-11 | 8.3279e-11 | 1.6455e-10 | 2.8784e-10 | 4.5225e-10 | 6.6739e-10 | 9.2569e-10 | 1.2165e-09 | 1.5162e-09 | 1.7482e-09 | 1.9811e-09 | 2.1939e-09 | 2.3639e-09 | 2.445e-09 | 2.5244e-09 | 2.5682e-09 | 2.5706e-09 | 2.5776e-09 | 2.5752e-09 | 2.8914e-08 | 0.033708 | 0.029627 | 0.023476 | 0.014018 | 0.013139 | 0.012786 | 0.0093382 | 0.011198 | 0.016702 | 0.027366 | 0.031745 | 0.034314 | 0 | 0.065856 | 0.048778 | 0.042894 | 0.035709 | 0.033338 | 0.032041 | 0.033508 | 0.035278 | 0.041287 | 0.047654 | 0.058505 | 0.064635 | 12.9658
LO3Slow | New | Fixtures | Residential | Lighting | 0.0002788 | 0.00031631 | 1.5611 | -74.5523 | Multifamily - High Rise | WA-Exterior Porch_250 to 499 lumens | 2.9914e-09 | 7.5656e-09 | 1.6763e-08 | 3.3122e-08 | 5.794e-08 | 9.1035e-08 | 1.3434e-07 | 1.8633e-07 | 2.4486e-07 | 3.052e-07 | 3.519e-07 | 3.9878e-07 | 4.4161e-07 | 4.7584e-07 | 4.9216e-07 | 5.0814e-07 | 5.1696e-07 | 5.1744e-07 | 5.1885e-07 | 5.1837e-07 | 5.8202e-06 | 0.066034 | 0.058039 | 0.045989 | 0.027461 | 0.025739 | 0.025047 | 0.018293 | 0.021936 | 0.032719 | 0.05361 | 0.062189 | 0.067221 | 0 | 0.12901 | 0.095555 | 0.084029 | 0.069954 | 0.06531 | 0.062767 | 0.065642 | 0.069108 | 0.080881 | 0.093353 | 0.11461 | 0.12662 | 12.9658
LO3Slow | New | Fixtures | Residential | Lighting | 0.00053494 | 0.00060693 | 2.9954 | -74.5523 | Multifamily - High Rise | WA-Exterior Porch_500 to 999 lumens | 1.3441e-07 | 3.3994e-07 | 7.5321e-07 | 1.4882e-06 | 2.6034e-06 | 4.0904e-06 | 6.0362e-06 | 8.3724e-06 | 1.1002e-05 | 1.3713e-05 | 1.5811e-05 | 1.7918e-05 | 1.9843e-05 | 2.138e-05 | 2.2114e-05 | 2.2832e-05 | 2.3228e-05 | 2.325e-05 | 2.3313e-05 | 2.3291e-05 | 0.00026151 | 0.1267 | 0.11136 | 0.088242 | 0.052691 | 0.049387 | 0.04806 | 0.0351 | 0.04209 | 0.062779 | 0.10286 | 0.11933 | 0.12898 | 0 | 0.24754 | 0.18335 | 0.16123 | 0.13423 | 0.12531 | 0.12043 | 0.12595 | 0.1326 | 0.15519 | 0.17912 | 0.21991 | 0.24295 | 12.9658
LO3Slow | New | Fixtures | Residential | Lighting | 0.00098067 | 0.0011126 | 5.4913 | -74.5523 | Multifamily - High Rise | WA-Exterior Porch_1000 to 1999 lumens | 2.4585e-07 | 6.218e-07 | 1.3777e-06 | 2.7222e-06 | 4.762e-06 | 7.482e-06 | 1.1041e-05 | 1.5314e-05 | 2.0125e-05 | 2.5083e-05 | 2.8922e-05 | 3.2775e-05 | 3.6295e-05 | 3.9108e-05 | 4.045e-05 | 4.1763e-05 | 4.2488e-05 | 4.2528e-05 | 4.2644e-05 | 4.2604e-05 | 0.00047835 | 0.23228 | 0.20415 | 0.16177 | 0.096594 | 0.090538 | 0.088105 | 0.064347 | 0.07716 | 0.11509 | 0.18857 | 0.21875 | 0.23645 | 0 | 0.4538 | 0.33612 | 0.29557 | 0.24607 | 0.22973 | 0.22079 | 0.2309 | 0.24309 | 0.2845 | 0.32837 | 0.40315 | 0.44539 | 12.9658
LO3Slow | New | Fixtures | Residential | Lighting | 0.0019007 | 0.0021564 | 10.6428 | -74.5523 | Multifamily - High Rise | WA-Exterior Porch_2000 to 3999 lumens | 1.9306e-07 | 4.8829e-07 | 1.0819e-06 | 2.1377e-06 | 3.7395e-06 | 5.8755e-06 | 8.6704e-06 | 1.2026e-05 | 1.5804e-05 | 1.9698e-05 | 2.2712e-05 | 2.5737e-05 | 2.8502e-05 | 3.0711e-05 | 3.1765e-05 | 3.2796e-05 | 3.3365e-05 | 3.3396e-05 | 3.3487e-05 | 3.3456e-05 | 0.00037564 | 0.45018 | 0.39568 | 0.31353 | 0.18721 | 0.17547 | 0.17076 | 0.12471 | 0.14955 | 0.22306 | 0.36548 | 0.42397 | 0.45827 | 0 | 0.87952 | 0.65144 | 0.57286 | 0.47691 | 0.44524 | 0.42791 | 0.44751 | 0.47114 | 0.5514 | 0.63642 | 0.78135 | 0.86322 | 12.9658
LO3Slow | New | Fixtures | Residential | Lighting | 0.0034718 | 0.003939 | 19.4403 | -74.5523 | Multifamily - High Rise | WA-Exterior Porch_4000 to 7999 lumens | 1.5477e-08 | 3.9144e-08 | 8.6733e-08 | 1.7137e-07 | 2.9978e-07 | 4.7101e-07 | 6.9507e-07 | 9.6409e-07 | 1.2669e-06 | 1.5791e-06 | 1.8207e-06 | 2.0633e-06 | 2.2849e-06 | 2.462e-06 | 2.5464e-06 | 2.6291e-06 | 2.6747e-06 | 2.6772e-06 | 2.6845e-06 | 2.682e-06 | 3.0114e-05 | 0.82231 | 0.72275 | 0.57269 | 0.34196 | 0.32052 | 0.31191 | 0.2278 | 0.27316 | 0.40744 | 0.66759 | 0.77442 | 0.83709 | 0 | 1.6066 | 1.1899 | 1.0464 | 0.87113 | 0.81329 | 0.78163 | 0.81742 | 0.86059 | 1.0072 | 1.1625 | 1.4272 | 1.5768 | 12.9658
LO3Slow | New | Fixtures | Residential | Lighting | 0.00011634 | 0.00013606 | 0.64697 | -110.8801 | Multifamily - High Rise | WA-Chandelier/Pendant_0 to 249 lumens | 3.041e-09 | 7.6913e-09 | 1.7042e-08 | 3.3672e-08 | 5.8902e-08 | 9.2547e-08 | 1.3657e-07 | 1.8943e-07 | 2.4893e-07 | 3.1026e-07 | 3.5774e-07 | 4.054e-07 | 4.4895e-07 | 4.8374e-07 | 5.0034e-07 | 5.1658e-07 | 5.2554e-07 | 5.2604e-07 | 5.2747e-07 | 5.2698e-07 | 5.9169e-06 | 0.027987 | 0.024969 | 0.019729 | 0.011516 | 0.011442 | 0.011362 | 0.0083335 | 0.010003 | 0.014757 | 0.023802 | 0.027082 | 0.028157 | 0 | 0.049031 | 0.036299 | 0.03207 | 0.026756 | 0.027645 | 0.028087 | 0.029848 | 0.031464 | 0.035779 | 0.038806 | 0.045838 | 0.046208 | 5.9597
LO3Slow | New | Fixtures | Residential | Lighting | 0.00022792 | 0.00026653 | 1.2674 | -110.8801 | Multifamily - High Rise | WA-Chandelier/Pendant_250 to 499 lumens | 2.821e-08 | 7.1347e-08 | 1.5809e-07 | 3.1235e-07 | 5.464e-07 | 8.585e-07 | 1.2669e-06 | 1.7572e-06 | 2.3092e-06 | 2.8781e-06 | 3.3185e-06 | 3.7606e-06 | 4.1646e-06 | 4.4874e-06 | 4.6413e-06 | 4.792e-06 | 4.8751e-06 | 4.8797e-06 | 4.893e-06 | 4.8885e-06 | 5.4887e-05 | 0.054826 | 0.048914 | 0.038649 | 0.022559 | 0.022414 | 0.022258 | 0.016325 | 0.019596 | 0.028909 | 0.046628 | 0.053053 | 0.05516 | 0 | 0.096051 | 0.071109 | 0.062825 | 0.052415 | 0.054155 | 0.055022 | 0.058472 | 0.061638 | 0.07009 | 0.07602 | 0.089796 | 0.09052 | 5.9597
LO3Slow | New | Fixtures | Residential | Lighting | 0.00043732 | 0.00051142 | 2.4318 | -110.8801 | Multifamily - High Rise | WA-Chandelier/Pendant_500 to 999 lumens | 2.678e-07 | 6.773e-07 | 1.5007e-06 | 2.9652e-06 | 5.187e-06 | 8.1498e-06 | 1.2027e-05 | 1.6681e-05 | 2.1921e-05 | 2.7322e-05 | 3.1503e-05 | 3.57e-05 | 3.9535e-05 | 4.2599e-05 | 4.406e-05 | 4.5491e-05 | 4.628e-05 | 4.6323e-05 | 4.645e-05 | 4.6406e-05 | 0.00052104 | 0.1052 | 0.093854 | 0.074158 | 0.043286 | 0.043007 | 0.042708 | 0.031324 | 0.0376 | 0.055468 | 0.089468 | 0.1018 | 0.10584 | 0 | 0.1843 | 0.13644 | 0.12055 | 0.10057 | 0.10391 | 0.10557 | 0.11219 | 0.11827 | 0.13449 | 0.14586 | 0.1723 | 0.17369 | 5.9597
LO3Slow | New | Fixtures | Residential | Lighting | 0.0008017 | 0.00093754 | 4.4581 | -110.8801 | Multifamily - High Rise | WA-Chandelier/Pendant_1000 to 1999 lumens | 3.4989e-07 | 8.8492e-07 | 1.9607e-06 | 3.8741e-06 | 6.777e-06 | 1.0648e-05 | 1.5713e-05 | 2.1795e-05 | 2.8641e-05 | 3.5697e-05 | 4.116e-05 | 4.6643e-05 | 5.1654e-05 | 5.5657e-05 | 5.7566e-05 | 5.9435e-05 | 6.0466e-05 | 6.0523e-05 | 6.0688e-05 | 6.0632e-05 | 0.00068076 | 0.19285 | 0.17206 | 0.13595 | 0.079354 | 0.078841 | 0.078294 | 0.057425 | 0.06893 | 0.10169 | 0.16402 | 0.18662 | 0.19403 | 0 | 0.33786 | 0.25013 | 0.22099 | 0.18437 | 0.19049 | 0.19354 | 0.20567 | 0.21681 | 0.24654 | 0.2674 | 0.31586 | 0.31841 | 5.9597
LO3Slow | New | Fixtures | Residential | Lighting | 0.0015538 | 0.0018171 | 8.6404 | -110.8801 | Multifamily - High Rise | WA-Chandelier/Pendant_2000 to 3999 lumens | 5.776e-07 | 1.4608e-06 | 3.2368e-06 | 6.3955e-06 | 1.1188e-05 | 1.7578e-05 | 2.5939e-05 | 3.5979e-05 | 4.728e-05 | 5.893e-05 | 6.7947e-05 | 7.6999e-05 | 8.527e-05 | 9.1879e-05 | 9.5031e-05 | 9.8117e-05 | 9.9818e-05 | 9.9912e-05 | 0.00010018 | 0.00010009 | 0.0011238 | 0.37377 | 0.33347 | 0.26348 | 0.1538 | 0.1528 | 0.15174 | 0.1113 | 0.13359 | 0.19708 | 0.31788 | 0.36169 | 0.37605 | 0 | 0.65482 | 0.48478 | 0.4283 | 0.35733 | 0.3692 | 0.3751 | 0.39862 | 0.42021 | 0.47783 | 0.51826 | 0.61217 | 0.61711 | 5.9597
LO3Slow | New | Fixtures | Residential | Lighting | 0.0028382 | 0.0033191 | 15.7827 | -110.8801 | Multifamily - High Rise | WA-Chandelier/Pendant_4000 to 7999 lumens | 3.0516e-07 | 7.7181e-07 | 1.7101e-06 | 3.3789e-06 | 5.9108e-06 | 9.287e-06 | 1.3705e-05 | 1.9009e-05 | 2.498e-05 | 3.1135e-05 | 3.5899e-05 | 4.0681e-05 | 4.5051e-05 | 4.8543e-05 | 5.0208e-05 | 5.1838e-05 | 5.2737e-05 | 5.2787e-05 | 5.2931e-05 | 5.2882e-05 | 0.00059375 | 0.68273 | 0.60911 | 0.48129 | 0.28093 | 0.27911 | 0.27718 | 0.2033 | 0.24403 | 0.35999 | 0.58065 | 0.66066 | 0.68689 | 0 | 1.1961 | 0.88551 | 0.78234 | 0.65271 | 0.67439 | 0.68517 | 0.72813 | 0.76757 | 0.87281 | 0.94666 | 1.1182 | 1.1272 | 5.9597
LO3Slow | New | Fixtures | Residential | Lighting | 2.898e-05 | 2.7142e-05 | 0.22794 | 9.8699 | Multifamily - High Rise | WA-Linear Flush Mount_0 to 249 lumens | 8.7385e-10 | 2.2101e-09 | 4.897e-09 | 9.6757e-09 | 1.6926e-08 | 2.6593e-08 | 3.9244e-08 | 5.4433e-08 | 7.153e-08 | 8.9155e-08 | 1.028e-07 | 1.1649e-07 | 1.2901e-07 | 1.39e-07 | 1.4377e-07 | 1.4844e-07 | 1.5102e-07 | 1.5116e-07 | 1.5157e-07 | 1.5143e-07 | 1.7002e-06 | 0.007487 | 0.006459 | 0.0061971 | 0.0048257 | 0.0046285 | 0.0043584 | 0.0037415 | 0.0044261 | 0.0056027 | 0.0067528 | 0.0069007 | 0.0073306 | 0 | 0.015836 | 0.012314 | 0.01313 | 0.01134 | 0.011387 | 0.01209 | 0.011678 | 0.011986 | 0.01228 | 0.014988 | 0.015464 | 0.016735 | 1.6464
LO3Slow | New | Fixtures | Residential | Lighting | 5.6772e-05 | 5.3172e-05 | 0.44653 | 9.8699 | Multifamily - High Rise | WA-Linear Flush Mount_250 to 499 lumens | 2.3146e-08 | 5.854e-08 | 1.2971e-07 | 2.5628e-07 | 4.4832e-07 | 7.0439e-07 | 1.0395e-06 | 1.4418e-06 | 1.8946e-06 | 2.3615e-06 | 2.7228e-06 | 3.0856e-06 | 3.417e-06 | 3.6818e-06 | 3.8082e-06 | 3.9318e-06 | 4e-06 | 4.0038e-06 | 4.0147e-06 | 4.0109e-06 | 4.5034e-05 | 0.014667 | 0.012653 | 0.01214 | 0.0094535 | 0.0090671 | 0.008538 | 0.0073295 | 0.0086706 | 0.010976 | 0.013229 | 0.013518 | 0.01436 | 0 | 0.031023 | 0.024123 | 0.025721 | 0.022214 | 0.022307 | 0.023685 | 0.022877 | 0.02348 | 0.024055 | 0.029361 | 0.030294 | 0.032784 | 1.6464
LO3Slow | New | Fixtures | Residential | Lighting | 0.00010893 | 0.00010202 | 0.85678 | 9.8699 | Multifamily - High Rise | WA-Linear Flush Mount_500 to 999 lumens | 4.542e-07 | 1.1487e-06 | 2.5453e-06 | 5.0291e-06 | 8.7974e-06 | 1.3822e-05 | 2.0398e-05 | 2.8292e-05 | 3.7179e-05 | 4.634e-05 | 5.3431e-05 | 6.0549e-05 | 6.7053e-05 | 7.2249e-05 | 7.4728e-05 | 7.7155e-05 | 7.8493e-05 | 7.8567e-05 | 7.8781e-05 | 7.8708e-05 | 0.00088372 | 0.028142 | 0.024278 | 0.023294 | 0.018139 | 0.017398 | 0.016382 | 0.014064 | 0.016637 | 0.021059 | 0.025382 | 0.025938 | 0.027554 | 0 | 0.059525 | 0.046286 | 0.049352 | 0.042623 | 0.042802 | 0.045445 | 0.043896 | 0.045053 | 0.046157 | 0.056337 | 0.058127 | 0.062904 | 1.6464
LO3Slow | New | Fixtures | Residential | Lighting | 0.0001997 | 0.00018703 | 1.5707 | 9.8699 | Multifamily - High Rise | WA-Linear Flush Mount_1000 to 1999 lumens | 7.3646e-07 | 1.8626e-06 | 4.1271e-06 | 8.1545e-06 | 1.4265e-05 | 2.2413e-05 | 3.3074e-05 | 4.5875e-05 | 6.0284e-05 | 7.5138e-05 | 8.6636e-05 | 9.8177e-05 | 0.00010872 | 0.00011715 | 0.00012117 | 0.0001251 | 0.00012727 | 0.00012739 | 0.00012774 | 0.00012762 | 0.0014329 | 0.051591 | 0.044508 | 0.042703 | 0.033253 | 0.031894 | 0.030033 | 0.025782 | 0.030499 | 0.038607 | 0.046532 | 0.047551 | 0.050513 | 0 | 0.10912 | 0.084852 | 0.090474 | 0.078139 | 0.078467 | 0.083312 | 0.080471 | 0.082593 | 0.084616 | 0.10328 | 0.10656 | 0.11532 | 1.6464
LO3Slow | New | Fixtures | Residential | Lighting | 0.00038704 | 0.00036249 | 3.0442 | 9.8699 | Multifamily - High Rise | WA-Linear Flush Mount_2000 to 3999 lumens | 2.3632e-07 | 5.9769e-07 | 1.3243e-06 | 2.6167e-06 | 4.5773e-06 | 7.1918e-06 | 1.0613e-05 | 1.4721e-05 | 1.9344e-05 | 2.4111e-05 | 2.78e-05 | 3.1504e-05 | 3.4888e-05 | 3.7592e-05 | 3.8881e-05 | 4.0144e-05 | 4.084e-05 | 4.0878e-05 | 4.099e-05 | 4.0952e-05 | 0.0004598 | 0.09999 | 0.086262 | 0.082764 | 0.064448 | 0.061814 | 0.058207 | 0.049968 | 0.059111 | 0.074825 | 0.090185 | 0.09216 | 0.097901 | 0 | 0.2115 | 0.16445 | 0.17535 | 0.15144 | 0.15208 | 0.16147 | 0.15596 | 0.16008 | 0.164 | 0.20017 | 0.20653 | 0.2235 | 1.6464
LO3Slow | New | Fixtures | Residential | Lighting | 0.00070697 | 0.00066213 | 5.5605 | 9.8699 | Multifamily - High Rise | WA-Linear Flush Mount_4000 to 7999 lumens | 3.998e-08 | 1.0112e-07 | 2.2405e-07 | 4.4268e-07 | 7.7438e-07 | 1.2167e-06 | 1.7955e-06 | 2.4904e-06 | 3.2726e-06 | 4.079e-06 | 4.7032e-06 | 5.3297e-06 | 5.9022e-06 | 6.3596e-06 | 6.5778e-06 | 6.7914e-06 | 6.9092e-06 | 6.9157e-06 | 6.9346e-06 | 6.9281e-06 | 7.7788e-05 | 0.18264 | 0.15757 | 0.15118 | 0.11772 | 0.11291 | 0.10632 | 0.091273 | 0.10797 | 0.13668 | 0.16473 | 0.16834 | 0.17883 | 0 | 0.38632 | 0.3004 | 0.3203 | 0.27663 | 0.27779 | 0.29494 | 0.28488 | 0.2924 | 0.29956 | 0.36563 | 0.37725 | 0.40825 | 1.6464
LO3Slow | New | Fixtures | Residential | Lighting | 2.1873e-05 | 2.0242e-05 | 0.16937 | 18.1824 | Multifamily - High Rise | WA-Linear Shop_0 to 249 lumens | 4.6951e-10 | 1.1875e-09 | 2.6311e-09 | 5.1987e-09 | 9.094e-09 | 1.4289e-08 | 2.1085e-08 | 2.9246e-08 | 3.8433e-08 | 4.7902e-08 | 5.5232e-08 | 6.259e-08 | 6.9314e-08 | 7.4686e-08 | 7.7248e-08 | 7.9756e-08 | 8.114e-08 | 8.1216e-08 | 8.1437e-08 | 8.1362e-08 | 9.1352e-07 | 0.005564 | 0.0047565 | 0.0045372 | 0.0035372 | 0.0033056 | 0.0030843 | 0.0026418 | 0.0031239 | 0.0039762 | 0.0048523 | 0.0050398 | 0.005502 | 0 | 0.012457 | 0.0096407 | 0.010081 | 0.0086736 | 0.0083159 | 0.0086034 | 0.0082545 | 0.0084675 | 0.0088128 | 0.01107 | 0.011754 | 0.013315 | 1.2998
LO3Slow | New | Fixtures | Residential | Lighting | 4.2848e-05 | 3.9655e-05 | 0.33179 | 18.1824 | Multifamily - High Rise | WA-Linear Shop_250 to 499 lumens | 0 | 0 | 0 | 0 | 0 | 0 | 0 | 0 | 0 | 0 | 0 | 0 | 0 | 0 | 0 | 0 | 0 | 0 | 0 | 0 | 0 | 0.0109 | 0.0093179 | 0.0088884 | 0.0069294 | 0.0064756 | 0.0060422 | 0.0051753 | 0.0061197 | 0.0077893 | 0.0095056 | 0.0098729 | 0.010778 | 0 | 0.024402 | 0.018886 | 0.019749 | 0.016991 | 0.016291 | 0.016854 | 0.01617 | 0.016588 | 0.017264 | 0.021686 | 0.023026 | 0.026085 | 1.2998
LO3Slow | New | Fixtures | Residential | Lighting | 8.2216e-05 | 7.6087e-05 | 0.63662 | 18.1824 | Multifamily - High Rise | WA-Linear Shop_500 to 999 lumens | 4.8881e-10 | 1.2363e-09 | 2.7392e-09 | 5.4123e-09 | 9.4678e-09 | 1.4876e-08 | 2.1952e-08 | 3.0448e-08 | 4.0012e-08 | 4.9871e-08 | 5.7502e-08 | 6.5162e-08 | 7.2162e-08 | 7.7755e-08 | 8.0423e-08 | 8.3034e-08 | 8.4474e-08 | 8.4553e-08 | 8.4784e-08 | 8.4705e-08 | 9.5106e-07 | 0.020914 | 0.017879 | 0.017055 | 0.013296 | 0.012425 | 0.011593 | 0.0099302 | 0.011742 | 0.014946 | 0.018239 | 0.018944 | 0.020681 | 0 | 0.046822 | 0.036238 | 0.037894 | 0.032602 | 0.031258 | 0.032339 | 0.031027 | 0.031828 | 0.033126 | 0.04161 | 0.044182 | 0.05005 | 1.2998
LO3Slow | New | Fixtures | Residential | Lighting | 0.00015072 | 0.00013949 | 1.1671 | 18.1824 | Multifamily - High Rise | WA-Linear Shop_1000 to 1999 lumens | 1.1301e-10 | 2.8582e-10 | 6.3329e-10 | 1.2513e-09 | 2.1889e-09 | 3.4392e-09 | 5.0751e-09 | 7.0394e-09 | 9.2505e-09 | 1.153e-08 | 1.3294e-08 | 1.5065e-08 | 1.6683e-08 | 1.7976e-08 | 1.8593e-08 | 1.9197e-08 | 1.953e-08 | 1.9548e-08 | 1.9601e-08 | 1.9583e-08 | 2.1988e-07 | 0.03834 | 0.032776 | 0.031265 | 0.024374 | 0.022778 | 0.021254 | 0.018204 | 0.021526 | 0.027399 | 0.033436 | 0.034728 | 0.037913 | 0 | 0.085836 | 0.066432 | 0.069468 | 0.059768 | 0.057303 | 0.059284 | 0.05688 | 0.058347 | 0.060727 | 0.076281 | 0.080996 | 0.091754 | 1.2998
LO3Slow | New | Fixtures | Residential | Lighting | 0.00029211 | 0.00027034 | 2.2619 | 18.1824 | Multifamily - High Rise | WA-Linear Shop_2000 to 3999 lumens | 0 | 0 | 0 | 0 | 0 | 0 | 0 | 0 | 0 | 0 | 0 | 0 | 0 | 0 | 0 | 0 | 0 | 0 | 0 | 0 | 0 | 0.074308 | 0.063524 | 0.060596 | 0.04724 | 0.044147 | 0.041192 | 0.035282 | 0.04172 | 0.053103 | 0.064803 | 0.067307 | 0.07348 | 0 | 0.16636 | 0.12875 | 0.13464 | 0.11584 | 0.11106 | 0.1149 | 0.11024 | 0.11308 | 0.1177 | 0.14784 | 0.15698 | 0.17783 | 1.2998
LO3Slow | New | Fixtures | Residential | Lighting | 0.00053358 | 0.00049381 | 4.1317 | 18.1824 | Multifamily - High Rise | WA-Linear Shop_4000 to 7999 lumens | 6.365e-09 | 1.6098e-08 | 3.5669e-08 | 7.0476e-08 | 1.2328e-07 | 1.937e-07 | 2.8585e-07 | 3.9648e-07 | 5.2102e-07 | 6.4939e-07 | 7.4876e-07 | 8.4851e-07 | 9.3966e-07 | 1.0125e-06 | 1.0472e-06 | 1.0812e-06 | 1.1e-06 | 1.101e-06 | 1.104e-06 | 1.103e-06 | 1.2384e-05 | 0.13573 | 0.11603 | 0.11068 | 0.08629 | 0.080639 | 0.075242 | 0.064447 | 0.076207 | 0.096999 | 0.11837 | 0.12294 | 0.13422 | 0 | 0.30388 | 0.23518 | 0.24593 | 0.21159 | 0.20287 | 0.20988 | 0.20137 | 0.20656 | 0.21499 | 0.27005 | 0.28674 | 0.32483 | 1.2998
LO3Slow | New | Fixtures | Residential | Lighting | 0.00021426 | 0.00020326 | 1.7136 | -53.1118 | Multifamily - High Rise | WA-Track_0 to 249 lumens | 0 | 0 | 0 | 0 | 0 | 0 | 0 | 0 | 0 | 0 | 0 | 0 | 0 | 0 | 0 | 0 | 0 | 0 | 0 | 0 | 0 | 0.056276 | 0.049013 | 0.047306 | 0.036794 | 0.036217 | 0.034405 | 0.029598 | 0.035027 | 0.044107 | 0.052524 | 0.052811 | 0.054523 | 0 | 0.11172 | 0.08735 | 0.095246 | 0.082612 | 0.087151 | 0.094937 | 0.09229 | 0.094775 | 0.095627 | 0.11339 | 0.11345 | 0.11644 | 5.26
LO3Slow | New | Fixtures | Residential | Lighting | 0.00041973 | 0.00039818 | 3.3569 | -53.1118 | Multifamily - High Rise | WA-Track_250 to 499 lumens | 1.2212e-08 | 3.0885e-08 | 6.8434e-08 | 1.3521e-07 | 2.3653e-07 | 3.7164e-07 | 5.4842e-07 | 7.6068e-07 | 9.9961e-07 | 1.2459e-06 | 1.4366e-06 | 1.6279e-06 | 1.8028e-06 | 1.9425e-06 | 2.0092e-06 | 2.0744e-06 | 2.1104e-06 | 2.1124e-06 | 2.1181e-06 | 2.1162e-06 | 2.376e-05 | 0.11024 | 0.096016 | 0.092672 | 0.072079 | 0.070948 | 0.067399 | 0.057983 | 0.068618 | 0.086405 | 0.10289 | 0.10346 | 0.10681 | 0 | 0.21885 | 0.17112 | 0.18659 | 0.16184 | 0.17073 | 0.18598 | 0.1808 | 0.18566 | 0.18733 | 0.22212 | 0.22225 | 0.22811 | 5.26
LO3Slow | New | Fixtures | Residential | Lighting | 0.00080537 | 0.00076401 | 6.4411 | -53.1118 | Multifamily - High Rise | WA-Track_500 to 999 lumens | 1.4797e-07 | 3.7424e-07 | 8.2921e-07 | 1.6384e-06 | 2.866e-06 | 4.5031e-06 | 6.6452e-06 | 9.2171e-06 | 1.2112e-05 | 1.5097e-05 | 1.7407e-05 | 1.9726e-05 | 2.1845e-05 | 2.3537e-05 | 2.4345e-05 | 2.5136e-05 | 2.5571e-05 | 2.5595e-05 | 2.5665e-05 | 2.5641e-05 | 0.0002879 | 0.21153 | 0.18423 | 0.17782 | 0.1383 | 0.13613 | 0.12932 | 0.11125 | 0.13166 | 0.16579 | 0.19743 | 0.19851 | 0.20494 | 0 | 0.41992 | 0.32833 | 0.35801 | 0.31052 | 0.32758 | 0.35685 | 0.3469 | 0.35624 | 0.35945 | 0.42619 | 0.42644 | 0.43769 | 5.26
LO3Slow | New | Fixtures | Residential | Lighting | 0.0014764 | 0.0014006 | 11.808 | -53.1118 | Multifamily - High Rise | WA-Track_1000 to 1999 lumens | 2.3713e-07 | 5.9974e-07 | 1.3289e-06 | 2.6256e-06 | 4.593e-06 | 7.2165e-06 | 1.0649e-05 | 1.4771e-05 | 1.9411e-05 | 2.4194e-05 | 2.7896e-05 | 3.1612e-05 | 3.5008e-05 | 3.7721e-05 | 3.9015e-05 | 4.0282e-05 | 4.098e-05 | 4.1019e-05 | 4.1131e-05 | 4.1092e-05 | 0.00046138 | 0.38779 | 0.33774 | 0.32598 | 0.25354 | 0.24956 | 0.23708 | 0.20396 | 0.24137 | 0.30393 | 0.36193 | 0.36391 | 0.37571 | 0 | 0.76981 | 0.60191 | 0.65632 | 0.56926 | 0.60054 | 0.65419 | 0.63595 | 0.65307 | 0.65895 | 0.78131 | 0.78177 | 0.80238 | 5.26
LO3Slow | New | Fixtures | Residential | Lighting | 0.0028615 | 0.0027146 | 22.8853 | -53.1118 | Multifamily - High Rise | WA-Track_2000 to 3999 lumens | 3.0006e-07 | 7.589e-07 | 1.6815e-06 | 3.3224e-06 | 5.8119e-06 | 9.1316e-06 | 1.3475e-05 | 1.8691e-05 | 2.4562e-05 | 3.0614e-05 | 3.5298e-05 | 4.0001e-05 | 4.4298e-05 | 4.7731e-05 | 4.9368e-05 | 5.0971e-05 | 5.1855e-05 | 5.1904e-05 | 5.2046e-05 | 5.1997e-05 | 0.00058382 | 0.75158 | 0.65458 | 0.63178 | 0.49139 | 0.48368 | 0.45948 | 0.39529 | 0.4678 | 0.58906 | 0.70147 | 0.7053 | 0.72817 | 0 | 1.492 | 1.1666 | 1.272 | 1.1033 | 1.1639 | 1.2679 | 1.2326 | 1.2657 | 1.2771 | 1.5143 | 1.5152 | 1.5551 | 5.26
LO3Slow | New | Fixtures | Residential | Lighting | 0.0052269 | 0.0049585 | 41.8027 | -53.1118 | Multifamily - High Rise | WA-Track_4000 to 7999 lumens | 1.3438e-07 | 3.3987e-07 | 7.5307e-07 | 1.4879e-06 | 2.6029e-06 | 4.0896e-06 | 6.035e-06 | 8.3708e-06 | 1.1e-05 | 1.371e-05 | 1.5808e-05 | 1.7914e-05 | 1.9839e-05 | 2.1376e-05 | 2.211e-05 | 2.2828e-05 | 2.3224e-05 | 2.3245e-05 | 2.3309e-05 | 2.3287e-05 | 0.00026146 | 1.3729 | 1.1957 | 1.154 | 0.89758 | 0.8835 | 0.8393 | 0.72205 | 0.85449 | 1.076 | 1.2813 | 1.2883 | 1.3301 | 0 | 2.7253 | 2.1309 | 2.3235 | 2.0153 | 2.126 | 2.316 | 2.2514 | 2.312 | 2.3328 | 2.766 | 2.7676 | 2.8406 | 5.26
LO3Slow | New | Fixtures | Residential | Lighting | 9.9203e-05 | 9.4046e-05 | 0.7927 | -67.4067 | Manufactured | ID/MT/OR-Floor/Table_0 to 249 lumens | 3.2112e-08 | 8.4032e-08 | 1.9098e-07 | 3.8596e-07 | 6.8888e-07 | 1.1057e-06 | 1.6649e-06 | 2.3513e-06 | 3.1499e-06 | 4.0045e-06 | 4.7199e-06 | 5.4638e-06 | 6.1667e-06 | 6.773e-06 | 7.1394e-06 | 7.5041e-06 | 7.7714e-06 | 7.9304e-06 | 8.1189e-06 | 8.2631e-06 | 8.3509e-05 | 0.026033 | 0.022662 | 0.021866 | 0.017008 | 0.016719 | 0.015876 | 0.013656 | 0.016161 | 0.020356 | 0.024255 | 0.024407 | 0.025237 | 0 | 0.051857 | 0.040534 | 0.044144 | 0.03828 | 0.040278 | 0.043819 | 0.042584 | 0.043729 | 0.044156 | 0.052434 | 0.05255 | 0.054093 | 8.9725
LO3Slow | New | Fixtures | Residential | Lighting | 0.00019434 | 0.00018423 | 1.5529 | -67.4067 | Manufactured | ID/MT/OR-Floor/Table_250 to 499 lumens | 1.9804e-07 | 5.1824e-07 | 1.1778e-06 | 2.3803e-06 | 4.2485e-06 | 6.8193e-06 | 1.0268e-05 | 1.4501e-05 | 1.9426e-05 | 2.4696e-05 | 2.9109e-05 | 3.3696e-05 | 3.8031e-05 | 4.177e-05 | 4.403e-05 | 4.6279e-05 | 4.7928e-05 | 4.8908e-05 | 5.0071e-05 | 5.096e-05 | 0.00051501 | 0.050999 | 0.044395 | 0.042836 | 0.033319 | 0.032753 | 0.0311 | 0.026753 | 0.031659 | 0.039876 | 0.047515 | 0.047814 | 0.049438 | 0 | 0.10159 | 0.079407 | 0.086478 | 0.07499 | 0.078904 | 0.085841 | 0.083422 | 0.085665 | 0.086502 | 0.10272 | 0.10295 | 0.10597 | 8.9725
LO3Slow | New | Fixtures | Residential | Lighting | 0.00037289 | 0.0003535 | 2.9796 | -67.4067 | Manufactured | ID/MT/OR-Floor/Table_500 to 999 lumens | 1.5841e-06 | 4.1455e-06 | 9.4216e-06 | 1.904e-05 | 3.3984e-05 | 5.4549e-05 | 8.2135e-05 | 0.00011599 | 0.00015539 | 0.00019755 | 0.00023284 | 0.00026954 | 0.00030422 | 0.00033413 | 0.0003522 | 0.0003702 | 0.00038338 | 0.00039122 | 0.00040052 | 0.00040764 | 0.0041197 | 0.097855 | 0.085183 | 0.082191 | 0.063931 | 0.062845 | 0.059674 | 0.051332 | 0.060746 | 0.076513 | 0.09117 | 0.091743 | 0.09486 | 0 | 0.19492 | 0.15236 | 0.16593 | 0.14389 | 0.1514 | 0.16471 | 0.16007 | 0.16437 | 0.16598 | 0.19709 | 0.19753 | 0.20333 | 8.9725
LO3Slow | New | Fixtures | Residential | Lighting | 0.00068359 | 0.00064805 | 5.4623 | -67.4067 | Manufactured | ID/MT/OR-Floor/Table_1000 to 1999 lumens | 1.7269e-06 | 4.5189e-06 | 1.027e-05 | 2.0755e-05 | 3.7046e-05 | 5.9463e-05 | 8.9533e-05 | 0.00012644 | 0.00016939 | 0.00021535 | 0.00025382 | 0.00029382 | 0.00033162 | 0.00036423 | 0.00038393 | 0.00040354 | 0.00041792 | 0.00042646 | 0.0004366 | 0.00044436 | 0.0044908 | 0.17939 | 0.15616 | 0.15068 | 0.1172 | 0.11521 | 0.1094 | 0.094103 | 0.11136 | 0.14027 | 0.16713 | 0.16819 | 0.1739 | 0 | 0.35733 | 0.27931 | 0.30419 | 0.26378 | 0.27755 | 0.30195 | 0.29344 | 0.30133 | 0.30427 | 0.36131 | 0.36211 | 0.37274 | 8.9725
LO3Slow | New | Fixtures | Residential | Lighting | 0.0013249 | 0.001256 | 10.5866 | -67.4067 | Manufactured | ID/MT/OR-Floor/Table_2000 to 3999 lumens | 4.1872e-07 | 1.0957e-06 | 2.4903e-06 | 5.0326e-06 | 8.9826e-06 | 1.4418e-05 | 2.171e-05 | 3.0659e-05 | 4.1073e-05 | 5.2216e-05 | 6.1544e-05 | 7.1244e-05 | 8.041e-05 | 8.8316e-05 | 9.3092e-05 | 9.7849e-05 | 0.00010133 | 0.00010341 | 0.00010586 | 0.00010774 | 0.0010889 | 0.34768 | 0.30266 | 0.29203 | 0.22715 | 0.22329 | 0.21202 | 0.18238 | 0.21583 | 0.27185 | 0.32393 | 0.32597 | 0.33704 | 0 | 0.69256 | 0.54135 | 0.58956 | 0.51124 | 0.53792 | 0.58522 | 0.56872 | 0.58401 | 0.58972 | 0.70027 | 0.70182 | 0.72242 | 8.9725
LO3Slow | New | Fixtures | Residential | Lighting | 0.0024201 | 0.0022942 | 19.3377 | -67.4067 | Manufactured | ID/MT/OR-Floor/Table_4000 to 7999 lumens | 3.3885e-08 | 8.8672e-08 | 2.0153e-07 | 4.0727e-07 | 7.2692e-07 | 1.1668e-06 | 1.7569e-06 | 2.4811e-06 | 3.3239e-06 | 4.2256e-06 | 4.9805e-06 | 5.7655e-06 | 6.5072e-06 | 7.147e-06 | 7.5336e-06 | 7.9185e-06 | 8.2006e-06 | 8.3683e-06 | 8.5672e-06 | 8.7193e-06 | 8.812e-05 | 0.63508 | 0.55284 | 0.53342 | 0.41491 | 0.40786 | 0.38729 | 0.33315 | 0.39425 | 0.49657 | 0.59169 | 0.59542 | 0.61564 | 0 | 1.265 | 0.98883 | 1.0769 | 0.93383 | 0.98258 | 1.069 | 1.0388 | 1.0668 | 1.0772 | 1.2791 | 1.282 | 1.3196 | 8.9725
LO3Slow | New | Fixtures | Residential | Lighting | 0.00013061 | 0.00012357 | 1.0409 | -38.3203 | Manufactured | ID/MT/OR-Ceiling and Wall Flush Mount _0 to 249 lumens | 1.6548e-08 | 4.3304e-08 | 9.8418e-08 | 1.9889e-07 | 3.55e-07 | 5.6982e-07 | 8.5798e-07 | 1.2117e-06 | 1.6232e-06 | 2.0636e-06 | 2.4323e-06 | 2.8156e-06 | 3.1779e-06 | 3.4903e-06 | 3.6791e-06 | 3.8671e-06 | 4.0048e-06 | 4.0867e-06 | 4.1839e-06 | 4.2582e-06 | 4.3034e-05 | 0.034185 | 0.029713 | 0.028642 | 0.022283 | 0.021815 | 0.020686 | 0.017788 | 0.02105 | 0.026535 | 0.031677 | 0.031958 | 0.033195 | 0 | 0.068809 | 0.053735 | 0.058303 | 0.050522 | 0.052738 | 0.057144 | 0.055478 | 0.056965 | 0.057658 | 0.068781 | 0.069277 | 0.071943 | 3.9451
LO3Slow | New | Fixtures | Residential | Lighting | 0.00025587 | 0.00024207 | 2.0391 | -38.3203 | Manufactured | ID/MT/OR-Ceiling and Wall Flush Mount _250 to 499 lumens | 1.6807e-07 | 4.3982e-07 | 9.9959e-07 | 2.0201e-06 | 3.6056e-06 | 5.7874e-06 | 8.7141e-06 | 1.2307e-05 | 1.6486e-05 | 2.0959e-05 | 2.4704e-05 | 2.8597e-05 | 3.2276e-05 | 3.545e-05 | 3.7367e-05 | 3.9276e-05 | 4.0675e-05 | 4.1507e-05 | 4.2494e-05 | 4.3248e-05 | 0.00043708 | 0.066968 | 0.058207 | 0.05611 | 0.043652 | 0.042735 | 0.040524 | 0.034847 | 0.041236 | 0.051981 | 0.062055 | 0.062605 | 0.065028 | 0 | 0.1348 | 0.10527 | 0.11422 | 0.098972 | 0.10331 | 0.11194 | 0.10868 | 0.11159 | 0.11295 | 0.13474 | 0.13571 | 0.14094 | 3.9451
LO3Slow | New | Fixtures | Residential | Lighting | 0.00049096 | 0.00046447 | 3.9125 | -38.3203 | Manufactured | ID/MT/OR-Ceiling and Wall Flush Mount _500 to 999 lumens | 1.6998e-06 | 4.4482e-06 | 1.011e-05 | 2.0431e-05 | 3.6466e-05 | 5.8532e-05 | 8.8133e-05 | 0.00012447 | 0.00016674 | 0.00021198 | 0.00024985 | 0.00028923 | 0.00032643 | 0.00035853 | 0.00037792 | 0.00039723 | 0.00041138 | 0.00041979 | 0.00042977 | 0.0004374 | 0.0044205 | 0.1285 | 0.11169 | 0.10766 | 0.083758 | 0.081999 | 0.077756 | 0.066864 | 0.079122 | 0.099739 | 0.11907 | 0.12012 | 0.12477 | 0 | 0.25864 | 0.20198 | 0.21915 | 0.1899 | 0.19823 | 0.21479 | 0.20853 | 0.21412 | 0.21673 | 0.25854 | 0.2604 | 0.27042 | 3.9451
LO3Slow | New | Fixtures | Residential | Lighting | 0.00090004 | 0.00085147 | 7.1725 | -38.3203 | Manufactured | ID/MT/OR-Ceiling and Wall Flush Mount _1000 to 1999 lumens | 2.0043e-06 | 5.2449e-06 | 1.192e-05 | 2.409e-05 | 4.2997e-05 | 6.9015e-05 | 0.00010392 | 0.00014676 | 0.0001966 | 0.00024994 | 0.00029459 | 0.00034102 | 0.0003849 | 0.00042274 | 0.0004456 | 0.00046837 | 0.00048506 | 0.00049498 | 0.00050674 | 0.00051574 | 0.0052122 | 0.23556 | 0.20475 | 0.19737 | 0.15355 | 0.15032 | 0.14254 | 0.12258 | 0.14505 | 0.18284 | 0.21828 | 0.22022 | 0.22874 | 0 | 0.47414 | 0.37028 | 0.40175 | 0.34814 | 0.36341 | 0.39377 | 0.38228 | 0.39253 | 0.39731 | 0.47396 | 0.47737 | 0.49574 | 3.9451
LO3Slow | New | Fixtures | Residential | Lighting | 0.0017444 | 0.0016503 | 13.9011 | -38.3203 | Manufactured | ID/MT/OR-Ceiling and Wall Flush Mount _2000 to 3999 lumens | 1.5231e-06 | 3.9857e-06 | 9.0585e-06 | 1.8306e-05 | 3.2674e-05 | 5.2446e-05 | 7.8969e-05 | 0.00011152 | 0.0001494 | 0.00018994 | 0.00022387 | 0.00025915 | 0.00029249 | 0.00032125 | 0.00033863 | 0.00035593 | 0.00036861 | 0.00037614 | 0.00038509 | 0.00039192 | 0.0039609 | 0.45655 | 0.39682 | 0.38252 | 0.29759 | 0.29134 | 0.27627 | 0.23757 | 0.28112 | 0.35437 | 0.42305 | 0.42681 | 0.44332 | 0 | 0.91895 | 0.71764 | 0.77865 | 0.67473 | 0.70433 | 0.76317 | 0.74092 | 0.76078 | 0.77003 | 0.91859 | 0.9252 | 0.96082 | 3.9451
LO3Slow | New | Fixtures | Residential | Lighting | 0.0031863 | 0.0030144 | 25.3921 | -38.3203 | Manufactured | ID/MT/OR-Ceiling and Wall Flush Mount _4000 to 7999 lumens | 9.1932e-07 | 2.4057e-06 | 5.4676e-06 | 1.1049e-05 | 1.9722e-05 | 3.1656e-05 | 4.7665e-05 | 6.7315e-05 | 9.0178e-05 | 0.00011464 | 0.00013512 | 0.00015642 | 0.00017654 | 0.0001939 | 0.00020439 | 0.00021483 | 0.00022249 | 0.00022704 | 0.00023243 | 0.00023656 | 0.0023908 | 0.83394 | 0.72484 | 0.69872 | 0.54359 | 0.53218 | 0.50464 | 0.43395 | 0.5135 | 0.64731 | 0.77276 | 0.77961 | 0.80978 | 0 | 1.6786 | 1.3109 | 1.4223 | 1.2325 | 1.2865 | 1.394 | 1.3534 | 1.3896 | 1.4066 | 1.6779 | 1.69 | 1.755 | 3.9451
LO3Slow | New | Fixtures | Residential | Lighting | 0.00010381 | 9.7994e-05 | 0.82491 | -111.7369 | Manufactured | ID/MT/OR-Downlight Fixture_0 to 249 lumens | 1.4781e-09 | 3.8681e-09 | 8.7911e-09 | 1.7766e-08 | 3.171e-08 | 5.0898e-08 | 7.6638e-08 | 1.0823e-07 | 1.4499e-07 | 1.8433e-07 | 2.1726e-07 | 2.515e-07 | 2.8386e-07 | 3.1177e-07 | 3.2863e-07 | 3.4542e-07 | 3.5772e-07 | 3.6504e-07 | 3.7372e-07 | 3.8035e-07 | 3.844e-06 | 0.027093 | 0.02351 | 0.02264 | 0.017617 | 0.017171 | 0.016259 | 0.013976 | 0.016537 | 0.020865 | 0.024959 | 0.02525 | 0.026356 | 0 | 0.055138 | 0.043017 | 0.046492 | 0.040257 | 0.041668 | 0.044953 | 0.043595 | 0.044759 | 0.045421 | 0.054451 | 0.055134 | 0.05779 | 10.9091
LO3Slow | New | Fixtures | Residential | Lighting | 0.00020337 | 0.00019197 | 1.616 | -111.7369 | Manufactured | ID/MT/OR-Downlight Fixture_250 to 499 lumens | 1.8851e-07 | 4.933e-07 | 1.1211e-06 | 2.2657e-06 | 4.044e-06 | 6.4911e-06 | 9.7737e-06 | 1.3803e-05 | 1.8491e-05 | 2.3508e-05 | 2.7708e-05 | 3.2074e-05 | 3.6201e-05 | 3.976e-05 | 4.1911e-05 | 4.4052e-05 | 4.5621e-05 | 4.6554e-05 | 4.7661e-05 | 4.8507e-05 | 0.00049023 | 0.053074 | 0.046056 | 0.044351 | 0.034511 | 0.033638 | 0.03185 | 0.027379 | 0.032396 | 0.040874 | 0.048895 | 0.049464 | 0.051631 | 0 | 0.10801 | 0.08427 | 0.091077 | 0.078864 | 0.081627 | 0.088062 | 0.085402 | 0.087683 | 0.088979 | 0.10667 | 0.10801 | 0.11321 | 10.9091
LO3Slow | New | Fixtures | Residential | Lighting | 0.00039021 | 0.00036834 | 3.1007 | -111.7369 | Manufactured | ID/MT/OR-Downlight Fixture_500 to 999 lumens | 7.4354e-06 | 1.9457e-05 | 4.4222e-05 | 8.9367e-05 | 0.00015951 | 0.00025603 | 0.00038551 | 0.00054444 | 0.00072935 | 0.00092723 | 0.0010929 | 0.0012651 | 0.0014279 | 0.0015683 | 0.0016531 | 0.0017376 | 0.0017995 | 0.0018363 | 0.0018799 | 0.0019133 | 0.019336 | 0.10184 | 0.08837 | 0.085099 | 0.066219 | 0.064544 | 0.061113 | 0.052533 | 0.06216 | 0.078427 | 0.093817 | 0.09491 | 0.099067 | 0 | 0.20725 | 0.16169 | 0.17476 | 0.15132 | 0.15662 | 0.16897 | 0.16387 | 0.16824 | 0.17073 | 0.20467 | 0.20724 | 0.21722 | 10.9091
LO3Slow | New | Fixtures | Residential | Lighting | 0.00071535 | 0.00067525 | 5.6843 | -111.7369 | Manufactured | ID/MT/OR-Downlight Fixture_1000 to 1999 lumens | 2.4086e-06 | 6.3029e-06 | 1.4325e-05 | 2.8949e-05 | 5.1671e-05 | 8.2938e-05 | 0.00012488 | 0.00017636 | 0.00023626 | 0.00030036 | 0.00035402 | 0.00040982 | 0.00046254 | 0.00050802 | 0.0005355 | 0.00056286 | 0.00058291 | 0.00059483 | 0.00060897 | 0.00061978 | 0.0062637 | 0.18669 | 0.162 | 0.15601 | 0.12139 | 0.11832 | 0.11203 | 0.096306 | 0.11395 | 0.14377 | 0.17199 | 0.17399 | 0.18161 | 0 | 0.37995 | 0.29642 | 0.32037 | 0.2774 | 0.28712 | 0.30976 | 0.3004 | 0.30843 | 0.31298 | 0.37521 | 0.37992 | 0.39822 | 10.9091
LO3Slow | New | Fixtures | Residential | Lighting | 0.0013864 | 0.0013087 | 11.0168 | -111.7369 | Manufactured | ID/MT/OR-Downlight Fixture_2000 to 3999 lumens | 5.8144e-07 | 1.5215e-06 | 3.4581e-06 | 6.9884e-06 | 1.2473e-05 | 2.0021e-05 | 3.0146e-05 | 4.2574e-05 | 5.7034e-05 | 7.2508e-05 | 8.5462e-05 | 9.8931e-05 | 0.00011166 | 0.00012264 | 0.00012927 | 0.00013587 | 0.00014071 | 0.00014359 | 0.00014701 | 0.00014962 | 0.0015121 | 0.36183 | 0.31398 | 0.30236 | 0.23528 | 0.22933 | 0.21714 | 0.18665 | 0.22086 | 0.27865 | 0.33333 | 0.33722 | 0.35199 | 0 | 0.73638 | 0.5745 | 0.62091 | 0.53764 | 0.55648 | 0.60035 | 0.58222 | 0.59777 | 0.6066 | 0.72721 | 0.73633 | 0.7718 | 10.9091
LO3Slow | New | Fixtures | Residential | Lighting | 0.0025325 | 0.0023905 | 20.1235 | -111.7369 | Manufactured | ID/MT/OR-Downlight Fixture_4000 to 7999 lumens | 1.2803e-07 | 3.3503e-07 | 7.6143e-07 | 1.5388e-06 | 2.7465e-06 | 4.4085e-06 | 6.6379e-06 | 9.3744e-06 | 1.2558e-05 | 1.5966e-05 | 1.8818e-05 | 2.1784e-05 | 2.4586e-05 | 2.7003e-05 | 2.8464e-05 | 2.9918e-05 | 3.0984e-05 | 3.1618e-05 | 3.2369e-05 | 3.2944e-05 | 0.00033294 | 0.66092 | 0.57353 | 0.5523 | 0.42976 | 0.41889 | 0.39662 | 0.34094 | 0.40342 | 0.50899 | 0.60887 | 0.61597 | 0.64295 | 0 | 1.3451 | 1.0494 | 1.1342 | 0.98207 | 1.0165 | 1.0966 | 1.0635 | 1.0919 | 1.108 | 1.3283 | 1.345 | 1.4098 | 10.9091
LO3Slow | New | Fixtures | Residential | Lighting | 0.00015581 | 0.00017678 | 0.87246 | -73.1679 | Manufactured | ID/MT/OR-Exterior Porch_0 to 249 lumens | 4.0335e-11 | 1.0555e-10 | 2.3989e-10 | 4.848e-10 | 8.653e-10 | 1.3889e-09 | 2.0913e-09 | 2.9534e-09 | 3.9566e-09 | 5.03e-09 | 5.9286e-09 | 6.863e-09 | 7.7459e-09 | 8.5075e-09 | 8.9676e-09 | 9.4258e-09 | 9.7616e-09 | 9.9612e-09 | 1.0198e-08 | 1.0379e-08 | 1.0489e-07 | 0.036904 | 0.032436 | 0.025702 | 0.015347 | 0.014385 | 0.013998 | 0.010224 | 0.012259 | 0.018285 | 0.029961 | 0.034755 | 0.037568 | 0 | 0.0721 | 0.053403 | 0.046961 | 0.039095 | 0.036499 | 0.035078 | 0.036685 | 0.038622 | 0.045202 | 0.052172 | 0.064052 | 0.070763 | 11.1792
LO3Slow | New | Fixtures | Residential | Lighting | 0.00030523 | 0.0003463 | 1.7091 | -73.1679 | Manufactured | ID/MT/OR-Exterior Porch_250 to 499 lumens | 8.1192e-09 | 2.1247e-08 | 4.8288e-08 | 9.7586e-08 | 1.7418e-07 | 2.7958e-07 | 4.2096e-07 | 5.945e-07 | 7.9643e-07 | 1.0125e-06 | 1.1934e-06 | 1.3815e-06 | 1.5592e-06 | 1.7125e-06 | 1.8051e-06 | 1.8974e-06 | 1.9649e-06 | 2.0051e-06 | 2.0528e-06 | 2.0892e-06 | 2.1114e-05 | 0.072295 | 0.063542 | 0.050349 | 0.030064 | 0.02818 | 0.027422 | 0.020028 | 0.024016 | 0.035821 | 0.058693 | 0.068085 | 0.073595 | 0 | 0.14124 | 0.10462 | 0.091996 | 0.076587 | 0.071502 | 0.068718 | 0.071865 | 0.075661 | 0.08855 | 0.1022 | 0.12548 | 0.13862 | 11.1792
LO3Slow | New | Fixtures | Residential | Lighting | 0.00058566 | 0.00066447 | 3.2794 | -73.1679 | Manufactured | ID/MT/OR-Exterior Porch_500 to 999 lumens | 3.6481e-07 | 9.5466e-07 | 2.1697e-06 | 4.3847e-06 | 7.8262e-06 | 1.2562e-05 | 1.8915e-05 | 2.6712e-05 | 3.5785e-05 | 4.5494e-05 | 5.3621e-05 | 6.2072e-05 | 7.0058e-05 | 7.6946e-05 | 8.1108e-05 | 8.5252e-05 | 8.8289e-05 | 9.0094e-05 | 9.2236e-05 | 9.3874e-05 | 0.00094872 | 0.13872 | 0.12192 | 0.096608 | 0.057686 | 0.05407 | 0.052616 | 0.038428 | 0.04608 | 0.068732 | 0.11262 | 0.13064 | 0.14121 | 0 | 0.27101 | 0.20073 | 0.17652 | 0.14695 | 0.13719 | 0.13185 | 0.13789 | 0.14517 | 0.16991 | 0.1961 | 0.24076 | 0.26599 | 11.1792
LO3Slow | New | Fixtures | Residential | Lighting | 0.0010737 | 0.0012181 | 6.0119 | -73.1679 | Manufactured | ID/MT/OR-Exterior Porch_1000 to 1999 lumens | 6.673e-07 | 1.7462e-06 | 3.9687e-06 | 8.0204e-06 | 1.4315e-05 | 2.2978e-05 | 3.4598e-05 | 4.8861e-05 | 6.5457e-05 | 8.3215e-05 | 9.8082e-05 | 0.00011354 | 0.00012815 | 0.00014075 | 0.00014836 | 0.00015594 | 0.00016149 | 0.0001648 | 0.00016871 | 0.00017171 | 0.0017354 | 0.2543 | 0.22351 | 0.17711 | 0.10575 | 0.099122 | 0.096458 | 0.070448 | 0.084476 | 0.126 | 0.20645 | 0.23949 | 0.25887 | 0 | 0.49683 | 0.36799 | 0.3236 | 0.2694 | 0.25151 | 0.24172 | 0.25279 | 0.26614 | 0.31148 | 0.35951 | 0.44137 | 0.48762 | 11.1792
LO3Slow | New | Fixtures | Residential | Lighting | 0.0020809 | 0.0023609 | 11.6518 | -73.1679 | Manufactured | ID/MT/OR-Exterior Porch_2000 to 3999 lumens | 5.2402e-07 | 1.3713e-06 | 3.1166e-06 | 6.2983e-06 | 1.1242e-05 | 1.8044e-05 | 2.7169e-05 | 3.837e-05 | 5.1402e-05 | 6.5348e-05 | 7.7022e-05 | 8.9161e-05 | 0.00010063 | 0.00011053 | 0.0001165 | 0.00012246 | 0.00012682 | 0.00012941 | 0.00013249 | 0.00013484 | 0.0013627 | 0.49286 | 0.43319 | 0.34325 | 0.20496 | 0.19211 | 0.18695 | 0.13654 | 0.16372 | 0.24421 | 0.40013 | 0.46416 | 0.50172 | 0 | 0.96291 | 0.7132 | 0.62717 | 0.52212 | 0.48746 | 0.46848 | 0.48994 | 0.51581 | 0.60368 | 0.69677 | 0.85543 | 0.94506 | 11.1792
LO3Slow | New | Fixtures | Residential | Lighting | 0.003801 | 0.0043124 | 21.2835 | -73.1679 | Manufactured | ID/MT/OR-Exterior Porch_4000 to 7999 lumens | 4.2008e-08 | 1.0993e-07 | 2.4984e-07 | 5.0491e-07 | 9.0119e-07 | 1.4465e-06 | 2.178e-06 | 3.076e-06 | 4.1207e-06 | 5.2387e-06 | 6.1746e-06 | 7.1477e-06 | 8.0672e-06 | 8.8604e-06 | 9.3396e-06 | 9.8169e-06 | 1.0167e-05 | 1.0374e-05 | 1.0621e-05 | 1.081e-05 | 0.00010925 | 0.90028 | 0.79127 | 0.62699 | 0.37439 | 0.35091 | 0.34148 | 0.2494 | 0.29906 | 0.44607 | 0.73089 | 0.84785 | 0.91646 | 0 | 1.7589 | 1.3027 | 1.1456 | 0.95372 | 0.8904 | 0.85573 | 0.89492 | 0.94219 | 1.1027 | 1.2727 | 1.5625 | 1.7263 | 11.1792
LO3Slow | New | Fixtures | Residential | Lighting | 0.00017263 | 0.00020188 | 0.95994 | -90.3304 | Manufactured | ID/MT/OR-Chandelier/Pendant_0 to 249 lumens | 1.1186e-08 | 2.9273e-08 | 6.653e-08 | 1.3445e-07 | 2.3998e-07 | 3.8519e-07 | 5.7998e-07 | 8.1909e-07 | 1.0973e-06 | 1.395e-06 | 1.6442e-06 | 1.9033e-06 | 2.1482e-06 | 2.3594e-06 | 2.487e-06 | 2.6141e-06 | 2.7072e-06 | 2.7626e-06 | 2.8282e-06 | 2.8785e-06 | 2.9091e-05 | 0.041526 | 0.037048 | 0.029273 | 0.017087 | 0.016976 | 0.016859 | 0.012365 | 0.014842 | 0.021896 | 0.035317 | 0.040183 | 0.041778 | 0 | 0.07275 | 0.053859 | 0.047584 | 0.0397 | 0.041018 | 0.041674 | 0.044287 | 0.046685 | 0.053087 | 0.057578 | 0.068012 | 0.068561 | 6.4193
LO3Slow | New | Fixtures | Residential | Lighting | 0.00033817 | 0.00039547 | 1.8805 | -90.3304 | Manufactured | ID/MT/OR-Chandelier/Pendant_250 to 499 lumens | 1.0377e-07 | 2.7155e-07 | 6.1716e-07 | 1.2472e-06 | 2.2261e-06 | 3.5732e-06 | 5.3802e-06 | 7.5982e-06 | 1.0179e-05 | 1.294e-05 | 1.5252e-05 | 1.7656e-05 | 1.9928e-05 | 2.1887e-05 | 2.3071e-05 | 2.4249e-05 | 2.5113e-05 | 2.5627e-05 | 2.6236e-05 | 2.6702e-05 | 0.00026986 | 0.081348 | 0.072576 | 0.057345 | 0.033473 | 0.033257 | 0.033026 | 0.024223 | 0.029076 | 0.042893 | 0.069185 | 0.078718 | 0.081844 | 0 | 0.14252 | 0.10551 | 0.093216 | 0.077771 | 0.080353 | 0.081638 | 0.086757 | 0.091456 | 0.104 | 0.1128 | 0.13323 | 0.13431 | 6.4193
LO3Slow | New | Fixtures | Residential | Lighting | 0.00064887 | 0.00075881 | 3.6083 | -90.3304 | Manufactured | ID/MT/OR-Chandelier/Pendant_500 to 999 lumens | 9.8508e-07 | 2.5778e-06 | 5.8587e-06 | 1.184e-05 | 2.1133e-05 | 3.392e-05 | 5.1074e-05 | 7.2129e-05 | 9.6628e-05 | 0.00012284 | 0.00014479 | 0.00016761 | 0.00018917 | 0.00020777 | 0.00021901 | 0.0002302 | 0.0002384 | 0.00024327 | 0.00024906 | 0.00025348 | 0.0025618 | 0.15609 | 0.13926 | 0.11003 | 0.064226 | 0.063811 | 0.063369 | 0.046477 | 0.055789 | 0.082302 | 0.13275 | 0.15104 | 0.15704 | 0 | 0.27345 | 0.20245 | 0.17886 | 0.14922 | 0.15418 | 0.15664 | 0.16647 | 0.17548 | 0.19954 | 0.21643 | 0.25564 | 0.25771 | 6.4193
LO3Slow | New | Fixtures | Residential | Lighting | 0.0011895 | 0.0013911 | 6.6148 | -90.3304 | Manufactured | ID/MT/OR-Chandelier/Pendant_1000 to 1999 lumens | 1.287e-06 | 3.368e-06 | 7.6546e-06 | 1.5469e-05 | 2.761e-05 | 4.4318e-05 | 6.673e-05 | 9.424e-05 | 0.00012625 | 0.0001605 | 0.00018917 | 0.00021899 | 0.00024716 | 0.00027146 | 0.00028614 | 0.00030076 | 0.00031148 | 0.00031785 | 0.0003254 | 0.00033118 | 0.003347 | 0.28614 | 0.25529 | 0.20171 | 0.11774 | 0.11698 | 0.11617 | 0.085204 | 0.10227 | 0.15088 | 0.24336 | 0.27689 | 0.28789 | 0 | 0.5013 | 0.37113 | 0.32789 | 0.27356 | 0.28264 | 0.28717 | 0.30517 | 0.3217 | 0.36581 | 0.39676 | 0.46866 | 0.47244 | 6.4193
LO3Slow | New | Fixtures | Residential | Lighting | 0.0023054 | 0.0026961 | 12.8202 | -90.3304 | Manufactured | ID/MT/OR-Chandelier/Pendant_2000 to 3999 lumens | 2.1247e-06 | 5.5599e-06 | 1.2636e-05 | 2.5537e-05 | 4.558e-05 | 7.3161e-05 | 0.00011016 | 0.00015557 | 0.00020841 | 0.00026496 | 0.00031229 | 0.00036151 | 0.00040802 | 0.00044813 | 0.00047237 | 0.00049651 | 0.00051419 | 0.00052471 | 0.00053718 | 0.00054672 | 0.0055253 | 0.55458 | 0.49478 | 0.39095 | 0.2282 | 0.22672 | 0.22515 | 0.16514 | 0.19822 | 0.29242 | 0.47166 | 0.53665 | 0.55796 | 0 | 0.97159 | 0.7193 | 0.63549 | 0.5302 | 0.5478 | 0.55656 | 0.59146 | 0.62349 | 0.70898 | 0.76897 | 0.90831 | 0.91564 | 6.4193
LO3Slow | New | Fixtures | Residential | Lighting | 0.0042112 | 0.0049247 | 23.4176 | -90.3304 | Manufactured | ID/MT/OR-Chandelier/Pendant_4000 to 7999 lumens | 1.1225e-06 | 2.9375e-06 | 6.6762e-06 | 1.3492e-05 | 2.4081e-05 | 3.8653e-05 | 5.8201e-05 | 8.2194e-05 | 0.00011011 | 0.00013998 | 0.00016499 | 0.000191 | 0.00021557 | 0.00023676 | 0.00024957 | 0.00026232 | 0.00027167 | 0.00027722 | 0.00028381 | 0.00028885 | 0.0029192 | 1.013 | 0.90377 | 0.71411 | 0.41683 | 0.41414 | 0.41126 | 0.30164 | 0.36207 | 0.53414 | 0.86154 | 0.98026 | 1.0192 | 0 | 1.7747 | 1.3139 | 1.1608 | 0.96847 | 1.0006 | 1.0166 | 1.0804 | 1.1389 | 1.295 | 1.4046 | 1.6591 | 1.6725 | 6.4193
LO3Slow | New | Fixtures | Residential | Lighting | 2.898e-05 | 2.7142e-05 | 0.22794 | 9.8699 | Manufactured | ID/MT/OR-Linear Flush Mount_0 to 249 lumens | 2.1664e-09 | 5.6692e-09 | 1.2885e-08 | 2.6038e-08 | 4.6475e-08 | 7.4598e-08 | 1.1232e-07 | 1.5863e-07 | 2.1251e-07 | 2.7016e-07 | 3.1842e-07 | 3.6861e-07 | 4.1603e-07 | 4.5694e-07 | 4.8165e-07 | 5.0626e-07 | 5.2429e-07 | 5.3501e-07 | 5.4773e-07 | 5.5746e-07 | 5.6339e-06 | 0.007487 | 0.006459 | 0.0061971 | 0.0048257 | 0.0046285 | 0.0043584 | 0.0037415 | 0.0044261 | 0.0056027 | 0.0067528 | 0.0069007 | 0.0073306 | 0 | 0.015836 | 0.012314 | 0.01313 | 0.01134 | 0.011387 | 0.01209 | 0.011678 | 0.011986 | 0.01228 | 0.014988 | 0.015464 | 0.016735 | 1.6464
LO3Slow | New | Fixtures | Residential | Lighting | 5.6772e-05 | 5.3172e-05 | 0.44653 | 9.8699 | Manufactured | ID/MT/OR-Linear Flush Mount_250 to 499 lumens | 5.7382e-08 | 1.5016e-07 | 3.4128e-07 | 6.8969e-07 | 1.231e-06 | 1.9759e-06 | 2.9751e-06 | 4.2017e-06 | 5.6287e-06 | 7.1558e-06 | 8.4342e-06 | 9.7635e-06 | 1.102e-05 | 1.2103e-05 | 1.2758e-05 | 1.341e-05 | 1.3887e-05 | 1.4171e-05 | 1.4508e-05 | 1.4766e-05 | 0.00014923 | 0.014667 | 0.012653 | 0.01214 | 0.0094535 | 0.0090671 | 0.008538 | 0.0073295 | 0.0086706 | 0.010976 | 0.013229 | 0.013518 | 0.01436 | 0 | 0.031023 | 0.024123 | 0.025721 | 0.022214 | 0.022307 | 0.023685 | 0.022877 | 0.02348 | 0.024055 | 0.029361 | 0.030294 | 0.032784 | 1.6464
LO3Slow | New | Fixtures | Residential | Lighting | 0.00010893 | 0.00010202 | 0.85678 | 9.8699 | Manufactured | ID/MT/OR-Linear Flush Mount_500 to 999 lumens | 1.126e-06 | 2.9466e-06 | 6.697e-06 | 1.3534e-05 | 2.4156e-05 | 3.8774e-05 | 5.8382e-05 | 8.245e-05 | 0.00011045 | 0.00014042 | 0.00016551 | 0.00019159 | 0.00021624 | 0.0002375 | 0.00025035 | 0.00026314 | 0.00027251 | 0.00027808 | 0.00028469 | 0.00028975 | 0.0029283 | 0.028142 | 0.024278 | 0.023294 | 0.018139 | 0.017398 | 0.016382 | 0.014064 | 0.016637 | 0.021059 | 0.025382 | 0.025938 | 0.027554 | 0 | 0.059525 | 0.046286 | 0.049352 | 0.042623 | 0.042802 | 0.045445 | 0.043896 | 0.045053 | 0.046157 | 0.056337 | 0.058127 | 0.062904 | 1.6464
LO3Slow | New | Fixtures | Residential | Lighting | 0.0001997 | 0.00018703 | 1.5707 | 9.8699 | Manufactured | ID/MT/OR-Linear Flush Mount_1000 to 1999 lumens | 1.8258e-06 | 4.7779e-06 | 1.0859e-05 | 2.1945e-05 | 3.9168e-05 | 6.287e-05 | 9.4664e-05 | 0.00013369 | 0.0001791 | 0.00022769 | 0.00026836 | 0.00031066 | 0.00035062 | 0.0003851 | 0.00040593 | 0.00042667 | 0.00044186 | 0.0004509 | 0.00046162 | 0.00046982 | 0.0047481 | 0.051591 | 0.044508 | 0.042703 | 0.033253 | 0.031894 | 0.030033 | 0.025782 | 0.030499 | 0.038607 | 0.046532 | 0.047551 | 0.050513 | 0 | 0.10912 | 0.084852 | 0.090474 | 0.078139 | 0.078467 | 0.083312 | 0.080471 | 0.082593 | 0.084616 | 0.10328 | 0.10656 | 0.11532 | 1.6464
LO3Slow | New | Fixtures | Residential | Lighting | 0.00038704 | 0.00036249 | 3.0442 | 9.8699 | Manufactured | ID/MT/OR-Linear Flush Mount_2000 to 3999 lumens | 5.8587e-07 | 1.5331e-06 | 3.4844e-06 | 7.0417e-06 | 1.2569e-05 | 2.0174e-05 | 3.0376e-05 | 4.2899e-05 | 5.7469e-05 | 7.3061e-05 | 8.6114e-05 | 9.9686e-05 | 0.00011251 | 0.00012357 | 0.00013026 | 0.00013691 | 0.00014179 | 0.00014469 | 0.00014813 | 0.00015076 | 0.0015236 | 0.09999 | 0.086262 | 0.082764 | 0.064448 | 0.061814 | 0.058207 | 0.049968 | 0.059111 | 0.074825 | 0.090185 | 0.09216 | 0.097901 | 0 | 0.2115 | 0.16445 | 0.17535 | 0.15144 | 0.15208 | 0.16147 | 0.15596 | 0.16008 | 0.164 | 0.20017 | 0.20653 | 0.2235 | 1.6464
LO3Slow | New | Fixtures | Residential | Lighting | 0.00070697 | 0.00066213 | 5.5605 | 9.8699 | Manufactured | ID/MT/OR-Linear Flush Mount_4000 to 7999 lumens | 9.9116e-08 | 2.5937e-07 | 5.8949e-07 | 1.1913e-06 | 2.1263e-06 | 3.413e-06 | 5.139e-06 | 7.2575e-06 | 9.7225e-06 | 1.236e-05 | 1.4568e-05 | 1.6865e-05 | 1.9034e-05 | 2.0906e-05 | 2.2036e-05 | 2.3162e-05 | 2.3987e-05 | 2.4478e-05 | 2.506e-05 | 2.5505e-05 | 0.00025776 | 0.18264 | 0.15757 | 0.15118 | 0.11772 | 0.11291 | 0.10632 | 0.091273 | 0.10797 | 0.13668 | 0.16473 | 0.16834 | 0.17883 | 0 | 0.38632 | 0.3004 | 0.3203 | 0.27663 | 0.27779 | 0.29494 | 0.28488 | 0.2924 | 0.29956 | 0.36563 | 0.37725 | 0.40825 | 1.6464
LO3Slow | New | Fixtures | Residential | Lighting | 2.1873e-05 | 2.0242e-05 | 0.16937 | 18.1824 | Manufactured | ID/MT/OR-Linear Shop_0 to 249 lumens | 1.164e-09 | 3.046e-09 | 6.9228e-09 | 1.399e-08 | 2.4971e-08 | 4.0081e-08 | 6.035e-08 | 8.523e-08 | 1.1418e-07 | 1.4516e-07 | 1.7109e-07 | 1.9805e-07 | 2.2353e-07 | 2.4551e-07 | 2.5879e-07 | 2.7201e-07 | 2.817e-07 | 2.8746e-07 | 2.9429e-07 | 2.9952e-07 | 3.027e-06 | 0.005564 | 0.0047565 | 0.0045372 | 0.0035372 | 0.0033056 | 0.0030843 | 0.0026418 | 0.0031239 | 0.0039762 | 0.0048523 | 0.0050398 | 0.005502 | 0 | 0.012457 | 0.0096407 | 0.010081 | 0.0086736 | 0.0083159 | 0.0086034 | 0.0082545 | 0.0084675 | 0.0088128 | 0.01107 | 0.011754 | 0.013315 | 1.2998
LO3Slow | New | Fixtures | Residential | Lighting | 4.2848e-05 | 3.9655e-05 | 0.33179 | 18.1824 | Manufactured | ID/MT/OR-Linear Shop_250 to 499 lumens | 0 | 0 | 0 | 0 | 0 | 0 | 0 | 0 | 0 | 0 | 0 | 0 | 0 | 0 | 0 | 0 | 0 | 0 | 0 | 0 | 0 | 0.0109 | 0.0093179 | 0.0088884 | 0.0069294 | 0.0064756 | 0.0060422 | 0.0051753 | 0.0061197 | 0.0077893 | 0.0095056 | 0.0098729 | 0.010778 | 0 | 0.024402 | 0.018886 | 0.019749 | 0.016991 | 0.016291 | 0.016854 | 0.01617 | 0.016588 | 0.017264 | 0.021686 | 0.023026 | 0.026085 | 1.2998
LO3Slow | New | Fixtures | Residential | Lighting | 8.2216e-05 | 7.6087e-05 | 0.63662 | 18.1824 | Manufactured | ID/MT/OR-Linear Shop_500 to 999 lumens | 1.2118e-09 | 3.1712e-09 | 7.2073e-09 | 1.4565e-08 | 2.5997e-08 | 4.1728e-08 | 6.2831e-08 | 8.8733e-08 | 1.1887e-07 | 1.5112e-07 | 1.7812e-07 | 2.0619e-07 | 2.3272e-07 | 2.556e-07 | 2.6942e-07 | 2.8319e-07 | 2.9328e-07 | 2.9927e-07 | 3.0639e-07 | 3.1183e-07 | 3.1514e-06 | 0.020914 | 0.017879 | 0.017055 | 0.013296 | 0.012425 | 0.011593 | 0.0099302 | 0.011742 | 0.014946 | 0.018239 | 0.018944 | 0.020681 | 0 | 0.046822 | 0.036238 | 0.037894 | 0.032602 | 0.031258 | 0.032339 | 0.031027 | 0.031828 | 0.033126 | 0.04161 | 0.044182 | 0.05005 | 1.2998
LO3Slow | New | Fixtures | Residential | Lighting | 0.00015072 | 0.00013949 | 1.1671 | 18.1824 | Manufactured | ID/MT/OR-Linear Shop_1000 to 1999 lumens | 2.8017e-10 | 7.3315e-10 | 1.6663e-09 | 3.3674e-09 | 6.0103e-09 | 9.6473e-09 | 1.4526e-08 | 2.0514e-08 | 2.7482e-08 | 3.4938e-08 | 4.118e-08 | 4.767e-08 | 5.3803e-08 | 5.9093e-08 | 6.2289e-08 | 6.5471e-08 | 6.7803e-08 | 6.919e-08 | 7.0835e-08 | 7.2093e-08 | 7.2859e-07 | 0.03834 | 0.032776 | 0.031265 | 0.024374 | 0.022778 | 0.021254 | 0.018204 | 0.021526 | 0.027399 | 0.033436 | 0.034728 | 0.037913 | 0 | 0.085836 | 0.066432 | 0.069468 | 0.059768 | 0.057303 | 0.059284 | 0.05688 | 0.058347 | 0.060727 | 0.076281 | 0.080996 | 0.091754 | 1.2998
LO3Slow | New | Fixtures | Residential | Lighting | 0.00029211 | 0.00027034 | 2.2619 | 18.1824 | Manufactured | ID/MT/OR-Linear Shop_2000 to 3999 lumens | 0 | 0 | 0 | 0 | 0 | 0 | 0 | 0 | 0 | 0 | 0 | 0 | 0 | 0 | 0 | 0 | 0 | 0 | 0 | 0 | 0 | 0.074308 | 0.063524 | 0.060596 | 0.04724 | 0.044147 | 0.041192 | 0.035282 | 0.04172 | 0.053103 | 0.064803 | 0.067307 | 0.07348 | 0 | 0.16636 | 0.12875 | 0.13464 | 0.11584 | 0.11106 | 0.1149 | 0.11024 | 0.11308 | 0.1177 | 0.14784 | 0.15698 | 0.17783 | 1.2998
LO3Slow | New | Fixtures | Residential | Lighting | 0.00053358 | 0.00049381 | 4.1317 | 18.1824 | Manufactured | ID/MT/OR-Linear Shop_4000 to 7999 lumens | 1.578e-08 | 4.1293e-08 | 9.3849e-08 | 1.8966e-07 | 3.3852e-07 | 5.4336e-07 | 8.1814e-07 | 1.1554e-06 | 1.5479e-06 | 1.9678e-06 | 2.3194e-06 | 2.6849e-06 | 3.0303e-06 | 3.3283e-06 | 3.5083e-06 | 3.6875e-06 | 3.8189e-06 | 3.897e-06 | 3.9896e-06 | 4.0605e-06 | 4.1036e-05 | 0.13573 | 0.11603 | 0.11068 | 0.08629 | 0.080639 | 0.075242 | 0.064447 | 0.076207 | 0.096999 | 0.11837 | 0.12294 | 0.13422 | 0 | 0.30388 | 0.23518 | 0.24593 | 0.21159 | 0.20287 | 0.20988 | 0.20137 | 0.20656 | 0.21499 | 0.27005 | 0.28674 | 0.32483 | 1.2998
LO3Slow | New | Fixtures | Residential | Lighting | 0.00025527 | 0.00024217 | 2.0416 | -47.6767 | Manufactured | ID/MT/OR-Track_0 to 249 lumens | 0 | 0 | 0 | 0 | 0 | 0 | 0 | 0 | 0 | 0 | 0 | 0 | 0 | 0 | 0 | 0 | 0 | 0 | 0 | 0 | 0 | 0.067048 | 0.058395 | 0.056361 | 0.043837 | 0.043149 | 0.04099 | 0.035264 | 0.041732 | 0.05255 | 0.062578 | 0.06292 | 0.06496 | 0 | 0.1331 | 0.10407 | 0.11348 | 0.098426 | 0.10383 | 0.11311 | 0.10996 | 0.11292 | 0.11393 | 0.13509 | 0.13517 | 0.13873 | 3.8658
LO3Slow | New | Fixtures | Residential | Lighting | 0.00050008 | 0.0004744 | 3.9995 | -47.6767 | Manufactured | ID/MT/OR-Track_250 to 499 lumens | 3.607e-08 | 9.439e-08 | 2.1452e-07 | 4.3353e-07 | 7.738e-07 | 1.242e-06 | 1.8701e-06 | 2.6411e-06 | 3.5382e-06 | 4.4981e-06 | 5.3017e-06 | 6.1372e-06 | 6.9268e-06 | 7.6079e-06 | 8.0193e-06 | 8.4291e-06 | 8.7293e-06 | 8.9078e-06 | 9.1196e-06 | 9.2816e-06 | 9.3802e-05 | 0.13135 | 0.11439 | 0.11041 | 0.085876 | 0.084528 | 0.0803 | 0.069081 | 0.081753 | 0.10294 | 0.12259 | 0.12326 | 0.12726 | 0 | 0.26074 | 0.20387 | 0.2223 | 0.19281 | 0.20341 | 0.22158 | 0.2154 | 0.2212 | 0.22319 | 0.26464 | 0.26479 | 0.27177 | 3.8658
LO3Slow | New | Fixtures | Residential | Lighting | 0.00095953 | 0.00091026 | 7.674 | -47.6767 | Manufactured | ID/MT/OR-Track_500 to 999 lumens | 4.3706e-07 | 1.1437e-06 | 2.5994e-06 | 5.253e-06 | 9.376e-06 | 1.505e-05 | 2.266e-05 | 3.2002e-05 | 4.2872e-05 | 5.4503e-05 | 6.424e-05 | 7.4364e-05 | 8.3931e-05 | 9.2184e-05 | 9.717e-05 | 0.00010213 | 0.00010577 | 0.00010794 | 0.0001105 | 0.00011246 | 0.0011366 | 0.25202 | 0.2195 | 0.21185 | 0.16478 | 0.16219 | 0.15408 | 0.13255 | 0.15686 | 0.19752 | 0.23522 | 0.2365 | 0.24417 | 0 | 0.5003 | 0.39118 | 0.42654 | 0.36996 | 0.39029 | 0.42516 | 0.41331 | 0.42443 | 0.42825 | 0.50777 | 0.50807 | 0.52147 | 3.8658
LO3Slow | New | Fixtures | Residential | Lighting | 0.001759 | 0.0016687 | 14.0682 | -47.6767 | Manufactured | ID/MT/OR-Track_1000 to 1999 lumens | 7.0041e-07 | 1.8329e-06 | 4.1657e-06 | 8.4184e-06 | 1.5026e-05 | 2.4118e-05 | 3.6315e-05 | 5.1286e-05 | 6.8705e-05 | 8.7345e-05 | 0.00010295 | 0.00011917 | 0.00013451 | 0.00014773 | 0.00015572 | 0.00016368 | 0.00016951 | 0.00017297 | 0.00017709 | 0.00018023 | 0.0018215 | 0.46202 | 0.40239 | 0.38837 | 0.30207 | 0.29733 | 0.28246 | 0.243 | 0.28757 | 0.36211 | 0.43121 | 0.43357 | 0.44763 | 0 | 0.91716 | 0.71713 | 0.78195 | 0.67823 | 0.71549 | 0.77941 | 0.75769 | 0.77808 | 0.78508 | 0.93087 | 0.93141 | 0.95597 | 3.8658
LO3Slow | New | Fixtures | Residential | Lighting | 0.0034092 | 0.0032342 | 27.2659 | -47.6767 | Manufactured | ID/MT/OR-Track_2000 to 3999 lumens | 8.8629e-07 | 2.3193e-06 | 5.2711e-06 | 1.0652e-05 | 1.9013e-05 | 3.0519e-05 | 4.5952e-05 | 6.4896e-05 | 8.6938e-05 | 0.00011052 | 0.00013027 | 0.0001508 | 0.0001702 | 0.00018694 | 0.00019705 | 0.00020711 | 0.00021449 | 0.00021888 | 0.00022408 | 0.00022806 | 0.0023049 | 0.89545 | 0.77987 | 0.75272 | 0.58545 | 0.57626 | 0.54744 | 0.47096 | 0.55734 | 0.70181 | 0.83574 | 0.84031 | 0.86756 | 0 | 1.7776 | 1.3899 | 1.5155 | 1.3145 | 1.3867 | 1.5106 | 1.4685 | 1.508 | 1.5216 | 1.8041 | 1.8052 | 1.8528 | 3.8658
LO3Slow | New | Fixtures | Residential | Lighting | 0.0062274 | 0.0059076 | 49.8044 | -47.6767 | Manufactured | ID/MT/OR-Track_4000 to 7999 lumens | 3.9693e-07 | 1.0387e-06 | 2.3607e-06 | 4.7707e-06 | 8.5151e-06 | 1.3668e-05 | 2.058e-05 | 2.9064e-05 | 3.8935e-05 | 4.9498e-05 | 5.8342e-05 | 6.7536e-05 | 7.6225e-05 | 8.372e-05 | 8.8248e-05 | 9.2756e-05 | 9.606e-05 | 9.8025e-05 | 0.00010036 | 0.00010214 | 0.0010322 | 1.6356 | 1.4245 | 1.3749 | 1.0694 | 1.0526 | 0.99995 | 0.86026 | 1.018 | 1.2819 | 1.5266 | 1.5349 | 1.5847 | 0 | 3.2469 | 2.5388 | 2.7683 | 2.4011 | 2.533 | 2.7593 | 2.6824 | 2.7546 | 2.7793 | 3.2955 | 3.2974 | 3.3844 | 3.8658
LO3Slow | New | Fixtures | Residential | Lighting | 7.0455e-05 | 6.6792e-05 | 0.56298 | -74.4134 | Manufactured | WA-Floor/Table_0 to 249 lumens | 4.873e-08 | 1.2752e-07 | 2.8982e-07 | 5.857e-07 | 1.0454e-06 | 1.678e-06 | 2.5266e-06 | 3.5681e-06 | 4.7801e-06 | 6.0769e-06 | 7.1626e-06 | 8.2914e-06 | 9.3581e-06 | 1.0278e-05 | 1.0834e-05 | 1.1388e-05 | 1.1793e-05 | 1.2034e-05 | 1.2321e-05 | 1.2539e-05 | 0.00012673 | 0.018489 | 0.016095 | 0.015529 | 0.012079 | 0.011874 | 0.011275 | 0.0096988 | 0.011478 | 0.014457 | 0.017226 | 0.017334 | 0.017923 | 0 | 0.036829 | 0.028788 | 0.031352 | 0.027187 | 0.028606 | 0.031121 | 0.030243 | 0.031057 | 0.03136 | 0.037239 | 0.037321 | 0.038417 | 10.873
LO3Slow | New | Fixtures | Residential | Lighting | 0.00013802 | 0.00013084 | 1.1029 | -74.4134 | Manufactured | WA-Floor/Table_250 to 499 lumens | 3.0053e-07 | 7.8644e-07 | 1.7874e-06 | 3.6121e-06 | 6.4471e-06 | 1.0348e-05 | 1.5582e-05 | 2.2005e-05 | 2.9479e-05 | 3.7477e-05 | 4.4173e-05 | 5.1135e-05 | 5.7713e-05 | 6.3387e-05 | 6.6816e-05 | 7.023e-05 | 7.2731e-05 | 7.4219e-05 | 7.5983e-05 | 7.7332e-05 | 0.00078154 | 0.03622 | 0.031529 | 0.030422 | 0.023663 | 0.023261 | 0.022088 | 0.019 | 0.022485 | 0.02832 | 0.033745 | 0.033958 | 0.035111 | 0 | 0.072148 | 0.056395 | 0.061417 | 0.053258 | 0.056038 | 0.060965 | 0.059247 | 0.06084 | 0.061434 | 0.072951 | 0.073112 | 0.075259 | 10.873
LO3Slow | New | Fixtures | Residential | Lighting | 0.00026483 | 0.00025106 | 2.1161 | -74.4134 | Manufactured | WA-Floor/Table_500 to 999 lumens | 2.404e-06 | 6.2909e-06 | 1.4297e-05 | 2.8894e-05 | 5.1572e-05 | 8.2779e-05 | 0.00012464 | 0.00017602 | 0.00023581 | 0.00029979 | 0.00035334 | 0.00040903 | 0.00046165 | 0.00050705 | 0.00053447 | 0.00056178 | 0.00058179 | 0.00059369 | 0.0006078 | 0.00061859 | 0.0062517 | 0.069497 | 0.060497 | 0.058373 | 0.045404 | 0.044633 | 0.042381 | 0.036456 | 0.043142 | 0.05434 | 0.064749 | 0.065157 | 0.06737 | 0 | 0.13843 | 0.10821 | 0.11785 | 0.10219 | 0.10752 | 0.11698 | 0.11368 | 0.11674 | 0.11788 | 0.13997 | 0.14028 | 0.1444 | 10.873
LO3Slow | New | Fixtures | Residential | Lighting | 0.00048549 | 0.00046025 | 3.8794 | -74.4134 | Manufactured | WA-Floor/Table_1000 to 1999 lumens | 2.6205e-06 | 6.8576e-06 | 1.5585e-05 | 3.1497e-05 | 5.6217e-05 | 9.0236e-05 | 0.00013587 | 0.00019188 | 0.00025705 | 0.00032679 | 0.00038517 | 0.00044588 | 0.00050324 | 0.00055272 | 0.00058262 | 0.00061239 | 0.0006342 | 0.00064717 | 0.00066255 | 0.00067432 | 0.0068149 | 0.1274 | 0.11091 | 0.10701 | 0.083236 | 0.081822 | 0.077694 | 0.066833 | 0.07909 | 0.099617 | 0.1187 | 0.11945 | 0.1235 | 0 | 0.25378 | 0.19837 | 0.21604 | 0.18734 | 0.19712 | 0.21445 | 0.2084 | 0.214 | 0.2161 | 0.25661 | 0.25717 | 0.26472 | 10.873
LO3Slow | New | Fixtures | Residential | Lighting | 0.00094094 | 0.00089202 | 7.5187 | -74.4134 | Manufactured | WA-Floor/Table_2000 to 3999 lumens | 6.3541e-07 | 1.6628e-06 | 3.7791e-06 | 7.6371e-06 | 1.3631e-05 | 2.188e-05 | 3.2945e-05 | 4.6526e-05 | 6.2329e-05 | 7.9239e-05 | 9.3395e-05 | 0.00010811 | 0.00012202 | 0.00013402 | 0.00014127 | 0.00014849 | 0.00015378 | 0.00015692 | 0.00016065 | 0.0001635 | 0.0016524 | 0.24692 | 0.21495 | 0.2074 | 0.16132 | 0.15858 | 0.15058 | 0.12953 | 0.15329 | 0.19307 | 0.23006 | 0.2315 | 0.23937 | 0 | 0.49186 | 0.38447 | 0.41871 | 0.36308 | 0.38204 | 0.41562 | 0.40391 | 0.41477 | 0.41882 | 0.49734 | 0.49843 | 0.51307 | 10.873
LO3Slow | New | Fixtures | Residential | Lighting | 0.0017187 | 0.0016294 | 13.7338 | -74.4134 | Manufactured | WA-Floor/Table_4000 to 7999 lumens | 5.1421e-08 | 1.3456e-07 | 3.0582e-07 | 6.1804e-07 | 1.1031e-06 | 1.7706e-06 | 2.6661e-06 | 3.7652e-06 | 5.044e-06 | 6.4125e-06 | 7.5581e-06 | 8.7492e-06 | 9.8748e-06 | 1.0846e-05 | 1.1432e-05 | 1.2016e-05 | 1.2445e-05 | 1.2699e-05 | 1.3001e-05 | 1.3232e-05 | 0.00013372 | 0.45104 | 0.39263 | 0.37884 | 0.29467 | 0.28967 | 0.27505 | 0.2366 | 0.28 | 0.35267 | 0.42022 | 0.42287 | 0.43723 | 0 | 0.89844 | 0.70227 | 0.76482 | 0.66321 | 0.69783 | 0.75918 | 0.73778 | 0.75762 | 0.76503 | 0.90844 | 0.91045 | 0.93718 | 10.873
LO3Slow | New | Fixtures | Residential | Lighting | 0.00011143 | 0.00010541 | 0.88796 | -38.6656 | Manufactured | WA-Ceiling and Wall Flush Mount _0 to 249 lumens | 3.0164e-08 | 7.8935e-08 | 1.794e-07 | 3.6254e-07 | 6.471e-07 | 1.0387e-06 | 1.5639e-06 | 2.2087e-06 | 2.9588e-06 | 3.7616e-06 | 4.4336e-06 | 5.1324e-06 | 5.7926e-06 | 6.3622e-06 | 6.7063e-06 | 7.0489e-06 | 7.3e-06 | 7.4493e-06 | 7.6264e-06 | 7.7618e-06 | 7.8443e-05 | 0.029163 | 0.025348 | 0.024434 | 0.019009 | 0.01861 | 0.017647 | 0.015175 | 0.017957 | 0.022636 | 0.027023 | 0.027263 | 0.028318 | 0 | 0.058699 | 0.04584 | 0.049737 | 0.0431 | 0.04499 | 0.048748 | 0.047327 | 0.048596 | 0.049187 | 0.058676 | 0.059099 | 0.061374 | 3.7777
LO3Slow | New | Fixtures | Residential | Lighting | 0.00021828 | 0.0002065 | 1.7395 | -38.6656 | Manufactured | WA-Ceiling and Wall Flush Mount _250 to 499 lumens | 3.0636e-07 | 8.0171e-07 | 1.8221e-06 | 3.6822e-06 | 6.5723e-06 | 1.0549e-05 | 1.5884e-05 | 2.2433e-05 | 3.0052e-05 | 3.8205e-05 | 4.503e-05 | 5.2127e-05 | 5.8833e-05 | 6.4618e-05 | 6.8113e-05 | 7.1593e-05 | 7.4143e-05 | 7.5659e-05 | 7.7458e-05 | 7.8834e-05 | 0.00079672 | 0.057129 | 0.049656 | 0.047866 | 0.037239 | 0.036457 | 0.03457 | 0.029728 | 0.035178 | 0.044344 | 0.052938 | 0.053408 | 0.055475 | 0 | 0.11499 | 0.089801 | 0.097435 | 0.084432 | 0.088135 | 0.095497 | 0.092713 | 0.095198 | 0.096357 | 0.11495 | 0.11577 | 0.12023 | 3.7777
LO3Slow | New | Fixtures | Residential | Lighting | 0.00041883 | 0.00039623 | 3.3377 | -38.6656 | Manufactured | WA-Ceiling and Wall Flush Mount _500 to 999 lumens | 3.0985e-06 | 8.1083e-06 | 1.8428e-05 | 3.7241e-05 | 6.6471e-05 | 0.00010669 | 0.00016065 | 0.00022688 | 0.00030394 | 0.0003864 | 0.00045543 | 0.0005272 | 0.00059503 | 0.00065353 | 0.00068888 | 0.00072408 | 0.00074987 | 0.0007652 | 0.00078339 | 0.00079731 | 0.0080578 | 0.10962 | 0.095277 | 0.091844 | 0.071452 | 0.069952 | 0.066332 | 0.05704 | 0.067498 | 0.085085 | 0.10158 | 0.10248 | 0.10644 | 0 | 0.22064 | 0.17231 | 0.18695 | 0.162 | 0.16911 | 0.18324 | 0.17789 | 0.18266 | 0.18489 | 0.22055 | 0.22214 | 0.23069 | 3.7777
LO3Slow | New | Fixtures | Residential | Lighting | 0.00076781 | 0.00072638 | 6.1187 | -38.6656 | Manufactured | WA-Ceiling and Wall Flush Mount _1000 to 1999 lumens | 3.6534e-06 | 9.5604e-06 | 2.1728e-05 | 4.3911e-05 | 7.8375e-05 | 0.0001258 | 0.00018942 | 0.00026751 | 0.00035837 | 0.0004556 | 0.00053699 | 0.00062162 | 0.00070159 | 0.00077058 | 0.00081225 | 0.00085375 | 0.00088417 | 0.00090225 | 0.00092369 | 0.0009401 | 0.0095009 | 0.20095 | 0.17466 | 0.16837 | 0.13099 | 0.12824 | 0.1216 | 0.10457 | 0.12374 | 0.15598 | 0.18621 | 0.18786 | 0.19513 | 0 | 0.40449 | 0.31588 | 0.34273 | 0.29699 | 0.31002 | 0.33591 | 0.32612 | 0.33486 | 0.33894 | 0.40433 | 0.40724 | 0.42291 | 3.7777
LO3Slow | New | Fixtures | Residential | Lighting | 0.0014881 | 0.0014078 | 11.8588 | -38.6656 | Manufactured | WA-Ceiling and Wall Flush Mount _2000 to 3999 lumens | 2.7763e-06 | 7.2652e-06 | 1.6512e-05 | 3.3369e-05 | 5.9559e-05 | 9.56e-05 | 0.00014395 | 0.00020329 | 0.00027233 | 0.00034622 | 0.00040807 | 0.00047239 | 0.00053316 | 0.00058558 | 0.00061725 | 0.00064879 | 0.0006719 | 0.00068564 | 0.00070194 | 0.0007144 | 0.00722 | 0.38947 | 0.33852 | 0.32632 | 0.25387 | 0.24854 | 0.23568 | 0.20267 | 0.23982 | 0.30231 | 0.3609 | 0.3641 | 0.37819 | 0 | 0.78394 | 0.61221 | 0.66425 | 0.5756 | 0.60085 | 0.65104 | 0.63206 | 0.64901 | 0.6569 | 0.78363 | 0.78928 | 0.81966 | 3.7777
LO3Slow | New | Fixtures | Residential | Lighting | 0.0027182 | 0.0025715 | 21.6616 | -38.6656 | Manufactured | WA-Ceiling and Wall Flush Mount _4000 to 7999 lumens | 3.6704e-07 | 9.6048e-07 | 2.1829e-06 | 4.4115e-06 | 7.8739e-06 | 1.2639e-05 | 1.903e-05 | 2.6875e-05 | 3.6003e-05 | 4.5771e-05 | 5.3948e-05 | 6.2451e-05 | 7.0485e-05 | 7.7415e-05 | 8.1602e-05 | 8.5772e-05 | 8.8827e-05 | 9.0643e-05 | 9.2798e-05 | 9.4446e-05 | 0.0009545 | 0.71142 | 0.61835 | 0.59607 | 0.46373 | 0.45399 | 0.4305 | 0.37019 | 0.43806 | 0.55221 | 0.65923 | 0.66507 | 0.69081 | 0 | 1.432 | 1.1183 | 1.2133 | 1.0514 | 1.0975 | 1.1892 | 1.1545 | 1.1855 | 1.1999 | 1.4314 | 1.4417 | 1.4972 | 3.7777
LO3Slow | New | Fixtures | Residential | Lighting | 7.9543e-05 | 7.5085e-05 | 0.63206 | -113.2143 | Manufactured | WA-Downlight Fixture_0 to 249 lumens | 5.3005e-10 | 1.3871e-09 | 3.1524e-09 | 6.3708e-09 | 1.1371e-08 | 1.8252e-08 | 2.7482e-08 | 3.8812e-08 | 5.1994e-08 | 6.61e-08 | 7.7909e-08 | 9.0188e-08 | 1.0179e-07 | 1.118e-07 | 1.1785e-07 | 1.2387e-07 | 1.2828e-07 | 1.309e-07 | 1.3401e-07 | 1.3639e-07 | 1.3784e-06 | 0.020759 | 0.018014 | 0.017347 | 0.013498 | 0.013157 | 0.012458 | 0.010709 | 0.012671 | 0.015987 | 0.019124 | 0.019347 | 0.020194 | 0 | 0.042248 | 0.032961 | 0.035623 | 0.030846 | 0.031927 | 0.034444 | 0.033403 | 0.034296 | 0.034802 | 0.041722 | 0.042245 | 0.04428 | 10.01
LO3Slow | New | Fixtures | Residential | Lighting | 0.00015582 | 0.00014709 | 1.2382 | -113.2143 | Manufactured | WA-Downlight Fixture_250 to 499 lumens | 6.7598e-08 | 1.769e-07 | 4.0204e-07 | 8.1247e-07 | 1.4502e-06 | 2.3277e-06 | 3.5048e-06 | 4.9497e-06 | 6.6309e-06 | 8.4298e-06 | 9.9358e-06 | 1.1502e-05 | 1.2981e-05 | 1.4258e-05 | 1.5029e-05 | 1.5797e-05 | 1.636e-05 | 1.6694e-05 | 1.7091e-05 | 1.7394e-05 | 0.00017579 | 0.040667 | 0.035289 | 0.033983 | 0.026443 | 0.025774 | 0.024404 | 0.020978 | 0.024823 | 0.031318 | 0.037464 | 0.037901 | 0.039561 | 0 | 0.082764 | 0.06457 | 0.069785 | 0.060427 | 0.062544 | 0.067475 | 0.065437 | 0.067185 | 0.068177 | 0.081733 | 0.082758 | 0.086744 | 10.01
LO3Slow | New | Fixtures | Residential | Lighting | 0.00029899 | 0.00028223 | 2.3758 | -113.2143 | Manufactured | WA-Downlight Fixture_500 to 999 lumens | 2.6663e-06 | 6.9773e-06 | 1.5858e-05 | 3.2047e-05 | 5.7199e-05 | 9.1812e-05 | 0.00013824 | 0.00019523 | 0.00026154 | 0.0003325 | 0.0003919 | 0.00045367 | 0.00051203 | 0.00056238 | 0.00059279 | 0.00062308 | 0.00064528 | 0.00065847 | 0.00067412 | 0.0006861 | 0.0069339 | 0.07803 | 0.067711 | 0.065205 | 0.050738 | 0.049455 | 0.046826 | 0.040252 | 0.047629 | 0.060092 | 0.071884 | 0.072722 | 0.075907 | 0 | 0.1588 | 0.12389 | 0.1339 | 0.11594 | 0.12001 | 0.12947 | 0.12556 | 0.12891 | 0.13082 | 0.15683 | 0.15879 | 0.16644 | 10.01
LO3Slow | New | Fixtures | Residential | Lighting | 0.00054811 | 0.0005174 | 4.3554 | -113.2143 | Manufactured | WA-Downlight Fixture_1000 to 1999 lumens | 8.6371e-07 | 2.2602e-06 | 5.1369e-06 | 1.0381e-05 | 1.8529e-05 | 2.9741e-05 | 4.4781e-05 | 6.3243e-05 | 8.4723e-05 | 0.00010771 | 0.00012695 | 0.00014696 | 0.00016587 | 0.00018217 | 0.00019203 | 0.00020184 | 0.00020903 | 0.0002133 | 0.00021837 | 0.00022225 | 0.0022461 | 0.14305 | 0.12413 | 0.11954 | 0.093015 | 0.090662 | 0.085843 | 0.073792 | 0.087314 | 0.11016 | 0.13178 | 0.13332 | 0.13916 | 0 | 0.29112 | 0.22713 | 0.24547 | 0.21255 | 0.22 | 0.23734 | 0.23018 | 0.23632 | 0.23982 | 0.2875 | 0.2911 | 0.30513 | 10.01
LO3Slow | New | Fixtures | Residential | Lighting | 0.0010623 | 0.0010028 | 8.4413 | -113.2143 | Manufactured | WA-Downlight Fixture_2000 to 3999 lumens | 2.085e-07 | 5.4562e-07 | 1.24e-06 | 2.506e-06 | 4.4729e-06 | 7.1795e-06 | 1.081e-05 | 1.5267e-05 | 2.0452e-05 | 2.6001e-05 | 3.0646e-05 | 3.5476e-05 | 4.004e-05 | 4.3977e-05 | 4.6355e-05 | 4.8724e-05 | 5.0459e-05 | 5.1491e-05 | 5.2715e-05 | 5.3652e-05 | 0.00054222 | 0.27724 | 0.24058 | 0.23168 | 0.18027 | 0.17571 | 0.16637 | 0.14302 | 0.16923 | 0.21351 | 0.25541 | 0.25838 | 0.2697 | 0 | 0.56423 | 0.4402 | 0.47576 | 0.41196 | 0.42639 | 0.46 | 0.44611 | 0.45803 | 0.46479 | 0.5572 | 0.56419 | 0.59137 | 10.01
LO3Slow | New | Fixtures | Residential | Lighting | 0.0019404 | 0.0018317 | 15.4191 | -113.2143 | Manufactured | WA-Downlight Fixture_4000 to 7999 lumens | 4.591e-08 | 1.2014e-07 | 2.7305e-07 | 5.518e-07 | 9.8489e-07 | 1.5809e-06 | 2.3803e-06 | 3.3616e-06 | 4.5034e-06 | 5.7252e-06 | 6.748e-06 | 7.8115e-06 | 8.8165e-06 | 9.6833e-06 | 1.0207e-05 | 1.0729e-05 | 1.1111e-05 | 1.1338e-05 | 1.1607e-05 | 1.1814e-05 | 0.00011939 | 0.50641 | 0.43945 | 0.42318 | 0.32929 | 0.32096 | 0.3039 | 0.26124 | 0.30911 | 0.39 | 0.46653 | 0.47197 | 0.49264 | 0 | 1.0306 | 0.80407 | 0.86902 | 0.75248 | 0.77885 | 0.84025 | 0.81487 | 0.83664 | 0.849 | 1.0178 | 1.0306 | 1.0802 | 10.01
LO3Slow | New | Fixtures | Residential | Lighting | 0.00014232 | 0.00016147 | 0.7969 | -74.5523 | Manufactured | WA-Exterior Porch_0 to 249 lumens | 1.7242e-11 | 4.5121e-11 | 1.0255e-10 | 2.0724e-10 | 3.6989e-10 | 5.9372e-10 | 8.9397e-10 | 1.2625e-09 | 1.6913e-09 | 2.1502e-09 | 2.5343e-09 | 2.9337e-09 | 3.3112e-09 | 3.6367e-09 | 3.8334e-09 | 4.0293e-09 | 4.1728e-09 | 4.2582e-09 | 4.3594e-09 | 4.4368e-09 | 4.484e-08 | 0.033708 | 0.029627 | 0.023476 | 0.014018 | 0.013139 | 0.012786 | 0.0093382 | 0.011198 | 0.016702 | 0.027366 | 0.031745 | 0.034314 | 0 | 0.065856 | 0.048778 | 0.042894 | 0.035709 | 0.033338 | 0.032041 | 0.033508 | 0.035278 | 0.041287 | 0.047654 | 0.058505 | 0.064635 | 12.9658
LO3Slow | New | Fixtures | Residential | Lighting | 0.0002788 | 0.00031631 | 1.5611 | -74.5523 | Manufactured | WA-Exterior Porch_250 to 499 lumens | 3.4707e-09 | 9.0824e-09 | 2.0642e-08 | 4.1715e-08 | 7.4457e-08 | 1.1951e-07 | 1.7995e-07 | 2.5414e-07 | 3.4045e-07 | 4.3282e-07 | 5.1014e-07 | 5.9054e-07 | 6.6651e-07 | 7.3205e-07 | 7.7164e-07 | 8.1107e-07 | 8.3996e-07 | 8.5714e-07 | 8.7751e-07 | 8.931e-07 | 9.0259e-06 | 0.066034 | 0.058039 | 0.045989 | 0.027461 | 0.025739 | 0.025047 | 0.018293 | 0.021936 | 0.032719 | 0.05361 | 0.062189 | 0.067221 | 0 | 0.12901 | 0.095555 | 0.084029 | 0.069954 | 0.06531 | 0.062767 | 0.065642 | 0.069108 | 0.080881 | 0.093353 | 0.11461 | 0.12662 | 12.9658
LO3Slow | New | Fixtures | Residential | Lighting | 0.00053494 | 0.00060693 | 2.9954 | -74.5523 | Manufactured | WA-Exterior Porch_500 to 999 lumens | 1.5595e-07 | 4.0809e-07 | 9.2749e-07 | 1.8744e-06 | 3.3455e-06 | 5.3699e-06 | 8.0855e-06 | 1.1419e-05 | 1.5297e-05 | 1.9447e-05 | 2.2922e-05 | 2.6534e-05 | 2.9948e-05 | 3.2892e-05 | 3.4671e-05 | 3.6443e-05 | 3.7741e-05 | 3.8513e-05 | 3.9428e-05 | 4.0129e-05 | 0.00040555 | 0.1267 | 0.11136 | 0.088242 | 0.052691 | 0.049387 | 0.04806 | 0.0351 | 0.04209 | 0.062779 | 0.10286 | 0.11933 | 0.12898 | 0 | 0.24754 | 0.18335 | 0.16123 | 0.13423 | 0.12531 | 0.12043 | 0.12595 | 0.1326 | 0.15519 | 0.17912 | 0.21991 | 0.24295 | 12.9658
LO3Slow | New | Fixtures | Residential | Lighting | 0.00098067 | 0.0011126 | 5.4913 | -74.5523 | Manufactured | WA-Exterior Porch_1000 to 1999 lumens | 2.8525e-07 | 7.4647e-07 | 1.6965e-06 | 3.4285e-06 | 6.1194e-06 | 9.8224e-06 | 1.479e-05 | 2.0887e-05 | 2.7981e-05 | 3.5572e-05 | 4.1927e-05 | 4.8535e-05 | 5.4779e-05 | 6.0166e-05 | 6.342e-05 | 6.666e-05 | 6.9034e-05 | 7.0446e-05 | 7.2121e-05 | 7.3402e-05 | 0.00074182 | 0.23228 | 0.20415 | 0.16177 | 0.096594 | 0.090538 | 0.088105 | 0.064347 | 0.07716 | 0.11509 | 0.18857 | 0.21875 | 0.23645 | 0 | 0.4538 | 0.33612 | 0.29557 | 0.24607 | 0.22973 | 0.22079 | 0.2309 | 0.24309 | 0.2845 | 0.32837 | 0.40315 | 0.44539 | 12.9658
LO3Slow | New | Fixtures | Residential | Lighting | 0.0019007 | 0.0021564 | 10.6428 | -74.5523 | Manufactured | WA-Exterior Porch_2000 to 3999 lumens | 2.24e-07 | 5.8619e-07 | 1.3323e-06 | 2.6923e-06 | 4.8055e-06 | 7.7134e-06 | 1.1614e-05 | 1.6402e-05 | 2.1973e-05 | 2.7934e-05 | 3.2925e-05 | 3.8114e-05 | 4.3017e-05 | 4.7247e-05 | 4.9802e-05 | 5.2347e-05 | 5.4212e-05 | 5.532e-05 | 5.6635e-05 | 5.7641e-05 | 0.00058254 | 0.45018 | 0.39568 | 0.31353 | 0.18721 | 0.17547 | 0.17076 | 0.12471 | 0.14955 | 0.22306 | 0.36548 | 0.42397 | 0.45827 | 0 | 0.87952 | 0.65144 | 0.57286 | 0.47691 | 0.44524 | 0.42791 | 0.44751 | 0.47114 | 0.5514 | 0.63642 | 0.78135 | 0.86322 | 12.9658
LO3Slow | New | Fixtures | Residential | Lighting | 0.0034718 | 0.003939 | 19.4403 | -74.5523 | Manufactured | WA-Exterior Porch_4000 to 7999 lumens | 1.7958e-08 | 4.6992e-08 | 1.068e-07 | 2.1583e-07 | 3.8524e-07 | 6.1835e-07 | 9.3106e-07 | 1.3149e-06 | 1.7615e-06 | 2.2394e-06 | 2.6395e-06 | 3.0555e-06 | 3.4485e-06 | 3.7876e-06 | 3.9925e-06 | 4.1965e-06 | 4.3459e-06 | 4.4348e-06 | 4.5402e-06 | 4.6209e-06 | 4.67e-05 | 0.82231 | 0.72275 | 0.57269 | 0.34196 | 0.32052 | 0.31191 | 0.2278 | 0.27316 | 0.40744 | 0.66759 | 0.77442 | 0.83709 | 0 | 1.6066 | 1.1899 | 1.0464 | 0.87113 | 0.81329 | 0.78163 | 0.81742 | 0.86059 | 1.0072 | 1.1625 | 1.4272 | 1.5768 | 12.9658
LO3Slow | New | Fixtures | Residential | Lighting | 0.00011634 | 0.00013606 | 0.64697 | -110.8801 | Manufactured | WA-Chandelier/Pendant_0 to 249 lumens | 3.5284e-09 | 9.2333e-09 | 2.0985e-08 | 4.2408e-08 | 7.5693e-08 | 1.215e-07 | 1.8294e-07 | 2.5836e-07 | 3.4611e-07 | 4.4001e-07 | 5.1861e-07 | 6.0035e-07 | 6.7758e-07 | 7.4421e-07 | 7.8446e-07 | 8.2454e-07 | 8.5391e-07 | 8.7137e-07 | 8.9208e-07 | 9.0793e-07 | 9.1758e-06 | 0.027987 | 0.024969 | 0.019729 | 0.011516 | 0.011442 | 0.011362 | 0.0083335 | 0.010003 | 0.014757 | 0.023802 | 0.027082 | 0.028157 | 0 | 0.049031 | 0.036299 | 0.03207 | 0.026756 | 0.027645 | 0.028087 | 0.029848 | 0.031464 | 0.035779 | 0.038806 | 0.045838 | 0.046208 | 5.9597
LO3Slow | New | Fixtures | Residential | Lighting | 0.00022792 | 0.00026653 | 1.2674 | -110.8801 | Manufactured | WA-Chandelier/Pendant_250 to 499 lumens | 3.2731e-08 | 8.5651e-08 | 1.9466e-07 | 3.9339e-07 | 7.0216e-07 | 1.127e-06 | 1.697e-06 | 2.3966e-06 | 3.2106e-06 | 4.0817e-06 | 4.8109e-06 | 5.5691e-06 | 6.2855e-06 | 6.9035e-06 | 7.2769e-06 | 7.6487e-06 | 7.9212e-06 | 8.0832e-06 | 8.2753e-06 | 8.4223e-06 | 8.5118e-05 | 0.054826 | 0.048914 | 0.038649 | 0.022559 | 0.022414 | 0.022258 | 0.016325 | 0.019596 | 0.028909 | 0.046628 | 0.053053 | 0.05516 | 0 | 0.096051 | 0.071109 | 0.062825 | 0.052415 | 0.054155 | 0.055022 | 0.058472 | 0.061638 | 0.07009 | 0.07602 | 0.089796 | 0.09052 | 5.9597
LO3Slow | New | Fixtures | Residential | Lighting | 0.00043732 | 0.00051142 | 2.4318 | -110.8801 | Manufactured | WA-Chandelier/Pendant_500 to 999 lumens | 3.1071e-07 | 8.1309e-07 | 1.8479e-06 | 3.7345e-06 | 6.6656e-06 | 1.0699e-05 | 1.611e-05 | 2.2751e-05 | 3.0478e-05 | 3.8747e-05 | 4.567e-05 | 5.2867e-05 | 5.9669e-05 | 6.5535e-05 | 6.908e-05 | 7.261e-05 | 7.5196e-05 | 7.6734e-05 | 7.8558e-05 | 7.9953e-05 | 0.00080803 | 0.1052 | 0.093854 | 0.074158 | 0.043286 | 0.043007 | 0.042708 | 0.031324 | 0.0376 | 0.055468 | 0.089468 | 0.1018 | 0.10584 | 0 | 0.1843 | 0.13644 | 0.12055 | 0.10057 | 0.10391 | 0.10557 | 0.11219 | 0.11827 | 0.13449 | 0.14586 | 0.1723 | 0.17369 | 5.9597
LO3Slow | New | Fixtures | Residential | Lighting | 0.0008017 | 0.00093754 | 4.4581 | -110.8801 | Manufactured | WA-Chandelier/Pendant_1000 to 1999 lumens | 4.0596e-07 | 1.0623e-06 | 2.4144e-06 | 4.8793e-06 | 8.7089e-06 | 1.3979e-05 | 2.1048e-05 | 2.9725e-05 | 3.9821e-05 | 5.0625e-05 | 5.9669e-05 | 6.9073e-05 | 7.7959e-05 | 8.5624e-05 | 9.0255e-05 | 9.4867e-05 | 9.8246e-05 | 0.00010026 | 0.00010264 | 0.00010446 | 0.0010557 | 0.19285 | 0.17206 | 0.13595 | 0.079354 | 0.078841 | 0.078294 | 0.057425 | 0.06893 | 0.10169 | 0.16402 | 0.18662 | 0.19403 | 0 | 0.33786 | 0.25013 | 0.22099 | 0.18437 | 0.19049 | 0.19354 | 0.20567 | 0.21681 | 0.24654 | 0.2674 | 0.31586 | 0.31841 | 5.9597
LO3Slow | New | Fixtures | Residential | Lighting | 0.0015538 | 0.0018171 | 8.6404 | -110.8801 | Manufactured | WA-Chandelier/Pendant_2000 to 3999 lumens | 6.7016e-07 | 1.7537e-06 | 3.9857e-06 | 8.0548e-06 | 1.4377e-05 | 2.3076e-05 | 3.4746e-05 | 4.9071e-05 | 6.5737e-05 | 8.3572e-05 | 9.8502e-05 | 0.00011403 | 0.0001287 | 0.00014135 | 0.000149 | 0.00015661 | 0.00016219 | 0.0001655 | 0.00016944 | 0.00017245 | 0.0017428 | 0.37377 | 0.33347 | 0.26348 | 0.1538 | 0.1528 | 0.15174 | 0.1113 | 0.13359 | 0.19708 | 0.31788 | 0.36169 | 0.37605 | 0 | 0.65482 | 0.48478 | 0.4283 | 0.35733 | 0.3692 | 0.3751 | 0.39862 | 0.42021 | 0.47783 | 0.51826 | 0.61217 | 0.61711 | 5.9597
LO3Slow | New | Fixtures | Residential | Lighting | 0.0028382 | 0.0033191 | 15.7827 | -110.8801 | Manufactured | WA-Chandelier/Pendant_4000 to 7999 lumens | 3.5407e-07 | 9.2655e-07 | 2.1058e-06 | 4.2556e-06 | 7.5957e-06 | 1.2192e-05 | 1.8358e-05 | 2.5926e-05 | 3.4731e-05 | 4.4154e-05 | 5.2042e-05 | 6.0244e-05 | 6.7995e-05 | 7.468e-05 | 7.8719e-05 | 8.2741e-05 | 8.5689e-05 | 8.7441e-05 | 8.9519e-05 | 9.1109e-05 | 0.00092078 | 0.68273 | 0.60911 | 0.48129 | 0.28093 | 0.27911 | 0.27718 | 0.2033 | 0.24403 | 0.35999 | 0.58065 | 0.66066 | 0.68689 | 0 | 1.1961 | 0.88551 | 0.78234 | 0.65271 | 0.67439 | 0.68517 | 0.72813 | 0.76757 | 0.87281 | 0.94666 | 1.1182 | 1.1272 | 5.9597
LO3Slow | New | Fixtures | Residential | Lighting | 2.898e-05 | 2.7142e-05 | 0.22794 | 9.8699 | Manufactured | WA-Linear Flush Mount_0 to 249 lumens | 1.0139e-09 | 2.6532e-09 | 6.03e-09 | 1.2186e-08 | 2.1751e-08 | 3.4912e-08 | 5.2568e-08 | 7.4239e-08 | 9.9454e-08 | 1.2644e-07 | 1.4902e-07 | 1.7251e-07 | 1.947e-07 | 2.1385e-07 | 2.2541e-07 | 2.3693e-07 | 2.4537e-07 | 2.5039e-07 | 2.5634e-07 | 2.6089e-07 | 2.6367e-06 | 0.007487 | 0.006459 | 0.0061971 | 0.0048257 | 0.0046285 | 0.0043584 | 0.0037415 | 0.0044261 | 0.0056027 | 0.0067528 | 0.0069007 | 0.0073306 | 0 | 0.015836 | 0.012314 | 0.01313 | 0.01134 | 0.011387 | 0.01209 | 0.011678 | 0.011986 | 0.01228 | 0.014988 | 0.015464 | 0.016735 | 1.6464
LO3Slow | New | Fixtures | Residential | Lighting | 5.6772e-05 | 5.3172e-05 | 0.44653 | 9.8699 | Manufactured | WA-Linear Flush Mount_250 to 499 lumens | 2.6855e-08 | 7.0276e-08 | 1.5972e-07 | 3.2278e-07 | 5.7611e-07 | 9.2473e-07 | 1.3924e-06 | 1.9664e-06 | 2.6343e-06 | 3.349e-06 | 3.9473e-06 | 4.5694e-06 | 5.1572e-06 | 5.6643e-06 | 5.9706e-06 | 6.2757e-06 | 6.4993e-06 | 6.6322e-06 | 6.7898e-06 | 6.9104e-06 | 6.9839e-05 | 0.014667 | 0.012653 | 0.01214 | 0.0094535 | 0.0090671 | 0.008538 | 0.0073295 | 0.0086706 | 0.010976 | 0.013229 | 0.013518 | 0.01436 | 0 | 0.031023 | 0.024123 | 0.025721 | 0.022214 | 0.022307 | 0.023685 | 0.022877 | 0.02348 | 0.024055 | 0.029361 | 0.030294 | 0.032784 | 1.6464
LO3Slow | New | Fixtures | Residential | Lighting | 0.00010893 | 0.00010202 | 0.85678 | 9.8699 | Manufactured | WA-Linear Flush Mount_500 to 999 lumens | 5.2698e-07 | 1.379e-06 | 3.1342e-06 | 6.3339e-06 | 1.1305e-05 | 1.8146e-05 | 2.7323e-05 | 3.8587e-05 | 5.1693e-05 | 6.5717e-05 | 7.7458e-05 | 8.9666e-05 | 0.0001012 | 0.00011115 | 0.00011716 | 0.00012315 | 0.00012754 | 0.00013014 | 0.00013324 | 0.0001356 | 0.0013705 | 0.028142 | 0.024278 | 0.023294 | 0.018139 | 0.017398 | 0.016382 | 0.014064 | 0.016637 | 0.021059 | 0.025382 | 0.025938 | 0.027554 | 0 | 0.059525 | 0.046286 | 0.049352 | 0.042623 | 0.042802 | 0.045445 | 0.043896 | 0.045053 | 0.046157 | 0.056337 | 0.058127 | 0.062904 | 1.6464
LO3Slow | New | Fixtures | Residential | Lighting | 0.0001997 | 0.00018703 | 1.5707 | 9.8699 | Manufactured | WA-Linear Flush Mount_1000 to 1999 lumens | 8.5448e-07 | 2.2361e-06 | 5.082e-06 | 1.027e-05 | 1.8331e-05 | 2.9423e-05 | 4.4303e-05 | 6.2567e-05 | 8.3818e-05 | 0.00010656 | 0.0001256 | 0.00014539 | 0.00016409 | 0.00018023 | 0.00018998 | 0.00019968 | 0.00020679 | 0.00021102 | 0.00021604 | 0.00021988 | 0.0022221 | 0.051591 | 0.044508 | 0.042703 | 0.033253 | 0.031894 | 0.030033 | 0.025782 | 0.030499 | 0.038607 | 0.046532 | 0.047551 | 0.050513 | 0 | 0.10912 | 0.084852 | 0.090474 | 0.078139 | 0.078467 | 0.083312 | 0.080471 | 0.082593 | 0.084616 | 0.10328 | 0.10656 | 0.11532 | 1.6464
LO3Slow | New | Fixtures | Residential | Lighting | 0.00038704 | 0.00036249 | 3.0442 | 9.8699 | Manufactured | WA-Linear Flush Mount_2000 to 3999 lumens | 2.7419e-07 | 7.1752e-07 | 1.6307e-06 | 3.2955e-06 | 5.8821e-06 | 9.4415e-06 | 1.4216e-05 | 2.0077e-05 | 2.6896e-05 | 3.4193e-05 | 4.0302e-05 | 4.6653e-05 | 5.2655e-05 | 5.7832e-05 | 6.096e-05 | 6.4075e-05 | 6.6357e-05 | 6.7714e-05 | 6.9324e-05 | 7.0555e-05 | 0.00071305 | 0.09999 | 0.086262 | 0.082764 | 0.064448 | 0.061814 | 0.058207 | 0.049968 | 0.059111 | 0.074825 | 0.090185 | 0.09216 | 0.097901 | 0 | 0.2115 | 0.16445 | 0.17535 | 0.15144 | 0.15208 | 0.16147 | 0.15596 | 0.16008 | 0.164 | 0.20017 | 0.20653 | 0.2235 | 1.6464
LO3Slow | New | Fixtures | Residential | Lighting | 0.00070697 | 0.00066213 | 5.5605 | 9.8699 | Manufactured | WA-Linear Flush Mount_4000 to 7999 lumens | 4.6387e-08 | 1.2139e-07 | 2.7588e-07 | 5.5753e-07 | 9.9512e-07 | 1.5973e-06 | 2.4051e-06 | 3.3966e-06 | 4.5502e-06 | 5.7847e-06 | 6.8181e-06 | 7.8927e-06 | 8.9081e-06 | 9.7839e-06 | 1.0313e-05 | 1.084e-05 | 1.1226e-05 | 1.1456e-05 | 1.1728e-05 | 1.1936e-05 | 0.00012063 | 0.18264 | 0.15757 | 0.15118 | 0.11772 | 0.11291 | 0.10632 | 0.091273 | 0.10797 | 0.13668 | 0.16473 | 0.16834 | 0.17883 | 0 | 0.38632 | 0.3004 | 0.3203 | 0.27663 | 0.27779 | 0.29494 | 0.28488 | 0.2924 | 0.29956 | 0.36563 | 0.37725 | 0.40825 | 1.6464
LO3Slow | New | Fixtures | Residential | Lighting | 2.1873e-05 | 2.0242e-05 | 0.16937 | 18.1824 | Manufactured | WA-Linear Shop_0 to 249 lumens | 5.4475e-10 | 1.4255e-09 | 3.2399e-09 | 6.5475e-09 | 1.1686e-08 | 1.8758e-08 | 2.8244e-08 | 3.9888e-08 | 5.3436e-08 | 6.7933e-08 | 8.007e-08 | 9.2689e-08 | 1.0461e-07 | 1.149e-07 | 1.2111e-07 | 1.273e-07 | 1.3184e-07 | 1.3453e-07 | 1.3773e-07 | 1.4018e-07 | 1.4167e-06 | 0.005564 | 0.0047565 | 0.0045372 | 0.0035372 | 0.0033056 | 0.0030843 | 0.0026418 | 0.0031239 | 0.0039762 | 0.0048523 | 0.0050398 | 0.005502 | 0 | 0.012457 | 0.0096407 | 0.010081 | 0.0086736 | 0.0083159 | 0.0086034 | 0.0082545 | 0.0084675 | 0.0088128 | 0.01107 | 0.011754 | 0.013315 | 1.2998
LO3Slow | New | Fixtures | Residential | Lighting | 4.2848e-05 | 3.9655e-05 | 0.33179 | 18.1824 | Manufactured | WA-Linear Shop_250 to 499 lumens | 0 | 0 | 0 | 0 | 0 | 0 | 0 | 0 | 0 | 0 | 0 | 0 | 0 | 0 | 0 | 0 | 0 | 0 | 0 | 0 | 0 | 0.0109 | 0.0093179 | 0.0088884 | 0.0069294 | 0.0064756 | 0.0060422 | 0.0051753 | 0.0061197 | 0.0077893 | 0.0095056 | 0.0098729 | 0.010778 | 0 | 0.024402 | 0.018886 | 0.019749 | 0.016991 | 0.016291 | 0.016854 | 0.01617 | 0.016588 | 0.017264 | 0.021686 | 0.023026 | 0.026085 | 1.2998
LO3Slow | New | Fixtures | Residential | Lighting | 8.2216e-05 | 7.6087e-05 | 0.63662 | 18.1824 | Manufactured | WA-Linear Shop_500 to 999 lumens | 5.6714e-10 | 1.4841e-09 | 3.373e-09 | 6.8166e-09 | 1.2167e-08 | 1.9529e-08 | 2.9405e-08 | 4.1527e-08 | 5.5632e-08 | 7.0725e-08 | 8.336e-08 | 9.6498e-08 | 1.0891e-07 | 1.1962e-07 | 1.2609e-07 | 1.3253e-07 | 1.3725e-07 | 1.4006e-07 | 1.4339e-07 | 1.4594e-07 | 1.4749e-06 | 0.020914 | 0.017879 | 0.017055 | 0.013296 | 0.012425 | 0.011593 | 0.0099302 | 0.011742 | 0.014946 | 0.018239 | 0.018944 | 0.020681 | 0 | 0.046822 | 0.036238 | 0.037894 | 0.032602 | 0.031258 | 0.032339 | 0.031027 | 0.031828 | 0.033126 | 0.04161 | 0.044182 | 0.05005 | 1.2998
LO3Slow | New | Fixtures | Residential | Lighting | 0.00015072 | 0.00013949 | 1.1671 | 18.1824 | Manufactured | WA-Linear Shop_1000 to 1999 lumens | 1.3112e-10 | 3.4312e-10 | 7.7982e-10 | 1.5759e-09 | 2.8129e-09 | 4.515e-09 | 6.7982e-09 | 9.6008e-09 | 1.2862e-08 | 1.6351e-08 | 1.9272e-08 | 2.231e-08 | 2.518e-08 | 2.7656e-08 | 2.9151e-08 | 3.0641e-08 | 3.1732e-08 | 3.2381e-08 | 3.3151e-08 | 3.374e-08 | 3.4098e-07 | 0.03834 | 0.032776 | 0.031265 | 0.024374 | 0.022778 | 0.021254 | 0.018204 | 0.021526 | 0.027399 | 0.033436 | 0.034728 | 0.037913 | 0 | 0.085836 | 0.066432 | 0.069468 | 0.059768 | 0.057303 | 0.059284 | 0.05688 | 0.058347 | 0.060727 | 0.076281 | 0.080996 | 0.091754 | 1.2998
LO3Slow | New | Fixtures | Residential | Lighting | 0.00029211 | 0.00027034 | 2.2619 | 18.1824 | Manufactured | WA-Linear Shop_2000 to 3999 lumens | 0 | 0 | 0 | 0 | 0 | 0 | 0 | 0 | 0 | 0 | 0 | 0 | 0 | 0 | 0 | 0 | 0 | 0 | 0 | 0 | 0 | 0.074308 | 0.063524 | 0.060596 | 0.04724 | 0.044147 | 0.041192 | 0.035282 | 0.04172 | 0.053103 | 0.064803 | 0.067307 | 0.07348 | 0 | 0.16636 | 0.12875 | 0.13464 | 0.11584 | 0.11106 | 0.1149 | 0.11024 | 0.11308 | 0.1177 | 0.14784 | 0.15698 | 0.17783 | 1.2998
LO3Slow | New | Fixtures | Residential | Lighting | 0.00053358 | 0.00049381 | 4.1317 | 18.1824 | Manufactured | WA-Linear Shop_4000 to 7999 lumens | 7.385e-09 | 1.9325e-08 | 4.3922e-08 | 8.8761e-08 | 1.5843e-07 | 2.543e-07 | 3.8289e-07 | 5.4074e-07 | 7.2441e-07 | 9.2094e-07 | 1.0855e-06 | 1.2565e-06 | 1.4182e-06 | 1.5576e-06 | 1.6419e-06 | 1.7258e-06 | 1.7872e-06 | 1.8238e-06 | 1.8672e-06 | 1.9003e-06 | 1.9205e-05 | 0.13573 | 0.11603 | 0.11068 | 0.08629 | 0.080639 | 0.075242 | 0.064447 | 0.076207 | 0.096999 | 0.11837 | 0.12294 | 0.13422 | 0 | 0.30388 | 0.23518 | 0.24593 | 0.21159 | 0.20287 | 0.20988 | 0.20137 | 0.20656 | 0.21499 | 0.27005 | 0.28674 | 0.32483 | 1.2998
LO3Slow | New | Fixtures | Residential | Lighting | 0.00021426 | 0.00020326 | 1.7136 | -53.1118 | Manufactured | WA-Track_0 to 249 lumens | 0 | 0 | 0 | 0 | 0 | 0 | 0 | 0 | 0 | 0 | 0 | 0 | 0 | 0 | 0 | 0 | 0 | 0 | 0 | 0 | 0 | 0.056276 | 0.049013 | 0.047306 | 0.036794 | 0.036217 | 0.034405 | 0.029598 | 0.035027 | 0.044107 | 0.052524 | 0.052811 | 0.054523 | 0 | 0.11172 | 0.08735 | 0.095246 | 0.082612 | 0.087151 | 0.094937 | 0.09229 | 0.094775 | 0.095627 | 0.11339 | 0.11345 | 0.11644 | 5.26
LO3Slow | New | Fixtures | Residential | Lighting | 0.00041973 | 0.00039818 | 3.3569 | -53.1118 | Manufactured | WA-Track_250 to 499 lumens | 1.4169e-08 | 3.7078e-08 | 8.4268e-08 | 1.703e-07 | 3.0396e-07 | 4.8789e-07 | 7.3462e-07 | 1.0375e-06 | 1.3898e-06 | 1.7669e-06 | 2.0826e-06 | 2.4108e-06 | 2.7209e-06 | 2.9885e-06 | 3.1501e-06 | 3.3111e-06 | 3.429e-06 | 3.4991e-06 | 3.5823e-06 | 3.6459e-06 | 3.6847e-05 | 0.11024 | 0.096016 | 0.092672 | 0.072079 | 0.070948 | 0.067399 | 0.057983 | 0.068618 | 0.086405 | 0.10289 | 0.10346 | 0.10681 | 0 | 0.21885 | 0.17112 | 0.18659 | 0.16184 | 0.17073 | 0.18598 | 0.1808 | 0.18566 | 0.18733 | 0.22212 | 0.22225 | 0.22811 | 5.26
LO3Slow | New | Fixtures | Residential | Lighting | 0.00080537 | 0.00076401 | 6.4411 | -53.1118 | Manufactured | WA-Track_500 to 999 lumens | 1.7168e-07 | 4.4927e-07 | 1.0211e-06 | 2.0635e-06 | 3.683e-06 | 5.9117e-06 | 8.9013e-06 | 1.2571e-05 | 1.6841e-05 | 2.1409e-05 | 2.5234e-05 | 2.9211e-05 | 3.2969e-05 | 3.6211e-05 | 3.817e-05 | 4.012e-05 | 4.1549e-05 | 4.2398e-05 | 4.3406e-05 | 4.4177e-05 | 0.00044647 | 0.21153 | 0.18423 | 0.17782 | 0.1383 | 0.13613 | 0.12932 | 0.11125 | 0.13166 | 0.16579 | 0.19743 | 0.19851 | 0.20494 | 0 | 0.41992 | 0.32833 | 0.35801 | 0.31052 | 0.32758 | 0.35685 | 0.3469 | 0.35624 | 0.35945 | 0.42619 | 0.42644 | 0.43769 | 5.26
LO3Slow | New | Fixtures | Residential | Lighting | 0.0014764 | 0.0014006 | 11.808 | -53.1118 | Manufactured | WA-Track_1000 to 1999 lumens | 2.7513e-07 | 7.1998e-07 | 1.6363e-06 | 3.3069e-06 | 5.9023e-06 | 9.4739e-06 | 1.4265e-05 | 2.0146e-05 | 2.6988e-05 | 3.431e-05 | 4.044e-05 | 4.6813e-05 | 5.2836e-05 | 5.8031e-05 | 6.117e-05 | 6.4295e-05 | 6.6585e-05 | 6.7947e-05 | 6.9562e-05 | 7.0798e-05 | 0.0007155 | 0.38779 | 0.33774 | 0.32598 | 0.25354 | 0.24956 | 0.23708 | 0.20396 | 0.24137 | 0.30393 | 0.36193 | 0.36391 | 0.37571 | 0 | 0.76981 | 0.60191 | 0.65632 | 0.56926 | 0.60054 | 0.65419 | 0.63595 | 0.65307 | 0.65895 | 0.78131 | 0.78177 | 0.80238 | 5.26
LO3Slow | New | Fixtures | Residential | Lighting | 0.0028615 | 0.0027146 | 22.8853 | -53.1118 | Manufactured | WA-Track_2000 to 3999 lumens | 3.4815e-07 | 9.1105e-07 | 2.0706e-06 | 4.1844e-06 | 7.4687e-06 | 1.1988e-05 | 1.8051e-05 | 2.5492e-05 | 3.415e-05 | 4.3415e-05 | 5.1172e-05 | 5.9237e-05 | 6.6857e-05 | 7.3431e-05 | 7.7402e-05 | 8.1357e-05 | 8.4255e-05 | 8.5978e-05 | 8.8022e-05 | 8.9585e-05 | 0.00090538 | 0.75158 | 0.65458 | 0.63178 | 0.49139 | 0.48368 | 0.45948 | 0.39529 | 0.4678 | 0.58906 | 0.70147 | 0.7053 | 0.72817 | 0 | 1.492 | 1.1666 | 1.272 | 1.1033 | 1.1639 | 1.2679 | 1.2326 | 1.2657 | 1.2771 | 1.5143 | 1.5152 | 1.5551 | 5.26
LO3Slow | New | Fixtures | Residential | Lighting | 0.0052269 | 0.0049585 | 41.8027 | -53.1118 | Manufactured | WA-Track_4000 to 7999 lumens | 1.5592e-07 | 4.0801e-07 | 9.2731e-07 | 1.874e-06 | 3.3449e-06 | 5.3689e-06 | 8.084e-06 | 1.1417e-05 | 1.5294e-05 | 1.9444e-05 | 2.2917e-05 | 2.6529e-05 | 2.9942e-05 | 3.2886e-05 | 3.4665e-05 | 3.6436e-05 | 3.7734e-05 | 3.8506e-05 | 3.9421e-05 | 4.0121e-05 | 0.00040547 | 1.3729 | 1.1957 | 1.154 | 0.89758 | 0.8835 | 0.8393 | 0.72205 | 0.85449 | 1.076 | 1.2813 | 1.2883 | 1.3301 | 0 | 2.7253 | 2.1309 | 2.3235 | 2.0153 | 2.126 | 2.316 | 2.2514 | 2.312 | 2.3328 | 2.766 | 2.7676 | 2.8406 | 5.26
LO3Slow | NR | Fixtures | Residential | Lighting | 9.9203e-05 | 9.4046e-05 | 0.7927 | -67.4067 | Single Family | ID/MT/OR-Floor/Table_0 to 249 lumens | 3.4778e-06 | 8.9244e-06 | 1.9788e-05 | 3.8747e-05 | 6.8154e-05 | 0.0001092 | 0.00016126 | 0.00022179 | 0.00028672 | 0.00035135 | 0.00041135 | 0.00046349 | 0.00050604 | 0.00053873 | 0.00056239 | 0.00057849 | 0.00058873 | 0.00059473 | 0.00059784 | 0.00059969 | 0.012042 | 0.026033 | 0.022662 | 0.021866 | 0.017008 | 0.016719 | 0.015876 | 0.013656 | 0.016161 | 0.020356 | 0.024255 | 0.024407 | 0.025237 | 0 | 0.051857 | 0.040534 | 0.044144 | 0.03828 | 0.040278 | 0.043819 | 0.042584 | 0.043729 | 0.044156 | 0.052434 | 0.05255 | 0.054093 | 8.9725
LO3Slow | NR | Fixtures | Residential | Lighting | 0.00019434 | 0.00018423 | 1.5529 | -67.4067 | Single Family | ID/MT/OR-Floor/Table_250 to 499 lumens | 2.1448e-05 | 5.5038e-05 | 0.00012204 | 0.00023896 | 0.00042032 | 0.00067344 | 0.00099455 | 0.0013678 | 0.0017683 | 0.0021669 | 0.0025369 | 0.0028584 | 0.0031209 | 0.0033225 | 0.0034683 | 0.0035676 | 0.0036308 | 0.0036678 | 0.003687 | 0.0036984 | 0.074264 | 0.050999 | 0.044395 | 0.042836 | 0.033319 | 0.032753 | 0.0311 | 0.026753 | 0.031659 | 0.039876 | 0.047515 | 0.047814 | 0.049438 | 0 | 0.10159 | 0.079407 | 0.086478 | 0.07499 | 0.078904 | 0.085841 | 0.083422 | 0.085665 | 0.086502 | 0.10272 | 0.10295 | 0.10597 | 8.9725
LO3Slow | NR | Fixtures | Residential | Lighting | 0.00037289 | 0.0003535 | 2.9796 | -67.4067 | Single Family | ID/MT/OR-Floor/Table_500 to 999 lumens | 0.00017157 | 0.00044026 | 0.0009762 | 0.0019115 | 0.0033622 | 0.005387 | 0.0079556 | 0.010942 | 0.014145 | 0.017333 | 0.020293 | 0.022865 | 0.024964 | 0.026577 | 0.027744 | 0.028538 | 0.029043 | 0.029339 | 0.029493 | 0.029584 | 0.59405 | 0.097855 | 0.085183 | 0.082191 | 0.063931 | 0.062845 | 0.059674 | 0.051332 | 0.060746 | 0.076513 | 0.09117 | 0.091743 | 0.09486 | 0 | 0.19492 | 0.15236 | 0.16593 | 0.14389 | 0.1514 | 0.16471 | 0.16007 | 0.16437 | 0.16598 | 0.19709 | 0.19753 | 0.20333 | 8.9725
LO3Slow | NR | Fixtures | Residential | Lighting | 0.00068359 | 0.00064805 | 5.4623 | -67.4067 | Single Family | ID/MT/OR-Floor/Table_1000 to 1999 lumens | 0.00018703 | 0.00047992 | 0.0010641 | 0.0020837 | 0.003665 | 0.0058722 | 0.0086722 | 0.011927 | 0.015419 | 0.018895 | 0.022121 | 0.024925 | 0.027213 | 0.028971 | 0.030243 | 0.031109 | 0.03166 | 0.031982 | 0.032149 | 0.032249 | 0.64757 | 0.17939 | 0.15616 | 0.15068 | 0.1172 | 0.11521 | 0.1094 | 0.094103 | 0.11136 | 0.14027 | 0.16713 | 0.16819 | 0.1739 | 0 | 0.35733 | 0.27931 | 0.30419 | 0.26378 | 0.27755 | 0.30195 | 0.29344 | 0.30133 | 0.30427 | 0.36131 | 0.36211 | 0.37274 | 8.9725
LO3Slow | NR | Fixtures | Residential | Lighting | 0.0013249 | 0.001256 | 10.5866 | -67.4067 | Single Family | ID/MT/OR-Floor/Table_2000 to 3999 lumens | 4.5349e-05 | 0.00011637 | 0.00025802 | 0.00050524 | 0.00088868 | 0.0014239 | 0.0021028 | 0.0028921 | 0.0037387 | 0.0045814 | 0.0053637 | 0.0060436 | 0.0065984 | 0.0070247 | 0.0073332 | 0.0075431 | 0.0076766 | 0.0077549 | 0.0077954 | 0.0078195 | 0.15702 | 0.34768 | 0.30266 | 0.29203 | 0.22715 | 0.22329 | 0.21202 | 0.18238 | 0.21583 | 0.27185 | 0.32393 | 0.32597 | 0.33704 | 0 | 0.69256 | 0.54135 | 0.58956 | 0.51124 | 0.53792 | 0.58522 | 0.56872 | 0.58401 | 0.58972 | 0.70027 | 0.70182 | 0.72242 | 8.9725
LO3Slow | NR | Fixtures | Residential | Lighting | 0.0024201 | 0.0022942 | 19.3377 | -67.4067 | Single Family | ID/MT/OR-Floor/Table_4000 to 7999 lumens | 3.6699e-06 | 9.4172e-06 | 2.0881e-05 | 4.0887e-05 | 7.1917e-05 | 0.00011523 | 0.00017017 | 0.00023404 | 0.00030256 | 0.00037076 | 0.00043406 | 0.00048908 | 0.00053399 | 0.00056848 | 0.00059344 | 0.00061043 | 0.00062124 | 0.00062757 | 0.00063085 | 0.0006328 | 0.012707 | 0.63508 | 0.55284 | 0.53342 | 0.41491 | 0.40786 | 0.38729 | 0.33315 | 0.39425 | 0.49657 | 0.59169 | 0.59542 | 0.61564 | 0 | 1.265 | 0.98883 | 1.0769 | 0.93383 | 0.98258 | 1.069 | 1.0388 | 1.0668 | 1.0772 | 1.2791 | 1.282 | 1.3196 | 8.9725
LO3Slow | NR | Fixtures | Residential | Lighting | 0.00013061 | 0.00012357 | 1.0409 | -38.3203 | Single Family | ID/MT/OR-Ceiling and Wall Flush Mount _0 to 249 lumens | 1.7922e-06 | 4.5989e-06 | 1.0197e-05 | 1.9967e-05 | 3.5121e-05 | 5.6272e-05 | 8.3104e-05 | 0.0001143 | 0.00014776 | 0.00018106 | 0.00021198 | 0.00023885 | 0.00026078 | 0.00027762 | 0.00028981 | 0.00029811 | 0.00030339 | 0.00030648 | 0.00030808 | 0.00030903 | 0.0062055 | 0.034185 | 0.029713 | 0.028642 | 0.022283 | 0.021815 | 0.020686 | 0.017788 | 0.02105 | 0.026535 | 0.031677 | 0.031958 | 0.033195 | 0 | 0.068809 | 0.053735 | 0.058303 | 0.050522 | 0.052738 | 0.057144 | 0.055478 | 0.056965 | 0.057658 | 0.068781 | 0.069277 | 0.071943 | 3.9451
LO3Slow | NR | Fixtures | Residential | Lighting | 0.00025587 | 0.00024207 | 2.0391 | -38.3203 | Single Family | ID/MT/OR-Ceiling and Wall Flush Mount _250 to 499 lumens | 1.8203e-05 | 4.671e-05 | 0.00010357 | 0.0002028 | 0.00035671 | 0.00057153 | 0.00084405 | 0.0011609 | 0.0015007 | 0.001839 | 0.002153 | 0.0024259 | 0.0026486 | 0.0028197 | 0.0029435 | 0.0030278 | 0.0030814 | 0.0031128 | 0.003129 | 0.0031387 | 0.063027 | 0.066968 | 0.058207 | 0.05611 | 0.043652 | 0.042735 | 0.040524 | 0.034847 | 0.041236 | 0.051981 | 0.062055 | 0.062605 | 0.065028 | 0 | 0.1348 | 0.10527 | 0.11422 | 0.098972 | 0.10331 | 0.11194 | 0.10868 | 0.11159 | 0.11295 | 0.13474 | 0.13571 | 0.14094 | 3.9451
LO3Slow | NR | Fixtures | Residential | Lighting | 0.00049096 | 0.00046447 | 3.9125 | -38.3203 | Single Family | ID/MT/OR-Ceiling and Wall Flush Mount _500 to 999 lumens | 0.0001841 | 0.00047241 | 0.0010475 | 0.0020511 | 0.0036077 | 0.0057804 | 0.0085365 | 0.011741 | 0.015178 | 0.018599 | 0.021775 | 0.024535 | 0.026787 | 0.028518 | 0.02977 | 0.030622 | 0.031164 | 0.031482 | 0.031646 | 0.031744 | 0.63744 | 0.1285 | 0.11169 | 0.10766 | 0.083758 | 0.081999 | 0.077756 | 0.066864 | 0.079122 | 0.099739 | 0.11907 | 0.12012 | 0.12477 | 0 | 0.25864 | 0.20198 | 0.21915 | 0.1899 | 0.19823 | 0.21479 | 0.20853 | 0.21412 | 0.21673 | 0.25854 | 0.2604 | 0.27042 | 3.9451
LO3Slow | NR | Fixtures | Residential | Lighting | 0.00090004 | 0.00085147 | 7.1725 | -38.3203 | Single Family | ID/MT/OR-Ceiling and Wall Flush Mount _1000 to 1999 lumens | 0.00021707 | 0.00055702 | 0.0012351 | 0.0024184 | 0.0042538 | 0.0068156 | 0.010065 | 0.013843 | 0.017896 | 0.02193 | 0.025674 | 0.028929 | 0.031585 | 0.033625 | 0.035102 | 0.036106 | 0.036746 | 0.03712 | 0.037314 | 0.03743 | 0.7516 | 0.23556 | 0.20475 | 0.19737 | 0.15355 | 0.15032 | 0.14254 | 0.12258 | 0.14505 | 0.18284 | 0.21828 | 0.22022 | 0.22874 | 0 | 0.47414 | 0.37028 | 0.40175 | 0.34814 | 0.36341 | 0.39377 | 0.38228 | 0.39253 | 0.39731 | 0.47396 | 0.47737 | 0.49574 | 3.9451
LO3Slow | NR | Fixtures | Residential | Lighting | 0.0017444 | 0.0016503 | 13.9011 | -38.3203 | Single Family | ID/MT/OR-Ceiling and Wall Flush Mount _2000 to 3999 lumens | 0.00016496 | 0.00042329 | 0.00093857 | 0.0018378 | 0.0032326 | 0.0051793 | 0.0076489 | 0.01052 | 0.0136 | 0.016665 | 0.019511 | 0.021984 | 0.024002 | 0.025553 | 0.026675 | 0.027438 | 0.027924 | 0.028209 | 0.028356 | 0.028444 | 0.57116 | 0.45655 | 0.39682 | 0.38252 | 0.29759 | 0.29134 | 0.27627 | 0.23757 | 0.28112 | 0.35437 | 0.42305 | 0.42681 | 0.44332 | 0 | 0.91895 | 0.71764 | 0.77865 | 0.67473 | 0.70433 | 0.76317 | 0.74092 | 0.76078 | 0.77003 | 0.91859 | 0.9252 | 0.96082 | 3.9451
LO3Slow | NR | Fixtures | Residential | Lighting | 0.0031863 | 0.0030144 | 25.3921 | -38.3203 | Single Family | ID/MT/OR-Ceiling and Wall Flush Mount _4000 to 7999 lumens | 4.6597e-05 | 0.00011957 | 0.00026513 | 0.00051915 | 0.00091315 | 0.0014631 | 0.0021607 | 0.0029717 | 0.0038416 | 0.0047076 | 0.0055114 | 0.00621 | 0.0067801 | 0.0072181 | 0.0075351 | 0.0077508 | 0.007888 | 0.0079684 | 0.00801 | 0.0080348 | 0.16134 | 0.83394 | 0.72484 | 0.69872 | 0.54359 | 0.53218 | 0.50464 | 0.43395 | 0.5135 | 0.64731 | 0.77276 | 0.77961 | 0.80978 | 0 | 1.6786 | 1.3109 | 1.4223 | 1.2325 | 1.2865 | 1.394 | 1.3534 | 1.3896 | 1.4066 | 1.6779 | 1.69 | 1.755 | 3.9451
LO3Slow | NR | Fixtures | Residential | Lighting | 0.00010381 | 9.7994e-05 | 0.82491 | -111.7369 | Single Family | ID/MT/OR-Downlight Fixture_0 to 249 lumens | 7.4922e-08 | 1.9225e-07 | 4.2629e-07 | 8.3471e-07 | 1.4682e-06 | 2.3524e-06 | 3.4741e-06 | 4.778e-06 | 6.1767e-06 | 7.5691e-06 | 8.8615e-06 | 9.9847e-06 | 1.0901e-05 | 1.1606e-05 | 1.2115e-05 | 1.2462e-05 | 1.2683e-05 | 1.2812e-05 | 1.2879e-05 | 1.2919e-05 | 0.00025941 | 0.027093 | 0.02351 | 0.02264 | 0.017617 | 0.017171 | 0.016259 | 0.013976 | 0.016537 | 0.020865 | 0.024959 | 0.02525 | 0.026356 | 0 | 0.055138 | 0.043017 | 0.046492 | 0.040257 | 0.041668 | 0.044953 | 0.043595 | 0.044759 | 0.045421 | 0.054451 | 0.055134 | 0.05779 | 10.9091
LO3Slow | NR | Fixtures | Residential | Lighting | 0.00020337 | 0.00019197 | 1.616 | -111.7369 | Single Family | ID/MT/OR-Downlight Fixture_250 to 499 lumens | 9.5549e-06 | 2.4518e-05 | 5.4365e-05 | 0.00010645 | 0.00018724 | 0.0003 | 0.00044305 | 0.00060935 | 0.00078773 | 0.0009653 | 0.0011301 | 0.0012734 | 0.0013903 | 0.0014801 | 0.0015451 | 0.0015893 | 0.0016175 | 0.0016339 | 0.0016425 | 0.0016476 | 0.033083 | 0.053074 | 0.046056 | 0.044351 | 0.034511 | 0.033638 | 0.03185 | 0.027379 | 0.032396 | 0.040874 | 0.048895 | 0.049464 | 0.051631 | 0 | 0.10801 | 0.08427 | 0.091077 | 0.078864 | 0.081627 | 0.088062 | 0.085402 | 0.087683 | 0.088979 | 0.10667 | 0.10801 | 0.11321 | 10.9091
LO3Slow | NR | Fixtures | Residential | Lighting | 0.00039021 | 0.00036834 | 3.1007 | -111.7369 | Single Family | ID/MT/OR-Downlight Fixture_500 to 999 lumens | 0.00037688 | 0.00096709 | 0.0021444 | 0.0041988 | 0.0073855 | 0.011833 | 0.017475 | 0.024035 | 0.031071 | 0.038075 | 0.044576 | 0.050226 | 0.054837 | 0.05838 | 0.060943 | 0.062688 | 0.063798 | 0.064448 | 0.064785 | 0.064985 | 1.3049 | 0.10184 | 0.08837 | 0.085099 | 0.066219 | 0.064544 | 0.061113 | 0.052533 | 0.06216 | 0.078427 | 0.093817 | 0.09491 | 0.099067 | 0 | 0.20725 | 0.16169 | 0.17476 | 0.15132 | 0.15662 | 0.16897 | 0.16387 | 0.16824 | 0.17073 | 0.20467 | 0.20724 | 0.21722 | 10.9091
LO3Slow | NR | Fixtures | Residential | Lighting | 0.00071535 | 0.00067525 | 5.6843 | -111.7369 | Single Family | ID/MT/OR-Downlight Fixture_1000 to 1999 lumens | 0.00012208 | 0.00031327 | 0.00069463 | 0.0013602 | 0.0023924 | 0.0038332 | 0.0056609 | 0.0077857 | 0.010065 | 0.012334 | 0.01444 | 0.01627 | 0.017764 | 0.018911 | 0.019742 | 0.020307 | 0.020666 | 0.020877 | 0.020986 | 0.021051 | 0.42271 | 0.18669 | 0.162 | 0.15601 | 0.12139 | 0.11832 | 0.11203 | 0.096306 | 0.11395 | 0.14377 | 0.17199 | 0.17399 | 0.18161 | 0 | 0.37995 | 0.29642 | 0.32037 | 0.2774 | 0.28712 | 0.30976 | 0.3004 | 0.30843 | 0.31298 | 0.37521 | 0.37992 | 0.39822 | 10.9091
LO3Slow | NR | Fixtures | Residential | Lighting | 0.0013864 | 0.0013087 | 11.0168 | -111.7369 | Single Family | ID/MT/OR-Downlight Fixture_2000 to 3999 lumens | 2.9471e-05 | 7.5625e-05 | 0.00016768 | 0.00032834 | 0.00057753 | 0.00092534 | 0.0013666 | 0.0018795 | 0.0024297 | 0.0029774 | 0.0034858 | 0.0039276 | 0.0042882 | 0.0045652 | 0.0047657 | 0.0049021 | 0.0049889 | 0.0050397 | 0.005066 | 0.0050817 | 0.10204 | 0.36183 | 0.31398 | 0.30236 | 0.23528 | 0.22933 | 0.21714 | 0.18665 | 0.22086 | 0.27865 | 0.33333 | 0.33722 | 0.35199 | 0 | 0.73638 | 0.5745 | 0.62091 | 0.53764 | 0.55648 | 0.60035 | 0.58222 | 0.59777 | 0.6066 | 0.72721 | 0.73633 | 0.7718 | 10.9091
LO3Slow | NR | Fixtures | Residential | Lighting | 0.0025325 | 0.0023905 | 20.1235 | -111.7369 | Single Family | ID/MT/OR-Downlight Fixture_4000 to 7999 lumens | 6.4893e-06 | 1.6652e-05 | 3.6923e-05 | 7.2298e-05 | 0.00012717 | 0.00020375 | 0.0003009 | 0.00041385 | 0.00053499 | 0.00065559 | 0.00076753 | 0.00086482 | 0.00094422 | 0.0010052 | 0.0010494 | 0.0010794 | 0.0010985 | 0.0011097 | 0.0011155 | 0.001119 | 0.022469 | 0.66092 | 0.57353 | 0.5523 | 0.42976 | 0.41889 | 0.39662 | 0.34094 | 0.40342 | 0.50899 | 0.60887 | 0.61597 | 0.64295 | 0 | 1.3451 | 1.0494 | 1.1342 | 0.98207 | 1.0165 | 1.0966 | 1.0635 | 1.0919 | 1.108 | 1.3283 | 1.345 | 1.4098 | 10.9091
LO3Slow | NR | Fixtures | Residential | Lighting | 0.00015581 | 0.00017678 | 0.87246 | -73.1679 | Single Family | ID/MT/OR-Exterior Porch_0 to 249 lumens | 2.0445e-09 | 5.2462e-09 | 1.1633e-08 | 2.2778e-08 | 4.0064e-08 | 6.4192e-08 | 9.48e-08 | 1.3038e-07 | 1.6855e-07 | 2.0654e-07 | 2.4181e-07 | 2.7246e-07 | 2.9748e-07 | 3.167e-07 | 3.306e-07 | 3.4006e-07 | 3.4609e-07 | 3.4961e-07 | 3.5144e-07 | 3.5253e-07 | 7.0789e-06 | 0.036904 | 0.032436 | 0.025702 | 0.015347 | 0.014385 | 0.013998 | 0.010224 | 0.012259 | 0.018285 | 0.029961 | 0.034755 | 0.037568 | 0 | 0.0721 | 0.053403 | 0.046961 | 0.039095 | 0.036499 | 0.035078 | 0.036685 | 0.038622 | 0.045202 | 0.052172 | 0.064052 | 0.070763 | 11.1792
LO3Slow | NR | Fixtures | Residential | Lighting | 0.00030523 | 0.0003463 | 1.7091 | -73.1679 | Single Family | ID/MT/OR-Exterior Porch_250 to 499 lumens | 4.1153e-07 | 1.056e-06 | 2.3415e-06 | 4.585e-06 | 8.0647e-06 | 1.2921e-05 | 1.9083e-05 | 2.6245e-05 | 3.3928e-05 | 4.1576e-05 | 4.8675e-05 | 5.4845e-05 | 5.988e-05 | 6.3749e-05 | 6.6548e-05 | 6.8453e-05 | 6.9665e-05 | 7.0375e-05 | 7.0742e-05 | 7.0961e-05 | 0.0014249 | 0.072295 | 0.063542 | 0.050349 | 0.030064 | 0.02818 | 0.027422 | 0.020028 | 0.024016 | 0.035821 | 0.058693 | 0.068085 | 0.073595 | 0 | 0.14124 | 0.10462 | 0.091996 | 0.076587 | 0.071502 | 0.068718 | 0.071865 | 0.075661 | 0.08855 | 0.1022 | 0.12548 | 0.13862 | 11.1792
LO3Slow | NR | Fixtures | Residential | Lighting | 0.00058566 | 0.00066447 | 3.2794 | -73.1679 | Single Family | ID/MT/OR-Exterior Porch_500 to 999 lumens | 1.8491e-05 | 4.7449e-05 | 0.00010521 | 0.00020601 | 0.00036236 | 0.00058058 | 0.00085742 | 0.0011792 | 0.0015245 | 0.0018681 | 0.0021871 | 0.0024643 | 0.0026905 | 0.0028644 | 0.0029901 | 0.0030757 | 0.0031302 | 0.0031621 | 0.0031786 | 0.0031884 | 0.064025 | 0.13872 | 0.12192 | 0.096608 | 0.057686 | 0.05407 | 0.052616 | 0.038428 | 0.04608 | 0.068732 | 0.11262 | 0.13064 | 0.14121 | 0 | 0.27101 | 0.20073 | 0.17652 | 0.14695 | 0.13719 | 0.13185 | 0.13789 | 0.14517 | 0.16991 | 0.1961 | 0.24076 | 0.26599 | 11.1792
LO3Slow | NR | Fixtures | Residential | Lighting | 0.0010737 | 0.0012181 | 6.0119 | -73.1679 | Single Family | ID/MT/OR-Exterior Porch_1000 to 1999 lumens | 3.3823e-05 | 8.6793e-05 | 0.00019245 | 0.00037683 | 0.00066282 | 0.001062 | 0.0015684 | 0.002157 | 0.0027885 | 0.003417 | 0.0040005 | 0.0045076 | 0.0049214 | 0.0052394 | 0.0054694 | 0.005626 | 0.0057256 | 0.005784 | 0.0058142 | 0.0058322 | 0.11711 | 0.2543 | 0.22351 | 0.17711 | 0.10575 | 0.099122 | 0.096458 | 0.070448 | 0.084476 | 0.126 | 0.20645 | 0.23949 | 0.25887 | 0 | 0.49683 | 0.36799 | 0.3236 | 0.2694 | 0.25151 | 0.24172 | 0.25279 | 0.26614 | 0.31148 | 0.35951 | 0.44137 | 0.48762 | 11.1792
LO3Slow | NR | Fixtures | Residential | Lighting | 0.0020809 | 0.0023609 | 11.6518 | -73.1679 | Single Family | ID/MT/OR-Exterior Porch_2000 to 3999 lumens | 2.6561e-05 | 6.8157e-05 | 0.00015113 | 0.00029592 | 0.0005205 | 0.00083396 | 0.0012316 | 0.0016939 | 0.0021897 | 0.0026833 | 0.0031415 | 0.0035397 | 0.0038647 | 0.0041144 | 0.004295 | 0.004418 | 0.0044962 | 0.004542 | 0.0045658 | 0.0045799 | 0.091966 | 0.49286 | 0.43319 | 0.34325 | 0.20496 | 0.19211 | 0.18695 | 0.13654 | 0.16372 | 0.24421 | 0.40013 | 0.46416 | 0.50172 | 0 | 0.96291 | 0.7132 | 0.62717 | 0.52212 | 0.48746 | 0.46848 | 0.48994 | 0.51581 | 0.60368 | 0.69677 | 0.85543 | 0.94506 | 11.1792
LO3Slow | NR | Fixtures | Residential | Lighting | 0.003801 | 0.0043124 | 21.2835 | -73.1679 | Single Family | ID/MT/OR-Exterior Porch_4000 to 7999 lumens | 2.1293e-06 | 5.4639e-06 | 1.2115e-05 | 2.3723e-05 | 4.1726e-05 | 6.6855e-05 | 9.8733e-05 | 0.00013579 | 0.00017554 | 0.00021511 | 0.00025184 | 0.00028377 | 0.00030982 | 0.00032983 | 0.00034432 | 0.00035417 | 0.00036044 | 0.00036412 | 0.00036602 | 0.00036715 | 0.0073725 | 0.90028 | 0.79127 | 0.62699 | 0.37439 | 0.35091 | 0.34148 | 0.2494 | 0.29906 | 0.44607 | 0.73089 | 0.84785 | 0.91646 | 0 | 1.7589 | 1.3027 | 1.1456 | 0.95372 | 0.8904 | 0.85573 | 0.89492 | 0.94219 | 1.1027 | 1.2727 | 1.5625 | 1.7263 | 11.1792
LO3Slow | NR | Fixtures | Residential | Lighting | 0.00017263 | 0.00020188 | 0.95994 | -90.3304 | Single Family | ID/MT/OR-Chandelier/Pendant_0 to 249 lumens | 5.67e-07 | 1.455e-06 | 3.2261e-06 | 6.317e-06 | 1.1111e-05 | 1.7803e-05 | 2.6291e-05 | 3.616e-05 | 4.6745e-05 | 5.7282e-05 | 6.7063e-05 | 7.5563e-05 | 8.2501e-05 | 8.783e-05 | 9.1687e-05 | 9.4311e-05 | 9.5981e-05 | 9.696e-05 | 9.7466e-05 | 9.7768e-05 | 0.0019632 | 0.041526 | 0.037048 | 0.029273 | 0.017087 | 0.016976 | 0.016859 | 0.012365 | 0.014842 | 0.021896 | 0.035317 | 0.040183 | 0.041778 | 0 | 0.07275 | 0.053859 | 0.047584 | 0.0397 | 0.041018 | 0.041674 | 0.044287 | 0.046685 | 0.053087 | 0.057578 | 0.068012 | 0.068561 | 6.4193
LO3Slow | NR | Fixtures | Residential | Lighting | 0.00033817 | 0.00039547 | 1.8805 | -90.3304 | Single Family | ID/MT/OR-Chandelier/Pendant_250 to 499 lumens | 5.2597e-06 | 1.3497e-05 | 2.9927e-05 | 5.8599e-05 | 0.00010307 | 0.00016514 | 0.00024389 | 0.00033543 | 0.00043362 | 0.00053137 | 0.0006221 | 0.00070095 | 0.00076531 | 0.00081475 | 0.00085052 | 0.00087487 | 0.00089036 | 0.00089944 | 0.00090413 | 0.00090693 | 0.018211 | 0.081348 | 0.072576 | 0.057345 | 0.033473 | 0.033257 | 0.033026 | 0.024223 | 0.029076 | 0.042893 | 0.069185 | 0.078718 | 0.081844 | 0 | 0.14252 | 0.10551 | 0.093216 | 0.077771 | 0.080353 | 0.081638 | 0.086757 | 0.091456 | 0.104 | 0.1128 | 0.13323 | 0.13431 | 6.4193
LO3Slow | NR | Fixtures | Residential | Lighting | 0.00064887 | 0.00075881 | 3.6083 | -90.3304 | Single Family | ID/MT/OR-Chandelier/Pendant_500 to 999 lumens | 4.993e-05 | 0.00012812 | 0.00028409 | 0.00055628 | 0.00097846 | 0.0015677 | 0.0023152 | 0.0031842 | 0.0041164 | 0.0050443 | 0.0059056 | 0.0066541 | 0.0072651 | 0.0077344 | 0.008074 | 0.0083052 | 0.0084522 | 0.0085384 | 0.008583 | 0.0086095 | 0.17288 | 0.15609 | 0.13926 | 0.11003 | 0.064226 | 0.063811 | 0.063369 | 0.046477 | 0.055789 | 0.082302 | 0.13275 | 0.15104 | 0.15704 | 0 | 0.27345 | 0.20245 | 0.17886 | 0.14922 | 0.15418 | 0.15664 | 0.16647 | 0.17548 | 0.19954 | 0.21643 | 0.25564 | 0.25771 | 6.4193
LO3Slow | NR | Fixtures | Residential | Lighting | 0.0011895 | 0.0013911 | 6.6148 | -90.3304 | Single Family | ID/MT/OR-Chandelier/Pendant_1000 to 1999 lumens | 6.5236e-05 | 0.0001674 | 0.00037118 | 0.0007268 | 0.0012784 | 0.0020483 | 0.0030249 | 0.0041603 | 0.0053782 | 0.0065905 | 0.0077159 | 0.0086939 | 0.0094921 | 0.010105 | 0.010549 | 0.010851 | 0.011043 | 0.011156 | 0.011214 | 0.011249 | 0.22588 | 0.28614 | 0.25529 | 0.20171 | 0.11774 | 0.11698 | 0.11617 | 0.085204 | 0.10227 | 0.15088 | 0.24336 | 0.27689 | 0.28789 | 0 | 0.5013 | 0.37113 | 0.32789 | 0.27356 | 0.28264 | 0.28717 | 0.30517 | 0.3217 | 0.36581 | 0.39676 | 0.46866 | 0.47244 | 6.4193
LO3Slow | NR | Fixtures | Residential | Lighting | 0.0023054 | 0.0026961 | 12.8202 | -90.3304 | Single Family | ID/MT/OR-Chandelier/Pendant_2000 to 3999 lumens | 0.00010769 | 0.00027635 | 0.00061275 | 0.0011998 | 0.0021104 | 0.0033813 | 0.0049936 | 0.0068679 | 0.0088784 | 0.01088 | 0.012738 | 0.014352 | 0.01567 | 0.016682 | 0.017414 | 0.017913 | 0.01823 | 0.018416 | 0.018512 | 0.018569 | 0.37288 | 0.55458 | 0.49478 | 0.39095 | 0.2282 | 0.22672 | 0.22515 | 0.16514 | 0.19822 | 0.29242 | 0.47166 | 0.53665 | 0.55796 | 0 | 0.97159 | 0.7193 | 0.63549 | 0.5302 | 0.5478 | 0.55656 | 0.59146 | 0.62349 | 0.70898 | 0.76897 | 0.90831 | 0.91564 | 6.4193
LO3Slow | NR | Fixtures | Residential | Lighting | 0.0042112 | 0.0049247 | 23.4176 | -90.3304 | Single Family | ID/MT/OR-Chandelier/Pendant_4000 to 7999 lumens | 5.6897e-05 | 0.000146 | 0.00032373 | 0.0006339 | 0.001115 | 0.0017865 | 0.0026383 | 0.0036286 | 0.0046908 | 0.0057482 | 0.0067297 | 0.0075827 | 0.0082789 | 0.0088137 | 0.0092007 | 0.009464 | 0.0096316 | 0.0097298 | 0.0097806 | 0.0098109 | 0.19701 | 1.013 | 0.90377 | 0.71411 | 0.41683 | 0.41414 | 0.41126 | 0.30164 | 0.36207 | 0.53414 | 0.86154 | 0.98026 | 1.0192 | 0 | 1.7747 | 1.3139 | 1.1608 | 0.96847 | 1.0006 | 1.0166 | 1.0804 | 1.1389 | 1.295 | 1.4046 | 1.6591 | 1.6725 | 6.4193
LO3Slow | NR | Fixtures | Residential | Lighting | 2.898e-05 | 2.7142e-05 | 0.22794 | 9.8699 | Single Family | ID/MT/OR-Linear Flush Mount_0 to 249 lumens | 1.0981e-07 | 2.8177e-07 | 6.2478e-07 | 1.2234e-06 | 2.1519e-06 | 3.4477e-06 | 5.0917e-06 | 7.0028e-06 | 9.0528e-06 | 1.1093e-05 | 1.2988e-05 | 1.4634e-05 | 1.5978e-05 | 1.701e-05 | 1.7757e-05 | 1.8265e-05 | 1.8588e-05 | 1.8778e-05 | 1.8876e-05 | 1.8934e-05 | 0.0003802 | 0.007487 | 0.006459 | 0.0061971 | 0.0048257 | 0.0046285 | 0.0043584 | 0.0037415 | 0.0044261 | 0.0056027 | 0.0067528 | 0.0069007 | 0.0073306 | 0 | 0.015836 | 0.012314 | 0.01313 | 0.01134 | 0.011387 | 0.01209 | 0.011678 | 0.011986 | 0.01228 | 0.014988 | 0.015464 | 0.016735 | 1.6464
LO3Slow | NR | Fixtures | Residential | Lighting | 5.6772e-05 | 5.3172e-05 | 0.44653 | 9.8699 | Single Family | ID/MT/OR-Linear Flush Mount_250 to 499 lumens | 2.9085e-06 | 7.4635e-06 | 1.6549e-05 | 3.2404e-05 | 5.6997e-05 | 9.1322e-05 | 0.00013487 | 0.00018549 | 0.00023979 | 0.00029384 | 0.00034401 | 0.00038761 | 0.0004232 | 0.00045054 | 0.00047033 | 0.00048379 | 0.00049235 | 0.00049737 | 0.00049997 | 0.00050152 | 0.010071 | 0.014667 | 0.012653 | 0.01214 | 0.0094535 | 0.0090671 | 0.008538 | 0.0073295 | 0.0086706 | 0.010976 | 0.013229 | 0.013518 | 0.01436 | 0 | 0.031023 | 0.024123 | 0.025721 | 0.022214 | 0.022307 | 0.023685 | 0.022877 | 0.02348 | 0.024055 | 0.029361 | 0.030294 | 0.032784 | 1.6464
LO3Slow | NR | Fixtures | Residential | Lighting | 0.00010893 | 0.00010202 | 0.85678 | 9.8699 | Single Family | ID/MT/OR-Linear Flush Mount_500 to 999 lumens | 5.7074e-05 | 0.00014646 | 0.00032474 | 0.00063588 | 0.0011185 | 0.001792 | 0.0026465 | 0.0036399 | 0.0047054 | 0.005766 | 0.0067506 | 0.0076062 | 0.0083046 | 0.0088411 | 0.0092293 | 0.0094935 | 0.0096616 | 0.0097601 | 0.009811 | 0.0098414 | 0.19762 | 0.028142 | 0.024278 | 0.023294 | 0.018139 | 0.017398 | 0.016382 | 0.014064 | 0.016637 | 0.021059 | 0.025382 | 0.025938 | 0.027554 | 0 | 0.059525 | 0.046286 | 0.049352 | 0.042623 | 0.042802 | 0.045445 | 0.043896 | 0.045053 | 0.046157 | 0.056337 | 0.058127 | 0.062904 | 1.6464
LO3Slow | NR | Fixtures | Residential | Lighting | 0.0001997 | 0.00018703 | 1.5707 | 9.8699 | Single Family | ID/MT/OR-Linear Flush Mount_1000 to 1999 lumens | 9.2544e-05 | 0.00023747 | 0.00052656 | 0.001031 | 0.0018135 | 0.0029057 | 0.0042912 | 0.0059019 | 0.0076296 | 0.0093494 | 0.010946 | 0.012333 | 0.013466 | 0.014335 | 0.014965 | 0.015393 | 0.015666 | 0.015826 | 0.015908 | 0.015957 | 0.32043 | 0.051591 | 0.044508 | 0.042703 | 0.033253 | 0.031894 | 0.030033 | 0.025782 | 0.030499 | 0.038607 | 0.046532 | 0.047551 | 0.050513 | 0 | 0.10912 | 0.084852 | 0.090474 | 0.078139 | 0.078467 | 0.083312 | 0.080471 | 0.082593 | 0.084616 | 0.10328 | 0.10656 | 0.11532 | 1.6464
LO3Slow | NR | Fixtures | Residential | Lighting | 0.00038704 | 0.00036249 | 3.0442 | 9.8699 | Single Family | ID/MT/OR-Linear Flush Mount_2000 to 3999 lumens | 2.9696e-05 | 7.6202e-05 | 0.00016896 | 0.00033085 | 0.00058194 | 0.0009324 | 0.001377 | 0.0018938 | 0.0024482 | 0.0030001 | 0.0035124 | 0.0039575 | 0.0043209 | 0.0046 | 0.004802 | 0.0049395 | 0.0050269 | 0.0050782 | 0.0051047 | 0.0051205 | 0.10282 | 0.09999 | 0.086262 | 0.082764 | 0.064448 | 0.061814 | 0.058207 | 0.049968 | 0.059111 | 0.074825 | 0.090185 | 0.09216 | 0.097901 | 0 | 0.2115 | 0.16445 | 0.17535 | 0.15144 | 0.15208 | 0.16147 | 0.15596 | 0.16008 | 0.164 | 0.20017 | 0.20653 | 0.2235 | 1.6464
LO3Slow | NR | Fixtures | Residential | Lighting | 0.00070697 | 0.00066213 | 5.5605 | 9.8699 | Single Family | ID/MT/OR-Linear Flush Mount_4000 to 7999 lumens | 5.0239e-06 | 1.2892e-05 | 2.8585e-05 | 5.5972e-05 | 9.8451e-05 | 0.00015774 | 0.00023295 | 0.00032039 | 0.00041418 | 0.00050755 | 0.00059421 | 0.00066953 | 0.000731 | 0.00077822 | 0.00081239 | 0.00083565 | 0.00085044 | 0.00085911 | 0.0008636 | 0.00086627 | 0.017395 | 0.18264 | 0.15757 | 0.15118 | 0.11772 | 0.11291 | 0.10632 | 0.091273 | 0.10797 | 0.13668 | 0.16473 | 0.16834 | 0.17883 | 0 | 0.38632 | 0.3004 | 0.3203 | 0.27663 | 0.27779 | 0.29494 | 0.28488 | 0.2924 | 0.29956 | 0.36563 | 0.37725 | 0.40825 | 1.6464
LO3Slow | NR | Fixtures | Residential | Lighting | 2.1873e-05 | 2.0242e-05 | 0.16937 | 18.1824 | Single Family | ID/MT/OR-Linear Shop_0 to 249 lumens | 5.8999e-08 | 1.514e-07 | 3.3569e-07 | 6.5732e-07 | 1.1562e-06 | 1.8525e-06 | 2.7357e-06 | 3.7626e-06 | 4.864e-06 | 5.9605e-06 | 6.9782e-06 | 7.8627e-06 | 8.5846e-06 | 9.1392e-06 | 9.5405e-06 | 9.8136e-06 | 9.9874e-06 | 1.0089e-05 | 1.0142e-05 | 1.0173e-05 | 0.00020428 | 0.005564 | 0.0047565 | 0.0045372 | 0.0035372 | 0.0033056 | 0.0030843 | 0.0026418 | 0.0031239 | 0.0039762 | 0.0048523 | 0.0050398 | 0.005502 | 0 | 0.012457 | 0.0096407 | 0.010081 | 0.0086736 | 0.0083159 | 0.0086034 | 0.0082545 | 0.0084675 | 0.0088128 | 0.01107 | 0.011754 | 0.013315 | 1.2998
LO3Slow | NR | Fixtures | Residential | Lighting | 4.2848e-05 | 3.9655e-05 | 0.33179 | 18.1824 | Single Family | ID/MT/OR-Linear Shop_250 to 499 lumens | 0 | 0 | 0 | 0 | 0 | 0 | 0 | 0 | 0 | 0 | 0 | 0 | 0 | 0 | 0 | 0 | 0 | 0 | 0 | 0 | 0 | 0.0109 | 0.0093179 | 0.0088884 | 0.0069294 | 0.0064756 | 0.0060422 | 0.0051753 | 0.0061197 | 0.0077893 | 0.0095056 | 0.0098729 | 0.010778 | 0 | 0.024402 | 0.018886 | 0.019749 | 0.016991 | 0.016291 | 0.016854 | 0.01617 | 0.016588 | 0.017264 | 0.021686 | 0.023026 | 0.026085 | 1.2998
LO3Slow | NR | Fixtures | Residential | Lighting | 8.2216e-05 | 7.6087e-05 | 0.63662 | 18.1824 | Single Family | ID/MT/OR-Linear Shop_500 to 999 lumens | 6.1424e-08 | 1.5762e-07 | 3.4949e-07 | 6.8433e-07 | 1.2037e-06 | 1.9286e-06 | 2.8482e-06 | 3.9172e-06 | 5.0639e-06 | 6.2054e-06 | 7.265e-06 | 8.1858e-06 | 8.9374e-06 | 9.5148e-06 | 9.9326e-06 | 1.0217e-05 | 1.0398e-05 | 1.0504e-05 | 1.0559e-05 | 1.0591e-05 | 0.00021268 | 0.020914 | 0.017879 | 0.017055 | 0.013296 | 0.012425 | 0.011593 | 0.0099302 | 0.011742 | 0.014946 | 0.018239 | 0.018944 | 0.020681 | 0 | 0.046822 | 0.036238 | 0.037894 | 0.032602 | 0.031258 | 0.032339 | 0.031027 | 0.031828 | 0.033126 | 0.04161 | 0.044182 | 0.05005 | 1.2998
LO3Slow | NR | Fixtures | Residential | Lighting | 0.00015072 | 0.00013949 | 1.1671 | 18.1824 | Single Family | ID/MT/OR-Linear Shop_1000 to 1999 lumens | 1.4201e-08 | 3.644e-08 | 8.0799e-08 | 1.5821e-07 | 2.7828e-07 | 4.4587e-07 | 6.5848e-07 | 9.0563e-07 | 1.1707e-06 | 1.4346e-06 | 1.6796e-06 | 1.8925e-06 | 2.0663e-06 | 2.1998e-06 | 2.2963e-06 | 2.3621e-06 | 2.4039e-06 | 2.4284e-06 | 2.4411e-06 | 2.4486e-06 | 4.9169e-05 | 0.03834 | 0.032776 | 0.031265 | 0.024374 | 0.022778 | 0.021254 | 0.018204 | 0.021526 | 0.027399 | 0.033436 | 0.034728 | 0.037913 | 0 | 0.085836 | 0.066432 | 0.069468 | 0.059768 | 0.057303 | 0.059284 | 0.05688 | 0.058347 | 0.060727 | 0.076281 | 0.080996 | 0.091754 | 1.2998
LO3Slow | NR | Fixtures | Residential | Lighting | 0.00029211 | 0.00027034 | 2.2619 | 18.1824 | Single Family | ID/MT/OR-Linear Shop_2000 to 3999 lumens | 0 | 0 | 0 | 0 | 0 | 0 | 0 | 0 | 0 | 0 | 0 | 0 | 0 | 0 | 0 | 0 | 0 | 0 | 0 | 0 | 0 | 0.074308 | 0.063524 | 0.060596 | 0.04724 | 0.044147 | 0.041192 | 0.035282 | 0.04172 | 0.053103 | 0.064803 | 0.067307 | 0.07348 | 0 | 0.16636 | 0.12875 | 0.13464 | 0.11584 | 0.11106 | 0.1149 | 0.11024 | 0.11308 | 0.1177 | 0.14784 | 0.15698 | 0.17783 | 1.2998
LO3Slow | NR | Fixtures | Residential | Lighting | 0.00053358 | 0.00049381 | 4.1317 | 18.1824 | Single Family | ID/MT/OR-Linear Shop_4000 to 7999 lumens | 7.9982e-07 | 2.0524e-06 | 4.5508e-06 | 8.911e-06 | 1.5674e-05 | 2.5113e-05 | 3.7087e-05 | 5.1008e-05 | 6.594e-05 | 8.0803e-05 | 9.4601e-05 | 0.00010659 | 0.00011638 | 0.0001239 | 0.00012934 | 0.00013304 | 0.00013539 | 0.00013677 | 0.00013749 | 0.00013791 | 0.0027694 | 0.13573 | 0.11603 | 0.11068 | 0.08629 | 0.080639 | 0.075242 | 0.064447 | 0.076207 | 0.096999 | 0.11837 | 0.12294 | 0.13422 | 0 | 0.30388 | 0.23518 | 0.24593 | 0.21159 | 0.20287 | 0.20988 | 0.20137 | 0.20656 | 0.21499 | 0.27005 | 0.28674 | 0.32483 | 1.2998
LO3Slow | NR | Fixtures | Residential | Lighting | 0.00025527 | 0.00024217 | 2.0416 | -47.6767 | Single Family | ID/MT/OR-Track_0 to 249 lumens | 0 | 0 | 0 | 0 | 0 | 0 | 0 | 0 | 0 | 0 | 0 | 0 | 0 | 0 | 0 | 0 | 0 | 0 | 0 | 0 | 0 | 0.067048 | 0.058395 | 0.056361 | 0.043837 | 0.043149 | 0.04099 | 0.035264 | 0.041732 | 0.05255 | 0.062578 | 0.06292 | 0.06496 | 0 | 0.1331 | 0.10407 | 0.11348 | 0.098426 | 0.10383 | 0.11311 | 0.10996 | 0.11292 | 0.11393 | 0.13509 | 0.13517 | 0.13873 | 3.8658
LO3Slow | NR | Fixtures | Residential | Lighting | 0.00050008 | 0.0004744 | 3.9995 | -47.6767 | Single Family | ID/MT/OR-Track_250 to 499 lumens | 1.8283e-06 | 4.6915e-06 | 1.0402e-05 | 2.0369e-05 | 3.5828e-05 | 5.7404e-05 | 8.4775e-05 | 0.0001166 | 0.00015073 | 0.0001847 | 0.00021624 | 0.00024365 | 0.00026602 | 0.00028321 | 0.00029564 | 0.0003041 | 0.00030949 | 0.00031264 | 0.00031428 | 0.00031525 | 0.0063303 | 0.13135 | 0.11439 | 0.11041 | 0.085876 | 0.084528 | 0.0803 | 0.069081 | 0.081753 | 0.10294 | 0.12259 | 0.12326 | 0.12726 | 0 | 0.26074 | 0.20387 | 0.2223 | 0.19281 | 0.20341 | 0.22158 | 0.2154 | 0.2212 | 0.22319 | 0.26464 | 0.26479 | 0.27177 | 3.8658
LO3Slow | NR | Fixtures | Residential | Lighting | 0.00095953 | 0.00091026 | 7.674 | -47.6767 | Single Family | ID/MT/OR-Track_500 to 999 lumens | 2.2153e-05 | 5.6846e-05 | 0.00012605 | 0.00024681 | 0.00043412 | 0.00069556 | 0.0010272 | 0.0014128 | 0.0018263 | 0.002238 | 0.0026202 | 0.0029523 | 0.0032234 | 0.0034316 | 0.0035823 | 0.0036848 | 0.00375 | 0.0037883 | 0.0038081 | 0.0038198 | 0.076704 | 0.25202 | 0.2195 | 0.21185 | 0.16478 | 0.16219 | 0.15408 | 0.13255 | 0.15686 | 0.19752 | 0.23522 | 0.2365 | 0.24417 | 0 | 0.5003 | 0.39118 | 0.42654 | 0.36996 | 0.39029 | 0.42516 | 0.41331 | 0.42443 | 0.42825 | 0.50777 | 0.50807 | 0.52147 | 3.8658
LO3Slow | NR | Fixtures | Residential | Lighting | 0.001759 | 0.0016687 | 14.0682 | -47.6767 | Single Family | ID/MT/OR-Track_1000 to 1999 lumens | 3.5502e-05 | 9.11e-05 | 0.000202 | 0.00039553 | 0.00069571 | 0.0011147 | 0.0016462 | 0.0022641 | 0.0029269 | 0.0035866 | 0.004199 | 0.0047313 | 0.0051657 | 0.0054994 | 0.0057408 | 0.0059052 | 0.0060097 | 0.006071 | 0.0061027 | 0.0061216 | 0.12292 | 0.46202 | 0.40239 | 0.38837 | 0.30207 | 0.29733 | 0.28246 | 0.243 | 0.28757 | 0.36211 | 0.43121 | 0.43357 | 0.44763 | 0 | 0.91716 | 0.71713 | 0.78195 | 0.67823 | 0.71549 | 0.77941 | 0.75769 | 0.77808 | 0.78508 | 0.93087 | 0.93141 | 0.95597 | 3.8658
LO3Slow | NR | Fixtures | Residential | Lighting | 0.0034092 | 0.0032342 | 27.2659 | -47.6767 | Single Family | ID/MT/OR-Track_2000 to 3999 lumens | 4.4923e-05 | 0.00011528 | 0.0002556 | 0.00050049 | 0.00088034 | 0.0014105 | 0.002083 | 0.0028649 | 0.0037036 | 0.0045384 | 0.0053134 | 0.0059868 | 0.0065365 | 0.0069588 | 0.0072643 | 0.0074723 | 0.0076046 | 0.0076821 | 0.0077222 | 0.0077461 | 0.15554 | 0.89545 | 0.77987 | 0.75272 | 0.58545 | 0.57626 | 0.54744 | 0.47096 | 0.55734 | 0.70181 | 0.83574 | 0.84031 | 0.86756 | 0 | 1.7776 | 1.3899 | 1.5155 | 1.3145 | 1.3867 | 1.5106 | 1.4685 | 1.508 | 1.5216 | 1.8041 | 1.8052 | 1.8528 | 3.8658
LO3Slow | NR | Fixtures | Residential | Lighting | 0.0062274 | 0.0059076 | 49.8044 | -47.6767 | Single Family | ID/MT/OR-Track_4000 to 7999 lumens | 2.0119e-05 | 5.1626e-05 | 0.00011447 | 0.00022415 | 0.00039426 | 0.00063169 | 0.0009329 | 0.0012831 | 0.0016587 | 0.0020325 | 0.0023796 | 0.0026812 | 0.0029274 | 0.0031165 | 0.0032533 | 0.0033465 | 0.0034057 | 0.0034404 | 0.0034584 | 0.0034691 | 0.069661 | 1.6356 | 1.4245 | 1.3749 | 1.0694 | 1.0526 | 0.99995 | 0.86026 | 1.018 | 1.2819 | 1.5266 | 1.5349 | 1.5847 | 0 | 3.2469 | 2.5388 | 2.7683 | 2.4011 | 2.533 | 2.7593 | 2.6824 | 2.7546 | 2.7793 | 3.2955 | 3.2974 | 3.3844 | 3.8658
LO3Slow | NR | Fixtures | Residential | Lighting | 7.0455e-05 | 6.6792e-05 | 0.56298 | -74.4134 | Single Family | WA-Floor/Table_0 to 249 lumens | 5.2777e-06 | 1.3543e-05 | 3.0029e-05 | 5.88e-05 | 0.00010342 | 0.00016571 | 0.00024472 | 0.00033658 | 0.00043511 | 0.00053319 | 0.00062423 | 0.00070335 | 0.00076793 | 0.00081754 | 0.00085343 | 0.00087786 | 0.00089341 | 0.00090251 | 0.00090723 | 0.00091003 | 0.018274 | 0.018489 | 0.016095 | 0.015529 | 0.012079 | 0.011874 | 0.011275 | 0.0096988 | 0.011478 | 0.014457 | 0.017226 | 0.017334 | 0.017923 | 0 | 0.036829 | 0.028788 | 0.031352 | 0.027187 | 0.028606 | 0.031121 | 0.030243 | 0.031057 | 0.03136 | 0.037239 | 0.037321 | 0.038417 | 10.873
LO3Slow | NR | Fixtures | Residential | Lighting | 0.00013802 | 0.00013084 | 1.1029 | -74.4134 | Single Family | WA-Floor/Table_250 to 499 lumens | 3.2548e-05 | 8.3521e-05 | 0.00018519 | 0.00036263 | 0.00063784 | 0.001022 | 0.0015092 | 0.0020757 | 0.0026834 | 0.0032883 | 0.0038497 | 0.0043377 | 0.004736 | 0.0050419 | 0.0052633 | 0.0054139 | 0.0055098 | 0.005566 | 0.005595 | 0.0056123 | 0.1127 | 0.03622 | 0.031529 | 0.030422 | 0.023663 | 0.023261 | 0.022088 | 0.019 | 0.022485 | 0.02832 | 0.033745 | 0.033958 | 0.035111 | 0 | 0.072148 | 0.056395 | 0.061417 | 0.053258 | 0.056038 | 0.060965 | 0.059247 | 0.06084 | 0.061434 | 0.072951 | 0.073112 | 0.075259 | 10.873
LO3Slow | NR | Fixtures | Residential | Lighting | 0.00026483 | 0.00025106 | 2.1161 | -74.4134 | Single Family | WA-Floor/Table_500 to 999 lumens | 0.00026036 | 0.0006681 | 0.0014814 | 0.0029007 | 0.0051022 | 0.0081748 | 0.012073 | 0.016604 | 0.021465 | 0.026303 | 0.030795 | 0.034698 | 0.037884 | 0.040331 | 0.042102 | 0.043307 | 0.044074 | 0.044523 | 0.044756 | 0.044894 | 0.90149 | 0.069497 | 0.060497 | 0.058373 | 0.045404 | 0.044633 | 0.042381 | 0.036456 | 0.043142 | 0.05434 | 0.064749 | 0.065157 | 0.06737 | 0 | 0.13843 | 0.10821 | 0.11785 | 0.10219 | 0.10752 | 0.11698 | 0.11368 | 0.11674 | 0.11788 | 0.13997 | 0.14028 | 0.1444 | 10.873
LO3Slow | NR | Fixtures | Residential | Lighting | 0.00048549 | 0.00046025 | 3.8794 | -74.4134 | Single Family | WA-Floor/Table_1000 to 1999 lumens | 0.00028381 | 0.00072829 | 0.0016148 | 0.003162 | 0.0055618 | 0.0089112 | 0.01316 | 0.0181 | 0.023398 | 0.028673 | 0.033569 | 0.037824 | 0.041296 | 0.043964 | 0.045894 | 0.047208 | 0.048044 | 0.048534 | 0.048787 | 0.048938 | 0.9827 | 0.1274 | 0.11091 | 0.10701 | 0.083236 | 0.081822 | 0.077694 | 0.066833 | 0.07909 | 0.099617 | 0.1187 | 0.11945 | 0.1235 | 0 | 0.25378 | 0.19837 | 0.21604 | 0.18734 | 0.19712 | 0.21445 | 0.2084 | 0.214 | 0.2161 | 0.25661 | 0.25717 | 0.26472 | 10.873
LO3Slow | NR | Fixtures | Residential | Lighting | 0.00094094 | 0.00089202 | 7.5187 | -74.4134 | Single Family | WA-Floor/Table_2000 to 3999 lumens | 6.8817e-05 | 0.00017659 | 0.00039156 | 0.00076671 | 0.0013486 | 0.0021607 | 0.003191 | 0.0043887 | 0.0056735 | 0.0069524 | 0.0081395 | 0.0091712 | 0.010013 | 0.01066 | 0.011128 | 0.011447 | 0.011649 | 0.011768 | 0.01183 | 0.011866 | 0.23828 | 0.24692 | 0.21495 | 0.2074 | 0.16132 | 0.15858 | 0.15058 | 0.12953 | 0.15329 | 0.19307 | 0.23006 | 0.2315 | 0.23937 | 0 | 0.49186 | 0.38447 | 0.41871 | 0.36308 | 0.38204 | 0.41562 | 0.40391 | 0.41477 | 0.41882 | 0.49734 | 0.49843 | 0.51307 | 10.873
LO3Slow | NR | Fixtures | Residential | Lighting | 0.0017187 | 0.0016294 | 13.7338 | -74.4134 | Single Family | WA-Floor/Table_4000 to 7999 lumens | 5.5691e-06 | 1.4291e-05 | 3.1687e-05 | 6.2046e-05 | 0.00010914 | 0.00017486 | 0.00025824 | 0.00035516 | 0.00045913 | 0.00056263 | 0.0006587 | 0.00074219 | 0.00081033 | 0.00086268 | 0.00090056 | 0.00092634 | 0.00094274 | 0.00095235 | 0.00095732 | 0.00096029 | 0.019283 | 0.45104 | 0.39263 | 0.37884 | 0.29467 | 0.28967 | 0.27505 | 0.2366 | 0.28 | 0.35267 | 0.42022 | 0.42287 | 0.43723 | 0 | 0.89844 | 0.70227 | 0.76482 | 0.66321 | 0.69783 | 0.75918 | 0.73778 | 0.75762 | 0.76503 | 0.90844 | 0.91045 | 0.93718 | 10.873
LO3Slow | NR | Fixtures | Residential | Lighting | 0.00011143 | 0.00010541 | 0.88796 | -38.6656 | Single Family | WA-Ceiling and Wall Flush Mount _0 to 249 lumens | 3.2669e-06 | 8.383e-06 | 1.8588e-05 | 3.6397e-05 | 6.4019e-05 | 0.00010257 | 0.00015148 | 0.00020834 | 0.00026933 | 0.00033004 | 0.0003864 | 0.00043537 | 0.00047535 | 0.00050605 | 0.00052827 | 0.00054339 | 0.00055302 | 0.00055865 | 0.00056157 | 0.00056331 | 0.011311 | 0.029163 | 0.025348 | 0.024434 | 0.019009 | 0.01861 | 0.017647 | 0.015175 | 0.017957 | 0.022636 | 0.027023 | 0.027263 | 0.028318 | 0 | 0.058699 | 0.04584 | 0.049737 | 0.0431 | 0.04499 | 0.048748 | 0.047327 | 0.048596 | 0.049187 | 0.058676 | 0.059099 | 0.061374 | 3.7777
LO3Slow | NR | Fixtures | Residential | Lighting | 0.00021828 | 0.0002065 | 1.7395 | -38.6656 | Single Family | WA-Ceiling and Wall Flush Mount _250 to 499 lumens | 3.318e-05 | 8.5143e-05 | 0.00018879 | 0.00036967 | 0.00065022 | 0.0010418 | 0.0015385 | 0.002116 | 0.0027355 | 0.0033521 | 0.0039245 | 0.0044219 | 0.0048279 | 0.0051398 | 0.0053654 | 0.005519 | 0.0056168 | 0.005674 | 0.0057036 | 0.0057213 | 0.11489 | 0.057129 | 0.049656 | 0.047866 | 0.037239 | 0.036457 | 0.03457 | 0.029728 | 0.035178 | 0.044344 | 0.052938 | 0.053408 | 0.055475 | 0 | 0.11499 | 0.089801 | 0.097435 | 0.084432 | 0.088135 | 0.095497 | 0.092713 | 0.095198 | 0.096357 | 0.11495 | 0.11577 | 0.12023 | 3.7777
LO3Slow | NR | Fixtures | Residential | Lighting | 0.00041883 | 0.00039623 | 3.3377 | -38.6656 | Single Family | WA-Ceiling and Wall Flush Mount _500 to 999 lumens | 0.00033558 | 0.00086112 | 0.0019094 | 0.0037387 | 0.0065762 | 0.010536 | 0.015561 | 0.021401 | 0.027666 | 0.033902 | 0.039691 | 0.044722 | 0.048828 | 0.051983 | 0.054265 | 0.055818 | 0.056807 | 0.057386 | 0.057685 | 0.057864 | 1.1619 | 0.10962 | 0.095277 | 0.091844 | 0.071452 | 0.069952 | 0.066332 | 0.05704 | 0.067498 | 0.085085 | 0.10158 | 0.10248 | 0.10644 | 0 | 0.22064 | 0.17231 | 0.18695 | 0.162 | 0.16911 | 0.18324 | 0.17789 | 0.18266 | 0.18489 | 0.22055 | 0.22214 | 0.23069 | 3.7777
LO3Slow | NR | Fixtures | Residential | Lighting | 0.00076781 | 0.00072638 | 6.1187 | -38.6656 | Single Family | WA-Ceiling and Wall Flush Mount _1000 to 1999 lumens | 0.00039568 | 0.0010153 | 0.0022513 | 0.0044083 | 0.0077539 | 0.012424 | 0.018347 | 0.025234 | 0.032621 | 0.039974 | 0.0468 | 0.052732 | 0.057573 | 0.061292 | 0.063984 | 0.065815 | 0.06698 | 0.067663 | 0.068017 | 0.068227 | 1.37 | 0.20095 | 0.17466 | 0.16837 | 0.13099 | 0.12824 | 0.1216 | 0.10457 | 0.12374 | 0.15598 | 0.18621 | 0.18786 | 0.19513 | 0 | 0.40449 | 0.31588 | 0.34273 | 0.29699 | 0.31002 | 0.33591 | 0.32612 | 0.33486 | 0.33894 | 0.40433 | 0.40724 | 0.42291 | 3.7777
LO3Slow | NR | Fixtures | Residential | Lighting | 0.0014881 | 0.0014078 | 11.8588 | -38.6656 | Single Family | WA-Ceiling and Wall Flush Mount _2000 to 3999 lumens | 0.00030069 | 0.00077158 | 0.0017108 | 0.00335 | 0.0058924 | 0.009441 | 0.013943 | 0.019176 | 0.024789 | 0.030377 | 0.035564 | 0.040072 | 0.043751 | 0.046578 | 0.048623 | 0.050015 | 0.0509 | 0.051419 | 0.051687 | 0.051847 | 1.0411 | 0.38947 | 0.33852 | 0.32632 | 0.25387 | 0.24854 | 0.23568 | 0.20267 | 0.23982 | 0.30231 | 0.3609 | 0.3641 | 0.37819 | 0 | 0.78394 | 0.61221 | 0.66425 | 0.5756 | 0.60085 | 0.65104 | 0.63206 | 0.64901 | 0.6569 | 0.78363 | 0.78928 | 0.81966 | 3.7777
LO3Slow | NR | Fixtures | Residential | Lighting | 0.0027182 | 0.0025715 | 21.6616 | -38.6656 | Single Family | WA-Ceiling and Wall Flush Mount _4000 to 7999 lumens | 8.4938e-05 | 0.00021796 | 0.00048328 | 0.00094631 | 0.0016645 | 0.0026669 | 0.0039385 | 0.0054168 | 0.0070025 | 0.008581 | 0.010046 | 0.01132 | 0.012359 | 0.013157 | 0.013735 | 0.014128 | 0.014378 | 0.014525 | 0.014601 | 0.014646 | 0.29409 | 0.71142 | 0.61835 | 0.59607 | 0.46373 | 0.45399 | 0.4305 | 0.37019 | 0.43806 | 0.55221 | 0.65923 | 0.66507 | 0.69081 | 0 | 1.432 | 1.1183 | 1.2133 | 1.0514 | 1.0975 | 1.1892 | 1.1545 | 1.1855 | 1.1999 | 1.4314 | 1.4417 | 1.4972 | 3.7777
LO3Slow | NR | Fixtures | Residential | Lighting | 7.9543e-05 | 7.5085e-05 | 0.63206 | -113.2143 | Single Family | WA-Downlight Fixture_0 to 249 lumens | 1.2266e-07 | 3.1476e-07 | 6.9792e-07 | 1.3666e-06 | 2.4038e-06 | 3.8514e-06 | 5.6878e-06 | 7.8226e-06 | 1.0113e-05 | 1.2392e-05 | 1.4508e-05 | 1.6347e-05 | 1.7848e-05 | 1.9001e-05 | 1.9835e-05 | 2.0403e-05 | 2.0764e-05 | 2.0976e-05 | 2.1086e-05 | 2.1151e-05 | 0.00042471 | 0.020759 | 0.018014 | 0.017347 | 0.013498 | 0.013157 | 0.012458 | 0.010709 | 0.012671 | 0.015987 | 0.019124 | 0.019347 | 0.020194 | 0 | 0.042248 | 0.032961 | 0.035623 | 0.030846 | 0.031927 | 0.034444 | 0.033403 | 0.034296 | 0.034802 | 0.041722 | 0.042245 | 0.04428 | 10.01
LO3Slow | NR | Fixtures | Residential | Lighting | 0.00015582 | 0.00014709 | 1.2382 | -113.2143 | Single Family | WA-Downlight Fixture_250 to 499 lumens | 1.5643e-05 | 4.0142e-05 | 8.9008e-05 | 0.00017429 | 0.00030656 | 0.00049117 | 0.00072537 | 0.00099764 | 0.0012897 | 0.0015804 | 0.0018503 | 0.0020848 | 0.0022762 | 0.0024232 | 0.0025296 | 0.002602 | 0.0026481 | 0.0026751 | 0.0026891 | 0.0026974 | 0.054165 | 0.040667 | 0.035289 | 0.033983 | 0.026443 | 0.025774 | 0.024404 | 0.020978 | 0.024823 | 0.031318 | 0.037464 | 0.037901 | 0.039561 | 0 | 0.082764 | 0.06457 | 0.069785 | 0.060427 | 0.062544 | 0.067475 | 0.065437 | 0.067185 | 0.068177 | 0.081733 | 0.082758 | 0.086744 | 10.01
LO3Slow | NR | Fixtures | Residential | Lighting | 0.00029899 | 0.00028223 | 2.3758 | -113.2143 | Single Family | WA-Downlight Fixture_500 to 999 lumens | 0.00061703 | 0.0015833 | 0.0035108 | 0.0068744 | 0.012092 | 0.019373 | 0.028611 | 0.03935 | 0.050869 | 0.062336 | 0.07298 | 0.08223 | 0.08978 | 0.09558 | 0.099777 | 0.10263 | 0.10445 | 0.10552 | 0.10607 | 0.10639 | 2.1364 | 0.07803 | 0.067711 | 0.065205 | 0.050738 | 0.049455 | 0.046826 | 0.040252 | 0.047629 | 0.060092 | 0.071884 | 0.072722 | 0.075907 | 0 | 0.1588 | 0.12389 | 0.1339 | 0.11594 | 0.12001 | 0.12947 | 0.12556 | 0.12891 | 0.13082 | 0.15683 | 0.15879 | 0.16644 | 10.01
LO3Slow | NR | Fixtures | Residential | Lighting | 0.00054811 | 0.0005174 | 4.3554 | -113.2143 | Single Family | WA-Downlight Fixture_1000 to 1999 lumens | 0.00019988 | 0.0005129 | 0.0011373 | 0.0022269 | 0.0039169 | 0.0062757 | 0.0092681 | 0.012747 | 0.016478 | 0.020193 | 0.023641 | 0.026637 | 0.029083 | 0.030962 | 0.032321 | 0.033246 | 0.033835 | 0.03418 | 0.034359 | 0.034465 | 0.69207 | 0.14305 | 0.12413 | 0.11954 | 0.093015 | 0.090662 | 0.085843 | 0.073792 | 0.087314 | 0.11016 | 0.13178 | 0.13332 | 0.13916 | 0 | 0.29112 | 0.22713 | 0.24547 | 0.21255 | 0.22 | 0.23734 | 0.23018 | 0.23632 | 0.23982 | 0.2875 | 0.2911 | 0.30513 | 10.01
LO3Slow | NR | Fixtures | Residential | Lighting | 0.0010623 | 0.0010028 | 8.4413 | -113.2143 | Single Family | WA-Downlight Fixture_2000 to 3999 lumens | 4.825e-05 | 0.00012381 | 0.00027454 | 0.00053757 | 0.00094554 | 0.001515 | 0.0022373 | 0.0030771 | 0.0039779 | 0.0048746 | 0.0057069 | 0.0064303 | 0.0070207 | 0.0074742 | 0.0078024 | 0.0080257 | 0.0081678 | 0.0082511 | 0.0082942 | 0.0083199 | 0.16707 | 0.27724 | 0.24058 | 0.23168 | 0.18027 | 0.17571 | 0.16637 | 0.14302 | 0.16923 | 0.21351 | 0.25541 | 0.25838 | 0.2697 | 0 | 0.56423 | 0.4402 | 0.47576 | 0.41196 | 0.42639 | 0.46 | 0.44611 | 0.45803 | 0.46479 | 0.5572 | 0.56419 | 0.59137 | 10.01
LO3Slow | NR | Fixtures | Residential | Lighting | 0.0019404 | 0.0018317 | 15.4191 | -113.2143 | Single Family | WA-Downlight Fixture_4000 to 7999 lumens | 1.0624e-05 | 2.7263e-05 | 6.045e-05 | 0.00011837 | 0.0002082 | 0.00033358 | 0.00049264 | 0.00067755 | 0.0008759 | 0.0010733 | 0.0012566 | 0.0014159 | 0.0015459 | 0.0016458 | 0.001718 | 0.0017672 | 0.0017985 | 0.0018168 | 0.0018263 | 0.001832 | 0.036786 | 0.50641 | 0.43945 | 0.42318 | 0.32929 | 0.32096 | 0.3039 | 0.26124 | 0.30911 | 0.39 | 0.46653 | 0.47197 | 0.49264 | 0 | 1.0306 | 0.80407 | 0.86902 | 0.75248 | 0.77885 | 0.84025 | 0.81487 | 0.83664 | 0.849 | 1.0178 | 1.0306 | 1.0802 | 10.01
LO3Slow | NR | Fixtures | Residential | Lighting | 0.00014232 | 0.00016147 | 0.7969 | -74.5523 | Single Family | WA-Exterior Porch_0 to 249 lumens | 3.9901e-09 | 1.0239e-08 | 2.2703e-08 | 4.4455e-08 | 7.8193e-08 | 1.2528e-07 | 1.8502e-07 | 2.5447e-07 | 3.2896e-07 | 4.0311e-07 | 4.7194e-07 | 5.3176e-07 | 5.8058e-07 | 6.1809e-07 | 6.4523e-07 | 6.637e-07 | 6.7545e-07 | 6.8234e-07 | 6.859e-07 | 6.8802e-07 | 1.3816e-05 | 0.033708 | 0.029627 | 0.023476 | 0.014018 | 0.013139 | 0.012786 | 0.0093382 | 0.011198 | 0.016702 | 0.027366 | 0.031745 | 0.034314 | 0 | 0.065856 | 0.048778 | 0.042894 | 0.035709 | 0.033338 | 0.032041 | 0.033508 | 0.035278 | 0.041287 | 0.047654 | 0.058505 | 0.064635 | 12.9658
LO3Slow | NR | Fixtures | Residential | Lighting | 0.0002788 | 0.00031631 | 1.5611 | -74.5523 | Single Family | WA-Exterior Porch_250 to 499 lumens | 8.0319e-07 | 2.061e-06 | 4.57e-06 | 8.9484e-06 | 1.574e-05 | 2.5219e-05 | 3.7243e-05 | 5.1222e-05 | 6.6217e-05 | 8.1143e-05 | 9.4999e-05 | 0.00010704 | 0.00011687 | 0.00012442 | 0.00012988 | 0.0001336 | 0.00013596 | 0.00013735 | 0.00013807 | 0.00013849 | 0.002781 | 0.066034 | 0.058039 | 0.045989 | 0.027461 | 0.025739 | 0.025047 | 0.018293 | 0.021936 | 0.032719 | 0.05361 | 0.062189 | 0.067221 | 0 | 0.12901 | 0.095555 | 0.084029 | 0.069954 | 0.06531 | 0.062767 | 0.065642 | 0.069108 | 0.080881 | 0.093353 | 0.11461 | 0.12662 | 12.9658
LO3Slow | NR | Fixtures | Residential | Lighting | 0.00053494 | 0.00060693 | 2.9954 | -74.5523 | Single Family | WA-Exterior Porch_500 to 999 lumens | 3.6089e-05 | 9.2606e-05 | 0.00020534 | 0.00040207 | 0.00070722 | 0.0011331 | 0.0016734 | 0.0023015 | 0.0029753 | 0.0036459 | 0.0042685 | 0.0048095 | 0.0052511 | 0.0055903 | 0.0058358 | 0.0060028 | 0.0061091 | 0.0061714 | 0.0062036 | 0.0062228 | 0.12496 | 0.1267 | 0.11136 | 0.088242 | 0.052691 | 0.049387 | 0.04806 | 0.0351 | 0.04209 | 0.062779 | 0.10286 | 0.11933 | 0.12898 | 0 | 0.24754 | 0.18335 | 0.16123 | 0.13423 | 0.12531 | 0.12043 | 0.12595 | 0.1326 | 0.15519 | 0.17912 | 0.21991 | 0.24295 | 12.9658
LO3Slow | NR | Fixtures | Residential | Lighting | 0.00098067 | 0.0011126 | 5.4913 | -74.5523 | Single Family | WA-Exterior Porch_1000 to 1999 lumens | 6.6012e-05 | 0.00016939 | 0.0003756 | 0.00073545 | 0.0012936 | 0.0020727 | 0.0030609 | 0.0042098 | 0.0054422 | 0.006669 | 0.0078077 | 0.0087974 | 0.0096051 | 0.010226 | 0.010675 | 0.01098 | 0.011175 | 0.011288 | 0.011347 | 0.011383 | 0.22856 | 0.23228 | 0.20415 | 0.16177 | 0.096594 | 0.090538 | 0.088105 | 0.064347 | 0.07716 | 0.11509 | 0.18857 | 0.21875 | 0.23645 | 0 | 0.4538 | 0.33612 | 0.29557 | 0.24607 | 0.22973 | 0.22079 | 0.2309 | 0.24309 | 0.2845 | 0.32837 | 0.40315 | 0.44539 | 12.9658
LO3Slow | NR | Fixtures | Residential | Lighting | 0.0019007 | 0.0021564 | 10.6428 | -74.5523 | Single Family | WA-Exterior Porch_2000 to 3999 lumens | 5.1838e-05 | 0.00013302 | 0.00029495 | 0.00057754 | 0.0010159 | 0.0016276 | 0.0024037 | 0.0033059 | 0.0042737 | 0.005237 | 0.0061313 | 0.0069084 | 0.0075427 | 0.00803 | 0.0083826 | 0.0086225 | 0.0087752 | 0.0088646 | 0.0089109 | 0.0089385 | 0.17949 | 0.45018 | 0.39568 | 0.31353 | 0.18721 | 0.17547 | 0.17076 | 0.12471 | 0.14955 | 0.22306 | 0.36548 | 0.42397 | 0.45827 | 0 | 0.87952 | 0.65144 | 0.57286 | 0.47691 | 0.44524 | 0.42791 | 0.44751 | 0.47114 | 0.5514 | 0.63642 | 0.78135 | 0.86322 | 12.9658
LO3Slow | NR | Fixtures | Residential | Lighting | 0.0034718 | 0.003939 | 19.4403 | -74.5523 | Single Family | WA-Exterior Porch_4000 to 7999 lumens | 4.1557e-06 | 1.0664e-05 | 2.3645e-05 | 4.6299e-05 | 8.1437e-05 | 0.00013048 | 0.0001927 | 0.00026502 | 0.0003426 | 0.00041983 | 0.00049152 | 0.00055382 | 0.00060467 | 0.00064373 | 0.000672 | 0.00069123 | 0.00070347 | 0.00071064 | 0.00071435 | 0.00071657 | 0.014389 | 0.82231 | 0.72275 | 0.57269 | 0.34196 | 0.32052 | 0.31191 | 0.2278 | 0.27316 | 0.40744 | 0.66759 | 0.77442 | 0.83709 | 0 | 1.6066 | 1.1899 | 1.0464 | 0.87113 | 0.81329 | 0.78163 | 0.81742 | 0.86059 | 1.0072 | 1.1625 | 1.4272 | 1.5768 | 12.9658
LO3Slow | NR | Fixtures | Residential | Lighting | 0.00011634 | 0.00013606 | 0.64697 | -110.8801 | Single Family | WA-Chandelier/Pendant_0 to 249 lumens | 8.1653e-07 | 2.0953e-06 | 4.6459e-06 | 9.097e-06 | 1.6001e-05 | 2.5637e-05 | 3.7862e-05 | 5.2073e-05 | 6.7317e-05 | 8.2491e-05 | 9.6576e-05 | 0.00010882 | 0.00011881 | 0.00012648 | 0.00013204 | 0.00013582 | 0.00013822 | 0.00013963 | 0.00014036 | 0.00014079 | 0.0028272 | 0.027987 | 0.024969 | 0.019729 | 0.011516 | 0.011442 | 0.011362 | 0.0083335 | 0.010003 | 0.014757 | 0.023802 | 0.027082 | 0.028157 | 0 | 0.049031 | 0.036299 | 0.03207 | 0.026756 | 0.027645 | 0.028087 | 0.029848 | 0.031464 | 0.035779 | 0.038806 | 0.045838 | 0.046208 | 5.9597
LO3Slow | NR | Fixtures | Residential | Lighting | 0.00022792 | 0.00026653 | 1.2674 | -110.8801 | Single Family | WA-Chandelier/Pendant_250 to 499 lumens | 7.5744e-06 | 1.9436e-05 | 4.3097e-05 | 8.4388e-05 | 0.00014843 | 0.00023782 | 0.00035122 | 0.00048305 | 0.00062445 | 0.00076522 | 0.00089588 | 0.0010094 | 0.0011021 | 0.0011733 | 0.0012248 | 0.0012599 | 0.0012822 | 0.0012953 | 0.001302 | 0.0013061 | 0.026226 | 0.054826 | 0.048914 | 0.038649 | 0.022559 | 0.022414 | 0.022258 | 0.016325 | 0.019596 | 0.028909 | 0.046628 | 0.053053 | 0.05516 | 0 | 0.096051 | 0.071109 | 0.062825 | 0.052415 | 0.054155 | 0.055022 | 0.058472 | 0.061638 | 0.07009 | 0.07602 | 0.089796 | 0.09052 | 5.9597
LO3Slow | NR | Fixtures | Residential | Lighting | 0.00043732 | 0.00051142 | 2.4318 | -110.8801 | Single Family | WA-Chandelier/Pendant_500 to 999 lumens | 7.1904e-05 | 0.00018451 | 0.00040912 | 0.00080109 | 0.0014091 | 0.0022576 | 0.0033341 | 0.0045856 | 0.005928 | 0.0072642 | 0.0085046 | 0.0095825 | 0.010462 | 0.011138 | 0.011627 | 0.01196 | 0.012172 | 0.012296 | 0.01236 | 0.012398 | 0.24896 | 0.1052 | 0.093854 | 0.074158 | 0.043286 | 0.043007 | 0.042708 | 0.031324 | 0.0376 | 0.055468 | 0.089468 | 0.1018 | 0.10584 | 0 | 0.1843 | 0.13644 | 0.12055 | 0.10057 | 0.10391 | 0.10557 | 0.11219 | 0.11827 | 0.13449 | 0.14586 | 0.1723 | 0.17369 | 5.9597
LO3Slow | NR | Fixtures | Residential | Lighting | 0.0008017 | 0.00093754 | 4.4581 | -110.8801 | Single Family | WA-Chandelier/Pendant_1000 to 1999 lumens | 9.3945e-05 | 0.00024107 | 0.00053453 | 0.0010467 | 0.001841 | 0.0029497 | 0.0043562 | 0.0059912 | 0.0077451 | 0.009491 | 0.011112 | 0.01252 | 0.013669 | 0.014553 | 0.015191 | 0.015626 | 0.015903 | 0.016065 | 0.016149 | 0.016199 | 0.32528 | 0.19285 | 0.17206 | 0.13595 | 0.079354 | 0.078841 | 0.078294 | 0.057425 | 0.06893 | 0.10169 | 0.16402 | 0.18662 | 0.19403 | 0 | 0.33786 | 0.25013 | 0.22099 | 0.18437 | 0.19049 | 0.19354 | 0.20567 | 0.21681 | 0.24654 | 0.2674 | 0.31586 | 0.31841 | 5.9597
LO3Slow | NR | Fixtures | Residential | Lighting | 0.0015538 | 0.0018171 | 8.6404 | -110.8801 | Single Family | WA-Chandelier/Pendant_2000 to 3999 lumens | 0.00015509 | 0.00039796 | 0.00088241 | 0.0017278 | 0.0030392 | 0.0048694 | 0.0071912 | 0.0098904 | 0.012786 | 0.015668 | 0.018343 | 0.020668 | 0.022566 | 0.024024 | 0.025078 | 0.025796 | 0.026253 | 0.026521 | 0.026659 | 0.026742 | 0.53698 | 0.37377 | 0.33347 | 0.26348 | 0.1538 | 0.1528 | 0.15174 | 0.1113 | 0.13359 | 0.19708 | 0.31788 | 0.36169 | 0.37605 | 0 | 0.65482 | 0.48478 | 0.4283 | 0.35733 | 0.3692 | 0.3751 | 0.39862 | 0.42021 | 0.47783 | 0.51826 | 0.61217 | 0.61711 | 5.9597
LO3Slow | NR | Fixtures | Residential | Lighting | 0.0028382 | 0.0033191 | 15.7827 | -110.8801 | Single Family | WA-Chandelier/Pendant_4000 to 7999 lumens | 8.1937e-05 | 0.00021026 | 0.00046621 | 0.00091288 | 0.0016057 | 0.0025727 | 0.0037994 | 0.0052254 | 0.0067551 | 0.0082778 | 0.0096913 | 0.01092 | 0.011922 | 0.012692 | 0.01325 | 0.013629 | 0.01387 | 0.014012 | 0.014085 | 0.014128 | 0.2837 | 0.68273 | 0.60911 | 0.48129 | 0.28093 | 0.27911 | 0.27718 | 0.2033 | 0.24403 | 0.35999 | 0.58065 | 0.66066 | 0.68689 | 0 | 1.1961 | 0.88551 | 0.78234 | 0.65271 | 0.67439 | 0.68517 | 0.72813 | 0.76757 | 0.87281 | 0.94666 | 1.1182 | 1.1272 | 5.9597
LO3Slow | NR | Fixtures | Residential | Lighting | 2.898e-05 | 2.7142e-05 | 0.22794 | 9.8699 | Single Family | WA-Linear Flush Mount_0 to 249 lumens | 2.3463e-07 | 6.0208e-07 | 1.335e-06 | 2.614e-06 | 4.5979e-06 | 7.3669e-06 | 1.088e-05 | 1.4963e-05 | 1.9343e-05 | 2.3704e-05 | 2.7751e-05 | 3.1269e-05 | 3.414e-05 | 3.6345e-05 | 3.7941e-05 | 3.9027e-05 | 3.9718e-05 | 4.0123e-05 | 4.0332e-05 | 4.0457e-05 | 0.0008124 | 0.007487 | 0.006459 | 0.0061971 | 0.0048257 | 0.0046285 | 0.0043584 | 0.0037415 | 0.0044261 | 0.0056027 | 0.0067528 | 0.0069007 | 0.0073306 | 0 | 0.015836 | 0.012314 | 0.01313 | 0.01134 | 0.011387 | 0.01209 | 0.011678 | 0.011986 | 0.01228 | 0.014988 | 0.015464 | 0.016735 | 1.6464
LO3Slow | NR | Fixtures | Residential | Lighting | 5.6772e-05 | 5.3172e-05 | 0.44653 | 9.8699 | Single Family | WA-Linear Flush Mount_250 to 499 lumens | 6.2147e-06 | 1.5947e-05 | 3.5361e-05 | 6.9239e-05 | 0.00012179 | 0.00019513 | 0.00028817 | 0.00039634 | 0.00051236 | 0.00062785 | 0.00073506 | 0.00082823 | 0.00090427 | 0.00096269 | 0.001005 | 0.0010337 | 0.001052 | 0.0010628 | 0.0010683 | 0.0010716 | 0.021518 | 0.014667 | 0.012653 | 0.01214 | 0.0094535 | 0.0090671 | 0.008538 | 0.0073295 | 0.0086706 | 0.010976 | 0.013229 | 0.013518 | 0.01436 | 0 | 0.031023 | 0.024123 | 0.025721 | 0.022214 | 0.022307 | 0.023685 | 0.022877 | 0.02348 | 0.024055 | 0.029361 | 0.030294 | 0.032784 | 1.6464
LO3Slow | NR | Fixtures | Residential | Lighting | 0.00010893 | 0.00010202 | 0.85678 | 9.8699 | Single Family | WA-Linear Flush Mount_500 to 999 lumens | 0.00012195 | 0.00031294 | 0.00069389 | 0.0013587 | 0.0023899 | 0.0038291 | 0.0056549 | 0.0077774 | 0.010054 | 0.01232 | 0.014424 | 0.016252 | 0.017745 | 0.018891 | 0.019721 | 0.020285 | 0.020644 | 0.020855 | 0.020964 | 0.021028 | 0.42226 | 0.028142 | 0.024278 | 0.023294 | 0.018139 | 0.017398 | 0.016382 | 0.014064 | 0.016637 | 0.021059 | 0.025382 | 0.025938 | 0.027554 | 0 | 0.059525 | 0.046286 | 0.049352 | 0.042623 | 0.042802 | 0.045445 | 0.043896 | 0.045053 | 0.046157 | 0.056337 | 0.058127 | 0.062904 | 1.6464
LO3Slow | NR | Fixtures | Residential | Lighting | 0.0001997 | 0.00018703 | 1.5707 | 9.8699 | Single Family | WA-Linear Flush Mount_1000 to 1999 lumens | 0.00019774 | 0.00050742 | 0.0011251 | 0.0022031 | 0.0038751 | 0.0062087 | 0.0091691 | 0.012611 | 0.016302 | 0.019977 | 0.023388 | 0.026353 | 0.028772 | 0.030631 | 0.031976 | 0.032891 | 0.033474 | 0.033815 | 0.033992 | 0.034097 | 0.68467 | 0.051591 | 0.044508 | 0.042703 | 0.033253 | 0.031894 | 0.030033 | 0.025782 | 0.030499 | 0.038607 | 0.046532 | 0.047551 | 0.050513 | 0 | 0.10912 | 0.084852 | 0.090474 | 0.078139 | 0.078467 | 0.083312 | 0.080471 | 0.082593 | 0.084616 | 0.10328 | 0.10656 | 0.11532 | 1.6464
LO3Slow | NR | Fixtures | Residential | Lighting | 0.00038704 | 0.00036249 | 3.0442 | 9.8699 | Single Family | WA-Linear Flush Mount_2000 to 3999 lumens | 6.3452e-05 | 0.00016282 | 0.00036103 | 0.00070693 | 0.0012434 | 0.0019923 | 0.0029422 | 0.0040466 | 0.0052312 | 0.0064104 | 0.007505 | 0.0084562 | 0.0092326 | 0.0098291 | 0.010261 | 0.010554 | 0.010741 | 0.010851 | 0.010907 | 0.010941 | 0.2197 | 0.09999 | 0.086262 | 0.082764 | 0.064448 | 0.061814 | 0.058207 | 0.049968 | 0.059111 | 0.074825 | 0.090185 | 0.09216 | 0.097901 | 0 | 0.2115 | 0.16445 | 0.17535 | 0.15144 | 0.15208 | 0.16147 | 0.15596 | 0.16008 | 0.164 | 0.20017 | 0.20653 | 0.2235 | 1.6464
LO3Slow | NR | Fixtures | Residential | Lighting | 0.00070697 | 0.00066213 | 5.5605 | 9.8699 | Single Family | WA-Linear Flush Mount_4000 to 7999 lumens | 1.0735e-05 | 2.7546e-05 | 6.1078e-05 | 0.0001196 | 0.00021036 | 0.00033705 | 0.00049776 | 0.00068459 | 0.000885 | 0.0010845 | 0.0012697 | 0.0014306 | 0.001562 | 0.0016629 | 0.0017359 | 0.0017856 | 0.0018172 | 0.0018357 | 0.0018453 | 0.001851 | 0.037169 | 0.18264 | 0.15757 | 0.15118 | 0.11772 | 0.11291 | 0.10632 | 0.091273 | 0.10797 | 0.13668 | 0.16473 | 0.16834 | 0.17883 | 0 | 0.38632 | 0.3004 | 0.3203 | 0.27663 | 0.27779 | 0.29494 | 0.28488 | 0.2924 | 0.29956 | 0.36563 | 0.37725 | 0.40825 | 1.6464
LO3Slow | NR | Fixtures | Residential | Lighting | 2.1873e-05 | 2.0242e-05 | 0.16937 | 18.1824 | Single Family | WA-Linear Shop_0 to 249 lumens | 1.2607e-07 | 3.2349e-07 | 7.1728e-07 | 1.4045e-06 | 2.4704e-06 | 3.9582e-06 | 5.8455e-06 | 8.0396e-06 | 1.0393e-05 | 1.2736e-05 | 1.4911e-05 | 1.6801e-05 | 1.8343e-05 | 1.9528e-05 | 2.0385e-05 | 2.0969e-05 | 2.134e-05 | 2.1558e-05 | 2.167e-05 | 2.1737e-05 | 0.0004365 | 0.005564 | 0.0047565 | 0.0045372 | 0.0035372 | 0.0033056 | 0.0030843 | 0.0026418 | 0.0031239 | 0.0039762 | 0.0048523 | 0.0050398 | 0.005502 | 0 | 0.012457 | 0.0096407 | 0.010081 | 0.0086736 | 0.0083159 | 0.0086034 | 0.0082545 | 0.0084675 | 0.0088128 | 0.01107 | 0.011754 | 0.013315 | 1.2998
LO3Slow | NR | Fixtures | Residential | Lighting | 4.2848e-05 | 3.9655e-05 | 0.33179 | 18.1824 | Single Family | WA-Linear Shop_250 to 499 lumens | 0 | 0 | 0 | 0 | 0 | 0 | 0 | 0 | 0 | 0 | 0 | 0 | 0 | 0 | 0 | 0 | 0 | 0 | 0 | 0 | 0 | 0.0109 | 0.0093179 | 0.0088884 | 0.0069294 | 0.0064756 | 0.0060422 | 0.0051753 | 0.0061197 | 0.0077893 | 0.0095056 | 0.0098729 | 0.010778 | 0 | 0.024402 | 0.018886 | 0.019749 | 0.016991 | 0.016291 | 0.016854 | 0.01617 | 0.016588 | 0.017264 | 0.021686 | 0.023026 | 0.026085 | 1.2998
LO3Slow | NR | Fixtures | Residential | Lighting | 8.2216e-05 | 7.6087e-05 | 0.63662 | 18.1824 | Single Family | WA-Linear Shop_500 to 999 lumens | 1.3125e-07 | 3.3679e-07 | 7.4676e-07 | 1.4622e-06 | 2.572e-06 | 4.1209e-06 | 6.0858e-06 | 8.37e-06 | 1.082e-05 | 1.3259e-05 | 1.5523e-05 | 1.7491e-05 | 1.9097e-05 | 2.0331e-05 | 2.1223e-05 | 2.1831e-05 | 2.2217e-05 | 2.2444e-05 | 2.2561e-05 | 2.2631e-05 | 0.00045443 | 0.020914 | 0.017879 | 0.017055 | 0.013296 | 0.012425 | 0.011593 | 0.0099302 | 0.011742 | 0.014946 | 0.018239 | 0.018944 | 0.020681 | 0 | 0.046822 | 0.036238 | 0.037894 | 0.032602 | 0.031258 | 0.032339 | 0.031027 | 0.031828 | 0.033126 | 0.04161 | 0.044182 | 0.05005 | 1.2998
LO3Slow | NR | Fixtures | Residential | Lighting | 0.00015072 | 0.00013949 | 1.1671 | 18.1824 | Single Family | WA-Linear Shop_1000 to 1999 lumens | 3.0343e-08 | 7.7862e-08 | 1.7265e-07 | 3.3806e-07 | 5.9462e-07 | 9.5271e-07 | 1.407e-06 | 1.9351e-06 | 2.5016e-06 | 3.0655e-06 | 3.5889e-06 | 4.0438e-06 | 4.4151e-06 | 4.7003e-06 | 4.9067e-06 | 5.0471e-06 | 5.1365e-06 | 5.1888e-06 | 5.2159e-06 | 5.2321e-06 | 0.00010506 | 0.03834 | 0.032776 | 0.031265 | 0.024374 | 0.022778 | 0.021254 | 0.018204 | 0.021526 | 0.027399 | 0.033436 | 0.034728 | 0.037913 | 0 | 0.085836 | 0.066432 | 0.069468 | 0.059768 | 0.057303 | 0.059284 | 0.05688 | 0.058347 | 0.060727 | 0.076281 | 0.080996 | 0.091754 | 1.2998
LO3Slow | NR | Fixtures | Residential | Lighting | 0.00029211 | 0.00027034 | 2.2619 | 18.1824 | Single Family | WA-Linear Shop_2000 to 3999 lumens | 0 | 0 | 0 | 0 | 0 | 0 | 0 | 0 | 0 | 0 | 0 | 0 | 0 | 0 | 0 | 0 | 0 | 0 | 0 | 0 | 0 | 0.074308 | 0.063524 | 0.060596 | 0.04724 | 0.044147 | 0.041192 | 0.035282 | 0.04172 | 0.053103 | 0.064803 | 0.067307 | 0.07348 | 0 | 0.16636 | 0.12875 | 0.13464 | 0.11584 | 0.11106 | 0.1149 | 0.11024 | 0.11308 | 0.1177 | 0.14784 | 0.15698 | 0.17783 | 1.2998
LO3Slow | NR | Fixtures | Residential | Lighting | 0.00053358 | 0.00049381 | 4.1317 | 18.1824 | Single Family | WA-Linear Shop_4000 to 7999 lumens | 1.709e-06 | 4.3854e-06 | 9.7239e-06 | 1.904e-05 | 3.3491e-05 | 5.366e-05 | 7.9245e-05 | 0.00010899 | 0.0001409 | 0.00017266 | 0.00020214 | 0.00022776 | 0.00024867 | 0.00026473 | 0.00027636 | 0.00028427 | 0.0002893 | 0.00029225 | 0.00029378 | 0.00029469 | 0.0059174 | 0.13573 | 0.11603 | 0.11068 | 0.08629 | 0.080639 | 0.075242 | 0.064447 | 0.076207 | 0.096999 | 0.11837 | 0.12294 | 0.13422 | 0 | 0.30388 | 0.23518 | 0.24593 | 0.21159 | 0.20287 | 0.20988 | 0.20137 | 0.20656 | 0.21499 | 0.27005 | 0.28674 | 0.32483 | 1.2998
LO3Slow | NR | Fixtures | Residential | Lighting | 0.00021426 | 0.00020326 | 1.7136 | -53.1118 | Single Family | WA-Track_0 to 249 lumens | 0 | 0 | 0 | 0 | 0 | 0 | 0 | 0 | 0 | 0 | 0 | 0 | 0 | 0 | 0 | 0 | 0 | 0 | 0 | 0 | 0 | 0.056276 | 0.049013 | 0.047306 | 0.036794 | 0.036217 | 0.034405 | 0.029598 | 0.035027 | 0.044107 | 0.052524 | 0.052811 | 0.054523 | 0 | 0.11172 | 0.08735 | 0.095246 | 0.082612 | 0.087151 | 0.094937 | 0.09229 | 0.094775 | 0.095627 | 0.11339 | 0.11345 | 0.11644 | 5.26
LO3Slow | NR | Fixtures | Residential | Lighting | 0.00041973 | 0.00039818 | 3.3569 | -53.1118 | Single Family | WA-Track_250 to 499 lumens | 3.2789e-06 | 8.4138e-06 | 1.8656e-05 | 3.6531e-05 | 6.4255e-05 | 0.00010295 | 0.00015204 | 0.00020911 | 0.00027032 | 0.00033125 | 0.00038782 | 0.00043697 | 0.00047709 | 0.00050791 | 0.00053022 | 0.00054539 | 0.00055505 | 0.00056071 | 0.00056364 | 0.00056538 | 0.011353 | 0.11024 | 0.096016 | 0.092672 | 0.072079 | 0.070948 | 0.067399 | 0.057983 | 0.068618 | 0.086405 | 0.10289 | 0.10346 | 0.10681 | 0 | 0.21885 | 0.17112 | 0.18659 | 0.16184 | 0.17073 | 0.18598 | 0.1808 | 0.18566 | 0.18733 | 0.22212 | 0.22225 | 0.22811 | 5.26
LO3Slow | NR | Fixtures | Residential | Lighting | 0.00080537 | 0.00076401 | 6.4411 | -53.1118 | Single Family | WA-Track_500 to 999 lumens | 3.973e-05 | 0.00010195 | 0.00022605 | 0.00044264 | 0.00077857 | 0.0012474 | 0.0018422 | 0.0025337 | 0.0032754 | 0.0040138 | 0.0046991 | 0.0052948 | 0.0057809 | 0.0061543 | 0.0064246 | 0.0066085 | 0.0067255 | 0.006794 | 0.0068295 | 0.0068507 | 0.13756 | 0.21153 | 0.18423 | 0.17782 | 0.1383 | 0.13613 | 0.12932 | 0.11125 | 0.13166 | 0.16579 | 0.19743 | 0.19851 | 0.20494 | 0 | 0.41992 | 0.32833 | 0.35801 | 0.31052 | 0.32758 | 0.35685 | 0.3469 | 0.35624 | 0.35945 | 0.42619 | 0.42644 | 0.43769 | 5.26
LO3Slow | NR | Fixtures | Residential | Lighting | 0.0014764 | 0.0014006 | 11.808 | -53.1118 | Single Family | WA-Track_1000 to 1999 lumens | 6.367e-05 | 0.00016338 | 0.00036227 | 0.00070936 | 0.0012477 | 0.0019991 | 0.0029523 | 0.0040605 | 0.0052491 | 0.0064324 | 0.0075307 | 0.0084853 | 0.0092643 | 0.0098628 | 0.010296 | 0.010591 | 0.010778 | 0.010888 | 0.010945 | 0.010979 | 0.22046 | 0.38779 | 0.33774 | 0.32598 | 0.25354 | 0.24956 | 0.23708 | 0.20396 | 0.24137 | 0.30393 | 0.36193 | 0.36391 | 0.37571 | 0 | 0.76981 | 0.60191 | 0.65632 | 0.56926 | 0.60054 | 0.65419 | 0.63595 | 0.65307 | 0.65895 | 0.78131 | 0.78177 | 0.80238 | 5.26
LO3Slow | NR | Fixtures | Residential | Lighting | 0.0028615 | 0.0027146 | 22.8853 | -53.1118 | Single Family | WA-Track_2000 to 3999 lumens | 8.0567e-05 | 0.00020674 | 0.00045841 | 0.00089761 | 0.0015788 | 0.0025296 | 0.0037358 | 0.005138 | 0.0066421 | 0.0081394 | 0.0095292 | 0.010737 | 0.011723 | 0.01248 | 0.013028 | 0.013401 | 0.013638 | 0.013777 | 0.013849 | 0.013892 | 0.27896 | 0.75158 | 0.65458 | 0.63178 | 0.49139 | 0.48368 | 0.45948 | 0.39529 | 0.4678 | 0.58906 | 0.70147 | 0.7053 | 0.72817 | 0 | 1.492 | 1.1666 | 1.272 | 1.1033 | 1.1639 | 1.2679 | 1.2326 | 1.2657 | 1.2771 | 1.5143 | 1.5152 | 1.5551 | 5.26
LO3Slow | NR | Fixtures | Residential | Lighting | 0.0052269 | 0.0049585 | 41.8027 | -53.1118 | Single Family | WA-Track_4000 to 7999 lumens | 3.6082e-05 | 9.2589e-05 | 0.0002053 | 0.00040199 | 0.00070708 | 0.0011329 | 0.0016731 | 0.0023011 | 0.0029747 | 0.0036452 | 0.0042677 | 0.0048086 | 0.0052501 | 0.0055893 | 0.0058347 | 0.0060017 | 0.006108 | 0.0061702 | 0.0062024 | 0.0062216 | 0.12493 | 1.3729 | 1.1957 | 1.154 | 0.89758 | 0.8835 | 0.8393 | 0.72205 | 0.85449 | 1.076 | 1.2813 | 1.2883 | 1.3301 | 0 | 2.7253 | 2.1309 | 2.3235 | 2.0153 | 2.126 | 2.316 | 2.2514 | 2.312 | 2.3328 | 2.766 | 2.7676 | 2.8406 | 5.26
LO3Slow | NR | Fixtures | Residential | Lighting | 9.9203e-05 | 9.4046e-05 | 0.7927 | -67.4067 | Multifamily - Low Rise | ID/MT/OR-Floor/Table_0 to 249 lumens | 2.2206e-07 | 5.6983e-07 | 1.2635e-06 | 2.4741e-06 | 4.3517e-06 | 6.9724e-06 | 1.0297e-05 | 1.4162e-05 | 1.8308e-05 | 2.2434e-05 | 2.6265e-05 | 2.9594e-05 | 3.2311e-05 | 3.4399e-05 | 3.5909e-05 | 3.6937e-05 | 3.7591e-05 | 3.7974e-05 | 3.8173e-05 | 3.8291e-05 | 0.00076889 | 0.026033 | 0.022662 | 0.021866 | 0.017008 | 0.016719 | 0.015876 | 0.013656 | 0.016161 | 0.020356 | 0.024255 | 0.024407 | 0.025237 | 0 | 0.051857 | 0.040534 | 0.044144 | 0.03828 | 0.040278 | 0.043819 | 0.042584 | 0.043729 | 0.044156 | 0.052434 | 0.05255 | 0.054093 | 8.9725
LO3Slow | NR | Fixtures | Residential | Lighting | 0.00019434 | 0.00018423 | 1.5529 | -67.4067 | Multifamily - Low Rise | ID/MT/OR-Floor/Table_250 to 499 lumens | 1.3695e-06 | 3.5143e-06 | 7.7922e-06 | 1.5258e-05 | 2.6838e-05 | 4.3e-05 | 6.3503e-05 | 8.7339e-05 | 0.00011291 | 0.00013836 | 0.00016198 | 0.00018251 | 0.00019927 | 0.00021214 | 0.00022146 | 0.0002278 | 0.00023183 | 0.00023419 | 0.00023542 | 0.00023615 | 0.0047419 | 0.050999 | 0.044395 | 0.042836 | 0.033319 | 0.032753 | 0.0311 | 0.026753 | 0.031659 | 0.039876 | 0.047515 | 0.047814 | 0.049438 | 0 | 0.10159 | 0.079407 | 0.086478 | 0.07499 | 0.078904 | 0.085841 | 0.083422 | 0.085665 | 0.086502 | 0.10272 | 0.10295 | 0.10597 | 8.9725
LO3Slow | NR | Fixtures | Residential | Lighting | 0.00037289 | 0.0003535 | 2.9796 | -67.4067 | Multifamily - Low Rise | ID/MT/OR-Floor/Table_500 to 999 lumens | 1.0955e-05 | 2.8111e-05 | 6.2331e-05 | 0.00012205 | 0.00021468 | 0.00034396 | 0.00050797 | 0.00069864 | 0.00090315 | 0.0011067 | 0.0012957 | 0.0014599 | 0.001594 | 0.001697 | 0.0017715 | 0.0018222 | 0.0018544 | 0.0018734 | 0.0018831 | 0.001889 | 0.037931 | 0.097855 | 0.085183 | 0.082191 | 0.063931 | 0.062845 | 0.059674 | 0.051332 | 0.060746 | 0.076513 | 0.09117 | 0.091743 | 0.09486 | 0 | 0.19492 | 0.15236 | 0.16593 | 0.14389 | 0.1514 | 0.16471 | 0.16007 | 0.16437 | 0.16598 | 0.19709 | 0.19753 | 0.20333 | 8.9725
LO3Slow | NR | Fixtures | Residential | Lighting | 0.00068359 | 0.00064805 | 5.4623 | -67.4067 | Multifamily - Low Rise | ID/MT/OR-Floor/Table_1000 to 1999 lumens | 1.1942e-05 | 3.0643e-05 | 6.7946e-05 | 0.00013305 | 0.00023402 | 0.00037495 | 0.00055373 | 0.00076157 | 0.00098451 | 0.0012064 | 0.0014124 | 0.0015915 | 0.0017376 | 0.0018498 | 0.0019311 | 0.0019863 | 0.0020215 | 0.0020421 | 0.0020528 | 0.0020591 | 0.041348 | 0.17939 | 0.15616 | 0.15068 | 0.1172 | 0.11521 | 0.1094 | 0.094103 | 0.11136 | 0.14027 | 0.16713 | 0.16819 | 0.1739 | 0 | 0.35733 | 0.27931 | 0.30419 | 0.26378 | 0.27755 | 0.30195 | 0.29344 | 0.30133 | 0.30427 | 0.36131 | 0.36211 | 0.37274 | 8.9725
LO3Slow | NR | Fixtures | Residential | Lighting | 0.0013249 | 0.001256 | 10.5866 | -67.4067 | Multifamily - Low Rise | ID/MT/OR-Floor/Table_2000 to 3999 lumens | 2.8956e-06 | 7.4302e-06 | 1.6475e-05 | 3.226e-05 | 5.6743e-05 | 9.0915e-05 | 0.00013427 | 0.00018466 | 0.00023872 | 0.00029253 | 0.00034248 | 0.00038589 | 0.00042132 | 0.00044854 | 0.00046823 | 0.00048163 | 0.00049016 | 0.00049516 | 0.00049774 | 0.00049928 | 0.010026 | 0.34768 | 0.30266 | 0.29203 | 0.22715 | 0.22329 | 0.21202 | 0.18238 | 0.21583 | 0.27185 | 0.32393 | 0.32597 | 0.33704 | 0 | 0.69256 | 0.54135 | 0.58956 | 0.51124 | 0.53792 | 0.58522 | 0.56872 | 0.58401 | 0.58972 | 0.70027 | 0.70182 | 0.72242 | 8.9725
LO3Slow | NR | Fixtures | Residential | Lighting | 0.0024201 | 0.0022942 | 19.3377 | -67.4067 | Multifamily - Low Rise | ID/MT/OR-Floor/Table_4000 to 7999 lumens | 2.3433e-07 | 6.013e-07 | 1.3333e-06 | 2.6107e-06 | 4.592e-06 | 7.3574e-06 | 1.0866e-05 | 1.4944e-05 | 1.9318e-05 | 2.3673e-05 | 2.7715e-05 | 3.1228e-05 | 3.4096e-05 | 3.6298e-05 | 3.7892e-05 | 3.8977e-05 | 3.9667e-05 | 4.0071e-05 | 4.028e-05 | 4.0405e-05 | 0.00081135 | 0.63508 | 0.55284 | 0.53342 | 0.41491 | 0.40786 | 0.38729 | 0.33315 | 0.39425 | 0.49657 | 0.59169 | 0.59542 | 0.61564 | 0 | 1.265 | 0.98883 | 1.0769 | 0.93383 | 0.98258 | 1.069 | 1.0388 | 1.0668 | 1.0772 | 1.2791 | 1.282 | 1.3196 | 8.9725
LO3Slow | NR | Fixtures | Residential | Lighting | 0.00013061 | 0.00012357 | 1.0409 | -38.3203 | Multifamily - Low Rise | ID/MT/OR-Ceiling and Wall Flush Mount _0 to 249 lumens | 1.1444e-07 | 2.9365e-07 | 6.5111e-07 | 1.2749e-06 | 2.2425e-06 | 3.593e-06 | 5.3063e-06 | 7.2979e-06 | 9.4343e-06 | 1.1561e-05 | 1.3535e-05 | 1.5251e-05 | 1.6651e-05 | 1.7727e-05 | 1.8505e-05 | 1.9035e-05 | 1.9372e-05 | 1.9569e-05 | 1.9671e-05 | 1.9732e-05 | 0.00039623 | 0.034185 | 0.029713 | 0.028642 | 0.022283 | 0.021815 | 0.020686 | 0.017788 | 0.02105 | 0.026535 | 0.031677 | 0.031958 | 0.033195 | 0 | 0.068809 | 0.053735 | 0.058303 | 0.050522 | 0.052738 | 0.057144 | 0.055478 | 0.056965 | 0.057658 | 0.068781 | 0.069277 | 0.071943 | 3.9451
LO3Slow | NR | Fixtures | Residential | Lighting | 0.00025587 | 0.00024207 | 2.0391 | -38.3203 | Multifamily - Low Rise | ID/MT/OR-Ceiling and Wall Flush Mount _250 to 499 lumens | 1.1623e-06 | 2.9825e-06 | 6.6131e-06 | 1.2949e-05 | 2.2776e-05 | 3.6493e-05 | 5.3894e-05 | 7.4122e-05 | 9.5821e-05 | 0.00011742 | 0.00013747 | 0.00015489 | 0.00016912 | 0.00018004 | 0.00018795 | 0.00019333 | 0.00019675 | 0.00019875 | 0.00019979 | 0.00020041 | 0.0040243 | 0.066968 | 0.058207 | 0.05611 | 0.043652 | 0.042735 | 0.040524 | 0.034847 | 0.041236 | 0.051981 | 0.062055 | 0.062605 | 0.065028 | 0 | 0.1348 | 0.10527 | 0.11422 | 0.098972 | 0.10331 | 0.11194 | 0.10868 | 0.11159 | 0.11295 | 0.13474 | 0.13571 | 0.14094 | 3.9451
LO3Slow | NR | Fixtures | Residential | Lighting | 0.00049096 | 0.00046447 | 3.9125 | -38.3203 | Multifamily - Low Rise | ID/MT/OR-Ceiling and Wall Flush Mount _500 to 999 lumens | 1.1755e-05 | 3.0164e-05 | 6.6883e-05 | 0.00013096 | 0.00023036 | 0.00036908 | 0.00054507 | 0.00074966 | 0.00096911 | 0.0011876 | 0.0013903 | 0.0015666 | 0.0017104 | 0.0018209 | 0.0019008 | 0.0019553 | 0.0019899 | 0.0020102 | 0.0020207 | 0.0020269 | 0.040701 | 0.1285 | 0.11169 | 0.10766 | 0.083758 | 0.081999 | 0.077756 | 0.066864 | 0.079122 | 0.099739 | 0.11907 | 0.12012 | 0.12477 | 0 | 0.25864 | 0.20198 | 0.21915 | 0.1899 | 0.19823 | 0.21479 | 0.20853 | 0.21412 | 0.21673 | 0.25854 | 0.2604 | 0.27042 | 3.9451
LO3Slow | NR | Fixtures | Residential | Lighting | 0.00090004 | 0.00085147 | 7.1725 | -38.3203 | Multifamily - Low Rise | ID/MT/OR-Ceiling and Wall Flush Mount _1000 to 1999 lumens | 1.386e-05 | 3.5566e-05 | 7.8862e-05 | 0.00015442 | 0.00027161 | 0.00043518 | 0.00064269 | 0.00088392 | 0.0011427 | 0.0014002 | 0.0016393 | 0.0018471 | 0.0020167 | 0.002147 | 0.0022413 | 0.0023054 | 0.0023463 | 0.0023702 | 0.0023825 | 0.0023899 | 0.04799 | 0.23556 | 0.20475 | 0.19737 | 0.15355 | 0.15032 | 0.14254 | 0.12258 | 0.14505 | 0.18284 | 0.21828 | 0.22022 | 0.22874 | 0 | 0.47414 | 0.37028 | 0.40175 | 0.34814 | 0.36341 | 0.39377 | 0.38228 | 0.39253 | 0.39731 | 0.47396 | 0.47737 | 0.49574 | 3.9451
LO3Slow | NR | Fixtures | Residential | Lighting | 0.0017444 | 0.0016503 | 13.9011 | -38.3203 | Multifamily - Low Rise | ID/MT/OR-Ceiling and Wall Flush Mount _2000 to 3999 lumens | 1.0533e-05 | 2.7028e-05 | 5.9929e-05 | 0.00011735 | 0.0002064 | 0.00033071 | 0.00048839 | 0.00067171 | 0.00086835 | 0.0010641 | 0.0012458 | 0.0014037 | 0.0015326 | 0.0016316 | 0.0017032 | 0.001752 | 0.001783 | 0.0018012 | 0.0018106 | 0.0018162 | 0.036469 | 0.45655 | 0.39682 | 0.38252 | 0.29759 | 0.29134 | 0.27627 | 0.23757 | 0.28112 | 0.35437 | 0.42305 | 0.42681 | 0.44332 | 0 | 0.91895 | 0.71764 | 0.77865 | 0.67473 | 0.70433 | 0.76317 | 0.74092 | 0.76078 | 0.77003 | 0.91859 | 0.9252 | 0.96082 | 3.9451
LO3Slow | NR | Fixtures | Residential | Lighting | 0.0031863 | 0.0030144 | 25.3921 | -38.3203 | Multifamily - Low Rise | ID/MT/OR-Ceiling and Wall Flush Mount _4000 to 7999 lumens | 2.9753e-06 | 7.6348e-06 | 1.6929e-05 | 3.3148e-05 | 5.8305e-05 | 9.3418e-05 | 0.00013796 | 0.00018975 | 0.00024529 | 0.00030058 | 0.00035191 | 0.00039651 | 0.00043292 | 0.00046089 | 0.00048112 | 0.00049489 | 0.00050366 | 0.00050879 | 0.00051145 | 0.00051303 | 0.010302 | 0.83394 | 0.72484 | 0.69872 | 0.54359 | 0.53218 | 0.50464 | 0.43395 | 0.5135 | 0.64731 | 0.77276 | 0.77961 | 0.80978 | 0 | 1.6786 | 1.3109 | 1.4223 | 1.2325 | 1.2865 | 1.394 | 1.3534 | 1.3896 | 1.4066 | 1.6779 | 1.69 | 1.755 | 3.9451
LO3Slow | NR | Fixtures | Residential | Lighting | 0.00010381 | 9.7994e-05 | 0.82491 | -111.7369 | Multifamily - Low Rise | ID/MT/OR-Downlight Fixture_0 to 249 lumens | 4.7838e-09 | 1.2276e-08 | 2.7219e-08 | 5.3297e-08 | 9.3747e-08 | 1.502e-07 | 2.2182e-07 | 3.0508e-07 | 3.9439e-07 | 4.8329e-07 | 5.6582e-07 | 6.3754e-07 | 6.9607e-07 | 7.4104e-07 | 7.7357e-07 | 7.9572e-07 | 8.0981e-07 | 8.1806e-07 | 8.2233e-07 | 8.2488e-07 | 1.6564e-05 | 0.027093 | 0.02351 | 0.02264 | 0.017617 | 0.017171 | 0.016259 | 0.013976 | 0.016537 | 0.020865 | 0.024959 | 0.02525 | 0.026356 | 0 | 0.055138 | 0.043017 | 0.046492 | 0.040257 | 0.041668 | 0.044953 | 0.043595 | 0.044759 | 0.045421 | 0.054451 | 0.055134 | 0.05779 | 10.9091
LO3Slow | NR | Fixtures | Residential | Lighting | 0.00020337 | 0.00019197 | 1.616 | -111.7369 | Multifamily - Low Rise | ID/MT/OR-Downlight Fixture_250 to 499 lumens | 6.1009e-07 | 1.5655e-06 | 3.4713e-06 | 6.7971e-06 | 1.1956e-05 | 1.9156e-05 | 2.8289e-05 | 3.8908e-05 | 5.0297e-05 | 6.1635e-05 | 7.216e-05 | 8.1306e-05 | 8.8771e-05 | 9.4506e-05 | 9.8655e-05 | 0.00010148 | 0.00010328 | 0.00010433 | 0.00010487 | 0.0001052 | 0.0021124 | 0.053074 | 0.046056 | 0.044351 | 0.034511 | 0.033638 | 0.03185 | 0.027379 | 0.032396 | 0.040874 | 0.048895 | 0.049464 | 0.051631 | 0 | 0.10801 | 0.08427 | 0.091077 | 0.078864 | 0.081627 | 0.088062 | 0.085402 | 0.087683 | 0.088979 | 0.10667 | 0.10801 | 0.11321 | 10.9091
LO3Slow | NR | Fixtures | Residential | Lighting | 0.00039021 | 0.00036834 | 3.1007 | -111.7369 | Multifamily - Low Rise | ID/MT/OR-Downlight Fixture_500 to 999 lumens | 2.4064e-05 | 6.175e-05 | 0.00013692 | 0.0002681 | 0.00047157 | 0.00075556 | 0.0011158 | 0.0015347 | 0.0019839 | 0.0024311 | 0.0028462 | 0.003207 | 0.0035014 | 0.0037276 | 0.0038913 | 0.0040027 | 0.0040736 | 0.0041151 | 0.0041366 | 0.0041494 | 0.083321 | 0.10184 | 0.08837 | 0.085099 | 0.066219 | 0.064544 | 0.061113 | 0.052533 | 0.06216 | 0.078427 | 0.093817 | 0.09491 | 0.099067 | 0 | 0.20725 | 0.16169 | 0.17476 | 0.15132 | 0.15662 | 0.16897 | 0.16387 | 0.16824 | 0.17073 | 0.20467 | 0.20724 | 0.21722 | 10.9091
LO3Slow | NR | Fixtures | Residential | Lighting | 0.00071535 | 0.00067525 | 5.6843 | -111.7369 | Multifamily - Low Rise | ID/MT/OR-Downlight Fixture_1000 to 1999 lumens | 7.7952e-06 | 2.0003e-05 | 4.4353e-05 | 8.6847e-05 | 0.00015276 | 0.00024475 | 0.00036146 | 0.00049713 | 0.00064266 | 0.00078752 | 0.00092199 | 0.0010389 | 0.0011342 | 0.0012075 | 0.0012605 | 0.0012966 | 0.0013196 | 0.001333 | 0.00134 | 0.0013441 | 0.026991 | 0.18669 | 0.162 | 0.15601 | 0.12139 | 0.11832 | 0.11203 | 0.096306 | 0.11395 | 0.14377 | 0.17199 | 0.17399 | 0.18161 | 0 | 0.37995 | 0.29642 | 0.32037 | 0.2774 | 0.28712 | 0.30976 | 0.3004 | 0.30843 | 0.31298 | 0.37521 | 0.37992 | 0.39822 | 10.9091
LO3Slow | NR | Fixtures | Residential | Lighting | 0.0013864 | 0.0013087 | 11.0168 | -111.7369 | Multifamily - Low Rise | ID/MT/OR-Downlight Fixture_2000 to 3999 lumens | 1.8818e-06 | 4.8287e-06 | 1.0707e-05 | 2.0965e-05 | 3.6876e-05 | 5.9084e-05 | 8.7256e-05 | 0.00012001 | 0.00015514 | 0.00019011 | 0.00022257 | 0.00025078 | 0.00027381 | 0.00029149 | 0.00030429 | 0.000313 | 0.00031855 | 0.00032179 | 0.00032347 | 0.00032447 | 0.0065155 | 0.36183 | 0.31398 | 0.30236 | 0.23528 | 0.22933 | 0.21714 | 0.18665 | 0.22086 | 0.27865 | 0.33333 | 0.33722 | 0.35199 | 0 | 0.73638 | 0.5745 | 0.62091 | 0.53764 | 0.55648 | 0.60035 | 0.58222 | 0.59777 | 0.6066 | 0.72721 | 0.73633 | 0.7718 | 10.9091
LO3Slow | NR | Fixtures | Residential | Lighting | 0.0025325 | 0.0023905 | 20.1235 | -111.7369 | Multifamily - Low Rise | ID/MT/OR-Downlight Fixture_4000 to 7999 lumens | 4.1435e-07 | 1.0632e-06 | 2.3576e-06 | 4.6163e-06 | 8.1198e-06 | 1.301e-05 | 1.9213e-05 | 2.6424e-05 | 3.416e-05 | 4.186e-05 | 4.9008e-05 | 5.522e-05 | 6.029e-05 | 6.4184e-05 | 6.7003e-05 | 6.892e-05 | 7.0141e-05 | 7.0856e-05 | 7.1226e-05 | 7.1446e-05 | 0.0014347 | 0.66092 | 0.57353 | 0.5523 | 0.42976 | 0.41889 | 0.39662 | 0.34094 | 0.40342 | 0.50899 | 0.60887 | 0.61597 | 0.64295 | 0 | 1.3451 | 1.0494 | 1.1342 | 0.98207 | 1.0165 | 1.0966 | 1.0635 | 1.0919 | 1.108 | 1.3283 | 1.345 | 1.4098 | 10.9091
LO3Slow | NR | Fixtures | Residential | Lighting | 0.00015581 | 0.00017678 | 0.87246 | -73.1679 | Multifamily - Low Rise | ID/MT/OR-Exterior Porch_0 to 249 lumens | 1.3054e-10 | 3.3498e-10 | 7.4275e-10 | 1.4544e-09 | 2.5582e-09 | 4.0987e-09 | 6.0531e-09 | 8.3251e-09 | 1.0762e-08 | 1.3188e-08 | 1.544e-08 | 1.7397e-08 | 1.8994e-08 | 2.0221e-08 | 2.1109e-08 | 2.1714e-08 | 2.2098e-08 | 2.2323e-08 | 2.244e-08 | 2.2509e-08 | 4.5199e-07 | 0.036904 | 0.032436 | 0.025702 | 0.015347 | 0.014385 | 0.013998 | 0.010224 | 0.012259 | 0.018285 | 0.029961 | 0.034755 | 0.037568 | 0 | 0.0721 | 0.053403 | 0.046961 | 0.039095 | 0.036499 | 0.035078 | 0.036685 | 0.038622 | 0.045202 | 0.052172 | 0.064052 | 0.070763 | 11.1792
LO3Slow | NR | Fixtures | Residential | Lighting | 0.00030523 | 0.0003463 | 1.7091 | -73.1679 | Multifamily - Low Rise | ID/MT/OR-Exterior Porch_250 to 499 lumens | 2.6277e-08 | 6.7429e-08 | 1.4951e-07 | 2.9276e-07 | 5.1494e-07 | 8.2505e-07 | 1.2184e-06 | 1.6758e-06 | 2.1663e-06 | 2.6547e-06 | 3.108e-06 | 3.5019e-06 | 3.8234e-06 | 4.0704e-06 | 4.2491e-06 | 4.3708e-06 | 4.4482e-06 | 4.4935e-06 | 4.517e-06 | 4.531e-06 | 9.0983e-05 | 0.072295 | 0.063542 | 0.050349 | 0.030064 | 0.02818 | 0.027422 | 0.020028 | 0.024016 | 0.035821 | 0.058693 | 0.068085 | 0.073595 | 0 | 0.14124 | 0.10462 | 0.091996 | 0.076587 | 0.071502 | 0.068718 | 0.071865 | 0.075661 | 0.08855 | 0.1022 | 0.12548 | 0.13862 | 11.1792
LO3Slow | NR | Fixtures | Residential | Lighting | 0.00058566 | 0.00066447 | 3.2794 | -73.1679 | Multifamily - Low Rise | ID/MT/OR-Exterior Porch_500 to 999 lumens | 1.1807e-06 | 3.0297e-06 | 6.7178e-06 | 1.3154e-05 | 2.3137e-05 | 3.7071e-05 | 5.4747e-05 | 7.5296e-05 | 9.7338e-05 | 0.00011928 | 0.00013965 | 0.00015735 | 0.00017179 | 0.00018289 | 0.00019092 | 0.00019639 | 0.00019987 | 0.0002019 | 0.00020296 | 0.00020359 | 0.0040881 | 0.13872 | 0.12192 | 0.096608 | 0.057686 | 0.05407 | 0.052616 | 0.038428 | 0.04608 | 0.068732 | 0.11262 | 0.13064 | 0.14121 | 0 | 0.27101 | 0.20073 | 0.17652 | 0.14695 | 0.13719 | 0.13185 | 0.13789 | 0.14517 | 0.16991 | 0.1961 | 0.24076 | 0.26599 | 11.1792
LO3Slow | NR | Fixtures | Residential | Lighting | 0.0010737 | 0.0012181 | 6.0119 | -73.1679 | Multifamily - Low Rise | ID/MT/OR-Exterior Porch_1000 to 1999 lumens | 2.1597e-06 | 5.5418e-06 | 1.2288e-05 | 2.4061e-05 | 4.2322e-05 | 6.7809e-05 | 0.00010014 | 0.00013773 | 0.00017805 | 0.00021818 | 0.00025544 | 0.00028781 | 0.00031424 | 0.00033454 | 0.00034923 | 0.00035922 | 0.00036559 | 0.00036931 | 0.00037124 | 0.00037239 | 0.0074777 | 0.2543 | 0.22351 | 0.17711 | 0.10575 | 0.099122 | 0.096458 | 0.070448 | 0.084476 | 0.126 | 0.20645 | 0.23949 | 0.25887 | 0 | 0.49683 | 0.36799 | 0.3236 | 0.2694 | 0.25151 | 0.24172 | 0.25279 | 0.26614 | 0.31148 | 0.35951 | 0.44137 | 0.48762 | 11.1792
LO3Slow | NR | Fixtures | Residential | Lighting | 0.0020809 | 0.0023609 | 11.6518 | -73.1679 | Multifamily - Low Rise | ID/MT/OR-Exterior Porch_2000 to 3999 lumens | 1.6959e-06 | 4.3519e-06 | 9.6495e-06 | 1.8895e-05 | 3.3234e-05 | 5.3249e-05 | 7.8639e-05 | 0.00010816 | 0.00013982 | 0.00017133 | 0.00020059 | 0.00022602 | 0.00024677 | 0.00026271 | 0.00027424 | 0.00028209 | 0.00028709 | 0.00029001 | 0.00029153 | 0.00029243 | 0.0058721 | 0.49286 | 0.43319 | 0.34325 | 0.20496 | 0.19211 | 0.18695 | 0.13654 | 0.16372 | 0.24421 | 0.40013 | 0.46416 | 0.50172 | 0 | 0.96291 | 0.7132 | 0.62717 | 0.52212 | 0.48746 | 0.46848 | 0.48994 | 0.51581 | 0.60368 | 0.69677 | 0.85543 | 0.94506 | 11.1792
LO3Slow | NR | Fixtures | Residential | Lighting | 0.003801 | 0.0043124 | 21.2835 | -73.1679 | Multifamily - Low Rise | ID/MT/OR-Exterior Porch_4000 to 7999 lumens | 1.3596e-07 | 3.4887e-07 | 7.7356e-07 | 1.5147e-06 | 2.6643e-06 | 4.2688e-06 | 6.3042e-06 | 8.6705e-06 | 1.1209e-05 | 1.3735e-05 | 1.6081e-05 | 1.8119e-05 | 1.9782e-05 | 2.106e-05 | 2.1985e-05 | 2.2614e-05 | 2.3015e-05 | 2.3249e-05 | 2.3371e-05 | 2.3443e-05 | 0.00047074 | 0.90028 | 0.79127 | 0.62699 | 0.37439 | 0.35091 | 0.34148 | 0.2494 | 0.29906 | 0.44607 | 0.73089 | 0.84785 | 0.91646 | 0 | 1.7589 | 1.3027 | 1.1456 | 0.95372 | 0.8904 | 0.85573 | 0.89492 | 0.94219 | 1.1027 | 1.2727 | 1.5625 | 1.7263 | 11.1792
LO3Slow | NR | Fixtures | Residential | Lighting | 0.00017263 | 0.00020188 | 0.95994 | -90.3304 | Multifamily - Low Rise | ID/MT/OR-Chandelier/Pendant_0 to 249 lumens | 3.6203e-08 | 9.2901e-08 | 2.0599e-07 | 4.0335e-07 | 7.0946e-07 | 1.1367e-06 | 1.6787e-06 | 2.3088e-06 | 2.9847e-06 | 3.6575e-06 | 4.282e-06 | 4.8248e-06 | 5.2678e-06 | 5.6081e-06 | 5.8543e-06 | 6.0219e-06 | 6.1285e-06 | 6.191e-06 | 6.2233e-06 | 6.2426e-06 | 0.00012535 | 0.041526 | 0.037048 | 0.029273 | 0.017087 | 0.016976 | 0.016859 | 0.012365 | 0.014842 | 0.021896 | 0.035317 | 0.040183 | 0.041778 | 0 | 0.07275 | 0.053859 | 0.047584 | 0.0397 | 0.041018 | 0.041674 | 0.044287 | 0.046685 | 0.053087 | 0.057578 | 0.068012 | 0.068561 | 6.4193
LO3Slow | NR | Fixtures | Residential | Lighting | 0.00033817 | 0.00039547 | 1.8805 | -90.3304 | Multifamily - Low Rise | ID/MT/OR-Chandelier/Pendant_250 to 499 lumens | 3.3584e-07 | 8.6178e-07 | 1.9108e-06 | 3.7416e-06 | 6.5812e-06 | 1.0545e-05 | 1.5573e-05 | 2.1418e-05 | 2.7687e-05 | 3.3928e-05 | 3.9722e-05 | 4.4757e-05 | 4.8866e-05 | 5.2023e-05 | 5.4307e-05 | 5.5861e-05 | 5.6851e-05 | 5.743e-05 | 5.773e-05 | 5.7909e-05 | 0.0011628 | 0.081348 | 0.072576 | 0.057345 | 0.033473 | 0.033257 | 0.033026 | 0.024223 | 0.029076 | 0.042893 | 0.069185 | 0.078718 | 0.081844 | 0 | 0.14252 | 0.10551 | 0.093216 | 0.077771 | 0.080353 | 0.081638 | 0.086757 | 0.091456 | 0.104 | 0.1128 | 0.13323 | 0.13431 | 6.4193
LO3Slow | NR | Fixtures | Residential | Lighting | 0.00064887 | 0.00075881 | 3.6083 | -90.3304 | Multifamily - Low Rise | ID/MT/OR-Chandelier/Pendant_500 to 999 lumens | 3.1881e-06 | 8.1809e-06 | 1.814e-05 | 3.5519e-05 | 6.2476e-05 | 0.0001001 | 0.00014783 | 0.00020332 | 0.00026284 | 0.00032208 | 0.00037708 | 0.00042488 | 0.00046388 | 0.00049385 | 0.00051554 | 0.00053029 | 0.00053968 | 0.00054518 | 0.00054803 | 0.00054973 | 0.011039 | 0.15609 | 0.13926 | 0.11003 | 0.064226 | 0.063811 | 0.063369 | 0.046477 | 0.055789 | 0.082302 | 0.13275 | 0.15104 | 0.15704 | 0 | 0.27345 | 0.20245 | 0.17886 | 0.14922 | 0.15418 | 0.15664 | 0.16647 | 0.17548 | 0.19954 | 0.21643 | 0.25564 | 0.25771 | 6.4193
LO3Slow | NR | Fixtures | Residential | Lighting | 0.0011895 | 0.0013911 | 6.6148 | -90.3304 | Multifamily - Low Rise | ID/MT/OR-Chandelier/Pendant_1000 to 1999 lumens | 4.1654e-06 | 1.0689e-05 | 2.37e-05 | 4.6407e-05 | 8.1627e-05 | 0.00013078 | 0.00019315 | 0.00026564 | 0.00034341 | 0.00042081 | 0.00049267 | 0.00055511 | 0.00060608 | 0.00064524 | 0.00067357 | 0.00069285 | 0.00070512 | 0.0007123 | 0.00071602 | 0.00071824 | 0.014422 | 0.28614 | 0.25529 | 0.20171 | 0.11774 | 0.11698 | 0.11617 | 0.085204 | 0.10227 | 0.15088 | 0.24336 | 0.27689 | 0.28789 | 0 | 0.5013 | 0.37113 | 0.32789 | 0.27356 | 0.28264 | 0.28717 | 0.30517 | 0.3217 | 0.36581 | 0.39676 | 0.46866 | 0.47244 | 6.4193
LO3Slow | NR | Fixtures | Residential | Lighting | 0.0023054 | 0.0026961 | 12.8202 | -90.3304 | Multifamily - Low Rise | ID/MT/OR-Chandelier/Pendant_2000 to 3999 lumens | 6.8763e-06 | 1.7645e-05 | 3.9125e-05 | 7.661e-05 | 0.00013475 | 0.0002159 | 0.00031885 | 0.00043853 | 0.0005669 | 0.00069469 | 0.00081331 | 0.00091639 | 0.0010005 | 0.0010652 | 0.0011119 | 0.0011438 | 0.001164 | 0.0011759 | 0.001182 | 0.0011857 | 0.023809 | 0.55458 | 0.49478 | 0.39095 | 0.2282 | 0.22672 | 0.22515 | 0.16514 | 0.19822 | 0.29242 | 0.47166 | 0.53665 | 0.55796 | 0 | 0.97159 | 0.7193 | 0.63549 | 0.5302 | 0.5478 | 0.55656 | 0.59146 | 0.62349 | 0.70898 | 0.76897 | 0.90831 | 0.91564 | 6.4193
LO3Slow | NR | Fixtures | Residential | Lighting | 0.0042112 | 0.0049247 | 23.4176 | -90.3304 | Multifamily - Low Rise | ID/MT/OR-Chandelier/Pendant_4000 to 7999 lumens | 3.633e-06 | 9.3225e-06 | 2.0671e-05 | 4.0475e-05 | 7.1194e-05 | 0.00011407 | 0.00016846 | 0.00023169 | 0.00029951 | 0.00036703 | 0.0004297 | 0.00048416 | 0.00052861 | 0.00056276 | 0.00058747 | 0.00060429 | 0.00061499 | 0.00062126 | 0.0006245 | 0.00062644 | 0.012579 | 1.013 | 0.90377 | 0.71411 | 0.41683 | 0.41414 | 0.41126 | 0.30164 | 0.36207 | 0.53414 | 0.86154 | 0.98026 | 1.0192 | 0 | 1.7747 | 1.3139 | 1.1608 | 0.96847 | 1.0006 | 1.0166 | 1.0804 | 1.1389 | 1.295 | 1.4046 | 1.6591 | 1.6725 | 6.4193
LO3Slow | NR | Fixtures | Residential | Lighting | 2.898e-05 | 2.7142e-05 | 0.22794 | 9.8699 | Multifamily - Low Rise | ID/MT/OR-Linear Flush Mount_0 to 249 lumens | 7.0113e-09 | 1.7992e-08 | 3.9893e-08 | 7.8115e-08 | 1.374e-07 | 2.2014e-07 | 3.2511e-07 | 4.4714e-07 | 5.7803e-07 | 7.0833e-07 | 8.2928e-07 | 9.3439e-07 | 1.0202e-06 | 1.0861e-06 | 1.1338e-06 | 1.1662e-06 | 1.1869e-06 | 1.199e-06 | 1.2052e-06 | 1.209e-06 | 2.4277e-05 | 0.007487 | 0.006459 | 0.0061971 | 0.0048257 | 0.0046285 | 0.0043584 | 0.0037415 | 0.0044261 | 0.0056027 | 0.0067528 | 0.0069007 | 0.0073306 | 0 | 0.015836 | 0.012314 | 0.01313 | 0.01134 | 0.011387 | 0.01209 | 0.011678 | 0.011986 | 0.01228 | 0.014988 | 0.015464 | 0.016735 | 1.6464
LO3Slow | NR | Fixtures | Residential | Lighting | 5.6772e-05 | 5.3172e-05 | 0.44653 | 9.8699 | Multifamily - Low Rise | ID/MT/OR-Linear Flush Mount_250 to 499 lumens | 1.8571e-07 | 4.7655e-07 | 1.0567e-06 | 2.0691e-06 | 3.6393e-06 | 5.831e-06 | 8.6113e-06 | 1.1844e-05 | 1.5311e-05 | 1.8762e-05 | 2.1966e-05 | 2.475e-05 | 2.7022e-05 | 2.8768e-05 | 3.0031e-05 | 3.089e-05 | 3.1437e-05 | 3.1758e-05 | 3.1924e-05 | 3.2022e-05 | 0.00064302 | 0.014667 | 0.012653 | 0.01214 | 0.0094535 | 0.0090671 | 0.008538 | 0.0073295 | 0.0086706 | 0.010976 | 0.013229 | 0.013518 | 0.01436 | 0 | 0.031023 | 0.024123 | 0.025721 | 0.022214 | 0.022307 | 0.023685 | 0.022877 | 0.02348 | 0.024055 | 0.029361 | 0.030294 | 0.032784 | 1.6464
LO3Slow | NR | Fixtures | Residential | Lighting | 0.00010893 | 0.00010202 | 0.85678 | 9.8699 | Multifamily - Low Rise | ID/MT/OR-Linear Flush Mount_500 to 999 lumens | 3.6443e-06 | 9.3514e-06 | 2.0735e-05 | 4.0601e-05 | 7.1415e-05 | 0.00011442 | 0.00016898 | 0.00023241 | 0.00030044 | 0.00036817 | 0.00043103 | 0.00048567 | 0.00053026 | 0.00056451 | 0.0005893 | 0.00060617 | 0.0006169 | 0.00062319 | 0.00062645 | 0.00062838 | 0.012618 | 0.028142 | 0.024278 | 0.023294 | 0.018139 | 0.017398 | 0.016382 | 0.014064 | 0.016637 | 0.021059 | 0.025382 | 0.025938 | 0.027554 | 0 | 0.059525 | 0.046286 | 0.049352 | 0.042623 | 0.042802 | 0.045445 | 0.043896 | 0.045053 | 0.046157 | 0.056337 | 0.058127 | 0.062904 | 1.6464
LO3Slow | NR | Fixtures | Residential | Lighting | 0.0001997 | 0.00018703 | 1.5707 | 9.8699 | Multifamily - Low Rise | ID/MT/OR-Linear Flush Mount_1000 to 1999 lumens | 5.909e-06 | 1.5163e-05 | 3.3621e-05 | 6.5834e-05 | 0.0001158 | 0.00018553 | 0.000274 | 0.00037684 | 0.00048716 | 0.00059697 | 0.0006989 | 0.00078749 | 0.00085979 | 0.00091534 | 0.00095553 | 0.00098288 | 0.0010003 | 0.0010105 | 0.0010158 | 0.0010189 | 0.02046 | 0.051591 | 0.044508 | 0.042703 | 0.033253 | 0.031894 | 0.030033 | 0.025782 | 0.030499 | 0.038607 | 0.046532 | 0.047551 | 0.050513 | 0 | 0.10912 | 0.084852 | 0.090474 | 0.078139 | 0.078467 | 0.083312 | 0.080471 | 0.082593 | 0.084616 | 0.10328 | 0.10656 | 0.11532 | 1.6464
LO3Slow | NR | Fixtures | Residential | Lighting | 0.00038704 | 0.00036249 | 3.0442 | 9.8699 | Multifamily - Low Rise | ID/MT/OR-Linear Flush Mount_2000 to 3999 lumens | 1.8961e-06 | 4.8656e-06 | 1.0789e-05 | 2.1125e-05 | 3.7158e-05 | 5.9535e-05 | 8.7922e-05 | 0.00012092 | 0.00015632 | 0.00019156 | 0.00022427 | 0.00025269 | 0.0002759 | 0.00029372 | 0.00030661 | 0.00031539 | 0.00032098 | 0.00032425 | 0.00032594 | 0.00032695 | 0.0065653 | 0.09999 | 0.086262 | 0.082764 | 0.064448 | 0.061814 | 0.058207 | 0.049968 | 0.059111 | 0.074825 | 0.090185 | 0.09216 | 0.097901 | 0 | 0.2115 | 0.16445 | 0.17535 | 0.15144 | 0.15208 | 0.16147 | 0.15596 | 0.16008 | 0.164 | 0.20017 | 0.20653 | 0.2235 | 1.6464
LO3Slow | NR | Fixtures | Residential | Lighting | 0.00070697 | 0.00066213 | 5.5605 | 9.8699 | Multifamily - Low Rise | ID/MT/OR-Linear Flush Mount_4000 to 7999 lumens | 3.2078e-07 | 8.2315e-07 | 1.8252e-06 | 3.5739e-06 | 6.2862e-06 | 1.0072e-05 | 1.4874e-05 | 2.0457e-05 | 2.6446e-05 | 3.2407e-05 | 3.7941e-05 | 4.275e-05 | 4.6675e-05 | 4.969e-05 | 5.1872e-05 | 5.3357e-05 | 5.4302e-05 | 5.4855e-05 | 5.5142e-05 | 5.5313e-05 | 0.0011107 | 0.18264 | 0.15757 | 0.15118 | 0.11772 | 0.11291 | 0.10632 | 0.091273 | 0.10797 | 0.13668 | 0.16473 | 0.16834 | 0.17883 | 0 | 0.38632 | 0.3004 | 0.3203 | 0.27663 | 0.27779 | 0.29494 | 0.28488 | 0.2924 | 0.29956 | 0.36563 | 0.37725 | 0.40825 | 1.6464
LO3Slow | NR | Fixtures | Residential | Lighting | 2.1873e-05 | 2.0242e-05 | 0.16937 | 18.1824 | Multifamily - Low Rise | ID/MT/OR-Linear Shop_0 to 249 lumens | 3.7672e-09 | 9.6668e-09 | 2.1434e-08 | 4.197e-08 | 7.3823e-08 | 1.1828e-07 | 1.7468e-07 | 2.4025e-07 | 3.1057e-07 | 3.8058e-07 | 4.4557e-07 | 5.0204e-07 | 5.4814e-07 | 5.8355e-07 | 6.0917e-07 | 6.2661e-07 | 6.377e-07 | 6.442e-07 | 6.4757e-07 | 6.4957e-07 | 1.3044e-05 | 0.005564 | 0.0047565 | 0.0045372 | 0.0035372 | 0.0033056 | 0.0030843 | 0.0026418 | 0.0031239 | 0.0039762 | 0.0048523 | 0.0050398 | 0.005502 | 0 | 0.012457 | 0.0096407 | 0.010081 | 0.0086736 | 0.0083159 | 0.0086034 | 0.0082545 | 0.0084675 | 0.0088128 | 0.01107 | 0.011754 | 0.013315 | 1.2998
LO3Slow | NR | Fixtures | Residential | Lighting | 4.2848e-05 | 3.9655e-05 | 0.33179 | 18.1824 | Multifamily - Low Rise | ID/MT/OR-Linear Shop_250 to 499 lumens | 0 | 0 | 0 | 0 | 0 | 0 | 0 | 0 | 0 | 0 | 0 | 0 | 0 | 0 | 0 | 0 | 0 | 0 | 0 | 0 | 0 | 0.0109 | 0.0093179 | 0.0088884 | 0.0069294 | 0.0064756 | 0.0060422 | 0.0051753 | 0.0061197 | 0.0077893 | 0.0095056 | 0.0098729 | 0.010778 | 0 | 0.024402 | 0.018886 | 0.019749 | 0.016991 | 0.016291 | 0.016854 | 0.01617 | 0.016588 | 0.017264 | 0.021686 | 0.023026 | 0.026085 | 1.2998
LO3Slow | NR | Fixtures | Residential | Lighting | 8.2216e-05 | 7.6087e-05 | 0.63662 | 18.1824 | Multifamily - Low Rise | ID/MT/OR-Linear Shop_500 to 999 lumens | 3.922e-09 | 1.0064e-08 | 2.2315e-08 | 4.3695e-08 | 7.6857e-08 | 1.2314e-07 | 1.8186e-07 | 2.5012e-07 | 3.2334e-07 | 3.9622e-07 | 4.6388e-07 | 5.2268e-07 | 5.7067e-07 | 6.0753e-07 | 6.3421e-07 | 6.5236e-07 | 6.6391e-07 | 6.7068e-07 | 6.7418e-07 | 6.7627e-07 | 1.358e-05 | 0.020914 | 0.017879 | 0.017055 | 0.013296 | 0.012425 | 0.011593 | 0.0099302 | 0.011742 | 0.014946 | 0.018239 | 0.018944 | 0.020681 | 0 | 0.046822 | 0.036238 | 0.037894 | 0.032602 | 0.031258 | 0.032339 | 0.031027 | 0.031828 | 0.033126 | 0.04161 | 0.044182 | 0.05005 | 1.2998
LO3Slow | NR | Fixtures | Residential | Lighting | 0.00015072 | 0.00013949 | 1.1671 | 18.1824 | Multifamily - Low Rise | ID/MT/OR-Linear Shop_1000 to 1999 lumens | 9.0673e-10 | 2.3267e-09 | 5.1591e-09 | 1.0102e-08 | 1.7769e-08 | 2.847e-08 | 4.2044e-08 | 5.7826e-08 | 7.4753e-08 | 9.1604e-08 | 1.0725e-07 | 1.2084e-07 | 1.3193e-07 | 1.4046e-07 | 1.4662e-07 | 1.5082e-07 | 1.5349e-07 | 1.5506e-07 | 1.5587e-07 | 1.5635e-07 | 3.1395e-06 | 0.03834 | 0.032776 | 0.031265 | 0.024374 | 0.022778 | 0.021254 | 0.018204 | 0.021526 | 0.027399 | 0.033436 | 0.034728 | 0.037913 | 0 | 0.085836 | 0.066432 | 0.069468 | 0.059768 | 0.057303 | 0.059284 | 0.05688 | 0.058347 | 0.060727 | 0.076281 | 0.080996 | 0.091754 | 1.2998
LO3Slow | NR | Fixtures | Residential | Lighting | 0.00029211 | 0.00027034 | 2.2619 | 18.1824 | Multifamily - Low Rise | ID/MT/OR-Linear Shop_2000 to 3999 lumens | 0 | 0 | 0 | 0 | 0 | 0 | 0 | 0 | 0 | 0 | 0 | 0 | 0 | 0 | 0 | 0 | 0 | 0 | 0 | 0 | 0 | 0.074308 | 0.063524 | 0.060596 | 0.04724 | 0.044147 | 0.041192 | 0.035282 | 0.04172 | 0.053103 | 0.064803 | 0.067307 | 0.07348 | 0 | 0.16636 | 0.12875 | 0.13464 | 0.11584 | 0.11106 | 0.1149 | 0.11024 | 0.11308 | 0.1177 | 0.14784 | 0.15698 | 0.17783 | 1.2998
LO3Slow | NR | Fixtures | Residential | Lighting | 0.00053358 | 0.00049381 | 4.1317 | 18.1824 | Multifamily - Low Rise | ID/MT/OR-Linear Shop_4000 to 7999 lumens | 5.107e-08 | 1.3105e-07 | 2.9058e-07 | 5.6897e-07 | 1.0008e-06 | 1.6035e-06 | 2.3681e-06 | 3.2569e-06 | 4.2103e-06 | 5.1594e-06 | 6.0404e-06 | 6.806e-06 | 7.4309e-06 | 7.9109e-06 | 8.2583e-06 | 8.4947e-06 | 8.6451e-06 | 8.7332e-06 | 8.7788e-06 | 8.806e-06 | 0.00017683 | 0.13573 | 0.11603 | 0.11068 | 0.08629 | 0.080639 | 0.075242 | 0.064447 | 0.076207 | 0.096999 | 0.11837 | 0.12294 | 0.13422 | 0 | 0.30388 | 0.23518 | 0.24593 | 0.21159 | 0.20287 | 0.20988 | 0.20137 | 0.20656 | 0.21499 | 0.27005 | 0.28674 | 0.32483 | 1.2998
LO3Slow | NR | Fixtures | Residential | Lighting | 0.00025527 | 0.00024217 | 2.0416 | -47.6767 | Multifamily - Low Rise | ID/MT/OR-Track_0 to 249 lumens | 0 | 0 | 0 | 0 | 0 | 0 | 0 | 0 | 0 | 0 | 0 | 0 | 0 | 0 | 0 | 0 | 0 | 0 | 0 | 0 | 0 | 0.067048 | 0.058395 | 0.056361 | 0.043837 | 0.043149 | 0.04099 | 0.035264 | 0.041732 | 0.05255 | 0.062578 | 0.06292 | 0.06496 | 0 | 0.1331 | 0.10407 | 0.11348 | 0.098426 | 0.10383 | 0.11311 | 0.10996 | 0.11292 | 0.11393 | 0.13509 | 0.13517 | 0.13873 | 3.8658
LO3Slow | NR | Fixtures | Residential | Lighting | 0.00050008 | 0.0004744 | 3.9995 | -47.6767 | Multifamily - Low Rise | ID/MT/OR-Track_250 to 499 lumens | 1.1674e-07 | 2.9955e-07 | 6.6421e-07 | 1.3006e-06 | 2.2876e-06 | 3.6653e-06 | 5.413e-06 | 7.4447e-06 | 9.6241e-06 | 1.1794e-05 | 1.3807e-05 | 1.5557e-05 | 1.6986e-05 | 1.8083e-05 | 1.8877e-05 | 1.9417e-05 | 1.9761e-05 | 1.9963e-05 | 2.0067e-05 | 2.0129e-05 | 0.0004042 | 0.13135 | 0.11439 | 0.11041 | 0.085876 | 0.084528 | 0.0803 | 0.069081 | 0.081753 | 0.10294 | 0.12259 | 0.12326 | 0.12726 | 0 | 0.26074 | 0.20387 | 0.2223 | 0.19281 | 0.20341 | 0.22158 | 0.2154 | 0.2212 | 0.22319 | 0.26464 | 0.26479 | 0.27177 | 3.8658
LO3Slow | NR | Fixtures | Residential | Lighting | 0.00095953 | 0.00091026 | 7.674 | -47.6767 | Multifamily - Low Rise | ID/MT/OR-Track_500 to 999 lumens | 1.4145e-06 | 3.6297e-06 | 8.0482e-06 | 1.5759e-05 | 2.7719e-05 | 4.4412e-05 | 6.5589e-05 | 9.0207e-05 | 0.00011661 | 0.0001429 | 0.0001673 | 0.00018851 | 0.00020581 | 0.00021911 | 0.00022873 | 0.00023528 | 0.00023944 | 0.00024189 | 0.00024315 | 0.0002439 | 0.0048976 | 0.25202 | 0.2195 | 0.21185 | 0.16478 | 0.16219 | 0.15408 | 0.13255 | 0.15686 | 0.19752 | 0.23522 | 0.2365 | 0.24417 | 0 | 0.5003 | 0.39118 | 0.42654 | 0.36996 | 0.39029 | 0.42516 | 0.41331 | 0.42443 | 0.42825 | 0.50777 | 0.50807 | 0.52147 | 3.8658
LO3Slow | NR | Fixtures | Residential | Lighting | 0.001759 | 0.0016687 | 14.0682 | -47.6767 | Multifamily - Low Rise | ID/MT/OR-Track_1000 to 1999 lumens | 2.2668e-06 | 5.8168e-06 | 1.2898e-05 | 2.5255e-05 | 4.4422e-05 | 7.1174e-05 | 0.00010511 | 0.00014456 | 0.00018688 | 0.00022901 | 0.00026811 | 0.0003021 | 0.00032983 | 0.00035114 | 0.00036656 | 0.00037705 | 0.00038373 | 0.00038764 | 0.00038966 | 0.00039087 | 0.0078488 | 0.46202 | 0.40239 | 0.38837 | 0.30207 | 0.29733 | 0.28246 | 0.243 | 0.28757 | 0.36211 | 0.43121 | 0.43357 | 0.44763 | 0 | 0.91716 | 0.71713 | 0.78195 | 0.67823 | 0.71549 | 0.77941 | 0.75769 | 0.77808 | 0.78508 | 0.93087 | 0.93141 | 0.95597 | 3.8658
LO3Slow | NR | Fixtures | Residential | Lighting | 0.0034092 | 0.0032342 | 27.2659 | -47.6767 | Multifamily - Low Rise | ID/MT/OR-Track_2000 to 3999 lumens | 2.8684e-06 | 7.3605e-06 | 1.6321e-05 | 3.1957e-05 | 5.6211e-05 | 9.0062e-05 | 0.00013301 | 0.00018293 | 0.00023648 | 0.00028978 | 0.00033926 | 0.00038227 | 0.00041736 | 0.00044433 | 0.00046384 | 0.00047711 | 0.00048556 | 0.00049051 | 0.00049307 | 0.0004946 | 0.0099317 | 0.89545 | 0.77987 | 0.75272 | 0.58545 | 0.57626 | 0.54744 | 0.47096 | 0.55734 | 0.70181 | 0.83574 | 0.84031 | 0.86756 | 0 | 1.7776 | 1.3899 | 1.5155 | 1.3145 | 1.3867 | 1.5106 | 1.4685 | 1.508 | 1.5216 | 1.8041 | 1.8052 | 1.8528 | 3.8658
LO3Slow | NR | Fixtures | Residential | Lighting | 0.0062274 | 0.0059076 | 49.8044 | -47.6767 | Multifamily - Low Rise | ID/MT/OR-Track_4000 to 7999 lumens | 1.2846e-06 | 3.2964e-06 | 7.3092e-06 | 1.4312e-05 | 2.5174e-05 | 4.0334e-05 | 5.9567e-05 | 8.1925e-05 | 0.00010591 | 0.00012978 | 0.00015194 | 0.0001712 | 0.00018692 | 0.00019899 | 0.00020773 | 0.00021368 | 0.00021746 | 0.00021968 | 0.00022082 | 0.00022151 | 0.0044479 | 1.6356 | 1.4245 | 1.3749 | 1.0694 | 1.0526 | 0.99995 | 0.86026 | 1.018 | 1.2819 | 1.5266 | 1.5349 | 1.5847 | 0 | 3.2469 | 2.5388 | 2.7683 | 2.4011 | 2.533 | 2.7593 | 2.6824 | 2.7546 | 2.7793 | 3.2955 | 3.2974 | 3.3844 | 3.8658
LO3Slow | NR | Fixtures | Residential | Lighting | 7.0455e-05 | 6.6792e-05 | 0.56298 | -74.4134 | Multifamily - Low Rise | WA-Floor/Table_0 to 249 lumens | 3.3699e-07 | 8.6473e-07 | 1.9174e-06 | 3.7544e-06 | 6.6038e-06 | 1.0581e-05 | 1.5626e-05 | 2.1491e-05 | 2.7782e-05 | 3.4045e-05 | 3.9858e-05 | 4.491e-05 | 4.9033e-05 | 5.2201e-05 | 5.4493e-05 | 5.6053e-05 | 5.7045e-05 | 5.7627e-05 | 5.7927e-05 | 5.8107e-05 | 0.0011668 | 0.018489 | 0.016095 | 0.015529 | 0.012079 | 0.011874 | 0.011275 | 0.0096988 | 0.011478 | 0.014457 | 0.017226 | 0.017334 | 0.017923 | 0 | 0.036829 | 0.028788 | 0.031352 | 0.027187 | 0.028606 | 0.031121 | 0.030243 | 0.031057 | 0.03136 | 0.037239 | 0.037321 | 0.038417 | 10.873
LO3Slow | NR | Fixtures | Residential | Lighting | 0.00013802 | 0.00013084 | 1.1029 | -74.4134 | Multifamily - Low Rise | WA-Floor/Table_250 to 499 lumens | 2.0783e-06 | 5.3329e-06 | 1.1825e-05 | 2.3154e-05 | 4.0727e-05 | 6.5253e-05 | 9.6367e-05 | 0.00013254 | 0.00017134 | 0.00020996 | 0.00024581 | 0.00027697 | 0.0003024 | 0.00032193 | 0.00033607 | 0.00034569 | 0.00035181 | 0.00035539 | 0.00035725 | 0.00035835 | 0.0071959 | 0.03622 | 0.031529 | 0.030422 | 0.023663 | 0.023261 | 0.022088 | 0.019 | 0.022485 | 0.02832 | 0.033745 | 0.033958 | 0.035111 | 0 | 0.072148 | 0.056395 | 0.061417 | 0.053258 | 0.056038 | 0.060965 | 0.059247 | 0.06084 | 0.061434 | 0.072951 | 0.073112 | 0.075259 | 10.873
LO3Slow | NR | Fixtures | Residential | Lighting | 0.00026483 | 0.00025106 | 2.1161 | -74.4134 | Multifamily - Low Rise | WA-Floor/Table_500 to 999 lumens | 1.6624e-05 | 4.2659e-05 | 9.4589e-05 | 0.00018521 | 0.00032578 | 0.00052197 | 0.00077086 | 0.0010602 | 0.0013706 | 0.0016795 | 0.0019663 | 0.0022155 | 0.0024189 | 0.0025752 | 0.0026882 | 0.0027652 | 0.0028142 | 0.0028428 | 0.0028577 | 0.0028665 | 0.057561 | 0.069497 | 0.060497 | 0.058373 | 0.045404 | 0.044633 | 0.042381 | 0.036456 | 0.043142 | 0.05434 | 0.064749 | 0.065157 | 0.06737 | 0 | 0.13843 | 0.10821 | 0.11785 | 0.10219 | 0.10752 | 0.11698 | 0.11368 | 0.11674 | 0.11788 | 0.13997 | 0.14028 | 0.1444 | 10.873
LO3Slow | NR | Fixtures | Residential | Lighting | 0.00048549 | 0.00046025 | 3.8794 | -74.4134 | Multifamily - Low Rise | WA-Floor/Table_1000 to 1999 lumens | 1.8122e-05 | 4.6502e-05 | 0.00010311 | 0.0002019 | 0.00035513 | 0.00056899 | 0.0008403 | 0.0011557 | 0.001494 | 0.0018308 | 0.0021434 | 0.0024151 | 0.0026368 | 0.0028072 | 0.0029304 | 0.0030143 | 0.0030677 | 0.0030989 | 0.0031151 | 0.0031248 | 0.062746 | 0.1274 | 0.11091 | 0.10701 | 0.083236 | 0.081822 | 0.077694 | 0.066833 | 0.07909 | 0.099617 | 0.1187 | 0.11945 | 0.1235 | 0 | 0.25378 | 0.19837 | 0.21604 | 0.18734 | 0.19712 | 0.21445 | 0.2084 | 0.214 | 0.2161 | 0.25661 | 0.25717 | 0.26472 | 10.873
LO3Slow | NR | Fixtures | Residential | Lighting | 0.00094094 | 0.00089202 | 7.5187 | -74.4134 | Multifamily - Low Rise | WA-Floor/Table_2000 to 3999 lumens | 4.3941e-06 | 1.1275e-05 | 2.5001e-05 | 4.8955e-05 | 8.6109e-05 | 0.00013797 | 0.00020375 | 0.00028023 | 0.00036226 | 0.00044392 | 0.00051972 | 0.00058559 | 0.00063936 | 0.00068066 | 0.00071055 | 0.00073089 | 0.00074383 | 0.00075141 | 0.00075534 | 0.00075767 | 0.015214 | 0.24692 | 0.21495 | 0.2074 | 0.16132 | 0.15858 | 0.15058 | 0.12953 | 0.15329 | 0.19307 | 0.23006 | 0.2315 | 0.23937 | 0 | 0.49186 | 0.38447 | 0.41871 | 0.36308 | 0.38204 | 0.41562 | 0.40391 | 0.41477 | 0.41882 | 0.49734 | 0.49843 | 0.51307 | 10.873
LO3Slow | NR | Fixtures | Residential | Lighting | 0.0017187 | 0.0016294 | 13.7338 | -74.4134 | Multifamily - Low Rise | WA-Floor/Table_4000 to 7999 lumens | 3.5559e-07 | 9.1248e-07 | 2.0233e-06 | 3.9617e-06 | 6.9684e-06 | 1.1165e-05 | 1.6489e-05 | 2.2678e-05 | 2.9316e-05 | 3.5924e-05 | 4.2059e-05 | 4.739e-05 | 5.1741e-05 | 5.5083e-05 | 5.7502e-05 | 5.9148e-05 | 6.0195e-05 | 6.0809e-05 | 6.1126e-05 | 6.1315e-05 | 0.0012312 | 0.45104 | 0.39263 | 0.37884 | 0.29467 | 0.28967 | 0.27505 | 0.2366 | 0.28 | 0.35267 | 0.42022 | 0.42287 | 0.43723 | 0 | 0.89844 | 0.70227 | 0.76482 | 0.66321 | 0.69783 | 0.75918 | 0.73778 | 0.75762 | 0.76503 | 0.90844 | 0.91045 | 0.93718 | 10.873
LO3Slow | NR | Fixtures | Residential | Lighting | 0.00011143 | 0.00010541 | 0.88796 | -38.6656 | Multifamily - Low Rise | WA-Ceiling and Wall Flush Mount _0 to 249 lumens | 2.0859e-07 | 5.3527e-07 | 1.1869e-06 | 2.324e-06 | 4.0877e-06 | 6.5494e-06 | 9.6723e-06 | 1.3303e-05 | 1.7197e-05 | 2.1073e-05 | 2.4672e-05 | 2.7799e-05 | 3.0351e-05 | 3.2312e-05 | 3.3731e-05 | 3.4696e-05 | 3.5311e-05 | 3.5671e-05 | 3.5857e-05 | 3.5968e-05 | 0.00072225 | 0.029163 | 0.025348 | 0.024434 | 0.019009 | 0.01861 | 0.017647 | 0.015175 | 0.017957 | 0.022636 | 0.027023 | 0.027263 | 0.028318 | 0 | 0.058699 | 0.04584 | 0.049737 | 0.0431 | 0.04499 | 0.048748 | 0.047327 | 0.048596 | 0.049187 | 0.058676 | 0.059099 | 0.061374 | 3.7777
LO3Slow | NR | Fixtures | Residential | Lighting | 0.00021828 | 0.0002065 | 1.7395 | -38.6656 | Multifamily - Low Rise | WA-Ceiling and Wall Flush Mount _250 to 499 lumens | 2.1186e-06 | 5.4365e-06 | 1.2054e-05 | 2.3604e-05 | 4.1517e-05 | 6.652e-05 | 9.8238e-05 | 0.00013511 | 0.00017466 | 0.00021403 | 0.00025058 | 0.00028234 | 0.00030827 | 0.00032818 | 0.00034259 | 0.0003524 | 0.00035864 | 0.00036229 | 0.00036418 | 0.00036531 | 0.0073356 | 0.057129 | 0.049656 | 0.047866 | 0.037239 | 0.036457 | 0.03457 | 0.029728 | 0.035178 | 0.044344 | 0.052938 | 0.053408 | 0.055475 | 0 | 0.11499 | 0.089801 | 0.097435 | 0.084432 | 0.088135 | 0.095497 | 0.092713 | 0.095198 | 0.096357 | 0.11495 | 0.11577 | 0.12023 | 3.7777
LO3Slow | NR | Fixtures | Residential | Lighting | 0.00041883 | 0.00039623 | 3.3377 | -38.6656 | Multifamily - Low Rise | WA-Ceiling and Wall Flush Mount _500 to 999 lumens | 2.1427e-05 | 5.4983e-05 | 0.00012192 | 0.00023872 | 0.0004199 | 0.00067277 | 0.00099356 | 0.0013665 | 0.0017665 | 0.0021647 | 0.0025343 | 0.0028556 | 0.0031177 | 0.0033191 | 0.0034649 | 0.0035641 | 0.0036272 | 0.0036641 | 0.0036833 | 0.0036947 | 0.07419 | 0.10962 | 0.095277 | 0.091844 | 0.071452 | 0.069952 | 0.066332 | 0.05704 | 0.067498 | 0.085085 | 0.10158 | 0.10248 | 0.10644 | 0 | 0.22064 | 0.17231 | 0.18695 | 0.162 | 0.16911 | 0.18324 | 0.17789 | 0.18266 | 0.18489 | 0.22055 | 0.22214 | 0.23069 | 3.7777
LO3Slow | NR | Fixtures | Residential | Lighting | 0.00076781 | 0.00072638 | 6.1187 | -38.6656 | Multifamily - Low Rise | WA-Ceiling and Wall Flush Mount _1000 to 1999 lumens | 2.5265e-05 | 6.483e-05 | 0.00014375 | 0.00028148 | 0.0004951 | 0.00079326 | 0.0011715 | 0.0016112 | 0.0020829 | 0.0025524 | 0.0029882 | 0.003367 | 0.0036761 | 0.0039136 | 0.0040854 | 0.0042024 | 0.0042768 | 0.0043204 | 0.0043429 | 0.0043564 | 0.087477 | 0.20095 | 0.17466 | 0.16837 | 0.13099 | 0.12824 | 0.1216 | 0.10457 | 0.12374 | 0.15598 | 0.18621 | 0.18786 | 0.19513 | 0 | 0.40449 | 0.31588 | 0.34273 | 0.29699 | 0.31002 | 0.33591 | 0.32612 | 0.33486 | 0.33894 | 0.40433 | 0.40724 | 0.42291 | 3.7777
LO3Slow | NR | Fixtures | Residential | Lighting | 0.0014881 | 0.0014078 | 11.8588 | -38.6656 | Multifamily - Low Rise | WA-Ceiling and Wall Flush Mount _2000 to 3999 lumens | 1.9199e-05 | 4.9266e-05 | 0.00010924 | 0.0002139 | 0.00037624 | 0.00060282 | 0.00089025 | 0.0012244 | 0.0015828 | 0.0019396 | 0.0022708 | 0.0025586 | 0.0027936 | 0.002974 | 0.0031046 | 0.0031935 | 0.00325 | 0.0032832 | 0.0033003 | 0.0033105 | 0.066476 | 0.38947 | 0.33852 | 0.32632 | 0.25387 | 0.24854 | 0.23568 | 0.20267 | 0.23982 | 0.30231 | 0.3609 | 0.3641 | 0.37819 | 0 | 0.78394 | 0.61221 | 0.66425 | 0.5756 | 0.60085 | 0.65104 | 0.63206 | 0.64901 | 0.6569 | 0.78363 | 0.78928 | 0.81966 | 3.7777
LO3Slow | NR | Fixtures | Residential | Lighting | 0.0027182 | 0.0025715 | 21.6616 | -38.6656 | Multifamily - Low Rise | WA-Ceiling and Wall Flush Mount _4000 to 7999 lumens | 5.4234e-06 | 1.3917e-05 | 3.0858e-05 | 6.0423e-05 | 0.00010628 | 0.00017028 | 0.00025148 | 0.00034587 | 0.00044712 | 0.00054791 | 0.00064146 | 0.00072277 | 0.00078913 | 0.00084011 | 0.000877 | 0.0009021 | 0.00091807 | 0.00092743 | 0.00093227 | 0.00093516 | 0.018778 | 0.71142 | 0.61835 | 0.59607 | 0.46373 | 0.45399 | 0.4305 | 0.37019 | 0.43806 | 0.55221 | 0.65923 | 0.66507 | 0.69081 | 0 | 1.432 | 1.1183 | 1.2133 | 1.0514 | 1.0975 | 1.1892 | 1.1545 | 1.1855 | 1.1999 | 1.4314 | 1.4417 | 1.4972 | 3.7777
LO3Slow | NR | Fixtures | Residential | Lighting | 7.9543e-05 | 7.5085e-05 | 0.63206 | -113.2143 | Multifamily - Low Rise | WA-Downlight Fixture_0 to 249 lumens | 7.8322e-09 | 2.0098e-08 | 4.4563e-08 | 8.7259e-08 | 1.5348e-07 | 2.4591e-07 | 3.6317e-07 | 4.9949e-07 | 6.457e-07 | 7.9126e-07 | 9.2636e-07 | 1.0438e-06 | 1.1396e-06 | 1.2132e-06 | 1.2665e-06 | 1.3028e-06 | 1.3258e-06 | 1.3393e-06 | 1.3463e-06 | 1.3505e-06 | 2.7119e-05 | 0.020759 | 0.018014 | 0.017347 | 0.013498 | 0.013157 | 0.012458 | 0.010709 | 0.012671 | 0.015987 | 0.019124 | 0.019347 | 0.020194 | 0 | 0.042248 | 0.032961 | 0.035623 | 0.030846 | 0.031927 | 0.034444 | 0.033403 | 0.034296 | 0.034802 | 0.041722 | 0.042245 | 0.04428 | 10.01
LO3Slow | NR | Fixtures | Residential | Lighting | 0.00015582 | 0.00014709 | 1.2382 | -113.2143 | Multifamily - Low Rise | WA-Downlight Fixture_250 to 499 lumens | 9.9885e-07 | 2.5631e-06 | 5.6832e-06 | 1.1128e-05 | 1.9574e-05 | 3.1362e-05 | 4.6316e-05 | 6.37e-05 | 8.2348e-05 | 0.00010091 | 0.00011814 | 0.00013312 | 0.00014534 | 0.00015473 | 0.00016152 | 0.00016614 | 0.00016908 | 0.00017081 | 0.0001717 | 0.00017223 | 0.0034585 | 0.040667 | 0.035289 | 0.033983 | 0.026443 | 0.025774 | 0.024404 | 0.020978 | 0.024823 | 0.031318 | 0.037464 | 0.037901 | 0.039561 | 0 | 0.082764 | 0.06457 | 0.069785 | 0.060427 | 0.062544 | 0.067475 | 0.065437 | 0.067185 | 0.068177 | 0.081733 | 0.082758 | 0.086744 | 10.01
LO3Slow | NR | Fixtures | Residential | Lighting | 0.00029899 | 0.00028223 | 2.3758 | -113.2143 | Multifamily - Low Rise | WA-Downlight Fixture_500 to 999 lumens | 3.9398e-05 | 0.0001011 | 0.00022417 | 0.00043894 | 0.00077206 | 0.001237 | 0.0018269 | 0.0025126 | 0.0032481 | 0.0039802 | 0.0046599 | 0.0052505 | 0.0057326 | 0.0061029 | 0.0063709 | 0.0065532 | 0.0066693 | 0.0067373 | 0.0067724 | 0.0067934 | 0.13641 | 0.07803 | 0.067711 | 0.065205 | 0.050738 | 0.049455 | 0.046826 | 0.040252 | 0.047629 | 0.060092 | 0.071884 | 0.072722 | 0.075907 | 0 | 0.1588 | 0.12389 | 0.1339 | 0.11594 | 0.12001 | 0.12947 | 0.12556 | 0.12891 | 0.13082 | 0.15683 | 0.15879 | 0.16644 | 10.01
LO3Slow | NR | Fixtures | Residential | Lighting | 0.00054811 | 0.0005174 | 4.3554 | -113.2143 | Multifamily - Low Rise | WA-Downlight Fixture_1000 to 1999 lumens | 1.2762e-05 | 3.2749e-05 | 7.2615e-05 | 0.00014219 | 0.0002501 | 0.00040071 | 0.00059178 | 0.0008139 | 0.0010522 | 0.0012893 | 0.0015095 | 0.0017008 | 0.001857 | 0.0019769 | 0.0020638 | 0.0021228 | 0.0021604 | 0.0021824 | 0.0021938 | 0.0022006 | 0.044189 | 0.14305 | 0.12413 | 0.11954 | 0.093015 | 0.090662 | 0.085843 | 0.073792 | 0.087314 | 0.11016 | 0.13178 | 0.13332 | 0.13916 | 0 | 0.29112 | 0.22713 | 0.24547 | 0.21255 | 0.22 | 0.23734 | 0.23018 | 0.23632 | 0.23982 | 0.2875 | 0.2911 | 0.30513 | 10.01
LO3Slow | NR | Fixtures | Residential | Lighting | 0.0010623 | 0.0010028 | 8.4413 | -113.2143 | Multifamily - Low Rise | WA-Downlight Fixture_2000 to 3999 lumens | 3.0808e-06 | 7.9057e-06 | 1.7529e-05 | 3.4324e-05 | 6.0374e-05 | 9.6733e-05 | 0.00014286 | 0.00019648 | 0.00025399 | 0.00031125 | 0.00036439 | 0.00041058 | 0.00044828 | 0.00047724 | 0.00049819 | 0.00051245 | 0.00052153 | 0.00052684 | 0.00052959 | 0.00053123 | 0.010667 | 0.27724 | 0.24058 | 0.23168 | 0.18027 | 0.17571 | 0.16637 | 0.14302 | 0.16923 | 0.21351 | 0.25541 | 0.25838 | 0.2697 | 0 | 0.56423 | 0.4402 | 0.47576 | 0.41196 | 0.42639 | 0.46 | 0.44611 | 0.45803 | 0.46479 | 0.5572 | 0.56419 | 0.59137 | 10.01
LO3Slow | NR | Fixtures | Residential | Lighting | 0.0019404 | 0.0018317 | 15.4191 | -113.2143 | Multifamily - Low Rise | WA-Downlight Fixture_4000 to 7999 lumens | 6.7838e-07 | 1.7408e-06 | 3.8598e-06 | 7.5579e-06 | 1.3294e-05 | 2.13e-05 | 3.1456e-05 | 4.3263e-05 | 5.5927e-05 | 6.8534e-05 | 8.0236e-05 | 9.0406e-05 | 9.8707e-05 | 0.00010508 | 0.0001097 | 0.00011284 | 0.00011484 | 0.00011601 | 0.00011661 | 0.00011697 | 0.0023488 | 0.50641 | 0.43945 | 0.42318 | 0.32929 | 0.32096 | 0.3039 | 0.26124 | 0.30911 | 0.39 | 0.46653 | 0.47197 | 0.49264 | 0 | 1.0306 | 0.80407 | 0.86902 | 0.75248 | 0.77885 | 0.84025 | 0.81487 | 0.83664 | 0.849 | 1.0178 | 1.0306 | 1.0802 | 10.01
LO3Slow | NR | Fixtures | Residential | Lighting | 0.00014232 | 0.00016147 | 0.7969 | -74.5523 | Multifamily - Low Rise | WA-Exterior Porch_0 to 249 lumens | 2.5478e-10 | 6.5377e-10 | 1.4496e-09 | 2.8385e-09 | 4.9927e-09 | 7.9994e-09 | 1.1814e-08 | 1.6248e-08 | 2.1004e-08 | 2.5739e-08 | 3.0134e-08 | 3.3954e-08 | 3.7071e-08 | 3.9466e-08 | 4.1199e-08 | 4.2378e-08 | 4.3128e-08 | 4.3568e-08 | 4.3796e-08 | 4.3931e-08 | 8.8215e-07 | 0.033708 | 0.029627 | 0.023476 | 0.014018 | 0.013139 | 0.012786 | 0.0093382 | 0.011198 | 0.016702 | 0.027366 | 0.031745 | 0.034314 | 0 | 0.065856 | 0.048778 | 0.042894 | 0.035709 | 0.033338 | 0.032041 | 0.033508 | 0.035278 | 0.041287 | 0.047654 | 0.058505 | 0.064635 | 12.9658
LO3Slow | NR | Fixtures | Residential | Lighting | 0.0002788 | 0.00031631 | 1.5611 | -74.5523 | Multifamily - Low Rise | WA-Exterior Porch_250 to 499 lumens | 5.1284e-08 | 1.316e-07 | 2.918e-07 | 5.7137e-07 | 1.005e-06 | 1.6102e-06 | 2.378e-06 | 3.2706e-06 | 4.228e-06 | 5.1811e-06 | 6.0658e-06 | 6.8346e-06 | 7.4621e-06 | 7.9442e-06 | 8.293e-06 | 8.5304e-06 | 8.6814e-06 | 8.7699e-06 | 8.8157e-06 | 8.843e-06 | 0.00017757 | 0.066034 | 0.058039 | 0.045989 | 0.027461 | 0.025739 | 0.025047 | 0.018293 | 0.021936 | 0.032719 | 0.05361 | 0.062189 | 0.067221 | 0 | 0.12901 | 0.095555 | 0.084029 | 0.069954 | 0.06531 | 0.062767 | 0.065642 | 0.069108 | 0.080881 | 0.093353 | 0.11461 | 0.12662 | 12.9658
LO3Slow | NR | Fixtures | Residential | Lighting | 0.00053494 | 0.00060693 | 2.9954 | -74.5523 | Multifamily - Low Rise | WA-Exterior Porch_500 to 999 lumens | 2.3043e-06 | 5.913e-06 | 1.3111e-05 | 2.5673e-05 | 4.5157e-05 | 7.2351e-05 | 0.00010685 | 0.00014695 | 0.00018997 | 0.0002328 | 0.00027255 | 0.00030709 | 0.00033529 | 0.00035695 | 0.00037262 | 0.00038329 | 0.00039007 | 0.00039405 | 0.00039611 | 0.00039733 | 0.0079786 | 0.1267 | 0.11136 | 0.088242 | 0.052691 | 0.049387 | 0.04806 | 0.0351 | 0.04209 | 0.062779 | 0.10286 | 0.11933 | 0.12898 | 0 | 0.24754 | 0.18335 | 0.16123 | 0.13423 | 0.12531 | 0.12043 | 0.12595 | 0.1326 | 0.15519 | 0.17912 | 0.21991 | 0.24295 | 12.9658
LO3Slow | NR | Fixtures | Residential | Lighting | 0.00098067 | 0.0011126 | 5.4913 | -74.5523 | Multifamily - Low Rise | WA-Exterior Porch_1000 to 1999 lumens | 4.215e-06 | 1.0816e-05 | 2.3982e-05 | 4.696e-05 | 8.2599e-05 | 0.00013234 | 0.00019544 | 0.0002688 | 0.00034749 | 0.00042582 | 0.00049853 | 0.00056172 | 0.0006133 | 0.00065292 | 0.00068158 | 0.00070109 | 0.00071351 | 0.00072078 | 0.00072455 | 0.00072679 | 0.014594 | 0.23228 | 0.20415 | 0.16177 | 0.096594 | 0.090538 | 0.088105 | 0.064347 | 0.07716 | 0.11509 | 0.18857 | 0.21875 | 0.23645 | 0 | 0.4538 | 0.33612 | 0.29557 | 0.24607 | 0.22973 | 0.22079 | 0.2309 | 0.24309 | 0.2845 | 0.32837 | 0.40315 | 0.44539 | 12.9658
LO3Slow | NR | Fixtures | Residential | Lighting | 0.0019007 | 0.0021564 | 10.6428 | -74.5523 | Multifamily - Low Rise | WA-Exterior Porch_2000 to 3999 lumens | 3.3099e-06 | 8.4935e-06 | 1.8833e-05 | 3.6877e-05 | 6.4863e-05 | 0.00010393 | 0.00015348 | 0.00021109 | 0.00027288 | 0.00033439 | 0.00039149 | 0.00044111 | 0.00048161 | 0.00051272 | 0.00053524 | 0.00055056 | 0.00056031 | 0.00056602 | 0.00056897 | 0.00057073 | 0.011461 | 0.45018 | 0.39568 | 0.31353 | 0.18721 | 0.17547 | 0.17076 | 0.12471 | 0.14955 | 0.22306 | 0.36548 | 0.42397 | 0.45827 | 0 | 0.87952 | 0.65144 | 0.57286 | 0.47691 | 0.44524 | 0.42791 | 0.44751 | 0.47114 | 0.5514 | 0.63642 | 0.78135 | 0.86322 | 12.9658
LO3Slow | NR | Fixtures | Residential | Lighting | 0.0034718 | 0.003939 | 19.4403 | -74.5523 | Multifamily - Low Rise | WA-Exterior Porch_4000 to 7999 lumens | 2.6534e-07 | 6.8089e-07 | 1.5098e-06 | 2.9562e-06 | 5.1998e-06 | 8.3313e-06 | 1.2304e-05 | 1.6922e-05 | 2.1876e-05 | 2.6807e-05 | 3.1384e-05 | 3.5362e-05 | 3.8609e-05 | 4.1103e-05 | 4.2908e-05 | 4.4136e-05 | 4.4918e-05 | 4.5375e-05 | 4.5612e-05 | 4.5754e-05 | 0.00091875 | 0.82231 | 0.72275 | 0.57269 | 0.34196 | 0.32052 | 0.31191 | 0.2278 | 0.27316 | 0.40744 | 0.66759 | 0.77442 | 0.83709 | 0 | 1.6066 | 1.1899 | 1.0464 | 0.87113 | 0.81329 | 0.78163 | 0.81742 | 0.86059 | 1.0072 | 1.1625 | 1.4272 | 1.5768 | 12.9658
LO3Slow | NR | Fixtures | Residential | Lighting | 0.00011634 | 0.00013606 | 0.64697 | -110.8801 | Multifamily - Low Rise | WA-Chandelier/Pendant_0 to 249 lumens | 5.2136e-08 | 1.3378e-07 | 2.9664e-07 | 5.8086e-07 | 1.0217e-06 | 1.637e-06 | 2.4175e-06 | 3.3249e-06 | 4.2982e-06 | 5.2671e-06 | 6.1665e-06 | 6.9481e-06 | 7.586e-06 | 8.0761e-06 | 8.4307e-06 | 8.672e-06 | 8.8256e-06 | 8.9156e-06 | 8.9621e-06 | 8.9899e-06 | 0.00018052 | 0.027987 | 0.024969 | 0.019729 | 0.011516 | 0.011442 | 0.011362 | 0.0083335 | 0.010003 | 0.014757 | 0.023802 | 0.027082 | 0.028157 | 0 | 0.049031 | 0.036299 | 0.03207 | 0.026756 | 0.027645 | 0.028087 | 0.029848 | 0.031464 | 0.035779 | 0.038806 | 0.045838 | 0.046208 | 5.9597
LO3Slow | NR | Fixtures | Residential | Lighting | 0.00022792 | 0.00026653 | 1.2674 | -110.8801 | Multifamily - Low Rise | WA-Chandelier/Pendant_250 to 499 lumens | 4.8363e-07 | 1.241e-06 | 2.7518e-06 | 5.3882e-06 | 9.4776e-06 | 1.5185e-05 | 2.2426e-05 | 3.0843e-05 | 3.9872e-05 | 4.886e-05 | 5.7203e-05 | 6.4453e-05 | 7.0371e-05 | 7.4917e-05 | 7.8207e-05 | 8.0445e-05 | 8.187e-05 | 8.2704e-05 | 8.3136e-05 | 8.3393e-05 | 0.0016746 | 0.054826 | 0.048914 | 0.038649 | 0.022559 | 0.022414 | 0.022258 | 0.016325 | 0.019596 | 0.028909 | 0.046628 | 0.053053 | 0.05516 | 0 | 0.096051 | 0.071109 | 0.062825 | 0.052415 | 0.054155 | 0.055022 | 0.058472 | 0.061638 | 0.07009 | 0.07602 | 0.089796 | 0.09052 | 5.9597
LO3Slow | NR | Fixtures | Residential | Lighting | 0.00043732 | 0.00051142 | 2.4318 | -110.8801 | Multifamily - Low Rise | WA-Chandelier/Pendant_500 to 999 lumens | 4.5912e-06 | 1.1781e-05 | 2.6123e-05 | 5.1151e-05 | 8.9971e-05 | 0.00014415 | 0.00021289 | 0.00029279 | 0.00037851 | 0.00046383 | 0.00054303 | 0.00061186 | 0.00066803 | 0.00071119 | 0.00074242 | 0.00076367 | 0.00077719 | 0.00078511 | 0.00078921 | 0.00079165 | 0.015897 | 0.1052 | 0.093854 | 0.074158 | 0.043286 | 0.043007 | 0.042708 | 0.031324 | 0.0376 | 0.055468 | 0.089468 | 0.1018 | 0.10584 | 0 | 0.1843 | 0.13644 | 0.12055 | 0.10057 | 0.10391 | 0.10557 | 0.11219 | 0.11827 | 0.13449 | 0.14586 | 0.1723 | 0.17369 | 5.9597
LO3Slow | NR | Fixtures | Residential | Lighting | 0.0008017 | 0.00093754 | 4.4581 | -110.8801 | Multifamily - Low Rise | WA-Chandelier/Pendant_1000 to 1999 lumens | 5.9985e-06 | 1.5393e-05 | 3.413e-05 | 6.683e-05 | 0.00011755 | 0.00018834 | 0.00027815 | 0.00038255 | 0.00049453 | 0.00060601 | 0.00070949 | 0.00079941 | 0.00087281 | 0.0009292 | 0.00096999 | 0.00099776 | 0.0010154 | 0.0010258 | 0.0010311 | 0.0010343 | 0.02077 | 0.19285 | 0.17206 | 0.13595 | 0.079354 | 0.078841 | 0.078294 | 0.057425 | 0.06893 | 0.10169 | 0.16402 | 0.18662 | 0.19403 | 0 | 0.33786 | 0.25013 | 0.22099 | 0.18437 | 0.19049 | 0.19354 | 0.20567 | 0.21681 | 0.24654 | 0.2674 | 0.31586 | 0.31841 | 5.9597
LO3Slow | NR | Fixtures | Residential | Lighting | 0.0015538 | 0.0018171 | 8.6404 | -110.8801 | Multifamily - Low Rise | WA-Chandelier/Pendant_2000 to 3999 lumens | 9.9024e-06 | 2.541e-05 | 5.6343e-05 | 0.00011032 | 0.00019405 | 0.00031092 | 0.00045917 | 0.00063151 | 0.00081638 | 0.0010004 | 0.0011712 | 0.0013197 | 0.0014409 | 0.0015339 | 0.0016013 | 0.0016471 | 0.0016763 | 0.0016934 | 0.0017022 | 0.0017075 | 0.034287 | 0.37377 | 0.33347 | 0.26348 | 0.1538 | 0.1528 | 0.15174 | 0.1113 | 0.13359 | 0.19708 | 0.31788 | 0.36169 | 0.37605 | 0 | 0.65482 | 0.48478 | 0.4283 | 0.35733 | 0.3692 | 0.3751 | 0.39862 | 0.42021 | 0.47783 | 0.51826 | 0.61217 | 0.61711 | 5.9597
LO3Slow | NR | Fixtures | Residential | Lighting | 0.0028382 | 0.0033191 | 15.7827 | -110.8801 | Multifamily - Low Rise | WA-Chandelier/Pendant_4000 to 7999 lumens | 5.2318e-06 | 1.3425e-05 | 2.9768e-05 | 5.8288e-05 | 0.00010253 | 0.00016427 | 0.00024259 | 0.00033365 | 0.00043132 | 0.00052855 | 0.0006188 | 0.00069723 | 0.00076125 | 0.00081043 | 0.00084601 | 0.00087023 | 0.00088564 | 0.00089467 | 0.00089934 | 0.00090212 | 0.018115 | 0.68273 | 0.60911 | 0.48129 | 0.28093 | 0.27911 | 0.27718 | 0.2033 | 0.24403 | 0.35999 | 0.58065 | 0.66066 | 0.68689 | 0 | 1.1961 | 0.88551 | 0.78234 | 0.65271 | 0.67439 | 0.68517 | 0.72813 | 0.76757 | 0.87281 | 0.94666 | 1.1182 | 1.1272 | 5.9597
LO3Slow | NR | Fixtures | Residential | Lighting | 2.898e-05 | 2.7142e-05 | 0.22794 | 9.8699 | Multifamily - Low Rise | WA-Linear Flush Mount_0 to 249 lumens | 1.4981e-08 | 3.8443e-08 | 8.5241e-08 | 1.6691e-07 | 2.9358e-07 | 4.7039e-07 | 6.9467e-07 | 9.5542e-07 | 1.2351e-06 | 1.5135e-06 | 1.772e-06 | 1.9965e-06 | 2.1799e-06 | 2.3207e-06 | 2.4226e-06 | 2.4919e-06 | 2.536e-06 | 2.5619e-06 | 2.5753e-06 | 2.5832e-06 | 5.1872e-05 | 0.007487 | 0.006459 | 0.0061971 | 0.0048257 | 0.0046285 | 0.0043584 | 0.0037415 | 0.0044261 | 0.0056027 | 0.0067528 | 0.0069007 | 0.0073306 | 0 | 0.015836 | 0.012314 | 0.01313 | 0.01134 | 0.011387 | 0.01209 | 0.011678 | 0.011986 | 0.01228 | 0.014988 | 0.015464 | 0.016735 | 1.6464
LO3Slow | NR | Fixtures | Residential | Lighting | 5.6772e-05 | 5.3172e-05 | 0.44653 | 9.8699 | Multifamily - Low Rise | WA-Linear Flush Mount_250 to 499 lumens | 3.9682e-07 | 1.0183e-06 | 2.2578e-06 | 4.421e-06 | 7.7763e-06 | 1.2459e-05 | 1.84e-05 | 2.5307e-05 | 3.2715e-05 | 4.0089e-05 | 4.6934e-05 | 5.2883e-05 | 5.7739e-05 | 6.1469e-05 | 6.4168e-05 | 6.6005e-05 | 6.7173e-05 | 6.7858e-05 | 6.8212e-05 | 6.8423e-05 | 0.001374 | 0.014667 | 0.012653 | 0.01214 | 0.0094535 | 0.0090671 | 0.008538 | 0.0073295 | 0.0086706 | 0.010976 | 0.013229 | 0.013518 | 0.01436 | 0 | 0.031023 | 0.024123 | 0.025721 | 0.022214 | 0.022307 | 0.023685 | 0.022877 | 0.02348 | 0.024055 | 0.029361 | 0.030294 | 0.032784 | 1.6464
LO3Slow | NR | Fixtures | Residential | Lighting | 0.00010893 | 0.00010202 | 0.85678 | 9.8699 | Multifamily - Low Rise | WA-Linear Flush Mount_500 to 999 lumens | 7.7868e-06 | 1.9982e-05 | 4.4305e-05 | 8.6754e-05 | 0.0001526 | 0.00024449 | 0.00036107 | 0.0004966 | 0.00064197 | 0.00078668 | 0.000921 | 0.0010377 | 0.001133 | 0.0012062 | 0.0012592 | 0.0012952 | 0.0013182 | 0.0013316 | 0.0013385 | 0.0013427 | 0.026962 | 0.028142 | 0.024278 | 0.023294 | 0.018139 | 0.017398 | 0.016382 | 0.014064 | 0.016637 | 0.021059 | 0.025382 | 0.025938 | 0.027554 | 0 | 0.059525 | 0.046286 | 0.049352 | 0.042623 | 0.042802 | 0.045445 | 0.043896 | 0.045053 | 0.046157 | 0.056337 | 0.058127 | 0.062904 | 1.6464
LO3Slow | NR | Fixtures | Residential | Lighting | 0.0001997 | 0.00018703 | 1.5707 | 9.8699 | Multifamily - Low Rise | WA-Linear Flush Mount_1000 to 1999 lumens | 1.2626e-05 | 3.2399e-05 | 7.184e-05 | 0.00014067 | 0.00024743 | 0.00039643 | 0.00058546 | 0.00080521 | 0.0010409 | 0.0012756 | 0.0014934 | 0.0016827 | 0.0018371 | 0.0019558 | 0.0020417 | 0.0021001 | 0.0021373 | 0.0021591 | 0.0021704 | 0.0021771 | 0.043717 | 0.051591 | 0.044508 | 0.042703 | 0.033253 | 0.031894 | 0.030033 | 0.025782 | 0.030499 | 0.038607 | 0.046532 | 0.047551 | 0.050513 | 0 | 0.10912 | 0.084852 | 0.090474 | 0.078139 | 0.078467 | 0.083312 | 0.080471 | 0.082593 | 0.084616 | 0.10328 | 0.10656 | 0.11532 | 1.6464
LO3Slow | NR | Fixtures | Residential | Lighting | 0.00038704 | 0.00036249 | 3.0442 | 9.8699 | Multifamily - Low Rise | WA-Linear Flush Mount_2000 to 3999 lumens | 4.0515e-06 | 1.0396e-05 | 2.3052e-05 | 4.5139e-05 | 7.9396e-05 | 0.00012721 | 0.00018787 | 0.00025838 | 0.00033402 | 0.00040931 | 0.0004792 | 0.00053994 | 0.00058951 | 0.0006276 | 0.00065515 | 0.00067391 | 0.00068584 | 0.00069283 | 0.00069645 | 0.0006986 | 0.014028 | 0.09999 | 0.086262 | 0.082764 | 0.064448 | 0.061814 | 0.058207 | 0.049968 | 0.059111 | 0.074825 | 0.090185 | 0.09216 | 0.097901 | 0 | 0.2115 | 0.16445 | 0.17535 | 0.15144 | 0.15208 | 0.16147 | 0.15596 | 0.16008 | 0.164 | 0.20017 | 0.20653 | 0.2235 | 1.6464
LO3Slow | NR | Fixtures | Residential | Lighting | 0.00070697 | 0.00066213 | 5.5605 | 9.8699 | Multifamily - Low Rise | WA-Linear Flush Mount_4000 to 7999 lumens | 6.8542e-07 | 1.7588e-06 | 3.8999e-06 | 7.6364e-06 | 1.3432e-05 | 2.1521e-05 | 3.1783e-05 | 4.3712e-05 | 5.6508e-05 | 6.9246e-05 | 8.107e-05 | 9.1346e-05 | 9.9732e-05 | 0.00010618 | 0.00011084 | 0.00011401 | 0.00011603 | 0.00011721 | 0.00011782 | 0.00011819 | 0.0023733 | 0.18264 | 0.15757 | 0.15118 | 0.11772 | 0.11291 | 0.10632 | 0.091273 | 0.10797 | 0.13668 | 0.16473 | 0.16834 | 0.17883 | 0 | 0.38632 | 0.3004 | 0.3203 | 0.27663 | 0.27779 | 0.29494 | 0.28488 | 0.2924 | 0.29956 | 0.36563 | 0.37725 | 0.40825 | 1.6464
LO3Slow | NR | Fixtures | Residential | Lighting | 2.1873e-05 | 2.0242e-05 | 0.16937 | 18.1824 | Multifamily - Low Rise | WA-Linear Shop_0 to 249 lumens | 8.0494e-09 | 2.0655e-08 | 4.5799e-08 | 8.968e-08 | 1.5774e-07 | 2.5274e-07 | 3.7325e-07 | 5.1334e-07 | 6.6361e-07 | 8.132e-07 | 9.5206e-07 | 1.0727e-06 | 1.1712e-06 | 1.2469e-06 | 1.3016e-06 | 1.3389e-06 | 1.3626e-06 | 1.3765e-06 | 1.3837e-06 | 1.388e-06 | 2.7871e-05 | 0.005564 | 0.0047565 | 0.0045372 | 0.0035372 | 0.0033056 | 0.0030843 | 0.0026418 | 0.0031239 | 0.0039762 | 0.0048523 | 0.0050398 | 0.005502 | 0 | 0.012457 | 0.0096407 | 0.010081 | 0.0086736 | 0.0083159 | 0.0086034 | 0.0082545 | 0.0084675 | 0.0088128 | 0.01107 | 0.011754 | 0.013315 | 1.2998
LO3Slow | NR | Fixtures | Residential | Lighting | 4.2848e-05 | 3.9655e-05 | 0.33179 | 18.1824 | Multifamily - Low Rise | WA-Linear Shop_250 to 499 lumens | 0 | 0 | 0 | 0 | 0 | 0 | 0 | 0 | 0 | 0 | 0 | 0 | 0 | 0 | 0 | 0 | 0 | 0 | 0 | 0 | 0 | 0.0109 | 0.0093179 | 0.0088884 | 0.0069294 | 0.0064756 | 0.0060422 | 0.0051753 | 0.0061197 | 0.0077893 | 0.0095056 | 0.0098729 | 0.010778 | 0 | 0.024402 | 0.018886 | 0.019749 | 0.016991 | 0.016291 | 0.016854 | 0.01617 | 0.016588 | 0.017264 | 0.021686 | 0.023026 | 0.026085 | 1.2998
LO3Slow | NR | Fixtures | Residential | Lighting | 8.2216e-05 | 7.6087e-05 | 0.63662 | 18.1824 | Multifamily - Low Rise | WA-Linear Shop_500 to 999 lumens | 8.3802e-09 | 2.1504e-08 | 4.7682e-08 | 9.3365e-08 | 1.6422e-07 | 2.6312e-07 | 3.8858e-07 | 5.3444e-07 | 6.9089e-07 | 8.4662e-07 | 9.9119e-07 | 1.1168e-06 | 1.2194e-06 | 1.2981e-06 | 1.3551e-06 | 1.3939e-06 | 1.4186e-06 | 1.4331e-06 | 1.4405e-06 | 1.445e-06 | 2.9016e-05 | 0.020914 | 0.017879 | 0.017055 | 0.013296 | 0.012425 | 0.011593 | 0.0099302 | 0.011742 | 0.014946 | 0.018239 | 0.018944 | 0.020681 | 0 | 0.046822 | 0.036238 | 0.037894 | 0.032602 | 0.031258 | 0.032339 | 0.031027 | 0.031828 | 0.033126 | 0.04161 | 0.044182 | 0.05005 | 1.2998
LO3Slow | NR | Fixtures | Residential | Lighting | 0.00015072 | 0.00013949 | 1.1671 | 18.1824 | Multifamily - Low Rise | WA-Linear Shop_1000 to 1999 lumens | 1.9374e-09 | 4.9716e-09 | 1.1024e-08 | 2.1585e-08 | 3.7967e-08 | 6.0832e-08 | 8.9838e-08 | 1.2356e-07 | 1.5973e-07 | 1.9573e-07 | 2.2916e-07 | 2.582e-07 | 2.8191e-07 | 3.0012e-07 | 3.133e-07 | 3.2226e-07 | 3.2797e-07 | 3.3131e-07 | 3.3304e-07 | 3.3407e-07 | 6.7083e-06 | 0.03834 | 0.032776 | 0.031265 | 0.024374 | 0.022778 | 0.021254 | 0.018204 | 0.021526 | 0.027399 | 0.033436 | 0.034728 | 0.037913 | 0 | 0.085836 | 0.066432 | 0.069468 | 0.059768 | 0.057303 | 0.059284 | 0.05688 | 0.058347 | 0.060727 | 0.076281 | 0.080996 | 0.091754 | 1.2998
LO3Slow | NR | Fixtures | Residential | Lighting | 0.00029211 | 0.00027034 | 2.2619 | 18.1824 | Multifamily - Low Rise | WA-Linear Shop_2000 to 3999 lumens | 0 | 0 | 0 | 0 | 0 | 0 | 0 | 0 | 0 | 0 | 0 | 0 | 0 | 0 | 0 | 0 | 0 | 0 | 0 | 0 | 0 | 0.074308 | 0.063524 | 0.060596 | 0.04724 | 0.044147 | 0.041192 | 0.035282 | 0.04172 | 0.053103 | 0.064803 | 0.067307 | 0.07348 | 0 | 0.16636 | 0.12875 | 0.13464 | 0.11584 | 0.11106 | 0.1149 | 0.11024 | 0.11308 | 0.1177 | 0.14784 | 0.15698 | 0.17783 | 1.2998
LO3Slow | NR | Fixtures | Residential | Lighting | 0.00053358 | 0.00049381 | 4.1317 | 18.1824 | Multifamily - Low Rise | WA-Linear Shop_4000 to 7999 lumens | 1.0912e-07 | 2.8001e-07 | 6.2088e-07 | 1.2157e-06 | 2.1384e-06 | 3.4262e-06 | 5.0599e-06 | 6.9591e-06 | 8.9963e-06 | 1.1024e-05 | 1.2907e-05 | 1.4543e-05 | 1.5878e-05 | 1.6904e-05 | 1.7646e-05 | 1.8151e-05 | 1.8472e-05 | 1.866e-05 | 1.8758e-05 | 1.8816e-05 | 0.00037783 | 0.13573 | 0.11603 | 0.11068 | 0.08629 | 0.080639 | 0.075242 | 0.064447 | 0.076207 | 0.096999 | 0.11837 | 0.12294 | 0.13422 | 0 | 0.30388 | 0.23518 | 0.24593 | 0.21159 | 0.20287 | 0.20988 | 0.20137 | 0.20656 | 0.21499 | 0.27005 | 0.28674 | 0.32483 | 1.2998
LO3Slow | NR | Fixtures | Residential | Lighting | 0.00021426 | 0.00020326 | 1.7136 | -53.1118 | Multifamily - Low Rise | WA-Track_0 to 249 lumens | 0 | 0 | 0 | 0 | 0 | 0 | 0 | 0 | 0 | 0 | 0 | 0 | 0 | 0 | 0 | 0 | 0 | 0 | 0 | 0 | 0 | 0.056276 | 0.049013 | 0.047306 | 0.036794 | 0.036217 | 0.034405 | 0.029598 | 0.035027 | 0.044107 | 0.052524 | 0.052811 | 0.054523 | 0 | 0.11172 | 0.08735 | 0.095246 | 0.082612 | 0.087151 | 0.094937 | 0.09229 | 0.094775 | 0.095627 | 0.11339 | 0.11345 | 0.11644 | 5.26
LO3Slow | NR | Fixtures | Residential | Lighting | 0.00041973 | 0.00039818 | 3.3569 | -53.1118 | Multifamily - Low Rise | WA-Track_250 to 499 lumens | 2.0936e-07 | 5.3723e-07 | 1.1912e-06 | 2.3325e-06 | 4.1027e-06 | 6.5735e-06 | 9.7079e-06 | 1.3352e-05 | 1.726e-05 | 2.1151e-05 | 2.4763e-05 | 2.7901e-05 | 3.0463e-05 | 3.2431e-05 | 3.3855e-05 | 3.4824e-05 | 3.5441e-05 | 3.5802e-05 | 3.5989e-05 | 3.61e-05 | 0.0007249 | 0.11024 | 0.096016 | 0.092672 | 0.072079 | 0.070948 | 0.067399 | 0.057983 | 0.068618 | 0.086405 | 0.10289 | 0.10346 | 0.10681 | 0 | 0.21885 | 0.17112 | 0.18659 | 0.16184 | 0.17073 | 0.18598 | 0.1808 | 0.18566 | 0.18733 | 0.22212 | 0.22225 | 0.22811 | 5.26
LO3Slow | NR | Fixtures | Residential | Lighting | 0.00080537 | 0.00076401 | 6.4411 | -53.1118 | Multifamily - Low Rise | WA-Track_500 to 999 lumens | 2.5368e-06 | 6.5096e-06 | 1.4434e-05 | 2.8263e-05 | 4.9713e-05 | 7.9651e-05 | 0.00011763 | 0.00016178 | 0.00020914 | 0.00025628 | 0.00030005 | 0.00033808 | 0.00036912 | 0.00039296 | 0.00041022 | 0.00042196 | 0.00042943 | 0.00043381 | 0.00043607 | 0.00043742 | 0.0087836 | 0.21153 | 0.18423 | 0.17782 | 0.1383 | 0.13613 | 0.12932 | 0.11125 | 0.13166 | 0.16579 | 0.19743 | 0.19851 | 0.20494 | 0 | 0.41992 | 0.32833 | 0.35801 | 0.31052 | 0.32758 | 0.35685 | 0.3469 | 0.35624 | 0.35945 | 0.42619 | 0.42644 | 0.43769 | 5.26
LO3Slow | NR | Fixtures | Residential | Lighting | 0.0014764 | 0.0014006 | 11.808 | -53.1118 | Multifamily - Low Rise | WA-Track_1000 to 1999 lumens | 4.0654e-06 | 1.0432e-05 | 2.3131e-05 | 4.5293e-05 | 7.9668e-05 | 0.00012765 | 0.00018851 | 0.00025927 | 0.00033516 | 0.00041072 | 0.00048085 | 0.00054179 | 0.00059154 | 0.00062975 | 0.0006574 | 0.00067622 | 0.00068819 | 0.00069521 | 0.00069884 | 0.000701 | 0.014076 | 0.38779 | 0.33774 | 0.32598 | 0.25354 | 0.24956 | 0.23708 | 0.20396 | 0.24137 | 0.30393 | 0.36193 | 0.36391 | 0.37571 | 0 | 0.76981 | 0.60191 | 0.65632 | 0.56926 | 0.60054 | 0.65419 | 0.63595 | 0.65307 | 0.65895 | 0.78131 | 0.78177 | 0.80238 | 5.26
LO3Slow | NR | Fixtures | Residential | Lighting | 0.0028615 | 0.0027146 | 22.8853 | -53.1118 | Multifamily - Low Rise | WA-Track_2000 to 3999 lumens | 5.1443e-06 | 1.3201e-05 | 2.927e-05 | 5.7313e-05 | 0.00010081 | 0.00016152 | 0.00023854 | 0.00032807 | 0.00042411 | 0.00051971 | 0.00060845 | 0.00068557 | 0.00074852 | 0.00079687 | 0.00083186 | 0.00085567 | 0.00087082 | 0.0008797 | 0.00088429 | 0.00088703 | 0.017812 | 0.75158 | 0.65458 | 0.63178 | 0.49139 | 0.48368 | 0.45948 | 0.39529 | 0.4678 | 0.58906 | 0.70147 | 0.7053 | 0.72817 | 0 | 1.492 | 1.1666 | 1.272 | 1.1033 | 1.1639 | 1.2679 | 1.2326 | 1.2657 | 1.2771 | 1.5143 | 1.5152 | 1.5551 | 5.26
LO3Slow | NR | Fixtures | Residential | Lighting | 0.0052269 | 0.0049585 | 41.8027 | -53.1118 | Multifamily - Low Rise | WA-Track_4000 to 7999 lumens | 2.3039e-06 | 5.9119e-06 | 1.3109e-05 | 2.5668e-05 | 4.5148e-05 | 7.2337e-05 | 0.00010683 | 0.00014693 | 0.00018994 | 0.00023275 | 0.0002725 | 0.00030703 | 0.00033522 | 0.00035688 | 0.00037255 | 0.00038321 | 0.00039 | 0.00039398 | 0.00039603 | 0.00039726 | 0.0079771 | 1.3729 | 1.1957 | 1.154 | 0.89758 | 0.8835 | 0.8393 | 0.72205 | 0.85449 | 1.076 | 1.2813 | 1.2883 | 1.3301 | 0 | 2.7253 | 2.1309 | 2.3235 | 2.0153 | 2.126 | 2.316 | 2.2514 | 2.312 | 2.3328 | 2.766 | 2.7676 | 2.8406 | 5.26
LO3Slow | NR | Fixtures | Residential | Lighting | 9.9203e-05 | 9.4046e-05 | 0.7927 | -67.4067 | Multifamily - High Rise | ID/MT/OR-Floor/Table_0 to 249 lumens | 6.5712e-08 | 1.6862e-07 | 3.7388e-07 | 7.321e-07 | 1.2877e-06 | 2.0632e-06 | 3.047e-06 | 4.1907e-06 | 5.4174e-06 | 6.6386e-06 | 7.7722e-06 | 8.7573e-06 | 9.5613e-06 | 1.0179e-05 | 1.0626e-05 | 1.093e-05 | 1.1124e-05 | 1.1237e-05 | 1.1296e-05 | 1.1331e-05 | 0.00022752 | 0.026033 | 0.022662 | 0.021866 | 0.017008 | 0.016719 | 0.015876 | 0.013656 | 0.016161 | 0.020356 | 0.024255 | 0.024407 | 0.025237 | 0 | 0.051857 | 0.040534 | 0.044144 | 0.03828 | 0.040278 | 0.043819 | 0.042584 | 0.043729 | 0.044156 | 0.052434 | 0.05255 | 0.054093 | 8.9725
LO3Slow | NR | Fixtures | Residential | Lighting | 0.00019434 | 0.00018423 | 1.5529 | -67.4067 | Multifamily - High Rise | ID/MT/OR-Floor/Table_250 to 499 lumens | 4.0525e-07 | 1.0399e-06 | 2.3058e-06 | 4.515e-06 | 7.9416e-06 | 1.2724e-05 | 1.8791e-05 | 2.5845e-05 | 3.341e-05 | 4.0941e-05 | 4.7932e-05 | 5.4008e-05 | 5.8966e-05 | 6.2776e-05 | 6.5532e-05 | 6.7408e-05 | 6.8602e-05 | 6.9301e-05 | 6.9663e-05 | 6.9878e-05 | 0.0014032 | 0.050999 | 0.044395 | 0.042836 | 0.033319 | 0.032753 | 0.0311 | 0.026753 | 0.031659 | 0.039876 | 0.047515 | 0.047814 | 0.049438 | 0 | 0.10159 | 0.079407 | 0.086478 | 0.07499 | 0.078904 | 0.085841 | 0.083422 | 0.085665 | 0.086502 | 0.10272 | 0.10295 | 0.10597 | 8.9725
LO3Slow | NR | Fixtures | Residential | Lighting | 0.00037289 | 0.0003535 | 2.9796 | -67.4067 | Multifamily - High Rise | ID/MT/OR-Floor/Table_500 to 999 lumens | 3.2417e-06 | 8.3184e-06 | 1.8445e-05 | 3.6116e-05 | 6.3526e-05 | 0.00010178 | 0.00015031 | 0.00020673 | 0.00026725 | 0.0003275 | 0.00038342 | 0.00043202 | 0.00047168 | 0.00050215 | 0.0005242 | 0.00053921 | 0.00054875 | 0.00055435 | 0.00055724 | 0.00055897 | 0.011224 | 0.097855 | 0.085183 | 0.082191 | 0.063931 | 0.062845 | 0.059674 | 0.051332 | 0.060746 | 0.076513 | 0.09117 | 0.091743 | 0.09486 | 0 | 0.19492 | 0.15236 | 0.16593 | 0.14389 | 0.1514 | 0.16471 | 0.16007 | 0.16437 | 0.16598 | 0.19709 | 0.19753 | 0.20333 | 8.9725
LO3Slow | NR | Fixtures | Residential | Lighting | 0.00068359 | 0.00064805 | 5.4623 | -67.4067 | Multifamily - High Rise | ID/MT/OR-Floor/Table_1000 to 1999 lumens | 3.5337e-06 | 9.0678e-06 | 2.0106e-05 | 3.937e-05 | 6.9249e-05 | 0.00011095 | 0.00016386 | 0.00022536 | 0.00029133 | 0.000357 | 0.00041796 | 0.00047093 | 0.00051417 | 0.00054739 | 0.00057142 | 0.00058778 | 0.00059819 | 0.00060429 | 0.00060744 | 0.00060932 | 0.012235 | 0.17939 | 0.15616 | 0.15068 | 0.1172 | 0.11521 | 0.1094 | 0.094103 | 0.11136 | 0.14027 | 0.16713 | 0.16819 | 0.1739 | 0 | 0.35733 | 0.27931 | 0.30419 | 0.26378 | 0.27755 | 0.30195 | 0.29344 | 0.30133 | 0.30427 | 0.36131 | 0.36211 | 0.37274 | 8.9725
LO3Slow | NR | Fixtures | Residential | Lighting | 0.0013249 | 0.001256 | 10.5866 | -67.4067 | Multifamily - High Rise | ID/MT/OR-Floor/Table_2000 to 3999 lumens | 8.5683e-07 | 2.1987e-06 | 4.8752e-06 | 9.5461e-06 | 1.6791e-05 | 2.6903e-05 | 3.9731e-05 | 5.4643e-05 | 7.064e-05 | 8.6563e-05 | 0.00010134 | 0.00011419 | 0.00012467 | 0.00013273 | 0.00013856 | 0.00014252 | 0.00014504 | 0.00014652 | 0.00014729 | 0.00014774 | 0.0029668 | 0.34768 | 0.30266 | 0.29203 | 0.22715 | 0.22329 | 0.21202 | 0.18238 | 0.21583 | 0.27185 | 0.32393 | 0.32597 | 0.33704 | 0 | 0.69256 | 0.54135 | 0.58956 | 0.51124 | 0.53792 | 0.58522 | 0.56872 | 0.58401 | 0.58972 | 0.70027 | 0.70182 | 0.72242 | 8.9725
LO3Slow | NR | Fixtures | Residential | Lighting | 0.0024201 | 0.0022942 | 19.3377 | -67.4067 | Multifamily - High Rise | ID/MT/OR-Floor/Table_4000 to 7999 lumens | 6.934e-08 | 1.7793e-07 | 3.9453e-07 | 7.7253e-07 | 1.3588e-06 | 2.1771e-06 | 3.2152e-06 | 4.4221e-06 | 5.7166e-06 | 7.0052e-06 | 8.2013e-06 | 9.2409e-06 | 1.0089e-05 | 1.0741e-05 | 1.1213e-05 | 1.1534e-05 | 1.1738e-05 | 1.1858e-05 | 1.1919e-05 | 1.1956e-05 | 0.00024009 | 0.63508 | 0.55284 | 0.53342 | 0.41491 | 0.40786 | 0.38729 | 0.33315 | 0.39425 | 0.49657 | 0.59169 | 0.59542 | 0.61564 | 0 | 1.265 | 0.98883 | 1.0769 | 0.93383 | 0.98258 | 1.069 | 1.0388 | 1.0668 | 1.0772 | 1.2791 | 1.282 | 1.3196 | 8.9725
LO3Slow | NR | Fixtures | Residential | Lighting | 0.00013061 | 0.00012357 | 1.0409 | -38.3203 | Multifamily - High Rise | ID/MT/OR-Ceiling and Wall Flush Mount _0 to 249 lumens | 3.3863e-08 | 8.6894e-08 | 1.9267e-07 | 3.7727e-07 | 6.6359e-07 | 1.0632e-06 | 1.5702e-06 | 2.1596e-06 | 2.7917e-06 | 3.421e-06 | 4.0052e-06 | 4.5128e-06 | 4.9272e-06 | 5.2455e-06 | 5.4758e-06 | 5.6326e-06 | 5.7323e-06 | 5.7907e-06 | 5.821e-06 | 5.839e-06 | 0.00011725 | 0.034185 | 0.029713 | 0.028642 | 0.022283 | 0.021815 | 0.020686 | 0.017788 | 0.02105 | 0.026535 | 0.031677 | 0.031958 | 0.033195 | 0 | 0.068809 | 0.053735 | 0.058303 | 0.050522 | 0.052738 | 0.057144 | 0.055478 | 0.056965 | 0.057658 | 0.068781 | 0.069277 | 0.071943 | 3.9451
LO3Slow | NR | Fixtures | Residential | Lighting | 0.00025587 | 0.00024207 | 2.0391 | -38.3203 | Multifamily - High Rise | ID/MT/OR-Ceiling and Wall Flush Mount _250 to 499 lumens | 3.4393e-07 | 8.8255e-07 | 1.9569e-06 | 3.8318e-06 | 6.7398e-06 | 1.0799e-05 | 1.5948e-05 | 2.1934e-05 | 2.8355e-05 | 3.4746e-05 | 4.0679e-05 | 4.5835e-05 | 5.0043e-05 | 5.3276e-05 | 5.5616e-05 | 5.7207e-05 | 5.822e-05 | 5.8814e-05 | 5.9121e-05 | 5.9304e-05 | 0.0011908 | 0.066968 | 0.058207 | 0.05611 | 0.043652 | 0.042735 | 0.040524 | 0.034847 | 0.041236 | 0.051981 | 0.062055 | 0.062605 | 0.065028 | 0 | 0.1348 | 0.10527 | 0.11422 | 0.098972 | 0.10331 | 0.11194 | 0.10868 | 0.11159 | 0.11295 | 0.13474 | 0.13571 | 0.14094 | 3.9451
LO3Slow | NR | Fixtures | Residential | Lighting | 0.00049096 | 0.00046447 | 3.9125 | -38.3203 | Multifamily - High Rise | ID/MT/OR-Ceiling and Wall Flush Mount _500 to 999 lumens | 3.4784e-06 | 8.9259e-06 | 1.9792e-05 | 3.8754e-05 | 6.8165e-05 | 0.00010922 | 0.00016129 | 0.00022183 | 0.00028677 | 0.00035141 | 0.00041142 | 0.00046357 | 0.00050613 | 0.00053882 | 0.00056248 | 0.00057858 | 0.00058883 | 0.00059483 | 0.00059794 | 0.00059979 | 0.012044 | 0.1285 | 0.11169 | 0.10766 | 0.083758 | 0.081999 | 0.077756 | 0.066864 | 0.079122 | 0.099739 | 0.11907 | 0.12012 | 0.12477 | 0 | 0.25864 | 0.20198 | 0.21915 | 0.1899 | 0.19823 | 0.21479 | 0.20853 | 0.21412 | 0.21673 | 0.25854 | 0.2604 | 0.27042 | 3.9451
LO3Slow | NR | Fixtures | Residential | Lighting | 0.00090004 | 0.00085147 | 7.1725 | -38.3203 | Multifamily - High Rise | ID/MT/OR-Ceiling and Wall Flush Mount _1000 to 1999 lumens | 4.1014e-06 | 1.0524e-05 | 2.3336e-05 | 4.5694e-05 | 8.0373e-05 | 0.00012878 | 0.00019018 | 0.00026156 | 0.00033813 | 0.00041435 | 0.0004851 | 0.00054659 | 0.00059677 | 0.00063533 | 0.00066322 | 0.00068221 | 0.00069429 | 0.00070136 | 0.00070503 | 0.00070721 | 0.014201 | 0.23556 | 0.20475 | 0.19737 | 0.15355 | 0.15032 | 0.14254 | 0.12258 | 0.14505 | 0.18284 | 0.21828 | 0.22022 | 0.22874 | 0 | 0.47414 | 0.37028 | 0.40175 | 0.34814 | 0.36341 | 0.39377 | 0.38228 | 0.39253 | 0.39731 | 0.47396 | 0.47737 | 0.49574 | 3.9451
LO3Slow | NR | Fixtures | Residential | Lighting | 0.0017444 | 0.0016503 | 13.9011 | -38.3203 | Multifamily - High Rise | ID/MT/OR-Ceiling and Wall Flush Mount _2000 to 3999 lumens | 3.1168e-06 | 7.9978e-06 | 1.7734e-05 | 3.4724e-05 | 6.1078e-05 | 9.786e-05 | 0.00014452 | 0.00019877 | 0.00025695 | 0.00031488 | 0.00036864 | 0.00041537 | 0.0004535 | 0.0004828 | 0.000504 | 0.00051843 | 0.00052761 | 0.00053298 | 0.00053577 | 0.00053742 | 0.010792 | 0.45655 | 0.39682 | 0.38252 | 0.29759 | 0.29134 | 0.27627 | 0.23757 | 0.28112 | 0.35437 | 0.42305 | 0.42681 | 0.44332 | 0 | 0.91895 | 0.71764 | 0.77865 | 0.67473 | 0.70433 | 0.76317 | 0.74092 | 0.76078 | 0.77003 | 0.91859 | 0.9252 | 0.96082 | 3.9451
LO3Slow | NR | Fixtures | Residential | Lighting | 0.0031863 | 0.0030144 | 25.3921 | -38.3203 | Multifamily - High Rise | ID/MT/OR-Ceiling and Wall Flush Mount _4000 to 7999 lumens | 8.8043e-07 | 2.2592e-06 | 5.0094e-06 | 9.809e-06 | 1.7253e-05 | 2.7644e-05 | 4.0825e-05 | 5.6148e-05 | 7.2585e-05 | 8.8946e-05 | 0.00010413 | 0.00011733 | 0.00012811 | 0.00013638 | 0.00014237 | 0.00014645 | 0.00014904 | 0.00015056 | 0.00015134 | 0.00015181 | 0.0030484 | 0.83394 | 0.72484 | 0.69872 | 0.54359 | 0.53218 | 0.50464 | 0.43395 | 0.5135 | 0.64731 | 0.77276 | 0.77961 | 0.80978 | 0 | 1.6786 | 1.3109 | 1.4223 | 1.2325 | 1.2865 | 1.394 | 1.3534 | 1.3896 | 1.4066 | 1.6779 | 1.69 | 1.755 | 3.9451
LO3Slow | NR | Fixtures | Residential | Lighting | 0.00010381 | 9.7994e-05 | 0.82491 | -111.7369 | Multifamily - High Rise | ID/MT/OR-Downlight Fixture_0 to 249 lumens | 1.4156e-09 | 3.6325e-09 | 8.0544e-09 | 1.5771e-08 | 2.7741e-08 | 4.4447e-08 | 6.564e-08 | 9.0278e-08 | 1.1671e-07 | 1.4301e-07 | 1.6743e-07 | 1.8865e-07 | 2.0598e-07 | 2.1928e-07 | 2.2891e-07 | 2.3546e-07 | 2.3963e-07 | 2.4207e-07 | 2.4334e-07 | 2.4409e-07 | 4.9014e-06 | 0.027093 | 0.02351 | 0.02264 | 0.017617 | 0.017171 | 0.016259 | 0.013976 | 0.016537 | 0.020865 | 0.024959 | 0.02525 | 0.026356 | 0 | 0.055138 | 0.043017 | 0.046492 | 0.040257 | 0.041668 | 0.044953 | 0.043595 | 0.044759 | 0.045421 | 0.054451 | 0.055134 | 0.05779 | 10.9091
LO3Slow | NR | Fixtures | Residential | Lighting | 0.00020337 | 0.00019197 | 1.616 | -111.7369 | Multifamily - High Rise | ID/MT/OR-Downlight Fixture_250 to 499 lumens | 1.8053e-07 | 4.6326e-07 | 1.0272e-06 | 2.0113e-06 | 3.5378e-06 | 5.6684e-06 | 8.3712e-06 | 1.1513e-05 | 1.4884e-05 | 1.8239e-05 | 2.1353e-05 | 2.4059e-05 | 2.6268e-05 | 2.7965e-05 | 2.9193e-05 | 3.0029e-05 | 3.0561e-05 | 3.0872e-05 | 3.1033e-05 | 3.1129e-05 | 0.00062509 | 0.053074 | 0.046056 | 0.044351 | 0.034511 | 0.033638 | 0.03185 | 0.027379 | 0.032396 | 0.040874 | 0.048895 | 0.049464 | 0.051631 | 0 | 0.10801 | 0.08427 | 0.091077 | 0.078864 | 0.081627 | 0.088062 | 0.085402 | 0.087683 | 0.088979 | 0.10667 | 0.10801 | 0.11321 | 10.9091
LO3Slow | NR | Fixtures | Residential | Lighting | 0.00039021 | 0.00036834 | 3.1007 | -111.7369 | Multifamily - High Rise | ID/MT/OR-Downlight Fixture_500 to 999 lumens | 7.1208e-06 | 1.8273e-05 | 4.0516e-05 | 7.9334e-05 | 0.00013954 | 0.00022358 | 0.00033019 | 0.00045412 | 0.00058706 | 0.00071939 | 0.00084223 | 0.00094898 | 0.0010361 | 0.001103 | 0.0011515 | 0.0011844 | 0.0012054 | 0.0012177 | 0.0012241 | 0.0012279 | 0.024656 | 0.10184 | 0.08837 | 0.085099 | 0.066219 | 0.064544 | 0.061113 | 0.052533 | 0.06216 | 0.078427 | 0.093817 | 0.09491 | 0.099067 | 0 | 0.20725 | 0.16169 | 0.17476 | 0.15132 | 0.15662 | 0.16897 | 0.16387 | 0.16824 | 0.17073 | 0.20467 | 0.20724 | 0.21722 | 10.9091
LO3Slow | NR | Fixtures | Residential | Lighting | 0.00071535 | 0.00067525 | 5.6843 | -111.7369 | Multifamily - High Rise | ID/MT/OR-Downlight Fixture_1000 to 1999 lumens | 2.3067e-06 | 5.9191e-06 | 1.3125e-05 | 2.5699e-05 | 4.5203e-05 | 7.2426e-05 | 0.00010696 | 0.00014711 | 0.00019017 | 0.00023304 | 0.00027283 | 0.00030741 | 0.00033563 | 0.00035732 | 0.00037301 | 0.00038368 | 0.00039048 | 0.00039446 | 0.00039652 | 0.00039774 | 0.0079868 | 0.18669 | 0.162 | 0.15601 | 0.12139 | 0.11832 | 0.11203 | 0.096306 | 0.11395 | 0.14377 | 0.17199 | 0.17399 | 0.18161 | 0 | 0.37995 | 0.29642 | 0.32037 | 0.2774 | 0.28712 | 0.30976 | 0.3004 | 0.30843 | 0.31298 | 0.37521 | 0.37992 | 0.39822 | 10.9091
LO3Slow | NR | Fixtures | Residential | Lighting | 0.0013864 | 0.0013087 | 11.0168 | -111.7369 | Multifamily - High Rise | ID/MT/OR-Downlight Fixture_2000 to 3999 lumens | 5.5684e-07 | 1.4289e-06 | 3.1683e-06 | 6.2038e-06 | 1.0912e-05 | 1.7484e-05 | 2.582e-05 | 3.5512e-05 | 4.5907e-05 | 5.6255e-05 | 6.5861e-05 | 7.4209e-05 | 8.1022e-05 | 8.6257e-05 | 9.0044e-05 | 9.2621e-05 | 9.4261e-05 | 9.5222e-05 | 9.572e-05 | 9.6016e-05 | 0.001928 | 0.36183 | 0.31398 | 0.30236 | 0.23528 | 0.22933 | 0.21714 | 0.18665 | 0.22086 | 0.27865 | 0.33333 | 0.33722 | 0.35199 | 0 | 0.73638 | 0.5745 | 0.62091 | 0.53764 | 0.55648 | 0.60035 | 0.58222 | 0.59777 | 0.6066 | 0.72721 | 0.73633 | 0.7718 | 10.9091
LO3Slow | NR | Fixtures | Residential | Lighting | 0.0025325 | 0.0023905 | 20.1235 | -111.7369 | Multifamily - High Rise | ID/MT/OR-Downlight Fixture_4000 to 7999 lumens | 1.2261e-07 | 3.1463e-07 | 6.9763e-07 | 1.366e-06 | 2.4027e-06 | 3.8497e-06 | 5.6854e-06 | 7.8193e-06 | 1.0108e-05 | 1.2387e-05 | 1.4502e-05 | 1.634e-05 | 1.784e-05 | 1.8993e-05 | 1.9827e-05 | 2.0394e-05 | 2.0756e-05 | 2.0967e-05 | 2.1077e-05 | 2.1142e-05 | 0.00042453 | 0.66092 | 0.57353 | 0.5523 | 0.42976 | 0.41889 | 0.39662 | 0.34094 | 0.40342 | 0.50899 | 0.60887 | 0.61597 | 0.64295 | 0 | 1.3451 | 1.0494 | 1.1342 | 0.98207 | 1.0165 | 1.0966 | 1.0635 | 1.0919 | 1.108 | 1.3283 | 1.345 | 1.4098 | 10.9091
LO3Slow | NR | Fixtures | Residential | Lighting | 0.00015581 | 0.00017678 | 0.87246 | -73.1679 | Multifamily - High Rise | ID/MT/OR-Exterior Porch_0 to 249 lumens | 3.8629e-11 | 9.9124e-11 | 2.1979e-10 | 4.3037e-10 | 7.5699e-10 | 1.2129e-09 | 1.7912e-09 | 2.4635e-09 | 3.1847e-09 | 3.9025e-09 | 4.5689e-09 | 5.148e-09 | 5.6207e-09 | 5.9838e-09 | 6.2465e-09 | 6.4253e-09 | 6.5391e-09 | 6.6057e-09 | 6.6402e-09 | 6.6608e-09 | 1.3375e-07 | 0.036904 | 0.032436 | 0.025702 | 0.015347 | 0.014385 | 0.013998 | 0.010224 | 0.012259 | 0.018285 | 0.029961 | 0.034755 | 0.037568 | 0 | 0.0721 | 0.053403 | 0.046961 | 0.039095 | 0.036499 | 0.035078 | 0.036685 | 0.038622 | 0.045202 | 0.052172 | 0.064052 | 0.070763 | 11.1792
LO3Slow | NR | Fixtures | Residential | Lighting | 0.00030523 | 0.0003463 | 1.7091 | -73.1679 | Multifamily - High Rise | ID/MT/OR-Exterior Porch_250 to 499 lumens | 7.7757e-09 | 1.9953e-08 | 4.4242e-08 | 8.663e-08 | 1.5238e-07 | 2.4414e-07 | 3.6055e-07 | 4.9588e-07 | 6.4105e-07 | 7.8555e-07 | 9.1968e-07 | 1.0363e-06 | 1.1314e-06 | 1.2045e-06 | 1.2574e-06 | 1.2934e-06 | 1.3163e-06 | 1.3297e-06 | 1.3366e-06 | 1.3408e-06 | 2.6923e-05 | 0.072295 | 0.063542 | 0.050349 | 0.030064 | 0.02818 | 0.027422 | 0.020028 | 0.024016 | 0.035821 | 0.058693 | 0.068085 | 0.073595 | 0 | 0.14124 | 0.10462 | 0.091996 | 0.076587 | 0.071502 | 0.068718 | 0.071865 | 0.075661 | 0.08855 | 0.1022 | 0.12548 | 0.13862 | 11.1792
LO3Slow | NR | Fixtures | Residential | Lighting | 0.00058566 | 0.00066447 | 3.2794 | -73.1679 | Multifamily - High Rise | ID/MT/OR-Exterior Porch_500 to 999 lumens | 3.4938e-07 | 8.9653e-07 | 1.9879e-06 | 3.8925e-06 | 6.8466e-06 | 1.097e-05 | 1.62e-05 | 2.2281e-05 | 2.8804e-05 | 3.5296e-05 | 4.1323e-05 | 4.6561e-05 | 5.0836e-05 | 5.412e-05 | 5.6496e-05 | 5.8114e-05 | 5.9143e-05 | 5.9745e-05 | 6.0057e-05 | 6.0243e-05 | 0.0012097 | 0.13872 | 0.12192 | 0.096608 | 0.057686 | 0.05407 | 0.052616 | 0.038428 | 0.04608 | 0.068732 | 0.11262 | 0.13064 | 0.14121 | 0 | 0.27101 | 0.20073 | 0.17652 | 0.14695 | 0.13719 | 0.13185 | 0.13789 | 0.14517 | 0.16991 | 0.1961 | 0.24076 | 0.26599 | 11.1792
LO3Slow | NR | Fixtures | Residential | Lighting | 0.0010737 | 0.0012181 | 6.0119 | -73.1679 | Multifamily - High Rise | ID/MT/OR-Exterior Porch_1000 to 1999 lumens | 6.3907e-07 | 1.6399e-06 | 3.6362e-06 | 7.1199e-06 | 1.2524e-05 | 2.0065e-05 | 2.9633e-05 | 4.0756e-05 | 5.2686e-05 | 6.4563e-05 | 7.5587e-05 | 8.5168e-05 | 9.2987e-05 | 9.8994e-05 | 0.00010334 | 0.0001063 | 0.00010818 | 0.00010928 | 0.00010985 | 0.00011019 | 0.0022127 | 0.2543 | 0.22351 | 0.17711 | 0.10575 | 0.099122 | 0.096458 | 0.070448 | 0.084476 | 0.126 | 0.20645 | 0.23949 | 0.25887 | 0 | 0.49683 | 0.36799 | 0.3236 | 0.2694 | 0.25151 | 0.24172 | 0.25279 | 0.26614 | 0.31148 | 0.35951 | 0.44137 | 0.48762 | 11.1792
LO3Slow | NR | Fixtures | Residential | Lighting | 0.0020809 | 0.0023609 | 11.6518 | -73.1679 | Multifamily - High Rise | ID/MT/OR-Exterior Porch_2000 to 3999 lumens | 5.0185e-07 | 1.2878e-06 | 2.8554e-06 | 5.5912e-06 | 9.8345e-06 | 1.5757e-05 | 2.327e-05 | 3.2005e-05 | 4.1374e-05 | 5.07e-05 | 5.9357e-05 | 6.6881e-05 | 7.3021e-05 | 7.7739e-05 | 8.1152e-05 | 8.3475e-05 | 8.4953e-05 | 8.5819e-05 | 8.6267e-05 | 8.6534e-05 | 0.0017376 | 0.49286 | 0.43319 | 0.34325 | 0.20496 | 0.19211 | 0.18695 | 0.13654 | 0.16372 | 0.24421 | 0.40013 | 0.46416 | 0.50172 | 0 | 0.96291 | 0.7132 | 0.62717 | 0.52212 | 0.48746 | 0.46848 | 0.48994 | 0.51581 | 0.60368 | 0.69677 | 0.85543 | 0.94506 | 11.1792
LO3Slow | NR | Fixtures | Residential | Lighting | 0.003801 | 0.0043124 | 21.2835 | -73.1679 | Multifamily - High Rise | ID/MT/OR-Exterior Porch_4000 to 7999 lumens | 4.0231e-08 | 1.0324e-07 | 2.2891e-07 | 4.4822e-07 | 7.8839e-07 | 1.2632e-06 | 1.8655e-06 | 2.5657e-06 | 3.3168e-06 | 4.0644e-06 | 4.7584e-06 | 5.3616e-06 | 5.8538e-06 | 6.232e-06 | 6.5056e-06 | 6.6918e-06 | 6.8103e-06 | 6.8798e-06 | 6.9157e-06 | 6.9371e-06 | 0.0001393 | 0.90028 | 0.79127 | 0.62699 | 0.37439 | 0.35091 | 0.34148 | 0.2494 | 0.29906 | 0.44607 | 0.73089 | 0.84785 | 0.91646 | 0 | 1.7589 | 1.3027 | 1.1456 | 0.95372 | 0.8904 | 0.85573 | 0.89492 | 0.94219 | 1.1027 | 1.2727 | 1.5625 | 1.7263 | 11.1792
LO3Slow | NR | Fixtures | Residential | Lighting | 0.00017263 | 0.00020188 | 0.95994 | -90.3304 | Multifamily - High Rise | ID/MT/OR-Chandelier/Pendant_0 to 249 lumens | 1.0713e-08 | 2.749e-08 | 6.0955e-08 | 1.1936e-07 | 2.0994e-07 | 3.3637e-07 | 4.9676e-07 | 6.8321e-07 | 8.8321e-07 | 1.0823e-06 | 1.2671e-06 | 1.4277e-06 | 1.5588e-06 | 1.6595e-06 | 1.7324e-06 | 1.782e-06 | 1.8135e-06 | 1.832e-06 | 1.8416e-06 | 1.8473e-06 | 3.7094e-05 | 0.041526 | 0.037048 | 0.029273 | 0.017087 | 0.016976 | 0.016859 | 0.012365 | 0.014842 | 0.021896 | 0.035317 | 0.040183 | 0.041778 | 0 | 0.07275 | 0.053859 | 0.047584 | 0.0397 | 0.041018 | 0.041674 | 0.044287 | 0.046685 | 0.053087 | 0.057578 | 0.068012 | 0.068561 | 6.4193
LO3Slow | NR | Fixtures | Residential | Lighting | 0.00033817 | 0.00039547 | 1.8805 | -90.3304 | Multifamily - High Rise | ID/MT/OR-Chandelier/Pendant_250 to 499 lumens | 9.9378e-08 | 2.5501e-07 | 5.6544e-07 | 1.1072e-06 | 1.9475e-06 | 3.1203e-06 | 4.6081e-06 | 6.3377e-06 | 8.193e-06 | 1.004e-05 | 1.1754e-05 | 1.3244e-05 | 1.446e-05 | 1.5394e-05 | 1.607e-05 | 1.653e-05 | 1.6823e-05 | 1.6994e-05 | 1.7083e-05 | 1.7136e-05 | 0.00034409 | 0.081348 | 0.072576 | 0.057345 | 0.033473 | 0.033257 | 0.033026 | 0.024223 | 0.029076 | 0.042893 | 0.069185 | 0.078718 | 0.081844 | 0 | 0.14252 | 0.10551 | 0.093216 | 0.077771 | 0.080353 | 0.081638 | 0.086757 | 0.091456 | 0.104 | 0.1128 | 0.13323 | 0.13431 | 6.4193
LO3Slow | NR | Fixtures | Residential | Lighting | 0.00064887 | 0.00075881 | 3.6083 | -90.3304 | Multifamily - High Rise | ID/MT/OR-Chandelier/Pendant_500 to 999 lumens | 9.434e-07 | 2.4208e-06 | 5.3678e-06 | 1.0511e-05 | 1.8487e-05 | 2.9621e-05 | 4.3745e-05 | 6.0164e-05 | 7.7776e-05 | 9.5309e-05 | 0.00011158 | 0.00012573 | 0.00013727 | 0.00014614 | 0.00015255 | 0.00015692 | 0.0001597 | 0.00016133 | 0.00016217 | 0.00016267 | 0.0032665 | 0.15609 | 0.13926 | 0.11003 | 0.064226 | 0.063811 | 0.063369 | 0.046477 | 0.055789 | 0.082302 | 0.13275 | 0.15104 | 0.15704 | 0 | 0.27345 | 0.20245 | 0.17886 | 0.14922 | 0.15418 | 0.15664 | 0.16647 | 0.17548 | 0.19954 | 0.21643 | 0.25564 | 0.25771 | 6.4193
LO3Slow | NR | Fixtures | Residential | Lighting | 0.0011895 | 0.0013911 | 6.6148 | -90.3304 | Multifamily - High Rise | ID/MT/OR-Chandelier/Pendant_1000 to 1999 lumens | 1.2326e-06 | 3.1629e-06 | 7.0132e-06 | 1.3732e-05 | 2.4154e-05 | 3.8701e-05 | 5.7154e-05 | 7.8607e-05 | 0.00010162 | 0.00012452 | 0.00014579 | 0.00016427 | 0.00017935 | 0.00019093 | 0.00019932 | 0.00020502 | 0.00020865 | 0.00021078 | 0.00021188 | 0.00021254 | 0.0042678 | 0.28614 | 0.25529 | 0.20171 | 0.11774 | 0.11698 | 0.11617 | 0.085204 | 0.10227 | 0.15088 | 0.24336 | 0.27689 | 0.28789 | 0 | 0.5013 | 0.37113 | 0.32789 | 0.27356 | 0.28264 | 0.28717 | 0.30517 | 0.3217 | 0.36581 | 0.39676 | 0.46866 | 0.47244 | 6.4193
LO3Slow | NR | Fixtures | Residential | Lighting | 0.0023054 | 0.0026961 | 12.8202 | -90.3304 | Multifamily - High Rise | ID/MT/OR-Chandelier/Pendant_2000 to 3999 lumens | 2.0348e-06 | 5.2214e-06 | 1.1577e-05 | 2.267e-05 | 3.9875e-05 | 6.3888e-05 | 9.4351e-05 | 0.00012977 | 0.00016775 | 0.00020557 | 0.00024067 | 0.00027117 | 0.00029607 | 0.0003152 | 0.00032904 | 0.00033845 | 0.00034445 | 0.00034796 | 0.00034978 | 0.00035086 | 0.0070453 | 0.55458 | 0.49478 | 0.39095 | 0.2282 | 0.22672 | 0.22515 | 0.16514 | 0.19822 | 0.29242 | 0.47166 | 0.53665 | 0.55796 | 0 | 0.97159 | 0.7193 | 0.63549 | 0.5302 | 0.5478 | 0.55656 | 0.59146 | 0.62349 | 0.70898 | 0.76897 | 0.90831 | 0.91564 | 6.4193
LO3Slow | NR | Fixtures | Residential | Lighting | 0.0042112 | 0.0049247 | 23.4176 | -90.3304 | Multifamily - High Rise | ID/MT/OR-Chandelier/Pendant_4000 to 7999 lumens | 1.075e-06 | 2.7586e-06 | 6.1168e-06 | 1.1977e-05 | 2.1067e-05 | 3.3754e-05 | 4.9849e-05 | 6.8559e-05 | 8.8629e-05 | 0.00010861 | 0.00012715 | 0.00014327 | 0.00015642 | 0.00016653 | 0.00017384 | 0.00017882 | 0.00018198 | 0.00018384 | 0.0001848 | 0.00018537 | 0.0037223 | 1.013 | 0.90377 | 0.71411 | 0.41683 | 0.41414 | 0.41126 | 0.30164 | 0.36207 | 0.53414 | 0.86154 | 0.98026 | 1.0192 | 0 | 1.7747 | 1.3139 | 1.1608 | 0.96847 | 1.0006 | 1.0166 | 1.0804 | 1.1389 | 1.295 | 1.4046 | 1.6591 | 1.6725 | 6.4193
LO3Slow | NR | Fixtures | Residential | Lighting | 2.898e-05 | 2.7142e-05 | 0.22794 | 9.8699 | Multifamily - High Rise | ID/MT/OR-Linear Flush Mount_0 to 249 lumens | 2.0747e-09 | 5.3239e-09 | 1.1805e-08 | 2.3115e-08 | 4.0658e-08 | 6.5143e-08 | 9.6204e-08 | 1.3231e-07 | 1.7105e-07 | 2.096e-07 | 2.4539e-07 | 2.765e-07 | 3.0188e-07 | 3.2139e-07 | 3.355e-07 | 3.451e-07 | 3.5121e-07 | 3.5479e-07 | 3.5665e-07 | 3.5775e-07 | 7.1837e-06 | 0.007487 | 0.006459 | 0.0061971 | 0.0048257 | 0.0046285 | 0.0043584 | 0.0037415 | 0.0044261 | 0.0056027 | 0.0067528 | 0.0069007 | 0.0073306 | 0 | 0.015836 | 0.012314 | 0.01313 | 0.01134 | 0.011387 | 0.01209 | 0.011678 | 0.011986 | 0.01228 | 0.014988 | 0.015464 | 0.016735 | 1.6464
LO3Slow | NR | Fixtures | Residential | Lighting | 5.6772e-05 | 5.3172e-05 | 0.44653 | 9.8699 | Multifamily - High Rise | ID/MT/OR-Linear Flush Mount_250 to 499 lumens | 5.4955e-08 | 1.4102e-07 | 3.1268e-07 | 6.1226e-07 | 1.0769e-06 | 1.7255e-06 | 2.5482e-06 | 3.5047e-06 | 4.5306e-06 | 5.5519e-06 | 6.4999e-06 | 7.3237e-06 | 7.9961e-06 | 8.5127e-06 | 8.8865e-06 | 9.1409e-06 | 9.3027e-06 | 9.3975e-06 | 9.4466e-06 | 9.4758e-06 | 0.00019028 | 0.014667 | 0.012653 | 0.01214 | 0.0094535 | 0.0090671 | 0.008538 | 0.0073295 | 0.0086706 | 0.010976 | 0.013229 | 0.013518 | 0.01436 | 0 | 0.031023 | 0.024123 | 0.025721 | 0.022214 | 0.022307 | 0.023685 | 0.022877 | 0.02348 | 0.024055 | 0.029361 | 0.030294 | 0.032784 | 1.6464
LO3Slow | NR | Fixtures | Residential | Lighting | 0.00010893 | 0.00010202 | 0.85678 | 9.8699 | Multifamily - High Rise | ID/MT/OR-Linear Flush Mount_500 to 999 lumens | 1.0784e-06 | 2.7672e-06 | 6.1358e-06 | 1.2014e-05 | 2.1133e-05 | 3.3859e-05 | 5.0004e-05 | 6.8773e-05 | 8.8905e-05 | 0.00010895 | 0.00012755 | 0.00014371 | 0.00015691 | 0.00016705 | 0.00017438 | 0.00017937 | 0.00018255 | 0.00018441 | 0.00018537 | 0.00018595 | 0.0037339 | 0.028142 | 0.024278 | 0.023294 | 0.018139 | 0.017398 | 0.016382 | 0.014064 | 0.016637 | 0.021059 | 0.025382 | 0.025938 | 0.027554 | 0 | 0.059525 | 0.046286 | 0.049352 | 0.042623 | 0.042802 | 0.045445 | 0.043896 | 0.045053 | 0.046157 | 0.056337 | 0.058127 | 0.062904 | 1.6464
LO3Slow | NR | Fixtures | Residential | Lighting | 0.0001997 | 0.00018703 | 1.5707 | 9.8699 | Multifamily - High Rise | ID/MT/OR-Linear Flush Mount_1000 to 1999 lumens | 1.7486e-06 | 4.4869e-06 | 9.9489e-06 | 1.9481e-05 | 3.4266e-05 | 5.4901e-05 | 8.1079e-05 | 0.00011151 | 0.00014416 | 0.00017665 | 0.00020681 | 0.00023303 | 0.00025442 | 0.00027086 | 0.00028275 | 0.00029085 | 0.000296 | 0.00029901 | 0.00030057 | 0.0003015 | 0.0060543 | 0.051591 | 0.044508 | 0.042703 | 0.033253 | 0.031894 | 0.030033 | 0.025782 | 0.030499 | 0.038607 | 0.046532 | 0.047551 | 0.050513 | 0 | 0.10912 | 0.084852 | 0.090474 | 0.078139 | 0.078467 | 0.083312 | 0.080471 | 0.082593 | 0.084616 | 0.10328 | 0.10656 | 0.11532 | 1.6464
LO3Slow | NR | Fixtures | Residential | Lighting | 0.00038704 | 0.00036249 | 3.0442 | 9.8699 | Multifamily - High Rise | ID/MT/OR-Linear Flush Mount_2000 to 3999 lumens | 5.6109e-07 | 1.4398e-06 | 3.1925e-06 | 6.2512e-06 | 1.0995e-05 | 1.7617e-05 | 2.6017e-05 | 3.5783e-05 | 4.6257e-05 | 5.6685e-05 | 6.6364e-05 | 7.4775e-05 | 8.1641e-05 | 8.6915e-05 | 9.0731e-05 | 9.3328e-05 | 9.4981e-05 | 9.5949e-05 | 9.645e-05 | 9.6748e-05 | 0.0019427 | 0.09999 | 0.086262 | 0.082764 | 0.064448 | 0.061814 | 0.058207 | 0.049968 | 0.059111 | 0.074825 | 0.090185 | 0.09216 | 0.097901 | 0 | 0.2115 | 0.16445 | 0.17535 | 0.15144 | 0.15208 | 0.16147 | 0.15596 | 0.16008 | 0.164 | 0.20017 | 0.20653 | 0.2235 | 1.6464
LO3Slow | NR | Fixtures | Residential | Lighting | 0.00070697 | 0.00066213 | 5.5605 | 9.8699 | Multifamily - High Rise | ID/MT/OR-Linear Flush Mount_4000 to 7999 lumens | 9.4923e-08 | 2.4358e-07 | 5.4009e-07 | 1.0576e-06 | 1.8602e-06 | 2.9804e-06 | 4.4015e-06 | 6.0536e-06 | 7.8257e-06 | 9.5898e-06 | 1.1227e-05 | 1.265e-05 | 1.3812e-05 | 1.4704e-05 | 1.535e-05 | 1.5789e-05 | 1.6069e-05 | 1.6232e-05 | 1.6317e-05 | 1.6368e-05 | 0.00032867 | 0.18264 | 0.15757 | 0.15118 | 0.11772 | 0.11291 | 0.10632 | 0.091273 | 0.10797 | 0.13668 | 0.16473 | 0.16834 | 0.17883 | 0 | 0.38632 | 0.3004 | 0.3203 | 0.27663 | 0.27779 | 0.29494 | 0.28488 | 0.2924 | 0.29956 | 0.36563 | 0.37725 | 0.40825 | 1.6464
LO3Slow | NR | Fixtures | Residential | Lighting | 2.1873e-05 | 2.0242e-05 | 0.16937 | 18.1824 | Multifamily - High Rise | ID/MT/OR-Linear Shop_0 to 249 lumens | 1.1147e-09 | 2.8605e-09 | 6.3427e-09 | 1.242e-08 | 2.1845e-08 | 3.5001e-08 | 5.169e-08 | 7.1092e-08 | 9.1903e-08 | 1.1262e-07 | 1.3185e-07 | 1.4856e-07 | 1.622e-07 | 1.7268e-07 | 1.8026e-07 | 1.8542e-07 | 1.887e-07 | 1.9063e-07 | 1.9162e-07 | 1.9222e-07 | 3.8598e-06 | 0.005564 | 0.0047565 | 0.0045372 | 0.0035372 | 0.0033056 | 0.0030843 | 0.0026418 | 0.0031239 | 0.0039762 | 0.0048523 | 0.0050398 | 0.005502 | 0 | 0.012457 | 0.0096407 | 0.010081 | 0.0086736 | 0.0083159 | 0.0086034 | 0.0082545 | 0.0084675 | 0.0088128 | 0.01107 | 0.011754 | 0.013315 | 1.2998
LO3Slow | NR | Fixtures | Residential | Lighting | 4.2848e-05 | 3.9655e-05 | 0.33179 | 18.1824 | Multifamily - High Rise | ID/MT/OR-Linear Shop_250 to 499 lumens | 0 | 0 | 0 | 0 | 0 | 0 | 0 | 0 | 0 | 0 | 0 | 0 | 0 | 0 | 0 | 0 | 0 | 0 | 0 | 0 | 0 | 0.0109 | 0.0093179 | 0.0088884 | 0.0069294 | 0.0064756 | 0.0060422 | 0.0051753 | 0.0061197 | 0.0077893 | 0.0095056 | 0.0098729 | 0.010778 | 0 | 0.024402 | 0.018886 | 0.019749 | 0.016991 | 0.016291 | 0.016854 | 0.01617 | 0.016588 | 0.017264 | 0.021686 | 0.023026 | 0.026085 | 1.2998
LO3Slow | NR | Fixtures | Residential | Lighting | 8.2216e-05 | 7.6087e-05 | 0.63662 | 18.1824 | Multifamily - High Rise | ID/MT/OR-Linear Shop_500 to 999 lumens | 1.1606e-09 | 2.9781e-09 | 6.6033e-09 | 1.293e-08 | 2.2743e-08 | 3.6439e-08 | 5.3814e-08 | 7.4013e-08 | 9.568e-08 | 1.1725e-07 | 1.3727e-07 | 1.5467e-07 | 1.6887e-07 | 1.7978e-07 | 1.8767e-07 | 1.9304e-07 | 1.9646e-07 | 1.9846e-07 | 1.995e-07 | 2.0012e-07 | 4.0184e-06 | 0.020914 | 0.017879 | 0.017055 | 0.013296 | 0.012425 | 0.011593 | 0.0099302 | 0.011742 | 0.014946 | 0.018239 | 0.018944 | 0.020681 | 0 | 0.046822 | 0.036238 | 0.037894 | 0.032602 | 0.031258 | 0.032339 | 0.031027 | 0.031828 | 0.033126 | 0.04161 | 0.044182 | 0.05005 | 1.2998
LO3Slow | NR | Fixtures | Residential | Lighting | 0.00015072 | 0.00013949 | 1.1671 | 18.1824 | Multifamily - High Rise | ID/MT/OR-Linear Shop_1000 to 1999 lumens | 2.6831e-10 | 6.8851e-10 | 1.5266e-09 | 2.9893e-09 | 5.258e-09 | 8.4245e-09 | 1.2441e-08 | 1.7111e-08 | 2.212e-08 | 2.7107e-08 | 3.1735e-08 | 3.5758e-08 | 3.9041e-08 | 4.1563e-08 | 4.3388e-08 | 4.463e-08 | 4.542e-08 | 4.5883e-08 | 4.6123e-08 | 4.6265e-08 | 9.2902e-07 | 0.03834 | 0.032776 | 0.031265 | 0.024374 | 0.022778 | 0.021254 | 0.018204 | 0.021526 | 0.027399 | 0.033436 | 0.034728 | 0.037913 | 0 | 0.085836 | 0.066432 | 0.069468 | 0.059768 | 0.057303 | 0.059284 | 0.05688 | 0.058347 | 0.060727 | 0.076281 | 0.080996 | 0.091754 | 1.2998
LO3Slow | NR | Fixtures | Residential | Lighting | 0.00029211 | 0.00027034 | 2.2619 | 18.1824 | Multifamily - High Rise | ID/MT/OR-Linear Shop_2000 to 3999 lumens | 0 | 0 | 0 | 0 | 0 | 0 | 0 | 0 | 0 | 0 | 0 | 0 | 0 | 0 | 0 | 0 | 0 | 0 | 0 | 0 | 0 | 0.074308 | 0.063524 | 0.060596 | 0.04724 | 0.044147 | 0.041192 | 0.035282 | 0.04172 | 0.053103 | 0.064803 | 0.067307 | 0.07348 | 0 | 0.16636 | 0.12875 | 0.13464 | 0.11584 | 0.11106 | 0.1149 | 0.11024 | 0.11308 | 0.1177 | 0.14784 | 0.15698 | 0.17783 | 1.2998
LO3Slow | NR | Fixtures | Residential | Lighting | 0.00053358 | 0.00049381 | 4.1317 | 18.1824 | Multifamily - High Rise | ID/MT/OR-Linear Shop_4000 to 7999 lumens | 1.5112e-08 | 3.8779e-08 | 8.5985e-08 | 1.6837e-07 | 2.9615e-07 | 4.7449e-07 | 7.0074e-07 | 9.6376e-07 | 1.2459e-06 | 1.5267e-06 | 1.7874e-06 | 2.014e-06 | 2.1989e-06 | 2.3409e-06 | 2.4437e-06 | 2.5137e-06 | 2.5582e-06 | 2.5843e-06 | 2.5978e-06 | 2.6058e-06 | 5.2325e-05 | 0.13573 | 0.11603 | 0.11068 | 0.08629 | 0.080639 | 0.075242 | 0.064447 | 0.076207 | 0.096999 | 0.11837 | 0.12294 | 0.13422 | 0 | 0.30388 | 0.23518 | 0.24593 | 0.21159 | 0.20287 | 0.20988 | 0.20137 | 0.20656 | 0.21499 | 0.27005 | 0.28674 | 0.32483 | 1.2998
LO3Slow | NR | Fixtures | Residential | Lighting | 0.00025527 | 0.00024217 | 2.0416 | -47.6767 | Multifamily - High Rise | ID/MT/OR-Track_0 to 249 lumens | 0 | 0 | 0 | 0 | 0 | 0 | 0 | 0 | 0 | 0 | 0 | 0 | 0 | 0 | 0 | 0 | 0 | 0 | 0 | 0 | 0 | 0.067048 | 0.058395 | 0.056361 | 0.043837 | 0.043149 | 0.04099 | 0.035264 | 0.041732 | 0.05255 | 0.062578 | 0.06292 | 0.06496 | 0 | 0.1331 | 0.10407 | 0.11348 | 0.098426 | 0.10383 | 0.11311 | 0.10996 | 0.11292 | 0.11393 | 0.13509 | 0.13517 | 0.13873 | 3.8658
LO3Slow | NR | Fixtures | Residential | Lighting | 0.00050008 | 0.0004744 | 3.9995 | -47.6767 | Multifamily - High Rise | ID/MT/OR-Track_250 to 499 lumens | 3.4544e-08 | 8.8642e-08 | 1.9655e-07 | 3.8486e-07 | 6.7694e-07 | 1.0846e-06 | 1.6018e-06 | 2.203e-06 | 2.8479e-06 | 3.4898e-06 | 4.0857e-06 | 4.6036e-06 | 5.0263e-06 | 5.351e-06 | 5.586e-06 | 5.7458e-06 | 5.8476e-06 | 5.9072e-06 | 5.938e-06 | 5.9564e-06 | 0.00011961 | 0.13135 | 0.11439 | 0.11041 | 0.085876 | 0.084528 | 0.0803 | 0.069081 | 0.081753 | 0.10294 | 0.12259 | 0.12326 | 0.12726 | 0 | 0.26074 | 0.20387 | 0.2223 | 0.19281 | 0.20341 | 0.22158 | 0.2154 | 0.2212 | 0.22319 | 0.26464 | 0.26479 | 0.27177 | 3.8658
LO3Slow | NR | Fixtures | Residential | Lighting | 0.00095953 | 0.00091026 | 7.674 | -47.6767 | Multifamily - High Rise | ID/MT/OR-Track_500 to 999 lumens | 4.1856e-07 | 1.0741e-06 | 2.3815e-06 | 4.6633e-06 | 8.2024e-06 | 1.3142e-05 | 1.9409e-05 | 2.6693e-05 | 3.4508e-05 | 4.2286e-05 | 4.9507e-05 | 5.5782e-05 | 6.0903e-05 | 6.4838e-05 | 6.7684e-05 | 6.9622e-05 | 7.0855e-05 | 7.1577e-05 | 7.1951e-05 | 7.2173e-05 | 0.0014493 | 0.25202 | 0.2195 | 0.21185 | 0.16478 | 0.16219 | 0.15408 | 0.13255 | 0.15686 | 0.19752 | 0.23522 | 0.2365 | 0.24417 | 0 | 0.5003 | 0.39118 | 0.42654 | 0.36996 | 0.39029 | 0.42516 | 0.41331 | 0.42443 | 0.42825 | 0.50777 | 0.50807 | 0.52147 | 3.8658
LO3Slow | NR | Fixtures | Residential | Lighting | 0.001759 | 0.0016687 | 14.0682 | -47.6767 | Multifamily - High Rise | ID/MT/OR-Track_1000 to 1999 lumens | 6.7078e-07 | 1.7213e-06 | 3.8166e-06 | 7.4733e-06 | 1.3145e-05 | 2.1061e-05 | 3.1104e-05 | 4.2778e-05 | 5.5301e-05 | 6.7767e-05 | 7.9338e-05 | 8.9394e-05 | 9.7602e-05 | 0.00010391 | 0.00010847 | 0.00011157 | 0.00011355 | 0.00011471 | 0.00011531 | 0.00011566 | 0.0023226 | 0.46202 | 0.40239 | 0.38837 | 0.30207 | 0.29733 | 0.28246 | 0.243 | 0.28757 | 0.36211 | 0.43121 | 0.43357 | 0.44763 | 0 | 0.91716 | 0.71713 | 0.78195 | 0.67823 | 0.71549 | 0.77941 | 0.75769 | 0.77808 | 0.78508 | 0.93087 | 0.93141 | 0.95597 | 3.8658
LO3Slow | NR | Fixtures | Residential | Lighting | 0.0034092 | 0.0032342 | 27.2659 | -47.6767 | Multifamily - High Rise | ID/MT/OR-Track_2000 to 3999 lumens | 8.4879e-07 | 2.1781e-06 | 4.8294e-06 | 9.4565e-06 | 1.6633e-05 | 2.665e-05 | 3.9358e-05 | 5.4131e-05 | 6.9977e-05 | 8.575e-05 | 0.00010039 | 0.00011312 | 0.0001235 | 0.00013148 | 0.00013725 | 0.00014118 | 0.00014368 | 0.00014515 | 0.00014591 | 0.00014636 | 0.0029389 | 0.89545 | 0.77987 | 0.75272 | 0.58545 | 0.57626 | 0.54744 | 0.47096 | 0.55734 | 0.70181 | 0.83574 | 0.84031 | 0.86756 | 0 | 1.7776 | 1.3899 | 1.5155 | 1.3145 | 1.3867 | 1.5106 | 1.4685 | 1.508 | 1.5216 | 1.8041 | 1.8052 | 1.8528 | 3.8658
LO3Slow | NR | Fixtures | Residential | Lighting | 0.0062274 | 0.0059076 | 49.8044 | -47.6767 | Multifamily - High Rise | ID/MT/OR-Track_4000 to 7999 lumens | 3.8013e-07 | 9.7545e-07 | 2.1629e-06 | 4.2351e-06 | 7.4493e-06 | 1.1935e-05 | 1.7626e-05 | 2.4242e-05 | 3.1339e-05 | 3.8403e-05 | 4.4961e-05 | 5.066e-05 | 5.5311e-05 | 5.8884e-05 | 6.147e-05 | 6.3229e-05 | 6.4349e-05 | 6.5005e-05 | 6.5344e-05 | 6.5546e-05 | 0.0013162 | 1.6356 | 1.4245 | 1.3749 | 1.0694 | 1.0526 | 0.99995 | 0.86026 | 1.018 | 1.2819 | 1.5266 | 1.5349 | 1.5847 | 0 | 3.2469 | 2.5388 | 2.7683 | 2.4011 | 2.533 | 2.7593 | 2.6824 | 2.7546 | 2.7793 | 3.2955 | 3.2974 | 3.3844 | 3.8658
LO3Slow | NR | Fixtures | Residential | Lighting | 7.0455e-05 | 6.6792e-05 | 0.56298 | -74.4134 | Multifamily - High Rise | WA-Floor/Table_0 to 249 lumens | 9.9718e-08 | 2.5588e-07 | 5.6738e-07 | 1.111e-06 | 1.9541e-06 | 3.131e-06 | 4.6239e-06 | 6.3594e-06 | 8.2211e-06 | 1.0074e-05 | 1.1794e-05 | 1.3289e-05 | 1.4509e-05 | 1.5447e-05 | 1.6125e-05 | 1.6587e-05 | 1.688e-05 | 1.7052e-05 | 1.7141e-05 | 1.7194e-05 | 0.00034527 | 0.018489 | 0.016095 | 0.015529 | 0.012079 | 0.011874 | 0.011275 | 0.0096988 | 0.011478 | 0.014457 | 0.017226 | 0.017334 | 0.017923 | 0 | 0.036829 | 0.028788 | 0.031352 | 0.027187 | 0.028606 | 0.031121 | 0.030243 | 0.031057 | 0.03136 | 0.037239 | 0.037321 | 0.038417 | 10.873
LO3Slow | NR | Fixtures | Residential | Lighting | 0.00013802 | 0.00013084 | 1.1029 | -74.4134 | Multifamily - High Rise | WA-Floor/Table_250 to 499 lumens | 6.1498e-07 | 1.5781e-06 | 3.4991e-06 | 6.8516e-06 | 1.2052e-05 | 1.9309e-05 | 2.8516e-05 | 3.922e-05 | 5.0701e-05 | 6.2129e-05 | 7.2738e-05 | 8.1958e-05 | 8.9483e-05 | 9.5263e-05 | 9.9446e-05 | 0.00010229 | 0.0001041 | 0.00010517 | 0.00010571 | 0.00010604 | 0.0021293 | 0.03622 | 0.031529 | 0.030422 | 0.023663 | 0.023261 | 0.022088 | 0.019 | 0.022485 | 0.02832 | 0.033745 | 0.033958 | 0.035111 | 0 | 0.072148 | 0.056395 | 0.061417 | 0.053258 | 0.056038 | 0.060965 | 0.059247 | 0.06084 | 0.061434 | 0.072951 | 0.073112 | 0.075259 | 10.873
LO3Slow | NR | Fixtures | Residential | Lighting | 0.00026483 | 0.00025106 | 2.1161 | -74.4134 | Multifamily - High Rise | WA-Floor/Table_500 to 999 lumens | 4.9193e-06 | 1.2623e-05 | 2.799e-05 | 5.4807e-05 | 9.6402e-05 | 0.00015446 | 0.00022811 | 0.00031372 | 0.00040556 | 0.00049698 | 0.00058184 | 0.00065559 | 0.00071579 | 0.00076203 | 0.00079548 | 0.00081826 | 0.00083274 | 0.00084123 | 0.00084563 | 0.00084824 | 0.017033 | 0.069497 | 0.060497 | 0.058373 | 0.045404 | 0.044633 | 0.042381 | 0.036456 | 0.043142 | 0.05434 | 0.064749 | 0.065157 | 0.06737 | 0 | 0.13843 | 0.10821 | 0.11785 | 0.10219 | 0.10752 | 0.11698 | 0.11368 | 0.11674 | 0.11788 | 0.13997 | 0.14028 | 0.1444 | 10.873
LO3Slow | NR | Fixtures | Residential | Lighting | 0.00048549 | 0.00046025 | 3.8794 | -74.4134 | Multifamily - High Rise | WA-Floor/Table_1000 to 1999 lumens | 5.3625e-06 | 1.376e-05 | 3.0511e-05 | 5.9744e-05 | 0.00010509 | 0.00016837 | 0.00024865 | 0.00034199 | 0.0004421 | 0.00054175 | 0.00063426 | 0.00071465 | 0.00078027 | 0.00083067 | 0.00086714 | 0.00089197 | 0.00090776 | 0.00091701 | 0.0009218 | 0.00092465 | 0.018567 | 0.1274 | 0.11091 | 0.10701 | 0.083236 | 0.081822 | 0.077694 | 0.066833 | 0.07909 | 0.099617 | 0.1187 | 0.11945 | 0.1235 | 0 | 0.25378 | 0.19837 | 0.21604 | 0.18734 | 0.19712 | 0.21445 | 0.2084 | 0.214 | 0.2161 | 0.25661 | 0.25717 | 0.26472 | 10.873
LO3Slow | NR | Fixtures | Residential | Lighting | 0.00094094 | 0.00089202 | 7.5187 | -74.4134 | Multifamily - High Rise | WA-Floor/Table_2000 to 3999 lumens | 1.3003e-06 | 3.3366e-06 | 7.3982e-06 | 1.4486e-05 | 2.5481e-05 | 4.0826e-05 | 6.0292e-05 | 8.2922e-05 | 0.0001072 | 0.00013136 | 0.00015379 | 0.00017328 | 0.00018919 | 0.00020142 | 0.00021026 | 0.00021628 | 0.00022011 | 0.00022235 | 0.00022351 | 0.0002242 | 0.0045021 | 0.24692 | 0.21495 | 0.2074 | 0.16132 | 0.15858 | 0.15058 | 0.12953 | 0.15329 | 0.19307 | 0.23006 | 0.2315 | 0.23937 | 0 | 0.49186 | 0.38447 | 0.41871 | 0.36308 | 0.38204 | 0.41562 | 0.40391 | 0.41477 | 0.41882 | 0.49734 | 0.49843 | 0.51307 | 10.873
LO3Slow | NR | Fixtures | Residential | Lighting | 0.0017187 | 0.0016294 | 13.7338 | -74.4134 | Multifamily - High Rise | WA-Floor/Table_4000 to 7999 lumens | 1.0522e-07 | 2.7001e-07 | 5.9871e-07 | 1.1723e-06 | 2.062e-06 | 3.3039e-06 | 4.8792e-06 | 6.7106e-06 | 8.675e-06 | 1.063e-05 | 1.2446e-05 | 1.4023e-05 | 1.5311e-05 | 1.63e-05 | 1.7015e-05 | 1.7503e-05 | 1.7812e-05 | 1.7994e-05 | 1.8088e-05 | 1.8144e-05 | 0.00036434 | 0.45104 | 0.39263 | 0.37884 | 0.29467 | 0.28967 | 0.27505 | 0.2366 | 0.28 | 0.35267 | 0.42022 | 0.42287 | 0.43723 | 0 | 0.89844 | 0.70227 | 0.76482 | 0.66321 | 0.69783 | 0.75918 | 0.73778 | 0.75762 | 0.76503 | 0.90844 | 0.91045 | 0.93718 | 10.873
LO3Slow | NR | Fixtures | Residential | Lighting | 0.00011143 | 0.00010541 | 0.88796 | -38.6656 | Multifamily - High Rise | WA-Ceiling and Wall Flush Mount _0 to 249 lumens | 6.1725e-08 | 1.5839e-07 | 3.512e-07 | 6.8769e-07 | 1.2096e-06 | 1.9381e-06 | 2.8622e-06 | 3.9365e-06 | 5.0888e-06 | 6.2359e-06 | 7.3007e-06 | 8.2261e-06 | 8.9813e-06 | 9.5615e-06 | 9.9814e-06 | 1.0267e-05 | 1.0449e-05 | 1.0555e-05 | 1.0611e-05 | 1.0643e-05 | 0.00021372 | 0.029163 | 0.025348 | 0.024434 | 0.019009 | 0.01861 | 0.017647 | 0.015175 | 0.017957 | 0.022636 | 0.027023 | 0.027263 | 0.028318 | 0 | 0.058699 | 0.04584 | 0.049737 | 0.0431 | 0.04499 | 0.048748 | 0.047327 | 0.048596 | 0.049187 | 0.058676 | 0.059099 | 0.061374 | 3.7777
LO3Slow | NR | Fixtures | Residential | Lighting | 0.00021828 | 0.0002065 | 1.7395 | -38.6656 | Multifamily - High Rise | WA-Ceiling and Wall Flush Mount _250 to 499 lumens | 6.2692e-07 | 1.6087e-06 | 3.567e-06 | 6.9846e-06 | 1.2285e-05 | 1.9684e-05 | 2.907e-05 | 3.9981e-05 | 5.1685e-05 | 6.3336e-05 | 7.415e-05 | 8.3549e-05 | 9.122e-05 | 9.7113e-05 | 0.00010138 | 0.00010428 | 0.00010612 | 0.00010721 | 0.00010777 | 0.0001081 | 0.0021707 | 0.057129 | 0.049656 | 0.047866 | 0.037239 | 0.036457 | 0.03457 | 0.029728 | 0.035178 | 0.044344 | 0.052938 | 0.053408 | 0.055475 | 0 | 0.11499 | 0.089801 | 0.097435 | 0.084432 | 0.088135 | 0.095497 | 0.092713 | 0.095198 | 0.096357 | 0.11495 | 0.11577 | 0.12023 | 3.7777
LO3Slow | NR | Fixtures | Residential | Lighting | 0.00041883 | 0.00039623 | 3.3377 | -38.6656 | Multifamily - High Rise | WA-Ceiling and Wall Flush Mount _500 to 999 lumens | 6.3405e-06 | 1.627e-05 | 3.6076e-05 | 7.0641e-05 | 0.00012425 | 0.00019908 | 0.00029401 | 0.00040436 | 0.00052273 | 0.00064056 | 0.00074994 | 0.00084499 | 0.00092258 | 0.00098218 | 0.0010253 | 0.0010546 | 0.0010733 | 0.0010843 | 0.0010899 | 0.0010933 | 0.021954 | 0.10962 | 0.095277 | 0.091844 | 0.071452 | 0.069952 | 0.066332 | 0.05704 | 0.067498 | 0.085085 | 0.10158 | 0.10248 | 0.10644 | 0 | 0.22064 | 0.17231 | 0.18695 | 0.162 | 0.16911 | 0.18324 | 0.17789 | 0.18266 | 0.18489 | 0.22055 | 0.22214 | 0.23069 | 3.7777
LO3Slow | NR | Fixtures | Residential | Lighting | 0.00076781 | 0.00072638 | 6.1187 | -38.6656 | Multifamily - High Rise | WA-Ceiling and Wall Flush Mount _1000 to 1999 lumens | 7.4761e-06 | 1.9184e-05 | 4.2537e-05 | 8.3292e-05 | 0.00014651 | 0.00023473 | 0.00034666 | 0.00047678 | 0.00061635 | 0.00075528 | 0.00088425 | 0.00099633 | 0.0010878 | 0.0011581 | 0.0012089 | 0.0012435 | 0.0012656 | 0.0012785 | 0.0012851 | 0.0012891 | 0.025886 | 0.20095 | 0.17466 | 0.16837 | 0.13099 | 0.12824 | 0.1216 | 0.10457 | 0.12374 | 0.15598 | 0.18621 | 0.18786 | 0.19513 | 0 | 0.40449 | 0.31588 | 0.34273 | 0.29699 | 0.31002 | 0.33591 | 0.32612 | 0.33486 | 0.33894 | 0.40433 | 0.40724 | 0.42291 | 3.7777
LO3Slow | NR | Fixtures | Residential | Lighting | 0.0014881 | 0.0014078 | 11.8588 | -38.6656 | Multifamily - High Rise | WA-Ceiling and Wall Flush Mount _2000 to 3999 lumens | 5.6813e-06 | 1.4579e-05 | 3.2325e-05 | 6.3296e-05 | 0.00011133 | 0.00017838 | 0.00026344 | 0.00036232 | 0.00046838 | 0.00057396 | 0.00067196 | 0.00075713 | 0.00082665 | 0.00088005 | 0.00091869 | 0.00094499 | 0.00096172 | 0.00097153 | 0.0009766 | 0.00097962 | 0.019671 | 0.38947 | 0.33852 | 0.32632 | 0.25387 | 0.24854 | 0.23568 | 0.20267 | 0.23982 | 0.30231 | 0.3609 | 0.3641 | 0.37819 | 0 | 0.78394 | 0.61221 | 0.66425 | 0.5756 | 0.60085 | 0.65104 | 0.63206 | 0.64901 | 0.6569 | 0.78363 | 0.78928 | 0.81966 | 3.7777
LO3Slow | NR | Fixtures | Residential | Lighting | 0.0027182 | 0.0025715 | 21.6616 | -38.6656 | Multifamily - High Rise | WA-Ceiling and Wall Flush Mount _4000 to 7999 lumens | 1.6048e-06 | 4.1182e-06 | 9.1313e-06 | 1.788e-05 | 3.1449e-05 | 5.0389e-05 | 7.4416e-05 | 0.00010235 | 0.00013231 | 0.00016213 | 0.00018982 | 0.00021388 | 0.00023351 | 0.0002486 | 0.00025951 | 0.00026694 | 0.00027167 | 0.00027444 | 0.00027587 | 0.00027672 | 0.0055567 | 0.71142 | 0.61835 | 0.59607 | 0.46373 | 0.45399 | 0.4305 | 0.37019 | 0.43806 | 0.55221 | 0.65923 | 0.66507 | 0.69081 | 0 | 1.432 | 1.1183 | 1.2133 | 1.0514 | 1.0975 | 1.1892 | 1.1545 | 1.1855 | 1.1999 | 1.4314 | 1.4417 | 1.4972 | 3.7777
LO3Slow | NR | Fixtures | Residential | Lighting | 7.9543e-05 | 7.5085e-05 | 0.63206 | -113.2143 | Multifamily - High Rise | WA-Downlight Fixture_0 to 249 lumens | 2.3176e-09 | 5.9472e-09 | 1.3187e-08 | 2.5821e-08 | 4.5418e-08 | 7.2769e-08 | 1.0747e-07 | 1.478e-07 | 1.9107e-07 | 2.3414e-07 | 2.7412e-07 | 3.0887e-07 | 3.3723e-07 | 3.5901e-07 | 3.7477e-07 | 3.855e-07 | 3.9233e-07 | 3.9633e-07 | 3.984e-07 | 3.9963e-07 | 8.0247e-06 | 0.020759 | 0.018014 | 0.017347 | 0.013498 | 0.013157 | 0.012458 | 0.010709 | 0.012671 | 0.015987 | 0.019124 | 0.019347 | 0.020194 | 0 | 0.042248 | 0.032961 | 0.035623 | 0.030846 | 0.031927 | 0.034444 | 0.033403 | 0.034296 | 0.034802 | 0.041722 | 0.042245 | 0.04428 | 10.01
LO3Slow | NR | Fixtures | Residential | Lighting | 0.00015582 | 0.00014709 | 1.2382 | -113.2143 | Multifamily - High Rise | WA-Downlight Fixture_250 to 499 lumens | 2.9557e-07 | 7.5846e-07 | 1.6817e-06 | 3.293e-06 | 5.7922e-06 | 9.2804e-06 | 1.3705e-05 | 1.885e-05 | 2.4368e-05 | 2.9861e-05 | 3.4959e-05 | 3.939e-05 | 4.3007e-05 | 4.5785e-05 | 4.7796e-05 | 4.9164e-05 | 5.0034e-05 | 5.0544e-05 | 5.0808e-05 | 5.0965e-05 | 0.0010234 | 0.040667 | 0.035289 | 0.033983 | 0.026443 | 0.025774 | 0.024404 | 0.020978 | 0.024823 | 0.031318 | 0.037464 | 0.037901 | 0.039561 | 0 | 0.082764 | 0.06457 | 0.069785 | 0.060427 | 0.062544 | 0.067475 | 0.065437 | 0.067185 | 0.068177 | 0.081733 | 0.082758 | 0.086744 | 10.01
LO3Slow | NR | Fixtures | Residential | Lighting | 0.00029899 | 0.00028223 | 2.3758 | -113.2143 | Multifamily - High Rise | WA-Downlight Fixture_500 to 999 lumens | 1.1658e-05 | 2.9916e-05 | 6.6333e-05 | 0.00012989 | 0.00022846 | 0.00036605 | 0.00054059 | 0.00074349 | 0.00096114 | 0.0011778 | 0.0013789 | 0.0015537 | 0.0016963 | 0.0018059 | 0.0018852 | 0.0019392 | 0.0019735 | 0.0019936 | 0.002004 | 0.0020103 | 0.040366 | 0.07803 | 0.067711 | 0.065205 | 0.050738 | 0.049455 | 0.046826 | 0.040252 | 0.047629 | 0.060092 | 0.071884 | 0.072722 | 0.075907 | 0 | 0.1588 | 0.12389 | 0.1339 | 0.11594 | 0.12001 | 0.12947 | 0.12556 | 0.12891 | 0.13082 | 0.15683 | 0.15879 | 0.16644 | 10.01
LO3Slow | NR | Fixtures | Residential | Lighting | 0.00054811 | 0.0005174 | 4.3554 | -113.2143 | Multifamily - High Rise | WA-Downlight Fixture_1000 to 1999 lumens | 3.7765e-06 | 9.6909e-06 | 2.1488e-05 | 4.2075e-05 | 7.4007e-05 | 0.00011858 | 0.00017512 | 0.00024084 | 0.00031135 | 0.00038153 | 0.00044668 | 0.00050329 | 0.0005495 | 0.000585 | 0.00061069 | 0.00062817 | 0.00063929 | 0.00064581 | 0.00064918 | 0.00065119 | 0.013076 | 0.14305 | 0.12413 | 0.11954 | 0.093015 | 0.090662 | 0.085843 | 0.073792 | 0.087314 | 0.11016 | 0.13178 | 0.13332 | 0.13916 | 0 | 0.29112 | 0.22713 | 0.24547 | 0.21255 | 0.22 | 0.23734 | 0.23018 | 0.23632 | 0.23982 | 0.2875 | 0.2911 | 0.30513 | 10.01
LO3Slow | NR | Fixtures | Residential | Lighting | 0.0010623 | 0.0010028 | 8.4413 | -113.2143 | Multifamily - High Rise | WA-Downlight Fixture_2000 to 3999 lumens | 9.1166e-07 | 2.3394e-06 | 5.1872e-06 | 1.0157e-05 | 1.7865e-05 | 2.8624e-05 | 4.2273e-05 | 5.814e-05 | 7.516e-05 | 9.2102e-05 | 0.00010783 | 0.0001215 | 0.00013265 | 0.00014122 | 0.00014742 | 0.00015164 | 0.00015433 | 0.0001559 | 0.00015671 | 0.0001572 | 0.0031566 | 0.27724 | 0.24058 | 0.23168 | 0.18027 | 0.17571 | 0.16637 | 0.14302 | 0.16923 | 0.21351 | 0.25541 | 0.25838 | 0.2697 | 0 | 0.56423 | 0.4402 | 0.47576 | 0.41196 | 0.42639 | 0.46 | 0.44611 | 0.45803 | 0.46479 | 0.5572 | 0.56419 | 0.59137 | 10.01
LO3Slow | NR | Fixtures | Residential | Lighting | 0.0019404 | 0.0018317 | 15.4191 | -113.2143 | Multifamily - High Rise | WA-Downlight Fixture_4000 to 7999 lumens | 2.0074e-07 | 5.1511e-07 | 1.1422e-06 | 2.2365e-06 | 3.9338e-06 | 6.3028e-06 | 9.3081e-06 | 1.2802e-05 | 1.655e-05 | 2.028e-05 | 2.3743e-05 | 2.6752e-05 | 2.9209e-05 | 3.1095e-05 | 3.2461e-05 | 3.339e-05 | 3.3981e-05 | 3.4328e-05 | 3.4507e-05 | 3.4614e-05 | 0.00069505 | 0.50641 | 0.43945 | 0.42318 | 0.32929 | 0.32096 | 0.3039 | 0.26124 | 0.30911 | 0.39 | 0.46653 | 0.47197 | 0.49264 | 0 | 1.0306 | 0.80407 | 0.86902 | 0.75248 | 0.77885 | 0.84025 | 0.81487 | 0.83664 | 0.849 | 1.0178 | 1.0306 | 1.0802 | 10.01
LO3Slow | NR | Fixtures | Residential | Lighting | 0.00014232 | 0.00016147 | 0.7969 | -74.5523 | Multifamily - High Rise | WA-Exterior Porch_0 to 249 lumens | 7.5391e-11 | 1.9346e-10 | 4.2896e-10 | 8.3994e-10 | 1.4774e-09 | 2.3671e-09 | 3.4958e-09 | 4.808e-09 | 6.2154e-09 | 7.6165e-09 | 8.917e-09 | 1.0047e-08 | 1.097e-08 | 1.1678e-08 | 1.2191e-08 | 1.254e-08 | 1.2762e-08 | 1.2892e-08 | 1.296e-08 | 1.3e-08 | 2.6104e-07 | 0.033708 | 0.029627 | 0.023476 | 0.014018 | 0.013139 | 0.012786 | 0.0093382 | 0.011198 | 0.016702 | 0.027366 | 0.031745 | 0.034314 | 0 | 0.065856 | 0.048778 | 0.042894 | 0.035709 | 0.033338 | 0.032041 | 0.033508 | 0.035278 | 0.041287 | 0.047654 | 0.058505 | 0.064635 | 12.9658
LO3Slow | NR | Fixtures | Residential | Lighting | 0.0002788 | 0.00031631 | 1.5611 | -74.5523 | Multifamily - High Rise | WA-Exterior Porch_250 to 499 lumens | 1.5176e-08 | 3.8942e-08 | 8.6347e-08 | 1.6907e-07 | 2.9739e-07 | 4.7649e-07 | 7.0369e-07 | 9.6781e-07 | 1.2511e-06 | 1.5331e-06 | 1.7949e-06 | 2.0224e-06 | 2.2081e-06 | 2.3508e-06 | 2.454e-06 | 2.5242e-06 | 2.5689e-06 | 2.5951e-06 | 2.6087e-06 | 2.6168e-06 | 5.2545e-05 | 0.066034 | 0.058039 | 0.045989 | 0.027461 | 0.025739 | 0.025047 | 0.018293 | 0.021936 | 0.032719 | 0.05361 | 0.062189 | 0.067221 | 0 | 0.12901 | 0.095555 | 0.084029 | 0.069954 | 0.06531 | 0.062767 | 0.065642 | 0.069108 | 0.080881 | 0.093353 | 0.11461 | 0.12662 | 12.9658
LO3Slow | NR | Fixtures | Residential | Lighting | 0.00053494 | 0.00060693 | 2.9954 | -74.5523 | Multifamily - High Rise | WA-Exterior Porch_500 to 999 lumens | 6.8188e-07 | 1.7497e-06 | 3.8797e-06 | 7.5969e-06 | 1.3362e-05 | 2.141e-05 | 3.1618e-05 | 4.3486e-05 | 5.6216e-05 | 6.8888e-05 | 8.065e-05 | 9.0873e-05 | 9.9216e-05 | 0.00010563 | 0.00011026 | 0.00011342 | 0.00011543 | 0.0001166 | 0.00011721 | 0.00011758 | 0.002361 | 0.1267 | 0.11136 | 0.088242 | 0.052691 | 0.049387 | 0.04806 | 0.0351 | 0.04209 | 0.062779 | 0.10286 | 0.11933 | 0.12898 | 0 | 0.24754 | 0.18335 | 0.16123 | 0.13423 | 0.12531 | 0.12043 | 0.12595 | 0.1326 | 0.15519 | 0.17912 | 0.21991 | 0.24295 | 12.9658
LO3Slow | NR | Fixtures | Residential | Lighting | 0.00098067 | 0.0011126 | 5.4913 | -74.5523 | Multifamily - High Rise | WA-Exterior Porch_1000 to 1999 lumens | 1.2473e-06 | 3.2005e-06 | 7.0966e-06 | 1.3896e-05 | 2.4442e-05 | 3.9161e-05 | 5.7834e-05 | 7.9542e-05 | 0.00010283 | 0.00012601 | 0.00014752 | 0.00016622 | 0.00018148 | 0.00019321 | 0.00020169 | 0.00020746 | 0.00021114 | 0.00021329 | 0.0002144 | 0.00021507 | 0.0043186 | 0.23228 | 0.20415 | 0.16177 | 0.096594 | 0.090538 | 0.088105 | 0.064347 | 0.07716 | 0.11509 | 0.18857 | 0.21875 | 0.23645 | 0 | 0.4538 | 0.33612 | 0.29557 | 0.24607 | 0.22973 | 0.22079 | 0.2309 | 0.24309 | 0.2845 | 0.32837 | 0.40315 | 0.44539 | 12.9658
LO3Slow | NR | Fixtures | Residential | Lighting | 0.0019007 | 0.0021564 | 10.6428 | -74.5523 | Multifamily - High Rise | WA-Exterior Porch_2000 to 3999 lumens | 9.7945e-07 | 2.5133e-06 | 5.5729e-06 | 1.0912e-05 | 1.9194e-05 | 3.0753e-05 | 4.5416e-05 | 6.2463e-05 | 8.0749e-05 | 9.8951e-05 | 0.00011585 | 0.00013053 | 0.00014251 | 0.00015172 | 0.00015838 | 0.00016292 | 0.0001658 | 0.00016749 | 0.00016837 | 0.00016889 | 0.0033913 | 0.45018 | 0.39568 | 0.31353 | 0.18721 | 0.17547 | 0.17076 | 0.12471 | 0.14955 | 0.22306 | 0.36548 | 0.42397 | 0.45827 | 0 | 0.87952 | 0.65144 | 0.57286 | 0.47691 | 0.44524 | 0.42791 | 0.44751 | 0.47114 | 0.5514 | 0.63642 | 0.78135 | 0.86322 | 12.9658
LO3Slow | NR | Fixtures | Residential | Lighting | 0.0034718 | 0.003939 | 19.4403 | -74.5523 | Multifamily - High Rise | WA-Exterior Porch_4000 to 7999 lumens | 7.8519e-08 | 2.0148e-07 | 4.4676e-07 | 8.7479e-07 | 1.5387e-06 | 2.4653e-06 | 3.6409e-06 | 5.0074e-06 | 6.4733e-06 | 7.9325e-06 | 9.287e-06 | 1.0464e-05 | 1.1425e-05 | 1.2163e-05 | 1.2697e-05 | 1.306e-05 | 1.3292e-05 | 1.3427e-05 | 1.3497e-05 | 1.3539e-05 | 0.00027187 | 0.82231 | 0.72275 | 0.57269 | 0.34196 | 0.32052 | 0.31191 | 0.2278 | 0.27316 | 0.40744 | 0.66759 | 0.77442 | 0.83709 | 0 | 1.6066 | 1.1899 | 1.0464 | 0.87113 | 0.81329 | 0.78163 | 0.81742 | 0.86059 | 1.0072 | 1.1625 | 1.4272 | 1.5768 | 12.9658
LO3Slow | NR | Fixtures | Residential | Lighting | 0.00011634 | 0.00013606 | 0.64697 | -110.8801 | Multifamily - High Rise | WA-Chandelier/Pendant_0 to 249 lumens | 1.5428e-08 | 3.9589e-08 | 8.778e-08 | 1.7188e-07 | 3.0233e-07 | 4.844e-07 | 7.1537e-07 | 9.8388e-07 | 1.2719e-06 | 1.5586e-06 | 1.8247e-06 | 2.056e-06 | 2.2448e-06 | 2.3898e-06 | 2.4948e-06 | 2.5662e-06 | 2.6116e-06 | 2.6382e-06 | 2.652e-06 | 2.6602e-06 | 5.3418e-05 | 0.027987 | 0.024969 | 0.019729 | 0.011516 | 0.011442 | 0.011362 | 0.0083335 | 0.010003 | 0.014757 | 0.023802 | 0.027082 | 0.028157 | 0 | 0.049031 | 0.036299 | 0.03207 | 0.026756 | 0.027645 | 0.028087 | 0.029848 | 0.031464 | 0.035779 | 0.038806 | 0.045838 | 0.046208 | 5.9597
LO3Slow | NR | Fixtures | Residential | Lighting | 0.00022792 | 0.00026653 | 1.2674 | -110.8801 | Multifamily - High Rise | WA-Chandelier/Pendant_250 to 499 lumens | 1.4311e-07 | 3.6724e-07 | 8.1428e-07 | 1.5944e-06 | 2.8045e-06 | 4.4935e-06 | 6.6361e-06 | 9.1269e-06 | 1.1799e-05 | 1.4458e-05 | 1.6927e-05 | 1.9073e-05 | 2.0824e-05 | 2.2169e-05 | 2.3142e-05 | 2.3805e-05 | 2.4226e-05 | 2.4473e-05 | 2.4601e-05 | 2.4677e-05 | 0.00049552 | 0.054826 | 0.048914 | 0.038649 | 0.022559 | 0.022414 | 0.022258 | 0.016325 | 0.019596 | 0.028909 | 0.046628 | 0.053053 | 0.05516 | 0 | 0.096051 | 0.071109 | 0.062825 | 0.052415 | 0.054155 | 0.055022 | 0.058472 | 0.061638 | 0.07009 | 0.07602 | 0.089796 | 0.09052 | 5.9597
LO3Slow | NR | Fixtures | Residential | Lighting | 0.00043732 | 0.00051142 | 2.4318 | -110.8801 | Multifamily - High Rise | WA-Chandelier/Pendant_500 to 999 lumens | 1.3586e-06 | 3.4862e-06 | 7.73e-06 | 1.5136e-05 | 2.6623e-05 | 4.2657e-05 | 6.2996e-05 | 8.6642e-05 | 0.000112 | 0.00013725 | 0.00016069 | 0.00018106 | 0.00019768 | 0.00021045 | 0.00021969 | 0.00022598 | 0.00022998 | 0.00023232 | 0.00023354 | 0.00023426 | 0.004704 | 0.1052 | 0.093854 | 0.074158 | 0.043286 | 0.043007 | 0.042708 | 0.031324 | 0.0376 | 0.055468 | 0.089468 | 0.1018 | 0.10584 | 0 | 0.1843 | 0.13644 | 0.12055 | 0.10057 | 0.10391 | 0.10557 | 0.11219 | 0.11827 | 0.13449 | 0.14586 | 0.1723 | 0.17369 | 5.9597
LO3Slow | NR | Fixtures | Residential | Lighting | 0.0008017 | 0.00093754 | 4.4581 | -110.8801 | Multifamily - High Rise | WA-Chandelier/Pendant_1000 to 1999 lumens | 1.775e-06 | 4.5549e-06 | 1.01e-05 | 1.9776e-05 | 3.4784e-05 | 5.5733e-05 | 8.2307e-05 | 0.0001132 | 0.00014634 | 0.00017933 | 0.00020995 | 0.00023656 | 0.00025828 | 0.00027496 | 0.00028703 | 0.00029525 | 0.00030048 | 0.00030354 | 0.00030513 | 0.00030607 | 0.006146 | 0.19285 | 0.17206 | 0.13595 | 0.079354 | 0.078841 | 0.078294 | 0.057425 | 0.06893 | 0.10169 | 0.16402 | 0.18662 | 0.19403 | 0 | 0.33786 | 0.25013 | 0.22099 | 0.18437 | 0.19049 | 0.19354 | 0.20567 | 0.21681 | 0.24654 | 0.2674 | 0.31586 | 0.31841 | 5.9597
LO3Slow | NR | Fixtures | Residential | Lighting | 0.0015538 | 0.0018171 | 8.6404 | -110.8801 | Multifamily - High Rise | WA-Chandelier/Pendant_2000 to 3999 lumens | 2.9303e-06 | 7.5192e-06 | 1.6673e-05 | 3.2646e-05 | 5.7423e-05 | 9.2004e-05 | 0.00013587 | 0.00018687 | 0.00024158 | 0.00029603 | 0.00034658 | 0.00039051 | 0.00042637 | 0.00045391 | 0.00047384 | 0.0004874 | 0.00049603 | 0.00050109 | 0.00050371 | 0.00050526 | 0.010146 | 0.37377 | 0.33347 | 0.26348 | 0.1538 | 0.1528 | 0.15174 | 0.1113 | 0.13359 | 0.19708 | 0.31788 | 0.36169 | 0.37605 | 0 | 0.65482 | 0.48478 | 0.4283 | 0.35733 | 0.3692 | 0.3751 | 0.39862 | 0.42021 | 0.47783 | 0.51826 | 0.61217 | 0.61711 | 5.9597
LO3Slow | NR | Fixtures | Residential | Lighting | 0.0028382 | 0.0033191 | 15.7827 | -110.8801 | Multifamily - High Rise | WA-Chandelier/Pendant_4000 to 7999 lumens | 1.5482e-06 | 3.9727e-06 | 8.8087e-06 | 1.7248e-05 | 3.0338e-05 | 4.8609e-05 | 7.1787e-05 | 9.8731e-05 | 0.00012763 | 0.0001564 | 0.00018311 | 0.00020632 | 0.00022526 | 0.00023982 | 0.00025035 | 0.00025751 | 0.00026207 | 0.00026474 | 0.00026612 | 0.00026695 | 0.0053604 | 0.68273 | 0.60911 | 0.48129 | 0.28093 | 0.27911 | 0.27718 | 0.2033 | 0.24403 | 0.35999 | 0.58065 | 0.66066 | 0.68689 | 0 | 1.1961 | 0.88551 | 0.78234 | 0.65271 | 0.67439 | 0.68517 | 0.72813 | 0.76757 | 0.87281 | 0.94666 | 1.1182 | 1.1272 | 5.9597
LO3Slow | NR | Fixtures | Residential | Lighting | 2.898e-05 | 2.7142e-05 | 0.22794 | 9.8699 | Multifamily - High Rise | WA-Linear Flush Mount_0 to 249 lumens | 4.4332e-09 | 1.1376e-08 | 2.5224e-08 | 4.9391e-08 | 8.6875e-08 | 1.3919e-07 | 2.0556e-07 | 2.8272e-07 | 3.6548e-07 | 4.4787e-07 | 5.2434e-07 | 5.908e-07 | 6.4505e-07 | 6.8672e-07 | 7.1687e-07 | 7.3739e-07 | 7.5045e-07 | 7.581e-07 | 7.6206e-07 | 7.6441e-07 | 1.535e-05 | 0.007487 | 0.006459 | 0.0061971 | 0.0048257 | 0.0046285 | 0.0043584 | 0.0037415 | 0.0044261 | 0.0056027 | 0.0067528 | 0.0069007 | 0.0073306 | 0 | 0.015836 | 0.012314 | 0.01313 | 0.01134 | 0.011387 | 0.01209 | 0.011678 | 0.011986 | 0.01228 | 0.014988 | 0.015464 | 0.016735 | 1.6464
LO3Slow | NR | Fixtures | Residential | Lighting | 5.6772e-05 | 5.3172e-05 | 0.44653 | 9.8699 | Multifamily - High Rise | WA-Linear Flush Mount_250 to 499 lumens | 1.1742e-07 | 3.0132e-07 | 6.6811e-07 | 1.3082e-06 | 2.3011e-06 | 3.6869e-06 | 5.4448e-06 | 7.4885e-06 | 9.6807e-06 | 1.1863e-05 | 1.3888e-05 | 1.5649e-05 | 1.7086e-05 | 1.8189e-05 | 1.8988e-05 | 1.9532e-05 | 1.9877e-05 | 2.008e-05 | 2.0185e-05 | 2.0247e-05 | 0.00040657 | 0.014667 | 0.012653 | 0.01214 | 0.0094535 | 0.0090671 | 0.008538 | 0.0073295 | 0.0086706 | 0.010976 | 0.013229 | 0.013518 | 0.01436 | 0 | 0.031023 | 0.024123 | 0.025721 | 0.022214 | 0.022307 | 0.023685 | 0.022877 | 0.02348 | 0.024055 | 0.029361 | 0.030294 | 0.032784 | 1.6464
LO3Slow | NR | Fixtures | Residential | Lighting | 0.00010893 | 0.00010202 | 0.85678 | 9.8699 | Multifamily - High Rise | WA-Linear Flush Mount_500 to 999 lumens | 2.3042e-06 | 5.9128e-06 | 1.3111e-05 | 2.5672e-05 | 4.5155e-05 | 7.2348e-05 | 0.00010684 | 0.00014695 | 0.00018997 | 0.00023279 | 0.00027254 | 0.00030708 | 0.00033527 | 0.00035693 | 0.00037261 | 0.00038327 | 0.00039006 | 0.00039403 | 0.00039609 | 0.00039732 | 0.0079783 | 0.028142 | 0.024278 | 0.023294 | 0.018139 | 0.017398 | 0.016382 | 0.014064 | 0.016637 | 0.021059 | 0.025382 | 0.025938 | 0.027554 | 0 | 0.059525 | 0.046286 | 0.049352 | 0.042623 | 0.042802 | 0.045445 | 0.043896 | 0.045053 | 0.046157 | 0.056337 | 0.058127 | 0.062904 | 1.6464
LO3Slow | NR | Fixtures | Residential | Lighting | 0.0001997 | 0.00018703 | 1.5707 | 9.8699 | Multifamily - High Rise | WA-Linear Flush Mount_1000 to 1999 lumens | 3.7362e-06 | 9.5873e-06 | 2.1258e-05 | 4.1626e-05 | 7.3217e-05 | 0.00011731 | 0.00017324 | 0.00023827 | 0.00030802 | 0.00037746 | 0.00044191 | 0.00049792 | 0.00054363 | 0.00057875 | 0.00060417 | 0.00062146 | 0.00063246 | 0.00063891 | 0.00064225 | 0.00064423 | 0.012936 | 0.051591 | 0.044508 | 0.042703 | 0.033253 | 0.031894 | 0.030033 | 0.025782 | 0.030499 | 0.038607 | 0.046532 | 0.047551 | 0.050513 | 0 | 0.10912 | 0.084852 | 0.090474 | 0.078139 | 0.078467 | 0.083312 | 0.080471 | 0.082593 | 0.084616 | 0.10328 | 0.10656 | 0.11532 | 1.6464
LO3Slow | NR | Fixtures | Residential | Lighting | 0.00038704 | 0.00036249 | 3.0442 | 9.8699 | Multifamily - High Rise | WA-Linear Flush Mount_2000 to 3999 lumens | 1.1989e-06 | 3.0764e-06 | 6.8214e-06 | 1.3357e-05 | 2.3494e-05 | 3.7643e-05 | 5.5592e-05 | 7.6458e-05 | 9.884e-05 | 0.00012112 | 0.0001418 | 0.00015977 | 0.00017444 | 0.00018571 | 0.00019387 | 0.00019942 | 0.00020295 | 0.00020502 | 0.00020609 | 0.00020673 | 0.0041511 | 0.09999 | 0.086262 | 0.082764 | 0.064448 | 0.061814 | 0.058207 | 0.049968 | 0.059111 | 0.074825 | 0.090185 | 0.09216 | 0.097901 | 0 | 0.2115 | 0.16445 | 0.17535 | 0.15144 | 0.15208 | 0.16147 | 0.15596 | 0.16008 | 0.164 | 0.20017 | 0.20653 | 0.2235 | 1.6464
LO3Slow | NR | Fixtures | Residential | Lighting | 0.00070697 | 0.00066213 | 5.5605 | 9.8699 | Multifamily - High Rise | WA-Linear Flush Mount_4000 to 7999 lumens | 2.0283e-07 | 5.2046e-07 | 1.154e-06 | 2.2597e-06 | 3.9747e-06 | 6.3683e-06 | 9.4049e-06 | 1.2935e-05 | 1.6721e-05 | 2.0491e-05 | 2.399e-05 | 2.703e-05 | 2.9512e-05 | 3.1419e-05 | 3.2798e-05 | 3.3737e-05 | 3.4334e-05 | 3.4684e-05 | 3.4865e-05 | 3.4973e-05 | 0.00070227 | 0.18264 | 0.15757 | 0.15118 | 0.11772 | 0.11291 | 0.10632 | 0.091273 | 0.10797 | 0.13668 | 0.16473 | 0.16834 | 0.17883 | 0 | 0.38632 | 0.3004 | 0.3203 | 0.27663 | 0.27779 | 0.29494 | 0.28488 | 0.2924 | 0.29956 | 0.36563 | 0.37725 | 0.40825 | 1.6464
LO3Slow | NR | Fixtures | Residential | Lighting | 2.1873e-05 | 2.0242e-05 | 0.16937 | 18.1824 | Multifamily - High Rise | WA-Linear Shop_0 to 249 lumens | 2.3819e-09 | 6.1122e-09 | 1.3553e-08 | 2.6537e-08 | 4.6677e-08 | 7.4788e-08 | 1.1045e-07 | 1.519e-07 | 1.9637e-07 | 2.4064e-07 | 2.8173e-07 | 3.1743e-07 | 3.4658e-07 | 3.6897e-07 | 3.8517e-07 | 3.962e-07 | 4.0321e-07 | 4.0732e-07 | 4.0945e-07 | 4.1072e-07 | 8.2473e-06 | 0.005564 | 0.0047565 | 0.0045372 | 0.0035372 | 0.0033056 | 0.0030843 | 0.0026418 | 0.0031239 | 0.0039762 | 0.0048523 | 0.0050398 | 0.005502 | 0 | 0.012457 | 0.0096407 | 0.010081 | 0.0086736 | 0.0083159 | 0.0086034 | 0.0082545 | 0.0084675 | 0.0088128 | 0.01107 | 0.011754 | 0.013315 | 1.2998
LO3Slow | NR | Fixtures | Residential | Lighting | 4.2848e-05 | 3.9655e-05 | 0.33179 | 18.1824 | Multifamily - High Rise | WA-Linear Shop_250 to 499 lumens | 0 | 0 | 0 | 0 | 0 | 0 | 0 | 0 | 0 | 0 | 0 | 0 | 0 | 0 | 0 | 0 | 0 | 0 | 0 | 0 | 0 | 0.0109 | 0.0093179 | 0.0088884 | 0.0069294 | 0.0064756 | 0.0060422 | 0.0051753 | 0.0061197 | 0.0077893 | 0.0095056 | 0.0098729 | 0.010778 | 0 | 0.024402 | 0.018886 | 0.019749 | 0.016991 | 0.016291 | 0.016854 | 0.01617 | 0.016588 | 0.017264 | 0.021686 | 0.023026 | 0.026085 | 1.2998
LO3Slow | NR | Fixtures | Residential | Lighting | 8.2216e-05 | 7.6087e-05 | 0.63662 | 18.1824 | Multifamily - High Rise | WA-Linear Shop_500 to 999 lumens | 2.4798e-09 | 6.3633e-09 | 1.411e-08 | 2.7628e-08 | 4.8596e-08 | 7.7861e-08 | 1.1499e-07 | 1.5815e-07 | 2.0444e-07 | 2.5053e-07 | 2.933e-07 | 3.3048e-07 | 3.6082e-07 | 3.8413e-07 | 4.01e-07 | 4.1248e-07 | 4.1978e-07 | 4.2406e-07 | 4.2627e-07 | 4.2759e-07 | 8.5862e-06 | 0.020914 | 0.017879 | 0.017055 | 0.013296 | 0.012425 | 0.011593 | 0.0099302 | 0.011742 | 0.014946 | 0.018239 | 0.018944 | 0.020681 | 0 | 0.046822 | 0.036238 | 0.037894 | 0.032602 | 0.031258 | 0.032339 | 0.031027 | 0.031828 | 0.033126 | 0.04161 | 0.044182 | 0.05005 | 1.2998
LO3Slow | NR | Fixtures | Residential | Lighting | 0.00015072 | 0.00013949 | 1.1671 | 18.1824 | Multifamily - High Rise | WA-Linear Shop_1000 to 1999 lumens | 5.7331e-10 | 1.4712e-09 | 3.262e-09 | 6.3874e-09 | 1.1235e-08 | 1.8001e-08 | 2.6584e-08 | 3.6562e-08 | 4.7265e-08 | 5.792e-08 | 6.781e-08 | 7.6405e-08 | 8.342e-08 | 8.8809e-08 | 9.2708e-08 | 9.5362e-08 | 9.705e-08 | 9.804e-08 | 9.8552e-08 | 9.8857e-08 | 1.9851e-06 | 0.03834 | 0.032776 | 0.031265 | 0.024374 | 0.022778 | 0.021254 | 0.018204 | 0.021526 | 0.027399 | 0.033436 | 0.034728 | 0.037913 | 0 | 0.085836 | 0.066432 | 0.069468 | 0.059768 | 0.057303 | 0.059284 | 0.05688 | 0.058347 | 0.060727 | 0.076281 | 0.080996 | 0.091754 | 1.2998
LO3Slow | NR | Fixtures | Residential | Lighting | 0.00029211 | 0.00027034 | 2.2619 | 18.1824 | Multifamily - High Rise | WA-Linear Shop_2000 to 3999 lumens | 0 | 0 | 0 | 0 | 0 | 0 | 0 | 0 | 0 | 0 | 0 | 0 | 0 | 0 | 0 | 0 | 0 | 0 | 0 | 0 | 0 | 0.074308 | 0.063524 | 0.060596 | 0.04724 | 0.044147 | 0.041192 | 0.035282 | 0.04172 | 0.053103 | 0.064803 | 0.067307 | 0.07348 | 0 | 0.16636 | 0.12875 | 0.13464 | 0.11584 | 0.11106 | 0.1149 | 0.11024 | 0.11308 | 0.1177 | 0.14784 | 0.15698 | 0.17783 | 1.2998
LO3Slow | NR | Fixtures | Residential | Lighting | 0.00053358 | 0.00049381 | 4.1317 | 18.1824 | Multifamily - High Rise | WA-Linear Shop_4000 to 7999 lumens | 3.2291e-08 | 8.286e-08 | 1.8373e-07 | 3.5975e-07 | 6.3278e-07 | 1.0139e-06 | 1.4973e-06 | 2.0593e-06 | 2.6621e-06 | 3.2622e-06 | 3.8192e-06 | 4.3033e-06 | 4.6984e-06 | 5.002e-06 | 5.2216e-06 | 5.371e-06 | 5.4662e-06 | 5.5219e-06 | 5.5507e-06 | 5.5679e-06 | 0.0001118 | 0.13573 | 0.11603 | 0.11068 | 0.08629 | 0.080639 | 0.075242 | 0.064447 | 0.076207 | 0.096999 | 0.11837 | 0.12294 | 0.13422 | 0 | 0.30388 | 0.23518 | 0.24593 | 0.21159 | 0.20287 | 0.20988 | 0.20137 | 0.20656 | 0.21499 | 0.27005 | 0.28674 | 0.32483 | 1.2998
LO3Slow | NR | Fixtures | Residential | Lighting | 0.00021426 | 0.00020326 | 1.7136 | -53.1118 | Multifamily - High Rise | WA-Track_0 to 249 lumens | 0 | 0 | 0 | 0 | 0 | 0 | 0 | 0 | 0 | 0 | 0 | 0 | 0 | 0 | 0 | 0 | 0 | 0 | 0 | 0 | 0 | 0.056276 | 0.049013 | 0.047306 | 0.036794 | 0.036217 | 0.034405 | 0.029598 | 0.035027 | 0.044107 | 0.052524 | 0.052811 | 0.054523 | 0 | 0.11172 | 0.08735 | 0.095246 | 0.082612 | 0.087151 | 0.094937 | 0.09229 | 0.094775 | 0.095627 | 0.11339 | 0.11345 | 0.11644 | 5.26
LO3Slow | NR | Fixtures | Residential | Lighting | 0.00041973 | 0.00039818 | 3.3569 | -53.1118 | Multifamily - High Rise | WA-Track_250 to 499 lumens | 6.1952e-08 | 1.5897e-07 | 3.525e-07 | 6.9022e-07 | 1.2141e-06 | 1.9452e-06 | 2.8727e-06 | 3.9509e-06 | 5.1075e-06 | 6.2588e-06 | 7.3275e-06 | 8.2563e-06 | 9.0144e-06 | 9.5967e-06 | 1.0018e-05 | 1.0305e-05 | 1.0487e-05 | 1.0594e-05 | 1.065e-05 | 1.0682e-05 | 0.00021451 | 0.11024 | 0.096016 | 0.092672 | 0.072079 | 0.070948 | 0.067399 | 0.057983 | 0.068618 | 0.086405 | 0.10289 | 0.10346 | 0.10681 | 0 | 0.21885 | 0.17112 | 0.18659 | 0.16184 | 0.17073 | 0.18598 | 0.1808 | 0.18566 | 0.18733 | 0.22212 | 0.22225 | 0.22811 | 5.26
LO3Slow | NR | Fixtures | Residential | Lighting | 0.00080537 | 0.00076401 | 6.4411 | -53.1118 | Multifamily - High Rise | WA-Track_500 to 999 lumens | 7.5067e-07 | 1.9263e-06 | 4.2712e-06 | 8.3633e-06 | 1.4711e-05 | 2.357e-05 | 3.4808e-05 | 4.7873e-05 | 6.1887e-05 | 7.5838e-05 | 8.8787e-05 | 0.00010004 | 0.00010923 | 0.00011628 | 0.00012139 | 0.00012486 | 0.00012707 | 0.00012837 | 0.00012904 | 0.00012944 | 0.0025992 | 0.21153 | 0.18423 | 0.17782 | 0.1383 | 0.13613 | 0.12932 | 0.11125 | 0.13166 | 0.16579 | 0.19743 | 0.19851 | 0.20494 | 0 | 0.41992 | 0.32833 | 0.35801 | 0.31052 | 0.32758 | 0.35685 | 0.3469 | 0.35624 | 0.35945 | 0.42619 | 0.42644 | 0.43769 | 5.26
LO3Slow | NR | Fixtures | Residential | Lighting | 0.0014764 | 0.0014006 | 11.808 | -53.1118 | Multifamily - High Rise | WA-Track_1000 to 1999 lumens | 1.203e-06 | 3.087e-06 | 6.8449e-06 | 1.3403e-05 | 2.3575e-05 | 3.7772e-05 | 5.5783e-05 | 7.672e-05 | 9.9179e-05 | 0.00012154 | 0.00014229 | 0.00016032 | 0.00017504 | 0.00018635 | 0.00019453 | 0.0002001 | 0.00020365 | 0.00020572 | 0.0002068 | 0.00020744 | 0.0041654 | 0.38779 | 0.33774 | 0.32598 | 0.25354 | 0.24956 | 0.23708 | 0.20396 | 0.24137 | 0.30393 | 0.36193 | 0.36391 | 0.37571 | 0 | 0.76981 | 0.60191 | 0.65632 | 0.56926 | 0.60054 | 0.65419 | 0.63595 | 0.65307 | 0.65895 | 0.78131 | 0.78177 | 0.80238 | 5.26
LO3Slow | NR | Fixtures | Residential | Lighting | 0.0028615 | 0.0027146 | 22.8853 | -53.1118 | Multifamily - High Rise | WA-Track_2000 to 3999 lumens | 1.5223e-06 | 3.9062e-06 | 8.6613e-06 | 1.696e-05 | 2.9831e-05 | 4.7796e-05 | 7.0586e-05 | 9.708e-05 | 0.0001255 | 0.00015379 | 0.00018005 | 0.00020287 | 0.0002215 | 0.0002358 | 0.00024616 | 0.0002532 | 0.00025769 | 0.00026031 | 0.00026167 | 0.00026248 | 0.0052707 | 0.75158 | 0.65458 | 0.63178 | 0.49139 | 0.48368 | 0.45948 | 0.39529 | 0.4678 | 0.58906 | 0.70147 | 0.7053 | 0.72817 | 0 | 1.492 | 1.1666 | 1.272 | 1.1033 | 1.1639 | 1.2679 | 1.2326 | 1.2657 | 1.2771 | 1.5143 | 1.5152 | 1.5551 | 5.26
LO3Slow | NR | Fixtures | Residential | Lighting | 0.0052269 | 0.0049585 | 41.8027 | -53.1118 | Multifamily - High Rise | WA-Track_4000 to 7999 lumens | 6.8175e-07 | 1.7494e-06 | 3.879e-06 | 7.5954e-06 | 1.336e-05 | 2.1405e-05 | 3.1612e-05 | 4.3477e-05 | 5.6205e-05 | 6.8874e-05 | 8.0635e-05 | 9.0855e-05 | 9.9197e-05 | 0.00010561 | 0.00011024 | 0.0001134 | 0.00011541 | 0.00011658 | 0.00011719 | 0.00011755 | 0.0023605 | 1.3729 | 1.1957 | 1.154 | 0.89758 | 0.8835 | 0.8393 | 0.72205 | 0.85449 | 1.076 | 1.2813 | 1.2883 | 1.3301 | 0 | 2.7253 | 2.1309 | 2.3235 | 2.0153 | 2.126 | 2.316 | 2.2514 | 2.312 | 2.3328 | 2.766 | 2.7676 | 2.8406 | 5.26
LO3Slow | NR | Fixtures | Residential | Lighting | 9.9203e-05 | 9.4046e-05 | 0.7927 | -67.4067 | Manufactured | ID/MT/OR-Floor/Table_0 to 249 lumens | 2.2961e-07 | 5.8422e-07 | 1.2845e-06 | 2.4939e-06 | 4.3496e-06 | 6.9103e-06 | 1.0119e-05 | 1.38e-05 | 1.7689e-05 | 2.1494e-05 | 2.4952e-05 | 2.7877e-05 | 3.018e-05 | 3.1859e-05 | 3.2977e-05 | 3.3635e-05 | 3.3941e-05 | 3.3998e-05 | 3.3887e-05 | 3.3706e-05 | 0.00067682 | 0.026033 | 0.022662 | 0.021866 | 0.017008 | 0.016719 | 0.015876 | 0.013656 | 0.016161 | 0.020356 | 0.024255 | 0.024407 | 0.025237 | 0 | 0.051857 | 0.040534 | 0.044144 | 0.03828 | 0.040278 | 0.043819 | 0.042584 | 0.043729 | 0.044156 | 0.052434 | 0.05255 | 0.054093 | 8.9725
LO3Slow | NR | Fixtures | Residential | Lighting | 0.00019434 | 0.00018423 | 1.5529 | -67.4067 | Manufactured | ID/MT/OR-Floor/Table_250 to 499 lumens | 1.416e-06 | 3.603e-06 | 7.9216e-06 | 1.538e-05 | 2.6825e-05 | 4.2617e-05 | 6.2407e-05 | 8.5107e-05 | 0.00010909 | 0.00013256 | 0.00015388 | 0.00017192 | 0.00018612 | 0.00019648 | 0.00020337 | 0.00020743 | 0.00020932 | 0.00020967 | 0.00020899 | 0.00020787 | 0.0041741 | 0.050999 | 0.044395 | 0.042836 | 0.033319 | 0.032753 | 0.0311 | 0.026753 | 0.031659 | 0.039876 | 0.047515 | 0.047814 | 0.049438 | 0 | 0.10159 | 0.079407 | 0.086478 | 0.07499 | 0.078904 | 0.085841 | 0.083422 | 0.085665 | 0.086502 | 0.10272 | 0.10295 | 0.10597 | 8.9725
LO3Slow | NR | Fixtures | Residential | Lighting | 0.00037289 | 0.0003535 | 2.9796 | -67.4067 | Manufactured | ID/MT/OR-Floor/Table_500 to 999 lumens | 1.1327e-05 | 2.8821e-05 | 6.3366e-05 | 0.00012303 | 0.00021458 | 0.0003409 | 0.0004992 | 0.00068078 | 0.00087265 | 0.0010603 | 0.0012309 | 0.0013752 | 0.0014888 | 0.0015717 | 0.0016268 | 0.0016593 | 0.0016744 | 0.0016772 | 0.0016717 | 0.0016628 | 0.033389 | 0.097855 | 0.085183 | 0.082191 | 0.063931 | 0.062845 | 0.059674 | 0.051332 | 0.060746 | 0.076513 | 0.09117 | 0.091743 | 0.09486 | 0 | 0.19492 | 0.15236 | 0.16593 | 0.14389 | 0.1514 | 0.16471 | 0.16007 | 0.16437 | 0.16598 | 0.19709 | 0.19753 | 0.20333 | 8.9725
LO3Slow | NR | Fixtures | Residential | Lighting | 0.00068359 | 0.00064805 | 5.4623 | -67.4067 | Manufactured | ID/MT/OR-Floor/Table_1000 to 1999 lumens | 1.2347e-05 | 3.1417e-05 | 6.9074e-05 | 0.00013411 | 0.00023391 | 0.00037161 | 0.00054417 | 0.00074211 | 0.00095126 | 0.0011559 | 0.0013418 | 0.0014991 | 0.001623 | 0.0017132 | 0.0017734 | 0.0018087 | 0.0018252 | 0.0018283 | 0.0018223 | 0.0018126 | 0.036397 | 0.17939 | 0.15616 | 0.15068 | 0.1172 | 0.11521 | 0.1094 | 0.094103 | 0.11136 | 0.14027 | 0.16713 | 0.16819 | 0.1739 | 0 | 0.35733 | 0.27931 | 0.30419 | 0.26378 | 0.27755 | 0.30195 | 0.29344 | 0.30133 | 0.30427 | 0.36131 | 0.36211 | 0.37274 | 8.9725
LO3Slow | NR | Fixtures | Residential | Lighting | 0.0013249 | 0.001256 | 10.5866 | -67.4067 | Manufactured | ID/MT/OR-Floor/Table_2000 to 3999 lumens | 2.9939e-06 | 7.6178e-06 | 1.6749e-05 | 3.2519e-05 | 5.6716e-05 | 9.0105e-05 | 0.00013195 | 0.00017994 | 0.00023066 | 0.00028026 | 0.00032535 | 0.0003635 | 0.00039353 | 0.00041541 | 0.00043 | 0.00043857 | 0.00044257 | 0.00044331 | 0.00044187 | 0.0004395 | 0.0088253 | 0.34768 | 0.30266 | 0.29203 | 0.22715 | 0.22329 | 0.21202 | 0.18238 | 0.21583 | 0.27185 | 0.32393 | 0.32597 | 0.33704 | 0 | 0.69256 | 0.54135 | 0.58956 | 0.51124 | 0.53792 | 0.58522 | 0.56872 | 0.58401 | 0.58972 | 0.70027 | 0.70182 | 0.72242 | 8.9725
LO3Slow | NR | Fixtures | Residential | Lighting | 0.0024201 | 0.0022942 | 19.3377 | -67.4067 | Manufactured | ID/MT/OR-Floor/Table_4000 to 7999 lumens | 2.4229e-07 | 6.1648e-07 | 1.3554e-06 | 2.6316e-06 | 4.5898e-06 | 7.2919e-06 | 1.0678e-05 | 1.4562e-05 | 1.8666e-05 | 2.2681e-05 | 2.6329e-05 | 2.9416e-05 | 3.1846e-05 | 3.3618e-05 | 3.4798e-05 | 3.5492e-05 | 3.5816e-05 | 3.5876e-05 | 3.5759e-05 | 3.5567e-05 | 0.00071419 | 0.63508 | 0.55284 | 0.53342 | 0.41491 | 0.40786 | 0.38729 | 0.33315 | 0.39425 | 0.49657 | 0.59169 | 0.59542 | 0.61564 | 0 | 1.265 | 0.98883 | 1.0769 | 0.93383 | 0.98258 | 1.069 | 1.0388 | 1.0668 | 1.0772 | 1.2791 | 1.282 | 1.3196 | 8.9725
LO3Slow | NR | Fixtures | Residential | Lighting | 0.00013061 | 0.00012357 | 1.0409 | -38.3203 | Manufactured | ID/MT/OR-Ceiling and Wall Flush Mount _0 to 249 lumens | 1.1832e-07 | 3.0106e-07 | 6.6192e-07 | 1.2852e-06 | 2.2415e-06 | 3.561e-06 | 5.2147e-06 | 7.1114e-06 | 9.1157e-06 | 1.1076e-05 | 1.2858e-05 | 1.4366e-05 | 1.5552e-05 | 1.6417e-05 | 1.6994e-05 | 1.7333e-05 | 1.7491e-05 | 1.752e-05 | 1.7463e-05 | 1.7369e-05 | 0.00034878 | 0.034185 | 0.029713 | 0.028642 | 0.022283 | 0.021815 | 0.020686 | 0.017788 | 0.02105 | 0.026535 | 0.031677 | 0.031958 | 0.033195 | 0 | 0.068809 | 0.053735 | 0.058303 | 0.050522 | 0.052738 | 0.057144 | 0.055478 | 0.056965 | 0.057658 | 0.068781 | 0.069277 | 0.071943 | 3.9451
LO3Slow | NR | Fixtures | Residential | Lighting | 0.00025587 | 0.00024207 | 2.0391 | -38.3203 | Manufactured | ID/MT/OR-Ceiling and Wall Flush Mount _250 to 499 lumens | 1.2018e-06 | 3.0578e-06 | 6.7229e-06 | 1.3053e-05 | 2.2766e-05 | 3.6168e-05 | 5.2963e-05 | 7.2228e-05 | 9.2584e-05 | 0.0001125 | 0.0001306 | 0.00014591 | 0.00015796 | 0.00016675 | 0.0001726 | 0.00017604 | 0.00017765 | 0.00017794 | 0.00017736 | 0.00017641 | 0.0035424 | 0.066968 | 0.058207 | 0.05611 | 0.043652 | 0.042735 | 0.040524 | 0.034847 | 0.041236 | 0.051981 | 0.062055 | 0.062605 | 0.065028 | 0 | 0.1348 | 0.10527 | 0.11422 | 0.098972 | 0.10331 | 0.11194 | 0.10868 | 0.11159 | 0.11295 | 0.13474 | 0.13571 | 0.14094 | 3.9451
LO3Slow | NR | Fixtures | Residential | Lighting | 0.00049096 | 0.00046447 | 3.9125 | -38.3203 | Manufactured | ID/MT/OR-Ceiling and Wall Flush Mount _500 to 999 lumens | 1.2154e-05 | 3.0926e-05 | 6.7994e-05 | 0.00013202 | 0.00023025 | 0.0003658 | 0.00053566 | 0.0007305 | 0.00093638 | 0.0011378 | 0.0013208 | 0.0014757 | 0.0015976 | 0.0016864 | 0.0017456 | 0.0017804 | 0.0017967 | 0.0017997 | 0.0017938 | 0.0017842 | 0.035827 | 0.1285 | 0.11169 | 0.10766 | 0.083758 | 0.081999 | 0.077756 | 0.066864 | 0.079122 | 0.099739 | 0.11907 | 0.12012 | 0.12477 | 0 | 0.25864 | 0.20198 | 0.21915 | 0.1899 | 0.19823 | 0.21479 | 0.20853 | 0.21412 | 0.21673 | 0.25854 | 0.2604 | 0.27042 | 3.9451
LO3Slow | NR | Fixtures | Residential | Lighting | 0.00090004 | 0.00085147 | 7.1725 | -38.3203 | Manufactured | ID/MT/OR-Ceiling and Wall Flush Mount _1000 to 1999 lumens | 1.4331e-05 | 3.6464e-05 | 8.0171e-05 | 0.00015566 | 0.00027148 | 0.00043131 | 0.00063159 | 0.00086133 | 0.0011041 | 0.0013415 | 0.0015574 | 0.00174 | 0.0018837 | 0.0019885 | 0.0020583 | 0.0020993 | 0.0021185 | 0.002122 | 0.0021151 | 0.0021037 | 0.042244 | 0.23556 | 0.20475 | 0.19737 | 0.15355 | 0.15032 | 0.14254 | 0.12258 | 0.14505 | 0.18284 | 0.21828 | 0.22022 | 0.22874 | 0 | 0.47414 | 0.37028 | 0.40175 | 0.34814 | 0.36341 | 0.39377 | 0.38228 | 0.39253 | 0.39731 | 0.47396 | 0.47737 | 0.49574 | 3.9451
LO3Slow | NR | Fixtures | Residential | Lighting | 0.0017444 | 0.0016503 | 13.9011 | -38.3203 | Manufactured | ID/MT/OR-Ceiling and Wall Flush Mount _2000 to 3999 lumens | 1.0891e-05 | 2.771e-05 | 6.0924e-05 | 0.00011829 | 0.00020631 | 0.00032776 | 0.00047996 | 0.00065454 | 0.00083902 | 0.0010195 | 0.0011835 | 0.0013222 | 0.0014315 | 0.0015111 | 0.0015641 | 0.0015953 | 0.0016099 | 0.0016126 | 0.0016073 | 0.0015987 | 0.032102 | 0.45655 | 0.39682 | 0.38252 | 0.29759 | 0.29134 | 0.27627 | 0.23757 | 0.28112 | 0.35437 | 0.42305 | 0.42681 | 0.44332 | 0 | 0.91895 | 0.71764 | 0.77865 | 0.67473 | 0.70433 | 0.76317 | 0.74092 | 0.76078 | 0.77003 | 0.91859 | 0.9252 | 0.96082 | 3.9451
LO3Slow | NR | Fixtures | Residential | Lighting | 0.0031863 | 0.0030144 | 25.3921 | -38.3203 | Manufactured | ID/MT/OR-Ceiling and Wall Flush Mount _4000 to 7999 lumens | 3.0764e-06 | 7.8276e-06 | 1.721e-05 | 3.3414e-05 | 5.8278e-05 | 9.2586e-05 | 0.00013558 | 0.0001849 | 0.00023701 | 0.00028798 | 0.00033431 | 0.00037351 | 0.00040436 | 0.00042685 | 0.00044183 | 0.00045065 | 0.00045476 | 0.00045552 | 0.00045404 | 0.0004516 | 0.0090683 | 0.83394 | 0.72484 | 0.69872 | 0.54359 | 0.53218 | 0.50464 | 0.43395 | 0.5135 | 0.64731 | 0.77276 | 0.77961 | 0.80978 | 0 | 1.6786 | 1.3109 | 1.4223 | 1.2325 | 1.2865 | 1.394 | 1.3534 | 1.3896 | 1.4066 | 1.6779 | 1.69 | 1.755 | 3.9451
LO3Slow | NR | Fixtures | Residential | Lighting | 0.00010381 | 9.7994e-05 | 0.82491 | -111.7369 | Manufactured | ID/MT/OR-Downlight Fixture_0 to 249 lumens | 4.9464e-09 | 1.2586e-08 | 2.7671e-08 | 5.3725e-08 | 9.3702e-08 | 1.4887e-07 | 2.1799e-07 | 2.9729e-07 | 3.8107e-07 | 4.6303e-07 | 5.3752e-07 | 6.0054e-07 | 6.5015e-07 | 6.8631e-07 | 7.1041e-07 | 7.2458e-07 | 7.3119e-07 | 7.3241e-07 | 7.3002e-07 | 7.2611e-07 | 1.458e-05 | 0.027093 | 0.02351 | 0.02264 | 0.017617 | 0.017171 | 0.016259 | 0.013976 | 0.016537 | 0.020865 | 0.024959 | 0.02525 | 0.026356 | 0 | 0.055138 | 0.043017 | 0.046492 | 0.040257 | 0.041668 | 0.044953 | 0.043595 | 0.044759 | 0.045421 | 0.054451 | 0.055134 | 0.05779 | 10.9091
LO3Slow | NR | Fixtures | Residential | Lighting | 0.00020337 | 0.00019197 | 1.616 | -111.7369 | Manufactured | ID/MT/OR-Downlight Fixture_250 to 499 lumens | 6.3082e-07 | 1.6051e-06 | 3.5289e-06 | 6.8517e-06 | 1.195e-05 | 1.8985e-05 | 2.7801e-05 | 3.7913e-05 | 4.8599e-05 | 5.9051e-05 | 6.8551e-05 | 7.6588e-05 | 8.2915e-05 | 8.7527e-05 | 9.0599e-05 | 9.2406e-05 | 9.3249e-05 | 9.3405e-05 | 9.3101e-05 | 9.2601e-05 | 0.0018595 | 0.053074 | 0.046056 | 0.044351 | 0.034511 | 0.033638 | 0.03185 | 0.027379 | 0.032396 | 0.040874 | 0.048895 | 0.049464 | 0.051631 | 0 | 0.10801 | 0.08427 | 0.091077 | 0.078864 | 0.081627 | 0.088062 | 0.085402 | 0.087683 | 0.088979 | 0.10667 | 0.10801 | 0.11321 | 10.9091
LO3Slow | NR | Fixtures | Residential | Lighting | 0.00039021 | 0.00036834 | 3.1007 | -111.7369 | Manufactured | ID/MT/OR-Downlight Fixture_500 to 999 lumens | 2.4882e-05 | 6.3309e-05 | 0.00013919 | 0.00027025 | 0.00047135 | 0.00074883 | 0.0010966 | 0.0014954 | 0.0019169 | 0.0023292 | 0.0027039 | 0.0030209 | 0.0032704 | 0.0034524 | 0.0035735 | 0.0036448 | 0.0036781 | 0.0036842 | 0.0036722 | 0.0036525 | 0.073344 | 0.10184 | 0.08837 | 0.085099 | 0.066219 | 0.064544 | 0.061113 | 0.052533 | 0.06216 | 0.078427 | 0.093817 | 0.09491 | 0.099067 | 0 | 0.20725 | 0.16169 | 0.17476 | 0.15132 | 0.15662 | 0.16897 | 0.16387 | 0.16824 | 0.17073 | 0.20467 | 0.20724 | 0.21722 | 10.9091
LO3Slow | NR | Fixtures | Residential | Lighting | 0.00071535 | 0.00067525 | 5.6843 | -111.7369 | Manufactured | ID/MT/OR-Downlight Fixture_1000 to 1999 lumens | 8.06e-06 | 2.0508e-05 | 4.5089e-05 | 8.7545e-05 | 0.00015269 | 0.00024257 | 0.00035522 | 0.00048442 | 0.00062095 | 0.0007545 | 0.00087588 | 0.00097858 | 0.0010594 | 0.0011183 | 0.0011576 | 0.0011807 | 0.0011915 | 0.0011934 | 0.0011896 | 0.0011832 | 0.023759 | 0.18669 | 0.162 | 0.15601 | 0.12139 | 0.11832 | 0.11203 | 0.096306 | 0.11395 | 0.14377 | 0.17199 | 0.17399 | 0.18161 | 0 | 0.37995 | 0.29642 | 0.32037 | 0.2774 | 0.28712 | 0.30976 | 0.3004 | 0.30843 | 0.31298 | 0.37521 | 0.37992 | 0.39822 | 10.9091
LO3Slow | NR | Fixtures | Residential | Lighting | 0.0013864 | 0.0013087 | 11.0168 | -111.7369 | Manufactured | ID/MT/OR-Downlight Fixture_2000 to 3999 lumens | 1.9457e-06 | 4.9507e-06 | 1.0885e-05 | 2.1133e-05 | 3.6859e-05 | 5.8558e-05 | 8.5749e-05 | 0.00011694 | 0.0001499 | 0.00018214 | 0.00021144 | 0.00023623 | 0.00025574 | 0.00026997 | 0.00027944 | 0.00028502 | 0.00028762 | 0.0002881 | 0.00028716 | 0.00028562 | 0.0057353 | 0.36183 | 0.31398 | 0.30236 | 0.23528 | 0.22933 | 0.21714 | 0.18665 | 0.22086 | 0.27865 | 0.33333 | 0.33722 | 0.35199 | 0 | 0.73638 | 0.5745 | 0.62091 | 0.53764 | 0.55648 | 0.60035 | 0.58222 | 0.59777 | 0.6066 | 0.72721 | 0.73633 | 0.7718 | 10.9091
LO3Slow | NR | Fixtures | Residential | Lighting | 0.0025325 | 0.0023905 | 20.1235 | -111.7369 | Manufactured | ID/MT/OR-Downlight Fixture_4000 to 7999 lumens | 4.2843e-07 | 1.0901e-06 | 2.3967e-06 | 4.6534e-06 | 8.1159e-06 | 1.2894e-05 | 1.8881e-05 | 2.5749e-05 | 3.3006e-05 | 4.0105e-05 | 4.6557e-05 | 5.2016e-05 | 5.6312e-05 | 5.9445e-05 | 6.1531e-05 | 6.2759e-05 | 6.3331e-05 | 6.3437e-05 | 6.323e-05 | 6.2891e-05 | 0.0012629 | 0.66092 | 0.57353 | 0.5523 | 0.42976 | 0.41889 | 0.39662 | 0.34094 | 0.40342 | 0.50899 | 0.60887 | 0.61597 | 0.64295 | 0 | 1.3451 | 1.0494 | 1.1342 | 0.98207 | 1.0165 | 1.0966 | 1.0635 | 1.0919 | 1.108 | 1.3283 | 1.345 | 1.4098 | 10.9091
LO3Slow | NR | Fixtures | Residential | Lighting | 0.00015581 | 0.00017678 | 0.87246 | -73.1679 | Manufactured | ID/MT/OR-Exterior Porch_0 to 249 lumens | 1.3498e-10 | 3.4344e-10 | 7.5508e-10 | 1.4661e-09 | 2.5569e-09 | 4.0622e-09 | 5.9486e-09 | 8.1123e-09 | 1.0399e-08 | 1.2635e-08 | 1.4668e-08 | 1.6388e-08 | 1.7741e-08 | 1.8728e-08 | 1.9386e-08 | 1.9772e-08 | 1.9953e-08 | 1.9986e-08 | 1.9921e-08 | 1.9814e-08 | 3.9787e-07 | 0.036904 | 0.032436 | 0.025702 | 0.015347 | 0.014385 | 0.013998 | 0.010224 | 0.012259 | 0.018285 | 0.029961 | 0.034755 | 0.037568 | 0 | 0.0721 | 0.053403 | 0.046961 | 0.039095 | 0.036499 | 0.035078 | 0.036685 | 0.038622 | 0.045202 | 0.052172 | 0.064052 | 0.070763 | 11.1792
LO3Slow | NR | Fixtures | Residential | Lighting | 0.00030523 | 0.0003463 | 1.7091 | -73.1679 | Manufactured | ID/MT/OR-Exterior Porch_250 to 499 lumens | 2.717e-08 | 6.9131e-08 | 1.5199e-07 | 2.9511e-07 | 5.1469e-07 | 8.177e-07 | 1.1974e-06 | 1.633e-06 | 2.0932e-06 | 2.5434e-06 | 2.9525e-06 | 3.2987e-06 | 3.5712e-06 | 3.7698e-06 | 3.9022e-06 | 3.98e-06 | 4.0163e-06 | 4.023e-06 | 4.0099e-06 | 3.9884e-06 | 8.0088e-05 | 0.072295 | 0.063542 | 0.050349 | 0.030064 | 0.02818 | 0.027422 | 0.020028 | 0.024016 | 0.035821 | 0.058693 | 0.068085 | 0.073595 | 0 | 0.14124 | 0.10462 | 0.091996 | 0.076587 | 0.071502 | 0.068718 | 0.071865 | 0.075661 | 0.08855 | 0.1022 | 0.12548 | 0.13862 | 11.1792
LO3Slow | NR | Fixtures | Residential | Lighting | 0.00058566 | 0.00066447 | 3.2794 | -73.1679 | Manufactured | ID/MT/OR-Exterior Porch_500 to 999 lumens | 1.2208e-06 | 3.1062e-06 | 6.8294e-06 | 1.326e-05 | 2.3126e-05 | 3.6741e-05 | 5.3802e-05 | 7.3372e-05 | 9.4051e-05 | 0.00011428 | 0.00013266 | 0.00014822 | 0.00016046 | 0.00016939 | 0.00017533 | 0.00017883 | 0.00018046 | 0.00018076 | 0.00018017 | 0.00017921 | 0.0035985 | 0.13872 | 0.12192 | 0.096608 | 0.057686 | 0.05407 | 0.052616 | 0.038428 | 0.04608 | 0.068732 | 0.11262 | 0.13064 | 0.14121 | 0 | 0.27101 | 0.20073 | 0.17652 | 0.14695 | 0.13719 | 0.13185 | 0.13789 | 0.14517 | 0.16991 | 0.1961 | 0.24076 | 0.26599 | 11.1792
LO3Slow | NR | Fixtures | Residential | Lighting | 0.0010737 | 0.0012181 | 6.0119 | -73.1679 | Manufactured | ID/MT/OR-Exterior Porch_1000 to 1999 lumens | 2.233e-06 | 5.6817e-06 | 1.2492e-05 | 2.4254e-05 | 4.2302e-05 | 6.7205e-05 | 9.8412e-05 | 0.00013421 | 0.00017203 | 0.00020903 | 0.00024266 | 0.00027111 | 0.00029351 | 0.00030983 | 0.00032071 | 0.00032711 | 0.00033009 | 0.00033064 | 0.00032957 | 0.0003278 | 0.0065823 | 0.2543 | 0.22351 | 0.17711 | 0.10575 | 0.099122 | 0.096458 | 0.070448 | 0.084476 | 0.126 | 0.20645 | 0.23949 | 0.25887 | 0 | 0.49683 | 0.36799 | 0.3236 | 0.2694 | 0.25151 | 0.24172 | 0.25279 | 0.26614 | 0.31148 | 0.35951 | 0.44137 | 0.48762 | 11.1792
LO3Slow | NR | Fixtures | Residential | Lighting | 0.0020809 | 0.0023609 | 11.6518 | -73.1679 | Manufactured | ID/MT/OR-Exterior Porch_2000 to 3999 lumens | 1.7536e-06 | 4.4618e-06 | 9.8097e-06 | 1.9046e-05 | 3.3219e-05 | 5.2775e-05 | 7.7281e-05 | 0.00010539 | 0.0001351 | 0.00016415 | 0.00019056 | 0.0002129 | 0.00023049 | 0.00024331 | 0.00025185 | 0.00025687 | 0.00025922 | 0.00025965 | 0.0002588 | 0.00025741 | 0.005169 | 0.49286 | 0.43319 | 0.34325 | 0.20496 | 0.19211 | 0.18695 | 0.13654 | 0.16372 | 0.24421 | 0.40013 | 0.46416 | 0.50172 | 0 | 0.96291 | 0.7132 | 0.62717 | 0.52212 | 0.48746 | 0.46848 | 0.48994 | 0.51581 | 0.60368 | 0.69677 | 0.85543 | 0.94506 | 11.1792
LO3Slow | NR | Fixtures | Residential | Lighting | 0.003801 | 0.0043124 | 21.2835 | -73.1679 | Manufactured | ID/MT/OR-Exterior Porch_4000 to 7999 lumens | 1.4058e-07 | 3.5768e-07 | 7.8641e-07 | 1.5269e-06 | 2.663e-06 | 4.2308e-06 | 6.1954e-06 | 8.4489e-06 | 1.083e-05 | 1.3159e-05 | 1.5276e-05 | 1.7067e-05 | 1.8477e-05 | 1.9505e-05 | 2.019e-05 | 2.0592e-05 | 2.078e-05 | 2.0815e-05 | 2.0747e-05 | 2.0636e-05 | 0.00041438 | 0.90028 | 0.79127 | 0.62699 | 0.37439 | 0.35091 | 0.34148 | 0.2494 | 0.29906 | 0.44607 | 0.73089 | 0.84785 | 0.91646 | 0 | 1.7589 | 1.3027 | 1.1456 | 0.95372 | 0.8904 | 0.85573 | 0.89492 | 0.94219 | 1.1027 | 1.2727 | 1.5625 | 1.7263 | 11.1792
LO3Slow | NR | Fixtures | Residential | Lighting | 0.00017263 | 0.00020188 | 0.95994 | -90.3304 | Manufactured | ID/MT/OR-Chandelier/Pendant_0 to 249 lumens | 3.7433e-08 | 9.5246e-08 | 2.0941e-07 | 4.0659e-07 | 7.0913e-07 | 1.1266e-06 | 1.6497e-06 | 2.2498e-06 | 2.8839e-06 | 3.5042e-06 | 4.0679e-06 | 4.5448e-06 | 4.9203e-06 | 5.1939e-06 | 5.3763e-06 | 5.4835e-06 | 5.5335e-06 | 5.5428e-06 | 5.5247e-06 | 5.4951e-06 | 0.00011034 | 0.041526 | 0.037048 | 0.029273 | 0.017087 | 0.016976 | 0.016859 | 0.012365 | 0.014842 | 0.021896 | 0.035317 | 0.040183 | 0.041778 | 0 | 0.07275 | 0.053859 | 0.047584 | 0.0397 | 0.041018 | 0.041674 | 0.044287 | 0.046685 | 0.053087 | 0.057578 | 0.068012 | 0.068561 | 6.4193
LO3Slow | NR | Fixtures | Residential | Lighting | 0.00033817 | 0.00039547 | 1.8805 | -90.3304 | Manufactured | ID/MT/OR-Chandelier/Pendant_250 to 499 lumens | 3.4725e-07 | 8.8354e-07 | 1.9426e-06 | 3.7717e-06 | 6.5781e-06 | 1.0451e-05 | 1.5304e-05 | 2.087e-05 | 2.6752e-05 | 3.2506e-05 | 3.7735e-05 | 4.216e-05 | 4.5642e-05 | 4.8181e-05 | 4.9872e-05 | 5.0867e-05 | 5.1331e-05 | 5.1417e-05 | 5.1249e-05 | 5.0974e-05 | 0.0010236 | 0.081348 | 0.072576 | 0.057345 | 0.033473 | 0.033257 | 0.033026 | 0.024223 | 0.029076 | 0.042893 | 0.069185 | 0.078718 | 0.081844 | 0 | 0.14252 | 0.10551 | 0.093216 | 0.077771 | 0.080353 | 0.081638 | 0.086757 | 0.091456 | 0.104 | 0.1128 | 0.13323 | 0.13431 | 6.4193
LO3Slow | NR | Fixtures | Residential | Lighting | 0.00064887 | 0.00075881 | 3.6083 | -90.3304 | Manufactured | ID/MT/OR-Chandelier/Pendant_500 to 999 lumens | 3.2964e-06 | 8.3875e-06 | 1.8441e-05 | 3.5804e-05 | 6.2446e-05 | 9.9209e-05 | 0.00014528 | 0.00019812 | 0.00025396 | 0.00030858 | 0.00035822 | 0.00040022 | 0.00043328 | 0.00045738 | 0.00047344 | 0.00048288 | 0.00048729 | 0.0004881 | 0.00048651 | 0.0004839 | 0.0097169 | 0.15609 | 0.13926 | 0.11003 | 0.064226 | 0.063811 | 0.063369 | 0.046477 | 0.055789 | 0.082302 | 0.13275 | 0.15104 | 0.15704 | 0 | 0.27345 | 0.20245 | 0.17886 | 0.14922 | 0.15418 | 0.15664 | 0.16647 | 0.17548 | 0.19954 | 0.21643 | 0.25564 | 0.25771 | 6.4193
LO3Slow | NR | Fixtures | Residential | Lighting | 0.0011895 | 0.0013911 | 6.6148 | -90.3304 | Manufactured | ID/MT/OR-Chandelier/Pendant_1000 to 1999 lumens | 4.3069e-06 | 1.0959e-05 | 2.4094e-05 | 4.678e-05 | 8.1588e-05 | 0.00012962 | 0.00018981 | 0.00025885 | 0.00033181 | 0.00040317 | 0.00046803 | 0.00052291 | 0.0005661 | 0.00059759 | 0.00061856 | 0.0006309 | 0.00063666 | 0.00063772 | 0.00063565 | 0.00063223 | 0.012695 | 0.28614 | 0.25529 | 0.20171 | 0.11774 | 0.11698 | 0.11617 | 0.085204 | 0.10227 | 0.15088 | 0.24336 | 0.27689 | 0.28789 | 0 | 0.5013 | 0.37113 | 0.32789 | 0.27356 | 0.28264 | 0.28717 | 0.30517 | 0.3217 | 0.36581 | 0.39676 | 0.46866 | 0.47244 | 6.4193
LO3Slow | NR | Fixtures | Residential | Lighting | 0.0023054 | 0.0026961 | 12.8202 | -90.3304 | Manufactured | ID/MT/OR-Chandelier/Pendant_2000 to 3999 lumens | 7.1099e-06 | 1.8091e-05 | 3.9774e-05 | 7.7225e-05 | 0.00013469 | 0.00021398 | 0.00031334 | 0.00042732 | 0.00054775 | 0.00066556 | 0.00077263 | 0.00086322 | 0.00093453 | 0.00098651 | 0.0010211 | 0.0010415 | 0.001051 | 0.0010528 | 0.0010493 | 0.0010437 | 0.020958 | 0.55458 | 0.49478 | 0.39095 | 0.2282 | 0.22672 | 0.22515 | 0.16514 | 0.19822 | 0.29242 | 0.47166 | 0.53665 | 0.55796 | 0 | 0.97159 | 0.7193 | 0.63549 | 0.5302 | 0.5478 | 0.55656 | 0.59146 | 0.62349 | 0.70898 | 0.76897 | 0.90831 | 0.91564 | 6.4193
LO3Slow | NR | Fixtures | Residential | Lighting | 0.0042112 | 0.0049247 | 23.4176 | -90.3304 | Manufactured | ID/MT/OR-Chandelier/Pendant_4000 to 7999 lumens | 3.7564e-06 | 9.5579e-06 | 2.1014e-05 | 4.08e-05 | 7.116e-05 | 0.00011305 | 0.00016555 | 0.00022577 | 0.0002894 | 0.00035164 | 0.00040821 | 0.00045607 | 0.00049374 | 0.00052121 | 0.0005395 | 0.00055026 | 0.00055528 | 0.00055621 | 0.0005544 | 0.00055142 | 0.011073 | 1.013 | 0.90377 | 0.71411 | 0.41683 | 0.41414 | 0.41126 | 0.30164 | 0.36207 | 0.53414 | 0.86154 | 0.98026 | 1.0192 | 0 | 1.7747 | 1.3139 | 1.1608 | 0.96847 | 1.0006 | 1.0166 | 1.0804 | 1.1389 | 1.295 | 1.4046 | 1.6591 | 1.6725 | 6.4193
LO3Slow | NR | Fixtures | Residential | Lighting | 2.898e-05 | 2.7142e-05 | 0.22794 | 9.8699 | Manufactured | ID/MT/OR-Linear Flush Mount_0 to 249 lumens | 7.2496e-09 | 1.8446e-08 | 4.0555e-08 | 7.8742e-08 | 1.3733e-07 | 2.1818e-07 | 3.195e-07 | 4.3571e-07 | 5.5851e-07 | 6.7863e-07 | 7.8781e-07 | 8.8018e-07 | 9.5289e-07 | 1.0059e-06 | 1.0412e-06 | 1.062e-06 | 1.0717e-06 | 1.0734e-06 | 1.0699e-06 | 1.0642e-06 | 2.137e-05 | 0.007487 | 0.006459 | 0.0061971 | 0.0048257 | 0.0046285 | 0.0043584 | 0.0037415 | 0.0044261 | 0.0056027 | 0.0067528 | 0.0069007 | 0.0073306 | 0 | 0.015836 | 0.012314 | 0.01313 | 0.01134 | 0.011387 | 0.01209 | 0.011678 | 0.011986 | 0.01228 | 0.014988 | 0.015464 | 0.016735 | 1.6464
LO3Slow | NR | Fixtures | Residential | Lighting | 5.6772e-05 | 5.3172e-05 | 0.44653 | 9.8699 | Manufactured | ID/MT/OR-Linear Flush Mount_250 to 499 lumens | 1.9202e-07 | 4.8858e-07 | 1.0742e-06 | 2.0857e-06 | 3.6376e-06 | 5.7791e-06 | 8.4627e-06 | 1.1541e-05 | 1.4794e-05 | 1.7975e-05 | 2.0867e-05 | 2.3314e-05 | 2.5239e-05 | 2.6643e-05 | 2.7579e-05 | 2.8129e-05 | 2.8385e-05 | 2.8433e-05 | 2.834e-05 | 2.8188e-05 | 0.00056602 | 0.014667 | 0.012653 | 0.01214 | 0.0094535 | 0.0090671 | 0.008538 | 0.0073295 | 0.0086706 | 0.010976 | 0.013229 | 0.013518 | 0.01436 | 0 | 0.031023 | 0.024123 | 0.025721 | 0.022214 | 0.022307 | 0.023685 | 0.022877 | 0.02348 | 0.024055 | 0.029361 | 0.030294 | 0.032784 | 1.6464
LO3Slow | NR | Fixtures | Residential | Lighting | 0.00010893 | 0.00010202 | 0.85678 | 9.8699 | Manufactured | ID/MT/OR-Linear Flush Mount_500 to 999 lumens | 3.7681e-06 | 9.5876e-06 | 2.1079e-05 | 4.0927e-05 | 7.1381e-05 | 0.0001134 | 0.00016606 | 0.00022647 | 0.0002903 | 0.00035273 | 0.00040948 | 0.00045749 | 0.00049528 | 0.00052283 | 0.00054118 | 0.00055197 | 0.00055701 | 0.00055794 | 0.00055612 | 0.00055314 | 0.011107 | 0.028142 | 0.024278 | 0.023294 | 0.018139 | 0.017398 | 0.016382 | 0.014064 | 0.016637 | 0.021059 | 0.025382 | 0.025938 | 0.027554 | 0 | 0.059525 | 0.046286 | 0.049352 | 0.042623 | 0.042802 | 0.045445 | 0.043896 | 0.045053 | 0.046157 | 0.056337 | 0.058127 | 0.062904 | 1.6464
LO3Slow | NR | Fixtures | Residential | Lighting | 0.0001997 | 0.00018703 | 1.5707 | 9.8699 | Manufactured | ID/MT/OR-Linear Flush Mount_1000 to 1999 lumens | 6.1098e-06 | 1.5546e-05 | 3.4179e-05 | 6.6362e-05 | 0.00011574 | 0.00018388 | 0.00026927 | 0.00036721 | 0.0004707 | 0.00057194 | 0.00066395 | 0.0007418 | 0.00080308 | 0.00084774 | 0.0008775 | 0.000895 | 0.00090317 | 0.00090468 | 0.00090173 | 0.00089689 | 0.01801 | 0.051591 | 0.044508 | 0.042703 | 0.033253 | 0.031894 | 0.030033 | 0.025782 | 0.030499 | 0.038607 | 0.046532 | 0.047551 | 0.050513 | 0 | 0.10912 | 0.084852 | 0.090474 | 0.078139 | 0.078467 | 0.083312 | 0.080471 | 0.082593 | 0.084616 | 0.10328 | 0.10656 | 0.11532 | 1.6464
LO3Slow | NR | Fixtures | Residential | Lighting | 0.00038704 | 0.00036249 | 3.0442 | 9.8699 | Manufactured | ID/MT/OR-Linear Flush Mount_2000 to 3999 lumens | 1.9605e-06 | 4.9884e-06 | 1.0968e-05 | 2.1295e-05 | 3.714e-05 | 5.9004e-05 | 8.6404e-05 | 0.00011783 | 0.00015104 | 0.00018353 | 0.00021305 | 0.00023803 | 0.0002577 | 0.00027203 | 0.00028158 | 0.00028719 | 0.00028981 | 0.0002903 | 0.00028935 | 0.0002878 | 0.0057791 | 0.09999 | 0.086262 | 0.082764 | 0.064448 | 0.061814 | 0.058207 | 0.049968 | 0.059111 | 0.074825 | 0.090185 | 0.09216 | 0.097901 | 0 | 0.2115 | 0.16445 | 0.17535 | 0.15144 | 0.15208 | 0.16147 | 0.15596 | 0.16008 | 0.164 | 0.20017 | 0.20653 | 0.2235 | 1.6464
LO3Slow | NR | Fixtures | Residential | Lighting | 0.00070697 | 0.00066213 | 5.5605 | 9.8699 | Manufactured | ID/MT/OR-Linear Flush Mount_4000 to 7999 lumens | 3.3168e-07 | 8.4393e-07 | 1.8555e-06 | 3.6026e-06 | 6.2832e-06 | 9.9822e-06 | 1.4618e-05 | 1.9935e-05 | 2.5553e-05 | 3.1049e-05 | 3.6044e-05 | 4.027e-05 | 4.3596e-05 | 4.6021e-05 | 4.7636e-05 | 4.8587e-05 | 4.903e-05 | 4.9112e-05 | 4.8952e-05 | 4.8689e-05 | 0.0009777 | 0.18264 | 0.15757 | 0.15118 | 0.11772 | 0.11291 | 0.10632 | 0.091273 | 0.10797 | 0.13668 | 0.16473 | 0.16834 | 0.17883 | 0 | 0.38632 | 0.3004 | 0.3203 | 0.27663 | 0.27779 | 0.29494 | 0.28488 | 0.2924 | 0.29956 | 0.36563 | 0.37725 | 0.40825 | 1.6464
LO3Slow | NR | Fixtures | Residential | Lighting | 2.1873e-05 | 2.0242e-05 | 0.16937 | 18.1824 | Manufactured | ID/MT/OR-Linear Shop_0 to 249 lumens | 3.8951e-09 | 9.9109e-09 | 2.179e-08 | 4.2307e-08 | 7.3788e-08 | 1.1723e-07 | 1.7166e-07 | 2.3411e-07 | 3.0008e-07 | 3.6463e-07 | 4.2329e-07 | 4.7291e-07 | 5.1198e-07 | 5.4046e-07 | 5.5943e-07 | 5.7059e-07 | 5.7579e-07 | 5.7675e-07 | 5.7488e-07 | 5.7179e-07 | 1.1482e-05 | 0.005564 | 0.0047565 | 0.0045372 | 0.0035372 | 0.0033056 | 0.0030843 | 0.0026418 | 0.0031239 | 0.0039762 | 0.0048523 | 0.0050398 | 0.005502 | 0 | 0.012457 | 0.0096407 | 0.010081 | 0.0086736 | 0.0083159 | 0.0086034 | 0.0082545 | 0.0084675 | 0.0088128 | 0.01107 | 0.011754 | 0.013315 | 1.2998
LO3Slow | NR | Fixtures | Residential | Lighting | 4.2848e-05 | 3.9655e-05 | 0.33179 | 18.1824 | Manufactured | ID/MT/OR-Linear Shop_250 to 499 lumens | 0 | 0 | 0 | 0 | 0 | 0 | 0 | 0 | 0 | 0 | 0 | 0 | 0 | 0 | 0 | 0 | 0 | 0 | 0 | 0 | 0 | 0.0109 | 0.0093179 | 0.0088884 | 0.0069294 | 0.0064756 | 0.0060422 | 0.0051753 | 0.0061197 | 0.0077893 | 0.0095056 | 0.0098729 | 0.010778 | 0 | 0.024402 | 0.018886 | 0.019749 | 0.016991 | 0.016291 | 0.016854 | 0.01617 | 0.016588 | 0.017264 | 0.021686 | 0.023026 | 0.026085 | 1.2998
LO3Slow | NR | Fixtures | Residential | Lighting | 8.2216e-05 | 7.6087e-05 | 0.63662 | 18.1824 | Manufactured | ID/MT/OR-Linear Shop_500 to 999 lumens | 4.0552e-09 | 1.0318e-08 | 2.2686e-08 | 4.4046e-08 | 7.6821e-08 | 1.2205e-07 | 1.7872e-07 | 2.4373e-07 | 3.1242e-07 | 3.7961e-07 | 4.4068e-07 | 4.9235e-07 | 5.3302e-07 | 5.6267e-07 | 5.8242e-07 | 5.9404e-07 | 5.9945e-07 | 6.0046e-07 | 5.985e-07 | 5.9529e-07 | 1.1954e-05 | 0.020914 | 0.017879 | 0.017055 | 0.013296 | 0.012425 | 0.011593 | 0.0099302 | 0.011742 | 0.014946 | 0.018239 | 0.018944 | 0.020681 | 0 | 0.046822 | 0.036238 | 0.037894 | 0.032602 | 0.031258 | 0.032339 | 0.031027 | 0.031828 | 0.033126 | 0.04161 | 0.044182 | 0.05005 | 1.2998
LO3Slow | NR | Fixtures | Residential | Lighting | 0.00015072 | 0.00013949 | 1.1671 | 18.1824 | Manufactured | ID/MT/OR-Linear Shop_1000 to 1999 lumens | 9.3754e-10 | 2.3855e-09 | 5.2448e-09 | 1.0183e-08 | 1.776e-08 | 2.8216e-08 | 4.1319e-08 | 5.6348e-08 | 7.2229e-08 | 8.7763e-08 | 1.0188e-07 | 1.1383e-07 | 1.2323e-07 | 1.3008e-07 | 1.3465e-07 | 1.3734e-07 | 1.3859e-07 | 1.3882e-07 | 1.3837e-07 | 1.3763e-07 | 2.7636e-06 | 0.03834 | 0.032776 | 0.031265 | 0.024374 | 0.022778 | 0.021254 | 0.018204 | 0.021526 | 0.027399 | 0.033436 | 0.034728 | 0.037913 | 0 | 0.085836 | 0.066432 | 0.069468 | 0.059768 | 0.057303 | 0.059284 | 0.05688 | 0.058347 | 0.060727 | 0.076281 | 0.080996 | 0.091754 | 1.2998
LO3Slow | NR | Fixtures | Residential | Lighting | 0.00029211 | 0.00027034 | 2.2619 | 18.1824 | Manufactured | ID/MT/OR-Linear Shop_2000 to 3999 lumens | 0 | 0 | 0 | 0 | 0 | 0 | 0 | 0 | 0 | 0 | 0 | 0 | 0 | 0 | 0 | 0 | 0 | 0 | 0 | 0 | 0 | 0.074308 | 0.063524 | 0.060596 | 0.04724 | 0.044147 | 0.041192 | 0.035282 | 0.04172 | 0.053103 | 0.064803 | 0.067307 | 0.07348 | 0 | 0.16636 | 0.12875 | 0.13464 | 0.11584 | 0.11106 | 0.1149 | 0.11024 | 0.11308 | 0.1177 | 0.14784 | 0.15698 | 0.17783 | 1.2998
LO3Slow | NR | Fixtures | Residential | Lighting | 0.00053358 | 0.00049381 | 4.1317 | 18.1824 | Manufactured | ID/MT/OR-Linear Shop_4000 to 7999 lumens | 5.2805e-08 | 1.3436e-07 | 2.954e-07 | 5.7354e-07 | 1.0003e-06 | 1.5892e-06 | 2.3272e-06 | 3.1737e-06 | 4.0681e-06 | 4.9431e-06 | 5.7383e-06 | 6.4111e-06 | 6.9407e-06 | 7.3267e-06 | 7.5839e-06 | 7.7352e-06 | 7.8058e-06 | 7.8188e-06 | 7.7933e-06 | 7.7515e-06 | 0.00015565 | 0.13573 | 0.11603 | 0.11068 | 0.08629 | 0.080639 | 0.075242 | 0.064447 | 0.076207 | 0.096999 | 0.11837 | 0.12294 | 0.13422 | 0 | 0.30388 | 0.23518 | 0.24593 | 0.21159 | 0.20287 | 0.20988 | 0.20137 | 0.20656 | 0.21499 | 0.27005 | 0.28674 | 0.32483 | 1.2998
LO3Slow | NR | Fixtures | Residential | Lighting | 0.00025527 | 0.00024217 | 2.0416 | -47.6767 | Manufactured | ID/MT/OR-Track_0 to 249 lumens | 0 | 0 | 0 | 0 | 0 | 0 | 0 | 0 | 0 | 0 | 0 | 0 | 0 | 0 | 0 | 0 | 0 | 0 | 0 | 0 | 0 | 0.067048 | 0.058395 | 0.056361 | 0.043837 | 0.043149 | 0.04099 | 0.035264 | 0.041732 | 0.05255 | 0.062578 | 0.06292 | 0.06496 | 0 | 0.1331 | 0.10407 | 0.11348 | 0.098426 | 0.10383 | 0.11311 | 0.10996 | 0.11292 | 0.11393 | 0.13509 | 0.13517 | 0.13873 | 3.8658
LO3Slow | NR | Fixtures | Residential | Lighting | 0.00050008 | 0.0004744 | 3.9995 | -47.6767 | Manufactured | ID/MT/OR-Track_250 to 499 lumens | 1.207e-07 | 3.0712e-07 | 6.7524e-07 | 1.311e-06 | 2.2866e-06 | 3.6327e-06 | 5.3195e-06 | 7.2545e-06 | 9.299e-06 | 1.1299e-05 | 1.3117e-05 | 1.4655e-05 | 1.5865e-05 | 1.6748e-05 | 1.7336e-05 | 1.7681e-05 | 1.7843e-05 | 1.7873e-05 | 1.7814e-05 | 1.7719e-05 | 0.0003558 | 0.13135 | 0.11439 | 0.11041 | 0.085876 | 0.084528 | 0.0803 | 0.069081 | 0.081753 | 0.10294 | 0.12259 | 0.12326 | 0.12726 | 0 | 0.26074 | 0.20387 | 0.2223 | 0.19281 | 0.20341 | 0.22158 | 0.2154 | 0.2212 | 0.22319 | 0.26464 | 0.26479 | 0.27177 | 3.8658
LO3Slow | NR | Fixtures | Residential | Lighting | 0.00095953 | 0.00091026 | 7.674 | -47.6767 | Manufactured | ID/MT/OR-Track_500 to 999 lumens | 1.4625e-06 | 3.7213e-06 | 8.1818e-06 | 1.5886e-05 | 2.7706e-05 | 4.4017e-05 | 6.4456e-05 | 8.7902e-05 | 0.00011268 | 0.00013691 | 0.00015894 | 0.00017757 | 0.00019224 | 0.00020293 | 0.00021005 | 0.00021424 | 0.0002162 | 0.00021656 | 0.00021585 | 0.0002147 | 0.0043112 | 0.25202 | 0.2195 | 0.21185 | 0.16478 | 0.16219 | 0.15408 | 0.13255 | 0.15686 | 0.19752 | 0.23522 | 0.2365 | 0.24417 | 0 | 0.5003 | 0.39118 | 0.42654 | 0.36996 | 0.39029 | 0.42516 | 0.41331 | 0.42443 | 0.42825 | 0.50777 | 0.50807 | 0.52147 | 3.8658
LO3Slow | NR | Fixtures | Residential | Lighting | 0.001759 | 0.0016687 | 14.0682 | -47.6767 | Manufactured | ID/MT/OR-Track_1000 to 1999 lumens | 2.3438e-06 | 5.9637e-06 | 1.3112e-05 | 2.5458e-05 | 4.4401e-05 | 7.054e-05 | 0.0001033 | 0.00014087 | 0.00018057 | 0.00021941 | 0.00025471 | 0.00028457 | 0.00030808 | 0.00032521 | 0.00033663 | 0.00034334 | 0.00034647 | 0.00034705 | 0.00034592 | 0.00034407 | 0.006909 | 0.46202 | 0.40239 | 0.38837 | 0.30207 | 0.29733 | 0.28246 | 0.243 | 0.28757 | 0.36211 | 0.43121 | 0.43357 | 0.44763 | 0 | 0.91716 | 0.71713 | 0.78195 | 0.67823 | 0.71549 | 0.77941 | 0.75769 | 0.77808 | 0.78508 | 0.93087 | 0.93141 | 0.95597 | 3.8658
LO3Slow | NR | Fixtures | Residential | Lighting | 0.0034092 | 0.0032342 | 27.2659 | -47.6767 | Manufactured | ID/MT/OR-Track_2000 to 3999 lumens | 2.9658e-06 | 7.5463e-06 | 1.6592e-05 | 3.2214e-05 | 5.6184e-05 | 8.926e-05 | 0.00013071 | 0.00017825 | 0.00022849 | 0.00027763 | 0.0003223 | 0.00036009 | 0.00038983 | 0.00041151 | 0.00042596 | 0.00043446 | 0.00043842 | 0.00043915 | 0.00043772 | 0.00043537 | 0.0087424 | 0.89545 | 0.77987 | 0.75272 | 0.58545 | 0.57626 | 0.54744 | 0.47096 | 0.55734 | 0.70181 | 0.83574 | 0.84031 | 0.86756 | 0 | 1.7776 | 1.3899 | 1.5155 | 1.3145 | 1.3867 | 1.5106 | 1.4685 | 1.508 | 1.5216 | 1.8041 | 1.8052 | 1.8528 | 3.8658
LO3Slow | NR | Fixtures | Residential | Lighting | 0.0062274 | 0.0059076 | 49.8044 | -47.6767 | Manufactured | ID/MT/OR-Track_4000 to 7999 lumens | 1.3283e-06 | 3.3796e-06 | 7.4305e-06 | 1.4427e-05 | 2.5162e-05 | 3.9975e-05 | 5.8538e-05 | 7.9831e-05 | 0.00010233 | 0.00012434 | 0.00014434 | 0.00016127 | 0.00017459 | 0.0001843 | 0.00019077 | 0.00019457 | 0.00019635 | 0.00019668 | 0.00019603 | 0.00019498 | 0.0039153 | 1.6356 | 1.4245 | 1.3749 | 1.0694 | 1.0526 | 0.99995 | 0.86026 | 1.018 | 1.2819 | 1.5266 | 1.5349 | 1.5847 | 0 | 3.2469 | 2.5388 | 2.7683 | 2.4011 | 2.533 | 2.7593 | 2.6824 | 2.7546 | 2.7793 | 3.2955 | 3.2974 | 3.3844 | 3.8658
LO3Slow | NR | Fixtures | Residential | Lighting | 7.0455e-05 | 6.6792e-05 | 0.56298 | -74.4134 | Manufactured | WA-Floor/Table_0 to 249 lumens | 3.4844e-07 | 8.8657e-07 | 1.9492e-06 | 3.7846e-06 | 6.6006e-06 | 1.0486e-05 | 1.5356e-05 | 2.0942e-05 | 2.6844e-05 | 3.2617e-05 | 3.7865e-05 | 4.2304e-05 | 4.5799e-05 | 4.8346e-05 | 5.0043e-05 | 5.1041e-05 | 5.1507e-05 | 5.1593e-05 | 5.1425e-05 | 5.1149e-05 | 0.0010271 | 0.018489 | 0.016095 | 0.015529 | 0.012079 | 0.011874 | 0.011275 | 0.0096988 | 0.011478 | 0.014457 | 0.017226 | 0.017334 | 0.017923 | 0 | 0.036829 | 0.028788 | 0.031352 | 0.027187 | 0.028606 | 0.031121 | 0.030243 | 0.031057 | 0.03136 | 0.037239 | 0.037321 | 0.038417 | 10.873
LO3Slow | NR | Fixtures | Residential | Lighting | 0.00013802 | 0.00013084 | 1.1029 | -74.4134 | Manufactured | WA-Floor/Table_250 to 499 lumens | 2.1489e-06 | 5.4676e-06 | 1.2021e-05 | 2.334e-05 | 4.0707e-05 | 6.4672e-05 | 9.4703e-05 | 0.00012915 | 0.00016555 | 0.00020116 | 0.00023352 | 0.0002609 | 0.00028245 | 0.00029816 | 0.00030862 | 0.00031478 | 0.00031765 | 0.00031818 | 0.00031715 | 0.00031544 | 0.0063342 | 0.03622 | 0.031529 | 0.030422 | 0.023663 | 0.023261 | 0.022088 | 0.019 | 0.022485 | 0.02832 | 0.033745 | 0.033958 | 0.035111 | 0 | 0.072148 | 0.056395 | 0.061417 | 0.053258 | 0.056038 | 0.060965 | 0.059247 | 0.06084 | 0.061434 | 0.072951 | 0.073112 | 0.075259 | 10.873
LO3Slow | NR | Fixtures | Residential | Lighting | 0.00026483 | 0.00025106 | 2.1161 | -74.4134 | Manufactured | WA-Floor/Table_500 to 999 lumens | 1.7189e-05 | 4.3736e-05 | 9.6159e-05 | 0.0001867 | 0.00032562 | 0.00051732 | 0.00075755 | 0.0010331 | 0.0013243 | 0.0016091 | 0.0018679 | 0.0020869 | 0.0022593 | 0.002385 | 0.0024687 | 0.002518 | 0.0025409 | 0.0025452 | 0.0025369 | 0.0025233 | 0.050668 | 0.069497 | 0.060497 | 0.058373 | 0.045404 | 0.044633 | 0.042381 | 0.036456 | 0.043142 | 0.05434 | 0.064749 | 0.065157 | 0.06737 | 0 | 0.13843 | 0.10821 | 0.11785 | 0.10219 | 0.10752 | 0.11698 | 0.11368 | 0.11674 | 0.11788 | 0.13997 | 0.14028 | 0.1444 | 10.873
LO3Slow | NR | Fixtures | Residential | Lighting | 0.00048549 | 0.00046025 | 3.8794 | -74.4134 | Manufactured | WA-Floor/Table_1000 to 1999 lumens | 1.8738e-05 | 4.7676e-05 | 0.00010482 | 0.00020352 | 0.00035496 | 0.00056392 | 0.00082579 | 0.0011262 | 0.0014436 | 0.001754 | 0.0020362 | 0.0022749 | 0.0024629 | 0.0025999 | 0.0026911 | 0.0027448 | 0.0027698 | 0.0027745 | 0.0027654 | 0.0027506 | 0.055233 | 0.1274 | 0.11091 | 0.10701 | 0.083236 | 0.081822 | 0.077694 | 0.066833 | 0.07909 | 0.099617 | 0.1187 | 0.11945 | 0.1235 | 0 | 0.25378 | 0.19837 | 0.21604 | 0.18734 | 0.19712 | 0.21445 | 0.2084 | 0.214 | 0.2161 | 0.25661 | 0.25717 | 0.26472 | 10.873
LO3Slow | NR | Fixtures | Residential | Lighting | 0.00094094 | 0.00089202 | 7.5187 | -74.4134 | Manufactured | WA-Floor/Table_2000 to 3999 lumens | 4.5434e-06 | 1.156e-05 | 2.5416e-05 | 4.9348e-05 | 8.6068e-05 | 0.00013674 | 0.00020023 | 0.00027306 | 0.00035002 | 0.00042531 | 0.00049373 | 0.00055162 | 0.00059718 | 0.0006304 | 0.00065253 | 0.00066554 | 0.00067161 | 0.00067274 | 0.00067055 | 0.00066695 | 0.013393 | 0.24692 | 0.21495 | 0.2074 | 0.16132 | 0.15858 | 0.15058 | 0.12953 | 0.15329 | 0.19307 | 0.23006 | 0.2315 | 0.23937 | 0 | 0.49186 | 0.38447 | 0.41871 | 0.36308 | 0.38204 | 0.41562 | 0.40391 | 0.41477 | 0.41882 | 0.49734 | 0.49843 | 0.51307 | 10.873
LO3Slow | NR | Fixtures | Residential | Lighting | 0.0017187 | 0.0016294 | 13.7338 | -74.4134 | Manufactured | WA-Floor/Table_4000 to 7999 lumens | 3.6768e-07 | 9.3552e-07 | 2.0569e-06 | 3.9935e-06 | 6.9651e-06 | 1.1066e-05 | 1.6204e-05 | 2.2098e-05 | 2.8326e-05 | 3.4418e-05 | 3.9955e-05 | 4.464e-05 | 4.8327e-05 | 5.1015e-05 | 5.2806e-05 | 5.386e-05 | 5.4351e-05 | 5.4442e-05 | 5.4264e-05 | 5.3973e-05 | 0.0010838 | 0.45104 | 0.39263 | 0.37884 | 0.29467 | 0.28967 | 0.27505 | 0.2366 | 0.28 | 0.35267 | 0.42022 | 0.42287 | 0.43723 | 0 | 0.89844 | 0.70227 | 0.76482 | 0.66321 | 0.69783 | 0.75918 | 0.73778 | 0.75762 | 0.76503 | 0.90844 | 0.91045 | 0.93718 | 10.873
LO3Slow | NR | Fixtures | Residential | Lighting | 0.00011143 | 0.00010541 | 0.88796 | -38.6656 | Manufactured | WA-Ceiling and Wall Flush Mount _0 to 249 lumens | 2.1568e-07 | 5.4878e-07 | 1.2066e-06 | 2.3426e-06 | 4.0858e-06 | 6.4911e-06 | 9.5053e-06 | 1.2963e-05 | 1.6616e-05 | 2.019e-05 | 2.3438e-05 | 2.6186e-05 | 2.8349e-05 | 2.9926e-05 | 3.0976e-05 | 3.1594e-05 | 3.1883e-05 | 3.1936e-05 | 3.1832e-05 | 3.1661e-05 | 0.00063576 | 0.029163 | 0.025348 | 0.024434 | 0.019009 | 0.01861 | 0.017647 | 0.015175 | 0.017957 | 0.022636 | 0.027023 | 0.027263 | 0.028318 | 0 | 0.058699 | 0.04584 | 0.049737 | 0.0431 | 0.04499 | 0.048748 | 0.047327 | 0.048596 | 0.049187 | 0.058676 | 0.059099 | 0.061374 | 3.7777
LO3Slow | NR | Fixtures | Residential | Lighting | 0.00021828 | 0.0002065 | 1.7395 | -38.6656 | Manufactured | WA-Ceiling and Wall Flush Mount _250 to 499 lumens | 2.1906e-06 | 5.5737e-06 | 1.2255e-05 | 2.3793e-05 | 4.1498e-05 | 6.5927e-05 | 9.6542e-05 | 0.00013166 | 0.00016876 | 0.00020506 | 0.00023805 | 0.00026596 | 0.00028793 | 0.00030395 | 0.00031461 | 0.00032089 | 0.00032382 | 0.00032436 | 0.0003233 | 0.00032157 | 0.0064572 | 0.057129 | 0.049656 | 0.047866 | 0.037239 | 0.036457 | 0.03457 | 0.029728 | 0.035178 | 0.044344 | 0.052938 | 0.053408 | 0.055475 | 0 | 0.11499 | 0.089801 | 0.097435 | 0.084432 | 0.088135 | 0.095497 | 0.092713 | 0.095198 | 0.096357 | 0.11495 | 0.11577 | 0.12023 | 3.7777
LO3Slow | NR | Fixtures | Residential | Lighting | 0.00041883 | 0.00039623 | 3.3377 | -38.6656 | Manufactured | WA-Ceiling and Wall Flush Mount _500 to 999 lumens | 2.2155e-05 | 5.6372e-05 | 0.00012394 | 0.00024064 | 0.0004197 | 0.00066678 | 0.0009764 | 0.0013316 | 0.0017068 | 0.0020739 | 0.0024076 | 0.0026899 | 0.0029121 | 0.003074 | 0.0031819 | 0.0032454 | 0.003275 | 0.0032805 | 0.0032698 | 0.0032523 | 0.065307 | 0.10962 | 0.095277 | 0.091844 | 0.071452 | 0.069952 | 0.066332 | 0.05704 | 0.067498 | 0.085085 | 0.10158 | 0.10248 | 0.10644 | 0 | 0.22064 | 0.17231 | 0.18695 | 0.162 | 0.16911 | 0.18324 | 0.17789 | 0.18266 | 0.18489 | 0.22055 | 0.22214 | 0.23069 | 3.7777
LO3Slow | NR | Fixtures | Residential | Lighting | 0.00076781 | 0.00072638 | 6.1187 | -38.6656 | Manufactured | WA-Ceiling and Wall Flush Mount _1000 to 1999 lumens | 2.6123e-05 | 6.6468e-05 | 0.00014614 | 0.00028374 | 0.00049486 | 0.00078619 | 0.0011513 | 0.00157 | 0.0020125 | 0.0024454 | 0.0028388 | 0.0031716 | 0.0034336 | 0.0036246 | 0.0037518 | 0.0038267 | 0.0038616 | 0.003868 | 0.0038554 | 0.0038347 | 0.077003 | 0.20095 | 0.17466 | 0.16837 | 0.13099 | 0.12824 | 0.1216 | 0.10457 | 0.12374 | 0.15598 | 0.18621 | 0.18786 | 0.19513 | 0 | 0.40449 | 0.31588 | 0.34273 | 0.29699 | 0.31002 | 0.33591 | 0.32612 | 0.33486 | 0.33894 | 0.40433 | 0.40724 | 0.42291 | 3.7777
LO3Slow | NR | Fixtures | Residential | Lighting | 0.0014881 | 0.0014078 | 11.8588 | -38.6656 | Manufactured | WA-Ceiling and Wall Flush Mount _2000 to 3999 lumens | 1.9851e-05 | 5.051e-05 | 0.00011105 | 0.00021562 | 0.00037606 | 0.00059745 | 0.00087488 | 0.0011931 | 0.0015294 | 0.0018583 | 0.0021573 | 0.0024102 | 0.0026093 | 0.0027544 | 0.0028511 | 0.002908 | 0.0029345 | 0.0029394 | 0.0029298 | 0.0029141 | 0.058516 | 0.38947 | 0.33852 | 0.32632 | 0.25387 | 0.24854 | 0.23568 | 0.20267 | 0.23982 | 0.30231 | 0.3609 | 0.3641 | 0.37819 | 0 | 0.78394 | 0.61221 | 0.66425 | 0.5756 | 0.60085 | 0.65104 | 0.63206 | 0.64901 | 0.6569 | 0.78363 | 0.78928 | 0.81966 | 3.7777
LO3Slow | NR | Fixtures | Residential | Lighting | 0.0027182 | 0.0025715 | 21.6616 | -38.6656 | Manufactured | WA-Ceiling and Wall Flush Mount _4000 to 7999 lumens | 5.6077e-06 | 1.4268e-05 | 3.137e-05 | 6.0908e-05 | 0.00010623 | 0.00016877 | 0.00024714 | 0.00033703 | 0.00043202 | 0.00052494 | 0.00060939 | 0.00068083 | 0.00073707 | 0.00077807 | 0.00080538 | 0.00082145 | 0.00082894 | 0.00083033 | 0.00082762 | 0.00082318 | 0.01653 | 0.71142 | 0.61835 | 0.59607 | 0.46373 | 0.45399 | 0.4305 | 0.37019 | 0.43806 | 0.55221 | 0.65923 | 0.66507 | 0.69081 | 0 | 1.432 | 1.1183 | 1.2133 | 1.0514 | 1.0975 | 1.1892 | 1.1545 | 1.1855 | 1.1999 | 1.4314 | 1.4417 | 1.4972 | 3.7777
LO3Slow | NR | Fixtures | Residential | Lighting | 7.9543e-05 | 7.5085e-05 | 0.63206 | -113.2143 | Manufactured | WA-Downlight Fixture_0 to 249 lumens | 8.0982e-09 | 2.0605e-08 | 4.5303e-08 | 8.796e-08 | 1.5341e-07 | 2.4372e-07 | 3.569e-07 | 4.8672e-07 | 6.2389e-07 | 7.5808e-07 | 8.8004e-07 | 9.8322e-07 | 1.0644e-06 | 1.1236e-06 | 1.1631e-06 | 1.1863e-06 | 1.1971e-06 | 1.1991e-06 | 1.1952e-06 | 1.1888e-06 | 2.3871e-05 | 0.020759 | 0.018014 | 0.017347 | 0.013498 | 0.013157 | 0.012458 | 0.010709 | 0.012671 | 0.015987 | 0.019124 | 0.019347 | 0.020194 | 0 | 0.042248 | 0.032961 | 0.035623 | 0.030846 | 0.031927 | 0.034444 | 0.033403 | 0.034296 | 0.034802 | 0.041722 | 0.042245 | 0.04428 | 10.01
LO3Slow | NR | Fixtures | Residential | Lighting | 0.00015582 | 0.00014709 | 1.2382 | -113.2143 | Manufactured | WA-Downlight Fixture_250 to 499 lumens | 1.0328e-06 | 2.6278e-06 | 5.7776e-06 | 1.1218e-05 | 1.9565e-05 | 3.1083e-05 | 4.5516e-05 | 6.2072e-05 | 7.9566e-05 | 9.6679e-05 | 0.00011223 | 0.00012539 | 0.00013575 | 0.0001433 | 0.00014833 | 0.00015129 | 0.00015267 | 0.00015292 | 0.00015243 | 0.00015161 | 0.0030443 | 0.040667 | 0.035289 | 0.033983 | 0.026443 | 0.025774 | 0.024404 | 0.020978 | 0.024823 | 0.031318 | 0.037464 | 0.037901 | 0.039561 | 0 | 0.082764 | 0.06457 | 0.069785 | 0.060427 | 0.062544 | 0.067475 | 0.065437 | 0.067185 | 0.068177 | 0.081733 | 0.082758 | 0.086744 | 10.01
LO3Slow | NR | Fixtures | Residential | Lighting | 0.00029899 | 0.00028223 | 2.3758 | -113.2143 | Manufactured | WA-Downlight Fixture_500 to 999 lumens | 4.0736e-05 | 0.00010365 | 0.00022789 | 0.00044246 | 0.0007717 | 0.001226 | 0.0017953 | 0.0024483 | 0.0031384 | 0.0038134 | 0.0044268 | 0.0049459 | 0.0053544 | 0.0056522 | 0.0058506 | 0.0059673 | 0.0060218 | 0.0060319 | 0.0060122 | 0.0059799 | 0.12008 | 0.07803 | 0.067711 | 0.065205 | 0.050738 | 0.049455 | 0.046826 | 0.040252 | 0.047629 | 0.060092 | 0.071884 | 0.072722 | 0.075907 | 0 | 0.1588 | 0.12389 | 0.1339 | 0.11594 | 0.12001 | 0.12947 | 0.12556 | 0.12891 | 0.13082 | 0.15683 | 0.15879 | 0.16644 | 10.01
LO3Slow | NR | Fixtures | Residential | Lighting | 0.00054811 | 0.0005174 | 4.3554 | -113.2143 | Manufactured | WA-Downlight Fixture_1000 to 1999 lumens | 1.3196e-05 | 3.3576e-05 | 7.3821e-05 | 0.00014333 | 0.00024998 | 0.00039714 | 0.00058156 | 0.0007931 | 0.0010166 | 0.0012353 | 0.001434 | 0.0016021 | 0.0017345 | 0.001831 | 0.0018952 | 0.001933 | 0.0019507 | 0.0019539 | 0.0019476 | 0.0019371 | 0.038898 | 0.14305 | 0.12413 | 0.11954 | 0.093015 | 0.090662 | 0.085843 | 0.073792 | 0.087314 | 0.11016 | 0.13178 | 0.13332 | 0.13916 | 0 | 0.29112 | 0.22713 | 0.24547 | 0.21255 | 0.22 | 0.23734 | 0.23018 | 0.23632 | 0.23982 | 0.2875 | 0.2911 | 0.30513 | 10.01
LO3Slow | NR | Fixtures | Residential | Lighting | 0.0010623 | 0.0010028 | 8.4413 | -113.2143 | Manufactured | WA-Downlight Fixture_2000 to 3999 lumens | 3.1855e-06 | 8.1053e-06 | 1.782e-05 | 3.46e-05 | 6.0345e-05 | 9.5871e-05 | 0.00014039 | 0.00019146 | 0.00024541 | 0.0002982 | 0.00034617 | 0.00038676 | 0.00041871 | 0.00044199 | 0.00045751 | 0.00046664 | 0.00047089 | 0.00047168 | 0.00047014 | 0.00046762 | 0.00939 | 0.27724 | 0.24058 | 0.23168 | 0.18027 | 0.17571 | 0.16637 | 0.14302 | 0.16923 | 0.21351 | 0.25541 | 0.25838 | 0.2697 | 0 | 0.56423 | 0.4402 | 0.47576 | 0.41196 | 0.42639 | 0.46 | 0.44611 | 0.45803 | 0.46479 | 0.5572 | 0.56419 | 0.59137 | 10.01
LO3Slow | NR | Fixtures | Residential | Lighting | 0.0019404 | 0.0018317 | 15.4191 | -113.2143 | Manufactured | WA-Downlight Fixture_4000 to 7999 lumens | 7.0142e-07 | 1.7847e-06 | 3.9239e-06 | 7.6186e-06 | 1.3288e-05 | 2.111e-05 | 3.0913e-05 | 4.2157e-05 | 5.4038e-05 | 6.5661e-05 | 7.6224e-05 | 8.5161e-05 | 9.2195e-05 | 9.7323e-05 | 0.00010074 | 0.00010275 | 0.00010369 | 0.00010386 | 0.00010352 | 0.00010297 | 0.0020676 | 0.50641 | 0.43945 | 0.42318 | 0.32929 | 0.32096 | 0.3039 | 0.26124 | 0.30911 | 0.39 | 0.46653 | 0.47197 | 0.49264 | 0 | 1.0306 | 0.80407 | 0.86902 | 0.75248 | 0.77885 | 0.84025 | 0.81487 | 0.83664 | 0.849 | 1.0178 | 1.0306 | 1.0802 | 10.01
LO3Slow | NR | Fixtures | Residential | Lighting | 0.00014232 | 0.00016147 | 0.7969 | -74.5523 | Manufactured | WA-Exterior Porch_0 to 249 lumens | 2.6343e-10 | 6.7028e-10 | 1.4737e-09 | 2.8613e-09 | 4.9903e-09 | 7.9282e-09 | 1.161e-08 | 1.5833e-08 | 2.0295e-08 | 2.466e-08 | 2.8627e-08 | 3.1984e-08 | 3.4626e-08 | 3.6551e-08 | 3.7834e-08 | 3.8589e-08 | 3.8941e-08 | 3.9006e-08 | 3.8879e-08 | 3.8671e-08 | 7.7652e-07 | 0.033708 | 0.029627 | 0.023476 | 0.014018 | 0.013139 | 0.012786 | 0.0093382 | 0.011198 | 0.016702 | 0.027366 | 0.031745 | 0.034314 | 0 | 0.065856 | 0.048778 | 0.042894 | 0.035709 | 0.033338 | 0.032041 | 0.033508 | 0.035278 | 0.041287 | 0.047654 | 0.058505 | 0.064635 | 12.9658
LO3Slow | NR | Fixtures | Residential | Lighting | 0.0002788 | 0.00031631 | 1.5611 | -74.5523 | Manufactured | WA-Exterior Porch_250 to 499 lumens | 5.3027e-08 | 1.3492e-07 | 2.9664e-07 | 5.7595e-07 | 1.0045e-06 | 1.5959e-06 | 2.337e-06 | 3.187e-06 | 4.0852e-06 | 4.9639e-06 | 5.7624e-06 | 6.4381e-06 | 6.9699e-06 | 7.3575e-06 | 7.6158e-06 | 7.7677e-06 | 7.8386e-06 | 7.8517e-06 | 7.8261e-06 | 7.7841e-06 | 0.00015631 | 0.066034 | 0.058039 | 0.045989 | 0.027461 | 0.025739 | 0.025047 | 0.018293 | 0.021936 | 0.032719 | 0.05361 | 0.062189 | 0.067221 | 0 | 0.12901 | 0.095555 | 0.084029 | 0.069954 | 0.06531 | 0.062767 | 0.065642 | 0.069108 | 0.080881 | 0.093353 | 0.11461 | 0.12662 | 12.9658
LO3Slow | NR | Fixtures | Residential | Lighting | 0.00053494 | 0.00060693 | 2.9954 | -74.5523 | Manufactured | WA-Exterior Porch_500 to 999 lumens | 2.3826e-06 | 6.0623e-06 | 1.3329e-05 | 2.5879e-05 | 4.5135e-05 | 7.1707e-05 | 0.000105 | 0.0001432 | 0.00018356 | 0.00022304 | 0.00025892 | 0.00028928 | 0.00031317 | 0.00033059 | 0.00034219 | 0.00034902 | 0.0003522 | 0.00035279 | 0.00035164 | 0.00034976 | 0.0070232 | 0.1267 | 0.11136 | 0.088242 | 0.052691 | 0.049387 | 0.04806 | 0.0351 | 0.04209 | 0.062779 | 0.10286 | 0.11933 | 0.12898 | 0 | 0.24754 | 0.18335 | 0.16123 | 0.13423 | 0.12531 | 0.12043 | 0.12595 | 0.1326 | 0.15519 | 0.17912 | 0.21991 | 0.24295 | 12.9658
LO3Slow | NR | Fixtures | Residential | Lighting | 0.00098067 | 0.0011126 | 5.4913 | -74.5523 | Manufactured | WA-Exterior Porch_1000 to 1999 lumens | 4.3582e-06 | 1.1089e-05 | 2.438e-05 | 4.7337e-05 | 8.2559e-05 | 0.00013116 | 0.00019207 | 0.00026193 | 0.00033576 | 0.00040797 | 0.0004736 | 0.00052913 | 0.00057284 | 0.0006047 | 0.00062593 | 0.00063841 | 0.00064424 | 0.00064531 | 0.00064321 | 0.00063976 | 0.012847 | 0.23228 | 0.20415 | 0.16177 | 0.096594 | 0.090538 | 0.088105 | 0.064347 | 0.07716 | 0.11509 | 0.18857 | 0.21875 | 0.23645 | 0 | 0.4538 | 0.33612 | 0.29557 | 0.24607 | 0.22973 | 0.22079 | 0.2309 | 0.24309 | 0.2845 | 0.32837 | 0.40315 | 0.44539 | 12.9658
LO3Slow | NR | Fixtures | Residential | Lighting | 0.0019007 | 0.0021564 | 10.6428 | -74.5523 | Manufactured | WA-Exterior Porch_2000 to 3999 lumens | 3.4224e-06 | 8.708e-06 | 1.9146e-05 | 3.7173e-05 | 6.4833e-05 | 0.000103 | 0.00015083 | 0.00020569 | 0.00026366 | 0.00032037 | 0.00037191 | 0.00041552 | 0.00044984 | 0.00047486 | 0.00049153 | 0.00050133 | 0.00050591 | 0.00050675 | 0.0005051 | 0.00050239 | 0.010088 | 0.45018 | 0.39568 | 0.31353 | 0.18721 | 0.17547 | 0.17076 | 0.12471 | 0.14955 | 0.22306 | 0.36548 | 0.42397 | 0.45827 | 0 | 0.87952 | 0.65144 | 0.57286 | 0.47691 | 0.44524 | 0.42791 | 0.44751 | 0.47114 | 0.5514 | 0.63642 | 0.78135 | 0.86322 | 12.9658
LO3Slow | NR | Fixtures | Residential | Lighting | 0.0034718 | 0.003939 | 19.4403 | -74.5523 | Manufactured | WA-Exterior Porch_4000 to 7999 lumens | 2.7436e-07 | 6.9809e-07 | 1.5348e-06 | 2.98e-06 | 5.1974e-06 | 8.2571e-06 | 1.2091e-05 | 1.649e-05 | 2.1137e-05 | 2.5683e-05 | 2.9815e-05 | 3.331e-05 | 3.6062e-05 | 3.8068e-05 | 3.9404e-05 | 4.019e-05 | 4.0557e-05 | 4.0624e-05 | 4.0492e-05 | 4.0275e-05 | 0.00080873 | 0.82231 | 0.72275 | 0.57269 | 0.34196 | 0.32052 | 0.31191 | 0.2278 | 0.27316 | 0.40744 | 0.66759 | 0.77442 | 0.83709 | 0 | 1.6066 | 1.1899 | 1.0464 | 0.87113 | 0.81329 | 0.78163 | 0.81742 | 0.86059 | 1.0072 | 1.1625 | 1.4272 | 1.5768 | 12.9658
LO3Slow | NR | Fixtures | Residential | Lighting | 0.00011634 | 0.00013606 | 0.64697 | -110.8801 | Manufactured | WA-Chandelier/Pendant_0 to 249 lumens | 5.3907e-08 | 1.3716e-07 | 3.0157e-07 | 5.8552e-07 | 1.0212e-06 | 1.6224e-06 | 2.3758e-06 | 3.2399e-06 | 4.1531e-06 | 5.0463e-06 | 5.8581e-06 | 6.545e-06 | 7.0856e-06 | 7.4797e-06 | 7.7423e-06 | 7.8967e-06 | 7.9688e-06 | 7.9821e-06 | 7.9561e-06 | 7.9134e-06 | 0.0001589 | 0.027987 | 0.024969 | 0.019729 | 0.011516 | 0.011442 | 0.011362 | 0.0083335 | 0.010003 | 0.014757 | 0.023802 | 0.027082 | 0.028157 | 0 | 0.049031 | 0.036299 | 0.03207 | 0.026756 | 0.027645 | 0.028087 | 0.029848 | 0.031464 | 0.035779 | 0.038806 | 0.045838 | 0.046208 | 5.9597
LO3Slow | NR | Fixtures | Residential | Lighting | 0.00022792 | 0.00026653 | 1.2674 | -110.8801 | Manufactured | WA-Chandelier/Pendant_250 to 499 lumens | 5.0007e-07 | 1.2724e-06 | 2.7975e-06 | 5.4315e-06 | 9.4731e-06 | 1.505e-05 | 2.2039e-05 | 3.0055e-05 | 3.8525e-05 | 4.6811e-05 | 5.4342e-05 | 6.0714e-05 | 6.5729e-05 | 6.9385e-05 | 7.182e-05 | 7.3253e-05 | 7.3921e-05 | 7.4045e-05 | 7.3804e-05 | 7.3408e-05 | 0.001474 | 0.054826 | 0.048914 | 0.038649 | 0.022559 | 0.022414 | 0.022258 | 0.016325 | 0.019596 | 0.028909 | 0.046628 | 0.053053 | 0.05516 | 0 | 0.096051 | 0.071109 | 0.062825 | 0.052415 | 0.054155 | 0.055022 | 0.058472 | 0.061638 | 0.07009 | 0.07602 | 0.089796 | 0.09052 | 5.9597
LO3Slow | NR | Fixtures | Residential | Lighting | 0.00043732 | 0.00051142 | 2.4318 | -110.8801 | Manufactured | WA-Chandelier/Pendant_500 to 999 lumens | 4.7471e-06 | 1.2079e-05 | 2.6556e-05 | 5.1561e-05 | 8.9928e-05 | 0.00014287 | 0.00020921 | 0.00028531 | 0.00036572 | 0.00044438 | 0.00051587 | 0.00057636 | 0.00062397 | 0.00065867 | 0.00068179 | 0.00069539 | 0.00070174 | 0.00070291 | 0.00070062 | 0.00069686 | 0.013993 | 0.1052 | 0.093854 | 0.074158 | 0.043286 | 0.043007 | 0.042708 | 0.031324 | 0.0376 | 0.055468 | 0.089468 | 0.1018 | 0.10584 | 0 | 0.1843 | 0.13644 | 0.12055 | 0.10057 | 0.10391 | 0.10557 | 0.11219 | 0.11827 | 0.13449 | 0.14586 | 0.1723 | 0.17369 | 5.9597
LO3Slow | NR | Fixtures | Residential | Lighting | 0.0008017 | 0.00093754 | 4.4581 | -110.8801 | Manufactured | WA-Chandelier/Pendant_1000 to 1999 lumens | 6.2023e-06 | 1.5781e-05 | 3.4697e-05 | 6.7367e-05 | 0.00011749 | 0.00018666 | 0.00027334 | 0.00037277 | 0.00047783 | 0.0005806 | 0.00067401 | 0.00075303 | 0.00081523 | 0.00086058 | 0.00089079 | 0.00090856 | 0.00091684 | 0.00091838 | 0.00091539 | 0.00091047 | 0.018283 | 0.19285 | 0.17206 | 0.13595 | 0.079354 | 0.078841 | 0.078294 | 0.057425 | 0.06893 | 0.10169 | 0.16402 | 0.18662 | 0.19403 | 0 | 0.33786 | 0.25013 | 0.22099 | 0.18437 | 0.19049 | 0.19354 | 0.20567 | 0.21681 | 0.24654 | 0.2674 | 0.31586 | 0.31841 | 5.9597
LO3Slow | NR | Fixtures | Residential | Lighting | 0.0015538 | 0.0018171 | 8.6404 | -110.8801 | Manufactured | WA-Chandelier/Pendant_2000 to 3999 lumens | 1.0239e-05 | 2.6052e-05 | 5.7278e-05 | 0.00011121 | 0.00019396 | 0.00030815 | 0.00045124 | 0.00061538 | 0.00078881 | 0.00095847 | 0.0011127 | 0.0012431 | 0.0013458 | 0.0014207 | 0.0014705 | 0.0014999 | 0.0015135 | 0.0015161 | 0.0015111 | 0.001503 | 0.030181 | 0.37377 | 0.33347 | 0.26348 | 0.1538 | 0.1528 | 0.15174 | 0.1113 | 0.13359 | 0.19708 | 0.31788 | 0.36169 | 0.37605 | 0 | 0.65482 | 0.48478 | 0.4283 | 0.35733 | 0.3692 | 0.3751 | 0.39862 | 0.42021 | 0.47783 | 0.51826 | 0.61217 | 0.61711 | 5.9597
LO3Slow | NR | Fixtures | Residential | Lighting | 0.0028382 | 0.0033191 | 15.7827 | -110.8801 | Manufactured | WA-Chandelier/Pendant_4000 to 7999 lumens | 5.4095e-06 | 1.3764e-05 | 3.0262e-05 | 5.8756e-05 | 0.00010248 | 0.00016281 | 0.00023841 | 0.00032512 | 0.00041675 | 0.00050639 | 0.00058786 | 0.00065678 | 0.00071103 | 0.00075058 | 0.00077693 | 0.00079243 | 0.00079965 | 0.00080099 | 0.00079838 | 0.0007941 | 0.015946 | 0.68273 | 0.60911 | 0.48129 | 0.28093 | 0.27911 | 0.27718 | 0.2033 | 0.24403 | 0.35999 | 0.58065 | 0.66066 | 0.68689 | 0 | 1.1961 | 0.88551 | 0.78234 | 0.65271 | 0.67439 | 0.68517 | 0.72813 | 0.76757 | 0.87281 | 0.94666 | 1.1182 | 1.1272 | 5.9597
LO3Slow | NR | Fixtures | Residential | Lighting | 2.898e-05 | 2.7142e-05 | 0.22794 | 9.8699 | Manufactured | WA-Linear Flush Mount_0 to 249 lumens | 1.549e-08 | 3.9414e-08 | 8.6656e-08 | 1.6825e-07 | 2.9344e-07 | 4.662e-07 | 6.8268e-07 | 9.31e-07 | 1.1934e-06 | 1.4501e-06 | 1.6833e-06 | 1.8807e-06 | 2.0361e-06 | 2.1493e-06 | 2.2248e-06 | 2.2691e-06 | 2.2898e-06 | 2.2937e-06 | 2.2862e-06 | 2.2739e-06 | 4.5661e-05 | 0.007487 | 0.006459 | 0.0061971 | 0.0048257 | 0.0046285 | 0.0043584 | 0.0037415 | 0.0044261 | 0.0056027 | 0.0067528 | 0.0069007 | 0.0073306 | 0 | 0.015836 | 0.012314 | 0.01313 | 0.01134 | 0.011387 | 0.01209 | 0.011678 | 0.011986 | 0.01228 | 0.014988 | 0.015464 | 0.016735 | 1.6464
LO3Slow | NR | Fixtures | Residential | Lighting | 5.6772e-05 | 5.3172e-05 | 0.44653 | 9.8699 | Manufactured | WA-Linear Flush Mount_250 to 499 lumens | 4.103e-07 | 1.044e-06 | 2.2953e-06 | 4.4565e-06 | 7.7726e-06 | 1.2348e-05 | 1.8082e-05 | 2.466e-05 | 3.161e-05 | 3.8408e-05 | 4.4587e-05 | 4.9815e-05 | 5.393e-05 | 5.693e-05 | 5.8928e-05 | 6.0103e-05 | 6.0652e-05 | 6.0753e-05 | 6.0555e-05 | 6.023e-05 | 0.0012094 | 0.014667 | 0.012653 | 0.01214 | 0.0094535 | 0.0090671 | 0.008538 | 0.0073295 | 0.0086706 | 0.010976 | 0.013229 | 0.013518 | 0.01436 | 0 | 0.031023 | 0.024123 | 0.025721 | 0.022214 | 0.022307 | 0.023685 | 0.022877 | 0.02348 | 0.024055 | 0.029361 | 0.030294 | 0.032784 | 1.6464
LO3Slow | NR | Fixtures | Residential | Lighting | 0.00010893 | 0.00010202 | 0.85678 | 9.8699 | Manufactured | WA-Linear Flush Mount_500 to 999 lumens | 8.0514e-06 | 2.0486e-05 | 4.5041e-05 | 8.7451e-05 | 0.00015252 | 0.00024231 | 0.00035484 | 0.0004839 | 0.00062028 | 0.00075369 | 0.00087495 | 0.00097753 | 0.0010583 | 0.0011171 | 0.0011564 | 0.0011794 | 0.0011902 | 0.0011922 | 0.0011883 | 0.0011819 | 0.023733 | 0.028142 | 0.024278 | 0.023294 | 0.018139 | 0.017398 | 0.016382 | 0.014064 | 0.016637 | 0.021059 | 0.025382 | 0.025938 | 0.027554 | 0 | 0.059525 | 0.046286 | 0.049352 | 0.042623 | 0.042802 | 0.045445 | 0.043896 | 0.045053 | 0.046157 | 0.056337 | 0.058127 | 0.062904 | 1.6464
LO3Slow | NR | Fixtures | Residential | Lighting | 0.0001997 | 0.00018703 | 1.5707 | 9.8699 | Manufactured | WA-Linear Flush Mount_1000 to 1999 lumens | 1.3055e-05 | 3.3217e-05 | 7.3032e-05 | 0.0001418 | 0.00024731 | 0.0003929 | 0.00057535 | 0.00078463 | 0.0010058 | 0.0012221 | 0.0014187 | 0.001585 | 0.001716 | 0.0018114 | 0.001875 | 0.0019124 | 0.0019298 | 0.0019331 | 0.0019268 | 0.0019164 | 0.038482 | 0.051591 | 0.044508 | 0.042703 | 0.033253 | 0.031894 | 0.030033 | 0.025782 | 0.030499 | 0.038607 | 0.046532 | 0.047551 | 0.050513 | 0 | 0.10912 | 0.084852 | 0.090474 | 0.078139 | 0.078467 | 0.083312 | 0.080471 | 0.082593 | 0.084616 | 0.10328 | 0.10656 | 0.11532 | 1.6464
LO3Slow | NR | Fixtures | Residential | Lighting | 0.00038704 | 0.00036249 | 3.0442 | 9.8699 | Manufactured | WA-Linear Flush Mount_2000 to 3999 lumens | 4.1892e-06 | 1.0659e-05 | 2.3435e-05 | 4.5501e-05 | 7.9358e-05 | 0.00012608 | 0.00018462 | 0.00025178 | 0.00032274 | 0.00039215 | 0.00045524 | 0.00050861 | 0.00055063 | 0.00058125 | 0.00060165 | 0.00061366 | 0.00061925 | 0.00062029 | 0.00061827 | 0.00061495 | 0.012348 | 0.09999 | 0.086262 | 0.082764 | 0.064448 | 0.061814 | 0.058207 | 0.049968 | 0.059111 | 0.074825 | 0.090185 | 0.09216 | 0.097901 | 0 | 0.2115 | 0.16445 | 0.17535 | 0.15144 | 0.15208 | 0.16147 | 0.15596 | 0.16008 | 0.164 | 0.20017 | 0.20653 | 0.2235 | 1.6464
LO3Slow | NR | Fixtures | Residential | Lighting | 0.00070697 | 0.00066213 | 5.5605 | 9.8699 | Manufactured | WA-Linear Flush Mount_4000 to 7999 lumens | 7.0871e-07 | 1.8033e-06 | 3.9647e-06 | 7.6977e-06 | 1.3426e-05 | 2.1329e-05 | 3.1234e-05 | 4.2595e-05 | 5.46e-05 | 6.6343e-05 | 7.7016e-05 | 8.6046e-05 | 9.3153e-05 | 9.8335e-05 | 0.00010179 | 0.00010382 | 0.00010476 | 0.00010494 | 0.0001046 | 0.00010404 | 0.0020891 | 0.18264 | 0.15757 | 0.15118 | 0.11772 | 0.11291 | 0.10632 | 0.091273 | 0.10797 | 0.13668 | 0.16473 | 0.16834 | 0.17883 | 0 | 0.38632 | 0.3004 | 0.3203 | 0.27663 | 0.27779 | 0.29494 | 0.28488 | 0.2924 | 0.29956 | 0.36563 | 0.37725 | 0.40825 | 1.6464
LO3Slow | NR | Fixtures | Residential | Lighting | 2.1873e-05 | 2.0242e-05 | 0.16937 | 18.1824 | Manufactured | WA-Linear Shop_0 to 249 lumens | 8.3229e-09 | 2.1177e-08 | 4.656e-08 | 9.04e-08 | 1.5767e-07 | 2.5048e-07 | 3.668e-07 | 5.0022e-07 | 6.412e-07 | 7.7911e-07 | 9.0445e-07 | 1.0105e-06 | 1.094e-06 | 1.1548e-06 | 1.1953e-06 | 1.2192e-06 | 1.2303e-06 | 1.2324e-06 | 1.2284e-06 | 1.2218e-06 | 2.4533e-05 | 0.005564 | 0.0047565 | 0.0045372 | 0.0035372 | 0.0033056 | 0.0030843 | 0.0026418 | 0.0031239 | 0.0039762 | 0.0048523 | 0.0050398 | 0.005502 | 0 | 0.012457 | 0.0096407 | 0.010081 | 0.0086736 | 0.0083159 | 0.0086034 | 0.0082545 | 0.0084675 | 0.0088128 | 0.01107 | 0.011754 | 0.013315 | 1.2998
LO3Slow | NR | Fixtures | Residential | Lighting | 4.2848e-05 | 3.9655e-05 | 0.33179 | 18.1824 | Manufactured | WA-Linear Shop_250 to 499 lumens | 0 | 0 | 0 | 0 | 0 | 0 | 0 | 0 | 0 | 0 | 0 | 0 | 0 | 0 | 0 | 0 | 0 | 0 | 0 | 0 | 0 | 0.0109 | 0.0093179 | 0.0088884 | 0.0069294 | 0.0064756 | 0.0060422 | 0.0051753 | 0.0061197 | 0.0077893 | 0.0095056 | 0.0098729 | 0.010778 | 0 | 0.024402 | 0.018886 | 0.019749 | 0.016991 | 0.016291 | 0.016854 | 0.01617 | 0.016588 | 0.017264 | 0.021686 | 0.023026 | 0.026085 | 1.2998
LO3Slow | NR | Fixtures | Residential | Lighting | 8.2216e-05 | 7.6087e-05 | 0.63662 | 18.1824 | Manufactured | WA-Linear Shop_500 to 999 lumens | 8.6649e-09 | 2.2047e-08 | 4.8473e-08 | 9.4115e-08 | 1.6415e-07 | 2.6078e-07 | 3.8187e-07 | 5.2078e-07 | 6.6755e-07 | 8.1113e-07 | 9.4162e-07 | 1.052e-06 | 1.1389e-06 | 1.2023e-06 | 1.2445e-06 | 1.2693e-06 | 1.2809e-06 | 1.283e-06 | 1.2788e-06 | 1.272e-06 | 2.5542e-05 | 0.020914 | 0.017879 | 0.017055 | 0.013296 | 0.012425 | 0.011593 | 0.0099302 | 0.011742 | 0.014946 | 0.018239 | 0.018944 | 0.020681 | 0 | 0.046822 | 0.036238 | 0.037894 | 0.032602 | 0.031258 | 0.032339 | 0.031027 | 0.031828 | 0.033126 | 0.04161 | 0.044182 | 0.05005 | 1.2998
LO3Slow | NR | Fixtures | Residential | Lighting | 0.00015072 | 0.00013949 | 1.1671 | 18.1824 | Manufactured | WA-Linear Shop_1000 to 1999 lumens | 2.0033e-09 | 5.0972e-09 | 1.1207e-08 | 2.1759e-08 | 3.7949e-08 | 6.029e-08 | 8.8287e-08 | 1.204e-07 | 1.5433e-07 | 1.8753e-07 | 2.177e-07 | 2.4322e-07 | 2.6331e-07 | 2.7796e-07 | 2.8771e-07 | 2.9345e-07 | 2.9613e-07 | 2.9662e-07 | 2.9566e-07 | 2.9407e-07 | 5.905e-06 | 0.03834 | 0.032776 | 0.031265 | 0.024374 | 0.022778 | 0.021254 | 0.018204 | 0.021526 | 0.027399 | 0.033436 | 0.034728 | 0.037913 | 0 | 0.085836 | 0.066432 | 0.069468 | 0.059768 | 0.057303 | 0.059284 | 0.05688 | 0.058347 | 0.060727 | 0.076281 | 0.080996 | 0.091754 | 1.2998
LO3Slow | NR | Fixtures | Residential | Lighting | 0.00029211 | 0.00027034 | 2.2619 | 18.1824 | Manufactured | WA-Linear Shop_2000 to 3999 lumens | 0 | 0 | 0 | 0 | 0 | 0 | 0 | 0 | 0 | 0 | 0 | 0 | 0 | 0 | 0 | 0 | 0 | 0 | 0 | 0 | 0 | 0.074308 | 0.063524 | 0.060596 | 0.04724 | 0.044147 | 0.041192 | 0.035282 | 0.04172 | 0.053103 | 0.064803 | 0.067307 | 0.07348 | 0 | 0.16636 | 0.12875 | 0.13464 | 0.11584 | 0.11106 | 0.1149 | 0.11024 | 0.11308 | 0.1177 | 0.14784 | 0.15698 | 0.17783 | 1.2998
LO3Slow | NR | Fixtures | Residential | Lighting | 0.00053358 | 0.00049381 | 4.1317 | 18.1824 | Manufactured | WA-Linear Shop_4000 to 7999 lumens | 1.1283e-07 | 2.8709e-07 | 6.3119e-07 | 1.2255e-06 | 2.1374e-06 | 3.3957e-06 | 4.9725e-06 | 6.7813e-06 | 8.6925e-06 | 1.0562e-05 | 1.2261e-05 | 1.3699e-05 | 1.483e-05 | 1.5655e-05 | 1.6205e-05 | 1.6528e-05 | 1.6679e-05 | 1.6707e-05 | 1.6652e-05 | 1.6563e-05 | 0.00033259 | 0.13573 | 0.11603 | 0.11068 | 0.08629 | 0.080639 | 0.075242 | 0.064447 | 0.076207 | 0.096999 | 0.11837 | 0.12294 | 0.13422 | 0 | 0.30388 | 0.23518 | 0.24593 | 0.21159 | 0.20287 | 0.20988 | 0.20137 | 0.20656 | 0.21499 | 0.27005 | 0.28674 | 0.32483 | 1.2998
LO3Slow | NR | Fixtures | Residential | Lighting | 0.00021426 | 0.00020326 | 1.7136 | -53.1118 | Manufactured | WA-Track_0 to 249 lumens | 0 | 0 | 0 | 0 | 0 | 0 | 0 | 0 | 0 | 0 | 0 | 0 | 0 | 0 | 0 | 0 | 0 | 0 | 0 | 0 | 0 | 0.056276 | 0.049013 | 0.047306 | 0.036794 | 0.036217 | 0.034405 | 0.029598 | 0.035027 | 0.044107 | 0.052524 | 0.052811 | 0.054523 | 0 | 0.11172 | 0.08735 | 0.095246 | 0.082612 | 0.087151 | 0.094937 | 0.09229 | 0.094775 | 0.095627 | 0.11339 | 0.11345 | 0.11644 | 5.26
LO3Slow | NR | Fixtures | Residential | Lighting | 0.00041973 | 0.00039818 | 3.3569 | -53.1118 | Manufactured | WA-Track_250 to 499 lumens | 2.1647e-07 | 5.508e-07 | 1.211e-06 | 2.3512e-06 | 4.1008e-06 | 6.515e-06 | 9.5403e-06 | 1.301e-05 | 1.6677e-05 | 2.0264e-05 | 2.3524e-05 | 2.6282e-05 | 2.8453e-05 | 3.0036e-05 | 3.109e-05 | 3.171e-05 | 3.2e-05 | 3.2053e-05 | 3.1949e-05 | 3.1777e-05 | 0.0006381 | 0.11024 | 0.096016 | 0.092672 | 0.072079 | 0.070948 | 0.067399 | 0.057983 | 0.068618 | 0.086405 | 0.10289 | 0.10346 | 0.10681 | 0 | 0.21885 | 0.17112 | 0.18659 | 0.16184 | 0.17073 | 0.18598 | 0.1808 | 0.18566 | 0.18733 | 0.22212 | 0.22225 | 0.22811 | 5.26
LO3Slow | NR | Fixtures | Residential | Lighting | 0.00080537 | 0.00076401 | 6.4411 | -53.1118 | Manufactured | WA-Track_500 to 999 lumens | 2.623e-06 | 6.674e-06 | 1.4674e-05 | 2.849e-05 | 4.9689e-05 | 7.8941e-05 | 0.0001156 | 0.00015765 | 0.00020208 | 0.00024554 | 0.00028504 | 0.00031846 | 0.00034477 | 0.00036394 | 0.00037672 | 0.00038423 | 0.00038774 | 0.00038839 | 0.00038712 | 0.00038504 | 0.0077318 | 0.21153 | 0.18423 | 0.17782 | 0.1383 | 0.13613 | 0.12932 | 0.11125 | 0.13166 | 0.16579 | 0.19743 | 0.19851 | 0.20494 | 0 | 0.41992 | 0.32833 | 0.35801 | 0.31052 | 0.32758 | 0.35685 | 0.3469 | 0.35624 | 0.35945 | 0.42619 | 0.42644 | 0.43769 | 5.26
LO3Slow | NR | Fixtures | Residential | Lighting | 0.0014764 | 0.0014006 | 11.808 | -53.1118 | Manufactured | WA-Track_1000 to 1999 lumens | 4.2035e-06 | 1.0696e-05 | 2.3515e-05 | 4.5657e-05 | 7.963e-05 | 0.00012651 | 0.00018526 | 0.00025264 | 0.00032384 | 0.0003935 | 0.0004568 | 0.00051036 | 0.00055252 | 0.00058325 | 0.00060372 | 0.00061576 | 0.00062138 | 0.00062242 | 0.00062039 | 0.00061706 | 0.012391 | 0.38779 | 0.33774 | 0.32598 | 0.25354 | 0.24956 | 0.23708 | 0.20396 | 0.24137 | 0.30393 | 0.36193 | 0.36391 | 0.37571 | 0 | 0.76981 | 0.60191 | 0.65632 | 0.56926 | 0.60054 | 0.65419 | 0.63595 | 0.65307 | 0.65895 | 0.78131 | 0.78177 | 0.80238 | 5.26
LO3Slow | NR | Fixtures | Residential | Lighting | 0.0028615 | 0.0027146 | 22.8853 | -53.1118 | Manufactured | WA-Track_2000 to 3999 lumens | 5.3191e-06 | 1.3534e-05 | 2.9756e-05 | 5.7773e-05 | 0.00010076 | 0.00016008 | 0.00023442 | 0.00031969 | 0.00040978 | 0.00049792 | 0.00057802 | 0.00064579 | 0.00069914 | 0.00073803 | 0.00076393 | 0.00077917 | 0.00078628 | 0.00078759 | 0.00078503 | 0.00078082 | 0.015679 | 0.75158 | 0.65458 | 0.63178 | 0.49139 | 0.48368 | 0.45948 | 0.39529 | 0.4678 | 0.58906 | 0.70147 | 0.7053 | 0.72817 | 0 | 1.492 | 1.1666 | 1.272 | 1.1033 | 1.1639 | 1.2679 | 1.2326 | 1.2657 | 1.2771 | 1.5143 | 1.5152 | 1.5551 | 5.26
LO3Slow | NR | Fixtures | Residential | Lighting | 0.0052269 | 0.0049585 | 41.8027 | -53.1118 | Manufactured | WA-Track_4000 to 7999 lumens | 2.3821e-06 | 6.0612e-06 | 1.3326e-05 | 2.5874e-05 | 4.5127e-05 | 7.1693e-05 | 0.00010498 | 0.00014317 | 0.00018352 | 0.00022299 | 0.00025887 | 0.00028922 | 0.00031311 | 0.00033053 | 0.00034213 | 0.00034895 | 0.00035214 | 0.00035273 | 0.00035158 | 0.00034969 | 0.0070219 | 1.3729 | 1.1957 | 1.154 | 0.89758 | 0.8835 | 0.8393 | 0.72205 | 0.85449 | 1.076 | 1.2813 | 1.2883 | 1.3301 | 0 | 2.7253 | 2.1309 | 2.3235 | 2.0153 | 2.126 | 2.316 | 2.2514 | 2.312 | 2.3328 | 2.766 | 2.7676 | 2.8406 | 5.26
LO12Med | NR | Lamps | Residential | Lighting | 0.0023671 | 0.0023694 | 17.2202 | -53.6495 | Single Family | ID/MT/OR_Reflectors and Outdoor_1490 to 2600 lumens | 0.0066613 | 0.013287 | 0.019871 | 0.0264 | 0.032859 | 0.038576 | 0.04303 | 0.04647 | 0.049108 | 0.051119 | 0.052649 | 0.053815 | 0.054705 | 0.055388 | 0.055911 | 0.056311 | 0.05614 | 0.055984 | 0.055839 | 0.055699 | 0.67047 | 0.60633 | 0.52629 | 0.47853 | 0.34938 | 0.3343 | 0.31731 | 0.26361 | 0.31264 | 0.40925 | 0.53176 | 0.56317 | 0.60016 | 0 | 1.2472 | 0.95714 | 0.97301 | 0.83365 | 0.82663 | 0.86137 | 0.84625 | 0.87341 | 0.92137 | 1.1073 | 1.19 | 1.2901 | 3.5134
LO12Med | NR | Lamps | Residential | Lighting | 7.7004e-05 | 7.8448e-05 | 0.56761 | -119.4219 | Single Family | ID/MT/OR_Reflectors and Outdoor_250 to 1049 lumens | 0.00090616 | 0.0018075 | 0.0027032 | 0.0035914 | 0.00447 | 0.0052477 | 0.0058535 | 0.0063215 | 0.0066803 | 0.006954 | 0.0071621 | 0.0073207 | 0.0074418 | 0.0075347 | 0.0076059 | 0.0076602 | 0.0076369 | 0.0076157 | 0.007596 | 0.007577 | 0.091207 | 0.020066 | 0.017601 | 0.01607 | 0.011683 | 0.011534 | 0.011064 | 0.0092151 | 0.010934 | 0.014224 | 0.018247 | 0.019007 | 0.019652 | 0 | 0.038395 | 0.029598 | 0.030705 | 0.026419 | 0.027772 | 0.029839 | 0.029548 | 0.030516 | 0.03163 | 0.036719 | 0.038192 | 0.038981 | 3.7083
LO12Med | NR | Lamps | Residential | Lighting | 3.9173e-05 | 3.9742e-05 | 0.28785 | -79.6337 | Single Family | ID/MT/OR_Reflectors and Outdoor_1050 to 1489 lumens | 6.9601e-05 | 0.00013883 | 0.00020763 | 0.00027585 | 0.00034333 | 0.00040307 | 0.0004496 | 0.00048555 | 0.00051311 | 0.00053413 | 0.00055011 | 0.00056229 | 0.0005716 | 0.00057873 | 0.0005842 | 0.00058837 | 0.00058658 | 0.00058495 | 0.00058344 | 0.00058198 | 0.0070055 | 0.010166 | 0.0088957 | 0.0081141 | 0.0059049 | 0.0057874 | 0.0055386 | 0.0046103 | 0.0054698 | 0.0071256 | 0.0091677 | 0.0095859 | 0.0099818 | 0 | 0.019797 | 0.015244 | 0.015735 | 0.013525 | 0.014021 | 0.014959 | 0.014787 | 0.015269 | 0.01589 | 0.018595 | 0.019492 | 0.020193 | 1.7106
LO12Med | NR | Lamps | Residential | Lighting | 0.00010157 | 9.6452e-05 | 0.8134 | -64.8202 | Single Family | ID/MT/OR_Globe_250 to 1049 lumens | 0.00021722 | 0.0004333 | 0.00064799 | 0.00086091 | 0.0010715 | 0.001258 | 0.0014032 | 0.0015154 | 0.0016014 | 0.001667 | 0.0017169 | 0.0017549 | 0.0017839 | 0.0018062 | 0.0018233 | 0.0018363 | 0.0018307 | 0.0018256 | 0.0018209 | 0.0018163 | 0.021864 | 0.026713 | 0.023283 | 0.022483 | 0.017485 | 0.017246 | 0.016395 | 0.014107 | 0.016695 | 0.021014 | 0.025 | 0.025104 | 0.025858 | 0 | 0.052745 | 0.041261 | 0.045077 | 0.039112 | 0.041428 | 0.045221 | 0.043982 | 0.045168 | 0.04552 | 0.053849 | 0.053744 | 0.05491 | 1.6998
LO12Med | NR | Lamps | Residential | Lighting | 0.00042815 | 0.00043476 | 3.1483 | -14.6899 | Single Family | ID/MT/OR_General Purpose and Three-Way_1490 to 2600 lumens | 0.0083635 | 0.016683 | 0.024949 | 0.033147 | 0.041256 | 0.048434 | 0.054025 | 0.058345 | 0.061657 | 0.064182 | 0.066103 | 0.067567 | 0.068685 | 0.069542 | 0.070199 | 0.070701 | 0.070486 | 0.07029 | 0.070108 | 0.069932 | 0.8418 | 0.11121 | 0.097365 | 0.088829 | 0.064631 | 0.063445 | 0.06075 | 0.050574 | 0.060004 | 0.078144 | 0.10047 | 0.10497 | 0.10913 | 0 | 0.21573 | 0.16616 | 0.1717 | 0.14762 | 0.1535 | 0.16403 | 0.1622 | 0.16749 | 0.17415 | 0.20344 | 0.21289 | 0.21983 | 1.8261
LO12Med | NR | Lamps | Residential | Lighting | 8.289e-05 | 7.8627e-05 | 0.66286 | -39.2836 | Single Family | ID/MT/OR_Decorative and Mini-Base_250 to 1049 lumens | 0.00024706 | 0.00049281 | 0.000737 | 0.00097916 | 0.0012187 | 0.0014307 | 0.0015959 | 0.0017235 | 0.0018213 | 0.001896 | 0.0019527 | 0.0019959 | 0.002029 | 0.0020543 | 0.0020737 | 0.0020885 | 0.0020822 | 0.0020764 | 0.002071 | 0.0020658 | 0.024867 | 0.021769 | 0.018958 | 0.018297 | 0.014232 | 0.014006 | 0.013305 | 0.011446 | 0.013545 | 0.017057 | 0.020313 | 0.020426 | 0.021092 | 0 | 0.043232 | 0.033802 | 0.036852 | 0.031963 | 0.033708 | 0.036714 | 0.035689 | 0.03665 | 0.036983 | 0.043858 | 0.043893 | 0.045066 | 1.3902
LO12Med | NR | Lamps | Residential | Lighting | 0.0011984 | 0.0012191 | 8.8242 | -22.5167 | Single Family | ID/MT/OR_General Purpose and Three-Way_1050 to 1489 lumens | 0.011999 | 0.023934 | 0.035793 | 0.047554 | 0.059188 | 0.069486 | 0.077508 | 0.083705 | 0.088456 | 0.092079 | 0.094836 | 0.096935 | 0.098539 | 0.099768 | 0.10071 | 0.10143 | 0.10112 | 0.10084 | 0.10058 | 0.10033 | 1.2077 | 0.31185 | 0.27332 | 0.24947 | 0.18143 | 0.17868 | 0.17127 | 0.14262 | 0.16922 | 0.22024 | 0.2828 | 0.29495 | 0.30568 | 0 | 0.60021 | 0.46251 | 0.479 | 0.41201 | 0.43111 | 0.46213 | 0.45735 | 0.47231 | 0.49019 | 0.57057 | 0.595 | 0.61031 | 2.5878
LO12Med | NR | Lamps | Residential | Lighting | 0.00051674 | 0.00052472 | 3.7997 | 11.124 | Single Family | WA_General Purpose and Three-Way_1490 to 2600 lumens | 0.021568 | 0.043023 | 0.06434 | 0.085481 | 0.10639 | 0.12491 | 0.13932 | 0.15046 | 0.159 | 0.16552 | 0.17047 | 0.17425 | 0.17713 | 0.17934 | 0.18103 | 0.18233 | 0.18177 | 0.18127 | 0.1808 | 0.18035 | 2.1709 | 0.13423 | 0.11751 | 0.10721 | 0.078004 | 0.076574 | 0.073321 | 0.06104 | 0.072421 | 0.094314 | 0.12126 | 0.12669 | 0.13172 | 0 | 0.26038 | 0.20054 | 0.20723 | 0.17816 | 0.18526 | 0.19797 | 0.19576 | 0.20215 | 0.21018 | 0.24553 | 0.25694 | 0.26532 | 1.5684
LO12Med | NR | Lamps | Residential | Lighting | 4.9341e-05 | 5.0253e-05 | 0.36363 | -71.4784 | Single Family | ID/MT/OR_General Purpose and Three-Way_250 to 1049 lumens | 0.00089191 | 0.0017791 | 0.0026606 | 0.0035349 | 0.0043997 | 0.0051652 | 0.0057615 | 0.0062221 | 0.0065753 | 0.0068446 | 0.0070495 | 0.0072056 | 0.0073248 | 0.0074162 | 0.0074863 | 0.0075398 | 0.0075169 | 0.007496 | 0.0074765 | 0.0074578 | 0.089773 | 0.012854 | 0.011273 | 0.010292 | 0.007483 | 0.0073837 | 0.0070822 | 0.0058983 | 0.0069986 | 0.0091052 | 0.011683 | 0.012172 | 0.012591 | 0 | 0.024625 | 0.018981 | 0.019684 | 0.016936 | 0.017786 | 0.019102 | 0.018913 | 0.019532 | 0.02025 | 0.023521 | 0.024478 | 0.025008 | 2.2513
LO12Med | NR | Lamps | Residential | Lighting | 0.00071813 | 0.00073059 | 5.288 | 11.1588 | Single Family | WA_General Purpose and Three-Way_1050 to 1489 lumens | 0.015364 | 0.030647 | 0.045832 | 0.060891 | 0.075788 | 0.088974 | 0.099245 | 0.10718 | 0.11326 | 0.1179 | 0.12143 | 0.12412 | 0.12617 | 0.12775 | 0.12896 | 0.12988 | 0.12948 | 0.12912 | 0.12879 | 0.12847 | 1.5464 | 0.18688 | 0.16379 | 0.1495 | 0.10872 | 0.10708 | 0.10264 | 0.085467 | 0.10141 | 0.13198 | 0.16947 | 0.17675 | 0.18318 | 0 | 0.35968 | 0.27717 | 0.28705 | 0.2469 | 0.25835 | 0.27694 | 0.27407 | 0.28304 | 0.29375 | 0.34192 | 0.35656 | 0.36574 | 1.5676
LO12Med | NR | Lamps | Residential | Lighting | 0.0013946 | 0.0013959 | 10.1451 | 53.1598 | Single Family | WA_Reflectors and Outdoor_1490 to 2600 lumens | 0.0083854 | 0.016727 | 0.025014 | 0.033234 | 0.041364 | 0.048561 | 0.054167 | 0.058498 | 0.061818 | 0.064351 | 0.066277 | 0.067744 | 0.068865 | 0.069724 | 0.070383 | 0.070886 | 0.070671 | 0.070474 | 0.070292 | 0.070116 | 0.84401 | 0.35722 | 0.31006 | 0.28192 | 0.20583 | 0.19695 | 0.18694 | 0.15531 | 0.18419 | 0.2411 | 0.31328 | 0.33178 | 0.35358 | 0 | 0.73477 | 0.56389 | 0.57324 | 0.49114 | 0.487 | 0.50747 | 0.49856 | 0.51456 | 0.54282 | 0.65233 | 0.70109 | 0.76008 | 0.70391
LO12Med | NR | Lamps | Residential | Lighting | 7.5478e-05 | 7.6872e-05 | 0.55625 | 15.8302 | Single Family | WA_General Purpose and Three-Way_250 to 1049 lumens | 0.0029153 | 0.0058152 | 0.0086965 | 0.011554 | 0.014381 | 0.016883 | 0.018832 | 0.020337 | 0.021492 | 0.022372 | 0.023042 | 0.023552 | 0.023942 | 0.02424 | 0.02447 | 0.024644 | 0.024569 | 0.024501 | 0.024438 | 0.024377 | 0.29343 | 0.019663 | 0.017245 | 0.015744 | 0.011447 | 0.011295 | 0.010834 | 0.0090227 | 0.010706 | 0.013928 | 0.017871 | 0.01862 | 0.019261 | 0 | 0.037668 | 0.029036 | 0.030111 | 0.025907 | 0.027208 | 0.02922 | 0.028931 | 0.029879 | 0.030977 | 0.035981 | 0.037444 | 0.038254 | 1.38
LO12Med | NR | Lamps | Residential | Lighting | 5.4558e-05 | 5.5349e-05 | 0.4009 | 41.0866 | Single Family | WA_Reflectors and Outdoor_1050 to 1489 lumens | 0.00020713 | 0.00041316 | 0.00061787 | 0.00082089 | 0.0010217 | 0.0011995 | 0.001338 | 0.0014449 | 0.001527 | 0.0015895 | 0.0016371 | 0.0016733 | 0.001701 | 0.0017222 | 0.0017385 | 0.0017509 | 0.0017456 | 0.0017408 | 0.0017363 | 0.0017319 | 0.020848 | 0.014159 | 0.012389 | 0.011301 | 0.008224 | 0.0080604 | 0.0077138 | 0.0064209 | 0.0076179 | 0.009924 | 0.012768 | 0.013351 | 0.013902 | 0 | 0.027571 | 0.021231 | 0.021915 | 0.018837 | 0.019528 | 0.020834 | 0.020594 | 0.021265 | 0.02213 | 0.025897 | 0.027147 | 0.028123 | 0.83693
LO12Med | NR | Lamps | Residential | Lighting | 9.8713e-05 | 9.3636e-05 | 0.78939 | -16.1389 | Single Family | WA_Decorative and Mini-Base_250 to 1049 lumens | 0.00062867 | 0.001254 | 0.0018754 | 0.0024916 | 0.0031011 | 0.0036407 | 0.004061 | 0.0043857 | 0.0046346 | 0.0048245 | 0.0049689 | 0.0050789 | 0.0051629 | 0.0052273 | 0.0052768 | 0.0053145 | 0.0052983 | 0.0052836 | 0.0052699 | 0.0052567 | 0.063277 | 0.025925 | 0.022577 | 0.02179 | 0.016948 | 0.01668 | 0.015844 | 0.013631 | 0.016131 | 0.020313 | 0.024191 | 0.024326 | 0.025119 | 0 | 0.051484 | 0.040254 | 0.043887 | 0.038064 | 0.040143 | 0.043723 | 0.042502 | 0.043646 | 0.044043 | 0.052231 | 0.052271 | 0.053668 | 9.6213
LO12Med | NR | Lamps | Residential | Lighting | 5.5221e-05 | 5.6257e-05 | 0.40705 | -16.4809 | Single Family | WA_Reflectors and Outdoor_250 to 1049 lumens | 0.0013885 | 0.0027697 | 0.004142 | 0.005503 | 0.0068493 | 0.008041 | 0.0089693 | 0.0096864 | 0.010236 | 0.010656 | 0.010975 | 0.011217 | 0.011403 | 0.011545 | 0.011654 | 0.011738 | 0.011702 | 0.01167 | 0.011639 | 0.01161 | 0.13976 | 0.01439 | 0.012622 | 0.011524 | 0.0083783 | 0.008271 | 0.0079345 | 0.0066084 | 0.0078412 | 0.0102 | 0.013086 | 0.01363 | 0.014093 | 0 | 0.027534 | 0.021226 | 0.022019 | 0.018946 | 0.019916 | 0.021399 | 0.021189 | 0.021884 | 0.022682 | 0.026332 | 0.027389 | 0.027954 | 8.0924
LO12Med | NR | Lamps | Residential | Lighting | 8.6329e-05 | 8.1982e-05 | 0.69138 | -15.7533 | Single Family | WA_Globe_250 to 1049 lumens | 0.00039451 | 0.00078694 | 0.0011769 | 0.0015636 | 0.0019461 | 0.0022847 | 0.0025484 | 0.0027522 | 0.0029084 | 0.0030275 | 0.0031182 | 0.0031872 | 0.0032399 | 0.0032803 | 0.0033114 | 0.003335 | 0.0033249 | 0.0033156 | 0.003307 | 0.0032988 | 0.039709 | 0.022705 | 0.01979 | 0.01911 | 0.014862 | 0.014659 | 0.013935 | 0.01199 | 0.01419 | 0.017861 | 0.02125 | 0.021338 | 0.021979 | 0 | 0.044832 | 0.035071 | 0.038315 | 0.033245 | 0.035213 | 0.038437 | 0.037384 | 0.038392 | 0.038691 | 0.045771 | 0.045682 | 0.046673 | 9.0155
LO12Med | NR | Lamps | Residential | Lighting | 0.0023671 | 0.0023694 | 17.2202 | -53.6495 | Multifamily - Low Rise | ID/MT/OR_Reflectors and Outdoor_1490 to 2600 lumens | 0.00043224 | 0.0008622 | 0.0012894 | 0.0017131 | 0.0021322 | 0.0025032 | 0.0027921 | 0.0030154 | 0.0031865 | 0.0033171 | 0.0034164 | 0.003492 | 0.0035498 | 0.0035941 | 0.003628 | 0.003654 | 0.0036428 | 0.0036327 | 0.0036233 | 0.0036142 | 0.043506 | 0.60633 | 0.52629 | 0.47853 | 0.34938 | 0.3343 | 0.31731 | 0.26361 | 0.31264 | 0.40925 | 0.53176 | 0.56317 | 0.60016 | 0 | 1.2472 | 0.95714 | 0.97301 | 0.83365 | 0.82663 | 0.86137 | 0.84625 | 0.87341 | 0.92137 | 1.1073 | 1.19 | 1.2901 | 3.5134
LO12Med | NR | Lamps | Residential | Lighting | 7.7004e-05 | 7.8448e-05 | 0.56761 | -119.4219 | Multifamily - Low Rise | ID/MT/OR_Reflectors and Outdoor_250 to 1049 lumens | 5.88e-05 | 0.00011729 | 0.0001754 | 0.00023304 | 0.00029005 | 0.00034052 | 0.00037983 | 0.0004102 | 0.00043348 | 0.00045123 | 0.00046474 | 0.00047503 | 0.00048289 | 0.00048892 | 0.00049354 | 0.00049706 | 0.00049555 | 0.00049417 | 0.00049289 | 0.00049166 | 0.0059183 | 0.020066 | 0.017601 | 0.01607 | 0.011683 | 0.011534 | 0.011064 | 0.0092151 | 0.010934 | 0.014224 | 0.018247 | 0.019007 | 0.019652 | 0 | 0.038395 | 0.029598 | 0.030705 | 0.026419 | 0.027772 | 0.029839 | 0.029548 | 0.030516 | 0.03163 | 0.036719 | 0.038192 | 0.038981 | 3.7083
LO12Med | NR | Lamps | Residential | Lighting | 3.9173e-05 | 3.9742e-05 | 0.28785 | -79.6337 | Multifamily - Low Rise | ID/MT/OR_Reflectors and Outdoor_1050 to 1489 lumens | 4.5163e-06 | 9.0088e-06 | 1.3473e-05 | 1.7899e-05 | 2.2278e-05 | 2.6155e-05 | 2.9174e-05 | 3.1507e-05 | 3.3295e-05 | 3.4659e-05 | 3.5696e-05 | 3.6486e-05 | 3.709e-05 | 3.7553e-05 | 3.7908e-05 | 3.8179e-05 | 3.8063e-05 | 3.7957e-05 | 3.7859e-05 | 3.7764e-05 | 0.00045458 | 0.010166 | 0.0088957 | 0.0081141 | 0.0059049 | 0.0057874 | 0.0055386 | 0.0046103 | 0.0054698 | 0.0071256 | 0.0091677 | 0.0095859 | 0.0099818 | 0 | 0.019797 | 0.015244 | 0.015735 | 0.013525 | 0.014021 | 0.014959 | 0.014787 | 0.015269 | 0.01589 | 0.018595 | 0.019492 | 0.020193 | 1.7106
LO12Med | NR | Lamps | Residential | Lighting | 0.00010157 | 9.6452e-05 | 0.8134 | -64.8202 | Multifamily - Low Rise | ID/MT/OR_Globe_250 to 1049 lumens | 1.4095e-05 | 2.8116e-05 | 4.2047e-05 | 5.5863e-05 | 6.953e-05 | 8.1627e-05 | 9.1051e-05 | 9.833e-05 | 0.00010391 | 0.00010817 | 0.00011141 | 0.00011387 | 0.00011576 | 0.0001172 | 0.00011831 | 0.00011915 | 0.00011879 | 0.00011846 | 0.00011815 | 0.00011786 | 0.0014187 | 0.026713 | 0.023283 | 0.022483 | 0.017485 | 0.017246 | 0.016395 | 0.014107 | 0.016695 | 0.021014 | 0.025 | 0.025104 | 0.025858 | 0 | 0.052745 | 0.041261 | 0.045077 | 0.039112 | 0.041428 | 0.045221 | 0.043982 | 0.045168 | 0.04552 | 0.053849 | 0.053744 | 0.05491 | 1.6998
LO12Med | NR | Lamps | Residential | Lighting | 0.00042815 | 0.00043476 | 3.1483 | -14.6899 | Multifamily - Low Rise | ID/MT/OR_General Purpose and Three-Way_1490 to 2600 lumens | 0.0005427 | 0.0010825 | 0.0016189 | 0.0021509 | 0.002677 | 0.0031428 | 0.0035056 | 0.0037859 | 0.0040008 | 0.0041647 | 0.0042894 | 0.0043843 | 0.0044569 | 0.0045125 | 0.0045551 | 0.0045877 | 0.0045737 | 0.004561 | 0.0045492 | 0.0045378 | 0.054624 | 0.11121 | 0.097365 | 0.088829 | 0.064631 | 0.063445 | 0.06075 | 0.050574 | 0.060004 | 0.078144 | 0.10047 | 0.10497 | 0.10913 | 0 | 0.21573 | 0.16616 | 0.1717 | 0.14762 | 0.1535 | 0.16403 | 0.1622 | 0.16749 | 0.17415 | 0.20344 | 0.21289 | 0.21983 | 1.8261
LO12Med | NR | Lamps | Residential | Lighting | 8.289e-05 | 7.8627e-05 | 0.66286 | -39.2836 | Multifamily - Low Rise | ID/MT/OR_Decorative and Mini-Base_250 to 1049 lumens | 1.6031e-05 | 3.1978e-05 | 4.7823e-05 | 6.3537e-05 | 7.908e-05 | 9.284e-05 | 0.00010356 | 0.00011184 | 0.00011819 | 0.00012303 | 0.00012671 | 0.00012951 | 0.00013166 | 0.0001333 | 0.00013456 | 0.00013552 | 0.00013511 | 0.00013473 | 0.00013438 | 0.00013405 | 0.0016136 | 0.021769 | 0.018958 | 0.018297 | 0.014232 | 0.014006 | 0.013305 | 0.011446 | 0.013545 | 0.017057 | 0.020313 | 0.020426 | 0.021092 | 0 | 0.043232 | 0.033802 | 0.036852 | 0.031963 | 0.033708 | 0.036714 | 0.035689 | 0.03665 | 0.036983 | 0.043858 | 0.043893 | 0.045066 | 1.3902
LO12Med | NR | Lamps | Residential | Lighting | 0.0011984 | 0.0012191 | 8.8242 | -22.5168 | Multifamily - Low Rise | ID/MT/OR_General Purpose and Three-Way_1050 to 1489 lumens | 0.00077858 | 0.0015531 | 0.0023226 | 0.0030857 | 0.0038406 | 0.0045089 | 0.0050294 | 0.0054315 | 0.0057398 | 0.0059749 | 0.0061538 | 0.00629 | 0.0063941 | 0.0064738 | 0.006535 | 0.0065817 | 0.0065617 | 0.0065435 | 0.0065265 | 0.0065102 | 0.078366 | 0.31185 | 0.27332 | 0.24947 | 0.18143 | 0.17868 | 0.17127 | 0.14262 | 0.16922 | 0.22024 | 0.2828 | 0.29495 | 0.30568 | 0 | 0.60021 | 0.46251 | 0.479 | 0.41201 | 0.43111 | 0.46213 | 0.45735 | 0.47231 | 0.49019 | 0.57057 | 0.595 | 0.61031 | 2.5878
LO12Med | NR | Lamps | Residential | Lighting | 0.00051674 | 0.00052472 | 3.7997 | 11.124 | Multifamily - Low Rise | WA_General Purpose and Three-Way_1490 to 2600 lumens | 0.0013995 | 0.0027917 | 0.004175 | 0.0055468 | 0.0069038 | 0.008105 | 0.0090406 | 0.0097634 | 0.010318 | 0.01074 | 0.011062 | 0.011307 | 0.011494 | 0.011637 | 0.011747 | 0.011831 | 0.011795 | 0.011762 | 0.011732 | 0.011702 | 0.14087 | 0.13423 | 0.11751 | 0.10721 | 0.078004 | 0.076574 | 0.073321 | 0.06104 | 0.072421 | 0.094314 | 0.12126 | 0.12669 | 0.13172 | 0 | 0.26038 | 0.20054 | 0.20723 | 0.17816 | 0.18526 | 0.19797 | 0.19576 | 0.20215 | 0.21018 | 0.24553 | 0.25694 | 0.26532 | 1.5684
LO12Med | NR | Lamps | Residential | Lighting | 4.9341e-05 | 5.0253e-05 | 0.36363 | -71.4784 | Multifamily - Low Rise | ID/MT/OR_General Purpose and Three-Way_250 to 1049 lumens | 5.7875e-05 | 0.00011544 | 0.00017265 | 0.00022937 | 0.00028549 | 0.00033516 | 0.00037385 | 0.00040375 | 0.00042666 | 0.00044414 | 0.00045743 | 0.00046756 | 0.0004753 | 0.00048123 | 0.00048578 | 0.00048925 | 0.00048776 | 0.0004864 | 0.00048514 | 0.00048393 | 0.0058253 | 0.012854 | 0.011273 | 0.010292 | 0.007483 | 0.0073837 | 0.0070822 | 0.0058983 | 0.0069986 | 0.0091052 | 0.011683 | 0.012172 | 0.012591 | 0 | 0.024625 | 0.018981 | 0.019684 | 0.016936 | 0.017786 | 0.019102 | 0.018913 | 0.019532 | 0.02025 | 0.023521 | 0.024478 | 0.025008 | 2.2513
LO12Med | NR | Lamps | Residential | Lighting | 0.00071813 | 0.00073059 | 5.288 | 11.1588 | Multifamily - Low Rise | WA_General Purpose and Three-Way_1050 to 1489 lumens | 0.00099694 | 0.0019886 | 0.002974 | 0.0039511 | 0.0049178 | 0.0057734 | 0.0064399 | 0.0069548 | 0.0073496 | 0.0076506 | 0.0078796 | 0.0080541 | 0.0081873 | 0.0082895 | 0.0083679 | 0.0084277 | 0.008402 | 0.0083787 | 0.008357 | 0.008336 | 0.10034 | 0.18688 | 0.16379 | 0.1495 | 0.10872 | 0.10708 | 0.10264 | 0.085467 | 0.10141 | 0.13198 | 0.16947 | 0.17675 | 0.18318 | 0 | 0.35968 | 0.27717 | 0.28705 | 0.2469 | 0.25835 | 0.27694 | 0.27407 | 0.28304 | 0.29375 | 0.34192 | 0.35656 | 0.36574 | 1.5676
LO12Med | NR | Lamps | Residential | Lighting | 0.0013946 | 0.0013959 | 10.1451 | 53.1598 | Multifamily - Low Rise | WA_Reflectors and Outdoor_1490 to 2600 lumens | 0.00054412 | 0.0010854 | 0.0016232 | 0.0021565 | 0.0026841 | 0.0031511 | 0.0035148 | 0.0037959 | 0.0040113 | 0.0041756 | 0.0043006 | 0.0043958 | 0.0044686 | 0.0045243 | 0.0045671 | 0.0045997 | 0.0045857 | 0.004573 | 0.0045611 | 0.0045497 | 0.054767 | 0.35722 | 0.31006 | 0.28192 | 0.20583 | 0.19695 | 0.18694 | 0.15531 | 0.18419 | 0.2411 | 0.31328 | 0.33178 | 0.35358 | 0 | 0.73477 | 0.56389 | 0.57324 | 0.49114 | 0.487 | 0.50747 | 0.49856 | 0.51456 | 0.54282 | 0.65233 | 0.70109 | 0.76008 | 0.70391
LO12Med | NR | Lamps | Residential | Lighting | 7.5478e-05 | 7.6872e-05 | 0.55625 | 15.8302 | Multifamily - Low Rise | WA_General Purpose and Three-Way_250 to 1049 lumens | 0.00018917 | 0.00037734 | 0.00056431 | 0.00074973 | 0.00093315 | 0.0010955 | 0.001222 | 0.0013197 | 0.0013946 | 0.0014517 | 0.0014952 | 0.0015283 | 0.0015535 | 0.0015729 | 0.0015878 | 0.0015991 | 0.0015943 | 0.0015898 | 0.0015857 | 0.0015818 | 0.01904 | 0.019663 | 0.017245 | 0.015744 | 0.011447 | 0.011295 | 0.010834 | 0.0090227 | 0.010706 | 0.013928 | 0.017871 | 0.01862 | 0.019261 | 0 | 0.037668 | 0.029036 | 0.030111 | 0.025907 | 0.027208 | 0.02922 | 0.028931 | 0.029879 | 0.030977 | 0.035981 | 0.037444 | 0.038254 | 1.38
LO12Med | NR | Lamps | Residential | Lighting | 5.4558e-05 | 5.5349e-05 | 0.4009 | 41.0866 | Multifamily - Low Rise | WA_Reflectors and Outdoor_1050 to 1489 lumens | 1.344e-05 | 2.6809e-05 | 4.0093e-05 | 5.3267e-05 | 6.6298e-05 | 7.7833e-05 | 8.6819e-05 | 9.376e-05 | 9.9082e-05 | 0.00010314 | 0.00010623 | 0.00010858 | 0.00011038 | 0.00011175 | 0.00011281 | 0.00011362 | 0.00011327 | 0.00011296 | 0.00011266 | 0.00011238 | 0.0013528 | 0.014159 | 0.012389 | 0.011301 | 0.008224 | 0.0080604 | 0.0077138 | 0.0064209 | 0.0076179 | 0.009924 | 0.012768 | 0.013351 | 0.013902 | 0 | 0.027571 | 0.021231 | 0.021915 | 0.018837 | 0.019528 | 0.020834 | 0.020594 | 0.021265 | 0.02213 | 0.025897 | 0.027147 | 0.028123 | 0.83693
LO12Med | NR | Lamps | Residential | Lighting | 9.8713e-05 | 9.3636e-05 | 0.78939 | -16.1389 | Multifamily - Low Rise | WA_Decorative and Mini-Base_250 to 1049 lumens | 4.0794e-05 | 8.1372e-05 | 0.00012169 | 0.00016168 | 0.00020123 | 0.00023624 | 0.00026351 | 0.00028458 | 0.00030074 | 0.00031305 | 0.00032243 | 0.00032956 | 0.00033502 | 0.0003392 | 0.0003424 | 0.00034485 | 0.0003438 | 0.00034284 | 0.00034196 | 0.0003411 | 0.004106 | 0.025925 | 0.022577 | 0.02179 | 0.016948 | 0.01668 | 0.015844 | 0.013631 | 0.016131 | 0.020313 | 0.024191 | 0.024326 | 0.025119 | 0 | 0.051484 | 0.040254 | 0.043887 | 0.038064 | 0.040143 | 0.043723 | 0.042502 | 0.043646 | 0.044043 | 0.052231 | 0.052271 | 0.053668 | 9.6213
LO12Med | NR | Lamps | Residential | Lighting | 5.5221e-05 | 5.6257e-05 | 0.40705 | -16.4809 | Multifamily - Low Rise | WA_Reflectors and Outdoor_250 to 1049 lumens | 9.0099e-05 | 0.00017972 | 0.00026877 | 0.00035708 | 0.00044444 | 0.00052177 | 0.00058201 | 0.00062854 | 0.00066422 | 0.00069142 | 0.00071212 | 0.00072789 | 0.00073993 | 0.00074916 | 0.00075624 | 0.00076165 | 0.00075933 | 0.00075722 | 0.00075526 | 0.00075337 | 0.0090686 | 0.01439 | 0.012622 | 0.011524 | 0.0083783 | 0.008271 | 0.0079345 | 0.0066084 | 0.0078412 | 0.0102 | 0.013086 | 0.01363 | 0.014093 | 0 | 0.027534 | 0.021226 | 0.022019 | 0.018946 | 0.019916 | 0.021399 | 0.021189 | 0.021884 | 0.022682 | 0.026332 | 0.027389 | 0.027954 | 8.0924
LO12Med | NR | Lamps | Residential | Lighting | 8.6329e-05 | 8.1982e-05 | 0.69138 | -15.7533 | Multifamily - Low Rise | WA_Globe_250 to 1049 lumens | 2.56e-05 | 5.1064e-05 | 7.6365e-05 | 0.00010146 | 0.00012628 | 0.00014825 | 0.00016536 | 0.00017859 | 0.00018872 | 0.00019645 | 0.00020233 | 0.00020681 | 0.00021023 | 0.00021286 | 0.00021487 | 0.00021641 | 0.00021575 | 0.00021515 | 0.00021459 | 0.00021405 | 0.0025767 | 0.022705 | 0.01979 | 0.01911 | 0.014862 | 0.014659 | 0.013935 | 0.01199 | 0.01419 | 0.017861 | 0.02125 | 0.021338 | 0.021979 | 0 | 0.044832 | 0.035071 | 0.038315 | 0.033245 | 0.035213 | 0.038437 | 0.037384 | 0.038392 | 0.038691 | 0.045771 | 0.045682 | 0.046673 | 9.0155
LO12Med | NR | Lamps | Residential | Lighting | 0.0023671 | 0.0023694 | 17.2202 | -53.6495 | Multifamily - High Rise | ID/MT/OR_Reflectors and Outdoor_1490 to 2600 lumens | 0.00012791 | 0.00025514 | 0.00038155 | 0.00050692 | 0.00063094 | 0.00074072 | 0.00082623 | 0.00089229 | 0.00094294 | 0.00098156 | 0.0010109 | 0.0010333 | 0.0010504 | 0.0010635 | 0.0010736 | 0.0010813 | 0.001078 | 0.001075 | 0.0010722 | 0.0010695 | 0.012874 | 0.60633 | 0.52629 | 0.47853 | 0.34938 | 0.3343 | 0.31731 | 0.26361 | 0.31264 | 0.40925 | 0.53176 | 0.56317 | 0.60016 | 0 | 1.2472 | 0.95714 | 0.97301 | 0.83365 | 0.82663 | 0.86137 | 0.84625 | 0.87341 | 0.92137 | 1.1073 | 1.19 | 1.2901 | 3.5134
LO12Med | NR | Lamps | Residential | Lighting | 7.7004e-05 | 7.8448e-05 | 0.56761 | -119.4219 | Multifamily - High Rise | ID/MT/OR_Reflectors and Outdoor_250 to 1049 lumens | 1.74e-05 | 3.4707e-05 | 5.1904e-05 | 6.8959e-05 | 8.583e-05 | 0.00010076 | 0.0001124 | 0.00012138 | 0.00012827 | 0.00013353 | 0.00013752 | 0.00014057 | 0.00014289 | 0.00014468 | 0.00014604 | 0.00014709 | 0.00014664 | 0.00014623 | 0.00014585 | 0.00014549 | 0.0017513 | 0.020066 | 0.017601 | 0.01607 | 0.011683 | 0.011534 | 0.011064 | 0.0092151 | 0.010934 | 0.014224 | 0.018247 | 0.019007 | 0.019652 | 0 | 0.038395 | 0.029598 | 0.030705 | 0.026419 | 0.027772 | 0.029839 | 0.029548 | 0.030516 | 0.03163 | 0.036719 | 0.038192 | 0.038981 | 3.7083
LO12Med | NR | Lamps | Residential | Lighting | 3.9173e-05 | 3.9742e-05 | 0.28785 | -79.6337 | Multifamily - High Rise | ID/MT/OR_Reflectors and Outdoor_1050 to 1489 lumens | 1.3364e-06 | 2.6658e-06 | 3.9867e-06 | 5.2967e-06 | 6.5925e-06 | 7.7395e-06 | 8.6329e-06 | 9.3232e-06 | 9.8524e-06 | 1.0256e-05 | 1.0563e-05 | 1.0797e-05 | 1.0975e-05 | 1.1112e-05 | 1.1217e-05 | 1.1298e-05 | 1.1263e-05 | 1.1232e-05 | 1.1203e-05 | 1.1175e-05 | 0.00013452 | 0.010166 | 0.0088957 | 0.0081141 | 0.0059049 | 0.0057874 | 0.0055386 | 0.0046103 | 0.0054698 | 0.0071256 | 0.0091677 | 0.0095859 | 0.0099818 | 0 | 0.019797 | 0.015244 | 0.015735 | 0.013525 | 0.014021 | 0.014959 | 0.014787 | 0.015269 | 0.01589 | 0.018595 | 0.019492 | 0.020193 | 1.7106
LO12Med | NR | Lamps | Residential | Lighting | 0.00010157 | 9.6452e-05 | 0.8134 | -64.8202 | Multifamily - High Rise | ID/MT/OR_Globe_250 to 1049 lumens | 4.171e-06 | 8.3199e-06 | 1.2442e-05 | 1.6531e-05 | 2.0575e-05 | 2.4155e-05 | 2.6943e-05 | 2.9097e-05 | 3.0749e-05 | 3.2008e-05 | 3.2966e-05 | 3.3696e-05 | 3.4254e-05 | 3.4681e-05 | 3.5009e-05 | 3.5259e-05 | 3.5152e-05 | 3.5054e-05 | 3.4963e-05 | 3.4876e-05 | 0.00041982 | 0.026713 | 0.023283 | 0.022483 | 0.017485 | 0.017246 | 0.016395 | 0.014107 | 0.016695 | 0.021014 | 0.025 | 0.025104 | 0.025858 | 0 | 0.052745 | 0.041261 | 0.045077 | 0.039112 | 0.041428 | 0.045221 | 0.043982 | 0.045168 | 0.04552 | 0.053849 | 0.053744 | 0.05491 | 1.6998
LO12Med | NR | Lamps | Residential | Lighting | 0.00042815 | 0.00043476 | 3.1483 | -14.6899 | Multifamily - High Rise | ID/MT/OR_General Purpose and Three-Way_1490 to 2600 lumens | 0.00016059 | 0.00032033 | 0.00047905 | 0.00063646 | 0.00079217 | 0.00093 | 0.0010374 | 0.0011203 | 0.0011839 | 0.0012324 | 0.0012693 | 0.0012974 | 0.0013188 | 0.0013353 | 0.0013479 | 0.0013576 | 0.0013534 | 0.0013497 | 0.0013462 | 0.0013428 | 0.016164 | 0.11121 | 0.097365 | 0.088829 | 0.064631 | 0.063445 | 0.06075 | 0.050574 | 0.060004 | 0.078144 | 0.10047 | 0.10497 | 0.10913 | 0 | 0.21573 | 0.16616 | 0.1717 | 0.14762 | 0.1535 | 0.16403 | 0.1622 | 0.16749 | 0.17415 | 0.20344 | 0.21289 | 0.21983 | 1.8261
LO12Med | NR | Lamps | Residential | Lighting | 8.289e-05 | 7.8627e-05 | 0.66286 | -39.2836 | Multifamily - High Rise | ID/MT/OR_Decorative and Mini-Base_250 to 1049 lumens | 4.7439e-06 | 9.4627e-06 | 1.4151e-05 | 1.8801e-05 | 2.3401e-05 | 2.7472e-05 | 3.0644e-05 | 3.3094e-05 | 3.4972e-05 | 3.6405e-05 | 3.7495e-05 | 3.8325e-05 | 3.8959e-05 | 3.9445e-05 | 3.9818e-05 | 4.0102e-05 | 3.998e-05 | 3.9869e-05 | 3.9766e-05 | 3.9666e-05 | 0.00047748 | 0.021769 | 0.018958 | 0.018297 | 0.014232 | 0.014006 | 0.013305 | 0.011446 | 0.013545 | 0.017057 | 0.020313 | 0.020426 | 0.021092 | 0 | 0.043232 | 0.033802 | 0.036852 | 0.031963 | 0.033708 | 0.036714 | 0.035689 | 0.03665 | 0.036983 | 0.043858 | 0.043893 | 0.045066 | 1.3902
LO12Med | NR | Lamps | Residential | Lighting | 0.0011984 | 0.0012191 | 8.8242 | -22.5168 | Multifamily - High Rise | ID/MT/OR_General Purpose and Three-Way_1050 to 1489 lumens | 0.00023039 | 0.00045957 | 0.00068728 | 0.0009131 | 0.0011365 | 0.0013342 | 0.0014883 | 0.0016072 | 0.0016985 | 0.001768 | 0.001821 | 0.0018613 | 0.0018921 | 0.0019157 | 0.0019338 | 0.0019476 | 0.0019417 | 0.0019363 | 0.0019313 | 0.0019264 | 0.023189 | 0.31185 | 0.27332 | 0.24947 | 0.18143 | 0.17868 | 0.17127 | 0.14262 | 0.16922 | 0.22024 | 0.2828 | 0.29495 | 0.30568 | 0 | 0.60021 | 0.46251 | 0.479 | 0.41201 | 0.43111 | 0.46213 | 0.45735 | 0.47231 | 0.49019 | 0.57057 | 0.595 | 0.61031 | 2.5878
LO12Med | NR | Lamps | Residential | Lighting | 0.00051674 | 0.00052472 | 3.7997 | 11.124 | Multifamily - High Rise | WA_General Purpose and Three-Way_1490 to 2600 lumens | 0.00041414 | 0.0008261 | 0.0012354 | 0.0016414 | 0.0020429 | 0.0023984 | 0.0026752 | 0.0028891 | 0.0030531 | 0.0031782 | 0.0032733 | 0.0033458 | 0.0034011 | 0.0034436 | 0.0034761 | 0.003501 | 0.0034903 | 0.0034806 | 0.0034716 | 0.0034629 | 0.041684 | 0.13423 | 0.11751 | 0.10721 | 0.078004 | 0.076574 | 0.073321 | 0.06104 | 0.072421 | 0.094314 | 0.12126 | 0.12669 | 0.13172 | 0 | 0.26038 | 0.20054 | 0.20723 | 0.17816 | 0.18526 | 0.19797 | 0.19576 | 0.20215 | 0.21018 | 0.24553 | 0.25694 | 0.26532 | 1.5684
LO12Med | NR | Lamps | Residential | Lighting | 4.9341e-05 | 5.0253e-05 | 0.36363 | -71.4784 | Multifamily - High Rise | ID/MT/OR_General Purpose and Three-Way_250 to 1049 lumens | 1.7126e-05 | 3.4162e-05 | 5.1088e-05 | 6.7875e-05 | 8.448e-05 | 9.9179e-05 | 0.00011063 | 0.00011947 | 0.00012625 | 0.00013143 | 0.00013536 | 0.00013836 | 0.00014065 | 0.0001424 | 0.00014375 | 0.00014477 | 0.00014433 | 0.00014393 | 0.00014356 | 0.0001432 | 0.0017238 | 0.012854 | 0.011273 | 0.010292 | 0.007483 | 0.0073837 | 0.0070822 | 0.0058983 | 0.0069986 | 0.0091052 | 0.011683 | 0.012172 | 0.012591 | 0 | 0.024625 | 0.018981 | 0.019684 | 0.016936 | 0.017786 | 0.019102 | 0.018913 | 0.019532 | 0.02025 | 0.023521 | 0.024478 | 0.025008 | 2.2513
LO12Med | NR | Lamps | Residential | Lighting | 0.00071813 | 0.00073059 | 5.288 | 11.1588 | Multifamily - High Rise | WA_General Purpose and Three-Way_1050 to 1489 lumens | 0.00029501 | 0.00058846 | 0.00088003 | 0.0011692 | 0.0014552 | 0.0017084 | 0.0019056 | 0.002058 | 0.0021748 | 0.0022639 | 0.0023317 | 0.0023833 | 0.0024227 | 0.002453 | 0.0024761 | 0.0024938 | 0.0024863 | 0.0024793 | 0.0024729 | 0.0024667 | 0.029693 | 0.18688 | 0.16379 | 0.1495 | 0.10872 | 0.10708 | 0.10264 | 0.085467 | 0.10141 | 0.13198 | 0.16947 | 0.17675 | 0.18318 | 0 | 0.35968 | 0.27717 | 0.28705 | 0.2469 | 0.25835 | 0.27694 | 0.27407 | 0.28304 | 0.29375 | 0.34192 | 0.35656 | 0.36574 | 1.5676
LO12Med | NR | Lamps | Residential | Lighting | 0.0013946 | 0.0013959 | 10.1451 | 53.1598 | Multifamily - High Rise | WA_Reflectors and Outdoor_1490 to 2600 lumens | 0.00016101 | 0.00032117 | 0.00048031 | 0.00063813 | 0.00079425 | 0.00093244 | 0.0010401 | 0.0011232 | 0.001187 | 0.0012356 | 0.0012726 | 0.0013008 | 0.0013223 | 0.0013388 | 0.0013515 | 0.0013611 | 0.001357 | 0.0013532 | 0.0013497 | 0.0013463 | 0.016206 | 0.35722 | 0.31006 | 0.28192 | 0.20583 | 0.19695 | 0.18694 | 0.15531 | 0.18419 | 0.2411 | 0.31328 | 0.33178 | 0.35358 | 0 | 0.73477 | 0.56389 | 0.57324 | 0.49114 | 0.487 | 0.50747 | 0.49856 | 0.51456 | 0.54282 | 0.65233 | 0.70109 | 0.76008 | 0.70391
LO12Med | NR | Lamps | Residential | Lighting | 7.5478e-05 | 7.6872e-05 | 0.55625 | 15.8302 | Multifamily - High Rise | WA_General Purpose and Three-Way_250 to 1049 lumens | 5.5978e-05 | 0.00011166 | 0.00016699 | 0.00022185 | 0.00027613 | 0.00032417 | 0.0003616 | 0.00039051 | 0.00041267 | 0.00042958 | 0.00044244 | 0.00045223 | 0.00045971 | 0.00046545 | 0.00046985 | 0.00047321 | 0.00047177 | 0.00047046 | 0.00046924 | 0.00046806 | 0.0056343 | 0.019663 | 0.017245 | 0.015744 | 0.011447 | 0.011295 | 0.010834 | 0.0090227 | 0.010706 | 0.013928 | 0.017871 | 0.01862 | 0.019261 | 0 | 0.037668 | 0.029036 | 0.030111 | 0.025907 | 0.027208 | 0.02922 | 0.028931 | 0.029879 | 0.030977 | 0.035981 | 0.037444 | 0.038254 | 1.38
LO12Med | NR | Lamps | Residential | Lighting | 5.4558e-05 | 5.5349e-05 | 0.4009 | 41.0866 | Multifamily - High Rise | WA_Reflectors and Outdoor_1050 to 1489 lumens | 3.9771e-06 | 7.9332e-06 | 1.1864e-05 | 1.5762e-05 | 1.9618e-05 | 2.3032e-05 | 2.5691e-05 | 2.7745e-05 | 2.932e-05 | 3.0521e-05 | 3.1434e-05 | 3.213e-05 | 3.2662e-05 | 3.3069e-05 | 3.3382e-05 | 3.362e-05 | 3.3518e-05 | 3.3425e-05 | 3.3338e-05 | 3.3255e-05 | 0.0004003 | 0.014159 | 0.012389 | 0.011301 | 0.008224 | 0.0080604 | 0.0077138 | 0.0064209 | 0.0076179 | 0.009924 | 0.012768 | 0.013351 | 0.013902 | 0 | 0.027571 | 0.021231 | 0.021915 | 0.018837 | 0.019528 | 0.020834 | 0.020594 | 0.021265 | 0.02213 | 0.025897 | 0.027147 | 0.028123 | 0.83693
LO12Med | NR | Lamps | Residential | Lighting | 9.8713e-05 | 9.3636e-05 | 0.78939 | -16.1389 | Multifamily - High Rise | WA_Decorative and Mini-Base_250 to 1049 lumens | 1.2071e-05 | 2.4079e-05 | 3.601e-05 | 4.7842e-05 | 5.9546e-05 | 6.9907e-05 | 7.7977e-05 | 8.4211e-05 | 8.8991e-05 | 9.2637e-05 | 9.541e-05 | 9.7522e-05 | 9.9135e-05 | 0.00010037 | 0.00010132 | 0.00010205 | 0.00010173 | 0.00010145 | 0.00010119 | 0.00010094 | 0.001215 | 0.025925 | 0.022577 | 0.02179 | 0.016948 | 0.01668 | 0.015844 | 0.013631 | 0.016131 | 0.020313 | 0.024191 | 0.024326 | 0.025119 | 0 | 0.051484 | 0.040254 | 0.043887 | 0.038064 | 0.040143 | 0.043723 | 0.042502 | 0.043646 | 0.044043 | 0.052231 | 0.052271 | 0.053668 | 9.6213
LO12Med | NR | Lamps | Residential | Lighting | 5.5221e-05 | 5.6257e-05 | 0.40705 | -16.4809 | Multifamily - High Rise | WA_Reflectors and Outdoor_250 to 1049 lumens | 2.6661e-05 | 5.3182e-05 | 7.9533e-05 | 0.00010567 | 0.00013152 | 0.0001544 | 0.00017222 | 0.00018599 | 0.00019655 | 0.0002046 | 0.00021073 | 0.00021539 | 0.00021895 | 0.00022169 | 0.00022378 | 0.00022538 | 0.0002247 | 0.00022407 | 0.00022349 | 0.00022293 | 0.0026835 | 0.01439 | 0.012622 | 0.011524 | 0.0083783 | 0.008271 | 0.0079345 | 0.0066084 | 0.0078412 | 0.0102 | 0.013086 | 0.01363 | 0.014093 | 0 | 0.027534 | 0.021226 | 0.022019 | 0.018946 | 0.019916 | 0.021399 | 0.021189 | 0.021884 | 0.022682 | 0.026332 | 0.027389 | 0.027954 | 8.0924
LO12Med | NR | Lamps | Residential | Lighting | 8.6329e-05 | 8.1982e-05 | 0.69138 | -15.7533 | Multifamily - High Rise | WA_Globe_250 to 1049 lumens | 7.5752e-06 | 1.511e-05 | 2.2597e-05 | 3.0023e-05 | 3.7367e-05 | 4.3869e-05 | 4.8933e-05 | 5.2846e-05 | 5.5845e-05 | 5.8133e-05 | 5.9873e-05 | 6.1198e-05 | 6.2211e-05 | 6.2987e-05 | 6.3583e-05 | 6.4037e-05 | 6.3842e-05 | 6.3665e-05 | 6.35e-05 | 6.3341e-05 | 0.00076246 | 0.022705 | 0.01979 | 0.01911 | 0.014862 | 0.014659 | 0.013935 | 0.01199 | 0.01419 | 0.017861 | 0.02125 | 0.021338 | 0.021979 | 0 | 0.044832 | 0.035071 | 0.038315 | 0.033245 | 0.035213 | 0.038437 | 0.037384 | 0.038392 | 0.038691 | 0.045771 | 0.045682 | 0.046673 | 9.0155
LO12Med | NR | Lamps | Residential | Lighting | 0.0023671 | 0.0023694 | 17.2202 | -53.6495 | Manufactured | ID/MT/OR_Reflectors and Outdoor_1490 to 2600 lumens | 0.00045546 | 0.00090085 | 0.0013359 | 0.0017598 | 0.0021719 | 0.0025282 | 0.0027963 | 0.0029944 | 0.0031377 | 0.0032387 | 0.0033075 | 0.0033522 | 0.0033789 | 0.0033922 | 0.0033954 | 0.0033908 | 0.003352 | 0.0033145 | 0.003278 | 0.0032422 | 0.039028 | 0.60633 | 0.52629 | 0.47853 | 0.34938 | 0.3343 | 0.31731 | 0.26361 | 0.31264 | 0.40925 | 0.53176 | 0.56317 | 0.60016 | 0 | 1.2472 | 0.95714 | 0.97301 | 0.83365 | 0.82663 | 0.86137 | 0.84625 | 0.87341 | 0.92137 | 1.1073 | 1.19 | 1.2901 | 3.5134
LO12Med | NR | Lamps | Residential | Lighting | 7.7004e-05 | 7.8448e-05 | 0.56761 | -119.4219 | Manufactured | ID/MT/OR_Reflectors and Outdoor_250 to 1049 lumens | 6.1958e-05 | 0.00012255 | 0.00018172 | 0.0002394 | 0.00029545 | 0.00034393 | 0.0003804 | 0.00040734 | 0.00042684 | 0.00044057 | 0.00044993 | 0.00045601 | 0.00045965 | 0.00046146 | 0.00046189 | 0.00046127 | 0.00045598 | 0.00045088 | 0.00044592 | 0.00044105 | 0.0053091 | 0.020066 | 0.017601 | 0.01607 | 0.011683 | 0.011534 | 0.011064 | 0.0092151 | 0.010934 | 0.014224 | 0.018247 | 0.019007 | 0.019652 | 0 | 0.038395 | 0.029598 | 0.030705 | 0.026419 | 0.027772 | 0.029839 | 0.029548 | 0.030516 | 0.03163 | 0.036719 | 0.038192 | 0.038981 | 3.7083
LO12Med | NR | Lamps | Residential | Lighting | 3.9173e-05 | 3.9742e-05 | 0.28785 | -79.6337 | Manufactured | ID/MT/OR_Reflectors and Outdoor_1050 to 1489 lumens | 4.7589e-06 | 9.4127e-06 | 1.3958e-05 | 1.8388e-05 | 2.2693e-05 | 2.6417e-05 | 2.9218e-05 | 3.1288e-05 | 3.2785e-05 | 3.384e-05 | 3.4559e-05 | 3.5026e-05 | 3.5305e-05 | 3.5444e-05 | 3.5477e-05 | 3.5429e-05 | 3.5024e-05 | 3.4632e-05 | 3.4251e-05 | 3.3877e-05 | 0.00040779 | 0.010166 | 0.0088957 | 0.0081141 | 0.0059049 | 0.0057874 | 0.0055386 | 0.0046103 | 0.0054698 | 0.0071256 | 0.0091677 | 0.0095859 | 0.0099818 | 0 | 0.019797 | 0.015244 | 0.015735 | 0.013525 | 0.014021 | 0.014959 | 0.014787 | 0.015269 | 0.01589 | 0.018595 | 0.019492 | 0.020193 | 1.7106
LO12Med | NR | Lamps | Residential | Lighting | 0.00010157 | 9.6452e-05 | 0.8134 | -64.8202 | Manufactured | ID/MT/OR_Globe_250 to 1049 lumens | 1.4852e-05 | 2.9376e-05 | 4.3562e-05 | 5.7387e-05 | 7.0824e-05 | 8.2445e-05 | 9.1187e-05 | 9.7647e-05 | 0.00010232 | 0.00010561 | 0.00010786 | 0.00010931 | 0.00011018 | 0.00011062 | 0.00011072 | 0.00011057 | 0.00010931 | 0.00010808 | 0.00010689 | 0.00010573 | 0.0012727 | 0.026713 | 0.023283 | 0.022483 | 0.017485 | 0.017246 | 0.016395 | 0.014107 | 0.016695 | 0.021014 | 0.025 | 0.025104 | 0.025858 | 0 | 0.052745 | 0.041261 | 0.045077 | 0.039112 | 0.041428 | 0.045221 | 0.043982 | 0.045168 | 0.04552 | 0.053849 | 0.053744 | 0.05491 | 1.6998
LO12Med | NR | Lamps | Residential | Lighting | 0.00042815 | 0.00043476 | 3.1483 | -14.6899 | Manufactured | ID/MT/OR_General Purpose and Three-Way_1490 to 2600 lumens | 0.00057185 | 0.0011311 | 0.0016772 | 0.0022095 | 0.0027269 | 0.0031743 | 0.0035109 | 0.0037596 | 0.0039395 | 0.0040663 | 0.0041527 | 0.0042088 | 0.0042423 | 0.004259 | 0.004263 | 0.0042573 | 0.0042085 | 0.0041614 | 0.0041156 | 0.0040707 | 0.049001 | 0.11121 | 0.097365 | 0.088829 | 0.064631 | 0.063445 | 0.06075 | 0.050574 | 0.060004 | 0.078144 | 0.10047 | 0.10497 | 0.10913 | 0 | 0.21573 | 0.16616 | 0.1717 | 0.14762 | 0.1535 | 0.16403 | 0.1622 | 0.16749 | 0.17415 | 0.20344 | 0.21289 | 0.21983 | 1.8261
LO12Med | NR | Lamps | Residential | Lighting | 8.289e-05 | 7.8627e-05 | 0.66286 | -39.2836 | Manufactured | ID/MT/OR_Decorative and Mini-Base_250 to 1049 lumens | 1.6893e-05 | 3.3412e-05 | 4.9545e-05 | 6.527e-05 | 8.0552e-05 | 9.377e-05 | 0.00010371 | 0.00011106 | 0.00011637 | 0.00012012 | 0.00012267 | 0.00012433 | 0.00012532 | 0.00012581 | 0.00012593 | 0.00012576 | 0.00012432 | 0.00012293 | 0.00012158 | 0.00012025 | 0.0014475 | 0.021769 | 0.018958 | 0.018297 | 0.014232 | 0.014006 | 0.013305 | 0.011446 | 0.013545 | 0.017057 | 0.020313 | 0.020426 | 0.021092 | 0 | 0.043232 | 0.033802 | 0.036852 | 0.031963 | 0.033708 | 0.036714 | 0.035689 | 0.03665 | 0.036983 | 0.043858 | 0.043893 | 0.045066 | 1.3902
LO12Med | NR | Lamps | Residential | Lighting | 0.0011984 | 0.0012191 | 8.8242 | -22.5167 | Manufactured | ID/MT/OR_General Purpose and Three-Way_1050 to 1489 lumens | 0.00082041 | 0.0016227 | 0.0024062 | 0.0031699 | 0.0039121 | 0.004554 | 0.0050369 | 0.0053937 | 0.0056518 | 0.0058337 | 0.0059577 | 0.0060382 | 0.0060863 | 0.0061103 | 0.006116 | 0.0061077 | 0.0060378 | 0.0059702 | 0.0059045 | 0.0058401 | 0.070299 | 0.31185 | 0.27332 | 0.24947 | 0.18143 | 0.17868 | 0.17127 | 0.14262 | 0.16922 | 0.22024 | 0.2828 | 0.29495 | 0.30568 | 0 | 0.60021 | 0.46251 | 0.479 | 0.41201 | 0.43111 | 0.46213 | 0.45735 | 0.47231 | 0.49019 | 0.57057 | 0.595 | 0.61031 | 2.5878
LO12Med | NR | Lamps | Residential | Lighting | 0.00051674 | 0.00052472 | 3.7997 | 11.124 | Manufactured | WA_General Purpose and Three-Way_1490 to 2600 lumens | 0.0014747 | 0.0029169 | 0.0043253 | 0.0056981 | 0.0070323 | 0.0081862 | 0.0090542 | 0.0096956 | 0.01016 | 0.010486 | 0.010709 | 0.010854 | 0.01094 | 0.010984 | 0.010994 | 0.010979 | 0.010853 | 0.010732 | 0.010614 | 0.010498 | 0.12637 | 0.13423 | 0.11751 | 0.10721 | 0.078004 | 0.076574 | 0.073321 | 0.06104 | 0.072421 | 0.094314 | 0.12126 | 0.12669 | 0.13172 | 0 | 0.26038 | 0.20054 | 0.20723 | 0.17816 | 0.18526 | 0.19797 | 0.19576 | 0.20215 | 0.21018 | 0.24553 | 0.25694 | 0.26532 | 1.5684
LO12Med | NR | Lamps | Residential | Lighting | 4.9341e-05 | 5.0253e-05 | 0.36363 | -71.4784 | Manufactured | ID/MT/OR_General Purpose and Three-Way_250 to 1049 lumens | 6.0984e-05 | 0.00012062 | 0.00017886 | 0.00023563 | 0.0002908 | 0.00033852 | 0.00037441 | 0.00040094 | 0.00042012 | 0.00043364 | 0.00044286 | 0.00044884 | 0.00045242 | 0.0004542 | 0.00045463 | 0.00045401 | 0.00044881 | 0.00044379 | 0.00043891 | 0.00043412 | 0.0052256 | 0.012854 | 0.011273 | 0.010292 | 0.007483 | 0.0073837 | 0.0070822 | 0.0058983 | 0.0069986 | 0.0091052 | 0.011683 | 0.012172 | 0.012591 | 0 | 0.024625 | 0.018981 | 0.019684 | 0.016936 | 0.017786 | 0.019102 | 0.018913 | 0.019532 | 0.02025 | 0.023521 | 0.024478 | 0.025008 | 2.2513
LO12Med | NR | Lamps | Residential | Lighting | 0.00071813 | 0.00073059 | 5.288 | 11.1588 | Manufactured | WA_General Purpose and Three-Way_1050 to 1489 lumens | 0.0010505 | 0.0020778 | 0.0030811 | 0.0040589 | 0.0050093 | 0.0058313 | 0.0064496 | 0.0069065 | 0.0072369 | 0.0074698 | 0.0076285 | 0.0077316 | 0.0077933 | 0.0078239 | 0.0078313 | 0.0078207 | 0.0077312 | 0.0076446 | 0.0075605 | 0.007478 | 0.090016 | 0.18688 | 0.16379 | 0.1495 | 0.10872 | 0.10708 | 0.10264 | 0.085467 | 0.10141 | 0.13198 | 0.16947 | 0.17675 | 0.18318 | 0 | 0.35968 | 0.27717 | 0.28705 | 0.2469 | 0.25835 | 0.27694 | 0.27407 | 0.28304 | 0.29375 | 0.34192 | 0.35656 | 0.36574 | 1.5676
LO12Med | NR | Lamps | Residential | Lighting | 0.0013946 | 0.0013959 | 10.1451 | 53.1598 | Manufactured | WA_Reflectors and Outdoor_1490 to 2600 lumens | 0.00057335 | 0.001134 | 0.0016816 | 0.0022153 | 0.002734 | 0.0031826 | 0.0035201 | 0.0037695 | 0.0039499 | 0.004077 | 0.0041636 | 0.0042198 | 0.0042535 | 0.0042702 | 0.0042742 | 0.0042685 | 0.0042196 | 0.0041724 | 0.0041265 | 0.0040814 | 0.04913 | 0.35722 | 0.31006 | 0.28192 | 0.20583 | 0.19695 | 0.18694 | 0.15531 | 0.18419 | 0.2411 | 0.31328 | 0.33178 | 0.35358 | 0 | 0.73477 | 0.56389 | 0.57324 | 0.49114 | 0.487 | 0.50747 | 0.49856 | 0.51456 | 0.54282 | 0.65233 | 0.70109 | 0.76008 | 0.70391
LO12Med | NR | Lamps | Residential | Lighting | 7.5478e-05 | 7.6872e-05 | 0.55625 | 15.8302 | Manufactured | WA_General Purpose and Three-Way_250 to 1049 lumens | 0.00019933 | 0.00039426 | 0.00058463 | 0.00077018 | 0.00095052 | 0.0011065 | 0.0012238 | 0.0013105 | 0.0013732 | 0.0014174 | 0.0014475 | 0.0014671 | 0.0014788 | 0.0014846 | 0.001486 | 0.001484 | 0.001467 | 0.0014506 | 0.0014346 | 0.0014189 | 0.01708 | 0.019663 | 0.017245 | 0.015744 | 0.011447 | 0.011295 | 0.010834 | 0.0090227 | 0.010706 | 0.013928 | 0.017871 | 0.01862 | 0.019261 | 0 | 0.037668 | 0.029036 | 0.030111 | 0.025907 | 0.027208 | 0.02922 | 0.028931 | 0.029879 | 0.030977 | 0.035981 | 0.037444 | 0.038254 | 1.38
LO12Med | NR | Lamps | Residential | Lighting | 5.4558e-05 | 5.5349e-05 | 0.4009 | 41.0866 | Manufactured | WA_Reflectors and Outdoor_1050 to 1489 lumens | 1.4162e-05 | 2.8011e-05 | 4.1537e-05 | 5.472e-05 | 6.7532e-05 | 7.8613e-05 | 8.6949e-05 | 9.3109e-05 | 9.7564e-05 | 0.0001007 | 0.00010284 | 0.00010423 | 0.00010506 | 0.00010548 | 0.00010558 | 0.00010543 | 0.00010423 | 0.00010306 | 0.00010193 | 0.00010081 | 0.0012135 | 0.014159 | 0.012389 | 0.011301 | 0.008224 | 0.0080604 | 0.0077138 | 0.0064209 | 0.0076179 | 0.009924 | 0.012768 | 0.013351 | 0.013902 | 0 | 0.027571 | 0.021231 | 0.021915 | 0.018837 | 0.019528 | 0.020834 | 0.020594 | 0.021265 | 0.02213 | 0.025897 | 0.027147 | 0.028123 | 0.83693
LO12Med | NR | Lamps | Residential | Lighting | 9.8713e-05 | 9.3636e-05 | 0.78939 | -16.1389 | Manufactured | WA_Decorative and Mini-Base_250 to 1049 lumens | 4.2985e-05 | 8.502e-05 | 0.00012607 | 0.00016609 | 0.00020497 | 0.00023861 | 0.00026391 | 0.0002826 | 0.00029613 | 0.00030566 | 0.00031215 | 0.00031637 | 0.00031889 | 0.00032015 | 0.00032045 | 0.00032001 | 0.00031635 | 0.00031281 | 0.00030937 | 0.00030599 | 0.0036833 | 0.025925 | 0.022577 | 0.02179 | 0.016948 | 0.01668 | 0.015844 | 0.013631 | 0.016131 | 0.020313 | 0.024191 | 0.024326 | 0.025119 | 0 | 0.051484 | 0.040254 | 0.043887 | 0.038064 | 0.040143 | 0.043723 | 0.042502 | 0.043646 | 0.044043 | 0.052231 | 0.052271 | 0.053668 | 9.6213
LO12Med | NR | Lamps | Residential | Lighting | 5.5221e-05 | 5.6257e-05 | 0.40705 | -16.4809 | Manufactured | WA_Reflectors and Outdoor_250 to 1049 lumens | 9.4938e-05 | 0.00018778 | 0.00027845 | 0.00036682 | 0.00045272 | 0.000527 | 0.00058288 | 0.00062417 | 0.00065404 | 0.00067508 | 0.00068943 | 0.00069875 | 0.00070432 | 0.00070709 | 0.00070775 | 0.0007068 | 0.0006987 | 0.00069088 | 0.00068328 | 0.00067582 | 0.0081352 | 0.01439 | 0.012622 | 0.011524 | 0.0083783 | 0.008271 | 0.0079345 | 0.0066084 | 0.0078412 | 0.0102 | 0.013086 | 0.01363 | 0.014093 | 0 | 0.027534 | 0.021226 | 0.022019 | 0.018946 | 0.019916 | 0.021399 | 0.021189 | 0.021884 | 0.022682 | 0.026332 | 0.027389 | 0.027954 | 8.0924
LO12Med | NR | Lamps | Residential | Lighting | 8.6329e-05 | 8.1982e-05 | 0.69138 | -15.7533 | Manufactured | WA_Globe_250 to 1049 lumens | 2.6975e-05 | 5.3353e-05 | 7.9116e-05 | 0.00010423 | 0.00012863 | 0.00014974 | 0.00016561 | 0.00017734 | 0.00018583 | 0.00019181 | 0.00019589 | 0.00019853 | 0.00020012 | 0.0002009 | 0.00020109 | 0.00020082 | 0.00019852 | 0.0001963 | 0.00019414 | 0.00019202 | 0.0023114 | 0.022705 | 0.01979 | 0.01911 | 0.014862 | 0.014659 | 0.013935 | 0.01199 | 0.01419 | 0.017861 | 0.02125 | 0.021338 | 0.021979 | 0 | 0.044832 | 0.035071 | 0.038315 | 0.033245 | 0.035213 | 0.038437 | 0.037384 | 0.038392 | 0.038691 | 0.045771 | 0.045682 | 0.046673 | 9.0155
LO20Fast | NR | Pin Lamps | Residential | Lighting | 0.00021695 | 0.00020479 | 1.7239 | 9.0839 | Single Family | ID/MT/OR_MR_20W equivalent | 0.0012049 | 0.0020441 | 0.0026193 | 0.0030611 | 0.0034416 | 0.0037629 | 0.0040294 | 0.0042468 | 0.0047634 | 0.0048428 | 0.0049117 | 0.0049597 | 0.0049857 | 0.0049981 | 0.0050056 | 0.0050085 | 0.0050084 | 0.0050145 | 0.0050141 | 0.0050281 | 0.039979 | 0.056619 | 0.049132 | 0.047313 | 0.036816 | 0.035884 | 0.033977 | 0.029207 | 0.034559 | 0.043603 | 0.052159 | 0.052768 | 0.055079 | 0 | 0.11523 | 0.0899 | 0.097161 | 0.084131 | 0.087078 | 0.093942 | 0.091104 | 0.093538 | 0.09492 | 0.11379 | 0.11522 | 0.12077 | 1.1756
LO20Fast | NR | Pin Lamps | Residential | Lighting | 0.00031945 | 0.00030154 | 2.5384 | -0.17579 | Single Family | ID/MT/OR_MR_21 to 45W equivalent | 0.00054929 | 0.00093183 | 0.001194 | 0.0013955 | 0.0015689 | 0.0017154 | 0.0018369 | 0.001936 | 0.0021715 | 0.0022076 | 0.0022391 | 0.002261 | 0.0022728 | 0.0022785 | 0.0022819 | 0.0022832 | 0.0022832 | 0.0022859 | 0.0022857 | 0.0022921 | 0.018225 | 0.083368 | 0.072344 | 0.069666 | 0.05421 | 0.052838 | 0.050029 | 0.043006 | 0.050887 | 0.064203 | 0.076802 | 0.077698 | 0.081101 | 0 | 0.16967 | 0.13237 | 0.14306 | 0.12388 | 0.12822 | 0.13832 | 0.13415 | 0.13773 | 0.13977 | 0.16755 | 0.16966 | 0.17783 | 1.3718
LO20Fast | NR | Pin Lamps | Residential | Lighting | 0.0004388 | 0.00041421 | 3.4868 | -5.1285 | Single Family | ID/MT/OR_MR_46 to 59W equivalent | 0.0048709 | 0.0082631 | 0.010588 | 0.012374 | 0.013912 | 0.015211 | 0.016289 | 0.017168 | 0.019256 | 0.019577 | 0.019855 | 0.020049 | 0.020155 | 0.020205 | 0.020235 | 0.020247 | 0.020246 | 0.020271 | 0.020269 | 0.020326 | 0.16161 | 0.11452 | 0.099374 | 0.095696 | 0.074464 | 0.07258 | 0.068722 | 0.059074 | 0.0699 | 0.088191 | 0.1055 | 0.10673 | 0.1114 | 0 | 0.23307 | 0.18183 | 0.19652 | 0.17016 | 0.17612 | 0.19001 | 0.18427 | 0.18919 | 0.19199 | 0.23016 | 0.23305 | 0.24428 | 1.5847
LO20Fast | NR | Pin Lamps | Residential | Lighting | 0.001524 | 0.0014344 | 12.0637 | -11.391 | Single Family | ID/MT/OR_Non-MR Bi-Pin_250 to 499 lumens | 0.0006503 | 0.0011032 | 0.0014136 | 0.0016521 | 0.0018574 | 0.0020308 | 0.0021746 | 0.002292 | 0.0025708 | 0.0026136 | 0.0026508 | 0.0026767 | 0.0026908 | 0.0026975 | 0.0027015 | 0.0027031 | 0.002703 | 0.0027063 | 0.0027061 | 0.0027136 | 0.021576 | 0.39623 | 0.34308 | 0.32993 | 0.2568 | 0.24882 | 0.23512 | 0.20201 | 0.23901 | 0.30191 | 0.36216 | 0.36775 | 0.38638 | 0 | 0.81823 | 0.63755 | 0.68551 | 0.593 | 0.60686 | 0.65085 | 0.63026 | 0.64702 | 0.65888 | 0.79516 | 0.81084 | 0.8603 | 2.5659
LO20Fast | NR | Pin Lamps | Residential | Lighting | 0.0023359 | 0.0021985 | 18.4901 | 9.2671 | Single Family | ID/MT/OR_Non-MR Bi-Pin_500 to 999 lumens | 0.02444 | 0.041461 | 0.053128 | 0.06209 | 0.069807 | 0.076324 | 0.081729 | 0.086139 | 0.096617 | 0.098227 | 0.099625 | 0.1006 | 0.10113 | 0.10138 | 0.10153 | 0.10159 | 0.10159 | 0.10171 | 0.1017 | 0.10199 | 0.8109 | 0.6073 | 0.52584 | 0.50569 | 0.3936 | 0.38136 | 0.36036 | 0.30962 | 0.36633 | 0.46275 | 0.55509 | 0.56366 | 0.59221 | 0 | 1.2541 | 0.97718 | 1.0507 | 0.9089 | 0.93014 | 0.99757 | 0.96601 | 0.9917 | 1.0099 | 1.2188 | 1.2428 | 1.3186 | 1.4149
LO20Fast | NR | Pin Lamps | Residential | Lighting | 0.00079241 | 0.00074383 | 6.2509 | -19.058 | Single Family | ID/MT/OR_TLED_2ft | 3.522e-05 | 5.9747e-05 | 7.6561e-05 | 8.9475e-05 | 0.0001006 | 0.00010999 | 0.00011778 | 0.00012413 | 0.00013923 | 0.00014155 | 0.00014357 | 0.00014497 | 0.00014573 | 0.00014609 | 0.00014631 | 0.0001464 | 0.00014639 | 0.00014657 | 0.00014656 | 0.00014697 | 0.0011686 | 0.20531 | 0.17743 | 0.17041 | 0.13267 | 0.12785 | 0.12059 | 0.10356 | 0.12252 | 0.15493 | 0.18633 | 0.18985 | 0.20065 | 0 | 0.42952 | 0.3343 | 0.35782 | 0.30926 | 0.31328 | 0.33418 | 0.32317 | 0.33173 | 0.3389 | 0.41148 | 0.42227 | 0.45286 | 19.252
LO20Fast | NR | Pin Lamps | Residential | Lighting | 0.0013259 | 0.0012446 | 10.459 | 18.6714 | Single Family | ID/MT/OR_TLED_4ft | 0.0022633 | 0.0038395 | 0.0049199 | 0.0057498 | 0.0064644 | 0.007068 | 0.0075685 | 0.0079769 | 0.0089472 | 0.0090963 | 0.0092257 | 0.009316 | 0.0093648 | 0.009388 | 0.0094021 | 0.0094076 | 0.0094074 | 0.0094188 | 0.009418 | 0.0094444 | 0.075093 | 0.34353 | 0.29687 | 0.28513 | 0.22199 | 0.21392 | 0.20177 | 0.17328 | 0.20499 | 0.25924 | 0.31176 | 0.31765 | 0.33573 | 0 | 0.71868 | 0.55936 | 0.59871 | 0.51746 | 0.52418 | 0.55916 | 0.54073 | 0.55505 | 0.56705 | 0.68849 | 0.70654 | 0.75773 | 1.2893
LO20Fast | NR | Pin Lamps | Residential | Lighting | 0.00014882 | 0.00014048 | 1.1825 | 153.975 | Single Family | WA_MR_20W equivalent | 0.0017661 | 0.002996 | 0.0038391 | 0.0044867 | 0.0050444 | 0.0055153 | 0.0059059 | 0.0062246 | 0.0069818 | 0.0070981 | 0.0071991 | 0.0072695 | 0.0073076 | 0.0073258 | 0.0073367 | 0.007341 | 0.0073409 | 0.0073498 | 0.0073492 | 0.0073697 | 0.058597 | 0.038838 | 0.033703 | 0.032455 | 0.025254 | 0.024615 | 0.023307 | 0.020035 | 0.023706 | 0.02991 | 0.035779 | 0.036197 | 0.037782 | 0 | 0.079044 | 0.061668 | 0.066649 | 0.057711 | 0.059732 | 0.06444 | 0.062494 | 0.064163 | 0.065111 | 0.078058 | 0.079038 | 0.082846 | 0.29645
LO20Fast | NR | Pin Lamps | Residential | Lighting | 0.0001223 | 0.00011545 | 0.97184 | 188.0151 | Single Family | WA_MR_21 to 45W equivalent | 0.00044936 | 0.0007623 | 0.00097681 | 0.0011416 | 0.0012835 | 0.0014033 | 0.0015027 | 0.0015838 | 0.0017764 | 0.001806 | 0.0018317 | 0.0018496 | 0.0018593 | 0.0018639 | 0.0018667 | 0.0018678 | 0.0018678 | 0.0018701 | 0.0018699 | 0.0018751 | 0.014909 | 0.031918 | 0.027698 | 0.026672 | 0.020755 | 0.02023 | 0.019154 | 0.016465 | 0.019482 | 0.024581 | 0.029404 | 0.029747 | 0.03105 | 0 | 0.064961 | 0.05068 | 0.054774 | 0.047428 | 0.049089 | 0.052959 | 0.051359 | 0.052731 | 0.05351 | 0.06415 | 0.064955 | 0.068085 | 0.24832
LO20Fast | NR | Pin Lamps | Residential | Lighting | 0.00014513 | 0.00013699 | 1.1532 | 155.5538 | Single Family | WA_MR_46 to 59W equivalent | 0.0034422 | 0.0058395 | 0.0074828 | 0.008745 | 0.0098319 | 0.01075 | 0.011511 | 0.012132 | 0.013608 | 0.013835 | 0.014032 | 0.014169 | 0.014243 | 0.014278 | 0.0143 | 0.014308 | 0.014308 | 0.014325 | 0.014324 | 0.014364 | 0.11421 | 0.037875 | 0.032867 | 0.03165 | 0.024628 | 0.024005 | 0.022729 | 0.019538 | 0.023118 | 0.029168 | 0.034892 | 0.035299 | 0.036845 | 0 | 0.077084 | 0.060139 | 0.064996 | 0.05628 | 0.058251 | 0.062843 | 0.060944 | 0.062572 | 0.063497 | 0.076122 | 0.077078 | 0.080792 | 0.29381
LO20Fast | NR | Pin Lamps | Residential | Lighting | 0.001524 | 0.0014344 | 12.0637 | -11.391 | Single Family | WA_Non-MR Bi-Pin_250 to 499 lumens | 0.0013895 | 0.0023572 | 0.0030205 | 0.0035301 | 0.0039688 | 0.0043393 | 0.0046466 | 0.0048974 | 0.0054931 | 0.0055846 | 0.0056641 | 0.0057195 | 0.0057495 | 0.0057637 | 0.0057724 | 0.0057757 | 0.0057756 | 0.0057827 | 0.0057822 | 0.0057983 | 0.046103 | 0.39623 | 0.34308 | 0.32993 | 0.2568 | 0.24882 | 0.23512 | 0.20201 | 0.23901 | 0.30191 | 0.36216 | 0.36775 | 0.38638 | 0 | 0.81823 | 0.63755 | 0.68551 | 0.593 | 0.60686 | 0.65085 | 0.63026 | 0.64702 | 0.65888 | 0.79516 | 0.81084 | 0.8603 | 2.5659
LO20Fast | NR | Pin Lamps | Residential | Lighting | 0.0023359 | 0.0021985 | 18.4901 | 9.2671 | Single Family | WA_Non-MR Bi-Pin_500 to 999 lumens | 0.052222 | 0.088591 | 0.11352 | 0.13267 | 0.14916 | 0.16308 | 0.17463 | 0.18406 | 0.20645 | 0.20988 | 0.21287 | 0.21495 | 0.21608 | 0.21662 | 0.21694 | 0.21707 | 0.21706 | 0.21733 | 0.21731 | 0.21792 | 1.7327 | 0.6073 | 0.52584 | 0.50569 | 0.3936 | 0.38136 | 0.36036 | 0.30962 | 0.36633 | 0.46275 | 0.55509 | 0.56366 | 0.59221 | 0 | 1.2541 | 0.97718 | 1.0507 | 0.9089 | 0.93014 | 0.99757 | 0.96601 | 0.9917 | 1.0099 | 1.2188 | 1.2428 | 1.3186 | 1.4149
LO20Fast | NR | Pin Lamps | Residential | Lighting | 0.00079241 | 0.00074383 | 6.2509 | -19.058 | Single Family | WA_TLED_2ft | 7.5255e-05 | 0.00012766 | 0.00016359 | 0.00019118 | 0.00021495 | 0.00023501 | 0.00025166 | 0.00026524 | 0.0002975 | 0.00030246 | 0.00030676 | 0.00030976 | 0.00031139 | 0.00031216 | 0.00031262 | 0.00031281 | 0.0003128 | 0.00031318 | 0.00031316 | 0.00031403 | 0.0024969 | 0.20531 | 0.17743 | 0.17041 | 0.13267 | 0.12785 | 0.12059 | 0.10356 | 0.12252 | 0.15493 | 0.18633 | 0.18985 | 0.20065 | 0 | 0.42952 | 0.3343 | 0.35782 | 0.30926 | 0.31328 | 0.33418 | 0.32317 | 0.33173 | 0.3389 | 0.41148 | 0.42227 | 0.45286 | 19.252
LO20Fast | NR | Pin Lamps | Residential | Lighting | 0.0013259 | 0.0012446 | 10.459 | 18.6714 | Single Family | WA_TLED_4ft | 0.004836 | 0.0082039 | 0.010512 | 0.012286 | 0.013813 | 0.015102 | 0.016172 | 0.017044 | 0.019118 | 0.019436 | 0.019713 | 0.019906 | 0.02001 | 0.02006 | 0.02009 | 0.020101 | 0.020101 | 0.020126 | 0.020124 | 0.02018 | 0.16045 | 0.34353 | 0.29687 | 0.28513 | 0.22199 | 0.21392 | 0.20177 | 0.17328 | 0.20499 | 0.25924 | 0.31176 | 0.31765 | 0.33573 | 0 | 0.71868 | 0.55936 | 0.59871 | 0.51746 | 0.52418 | 0.55916 | 0.54073 | 0.55505 | 0.56705 | 0.68849 | 0.70654 | 0.75773 | 1.2893
LO20Fast | NR | Pin Lamps | Residential | Lighting | 0.00021695 | 0.00020479 | 1.7239 | 9.0839 | Multifamily - Low Rise | ID/MT/OR_MR_20W equivalent | 0.00023727 | 0.00040251 | 0.00051578 | 0.00060278 | 0.0006777 | 0.00074097 | 0.00079345 | 0.00083626 | 0.00099304 | 0.0010005 | 0.0010083 | 0.0010133 | 0.0010135 | 0.0010112 | 0.0010089 | 0.0010063 | 0.0010036 | 0.0010026 | 0.0010003 | 0.0010015 | 0.0078724 | 0.056619 | 0.049132 | 0.047313 | 0.036816 | 0.035884 | 0.033977 | 0.029207 | 0.034559 | 0.043603 | 0.052159 | 0.052768 | 0.055079 | 0 | 0.11523 | 0.0899 | 0.097161 | 0.084131 | 0.087078 | 0.093942 | 0.091104 | 0.093538 | 0.09492 | 0.11379 | 0.11522 | 0.12077 | 1.1756
LO20Fast | NR | Pin Lamps | Residential | Lighting | 0.00031945 | 0.00030154 | 2.5384 | -0.17579 | Multifamily - Low Rise | ID/MT/OR_MR_21 to 45W equivalent | 0.00010816 | 0.00018349 | 0.00023513 | 0.00027479 | 0.00030894 | 0.00033778 | 0.0003617 | 0.00038122 | 0.00045269 | 0.00045609 | 0.00045967 | 0.00046192 | 0.00046202 | 0.00046097 | 0.00045992 | 0.00045873 | 0.00045753 | 0.00045706 | 0.00045598 | 0.00045654 | 0.0035888 | 0.083368 | 0.072344 | 0.069666 | 0.05421 | 0.052838 | 0.050029 | 0.043006 | 0.050887 | 0.064203 | 0.076802 | 0.077698 | 0.081101 | 0 | 0.16967 | 0.13237 | 0.14306 | 0.12388 | 0.12822 | 0.13832 | 0.13415 | 0.13773 | 0.13977 | 0.16755 | 0.16966 | 0.17783 | 1.3718
LO20Fast | NR | Pin Lamps | Residential | Lighting | 0.0004388 | 0.00041421 | 3.4868 | -5.1285 | Multifamily - Low Rise | ID/MT/OR_MR_46 to 59W equivalent | 0.00095915 | 0.0016271 | 0.002085 | 0.0024367 | 0.0027396 | 0.0029953 | 0.0032075 | 0.0033805 | 0.0040143 | 0.0040444 | 0.0040762 | 0.0040961 | 0.004097 | 0.0040877 | 0.0040784 | 0.0040679 | 0.0040572 | 0.0040531 | 0.0040435 | 0.0040484 | 0.031824 | 0.11452 | 0.099374 | 0.095696 | 0.074464 | 0.07258 | 0.068722 | 0.059074 | 0.0699 | 0.088191 | 0.1055 | 0.10673 | 0.1114 | 0 | 0.23307 | 0.18183 | 0.19652 | 0.17016 | 0.17612 | 0.19001 | 0.18427 | 0.18919 | 0.19199 | 0.23016 | 0.23305 | 0.24428 | 1.5847
LO20Fast | NR | Pin Lamps | Residential | Lighting | 0.001524 | 0.0014344 | 12.0637 | -11.391 | Multifamily - Low Rise | ID/MT/OR_Non-MR Bi-Pin_250 to 499 lumens | 0.00012805 | 0.00021723 | 0.00027837 | 0.00032532 | 0.00036575 | 0.0003999 | 0.00042822 | 0.00045133 | 0.00053594 | 0.00053996 | 0.0005442 | 0.00054686 | 0.00054698 | 0.00054574 | 0.0005445 | 0.00054309 | 0.00054166 | 0.00054112 | 0.00053983 | 0.00054049 | 0.0042487 | 0.39623 | 0.34308 | 0.32993 | 0.2568 | 0.24882 | 0.23512 | 0.20201 | 0.23901 | 0.30191 | 0.36216 | 0.36775 | 0.38638 | 0 | 0.81823 | 0.63755 | 0.68551 | 0.593 | 0.60686 | 0.65085 | 0.63026 | 0.64702 | 0.65888 | 0.79516 | 0.81084 | 0.8603 | 2.5659
LO20Fast | NR | Pin Lamps | Residential | Lighting | 0.0023359 | 0.0021985 | 18.4901 | 9.2671 | Multifamily - Low Rise | ID/MT/OR_Non-MR Bi-Pin_500 to 999 lumens | 0.0048126 | 0.0081643 | 0.010462 | 0.012226 | 0.013746 | 0.015029 | 0.016094 | 0.016962 | 0.020142 | 0.020293 | 0.020452 | 0.020553 | 0.020557 | 0.02051 | 0.020464 | 0.020411 | 0.020357 | 0.020337 | 0.020288 | 0.020313 | 0.15968 | 0.6073 | 0.52584 | 0.50569 | 0.3936 | 0.38136 | 0.36036 | 0.30962 | 0.36633 | 0.46275 | 0.55509 | 0.56366 | 0.59221 | 0 | 1.2541 | 0.97718 | 1.0507 | 0.9089 | 0.93014 | 0.99757 | 0.96601 | 0.9917 | 1.0099 | 1.2188 | 1.2428 | 1.3186 | 1.4149
LO20Fast | NR | Pin Lamps | Residential | Lighting | 0.00079241 | 0.00074383 | 6.2509 | -19.058 | Multifamily - Low Rise | ID/MT/OR_TLED_2ft | 6.9353e-06 | 1.1765e-05 | 1.5076e-05 | 1.7619e-05 | 1.9809e-05 | 2.1658e-05 | 2.3192e-05 | 2.4443e-05 | 2.9026e-05 | 2.9244e-05 | 2.9473e-05 | 2.9617e-05 | 2.9624e-05 | 2.9557e-05 | 2.949e-05 | 2.9413e-05 | 2.9336e-05 | 2.9306e-05 | 2.9237e-05 | 2.9272e-05 | 0.00023011 | 0.20531 | 0.17743 | 0.17041 | 0.13267 | 0.12785 | 0.12059 | 0.10356 | 0.12252 | 0.15493 | 0.18633 | 0.18985 | 0.20065 | 0 | 0.42952 | 0.3343 | 0.35782 | 0.30926 | 0.31328 | 0.33418 | 0.32317 | 0.33173 | 0.3389 | 0.41148 | 0.42227 | 0.45286 | 19.252
LO20Fast | NR | Pin Lamps | Residential | Lighting | 0.0013259 | 0.0012446 | 10.459 | 18.6714 | Multifamily - Low Rise | ID/MT/OR_TLED_4ft | 0.00044567 | 0.00075605 | 0.0009688 | 0.0011322 | 0.0012729 | 0.0013918 | 0.0014903 | 0.0015708 | 0.0018653 | 0.0018792 | 0.001894 | 0.0019033 | 0.0019037 | 0.0018994 | 0.001895 | 0.0018901 | 0.0018852 | 0.0018833 | 0.0018788 | 0.0018811 | 0.014787 | 0.34353 | 0.29687 | 0.28513 | 0.22199 | 0.21392 | 0.20177 | 0.17328 | 0.20499 | 0.25924 | 0.31176 | 0.31765 | 0.33573 | 0 | 0.71868 | 0.55936 | 0.59871 | 0.51746 | 0.52418 | 0.55916 | 0.54073 | 0.55505 | 0.56705 | 0.68849 | 0.70654 | 0.75773 | 1.2893
LO20Fast | NR | Pin Lamps | Residential | Lighting | 0.00014882 | 0.00014048 | 1.1825 | 153.975 | Multifamily - Low Rise | WA_MR_20W equivalent | 0.00034777 | 0.00058997 | 0.00075599 | 0.0008835 | 0.00099332 | 0.0010861 | 0.001163 | 0.0012257 | 0.0014555 | 0.0014664 | 0.0014779 | 0.0014852 | 0.0014855 | 0.0014821 | 0.0014788 | 0.0014749 | 0.0014711 | 0.0014696 | 0.0014661 | 0.0014679 | 0.011539 | 0.038838 | 0.033703 | 0.032455 | 0.025254 | 0.024615 | 0.023307 | 0.020035 | 0.023706 | 0.02991 | 0.035779 | 0.036197 | 0.037782 | 0 | 0.079044 | 0.061668 | 0.066649 | 0.057711 | 0.059732 | 0.06444 | 0.062494 | 0.064163 | 0.065111 | 0.078058 | 0.079038 | 0.082846 | 0.29645
LO20Fast | NR | Pin Lamps | Residential | Lighting | 0.0001223 | 0.00011545 | 0.97184 | 188.0151 | Multifamily - Low Rise | WA_MR_21 to 45W equivalent | 8.8485e-05 | 0.00015011 | 0.00019235 | 0.00022479 | 0.00025274 | 0.00027633 | 0.0002959 | 0.00031187 | 0.00037033 | 0.00037311 | 0.00037604 | 0.00037788 | 0.00037796 | 0.00037711 | 0.00037625 | 0.00037527 | 0.00037429 | 0.00037391 | 0.00037302 | 0.00037348 | 0.0029359 | 0.031918 | 0.027698 | 0.026672 | 0.020755 | 0.02023 | 0.019154 | 0.016465 | 0.019482 | 0.024581 | 0.029404 | 0.029747 | 0.03105 | 0 | 0.064961 | 0.05068 | 0.054774 | 0.047428 | 0.049089 | 0.052959 | 0.051359 | 0.052731 | 0.05351 | 0.06415 | 0.064955 | 0.068085 | 0.24832
LO20Fast | NR | Pin Lamps | Residential | Lighting | 0.00014513 | 0.00013699 | 1.1532 | 155.5538 | Multifamily - Low Rise | WA_MR_46 to 59W equivalent | 0.00067783 | 0.0011499 | 0.0014735 | 0.001722 | 0.001936 | 0.0021168 | 0.0022667 | 0.002389 | 0.0028369 | 0.0028582 | 0.0028806 | 0.0028947 | 0.0028953 | 0.0028888 | 0.0028822 | 0.0028747 | 0.0028672 | 0.0028643 | 0.0028575 | 0.002861 | 0.02249 | 0.037875 | 0.032867 | 0.03165 | 0.024628 | 0.024005 | 0.022729 | 0.019538 | 0.023118 | 0.029168 | 0.034892 | 0.035299 | 0.036845 | 0 | 0.077084 | 0.060139 | 0.064996 | 0.05628 | 0.058251 | 0.062843 | 0.060944 | 0.062572 | 0.063497 | 0.076122 | 0.077078 | 0.080792 | 0.29381
LO20Fast | NR | Pin Lamps | Residential | Lighting | 0.001524 | 0.0014344 | 12.0637 | -11.391 | Multifamily - Low Rise | WA_Non-MR Bi-Pin_250 to 499 lumens | 0.00027362 | 0.00046417 | 0.00059479 | 0.00069512 | 0.00078152 | 0.00085448 | 0.00091499 | 0.00096437 | 0.0011452 | 0.0011537 | 0.0011628 | 0.0011685 | 0.0011687 | 0.0011661 | 0.0011635 | 0.0011604 | 0.0011574 | 0.0011562 | 0.0011535 | 0.0011549 | 0.0090784 | 0.39623 | 0.34308 | 0.32993 | 0.2568 | 0.24882 | 0.23512 | 0.20201 | 0.23901 | 0.30191 | 0.36216 | 0.36775 | 0.38638 | 0 | 0.81823 | 0.63755 | 0.68551 | 0.593 | 0.60686 | 0.65085 | 0.63026 | 0.64702 | 0.65888 | 0.79516 | 0.81084 | 0.8603 | 2.5659
LO20Fast | NR | Pin Lamps | Residential | Lighting | 0.0023359 | 0.0021985 | 18.4901 | 9.2671 | Multifamily - Low Rise | WA_Non-MR Bi-Pin_500 to 999 lumens | 0.010283 | 0.017445 | 0.022354 | 0.026125 | 0.029372 | 0.032114 | 0.034388 | 0.036244 | 0.043038 | 0.043361 | 0.043701 | 0.043915 | 0.043925 | 0.043825 | 0.043726 | 0.043612 | 0.043498 | 0.043454 | 0.043351 | 0.043404 | 0.34119 | 0.6073 | 0.52584 | 0.50569 | 0.3936 | 0.38136 | 0.36036 | 0.30962 | 0.36633 | 0.46275 | 0.55509 | 0.56366 | 0.59221 | 0 | 1.2541 | 0.97718 | 1.0507 | 0.9089 | 0.93014 | 0.99757 | 0.96601 | 0.9917 | 1.0099 | 1.2188 | 1.2428 | 1.3186 | 1.4149
LO20Fast | NR | Pin Lamps | Residential | Lighting | 0.00079241 | 0.00074383 | 6.2509 | -19.058 | Multifamily - Low Rise | WA_TLED_2ft | 1.4819e-05 | 2.5139e-05 | 3.2213e-05 | 3.7647e-05 | 4.2326e-05 | 4.6278e-05 | 4.9555e-05 | 5.2229e-05 | 6.2021e-05 | 6.2486e-05 | 6.2976e-05 | 6.3284e-05 | 6.3298e-05 | 6.3155e-05 | 6.3012e-05 | 6.2848e-05 | 6.2683e-05 | 6.262e-05 | 6.2471e-05 | 6.2547e-05 | 0.00049167 | 0.20531 | 0.17743 | 0.17041 | 0.13267 | 0.12785 | 0.12059 | 0.10356 | 0.12252 | 0.15493 | 0.18633 | 0.18985 | 0.20065 | 0 | 0.42952 | 0.3343 | 0.35782 | 0.30926 | 0.31328 | 0.33418 | 0.32317 | 0.33173 | 0.3389 | 0.41148 | 0.42227 | 0.45286 | 19.252
LO20Fast | NR | Pin Lamps | Residential | Lighting | 0.0013259 | 0.0012446 | 10.459 | 18.6714 | Multifamily - Low Rise | WA_TLED_4ft | 0.00095228 | 0.0016155 | 0.0020701 | 0.0024192 | 0.0027199 | 0.0029739 | 0.0031845 | 0.0033563 | 0.0039855 | 0.0040154 | 0.0040469 | 0.0040667 | 0.0040676 | 0.0040584 | 0.0040492 | 0.0040387 | 0.0040281 | 0.004024 | 0.0040145 | 0.0040194 | 0.031596 | 0.34353 | 0.29687 | 0.28513 | 0.22199 | 0.21392 | 0.20177 | 0.17328 | 0.20499 | 0.25924 | 0.31176 | 0.31765 | 0.33573 | 0 | 0.71868 | 0.55936 | 0.59871 | 0.51746 | 0.52418 | 0.55916 | 0.54073 | 0.55505 | 0.56705 | 0.68849 | 0.70654 | 0.75773 | 1.2893
LO20Fast | NR | Pin Lamps | Residential | Lighting | 0.00021695 | 0.00020479 | 1.7239 | 9.0839 | Multifamily - High Rise | ID/MT/OR_MR_20W equivalent | 7.0211e-05 | 0.00011911 | 0.00015263 | 0.00017837 | 0.00020054 | 0.00021926 | 0.00023479 | 0.00024746 | 0.00029328 | 0.0002954 | 0.00029787 | 0.00029948 | 0.00029971 | 0.0002991 | 0.00029849 | 0.00029779 | 0.00029705 | 0.00029675 | 0.00029602 | 0.00029637 | 0.0023295 | 0.056619 | 0.049132 | 0.047313 | 0.036816 | 0.035884 | 0.033977 | 0.029207 | 0.034559 | 0.043603 | 0.052159 | 0.052768 | 0.055079 | 0 | 0.11523 | 0.0899 | 0.097161 | 0.084131 | 0.087078 | 0.093942 | 0.091104 | 0.093538 | 0.09492 | 0.11379 | 0.11522 | 0.12077 | 1.1756
LO20Fast | NR | Pin Lamps | Residential | Lighting | 0.00031945 | 0.00030154 | 2.5384 | -0.17579 | Multifamily - High Rise | ID/MT/OR_MR_21 to 45W equivalent | 3.2007e-05 | 5.4297e-05 | 6.9577e-05 | 8.1313e-05 | 9.1419e-05 | 9.9954e-05 | 0.00010703 | 0.00011281 | 0.0001337 | 0.00013466 | 0.00013579 | 0.00013652 | 0.00013663 | 0.00013635 | 0.00013607 | 0.00013575 | 0.00013541 | 0.00013528 | 0.00013495 | 0.0001351 | 0.001062 | 0.083368 | 0.072344 | 0.069666 | 0.05421 | 0.052838 | 0.050029 | 0.043006 | 0.050887 | 0.064203 | 0.076802 | 0.077698 | 0.081101 | 0 | 0.16967 | 0.13237 | 0.14306 | 0.12388 | 0.12822 | 0.13832 | 0.13415 | 0.13773 | 0.13977 | 0.16755 | 0.16966 | 0.17783 | 1.3718
LO20Fast | NR | Pin Lamps | Residential | Lighting | 0.0004388 | 0.00041421 | 3.4868 | -5.1285 | Multifamily - High Rise | ID/MT/OR_MR_46 to 59W equivalent | 0.00028382 | 0.00048149 | 0.00061698 | 0.00072105 | 0.00081067 | 0.00088636 | 0.00094913 | 0.0010003 | 0.0011856 | 0.0011941 | 0.0012041 | 0.0012106 | 0.0012116 | 0.0012091 | 0.0012066 | 0.0012038 | 0.0012008 | 0.0011996 | 0.0011967 | 0.0011981 | 0.009417 | 0.11452 | 0.099374 | 0.095696 | 0.074464 | 0.07258 | 0.068722 | 0.059074 | 0.0699 | 0.088191 | 0.1055 | 0.10673 | 0.1114 | 0 | 0.23307 | 0.18183 | 0.19652 | 0.17016 | 0.17612 | 0.19001 | 0.18427 | 0.18919 | 0.19199 | 0.23016 | 0.23305 | 0.24428 | 1.5847
LO20Fast | NR | Pin Lamps | Residential | Lighting | 0.001524 | 0.0014344 | 12.0637 | -11.391 | Multifamily - High Rise | ID/MT/OR_Non-MR Bi-Pin_250 to 499 lumens | 3.7893e-05 | 6.4282e-05 | 8.2372e-05 | 9.6266e-05 | 0.00010823 | 0.00011834 | 0.00012672 | 0.00013355 | 0.00015828 | 0.00015943 | 0.00016076 | 0.00016163 | 0.00016175 | 0.00016143 | 0.0001611 | 0.00016072 | 0.00016031 | 0.00016016 | 0.00015976 | 0.00015995 | 0.0012572 | 0.39623 | 0.34308 | 0.32993 | 0.2568 | 0.24882 | 0.23512 | 0.20201 | 0.23901 | 0.30191 | 0.36216 | 0.36775 | 0.38638 | 0 | 0.81823 | 0.63755 | 0.68551 | 0.593 | 0.60686 | 0.65085 | 0.63026 | 0.64702 | 0.65888 | 0.79516 | 0.81084 | 0.8603 | 2.5659
LO20Fast | NR | Pin Lamps | Residential | Lighting | 0.0023359 | 0.0021985 | 18.4901 | 9.2671 | Multifamily - High Rise | ID/MT/OR_Non-MR Bi-Pin_500 to 999 lumens | 0.0014241 | 0.0024159 | 0.0030958 | 0.0036179 | 0.0040676 | 0.0044474 | 0.0047623 | 0.0050193 | 0.0059487 | 0.0059917 | 0.0060418 | 0.0060745 | 0.0060791 | 0.0060668 | 0.0060544 | 0.0060403 | 0.0060251 | 0.0060191 | 0.0060044 | 0.0060113 | 0.047251 | 0.6073 | 0.52584 | 0.50569 | 0.3936 | 0.38136 | 0.36036 | 0.30962 | 0.36633 | 0.46275 | 0.55509 | 0.56366 | 0.59221 | 0 | 1.2541 | 0.97718 | 1.0507 | 0.9089 | 0.93014 | 0.99757 | 0.96601 | 0.9917 | 1.0099 | 1.2188 | 1.2428 | 1.3186 | 1.4149
LO20Fast | NR | Pin Lamps | Residential | Lighting | 0.00079241 | 0.00074383 | 6.2509 | -19.058 | Multifamily - High Rise | ID/MT/OR_TLED_2ft | 2.0522e-06 | 3.4815e-06 | 4.4612e-06 | 5.2137e-06 | 5.8617e-06 | 6.4089e-06 | 6.8628e-06 | 7.2331e-06 | 8.5725e-06 | 8.6344e-06 | 8.7065e-06 | 8.7537e-06 | 8.7603e-06 | 8.7426e-06 | 8.7248e-06 | 8.7044e-06 | 8.6825e-06 | 8.6739e-06 | 8.6526e-06 | 8.6627e-06 | 6.8091e-05 | 0.20531 | 0.17743 | 0.17041 | 0.13267 | 0.12785 | 0.12059 | 0.10356 | 0.12252 | 0.15493 | 0.18633 | 0.18985 | 0.20065 | 0 | 0.42952 | 0.3343 | 0.35782 | 0.30926 | 0.31328 | 0.33418 | 0.32317 | 0.33173 | 0.3389 | 0.41148 | 0.42227 | 0.45286 | 19.252
LO20Fast | NR | Pin Lamps | Residential | Lighting | 0.0013259 | 0.0012446 | 10.459 | 18.6714 | Multifamily - High Rise | ID/MT/OR_TLED_4ft | 0.00013188 | 0.00022372 | 0.00028668 | 0.00033504 | 0.00037668 | 0.00041185 | 0.00044101 | 0.00046481 | 0.00055088 | 0.00055486 | 0.00055949 | 0.00056252 | 0.00056295 | 0.00056181 | 0.00056067 | 0.00055935 | 0.00055795 | 0.0005574 | 0.00055603 | 0.00055668 | 0.0043756 | 0.34353 | 0.29687 | 0.28513 | 0.22199 | 0.21392 | 0.20177 | 0.17328 | 0.20499 | 0.25924 | 0.31176 | 0.31765 | 0.33573 | 0 | 0.71868 | 0.55936 | 0.59871 | 0.51746 | 0.52418 | 0.55916 | 0.54073 | 0.55505 | 0.56705 | 0.68849 | 0.70654 | 0.75773 | 1.2893
LO20Fast | NR | Pin Lamps | Residential | Lighting | 0.00014882 | 0.00014048 | 1.1825 | 153.975 | Multifamily - High Rise | WA_MR_20W equivalent | 0.00010291 | 0.00017458 | 0.00022371 | 0.00026144 | 0.00029393 | 0.00032138 | 0.00034414 | 0.00036271 | 0.00042987 | 0.00043297 | 0.00043659 | 0.00043896 | 0.00043929 | 0.0004384 | 0.00043751 | 0.00043648 | 0.00043538 | 0.00043495 | 0.00043389 | 0.00043439 | 0.0034144 | 0.038838 | 0.033703 | 0.032455 | 0.025254 | 0.024615 | 0.023307 | 0.020035 | 0.023706 | 0.02991 | 0.035779 | 0.036197 | 0.037782 | 0 | 0.079044 | 0.061668 | 0.066649 | 0.057711 | 0.059732 | 0.06444 | 0.062494 | 0.064163 | 0.065111 | 0.078058 | 0.079038 | 0.082846 | 0.29645
LO20Fast | NR | Pin Lamps | Residential | Lighting | 0.0001223 | 0.00011545 | 0.97184 | 188.0151 | Multifamily - High Rise | WA_MR_21 to 45W equivalent | 2.6184e-05 | 4.4419e-05 | 5.6919e-05 | 6.652e-05 | 7.4787e-05 | 8.177e-05 | 8.756e-05 | 9.2285e-05 | 0.00010937 | 0.00011016 | 0.00011108 | 0.00011169 | 0.00011177 | 0.00011154 | 0.00011132 | 0.00011106 | 0.00011078 | 0.00011067 | 0.0001104 | 0.00011052 | 0.00086875 | 0.031918 | 0.027698 | 0.026672 | 0.020755 | 0.02023 | 0.019154 | 0.016465 | 0.019482 | 0.024581 | 0.029404 | 0.029747 | 0.03105 | 0 | 0.064961 | 0.05068 | 0.054774 | 0.047428 | 0.049089 | 0.052959 | 0.051359 | 0.052731 | 0.05351 | 0.06415 | 0.064955 | 0.068085 | 0.24832
LO20Fast | NR | Pin Lamps | Residential | Lighting | 0.00014513 | 0.00013699 | 1.1532 | 155.5538 | Multifamily - High Rise | WA_MR_46 to 59W equivalent | 0.00020058 | 0.00034027 | 0.00043602 | 0.00050957 | 0.0005729 | 0.00062639 | 0.00067075 | 0.00070694 | 0.00083784 | 0.0008439 | 0.00085095 | 0.00085556 | 0.0008562 | 0.00085448 | 0.00085273 | 0.00085073 | 0.0008486 | 0.00084776 | 0.00084568 | 0.00084666 | 0.006655 | 0.037875 | 0.032867 | 0.03165 | 0.024628 | 0.024005 | 0.022729 | 0.019538 | 0.023118 | 0.029168 | 0.034892 | 0.035299 | 0.036845 | 0 | 0.077084 | 0.060139 | 0.064996 | 0.05628 | 0.058251 | 0.062843 | 0.060944 | 0.062572 | 0.063497 | 0.076122 | 0.077078 | 0.080792 | 0.29381
LO20Fast | NR | Pin Lamps | Residential | Lighting | 0.001524 | 0.0014344 | 12.0637 | -11.391 | Multifamily - High Rise | WA_Non-MR Bi-Pin_250 to 499 lumens | 8.0966e-05 | 0.00013735 | 0.00017601 | 0.00020569 | 0.00023126 | 0.00025285 | 0.00027076 | 0.00028537 | 0.00033821 | 0.00034065 | 0.0003435 | 0.00034536 | 0.00034562 | 0.00034492 | 0.00034422 | 0.00034341 | 0.00034255 | 0.00034221 | 0.00034137 | 0.00034177 | 0.0026864 | 0.39623 | 0.34308 | 0.32993 | 0.2568 | 0.24882 | 0.23512 | 0.20201 | 0.23901 | 0.30191 | 0.36216 | 0.36775 | 0.38638 | 0 | 0.81823 | 0.63755 | 0.68551 | 0.593 | 0.60686 | 0.65085 | 0.63026 | 0.64702 | 0.65888 | 0.79516 | 0.81084 | 0.8603 | 2.5659
LO20Fast | NR | Pin Lamps | Residential | Lighting | 0.0023359 | 0.0021985 | 18.4901 | 9.2671 | Multifamily - High Rise | WA_Non-MR Bi-Pin_500 to 999 lumens | 0.0030429 | 0.0051621 | 0.0066148 | 0.0077306 | 0.0086914 | 0.0095029 | 0.010176 | 0.010725 | 0.012711 | 0.012803 | 0.01291 | 0.01298 | 0.012989 | 0.012963 | 0.012937 | 0.012906 | 0.012874 | 0.012861 | 0.01283 | 0.012845 | 0.10096 | 0.6073 | 0.52584 | 0.50569 | 0.3936 | 0.38136 | 0.36036 | 0.30962 | 0.36633 | 0.46275 | 0.55509 | 0.56366 | 0.59221 | 0 | 1.2541 | 0.97718 | 1.0507 | 0.9089 | 0.93014 | 0.99757 | 0.96601 | 0.9917 | 1.0099 | 1.2188 | 1.2428 | 1.3186 | 1.4149
LO20Fast | NR | Pin Lamps | Residential | Lighting | 0.00079241 | 0.00074383 | 6.2509 | -19.058 | Multifamily - High Rise | WA_TLED_2ft | 4.3851e-06 | 7.4389e-06 | 9.5323e-06 | 1.114e-05 | 1.2525e-05 | 1.3694e-05 | 1.4664e-05 | 1.5455e-05 | 1.8317e-05 | 1.8449e-05 | 1.8603e-05 | 1.8704e-05 | 1.8718e-05 | 1.8681e-05 | 1.8643e-05 | 1.8599e-05 | 1.8552e-05 | 1.8534e-05 | 1.8488e-05 | 1.851e-05 | 0.00014549 | 0.20531 | 0.17743 | 0.17041 | 0.13267 | 0.12785 | 0.12059 | 0.10356 | 0.12252 | 0.15493 | 0.18633 | 0.18985 | 0.20065 | 0 | 0.42952 | 0.3343 | 0.35782 | 0.30926 | 0.31328 | 0.33418 | 0.32317 | 0.33173 | 0.3389 | 0.41148 | 0.42227 | 0.45286 | 19.252
LO20Fast | NR | Pin Lamps | Residential | Lighting | 0.0013259 | 0.0012446 | 10.459 | 18.6714 | Multifamily - High Rise | WA_TLED_4ft | 0.00028179 | 0.00047804 | 0.00061256 | 0.00071588 | 0.00080486 | 0.00088001 | 0.00094233 | 0.00099318 | 0.0011771 | 0.0011856 | 0.0011955 | 0.001202 | 0.0012029 | 0.0012004 | 0.001198 | 0.0011952 | 0.0011922 | 0.001191 | 0.0011881 | 0.0011895 | 0.0093495 | 0.34353 | 0.29687 | 0.28513 | 0.22199 | 0.21392 | 0.20177 | 0.17328 | 0.20499 | 0.25924 | 0.31176 | 0.31765 | 0.33573 | 0 | 0.71868 | 0.55936 | 0.59871 | 0.51746 | 0.52418 | 0.55916 | 0.54073 | 0.55505 | 0.56705 | 0.68849 | 0.70654 | 0.75773 | 1.2893
LO20Fast | NR | Pin Lamps | Residential | Lighting | 0.00021695 | 0.00020479 | 1.7239 | 9.0839 | Manufactured | ID/MT/OR_MR_20W equivalent | 0.00013118 | 0.00022066 | 0.00028036 | 0.00032489 | 0.00036219 | 0.00039267 | 0.00041693 | 0.00043572 | 0.00047195 | 0.00047915 | 0.00048422 | 0.0004866 | 0.00048652 | 0.00048481 | 0.00048232 | 0.00047919 | 0.00047562 | 0.00047255 | 0.00046879 | 0.00046633 | 0.0037053 | 0.056619 | 0.049132 | 0.047313 | 0.036816 | 0.035884 | 0.033977 | 0.029207 | 0.034559 | 0.043603 | 0.052159 | 0.052768 | 0.055079 | 0 | 0.11523 | 0.0899 | 0.097161 | 0.084131 | 0.087078 | 0.093942 | 0.091104 | 0.093538 | 0.09492 | 0.11379 | 0.11522 | 0.12077 | 1.1756
LO20Fast | NR | Pin Lamps | Residential | Lighting | 0.00031945 | 0.00030154 | 2.5384 | -0.17579 | Manufactured | ID/MT/OR_MR_21 to 45W equivalent | 5.9799e-05 | 0.00010059 | 0.00012781 | 0.00014811 | 0.00016511 | 0.000179 | 0.00019006 | 0.00019863 | 0.00021515 | 0.00021843 | 0.00022074 | 0.00022182 | 0.00022179 | 0.00022101 | 0.00021987 | 0.00021844 | 0.00021682 | 0.00021542 | 0.00021371 | 0.00021258 | 0.0016891 | 0.083368 | 0.072344 | 0.069666 | 0.05421 | 0.052838 | 0.050029 | 0.043006 | 0.050887 | 0.064203 | 0.076802 | 0.077698 | 0.081101 | 0 | 0.16967 | 0.13237 | 0.14306 | 0.12388 | 0.12822 | 0.13832 | 0.13415 | 0.13773 | 0.13977 | 0.16755 | 0.16966 | 0.17783 | 1.3718
LO20Fast | NR | Pin Lamps | Residential | Lighting | 0.0004388 | 0.00041421 | 3.4868 | -5.1285 | Manufactured | ID/MT/OR_MR_46 to 59W equivalent | 0.00053028 | 0.00089199 | 0.0011334 | 0.0013134 | 0.0014641 | 0.0015873 | 0.0016854 | 0.0017614 | 0.0019078 | 0.0019369 | 0.0019574 | 0.001967 | 0.0019667 | 0.0019598 | 0.0019498 | 0.0019371 | 0.0019227 | 0.0019103 | 0.0018951 | 0.0018851 | 0.014978 | 0.11452 | 0.099374 | 0.095696 | 0.074464 | 0.07258 | 0.068722 | 0.059074 | 0.0699 | 0.088191 | 0.1055 | 0.10673 | 0.1114 | 0 | 0.23307 | 0.18183 | 0.19652 | 0.17016 | 0.17612 | 0.19001 | 0.18427 | 0.18919 | 0.19199 | 0.23016 | 0.23305 | 0.24428 | 1.5847
LO20Fast | NR | Pin Lamps | Residential | Lighting | 0.001524 | 0.0014344 | 12.0637 | -11.391 | Manufactured | ID/MT/OR_Non-MR Bi-Pin_250 to 499 lumens | 7.0796e-05 | 0.00011909 | 0.00015131 | 0.00017534 | 0.00019547 | 0.00021192 | 0.00022501 | 0.00023516 | 0.00025471 | 0.0002586 | 0.00026133 | 0.00026262 | 0.00026257 | 0.00026165 | 0.00026031 | 0.00025862 | 0.00025669 | 0.00025503 | 0.00025301 | 0.00025168 | 0.0019997 | 0.39623 | 0.34308 | 0.32993 | 0.2568 | 0.24882 | 0.23512 | 0.20201 | 0.23901 | 0.30191 | 0.36216 | 0.36775 | 0.38638 | 0 | 0.81823 | 0.63755 | 0.68551 | 0.593 | 0.60686 | 0.65085 | 0.63026 | 0.64702 | 0.65888 | 0.79516 | 0.81084 | 0.8603 | 2.5659
LO20Fast | NR | Pin Lamps | Residential | Lighting | 0.0023359 | 0.0021985 | 18.4901 | 9.2671 | Manufactured | ID/MT/OR_Non-MR Bi-Pin_500 to 999 lumens | 0.0026607 | 0.0044756 | 0.0056867 | 0.0065899 | 0.0073464 | 0.0079646 | 0.0084566 | 0.0088378 | 0.0095727 | 0.0097187 | 0.0098217 | 0.0098698 | 0.0098682 | 0.0098336 | 0.009783 | 0.0097195 | 0.0096472 | 0.0095848 | 0.0095086 | 0.0094587 | 0.075155 | 0.6073 | 0.52584 | 0.50569 | 0.3936 | 0.38136 | 0.36036 | 0.30962 | 0.36633 | 0.46275 | 0.55509 | 0.56366 | 0.59221 | 0 | 1.2541 | 0.97718 | 1.0507 | 0.9089 | 0.93014 | 0.99757 | 0.96601 | 0.9917 | 1.0099 | 1.2188 | 1.2428 | 1.3186 | 1.4149
LO20Fast | NR | Pin Lamps | Residential | Lighting | 0.00079241 | 0.00074383 | 6.2509 | -19.058 | Manufactured | ID/MT/OR_TLED_2ft | 3.8342e-06 | 6.4496e-06 | 8.1949e-06 | 9.4964e-06 | 1.0587e-05 | 1.1477e-05 | 1.2187e-05 | 1.2736e-05 | 1.3795e-05 | 1.4005e-05 | 1.4154e-05 | 1.4223e-05 | 1.4221e-05 | 1.4171e-05 | 1.4098e-05 | 1.4006e-05 | 1.3902e-05 | 1.3812e-05 | 1.3703e-05 | 1.3631e-05 | 0.0001083 | 0.20531 | 0.17743 | 0.17041 | 0.13267 | 0.12785 | 0.12059 | 0.10356 | 0.12252 | 0.15493 | 0.18633 | 0.18985 | 0.20065 | 0 | 0.42952 | 0.3343 | 0.35782 | 0.30926 | 0.31328 | 0.33418 | 0.32317 | 0.33173 | 0.3389 | 0.41148 | 0.42227 | 0.45286 | 19.252
LO20Fast | NR | Pin Lamps | Residential | Lighting | 0.0013259 | 0.0012446 | 10.459 | 18.6714 | Manufactured | ID/MT/OR_TLED_4ft | 0.00024639 | 0.00041446 | 0.00052661 | 0.00061025 | 0.00068031 | 0.00073755 | 0.00078312 | 0.00081842 | 0.00088648 | 0.0009 | 0.00090953 | 0.00091399 | 0.00091384 | 0.00091063 | 0.00090595 | 0.00090007 | 0.00089337 | 0.0008876 | 0.00088054 | 0.00087592 | 0.0069597 | 0.34353 | 0.29687 | 0.28513 | 0.22199 | 0.21392 | 0.20177 | 0.17328 | 0.20499 | 0.25924 | 0.31176 | 0.31765 | 0.33573 | 0 | 0.71868 | 0.55936 | 0.59871 | 0.51746 | 0.52418 | 0.55916 | 0.54073 | 0.55505 | 0.56705 | 0.68849 | 0.70654 | 0.75773 | 1.2893
LO20Fast | NR | Pin Lamps | Residential | Lighting | 0.00014882 | 0.00014048 | 1.1825 | 153.975 | Manufactured | WA_MR_20W equivalent | 0.00019227 | 0.00032342 | 0.00041093 | 0.0004762 | 0.00053087 | 0.00057554 | 0.00061109 | 0.00063864 | 0.00069175 | 0.0007023 | 0.00070973 | 0.00071321 | 0.00071309 | 0.0007106 | 0.00070694 | 0.00070235 | 0.00069712 | 0.00069262 | 0.00068711 | 0.00068351 | 0.0054309 | 0.038838 | 0.033703 | 0.032455 | 0.025254 | 0.024615 | 0.023307 | 0.020035 | 0.023706 | 0.02991 | 0.035779 | 0.036197 | 0.037782 | 0 | 0.079044 | 0.061668 | 0.066649 | 0.057711 | 0.059732 | 0.06444 | 0.062494 | 0.064163 | 0.065111 | 0.078058 | 0.079038 | 0.082846 | 0.29645
LO20Fast | NR | Pin Lamps | Residential | Lighting | 0.0001223 | 0.00011545 | 0.97184 | 188.0151 | Manufactured | WA_MR_21 to 45W equivalent | 4.892e-05 | 8.2289e-05 | 0.00010456 | 0.00012116 | 0.00013507 | 0.00014644 | 0.00015548 | 0.00016249 | 0.000176 | 0.00017869 | 0.00018058 | 0.00018147 | 0.00018144 | 0.0001808 | 0.00017987 | 0.0001787 | 0.00017737 | 0.00017623 | 0.00017483 | 0.00017391 | 0.0013818 | 0.031918 | 0.027698 | 0.026672 | 0.020755 | 0.02023 | 0.019154 | 0.016465 | 0.019482 | 0.024581 | 0.029404 | 0.029747 | 0.03105 | 0 | 0.064961 | 0.05068 | 0.054774 | 0.047428 | 0.049089 | 0.052959 | 0.051359 | 0.052731 | 0.05351 | 0.06415 | 0.064955 | 0.068085 | 0.24832
LO20Fast | NR | Pin Lamps | Residential | Lighting | 0.00014513 | 0.00013699 | 1.1532 | 155.5538 | Manufactured | WA_MR_46 to 59W equivalent | 0.00037474 | 0.00063036 | 0.00080094 | 0.00092814 | 0.0010347 | 0.0011218 | 0.0011911 | 0.0012448 | 0.0013483 | 0.0013688 | 0.0013833 | 0.0013901 | 0.0013899 | 0.001385 | 0.0013779 | 0.0013689 | 0.0013587 | 0.00135 | 0.0013392 | 0.0013322 | 0.010585 | 0.037875 | 0.032867 | 0.03165 | 0.024628 | 0.024005 | 0.022729 | 0.019538 | 0.023118 | 0.029168 | 0.034892 | 0.035299 | 0.036845 | 0 | 0.077084 | 0.060139 | 0.064996 | 0.05628 | 0.058251 | 0.062843 | 0.060944 | 0.062572 | 0.063497 | 0.076122 | 0.077078 | 0.080792 | 0.29381
LO20Fast | NR | Pin Lamps | Residential | Lighting | 0.001524 | 0.0014344 | 12.0637 | -11.391 | Manufactured | WA_Non-MR Bi-Pin_250 to 499 lumens | 0.00015127 | 0.00025446 | 0.00032331 | 0.00037466 | 0.00041767 | 0.00045282 | 0.00048079 | 0.00050246 | 0.00054425 | 0.00055255 | 0.0005584 | 0.00056114 | 0.00056105 | 0.00055908 | 0.00055621 | 0.00055259 | 0.00054848 | 0.00054494 | 0.0005406 | 0.00053777 | 0.0042729 | 0.39623 | 0.34308 | 0.32993 | 0.2568 | 0.24882 | 0.23512 | 0.20201 | 0.23901 | 0.30191 | 0.36216 | 0.36775 | 0.38638 | 0 | 0.81823 | 0.63755 | 0.68551 | 0.593 | 0.60686 | 0.65085 | 0.63026 | 0.64702 | 0.65888 | 0.79516 | 0.81084 | 0.8603 | 2.5659
LO20Fast | NR | Pin Lamps | Residential | Lighting | 0.0023359 | 0.0021985 | 18.4901 | 9.2671 | Manufactured | WA_Non-MR Bi-Pin_500 to 999 lumens | 0.0056852 | 0.0095632 | 0.012151 | 0.014081 | 0.015697 | 0.017018 | 0.01807 | 0.018884 | 0.020454 | 0.020766 | 0.020986 | 0.021089 | 0.021086 | 0.021012 | 0.020904 | 0.020768 | 0.020613 | 0.02048 | 0.020317 | 0.020211 | 0.16059 | 0.6073 | 0.52584 | 0.50569 | 0.3936 | 0.38136 | 0.36036 | 0.30962 | 0.36633 | 0.46275 | 0.55509 | 0.56366 | 0.59221 | 0 | 1.2541 | 0.97718 | 1.0507 | 0.9089 | 0.93014 | 0.99757 | 0.96601 | 0.9917 | 1.0099 | 1.2188 | 1.2428 | 1.3186 | 1.4149
LO20Fast | NR | Pin Lamps | Residential | Lighting | 0.00079241 | 0.00074383 | 6.2509 | -19.058 | Manufactured | WA_TLED_2ft | 8.1927e-06 | 1.3781e-05 | 1.751e-05 | 2.0291e-05 | 2.2621e-05 | 2.4524e-05 | 2.6039e-05 | 2.7213e-05 | 2.9476e-05 | 2.9926e-05 | 3.0242e-05 | 3.0391e-05 | 3.0386e-05 | 3.0279e-05 | 3.0123e-05 | 2.9928e-05 | 2.9705e-05 | 2.9513e-05 | 2.9279e-05 | 2.9125e-05 | 0.00023142 | 0.20531 | 0.17743 | 0.17041 | 0.13267 | 0.12785 | 0.12059 | 0.10356 | 0.12252 | 0.15493 | 0.18633 | 0.18985 | 0.20065 | 0 | 0.42952 | 0.3343 | 0.35782 | 0.30926 | 0.31328 | 0.33418 | 0.32317 | 0.33173 | 0.3389 | 0.41148 | 0.42227 | 0.45286 | 19.252
LO20Fast | NR | Pin Lamps | Residential | Lighting | 0.0013259 | 0.0012446 | 10.459 | 18.6714 | Manufactured | WA_TLED_4ft | 0.00052647 | 0.00088559 | 0.0011252 | 0.0013039 | 0.0014536 | 0.001576 | 0.0016733 | 0.0017487 | 0.0018942 | 0.0019231 | 0.0019434 | 0.0019529 | 0.0019526 | 0.0019458 | 0.0019358 | 0.0019232 | 0.0019089 | 0.0018966 | 0.0018815 | 0.0018716 | 0.014871 | 0.34353 | 0.29687 | 0.28513 | 0.22199 | 0.21392 | 0.20177 | 0.17328 | 0.20499 | 0.25924 | 0.31176 | 0.31765 | 0.33573 | 0 | 0.71868 | 0.55936 | 0.59871 | 0.51746 | 0.52418 | 0.55916 | 0.54073 | 0.55505 | 0.56705 | 0.68849 | 0.70654 | 0.75773 | 1.2893
Retro5Med | Retro | ResWx | Residential | HVAC | 0.16525 | 0.18875 | 1039.9589 | 16.9739 | Multifamily - Low Rise | Wall - R0 to R11_Furnace | 0.00050971 | 0.00079939 | 0.0015952 | 0.0027852 | 0.0043227 | 0.006038 | 0.0076673 | 0.0089248 | 0.0095895 | 0.0095678 | 0.0089096 | 0.0077782 | 0.0063911 | 0.0049595 | 0.0036461 | 0.0025465 | 0.0016938 | 0.0010754 | 0.00065312 | 0.00044121 | 0.088242 | 34.0636 | 27.0131 | 24.0059 | 8.5368 | 4.645 | 1.3966 | 1.2992 | 0.40988 | 1.3718 | 14.4485 | 27.8153 | 34.6796 | 0 | 144.9915 | 111.9165 | 104.0552 | 58.1426 | 42.6941 | 16.9579 | 13.0115 | 11.5988 | 20.6908 | 69.4841 | 116.3045 | 150.4259 | 1.2629
Retro5Med | Retro | ResWx | Residential | HVAC | 0.043772 | 0.049997 | 275.4655 | 18.2643 | Multifamily - Low Rise | Attic - R0 to R19_Furnace | 3.5106e-06 | 5.5058e-06 | 1.0987e-05 | 1.9183e-05 | 2.9772e-05 | 4.1587e-05 | 5.2808e-05 | 6.147e-05 | 6.6048e-05 | 6.5898e-05 | 6.1365e-05 | 5.3573e-05 | 4.4018e-05 | 3.4159e-05 | 2.5112e-05 | 1.7539e-05 | 1.1666e-05 | 7.407e-06 | 4.4983e-06 | 3.0388e-06 | 0.00060777 | 9.0228 | 7.1553 | 6.3587 | 2.2612 | 1.2304 | 0.36994 | 0.34413 | 0.10857 | 0.36336 | 3.8271 | 7.3677 | 9.186 | 0 | 38.4055 | 29.6446 | 27.5623 | 15.4009 | 11.3089 | 4.4918 | 3.4465 | 3.0723 | 5.4806 | 18.405 | 30.8069 | 39.845 | 1.2265
Retro5Med | Retro | ResWx | Residential | HVAC | 0.14847 | 0.17209 | 930.7052 | 21.9641 | Multifamily - Low Rise | Wall - R0 to R11_Zonal | 0.013552 | 0.021255 | 0.042413 | 0.074055 | 0.11493 | 0.16054 | 0.20386 | 0.2373 | 0.25497 | 0.2544 | 0.2369 | 0.20681 | 0.16993 | 0.13187 | 0.096945 | 0.067708 | 0.045036 | 0.028594 | 0.017366 | 0.011731 | 2.3462 | 30.9076 | 24.4032 | 21.6545 | 7.7835 | 4.2227 | 1.0281 | 1.0307 | 0.43607 | 1.3144 | 13.1388 | 24.9596 | 31.4051 | 0 | 132.6824 | 102.5706 | 95.5072 | 51.9939 | 38.1765 | 10.4224 | 6.2103 | 5.6785 | 18.3974 | 63.7517 | 105.9328 | 137.0974 | 1.1314
Retro5Med | Retro | ResWx | Residential | HVAC | 0.23785 | 0.27168 | 1496.8409 | 25.6586 | Multifamily - Low Rise | Low-E Storm Window SP Metal_Furnace | 0 | 0 | 0 | 0 | 0 | 0 | 0 | 0 | 0 | 0 | 0 | 0 | 0 | 0 | 0 | 0 | 0 | 0 | 0 | 0 | 0 | 49.0286 | 38.8808 | 34.5524 | 12.2873 | 6.6857 | 2.0102 | 1.87 | 0.58996 | 1.9745 | 20.7961 | 40.0353 | 49.9153 | 0 | 208.6902 | 161.0844 | 149.7695 | 83.6862 | 61.4508 | 24.4079 | 18.7278 | 16.6945 | 29.7808 | 100.0104 | 167.4003 | 216.512 | 1.0528
Retro5Med | Retro | ResWx | Residential | HVAC | 0.03565 | 0.041323 | 223.4852 | 28.5685 | Multifamily - Low Rise | Attic - R0 to R19_Zonal | 8.4619e-05 | 0.00013271 | 0.00026482 | 0.00046238 | 0.00071763 | 0.0010024 | 0.0012729 | 0.0014817 | 0.001592 | 0.0015884 | 0.0014791 | 0.0012913 | 0.001061 | 0.00082335 | 0.0006053 | 0.00042275 | 0.00028119 | 0.00017854 | 0.00010843 | 7.3247e-05 | 0.014649 | 7.4217 | 5.8598 | 5.1998 | 1.869 | 1.014 | 0.24687 | 0.24749 | 0.10471 | 0.31561 | 3.155 | 5.9934 | 7.5411 | 0 | 31.8603 | 24.6297 | 22.9336 | 12.485 | 9.1671 | 2.5027 | 1.4913 | 1.3635 | 4.4177 | 15.3084 | 25.4371 | 32.9205 | 0.9961
Retro5Med | Retro | ResWx | Residential | HVAC | 0.22258 | 0.258 | 1395.3347 | 29.3376 | Multifamily - Low Rise | Low-E Storm Window SP Metal_Zonal | 0.013628 | 0.021374 | 0.042651 | 0.074469 | 0.11558 | 0.16144 | 0.205 | 0.23863 | 0.2564 | 0.25582 | 0.23822 | 0.20797 | 0.17088 | 0.13261 | 0.097487 | 0.068086 | 0.045288 | 0.028754 | 0.017463 | 0.011797 | 2.3594 | 46.3373 | 36.5859 | 32.4649 | 11.6693 | 6.3308 | 1.5413 | 1.5452 | 0.65377 | 1.9705 | 19.6981 | 37.42 | 47.0832 | 0 | 198.9206 | 153.7762 | 143.1866 | 77.9504 | 57.2351 | 15.6254 | 9.3107 | 8.5133 | 27.5817 | 95.578 | 158.8169 | 205.5396 | 0.98242
Retro5Med | Retro | ResWx | Residential | HVAC | 0.047921 | 0.055545 | 300.4061 | 31.5571 | Multifamily - Low Rise | Floor - R0 to R19_Zonal | 0.011934 | 0.018716 | 0.037348 | 0.065211 | 0.10121 | 0.14137 | 0.17952 | 0.20896 | 0.22452 | 0.22401 | 0.2086 | 0.18211 | 0.14964 | 0.11612 | 0.085367 | 0.059621 | 0.039657 | 0.025179 | 0.015292 | 0.01033 | 2.066 | 9.9761 | 7.8767 | 6.9895 | 2.5123 | 1.363 | 0.33183 | 0.33267 | 0.14075 | 0.42424 | 4.2409 | 8.0563 | 10.1367 | 0 | 42.8263 | 33.107 | 30.8271 | 16.7822 | 12.3223 | 3.3641 | 2.0045 | 1.8329 | 5.9382 | 20.5773 | 34.1922 | 44.2513 | 0.94497
Retro5Med | Retro | ResWx | Residential | HVAC | 0.044575 | 0.050914 | 280.5195 | 35.8037 | Multifamily - Low Rise | Floor - R0 to R19_Furnace | 0.00037509 | 0.00058827 | 0.0011739 | 0.0020496 | 0.003181 | 0.0044433 | 0.0056423 | 0.0065677 | 0.0070569 | 0.0070409 | 0.0065566 | 0.005724 | 0.0047031 | 0.0036497 | 0.0026831 | 0.0018739 | 0.0012465 | 0.0007914 | 0.00048063 | 0.00032468 | 0.064937 | 9.1883 | 7.2866 | 6.4754 | 2.3027 | 1.253 | 0.37673 | 0.35045 | 0.11056 | 0.37003 | 3.8974 | 7.5029 | 9.3545 | 0 | 39.1101 | 30.1885 | 28.068 | 15.6834 | 11.5164 | 4.5742 | 3.5097 | 3.1287 | 5.5812 | 18.7427 | 31.3721 | 40.576 | 0.88153
Retro5Med | Retro | ResWx | Residential | HVAC | 0.058818 | 0.067183 | 370.1552 | 38.913 | Multifamily - Low Rise | Attic - R0 to R38_Furnace | 4.7174e-06 | 7.3984e-06 | 1.4763e-05 | 2.5777e-05 | 4.0007e-05 | 5.5882e-05 | 7.0961e-05 | 8.26e-05 | 8.8752e-05 | 8.855e-05 | 8.2459e-05 | 7.1988e-05 | 5.9149e-05 | 4.5901e-05 | 3.3745e-05 | 2.3568e-05 | 1.5676e-05 | 9.9531e-06 | 6.0446e-06 | 4.0834e-06 | 0.00081668 | 12.1243 | 9.6149 | 8.5445 | 3.0385 | 1.6533 | 0.4971 | 0.46243 | 0.14589 | 0.48827 | 5.1427 | 9.9004 | 12.3436 | 0 | 51.6072 | 39.8347 | 37.0366 | 20.6948 | 15.1962 | 6.0359 | 4.6312 | 4.1284 | 7.3645 | 24.7317 | 41.3966 | 53.5415 | 0.83966
Retro5Med | Retro | ResWx | Residential | HVAC | 0.18823 | 0.21818 | 1180.0013 | 39.5579 | Multifamily - Low Rise | Low-E Storm Window SP Metal_DHP | 0 | 0 | 0 | 0 | 0 | 0 | 0 | 0 | 0 | 0 | 0 | 0 | 0 | 0 | 0 | 0 | 0 | 0 | 0 | 0 | 0 | 39.1864 | 30.9398 | 27.4548 | 9.8684 | 5.3538 | 1.3035 | 1.3067 | 0.55288 | 1.6664 | 16.6582 | 31.6452 | 39.8172 | 0 | 168.2224 | 130.0449 | 121.0895 | 65.9208 | 48.4024 | 13.2141 | 7.8738 | 7.1995 | 23.3252 | 80.8281 | 134.3076 | 173.82 | 0.83081
Retro5Med | Retro | ResWx | Residential | HVAC | 0.18669 | 0.21324 | 1174.8877 | 39.9651 | Multifamily - Low Rise | Low-E Storm Window SP Wood_Furnace | 0.00061354 | 0.00096224 | 0.0019201 | 0.0033526 | 0.0052032 | 0.007268 | 0.0092292 | 0.010743 | 0.011543 | 0.011517 | 0.010725 | 0.0093627 | 0.007693 | 0.0059698 | 0.0043888 | 0.0030652 | 0.0020388 | 0.0012945 | 0.00078616 | 0.00053109 | 0.10622 | 38.4831 | 30.518 | 27.1206 | 9.6444 | 5.2477 | 1.5778 | 1.4678 | 0.46306 | 1.5498 | 16.3231 | 31.4242 | 39.1791 | 0 | 163.8033 | 126.437 | 117.5558 | 65.6863 | 48.2335 | 19.1581 | 14.6997 | 13.1037 | 23.3753 | 78.4993 | 131.3944 | 169.9428 | 0.82638
Retro5Med | Retro | ResWx | Residential | HVAC | 0.17429 | 0.20202 | 1092.6099 | 44.8549 | Multifamily - Low Rise | Low-E Storm Window SP Wood_Zonal | 0.0016523 | 0.0025914 | 0.005171 | 0.0090286 | 0.014013 | 0.019573 | 0.024855 | 0.028931 | 0.031086 | 0.031015 | 0.028882 | 0.025214 | 0.020718 | 0.016077 | 0.011819 | 0.0082548 | 0.0054907 | 0.0034861 | 0.0021172 | 0.0014303 | 0.28605 | 36.2842 | 28.6484 | 25.4215 | 9.1375 | 4.9573 | 1.2069 | 1.2099 | 0.51193 | 1.543 | 15.4245 | 29.3016 | 36.8683 | 0 | 155.7637 | 120.4137 | 112.1215 | 61.0387 | 44.8177 | 12.2354 | 7.2907 | 6.6663 | 21.5977 | 74.8419 | 124.3608 | 160.9468 | 0.76928
Retro5Med | Retro | ResWx | Residential | HVAC | 0.025803 | 0.029909 | 161.7551 | 49.6485 | Multifamily - Low Rise | Attic - R0 to R19_DHP | 2.9746e-06 | 4.6652e-06 | 9.3091e-06 | 1.6254e-05 | 2.5227e-05 | 3.5237e-05 | 4.4745e-05 | 5.2084e-05 | 5.5963e-05 | 5.5836e-05 | 5.1996e-05 | 4.5393e-05 | 3.7297e-05 | 2.8943e-05 | 2.1278e-05 | 1.4861e-05 | 9.8848e-06 | 6.276e-06 | 3.8115e-06 | 2.5748e-06 | 0.00051497 | 5.3717 | 4.2412 | 3.7635 | 1.3528 | 0.7339 | 0.17868 | 0.17913 | 0.075789 | 0.22843 | 2.2835 | 4.3379 | 5.4582 | 0 | 23.06 | 17.8266 | 16.599 | 9.0364 | 6.635 | 1.8114 | 1.0793 | 0.98691 | 3.1974 | 11.0799 | 18.4109 | 23.8273 | 0.72096
Retro5Med | Retro | ResWx | Residential | HVAC | 0.064064 | 0.074257 | 401.607 | 51.7802 | Multifamily - Low Rise | Floor - R0 to R30_Zonal | 0.013935 | 0.021854 | 0.04361 | 0.076143 | 0.11818 | 0.16507 | 0.20961 | 0.24399 | 0.26217 | 0.26157 | 0.24358 | 0.21265 | 0.17472 | 0.13559 | 0.09968 | 0.069617 | 0.046306 | 0.029401 | 0.017855 | 0.012062 | 2.4124 | 13.3369 | 10.5302 | 9.3441 | 3.3587 | 1.8221 | 0.44362 | 0.44474 | 0.18817 | 0.56715 | 5.6695 | 10.7703 | 13.5516 | 0 | 57.2536 | 44.2601 | 41.2121 | 22.4358 | 16.4735 | 4.4973 | 2.6798 | 2.4503 | 7.9386 | 27.5094 | 45.7109 | 59.1587 | 0.70137
Retro5Med | Retro | ResWx | Residential | HVAC | 0.089924 | 0.10423 | 563.7188 | 53.6244 | Multifamily - Low Rise | Wall - R0 to R11_DHP | 0.00039868 | 0.00062526 | 0.0012477 | 0.0021785 | 0.0033811 | 0.0047227 | 0.0059971 | 0.0069807 | 0.0075006 | 0.0074836 | 0.0069688 | 0.0060839 | 0.0049989 | 0.0038792 | 0.0028519 | 0.0019918 | 0.0013248 | 0.00084116 | 0.00051085 | 0.0003451 | 0.06902 | 18.7204 | 14.7808 | 13.1159 | 4.7144 | 2.5576 | 0.62269 | 0.62426 | 0.26413 | 0.79609 | 7.9581 | 15.1178 | 19.0217 | 0 | 80.3644 | 62.126 | 57.8477 | 31.4922 | 23.1231 | 6.3127 | 3.7615 | 3.4394 | 11.1431 | 38.6138 | 64.1624 | 83.0385 | 0.68526
Retro5Med | Retro | ResWx | Residential | HVAC | 0.047961 | 0.055592 | 300.6601 | 53.9252 | Multifamily - Low Rise | Attic - R0 to R38_Zonal | 0.00011384 | 0.00017854 | 0.00035627 | 0.00062205 | 0.00096544 | 0.0013485 | 0.0017124 | 0.0019933 | 0.0021418 | 0.0021369 | 0.0019899 | 0.0017372 | 0.0014274 | 0.0011077 | 0.00081433 | 0.00056874 | 0.0003783 | 0.00024019 | 0.00014587 | 9.8541e-05 | 0.019708 | 9.9845 | 7.8833 | 6.9954 | 2.5144 | 1.3641 | 0.33211 | 0.33295 | 0.14087 | 0.4246 | 4.2444 | 8.0631 | 10.1453 | 0 | 42.8625 | 33.135 | 30.8532 | 16.7964 | 12.3328 | 3.3669 | 2.0062 | 1.8344 | 5.9432 | 20.5947 | 34.2211 | 44.2887 | 0.6827
Retro5Med | Retro | ResWx | Residential | HVAC | 0.060911 | 0.069574 | 383.3281 | 54.616 | Multifamily - Low Rise | Attic - R0 to R49_Furnace | 2.7357e-05 | 4.2906e-05 | 8.5616e-05 | 0.00014949 | 0.00023201 | 0.00032408 | 0.00041152 | 0.00047902 | 0.0005147 | 0.00051353 | 0.0004782 | 0.00041748 | 0.00034303 | 0.00026619 | 0.0001957 | 0.00013668 | 9.091e-05 | 5.7721e-05 | 3.5055e-05 | 2.3681e-05 | 0.0047362 | 12.5558 | 9.957 | 8.8486 | 3.1467 | 1.7122 | 0.5148 | 0.47889 | 0.15108 | 0.50564 | 5.3257 | 10.2527 | 12.7829 | 0 | 53.4438 | 41.2523 | 38.3547 | 21.4313 | 15.737 | 6.2507 | 4.796 | 4.2753 | 7.6266 | 25.6118 | 42.8698 | 55.4469 | 0.67721
Retro5Med | Retro | ResWx | Residential | HVAC | 0.059678 | 0.068165 | 375.5653 | 57.3388 | Multifamily - Low Rise | Floor - R0 to R30_Furnace | 0.00043861 | 0.00068789 | 0.0013727 | 0.0023967 | 0.0037197 | 0.0051958 | 0.0065978 | 0.00768 | 0.008252 | 0.0082332 | 0.0076669 | 0.0066933 | 0.0054996 | 0.0042678 | 0.0031375 | 0.0021913 | 0.0014575 | 0.00092542 | 0.00056202 | 0.00037967 | 0.075934 | 12.3015 | 9.7554 | 8.6694 | 3.0829 | 1.6775 | 0.50437 | 0.46919 | 0.14802 | 0.4954 | 5.2179 | 10.0451 | 12.524 | 0 | 52.3615 | 40.4169 | 37.578 | 20.9973 | 15.4183 | 6.1241 | 4.6989 | 4.1887 | 7.4722 | 25.0931 | 42.0016 | 54.324 | 0.65523
Retro5Med | Retro | ResWx | Residential | HVAC | 0.14704 | 0.17043 | 921.7614 | 58.1118 | Multifamily - Low Rise | Low-E Storm Window SP Wood_DHP | 0 | 0 | 0 | 0 | 0 | 0 | 0 | 0 | 0 | 0 | 0 | 0 | 0 | 0 | 0 | 0 | 0 | 0 | 0 | 0 | 0 | 30.6106 | 24.1687 | 21.4464 | 7.7087 | 4.1821 | 1.0182 | 1.0207 | 0.43188 | 1.3017 | 13.0126 | 24.7197 | 31.1033 | 0 | 131.4074 | 101.5849 | 94.5894 | 51.4942 | 37.8097 | 10.3222 | 6.1507 | 5.6239 | 18.2206 | 63.1391 | 104.9148 | 135.78 | 0.64899
Retro5Med | Retro | ResWx | Residential | HVAC | 0.019575 | 0.022533 | 124.992 | 72.4223 | Multifamily - Low Rise | Attic - R0 to R19_Heat Pump | 5.5044e-07 | 8.6327e-07 | 1.7226e-06 | 3.0077e-06 | 4.6681e-06 | 6.5205e-06 | 8.28e-06 | 9.638e-06 | 1.0356e-05 | 1.0332e-05 | 9.6216e-06 | 8.3998e-06 | 6.9018e-06 | 5.3558e-06 | 3.9375e-06 | 2.75e-06 | 1.8291e-06 | 1.1614e-06 | 7.0531e-07 | 4.7647e-07 | 9.5293e-05 | 3.7838 | 2.364 | 1.464 | 0.62595 | 0.34463 | 0.39467 | 0.73306 | 0.21975 | 0.017739 | 1.2004 | 3.2009 | 3.578 | 0 | 16.0708 | 10.9343 | 8.0694 | 7.5256 | 6.1723 | 4.4096 | 6.4449 | 5.347 | 5.7469 | 7.9823 | 12.7795 | 15.5825 | 0.56625
Retro5Med | Retro | ResWx | Residential | HVAC | 0.050032 | 0.057993 | 313.6433 | 72.5303 | Multifamily - Low Rise | Attic - R0 to R49_Zonal | 0.00066503 | 0.001043 | 0.0020812 | 0.0036339 | 0.0056399 | 0.007878 | 0.010004 | 0.011645 | 0.012512 | 0.012483 | 0.011625 | 0.010148 | 0.0083386 | 0.0064709 | 0.0047572 | 0.0033225 | 0.0022099 | 0.0014031 | 0.00085214 | 0.00057566 | 0.11513 | 10.4157 | 8.2238 | 7.2975 | 2.623 | 1.423 | 0.34646 | 0.34733 | 0.14696 | 0.44293 | 4.4277 | 8.4113 | 10.5834 | 0 | 44.7134 | 34.5658 | 32.1855 | 17.5217 | 12.8653 | 3.5123 | 2.0929 | 1.9136 | 6.1998 | 21.484 | 35.6989 | 46.2012 | 0.55466
Retro5Med | Retro | ResWx | Residential | HVAC | 0.12008 | 0.13716 | 755.6964 | 76.8612 | Multifamily - Low Rise | Low-E Storm Window DP_Furnace | 0 | 0 | 0 | 0 | 0 | 0 | 0 | 0 | 0 | 0 | 0 | 0 | 0 | 0 | 0 | 0 | 0 | 0 | 0 | 0 | 0 | 24.7526 | 19.6294 | 17.4442 | 6.2034 | 3.3754 | 1.0149 | 0.94408 | 0.29785 | 0.99683 | 10.4991 | 20.2123 | 25.2003 | 0 | 105.3595 | 81.3252 | 75.6128 | 42.2499 | 31.0241 | 12.3226 | 9.4549 | 8.4284 | 15.0352 | 50.4913 | 84.5138 | 109.3084 | 0.53153
Retro5Med | Retro | ResWx | Residential | HVAC | 0.026444 | 0.030651 | 165.7708 | 78.8465 | Multifamily - Low Rise | Floor - R0 to R19_DHP | 0.00031984 | 0.00050162 | 0.001001 | 0.0017477 | 0.0027125 | 0.0037888 | 0.0048112 | 0.0056003 | 0.0060174 | 0.0060038 | 0.0055908 | 0.0048808 | 0.0040104 | 0.0031121 | 0.0022879 | 0.0015979 | 0.0010629 | 0.00067483 | 0.00040983 | 0.00027686 | 0.055372 | 5.505 | 4.3465 | 3.8569 | 1.3863 | 0.75212 | 0.18311 | 0.18357 | 0.077671 | 0.2341 | 2.3402 | 4.4456 | 5.5937 | 0 | 23.6325 | 18.2692 | 17.0111 | 9.2608 | 6.7997 | 1.8564 | 1.1061 | 1.0114 | 3.2768 | 11.355 | 18.868 | 24.4188 | 0.52146
Retro5Med | Retro | ResWx | Residential | HVAC | 0.065014 | 0.074841 | 415.1382 | 82.6889 | Multifamily - Low Rise | Wall - R0 to R11_Heat Pump | 7.0309e-05 | 0.00011027 | 0.00022003 | 0.00038419 | 0.00059627 | 0.00083288 | 0.0010576 | 0.0012311 | 0.0013228 | 0.0013198 | 0.001229 | 0.0010729 | 0.00088158 | 0.00068411 | 0.00050294 | 0.00035126 | 0.00023364 | 0.00014834 | 9.009e-05 | 6.086e-05 | 0.012172 | 12.5673 | 7.8515 | 4.8625 | 2.079 | 1.1446 | 1.3108 | 2.4347 | 0.72986 | 0.058918 | 3.9868 | 10.6312 | 11.8837 | 0 | 53.3762 | 36.3163 | 26.801 | 24.995 | 20.5001 | 14.6457 | 21.4057 | 17.759 | 19.0874 | 26.5119 | 42.4447 | 51.7543 | 0.51293
Retro5Med | Retro | ResWx | Residential | HVAC | 0.034678 | 0.040196 | 217.3896 | 84.7963 | Multifamily - Low Rise | Attic - R0 to R38_DHP | 3.9977e-06 | 6.2697e-06 | 1.2511e-05 | 2.1844e-05 | 3.3903e-05 | 4.7357e-05 | 6.0135e-05 | 6.9998e-05 | 7.5212e-05 | 7.5041e-05 | 6.9879e-05 | 6.1005e-05 | 5.0126e-05 | 3.8898e-05 | 2.8597e-05 | 1.9972e-05 | 1.3285e-05 | 8.4346e-06 | 5.1224e-06 | 3.4605e-06 | 0.00069209 | 7.2192 | 5.7 | 5.0579 | 1.818 | 0.98632 | 0.24013 | 0.24073 | 0.10186 | 0.307 | 3.0689 | 5.8299 | 7.3354 | 0 | 30.9913 | 23.9579 | 22.3081 | 12.1445 | 8.9171 | 2.4344 | 1.4506 | 1.3264 | 4.2972 | 14.8908 | 24.7433 | 32.0225 | 0.49362
Retro5Med | Retro | ResWx | Residential | HVAC | 0.11021 | 0.12774 | 690.8674 | 86.4461 | Multifamily - Low Rise | Low-E Storm Window DP_Zonal | 0.013909 | 0.021815 | 0.04353 | 0.076005 | 0.11796 | 0.16477 | 0.20923 | 0.24355 | 0.26169 | 0.2611 | 0.24314 | 0.21226 | 0.17441 | 0.13534 | 0.099499 | 0.069491 | 0.046222 | 0.029347 | 0.017823 | 0.01204 | 2.408 | 22.9429 | 18.1146 | 16.0742 | 5.7778 | 3.1345 | 0.76315 | 0.76506 | 0.3237 | 0.97565 | 9.753 | 18.5276 | 23.3122 | 0 | 98.4909 | 76.1387 | 70.8955 | 38.5953 | 28.3386 | 7.7366 | 4.61 | 4.2152 | 13.6565 | 47.3232 | 78.6345 | 101.7681 | 0.48642
Retro5Med | Retro | ResWx | Residential | HVAC | 0.10325 | 0.11886 | 659.2989 | 92.1894 | Multifamily - Low Rise | Low-E Storm Window SP Metal_Heat Pump | 0 | 0 | 0 | 0 | 0 | 0 | 0 | 0 | 0 | 0 | 0 | 0 | 0 | 0 | 0 | 0 | 0 | 0 | 0 | 0 | 0 | 19.9587 | 12.4693 | 7.7224 | 3.3017 | 1.8178 | 2.0818 | 3.8667 | 1.1591 | 0.093571 | 6.3317 | 16.8839 | 18.873 | 0 | 84.7691 | 57.6754 | 42.5638 | 39.6956 | 32.5571 | 23.2595 | 33.9953 | 28.2039 | 30.3135 | 42.1047 | 67.4082 | 82.1933 | 0.47182
Retro5Med | Retro | ResWx | Residential | HVAC | 0.096781 | 0.11218 | 606.7009 | 102.1382 | Multifamily - Low Rise | Low-E Storm Window DP_DHP | 0.00064328 | 0.0010089 | 0.0020132 | 0.0035151 | 0.0054554 | 0.0076203 | 0.0096765 | 0.011264 | 0.012103 | 0.012075 | 0.011244 | 0.0098165 | 0.0080659 | 0.0062592 | 0.0046016 | 0.0032138 | 0.0021377 | 0.0013572 | 0.00082427 | 0.00055683 | 0.11137 | 20.1478 | 15.9078 | 14.1159 | 5.0739 | 2.7527 | 0.67017 | 0.67185 | 0.28426 | 0.85679 | 8.5649 | 16.2705 | 20.4721 | 0 | 86.492 | 66.8629 | 62.2585 | 33.8934 | 24.8862 | 6.794 | 4.0483 | 3.7016 | 11.9927 | 41.558 | 69.0546 | 89.37 | 0.42716
Retro5Med | Retro | ResWx | Residential | HVAC | 0.015046 | 0.017186 | 94.6897 | 103.8199 | Multifamily - Low Rise | Attic - R19 to R38_Furnace | 1.2234e-06 | 1.9186e-06 | 3.8286e-06 | 6.6848e-06 | 1.0375e-05 | 1.4492e-05 | 1.8402e-05 | 2.1421e-05 | 2.3016e-05 | 2.2964e-05 | 2.1384e-05 | 1.8669e-05 | 1.5339e-05 | 1.1903e-05 | 8.7511e-06 | 6.1118e-06 | 4.0653e-06 | 2.5811e-06 | 1.5676e-06 | 1.059e-06 | 0.00021179 | 3.1015 | 2.4596 | 2.1858 | 0.77729 | 0.42294 | 0.12716 | 0.11829 | 0.03732 | 0.1249 | 1.3156 | 2.5326 | 3.1576 | 0 | 13.2017 | 10.1901 | 9.4744 | 5.294 | 3.8874 | 1.544 | 1.1847 | 1.0561 | 1.8839 | 6.3266 | 10.5897 | 13.6965 | 0.42162
Retro5Med | Retro | ResWx | Residential | HVAC | 0.035926 | 0.041642 | 225.2151 | 111.4796 | Multifamily - Low Rise | Attic - R0 to R49_DHP | 2.3193e-05 | 3.6374e-05 | 7.2583e-05 | 0.00012673 | 0.00019669 | 0.00027474 | 0.00034888 | 0.0004061 | 0.00043635 | 0.00043536 | 0.00040541 | 0.00035393 | 0.00029081 | 0.00022567 | 0.00016591 | 0.00011587 | 7.7071e-05 | 4.8934e-05 | 2.9718e-05 | 2.0076e-05 | 0.0040152 | 7.4791 | 5.9052 | 5.24 | 1.8835 | 1.0218 | 0.24878 | 0.2494 | 0.10552 | 0.31805 | 3.1794 | 6.0398 | 7.5995 | 0 | 32.1069 | 24.8204 | 23.1111 | 12.5816 | 9.2381 | 2.522 | 1.5028 | 1.3741 | 4.4519 | 15.4268 | 25.634 | 33.1753 | 0.39828
Retro5Med | Retro | ResWx | Residential | HVAC | 0.026362 | 0.030346 | 168.3297 | 117.6101 | Multifamily - Low Rise | Attic - R0 to R38_Heat Pump | 7.4129e-07 | 1.1626e-06 | 2.3199e-06 | 4.0506e-06 | 6.2866e-06 | 8.7813e-06 | 1.1151e-05 | 1.298e-05 | 1.3946e-05 | 1.3915e-05 | 1.2958e-05 | 1.1312e-05 | 9.2948e-06 | 7.2128e-06 | 5.3027e-06 | 3.7034e-06 | 2.4633e-06 | 1.564e-06 | 9.4985e-07 | 6.4167e-07 | 0.00012833 | 5.0958 | 3.1836 | 1.9717 | 0.84298 | 0.46412 | 0.53151 | 0.98723 | 0.29594 | 0.02389 | 1.6166 | 4.3107 | 4.8186 | 0 | 21.6429 | 14.7255 | 10.8672 | 10.1349 | 8.3124 | 5.9385 | 8.6795 | 7.2009 | 7.7395 | 10.75 | 17.2104 | 20.9853 | 0.3885
Retro5Med | Retro | ResWx | Residential | HVAC | 0.035371 | 0.040999 | 221.7325 | 115.4195 | Multifamily - Low Rise | Floor - R0 to R30_DHP | 0.00037366 | 0.00058603 | 0.0011694 | 0.0020418 | 0.0031689 | 0.0044264 | 0.0056208 | 0.0065427 | 0.00703 | 0.007014 | 0.0065316 | 0.0057021 | 0.0046852 | 0.0036358 | 0.0026729 | 0.0018668 | 0.0012417 | 0.00078838 | 0.00047879 | 0.00032345 | 0.064689 | 7.3635 | 5.8139 | 5.159 | 1.8544 | 1.006 | 0.24493 | 0.24554 | 0.10389 | 0.31313 | 3.1302 | 5.9464 | 7.482 | 0 | 31.6104 | 24.4366 | 22.7538 | 12.3871 | 9.0952 | 2.483 | 1.4796 | 1.3528 | 4.383 | 15.1883 | 25.2376 | 32.6623 | 0.38723
Retro5Med | Retro | ResWx | Residential | HVAC | 0.080344 | 0.092489 | 513.031 | 125.9832 | Multifamily - Low Rise | Low-E Storm Window SP Wood_Heat Pump | 0 | 0 | 0 | 0 | 0 | 0 | 0 | 0 | 0 | 0 | 0 | 0 | 0 | 0 | 0 | 0 | 0 | 0 | 0 | 0 | 0 | 15.5308 | 9.7029 | 6.0092 | 2.5692 | 1.4145 | 1.6199 | 3.0089 | 0.90197 | 0.072812 | 4.927 | 13.1382 | 14.6859 | 0 | 65.9628 | 44.8799 | 33.1208 | 30.889 | 25.3342 | 18.0993 | 26.4533 | 21.9467 | 23.5883 | 32.7636 | 52.4534 | 63.9584 | 0.36714
Retro5Med | Retro | ResWx | Residential | HVAC | 0.012311 | 0.01427 | 77.1749 | 133.2883 | Multifamily - Low Rise | Attic - R19 to R38_Zonal | 2.9623e-05 | 4.6459e-05 | 9.2707e-05 | 0.00016187 | 0.00025122 | 0.00035092 | 0.0004456 | 0.00051869 | 0.00055732 | 0.00055606 | 0.00051781 | 0.00045205 | 0.00037143 | 0.00028824 | 0.0002119 | 0.000148 | 9.8439e-05 | 6.2501e-05 | 3.7958e-05 | 2.5642e-05 | 0.0051284 | 2.5629 | 2.0235 | 1.7956 | 0.64542 | 0.35015 | 0.085249 | 0.085463 | 0.03616 | 0.10899 | 1.0895 | 2.0697 | 2.6041 | 0 | 11.0021 | 8.5052 | 7.9195 | 4.3114 | 3.1656 | 0.86423 | 0.51497 | 0.47086 | 1.5255 | 5.2863 | 8.784 | 11.3682 | 0.34398
Retro5Med | Retro | ResWx | Residential | HVAC | 0.016144 | 0.018712 | 101.2009 | 146.1689 | Multifamily - Low Rise | Floor - R19 to R30_Zonal | 0.001847 | 0.0028968 | 0.0057804 | 0.010093 | 0.015664 | 0.02188 | 0.027784 | 0.032341 | 0.03475 | 0.034671 | 0.032286 | 0.028186 | 0.023159 | 0.017972 | 0.013212 | 0.0092277 | 0.0061378 | 0.003897 | 0.0023667 | 0.0015988 | 0.31976 | 3.3608 | 2.6535 | 2.3546 | 0.84635 | 0.45916 | 0.11179 | 0.11207 | 0.047417 | 0.14292 | 1.4287 | 2.714 | 3.4149 | 0 | 14.4273 | 11.1531 | 10.385 | 5.6536 | 4.1512 | 1.1333 | 0.67529 | 0.61745 | 2.0004 | 6.9321 | 11.5187 | 14.9074 | 0.31834
Retro5Med | Retro | ResWx | Residential | HVAC | 0.011233 | 0.012831 | 70.6947 | 148.0695 | Multifamily - Low Rise | Attic - R19 to R30_Furnace | 6.6979e-06 | 1.0505e-05 | 2.0962e-05 | 3.6599e-05 | 5.6803e-05 | 7.9344e-05 | 0.00010075 | 0.00011728 | 0.00012601 | 0.00012573 | 0.00011708 | 0.00010221 | 8.3983e-05 | 6.5172e-05 | 4.7912e-05 | 3.3462e-05 | 2.2258e-05 | 1.4132e-05 | 8.5824e-06 | 5.7978e-06 | 0.0011596 | 2.3156 | 1.8363 | 1.6319 | 0.58032 | 0.31576 | 0.09494 | 0.088318 | 0.027863 | 0.093252 | 0.98219 | 1.8908 | 2.3575 | 0 | 9.8563 | 7.6079 | 7.0735 | 3.9524 | 2.9023 | 1.1528 | 0.8845 | 0.78847 | 1.4065 | 4.7234 | 7.9062 | 10.2257 | 0.31478
Retro5Med | Retro | ResWx | Residential | HVAC | 0.027045 | 0.031132 | 172.6901 | 153.8256 | Multifamily - Low Rise | Attic - R0 to R49_Heat Pump | 4.2587e-06 | 6.6791e-06 | 1.3328e-05 | 2.3271e-05 | 3.6117e-05 | 5.0449e-05 | 6.4062e-05 | 7.4569e-05 | 8.0123e-05 | 7.9941e-05 | 7.4442e-05 | 6.4989e-05 | 5.3399e-05 | 4.1438e-05 | 3.0464e-05 | 2.1276e-05 | 1.4152e-05 | 8.9854e-06 | 5.457e-06 | 3.6864e-06 | 0.00073729 | 5.2278 | 3.2661 | 2.0227 | 0.86481 | 0.47614 | 0.54528 | 1.0128 | 0.30361 | 0.024509 | 1.6585 | 4.4224 | 4.9434 | 0 | 22.2036 | 15.1069 | 11.1487 | 10.3975 | 8.5277 | 6.0923 | 8.9044 | 7.3874 | 7.94 | 11.0285 | 17.6562 | 21.5289 | 0.3104
Retro5Med | Retro | ResWx | Residential | HVAC | 0.017139 | 0.019577 | 107.8626 | 151.6992 | Multifamily - Low Rise | Attic - R19 to R49_Furnace | 2.3226e-05 | 3.6426e-05 | 7.2687e-05 | 0.00012691 | 0.00019697 | 0.00027513 | 0.00034938 | 0.00040668 | 0.00043697 | 0.00043597 | 0.00040599 | 0.00035443 | 0.00029122 | 0.00022599 | 0.00016614 | 0.00011604 | 7.7181e-05 | 4.9004e-05 | 2.9761e-05 | 2.0105e-05 | 0.0040209 | 3.533 | 2.8018 | 2.4899 | 0.88542 | 0.48177 | 0.14486 | 0.13475 | 0.042512 | 0.14228 | 1.4986 | 2.885 | 3.5969 | 0 | 15.0383 | 11.6078 | 10.7924 | 6.0304 | 4.4282 | 1.7588 | 1.3495 | 1.203 | 2.146 | 7.2068 | 12.0629 | 15.6019 | 0.30837
Retro5Med | Retro | ResWx | Residential | HVAC | 0.015103 | 0.017251 | 95.0458 | 157.4805 | Multifamily - Low Rise | Floor - R19 to R30_Furnace | 5.8388e-05 | 9.1572e-05 | 0.00018273 | 0.00031905 | 0.00049517 | 0.00069166 | 0.0008783 | 0.0010224 | 0.0010985 | 0.001096 | 0.0010206 | 0.00089101 | 0.00073211 | 0.00056812 | 0.00041767 | 0.0002917 | 0.00019403 | 0.00012319 | 7.4816e-05 | 5.0541e-05 | 0.010108 | 3.1132 | 2.4688 | 2.194 | 0.78021 | 0.42453 | 0.12764 | 0.11874 | 0.037461 | 0.12537 | 1.3205 | 2.5421 | 3.1695 | 0 | 13.2513 | 10.2285 | 9.51 | 5.3139 | 3.902 | 1.5498 | 1.1892 | 1.0601 | 1.891 | 6.3504 | 10.6295 | 13.748 | 0.29868
Retro5Med | Retro | ResWx | Residential | HVAC | 0.01331 | 0.015321 | 84.9874 | 179.4691 | Multifamily - Low Rise | Floor - R0 to R19_Heat Pump | 3.9268e-05 | 6.1586e-05 | 0.00012289 | 0.00021457 | 0.00033302 | 0.00046517 | 0.00059069 | 0.00068757 | 0.00073878 | 0.0007371 | 0.0006864 | 0.00059924 | 0.00049237 | 0.00038208 | 0.0002809 | 0.00019618 | 0.00013049 | 8.2851e-05 | 5.0316e-05 | 3.3991e-05 | 0.0067982 | 2.5728 | 1.6074 | 0.99546 | 0.42561 | 0.23433 | 0.26835 | 0.49844 | 0.14942 | 0.012062 | 0.81619 | 2.1764 | 2.4328 | 0 | 10.9272 | 7.4347 | 5.4867 | 5.117 | 4.1968 | 2.9983 | 4.3822 | 3.6356 | 3.9076 | 5.4275 | 8.6893 | 10.5952 | 0.27173
Retro5Med | Retro | ResWx | Residential | HVAC | 0.014382 | 0.01667 | 90.1581 | 186.5834 | Multifamily - Low Rise | Attic - R19 to R49_Zonal | 0.00057678 | 0.00090458 | 0.0018051 | 0.0031517 | 0.0048915 | 0.0068325 | 0.0086762 | 0.010099 | 0.010851 | 0.010827 | 0.010082 | 0.0088017 | 0.007232 | 0.0056121 | 0.0041259 | 0.0028815 | 0.0019167 | 0.0012169 | 0.00073906 | 0.00049927 | 0.099853 | 2.994 | 2.364 | 2.0977 | 0.754 | 0.40906 | 0.09959 | 0.09984 | 0.042243 | 0.12732 | 1.2728 | 2.4179 | 3.0422 | 0 | 12.853 | 9.9361 | 9.2518 | 5.0367 | 3.6982 | 1.0096 | 0.6016 | 0.55008 | 1.7822 | 6.1757 | 10.2618 | 13.2807 | 0.25801
Retro5Med | Retro | ResWx | Residential | HVAC | 0.0091589 | 0.010616 | 57.4155 | 188.3367 | Multifamily - Low Rise | Attic - R19 to R30_Zonal | 0.00016162 | 0.00025347 | 0.00050579 | 0.00088312 | 0.0013706 | 0.0019145 | 0.0024311 | 0.0028299 | 0.0030406 | 0.0030337 | 0.002825 | 0.0024663 | 0.0020265 | 0.0015726 | 0.0011561 | 0.00080743 | 0.00053706 | 0.00034099 | 0.00020709 | 0.0001399 | 0.02798 | 1.9067 | 1.5054 | 1.3359 | 0.48017 | 0.2605 | 0.063422 | 0.063581 | 0.026902 | 0.081083 | 0.81054 | 1.5398 | 1.9374 | 0 | 8.1852 | 6.3276 | 5.8919 | 3.2075 | 2.3551 | 0.64296 | 0.38312 | 0.35031 | 1.1349 | 3.9329 | 6.535 | 8.4576 | 0.25591
Retro5Med | Retro | ResWx | Residential | HVAC | 0.054917 | 0.063218 | 350.6653 | 196.5126 | Multifamily - Low Rise | Low-E Storm Window DP_Heat Pump | 0 | 0 | 0 | 0 | 0 | 0 | 0 | 0 | 0 | 0 | 0 | 0 | 0 | 0 | 0 | 0 | 0 | 0 | 0 | 0 | 0 | 10.6156 | 6.6321 | 4.1074 | 1.7561 | 0.96686 | 1.1073 | 2.0566 | 0.61651 | 0.049768 | 3.3677 | 8.9802 | 10.0381 | 0 | 45.0867 | 30.6762 | 22.6386 | 21.1131 | 17.3163 | 12.3712 | 18.0813 | 15.001 | 16.123 | 22.3945 | 35.8528 | 43.7166 | 0.25095
Retro5Med | Retro | ResWx | Residential | HVAC | 0.0088748 | 0.010287 | 55.6345 | 195.2197 | Multifamily - Low Rise | Attic - R19 to R38_DHP | 1.0372e-06 | 1.6266e-06 | 3.2459e-06 | 5.6674e-06 | 8.7959e-06 | 1.2286e-05 | 1.5602e-05 | 1.8161e-05 | 1.9513e-05 | 1.9469e-05 | 1.813e-05 | 1.5827e-05 | 1.3005e-05 | 1.0092e-05 | 7.4192e-06 | 5.1816e-06 | 3.4466e-06 | 2.1883e-06 | 1.329e-06 | 8.9779e-07 | 0.00017956 | 1.8476 | 1.4587 | 1.2944 | 0.46527 | 0.25242 | 0.061455 | 0.061609 | 0.026067 | 0.078568 | 0.7854 | 1.492 | 1.8773 | 0 | 7.9313 | 6.1313 | 5.7091 | 3.108 | 2.2821 | 0.62301 | 0.37123 | 0.33944 | 1.0997 | 3.8109 | 6.3323 | 8.1952 | 0.24797
Retro5Med | Retro | ResWx | Residential | HVAC | 0.017726 | 0.020406 | 113.1885 | 252.0044 | Multifamily - Low Rise | Floor - R0 to R30_Heat Pump | 4.5678e-05 | 7.1639e-05 | 0.00014295 | 0.0002496 | 0.00038738 | 0.0005411 | 0.00068711 | 0.00079981 | 0.00085938 | 0.00085743 | 0.00079845 | 0.00069706 | 0.00057274 | 0.00044446 | 0.00032675 | 0.00022821 | 0.00015179 | 9.6375e-05 | 5.853e-05 | 3.954e-05 | 0.0079079 | 3.4265 | 2.1407 | 1.3258 | 0.56684 | 0.31209 | 0.3574 | 0.66384 | 0.199 | 0.016064 | 1.087 | 2.8986 | 3.2401 | 0 | 14.5532 | 9.9017 | 7.3073 | 6.8149 | 5.5894 | 3.9932 | 5.8363 | 4.842 | 5.2042 | 7.2285 | 11.5726 | 14.1109 | 0.20092
Retro5Med | Retro | ResWx | Residential | HVAC | 0.006787 | 0.0078129 | 43.3377 | 258.5065 | Multifamily - Low Rise | Attic - R19 to R38_Heat Pump | 1.9348e-07 | 3.0344e-07 | 6.055e-07 | 1.0572e-06 | 1.6408e-06 | 2.2919e-06 | 2.9104e-06 | 3.3877e-06 | 3.64e-06 | 3.6318e-06 | 3.382e-06 | 2.9525e-06 | 2.4259e-06 | 1.8826e-06 | 1.384e-06 | 9.666e-07 | 6.4294e-07 | 4.0821e-07 | 2.4791e-07 | 1.6748e-07 | 3.3495e-05 | 1.3119 | 0.81964 | 0.50762 | 0.21703 | 0.11949 | 0.13684 | 0.25417 | 0.076193 | 0.0061507 | 0.4162 | 1.1098 | 1.2406 | 0 | 5.5721 | 3.7912 | 2.7978 | 2.6093 | 2.1401 | 1.5289 | 2.2346 | 1.8539 | 1.9926 | 2.7677 | 4.4309 | 5.4028 | 0.19633
Retro5Med | Retro | ResWx | Residential | HVAC | 0.0066248 | 0.0076789 | 41.5297 | 270.5799 | Multifamily - Low Rise | Attic - R19 to R30_DHP | 5.6776e-06 | 8.9044e-06 | 1.7768e-05 | 3.1024e-05 | 4.815e-05 | 6.7257e-05 | 8.5406e-05 | 9.9414e-05 | 0.00010682 | 0.00010658 | 9.9244e-05 | 8.6641e-05 | 7.119e-05 | 5.5244e-05 | 4.0614e-05 | 2.8365e-05 | 1.8867e-05 | 1.1979e-05 | 7.275e-06 | 4.9146e-06 | 0.00098293 | 1.3792 | 1.0889 | 0.96626 | 0.34731 | 0.18842 | 0.045875 | 0.04599 | 0.019458 | 0.058649 | 0.58628 | 1.1137 | 1.4014 | 0 | 5.9205 | 4.5769 | 4.2617 | 2.3201 | 1.7035 | 0.46506 | 0.27712 | 0.25338 | 0.82092 | 2.8447 | 4.7269 | 6.1175 | 0.1851
Retro5Med | Retro | ResWx | Residential | HVAC | 0.010123 | 0.011734 | 63.46 | 276.2998 | Multifamily - Low Rise | Attic - R19 to R49_DHP | 1.9718e-05 | 3.0924e-05 | 6.1707e-05 | 0.00010774 | 0.00016722 | 0.00023358 | 0.0002966 | 0.00034525 | 0.00037096 | 0.00037012 | 0.00034466 | 0.00030089 | 0.00024723 | 0.00019186 | 0.00014105 | 9.8508e-05 | 6.5523e-05 | 4.1602e-05 | 2.5265e-05 | 1.7068e-05 | 0.0034136 | 2.1074 | 1.6639 | 1.4765 | 0.53072 | 0.28792 | 0.070099 | 0.070275 | 0.029734 | 0.089619 | 0.89587 | 1.7019 | 2.1414 | 0 | 9.0469 | 6.9938 | 6.5121 | 3.5452 | 2.6031 | 0.71065 | 0.42345 | 0.38719 | 1.2544 | 4.3469 | 7.223 | 9.348 | 0.18161
Retro5Med | Retro | ResWx | Residential | HVAC | 0.008927 | 0.010347 | 55.9617 | 285.8898 | Multifamily - Low Rise | Floor - R19 to R30_DHP | 4.9606e-05 | 7.7799e-05 | 0.00015524 | 0.00027106 | 0.00042069 | 0.00058763 | 0.0007462 | 0.00086859 | 0.00093328 | 0.00093116 | 0.00086711 | 0.000757 | 0.00062199 | 0.00048267 | 0.00035485 | 0.00024783 | 0.00016484 | 0.00010466 | 6.3563e-05 | 4.294e-05 | 0.0085879 | 1.8584 | 1.4673 | 1.302 | 0.46801 | 0.2539 | 0.061816 | 0.061971 | 0.02622 | 0.07903 | 0.79002 | 1.5008 | 1.8883 | 0 | 7.978 | 6.1674 | 5.7427 | 3.1263 | 2.2955 | 0.62668 | 0.37342 | 0.34144 | 1.1062 | 3.8333 | 6.3696 | 8.2434 | 0.17604
Retro5Med | Retro | ResWx | Residential | HVAC | 0.0051064 | 0.0058782 | 32.6062 | 352.2566 | Multifamily - Low Rise | Attic - R19 to R30_Heat Pump | 1.0675e-06 | 1.6742e-06 | 3.3408e-06 | 5.8331e-06 | 9.0531e-06 | 1.2646e-05 | 1.6058e-05 | 1.8691e-05 | 2.0084e-05 | 2.0038e-05 | 1.866e-05 | 1.629e-05 | 1.3385e-05 | 1.0387e-05 | 7.6361e-06 | 5.3331e-06 | 3.5473e-06 | 2.2523e-06 | 1.3678e-06 | 9.2404e-07 | 0.00018481 | 0.98707 | 0.61668 | 0.38192 | 0.16329 | 0.089902 | 0.10296 | 0.19123 | 0.057326 | 0.0046276 | 0.31314 | 0.83501 | 0.93338 | 0 | 4.1923 | 2.8524 | 2.105 | 1.9632 | 1.6101 | 1.1503 | 1.6813 | 1.3948 | 1.4992 | 2.0823 | 3.3337 | 4.0649 | 0.14771
Retro5Med | Retro | ResWx | Residential | HVAC | 0.0074699 | 0.008599 | 47.6981 | 376.7437 | Multifamily - Low Rise | Attic - R19 to R49_Heat Pump | 3.5491e-06 | 5.5661e-06 | 1.1107e-05 | 1.9393e-05 | 3.0098e-05 | 4.2042e-05 | 5.3387e-05 | 6.2143e-05 | 6.6771e-05 | 6.662e-05 | 6.2037e-05 | 5.4159e-05 | 4.45e-05 | 3.4533e-05 | 2.5387e-05 | 1.7731e-05 | 1.1794e-05 | 7.4881e-06 | 4.5476e-06 | 3.0721e-06 | 0.00061442 | 1.4439 | 0.90211 | 0.55869 | 0.23887 | 0.13151 | 0.15061 | 0.27974 | 0.083859 | 0.0067695 | 0.45808 | 1.2215 | 1.3654 | 0 | 6.1328 | 4.1726 | 3.0793 | 2.8718 | 2.3554 | 1.6827 | 2.4594 | 2.0405 | 2.1931 | 3.0461 | 4.8768 | 5.9464 | 0.13874
Retro5Med | Retro | ResWx | Residential | HVAC | 0.0089345 | 0.010205 | 56.2265 | 431.648 | Multifamily - Low Rise | Door - R2.5 to R5_Furnace | 0.00015888 | 0.00024917 | 0.00049721 | 0.00086814 | 0.0013474 | 0.001882 | 0.0023899 | 0.0027819 | 0.0029891 | 0.0029823 | 0.0027771 | 0.0024245 | 0.0019921 | 0.0015459 | 0.0011365 | 0.00079373 | 0.00052795 | 0.00033521 | 0.00020358 | 0.00013752 | 0.027505 | 1.8417 | 1.4605 | 1.2979 | 0.46155 | 0.25114 | 0.07551 | 0.070243 | 0.022161 | 0.074167 | 0.78117 | 1.5039 | 1.875 | 0 | 7.8391 | 6.0509 | 5.6259 | 3.1435 | 2.3083 | 0.91685 | 0.70348 | 0.6271 | 1.1187 | 3.7567 | 6.2881 | 8.1329 | 0.11996
Retro5Med | Retro | ResWx | Residential | HVAC | 0.0082416 | 0.0095529 | 51.6648 | 471.9853 | Multifamily - Low Rise | Door - R2.5 to R5_Zonal | 0.0043372 | 0.0068022 | 0.013574 | 0.0237 | 0.036783 | 0.051379 | 0.065243 | 0.075944 | 0.0816 | 0.081414 | 0.075814 | 0.066187 | 0.054383 | 0.042202 | 0.031026 | 0.021669 | 0.014413 | 0.009151 | 0.0055575 | 0.0037544 | 0.75087 | 1.7157 | 1.3547 | 1.2021 | 0.43208 | 0.23441 | 0.05707 | 0.057213 | 0.024207 | 0.072962 | 0.72936 | 1.3855 | 1.7433 | 0 | 7.3654 | 5.6938 | 5.3017 | 2.8863 | 2.1192 | 0.57856 | 0.34475 | 0.31522 | 1.0213 | 3.539 | 5.8805 | 7.6105 | 0.11034
Retro5Med | Retro | ResWx | Residential | HVAC | 0.0044165 | 0.0050841 | 28.2011 | 593.8938 | Multifamily - Low Rise | Floor - R19 to R30_Heat Pump | 5.9864e-06 | 9.3887e-06 | 1.8735e-05 | 3.2711e-05 | 5.0769e-05 | 7.0915e-05 | 9.005e-05 | 0.00010482 | 0.00011263 | 0.00011237 | 0.00010464 | 9.1353e-05 | 7.5061e-05 | 5.8249e-05 | 4.2823e-05 | 2.9908e-05 | 1.9893e-05 | 1.2631e-05 | 7.6707e-06 | 5.1819e-06 | 0.0010364 | 0.85372 | 0.53337 | 0.33032 | 0.14123 | 0.077757 | 0.089047 | 0.1654 | 0.049581 | 0.0040024 | 0.27083 | 0.7222 | 0.80728 | 0 | 3.6259 | 2.467 | 1.8206 | 1.698 | 1.3926 | 0.99491 | 1.4541 | 1.2064 | 1.2966 | 1.801 | 2.8833 | 3.5158 | 0.090167
Retro5Med | Retro | ResWx | Residential | HVAC | 0.004764 | 0.005522 | 29.8644 | 835.9916 | Multifamily - Low Rise | Door - R2.5 to R5_DHP | 0.00012177 | 0.00019097 | 0.00038107 | 0.00066536 | 0.0010327 | 0.0014424 | 0.0018317 | 0.0021321 | 0.0022909 | 0.0022857 | 0.0021284 | 0.0018582 | 0.0015268 | 0.0011848 | 0.00087102 | 0.00060833 | 0.00040463 | 0.00025691 | 0.00015602 | 0.0001054 | 0.02108 | 0.99176 | 0.78305 | 0.69485 | 0.24976 | 0.1355 | 0.032989 | 0.033072 | 0.013993 | 0.042175 | 0.4216 | 0.8009 | 1.0077 | 0 | 4.2575 | 3.2913 | 3.0646 | 1.6684 | 1.225 | 0.33443 | 0.19928 | 0.18221 | 0.59033 | 2.0457 | 3.3992 | 4.3992 | 0.063781
Retro5Med | Retro | ResWx | Residential | HVAC | 0.0031822 | 0.0036632 | 20.3198 | 1241.5269 | Multifamily - Low Rise | Door - R2.5 to R5_Heat Pump | 1.984e-05 | 3.1116e-05 | 6.2091e-05 | 0.00010841 | 0.00016826 | 0.00023503 | 0.00029845 | 0.0003474 | 0.00037327 | 0.00037242 | 0.0003468 | 0.00030276 | 0.00024877 | 0.00019305 | 0.00014192 | 9.912e-05 | 6.593e-05 | 4.186e-05 | 2.5422e-05 | 1.7174e-05 | 0.0034348 | 0.61513 | 0.38431 | 0.23801 | 0.10176 | 0.056026 | 0.064161 | 0.11917 | 0.035725 | 0.0028839 | 0.19514 | 0.52037 | 0.58167 | 0 | 2.6126 | 1.7776 | 1.3118 | 1.2234 | 1.0034 | 0.71686 | 1.0477 | 0.86925 | 0.93427 | 1.2977 | 2.0775 | 2.5332 | 0.044109
Retro5Med | Retro | ResWx | Residential | HVAC | 0.35217 | 0.41405 | 2276.4509 | 32.2212 | Manufactured | Electrical Resistance_HZ2/3__Low-e Storm Window SP | 0.040418 | 0.049097 | 0.059438 | 0.068261 | 0.077028 | 0.089093 | 0.096692 | 0.097722 | 0.091107 | 0.077477 | 0.059314 | 0.038836 | 0.022309 | 0.010627 | 0.0044478 | 0.0016001 | 0.00049446 | 0.00010662 | 1.7338e-05 | 2.0589e-06 | 0.76639 | 68.9303 | 53.8895 | 48.1697 | 25.4385 | 10.5628 | 2.2967 | 2.7982 | 1.1298 | 7.3541 | 28.545 | 54.8659 | 67.855 | 0 | 315.9381 | 240.292 | 219.4613 | 144.9865 | 96.2103 | 41.4096 | 23.5074 | 33.2465 | 87.9594 | 158.7718 | 240.2298 | 302.6024 | 0.93476
Retro5Med | Retro | ResWx | Residential | HVAC | 0.31597 | 0.35392 | 2092.5255 | 38.0443 | Manufactured | Electrical Resistance_HZ1__Low-e Storm Window SP | 0.15757 | 0.19141 | 0.23172 | 0.26612 | 0.3003 | 0.34733 | 0.37696 | 0.38097 | 0.35519 | 0.30205 | 0.23124 | 0.1514 | 0.086973 | 0.041428 | 0.01734 | 0.0062381 | 0.0019277 | 0.00041565 | 6.7592e-05 | 8.0266e-06 | 2.9878 | 65.0245 | 50.3847 | 46.0172 | 21.0292 | 12.4557 | 1.7779 | 2.5764 | 1.6022 | 5.8122 | 28.1837 | 50.5611 | 61.7756 | 0 | 292.6413 | 226.8716 | 209.2479 | 128.3107 | 105.5106 | 37.4343 | 19.8549 | 20.9522 | 59.5744 | 143.4982 | 221.9907 | 279.4382 | 0.8401
Retro5Med | Retro | ResWx | Residential | HVAC | 0.24452 | 0.2975 | 1434.4768 | 63.8954 | Manufactured | Heat Pump_HZ2/3__Low-e Storm Window SP | 9.6154e-05 | 0.0001168 | 0.0001414 | 0.00016239 | 0.00018325 | 0.00021195 | 0.00023003 | 0.00023248 | 0.00021674 | 0.00018432 | 0.00014111 | 9.239e-05 | 5.3072e-05 | 2.528e-05 | 1.0581e-05 | 3.8066e-06 | 1.1763e-06 | 2.5364e-07 | 4.1246e-08 | 4.898e-09 | 0.0018232 | 50.2711 | 33.5233 | 27.1847 | 12.8594 | 5.4232 | 1.524 | 2.7649 | 1.1514 | 3.6422 | 15.316 | 32.9234 | 46.8457 | 0 | 229.286 | 153.6432 | 130.3587 | 76.4032 | 50.5687 | 25.3463 | 21.907 | 23.8139 | 47.9097 | 86.9486 | 149.7721 | 205.0902 | 0.62137
Retro5Med | Retro | ResWx | Residential | HVAC | 0.20939 | 0.24618 | 1353.5165 | 71.9122 | Manufactured | Electrical Resistance_HZ2/3__Low-e Storm Window DP | 0.04049 | 0.049184 | 0.059544 | 0.068382 | 0.077165 | 0.089251 | 0.096864 | 0.097896 | 0.091269 | 0.077615 | 0.05942 | 0.038905 | 0.022349 | 0.010645 | 0.0044557 | 0.0016029 | 0.00049534 | 0.00010681 | 1.7368e-05 | 2.0625e-06 | 0.76776 | 40.9841 | 32.0412 | 28.6404 | 15.125 | 6.2804 | 1.3656 | 1.6637 | 0.67174 | 4.3726 | 16.9721 | 32.6218 | 40.3448 | 0 | 187.8483 | 142.8712 | 130.4858 | 86.2051 | 57.2041 | 24.6211 | 13.9769 | 19.7675 | 52.2983 | 94.4015 | 142.8342 | 179.9192 | 0.55578
Retro5Med | Retro | ResWx | Residential | HVAC | 0.15077 | 0.1757 | 1011.8704 | 105.8772 | Manufactured | Heat Pump_HZ1__Low-e Storm Window SP | 0.021557 | 0.026185 | 0.031701 | 0.036406 | 0.041082 | 0.047517 | 0.05157 | 0.052119 | 0.048591 | 0.041322 | 0.031635 | 0.020713 | 0.011898 | 0.0056676 | 0.0023722 | 0.0008534 | 0.00026371 | 5.6864e-05 | 9.2469e-06 | 1.0981e-06 | 0.40875 | 32.2534 | 23.6201 | 21.2905 | 9.6342 | 5.8949 | 1.6145 | 2.3749 | 1.1551 | 2.6371 | 12.5202 | 23.5948 | 29.5062 | 0 | 146.3748 | 108.6241 | 99.2137 | 59.7181 | 48.4788 | 21.6924 | 16.1098 | 14.0369 | 27.9339 | 64.4974 | 104.3642 | 134.7303 | 0.40557
Retro5Med | Retro | ResWx | Residential | HVAC | 0.043331 | 0.048535 | 286.9611 | 177.1697 | Manufactured | Electrical Resistance_HZ1__Infiltration Reduction - CFM50 reduction | 0.076724 | 0.093199 | 0.11283 | 0.12958 | 0.14622 | 0.16912 | 0.18355 | 0.1855 | 0.17294 | 0.14707 | 0.11259 | 0.073721 | 0.042348 | 0.020172 | 0.0084431 | 0.0030374 | 0.00093861 | 0.00020239 | 3.2911e-05 | 3.9083e-06 | 1.4548 | 8.9172 | 6.9096 | 6.3106 | 2.8839 | 1.7081 | 0.24381 | 0.35332 | 0.21972 | 0.79706 | 3.865 | 6.9338 | 8.4717 | 0 | 40.1317 | 31.1123 | 28.6955 | 17.5961 | 14.4693 | 5.1336 | 2.7228 | 2.8733 | 8.1698 | 19.6788 | 30.443 | 38.3211 | 0.26278
Retro5Med | Retro | ResWx | Residential | HVAC | 0.15524 | 0.17389 | 1028.0886 | 103.6077 | Manufactured | Electrical Resistance_HZ1__Low-e Storm Window DP | 0.1289 | 0.15657 | 0.18955 | 0.21769 | 0.24565 | 0.28412 | 0.30835 | 0.31164 | 0.29054 | 0.24708 | 0.18916 | 0.12385 | 0.071144 | 0.033888 | 0.014184 | 0.0051028 | 0.0015768 | 0.00034001 | 5.529e-05 | 6.5658e-06 | 2.4441 | 31.9475 | 24.7548 | 22.6089 | 10.332 | 6.1197 | 0.87351 | 1.2658 | 0.7872 | 2.8556 | 13.847 | 24.8414 | 30.3513 | 0 | 143.779 | 111.4654 | 102.8066 | 63.041 | 51.8389 | 18.392 | 9.755 | 10.2941 | 29.2698 | 70.5028 | 109.0673 | 137.2921 | 0.41275
Retro5Med | Retro | ResWx | Residential | HVAC | 0.17891 | 0.21767 | 1049.5578 | 97.773 | Manufactured | Heat Pump_HZ2/3__Low-e Storm Window DP | 0.0035296 | 0.0042874 | 0.0051905 | 0.0059609 | 0.0067265 | 0.0077801 | 0.0084436 | 0.0085336 | 0.0079559 | 0.0067657 | 0.0051797 | 0.0033914 | 0.0019481 | 0.00092797 | 0.00038841 | 0.00013973 | 4.3179e-05 | 9.3104e-06 | 1.514e-06 | 1.7979e-07 | 0.066926 | 36.7816 | 24.5278 | 19.8902 | 9.4088 | 3.968 | 1.1151 | 2.023 | 0.84244 | 2.6649 | 11.2062 | 24.0889 | 34.2754 | 0 | 167.7607 | 112.4155 | 95.379 | 55.9016 | 36.9994 | 18.545 | 16.0286 | 17.4238 | 35.0539 | 63.6173 | 109.5831 | 150.0575 | 0.45464
Retro5Med | Retro | ResWx | Residential | HVAC | 0.04916 | 0.057799 | 317.7798 | 156.829 | Manufactured | Electrical Resistance_HZ2/3__Infiltration Reduction - CFM50 reduction | 0.023858 | 0.028981 | 0.035085 | 0.040293 | 0.045468 | 0.05259 | 0.057075 | 0.057683 | 0.053778 | 0.045733 | 0.035012 | 0.022924 | 0.013168 | 0.0062726 | 0.0026254 | 0.0009445 | 0.00029187 | 6.2934e-05 | 1.0234e-05 | 1.2153e-06 | 0.45239 | 9.6223 | 7.5227 | 6.7242 | 3.5511 | 1.4745 | 0.32061 | 0.39061 | 0.15771 | 1.0266 | 3.9847 | 7.659 | 9.4722 | 0 | 44.1032 | 33.5434 | 30.6356 | 20.2393 | 13.4304 | 5.7806 | 3.2815 | 4.641 | 12.2786 | 22.1637 | 33.5347 | 42.2416 | 0.29763
Retro5Med | Retro | ResWx | Residential | HVAC | 0.10982 | 0.12797 | 736.9942 | 154.719 | Manufactured | Heat Pump_HZ1__Low-e Storm Window DP | 0.046445 | 0.056417 | 0.068301 | 0.078439 | 0.088513 | 0.10238 | 0.11111 | 0.11229 | 0.10469 | 0.089029 | 0.068158 | 0.044626 | 0.025635 | 0.012211 | 0.005111 | 0.0018387 | 0.00056818 | 0.00012251 | 1.9923e-05 | 2.3658e-06 | 0.88066 | 23.4917 | 17.2037 | 15.5069 | 7.0171 | 4.2935 | 1.1759 | 1.7297 | 0.84134 | 1.9207 | 9.1191 | 17.1852 | 21.4908 | 0 | 106.6118 | 79.1162 | 72.2621 | 43.4956 | 35.3095 | 15.7997 | 11.7336 | 10.2237 | 20.3456 | 46.9766 | 76.0135 | 98.1306 | 0.29539
Retro5Med | Retro | ResWx | Residential | HVAC | 0.13291 | 0.15627 | 859.1684 | 234.8419 | Manufactured | Electrical Resistance_HZ2/3__Floor - R0 to R22 | 0.0055145 | 0.0066986 | 0.0081095 | 0.0093133 | 0.010509 | 0.012156 | 0.013192 | 0.013333 | 0.01243 | 0.010571 | 0.0080926 | 0.0052986 | 0.0030438 | 0.0014498 | 0.00060684 | 0.00021831 | 6.7462e-05 | 1.4547e-05 | 2.3655e-06 | 2.809e-07 | 0.10456 | 26.0154 | 20.3387 | 18.18 | 9.6009 | 3.9866 | 0.86682 | 1.0561 | 0.4264 | 2.7756 | 10.7733 | 20.7073 | 25.6096 | 0 | 119.24 | 90.69 | 82.8282 | 54.7202 | 36.3113 | 15.6287 | 8.8721 | 12.5478 | 33.1973 | 59.923 | 90.6665 | 114.2069 | 0.20861
Retro5Med | Retro | ResWx | Residential | HVAC | 0.13346 | 0.14949 | 883.8633 | 228.2612 | Manufactured | Electrical Resistance_HZ1__Floor - R0 to R22 | 0.024494 | 0.029754 | 0.036021 | 0.041368 | 0.046681 | 0.053992 | 0.058597 | 0.059222 | 0.055213 | 0.046953 | 0.035946 | 0.023535 | 0.01352 | 0.0064399 | 0.0026955 | 0.00096969 | 0.00029965 | 6.4613e-05 | 1.0507e-05 | 1.2477e-06 | 0.46445 | 27.4657 | 21.282 | 19.4372 | 8.8826 | 5.2612 | 0.75097 | 1.0882 | 0.67677 | 2.455 | 11.9045 | 21.3565 | 26.0935 | 0 | 123.609 | 95.8285 | 88.3844 | 54.1973 | 44.5667 | 15.8119 | 8.3865 | 8.85 | 25.1637 | 60.6123 | 93.7668 | 118.0321 | 0.20982
Retro5Med | Retro | ResWx | Residential | HVAC | 0.25207 | 0.29636 | 1629.4081 | 226.4463 | Manufactured | Electrical Resistance_HZ2/3__Attic - R0 to R30 | 0.071836 | 0.087261 | 0.10564 | 0.12132 | 0.1369 | 0.15835 | 0.17185 | 0.17368 | 0.16193 | 0.1377 | 0.10542 | 0.069024 | 0.03965 | 0.018887 | 0.0079052 | 0.0028439 | 0.00087881 | 0.00018949 | 3.0815e-05 | 3.6593e-06 | 1.3621 | 49.338 | 38.5723 | 34.4783 | 18.208 | 7.5605 | 1.6439 | 2.0029 | 0.80866 | 5.2638 | 20.4315 | 39.2712 | 48.5684 | 0 | 226.138 | 171.9931 | 157.0831 | 103.7765 | 68.8642 | 29.6396 | 16.8258 | 23.7968 | 62.9584 | 113.6436 | 171.9486 | 216.5928 | 0.21555
Retro5Med | Retro | ResWx | Residential | HVAC | 0.19489 | 0.22913 | 1259.7875 | 228.2184 | Manufactured | Electrical Resistance_HZ2/3__Attic - R0 to R22 | 0.0030529 | 0.0037084 | 0.0044895 | 0.0051559 | 0.0058181 | 0.0067293 | 0.0073033 | 0.0073811 | 0.0068815 | 0.005852 | 0.0044801 | 0.0029333 | 0.001685 | 0.00080264 | 0.00033595 | 0.00012086 | 3.7347e-05 | 8.053e-06 | 1.3095e-06 | 1.5551e-07 | 0.057887 | 38.146 | 29.8224 | 26.6571 | 14.0776 | 5.8455 | 1.271 | 1.5485 | 0.62522 | 4.0698 | 15.7968 | 30.3628 | 37.551 | 0 | 174.8401 | 132.9776 | 121.4499 | 80.2355 | 53.2428 | 22.9161 | 13.009 | 18.3986 | 48.6767 | 87.8643 | 132.9432 | 167.4601 | 0.21404
Retro5Med | Retro | ResWx | Residential | HVAC | 0.20146 | 0.2451 | 1181.8519 | 319.549 | Manufactured | Heat Pump_HZ2/3__Attic - R0 to R30 | 0.0056225 | 0.0068297 | 0.0082682 | 0.0094956 | 0.010715 | 0.012393 | 0.01345 | 0.013594 | 0.012674 | 0.010778 | 0.008251 | 0.0054023 | 0.0031033 | 0.0014782 | 0.00061872 | 0.00022258 | 6.8782e-05 | 1.4831e-05 | 2.4118e-06 | 2.864e-07 | 0.10661 | 41.4178 | 27.6195 | 22.3973 | 10.5947 | 4.4681 | 1.2556 | 2.278 | 0.94863 | 3.0008 | 12.6187 | 27.1253 | 38.5957 | 0 | 188.9065 | 126.5852 | 107.4013 | 62.9479 | 41.6631 | 20.8826 | 18.049 | 19.6201 | 39.4724 | 71.6361 | 123.3958 | 168.9719 | 0.16493
Retro5Med | Retro | ResWx | Residential | HVAC | 0.021858 | 0.025472 | 146.6965 | 370.947 | Manufactured | Heat Pump_HZ1__Infiltration Reduction - CFM50 reduction | 0.016936 | 0.020572 | 0.024905 | 0.028602 | 0.032276 | 0.037331 | 0.040515 | 0.040946 | 0.038175 | 0.032464 | 0.024853 | 0.016273 | 0.0093477 | 0.0044526 | 0.0018637 | 0.00067046 | 0.00020718 | 4.4674e-05 | 7.2646e-06 | 8.6269e-07 | 0.32113 | 4.676 | 3.4243 | 3.0866 | 1.3967 | 0.85462 | 0.23407 | 0.3443 | 0.16747 | 0.38232 | 1.8151 | 3.4207 | 4.2777 | 0 | 21.2208 | 15.7478 | 14.3836 | 8.6577 | 7.0282 | 3.1449 | 2.3355 | 2.035 | 4.0497 | 9.3506 | 15.1303 | 19.5326 | 0.13411
Retro5Med | Retro | ResWx | Residential | HVAC | 0.14303 | 0.17401 | 839.0463 | 238.6057 | Manufactured | Heat Pump_HZ2/3__Floor - R0 to R22 | 4.7637e-05 | 5.7866e-05 | 7.0054e-05 | 8.0452e-05 | 9.0785e-05 | 0.000105 | 0.00011396 | 0.00011517 | 0.00010738 | 9.1315e-05 | 6.9908e-05 | 4.5772e-05 | 2.6293e-05 | 1.2524e-05 | 5.2422e-06 | 1.8859e-06 | 5.8277e-07 | 1.2566e-07 | 2.0434e-08 | 2.4266e-09 | 0.00090327 | 29.4043 | 19.6082 | 15.9008 | 7.5216 | 3.1721 | 0.89142 | 1.6172 | 0.67347 | 2.1304 | 8.9585 | 19.2574 | 27.4007 | 0 | 134.1127 | 89.8682 | 76.2487 | 44.6893 | 29.5784 | 14.8254 | 12.8137 | 13.9291 | 28.0231 | 50.8575 | 87.6039 | 119.9602 | 0.21491
Retro5Med | Retro | ResWx | Residential | HVAC | 0.14462 | 0.16199 | 957.7292 | 404.1907 | Manufactured | Electrical Resistance_HZ1__Attic - R0 to R30 | 0.16101 | 0.19559 | 0.23678 | 0.27193 | 0.30685 | 0.35492 | 0.38519 | 0.38929 | 0.36294 | 0.30864 | 0.23629 | 0.15471 | 0.088871 | 0.042332 | 0.017718 | 0.0063742 | 0.0019697 | 0.00042473 | 6.9067e-05 | 8.2018e-06 | 3.053 | 29.7611 | 23.0606 | 21.0616 | 9.6249 | 5.7009 | 0.81373 | 1.1792 | 0.73333 | 2.6602 | 12.8994 | 23.1413 | 28.2741 | 0 | 133.9392 | 103.837 | 95.7708 | 58.7266 | 48.2912 | 17.1333 | 9.0874 | 9.5896 | 27.2667 | 65.6778 | 101.603 | 127.8962 | 0.12387
Retro5Med | Retro | ResWx | Residential | HVAC | 0.087811 | 0.10324 | 567.6232 | 368.8101 | Manufactured | Electrical Resistance_HZ2/3__Floor - R11 to R22 | 0.0026799 | 0.0032553 | 0.003941 | 0.004526 | 0.0051072 | 0.0059072 | 0.006411 | 0.0064793 | 0.0060407 | 0.005137 | 0.0039328 | 0.002575 | 0.0014792 | 0.00070458 | 0.00029491 | 0.00010609 | 3.2784e-05 | 7.0691e-06 | 1.1495e-06 | 1.3651e-07 | 0.050815 | 17.1875 | 13.4371 | 12.0109 | 6.343 | 2.6338 | 0.57268 | 0.69772 | 0.28171 | 1.8337 | 7.1176 | 13.6806 | 16.9194 | 0 | 78.7778 | 59.9158 | 54.7217 | 36.1518 | 23.9896 | 10.3253 | 5.8615 | 8.2899 | 21.9323 | 39.5891 | 59.9003 | 75.4526 | 0.13782
Retro5Med | Retro | ResWx | Residential | HVAC | 0.14192 | 0.17267 | 832.5661 | 356.1694 | Manufactured | Heat Pump_HZ2/3__Attic - R0 to R22 | 0.00021771 | 0.00026446 | 0.00032016 | 0.00036768 | 0.00041491 | 0.00047989 | 0.00052082 | 0.00052637 | 0.00049074 | 0.00041732 | 0.00031949 | 0.00020919 | 0.00012017 | 5.7239e-05 | 2.3958e-05 | 8.6188e-06 | 2.6633e-06 | 5.7428e-07 | 9.3388e-08 | 1.109e-08 | 0.0041281 | 29.1772 | 19.4568 | 15.7779 | 7.4636 | 3.1476 | 0.88453 | 1.6047 | 0.66827 | 2.1139 | 8.8893 | 19.1087 | 27.1891 | 0 | 133.0769 | 89.1741 | 75.6598 | 44.3442 | 29.3499 | 14.7109 | 12.7147 | 13.8215 | 27.8067 | 50.4647 | 86.9273 | 119.0337 | 0.14922
Retro5Med | Retro | ResWx | Residential | HVAC | 0.10583 | 0.11854 | 700.8398 | 431.6642 | Manufactured | Electrical Resistance_HZ1__Attic - R0 to R22 | 0.0064764 | 0.007867 | 0.009524 | 0.010938 | 0.012343 | 0.014276 | 0.015493 | 0.015658 | 0.014598 | 0.012414 | 0.0095042 | 0.0062228 | 0.0035746 | 0.0017027 | 0.00071269 | 0.00025639 | 7.9229e-05 | 1.7084e-05 | 2.7781e-06 | 3.299e-07 | 0.1228 | 21.7783 | 16.8751 | 15.4123 | 7.0432 | 4.1717 | 0.59546 | 0.8629 | 0.53663 | 1.9467 | 9.4394 | 16.9342 | 20.6902 | 0 | 98.013 | 75.9851 | 70.0824 | 42.9745 | 35.3382 | 12.5377 | 6.6499 | 7.0174 | 19.953 | 48.0612 | 74.3503 | 93.5909 | 0.11642
Retro5Med | Retro | ResWx | Residential | HVAC | 0.029644 | 0.036066 | 173.9062 | 305.5824 | Manufactured | Heat Pump_HZ2/3__Infiltration Reduction - CFM50 reduction | 0.0012319 | 0.0014964 | 0.0018115 | 0.0020804 | 0.0023477 | 0.0027154 | 0.002947 | 0.0029783 | 0.0027767 | 0.0023613 | 0.0018078 | 0.0011836 | 0.00067993 | 0.00032387 | 0.00013556 | 4.8767e-05 | 1.507e-05 | 3.2495e-06 | 5.2841e-07 | 6.275e-08 | 0.023358 | 6.0945 | 4.0641 | 3.2957 | 1.559 | 0.65747 | 0.18476 | 0.3352 | 0.13959 | 0.44156 | 1.8568 | 3.9914 | 5.6793 | 0 | 27.7971 | 18.6267 | 15.8038 | 9.2626 | 6.1306 | 3.0728 | 2.6559 | 2.887 | 5.8082 | 10.5411 | 18.1573 | 24.8637 | 0.17182
Retro5Med | Retro | ResWx | Residential | HVAC | 0.13605 | 0.15996 | 879.4487 | 299.3222 | Manufactured | Electrical Resistance_HZ2/3__Attic - R11 to R30 | 0 | 0 | 0 | 0 | 0 | 0 | 0 | 0 | 0 | 0 | 0 | 0 | 0 | 0 | 0 | 0 | 0 | 0 | 0 | 0 | 0 | 26.6295 | 20.8188 | 18.6091 | 9.8275 | 4.0807 | 0.88728 | 1.081 | 0.43646 | 2.8411 | 11.0276 | 21.1961 | 26.2141 | 0 | 122.0546 | 92.8307 | 84.7833 | 56.0118 | 37.1684 | 15.9976 | 9.0815 | 12.844 | 33.9809 | 61.3374 | 92.8067 | 116.9027 | 0.16726
Retro5Med | Retro | ResWx | Residential | HVAC | 0.04986 | 0.055849 | 330.2018 | 653.3835 | Manufactured | Electrical Resistance_HZ1__Floor - R11 to R22 | 0.011985 | 0.014559 | 0.017625 | 0.020242 | 0.022841 | 0.026419 | 0.028672 | 0.028978 | 0.027016 | 0.022975 | 0.017589 | 0.011516 | 0.0066153 | 0.0031511 | 0.0013189 | 0.00047448 | 0.00014662 | 3.1616e-05 | 5.1412e-06 | 6.1052e-07 | 0.22726 | 10.2609 | 7.9507 | 7.2615 | 3.3184 | 1.9655 | 0.28055 | 0.40656 | 0.25283 | 0.91717 | 4.4474 | 7.9786 | 9.7482 | 0 | 46.179 | 35.8005 | 33.0194 | 20.2475 | 16.6496 | 5.9072 | 3.1331 | 3.3063 | 9.4009 | 22.6441 | 35.0303 | 44.0955 | 0.078388
Retro5Med | Retro | ResWx | Residential | HVAC | 0.11629 | 0.13552 | 780.4595 | 501.9424 | Manufactured | Heat Pump_HZ1__Attic - R0 to R30 | 0.05813 | 0.070611 | 0.085484 | 0.098173 | 0.11078 | 0.12813 | 0.13906 | 0.14054 | 0.13103 | 0.11143 | 0.085306 | 0.055854 | 0.032085 | 0.015283 | 0.0063968 | 0.0023013 | 0.00071113 | 0.00015334 | 2.4935e-05 | 2.9611e-06 | 1.1022 | 24.8772 | 18.2183 | 16.4214 | 7.4309 | 4.5468 | 1.2453 | 1.8318 | 0.89096 | 2.034 | 9.6569 | 18.1987 | 22.7583 | 0 | 112.8994 | 83.7822 | 76.5239 | 46.0608 | 37.3919 | 16.7315 | 12.4256 | 10.8267 | 21.5455 | 49.7471 | 80.4965 | 103.918 | 0.10077
Retro5Med | Retro | ResWx | Residential | HVAC | 0.084378 | 0.098328 | 566.2794 | 540.448 | Manufactured | Heat Pump_HZ1__Attic - R0 to R22 | 0.0023183 | 0.0028161 | 0.0034093 | 0.0039153 | 0.0044182 | 0.0051102 | 0.0055461 | 0.0056051 | 0.0052257 | 0.0044439 | 0.0034022 | 0.0022276 | 0.0012796 | 0.00060952 | 0.00025512 | 9.1779e-05 | 2.8361e-05 | 6.1154e-06 | 9.9446e-07 | 1.1809e-07 | 0.043959 | 18.0502 | 13.2187 | 11.9149 | 5.3917 | 3.299 | 0.90355 | 1.3291 | 0.64645 | 1.4758 | 7.0068 | 13.2045 | 16.5128 | 0 | 81.9166 | 60.79 | 55.5236 | 33.4204 | 27.1305 | 12.1399 | 9.0156 | 7.8556 | 15.6328 | 36.0951 | 58.406 | 75.4 | 0.093913
Retro5Med | Retro | ResWx | Residential | HVAC | 0.039076 | 0.045536 | 262.2452 | 829.452 | Manufactured | Heat Pump_HZ1__Floor - R0 to R22 | 0.00057748 | 0.00070147 | 0.00084923 | 0.00097528 | 0.0011005 | 0.0012729 | 0.0013815 | 0.0013962 | 0.0013017 | 0.001107 | 0.00084746 | 0.00055487 | 0.00031874 | 0.00015183 | 6.3548e-05 | 2.2861e-05 | 7.0646e-06 | 1.5233e-06 | 2.4771e-07 | 2.9416e-08 | 0.01095 | 8.3591 | 6.1216 | 5.5178 | 2.4969 | 1.5278 | 0.41844 | 0.6155 | 0.29937 | 0.68345 | 3.2449 | 6.115 | 7.6471 | 0 | 37.9358 | 28.152 | 25.7131 | 15.4771 | 12.5642 | 5.622 | 4.1752 | 3.6379 | 7.2396 | 16.7157 | 27.0479 | 34.9179 | 0.062152
Retro5Med | Retro | ResWx | Residential | HVAC | 0.078054 | 0.08743 | 516.9201 | 528.1764 | Manufactured | Electrical Resistance_HZ1__Attic - R11 to R30 | 0.0040713 | 0.0049454 | 0.0059871 | 0.0068758 | 0.0077589 | 0.0089742 | 0.0097396 | 0.0098433 | 0.009177 | 0.0078041 | 0.0059746 | 0.0039119 | 0.0022471 | 0.0010704 | 0.00044802 | 0.00016117 | 4.9806e-05 | 1.0739e-05 | 1.7464e-06 | 2.0739e-07 | 0.077197 | 16.0631 | 12.4466 | 11.3677 | 5.1949 | 3.077 | 0.4392 | 0.63645 | 0.3958 | 1.4358 | 6.9623 | 12.4902 | 15.2605 | 0 | 72.2917 | 56.0445 | 51.6909 | 31.6968 | 26.0645 | 9.2475 | 4.9048 | 5.1758 | 14.7168 | 35.4486 | 54.8387 | 69.0301 | 0.096121
Retro5Med | Retro | ResWx | Residential | HVAC | 0.063902 | 0.077745 | 374.8735 | 569.3125 | Manufactured | Heat Pump_HZ2/3__Floor - R11 to R22 | 0 | 0 | 0 | 0 | 0 | 0 | 0 | 0 | 0 | 0 | 0 | 0 | 0 | 0 | 0 | 0 | 0 | 0 | 0 | 0 | 0 | 13.1374 | 8.7607 | 7.1042 | 3.3606 | 1.4173 | 0.39827 | 0.72256 | 0.3009 | 0.95182 | 4.0025 | 8.6039 | 12.2422 | 0 | 59.9196 | 40.1518 | 34.0668 | 19.9665 | 13.2152 | 6.6238 | 5.725 | 6.2233 | 12.5203 | 22.7224 | 39.1401 | 53.5965 | 0.096018
Retro5Med | Retro | ResWx | Residential | HVAC | 0.03243 | 0.039456 | 190.2493 | 1475.3005 | Manufactured | Heat Pump_HZ2/3__Attic - R11 to R30 | 0 | 0 | 0 | 0 | 0 | 0 | 0 | 0 | 0 | 0 | 0 | 0 | 0 | 0 | 0 | 0 | 0 | 0 | 0 | 0 | 0 | 6.6673 | 4.4461 | 3.6054 | 1.7055 | 0.71926 | 0.20212 | 0.3667 | 0.15271 | 0.48305 | 2.0313 | 4.3665 | 6.213 | 0 | 30.4093 | 20.3771 | 17.289 | 10.1331 | 6.7067 | 3.3616 | 2.9054 | 3.1584 | 6.3541 | 11.5317 | 19.8637 | 27.2003 | 0.03817
Retro5Med | Retro | ResWx | Residential | HVAC | 0.01872 | 0.021815 | 125.6349 | 2252.1 | Manufactured | Heat Pump_HZ1__Attic - R11 to R30 | 0 | 0 | 0 | 0 | 0 | 0 | 0 | 0 | 0 | 0 | 0 | 0 | 0 | 0 | 0 | 0 | 0 | 0 | 0 | 0 | 0 | 4.0046 | 2.9327 | 2.6434 | 1.1962 | 0.73192 | 0.20046 | 0.29487 | 0.14342 | 0.32743 | 1.5545 | 2.9296 | 3.6635 | 0 | 18.1741 | 13.4869 | 12.3185 | 7.4147 | 6.0192 | 2.6934 | 2.0002 | 1.7428 | 3.4683 | 8.0081 | 12.958 | 16.7283 | 0.023323
Retro5Med | Retro | ResWx | Residential | HVAC | 0.017458 | 0.020345 | 117.1673 | 1887.5395 | Manufactured | Heat Pump_HZ1__Floor - R11 to R22 | 0.0016484 | 0.0020024 | 0.0024241 | 0.002784 | 0.0031415 | 0.0036336 | 0.0039435 | 0.0039855 | 0.0037157 | 0.0031598 | 0.0024191 | 0.0015839 | 0.00090985 | 0.00043339 | 0.0001814 | 6.5258e-05 | 2.0166e-05 | 4.3483e-06 | 7.071e-07 | 8.3969e-08 | 0.031257 | 3.7347 | 2.735 | 2.4653 | 1.1156 | 0.68259 | 0.18695 | 0.27499 | 0.13376 | 0.30536 | 1.4498 | 2.7321 | 3.4166 | 0 | 16.9491 | 12.5779 | 11.4882 | 6.9149 | 5.6135 | 2.5118 | 1.8654 | 1.6254 | 3.2345 | 7.4683 | 12.0846 | 15.6008 | 0.027768
LO1Slow | New | Microwave | Residential | Food Preparation | 0.0016572 | 0.00052999 | 9.6256 | 34.6695 | Single Family | Microwave Top Tier | 9.9551e-05 | 0.00014918 | 0.00031933 | 0.00059383 | 0.00098842 | 0.001515 | 0.0022356 | 0.0031687 | 0.004346 | 0.0057373 | 0.0070826 | 0.0086148 | 0.010194 | 0.011655 | 0.012655 | 0.013529 | 0.014066 | 0.014283 | 0.014364 | 0.014328 | 0.13992 | 0.2887 | 0.25685 | 0.29294 | 0.25914 | 0.21386 | 0.22763 | 0.22687 | 0.21909 | 0.22617 | 0.27971 | 0.2544 | 0.28439 | 0 | 0.65427 | 0.50259 | 0.5543 | 0.48968 | 0.44441 | 0.4633 | 0.46522 | 0.49842 | 0.51039 | 0.63907 | 0.65184 | 0.72237 | 0.92969
LO1Slow | New | Microwave | Residential | Food Preparation | 0.0016572 | 0.00052999 | 9.6256 | 34.6695 | Multifamily - Low Rise | Microwave Top Tier | 3.5653e-05 | 5.4247e-05 | 0.00011785 | 0.00022236 | 0.00037543 | 0.00058442 | 0.00087523 | 0.0012578 | 0.0017489 | 0.0023424 | 0.0029369 | 0.0036261 | 0.0043532 | 0.0050538 | 0.0055721 | 0.0060507 | 0.0063856 | 0.0065886 | 0.0067314 | 0.006826 | 0.061739 | 0.2887 | 0.25685 | 0.29294 | 0.25914 | 0.21386 | 0.22763 | 0.22687 | 0.21909 | 0.22617 | 0.27971 | 0.2544 | 0.28439 | 0 | 0.65427 | 0.50259 | 0.5543 | 0.48968 | 0.44441 | 0.4633 | 0.46522 | 0.49842 | 0.51039 | 0.63907 | 0.65184 | 0.72237 | 0.92969
LO1Slow | New | Microwave | Residential | Food Preparation | 0.0016572 | 0.00052999 | 9.6256 | 34.6695 | Multifamily - High Rise | Microwave Top Tier | 1.0384e-05 | 1.5705e-05 | 3.419e-05 | 6.477e-05 | 0.00010998 | 0.00017165 | 0.00025799 | 0.0003729 | 0.00052033 | 0.00069813 | 0.0008735 | 0.0010767 | 0.001293 | 0.0014993 | 0.0016505 | 0.0017901 | 0.0018877 | 0.0019402 | 0.0019712 | 0.0019908 | 0.018229 | 0.2887 | 0.25685 | 0.29294 | 0.25914 | 0.21386 | 0.22763 | 0.22687 | 0.21909 | 0.22617 | 0.27971 | 0.2544 | 0.28439 | 0 | 0.65427 | 0.50259 | 0.5543 | 0.48968 | 0.44441 | 0.4633 | 0.46522 | 0.49842 | 0.51039 | 0.63907 | 0.65184 | 0.72237 | 0.92969
LO1Slow | New | Microwave | Residential | Food Preparation | 0.0016572 | 0.00052999 | 9.6256 | 34.6695 | Manufactured | Microwave Top Tier | 6.4418e-06 | 1.0081e-05 | 2.2511e-05 | 4.3618e-05 | 7.5567e-05 | 0.00012049 | 0.00018478 | 0.00027194 | 0.00038683 | 0.00052938 | 0.00067709 | 0.00085255 | 0.0010435 | 0.0012333 | 0.0013836 | 0.0015277 | 0.00164 | 0.0017185 | 0.0017826 | 0.001834 | 0.015344 | 0.2887 | 0.25685 | 0.29294 | 0.25914 | 0.21386 | 0.22763 | 0.22687 | 0.21909 | 0.22617 | 0.27971 | 0.2544 | 0.28439 | 0 | 0.65427 | 0.50259 | 0.5543 | 0.48968 | 0.44441 | 0.4633 | 0.46522 | 0.49842 | 0.51039 | 0.63907 | 0.65184 | 0.72237 | 0.92969
LO1Slow | NR | Microwave | Residential | Food Preparation | 0.0016572 | 0.00052999 | 9.6256 | 34.6695 | Single Family | Microwave Top Tier | 0.00076926 | 0.0011805 | 0.0025718 | 0.0048282 | 0.0082432 | 0.01312 | 0.019735 | 0.028284 | 0.038825 | 0.051214 | 0.065064 | 0.090272 | 0.10656 | 0.12172 | 0.13488 | 0.145 | 0.15187 | 0.15656 | 0.1584 | 0.15949 | 1.7721 | 0.2887 | 0.25685 | 0.29294 | 0.25914 | 0.21386 | 0.22763 | 0.22687 | 0.21909 | 0.22617 | 0.27971 | 0.2544 | 0.28439 | 0 | 0.65427 | 0.50259 | 0.5543 | 0.48968 | 0.44441 | 0.4633 | 0.46522 | 0.49842 | 0.51039 | 0.63907 | 0.65184 | 0.72237 | 0.92969
LO1Slow | NR | Microwave | Residential | Food Preparation | 0.0016572 | 0.00052999 | 9.6256 | 34.6696 | Multifamily - Low Rise | Microwave Top Tier | 0.00015148 | 0.00023246 | 0.00050642 | 0.00095074 | 0.0016232 | 0.0025836 | 0.0038861 | 0.0055695 | 0.0076451 | 0.010085 | 0.012812 | 0.019474 | 0.023007 | 0.026301 | 0.029169 | 0.031323 | 0.032718 | 0.033645 | 0.033927 | 0.034022 | 0.37638 | 0.2887 | 0.25685 | 0.29294 | 0.25914 | 0.21386 | 0.22763 | 0.22687 | 0.21909 | 0.22617 | 0.27971 | 0.2544 | 0.28439 | 0 | 0.65427 | 0.50259 | 0.5543 | 0.48968 | 0.44441 | 0.4633 | 0.46522 | 0.49842 | 0.51039 | 0.63907 | 0.65184 | 0.72237 | 0.92969
LO1Slow | NR | Microwave | Residential | Food Preparation | 0.0016572 | 0.00052999 | 9.6256 | 34.6695 | Multifamily - High Rise | Microwave Top Tier | 4.4824e-05 | 6.8787e-05 | 0.00014985 | 0.00028134 | 0.00048033 | 0.00076451 | 0.0011499 | 0.0016481 | 0.0022623 | 0.0029842 | 0.0037913 | 0.0057449 | 0.0067799 | 0.0077538 | 0.008606 | 0.0092518 | 0.009669 | 0.0099494 | 0.010043 | 0.010076 | 0.1112 | 0.2887 | 0.25685 | 0.29294 | 0.25914 | 0.21386 | 0.22763 | 0.22687 | 0.21909 | 0.22617 | 0.27971 | 0.2544 | 0.28439 | 0 | 0.65427 | 0.50259 | 0.5543 | 0.48968 | 0.44441 | 0.4633 | 0.46522 | 0.49842 | 0.51039 | 0.63907 | 0.65184 | 0.72237 | 0.92969
LO1Slow | NR | Microwave | Residential | Food Preparation | 0.0016572 | 0.00052999 | 9.6256 | 34.6696 | Manufactured | Microwave Top Tier | 8.3746e-05 | 0.00012743 | 0.00027527 | 0.00051244 | 0.00086751 | 0.0013691 | 0.002042 | 0.0029019 | 0.0039497 | 0.0051662 | 0.006508 | 0.0085902 | 0.010106 | 0.011503 | 0.0127 | 0.013608 | 0.014207 | 0.014591 | 0.014701 | 0.014735 | 0.16165 | 0.2887 | 0.25685 | 0.29294 | 0.25914 | 0.21386 | 0.22763 | 0.22687 | 0.21909 | 0.22617 | 0.27971 | 0.2544 | 0.28439 | 0 | 0.65427 | 0.50259 | 0.5543 | 0.48968 | 0.44441 | 0.4633 | 0.46522 | 0.49842 | 0.51039 | 0.63907 | 0.65184 | 0.72237 | 0.92969
LO50Fast | New | Monitor | Residential | Electronics | 0.00050451 | 0.00054364 | 4.7078 | 427.1545 | Single Family | ENERGY STAR V8.0 Monitor | 0.0045718 | 0.0064657 | 0.0076038 | 0.0082736 | 0.0084971 | 0.0083332 | 0.008181 | 0.0080313 | 0.0079387 | 0.0078466 | 0.0075283 | 0.0073774 | 0.00728 | 0.0071738 | 0.0069225 | 0.0067628 | 0.0065818 | 0.0063613 | 0.0062023 | 0.0060248 | 0.14396 | 0.12046 | 0.098858 | 0.097824 | 0.070899 | 0.082349 | 0.0571 | 0.05961 | 0.066235 | 0.057297 | 0.060309 | 0.069616 | 0.091849 | 0 | 0.48347 | 0.39744 | 0.38968 | 0.28389 | 0.34285 | 0.25873 | 0.24107 | 0.27354 | 0.20546 | 0.2548 | 0.27316 | 0.37127 | 0.10459
LO50Fast | New | Monitor | Residential | Electronics | 0.00050451 | 0.00054364 | 4.7078 | 427.1545 | Multifamily - Low Rise | ENERGY STAR V8.0 Monitor | 0.00060224 | 0.00086477 | 0.0010322 | 0.0011395 | 0.0011871 | 0.0011823 | 0.0011781 | 0.0011725 | 0.0011751 | 0.0011783 | 0.0011482 | 0.0011422 | 0.0011435 | 0.0011441 | 0.0011211 | 0.0011125 | 0.001099 | 0.0010794 | 0.0010691 | 0.0010557 | 0.021827 | 0.12046 | 0.098858 | 0.097824 | 0.070899 | 0.082349 | 0.0571 | 0.05961 | 0.066235 | 0.057297 | 0.060309 | 0.069616 | 0.091849 | 0 | 0.48347 | 0.39744 | 0.38968 | 0.28389 | 0.34285 | 0.25873 | 0.24107 | 0.27354 | 0.20546 | 0.2548 | 0.27316 | 0.37127 | 0.10459
LO50Fast | New | Monitor | Residential | Electronics | 0.00050451 | 0.00054364 | 4.7078 | 427.1545 | Multifamily - High Rise | ENERGY STAR V8.0 Monitor | 0.0001754 | 0.00025037 | 0.00029945 | 0.00033192 | 0.00034775 | 0.00034727 | 0.00034726 | 0.00034764 | 0.0003496 | 0.00035119 | 0.00034151 | 0.00033914 | 0.00033965 | 0.00033944 | 0.00033208 | 0.00032913 | 0.00032487 | 0.00031785 | 0.00031308 | 0.00030791 | 0.0064325 | 0.12046 | 0.098858 | 0.097824 | 0.070899 | 0.082349 | 0.0571 | 0.05961 | 0.066235 | 0.057297 | 0.060309 | 0.069616 | 0.091849 | 0 | 0.48347 | 0.39744 | 0.38968 | 0.28389 | 0.34285 | 0.25873 | 0.24107 | 0.27354 | 0.20546 | 0.2548 | 0.27316 | 0.37127 | 0.10459
LO50Fast | New | Monitor | Residential | Electronics | 0.00050451 | 0.00054364 | 4.7078 | 427.1545 | Manufactured | ENERGY STAR V8.0 Monitor | 0.00023123 | 0.00034151 | 0.00041896 | 0.00047499 | 0.00050776 | 0.00051801 | 0.00052853 | 0.00053872 | 0.0005523 | 0.00056589 | 0.00056253 | 0.00057065 | 0.00058246 | 0.00059334 | 0.00059158 | 0.00059689 | 0.00059976 | 0.00059823 | 0.00060162 | 0.00060275 | 0.010578 | 0.12046 | 0.098858 | 0.097824 | 0.070899 | 0.082349 | 0.0571 | 0.05961 | 0.066235 | 0.057297 | 0.060309 | 0.069616 | 0.091849 | 0 | 0.48347 | 0.39744 | 0.38968 | 0.28389 | 0.34285 | 0.25873 | 0.24107 | 0.27354 | 0.20546 | 0.2548 | 0.27316 | 0.37127 | 0.10459
LO50Fast | NR | Monitor | Residential | Electronics | 0.00050451 | 0.00054364 | 4.7078 | 427.1545 | Single Family | ENERGY STAR V8.0 Monitor | 0.077721 | 0.11256 | 0.13472 | 0.14799 | 0.1559 | 0.16205 | 0.15938 | 0.1565 | 0.15382 | 0.15138 | 0.14935 | 0.14749 | 0.14571 | 0.14396 | 0.14225 | 0.14062 | 0.13896 | 0.13731 | 0.13568 | 0.1341 | 0.65512 | 0.12046 | 0.098858 | 0.097824 | 0.070899 | 0.082349 | 0.0571 | 0.05961 | 0.066235 | 0.057297 | 0.060309 | 0.069616 | 0.091849 | 0 | 0.48347 | 0.39744 | 0.38968 | 0.28389 | 0.34285 | 0.25873 | 0.24107 | 0.27354 | 0.20546 | 0.2548 | 0.27316 | 0.37127 | 0.10459
LO50Fast | NR | Monitor | Residential | Electronics | 0.00050451 | 0.00054364 | 4.7078 | 427.1545 | Multifamily - Low Rise | ENERGY STAR V8.0 Monitor | 0.0056292 | 0.0081526 | 0.0097577 | 0.010719 | 0.011292 | 0.011932 | 0.011574 | 0.011258 | 0.010997 | 0.010782 | 0.010623 | 0.010486 | 0.01036 | 0.010238 | 0.010118 | 0.01001 | 0.0098966 | 0.0097823 | 0.0096698 | 0.0095646 | 0.045602 | 0.12046 | 0.098858 | 0.097824 | 0.070899 | 0.082349 | 0.0571 | 0.05961 | 0.066235 | 0.057297 | 0.060309 | 0.069616 | 0.091849 | 0 | 0.48347 | 0.39744 | 0.38968 | 0.28389 | 0.34285 | 0.25873 | 0.24107 | 0.27354 | 0.20546 | 0.2548 | 0.27316 | 0.37127 | 0.10459
LO50Fast | NR | Monitor | Residential | Electronics | 0.00050451 | 0.00054364 | 4.7078 | 427.1545 | Multifamily - High Rise | ENERGY STAR V8.0 Monitor | 0.0016658 | 0.0024125 | 0.0028874 | 0.0031718 | 0.0033414 | 0.0035288 | 0.0034244 | 0.0033323 | 0.0032556 | 0.0031915 | 0.0031443 | 0.0031034 | 0.0030655 | 0.0030288 | 0.0029933 | 0.0029617 | 0.0029282 | 0.0028944 | 0.0028612 | 0.0028302 | 0.013493 | 0.12046 | 0.098858 | 0.097824 | 0.070899 | 0.082349 | 0.0571 | 0.05961 | 0.066235 | 0.057297 | 0.060309 | 0.069616 | 0.091849 | 0 | 0.48347 | 0.39744 | 0.38968 | 0.28389 | 0.34285 | 0.25873 | 0.24107 | 0.27354 | 0.20546 | 0.2548 | 0.27316 | 0.37127 | 0.10459
LO50Fast | NR | Monitor | Residential | Electronics | 0.00050451 | 0.00054364 | 4.7078 | 427.1545 | Manufactured | ENERGY STAR V8.0 Monitor | 0.0066134 | 0.0094971 | 0.011271 | 0.012277 | 0.012824 | 0.013115 | 0.012875 | 0.01258 | 0.01228 | 0.011987 | 0.011721 | 0.011469 | 0.011226 | 0.010989 | 0.010759 | 0.010538 | 0.01032 | 0.010105 | 0.009895 | 0.009693 | 0.047463 | 0.12046 | 0.098858 | 0.097824 | 0.070899 | 0.082349 | 0.0571 | 0.05961 | 0.066235 | 0.057297 | 0.060309 | 0.069616 | 0.091849 | 0 | 0.48347 | 0.39744 | 0.38968 | 0.28389 | 0.34285 | 0.25873 | 0.24107 | 0.27354 | 0.20546 | 0.2548 | 0.27316 | 0.37127 | 0.10459
LO3Slow | New | Electric Oven | Residential | Food Preparation | 0.0012195 | 0.00039002 | 7.0835 | -145.4291 | Single Family | Standard_EL3_Oven | 4.8333e-05 | 0.00012111 | 0.00026386 | 0.00051177 | 0.00087759 | 0.0013541 | 0.0019618 | 0.0026684 | 0.0034467 | 0.0042269 | 0.0048086 | 0.0053772 | 0.0058674 | 0.0062338 | 0.0063596 | 0.0064722 | 0.0064922 | 0.0064194 | 0.0063717 | 0.0062874 | 0.07617 | 0.21245 | 0.18901 | 0.21558 | 0.1907 | 0.15738 | 0.16751 | 0.16696 | 0.16123 | 0.16644 | 0.20584 | 0.18721 | 0.20928 | 0 | 0.48148 | 0.36986 | 0.40791 | 0.36036 | 0.32704 | 0.34094 | 0.34236 | 0.36679 | 0.3756 | 0.47029 | 0.47969 | 0.53159 | 9999
LO3Slow | New | Electric Oven | Residential | Food Preparation | 0.00042765 | 0.00013677 | 2.4839 | 94.5719 | Single Family | Standard_EL4_Oven | 1.6949e-05 | 4.247e-05 | 9.2528e-05 | 0.00017946 | 0.00030774 | 0.00047484 | 0.00068795 | 0.00093573 | 0.0012086 | 0.0014822 | 0.0016862 | 0.0018856 | 0.0020575 | 0.002186 | 0.0022301 | 0.0022696 | 0.0022766 | 0.0022511 | 0.0022343 | 0.0022048 | 0.02671 | 0.0745 | 0.066281 | 0.075595 | 0.066873 | 0.055189 | 0.05874 | 0.058546 | 0.056536 | 0.058365 | 0.07218 | 0.065648 | 0.073388 | 0 | 0.16884 | 0.1297 | 0.14304 | 0.12637 | 0.11468 | 0.11956 | 0.12005 | 0.12862 | 0.13171 | 0.16492 | 0.16821 | 0.18641 | 0.47683
LO3Slow | New | Electric Oven | Residential | Food Preparation | 0.0010359 | 0.00033128 | 6.0167 | 498.4742 | Single Family | Standard_EL5_Oven | 4.1054e-05 | 0.00010287 | 0.00022413 | 0.0004347 | 0.00074543 | 0.0011502 | 0.0016664 | 0.0022666 | 0.0029277 | 0.0035904 | 0.0040844 | 0.0045674 | 0.0049838 | 0.005295 | 0.0054019 | 0.0054975 | 0.0055145 | 0.0054527 | 0.0054121 | 0.0053405 | 0.064699 | 0.18046 | 0.16055 | 0.18311 | 0.16198 | 0.13368 | 0.14228 | 0.14181 | 0.13695 | 0.14138 | 0.17484 | 0.15902 | 0.17777 | 0 | 0.40897 | 0.31416 | 0.34648 | 0.30609 | 0.27779 | 0.2896 | 0.2908 | 0.31155 | 0.31903 | 0.39947 | 0.40745 | 0.45154 | 0.11129
LO3Slow | New | Electric Oven | Residential | Food Preparation | 0.0037038 | 0.0011845 | 21.513 | 164.981 | Single Family | Standard_EL6_Oven | 0.00014679 | 0.00036782 | 0.00080137 | 0.0015543 | 0.0026653 | 0.0041125 | 0.0059582 | 0.0081042 | 0.010468 | 0.012837 | 0.014604 | 0.016331 | 0.01782 | 0.018932 | 0.019315 | 0.019657 | 0.019717 | 0.019496 | 0.019351 | 0.019095 | 0.23133 | 0.64523 | 0.57405 | 0.65472 | 0.57918 | 0.47798 | 0.50874 | 0.50705 | 0.48965 | 0.50549 | 0.62514 | 0.56857 | 0.6356 | 0 | 1.4623 | 1.1233 | 1.2388 | 1.0944 | 0.99324 | 1.0355 | 1.0398 | 1.114 | 1.1407 | 1.4283 | 1.4569 | 1.6145 | 0.30322
LO3Slow | New | Electric Oven | Residential | Food Preparation | 5.6803e-05 | 1.8166e-05 | 0.32993 | 1646.0294 | Single Family | Standard_EL7_Oven | 2.2512e-06 | 5.641e-06 | 1.229e-05 | 2.3837e-05 | 4.0875e-05 | 6.3071e-05 | 9.1376e-05 | 0.00012429 | 0.00016054 | 0.00019688 | 0.00022397 | 0.00025045 | 0.00027328 | 0.00029035 | 0.00029621 | 0.00030146 | 0.00030239 | 0.000299 | 0.00029677 | 0.00029285 | 0.0035478 | 0.0098953 | 0.0088037 | 0.010041 | 0.0088823 | 0.0073304 | 0.0078021 | 0.0077763 | 0.0075094 | 0.0077523 | 0.0095872 | 0.0087196 | 0.0097477 | 0 | 0.022426 | 0.017227 | 0.018999 | 0.016784 | 0.015233 | 0.01588 | 0.015946 | 0.017084 | 0.017494 | 0.021905 | 0.022343 | 0.02476 | 0.03502
LO3Slow | New | Electric Oven | Residential | Food Preparation | 0.00076152 | 0.00024354 | 4.4231 | 187.1897 | Single Family | Self_EL2_Oven | 1.3257e-05 | 3.3219e-05 | 7.2373e-05 | 0.00014037 | 0.00024071 | 0.00037141 | 0.0005381 | 0.0007319 | 0.00094537 | 0.0011594 | 0.0013189 | 0.0014749 | 0.0016093 | 0.0017098 | 0.0017443 | 0.0017752 | 0.0017807 | 0.0017607 | 0.0017476 | 0.0017245 | 0.020892 | 0.13266 | 0.11803 | 0.13461 | 0.11908 | 0.098274 | 0.1046 | 0.10425 | 0.10067 | 0.10393 | 0.12853 | 0.1169 | 0.13068 | 0 | 0.30065 | 0.23095 | 0.25471 | 0.22502 | 0.20421 | 0.21289 | 0.21378 | 0.22903 | 0.23453 | 0.29366 | 0.29953 | 0.33194 | 0.27199
LO3Slow | New | Electric Oven | Residential | Food Preparation | 0.0051227 | 0.0016383 | 29.7542 | 111.3361 | Single Family | Self_EL3_Oven | 8.9178e-05 | 0.00022346 | 0.00048685 | 0.00094426 | 0.0016192 | 0.0024985 | 0.0036197 | 0.0049235 | 0.0063595 | 0.007799 | 0.0088722 | 0.0099214 | 0.010826 | 0.011502 | 0.011734 | 0.011942 | 0.011979 | 0.011844 | 0.011756 | 0.011601 | 0.14054 | 0.8924 | 0.79396 | 0.90553 | 0.80105 | 0.66109 | 0.70363 | 0.7013 | 0.67723 | 0.69913 | 0.86461 | 0.78637 | 0.87909 | 0 | 2.0225 | 1.5536 | 1.7134 | 1.5137 | 1.3737 | 1.4321 | 1.4381 | 1.5407 | 1.5777 | 1.9755 | 2.0149 | 2.233 | 0.41963
LO3Slow | New | Electric Oven | Residential | Food Preparation | 8.6191e-05 | 2.7564e-05 | 0.50062 | 1329.2027 | Single Family | Self_EL4_Oven | 1.5004e-06 | 3.7598e-06 | 8.1913e-06 | 1.5887e-05 | 2.7244e-05 | 4.2037e-05 | 6.0903e-05 | 8.2838e-05 | 0.000107 | 0.00013122 | 0.00014928 | 0.00016693 | 0.00018215 | 0.00019352 | 0.00019743 | 0.00020092 | 0.00020154 | 0.00019928 | 0.0001978 | 0.00019518 | 0.0023646 | 0.015015 | 0.013358 | 0.015236 | 0.013478 | 0.011123 | 0.011839 | 0.011799 | 0.011394 | 0.011763 | 0.014547 | 0.013231 | 0.014791 | 0 | 0.034028 | 0.026139 | 0.028828 | 0.025468 | 0.023113 | 0.024096 | 0.024196 | 0.025922 | 0.026545 | 0.033238 | 0.033902 | 0.03757 | 0.043192
LO3Slow | New | Electric Oven | Residential | Food Preparation | 0.0012195 | 0.00039002 | 7.0835 | -145.4291 | Multifamily - Low Rise | Standard_EL3_Oven | 1.955e-05 | 4.9739e-05 | 0.00010998 | 0.00021644 | 0.00037647 | 0.00058995 | 0.00086745 | 0.0011962 | 0.0015665 | 0.0019491 | 0.002252 | 0.0025562 | 0.0028299 | 0.0030529 | 0.0031626 | 0.0032692 | 0.0033286 | 0.0033445 | 0.0033725 | 0.003383 | 0.037493 | 0.21245 | 0.18901 | 0.21558 | 0.1907 | 0.15738 | 0.16751 | 0.16696 | 0.16123 | 0.16644 | 0.20584 | 0.18721 | 0.20928 | 0 | 0.48148 | 0.36986 | 0.40791 | 0.36036 | 0.32704 | 0.34094 | 0.34236 | 0.36679 | 0.3756 | 0.47029 | 0.47969 | 0.53159 | 9999
LO3Slow | New | Electric Oven | Residential | Food Preparation | 0.00042765 | 0.00013677 | 2.4839 | 94.5719 | Multifamily - Low Rise | Standard_EL4_Oven | 6.8555e-06 | 1.7442e-05 | 3.8567e-05 | 7.5897e-05 | 0.00013201 | 0.00020687 | 0.00030419 | 0.00041948 | 0.00054933 | 0.00068349 | 0.00078969 | 0.00089639 | 0.00099236 | 0.0010705 | 0.001109 | 0.0011464 | 0.0011672 | 0.0011728 | 0.0011826 | 0.0011863 | 0.013148 | 0.0745 | 0.066281 | 0.075595 | 0.066873 | 0.055189 | 0.05874 | 0.058546 | 0.056536 | 0.058365 | 0.07218 | 0.065648 | 0.073388 | 0 | 0.16884 | 0.1297 | 0.14304 | 0.12637 | 0.11468 | 0.11956 | 0.12005 | 0.12862 | 0.13171 | 0.16492 | 0.16821 | 0.18641 | 0.47683
LO3Slow | New | Electric Oven | Residential | Food Preparation | 0.0010359 | 0.00033128 | 6.0167 | 498.4742 | Multifamily - Low Rise | Standard_EL5_Oven | 1.6606e-05 | 4.2249e-05 | 9.3419e-05 | 0.00018384 | 0.00031977 | 0.0005011 | 0.00073682 | 0.0010161 | 0.0013306 | 0.0016556 | 0.0019128 | 0.0021713 | 0.0024038 | 0.0025931 | 0.0026863 | 0.0027769 | 0.0028273 | 0.0028409 | 0.0028646 | 0.0028735 | 0.031847 | 0.18046 | 0.16055 | 0.18311 | 0.16198 | 0.13368 | 0.14228 | 0.14181 | 0.13695 | 0.14138 | 0.17484 | 0.15902 | 0.17777 | 0 | 0.40897 | 0.31416 | 0.34648 | 0.30609 | 0.27779 | 0.2896 | 0.2908 | 0.31155 | 0.31903 | 0.39947 | 0.40745 | 0.45154 | 0.11129
LO3Slow | New | Electric Oven | Residential | Food Preparation | 0.0037038 | 0.0011845 | 21.513 | 164.981 | Multifamily - Low Rise | Standard_EL6_Oven | 5.9374e-05 | 0.00015106 | 0.00033402 | 0.00065733 | 0.0011434 | 0.0017917 | 0.0026345 | 0.0036331 | 0.0047577 | 0.0059196 | 0.0068393 | 0.0077635 | 0.0085947 | 0.0092718 | 0.0096051 | 0.0099289 | 0.010109 | 0.010158 | 0.010242 | 0.010274 | 0.11387 | 0.64523 | 0.57405 | 0.65472 | 0.57918 | 0.47798 | 0.50874 | 0.50705 | 0.48965 | 0.50549 | 0.62514 | 0.56857 | 0.6356 | 0 | 1.4623 | 1.1233 | 1.2388 | 1.0944 | 0.99324 | 1.0355 | 1.0398 | 1.114 | 1.1407 | 1.4283 | 1.4569 | 1.6145 | 0.30322
LO3Slow | New | Electric Oven | Residential | Food Preparation | 5.6803e-05 | 1.8166e-05 | 0.32993 | 1646.0294 | Multifamily - Low Rise | Standard_EL7_Oven | 9.1057e-07 | 2.3167e-06 | 5.1226e-06 | 1.0081e-05 | 1.7535e-05 | 2.7478e-05 | 4.0403e-05 | 5.5717e-05 | 7.2965e-05 | 9.0783e-05 | 0.00010489 | 0.00011906 | 0.00013181 | 0.00014219 | 0.0001473 | 0.00015227 | 0.00015504 | 0.00015578 | 0.00015708 | 0.00015757 | 0.0017463 | 0.0098953 | 0.0088037 | 0.010041 | 0.0088823 | 0.0073304 | 0.0078021 | 0.0077763 | 0.0075094 | 0.0077523 | 0.0095872 | 0.0087196 | 0.0097477 | 0 | 0.022426 | 0.017227 | 0.018999 | 0.016784 | 0.015233 | 0.01588 | 0.015946 | 0.017084 | 0.017494 | 0.021905 | 0.022343 | 0.02476 | 0.03502
LO3Slow | New | Electric Oven | Residential | Food Preparation | 0.00076152 | 0.00024354 | 4.4231 | 187.1897 | Multifamily - Low Rise | Self_EL2_Oven | 5.3622e-06 | 1.3642e-05 | 3.0166e-05 | 5.9365e-05 | 0.00010326 | 0.00016181 | 0.00023793 | 0.00032811 | 0.00042967 | 0.00053461 | 0.00061767 | 0.00070113 | 0.0007762 | 0.00083735 | 0.00086745 | 0.00089669 | 0.00091297 | 0.00091734 | 0.000925 | 0.0009279 | 0.010284 | 0.13266 | 0.11803 | 0.13461 | 0.11908 | 0.098274 | 0.1046 | 0.10425 | 0.10067 | 0.10393 | 0.12853 | 0.1169 | 0.13068 | 0 | 0.30065 | 0.23095 | 0.25471 | 0.22502 | 0.20421 | 0.21289 | 0.21378 | 0.22903 | 0.23453 | 0.29366 | 0.29953 | 0.33194 | 0.27199
LO3Slow | New | Electric Oven | Residential | Food Preparation | 0.0051227 | 0.0016383 | 29.7542 | 111.3361 | Multifamily - Low Rise | Self_EL3_Oven | 3.6071e-05 | 9.1772e-05 | 0.00020292 | 0.00039934 | 0.00069461 | 0.0010885 | 0.0016005 | 0.0022072 | 0.0028904 | 0.0035963 | 0.004155 | 0.0047165 | 0.0052214 | 0.0056328 | 0.0058353 | 0.006032 | 0.0061415 | 0.0061709 | 0.0062224 | 0.0062419 | 0.069177 | 0.8924 | 0.79396 | 0.90553 | 0.80105 | 0.66109 | 0.70363 | 0.7013 | 0.67723 | 0.69913 | 0.86461 | 0.78637 | 0.87909 | 0 | 2.0225 | 1.5536 | 1.7134 | 1.5137 | 1.3737 | 1.4321 | 1.4381 | 1.5407 | 1.5777 | 1.9755 | 2.0149 | 2.233 | 0.41963
LO3Slow | New | Electric Oven | Residential | Food Preparation | 8.6191e-05 | 2.7564e-05 | 0.50062 | 1329.2027 | Multifamily - Low Rise | Self_EL4_Oven | 6.069e-07 | 1.5441e-06 | 3.4143e-06 | 6.719e-06 | 1.1687e-05 | 1.8314e-05 | 2.6929e-05 | 3.7136e-05 | 4.8631e-05 | 6.0508e-05 | 6.9909e-05 | 7.9356e-05 | 8.7852e-05 | 9.4773e-05 | 9.818e-05 | 0.00010149 | 0.00010333 | 0.00010383 | 0.00010469 | 0.00010502 | 0.0011639 | 0.015015 | 0.013358 | 0.015236 | 0.013478 | 0.011123 | 0.011839 | 0.011799 | 0.011394 | 0.011763 | 0.014547 | 0.013231 | 0.014791 | 0 | 0.034028 | 0.026139 | 0.028828 | 0.025468 | 0.023113 | 0.024096 | 0.024196 | 0.025922 | 0.026545 | 0.033238 | 0.033902 | 0.03757 | 0.043192
LO3Slow | New | Electric Oven | Residential | Food Preparation | 0.0012195 | 0.00039002 | 7.0835 | -145.4291 | Multifamily - High Rise | Standard_EL3_Oven | 5.6937e-06 | 1.44e-05 | 3.1907e-05 | 6.3044e-05 | 0.00011028 | 0.00017328 | 0.0002557 | 0.00035467 | 0.00046607 | 0.00058091 | 0.0006698 | 0.00075902 | 0.00084056 | 0.0009057 | 0.00093678 | 0.0009672 | 0.00098397 | 0.0009849 | 0.00098758 | 0.00098666 | 0.011078 | 0.21245 | 0.18901 | 0.21558 | 0.1907 | 0.15738 | 0.16751 | 0.16696 | 0.16123 | 0.16644 | 0.20584 | 0.18721 | 0.20928 | 0 | 0.48148 | 0.36986 | 0.40791 | 0.36036 | 0.32704 | 0.34094 | 0.34236 | 0.36679 | 0.3756 | 0.47029 | 0.47969 | 0.53159 | 9999
LO3Slow | New | Electric Oven | Residential | Food Preparation | 0.00042765 | 0.00013677 | 2.4839 | 94.5719 | Multifamily - High Rise | Standard_EL4_Oven | 1.9966e-06 | 5.0497e-06 | 1.1189e-05 | 2.2107e-05 | 3.8672e-05 | 6.0762e-05 | 8.9666e-05 | 0.00012437 | 0.00016343 | 0.0002037 | 0.00023488 | 0.00026616 | 0.00029476 | 0.0003176 | 0.0003285 | 0.00033916 | 0.00034505 | 0.00034537 | 0.00034631 | 0.00034599 | 0.0038847 | 0.0745 | 0.066281 | 0.075595 | 0.066873 | 0.055189 | 0.05874 | 0.058546 | 0.056536 | 0.058365 | 0.07218 | 0.065648 | 0.073388 | 0 | 0.16884 | 0.1297 | 0.14304 | 0.12637 | 0.11468 | 0.11956 | 0.12005 | 0.12862 | 0.13171 | 0.16492 | 0.16821 | 0.18641 | 0.47683
LO3Slow | New | Electric Oven | Residential | Food Preparation | 0.0010359 | 0.00033128 | 6.0167 | 498.4742 | Multifamily - High Rise | Standard_EL5_Oven | 4.8363e-06 | 1.2232e-05 | 2.7102e-05 | 5.355e-05 | 9.3674e-05 | 0.00014718 | 0.00021719 | 0.00030126 | 0.00039588 | 0.00049343 | 0.00056893 | 0.00064472 | 0.00071398 | 0.00076931 | 0.00079571 | 0.00082154 | 0.00083579 | 0.00083658 | 0.00083886 | 0.00083808 | 0.0094098 | 0.18046 | 0.16055 | 0.18311 | 0.16198 | 0.13368 | 0.14228 | 0.14181 | 0.13695 | 0.14138 | 0.17484 | 0.15902 | 0.17777 | 0 | 0.40897 | 0.31416 | 0.34648 | 0.30609 | 0.27779 | 0.2896 | 0.2908 | 0.31155 | 0.31903 | 0.39947 | 0.40745 | 0.45154 | 0.11129
LO3Slow | New | Electric Oven | Residential | Food Preparation | 0.0037038 | 0.0011845 | 21.513 | 164.981 | Multifamily - High Rise | Standard_EL6_Oven | 1.7292e-05 | 4.3735e-05 | 9.6904e-05 | 0.00019147 | 0.00033493 | 0.00052625 | 0.00077658 | 0.0010771 | 0.0014155 | 0.0017643 | 0.0020342 | 0.0023052 | 0.0025528 | 0.0027507 | 0.0028451 | 0.0029374 | 0.0029884 | 0.0029912 | 0.0029993 | 0.0029966 | 0.033645 | 0.64523 | 0.57405 | 0.65472 | 0.57918 | 0.47798 | 0.50874 | 0.50705 | 0.48965 | 0.50549 | 0.62514 | 0.56857 | 0.6356 | 0 | 1.4623 | 1.1233 | 1.2388 | 1.0944 | 0.99324 | 1.0355 | 1.0398 | 1.114 | 1.1407 | 1.4283 | 1.4569 | 1.6145 | 0.30322
LO3Slow | New | Electric Oven | Residential | Food Preparation | 5.6803e-05 | 1.8166e-05 | 0.32993 | 1646.0294 | Multifamily - High Rise | Standard_EL7_Oven | 2.652e-07 | 6.7072e-07 | 1.4861e-06 | 2.9364e-06 | 5.1366e-06 | 8.0706e-06 | 1.191e-05 | 1.6519e-05 | 2.1708e-05 | 2.7057e-05 | 3.1197e-05 | 3.5353e-05 | 3.9151e-05 | 4.2185e-05 | 4.3632e-05 | 4.5049e-05 | 4.583e-05 | 4.5873e-05 | 4.5998e-05 | 4.5956e-05 | 0.00051598 | 0.0098953 | 0.0088037 | 0.010041 | 0.0088823 | 0.0073304 | 0.0078021 | 0.0077763 | 0.0075094 | 0.0077523 | 0.0095872 | 0.0087196 | 0.0097477 | 0 | 0.022426 | 0.017227 | 0.018999 | 0.016784 | 0.015233 | 0.01588 | 0.015946 | 0.017084 | 0.017494 | 0.021905 | 0.022343 | 0.02476 | 0.03502
LO3Slow | New | Electric Oven | Residential | Food Preparation | 0.00076152 | 0.00024354 | 4.4231 | 187.1897 | Multifamily - High Rise | Self_EL2_Oven | 1.5617e-06 | 3.9498e-06 | 8.7516e-06 | 1.7292e-05 | 3.0248e-05 | 4.7526e-05 | 7.0134e-05 | 9.7279e-05 | 0.00012783 | 0.00015933 | 0.00018371 | 0.00020819 | 0.00023055 | 0.00024842 | 0.00025694 | 0.00026528 | 0.00026989 | 0.00027014 | 0.00027088 | 0.00027062 | 0.0030385 | 0.13266 | 0.11803 | 0.13461 | 0.11908 | 0.098274 | 0.1046 | 0.10425 | 0.10067 | 0.10393 | 0.12853 | 0.1169 | 0.13068 | 0 | 0.30065 | 0.23095 | 0.25471 | 0.22502 | 0.20421 | 0.21289 | 0.21378 | 0.22903 | 0.23453 | 0.29366 | 0.29953 | 0.33194 | 0.27199
LO3Slow | New | Electric Oven | Residential | Food Preparation | 0.0051227 | 0.0016383 | 29.7542 | 111.3361 | Multifamily - High Rise | Self_EL3_Oven | 1.0505e-05 | 2.657e-05 | 5.8871e-05 | 0.00011632 | 0.00020348 | 0.00031971 | 0.00047179 | 0.00065439 | 0.00085993 | 0.0010718 | 0.0012358 | 0.0014005 | 0.0015509 | 0.0016711 | 0.0017284 | 0.0017846 | 0.0018155 | 0.0018172 | 0.0018222 | 0.0018205 | 0.02044 | 0.8924 | 0.79396 | 0.90553 | 0.80105 | 0.66109 | 0.70363 | 0.7013 | 0.67723 | 0.69913 | 0.86461 | 0.78637 | 0.87909 | 0 | 2.0225 | 1.5536 | 1.7134 | 1.5137 | 1.3737 | 1.4321 | 1.4381 | 1.5407 | 1.5777 | 1.9755 | 2.0149 | 2.233 | 0.41963
LO3Slow | New | Electric Oven | Residential | Food Preparation | 8.6191e-05 | 2.7564e-05 | 0.50062 | 1329.2027 | Multifamily - High Rise | Self_EL4_Oven | 1.7676e-07 | 4.4704e-07 | 9.9052e-07 | 1.9571e-06 | 3.4236e-06 | 5.3791e-06 | 7.9379e-06 | 1.101e-05 | 1.4469e-05 | 1.8034e-05 | 2.0793e-05 | 2.3563e-05 | 2.6094e-05 | 2.8117e-05 | 2.9081e-05 | 3.0026e-05 | 3.0546e-05 | 3.0575e-05 | 3.0658e-05 | 3.063e-05 | 0.00034391 | 0.015015 | 0.013358 | 0.015236 | 0.013478 | 0.011123 | 0.011839 | 0.011799 | 0.011394 | 0.011763 | 0.014547 | 0.013231 | 0.014791 | 0 | 0.034028 | 0.026139 | 0.028828 | 0.025468 | 0.023113 | 0.024096 | 0.024196 | 0.025922 | 0.026545 | 0.033238 | 0.033902 | 0.03757 | 0.043192
LO3Slow | New | Electric Oven | Residential | Food Preparation | 0.0012195 | 0.00039002 | 7.0835 | -145.4291 | Manufactured | Standard_EL3_Oven | 3.4219e-06 | 8.9546e-06 | 2.0352e-05 | 4.1128e-05 | 7.3409e-05 | 0.00011783 | 0.00017742 | 0.00025056 | 0.00033566 | 0.00042673 | 0.00050296 | 0.00058223 | 0.00065713 | 0.00072175 | 0.00076078 | 0.00079965 | 0.00082814 | 0.00084507 | 0.00086516 | 0.00088053 | 0.0088989 | 0.21245 | 0.18901 | 0.21558 | 0.1907 | 0.15738 | 0.16751 | 0.16696 | 0.16123 | 0.16644 | 0.20584 | 0.18721 | 0.20928 | 0 | 0.48148 | 0.36986 | 0.40791 | 0.36036 | 0.32704 | 0.34094 | 0.34236 | 0.36679 | 0.3756 | 0.47029 | 0.47969 | 0.53159 | 9999
LO3Slow | New | Electric Oven | Residential | Food Preparation | 0.00042765 | 0.00013677 | 2.4839 | 94.5719 | Manufactured | Standard_EL4_Oven | 1.1999e-06 | 3.1401e-06 | 7.1366e-06 | 1.4422e-05 | 2.5742e-05 | 4.1319e-05 | 6.2214e-05 | 8.7863e-05 | 0.0001177 | 0.00014964 | 0.00017637 | 0.00020417 | 0.00023044 | 0.00025309 | 0.00026678 | 0.00028041 | 0.0002904 | 0.00029634 | 0.00030338 | 0.00030877 | 0.0031205 | 0.0745 | 0.066281 | 0.075595 | 0.066873 | 0.055189 | 0.05874 | 0.058546 | 0.056536 | 0.058365 | 0.07218 | 0.065648 | 0.073388 | 0 | 0.16884 | 0.1297 | 0.14304 | 0.12637 | 0.11468 | 0.11956 | 0.12005 | 0.12862 | 0.13171 | 0.16492 | 0.16821 | 0.18641 | 0.47683
LO3Slow | New | Electric Oven | Residential | Food Preparation | 0.0010359 | 0.00033128 | 6.0167 | 498.4742 | Manufactured | Standard_EL5_Oven | 2.9066e-06 | 7.6061e-06 | 1.7287e-05 | 3.4935e-05 | 6.2354e-05 | 0.00010009 | 0.0001507 | 0.00021283 | 0.00028511 | 0.00036246 | 0.00042722 | 0.00049455 | 0.00055817 | 0.00061305 | 0.00064621 | 0.00067923 | 0.00070342 | 0.00071781 | 0.00073487 | 0.00074792 | 0.0075587 | 0.18046 | 0.16055 | 0.18311 | 0.16198 | 0.13368 | 0.14228 | 0.14181 | 0.13695 | 0.14138 | 0.17484 | 0.15902 | 0.17777 | 0 | 0.40897 | 0.31416 | 0.34648 | 0.30609 | 0.27779 | 0.2896 | 0.2908 | 0.31155 | 0.31903 | 0.39947 | 0.40745 | 0.45154 | 0.11129
LO3Slow | New | Electric Oven | Residential | Food Preparation | 0.0037038 | 0.0011845 | 21.513 | 164.981 | Manufactured | Standard_EL6_Oven | 1.0393e-05 | 2.7196e-05 | 6.1809e-05 | 0.00012491 | 0.00022295 | 0.00035786 | 0.00053883 | 0.00076096 | 0.0010194 | 0.001296 | 0.0015275 | 0.0017683 | 0.0019958 | 0.002192 | 0.0023105 | 0.0024286 | 0.0025151 | 0.0025665 | 0.0026276 | 0.0026742 | 0.027026 | 0.64523 | 0.57405 | 0.65472 | 0.57918 | 0.47798 | 0.50874 | 0.50705 | 0.48965 | 0.50549 | 0.62514 | 0.56857 | 0.6356 | 0 | 1.4623 | 1.1233 | 1.2388 | 1.0944 | 0.99324 | 1.0355 | 1.0398 | 1.114 | 1.1407 | 1.4283 | 1.4569 | 1.6145 | 0.30322
LO3Slow | New | Electric Oven | Residential | Food Preparation | 5.6803e-05 | 1.8166e-05 | 0.32993 | 1646.0294 | Manufactured | Standard_EL7_Oven | 1.5938e-07 | 4.1708e-07 | 9.4791e-07 | 1.9156e-06 | 3.4192e-06 | 5.4881e-06 | 8.2636e-06 | 1.167e-05 | 1.5634e-05 | 1.9876e-05 | 2.3426e-05 | 2.7119e-05 | 3.0607e-05 | 3.3617e-05 | 3.5435e-05 | 3.7245e-05 | 3.8572e-05 | 3.9361e-05 | 4.0297e-05 | 4.1012e-05 | 0.00041448 | 0.0098953 | 0.0088037 | 0.010041 | 0.0088823 | 0.0073304 | 0.0078021 | 0.0077763 | 0.0075094 | 0.0077523 | 0.0095872 | 0.0087196 | 0.0097477 | 0 | 0.022426 | 0.017227 | 0.018999 | 0.016784 | 0.015233 | 0.01588 | 0.015946 | 0.017084 | 0.017494 | 0.021905 | 0.022343 | 0.02476 | 0.03502
LO3Slow | New | Electric Oven | Residential | Food Preparation | 0.00076152 | 0.00024354 | 4.4231 | 187.1897 | Manufactured | Self_EL2_Oven | 9.3856e-07 | 2.4561e-06 | 5.582e-06 | 1.1281e-05 | 2.0135e-05 | 3.2319e-05 | 4.8662e-05 | 6.8724e-05 | 9.2066e-05 | 0.00011704 | 0.00013795 | 0.0001597 | 0.00018024 | 0.00019796 | 0.00020867 | 0.00021933 | 0.00022714 | 0.00023179 | 0.0002373 | 0.00024151 | 0.0024408 | 0.13266 | 0.11803 | 0.13461 | 0.11908 | 0.098274 | 0.1046 | 0.10425 | 0.10067 | 0.10393 | 0.12853 | 0.1169 | 0.13068 | 0 | 0.30065 | 0.23095 | 0.25471 | 0.22502 | 0.20421 | 0.21289 | 0.21378 | 0.22903 | 0.23453 | 0.29366 | 0.29953 | 0.33194 | 0.27199
LO3Slow | New | Electric Oven | Residential | Food Preparation | 0.0051227 | 0.0016383 | 29.7542 | 111.3361 | Manufactured | Self_EL3_Oven | 6.3137e-06 | 1.6522e-05 | 3.755e-05 | 7.5885e-05 | 0.00013544 | 0.00021741 | 0.00032735 | 0.0004623 | 0.00061932 | 0.00078734 | 0.000928 | 0.0010743 | 0.0012125 | 0.0013317 | 0.0014037 | 0.0014754 | 0.001528 | 0.0015592 | 0.0015963 | 0.0016246 | 0.016419 | 0.8924 | 0.79396 | 0.90553 | 0.80105 | 0.66109 | 0.70363 | 0.7013 | 0.67723 | 0.69913 | 0.86461 | 0.78637 | 0.87909 | 0 | 2.0225 | 1.5536 | 1.7134 | 1.5137 | 1.3737 | 1.4321 | 1.4381 | 1.5407 | 1.5777 | 1.9755 | 2.0149 | 2.233 | 0.41963
LO3Slow | New | Electric Oven | Residential | Food Preparation | 8.6191e-05 | 2.7564e-05 | 0.50062 | 1329.2027 | Manufactured | Self_EL4_Oven | 1.0623e-07 | 2.7799e-07 | 6.3179e-07 | 1.2768e-06 | 2.2789e-06 | 3.6579e-06 | 5.5077e-06 | 7.7783e-06 | 1.042e-05 | 1.3247e-05 | 1.5614e-05 | 1.8075e-05 | 2.04e-05 | 2.2406e-05 | 2.3618e-05 | 2.4824e-05 | 2.5709e-05 | 2.6234e-05 | 2.6858e-05 | 2.7335e-05 | 0.00027626 | 0.015015 | 0.013358 | 0.015236 | 0.013478 | 0.011123 | 0.011839 | 0.011799 | 0.011394 | 0.011763 | 0.014547 | 0.013231 | 0.014791 | 0 | 0.034028 | 0.026139 | 0.028828 | 0.025468 | 0.023113 | 0.024096 | 0.024196 | 0.025922 | 0.026545 | 0.033238 | 0.033902 | 0.03757 | 0.043192
LO3Slow | NR | Electric Oven | Residential | Food Preparation | 0.0012195 | 0.00039002 | 7.0835 | -145.4291 | Single Family | Standard_EL3_Oven | 0.00025677 | 0.00065889 | 0.001461 | 0.0028607 | 0.0050318 | 0.008062 | 0.011906 | 0.016375 | 0.021169 | 0.02594 | 0.03037 | 0.034219 | 0.037361 | 0.039775 | 0.041521 | 0.04271 | 0.051908 | 0.052171 | 0.052169 | 0.052029 | 1.0711 | 0.21245 | 0.18901 | 0.21558 | 0.1907 | 0.15738 | 0.16751 | 0.16696 | 0.16123 | 0.16644 | 0.20584 | 0.18721 | 0.20928 | 0 | 0.48148 | 0.36986 | 0.40791 | 0.36036 | 0.32704 | 0.34094 | 0.34236 | 0.36679 | 0.3756 | 0.47029 | 0.47969 | 0.53159 | 9999
LO3Slow | NR | Electric Oven | Residential | Food Preparation | 0.00042765 | 0.00013677 | 2.4839 | 94.5719 | Single Family | Standard_EL4_Oven | 9.004e-05 | 0.00023105 | 0.00051231 | 0.0010032 | 0.0017645 | 0.0028271 | 0.0041751 | 0.0057422 | 0.0074231 | 0.0090964 | 0.01065 | 0.012 | 0.013101 | 0.013948 | 0.01456 | 0.014977 | 0.018203 | 0.018295 | 0.018294 | 0.018245 | 0.37561 | 0.0745 | 0.066281 | 0.075595 | 0.066873 | 0.055189 | 0.05874 | 0.058546 | 0.056536 | 0.058365 | 0.07218 | 0.065648 | 0.073388 | 0 | 0.16884 | 0.1297 | 0.14304 | 0.12637 | 0.11468 | 0.11956 | 0.12005 | 0.12862 | 0.13171 | 0.16492 | 0.16821 | 0.18641 | 0.47683
LO3Slow | NR | Electric Oven | Residential | Food Preparation | 0.0010359 | 0.00033128 | 6.0167 | 498.4742 | Single Family | Standard_EL5_Oven | 0.0002181 | 0.00055966 | 0.0012409 | 0.0024299 | 0.004274 | 0.0068479 | 0.010113 | 0.013909 | 0.017981 | 0.022034 | 0.025796 | 0.029066 | 0.031735 | 0.033785 | 0.035268 | 0.036278 | 0.044091 | 0.044315 | 0.044313 | 0.044194 | 0.90983 | 0.18046 | 0.16055 | 0.18311 | 0.16198 | 0.13368 | 0.14228 | 0.14181 | 0.13695 | 0.14138 | 0.17484 | 0.15902 | 0.17777 | 0 | 0.40897 | 0.31416 | 0.34648 | 0.30609 | 0.27779 | 0.2896 | 0.2908 | 0.31155 | 0.31903 | 0.39947 | 0.40745 | 0.45154 | 0.11129
LO3Slow | NR | Electric Oven | Residential | Food Preparation | 0.0037038 | 0.0011845 | 21.513 | 164.981 | Single Family | Standard_EL6_Oven | 0.00077982 | 0.0020011 | 0.004437 | 0.0086881 | 0.015282 | 0.024485 | 0.03616 | 0.049732 | 0.064291 | 0.078783 | 0.092235 | 0.10393 | 0.11347 | 0.1208 | 0.1261 | 0.12971 | 0.15765 | 0.15845 | 0.15844 | 0.15801 | 3.2531 | 0.64523 | 0.57405 | 0.65472 | 0.57918 | 0.47798 | 0.50874 | 0.50705 | 0.48965 | 0.50549 | 0.62514 | 0.56857 | 0.6356 | 0 | 1.4623 | 1.1233 | 1.2388 | 1.0944 | 0.99324 | 1.0355 | 1.0398 | 1.114 | 1.1407 | 1.4283 | 1.4569 | 1.6145 | 0.30322
LO3Slow | NR | Electric Oven | Residential | Food Preparation | 5.6803e-05 | 1.8166e-05 | 0.32993 | 1646.0294 | Single Family | Standard_EL7_Oven | 1.1959e-05 | 3.0689e-05 | 6.8047e-05 | 0.00013324 | 0.00023436 | 0.0003755 | 0.00055455 | 0.0007627 | 0.00098597 | 0.0012082 | 0.0014145 | 0.0015938 | 0.0017402 | 0.0018526 | 0.0019339 | 0.0019893 | 0.0024177 | 0.00243 | 0.0024299 | 0.0024233 | 0.04989 | 0.0098953 | 0.0088037 | 0.010041 | 0.0088823 | 0.0073304 | 0.0078021 | 0.0077763 | 0.0075094 | 0.0077523 | 0.0095872 | 0.0087196 | 0.0097477 | 0 | 0.022426 | 0.017227 | 0.018999 | 0.016784 | 0.015233 | 0.01588 | 0.015946 | 0.017084 | 0.017494 | 0.021905 | 0.022343 | 0.02476 | 0.03502
LO3Slow | NR | Electric Oven | Residential | Food Preparation | 0.00076152 | 0.00024354 | 4.4231 | 187.1897 | Single Family | Self_EL2_Oven | 7.0427e-05 | 0.00018072 | 0.00040071 | 0.00078464 | 0.0013801 | 0.0022113 | 0.0032656 | 0.0044914 | 0.0058062 | 0.007115 | 0.0083299 | 0.0093857 | 0.010247 | 0.010909 | 0.011388 | 0.011714 | 0.014238 | 0.01431 | 0.014309 | 0.014271 | 0.66885 | 0.13266 | 0.11803 | 0.13461 | 0.11908 | 0.098274 | 0.1046 | 0.10425 | 0.10067 | 0.10393 | 0.12853 | 0.1169 | 0.13068 | 0 | 0.30065 | 0.23095 | 0.25471 | 0.22502 | 0.20421 | 0.21289 | 0.21378 | 0.22903 | 0.23453 | 0.29366 | 0.29953 | 0.33194 | 0.27199
LO3Slow | NR | Electric Oven | Residential | Food Preparation | 0.0051227 | 0.0016383 | 29.7542 | 111.3361 | Single Family | Self_EL3_Oven | 0.00047376 | 0.0012157 | 0.0026956 | 0.0052782 | 0.009284 | 0.014875 | 0.021968 | 0.030213 | 0.039058 | 0.047862 | 0.056035 | 0.063137 | 0.068934 | 0.073387 | 0.07661 | 0.078802 | 0.095775 | 0.09626 | 0.096256 | 0.095997 | 4.4993 | 0.8924 | 0.79396 | 0.90553 | 0.80105 | 0.66109 | 0.70363 | 0.7013 | 0.67723 | 0.69913 | 0.86461 | 0.78637 | 0.87909 | 0 | 2.0225 | 1.5536 | 1.7134 | 1.5137 | 1.3737 | 1.4321 | 1.4381 | 1.5407 | 1.5777 | 1.9755 | 2.0149 | 2.233 | 0.41963
LO3Slow | NR | Electric Oven | Residential | Food Preparation | 8.6191e-05 | 2.7564e-05 | 0.50062 | 1329.2027 | Single Family | Self_EL4_Oven | 7.9711e-06 | 2.0454e-05 | 4.5354e-05 | 8.8807e-05 | 0.00015621 | 0.00025028 | 0.00036961 | 0.00050835 | 0.00065716 | 0.00080529 | 0.0009428 | 0.0010623 | 0.0011598 | 0.0012348 | 0.001289 | 0.0013259 | 0.0016114 | 0.0016196 | 0.0016195 | 0.0016152 | 0.075702 | 0.015015 | 0.013358 | 0.015236 | 0.013478 | 0.011123 | 0.011839 | 0.011799 | 0.011394 | 0.011763 | 0.014547 | 0.013231 | 0.014791 | 0 | 0.034028 | 0.026139 | 0.028828 | 0.025468 | 0.023113 | 0.024096 | 0.024196 | 0.025922 | 0.026545 | 0.033238 | 0.033902 | 0.03757 | 0.043192
LO3Slow | NR | Electric Oven | Residential | Food Preparation | 0.0012195 | 0.00039002 | 7.0835 | -145.4291 | Multifamily - Low Rise | Standard_EL3_Oven | 5.7105e-05 | 0.00014653 | 0.00032491 | 0.00063621 | 0.0011191 | 0.001793 | 0.0026479 | 0.0036418 | 0.0047079 | 0.0057691 | 0.0067542 | 0.0076103 | 0.008309 | 0.0088458 | 0.0092342 | 0.0094985 | 0.013082 | 0.013159 | 0.013164 | 0.013126 | 0.24729 | 0.21245 | 0.18901 | 0.21558 | 0.1907 | 0.15738 | 0.16751 | 0.16696 | 0.16123 | 0.16644 | 0.20584 | 0.18721 | 0.20928 | 0 | 0.48148 | 0.36986 | 0.40791 | 0.36036 | 0.32704 | 0.34094 | 0.34236 | 0.36679 | 0.3756 | 0.47029 | 0.47969 | 0.53159 | 9999
LO3Slow | NR | Electric Oven | Residential | Food Preparation | 0.00042765 | 0.00013677 | 2.4839 | 94.5719 | Multifamily - Low Rise | Standard_EL4_Oven | 2.0025e-05 | 5.1385e-05 | 0.00011394 | 0.0002231 | 0.00039242 | 0.00062874 | 0.00092853 | 0.0012771 | 0.0016509 | 0.002023 | 0.0023685 | 0.0026687 | 0.0029137 | 0.0031019 | 0.0032381 | 0.0033308 | 0.0045873 | 0.0046143 | 0.0046161 | 0.0046028 | 0.086716 | 0.0745 | 0.066281 | 0.075595 | 0.066873 | 0.055189 | 0.05874 | 0.058546 | 0.056536 | 0.058365 | 0.07218 | 0.065648 | 0.073388 | 0 | 0.16884 | 0.1297 | 0.14304 | 0.12637 | 0.11468 | 0.11956 | 0.12005 | 0.12862 | 0.13171 | 0.16492 | 0.16821 | 0.18641 | 0.47683
LO3Slow | NR | Electric Oven | Residential | Food Preparation | 0.0010359 | 0.00033128 | 6.0167 | 498.4742 | Multifamily - Low Rise | Standard_EL5_Oven | 4.8505e-05 | 0.00012447 | 0.00027598 | 0.0005404 | 0.00095053 | 0.001523 | 0.0022491 | 0.0030934 | 0.0039989 | 0.0049003 | 0.005737 | 0.0064642 | 0.0070577 | 0.0075137 | 0.0078436 | 0.0080681 | 0.011112 | 0.011177 | 0.011181 | 0.011149 | 0.21005 | 0.18046 | 0.16055 | 0.18311 | 0.16198 | 0.13368 | 0.14228 | 0.14181 | 0.13695 | 0.14138 | 0.17484 | 0.15902 | 0.17777 | 0 | 0.40897 | 0.31416 | 0.34648 | 0.30609 | 0.27779 | 0.2896 | 0.2908 | 0.31155 | 0.31903 | 0.39947 | 0.40745 | 0.45154 | 0.11129
LO3Slow | NR | Electric Oven | Residential | Food Preparation | 0.0037038 | 0.0011845 | 21.513 | 164.981 | Multifamily - Low Rise | Standard_EL6_Oven | 0.00017343 | 0.00044504 | 0.00098679 | 0.0019322 | 0.0033987 | 0.0054454 | 0.0080419 | 0.01106 | 0.014298 | 0.017521 | 0.020513 | 0.023113 | 0.025235 | 0.026865 | 0.028045 | 0.028848 | 0.03973 | 0.039963 | 0.039979 | 0.039864 | 0.75103 | 0.64523 | 0.57405 | 0.65472 | 0.57918 | 0.47798 | 0.50874 | 0.50705 | 0.48965 | 0.50549 | 0.62514 | 0.56857 | 0.6356 | 0 | 1.4623 | 1.1233 | 1.2388 | 1.0944 | 0.99324 | 1.0355 | 1.0398 | 1.114 | 1.1407 | 1.4283 | 1.4569 | 1.6145 | 0.30322
LO3Slow | NR | Electric Oven | Residential | Food Preparation | 5.6803e-05 | 1.8166e-05 | 0.32993 | 1646.0294 | Multifamily - Low Rise | Standard_EL7_Oven | 2.6598e-06 | 6.8251e-06 | 1.5134e-05 | 2.9633e-05 | 5.2122e-05 | 8.3511e-05 | 0.00012333 | 0.00016962 | 0.00021928 | 0.00026871 | 0.00031459 | 0.00035446 | 0.00038701 | 0.00041201 | 0.0004301 | 0.00044241 | 0.0006093 | 0.00061288 | 0.00061313 | 0.00061136 | 0.011518 | 0.0098953 | 0.0088037 | 0.010041 | 0.0088823 | 0.0073304 | 0.0078021 | 0.0077763 | 0.0075094 | 0.0077523 | 0.0095872 | 0.0087196 | 0.0097477 | 0 | 0.022426 | 0.017227 | 0.018999 | 0.016784 | 0.015233 | 0.01588 | 0.015946 | 0.017084 | 0.017494 | 0.021905 | 0.022343 | 0.02476 | 0.03502
LO3Slow | NR | Electric Oven | Residential | Food Preparation | 0.00076152 | 0.00024354 | 4.4231 | 187.1897 | Multifamily - Low Rise | Self_EL2_Oven | 1.5663e-05 | 4.0192e-05 | 8.9118e-05 | 0.0001745 | 0.00030694 | 0.00049178 | 0.00072627 | 0.00099888 | 0.0012913 | 0.0015824 | 0.0018526 | 0.0020874 | 0.002279 | 0.0024262 | 0.0025328 | 0.0026053 | 0.003588 | 0.0036092 | 0.0036106 | 0.0036002 | 0.15441 | 0.13266 | 0.11803 | 0.13461 | 0.11908 | 0.098274 | 0.1046 | 0.10425 | 0.10067 | 0.10393 | 0.12853 | 0.1169 | 0.13068 | 0 | 0.30065 | 0.23095 | 0.25471 | 0.22502 | 0.20421 | 0.21289 | 0.21378 | 0.22903 | 0.23453 | 0.29366 | 0.29953 | 0.33194 | 0.27199
LO3Slow | NR | Electric Oven | Residential | Food Preparation | 0.0051227 | 0.0016383 | 29.7542 | 111.3361 | Multifamily - Low Rise | Self_EL3_Oven | 0.00010536 | 0.00027037 | 0.00059949 | 0.0011739 | 0.0020647 | 0.0033082 | 0.0048856 | 0.0067194 | 0.0086864 | 0.010644 | 0.012462 | 0.014042 | 0.015331 | 0.016321 | 0.017038 | 0.017526 | 0.024137 | 0.024279 | 0.024288 | 0.024218 | 1.0387 | 0.8924 | 0.79396 | 0.90553 | 0.80105 | 0.66109 | 0.70363 | 0.7013 | 0.67723 | 0.69913 | 0.86461 | 0.78637 | 0.87909 | 0 | 2.0225 | 1.5536 | 1.7134 | 1.5137 | 1.3737 | 1.4321 | 1.4381 | 1.5407 | 1.5777 | 1.9755 | 2.0149 | 2.233 | 0.41963
LO3Slow | NR | Electric Oven | Residential | Food Preparation | 8.6191e-05 | 2.7564e-05 | 0.50062 | 1329.2027 | Multifamily - Low Rise | Self_EL4_Oven | 1.7728e-06 | 4.549e-06 | 1.0087e-05 | 1.9751e-05 | 3.474e-05 | 5.5661e-05 | 8.2201e-05 | 0.00011306 | 0.00014615 | 0.0001791 | 0.00020968 | 0.00023625 | 0.00025794 | 0.00027461 | 0.00028667 | 0.00029487 | 0.0004061 | 0.00040849 | 0.00040865 | 0.00040748 | 0.017477 | 0.015015 | 0.013358 | 0.015236 | 0.013478 | 0.011123 | 0.011839 | 0.011799 | 0.011394 | 0.011763 | 0.014547 | 0.013231 | 0.014791 | 0 | 0.034028 | 0.026139 | 0.028828 | 0.025468 | 0.023113 | 0.024096 | 0.024196 | 0.025922 | 0.026545 | 0.033238 | 0.033902 | 0.03757 | 0.043192
LO3Slow | NR | Electric Oven | Residential | Food Preparation | 0.0012195 | 0.00039002 | 7.0835 | -145.4291 | Multifamily - High Rise | Standard_EL3_Oven | 1.6898e-05 | 4.3361e-05 | 9.6146e-05 | 0.00018826 | 0.00033114 | 0.00053057 | 0.00078355 | 0.0010776 | 0.0013931 | 0.0017071 | 0.0019986 | 0.002252 | 0.0024587 | 0.0026176 | 0.0027325 | 0.0028107 | 0.003855 | 0.0038721 | 0.0038759 | 0.0038689 | 0.07307 | 0.21245 | 0.18901 | 0.21558 | 0.1907 | 0.15738 | 0.16751 | 0.16696 | 0.16123 | 0.16644 | 0.20584 | 0.18721 | 0.20928 | 0 | 0.48148 | 0.36986 | 0.40791 | 0.36036 | 0.32704 | 0.34094 | 0.34236 | 0.36679 | 0.3756 | 0.47029 | 0.47969 | 0.53159 | 9999
LO3Slow | NR | Electric Oven | Residential | Food Preparation | 0.00042765 | 0.00013677 | 2.4839 | 94.5719 | Multifamily - High Rise | Standard_EL4_Oven | 5.9256e-06 | 1.5205e-05 | 3.3715e-05 | 6.6018e-05 | 0.00011612 | 0.00018605 | 0.00027476 | 0.0003779 | 0.00048852 | 0.00059864 | 0.00070086 | 0.00078969 | 0.0008622 | 0.0009179 | 0.0009582 | 0.00098563 | 0.0013518 | 0.0013578 | 0.0013591 | 0.0013567 | 0.025623 | 0.0745 | 0.066281 | 0.075595 | 0.066873 | 0.055189 | 0.05874 | 0.058546 | 0.056536 | 0.058365 | 0.07218 | 0.065648 | 0.073388 | 0 | 0.16884 | 0.1297 | 0.14304 | 0.12637 | 0.11468 | 0.11956 | 0.12005 | 0.12862 | 0.13171 | 0.16492 | 0.16821 | 0.18641 | 0.47683
LO3Slow | NR | Electric Oven | Residential | Food Preparation | 0.0010359 | 0.00033128 | 6.0167 | 498.4742 | Multifamily - High Rise | Standard_EL5_Oven | 1.4353e-05 | 3.6831e-05 | 8.1667e-05 | 0.00015991 | 0.00028127 | 0.00045066 | 0.00066555 | 0.00091536 | 0.0011833 | 0.0014501 | 0.0016977 | 0.0019128 | 0.0020885 | 0.0022234 | 0.002321 | 0.0023874 | 0.0032745 | 0.003289 | 0.0032922 | 0.0032863 | 0.062066 | 0.18046 | 0.16055 | 0.18311 | 0.16198 | 0.13368 | 0.14228 | 0.14181 | 0.13695 | 0.14138 | 0.17484 | 0.15902 | 0.17777 | 0 | 0.40897 | 0.31416 | 0.34648 | 0.30609 | 0.27779 | 0.2896 | 0.2908 | 0.31155 | 0.31903 | 0.39947 | 0.40745 | 0.45154 | 0.11129
LO3Slow | NR | Electric Oven | Residential | Food Preparation | 0.0037038 | 0.0011845 | 21.513 | 164.981 | Multifamily - High Rise | Standard_EL6_Oven | 5.132e-05 | 0.00013169 | 0.000292 | 0.00057177 | 0.0010057 | 0.0016114 | 0.0023797 | 0.0032729 | 0.004231 | 0.0051847 | 0.00607 | 0.0068394 | 0.0074674 | 0.0079498 | 0.0082988 | 0.0085364 | 0.011708 | 0.01176 | 0.011771 | 0.01175 | 0.22192 | 0.64523 | 0.57405 | 0.65472 | 0.57918 | 0.47798 | 0.50874 | 0.50705 | 0.48965 | 0.50549 | 0.62514 | 0.56857 | 0.6356 | 0 | 1.4623 | 1.1233 | 1.2388 | 1.0944 | 0.99324 | 1.0355 | 1.0398 | 1.114 | 1.1407 | 1.4283 | 1.4569 | 1.6145 | 0.30322
LO3Slow | NR | Electric Oven | Residential | Food Preparation | 5.6803e-05 | 1.8166e-05 | 0.32993 | 1646.0294 | Multifamily - High Rise | Standard_EL7_Oven | 7.8706e-07 | 2.0196e-06 | 4.4782e-06 | 8.7687e-06 | 1.5424e-05 | 2.4712e-05 | 3.6495e-05 | 5.0194e-05 | 6.4887e-05 | 7.9514e-05 | 9.3091e-05 | 0.00010489 | 0.00011452 | 0.00012192 | 0.00012727 | 0.00013091 | 0.00017956 | 0.00018035 | 0.00018053 | 0.0001802 | 0.0034034 | 0.0098953 | 0.0088037 | 0.010041 | 0.0088823 | 0.0073304 | 0.0078021 | 0.0077763 | 0.0075094 | 0.0077523 | 0.0095872 | 0.0087196 | 0.0097477 | 0 | 0.022426 | 0.017227 | 0.018999 | 0.016784 | 0.015233 | 0.01588 | 0.015946 | 0.017084 | 0.017494 | 0.021905 | 0.022343 | 0.02476 | 0.03502
LO3Slow | NR | Electric Oven | Residential | Food Preparation | 0.00076152 | 0.00024354 | 4.4231 | 187.1897 | Multifamily - High Rise | Self_EL2_Oven | 4.6348e-06 | 1.1893e-05 | 2.6371e-05 | 5.1637e-05 | 9.0827e-05 | 0.00014552 | 0.00021491 | 0.00029558 | 0.00038211 | 0.00046824 | 0.00054819 | 0.00061768 | 0.00067439 | 0.00071795 | 0.00074948 | 0.00077093 | 0.0010574 | 0.001062 | 0.0010631 | 0.0010612 | 0.045627 | 0.13266 | 0.11803 | 0.13461 | 0.11908 | 0.098274 | 0.1046 | 0.10425 | 0.10067 | 0.10393 | 0.12853 | 0.1169 | 0.13068 | 0 | 0.30065 | 0.23095 | 0.25471 | 0.22502 | 0.20421 | 0.21289 | 0.21378 | 0.22903 | 0.23453 | 0.29366 | 0.29953 | 0.33194 | 0.27199
LO3Slow | NR | Electric Oven | Residential | Food Preparation | 0.0051227 | 0.0016383 | 29.7542 | 111.3361 | Multifamily - High Rise | Self_EL3_Oven | 3.1178e-05 | 8.0005e-05 | 0.0001774 | 0.00034736 | 0.00061098 | 0.00097893 | 0.0014457 | 0.0019883 | 0.0025704 | 0.0031498 | 0.0036877 | 0.0041551 | 0.0045366 | 0.0048296 | 0.0050417 | 0.005186 | 0.0071129 | 0.0071443 | 0.0071513 | 0.0071385 | 0.30693 | 0.8924 | 0.79396 | 0.90553 | 0.80105 | 0.66109 | 0.70363 | 0.7013 | 0.67723 | 0.69913 | 0.86461 | 0.78637 | 0.87909 | 0 | 2.0225 | 1.5536 | 1.7134 | 1.5137 | 1.3737 | 1.4321 | 1.4381 | 1.5407 | 1.5777 | 1.9755 | 2.0149 | 2.233 | 0.41963
LO3Slow | NR | Electric Oven | Residential | Food Preparation | 8.6191e-05 | 2.7564e-05 | 0.50062 | 1329.2027 | Multifamily - High Rise | Self_EL4_Oven | 5.2458e-07 | 1.3461e-06 | 2.9848e-06 | 5.8444e-06 | 1.028e-05 | 1.6471e-05 | 2.4324e-05 | 3.3454e-05 | 4.3248e-05 | 5.2997e-05 | 6.2046e-05 | 6.991e-05 | 7.6329e-05 | 8.126e-05 | 8.4828e-05 | 8.7256e-05 | 0.00011968 | 0.0001202 | 0.00012032 | 0.00012011 | 0.0051642 | 0.015015 | 0.013358 | 0.015236 | 0.013478 | 0.011123 | 0.011839 | 0.011799 | 0.011394 | 0.011763 | 0.014547 | 0.013231 | 0.014791 | 0 | 0.034028 | 0.026139 | 0.028828 | 0.025468 | 0.023113 | 0.024096 | 0.024196 | 0.025922 | 0.026545 | 0.033238 | 0.033902 | 0.03757 | 0.043192
LO3Slow | NR | Electric Oven | Residential | Food Preparation | 0.0012195 | 0.00039002 | 7.0835 | -145.4291 | Manufactured | Standard_EL3_Oven | 3.0584e-05 | 7.782e-05 | 0.0001711 | 0.00033219 | 0.00057938 | 0.00092047 | 0.0013479 | 0.0018382 | 0.0023562 | 0.002863 | 0.0033236 | 0.0037133 | 0.00402 | 0.0042436 | 0.0043926 | 0.0044802 | 0.0051188 | 0.0051395 | 0.0051333 | 0.0051128 | 0.10738 | 0.21245 | 0.18901 | 0.21558 | 0.1907 | 0.15738 | 0.16751 | 0.16696 | 0.16123 | 0.16644 | 0.20584 | 0.18721 | 0.20928 | 0 | 0.48148 | 0.36986 | 0.40791 | 0.36036 | 0.32704 | 0.34094 | 0.34236 | 0.36679 | 0.3756 | 0.47029 | 0.47969 | 0.53159 | 9999
LO3Slow | NR | Electric Oven | Residential | Food Preparation | 0.00042765 | 0.00013677 | 2.4839 | 94.5719 | Manufactured | Standard_EL4_Oven | 1.0725e-05 | 2.7289e-05 | 5.9997e-05 | 0.00011649 | 0.00020317 | 0.00032278 | 0.00047266 | 0.00064459 | 0.00082626 | 0.001004 | 0.0011655 | 0.0013021 | 0.0014097 | 0.0014881 | 0.0015403 | 0.0015711 | 0.001795 | 0.0018023 | 0.0018001 | 0.0017929 | 0.037656 | 0.0745 | 0.066281 | 0.075595 | 0.066873 | 0.055189 | 0.05874 | 0.058546 | 0.056536 | 0.058365 | 0.07218 | 0.065648 | 0.073388 | 0 | 0.16884 | 0.1297 | 0.14304 | 0.12637 | 0.11468 | 0.11956 | 0.12005 | 0.12862 | 0.13171 | 0.16492 | 0.16821 | 0.18641 | 0.47683
LO3Slow | NR | Electric Oven | Residential | Food Preparation | 0.0010359 | 0.00033128 | 6.0167 | 498.4742 | Manufactured | Standard_EL5_Oven | 2.5979e-05 | 6.61e-05 | 0.00014533 | 0.00028217 | 0.00049213 | 0.00078185 | 0.0011449 | 0.0015614 | 0.0020014 | 0.0024319 | 0.0028231 | 0.0031541 | 0.0034146 | 0.0036046 | 0.0037311 | 0.0038055 | 0.0043479 | 0.0043656 | 0.0043603 | 0.0043428 | 0.091212 | 0.18046 | 0.16055 | 0.18311 | 0.16198 | 0.13368 | 0.14228 | 0.14181 | 0.13695 | 0.14138 | 0.17484 | 0.15902 | 0.17777 | 0 | 0.40897 | 0.31416 | 0.34648 | 0.30609 | 0.27779 | 0.2896 | 0.2908 | 0.31155 | 0.31903 | 0.39947 | 0.40745 | 0.45154 | 0.11129
LO3Slow | NR | Electric Oven | Residential | Food Preparation | 0.0037038 | 0.0011845 | 21.513 | 164.981 | Manufactured | Standard_EL6_Oven | 9.2887e-05 | 0.00023634 | 0.00051963 | 0.0010089 | 0.0017596 | 0.0027955 | 0.0040936 | 0.0055827 | 0.0071561 | 0.0086952 | 0.010094 | 0.011278 | 0.012209 | 0.012888 | 0.013341 | 0.013607 | 0.015546 | 0.015609 | 0.01559 | 0.015528 | 0.32613 | 0.64523 | 0.57405 | 0.65472 | 0.57918 | 0.47798 | 0.50874 | 0.50705 | 0.48965 | 0.50549 | 0.62514 | 0.56857 | 0.6356 | 0 | 1.4623 | 1.1233 | 1.2388 | 1.0944 | 0.99324 | 1.0355 | 1.0398 | 1.114 | 1.1407 | 1.4283 | 1.4569 | 1.6145 | 0.30322
LO3Slow | NR | Electric Oven | Residential | Food Preparation | 5.6803e-05 | 1.8166e-05 | 0.32993 | 1646.0294 | Manufactured | Standard_EL7_Oven | 1.4245e-06 | 3.6246e-06 | 7.9691e-06 | 1.5473e-05 | 2.6986e-05 | 4.2872e-05 | 6.2781e-05 | 8.5617e-05 | 0.00010975 | 0.00013335 | 0.0001548 | 0.00017295 | 0.00018724 | 0.00019765 | 0.00020459 | 0.00020867 | 0.00023842 | 0.00023938 | 0.00023909 | 0.00023814 | 0.0050016 | 0.0098953 | 0.0088037 | 0.010041 | 0.0088823 | 0.0073304 | 0.0078021 | 0.0077763 | 0.0075094 | 0.0077523 | 0.0095872 | 0.0087196 | 0.0097477 | 0 | 0.022426 | 0.017227 | 0.018999 | 0.016784 | 0.015233 | 0.01588 | 0.015946 | 0.017084 | 0.017494 | 0.021905 | 0.022343 | 0.02476 | 0.03502
LO3Slow | NR | Electric Oven | Residential | Food Preparation | 0.00076152 | 0.00024354 | 4.4231 | 187.1897 | Manufactured | Self_EL2_Oven | 8.3887e-06 | 2.1344e-05 | 4.6928e-05 | 9.1115e-05 | 0.00015891 | 0.00025247 | 0.0003697 | 0.00050418 | 0.00064627 | 0.00078527 | 0.00091161 | 0.0010185 | 0.0011026 | 0.0011639 | 0.0012048 | 0.0012288 | 0.001404 | 0.0014097 | 0.001408 | 0.0014024 | 0.067053 | 0.13266 | 0.11803 | 0.13461 | 0.11908 | 0.098274 | 0.1046 | 0.10425 | 0.10067 | 0.10393 | 0.12853 | 0.1169 | 0.13068 | 0 | 0.30065 | 0.23095 | 0.25471 | 0.22502 | 0.20421 | 0.21289 | 0.21378 | 0.22903 | 0.23453 | 0.29366 | 0.29953 | 0.33194 | 0.27199
LO3Slow | NR | Electric Oven | Residential | Food Preparation | 0.0051227 | 0.0016383 | 29.7542 | 111.3361 | Manufactured | Self_EL3_Oven | 5.6431e-05 | 0.00014358 | 0.00031568 | 0.00061293 | 0.001069 | 0.0016983 | 0.002487 | 0.0033916 | 0.0043475 | 0.0052825 | 0.0061323 | 0.0068513 | 0.0074173 | 0.0078298 | 0.0081047 | 0.0082663 | 0.0094446 | 0.0094829 | 0.0094714 | 0.0094335 | 0.45106 | 0.8924 | 0.79396 | 0.90553 | 0.80105 | 0.66109 | 0.70363 | 0.7013 | 0.67723 | 0.69913 | 0.86461 | 0.78637 | 0.87909 | 0 | 2.0225 | 1.5536 | 1.7134 | 1.5137 | 1.3737 | 1.4321 | 1.4381 | 1.5407 | 1.5777 | 1.9755 | 2.0149 | 2.233 | 0.41963
LO3Slow | NR | Electric Oven | Residential | Food Preparation | 8.6191e-05 | 2.7564e-05 | 0.50062 | 1329.2027 | Manufactured | Self_EL4_Oven | 9.4946e-07 | 2.4158e-06 | 5.3115e-06 | 1.0313e-05 | 1.7986e-05 | 2.8575e-05 | 4.1844e-05 | 5.7064e-05 | 7.3147e-05 | 8.8879e-05 | 0.00010318 | 0.00011527 | 0.0001248 | 0.00013174 | 0.00013636 | 0.00013908 | 0.00015891 | 0.00015955 | 0.00015936 | 0.00015872 | 0.0075893 | 0.015015 | 0.013358 | 0.015236 | 0.013478 | 0.011123 | 0.011839 | 0.011799 | 0.011394 | 0.011763 | 0.014547 | 0.013231 | 0.014791 | 0 | 0.034028 | 0.026139 | 0.028828 | 0.025468 | 0.023113 | 0.024096 | 0.024196 | 0.025922 | 0.026545 | 0.033238 | 0.033902 | 0.03757 | 0.043192
Retro3Slow | Retro | WH Pipe insulation | Residential | Water heating | 0.0014473 | 0.0013134 | 13.9918 | 264.575 | Single Family | Water pipe insulation- first 6' | 0.0039279 | 0.0061602 | 0.012292 | 0.021463 | 0.033311 | 0.046529 | 0.059085 | 0.068776 | 0.073898 | 0.07373 | 0.068659 | 0.05994 | 0.04925 | 0.038219 | 0.028097 | 0.019623 | 0.013053 | 0.0082873 | 0.005033 | 0.0034 | 1.25 | 0.32682 | 0.28707 | 0.32473 | 0.25361 | 0.22452 | 0.19012 | 0.17195 | 0.16155 | 0.17348 | 0.19777 | 0.22082 | 0.31522 | 0 | 1.2806 | 1.1502 | 1.2104 | 1.0135 | 0.86785 | 0.72221 | 0.66819 | 0.63865 | 0.65361 | 0.79353 | 0.93009 | 1.2152 | 0.16281
Retro3Slow | Retro | WH Pipe insulation | Residential | Water heating | 0.0014473 | 0.0013134 | 13.9918 | 264.575 | Multifamily - Low Rise | Water pipe insulation- first 6' | 0.0011228 | 0.0017609 | 0.0035137 | 0.006135 | 0.0095217 | 0.0133 | 0.016889 | 0.019659 | 0.021123 | 0.021075 | 0.019626 | 0.017133 | 0.014078 | 0.010925 | 0.0080314 | 0.0056092 | 0.003731 | 0.0023689 | 0.0014386 | 0.00097187 | 0.32208 | 0.32682 | 0.28707 | 0.32473 | 0.25361 | 0.22452 | 0.19012 | 0.17195 | 0.16155 | 0.17348 | 0.19777 | 0.22082 | 0.31522 | 0 | 1.2806 | 1.1502 | 1.2104 | 1.0135 | 0.86785 | 0.72221 | 0.66819 | 0.63865 | 0.65361 | 0.79353 | 0.93009 | 1.2152 | 0.16281
Retro3Slow | Retro | WH Pipe insulation | Residential | Water heating | 0.0014473 | 0.0013134 | 13.9918 | 264.575 | Multifamily - High Rise | Water pipe insulation- first 6' | 0.00033224 | 0.00052106 | 0.0010398 | 0.0018154 | 0.0028176 | 0.0039357 | 0.0049977 | 0.0058174 | 0.0062506 | 0.0062364 | 0.0058075 | 0.00507 | 0.0041658 | 0.0032327 | 0.0023766 | 0.0016598 | 0.001104 | 0.00070098 | 0.00042571 | 0.00028759 | 0.095307 | 0.32682 | 0.28707 | 0.32473 | 0.25361 | 0.22452 | 0.19012 | 0.17195 | 0.16155 | 0.17348 | 0.19777 | 0.22082 | 0.31522 | 0 | 1.2806 | 1.1502 | 1.2104 | 1.0135 | 0.86785 | 0.72221 | 0.66819 | 0.63865 | 0.65361 | 0.79353 | 0.93009 | 1.2152 | 0.16281
Retro3Slow | Retro | WH Pipe insulation | Residential | Water heating | 0.0014473 | 0.0013134 | 13.9918 | 264.575 | Manufactured | Water pipe insulation- first 6' | 0.00094026 | 0.0014622 | 0.0028932 | 0.0050089 | 0.0077084 | 0.010676 | 0.013443 | 0.015516 | 0.016531 | 0.016354 | 0.015101 | 0.013072 | 0.01065 | 0.0081949 | 0.0059738 | 0.004137 | 0.0027285 | 0.0017178 | 0.0010344 | 0.0006929 | 0.17721 | 0.32682 | 0.28707 | 0.32473 | 0.25361 | 0.22452 | 0.19012 | 0.17195 | 0.16155 | 0.17348 | 0.19777 | 0.22082 | 0.31522 | 0 | 1.2806 | 1.1502 | 1.2104 | 1.0135 | 0.86785 | 0.72221 | 0.66819 | 0.63865 | 0.65361 | 0.79353 | 0.93009 | 1.2152 | 0.16281
LO12Med | New | RAC | Residential | HVAC | 0.00072281 | 0.00014251 | 5.2725 | 434.0836 | Single Family | RAC_CZ3 | 1.3873e-06 | 2.7033e-06 | 3.9752e-06 | 5.2381e-06 | 6.3689e-06 | 7.221e-06 | 7.9304e-06 | 8.506e-06 | 9.0226e-06 | 9.4428e-06 | 9.491e-06 | 9.6646e-06 | 9.8494e-06 | 9.9765e-06 | 9.8598e-06 | 9.8373e-06 | 9.6746e-06 | 9.4484e-06 | 9.3083e-06 | 9.136e-06 | 0.00015804 | 0 | 0 | 0 | 0.0079821 | 0.03939 | 0.10049 | 0.69173 | 0.66207 | 0.14507 | 0.020459 | 0 | 0 | 0 | 0 | 0 | 0 | 0.042009 | 0.21069 | 0.16231 | 1.2514 | 1.1373 | 0.68059 | 0.12096 | 0 | 0 | 0.14158
LO12Med | New | RAC | Residential | HVAC | 0.00044747 | 8.8224e-05 | 3.264 | 716.1286 | Single Family | RAC_CZ2 | 3.4385e-06 | 6.7001e-06 | 9.8526e-06 | 1.2983e-05 | 1.5785e-05 | 1.7898e-05 | 1.9656e-05 | 2.1082e-05 | 2.2363e-05 | 2.3404e-05 | 2.3524e-05 | 2.3954e-05 | 2.4412e-05 | 2.4727e-05 | 2.4438e-05 | 2.4382e-05 | 2.3979e-05 | 2.3418e-05 | 2.3071e-05 | 2.2644e-05 | 0.00039171 | 0 | 0 | 0 | 0.0049415 | 0.024385 | 0.062211 | 0.42823 | 0.40987 | 0.089807 | 0.012665 | 0 | 0 | 0 | 0 | 0 | 0 | 0.026006 | 0.13043 | 0.10048 | 0.77471 | 0.70406 | 0.42133 | 0.07488 | 0 | 0 | 0.087646
LO12Med | New | RAC | Residential | HVAC | 0.00025916 | 5.1096e-05 | 1.8904 | 1254.118 | Single Family | RAC_CZ1 | 2.2489e-05 | 4.3822e-05 | 6.444e-05 | 8.4913e-05 | 0.00010324 | 0.00011706 | 0.00012856 | 0.00013789 | 0.00014626 | 0.00015307 | 0.00015386 | 0.00015667 | 0.00015966 | 0.00016173 | 0.00015983 | 0.00015947 | 0.00015683 | 0.00015316 | 0.00015089 | 0.0001481 | 0.002562 | 0 | 0 | 0 | 0.0028619 | 0.014123 | 0.036031 | 0.24801 | 0.23738 | 0.052013 | 0.0073354 | 0 | 0 | 0 | 0 | 0 | 0 | 0.015062 | 0.075543 | 0.058195 | 0.44869 | 0.40777 | 0.24402 | 0.043368 | 0 | 0 | 0.050762
LO12Med | New | RAC | Residential | HVAC | 0.00072281 | 0.00014251 | 5.2725 | 434.0836 | Multifamily - Low Rise | RAC_CZ3 | 8.465e-07 | 1.6748e-06 | 2.4995e-06 | 3.3418e-06 | 4.1215e-06 | 4.7458e-06 | 5.2897e-06 | 5.7523e-06 | 6.1862e-06 | 6.5685e-06 | 6.7052e-06 | 6.9308e-06 | 7.1663e-06 | 7.3703e-06 | 7.3966e-06 | 7.4958e-06 | 7.4826e-06 | 7.4259e-06 | 7.4322e-06 | 7.4155e-06 | 0.00011385 | 0 | 0 | 0 | 0.0079821 | 0.03939 | 0.10049 | 0.69173 | 0.66207 | 0.14507 | 0.020459 | 0 | 0 | 0 | 0 | 0 | 0 | 0.042009 | 0.21069 | 0.16231 | 1.2514 | 1.1373 | 0.68059 | 0.12096 | 0 | 0 | 0.14158
LO12Med | New | RAC | Residential | HVAC | 0.00044747 | 8.8224e-05 | 3.264 | 716.1286 | Multifamily - Low Rise | RAC_CZ2 | 2.4089e-06 | 4.7658e-06 | 7.1128e-06 | 9.5097e-06 | 1.1728e-05 | 1.3505e-05 | 1.5053e-05 | 1.6369e-05 | 1.7604e-05 | 1.8692e-05 | 1.9081e-05 | 1.9723e-05 | 2.0393e-05 | 2.0974e-05 | 2.1048e-05 | 2.1331e-05 | 2.1293e-05 | 2.1132e-05 | 2.1149e-05 | 2.1102e-05 | 0.00032397 | 0 | 0 | 0 | 0.0049415 | 0.024385 | 0.062211 | 0.42823 | 0.40987 | 0.089807 | 0.012665 | 0 | 0 | 0 | 0 | 0 | 0 | 0.026006 | 0.13043 | 0.10048 | 0.77471 | 0.70406 | 0.42133 | 0.07488 | 0 | 0 | 0.087646
LO12Med | New | RAC | Residential | HVAC | 0.00025916 | 5.1096e-05 | 1.8904 | 1254.118 | Multifamily - Low Rise | RAC_CZ1 | 2.0401e-05 | 4.0363e-05 | 6.024e-05 | 8.054e-05 | 9.933e-05 | 0.00011438 | 0.00012749 | 0.00013863 | 0.00014909 | 0.00015831 | 0.0001616 | 0.00016704 | 0.00017271 | 0.00017763 | 0.00017826 | 0.00018065 | 0.00018034 | 0.00017897 | 0.00017912 | 0.00017872 | 0.0027438 | 0 | 0 | 0 | 0.0028619 | 0.014123 | 0.036031 | 0.24801 | 0.23738 | 0.052013 | 0.0073354 | 0 | 0 | 0 | 0 | 0 | 0 | 0.015062 | 0.075543 | 0.058195 | 0.44869 | 0.40777 | 0.24402 | 0.043368 | 0 | 0 | 0.050762
LO12Med | New | RAC | Residential | HVAC | 0.00072281 | 0.00014251 | 5.2725 | 434.0836 | Multifamily - High Rise | RAC_CZ3 | 2.4654e-07 | 4.8488e-07 | 7.2514e-07 | 9.734e-07 | 1.2073e-06 | 1.3939e-06 | 1.5593e-06 | 1.7055e-06 | 1.8405e-06 | 1.9577e-06 | 1.9943e-06 | 2.058e-06 | 2.1286e-06 | 2.1866e-06 | 2.1909e-06 | 2.2176e-06 | 2.212e-06 | 2.1868e-06 | 2.1764e-06 | 2.1628e-06 | 3.3608e-05 | 0 | 0 | 0 | 0.0079821 | 0.03939 | 0.10049 | 0.69173 | 0.66207 | 0.14507 | 0.020459 | 0 | 0 | 0 | 0 | 0 | 0 | 0.042009 | 0.21069 | 0.16231 | 1.2514 | 1.1373 | 0.68059 | 0.12096 | 0 | 0 | 0.14158
LO12Med | New | RAC | Residential | HVAC | 0.00044747 | 8.8224e-05 | 3.264 | 716.1286 | Multifamily - High Rise | RAC_CZ2 | 7.0156e-07 | 1.3798e-06 | 2.0635e-06 | 2.77e-06 | 3.4357e-06 | 3.9666e-06 | 4.4372e-06 | 4.8532e-06 | 5.2374e-06 | 5.5709e-06 | 5.6752e-06 | 5.8563e-06 | 6.0572e-06 | 6.2223e-06 | 6.2346e-06 | 6.3106e-06 | 6.2945e-06 | 6.2229e-06 | 6.1934e-06 | 6.1545e-06 | 9.5637e-05 | 0 | 0 | 0 | 0.0049415 | 0.024385 | 0.062211 | 0.42823 | 0.40987 | 0.089807 | 0.012665 | 0 | 0 | 0 | 0 | 0 | 0 | 0.026006 | 0.13043 | 0.10048 | 0.77471 | 0.70406 | 0.42133 | 0.07488 | 0 | 0 | 0.087646
LO12Med | New | RAC | Residential | HVAC | 0.00025916 | 5.1096e-05 | 1.8904 | 1254.118 | Multifamily - High Rise | RAC_CZ1 | 5.9417e-06 | 1.1686e-05 | 1.7476e-05 | 2.346e-05 | 2.9098e-05 | 3.3594e-05 | 3.7579e-05 | 4.1103e-05 | 4.4357e-05 | 4.7181e-05 | 4.8064e-05 | 4.9598e-05 | 5.13e-05 | 5.2698e-05 | 5.2802e-05 | 5.3446e-05 | 5.331e-05 | 5.2703e-05 | 5.2453e-05 | 5.2124e-05 | 0.00080997 | 0 | 0 | 0 | 0.0028619 | 0.014123 | 0.036031 | 0.24801 | 0.23738 | 0.052013 | 0.0073354 | 0 | 0 | 0 | 0 | 0 | 0 | 0.015062 | 0.075543 | 0.058195 | 0.44869 | 0.40777 | 0.24402 | 0.043368 | 0 | 0 | 0.050762
LO12Med | New | RAC | Residential | HVAC | 0.00072281 | 0.00014251 | 5.2725 | 434.0836 | Manufactured | RAC_CZ3 | 0 | 0 | 0 | 0 | 0 | 0 | 0 | 0 | 0 | 0 | 0 | 0 | 0 | 0 | 0 | 0 | 0 | 0 | 0 | 0 | 0 | 0 | 0 | 0 | 0.0079821 | 0.03939 | 0.10049 | 0.69173 | 0.66207 | 0.14507 | 0.020459 | 0 | 0 | 0 | 0 | 0 | 0 | 0.042009 | 0.21069 | 0.16231 | 1.2514 | 1.1373 | 0.68059 | 0.12096 | 0 | 0 | 0.14158
LO12Med | New | RAC | Residential | HVAC | 0.00044747 | 8.8224e-05 | 3.264 | 716.1286 | Manufactured | RAC_CZ2 | 0 | 0 | 0 | 0 | 0 | 0 | 0 | 0 | 0 | 0 | 0 | 0 | 0 | 0 | 0 | 0 | 0 | 0 | 0 | 0 | 0 | 0 | 0 | 0 | 0.0049415 | 0.024385 | 0.062211 | 0.42823 | 0.40987 | 0.089807 | 0.012665 | 0 | 0 | 0 | 0 | 0 | 0 | 0.026006 | 0.13043 | 0.10048 | 0.77471 | 0.70406 | 0.42133 | 0.07488 | 0 | 0 | 0.087646
LO12Med | New | RAC | Residential | HVAC | 0.00025916 | 5.1096e-05 | 1.8904 | 1254.118 | Manufactured | RAC_CZ1 | 6.8302e-09 | 1.3899e-08 | 2.1321e-08 | 2.9274e-08 | 3.7047e-08 | 4.3695e-08 | 4.9873e-08 | 5.5541e-08 | 6.1103e-08 | 6.6292e-08 | 6.9035e-08 | 7.2771e-08 | 7.6711e-08 | 8.0324e-08 | 8.2022e-08 | 8.452e-08 | 8.5818e-08 | 8.6495e-08 | 8.7892e-08 | 8.8975e-08 | 1.1994e-06 | 0 | 0 | 0 | 0.0028619 | 0.014123 | 0.036031 | 0.24801 | 0.23738 | 0.052013 | 0.0073354 | 0 | 0 | 0 | 0 | 0 | 0 | 0.015062 | 0.075543 | 0.058195 | 0.44869 | 0.40777 | 0.24402 | 0.043368 | 0 | 0 | 0.050762
LO12Med | NR | RAC | Residential | HVAC | 0.00072281 | 0.00014251 | 5.2725 | 434.0836 | Single Family | RAC_CZ3 | 1.3102e-05 | 2.6145e-05 | 3.9129e-05 | 5.2053e-05 | 6.4919e-05 | 7.643e-05 | 8.5562e-05 | 9.2796e-05 | 9.8514e-05 | 0.000113 | 0.00011547 | 0.00011714 | 0.00011819 | 0.00011861 | 0.00011871 | 0.00011881 | 0.00011787 | 0.00011709 | 0.00011641 | 0.00011578 | 0.0010905 | 0 | 0 | 0 | 0.0079821 | 0.03939 | 0.10049 | 0.69173 | 0.66207 | 0.14507 | 0.020459 | 0 | 0 | 0 | 0 | 0 | 0 | 0.042009 | 0.21069 | 0.16231 | 1.2514 | 1.1373 | 0.68059 | 0.12096 | 0 | 0 | 0.14158
LO12Med | NR | RAC | Residential | HVAC | 0.00044747 | 8.8224e-05 | 3.264 | 716.1286 | Single Family | RAC_CZ2 | 3.2474e-05 | 6.4801e-05 | 9.6981e-05 | 0.00012901 | 0.0001609 | 0.00018943 | 0.00021207 | 0.00023 | 0.00024417 | 0.00028007 | 0.00028621 | 0.00029034 | 0.00029293 | 0.00029397 | 0.00029423 | 0.00029448 | 0.00029214 | 0.0002902 | 0.00028853 | 0.00028697 | 0.0027029 | 0 | 0 | 0 | 0.0049415 | 0.024385 | 0.062211 | 0.42823 | 0.40987 | 0.089807 | 0.012665 | 0 | 0 | 0 | 0 | 0 | 0 | 0.026006 | 0.13043 | 0.10048 | 0.77471 | 0.70406 | 0.42133 | 0.07488 | 0 | 0 | 0.087646
LO12Med | NR | RAC | Residential | HVAC | 0.00025916 | 5.1096e-05 | 1.8904 | 1254.118 | Single Family | RAC_CZ1 | 0.0002124 | 0.00042383 | 0.0006343 | 0.00084381 | 0.0010524 | 0.001239 | 0.001387 | 0.0015043 | 0.001597 | 0.0018318 | 0.0018719 | 0.0018989 | 0.0019159 | 0.0019227 | 0.0019244 | 0.001926 | 0.0019107 | 0.0018981 | 0.0018871 | 0.0018769 | 0.017678 | 0 | 0 | 0 | 0.0028619 | 0.014123 | 0.036031 | 0.24801 | 0.23738 | 0.052013 | 0.0073354 | 0 | 0 | 0 | 0 | 0 | 0 | 0.015062 | 0.075543 | 0.058195 | 0.44869 | 0.40777 | 0.24402 | 0.043368 | 0 | 0 | 0.050762
LO12Med | NR | RAC | Residential | HVAC | 0.00072281 | 0.00014251 | 5.2725 | 434.0836 | Multifamily - Low Rise | RAC_CZ3 | 4.3958e-06 | 8.7716e-06 | 1.3127e-05 | 1.7464e-05 | 2.178e-05 | 2.5642e-05 | 2.8706e-05 | 3.1132e-05 | 3.3051e-05 | 4.1357e-05 | 4.2719e-05 | 4.3811e-05 | 4.4713e-05 | 4.5299e-05 | 4.5647e-05 | 4.6e-05 | 4.5918e-05 | 4.5909e-05 | 4.5918e-05 | 4.5716e-05 | 0.00042881 | 0 | 0 | 0 | 0.0079821 | 0.03939 | 0.10049 | 0.69173 | 0.66207 | 0.14507 | 0.020459 | 0 | 0 | 0 | 0 | 0 | 0 | 0.042009 | 0.21069 | 0.16231 | 1.2514 | 1.1373 | 0.68059 | 0.12096 | 0 | 0 | 0.14158
LO12Med | NR | RAC | Residential | HVAC | 0.00044747 | 8.8224e-05 | 3.264 | 716.1286 | Multifamily - Low Rise | RAC_CZ2 | 1.2509e-05 | 2.4961e-05 | 3.7356e-05 | 4.9695e-05 | 6.1978e-05 | 7.2968e-05 | 8.1687e-05 | 8.8593e-05 | 9.4052e-05 | 0.00011769 | 0.00012157 | 0.00012467 | 0.00012724 | 0.00012891 | 0.0001299 | 0.0001309 | 0.00013067 | 0.00013064 | 0.00013067 | 0.00013009 | 0.0012203 | 0 | 0 | 0 | 0.0049415 | 0.024385 | 0.062211 | 0.42823 | 0.40987 | 0.089807 | 0.012665 | 0 | 0 | 0 | 0 | 0 | 0 | 0.026006 | 0.13043 | 0.10048 | 0.77471 | 0.70406 | 0.42133 | 0.07488 | 0 | 0 | 0.087646
LO12Med | NR | RAC | Residential | HVAC | 0.00025916 | 5.1096e-05 | 1.8904 | 1254.118 | Multifamily - Low Rise | RAC_CZ1 | 0.00010594 | 0.0002114 | 0.00031638 | 0.00042088 | 0.00052491 | 0.00061799 | 0.00069183 | 0.00075031 | 0.00079655 | 0.00099673 | 0.0010296 | 0.0010559 | 0.0010776 | 0.0010917 | 0.0011001 | 0.0011086 | 0.0011067 | 0.0011064 | 0.0011067 | 0.0011018 | 0.010335 | 0 | 0 | 0 | 0.0028619 | 0.014123 | 0.036031 | 0.24801 | 0.23738 | 0.052013 | 0.0073354 | 0 | 0 | 0 | 0 | 0 | 0 | 0.015062 | 0.075543 | 0.058195 | 0.44869 | 0.40777 | 0.24402 | 0.043368 | 0 | 0 | 0.050762
LO12Med | NR | RAC | Residential | HVAC | 0.00072281 | 0.00014251 | 5.2725 | 434.0836 | Multifamily - High Rise | RAC_CZ3 | 1.3008e-06 | 2.5956e-06 | 3.8846e-06 | 5.1677e-06 | 6.4449e-06 | 7.5877e-06 | 8.4944e-06 | 9.2125e-06 | 9.7801e-06 | 1.2206e-05 | 1.2597e-05 | 1.2923e-05 | 1.3197e-05 | 1.3383e-05 | 1.3492e-05 | 1.3604e-05 | 1.3592e-05 | 1.3597e-05 | 1.3604e-05 | 1.3539e-05 | 0.00012672 | 0 | 0 | 0 | 0.0079821 | 0.03939 | 0.10049 | 0.69173 | 0.66207 | 0.14507 | 0.020459 | 0 | 0 | 0 | 0 | 0 | 0 | 0.042009 | 0.21069 | 0.16231 | 1.2514 | 1.1373 | 0.68059 | 0.12096 | 0 | 0 | 0.14158
LO12Med | NR | RAC | Residential | HVAC | 0.00044747 | 8.8224e-05 | 3.264 | 716.1286 | Multifamily - High Rise | RAC_CZ2 | 3.7015e-06 | 7.3863e-06 | 1.1054e-05 | 1.4706e-05 | 1.834e-05 | 2.1592e-05 | 2.4172e-05 | 2.6216e-05 | 2.7831e-05 | 3.4735e-05 | 3.5846e-05 | 3.6775e-05 | 3.7555e-05 | 3.8083e-05 | 3.8393e-05 | 3.8711e-05 | 3.8678e-05 | 3.8692e-05 | 3.8711e-05 | 3.8528e-05 | 0.00036061 | 0 | 0 | 0 | 0.0049415 | 0.024385 | 0.062211 | 0.42823 | 0.40987 | 0.089807 | 0.012665 | 0 | 0 | 0 | 0 | 0 | 0 | 0.026006 | 0.13043 | 0.10048 | 0.77471 | 0.70406 | 0.42133 | 0.07488 | 0 | 0 | 0.087646
LO12Med | NR | RAC | Residential | HVAC | 0.00025916 | 5.1096e-05 | 1.8904 | 1254.118 | Multifamily - High Rise | RAC_CZ1 | 3.1349e-05 | 6.2556e-05 | 9.3621e-05 | 0.00012454 | 0.00015533 | 0.00018287 | 0.00020472 | 0.00022203 | 0.00023571 | 0.00029418 | 0.00030359 | 0.00031145 | 0.00031806 | 0.00032253 | 0.00032516 | 0.00032785 | 0.00032757 | 0.0003277 | 0.00032786 | 0.0003263 | 0.0030541 | 0 | 0 | 0 | 0.0028619 | 0.014123 | 0.036031 | 0.24801 | 0.23738 | 0.052013 | 0.0073354 | 0 | 0 | 0 | 0 | 0 | 0 | 0.015062 | 0.075543 | 0.058195 | 0.44869 | 0.40777 | 0.24402 | 0.043368 | 0 | 0 | 0.050762
LO12Med | NR | RAC | Residential | HVAC | 0.00072281 | 0.00014251 | 5.2725 | 434.0836 | Manufactured | RAC_CZ3 | 0 | 0 | 0 | 0 | 0 | 0 | 0 | 0 | 0 | 0 | 0 | 0 | 0 | 0 | 0 | 0 | 0 | 0 | 0 | 0 | 0 | 0 | 0 | 0 | 0.0079821 | 0.03939 | 0.10049 | 0.69173 | 0.66207 | 0.14507 | 0.020459 | 0 | 0 | 0 | 0 | 0 | 0 | 0.042009 | 0.21069 | 0.16231 | 1.2514 | 1.1373 | 0.68059 | 0.12096 | 0 | 0 | 0.14158
LO12Med | NR | RAC | Residential | HVAC | 0.00044747 | 8.8224e-05 | 3.264 | 716.1286 | Manufactured | RAC_CZ2 | 0 | 0 | 0 | 0 | 0 | 0 | 0 | 0 | 0 | 0 | 0 | 0 | 0 | 0 | 0 | 0 | 0 | 0 | 0 | 0 | 0 | 0 | 0 | 0 | 0.0049415 | 0.024385 | 0.062211 | 0.42823 | 0.40987 | 0.089807 | 0.012665 | 0 | 0 | 0 | 0 | 0 | 0 | 0.026006 | 0.13043 | 0.10048 | 0.77471 | 0.70406 | 0.42133 | 0.07488 | 0 | 0 | 0.087646
LO12Med | NR | RAC | Residential | HVAC | 0.00025916 | 5.1096e-05 | 1.8904 | 1254.118 | Manufactured | RAC_CZ1 | 1.0853e-07 | 2.1474e-07 | 3.1866e-07 | 4.2034e-07 | 5.1981e-07 | 6.0683e-07 | 6.736e-07 | 7.2439e-07 | 7.6254e-07 | 8.3983e-07 | 8.5681e-07 | 8.6694e-07 | 8.7167e-07 | 8.7128e-07 | 8.6776e-07 | 8.6328e-07 | 8.5066e-07 | 8.389e-07 | 8.2774e-07 | 8.1676e-07 | 7.6072e-06 | 0 | 0 | 0 | 0.0028619 | 0.014123 | 0.036031 | 0.24801 | 0.23738 | 0.052013 | 0.0073354 | 0 | 0 | 0 | 0 | 0 | 0 | 0.015062 | 0.075543 | 0.058195 | 0.44869 | 0.40777 | 0.24402 | 0.043368 | 0 | 0 | 0.050762
Retro5Med | Retro | ResWx | Residential | HVAC | 0.35476 | 0.42442 | 2221.0547 | 12.7905 | Single Family | Attic - R0 to R38 - Heating Zone 2/3 (Electric FAF) | 0 | 0 | 0 | 0 | 0 | 0 | 0 | 0 | 0 | 0 | 0 | 0 | 0 | 0 | 0 | 0 | 0 | 0 | 0 | 0 | 0 | 70.1105 | 54.2572 | 47.454 | 24.2908 | 10.0559 | 2.7141 | 3.2108 | 1.5234 | 7.2464 | 27.2831 | 55.2332 | 69.133 | 0 | 305.5932 | 228.5084 | 204.8379 | 134.3818 | 90.6325 | 44.8758 | 32.0824 | 42.4644 | 89.5511 | 150.9838 | 229.6699 | 294.9612 | 1.4032
Retro5Med | Retro | ResWx | Residential | HVAC | 0.1915 | 0.22431 | 1229.693 | 19.2351 | Single Family | Duct Insulation - R0 to R11 - Heating Zone 1 (Electric FAF) | 0.3105 | 0.38038 | 0.46442 | 0.53789 | 0.61214 | 0.71404 | 0.78153 | 0.79658 | 0.74897 | 0.64234 | 0.49594 | 0.32748 | 0.18972 | 0.091138 | 0.038471 | 0.013958 | 0.0043499 | 0.00094592 | 0.00015513 | 1.8579e-05 | 6.9157 | 40.8072 | 31.3952 | 28.0033 | 11.9834 | 7.1012 | 0.1466 | 0.16598 | 0.60127 | 3.6264 | 16.9057 | 32.2006 | 39.011 | 0 | 175.706 | 133.2342 | 122.6784 | 72.7766 | 60.1307 | 18.0438 | 4.2206 | 7.1591 | 34.0157 | 84.4155 | 134.8176 | 170.5473 | 1.1948
Retro5Med | Retro | ResWx | Residential | HVAC | 0.35993 | 0.43061 | 2253.4681 | 20.1329 | Single Family | Attic - R0 to R49 - Heating Zone 2/3 (Electric FAF) | 0 | 0 | 0 | 0 | 0 | 0 | 0 | 0 | 0 | 0 | 0 | 0 | 0 | 0 | 0 | 0 | 0 | 0 | 0 | 0 | 0 | 71.1336 | 55.049 | 48.1465 | 24.6453 | 10.2026 | 2.7537 | 3.2576 | 1.5456 | 7.3522 | 27.6813 | 56.0393 | 70.1419 | 0 | 310.0529 | 231.8432 | 207.8272 | 136.3429 | 91.9552 | 45.5307 | 32.5506 | 43.0842 | 90.858 | 153.1872 | 233.0216 | 299.2657 | 1.1838
Retro5Med | Retro | ResWx | Residential | HVAC | 0.23978 | 0.28087 | 1539.7516 | 31.0298 | Single Family | Attic - R0 to R38 - Heating Zone 1 (Electric FAF) | 4.4072e-05 | 5.399e-05 | 6.5918e-05 | 7.6347e-05 | 8.6885e-05 | 0.00010135 | 0.00011093 | 0.00011306 | 0.00010631 | 9.1173e-05 | 7.0393e-05 | 4.6482e-05 | 2.6928e-05 | 1.2936e-05 | 5.4605e-06 | 1.9811e-06 | 6.1741e-07 | 1.3426e-07 | 2.2019e-08 | 2.637e-09 | 0.00098159 | 51.0964 | 39.3112 | 35.0641 | 15.0049 | 8.8917 | 0.18357 | 0.20783 | 0.75287 | 4.5407 | 21.1683 | 40.3198 | 48.8474 | 0 | 220.009 | 166.8282 | 153.6109 | 91.1267 | 75.2923 | 22.5934 | 5.2847 | 8.9642 | 42.5925 | 105.7003 | 168.8109 | 213.5497 | 0.94812
Retro5Med | Retro | ResWx | Residential | HVAC | 0.17836 | 0.21225 | 1093.3127 | 53.1616 | Single Family | Attic - R0 to R38 - Heating Zone 2/3 (Zonal or DHP) | 0.0013431 | 0.0016454 | 0.0020089 | 0.0023267 | 0.0026479 | 0.0030886 | 0.0033806 | 0.0034457 | 0.0032398 | 0.0027785 | 0.0021453 | 0.0014166 | 0.00082065 | 0.00039423 | 0.00016641 | 6.0376e-05 | 1.8816e-05 | 4.0917e-06 | 6.7103e-07 | 8.0364e-08 | 0.029915 | 35.9042 | 27.2687 | 23.3848 | 11.7991 | 4.8352 | 1.219 | 1.5208 | 0.77508 | 3.3738 | 13.0893 | 27.0817 | 34.7612 | 0 | 160.1894 | 119.0002 | 104.0592 | 65.6296 | 41.93 | 17.248 | 9.2747 | 14.0833 | 38.8062 | 72.1726 | 115.4114 | 150.4953 | 0.69437
Retro5Med | Retro | ResWx | Residential | HVAC | 0.24289 | 0.28451 | 1559.718 | 41.7297 | Single Family | Attic - R0 to R49 - Heating Zone 1 (Electric FAF) | 0.00034554 | 0.0004233 | 0.00051682 | 0.00059859 | 0.00068121 | 0.00079461 | 0.00086972 | 0.00088646 | 0.00083349 | 0.00071483 | 0.00055191 | 0.00036443 | 0.00021113 | 0.00010142 | 4.2812e-05 | 1.5533e-05 | 4.8407e-06 | 1.0527e-06 | 1.7263e-07 | 2.0675e-08 | 0.0076961 | 51.759 | 39.821 | 35.5188 | 15.1995 | 9.007 | 0.18595 | 0.21053 | 0.76263 | 4.5996 | 21.4428 | 40.8426 | 49.4808 | 0 | 222.8619 | 168.9915 | 155.6028 | 92.3083 | 76.2686 | 22.8863 | 5.3533 | 9.0804 | 43.1448 | 107.0709 | 171 | 216.3188 | 0.79855
Retro5Med | Retro | ResWx | Residential | HVAC | 0.14281 | 0.17784 | 830.8488 | 77.081 | Single Family | Attic - R0 to R38 - Heating Zone 2/3 (Heat Pump) | 0.0018747 | 0.0022966 | 0.002804 | 0.0032477 | 0.003696 | 0.0043112 | 0.0047187 | 0.0048096 | 0.0045221 | 0.0038783 | 0.0029944 | 0.0019773 | 0.0011455 | 0.00055027 | 0.00023228 | 8.4274e-05 | 2.6263e-05 | 5.7112e-06 | 9.3664e-07 | 1.1217e-07 | 0.041755 | 30.06 | 19.954 | 15.697 | 7.1781 | 3.0151 | 1.1178 | 1.8545 | 0.89538 | 2.0933 | 8.6108 | 19.6351 | 28.1742 | 0 | 129.7663 | 86.2449 | 72.1703 | 41.7355 | 28.1143 | 17.2491 | 18.0012 | 18.7369 | 29.2871 | 48.7953 | 84.8696 | 117.593 | 0.54848
Retro5Med | Retro | ResWx | Residential | HVAC | 0.18088 | 0.21525 | 1108.7851 | 68.1191 | Single Family | Attic - R0 to R49 - Heating Zone 2/3 (Zonal or DHP) | 0.010543 | 0.012915 | 0.015769 | 0.018264 | 0.020785 | 0.024244 | 0.026536 | 0.027047 | 0.025431 | 0.02181 | 0.016839 | 0.011119 | 0.0064417 | 0.0030945 | 0.0013062 | 0.00047392 | 0.0001477 | 3.2118e-05 | 5.2673e-06 | 6.3082e-07 | 0.23482 | 36.4123 | 27.6546 | 23.7157 | 11.9661 | 4.9036 | 1.2363 | 1.5423 | 0.78605 | 3.4215 | 13.2746 | 27.4649 | 35.2531 | 0 | 162.4564 | 120.6843 | 105.5318 | 66.5584 | 42.5234 | 17.4921 | 9.4059 | 14.2826 | 39.3553 | 73.194 | 117.0447 | 152.6251 | 0.58551
Retro5Med | Retro | ResWx | Residential | HVAC | 0.13941 | 0.16679 | 872.8392 | 37.0529 | Single Family | Duct Insulation - R0 to R11 - Heating Zone 2/3 (Electric FAF) | 0.047363 | 0.058023 | 0.070841 | 0.082049 | 0.093375 | 0.10892 | 0.11921 | 0.12151 | 0.11425 | 0.097982 | 0.075651 | 0.049954 | 0.028939 | 0.013902 | 0.0058683 | 0.0021291 | 0.00066352 | 0.00014429 | 2.3663e-05 | 2.8339e-06 | 1.0549 | 27.5523 | 21.3222 | 18.6486 | 9.5459 | 3.9518 | 1.0666 | 1.2618 | 0.59867 | 2.8477 | 10.7218 | 21.7058 | 27.1682 | 0 | 120.0933 | 89.8002 | 80.498 | 52.8099 | 35.6171 | 17.6355 | 12.6079 | 16.6879 | 35.1922 | 59.3342 | 90.2566 | 115.915 | 0.87016
Retro5Med | Retro | ResWx | Residential | HVAC | 0.14512 | 0.18073 | 844.3172 | 96.5092 | Single Family | Attic - R0 to R49 - Heating Zone 2/3 (Heat Pump) | 0.014746 | 0.018064 | 0.022055 | 0.025544 | 0.02907 | 0.03391 | 0.037115 | 0.037829 | 0.035569 | 0.030505 | 0.023552 | 0.015552 | 0.0090097 | 0.0043282 | 0.001827 | 0.00066285 | 0.00020657 | 4.4922e-05 | 7.3671e-06 | 8.823e-07 | 0.32843 | 30.5473 | 20.2775 | 15.9515 | 7.2945 | 3.064 | 1.1359 | 1.8846 | 0.90989 | 2.1273 | 8.7504 | 19.9534 | 28.6309 | 0 | 131.8699 | 87.643 | 73.3402 | 42.4121 | 28.57 | 17.5287 | 18.293 | 19.0407 | 29.7619 | 49.5863 | 86.2453 | 119.4992 | 0.46343
Retro5Med | Retro | ResWx | Residential | HVAC | 0.13178 | 0.15681 | 884.8494 | 74.2594 | Single Family | Attic - R0 to R38 - Heating Zone 1 (Heat Pump) | 0.0040917 | 0.0050125 | 0.0061199 | 0.0070881 | 0.0080666 | 0.0094094 | 0.010299 | 0.010497 | 0.0098697 | 0.0084646 | 0.0065354 | 0.0043154 | 0.0025 | 0.001201 | 0.00050696 | 0.00018393 | 5.7321e-05 | 1.2465e-05 | 2.0442e-06 | 2.4482e-07 | 0.091133 | 28.662 | 20.6828 | 18.1528 | 7.6978 | 4.8466 | 1.9265 | 2.8127 | 1.5323 | 2.3646 | 10.3818 | 21.0656 | 26.3135 | 0 | 125.6906 | 91.0465 | 82.4843 | 49.0446 | 40.1925 | 24.3157 | 20.9983 | 17.9694 | 25.9579 | 53.3151 | 89.9291 | 117.4662 | 0.53887
Retro5Med | Retro | ResWx | Residential | HVAC | 0.14349 | 0.16074 | 930.3425 | 68.7578 | Single Family | Attic - R0 to R38 - Heating Zone 1 (Zonal or DHP) | 0.011082 | 0.013576 | 0.016575 | 0.019197 | 0.021847 | 0.025484 | 0.027892 | 0.028429 | 0.02673 | 0.022925 | 0.0177 | 0.011688 | 0.006771 | 0.0032527 | 0.001373 | 0.00049814 | 0.00015524 | 3.3759e-05 | 5.5365e-06 | 6.6306e-07 | 0.24682 | 30.0406 | 22.7796 | 20.3017 | 8.7271 | 5.1736 | 0.96749 | 1.3739 | 1.0504 | 2.656 | 12.1193 | 23.2859 | 28.6116 | 0 | 133.6526 | 100.3324 | 91.887 | 53.4536 | 43.8995 | 16.3507 | 8.2963 | 9.0694 | 25.8119 | 61.352 | 100.4615 | 128.6882 | 0.5708
Retro5Med | Retro | ResWx | Residential | HVAC | 0.29857 | 0.35719 | 1869.2587 | 36.0479 | Single Family | Wall - R0 to R11 - Heating Zone 2/3 (Electric FAF) | 0.048964 | 0.059984 | 0.073236 | 0.084822 | 0.096531 | 0.1126 | 0.12324 | 0.12562 | 0.11811 | 0.10129 | 0.078208 | 0.051642 | 0.029918 | 0.014372 | 0.0060667 | 0.0022011 | 0.00068595 | 0.00014917 | 2.4463e-05 | 2.9297e-06 | 1.0906 | 59.0056 | 45.6633 | 39.9377 | 20.4434 | 8.4631 | 2.2842 | 2.7022 | 1.2821 | 6.0987 | 22.9617 | 46.4847 | 58.1829 | 0 | 257.1898 | 192.3146 | 172.3933 | 113.0969 | 76.2771 | 37.7678 | 27.0008 | 35.7384 | 75.367 | 127.0692 | 193.2922 | 248.2418 | 0.88407
Retro5Med | Retro | ResWx | Residential | HVAC | 0.19916 | 0.23701 | 1220.863 | 68.9537 | Single Family | Wall - R0 to R11 - Heating Zone 2/3 (Zonal or DHP) | 0.038945 | 0.047709 | 0.058249 | 0.067465 | 0.076777 | 0.089558 | 0.098024 | 0.099911 | 0.09394 | 0.080566 | 0.062204 | 0.041074 | 0.023795 | 0.011431 | 0.0048252 | 0.0017506 | 0.00054558 | 0.00011864 | 1.9457e-05 | 2.3302e-06 | 0.8674 | 40.0929 | 30.45 | 26.1129 | 13.1756 | 5.3993 | 1.3612 | 1.6982 | 0.86551 | 3.7674 | 14.6164 | 30.2411 | 38.8166 | 0 | 178.8777 | 132.8832 | 116.1991 | 73.2862 | 46.8218 | 19.2602 | 10.3567 | 15.7263 | 43.3334 | 80.5926 | 128.8758 | 168.0527 | 0.58044
Retro5Med | Retro | ResWx | Residential | HVAC | 0.1335 | 0.15886 | 896.4292 | 92.8647 | Single Family | Attic - R0 to R49 - Heating Zone 1 (Heat Pump) | 0.032084 | 0.039305 | 0.047988 | 0.05558 | 0.063252 | 0.073782 | 0.080756 | 0.08231 | 0.077391 | 0.066373 | 0.051246 | 0.033839 | 0.019604 | 0.0094174 | 0.0039752 | 0.0014423 | 0.00044947 | 9.7742e-05 | 1.603e-05 | 1.9197e-06 | 0.7146 | 29.0371 | 20.9535 | 18.3904 | 7.7986 | 4.9101 | 1.9517 | 2.8495 | 1.5524 | 2.3955 | 10.5176 | 21.3413 | 26.6579 | 0 | 127.3355 | 92.238 | 83.5637 | 49.6864 | 40.7185 | 24.6339 | 21.2731 | 18.2046 | 26.2977 | 54.0128 | 91.106 | 119.0035 | 0.45392
Retro5Med | Retro | ResWx | Residential | HVAC | 0.14561 | 0.16311 | 944.049 | 86.2712 | Single Family | Attic - R0 to R49 - Heating Zone 1 (Zonal or DHP) | 0.087035 | 0.10662 | 0.13018 | 0.15077 | 0.17159 | 0.20015 | 0.21907 | 0.22329 | 0.20994 | 0.18005 | 0.13902 | 0.091795 | 0.053179 | 0.025547 | 0.010784 | 0.0039124 | 0.0012193 | 0.00026515 | 4.3484e-05 | 5.2077e-06 | 1.9385 | 30.4832 | 23.1152 | 20.6008 | 8.8557 | 5.2498 | 0.98174 | 1.3942 | 1.0659 | 2.6952 | 12.2979 | 23.629 | 29.0331 | 0 | 135.6217 | 101.8106 | 93.2408 | 54.2411 | 44.5462 | 16.5916 | 8.4185 | 9.203 | 26.1922 | 62.2559 | 101.9416 | 130.5841 | 0.48159
Retro5Med | Retro | ResWx | Residential | HVAC | 0.093153 | 0.11086 | 571.0275 | 94.3501 | Single Family | Floor - R0 to R19 - Heating Zone 2/3 (Zonal or DHP) | 0.020292 | 0.024858 | 0.03035 | 0.035152 | 0.040004 | 0.046664 | 0.051074 | 0.052058 | 0.048947 | 0.041978 | 0.032411 | 0.021401 | 0.012398 | 0.0059561 | 0.0025141 | 0.00091216 | 0.00028427 | 6.1817e-05 | 1.0138e-05 | 1.2141e-06 | 0.45195 | 18.7524 | 14.2422 | 12.2137 | 6.1626 | 2.5254 | 0.63668 | 0.79429 | 0.40482 | 1.7621 | 6.8364 | 14.1445 | 18.1555 | 0 | 83.6655 | 62.1527 | 54.3492 | 34.2778 | 21.8997 | 9.0085 | 4.8441 | 7.3556 | 20.2681 | 37.6951 | 60.2784 | 78.6024 | 0.45925
Retro5Med | Retro | ResWx | Residential | HVAC | 0.10114 | 0.12036 | 619.9801 | 104.0552 | Single Family | Floor - R0 to R25 - Heating Zone 2/3 (Zonal or DHP) | 0.036172 | 0.044313 | 0.054102 | 0.062662 | 0.071311 | 0.083182 | 0.091045 | 0.092798 | 0.087252 | 0.07483 | 0.057775 | 0.03815 | 0.022101 | 0.010617 | 0.0044817 | 0.001626 | 0.00050674 | 0.0001102 | 1.8072e-05 | 2.1643e-06 | 0.80565 | 20.36 | 15.4632 | 13.2607 | 6.6909 | 2.7419 | 0.69126 | 0.86238 | 0.43952 | 1.9131 | 7.4225 | 15.3571 | 19.7119 | 0 | 90.8379 | 67.4809 | 59.0084 | 37.2163 | 23.7771 | 9.7808 | 5.2593 | 7.9862 | 22.0056 | 40.9266 | 65.4458 | 85.3407 | 0.42532
Retro5Med | Retro | ResWx | Residential | HVAC | 0.095063 | 0.11313 | 582.7307 | 93.0575 | Single Family | Attic - R11 to R38 - Heating Zone 2/3 (Zonal or DHP) | 0.0044828 | 0.0054917 | 0.006705 | 0.0077657 | 0.0088377 | 0.010309 | 0.011283 | 0.011501 | 0.010813 | 0.0092738 | 0.0071602 | 0.004728 | 0.002739 | 0.0013158 | 0.00055542 | 0.00020151 | 6.2801e-05 | 1.3657e-05 | 2.2397e-06 | 2.6823e-07 | 0.099845 | 19.1368 | 14.5341 | 12.464 | 6.2889 | 2.5771 | 0.64973 | 0.81056 | 0.41312 | 1.7982 | 6.9766 | 14.4344 | 18.5276 | 0 | 85.3802 | 63.4266 | 55.4631 | 34.9803 | 22.3485 | 9.1931 | 4.9434 | 7.5063 | 20.6835 | 38.4677 | 61.5138 | 80.2133 | 0.46418
Retro5Med | Retro | ResWx | Residential | HVAC | 0.10614 | 0.1263 | 650.6058 | 120.8732 | Single Family | Floor - R0 to R30 - Heating Zone 2/3 (Zonal or DHP) | 0.020742 | 0.02541 | 0.031024 | 0.035932 | 0.040892 | 0.047699 | 0.052208 | 0.053213 | 0.050033 | 0.04291 | 0.03313 | 0.021876 | 0.012674 | 0.0060882 | 0.0025699 | 0.0009324 | 0.00029058 | 6.3189e-05 | 1.0363e-05 | 1.2411e-06 | 0.46198 | 21.3658 | 16.227 | 13.9157 | 7.0214 | 2.8773 | 0.72541 | 0.90498 | 0.46124 | 2.0077 | 7.7892 | 16.1157 | 20.6856 | 0 | 95.3251 | 70.8143 | 61.9233 | 39.0547 | 24.9516 | 10.2639 | 5.5191 | 8.3807 | 23.0927 | 42.9483 | 68.6787 | 89.5564 | 0.37704
Retro5Med | Retro | ResWx | Residential | HVAC | 0.13881 | 0.16259 | 891.3444 | 105.7293 | Single Family | Wall - R0 to R11 - Heating Zone 1 (Electric FAF) | 0 | 0 | 0 | 0 | 0 | 0 | 0 | 0 | 0 | 0 | 0 | 0 | 0 | 0 | 0 | 0 | 0 | 0 | 0 | 0 | 0 | 29.5791 | 22.7568 | 20.2982 | 8.6862 | 5.1473 | 0.10627 | 0.12031 | 0.43583 | 2.6286 | 12.2541 | 23.3406 | 28.2772 | 0 | 127.3607 | 96.5749 | 88.9236 | 52.7522 | 43.5858 | 13.079 | 3.0593 | 5.1893 | 24.6563 | 61.1887 | 97.7227 | 123.6214 | 0.41087
Retro5Med | Retro | ResWx | Residential | HVAC | 0.099283 | 0.11815 | 608.6014 | 117.2374 | Single Family | Attic - R11 to R49 - Heating Zone 2/3 (Zonal or DHP) | 0.036238 | 0.044393 | 0.054201 | 0.062775 | 0.071441 | 0.083333 | 0.09121 | 0.092966 | 0.08741 | 0.074966 | 0.05788 | 0.038219 | 0.022141 | 0.010637 | 0.0044898 | 0.001629 | 0.00050766 | 0.0001104 | 1.8105e-05 | 2.1682e-06 | 0.80711 | 19.9864 | 15.1794 | 13.0173 | 6.5681 | 2.6916 | 0.67857 | 0.84655 | 0.43146 | 1.878 | 7.2863 | 15.0752 | 19.3501 | 0 | 89.1707 | 66.2424 | 57.9254 | 36.5332 | 23.3407 | 9.6012 | 5.1628 | 7.8396 | 21.6018 | 40.1755 | 64.2447 | 83.7745 | 0.38653
Retro5Med | Retro | ResWx | Residential | HVAC | 0.17489 | 0.20923 | 1094.9193 | 113.5409 | Single Family | Low-E storm window SP - Heating Zone 2/3 (Electric FAF) | 0 | 0 | 0 | 0 | 0 | 0 | 0 | 0 | 0 | 0 | 0 | 0 | 0 | 0 | 0 | 0 | 0 | 0 | 0 | 0 | 0 | 34.5625 | 26.7473 | 23.3935 | 11.9747 | 4.9573 | 1.338 | 1.5828 | 0.75099 | 3.5723 | 13.4498 | 27.2285 | 34.0807 | 0 | 150.6491 | 112.6484 | 100.9795 | 66.2466 | 44.6793 | 22.1225 | 15.8158 | 20.9338 | 44.1463 | 74.4309 | 113.221 | 145.4078 | 0.39595
Retro5Med | Retro | ResWx | Residential | HVAC | 0.069967 | 0.078376 | 453.6313 | 127.3331 | Single Family | Floor - R0 to R19 - Heating Zone 1 (Zonal or DHP) | 0.072456 | 0.088763 | 0.10837 | 0.12552 | 0.14284 | 0.16662 | 0.18237 | 0.18588 | 0.17478 | 0.14989 | 0.11573 | 0.076419 | 0.044272 | 0.021268 | 0.0089774 | 0.0032571 | 0.0010151 | 0.00022073 | 3.62e-05 | 4.3354e-06 | 1.6138 | 14.6477 | 11.1072 | 9.899 | 4.2553 | 2.5226 | 0.47174 | 0.66992 | 0.51219 | 1.2951 | 5.9093 | 11.3541 | 13.9509 | 0 | 65.1685 | 48.9217 | 44.8037 | 26.0637 | 21.4052 | 7.9726 | 4.0452 | 4.4222 | 12.5858 | 29.915 | 48.9846 | 62.7478 | 0.35244
Retro5Med | Retro | ResWx | Residential | HVAC | 0.075921 | 0.085046 | 492.2377 | 139.6445 | Single Family | Floor - R0 to R25 - Heating Zone 1 (Zonal or DHP) | 0.12909 | 0.15814 | 0.19307 | 0.22362 | 0.25449 | 0.29685 | 0.32491 | 0.33117 | 0.31138 | 0.26705 | 0.20618 | 0.13615 | 0.078873 | 0.03789 | 0.015994 | 0.0058027 | 0.0018084 | 0.00039325 | 6.4493e-05 | 7.7238e-06 | 2.8751 | 15.8943 | 12.0525 | 10.7415 | 4.6174 | 2.7373 | 0.51189 | 0.72694 | 0.55578 | 1.4053 | 6.4123 | 12.3204 | 15.1382 | 0 | 70.7147 | 53.0852 | 48.6168 | 28.2819 | 23.2269 | 8.6511 | 4.3895 | 4.7985 | 13.6569 | 32.4609 | 53.1535 | 68.088 | 0.32622
Retro5Med | Retro | ResWx | Residential | HVAC | 0.10511 | 0.12575 | 658.0829 | 78.7377 | Single Family | Floor - R0 to R19 - Heating Zone 2/3 (Electric FAF) | 0.0050351 | 0.0061683 | 0.007531 | 0.0087224 | 0.0099265 | 0.011579 | 0.012673 | 0.012917 | 0.012145 | 0.010416 | 0.0080423 | 0.0053105 | 0.0030765 | 0.0014779 | 0.00062385 | 0.00022634 | 7.0538e-05 | 1.5339e-05 | 2.5156e-06 | 3.0127e-07 | 0.11215 | 20.7732 | 16.076 | 14.0603 | 7.1972 | 2.9795 | 0.80416 | 0.95133 | 0.45137 | 2.1471 | 8.0838 | 16.3652 | 20.4836 | 0 | 90.5451 | 67.7054 | 60.692 | 39.8164 | 26.8538 | 13.2964 | 9.5058 | 12.5819 | 26.5334 | 44.7354 | 68.0496 | 87.3949 | 0.52651
Retro5Med | Retro | ResWx | Residential | HVAC | 0.095971 | 0.11482 | 600.8543 | 89.9066 | Single Family | Attic - R11 to R38 - Heating Zone 2/3 (Electric FAF) | 0.0012714 | 0.0015575 | 0.0019016 | 0.0022024 | 0.0025065 | 0.0029237 | 0.0032001 | 0.0032617 | 0.0030668 | 0.0026301 | 0.0020307 | 0.0013409 | 0.00077682 | 0.00037318 | 0.00015752 | 5.7151e-05 | 1.7811e-05 | 3.8732e-06 | 6.352e-07 | 7.6072e-08 | 0.028317 | 18.9667 | 14.678 | 12.8376 | 6.5713 | 2.7204 | 0.73423 | 0.8686 | 0.41212 | 1.9604 | 7.3808 | 14.9421 | 18.7023 | 0 | 82.6711 | 61.8176 | 55.4141 | 36.3539 | 24.5185 | 12.1401 | 8.6791 | 11.4878 | 24.226 | 40.8451 | 62.1318 | 79.7948 | 0.47612
Retro5Med | Retro | ResWx | Residential | HVAC | 0.11309 | 0.12668 | 733.2078 | 134.4693 | Single Family | Wall - R0 to R11 - Heating Zone 1 (Zonal or DHP) | 0.23258 | 0.28492 | 0.34787 | 0.40291 | 0.45852 | 0.53485 | 0.58541 | 0.59668 | 0.56102 | 0.48115 | 0.37149 | 0.2453 | 0.14211 | 0.068267 | 0.028817 | 0.010455 | 0.0032583 | 0.00070854 | 0.0001162 | 1.3916e-05 | 5.1802 | 23.6752 | 17.9527 | 15.9999 | 6.8779 | 4.0773 | 0.76248 | 1.0828 | 0.82786 | 2.0932 | 9.5513 | 18.3518 | 22.5489 | 0 | 105.3323 | 79.0725 | 72.4167 | 42.127 | 34.5974 | 12.8861 | 6.5384 | 7.1476 | 20.3425 | 48.3518 | 79.1742 | 101.4198 | 0.33675
Retro5Med | Retro | ResWx | Residential | HVAC | 0.060126 | 0.074877 | 349.8119 | 171.6952 | Single Family | Attic - R11 to R38 - Heating Zone 2/3 (Heat Pump) | 0 | 0 | 0 | 0 | 0 | 0 | 0 | 0 | 0 | 0 | 0 | 0 | 0 | 0 | 0 | 0 | 0 | 0 | 0 | 0 | 0 | 12.6561 | 8.4012 | 6.6089 | 3.0222 | 1.2695 | 0.47061 | 0.7808 | 0.37698 | 0.88136 | 3.6254 | 8.267 | 11.8622 | 0 | 54.6355 | 36.3117 | 30.3858 | 17.5719 | 11.8369 | 7.2624 | 7.579 | 7.8888 | 12.3307 | 20.5443 | 35.7326 | 49.5101 | 0.28963
Retro5Med | Retro | ResWx | Residential | HVAC | 0.079667 | 0.089242 | 516.5215 | 160.8385 | Single Family | Floor - R0 to R30 - Heating Zone 1 (Zonal or DHP) | 0.074017 | 0.090675 | 0.11071 | 0.12822 | 0.14592 | 0.17021 | 0.1863 | 0.18989 | 0.17854 | 0.15312 | 0.11822 | 0.078065 | 0.045225 | 0.021726 | 0.0091708 | 0.0033273 | 0.0010369 | 0.00022549 | 3.698e-05 | 4.4288e-06 | 1.6486 | 16.6784 | 12.6471 | 11.2714 | 4.8452 | 2.8723 | 0.53715 | 0.7628 | 0.5832 | 1.4746 | 6.7286 | 12.9282 | 15.885 | 0 | 74.2033 | 55.7041 | 51.0152 | 29.6772 | 24.3728 | 9.0779 | 4.6061 | 5.0353 | 14.3306 | 34.0623 | 55.7757 | 71.447 | 0.28917
Retro5Med | Retro | ResWx | Residential | HVAC | 0.1133 | 0.13554 | 709.3185 | 87.9912 | Single Family | Floor - R0 to R25 - Heating Zone 2/3 (Electric FAF) | 0.0089105 | 0.010916 | 0.013327 | 0.015436 | 0.017567 | 0.020491 | 0.022428 | 0.022859 | 0.021493 | 0.018433 | 0.014232 | 0.0093978 | 0.0054444 | 0.0026154 | 0.001104 | 0.00040055 | 0.00012483 | 2.7145e-05 | 4.4518e-06 | 5.3315e-07 | 0.19846 | 22.3906 | 17.3276 | 15.1549 | 7.7575 | 3.2115 | 0.86677 | 1.0254 | 0.48651 | 2.3142 | 8.7132 | 17.6393 | 22.0784 | 0 | 97.5946 | 72.9767 | 65.4173 | 42.9163 | 28.9445 | 14.3316 | 10.2459 | 13.5615 | 28.5991 | 48.2183 | 73.3476 | 94.1991 | 0.48407
Retro5Med | Retro | ResWx | Residential | HVAC | 0.12507 | 0.14963 | 783.0405 | 169.4426 | Single Family | Low-E storm window DP - Heating Zone 2/3 (Electric FAF) | 0.021245 | 0.026027 | 0.031777 | 0.036804 | 0.041884 | 0.048856 | 0.053474 | 0.054504 | 0.051247 | 0.043951 | 0.033934 | 0.022407 | 0.012981 | 0.0062359 | 0.0026323 | 0.00095502 | 0.00029763 | 6.4722e-05 | 1.0614e-05 | 1.2712e-06 | 0.47319 | 24.7177 | 19.1286 | 16.7301 | 8.5638 | 3.5452 | 0.95685 | 1.132 | 0.53708 | 2.5548 | 9.6188 | 19.4727 | 24.3731 | 0 | 107.7379 | 80.5614 | 72.2163 | 47.3768 | 31.9528 | 15.8211 | 11.3108 | 14.971 | 31.5716 | 53.2298 | 80.9709 | 103.9896 | 0.28317
Retro5Med | Retro | ResWx | Residential | HVAC | 0.063433 | 0.074303 | 407.3347 | 146.0742 | Single Family | Attic - R11 to R38 - Heating Zone 1 (Electric FAF) | 0.0012026 | 0.0014733 | 0.0017988 | 0.0020833 | 0.0023709 | 0.0027656 | 0.003027 | 0.0030853 | 0.0029009 | 0.0024879 | 0.0019209 | 0.0012684 | 0.00073481 | 0.000353 | 0.00014901 | 5.4061e-05 | 1.6848e-05 | 3.6637e-06 | 6.0084e-07 | 7.1958e-08 | 0.026786 | 13.5173 | 10.3996 | 9.2761 | 3.9695 | 2.3523 | 0.048563 | 0.054982 | 0.19917 | 1.2012 | 5.6 | 10.6664 | 12.9224 | 0 | 58.2024 | 44.1337 | 40.6371 | 24.1072 | 19.9182 | 5.977 | 1.3981 | 2.3714 | 11.2677 | 27.9626 | 44.6582 | 56.4937 | 0.31459
Retro5Med | Retro | ResWx | Residential | HVAC | 0.058363 | 0.065378 | 378.3979 | 159.5485 | Single Family | Attic - R11 to R38 - Heating Zone 1 (Zonal or DHP) | 0.02046 | 0.025065 | 0.030603 | 0.035444 | 0.040337 | 0.047051 | 0.051499 | 0.05249 | 0.049353 | 0.042327 | 0.03268 | 0.021579 | 0.012501 | 0.0060056 | 0.002535 | 0.00091974 | 0.00028663 | 6.2331e-05 | 1.0222e-05 | 1.2242e-06 | 0.45571 | 12.2184 | 9.2651 | 8.2573 | 3.5496 | 2.1042 | 0.39351 | 0.55882 | 0.42724 | 1.0803 | 4.9293 | 9.4711 | 11.6372 | 0 | 54.3605 | 40.8082 | 37.3732 | 21.7411 | 17.8552 | 6.6503 | 3.3744 | 3.6888 | 10.4985 | 24.9537 | 40.8607 | 52.3413 | 0.29118
Retro5Med | Retro | ResWx | Residential | HVAC | 0.10186 | 0.12186 | 637.7139 | 111.1186 | Single Family | Attic - R11 to R49 - Heating Zone 2/3 (Electric FAF) | 0.010444 | 0.012795 | 0.015621 | 0.018093 | 0.02059 | 0.024018 | 0.026288 | 0.026794 | 0.025193 | 0.021606 | 0.016682 | 0.011015 | 0.0063815 | 0.0030656 | 0.001294 | 0.00046949 | 0.00014631 | 3.1817e-05 | 5.218e-06 | 6.2492e-07 | 0.23262 | 20.1303 | 15.5784 | 13.6251 | 6.9744 | 2.8873 | 0.77927 | 0.92189 | 0.4374 | 2.0806 | 7.8336 | 15.8587 | 19.8496 | 0 | 87.7426 | 65.6098 | 58.8135 | 38.584 | 26.0226 | 12.8848 | 9.2116 | 12.1925 | 25.7121 | 43.3508 | 65.9433 | 84.6899 | 0.4029
Retro5Med | Retro | ResWx | Residential | HVAC | 0.19007 | 0.22619 | 1165.1049 | 104.6069 | Single Family | Low-E storm window DP - Heating Zone 2/3 (Zonal or DHP) | 0.1606 | 0.19674 | 0.24021 | 0.27821 | 0.31662 | 0.36932 | 0.40423 | 0.41201 | 0.38739 | 0.33224 | 0.25652 | 0.16938 | 0.098128 | 0.04714 | 0.019898 | 0.0072193 | 0.0022499 | 0.00048926 | 8.0238e-05 | 9.6094e-06 | 3.577 | 38.2618 | 29.0593 | 24.9203 | 12.5739 | 5.1527 | 1.2991 | 1.6206 | 0.82598 | 3.5953 | 13.9488 | 28.86 | 37.0438 | 0 | 170.7082 | 126.8143 | 110.8922 | 69.9391 | 44.6834 | 18.3806 | 9.8837 | 15.0081 | 41.3544 | 76.9118 | 122.9899 | 160.3776 | 0.42354
Retro5Med | Retro | ResWx | Residential | HVAC | 0.11833 | 0.14156 | 740.8234 | 103.3088 | Single Family | Floor - R0 to R30 - Heating Zone 2/3 (Electric FAF) | 0.0050853 | 0.0062297 | 0.007606 | 0.0088094 | 0.010025 | 0.011694 | 0.0128 | 0.013046 | 0.012266 | 0.01052 | 0.0081224 | 0.0053634 | 0.0031071 | 0.0014926 | 0.00063006 | 0.00022859 | 7.124e-05 | 1.5492e-05 | 2.5407e-06 | 3.0427e-07 | 0.11326 | 23.385 | 18.0973 | 15.8281 | 8.1021 | 3.3541 | 0.90526 | 1.0709 | 0.50812 | 2.417 | 9.1002 | 18.4228 | 23.059 | 0 | 101.9293 | 76.218 | 68.3228 | 44.8225 | 30.2301 | 14.9681 | 10.701 | 14.1638 | 29.8694 | 50.36 | 76.6054 | 98.3831 | 0.42708
Retro5Med | Retro | ResWx | Residential | HVAC | 0.06331 | 0.078843 | 368.3365 | 210.0177 | Single Family | Attic - R11 to R49 - Heating Zone 2/3 (Heat Pump) | 0 | 0 | 0 | 0 | 0 | 0 | 0 | 0 | 0 | 0 | 0 | 0 | 0 | 0 | 0 | 0 | 0 | 0 | 0 | 0 | 0 | 13.3264 | 8.8461 | 6.9589 | 3.1822 | 1.3367 | 0.49554 | 0.82214 | 0.39694 | 0.92803 | 3.8174 | 8.7047 | 12.4903 | 0 | 57.5287 | 38.2346 | 31.9949 | 18.5024 | 12.4638 | 7.6469 | 7.9804 | 8.3066 | 12.9837 | 21.6322 | 37.6248 | 52.132 | 0.24316
Retro5Med | Retro | ResWx | Residential | HVAC | 0.10734 | 0.13368 | 624.5086 | 159.3644 | Single Family | Wall - R0 to R11 - Heating Zone 2/3 (Heat Pump) | 0.017445 | 0.02137 | 0.026092 | 0.03022 | 0.034391 | 0.040116 | 0.043908 | 0.044753 | 0.042079 | 0.036088 | 0.027863 | 0.018399 | 0.010659 | 0.0051203 | 0.0021614 | 0.00078417 | 0.00024438 | 5.3144e-05 | 8.7155e-06 | 1.0438e-06 | 0.38854 | 22.5946 | 14.9985 | 11.7987 | 5.3954 | 2.2663 | 0.84017 | 1.3939 | 0.67301 | 1.5735 | 6.4723 | 14.7588 | 21.1772 | 0 | 97.539 | 64.8261 | 54.2469 | 31.3705 | 21.1321 | 12.9653 | 13.5306 | 14.0836 | 22.0137 | 36.6771 | 63.7923 | 88.3889 | 0.30862
Retro5Med | Retro | ResWx | Residential | HVAC | 0.084896 | 0.10103 | 520.4091 | 268.0062 | Single Family | Low-E storm window SP - Heating Zone 2/3 (Zonal or DHP) | 0.0040206 | 0.0049255 | 0.0060137 | 0.0069651 | 0.0079265 | 0.009246 | 0.01012 | 0.010315 | 0.0096984 | 0.0083176 | 0.0064219 | 0.0042405 | 0.0024566 | 0.0011801 | 0.00049816 | 0.00018074 | 5.6326e-05 | 1.2249e-05 | 2.0088e-06 | 2.4057e-07 | 0.08955 | 17.0901 | 12.9797 | 11.131 | 5.6163 | 2.3015 | 0.58024 | 0.72388 | 0.36893 | 1.6059 | 6.2304 | 12.8907 | 16.5461 | 0 | 76.249 | 56.6432 | 49.5314 | 31.2392 | 19.9584 | 8.2099 | 4.4147 | 6.7035 | 18.4715 | 34.3537 | 54.935 | 71.6347 | 0.18918
Retro5Med | Retro | ResWx | Residential | HVAC | 0.06796 | 0.084634 | 395.3923 | 112.1973 | Single Family | Duct Insulation - R0 to R11 - Heating Zone 2/3 (Heat Pump) | 0.065556 | 0.08031 | 0.098053 | 0.11357 | 0.12924 | 0.15076 | 0.16501 | 0.16818 | 0.15813 | 0.13562 | 0.10471 | 0.069142 | 0.040056 | 0.019242 | 0.0081224 | 0.0029469 | 0.00091839 | 0.00019971 | 3.2753e-05 | 3.9225e-06 | 1.4601 | 14.3052 | 9.4959 | 7.4701 | 3.416 | 1.4349 | 0.53194 | 0.88253 | 0.4261 | 0.9962 | 4.0978 | 9.3441 | 13.4078 | 0 | 61.7544 | 41.0431 | 34.3451 | 19.8615 | 13.3793 | 8.2086 | 8.5666 | 8.9167 | 13.9374 | 23.2212 | 40.3885 | 55.9613 | 0.41187
Retro5Med | Retro | ResWx | Residential | HVAC | 0.083447 | 0.097745 | 535.8498 | 260.6921 | Single Family | Low-E storm window DP - Heating Zone 1 (Electric FAF) | 0.053503 | 0.065544 | 0.080025 | 0.092685 | 0.10548 | 0.12304 | 0.13467 | 0.13726 | 0.12906 | 0.11068 | 0.085458 | 0.056429 | 0.032691 | 0.015704 | 0.0066291 | 0.0024051 | 0.00074954 | 0.00016299 | 2.6731e-05 | 3.2013e-06 | 1.1917 | 17.7821 | 13.6807 | 12.2027 | 5.2219 | 3.0944 | 0.063884 | 0.072329 | 0.26201 | 1.5802 | 7.3668 | 14.0317 | 16.9994 | 0 | 76.5655 | 58.058 | 53.4582 | 31.713 | 26.2025 | 7.8627 | 1.8391 | 3.1196 | 14.8226 | 36.7848 | 58.748 | 74.3175 | 0.18886
Retro5Med | Retro | ResWx | Residential | HVAC | 0.067141 | 0.078645 | 431.1412 | 177.9214 | Single Family | Attic - R11 to R49 - Heating Zone 1 (Electric FAF) | 0.0098523 | 0.01207 | 0.014736 | 0.017068 | 0.019423 | 0.022657 | 0.024798 | 0.025276 | 0.023765 | 0.020382 | 0.015737 | 0.010391 | 0.0060199 | 0.0028919 | 0.0012207 | 0.00044289 | 0.00013802 | 3.0014e-05 | 4.9223e-06 | 5.8951e-07 | 0.21944 | 14.3074 | 11.0074 | 9.8182 | 4.2015 | 2.4897 | 0.051401 | 0.058195 | 0.21081 | 1.2714 | 5.9273 | 11.2898 | 13.6776 | 0 | 61.6041 | 46.7131 | 43.0121 | 25.5161 | 21.0824 | 6.3263 | 1.4798 | 2.51 | 11.9262 | 29.5968 | 47.2682 | 59.7954 | 0.26548
Retro5Med | Retro | ResWx | Residential | HVAC | 0.061019 | 0.068353 | 395.619 | 196.548 | Single Family | Attic - R11 to R49 - Heating Zone 1 (Zonal or DHP) | 0.16557 | 0.20283 | 0.24764 | 0.28682 | 0.32642 | 0.38075 | 0.41674 | 0.42477 | 0.39938 | 0.34252 | 0.26446 | 0.17463 | 0.10117 | 0.048599 | 0.020514 | 0.0074428 | 0.0023195 | 0.0005044 | 8.2721e-05 | 9.9068e-06 | 3.6877 | 12.7745 | 9.6868 | 8.6331 | 3.7111 | 2.2 | 0.41142 | 0.58425 | 0.44669 | 1.1294 | 5.1536 | 9.9021 | 12.1668 | 0 | 56.8345 | 42.6654 | 39.0741 | 22.7306 | 18.6678 | 6.953 | 3.5279 | 3.8567 | 10.9763 | 26.0893 | 42.7203 | 54.7234 | 0.24273
Retro5Med | Retro | ResWx | Residential | HVAC | 0.091552 | 0.10256 | 593.583 | 233.1064 | Single Family | Low-E storm window DP - Heating Zone 1 (Zonal or DHP) | 0.2411 | 0.29536 | 0.36062 | 0.41767 | 0.47532 | 0.55445 | 0.60686 | 0.61854 | 0.58158 | 0.49878 | 0.3851 | 0.25429 | 0.14732 | 0.070769 | 0.029873 | 0.010838 | 0.0033777 | 0.0007345 | 0.00012046 | 1.4426e-05 | 5.37 | 19.1667 | 14.534 | 12.953 | 5.5681 | 3.3009 | 0.61728 | 0.87661 | 0.67021 | 1.6946 | 7.7325 | 14.857 | 18.2549 | 0 | 85.2739 | 64.0147 | 58.6263 | 34.1048 | 28.009 | 10.4322 | 5.2933 | 5.7865 | 16.4687 | 39.1442 | 64.0971 | 82.1065 | 0.20845
Retro5Med | Retro | ResWx | Residential | HVAC | 0.08532 | 0.095574 | 553.1726 | 252.0192 | Single Family | Low-E storm window SP - Heating Zone 1 (Zonal or DHP) | 0.1222 | 0.1497 | 0.18278 | 0.21169 | 0.24091 | 0.28102 | 0.30758 | 0.3135 | 0.29477 | 0.2528 | 0.19519 | 0.12888 | 0.074666 | 0.035869 | 0.015141 | 0.0054932 | 0.0017119 | 0.00037228 | 6.1053e-05 | 7.3118e-06 | 2.7218 | 17.8619 | 13.5445 | 12.0712 | 5.189 | 3.0762 | 0.57526 | 0.81693 | 0.62458 | 1.5792 | 7.206 | 13.8456 | 17.0122 | 0 | 79.4685 | 59.6567 | 54.6351 | 31.783 | 26.1022 | 9.722 | 4.9329 | 5.3926 | 15.3475 | 36.4793 | 59.7334 | 76.5168 | 0.19426
Retro5Med | Retro | ResWx | Residential | HVAC | 0.11048 | 0.12942 | 709.4697 | 190.5098 | Single Family | Low-E storm window SP - Heating Zone 1 (Electric FAF) | 0.043079 | 0.052774 | 0.064434 | 0.074627 | 0.084929 | 0.099066 | 0.10843 | 0.11052 | 0.10391 | 0.08912 | 0.068808 | 0.045435 | 0.026322 | 0.012645 | 0.0053375 | 0.0019365 | 0.0006035 | 0.00013124 | 2.1523e-05 | 2.5776e-06 | 0.95949 | 23.5437 | 18.1134 | 16.1565 | 6.9138 | 4.097 | 0.084584 | 0.095764 | 0.3469 | 2.0922 | 9.7537 | 18.5781 | 22.5074 | 0 | 101.3733 | 76.8693 | 70.7791 | 41.9883 | 34.6923 | 10.4103 | 2.435 | 4.1304 | 19.6253 | 48.7034 | 77.7828 | 98.397 | 0.25005
Retro5Med | Retro | ResWx | Residential | HVAC | 0.026375 | 0.031385 | 177.1014 | 370.8466 | Single Family | Attic - R11 to R38 - Heating Zone 1 (Heat Pump) | 0.0079503 | 0.0097395 | 0.011891 | 0.013773 | 0.015674 | 0.018283 | 0.020011 | 0.020396 | 0.019177 | 0.016447 | 0.012699 | 0.0083851 | 0.0048577 | 0.0023336 | 0.00098504 | 0.00035738 | 0.00011138 | 2.422e-05 | 3.9721e-06 | 4.757e-07 | 0.17707 | 5.7367 | 4.1396 | 3.6333 | 1.5407 | 0.97005 | 0.38559 | 0.56296 | 0.3067 | 0.47326 | 2.0779 | 4.2163 | 5.2666 | 0 | 25.1568 | 18.2228 | 16.5091 | 9.8162 | 8.0445 | 4.8667 | 4.2028 | 3.5966 | 5.1954 | 10.6709 | 17.9992 | 23.5107 | 0.13527
Retro5Med | Retro | ResWx | Residential | HVAC | 0.041978 | 0.049171 | 269.5617 | 231.5838 | Single Family | Floor - R0 to R19 - Heating Zone 1 (Electric FAF) | 0.0036621 | 0.0044863 | 0.0054774 | 0.006344 | 0.0072197 | 0.0084215 | 0.0092175 | 0.009395 | 0.0088335 | 0.0075759 | 0.0058492 | 0.0038624 | 0.0022376 | 0.0010749 | 0.00045373 | 0.00016462 | 5.1303e-05 | 1.1156e-05 | 1.8296e-06 | 2.1912e-07 | 0.081565 | 8.9454 | 6.8822 | 6.1386 | 2.6269 | 1.5567 | 0.032137 | 0.036385 | 0.1318 | 0.79493 | 3.7059 | 7.0587 | 8.5516 | 0 | 38.5166 | 29.2063 | 26.8924 | 15.9534 | 13.1813 | 3.9554 | 0.92519 | 1.5693 | 7.4566 | 18.5048 | 29.5535 | 37.3858 | 0.21019
Retro5Med | Retro | ResWx | Residential | HVAC | 0.074718 | 0.088911 | 501.7163 | 209.0529 | Single Family | Wall - R0 to R11 - Heating Zone 1 (Heat Pump) | 0.039302 | 0.048147 | 0.058784 | 0.068084 | 0.077482 | 0.09038 | 0.098923 | 0.10083 | 0.094802 | 0.081305 | 0.062774 | 0.041451 | 0.024014 | 0.011536 | 0.0048695 | 0.0017667 | 0.00055059 | 0.00011973 | 1.9636e-05 | 2.3516e-06 | 0.87536 | 16.2516 | 11.7273 | 10.2928 | 4.3647 | 2.7481 | 1.0923 | 1.5948 | 0.86885 | 1.3407 | 5.8865 | 11.9444 | 14.92 | 0 | 71.2675 | 51.624 | 46.7692 | 27.8086 | 22.7895 | 13.7872 | 11.9062 | 10.1888 | 14.7184 | 30.2301 | 50.9905 | 66.6042 | 0.22873
Retro5Med | Retro | ResWx | Residential | HVAC | 0.053304 | 0.063433 | 326.7488 | 185.29 | Single Family | Floor - R19 to R30 - Heating Zone 2/3 (Zonal or DHP) | 0.011379 | 0.01394 | 0.01702 | 0.019712 | 0.022433 | 0.026168 | 0.028641 | 0.029193 | 0.027448 | 0.02354 | 0.018175 | 0.012001 | 0.0069527 | 0.00334 | 0.0014099 | 0.00051152 | 0.00015941 | 3.4666e-05 | 5.6851e-06 | 6.8086e-07 | 0.25344 | 10.7304 | 8.1496 | 6.9888 | 3.5263 | 1.4451 | 0.36432 | 0.4545 | 0.23164 | 1.0083 | 3.9119 | 8.0937 | 10.3888 | 0 | 47.8744 | 35.5646 | 31.0993 | 19.6141 | 12.5313 | 5.1548 | 2.7718 | 4.209 | 11.5977 | 21.5696 | 34.492 | 44.9772 | 0.26279
Retro5Med | Retro | ResWx | Residential | HVAC | 0.059328 | 0.070978 | 371.4409 | 175.087 | Single Family | Attic - R19 to R49 - Heating Zone 2/3 (Electric FAF) | 0.0060833 | 0.0074523 | 0.0090988 | 0.010538 | 0.011993 | 0.013989 | 0.015312 | 0.015606 | 0.014674 | 0.012585 | 0.0097164 | 0.006416 | 0.0037169 | 0.0017856 | 0.00075372 | 0.00027346 | 8.5222e-05 | 1.8532e-05 | 3.0393e-06 | 3.6399e-07 | 0.13549 | 11.725 | 9.0738 | 7.936 | 4.0623 | 1.6817 | 0.45389 | 0.53696 | 0.25477 | 1.2119 | 4.5627 | 9.237 | 11.5615 | 0 | 51.1063 | 38.2149 | 34.2563 | 22.4735 | 15.157 | 7.5049 | 5.3653 | 7.1016 | 14.9762 | 25.25 | 38.4091 | 49.3282 | 0.27525
Retro5Med | Retro | ResWx | Residential | HVAC | 0.02817 | 0.033521 | 189.1538 | 269.5553 | Single Family | Duct Insulation - R0 to R11 - Heating Zone 1 (Heat Pump) | 0.10871 | 0.13317 | 0.16259 | 0.18832 | 0.21431 | 0.24998 | 0.27361 | 0.27888 | 0.26222 | 0.22488 | 0.17363 | 0.11465 | 0.06642 | 0.031908 | 0.013469 | 0.0048866 | 0.0015229 | 0.00033117 | 5.4311e-05 | 6.5043e-06 | 2.4212 | 6.1271 | 4.4214 | 3.8805 | 1.6456 | 1.0361 | 0.41183 | 0.60127 | 0.32757 | 0.50547 | 2.2193 | 4.5032 | 5.625 | 0 | 26.8688 | 19.463 | 17.6326 | 10.4842 | 8.5919 | 5.1979 | 4.4888 | 3.8413 | 5.549 | 11.3971 | 19.2241 | 25.1107 | 0.18177
Retro5Med | Retro | ResWx | Residential | HVAC | 0.052241 | 0.062499 | 327.069 | 187.6107 | Single Family | Attic - R19 to R38 - Heating Zone 2/3 (Electric FAF) | 0.00069206 | 0.00084781 | 0.0010351 | 0.0011989 | 0.0013644 | 0.0015915 | 0.0017419 | 0.0017755 | 0.0016694 | 0.0014317 | 0.0011054 | 0.00072991 | 0.00042286 | 0.00020314 | 8.5747e-05 | 3.111e-05 | 9.6952e-06 | 2.1083e-06 | 3.4576e-07 | 4.1409e-08 | 0.015414 | 10.3244 | 7.9898 | 6.988 | 3.577 | 1.4808 | 0.39967 | 0.47281 | 0.22433 | 1.0671 | 4.0177 | 8.1336 | 10.1804 | 0 | 45.0012 | 33.6498 | 30.1641 | 19.7889 | 13.3464 | 6.6083 | 4.7244 | 6.2532 | 13.1872 | 22.2336 | 33.8208 | 43.4355 | 0.25917
Retro5Med | Retro | ResWx | Residential | HVAC | 0.04496 | 0.052664 | 288.7087 | 255.9608 | Single Family | Floor - R0 to R25 - Heating Zone 1 (Electric FAF) | 0.0064397 | 0.0078889 | 0.0096318 | 0.011156 | 0.012695 | 0.014809 | 0.016209 | 0.016521 | 0.015533 | 0.013322 | 0.010286 | 0.0067918 | 0.0039347 | 0.0018902 | 0.00079787 | 0.00028948 | 9.0214e-05 | 1.9618e-05 | 3.2173e-06 | 3.8531e-07 | 0.14343 | 9.5808 | 7.371 | 6.5746 | 2.8135 | 1.6672 | 0.03442 | 0.03897 | 0.14117 | 0.8514 | 3.9691 | 7.5601 | 9.159 | 0 | 41.2524 | 31.2809 | 28.8026 | 17.0866 | 14.1176 | 4.2363 | 0.99091 | 1.6808 | 7.9862 | 19.8192 | 31.6526 | 40.0413 | 0.19203
Retro5Med | Retro | ResWx | Residential | HVAC | 0.027799 | 0.03308 | 186.6662 | 446.0708 | Single Family | Attic - R11 to R49 - Heating Zone 1 (Heat Pump) | 0.064859 | 0.079455 | 0.097009 | 0.11236 | 0.12787 | 0.14915 | 0.16325 | 0.16639 | 0.15645 | 0.13418 | 0.1036 | 0.068406 | 0.039629 | 0.019037 | 0.008036 | 0.0029156 | 0.00090862 | 0.00019759 | 3.2404e-05 | 3.8808e-06 | 1.4446 | 6.0465 | 4.3632 | 3.8295 | 1.6239 | 1.0224 | 0.40641 | 0.59336 | 0.32326 | 0.49882 | 2.1901 | 4.444 | 5.551 | 0 | 26.5155 | 19.207 | 17.4007 | 10.3464 | 8.4789 | 5.1296 | 4.4298 | 3.7908 | 5.476 | 11.2473 | 18.9713 | 24.7805 | 0.11368
Retro5Med | Retro | ResWx | Residential | HVAC | 0.037445 | 0.043861 | 240.4533 | 285.7882 | Single Family | Attic - R19 to R49 - Heating Zone 1 (Electric FAF) | 0.014368 | 0.017601 | 0.02149 | 0.02489 | 0.028325 | 0.03304 | 0.036164 | 0.03686 | 0.034657 | 0.029723 | 0.022949 | 0.015153 | 0.0087788 | 0.0042172 | 0.0017802 | 0.00064586 | 0.00020128 | 4.377e-05 | 7.1783e-06 | 8.5968e-07 | 0.32001 | 7.9794 | 6.139 | 5.4757 | 2.3432 | 1.3886 | 0.028667 | 0.032456 | 0.11757 | 0.70909 | 3.3057 | 6.2965 | 7.6282 | 0 | 34.3574 | 26.0525 | 23.9885 | 14.2307 | 11.7579 | 3.5283 | 0.82528 | 1.3999 | 6.6514 | 16.5065 | 26.3621 | 33.3487 | 0.17366
Retro5Med | Retro | ResWx | Residential | HVAC | 0.033468 | 0.039203 | 214.9126 | 300.2276 | Single Family | Attic - R19 to R38 - Heating Zone 1 (Electric FAF) | 0.0016591 | 0.0020325 | 0.0024815 | 0.0028741 | 0.0032709 | 0.0038154 | 0.004176 | 0.0042564 | 0.004002 | 0.0034323 | 0.00265 | 0.0017498 | 0.0010137 | 0.00048699 | 0.00020556 | 7.4581e-05 | 2.3243e-05 | 5.0544e-06 | 8.2891e-07 | 9.9272e-08 | 0.036953 | 7.1318 | 5.4869 | 4.8941 | 2.0943 | 1.2411 | 0.025622 | 0.029009 | 0.10508 | 0.63377 | 2.9546 | 5.6277 | 6.8179 | 0 | 30.708 | 23.2852 | 21.4404 | 12.7191 | 10.509 | 3.1535 | 0.73762 | 1.2512 | 5.9449 | 14.7532 | 23.562 | 29.8064 | 0.16598
Retro5Med | Retro | ResWx | Residential | HVAC | 0.046785 | 0.054801 | 300.427 | 294.7699 | Single Family | Floor - R0 to R30 - Heating Zone 1 (Electric FAF) | 0.0036617 | 0.0044858 | 0.0054768 | 0.0063433 | 0.0072189 | 0.0084205 | 0.0092165 | 0.0093939 | 0.0088325 | 0.0075751 | 0.0058486 | 0.0038619 | 0.0022373 | 0.0010748 | 0.00045368 | 0.0001646 | 5.1297e-05 | 1.1155e-05 | 1.8294e-06 | 2.1909e-07 | 0.081556 | 9.9696 | 7.6702 | 6.8415 | 2.9277 | 1.7349 | 0.035817 | 0.040551 | 0.1469 | 0.88596 | 4.1302 | 7.8669 | 9.5308 | 0 | 42.9268 | 32.5505 | 29.9716 | 17.7801 | 14.6906 | 4.4083 | 1.0311 | 1.749 | 8.3104 | 20.6236 | 32.9374 | 41.6665 | 0.1688
Retro5Med | Retro | ResWx | Residential | HVAC | 0.031367 | 0.035138 | 203.3724 | 460.2849 | Single Family | Infiltration Reduction - CFM50 reduction - Heating Zone 1 (Zonal or DHP) | 0.25706 | 0.31491 | 0.38449 | 0.44532 | 0.50679 | 0.59115 | 0.64703 | 0.65948 | 0.62007 | 0.53179 | 0.41059 | 0.27112 | 0.15707 | 0.075453 | 0.03185 | 0.011556 | 0.0036012 | 0.00078312 | 0.00012843 | 1.5381e-05 | 5.7255 | 6.5669 | 4.9796 | 4.4379 | 1.9077 | 1.1309 | 0.21149 | 0.30034 | 0.22963 | 0.58061 | 2.6493 | 5.0903 | 6.2545 | 0 | 29.2164 | 21.9326 | 20.0865 | 11.6849 | 9.5964 | 3.5743 | 1.8136 | 1.9826 | 5.6425 | 13.4115 | 21.9608 | 28.1312 | 0.11103
Retro5Med | Retro | ResWx | Residential | HVAC | 0.029743 | 0.03704 | 173.0448 | 404.5903 | Single Family | Attic - R19 to R49 - Heating Zone 2/3 (Heat Pump) | 0.020418 | 0.025013 | 0.030539 | 0.03537 | 0.040252 | 0.046953 | 0.051391 | 0.05238 | 0.04925 | 0.042239 | 0.032612 | 0.021534 | 0.012475 | 0.005993 | 0.0025297 | 0.00091782 | 0.00028603 | 6.2201e-05 | 1.0201e-05 | 1.2217e-06 | 0.45475 | 6.2607 | 4.1559 | 3.2693 | 1.495 | 0.62797 | 0.2328 | 0.38624 | 0.18648 | 0.43599 | 1.7934 | 4.0895 | 5.868 | 0 | 27.027 | 17.9626 | 15.0313 | 8.6925 | 5.8555 | 3.5925 | 3.7492 | 3.9024 | 6.0998 | 10.1628 | 17.6762 | 24.4916 | 0.13399
Retro5Med | Retro | ResWx | Residential | HVAC | 0.026805 | 0.033381 | 155.9508 | 420.9133 | Single Family | Attic - R19 to R38 - Heating Zone 2/3 (Heat Pump) | 0.0023773 | 0.0029124 | 0.0035558 | 0.0041183 | 0.0046868 | 0.005467 | 0.0059838 | 0.006099 | 0.0057345 | 0.0049181 | 0.0037972 | 0.0025074 | 0.0014526 | 0.0006978 | 0.00029455 | 0.00010687 | 3.3305e-05 | 7.2424e-06 | 1.1877e-06 | 1.4225e-07 | 0.05295 | 5.6423 | 3.7454 | 2.9463 | 1.3473 | 0.56594 | 0.20981 | 0.34809 | 0.16806 | 0.39292 | 1.6163 | 3.6855 | 5.2883 | 0 | 24.3572 | 16.1882 | 13.5464 | 7.8338 | 5.2771 | 3.2377 | 3.3788 | 3.5169 | 5.4972 | 9.1589 | 15.9301 | 22.0723 | 0.12912
Retro5Med | Retro | ResWx | Residential | HVAC | 0.033508 | 0.039875 | 205.4011 | 453.981 | Single Family | Infiltration Reduction - CFM50 reduction - Heating Zone 2/3 (Zonal or DHP) | 0.085578 | 0.10484 | 0.128 | 0.14825 | 0.16871 | 0.1968 | 0.2154 | 0.21955 | 0.20643 | 0.17704 | 0.13669 | 0.090258 | 0.052289 | 0.025119 | 0.010603 | 0.0038469 | 0.0011989 | 0.00026071 | 4.2756e-05 | 5.1205e-06 | 1.9061 | 6.7453 | 5.123 | 4.3933 | 2.2167 | 0.90839 | 0.22902 | 0.28571 | 0.14562 | 0.63383 | 2.4591 | 5.0878 | 6.5306 | 0 | 30.0948 | 22.3566 | 19.5496 | 12.3299 | 7.8774 | 3.2404 | 1.7424 | 2.6458 | 7.2905 | 13.5591 | 21.6824 | 28.2736 | 0.11608
Retro5Med | Retro | ResWx | Residential | HVAC | 0.04011 | 0.047732 | 245.8719 | 277.7197 | Single Family | Attic - R19 to R49 - Heating Zone 2/3 (Zonal or DHP) | 0.028138 | 0.034471 | 0.042086 | 0.048744 | 0.055473 | 0.064707 | 0.070824 | 0.072187 | 0.067873 | 0.05821 | 0.044943 | 0.029677 | 0.017193 | 0.0082591 | 0.0034863 | 0.0012649 | 0.00039419 | 8.5721e-05 | 1.4058e-05 | 1.6836e-06 | 0.62671 | 8.0744 | 6.1324 | 5.2589 | 2.6535 | 1.0874 | 0.27414 | 0.342 | 0.17431 | 0.75872 | 2.9436 | 6.0903 | 7.8173 | 0 | 36.0245 | 26.7616 | 23.4016 | 14.7593 | 9.4295 | 3.8789 | 2.0858 | 3.1672 | 8.727 | 16.2307 | 25.9545 | 33.8445 | 0.18315
Retro5Med | Retro | ResWx | Residential | HVAC | 0.02468 | 0.027647 | 160.0153 | 408.3 | Single Family | Floor - R19 to R30 - Heating Zone 1 (Zonal or DHP) | 0.024179 | 0.02962 | 0.036164 | 0.041886 | 0.047668 | 0.055603 | 0.060858 | 0.06203 | 0.058323 | 0.05002 | 0.038619 | 0.025501 | 0.014774 | 0.007097 | 0.0029958 | 0.0010869 | 0.00033873 | 7.3659e-05 | 1.208e-05 | 1.4467e-06 | 0.53853 | 5.1669 | 3.918 | 3.4918 | 1.501 | 0.88984 | 0.1664 | 0.23631 | 0.18067 | 0.45683 | 2.0845 | 4.0051 | 4.9211 | 0 | 22.9877 | 17.2568 | 15.8042 | 9.1938 | 7.5505 | 2.8123 | 1.4269 | 1.5599 | 4.4395 | 10.5523 | 17.279 | 22.1339 | 0.12432
Retro5Med | Retro | ResWx | Residential | HVAC | 0.053345 | 0.066433 | 310.3631 | 466.3609 | Single Family | Low-E storm window DP - Heating Zone 2/3 (Heat Pump) | 0.01545 | 0.018927 | 0.023108 | 0.026764 | 0.030458 | 0.035529 | 0.038887 | 0.039636 | 0.037267 | 0.031961 | 0.024677 | 0.016295 | 0.0094399 | 0.0045348 | 0.0019142 | 0.0006945 | 0.00021644 | 4.7067e-05 | 7.7189e-06 | 9.2442e-07 | 0.34411 | 11.2289 | 7.4538 | 5.8636 | 2.6814 | 1.1263 | 0.41754 | 0.69274 | 0.33447 | 0.78197 | 3.2166 | 7.3347 | 10.5245 | 0 | 48.4741 | 32.2167 | 26.9592 | 15.5903 | 10.5021 | 6.4434 | 6.7243 | 6.9992 | 10.9402 | 18.2275 | 31.703 | 43.9268 | 0.11727
Retro5Med | Retro | ResWx | Residential | HVAC | 0.050618 | 0.063036 | 294.4925 | 493.0451 | Single Family | Low-E storm window SP - Heating Zone 2/3 (Heat Pump) | 0.0085205 | 0.010438 | 0.012744 | 0.01476 | 0.016798 | 0.019594 | 0.021446 | 0.021859 | 0.020553 | 0.017627 | 0.013609 | 0.0089864 | 0.0052061 | 0.0025009 | 0.0010557 | 0.00038301 | 0.00011936 | 2.5957e-05 | 4.2569e-06 | 5.0982e-07 | 0.18977 | 10.6547 | 7.0727 | 5.5638 | 2.5443 | 1.0687 | 0.39619 | 0.65732 | 0.31736 | 0.74198 | 3.0521 | 6.9596 | 9.9863 | 0 | 45.9954 | 30.5693 | 25.5806 | 14.7931 | 9.965 | 6.1139 | 6.3805 | 6.6413 | 10.3808 | 17.2954 | 30.0818 | 41.6806 | 0.11127
Retro5Med | Retro | ResWx | Residential | HVAC | 0.034879 | 0.041507 | 213.8079 | 300.7186 | Single Family | Attic - R19 to R38 - Heating Zone 2/3 (Zonal or DHP) | 0.0031613 | 0.0038728 | 0.0047284 | 0.0054764 | 0.0062324 | 0.0072699 | 0.007957 | 0.0081102 | 0.0076256 | 0.0065399 | 0.0050494 | 0.0033342 | 0.0019316 | 0.00092791 | 0.00039169 | 0.00014211 | 4.4287e-05 | 9.6307e-06 | 1.5794e-06 | 1.8915e-07 | 0.070411 | 7.0214 | 5.3327 | 4.5731 | 2.3074 | 0.94557 | 0.23839 | 0.2974 | 0.15158 | 0.65977 | 2.5597 | 5.2961 | 6.7979 | 0 | 31.3266 | 23.2716 | 20.3498 | 12.8345 | 8.1998 | 3.373 | 1.8138 | 2.7541 | 7.5889 | 14.1141 | 22.5698 | 29.4308 | 0.17031
Retro5Med | Retro | ResWx | Residential | HVAC | 0.02597 | 0.029091 | 168.3768 | 419.6039 | Single Family | Attic - R19 to R49 - Heating Zone 1 (Zonal or DHP) | 0.015817 | 0.019377 | 0.023658 | 0.027401 | 0.031183 | 0.036374 | 0.039812 | 0.040578 | 0.038153 | 0.032722 | 0.025264 | 0.016682 | 0.0096644 | 0.0046427 | 0.0019597 | 0.00071102 | 0.00022159 | 4.8186e-05 | 7.9024e-06 | 9.4641e-07 | 0.35229 | 5.4369 | 4.1227 | 3.6743 | 1.5795 | 0.93633 | 0.1751 | 0.24866 | 0.19011 | 0.4807 | 2.1934 | 4.2144 | 5.1782 | 0 | 24.1889 | 18.1585 | 16.6301 | 9.6742 | 7.9451 | 2.9592 | 1.5015 | 1.6414 | 4.6715 | 11.1037 | 18.1819 | 23.2905 | 0.12117
Retro5Med | Retro | ResWx | Residential | HVAC | 0.022951 | 0.025709 | 148.8013 | 445.5191 | Single Family | Attic - R19 to R38 - Heating Zone 1 (Zonal or DHP) | 0.001806 | 0.0022124 | 0.0027012 | 0.0031285 | 0.0035604 | 0.0041531 | 0.0045456 | 0.0046332 | 0.0043563 | 0.0037361 | 0.0028846 | 0.0019047 | 0.0011035 | 0.00053009 | 0.00022376 | 8.1183e-05 | 2.53e-05 | 5.5018e-06 | 9.0229e-07 | 1.0806e-07 | 0.040224 | 4.8048 | 3.6434 | 3.2471 | 1.3958 | 0.82747 | 0.15474 | 0.21975 | 0.16801 | 0.42481 | 1.9384 | 3.7244 | 4.5762 | 0 | 21.3767 | 16.0474 | 14.6966 | 8.5495 | 7.0214 | 2.6152 | 1.3269 | 1.4506 | 4.1284 | 9.8128 | 16.0681 | 20.5827 | 0.1145
Retro5Med | Retro | ResWx | Residential | HVAC | 0.017111 | 0.020471 | 107.1268 | 350.3993 | Single Family | Attic - R30 to R38 - Heating Zone 2/3 (Electric FAF) | 0 | 0 | 0 | 0 | 0 | 0 | 0 | 0 | 0 | 0 | 0 | 0 | 0 | 0 | 0 | 0 | 0 | 0 | 0 | 0 | 0 | 3.3816 | 2.617 | 2.2888 | 1.1716 | 0.48502 | 0.13091 | 0.15486 | 0.073477 | 0.34951 | 1.3159 | 2.664 | 3.3345 | 0 | 14.7395 | 11.0215 | 9.8798 | 6.4816 | 4.3714 | 2.1645 | 1.5474 | 2.0482 | 4.3193 | 7.2823 | 11.0775 | 14.2267 | 0.14733
Retro5Med | Retro | ResWx | Residential | HVAC | 0.01496 | 0.017802 | 100.4525 | 721.4115 | Single Family | Attic - R19 to R49 - Heating Zone 1 (Heat Pump) | 0.0088221 | 0.010808 | 0.013195 | 0.015283 | 0.017392 | 0.020288 | 0.022205 | 0.022633 | 0.02128 | 0.018251 | 0.014091 | 0.0093046 | 0.0053904 | 0.0025895 | 0.0010931 | 0.00039657 | 0.00012359 | 2.6876e-05 | 4.4076e-06 | 5.2786e-07 | 0.19649 | 3.2539 | 2.348 | 2.0608 | 0.8739 | 0.55021 | 0.21871 | 0.31931 | 0.17396 | 0.26844 | 1.1786 | 2.3915 | 2.9872 | 0 | 14.269 | 10.336 | 9.364 | 5.5678 | 4.5629 | 2.7604 | 2.3838 | 2.04 | 2.9469 | 6.0526 | 10.2092 | 13.3353 | 0.071753
Retro5Med | Retro | ResWx | Residential | HVAC | 0.04201 | 0.04999 | 282.0883 | 519.6307 | Single Family | Low-E storm window SP - Heating Zone 1 (Heat Pump) | 0.0071158 | 0.0087172 | 0.010643 | 0.012327 | 0.014028 | 0.016364 | 0.01791 | 0.018255 | 0.017164 | 0.014721 | 0.011366 | 0.0075049 | 0.0043478 | 0.0020886 | 0.00088165 | 0.00031987 | 9.9686e-05 | 2.1678e-05 | 3.5551e-06 | 4.2577e-07 | 0.15849 | 9.1374 | 6.5936 | 5.7871 | 2.4541 | 1.5451 | 0.61417 | 0.89668 | 0.48851 | 0.75382 | 3.3097 | 6.7157 | 8.3887 | 0 | 40.0699 | 29.0254 | 26.2958 | 15.6353 | 12.8133 | 7.7518 | 6.6942 | 5.7286 | 8.2753 | 16.9968 | 28.6692 | 37.448 | 0.09833
Retro5Med | Retro | ResWx | Residential | HVAC | 0.013493 | 0.016056 | 90.602 | 748.9101 | Single Family | Attic - R19 to R38 - Heating Zone 1 (Heat Pump) | 0.001028 | 0.0012594 | 0.0015376 | 0.0017809 | 0.0020267 | 0.0023641 | 0.0025876 | 0.0026374 | 0.0024798 | 0.0021267 | 0.001642 | 0.0010843 | 0.00062814 | 0.00030175 | 0.00012737 | 4.6213e-05 | 1.4402e-05 | 3.1318e-06 | 5.1362e-07 | 6.1512e-08 | 0.022897 | 2.9348 | 2.1178 | 1.8587 | 0.7882 | 0.49626 | 0.19726 | 0.288 | 0.1569 | 0.24211 | 1.063 | 2.157 | 2.6943 | 0 | 12.8698 | 9.3225 | 8.4458 | 5.0218 | 4.1154 | 2.4897 | 2.1501 | 1.8399 | 2.6579 | 5.4591 | 9.2081 | 12.0277 | 0.069204
Retro5Med | Retro | ResWx | Residential | HVAC | 0.02374 | 0.028402 | 148.6324 | 368.2965 | Single Family | Attic - R30 to R49 - Heating Zone 2/3 (Electric FAF) | 0 | 0 | 0 | 0 | 0 | 0 | 0 | 0 | 0 | 0 | 0 | 0 | 0 | 0 | 0 | 0 | 0 | 0 | 0 | 0 | 0 | 4.6918 | 3.6309 | 3.1756 | 1.6255 | 0.67294 | 0.18162 | 0.21486 | 0.10194 | 0.48493 | 1.8258 | 3.6962 | 4.6264 | 0 | 20.4502 | 15.2917 | 13.7077 | 8.9928 | 6.0651 | 3.0031 | 2.1469 | 2.8417 | 5.9927 | 10.1038 | 15.3695 | 19.7387 | 0.14065
Retro5Med | Retro | ResWx | Residential | HVAC | 0.026561 | 0.031777 | 166.2957 | 390.8821 | Single Family | Floor - R19 to R30 - Heating Zone 2/3 (Electric FAF) | 0 | 0 | 0 | 0 | 0 | 0 | 0 | 0 | 0 | 0 | 0 | 0 | 0 | 0 | 0 | 0 | 0 | 0 | 0 | 0 | 0 | 5.2493 | 4.0624 | 3.553 | 1.8187 | 0.75291 | 0.20321 | 0.2404 | 0.11406 | 0.54256 | 2.0428 | 4.1354 | 5.1762 | 0 | 22.8805 | 17.109 | 15.3367 | 10.0615 | 6.7859 | 3.36 | 2.4021 | 3.1794 | 6.7049 | 11.3045 | 17.1959 | 22.0844 | 0.13305
Retro5Med | Retro | ResWx | Residential | HVAC | 0.025009 | 0.029919 | 156.5744 | 604.542 | Single Family | Infiltration Reduction - CFM50 reduction - Heating Zone 2/3 (Electric FAF) | 0.0042481 | 0.0052042 | 0.0063539 | 0.0073592 | 0.008375 | 0.0097692 | 0.010693 | 0.010898 | 0.010247 | 0.0087883 | 0.0067853 | 0.0044805 | 0.0025956 | 0.0012469 | 0.00052634 | 0.00019096 | 5.9513e-05 | 1.2942e-05 | 2.1224e-06 | 2.5418e-07 | 0.094617 | 4.9425 | 3.8249 | 3.3453 | 1.7124 | 0.70889 | 0.19133 | 0.22635 | 0.10739 | 0.51084 | 1.9233 | 3.8937 | 4.8736 | 0 | 21.5429 | 16.1088 | 14.4401 | 9.4733 | 6.3892 | 3.1635 | 2.2617 | 2.9936 | 6.313 | 10.6437 | 16.1907 | 20.7934 | 0.088022
Retro5Med | Retro | ResWx | Residential | HVAC | 0.032399 | 0.038553 | 217.5497 | 681.2457 | Single Family | Low-E storm window DP - Heating Zone 1 (Heat Pump) | 0.17851 | 0.21869 | 0.267 | 0.30924 | 0.35193 | 0.41051 | 0.44932 | 0.45797 | 0.4306 | 0.36929 | 0.28513 | 0.18827 | 0.10907 | 0.052397 | 0.022118 | 0.0080245 | 0.0025008 | 0.00054382 | 8.9187e-05 | 1.0681e-05 | 3.9759 | 7.0469 | 5.0851 | 4.4631 | 1.8926 | 1.1916 | 0.47365 | 0.69153 | 0.37674 | 0.58135 | 2.5525 | 5.1792 | 6.4695 | 0 | 30.9024 | 22.3847 | 20.2796 | 12.0581 | 9.8818 | 5.9783 | 5.1627 | 4.418 | 6.382 | 13.1081 | 22.11 | 28.8803 | 0.075833
Retro5Med | Retro | ResWx | Residential | HVAC | 0.012734 | 0.015858 | 74.0861 | 516.6525 | Single Family | Attic - R30 to R38 - Heating Zone 2/3 (Heat Pump) | 0.00028762 | 0.00035235 | 0.00043019 | 0.00049825 | 0.00056703 | 0.00066142 | 0.00072394 | 0.00073787 | 0.00069378 | 0.00059501 | 0.0004594 | 0.00030335 | 0.00017574 | 8.4422e-05 | 3.5636e-05 | 1.2929e-05 | 4.0293e-06 | 8.7621e-07 | 1.437e-07 | 1.7209e-08 | 0.006406 | 2.6804 | 1.7793 | 1.3997 | 0.64007 | 0.26886 | 0.099671 | 0.16536 | 0.07984 | 0.18666 | 0.76782 | 1.7508 | 2.5123 | 0 | 11.5712 | 7.6904 | 6.4354 | 3.7215 | 2.5069 | 1.5381 | 1.6052 | 1.6708 | 2.6115 | 4.351 | 7.5677 | 10.4857 | 0.10646
Retro5Med | Retro | ResWx | Residential | HVAC | 0.011261 | 0.013191 | 72.312 | 532.7253 | Single Family | Attic - R30 to R38 - Heating Zone 1 (Electric FAF) | 0.00080658 | 0.0009881 | 0.0012064 | 0.0013973 | 0.0015901 | 0.0018548 | 0.0020302 | 0.0020692 | 0.0019456 | 0.0016686 | 0.0012883 | 0.00085069 | 0.00049283 | 0.00023675 | 9.9935e-05 | 3.6257e-05 | 1.1299e-05 | 2.4572e-06 | 4.0297e-07 | 4.8261e-08 | 0.017965 | 2.3997 | 1.8462 | 1.6467 | 0.70468 | 0.41758 | 0.0086211 | 0.0097606 | 0.035357 | 0.21325 | 0.99414 | 1.8936 | 2.294 | 0 | 10.3324 | 7.8348 | 7.2141 | 4.2796 | 3.536 | 1.0611 | 0.24819 | 0.42099 | 2.0003 | 4.964 | 7.9279 | 10.029 | 0.096923
Retro5Med | Retro | ResWx | Residential | HVAC | 0.015658 | 0.018341 | 100.5483 | 557.9613 | Single Family | Attic - R30 to R49 - Heating Zone 1 (Electric FAF) | 0.0086806 | 0.010634 | 0.012984 | 0.015038 | 0.017113 | 0.019962 | 0.021849 | 0.02227 | 0.020939 | 0.017958 | 0.013865 | 0.0091554 | 0.0053039 | 0.002548 | 0.0010755 | 0.00039021 | 0.00012161 | 2.6445e-05 | 4.3369e-06 | 5.194e-07 | 0.19334 | 3.3367 | 2.5671 | 2.2897 | 0.97985 | 0.58064 | 0.011987 | 0.013572 | 0.049164 | 0.29652 | 1.3823 | 2.6329 | 3.1898 | 0 | 14.3669 | 10.8942 | 10.031 | 5.9507 | 4.9167 | 1.4754 | 0.3451 | 0.58538 | 2.7814 | 6.9024 | 11.0236 | 13.9451 | 0.092735
Retro5Med | Retro | ResWx | Residential | HVAC | 0.014401 | 0.016869 | 92.4775 | 1042.8542 | Single Family | Infiltration Reduction - CFM50 reduction - Heating Zone 1 (Electric FAF) | 0.017128 | 0.020982 | 0.025618 | 0.029671 | 0.033766 | 0.039387 | 0.04311 | 0.04394 | 0.041314 | 0.035432 | 0.027357 | 0.018064 | 0.010465 | 0.0050273 | 0.0021221 | 0.00076992 | 0.00023994 | 5.2178e-05 | 8.5571e-06 | 1.0248e-06 | 0.38148 | 3.0689 | 2.361 | 2.106 | 0.9012 | 0.53404 | 0.011025 | 0.012483 | 0.045217 | 0.27272 | 1.2714 | 2.4216 | 2.9338 | 0 | 13.2138 | 10.0197 | 9.2259 | 5.4731 | 4.5221 | 1.357 | 0.3174 | 0.53839 | 2.5581 | 6.3484 | 10.1388 | 12.8258 | 0.050669
Retro5Med | Retro | ResWx | Residential | HVAC | 0.034732 | 0.04133 | 233.2198 | 272.6862 | Single Family | Floor - R0 to R19 - Heating Zone 1 (Heat Pump) | 0.017918 | 0.021951 | 0.0268 | 0.03104 | 0.035325 | 0.041205 | 0.0451 | 0.045968 | 0.043221 | 0.037068 | 0.028619 | 0.018898 | 0.010948 | 0.0052593 | 0.0022201 | 0.00080546 | 0.00025102 | 5.4586e-05 | 8.9521e-06 | 1.0721e-06 | 0.39908 | 7.5544 | 5.4514 | 4.7845 | 2.0289 | 1.2774 | 0.50777 | 0.74134 | 0.40388 | 0.62323 | 2.7363 | 5.5523 | 6.9355 | 0 | 33.1283 | 23.9971 | 21.7404 | 12.9267 | 10.5935 | 6.4089 | 5.5345 | 4.7362 | 6.8417 | 14.0523 | 23.7026 | 30.9606 | 0.17986
Retro5Med | Retro | ResWx | Residential | HVAC | 0.0097304 | 0.0109 | 63.0875 | 614.7429 | Single Family | Attic - R30 to R38 - Heating Zone 1 (Zonal or DHP) | 0.00095952 | 0.0011755 | 0.0014352 | 0.0016622 | 0.0018917 | 0.0022065 | 0.0024151 | 0.0024616 | 0.0023145 | 0.001985 | 0.0015326 | 0.001012 | 0.00058627 | 0.00028164 | 0.00011888 | 4.3133e-05 | 1.3442e-05 | 2.9231e-06 | 4.7939e-07 | 5.7412e-08 | 0.021371 | 2.0371 | 1.5447 | 1.3767 | 0.59179 | 0.35083 | 0.065606 | 0.093168 | 0.071231 | 0.18011 | 0.82182 | 1.579 | 1.9402 | 0 | 9.0631 | 6.8036 | 6.231 | 3.6247 | 2.9769 | 1.1088 | 0.56258 | 0.615 | 1.7503 | 4.1603 | 6.8124 | 8.7265 | 0.084253
Retro5Med | Retro | ResWx | Residential | HVAC | 0.016678 | 0.02077 | 97.0345 | 576.4206 | Single Family | Attic - R30 to R49 - Heating Zone 2/3 (Heat Pump) | 0.0029157 | 0.0035719 | 0.0043611 | 0.005051 | 0.0057482 | 0.0067051 | 0.0073389 | 0.0074802 | 0.0070332 | 0.0060319 | 0.0046571 | 0.0030752 | 0.0017815 | 0.00085583 | 0.00036126 | 0.00013107 | 4.0847e-05 | 8.8826e-06 | 1.4567e-06 | 1.7446e-07 | 0.064941 | 3.5107 | 2.3304 | 1.8332 | 0.83833 | 0.35213 | 0.13054 | 0.21659 | 0.10457 | 0.24448 | 1.0057 | 2.2932 | 3.2905 | 0 | 15.1554 | 10.0725 | 8.4287 | 4.8743 | 3.2835 | 2.0145 | 2.1024 | 2.1883 | 3.4204 | 5.6988 | 9.9119 | 13.7336 | 0.095945
Retro5Med | Retro | ResWx | Residential | HVAC | 0.037662 | 0.044816 | 252.8904 | 296.8588 | Single Family | Floor - R0 to R25 - Heating Zone 1 (Heat Pump) | 0.0319 | 0.039079 | 0.047713 | 0.055261 | 0.062889 | 0.073358 | 0.080292 | 0.081838 | 0.076947 | 0.065993 | 0.050952 | 0.033644 | 0.019491 | 0.0093633 | 0.0039524 | 0.001434 | 0.00044689 | 9.7181e-05 | 1.5938e-05 | 1.9087e-06 | 0.7105 | 8.1916 | 5.9112 | 5.1881 | 2.2 | 1.3852 | 0.5506 | 0.80387 | 0.43794 | 0.67579 | 2.9671 | 6.0206 | 7.5204 | 0 | 35.9224 | 26.0211 | 23.574 | 14.017 | 11.487 | 6.9494 | 6.0013 | 5.1357 | 7.4188 | 15.2375 | 25.7018 | 33.5719 | 0.16636
Retro5Med | Retro | ResWx | Residential | HVAC | 0.013309 | 0.014909 | 86.2905 | 654.7735 | Single Family | Attic - R30 to R49 - Heating Zone 1 (Zonal or DHP) | 0.010158 | 0.012444 | 0.015194 | 0.017597 | 0.020026 | 0.02336 | 0.025568 | 0.02606 | 0.024503 | 0.021015 | 0.016225 | 0.010714 | 0.0062067 | 0.0029816 | 0.0012586 | 0.00045663 | 0.00014231 | 3.0946e-05 | 5.0751e-06 | 6.0781e-07 | 0.22625 | 2.7863 | 2.1128 | 1.883 | 0.80945 | 0.47986 | 0.089736 | 0.12743 | 0.097429 | 0.24635 | 1.1241 | 2.1598 | 2.6538 | 0 | 12.3965 | 9.306 | 8.5226 | 4.9579 | 4.0717 | 1.5166 | 0.76949 | 0.8412 | 2.3941 | 5.6905 | 9.3179 | 11.936 | 0.079297
Retro5Med | Retro | ResWx | Residential | HVAC | 0.039498 | 0.047001 | 265.2181 | 338.315 | Single Family | Floor - R0 to R30 - Heating Zone 1 (Heat Pump) | 0.018281 | 0.022395 | 0.027343 | 0.031669 | 0.03604 | 0.04204 | 0.046013 | 0.046899 | 0.044097 | 0.037819 | 0.029199 | 0.019281 | 0.01117 | 0.0053659 | 0.002265 | 0.00082177 | 0.0002561 | 5.5692e-05 | 9.1334e-06 | 1.0938e-06 | 0.40717 | 8.5909 | 6.1993 | 5.441 | 2.3073 | 1.4527 | 0.57744 | 0.84306 | 0.45929 | 0.70874 | 3.1118 | 6.314 | 7.887 | 0 | 37.6736 | 27.2896 | 24.7232 | 14.7003 | 12.047 | 7.2882 | 6.2939 | 5.386 | 7.7804 | 15.9803 | 26.9547 | 35.2084 | 0.14738
Retro5Med | Retro | ResWx | Residential | HVAC | 0.012823 | 0.01502 | 82.339 | 817.4987 | Single Family | Floor - R19 to R30 - Heating Zone 1 (Electric FAF) | 0.0018394 | 0.0022534 | 0.0027512 | 0.0031865 | 0.0036264 | 0.00423 | 0.0046299 | 0.004719 | 0.004437 | 0.0038053 | 0.002938 | 0.00194 | 0.0011239 | 0.00053991 | 0.00022791 | 8.2687e-05 | 2.5769e-05 | 5.6037e-06 | 9.19e-07 | 1.1006e-07 | 0.040969 | 2.7324 | 2.1022 | 1.8751 | 0.8024 | 0.47549 | 0.0098165 | 0.011114 | 0.04026 | 0.24282 | 1.132 | 2.1561 | 2.6121 | 0 | 11.7651 | 8.9212 | 8.2144 | 4.873 | 4.0263 | 1.2082 | 0.2826 | 0.47936 | 2.2777 | 5.6524 | 9.0273 | 11.4197 | 0.064205
Retro5Med | Retro | ResWx | Residential | HVAC | 0.014504 | 0.018062 | 84.3842 | 1142.6868 | Single Family | Infiltration Reduction - CFM50 reduction - Heating Zone 2/3 (Heat Pump) | 0.017186 | 0.021054 | 0.025706 | 0.029772 | 0.033882 | 0.039522 | 0.043258 | 0.044091 | 0.041456 | 0.035554 | 0.027451 | 0.018126 | 0.010501 | 0.0050446 | 0.0021294 | 0.00077257 | 0.00024077 | 5.2357e-05 | 8.5865e-06 | 1.0283e-06 | 0.38279 | 3.053 | 2.0266 | 1.5943 | 0.72904 | 0.30623 | 0.11353 | 0.18835 | 0.090938 | 0.21261 | 0.87455 | 1.9942 | 2.8615 | 0 | 13.1796 | 8.7594 | 7.3299 | 4.2388 | 2.8554 | 1.7519 | 1.8283 | 1.903 | 2.9745 | 4.9558 | 8.6197 | 11.9432 | 0.049567
Retro5Med | Retro | ResWx | Residential | HVAC | 0.0081944 | 0.0097516 | 50.2316 | 1141.8145 | Single Family | Attic - R30 to R49 - Heating Zone 2/3 (Zonal or DHP) | 0 | 0 | 0 | 0 | 0 | 0 | 0 | 0 | 0 | 0 | 0 | 0 | 0 | 0 | 0 | 0 | 0 | 0 | 0 | 0 | 0 | 1.6496 | 1.2528 | 1.0744 | 0.5421 | 0.22215 | 0.056007 | 0.069871 | 0.035611 | 0.15501 | 0.60138 | 1.2443 | 1.5971 | 0 | 7.3598 | 5.4674 | 4.7809 | 3.0153 | 1.9264 | 0.79245 | 0.42612 | 0.64705 | 1.7829 | 3.3159 | 5.3025 | 6.9144 | 0.047784
Retro5Med | Retro | ResWx | Residential | HVAC | 0.0045013 | 0.0053564 | 30.2253 | 1311.7974 | Single Family | Attic - R30 to R38 - Heating Zone 1 (Heat Pump) | 0.0009506 | 0.0011645 | 0.0014218 | 0.0016467 | 0.0018741 | 0.002186 | 0.0023927 | 0.0024387 | 0.002293 | 0.0019665 | 0.0015183 | 0.0010026 | 0.00058082 | 0.00027902 | 0.00011778 | 4.2732e-05 | 1.3317e-05 | 2.8959e-06 | 4.7493e-07 | 5.6878e-08 | 0.021172 | 0.97905 | 0.7065 | 0.62008 | 0.26295 | 0.16555 | 0.065807 | 0.096078 | 0.052343 | 0.08077 | 0.35463 | 0.71957 | 0.89883 | 0 | 4.2934 | 3.11 | 2.8176 | 1.6753 | 1.3729 | 0.83059 | 0.71727 | 0.61381 | 0.88669 | 1.8212 | 3.0719 | 4.0125 | 0.040067
Retro5Med | Retro | ResWx | Residential | HVAC | 0.0053983 | 0.0064242 | 33.0916 | 1193.8489 | Single Family | Attic - R30 to R38 - Heating Zone 2/3 (Zonal or DHP) | 0 | 0 | 0 | 0 | 0 | 0 | 0 | 0 | 0 | 0 | 0 | 0 | 0 | 0 | 0 | 0 | 0 | 0 | 0 | 0 | 0 | 1.0867 | 0.82535 | 0.70779 | 0.35713 | 0.14635 | 0.036896 | 0.04603 | 0.02346 | 0.10211 | 0.39618 | 0.81969 | 1.0521 | 0 | 4.8485 | 3.6018 | 3.1496 | 1.9864 | 1.2691 | 0.52205 | 0.28072 | 0.42626 | 1.1746 | 2.1845 | 3.4932 | 4.5551 | 0.045748
Retro5Med | Retro | ResWx | Residential | HVAC | 0.0061863 | 0.0073615 | 41.5399 | 1388.5763 | Single Family | Attic - R30 to R49 - Heating Zone 1 (Heat Pump) | 0.010112 | 0.012388 | 0.015124 | 0.017517 | 0.019935 | 0.023254 | 0.025452 | 0.025942 | 0.024391 | 0.020919 | 0.016151 | 0.010665 | 0.0061785 | 0.0029681 | 0.0012529 | 0.00045455 | 0.00014166 | 3.0805e-05 | 5.052e-06 | 6.0504e-07 | 0.22522 | 1.3456 | 0.97097 | 0.8522 | 0.36138 | 0.22753 | 0.090442 | 0.13204 | 0.071937 | 0.11101 | 0.48738 | 0.98894 | 1.2353 | 0 | 5.9006 | 4.2742 | 3.8723 | 2.3024 | 1.8869 | 1.1415 | 0.98578 | 0.84359 | 1.2186 | 2.5029 | 4.2218 | 5.5145 | 0.037891
Retro5Med | Retro | ResWx | Residential | HVAC | 0.011475 | 0.013655 | 77.0529 | 1257.7876 | Single Family | Infiltration Reduction - CFM50 reduction - Heating Zone 1 (Heat Pump) | 0.082661 | 0.10126 | 0.12364 | 0.1432 | 0.16296 | 0.19009 | 0.20806 | 0.21206 | 0.19939 | 0.171 | 0.13203 | 0.087182 | 0.050507 | 0.024263 | 0.010242 | 0.0037158 | 0.001158 | 0.00025182 | 4.1298e-05 | 4.946e-06 | 1.8411 | 2.4959 | 1.8011 | 1.5808 | 0.67033 | 0.42205 | 0.16776 | 0.24493 | 0.13344 | 0.20591 | 0.90405 | 1.8344 | 2.2914 | 0 | 10.9452 | 7.9284 | 7.1828 | 4.2708 | 3.5 | 2.1174 | 1.8285 | 1.5648 | 2.2604 | 4.6427 | 7.8311 | 10.229 | 0.041754
Retro5Med | Retro | ResWx | Residential | HVAC | 0.0094797 | 0.01128 | 63.6544 | 1066.0695 | Single Family | Floor - R19 to R30 - Heating Zone 1 (Heat Pump) | 0.00746 | 0.0091389 | 0.011158 | 0.012923 | 0.014707 | 0.017155 | 0.018777 | 0.019138 | 0.017995 | 0.015433 | 0.011915 | 0.007868 | 0.0045582 | 0.0021897 | 0.0009243 | 0.00033535 | 0.00010451 | 2.2727e-05 | 3.7271e-06 | 4.4637e-07 | 0.16616 | 2.0619 | 1.4879 | 1.3059 | 0.55377 | 0.34866 | 0.13859 | 0.20234 | 0.11023 | 0.1701 | 0.74685 | 1.5154 | 1.8929 | 0 | 9.042 | 6.5497 | 5.9338 | 3.5282 | 2.8914 | 1.7492 | 1.5106 | 1.2927 | 1.8674 | 3.8354 | 6.4693 | 8.4503 | 0.04909
Retro5Med | Retro | ResWx | Residential | HVAC | 0.028033 | 0.034911 | 163.0953 | 397.1036 | Single Family | Floor - R0 to R19 - Heating Zone 2/3 (Heat Pump) | 0 | 0 | 0 | 0 | 0 | 0 | 0 | 0 | 0 | 0 | 0 | 0 | 0 | 0 | 0 | 0 | 0 | 0 | 0 | 0 | 0 | 5.9008 | 3.917 | 3.0813 | 1.4091 | 0.59187 | 0.21942 | 0.36404 | 0.17576 | 0.41092 | 1.6903 | 3.8544 | 5.5306 | 0 | 25.4731 | 16.9298 | 14.167 | 8.1927 | 5.5188 | 3.386 | 3.5336 | 3.6781 | 5.7491 | 9.5785 | 16.6599 | 23.0835 | 0.13634
Retro5Med | Retro | ResWx | Residential | HVAC | 0.030444 | 0.037913 | 177.1219 | 430.9663 | Single Family | Floor - R0 to R25 - Heating Zone 2/3 (Heat Pump) | 0 | 0 | 0 | 0 | 0 | 0 | 0 | 0 | 0 | 0 | 0 | 0 | 0 | 0 | 0 | 0 | 0 | 0 | 0 | 0 | 0 | 6.4082 | 4.2538 | 3.3463 | 1.5302 | 0.64277 | 0.23829 | 0.39534 | 0.19088 | 0.44626 | 1.8357 | 4.1859 | 6.0062 | 0 | 27.6638 | 18.3859 | 15.3854 | 8.8973 | 5.9935 | 3.6772 | 3.8375 | 3.9944 | 6.2435 | 10.4023 | 18.0927 | 25.0687 | 0.1263
Retro5Med | Retro | ResWx | Residential | HVAC | 0.032007 | 0.03986 | 186.2179 | 488.8696 | Single Family | Floor - R0 to R30 - Heating Zone 2/3 (Heat Pump) | 0 | 0 | 0 | 0 | 0 | 0 | 0 | 0 | 0 | 0 | 0 | 0 | 0 | 0 | 0 | 0 | 0 | 0 | 0 | 0 | 0 | 6.7373 | 4.4723 | 3.5182 | 1.6088 | 0.67578 | 0.25053 | 0.41565 | 0.20068 | 0.46918 | 1.9299 | 4.4008 | 6.3147 | 0 | 29.0845 | 19.33 | 16.1755 | 9.3542 | 6.3012 | 3.866 | 4.0346 | 4.1995 | 6.5641 | 10.9365 | 19.0218 | 26.3561 | 0.11217
Retro5Med | Retro | ResWx | Residential | HVAC | 0.013843 | 0.01724 | 80.5403 | 833.6487 | Single Family | Floor - R19 to R30 - Heating Zone 2/3 (Heat Pump) | 0.0049973 | 0.006122 | 0.0074745 | 0.008657 | 0.009852 | 0.011492 | 0.012578 | 0.01282 | 0.012054 | 0.010338 | 0.0079819 | 0.0052706 | 0.0030534 | 0.0014668 | 0.00061917 | 0.00022464 | 7.0009e-05 | 1.5224e-05 | 2.4967e-06 | 2.9901e-07 | 0.1113 | 2.9139 | 1.9343 | 1.5216 | 0.69583 | 0.29228 | 0.10835 | 0.17977 | 0.086795 | 0.20292 | 0.83471 | 1.9034 | 2.7311 | 0 | 12.5792 | 8.3604 | 6.996 | 4.0457 | 2.7253 | 1.6721 | 1.745 | 1.8163 | 2.839 | 4.7301 | 8.227 | 11.3991 | 0.067329
LO12Med | New | Showerheads | Residential | Water Heating | 0.0010431 | 0.00074336 | 9.9989 | -108.3999 | Single Family | Showerhead_SF_ERWH_2_00 GPM | 0.00012093 | 0.00023565 | 0.00034652 | 0.00045662 | 0.00055519 | 0.00062947 | 0.00069131 | 0.00074148 | 0.00078652 | 0.00082315 | 0.00082735 | 0.00084248 | 0.00085859 | 0.00086967 | 0.0008595 | 0.00085753 | 0.00084335 | 0.00082364 | 0.00081142 | 0.0007964 | 0.013777 | 0.18359 | 0.16693 | 0.18428 | 0.17713 | 0.16929 | 0.15341 | 0.1392 | 0.13162 | 0.13148 | 0.14482 | 0.15605 | 0.17155 | 0 | 0.81577 | 0.7204 | 0.77494 | 0.6989 | 0.68317 | 0.64717 | 0.56889 | 0.54749 | 0.55332 | 0.63286 | 0.66844 | 0.77823 | 1002.4615
LO12Med | New | Showerheads | Residential | Water Heating | 0.0072802 | 0.0051884 | 69.7883 | -108.5166 | Single Family | Showerhead_SF_ERWH_1_8 GPM | 0.00084407 | 0.0016447 | 0.0024186 | 0.003187 | 0.003875 | 0.0043935 | 0.0048251 | 0.0051752 | 0.0054896 | 0.0057452 | 0.0057746 | 0.0058802 | 0.0059926 | 0.0060699 | 0.0059989 | 0.0059852 | 0.0058863 | 0.0057486 | 0.0056634 | 0.0055586 | 0.096156 | 1.2814 | 1.1651 | 1.2862 | 1.2363 | 1.1816 | 1.0708 | 0.97153 | 0.91863 | 0.91767 | 1.0108 | 1.0892 | 1.1974 | 0 | 5.6937 | 5.0281 | 5.4087 | 4.878 | 4.7683 | 4.517 | 3.9706 | 3.8212 | 3.862 | 4.4171 | 4.6654 | 5.4317 | 6996.7722
LO12Med | New | Showerheads | Residential | Water Heating | 0.01092 | 0.0077825 | 104.6825 | -108.5231 | Single Family | Showerhead_SF_ERWH_1_50 GPM | 0.0012661 | 0.0024671 | 0.0036279 | 0.0047805 | 0.0058125 | 0.0065902 | 0.0072376 | 0.0077629 | 0.0082343 | 0.0086179 | 0.0086619 | 0.0088203 | 0.0089889 | 0.0091049 | 0.0089984 | 0.0089778 | 0.0088294 | 0.008623 | 0.0084951 | 0.0083378 | 0.14423 | 1.9221 | 1.7477 | 1.9293 | 1.8544 | 1.7724 | 1.6061 | 1.4573 | 1.3779 | 1.3765 | 1.5162 | 1.6337 | 1.7961 | 0 | 8.5406 | 7.5421 | 8.1131 | 7.317 | 7.1524 | 6.7755 | 5.9559 | 5.7319 | 5.793 | 6.6257 | 6.9981 | 8.1476 | 10495.1583
LO12Med | New | Showerheads | Residential | Water Heating | 0.0010431 | 0.00074336 | 9.9989 | -108.3998 | Manufactured | Showerhead_MH_ERWH_2_00 GPM | 2.8637e-05 | 5.8275e-05 | 8.9394e-05 | 0.00012274 | 0.00015533 | 0.0001832 | 0.0002091 | 0.00023287 | 0.00025619 | 0.00027795 | 0.00028945 | 0.00030511 | 0.00032163 | 0.00033678 | 0.0003439 | 0.00035437 | 0.00035981 | 0.00036265 | 0.00036851 | 0.00037305 | 0.0050289 | 0.18359 | 0.16693 | 0.18428 | 0.17713 | 0.16929 | 0.15341 | 0.1392 | 0.13162 | 0.13148 | 0.14482 | 0.15605 | 0.17155 | 0 | 0.81577 | 0.7204 | 0.77494 | 0.6989 | 0.68317 | 0.64717 | 0.56889 | 0.54749 | 0.55332 | 0.63286 | 0.66844 | 0.77823 | 1002.4615
LO12Med | New | Showerheads | Residential | Water Heating | 0.0072802 | 0.0051884 | 69.7883 | -108.5166 | Manufactured | Showerhead_MH_ERWH_1_8 GPM | 0.00019988 | 0.00040674 | 0.00062394 | 0.00085665 | 0.0010841 | 0.0012787 | 0.0014595 | 0.0016253 | 0.0017881 | 0.0019399 | 0.0020202 | 0.0021295 | 0.0022448 | 0.0023506 | 0.0024003 | 0.0024733 | 0.0025113 | 0.0025311 | 0.002572 | 0.0026037 | 0.0351 | 1.2814 | 1.1651 | 1.2862 | 1.2363 | 1.1816 | 1.0708 | 0.97153 | 0.91863 | 0.91767 | 1.0108 | 1.0892 | 1.1974 | 0 | 5.6937 | 5.0281 | 5.4087 | 4.878 | 4.7683 | 4.517 | 3.9706 | 3.8212 | 3.862 | 4.4171 | 4.6654 | 5.4317 | 6996.7722
LO12Med | New | Showerheads | Residential | Water Heating | 0.01092 | 0.0077825 | 104.6825 | -108.5231 | Manufactured | Showerhead_MH_ERWH_1_50 GPM | 0.00029981 | 0.00061011 | 0.0009359 | 0.001285 | 0.0016262 | 0.001918 | 0.0021892 | 0.002438 | 0.0026821 | 0.0029099 | 0.0030303 | 0.0031943 | 0.0033672 | 0.0035259 | 0.0036004 | 0.00371 | 0.003767 | 0.0037967 | 0.003858 | 0.0039056 | 0.05265 | 1.9221 | 1.7477 | 1.9293 | 1.8544 | 1.7724 | 1.6061 | 1.4573 | 1.3779 | 1.3765 | 1.5162 | 1.6337 | 1.7961 | 0 | 8.5406 | 7.5421 | 8.1131 | 7.317 | 7.1524 | 6.7755 | 5.9559 | 5.7319 | 5.793 | 6.6257 | 6.9981 | 8.1476 | 10495.1583
LO12Med | New | Showerheads | Residential | Water Heating | 0.0010431 | 0.00074336 | 9.9989 | -108.3999 | Multifamily | Showerhead_MF_ERWH_2_00 GPM | 6.0477e-05 | 0.0001195 | 0.00017842 | 0.00023876 | 0.00029483 | 0.00033969 | 0.00037893 | 0.0004126 | 0.00044406 | 0.0004717 | 0.00048129 | 0.0004973 | 0.00051423 | 0.00052873 | 0.00053043 | 0.0005374 | 0.00053636 | 0.00053184 | 0.00053163 | 0.00052996 | 0.0081581 | 0.18359 | 0.16693 | 0.18428 | 0.17713 | 0.16929 | 0.15341 | 0.1392 | 0.13162 | 0.13148 | 0.14482 | 0.15605 | 0.17155 | 0 | 0.81577 | 0.7204 | 0.77494 | 0.6989 | 0.68317 | 0.64717 | 0.56889 | 0.54749 | 0.55332 | 0.63286 | 0.66844 | 0.77823 | 1002.4615
LO12Med | New | Showerheads | Residential | Water Heating | 0.0072802 | 0.0051884 | 69.7883 | -108.5166 | Multifamily | Showerhead_MF_ERWH_1_8 GPM | 0.00042211 | 0.00083403 | 0.0012453 | 0.0016664 | 0.0020578 | 0.0023709 | 0.0026448 | 0.0028798 | 0.0030994 | 0.0032922 | 0.0033592 | 0.0034709 | 0.0035891 | 0.0036903 | 0.0037022 | 0.0037508 | 0.0037436 | 0.003712 | 0.0037105 | 0.0036989 | 0.05694 | 1.2814 | 1.1651 | 1.2862 | 1.2363 | 1.1816 | 1.0708 | 0.97153 | 0.91863 | 0.91767 | 1.0108 | 1.0892 | 1.1974 | 0 | 5.6937 | 5.0281 | 5.4087 | 4.878 | 4.7683 | 4.517 | 3.9706 | 3.8212 | 3.862 | 4.4171 | 4.6654 | 5.4317 | 6996.7722
LO12Med | New | Showerheads | Residential | Water Heating | 0.01092 | 0.0077825 | 104.6825 | -108.5231 | Multifamily | Showerhead_MF_ERWH_1_50 GPM | 0.00063316 | 0.0012511 | 0.001868 | 0.0024997 | 0.0030867 | 0.0035564 | 0.0039672 | 0.0043197 | 0.0046491 | 0.0049384 | 0.0050388 | 0.0052064 | 0.0053837 | 0.0055355 | 0.0055533 | 0.0056263 | 0.0056154 | 0.005568 | 0.0055658 | 0.0055484 | 0.085411 | 1.9221 | 1.7477 | 1.9293 | 1.8544 | 1.7724 | 1.6061 | 1.4573 | 1.3779 | 1.3765 | 1.5162 | 1.6337 | 1.7961 | 0 | 8.5406 | 7.5421 | 8.1131 | 7.317 | 7.1524 | 6.7755 | 5.9559 | 5.7319 | 5.793 | 6.6257 | 6.9981 | 8.1476 | 10495.1583
LO12Med | New | Showerheads | Residential | Water Heating | 0.00053241 | 0.0003793 | 5.1115 | -194.634 | Single Family | Showerhead_SF_HPWH_2_00 GPM | 0.00035033 | 0.00068264 | 0.0010038 | 0.0013227 | 0.0016083 | 0.0018235 | 0.0020026 | 0.0021479 | 0.0022784 | 0.0023845 | 0.0023967 | 0.0024405 | 0.0024872 | 0.0025193 | 0.0024898 | 0.0024841 | 0.0024431 | 0.0023859 | 0.0023506 | 0.002307 | 0.039909 | 0.093013 | 0.08461 | 0.093509 | 0.089824 | 0.086061 | 0.078413 | 0.071529 | 0.067795 | 0.067475 | 0.073883 | 0.079269 | 0.087002 | 0 | 0.41451 | 0.3663 | 0.39454 | 0.35668 | 0.34962 | 0.33246 | 0.29422 | 0.28381 | 0.28576 | 0.32472 | 0.34075 | 0.39575 | 836.4979
LO12Med | New | Showerheads | Residential | Water Heating | 0.003716 | 0.0026474 | 35.6762 | -194.8625 | Single Family | Showerhead_SF_HPWH_1_8 GPM | 0.0024451 | 0.0047645 | 0.0070063 | 0.0092322 | 0.011225 | 0.012727 | 0.013977 | 0.014992 | 0.015902 | 0.016643 | 0.016728 | 0.017034 | 0.01736 | 0.017584 | 0.017378 | 0.017338 | 0.017052 | 0.016653 | 0.016406 | 0.016102 | 0.27855 | 0.64919 | 0.59055 | 0.65266 | 0.62693 | 0.60067 | 0.54729 | 0.49925 | 0.47318 | 0.47095 | 0.51567 | 0.55326 | 0.60724 | 0 | 2.8931 | 2.5566 | 2.7537 | 2.4895 | 2.4402 | 2.3205 | 2.0535 | 1.9809 | 1.9945 | 2.2664 | 2.3783 | 2.7622 | 5838.4139
LO12Med | New | Showerheads | Residential | Water Heating | 0.0055741 | 0.0039711 | 53.5143 | -194.8752 | Single Family | Showerhead_SF_HPWH_1_50 GPM | 0.0036677 | 0.0071468 | 0.010509 | 0.013848 | 0.016838 | 0.019091 | 0.020966 | 0.022488 | 0.023854 | 0.024965 | 0.025092 | 0.025551 | 0.026039 | 0.026375 | 0.026067 | 0.026007 | 0.025577 | 0.024979 | 0.024609 | 0.024153 | 0.41782 | 0.97378 | 0.88582 | 0.97899 | 0.9404 | 0.90101 | 0.82094 | 0.74887 | 0.70977 | 0.70642 | 0.77351 | 0.8299 | 0.91085 | 0 | 4.3397 | 3.8349 | 4.1306 | 3.7343 | 3.6603 | 3.4807 | 3.0803 | 2.9713 | 2.9917 | 3.3997 | 3.5674 | 4.1433 | 8757.6208
LO12Med | New | Showerheads | Residential | Water Heating | 0.00053241 | 0.0003793 | 5.1115 | -194.634 | Manufactured | Showerhead_MH_HPWH_2_00 GPM | 4.3918e-05 | 8.9372e-05 | 0.0001371 | 0.00018823 | 0.00023822 | 0.00028096 | 0.00032069 | 0.00035713 | 0.0003929 | 0.00042626 | 0.0004439 | 0.00046792 | 0.00049325 | 0.00051649 | 0.00052741 | 0.00054347 | 0.00055182 | 0.00055617 | 0.00056515 | 0.00057211 | 0.0077124 | 0.093013 | 0.08461 | 0.093509 | 0.089824 | 0.086061 | 0.078413 | 0.071529 | 0.067795 | 0.067475 | 0.073883 | 0.079269 | 0.087002 | 0 | 0.41451 | 0.3663 | 0.39454 | 0.35668 | 0.34962 | 0.33246 | 0.29422 | 0.28381 | 0.28576 | 0.32472 | 0.34075 | 0.39575 | 836.4979
LO12Med | New | Showerheads | Residential | Water Heating | 0.003716 | 0.0026474 | 35.6762 | -194.8625 | Manufactured | Showerhead_MH_HPWH_1_8 GPM | 0.00030653 | 0.00062378 | 0.00095688 | 0.0013138 | 0.0016626 | 0.001961 | 0.0022383 | 0.0024926 | 0.0027423 | 0.0029751 | 0.0030982 | 0.0032659 | 0.0034427 | 0.0036049 | 0.0036811 | 0.0037932 | 0.0038514 | 0.0038818 | 0.0039445 | 0.0039931 | 0.05383 | 0.64919 | 0.59055 | 0.65266 | 0.62693 | 0.60067 | 0.54729 | 0.49925 | 0.47318 | 0.47095 | 0.51567 | 0.55326 | 0.60724 | 0 | 2.8931 | 2.5566 | 2.7537 | 2.4895 | 2.4402 | 2.3205 | 2.0535 | 1.9809 | 1.9945 | 2.2664 | 2.3783 | 2.7622 | 5838.4139
LO12Med | New | Showerheads | Residential | Water Heating | 0.0055741 | 0.0039711 | 53.5143 | -194.8752 | Manufactured | Showerhead_MH_HPWH_1_50 GPM | 0.0004598 | 0.00093567 | 0.0014353 | 0.0019707 | 0.002494 | 0.0029415 | 0.0033574 | 0.0037389 | 0.0041134 | 0.0044627 | 0.0046473 | 0.0048988 | 0.0051641 | 0.0054073 | 0.0055216 | 0.0056898 | 0.0057772 | 0.0058227 | 0.0059168 | 0.0059896 | 0.080745 | 0.97378 | 0.88582 | 0.97899 | 0.9404 | 0.90101 | 0.82094 | 0.74887 | 0.70977 | 0.70642 | 0.77351 | 0.8299 | 0.91085 | 0 | 4.3397 | 3.8349 | 4.1306 | 3.7343 | 3.6603 | 3.4807 | 3.0803 | 2.9713 | 2.9917 | 3.3997 | 3.5674 | 4.1433 | 8757.6208
LO12Med | New | Showerheads | Residential | Water Heating | 0.00053241 | 0.0003793 | 5.1115 | -194.634 | Multifamily | Showerhead_MF_HPWH_2_00 GPM | 9.2749e-05 | 0.00018326 | 0.00027363 | 0.00036617 | 0.00045216 | 0.00052096 | 0.00058113 | 0.00063277 | 0.00068102 | 0.0007234 | 0.00073812 | 0.00076266 | 0.00078863 | 0.00081088 | 0.00081348 | 0.00082417 | 0.00082257 | 0.00081563 | 0.00081531 | 0.00081276 | 0.012511 | 0.093013 | 0.08461 | 0.093509 | 0.089824 | 0.086061 | 0.078413 | 0.071529 | 0.067795 | 0.067475 | 0.073883 | 0.079269 | 0.087002 | 0 | 0.41451 | 0.3663 | 0.39454 | 0.35668 | 0.34962 | 0.33246 | 0.29422 | 0.28381 | 0.28576 | 0.32472 | 0.34075 | 0.39575 | 836.4979
LO12Med | New | Showerheads | Residential | Water Heating | 0.003716 | 0.0026474 | 35.6762 | -194.8625 | Multifamily | Showerhead_MF_HPWH_1_8 GPM | 0.00064735 | 0.0012791 | 0.0019098 | 0.0025557 | 0.0031559 | 0.0036361 | 0.0040561 | 0.0044165 | 0.0047533 | 0.005049 | 0.0051517 | 0.0053231 | 0.0055043 | 0.0056596 | 0.0056778 | 0.0057523 | 0.0057412 | 0.0056928 | 0.0056905 | 0.0056727 | 0.087325 | 0.64919 | 0.59055 | 0.65266 | 0.62693 | 0.60067 | 0.54729 | 0.49925 | 0.47318 | 0.47095 | 0.51567 | 0.55326 | 0.60724 | 0 | 2.8931 | 2.5566 | 2.7537 | 2.4895 | 2.4402 | 2.3205 | 2.0535 | 1.9809 | 1.9945 | 2.2664 | 2.3783 | 2.7622 | 5838.4139
LO12Med | New | Showerheads | Residential | Water Heating | 0.0055741 | 0.0039711 | 53.5143 | -194.8752 | Multifamily | Showerhead_MF_HPWH_1_50 GPM | 0.00097102 | 0.0019186 | 0.0028648 | 0.0038335 | 0.0047339 | 0.0054541 | 0.0060841 | 0.0066247 | 0.0071299 | 0.0075736 | 0.0077276 | 0.0079846 | 0.0082565 | 0.0084894 | 0.0085166 | 0.0086285 | 0.0086118 | 0.0085392 | 0.0085358 | 0.0085091 | 0.13099 | 0.97378 | 0.88582 | 0.97899 | 0.9404 | 0.90101 | 0.82094 | 0.74887 | 0.70977 | 0.70642 | 0.77351 | 0.8299 | 0.91085 | 0 | 4.3397 | 3.8349 | 4.1306 | 3.7343 | 3.6603 | 3.4807 | 3.0803 | 2.9713 | 2.9917 | 3.3997 | 3.5674 | 4.1433 | 8757.6208
LO12Med | NR | Showerheads | Residential | Water Heating | 0.0010431 | 0.00074336 | 9.9989 | -108.3999 | Single Family | Showerhead_SF_ERWH_2_00 GPM | 0.0010952 | 0.0021854 | 0.0032707 | 0.004351 | 0.0054264 | 0.0063886 | 0.007152 | 0.0077566 | 0.0082346 | 0.0086114 | 0.0098093 | 0.009938 | 0.010015 | 0.010053 | 0.010047 | 0.010023 | 0.0099223 | 0.0098405 | 0.0097732 | 0.0097154 | 0.10083 | 0.18359 | 0.16693 | 0.18428 | 0.17713 | 0.16929 | 0.15341 | 0.1392 | 0.13162 | 0.13148 | 0.14482 | 0.15605 | 0.17155 | 0 | 0.81577 | 0.7204 | 0.77494 | 0.6989 | 0.68317 | 0.64717 | 0.56889 | 0.54749 | 0.55332 | 0.63286 | 0.66844 | 0.77823 | 1002.4615
LO12Med | NR | Showerheads | Residential | Water Heating | 0.0072802 | 0.0051884 | 69.7883 | -108.5166 | Single Family | Showerhead_SF_ERWH_1_8 GPM | 0.007644 | 0.015253 | 0.022828 | 0.030368 | 0.037874 | 0.04459 | 0.049918 | 0.054138 | 0.057474 | 0.060104 | 0.068465 | 0.069363 | 0.069901 | 0.070163 | 0.070123 | 0.069954 | 0.069253 | 0.068683 | 0.068213 | 0.06781 | 0.70375 | 1.2814 | 1.1651 | 1.2862 | 1.2363 | 1.1816 | 1.0708 | 0.97153 | 0.91863 | 0.91767 | 1.0108 | 1.0892 | 1.1974 | 0 | 5.6937 | 5.0281 | 5.4087 | 4.878 | 4.7683 | 4.517 | 3.9706 | 3.8212 | 3.862 | 4.4171 | 4.6654 | 5.4317 | 6996.7722
LO12Med | NR | Showerheads | Residential | Water Heating | 0.01092 | 0.0077825 | 104.6825 | -108.5231 | Single Family | Showerhead_SF_ERWH_1_50 GPM | 0.011466 | 0.02288 | 0.034242 | 0.045552 | 0.056811 | 0.066885 | 0.074877 | 0.081207 | 0.086211 | 0.090156 | 0.1027 | 0.10404 | 0.10485 | 0.10524 | 0.10518 | 0.10493 | 0.10388 | 0.10302 | 0.10232 | 0.10171 | 1.0556 | 1.9221 | 1.7477 | 1.9293 | 1.8544 | 1.7724 | 1.6061 | 1.4573 | 1.3779 | 1.3765 | 1.5162 | 1.6337 | 1.7961 | 0 | 8.5406 | 7.5421 | 8.1131 | 7.317 | 7.1524 | 6.7755 | 5.9559 | 5.7319 | 5.793 | 6.6257 | 6.9981 | 8.1476 | 10495.1583
LO12Med | NR | Showerheads | Residential | Water Heating | 0.0010431 | 0.00074336 | 9.9989 | -108.3998 | Manufactured | Showerhead_MH_ERWH_2_00 GPM | 0.00038291 | 0.00075763 | 0.0011243 | 0.001483 | 0.001834 | 0.002141 | 0.0023766 | 0.0025558 | 0.0026904 | 0.0027897 | 0.0030749 | 0.0031085 | 0.0031228 | 0.0031218 | 0.003105 | 0.0030797 | 0.0030285 | 0.0029817 | 0.0029386 | 0.002898 | 0.029867 | 0.18359 | 0.16693 | 0.18428 | 0.17713 | 0.16929 | 0.15341 | 0.1392 | 0.13162 | 0.13148 | 0.14482 | 0.15605 | 0.17155 | 0 | 0.81577 | 0.7204 | 0.77494 | 0.6989 | 0.68317 | 0.64717 | 0.56889 | 0.54749 | 0.55332 | 0.63286 | 0.66844 | 0.77823 | 1002.4615
LO12Med | NR | Showerheads | Residential | Water Heating | 0.0072802 | 0.0051884 | 69.7883 | -108.5166 | Manufactured | Showerhead_MH_ERWH_1_8 GPM | 0.0026725 | 0.0052879 | 0.0078471 | 0.010351 | 0.012801 | 0.014943 | 0.016588 | 0.017838 | 0.018778 | 0.019471 | 0.021461 | 0.021696 | 0.021796 | 0.021789 | 0.021672 | 0.021495 | 0.021138 | 0.020811 | 0.02051 | 0.020227 | 0.20846 | 1.2814 | 1.1651 | 1.2862 | 1.2363 | 1.1816 | 1.0708 | 0.97153 | 0.91863 | 0.91767 | 1.0108 | 1.0892 | 1.1974 | 0 | 5.6937 | 5.0281 | 5.4087 | 4.878 | 4.7683 | 4.517 | 3.9706 | 3.8212 | 3.862 | 4.4171 | 4.6654 | 5.4317 | 6996.7722
LO12Med | NR | Showerheads | Residential | Water Heating | 0.01092 | 0.0077825 | 104.6825 | -108.5231 | Manufactured | Showerhead_MH_ERWH_1_50 GPM | 0.0040088 | 0.0079319 | 0.011771 | 0.015527 | 0.019201 | 0.022415 | 0.024881 | 0.026757 | 0.028166 | 0.029207 | 0.032192 | 0.032545 | 0.032694 | 0.032683 | 0.032508 | 0.032242 | 0.031707 | 0.031217 | 0.030765 | 0.03034 | 0.31269 | 1.9221 | 1.7477 | 1.9293 | 1.8544 | 1.7724 | 1.6061 | 1.4573 | 1.3779 | 1.3765 | 1.5162 | 1.6337 | 1.7961 | 0 | 8.5406 | 7.5421 | 8.1131 | 7.317 | 7.1524 | 6.7755 | 5.9559 | 5.7319 | 5.793 | 6.6257 | 6.9981 | 8.1476 | 10495.1583
LO12Med | NR | Showerheads | Residential | Water Heating | 0.0010431 | 0.00074336 | 9.9989 | -108.3999 | Multifamily | Showerhead_MF_ERWH_2_00 GPM | 0.0002486 | 0.00049607 | 0.00074241 | 0.00098763 | 0.0012317 | 0.0014501 | 0.0016234 | 0.0017607 | 0.0018692 | 0.0019547 | 0.0024728 | 0.0024795 | 0.0024735 | 0.0024574 | 0.0024268 | 0.0023927 | 0.0023477 | 0.0023118 | 0.002283 | 0.002259 | 0.024346 | 0.18359 | 0.16693 | 0.18428 | 0.17713 | 0.16929 | 0.15341 | 0.1392 | 0.13162 | 0.13148 | 0.14482 | 0.15605 | 0.17155 | 0 | 0.81577 | 0.7204 | 0.77494 | 0.6989 | 0.68317 | 0.64717 | 0.56889 | 0.54749 | 0.55332 | 0.63286 | 0.66844 | 0.77823 | 1002.4615
LO12Med | NR | Showerheads | Residential | Water Heating | 0.0072802 | 0.0051884 | 69.7883 | -108.5166 | Multifamily | Showerhead_MF_ERWH_1_8 GPM | 0.0017351 | 0.0034623 | 0.0051817 | 0.0068933 | 0.008597 | 0.010121 | 0.011331 | 0.012289 | 0.013046 | 0.013643 | 0.017259 | 0.017306 | 0.017264 | 0.017152 | 0.016938 | 0.0167 | 0.016386 | 0.016135 | 0.015935 | 0.015767 | 0.16992 | 1.2814 | 1.1651 | 1.2862 | 1.2363 | 1.1816 | 1.0708 | 0.97153 | 0.91863 | 0.91767 | 1.0108 | 1.0892 | 1.1974 | 0 | 5.6937 | 5.0281 | 5.4087 | 4.878 | 4.7683 | 4.517 | 3.9706 | 3.8212 | 3.862 | 4.4171 | 4.6654 | 5.4317 | 6996.7722
LO12Med | NR | Showerheads | Residential | Water Heating | 0.01092 | 0.0077825 | 104.6825 | -108.5231 | Multifamily | Showerhead_MF_ERWH_1_50 GPM | 0.0026027 | 0.0051935 | 0.0077726 | 0.01034 | 0.012896 | 0.015182 | 0.016996 | 0.018433 | 0.019569 | 0.020464 | 0.025889 | 0.025959 | 0.025896 | 0.025728 | 0.025407 | 0.02505 | 0.024578 | 0.024203 | 0.023902 | 0.023651 | 0.25488 | 1.9221 | 1.7477 | 1.9293 | 1.8544 | 1.7724 | 1.6061 | 1.4573 | 1.3779 | 1.3765 | 1.5162 | 1.6337 | 1.7961 | 0 | 8.5406 | 7.5421 | 8.1131 | 7.317 | 7.1524 | 6.7755 | 5.9559 | 5.7319 | 5.793 | 6.6257 | 6.9981 | 8.1476 | 10495.1583
LO12Med | NR | Showerheads | Residential | Water Heating | 0.00053241 | 0.0003793 | 5.1115 | -194.634 | Single Family | Showerhead_SF_HPWH_2_00 GPM | 0.0031726 | 0.0063308 | 0.0094746 | 0.012604 | 0.015719 | 0.018507 | 0.020718 | 0.02247 | 0.023854 | 0.024946 | 0.028416 | 0.028789 | 0.029012 | 0.029121 | 0.029104 | 0.029034 | 0.028743 | 0.028506 | 0.028311 | 0.028144 | 0.29209 | 0.093013 | 0.08461 | 0.093509 | 0.089824 | 0.086061 | 0.078413 | 0.071529 | 0.067795 | 0.067475 | 0.073883 | 0.079269 | 0.087002 | 0 | 0.41451 | 0.3663 | 0.39454 | 0.35668 | 0.34962 | 0.33246 | 0.29422 | 0.28381 | 0.28576 | 0.32472 | 0.34075 | 0.39575 | 836.4979
LO12Med | NR | Showerheads | Residential | Water Heating | 0.003716 | 0.0026474 | 35.6762 | -194.8625 | Single Family | Showerhead_SF_HPWH_1_8 GPM | 0.022143 | 0.044186 | 0.066129 | 0.087972 | 0.10972 | 0.12917 | 0.1446 | 0.15683 | 0.16649 | 0.17411 | 0.19833 | 0.20093 | 0.20249 | 0.20325 | 0.20314 | 0.20264 | 0.20062 | 0.19896 | 0.1976 | 0.19643 | 2.0386 | 0.64919 | 0.59055 | 0.65266 | 0.62693 | 0.60067 | 0.54729 | 0.49925 | 0.47318 | 0.47095 | 0.51567 | 0.55326 | 0.60724 | 0 | 2.8931 | 2.5566 | 2.7537 | 2.4895 | 2.4402 | 2.3205 | 2.0535 | 1.9809 | 1.9945 | 2.2664 | 2.3783 | 2.7622 | 5838.4139
LO12Med | NR | Showerheads | Residential | Water Heating | 0.0055741 | 0.0039711 | 53.5143 | -194.8752 | Single Family | Showerhead_SF_HPWH_1_50 GPM | 0.033215 | 0.06628 | 0.099194 | 0.13196 | 0.16457 | 0.19375 | 0.21691 | 0.23524 | 0.24974 | 0.26117 | 0.2975 | 0.3014 | 0.30374 | 0.30488 | 0.3047 | 0.30397 | 0.30092 | 0.29844 | 0.2964 | 0.29465 | 3.058 | 0.97378 | 0.88582 | 0.97899 | 0.9404 | 0.90101 | 0.82094 | 0.74887 | 0.70977 | 0.70642 | 0.77351 | 0.8299 | 0.91085 | 0 | 4.3397 | 3.8349 | 4.1306 | 3.7343 | 3.6603 | 3.4807 | 3.0803 | 2.9713 | 2.9917 | 3.3997 | 3.5674 | 4.1433 | 8757.6208
LO12Med | NR | Showerheads | Residential | Water Heating | 0.00053241 | 0.0003793 | 5.1115 | -194.634 | Manufactured | Showerhead_MH_HPWH_2_00 GPM | 0.00058723 | 0.0011619 | 0.0017242 | 0.0022744 | 0.0028126 | 0.0032834 | 0.0036448 | 0.0039196 | 0.004126 | 0.0042784 | 0.0047157 | 0.0047673 | 0.0047892 | 0.0047876 | 0.0047619 | 0.004723 | 0.0046446 | 0.0045728 | 0.0045067 | 0.0044444 | 0.045805 | 0.093013 | 0.08461 | 0.093509 | 0.089824 | 0.086061 | 0.078413 | 0.071529 | 0.067795 | 0.067475 | 0.073883 | 0.079269 | 0.087002 | 0 | 0.41451 | 0.3663 | 0.39454 | 0.35668 | 0.34962 | 0.33246 | 0.29422 | 0.28381 | 0.28576 | 0.32472 | 0.34075 | 0.39575 | 836.4979
LO12Med | NR | Showerheads | Residential | Water Heating | 0.003716 | 0.0026474 | 35.6762 | -194.8625 | Manufactured | Showerhead_MH_HPWH_1_8 GPM | 0.0040986 | 0.0081097 | 0.012035 | 0.015875 | 0.019631 | 0.022917 | 0.025439 | 0.027357 | 0.028798 | 0.029862 | 0.032913 | 0.033274 | 0.033427 | 0.033416 | 0.033236 | 0.032965 | 0.032417 | 0.031916 | 0.031455 | 0.03102 | 0.3197 | 0.64919 | 0.59055 | 0.65266 | 0.62693 | 0.60067 | 0.54729 | 0.49925 | 0.47318 | 0.47095 | 0.51567 | 0.55326 | 0.60724 | 0 | 2.8931 | 2.5566 | 2.7537 | 2.4895 | 2.4402 | 2.3205 | 2.0535 | 1.9809 | 1.9945 | 2.2664 | 2.3783 | 2.7622 | 5838.4139
LO12Med | NR | Showerheads | Residential | Water Heating | 0.0055741 | 0.0039711 | 53.5143 | -194.8752 | Manufactured | Showerhead_MH_HPWH_1_50 GPM | 0.006148 | 0.012165 | 0.018052 | 0.023812 | 0.029447 | 0.034376 | 0.038158 | 0.041035 | 0.043196 | 0.044792 | 0.04937 | 0.049911 | 0.05014 | 0.050124 | 0.049854 | 0.049447 | 0.048626 | 0.047875 | 0.047182 | 0.04653 | 0.47955 | 0.97378 | 0.88582 | 0.97899 | 0.9404 | 0.90101 | 0.82094 | 0.74887 | 0.70977 | 0.70642 | 0.77351 | 0.8299 | 0.91085 | 0 | 4.3397 | 3.8349 | 4.1306 | 3.7343 | 3.6603 | 3.4807 | 3.0803 | 2.9713 | 2.9917 | 3.3997 | 3.5674 | 4.1433 | 8757.6208
LO12Med | NR | Showerheads | Residential | Water Heating | 0.00053241 | 0.0003793 | 5.1115 | -194.634 | Multifamily | Showerhead_MF_HPWH_2_00 GPM | 0.00038125 | 0.00076077 | 0.0011386 | 0.0015146 | 0.001889 | 0.002224 | 0.0024897 | 0.0027002 | 0.0028666 | 0.0029978 | 0.0037924 | 0.0038026 | 0.0037933 | 0.0037688 | 0.0037218 | 0.0036694 | 0.0036004 | 0.0035453 | 0.0035013 | 0.0034645 | 0.037337 | 0.093013 | 0.08461 | 0.093509 | 0.089824 | 0.086061 | 0.078413 | 0.071529 | 0.067795 | 0.067475 | 0.073883 | 0.079269 | 0.087002 | 0 | 0.41451 | 0.3663 | 0.39454 | 0.35668 | 0.34962 | 0.33246 | 0.29422 | 0.28381 | 0.28576 | 0.32472 | 0.34075 | 0.39575 | 836.4979
LO12Med | NR | Showerheads | Residential | Water Heating | 0.003716 | 0.0026474 | 35.6762 | -194.8625 | Multifamily | Showerhead_MF_HPWH_1_8 GPM | 0.002661 | 0.0053099 | 0.0079468 | 0.010572 | 0.013185 | 0.015522 | 0.017377 | 0.018846 | 0.020007 | 0.020923 | 0.026469 | 0.026541 | 0.026476 | 0.026304 | 0.025977 | 0.025611 | 0.025129 | 0.024745 | 0.024438 | 0.024181 | 0.26059 | 0.64919 | 0.59055 | 0.65266 | 0.62693 | 0.60067 | 0.54729 | 0.49925 | 0.47318 | 0.47095 | 0.51567 | 0.55326 | 0.60724 | 0 | 2.8931 | 2.5566 | 2.7537 | 2.4895 | 2.4402 | 2.3205 | 2.0535 | 1.9809 | 1.9945 | 2.2664 | 2.3783 | 2.7622 | 5838.4139
LO12Med | NR | Showerheads | Residential | Water Heating | 0.0055741 | 0.0039711 | 53.5143 | -194.8752 | Multifamily | Showerhead_MF_HPWH_1_50 GPM | 0.0039915 | 0.0079648 | 0.01192 | 0.015857 | 0.019777 | 0.023284 | 0.026066 | 0.028269 | 0.030011 | 0.031385 | 0.039704 | 0.039811 | 0.039714 | 0.039457 | 0.038965 | 0.038417 | 0.037694 | 0.037118 | 0.036656 | 0.036271 | 0.39089 | 0.97378 | 0.88582 | 0.97899 | 0.9404 | 0.90101 | 0.82094 | 0.74887 | 0.70977 | 0.70642 | 0.77351 | 0.8299 | 0.91085 | 0 | 4.3397 | 3.8349 | 4.1306 | 3.7343 | 3.6603 | 3.4807 | 3.0803 | 2.9713 | 2.9917 | 3.3997 | 3.5674 | 4.1433 | 8757.6208
LO3Slow | New | TSRV | Residential | Water Heating | 0.0038201 | 0.0027226 | 36.6129 | -18.0336 | Single Family | Res_Valve only_ERWH | 6.2875e-05 | 0.00015755 | 0.00034325 | 0.00066575 | 0.0011416 | 0.0017615 | 0.0025521 | 0.0034713 | 0.0044837 | 0.0054987 | 0.0062553 | 0.0069951 | 0.0076327 | 0.0081094 | 0.0082731 | 0.0084196 | 0.0084456 | 0.0083509 | 0.0082888 | 0.0081791 | 0.099088 | 0.67299 | 0.61189 | 0.67539 | 0.64922 | 0.62033 | 0.56176 | 0.50936 | 0.48148 | 0.4812 | 0.53042 | 0.57185 | 0.6288 | 0 | 2.9893 | 2.6396 | 2.839 | 2.5597 | 2.5012 | 2.3683 | 2.08 | 2.0012 | 2.0235 | 2.3163 | 2.4485 | 2.8515 | 1.5787
LO3Slow | New | TSRV | Residential | Water Heating | 0.0038201 | 0.0027226 | 36.6129 | -18.0336 | Multifamily | Res_Valve only_ERWH | 0.00021446 | 0.00054492 | 0.0012055 | 0.0023744 | 0.0041353 | 0.0064842 | 0.0095421 | 0.013176 | 0.017269 | 0.021495 | 0.024823 | 0.028166 | 0.031184 | 0.033631 | 0.034828 | 0.035992 | 0.036639 | 0.036782 | 0.037042 | 0.037124 | 0.41265 | 0.67299 | 0.61189 | 0.67539 | 0.64922 | 0.62033 | 0.56176 | 0.50936 | 0.48148 | 0.4812 | 0.53042 | 0.57185 | 0.6288 | 0 | 2.9893 | 2.6396 | 2.839 | 2.5597 | 2.5012 | 2.3683 | 2.08 | 2.0012 | 2.0235 | 2.3163 | 2.4485 | 2.8515 | 1.5787
LO3Slow | New | TSRV | Residential | Water Heating | 0.0038201 | 0.0027226 | 36.6129 | -18.0336 | Manufactured | Res_Valve only_ERWH | 6.4063e-06 | 1.6764e-05 | 3.8101e-05 | 7.6998e-05 | 0.00013743 | 0.00022059 | 0.00033215 | 0.00046908 | 0.0006284 | 0.00079889 | 0.00094162 | 0.00109 | 0.0012302 | 0.0013512 | 0.0014243 | 0.0014971 | 0.0015504 | 0.0015821 | 0.0016197 | 0.0016485 | 0.01666 | 0.67299 | 0.61189 | 0.67539 | 0.64922 | 0.62033 | 0.56176 | 0.50936 | 0.48148 | 0.4812 | 0.53042 | 0.57185 | 0.6288 | 0 | 2.9893 | 2.6396 | 2.839 | 2.5597 | 2.5012 | 2.3683 | 2.08 | 2.0012 | 2.0235 | 2.3163 | 2.4485 | 2.8515 | 1.5787
LO3Slow | New | TSRV | Residential | Water Heating | 0.0023429 | 0.0016694 | 22.4743 | -17.9215 | Single Family | Res_Valve only_HPWH | 0.0002187 | 0.00054803 | 0.001194 | 0.0023158 | 0.0039711 | 0.0061273 | 0.0088773 | 0.012075 | 0.015596 | 0.019127 | 0.021759 | 0.024332 | 0.02655 | 0.028208 | 0.028777 | 0.029287 | 0.029377 | 0.029048 | 0.028832 | 0.02845 | 0.34467 | 0.41097 | 0.37375 | 0.41281 | 0.39667 | 0.37955 | 0.3448 | 0.31361 | 0.29685 | 0.29604 | 0.32521 | 0.34974 | 0.3842 | 0 | 1.8286 | 1.6153 | 1.7386 | 1.5697 | 1.5363 | 1.4579 | 1.2855 | 1.2384 | 1.2495 | 1.4249 | 1.5005 | 1.745 | 1.3545
LO3Slow | New | TSRV | Residential | Water Heating | 0.0023429 | 0.0016694 | 22.4743 | -17.9215 | Multifamily | Res_Valve only_HPWH | 4.3882e-05 | 0.0001115 | 0.00024665 | 0.00048583 | 0.00084614 | 0.0013267 | 0.0019524 | 0.002696 | 0.0035334 | 0.004398 | 0.005079 | 0.0057631 | 0.0063806 | 0.0068814 | 0.0071262 | 0.0073644 | 0.0074967 | 0.007526 | 0.0075792 | 0.007596 | 0.084433 | 0.41097 | 0.37375 | 0.41281 | 0.39667 | 0.37955 | 0.3448 | 0.31361 | 0.29685 | 0.29604 | 0.32521 | 0.34974 | 0.3842 | 0 | 1.8286 | 1.6153 | 1.7386 | 1.5697 | 1.5363 | 1.4579 | 1.2855 | 1.2384 | 1.2495 | 1.4249 | 1.5005 | 1.745 | 1.3545
LO3Slow | New | TSRV | Residential | Water Heating | 0.0023429 | 0.0016694 | 22.4743 | -17.9215 | Manufactured | Res_Valve only_HPWH | 1.1797e-05 | 3.0872e-05 | 7.0163e-05 | 0.00014179 | 0.00025308 | 0.00040623 | 0.00061166 | 0.00086382 | 0.0011572 | 0.0014712 | 0.001734 | 0.0020073 | 0.0022655 | 0.0024883 | 0.0026228 | 0.0027569 | 0.0028551 | 0.0029134 | 0.0029827 | 0.0030357 | 0.030679 | 0.41097 | 0.37375 | 0.41281 | 0.39667 | 0.37955 | 0.3448 | 0.31361 | 0.29685 | 0.29604 | 0.32521 | 0.34974 | 0.3842 | 0 | 1.8286 | 1.6153 | 1.7386 | 1.5697 | 1.5363 | 1.4579 | 1.2855 | 1.2384 | 1.2495 | 1.4249 | 1.5005 | 1.745 | 1.3545
Retro3Slow | Retro | TSRV | Residential | Water Heating | 0.0038201 | 0.0027226 | 36.6129 | -18.0336 | Single Family | Res_Valve only_ERWH | 0.0053444 | 0.0084802 | 0.017113 | 0.030202 | 0.047359 | 0.066786 | 0.085536 | 0.10033 | 0.10853 | 0.10893 | 0.10194 | 0.089363 | 0.073676 | 0.057337 | 0.042255 | 0.029573 | 0.019707 | 0.012534 | 0.0076238 | 0.0051581 | 1.0316 | 0.67299 | 0.61189 | 0.67539 | 0.64922 | 0.62033 | 0.56176 | 0.50936 | 0.48148 | 0.4812 | 0.53042 | 0.57185 | 0.6288 | 0 | 2.9893 | 2.6396 | 2.839 | 2.5597 | 2.5012 | 2.3683 | 2.08 | 2.0012 | 2.0235 | 2.3163 | 2.4485 | 2.8515 | 1.5787
Retro3Slow | Retro | TSRV | Residential | Water Heating | 0.0038201 | 0.0027226 | 36.6129 | -18.0336 | Multifamily | Res_Valve only_ERWH | 0.010059 | 0.016084 | 0.032702 | 0.05815 | 0.091866 | 0.13049 | 0.16828 | 0.19868 | 0.21627 | 0.21835 | 0.20552 | 0.18112 | 0.15009 | 0.11738 | 0.086916 | 0.061112 | 0.040912 | 0.026139 | 0.015972 | 0.010856 | 2.1711 | 0.67299 | 0.61189 | 0.67539 | 0.64922 | 0.62033 | 0.56176 | 0.50936 | 0.48148 | 0.4812 | 0.53042 | 0.57185 | 0.6288 | 0 | 2.9893 | 2.6396 | 2.839 | 2.5597 | 2.5012 | 2.3683 | 2.08 | 2.0012 | 2.0235 | 2.3163 | 2.4485 | 2.8515 | 1.5787
Retro3Slow | Retro | TSRV | Residential | Water Heating | 0.0038201 | 0.0027226 | 36.6129 | -18.0336 | Manufactured | Res_Valve only_ERWH | 0.00091613 | 0.0014348 | 0.0028595 | 0.0049882 | 0.007737 | 0.010803 | 0.013713 | 0.015961 | 0.017154 | 0.017125 | 0.015963 | 0.013952 | 0.01148 | 0.0089254 | 0.0065763 | 0.0046039 | 0.0030706 | 0.0019553 | 0.0011912 | 0.0008074 | 0.16148 | 0.67299 | 0.61189 | 0.67539 | 0.64922 | 0.62033 | 0.56176 | 0.50936 | 0.48148 | 0.4812 | 0.53042 | 0.57185 | 0.6288 | 0 | 2.9893 | 2.6396 | 2.839 | 2.5597 | 2.5012 | 2.3683 | 2.08 | 2.0012 | 2.0235 | 2.3163 | 2.4485 | 2.8515 | 1.5787
Retro3Slow | Retro | TSRV | Residential | Water Heating | 0.0023429 | 0.0016694 | 22.4743 | -18.0336 | Single Family | Res_Valve only_HPWH | 0.01859 | 0.029497 | 0.059524 | 0.10505 | 0.16473 | 0.23231 | 0.29753 | 0.349 | 0.37753 | 0.37889 | 0.3546 | 0.31084 | 0.25628 | 0.19944 | 0.14698 | 0.10287 | 0.068549 | 0.043597 | 0.026519 | 0.017942 | 3.5884 | 0.41097 | 0.37375 | 0.41281 | 0.39667 | 0.37955 | 0.3448 | 0.31361 | 0.29685 | 0.29604 | 0.32521 | 0.34974 | 0.3842 | 0 | 1.8286 | 1.6153 | 1.7386 | 1.5697 | 1.5363 | 1.4579 | 1.2855 | 1.2384 | 1.2495 | 1.4249 | 1.5005 | 1.745 | 1.3545
Retro3Slow | Retro | TSRV | Residential | Water Heating | 0.0023429 | 0.0016694 | 22.4743 | -17.9215 | Multifamily | Res_Valve only_HPWH | 0.0020583 | 0.0032909 | 0.0066912 | 0.011898 | 0.018797 | 0.026699 | 0.034431 | 0.040653 | 0.044252 | 0.044678 | 0.042053 | 0.03706 | 0.030709 | 0.024016 | 0.017784 | 0.012504 | 0.0083711 | 0.0053483 | 0.0032681 | 0.0022212 | 0.44424 | 0.41097 | 0.37375 | 0.41281 | 0.39667 | 0.37955 | 0.3448 | 0.31361 | 0.29685 | 0.29604 | 0.32521 | 0.34974 | 0.3842 | 0 | 1.8286 | 1.6153 | 1.7386 | 1.5697 | 1.5363 | 1.4579 | 1.2855 | 1.2384 | 1.2495 | 1.4249 | 1.5005 | 1.745 | 1.3545
Retro3Slow | Retro | TSRV | Residential | Water Heating | 0.0023429 | 0.0016694 | 22.4743 | -17.9215 | Manufactured | Res_Valve only_HPWH | 0.0016871 | 0.0026421 | 0.0052659 | 0.0091857 | 0.014248 | 0.019893 | 0.025253 | 0.029393 | 0.031589 | 0.031536 | 0.029396 | 0.025692 | 0.021141 | 0.016436 | 0.01211 | 0.0084782 | 0.0056544 | 0.0036007 | 0.0021935 | 0.0014868 | 0.29737 | 0.41097 | 0.37375 | 0.41281 | 0.39667 | 0.37955 | 0.3448 | 0.31361 | 0.29685 | 0.29604 | 0.32521 | 0.34974 | 0.3842 | 0 | 1.8286 | 1.6153 | 1.7386 | 1.5697 | 1.5363 | 1.4579 | 1.2855 | 1.2384 | 1.2495 | 1.4249 | 1.5005 | 1.745 | 1.3545
LO5Med | New | UHD TV | Residential | Electronics | 0.0061382 | 0.005981 | 49.6102 | -21.1751 | Single Family | Efficient TV | 0.0089141 | 0.019349 | 0.031761 | 0.046065 | 0.06109 | 0.07699 | 0.094998 | 0.11353 | 0.13178 | 0.14755 | 0.15502 | 0.16164 | 0.16603 | 0.16758 | 0.1634 | 0.1613 | 0.15862 | 0.15491 | 0.15261 | 0.14978 | 2.3229 | 1.5633 | 1.2878 | 1.4245 | 1.1819 | 1.2072 | 1.2042 | 1.1394 | 1.2313 | 1.2248 | 1.3742 | 1.3579 | 1.3911 | 0 | 3.426 | 2.8662 | 3.1521 | 2.493 | 2.7282 | 2.7568 | 2.7497 | 2.802 | 2.4676 | 2.7366 | 2.807 | 3.0374 | 1379.5519
LO5Med | New | UHD TV | Residential | Electronics | 0.0061382 | 0.005981 | 49.6102 | -21.1751 | Multifamily - Low Rise | Efficient TV | 0.0021283 | 0.0046905 | 0.0078143 | 0.0115 | 0.015469 | 0.019799 | 0.024794 | 0.030043 | 0.035355 | 0.040161 | 0.042854 | 0.045358 | 0.04727 | 0.048443 | 0.047965 | 0.048093 | 0.048005 | 0.047639 | 0.047679 | 0.047572 | 0.66263 | 1.5633 | 1.2878 | 1.4245 | 1.1819 | 1.2072 | 1.2042 | 1.1394 | 1.2313 | 1.2248 | 1.3742 | 1.3579 | 1.3911 | 0 | 3.426 | 2.8662 | 3.1521 | 2.493 | 2.7282 | 2.7568 | 2.7497 | 2.802 | 2.4676 | 2.7366 | 2.807 | 3.0374 | 1379.5519
LO5Med | New | UHD TV | Residential | Electronics | 0.0061382 | 0.005981 | 49.6102 | -21.1751 | Multifamily - High Rise | Efficient TV | 0.00061985 | 0.001358 | 0.0022671 | 0.0033496 | 0.0045315 | 0.0058153 | 0.0073087 | 0.0089073 | 0.010519 | 0.011969 | 0.012746 | 0.013468 | 0.01404 | 0.014372 | 0.014207 | 0.014228 | 0.014191 | 0.014029 | 0.013962 | 0.013875 | 0.19576 | 1.5633 | 1.2878 | 1.4245 | 1.1819 | 1.2072 | 1.2042 | 1.1394 | 1.2313 | 1.2248 | 1.3742 | 1.3579 | 1.3911 | 0 | 3.426 | 2.8662 | 3.1521 | 2.493 | 2.7282 | 2.7568 | 2.7497 | 2.802 | 2.4676 | 2.7366 | 2.807 | 3.0374 | 1379.5519
LO5Med | New | UHD TV | Residential | Electronics | 0.0061382 | 0.005981 | 49.6102 | -21.1751 | Manufactured | Efficient TV | 0.0005421 | 0.0012288 | 0.0021042 | 0.0031799 | 0.0043894 | 0.0057545 | 0.0073795 | 0.0091571 | 0.011024 | 0.012795 | 0.013928 | 0.015034 | 0.015973 | 0.016666 | 0.01679 | 0.017118 | 0.01738 | 0.017516 | 0.017799 | 0.018018 | 0.22378 | 1.5633 | 1.2878 | 1.4245 | 1.1819 | 1.2072 | 1.2042 | 1.1394 | 1.2313 | 1.2248 | 1.3742 | 1.3579 | 1.3911 | 0 | 3.426 | 2.8662 | 3.1521 | 2.493 | 2.7282 | 2.7568 | 2.7497 | 2.802 | 2.4676 | 2.7366 | 2.807 | 3.0374 | 1379.5519
LO5Med | NR | UHD TV | Residential | Electronics | 0.0061382 | 0.005981 | 49.6102 | -21.1751 | Single Family | Efficient TV | 0.10824 | 0.2406 | 0.40195 | 0.58855 | 0.80061 | 1.0477 | 1.3178 | 1.7203 | 1.9874 | 2.2105 | 2.3761 | 2.4779 | 2.5248 | 2.5327 | 2.5072 | 2.4838 | 2.463 | 2.445 | 2.4316 | 2.4214 | 18.1134 | 1.5633 | 1.2878 | 1.4245 | 1.1819 | 1.2072 | 1.2042 | 1.1394 | 1.2313 | 1.2248 | 1.3742 | 1.3579 | 1.3911 | 0 | 3.426 | 2.8662 | 3.1521 | 2.493 | 2.7282 | 2.7568 | 2.7497 | 2.802 | 2.4676 | 2.7366 | 2.807 | 3.0374 | 1379.5519
LO5Med | NR | UHD TV | Residential | Electronics | 0.0061382 | 0.005981 | 49.6102 | -21.1751 | Multifamily - Low Rise | Efficient TV | 0.01421 | 0.031585 | 0.052767 | 0.077264 | 0.1051 | 0.13754 | 0.17299 | 0.23957 | 0.27617 | 0.30636 | 0.32827 | 0.34074 | 0.34508 | 0.344 | 0.33831 | 0.33304 | 0.32836 | 0.32434 | 0.32148 | 0.3195 | 2.5268 | 1.5633 | 1.2878 | 1.4245 | 1.1819 | 1.2072 | 1.2042 | 1.1394 | 1.2313 | 1.2248 | 1.3742 | 1.3579 | 1.3911 | 0 | 3.426 | 2.8662 | 3.1521 | 2.493 | 2.7282 | 2.7568 | 2.7497 | 2.802 | 2.4676 | 2.7366 | 2.807 | 3.0374 | 1379.5519
LO5Med | NR | UHD TV | Residential | Electronics | 0.0061382 | 0.005981 | 49.6102 | -21.1751 | Multifamily - High Rise | Efficient TV | 0.0042049 | 0.0093465 | 0.015614 | 0.022863 | 0.031101 | 0.0407 | 0.051191 | 0.07075 | 0.081508 | 0.090453 | 0.09698 | 0.10073 | 0.10205 | 0.10177 | 0.10012 | 0.098571 | 0.097186 | 0.095987 | 0.095135 | 0.094547 | 0.74666 | 1.5633 | 1.2878 | 1.4245 | 1.1819 | 1.2072 | 1.2042 | 1.1394 | 1.2313 | 1.2248 | 1.3742 | 1.3579 | 1.3911 | 0 | 3.426 | 2.8662 | 3.1521 | 2.493 | 2.7282 | 2.7568 | 2.7497 | 2.802 | 2.4676 | 2.7366 | 2.807 | 3.0374 | 1379.5519
LO5Med | NR | UHD TV | Residential | Electronics | 0.0061382 | 0.005981 | 49.6102 | -21.1751 | Manufactured | Efficient TV | 0.011075 | 0.024409 | 0.040435 | 0.058706 | 0.079185 | 0.10275 | 0.12815 | 0.16133 | 0.1856 | 0.20555 | 0.21991 | 0.22826 | 0.23144 | 0.23087 | 0.22713 | 0.22347 | 0.21997 | 0.21664 | 0.21368 | 0.21101 | 1.5573 | 1.5633 | 1.2878 | 1.4245 | 1.1819 | 1.2072 | 1.2042 | 1.1394 | 1.2313 | 1.2248 | 1.3742 | 1.3579 | 1.3911 | 0 | 3.426 | 2.8662 | 3.1521 | 2.493 | 2.7282 | 2.7568 | 2.7497 | 2.802 | 2.4676 | 2.7366 | 2.807 | 3.0374 | 1379.5519
LO5Med | New | Smart tstats | Residential | HVAC | 0.15442 | 0.11371 | 929.2837 | 34.7337 | Single Family | SF_Thermostat_HZ1 | 0.015547 | 0.033745 | 0.055393 | 0.08034 | 0.10654 | 0.13427 | 0.16568 | 0.19801 | 0.22983 | 0.25733 | 0.27036 | 0.28191 | 0.28957 | 0.29227 | 0.28498 | 0.28131 | 0.27664 | 0.27017 | 0.26616 | 0.26123 | 4.0513 | 28.5948 | 20.2841 | 16.8043 | 13.611 | 4.9476 | 2.1703 | 7.9233 | 7.3974 | 5.187 | 9.5135 | 17.4455 | 33.4599 | 0 | 129.7465 | 96.3181 | 82.7443 | 68.5866 | 30.8432 | 9.7382 | 17.0209 | 15.3606 | 22.2295 | 51.5388 | 85.4347 | 152.3836 | 0.91094
LO5Med | New | Smart tstats | Residential | HVAC | 0.10439 | 0.077676 | 627.9381 | 64.5689 | Multifamily - Low Rise | MF_Thermostat_HZ1 | 0.00072092 | 0.0015888 | 0.0026469 | 0.0038952 | 0.0052398 | 0.0067065 | 0.0083985 | 0.010176 | 0.011976 | 0.013603 | 0.014516 | 0.015364 | 0.016012 | 0.016409 | 0.016247 | 0.01629 | 0.01626 | 0.016137 | 0.01615 | 0.016114 | 0.22445 | 19.6635 | 13.9486 | 11.5557 | 9.3389 | 3.2629 | 1.2953 | 4.0754 | 3.7963 | 3.0858 | 6.462 | 11.9966 | 23.0091 | 0 | 89.2216 | 66.2342 | 56.9 | 47.0813 | 20.8295 | 6.3386 | 8.971 | 8.0526 | 14.0531 | 35.2278 | 58.7501 | 104.7883 | 0.61325
LO5Med | New | Smart tstats | Residential | HVAC | 0.10439 | 0.077676 | 627.9381 | 64.5689 | Multifamily - High Rise | MF_Thermostat_HZ1 | 0 | 0 | 0 | 0 | 0 | 0 | 0 | 0 | 0 | 0 | 0 | 0 | 0 | 0 | 0 | 0 | 0 | 0 | 0 | 0 | 0 | 19.6635 | 13.9486 | 11.5557 | 9.3389 | 3.2629 | 1.2953 | 4.0754 | 3.7963 | 3.0858 | 6.462 | 11.9966 | 23.0091 | 0 | 89.2216 | 66.2342 | 56.9 | 47.0813 | 20.8295 | 6.3386 | 8.971 | 8.0526 | 14.0531 | 35.2278 | 58.7501 | 104.7883 | 0.61325
LO5Med | New | Smart tstats | Residential | HVAC | 0.11721 | 0.08709 | 705.1015 | 54.502 | Manufactured | MH_Thermostat_HZ1 | 0.0023798 | 0.0053944 | 0.0092373 | 0.013959 | 0.019269 | 0.025262 | 0.032395 | 0.040199 | 0.048393 | 0.056168 | 0.061142 | 0.065997 | 0.07012 | 0.073162 | 0.073708 | 0.075147 | 0.076296 | 0.076896 | 0.078137 | 0.079099 | 0.98236 | 22.0266 | 15.6249 | 12.9444 | 10.4644 | 3.6764 | 1.4812 | 4.7757 | 4.4504 | 3.5303 | 7.2509 | 13.4383 | 25.7742 | 0 | 99.9438 | 74.1939 | 63.738 | 52.7521 | 23.3909 | 7.1552 | 10.4682 | 9.4051 | 15.931 | 39.494 | 65.8104 | 117.3812 | 0.68896
LO5Med | New | Smart tstats | Residential | HVAC | 0.22038 | 0.16364 | 1325.7497 | 16.1542 | Single Family | SF_Thermostat_HZ23 | 0.0049715 | 0.010791 | 0.017713 | 0.025691 | 0.03407 | 0.042938 | 0.052981 | 0.063319 | 0.073496 | 0.082288 | 0.086456 | 0.090149 | 0.092598 | 0.09346 | 0.09113 | 0.089957 | 0.088464 | 0.086393 | 0.085111 | 0.083535 | 1.2955 | 41.3711 | 29.3472 | 24.3125 | 19.6572 | 6.9228 | 2.8069 | 9.1435 | 8.5221 | 6.6917 | 13.6289 | 25.2403 | 48.41 | 0 | 187.718 | 139.3536 | 119.7149 | 99.0913 | 43.9818 | 13.4845 | 20.0076 | 17.9826 | 30.0781 | 74.2061 | 123.6074 | 220.4695 | 1.2957
LO5Med | New | Smart tstats | Residential | HVAC | 0.13904 | 0.10365 | 836.2844 | 41.6556 | Multifamily - Low Rise | MF_Thermostat_HZ23 | 0.00060499 | 0.0013333 | 0.0022213 | 0.0032688 | 0.0043972 | 0.005628 | 0.007048 | 0.00854 | 0.01005 | 0.011416 | 0.012182 | 0.012893 | 0.013437 | 0.01377 | 0.013634 | 0.013671 | 0.013646 | 0.013542 | 0.013553 | 0.013523 | 0.18836 | 26.2709 | 18.6357 | 15.4386 | 12.472 | 4.326 | 1.6833 | 5.1161 | 4.763 | 4.0075 | 8.6142 | 16.0277 | 30.7407 | 0 | 119.2022 | 88.4905 | 76.0198 | 62.8819 | 27.7376 | 8.3828 | 11.3311 | 10.1575 | 18.48 | 47.0141 | 78.4915 | 139.9996 | 0.81616
LO5Med | New | Smart tstats | Residential | HVAC | 0.13904 | 0.10365 | 836.2844 | 41.6556 | Multifamily - High Rise | MF_Thermostat_HZ23 | 0 | 0 | 0 | 0 | 0 | 0 | 0 | 0 | 0 | 0 | 0 | 0 | 0 | 0 | 0 | 0 | 0 | 0 | 0 | 0 | 0 | 26.2709 | 18.6357 | 15.4386 | 12.472 | 4.326 | 1.6833 | 5.1161 | 4.763 | 4.0075 | 8.6142 | 16.0277 | 30.7407 | 0 | 119.2022 | 88.4905 | 76.0198 | 62.8819 | 27.7376 | 8.3828 | 11.3311 | 10.1575 | 18.48 | 47.0141 | 78.4915 | 139.9996 | 0.81616
LO5Med | New | Smart tstats | Residential | HVAC | 0.15609 | 0.11621 | 938.9121 | 34.1055 | Manufactured | MH_Thermostat_HZ23 | 0.00089283 | 0.0020239 | 0.0034656 | 0.0052372 | 0.0072293 | 0.0094776 | 0.012154 | 0.015082 | 0.018156 | 0.021073 | 0.022939 | 0.02476 | 0.026307 | 0.027449 | 0.027653 | 0.028193 | 0.028624 | 0.028849 | 0.029315 | 0.029676 | 0.36856 | 29.428 | 20.8752 | 17.294 | 13.9748 | 4.8726 | 1.9234 | 5.9942 | 5.5828 | 4.5813 | 9.6648 | 17.9539 | 34.4349 | 0 | 133.5274 | 99.1248 | 85.1555 | 70.4547 | 31.1439 | 9.4589 | 13.217 | 11.8595 | 20.9373 | 52.7049 | 87.9243 | 156.8241 | 0.91677
Retro5Med | Retro | Smart tstats | Residential | HVAC | 0.15442 | 0.11371 | 929.2837 | 34.7337 | Single Family | SF_Thermostat_HZ1 | 1.0679 | 1.3266 | 1.6406 | 1.9226 | 2.2116 | 2.6042 | 2.8732 | 2.9481 | 2.7871 | 2.4009 | 1.8602 | 1.2317 | 0.71517 | 0.34425 | 0.14558 | 0.052915 | 0.016521 | 0.003599 | 0.00059127 | 7.0934e-05 | 26.4046 | 28.5948 | 20.2841 | 16.8043 | 13.611 | 4.9476 | 2.1703 | 7.9233 | 7.3974 | 5.187 | 9.5135 | 17.4455 | 33.4599 | 0 | 129.7465 | 96.3181 | 82.7443 | 68.5866 | 30.8432 | 9.7382 | 17.0209 | 15.3606 | 22.2295 | 51.5388 | 85.4347 | 152.3836 | 0.91094
Retro5Med | Retro | Smart tstats | Residential | HVAC | 0.10439 | 0.077676 | 627.9381 | 64.5689 | Multifamily - Low Rise | MF_Thermostat_HZ1 | 0.027226 | 0.034207 | 0.042751 | 0.050588 | 0.058712 | 0.069687 | 0.077414 | 0.079898 | 0.075904 | 0.065646 | 0.051027 | 0.033874 | 0.019712 | 0.0095066 | 0.0040279 | 0.0014668 | 0.00045881 | 0.00010014 | 1.6484e-05 | 1.9814e-06 | 0.73757 | 19.6635 | 13.9486 | 11.5557 | 9.3389 | 3.2629 | 1.2953 | 4.0754 | 3.7963 | 3.0858 | 6.462 | 11.9966 | 23.0091 | 0 | 89.2216 | 66.2342 | 56.9 | 47.0813 | 20.8295 | 6.3386 | 8.971 | 8.0526 | 14.0531 | 35.2278 | 58.7501 | 104.7883 | 0.61325
Retro5Med | Retro | Smart tstats | Residential | HVAC | 0.10439 | 0.077676 | 627.9381 | 64.5689 | Multifamily - High Rise | MF_Thermostat_HZ1 | 0 | 0 | 0 | 0 | 0 | 0 | 0 | 0 | 0 | 0 | 0 | 0 | 0 | 0 | 0 | 0 | 0 | 0 | 0 | 0 | 0 | 19.6635 | 13.9486 | 11.5557 | 9.3389 | 3.2629 | 1.2953 | 4.0754 | 3.7963 | 3.0858 | 6.462 | 11.9966 | 23.0091 | 0 | 89.2216 | 66.2342 | 56.9 | 47.0813 | 20.8295 | 6.3386 | 8.971 | 8.0526 | 14.0531 | 35.2278 | 58.7501 | 104.7883 | 0.61325
Retro5Med | Retro | Smart tstats | Residential | HVAC | 0.11721 | 0.08709 | 705.1015 | 54.502 | Manufactured | MH_Thermostat_HZ1 | 0.27501 | 0.33687 | 0.41121 | 0.47606 | 0.5414 | 0.63078 | 0.6891 | 0.70054 | 0.65647 | 0.56073 | 0.43091 | 0.28304 | 0.16305 | 0.077875 | 0.03268 | 0.011788 | 0.0036528 | 0.00078987 | 0.00012882 | 1.5343e-05 | 5.7111 | 22.0266 | 15.6249 | 12.9444 | 10.4644 | 3.6764 | 1.4812 | 4.7757 | 4.4504 | 3.5303 | 7.2509 | 13.4383 | 25.7742 | 0 | 99.9438 | 74.1939 | 63.738 | 52.7521 | 23.3909 | 7.1552 | 10.4682 | 9.4051 | 15.931 | 39.494 | 65.8104 | 117.3812 | 0.68896
Retro5Med | Retro | Smart tstats | Residential | HVAC | 0.22038 | 0.16364 | 1325.7497 | 16.1541 | Single Family | SF_Thermostat_HZ23 | 0.34148 | 0.42421 | 0.52463 | 0.61482 | 0.70721 | 0.83275 | 0.91877 | 0.94274 | 0.89126 | 0.76775 | 0.59485 | 0.39387 | 0.2287 | 0.11008 | 0.046554 | 0.016921 | 0.0052829 | 0.0011509 | 0.00018907 | 2.2683e-05 | 8.4436 | 41.3711 | 29.3472 | 24.3125 | 19.6572 | 6.9228 | 2.8069 | 9.1435 | 8.5221 | 6.6917 | 13.6289 | 25.2403 | 48.41 | 0 | 187.718 | 139.3536 | 119.7149 | 99.0913 | 43.9818 | 13.4845 | 20.0076 | 17.9826 | 30.0781 | 74.2061 | 123.6074 | 220.4695 | 1.2957
Retro5Med | Retro | Smart tstats | Residential | HVAC | 0.13904 | 0.10365 | 836.2844 | 41.6556 | Multifamily - Low Rise | MF_Thermostat_HZ23 | 0.022848 | 0.028706 | 0.035876 | 0.042453 | 0.049271 | 0.058481 | 0.064965 | 0.06705 | 0.063698 | 0.05509 | 0.042822 | 0.028427 | 0.016542 | 0.0079779 | 0.0033802 | 0.0012309 | 0.00038503 | 8.404e-05 | 1.3833e-05 | 1.6628e-06 | 0.61897 | 26.2709 | 18.6357 | 15.4386 | 12.472 | 4.326 | 1.6833 | 5.1161 | 4.763 | 4.0075 | 8.6142 | 16.0277 | 30.7407 | 0 | 119.2022 | 88.4905 | 76.0198 | 62.8819 | 27.7376 | 8.3828 | 11.3311 | 10.1575 | 18.48 | 47.0141 | 78.4915 | 139.9996 | 0.81616
Retro5Med | Retro | Smart tstats | Residential | HVAC | 0.13904 | 0.10365 | 836.2844 | 41.6556 | Multifamily - High Rise | MF_Thermostat_HZ23 | 0 | 0 | 0 | 0 | 0 | 0 | 0 | 0 | 0 | 0 | 0 | 0 | 0 | 0 | 0 | 0 | 0 | 0 | 0 | 0 | 0 | 26.2709 | 18.6357 | 15.4386 | 12.472 | 4.326 | 1.6833 | 5.1161 | 4.763 | 4.0075 | 8.6142 | 16.0277 | 30.7407 | 0 | 119.2022 | 88.4905 | 76.0198 | 62.8819 | 27.7376 | 8.3828 | 11.3311 | 10.1575 | 18.48 | 47.0141 | 78.4915 | 139.9996 | 0.81616
Retro5Med | Retro | Smart tstats | Residential | HVAC | 0.15609 | 0.11621 | 938.9121 | 34.1055 | Manufactured | MH_Thermostat_HZ23 | 0.10318 | 0.12639 | 0.15427 | 0.1786 | 0.20312 | 0.23665 | 0.25853 | 0.26282 | 0.24629 | 0.21037 | 0.16167 | 0.10619 | 0.061173 | 0.029217 | 0.012261 | 0.0044227 | 0.0013704 | 0.00029634 | 4.8329e-05 | 5.7561e-06 | 2.1427 | 29.428 | 20.8752 | 17.294 | 13.9748 | 4.8726 | 1.9234 | 5.9942 | 5.5828 | 4.5813 | 9.6648 | 17.9539 | 34.4349 | 0 | 133.5274 | 99.1248 | 85.1555 | 70.4547 | 31.1439 | 9.4589 | 13.217 | 11.8595 | 20.9373 | 52.7049 | 87.9243 | 156.8241 | 0.91677
LO1Slow | New | Well Pump | Residential | Other | 0.0010615 | 0.0010943 | 8.6442 | 4295.3347 | Single Family | SF_Well Pump | 2.1968e-06 | 3.292e-06 | 7.0467e-06 | 1.3104e-05 | 2.1812e-05 | 3.3433e-05 | 4.9334e-05 | 6.9925e-05 | 9.5904e-05 | 0.00012661 | 0.00015629 | 0.0001901 | 0.00022494 | 0.0002572 | 0.00027926 | 0.00029855 | 0.00031041 | 0.00031518 | 0.00031697 | 0.00031618 | 0.0030877 | 0.13882 | 0.12486 | 0.1336 | 0.1233 | 0.12279 | 0.11912 | 0.12461 | 0.12466 | 0.12074 | 0.125 | 0.12715 | 0.13942 | 0 | 0.64669 | 0.58258 | 0.62485 | 0.5778 | 0.57542 | 0.55822 | 0.58176 | 0.58222 | 0.5636 | 0.58443 | 0.59245 | 0.6501 | 0.011599
LO1Slow | New | Well Pump | Residential | Other | 0.00099621 | 0.001027 | 8.1122 | 4578.3769 | Manufactured | MH_Well Pump | 2.6619e-07 | 4.1658e-07 | 9.3021e-07 | 1.8024e-06 | 3.1226e-06 | 4.979e-06 | 7.6357e-06 | 1.1237e-05 | 1.5985e-05 | 2.1875e-05 | 2.7979e-05 | 3.5229e-05 | 4.3118e-05 | 5.0965e-05 | 5.7175e-05 | 6.313e-05 | 6.7767e-05 | 7.1011e-05 | 7.366e-05 | 7.5785e-05 | 0.00063407 | 0.13028 | 0.11718 | 0.12538 | 0.11571 | 0.11523 | 0.11179 | 0.11694 | 0.11699 | 0.11331 | 0.11731 | 0.11932 | 0.13084 | 0 | 0.60689 | 0.54673 | 0.58639 | 0.54224 | 0.54001 | 0.52387 | 0.54596 | 0.54639 | 0.52892 | 0.54846 | 0.55599 | 0.61009 | 0.010886
LO1Slow | NR | Well Pump | Residential | Other | 0.0010615 | 0.0010943 | 8.6442 | 4295.3347 | Single Family | SF_Well Pump | 9.3364e-06 | 1.4328e-05 | 3.1213e-05 | 5.86e-05 | 0.00010005 | 0.00015924 | 0.00023952 | 0.00034328 | 0.00047121 | 0.00062158 | 0.00078969 | 0.00096782 | 0.0011459 | 0.0013128 | 0.0014586 | 0.0015761 | 0.0016626 | 0.0017246 | 0.0017566 | 0.0017812 | 0.035767 | 0.13882 | 0.12486 | 0.1336 | 0.1233 | 0.12279 | 0.11912 | 0.12461 | 0.12466 | 0.12074 | 0.125 | 0.12715 | 0.13942 | 0 | 0.64669 | 0.58258 | 0.62485 | 0.5778 | 0.57542 | 0.55822 | 0.58176 | 0.58222 | 0.5636 | 0.58443 | 0.59245 | 0.6501 | 0.011599
LO1Slow | NR | Well Pump | Residential | Other | 0.00099621 | 0.001027 | 8.1122 | 4578.3769 | Manufactured | MH_Well Pump | 1.9033e-06 | 2.8962e-06 | 6.2562e-06 | 1.1646e-05 | 1.9716e-05 | 3.1116e-05 | 4.6409e-05 | 6.5952e-05 | 8.9767e-05 | 0.00011741 | 0.00014791 | 0.00017974 | 0.00021102 | 0.00023973 | 0.00026409 | 0.00028296 | 0.00029597 | 0.00030443 | 0.00030745 | 0.00030913 | 0.0062075 | 0.13028 | 0.11718 | 0.12538 | 0.11571 | 0.11523 | 0.11179 | 0.11694 | 0.11699 | 0.11331 | 0.11731 | 0.11932 | 0.13084 | 0 | 0.60689 | 0.54673 | 0.58639 | 0.54224 | 0.54001 | 0.52387 | 0.54596 | 0.54639 | 0.52892 | 0.54846 | 0.55599 | 0.61009 | 0.010886
LO1Slow | New | Whole House Fan | Residential | HVAC | 0.01917 | 0.0055244 | 118.5535 | 842.038 | Single Family | Retro_SingleFamily_WHF_CZ3 | 5.5096e-05 | 8.2564e-05 | 0.00017673 | 0.00032865 | 0.00054703 | 0.00083849 | 0.0012373 | 0.0017537 | 0.0024053 | 0.0031753 | 0.0039198 | 0.0047678 | 0.0056416 | 0.0064505 | 0.0070038 | 0.0074875 | 0.007785 | 0.0079046 | 0.0079496 | 0.0079298 | 0.07744 | 0 | 0 | 0 | 0.22257 | 1.4888 | 2.1072 | 14.6741 | 13.792 | 5.1416 | 0.85541 | 0 | 0 | 0 | 0 | 0 | 0 | 0.88677 | 4.0629 | 3.8252 | 29.2117 | 26.8253 | 13.179 | 2.2811 | 0 | 0 | 0.078831
LO1Slow | New | Whole House Fan | Residential | HVAC | 0.0086057 | 0.00248 | 53.22 | 1909.9975 | Single Family | Retro_SingleFamily_WHF_CZ2 | 5.4912e-05 | 8.2289e-05 | 0.00017614 | 0.00032756 | 0.00054521 | 0.0008357 | 0.0012332 | 0.0017479 | 0.0023973 | 0.0031647 | 0.0039068 | 0.0047519 | 0.0056228 | 0.006429 | 0.0069805 | 0.0074626 | 0.0077591 | 0.0078783 | 0.0079231 | 0.0079034 | 0.077182 | 0 | 0 | 0 | 0.099916 | 0.66832 | 0.94596 | 6.5874 | 6.1914 | 2.3081 | 0.384 | 0 | 0 | 0 | 0 | 0 | 0 | 0.39808 | 1.8239 | 1.7172 | 13.1134 | 12.0422 | 5.9162 | 1.024 | 0 | 0 | 0.035388
LO1Slow | New | Whole House Fan | Residential | HVAC | 0.002051 | 0.00059104 | 12.6837 | 8103.4315 | Single Family | Retro_SingleFamily_WHF_CZ1 | 5.31e-05 | 7.9573e-05 | 0.00017033 | 0.00031675 | 0.00052721 | 0.00080811 | 0.0011925 | 0.0016902 | 0.0023181 | 0.0030602 | 0.0037778 | 0.0045951 | 0.0054372 | 0.0062168 | 0.00675 | 0.0072163 | 0.007503 | 0.0076182 | 0.0076615 | 0.0076425 | 0.074634 | 0 | 0 | 0 | 0.023812 | 0.15928 | 0.22545 | 1.5699 | 1.4756 | 0.55008 | 0.091517 | 0 | 0 | 0 | 0 | 0 | 0 | 0.094872 | 0.43468 | 0.40925 | 3.1253 | 2.87 | 1.41 | 0.24405 | 0 | 0 | 0.0084338
Retro1Slow | Retro | Whole House Fan | Residential | HVAC | 0.01917 | 0.0055244 | 118.5535 | 842.038 | Single Family | Retro_SingleFamily_WHF_CZ3 | 0.0016013 | 0.0032498 | 0.0058544 | 0.0096556 | 0.014852 | 0.021536 | 0.029628 | 0.03881 | 0.048457 | 0.057633 | 0.065149 | 0.069735 | 0.070377 | 0.066601 | 0.058726 | 0.048658 | 0.037253 | 0.025806 | 0.016491 | 0.010755 | 0.84352 | 0 | 0 | 0 | 0.22257 | 1.4888 | 2.1072 | 14.6741 | 13.792 | 5.1416 | 0.85541 | 0 | 0 | 0 | 0 | 0 | 0 | 0.88677 | 4.0629 | 3.8252 | 29.2117 | 26.8253 | 13.179 | 2.2811 | 0 | 0 | 0.078831
Retro1Slow | Retro | Whole House Fan | Residential | HVAC | 0.0086057 | 0.00248 | 53.22 | 1909.9976 | Single Family | Retro_SingleFamily_WHF_CZ2 | 0.0015959 | 0.003239 | 0.0058349 | 0.0096235 | 0.014802 | 0.021465 | 0.02953 | 0.038681 | 0.048296 | 0.057441 | 0.064932 | 0.069503 | 0.070143 | 0.06638 | 0.058531 | 0.048496 | 0.037129 | 0.025721 | 0.016436 | 0.010719 | 0.84071 | 0 | 0 | 0 | 0.099916 | 0.66832 | 0.94596 | 6.5874 | 6.1914 | 2.3081 | 0.384 | 0 | 0 | 0 | 0 | 0 | 0 | 0.39808 | 1.8239 | 1.7172 | 13.1134 | 12.0422 | 5.9162 | 1.024 | 0 | 0 | 0.035388
Retro1Slow | Retro | Whole House Fan | Residential | HVAC | 0.002051 | 0.00059104 | 12.6837 | 8103.4315 | Single Family | Retro_SingleFamily_WHF_CZ1 | 0.0015432 | 0.0031321 | 0.0056422 | 0.0093058 | 0.014314 | 0.020756 | 0.028555 | 0.037404 | 0.046702 | 0.055545 | 0.062788 | 0.067209 | 0.067827 | 0.064188 | 0.056598 | 0.046895 | 0.035903 | 0.024871 | 0.015893 | 0.010365 | 0.81296 | 0 | 0 | 0 | 0.023812 | 0.15928 | 0.22545 | 1.5699 | 1.4756 | 0.55008 | 0.091517 | 0 | 0 | 0 | 0 | 0 | 0 | 0.094872 | 0.43468 | 0.40925 | 3.1253 | 2.87 | 1.41 | 0.24405 | 0 | 0 | 0.0084338

## aMW-MAX_region
Ramp Rate | Resource Type | Measure Category | Sector | End Use | kW per unit | kW2 per unit | kWh per unit | TRC Net Levelized Cost (Net of All Benefits) | Lev Cost Bins | Lev Cost 3 Bins | segment | measure | aMW_2022 | aMW_2023 | aMW_2024 | aMW_2025 | aMW_2026 | aMW_2027 | aMW_2028 | aMW_2029 | aMW_2030 | aMW_2031 | aMW_2032 | aMW_2033 | aMW_2034 | aMW_2035 | aMW_2036 | aMW_2037 | aMW_2038 | aMW_2039 | aMW_2040 | aMW_2041 | MAX | MAX2 | SUM2036 | 2032 | 2027 | B/C value | NRC CE?
LO20Fast | NR | Lighting | Agriculture | Lighting | 0.034706 | 0.036994 | 159.302 | -17.2633 | <0 | <40 | Exterior LED Area Light w/ New Photocell 20 - 29W | Idaho | 0.0030702 | 0.0052222 | 0.006712 | 0.0078722 | 0.0088887 | 0.0097684 | 0.010522 | 0.011162 | 0.011702 | 0.012155 | 0.012533 | 0.012828 | 0.013057 | 0.013236 | 0.013375 | 0.00057523 | 0 | 0 | 0 | 0 | 0.15268 | 0.15268 | 0.1521 | 0.099609 | 0.041534 | 2.1966 | 1
LO20Fast | NR | Lighting | Agriculture | Lighting | 0.048115 | 0.051287 | 220.8505 | -20.2601 | <0 | <40 | Exterior LED Area Light w/ New Photocell 30 - 44W | Idaho | 0.0042565 | 0.0072399 | 0.0093053 | 0.010914 | 0.012323 | 0.013543 | 0.014587 | 0.015475 | 0.016224 | 0.016852 | 0.017376 | 0.017784 | 0.018102 | 0.018349 | 0.018542 | 0.00079748 | 0 | 0 | 0 | 0 | 0.21167 | 0.21167 | 0.21087 | 0.13809 | 0.057581 | 2.6463 | 1
LO20Fast | NR | Lighting | Agriculture | Lighting | 0.069675 | 0.074269 | 319.8108 | -23.304 | <0 | <40 | Exterior LED Area Light w/ New Photocell 45 - 59W | Idaho | 0.0061637 | 0.010484 | 0.013475 | 0.015804 | 0.017845 | 0.019611 | 0.021124 | 0.022409 | 0.023493 | 0.024403 | 0.025162 | 0.025753 | 0.026213 | 0.026572 | 0.026851 | 0.0011548 | 0 | 0 | 0 | 0 | 0.30652 | 0.30652 | 0.30536 | 0.19997 | 0.083382 | 3.3449 | 1
LO20Fast | NR | Lighting | Agriculture | Lighting | 0.090466 | 0.096431 | 415.2449 | -24.4651 | <0 | <40 | Exterior LED Area Light w/ New Photocell 60 - 75W | Idaho | 0.008003 | 0.013613 | 0.017496 | 0.02052 | 0.02317 | 0.025463 | 0.027427 | 0.029096 | 0.030504 | 0.031685 | 0.03267 | 0.033438 | 0.034035 | 0.034501 | 0.034863 | 0.0014994 | 0 | 0 | 0 | 0 | 0.39798 | 0.39798 | 0.39648 | 0.25965 | 0.10826 | 3.872 | 1
LO20Fast | NR | Lighting | Agriculture | Lighting | 0.034706 | 0.036994 | 159.302 | -17.2633 | <0 | <40 | Exterior LED Area Light w/ New Photocell 20 - 29W | Montana | 0.00063568 | 0.0010812 | 0.0013897 | 0.0016299 | 0.0018404 | 0.0020225 | 0.0021785 | 0.0023111 | 0.0024229 | 0.0025167 | 0.002595 | 0.0026559 | 0.0027034 | 0.0027404 | 0.0027692 | 0.0001191 | 0 | 0 | 0 | 0 | 0.031612 | 0.031612 | 0.031493 | 0.020624 | 0.0085994 | 2.1966 | 1
LO20Fast | NR | Lighting | Agriculture | Lighting | 0.048115 | 0.051287 | 220.8505 | -20.2601 | <0 | <40 | Exterior LED Area Light w/ New Photocell 30 - 44W | Montana | 0.00088128 | 0.001499 | 0.0019266 | 0.0022596 | 0.0025514 | 0.0028039 | 0.0030202 | 0.003204 | 0.0033591 | 0.0034891 | 0.0035976 | 0.0036821 | 0.0037479 | 0.0037992 | 0.0038391 | 0.00016512 | 0 | 0 | 0 | 0 | 0.043825 | 0.043825 | 0.04366 | 0.028592 | 0.011922 | 2.6463 | 1
LO20Fast | NR | Lighting | Agriculture | Lighting | 0.069675 | 0.074269 | 319.8108 | -23.304 | <0 | <40 | Exterior LED Area Light w/ New Photocell 45 - 59W | Montana | 0.0012762 | 0.0021707 | 0.0027899 | 0.0032722 | 0.0036947 | 0.0040603 | 0.0043736 | 0.0046397 | 0.0048642 | 0.0050525 | 0.0052096 | 0.005332 | 0.0054273 | 0.0055015 | 0.0055594 | 0.0002391 | 0 | 0 | 0 | 0 | 0.063463 | 0.063463 | 0.063224 | 0.041404 | 0.017264 | 3.3449 | 1
LO20Fast | NR | Lighting | Agriculture | Lighting | 0.090466 | 0.096431 | 415.2449 | -24.4651 | <0 | <40 | Exterior LED Area Light w/ New Photocell 60 - 75W | Montana | 0.001657 | 0.0028184 | 0.0036224 | 0.0042486 | 0.0047972 | 0.005272 | 0.0056787 | 0.0060242 | 0.0063157 | 0.0065602 | 0.0067642 | 0.0069231 | 0.0070469 | 0.0071433 | 0.0072183 | 0.00031045 | 0 | 0 | 0 | 0 | 0.082401 | 0.082401 | 0.08209 | 0.053759 | 0.022416 | 3.872 | 1
LO20Fast | NR | Lighting | Agriculture | Lighting | 0.034706 | 0.036994 | 159.302 | -17.2633 | <0 | <40 | Exterior LED Area Light w/ New Photocell 20 - 29W | Washington | 0.0044221 | 0.0075216 | 0.0096673 | 0.011338 | 0.012802 | 0.014069 | 0.015155 | 0.016077 | 0.016855 | 0.017507 | 0.018052 | 0.018476 | 0.018806 | 0.019063 | 0.019264 | 0.00082851 | 0 | 0 | 0 | 0 | 0.2199 | 0.2199 | 0.21908 | 0.14347 | 0.059821 | 2.1966 | 1
LO20Fast | NR | Lighting | Agriculture | Lighting | 0.048115 | 0.051287 | 220.8505 | -20.2601 | <0 | <40 | Exterior LED Area Light w/ New Photocell 30 - 44W | Washington | 0.0061306 | 0.010428 | 0.013402 | 0.015719 | 0.017749 | 0.019505 | 0.02101 | 0.022288 | 0.023367 | 0.024272 | 0.025026 | 0.025614 | 0.026072 | 0.026429 | 0.026706 | 0.0011486 | 0 | 0 | 0 | 0 | 0.30487 | 0.30487 | 0.30372 | 0.1989 | 0.082934 | 2.6463 | 1
LO20Fast | NR | Lighting | Agriculture | Lighting | 0.069675 | 0.074269 | 319.8108 | -23.304 | <0 | <40 | Exterior LED Area Light w/ New Photocell 45 - 59W | Washington | 0.0088776 | 0.0151 | 0.019408 | 0.022763 | 0.025702 | 0.028245 | 0.030424 | 0.032276 | 0.033837 | 0.035147 | 0.03624 | 0.037092 | 0.037755 | 0.038271 | 0.038673 | 0.0016633 | 0 | 0 | 0 | 0 | 0.44147 | 0.44147 | 0.43981 | 0.28802 | 0.1201 | 3.3449 | 1
LO20Fast | NR | Lighting | Agriculture | Lighting | 0.090466 | 0.096431 | 415.2449 | -24.4651 | <0 | <40 | Exterior LED Area Light w/ New Photocell 60 - 75W | Washington | 0.011527 | 0.019606 | 0.025199 | 0.029555 | 0.033371 | 0.036674 | 0.039503 | 0.041907 | 0.043935 | 0.045636 | 0.047055 | 0.04816 | 0.049021 | 0.049691 | 0.050214 | 0.0021596 | 0 | 0 | 0 | 0 | 0.57321 | 0.57321 | 0.57105 | 0.37397 | 0.15593 | 3.872 | 1
LO20Fast | NR | Lighting | Agriculture | Lighting | 0.034706 | 0.036994 | 159.302 | -17.2633 | <0 | <40 | Exterior LED Area Light w/ New Photocell 20 - 29W | Oregon | 0.0046996 | 0.0079936 | 0.010274 | 0.01205 | 0.013606 | 0.014952 | 0.016106 | 0.017086 | 0.017913 | 0.018606 | 0.019185 | 0.019635 | 0.019986 | 0.02026 | 0.020473 | 0.0008805 | 0 | 0 | 0 | 0 | 0.2337 | 0.2337 | 0.23282 | 0.15247 | 0.063575 | 2.1966 | 1
LO20Fast | NR | Lighting | Agriculture | Lighting | 0.048115 | 0.051287 | 220.8505 | -20.2601 | <0 | <40 | Exterior LED Area Light w/ New Photocell 30 - 44W | Oregon | 0.0065153 | 0.011082 | 0.014243 | 0.016706 | 0.018863 | 0.020729 | 0.022329 | 0.023687 | 0.024833 | 0.025795 | 0.026597 | 0.027222 | 0.027708 | 0.028087 | 0.028382 | 0.0012207 | 0 | 0 | 0 | 0 | 0.324 | 0.324 | 0.32278 | 0.21138 | 0.088138 | 2.6463 | 1
LO20Fast | NR | Lighting | Agriculture | Lighting | 0.069675 | 0.074269 | 319.8108 | -23.304 | <0 | <40 | Exterior LED Area Light w/ New Photocell 45 - 59W | Oregon | 0.0094348 | 0.016048 | 0.020626 | 0.024191 | 0.027315 | 0.030018 | 0.032334 | 0.034301 | 0.035961 | 0.037353 | 0.038515 | 0.03942 | 0.040124 | 0.040673 | 0.0411 | 0.0017677 | 0 | 0 | 0 | 0 | 0.46918 | 0.46918 | 0.46741 | 0.3061 | 0.12763 | 3.3449 | 1
LO20Fast | NR | Lighting | Agriculture | Lighting | 0.090466 | 0.096431 | 415.2449 | -24.4651 | <0 | <40 | Exterior LED Area Light w/ New Photocell 60 - 75W | Oregon | 0.01225 | 0.020837 | 0.026781 | 0.03141 | 0.035466 | 0.038976 | 0.041982 | 0.044537 | 0.046692 | 0.0485 | 0.050008 | 0.051183 | 0.052098 | 0.05281 | 0.053365 | 0.0022952 | 0 | 0 | 0 | 0 | 0.60919 | 0.60919 | 0.60689 | 0.39744 | 0.16572 | 3.872 | 1
Retro5Med | Retro | Stationary Engine Block Heater | Agriculture | Process Loads | 0.9045 | 1.1447 | 5024.564 | -10.105 | <0 | <40 | Stationary Engine Circulating Block Heater for Backup Generator (< 800 kW) - Idaho | Idaho | 0.0029972 | 0.00368 | 0.0045033 | 0.0052276 | 0.0059628 | 0.0069712 | 0.0076475 | 0.0078125 | 0.0073623 | 0.0063285 | 0.0048973 | 0.0032411 | 0.0018819 | 0.00090612 | 0.00028226 | 0 | 0 | 0 | 0 | 0 | 0.069702 | 0.069702 | 0.069702 | 0.06339 | 0.029342 | 3.0022 | 1
Retro5Med | Retro | Stationary Engine Block Heater | Agriculture | Process Loads | 1.1115 | 1.3261 | 5687.2089 | -14.6781 | <0 | <40 | Stationary Engine Circulating Block Heater for Backup Generator (< 800 kW) - Montana | Montana | 8.8361e-05 | 0.00010849 | 0.00013276 | 0.00015412 | 0.00017579 | 0.00020552 | 0.00022546 | 0.00023032 | 0.00021705 | 0.00018657 | 0.00014438 | 9.5553e-05 | 5.5482e-05 | 2.6714e-05 | 8.3213e-06 | 0 | 0 | 0 | 0 | 0 | 0.0020549 | 0.0020549 | 0.0020549 | 0.0018688 | 0.00086505 | 3.5747 | 1
Retro5Med | Retro | Stationary Engine Block Heater | Agriculture | Process Loads | 0.81953 | 1.2185 | 5030.6438 | -8.1779 | <0 | <40 | Stationary Engine Circulating Block Heater for Backup Generator (< 800 kW) - Oregon | Oregon | 0.0021728 | 0.0026679 | 0.0032647 | 0.0037898 | 0.0043227 | 0.0050538 | 0.0055441 | 0.0056637 | 0.0053373 | 0.0045879 | 0.0035503 | 0.0023497 | 0.0013643 | 0.0006569 | 0.00020462 | 0 | 0 | 0 | 0 | 0 | 0.050531 | 0.050531 | 0.050531 | 0.045955 | 0.021272 | 3.0032 | 1
Retro5Med | Retro | Stationary Engine Block Heater | Agriculture | Process Loads | 0.60979 | 0.90666 | 3743.1574 | -1.3009 | <0 | <40 | Stationary Engine Circulating Block Heater for Backup Generator (< 800 kW) - Washington | Washington | 0.0048628 | 0.0059708 | 0.0073065 | 0.0084817 | 0.0096744 | 0.011311 | 0.012408 | 0.012676 | 0.011945 | 0.010268 | 0.0079457 | 0.0052586 | 0.0030534 | 0.0014702 | 0.00045795 | 0 | 0 | 0 | 0 | 0 | 0.11309 | 0.11309 | 0.11309 | 0.10285 | 0.047607 | 2.2346 | 1
Retro3Slow | Retro | Dairy | Agriculture | Motors/Drives | 0.0015761 | 0.0001484 | 7.7584 | -19.9962 | <0 | <40 | VSD - Vacuum Pump - Free Stall - Idaho | VSD - Vacuum Pump - Free Stall - Idaho | 0.0001503 | 0.00024101 | 0.00049224 | 0.00088044 | 0.0014048 | 0.00201 | 0.0026175 | 0.0031112 | 0.0034155 | 0.0034836 | 0.0033101 | 0.0029441 | 0.0024692 | 0.0019441 | 0.0014325 | 0.0010028 | 0.0006685 | 0.00042541 | 0.00025895 | 0.00017533 | 0.035066 | 0.032438 | 0.029907 | 0.021117 | 0.0051789 | 4.8264 | 1
Retro3Slow | Retro | Dairy | Agriculture | Motors/Drives | 0.0015761 | 0.0001484 | 7.7584 | -19.9962 | <0 | <40 | VSD - Vacuum Pump - Free Stall - Montana | VSD - Vacuum Pump - Free Stall - Montana | 7.5757e-07 | 1.1918e-06 | 2.3788e-06 | 4.1623e-06 | 6.4748e-06 | 9.017e-06 | 1.1469e-05 | 1.3365e-05 | 1.4366e-05 | 1.4334e-05 | 1.3379e-05 | 1.1669e-05 | 9.5793e-06 | 7.4508e-06 | 5.4901e-06 | 3.8431e-06 | 2.562e-06 | 1.6304e-06 | 9.9241e-07 | 2.7643e-07 | 0.00013439 | 0.00013439 | 0.00012508 | 9.0896e-05 | 2.3982e-05 | 4.8264 | 1
Retro3Slow | Retro | Dairy | Agriculture | Motors/Drives | 0.0015761 | 0.0001484 | 7.7584 | -19.9962 | <0 | <40 | VSD - Vacuum Pump - Free Stall - Oregon | VSD - Vacuum Pump - Free Stall - Oregon | 2.5172e-05 | 4.0156e-05 | 8.1555e-05 | 0.000145 | 0.00022934 | 0.00032616 | 0.00042157 | 0.00049925 | 0.00054669 | 0.00055406 | 0.00052458 | 0.00046632 | 0.00038929 | 0.0003073 | 0.00022643 | 0.0001585 | 0.00010567 | 6.7244e-05 | 4.0931e-05 | 2.7714e-05 | 0.0055427 | 0.0051829 | 0.0047829 | 0.0033935 | 0.00084738 | 4.8264 | 1
Retro3Slow | Retro | Dairy | Agriculture | Motors/Drives | 0.0015761 | 0.0001484 | 7.7584 | -19.9962 | <0 | <40 | VSD - Vacuum Pump - Free Stall - Washington | VSD - Vacuum Pump - Free Stall - Washington | 7.006e-05 | 0.00011149 | 0.0002263 | 0.00040266 | 0.00063769 | 0.00090972 | 0.0011778 | 0.001398 | 0.0015303 | 0.0015599 | 0.0014821 | 0.0013166 | 0.0011047 | 0.00087109 | 0.00064186 | 0.0004493 | 0.00029953 | 0.00019061 | 0.00011602 | 7.8558e-05 | 0.015712 | 0.014574 | 0.01344 | 0.009506 | 0.0023579 | 4.8264 | 1
Retro3Slow | Retro | Dairy | Agriculture | Motors/Drives | 0.0011049 | 0.00010403 | 5.4388 | -21.1141 | <0 | <40 | VSD - Vacuum Pump - Tie Stall - Idaho | VSD - Vacuum Pump - Tie Stall - Idaho | 2.6445e-05 | 4.1569e-05 | 8.3138e-05 | 0.00014549 | 0.00022632 | 0.00031685 | 0.00040326 | 0.00047047 | 0.00050666 | 0.00050666 | 0.00047288 | 0.00041377 | 0.00034076 | 0.00026503 | 0.00019529 | 0.0001367 | 9.1134e-05 | 5.7994e-05 | 3.5301e-05 | 2.3902e-05 | 0.0047803 | 0.0047596 | 0.0044146 | 0.0031998 | 0.00083981 | 5.2848 | 1
Retro3Slow | Retro | Dairy | Agriculture | Motors/Drives | 0.0011049 | 0.00010403 | 5.4388 | -21.1141 | <0 | <40 | VSD - Vacuum Pump - Tie Stall - Montana | VSD - Vacuum Pump - Tie Stall - Montana | 1.3086e-06 | 2.057e-06 | 4.114e-06 | 7.1995e-06 | 1.1199e-05 | 1.5679e-05 | 1.9955e-05 | 2.3281e-05 | 2.5072e-05 | 2.5072e-05 | 2.34e-05 | 2.0475e-05 | 1.6862e-05 | 1.3115e-05 | 9.6635e-06 | 6.7645e-06 | 4.5096e-06 | 2.8698e-06 | 1.7468e-06 | 1.1827e-06 | 0.00023655 | 0.00023552 | 0.00021845 | 0.00015834 | 4.1557e-05 | 5.2848 | 1
Retro3Slow | Retro | Dairy | Agriculture | Motors/Drives | 0.0011049 | 0.00010403 | 5.4388 | -21.1141 | <0 | <40 | VSD - Vacuum Pump - Tie Stall - Oregon | VSD - Vacuum Pump - Tie Stall - Oregon | 1.5708e-05 | 2.4692e-05 | 4.9383e-05 | 8.6421e-05 | 0.00013443 | 0.00018821 | 0.00023953 | 0.00027946 | 0.00030095 | 0.00030095 | 0.00028089 | 0.00024578 | 0.00020241 | 0.00015743 | 0.000116 | 8.1199e-05 | 5.4133e-05 | 3.4448e-05 | 2.0968e-05 | 1.4197e-05 | 0.0028395 | 0.0028272 | 0.0026222 | 0.0019006 | 0.00049884 | 5.2848 | 1
Retro3Slow | Retro | Dairy | Agriculture | Motors/Drives | 0.0011049 | 0.00010403 | 5.4388 | -21.1141 | <0 | <40 | VSD - Vacuum Pump - Tie Stall - Washington | VSD - Vacuum Pump - Tie Stall - Washington | 9.5767e-07 | 1.5054e-06 | 3.0107e-06 | 5.2688e-06 | 8.1959e-06 | 1.1474e-05 | 1.4604e-05 | 1.7038e-05 | 1.8348e-05 | 1.8348e-05 | 1.7125e-05 | 1.4984e-05 | 1.234e-05 | 9.5978e-06 | 7.0721e-06 | 4.9504e-06 | 3.3003e-06 | 2.1002e-06 | 1.2784e-06 | 8.6557e-07 | 0.00017311 | 0.00017236 | 0.00015987 | 0.00011588 | 3.0413e-05 | 5.2848 | 1
Retro3Slow | Retro | Dairy | Agriculture | Refrigeration | 0.00087197 | 8.2101e-05 | 4.2924 | -19.997 | <0 | <40 | Plate Milk Pre-cooler - Free Stall - Idaho | Plate Milk Pre-cooler - Free Stall - Idaho | 0.00158 | 0.0025334 | 0.0051744 | 0.0092551 | 0.014767 | 0.021129 | 0.027515 | 0.032705 | 0.035903 | 0.03662 | 0.034796 | 0.030948 | 0.025956 | 0.020436 | 0.015058 | 0.010541 | 0.0070272 | 0.0044719 | 0.002722 | 0.001843 | 0.36861 | 0.34098 | 0.31438 | 0.22198 | 0.05444 | 4.8267 | 1
Retro3Slow | Retro | Dairy | Agriculture | Refrigeration | 0.00087197 | 8.2101e-05 | 4.2924 | -19.997 | <0 | <40 | Plate Milk Pre-cooler - Free Stall - Montana | Plate Milk Pre-cooler - Free Stall - Montana | 7.9635e-06 | 1.2528e-05 | 2.5005e-05 | 4.3754e-05 | 6.8062e-05 | 9.4786e-05 | 0.00012056 | 0.00014049 | 0.00015102 | 0.00015068 | 0.00014064 | 0.00012266 | 0.0001007 | 7.8322e-05 | 5.7711e-05 | 4.0398e-05 | 2.6932e-05 | 1.7139e-05 | 1.0432e-05 | 2.9058e-06 | 0.0014127 | 0.0014127 | 0.0013149 | 0.00095549 | 0.0002521 | 4.8267 | 1
Retro3Slow | Retro | Dairy | Agriculture | Refrigeration | 0.00087197 | 8.2101e-05 | 4.2924 | -19.997 | <0 | <40 | Plate Milk Pre-cooler - Free Stall - Oregon | Plate Milk Pre-cooler - Free Stall - Oregon | 0.00026461 | 0.00042212 | 0.0008573 | 0.0015242 | 0.0024108 | 0.0034285 | 0.0044314 | 0.0052481 | 0.0057467 | 0.0058243 | 0.0055144 | 0.0049019 | 0.0040921 | 0.0032303 | 0.0023802 | 0.0016662 | 0.0011108 | 0.00070686 | 0.00043026 | 0.00029132 | 0.058265 | 0.054482 | 0.050277 | 0.035672 | 0.0089076 | 4.8267 | 1
Retro3Slow | Retro | Dairy | Agriculture | Refrigeration | 0.00087197 | 8.2101e-05 | 4.2924 | -19.997 | <0 | <40 | Plate Milk Pre-cooler - Free Stall - Washington | Plate Milk Pre-cooler - Free Stall - Washington | 0.00073646 | 0.001172 | 0.0023789 | 0.0042328 | 0.0067033 | 0.0095629 | 0.012381 | 0.014696 | 0.016086 | 0.016398 | 0.015579 | 0.01384 | 0.011613 | 0.0091568 | 0.0067471 | 0.004723 | 0.0031487 | 0.0020037 | 0.0012196 | 0.0008258 | 0.16516 | 0.1532 | 0.14128 | 0.099926 | 0.024786 | 4.8267 | 1
Retro3Slow | Retro | Dairy | Agriculture | Refrigeration | 0.00090402 | 8.5119e-05 | 4.4502 | -21.9758 | <0 | <40 | Plate Milk Pre-Cooler - Tie Stall - Idaho | Plate Milk Pre-Cooler - Tie Stall - Idaho | 0.00012983 | 0.00020408 | 0.00040816 | 0.00071428 | 0.0011111 | 0.0015555 | 0.0019798 | 0.0023097 | 0.0024874 | 0.0024874 | 0.0023216 | 0.0020314 | 0.0016729 | 0.0013011 | 0.00095874 | 0.00067112 | 0.00044741 | 0.00028472 | 0.00017331 | 0.00011734 | 0.023468 | 0.023367 | 0.021673 | 0.015709 | 0.004123 | 5.7022 | 1
Retro3Slow | Retro | Dairy | Agriculture | Refrigeration | 0.00090402 | 8.5119e-05 | 4.4502 | -21.9758 | <0 | <40 | Plate Milk Pre-Cooler - Tie Stall - Montana | Plate Milk Pre-Cooler - Tie Stall - Montana | 6.4244e-06 | 1.0099e-05 | 2.0197e-05 | 3.5345e-05 | 5.4981e-05 | 7.6974e-05 | 9.7967e-05 | 0.00011429 | 0.00012309 | 0.00012309 | 0.00011488 | 0.00010052 | 8.2781e-05 | 6.4386e-05 | 4.7442e-05 | 3.3209e-05 | 2.214e-05 | 1.4089e-05 | 8.5758e-06 | 5.8065e-06 | 0.0011613 | 0.0011563 | 0.0010725 | 0.00077733 | 0.00020402 | 5.7022 | 1
Retro3Slow | Retro | Dairy | Agriculture | Refrigeration | 0.00090402 | 8.5119e-05 | 4.4502 | -21.9758 | <0 | <40 | Plate Milk Pre-Cooler - Tie Stall - Oregon | Plate Milk Pre-Cooler - Tie Stall - Oregon | 7.7117e-05 | 0.00012122 | 0.00024244 | 0.00042428 | 0.00065998 | 0.00092398 | 0.001176 | 0.001372 | 0.0014775 | 0.0014775 | 0.001379 | 0.0012066 | 0.00099369 | 0.00077287 | 0.00056948 | 0.00039864 | 0.00026576 | 0.00016912 | 0.00010294 | 6.9701e-05 | 0.01394 | 0.01388 | 0.012874 | 0.009331 | 0.002449 | 5.7022 | 1
Retro3Slow | Retro | Dairy | Agriculture | Refrigeration | 0.00090402 | 8.5119e-05 | 4.4502 | -21.9758 | <0 | <40 | Plate Milk Pre-Cooler - Tie Stall - Washington | Plate Milk Pre-Cooler - Tie Stall - Washington | 4.7016e-06 | 7.3905e-06 | 1.4781e-05 | 2.5867e-05 | 4.0237e-05 | 5.6332e-05 | 7.1695e-05 | 8.3644e-05 | 9.0078e-05 | 9.0078e-05 | 8.4073e-05 | 7.3564e-05 | 6.0582e-05 | 4.7119e-05 | 3.472e-05 | 2.4304e-05 | 1.6202e-05 | 1.0311e-05 | 6.276e-06 | 4.2494e-06 | 0.00084988 | 0.0008462 | 0.00078486 | 0.00056888 | 0.00014931 | 5.7022 | 1
Retro3Slow | Retro | Dairy | Agriculture | Refrigeration | 0.00032436 | 3.054e-05 | 1.5967 | -5.8873 | <0 | <40 | Compressor Upgrade - Any - Idaho | Compressor Upgrade - Any - Idaho | 0.0047012 | 0.0075364 | 0.015388 | 0.027517 | 0.043892 | 0.062785 | 0.081738 | 0.097136 | 0.10661 | 0.10872 | 0.10328 | 0.091845 | 0.077015 | 0.06063 | 0.044675 | 0.031272 | 0.020848 | 0.013267 | 0.0080756 | 0.0054679 | 1.0936 | 1.0124 | 0.93347 | 0.65931 | 0.16182 | 2.3042 | 1
Retro3Slow | Retro | Dairy | Agriculture | Refrigeration | 0.00032436 | 3.054e-05 | 1.5967 | -5.8873 | <0 | <40 | Compressor Upgrade - Any - Montana | Compressor Upgrade - Any - Montana | 2.642e-05 | 4.1559e-05 | 8.2969e-05 | 0.00014518 | 0.00022584 | 0.0003147 | 0.00040031 | 0.00046654 | 0.00050161 | 0.00050062 | 0.00046724 | 0.00040767 | 0.0003348 | 0.00026041 | 0.00019188 | 0.00013432 | 8.9544e-05 | 5.6982e-05 | 3.4685e-05 | 1.3647e-05 | 0.0046969 | 0.0046969 | 0.0043677 | 0.003173 | 0.00083666 | 2.3042 | 1
Retro3Slow | Retro | Dairy | Agriculture | Refrigeration | 0.00032436 | 3.054e-05 | 1.5967 | -5.8873 | <0 | <40 | Compressor Upgrade - Any - Oregon | Compressor Upgrade - Any - Oregon | 0.00081348 | 0.0012969 | 0.0026321 | 0.0046766 | 0.0073914 | 0.010505 | 0.013569 | 0.01606 | 0.017574 | 0.017802 | 0.016845 | 0.014965 | 0.012487 | 0.0098514 | 0.007259 | 0.0050813 | 0.0033875 | 0.0021557 | 0.0013122 | 0.00088844 | 0.17769 | 0.16655 | 0.15373 | 0.10917 | 0.027315 | 2.3042 | 1
Retro3Slow | Retro | Dairy | Agriculture | Refrigeration | 0.00032436 | 3.054e-05 | 1.5967 | -5.8873 | <0 | <40 | Compressor Upgrade - Any - Washington | Compressor Upgrade - Any - Washington | 0.002165 | 0.0034454 | 0.0069931 | 0.012443 | 0.019705 | 0.02811 | 0.036394 | 0.043196 | 0.047283 | 0.048199 | 0.045791 | 0.040679 | 0.034132 | 0.026913 | 0.019831 | 0.013882 | 0.0092544 | 0.0058892 | 0.0035847 | 0.0024271 | 0.48543 | 0.45032 | 0.41528 | 0.29372 | 0.072861 | 2.3042 | 1
Retro3Slow | Retro | Dairy | Agriculture | Motors/Drives | 0.00019934 | 1.8769e-05 | 0.98129 | 64.7852 | 60-70 | 40-100 | VSD - Milk Transfer Pump - Any - Idaho | VSD - Milk Transfer Pump - Any - Idaho | 0.0021958 | 0.0035201 | 0.0071876 | 0.012853 | 0.020501 | 0.029326 | 0.038178 | 0.04537 | 0.049796 | 0.050779 | 0.04824 | 0.042899 | 0.035972 | 0.028319 | 0.020867 | 0.014607 | 0.0097378 | 0.0061968 | 0.0037719 | 0.0025539 | 0.51078 | 0.47287 | 0.436 | 0.30795 | 0.075583 | 0.63692 | 0
Retro3Slow | Retro | Dairy | Agriculture | Motors/Drives | 0.00019934 | 1.8769e-05 | 0.98129 | 64.7852 | 60-70 | 40-100 | VSD - Milk Transfer Pump - Any - Montana | VSD - Milk Transfer Pump - Any - Montana | 1.234e-05 | 1.9411e-05 | 3.8753e-05 | 6.781e-05 | 0.00010548 | 0.00014699 | 0.00018698 | 0.00021791 | 0.00023429 | 0.00023383 | 0.00021824 | 0.00019041 | 0.00015638 | 0.00012163 | 8.9622e-05 | 6.2736e-05 | 4.1824e-05 | 2.6615e-05 | 1.6201e-05 | 6.3743e-06 | 0.0021938 | 0.0021938 | 0.0020401 | 0.001482 | 0.00039078 | 0.63692 | 0
Retro3Slow | Retro | Dairy | Agriculture | Motors/Drives | 0.00019934 | 1.8769e-05 | 0.98129 | 64.7852 | 60-70 | 40-100 | VSD - Milk Transfer Pump - Any - Oregon | VSD - Milk Transfer Pump - Any - Oregon | 0.00037996 | 0.00060574 | 0.0012294 | 0.0021843 | 0.0034524 | 0.0049066 | 0.0063378 | 0.0075012 | 0.0082084 | 0.0083148 | 0.007868 | 0.00699 | 0.0058322 | 0.0046014 | 0.0033905 | 0.0023733 | 0.0015822 | 0.0010069 | 0.00061288 | 0.00041497 | 0.082994 | 0.077793 | 0.071803 | 0.050988 | 0.012758 | 0.63692 | 0
Retro3Slow | Retro | Dairy | Agriculture | Motors/Drives | 0.00019934 | 1.8769e-05 | 0.98129 | 64.7852 | 60-70 | 40-100 | VSD - Milk Transfer Pump - Any - Washington | VSD - Milk Transfer Pump - Any - Washington | 0.0010112 | 0.0016093 | 0.0032663 | 0.0058117 | 0.0092036 | 0.01313 | 0.016999 | 0.020176 | 0.022085 | 0.022512 | 0.021388 | 0.019 | 0.015942 | 0.012571 | 0.0092625 | 0.0064838 | 0.0043225 | 0.0027507 | 0.0016743 | 0.0011337 | 0.22673 | 0.21033 | 0.19397 | 0.13719 | 0.034032 | 0.63692 | 0
Retro3Slow | Retro | Dairy | Agriculture | Refrigeration | 0.00095321 | 8.975e-05 | 4.6923 | -8.612 | <0 | <40 | Heat Recovery Refrigeration - Any - Idaho | Heat Recovery Refrigeration - Any - Idaho | 0.0069999 | 0.011221 | 0.022913 | 0.040972 | 0.065354 | 0.093484 | 0.1217 | 0.14463 | 0.15874 | 0.16187 | 0.15378 | 0.13675 | 0.11467 | 0.090276 | 0.066519 | 0.046563 | 0.031042 | 0.019754 | 0.012024 | 0.0081414 | 1.6283 | 1.5074 | 1.3899 | 0.98167 | 0.24094 | 2.5628 | 1
Retro3Slow | Retro | Dairy | Agriculture | Refrigeration | 0.00095321 | 8.975e-05 | 4.6923 | -8.6121 | <0 | <40 | Heat Recovery Refrigeration - Any - Montana | Heat Recovery Refrigeration - Any - Montana | 3.9338e-05 | 6.1879e-05 | 0.00012354 | 0.00021617 | 0.00033626 | 0.00046857 | 0.00059605 | 0.00069466 | 0.00074687 | 0.0007454 | 0.00069571 | 0.00060701 | 0.0004985 | 0.00038774 | 0.0002857 | 0.00019999 | 0.00013333 | 8.4844e-05 | 5.1644e-05 | 2.032e-05 | 0.0069935 | 0.0069935 | 0.0065034 | 0.0047244 | 0.0012458 | 2.5628 | 1
Retro3Slow | Retro | Dairy | Agriculture | Refrigeration | 0.00095321 | 8.975e-05 | 4.6923 | -8.612 | <0 | <40 | Heat Recovery Refrigeration - Any - Oregon | Heat Recovery Refrigeration - Any - Oregon | 0.0012112 | 0.001931 | 0.0039191 | 0.0069632 | 0.011005 | 0.015641 | 0.020204 | 0.023912 | 0.026167 | 0.026506 | 0.025082 | 0.022283 | 0.018592 | 0.014668 | 0.010808 | 0.0075658 | 0.0050438 | 0.0032097 | 0.0019537 | 0.0013228 | 0.26457 | 0.24799 | 0.22889 | 0.16254 | 0.040671 | 2.5628 | 1
Retro3Slow | Retro | Dairy | Agriculture | Refrigeration | 0.00095321 | 8.975e-05 | 4.6923 | -8.6121 | <0 | <40 | Heat Recovery Refrigeration - Any - Washington | Heat Recovery Refrigeration - Any - Washington | 0.0032236 | 0.00513 | 0.010412 | 0.018527 | 0.02934 | 0.041855 | 0.054189 | 0.064317 | 0.070402 | 0.071765 | 0.068181 | 0.060569 | 0.050821 | 0.040073 | 0.029527 | 0.020669 | 0.013779 | 0.0087687 | 0.0053375 | 0.0036139 | 0.72278 | 0.6705 | 0.61833 | 0.43734 | 0.10849 | 2.5628 | 1
LO5Med | NR | Dairy | Agriculture | HVAC | 0.025334 | 0.0070249 | 201.8298 | 86.9807 | 80-90 | 40-100 | Efficient High Speed Fans - Free Stall - Idaho | Efficient High Speed Fans - Any - Idaho | 0.00081133 | 0.0018075 | 0.0030266 | 0.0044417 | 0.0060558 | 0.0079429 | 0.010013 | 0.012128 | 0.014121 | 0.015834 | 0.01716 | 0.018069 | 0.018614 | 0.018868 | 0.018868 | 0.018868 | 0.0020527 | 0 | 0 | 0 | 0.18868 | 0.18868 | 0.16776 | 0.093341 | 0.024086 | 0.50869 | 0
LO5Med | NR | Dairy | Agriculture | HVAC | 0.01928 | 0.0053463 | 153.6018 | 121.1552 | 120-130 | >100 | Efficient High Speed Fans - Free Stall - Montana | Efficient High Speed Fans - Any - Montana | 1.1969e-05 | 2.6664e-05 | 4.4647e-05 | 6.5522e-05 | 8.9333e-05 | 0.00011717 | 0.00014771 | 0.00017891 | 0.00020831 | 0.00023358 | 0.00025313 | 0.00026656 | 0.00027459 | 0.00027834 | 0.00027834 | 0.00027834 | 3.0281e-05 | 0 | 0 | 0 | 0.0027834 | 0.0027834 | 0.0024748 | 0.0013769 | 0.00035531 | 0.38714 | 0
LO5Med | NR | Dairy | Agriculture | HVAC | 0.020559 | 0.005701 | 163.7933 | 112.2564 | 110-120 | >100 | Efficient High Speed Fans - Free Stall - Oregon | Efficient High Speed Fans - Any - Oregon | 6.8682e-05 | 0.00015301 | 0.00025621 | 0.000376 | 0.00051265 | 0.0006724 | 0.00084764 | 0.0010267 | 0.0011954 | 0.0013404 | 0.0014526 | 0.0015297 | 0.0015757 | 0.0015973 | 0.0015973 | 0.0015973 | 0.00017377 | 0 | 0 | 0 | 0.015973 | 0.015973 | 0.014202 | 0.0079017 | 0.002039 | 0.41282 | 0
LO5Med | NR | Dairy | Agriculture | HVAC | 0.021788 | 0.0060418 | 173.5845 | 104.6913 | 100-110 | >100 | Efficient High Speed Fans - Free Stall - Washington | Efficient High Speed Fans - Any - Washington | 0.00032461 | 0.00072319 | 0.0012109 | 0.0017771 | 0.0024229 | 0.0031779 | 0.0040062 | 0.0048524 | 0.0056497 | 0.0063352 | 0.0068656 | 0.0072296 | 0.0074474 | 0.0075491 | 0.0075491 | 0.0075491 | 0.00082128 | 0 | 0 | 0 | 0.075491 | 0.075491 | 0.067121 | 0.037346 | 0.0096367 | 0.4375 | 0
LO5Med | NR | Dairy | Agriculture | HVAC | 0.025334 | 0.0070249 | 201.8298 | 86.9807 | 80-90 | 40-100 | Efficient High Speed Fans - Tie Stall - Idaho | Efficient High Speed Fans - Any - Idaho | 7.0042e-05 | 0.00015604 | 0.00026128 | 0.00038345 | 0.0005228 | 0.00068571 | 0.00086443 | 0.001047 | 0.0012191 | 0.001367 | 0.0014814 | 0.0015599 | 0.0016069 | 0.0016289 | 0.0016289 | 0.0016289 | 0.00017721 | 0 | 0 | 0 | 0.016289 | 0.016289 | 0.014483 | 0.0080582 | 0.0020793 | 0.50869 | 0
LO5Med | NR | Dairy | Agriculture | HVAC | 0.01928 | 0.0053463 | 153.6018 | 121.1552 | 120-130 | >100 | Efficient High Speed Fans - Tie Stall - Montana | Efficient High Speed Fans - Any - Montana | 1.9275e-05 | 4.2941e-05 | 7.1901e-05 | 0.00010552 | 0.00014387 | 0.0001887 | 0.00023788 | 0.00028812 | 0.00033547 | 0.00037616 | 0.00040766 | 0.00042927 | 0.00044221 | 0.00044825 | 0.00044825 | 0.00044825 | 4.8765e-05 | 0 | 0 | 0 | 0.0044825 | 0.0044825 | 0.0039855 | 0.0022175 | 0.0005722 | 0.38714 | 0
LO5Med | NR | Dairy | Agriculture | HVAC | 0.020559 | 0.005701 | 163.7933 | 112.2564 | 110-120 | >100 | Efficient High Speed Fans - Tie Stall - Oregon | Efficient High Speed Fans - Any - Oregon | 3.347e-05 | 7.4566e-05 | 0.00012485 | 0.00018323 | 0.00024982 | 0.00032767 | 0.00041307 | 0.00050031 | 0.00058253 | 0.0006532 | 0.00070789 | 0.00074542 | 0.00076788 | 0.00077837 | 0.00077837 | 0.00077837 | 8.4679e-05 | 0 | 0 | 0 | 0.0077837 | 0.0077837 | 0.0069206 | 0.0038506 | 0.00099361 | 0.41282 | 0
LO5Med | NR | Dairy | Agriculture | HVAC | 0.021788 | 0.0060418 | 173.5845 | 104.6913 | 100-110 | >100 | Efficient High Speed Fans - Tie Stall - Washington | Efficient High Speed Fans - Any - Washington | 2.9061e-05 | 6.4743e-05 | 0.00010841 | 0.0001591 | 0.00021691 | 0.0002845 | 0.00035866 | 0.00043441 | 0.00050579 | 0.00056715 | 0.00061464 | 0.00064723 | 0.00066673 | 0.00067584 | 0.00067584 | 0.00067584 | 7.3525e-05 | 0 | 0 | 0 | 0.0067584 | 0.0067584 | 0.006009 | 0.0033434 | 0.00086272 | 0.4375 | 0
LO5Med | NR | Dairy | Agriculture | HVAC | 0.35152 | 0.26026 | 3987.4868 | 49.5264 | 40-50 | 40-100 | High Volume Low Speed Fans - Free Stall - Idaho | High Volume Low Speed Fans - Any - Idaho | 0.0032058 | 0.0071421 | 0.011959 | 0.017551 | 0.023928 | 0.031385 | 0.039565 | 0.047921 | 0.055796 | 0.062565 | 0.067804 | 0.071398 | 0.07355 | 0.074554 | 0.074554 | 0.074554 | 0.074554 | 0.074554 | 0.074554 | 0.074554 | 3.7277 | 1.0357 | 0.66288 | 0.36882 | 0.095171 | 0.68634 | 0
LO5Med | NR | Dairy | Agriculture | HVAC | 0.26752 | 0.19807 | 3034.6608 | 70.0685 | 70-80 | 40-100 | High Volume Low Speed Fans - Free Stall - Montana | High Volume Low Speed Fans - Any - Montana | 4.7292e-05 | 0.00010536 | 0.00017641 | 0.0002589 | 0.00035298 | 0.00046298 | 0.00058365 | 0.00070692 | 0.00082309 | 0.00092294 | 0.0010002 | 0.0010532 | 0.001085 | 0.0010998 | 0.0010998 | 0.0010998 | 0.0010998 | 0.0010998 | 0.0010998 | 0.0010998 | 0.05499 | 0.015278 | 0.0097786 | 0.0054408 | 0.0014039 | 0.52233 | 0
LO5Med | NR | Dairy | Agriculture | HVAC | 0.28527 | 0.21121 | 3236.0127 | 64.7194 | 60-70 | 40-100 | High Volume Low Speed Fans - Free Stall - Oregon | High Volume Low Speed Fans - Any - Oregon | 0.00027139 | 0.00060461 | 0.0010124 | 0.0014857 | 0.0020256 | 0.0026569 | 0.0033493 | 0.0040567 | 0.0047234 | 0.0052964 | 0.0057398 | 0.0060442 | 0.0062263 | 0.0063113 | 0.0063113 | 0.0063113 | 0.0063113 | 0.0063113 | 0.0063113 | 0.0063113 | 0.31557 | 0.087672 | 0.056115 | 0.031222 | 0.0080566 | 0.55699 | 0
LO5Med | NR | Dairy | Agriculture | HVAC | 0.30233 | 0.22384 | 3429.4544 | 60.1721 | 60-70 | 40-100 | High Volume Low Speed Fans - Free Stall - Washington | High Volume Low Speed Fans - Any - Washington | 0.0012827 | 0.0028576 | 0.0047848 | 0.007022 | 0.0095738 | 0.012557 | 0.01583 | 0.019173 | 0.022324 | 0.025032 | 0.027128 | 0.028567 | 0.029427 | 0.029829 | 0.029829 | 0.029829 | 0.029829 | 0.029829 | 0.029829 | 0.029829 | 1.4915 | 0.41436 | 0.26522 | 0.14757 | 0.038078 | 0.59029 | 0
LO5Med | NR | Dairy | Agriculture | HVAC | 0.35152 | 0.26026 | 3987.4868 | 49.5264 | 40-50 | 40-100 | High Volume Low Speed Fans - Tie Stall - Idaho | High Volume Low Speed Fans - Any - Idaho | 0 | 0 | 0 | 0 | 0 | 0 | 0 | 0 | 0 | 0 | 0 | 0 | 0 | 0 | 0 | 0 | 0 | 0 | 0 | 0 | 0.32182 | 0 | 0 | 0 | 0 | 0.68634 | 0
LO5Med | NR | Dairy | Agriculture | HVAC | 0.26752 | 0.19807 | 3034.6608 | 70.0685 | 70-80 | 40-100 | High Volume Low Speed Fans - Tie Stall - Montana | High Volume Low Speed Fans - Any - Montana | 0 | 0 | 0 | 0 | 0 | 0 | 0 | 0 | 0 | 0 | 0 | 0 | 0 | 0 | 0 | 0 | 0 | 0 | 0 | 0 | 0.088559 | 0 | 0 | 0 | 0 | 0.52233 | 0
LO5Med | NR | Dairy | Agriculture | HVAC | 0.28527 | 0.21121 | 3236.0127 | 64.7194 | 60-70 | 40-100 | High Volume Low Speed Fans - Tie Stall - Oregon | High Volume Low Speed Fans - Any - Oregon | 0 | 0 | 0 | 0 | 0 | 0 | 0 | 0 | 0 | 0 | 0 | 0 | 0 | 0 | 0 | 0 | 0 | 0 | 0 | 0 | 0.15378 | 0 | 0 | 0 | 0 | 0.55699 | 0
LO5Med | NR | Dairy | Agriculture | HVAC | 0.30233 | 0.22384 | 3429.4544 | 60.1721 | 60-70 | 40-100 | High Volume Low Speed Fans - Tie Stall - Washington | High Volume Low Speed Fans - Any - Washington | 0 | 0 | 0 | 0 | 0 | 0 | 0 | 0 | 0 | 0 | 0 | 0 | 0 | 0 | 0 | 0 | 0 | 0 | 0 | 0 | 0.13352 | 0 | 0 | 0 | 0 | 0.59029 | 0
LO5Med | NR | Dairy | Agriculture | Lighting | 0.00016951 | 0.00013607 | 1.9215 | 9.2751 | 0-10 | <40 | Energy Efficient Lighting - Free Stall - Idaho | Energy Efficient Lighting - Free Stall - Idaho | 0.03535 | 0.061335 | 0.080505 | 0.096506 | 0.11177 | 0.12554 | 0.13835 | 0.14954 | 0.15981 | 0.16931 | 0.17773 | 0.1849 | 0.15941 | 0 | 0 | 0 | 0 | 0 | 0 | 0 | 1.6501 | 1.6501 | 1.6501 | 1.3057 | 0.51101 | 1.7864 | 1
LO5Med | NR | Dairy | Agriculture | Lighting | 0.00016951 | 0.00013607 | 1.9215 | 9.2751 | 0-10 | <40 | Energy Efficient Lighting - Free Stall - Montana | Energy Efficient Lighting - Free Stall - Montana | 0.00017818 | 0.00030331 | 0.00038904 | 0.00045623 | 0.00051515 | 0.00056315 | 0.00060623 | 0.00064236 | 0.0006722 | 0.00069667 | 0.00071833 | 0.00058298 | 0 | 0 | 0 | 0 | 0 | 0 | 0 | 0 | 0.0063238 | 0.0063238 | 0.0063238 | 0.0057409 | 0.0024051 | 1.7864 | 1
LO5Med | NR | Dairy | Agriculture | Lighting | 0.00016951 | 0.00013607 | 1.9215 | 9.2751 | 0-10 | <40 | Energy Efficient Lighting - Free Stall - Oregon | Energy Efficient Lighting - Free Stall - Oregon | 0.0059203 | 0.01022 | 0.013338 | 0.015894 | 0.018247 | 0.02037 | 0.022283 | 0.023995 | 0.025579 | 0.026928 | 0.028166 | 0.029287 | 0.020592 | 0 | 0 | 0 | 0 | 0 | 0 | 0 | 0.26082 | 0.26082 | 0.26082 | 0.21094 | 0.083989 | 1.7864 | 1
LO5Med | NR | Dairy | Agriculture | Lighting | 0.00016951 | 0.00013607 | 1.9215 | 9.2751 | 0-10 | <40 | Energy Efficient Lighting - Free Stall - Washington | Energy Efficient Lighting - Free Stall - Washington | 0.016478 | 0.028375 | 0.037011 | 0.044136 | 0.050736 | 0.056817 | 0.062256 | 0.067192 | 0.071601 | 0.075814 | 0.079574 | 0.082688 | 0.066652 | 0 | 0 | 0 | 0 | 0 | 0 | 0 | 0.73933 | 0.73933 | 0.73933 | 0.58999 | 0.23355 | 1.7864 | 1
LO5Med | NR | Dairy | Agriculture | Lighting | 0.00034824 | 0.00027955 | 3.9475 | 8.0659 | 0-10 | <40 | Energy Efficient Lighting - Tie Stall - Idaho | Energy Efficient Lighting - Tie Stall - Idaho | 0.00095935 | 0.0016318 | 0.0020973 | 0.0024598 | 0.0027774 | 0.0030523 | 0.0032878 | 0.0034878 | 0.0036566 | 0.0037982 | 0.0039163 | 0.0035717 | 0 | 0 | 0 | 0 | 0 | 0 | 0 | 0 | 0.034696 | 0.034696 | 0.034696 | 0.031125 | 0.012978 | 1.8765 | 1
LO5Med | NR | Dairy | Agriculture | Lighting | 0.00034824 | 0.00027955 | 3.9475 | 8.0659 | 0-10 | <40 | Energy Efficient Lighting - Tie Stall - Montana | Energy Efficient Lighting - Tie Stall - Montana | 4.7472e-05 | 8.0747e-05 | 0.00010378 | 0.00012172 | 0.00013744 | 0.00015104 | 0.00016269 | 0.00017259 | 0.00018094 | 0.00018795 | 0.00019379 | 0.00017674 | 0 | 0 | 0 | 0 | 0 | 0 | 0 | 0 | 0.0017169 | 0.0017169 | 0.0017169 | 0.0015402 | 0.0006422 | 1.8765 | 1
LO5Med | NR | Dairy | Agriculture | Lighting | 0.00034824 | 0.00027955 | 3.9475 | 8.0659 | 0-10 | <40 | Energy Efficient Lighting - Tie Stall - Oregon | Energy Efficient Lighting - Tie Stall - Oregon | 0.00056985 | 0.00096927 | 0.0012458 | 0.0014611 | 0.0016498 | 0.001813 | 0.0019529 | 0.0020717 | 0.002172 | 0.0022561 | 0.0023263 | 0.0021216 | 0 | 0 | 0 | 0 | 0 | 0 | 0 | 0 | 0.020609 | 0.020609 | 0.020609 | 0.018488 | 0.0077088 | 1.8765 | 1
LO5Med | NR | Dairy | Agriculture | Lighting | 0.00034824 | 0.00027955 | 3.9475 | 8.0659 | 0-10 | <40 | Energy Efficient Lighting - Tie Stall - Washington | Energy Efficient Lighting - Tie Stall - Washington | 3.4742e-05 | 5.9093e-05 | 7.595e-05 | 8.9079e-05 | 0.00010058 | 0.00011054 | 0.00011906 | 0.00012631 | 0.00013242 | 0.00013755 | 0.00014182 | 0.00012935 | 0 | 0 | 0 | 0 | 0 | 0 | 0 | 0 | 0.0012565 | 0.0012565 | 0.0012565 | 0.0011271 | 0.00046998 | 1.8765 | 1
RetroEven20 | Retro | Irrigation Hardware | Agriculture | Irrigation | 0.00065433 | 0.00050234 | 5.8119 | 547.9836 | >200 | >100 | Wheel and Hand_Rebuilt or new impact sprinkler | Idaho | 0.0042402 | 0.0042892 | 0.0043201 | 0.004336 | 0.0043792 | 0.0043742 | 0.0043682 | 0.0043661 | 0.0043758 | 0.004419 | 0.0044329 | 0.0044423 | 0.0044547 | 0.0044669 | 0.0045238 | 0.0045814 | 0.0046397 | 0.0046987 | 0.0047585 | 0.0048191 | 0.096382 | 0.089286 | 0.065789 | 0.047901 | 0.025939 | 0.57436 | 0
RetroEven20 | Retro | Irrigation Hardware | Agriculture | Irrigation | 0.0032058 | 0.0024612 | 28.4749 | 6.7811 | 0-10 | <40 | Wheel and Hand_Gaskets | Idaho | 0.020774 | 0.021015 | 0.021166 | 0.021244 | 0.021456 | 0.021431 | 0.021402 | 0.021392 | 0.021439 | 0.021651 | 0.021719 | 0.021765 | 0.021825 | 0.021885 | 0.022164 | 0.022446 | 0.022732 | 0.023021 | 0.023314 | 0.023611 | 0.47222 | 0.43745 | 0.32233 | 0.23469 | 0.12709 | 1.4153 | 1
RetroEven20 | Retro | Irrigation Hardware | Agriculture | Irrigation | 0.0020844 | 0.0016002 | 18.5137 | 38.707 | 30-40 | <40 | Wheel and Hand_Drains | Idaho | 0.013507 | 0.013663 | 0.013762 | 0.013812 | 0.01395 | 0.013934 | 0.013915 | 0.013908 | 0.013939 | 0.014077 | 0.014121 | 0.014151 | 0.01419 | 0.014229 | 0.01441 | 0.014594 | 0.01478 | 0.014968 | 0.015158 | 0.015351 | 0.30702 | 0.28442 | 0.20957 | 0.15259 | 0.082628 | 0.9346 | 0
RetroEven20 | Retro | Irrigation Hardware | Agriculture | Irrigation | 0.0092164 | 0.0070757 | 81.8621 | 6.753 | 0-10 | <40 | Wheel and Hand_Cut and press repair | Idaho | 0.059724 | 0.060415 | 0.06085 | 0.061074 | 0.061682 | 0.061612 | 0.061528 | 0.061498 | 0.061634 | 0.062243 | 0.062439 | 0.062572 | 0.062746 | 0.062918 | 0.063719 | 0.06453 | 0.065351 | 0.066183 | 0.067025 | 0.067878 | 1.3576 | 1.2576 | 0.92665 | 0.6747 | 0.36536 | 1.4063 | 1
RetroEven20 | Retro | Irrigation Hardware | Agriculture | Irrigation | 0.010548 | 0.0080983 | 93.6933 | -1.2282 | <0 | <40 | Wheel and Hand_Hub gasket | Idaho | 0.017089 | 0.017287 | 0.017411 | 0.017475 | 0.017649 | 0.017629 | 0.017605 | 0.017597 | 0.017635 | 0.01781 | 0.017866 | 0.017904 | 0.017953 | 0.018003 | 0.018232 | 0.018464 | 0.018699 | 0.018937 | 0.019178 | 0.019422 | 0.38844 | 0.35985 | 0.26514 | 0.19305 | 0.10454 | 1.7648 | 1
RetroEven20 | Retro | Irrigation Hardware | Agriculture | Irrigation | 0.0009013 | 0.00069195 | 8.0055 | 154.1768 | 150-160 | >100 | Wheel and Hand_Levelers | Idaho | 0.0058406 | 0.0059081 | 0.0059507 | 0.0059726 | 0.0060321 | 0.0060253 | 0.006017 | 0.0060141 | 0.0060274 | 0.0060869 | 0.0061061 | 0.0061191 | 0.0061361 | 0.0061529 | 0.0062312 | 0.0063106 | 0.0063909 | 0.0064722 | 0.0065546 | 0.006638 | 0.13276 | 0.12299 | 0.09062 | 0.065981 | 0.035729 | 0.6702 | 0
RetroEven20 | Retro | Irrigation Hardware | Agriculture | Irrigation | 0.0019864 | 0.001525 | 17.6434 | 2.8492 | 0-10 | <40 | Pivot and Linear_Base boot gasket | Idaho | 0.051462 | 0.052057 | 0.052432 | 0.052626 | 0.053149 | 0.053089 | 0.053016 | 0.052991 | 0.053108 | 0.053633 | 0.053801 | 0.053916 | 0.054066 | 0.054214 | 0.054904 | 0.055603 | 0.056311 | 0.057027 | 0.057753 | 0.058488 | 1.1698 | 1.0836 | 0.79846 | 0.58136 | 0.31481 | 2.2276 | 1
RetroEven20 | Retro | Irrigation Hardware | Agriculture | Irrigation | 6.0695e-05 | 4.6597e-05 | 0.5391 | 695.8464 | >200 | >100 | Pivot and Linear_Tower gasket | Idaho | 0.0015724 | 0.0015906 | 0.0016021 | 0.001608 | 0.001624 | 0.0016222 | 0.0016199 | 0.0016192 | 0.0016227 | 0.0016388 | 0.0016439 | 0.0016474 | 0.001652 | 0.0016565 | 0.0016776 | 0.001699 | 0.0017206 | 0.0017425 | 0.0017647 | 0.0017871 | 0.035743 | 0.033111 | 0.024397 | 0.017764 | 0.0096193 | 0.57932 | 0
RetroEven20 | Retro | Irrigation Hardware | Agriculture | Irrigation | 0.0051327 | 0.0039405 | 45.5894 | -5.1947 | <0 | <40 | Wheel and Hand_Nozzle replacement | Idaho | 0.033261 | 0.033645 | 0.033887 | 0.034013 | 0.034351 | 0.034312 | 0.034265 | 0.034249 | 0.034324 | 0.034663 | 0.034772 | 0.034847 | 0.034943 | 0.035039 | 0.035485 | 0.035937 | 0.036394 | 0.036858 | 0.037327 | 0.037802 | 0.75604 | 0.70038 | 0.51606 | 0.37574 | 0.20347 | 2.1517 | 1
RetroEven20 | Retro | Irrigation Hardware | Agriculture | Irrigation | 0.0032018 | 0.0024581 | 28.4395 | 19.2643 | 10-20 | <40 | Pivot and Linear_Sprinkler package replacement, high pressure | Idaho | 0.034242 | 0.034638 | 0.034888 | 0.035017 | 0.035365 | 0.035325 | 0.035277 | 0.03526 | 0.035337 | 0.035687 | 0.035799 | 0.035875 | 0.035975 | 0.036074 | 0.036533 | 0.036998 | 0.037469 | 0.037946 | 0.038429 | 0.038918 | 0.77835 | 0.72105 | 0.53129 | 0.38683 | 0.20947 | 1.1344 | 1
RetroEven20 | Retro | Irrigation Hardware | Agriculture | Irrigation | 0.0032018 | 0.0024581 | 28.4395 | 84.4314 | 80-90 | 40-100 | Pivot and Linear_Sprinkler package replacement, MESA | Idaho | 0.1177 | 0.11906 | 0.11992 | 0.12036 | 0.12156 | 0.12142 | 0.12126 | 0.1212 | 0.12147 | 0.12267 | 0.12305 | 0.12331 | 0.12366 | 0.124 | 0.12557 | 0.12717 | 0.12879 | 0.13043 | 0.13209 | 0.13377 | 2.6754 | 2.4785 | 1.8262 | 1.3297 | 0.72003 | 0.75975 | 0
RetroEven20 | Retro | Irrigation Hardware | Agriculture | Irrigation | 0.0032018 | 0.0024581 | 28.4395 | 124.1074 | 120-130 | >100 | Pivot and Linear_Sprinkler package replacement, LESA/LEPA/MDI | Idaho | 0.063996 | 0.064736 | 0.065203 | 0.065443 | 0.066095 | 0.06602 | 0.065929 | 0.065898 | 0.066043 | 0.066696 | 0.066905 | 0.067048 | 0.067234 | 0.067419 | 0.068277 | 0.069146 | 0.070026 | 0.070917 | 0.07182 | 0.072734 | 1.4547 | 1.3476 | 0.99294 | 0.72296 | 0.39149 | 0.69815 | 0
Retro5Med | Retro | Irrigation Hardware | Agriculture | Irrigation | 0.0046352 | 0.0035586 | 41.171 | 80.8849 | 80-90 | 40-100 | Pivot and Linear_Upgrade from high pressure to MESA | Idaho | 0.042631 | 0.05295 | 0.065262 | 0.076038 | 0.087595 | 0.10229 | 0.11206 | 0.11443 | 0.10807 | 0.093813 | 0.072825 | 0.0483 | 0.028123 | 0.013578 | 0.0058176 | 0.0021424 | 0.00067771 | 0.00014959 | 2.4901e-05 | 3.0271e-06 | 1.1268 | 1.0268 | 1.0238 | 0.92797 | 0.42677 | 0.49855 | 0
Retro1Slow | Retro | Irrigation Hardware | Agriculture | Irrigation | 0.0078799 | 0.0060496 | 69.9906 | 54.1586 | 50-60 | 40-100 | Pivot and Linear_Upgrade from MESA to LESA/LEPA/MDI | Idaho | 0.00599 | 0.012229 | 0.022124 | 0.036604 | 0.056943 | 0.082895 | 0.11474 | 0.1515 | 0.19104 | 0.2306 | 0.26235 | 0.28167 | 0.28473 | 0.26958 | 0.23978 | 0.2005 | 0.155 | 0.035466 | 0 | 0 | 2.6337 | 2.6337 | 2.2428 | 1.167 | 0.21678 | 0.67908 | 0
RetroEven20 | Retro | Irrigation Hardware | Agriculture | Irrigation | 0.00089773 | 0.00068921 | 7.9739 | 394.077 | >200 | >100 | Wheel and Hand_Rebuilt or new impact sprinkler | Washington | 0.0020361 | 0.001997 | 0.0019725 | 0.0019436 | 0.0019112 | 0.001883 | 0.0018513 | 0.0018202 | 0.0017973 | 0.001774 | 0.0017515 | 0.0017292 | 0.0017179 | 0.0017076 | 0.0017047 | 0.0017018 | 0.0016989 | 0.001696 | 0.001111 | 0 | 0.033805 | 0.033805 | 0.027597 | 0.020738 | 0.011743 | 0.5897 | 0
RetroEven20 | Retro | Irrigation Hardware | Agriculture | Irrigation | 0.0043984 | 0.0033768 | 39.0675 | -0.38594 | <0 | <40 | Wheel and Hand_Gaskets | Washington | 0.0099755 | 0.009784 | 0.0096639 | 0.0095224 | 0.009364 | 0.0092259 | 0.0090701 | 0.0089178 | 0.0088055 | 0.0086918 | 0.0085813 | 0.0084722 | 0.0084166 | 0.0083665 | 0.0083522 | 0.008338 | 0.0083237 | 0.0083095 | 0.0054431 | 0 | 0.16562 | 0.16562 | 0.13521 | 0.1016 | 0.057536 | 1.7422 | 1
RetroEven20 | Retro | Irrigation Hardware | Agriculture | Irrigation | 0.0028597 | 0.0021955 | 25.4007 | 22.8837 | 20-30 | <40 | Wheel and Hand_Drains | Washington | 0.0064858 | 0.0063613 | 0.0062832 | 0.0061912 | 0.0060882 | 0.0059984 | 0.0058972 | 0.0057981 | 0.0057252 | 0.0056512 | 0.0055793 | 0.0055084 | 0.0054723 | 0.0054397 | 0.0054304 | 0.0054211 | 0.0054119 | 0.0054027 | 0.0035389 | 0 | 0.10768 | 0.10768 | 0.08791 | 0.066059 | 0.037408 | 1.0827 | 1
RetroEven20 | Retro | Irrigation Hardware | Agriculture | Irrigation | 0.012645 | 0.0097078 | 112.3144 | -0.40646 | <0 | <40 | Wheel and Hand_Cut and press repair | Washington | 0.028678 | 0.028128 | 0.027783 | 0.027376 | 0.02692 | 0.026523 | 0.026076 | 0.025637 | 0.025315 | 0.024988 | 0.02467 | 0.024357 | 0.024197 | 0.024053 | 0.024012 | 0.023971 | 0.02393 | 0.023889 | 0.015648 | 0 | 0.47615 | 0.47615 | 0.38871 | 0.29209 | 0.16541 | 1.7258 | 1
RetroEven20 | Retro | Irrigation Hardware | Agriculture | Irrigation | 0.014472 | 0.011111 | 128.5467 | -6.2237 | <0 | <40 | Wheel and Hand_Hub gasket | Washington | 0.0082058 | 0.0080483 | 0.0079495 | 0.0078331 | 0.0077028 | 0.0075891 | 0.007461 | 0.0073357 | 0.0072434 | 0.0071498 | 0.0070589 | 0.0069692 | 0.0069234 | 0.0068822 | 0.0068705 | 0.0068588 | 0.0068471 | 0.0068354 | 0.0044774 | 0 | 0.13624 | 0.13624 | 0.11122 | 0.083577 | 0.047329 | 2.2147 | 1
RetroEven20 | Retro | Irrigation Hardware | Agriculture | Irrigation | 0.0012366 | 0.00094935 | 10.9836 | 107.0453 | 100-110 | >100 | Wheel and Hand_Levelers | Washington | 0.0028045 | 0.0027507 | 0.0027169 | 0.0026772 | 0.0026326 | 0.0025938 | 0.00255 | 0.0025072 | 0.0024756 | 0.0024436 | 0.0024126 | 0.0023819 | 0.0023663 | 0.0023522 | 0.0023482 | 0.0023442 | 0.0023402 | 0.0023362 | 0.0015303 | 0 | 0.046564 | 0.046564 | 0.038013 | 0.028565 | 0.016176 | 0.71992 | 0
RetroEven20 | Retro | Irrigation Hardware | Agriculture | Irrigation | 0.0025743 | 0.0019764 | 22.8655 | -2.2896 | <0 | <40 | Pivot and Linear_Base boot gasket | Washington | 0.034986 | 0.034314 | 0.033893 | 0.033397 | 0.032841 | 0.032357 | 0.03181 | 0.031276 | 0.030882 | 0.030483 | 0.030096 | 0.029714 | 0.029518 | 0.029343 | 0.029293 | 0.029243 | 0.029193 | 0.029143 | 0.01909 | 0 | 0.58087 | 0.58087 | 0.4742 | 0.35634 | 0.20179 | 2.8869 | 1
RetroEven20 | Retro | Irrigation Hardware | Agriculture | Irrigation | 7.8659e-05 | 6.0389e-05 | 0.69867 | 532.4354 | >200 | >100 | Pivot and Linear_Tower gasket | Washington | 0.001069 | 0.0010485 | 0.0010356 | 0.0010205 | 0.0010035 | 0.00098867 | 0.00097198 | 0.00095566 | 0.00094363 | 0.00093144 | 0.0009196 | 0.00090791 | 0.00090195 | 0.00089658 | 0.00089505 | 0.00089352 | 0.000892 | 0.00089048 | 0.0005833 | 0 | 0.017749 | 0.017749 | 0.01449 | 0.010888 | 0.0061657 | 0.58871 | 0
RetroEven20 | Retro | Irrigation Hardware | Agriculture | Irrigation | 0.007042 | 0.0054063 | 62.5485 | -9.1146 | <0 | <40 | Wheel and Hand_Nozzle replacement | Washington | 0.015971 | 0.015665 | 0.015472 | 0.015246 | 0.014992 | 0.014771 | 0.014522 | 0.014278 | 0.014098 | 0.013916 | 0.013739 | 0.013564 | 0.013475 | 0.013395 | 0.013372 | 0.013349 | 0.013327 | 0.013304 | 0.0087146 | 0 | 0.26517 | 0.26517 | 0.21648 | 0.16267 | 0.092117 | 2.7538 | 1
RetroEven20 | Retro | Irrigation Hardware | Agriculture | Irrigation | 0.0041495 | 0.0031857 | 36.857 | 10.3764 | 10-20 | <40 | Pivot and Linear_Sprinkler package replacement, high pressure | Washington | 0.016306 | 0.015993 | 0.015797 | 0.015566 | 0.015307 | 0.015081 | 0.014826 | 0.014577 | 0.014394 | 0.014208 | 0.014027 | 0.013849 | 0.013758 | 0.013676 | 0.013653 | 0.013629 | 0.013606 | 0.013583 | 0.0088974 | 0 | 0.27073 | 0.27073 | 0.22102 | 0.16608 | 0.094049 | 1.3124 | 1
RetroEven20 | Retro | Irrigation Hardware | Agriculture | Irrigation | 0.0041495 | 0.0031857 | 36.857 | 60.6603 | 60-70 | 40-100 | Pivot and Linear_Sprinkler package replacement, MESA | Washington | 0.075913 | 0.074455 | 0.073541 | 0.072465 | 0.071259 | 0.070208 | 0.069023 | 0.067863 | 0.067009 | 0.066144 | 0.065303 | 0.064473 | 0.064049 | 0.063668 | 0.063559 | 0.063451 | 0.063343 | 0.063235 | 0.041421 | 0 | 1.2604 | 1.2604 | 1.0289 | 0.77318 | 0.43784 | 0.8258 | 0
RetroEven20 | Retro | Irrigation Hardware | Agriculture | Irrigation | 0.0041495 | 0.0031857 | 36.857 | 91.2749 | 90-100 | 40-100 | Pivot and Linear_Sprinkler package replacement, LESA/LEPA/MDI | Washington | 0.052842 | 0.051828 | 0.051191 | 0.050442 | 0.049603 | 0.048871 | 0.048046 | 0.047239 | 0.046644 | 0.046042 | 0.045456 | 0.044879 | 0.044584 | 0.044319 | 0.044243 | 0.044168 | 0.044092 | 0.044017 | 0.028833 | 0 | 0.87734 | 0.87734 | 0.71623 | 0.5382 | 0.30478 | 0.74598 | 0
Retro5Med | Retro | Irrigation Hardware | Agriculture | Irrigation | 0.0060071 | 0.0046118 | 53.3567 | 57.924 | 50-60 | 40-100 | Pivot and Linear_Upgrade from high pressure to MESA | Washington | 0.020301 | 0.024448 | 0.02955 | 0.033801 | 0.037913 | 0.04367 | 0.047099 | 0.047306 | 0.04402 | 0.03735 | 0.026475 | 0 | 0 | 0 | 0 | 0 | 0 | 0 | 0 | 0 | 0.39193 | 0.39193 | 0.39193 | 0.39193 | 0.18968 | 0.64611 | 0
Retro1Slow | Retro | Irrigation Hardware | Agriculture | Irrigation | 0.010212 | 0.0078401 | 90.7064 | 37.3015 | 30-40 | <40 | Pivot and Linear_Upgrade from MESA to LESA/LEPA/MDI | Washington | 0.0038553 | 0.0076137 | 0.013471 | 0.021816 | 0.03295 | 0.047134 | 0.063988 | 0.082819 | 0.10259 | 0.12091 | 0.13526 | 0.14308 | 0.14331 | 0.1346 | 0.11825 | 0.069076 | 0 | 0 | 0 | 0 | 1.2407 | 1.2407 | 1.1717 | 0.63241 | 0.12684 | 0.88007 | 0
RetroEven20 | Retro | Irrigation Hardware | Agriculture | Irrigation | 0.00089773 | 0.00068921 | 7.9739 | 394.077 | >200 | >100 | Wheel and Hand_Rebuilt or new impact sprinkler | Oregon | 0.0049179 | 0.0048609 | 0.004788 | 0.0047068 | 0.0046269 | 0.0045221 | 0.0044219 | 0.0043611 | 0.0042971 | 0.0042277 | 0.0041588 | 0.0040759 | 0.0040071 | 0.0039549 | 0.0039243 | 0.003894 | 0.0038639 | 0.0018911 | 0 | 0 | 0.0755 | 0.0755 | 0.065852 | 0.049889 | 0.028423 | 0.5897 | 0
RetroEven20 | Retro | Irrigation Hardware | Agriculture | Irrigation | 0.0043984 | 0.0033768 | 39.0675 | -0.38594 | <0 | <40 | Wheel and Hand_Gaskets | Oregon | 0.024095 | 0.023816 | 0.023459 | 0.023061 | 0.022669 | 0.022156 | 0.021665 | 0.021367 | 0.021053 | 0.020713 | 0.020376 | 0.01997 | 0.019633 | 0.019377 | 0.019227 | 0.019078 | 0.018931 | 0.0092652 | 0 | 0 | 0.36991 | 0.36991 | 0.32264 | 0.24443 | 0.13926 | 1.7422 | 1
RetroEven20 | Retro | Irrigation Hardware | Agriculture | Irrigation | 0.0028597 | 0.0021955 | 25.4007 | 22.8837 | 20-30 | <40 | Wheel and Hand_Drains | Oregon | 0.015666 | 0.015484 | 0.015252 | 0.014994 | 0.014739 | 0.014405 | 0.014086 | 0.013892 | 0.013688 | 0.013467 | 0.013248 | 0.012984 | 0.012765 | 0.012598 | 0.012501 | 0.012404 | 0.012308 | 0.006024 | 0 | 0 | 0.24051 | 0.24051 | 0.20977 | 0.15892 | 0.09054 | 1.0827 | 1
RetroEven20 | Retro | Irrigation Hardware | Agriculture | Irrigation | 0.012645 | 0.0097078 | 112.3144 | -0.40646 | <0 | <40 | Wheel and Hand_Cut and press repair | Oregon | 0.06927 | 0.068467 | 0.067441 | 0.066297 | 0.065172 | 0.063695 | 0.062284 | 0.061428 | 0.060526 | 0.059548 | 0.058579 | 0.05741 | 0.056441 | 0.055706 | 0.055275 | 0.054848 | 0.054424 | 0.026636 | 0 | 0 | 1.0634 | 1.0634 | 0.92754 | 0.70271 | 0.40034 | 1.7258 | 1
RetroEven20 | Retro | Irrigation Hardware | Agriculture | Irrigation | 0.014472 | 0.011111 | 128.5467 | -6.2237 | <0 | <40 | Wheel and Hand_Hub gasket | Oregon | 0.01982 | 0.019591 | 0.019297 | 0.01897 | 0.018648 | 0.018225 | 0.017822 | 0.017576 | 0.017318 | 0.017039 | 0.016761 | 0.016427 | 0.01615 | 0.015939 | 0.015816 | 0.015694 | 0.015572 | 0.0076215 | 0 | 0 | 0.30429 | 0.30429 | 0.2654 | 0.20107 | 0.11455 | 2.2147 | 1
RetroEven20 | Retro | Irrigation Hardware | Agriculture | Irrigation | 0.0012366 | 0.00094935 | 10.9836 | 107.0453 | 100-110 | >100 | Wheel and Hand_Levelers | Oregon | 0.0067741 | 0.0066956 | 0.0065953 | 0.0064834 | 0.0063734 | 0.0062289 | 0.006091 | 0.0060072 | 0.005919 | 0.0058234 | 0.0057286 | 0.0056143 | 0.0055196 | 0.0054476 | 0.0054055 | 0.0053637 | 0.0053223 | 0.0026049 | 0 | 0 | 0.104 | 0.104 | 0.090707 | 0.06872 | 0.039151 | 0.71992 | 0
RetroEven20 | Retro | Irrigation Hardware | Agriculture | Irrigation | 0.0025743 | 0.0019764 | 22.8655 | -2.2896 | <0 | <40 | Pivot and Linear_Base boot gasket | Oregon | 0.016034 | 0.015848 | 0.015611 | 0.015346 | 0.015086 | 0.014744 | 0.014417 | 0.014219 | 0.01401 | 0.013784 | 0.013559 | 0.013289 | 0.013065 | 0.012894 | 0.012795 | 0.012696 | 0.012598 | 0.0061656 | 0 | 0 | 0.24616 | 0.24616 | 0.2147 | 0.16266 | 0.092668 | 2.8869 | 1
RetroEven20 | Retro | Irrigation Hardware | Agriculture | Irrigation | 7.8659e-05 | 6.0389e-05 | 0.69867 | 532.4354 | >200 | >100 | Pivot and Linear_Tower gasket | Oregon | 0.00048993 | 0.00048425 | 0.000477 | 0.00046891 | 0.00046095 | 0.0004505 | 0.00044052 | 0.00043446 | 0.00042809 | 0.00042117 | 0.00041431 | 0.00040605 | 0.0003992 | 0.00039399 | 0.00039095 | 0.00038793 | 0.00038493 | 0.00018839 | 0 | 0 | 0.0075215 | 0.0075215 | 0.0065603 | 0.0049701 | 0.0028315 | 0.58871 | 0
RetroEven20 | Retro | Irrigation Hardware | Agriculture | Irrigation | 0.007042 | 0.0054063 | 62.5485 | -9.1146 | <0 | <40 | Wheel and Hand_Nozzle replacement | Oregon | 0.038577 | 0.03813 | 0.037558 | 0.036921 | 0.036295 | 0.035472 | 0.034687 | 0.034209 | 0.033707 | 0.033163 | 0.032623 | 0.031972 | 0.031433 | 0.031023 | 0.030783 | 0.030545 | 0.030309 | 0.014834 | 0 | 0 | 0.59224 | 0.59224 | 0.51655 | 0.39134 | 0.22295 | 2.7538 | 1
RetroEven20 | Retro | Irrigation Hardware | Agriculture | Irrigation | 0.0041495 | 0.0031857 | 36.857 | 10.3764 | 10-20 | <40 | Pivot and Linear_Sprinkler package replacement, high pressure | Oregon | 0.0046302 | 0.0045766 | 0.004508 | 0.0044316 | 0.0043563 | 0.0042576 | 0.0041633 | 0.0041061 | 0.0040458 | 0.0039804 | 0.0039156 | 0.0038375 | 0.0037728 | 0.0037236 | 0.0036948 | 0.0036663 | 0.0036379 | 0.0017805 | 0 | 0 | 0.071085 | 0.071085 | 0.062 | 0.046972 | 0.02676 | 1.3124 | 1
RetroEven20 | Retro | Irrigation Hardware | Agriculture | Irrigation | 0.0041495 | 0.0031857 | 36.857 | 60.6603 | 60-70 | 40-100 | Pivot and Linear_Sprinkler package replacement, MESA | Oregon | 0.025635 | 0.025338 | 0.024958 | 0.024535 | 0.024118 | 0.023572 | 0.02305 | 0.022732 | 0.022399 | 0.022037 | 0.021678 | 0.021246 | 0.020887 | 0.020615 | 0.020456 | 0.020298 | 0.020141 | 0.0098574 | 0 | 0 | 0.39355 | 0.39355 | 0.34325 | 0.26005 | 0.14815 | 0.8258 | 0
RetroEven20 | Retro | Irrigation Hardware | Agriculture | Irrigation | 0.0041495 | 0.0031857 | 36.857 | 91.2749 | 90-100 | 40-100 | Pivot and Linear_Sprinkler package replacement, LESA/LEPA/MDI | Oregon | 0.035506 | 0.035095 | 0.034569 | 0.033983 | 0.033406 | 0.032649 | 0.031926 | 0.031486 | 0.031024 | 0.030523 | 0.030026 | 0.029427 | 0.028931 | 0.028553 | 0.028333 | 0.028114 | 0.027897 | 0.013653 | 0 | 0 | 0.5451 | 0.5451 | 0.47544 | 0.36019 | 0.20521 | 0.74598 | 0
Retro5Med | Retro | Irrigation Hardware | Agriculture | Irrigation | 0.0060071 | 0.0046118 | 53.3567 | 57.924 | 50-60 | 40-100 | Pivot and Linear_Upgrade from high pressure to MESA | Oregon | 0.0057646 | 0.006996 | 0.0084328 | 0.0096232 | 0.01079 | 0.012329 | 0.013226 | 0.013325 | 0.012373 | 0.010048 | 0 | 0 | 0 | 0 | 0 | 0 | 0 | 0 | 0 | 0 | 0.10291 | 0.10291 | 0.10291 | 0.10291 | 0.053936 | 0.64611 | 0
Retro1Slow | Retro | Irrigation Hardware | Agriculture | Irrigation | 0.010212 | 0.0078401 | 90.7064 | 37.3015 | 30-40 | <40 | Pivot and Linear_Upgrade from MESA to LESA/LEPA/MDI | Oregon | 0.0013007 | 0.0025855 | 0.0045559 | 0.0073492 | 0.011076 | 0.015689 | 0.021142 | 0.027381 | 0.033781 | 0.039622 | 0.044118 | 0.046313 | 0.045933 | 0.042855 | 0.037443 | 0.0062704 | 0 | 0 | 0 | 0 | 0.38742 | 0.38742 | 0.38115 | 0.2086 | 0.042556 | 0.88007 | 0
RetroEven20 | Retro | Irrigation Hardware | Agriculture | Irrigation | 0.0002999 | 0.00023024 | 2.6638 | 1218.806 | >200 | >100 | Wheel and Hand_Rebuilt or new impact sprinkler | Montana | 0.00018342 | 0.00018862 | 0.00019362 | 0.0001983 | 0.00020359 | 0.00020704 | 0.00020988 | 0.00021319 | 0.00021558 | 0.0002206 | 0.00022413 | 0.0002275 | 0.00023136 | 0.00023501 | 0.00023974 | 0.00024456 | 0.00024948 | 0.0002545 | 0.00025962 | 0.00026484 | 0.0052968 | 0.0044646 | 0.0031916 | 0.002258 | 0.0011746 | 0.55204 | 0
RetroEven20 | Retro | Irrigation Hardware | Agriculture | Irrigation | 0.0014694 | 0.0011281 | 13.0512 | 38.0194 | 30-40 | <40 | Wheel and Hand_Gaskets | Montana | 0.00089866 | 0.00092412 | 0.00094864 | 0.00097155 | 0.00099749 | 0.0010144 | 0.0010283 | 0.0010445 | 0.0010562 | 0.0010808 | 0.0010981 | 0.0011146 | 0.0011335 | 0.0011514 | 0.0011746 | 0.0011982 | 0.0012223 | 0.0012469 | 0.001272 | 0.0012976 | 0.025951 | 0.021874 | 0.015637 | 0.011063 | 0.0057548 | 0.93934 | 0
RetroEven20 | Retro | Irrigation Hardware | Agriculture | Irrigation | 0.00095534 | 0.00073344 | 8.4856 | 107.6748 | 100-110 | >100 | Wheel and Hand_Drains | Montana | 0.00058429 | 0.00060084 | 0.00061678 | 0.00063168 | 0.00064854 | 0.00065952 | 0.00066856 | 0.00067913 | 0.00068674 | 0.00070273 | 0.00071396 | 0.00072469 | 0.00073698 | 0.00074862 | 0.00076368 | 0.00077904 | 0.00079471 | 0.0008107 | 0.00082701 | 0.00084364 | 0.016873 | 0.014222 | 0.010167 | 0.0071927 | 0.0037416 | 0.71901 | 0
RetroEven20 | Retro | Irrigation Hardware | Agriculture | Irrigation | 0.0042242 | 0.0032431 | 37.5206 | 37.9579 | 30-40 | <40 | Wheel and Hand_Cut and press repair | Montana | 0.0025835 | 0.0026567 | 0.0027272 | 0.0027931 | 0.0028677 | 0.0029162 | 0.0029562 | 0.0030029 | 0.0030365 | 0.0031073 | 0.0031569 | 0.0032044 | 0.0032587 | 0.0033102 | 0.0033768 | 0.0034447 | 0.003514 | 0.0035847 | 0.0036568 | 0.0037303 | 0.074606 | 0.062885 | 0.044954 | 0.031804 | 0.016544 | 0.94121 | 0
RetroEven20 | Retro | Irrigation Hardware | Agriculture | Irrigation | 0.0048347 | 0.0037118 | 42.9433 | 20.5446 | 20-30 | <40 | Wheel and Hand_Hub gasket | Montana | 0.00073923 | 0.00076018 | 0.00078034 | 0.00079919 | 0.00082053 | 0.00083441 | 0.00084585 | 0.00085922 | 0.00086885 | 0.00088908 | 0.00090329 | 0.00091687 | 0.00093242 | 0.00094715 | 0.0009662 | 0.00098564 | 0.0010055 | 0.0010257 | 0.0010463 | 0.0010674 | 0.021347 | 0.017993 | 0.012863 | 0.0091002 | 0.0047339 | 1.1098 | 1
RetroEven20 | Retro | Irrigation Hardware | Agriculture | Irrigation | 0.0004131 | 0.00031715 | 3.6693 | 359.6044 | >200 | >100 | Wheel and Hand_Levelers | Montana | 0.00025265 | 0.00025981 | 0.0002667 | 0.00027315 | 0.00028044 | 0.00028518 | 0.00028909 | 0.00029366 | 0.00029695 | 0.00030387 | 0.00030872 | 0.00031336 | 0.00031868 | 0.00032371 | 0.00033022 | 0.00033687 | 0.00034364 | 0.00035056 | 0.00035761 | 0.0003648 | 0.007296 | 0.0061497 | 0.0043962 | 0.0031102 | 0.0016179 | 0.59783 | 0
RetroEven20 | Retro | Irrigation Hardware | Agriculture | Irrigation | 0.00085999 | 0.00066024 | 7.6386 | 32.3209 | 30-40 | <40 | Pivot and Linear_Base boot gasket | Montana | 0.0015828 | 0.0016276 | 0.0016708 | 0.0017111 | 0.0017568 | 0.0017865 | 0.001811 | 0.0018397 | 0.0018603 | 0.0019036 | 0.001934 | 0.0019631 | 0.0019964 | 0.0020279 | 0.0020687 | 0.0021103 | 0.0021528 | 0.0021961 | 0.0022403 | 0.0022853 | 0.045706 | 0.038525 | 0.02754 | 0.019484 | 0.010136 | 0.96441 | 0
RetroEven20 | Retro | Irrigation Hardware | Agriculture | Irrigation | 2.6277e-05 | 2.0174e-05 | 0.2334 | 1632.9684 | >200 | >100 | Pivot and Linear_Tower gasket | Montana | 4.8362e-05 | 4.9733e-05 | 5.1052e-05 | 5.2285e-05 | 5.368e-05 | 5.4589e-05 | 5.5337e-05 | 5.6212e-05 | 5.6842e-05 | 5.8166e-05 | 5.9095e-05 | 5.9983e-05 | 6.1001e-05 | 6.1965e-05 | 6.3211e-05 | 6.4482e-05 | 6.5779e-05 | 6.7102e-05 | 6.8452e-05 | 6.9829e-05 | 0.0013966 | 0.0011772 | 0.00084151 | 0.00059535 | 0.0003097 | 0.56136 | 0
RetroEven20 | Retro | Irrigation Hardware | Agriculture | Irrigation | 0.0023525 | 0.0018061 | 20.8954 | 11.891 | 10-20 | <40 | Wheel and Hand_Nozzle replacement | Montana | 0.0014388 | 0.0014796 | 0.0015188 | 0.0015555 | 0.001597 | 0.001624 | 0.0016463 | 0.0016723 | 0.0016911 | 0.0017304 | 0.0017581 | 0.0017845 | 0.0018148 | 0.0018435 | 0.0018805 | 0.0019184 | 0.001957 | 0.0019963 | 0.0020365 | 0.0020774 | 0.041549 | 0.035021 | 0.025035 | 0.017712 | 0.0092137 | 1.275 | 1
RetroEven20 | Retro | Irrigation Hardware | Agriculture | Irrigation | 0.0013862 | 0.0010642 | 12.3127 | 70.2355 | 70-80 | 40-100 | Pivot and Linear_Sprinkler package replacement, high pressure | Montana | 0.00092763 | 0.00095392 | 0.00097922 | 0.0010029 | 0.0010296 | 0.0010471 | 0.0010614 | 0.0010782 | 0.0010903 | 0.0011157 | 0.0011335 | 0.0011505 | 0.0011701 | 0.0011885 | 0.0012124 | 0.0012368 | 0.0012617 | 0.0012871 | 0.001313 | 0.0013394 | 0.026788 | 0.022579 | 0.016141 | 0.011419 | 0.0059404 | 0.79347 | 0
RetroEven20 | Retro | Irrigation Hardware | Agriculture | Irrigation | 0.0013862 | 0.0010642 | 12.3127 | 220.7553 | >200 | >100 | Pivot and Linear_Sprinkler package replacement, MESA | Montana | 0.0033459 | 0.0034407 | 0.003532 | 0.0036173 | 0.0037139 | 0.0037767 | 0.0038285 | 0.003889 | 0.0039326 | 0.0040242 | 0.0040885 | 0.0041499 | 0.0042203 | 0.004287 | 0.0043732 | 0.0044612 | 0.0045509 | 0.0046425 | 0.0047358 | 0.0048311 | 0.096622 | 0.081441 | 0.05822 | 0.041189 | 0.021426 | 0.6332 | 0
RetroEven20 | Retro | Irrigation Hardware | Agriculture | Irrigation | 0.0013862 | 0.0010642 | 12.3127 | 312.3971 | >200 | >100 | Pivot and Linear_Sprinkler package replacement, LESA/LEPA/MDI | Montana | 0.0023365 | 0.0024027 | 0.0024664 | 0.002526 | 0.0025935 | 0.0026373 | 0.0026735 | 0.0027158 | 0.0027462 | 0.0028101 | 0.002855 | 0.002898 | 0.0029471 | 0.0029937 | 0.0030539 | 0.0031153 | 0.003178 | 0.0032419 | 0.0033071 | 0.0033736 | 0.067473 | 0.056872 | 0.040656 | 0.028763 | 0.014963 | 0.60653 | 0
Retro5Med | Retro | Irrigation Hardware | Agriculture | Irrigation | 0.0020068 | 0.0015407 | 17.8248 | 212.5646 | >200 | >100 | Pivot and Linear_Upgrade from high pressure to MESA | Montana | 0.0011549 | 0.0014582 | 0.0018318 | 0.0021777 | 0.0025503 | 0.0030321 | 0.0033718 | 0.003499 | 0.0033343 | 0.0029329 | 0.0023059 | 0.001549 | 0.00091468 | 0.00044736 | 0.00019307 | 7.1621e-05 | 2.2821e-05 | 5.074e-06 | 8.508e-07 | 1.0418e-07 | 0.03878 | 0.030853 | 0.030753 | 0.027649 | 0.012205 | 0.21585 | 0
Retro1Slow | Retro | Irrigation Hardware | Agriculture | Irrigation | 0.0034115 | 0.0026191 | 30.3021 | 150.8331 | 150-160 | >100 | Pivot and Linear_Upgrade from MESA to LESA/LEPA/MDI | Montana | 0.00017021 | 0.00035306 | 0.00065045 | 0.0010969 | 0.0017325 | 0.0025634 | 0.0035956 | 0.0048149 | 0.0061168 | 0.0074677 | 0.0085887 | 0.0093226 | 0.0095384 | 0.0091324 | 0.0081759 | 0.0068813 | 0.0053545 | 0.003772 | 0.0024522 | 0.0016274 | 0.095116 | 0.093407 | 0.07332 | 0.03715 | 0.0065665 | 0.294 | 0
Retro3Slow | Retro | Irrigation Hardware | Agriculture | Irrigation | 0.034211 | 0.026265 | 303.8692 | 7.7108 | 0-10 | <40 | Pivot and Linear_Pressure Reduction_High to Medium | Idaho | 0.02024 | 0.032184 | 0.064831 | 0.11387 | 0.1789 | 0.25017 | 0.31797 | 0.37078 | 0.40018 | 0.40414 | 0.37838 | 0.33179 | 0.274 | 0.21369 | 0.15946 | 0.11305 | 0.076323 | 0.049187 | 0.030321 | 0.020791 | 4.1583 | 3.8003 | 3.5106 | 2.5317 | 0.6602 | 1.8318 | 1
Retro1Slow | Retro | Irrigation Hardware | Agriculture | Irrigation | 0.030743 | 0.023602 | 273.0656 | 2.6758 | 0-10 | <40 | Pivot and Linear_Pressure Reduction_Medium to Low | Idaho | 0.011592 | 0.02344 | 0.041919 | 0.068439 | 0.10491 | 0.15009 | 0.20388 | 0.26418 | 0.32747 | 0.38998 | 0.4389 | 0.4679 | 0.47116 | 0.44537 | 0.39657 | 0.33213 | 0.25721 | 0.18034 | 0.11668 | 0.077066 | 5.1377 | 4.7692 | 3.8058 | 2.0248 | 0.40039 | 2.2449 | 1
Retro1Slow | Retro | Irrigation Hardware | Agriculture | Irrigation | 0.030743 | 0.023602 | 273.0656 | -19.6473 | <0 | <40 | Pivot and Linear_Pressure Reduction_Medium2 to Low | Idaho | 1.1894e-05 | 6.1579e-05 | 0.00024455 | 0.00078411 | 0.0021114 | 0.004869 | 0.0098131 | 0.017543 | 0.028135 | 0.040844 | 0.053877 | 0.064826 | 0.071326 | 0.071816 | 0.066147 | 0.056464 | 0.044088 | 0.030928 | 0.01992 | 0.013062 | 1.0245 | 0.59687 | 0.43241 | 0.15829 | 0.0080825 | 10332.3244 | 1
Retro1Slow | Retro | Irrigation Hardware | Agriculture | Irrigation | 0.016268 | 0.012489 | 144.4971 | 139.621 | 130-140 | >100 | Wheel-Line_Conversion to Low Pressure System (Alfalfa) | Idaho | 0.0004831 | 0.00097686 | 0.0017469 | 0.0028521 | 0.0043722 | 0.0062549 | 0.0084967 | 0.01101 | 0.013647 | 0.016252 | 0.018291 | 0.0195 | 0.019635 | 0.018561 | 0.016527 | 0.013841 | 0.010719 | 0.0075155 | 0.0048627 | 0.0032117 | 0.21411 | 0.19875 | 0.1586 | 0.084382 | 0.016686 | 0.3147 | 0
Retro1Slow | Retro | Irrigation Hardware | Agriculture | Irrigation | 0.016268 | 0.012489 | 144.4971 | 139.621 | 130-140 | >100 | Hand-Line_Conversion to Low Pressure System (Alfalfa) | Idaho | 7.4277e-05 | 0.00015019 | 0.00026859 | 0.00043852 | 0.00067223 | 0.00096169 | 0.0013064 | 0.0016927 | 0.0020982 | 0.0024987 | 0.0028122 | 0.0029981 | 0.003019 | 0.0028537 | 0.002541 | 0.0021281 | 0.0016481 | 0.0011555 | 0.00074764 | 0.00049379 | 0.03292 | 0.030559 | 0.024386 | 0.012974 | 0.0025655 | 0.3147 | 0
Retro3Slow | Retro | Irrigation Hardware | Agriculture | Irrigation | 0.0067934 | 0.0052154 | 60.3401 | 54.2796 | 50-60 | 40-100 | Pivot and Linear_Pressure Reduction_High to Medium | Montana | 0.00025148 | 0.00040651 | 0.00083459 | 0.0014958 | 0.0023889 | 0.0034011 | 0.004388 | 0.0052003 | 0.0056631 | 0.0057949 | 0.005495 | 0.0048804 | 0.0040874 | 0.0032293 | 0.0024273 | 0.0017333 | 0.0011788 | 0.00076522 | 0.00047516 | 0.00032819 | 0.065638 | 0.054425 | 0.049944 | 0.03532 | 0.0087784 | 0.67796 | 0
Retro1Slow | Retro | Irrigation Hardware | Agriculture | Irrigation | 0.016183 | 0.012424 | 143.7436 | 6.3159 | 0-10 | <40 | Pivot and Linear_Pressure Reduction_Medium to Low | Montana | 0.00040067 | 0.00082362 | 0.0015012 | 0.0025008 | 0.0038972 | 0.0056761 | 0.007827 | 0.010307 | 0.012891 | 0.015555 | 0.017731 | 0.019146 | 0.019552 | 0.018722 | 0.016792 | 0.014166 | 0.011051 | 0.0078045 | 0.0050865 | 0.003384 | 0.2256 | 0.19481 | 0.15332 | 0.07911 | 0.0148 | 1.9302 | 1
Retro1Slow | Retro | Irrigation Hardware | Agriculture | Irrigation | 0.016183 | 0.012424 | 143.7436 | -19.6429 | <0 | <40 | Pivot and Linear_Pressure Reduction_Medium2 to Low | Montana | 3.9176e-07 | 2.0489e-06 | 8.2524e-06 | 2.6876e-05 | 7.3405e-05 | 0.00017163 | 0.00035016 | 0.00063322 | 0.0010247 | 0.0014997 | 0.0019926 | 0.0024126 | 0.002669 | 0.0026995 | 0.0024947 | 0.0021347 | 0.0016696 | 0.0011726 | 0.00075582 | 0.00049592 | 0.038896 | 0.022288 | 0.016059 | 0.0057829 | 0.0002826 | 5439.0047 | 1
Retro1Slow | Retro | Irrigation Hardware | Agriculture | Irrigation | 0.0091055 | 0.0069906 | 80.8775 | 184.2627 | 180-190 | >100 | Wheel-Line_Conversion to Low Pressure System (Alfalfa) | Montana | 8.0772e-05 | 0.00016603 | 0.00030262 | 0.00050414 | 0.00078565 | 0.0011443 | 0.0015778 | 0.0020778 | 0.0025987 | 0.0031358 | 0.0035744 | 0.0038596 | 0.0039415 | 0.0037742 | 0.0033851 | 0.0028558 | 0.0022277 | 0.0015733 | 0.0010254 | 0.00068218 | 0.045479 | 0.039273 | 0.030908 | 0.015948 | 0.0029835 | 0.2458 | 0
Retro1Slow | Retro | Irrigation Hardware | Agriculture | Irrigation | 0.0091055 | 0.0069906 | 80.8775 | 184.2627 | 180-190 | >100 | Hand-Line_Conversion to Low Pressure System (Alfalfa) | Montana | 1.2376e-05 | 2.5439e-05 | 4.6367e-05 | 7.7244e-05 | 0.00012038 | 0.00017532 | 0.00024176 | 0.00031835 | 0.00039816 | 0.00048046 | 0.00054766 | 0.00059136 | 0.00060391 | 0.00057828 | 0.00051866 | 0.00043756 | 0.00034133 | 0.00024106 | 0.00015711 | 0.00010452 | 0.0069682 | 0.0060173 | 0.0047357 | 0.0024435 | 0.00045712 | 0.2458 | 0
Retro3Slow | Retro | Irrigation Hardware | Agriculture | Irrigation | 0.026506 | 0.020349 | 235.4314 | 7.0221 | 0-10 | <40 | Pivot and Linear_Pressure Reduction_High to Medium | Oregon | 0.0016362 | 0.0025421 | 0.0050081 | 0.0086155 | 0.013174 | 0.018026 | 0.022434 | 0.025813 | 0.027391 | 0.026949 | 0.024742 | 0.021218 | 0.017179 | 0.012305 | 0 | 0 | 0 | 0 | 0 | 0 | 0.22703 | 0.22703 | 0.22703 | 0.17633 | 0.049003 | 1.8791 | 1
Retro1Slow | Retro | Irrigation Hardware | Agriculture | Irrigation | 0.025653 | 0.019694 | 227.8541 | -0.60026 | <0 | <40 | Pivot and Linear_Pressure Reduction_Medium to Low | Oregon | 0.0016256 | 0.0032118 | 0.0056172 | 0.0089822 | 0.013402 | 0.01876 | 0.024954 | 0.031904 | 0.03888 | 0.045109 | 0.049785 | 0.051905 | 0.051242 | 0.047675 | 0.041593 | 0.034131 | 0.017818 | 0 | 0 | 0 | 0.48659 | 0.48659 | 0.43465 | 0.24223 | 0.051599 | 2.6309 | 1
Retro1Slow | Retro | Irrigation Hardware | Agriculture | Irrigation | 0.025653 | 0.019694 | 227.8541 | -19.6463 | <0 | <40 | Pivot and Linear_Pressure Reduction_Medium2 to Low | Oregon | 1.0355e-06 | 5.2859e-06 | 2.0635e-05 | 6.5044e-05 | 0.00017179 | 0.00038922 | 0.00077184 | 0.0013621 | 0.0021592 | 0.0030968 | 0.0040415 | 0.0048167 | 0.0052574 | 0.0052604 | 0.0048207 | 0.0040991 | 0.0031914 | 0.0022343 | 0.0014371 | 0.00094142 | 0.073837 | 0.044143 | 0.03224 | 0.012085 | 0.00065301 | 8621.6008 | 1
Retro1Slow | Retro | Irrigation Hardware | Agriculture | Irrigation | 0.021865 | 0.016787 | 194.2137 | 82.5781 | 80-90 | 40-100 | Wheel-Line_Conversion to Low Pressure System (Alfalfa) | Oregon | 0.00041479 | 0.00081954 | 0.0014333 | 0.0022919 | 0.0034198 | 0.0047869 | 0.0063673 | 0.0081407 | 0.0099209 | 0.01151 | 0.012703 | 0.013244 | 0.013075 | 0.012165 | 0.010613 | 0.0087091 | 0.0045464 | 0 | 0 | 0 | 0.12416 | 0.12416 | 0.11091 | 0.061809 | 0.013166 | 0.4903 | 0
Retro1Slow | Retro | Irrigation Hardware | Agriculture | Irrigation | 0.021865 | 0.016787 | 194.2137 | 82.5781 | 80-90 | 40-100 | Hand-Line_Conversion to Low Pressure System (Alfalfa) | Oregon | 0.00013092 | 0.00025866 | 0.00045238 | 0.00072339 | 0.0010794 | 0.0015108 | 0.0020096 | 0.0025694 | 0.0031312 | 0.0036328 | 0.0040094 | 0.0041802 | 0.0041268 | 0.0038395 | 0.0033497 | 0.0027488 | 0.0014349 | 0 | 0 | 0 | 0.039188 | 0.039188 | 0.035004 | 0.019508 | 0.0041555 | 0.4903 | 0
Retro3Slow | Retro | Irrigation Hardware | Agriculture | Irrigation | 0.034884 | 0.026782 | 309.8508 | 2.0755 | 0-10 | <40 | Pivot and Linear_Pressure Reduction_High to Medium | Washington | 0.0075835 | 0.011692 | 0.023097 | 0.039827 | 0.060923 | 0.084033 | 0.10515 | 0.12061 | 0.12825 | 0.1266 | 0.11665 | 0.10078 | 0.082446 | 0.063743 | 0.046889 | 0.019736 | 0 | 0 | 0 | 0 | 1.138 | 1.138 | 1.1183 | 0.82442 | 0.22716 | 2.3069 | 1
Retro1Slow | Retro | Irrigation Hardware | Agriculture | Irrigation | 0.03378 | 0.025934 | 300.0449 | -3.7631 | <0 | <40 | Pivot and Linear_Pressure Reduction_Medium to Low | Washington | 0.0063391 | 0.012428 | 0.021796 | 0.034935 | 0.052144 | 0.073579 | 0.098399 | 0.12542 | 0.15317 | 0.17829 | 0.19748 | 0.20742 | 0.20691 | 0.19389 | 0.17018 | 0.1405 | 0.10726 | 0.071957 | 0 | 0 | 2.0521 | 2.0521 | 1.7324 | 0.95398 | 0.20122 | 3.1546 | 1
Retro1Slow | Retro | Irrigation Hardware | Agriculture | Irrigation | 0.03378 | 0.025934 | 300.0449 | -19.6477 | <0 | <40 | Pivot and Linear_Pressure Reduction_Medium2 to Low | Washington | 4.8021e-06 | 2.4398e-05 | 9.5229e-05 | 0.0003005 | 0.00079418 | 0.0018053 | 0.0035924 | 0.0063473 | 0.010074 | 0.014467 | 0.018906 | 0.022571 | 0.024685 | 0.024742 | 0.022705 | 0.019327 | 0.01506 | 0.010549 | 0.0067875 | 0.0044477 | 0.34884 | 0.20728 | 0.15111 | 0.05641 | 0.0030244 | 11353.1728 | 1
Retro1Slow | Retro | Irrigation Hardware | Agriculture | Irrigation | 0.021865 | 0.016787 | 194.2137 | 82.5781 | 80-90 | 40-100 | Wheel-Line_Conversion to Low Pressure System (Alfalfa) | Washington | 0.00045606 | 0.00089413 | 0.0015681 | 0.0025134 | 0.0037515 | 0.0052936 | 0.0070792 | 0.0090231 | 0.01102 | 0.012827 | 0.014208 | 0.014922 | 0.014886 | 0.013949 | 0.012244 | 0.010108 | 0.0077165 | 0.0051769 | 0 | 0 | 0.14764 | 0.14764 | 0.12464 | 0.068633 | 0.014477 | 0.4903 | 0
Retro1Slow | Retro | Irrigation Hardware | Agriculture | Irrigation | 0.021865 | 0.016787 | 194.2137 | 82.5781 | 80-90 | 40-100 | Hand-Line_Conversion to Low Pressure System (Alfalfa) | Washington | 0.00013845 | 0.00027144 | 0.00047603 | 0.00076299 | 0.0011388 | 0.001607 | 0.0021491 | 0.0027392 | 0.0033453 | 0.0038939 | 0.0043131 | 0.0045301 | 0.0045191 | 0.0042347 | 0.0037169 | 0.0030686 | 0.0023425 | 0.0015716 | 0 | 0 | 0.044819 | 0.044819 | 0.037836 | 0.020835 | 0.0043948 | 0.4903 | 0
Retro1Slow | Retro | Irrigation Hardware | Agriculture | Irrigation | 0.0070698 | 0.0054276 | 62.7952 | 659.1268 | >200 | >100 | Variable Rate Irrigation | Idaho | 0.014874 | 0.030075 | 0.053784 | 0.087811 | 0.13461 | 0.19257 | 0.26159 | 0.33896 | 0.42016 | 0.50036 | 0.56314 | 0.60035 | 0.60453 | 0.57144 | 0.50882 | 0.42614 | 0.33002 | 0.23138 | 0.14971 | 0.09888 | 6.592 | 6.1192 | 4.8831 | 2.5979 | 0.51373 | 0.073843 | 0
Retro1Slow | Retro | Irrigation Hardware | Agriculture | Irrigation | 0.0024998 | 0.0019191 | 22.2035 | 1799.5409 | >200 | >100 | Variable Rate Irrigation | Montana | 0.0003736 | 0.00076797 | 0.0013997 | 0.0023318 | 0.0036339 | 0.0052926 | 0.0072981 | 0.0096105 | 0.01202 | 0.014504 | 0.016533 | 0.017852 | 0.018231 | 0.017457 | 0.015657 | 0.013209 | 0.010304 | 0.0072771 | 0.0047428 | 0.0031553 | 0.21036 | 0.18165 | 0.14296 | 0.073765 | 0.0138 | 0.027552 | 0
Retro1Slow | Retro | Irrigation Hardware | Agriculture | Irrigation | 0.0052476 | 0.0040287 | 46.6103 | 1769.1855 | >200 | >100 | Variable Rate Irrigation | Oregon | 0.0026542 | 0.0052441 | 0.0091716 | 0.014666 | 0.021883 | 0.03063 | 0.040743 | 0.052091 | 0.063482 | 0.073652 | 0.081287 | 0.084749 | 0.083667 | 0.077842 | 0.067911 | 0.055728 | 0.029092 | 0 | 0 | 0 | 0.79449 | 0.79449 | 0.70967 | 0.3955 | 0.084249 | 0.02802 | 0
Retro1Slow | Retro | Irrigation Hardware | Agriculture | Irrigation | 0.0059099 | 0.0045372 | 52.4931 | 1069.9043 | >200 | >100 | Variable Rate Irrigation | Washington | 0.0065223 | 0.012787 | 0.022426 | 0.035945 | 0.053651 | 0.075706 | 0.10124 | 0.12904 | 0.1576 | 0.18344 | 0.20319 | 0.21341 | 0.21289 | 0.19949 | 0.1751 | 0.14456 | 0.11036 | 0.074037 | 0 | 0 | 2.1114 | 2.1114 | 1.7825 | 0.98155 | 0.20704 | 0.046003 | 0
Retro12Med | Retro | Irrigation Motor | Agriculture | Motors/Drives | 0.098719 | 0.075789 | 876.8415 | 45.1605 | 40-50 | 40-100 | Green Motor Rewind - Well Pump - 160HP - Idaho | Idaho | 0.018496 | 0.018629 | 0.018698 | 0.018884 | 0.018862 | 0.016953 | 0.013556 | 0.010869 | 0.0087808 | 0.0070467 | 0.0056494 | 0.0045321 | 0.0036356 | 0.0029455 | 0.0023864 | 0.0019334 | 1.3355e-05 | 4.8305e-06 | 1.6677e-06 | 5.5074e-07 | 0.19242 | 0.17188 | 0.16992 | 0.15642 | 0.11052 | 0.77335 | 0
Retro12Med | Retro | Irrigation Motor | Agriculture | Motors/Drives | 0.034164 | 0.026229 | 303.453 | 65.858 | 60-70 | 40-100 | Green Motor Rewind - Well Pump - 40HP - Montana | Montana | 0.00047913 | 0.00049184 | 0.00050372 | 0.00051717 | 0.00052592 | 0.00047982 | 0.00038992 | 0.00031543 | 0.00025822 | 0.00020988 | 0.00017043 | 0.00013865 | 0.00011268 | 9.1954e-05 | 7.5043e-05 | 6.1242e-05 | 4.2612e-07 | 1.5525e-07 | 5.3989e-08 | 1.7959e-08 | 0.0062746 | 0.0048217 | 0.0047598 | 0.0043415 | 0.0029976 | 0.58617 | 0
Retro12Med | Retro | Irrigation Motor | Agriculture | Motors/Drives | 0.078396 | 0.060186 | 696.3297 | 29.0015 | 20-30 | <40 | Green Motor Rewind - Well Pump - 60HP - Oregon | Oregon | 0.028499 | 0.028072 | 0.027596 | 0.027127 | 0.026512 | 0.023333 | 0.018409 | 0.014511 | 0.0067323 | 0 | 0 | 0 | 0 | 0 | 0 | 0 | 0 | 0 | 0 | 0 | 0.20079 | 0.20079 | 0.20079 | 0.20079 | 0.16114 | 1.0302 | 1
Retro12Med | Retro | Irrigation Motor | Agriculture | Motors/Drives | 0.099695 | 0.076538 | 885.5141 | 21.7024 | 20-30 | <40 | Green Motor Rewind - Well Pump - 90HP - Washington | Washington | 0.027559 | 0.02722 | 0.026822 | 0.026376 | 0.025986 | 0.022993 | 0.018085 | 0.014286 | 0.011281 | 0.0089103 | 0.0033808 | 0 | 0 | 0 | 0 | 0 | 0 | 0 | 0 | 0 | 0.2129 | 0.2129 | 0.2129 | 0.2129 | 0.15696 | 1.212 | 1
Retro12Med | Retro | Irrigation Motor | Agriculture | Motors/Drives | 0.051322 | 0.039401 | 455.85 | 60.6813 | 60-70 | 40-100 | Green Motor Rewind - Booster Pump - 80HP - Idaho | Idaho | 0.0079936 | 0.0080512 | 0.0080809 | 0.0081613 | 0.0081521 | 0.0073268 | 0.0058586 | 0.0046973 | 0.0037949 | 0.0030455 | 0.0024416 | 0.0019587 | 0.0015713 | 0.001273 | 0.0010314 | 0.0008356 | 5.7719e-06 | 2.0876e-06 | 7.2076e-07 | 2.3802e-07 | 0.083159 | 0.074283 | 0.073438 | 0.067604 | 0.047766 | 0.62394 | 0
Retro12Med | Retro | Irrigation Motor | Agriculture | Motors/Drives | 0.036768 | 0.028227 | 326.5773 | 68.3083 | 60-70 | 40-100 | Green Motor Rewind - Booster Pump - 50HP - Montana | Montana | 0.00043324 | 0.00044473 | 0.00045547 | 0.00046763 | 0.00047554 | 0.00043386 | 0.00035257 | 0.00028522 | 0.00023349 | 0.00018977 | 0.0001541 | 0.00012537 | 0.00010188 | 8.3146e-05 | 6.7855e-05 | 5.5376e-05 | 3.853e-07 | 1.4038e-07 | 4.8818e-08 | 1.6239e-08 | 0.0056735 | 0.0043598 | 0.0043039 | 0.0039256 | 0.0027105 | 0.56984 | 0
Retro12Med | Retro | Irrigation Motor | Agriculture | Motors/Drives | 0.075733 | 0.058142 | 672.6733 | 30.7126 | 30-40 | <40 | Green Motor Rewind - Booster Pump - 70HP - Oregon | Oregon | 0.0055934 | 0.0055096 | 0.0054162 | 0.0053242 | 0.0052036 | 0.0045795 | 0.0036132 | 0.0028481 | 0.0013213 | 0 | 0 | 0 | 0 | 0 | 0 | 0 | 0 | 0 | 0 | 0 | 0.039409 | 0.039409 | 0.039409 | 0.039409 | 0.031627 | 0.9952 | 1
Retro12Med | Retro | Irrigation Motor | Agriculture | Motors/Drives | 0.089047 | 0.068364 | 790.9389 | 26.6473 | 20-30 | <40 | Green Motor Rewind - Booster Pump - 80HP - Washington | Washington | 0.017019 | 0.01681 | 0.016564 | 0.016288 | 0.016048 | 0.014199 | 0.011169 | 0.0088225 | 0.0069668 | 0.0055026 | 0.0020878 | 0 | 0 | 0 | 0 | 0 | 0 | 0 | 0 | 0 | 0.13148 | 0.13148 | 0.13148 | 0.13148 | 0.096928 | 1.0826 | 1
Retro12Med | Retro | Irrigation Motor | Agriculture | Motors/Drives | 0.045154 | 0.034666 | 401.067 | 64.82 | 60-70 | 40-100 | Green Motor Rewind - Surface and Tailwater Pump - 70HP - Idaho | Idaho | 0.022404 | 0.022566 | 0.022649 | 0.022874 | 0.022848 | 0.020535 | 0.01642 | 0.013165 | 0.010636 | 0.0085358 | 0.0068432 | 0.0054898 | 0.0044039 | 0.0035679 | 0.0028907 | 0.002342 | 1.6177e-05 | 5.8512e-06 | 2.0201e-06 | 6.6712e-07 | 0.23308 | 0.2082 | 0.20583 | 0.18948 | 0.13388 | 0.59337 | 0
Retro12Med | Retro | Irrigation Motor | Agriculture | Motors/Drives | 0.037125 | 0.028502 | 329.7532 | 83.0883 | 80-90 | 40-100 | Green Motor Rewind - Surface and Tailwater Pump - 70HP - Montana | Montana | 0.0027296 | 0.002802 | 0.0028697 | 0.0029463 | 0.0029962 | 0.0027335 | 0.0022214 | 0.001797 | 0.0014711 | 0.0011957 | 0.00097092 | 0.00078992 | 0.00064191 | 0.00052386 | 0.00042752 | 0.00034889 | 2.4276e-06 | 8.8444e-07 | 3.0758e-07 | 1.0231e-07 | 0.035746 | 0.027469 | 0.027117 | 0.024733 | 0.017077 | 0.48786 | 0
Retro12Med | Retro | Irrigation Motor | Agriculture | Motors/Drives | 0.075733 | 0.058142 | 672.6733 | 30.7126 | 30-40 | <40 | Green Motor Rewind - Surface and Tailwater Pump - 70HP - Oregon | Oregon | 0.025932 | 0.025543 | 0.02511 | 0.024684 | 0.024124 | 0.021231 | 0.016751 | 0.013204 | 0.0061258 | 0 | 0 | 0 | 0 | 0 | 0 | 0 | 0 | 0 | 0 | 0 | 0.1827 | 0.1827 | 0.1827 | 0.1827 | 0.14662 | 0.9952 | 1
Retro12Med | Retro | Irrigation Motor | Agriculture | Motors/Drives | 0.099695 | 0.076538 | 885.5141 | 21.7024 | 20-30 | <40 | Green Motor Rewind - Surface and Tailwater Pump - 90HP - Washington | Washington | 0.03878 | 0.038304 | 0.037743 | 0.037115 | 0.036567 | 0.032355 | 0.025449 | 0.020103 | 0.015875 | 0.012538 | 0.0047573 | 0 | 0 | 0 | 0 | 0 | 0 | 0 | 0 | 0 | 0.29959 | 0.29959 | 0.29959 | 0.29959 | 0.22086 | 1.212 | 1
Retro12Med | Retro | Irrigation Motor | Agriculture | Motors/Drives | 0.70502 | 0.54126 | 6262.1575 | -8.6602 | <0 | <40 | CS to CS Pump Replacement - 0.07 Change in PEI - 100 HP - Idaho | Idaho | 0.19994 | 0.20138 | 0.20213 | 0.20414 | 0.20391 | 0.18327 | 0.14654 | 0.11749 | 0.094923 | 0.076177 | 0.061071 | 0.048993 | 0.039302 | 0.031842 | 0.025798 | 0.020901 | 0.00014437 | 5.2219e-05 | 1.8028e-05 | 5.9536e-06 | 2.0801 | 1.858 | 1.8369 | 1.691 | 1.1948 | 4.56 | 1
Retro12Med | Retro | Irrigation Motor | Agriculture | Motors/Drives | 0.3478 | 0.26701 | 3089.2097 | -6.283 | <0 | <40 | CS to CS Pump Replacement - 0.07 Change in PEI - 60 HP - Montana | Montana | 0.010395 | 0.01067 | 0.010928 | 0.01122 | 0.01141 | 0.01041 | 0.0084593 | 0.0068432 | 0.0056021 | 0.0045533 | 0.0036974 | 0.0030081 | 0.0024445 | 0.0019949 | 0.001628 | 0.0013286 | 9.2445e-06 | 3.368e-06 | 1.1713e-06 | 3.8962e-07 | 0.13613 | 0.10461 | 0.10326 | 0.094188 | 0.065032 | 3.7492 | 1
Retro12Med | Retro | Irrigation Motor | Agriculture | Motors/Drives | 0.82773 | 0.63547 | 7352.0645 | -13.0984 | <0 | <40 | CS to CS Pump Replacement - 0.07 Change in PEI - 70 HP - Oregon | Oregon | 0.1942 | 0.19129 | 0.18805 | 0.18486 | 0.18067 | 0.159 | 0.12545 | 0.098887 | 0.045877 | 0 | 0 | 0 | 0 | 0 | 0 | 0 | 0 | 0 | 0 | 0 | 1.3683 | 1.3683 | 1.3683 | 1.3683 | 1.0981 | 7.648 | 1
Retro12Med | Retro | Irrigation Motor | Agriculture | Motors/Drives | 1.1009 | 0.84522 | 9778.8442 | -13.317 | <0 | <40 | CS to CS Pump Replacement - 0.07 Change in PEI - 90 HP - Washington | Washington | 0.28373 | 0.28025 | 0.27614 | 0.27155 | 0.26754 | 0.23672 | 0.1862 | 0.14708 | 0.11615 | 0.091736 | 0.034806 | 0 | 0 | 0 | 0 | 0 | 0 | 0 | 0 | 0 | 2.1919 | 2.1919 | 2.1919 | 2.1919 | 1.6159 | 7.9119 | 1
Retro12Med | Retro | Irrigation Motor | Agriculture | Motors/Drives | 0.61778 | 0.47428 | 5487.254 | -11.3006 | <0 | <40 | VS to VS Pump Replacement - 0.04 Change in PEI - 100 HP - Idaho | Idaho | 0.019467 | 0.019607 | 0.01968 | 0.019875 | 0.019853 | 0.017843 | 0.014268 | 0.011439 | 0.0092419 | 0.0074167 | 0.005946 | 0.00477 | 0.0038265 | 0.0031002 | 0.0025117 | 0.0020349 | 1.4057e-05 | 5.0841e-06 | 1.7553e-06 | 5.7966e-07 | 0.20252 | 0.1809 | 0.17885 | 0.16464 | 0.11633 | 6.0017 | 1
Retro12Med | Retro | Irrigation Motor | Agriculture | Motors/Drives | 0.30476 | 0.23397 | 2706.939 | -9.4945 | <0 | <40 | VS to VS Pump Replacement - 0.04 Change in PEI - 60 HP - Montana | Montana | 0.001012 | 0.0010389 | 0.001064 | 0.0010924 | 0.0011109 | 0.0010135 | 0.00082361 | 0.00066627 | 0.00054543 | 0.00044331 | 0.00035998 | 0.00029287 | 0.000238 | 0.00019423 | 0.00015851 | 0.00012936 | 9.0006e-07 | 3.2792e-07 | 1.1404e-07 | 3.7934e-08 | 0.013253 | 0.010185 | 0.010054 | 0.0091703 | 0.0063317 | 4.9345 | 1
Retro12Med | Retro | Irrigation Motor | Agriculture | Motors/Drives | 0.7253 | 0.55683 | 6442.2917 | -14.6727 | <0 | <40 | VS to VS Pump Replacement - 0.04 Change in PEI - 70 HP - Oregon | Oregon | 0.018908 | 0.018625 | 0.018309 | 0.017998 | 0.01759 | 0.015481 | 0.012214 | 0.0096278 | 0.0044667 | 0 | 0 | 0 | 0 | 0 | 0 | 0 | 0 | 0 | 0 | 0 | 0.13322 | 0.13322 | 0.13322 | 0.13322 | 0.10691 | 10.0661 | 1
Retro12Med | Retro | Irrigation Motor | Agriculture | Motors/Drives | 0.96471 | 0.74063 | 8568.7724 | -14.8388 | <0 | <40 | VS to VS Pump Replacement - 0.04 Change in PEI - 90 HP - Washington | Washington | 0.027624 | 0.027285 | 0.026886 | 0.026438 | 0.026048 | 0.023048 | 0.018129 | 0.01432 | 0.011308 | 0.0089316 | 0.0033888 | 0 | 0 | 0 | 0 | 0 | 0 | 0 | 0 | 0 | 0.21341 | 0.21341 | 0.21341 | 0.21341 | 0.15733 | 10.4134 | 1
LO1Slow | NR | Stock Tanks | Agriculture | Process Loads | 0.086157 | 0.14811 | 752.3333 | 40.0567 | 40-50 | 40-100 | Energy-Free Stock Watering Tanks - Idaho | Idaho | 0.00098729 | 0.0015295 | 0.0033519 | 0.0063699 | 0.010888 | 0.017345 | 0.026136 | 0.037627 | 0.052279 | 0.069335 | 0.088476 | 0.10898 | 0.12968 | 0.15081 | 0.17007 | 0.18653 | 0.19973 | 0.2103 | 0.21741 | 0.22378 | 2.2468 | 1.9116 | 0.87387 | 0.31432 | 0.040472 | 0.95464 | 0
LO1Slow | NR | Stock Tanks | Agriculture | Process Loads | 0.18106 | 0.31127 | 1581.0589 | 7.8403 | 0-10 | <40 | Energy-Free Stock Watering Tanks - Montana | Montana | 0.00046768 | 0.00073842 | 0.0016513 | 0.0031901 | 0.0055513 | 0.0089771 | 0.013748 | 0.019969 | 0.028113 | 0.037763 | 0.048808 | 0.060971 | 0.073496 | 0.086093 | 0.097797 | 0.10804 | 0.11653 | 0.1236 | 0.12871 | 0.13344 | 1.3398 | 1.0977 | 0.48733 | 0.16898 | 0.020576 | 1.5355 | 1
LO1Slow | NR | Stock Tanks | Agriculture | Process Loads | 0.019319 | 0.033212 | 168.6996 | 252.6938 | >200 | >100 | Energy-Free Stock Watering Tanks - Oregon | Oregon | 0.00029758 | 0.00045085 | 0.00096773 | 0.00179 | 0.0029937 | 0.0046699 | 0.0069434 | 0.0098275 | 0.013302 | 0.017301 | 0.02159 | 0.026073 | 0.030537 | 0.034795 | 0.038447 | 0.041316 | 0.043345 | 0.044718 | 0.045297 | 0.045681 | 0.45864 | 0.43034 | 0.20999 | 0.080134 | 0.01117 | 0.54558 | 0
LO1Slow | NR | Stock Tanks | Agriculture | Process Loads | 0.0082997 | 0.014268 | 72.4747 | 616.6173 | >200 | >100 | Energy-Free Stock Watering Tanks - Washington | Washington | 0.00010828 | 0.0001645 | 0.00035393 | 0.00065489 | 0.0011041 | 0.0017316 | 0.0025667 | 0.0036405 | 0.004944 | 0.0064534 | 0.0081129 | 0.0099001 | 0.011678 | 0.013387 | 0.014882 | 0.01609 | 0.016983 | 0.017627 | 0.017963 | 0.018225 | 0.18298 | 0.16657 | 0.079683 | 0.029835 | 0.0041173 | 0.47814 | 0
LO12Med | NR | CircPumps | Commercial | HVAC | 0.06303 | 0.060632 | 488.4237 | 87.001 | 80-90 | 40-100 | Commercial | CircPumps-NR-HH-Commercial-ECM Motor Upgrade | 0.023927 | 0.045135 | 0.06366 | 0.079536 | 0.092797 | 0.10175 | 0.10555 | 0.10544 | 0.1024 | 0.097142 | 0.090245 | 0.082132 | 0.17368 | 0.16123 | 0.12654 | 0.10384 | 0.082852 | 0.065556 | 0.043425 | 0.022992 | 1.846 | 1.7698 | 1.4512 | 0.90758 | 0.40681 | 0.45965 | 0
LO12Med | NR | CircPumps | Commercial | Water Heating | 0.064916 | 0.049395 | 664.7025 | 41.2452 | 40-50 | 40-100 | Commercial | CircPumps-NR-DHW-Commercial-ECM Motor Upgrade | 0.0078859 | 0.014876 | 0.020981 | 0.026214 | 0.030585 | 0.033536 | 0.034788 | 0.034753 | 0.033748 | 0.032017 | 0.029743 | 0.027069 | 0.057243 | 0.053139 | 0.041705 | 0.034223 | 0.027307 | 0.021606 | 0.014312 | 0.0075776 | 0.60841 | 0.58331 | 0.47828 | 0.29913 | 0.13408 | 0.77995 | 0
LO12Med | NR | CircPumps | Commercial | HVAC | 0.091651 | 0.088163 | 710.2054 | 72.9762 | 70-80 | 40-100 | Commercial | CircPumps-NR-HH-Commercial-ECM+Advanced Speed Controls | 0.034791 | 0.072922 | 0.11435 | 0.15902 | 0.2069 | 0.25364 | 0.29515 | 0.3322 | 0.36546 | 0.39551 | 0.42283 | 0.44785 | 0.61713 | 0.65027 | 0.13227 | 0 | 0 | 0 | 0 | 0 | 4.5003 | 4.5003 | 4.5003 | 2.6528 | 0.84162 | 0.52764 | 0
LO12Med | NR | CircPumps | Commercial | Water Heating | 0.11435 | 0.087008 | 1170.8494 | 59.1139 | 50-60 | 40-100 | Commercial | CircPumps-NR-DHW-Commercial-ECM+Advanced Run Hour Controls | 0.013891 | 0.029115 | 0.045654 | 0.06349 | 0.082606 | 0.10127 | 0.11784 | 0.13263 | 0.14591 | 0.15791 | 0.16882 | 0.17881 | 0.24639 | 0.25962 | 0.05281 | 0 | 0 | 0 | 0 | 0 | 1.7968 | 1.7968 | 1.7968 | 1.0591 | 0.33602 | 0.59742 | 0
LO12Med | NEW | CircPumps | Commercial | HVAC | 0.06303 | 0.060632 | 488.4237 | 87.001 | 80-90 | 40-100 | Commercial | CircPumps-NEW-HH-Commercial-ECM Motor Upgrade | 0.012831 | 0.027739 | 0.035359 | 0.045707 | 0.05795 | 0.074023 | 0.076363 | 0.071949 | 0.086135 | 0.080594 | 0.077335 | 0.066928 | 0.060002 | 0.053364 | 0.046133 | 0.039018 | 0.030069 | 0.020601 | 0.0096494 | 0 | 0.97175 | 0.97175 | 0.87241 | 0.64598 | 0.25361 | 0.45965 | 0
LO12Med | NEW | CircPumps | Commercial | Water Heating | 0.038811 | 0.029531 | 397.4001 | 80.5824 | 80-90 | 40-100 | Commercial | CircPumps-NEW-DHW-Commercial-ECM Motor Upgrade | 0.0025284 | 0.0054658 | 0.0069673 | 0.0090064 | 0.011419 | 0.014586 | 0.015047 | 0.014177 | 0.016973 | 0.015881 | 0.015239 | 0.013188 | 0.011823 | 0.010515 | 0.0090904 | 0.0076883 | 0.0059251 | 0.0040594 | 0.0019014 | 0 | 0.19148 | 0.19148 | 0.17191 | 0.12729 | 0.049973 | 0.4663 | 0
LO12Med | NEW | CircPumps | Commercial | HVAC | 0.091651 | 0.088163 | 710.2054 | 72.9762 | 70-80 | 40-100 | Commercial | CircPumps-NEW-HH-Commercial-ECM+Advanced Speed Controls | 0.018658 | 0.044816 | 0.063512 | 0.091385 | 0.1292 | 0.18452 | 0.21353 | 0.22667 | 0.30743 | 0.32813 | 0.36234 | 0.36494 | 0.38638 | 0.41384 | 0.44274 | 0.48225 | 0.5101 | 0.5392 | 0.51914 | 0.53939 | 6.1682 | 6.1682 | 3.5781 | 1.9702 | 0.53209 | 0.52764 | 0
LO12Med | NEW | CircPumps | Commercial | Water Heating | 0.057403 | 0.043678 | 587.7755 | 71.4639 | 70-80 | 40-100 | Commercial | CircPumps-NEW-DHW-Commercial-ECM+Advanced Run Hour Controls | 0.0037396 | 0.0089824 | 0.01273 | 0.018316 | 0.025896 | 0.036983 | 0.042799 | 0.045432 | 0.061617 | 0.065768 | 0.072624 | 0.073146 | 0.077443 | 0.082946 | 0.088738 | 0.096657 | 0.10224 | 0.10807 | 0.10405 | 0.10811 | 1.2363 | 1.2363 | 0.71716 | 0.39489 | 0.10665 | 0.51424 | 0
LO5Med | New | Fans | Commercial | HVAC | 0.34956 | 0.25881 | 3965.2296 | -14.0635 | <0 | <40 | All Commercial | Fans-New-All Commercial-CS->CS | 0.065051 | 0.14494 | 0.23375 | 0.34301 | 0.46735 | 0.61238 | 0.77049 | 0.93141 | 1.0832 | 1.2131 | 1.3622 | 1.4859 | 1.5294 | 1.6047 | 1.6594 | 1.6584 | 1.6573 | 1.6561 | 1.6554 | 1.6593 | 21.7928 | 21.7928 | 13.5063 | 7.227 | 1.8665 | 24.4739 | 1
LO5Med | New | Fans | Commercial | HVAC | 0.26122 | 0.1934 | 2963.142 | -13.3342 | <0 | <40 | All Commercial | Fans-New-All Commercial-VS->VS | 0.026175 | 0.058321 | 0.094058 | 0.13802 | 0.18805 | 0.24641 | 0.31003 | 0.37478 | 0.43586 | 0.48815 | 0.54814 | 0.5979 | 0.6154 | 0.6457 | 0.66771 | 0.6673 | 0.66686 | 0.6664 | 0.6661 | 0.66766 | 8.769 | 8.769 | 5.4347 | 2.908 | 0.75104 | 17.5128 | 1
LO5Med | New | Fans | Commercial | HVAC | 0.14038 | 0.10394 | 1592.4481 | 95.8604 | 90-100 | 40-100 | All Commercial | Fans-New-All Commercial-CS->VS | 0.0026125 | 0.0058202 | 0.0097454 | 0.014302 | 0.019499 | 0.025576 | 0.032242 | 0.039052 | 0.045469 | 0.050985 | 0.055254 | 0.058183 | 0.059936 | 0.060755 | 0.060755 | 0.060755 | 0.060755 | 0.060755 | 0.060755 | 0.060755 | 0.84396 | 0.84396 | 0.54019 | 0.30056 | 0.077556 | 0.40179 | 0
LO5Med | New | Fans | Commercial | HVAC | 0.074403 | 0.055087 | 843.9975 | 124.6787 | 120-130 | >100 | All Commercial | Fans-New-All Commercial-Trim | 0.0027692 | 0.0061701 | 0.0099508 | 0.014602 | 0.019895 | 0.026069 | 0.0328 | 0.03965 | 0.046112 | 0.051643 | 0.05799 | 0.063255 | 0.065106 | 0.068311 | 0.07064 | 0.070597 | 0.07055 | 0.070501 | 0.070469 | 0.070635 | 0.92772 | 0.92772 | 0.57496 | 0.30765 | 0.079456 | 0.31942 | 0
LO5Med | NR | Fans | Commercial | HVAC | 0.34956 | 0.25881 | 3965.2296 | -14.0635 | <0 | <40 | All Commercial | Fans-NR-All Commercial-CS->CS | 0.14039 | 0.3128 | 0.50447 | 0.74028 | 1.0086 | 1.3216 | 1.6628 | 2.0101 | 2.3377 | 2.6181 | 2.9399 | 3.2068 | 3.3007 | 3.4631 | 3.5812 | 3.579 | 3.5767 | 3.5742 | 3.5726 | 3.581 | 66.4605 | 47.032 | 29.1486 | 15.5969 | 4.0281 | 24.4739 | 1
LO5Med | NR | Fans | Commercial | HVAC | 0.26122 | 0.1934 | 2963.142 | -13.3342 | <0 | <40 | All Commercial | Fans-NR-All Commercial-VS->VS | 0.05649 | 0.12587 | 0.20299 | 0.29787 | 0.40585 | 0.53179 | 0.66909 | 0.80884 | 0.94066 | 1.0535 | 1.183 | 1.2904 | 1.3281 | 1.3935 | 1.441 | 1.4401 | 1.4392 | 1.4382 | 1.4375 | 1.4409 | 26.7425 | 18.9248 | 11.7289 | 6.2759 | 1.6209 | 17.5128 | 1
LO5Med | NR | Fans | Commercial | HVAC | 0.80192 | 0.59373 | 9096.7143 | 18.4527 | 10-20 | <40 | All Commercial | Fans-NR-All Commercial-CS->VS | 0.032207 | 0.071752 | 0.12014 | 0.17632 | 0.24039 | 0.31531 | 0.39748 | 0.48144 | 0.56055 | 0.62855 | 0.68118 | 0.7173 | 0.73891 | 0.749 | 0.749 | 0.749 | 0.749 | 0.749 | 0.749 | 0.749 | 14.98 | 10.4045 | 6.6595 | 3.7053 | 0.95612 | 1.3072 | 1
LO5Med | NR | Fans | Commercial | HVAC | 0.42502 | 0.31468 | 4821.2586 | 27.3105 | 20-30 | <40 | All Commercial | Fans-NR-All Commercial-Trim | 0.03414 | 0.076066 | 0.12268 | 0.18002 | 0.24527 | 0.32138 | 0.40436 | 0.48882 | 0.56848 | 0.63667 | 0.71492 | 0.77982 | 0.80264 | 0.84216 | 0.87086 | 0.87033 | 0.86976 | 0.86915 | 0.86876 | 0.87081 | 16.1616 | 11.4371 | 7.0883 | 3.7928 | 0.97955 | 1.0392 | 1
Retro5Med | Retro | Fans | Commercial | HVAC | 0.80192 | 0.59373 | 9096.7143 | 26.1208 | 20-30 | <40 | All Commercial | Fans-Retro-All Commercial-SystemUpgrade | 0.79032 | 0.97038 | 1.1875 | 1.3785 | 1.5723 | 1.8382 | 2.0166 | 2.06 | 1.9413 | 1.6688 | 1.2914 | 0.85464 | 0.49625 | 0.23893 | 0.074427 | 0 | 0 | 0 | 0 | 0 | 18.3795 | 18.3795 | 18.3795 | 16.7152 | 7.7371 | 1.0686 | 1
LO5Med | NR | Clean Water Pumps | Commercial | Motors/Drives | 0.20393 | 0.15099 | 2313.3281 | 27.616 | 20-30 | <40 | Commercial | Clean Water Pumps-HVAC-NR-Commercial-VS->VS | 0.0041703 | 0.0098913 | 0.01764 | 0.027564 | 0.03994 | 0.055662 | 0.074466 | 0.095675 | 0.11829 | 0.14078 | 0.16177 | 0.18097 | 0.19833 | 0.26163 | 0.24564 | 0.033376 | 0 | 0 | 0 | 0 | 1.6658 | 1.6658 | 1.6324 | 0.74585 | 0.15487 | 1.0319 | 1
LO5Med | NR | Clean Water Pumps | Commercial | Motors/Drives | 0.29018 | 0.21485 | 3291.7352 | 18.9745 | 10-20 | <40 | Commercial | Clean Water Pumps-HVAC-NR-Commercial-CS->CS | 0.012891 | 0.028952 | 0.048877 | 0.072269 | 0.099053 | 0.13053 | 0.16505 | 0.20034 | 0.23389 | 0.26272 | 0.28478 | 0.30034 | 0.31012 | 0.33282 | 0.31507 | 0.29362 | 0.26858 | 0.23951 | 0.10804 | 0 | 3.7075 | 3.7075 | 2.7977 | 1.5394 | 0.39257 | 1.2876 | 1
LO5Med | NR | Clean Water Pumps | Commercial | Motors/Drives | 1.7767 | 1.3154 | 20153.9389 | 5.8686 | 0-10 | <40 | Commercial | Clean Water Pumps-HVAC-NR-Commercial-CS->VS | 0.031571 | 0.070905 | 0.1197 | 0.17699 | 0.24258 | 0.31967 | 0.40421 | 0.49064 | 0.57281 | 0.6434 | 0.69745 | 0.73554 | 0.75949 | 0.81509 | 0.77161 | 0.71909 | 0.65775 | 0.58657 | 0.2646 | 0 | 9.0797 | 9.0797 | 6.8517 | 3.7699 | 0.96142 | 2.0629 | 1
LO5Med | NR | Clean Water Pumps | Commercial | Motors/Drives | 0.95032 | 0.7036 | 10780.0138 | 24.7962 | 20-30 | <40 | Commercial | Clean Water Pumps-HVAC-NR-Commercial-Trim | 0.059104 | 0.13274 | 0.22409 | 0.33134 | 0.45414 | 0.59845 | 0.75672 | 0.91852 | 1.0724 | 1.2045 | 1.3057 | 1.377 | 1.4218 | 1.5259 | 1.4445 | 1.3462 | 1.2314 | 1.0981 | 0.49536 | 0 | 16.998 | 16.998 | 12.827 | 7.0577 | 1.7999 | 1.1034 | 1
LO5Med | NR | Clean Water Pumps | Commercial | Motors/Drives | 0.21311 | 0.16216 | 2182.1685 | 28.5942 | 20-30 | <40 | Commercial | Clean Water Pumps-DHW-NR-Commercial-VS->VS | 0.0020994 | 0.0049794 | 0.0088805 | 0.013876 | 0.020106 | 0.028021 | 0.037487 | 0.048164 | 0.059549 | 0.070869 | 0.08144 | 0.091102 | 0.099843 | 0.088652 | 0.085069 | 0.080565 | 0.017886 | 0 | 0 | 0 | 0.83859 | 0.83859 | 0.74014 | 0.37547 | 0.077963 | 0.99524 | 1
LO5Med | NR | Clean Water Pumps | Commercial | Motors/Drives | 0.30191 | 0.22972 | 3091.3424 | 19.7505 | 10-20 | <40 | Commercial | Clean Water Pumps-DHW-NR-Commercial-CS->CS | 0.0064609 | 0.014511 | 0.024497 | 0.03622 | 0.049644 | 0.065419 | 0.08272 | 0.10041 | 0.11722 | 0.13167 | 0.14273 | 0.15052 | 0.15543 | 0.16684 | 0.15794 | 0.14718 | 0.13463 | 0.12006 | 0.054026 | 0 | 1.8581 | 1.8581 | 1.4022 | 0.7715 | 0.19675 | 1.2332 | 1
LO5Med | NR | Clean Water Pumps | Commercial | Motors/Drives | 1.8156 | 1.3815 | 18590.2645 | 5.3415 | 0-10 | <40 | Commercial | Clean Water Pumps-DHW-NR-Commercial-CS->VS | 0.015541 | 0.034905 | 0.058925 | 0.087127 | 0.11942 | 0.15736 | 0.19898 | 0.24152 | 0.28198 | 0.31673 | 0.34333 | 0.36208 | 0.37387 | 0.40132 | 0.37991 | 0.35404 | 0.32384 | 0.28879 | 0.12996 | 0 | 4.4696 | 4.4696 | 3.373 | 1.8558 | 0.47328 | 2.0202 | 1
LO5Med | NR | Clean Water Pumps | Commercial | Motors/Drives | 0.97111 | 0.73893 | 9943.6299 | 24.9755 | 20-30 | <40 | Commercial | Clean Water Pumps-DHW-NR-Commercial-Trim | 0.029095 | 0.065345 | 0.11031 | 0.16311 | 0.22356 | 0.2946 | 0.37251 | 0.45216 | 0.52789 | 0.59294 | 0.64275 | 0.67785 | 0.69993 | 0.75131 | 0.71123 | 0.6628 | 0.60627 | 0.54065 | 0.24329 | 0 | 8.3676 | 8.3676 | 6.3146 | 3.4743 | 0.88602 | 1.0806 | 1
LO12Med | New | Clean Water Pumps | Commercial | Motors/Drives | 0.28084 | 0.20793 | 3185.7273 | 27.616 | 20-30 | <40 | Commercial | Clean Water Pumps-HVAC-New-Commercial-VS->VS | 0.02834 | 0.05772 | 0.088224 | 0.11985 | 0.15238 | 0.1829 | 0.20854 | 0.23031 | 0.24929 | 0.26574 | 0.28002 | 0.29329 | 0.30585 | 0.31777 | 0.32896 | 0.33949 | 0.34695 | 0.35425 | 0.36179 | 0.36974 | 6.1877 | 4.8814 | 3.1092 | 1.8633 | 0.62942 | 1.0319 | 1
LO12Med | New | Clean Water Pumps | Commercial | Motors/Drives | 0.37696 | 0.27909 | 4276.0377 | 40.2098 | 40-50 | 40-100 | Commercial | Clean Water Pumps-HVAC-New-Commercial-CS->CS | 0.0071781 | 0.014473 | 0.021887 | 0.029403 | 0.036947 | 0.043802 | 0.049297 | 0.053702 | 0.057295 | 0.060157 | 0.062383 | 0.064249 | 0.065822 | 0.067119 | 0.068126 | 0.068857 | 0.068842 | 0.068677 | 0.06844 | 0.068153 | 1.3625 | 1.0448 | 0.70184 | 0.43652 | 0.15369 | 0.8003 | 0
LO12Med | New | Clean Water Pumps | Commercial | Motors/Drives | 0.43714 | 0.32365 | 4958.7116 | 23.1091 | 20-30 | <40 | Commercial | Clean Water Pumps-HVAC-New-Commercial-CS->VS | 0.0033297 | 0.0067133 | 0.010153 | 0.013639 | 0.017138 | 0.020318 | 0.022867 | 0.02491 | 0.026577 | 0.027904 | 0.028937 | 0.029803 | 0.030532 | 0.031134 | 0.031601 | 0.03194 | 0.031933 | 0.031857 | 0.031746 | 0.031614 | 0.63203 | 0.48465 | 0.32556 | 0.20249 | 0.071291 | 1.1512 | 1
LO12Med | New | Clean Water Pumps | Commercial | Motors/Drives | 0.23382 | 0.17311 | 2652.3341 | 57.0285 | 50-60 | 40-100 | Commercial | Clean Water Pumps-HVAC-New-Commercial-Trim | 0.0062334 | 0.012568 | 0.019007 | 0.025533 | 0.032085 | 0.038038 | 0.042809 | 0.046634 | 0.049755 | 0.052239 | 0.054173 | 0.055793 | 0.057159 | 0.058285 | 0.05916 | 0.059795 | 0.059782 | 0.059638 | 0.059432 | 0.059183 | 1.1832 | 0.9073 | 0.60947 | 0.37907 | 0.13346 | 0.61573 | 0
LO12Med | New | Clean Water Pumps | Commercial | Motors/Drives | 0.27422 | 0.20866 | 2807.8988 | 28.5942 | 20-30 | <40 | Commercial | Clean Water Pumps-DHW-New-Commercial-VS->VS | 0.0065686 | 0.013438 | 0.020635 | 0.028165 | 0.035989 | 0.043418 | 0.049767 | 0.055262 | 0.060155 | 0.064498 | 0.068372 | 0.072056 | 0.075621 | 0.079082 | 0.08242 | 0.085646 | 0.08815 | 0.090659 | 0.093279 | 0.096056 | 1.5174 | 1.2092 | 0.75545 | 0.44627 | 0.14821 | 0.99524 | 1
LO12Med | New | Clean Water Pumps | Commercial | Motors/Drives | 0.38848 | 0.29559 | 3977.7755 | 19.7505 | 10-20 | <40 | Commercial | Clean Water Pumps-DHW-New-Commercial-CS->CS | 0.0035686 | 0.0071951 | 0.010881 | 0.014617 | 0.018368 | 0.021776 | 0.024508 | 0.026698 | 0.028484 | 0.029907 | 0.031014 | 0.031941 | 0.032723 | 0.033368 | 0.033869 | 0.034232 | 0.034225 | 0.034143 | 0.034025 | 0.033882 | 0.67738 | 0.51942 | 0.34892 | 0.21702 | 0.076407 | 1.2332 | 1
LO12Med | New | Clean Water Pumps | Commercial | Motors/Drives | 0.56008 | 0.42617 | 5734.8871 | 15.275 | 10-20 | <40 | Commercial | Clean Water Pumps-DHW-New-Commercial-CS->VS | 0.002058 | 0.0041493 | 0.0062752 | 0.0084298 | 0.010593 | 0.012558 | 0.014134 | 0.015396 | 0.016427 | 0.017247 | 0.017885 | 0.01842 | 0.018871 | 0.019243 | 0.019532 | 0.019741 | 0.019737 | 0.01969 | 0.019622 | 0.01954 | 0.39064 | 0.29955 | 0.20122 | 0.12515 | 0.044063 | 1.4029 | 1
LO12Med | New | Clean Water Pumps | Commercial | Motors/Drives | 0.29958 | 0.22795 | 3067.4977 | 43.5469 | 40-50 | 40-100 | Commercial | Clean Water Pumps-DHW-New-Commercial-Trim | 0.0038527 | 0.007768 | 0.011748 | 0.015781 | 0.019831 | 0.02351 | 0.026459 | 0.028823 | 0.030752 | 0.032288 | 0.033483 | 0.034485 | 0.035329 | 0.036025 | 0.036565 | 0.036958 | 0.03695 | 0.036861 | 0.036734 | 0.03658 | 0.73132 | 0.56078 | 0.3767 | 0.2343 | 0.082491 | 0.75041 | 0
LO12Med | New | Clean Water Pumps | Commercial | Motors/Drives | 0.56008 | 0.42617 | 5734.8871 | 47.7877 | 40-50 | 40-100 | Commercial | Clean Water Pumps-DHW-New-Commercial-SystemUpgrade | 0.006174 | 0.012448 | 0.018826 | 0.025289 | 0.031779 | 0.037675 | 0.042401 | 0.046189 | 0.04928 | 0.051741 | 0.053656 | 0.055261 | 0.056614 | 0.057729 | 0.058595 | 0.059224 | 0.059211 | 0.059069 | 0.058865 | 0.058619 | 1.1719 | 0.89865 | 0.60366 | 0.37546 | 0.13219 | 0.70147 | 0
Retro5Med | Retro | Clean Water Pumps | Commercial | Motors/Drives | 1.7767 | 1.3154 | 20153.9389 | 27.6354 | 20-30 | <40 | Commercial | Clean Water Pumps-HVAC-Retro-Commercial-SystemUpgrade | 0.91523 | 1.1395 | 1.4139 | 1.6641 | 1.9243 | 2.2806 | 2.5357 | 2.6252 | 2.5067 | 2.183 | 1.7113 | 1.1471 | 0.67448 | 0.32882 | 0.14085 | 0.051846 | 0.016391 | 0.0036153 | 0.00060128 | 7.3014e-05 | 27.1786 | 23.2634 | 23.1909 | 20.8996 | 9.3377 | 1.0315 | 1
Retro5Med | Retro | Clean Water Pumps | Commercial | Motors/Drives | 1.8156 | 1.3815 | 18590.2645 | 27.9206 | 20-30 | <40 | Commercial | Clean Water Pumps-DHW-Retro-Commercial-SystemUpgrade | 0.45054 | 0.56097 | 0.69606 | 0.81925 | 0.94736 | 1.1228 | 1.2484 | 1.2925 | 1.2342 | 1.0748 | 0.84255 | 0.56477 | 0.3321 | 0.16191 | 0.069351 | 0.025529 | 0.0080709 | 0.0017802 | 0.00029608 | 3.5953e-05 | 13.3833 | 11.4531 | 11.4174 | 10.2893 | 4.5969 | 1.0101 | 1
Retro12Med | Retro | Pre-Rinse Spray Valve | Commercial | Food Preparation | 0.057616 | 0.044599 | 633.7298 | -130.2065 | <0 | <40 | Restaurant | Pre-Rinse Spray Valve_0.81_to_1.0gpm_Electric | 0.069506 | 0.070392 | 0.071265 | 0.072129 | 0.072981 | 0.066442 | 0.053754 | 0.043479 | 0.035159 | 0.028425 | 0.022976 | 0.018568 | 0.015002 | 0.01212 | 0.0097893 | 0.007906 | 5.4431e-05 | 1.962e-05 | 6.5857e-06 | 2.1643e-06 | 0.75615 | 0.66998 | 0.66199 | 0.60651 | 0.42272 | 4.6962 | 1
Retro12Med | Retro | Pre-Rinse Spray Valve | Commercial | Food Preparation | 0.033352 | 0.025816 | 366.8405 | -99.0072 | <0 | <40 | Restaurant | Pre-Rinse Spray Valve_0.61_to_0.8gpm_Electric | 0.040234 | 0.040747 | 0.041253 | 0.041752 | 0.042246 | 0.038461 | 0.031116 | 0.025168 | 0.020352 | 0.016454 | 0.0133 | 0.010748 | 0.0086842 | 0.0070155 | 0.0056666 | 0.0045765 | 3.1508e-05 | 1.1357e-05 | 3.8122e-06 | 1.2528e-06 | 0.4377 | 0.38782 | 0.3832 | 0.35108 | 0.24469 | 2.7185 | 1
Retro5Med | Retro | ARC | Commercial | HVAC | 6.1215e-06 | 4.5322e-06 | 0.072013 | 20.2342 | 20-30 | <40 | Large Off | ARC-Large Off | 0.0062968 | 0.0078177 | 0.0095331 | 0.011004 | 0.012503 | 0.014566 | 0.015944 | 0.016238 | 0.015252 | 0.01306 | 0.010058 | 0.0060446 | 0 | 0 | 0 | 0 | 0 | 0 | 0 | 0 | 0.13832 | 0.13832 | 0.13832 | 0.13227 | 0.061721 | 1.2009 | 1
Retro5Med | Retro | ARC | Commercial | HVAC | 5.2732e-05 | 3.9042e-05 | 0.62075 | 20.3351 | 20-30 | <40 | Medium Off | ARC-Medium Off | 0.19569 | 0.24451 | 0.29819 | 0.34375 | 0.39001 | 0.45436 | 0.49801 | 0.50697 | 0.47612 | 0.40753 | 0.31345 | 0.18625 | 0 | 0 | 0 | 0 | 0 | 0 | 0 | 0 | 4.3149 | 4.3149 | 4.3149 | 4.1286 | 1.9265 | 1.198 | 1
Retro5Med | Retro | ARC | Commercial | HVAC | 7.2304e-06 | 5.3533e-06 | 0.074614 | 23.9924 | 20-30 | <40 | Small Off | ARC-Small Off | 0.011837 | 0.014595 | 0.017805 | 0.020582 | 0.023391 | 0.027257 | 0.029829 | 0.030373 | 0.028531 | 0.024445 | 0.01884 | 0.012425 | 0.00042237 | 0 | 0 | 0 | 0 | 0 | 0 | 0 | 0.26033 | 0.26033 | 0.26033 | 0.24748 | 0.11547 | 1.104 | 1
Retro5Med | Retro | ARC | Commercial | HVAC | 2.9526e-05 | 2.186e-05 | 0.31286 | 27.2455 | 20-30 | <40 | XLarge Ret | ARC-XLarge Ret | 0.10087 | 0.12429 | 0.15138 | 0.17527 | 0.19982 | 0.23216 | 0.25422 | 0.2582 | 0.2412 | 0.20702 | 0.15897 | 0.04561 | 0 | 0 | 0 | 0 | 0 | 0 | 0 | 0 | 2.149 | 2.149 | 2.149 | 2.1034 | 0.98378 | 1.0338 | 1
Retro5Med | Retro | ARC | Commercial | HVAC | 2.7737e-06 | 2.0536e-06 | 0.029391 | 28.016 | 20-30 | <40 | Large Ret | ARC-Large Ret | 0.01254 | 0.015403 | 0.018763 | 0.02169 | 0.02465 | 0.028672 | 0.031328 | 0.031838 | 0.029826 | 0.025548 | 0.019655 | 0.0072632 | 0 | 0 | 0 | 0 | 0 | 0 | 0 | 0 | 0.26718 | 0.26718 | 0.26718 | 0.25991 | 0.12172 | 1.0186 | 1
Retro5Med | Retro | ARC | Commercial | HVAC | 4.7631e-05 | 3.5265e-05 | 0.50041 | 27.1883 | 20-30 | <40 | Medium Ret | ARC-Medium Ret | 0.059392 | 0.073647 | 0.089707 | 0.10403 | 0.1191 | 0.13813 | 0.15175 | 0.15394 | 0.14326 | 0.12332 | 0.094418 | 0.014984 | 0 | 0 | 0 | 0 | 0 | 0 | 0 | 0 | 1.2657 | 1.2657 | 1.2657 | 1.2507 | 0.584 | 1.0349 | 1
Retro5Med | Retro | ARC | Commercial | HVAC | 6.7661e-07 | 5.0095e-07 | 0.0071084 | 25.535 | 20-30 | <40 | Small Ret | ARC-Small Ret | 0.00057389 | 0.00070587 | 0.00085973 | 0.00099439 | 0.0011314 | 0.0013154 | 0.0014386 | 0.0014617 | 0.0013678 | 0.0011726 | 0.00090148 | 0.00031747 | 0 | 0 | 0 | 0 | 0 | 0 | 0 | 0 | 0.01224 | 0.01224 | 0.01224 | 0.011923 | 0.0055807 | 1.0693 | 1
Retro5Med | Retro | ARC | Commercial | HVAC | 9.8085e-06 | 7.2621e-06 | 0.13138 | 17.939 | 10-20 | <40 | School K-12 | ARC-School K-12 | 0.014853 | 0.018325 | 0.022375 | 0.025917 | 0.029494 | 0.034398 | 0.037637 | 0.038351 | 0.036043 | 0.030922 | 0.023859 | 0.015744 | 0.0040061 | 0 | 0 | 0 | 0 | 0 | 0 | 0 | 0.33193 | 0.33193 | 0.33193 | 0.31218 | 0.14536 | 1.2707 | 1
Retro5Med | Retro | ARC | Commercial | HVAC | 9.9717e-06 | 7.3829e-06 | 0.13014 | 18.4141 | 10-20 | <40 | University | ARC-University | 0.0069037 | 0.0085029 | 0.010377 | 0.012026 | 0.013679 | 0.015958 | 0.017459 | 0.017784 | 0.016707 | 0.014322 | 0.011051 | 0.0072901 | 0.0013246 | 0 | 0 | 0 | 0 | 0 | 0 | 0 | 0.15339 | 0.15339 | 0.15339 | 0.14477 | 0.067447 | 1.2554 | 1
Retro5Med | Retro | ARC | Commercial | HVAC | 2.593e-06 | 1.9198e-06 | 0.027409 | 27.0265 | 20-30 | <40 | Warehouse | ARC-Warehouse | 0.0026402 | 0.0032466 | 0.0039606 | 0.0045739 | 0.005192 | 0.0060298 | 0.0065867 | 0.0066937 | 0.0062681 | 0.0053643 | 0.0041287 | 0.0014399 | 0 | 0 | 0 | 0 | 0 | 0 | 0 | 0 | 0.056125 | 0.056125 | 0.056125 | 0.054685 | 0.025643 | 1.0381 | 1
Retro5Med | Retro | ARC | Commercial | HVAC | 9.1239e-06 | 6.7552e-06 | 0.095894 | 27.3788 | 20-30 | <40 | Supermarket | ARC-Supermarket | 0.0081665 | 0.010067 | 0.012261 | 0.014162 | 0.016078 | 0.018716 | 0.020435 | 0.020767 | 0.019439 | 0.016661 | 0.012806 | 0.0040676 | 0 | 0 | 0 | 0 | 0 | 0 | 0 | 0 | 0.17363 | 0.17363 | 0.17363 | 0.16956 | 0.07945 | 1.0311 | 1
Retro5Med | Retro | ARC | Commercial | HVAC | 0.00012136 | 8.9856e-05 | 1.2756 | 24.228 | 20-30 | <40 | MiniMart | ARC-MiniMart | 0.069743 | 0.085861 | 0.10481 | 0.12137 | 0.13807 | 0.16202 | 0.17736 | 0.18053 | 0.16933 | 0.14546 | 0.11204 | 0.073886 | 0.011308 | 0 | 0 | 0 | 0 | 0 | 0 | 0 | 1.5518 | 1.5518 | 1.5518 | 1.4666 | 0.68187 | 1.0985 | 1
Retro5Med | Retro | ARC | Commercial | HVAC | 0.00014377 | 0.00010644 | 1.8903 | 18.1232 | 10-20 | <40 | Restaurant | ARC-Restaurant | 0.28005 | 0.3465 | 0.41945 | 0.482 | 0.54472 | 0.63119 | 0.6867 | 0.69424 | 0.64596 | 0.55216 | 0.2096 | 0 | 0 | 0 | 0 | 0 | 0 | 0 | 0 | 0 | 5.4926 | 5.4926 | 5.4926 | 5.4926 | 2.7039 | 1.2647 | 1
Retro5Med | Retro | ARC | Commercial | HVAC | 1.2666e-05 | 9.3776e-06 | 0.15999 | 15.8461 | 10-20 | <40 | Lodging | ARC-Lodging | 0.0097223 | 0.012003 | 0.014608 | 0.016877 | 0.019175 | 0.022343 | 0.024436 | 0.024858 | 0.023291 | 0.019994 | 0.015384 | 0.0082106 | 0 | 0 | 0 | 0 | 0 | 0 | 0 | 0 | 0.2109 | 0.2109 | 0.2109 | 0.20269 | 0.094729 | 1.3431 | 1
Retro5Med | Retro | ARC | Commercial | HVAC | 1.5404e-05 | 1.1405e-05 | 0.19974 | 19.3659 | 10-20 | <40 | Hospital | ARC-Hospital | 0.011532 | 0.014523 | 0.017821 | 0.02066 | 0.023393 | 0.027341 | 0.029951 | 0.030268 | 0.028141 | 0.024034 | 0.018473 | 0.0019171 | 0 | 0 | 0 | 0 | 0 | 0 | 0 | 0 | 0.24805 | 0.24805 | 0.24805 | 0.24614 | 0.11527 | 1.2262 | 1
Retro5Med | Retro | ARC | Commercial | HVAC | 1.492e-05 | 1.1047e-05 | 0.17074 | 19.8786 | 10-20 | <40 | Residential Care | ARC-Residential Care | 0.012591 | 0.015721 | 0.019181 | 0.022193 | 0.025258 | 0.029425 | 0.0322 | 0.032578 | 0.03041 | 0.025983 | 0.019995 | 0.0054531 | 0 | 0 | 0 | 0 | 0 | 0 | 0 | 0 | 0.27099 | 0.27099 | 0.27099 | 0.26554 | 0.12437 | 1.2111 | 1
Retro5Med | Retro | ARC | Commercial | HVAC | 4.0017e-05 | 2.9628e-05 | 0.47028 | 22.2854 | 20-30 | <40 | Assembly | ARC-Assembly | 0.15962 | 0.19738 | 0.24229 | 0.27797 | 0.31551 | 0.36767 | 0.4024 | 0.40932 | 0.38378 | 0.32832 | 0.25228 | 0.073313 | 0 | 0 | 0 | 0 | 0 | 0 | 0 | 0 | 3.4099 | 3.4099 | 3.4099 | 3.3365 | 1.5604 | 1.1456 | 1
Retro5Med | Retro | ARC | Commercial | HVAC | 8.228e-06 | 6.0918e-06 | 0.096697 | 20.9421 | 20-30 | <40 | Other | ARC-Other | 0.012427 | 0.015371 | 0.018727 | 0.021475 | 0.024253 | 0.028285 | 0.030734 | 0.03097 | 0.028825 | 0.024585 | 0.0078493 | 0 | 0 | 0 | 0 | 0 | 0 | 0 | 0 | 0 | 0.2435 | 0.2435 | 0.2435 | 0.2435 | 0.12054 | 1.1811 | 1
LO3Slow | New | ARC | Commercial | HVAC | 6.1215e-06 | 4.5322e-06 | 0.072013 | 20.2342 | 20-30 | <40 | Large Off | ARC-Large Off | 4.6064e-07 | 1.149e-06 | 2.0836e-06 | 3.8785e-06 | 6.7576e-06 | 1.2626e-05 | 2.0438e-05 | 3.125e-05 | 4.3459e-05 | 5.2177e-05 | 6.4191e-05 | 7.4604e-05 | 7.4463e-05 | 8.87e-05 | 9.2787e-05 | 0.00010339 | 0.00010649 | 0.00012091 | 0.00010152 | 0.00010858 | 0.0011099 | 0.0011099 | 0.00056902 | 0.00023847 | 2.6955e-05 | 1.2009 | 1
LO3Slow | New | ARC | Commercial | HVAC | 5.2732e-05 | 3.9042e-05 | 0.62075 | 20.3351 | 20-30 | <40 | Medium Off | ARC-Medium Off | 0.00023009 | 0.00058328 | 0.0010541 | 0.001817 | 0.0032225 | 0.0064535 | 0.010186 | 0.015536 | 0.021625 | 0.024746 | 0.031966 | 0.037362 | 0.036351 | 0.044976 | 0.044035 | 0.05083 | 0.051898 | 0.058625 | 0.048068 | 0.051627 | 0.54119 | 0.54119 | 0.28014 | 0.11742 | 0.01336 | 1.198 | 1
LO3Slow | New | ARC | Commercial | HVAC | 7.2304e-06 | 5.3533e-06 | 0.074614 | 23.9924 | 20-30 | <40 | Small Off | ARC-Small Off | 7.9813e-06 | 2.0451e-05 | 3.8417e-05 | 6.8607e-05 | 0.00011999 | 0.0002318 | 0.00035932 | 0.0005427 | 0.00078065 | 0.00091436 | 0.0011537 | 0.0013442 | 0.0013468 | 0.0016092 | 0.0015964 | 0.0018004 | 0.0018513 | 0.0020358 | 0.0017689 | 0.001863 | 0.019454 | 0.019454 | 0.010135 | 0.0042379 | 0.00048724 | 1.104 | 1
LO3Slow | New | ARC | Commercial | HVAC | 2.9526e-05 | 2.186e-05 | 0.31286 | 27.2456 | 20-30 | <40 | XLarge Ret | ARC-XLarge Ret | 1.7202e-07 | 4.3942e-07 | 1.236e-06 | 3.5118e-06 | 5.7335e-06 | 1.2047e-05 | 1.8108e-05 | 2.0029e-05 | 4.0031e-05 | 4.5393e-05 | 5.803e-05 | 6.0826e-05 | 7.1845e-05 | 7.4375e-05 | 7.9382e-05 | 8.1387e-05 | 8.6645e-05 | 7.8537e-05 | 7.9854e-05 | 7.8625e-05 | 0.00089621 | 0.00089621 | 0.00049116 | 0.00020473 | 2.314e-05 | 1.0338 | 1
LO3Slow | New | ARC | Commercial | HVAC | 2.7737e-06 | 2.0536e-06 | 0.029391 | 28.016 | 20-30 | <40 | Large Ret | ARC-Large Ret | 0 | 0 | 0 | 0 | 0 | 0 | 0 | 0 | 0 | 0 | 0 | 0 | 0 | 0 | 0 | 0 | 0 | 0 | 0 | 0 | 0 | 0 | 0 | 0 | 0 | 1.0186 | 1
LO3Slow | New | ARC | Commercial | HVAC | 4.7631e-05 | 3.5265e-05 | 0.50041 | 27.1883 | 20-30 | <40 | Medium Ret | ARC-Medium Ret | 2.7518e-06 | 7.0967e-06 | 1.9929e-05 | 5.9023e-05 | 9.4464e-05 | 0.00020587 | 0.00030742 | 0.00033667 | 0.00067915 | 0.00076336 | 0.0009889 | 0.0010308 | 0.0012151 | 0.0012539 | 0.0013319 | 0.001368 | 0.0014584 | 0.0013048 | 0.0013081 | 0.0012633 | 0.014999 | 0.014999 | 0.0082964 | 0.0034646 | 0.00038914 | 1.0349 | 1
LO3Slow | New | ARC | Commercial | HVAC | 6.7661e-07 | 5.0095e-07 | 0.0071084 | 25.535 | 20-30 | <40 | Small Ret | ARC-Small Ret | 2.3642e-07 | 6.0241e-07 | 1.5676e-06 | 4.0773e-06 | 6.7632e-06 | 1.3791e-05 | 2.0648e-05 | 2.3658e-05 | 4.6616e-05 | 5.3623e-05 | 6.8023e-05 | 7.2826e-05 | 8.4288e-05 | 8.774e-05 | 9.2839e-05 | 9.5445e-05 | 0.00010113 | 9.2851e-05 | 9.4424e-05 | 9.1783e-05 | 0.0010529 | 0.0010529 | 0.0005773 | 0.00023961 | 2.7038e-05 | 1.0693 | 1
LO3Slow | New | ARC | Commercial | HVAC | 9.8085e-06 | 7.2621e-06 | 0.13138 | 17.939 | 10-20 | <40 | School K-12 | ARC-School K-12 | 1.0807e-06 | 2.7643e-06 | 6.1479e-06 | 1.2049e-05 | 2.1162e-05 | 3.3448e-05 | 5.0274e-05 | 6.9804e-05 | 0.00011014 | 0.00013598 | 0.00015907 | 0.00018649 | 0.00019925 | 0.00021092 | 0.00021992 | 0.00023312 | 0.00023294 | 0.00024193 | 0.00024832 | 0.00025777 | 0.0026326 | 0.0026326 | 0.0014185 | 0.00060193 | 7.6652e-05 | 1.2707 | 1
LO3Slow | New | ARC | Commercial | HVAC | 9.9717e-06 | 7.3829e-06 | 0.13014 | 18.4141 | 10-20 | <40 | University | ARC-University | 0 | 0 | 0 | 0 | 0 | 0 | 0 | 0 | 0 | 0 | 0 | 0 | 0 | 0 | 0 | 0 | 0 | 0 | 0 | 0 | 0 | 0 | 0 | 0 | 0 | 1.2554 | 1
LO3Slow | New | ARC | Commercial | HVAC | 2.593e-06 | 1.9198e-06 | 0.027409 | 27.0265 | 20-30 | <40 | Warehouse | ARC-Warehouse | 2.9666e-07 | 9.6867e-07 | 2.0528e-06 | 4.0826e-06 | 5.5324e-06 | 1.0356e-05 | 1.5433e-05 | 1.6942e-05 | 2.8041e-05 | 3.4839e-05 | 4.072e-05 | 4.3688e-05 | 4.6074e-05 | 5.745e-05 | 5.9625e-05 | 7.1315e-05 | 6.3535e-05 | 6.6117e-05 | 6.608e-05 | 6.5468e-05 | 0.00069861 | 0.00069861 | 0.0003661 | 0.00015927 | 2.3289e-05 | 1.0381 | 1
LO3Slow | New | ARC | Commercial | HVAC | 9.1239e-06 | 6.7552e-06 | 0.095894 | 27.3788 | 20-30 | <40 | Supermarket | ARC-Supermarket | 3.6422e-07 | 9.4462e-07 | 2.0592e-06 | 4.1787e-06 | 8.0311e-06 | 1.3833e-05 | 2.1271e-05 | 2.549e-05 | 4.9666e-05 | 5.5957e-05 | 7.3703e-05 | 7.2787e-05 | 9.0637e-05 | 9.6699e-05 | 0.00010474 | 0.00010819 | 0.00011645 | 9.9348e-05 | 0.0001047 | 0.00010173 | 0.0011508 | 0.0011508 | 0.00062036 | 0.0002555 | 2.9411e-05 | 1.0311 | 1
LO3Slow | New | ARC | Commercial | HVAC | 0.00012136 | 8.9856e-05 | 1.2756 | 24.228 | 20-30 | <40 | MiniMart | ARC-MiniMart | 8.3004e-06 | 2.1045e-05 | 4.7166e-05 | 9.0858e-05 | 0.00038738 | 0.00068359 | 0.00099103 | 0.0011967 | 0.0022381 | 0.0025434 | 0.0031209 | 0.0034073 | 0.0038579 | 0.0041948 | 0.0044017 | 0.0044642 | 0.0047879 | 0.0043424 | 0.0045212 | 0.0047522 | 0.050058 | 0.050058 | 0.02719 | 0.011328 | 0.0012383 | 1.0985 | 1
LO3Slow | New | ARC | Commercial | HVAC | 0.00014377 | 0.00010644 | 1.8903 | 18.1233 | 10-20 | <40 | Restaurant | ARC-Restaurant | 5.525e-05 | 0.00012661 | 0.00026259 | 0.00051841 | 0.00095934 | 0.0017316 | 0.0025413 | 0.0028375 | 0.0058914 | 0.006681 | 0.0092176 | 0.0091369 | 0.01186 | 0.011414 | 0.013274 | 0.013495 | 0.015342 | 0.01389 | 0.015227 | 0.013312 | 0.14777 | 0.14777 | 0.076507 | 0.030823 | 0.0036538 | 1.2647 | 1
LO3Slow | New | ARC | Commercial | HVAC | 1.2666e-05 | 9.3776e-06 | 0.15999 | 15.8461 | 10-20 | <40 | Lodging | ARC-Lodging | 1.0255e-05 | 2.1511e-05 | 4.1295e-05 | 8.076e-05 | 0.00015765 | 0.00029785 | 0.00045013 | 0.00048865 | 0.0011278 | 0.0012022 | 0.0017671 | 0.0016417 | 0.0023727 | 0.0019955 | 0.0027049 | 0.0026855 | 0.002903 | 0.0027964 | 0.0032887 | 0.0026802 | 0.028714 | 0.028714 | 0.01436 | 0.0056452 | 0.00060932 | 1.3431 | 1
LO3Slow | New | ARC | Commercial | HVAC | 1.5404e-05 | 1.1405e-05 | 0.19974 | 19.3659 | 10-20 | <40 | Hospital | ARC-Hospital | 0 | 0 | 0 | 0 | 0 | 0 | 0 | 0 | 0 | 0 | 0 | 0 | 0 | 0 | 0 | 0 | 0 | 0 | 0 | 0 | 0 | 0 | 0 | 0 | 0 | 1.2262 | 1
LO3Slow | New | ARC | Commercial | HVAC | 1.492e-05 | 1.1047e-05 | 0.17074 | 19.8786 | 10-20 | <40 | Residential Care | ARC-Residential Care | 6.4808e-06 | 1.7673e-05 | 4.1281e-05 | 9.0137e-05 | 0.00017005 | 0.00031173 | 0.00040189 | 0.00046952 | 0.00062881 | 0.00083928 | 0.00092816 | 0.0009748 | 0.00092845 | 0.0010197 | 0.0010662 | 0.0012928 | 0.0012539 | 0.0013406 | 0.0013744 | 0.0014786 | 0.014634 | 0.014634 | 0.0078942 | 0.003905 | 0.00063735 | 1.2111 | 1
LO3Slow | New | ARC | Commercial | HVAC | 4.0017e-05 | 2.9628e-05 | 0.47028 | 22.2854 | 20-30 | <40 | Assembly | ARC-Assembly | 2.4254e-05 | 0.00010418 | 0.00014532 | 0.00028288 | 0.00057737 | 0.0011609 | 0.0019198 | 0.0028931 | 0.0043167 | 0.0052818 | 0.0059041 | 0.0063175 | 0.0078094 | 0.0084024 | 0.0089637 | 0.0096845 | 0.010227 | 0.010576 | 0.0098022 | 0.010015 | 0.10441 | 0.10441 | 0.054103 | 0.02261 | 0.0022949 | 1.1456 | 1
LO3Slow | New | ARC | Commercial | HVAC | 8.228e-06 | 6.0918e-06 | 0.096697 | 20.9421 | 20-30 | <40 | Other | ARC-Other | 5.4326e-06 | 1.7982e-05 | 3.408e-05 | 6.4889e-05 | 0.00016601 | 0.00027799 | 0.0003587 | 0.00045537 | 0.00074838 | 0.00091742 | 0.0010937 | 0.0010827 | 0.0011487 | 0.0012127 | 0.0013573 | 0.0013181 | 0.0015475 | 0.0017523 | 0.0015094 | 0.0015567 | 0.016625 | 0.016625 | 0.0089415 | 0.00414 | 0.00056639 | 1.1811 | 1
LOEven20 | NEW | Compressors | Commercial | Compressed Air | 0.67914 | 0.37177 | 9040.4731 | 25.8454 | 20-30 | <40 | Commercial Building | Compressors-NEW, Rotary-Commercial Building-CS->CS, Pre-Standard | 0.00022686 | 0.00045897 | 0.00069637 | 0 | 0 | 0 | 0 | 0 | 0 | 0 | 0 | 0 | 0 | 0 | 0 | 0 | 0 | 0 | 0 | 0 | 0.013769 | 0.0013822 | 0.0013822 | 0.0013822 | 0.0013822 | 1.0716 | 1
LOEven20 | NEW | Compressors | Commercial | Compressed Air | 0.76862 | 0.42075 | 10231.5527 | 55.7167 | 50-60 | 40-100 | Commercial Building | Compressors-NEW, Rotary-Commercial Building-VS->VS, Pre-Standard | 0.00015446 | 0.00031251 | 0.00047415 | 0 | 0 | 0 | 0 | 0 | 0 | 0 | 0 | 0 | 0 | 0 | 0 | 0 | 0 | 0 | 0 | 0 | 0.0093753 | 0.00094112 | 0.00094112 | 0.00094112 | 0.00094112 | 0.61212 | 0
LOEven20 | NEW | Compressors | Commercial | Compressed Air | 0.66255 | 0.36268 | 8819.6002 | 56.7492 | 50-60 | 40-100 | Commercial Building | Compressors-NEW, Rotary-Commercial Building-CS->VS, Pre-Standard | 0.0001234 | 0.00024966 | 0.00037879 | 0 | 0 | 0 | 0 | 0 | 0 | 0 | 0 | 0 | 0 | 0 | 0 | 0 | 0 | 0 | 0 | 0 | 0.0074898 | 0.00075184 | 0.00075184 | 0.00075184 | 0.00075184 | 0.60318 | 0
LOEven20 | NEW | Compressors | Commercial | Compressed Air | 0.4931 | 0.26993 | 6563.9373 | 33.9219 | 30-40 | <40 | Commercial Building | Compressors-NEW, Rotary-Commercial Building-CS->CS, Post-Standard | 0 | 0 | 0 | 0.00068181 | 0.00086185 | 0.0010457 | 0.0012334 | 0.001425 | 0.0016203 | 0.0018194 | 0.0020224 | 0.0022293 | 0.0024401 | 0.0026546 | 0.0028729 | 0.003095 | 0.003321 | 0.0035507 | 0.003784 | 0.0040194 | 0.063161 | 0.038677 | 0.020907 | 0.01071 | 0.0025894 | 0.89082 | 0
LOEven20 | NEW | Compressors | Commercial | Compressed Air | 0.6416 | 0.35122 | 8540.8174 | 63.019 | 60-70 | 40-100 | Commercial Building | Compressors-NEW, Rotary-Commercial Building-VS->VS, Post-Standard | 0 | 0 | 0 | 0.00053373 | 0.00067466 | 0.0008186 | 0.00096553 | 0.0011155 | 0.0012684 | 0.0014243 | 0.0015831 | 0.0017451 | 0.0019101 | 0.002078 | 0.002249 | 0.0024228 | 0.0025997 | 0.0027795 | 0.0029622 | 0.0031464 | 0.049443 | 0.030277 | 0.016366 | 0.0083838 | 0.002027 | 0.55405 | 0
LOEven20 | NEW | Compressors | Commercial | Compressed Air | 0.62476 | 0.342 | 8316.5698 | 62.0008 | 60-70 | 40-100 | Commercial Building | Compressors-NEW, Rotary-Commercial Building-CS->VS, Post-Standard | 0 | 0 | 0 | 0.00048166 | 0.00060884 | 0.00073874 | 0.00087134 | 0.0010067 | 0.0011447 | 0.0012853 | 0.0014287 | 0.0015749 | 0.0017238 | 0.0018753 | 0.0020296 | 0.0021864 | 0.0023461 | 0.0025083 | 0.0026732 | 0.0028395 | 0.04462 | 0.027323 | 0.014769 | 0.0075659 | 0.0018292 | 0.56147 | 0
LOEven20 | NEW | Compressors | Commercial | Compressed Air | 0.023132 | 0.012663 | 307.9274 | 69.5165 | 60-70 | 40-100 | Commercial Building | Compressors-NEW, Reciprocating-Commercial Building-CS->CS, No Standard Established | 0.0075811 | 0.015162 | 0.022743 | 0.030325 | 0.037906 | 0.045487 | 0.053068 | 0.060649 | 0.06823 | 0.075811 | 0.083393 | 0.090974 | 0.098555 | 0.10614 | 0.11372 | 0.1213 | 0.12888 | 0.13646 | 0.14404 | 0.15162 | 3.0325 | 1.592 | 0.90974 | 0.50036 | 0.1592 | 0.51091 | 0
LOEven20 | NR | Compressors | Commercial | Compressed Air | 0.67914 | 0.37177 | 9040.4731 | 25.8454 | 20-30 | <40 | Commercial Building | Compressors-NR, Rotary-Commercial Building-CS->CS, Pre-Standard | 0.00096722 | 0.0019569 | 0.002969 | 0 | 0 | 0 | 0 | 0 | 0 | 0 | 0 | 0 | 0 | 0 | 0 | 0 | 0 | 0 | 0 | 0 | 0.058707 | 0.0058931 | 0.0058931 | 0.0058931 | 0.0058931 | 1.0716 | 1
LOEven20 | NR | Compressors | Commercial | Compressed Air | 0.76862 | 0.42075 | 10231.5527 | 55.7167 | 50-60 | 40-100 | Commercial Building | Compressors-NR, Rotary-Commercial Building-VS->VS, Pre-Standard | 0.00065856 | 0.0013324 | 0.0020216 | 0 | 0 | 0 | 0 | 0 | 0 | 0 | 0 | 0 | 0 | 0 | 0 | 0 | 0 | 0 | 0 | 0 | 0.039972 | 0.0040125 | 0.0040125 | 0.0040125 | 0.0040125 | 0.61212 | 0
LOEven20 | NR | Compressors | Commercial | Compressed Air | 0.66255 | 0.36268 | 8819.6002 | 56.7492 | 50-60 | 40-100 | Commercial Building | Compressors-NR, Rotary-Commercial Building-CS->VS, Pre-Standard | 0.00052612 | 0.0010644 | 0.001615 | 0 | 0 | 0 | 0 | 0 | 0 | 0 | 0 | 0 | 0 | 0 | 0 | 0 | 0 | 0 | 0 | 0 | 0.031933 | 0.0032055 | 0.0032055 | 0.0032055 | 0.0032055 | 0.60318 | 0
LOEven20 | NR | Compressors | Commercial | Compressed Air | 0.4931 | 0.26993 | 6563.9373 | 33.9219 | 30-40 | <40 | Commercial Building | Compressors-NR, Rotary-Commercial Building-CS->CS, Post-Standard | 0 | 0 | 0 | 0.002907 | 0.0036746 | 0.0044585 | 0.0052588 | 0.0060754 | 0.0069083 | 0.0077572 | 0.0086226 | 0.0095049 | 0.010403 | 0.011318 | 0.012249 | 0.019406 | 0.019597 | 0.019789 | 0.01998 | 0.020161 | 0.20169 | 0.18807 | 0.089138 | 0.045662 | 0.01104 | 0.89082 | 0
LOEven20 | NR | Compressors | Commercial | Compressed Air | 0.6416 | 0.35122 | 8540.8174 | 63.019 | 60-70 | 40-100 | Commercial Building | Compressors-NR, Rotary-Commercial Building-VS->VS, Post-Standard | 0 | 0 | 0 | 0.0022756 | 0.0028765 | 0.0034901 | 0.0041166 | 0.0047559 | 0.0054079 | 0.0060725 | 0.0067499 | 0.0074405 | 0.0081438 | 0.0088598 | 0.0095886 | 0.015191 | 0.015341 | 0.015491 | 0.01564 | 0.015782 | 0.15789 | 0.14722 | 0.069778 | 0.035745 | 0.0086422 | 0.55405 | 0
LOEven20 | NR | Compressors | Commercial | Compressed Air | 0.62476 | 0.342 | 8316.5698 | 62.0008 | 60-70 | 40-100 | Commercial Building | Compressors-NR, Rotary-Commercial Building-CS->VS, Post-Standard | 0 | 0 | 0 | 0.0020536 | 0.0025959 | 0.0031497 | 0.003715 | 0.0042919 | 0.0048803 | 0.00548 | 0.0060914 | 0.0067146 | 0.0073494 | 0.0079955 | 0.0086532 | 0.013709 | 0.013844 | 0.01398 | 0.014114 | 0.014243 | 0.14249 | 0.13286 | 0.062971 | 0.032258 | 0.0077991 | 0.56147 | 0
LOEven20 | NR | Compressors | Commercial | Compressed Air | 0.023132 | 0.012663 | 307.9274 | 69.5165 | 60-70 | 40-100 | Commercial Building | Compressors-NR, Reciprocating-Commercial Building-CS->CS, No Standard Established | 0.032323 | 0.065362 | 0.099066 | 0.13342 | 0.16838 | 0.20392 | 0.24001 | 0.27668 | 0.31393 | 0.35185 | 0.39061 | 0.51736 | 0.56099 | 0.60504 | 0.64962 | 0.69451 | 0.73959 | 0.78473 | 0.64243 | 0 | 7.4698 | 7.4698 | 4.6086 | 2.2755 | 0.70247 | 0.51091 | 0
LO20Fast | NR | Bi-Level Stairwell Lighting | Commercial | Lighting | 0.36197 | 0.29057 | 4103.1729 | 46.3158 | 40-50 | 40-100 | Bi-Level Stairwell Lighting-NR | NR_LFStairwell8760_Fix_Repl_from LFTube to LINEAR_LEDPanel_CONTR | 0.1011 | 0.17121 | 0.21908 | 0.25582 | 0.28759 | 0.31466 | 0.33745 | 0.35642 | 0.37203 | 0.38474 | 0.39497 | 0.40249 | 0.40789 | 0.41167 | 0.41418 | 0.41572 | 0.4165 | 0.41746 | 0.41775 | 0.16025 | 6.659 | 6.659 | 4.8313 | 3.1951 | 1.3495 | 0.72313 | 0
LO20Fast | NR | Bi-Level Stairwell Lighting | Commercial | Lighting | 0.13474 | 0.10816 | 1527.3157 | 66.2053 | 60-70 | 40-100 | Bi-Level Stairwell Lighting-NR | NR_LFStairwell3600_Fix_Repl_from LFTube to LINEAR_LEDPanel_CONTR | 0.011787 | 0.01996 | 0.025542 | 0.029825 | 0.033528 | 0.036685 | 0.039342 | 0.041553 | 0.043373 | 0.044855 | 0.046048 | 0.046923 | 0.047554 | 0.047994 | 0.048287 | 0.048466 | 0.048557 | 0.048669 | 0.048704 | 0.018683 | 0.77633 | 0.77633 | 0.56325 | 0.3725 | 0.15733 | 0.54799 | 0
LOEven20 | NR | Chiller-Upgrade | Commercial | HVAC | 2.0704e-05 | 5.7412e-06 | 0.16495 | 48.5958 | 40-50 | 40-100 | Large Off | Chiller-Upgrade-NR-Large Off | 0.0063647 | 0.012691 | 0.01898 | 0.02523 | 0.031443 | 0.037619 | 0.043757 | 0.049858 | 0.055922 | 0.061949 | 0.067939 | 0.073893 | 0.079811 | 0.085692 | 0.091538 | 0.097347 | 0.10312 | 0.10886 | 0.11456 | 0.12023 | 2.4046 | 1.2868 | 0.74269 | 0.41175 | 0.13233 | 0.78582 | 0
LOEven20 | NR | Chiller-Upgrade | Commercial | HVAC | 1.9373e-05 | 5.3719e-06 | 0.15434 | 48.5958 | 40-50 | 40-100 | Medium Off | Chiller-Upgrade-NR-Medium Off | 0.0005916 | 0.0011796 | 0.0017642 | 0.0023452 | 0.0029226 | 0.0034967 | 0.0040672 | 0.0046343 | 0.0051979 | 0.0057581 | 0.0063149 | 0.0068684 | 0.0074184 | 0.0079651 | 0.0085084 | 0.0090484 | 0.0095851 | 0.010118 | 0.010649 | 0.011175 | 0.22351 | 0.11961 | 0.069033 | 0.038272 | 0.0123 | 0.78582 | 0
LOEven20 | NR | Chiller-Upgrade | Commercial | HVAC | 8.5252e-06 | 2.364e-06 | 0.067919 | 48.5958 | 40-50 | 40-100 | Small Off | Chiller-Upgrade-NR-Small Off | 0 | 0 | 0 | 0 | 0 | 0 | 0 | 0 | 0 | 0 | 0 | 0 | 0 | 0 | 0 | 0 | 0 | 0 | 0 | 0 | 0 | 0 | 0 | 0 | 0 | 0.78582 | 0
LOEven20 | NR | Chiller-Upgrade | Commercial | HVAC | 1.5544e-05 | 4.3104e-06 | 0.12384 | 48.5958 | 40-50 | 40-100 | XLarge Ret | Chiller-Upgrade-NR-XLarge Ret | 0.0003588 | 0.00071429 | 0.0010665 | 0.0014155 | 0.0017612 | 0.0021037 | 0.0024431 | 0.0027792 | 0.0031122 | 0.0034421 | 0.0037689 | 0.0040926 | 0.0044133 | 0.0047309 | 0.0050455 | 0.0053571 | 0.0056658 | 0.0059715 | 0.0062742 | 0.0065741 | 0.13148 | 0.071091 | 0.041248 | 0.022966 | 0.00742 | 0.78582 | 0
LOEven20 | NR | Chiller-Upgrade | Commercial | HVAC | 1.3125e-05 | 3.6394e-06 | 0.10456 | 48.5958 | 40-50 | 40-100 | Large Ret | Chiller-Upgrade-NR-Large Ret | 0 | 0 | 0 | 0 | 0 | 0 | 0 | 0 | 0 | 0 | 0 | 0 | 0 | 0 | 0 | 0 | 0 | 0 | 0 | 0 | 0 | 0 | 0 | 0 | 0 | 0.78582 | 0
LOEven20 | NR | Chiller-Upgrade | Commercial | HVAC | 6.4495e-06 | 1.7884e-06 | 0.051382 | 48.5958 | 40-50 | 40-100 | Medium Ret | Chiller-Upgrade-NR-Medium Ret | 0 | 0 | 0 | 0 | 0 | 0 | 0 | 0 | 0 | 0 | 0 | 0 | 0 | 0 | 0 | 0 | 0 | 0 | 0 | 0 | 0 | 0 | 0 | 0 | 0 | 0.78582 | 0
LOEven20 | NR | Chiller-Upgrade | Commercial | HVAC | 4.3882e-06 | 1.2168e-06 | 0.03496 | 48.5958 | 40-50 | 40-100 | Small Ret | Chiller-Upgrade-NR-Small Ret | 0 | 0 | 0 | 0 | 0 | 0 | 0 | 0 | 0 | 0 | 0 | 0 | 0 | 0 | 0 | 0 | 0 | 0 | 0 | 0 | 0 | 0 | 0 | 0 | 0 | 0.78582 | 0
LOEven20 | NR | Chiller-Upgrade | Commercial | HVAC | 1.2046e-06 | 3.3403e-07 | 0.0095968 | 48.5958 | 40-50 | 40-100 | School K-12 | Chiller-Upgrade-NR-School K-12 | 0.00019721 | 0.0003936 | 0.00058916 | 0.00078389 | 0.00097781 | 0.0011709 | 0.0013632 | 0.0015547 | 0.0017453 | 0.0019352 | 0.0021242 | 0.0023125 | 0.0024999 | 0.0026866 | 0.0028724 | 0.0030575 | 0.0032417 | 0.0034252 | 0.0036079 | 0.0037898 | 0.075797 | 0.040329 | 0.023206 | 0.012835 | 0.0041126 | 0.78582 | 0
LOEven20 | NR | Chiller-Upgrade | Commercial | HVAC | 4.2053e-06 | 1.1661e-06 | 0.033503 | 48.5958 | 40-50 | 40-100 | University | Chiller-Upgrade-NR-University | 0.00029223 | 0.00058305 | 0.00087248 | 0.0011605 | 0.0014472 | 0.0017324 | 0.0020163 | 0.0022988 | 0.00258 | 0.0028598 | 0.0031382 | 0.0034153 | 0.003691 | 0.0039654 | 0.0042384 | 0.0045101 | 0.0047805 | 0.0050496 | 0.0053173 | 0.0055837 | 0.11167 | 0.059532 | 0.034291 | 0.018981 | 0.0060879 | 0.78582 | 0
LOEven20 | NR | Chiller-Upgrade | Commercial | HVAC | 4.1439e-08 | 1.1491e-08 | 0.00033014 | 48.5958 | 40-50 | 40-100 | Warehouse | Chiller-Upgrade-NR-Warehouse | 0 | 0 | 0 | 0 | 0 | 0 | 0 | 0 | 0 | 0 | 0 | 0 | 0 | 0 | 0 | 0 | 0 | 0 | 0 | 0 | 0 | 0 | 0 | 0 | 0 | 0.78582 | 0
LOEven20 | NR | Chiller-Upgrade | Commercial | HVAC | 3.3157e-06 | 9.1942e-07 | 0.026415 | 48.5958 | 40-50 | 40-100 | Supermarket | Chiller-Upgrade-NR-Supermarket | 3.6516e-06 | 7.2687e-06 | 1.0852e-05 | 1.44e-05 | 1.7916e-05 | 2.1397e-05 | 2.4846e-05 | 2.8261e-05 | 3.1644e-05 | 3.4994e-05 | 3.8311e-05 | 4.1597e-05 | 4.485e-05 | 4.8073e-05 | 5.1263e-05 | 5.4423e-05 | 5.7551e-05 | 6.0649e-05 | 6.3716e-05 | 6.6753e-05 | 0.0013351 | 0.00072241 | 0.00041932 | 0.00023354 | 7.5485e-05 | 0.78582 | 0
LOEven20 | NR | Chiller-Upgrade | Commercial | HVAC | 5.127e-06 | 1.4217e-06 | 0.040847 | 48.5958 | 40-50 | 40-100 | MiniMart | Chiller-Upgrade-NR-MiniMart | 0 | 0 | 0 | 0 | 0 | 0 | 0 | 0 | 0 | 0 | 0 | 0 | 0 | 0 | 0 | 0 | 0 | 0 | 0 | 0 | 0 | 0 | 0 | 0 | 0 | 0.78582 | 0
LOEven20 | NR | Chiller-Upgrade | Commercial | HVAC | 2.1422e-05 | 5.9402e-06 | 0.17066 | 48.5958 | 40-50 | 40-100 | Restaurant | Chiller-Upgrade-NR-Restaurant | 0 | 0 | 0 | 0 | 0 | 0 | 0 | 0 | 0 | 0 | 0 | 0 | 0 | 0 | 0 | 0 | 0 | 0 | 0 | 0 | 0 | 0 | 0 | 0 | 0 | 0.78582 | 0
LOEven20 | NR | Chiller-Upgrade | Commercial | HVAC | 1.0812e-05 | 2.9981e-06 | 0.086137 | 48.5958 | 40-50 | 40-100 | Lodging | Chiller-Upgrade-NR-Lodging | 0.0006088 | 0.0012131 | 0.0018129 | 0.0024083 | 0.0029992 | 0.0035857 | 0.0041678 | 0.0047456 | 0.0053191 | 0.0058882 | 0.0064531 | 0.0070137 | 0.00757 | 0.0081222 | 0.0086701 | 0.0092139 | 0.0097535 | 0.010289 | 0.010821 | 0.011348 | 0.22696 | 0.122 | 0.070578 | 0.039202 | 0.012628 | 0.78582 | 0
LOEven20 | NR | Chiller-Upgrade | Commercial | HVAC | 0.00011586 | 3.2127e-05 | 0.92303 | 48.5958 | 40-50 | 40-100 | Hospital | Chiller-Upgrade-NR-Hospital | 0.015735 | 0.03134 | 0.046817 | 0.062167 | 0.077391 | 0.092488 | 0.10746 | 0.12231 | 0.13703 | 0.15163 | 0.16611 | 0.18047 | 0.19471 | 0.20883 | 0.22283 | 0.23671 | 0.25047 | 0.26412 | 0.27765 | 0.29106 | 5.8212 | 3.1373 | 1.8173 | 1.0105 | 0.32594 | 0.78582 | 0
LOEven20 | NR | Chiller-Upgrade | Commercial | HVAC | 3.0859e-05 | 8.5569e-06 | 0.24585 | 48.5958 | 40-50 | 40-100 | Residential Care | Chiller-Upgrade-NR-Residential Care | 0.00045485 | 0.00090597 | 0.0013534 | 0.0017971 | 0.0022372 | 0.0026736 | 0.0031064 | 0.0035357 | 0.0039613 | 0.0043834 | 0.004802 | 0.005217 | 0.0056286 | 0.0060367 | 0.0064414 | 0.0068427 | 0.0072405 | 0.007635 | 0.0080261 | 0.0084139 | 0.16828 | 0.090693 | 0.052535 | 0.029211 | 0.0094221 | 0.78582 | 0
LOEven20 | NR | Chiller-Upgrade | Commercial | HVAC | 1.5598e-08 | 4.3253e-09 | 0.00012427 | 48.5958 | 40-50 | 40-100 | Assembly | Chiller-Upgrade-NR-Assembly | 1.6577e-06 | 3.3006e-06 | 4.9287e-06 | 6.5421e-06 | 8.141e-06 | 9.7253e-06 | 1.1295e-05 | 1.2851e-05 | 1.4393e-05 | 1.592e-05 | 1.7433e-05 | 1.8933e-05 | 2.0419e-05 | 2.1891e-05 | 2.3349e-05 | 2.4794e-05 | 2.6225e-05 | 2.7643e-05 | 2.9048e-05 | 3.044e-05 | 0.0006088 | 0.00032893 | 0.00019078 | 0.00010619 | 3.4295e-05 | 0.78582 | 0
LOEven20 | NR | Chiller-Upgrade | Commercial | HVAC | 9.0152e-06 | 2.4999e-06 | 0.071823 | 48.5958 | 40-50 | 40-100 | Other | Chiller-Upgrade-NR-Other | 0.0010719 | 0.0021244 | 0.0031579 | 0.0041727 | 0.0051689 | 0.0061469 | 0.0071068 | 0.008049 | 0.0089736 | 0.0098809 | 0.010771 | 0.011645 | 0.012502 | 0.013342 | 0.014166 | 0.014975 | 0.015768 | 0.016545 | 0.017307 | 0.018054 | 0.36107 | 0.20093 | 0.11828 | 0.066624 | 0.021843 | 0.78582 | 0
Retro12Med | Retro | Chiller-System | Commercial | HVAC | 1.1555e-05 | 3.2043e-06 | 0.09206 | 8.938 | 0-10 | <40 | Large Off | Chiller-System-Retro-Large Off | 0.15541 | 0.15494 | 0.15448 | 0.15402 | 0.15355 | 0.13778 | 0.1099 | 0.087654 | 0.069913 | 0.055762 | 0.044476 | 0.035474 | 0.028294 | 0.0094301 | 0 | 0 | 0 | 0 | 0 | 0 | 1.3511 | 1.3511 | 1.3511 | 1.2779 | 0.91019 | 1.7976 | 1
Retro12Med | Retro | Chiller-System | Commercial | HVAC | 1.0812e-05 | 2.9982e-06 | 0.08614 | 7.1614 | 0-10 | <40 | Medium Off | Chiller-System-Retro-Medium Off | 0.014445 | 0.014402 | 0.014359 | 0.014316 | 0.014273 | 0.012807 | 0.010215 | 0.0081474 | 0.0064984 | 0.0051831 | 0.004134 | 0.0032973 | 0.0026299 | 0.00026277 | 0 | 0 | 0 | 0 | 0 | 0 | 0.12497 | 0.12497 | 0.12497 | 0.11878 | 0.084602 | 1.9077 | 1
Retro12Med | Retro | Chiller-System | Commercial | HVAC | 4.7581e-06 | 1.3194e-06 | 0.037907 | 0.82188 | 0-10 | <40 | Small Off | Chiller-System-Retro-Small Off | 0 | 0 | 0 | 0 | 0 | 0 | 0 | 0 | 0 | 0 | 0 | 0 | 0 | 0 | 0 | 0 | 0 | 0 | 0 | 0 | 0 | 0 | 0 | 0 | 0 | 2.4408 | 1
Retro12Med | Retro | Chiller-System | Commercial | HVAC | 2.0269e-05 | 5.6205e-06 | 0.16148 | 4.859 | 0-10 | <40 | XLarge Ret | Chiller-System-Retro-XLarge Ret | 0.020468 | 0.020374 | 0.020281 | 0.020187 | 0.020094 | 0.018002 | 0.014335 | 0.011415 | 0.0090903 | 0.0072388 | 0.0057644 | 0.0044724 | 0 | 0 | 0 | 0 | 0 | 0 | 0 | 0 | 0.17172 | 0.17172 | 0.17172 | 0.16725 | 0.11941 | 2.0721 | 1
Retro12Med | Retro | Chiller-System | Commercial | HVAC | 1.7114e-05 | 4.7456e-06 | 0.13634 | 4.859 | 0-10 | <40 | Large Ret | Chiller-System-Retro-Large Ret | 0 | 0 | 0 | 0 | 0 | 0 | 0 | 0 | 0 | 0 | 0 | 0 | 0 | 0 | 0 | 0 | 0 | 0 | 0 | 0 | 0 | 0 | 0 | 0 | 0 | 2.0721 | 1
Retro12Med | Retro | Chiller-System | Commercial | HVAC | 8.4098e-06 | 2.332e-06 | 0.067 | 3.76 | 0-10 | <40 | Medium Ret | Chiller-System-Retro-Medium Ret | 0 | 0 | 0 | 0 | 0 | 0 | 0 | 0 | 0 | 0 | 0 | 0 | 0 | 0 | 0 | 0 | 0 | 0 | 0 | 0 | 0 | 0 | 0 | 0 | 0 | 2.1609 | 1
Retro12Med | Retro | Chiller-System | Commercial | HVAC | 5.722e-06 | 1.5867e-06 | 0.045586 | 3.76 | 0-10 | <40 | Small Ret | Chiller-System-Retro-Small Ret | 0 | 0 | 0 | 0 | 0 | 0 | 0 | 0 | 0 | 0 | 0 | 0 | 0 | 0 | 0 | 0 | 0 | 0 | 0 | 0 | 0 | 0 | 0 | 0 | 0 | 2.1609 | 1
Retro12Med | Retro | Chiller-System | Commercial | HVAC | 3.8874e-06 | 1.078e-06 | 0.03097 | 2.5265 | 0-10 | <40 | School K-12 | Chiller-System-Retro-School K-12 | 0.027844 | 0.027786 | 0.027727 | 0.027669 | 0.027611 | 0.024798 | 0.019797 | 0.015804 | 0.012617 | 0.010072 | 0.0080408 | 0.0064191 | 0.0051245 | 0.0039399 | 0 | 0 | 0 | 0 | 0 | 0 | 0.24525 | 0.24525 | 0.24525 | 0.22977 | 0.16344 | 2.2702 | 1
Retro12Med | Retro | Chiller-System | Commercial | HVAC | 1.3571e-05 | 3.7633e-06 | 0.10812 | 5.4048 | 0-10 | <40 | University | Chiller-System-Retro-University | 0.041259 | 0.04116 | 0.041061 | 0.040963 | 0.040864 | 0.03669 | 0.029281 | 0.023369 | 0.01865 | 0.014884 | 0.011879 | 0.0094803 | 0.0075661 | 0.0040405 | 0 | 0 | 0 | 0 | 0 | 0 | 0.36115 | 0.36115 | 0.36115 | 0.34006 | 0.242 | 2.0306 | 1
Retro12Med | Retro | Chiller-System | Commercial | HVAC | 5.4034e-08 | 1.4983e-08 | 0.00043048 | 2.059 | 0-10 | <40 | Warehouse | Chiller-System-Retro-Warehouse | 0 | 0 | 0 | 0 | 0 | 0 | 0 | 0 | 0 | 0 | 0 | 0 | 0 | 0 | 0 | 0 | 0 | 0 | 0 | 0 | 0 | 0 | 0 | 0 | 0 | 2.3146 | 1
Retro12Med | Retro | Chiller-System | Commercial | HVAC | 4.3234e-06 | 1.1989e-06 | 0.034444 | 9.7115 | 0-10 | <40 | Supermarket | Chiller-System-Retro-Supermarket | 0.00020831 | 0.00020733 | 0.00020635 | 0.00020538 | 0.00020441 | 0.0001831 | 0.00014579 | 0.00011608 | 9.2425e-05 | 7.3591e-05 | 5.8595e-05 | 3.9728e-05 | 0 | 0 | 0 | 0 | 0 | 0 | 0 | 0 | 0.0017411 | 0.0017411 | 0.0017411 | 0.0017014 | 0.0012149 | 1.7536 | 1
Retro12Med | Retro | Chiller-System | Commercial | HVAC | 6.6854e-06 | 1.8538e-06 | 0.053262 | 9.7115 | 0-10 | <40 | MiniMart | Chiller-System-Retro-MiniMart | 0 | 0 | 0 | 0 | 0 | 0 | 0 | 0 | 0 | 0 | 0 | 0 | 0 | 0 | 0 | 0 | 0 | 0 | 0 | 0 | 0 | 0 | 0 | 0 | 0 | 1.7536 | 1
Retro12Med | Retro | Chiller-System | Commercial | HVAC | 2.7933e-05 | 7.7456e-06 | 0.22254 | 2.751 | 0-10 | <40 | Restaurant | Chiller-System-Retro-Restaurant | 0 | 0 | 0 | 0 | 0 | 0 | 0 | 0 | 0 | 0 | 0 | 0 | 0 | 0 | 0 | 0 | 0 | 0 | 0 | 0 | 0 | 0 | 0 | 0 | 0 | 2.2495 | 1
Retro12Med | Retro | Chiller-System | Commercial | HVAC | 1.5559e-05 | 4.3145e-06 | 0.12396 | 8.135 | 0-10 | <40 | Lodging | Chiller-System-Retro-Lodging | 0.038329 | 0.038188 | 0.038046 | 0.037905 | 0.037765 | 0.033863 | 0.02699 | 0.021512 | 0.017146 | 0.013666 | 0.010892 | 0.0086817 | 0.0042531 | 0 | 0 | 0 | 0 | 0 | 0 | 0 | 0.32724 | 0.32724 | 0.32724 | 0.3143 | 0.2241 | 1.8458 | 1
Retro12Med | Retro | Chiller-System | Commercial | HVAC | 9.0148e-05 | 2.4998e-05 | 0.7182 | 8.5968 | 0-10 | <40 | Hospital | Chiller-System-Retro-Hospital | 0.53562 | 0.53342 | 0.53124 | 0.52906 | 0.52689 | 0.47226 | 0.37626 | 0.29977 | 0.23883 | 0.19028 | 0.1516 | 0.12078 | 0.096232 | 0.074997 | 0 | 0 | 0 | 0 | 0 | 0 | 4.6772 | 4.6772 | 4.6772 | 4.3852 | 3.1285 | 1.8178 | 1
Retro12Med | Retro | Chiller-System | Commercial | HVAC | 2.401e-05 | 6.658e-06 | 0.19129 | 8.4222 | 0-10 | <40 | Residential Care | Chiller-System-Retro-Residential Care | 0.015484 | 0.01542 | 0.015357 | 0.015294 | 0.015231 | 0.013652 | 0.010877 | 0.0086657 | 0.0069041 | 0.0055007 | 0.0043825 | 0.0034916 | 0.00089528 | 0 | 0 | 0 | 0 | 0 | 0 | 0 | 0.13115 | 0.13115 | 0.13115 | 0.12677 | 0.090437 | 1.8283 | 1
Retro12Med | Retro | Chiller-System | Commercial | HVAC | 1.1936e-07 | 3.3097e-08 | 0.0009509 | 5.4984 | 0-10 | <40 | Assembly | Chiller-System-Retro-Assembly | 0.00055497 | 0.00055248 | 0.00055 | 0.00054753 | 0.00054508 | 0.00048837 | 0.00038894 | 0.00030976 | 0.00024669 | 0.00019647 | 0.00015647 | 0.00012461 | 1.4109e-05 | 0 | 0 | 0 | 0 | 0 | 0 | 0 | 0.0046755 | 0.0046755 | 0.0046755 | 0.0045367 | 0.0032384 | 2.0236 | 1
Retro12Med | Retro | Chiller-System | Commercial | HVAC | 3.6238e-06 | 1.0049e-06 | 0.02887 | 5.4984 | 0-10 | <40 | Other | Chiller-System-Retro-Other | 0.01885 | 0.01868 | 0.018512 | 0.018345 | 0.01818 | 0.016215 | 0.012855 | 0.010192 | 0.0080799 | 0.0058709 | 0 | 0 | 0 | 0 | 0 | 0 | 0 | 0 | 0 | 0 | 0.14578 | 0.14578 | 0.14578 | 0.14578 | 0.10878 | 2.0236 | 1
LOEven20 | New | Chiller-Upgrade | Commercial | HVAC | 2.0704e-05 | 5.7412e-06 | 0.16495 | 48.5958 | 40-50 | 40-100 | Large Off | Chiller-Upgrade-New-Large Off | 0.0018099 | 0.0035108 | 0.004297 | 0.0054341 | 0.0067133 | 0.0093732 | 0.011959 | 0.01516 | 0.018305 | 0.019882 | 0.02293 | 0.025743 | 0.025437 | 0.030581 | 0.032759 | 0.037768 | 0.040519 | 0.048111 | 0.042322 | 0.047392 | 0.45001 | 0.45001 | 0.23389 | 0.11937 | 0.031138 | 0.78582 | 0
LOEven20 | New | Chiller-Upgrade | Commercial | HVAC | 1.9373e-05 | 5.3719e-06 | 0.15434 | 48.5958 | 40-50 | 40-100 | Medium Off | Chiller-Upgrade-New-Medium Off | 0.00024473 | 0.00048244 | 0.00058846 | 0.00068916 | 0.0008666 | 0.0012969 | 0.0016134 | 0.0020401 | 0.0024657 | 0.0025525 | 0.003091 | 0.0034899 | 0.0033614 | 0.0041976 | 0.0042085 | 0.0050262 | 0.0053455 | 0.0063147 | 0.0054244 | 0.0060999 | 0.059399 | 0.059399 | 0.031188 | 0.015931 | 0.0041683 | 0.78582 | 0
LOEven20 | New | Chiller-Upgrade | Commercial | HVAC | 8.5252e-06 | 2.364e-06 | 0.067919 | 48.5958 | 40-50 | 40-100 | Small Off | Chiller-Upgrade-New-Small Off | 0 | 0 | 0 | 0 | 0 | 0 | 0 | 0 | 0 | 0 | 0 | 0 | 0 | 0 | 0 | 0 | 0 | 0 | 0 | 0 | 0 | 0 | 0 | 0 | 0 | 0.78582 | 0
LOEven20 | New | Chiller-Upgrade | Commercial | HVAC | 1.5544e-05 | 4.3104e-06 | 0.12384 | 48.5958 | 40-50 | 40-100 | XLarge Ret | Chiller-Upgrade-New-XLarge Ret | 5.8802e-05 | 0.0001168 | 0.00022176 | 0.00042806 | 0.00049553 | 0.00077802 | 0.00092179 | 0.00084528 | 0.0014669 | 0.0015048 | 0.0018033 | 0.001826 | 0.0021351 | 0.0022308 | 0.0024382 | 0.0025864 | 0.0028681 | 0.0027187 | 0.0028961 | 0.0029856 | 0.031326 | 0.031326 | 0.017271 | 0.0086411 | 0.002099 | 0.78582 | 0
LOEven20 | New | Chiller-Upgrade | Commercial | HVAC | 1.3125e-05 | 3.6394e-06 | 0.10456 | 48.5958 | 40-50 | 40-100 | Large Ret | Chiller-Upgrade-New-Large Ret | 0 | 0 | 0 | 0 | 0 | 0 | 0 | 0 | 0 | 0 | 0 | 0 | 0 | 0 | 0 | 0 | 0 | 0 | 0 | 0 | 0 | 0 | 0 | 0 | 0 | 0.78582 | 0
LOEven20 | New | Chiller-Upgrade | Commercial | HVAC | 6.4495e-06 | 1.7884e-06 | 0.051382 | 48.5958 | 40-50 | 40-100 | Medium Ret | Chiller-Upgrade-New-Medium Ret | 0 | 0 | 0 | 0 | 0 | 0 | 0 | 0 | 0 | 0 | 0 | 0 | 0 | 0 | 0 | 0 | 0 | 0 | 0 | 0 | 0 | 0 | 0 | 0 | 0 | 0.78582 | 0
LOEven20 | New | Chiller-Upgrade | Commercial | HVAC | 4.3882e-06 | 1.2168e-06 | 0.03496 | 48.5958 | 40-50 | 40-100 | Small Ret | Chiller-Upgrade-New-Small Ret | 0 | 0 | 0 | 0 | 0 | 0 | 0 | 0 | 0 | 0 | 0 | 0 | 0 | 0 | 0 | 0 | 0 | 0 | 0 | 0 | 0 | 0 | 0 | 0 | 0 | 0.78582 | 0
LOEven20 | New | Chiller-Upgrade | Commercial | HVAC | 1.2046e-06 | 3.3403e-07 | 0.0095968 | 48.5958 | 40-50 | 40-100 | School K-12 | Chiller-Upgrade-New-School K-12 | 2.8294e-05 | 5.628e-05 | 8.4483e-05 | 0.00011249 | 0.00014008 | 0.00016545 | 0.00019601 | 0.00022564 | 0.00030913 | 0.00034527 | 0.00037862 | 0.00042878 | 0.00045353 | 0.00048456 | 0.00051736 | 0.00056741 | 0.00059059 | 0.00064146 | 0.0006898 | 0.00074968 | 0.0071649 | 0.0071649 | 0.003926 | 0.0020418 | 0.00058709 | 0.78582 | 0
LOEven20 | New | Chiller-Upgrade | Commercial | HVAC | 4.2053e-06 | 1.1661e-06 | 0.033503 | 48.5958 | 40-50 | 40-100 | University | Chiller-Upgrade-New-University | 3.3588e-05 | 6.4328e-05 | 0.00011072 | 0.00014302 | 0.00019482 | 0.00023738 | 0.00028013 | 0.00031273 | 0.00038225 | 0.00044935 | 0.0004731 | 0.00051453 | 0.00051504 | 0.00057741 | 0.00066159 | 0.00076141 | 0.00078694 | 0.00088403 | 0.00087918 | 0.0010218 | 0.0092833 | 0.0092833 | 0.00495 | 0.0026814 | 0.00078385 | 0.78582 | 0
LOEven20 | New | Chiller-Upgrade | Commercial | HVAC | 4.1439e-08 | 1.1491e-08 | 0.00033014 | 48.5958 | 40-50 | 40-100 | Warehouse | Chiller-Upgrade-New-Warehouse | 0 | 0 | 0 | 0 | 0 | 0 | 0 | 0 | 0 | 0 | 0 | 0 | 0 | 0 | 0 | 0 | 0 | 0 | 0 | 0 | 0 | 0 | 0 | 0 | 0 | 0.78582 | 0
LOEven20 | New | Chiller-Upgrade | Commercial | HVAC | 3.3157e-06 | 9.1942e-07 | 0.026415 | 48.5958 | 40-50 | 40-100 | Supermarket | Chiller-Upgrade-New-Supermarket | 6.348e-07 | 1.2803e-06 | 1.8838e-06 | 2.5971e-06 | 3.5391e-06 | 4.5552e-06 | 5.5208e-06 | 5.485e-06 | 9.2794e-06 | 9.4581e-06 | 1.1678e-05 | 1.1141e-05 | 1.3734e-05 | 1.4788e-05 | 1.6403e-05 | 1.753e-05 | 1.9655e-05 | 1.7535e-05 | 1.936e-05 | 1.9697e-05 | 0.00020575 | 0.00020575 | 0.00011198 | 5.5912e-05 | 1.449e-05 | 0.78582 | 0
LOEven20 | New | Chiller-Upgrade | Commercial | HVAC | 5.127e-06 | 1.4217e-06 | 0.040847 | 48.5958 | 40-50 | 40-100 | MiniMart | Chiller-Upgrade-New-MiniMart | 0 | 0 | 0 | 0 | 0 | 0 | 0 | 0 | 0 | 0 | 0 | 0 | 0 | 0 | 0 | 0 | 0 | 0 | 0 | 0 | 0 | 0 | 0 | 0 | 0 | 0.78582 | 0
LOEven20 | New | Chiller-Upgrade | Commercial | HVAC | 2.1422e-05 | 5.9402e-06 | 0.17066 | 48.5958 | 40-50 | 40-100 | Restaurant | Chiller-Upgrade-New-Restaurant | 0 | 0 | 0 | 0 | 0 | 0 | 0 | 0 | 0 | 0 | 0 | 0 | 0 | 0 | 0 | 0 | 0 | 0 | 0 | 0 | 0 | 0 | 0 | 0 | 0 | 0.78582 | 0
LOEven20 | New | Chiller-Upgrade | Commercial | HVAC | 1.0812e-05 | 2.9981e-06 | 0.086137 | 48.5958 | 40-50 | 40-100 | Lodging | Chiller-Upgrade-New-Lodging | 0.00011241 | 0.00018337 | 0.0002376 | 0.00031569 | 0.00043695 | 0.00061689 | 0.0007348 | 0.00066134 | 0.0013253 | 0.0012781 | 0.001761 | 0.0015804 | 0.0022612 | 0.0019194 | 0.0026643 | 0.0027369 | 0.0030817 | 0.0031044 | 0.0038249 | 0.0032637 | 0.0321 | 0.0321 | 0.016089 | 0.0076634 | 0.0019029 | 0.78582 | 0
LOEven20 | New | Chiller-Upgrade | Commercial | HVAC | 0.00011586 | 3.2127e-05 | 0.92303 | 48.5958 | 40-50 | 40-100 | Hospital | Chiller-Upgrade-New-Hospital | 0.011751 | 0.029193 | 0.04782 | 0.05997 | 0.086833 | 0.11939 | 0.12872 | 0.12253 | 0.14748 | 0.17642 | 0.18407 | 0.18931 | 0.18752 | 0.19952 | 0.22054 | 0.26649 | 0.2853 | 0.30161 | 0.3317 | 0.3611 | 3.4573 | 3.4573 | 1.9111 | 1.1142 | 0.35496 | 0.78582 | 0
LOEven20 | New | Chiller-Upgrade | Commercial | HVAC | 3.0859e-05 | 8.5569e-06 | 0.24585 | 48.5958 | 40-50 | 40-100 | Residential Care | Chiller-Upgrade-New-Residential Care | 0.00023951 | 0.00050791 | 0.00080073 | 0.0011879 | 0.0015889 | 0.0021766 | 0.0022118 | 0.0021423 | 0.0024912 | 0.003008 | 0.0031184 | 0.0031637 | 0.0029831 | 0.0033067 | 0.0035405 | 0.0044418 | 0.0044873 | 0.0050174 | 0.005389 | 0.0060703 | 0.057873 | 0.057873 | 0.032467 | 0.019473 | 0.0065015 | 0.78582 | 0
LOEven20 | New | Chiller-Upgrade | Commercial | HVAC | 1.5598e-08 | 4.3253e-09 | 0.00012427 | 48.5958 | 40-50 | 40-100 | Assembly | Chiller-Upgrade-New-Assembly | 3.8696e-07 | 1.2926e-06 | 1.2169e-06 | 1.6093e-06 | 2.329e-06 | 3.4993e-06 | 4.5611e-06 | 5.6988e-06 | 7.3828e-06 | 8.1721e-06 | 8.5635e-06 | 8.8515e-06 | 1.0832e-05 | 1.1763e-05 | 1.285e-05 | 1.4364e-05 | 1.5801e-05 | 1.7088e-05 | 1.6592e-05 | 1.7749e-05 | 0.0001706 | 0.0001706 | 8.9009e-05 | 4.4712e-05 | 1.0334e-05 | 0.78582 | 0
LOEven20 | New | Chiller-Upgrade | Commercial | HVAC | 9.0152e-06 | 2.4999e-06 | 0.071823 | 48.5958 | 40-50 | 40-100 | Other | Chiller-Upgrade-New-Other | 0.00035246 | 0.00090721 | 0.0011605 | 0.0015012 | 0.0027232 | 0.0034076 | 0.0034656 | 0.0036476 | 0.005205 | 0.0057723 | 0.006451 | 0.0061689 | 0.0064796 | 0.006904 | 0.0079128 | 0.0079502 | 0.0097222 | 0.011513 | 0.01039 | 0.011219 | 0.11285 | 0.11285 | 0.062059 | 0.034594 | 0.010052 | 0.78582 | 0
LO50Fast | NR | Computers | Commercial | Electronics | 0.00010751 | 7.4534e-05 | 1.3642 | 7.0173 | 0-10 | <40 | Office | Laptop | 0.040626 | 0.062205 | 0.076332 | 0.085946 | 0.092779 | 0.096792 | 0.022577 | 0 | 0 | 0 | 0 | 0 | 0 | 0 | 0 | 0 | 0 | 0 | 0 | 0 | 0.47726 | 0.47726 | 0.47726 | 0.47726 | 0.45468 | 2.0122 | 1
LO50Fast | NR | Computers | Commercial | Electronics | 0.0043019 | 0.0029824 | 54.5854 | 49.9913 | 40-50 | 40-100 | Office | Desktop | 0.66593 | 0.92778 | 1.1519 | 1.312 | 1.4326 | 1.5069 | 0.31124 | 0 | 0 | 0 | 0 | 0 | 0 | 0 | 0 | 0 | 0 | 0 | 0 | 0 | 7.3083 | 7.3083 | 7.3083 | 7.3083 | 6.9971 | 0.67137 | 0
LO50Fast | NR | Computers | Commercial | Electronics | 0.0034409 | 0.0023854 | 43.6599 | 66.1299 | 60-70 | 40-100 | Office | Desktop-WA | 0.60742 | 0.84626 | 1.0507 | 1.1967 | 1.3067 | 1.3745 | 0.2839 | 0 | 0 | 0 | 0 | 0 | 0 | 0 | 0 | 0 | 0 | 0 | 0 | 0 | 6.6662 | 6.6662 | 6.6662 | 6.6662 | 6.3823 | 0.53699 | 0
Retro12Med | Retro | ConnectedThermostats | Commercial | HVAC | 3.1858e-05 | 2.3587e-05 | 0.36138 | 80.5594 | 80-90 | 40-100 | Large Off | ConnectedThermostats-Large Off | 0 | 0 | 0 | 0 | 0 | 0 | 0 | 0 | 0 | 0 | 0 | 0 | 0 | 0 | 0 | 0 | 0 | 0 | 0 | 0 | 0 | 0 | 0 | 0 | 0 | 0.51107 | 0
Retro12Med | Retro | ConnectedThermostats | Commercial | HVAC | 3.1377e-05 | 2.3231e-05 | 0.35593 | 81.6966 | 80-90 | 40-100 | Medium Off | ConnectedThermostats-Medium Off | 0.12379 | 0.12597 | 0.12555 | 0.12469 | 0.12406 | 0.11132 | 0.08908 | 0.071116 | 0.056818 | 0.045374 | 0.036131 | 0.02887 | 0.0062606 | 0 | 0 | 0 | 0 | 0 | 0 | 0 | 1.069 | 1.069 | 1.069 | 1.0339 | 0.73539 | 0.50783 | 0
Retro12Med | Retro | ConnectedThermostats | Commercial | HVAC | 3.6256e-05 | 2.6844e-05 | 0.41128 | 71.6494 | 70-80 | 40-100 | Small Off | ConnectedThermostats-Small Off | 0.30647 | 0.30772 | 0.30677 | 0.30549 | 0.30438 | 0.27307 | 0.21798 | 0.17388 | 0.13873 | 0.1107 | 0.088248 | 0.070408 | 0.042696 | 0 | 0 | 0 | 0 | 0 | 0 | 0 | 2.6465 | 2.6465 | 2.6465 | 2.5334 | 1.8039 | 0.53973 | 0
Retro12Med | Retro | ConnectedThermostats | Commercial | HVAC | 1.817e-05 | 1.3453e-05 | 0.20612 | 141.2142 | 140-150 | >100 | XLarge Ret | ConnectedThermostats-XLarge Ret | 0 | 0 | 0 | 0 | 0 | 0 | 0 | 0 | 0 | 0 | 0 | 0 | 0 | 0 | 0 | 0 | 0 | 0 | 0 | 0 | 0 | 0 | 0 | 0 | 0 | 0.39305 | 0
Retro12Med | Retro | ConnectedThermostats | Commercial | HVAC | 1.5261e-05 | 1.1299e-05 | 0.17312 | 167.8378 | 160-170 | >100 | Large Ret | ConnectedThermostats-Large Ret | 0 | 0 | 0 | 0 | 0 | 0 | 0 | 0 | 0 | 0 | 0 | 0 | 0 | 0 | 0 | 0 | 0 | 0 | 0 | 0 | 0 | 0 | 0 | 0 | 0 | 0.36926 | 0
Retro12Med | Retro | ConnectedThermostats | Commercial | HVAC | 1.9805e-05 | 1.4663e-05 | 0.22466 | 129.6969 | 120-130 | >100 | Medium Ret | ConnectedThermostats-Medium Ret | 0.044915 | 0.04536 | 0.045151 | 0.045109 | 0.045304 | 0.040478 | 0.032499 | 0.025876 | 0.020463 | 0.016516 | 0.013104 | 0.0014362 | 0 | 0 | 0 | 0 | 0 | 0 | 0 | 0 | 0.37621 | 0.37621 | 0.37621 | 0.37478 | 0.26632 | 0.40636 | 0
Retro12Med | Retro | ConnectedThermostats | Commercial | HVAC | 2.6482e-05 | 1.9607e-05 | 0.3004 | 97.3825 | 90-100 | 40-100 | Small Ret | ConnectedThermostats-Small Ret | 0.078238 | 0.078373 | 0.078005 | 0.077725 | 0.077543 | 0.069422 | 0.055405 | 0.044118 | 0.035061 | 0.028044 | 0.02231 | 0.011084 | 0 | 0 | 0 | 0 | 0 | 0 | 0 | 0 | 0.65533 | 0.65533 | 0.65533 | 0.64424 | 0.45931 | 0.46096 | 0
Retro12Med | Retro | ConnectedThermostats | Commercial | HVAC | 2.0745e-05 | 1.5359e-05 | 0.23532 | 122.9246 | 120-130 | >100 | School K-12 | ConnectedThermostats-School K-12 | 0.10822 | 0.10873 | 0.1085 | 0.10827 | 0.10803 | 0.097016 | 0.077436 | 0.06182 | 0.04935 | 0.039448 | 0.031491 | 0.025138 | 0.020073 | 0.0071586 | 0 | 0 | 0 | 0 | 0 | 0 | 0.95067 | 0.95067 | 0.95067 | 0.8983 | 0.63876 | 0.42 | 0
Retro12Med | Retro | ConnectedThermostats | Commercial | HVAC | 2.2667e-05 | 1.6782e-05 | 0.25712 | 112.7077 | 110-120 | >100 | University | ConnectedThermostats-University | 0 | 0 | 0 | 0 | 0 | 0 | 0 | 0 | 0 | 0 | 0 | 0 | 0 | 0 | 0 | 0 | 0 | 0 | 0 | 0 | 0 | 0 | 0 | 0 | 0 | 0.4352 | 0
Retro12Med | Retro | ConnectedThermostats | Commercial | HVAC | 1.938e-05 | 1.4349e-05 | 0.21984 | 132.5305 | 130-140 | >100 | Warehouse | ConnectedThermostats-Warehouse | 0.1369 | 0.1371 | 0.13668 | 0.13599 | 0.13536 | 0.12103 | 0.096458 | 0.076803 | 0.061066 | 0.048692 | 0.038772 | 0.019193 | 0 | 0 | 0 | 0 | 0 | 0 | 0 | 0 | 1.1441 | 1.1441 | 1.1441 | 1.1249 | 0.80307 | 0.40272 | 0
Retro12Med | Retro | ConnectedThermostats | Commercial | HVAC | 5.2471e-05 | 3.8849e-05 | 0.59521 | 31.0051 | 30-40 | <40 | Supermarket | ConnectedThermostats-Supermarket | 0.039756 | 0.039912 | 0.039726 | 0.039532 | 0.039356 | 0.03528 | 0.028108 | 0.022388 | 0.0178 | 0.014237 | 0.011322 | 0.0048153 | 0 | 0 | 0 | 0 | 0 | 0 | 0 | 0 | 0.33223 | 0.33223 | 0.33223 | 0.32742 | 0.23356 | 0.97391 | 0
Retro12Med | Retro | ConnectedThermostats | Commercial | HVAC | 9.2991e-05 | 6.8849e-05 | 1.0548 | 18.3864 | 10-20 | <40 | MiniMart | ConnectedThermostats-MiniMart | 0.080504 | 0.080716 | 0.080512 | 0.080317 | 0.080111 | 0.072391 | 0.05782 | 0.046119 | 0.036745 | 0.029439 | 0.023464 | 0.018732 | 0.014941 | 0.001381 | 0 | 0 | 0 | 0 | 0 | 0 | 0.70319 | 0.70319 | 0.70319 | 0.66814 | 0.47455 | 1.2455 | 1
Retro12Med | Retro | ConnectedThermostats | Commercial | HVAC | 2.2789e-05 | 1.6872e-05 | 0.2585 | 112.161 | 110-120 | >100 | Restaurant | ConnectedThermostats-Restaurant | 0.012197 | 0.012291 | 0.01216 | 0.012039 | 0.011932 | 0.01065 | 0.0084595 | 0.0067059 | 0.0052997 | 0.0021795 | 0 | 0 | 0 | 0 | 0 | 0 | 0 | 0 | 0 | 0 | 0.093914 | 0.093914 | 0.093914 | 0.093914 | 0.07127 | 0.43588 | 0
Retro12Med | Retro | ConnectedThermostats | Commercial | HVAC | 4.2145e-05 | 3.1203e-05 | 0.47807 | 61.4406 | 60-70 | 40-100 | Lodging | ConnectedThermostats-Lodging | 0 | 0 | 0 | 0 | 0 | 0 | 0 | 0 | 0 | 0 | 0 | 0 | 0 | 0 | 0 | 0 | 0 | 0 | 0 | 0 | 0 | 0 | 0 | 0 | 0 | 0.59306 | 0
Retro12Med | Retro | ConnectedThermostats | Commercial | HVAC | 2.0706e-05 | 1.533e-05 | 0.23488 | 121.9409 | 120-130 | >100 | Hospital | ConnectedThermostats-Hospital | 0 | 0 | 0 | 0 | 0 | 0 | 0 | 0 | 0 | 0 | 0 | 0 | 0 | 0 | 0 | 0 | 0 | 0 | 0 | 0 | 0 | 0 | 0 | 0 | 0 | 0.42716 | 0
Retro12Med | Retro | ConnectedThermostats | Commercial | HVAC | 3.7809e-05 | 2.7993e-05 | 0.42889 | 68.5204 | 60-70 | 40-100 | Residential Care | ConnectedThermostats-Residential Care | 0.038561 | 0.039215 | 0.039105 | 0.038989 | 0.03893 | 0.034956 | 0.027957 | 0.022184 | 0.017601 | 0.014033 | 0.011204 | 0.0033537 | 0 | 0 | 0 | 0 | 0 | 0 | 0 | 0 | 0.32609 | 0.32609 | 0.32609 | 0.32274 | 0.22976 | 0.55524 | 0
Retro12Med | Retro | ConnectedThermostats | Commercial | HVAC | 2.1798e-05 | 1.6139e-05 | 0.24727 | 117.55 | 110-120 | >100 | Assembly | ConnectedThermostats-Assembly | 0.16292 | 0.16408 | 0.16459 | 0.16268 | 0.16193 | 0.14534 | 0.11613 | 0.092648 | 0.073896 | 0.059015 | 0.046987 | 0.01734 | 0 | 0 | 0 | 0 | 0 | 0 | 0 | 0 | 1.3675 | 1.3675 | 1.3675 | 1.3502 | 0.96154 | 0.42542 | 0
Retro12Med | Retro | ConnectedThermostats | Commercial | HVAC | 2.8107e-05 | 2.081e-05 | 0.31883 | 91.4169 | 90-100 | 40-100 | Other | ConnectedThermostats-Other | 0.16129 | 0.16248 | 0.16178 | 0.15984 | 0.15832 | 0.14232 | 0.11294 | 0.089237 | 0.070615 | 0.023107 | 0 | 0 | 0 | 0 | 0 | 0 | 0 | 0 | 0 | 0 | 1.2419 | 1.2419 | 1.2419 | 1.2419 | 0.94604 | 0.4778 | 0
LO5Med | New | ConnectedThermostats | Commercial | HVAC | 3.1858e-05 | 2.3587e-05 | 0.36138 | 80.5594 | 80-90 | 40-100 | Large Off | ConnectedThermostats-Large Off | 0 | 0 | 0 | 0 | 0 | 0 | 0 | 0 | 0 | 0 | 0 | 0 | 0 | 0 | 0 | 0 | 0 | 0 | 0 | 0 | 0 | 0 | 0 | 0 | 0 | 0.51107 | 0
LO5Med | New | ConnectedThermostats | Commercial | HVAC | 3.1377e-05 | 2.3231e-05 | 0.35593 | 81.6966 | 80-90 | 40-100 | Medium Off | ConnectedThermostats-Medium Off | 0.0009376 | 0.0020588 | 0.0028033 | 0.0036135 | 0.0049562 | 0.0081067 | 0.010898 | 0.014604 | 0.018268 | 0.019084 | 0.022769 | 0.024814 | 0.022727 | 0.026713 | 0.024997 | 0.027988 | 0.028015 | 0.031256 | 0.025436 | 0.027174 | 0.34722 | 0.34722 | 0.20735 | 0.1081 | 0.022476 | 0.50783 | 0
LO5Med | New | ConnectedThermostats | Commercial | HVAC | 3.6256e-05 | 2.6844e-05 | 0.41128 | 71.6494 | 70-80 | 40-100 | Small Off | ConnectedThermostats-Small Off | 0.00080671 | 0.0017906 | 0.0025342 | 0.0033843 | 0.0045775 | 0.0072226 | 0.0095354 | 0.012654 | 0.016357 | 0.017492 | 0.020383 | 0.022144 | 0.020887 | 0.023708 | 0.022479 | 0.02459 | 0.024789 | 0.026922 | 0.023219 | 0.024322 | 0.3098 | 0.3098 | 0.18596 | 0.096737 | 0.020316 | 0.53973 | 0
LO5Med | New | ConnectedThermostats | Commercial | HVAC | 1.817e-05 | 1.3453e-05 | 0.20612 | 141.2142 | 140-150 | >100 | XLarge Ret | ConnectedThermostats-XLarge Ret | 0 | 0 | 0 | 0 | 0 | 0 | 0 | 0 | 0 | 0 | 0 | 0 | 0 | 0 | 0 | 0 | 0 | 0 | 0 | 0 | 0 | 0 | 0 | 0 | 0 | 0.39305 | 0
LO5Med | New | ConnectedThermostats | Commercial | HVAC | 1.5261e-05 | 1.1299e-05 | 0.17312 | 167.8378 | 160-170 | >100 | Large Ret | ConnectedThermostats-Large Ret | 0 | 0 | 0 | 0 | 0 | 0 | 0 | 0 | 0 | 0 | 0 | 0 | 0 | 0 | 0 | 0 | 0 | 0 | 0 | 0 | 0 | 0 | 0 | 0 | 0 | 0.36926 | 0
LO5Med | New | ConnectedThermostats | Commercial | HVAC | 1.9805e-05 | 1.4663e-05 | 0.22466 | 129.6969 | 120-130 | >100 | Medium Ret | ConnectedThermostats-Medium Ret | 0.00024002 | 0.00053618 | 0.0011345 | 0.0025125 | 0.0031098 | 0.0055357 | 0.0070401 | 0.0067743 | 0.01228 | 0.012602 | 0.015077 | 0.014655 | 0.016261 | 0.015942 | 0.016184 | 0.016123 | 0.016851 | 0.014891 | 0.014817 | 0.014233 | 0.2068 | 0.2068 | 0.12988 | 0.066842 | 0.013069 | 0.40636 | 0
LO5Med | New | ConnectedThermostats | Commercial | HVAC | 2.6482e-05 | 1.9607e-05 | 0.3004 | 97.3825 | 90-100 | 40-100 | Small Ret | ConnectedThermostats-Small Ret | 0.00018228 | 0.00040231 | 0.00078879 | 0.0015341 | 0.0019681 | 0.0032778 | 0.0041796 | 0.0042077 | 0.0074505 | 0.0078246 | 0.0091672 | 0.0091514 | 0.0099706 | 0.0098599 | 0.0099714 | 0.0099434 | 0.010329 | 0.0093663 | 0.0094539 | 0.0091403 | 0.12817 | 0.12817 | 0.079936 | 0.040983 | 0.0081534 | 0.46096 | 0
LO5Med | New | ConnectedThermostats | Commercial | HVAC | 2.0745e-05 | 1.5359e-05 | 0.23532 | 122.9246 | 120-130 | >100 | School K-12 | ConnectedThermostats-School K-12 | 0.00027365 | 0.00060633 | 0.001016 | 0.0014891 | 0.0020225 | 0.002611 | 0.0033423 | 0.0040776 | 0.0057818 | 0.006517 | 0.0070408 | 0.0076966 | 0.007741 | 0.0077848 | 0.0077577 | 0.0079765 | 0.0078139 | 0.0080154 | 0.0081658 | 0.008431 | 0.10616 | 0.10616 | 0.065758 | 0.034778 | 0.0080185 | 0.42 | 0
LO5Med | New | ConnectedThermostats | Commercial | HVAC | 2.2667e-05 | 1.6782e-05 | 0.25712 | 112.7077 | 110-120 | >100 | University | ConnectedThermostats-University | 0 | 0 | 0 | 0 | 0 | 0 | 0 | 0 | 0 | 0 | 0 | 0 | 0 | 0 | 0 | 0 | 0 | 0 | 0 | 0 | 0 | 0 | 0 | 0 | 0 | 0.4352 | 0
LO5Med | New | ConnectedThermostats | Commercial | HVAC | 1.938e-05 | 1.4349e-05 | 0.21984 | 132.5305 | 130-140 | >100 | Warehouse | ConnectedThermostats-Warehouse | 0.00031283 | 0.00088482 | 0.0014128 | 0.0021011 | 0.0022019 | 0.0033667 | 0.0042729 | 0.0041215 | 0.00613 | 0.0069532 | 0.0075057 | 0.0075088 | 0.0074545 | 0.0088303 | 0.0087591 | 0.010162 | 0.0088755 | 0.0091222 | 0.0090492 | 0.0089173 | 0.11794 | 0.11794 | 0.071816 | 0.039264 | 0.01028 | 0.40272 | 0
LO5Med | New | ConnectedThermostats | Commercial | HVAC | 5.2471e-05 | 3.8849e-05 | 0.59521 | 31.005 | 30-40 | <40 | Supermarket | ConnectedThermostats-Supermarket | 0.00012653 | 0.00028426 | 0.00046689 | 0.00070849 | 0.0010531 | 0.0014815 | 0.0019402 | 0.0020429 | 0.0035769 | 0.0036793 | 0.0044757 | 0.0041214 | 0.0048312 | 0.0048965 | 0.005069 | 0.0050788 | 0.0053593 | 0.0045158 | 0.0047234 | 0.0045652 | 0.062996 | 0.062996 | 0.038754 | 0.019836 | 0.0041207 | 0.97391 | 0
LO5Med | New | ConnectedThermostats | Commercial | HVAC | 9.2991e-05 | 6.8849e-05 | 1.0548 | 18.3863 | 10-20 | <40 | MiniMart | ConnectedThermostats-MiniMart | 0.00014988 | 0.00032917 | 0.00055583 | 0.00080068 | 0.0026401 | 0.0038051 | 0.0046982 | 0.0049848 | 0.0083777 | 0.0086921 | 0.0098504 | 0.010028 | 0.010688 | 0.01104 | 0.011072 | 0.010892 | 0.011453 | 0.010259 | 0.010602 | 0.011084 | 0.142 | 0.142 | 0.087712 | 0.044884 | 0.0082808 | 1.2455 | 1
LO5Med | New | ConnectedThermostats | Commercial | HVAC | 2.2789e-05 | 1.6872e-05 | 0.2585 | 112.161 | 110-120 | >100 | Restaurant | ConnectedThermostats-Restaurant | 7.5014e-05 | 0.00014891 | 0.00023269 | 0.00034351 | 0.00049162 | 0.00072477 | 0.0009059 | 0.00088876 | 0.0016582 | 0.0017168 | 0.0021876 | 0.0020219 | 0.0024706 | 0.0022588 | 0.0025108 | 0.0024759 | 0.0027594 | 0.0024675 | 0.0026849 | 0.0023347 | 0.031358 | 0.031358 | 0.018636 | 0.0093738 | 0.0020165 | 0.43588 | 0
LO5Med | New | ConnectedThermostats | Commercial | HVAC | 4.2145e-05 | 3.1203e-05 | 0.47807 | 61.4406 | 60-70 | 40-100 | Lodging | ConnectedThermostats-Lodging | 0 | 0 | 0 | 0 | 0 | 0 | 0 | 0 | 0 | 0 | 0 | 0 | 0 | 0 | 0 | 0 | 0 | 0 | 0 | 0 | 0 | 0 | 0 | 0 | 0 | 0.59306 | 0
LO5Med | New | ConnectedThermostats | Commercial | HVAC | 2.0706e-05 | 1.533e-05 | 0.23488 | 121.9409 | 120-130 | >100 | Hospital | ConnectedThermostats-Hospital | 0 | 0 | 0 | 0 | 0 | 0 | 0 | 0 | 0 | 0 | 0 | 0 | 0 | 0 | 0 | 0 | 0 | 0 | 0 | 0 | 0 | 0 | 0 | 0 | 0 | 0.42716 | 0
LO5Med | New | ConnectedThermostats | Commercial | HVAC | 3.7809e-05 | 2.7993e-05 | 0.42889 | 68.5204 | 60-70 | 40-100 | Residential Care | ConnectedThermostats-Residential Care | 0.00029787 | 0.00070363 | 0.0012383 | 0.0020219 | 0.0029499 | 0.0044169 | 0.0048498 | 0.0049784 | 0.0059914 | 0.0073009 | 0.0074569 | 0.0073025 | 0.0065474 | 0.0068313 | 0.0068268 | 0.0080292 | 0.0076345 | 0.008062 | 0.0082034 | 0.0087784 | 0.11042 | 0.11042 | 0.069714 | 0.042206 | 0.011628 | 0.55524 | 0
LO5Med | New | ConnectedThermostats | Commercial | HVAC | 2.1798e-05 | 1.6139e-05 | 0.24727 | 117.55 | 110-120 | >100 | Assembly | ConnectedThermostats-Assembly | 0.00069623 | 0.0025906 | 0.0027225 | 0.003963 | 0.0062556 | 0.010273 | 0.014469 | 0.019159 | 0.025688 | 0.028696 | 0.029625 | 0.029558 | 0.034396 | 0.035156 | 0.035846 | 0.037565 | 0.038891 | 0.039723 | 0.036541 | 0.037134 | 0.46895 | 0.46895 | 0.27909 | 0.14414 | 0.026501 | 0.42542 | 0
LO5Med | New | ConnectedThermostats | Commercial | HVAC | 2.8107e-05 | 2.081e-05 | 0.31883 | 91.4169 | 90-100 | 40-100 | Other | ConnectedThermostats-Other | 0.00097105 | 0.0027841 | 0.0039756 | 0.0056606 | 0.0112 | 0.015318 | 0.016834 | 0.018777 | 0.027731 | 0.031036 | 0.034172 | 0.031543 | 0.031504 | 0.031596 | 0.033799 | 0.031836 | 0.036642 | 0.040979 | 0.035037 | 0.035941 | 0.47734 | 0.47734 | 0.2969 | 0.16846 | 0.039909 | 0.4778 | 0
LO12Med | NR | Cooking | Commercial | Food Preparation | 1.8992 | 1.0354 | 20016.6488 | -53.7335 | <0 | <40 | Restaurant | Steamer | 0.098825 | 0.20017 | 0.30398 | 0.41021 | 0.51883 | 0.61929 | 0.70271 | 0.7723 | 0.83065 | 0.87986 | 0.92164 | 0.95741 | 0.52483 | 0 | 0 | 0 | 0 | 0 | 0 | 0 | 7.7407 | 7.7407 | 7.7407 | 6.2584 | 2.1513 | 23.3868 | 1
LO5Med | NR | Cooking | Commercial | Food Preparation | 0.58432 | 0.31984 | 6156.5355 | -86.3848 | <0 | <40 | Restaurant | Combo Oven | 0.03858 | 0.087045 | 0.14756 | 0.21917 | 0.30236 | 0.40116 | 0.51143 | 0.62629 | 0.7371 | 0.83528 | 0.91459 | 0.97287 | 1.0122 | 0.88079 | 0 | 0 | 0 | 0 | 0 | 0 | 7.6864 | 7.6864 | 7.6864 | 4.8206 | 1.1959 | 8.5869 | 1
LO5Med | NR | Cooking | Commercial | Food Preparation | 0.30002 | 0.16296 | 3163.0197 | 10.1115 | 10-20 | <40 | Restaurant | HFHC | 0.021048 | 0.047489 | 0.080503 | 0.11957 | 0.16496 | 0.21886 | 0.27902 | 0.34169 | 0.40214 | 0.4557 | 0.49897 | 0.53077 | 0.55221 | 0.56525 | 0.57071 | 0.57614 | 0.58155 | 0.050641 | 0 | 0 | 6.0572 | 6.0572 | 4.8489 | 2.6299 | 0.65243 | 1.7061 | 1
LO5Med | NR | Cooking | Commercial | Food Preparation | 0.34034 | 0.18486 | 3588.1374 | 10.913 | 10-20 | <40 | Restaurant | Griddle | 0.0091684 | 0.020686 | 0.035067 | 0.052087 | 0.071855 | 0.095335 | 0.12154 | 0.14884 | 0.17517 | 0.1985 | 0.21735 | 0.2312 | 0.24054 | 0.24622 | 0.2486 | 0.25097 | 0.25332 | 0.25567 | 0.17231 | 0 | 3.0444 | 3.0444 | 2.1122 | 1.1456 | 0.2842 | 1.6569 | 1
LO5Med | NR | Cooking | Commercial | Food Preparation | 0.18669 | 0.10799 | 1764.2173 | 17.0481 | 10-20 | <40 | Restaurant | Overwrapper | 0.0072303 | 0.016313 | 0.027654 | 0.041076 | 0.056665 | 0.075182 | 0.095848 | 0.11737 | 0.13814 | 0.15654 | 0.17141 | 0.18233 | 0.18969 | 0.19417 | 0.19605 | 0.19792 | 0.13714 | 0 | 0 | 0 | 2.0007 | 2.0007 | 1.6657 | 0.90343 | 0.22412 | 1.3486 | 1
LO5Med | NR | Cooking | Commercial | Food Preparation | 0.076203 | 0.04139 | 803.3896 | 70.6842 | 70-80 | 40-100 | Restaurant | Convection Oven | 0.0090623 | 0.020447 | 0.034661 | 0.051484 | 0.071023 | 0.094231 | 0.12013 | 0.14711 | 0.17314 | 0.19621 | 0.21484 | 0.22853 | 0.23776 | 0.24337 | 0.063832 | 0 | 0 | 0 | 0 | 0 | 1.9058 | 1.9058 | 1.9058 | 1.1323 | 0.28091 | 0.52621 | 0
LO12Med | NR | Cooking | Commercial | Food Preparation | 0.17509 | 0.095104 | 1845.9781 | 129.4464 | 120-130 | >100 | Restaurant | Fryer | 0.0068048 | 0.013783 | 0.020931 | 0.028246 | 0.035725 | 0.042643 | 0.048387 | 0.053179 | 0.057196 | 0.060585 | 0.04708 | 0 | 0 | 0 | 0 | 0 | 0 | 0 | 0 | 0 | 0.41456 | 0.41456 | 0.41456 | 0.41456 | 0.14813 | 0.31493 | 0
LO12Med | New | DHP | Commercial | HVAC | 0.00020784 | 0.00010448 | 1.6263 | 67.3065 | 60-70 | 40-100 | Small Off | DHP-New-Small Off | 0.0048792 | 0.0097223 | 0.012327 | 0.014956 | 0.018546 | 0.026327 | 0.030936 | 0.036845 | 0.043524 | 0.043505 | 0.048499 | 0.051455 | 0.048154 | 0.054852 | 0.052715 | 0.058283 | 0.058759 | 0.063817 | 0.05504 | 0.057655 | 0.7908 | 0.7908 | 0.49724 | 0.29007 | 0.086757 | 0.57178 | 0
LO12Med | New | DHP | Commercial | HVAC | 0.00020784 | 0.00010448 | 1.6263 | 67.3065 | 60-70 | 40-100 | Small Ret | DHP-New-Small Ret | 0.0027113 | 0.0053724 | 0.0094359 | 0.016674 | 0.019611 | 0.029384 | 0.033348 | 0.030131 | 0.048756 | 0.047862 | 0.053644 | 0.052297 | 0.056532 | 0.056104 | 0.057509 | 0.057962 | 0.060215 | 0.054603 | 0.055114 | 0.053286 | 0.80055 | 0.80055 | 0.51937 | 0.29693 | 0.083188 | 0.57178 | 0
LO12Med | New | DHP | Commercial | HVAC | 0.00020784 | 0.00010448 | 1.6263 | 67.3065 | 60-70 | 40-100 | MiniMart | DHP-New-MiniMart | 0.00036744 | 0.00072448 | 0.0010959 | 0.0014343 | 0.0043358 | 0.0056221 | 0.0061785 | 0.0058832 | 0.0090358 | 0.0087631 | 0.0095004 | 0.009445 | 0.009988 | 0.010354 | 0.010525 | 0.010465 | 0.011004 | 0.0098573 | 0.010187 | 0.01065 | 0.14542 | 0.14542 | 0.093253 | 0.052941 | 0.01358 | 0.57178 | 0
LO12Med | New | DHP | Commercial | HVAC | 0.00020784 | 0.00010448 | 1.6263 | 67.3065 | 60-70 | 40-100 | Restaurant | DHP-New-Restaurant | 0.00040391 | 0.00071979 | 0.0010076 | 0.0013514 | 0.0017733 | 0.0023519 | 0.0026165 | 0.0023037 | 0.003928 | 0.0038014 | 0.0046339 | 0.0041827 | 0.0050708 | 0.0046524 | 0.0052418 | 0.0052244 | 0.005823 | 0.0052071 | 0.0056659 | 0.0049269 | 0.070886 | 0.070886 | 0.044039 | 0.024891 | 0.0076079 | 0.57178 | 0
LO12Med | New | DHP | Commercial | HVAC | 0.00020784 | 0.00010448 | 1.6263 | 67.3065 | 60-70 | 40-100 | Other | DHP-New-Other | 0.00074281 | 0.0019119 | 0.0024458 | 0.0031638 | 0.0057391 | 0.0070618 | 0.0069072 | 0.0069147 | 0.0093322 | 0.009763 | 0.010284 | 0.00927 | 0.0091861 | 0.0092456 | 0.010024 | 0.0095435 | 0.010985 | 0.012286 | 0.010504 | 0.010775 | 0.15609 | 0.15609 | 0.10199 | 0.064266 | 0.021065 | 0.57178 | 0
Retro12Med | Retro | DHP | Commercial | HVAC | 0.00044527 | 0.00022384 | 3.4841 | 97.4451 | 90-100 | 40-100 | Small Off | DHP-Retro-Small Off | 1.4541 | 1.4497 | 1.4454 | 1.4411 | 1.4367 | 1.2892 | 1.0282 | 0.82013 | 0.65414 | 0.52174 | 0.41614 | 0.33191 | 0.26473 | 0.025818 | 0 | 0 | 0 | 0 | 0 | 0 | 12.5791 | 12.5791 | 12.5791 | 11.9566 | 8.5162 | 0.42721 | 0
Retro12Med | Retro | DHP | Commercial | HVAC | 0.00043701 | 0.00021969 | 3.4195 | 99.6965 | 90-100 | 40-100 | Small Ret | DHP-Retro-Small Ret | 0.83667 | 0.83282 | 0.82899 | 0.82517 | 0.82138 | 0.73584 | 0.58596 | 0.46662 | 0.37158 | 0.29589 | 0.23563 | 0.18763 | 0.0034342 | 0 | 0 | 0 | 0 | 0 | 0 | 0 | 7.0276 | 7.0276 | 7.0276 | 6.8365 | 4.8809 | 0.41929 | 0
Retro12Med | Retro | DHP | Commercial | HVAC | 0.00078117 | 0.0003927 | 6.1124 | 46.1892 | 40-50 | 40-100 | MiniMart | DHP-Retro-MiniMart | 0.27019 | 0.26954 | 0.26889 | 0.26825 | 0.2676 | 0.24027 | 0.19175 | 0.15303 | 0.12213 | 0.097471 | 0.07779 | 0.062083 | 0.049547 | 0.027517 | 0 | 0 | 0 | 0 | 0 | 0 | 2.3661 | 2.3661 | 2.3661 | 2.2269 | 1.5847 | 0.74949 | 0
Retro12Med | Retro | DHP | Commercial | HVAC | 0.00078117 | 0.0003927 | 6.1124 | 46.1892 | 40-50 | 40-100 | Restaurant | DHP-Retro-Restaurant | 0.083371 | 0.08262 | 0.081877 | 0.08114 | 0.08041 | 0.071717 | 0.056858 | 0.045077 | 0.035737 | 0.023528 | 0 | 0 | 0 | 0 | 0 | 0 | 0 | 0 | 0 | 0 | 0.64233 | 0.64233 | 0.64233 | 0.64233 | 0.48113 | 0.74949 | 0
Retro12Med | Retro | DHP | Commercial | HVAC | 0.00043701 | 0.00021969 | 3.4195 | 99.6965 | 90-100 | 40-100 | Other | DHP-Retro-Other | 0.094996 | 0.094141 | 0.093293 | 0.092454 | 0.091622 | 0.081717 | 0.064785 | 0.051362 | 0.04072 | 0.0265 | 0 | 0 | 0 | 0 | 0 | 0 | 0 | 0 | 0 | 0 | 0.73159 | 0.73159 | 0.73159 | 0.73159 | 0.54822 | 0.41929 | 0
Retro3Slow | Retro | Commercial EM | Commercial | HVAC | 7.6247e-05 | 5.6452e-05 | 0.86492 | 45.6653 | 40-50 | 40-100 | Large Off | Commercial EM-Large Off-Retro | 0.087703 | 0.13745 | 0.27407 | 0.47818 | 0.74161 | 1.0351 | 1.3135 | 1.5278 | 1.6404 | 1.6355 | 1.5219 | 1.3276 | 1.0901 | 0.84529 | 0.62098 | 0.43338 | 0.26336 | 0 | 0 | 0 | 14.9739 | 14.9739 | 14.2772 | 10.3932 | 2.7541 | 0.78025 | 0
Retro3Slow | Retro | Commercial EM | Commercial | HVAC | 8.4279e-05 | 6.2399e-05 | 0.95603 | 35.9879 | 30-40 | <40 | Medium Off | Commercial EM-Medium Off-Retro | 0.0077259 | 0.012108 | 0.024143 | 0.042124 | 0.06533 | 0.091188 | 0.11571 | 0.13459 | 0.14451 | 0.14407 | 0.13406 | 0.11695 | 0.096027 | 0.074463 | 0.054703 | 0.038177 | 0.0232 | 0 | 0 | 0 | 1.3191 | 1.3191 | 1.2577 | 0.91556 | 0.24262 | 0.8922 | 0
Retro3Slow | Retro | Commercial EM | Commercial | HVAC | 6.2784e-05 | 4.6484e-05 | 0.7122 | 48.6367 | 40-50 | 40-100 | Small Off | Commercial EM-Small Off-Retro | 0 | 0 | 0 | 0 | 0 | 0 | 0 | 0 | 0 | 0 | 0 | 0 | 0 | 0 | 0 | 0 | 0 | 0 | 0 | 0 | 0 | 0 | 0 | 0 | 0 | 0.76012 | 0
Retro3Slow | Retro | Commercial EM | Commercial | HVAC | 8.4984e-05 | 6.2921e-05 | 0.96402 | 38.3893 | 30-40 | <40 | XLarge Ret | Commercial EM-XLarge Ret-Retro | 0.0026599 | 0.0041619 | 0.0082855 | 0.014433 | 0.022348 | 0.031143 | 0.039455 | 0.045819 | 0.049116 | 0.04889 | 0.045421 | 0.03956 | 0.032429 | 0.025107 | 0.018415 | 0.012831 | 0.0004163 | 0 | 0 | 0 | 0.44049 | 0.44049 | 0.42724 | 0.31173 | 0.083032 | 0.86204 | 0
Retro3Slow | Retro | Commercial EM | Commercial | HVAC | 5.3965e-05 | 3.9955e-05 | 0.61216 | 69.5939 | 60-70 | 40-100 | Large Ret | Commercial EM-Large Ret-Retro | 0.017073 | 0.026714 | 0.053183 | 0.092642 | 0.14345 | 0.1999 | 0.25325 | 0.2941 | 0.31527 | 0.31382 | 0.29155 | 0.25393 | 0.20816 | 0.16116 | 0.1182 | 0.082359 | 0.0026721 | 0 | 0 | 0 | 2.8274 | 2.8274 | 2.7424 | 2.0009 | 0.53296 | 0.62108 | 0
Retro3Slow | Retro | Commercial EM | Commercial | HVAC | 5.2984e-05 | 3.9228e-05 | 0.60102 | 56.0241 | 50-60 | 40-100 | Medium Ret | Commercial EM-Medium Ret-Retro | 0.00070081 | 0.0010965 | 0.002183 | 0.0038027 | 0.0058881 | 0.0082054 | 0.010395 | 0.012072 | 0.012941 | 0.012881 | 0.011967 | 0.010423 | 0.0085442 | 0.006615 | 0.0048518 | 0.0033806 | 0.00010968 | 0 | 0 | 0 | 0.11606 | 0.11606 | 0.11257 | 0.082133 | 0.021877 | 0.71241 | 0
Retro3Slow | Retro | Commercial EM | Commercial | HVAC | 8.7712e-05 | 6.494e-05 | 0.99497 | 18.3941 | 10-20 | <40 | Small Ret | Commercial EM-Small Ret-Retro | 0 | 0 | 0 | 0 | 0 | 0 | 0 | 0 | 0 | 0 | 0 | 0 | 0 | 0 | 0 | 0 | 0 | 0 | 0 | 0 | 0 | 0 | 0 | 0 | 0 | 1.2229 | 1
Retro3Slow | Retro | Commercial EM | Commercial | HVAC | 4.7418e-05 | 3.5107e-05 | 0.53789 | 0.1262 | 0-10 | <40 | School K-12 | Commercial EM-School K-12-Retro | 0.017854 | 0.028006 | 0.055895 | 0.09761 | 0.15152 | 0.21168 | 0.26885 | 0.313 | 0.33637 | 0.33566 | 0.31262 | 0.27297 | 0.22433 | 0.17411 | 0.12802 | 0.089428 | 0.059493 | 0.023626 | 0 | 0 | 3.101 | 3.101 | 2.9285 | 2.1291 | 0.56257 | 1.7107 | 1
Retro3Slow | Retro | Commercial EM | Commercial | HVAC | 4.7796e-05 | 3.5387e-05 | 0.54217 | 80.6287 | 80-90 | 40-100 | University | Commercial EM-University-Retro | 0.028978 | 0.045442 | 0.090665 | 0.15828 | 0.24563 | 0.34305 | 0.43557 | 0.50694 | 0.54463 | 0.54332 | 0.50588 | 0.44158 | 0.36278 | 0.28149 | 0.20691 | 0.14449 | 0.096097 | 0.022724 | 0 | 0 | 5.0045 | 5.0045 | 4.7411 | 3.4484 | 0.91205 | 0.57316 | 0
Retro3Slow | Retro | Commercial EM | Commercial | HVAC | 4.5452e-05 | 3.3652e-05 | 0.51559 | 4.3783 | 0-10 | <40 | Warehouse | Commercial EM-Warehouse-Retro | 0 | 0 | 0 | 0 | 0 | 0 | 0 | 0 | 0 | 0 | 0 | 0 | 0 | 0 | 0 | 0 | 0 | 0 | 0 | 0 | 0 | 0 | 0 | 0 | 0 | 1.6971 | 1
Retro3Slow | Retro | Commercial EM | Commercial | HVAC | 0.00017526 | 0.00012976 | 1.9881 | 148.5274 | 140-150 | >100 | Supermarket | Commercial EM-Supermarket-Retro | 0.0032901 | 0.0051473 | 0.010246 | 0.017846 | 0.027629 | 0.038498 | 0.048766 | 0.056626 | 0.060693 | 0.060407 | 0.056114 | 0.048868 | 0.040054 | 0.031006 | 0.022739 | 0.01567 | 0 | 0 | 0 | 0 | 0.5436 | 0.5436 | 0.52793 | 0.38526 | 0.10266 | 0.32053 | 0
Retro3Slow | Retro | Commercial EM | Commercial | HVAC | 0.00017526 | 0.00012976 | 1.9881 | 148.5274 | 140-150 | >100 | MiniMart | Commercial EM-MiniMart-Retro | 0 | 0 | 0 | 0 | 0 | 0 | 0 | 0 | 0 | 0 | 0 | 0 | 0 | 0 | 0 | 0 | 0 | 0 | 0 | 0 | 0 | 0 | 0 | 0 | 0 | 0.32053 | 0
Retro3Slow | Retro | Commercial EM | Commercial | HVAC | 0.00012499 | 9.2539e-05 | 1.4178 | 137.5833 | 130-140 | >100 | Restaurant | Commercial EM-Restaurant-Retro | 0.00076258 | 0.0011879 | 0.0023544 | 0.0040832 | 0.0062945 | 0.0087329 | 0.011015 | 0.012735 | 0.013591 | 0.013469 | 0.012458 | 0.010802 | 0.0088159 | 0.0067951 | 0.0029954 | 0 | 0 | 0 | 0 | 0 | 0.11609 | 0.11609 | 0.11609 | 0.086682 | 0.023415 | 0.35972 | 0
Retro3Slow | Retro | Commercial EM | Commercial | HVAC | 0.00011677 | 8.6451e-05 | 1.3245 | -4.2347 | <0 | <40 | Lodging | Commercial EM-Lodging-Retro | 0.0091931 | 0.014397 | 0.028688 | 0.050018 | 0.077518 | 0.10812 | 0.1371 | 0.15936 | 0.17098 | 0.17035 | 0.15841 | 0.13809 | 0.1133 | 0.087799 | 0.064454 | 0.044951 | 0.016026 | 0 | 0 | 0 | 1.5488 | 1.5488 | 1.4878 | 1.0841 | 0.28794 | 2.5107 | 1
Retro3Slow | Retro | Commercial EM | Commercial | HVAC | 0.00016442 | 0.00012173 | 1.8651 | 67.5706 | 60-70 | 40-100 | Hospital | Commercial EM-Hospital-Retro | 0.093096 | 0.14574 | 0.29028 | 0.50591 | 0.78375 | 1.0927 | 1.3851 | 1.6093 | 1.726 | 1.7189 | 1.5977 | 1.3923 | 1.1419 | 0.88449 | 0.64906 | 0.45248 | 0.096219 | 0 | 0 | 0 | 15.5649 | 15.5649 | 15.0162 | 10.9485 | 2.9115 | 0.59704 | 0
Retro3Slow | Retro | Commercial EM | Commercial | HVAC | 0.00012021 | 8.9004e-05 | 1.3637 | 43.5004 | 40-50 | 40-100 | Residential Care | Commercial EM-Residential Care-Retro | 0.0061851 | 0.0096825 | 0.019286 | 0.033611 | 0.05207 | 0.072599 | 0.09202 | 0.10692 | 0.11467 | 0.1142 | 0.10615 | 0.092499 | 0.075863 | 0.058763 | 0.043121 | 0.030061 | 0.0063925 | 0 | 0 | 0 | 1.0341 | 1.0341 | 0.99763 | 0.72739 | 0.19343 | 0.80961 | 0
Retro3Slow | Retro | Commercial EM | Commercial | HVAC | 0.00011145 | 8.2513e-05 | 1.2642 | 27.2901 | 20-30 | <40 | Assembly | Commercial EM-Assembly-Retro | 0 | 0 | 0 | 0 | 0 | 0 | 0 | 0 | 0 | 0 | 0 | 0 | 0 | 0 | 0 | 0 | 0 | 0 | 0 | 0 | 0 | 0 | 0 | 0 | 0 | 1.0298 | 1
Retro3Slow | Retro | Commercial EM | Commercial | HVAC | 0.00011145 | 8.2513e-05 | 1.2642 | 20.0683 | 20-30 | <40 | Other | Commercial EM-Other-Retro | 0 | 0 | 0 | 0 | 0 | 0 | 0 | 0 | 0 | 0 | 0 | 0 | 0 | 0 | 0 | 0 | 0 | 0 | 0 | 0 | 0 | 0 | 0 | 0 | 0 | 1.1551 | 1
LO5Med | New | Commercial EM | Commercial | HVAC | 6.8622e-05 | 5.0807e-05 | 0.86492 | 54.2996 | 50-60 | 40-100 | Large Off | Commercial EM-Large Off-New | 0.0082874 | 0.017907 | 0.024465 | 0.034054 | 0.045887 | 0.070028 | 0.09654 | 0.1297 | 0.16209 | 0.17767 | 0.20187 | 0.21876 | 0.20555 | 0.2326 | 0.23256 | 0.25136 | 0.25381 | 0.28461 | 0.23719 | 0.25233 | 3.1373 | 3.1373 | 1.858 | 0.96849 | 0.20063 | 0.63967 | 0
LO5Med | New | Commercial EM | Commercial | HVAC | 7.5851e-05 | 5.6159e-05 | 0.95603 | 39.1421 | 30-40 | <40 | Medium Off | Commercial EM-Medium Off-New | 0.0012087 | 0.0026542 | 0.0036139 | 0.0046585 | 0.0063894 | 0.010451 | 0.014049 | 0.018827 | 0.023551 | 0.024603 | 0.029353 | 0.03199 | 0.029299 | 0.034438 | 0.032226 | 0.036081 | 0.036116 | 0.040294 | 0.032792 | 0.035032 | 0.44763 | 0.44763 | 0.26731 | 0.13936 | 0.028976 | 0.81583 | 0
LO5Med | New | Commercial EM | Commercial | HVAC | 5.6506e-05 | 4.1836e-05 | 0.7122 | 46.619 | 40-50 | 40-100 | Small Off | Commercial EM-Small Off-New | 0 | 0 | 0 | 0 | 0 | 0 | 0 | 0 | 0 | 0 | 0 | 0 | 0 | 0 | 0 | 0 | 0 | 0 | 0 | 0 | 0 | 0 | 0 | 0 | 0 | 0.71825 | 0
LO5Med | New | Commercial EM | Commercial | HVAC | 7.6485e-05 | 5.6628e-05 | 0.96402 | 38.6855 | 30-40 | <40 | XLarge Ret | Commercial EM-XLarge Ret-New | 0.00014485 | 0.00032052 | 0.00067928 | 0.0014432 | 0.0018222 | 0.0031272 | 0.0040035 | 0.0038907 | 0.0069881 | 0.0072344 | 0.0085415 | 0.0083482 | 0.0092822 | 0.0091286 | 0.0093122 | 0.0092606 | 0.0096654 | 0.0086528 | 0.0087323 | 0.0085519 | 0.11913 | 0.11913 | 0.074267 | 0.038196 | 0.0075373 | 0.82265 | 0
LO5Med | New | Commercial EM | Commercial | HVAC | 4.8568e-05 | 3.5959e-05 | 0.61216 | 70.0604 | 70-80 | 40-100 | Large Ret | Commercial EM-Large Ret-New | 0.00056718 | 0.0012716 | 0.0023396 | 0.0041658 | 0.0054667 | 0.0084656 | 0.010721 | 0.011418 | 0.019411 | 0.020623 | 0.023802 | 0.023823 | 0.02569 | 0.025757 | 0.025866 | 0.025987 | 0.026578 | 0.024885 | 0.025421 | 0.025133 | 0.33739 | 0.33739 | 0.20939 | 0.10825 | 0.022276 | 0.52238 | 0
LO5Med | New | Commercial EM | Commercial | HVAC | 4.7685e-05 | 3.5305e-05 | 0.60102 | 54.8156 | 50-60 | 40-100 | Medium Ret | Commercial EM-Medium Ret-New | 7.2977e-05 | 0.00016303 | 0.00034493 | 0.00076392 | 0.00094555 | 0.0016831 | 0.0021405 | 0.0020597 | 0.0037338 | 0.0038315 | 0.0045842 | 0.0044558 | 0.0049442 | 0.0048471 | 0.0049206 | 0.0049023 | 0.0051235 | 0.0045275 | 0.0045052 | 0.0043275 | 0.062877 | 0.062877 | 0.039491 | 0.020323 | 0.0039735 | 0.635 | 0
LO5Med | New | Commercial EM | Commercial | HVAC | 7.8941e-05 | 5.8446e-05 | 0.99497 | 16.647 | 10-20 | <40 | Small Ret | Commercial EM-Small Ret-New | 0 | 0 | 0 | 0 | 0 | 0 | 0 | 0 | 0 | 0 | 0 | 0 | 0 | 0 | 0 | 0 | 0 | 0 | 0 | 0 | 0 | 0 | 0 | 0 | 0 | 1.3797 | 1
LO5Med | New | Commercial EM | Commercial | HVAC | 4.2676e-05 | 3.1597e-05 | 0.53789 | 21.7274 | 20-30 | <40 | School K-12 | Commercial EM-School K-12-New | 0.0010024 | 0.0022211 | 0.0037218 | 0.0054547 | 0.0074087 | 0.0095644 | 0.012244 | 0.014937 | 0.02118 | 0.023873 | 0.025792 | 0.028194 | 0.028357 | 0.028517 | 0.028418 | 0.029219 | 0.028624 | 0.029362 | 0.029913 | 0.030884 | 0.38889 | 0.38889 | 0.24088 | 0.1274 | 0.029373 | 1.1934 | 1
LO5Med | New | Commercial EM | Commercial | HVAC | 4.3016e-05 | 3.1848e-05 | 0.54217 | 88.621 | 80-90 | 40-100 | University | Commercial EM-University-New | 0.0010655 | 0.0022731 | 0.0043673 | 0.0062094 | 0.0092256 | 0.012287 | 0.015668 | 0.018536 | 0.02345 | 0.027819 | 0.028856 | 0.030293 | 0.028834 | 0.030427 | 0.032539 | 0.035107 | 0.03415 | 0.036232 | 0.034137 | 0.037689 | 0.44916 | 0.44916 | 0.27185 | 0.14976 | 0.035428 | 0.42962 | 0
LO5Med | New | Commercial EM | Commercial | HVAC | 4.0907e-05 | 3.0287e-05 | 0.51559 | -0.19694 | <0 | <40 | Warehouse | Commercial EM-Warehouse-New | 0 | 0 | 0 | 0 | 0 | 0 | 0 | 0 | 0 | 0 | 0 | 0 | 0 | 0 | 0 | 0 | 0 | 0 | 0 | 0 | 0 | 0 | 0 | 0 | 0 | 2.8599 | 1
LO5Med | New | Commercial EM | Commercial | HVAC | 0.00015774 | 0.00011679 | 1.9881 | 153.0857 | 150-160 | >100 | Supermarket | Commercial EM-Supermarket-New | 0.00020649 | 0.0004639 | 0.00076194 | 0.0011562 | 0.0017185 | 0.0024177 | 0.0031662 | 0.0033338 | 0.0058372 | 0.0060043 | 0.0073039 | 0.0067258 | 0.0078841 | 0.0079908 | 0.0082722 | 0.0082882 | 0.008746 | 0.0073694 | 0.0077082 | 0.0074501 | 0.1028 | 0.1028 | 0.063243 | 0.03237 | 0.0067247 | 0.26573 | 0
LO5Med | New | Commercial EM | Commercial | HVAC | 0.00015774 | 0.00011679 | 1.9881 | 153.0857 | 150-160 | >100 | MiniMart | Commercial EM-MiniMart-New | 0 | 0 | 0 | 0 | 0 | 0 | 0 | 0 | 0 | 0 | 0 | 0 | 0 | 0 | 0 | 0 | 0 | 0 | 0 | 0 | 0 | 0 | 0 | 0 | 0 | 0.26573 | 0
LO5Med | New | Commercial EM | Commercial | HVAC | 0.00011249 | 8.3285e-05 | 1.4178 | 135.4104 | 130-140 | >100 | Restaurant | Commercial EM-Restaurant-New | 9.1092e-05 | 0.00018082 | 0.00028256 | 0.00041714 | 0.00059699 | 0.00088011 | 0.0011001 | 0.0010793 | 0.0020136 | 0.0020848 | 0.0026565 | 0.0024553 | 0.0030002 | 0.0027429 | 0.0030489 | 0.0030066 | 0.0033508 | 0.0029964 | 0.0032603 | 0.0028351 | 0.03808 | 0.03808 | 0.02263 | 0.011383 | 0.0024487 | 0.29677 | 0
LO5Med | New | Commercial EM | Commercial | HVAC | 0.00010509 | 7.7806e-05 | 1.3245 | 2.4373 | 0-10 | <40 | Lodging | Commercial EM-Lodging-New | 0.00057522 | 0.0010452 | 0.0015118 | 0.0022109 | 0.0033378 | 0.0051506 | 0.0066293 | 0.0063233 | 0.013114 | 0.012764 | 0.017326 | 0.015009 | 0.02042 | 0.016315 | 0.021137 | 0.020356 | 0.021572 | 0.020524 | 0.023956 | 0.019419 | 0.2487 | 0.2487 | 0.14287 | 0.069989 | 0.013831 | 2.449 | 1
LO5Med | New | Commercial EM | Commercial | HVAC | 0.00014798 | 0.00010956 | 1.8651 | 53.5486 | 50-60 | 40-100 | Hospital | Commercial EM-Hospital-New | 0.018511 | 0.051227 | 0.093672 | 0.1293 | 0.2042 | 0.30688 | 0.35751 | 0.36066 | 0.4493 | 0.54239 | 0.55754 | 0.55349 | 0.52135 | 0.52211 | 0.53864 | 0.6102 | 0.61482 | 0.61387 | 0.63958 | 0.66146 | 8.3467 | 8.3467 | 5.2068 | 3.0712 | 0.80379 | 0.64659 | 0
LO5Med | New | Commercial EM | Commercial | HVAC | 0.00010819 | 8.0103e-05 | 1.3637 | 40.499 | 40-50 | 40-100 | Residential Care | Commercial EM-Residential Care-New | 0.00099589 | 0.0023525 | 0.0041401 | 0.0067599 | 0.0098627 | 0.014767 | 0.016215 | 0.016645 | 0.020032 | 0.02441 | 0.024931 | 0.024415 | 0.021891 | 0.02284 | 0.022825 | 0.026845 | 0.025525 | 0.026954 | 0.027427 | 0.02935 | 0.36918 | 0.36918 | 0.23308 | 0.14111 | 0.038879 | 0.7962 | 0
LO5Med | New | Commercial EM | Commercial | HVAC | 0.0001003 | 7.4262e-05 | 1.2642 | 32.1282 | 30-40 | <40 | Assembly | Commercial EM-Assembly-New | 0 | 0 | 0 | 0 | 0 | 0 | 0 | 0 | 0 | 0 | 0 | 0 | 0 | 0 | 0 | 0 | 0 | 0 | 0 | 0 | 0 | 0 | 0 | 0 | 0 | 0.93497 | 0
LO5Med | New | Commercial EM | Commercial | HVAC | 0.0001003 | 7.4262e-05 | 1.2642 | 32.1283 | 30-40 | <40 | Other | Commercial EM-Other-New | 0 | 0 | 0 | 0 | 0 | 0 | 0 | 0 | 0 | 0 | 0 | 0 | 0 | 0 | 0 | 0 | 0 | 0 | 0 | 0 | 0 | 0 | 0 | 0 | 0 | 0.93497 | 0
Retro3Slow | Retro | Elevators | Commercial | Process Loads | 1.5157 | 1.0311 | 15590.5805 | 199.1637 | 190-200 | >100 | All | High-Rise_Hydraulic_Elevator_Efficiency | 0.28981 | 0.46136 | 0.93416 | 1.6546 | 2.6042 | 3.6881 | 4.7469 | 5.5993 | 6.0953 | 6.1598 | 5.8088 | 5.1343 | 4.2704 | 3.354 | 2.4953 | 1.7633 | 1.1866 | 0.76209 | 0.45675 | 0.31167 | 62.3343 | 57.7767 | 53.2963 | 38.0423 | 9.6322 | 0.21563 | 0
Retro3Slow | Retro | Elevators | Commercial | Process Loads | 0.024041 | 0.016355 | 247.2927 | 199.1637 | 190-200 | >100 | All | Low-Rise_Hydraulic_Elevator_Efficiency | 5.9104e-06 | 9.4089e-06 | 1.9051e-05 | 3.3744e-05 | 5.3111e-05 | 7.5214e-05 | 9.6808e-05 | 0.00011419 | 0.00012431 | 0.00012562 | 0.00011846 | 0.00010471 | 8.709e-05 | 6.8402e-05 | 5.0888e-05 | 3.5961e-05 | 2.4199e-05 | 1.5542e-05 | 9.3148e-06 | 6.3562e-06 | 0.0012712 | 0.0011783 | 0.0010869 | 0.00077583 | 0.00019644 | 0.21563 | 0
Retro3Slow | Retro | Elevators | Commercial | Process Loads | 0.80903 | 0.55037 | 8321.9771 | 199.1637 | 190-200 | >100 | All | Mid-Rise_Hydraulic_Elevator_Efficiency | 0.00092688 | 0.0014755 | 0.0029877 | 0.0052918 | 0.008329 | 0.011795 | 0.015182 | 0.017908 | 0.019494 | 0.019701 | 0.018578 | 0.016421 | 0.013658 | 0.010727 | 0.0079805 | 0.0056395 | 0.003795 | 0.0024374 | 0.0014608 | 0.0009968 | 0.19936 | 0.18478 | 0.17045 | 0.12167 | 0.030806 | 0.21563 | 0
Retro5Med | Retro | EBHeaterControl | Commercial | Process Loads | 0.41435 | 0.5305 | 2748.4311 | -14.1974 | <0 | <40 | Other | Wall-Mounted Vehicle Engine Block Heater Control_School Bus_HZ1 | 0 | 0 | 0 | 0 | 0 | 0 | 0 | 0 | 0 | 0 | 0 | 0 | 0 | 0 | 0 | 0 | 0 | 0 | 0 | 0 | 0 | 0 | 0 | 0 | 0 | 4.8948 | 1
Retro5Med | Retro | EBHeaterControl | Commercial | Process Loads | 0.40651 | 0.53205 | 2171.0299 | -16.7159 | <0 | <40 | Other | Wall-Mounted Vehicle Engine Block Heater Control_Delivery_HZ1 | 0 | 0 | 0 | 0 | 0 | 0 | 0 | 0 | 0 | 0 | 0 | 0 | 0 | 0 | 0 | 0 | 0 | 0 | 0 | 0 | 0 | 0 | 0 | 0 | 0 | 4.2834 | 1
Retro5Med | Retro | EBHeaterControl | Commercial | Process Loads | 0.26085 | 0.5397 | 1790.5412 | -8.6972 | <0 | <40 | Other | Wall-Mounted Vehicle Engine Block Heater Control_Mass Transit_HZ1 | 0 | 0 | 0 | 0 | 0 | 0 | 0 | 0 | 0 | 0 | 0 | 0 | 0 | 0 | 0 | 0 | 0 | 0 | 0 | 0 | 0 | 0 | 0 | 0 | 0 | 3.2935 | 1
Retro5Med | Retro | EBHeaterControl | Commercial | Process Loads | 0.27259 | 0.35677 | 1455.8206 | -9.4571 | <0 | <40 | Other | Wall-Mounted Vehicle Engine Block Heater Control_Residential_HZ1 | 0 | 0 | 0 | 0 | 0 | 0 | 0 | 0 | 0 | 0 | 0 | 0 | 0 | 0 | 0 | 0 | 0 | 0 | 0 | 0 | 0 | 0 | 0 | 0 | 0 | 2.8723 | 1
Retro5Med | Retro | EBHeaterControl | Commercial | Process Loads | 0.47436 | 0.54308 | 3103.8557 | -15.3943 | <0 | <40 | Other | Wall-Mounted Vehicle Engine Block Heater Control_School Bus_HZ2 | 0.011488 | 0.014285 | 0.017697 | 0.020792 | 0.023997 | 0.028379 | 0.031484 | 0.032519 | 0.030977 | 0.026909 | 0.021039 | 0.014066 | 0.0082486 | 0.0040105 | 0.0017132 | 0.00062889 | 0.00019828 | 4.3617e-05 | 7.0591e-06 | 8.5395e-07 | 0.31788 | 0.28848 | 0.2876 | 0.25956 | 0.11664 | 5.319 | 1
Retro5Med | Retro | EBHeaterControl | Commercial | Process Loads | 0.45718 | 0.54181 | 2374.9498 | -18.2874 | <0 | <40 | Other | Wall-Mounted Vehicle Engine Block Heater Control_Delivery_HZ2 | 0.18825 | 0.23409 | 0.29 | 0.34073 | 0.39324 | 0.46505 | 0.51594 | 0.53289 | 0.50762 | 0.44096 | 0.34477 | 0.2305 | 0.13517 | 0.065721 | 0.028074 | 0.010306 | 0.0032493 | 0.00071476 | 0.00011568 | 1.3994e-05 | 5.2091 | 4.7274 | 4.713 | 4.2535 | 1.9114 | 4.5568 | 1
Retro5Med | Retro | EBHeaterControl | Commercial | Process Loads | 0.3194 | 0.56804 | 1946.18 | -12.3328 | <0 | <40 | Other | Wall-Mounted Vehicle Engine Block Heater Control_Mass Transit_HZ2 | 0.0021009 | 0.0026124 | 0.0032364 | 0.0038025 | 0.0043885 | 0.00519 | 0.0057578 | 0.0059471 | 0.005665 | 0.0049211 | 0.0038477 | 0.0025723 | 0.0015085 | 0.00073345 | 0.0003133 | 0.00011501 | 3.6262e-05 | 7.9767e-06 | 1.291e-06 | 1.5617e-07 | 0.058133 | 0.052758 | 0.052597 | 0.047469 | 0.021331 | 3.6064 | 1
Retro5Med | Retro | EBHeaterControl | Commercial | Process Loads | 0.30354 | 0.35973 | 1576.8444 | -11.4511 | <0 | <40 | Other | Wall-Mounted Vehicle Engine Block Heater Control_Residential_HZ2 | 0.072614 | 0.090294 | 0.11186 | 0.13143 | 0.15168 | 0.17939 | 0.19901 | 0.20555 | 0.19581 | 0.17009 | 0.13299 | 0.08891 | 0.05214 | 0.025351 | 0.010829 | 0.0039753 | 0.0012534 | 0.00027571 | 4.4621e-05 | 5.3979e-06 | 2.0093 | 1.8235 | 1.818 | 1.6407 | 0.73727 | 3.0255 | 1
Retro5Med | Retro | EBHeaterControl | Commercial | Process Loads | 0.54059 | 0.60156 | 3416.5602 | -17.1412 | <0 | <40 | Other | Wall-Mounted Vehicle Engine Block Heater Control_School Bus_HZ3 | 0.0084299 | 0.010483 | 0.012987 | 0.015258 | 0.017609 | 0.020825 | 0.023104 | 0.023863 | 0.022732 | 0.019747 | 0.015439 | 0.010322 | 0.0060531 | 0.002943 | 0.0012572 | 0.0004615 | 0.00014551 | 3.2008e-05 | 5.1802e-06 | 6.2666e-07 | 0.23327 | 0.2117 | 0.21105 | 0.19048 | 0.085592 | 5.9996 | 1
Retro5Med | Retro | EBHeaterControl | Commercial | Process Loads | 0.51798 | 0.60226 | 2580.7657 | -20.5997 | <0 | <40 | Other | Wall-Mounted Vehicle Engine Block Heater Control_Delivery_HZ3 | 0.13638 | 0.16958 | 0.21009 | 0.24684 | 0.28488 | 0.3369 | 0.37376 | 0.38605 | 0.36774 | 0.31945 | 0.24977 | 0.16698 | 0.097924 | 0.047611 | 0.020338 | 0.007466 | 0.0023539 | 0.0005178 | 8.3803e-05 | 1.0138e-05 | 3.7737 | 3.4247 | 3.4143 | 3.0814 | 1.3847 | 5.0989 | 1
Retro5Med | Retro | EBHeaterControl | Commercial | Process Loads | 0.39039 | 0.63238 | 2129.9658 | -16.4999 | <0 | <40 | Other | Wall-Mounted Vehicle Engine Block Heater Control_Mass Transit_HZ3 | 0.0015328 | 0.0019061 | 0.0023614 | 0.0027744 | 0.003202 | 0.0037867 | 0.004201 | 0.0043391 | 0.0041333 | 0.0035906 | 0.0028073 | 0.0018768 | 0.0011006 | 0.00053514 | 0.00022859 | 8.3916e-05 | 2.6458e-05 | 5.82e-06 | 9.4193e-07 | 1.1395e-07 | 0.042415 | 0.038493 | 0.038376 | 0.034635 | 0.015563 | 4.1876 | 1
Retro5Med | Retro | EBHeaterControl | Commercial | Process Loads | 0.34339 | 0.39927 | 1710.9319 | -14.2805 | <0 | <40 | Other | Wall-Mounted Vehicle Engine Block Heater Control_Residential_HZ3 | 0.052526 | 0.065315 | 0.080917 | 0.09507 | 0.10972 | 0.12976 | 0.14396 | 0.14869 | 0.14164 | 0.12304 | 0.096199 | 0.064313 | 0.037716 | 0.018338 | 0.0078332 | 0.0028755 | 0.00090662 | 0.00019943 | 3.2277e-05 | 3.9046e-06 | 1.4535 | 1.319 | 1.315 | 1.1868 | 0.53331 | 3.3803 | 1
Retro5Med | Retro | EBHeaterControl | Commercial | Process Loads | 0.41435 | 0.5305 | 2748.4311 | -14.1974 | <0 | <40 | Other | Engine-Mounted Vehicle Engine Block Heater Control_School Bus_HZ1 | 0 | 0 | 0 | 0 | 0 | 0 | 0 | 0 | 0 | 0 | 0 | 0 | 0 | 0 | 0 | 0 | 0 | 0 | 0 | 0 | 0 | 0 | 0 | 0 | 0 | 4.8948 | 1
Retro5Med | Retro | EBHeaterControl | Commercial | Process Loads | 0.40651 | 0.53205 | 2171.0299 | -16.7159 | <0 | <40 | Other | Engine-Mounted Vehicle Engine Block Heater Control_Delivery_HZ1 | 0 | 0 | 0 | 0 | 0 | 0 | 0 | 0 | 0 | 0 | 0 | 0 | 0 | 0 | 0 | 0 | 0 | 0 | 0 | 0 | 0 | 0 | 0 | 0 | 0 | 4.2834 | 1
Retro5Med | Retro | EBHeaterControl | Commercial | Process Loads | 0.26085 | 0.5397 | 1790.5412 | -8.6972 | <0 | <40 | Other | Engine-Mounted Vehicle Engine Block Heater Control_Mass Transit_HZ1 | 0 | 0 | 0 | 0 | 0 | 0 | 0 | 0 | 0 | 0 | 0 | 0 | 0 | 0 | 0 | 0 | 0 | 0 | 0 | 0 | 0 | 0 | 0 | 0 | 0 | 3.2935 | 1
Retro5Med | Retro | EBHeaterControl | Commercial | Process Loads | 0.27259 | 0.35677 | 1455.8206 | -9.4572 | <0 | <40 | Other | Engine-Mounted Vehicle Engine Block Heater Control_Residential_HZ1 | 0 | 0 | 0 | 0 | 0 | 0 | 0 | 0 | 0 | 0 | 0 | 0 | 0 | 0 | 0 | 0 | 0 | 0 | 0 | 0 | 0 | 0 | 0 | 0 | 0 | 2.8723 | 1
Retro5Med | Retro | EBHeaterControl | Commercial | Process Loads | 0.47436 | 0.54308 | 3103.8557 | -15.3943 | <0 | <40 | Other | Engine-Mounted Vehicle Engine Block Heater Control_School Bus_HZ2 | 0.011488 | 0.014285 | 0.017697 | 0.020792 | 0.023997 | 0.028379 | 0.031484 | 0.032519 | 0.030977 | 0.026909 | 0.021039 | 0.014066 | 0.0082486 | 0.0040105 | 0.0017132 | 0.00062889 | 0.00019828 | 4.3617e-05 | 7.0591e-06 | 8.5395e-07 | 0.31788 | 0.28848 | 0.2876 | 0.25956 | 0.11664 | 5.319 | 1
Retro5Med | Retro | EBHeaterControl | Commercial | Process Loads | 0.45718 | 0.54181 | 2374.9498 | -18.2874 | <0 | <40 | Other | Engine-Mounted Vehicle Engine Block Heater Control_Delivery_HZ2 | 0.18825 | 0.23409 | 0.29 | 0.34073 | 0.39324 | 0.46505 | 0.51594 | 0.53289 | 0.50762 | 0.44096 | 0.34477 | 0.2305 | 0.13517 | 0.065721 | 0.028074 | 0.010306 | 0.0032493 | 0.00071476 | 0.00011568 | 1.3994e-05 | 5.2091 | 4.7274 | 4.713 | 4.2535 | 1.9114 | 4.5568 | 1
Retro5Med | Retro | EBHeaterControl | Commercial | Process Loads | 0.3194 | 0.56804 | 1946.18 | -12.3328 | <0 | <40 | Other | Engine-Mounted Vehicle Engine Block Heater Control_Mass Transit_HZ2 | 0.0021009 | 0.0026124 | 0.0032364 | 0.0038025 | 0.0043885 | 0.00519 | 0.0057578 | 0.0059471 | 0.005665 | 0.0049211 | 0.0038477 | 0.0025723 | 0.0015085 | 0.00073345 | 0.0003133 | 0.00011501 | 3.6262e-05 | 7.9767e-06 | 1.291e-06 | 1.5617e-07 | 0.058133 | 0.052758 | 0.052597 | 0.047469 | 0.021331 | 3.6064 | 1
Retro5Med | Retro | EBHeaterControl | Commercial | Process Loads | 0.30354 | 0.35973 | 1576.8444 | -11.4511 | <0 | <40 | Other | Engine-Mounted Vehicle Engine Block Heater Control_Residential_HZ2 | 0.072614 | 0.090294 | 0.11186 | 0.13143 | 0.15168 | 0.17939 | 0.19901 | 0.20555 | 0.19581 | 0.17009 | 0.13299 | 0.08891 | 0.05214 | 0.025351 | 0.010829 | 0.0039753 | 0.0012534 | 0.00027571 | 4.4621e-05 | 5.3979e-06 | 2.0093 | 1.8235 | 1.818 | 1.6407 | 0.73727 | 3.0255 | 1
Retro5Med | Retro | EBHeaterControl | Commercial | Process Loads | 0.54059 | 0.60156 | 3416.5602 | -17.1412 | <0 | <40 | Other | Engine-Mounted Vehicle Engine Block Heater Control_School Bus_HZ3 | 0.0084299 | 0.010483 | 0.012987 | 0.015258 | 0.017609 | 0.020825 | 0.023104 | 0.023863 | 0.022732 | 0.019747 | 0.015439 | 0.010322 | 0.0060531 | 0.002943 | 0.0012572 | 0.0004615 | 0.00014551 | 3.2008e-05 | 5.1802e-06 | 6.2666e-07 | 0.23327 | 0.2117 | 0.21105 | 0.19048 | 0.085592 | 5.9996 | 1
Retro5Med | Retro | EBHeaterControl | Commercial | Process Loads | 0.51798 | 0.60226 | 2580.7657 | -20.5997 | <0 | <40 | Other | Engine-Mounted Vehicle Engine Block Heater Control_Delivery_HZ3 | 0.13638 | 0.16958 | 0.21009 | 0.24684 | 0.28488 | 0.3369 | 0.37376 | 0.38605 | 0.36774 | 0.31945 | 0.24977 | 0.16698 | 0.097924 | 0.047611 | 0.020338 | 0.007466 | 0.0023539 | 0.0005178 | 8.3803e-05 | 1.0138e-05 | 3.7737 | 3.4247 | 3.4143 | 3.0814 | 1.3847 | 5.0989 | 1
Retro5Med | Retro | EBHeaterControl | Commercial | Process Loads | 0.39039 | 0.63238 | 2129.9658 | -16.4999 | <0 | <40 | Other | Engine-Mounted Vehicle Engine Block Heater Control_Mass Transit_HZ3 | 0.0015328 | 0.0019061 | 0.0023614 | 0.0027744 | 0.003202 | 0.0037867 | 0.004201 | 0.0043391 | 0.0041333 | 0.0035906 | 0.0028073 | 0.0018768 | 0.0011006 | 0.00053514 | 0.00022859 | 8.3916e-05 | 2.6458e-05 | 5.82e-06 | 9.4193e-07 | 1.1395e-07 | 0.042415 | 0.038493 | 0.038376 | 0.034635 | 0.015563 | 4.1876 | 1
Retro5Med | Retro | EBHeaterControl | Commercial | Process Loads | 0.34339 | 0.39927 | 1710.9319 | -14.2805 | <0 | <40 | Other | Engine-Mounted Vehicle Engine Block Heater Control_Residential_HZ3 | 0.052526 | 0.065315 | 0.080917 | 0.09507 | 0.10972 | 0.12976 | 0.14396 | 0.14869 | 0.14164 | 0.12304 | 0.096199 | 0.064313 | 0.037716 | 0.018338 | 0.0078332 | 0.0028755 | 0.00090662 | 0.00019943 | 3.2277e-05 | 3.9046e-06 | 1.4535 | 1.319 | 1.315 | 1.1868 | 0.53331 | 3.3803 | 1
LO20Fast | New | LEC Exit Sign | Commercial | Lighting | 0.0075783 | 0.0075275 | 66.512 | -61.2391 | <0 | <40 | All Buildings | LEC Exit Sign-Double-New | 0.040666 | 0.078919 | 0.091269 | 0.11027 | 0.1347 | 0.17169 | 0.18311 | 0.18241 | 0.23472 | 0.23941 | 0.25387 | 0.246 | 0.25101 | 0.25953 | 0.26842 | 0.28304 | 0.29264 | 0.30274 | 0.28504 | 0.2904 | 4.1999 | 4.1999 | 2.746 | 1.721 | 0.62752 | 2.2573 | 1
LO20Fast | New | LEC Exit Sign | Commercial | Lighting | 0.0037466 | 0.0037215 | 32.8823 | -103.6987 | <0 | <40 | All Buildings | LEC Exit Sign-Single-New | 0.0082817 | 0.016072 | 0.018587 | 0.022456 | 0.027432 | 0.034965 | 0.037291 | 0.037147 | 0.047802 | 0.048757 | 0.0517 | 0.050097 | 0.051119 | 0.052853 | 0.054665 | 0.057642 | 0.059596 | 0.061652 | 0.058047 | 0.059139 | 0.8553 | 0.8553 | 0.55922 | 0.35049 | 0.12779 | 1.9134 | 1
LO20Fast | NR | LEC Exit Sign | Commercial | Lighting | 0.0075783 | 0.0075275 | 66.512 | -61.2387 | <0 | <40 | All Buildings | LEC Exit Sign-Double-NR | 0.73963 | 1.2525 | 1.6027 | 1.8715 | 2.1039 | 2.3482 | 2.5184 | 2.6502 | 2.7639 | 2.8582 | 2.3499 | 0 | 0 | 0 | 0 | 0 | 0 | 0 | 0 | 0 | 23.059 | 23.059 | 23.059 | 23.059 | 9.9185 | 2.2573 | 1
LO20Fast | NR | LEC Exit Sign | Commercial | Lighting | 0.0037466 | 0.0037215 | 32.8823 | -103.6987 | <0 | <40 | All Buildings | LEC Exit Sign-Single-NR | 0.15062 | 0.25507 | 0.3264 | 0.38113 | 0.42846 | 0.47821 | 0.51287 | 0.53971 | 0.56286 | 0.58207 | 0.47855 | 0 | 0 | 0 | 0 | 0 | 0 | 0 | 0 | 0 | 4.696 | 4.696 | 4.696 | 4.696 | 2.0199 | 1.9134 | 1
LO80Fast | New | Exterior Building Lighting | Commercial | Lighting | 0.002565 | 0.0027364 | 11.7747 | 2.1722 | 0-10 | <40 | All Btype | Exterior Lighting: Parking Lot - HPS 250W - New | 0.0083652 | 0.010444 | 0.010028 | 0.010807 | 0.012055 | 0.014261 | 0.014297 | 0.013526 | 0.016674 | 0.016456 | 0.016923 | 0.016022 | 0.016062 | 0.016383 | 0.016768 | 0.017539 | 0.018021 | 0.018519 | 0.017348 | 0.01755 | 0.29805 | 0.29805 | 0.20907 | 0.14384 | 0.06596 | 1.7005 | 1
LO80Fast | New | Exterior Building Lighting | Commercial | Lighting | 0.033147 | 0.035337 | 152.148 | -49.6825 | <0 | <40 | All Btype | Exterior Lighting: Walkway - HID 150W - New | 0.081069 | 0.10122 | 0.09718 | 0.10474 | 0.11682 | 0.13821 | 0.13855 | 0.13108 | 0.16159 | 0.15948 | 0.164 | 0.15527 | 0.15566 | 0.15877 | 0.1625 | 0.16997 | 0.17464 | 0.17947 | 0.16812 | 0.17008 | 2.8884 | 2.8884 | 2.0261 | 1.3939 | 0.63924 | 9999 | 1
LO80Fast | New | Exterior Building Lighting | Commercial | Lighting | 0.032966 | 0.035144 | 151.3168 | -52.0296 | <0 | <40 | All Btype | Exterior Lighting: Façade - HID 150W - New | 0.080626 | 0.10066 | 0.096649 | 0.10416 | 0.11619 | 0.13745 | 0.1378 | 0.13037 | 0.16071 | 0.15861 | 0.16311 | 0.15442 | 0.15481 | 0.1579 | 0.16161 | 0.16905 | 0.17369 | 0.17849 | 0.16721 | 0.16915 | 2.8727 | 2.8727 | 2.0151 | 1.3863 | 0.63574 | 9999 | 1
LO80Fast | New | Exterior Building Lighting | Commercial | Lighting | 0.00096304 | 0.0010266 | 4.4205 | -149.1095 | <0 | <40 | All Btype | Exterior Lighting: Walkway - INC 75W - New | 0.0023554 | 0.0029407 | 0.0028234 | 0.003043 | 0.0033942 | 0.0040155 | 0.0040255 | 0.0038084 | 0.0046948 | 0.0046334 | 0.0047649 | 0.0045112 | 0.0045224 | 0.0046128 | 0.0047212 | 0.0049384 | 0.005074 | 0.0052143 | 0.0048846 | 0.0049416 | 0.08392 | 0.08392 | 0.058867 | 0.040499 | 0.018572 | 6.8098 | 1
LO80Fast | New | Exterior Building Lighting | Commercial | Lighting | 0.010542 | 0.011239 | 48.3893 | -42.7249 | <0 | <40 | All Btype | Exterior Lighting: Façade - HID 400W - New | 0.025783 | 0.032191 | 0.030907 | 0.033311 | 0.037155 | 0.043956 | 0.044066 | 0.041689 | 0.051393 | 0.05072 | 0.05216 | 0.049383 | 0.049505 | 0.050494 | 0.051682 | 0.054059 | 0.055544 | 0.05708 | 0.05347 | 0.054094 | 0.91864 | 0.91864 | 0.6444 | 0.44333 | 0.2033 | 9999 | 1
LO80Fast | New | Exterior Building Lighting | Commercial | Lighting | 0.003164 | 0.003374 | 14.5238 | 40.0421 | 40-50 | 40-100 | All Btype | Exterior Lighting: Walkway - CFL 26W - New | 0.0077388 | 0.0096621 | 0.0092767 | 0.009998 | 0.011152 | 0.013193 | 0.013226 | 0.012513 | 0.015425 | 0.015223 | 0.015656 | 0.014822 | 0.014859 | 0.015156 | 0.015512 | 0.016225 | 0.016671 | 0.017132 | 0.016049 | 0.016236 | 0.27573 | 0.27573 | 0.19341 | 0.13306 | 0.061021 | 0.91819 | 0
LO80Fast | New | Exterior Building Lighting | Commercial | Lighting | 0.0082417 | 0.0087896 | 37.8323 | -15.0835 | <0 | <40 | All Btype | Exterior Lighting: Parking Lot - MH 400W - New | 0.026878 | 0.033557 | 0.032219 | 0.034724 | 0.038732 | 0.045822 | 0.045936 | 0.043459 | 0.053574 | 0.052873 | 0.054374 | 0.051479 | 0.051606 | 0.052638 | 0.053875 | 0.056353 | 0.057901 | 0.059502 | 0.05574 | 0.056389 | 0.95763 | 0.95763 | 0.67175 | 0.46215 | 0.21193 | 2.9171 | 1
LO80Fast | New | Exterior Building Lighting | Commercial | Lighting | 0.00049898 | 0.00053212 | 2.2905 | -18.7736 | <0 | <40 | All Btype | Exterior Lighting: Parking Lot - MH 1000W - New | 0.0016273 | 0.0020317 | 0.0019506 | 0.0021023 | 0.0023449 | 0.0027742 | 0.0027811 | 0.0026311 | 0.0032435 | 0.0032011 | 0.0032919 | 0.0031167 | 0.0031244 | 0.0031868 | 0.0032618 | 0.0034118 | 0.0035055 | 0.0036024 | 0.0033747 | 0.003414 | 0.057978 | 0.057978 | 0.040669 | 0.02798 | 0.012831 | 3.7289 | 1
LO80Fast | NR | Exterior Building Lighting | Commercial | Lighting | 0.0029789 | 0.003181 | 13.6762 | 21.8601 | 20-30 | <40 | All Btype | Exterior Lighting: Parking Lot - HPS 250W - NR | 0.15012 | 0.16355 | 0.17375 | 0.18099 | 0.18578 | 0.12597 | 0 | 0 | 0 | 0 | 0 | 0 | 0 | 0 | 0 | 0 | 0 | 0 | 0 | 0 | 0.98015 | 0.98015 | 0.98015 | 0.98015 | 0.98015 | 1.1415 | 1
LO80Fast | NR | Exterior Building Lighting | Commercial | Lighting | 0.033671 | 0.035903 | 154.5583 | -26.0037 | <0 | <40 | All Btype | Exterior Lighting: Walkway - HID 150W - NR | 1.2724 | 1.3863 | 1.4727 | 1.5341 | 1.5746 | 1.0677 | 0 | 0 | 0 | 0 | 0 | 0 | 0 | 0 | 0 | 0 | 0 | 0 | 0 | 0 | 8.3078 | 8.3078 | 8.3078 | 8.3078 | 8.3078 | 5.0616 | 1
LO80Fast | NR | Exterior Building Lighting | Commercial | Lighting | 0.033776 | 0.036014 | 155.0389 | -28.2612 | <0 | <40 | All Btype | Exterior Lighting: Façade - HID 150W - NR | 1.2764 | 1.3906 | 1.4773 | 1.5388 | 1.5795 | 1.071 | 0 | 0 | 0 | 0 | 0 | 0 | 0 | 0 | 0 | 0 | 0 | 0 | 0 | 0 | 8.3336 | 8.3336 | 8.3336 | 8.3336 | 8.3336 | 5.6971 | 1
LO80Fast | NR | Exterior Building Lighting | Commercial | Lighting | 0.0009827 | 0.0010478 | 4.5108 | -146.8287 | <0 | <40 | All Btype | Exterior Lighting: Walkway - INC 75W - NR | 0.20764 | 0.034821 | 0 | 0 | 0 | 0 | 0 | 0 | 0 | 0 | 0 | 0 | 0 | 0 | 0 | 0 | 0 | 0 | 0 | 0 | 0.24246 | 0.24246 | 0.24246 | 0.24246 | 0.24246 | 6.852 | 1
LO80Fast | NR | Exterior Building Lighting | Commercial | Lighting | 0.010855 | 0.011575 | 49.8286 | -27.9053 | <0 | <40 | All Btype | Exterior Lighting: Façade - HID 400W - NR | 0.61533 | 0.67039 | 0.71217 | 0.68048 | 0 | 0 | 0 | 0 | 0 | 0 | 0 | 0 | 0 | 0 | 0 | 0 | 0 | 0 | 0 | 0 | 2.6784 | 2.6784 | 2.6784 | 2.6784 | 2.6784 | 6.2761 | 1
LO80Fast | NR | Exterior Building Lighting | Commercial | Lighting | 0.0034068 | 0.0036347 | 15.6391 | 34.6772 | 30-40 | <40 | All Btype | Exterior Lighting: Walkway - CFL 26W - NR | 0.309 | 0.33665 | 0.19498 | 0 | 0 | 0 | 0 | 0 | 0 | 0 | 0 | 0 | 0 | 0 | 0 | 0 | 0 | 0 | 0 | 0 | 0.84063 | 0.84063 | 0.84063 | 0.84063 | 0.84063 | 0.96108 | 0
LO80Fast | NR | Exterior Building Lighting | Commercial | Lighting | 0.0090481 | 0.0096557 | 41.5369 | -1.392 | <0 | <40 | All Btype | Exterior Lighting: Parking Lot - MH 400W - NR | 0.68391 | 0.74511 | 0.79155 | 0.75633 | 0 | 0 | 0 | 0 | 0 | 0 | 0 | 0 | 0 | 0 | 0 | 0 | 0 | 0 | 0 | 0 | 2.9769 | 2.9769 | 2.9769 | 2.9769 | 2.9769 | 1.8565 | 1
LO80Fast | NR | Exterior Building Lighting | Commercial | Lighting | 0.00054177 | 0.00057808 | 2.4871 | -6.2628 | <0 | <40 | All Btype | Exterior Lighting: Parking Lot - MH 1000W - NR | 0.04095 | 0.044614 | 0.047395 | 0.045286 | 0 | 0 | 0 | 0 | 0 | 0 | 0 | 0 | 0 | 0 | 0 | 0 | 0 | 0 | 0 | 0 | 0.17824 | 0.17824 | 0.17824 | 0.17824 | 0.17824 | 2.2061 | 1
LO12Med | New | HPWH ResType | Commercial | Water Heating | 0.073069 | 0.052803 | 767.6748 | 83.8295 | 80-90 | 40-100 | All Buildings | HPWH ResType-Low Volume-New | 0.012411 | 0.029505 | 0.038666 | 0.049311 | 0.079721 | 0.10162 | 0.10482 | 0.10812 | 0.13805 | 0.14424 | 0.15256 | 0.14434 | 0.13978 | 0.14619 | 0.15387 | 0.15587 | 0.16971 | 0.18749 | 0.1625 | 0.16836 | 2.3871 | 2.3871 | 1.5432 | 0.95901 | 0.31123 | 0.45057 | 0
LO12Med | New | HPWH ResType | Commercial | Water Heating | 0.14072 | 0.095963 | 1472.103 | 34.9259 | 30-40 | <40 | All Buildings | HPWH ResType-Med Volume-New | 0.0035645 | 0.0071758 | 0.011927 | 0.019587 | 0.024615 | 0.034688 | 0.038761 | 0.035956 | 0.054469 | 0.054108 | 0.059732 | 0.057895 | 0.061889 | 0.061977 | 0.063592 | 0.065081 | 0.066856 | 0.061539 | 0.062426 | 0.061923 | 0.90776 | 0.90776 | 0.58993 | 0.34458 | 0.10156 | 0.88117 | 0
LO12Med | New | HPWH ResType | Commercial | Water Heating | 0.25982 | 0.18479 | 2694.5731 | 10.4455 | 10-20 | <40 | All Buildings | HPWH ResType-High Volume-New | 0.010623 | 0.03231 | 0.031842 | 0.042179 | 0.06036 | 0.088114 | 0.10902 | 0.1256 | 0.15988 | 0.16503 | 0.16776 | 0.16132 | 0.18845 | 0.18937 | 0.1993 | 0.20919 | 0.21808 | 0.21976 | 0.20739 | 0.20574 | 2.7913 | 2.7913 | 1.7311 | 0.99271 | 0.26543 | 1.6602 | 1
LO5Med | NR | HPWH ResType | Commercial | Water Heating | 0.073069 | 0.052803 | 767.6748 | 83.8295 | 80-90 | 40-100 | All Buildings | HPWH ResType-Low Volume-NR | 0.027525 | 0.060931 | 0.10138 | 0.14783 | 0.20028 | 0.26103 | 0.32699 | 0.39356 | 0.45534 | 0.50738 | 0.5464 | 0.57177 | 0.58531 | 0.69251 | 0.69571 | 0.66723 | 0.64943 | 0.65305 | 0.64256 | 0.62359 | 12.637 | 8.8098 | 5.574 | 3.0287 | 0.79898 | 0.45057 | 0
LO5Med | NR | HPWH ResType | Commercial | Water Heating | 0.14072 | 0.095963 | 1472.103 | 34.9259 | 30-40 | <40 | All Buildings | HPWH ResType-Med Volume-NR | 0.014679 | 0.032578 | 0.054341 | 0.079445 | 0.1079 | 0.14098 | 0.17705 | 0.21363 | 0.24778 | 0.27678 | 0.29881 | 0.31345 | 0.32167 | 0.35438 | 0.35029 | 0.34856 | 0.34924 | 0.34399 | 0.34295 | 0.33806 | 6.7651 | 4.7066 | 2.9838 | 1.644 | 0.42993 | 0.88117 | 0
LO5Med | NR | HPWH ResType | Commercial | Water Heating | 0.25982 | 0.18479 | 2694.5731 | 10.4455 | 10-20 | <40 | All Buildings | HPWH ResType-High Volume-NR | 0.030093 | 0.066722 | 0.11119 | 0.1624 | 0.22035 | 0.28764 | 0.36088 | 0.43502 | 0.50409 | 0.56255 | 0.60675 | 0.63587 | 0.65191 | 0.71178 | 0.70342 | 0.69941 | 0.69981 | 0.68934 | 0.68661 | 0.67682 | 13.7091 | 9.5027 | 6.0507 | 3.3477 | 0.8784 | 1.6602 | 1
LO12Med | New | HPWH ResType | Commercial | Water Heating | 1.581 | 0.80995 | 12393.0362 | 10.359 | 10-20 | <40 | All Buildings | HPWH Com Type-Low Volume-New | 0.0048423 | 0.01105 | 0.014914 | 0.020483 | 0.027701 | 0.037911 | 0.042118 | 0.04299 | 0.056146 | 0.057788 | 0.061612 | 0.059986 | 0.061461 | 0.063771 | 0.066157 | 0.069941 | 0.071868 | 0.073857 | 0.069188 | 0.069994 | 0.98378 | 0.98378 | 0.62893 | 0.37755 | 0.1169 | 1.596 | 1
LO12Med | New | HPWH ResType | Commercial | Water Heating | 2.6784 | 1.2995 | 21021.2143 | -0.80403 | <0 | <40 | All Buildings | HPWH Com Type-Med Volume-New | 0.01056 | 0.024097 | 0.032524 | 0.04467 | 0.060411 | 0.082679 | 0.091853 | 0.093755 | 0.12245 | 0.12603 | 0.13437 | 0.13082 | 0.13404 | 0.13908 | 0.14428 | 0.15253 | 0.15673 | 0.16107 | 0.15089 | 0.15265 | 2.1455 | 2.1455 | 1.3716 | 0.82339 | 0.25494 | 2.4574 | 1
LO12Med | New | HPWH ResType | Commercial | Water Heating | 4.388 | 2.2462 | 34406.6047 | -7.2726 | <0 | <40 | All Buildings | HPWH Com Type-High Volume-New | 0.0003841 | 0.00087647 | 0.001183 | 0.0016248 | 0.0021973 | 0.0030072 | 0.0033409 | 0.0034101 | 0.0044536 | 0.0045839 | 0.0048872 | 0.0047582 | 0.0048752 | 0.0050585 | 0.0052477 | 0.0055479 | 0.0057007 | 0.0058585 | 0.0054881 | 0.0055521 | 0.078036 | 0.078036 | 0.049888 | 0.029949 | 0.0092728 | 3.5432 | 1
LO5Med | NR | HPWH ResType | Commercial | Water Heating | 1.581 | 0.80995 | 12393.0362 | 10.359 | 10-20 | <40 | All Buildings | HPWH Com Type-Low Volume-NR | 0.024813 | 0.055036 | 0.091748 | 0.13405 | 0.18197 | 0.23762 | 0.29824 | 0.35965 | 0.41692 | 0.46546 | 0.50222 | 0.52654 | 0.54004 | 0.58519 | 0.58378 | 0.57307 | 0.56735 | 0.56271 | 0.5598 | 0.55333 | 11.2924 | 7.8195 | 5.0033 | 2.7677 | 0.72524 | 1.596 | 1
LO5Med | NR | HPWH ResType | Commercial | Water Heating | 2.6784 | 1.2995 | 21021.2143 | -0.80404 | <0 | <40 | All Buildings | HPWH Com Type-Med Volume-NR | 0.054113 | 0.12002 | 0.20009 | 0.29235 | 0.39684 | 0.51822 | 0.65042 | 0.78435 | 0.90924 | 1.0151 | 1.0953 | 1.1483 | 1.1777 | 1.2762 | 1.2731 | 1.2498 | 1.2373 | 1.2272 | 1.2208 | 1.2067 | 24.6269 | 17.0532 | 10.9114 | 6.036 | 1.5816 | 2.4574 | 1
LO5Med | NR | HPWH ResType | Commercial | Water Heating | 4.388 | 2.2462 | 34406.6047 | -7.2726 | <0 | <40 | All Buildings | HPWH Com Type-High Volume-NR | 0.0019682 | 0.0043656 | 0.0072777 | 0.010633 | 0.014434 | 0.018849 | 0.023657 | 0.028528 | 0.033071 | 0.036921 | 0.039837 | 0.041766 | 0.042837 | 0.18657 | 0.18982 | 0.15985 | 0.14764 | 0.13925 | 0.13698 | 0.12196 | 1.6617 | 1.3862 | 0.68054 | 0.21954 | 0.057528 | 3.5432 | 1
LO5Med | NR | HeatPumps | Commercial | HVAC | 2.3527e-05 | 1.7419e-05 | 0.26688 | 32.639 | 30-40 | <40 | Large Off | HeatPumps-NR-Large Off | 0.00057058 | 0.0012673 | 0.0021157 | 0.0030956 | 0.0042079 | 0.0055026 | 0.006916 | 0.0083516 | 0.0096948 | 0.010838 | 0.011711 | 0.012294 | 0.012627 | 0.012761 | 0.012723 | 0.012866 | 0.012813 | 0.012735 | 0.012681 | 0.01263 | 0.19821 | 0.1784 | 0.11468 | 0.064271 | 0.01676 | 0.92513 | 0
LO5Med | NR | HeatPumps | Commercial | HVAC | 2.7376e-05 | 2.0269e-05 | 0.31054 | 22.3383 | 20-30 | <40 | Medium Off | HeatPumps-NR-Medium Off | 0.0036788 | 0.0081713 | 0.013641 | 0.019959 | 0.027131 | 0.035479 | 0.044591 | 0.053847 | 0.062508 | 0.069881 | 0.075505 | 0.079269 | 0.081413 | 0.082277 | 0.08203 | 0.083482 | 0.083124 | 0.082497 | 0.082018 | 0.081678 | 1.307 | 1.1522 | 0.73938 | 0.41439 | 0.10806 | 1.1744 | 1
LO5Med | NR | HeatPumps | Commercial | HVAC | 5.4992e-05 | 4.0715e-05 | 0.62381 | 25.6324 | 20-30 | <40 | Small Off | HeatPumps-NR-Small Off | 0.0065562 | 0.014562 | 0.02431 | 0.03557 | 0.048351 | 0.063227 | 0.079467 | 0.095963 | 0.1114 | 0.12454 | 0.13456 | 0.14127 | 0.14509 | 0.14663 | 0.14619 | 0.1468 | 0.14631 | 0.14566 | 0.14509 | 0.14459 | 2.221 | 2.0461 | 1.3177 | 0.7385 | 0.19258 | 1.0812 | 1
LO5Med | NR | HeatPumps | Commercial | HVAC | 1.6639e-05 | 1.2319e-05 | 0.18875 | 52.7314 | 50-60 | 40-100 | XLarge Ret | HeatPumps-NR-XLarge Ret | 8.579e-05 | 0.00019025 | 0.00031709 | 0.00046321 | 0.00062864 | 0.00082074 | 0.0010299 | 0.0012417 | 0.0014391 | 0.0016062 | 0.0017327 | 0.0018162 | 0.0018623 | 0.0018791 | 0.0018704 | 0.0018775 | 0.001868 | 0.0018621 | 0.0018593 | 0.0018469 | 0.028768 | 0.026297 | 0.016983 | 0.0095553 | 0.0025057 | 0.65429 | 0
LO5Med | NR | HeatPumps | Commercial | HVAC | 1.6639e-05 | 1.2319e-05 | 0.18875 | 47.0122 | 40-50 | 40-100 | Large Ret | HeatPumps-NR-Large Ret | 0 | 0 | 0 | 0 | 0 | 0 | 0 | 0 | 0 | 0 | 0 | 0 | 0 | 0 | 0 | 0 | 0 | 0 | 0 | 0 | 0 | 0 | 0 | 0 | 0 | 0.71377 | 0
LO5Med | NR | HeatPumps | Commercial | HVAC | 5.6224e-05 | 4.1628e-05 | 0.63779 | 2.7194 | 0-10 | <40 | Medium Ret | HeatPumps-NR-Medium Ret | 0.0010588 | 0.002348 | 0.0039135 | 0.0057169 | 0.0077586 | 0.010129 | 0.012711 | 0.015325 | 0.017761 | 0.019824 | 0.021385 | 0.022415 | 0.022984 | 0.023191 | 0.023084 | 0.023323 | 0.0232 | 0.023153 | 0.023196 | 0.022992 | 0.36875 | 0.32547 | 0.2096 | 0.11793 | 0.030925 | 2.4119 | 1
LO5Med | NR | HeatPumps | Commercial | HVAC | 5.6224e-05 | 4.1628e-05 | 0.63779 | 24.722 | 20-30 | <40 | Small Ret | HeatPumps-NR-Small Ret | 0.00093331 | 0.0020697 | 0.0034496 | 0.0050392 | 0.0068389 | 0.0089288 | 0.011204 | 0.013508 | 0.015656 | 0.017474 | 0.01885 | 0.019758 | 0.02026 | 0.020442 | 0.020348 | 0.020387 | 0.020286 | 0.020204 | 0.020141 | 0.020023 | 0.30871 | 0.2858 | 0.18476 | 0.10395 | 0.02726 | 1.1054 | 1
LO5Med | NR | HeatPumps | Commercial | HVAC | 5.4992e-05 | 4.0715e-05 | 0.62381 | 3.1367 | 0-10 | <40 | School K-12 | HeatPumps-NR-School K-12 | 0.00087991 | 0.0019562 | 0.0032686 | 0.0047868 | 0.0065127 | 0.0085242 | 0.010723 | 0.012961 | 0.015059 | 0.016851 | 0.018223 | 0.019149 | 0.019684 | 0.019911 | 0.01987 | 0.019963 | 0.019914 | 0.019864 | 0.019812 | 0.019759 | 0.30376 | 0.27767 | 0.17836 | 0.099745 | 0.025928 | 2.359 | 1
LO5Med | NR | HeatPumps | Commercial | HVAC | 6.4716e-05 | 4.7915e-05 | 0.73411 | 0.27652 | 0-10 | <40 | University | HeatPumps-NR-University | 0.001446 | 0.0032138 | 0.0053683 | 0.0078594 | 0.01069 | 0.013987 | 0.017591 | 0.021255 | 0.024688 | 0.027617 | 0.029857 | 0.031365 | 0.032232 | 0.032594 | 0.032516 | 0.032616 | 0.032522 | 0.032456 | 0.032359 | 0.032278 | 0.49418 | 0.45451 | 0.29228 | 0.16357 | 0.042565 | 2.7761 | 1
LO5Med | NR | HeatPumps | Commercial | HVAC | 6.3252e-06 | 4.683e-06 | 0.07175 | 149.5935 | 140-150 | >100 | Warehouse | HeatPumps-NR-Warehouse | 3.1142e-05 | 6.9051e-05 | 0.00011508 | 0.00016808 | 0.00022808 | 0.00029775 | 0.00037358 | 0.00045035 | 0.00052188 | 0.00058243 | 0.00062821 | 0.0006584 | 0.00067503 | 0.00068102 | 0.00067781 | 0.00067895 | 0.00067664 | 0.0006729 | 0.00066941 | 0.00066493 | 0.010251 | 0.0095207 | 0.0061579 | 0.0034656 | 0.00090919 | 0.27133 | 0
LO5Med | NR | HeatPumps | Commercial | HVAC | 1.8286e-05 | 1.3539e-05 | 0.20743 | 41.3457 | 40-50 | 40-100 | Supermarket | HeatPumps-NR-Supermarket | 0.00037941 | 0.00084129 | 0.001402 | 0.0020478 | 0.0027789 | 0.0036276 | 0.0045515 | 0.0054868 | 0.0063583 | 0.007096 | 0.0076538 | 0.0080216 | 0.0082242 | 0.0082972 | 0.0082581 | 0.0082927 | 0.0082506 | 0.008206 | 0.0081642 | 0.0081245 | 0.1259 | 0.11606 | 0.075025 | 0.042223 | 0.011077 | 0.78442 | 0
LO5Med | NR | HeatPumps | Commercial | HVAC | 1.8286e-05 | 1.3539e-05 | 0.20743 | 108.9977 | 100-110 | >100 | MiniMart | HeatPumps-NR-MiniMart | 0.00019271 | 0.00042829 | 0.00071542 | 0.0010474 | 0.0014246 | 0.001864 | 0.0023442 | 0.0028325 | 0.0032901 | 0.0036804 | 0.003979 | 0.0041799 | 0.0042955 | 0.0043437 | 0.0043333 | 0.0043447 | 0.0043329 | 0.0043214 | 0.0043091 | 0.0043189 | 0.065965 | 0.060578 | 0.038951 | 0.021799 | 0.0056725 | 0.35953 | 0
LO5Med | NR | HeatPumps | Commercial | HVAC | 5.6224e-05 | 4.1628e-05 | 0.63779 | 2.7194 | 0-10 | <40 | Restaurant | HeatPumps-NR-Restaurant | 0.00080021 | 0.0017667 | 0.0029316 | 0.0042636 | 0.0057606 | 0.0074878 | 0.0093544 | 0.011228 | 0.012956 | 0.014397 | 0.015461 | 0.016135 | 0.016471 | 0.016546 | 0.016397 | 0.016549 | 0.016356 | 0.016179 | 0.016018 | 0.015863 | 0.25259 | 0.23292 | 0.15196 | 0.086407 | 0.02301 | 2.4119 | 1
LO5Med | NR | HeatPumps | Commercial | HVAC | 5.4992e-05 | 4.0715e-05 | 0.62381 | 4.8671 | 0-10 | <40 | Lodging | HeatPumps-NR-Lodging | 0.0011703 | 0.0025975 | 0.0043333 | 0.0063359 | 0.0086064 | 0.011247 | 0.014125 | 0.017045 | 0.019773 | 0.02209 | 0.023851 | 0.025022 | 0.025681 | 0.025935 | 0.025839 | 0.025985 | 0.025835 | 0.025704 | 0.025596 | 0.025501 | 0.39322 | 0.36227 | 0.23365 | 0.13117 | 0.03429 | 2.1624 | 1
LO5Med | NR | HeatPumps | Commercial | HVAC | 6.4716e-05 | 4.7915e-05 | 0.73411 | 1.747 | 0-10 | <40 | Hospital | HeatPumps-NR-Hospital | 0.0012304 | 0.00273 | 0.0045524 | 0.0066535 | 0.0090342 | 0.011801 | 0.014816 | 0.017871 | 0.020723 | 0.023141 | 0.024976 | 0.026192 | 0.026871 | 0.027126 | 0.027015 | 0.027726 | 0.027761 | 0.027669 | 0.027423 | 0.027345 | 0.46449 | 0.38266 | 0.24473 | 0.13753 | 0.036001 | 2.5448 | 1
LO5Med | NR | HeatPumps | Commercial | HVAC | 6.4716e-05 | 4.7915e-05 | 0.73411 | 0.27652 | 0-10 | <40 | Residential Care | HeatPumps-NR-Residential Care | 0.00124 | 0.0027513 | 0.0045879 | 0.0067055 | 0.0091048 | 0.011893 | 0.014931 | 0.018011 | 0.020884 | 0.023322 | 0.025171 | 0.026397 | 0.027081 | 0.027338 | 0.027226 | 0.027698 | 0.02759 | 0.027467 | 0.027368 | 0.027234 | 0.44346 | 0.384 | 0.24664 | 0.1386 | 0.036283 | 2.7761 | 1
LO5Med | NR | HeatPumps | Commercial | HVAC | 1.6639e-05 | 1.2319e-05 | 0.18875 | 47.0122 | 40-50 | 40-100 | Assembly | HeatPumps-NR-Assembly | 0.0009753 | 0.0021631 | 0.0036057 | 0.0052678 | 0.0071499 | 0.0093359 | 0.011716 | 0.014127 | 0.016375 | 0.018279 | 0.019721 | 0.020673 | 0.0212 | 0.021394 | 0.021298 | 0.021456 | 0.021509 | 0.021247 | 0.021132 | 0.021046 | 0.33225 | 0.29967 | 0.19328 | 0.10872 | 0.028498 | 0.71377 | 0
LO5Med | NR | HeatPumps | Commercial | HVAC | 2.7376e-05 | 2.0269e-05 | 0.31054 | 22.3383 | 20-30 | <40 | Other | HeatPumps-NR-Other | 0.00088919 | 0.0019631 | 0.0032576 | 0.0047376 | 0.0064012 | 0.0083204 | 0.010395 | 0.012477 | 0.014396 | 0.015997 | 0.017181 | 0.017929 | 0.018303 | 0.018386 | 0.01822 | 0.018382 | 0.018292 | 0.018049 | 0.017854 | 0.01778 | 0.28652 | 0.25921 | 0.16885 | 0.096014 | 0.025569 | 1.1744 | 1
LO5Med | New | HeatPumps | Commercial | HVAC | 1.4103e-05 | 1.0442e-05 | 0.15998 | 65.0729 | 60-70 | 40-100 | Large Off | HeatPumps-New-Large Off | 7.2947e-05 | 0.00015762 | 0.00021535 | 0.00029975 | 0.00040391 | 0.0006164 | 0.00084976 | 0.0011416 | 0.0014267 | 0.0015639 | 0.0017769 | 0.0019256 | 0.0018093 | 0.0020474 | 0.002047 | 0.0022125 | 0.002234 | 0.0025052 | 0.0020878 | 0.002221 | 0.027615 | 0.027615 | 0.016354 | 0.0085248 | 0.001766 | 0.55456 | 0
LO5Med | New | HeatPumps | Commercial | HVAC | 1.4025e-05 | 1.0384e-05 | 0.15909 | 58.7385 | 50-60 | 40-100 | Medium Off | HeatPumps-New-Medium Off | 0.00058475 | 0.001284 | 0.0017483 | 0.0022536 | 0.003091 | 0.0050559 | 0.0067964 | 0.0091081 | 0.011393 | 0.011902 | 0.0142 | 0.015476 | 0.014174 | 0.01666 | 0.01559 | 0.017455 | 0.017472 | 0.019493 | 0.015864 | 0.016947 | 0.21655 | 0.21655 | 0.12932 | 0.067417 | 0.014018 | 0.60163 | 0
LO5Med | New | HeatPumps | Commercial | HVAC | 7.946e-06 | 5.8831e-06 | 0.090137 | 271.5215 | >200 | >100 | Small Off | HeatPumps-New-Small Off | 0.00010215 | 0.00022674 | 0.0003209 | 0.00042855 | 0.00057964 | 0.00091459 | 0.0012075 | 0.0016024 | 0.0020713 | 0.002215 | 0.0025811 | 0.0028041 | 0.0026449 | 0.0030021 | 0.0028465 | 0.0031138 | 0.003139 | 0.0034091 | 0.0029402 | 0.0030799 | 0.039229 | 0.039229 | 0.023547 | 0.01225 | 0.0025726 | 0.15623 | 0
LO5Med | New | HeatPumps | Commercial | HVAC | 1.1779e-05 | 8.7206e-06 | 0.13361 | 81.0514 | 80-90 | 40-100 | XLarge Ret | HeatPumps-New-XLarge Ret | 7.4646e-06 | 1.6517e-05 | 3.5005e-05 | 7.4373e-05 | 9.3904e-05 | 0.00016115 | 0.00020631 | 0.0002005 | 0.00036011 | 0.0003728 | 0.00044016 | 0.0004302 | 0.00047833 | 0.00047042 | 0.00047988 | 0.00047722 | 0.00049808 | 0.0004459 | 0.00044999 | 0.0004407 | 0.006139 | 0.006139 | 0.0038271 | 0.0019683 | 0.00038842 | 0.46316 | 0
LO5Med | New | HeatPumps | Commercial | HVAC | 1.1779e-05 | 8.7206e-06 | 0.13361 | 72.9722 | 70-80 | 40-100 | Large Ret | HeatPumps-New-Large Ret | 0 | 0 | 0 | 0 | 0 | 0 | 0 | 0 | 0 | 0 | 0 | 0 | 0 | 0 | 0 | 0 | 0 | 0 | 0 | 0 | 0 | 0 | 0 | 0 | 0 | 0.50527 | 0
LO5Med | New | HeatPumps | Commercial | HVAC | 1.1849e-05 | 8.773e-06 | 0.13441 | 72.4416 | 70-80 | 40-100 | Medium Ret | HeatPumps-New-Medium Ret | 4.8849e-05 | 0.00010912 | 0.00023088 | 0.00051134 | 0.00063292 | 0.0011266 | 0.0014328 | 0.0013787 | 0.0024993 | 0.0025647 | 0.0030685 | 0.0029825 | 0.0033095 | 0.0032445 | 0.0032937 | 0.0032814 | 0.0034295 | 0.0030306 | 0.0030156 | 0.0028967 | 0.042088 | 0.042088 | 0.026434 | 0.013604 | 0.0026597 | 0.5083 | 0
LO5Med | New | HeatPumps | Commercial | HVAC | 1.1849e-05 | 8.773e-06 | 0.13441 | 176.8432 | 170-180 | >100 | Small Ret | HeatPumps-New-Small Ret | 1.8772e-05 | 4.1433e-05 | 8.1235e-05 | 0.000158 | 0.00020269 | 0.00033757 | 0.00043045 | 0.00043335 | 0.00076732 | 0.00080584 | 0.00094411 | 0.00094248 | 0.0010268 | 0.0010155 | 0.0010269 | 0.0010241 | 0.0010638 | 0.00096462 | 0.00097364 | 0.00094134 | 0.0132 | 0.0132 | 0.0082325 | 0.0042208 | 0.0008397 | 0.23297 | 0
LO5Med | New | HeatPumps | Commercial | HVAC | 7.946e-06 | 5.8831e-06 | 0.090137 | 115.8358 | 110-120 | >100 | School K-12 | HeatPumps-New-School K-12 | 1.3171e-05 | 2.9183e-05 | 4.8901e-05 | 7.1669e-05 | 9.7342e-05 | 0.00012567 | 0.00016087 | 0.00019626 | 0.00027828 | 0.00031366 | 0.00033887 | 0.00037043 | 0.00037257 | 0.00037468 | 0.00037338 | 0.00038391 | 0.00037608 | 0.00038578 | 0.00039302 | 0.00040578 | 0.0051095 | 0.0051095 | 0.0031649 | 0.0016739 | 0.00038593 | 0.34086 | 0
LO5Med | New | HeatPumps | Commercial | HVAC | 2.0196e-05 | 1.4953e-05 | 0.22909 | 35.9324 | 30-40 | <40 | University | HeatPumps-New-University | 3.745e-05 | 7.9894e-05 | 0.0001535 | 0.00021824 | 0.00032426 | 0.00043186 | 0.00055068 | 0.00065151 | 0.0008242 | 0.00097777 | 0.0010142 | 0.0010647 | 0.0010135 | 0.0010694 | 0.0011437 | 0.0012339 | 0.0012003 | 0.0012735 | 0.0011998 | 0.0013247 | 0.015787 | 0.015787 | 0.0095549 | 0.0052636 | 0.0012452 | 0.86635 | 0
LO5Med | New | HeatPumps | Commercial | HVAC | 6.3252e-06 | 4.683e-06 | 0.07175 | 149.5935 | 140-150 | >100 | Warehouse | HeatPumps-New-Warehouse | 2.9152e-06 | 8.2454e-06 | 1.3165e-05 | 1.958e-05 | 2.0519e-05 | 3.1373e-05 | 3.9818e-05 | 3.8407e-05 | 5.7124e-05 | 6.4795e-05 | 6.9944e-05 | 6.9972e-05 | 6.9467e-05 | 8.2287e-05 | 8.1624e-05 | 9.4695e-05 | 8.2708e-05 | 8.5007e-05 | 8.4327e-05 | 8.3098e-05 | 0.0010991 | 0.0010991 | 0.00066924 | 0.00036589 | 9.5798e-05 | 0.27133 | 0
LO5Med | New | HeatPumps | Commercial | HVAC | 1.414e-05 | 1.0469e-05 | 0.1604 | 58.1305 | 50-60 | 40-100 | Supermarket | HeatPumps-New-Supermarket | 3.8253e-05 | 8.5937e-05 | 0.00014115 | 0.00021419 | 0.00031836 | 0.00044788 | 0.00058654 | 0.00061759 | 0.0010813 | 0.0011123 | 0.0013531 | 0.001246 | 0.0014605 | 0.0014803 | 0.0015324 | 0.0015354 | 0.0016202 | 0.0013652 | 0.001428 | 0.0013801 | 0.019045 | 0.019045 | 0.011716 | 0.0059966 | 0.0012458 | 0.60657 | 0
LO5Med | New | HeatPumps | Commercial | HVAC | 1.414e-05 | 1.0469e-05 | 0.1604 | 145.6191 | 140-150 | >100 | MiniMart | HeatPumps-New-MiniMart | 1.1365e-05 | 2.496e-05 | 4.2147e-05 | 6.0712e-05 | 0.00020019 | 0.00028853 | 0.00035625 | 0.00037798 | 0.00063525 | 0.00065909 | 0.00074692 | 0.00076037 | 0.00081044 | 0.00083715 | 0.00083957 | 0.00082592 | 0.00086842 | 0.0007779 | 0.00080389 | 0.00084045 | 0.010768 | 0.010768 | 0.0066509 | 0.0034034 | 0.0006279 | 0.27801 | 0
LO5Med | New | HeatPumps | Commercial | HVAC | 1.1849e-05 | 8.773e-06 | 0.13441 | 72.4416 | 70-80 | 40-100 | Restaurant | HeatPumps-New-Restaurant | 4.2489e-05 | 8.4343e-05 | 0.0001318 | 0.00019457 | 0.00027846 | 0.00041052 | 0.00051312 | 0.00050341 | 0.00093924 | 0.00097244 | 0.0012391 | 0.0011453 | 0.0013994 | 0.0012794 | 0.0014222 | 0.0014024 | 0.001563 | 0.0013976 | 0.0015208 | 0.0013224 | 0.017762 | 0.017762 | 0.010556 | 0.0053095 | 0.0011422 | 0.5083 | 0
LO5Med | New | HeatPumps | Commercial | HVAC | 7.946e-06 | 5.8831e-06 | 0.090137 | 127.8116 | 120-130 | >100 | Lodging | HeatPumps-New-Lodging | 2.3417e-05 | 4.255e-05 | 6.1546e-05 | 9.0007e-05 | 0.00013588 | 0.00020969 | 0.00026988 | 0.00025743 | 0.00053389 | 0.00051962 | 0.00070536 | 0.00061104 | 0.00083133 | 0.00066421 | 0.00086052 | 0.00082869 | 0.00087822 | 0.00083553 | 0.00097528 | 0.00079058 | 0.010125 | 0.010125 | 0.0058164 | 0.0028493 | 0.00056309 | 0.31246 | 0
LO5Med | New | HeatPumps | Commercial | HVAC | 2.0196e-05 | 1.4953e-05 | 0.22909 | 40.6442 | 40-50 | 40-100 | Hospital | HeatPumps-New-Hospital | 0.00017233 | 0.00047689 | 0.00087202 | 0.0012037 | 0.001901 | 0.0028569 | 0.0033282 | 0.0033575 | 0.0041826 | 0.0050493 | 0.0051903 | 0.0051526 | 0.0048534 | 0.0048604 | 0.0050143 | 0.0056805 | 0.0057236 | 0.0057147 | 0.0059541 | 0.0061578 | 0.077702 | 0.077702 | 0.048471 | 0.028591 | 0.0074827 | 0.79415 | 0
LO5Med | New | HeatPumps | Commercial | HVAC | 2.0196e-05 | 1.4953e-05 | 0.22909 | 35.9324 | 30-40 | <40 | Residential Care | HeatPumps-New-Residential Care | 0.00012245 | 0.00028926 | 0.00050906 | 0.0008312 | 0.0012127 | 0.0018158 | 0.0019938 | 0.0020466 | 0.0024631 | 0.0030014 | 0.0030655 | 0.0030021 | 0.0026916 | 0.0028083 | 0.0028065 | 0.0033008 | 0.0031385 | 0.0033143 | 0.0033724 | 0.0036088 | 0.045394 | 0.045394 | 0.028659 | 0.017351 | 0.0047805 | 0.86635 | 0
LO5Med | New | HeatPumps | Commercial | HVAC | 1.1779e-05 | 8.7206e-06 | 0.13361 | 72.9722 | 70-80 | 40-100 | Assembly | HeatPumps-New-Assembly | 0.00012087 | 0.00044973 | 0.00047263 | 0.00068799 | 0.001086 | 0.0017835 | 0.0025118 | 0.003326 | 0.0044596 | 0.0049817 | 0.005143 | 0.0051313 | 0.0059712 | 0.0061032 | 0.006223 | 0.0065215 | 0.0067515 | 0.006896 | 0.0063436 | 0.0064466 | 0.081411 | 0.081411 | 0.048451 | 0.025023 | 0.0046007 | 0.50527 | 0
LO5Med | New | HeatPumps | Commercial | HVAC | 1.4025e-05 | 1.0384e-05 | 0.15909 | 58.7385 | 50-60 | 40-100 | Other | HeatPumps-New-Other | 0.00011235 | 0.00032211 | 0.00045996 | 0.00065491 | 0.0012958 | 0.0017722 | 0.0019476 | 0.0021724 | 0.0032084 | 0.0035908 | 0.0039536 | 0.0036494 | 0.0036449 | 0.0036555 | 0.0039104 | 0.0036833 | 0.0042393 | 0.0047411 | 0.0040537 | 0.0041582 | 0.055226 | 0.055226 | 0.03435 | 0.01949 | 0.0046173 | 0.60163 | 0
LO12Med | NR | IceAndVending | Commercial | Refrigeration | 0.054358 | 0.029525 | 573.0867 | -58.9935 | <0 | <40 | Misc | Commercial Ice Maker | 0.032477 | 0.065781 | 0.099896 | 0.13481 | 0.1705 | 0.20352 | 0.23093 | 0.2538 | 0.27298 | 0.28915 | 0.30288 | 0.31463 | 0.32478 | 0.33363 | 0.34143 | 0.34837 | 0.16684 | 0 | 0 | 0 | 3.8864 | 3.8864 | 3.3712 | 2.0567 | 0.70698 | 1.9133 | 1
LO12Med | NR | IceAndVending | Commercial | Refrigeration | 0.0074662 | 0.0055345 | 77.3119 | 43.1667 | 40-50 | 40-100 | MIsc | Commercial Beverage Vending Machine | 0.023763 | 0.048132 | 0.073093 | 0.098638 | 0.12476 | 0.14891 | 0.16897 | 0.18571 | 0.19974 | 0.21157 | 0.0092989 | 0 | 0 | 0 | 0 | 0 | 0 | 0 | 0 | 0 | 1.2926 | 1.2926 | 1.2926 | 1.2926 | 0.5173 | 0.76792 | 0
LO50Fast | New | LPD Package | Commercial | Lighting | 0.064433 | 0.04539 | 736.8379 | 15.6093 | 10-20 | <40 | All Btype | NEW_LINEAR_Fixture_from_LFTube_to_LEDPanel_CONTR | 1.34 | 2.2423 | 2.4456 | 2.8026 | 3.235 | 3.8697 | 3.8833 | 3.6659 | 4.5083 | 4.428 | 4.5537 | 4.3113 | 4.322 | 4.4083 | 4.512 | 4.7195 | 4.8491 | 4.9832 | 4.6681 | 4.7225 | 82.5133 | 78.4707 | 54.5282 | 36.9746 | 15.9354 | 1.3941 | 1
LO50Fast | New | LPD Package | Commercial | Lighting | 0.0075052 | 0.0050103 | 86.1037 | 23.4149 | 20-30 | <40 | All Btype | NEW_HIGHBAY_Fixture_from_LFTube_to_LEDPanel_CONTR | 0.091039 | 0.15234 | 0.16616 | 0.19041 | 0.21979 | 0.26291 | 0.26383 | 0.24906 | 0.30629 | 0.30084 | 0.30938 | 0.2929 | 0.29363 | 0.2995 | 0.30654 | 0.32064 | 0.32945 | 0.33856 | 0.31715 | 0.32085 | 5.6059 | 5.3312 | 3.7046 | 2.512 | 1.0826 | 1.1238 | 1
LO50Fast | New | LPD Package | Commercial | Lighting | 0.003903 | 0.0028339 | 44.0079 | -41.3155 | <0 | <40 | All Btype | NEW_CAN_Fixture_from_CFL_to_LEDPanel | 0.010237 | 0.01713 | 0.018683 | 0.02141 | 0.024713 | 0.029562 | 0.029666 | 0.028005 | 0.03444 | 0.033827 | 0.034787 | 0.032935 | 0.033017 | 0.033676 | 0.034468 | 0.036054 | 0.037044 | 0.038068 | 0.035661 | 0.036077 | 0.63034 | 0.59946 | 0.41656 | 0.28246 | 0.12174 | 6.0254 | 1
LO50Fast | New | LPD Package | Commercial | Lighting | 0.00052728 | 0.00038285 | 5.9453 | -204.0955 | <0 | <40 | All Btype | NEW_DISP_Fixture_from_CFL_to_LEDPanel | 0.00025144 | 0.00042076 | 0.00045891 | 0.0005259 | 0.00060703 | 0.00072613 | 0.00072868 | 0.00068788 | 0.00084595 | 0.00083089 | 0.00085447 | 0.00080898 | 0.00081099 | 0.00082719 | 0.00084664 | 0.00088558 | 0.00090991 | 0.00093507 | 0.00087594 | 0.00088615 | 0.015483 | 0.014724 | 0.010232 | 0.006938 | 0.0029902 | 59.2317 | 1
LO50Fast | New | LPD Package | Commercial | Lighting | 0.001374 | 0.00099731 | 14.8187 | -128.7433 | <0 | <40 | All Btype | NEW_OTHER_Fixture_from_CFL_to_LEDPanel | 0.0094009 | 0.015731 | 0.017158 | 0.019662 | 0.022695 | 0.027148 | 0.027244 | 0.025718 | 0.031628 | 0.031065 | 0.031947 | 0.030246 | 0.030321 | 0.030927 | 0.031654 | 0.03311 | 0.034019 | 0.03496 | 0.03275 | 0.033131 | 0.57888 | 0.55052 | 0.38255 | 0.2594 | 0.1118 | 6.0094 | 1
LO50Fast | NR | LPD Package | Commercial | Lighting | 0.01332 | 0.0093852 | 154.37 | 3.0081 | 0-10 | <40 | All Btype | NR_LINEAR_Fixture_from_LFTube_to_LEDPanel | 1.728 | 2.5233 | 3.0451 | 3.3728 | 3.5826 | 3.6787 | 3.7121 | 3.7155 | 3.7064 | 3.6911 | 3.6749 | 3.6589 | 2.3121 | 0 | 0 | 0 | 0 | 0 | 0 | 0 | 42.4015 | 42.4015 | 42.4015 | 36.4305 | 17.9305 | 2.1638 | 1
LO50Fast | NR | LPD Package | Commercial | Lighting | 0.0040085 | 0.0028243 | 46.4552 | 21.6506 | 20-30 | <40 | All Btype | NR_LINEAR_Fixture_from_LFTube_to_LEDPanel_RDX | 0.52003 | 0.75935 | 0.91637 | 1.015 | 1.0781 | 1.1071 | 1.1171 | 1.1181 | 1.1154 | 1.1108 | 1.1059 | 1.1011 | 0.69578 | 0 | 0 | 0 | 0 | 0 | 0 | 0 | 12.76 | 12.76 | 12.76 | 10.9632 | 5.3959 | 1.1811 | 1
LO50Fast | NR | LPD Package | Commercial | Lighting | 0.052692 | 0.037146 | 610.2888 | 16.966 | 10-20 | <40 | All Btype | NR_LINEAR_Fixture_from_LFTube_to_LEDPanel_CONTR | 6.8316 | 9.9756 | 12.0385 | 13.334 | 14.1635 | 14.5435 | 14.6754 | 14.689 | 14.6529 | 14.5923 | 14.5286 | 14.4651 | 9.1405 | 0 | 0 | 0 | 0 | 0 | 0 | 0 | 167.6306 | 167.6306 | 167.6306 | 144.025 | 70.8868 | 1.3411 | 1
LO50Fast | NR | LPD Package | Commercial | Lighting | 0.00074496 | 0.00052489 | 8.6335 | 3.4863 | 0-10 | <40 | All Btype | NR_LINEAR_Lamp_from_LFTube_to_LEDTube_RDX | 0.0086156 | 0.012581 | 0.015182 | 0.016816 | 0.017862 | 0.018341 | 0.018508 | 0.018525 | 0.018479 | 0.018403 | 0.018322 | 0.018242 | 0.011527 | 0 | 0 | 0 | 0 | 0 | 0 | 0 | 0.2114 | 0.2114 | 0.2114 | 0.18163 | 0.089398 | 2.135 | 1
LO50Fast | NR | LPD Package | Commercial | Lighting | 0.011202 | 0.0079956 | 128.0176 | 17.8102 | 10-20 | <40 | All Btype | NR_LINEAR_Fixture_from_LEDTube_to_LEDPanel_CONTR | 1.5923 | 2.3251 | 2.8058 | 3.1078 | 3.3011 | 3.3897 | 3.4204 | 3.4236 | 3.4152 | 3.4011 | 3.3862 | 3.3714 | 2.1304 | 0 | 0 | 0 | 0 | 0 | 0 | 0 | 39.0702 | 39.0702 | 39.0702 | 33.5683 | 16.5218 | 1.3214 | 1
LO50Fast | NR | LPD Package | Commercial | Lighting | 0.00066017 | 0.00043602 | 7.6785 | 35.0668 | 30-40 | <40 | All Btype | NR_HIGHBAY_Fixture_from_LFTube_to_LEDPanel | 0.035295 | 0.051539 | 0.062196 | 0.068889 | 0.073175 | 0.075138 | 0.07582 | 0.07589 | 0.075704 | 0.075391 | 0.075061 | 0.074733 | 0.074407 | 0.074083 | 0.07376 | 0.073439 | 0.07312 | 0.038573 | 0 | 0 | 1.2262 | 1.2262 | 1.0411 | 0.7441 | 0.36623 | 0.90025 | 0
LO50Fast | NR | LPD Package | Commercial | Lighting | 0.003644 | 0.0024083 | 42.3941 | 20.6867 | 20-30 | <40 | All Btype | NR_HIGHBAY_Fixture_from_LFTube_to_LEDPanel_CONTR | 0.19487 | 0.28455 | 0.34339 | 0.38035 | 0.40401 | 0.41485 | 0.41861 | 0.419 | 0.41797 | 0.41624 | 0.41442 | 0.41261 | 0.41081 | 0.40902 | 0.40724 | 0.40547 | 0.4037 | 0.21296 | 0 | 0 | 6.7701 | 6.7701 | 5.748 | 4.1083 | 2.022 | 1.2 | 1
LO50Fast | NR | LPD Package | Commercial | Lighting | 7.1117e-06 | 4.5442e-06 | 0.085156 | -86.3312 | <0 | <40 | All Btype | NR_HIGHBAY_Fixture_from_HID_to_LEDPanel | 8.6985e-05 | 0.00012702 | 0.00015328 | 0.00016978 | 0.00018034 | 0.00018518 | 0.00018686 | 0.00018703 | 0.00018657 | 0.0001858 | 0.00018499 | 0.00018418 | 0.00018337 | 0.00018258 | 0.00018178 | 0.00018099 | 0.0001802 | 9.5061e-05 | 0 | 0 | 0.003022 | 0.003022 | 0.0025657 | 0.0018338 | 0.00090257 | 18.6784 | 1
LO50Fast | NR | LPD Package | Commercial | Lighting | 3.3243e-05 | 2.1276e-05 | 0.39862 | -60.4252 | <0 | <40 | All Btype | NR_HIGHBAY_Fixture_from_HID_to_LEDPanel_CONTR | 0.00040718 | 0.00059457 | 0.00071752 | 0.00079473 | 0.00084418 | 0.00086682 | 0.00087468 | 0.00087549 | 0.00087334 | 0.00086973 | 0.00086593 | 0.00086215 | 0.00085839 | 0.00085465 | 0.00085092 | 0.00084722 | 0.00084354 | 0.00044499 | 0 | 0 | 0.014146 | 0.014146 | 0.01201 | 0.0085842 | 0.004225 | 14.675 | 1
LO50Fast | NR | LPD Package | Commercial | Lighting | 0.0012521 | 0.00094374 | 13.7654 | -50.1441 | <0 | <40 | All Btype | NR_CAN_Lamp_from_CFL_to_LEDScrew | 0.0078837 | 0.011512 | 0.013892 | 0.015387 | 0.016345 | 0.016783 | 0.016935 | 0.016951 | 0.016909 | 0.01684 | 0.016766 | 0.016693 | 0.01662 | 0.016548 | 0.016475 | 0.016404 | 0.016332 | 0.0033984 | 0 | 0 | 0.26868 | 0.26868 | 0.23254 | 0.16621 | 0.081804 | 15.183 | 1
LO50Fast | NR | LPD Package | Commercial | Lighting | 0.0018751 | 0.0013861 | 20.0374 | -50.4755 | <0 | <40 | All Btype | NR_CAN_Lamp_from_Inc/Hal_to_LEDScrew | 0.19126 | 0.19983 | 0 | 0 | 0 | 0 | 0 | 0 | 0 | 0 | 0 | 0 | 0 | 0 | 0 | 0 | 0 | 0 | 0 | 0 | 0.39109 | 0.39109 | 0.39109 | 0.39109 | 0.39109 | 12.2344 | 1
LO50Fast | NR | LPD Package | Commercial | Lighting | 4.7222e-05 | 3.2568e-05 | 0.53753 | -115.5535 | <0 | <40 | All Btype | NR_DISP_Lamp_from_CFL_to_LEDScrew | 5.5974e-05 | 8.1734e-05 | 9.8635e-05 | 0.00010925 | 0.00011605 | 0.00011916 | 0.00012024 | 0.00012035 | 0.00012006 | 0.00011956 | 0.00011904 | 0.00011852 | 0.000118 | 0.00011749 | 0.00011697 | 0.00011647 | 0.00011596 | 2.4128e-05 | 0 | 0 | 0.0019076 | 0.0019076 | 0.001651 | 0.00118 | 0.0005808 | 21.3194 | 1
LO50Fast | NR | LPD Package | Commercial | Lighting | 0.00071247 | 0.00050857 | 8.3352 | -53.7112 | <0 | <40 | All Btype | NR_DISP_Lamp_from_Inc/Hal_to_LEDScrew | 0.014466 | 0.015114 | 0 | 0 | 0 | 0 | 0 | 0 | 0 | 0 | 0 | 0 | 0 | 0 | 0 | 0 | 0 | 0 | 0 | 0 | 0.02958 | 0.02958 | 0.02958 | 0.02958 | 0.02958 | 11.5522 | 1
LO50Fast | NR | LPD Package | Commercial | Lighting | 0.0025468 | 0.0019336 | 26.8423 | -147.1887 | <0 | <40 | All Btype | NR_OTHER_Lamp_from_CFL_to_LEDScrew | 0.027951 | 0.040815 | 0.049255 | 0.054555 | 0.057949 | 0.059504 | 0.060043 | 0.060099 | 0.059951 | 0.059704 | 0.059443 | 0.059183 | 0.058925 | 0.058668 | 0.058413 | 0.058158 | 0.057905 | 0.012049 | 0 | 0 | 0.95257 | 0.95257 | 0.82446 | 0.58927 | 0.29003 | 35.6512 | 1
LO50Fast | NR | LPD Package | Commercial | Lighting | 0.0055115 | 0.0041173 | 58.0995 | -150.7276 | <0 | <40 | All Btype | NR_OTHER_Lamp_from_Inc/Hal_to_LEDScrew | 1.0083 | 1.0535 | 0 | 0 | 0 | 0 | 0 | 0 | 0 | 0 | 0 | 0 | 0 | 0 | 0 | 0 | 0 | 0 | 0 | 0 | 2.0618 | 2.0618 | 2.0618 | 2.0618 | 2.0618 | 39.3164 | 1
Retro12Med | Retro | LPD Package | Commercial | Lighting | 0.00148 | 0.0010428 | 17.1522 | 77.6641 | 70-80 | 40-100 | All Btype | RETRO_LINEAR_Fixture_from_LFTube_to_LEDPanel | 0.076161 | 0.075825 | 0.075492 | 0.07516 | 0.07483 | 0.067052 | 0.075365 | 0.059927 | 0.045948 | 0.036015 | 0.028301 | 0.022384 | 0.017745 | 0.014112 | 0.011241 | 0.0089615 | 6.092e-05 | 2.1684e-05 | 7.3678e-06 | 2.3945e-06 | 3.4628 | 0.76461 | 0.75556 | 0.69008 | 0.44452 | 0.4975 | 0
Retro12Med | Retro | LPD Package | Commercial | Lighting | 0.00044538 | 0.00031382 | 5.1617 | 50.889 | 50-60 | 40-100 | All Btype | RETRO_LINEAR_Fixture_from_LFTube_to_LEDPanel_RDX | 0.022919 | 0.022818 | 0.022718 | 0.022618 | 0.022519 | 0.020178 | 0.02268 | 0.018034 | 0.013827 | 0.010838 | 0.0085166 | 0.0067362 | 0.00534 | 0.0042467 | 0.0033829 | 0.0026968 | 1.8333e-05 | 6.5256e-06 | 2.2172e-06 | 7.206e-07 | 1.0421 | 0.2301 | 0.22737 | 0.20767 | 0.13377 | 0.68455 | 0
Retro12Med | Retro | LPD Package | Commercial | Lighting | 0.0058547 | 0.0041273 | 67.8099 | 68.6483 | 60-70 | 40-100 | All Btype | RETRO_LINEAR_Fixture_from_LFTube_to_LEDPanel_CONTR | 0.3011 | 0.29977 | 0.29845 | 0.29714 | 0.29583 | 0.26508 | 0.29795 | 0.23692 | 0.18165 | 0.14238 | 0.11188 | 0.088494 | 0.070152 | 0.05579 | 0.044441 | 0.035428 | 0.00024084 | 8.5727e-05 | 2.9128e-05 | 9.4666e-06 | 13.6898 | 3.0228 | 2.987 | 2.7282 | 1.7574 | 0.54269 | 0
Retro12Med | Retro | LPD Package | Commercial | Lighting | 0.0067046 | 0.004724 | 77.7019 | 13.959 | 10-20 | <40 | All Btype | RETRO_LINEAR_Lamp_from_LFTube_to_LEDTube_RDX | 3.1052 | 3.0915 | 3.0779 | 3.0644 | 3.0509 | 2.7338 | 2.2769 | 1.8131 | 1.436 | 1.1412 | 0.9072 | 0.72188 | 0.5746 | 0.45758 | 0.36447 | 0.29034 | 0.001972 | 0.00070133 | 0.00023809 | 7.7311e-05 | 37.7464 | 28.1099 | 27.8165 | 25.698 | 18.1236 | 1.4555 | 1
Retro12Med | Retro | LPD Package | Commercial | Lighting | 7.3352e-05 | 4.8446e-05 | 0.85317 | 81.0459 | 80-90 | 40-100 | All Btype | RETRO_HIGHBAY_Fixture_from_LFTube_to_LEDPanel | 0.0037883 | 0.0037716 | 0.003755 | 0.0037385 | 0.0037221 | 0.0033352 | 0.0037487 | 0.0029808 | 0.0022855 | 0.0017914 | 0.0014077 | 0.0011134 | 0.00088264 | 0.00070194 | 0.00055915 | 0.00044575 | 3.0302e-06 | 1.0786e-06 | 3.6648e-07 | 1.1911e-07 | 0.17224 | 0.038032 | 0.037582 | 0.034325 | 0.022111 | 0.51091 | 0
Retro12Med | Retro | LPD Package | Commercial | Lighting | 0.00040489 | 0.00026759 | 4.7105 | 46.9851 | 40-50 | 40-100 | All Btype | RETRO_HIGHBAY_Fixture_from_LFTube_to_LEDPanel_CONTR | 0.020916 | 0.020824 | 0.020732 | 0.020641 | 0.02055 | 0.018414 | 0.020697 | 0.016458 | 0.012618 | 0.0098906 | 0.0077721 | 0.0061473 | 0.0048731 | 0.0038755 | 0.0030871 | 0.0024611 | 1.673e-05 | 5.9551e-06 | 2.0234e-06 | 6.576e-07 | 0.95097 | 0.20998 | 0.2075 | 0.18951 | 0.12208 | 0.73664 | 0
Retro12Med | Retro | LPD Package | Commercial | Lighting | 2.8447e-05 | 1.8177e-05 | 0.34062 | 9.9135 | 0-10 | <40 | All Btype | RETRO_HIGHBAY_Fixture_from_HID_to_LEDPanel | 0.0121 | 0.012046 | 0.011993 | 0.011941 | 0.011888 | 0.010653 | 0.0089207 | 0.0071033 | 0.0056224 | 0.0044666 | 0.00355 | 0.0028245 | 0.0022481 | 0.0017902 | 0.0014259 | 0.0011359 | 7.7154e-06 | 2.744e-06 | 9.3153e-07 | 3.0249e-07 | 0.15338 | 0.10972 | 0.10857 | 0.10028 | 0.070621 | 1.239 | 1
Retro12Med | Retro | LPD Package | Commercial | Lighting | 0.00013297 | 8.5105e-05 | 1.5945 | 8.8311 | 0-10 | <40 | All Btype | RETRO_HIGHBAY_Fixture_from_HID_to_LEDPanel_CONTR | 0.056639 | 0.05639 | 0.056142 | 0.055895 | 0.05565 | 0.049865 | 0.041758 | 0.033251 | 0.026319 | 0.020909 | 0.016618 | 0.013222 | 0.010523 | 0.0083799 | 0.0066748 | 0.0053173 | 3.6116e-05 | 1.2845e-05 | 4.3605e-06 | 1.416e-06 | 0.71799 | 0.51361 | 0.50824 | 0.46944 | 0.33058 | 1.3179 | 1
Retro12Med | Retro | LPD Package | Commercial | Lighting | 0.0012521 | 0.00094374 | 13.7654 | -34.5708 | <0 | <40 | All Btype | RETRO_CAN_Lamp_from_CFL_to_LEDScrew | 0.30561 | 0.30427 | 0.30293 | 0.3016 | 0.30027 | 0.26906 | 0.23193 | 0.18465 | 0.14564 | 0.11553 | 0.091714 | 0.072925 | 0.058017 | 0.046194 | 0.036795 | 0.029314 | 0.00019912 | 7.0824e-05 | 2.4046e-05 | 7.8089e-06 | 4.733 | 2.7967 | 2.7671 | 2.5532 | 1.7837 | 4.0068 | 1
Retro12Med | Retro | LPD Package | Commercial | Lighting | 0.0018751 | 0.0013861 | 20.0374 | -45.9379 | <0 | <40 | All Btype | RETRO_CAN_Lamp_from_Inc/Hal_to_LEDScrew | 0.44486 | 0.4429 | 0.44095 | 0.43901 | 0.43709 | 0.39165 | 0.3376 | 0.26878 | 0.212 | 0.16818 | 0.1335 | 0.10615 | 0.084452 | 0.067241 | 0.05356 | 0.04267 | 0.00028985 | 0.00010309 | 3.5002e-05 | 1.1367e-05 | 6.8895 | 4.071 | 4.0279 | 3.7165 | 2.5965 | 7.4577 | 1
Retro12Med | Retro | LPD Package | Commercial | Lighting | 4.7222e-05 | 3.2568e-05 | 0.53753 | -53.7424 | <0 | <40 | All Btype | RETRO_DISP_Lamp_from_CFL_to_LEDScrew | 0.011934 | 0.011881 | 0.011829 | 0.011777 | 0.011725 | 0.010507 | 0.0090566 | 0.0072104 | 0.0056872 | 0.0045116 | 0.0035814 | 0.0028477 | 0.0022656 | 0.0018039 | 0.0014368 | 0.0011447 | 7.7757e-06 | 2.7656e-06 | 9.3897e-07 | 3.0493e-07 | 0.18482 | 0.10921 | 0.10805 | 0.099701 | 0.069654 | 2.2014 | 1
Retro12Med | Retro | LPD Package | Commercial | Lighting | 0.00071247 | 0.00050857 | 8.3352 | -46.493 | <0 | <40 | All Btype | RETRO_DISP_Lamp_from_Inc/Hal_to_LEDScrew | 0.18505 | 0.18424 | 0.18343 | 0.18262 | 0.18182 | 0.16292 | 0.14044 | 0.11181 | 0.088187 | 0.069958 | 0.055535 | 0.044157 | 0.035131 | 0.027971 | 0.02228 | 0.01775 | 0.00012057 | 4.2885e-05 | 1.456e-05 | 4.7284e-06 | 2.8659 | 1.6935 | 1.6755 | 1.546 | 1.0801 | 6.0141 | 1
Retro12Med | Retro | LPD Package | Commercial | Lighting | 0.0025468 | 0.0019336 | 26.8423 | -5.8018 | <0 | <40 | All Btype | RETRO_OTHER_Lamp_from_CFL_to_LEDScrew | 0.59594 | 0.59331 | 0.5907 | 0.58811 | 0.58553 | 0.52466 | 0.45225 | 0.36006 | 0.284 | 0.22529 | 0.17884 | 0.1422 | 0.11313 | 0.090078 | 0.07175 | 0.057162 | 0.00038829 | 0.00013811 | 4.6889e-05 | 1.5227e-05 | 9.2293 | 5.4536 | 5.3959 | 4.9787 | 3.4783 | 1.3576 | 1
Retro12Med | Retro | LPD Package | Commercial | Lighting | 0.0055115 | 0.0041173 | 58.0995 | -136.8637 | <0 | <40 | All Btype | RETRO_OTHER_Lamp_from_Inc/Hal_to_LEDScrew | 1.2899 | 1.2842 | 1.2786 | 1.2729 | 1.2674 | 1.1356 | 0.97889 | 0.77934 | 0.6147 | 0.48764 | 0.3871 | 0.30779 | 0.24487 | 0.19497 | 0.1553 | 0.12373 | 0.00084044 | 0.00029893 | 0.00010149 | 3.2959e-05 | 19.9767 | 11.8042 | 11.6792 | 10.7763 | 7.5286 | 10.7771 | 1
LO50Fast | New | LPD Package | Commercial | Lighting | 0.003006 | 0.0021237 | 34.2524 | -1.0266 | <0 | <40 | All Btype | NEW_LINEAR_Fixture_from_LEDPanel_to_LEDPanel_CONTR | 0.065188 | 0.10908 | 0.11898 | 0.13634 | 0.15738 | 0.18825 | 0.18892 | 0.17834 | 0.21932 | 0.21541 | 0.22153 | 0.20973 | 0.21025 | 0.21446 | 0.2195 | 0.22959 | 0.2359 | 0.24242 | 0.22709 | 0.22974 | 4.0141 | 3.8174 | 2.6527 | 1.7987 | 0.77522 | 3.0259 | 1
LO50Fast | New | LPD Package | Commercial | Lighting | 0.00088807 | 0.00059478 | 10.2025 | -7.8741 | <0 | <40 | All Btype | NEW_HIGHBAY_Fixture_from_LEDPanel_to_LEDPanel_CONTR | 0.019417 | 0.032492 | 0.035438 | 0.040611 | 0.046877 | 0.056074 | 0.056271 | 0.053121 | 0.065327 | 0.064164 | 0.065985 | 0.062472 | 0.062627 | 0.063878 | 0.06538 | 0.068387 | 0.070266 | 0.072209 | 0.067643 | 0.068431 | 1.1957 | 1.1371 | 0.79014 | 0.53578 | 0.23091 | 5.6908 | 1
LO50Fast | New | LPD Package | Commercial | Lighting | 0.00043587 | 0.00031886 | 4.7976 | 20.6902 | 20-30 | <40 | All Btype | NEW_CAN_Fixture_from_LEDPanel_to_LEDPanel_CONTR | 0.0091306 | 0.015279 | 0.016664 | 0.019097 | 0.022043 | 0.026368 | 0.02646 | 0.024979 | 0.030719 | 0.030172 | 0.031028 | 0.029376 | 0.029449 | 0.030038 | 0.030744 | 0.032158 | 0.033041 | 0.033955 | 0.031808 | 0.032179 | 0.56223 | 0.53469 | 0.37155 | 0.25194 | 0.10858 | 1.2258 | 1
LO50Fast | New | LPD Package | Commercial | Lighting | 0.0008929 | 0.00065128 | 9.9061 | 19.7008 | 10-20 | <40 | All Btype | NEW_DISP_Fixture_from_LEDPanel_to_LEDPanel_CONTR | 0.018853 | 0.031548 | 0.034409 | 0.039431 | 0.045515 | 0.054445 | 0.054636 | 0.051577 | 0.063429 | 0.0623 | 0.064068 | 0.060657 | 0.060807 | 0.062022 | 0.063481 | 0.0664 | 0.068224 | 0.070111 | 0.065678 | 0.066443 | 1.1609 | 1.104 | 0.76718 | 0.52021 | 0.2242 | 1.2599 | 1
LO50Fast | New | LPD Package | Commercial | Lighting | 0.0017404 | 0.0013038 | 18.1281 | 35.3702 | 30-40 | <40 | All Btype | NEW_OTHER_Fixture_from_LEDPanel_to_LEDPanel_CONTR | 0.034501 | 0.057733 | 0.062968 | 0.072159 | 0.083292 | 0.099634 | 0.099983 | 0.094386 | 0.11607 | 0.11401 | 0.11724 | 0.111 | 0.11128 | 0.1135 | 0.11617 | 0.12151 | 0.12485 | 0.1283 | 0.12019 | 0.12159 | 2.1245 | 2.0204 | 1.4039 | 0.95198 | 0.41029 | 0.88069 | 0
LO5Med | NR | Com-PTHP | Commercial | HVAC | 6.6939e-05 | 4.956e-05 | 0.75933 | 3.1137 | 0-10 | <40 | Large Off | Com-PTHP-NR-Large Off | 5.2521e-05 | 0.00011666 | 0.00019475 | 0.00028495 | 0.00038734 | 0.00050651 | 0.00063661 | 0.00076875 | 0.0008924 | 0.00099766 | 0.0010779 | 0.0011317 | 0.0011623 | 0.0011746 | 0.0011711 | 0.0011843 | 0.0011794 | 0.0011723 | 0.0011672 | 0.0011626 | 0.017439 | 0.016422 | 0.010556 | 0.0059161 | 0.0015427 | 2.3619 | 1
LO5Med | NR | Com-PTHP | Commercial | HVAC | 6.6939e-05 | 4.956e-05 | 0.75933 | 3.1137 | 0-10 | <40 | Medium Off | Com-PTHP-NR-Medium Off | 0.00066845 | 0.0014847 | 0.0024786 | 0.0036266 | 0.0049297 | 0.0064465 | 0.0081023 | 0.0097841 | 0.011358 | 0.012697 | 0.013719 | 0.014403 | 0.014793 | 0.01495 | 0.014905 | 0.015169 | 0.015104 | 0.01499 | 0.014903 | 0.014841 | 0.22262 | 0.20935 | 0.13435 | 0.075296 | 0.019635 | 2.3619 | 1
LO5Med | NR | Com-PTHP | Commercial | HVAC | 6.6939e-05 | 4.956e-05 | 0.75933 | 3.1137 | 0-10 | <40 | Small Ret | Com-PTHP-NR-Small Ret | 0.00041247 | 0.0009147 | 0.0015245 | 0.0022271 | 0.0030224 | 0.0039461 | 0.0049516 | 0.0059699 | 0.0069189 | 0.0077226 | 0.0083307 | 0.0087321 | 0.0089538 | 0.0090343 | 0.0089928 | 0.0090099 | 0.0089652 | 0.0089293 | 0.0089013 | 0.0088492 | 0.13274 | 0.12631 | 0.081654 | 0.045941 | 0.012047 | 2.3619 | 1
LO5Med | NR | Com-PTHP | Commercial | HVAC | 7.8043e-05 | 5.7782e-05 | 0.88529 | 0.40859 | 0-10 | <40 | School K-12 | Com-PTHP-NR-School K-12 | 9.0551e-05 | 0.00020131 | 0.00033637 | 0.00049261 | 0.00067021 | 0.00087722 | 0.0011035 | 0.0013338 | 0.0015497 | 0.0017341 | 0.0018753 | 0.0019706 | 0.0020257 | 0.0020491 | 0.0020448 | 0.0020544 | 0.0020493 | 0.0020442 | 0.0020389 | 0.0020334 | 0.030501 | 0.028575 | 0.018355 | 0.010265 | 0.0026683 | 2.7537 | 1
LO5Med | NR | Com-PTHP | Commercial | HVAC | 0.00013829 | 0.00013351 | 1.2311 | -7.7771 | <0 | <40 | Lodging | Com-PTHP-NR-Lodging | 0.0096401 | 0.021397 | 0.035696 | 0.052192 | 0.070895 | 0.092643 | 0.11636 | 0.14041 | 0.16288 | 0.18196 | 0.19647 | 0.20612 | 0.21155 | 0.21364 | 0.21285 | 0.21405 | 0.21281 | 0.21173 | 0.21085 | 0.21006 | 3.1509 | 2.9842 | 1.9247 | 1.0805 | 0.28246 | 4.1693 | 1
LO5Med | NR | Com-PTHP | Commercial | HVAC | 9.9039e-05 | 9.5611e-05 | 0.88168 | -3.1295 | <0 | <40 | Residential Care | Com-PTHP-NR-Residential Care | 0.0025726 | 0.0057077 | 0.009518 | 0.013911 | 0.018889 | 0.024673 | 0.030976 | 0.037365 | 0.043326 | 0.048384 | 0.052219 | 0.054763 | 0.056181 | 0.056715 | 0.056483 | 0.057462 | 0.057237 | 0.056983 | 0.056777 | 0.056498 | 0.84748 | 0.79664 | 0.51168 | 0.28754 | 0.075271 | 2.9858 | 1
LO5Med | NR | Com-PTHP | Commercial | HVAC | 0.00010898 | 8.0684e-05 | 1.2362 | -4.2201 | <0 | <40 | Assembly | Com-PTHP-NR-Assembly | 0.00017675 | 0.00039201 | 0.00065344 | 0.00095466 | 0.0012958 | 0.0016919 | 0.0021233 | 0.0025602 | 0.0029676 | 0.0033127 | 0.0035739 | 0.0037465 | 0.0038421 | 0.0038771 | 0.0038597 | 0.0038884 | 0.003898 | 0.0038506 | 0.0038296 | 0.003814 | 0.05721 | 0.054308 | 0.035027 | 0.019702 | 0.0051645 | 3.8451 | 1
LO5Med | NR | Com-PTHP | Commercial | HVAC | 7.8043e-05 | 5.7782e-05 | 0.88529 | 0.40859 | 0-10 | <40 | Other | Com-PTHP-NR-Other | 0.00085396 | 0.0018854 | 0.0031285 | 0.0045499 | 0.0061476 | 0.0079907 | 0.0099827 | 0.011982 | 0.013826 | 0.015364 | 0.0165 | 0.017218 | 0.017578 | 0.017657 | 0.017498 | 0.017654 | 0.017567 | 0.017334 | 0.017147 | 0.017076 | 0.25614 | 0.24894 | 0.16216 | 0.09221 | 0.024556 | 2.7537 | 1
LO5Med | New | Com-PTHP | Commercial | HVAC | 2.0676e-05 | 1.5308e-05 | 0.23454 | 45.654 | 40-50 | 40-100 | Large Off | Com-PTHP-New-Large Off | 1.0308e-05 | 2.2272e-05 | 3.043e-05 | 4.2357e-05 | 5.7076e-05 | 8.7102e-05 | 0.00012008 | 0.00016132 | 0.00020161 | 0.00022099 | 0.00025109 | 0.0002721 | 0.00025566 | 0.00028931 | 0.00028926 | 0.00031264 | 0.00031569 | 0.00035401 | 0.00029502 | 0.00031385 | 0.0039022 | 0.0039022 | 0.002311 | 0.0012046 | 0.00024955 | 0.72952 | 0
LO5Med | New | Com-PTHP | Commercial | HVAC | 2.0676e-05 | 1.5308e-05 | 0.23454 | 45.654 | 40-50 | 40-100 | Medium Off | Com-PTHP-New-Medium Off | 0.00019085 | 0.00041908 | 0.00057061 | 0.00073554 | 0.0010088 | 0.0016501 | 0.0022182 | 0.0029727 | 0.0037185 | 0.0038847 | 0.0046346 | 0.0050509 | 0.0046261 | 0.0054375 | 0.0050883 | 0.005697 | 0.0057025 | 0.0063622 | 0.0051776 | 0.0055313 | 0.070677 | 0.070677 | 0.042207 | 0.022004 | 0.0045751 | 0.72952 | 0
LO5Med | New | Com-PTHP | Commercial | HVAC | 2.0676e-05 | 1.5308e-05 | 0.23454 | 45.654 | 40-50 | 40-100 | Small Ret | Com-PTHP-New-Small Ret | 3.6225e-05 | 7.9955e-05 | 0.00015676 | 0.0003049 | 0.00039113 | 0.00065143 | 0.00083065 | 0.00083624 | 0.0014807 | 0.0015551 | 0.0018219 | 0.0018187 | 0.0019815 | 0.0019596 | 0.0019817 | 0.0019762 | 0.0020528 | 0.0018615 | 0.0018789 | 0.0018165 | 0.025472 | 0.025472 | 0.015887 | 0.0081449 | 0.0016204 | 0.72952 | 0
LO5Med | New | Com-PTHP | Commercial | HVAC | 3.1402e-05 | 2.325e-05 | 0.35621 | 24.6288 | 20-30 | <40 | School K-12 | Com-PTHP-New-School K-12 | 1.1245e-05 | 2.4915e-05 | 4.175e-05 | 6.1189e-05 | 8.3108e-05 | 0.00010729 | 0.00013734 | 0.00016756 | 0.00023758 | 0.00026779 | 0.00028932 | 0.00031626 | 0.00031809 | 0.00031989 | 0.00031878 | 0.00032777 | 0.00032109 | 0.00032937 | 0.00033555 | 0.00034644 | 0.0043623 | 0.0043623 | 0.0027021 | 0.0014291 | 0.00032949 | 1.108 | 1
LO5Med | New | Com-PTHP | Commercial | HVAC | 2.6908e-05 | 2.5976e-05 | 0.23954 | 40.7626 | 40-50 | 40-100 | Lodging | Com-PTHP-New-Lodging | 0.00077387 | 0.0014062 | 0.0020339 | 0.0029744 | 0.0044905 | 0.0069294 | 0.0089187 | 0.0085071 | 0.017643 | 0.017172 | 0.02331 | 0.020193 | 0.027473 | 0.02195 | 0.028437 | 0.027386 | 0.029022 | 0.027612 | 0.03223 | 0.026126 | 0.33459 | 0.33459 | 0.19221 | 0.094159 | 0.018608 | 0.81121 | 0
LO5Med | New | Com-PTHP | Commercial | HVAC | 3.985e-05 | 3.8471e-05 | 0.35476 | 21.1897 | 20-30 | <40 | Residential Care | Com-PTHP-New-Residential Care | 0.00097586 | 0.0023052 | 0.0040568 | 0.006624 | 0.0096643 | 0.01447 | 0.015889 | 0.01631 | 0.019629 | 0.023919 | 0.02443 | 0.023924 | 0.02145 | 0.02238 | 0.022366 | 0.026305 | 0.025012 | 0.026412 | 0.026875 | 0.028759 | 0.36176 | 0.36176 | 0.22839 | 0.13827 | 0.038097 | 1.2014 | 1
LO5Med | New | Com-PTHP | Commercial | HVAC | 2.1203e-05 | 1.5699e-05 | 0.24052 | 44.1221 | 40-50 | 40-100 | Assembly | Com-PTHP-New-Assembly | 1.7937e-05 | 6.6741e-05 | 7.014e-05 | 0.0001021 | 0.00016116 | 0.00026467 | 0.00037276 | 0.00049359 | 0.00066181 | 0.00073929 | 0.00076324 | 0.0007615 | 0.00088614 | 0.00090574 | 0.00092351 | 0.0009678 | 0.0010019 | 0.0010234 | 0.00094141 | 0.0009567 | 0.012082 | 0.012082 | 0.0071903 | 0.0037134 | 0.00068275 | 0.74814 | 0
LO5Med | New | Com-PTHP | Commercial | HVAC | 3.1402e-05 | 2.325e-05 | 0.35621 | 24.6288 | 20-30 | <40 | Other | Com-PTHP-New-Other | 0.00025247 | 0.00072387 | 0.0010337 | 0.0014717 | 0.0029119 | 0.0039827 | 0.0043767 | 0.004882 | 0.00721 | 0.0080693 | 0.0088848 | 0.0082011 | 0.0081911 | 0.0082149 | 0.0087876 | 0.0082773 | 0.0095268 | 0.010655 | 0.0091097 | 0.0093446 | 0.12411 | 0.12411 | 0.077194 | 0.043799 | 0.010376 | 1.108 | 1
Retro5Med | Retro | Com-PTHP | Commercial | HVAC | 0.00031354 | 0.00023214 | 3.5567 | 63.2735 | 60-70 | 40-100 | Large Off | Com-PTHP-Retro-Large Off | 0.0065351 | 0.008 | 0.0097602 | 0.011296 | 0.012846 | 0.014973 | 0.016377 | 0.01668 | 0.015672 | 0.013431 | 0.010362 | 0.0068373 | 0.00077649 | 0 | 0 | 0 | 0 | 0 | 0 | 0 | 0.14355 | 0.14355 | 0.14355 | 0.13593 | 0.063411 | 0.56716 | 0
Retro5Med | Retro | Com-PTHP | Commercial | HVAC | 0.00031354 | 0.00023214 | 3.5567 | 63.2735 | 60-70 | 40-100 | Medium Off | Com-PTHP-Retro-Medium Off | 0.083174 | 0.10182 | 0.12422 | 0.14377 | 0.16349 | 0.19057 | 0.20843 | 0.21229 | 0.19946 | 0.17094 | 0.13188 | 0.087019 | 0.0098826 | 0 | 0 | 0 | 0 | 0 | 0 | 0 | 1.8269 | 1.8269 | 1.8269 | 1.73 | 0.80705 | 0.56716 | 0
Retro5Med | Retro | Com-PTHP | Commercial | HVAC | 0.00031354 | 0.00023214 | 3.5567 | 63.2735 | 60-70 | 40-100 | Small Ret | Com-PTHP-Retro-Small Ret | 0.051323 | 0.062727 | 0.076406 | 0.088287 | 0.10024 | 0.11665 | 0.12738 | 0.12953 | 0.12151 | 0.10396 | 0.080081 | 0.035351 | 0 | 0 | 0 | 0 | 0 | 0 | 0 | 0 | 1.0934 | 1.0934 | 1.0934 | 1.0581 | 0.49564 | 0.56716 | 0
Retro5Med | Retro | Com-PTHP | Commercial | HVAC | 0.00019698 | 0.00014584 | 2.2344 | 110.1252 | 110-120 | >100 | School K-12 | Com-PTHP-Retro-School K-12 | 0.0060712 | 0.0074388 | 0.0090838 | 0.010523 | 0.011977 | 0.013973 | 0.015297 | 0.015594 | 0.014665 | 0.012579 | 0.0097138 | 0.0064153 | 0.0023311 | 0 | 0 | 0 | 0 | 0 | 0 | 0 | 0.13566 | 0.13566 | 0.13566 | 0.12692 | 0.059067 | 0.35631 | 0
Retro5Med | Retro | Com-PTHP | Commercial | HVAC | 0.00018877 | 0.00018223 | 1.6805 | 148.0625 | 140-150 | >100 | Lodging | Com-PTHP-Retro-Lodging | 0.34955 | 0.4276 | 0.52132 | 0.60293 | 0.68517 | 0.79809 | 0.87227 | 0.88779 | 0.83354 | 0.71385 | 0.55036 | 0.33366 | 0 | 0 | 0 | 0 | 0 | 0 | 0 | 0 | 7.5761 | 7.5761 | 7.5761 | 7.2425 | 3.3846 | 0.29176 | 0
Retro5Med | Retro | Com-PTHP | Commercial | HVAC | 0.00024997 | 0.00024132 | 2.2253 | 107.0354 | 100-110 | >100 | Residential Care | Com-PTHP-Retro-Residential Care | 0.17248 | 0.21091 | 0.25704 | 0.29716 | 0.33755 | 0.39302 | 0.42938 | 0.43685 | 0.40999 | 0.35098 | 0.27049 | 0.14416 | 0 | 0 | 0 | 0 | 0 | 0 | 0 | 0 | 3.71 | 3.71 | 3.71 | 3.5658 | 1.6682 | 0.38635 | 0
Retro5Med | Retro | Com-PTHP | Commercial | HVAC | 0.00014875 | 0.00011013 | 1.6874 | 150.9854 | 150-160 | >100 | Assembly | Com-PTHP-Retro-Assembly | 0.0064089 | 0.0078338 | 0.0095432 | 0.011028 | 0.012523 | 0.014575 | 0.015917 | 0.016188 | 0.015187 | 0.012996 | 0.010011 | 0.004627 | 0 | 0 | 0 | 0 | 0 | 0 | 0 | 0 | 0.13684 | 0.13684 | 0.13684 | 0.13221 | 0.061912 | 0.26907 | 0
Retro5Med | Retro | Com-PTHP | Commercial | HVAC | 0.00019698 | 0.00014584 | 2.2344 | 110.1252 | 110-120 | >100 | Other | Com-PTHP-Retro-Other | 0.057255 | 0.069668 | 0.084486 | 0.097192 | 0.10986 | 0.12729 | 0.13838 | 0.14009 | 0.13083 | 0.11145 | 0.054871 | 0 | 0 | 0 | 0 | 0 | 0 | 0 | 0 | 0 | 1.1214 | 1.1214 | 1.1214 | 1.1214 | 0.54575 | 0.35631 | 0
Retro50Fast | Retro | Parking Garage Lighting | Commercial | Lighting | 0.00061687 | 0.00072497 | 4.5445 | 23.5278 | 20-30 | <40 | Parking Garage | Retro_PARKING_GARAGE_FIX_REPL_from HPS to _LED_FIX | 0.026942 | 0.012517 | 0.0083083 | 0.004568 | 0 | 0 | 0 | 0 | 0 | 0 | 0 | 0 | 0 | 0 | 0 | 0 | 0 | 0 | 0 | 0 | 0.052335 | 0.052335 | 0.052335 | 0.052335 | 0.052335 | 1.0929 | 1
Retro50Fast | Retro | Parking Garage Lighting | Commercial | Lighting | 0.0027277 | 0.0032057 | 20.0951 | -0.78003 | <0 | <40 | Parking Garage | Retro_PARKING_GARAGE_FIX_REPL_from MH to _LED_FIX | 0.11913 | 0.055351 | 0.036738 | 0.020199 | 0 | 0 | 0 | 0 | 0 | 0 | 0 | 0 | 0 | 0 | 0 | 0 | 0 | 0 | 0 | 0 | 0.23142 | 0.23142 | 0.23142 | 0.23142 | 0.23142 | 1.6688 | 1
Retro50Fast | Retro | Parking Garage Lighting | Commercial | Lighting | 0.0041403 | 0.0048658 | 30.5015 | 3.9825 | 0-10 | <40 | Parking Garage | Retro_PARKING_GARAGE_FIX_REPL_from HID to _LED_FIX | 0.18083 | 0.084014 | 0.055763 | 0.030659 | 0 | 0 | 0 | 0 | 0 | 0 | 0 | 0 | 0 | 0 | 0 | 0 | 0 | 0 | 0 | 0 | 0.35126 | 0.35126 | 0.35126 | 0.35126 | 0.35126 | 1.5858 | 1
Retro50Fast | Retro | Parking Garage Lighting | Commercial | Lighting | 0.037415 | 0.043972 | 275.6388 | -8.9895 | <0 | <40 | Parking Garage | Retro_PARKING_GARAGE_FIX_REPL_from FL to _LED_FIX | 1.6341 | 0.75923 | 0.50393 | 0.27706 | 0 | 0 | 0 | 0 | 0 | 0 | 0 | 0 | 0 | 0 | 0 | 0 | 0 | 0 | 0 | 0 | 3.1743 | 3.1743 | 3.1743 | 3.1743 | 3.1743 | 1.4745 | 1
RetroEven20 | Retro | PowerStrips | Commercial | Electronics | 0.0063969 | 0.005414 | 72.0049 | 155.2854 | 150-160 | >100 | All | PowerStrips | 0.74429 | 0.74161 | 0.73893 | 0.73627 | 1.0551 | 1.0627 | 1.0062 | 0.98587 | 0.98797 | 1.0199 | 1.0123 | 1.0016 | 1.0265 | 1.0018 | 0.99757 | 0.97785 | 0.94761 | 0.9488 | 0.92991 | 0.92882 | 22.1281 | 18.8516 | 14.1186 | 10.0912 | 5.0789 | 0.26204 | 0
LOEven20 | New | PowerStrips | Commercial | Electronics | 0.0063969 | 0.005414 | 72.0049 | 155.2854 | 150-160 | >100 | All | PowerStrips | 0.010586 | 0.022587 | 0.029373 | 0.038013 | 0.050211 | 0.070797 | 0.084539 | 0.097958 | 0.12617 | 0.1364 | 0.15649 | 0.16888 | 0.17329 | 0.20034 | 0.21274 | 0.24314 | 0.26322 | 0.29834 | 0.27688 | 0.30374 | 2.9637 | 2.9637 | 1.5784 | 0.82312 | 0.22157 | 0.26204 | 0
LO5Med | NR | Refrig-Freezer | Commercial | Refrigeration | 0.050785 | 0.047605 | 458.1348 | 320.7885 | >200 | >100 | All Segments | Large Refrigerator | 0.019896 | 0.044891 | 0.076098 | 0.11303 | 0.15593 | 0.20688 | 0.26375 | 0.32299 | 0.38013 | 0.43077 | 0.47167 | 0.50172 | 0.522 | 0.53432 | 0.53948 | 0.54462 | 0.37738 | 0 | 0 | 0 | 5.5056 | 5.5056 | 4.5836 | 2.486 | 0.61673 | 0.14353 | 0
LO5Med | NR | Refrig-Freezer | Commercial | Refrigeration | 0.024338 | 0.022814 | 219.5542 | 115.0351 | 110-120 | >100 | All Segments | Small Refrigerator | 0.0059916 | 0.013518 | 0.022916 | 0.034039 | 0.046957 | 0.062301 | 0.079426 | 0.097265 | 0.11447 | 0.12972 | 0.14204 | 0.15109 | 0.15719 | 0.16091 | 0.16246 | 0.16401 | 0.11364 | 0 | 0 | 0 | 1.6579 | 1.6579 | 1.3803 | 0.74865 | 0.18572 | 0.36338 | 0
LO5Med | NR | Refrig-Freezer | Commercial | Refrigeration | 0.060579 | 0.056786 | 546.4892 | 142.957 | 140-150 | >100 | All Segments | Freezer | 0.017313 | 0.039063 | 0.066219 | 0.098358 | 0.13569 | 0.18003 | 0.22951 | 0.28106 | 0.33079 | 0.37484 | 0.41044 | 0.43659 | 0.45423 | 0.46495 | 0.46945 | 0.47391 | 0.32839 | 0 | 0 | 0 | 4.7908 | 4.7908 | 3.9885 | 2.1633 | 0.53667 | 0.30085 | 0
Retro5Med | Retro | GroceryRefrigeration | Commercial | Refrigeration | 0.0093755 | 0.0091018 | 83.1079 | 407.9107 | >200 | >100 | Grocery | HE_Cond_Coil-Retro | 0.063601 | 0.07878 | 0.09724 | 0.1139 | 0.1312 | 0.15502 | 0.17195 | 0.17736 | 0.16959 | 0.14775 | 0.11608 | 0.077851 | 0.045896 | 0.022438 | 0.0096449 | 0.0035637 | 0.0011322 | 0.00025032 | 4.1771e-05 | 5.088e-06 | 1.8939 | 1.5833 | 1.5783 | 1.4225 | 0.63974 | 0.11469 | 0
Retro5Med | Retro | GroceryRefrigeration | Commercial | Refrigeration | 0.033752 | 0.032767 | 299.1886 | 41.7857 | 40-50 | 40-100 | Grocery | Mech_Subcooling-Retro | 0.057241 | 0.070902 | 0.087516 | 0.10251 | 0.11808 | 0.13952 | 0.15475 | 0.15963 | 0.15263 | 0.13297 | 0.10447 | 0.070066 | 0.041306 | 0.020194 | 0.0086804 | 0.0032073 | 0.0010189 | 0.00022529 | 3.7594e-05 | 4.5792e-06 | 1.7046 | 1.425 | 1.4205 | 1.2802 | 0.57576 | 0.79893 | 0
Retro5Med | Retro | GroceryRefrigeration | Commercial | Refrigeration | 0.34127 | 0.33131 | 3025.1293 | -5.9336 | <0 | <40 | Grocery | Door_Closer_WIF-Retro | 0.10615 | 0.13148 | 0.16229 | 0.19009 | 0.21896 | 0.25872 | 0.28697 | 0.296 | 0.28304 | 0.24658 | 0.19373 | 0.12993 | 0.076597 | 0.037448 | 0.016097 | 0.0059476 | 0.0018895 | 0.00041778 | 6.9714e-05 | 8.4915e-06 | 3.1609 | 2.6424 | 2.6341 | 2.374 | 1.0677 | 3.5926 | 1
Retro5Med | Retro | GroceryRefrigeration | Commercial | Refrigeration | 0.46144 | 0.44797 | 4090.3929 | -3.2235 | <0 | <40 | Grocery | Strip_Curtain_WIF-Retro | 0.17492 | 0.21667 | 0.26744 | 0.31325 | 0.36083 | 0.42635 | 0.47291 | 0.4878 | 0.46643 | 0.40635 | 0.31925 | 0.21411 | 0.12623 | 0.061711 | 0.026526 | 0.0098012 | 0.0031137 | 0.00068847 | 0.00011488 | 1.3993e-05 | 5.2089 | 4.3545 | 4.3408 | 3.9122 | 1.7595 | 2.9973 | 1
Retro5Med | Retro | GroceryRefrigeration | Commercial | Refrigeration | 0.18021 | 0.17495 | 1597.4229 | -0.95544 | <0 | <40 | Grocery | Add_Door_LT-Retro | 0.54077 | 0.66983 | 0.82679 | 0.96842 | 1.1155 | 1.3181 | 1.462 | 1.508 | 1.442 | 1.2562 | 0.98695 | 0.66193 | 0.39023 | 0.19078 | 0.082006 | 0.030301 | 0.0096262 | 0.0021284 | 0.00035516 | 4.3261e-05 | 16.1034 | 13.462 | 13.4195 | 12.0946 | 5.4394 | 1.6894 | 1
Retro5Med | Retro | GroceryRefrigeration | Commercial | Refrigeration | 0.036977 | 0.035898 | 327.7819 | 2.411 | 0-10 | <40 | Grocery | Retrocommissioning-Retro | 0.40871 | 0.50625 | 0.62488 | 0.73193 | 0.8431 | 0.99618 | 1.105 | 1.1398 | 1.0898 | 0.94946 | 0.74593 | 0.50028 | 0.29493 | 0.14419 | 0.061979 | 0.022901 | 0.0072754 | 0.0016086 | 0.00026843 | 3.2696e-05 | 12.1708 | 10.1744 | 10.1424 | 9.141 | 4.111 | 2.2294 | 1
Retro5Med | Retro | GroceryRefrigeration | Commercial | Refrigeration | 0.03889 | 0.037754 | 344.7318 | 7.934 | 0-10 | <40 | Grocery | AF_film_LT-Retro | 0.54191 | 0.67124 | 0.82853 | 0.97046 | 1.1179 | 1.3208 | 1.4651 | 1.5112 | 1.445 | 1.2589 | 0.98903 | 0.66333 | 0.39105 | 0.19118 | 0.082178 | 0.030364 | 0.0096464 | 0.0021329 | 0.00035591 | 4.3352e-05 | 16.1373 | 13.4903 | 13.4477 | 12.12 | 5.4508 | 1.7819 | 1
Retro5Med | Retro | GroceryRefrigeration | Commercial | Refrigeration | 0.016578 | 0.016094 | 146.9519 | 121.4292 | 120-130 | >100 | Grocery | FHPC_MT_Self-Retro | 0 | 0 | 0 | 0 | 0 | 0 | 0 | 0 | 0 | 0 | 0 | 0 | 0 | 0 | 0 | 0 | 0 | 0 | 0 | 0 | 0 | 0 | 0 | 0 | 0 | 0.34768 | 0
Retro5Med | Retro | GroceryRefrigeration | Commercial | Refrigeration | 0.074004 | 0.071844 | 655.9987 | 13.2539 | 10-20 | <40 | Grocery | Ref_Line_Insulation_WIF-Retro | 0.044264 | 0.054828 | 0.067676 | 0.079269 | 0.09131 | 0.10789 | 0.11967 | 0.12344 | 0.11803 | 0.10283 | 0.080786 | 0.054182 | 0.031942 | 0.015616 | 0.0067125 | 0.0024802 | 0.00078794 | 0.00017422 | 2.9072e-05 | 3.5411e-06 | 1.3181 | 1.1019 | 1.0984 | 0.98999 | 0.44524 | 1.4932 | 1
Retro5Med | Retro | GroceryRefrigeration | Commercial | Refrigeration | 0.031088 | 0.03018 | 275.5743 | 49.139 | 40-50 | 40-100 | Grocery | FHPC_LT_Self-Retro | 0 | 0 | 0 | 0 | 0 | 0 | 0 | 0 | 0 | 0 | 0 | 0 | 0 | 0 | 0 | 0 | 0 | 0 | 0 | 0 | 0 | 0 | 0 | 0 | 0 | 0.71344 | 0
Retro5Med | Retro | GroceryRefrigeration | Commercial | Refrigeration | 0.056503 | 0.054854 | 500.8639 | 23.4238 | 20-30 | <40 | Grocery | Ref_Line_Insulation_WIC-Retro | 0.069341 | 0.08589 | 0.10602 | 0.12418 | 0.14304 | 0.16901 | 0.18747 | 0.19337 | 0.1849 | 0.16108 | 0.12655 | 0.084877 | 0.050038 | 0.024463 | 0.010515 | 0.0038853 | 0.0012343 | 0.00027292 | 4.5541e-05 | 5.5472e-06 | 2.0649 | 1.7262 | 1.7207 | 1.5508 | 0.69747 | 1.1401 | 1
Retro5Med | Retro | GroceryRefrigeration | Commercial | Refrigeration | 0.015501 | 0.015048 | 137.4051 | 31.8067 | 30-40 | <40 | Grocery | FHSC-Retro | 0.10515 | 0.13025 | 0.16077 | 0.18831 | 0.21691 | 0.2563 | 0.28429 | 0.29324 | 0.28039 | 0.24428 | 0.19191 | 0.12871 | 0.075881 | 0.037097 | 0.015946 | 0.005892 | 0.0018718 | 0.00041387 | 6.9062e-05 | 8.4121e-06 | 3.1313 | 2.6177 | 2.6094 | 2.3518 | 1.0577 | 0.95407 | 0
Retro5Med | Retro | GroceryRefrigeration | Commercial | Refrigeration | 0.025974 | 0.024958 | 230.3989 | 84.8393 | 80-90 | 40-100 | Grocery | ASHC_LT-Retro | 0.078221 | 0.096888 | 0.11959 | 0.14008 | 0.16136 | 0.19065 | 0.21147 | 0.21813 | 0.20858 | 0.18171 | 0.14276 | 0.095746 | 0.056446 | 0.027596 | 0.011862 | 0.0043829 | 0.0013924 | 0.00030787 | 5.1373e-05 | 6.2575e-06 | 2.3293 | 1.9472 | 1.9411 | 1.7494 | 0.78679 | 0.46961 | 0
Retro5Med | Retro | GroceryRefrigeration | Commercial | Refrigeration | 0.0057776 | 0.0056022 | 51.2183 | 31.247 | 30-40 | <40 | Grocery | MotionSensor_DisplayCaseLighting-Retro | 0.24727 | 0.30628 | 0.37805 | 0.44282 | 0.51008 | 0.60269 | 0.66851 | 0.68955 | 0.65935 | 0.57443 | 0.45129 | 0.30267 | 0.17844 | 0.087235 | 0.037498 | 0.013855 | 0.0044016 | 0.00097322 | 0.0001624 | 1.9781e-05 | 7.3634 | 6.1556 | 6.1362 | 5.5303 | 2.4872 | 0.96461 | 0
Retro5Med | Retro | GroceryRefrigeration | Commercial | Refrigeration | 0.068796 | 0.066788 | 609.8358 | 67.6667 | 60-70 | 40-100 | Grocery | Add_Door_MT-Retro | 0.75743 | 0.9382 | 1.158 | 1.3564 | 1.5625 | 1.8461 | 2.0478 | 2.1122 | 2.0197 | 1.7596 | 1.3824 | 0.92714 | 0.54658 | 0.26722 | 0.11486 | 0.042441 | 0.013483 | 0.0029812 | 0.00049746 | 6.0593e-05 | 22.5553 | 18.8556 | 18.7961 | 16.9403 | 7.6187 | 0.66912 | 0
Retro5Med | Retro | GroceryRefrigeration | Commercial | Refrigeration | 0.02054 | 0.019941 | 182.0761 | 27.786 | 20-30 | <40 | Grocery | On_Demand_Defrost-Retro | 0.31243 | 0.387 | 0.47768 | 0.55951 | 0.6445 | 0.76152 | 0.84468 | 0.87127 | 0.83311 | 0.7258 | 0.57022 | 0.38244 | 0.22546 | 0.11022 | 0.047379 | 0.017506 | 0.0055616 | 0.0012297 | 0.0002052 | 2.4994e-05 | 9.3038 | 7.7777 | 7.7532 | 6.9877 | 3.1426 | 1.0351 | 1
Retro5Med | Retro | GroceryRefrigeration | Commercial | Refrigeration | 0.065528 | 0.063615 | 580.862 | 16.0936 | 10-20 | <40 | Grocery | FHPC_LT_Remote-Retro | 0.33152 | 0.41064 | 0.50687 | 0.5937 | 0.68388 | 0.80805 | 0.89629 | 0.92451 | 0.88401 | 0.77015 | 0.60506 | 0.40581 | 0.23924 | 0.11696 | 0.050275 | 0.018576 | 0.0059014 | 0.0013048 | 0.00021774 | 2.6521e-05 | 9.8723 | 8.253 | 8.227 | 7.4147 | 3.3347 | 1.3743 | 1
Retro5Med | Retro | GroceryRefrigeration | Commercial | Refrigeration | 0.016751 | 0.016262 | 148.4862 | 57.0737 | 50-60 | 40-100 | Grocery | Night_Curtain_MT-Retro | 0.019634 | 0.02432 | 0.030019 | 0.035161 | 0.040502 | 0.047856 | 0.053082 | 0.054753 | 0.052355 | 0.045612 | 0.035834 | 0.024033 | 0.014169 | 0.0069268 | 0.0029775 | 0.0011002 | 0.00034951 | 7.7278e-05 | 1.2895e-05 | 1.5707e-06 | 0.58468 | 0.48878 | 0.48723 | 0.43913 | 0.19749 | 0.63959 | 0
Retro5Med | Retro | GroceryRefrigeration | Commercial | Refrigeration | 0.62554 | 0.60728 | 5545.0182 | 65.1832 | 60-70 | 40-100 | Grocery | Air_Curtain_WIF-Retro | 0.074831 | 0.09269 | 0.11441 | 0.13401 | 0.15436 | 0.18239 | 0.20231 | 0.20868 | 0.19954 | 0.17384 | 0.13657 | 0.091598 | 0.054 | 0.0264 | 0.011348 | 0.004193 | 0.0013321 | 0.00029453 | 4.9147e-05 | 5.9864e-06 | 2.2284 | 1.8629 | 1.857 | 1.6736 | 0.7527 | 0.5784 | 0
Retro5Med | Retro | GroceryRefrigeration | Commercial | Refrigeration | 0.054599 | 0.053005 | 483.9866 | 19.5474 | 10-20 | <40 | Grocery | FHPC_MT_Remote-Retro | 0.38936 | 0.48229 | 0.5953 | 0.69728 | 0.80319 | 0.94903 | 1.0527 | 1.0858 | 1.0382 | 0.90452 | 0.71062 | 0.4766 | 0.28097 | 0.13737 | 0.059046 | 0.021817 | 0.006931 | 0.0015325 | 0.00025572 | 3.1149e-05 | 11.5947 | 9.6929 | 9.6623 | 8.7083 | 3.9165 | 1.253 | 1
Retro5Med | Retro | GroceryRefrigeration | Commercial | Refrigeration | 0.026876 | 0.026092 | 238.2428 | 106.3201 | 100-110 | >100 | Grocery | Door_Closer_WIC-Retro | 0.021234 | 0.026301 | 0.032465 | 0.038026 | 0.043802 | 0.051755 | 0.057407 | 0.059214 | 0.05662 | 0.049328 | 0.038754 | 0.025991 | 0.015323 | 0.0074912 | 0.00322 | 0.0011898 | 0.00037798 | 8.3574e-05 | 1.3946e-05 | 1.6987e-06 | 0.63231 | 0.5286 | 0.52693 | 0.47491 | 0.21358 | 0.38941 | 0
Retro5Med | Retro | GroceryRefrigeration | Commercial | Refrigeration | 0.018691 | 0.018145 | 165.6838 | 129.1197 | 120-130 | >100 | Grocery | Evap_Fan_Contr_WIC-Retro | 0.022938 | 0.028412 | 0.03507 | 0.041077 | 0.047317 | 0.055908 | 0.062013 | 0.063966 | 0.061164 | 0.053286 | 0.041863 | 0.028077 | 0.016552 | 0.0080923 | 0.0034784 | 0.0012853 | 0.00040831 | 9.028e-05 | 1.5065e-05 | 1.835e-06 | 0.68305 | 0.57101 | 0.56921 | 0.51301 | 0.23072 | 0.3297 | 0
Retro5Med | Retro | GroceryRefrigeration | Commercial | Refrigeration | 0.0149 | 0.014465 | 132.0825 | 166.9483 | 160-170 | >100 | Grocery | Evap_Fan_Contr_WIF-Retro | 0.0089124 | 0.011039 | 0.013626 | 0.015961 | 0.018385 | 0.021723 | 0.024095 | 0.024854 | 0.023765 | 0.020704 | 0.016266 | 0.010909 | 0.0064314 | 0.0031442 | 0.0013515 | 0.00049938 | 0.00015865 | 3.5078e-05 | 5.8534e-06 | 7.1298e-07 | 0.2654 | 0.22187 | 0.22117 | 0.19933 | 0.089646 | 0.26284 | 0
Retro5Med | Retro | GroceryRefrigeration | Commercial | Refrigeration | 0.15039 | 0.146 | 1333.0948 | 332.9936 | >200 | >100 | Grocery | Air_Curtain_WIC-Retro | 0.18456 | 0.2286 | 0.28217 | 0.33051 | 0.38071 | 0.44984 | 0.49896 | 0.51467 | 0.49212 | 0.42874 | 0.33683 | 0.22591 | 0.13318 | 0.065111 | 0.027988 | 0.010341 | 0.0032853 | 0.00072639 | 0.00012121 | 1.4764e-05 | 5.4959 | 4.5944 | 4.5799 | 4.1277 | 1.8564 | 0.13906 | 0
LO5Med | NR | GroceryRefrigeration | Commercial | Refrigeration | 0.018625 | 0.018081 | 165.098 | -5.5878 | <0 | <40 | Grocery | Evap_Fan_Motor_LT-NR | 0.0021117 | 0.004746 | 0.0080158 | 0.01187 | 0.016343 | 0.021664 | 0.027614 | 0.033771 | 0.039897 | 0.045342 | 0.049887 | 0.053236 | 0.055679 | 0.057308 | 0.058225 | 0.059163 | 0.060173 | 0.061043 | 0.06197 | 0.062884 | 0.94327 | 0.79094 | 0.48571 | 0.26126 | 0.064751 | 3.5038 | 1
LO5Med | NR | GroceryRefrigeration | Commercial | Refrigeration | 0.059388 | 0.057654 | 526.4375 | -6.1615 | <0 | <40 | Grocery | VS_Scroll_Compr-NR | 0.026571 | 0.059718 | 0.10086 | 0.14936 | 0.20564 | 0.2726 | 0.34746 | 0.42493 | 0.50202 | 0.57053 | 0.62772 | 0.66985 | 0.7006 | 0.72109 | 0.73263 | 0.74443 | 0.75714 | 0.76809 | 0.77976 | 0.79126 | 11.8689 | 9.9523 | 6.1116 | 3.2874 | 0.81475 | 3.6536 | 1
LO5Med | NR | GroceryRefrigeration | Commercial | Refrigeration | 0.013452 | 0.013059 | 119.241 | -0.20666 | <0 | <40 | Grocery | Evap_Fan_Motor_MT-NR | 0.0022667 | 0.0050942 | 0.008604 | 0.012741 | 0.017542 | 0.023254 | 0.02964 | 0.036249 | 0.042824 | 0.048669 | 0.053547 | 0.057141 | 0.059764 | 0.061513 | 0.062497 | 0.063503 | 0.064588 | 0.065521 | 0.066517 | 0.067498 | 1.0125 | 0.84897 | 0.52135 | 0.28043 | 0.069502 | 2.5306 | 1
LO5Med | NR | GroceryRefrigeration | Commercial | Refrigeration | 0.01284 | 0.012453 | 113.8252 | 17.0663 | 10-20 | <40 | Grocery | LED_LT-NR | 0.0040876 | 0.0091867 | 0.015516 | 0.022976 | 0.031635 | 0.041935 | 0.053452 | 0.065369 | 0.077227 | 0.087767 | 0.096565 | 0.10305 | 0.10778 | 0.077479 | 0 | 0 | 0 | 0 | 0 | 0 | 0.79402 | 0.79402 | 0.79402 | 0.50572 | 0.12534 | 1.3379 | 1
LO5Med | NR | GroceryRefrigeration | Commercial | Refrigeration | 0.010522 | 0.010203 | 93.2789 | 25.1384 | 20-30 | <40 | Grocery | LED_MT-NR | 0.0040774 | 0.0091637 | 0.015477 | 0.022918 | 0.031556 | 0.04183 | 0.053318 | 0.065206 | 0.077034 | 0.087547 | 0.096323 | 0.10279 | 0.10751 | 0.077285 | 0 | 0 | 0 | 0 | 0 | 0 | 0.79203 | 0.79203 | 0.79203 | 0.50445 | 0.12502 | 1.0964 | 1
LO5Med | NR | GroceryRefrigeration | Commercial | Refrigeration | 0.0027683 | 0.0026875 | 24.5393 | 34.8483 | 30-40 | <40 | Grocery | Compr_Fan_Motor-NR | 0.0022798 | 0.0051239 | 0.008654 | 0.012815 | 0.017644 | 0.023389 | 0.029813 | 0.03646 | 0.043073 | 0.048952 | 0.053859 | 0.057474 | 0.060112 | 0.06187 | 0.06286 | 0.063873 | 0.064963 | 0.065902 | 0.066904 | 0.067891 | 1.0184 | 0.85391 | 0.52438 | 0.28206 | 0.069906 | 0.90075 | 0
LO5Med | NR | GroceryRefrigeration | Commercial | Refrigeration | 0.41252 | 0.40048 | 3656.7497 | 13.7761 | 10-20 | <40 | Grocery | New_Case-NR | 0.19035 | 0.42781 | 0.72256 | 1.07 | 1.4732 | 1.9528 | 2.4892 | 3.0442 | 3.5964 | 4.0872 | 4.4969 | 4.7987 | 5.019 | 5.1658 | 5.2485 | 5.333 | 5.4241 | 5.5025 | 5.5861 | 2.3936 | 68.0217 | 68.0217 | 43.7825 | 23.5505 | 5.8367 | 1.4119 | 1
LO5Med | NR | GroceryRefrigeration | Commercial | Refrigeration | 0.10888 | 0.1057 | 965.1355 | 410.1482 | >200 | >100 | Grocery | Propane_MT-NR | 0 | 0 | 0 | 0 | 0 | 0 | 0 | 0 | 0 | 0 | 0 | 0 | 0 | 0 | 0 | 0 | 0 | 0 | 0 | 0 | 0 | 0 | 0 | 0 | 0 | 0.11409 | 0
LO5Med | NR | GroceryRefrigeration | Commercial | Refrigeration | 0.059388 | 0.057654 | 526.4375 | 768.2552 | >200 | >100 | Grocery | Propane_LT-NR | 0 | 0 | 0 | 0 | 0 | 0 | 0 | 0 | 0 | 0 | 0 | 0 | 0 | 0 | 0 | 0 | 0 | 0 | 0 | 0 | 0 | 0 | 0 | 0 | 0 | 0.06223 | 0
LO5Med | New | GroceryRefrigeration | Commercial | Refrigeration | 0.0093755 | 0.0091018 | 83.1079 | 0.77497 | 0-10 | <40 | Grocery | HE_Cond_Coil-New | 0.00061787 | 0.0013947 | 0.0023016 | 0.0035091 | 0.0052404 | 0.0074075 | 0.0097468 | 0.010311 | 0.01814 | 0.018748 | 0.022914 | 0.0212 | 0.024969 | 0.025427 | 0.026447 | 0.026624 | 0.028228 | 0.023898 | 0.025115 | 0.024389 | 0.32663 | 0.32663 | 0.19837 | 0.10033 | 0.020471 | 2.4086 | 1
LO5Med | New | GroceryRefrigeration | Commercial | Refrigeration | 0.4341 | 0.42142 | 3847.9859 | -10.9758 | <0 | <40 | Grocery | Heat_Reclaim_ER-New | 0.0015448 | 0.003487 | 0.0057545 | 0.0087735 | 0.013102 | 0.018521 | 0.024369 | 0.025781 | 0.045354 | 0.046874 | 0.05729 | 0.053006 | 0.062429 | 0.063574 | 0.066125 | 0.066567 | 0.070577 | 0.05975 | 0.062794 | 0.060979 | 0.81666 | 0.81666 | 0.49599 | 0.25085 | 0.051183 | 5.6979 | 1
LO5Med | New | GroceryRefrigeration | Commercial | Refrigeration | 0.059388 | 0.057654 | 526.4375 | -6.1615 | <0 | <40 | Grocery | VS_Scroll_Compr-New | 0.0039138 | 0.0088343 | 0.014579 | 0.022228 | 0.033195 | 0.046922 | 0.06174 | 0.065316 | 0.1149 | 0.11875 | 0.14514 | 0.13429 | 0.15816 | 0.16106 | 0.16753 | 0.16865 | 0.17881 | 0.15138 | 0.15909 | 0.15449 | 2.069 | 2.069 | 1.2566 | 0.63553 | 0.12967 | 3.6536 | 1
LO5Med | New | GroceryRefrigeration | Commercial | Refrigeration | 0.14792 | 0.14361 | 1311.261 | 5.67 | 0-10 | <40 | Grocery | Heat_Reclaim_HP-New | 0.0010431 | 0.0023545 | 0.0038856 | 0.0059241 | 0.0088471 | 0.012505 | 0.016455 | 0.017408 | 0.030624 | 0.03165 | 0.038684 | 0.035791 | 0.042154 | 0.042926 | 0.044649 | 0.044947 | 0.047655 | 0.040345 | 0.0424 | 0.041174 | 0.55142 | 0.55142 | 0.3349 | 0.16938 | 0.03456 | 1.9416 | 1
LO5Med | New | GroceryRefrigeration | Commercial | Refrigeration | 0.036977 | 0.035898 | 327.7819 | 2.411 | 0-10 | <40 | Grocery | Commissioning-New | 0.0039705 | 0.0089623 | 0.01479 | 0.02255 | 0.033676 | 0.047602 | 0.062634 | 0.066263 | 0.11657 | 0.12048 | 0.14725 | 0.13624 | 0.16046 | 0.1634 | 0.16996 | 0.17109 | 0.1814 | 0.15357 | 0.16139 | 0.15673 | 2.099 | 2.099 | 1.2748 | 0.64474 | 0.13155 | 2.2294 | 1
LO5Med | New | GroceryRefrigeration | Commercial | Refrigeration | 0.76555 | 0.74321 | 6786.1572 | 1.7422 | 0-10 | <40 | Grocery | LSHX_WIF-New | 0.0044484 | 0.010041 | 0.01657 | 0.025264 | 0.037729 | 0.053331 | 0.070173 | 0.074238 | 0.1306 | 0.13498 | 0.16497 | 0.15263 | 0.17977 | 0.18306 | 0.19041 | 0.19168 | 0.20323 | 0.17205 | 0.18082 | 0.17559 | 2.3516 | 2.3516 | 1.4282 | 0.72234 | 0.14738 | 2.2993 | 1
LO5Med | New | GroceryRefrigeration | Commercial | Refrigeration | 0.0087535 | 0.008498 | 77.5943 | 6.9956 | 0-10 | <40 | Grocery | LSHX_LT-New | 0.0014644 | 0.0033054 | 0.0054548 | 0.0083167 | 0.01242 | 0.017556 | 0.0231 | 0.024439 | 0.042993 | 0.044433 | 0.054307 | 0.050246 | 0.059178 | 0.060263 | 0.062682 | 0.063101 | 0.066902 | 0.056639 | 0.059524 | 0.057804 | 0.77413 | 0.77413 | 0.47016 | 0.23779 | 0.048518 | 1.8448 | 1
LO5Med | New | GroceryRefrigeration | Commercial | Refrigeration | 0.043981 | 0.042697 | 389.8629 | 103.6142 | 100-110 | >100 | Grocery | LSHX_WIC-New | 0.00052434 | 0.0011836 | 0.0019532 | 0.0029779 | 0.0044472 | 0.0062862 | 0.0082714 | 0.0087506 | 0.015394 | 0.01591 | 0.019445 | 0.017991 | 0.02119 | 0.021578 | 0.022444 | 0.022594 | 0.023955 | 0.02028 | 0.021313 | 0.020697 | 0.27719 | 0.27719 | 0.16835 | 0.085144 | 0.017372 | 0.39796 | 0
LO5Med | New | GroceryRefrigeration | Commercial | Refrigeration | 0.0013342 | 0.0012952 | 11.8264 | 145.4272 | 140-150 | >100 | Grocery | LSHX_MT-New | 0.00035393 | 0.0007989 | 0.0013184 | 0.0020101 | 0.0030019 | 0.0042432 | 0.0055832 | 0.0059066 | 0.010391 | 0.010739 | 0.013126 | 0.012144 | 0.014303 | 0.014565 | 0.01515 | 0.015251 | 0.01617 | 0.013689 | 0.014387 | 0.013971 | 0.1871 | 0.1871 | 0.11363 | 0.057472 | 0.011726 | 0.29712 | 0
LO50Fast | NR | Servers & Power Supplies | Commercial | Electronics | 0.089354 | 0.06899 | 1109.0074 | -6.4408 | <0 | <40 | Embedded DC | ENERGY STAR Servers | 4.2943 | 6.2982 | 7.6342 | 8.4931 | 9.0613 | 9.3454 | 3.3237 | 0 | 0 | 0 | 0 | 0 | 0 | 0 | 0 | 0 | 0 | 0 | 0 | 0 | 48.4501 | 48.4501 | 48.4501 | 48.4501 | 45.1264 | 5.3147 | 1
LO50Fast | NR | Servers & Power Supplies | Commercial | Electronics | 0.0013408 | 0.0010352 | 16.6414 | 35.9445 | 30-40 | <40 | Embedded DC | ENERGY STAR Power Supplies for Servers | 0.13776 | 0.20205 | 0.24491 | 0.27246 | 0.24266 | 0 | 0 | 0 | 0 | 0 | 0 | 0 | 0 | 0 | 0 | 0 | 0 | 0 | 0 | 0 | 1.0998 | 1.0998 | 1.0998 | 1.0998 | 1.0998 | 0.88213 | 0
Retro12Med | Retro | Showerheads | Commercial | Water Heating | 0.017714 | 0.011725 | 158.8277 | -357.7757 | <0 | <40 | Lodging | Com Showerhead 1_50 GPM Hospitality | 0.30582 | 0.30972 | 0.31356 | 0.31736 | 0.32111 | 0.29234 | 0.23651 | 0.1913 | 0.1547 | 0.12507 | 0.10109 | 0.081695 | 0.066008 | 0.053324 | 0.043071 | 0.034785 | 0.00023949 | 8.6325e-05 | 2.8976e-05 | 9.5225e-06 | 3.3269 | 2.9478 | 2.9127 | 2.6686 | 1.8599 | 25.1703 | 1
Retro12Med | Retro | Showerheads | Commercial | Water Heating | 0.010607 | 0.0091762 | 107.4043 | -373.8787 | <0 | <40 | Hospital | Com Showerhead 1_50 GPM Health Care | 0.037139 | 0.037613 | 0.038079 | 0.03854 | 0.038996 | 0.035502 | 0.028722 | 0.023232 | 0.018787 | 0.015188 | 0.012277 | 0.0099212 | 0.0080161 | 0.0064758 | 0.0052307 | 0.0042244 | 2.9084e-05 | 1.0483e-05 | 3.5189e-06 | 1.1564e-06 | 0.40403 | 0.35799 | 0.35372 | 0.32407 | 0.22587 | 18.0212 | 1
Retro12Med | Retro | Showerheads | Commercial | Water Heating | 0.0089815 | 0.0068341 | 91.9659 | -210.4123 | <0 | <40 | Large Office | Com Showerhead 1_50 GPM Commercial - Employee Shower | 0.057012 | 0.057738 | 0.058454 | 0.059163 | 0.059862 | 0.054498 | 0.044091 | 0.035663 | 0.028839 | 0.023316 | 0.018846 | 0.01523 | 0.012305 | 0.0099409 | 0.0080296 | 0.0064848 | 4.4647e-05 | 1.6093e-05 | 5.4018e-06 | 1.7752e-06 | 0.62022 | 0.54954 | 0.54299 | 0.49748 | 0.34673 | 9.6545 | 1
Retro12Med | Retro | Showerheads | Commercial | Water Heating | 0.006518 | 0.0049684 | 114.6609 | -278.7181 | <0 | <40 | School K-12 | Com Showerhead 1_50 GPM School | 0.0055501 | 0.0056208 | 0.0056905 | 0.0057595 | 0.0058276 | 0.0053054 | 0.0042923 | 0.0034718 | 0.0028075 | 0.0022698 | 0.0018346 | 0.0014826 | 0.0011979 | 0.00096774 | 0.00078168 | 0.00063129 | 4.3463e-06 | 1.5666e-06 | 5.2587e-07 | 1.7282e-07 | 0.060379 | 0.053498 | 0.05286 | 0.04843 | 0.033754 | 14.8456 | 1
Retro12Med | Retro | Showerheads | Commercial | Water Heating | 0.25289 | 0.19243 | 2589.4501 | -368.675 | <0 | <40 | Other | Com Showerhead 1_50 GPM Fitness Center | 0.30377 | 0.30764 | 0.31145 | 0.31523 | 0.31895 | 0.29037 | 0.23492 | 0.19002 | 0.15366 | 0.12423 | 0.10041 | 0.081147 | 0.065565 | 0.052966 | 0.042783 | 0.034552 | 0.00023788 | 8.5746e-05 | 2.8782e-05 | 9.4587e-06 | 3.3046 | 2.928 | 2.8931 | 2.6507 | 1.8474 | 406.1884 | 1
LO80Fast | New | Street and Roadway Lighting | Commercial | Lighting | 0.077953 | 0.083092 | 357.8068 | -131.6593 | <0 | <40 | All Btype | Streetlight - HPS 100W - New | 0 | 0 | 0 | 0 | 0 | 0 | 0 | 0 | 0 | 0 | 0 | 0 | 0 | 0 | 0 | 0 | 0 | 0 | 0 | 0 | 0 | 0 | 0 | 0 | 0 | 50.1244 | 1
LO80Fast | New | Street and Roadway Lighting | Commercial | Lighting | 0.13526 | 0.14417 | 620.8303 | -75.9104 | <0 | <40 | All Btype | Streetlight - HPS 250W - New | 0 | 0 | 0 | 0 | 0 | 0 | 0 | 0 | 0 | 0 | 0 | 0 | 0 | 0 | 0 | 0 | 0 | 0 | 0 | 0 | 0 | 0 | 0 | 0 | 0 | 7.325 | 1
LO80Fast | New | Street and Roadway Lighting | Commercial | Lighting | 0.10944 | 0.11666 | 502.3513 | -132.9796 | <0 | <40 | All Btype | Streetlight - MH 200W - New | 0 | 0 | 0 | 0 | 0 | 0 | 0 | 0 | 0 | 0 | 0 | 0 | 0 | 0 | 0 | 0 | 0 | 0 | 0 | 0 | 0 | 0 | 0 | 0 | 0 | 9999 | 1
LO80Fast | New | Street and Roadway Lighting | Commercial | Lighting | 0.26741 | 0.28505 | 1227.4432 | -80.5277 | <0 | <40 | All Btype | Streetlight - MH 400W - New | 0 | 0 | 0 | 0 | 0 | 0 | 0 | 0 | 0 | 0 | 0 | 0 | 0 | 0 | 0 | 0 | 0 | 0 | 0 | 0 | 0 | 0 | 0 | 0 | 0 | 9999 | 1
LO80Fast | New | Street and Roadway Lighting | Commercial | Lighting | 0.70519 | 0.75168 | 3236.8482 | -71.0059 | <0 | <40 | All Btype | Streetlight - MH 1000W - New | 0.0063575 | 0.0067169 | 0.0070628 | 0.0073091 | 0.007443 | 0.0075061 | 0.0075183 | 0.0074963 | 0.007451 | 0.0074056 | 0.0073267 | 0.0072568 | 0.007196 | 0.0071488 | 0.0071097 | 0.0070717 | 0.0070411 | 0.0070157 | 0.0070157 | 0.0070157 | 0.14346 | 0.14346 | 0.1083 | 0.079593 | 0.042395 | 9999 | 1
LO50Fast | Retro | Street and Roadway Lighting | Commercial | Lighting | 0.077953 | 0.083092 | 357.8068 | -64.634 | <0 | <40 | All Btype | Streetlight - HPS 100W - Retro | 2.6799 | 1.2506 | 0.83374 | 0.53597 | 0.35458 | 0.17729 | 0.078797 | 0.031518 | 0.011461 | 0.0017798 | 0 | 0 | 0 | 0 | 0 | 0 | 0 | 0 | 0 | 0 | 5.9556 | 5.9556 | 5.9556 | 5.9556 | 5.8321 | 2.3564 | 1
LO50Fast | Retro | Street and Roadway Lighting | Commercial | Lighting | 0.10944 | 0.11666 | 502.3513 | -10.3615 | <0 | <40 | All Btype | Streetlight - MH 200W - Retro | 0.91275 | 0.42595 | 0.28397 | 0.18255 | 0.12077 | 0.060385 | 0.026838 | 0.010735 | 0.0039036 | 0.0006062 | 0 | 0 | 0 | 0 | 0 | 0 | 0 | 0 | 0 | 0 | 2.0284 | 2.0284 | 2.0284 | 2.0284 | 1.9864 | 1.4112 | 1
LO50Fast | Retro | Street and Roadway Lighting | Commercial | Lighting | 0.13526 | 0.14417 | 620.8303 | 8.3586 | 0-10 | <40 | All Btype | Streetlight - HPS 250W - Retro | 1.2055 | 0.56257 | 0.37505 | 0.2411 | 0.1595 | 0.079754 | 0.035446 | 0.014178 | 0.0051557 | 0.00080064 | 0 | 0 | 0 | 0 | 0 | 0 | 0 | 0 | 0 | 0 | 2.6791 | 2.6791 | 2.6791 | 2.6791 | 2.6235 | 1.2216 | 1
LO50Fast | Retro | Street and Roadway Lighting | Commercial | Lighting | 0.26741 | 0.28505 | 1227.4432 | -0.86507 | <0 | <40 | All Btype | Streetlight - MH 400W - Retro | 2.9793 | 1.3903 | 0.92689 | 0.59586 | 0.39419 | 0.1971 | 0.0876 | 0.03504 | 0.012742 | 0.0019787 | 0 | 0 | 0 | 0 | 0 | 0 | 0 | 0 | 0 | 0 | 6.621 | 6.621 | 6.621 | 6.621 | 6.4837 | 1.485 | 1
LO50Fast | Retro | Street and Roadway Lighting | Commercial | Lighting | 0.70519 | 0.75168 | 3236.8482 | 0.95275 | 0-10 | <40 | All Btype | Streetlight - MH 1000W - Retro | 0.62852 | 0.29331 | 0.19554 | 0.1257 | 0.083161 | 0.041582 | 0.018481 | 0.0073922 | 0.0026881 | 0.00041743 | 0 | 0 | 0 | 0 | 0 | 0 | 0 | 0 | 0 | 0 | 1.3968 | 1.3968 | 1.3968 | 1.3968 | 1.3678 | 1.6214 | 1
LO5Med | NR | UnitaryAC | Commercial | HVAC | 5.0146e-05 | 1.3905e-05 | 0.3995 | 10.5621 | 10-20 | <40 | Large Off | UnitaryAC-NR-Large Off | 0.0093777 | 0.020829 | 0.034773 | 0.050878 | 0.069159 | 0.090438 | 0.11367 | 0.13726 | 0.15934 | 0.17813 | 0.19247 | 0.20206 | 0.20753 | 0.20973 | 0.2091 | 0.21156 | 0.21081 | 0.20962 | 0.20885 | 0.20817 | 3.1225 | 2.9338 | 1.8848 | 1.0563 | 0.27546 | 1.7076 | 1
LO5Med | NR | UnitaryAC | Commercial | HVAC | 8.6666e-05 | 2.4032e-05 | 0.69045 | -4.6644 | <0 | <40 | Medium Off | UnitaryAC-NR-Medium Off | 0.013573 | 0.030148 | 0.05033 | 0.073641 | 0.1001 | 0.1309 | 0.16452 | 0.19867 | 0.23063 | 0.25783 | 0.27858 | 0.29247 | 0.30038 | 0.30357 | 0.30265 | 0.3082 | 0.30712 | 0.30496 | 0.30336 | 0.30239 | 4.5358 | 4.254 | 2.728 | 1.5289 | 0.39869 | 3.2195 | 1
LO5Med | NR | UnitaryAC | Commercial | HVAC | 5.0906e-05 | 1.4116e-05 | 0.40556 | 42.0175 | 40-50 | 40-100 | Small Off | UnitaryAC-NR-Small Off | 0.0059968 | 0.01332 | 0.022236 | 0.032535 | 0.044226 | 0.057833 | 0.072688 | 0.087776 | 0.10189 | 0.11391 | 0.12308 | 0.12922 | 0.13271 | 0.13412 | 0.13372 | 0.13431 | 0.13389 | 0.13333 | 0.13285 | 0.13243 | 1.9865 | 1.8721 | 1.2053 | 0.67549 | 0.17615 | 0.86675 | 0
LO5Med | NR | UnitaryAC | Commercial | HVAC | 0.00012522 | 3.4723e-05 | 0.99762 | -8.8775 | <0 | <40 | XLarge Ret | UnitaryAC-NR-XLarge Ret | 0.024298 | 0.053883 | 0.089807 | 0.13119 | 0.17804 | 0.23245 | 0.29169 | 0.35167 | 0.40758 | 0.45492 | 0.49074 | 0.51438 | 0.52744 | 0.53219 | 0.52974 | 0.53185 | 0.52928 | 0.52786 | 0.52759 | 0.52434 | 7.865 | 7.451 | 4.81 | 2.7063 | 0.70968 | 4.2641 | 1
LO5Med | NR | UnitaryAC | Commercial | HVAC | 0.00012522 | 3.4723e-05 | 0.99762 | -9.9595 | <0 | <40 | Large Ret | UnitaryAC-NR-Large Ret | 0.031875 | 0.070686 | 0.11781 | 0.1721 | 0.23357 | 0.30494 | 0.38265 | 0.46134 | 0.53468 | 0.59679 | 0.64378 | 0.6748 | 0.69193 | 0.69816 | 0.69494 | 0.69539 | 0.69215 | 0.68923 | 0.68675 | 0.68328 | 10.2492 | 9.7569 | 6.3101 | 3.5502 | 0.93099 | 4.6518 | 1
LO5Med | NR | UnitaryAC | Commercial | HVAC | 5.0868e-05 | 1.4105e-05 | 0.40526 | 7.438 | 0-10 | <40 | Medium Ret | UnitaryAC-NR-Medium Ret | 0.0044813 | 0.0099377 | 0.016563 | 0.024196 | 0.032837 | 0.042872 | 0.053797 | 0.06486 | 0.075171 | 0.083903 | 0.090509 | 0.09487 | 0.097278 | 0.098154 | 0.097702 | 0.098755 | 0.098288 | 0.098197 | 0.098626 | 0.097869 | 1.468 | 1.3789 | 0.88713 | 0.49913 | 0.13089 | 1.8897 | 1
LO5Med | NR | UnitaryAC | Commercial | HVAC | 5.0868e-05 | 1.4105e-05 | 0.40526 | 42.0652 | 40-50 | 40-100 | Small Ret | UnitaryAC-NR-Small Ret | 0.0018819 | 0.0041733 | 0.0069558 | 0.010161 | 0.01379 | 0.018004 | 0.022592 | 0.027238 | 0.031568 | 0.035235 | 0.038009 | 0.03984 | 0.040852 | 0.04122 | 0.04103 | 0.041118 | 0.040926 | 0.040784 | 0.040697 | 0.040483 | 0.60725 | 0.57656 | 0.37255 | 0.20961 | 0.054966 | 0.8661 | 0
LO5Med | NR | UnitaryAC | Commercial | HVAC | 6.9694e-06 | 1.9326e-06 | 0.055524 | 191.993 | 190-200 | >100 | School K-12 | UnitaryAC-NR-School K-12 | 0.00066069 | 0.0014688 | 0.0024543 | 0.0035943 | 0.0048901 | 0.0064005 | 0.0080517 | 0.0097318 | 0.011307 | 0.012652 | 0.013683 | 0.014378 | 0.01478 | 0.014951 | 0.014919 | 0.014994 | 0.014961 | 0.014929 | 0.014897 | 0.014864 | 0.22297 | 0.20857 | 0.13392 | 0.074895 | 0.019469 | 0.2589 | 0
LO5Med | NR | UnitaryAC | Commercial | HVAC | 2.1454e-05 | 5.9492e-06 | 0.17092 | 47.6076 | 40-50 | 40-100 | University | UnitaryAC-NR-University | 0.00099699 | 0.0022158 | 0.0037013 | 0.0054189 | 0.0073704 | 0.0096439 | 0.012128 | 0.014655 | 0.017022 | 0.019041 | 0.020586 | 0.021625 | 0.022223 | 0.022473 | 0.022419 | 0.022493 | 0.022433 | 0.022396 | 0.022337 | 0.022294 | 0.33442 | 0.31347 | 0.20152 | 0.11278 | 0.029347 | 0.797 | 0
LO5Med | NR | UnitaryAC | Commercial | HVAC | 1.1579e-05 | 3.2109e-06 | 0.092251 | 106.8522 | 100-110 | >100 | Warehouse | UnitaryAC-NR-Warehouse | 0.0012538 | 0.00278 | 0.0046329 | 0.006767 | 0.0091826 | 0.011987 | 0.01504 | 0.018131 | 0.021011 | 0.023448 | 0.025292 | 0.026507 | 0.027177 | 0.027418 | 0.027289 | 0.027341 | 0.027261 | 0.027122 | 0.026996 | 0.026818 | 0.40227 | 0.38345 | 0.24792 | 0.13953 | 0.036604 | 0.43016 | 0
LO5Med | NR | UnitaryAC | Commercial | HVAC | 2.6922e-05 | 7.4652e-06 | 0.21448 | 33.5 | 30-40 | <40 | Supermarket | UnitaryAC-NR-Supermarket | 0.0015111 | 0.0033506 | 0.0055838 | 0.0081559 | 0.011067 | 0.014448 | 0.018127 | 0.021852 | 0.025323 | 0.028261 | 0.030482 | 0.031947 | 0.032754 | 0.033045 | 0.032889 | 0.033035 | 0.032877 | 0.03271 | 0.032559 | 0.032422 | 0.48633 | 0.4624 | 0.2988 | 0.16816 | 0.044116 | 1.0001 | 1
LO5Med | NR | UnitaryAC | Commercial | HVAC | 2.6922e-05 | 7.4652e-06 | 0.21448 | 98.9277 | 90-100 | 40-100 | MiniMart | UnitaryAC-NR-MiniMart | 0.00052848 | 0.0011745 | 0.001962 | 0.0028724 | 0.0039068 | 0.005112 | 0.0064289 | 0.007768 | 0.0090228 | 0.010093 | 0.010912 | 0.011463 | 0.01178 | 0.011912 | 0.011884 | 0.011917 | 0.011887 | 0.011858 | 0.011827 | 0.011876 | 0.17814 | 0.16618 | 0.10682 | 0.059781 | 0.015556 | 0.45838 | 0
LO5Med | NR | UnitaryAC | Commercial | HVAC | 0.00020964 | 5.8133e-05 | 1.6702 | -14.7525 | <0 | <40 | Restaurant | UnitaryAC-NR-Restaurant | 0.013188 | 0.029116 | 0.048314 | 0.070266 | 0.094938 | 0.1234 | 0.15416 | 0.18504 | 0.21351 | 0.23726 | 0.25481 | 0.26591 | 0.27145 | 0.27269 | 0.27023 | 0.27286 | 0.2698 | 0.26701 | 0.26453 | 0.26223 | 3.9334 | 3.8407 | 2.5043 | 1.424 | 0.37922 | 7.7879 | 1
LO5Med | NR | UnitaryAC | Commercial | HVAC | 0.00015594 | 4.3241e-05 | 1.2423 | -11.4351 | <0 | <40 | Lodging | UnitaryAC-NR-Lodging | 0.007248 | 0.016088 | 0.026838 | 0.039241 | 0.053303 | 0.069655 | 0.087484 | 0.10557 | 0.12246 | 0.13681 | 0.14772 | 0.15497 | 0.15905 | 0.16063 | 0.16003 | 0.16099 | 0.16011 | 0.15935 | 0.15875 | 0.15827 | 2.3741 | 2.2446 | 1.4471 | 0.81242 | 0.21237 | 5.3101 | 1
LO5Med | NR | UnitaryAC | Commercial | HVAC | 0.00015755 | 4.3687e-05 | 1.2551 | -11.5415 | <0 | <40 | Hospital | UnitaryAC-NR-Hospital | 0.0081657 | 0.018117 | 0.030212 | 0.044156 | 0.059955 | 0.078316 | 0.098323 | 0.1186 | 0.13752 | 0.15358 | 0.16575 | 0.17382 | 0.17833 | 0.18002 | 0.17928 | 0.18419 | 0.18477 | 0.18461 | 0.18335 | 0.18363 | 2.7544 | 2.5447 | 1.6242 | 0.9127 | 0.23892 | 5.3649 | 1
LO5Med | NR | UnitaryAC | Commercial | HVAC | 0.00010612 | 2.9427e-05 | 0.84545 | -7.8172 | <0 | <40 | Residential Care | UnitaryAC-NR-Residential Care | 0.0067519 | 0.014981 | 0.024981 | 0.036511 | 0.049575 | 0.064757 | 0.0813 | 0.098067 | 0.11371 | 0.12699 | 0.13706 | 0.14373 | 0.14745 | 0.14886 | 0.14824 | 0.15093 | 0.15049 | 0.15003 | 0.14979 | 0.14941 | 2.2412 | 2.0936 | 1.343 | 0.75468 | 0.19756 | 3.9422 | 1
LO5Med | NR | UnitaryAC | Commercial | HVAC | 3.3121e-07 | 9.1844e-08 | 0.0026387 | 4478.0548 | >200 | >100 | Assembly | UnitaryAC-NR-Assembly | 9.1609e-05 | 0.00020318 | 0.00033868 | 0.0004948 | 0.00067158 | 0.00087691 | 0.0011005 | 0.001327 | 0.0015381 | 0.0017169 | 0.0018523 | 0.0019418 | 0.0019913 | 0.0020095 | 0.0020005 | 0.0020161 | 0.0020231 | 0.0019987 | 0.0019892 | 0.0019836 | 0.029753 | 0.028165 | 0.018155 | 0.010212 | 0.0026768 | 0.012304 | 0
LO5Med | NR | UnitaryAC | Commercial | HVAC | 2.0471e-05 | 5.6764e-06 | 0.16309 | 50.9466 | 50-60 | 40-100 | Other | UnitaryAC-NR-Other | 0.0046996 | 0.010376 | 0.017217 | 0.02504 | 0.033832 | 0.043976 | 0.054938 | 0.065943 | 0.076088 | 0.084551 | 0.090805 | 0.094759 | 0.096736 | 0.097175 | 0.0963 | 0.097214 | 0.096841 | 0.09563 | 0.0947 | 0.094636 | 1.4195 | 1.3715 | 0.89243 | 0.50747 | 0.13514 | 0.76045 | 0
LO5Med | New | UnitaryAC | Commercial | HVAC | 4.742e-05 | 1.3149e-05 | 0.37779 | 12.4256 | 10-20 | <40 | Large Off | UnitaryAC-New-Large Off | 0.0016362 | 0.0035354 | 0.0048303 | 0.0067235 | 0.0090598 | 0.013826 | 0.01906 | 0.025607 | 0.032002 | 0.035078 | 0.039856 | 0.043192 | 0.040582 | 0.045924 | 0.045915 | 0.049627 | 0.05011 | 0.056193 | 0.04683 | 0.049818 | 0.6194 | 0.6194 | 0.36683 | 0.19121 | 0.039611 | 1.6148 | 1
LO5Med | New | UnitaryAC | Commercial | HVAC | 4.3961e-05 | 1.219e-05 | 0.35023 | 12.0419 | 10-20 | <40 | Medium Off | UnitaryAC-New-Medium Off | 0.001848 | 0.0040579 | 0.0055252 | 0.0071221 | 0.0097685 | 0.015978 | 0.021479 | 0.028784 | 0.036006 | 0.037615 | 0.044877 | 0.048908 | 0.044794 | 0.052651 | 0.049269 | 0.055164 | 0.055217 | 0.061605 | 0.050134 | 0.053559 | 0.68436 | 0.68436 | 0.40868 | 0.21306 | 0.0443 | 1.6331 | 1
LO5Med | New | UnitaryAC | Commercial | HVAC | 1.5067e-05 | 4.1779e-06 | 0.12003 | 193.9689 | 190-200 | >100 | Small Off | UnitaryAC-New-Small Off | 0.00016557 | 0.0003675 | 0.00052013 | 0.0006946 | 0.00093949 | 0.0014824 | 0.0019571 | 0.0025972 | 0.0033572 | 0.00359 | 0.0041834 | 0.0045449 | 0.0042869 | 0.0048659 | 0.0046137 | 0.0050469 | 0.0050878 | 0.0055255 | 0.0047655 | 0.004992 | 0.063584 | 0.063584 | 0.038166 | 0.019855 | 0.0041697 | 0.25653 | 0
LO5Med | New | UnitaryAC | Commercial | HVAC | 8.8648e-05 | 2.4582e-05 | 0.70625 | -3.5206 | <0 | <40 | XLarge Ret | UnitaryAC-New-XLarge Ret | 0.0018291 | 0.0040472 | 0.0085774 | 0.018224 | 0.02301 | 0.039488 | 0.050553 | 0.049129 | 0.088239 | 0.091349 | 0.10785 | 0.10541 | 0.11721 | 0.11527 | 0.11759 | 0.11693 | 0.12205 | 0.10926 | 0.11026 | 0.10799 | 1.5043 | 1.5043 | 0.93777 | 0.4823 | 0.095174 | 3.0187 | 1
LO5Med | New | UnitaryAC | Commercial | HVAC | 8.8648e-05 | 2.4582e-05 | 0.70625 | -5.0491 | <0 | <40 | Large Ret | UnitaryAC-New-Large Ret | 0.0014637 | 0.0032815 | 0.0060378 | 0.010751 | 0.014108 | 0.021847 | 0.027668 | 0.029465 | 0.050093 | 0.053221 | 0.061426 | 0.06148 | 0.066297 | 0.06647 | 0.066752 | 0.067065 | 0.068589 | 0.06422 | 0.065603 | 0.06486 | 0.8707 | 0.8707 | 0.54036 | 0.27936 | 0.057488 | 3.2932 | 1
LO5Med | New | UnitaryAC | Commercial | HVAC | 4.0587e-05 | 1.1255e-05 | 0.32335 | 14.8597 | 10-20 | <40 | Medium Ret | UnitaryAC-New-Medium Ret | 0.00067715 | 0.0015127 | 0.0032006 | 0.0070883 | 0.0087736 | 0.015617 | 0.019862 | 0.019112 | 0.034645 | 0.035552 | 0.042536 | 0.041345 | 0.045877 | 0.044975 | 0.045658 | 0.045488 | 0.047541 | 0.04201 | 0.041803 | 0.040154 | 0.58343 | 0.58343 | 0.36643 | 0.18858 | 0.03687 | 1.5078 | 1
LO5Med | New | UnitaryAC | Commercial | HVAC | 4.0587e-05 | 1.1255e-05 | 0.32335 | 58.258 | 50-60 | 40-100 | Small Ret | UnitaryAC-New-Small Ret | 0.00012398 | 0.00027364 | 0.0005365 | 0.0010435 | 0.0013386 | 0.0022294 | 0.0028428 | 0.0028619 | 0.0050675 | 0.0053219 | 0.0062351 | 0.0062244 | 0.0067816 | 0.0067063 | 0.0067821 | 0.0067631 | 0.0070255 | 0.0063706 | 0.0064302 | 0.0062169 | 0.087175 | 0.087175 | 0.054369 | 0.027875 | 0.0055456 | 0.69106 | 0
LO5Med | New | UnitaryAC | Commercial | HVAC | 5.8078e-06 | 1.6105e-06 | 0.04627 | 234.7639 | >200 | >100 | School K-12 | UnitaryAC-New-School K-12 | 4.934e-05 | 0.00010932 | 0.00018319 | 0.00026849 | 0.00036467 | 0.00047077 | 0.00060264 | 0.00073522 | 0.0010425 | 0.0011751 | 0.0012695 | 0.0013877 | 0.0013957 | 0.0014036 | 0.0013988 | 0.0014382 | 0.0014089 | 0.0014452 | 0.0014723 | 0.0015201 | 0.019141 | 0.019141 | 0.011857 | 0.0062707 | 0.0014458 | 0.21575 | 0
LO5Med | New | UnitaryAC | Commercial | HVAC | 1.7879e-05 | 4.9577e-06 | 0.14244 | 61.5015 | 60-70 | 40-100 | University | UnitaryAC-New-University | 5.9649e-05 | 0.00012725 | 0.00024449 | 0.00034761 | 0.00051647 | 0.00068786 | 0.00087711 | 0.0010377 | 0.0013128 | 0.0015574 | 0.0016154 | 0.0016959 | 0.0016142 | 0.0017033 | 0.0018216 | 0.0019654 | 0.0019118 | 0.0020283 | 0.0019111 | 0.0021099 | 0.025145 | 0.025145 | 0.015219 | 0.0083837 | 0.0019833 | 0.66417 | 0
LO5Med | New | UnitaryAC | Commercial | HVAC | 6.4914e-06 | 1.8e-06 | 0.051716 | 207.7375 | >200 | >100 | Warehouse | UnitaryAC-New-Warehouse | 5.6919e-05 | 0.00016099 | 0.00025705 | 0.00038229 | 0.00040064 | 0.00061257 | 0.00077746 | 0.00074991 | 0.0011154 | 0.0012651 | 0.0013657 | 0.0013662 | 0.0013563 | 0.0016067 | 0.0015937 | 0.0018489 | 0.0016149 | 0.0016598 | 0.0016465 | 0.0016225 | 0.02146 | 0.02146 | 0.013067 | 0.007144 | 0.0018705 | 0.24115 | 0
LO5Med | New | UnitaryAC | Commercial | HVAC | 1.1752e-05 | 3.2589e-06 | 0.09363 | 104.9575 | 100-110 | >100 | Supermarket | UnitaryAC-New-Supermarket | 7.4404e-05 | 0.00016715 | 0.00027455 | 0.00041661 | 0.00061923 | 0.00087116 | 0.0011409 | 0.0012013 | 0.0021033 | 0.0021635 | 0.0026318 | 0.0024235 | 0.0028409 | 0.0028793 | 0.0029807 | 0.0029865 | 0.0031514 | 0.0026554 | 0.0027775 | 0.0026845 | 0.037043 | 0.037043 | 0.022788 | 0.011664 | 0.0024231 | 0.43658 | 0
LO5Med | New | UnitaryAC | Commercial | HVAC | 1.1752e-05 | 3.2589e-06 | 0.09363 | 254.835 | >200 | >100 | MiniMart | UnitaryAC-New-MiniMart | 1.5221e-05 | 3.343e-05 | 5.6449e-05 | 8.1315e-05 | 0.00026812 | 0.00038644 | 0.00047715 | 0.00050625 | 0.00085083 | 0.00088276 | 0.0010004 | 0.0010184 | 0.0010855 | 0.0011212 | 0.0011245 | 0.0011062 | 0.0011631 | 0.0010419 | 0.0010767 | 0.0011257 | 0.014422 | 0.014422 | 0.0089079 | 0.0045584 | 0.00084098 | 0.2001 | 0
LO5Med | New | UnitaryAC | Commercial | HVAC | 7.8997e-05 | 2.1906e-05 | 0.62936 | -2.9951 | <0 | <40 | Restaurant | UnitaryAC-New-Restaurant | 0.0010831 | 0.0021501 | 0.0033598 | 0.00496 | 0.0070985 | 0.010465 | 0.01308 | 0.012833 | 0.023943 | 0.024789 | 0.031587 | 0.029195 | 0.035674 | 0.032614 | 0.036253 | 0.03575 | 0.039843 | 0.035629 | 0.038767 | 0.033711 | 0.45279 | 0.45279 | 0.26909 | 0.13535 | 0.029116 | 2.9346 | 1
LO5Med | New | UnitaryAC | Commercial | HVAC | 0.00014431 | 4.0016e-05 | 1.1497 | -10.5948 | <0 | <40 | Lodging | UnitaryAC-New-Lodging | 0.00080357 | 0.0014601 | 0.0021119 | 0.0030886 | 0.0046628 | 0.0071953 | 0.0092609 | 0.0088336 | 0.018321 | 0.017831 | 0.024204 | 0.020968 | 0.028527 | 0.022792 | 0.029529 | 0.028437 | 0.030136 | 0.028671 | 0.033467 | 0.027129 | 0.34743 | 0.34743 | 0.19959 | 0.097773 | 0.019322 | 4.9141 | 1
LO5Med | New | UnitaryAC | Commercial | HVAC | 0.00013129 | 3.6406e-05 | 1.046 | -9.4775 | <0 | <40 | Hospital | UnitaryAC-New-Hospital | 0.0026419 | 0.0073112 | 0.013369 | 0.018454 | 0.029144 | 0.043798 | 0.051025 | 0.051473 | 0.064124 | 0.07741 | 0.079572 | 0.078995 | 0.074407 | 0.074515 | 0.076875 | 0.087088 | 0.087748 | 0.087612 | 0.091282 | 0.094404 | 1.1912 | 1.1912 | 0.74311 | 0.43832 | 0.11472 | 4.4707 | 1
LO5Med | New | UnitaryAC | Commercial | HVAC | 6.102e-05 | 1.6921e-05 | 0.48614 | 2.5633 | 0-10 | <40 | Residential Care | UnitaryAC-New-Residential Care | 0.0010628 | 0.0025106 | 0.0044183 | 0.0072142 | 0.010525 | 0.01576 | 0.017304 | 0.017763 | 0.021378 | 0.02605 | 0.026607 | 0.026056 | 0.023362 | 0.024374 | 0.024358 | 0.028649 | 0.02724 | 0.028766 | 0.02927 | 0.031322 | 0.39399 | 0.39399 | 0.24874 | 0.15059 | 0.041491 | 2.2668 | 1
LO5Med | New | UnitaryAC | Commercial | HVAC | 6.102e-05 | 1.6921e-05 | 0.48614 | 2.5633 | 0-10 | <40 | Assembly | UnitaryAC-New-Assembly | 0.0025561 | 0.0095109 | 0.0099952 | 0.01455 | 0.022966 | 0.037716 | 0.053119 | 0.070339 | 0.09431 | 0.10535 | 0.10876 | 0.10852 | 0.12628 | 0.12907 | 0.1316 | 0.13792 | 0.14278 | 0.14584 | 0.13415 | 0.13633 | 1.7217 | 1.7217 | 1.0246 | 0.52918 | 0.097294 | 2.2668 | 1
LO5Med | New | UnitaryAC | Commercial | HVAC | 6.102e-05 | 1.6921e-05 | 0.48614 | 2.5633 | 0-10 | <40 | Other | UnitaryAC-New-Other | 0.0029889 | 0.0085697 | 0.012237 | 0.017423 | 0.034473 | 0.04715 | 0.051814 | 0.057797 | 0.085357 | 0.09553 | 0.10518 | 0.09709 | 0.096971 | 0.097253 | 0.10403 | 0.097992 | 0.11278 | 0.12614 | 0.10785 | 0.11063 | 1.4693 | 1.4693 | 0.91387 | 0.51852 | 0.12284 | 2.2668 | 1
LO3Slow | NR | VHE-DOAS | Commercial | HVAC | 0.00064837 | 0.00048004 | 7.3548 | 39.6252 | 30-40 | <40 | Large Off | VHE-DOAS-NR-Large Off | 0 | 0 | 0 | 0 | 0 | 0 | 0 | 0 | 0 | 0 | 0 | 0 | 0 | 0 | 0 | 0 | 0 | 0 | 0 | 0 | 0 | 0 | 0 | 0 | 0 | 0.80873 | 0
LO3Slow | NR | VHE-DOAS | Commercial | HVAC | 0.00064841 | 0.00048007 | 7.3554 | 39.6213 | 30-40 | <40 | Medium Off | VHE-DOAS-NR-Medium Off | 0.0031483 | 0.0080729 | 0.017887 | 0.034999 | 0.061516 | 0.09849 | 0.14535 | 0.19975 | 0.25804 | 0.31598 | 0.36966 | 0.41621 | 0.45409 | 0.48307 | 0.50392 | 0.51796 | 0.52675 | 0.53173 | 0.53411 | 0.53537 | 8.0629 | 6.0161 | 3.3702 | 1.5129 | 0.22411 | 0.80878 | 0
LO3Slow | NR | VHE-DOAS | Commercial | HVAC | 0.0006401 | 0.00047392 | 7.2611 | 40.3423 | 40-50 | 40-100 | Small Off | VHE-DOAS-NR-Small Off | 0.0077227 | 0.019802 | 0.043876 | 0.085851 | 0.1509 | 0.24159 | 0.35653 | 0.48999 | 0.63296 | 0.77508 | 0.90676 | 1.0209 | 1.1139 | 1.185 | 1.2361 | 1.2705 | 1.2921 | 1.3043 | 1.3102 | 1.3133 | 19.7779 | 14.7572 | 8.2669 | 3.7111 | 0.54974 | 0.79842 | 0
LO3Slow | NR | VHE-DOAS | Commercial | HVAC | 0.0005686 | 0.00042098 | 6.4499 | 59.6102 | 50-60 | 40-100 | XLarge Ret | VHE-DOAS-NR-XLarge Ret | 0 | 0 | 0 | 0 | 0 | 0 | 0 | 0 | 0 | 0 | 0 | 0 | 0 | 0 | 0 | 0 | 0 | 0 | 0 | 0 | 0 | 0 | 0 | 0 | 0 | 0.59468 | 0
LO3Slow | NR | VHE-DOAS | Commercial | HVAC | 0.0005686 | 0.00042098 | 6.4499 | 59.6102 | 50-60 | 40-100 | Large Ret | VHE-DOAS-NR-Large Ret | 0 | 0 | 0 | 0 | 0 | 0 | 0 | 0 | 0 | 0 | 0 | 0 | 0 | 0 | 0 | 0 | 0 | 0 | 0 | 0 | 0 | 0 | 0 | 0 | 0 | 0.59468 | 0
LO3Slow | NR | VHE-DOAS | Commercial | HVAC | 0.00056822 | 0.0004207 | 6.4456 | 59.6608 | 50-60 | 40-100 | Medium Ret | VHE-DOAS-NR-Medium Ret | 0.0018273 | 0.004678 | 0.010348 | 0.020216 | 0.035475 | 0.056707 | 0.08355 | 0.11464 | 0.14786 | 0.18076 | 0.21113 | 0.23734 | 0.25853 | 0.27458 | 0.28597 | 0.29347 | 0.29797 | 0.30031 | 0.30117 | 0.3014 | 4.5391 | 3.4179 | 1.9236 | 0.8672 | 0.12925 | 0.59428 | 0
LO3Slow | NR | VHE-DOAS | Commercial | HVAC | 0.00056822 | 0.0004207 | 6.4456 | 59.6608 | 50-60 | 40-100 | Small Ret | VHE-DOAS-NR-Small Ret | 0.001254 | 0.0032104 | 0.0071018 | 0.013873 | 0.024346 | 0.038916 | 0.057338 | 0.078675 | 0.10147 | 0.12405 | 0.14489 | 0.16288 | 0.17742 | 0.18844 | 0.19625 | 0.2014 | 0.20449 | 0.20609 | 0.20668 | 0.20684 | 3.115 | 2.3456 | 1.3201 | 0.59513 | 0.088701 | 0.59428 | 0
LO3Slow | NR | VHE-DOAS | Commercial | HVAC | 0.00083151 | 0.00061564 | 9.4323 | 49.4079 | 40-50 | 40-100 | School K-12 | VHE-DOAS-NR-School K-12 | 0.0035347 | 0.0090719 | 0.020119 | 0.039401 | 0.069316 | 0.11108 | 0.16407 | 0.22569 | 0.29181 | 0.35765 | 0.41879 | 0.47196 | 0.51538 | 0.54877 | 0.57296 | 0.58946 | 0.6 | 0.60622 | 0.60949 | 0.61148 | 9.2091 | 6.8363 | 3.8196 | 1.7105 | 0.25252 | 0.68758 | 0
LO3Slow | NR | VHE-DOAS | Commercial | HVAC | 0.00082879 | 0.00061362 | 9.4014 | 49.6223 | 40-50 | 40-100 | University | VHE-DOAS-NR-University | 0.0013463 | 0.0034543 | 0.0076583 | 0.014994 | 0.026369 | 0.042244 | 0.062379 | 0.085782 | 0.11088 | 0.13586 | 0.15903 | 0.17917 | 0.19559 | 0.2082 | 0.21731 | 0.2235 | 0.22743 | 0.22972 | 0.23089 | 0.23158 | 3.4876 | 2.5934 | 1.4503 | 0.64999 | 0.096066 | 0.68533 | 0
LO3Slow | NR | VHE-DOAS | Commercial | HVAC | 0.00030333 | 0.00022458 | 3.4408 | 125.6447 | 120-130 | >100 | Warehouse | VHE-DOAS-NR-Warehouse | 0 | 0 | 0 | 0 | 0 | 0 | 0 | 0 | 0 | 0 | 0 | 0 | 0 | 0 | 0 | 0 | 0 | 0 | 0 | 0 | 0 | 0 | 0 | 0 | 0 | 0.31724 | 0
LO3Slow | NR | VHE-DOAS | Commercial | HVAC | 0.00030319 | 0.00022448 | 3.4393 | 125.7077 | 120-130 | >100 | Supermarket | VHE-DOAS-NR-Supermarket | 0 | 0 | 0 | 0 | 0 | 0 | 0 | 0 | 0 | 0 | 0 | 0 | 0 | 0 | 0 | 0 | 0 | 0 | 0 | 0 | 0 | 0 | 0 | 0 | 0 | 0.3171 | 0
LO3Slow | NR | VHE-DOAS | Commercial | HVAC | 0.00030319 | 0.00022448 | 3.4393 | 125.7077 | 120-130 | >100 | MiniMart | VHE-DOAS-NR-MiniMart | 0 | 0 | 0 | 0 | 0 | 0 | 0 | 0 | 0 | 0 | 0 | 0 | 0 | 0 | 0 | 0 | 0 | 0 | 0 | 0 | 0 | 0 | 0 | 0 | 0 | 0.3171 | 0
LO3Slow | NR | VHE-DOAS | Commercial | HVAC | 0.00065629 | 0.00048591 | 7.4447 | 38.9548 | 30-40 | <40 | Restaurant | VHE-DOAS-NR-Restaurant | 0 | 0 | 0 | 0 | 0 | 0 | 0 | 0 | 0 | 0 | 0 | 0 | 0 | 0 | 0 | 0 | 0 | 0 | 0 | 0 | 0 | 0 | 0 | 0 | 0 | 0.81861 | 0
LO3Slow | NR | VHE-DOAS | Commercial | HVAC | 0.00065334 | 0.00048372 | 7.4112 | 39.203 | 30-40 | <40 | Lodging | VHE-DOAS-NR-Lodging | 0.0010424 | 0.0026711 | 0.0059142 | 0.011564 | 0.020311 | 0.032496 | 0.047922 | 0.065815 | 0.08496 | 0.10396 | 0.12154 | 0.13675 | 0.14909 | 0.15849 | 0.16522 | 0.1697 | 0.17246 | 0.17397 | 0.17463 | 0.17492 | 2.6343 | 1.9734 | 1.1077 | 0.4982 | 0.073999 | 0.81492 | 0
LO3Slow | NR | VHE-DOAS | Commercial | HVAC | 0.00065526 | 0.00048514 | 7.433 | 39.0416 | 30-40 | <40 | Hospital | VHE-DOAS-NR-Hospital | 0 | 0 | 0 | 0 | 0 | 0 | 0 | 0 | 0 | 0 | 0 | 0 | 0 | 0 | 0 | 0 | 0 | 0 | 0 | 0 | 0 | 0 | 0 | 0 | 0 | 0.81732 | 0
LO3Slow | NR | VHE-DOAS | Commercial | HVAC | 0.00064653 | 0.00047868 | 7.334 | 39.7828 | 30-40 | <40 | Residential Care | VHE-DOAS-NR-Residential Care | 0.002918 | 0.007474 | 0.016542 | 0.032331 | 0.056764 | 0.090782 | 0.13382 | 0.18371 | 0.23706 | 0.28996 | 0.33885 | 0.3811 | 0.41533 | 0.44135 | 0.45988 | 0.47218 | 0.47966 | 0.48366 | 0.4853 | 0.48591 | 7.3179 | 5.4946 | 3.0879 | 1.3902 | 0.20681 | 0.80644 | 0
LO3Slow | NR | VHE-DOAS | Commercial | HVAC | 0.0005736 | 0.00042468 | 6.5067 | 58.9519 | 50-60 | 40-100 | Assembly | VHE-DOAS-NR-Assembly | 0.0044395 | 0.011367 | 0.025148 | 0.049132 | 0.086229 | 0.13785 | 0.20313 | 0.27875 | 0.35955 | 0.43962 | 0.51355 | 0.57735 | 0.62896 | 0.66811 | 0.69589 | 0.71422 | 0.72525 | 0.73102 | 0.73321 | 0.73384 | 11.0518 | 8.3166 | 4.6791 | 2.1088 | 0.31417 | 0.59991 | 0
LO3Slow | NR | VHE-DOAS | Commercial | HVAC | 0.0005736 | 0.00042468 | 6.5067 | 58.9519 | 50-60 | 40-100 | Other | VHE-DOAS-NR-Other | 0.0055769 | 0.014214 | 0.031305 | 0.060884 | 0.10637 | 0.16928 | 0.24831 | 0.3392 | 0.43554 | 0.53012 | 0.61646 | 0.68991 | 0.74817 | 0.79113 | 0.8203 | 0.83809 | 0.84718 | 0.85004 | 0.84872 | 0.8456 | 12.7349 | 9.8364 | 5.6068 | 2.5573 | 0.38763 | 0.59991 | 0
LO3Slow | New | VHE-DOAS | Commercial | HVAC | 0.00022168 | 0.00016413 | 2.5147 | 74.3847 | 70-80 | 40-100 | Large Off | VHE-DOAS-New-Large Off | 0 | 0 | 0 | 0 | 0 | 0 | 0 | 0 | 0 | 0 | 0 | 0 | 0 | 0 | 0 | 0 | 0 | 0 | 0 | 0 | 0 | 0 | 0 | 0 | 0 | 0.49736 | 0
LO3Slow | New | VHE-DOAS | Commercial | HVAC | 0.00022169 | 0.00016414 | 2.5148 | 74.3792 | 70-80 | 40-100 | Medium Off | VHE-DOAS-New-Medium Off | 0.00065402 | 0.0016579 | 0.0029961 | 0.0051647 | 0.0091596 | 0.018343 | 0.028953 | 0.044159 | 0.061468 | 0.070337 | 0.090861 | 0.1062 | 0.10332 | 0.12784 | 0.12517 | 0.14448 | 0.14751 | 0.16664 | 0.13663 | 0.14675 | 1.5383 | 1.5383 | 0.79628 | 0.33375 | 0.037976 | 0.49739 | 0
LO3Slow | New | VHE-DOAS | Commercial | HVAC | 0.00021922 | 0.0001623 | 2.4867 | 75.3994 | 70-80 | 40-100 | Small Off | VHE-DOAS-New-Small Off | 0.00040263 | 0.0010317 | 0.001938 | 0.0034609 | 0.0060529 | 0.011693 | 0.018126 | 0.027377 | 0.039381 | 0.046126 | 0.058199 | 0.067808 | 0.067943 | 0.081179 | 0.080534 | 0.090824 | 0.093393 | 0.1027 | 0.089236 | 0.093979 | 0.98138 | 0.98138 | 0.51125 | 0.21379 | 0.024579 | 0.49183 | 0
LO3Slow | New | VHE-DOAS | Commercial | HVAC | 0.0003056 | 0.00022626 | 3.4667 | 59.0337 | 50-60 | 40-100 | XLarge Ret | VHE-DOAS-New-XLarge Ret | 0 | 0 | 0 | 0 | 0 | 0 | 0 | 0 | 0 | 0 | 0 | 0 | 0 | 0 | 0 | 0 | 0 | 0 | 0 | 0 | 0 | 0 | 0 | 0 | 0 | 0.59925 | 0
LO3Slow | New | VHE-DOAS | Commercial | HVAC | 0.0003056 | 0.00022626 | 3.4667 | 59.0337 | 50-60 | 40-100 | Large Ret | VHE-DOAS-New-Large Ret | 0 | 0 | 0 | 0 | 0 | 0 | 0 | 0 | 0 | 0 | 0 | 0 | 0 | 0 | 0 | 0 | 0 | 0 | 0 | 0 | 0 | 0 | 0 | 0 | 0 | 0.59925 | 0
LO3Slow | New | VHE-DOAS | Commercial | HVAC | 0.00030541 | 0.00022612 | 3.4644 | 59.0819 | 50-60 | 40-100 | Medium Ret | VHE-DOAS-New-Medium Ret | 0.00030353 | 0.00078279 | 0.0021982 | 0.0065104 | 0.01042 | 0.022709 | 0.03391 | 0.037136 | 0.074913 | 0.084201 | 0.10908 | 0.11371 | 0.13403 | 0.13831 | 0.14691 | 0.1509 | 0.16086 | 0.14393 | 0.14429 | 0.13935 | 1.6544 | 1.6544 | 0.91512 | 0.38216 | 0.042923 | 0.59887 | 0
LO3Slow | New | VHE-DOAS | Commercial | HVAC | 0.00030541 | 0.00022612 | 3.4644 | 59.0819 | 50-60 | 40-100 | Small Ret | VHE-DOAS-New-Small Ret | 9.1447e-05 | 0.00023301 | 0.00060634 | 0.0015771 | 0.002616 | 0.0053343 | 0.0079865 | 0.0091507 | 0.018031 | 0.020741 | 0.026311 | 0.028169 | 0.032602 | 0.033937 | 0.03591 | 0.036918 | 0.039118 | 0.035914 | 0.036523 | 0.035501 | 0.40727 | 0.40727 | 0.2233 | 0.092678 | 0.010458 | 0.59887 | 0
LO3Slow | New | VHE-DOAS | Commercial | HVAC | 0.00033056 | 0.00024474 | 3.7497 | 31.407 | 30-40 | <40 | School K-12 | VHE-DOAS-New-School K-12 | 0.0002055 | 0.00052566 | 0.0011691 | 0.0022913 | 0.0040241 | 0.0063604 | 0.0095601 | 0.013274 | 0.020945 | 0.025859 | 0.030249 | 0.035462 | 0.037889 | 0.040109 | 0.041819 | 0.04433 | 0.044296 | 0.046006 | 0.047221 | 0.049017 | 0.50061 | 0.50061 | 0.26974 | 0.11446 | 0.014576 | 0.94923 | 0
LO3Slow | New | VHE-DOAS | Commercial | HVAC | 0.0003299 | 0.00024425 | 3.7422 | 31.502 | 30-40 | <40 | University | VHE-DOAS-New-University | 6.2787e-05 | 0.00015463 | 0.00039432 | 0.00074973 | 0.0014403 | 0.0023487 | 0.0035165 | 0.0047349 | 0.0066656 | 0.0086613 | 0.0097279 | 0.010952 | 0.011074 | 0.012301 | 0.013764 | 0.01531 | 0.015191 | 0.016318 | 0.01549 | 0.017194 | 0.16605 | 0.16605 | 0.086547 | 0.038457 | 0.0051505 | 0.94732 | 0
LO3Slow | New | VHE-DOAS | Commercial | HVAC | 0.00030555 | 0.00022622 | 3.466 | 59.0475 | 50-60 | 40-100 | Warehouse | VHE-DOAS-New-Warehouse | 0 | 0 | 0 | 0 | 0 | 0 | 0 | 0 | 0 | 0 | 0 | 0 | 0 | 0 | 0 | 0 | 0 | 0 | 0 | 0 | 0 | 0 | 0 | 0 | 0 | 0.59914 | 0
LO3Slow | New | VHE-DOAS | Commercial | HVAC | 0.00030542 | 0.00022613 | 3.4645 | 59.0796 | 50-60 | 40-100 | Supermarket | VHE-DOAS-New-Supermarket | 0 | 0 | 0 | 0 | 0 | 0 | 0 | 0 | 0 | 0 | 0 | 0 | 0 | 0 | 0 | 0 | 0 | 0 | 0 | 0 | 0 | 0 | 0 | 0 | 0 | 0.59889 | 0
LO3Slow | New | VHE-DOAS | Commercial | HVAC | 0.00030542 | 0.00022613 | 3.4645 | 59.0796 | 50-60 | 40-100 | MiniMart | VHE-DOAS-New-MiniMart | 0 | 0 | 0 | 0 | 0 | 0 | 0 | 0 | 0 | 0 | 0 | 0 | 0 | 0 | 0 | 0 | 0 | 0 | 0 | 0 | 0 | 0 | 0 | 0 | 0 | 0.59889 | 0
LO3Slow | New | VHE-DOAS | Commercial | HVAC | 0.00022404 | 0.00016588 | 2.5414 | 73.4331 | 70-80 | 40-100 | Restaurant | VHE-DOAS-New-Restaurant | 0 | 0 | 0 | 0 | 0 | 0 | 0 | 0 | 0 | 0 | 0 | 0 | 0 | 0 | 0 | 0 | 0 | 0 | 0 | 0 | 0 | 0 | 0 | 0 | 0 | 0.50266 | 0
LO3Slow | New | VHE-DOAS | Commercial | HVAC | 0.00031004 | 0.00022955 | 3.5169 | 57.9626 | 50-60 | 40-100 | Lodging | VHE-DOAS-New-Lodging | 0.00014737 | 0.00030914 | 0.00059346 | 0.0011606 | 0.0022657 | 0.0042806 | 0.0064689 | 0.0070225 | 0.016208 | 0.017278 | 0.025395 | 0.023593 | 0.034098 | 0.028678 | 0.038873 | 0.038595 | 0.04172 | 0.040188 | 0.047262 | 0.038518 | 0.41265 | 0.41265 | 0.20637 | 0.081129 | 0.0087568 | 0.60795 | 0
LO3Slow | New | VHE-DOAS | Commercial | HVAC | 0.00031077 | 0.00023009 | 3.5252 | 57.7891 | 50-60 | 40-100 | Hospital | VHE-DOAS-New-Hospital | 0 | 0 | 0 | 0 | 0 | 0 | 0 | 0 | 0 | 0 | 0 | 0 | 0 | 0 | 0 | 0 | 0 | 0 | 0 | 0 | 0 | 0 | 0 | 0 | 0 | 0.60938 | 0
LO3Slow | New | VHE-DOAS | Commercial | HVAC | 0.00030745 | 0.00022763 | 3.4876 | 58.5843 | 50-60 | 40-100 | Residential Care | VHE-DOAS-New-Residential Care | 0.00067744 | 0.0018474 | 0.0043151 | 0.009422 | 0.017775 | 0.032585 | 0.04201 | 0.049079 | 0.065729 | 0.08773 | 0.097021 | 0.1019 | 0.097051 | 0.10659 | 0.11145 | 0.13514 | 0.13107 | 0.14014 | 0.14366 | 0.15456 | 1.5297 | 1.5297 | 0.82518 | 0.40819 | 0.066622 | 0.60287 | 0
LO3Slow | New | VHE-DOAS | Commercial | HVAC | 0.00030819 | 0.00022818 | 3.496 | 58.4055 | 50-60 | 40-100 | Assembly | VHE-DOAS-New-Assembly | 0.00061796 | 0.0026544 | 0.0037024 | 0.0072073 | 0.01471 | 0.029578 | 0.048912 | 0.073712 | 0.10998 | 0.13457 | 0.15043 | 0.16096 | 0.19897 | 0.21408 | 0.22838 | 0.24675 | 0.26057 | 0.26947 | 0.24974 | 0.25516 | 2.6602 | 2.6602 | 1.3785 | 0.57608 | 0.05847 | 0.60432 | 0
LO3Slow | New | VHE-DOAS | Commercial | HVAC | 0.00030819 | 0.00022818 | 3.496 | 58.4055 | 50-60 | 40-100 | Other | VHE-DOAS-New-Other | 0.0011689 | 0.0038689 | 0.0073324 | 0.013961 | 0.035718 | 0.059812 | 0.077176 | 0.097976 | 0.16102 | 0.19739 | 0.23532 | 0.23295 | 0.24716 | 0.26093 | 0.29204 | 0.2836 | 0.33294 | 0.37701 | 0.32476 | 0.33493 | 3.5771 | 3.5771 | 1.9238 | 0.89074 | 0.12186 | 0.60432 | 0
LO50Fast | New | VRF-DOAS | Commercial | HVAC | 0.00038402 | 0.00028432 | 4.3562 | 134.5997 | 130-140 | >100 | Large Off | VRF-DOAS-New-Large Off | 0 | 0 | 0 | 0 | 0 | 0 | 0 | 0 | 0 | 0 | 0 | 0 | 0 | 0 | 0 | 0 | 0 | 0 | 0 | 0 | 0 | 0 | 0 | 0 | 0 | 0.29837 | 0
LO50Fast | New | VRF-DOAS | Commercial | HVAC | 0.00038405 | 0.00028434 | 4.3565 | 134.5885 | 130-140 | >100 | Medium Off | VRF-DOAS-New-Medium Off | 0.00525 | 0.0075895 | 0.0074806 | 0.0073098 | 0.0078455 | 0.010091 | 0.010905 | 0.012131 | 0.013057 | 0.012168 | 0.013396 | 0.013864 | 0.012326 | 0.014293 | 0.013375 | 0.014975 | 0.01499 | 0.016724 | 0.01361 | 0.01454 | 0.23592 | 0.23592 | 0.16108 | 0.10722 | 0.045566 | 0.29839 | 0
LO50Fast | New | VRF-DOAS | Commercial | HVAC | 0.0003788 | 0.00028045 | 4.2969 | 136.6748 | 130-140 | >100 | Small Off | VRF-DOAS-New-Small Off | 0.0023241 | 0.003396 | 0.0034794 | 0.0035224 | 0.0037281 | 0.0046255 | 0.0049096 | 0.005408 | 0.0060155 | 0.0057381 | 0.0061699 | 0.0063655 | 0.0058286 | 0.0065266 | 0.0061883 | 0.0067694 | 0.0068242 | 0.0074114 | 0.006392 | 0.0066958 | 0.10832 | 0.10832 | 0.074226 | 0.049317 | 0.021076 | 0.29431 | 0
LO50Fast | New | VRF-DOAS | Commercial | HVAC | 0.00023669 | 0.00017524 | 2.6849 | 270.8385 | >200 | >100 | XLarge Ret | VRF-DOAS-New-XLarge Ret | 0 | 0 | 0 | 0 | 0 | 0 | 0 | 0 | 0 | 0 | 0 | 0 | 0 | 0 | 0 | 0 | 0 | 0 | 0 | 0 | 0 | 0 | 0 | 0 | 0 | 0.1566 | 0
LO50Fast | New | VRF-DOAS | Commercial | HVAC | 0.00023669 | 0.00017524 | 2.6849 | 270.8385 | >200 | >100 | Large Ret | VRF-DOAS-New-Large Ret | 0 | 0 | 0 | 0 | 0 | 0 | 0 | 0 | 0 | 0 | 0 | 0 | 0 | 0 | 0 | 0 | 0 | 0 | 0 | 0 | 0 | 0 | 0 | 0 | 0 | 0.1566 | 0
LO50Fast | New | VRF-DOAS | Commercial | HVAC | 0.00023653 | 0.00017512 | 2.6831 | 271.039 | >200 | >100 | Medium Ret | VRF-DOAS-New-Medium Ret | 0.00078528 | 0.0011549 | 0.0017689 | 0.0029697 | 0.0028764 | 0.004026 | 0.0041165 | 0.0032878 | 0.0051287 | 0.0046946 | 0.0051829 | 0.0047841 | 0.0051533 | 0.0049839 | 0.0050595 | 0.0050407 | 0.0052682 | 0.0046553 | 0.0046324 | 0.0044497 | 0.080019 | 0.080019 | 0.055973 | 0.035992 | 0.013581 | 0.15649 | 0
LO50Fast | New | VRF-DOAS | Commercial | HVAC | 0.00023653 | 0.00017512 | 2.6831 | 271.0391 | >200 | >100 | Small Ret | VRF-DOAS-New-Small Ret | 0.00023823 | 0.00034616 | 0.00049131 | 0.00072438 | 0.00072717 | 0.00095232 | 0.00097627 | 0.00081579 | 0.001243 | 0.0011645 | 0.0012589 | 0.0011934 | 0.0012622 | 0.0012314 | 0.0012453 | 0.0012418 | 0.00129 | 0.0011698 | 0.0011807 | 0.0011415 | 0.019894 | 0.019894 | 0.01387 | 0.008938 | 0.0034796 | 0.15649 | 0
LO50Fast | New | VRF-DOAS | Commercial | HVAC | 0.00045085 | 0.0003338 | 5.1143 | 141.2037 | 140-150 | >100 | School K-12 | VRF-DOAS-New-School K-12 | 0.00093631 | 0.0013658 | 0.0016568 | 0.0018407 | 0.0019564 | 0.0019859 | 0.0020439 | 0.0020697 | 0.0025253 | 0.0025391 | 0.0025312 | 0.0026277 | 0.0025655 | 0.0025453 | 0.0025364 | 0.002608 | 0.0025548 | 0.0026207 | 0.0026698 | 0.0027565 | 0.044936 | 0.044936 | 0.031726 | 0.021451 | 0.0097418 | 0.28582 | 0
LO50Fast | New | VRF-DOAS | Commercial | HVAC | 0.000449 | 0.00033243 | 5.0933 | 141.8517 | 140-150 | >100 | University | VRF-DOAS-New-University | 0.00035684 | 0.00050117 | 0.00069704 | 0.00075127 | 0.00087346 | 0.00091473 | 0.00093775 | 0.00092088 | 0.0010025 | 0.0010608 | 0.0010154 | 0.0010123 | 0.00093535 | 0.0009737 | 0.0010413 | 0.0011235 | 0.0010929 | 0.0011595 | 0.0010924 | 0.0012061 | 0.018669 | 0.018669 | 0.012994 | 0.0090319 | 0.0040945 | 0.28465 | 0
LO50Fast | New | VRF-DOAS | Commercial | HVAC | 0.00023664 | 0.00017521 | 2.6844 | 270.896 | >200 | >100 | Warehouse | VRF-DOAS-New-Warehouse | 0 | 0 | 0 | 0 | 0 | 0 | 0 | 0 | 0 | 0 | 0 | 0 | 0 | 0 | 0 | 0 | 0 | 0 | 0 | 0 | 0 | 0 | 0 | 0 | 0 | 0.15657 | 0
LO50Fast | New | VRF-DOAS | Commercial | HVAC | 0.00023653 | 0.00017513 | 2.6832 | 271.0295 | >200 | >100 | Supermarket | VRF-DOAS-New-Supermarket | 0 | 0 | 0 | 0 | 0 | 0 | 0 | 0 | 0 | 0 | 0 | 0 | 0 | 0 | 0 | 0 | 0 | 0 | 0 | 0 | 0 | 0 | 0 | 0 | 0 | 0.1565 | 0
LO50Fast | New | VRF-DOAS | Commercial | HVAC | 0.00023653 | 0.00017513 | 2.6832 | 271.0295 | >200 | >100 | MiniMart | VRF-DOAS-New-MiniMart | 0 | 0 | 0 | 0 | 0 | 0 | 0 | 0 | 0 | 0 | 0 | 0 | 0 | 0 | 0 | 0 | 0 | 0 | 0 | 0 | 0 | 0 | 0 | 0 | 0 | 0.1565 | 0
LO50Fast | New | VRF-DOAS | Commercial | HVAC | 0.00038903 | 0.00028803 | 4.4129 | 132.6632 | 130-140 | >100 | Restaurant | VRF-DOAS-New-Restaurant | 0 | 0 | 0 | 0 | 0 | 0 | 0 | 0 | 0 | 0 | 0 | 0 | 0 | 0 | 0 | 0 | 0 | 0 | 0 | 0 | 0 | 0 | 0 | 0 | 0 | 0.30225 | 0
LO50Fast | New | VRF-DOAS | Commercial | HVAC | 0.00024042 | 0.00017801 | 2.7273 | 266.3879 | >200 | >100 | Lodging | VRF-DOAS-New-Lodging | 0.00058175 | 0.0006959 | 0.00072865 | 0.00080779 | 0.0009543 | 0.0011579 | 0.0011982 | 0.00094865 | 0.001693 | 0.0014699 | 0.0018411 | 0.0015146 | 0.0020004 | 0.0015767 | 0.0020427 | 0.0019672 | 0.0020847 | 0.0019834 | 0.0023151 | 0.0018767 | 0.029439 | 0.029439 | 0.019212 | 0.012077 | 0.0049263 | 0.15907 | 0
LO50Fast | New | VRF-DOAS | Commercial | HVAC | 0.00024104 | 0.00017846 | 2.7342 | 265.6682 | >200 | >100 | Hospital | VRF-DOAS-New-Hospital | 0.00088147 | 0.0016059 | 0.0021257 | 0.0022243 | 0.0027489 | 0.0032484 | 0.0030425 | 0.0025476 | 0.002731 | 0.0029409 | 0.0027895 | 0.0026298 | 0.0024046 | 0.0023757 | 0.0024509 | 0.0027765 | 0.0027976 | 0.0027933 | 0.0029102 | 0.0030098 | 0.051035 | 0.051035 | 0.036747 | 0.026886 | 0.012835 | 0.15948 | 0
LO50Fast | New | VRF-DOAS | Commercial | HVAC | 0.00023824 | 0.00017639 | 2.7026 | 268.9697 | >200 | >100 | Residential Care | VRF-DOAS-New-Residential Care | 0.0019165 | 0.0029804 | 0.0037969 | 0.0046996 | 0.0053655 | 0.0063171 | 0.0055766 | 0.0047514 | 0.0049206 | 0.0053487 | 0.0050409 | 0.004688 | 0.0040803 | 0.0041998 | 0.0041971 | 0.0049363 | 0.0046936 | 0.0049564 | 0.0050434 | 0.0053969 | 0.092906 | 0.092906 | 0.067879 | 0.050714 | 0.025076 | 0.15763 | 0
LO50Fast | New | VRF-DOAS | Commercial | HVAC | 0.00023887 | 0.00017685 | 2.7096 | 268.2269 | >200 | >100 | Assembly | VRF-DOAS-New-Assembly | 0.0016771 | 0.0041082 | 0.0031254 | 0.0034488 | 0.00426 | 0.005501 | 0.0062288 | 0.006846 | 0.0078989 | 0.0078709 | 0.007498 | 0.0071043 | 0.0080253 | 0.0080922 | 0.008251 | 0.0086468 | 0.0089518 | 0.0091434 | 0.008411 | 0.0085476 | 0.13364 | 0.13364 | 0.089936 | 0.058463 | 0.02212 | 0.15804 | 0
LO50Fast | New | VRF-DOAS | Commercial | HVAC | 0.00023887 | 0.00017685 | 2.7096 | 268.2269 | >200 | >100 | Other | VRF-DOAS-New-Other | 0.0033907 | 0.0064 | 0.0066157 | 0.0071406 | 0.011056 | 0.01189 | 0.010505 | 0.009726 | 0.01236 | 0.01234 | 0.012537 | 0.01099 | 0.010655 | 0.010542 | 0.011277 | 0.010622 | 0.012226 | 0.013673 | 0.01169 | 0.011992 | 0.20763 | 0.20763 | 0.14742 | 0.10396 | 0.046492 | 0.15804 | 0
LO50Fast | NR | VRF-DOAS | Commercial | HVAC | 0.00042669 | 0.00031591 | 4.8402 | 119.5499 | 110-120 | >100 | Large Off | VRF-DOAS-NR-Large Off | 0 | 0 | 0 | 0 | 0 | 0 | 0 | 0 | 0 | 0 | 0 | 0 | 0 | 0 | 0 | 0 | 0 | 0 | 0 | 0 | 0 | 0 | 0 | 0 | 0 | 0.33152 | 0
LO50Fast | NR | VRF-DOAS | Commercial | HVAC | 0.00042672 | 0.00031594 | 4.8405 | 119.5398 | 110-120 | >100 | Medium Off | VRF-DOAS-NR-Medium Off | 0.07864 | 0.11499 | 0.13897 | 0.15414 | 0.16396 | 0.16859 | 0.17035 | 0.17075 | 0.17056 | 0.17009 | 0.16958 | 0.16907 | 0.16857 | 0.16806 | 0.16756 | 0.16929 | 0.16812 | 0.16698 | 0.16618 | 0.16555 | 3.3012 | 3.18 | 2.3439 | 1.6706 | 0.81928 | 0.33154 | 0
LO50Fast | NR | VRF-DOAS | Commercial | HVAC | 0.00042089 | 0.00031162 | 4.7744 | 121.4175 | 120-130 | >100 | Small Off | VRF-DOAS-NR-Small Off | 0.10017 | 0.14647 | 0.17701 | 0.19633 | 0.20883 | 0.21474 | 0.21698 | 0.21749 | 0.21725 | 0.21665 | 0.216 | 0.21535 | 0.21471 | 0.21406 | 0.21342 | 0.21377 | 0.21284 | 0.21194 | 0.21117 | 0.21047 | 4.2048 | 4.0457 | 2.9855 | 2.1279 | 1.0435 | 0.32701 | 0
LO50Fast | NR | VRF-DOAS | Commercial | HVAC | 0.00026299 | 0.00019471 | 2.9833 | 242.1648 | >200 | >100 | XLarge Ret | VRF-DOAS-NR-XLarge Ret | 0 | 0 | 0 | 0 | 0 | 0 | 0 | 0 | 0 | 0 | 0 | 0 | 0 | 0 | 0 | 0 | 0 | 0 | 0 | 0 | 0 | 0 | 0 | 0 | 0 | 0.174 | 0
LO50Fast | NR | VRF-DOAS | Commercial | HVAC | 0.00026299 | 0.00019471 | 2.9833 | 242.1648 | >200 | >100 | Large Ret | VRF-DOAS-NR-Large Ret | 0 | 0 | 0 | 0 | 0 | 0 | 0 | 0 | 0 | 0 | 0 | 0 | 0 | 0 | 0 | 0 | 0 | 0 | 0 | 0 | 0 | 0 | 0 | 0 | 0 | 0.174 | 0
LO50Fast | NR | VRF-DOAS | Commercial | HVAC | 0.00026281 | 0.00019458 | 2.9812 | 242.3453 | >200 | >100 | Medium Ret | VRF-DOAS-NR-Medium Ret | 0.016671 | 0.024339 | 0.029366 | 0.032519 | 0.034535 | 0.035454 | 0.035768 | 0.035793 | 0.035697 | 0.035542 | 0.035378 | 0.035215 | 0.035053 | 0.034892 | 0.034732 | 0.034906 | 0.034651 | 0.034474 | 0.034349 | 0.034121 | 0.6788 | 0.66346 | 0.49096 | 0.35106 | 0.17288 | 0.17388 | 0
LO50Fast | NR | VRF-DOAS | Commercial | HVAC | 0.00026281 | 0.00019458 | 2.9812 | 242.3453 | >200 | >100 | Small Ret | VRF-DOAS-NR-Small Ret | 0.011601 | 0.016936 | 0.020434 | 0.022629 | 0.024031 | 0.024671 | 0.024889 | 0.024907 | 0.02484 | 0.024732 | 0.024618 | 0.024505 | 0.024392 | 0.02428 | 0.024168 | 0.024158 | 0.024018 | 0.023897 | 0.023788 | 0.023663 | 0.47235 | 0.46115 | 0.34163 | 0.24429 | 0.1203 | 0.17388 | 0
LO50Fast | NR | VRF-DOAS | Commercial | HVAC | 0.00050095 | 0.00037089 | 5.6826 | 125.4935 | 120-130 | >100 | School K-12 | VRF-DOAS-NR-School K-12 | 0.042007 | 0.061481 | 0.074366 | 0.082558 | 0.087896 | 0.090462 | 0.091491 | 0.091786 | 0.09177 | 0.091599 | 0.091407 | 0.091215 | 0.091024 | 0.090832 | 0.090642 | 0.090849 | 0.090543 | 0.090277 | 0.090039 | 0.089817 | 1.7939 | 1.7121 | 1.2605 | 0.89682 | 0.43877 | 0.31758 | 0
LO50Fast | NR | VRF-DOAS | Commercial | HVAC | 0.00049889 | 0.00036937 | 5.6592 | 126.0767 | 120-130 | >100 | University | VRF-DOAS-NR-University | 0.019983 | 0.029238 | 0.035355 | 0.039238 | 0.041762 | 0.042968 | 0.043444 | 0.043571 | 0.04355 | 0.043456 | 0.043352 | 0.043248 | 0.043144 | 0.043041 | 0.042937 | 0.042986 | 0.042835 | 0.042715 | 0.04259 | 0.04248 | 0.84849 | 0.81189 | 0.59829 | 0.42592 | 0.20854 | 0.31628 | 0
LO50Fast | NR | VRF-DOAS | Commercial | HVAC | 0.0001403 | 0.00010387 | 1.5915 | 467.8529 | >200 | >100 | Warehouse | VRF-DOAS-NR-Warehouse | 0 | 0 | 0 | 0 | 0 | 0 | 0 | 0 | 0 | 0 | 0 | 0 | 0 | 0 | 0 | 0 | 0 | 0 | 0 | 0 | 0 | 0 | 0 | 0 | 0 | 0.092823 | 0
LO50Fast | NR | VRF-DOAS | Commercial | HVAC | 0.00014023 | 0.00010382 | 1.5907 | 468.0781 | >200 | >100 | Supermarket | VRF-DOAS-NR-Supermarket | 0 | 0 | 0 | 0 | 0 | 0 | 0 | 0 | 0 | 0 | 0 | 0 | 0 | 0 | 0 | 0 | 0 | 0 | 0 | 0 | 0 | 0 | 0 | 0 | 0 | 0.09278 | 0
LO50Fast | NR | VRF-DOAS | Commercial | HVAC | 0.00014023 | 0.00010382 | 1.5907 | 468.0781 | >200 | >100 | MiniMart | VRF-DOAS-NR-MiniMart | 0 | 0 | 0 | 0 | 0 | 0 | 0 | 0 | 0 | 0 | 0 | 0 | 0 | 0 | 0 | 0 | 0 | 0 | 0 | 0 | 0 | 0 | 0 | 0 | 0 | 0.09278 | 0
LO50Fast | NR | VRF-DOAS | Commercial | HVAC | 0.00043225 | 0.00032003 | 4.9033 | 117.8071 | 110-120 | >100 | Restaurant | VRF-DOAS-NR-Restaurant | 0 | 0 | 0 | 0 | 0 | 0 | 0 | 0 | 0 | 0 | 0 | 0 | 0 | 0 | 0 | 0 | 0 | 0 | 0 | 0 | 0 | 0 | 0 | 0 | 0 | 0.33584 | 0
LO50Fast | NR | VRF-DOAS | Commercial | HVAC | 0.00043018 | 0.00031849 | 4.8797 | 118.4519 | 110-120 | >100 | Lodging | VRF-DOAS-NR-Lodging | 0.031438 | 0.045939 | 0.055477 | 0.06149 | 0.065361 | 0.067161 | 0.067816 | 0.067926 | 0.067805 | 0.06757 | 0.06732 | 0.067071 | 0.066823 | 0.066576 | 0.066329 | 0.066482 | 0.06607 | 0.065741 | 0.065463 | 0.065208 | 1.3022 | 1.2611 | 0.9321 | 0.6653 | 0.32687 | 0.33423 | 0
LO50Fast | NR | VRF-DOAS | Commercial | HVAC | 0.00043152 | 0.00031949 | 4.895 | 118.0326 | 110-120 | >100 | Hospital | VRF-DOAS-NR-Hospital | 0.014707 | 0.021483 | 0.025933 | 0.028732 | 0.030528 | 0.031356 | 0.03165 | 0.031688 | 0.031619 | 0.031497 | 0.031368 | 0.031239 | 0.031111 | 0.030983 | 0.030856 | 0.031334 | 0.031137 | 0.030903 | 0.030657 | 0.030508 | 0.60458 | 0.58929 | 0.43475 | 0.31056 | 0.15274 | 0.33527 | 0
LO50Fast | NR | VRF-DOAS | Commercial | HVAC | 0.0004254 | 0.00031496 | 4.8256 | 119.9601 | 110-120 | >100 | Residential Care | VRF-DOAS-NR-Residential Care | 0.045231 | 0.066067 | 0.079753 | 0.088362 | 0.093887 | 0.096433 | 0.097335 | 0.097453 | 0.097241 | 0.096866 | 0.096468 | 0.096073 | 0.095679 | 0.095287 | 0.094896 | 0.095816 | 0.095107 | 0.09449 | 0.093989 | 0.093509 | 1.8593 | 1.8099 | 1.337 | 0.9551 | 0.46973 | 0.33052 | 0
LO50Fast | NR | VRF-DOAS | Commercial | HVAC | 0.00026541 | 0.0001965 | 3.0107 | 239.8144 | >200 | >100 | Assembly | VRF-DOAS-NR-Assembly | 0.044522 | 0.065005 | 0.078441 | 0.086874 | 0.09227 | 0.094736 | 0.095585 | 0.095664 | 0.095418 | 0.095013 | 0.094587 | 0.094162 | 0.09374 | 0.093319 | 0.0929 | 0.093197 | 0.092915 | 0.092043 | 0.091537 | 0.091103 | 1.8167 | 1.773 | 1.3122 | 0.93811 | 0.46185 | 0.1756 | 0
LO50Fast | NR | VRF-DOAS | Commercial | HVAC | 0.00026541 | 0.0001965 | 3.0107 | 239.8144 | >200 | >100 | Other | VRF-DOAS-NR-Other | 0.063894 | 0.092867 | 0.11155 | 0.12299 | 0.13003 | 0.1329 | 0.13349 | 0.13299 | 0.13205 | 0.13089 | 0.12971 | 0.12854 | 0.12739 | 0.12624 | 0.12511 | 0.12542 | 0.12418 | 0.12258 | 0.12127 | 0.077431 | 2.3915 | 2.3915 | 1.8206 | 1.3134 | 0.65423 | 0.1756 | 0
LO5Med | NR | Washer | Commercial | Water Heating | 0.081171 | 0.061552 | 831.3535 | -147.8176 | <0 | <40 | Multifamily Common Areas | Washer_Multi-family_MEF 2.20 or greater | 0.018287 | 0.04126 | 0.069943 | 0.10389 | 0.14332 | 0.19015 | 0.24242 | 0.29686 | 0.34939 | 0.39592 | 0.43352 | 0.46114 | 0.47978 | 0.4911 | 0.49585 | 0.50057 | 0.50527 | 0.49942 | 0 | 0 | 5.7181 | 5.7181 | 4.2128 | 2.285 | 0.56685 | 3.9099 | 1
LO5Med | NR | Washer | Commercial | Water Heating | 0.11097 | 0.08415 | 1136.5628 | -134.851 | <0 | <40 | Laundromat | Washer_Laundromat_MEF 2.20 or greater | 0.0093023 | 0.020988 | 0.035579 | 0.052847 | 0.072903 | 0.096726 | 0.12331 | 0.15101 | 0.17773 | 0.2014 | 0.22052 | 0.23458 | 0.24405 | 0.18663 | 0 | 0 | 0 | 0 | 0 | 0 | 1.8276 | 1.8276 | 1.8276 | 1.1623 | 0.28835 | 3.4139 | 1
LO5Med | NR | Water Cooler Controls | Commercial | Refrigeration | 0.015462 | 0.01523 | 137.8912 | 36.6471 | 30-40 | <40 | All Buildings | Market Average to ES 2.0 Upgrade | 0.019656 | 0.044769 | 0.076636 | 0.11498 | 0.16026 | 0.2149 | 0.27696 | 0.34295 | 0.40822 | 0.46797 | 0.50715 | 0.38519 | 0 | 0 | 0 | 0 | 0 | 0 | 0 | 0 | 3.0196 | 3.0196 | 3.0196 | 2.6345 | 0.63121 | 0.86668 | 0
LO5Med | NR | Water Cooler Controls | Commercial | Refrigeration | 0.028822 | 0.038231 | 167.9673 | 4.8562 | 0-10 | <40 | All Buildings | Timer on ES 2.0 Hot & Cold Water Cooler | 0.058045 | 0.1322 | 0.22631 | 0.33954 | 0.47326 | 0.6346 | 0.81787 | 1.0127 | 1.2055 | 1.3819 | 1.4976 | 1.1375 | 0 | 0 | 0 | 0 | 0 | 0 | 0 | 0 | 8.917 | 8.917 | 8.917 | 7.7796 | 1.864 | 1.7482 | 1
LO5Med | NR | Water Cooler Controls | Commercial | Refrigeration | 0.0066258 | 0.0087887 | 38.6132 | 118.3075 | 110-120 | >100 | All Buildings | Timer on ES 2.0 Cold Only Water Cooler | 0.0033359 | 0.0075978 | 0.013006 | 0.019514 | 0.027199 | 0.036471 | 0.047004 | 0.058203 | 0.069281 | 0.079421 | 0.08607 | 0.065372 | 0 | 0 | 0 | 0 | 0 | 0 | 0 | 0 | 0.51247 | 0.51247 | 0.51247 | 0.4471 | 0.10712 | 0.40189 | 0
Retro1Slow | Retro | Secondary Glazing Systems | Commercial | HVAC | 0.0026763 | 0.0013427 | 21.5412 | 110.3859 | 110-120 | >100 | SGS HZ1CZ1 | SGS_Lrg Office_Electric Reheat_HZ1CZ1 | 0.002783 | 0.0055385 | 0.0097907 | 0.015856 | 0.023961 | 0.034167 | 0.046273 | 0.059724 | 0.073545 | 0.086347 | 0.096453 | 0.10216 | 0.10214 | 0.095863 | 0.083918 | 0.010285 | 0 | 0 | 0 | 0 | 0.8488 | 0.8488 | 0.83852 | 0.45444 | 0.092097 | 0.38519 | 0
Retro1Slow | Retro | Secondary Glazing Systems | Commercial | HVAC | 0.0026057 | 0.0012948 | 21.0476 | 113.5255 | 110-120 | >100 | SGS HZ1CZ2 | SGS_Lrg Office_Electric Reheat_HZ1CZ2 | 0.00085734 | 0.0017062 | 0.0030162 | 0.0048846 | 0.0073816 | 0.010526 | 0.014255 | 0.018399 | 0.022656 | 0.026601 | 0.029714 | 0.031472 | 0.031465 | 0.029532 | 0.025852 | 0.0031684 | 0 | 0 | 0 | 0 | 0.26149 | 0.26149 | 0.25832 | 0.14 | 0.028372 | 0.37686 | 0
Retro1Slow | Retro | Secondary Glazing Systems | Commercial | HVAC | 0.0034112 | 0.001695 | 27.6709 | 81.3492 | 80-90 | 40-100 | SGS HZ1CZ3 | SGS_Lrg Office_Electric Reheat_HZ1CZ3 | 0.001065 | 0.0021195 | 0.0037467 | 0.0060678 | 0.0091696 | 0.013075 | 0.017708 | 0.022855 | 0.028144 | 0.033044 | 0.036911 | 0.039095 | 0.039087 | 0.036685 | 0.032114 | 0.0039359 | 0 | 0 | 0 | 0 | 0.32482 | 0.32482 | 0.32089 | 0.17391 | 0.035244 | 0.49512 | 0
Retro1Slow | Retro | Secondary Glazing Systems | Commercial | HVAC | 0.0032828 | 0.0016562 | 26.5346 | 85.6903 | 80-90 | 40-100 | SGS HZ2CZ1 | SGS_Lrg Office_Electric Reheat_HZ2CZ1 | 0.00028631 | 0.00056979 | 0.0010072 | 0.0016312 | 0.0024651 | 0.003515 | 0.0047604 | 0.0061442 | 0.0075661 | 0.0088832 | 0.0099228 | 0.01051 | 0.010508 | 0.0098621 | 0.0086332 | 0.0010581 | 0 | 0 | 0 | 0 | 0.087322 | 0.087322 | 0.086264 | 0.046751 | 0.0094747 | 0.47363 | 0
Retro1Slow | Retro | Secondary Glazing Systems | Commercial | HVAC | 0.0031958 | 0.0016049 | 25.8895 | 88.3882 | 80-90 | 40-100 | SGS HZ2CZ2 | SGS_Lrg Office_Electric Reheat_HZ2CZ2 | 0.00069566 | 0.0013845 | 0.0024474 | 0.0039635 | 0.0059896 | 0.0085407 | 0.011567 | 0.014929 | 0.018384 | 0.021584 | 0.02411 | 0.025537 | 0.025531 | 0.023963 | 0.020977 | 0.0025709 | 0 | 0 | 0 | 0 | 0.21217 | 0.21217 | 0.2096 | 0.1136 | 0.023021 | 0.46237 | 0
Retro1Slow | Retro | Secondary Glazing Systems | Commercial | HVAC | 0.0035527 | 0.0017795 | 28.7855 | 77.3687 | 70-80 | 40-100 | SGS HZ2CZ3 | SGS_Lrg Office_Electric Reheat_HZ2CZ3 | 0.0001526 | 0.0003037 | 0.00053685 | 0.00086943 | 0.0013139 | 0.0018735 | 0.0025373 | 0.0032748 | 0.0040327 | 0.0047347 | 0.0052888 | 0.0056017 | 0.0056006 | 0.0052565 | 0.0046015 | 0.00056395 | 0 | 0 | 0 | 0 | 0.046542 | 0.046542 | 0.045978 | 0.024918 | 0.0050499 | 0.51435 | 0
Retro1Slow | Retro | Secondary Glazing Systems | Commercial | HVAC | 0.0038956 | 0.0019752 | 31.4093 | 69.0659 | 60-70 | 40-100 | SGS HZ3CZ1 | SGS_Lrg Office_Electric Reheat_HZ3CZ1 | 0.00038708 | 0.00077034 | 0.0013618 | 0.0022054 | 0.0033327 | 0.0047522 | 0.006436 | 0.0083068 | 0.010229 | 0.01201 | 0.013415 | 0.014209 | 0.014206 | 0.013333 | 0.011672 | 0.0014305 | 0 | 0 | 0 | 0 | 0.11806 | 0.11806 | 0.11663 | 0.063206 | 0.012809 | 0.5603 | 0
Retro1Slow | Retro | Secondary Glazing Systems | Commercial | HVAC | 0.0042435 | 0.0021354 | 34.2097 | 61.6654 | 60-70 | 40-100 | SGS HZ3CZ2 | SGS_Lrg Office_Electric Reheat_HZ3CZ2 | 0.00013114 | 0.00026098 | 0.00046134 | 0.00074714 | 0.0011291 | 0.00161 | 0.0021804 | 0.0028142 | 0.0034655 | 0.0040688 | 0.0045449 | 0.0048138 | 0.0048128 | 0.0045171 | 0.0039543 | 0.00048463 | 0 | 0 | 0 | 0 | 0.039996 | 0.039996 | 0.039512 | 0.021413 | 0.0043397 | 0.6112 | 0
Retro1Slow | Retro | Secondary Glazing Systems | Commercial | HVAC | 0.0041154 | 0.002061 | 33.1735 | 64.2484 | 60-70 | 40-100 | SGS HZ3CZ3 | SGS_Lrg Office_Electric Reheat_HZ3CZ3 | 1.5883e-05 | 3.1609e-05 | 5.5876e-05 | 9.049e-05 | 0.00013675 | 0.00019499 | 0.00026408 | 0.00034085 | 0.00041972 | 0.00049279 | 0.00055046 | 0.00058303 | 0.00058291 | 0.00054709 | 0.00047892 | 5.8696e-05 | 0 | 0 | 0 | 0 | 0.0048441 | 0.0048441 | 0.0047855 | 0.0025935 | 0.0005256 | 0.59327 | 0
Retro1Slow | Retro | Secondary Glazing Systems | Commercial | HVAC | 0.0015116 | 0.00075722 | 12.428 | 207.2821 | >200 | >100 | SGS HZ1CZ1 | SGS_Lrg Office_Electric HeatPump_HZ1CZ1 | 0.0017211 | 0.0034251 | 0.0060548 | 0.0098056 | 0.014818 | 0.02113 | 0.028616 | 0.036934 | 0.045481 | 0.053399 | 0.059648 | 0.063177 | 0.063164 | 0.059283 | 0.051896 | 0.0063604 | 0 | 0 | 0 | 0 | 0.52492 | 0.52492 | 0.51856 | 0.28103 | 0.056954 | 0.22154 | 0
Retro1Slow | Retro | Secondary Glazing Systems | Commercial | HVAC | 0.001518 | 0.00074804 | 12.5365 | 205.3686 | >200 | >100 | SGS HZ1CZ2 | SGS_Lrg Office_Electric HeatPump_HZ1CZ2 | 0.00054737 | 0.0010893 | 0.0019257 | 0.0031186 | 0.0047128 | 0.0067201 | 0.0091011 | 0.011747 | 0.014465 | 0.016983 | 0.018971 | 0.020093 | 0.020089 | 0.018855 | 0.016505 | 0.0020229 | 0 | 0 | 0 | 0 | 0.16694 | 0.16694 | 0.16492 | 0.08938 | 0.018114 | 0.22403 | 0
Retro1Slow | Retro | Secondary Glazing Systems | Commercial | HVAC | 0.0020202 | 0.00099576 | 16.7864 | 148.2037 | 140-150 | >100 | SGS HZ1CZ3 | SGS_Lrg Office_Electric HeatPump_HZ1CZ3 | 0.00069253 | 0.0013782 | 0.0024364 | 0.0039456 | 0.0059626 | 0.0085023 | 0.011515 | 0.014862 | 0.018301 | 0.021487 | 0.024002 | 0.025422 | 0.025416 | 0.023855 | 0.020882 | 0.0025593 | 0 | 0 | 0 | 0 | 0.21122 | 0.21122 | 0.20866 | 0.11308 | 0.022918 | 0.29966 | 0
Retro1Slow | Retro | Secondary Glazing Systems | Commercial | HVAC | 0.0018666 | 0.00094426 | 15.4528 | 162.7434 | 160-170 | >100 | SGS HZ2CZ1 | SGS_Lrg Office_Electric HeatPump_HZ2CZ1 | 0.00017872 | 0.00035568 | 0.00062875 | 0.0010183 | 0.0015388 | 0.0021942 | 0.0029716 | 0.0038354 | 0.004723 | 0.0055452 | 0.0061941 | 0.0065606 | 0.0065593 | 0.0061563 | 0.0053892 | 0.00066049 | 0 | 0 | 0 | 0 | 0.05451 | 0.05451 | 0.053849 | 0.029184 | 0.0059144 | 0.27463 | 0
Retro1Slow | Retro | Secondary Glazing Systems | Commercial | HVAC | 0.0018486 | 0.00092766 | 15.3484 | 164.0335 | 160-170 | >100 | SGS HZ2CZ2 | SGS_Lrg Office_Electric HeatPump_HZ2CZ2 | 0.00044207 | 0.00087978 | 0.0015552 | 0.0025187 | 0.0038062 | 0.0054273 | 0.0073503 | 0.0094869 | 0.011682 | 0.013716 | 0.015321 | 0.016228 | 0.016224 | 0.015227 | 0.01333 | 0.0016337 | 0 | 0 | 0 | 0 | 0.13483 | 0.13483 | 0.1332 | 0.072186 | 0.014629 | 0.27308 | 0
Retro1Slow | Retro | Secondary Glazing Systems | Commercial | HVAC | 0.0020658 | 0.001032 | 17.1508 | 144.6122 | 140-150 | >100 | SGS HZ2CZ3 | SGS_Lrg Office_Electric HeatPump_HZ2CZ3 | 9.7458e-05 | 0.00019395 | 0.00034286 | 0.00055526 | 0.0008391 | 0.0011965 | 0.0016204 | 0.0020915 | 0.0025755 | 0.0030238 | 0.0033777 | 0.0035775 | 0.0035768 | 0.003357 | 0.0029387 | 0.00036017 | 0 | 0 | 0 | 0 | 0.029724 | 0.029724 | 0.029364 | 0.015914 | 0.0032251 | 0.30542 | 0
Retro1Slow | Retro | Secondary Glazing Systems | Commercial | HVAC | 0.0021731 | 0.0011093 | 17.9316 | 137.3286 | 130-140 | >100 | SGS HZ3CZ1 | SGS_Lrg Office_Electric HeatPump_HZ3CZ1 | 0.00023687 | 0.00047141 | 0.00083332 | 0.0013496 | 0.0020394 | 0.0029081 | 0.0039385 | 0.0050833 | 0.0062597 | 0.0073493 | 0.0082095 | 0.0086952 | 0.0086934 | 0.0081593 | 0.0071426 | 0.00087538 | 0 | 0 | 0 | 0 | 0.072245 | 0.072245 | 0.071369 | 0.038679 | 0.0078387 | 0.31828 | 0
Retro1Slow | Retro | Secondary Glazing Systems | Commercial | HVAC | 0.0023989 | 0.0012081 | 19.7762 | 122.5488 | 120-130 | >100 | SGS HZ3CZ2 | SGS_Lrg Office_Electric HeatPump_HZ3CZ2 | 8.1259e-05 | 0.00016172 | 0.00028587 | 0.00046297 | 0.00069963 | 0.00099763 | 0.0013511 | 0.0017438 | 0.0021474 | 0.0025212 | 0.0028163 | 0.0029829 | 0.0029823 | 0.002799 | 0.0024503 | 0.0003003 | 0 | 0 | 0 | 0 | 0.024784 | 0.024784 | 0.024483 | 0.013269 | 0.0026891 | 0.35202 | 0
Retro1Slow | Retro | Secondary Glazing Systems | Commercial | HVAC | 0.0023458 | 0.0011714 | 19.3271 | 125.8631 | 120-130 | >100 | SGS HZ3CZ3 | SGS_Lrg Office_Electric HeatPump_HZ3CZ3 | 9.9187e-06 | 1.9739e-05 | 3.4894e-05 | 5.6511e-05 | 8.5399e-05 | 0.00012177 | 0.00016492 | 0.00021286 | 0.00026211 | 0.00030774 | 0.00034376 | 0.0003641 | 0.00036402 | 0.00034166 | 0.00029908 | 3.6655e-05 | 0 | 0 | 0 | 0 | 0.0030251 | 0.0030251 | 0.0029885 | 0.0016196 | 0.00032823 | 0.34462 | 0
Retro1Slow | Retro | Secondary Glazing Systems | Commercial | HVAC | 0.00034694 | 0.00017174 | 3.3148 | 715.386 | >200 | >100 | SGS HZ1CZ1 | SGS_Lrg Office_Gas Reheat_HZ1CZ1 | 0.0032855 | 0.0065385 | 0.011558 | 0.018719 | 0.028287 | 0.040336 | 0.054627 | 0.070506 | 0.086823 | 0.10194 | 0.11387 | 0.1206 | 0.12058 | 0.11317 | 0.099069 | 0.012142 | 0 | 0 | 0 | 0 | 1.002 | 1.002 | 0.98991 | 0.53648 | 0.10872 | 0.2 | 0
Retro1Slow | Retro | Secondary Glazing Systems | Commercial | HVAC | 0.00043027 | 0.00020125 | 4.0254 | 592.0934 | >200 | >100 | SGS HZ1CZ2 | SGS_Lrg Office_Gas Reheat_HZ1CZ2 | 0.0012579 | 0.0025034 | 0.0044254 | 0.0071669 | 0.010831 | 0.015444 | 0.020915 | 0.026995 | 0.033242 | 0.039029 | 0.043597 | 0.046176 | 0.046166 | 0.04333 | 0.037931 | 0.0046487 | 0 | 0 | 0 | 0 | 0.38366 | 0.38366 | 0.37901 | 0.20541 | 0.041628 | 0.20391 | 0
Retro1Slow | Retro | Secondary Glazing Systems | Commercial | HVAC | 0.0006291 | 0.00029648 | 5.9018 | 380.0992 | >200 | >100 | SGS HZ1CZ3 | SGS_Lrg Office_Gas Reheat_HZ1CZ3 | 0.0017426 | 0.0034681 | 0.0061307 | 0.0099286 | 0.015004 | 0.021395 | 0.028975 | 0.037398 | 0.046052 | 0.054069 | 0.060396 | 0.06397 | 0.063957 | 0.060027 | 0.052547 | 0.0064401 | 0 | 0 | 0 | 0 | 0.5315 | 0.5315 | 0.52506 | 0.28456 | 0.057669 | 0.27393 | 0
Retro1Slow | Retro | Secondary Glazing Systems | Commercial | HVAC | 0.00045031 | 0.00023231 | 4.371 | 518.3896 | >200 | >100 | SGS HZ2CZ1 | SGS_Lrg Office_Gas Reheat_HZ2CZ1 | 0.00036182 | 0.00072008 | 0.0012729 | 0.0020615 | 0.0031153 | 0.0044421 | 0.006016 | 0.0077648 | 0.0095617 | 0.011226 | 0.01254 | 0.013282 | 0.013279 | 0.012463 | 0.01091 | 0.0013372 | 0 | 0 | 0 | 0 | 0.11035 | 0.11035 | 0.10902 | 0.059082 | 0.011974 | 0.24844 | 0
Retro1Slow | Retro | Secondary Glazing Systems | Commercial | HVAC | 0.00050146 | 0.00025044 | 4.8073 | 474.4554 | >200 | >100 | SGS HZ2CZ2 | SGS_Lrg Office_Gas Reheat_HZ2CZ2 | 0.00099099 | 0.0019722 | 0.0034863 | 0.0056461 | 0.0085323 | 0.012166 | 0.016477 | 0.021267 | 0.026188 | 0.030747 | 0.034345 | 0.036378 | 0.03637 | 0.034135 | 0.029882 | 0.0036623 | 0 | 0 | 0 | 0 | 0.30225 | 0.30225 | 0.29858 | 0.16182 | 0.032794 | 0.24817 | 0
Retro1Slow | Retro | Secondary Glazing Systems | Commercial | HVAC | 0.00057884 | 0.00028456 | 5.516 | 402.2506 | >200 | >100 | SGS HZ2CZ3 | SGS_Lrg Office_Gas Reheat_HZ2CZ3 | 0.00022434 | 0.00044646 | 0.00078923 | 0.0012781 | 0.0019315 | 0.0027542 | 0.0037301 | 0.0048143 | 0.0059284 | 0.0069605 | 0.0077751 | 0.0082351 | 0.0082334 | 0.0077275 | 0.0067646 | 0.00082906 | 0 | 0 | 0 | 0 | 0.068422 | 0.068422 | 0.067593 | 0.036632 | 0.0074239 | 0.27791 | 0
Retro1Slow | Retro | Secondary Glazing Systems | Commercial | HVAC | 0.00045064 | 0.0002434 | 4.4539 | 484.9111 | >200 | >100 | SGS HZ3CZ1 | SGS_Lrg Office_Gas Reheat_HZ3CZ1 | 0.00042109 | 0.00083802 | 0.0014814 | 0.0023991 | 0.0036255 | 0.0051698 | 0.0070015 | 0.0090367 | 0.011128 | 0.013065 | 0.014594 | 0.015458 | 0.015454 | 0.014505 | 0.012697 | 0.0015562 | 0 | 0 | 0 | 0 | 0.12843 | 0.12843 | 0.12687 | 0.06876 | 0.013935 | 0.28642 | 0
Retro1Slow | Retro | Secondary Glazing Systems | Commercial | HVAC | 0.00055432 | 0.00028079 | 5.3428 | 392.9203 | >200 | >100 | SGS HZ3CZ2 | SGS_Lrg Office_Gas Reheat_HZ3CZ2 | 0.00015712 | 0.0003127 | 0.00055276 | 0.0008952 | 0.0013528 | 0.001929 | 0.0026125 | 0.0033719 | 0.0041522 | 0.004875 | 0.0054455 | 0.0057677 | 0.0057666 | 0.0054122 | 0.0047378 | 0.00058066 | 0 | 0 | 0 | 0 | 0.047922 | 0.047922 | 0.047341 | 0.025657 | 0.0051996 | 0.3179 | 0
Retro1Slow | Retro | Secondary Glazing Systems | Commercial | HVAC | 0.00057624 | 0.00028183 | 5.4808 | 387.082 | >200 | >100 | SGS HZ3CZ3 | SGS_Lrg Office_Gas Reheat_HZ3CZ3 | 2.0131e-05 | 4.0064e-05 | 7.0822e-05 | 0.0001147 | 0.00017333 | 0.00024715 | 0.00033472 | 0.00043202 | 0.00053199 | 0.0006246 | 0.0006977 | 0.00073898 | 0.00073883 | 0.00069344 | 0.00060703 | 7.4397e-05 | 0 | 0 | 0 | 0 | 0.0061399 | 0.0061399 | 0.0060655 | 0.0032872 | 0.00066619 | 0.31189 | 0
Retro1Slow | Retro | Secondary Glazing Systems | Commercial | HVAC | 0.0015221 | 0.00075729 | 12.7175 | 202.3534 | >200 | >100 | SGS HZ1CZ1 | SGS_Med Office_Electric HeatPump_HZ1CZ1 | 0.0083934 | 0.016704 | 0.029528 | 0.047821 | 0.072267 | 0.10305 | 0.13956 | 0.18012 | 0.22181 | 0.26042 | 0.2909 | 0.30811 | 0.30805 | 0.28912 | 0.25309 | 0.031019 | 0 | 0 | 0 | 0 | 2.56 | 2.56 | 2.5289 | 1.3706 | 0.27776 | 0.22642 | 0
Retro1Slow | Retro | Secondary Glazing Systems | Commercial | HVAC | 0.001559 | 0.00076009 | 13.0696 | 196.3849 | 190-200 | >100 | SGS HZ1CZ2 | SGS_Med Office_Electric HeatPump_HZ1CZ2 | 0.0027196 | 0.0054124 | 0.0095677 | 0.015495 | 0.023416 | 0.033389 | 0.045219 | 0.058363 | 0.07187 | 0.084381 | 0.094256 | 0.099833 | 0.099812 | 0.093679 | 0.082006 | 0.010051 | 0 | 0 | 0 | 0 | 0.82947 | 0.82947 | 0.81942 | 0.44409 | 0.089999 | 0.23346 | 0
Retro1Slow | Retro | Secondary Glazing Systems | Commercial | HVAC | 0.002044 | 0.0010039 | 17.2508 | 143.9124 | 140-150 | >100 | SGS HZ1CZ3 | SGS_Med Office_Electric HeatPump_HZ1CZ3 | 0.0033918 | 0.0067502 | 0.011933 | 0.019325 | 0.029203 | 0.041642 | 0.056396 | 0.072789 | 0.089634 | 0.10524 | 0.11755 | 0.12451 | 0.12448 | 0.11683 | 0.10228 | 0.012535 | 0 | 0 | 0 | 0 | 1.0345 | 1.0345 | 1.022 | 0.55385 | 0.11224 | 0.30739 | 0
Retro1Slow | Retro | Secondary Glazing Systems | Commercial | HVAC | 0.0018697 | 0.00094572 | 15.7497 | 159.5742 | 150-160 | >100 | SGS HZ2CZ1 | SGS_Med Office_Electric HeatPump_HZ2CZ1 | 0.00086814 | 0.0017277 | 0.0030541 | 0.0049461 | 0.0074746 | 0.010658 | 0.014435 | 0.01863 | 0.022942 | 0.026935 | 0.030088 | 0.031868 | 0.031861 | 0.029904 | 0.026177 | 0.0032083 | 0 | 0 | 0 | 0 | 0.26478 | 0.26478 | 0.26157 | 0.14176 | 0.028729 | 0.27916 | 0
Retro1Slow | Retro | Secondary Glazing Systems | Commercial | HVAC | 0.0018402 | 0.00091863 | 15.528 | 162.1626 | 160-170 | >100 | SGS HZ2CZ2 | SGS_Med Office_Electric HeatPump_HZ2CZ2 | 0.0021315 | 0.004242 | 0.0074987 | 0.012144 | 0.018352 | 0.026169 | 0.03544 | 0.045742 | 0.056328 | 0.066133 | 0.073873 | 0.078244 | 0.078228 | 0.073421 | 0.064273 | 0.0078772 | 0 | 0 | 0 | 0 | 0.6501 | 0.6501 | 0.64222 | 0.34805 | 0.070537 | 0.27585 | 0
Retro1Slow | Retro | Secondary Glazing Systems | Commercial | HVAC | 0.0020733 | 0.0010341 | 17.5081 | 141.5202 | 140-150 | >100 | SGS HZ2CZ3 | SGS_Med Office_Electric HeatPump_HZ2CZ3 | 0.00047415 | 0.00094362 | 0.0016681 | 0.0027014 | 0.0040824 | 0.0058212 | 0.0078837 | 0.010175 | 0.01253 | 0.014711 | 0.016433 | 0.017405 | 0.017402 | 0.016332 | 0.014297 | 0.0017523 | 0 | 0 | 0 | 0 | 0.14461 | 0.14461 | 0.14286 | 0.077424 | 0.015691 | 0.31104 | 0
Retro1Slow | Retro | Secondary Glazing Systems | Commercial | HVAC | 0.0022248 | 0.0011387 | 18.7183 | 131.0099 | 130-140 | >100 | SGS HZ3CZ1 | SGS_Med Office_Electric HeatPump_HZ3CZ1 | 0.0011784 | 0.0023452 | 0.0041458 | 0.006714 | 0.010146 | 0.014468 | 0.019594 | 0.025289 | 0.031142 | 0.036563 | 0.040842 | 0.043258 | 0.043249 | 0.040592 | 0.035534 | 0.004355 | 0 | 0 | 0 | 0 | 0.35941 | 0.35941 | 0.35506 | 0.19243 | 0.038997 | 0.33107 | 0
Retro1Slow | Retro | Secondary Glazing Systems | Commercial | HVAC | 0.002501 | 0.0012621 | 20.9877 | 114.5721 | 110-120 | >100 | SGS HZ3CZ2 | SGS_Med Office_Electric HeatPump_HZ3CZ2 | 0.00041099 | 0.00081793 | 0.0014459 | 0.0023416 | 0.0035386 | 0.0050458 | 0.0068336 | 0.00882 | 0.010861 | 0.012752 | 0.014244 | 0.015087 | 0.015084 | 0.014157 | 0.012393 | 0.0015189 | 0 | 0 | 0 | 0 | 0.12535 | 0.12535 | 0.12383 | 0.067112 | 0.013601 | 0.37239 | 0
Retro1Slow | Retro | Secondary Glazing Systems | Commercial | HVAC | 0.0023818 | 0.0011925 | 19.9764 | 121.3962 | 120-130 | >100 | SGS HZ3CZ3 | SGS_Med Office_Electric HeatPump_HZ3CZ3 | 4.8859e-05 | 9.7236e-05 | 0.00017189 | 0.00027837 | 0.00042067 | 0.00059985 | 0.00081238 | 0.0010485 | 0.0012912 | 0.0015159 | 0.0016933 | 0.0017935 | 0.0017932 | 0.001683 | 0.0014733 | 0.00018056 | 0 | 0 | 0 | 0 | 0.014902 | 0.014902 | 0.014721 | 0.0079782 | 0.0016169 | 0.35502 | 0
Retro1Slow | Retro | Secondary Glazing Systems | Commercial | HVAC | 0.0025599 | 0.001279 | 20.8379 | 115.0196 | 110-120 | >100 | SGS HZ1CZ1 | SGS_Med Office_Electric Reheat_HZ1CZ1 | 0.01283 | 0.025534 | 0.045138 | 0.0731 | 0.11047 | 0.15752 | 0.21333 | 0.27534 | 0.33906 | 0.39808 | 0.44467 | 0.47098 | 0.47089 | 0.44195 | 0.38688 | 0.047416 | 0 | 0 | 0 | 0 | 3.9132 | 3.9132 | 3.8658 | 2.0951 | 0.42459 | 0.37224 | 0
Retro1Slow | Retro | Secondary Glazing Systems | Commercial | HVAC | 0.002534 | 0.0012502 | 20.6982 | 115.9862 | 110-120 | >100 | SGS HZ1CZ2 | SGS_Med Office_Electric Reheat_HZ1CZ2 | 0.0040181 | 0.0079967 | 0.014136 | 0.022893 | 0.034596 | 0.049331 | 0.06681 | 0.08623 | 0.10619 | 0.12467 | 0.13926 | 0.1475 | 0.14747 | 0.13841 | 0.12116 | 0.014849 | 0 | 0 | 0 | 0 | 1.2255 | 1.2255 | 1.2107 | 0.65613 | 0.13297 | 0.37045 | 0
Retro1Slow | Retro | Secondary Glazing Systems | Commercial | HVAC | 0.0032875 | 0.001629 | 26.9809 | 84.168 | 80-90 | 40-100 | SGS HZ1CZ3 | SGS_Med Office_Electric Reheat_HZ1CZ3 | 0.0049491 | 0.0098494 | 0.017411 | 0.028197 | 0.042611 | 0.060761 | 0.082289 | 0.10621 | 0.13079 | 0.15356 | 0.17153 | 0.18167 | 0.18164 | 0.17048 | 0.14923 | 0.01829 | 0 | 0 | 0 | 0 | 1.5095 | 1.5095 | 1.4912 | 0.80815 | 0.16378 | 0.48212 | 0
Retro1Slow | Retro | Secondary Glazing Systems | Commercial | HVAC | 0.0031362 | 0.0015824 | 25.6594 | 89.5447 | 80-90 | 40-100 | SGS HZ2CZ1 | SGS_Med Office_Electric Reheat_HZ2CZ1 | 0.0013195 | 0.002626 | 0.004642 | 0.0075177 | 0.011361 | 0.0162 | 0.021939 | 0.028317 | 0.03487 | 0.04094 | 0.045731 | 0.048437 | 0.048427 | 0.045451 | 0.039788 | 0.0048763 | 0 | 0 | 0 | 0 | 0.40244 | 0.40244 | 0.39756 | 0.21546 | 0.043666 | 0.45711 | 0
Retro1Slow | Retro | Secondary Glazing Systems | Commercial | HVAC | 0.0030218 | 0.0015126 | 24.7737 | 93.5232 | 90-100 | 40-100 | SGS HZ2CZ2 | SGS_Med Office_Electric Reheat_HZ2CZ2 | 0.0031726 | 0.0063138 | 0.011161 | 0.018075 | 0.027315 | 0.03895 | 0.05275 | 0.068084 | 0.083839 | 0.098434 | 0.10995 | 0.11646 | 0.11644 | 0.10928 | 0.095664 | 0.011724 | 0 | 0 | 0 | 0 | 0.96761 | 0.96761 | 0.95589 | 0.51805 | 0.10499 | 0.44188 | 0
Retro1Slow | Retro | Secondary Glazing Systems | Commercial | HVAC | 0.0033935 | 0.0016978 | 27.8385 | 80.9312 | 80-90 | 40-100 | SGS HZ2CZ3 | SGS_Med Office_Electric Reheat_HZ2CZ3 | 0.00070335 | 0.0013998 | 0.0024744 | 0.0040073 | 0.0060558 | 0.0086351 | 0.011695 | 0.015094 | 0.018587 | 0.021823 | 0.024376 | 0.025819 | 0.025813 | 0.024227 | 0.021209 | 0.0025993 | 0 | 0 | 0 | 0 | 0.21452 | 0.21452 | 0.21192 | 0.11485 | 0.023276 | 0.49655 | 0
Retro1Slow | Retro | Secondary Glazing Systems | Commercial | HVAC | 0.0037991 | 0.0019301 | 31.0365 | 70.3783 | 70-80 | 40-100 | SGS HZ3CZ1 | SGS_Med Office_Electric Reheat_HZ3CZ1 | 0.0018229 | 0.0036278 | 0.0064129 | 0.010386 | 0.015695 | 0.02238 | 0.030309 | 0.039119 | 0.048172 | 0.056558 | 0.063177 | 0.066915 | 0.066901 | 0.062791 | 0.054966 | 0.0067366 | 0 | 0 | 0 | 0 | 0.55597 | 0.55597 | 0.54923 | 0.29766 | 0.060324 | 0.55227 | 0
Retro1Slow | Retro | Secondary Glazing Systems | Commercial | HVAC | 0.0042279 | 0.0021302 | 34.4999 | 61.1784 | 60-70 | 40-100 | SGS HZ3CZ2 | SGS_Med Office_Electric Reheat_HZ3CZ2 | 0.00063028 | 0.0012544 | 0.0022174 | 0.003591 | 0.0054267 | 0.0077381 | 0.01048 | 0.013526 | 0.016656 | 0.019556 | 0.021844 | 0.023137 | 0.023132 | 0.021711 | 0.019005 | 0.0023293 | 0 | 0 | 0 | 0 | 0.19223 | 0.19223 | 0.1899 | 0.10292 | 0.020858 | 0.61503 | 0
Retro1Slow | Retro | Secondary Glazing Systems | Commercial | HVAC | 0.003994 | 0.002003 | 32.5913 | 65.9876 | 60-70 | 40-100 | SGS HZ3CZ3 | SGS_Med Office_Electric Reheat_HZ3CZ3 | 7.4366e-05 | 0.000148 | 0.00026162 | 0.0004237 | 0.00064029 | 0.000913 | 0.0012365 | 0.0015959 | 0.0019652 | 0.0023073 | 0.0025774 | 0.0027299 | 0.0027293 | 0.0025616 | 0.0022424 | 0.00027483 | 0 | 0 | 0 | 0 | 0.022681 | 0.022681 | 0.022407 | 0.012143 | 0.002461 | 0.58155 | 0
Retro1Slow | Retro | Secondary Glazing Systems | Commercial | HVAC | 0.00048431 | 0.0002356 | 4.5971 | 520.1121 | >200 | >100 | SGS HZ1CZ1 | SGS_Med Office_Gas Reheat_HZ1CZ1 | 0.021715 | 0.043216 | 0.076394 | 0.12372 | 0.18696 | 0.2666 | 0.36106 | 0.46601 | 0.57385 | 0.67375 | 0.7526 | 0.79713 | 0.79696 | 0.74799 | 0.65479 | 0.08025 | 0 | 0 | 0 | 0 | 6.623 | 6.623 | 6.5427 | 3.5459 | 0.71861 | 0.20723 | 0
Retro1Slow | Retro | Secondary Glazing Systems | Commercial | HVAC | 0.00058408 | 0.00026998 | 5.4409 | 440.2329 | >200 | >100 | SGS HZ1CZ2 | SGS_Med Office_Gas Reheat_HZ1CZ2 | 0.0081033 | 0.016127 | 0.028508 | 0.046168 | 0.069769 | 0.099485 | 0.13473 | 0.1739 | 0.21414 | 0.25142 | 0.28084 | 0.29746 | 0.2974 | 0.27913 | 0.24434 | 0.029947 | 0 | 0 | 0 | 0 | 2.4715 | 2.4715 | 2.4415 | 1.3232 | 0.26816 | 0.21543 | 0
Retro1Slow | Retro | Secondary Glazing Systems | Commercial | HVAC | 0.0008005 | 0.00037876 | 7.5207 | 301.0371 | >200 | >100 | SGS HZ1CZ3 | SGS_Med Office_Gas Reheat_HZ1CZ3 | 0.010583 | 0.021062 | 0.037233 | 0.060298 | 0.091122 | 0.12993 | 0.17597 | 0.22712 | 0.27968 | 0.32837 | 0.3668 | 0.3885 | 0.38842 | 0.36455 | 0.31913 | 0.039112 | 0 | 0 | 0 | 0 | 3.2279 | 3.2279 | 3.1888 | 1.7282 | 0.35023 | 0.28439 | 0
Retro1Slow | Retro | Secondary Glazing Systems | Commercial | HVAC | 0.00060326 | 0.00030907 | 5.84 | 392.2273 | >200 | >100 | SGS HZ2CZ1 | SGS_Med Office_Gas Reheat_HZ2CZ1 | 0.0023039 | 0.0045852 | 0.0081053 | 0.013126 | 0.019837 | 0.028286 | 0.038308 | 0.049443 | 0.060885 | 0.071484 | 0.07985 | 0.084574 | 0.084556 | 0.079361 | 0.069472 | 0.0085144 | 0 | 0 | 0 | 0 | 0.70269 | 0.70269 | 0.69418 | 0.37621 | 0.076243 | 0.25574 | 0
Retro1Slow | Retro | Secondary Glazing Systems | Commercial | HVAC | 0.00065856 | 0.00032464 | 6.2823 | 367.7578 | >200 | >100 | SGS HZ2CZ2 | SGS_Med Office_Gas Reheat_HZ2CZ2 | 0.006172 | 0.012283 | 0.021713 | 0.035164 | 0.05314 | 0.075774 | 0.10262 | 0.13245 | 0.1631 | 0.1915 | 0.21391 | 0.22656 | 0.22652 | 0.2126 | 0.18611 | 0.022809 | 0 | 0 | 0 | 0 | 1.8824 | 1.8824 | 1.8596 | 1.0078 | 0.20425 | 0.254 | 0
Retro1Slow | Retro | Secondary Glazing Systems | Commercial | HVAC | 0.00075304 | 0.0003704 | 7.1776 | 312.8712 | >200 | >100 | SGS HZ2CZ3 | SGS_Med Office_Gas Reheat_HZ2CZ3 | 0.0013912 | 0.0027687 | 0.0048944 | 0.0079264 | 0.011978 | 0.01708 | 0.023132 | 0.029856 | 0.036765 | 0.043165 | 0.048217 | 0.05107 | 0.051059 | 0.047922 | 0.041951 | 0.0051414 | 0 | 0 | 0 | 0 | 0.42432 | 0.42432 | 0.41918 | 0.22717 | 0.046039 | 0.28662 | 0
Retro1Slow | Retro | Secondary Glazing Systems | Commercial | HVAC | 0.00065052 | 0.00034735 | 6.4001 | 339.9251 | >200 | >100 | SGS HZ3CZ1 | SGS_Med Office_Gas Reheat_HZ3CZ1 | 0.0028838 | 0.0057391 | 0.010145 | 0.01643 | 0.024829 | 0.035405 | 0.047949 | 0.061887 | 0.076208 | 0.089474 | 0.099946 | 0.10586 | 0.10584 | 0.099335 | 0.086957 | 0.010657 | 0 | 0 | 0 | 0 | 0.87954 | 0.87954 | 0.86888 | 0.4709 | 0.095432 | 0.30195 | 0
Retro1Slow | Retro | Secondary Glazing Systems | Commercial | HVAC | 0.00077418 | 0.00039403 | 7.4755 | 281.0566 | >200 | >100 | SGS HZ3CZ2 | SGS_Med Office_Gas Reheat_HZ3CZ2 | 0.0010477 | 0.0020851 | 0.003686 | 0.0059694 | 0.009021 | 0.012863 | 0.017421 | 0.022485 | 0.027688 | 0.032508 | 0.036312 | 0.038461 | 0.038453 | 0.03609 | 0.031593 | 0.003872 | 0 | 0 | 0 | 0 | 0.31956 | 0.31956 | 0.31568 | 0.17109 | 0.034673 | 0.34045 | 0
Retro1Slow | Retro | Secondary Glazing Systems | Commercial | HVAC | 0.00076965 | 0.00038208 | 7.3615 | 290.9262 | >200 | >100 | SGS HZ3CZ3 | SGS_Med Office_Gas Reheat_HZ3CZ3 | 0.00012887 | 0.00025646 | 0.00045335 | 0.0007342 | 0.0011095 | 0.0015821 | 0.0021426 | 0.0027655 | 0.0034054 | 0.0039983 | 0.0044662 | 0.0047304 | 0.0047295 | 0.0044389 | 0.0038858 | 0.00047624 | 0 | 0 | 0 | 0 | 0.039303 | 0.039303 | 0.038827 | 0.021043 | 0.0042645 | 0.3252 | 0
Retro1Slow | Retro | Secondary Glazing Systems | Commercial | HVAC | 0.00039805 | 0.00019828 | 3.1014 | 237.2525 | >200 | >100 | Applied Film HZ1CZ1 | Applied Film_Lrg Office_Electric Reheat_HZ1CZ1 | 0.0021652 | 0.004309 | 0.0076172 | 0.012336 | 0.018642 | 0.026582 | 0.036001 | 0.046465 | 0.057218 | 0.067179 | 0.075041 | 0.079481 | 0.079464 | 0.074582 | 0.065289 | 0.0080017 | 0 | 0 | 0 | 0 | 0.66037 | 0.66037 | 0.65237 | 0.35356 | 0.071652 | 0.19707 | 0
Retro1Slow | Retro | Secondary Glazing Systems | Commercial | HVAC | 0.00034775 | 0.00017084 | 2.7087 | 274.8019 | >200 | >100 | Applied Film HZ1CZ2 | Applied Film_Lrg Office_Electric Reheat_HZ1CZ2 | 0.00059621 | 0.0011865 | 0.0020975 | 0.0033969 | 0.0051333 | 0.0073198 | 0.0099132 | 0.012795 | 0.015756 | 0.018498 | 0.020663 | 0.021886 | 0.021881 | 0.020537 | 0.017978 | 0.0022034 | 0 | 0 | 0 | 0 | 0.18184 | 0.18184 | 0.17964 | 0.097356 | 0.01973 | 0.1726 | 0
Retro1Slow | Retro | Secondary Glazing Systems | Commercial | HVAC | 0.00069192 | 0.00034018 | 5.5039 | 124.5149 | 120-130 | >100 | Applied Film HZ1CZ3 | Applied Film_Lrg Office_Electric Reheat_HZ1CZ3 | 0.0011447 | 0.0022781 | 0.0040271 | 0.0065219 | 0.0098558 | 0.014054 | 0.019033 | 0.024566 | 0.030251 | 0.035517 | 0.039673 | 0.04202 | 0.042012 | 0.039431 | 0.034517 | 0.0042304 | 0 | 0 | 0 | 0 | 0.34913 | 0.34913 | 0.3449 | 0.18692 | 0.037881 | 0.3494 | 0
Retro1Slow | Retro | Secondary Glazing Systems | Commercial | HVAC | 0.00064173 | 0.00032134 | 5.0915 | 136.3132 | 130-140 | >100 | Applied Film HZ2CZ1 | Applied Film_Lrg Office_Electric Reheat_HZ2CZ1 | 0.00029686 | 0.0005908 | 0.0010444 | 0.0016914 | 0.002556 | 0.0036446 | 0.004936 | 0.0063708 | 0.007845 | 0.0092107 | 0.010289 | 0.010897 | 0.010895 | 0.010226 | 0.0089515 | 0.0010971 | 0 | 0 | 0 | 0 | 0.090542 | 0.090542 | 0.089445 | 0.048475 | 0.009824 | 0.32217 | 0
Retro1Slow | Retro | Secondary Glazing Systems | Commercial | HVAC | 0.0005401 | 0.00026888 | 4.2364 | 167.9612 | 160-170 | >100 | Applied Film HZ2CZ2 | Applied Film_Lrg Office_Electric Reheat_HZ2CZ2 | 0.00061513 | 0.0012242 | 0.002164 | 0.0035046 | 0.0052962 | 0.007552 | 0.010228 | 0.013201 | 0.016256 | 0.019085 | 0.021319 | 0.02258 | 0.022576 | 0.021189 | 0.018548 | 0.0022733 | 0 | 0 | 0 | 0 | 0.18761 | 0.18761 | 0.18534 | 0.10044 | 0.020356 | 0.26889 | 0
Retro1Slow | Retro | Secondary Glazing Systems | Commercial | HVAC | 0.00070314 | 0.00034798 | 5.575 | 122.6022 | 120-130 | >100 | Applied Film HZ2CZ3 | Applied Film_Lrg Office_Electric Reheat_HZ2CZ3 | 0.00015971 | 0.00031784 | 0.00056185 | 0.00090991 | 0.001375 | 0.0019607 | 0.0026554 | 0.0034273 | 0.0042204 | 0.0049551 | 0.005535 | 0.0058625 | 0.0058613 | 0.0055012 | 0.0048157 | 0.00059021 | 0 | 0 | 0 | 0 | 0.048709 | 0.048709 | 0.048119 | 0.026078 | 0.0052851 | 0.35364 | 0
Retro1Slow | Retro | Secondary Glazing Systems | Commercial | HVAC | 0.00082316 | 0.00041264 | 6.5013 | 102.0086 | 100-110 | >100 | Applied Film HZ3CZ1 | Applied Film_Lrg Office_Electric Reheat_HZ3CZ1 | 0.00043295 | 0.00086163 | 0.0015231 | 0.0024667 | 0.0037276 | 0.0053154 | 0.0071987 | 0.0092912 | 0.011441 | 0.013433 | 0.015005 | 0.015893 | 0.01589 | 0.014913 | 0.013055 | 0.0016 | 0 | 0 | 0 | 0 | 0.13205 | 0.13205 | 0.13045 | 0.070697 | 0.014327 | 0.4116 | 0
Retro1Slow | Retro | Secondary Glazing Systems | Commercial | HVAC | 0.00087153 | 0.00043375 | 6.8955 | 94.968 | 90-100 | 40-100 | Applied Film HZ3CZ2 | Applied Film_Lrg Office_Electric Reheat_HZ3CZ2 | 0.00014283 | 0.00028426 | 0.0005025 | 0.00081379 | 0.0012298 | 0.0017536 | 0.0023749 | 0.0030653 | 0.0037746 | 0.0044317 | 0.0049503 | 0.0052432 | 0.0052421 | 0.00492 | 0.004307 | 0.00052786 | 0 | 0 | 0 | 0 | 0.043564 | 0.043564 | 0.043036 | 0.023323 | 0.0047268 | 0.43706 | 0
Retro1Slow | Retro | Secondary Glazing Systems | Commercial | HVAC | 0.00077732 | 0.00038484 | 6.1267 | 109.5188 | 100-110 | >100 | Applied Film HZ3CZ3 | Applied Film_Lrg Office_Electric Reheat_HZ3CZ3 | 1.5851e-05 | 3.1545e-05 | 5.5764e-05 | 9.0308e-05 | 0.00013647 | 0.0001946 | 0.00026355 | 0.00034016 | 0.00041888 | 0.0004918 | 0.00054935 | 0.00058186 | 0.00058174 | 0.00054599 | 0.00047796 | 5.8578e-05 | 0 | 0 | 0 | 0 | 0.0048344 | 0.0048344 | 0.0047758 | 0.0025883 | 0.00052454 | 0.38899 | 0
Retro1Slow | Retro | Secondary Glazing Systems | Commercial | HVAC | 0.00019905 | 9.8238e-05 | 1.5443 | 498.4152 | >200 | >100 | Applied Film HZ1CZ1 | Applied Film_Lrg Office_Electric HeatPump_HZ1CZ1 | 0.0013561 | 0.0026988 | 0.0047708 | 0.0077262 | 0.011676 | 0.016649 | 0.022548 | 0.029102 | 0.035837 | 0.042075 | 0.046999 | 0.04978 | 0.04977 | 0.046712 | 0.040891 | 0.0050116 | 0 | 0 | 0 | 0 | 0.4136 | 0.4136 | 0.40859 | 0.22144 | 0.044877 | 0.098387 | 0
Retro1Slow | Retro | Secondary Glazing Systems | Commercial | HVAC | 0.00017853 | 8.5775e-05 | 1.3846 | 558.3801 | >200 | >100 | Applied Film HZ1CZ2 | Applied Film_Lrg Office_Electric HeatPump_HZ1CZ2 | 0.00038336 | 0.00076293 | 0.0013487 | 0.0021841 | 0.0033007 | 0.0047065 | 0.0063741 | 0.0082269 | 0.010131 | 0.011894 | 0.013286 | 0.014072 | 0.01407 | 0.013205 | 0.01156 | 0.0014167 | 0 | 0 | 0 | 0 | 0.11692 | 0.11692 | 0.11551 | 0.062599 | 0.012686 | 0.088695 | 0
Retro1Slow | Retro | Secondary Glazing Systems | Commercial | HVAC | 0.00038675 | 0.00018677 | 3.1161 | 236.6028 | >200 | >100 | Applied Film HZ1CZ3 | Applied Film_Lrg Office_Electric HeatPump_HZ1CZ3 | 0.00081518 | 0.0016223 | 0.0028678 | 0.0046444 | 0.0070186 | 0.010008 | 0.013554 | 0.017494 | 0.021542 | 0.025292 | 0.028252 | 0.029924 | 0.029918 | 0.02808 | 0.024581 | 0.0030126 | 0 | 0 | 0 | 0 | 0.24863 | 0.24863 | 0.24561 | 0.13311 | 0.026976 | 0.19807 | 0
Retro1Slow | Retro | Secondary Glazing Systems | Commercial | HVAC | 0.00034307 | 0.00017121 | 2.7546 | 270.4128 | >200 | >100 | Applied Film HZ2CZ1 | Applied Film_Lrg Office_Electric HeatPump_HZ2CZ1 | 0.00020202 | 0.00040205 | 0.00071071 | 0.001151 | 0.0017394 | 0.0024802 | 0.003359 | 0.0043354 | 0.0053387 | 0.006268 | 0.0070016 | 0.0074158 | 0.0074143 | 0.0069588 | 0.0060917 | 0.00074659 | 0 | 0 | 0 | 0 | 0.061615 | 0.061615 | 0.060869 | 0.032988 | 0.0066854 | 0.17408 | 0
Retro1Slow | Retro | Secondary Glazing Systems | Commercial | HVAC | 0.0002783 | 0.00013727 | 2.1879 | 345.5891 | >200 | >100 | Applied Film HZ2CZ2 | Applied Film_Lrg Office_Electric HeatPump_HZ2CZ2 | 0.0003996 | 0.00079525 | 0.0014058 | 0.0022767 | 0.0034405 | 0.0049059 | 0.0066441 | 0.0085754 | 0.01056 | 0.012398 | 0.013849 | 0.014669 | 0.014665 | 0.013764 | 0.012049 | 0.0014767 | 0 | 0 | 0 | 0 | 0.12187 | 0.12187 | 0.1204 | 0.06525 | 0.013224 | 0.13908 | 0
Retro1Slow | Retro | Secondary Glazing Systems | Commercial | HVAC | 0.00038327 | 0.00018718 | 3.0722 | 240.2089 | >200 | >100 | Applied Film HZ2CZ3 | Applied Film_Lrg Office_Electric HeatPump_HZ2CZ3 | 0.0001107 | 0.00022031 | 0.00038944 | 0.0006307 | 0.0009531 | 0.0013591 | 0.0018406 | 0.0023756 | 0.0029254 | 0.0034346 | 0.0038366 | 0.0040636 | 0.0040627 | 0.0038131 | 0.003338 | 0.0004091 | 0 | 0 | 0 | 0 | 0.033763 | 0.033763 | 0.033353 | 0.018076 | 0.0036633 | 0.19503 | 0
Retro1Slow | Retro | Secondary Glazing Systems | Commercial | HVAC | 0.00043086 | 0.00021543 | 3.4317 | 212.7151 | >200 | >100 | Applied Film HZ3CZ1 | Applied Film_Lrg Office_Electric HeatPump_HZ3CZ1 | 0.00028745 | 0.00057207 | 0.0010113 | 0.0016377 | 0.0024749 | 0.0035291 | 0.0047795 | 0.0061688 | 0.0075964 | 0.0089187 | 0.0099625 | 0.010552 | 0.01055 | 0.0099016 | 0.0086678 | 0.0010623 | 0 | 0 | 0 | 0 | 0.087672 | 0.087672 | 0.08661 | 0.046939 | 0.0095126 | 0.21707 | 0
Retro1Slow | Retro | Secondary Glazing Systems | Commercial | HVAC | 0.00046597 | 0.00022987 | 3.7221 | 194.4836 | 190-200 | >100 | Applied Film HZ3CZ2 | Applied Film_Lrg Office_Electric HeatPump_HZ3CZ2 | 9.698e-05 | 0.000193 | 0.00034118 | 0.00055253 | 0.00083499 | 0.0011906 | 0.0016125 | 0.0020812 | 0.0025628 | 0.003009 | 0.0033611 | 0.00356 | 0.0035592 | 0.0033406 | 0.0029243 | 0.0003584 | 0 | 0 | 0 | 0 | 0.029578 | 0.029578 | 0.02922 | 0.015836 | 0.0032093 | 0.23596 | 0
Retro1Slow | Retro | Secondary Glazing Systems | Commercial | HVAC | 0.00041318 | 0.00020179 | 3.2775 | 223.6413 | >200 | >100 | Applied Film HZ3CZ3 | Applied Film_Lrg Office_Electric HeatPump_HZ3CZ3 | 1.0666e-05 | 2.1226e-05 | 3.7522e-05 | 6.0766e-05 | 9.183e-05 | 0.00013094 | 0.00017734 | 0.00022889 | 0.00028185 | 0.00033092 | 0.00036965 | 0.00039152 | 0.00039144 | 0.00036739 | 0.00032161 | 3.9416e-05 | 0 | 0 | 0 | 0 | 0.003253 | 0.003253 | 0.0032135 | 0.0017416 | 0.00035295 | 0.20843 | 0
Retro1Slow | Retro | Secondary Glazing Systems | Commercial | HVAC | 8.1577e-05 | 3.3357e-05 | 0.7282 | 938.7903 | >200 | >100 | Applied Film HZ1CZ3 | Applied Film_Lrg Office_Gas Reheat_HZ1CZ3 | 0.00071069 | 0.0014144 | 0.0025002 | 0.0040491 | 0.006119 | 0.0087252 | 0.011817 | 0.015252 | 0.018781 | 0.02205 | 0.024631 | 0.026088 | 0.026083 | 0.02448 | 0.02143 | 0.0026264 | 0 | 0 | 0 | 0 | 0.21676 | 0.21676 | 0.21413 | 0.11605 | 0.023519 | 0.17815 | 0
Retro1Slow | Retro | Secondary Glazing Systems | Commercial | HVAC | 4.4416e-05 | 2.1071e-05 | 0.4177 | 1657.6175 | >200 | >100 | Applied Film HZ2CZ1 | Applied Film_Lrg Office_Gas Reheat_HZ2CZ1 | 0.00011428 | 0.00022744 | 0.00040205 | 0.00065111 | 0.00098396 | 0.0014031 | 0.0019002 | 0.0024525 | 0.0030201 | 0.0035458 | 0.0039608 | 0.0041951 | 0.0041942 | 0.0039365 | 0.003446 | 0.00042234 | 0 | 0 | 0 | 0 | 0.034855 | 0.034855 | 0.034433 | 0.018661 | 0.0037819 | 0.15459 | 0
Retro1Slow | Retro | Secondary Glazing Systems | Commercial | HVAC | 1.6502e-05 | 5.6648e-06 | 0.13941 | 5093.5782 | >200 | >100 | Applied Film HZ2CZ2 | Applied Film_Lrg Office_Gas Reheat_HZ2CZ2 | 9.4988e-05 | 0.00018904 | 0.00033417 | 0.00054118 | 0.00081784 | 0.0011662 | 0.0015794 | 0.0020385 | 0.0025102 | 0.0029472 | 0.0032921 | 0.0034868 | 0.0034861 | 0.0032719 | 0.0028642 | 0.00035104 | 0 | 0 | 0 | 0 | 0.028971 | 0.028971 | 0.02862 | 0.015511 | 0.0031434 | 0.12199 | 0
Retro1Slow | Retro | Secondary Glazing Systems | Commercial | HVAC | 6.3402e-05 | 2.6383e-05 | 0.56929 | 1197.5041 | >200 | >100 | Applied Film HZ2CZ3 | Applied Film_Lrg Office_Gas Reheat_HZ2CZ3 | 7.6527e-05 | 0.0001523 | 0.00026923 | 0.00043601 | 0.00065889 | 0.00093954 | 0.0012724 | 0.0016423 | 0.0020223 | 0.0023744 | 0.0026523 | 0.0028092 | 0.0028086 | 0.0026361 | 0.0023076 | 0.00028281 | 0 | 0 | 0 | 0 | 0.02334 | 0.02334 | 0.023058 | 0.012496 | 0.0025325 | 0.17415 | 0
Retro1Slow | Retro | Secondary Glazing Systems | Commercial | HVAC | 3.8556e-05 | 1.8217e-05 | 0.36205 | 1825.7527 | >200 | >100 | Applied Film HZ3CZ1 | Applied Film_Lrg Office_Gas Reheat_HZ3CZ1 | 0.00011314 | 0.00022516 | 0.00039802 | 0.00064459 | 0.00097411 | 0.001389 | 0.0018811 | 0.002428 | 0.0029898 | 0.0035103 | 0.0039211 | 0.0041531 | 0.0041523 | 0.0038971 | 0.0034115 | 0.00041811 | 0 | 0 | 0 | 0 | 0.034507 | 0.034507 | 0.034088 | 0.018474 | 0.003744 | 0.19147 | 0
Retro1Slow | Retro | Secondary Glazing Systems | Commercial | HVAC | 6.0415e-05 | 2.5996e-05 | 0.54872 | 1189.3061 | >200 | >100 | Applied Film HZ3CZ2 | Applied Film_Lrg Office_Gas Reheat_HZ3CZ2 | 5.3337e-05 | 0.00010615 | 0.00018764 | 0.00030388 | 0.00045922 | 0.00065482 | 0.00088683 | 0.0011446 | 0.0014095 | 0.0016549 | 0.0018485 | 0.0019579 | 0.0019575 | 0.0018372 | 0.0016083 | 0.00019711 | 0 | 0 | 0 | 0 | 0.016267 | 0.016267 | 0.01607 | 0.0087094 | 0.001765 | 0.20949 | 0
Retro1Slow | Retro | Secondary Glazing Systems | Commercial | HVAC | 4.9049e-05 | 1.8736e-05 | 0.42821 | 1562.225 | >200 | >100 | Applied Film HZ3CZ3 | Applied Film_Lrg Office_Gas Reheat_HZ3CZ3 | 5.1986e-06 | 1.0346e-05 | 1.8289e-05 | 2.9619e-05 | 4.476e-05 | 6.3824e-05 | 8.6438e-05 | 0.00011156 | 0.00013738 | 0.0001613 | 0.00018017 | 0.00019083 | 0.00019079 | 0.00017907 | 0.00015676 | 1.9212e-05 | 0 | 0 | 0 | 0 | 0.0015856 | 0.0015856 | 0.0015663 | 0.00084889 | 0.00017204 | 0.18466 | 0
Retro1Slow | Retro | Secondary Glazing Systems | Commercial | HVAC | 0.00029787 | 0.00014628 | 2.4422 | 318.6915 | >200 | >100 | Applied Film HZ1CZ1 | Applied Film_Med Office_Electric HeatPump_HZ1CZ1 | 0.010221 | 0.02034 | 0.035957 | 0.058231 | 0.087999 | 0.12548 | 0.16994 | 0.21934 | 0.27009 | 0.31711 | 0.35422 | 0.37518 | 0.37511 | 0.35206 | 0.30819 | 0.037771 | 0 | 0 | 0 | 0 | 3.1172 | 3.1172 | 3.0795 | 1.6689 | 0.33823 | 0.14947 | 0
Retro1Slow | Retro | Secondary Glazing Systems | Commercial | HVAC | 0.00029089 | 0.00013882 | 2.3797 | 327.5446 | >200 | >100 | Applied Film HZ1CZ2 | Applied Film_Med Office_Electric HeatPump_HZ1CZ2 | 0.00314 | 0.0062491 | 0.011047 | 0.01789 | 0.027035 | 0.03855 | 0.052209 | 0.067386 | 0.08298 | 0.097425 | 0.10883 | 0.11527 | 0.11524 | 0.10816 | 0.094683 | 0.011604 | 0 | 0 | 0 | 0 | 0.95769 | 0.95769 | 0.94609 | 0.51274 | 0.10391 | 0.14649 | 0
Retro1Slow | Retro | Secondary Glazing Systems | Commercial | HVAC | 0.00037404 | 0.00017908 | 3.0762 | 248.7181 | >200 | >100 | Applied Film HZ1CZ3 | Applied Film_Med Office_Electric HeatPump_HZ1CZ3 | 0.0038353 | 0.0076328 | 0.013493 | 0.021851 | 0.033022 | 0.047087 | 0.06377 | 0.082307 | 0.10135 | 0.119 | 0.13292 | 0.14079 | 0.14076 | 0.13211 | 0.11565 | 0.014174 | 0 | 0 | 0 | 0 | 1.1698 | 1.1698 | 1.1556 | 0.62627 | 0.12692 | 0.18908 | 0
Retro1Slow | Retro | Secondary Glazing Systems | Commercial | HVAC | 0.00035692 | 0.00017787 | 2.9364 | 261.593 | >200 | >100 | Applied Film HZ2CZ1 | Applied Film_Med Office_Electric HeatPump_HZ2CZ1 | 0.0010264 | 0.0020426 | 0.0036108 | 0.0058476 | 0.0088369 | 0.012601 | 0.017065 | 0.022026 | 0.027123 | 0.031845 | 0.035571 | 0.037676 | 0.037668 | 0.035354 | 0.030949 | 0.003793 | 0 | 0 | 0 | 0 | 0.31303 | 0.31303 | 0.30924 | 0.1676 | 0.033965 | 0.17912 | 0
Retro1Slow | Retro | Secondary Glazing Systems | Commercial | HVAC | 0.00036591 | 0.00017939 | 3.0067 | 254.9536 | >200 | >100 | Applied Film HZ2CZ2 | Applied Film_Med Office_Electric HeatPump_HZ2CZ2 | 0.0026172 | 0.0052085 | 0.0092072 | 0.014911 | 0.022533 | 0.032131 | 0.043515 | 0.056165 | 0.069162 | 0.081202 | 0.090705 | 0.096071 | 0.096052 | 0.09015 | 0.078917 | 0.0096719 | 0 | 0 | 0 | 0 | 0.79822 | 0.79822 | 0.78855 | 0.42736 | 0.086608 | 0.18402 | 0
Retro1Slow | Retro | Secondary Glazing Systems | Commercial | HVAC | 0.00038153 | 0.00018693 | 3.1387 | 243.3752 | >200 | >100 | Applied Film HZ2CZ3 | Applied Film_Med Office_Electric HeatPump_HZ2CZ3 | 0.000539 | 0.0010727 | 0.0018962 | 0.0030709 | 0.0046407 | 0.0066173 | 0.0089619 | 0.011567 | 0.014244 | 0.016723 | 0.01868 | 0.019786 | 0.019782 | 0.018566 | 0.016253 | 0.0019919 | 0 | 0 | 0 | 0 | 0.16439 | 0.16439 | 0.1624 | 0.088013 | 0.017837 | 0.19208 | 0
Retro1Slow | Retro | Secondary Glazing Systems | Commercial | HVAC | 0.0004497 | 0.00022635 | 3.689 | 203.9262 | >200 | >100 | Applied Film HZ3CZ1 | Applied Film_Med Office_Electric HeatPump_HZ3CZ1 | 0.0014727 | 0.0029308 | 0.0051809 | 0.0083905 | 0.01268 | 0.01808 | 0.024486 | 0.031604 | 0.038918 | 0.045692 | 0.05104 | 0.05406 | 0.054049 | 0.050728 | 0.044407 | 0.0054424 | 0 | 0 | 0 | 0 | 0.44916 | 0.44916 | 0.44372 | 0.24048 | 0.048735 | 0.22468 | 0
Retro1Slow | Retro | Secondary Glazing Systems | Commercial | HVAC | 0.00049871 | 0.00024754 | 4.088 | 181.9536 | 180-190 | >100 | Applied Film HZ3CZ2 | Applied Film_Med Office_Electric HeatPump_HZ3CZ2 | 0.00050763 | 0.0010103 | 0.0017859 | 0.0028922 | 0.0043706 | 0.0062322 | 0.0084404 | 0.010894 | 0.013415 | 0.01575 | 0.017593 | 0.018634 | 0.01863 | 0.017486 | 0.015307 | 0.001876 | 0 | 0 | 0 | 0 | 0.15482 | 0.15482 | 0.15295 | 0.082891 | 0.016799 | 0.2497 | 0
Retro1Slow | Retro | Secondary Glazing Systems | Commercial | HVAC | 0.00050209 | 0.00024783 | 4.1325 | 179.8339 | 170-180 | >100 | Applied Film HZ3CZ3 | Applied Film_Med Office_Electric HeatPump_HZ3CZ3 | 6.4092e-05 | 0.00012755 | 0.00022548 | 0.00036516 | 0.00055182 | 0.00078686 | 0.0010657 | 0.0013754 | 0.0016937 | 0.0019886 | 0.0022213 | 0.0023527 | 0.0023522 | 0.0022077 | 0.0019326 | 0.00023686 | 0 | 0 | 0 | 0 | 0.019548 | 0.019548 | 0.019311 | 0.010466 | 0.002121 | 0.25252 | 0
Retro1Slow | Retro | Secondary Glazing Systems | Commercial | HVAC | 0.00051924 | 0.00025756 | 4.1743 | 171.2144 | 170-180 | >100 | Applied Film HZ1CZ1 | Applied Film_Med Office_Electric Reheat_HZ1CZ1 | 0.013889 | 0.02764 | 0.04886 | 0.079129 | 0.11958 | 0.17051 | 0.23093 | 0.29805 | 0.36702 | 0.43092 | 0.48135 | 0.50983 | 0.50972 | 0.4784 | 0.41879 | 0.051327 | 0 | 0 | 0 | 0 | 4.2359 | 4.2359 | 4.1846 | 2.2679 | 0.45961 | 0.26406 | 0
Retro1Slow | Retro | Secondary Glazing Systems | Commercial | HVAC | 0.00049353 | 0.00024068 | 3.9652 | 181.3371 | 180-190 | >100 | Applied Film HZ1CZ2 | Applied Film_Med Office_Electric Reheat_HZ1CZ2 | 0.0041596 | 0.0082782 | 0.014634 | 0.023699 | 0.035814 | 0.051068 | 0.069162 | 0.089266 | 0.10992 | 0.12906 | 0.14416 | 0.15269 | 0.15266 | 0.14328 | 0.12543 | 0.015372 | 0 | 0 | 0 | 0 | 1.2687 | 1.2687 | 1.2533 | 0.67923 | 0.13765 | 0.2517 | 0
Retro1Slow | Retro | Secondary Glazing Systems | Commercial | HVAC | 0.00062786 | 0.00030668 | 5.0623 | 137.483 | 130-140 | >100 | Applied Film HZ1CZ3 | Applied Film_Med Office_Electric Reheat_HZ1CZ3 | 0.0050177 | 0.009986 | 0.017653 | 0.028588 | 0.043202 | 0.061603 | 0.08343 | 0.10768 | 0.1326 | 0.15568 | 0.1739 | 0.18419 | 0.18416 | 0.17284 | 0.1513 | 0.018544 | 0 | 0 | 0 | 0 | 1.5304 | 1.5304 | 1.5118 | 0.81935 | 0.16605 | 0.32104 | 0
Retro1Slow | Retro | Secondary Glazing Systems | Commercial | HVAC | 0.00062706 | 0.00031367 | 5.0502 | 137.8656 | 130-140 | >100 | Applied Film HZ2CZ1 | Applied Film_Med Office_Electric Reheat_HZ2CZ1 | 0.0014033 | 0.0027928 | 0.004937 | 0.0079954 | 0.012083 | 0.017229 | 0.023333 | 0.030116 | 0.037085 | 0.043541 | 0.048636 | 0.051514 | 0.051503 | 0.048339 | 0.042316 | 0.0051861 | 0 | 0 | 0 | 0 | 0.42801 | 0.42801 | 0.42282 | 0.22915 | 0.04644 | 0.31884 | 0
Retro1Slow | Retro | Secondary Glazing Systems | Commercial | HVAC | 0.00063283 | 0.00031358 | 5.0953 | 136.4426 | 130-140 | >100 | Applied Film HZ2CZ2 | Applied Film_Med Office_Electric Reheat_HZ2CZ2 | 0.003526 | 0.0070172 | 0.012405 | 0.020089 | 0.030358 | 0.043289 | 0.058627 | 0.075668 | 0.093179 | 0.1094 | 0.1222 | 0.12943 | 0.12941 | 0.12146 | 0.10632 | 0.013031 | 0 | 0 | 0 | 0 | 1.0754 | 1.0754 | 1.0624 | 0.57576 | 0.11668 | 0.32231 | 0
Retro1Slow | Retro | Secondary Glazing Systems | Commercial | HVAC | 0.00065733 | 0.00032558 | 5.2968 | 130.4576 | 130-140 | >100 | Applied Film HZ2CZ3 | Applied Film_Med Office_Electric Reheat_HZ2CZ3 | 0.00072315 | 0.0014392 | 0.0025441 | 0.0041201 | 0.0062262 | 0.0088782 | 0.012024 | 0.015519 | 0.01911 | 0.022437 | 0.025063 | 0.026546 | 0.02654 | 0.024909 | 0.021806 | 0.0026725 | 0 | 0 | 0 | 0 | 0.22056 | 0.22056 | 0.21788 | 0.11808 | 0.023931 | 0.33504 | 0
Retro1Slow | Retro | Secondary Glazing Systems | Commercial | HVAC | 0.00080523 | 0.00040507 | 6.4709 | 102.8975 | 100-110 | >100 | Applied Film HZ3CZ1 | Applied Film_Med Office_Electric Reheat_HZ3CZ1 | 0.0020537 | 0.0040872 | 0.007225 | 0.011701 | 0.017682 | 0.025214 | 0.034147 | 0.044073 | 0.054272 | 0.06372 | 0.071177 | 0.075389 | 0.075373 | 0.070742 | 0.061927 | 0.0075897 | 0 | 0 | 0 | 0 | 0.62637 | 0.62637 | 0.61878 | 0.33535 | 0.067963 | 0.40823 | 0
Retro1Slow | Retro | Secondary Glazing Systems | Commercial | HVAC | 0.0008805 | 0.00043947 | 7.0754 | 92.2792 | 90-100 | 40-100 | Applied Film HZ3CZ2 | Applied Film_Med Office_Electric Reheat_HZ3CZ2 | 0.00069849 | 0.0013901 | 0.0024573 | 0.0039796 | 0.006014 | 0.0085755 | 0.011614 | 0.01499 | 0.018459 | 0.021672 | 0.024208 | 0.025641 | 0.025635 | 0.02406 | 0.021062 | 0.0025814 | 0 | 0 | 0 | 0 | 0.21304 | 0.21304 | 0.21046 | 0.11406 | 0.023115 | 0.44707 | 0
Retro1Slow | Retro | Secondary Glazing Systems | Commercial | HVAC | 0.0008714 | 0.00043348 | 7.0222 | 93.1863 | 90-100 | 40-100 | Applied Film HZ3CZ3 | Applied Film_Med Office_Electric Reheat_HZ3CZ3 | 8.6584e-05 | 0.00017231 | 0.00030461 | 0.00049331 | 0.00074548 | 0.001063 | 0.0014396 | 0.0018581 | 0.0022881 | 0.0026864 | 0.0030008 | 0.0031784 | 0.0031777 | 0.0029825 | 0.0026108 | 0.00031998 | 0 | 0 | 0 | 0 | 0.026408 | 0.026408 | 0.026088 | 0.014138 | 0.0028653 | 0.44379 | 0
Retro1Slow | Retro | Secondary Glazing Systems | Commercial | HVAC | 7.651e-05 | 3.5002e-05 | 0.71007 | 1004.7826 | >200 | >100 | Applied Film HZ1CZ1 | Applied Film_Med Office_Gas Reheat_HZ1CZ1 | 0.011086 | 0.022063 | 0.039002 | 0.063163 | 0.095451 | 0.13611 | 0.18433 | 0.23791 | 0.29297 | 0.34397 | 0.38422 | 0.40696 | 0.40687 | 0.38188 | 0.33429 | 0.04097 | 0 | 0 | 0 | 0 | 3.3812 | 3.3812 | 3.3403 | 1.8103 | 0.36687 | 0.13985 | 0
Retro1Slow | Retro | Secondary Glazing Systems | Commercial | HVAC | 8.8263e-05 | 3.6954e-05 | 0.79417 | 903.982 | >200 | >100 | Applied Film HZ1CZ2 | Applied Film_Med Office_Gas Reheat_HZ1CZ2 | 0.0039094 | 0.0077802 | 0.013753 | 0.022273 | 0.033659 | 0.047996 | 0.065001 | 0.083896 | 0.10331 | 0.12129 | 0.13549 | 0.14351 | 0.14348 | 0.13466 | 0.11788 | 0.014447 | 0 | 0 | 0 | 0 | 1.1923 | 1.1923 | 1.1779 | 0.63836 | 0.12937 | 0.13799 | 0
Retro1Slow | Retro | Secondary Glazing Systems | Commercial | HVAC | 0.00012022 | 5.1484e-05 | 1.0901 | 637.1473 | >200 | >100 | Applied Film HZ1CZ3 | Applied Film_Med Office_Gas Reheat_HZ1CZ3 | 0.0050704 | 0.010091 | 0.017838 | 0.028888 | 0.043656 | 0.06225 | 0.084306 | 0.10881 | 0.13399 | 0.15732 | 0.17573 | 0.18613 | 0.18609 | 0.17465 | 0.15289 | 0.018738 | 0 | 0 | 0 | 0 | 1.5465 | 1.5465 | 1.5277 | 0.82795 | 0.16779 | 0.17862 | 0
Retro1Slow | Retro | Secondary Glazing Systems | Commercial | HVAC | 8.6784e-05 | 4.2072e-05 | 0.8227 | 844.4675 | >200 | >100 | Applied Film HZ2CZ1 | Applied Film_Med Office_Gas Reheat_HZ2CZ1 | 0.0010728 | 0.0021349 | 0.003774 | 0.006112 | 0.0092363 | 0.01317 | 0.017837 | 0.023022 | 0.028349 | 0.033284 | 0.037179 | 0.039379 | 0.039371 | 0.036952 | 0.032348 | 0.0039645 | 0 | 0 | 0 | 0 | 0.32719 | 0.32719 | 0.32322 | 0.17517 | 0.0355 | 0.16726 | 0
Retro1Slow | Retro | Secondary Glazing Systems | Commercial | HVAC | 9.8987e-05 | 4.5213e-05 | 0.91815 | 755.5809 | >200 | >100 | Applied Film HZ2CZ2 | Applied Film_Med Office_Gas Reheat_HZ2CZ2 | 0.0029815 | 0.0059335 | 0.010489 | 0.016987 | 0.02567 | 0.036604 | 0.049573 | 0.063983 | 0.078789 | 0.092505 | 0.10333 | 0.10944 | 0.10942 | 0.1027 | 0.089902 | 0.011018 | 0 | 0 | 0 | 0 | 0.90933 | 0.90933 | 0.89831 | 0.48684 | 0.098664 | 0.17253 | 0
Retro1Slow | Retro | Secondary Glazing Systems | Commercial | HVAC | 0.00010572 | 4.8282e-05 | 0.98058 | 703.1285 | >200 | >100 | Applied Film HZ2CZ3 | Applied Film_Med Office_Gas Reheat_HZ2CZ3 | 0.00062821 | 0.0012502 | 0.0022101 | 0.0035792 | 0.0054088 | 0.0077126 | 0.010445 | 0.013481 | 0.016601 | 0.019491 | 0.021772 | 0.023061 | 0.023056 | 0.021639 | 0.018943 | 0.0023216 | 0 | 0 | 0 | 0 | 0.1916 | 0.1916 | 0.18928 | 0.10258 | 0.020789 | 0.18027 | 0
Retro1Slow | Retro | Secondary Glazing Systems | Commercial | HVAC | 9.4168e-05 | 4.7624e-05 | 0.90708 | 731.8689 | >200 | >100 | Applied Film HZ3CZ1 | Applied Film_Med Office_Gas Reheat_HZ3CZ1 | 0.0013509 | 0.0026885 | 0.0047526 | 0.0076967 | 0.011631 | 0.016585 | 0.022462 | 0.028991 | 0.0357 | 0.041914 | 0.04682 | 0.04959 | 0.04958 | 0.046533 | 0.040735 | 0.0049924 | 0 | 0 | 0 | 0 | 0.41202 | 0.41202 | 0.40703 | 0.22059 | 0.044705 | 0.20873 | 0
Retro1Slow | Retro | Secondary Glazing Systems | Commercial | HVAC | 0.00011692 | 5.5614e-05 | 1.1006 | 591.312 | >200 | >100 | Applied Film HZ3CZ2 | Applied Film_Med Office_Gas Reheat_HZ3CZ2 | 0.00050985 | 0.0010147 | 0.0017937 | 0.0029048 | 0.0043898 | 0.0062595 | 0.0084773 | 0.010941 | 0.013473 | 0.015819 | 0.01767 | 0.018716 | 0.018712 | 0.017562 | 0.015374 | 0.0018842 | 0 | 0 | 0 | 0 | 0.1555 | 0.1555 | 0.15362 | 0.083254 | 0.016872 | 0.23283 | 0
Retro1Slow | Retro | Secondary Glazing Systems | Commercial | HVAC | 0.00013278 | 6.218e-05 | 1.2428 | 524.8943 | >200 | >100 | Applied Film HZ3CZ3 | Applied Film_Med Office_Gas Reheat_HZ3CZ3 | 7.1906e-05 | 0.0001431 | 0.00025297 | 0.00040968 | 0.0006191 | 0.00088279 | 0.0011956 | 0.0015431 | 0.0019002 | 0.002231 | 0.0024921 | 0.0026395 | 0.002639 | 0.0024769 | 0.0021682 | 0.00026573 | 0 | 0 | 0 | 0 | 0.021931 | 0.021931 | 0.021665 | 0.011742 | 0.0023795 | 0.23656 | 0
LO3Slow | New | Glass | Commercial | HVAC | 0.0007258 | 0.00036505 | 6.9767 | 43.5856 | 40-50 | 40-100 | Large Off | ThinTriple_Large Off_GAS | 0.0022268 | 0.0055546 | 0.010073 | 0.018749 | 0.032668 | 0.061038 | 0.098801 | 0.15107 | 0.21009 | 0.25224 | 0.31031 | 0.36065 | 0.1347 | 0 | 0 | 0 | 0 | 0 | 0 | 0 | 1.6482 | 1.6482 | 1.6482 | 1.1528 | 0.13031 | 0.79573 | 0
LO3Slow | New | Glass | Commercial | HVAC | 0.00070907 | 0.00035664 | 6.8458 | 43.7264 | 40-50 | 40-100 | Large Off | ThinTriple_Large Off_HP | 0.00030378 | 0.00075775 | 0.0013741 | 0.0025578 | 0.0044565 | 0.0083267 | 0.013478 | 0.020609 | 0.02866 | 0.03441 | 0.042333 | 0.0492 | 0.018376 | 0 | 0 | 0 | 0 | 0 | 0 | 0 | 0.22484 | 0.22484 | 0.22484 | 0.15727 | 0.017777 | 0.79431 | 0
LO3Slow | New | Glass | Commercial | HVAC | 0.00067441 | 0.00033921 | 6.5745 | 46.3965 | 40-50 | 40-100 | Large Off | ThinTriple_Large Off_ER | 0.001167 | 0.0029109 | 0.0052785 | 0.0098257 | 0.01712 | 0.031987 | 0.051777 | 0.079168 | 0.1101 | 0.13219 | 0.16262 | 0.189 | 0.070592 | 0 | 0 | 0 | 0 | 0 | 0 | 0 | 0.86373 | 0.86373 | 0.86373 | 0.60414 | 0.068289 | 0.76231 | 0
LO3Slow | New | Glass | Commercial | HVAC | 0.00079981 | 0.00044336 | 7.9876 | 38.8511 | 30-40 | <40 | Medium Off | ThinTriple_Medium Off_GAS | 0.0021136 | 0.0053578 | 0.0096825 | 0.016691 | 0.029601 | 0.05928 | 0.093566 | 0.14271 | 0.19864 | 0.2273 | 0.29363 | 0.34319 | 0.33391 | 0.34316 | 0 | 0 | 0 | 0 | 0 | 0 | 2.0988 | 2.0988 | 2.0988 | 1.0786 | 0.12273 | 0.85168 | 0
LO3Slow | New | Glass | Commercial | HVAC | 0.00074597 | 0.0004163 | 7.5664 | 38.5619 | 30-40 | <40 | Medium Off | ThinTriple_Medium Off_HP | 0.0005246 | 0.0013299 | 0.0024033 | 0.0041427 | 0.0073471 | 0.014714 | 0.023224 | 0.035421 | 0.049305 | 0.056419 | 0.072881 | 0.085183 | 0.082879 | 0.085174 | 0 | 0 | 0 | 0 | 0 | 0 | 0.52095 | 0.52095 | 0.52095 | 0.26771 | 0.030461 | 0.85687 | 0
LO3Slow | New | Glass | Commercial | HVAC | 0.00061176 | 0.00034883 | 6.5163 | 48.1586 | 40-50 | 40-100 | Medium Off | ThinTriple_Medium Off_ER | 0.00045179 | 0.0011453 | 0.0020697 | 0.0035678 | 0.0063274 | 0.012672 | 0.02 | 0.030505 | 0.042462 | 0.048588 | 0.062766 | 0.07336 | 0.071376 | 0.073352 | 0 | 0 | 0 | 0 | 0 | 0 | 0.44864 | 0.44864 | 0.44864 | 0.23056 | 0.026234 | 0.73299 | 0
LO3Slow | New | Glass | Commercial | HVAC | 0.00025631 | 0.00013912 | 2.5382 | 161.7427 | 160-170 | >100 | Small Off | ThinTriple_Small Off_GAS | 0.00019139 | 0.0004904 | 0.00092121 | 0.0016451 | 0.0028772 | 0.0055584 | 0.0086162 | 0.013014 | 0.018719 | 0.021926 | 0.027665 | 0.032232 | 0.032297 | 0.038588 | 0.038282 | 0.043173 | 0.044394 | 0.048816 | 0.042418 | 0.044673 | 0.5926 | 0.4665 | 0.24302 | 0.10162 | 0.011684 | 0.26989 | 0
LO3Slow | New | Glass | Commercial | HVAC | 0.00025631 | 0.00013912 | 2.5382 | 149.5713 | 140-150 | >100 | Small Off | ThinTriple_Small Off_HP | 4.1066e-05 | 0.00010523 | 0.00019767 | 0.000353 | 0.00061737 | 0.0011927 | 0.0018488 | 0.0027924 | 0.0040167 | 0.0047047 | 0.005936 | 0.0069162 | 0.0069299 | 0.00828 | 0.0082142 | 0.0092637 | 0.0095257 | 0.010475 | 0.0091017 | 0.0095855 | 0.12715 | 0.1001 | 0.052146 | 0.021805 | 0.002507 | 0.2895 | 0
LO3Slow | New | Glass | Commercial | HVAC | -1.01e-05 | 5.1963e-06 | 0.4536 | 933.4059 | >200 | >100 | Small Off | ThinTriple_Small Off_ER | 1.7124e-05 | 4.3878e-05 | 8.2424e-05 | 0.0001472 | 0.00025744 | 0.00049733 | 0.00077092 | 0.0011644 | 0.0016749 | 0.0019618 | 0.0024752 | 0.0028839 | 0.0028897 | 0.0034526 | 0.0034252 | 0.0038628 | 0.0039721 | 0.0043678 | 0.0037953 | 0.003997 | 0.053022 | 0.041739 | 0.021744 | 0.0090926 | 0.0010454 | 0.046385 | 0
LO3Slow | New | Glass | Commercial | HVAC | 0.0030641 | 0.0012946 | 27.6555 | -40.9315 | <0 | <40 | Hospital | ThinTriple_Hospital_GAS | 0.00091778 | 0.0023753 | 0.0058007 | 0.013812 | 0.023437 | 0.044436 | 0.066077 | 0.080086 | 0.15151 | 0.17632 | 0.22034 | 0.23651 | 0.27093 | 0.28594 | 0.30044 | 0.3112 | 0.32464 | 0.30776 | 0.31675 | 0.31485 | 3.5982 | 3.4541 | 1.8789 | 0.78511 | 0.090778 | 5.7262 | 1
LO3Slow | New | Glass | Commercial | HVAC | 0.0030641 | 0.0012946 | 27.6555 | -4.1369 | <0 | <40 | Hospital | ThinTriple_Hospital_HP | 1.912e-05 | 4.9486e-05 | 0.00012085 | 0.00028775 | 0.00048826 | 0.00092574 | 0.0013766 | 0.0016685 | 0.0031565 | 0.0036733 | 0.0045905 | 0.0049274 | 0.0056445 | 0.0059571 | 0.0062592 | 0.0064834 | 0.0067634 | 0.0064117 | 0.0065989 | 0.0065593 | 0.074963 | 0.071961 | 0.039145 | 0.016357 | 0.0018912 | 3.333 | 1
LO3Slow | New | Glass | Commercial | HVAC | 0.0030641 | 0.0012946 | 27.6555 | -4.1369 | <0 | <40 | Hospital | ThinTriple_Hospital_ER | 1.912e-05 | 4.9486e-05 | 0.00012085 | 0.00028775 | 0.00048826 | 0.00092574 | 0.0013766 | 0.0016685 | 0.0031565 | 0.0036733 | 0.0045905 | 0.0049274 | 0.0056445 | 0.0059571 | 0.0062592 | 0.0064834 | 0.0067634 | 0.0064117 | 0.0065989 | 0.0065593 | 0.074963 | 0.071961 | 0.039145 | 0.016357 | 0.0018912 | 3.333 | 1
LO3Slow | New | Glass | Commercial | HVAC | 0.0010592 | 0.00053319 | 10.1846 | 23.3218 | 20-30 | <40 | Lodging | ThinTriple_Lodging_GAS | 7.5018e-05 | 0.00019163 | 0.00053902 | 0.0015315 | 0.0025003 | 0.0052536 | 0.007897 | 0.0087344 | 0.017457 | 0.019795 | 0.025307 | 0.026526 | 0.031331 | 0.032435 | 0.034618 | 0.035492 | 0.019544 | 0 | 0 | 0 | 0.26923 | 0.26923 | 0.21419 | 0.089282 | 0.010091 | 1.1818 | 1
LO3Slow | New | Glass | Commercial | HVAC | 0.0010592 | 0.00053319 | 10.1846 | 23.3218 | 20-30 | <40 | Lodging | ThinTriple_Lodging_HP | 6.7258e-05 | 0.0001718 | 0.00048326 | 0.0013731 | 0.0022417 | 0.0047101 | 0.0070801 | 0.0078309 | 0.015652 | 0.017748 | 0.022689 | 0.023782 | 0.02809 | 0.029079 | 0.031037 | 0.031821 | 0.017522 | 0 | 0 | 0 | 0.24138 | 0.24138 | 0.19203 | 0.080046 | 0.0090471 | 1.1818 | 1
LO3Slow | New | Glass | Commercial | HVAC | 0.00088962 | 0.00044795 | 8.8578 | 29.9584 | 20-30 | <40 | Lodging | ThinTriple_Lodging_ER | 0.00010124 | 0.00025862 | 0.00072746 | 0.0020669 | 0.0033744 | 0.0070901 | 0.010658 | 0.011788 | 0.02356 | 0.026716 | 0.034153 | 0.035799 | 0.042284 | 0.043773 | 0.04672 | 0.0479 | 0.026377 | 0 | 0 | 0 | 0.36335 | 0.36335 | 0.28907 | 0.12049 | 0.013619 | 1.0253 | 1
LO3Slow | New | Glass | Commercial | HVAC | 0.00090079 | 0.00048163 | 8.867 | 33.3316 | 30-40 | <40 | Residential Care | ThinTriple_Residential Care_GAS | 0.00060416 | 0.0015581 | 0.0043754 | 0.012958 | 0.02074 | 0.045199 | 0.067495 | 0.073916 | 0.14911 | 0.1676 | 0.21711 | 0.22632 | 0.26678 | 0.2753 | 0.19008 | 0 | 0 | 0 | 0 | 0 | 1.7191 | 1.7191 | 1.7191 | 0.76066 | 0.085435 | 0.94728 | 0
LO3Slow | New | Glass | Commercial | HVAC | 0.00084767 | 0.00045493 | 8.4514 | 32.4128 | 30-40 | <40 | Residential Care | ThinTriple_Residential Care_HP | 4.487e-05 | 0.00011572 | 0.00032495 | 0.00096242 | 0.0015403 | 0.0033569 | 0.0050128 | 0.0054897 | 0.011074 | 0.012447 | 0.016125 | 0.016809 | 0.019813 | 0.020446 | 0.014117 | 0 | 0 | 0 | 0 | 0 | 0.12768 | 0.12768 | 0.12768 | 0.056494 | 0.0063452 | 0.96585 | 0
LO3Slow | New | Glass | Commercial | HVAC | 0.00072722 | 0.00039438 | 7.5089 | 39.1152 | 30-40 | <40 | Residential Care | ThinTriple_Residential Care_ER | 0.00011296 | 0.0002913 | 0.00081803 | 0.0024228 | 0.0038776 | 0.0084507 | 0.012619 | 0.01382 | 0.027878 | 0.031334 | 0.040592 | 0.042314 | 0.049877 | 0.051471 | 0.035537 | 0 | 0 | 0 | 0 | 0 | 0.32142 | 0.32142 | 0.32142 | 0.14222 | 0.015973 | 0.85467 | 0
LO3Slow | NR | Glass | Commercial | HVAC | 0.0007258 | 0.00036505 | 6.9767 | 43.5856 | 40-50 | 40-100 | Large Off | ThinTriple_Large Off_GAS | 0.0039154 | 0.01004 | 0.022245 | 0.043526 | 0.076503 | 0.12249 | 0.18076 | 0.24842 | 0.32091 | 0.39296 | 0.45972 | 0.51761 | 0.56473 | 0.60077 | 0.62669 | 0.64416 | 0.65508 | 0.66128 | 0.66424 | 0.66581 | 82.8629 | 7.4819 | 4.1913 | 1.8815 | 0.27872 | 0.79573 | 0
LO3Slow | NR | Glass | Commercial | HVAC | 0.00070907 | 0.00035664 | 6.8458 | 43.7264 | 40-50 | 40-100 | Large Off | ThinTriple_Large Off_HP | 0.00053413 | 0.0013696 | 0.0030346 | 0.0059378 | 0.010437 | 0.016709 | 0.024659 | 0.03389 | 0.043778 | 0.053607 | 0.062715 | 0.070613 | 0.077039 | 0.081956 | 0.085492 | 0.087875 | 0.089366 | 0.090211 | 0.090616 | 0.09083 | 11.3041 | 1.0207 | 0.57177 | 0.25667 | 0.038022 | 0.79431 | 0
LO3Slow | NR | Glass | Commercial | HVAC | 0.00067441 | 0.00033921 | 6.5745 | 46.3965 | 40-50 | 40-100 | Large Off | ThinTriple_Large Off_ER | 0.0020519 | 0.0052614 | 0.011658 | 0.02281 | 0.040092 | 0.064189 | 0.094727 | 0.13019 | 0.16817 | 0.20593 | 0.24092 | 0.27126 | 0.29595 | 0.31484 | 0.32842 | 0.33757 | 0.3433 | 0.34654 | 0.3481 | 0.34892 | 43.4247 | 3.9209 | 2.1965 | 0.986 | 0.14606 | 0.76231 | 0
LO3Slow | NR | Glass | Commercial | HVAC | 0.00079981 | 0.00044336 | 7.9876 | 38.8511 | 30-40 | <40 | Medium Off | ThinTriple_Medium Off_GAS | 0.0025546 | 0.0065504 | 0.014514 | 0.028399 | 0.049915 | 0.079916 | 0.11794 | 0.16208 | 0.20938 | 0.25639 | 0.29995 | 0.33772 | 0.36846 | 0.39197 | 0.40888 | 0.42028 | 0.42741 | 0.43145 | 0.43339 | 0.43441 | 105.5201 | 4.8815 | 2.7346 | 1.2276 | 0.18185 | 0.85168 | 0
LO3Slow | NR | Glass | Commercial | HVAC | 0.00074597 | 0.0004163 | 7.5664 | 38.5619 | 30-40 | <40 | Medium Off | ThinTriple_Medium Off_HP | 0.00063406 | 0.0016259 | 0.0036024 | 0.0070487 | 0.012389 | 0.019836 | 0.029272 | 0.04023 | 0.051969 | 0.063637 | 0.074449 | 0.083824 | 0.091453 | 0.09729 | 0.10149 | 0.10432 | 0.10609 | 0.10709 | 0.10757 | 0.10782 | 26.1909 | 1.2116 | 0.67875 | 0.30469 | 0.045136 | 0.85687 | 0
LO3Slow | NR | Glass | Commercial | HVAC | 0.00061176 | 0.00034883 | 6.5163 | 48.1586 | 40-50 | 40-100 | Medium Off | ThinTriple_Medium Off_ER | 0.00054606 | 0.0014002 | 0.0031024 | 0.0060704 | 0.01067 | 0.017083 | 0.02521 | 0.034647 | 0.044756 | 0.054805 | 0.064116 | 0.07219 | 0.078761 | 0.083787 | 0.087402 | 0.089838 | 0.091362 | 0.092226 | 0.09264 | 0.092859 | 22.5558 | 1.0435 | 0.58455 | 0.26241 | 0.038872 | 0.73299 | 0
LO3Slow | NR | Glass | Commercial | HVAC | 0.00025631 | 0.00013912 | 2.5382 | 161.7427 | 160-170 | >100 | Small Off | ThinTriple_Small Off_GAS | 0.00066557 | 0.0017067 | 0.0037814 | 0.007399 | 0.013005 | 0.020821 | 0.030727 | 0.042229 | 0.054552 | 0.0668 | 0.078149 | 0.08799 | 0.095998 | 0.10212 | 0.10653 | 0.1095 | 0.11136 | 0.11241 | 0.11292 | 0.11318 | 29.7933 | 1.2718 | 0.71248 | 0.31984 | 0.047379 | 0.26989 | 0
LO3Slow | NR | Glass | Commercial | HVAC | 0.00025631 | 0.00013912 | 2.5382 | 149.5713 | 140-150 | >100 | Small Off | ThinTriple_Small Off_HP | 0.00014281 | 0.0003662 | 0.00081139 | 0.0015876 | 0.0027905 | 0.0044677 | 0.0065931 | 0.0090612 | 0.011705 | 0.014333 | 0.016768 | 0.01888 | 0.020598 | 0.021913 | 0.022859 | 0.023496 | 0.023894 | 0.02412 | 0.024228 | 0.024286 | 6.3928 | 0.2729 | 0.15288 | 0.068627 | 0.010166 | 0.2895 | 0
LO3Slow | NR | Glass | Commercial | HVAC | -1.01e-05 | 5.1963e-06 | 0.4536 | 933.4059 | >200 | >100 | Small Off | ThinTriple_Small Off_ER | 5.9551e-05 | 0.0001527 | 0.00033834 | 0.00066201 | 0.0011636 | 0.001863 | 0.0027492 | 0.0037784 | 0.0048809 | 0.0059768 | 0.0069922 | 0.0078727 | 0.0085893 | 0.0091374 | 0.0095317 | 0.0097974 | 0.0099635 | 0.010058 | 0.010103 | 0.010127 | 2.6657 | 0.1138 | 0.063748 | 0.028617 | 0.0042391 | 0.046385 | 0
LO3Slow | NR | Glass | Commercial | HVAC | 0.0030641 | 0.0012946 | 27.6555 | -40.9315 | <0 | <40 | Hospital | ThinTriple_Hospital_GAS | 0.0045901 | 0.011751 | 0.025995 | 0.050782 | 0.089114 | 0.14245 | 0.20988 | 0.28798 | 0.37141 | 0.45407 | 0.53037 | 0.59619 | 0.64941 | 0.68975 | 0.71836 | 0.7372 | 0.7485 | 0.75436 | 0.75653 | 0.7571 | 180.9028 | 8.5858 | 4.8321 | 2.1784 | 0.32468 | 5.7262 | 1
LO3Slow | NR | Glass | Commercial | HVAC | 0.0030641 | 0.0012946 | 27.6555 | -4.1369 | <0 | <40 | Hospital | ThinTriple_Hospital_HP | 9.5628e-05 | 0.00024481 | 0.00054156 | 0.001058 | 0.0018565 | 0.0029676 | 0.0043724 | 0.0059996 | 0.0077378 | 0.0094598 | 0.011049 | 0.012421 | 0.013529 | 0.01437 | 0.014966 | 0.015358 | 0.015594 | 0.015716 | 0.015761 | 0.015773 | 3.7688 | 0.17887 | 0.10067 | 0.045383 | 0.0067641 | 3.333 | 1
LO3Slow | NR | Glass | Commercial | HVAC | 0.0030641 | 0.0012946 | 27.6555 | -4.1369 | <0 | <40 | Hospital | ThinTriple_Hospital_ER | 9.5628e-05 | 0.00024481 | 0.00054156 | 0.001058 | 0.0018565 | 0.0029676 | 0.0043724 | 0.0059996 | 0.0077378 | 0.0094598 | 0.011049 | 0.012421 | 0.013529 | 0.01437 | 0.014966 | 0.015358 | 0.015594 | 0.015716 | 0.015761 | 0.015773 | 3.7688 | 0.17887 | 0.10067 | 0.045383 | 0.0067641 | 3.333 | 1
LO3Slow | NR | Glass | Commercial | HVAC | 0.0010592 | 0.00053319 | 10.1846 | 23.3218 | 20-30 | <40 | Lodging | ThinTriple_Lodging_GAS | 0.00022887 | 0.00058593 | 0.0012962 | 0.0025321 | 0.0044434 | 0.0071026 | 0.010465 | 0.014359 | 0.018519 | 0.022641 | 0.026445 | 0.029727 | 0.032381 | 0.034392 | 0.035819 | 0.036758 | 0.037321 | 0.037614 | 0.037722 | 0.03775 | 13.5356 | 0.4281 | 0.24094 | 0.10862 | 0.016189 | 1.1818 | 1