## AC Saturation
Scenario Name: Climate1_XGO_Base_Freeze ¦ Date: Thu 04/23/2020 ¦ Time: 13:13:44.90 ¦ Path: Q:\MJ\Energy2020423\2020Model ¦ Version: * ¦
Engine | is the model name.
This is the Residential Demand Variables Summary for Northwest.
Area | Housing Type | Fuel/Tech | Enduse | Variable | Descriptor |  | 1986 | 1987 | 1988 | 1989 | 1990 | 1991 | 1992 | 1993 | 1994 | 1995 | 1996 | 1997 | 1998 | 1999 | 2000 | 2001 | 2002 | 2003 | 2004 | 2005 | 2006 | 2007 | 2008 | 2009 | 2010 | 2011 | 2012 | 2013 | 2014 | 2015 | 2016 | 2017 | 2018 | 2019 | 2020 | 2021 | 2022 | 2023 | 2024 | 2025 | 2026 | 2027 | 2028 | 2029 | 2030 | 2031 | 2032 | 2033 | 2034 | 2035 | 2036 | 2037 | 2038 | 2039 | 2040 | 2041 | 2042 | 2043 | 2044 | 2045 | 2046 | 2047 | 2048 | 2049 | 2050
Northwest | Single Family | All | Air Conditioning | DST | Device Saturation | Single Family | 0.3461 | 0.3547 | 0.3633 | 0.3718 | 0.3804 | 0.389 | 0.3975 | 0.4061 | 0.41 | 0.4139 | 0.4178 | 0.4217 | 0.4256 | 0.4295 | 0.4333 | 0.4373 | 0.4412 | 0.445 | 0.449 | 0.4529 | 0.4576 | 0.465 | 0.487 | 0.509 | 0.531 | 0.553 | 0.5772 | 0.5989 | 0.6206 | 0.6423 | 0.664 | 0.6684 | 0.6822 | 0.6963 | 0.7226 | 0.7438 | 0.7695 | 0.7932 | 0.812 | 0.8303 | 0.8482 | 0.8663 | 0.8796 | 0.8931 | 0.9101 | 0.9271 | 0.9434 | 0.9486 | 0.9542 | 0.9602 | 0.9664 | 0.9718 | 0.9769 | 0.98 | 0.98 | 0.98 | 0.98 | 0.98 | 0.98 | 0.98 | 0.98 | 0.98 | 0.98 | 0.98 | 0.98
Northwest | Multi Family | All | Air Conditioning | DST | Device Saturation | Multi Family | 0.0895 | 0.0985 | 0.1076 | 0.1167 | 0.1258 | 0.1349 | 0.1439 | 0.153 | 0.16 | 0.167 | 0.174 | 0.1811 | 0.1881 | 0.195 | 0.2021 | 0.2091 | 0.2161 | 0.2231 | 0.2301 | 0.2371 | 0.2455 | 0.2533 | 0.2661 | 0.279 | 0.2917 | 0.3046 | 0.3174 | 0.3333 | 0.3491 | 0.365 | 0.3809 | 0.388 | 0.4071 | 0.4271 | 0.4599 | 0.4883 | 0.522 | 0.5554 | 0.5906 | 0.6258 | 0.6585 | 0.6828 | 0.7029 | 0.7237 | 0.7463 | 0.7605 | 0.7748 | 0.7876 | 0.8029 | 0.8182 | 0.8352 | 0.8509 | 0.8663 | 0.8833 | 0.8999 | 0.9186 | 0.9265 | 0.9362 | 0.9451 | 0.9529 | 0.9635 | 0.974 | 0.98 | 0.98 | 0.98
Northwest | Other Family | All | Air Conditioning | DST | Device Saturation | Other Family | 0.399 | 0.4113 | 0.4236 | 0.4359 | 0.4483 | 0.4606 | 0.4729 | 0.4851 | 0.4946 | 0.5041 | 0.5136 | 0.523 | 0.5325 | 0.542 | 0.5514 | 0.5609 | 0.5704 | 0.5798 | 0.5893 | 0.5988 | 0.6106 | 0.6213 | 0.6342 | 0.6471 | 0.66 | 0.6729 | 0.6858 | 0.7249 | 0.7554 | 0.7804 | 0.8055 | 0.8106 | 0.8242 | 0.8381 | 0.859 | 0.8716 | 0.8867 | 0.9011 | 0.9155 | 0.93 | 0.9451 | 0.961 | 0.9717 | 0.9777 | 0.98 | 0.98 | 0.98 | 0.98 | 0.98 | 0.98 | 0.98 | 0.98 | 0.98 | 0.98 | 0.98 | 0.98 | 0.98 | 0.98 | 0.98 | 0.98 | 0.98 | 0.98 | 0.98 | 0.98 | 0.98
CanESM2: Climate 1
CCSM4: Climate 2
CNRM: Climate 3
HDD | Climate1_XGO_Base_Freeze | 1986 | 1987 | 1988 | 1989 | 1990 | 1991 | 1992 | 1993 | 1994 | 1995 | 1996 | 1997 | 1998 | 1999 | 2000 | 2001 | 2002 | 2003 | 2004 | 2005 | 2006 | 2007 | 2008 | 2009 | 2010 | 2011 | 2012 | 2013 | 2014 | 2015 | 2016 | 2017 | 2018 | 2019 | 2020 | 2021 | 2022 | 2023 | 2024 | 2025 | 2026 | 2027 | 2028 | 2029 | 2030 | 2031 | 2032 | 2033 | 2034 | 2035 | 2036 | 2037 | 2038 | 2039 | 2040 | 2041 | 2042 | 2043 | 2044 | 2045 | 2046 | 2047 | 2048 | 2049 | 2050 | AAGR 2021-2050
DDAnnual | OREGON | 4780 | 4659 | 4922 | 5174 | 5061 | 5016 | 4307 | 5314 | 4909 | 4561 | 5014 | 4818 | 4809 | 5036 | 5089 | 5023 | 4964 | 4599 | 4599 | 4900 | 4790 | 5120 | 5425 | 5295 | 5065 | 5626 | 5054 | 5416 | 4746 | 4491 | 4864 | 5371 | 4125 | 4438 | 4692 | 4460 | 4598 | 4351 | 4288 | 4369 | 3874 | 4464 | 4781 | 4216 | 3651 | 3913 | 4429 | 4046 | 4303 | 4682 | 4232 | 3858 | 4255 | 3791 | 4310 | 4001 | 3743 | 4208 | 3834 | 4414 | 3815 | 3636 | 3729 | 3577 | 3795 | -0.00575
DDAnnual | WASHINGTON | 5154 | 4914 | 5238 | 5429 | 5379 | 5304 | 4816 | 5546 | 5092 | 4925 | 5647 | 5106 | 4924 | 5343 | 5486 | 5412 | 5411 | 4976 | 5076 | 5268 | 5175 | 5472 | 5836 | 5640 | 5227 | 5929 | 5465 | 5758 | 5251 | 4895 | 5099 | 5816 | 4362 | 4731 | 4969 | 4730 | 4820 | 4587 | 4566 | 4610 | 4131 | 4689 | 5043 | 4548 | 3911 | 4165 | 4639 | 4291 | 4567 | 4899 | 4474 | 4042 | 4502 | 4005 | 4623 | 4268 | 3955 | 4417 | 4096 | 4651 | 4016 | 3883 | 3900 | 3783 | 4019 | -0.0058007
DDAnnual | IDAHO | 6408 | 6166 | 6465 | 6970 | 6570 | 6756 | 6074 | 7370 | 6405 | 6311 | 6629 | 6497 | 6310 | 6493 | 6534 | 6593 | 6821 | 6034 | 6412 | 6599 | 6385 | 6573 | 7259 | 7145 | 6756 | 7156 | 6599 | 7214 | 6524 | 6131 | 6431 | 7012 | 5345 | 5672 | 6204 | 5834 | 5766 | 5531 | 5519 | 5867 | 5041 | 5926 | 6139 | 5433 | 4948 | 5375 | 5907 | 5244 | 5452 | 5899 | 5677 | 4991 | 5537 | 4948 | 5257 | 5156 | 4927 | 5534 | 5151 | 5895 | 4821 | 4909 | 4898 | 4687 | 5003 | -0.005473
DDAnnual | MONTANA | 7591 | 7185 | 7396 | 8312 | 7740 | 7778 | 7366 | 8622 | 7606 | 7952 | 8843 | 7972 | 7485 | 7291 | 7982 | 7623 | 8311 | 7707 | 7619 | 7741 | 7219 | 7690 | 8452 | 8401 | 8236 | 8410 | 7533 | 8554 | 8644 | 7692 | 7859 | 8444 | 6517 | 7023 | 7443 | 7077 | 7050 | 6773 | 6818 | 6961 | 6224 | 7023 | 7449 | 6833 | 6021 | 6405 | 6947 | 6423 | 6764 | 7166 | 6765 | 6023 | 6727 | 6027 | 6779 | 6404 | 5971 | 6621 | 6257 | 7012 | 5949 | 5973 | 5864 | 5719 | 6079 | -0.0054142
| Climate2_XGO_Base_Freeze | 1986 | 1987 | 1988 | 1989 | 1990 | 1991 | 1992 | 1993 | 1994 | 1995 | 1996 | 1997 | 1998 | 1999 | 2000 | 2001 | 2002 | 2003 | 2004 | 2005 | 2006 | 2007 | 2008 | 2009 | 2010 | 2011 | 2012 | 2013 | 2014 | 2015 | 2016 | 2017 | 2018 | 2019 | 2020 | 2021 | 2022 | 2023 | 2024 | 2025 | 2026 | 2027 | 2028 | 2029 | 2030 | 2031 | 2032 | 2033 | 2034 | 2035 | 2036 | 2037 | 2038 | 2039 | 2040 | 2041 | 2042 | 2043 | 2044 | 2045 | 2046 | 2047 | 2048 | 2049 | 2050
DDAnnual | OREGON | 4780 | 4659 | 4922 | 5174 | 5061 | 5016 | 4307 | 5314 | 4909 | 4561 | 5014 | 4818 | 4809 | 5036 | 5089 | 5023 | 4964 | 4599 | 4599 | 4900 | 4790 | 5120 | 5425 | 5295 | 5065 | 5626 | 5054 | 5416 | 4746 | 4491 | 4864 | 5371 | 4652 | 4995 | 5048 | 4676 | 4109 | 4377 | 4752 | 3941 | 4363 | 5209 | 4659 | 4285 | 4636 | 4771 | 4677 | 4296 | 4727 | 4460 | 4162 | 4379 | 4130 | 3932 | 4354 | 4375 | 4073 | 4193 | 4229 | 3709 | 3852 | 4049 | 4130 | 4272 | 4374 | -0.0023816
DDAnnual | WASHINGTON | 5154 | 4914 | 5238 | 5429 | 5379 | 5304 | 4816 | 5546 | 5092 | 4925 | 5647 | 5106 | 4924 | 5343 | 5486 | 5412 | 5411 | 4976 | 5076 | 5268 | 5175 | 5472 | 5836 | 5640 | 5227 | 5929 | 5465 | 5758 | 5251 | 4895 | 5099 | 5816 | 4930 | 5261 | 5426 | 4972 | 4420 | 4676 | 5086 | 4207 | 4632 | 5567 | 4938 | 4541 | 4979 | 5095 | 4991 | 4626 | 4957 | 4764 | 4459 | 4645 | 4376 | 4273 | 4657 | 4637 | 4358 | 4465 | 4524 | 4029 | 4168 | 4394 | 4388 | 4589 | 4676 | -0.0021897
DDAnnual | IDAHO | 6408 | 6166 | 6465 | 6970 | 6570 | 6756 | 6074 | 7370 | 6405 | 6311 | 6629 | 6497 | 6310 | 6493 | 6534 | 6593 | 6821 | 6034 | 6412 | 6599 | 6385 | 6573 | 7259 | 7145 | 6756 | 7156 | 6599 | 7214 | 6524 | 6131 | 6431 | 7012 | 5990 | 6394 | 6619 | 5998 | 5215 | 5977 | 6386 | 5076 | 5459 | 6599 | 5974 | 5615 | 5672 | 5885 | 5750 | 5629 | 6030 | 5600 | 5069 | 5454 | 5291 | 4955 | 5132 | 5509 | 5087 | 5544 | 5437 | 4706 | 4967 | 5023 | 5071 | 5084 | 5493 | -0.0031362
DDAnnual | MONTANA | 7591 | 7185 | 7396 | 8312 | 7740 | 7778 | 7366 | 8622 | 7606 | 7952 | 8843 | 7972 | 7485 | 7291 | 7982 | 7623 | 8311 | 7707 | 7619 | 7741 | 7219 | 7690 | 8452 | 8401 | 8236 | 8410 | 7533 | 8554 | 8644 | 7692 | 7859 | 8444 | 7332 | 7753 | 8137 | 7380 | 6601 | 7153 | 7700 | 6287 | 6817 | 8218 | 7312 | 6811 | 7298 | 7456 | 7293 | 6975 | 7298 | 7045 | 6548 | 6825 | 6513 | 6410 | 6729 | 6845 | 6459 | 6744 | 6779 | 6082 | 6302 | 6544 | 6439 | 6699 | 6931 | -0.0022393
| Climate3_XGO_Base_Freeze | 1986 | 1987 | 1988 | 1989 | 1990 | 1991 | 1992 | 1993 | 1994 | 1995 | 1996 | 1997 | 1998 | 1999 | 2000 | 2001 | 2002 | 2003 | 2004 | 2005 | 2006 | 2007 | 2008 | 2009 | 2010 | 2011 | 2012 | 2013 | 2014 | 2015 | 2016 | 2017 | 2018 | 2019 | 2020 | 2021 | 2022 | 2023 | 2024 | 2025 | 2026 | 2027 | 2028 | 2029 | 2030 | 2031 | 2032 | 2033 | 2034 | 2035 | 2036 | 2037 | 2038 | 2039 | 2040 | 2041 | 2042 | 2043 | 2044 | 2045 | 2046 | 2047 | 2048 | 2049 | 2050
DDAnnual | OREGON | 4780 | 4659 | 4922 | 5174 | 5061 | 5016 | 4307 | 5314 | 4909 | 4561 | 5014 | 4818 | 4809 | 5036 | 5089 | 5023 | 4964 | 4599 | 4599 | 4900 | 4790 | 5120 | 5425 | 5295 | 5065 | 5626 | 5054 | 5416 | 4746 | 4491 | 4864 | 5371 | 4634 | 4702 | 4913 | 5309 | 5098 | 4526 | 4481 | 4313 | 4642 | 4583 | 4495 | 4502 | 4758 | 4669 | 4731 | 4043 | 4239 | 3910 | 3901 | 3948 | 4360 | 3656 | 4895 | 4433 | 4614 | 4953 | 4687 | 4427 | 4112 | 4149 | 4959 | 4820 | 4551 | -0.0054869
DDAnnual | WASHINGTON | 5154 | 4914 | 5238 | 5429 | 5379 | 5304 | 4816 | 5546 | 5092 | 4925 | 5647 | 5106 | 4924 | 5343 | 5486 | 5412 | 5411 | 4976 | 5076 | 5268 | 5175 | 5472 | 5836 | 5640 | 5227 | 5929 | 5465 | 5758 | 5251 | 4895 | 5099 | 5816 | 4899 | 4950 | 5160 | 5561 | 5428 | 4813 | 4749 | 4548 | 4963 | 4863 | 4758 | 4774 | 5058 | 4933 | 4991 | 4291 | 4500 | 4196 | 4157 | 4166 | 4618 | 3905 | 5188 | 4702 | 4907 | 5252 | 4890 | 4737 | 4371 | 4427 | 5206 | 5084 | 4816 | -0.0051238
DDAnnual | IDAHO | 6408 | 6166 | 6465 | 6970 | 6570 | 6756 | 6074 | 7370 | 6405 | 6311 | 6629 | 6497 | 6310 | 6493 | 6534 | 6593 | 6821 | 6034 | 6412 | 6599 | 6385 | 6573 | 7259 | 7145 | 6756 | 7156 | 6599 | 7214 | 6524 | 6131 | 6431 | 7012 | 5866 | 5902 | 6249 | 7052 | 6418 | 5941 | 5773 | 5619 | 6296 | 5987 | 5738 | 5659 | 6331 | 5992 | 6160 | 5292 | 5258 | 5105 | 5163 | 5126 | 5571 | 4993 | 6462 | 5587 | 5777 | 6303 | 5945 | 5663 | 5183 | 5403 | 6423 | 6178 | 5878 | -0.0064823
DDAnnual | MONTANA | 7591 | 7185 | 7396 | 8312 | 7740 | 7778 | 7366 | 8622 | 7606 | 7952 | 8843 | 7972 | 7485 | 7291 | 7982 | 7623 | 8311 | 7707 | 7619 | 7741 | 7219 | 7690 | 8452 | 8401 | 8236 | 8410 | 7533 | 8554 | 8644 | 7692 | 7859 | 8444 | 7207 | 7231 | 7567 | 8269 | 7979 | 7214 | 7064 | 6784 | 7553 | 7266 | 7055 | 7028 | 7612 | 7307 | 7408 | 6451 | 6621 | 6357 | 6309 | 6246 | 6853 | 6043 | 7766 | 6946 | 7221 | 7732 | 7162 | 7059 | 6484 | 6657 | 7697 | 7511 | 7162 | -0.0051199
| Climate4_XGO_Base_Freeze | 1986 | 1987 | 1988 | 1989 | 1990 | 1991 | 1992 | 1993 | 1994 | 1995 | 1996 | 1997 | 1998 | 1999 | 2000 | 2001 | 2002 | 2003 | 2004 | 2005 | 2006 | 2007 | 2008 | 2009 | 2010 | 2011 | 2012 | 2013 | 2014 | 2015 | 2016 | 2017 | 2018 | 2019 | 2020 | 2021 | 2022 | 2023 | 2024 | 2025 | 2026 | 2027 | 2028 | 2029 | 2030 | 2031 | 2032 | 2033 | 2034 | 2035 | 2036 | 2037 | 2038 | 2039 | 2040 | 2041 | 2042 | 2043 | 2044 | 2045 | 2046 | 2047 | 2048 | 2049 | 2050
DDAnnual | OREGON | 4780 | 4659 | 4922 | 5174 | 5061 | 5016 | 4307 | 5314 | 4909 | 4561 | 5014 | 4818 | 4809 | 5036 | 5089 | 5023 | 4964 | 4599 | 4599 | 4900 | 4790 | 5120 | 5425 | 5295 | 5065 | 5626 | 5054 | 5416 | 4746 | 4491 | 4864 | 5371 | 4865 | 4471 | 4691 | 4524 | 4426 | 5237 | 4943 | 4386 | 4498 | 4912 | 4550 | 4401 | 4592 | 4961 | 5887 | 5056 | 4940 | 4593 | 4388 | 4269 | 4438 | 4356 | 4120 | 4240 | 3937 | 4342 | 4401 | 4034 | 3715 | 3784 | 4154 | 3962 | 4696 | 0.0013335
DDAnnual | WASHINGTON | 5154 | 4914 | 5238 | 5429 | 5379 | 5304 | 4816 | 5546 | 5092 | 4925 | 5647 | 5106 | 4924 | 5343 | 5486 | 5412 | 5411 | 4976 | 5076 | 5268 | 5175 | 5472 | 5836 | 5640 | 5227 | 5929 | 5465 | 5758 | 5251 | 4895 | 5099 | 5816 | 5091 | 4723 | 4992 | 4767 | 4640 | 5480 | 5183 | 4581 | 4765 | 5176 | 4793 | 4741 | 4898 | 5208 | 6201 | 5328 | 5229 | 4915 | 4654 | 4487 | 4693 | 4521 | 4374 | 4525 | 4162 | 4663 | 4645 | 4296 | 3935 | 4025 | 4318 | 4170 | 4936 | 0.001245
DDAnnual | IDAHO | 6408 | 6166 | 6465 | 6970 | 6570 | 6756 | 6074 | 7370 | 6405 | 6311 | 6629 | 6497 | 6310 | 6493 | 6534 | 6593 | 6821 | 6034 | 6412 | 6599 | 6385 | 6573 | 7259 | 7145 | 6756 | 7156 | 6599 | 7214 | 6524 | 6131 | 6431 | 7012 | 6143 | 5865 | 6069 | 5773 | 5717 | 6600 | 6350 | 5719 | 6159 | 6289 | 5874 | 5756 | 5951 | 6571 | 7677 | 6507 | 6519 | 5779 | 5690 | 5529 | 5667 | 5809 | 5500 | 5578 | 5197 | 6090 | 5867 | 5353 | 5106 | 5096 | 5423 | 5152 | 6025 | 0.0015271
DDAnnual | MONTANA | 7591 | 7185 | 7396 | 8312 | 7740 | 7778 | 7366 | 8622 | 7606 | 7952 | 8843 | 7972 | 7485 | 7291 | 7982 | 7623 | 8311 | 7707 | 7619 | 7741 | 7219 | 7690 | 8452 | 8401 | 8236 | 8410 | 7533 | 8554 | 8644 | 7692 | 7859 | 8444 | 7431 | 7059 | 7422 | 7045 | 6867 | 7967 | 7628 | 6805 | 7244 | 7610 | 7093 | 7137 | 7312 | 7759 | 9148 | 7852 | 7811 | 7260 | 6936 | 6686 | 6943 | 6759 | 6630 | 6813 | 6283 | 7212 | 6987 | 6500 | 6048 | 6144 | 6416 | 6236 | 7270 | 0.0011234
CanESM2: Climate 1
CCSM4: Climate 2
CNRM: Climate 3
HDD | Climate1_XGO_Base_Freeze | 1986 | 1987 | 1988 | 1989 | 1990 | 1991 | 1992 | 1993 | 1994 | 1995 | 1996 | 1997 | 1998 | 1999 | 2000 | 2001 | 2002 | 2003 | 2004 | 2005 | 2006 | 2007 | 2008 | 2009 | 2010 | 2011 | 2012 | 2013 | 2014 | 2015 | 2016 | 2017 | 2018 | 2019 | 2020 | 2021 | 2022 | 2023 | 2024 | 2025 | 2026 | 2027 | 2028 | 2029 | 2030 | 2031 | 2032 | 2033 | 2034 | 2035 | 2036 | 2037 | 2038 | 2039 | 2040 | 2041 | 2042 | 2043 | 2044 | 2045 | 2046 | 2047 | 2048 | 2049 | 2050 | AAGR 2021-2050
DDAnnual | OREGON | 4780 | 4659 | 4922 | 5174 | 5061 | 5016 | 4307 | 5314 | 4909 | 4561 | 5014 | 4818 | 4809 | 5036 | 5089 | 5023 | 4964 | 4599 | 4599 | 4900 | 4790 | 5120 | 5425 | 5295 | 5065 | 5626 | 5054 | 5416 | 4746 | 4491 | 4864 | 5371 | 4125 | 4438 | 4692 | 4460 | 4598 | 4351 | 4288 | 4369 | 3874 | 4464 | 4781 | 4216 | 3651 | 3913 | 4429 | 4046 | 4303 | 4682 | 4232 | 3858 | 4255 | 3791 | 4310 | 4001 | 3743 | 4208 | 3834 | 4414 | 3815 | 3636 | 3729 | 3577 | 3795 | -0.575%
DDAnnual | WASHINGTON | 5154 | 4914 | 5238 | 5429 | 5379 | 5304 | 4816 | 5546 | 5092 | 4925 | 5647 | 5106 | 4924 | 5343 | 5486 | 5412 | 5411 | 4976 | 5076 | 5268 | 5175 | 5472 | 5836 | 5640 | 5227 | 5929 | 5465 | 5758 | 5251 | 4895 | 5099 | 5816 | 4362 | 4731 | 4969 | 4730 | 4820 | 4587 | 4566 | 4610 | 4131 | 4689 | 5043 | 4548 | 3911 | 4165 | 4639 | 4291 | 4567 | 4899 | 4474 | 4042 | 4502 | 4005 | 4623 | 4268 | 3955 | 4417 | 4096 | 4651 | 4016 | 3883 | 3900 | 3783 | 4019 | -0.5801%
DDAnnual | IDAHO | 6408 | 6166 | 6465 | 6970 | 6570 | 6756 | 6074 | 7370 | 6405 | 6311 | 6629 | 6497 | 6310 | 6493 | 6534 | 6593 | 6821 | 6034 | 6412 | 6599 | 6385 | 6573 | 7259 | 7145 | 6756 | 7156 | 6599 | 7214 | 6524 | 6131 | 6431 | 7012 | 5345 | 5672 | 6204 | 5834 | 5766 | 5531 | 5519 | 5867 | 5041 | 5926 | 6139 | 5433 | 4948 | 5375 | 5907 | 5244 | 5452 | 5899 | 5677 | 4991 | 5537 | 4948 | 5257 | 5156 | 4927 | 5534 | 5151 | 5895 | 4821 | 4909 | 4898 | 4687 | 5003 | -0.5473%
DDAnnual | MONTANA | 7591 | 7185 | 7396 | 8312 | 7740 | 7778 | 7366 | 8622 | 7606 | 7952 | 8843 | 7972 | 7485 | 7291 | 7982 | 7623 | 8311 | 7707 | 7619 | 7741 | 7219 | 7690 | 8452 | 8401 | 8236 | 8410 | 7533 | 8554 | 8644 | 7692 | 7859 | 8444 | 6517 | 7023 | 7443 | 7077 | 7050 | 6773 | 6818 | 6961 | 6224 | 7023 | 7449 | 6833 | 6021 | 6405 | 6947 | 6423 | 6764 | 7166 | 6765 | 6023 | 6727 | 6027 | 6779 | 6404 | 5971 | 6621 | 6257 | 7012 | 5949 | 5973 | 5864 | 5719 | 6079 | -0.5414%
| Climate2_XGO_Base_Freeze | 1986 | 1987 | 1988 | 1989 | 1990 | 1991 | 1992 | 1993 | 1994 | 1995 | 1996 | 1997 | 1998 | 1999 | 2000 | 2001 | 2002 | 2003 | 2004 | 2005 | 2006 | 2007 | 2008 | 2009 | 2010 | 2011 | 2012 | 2013 | 2014 | 2015 | 2016 | 2017 | 2018 | 2019 | 2020 | 2021 | 2022 | 2023 | 2024 | 2025 | 2026 | 2027 | 2028 | 2029 | 2030 | 2031 | 2032 | 2033 | 2034 | 2035 | 2036 | 2037 | 2038 | 2039 | 2040 | 2041 | 2042 | 2043 | 2044 | 2045 | 2046 | 2047 | 2048 | 2049 | 2050
DDAnnual | OREGON | 4780 | 4659 | 4922 | 5174 | 5061 | 5016 | 4307 | 5314 | 4909 | 4561 | 5014 | 4818 | 4809 | 5036 | 5089 | 5023 | 4964 | 4599 | 4599 | 4900 | 4790 | 5120 | 5425 | 5295 | 5065 | 5626 | 5054 | 5416 | 4746 | 4491 | 4864 | 5371 | 4652 | 4995 | 5048 | 4676 | 4109 | 4377 | 4752 | 3941 | 4363 | 5209 | 4659 | 4285 | 4636 | 4771 | 4677 | 4296 | 4727 | 4460 | 4162 | 4379 | 4130 | 3932 | 4354 | 4375 | 4073 | 4193 | 4229 | 3709 | 3852 | 4049 | 4130 | 4272 | 4374 | -0.2382%
DDAnnual | WASHINGTON | 5154 | 4914 | 5238 | 5429 | 5379 | 5304 | 4816 | 5546 | 5092 | 4925 | 5647 | 5106 | 4924 | 5343 | 5486 | 5412 | 5411 | 4976 | 5076 | 5268 | 5175 | 5472 | 5836 | 5640 | 5227 | 5929 | 5465 | 5758 | 5251 | 4895 | 5099 | 5816 | 4930 | 5261 | 5426 | 4972 | 4420 | 4676 | 5086 | 4207 | 4632 | 5567 | 4938 | 4541 | 4979 | 5095 | 4991 | 4626 | 4957 | 4764 | 4459 | 4645 | 4376 | 4273 | 4657 | 4637 | 4358 | 4465 | 4524 | 4029 | 4168 | 4394 | 4388 | 4589 | 4676 | -0.219%
DDAnnual | IDAHO | 6408 | 6166 | 6465 | 6970 | 6570 | 6756 | 6074 | 7370 | 6405 | 6311 | 6629 | 6497 | 6310 | 6493 | 6534 | 6593 | 6821 | 6034 | 6412 | 6599 | 6385 | 6573 | 7259 | 7145 | 6756 | 7156 | 6599 | 7214 | 6524 | 6131 | 6431 | 7012 | 5990 | 6394 | 6619 | 5998 | 5215 | 5977 | 6386 | 5076 | 5459 | 6599 | 5974 | 5615 | 5672 | 5885 | 5750 | 5629 | 6030 | 5600 | 5069 | 5454 | 5291 | 4955 | 5132 | 5509 | 5087 | 5544 | 5437 | 4706 | 4967 | 5023 | 5071 | 5084 | 5493 | -0.3136%
DDAnnual | MONTANA | 7591 | 7185 | 7396 | 8312 | 7740 | 7778 | 7366 | 8622 | 7606 | 7952 | 8843 | 7972 | 7485 | 7291 | 7982 | 7623 | 8311 | 7707 | 7619 | 7741 | 7219 | 7690 | 8452 | 8401 | 8236 | 8410 | 7533 | 8554 | 8644 | 7692 | 7859 | 8444 | 7332 | 7753 | 8137 | 7380 | 6601 | 7153 | 7700 | 6287 | 6817 | 8218 | 7312 | 6811 | 7298 | 7456 | 7293 | 6975 | 7298 | 7045 | 6548 | 6825 | 6513 | 6410 | 6729 | 6845 | 6459 | 6744 | 6779 | 6082 | 6302 | 6544 | 6439 | 6699 | 6931 | -0.2239%
| Climate3_XGO_Base_Freeze | 1986 | 1987 | 1988 | 1989 | 1990 | 1991 | 1992 | 1993 | 1994 | 1995 | 1996 | 1997 | 1998 | 1999 | 2000 | 2001 | 2002 | 2003 | 2004 | 2005 | 2006 | 2007 | 2008 | 2009 | 2010 | 2011 | 2012 | 2013 | 2014 | 2015 | 2016 | 2017 | 2018 | 2019 | 2020 | 2021 | 2022 | 2023 | 2024 | 2025 | 2026 | 2027 | 2028 | 2029 | 2030 | 2031 | 2032 | 2033 | 2034 | 2035 | 2036 | 2037 | 2038 | 2039 | 2040 | 2041 | 2042 | 2043 | 2044 | 2045 | 2046 | 2047 | 2048 | 2049 | 2050
DDAnnual | OREGON | 4780 | 4659 | 4922 | 5174 | 5061 | 5016 | 4307 | 5314 | 4909 | 4561 | 5014 | 4818 | 4809 | 5036 | 5089 | 5023 | 4964 | 4599 | 4599 | 4900 | 4790 | 5120 | 5425 | 5295 | 5065 | 5626 | 5054 | 5416 | 4746 | 4491 | 4864 | 5371 | 4634 | 4702 | 4913 | 5309 | 5098 | 4526 | 4481 | 4313 | 4642 | 4583 | 4495 | 4502 | 4758 | 4669 | 4731 | 4043 | 4239 | 3910 | 3901 | 3948 | 4360 | 3656 | 4895 | 4433 | 4614 | 4953 | 4687 | 4427 | 4112 | 4149 | 4959 | 4820 | 4551 | -0.5487%
DDAnnual | WASHINGTON | 5154 | 4914 | 5238 | 5429 | 5379 | 5304 | 4816 | 5546 | 5092 | 4925 | 5647 | 5106 | 4924 | 5343 | 5486 | 5412 | 5411 | 4976 | 5076 | 5268 | 5175 | 5472 | 5836 | 5640 | 5227 | 5929 | 5465 | 5758 | 5251 | 4895 | 5099 | 5816 | 4899 | 4950 | 5160 | 5561 | 5428 | 4813 | 4749 | 4548 | 4963 | 4863 | 4758 | 4774 | 5058 | 4933 | 4991 | 4291 | 4500 | 4196 | 4157 | 4166 | 4618 | 3905 | 5188 | 4702 | 4907 | 5252 | 4890 | 4737 | 4371 | 4427 | 5206 | 5084 | 4816 | -0.5124%
DDAnnual | IDAHO | 6408 | 6166 | 6465 | 6970 | 6570 | 6756 | 6074 | 7370 | 6405 | 6311 | 6629 | 6497 | 6310 | 6493 | 6534 | 6593 | 6821 | 6034 | 6412 | 6599 | 6385 | 6573 | 7259 | 7145 | 6756 | 7156 | 6599 | 7214 | 6524 | 6131 | 6431 | 7012 | 5866 | 5902 | 6249 | 7052 | 6418 | 5941 | 5773 | 5619 | 6296 | 5987 | 5738 | 5659 | 6331 | 5992 | 6160 | 5292 | 5258 | 5105 | 5163 | 5126 | 5571 | 4993 | 6462 | 5587 | 5777 | 6303 | 5945 | 5663 | 5183 | 5403 | 6423 | 6178 | 5878 | -0.6482%
DDAnnual | MONTANA | 7591 | 7185 | 7396 | 8312 | 7740 | 7778 | 7366 | 8622 | 7606 | 7952 | 8843 | 7972 | 7485 | 7291 | 7982 | 7623 | 8311 | 7707 | 7619 | 7741 | 7219 | 7690 | 8452 | 8401 | 8236 | 8410 | 7533 | 8554 | 8644 | 7692 | 7859 | 8444 | 7207 | 7231 | 7567 | 8269 | 7979 | 7214 | 7064 | 6784 | 7553 | 7266 | 7055 | 7028 | 7612 | 7307 | 7408 | 6451 | 6621 | 6357 | 6309 | 6246 | 6853 | 6043 | 7766 | 6946 | 7221 | 7732 | 7162 | 7059 | 6484 | 6657 | 7697 | 7511 | 7162 | -0.512%
| Climate4_XGO_Base_Freeze | 1986 | 1987 | 1988 | 1989 | 1990 | 1991 | 1992 | 1993 | 1994 | 1995 | 1996 | 1997 | 1998 | 1999 | 2000 | 2001 | 2002 | 2003 | 2004 | 2005 | 2006 | 2007 | 2008 | 2009 | 2010 | 2011 | 2012 | 2013 | 2014 | 2015 | 2016 | 2017 | 2018 | 2019 | 2020 | 2021 | 2022 | 2023 | 2024 | 2025 | 2026 | 2027 | 2028 | 2029 | 2030 | 2031 | 2032 | 2033 | 2034 | 2035 | 2036 | 2037 | 2038 | 2039 | 2040 | 2041 | 2042 | 2043 | 2044 | 2045 | 2046 | 2047 | 2048 | 2049 | 2050
DDAnnual | OREGON | 4780 | 4659 | 4922 | 5174 | 5061 | 5016 | 4307 | 5314 | 4909 | 4561 | 5014 | 4818 | 4809 | 5036 | 5089 | 5023 | 4964 | 4599 | 4599 | 4900 | 4790 | 5120 | 5425 | 5295 | 5065 | 5626 | 5054 | 5416 | 4746 | 4491 | 4864 | 5371 | 4865 | 4471 | 4691 | 4524 | 4426 | 5237 | 4943 | 4386 | 4498 | 4912 | 4550 | 4401 | 4592 | 4961 | 5887 | 5056 | 4940 | 4593 | 4388 | 4269 | 4438 | 4356 | 4120 | 4240 | 3937 | 4342 | 4401 | 4034 | 3715 | 3784 | 4154 | 3962 | 4696 | 0.1334%
DDAnnual | WASHINGTON | 5154 | 4914 | 5238 | 5429 | 5379 | 5304 | 4816 | 5546 | 5092 | 4925 | 5647 | 5106 | 4924 | 5343 | 5486 | 5412 | 5411 | 4976 | 5076 | 5268 | 5175 | 5472 | 5836 | 5640 | 5227 | 5929 | 5465 | 5758 | 5251 | 4895 | 5099 | 5816 | 5091 | 4723 | 4992 | 4767 | 4640 | 5480 | 5183 | 4581 | 4765 | 5176 | 4793 | 4741 | 4898 | 5208 | 6201 | 5328 | 5229 | 4915 | 4654 | 4487 | 4693 | 4521 | 4374 | 4525 | 4162 | 4663 | 4645 | 4296 | 3935 | 4025 | 4318 | 4170 | 4936 | 0.1245%
DDAnnual | IDAHO | 6408 | 6166 | 6465 | 6970 | 6570 | 6756 | 6074 | 7370 | 6405 | 6311 | 6629 | 6497 | 6310 | 6493 | 6534 | 6593 | 6821 | 6034 | 6412 | 6599 | 6385 | 6573 | 7259 | 7145 | 6756 | 7156 | 6599 | 7214 | 6524 | 6131 | 6431 | 7012 | 6143 | 5865 | 6069 | 5773 | 5717 | 6600 | 6350 | 5719 | 6159 | 6289 | 5874 | 5756 | 5951 | 6571 | 7677 | 6507 | 6519 | 5779 | 5690 | 5529 | 5667 | 5809 | 5500 | 5578 | 5197 | 6090 | 5867 | 5353 | 5106 | 5096 | 5423 | 5152 | 6025 | 0.1527%
DDAnnual | MONTANA | 7591 | 7185 | 7396 | 8312 | 7740 | 7778 | 7366 | 8622 | 7606 | 7952 | 8843 | 7972 | 7485 | 7291 | 7982 | 7623 | 8311 | 7707 | 7619 | 7741 | 7219 | 7690 | 8452 | 8401 | 8236 | 8410 | 7533 | 8554 | 8644 | 7692 | 7859 | 8444 | 7431 | 7059 | 7422 | 7045 | 6867 | 7967 | 7628 | 6805 | 7244 | 7610 | 7093 | 7137 | 7312 | 7759 | 9148 | 7852 | 7811 | 7260 | 6936 | 6686 | 6943 | 6759 | 6630 | 6813 | 6283 | 7212 | 6987 | 6500 | 6048 | 6144 | 6416 | 6236 | 7270 | 0.1123%

## Per Capita Consumption
Data Behind Graph Comparing regional and National Energy productivity.
Real GDP millions $2012 dollars | 1997 | 1998 | 1999 | 2000 | 2001 | 2002 | 2003 | 2004 | 2005 | 2006 | 2007 | 2008 | 2009 | 2010 | 2011 | 2012 | 2013 | 2014 | 2015 | 2016 | 2017 | 2018
ID | 37015 | 38791 | 42496 | 47324 | 46062 | 47208 | 48536 | 51241 | 55387 | 57590 | 58703 | 59704 | 57088 | 57907 | 57797 | 57764 | 59831 | 61394 | 63098 | 65535 | 67818 | 70500
MT | 29169 | 30466 | 30598 | 31375 | 31650 | 32527 | 33843 | 35375 | 37077 | 38431 | 40379 | 40162 | 39337 | 40544 | 41473 | 42006 | 42434 | 43174 | 44871 | 44265 | 45029 | 46220
OR | 118539 | 124171 | 126884 | 137802 | 136688 | 139698 | 145585 | 152798 | 158463 | 167912 | 171114 | 173955 | 166653 | 169016 | 173883 | 174493 | 175805 | 181861 | 191999 | 200948 | 208626 | 216562
WA | 271601 | 289102 | 310332 | 312230 | 305055 | 310338 | 316224 | 322003 | 343362 | 356691 | 378205 | 382380 | 372728 | 381253 | 387832 | 400863 | 411141 | 425762 | 444318 | 459754 | 483773 | 511672
US | 11521900 | 12038300 | 12610500 | 13131000 | 13262100 | 13493100 | 13879100 | 14406400 | 14912500 | 15338300 | 15626000 | 15604700 | 15208800 | 15598800 | 15840700 | 16197000 | 16495400 | 16912000 | 17403800 | 17688900 | 18108100 | 18638200
Total energy consumption, billion Btu
State | 1997 | 1998 | 1999 | 2000 | 2001 | 2002 | 2003 | 2004 | 2005 | 2006 | 2007 | 2008 | 2009 | 2010 | 2011 | 2012 | 2013 | 2014 | 2015 | 2016 | 2017 | 2018
ID | 504020 | 507513 | 533204 | 544380 | 503420 | 498672 | 471950 | 503534 | 514313 | 526508 | 541391 | 537298 | 502530 | 519060 | 518348 | 511640 | 527992 | 521358 | 537058 | 538005 | 553515 | 553287
MT | 367605 | 391347 | 395931 | 410631 | 357848 | 381613 | 379721 | 401702 | 422087 | 441656 | 469914 | 456670 | 427247 | 403991 | 403202 | 396061 | 406659 | 405407 | 404183 | 405461 | 421233 | 435230
OR | 1114829 | 1125373 | 1150420 | 1135473 | 1043441 | 1038743 | 1017177 | 1012895 | 1043014 | 1077541 | 1062795 | 1047192 | 1012804 | 981273 | 1007805 | 978305 | 996229 | 992970 | 970894 | 987463 | 1031576 | 1012242
WA | 2149761 | 2229278 | 2316863 | 2248092 | 2029311 | 1876320 | 1880774 | 1943207 | 1977992 | 2084284 | 2049914 | 2041958 | 2031912 | 2042332 | 2069382 | 2047699 | 2045739 | 2021490 | 2010043 | 2073986 | 2098406 | 2078665
US | 94656462 | 94933435 | 96525795 | 98694694 | 96039230 | 97542436 | 97834861 | 100013808 | 100109417 | 99387992 | 100916033 | 98764639 | 93969365 | 97516156 | 96854306 | 94369517 | 97101796 | 98269642 | 97366585 | 97300830 | 97613024 | 101083621
Regional Energy Consumption (TBTU) Per millions $2012 GSP
| 1997 | 1998 | 1999 | 2000 | 2001 | 2002 | 2003 | 2004 | 2005 | 2006 | 2007 | 2008 | 2009 | 2010 | 2011 | 2012 | 2013 | 2014 | 2015 | 2016 | 2017 | 2018
Region | 9.0642 | 8.815 | 8.6152 | 8.2056 | 7.5734 | 7.1641 | 6.8903 | 6.8778 | 6.6591 | 6.6546 | 6.3603 | 6.2224 | 6.2511 | 6.0838 | 6.0497 | 5.8266 | 5.7698 | 5.5339 | 5.2697 | 5.1978 | 5.0975 | 4.828
Nation | 8.2154 | 7.886 | 7.6544 | 7.5162 | 7.2416 | 7.2291 | 7.0491 | 6.9423 | 6.7131 | 6.4797 | 6.4582 | 6.3292 | 6.1786 | 6.2515 | 6.1143 | 5.8264 | 5.8866 | 5.8106 | 5.5946 | 5.5007 | 5.3906 | 5.4235
Total energy consumption per dollar of real gross domestic product, thousand Btu per chained (2012) dollar
State | 1997 | 1998 | 1999 | 2000 | 2001 | 2002 | 2003 | 2004 | 2005 | 2006 | 2007 | 2008 | 2009 | 2010 | 2011 | 2012 | 2013 | 2014 | 2015 | 2016 | 2017 | 2018
ID | 13.62 | 13.08 | 12.55 | 11.5 | 10.93 | 10.56 | 9.72 | 9.83 | 9.29 | 9.14 | 9.22 | 9 | 8.8 | 8.96 | 8.97 | 8.86 | 8.82 | 8.49 | 8.51 | 8.21 | 8.16 | 7.85
MT | 12.6 | 12.85 | 12.94 | 13.09 | 11.31 | 11.73 | 11.22 | 11.36 | 11.38 | 11.49 | 11.64 | 11.37 | 10.86 | 9.96 | 9.72 | 9.43 | 9.58 | 9.39 | 9.01 | 9.16 | 9.35 | 9.42
OR | 9.4 | 9.06 | 9.07 | 8.24 | 7.63 | 7.44 | 6.99 | 6.63 | 6.58 | 6.42 | 6.21 | 6.02 | 6.08 | 5.81 | 5.8 | 5.61 | 5.67 | 5.46 | 5.06 | 4.91 | 4.94 | 4.67
WA | 7.92 | 7.71 | 7.47 | 7.2 | 6.65 | 6.05 | 5.95 | 6.03 | 5.76 | 5.84 | 5.42 | 5.34 | 5.45 | 5.36 | 5.34 | 5.11 | 4.98 | 4.75 | 4.52 | 4.51 | 4.34 | 4.06
US | 8.22 | 7.89 | 7.65 | 7.52 | 7.24 | 7.23 | 7.05 | 6.94 | 6.71 | 6.48 | 6.46 | 6.33 | 6.18 | 6.25 | 6.11 | 5.83 | 5.89 | 5.81 | 5.59 | 5.5 | 5.39 | 5.42
Data Behind Residential Per Capita electricity demand
| Region | RESIDENTIAL | MWa Sales | Residential Electricity | Residential Electricity
Year | Population (1000) | Residential Electricity Sales aMW | Weather Normalized Residential Electricity Sales aMW | Residential Demand for Electrcity per Person | WN Residential Demand for Electrcity per Person
1980 | 8543.014 | 5460 | 5447.545 | 5.614 | 5.6012
1981 | 8664.066 | 5310 | 5391.4342 | 5.3688 | 5.4661
1982 | 8721.189 | 5532 | 5411.6884 | 5.5566 | 5.4507
1983 | 8760.998 | 5155 | 5215.8772 | 5.1544 | 5.2296
1984 | 8830.03 | 5457 | 5350.536 | 5.4286 | 5.3226
1985 | 8894.5 | 5656 | 5315.0321 | 5.5705 | 5.249
1986 | 8952.533 | 5365 | 5440.2717 | 5.2496 | 5.3379
1987 | 9044.806 | 5266 | 5424.4034 | 5.1002 | 5.268
1988 | 9188.778 | 5534 | 5589.1881 | 5.2902 | 5.343
1989 | 9366.654 | 5800 | 5819.7942 | 5.4243 | 5.4578
1990 | 9603.65 | 5822 | 5854.7988 | 5.3106 | 5.3551
1991 | 9836.715 | 6110 | 6166.6322 | 5.4412 | 5.5067
1992 | 10080.184 | 5783 | 6037.244 | 5.0394 | 5.2609
1993 | 10316.965 | 6335 | 6246.1306 | 5.379 | 5.318
1994 | 10530.313 | 6232 | 6393.1235 | 5.1843 | 5.3329
1995 | 10740.796 | 6191 | 6395.6805 | 5.0493 | 5.2305
1996 | 10930.375 | 6564 | 6724.6036 | 5.275 | 5.4041
1997 | 11117.239 | 6365 | 6823.7075 | 5.0154 | 5.3916
1998 | 11282.985 | 6398 | 6414.9968 | 4.9673 | 4.9942
1999 | 11426.323 | 6840 | 6930.7188 | 5.2439 | 5.328
2000 | 11561.276 | 6733 | 6620.7263 | 5.1156 | 5.0303
2001 | 11697.741 | 6592 | 6650.6858 | 4.9365 | 4.9941
2002 | 11831.114 | 6700 | 7019.3642 | 4.9608 | 5.2115
2003 | 11952.598 | 6760 | 6848.9459 | 4.9544 | 5.0333
2004 | 12093.131 | 6693 | 7155.6532 | 4.8615 | 5.1976
2005 | 12270.32 | 6958.8588 | 7236.9013 | 4.9681 | 5.1807
2006 | 12484.767 | 7232.411 | 7195.9499 | 5.0747 | 5.0629
2007 | 12677.121 | 7428.0464 | 7471.0601 | 5.1328 | 5.1767
2008 | 12862.358 | 7628.8493 | 7335.1873 | 5.1957 | 5.0094
2009 | 13028.209 | 7674.2744 | 7436.7995 | 5.1601 | 5.0141
2010 | 13159.662 | 7303.0736 | 7353.9868 | 4.8614 | 4.9087
2011 | 13287.466 | 7575.0835 | 7290.0797 | 4.994 | 4.8193
2012 | 13411.134 | 7353.23 | 7339.7409 | 4.803 | 4.8074
2013 | 13542.084 | 7555.995 | 7427.4003 | 4.8878 | 4.8177
2014 | 13704.823 | 7304.1508 | 7286.92 | 4.6687 | 4.6705
2015 | 13902.39 | 7129.6806 | 7218.7616 | 4.4925 | 4.5611
2016 | 14135.115 | 7184.1152 | 7179.6423 | 4.4522 | 4.4617
2017 | 14353.223 | 7799.6798 | 7409.3525 | 4.7603 | 4.5344
2018 | 14550.38 | 7389.2163 | 7250.6937 | 4.4486 | 4.3772
data behind Per Capita Demand For Electricity (Weather Normalized)
| 1997 | 1998 | 1999 | 2000 | 2001 | 2002 | 2003 | 2004 | 2005 | 2006 | 2007 | 2008 | 2009 | 2010 | 2011 | 2012 | 2013 | 2014 | 2015 | 2016 | 2017 | 2018
Electric Consumption per Capita (kWh/person)(Non-DSI) | 13803.6886 | 13141.0781 | 13422.9952 | 13244.2207 | 12845.7751 | 12579.7758 | 12378.4017 | 12690.7117 | 12479.6799 | 12268.4062 | 12124.7727 | 11802.0867 | 11699.1734 | 12043.8738 | 11858.1488 | 11838.6335 | 11667.9931 | 11548.5509 | 11419.8038 | 11447.7892 | 11058.5956 | 10952.3422
data behind Millions of $2012 GSP per MWH (Weather Normalized) | 1997 | 1998 | 1999 | 2000 | 2001 | 2002 | 2003 | 2004 | 2005 | 2006 | 2007 | 2008 | 2009 | 2010 | 2011 | 2012 | 2013 | 2014 | 2015 | 2016 | 2017 | 2018 | 2018
Total Electric Productivity (Million$GSP/MWh)(Non-DSI) | 2962.4594 | 3242.4153 | 3315.7118 | 3438.3967 | 3438.0962 | 3540.3449 | 3654.3322 | 3630.8557 | 3855.4325 | 4045.1805 | 4233.2115 | 4352.8611 | 4206.8336 | 4129.7418 | 4227.3934 | 4279.7808 | 4386.0035 | 4535.4179 | 4745.0787 | 4852.2561 | 5055.349 | NOT AVAILABLE YET | #VALUE!

## Load Forecasts ---->
in the following tabs, we present current forecast for energy across economic and climate change conditions.
each tab consistes of a set of identifiers that indicate which climate change model results and which economic trajectory is used.

## All Total Energy Table
Regional Load across range of climate change models aMW
SLDC: Northwest - All - Average - Annual - All - System Load with Losses, Net of Cogeneration - aMW -
[71 empty] | AAGR |  |  |  | 2021-2030 Period |  |  | 2031-2040 Period |  |  | 2041-2050 Period
[8 empty] | 1988 | 1989 | 1990 | 1991 | 1992 | 1993 | 1994 | 1995 | 1996 | 1997 | 1998 | 1999 | 2000 | 2001 | 2002 | 2003 | 2004 | 2005 | 2006 | 2007 | 2008 | 2009 | 2010 | 2011 | 2012 | 2013 | 2014 | 2015 | 2016 | 2017 | 2018 | 2019 | 2020 | 2021 | 2022 | 2023 | 2024 | 2025 | 2026 | 2027 | 2028 | 2029 | 2030 | 2031 | 2032 | 2033 | 2034 | 2035 | 2036 | 2037 | 2038 | 2039 | 2040 | 2041 | 2042 | 2043 | 2044 | 2045 | 2046 | 2047 | 2048 | 2049 | 2050 | 2022-2050 | Loads without Climate Change | 2018 | Minimum | Average | Maximum | Minimum | Average | Maximum | Minimum | Average | Maximum
Scenario Name: BaseCase ¦ Date: Thu 07/30/2020 ¦ Time: 10:25:08.56 ¦ Path: Q:\MJ\energy2020July30\2020Model ¦ Version: * ¦ | Northwest | All | Average | Annual | All | SLDC | System Load with Losses, Net of Cogeneration | 19825.93 | 20663.53 | 20903.87 | 21234.59 | 20784.6 | 21066.87 | 20846.92 | 21108.88 | 21796.17 | 21548.16 | 21866.92 | 22339.22 | 22408.36 | 19257.2 | 19800.26 | 19954.14 | 20148.1 | 20817.89 | 20485.23 | 20644.39 | 21322.84 | 20898.41 | 20321.29 | 21067.34 | 20527.18 | 20967.29 | 20752.44 | 20674.76 | 20426.32 | 20792.06 | 20986.79 | 21066.91 | 21472.48 | 21637.96 | 21699.09 | 21680.39 | 21660.52 | 21655.87 | 21638.72 | 21625.48 | 21616.79 | 21610.92 | 21629.36 | 21646.3 | 21672.79 | 21697.58 | 21721.57 | 21753.96 | 21788.16 | 21835.55 | 21880.09 | 21940.86 | 22010.78 | 22086.18 | 22175.75 | 22266.42 | 22372.99 | 22488.28 | 22622.72 | 22772.51 | 22929.05 | 23085.82 | 23199.4 | 0.2391% | Base Economic Growth | 20986.79 | 21610.92 | 21645.51 | 21699.09 | 21646.3 | 21794.764 | 22010.78 | 22086.18 | 22599.912 | 23199.4
Scenario Name: LowCaseScenario ¦ Date: Thu 07/30/2020 ¦ Time: 10:39:56.41 ¦ Path: Q:\MJ\energy2020July30\2020Model ¦ Version: * ¦ | Northwest | All | Average | Annual | All | SLDC | System Load with Losses, Net of Cogeneration | 19825.93 | 20663.53 | 20903.87 | 21234.59 | 20784.6 | 21066.87 | 20846.92 | 21108.88 | 21796.17 | 21548.16 | 21866.92 | 22339.22 | 22408.36 | 19257.2 | 19800.26 | 19954.14 | 20148.1 | 20817.89 | 20485.23 | 20644.39 | 21322.84 | 20898.41 | 20321.29 | 21067.34 | 20527.18 | 20967.29 | 20752.44 | 20674.76 | 20426.32 | 20792.06 | 20986.79 | 21066.91 | 21003.1 | 21046.56 | 20974.55 | 20841.52 | 20703.16 | 20577.83 | 20447.24 | 20333.45 | 20226.11 | 20122.2 | 20056.93 | 19989.89 | 19939.41 | 19891.15 | 19836.18 | 19784.71 | 19723.18 | 19686.22 | 19658.19 | 19655.25 | 19664.3 | 19677.98 | 19707.57 | 19733.46 | 19763.43 | 19807.67 | 19860.91 | 19928.78 | 20006.6 | 20082.63 | 20117.48 | -0.1489% | Low Economic Growth | 20986.79 | 20056.93 | 20532.955 | 21046.56 | 19655.25 | 19782.848 | 19989.89 | 19677.98 | 19868.651 | 20117.48
Scenario Name: HighCaseScenario ¦ Date: Thu 07/30/2020 ¦ Time: 10:53:48.07 ¦ Path: Q:\MJ\energy2020July30\2020Model ¦ Version: * ¦ | Northwest | All | Average | Annual | All | SLDC | System Load with Losses, Net of Cogeneration | 19825.93 | 20663.53 | 20903.87 | 21234.59 | 20784.6 | 21066.87 | 20846.92 | 21108.88 | 21796.17 | 21548.16 | 21866.92 | 22339.22 | 22408.36 | 19257.2 | 19800.26 | 19954.14 | 20148.1 | 20817.89 | 20485.23 | 20644.39 | 21322.84 | 20898.41 | 20321.29 | 21067.34 | 20527.18 | 20967.29 | 20752.44 | 20674.76 | 20426.32 | 20792.06 | 20986.79 | 21066.91 | 21830.46 | 22107.61 | 22299.64 | 22401.34 | 22544.05 | 22673.27 | 22785.82 | 22890 | 22970.21 | 23045.4 | 23153.28 | 23266.29 | 23373.84 | 23470.21 | 23570.33 | 23695.79 | 23833.43 | 23988.4 | 24144.43 | 24305.15 | 24474.66 | 24646.32 | 24835.63 | 25028.26 | 25217.99 | 25420.85 | 25644.74 | 25890.48 | 26148.85 | 26406.22 | 26615.93 | 0.6339% | High Economic Growth | 20986.79 | 22107.61 | 22687.062 | 23153.28 | 23266.29 | 23812.253 | 24474.66 | 24646.32 | 25585.527 | 26615.93
Loads with Direct and Indirect Climate Change Impact
Scenario Name: Climate1_XGO_Base_NoFreeze ¦ Date: Wed 08/12/2020 ¦ Time: 12:54:03.34 ¦ Path: Q:\MJ\energy2020July30\2020Model ¦ Version: * ¦ | Northwest | All | Average | Annual | All | SLDC | System Load with Losses, Net of Cogeneration | 19825.93 | 20663.53 | 20903.87 | 21234.59 | 20784.6 | 21066.87 | 20846.92 | 21108.88 | 21796.17 | 21548.16 | 21866.92 | 22339.22 | 22408.36 | 19257.2 | 19800.26 | 19954.14 | 20148.1 | 20817.89 | 20485.23 | 20644.39 | 21322.84 | 20898.41 | 20321.29 | 21067.34 | 20527.18 | 20967.29 | 20752.44 | 20674.76 | 20426.32 | 20792.06 | 20986.79 | 21066.91 | 21645.34 | 21566.42 | 22078.16 | 21935.77 | 21958.24 | 22066.96 | 21811.07 | 22269.17 | 22173.52 | 21908.68 | 21795.83 | 22073.71 | 22479.87 | 22139.5 | 22567.66 | 22880.53 | 22821.88 | 22515.48 | 22835.64 | 22698.3 | 23106.25 | 23263.92 | 23054.37 | 23829.7 | 23603.12 | 23808.51 | 24091.94 | 24151.72 | 24420.89 | 24581.03 | 25060.45 | 0.4535% | GCM1_Base | 20986.79 | 21566.42 | 21956.382 | 22269.17 | 22073.71 | 22611.882 | 23106.25 | 23054.37 | 23986.565 | 25060.45
Scenario Name: Climate1_XGO_Low_NoFreeze ¦ Date: Wed 08/12/2020 ¦ Time: 13:58:52.82 ¦ Path: Q:\MJ\energy2020July30\2020Model ¦ Version: * ¦ | Northwest | All | Average | Annual | All | SLDC | System Load with Losses, Net of Cogeneration | 19825.93 | 20663.53 | 20903.87 | 21234.59 | 20784.6 | 21066.87 | 20846.92 | 21108.88 | 21796.17 | 21548.16 | 21866.92 | 22339.22 | 22408.36 | 19257.2 | 19800.26 | 19954.14 | 20148.1 | 20817.89 | 20485.23 | 20644.39 | 21322.84 | 20898.41 | 20321.29 | 21067.34 | 20527.18 | 20967.29 | 20752.44 | 20674.76 | 20426.32 | 20792.06 | 20986.79 | 21066.91 | 21172.54 | 20972.2 | 21347.87 | 21091.54 | 20994.69 | 20980.94 | 20611.34 | 20964.72 | 20773.06 | 20410.43 | 20212.1 | 20402.42 | 20727.49 | 20316.57 | 20659.24 | 20884.23 | 20725.33 | 20335.62 | 20577.13 | 20374.03 | 20714.77 | 20805.94 | 20537.93 | 21234.86 | 20930.75 | 21060.89 | 21253.18 | 21226.21 | 21408.95 | 21481.57 | 21862.28 | 0.08507% | GCM1_Low | 20986.79 | 20212.1 | 20835.889 | 21347.87 | 20316.57 | 20571.683 | 20884.23 | 20537.93 | 21180.256 | 21862.28
Scenario Name: Climate1_XGO_High_NoFreeze ¦ Date: Wed 08/12/2020 ¦ Time: 15:07:35.54 ¦ Path: Q:\MJ\energy2020July30\2020Model ¦ Version: * ¦ | Northwest | All | Average | Annual | All | SLDC | System Load with Losses, Net of Cogeneration | 19825.93 | 20663.53 | 20903.87 | 21234.59 | 20784.6 | 21066.87 | 20846.92 | 21108.88 | 21796.17 | 21548.16 | 21866.92 | 22339.22 | 22408.36 | 19257.2 | 19800.26 | 19954.14 | 20148.1 | 20817.89 | 20485.23 | 20644.39 | 21322.84 | 20898.41 | 20321.29 | 21067.34 | 20527.18 | 20967.29 | 20752.44 | 20674.76 | 20426.32 | 20792.06 | 20986.79 | 21066.91 | 22005.18 | 22037.51 | 22683.47 | 22661.33 | 22847.68 | 23092.45 | 22966.1 | 23548.73 | 23540.35 | 23355.21 | 23332.32 | 23711.67 | 24206.66 | 23934.36 | 24449.72 | 24863.2 | 24911.42 | 24707.72 | 25148.89 | 25112.26 | 25632.41 | 25894.99 | 25781.59 | 26682.72 | 26537.45 | 26836.03 | 27220.99 | 27381.65 | 27761.3 | 28029.89 | 28630.98 | 0.8351% | GCM1_High | 20986.79 | 22037.51 | 23006.515 | 23548.73 | 23711.67 | 24667.831 | 25632.41 | 25781.59 | 27075.759 | 28630.98
Scenario Name: Climate2_XGO_Base_NoFreeze ¦ Date: Wed 08/12/2020 ¦ Time: 13:04:48.45 ¦ Path: Q:\MJ\energy2020July30\2020Model ¦ Version: * ¦ | Northwest | All | Average | Annual | All | SLDC | System Load with Losses, Net of Cogeneration | 19825.93 | 20663.53 | 20903.87 | 21234.59 | 20784.6 | 21066.87 | 20846.92 | 21108.88 | 21796.17 | 21548.16 | 21866.92 | 22339.22 | 22408.36 | 19257.2 | 19800.26 | 19954.14 | 20148.1 | 20817.89 | 20485.23 | 20644.39 | 21322.84 | 20898.41 | 20321.29 | 21067.34 | 20527.18 | 20967.29 | 20752.44 | 20674.76 | 20426.32 | 20792.06 | 20986.79 | 21066.91 | 21626.53 | 21530.6 | 21667.93 | 21770.07 | 22033.91 | 21694.03 | 21876.61 | 22268.06 | 22144.82 | 21912.77 | 22078.54 | 22133.47 | 22320.72 | 22308.77 | 22546.31 | 22481.8 | 22509.34 | 22528.06 | 22721.1 | 22678.89 | 22639.43 | 23177.82 | 23385.82 | 23249.32 | 23466.66 | 23570.52 | 23409.54 | 24008.59 | 24272.19 | 24599.86 | 24846.13 | 0.49% | GCM 2_Base | 20986.79 | 21530.6 | 21897.734 | 22268.06 | 22133.47 | 22486.789 | 22721.1 | 23177.82 | 23798.645 | 24846.13
Scenario Name: Climate2_XGO_Low_NoFreeze ¦ Date: Wed 08/12/2020 ¦ Time: 14:10:06.27 ¦ Path: Q:\MJ\energy2020July30\2020Model ¦ Version: * ¦ | Northwest | All | Average | Annual | All | SLDC | System Load with Losses, Net of Cogeneration | 19825.93 | 20663.53 | 20903.87 | 21234.59 | 20784.6 | 21066.87 | 20846.92 | 21108.88 | 21796.17 | 21548.16 | 21866.92 | 22339.22 | 22408.36 | 19257.2 | 19800.26 | 19954.14 | 20148.1 | 20817.89 | 20485.23 | 20644.39 | 21322.84 | 20898.41 | 20321.29 | 21067.34 | 20527.18 | 20967.29 | 20752.44 | 20674.76 | 20426.32 | 20792.06 | 20986.79 | 21066.91 | 21155.05 | 20937.93 | 20940.61 | 20927.37 | 21071.25 | 20609.99 | 20679.16 | 20967.61 | 20742.82 | 20414.26 | 20495.21 | 20464.76 | 20570.7 | 20484.5 | 20640.21 | 20490.12 | 20416.7 | 20349.57 | 20463.5 | 20354.72 | 20256.08 | 20723.6 | 20865.55 | 20664.1 | 20797.96 | 20824.27 | 20583.3 | 21087.73 | 21265.41 | 21503.66 | 21655.62 | 0.12% | GCM 2_Low | 20986.79 | 20414.26 | 20778.621 | 21071.25 | 20256.08 | 20449.086 | 20640.21 | 20583.3 | 20997.12 | 21655.62
Scenario Name: Climate2_XGO_High_NoFreeze ¦ Date: Wed 08/12/2020 ¦ Time: 15:19:27.25 ¦ Path: Q:\MJ\energy2020July30\2020Model ¦ Version: * ¦ | Northwest | All | Average | Annual | All | SLDC | System Load with Losses, Net of Cogeneration | 19825.93 | 20663.53 | 20903.87 | 21234.59 | 20784.6 | 21066.87 | 20846.92 | 21108.88 | 21796.17 | 21548.16 | 21866.92 | 22339.22 | 22408.36 | 19257.2 | 19800.26 | 19954.14 | 20148.1 | 20817.89 | 20485.23 | 20644.39 | 21322.84 | 20898.41 | 20321.29 | 21067.34 | 20527.18 | 20967.29 | 20752.44 | 20674.76 | 20426.32 | 20792.06 | 20986.79 | 21066.91 | 21985.76 | 22000.75 | 22270.23 | 22494.36 | 22923.44 | 22716.52 | 23030.45 | 23544.95 | 23513.1 | 23359.7 | 23617.31 | 23770.39 | 24044.8 | 24106.01 | 24425.98 | 24456.62 | 24592.53 | 24719.99 | 25032.01 | 25093 | 25151.43 | 25801.73 | 26119.5 | 26085.29 | 26394.54 | 26594.5 | 26516.85 | 27229.43 | 27603.29 | 28043.24 | 28403.36 | 0.8726% | GCM 2_High | 20986.79 | 22000.75 | 22947.081 | 23617.31 | 23770.39 | 24539.276 | 25151.43 | 25801.73 | 26879.173 | 28403.36
Scenario Name: Climate3_XGO_Base_NoFreeze ¦ Date: Wed 08/12/2020 ¦ Time: 13:15:27.46 ¦ Path: Q:\MJ\energy2020July30\2020Model ¦ Version: * ¦ | Northwest | All | Average | Annual | All | SLDC | System Load with Losses, Net of Cogeneration | 19825.93 | 20663.53 | 20903.87 | 21234.59 | 20784.6 | 21066.87 | 20846.92 | 21108.88 | 21796.17 | 21548.16 | 21866.92 | 22339.22 | 22408.36 | 19257.2 | 19800.26 | 19954.14 | 20148.1 | 20817.89 | 20485.23 | 20644.39 | 21322.84 | 20898.41 | 20321.29 | 21067.34 | 20527.18 | 20967.29 | 20752.44 | 20674.76 | 20426.32 | 20792.06 | 20986.79 | 21066.91 | 21519.9 | 21903.28 | 22112.53 | 21965.87 | 21784.26 | 21598.15 | 22081.21 | 22138.87 | 22187.51 | 22017.7 | 22372.39 | 22357.86 | 22534.02 | 22140.11 | 22163.95 | 22568.01 | 22271.97 | 22342.81 | 22618.29 | 22655.85 | 23340.32 | 23031.96 | 23302.08 | 23755.48 | 23674.45 | 23668.58 | 23650.86 | 24043.24 | 24710.91 | 25111.7 | 24807.84 | 0.4116% | GCM 3_Base | 20986.79 | 21598.15 | 22016.177 | 22372.39 | 22140.11 | 22499.319 | 23340.32 | 23031.96 | 23975.71 | 25111.7
Scenario Name: Climate3_XGO_Low_NoFreeze ¦ Date: Wed 08/12/2020 ¦ Time: 14:21:42.35 ¦ Path: Q:\MJ\energy2020July30\2020Model ¦ Version: * ¦ | Northwest | All | Average | Annual | All | SLDC | System Load with Losses, Net of Cogeneration | 19825.93 | 20663.53 | 20903.87 | 21234.59 | 20784.6 | 21066.87 | 20846.92 | 21108.88 | 21796.17 | 21548.16 | 21866.92 | 22339.22 | 22408.36 | 19257.2 | 19800.26 | 19954.14 | 20148.1 | 20817.89 | 20485.23 | 20644.39 | 21322.84 | 20898.41 | 20321.29 | 21067.34 | 20527.18 | 20967.29 | 20752.44 | 20674.76 | 20426.32 | 20792.06 | 20986.79 | 21066.91 | 21049.25 | 21309.18 | 21385.11 | 21121.67 | 20823.76 | 20518.04 | 20881.13 | 20836.21 | 20784.63 | 20520.35 | 20785.19 | 20685.79 | 20781.31 | 20316.68 | 20260.84 | 20573.13 | 20182.29 | 20165.15 | 20363.18 | 20331.41 | 20947.22 | 20580.03 | 20784.38 | 21163.57 | 21004.55 | 20923.89 | 20821.15 | 21121.57 | 21696.93 | 22006.22 | 21617.31 | 0.03858% | GCM 3_Low | 20986.79 | 20518.04 | 20896.527 | 21385.11 | 20165.15 | 20460.7 | 20947.22 | 20580.03 | 21171.96 | 22006.22
Scenario Name: Climate3_XGO_High_NoFreeze ¦ Date: Wed 08/12/2020 ¦ Time: 15:31:01.78 ¦ Path: Q:\MJ\energy2020July30\2020Model ¦ Version: * ¦ | Northwest | All | Average | Annual | All | SLDC | System Load with Losses, Net of Cogeneration | 19825.93 | 20663.53 | 20903.87 | 21234.59 | 20784.6 | 21066.87 | 20846.92 | 21108.88 | 21796.17 | 21548.16 | 21866.92 | 22339.22 | 22408.36 | 19257.2 | 19800.26 | 19954.14 | 20148.1 | 20817.89 | 20485.23 | 20644.39 | 21322.84 | 20898.41 | 20321.29 | 21067.34 | 20527.18 | 20967.29 | 20752.44 | 20674.76 | 20426.32 | 20792.06 | 20986.79 | 21066.91 | 21878.52 | 22375.02 | 22716.2 | 22691.7 | 22671.17 | 22617.69 | 23238.52 | 23416.52 | 23556.47 | 23463.82 | 23916.82 | 23998.9 | 24262.16 | 23935.45 | 24037.89 | 24546.12 | 24350.17 | 24532.16 | 24926.48 | 25069.65 | 25870.61 | 25652.53 | 26032.58 | 26604.3 | 26604.89 | 26690.19 | 26764.02 | 27265.81 | 28057.35 | 28572.65 | 28367.29 | 0.7966% | GCM 3_High | 20986.79 | 22375.02 | 23066.393 | 23916.82 | 23935.45 | 24552.959 | 25870.61 | 25652.53 | 27061.161 | 28572.65
Scenario Name: Climate1_XGO_Base_Freeze ¦ Date: Wed 08/12/2020 ¦ Time: 16:17:29.68 ¦ Path: Q:\MJ\energy2020July30\2020Model ¦ Version: * ¦ | Northwest | All | Average | Annual | All | SLDC | System Load with Losses, Net of Cogeneration | 19825.93 | 20663.53 | 20903.87 | 21234.59 | 20784.6 | 21066.87 | 20846.92 | 21108.88 | 21796.17 | 21548.16 | 21866.92 | 22339.22 | 22408.36 | 19257.2 | 19800.26 | 19954.14 | 20148.1 | 20817.89 | 20485.23 | 20644.39 | 21322.84 | 20898.41 | 20321.29 | 21067.34 | 20527.18 | 20967.29 | 20752.44 | 20674.76 | 20426.32 | 20792.06 | 20986.79 | 21066.91 | 21645.34 | 21566.42 | 22081.01 | 21943.16 | 21972.32 | 22089.42 | 21843.02 | 22312.99 | 22227.47 | 21974.07 | 21874.87 | 22167.06 | 22589.43 | 22260.8 | 22707.98 | 23038.96 | 22995.59 | 22699.97 | 23036.55 | 22914.32 | 23339.96 | 23519.37 | 23320.27 | 24129.22 | 23912.02 | 24127.57 | 24449.35 | 24524.31 | 24818.94 | 25001.36 | 25511.29 | 0.5171% | GCM1_Base_FE | 20986.79 | 21566.42 | 21988.475 | 22312.99 | 22167.06 | 22775.062 | 23339.96 | 23320.27 | 24331.37 | 25511.29
Scenario Name: Climate1_XGO_Low_Freeze ¦ Date: Wed 08/12/2020 ¦ Time: 17:22:25.44 ¦ Path: Q:\MJ\energy2020July30\2020Model ¦ Version: * ¦ | Northwest | All | Average | Annual | All | SLDC | System Load with Losses, Net of Cogeneration | 19825.93 | 20663.53 | 20903.87 | 21234.59 | 20784.6 | 21066.87 | 20846.92 | 21108.88 | 21796.17 | 21548.16 | 21866.92 | 22339.22 | 22408.36 | 19257.2 | 19800.26 | 19954.14 | 20148.1 | 20817.89 | 20485.23 | 20644.39 | 21322.84 | 20898.41 | 20321.29 | 21067.34 | 20527.18 | 20967.29 | 20752.44 | 20674.76 | 20426.32 | 20792.06 | 20986.79 | 21066.91 | 21172.54 | 20972.2 | 21350.65 | 21098.71 | 21008.28 | 21002.57 | 20642.07 | 21006.86 | 20824.88 | 20473.12 | 20287.76 | 20491.63 | 20832.11 | 20432.15 | 20792.79 | 21034.76 | 20890.71 | 20511.41 | 20768.89 | 20580.47 | 20938.46 | 21050.71 | 20792.63 | 21522.14 | 21226.43 | 21365.85 | 21594.78 | 21581.66 | 21788.34 | 21881.67 | 22291.19 | 0.1541% | GCM1_Low_FE | 20986.79 | 20287.76 | 20866.71 | 21350.65 | 20432.15 | 20727.338 | 21034.76 | 20792.63 | 21509.54 | 22291.19
Scenario Name: Climate1_XGO_High_Freeze ¦ Date: Wed 08/12/2020 ¦ Time: 18:27:55.80 ¦ Path: Q:\MJ\energy2020July30\2020Model ¦ Version: * ¦ | Northwest | All | Average | Annual | All | SLDC | System Load with Losses, Net of Cogeneration | 19825.93 | 20663.53 | 20903.87 | 21234.59 | 20784.6 | 21066.87 | 20846.92 | 21108.88 | 21796.17 | 21548.16 | 21866.92 | 22339.22 | 22408.36 | 19257.2 | 19800.26 | 19954.14 | 20148.1 | 20817.89 | 20485.23 | 20644.39 | 21322.84 | 20898.41 | 20321.29 | 21067.34 | 20527.18 | 20967.29 | 20752.44 | 20674.76 | 20426.32 | 20792.06 | 20986.79 | 21066.91 | 22005.18 | 22037.51 | 22686.41 | 22669 | 22862.35 | 23115.95 | 22999.72 | 23595.03 | 23597.41 | 23424.42 | 23416.05 | 23810.72 | 24322.9 | 24063.18 | 24598.63 | 25031.55 | 25095.95 | 24903.94 | 25362.71 | 25342.36 | 25881.63 | 26167.54 | 26065.98 | 27002.77 | 26868.12 | 27178.26 | 27604 | 27781.82 | 28189.26 | 28482.51 | 29116.68 | 0.8952% | GCM1_High_FE | 20986.79 | 22037.51 | 23040.385 | 23597.41 | 23810.72 | 24841.357 | 25881.63 | 26065.98 | 27445.694 | 29116.68
Scenario Name: Climate2_XGO_Base_Freeze ¦ Date: Wed 08/12/2020 ¦ Time: 16:28:06.97 ¦ Path: Q:\MJ\energy2020July30\2020Model ¦ Version: * ¦ | Northwest | All | Average | Annual | All | SLDC | System Load with Losses, Net of Cogeneration | 19825.93 | 20663.53 | 20903.87 | 21234.59 | 20784.6 | 21066.87 | 20846.92 | 21108.88 | 21796.17 | 21548.16 | 21866.92 | 22339.22 | 22408.36 | 19257.2 | 19800.26 | 19954.14 | 20148.1 | 20817.89 | 20485.23 | 20644.39 | 21322.84 | 20898.41 | 20321.29 | 21067.34 | 20527.18 | 20967.29 | 20752.44 | 20674.76 | 20426.32 | 20792.06 | 20986.79 | 21066.91 | 21626.53 | 21530.6 | 21670.68 | 21777.24 | 22047.74 | 21715.95 | 21908.2 | 22310.46 | 22198.63 | 21978.01 | 22156.78 | 22224.19 | 22427.03 | 22430.96 | 22684.07 | 22634.58 | 22677.59 | 22707.26 | 22920.9 | 22892.05 | 22859.72 | 23427.85 | 23660.51 | 23526.63 | 23764.12 | 23893.47 | 23732.22 | 24367.42 | 24654.79 | 25005.93 | 25270.67 | 0.5504% | GCM 2_Base_FE | 20986.79 | 21530.6 | 21929.429 | 22310.46 | 22224.19 | 22645.835 | 22920.9 | 23427.85 | 24130.361 | 25270.67
Scenario Name: Climate2_XGO_Low_Freeze ¦ Date: Wed 08/12/2020 ¦ Time: 17:33:26.32 ¦ Path: Q:\MJ\energy2020July30\2020Model ¦ Version: * ¦ | Northwest | All | Average | Annual | All | SLDC | System Load with Losses, Net of Cogeneration | 19825.93 | 20663.53 | 20903.87 | 21234.59 | 20784.6 | 21066.87 | 20846.92 | 21108.88 | 21796.17 | 21548.16 | 21866.92 | 22339.22 | 22408.36 | 19257.2 | 19800.26 | 19954.14 | 20148.1 | 20817.89 | 20485.23 | 20644.39 | 21322.84 | 20898.41 | 20321.29 | 21067.34 | 20527.18 | 20967.29 | 20752.44 | 20674.76 | 20426.32 | 20792.06 | 20986.79 | 21066.91 | 21155.05 | 20937.93 | 20943.29 | 20934.3 | 21084.6 | 20631.09 | 20709.54 | 21008.35 | 20794.5 | 20476.79 | 20570.1 | 20551.37 | 20672.1 | 20600.97 | 20771.24 | 20635.07 | 20576.69 | 20520.15 | 20654.16 | 20558.34 | 20466.57 | 20963.07 | 21128.92 | 20929.55 | 21082.42 | 21133.01 | 20890.83 | 21429.72 | 21629.72 | 21889.9 | 22058.88 | 0.1855% | GCM 2_Low_FE | 20986.79 | 20476.79 | 20809.049 | 21084.6 | 20466.57 | 20600.666 | 20771.24 | 20890.83 | 21313.602 | 22058.88
Scenario Name: Climate2_XGO_High_Freeze ¦ Date: Wed 08/12/2020 ¦ Time: 18:38:34.10 ¦ Path: Q:\MJ\energy2020July30\2020Model ¦ Version: * ¦ | Northwest | All | Average | Annual | All | SLDC | System Load with Losses, Net of Cogeneration | 19825.93 | 20663.53 | 20903.87 | 21234.59 | 20784.6 | 21066.87 | 20846.92 | 21108.88 | 21796.17 | 21548.16 | 21866.92 | 22339.22 | 22408.36 | 19257.2 | 19800.26 | 19954.14 | 20148.1 | 20817.89 | 20485.23 | 20644.39 | 21322.84 | 20898.41 | 20321.29 | 21067.34 | 20527.18 | 20967.29 | 20752.44 | 20674.76 | 20426.32 | 20792.06 | 20986.79 | 21066.91 | 21985.76 | 22000.75 | 22273.06 | 22501.8 | 22937.86 | 22739.48 | 23063.7 | 23589.79 | 23570.03 | 23428.75 | 23700.24 | 23866.75 | 24157.73 | 24235.73 | 24572.26 | 24619.19 | 24771.48 | 24910.81 | 25244.7 | 25320.19 | 25386.81 | 26068.57 | 26412.83 | 26382.47 | 26713.37 | 26940.8 | 26864.08 | 27615.26 | 28015.15 | 28480.93 | 28861.68 | 0.9298% | GCM 2_High_FE | 20986.79 | 22000.75 | 22980.546 | 23700.24 | 23866.75 | 24708.565 | 25386.81 | 26068.57 | 27235.514 | 28861.68
Scenario Name: Climate3_XGO_Base_Freeze ¦ Date: Wed 08/12/2020 ¦ Time: 16:38:58.68 ¦ Path: Q:\MJ\energy2020July30\2020Model ¦ Version: * ¦ | Northwest | All | Average | Annual | All | SLDC | System Load with Losses, Net of Cogeneration | 19825.93 | 20663.53 | 20903.87 | 21234.59 | 20784.6 | 21066.87 | 20846.92 | 21108.88 | 21796.17 | 21548.16 | 21866.92 | 22339.22 | 22408.36 | 19257.2 | 19800.26 | 19954.14 | 20148.1 | 20817.89 | 20485.23 | 20644.39 | 21322.84 | 20898.41 | 20321.29 | 21067.34 | 20527.18 | 20967.29 | 20752.44 | 20674.76 | 20426.32 | 20792.06 | 20986.79 | 21066.91 | 21519.9 | 21903.28 | 22115.31 | 21973.17 | 21797.93 | 21619.53 | 22112.82 | 22181.76 | 22242.06 | 22083.48 | 22452.46 | 22451.42 | 22642.54 | 22261.52 | 22298.63 | 22726.35 | 22437.32 | 22521.82 | 22812.42 | 22871.82 | 23573.11 | 23275.48 | 23564.05 | 24039.39 | 23973.58 | 23982.35 | 23981.2 | 24400.84 | 25092.48 | 25530.11 | 25221.2 | 0.4704% | GCM 3_Base_FE | 20986.79 | 21619.53 | 22048.18 | 22452.46 | 22261.52 | 22659.695 | 23573.11 | 23275.48 | 24306.068 | 25530.11
Scenario Name: Climate3_XGO_Low_Freeze ¦ Date: Wed 08/12/2020 ¦ Time: 17:44:14.68 ¦ Path: Q:\MJ\energy2020July30\2020Model ¦ Version: * ¦ | Northwest | All | Average | Annual | All | SLDC | System Load with Losses, Net of Cogeneration | 19825.93 | 20663.53 | 20903.87 | 21234.59 | 20784.6 | 21066.87 | 20846.92 | 21108.88 | 21796.17 | 21548.16 | 21866.92 | 22339.22 | 22408.36 | 19257.2 | 19800.26 | 19954.14 | 20148.1 | 20817.89 | 20485.23 | 20644.39 | 21322.84 | 20898.41 | 20321.29 | 21067.34 | 20527.18 | 20967.29 | 20752.44 | 20674.76 | 20426.32 | 20792.06 | 20986.79 | 21066.91 | 21049.25 | 21309.18 | 21387.83 | 21128.74 | 20836.96 | 20538.61 | 20911.52 | 20877.42 | 20837.03 | 20583.42 | 20861.88 | 20775.21 | 20884.91 | 20432.37 | 20388.82 | 20723.54 | 20339.43 | 20335.54 | 20548.28 | 20537.8 | 21170.02 | 20813.09 | 21035.24 | 21435.51 | 21290.7 | 21223.67 | 21136.2 | 21462.35 | 22060.24 | 22404.54 | 22009.59 | 0.1024% | GCM 3_Low_FE | 20986.79 | 20538.61 | 20927.259 | 21387.83 | 20335.54 | 20613.592 | 21170.02 | 20813.09 | 21487.113 | 22404.54
Scenario Name: Climate3_XGO_High_Freeze ¦ Date: Wed 08/12/2020 ¦ Time: 18:49:23.12 ¦ Path: Q:\MJ\energy2020July30\2020Model ¦ Version: * ¦ | Northwest | All | Average | Annual | All | SLDC | System Load with Losses, Net of Cogeneration | 19825.93 | 20663.53 | 20903.87 | 21234.59 | 20784.6 | 21066.87 | 20846.92 | 21108.88 | 21796.17 | 21548.16 | 21866.92 | 22339.22 | 22408.36 | 19257.2 | 19800.26 | 19954.14 | 20148.1 | 20817.89 | 20485.23 | 20644.39 | 21322.84 | 20898.41 | 20321.29 | 21067.34 | 20527.18 | 20967.29 | 20752.44 | 20674.76 | 20426.32 | 20792.06 | 20986.79 | 21066.91 | 21878.52 | 22375.02 | 22719.07 | 22699.29 | 22685.44 | 22640.1 | 23271.79 | 23461.87 | 23614.15 | 23533.4 | 24001.62 | 24098.17 | 24377.36 | 24064.38 | 24181.03 | 24714.37 | 24526.14 | 24722.8 | 25133.37 | 25299.73 | 26118.86 | 25912.7 | 26312.87 | 26908.29 | 26925.35 | 27026.9 | 27119.08 | 27650.41 | 28468.33 | 29023.17 | 28814.29 | 0.8524% | GCM 3_High_FE | 20986.79 | 22375.02 | 23100.175 | 24001.62 | 24064.38 | 24723.621 | 26118.86 | 25912.7 | 27416.139 | 29023.17
Loads without Indirect Climate Change Impact
Scenario Name: Climate1_NoXGO_Base_NoFreeze ¦ Date: Wed 08/12/2020 ¦ Time: 12:21:26.92 ¦ Path: Q:\MJ\energy2020July30\2020Model ¦ Version: * ¦ | Northwest | All | Average | Annual | All | SLDC | System Load with Losses, Net of Cogeneration | 19825.93 | 20663.53 | 20903.87 | 21234.59 | 20784.6 | 21066.87 | 20846.92 | 21108.88 | 21796.17 | 21548.16 | 21866.92 | 22339.22 | 22408.36 | 19257.2 | 19800.26 | 19954.14 | 20148.1 | 20817.89 | 20485.23 | 20644.39 | 21322.84 | 20898.41 | 20321.29 | 21067.34 | 20527.18 | 20967.29 | 20752.44 | 20674.76 | 20426.32 | 20792.06 | 20986.79 | 21066.91 | 21645.34 | 21566.42 | 21837.18 | 21667.14 | 21657.61 | 21730.89 | 21449.89 | 21858.37 | 21731.17 | 21444.84 | 21300.12 | 21525.47 | 21871.24 | 21506.62 | 21875.52 | 22128.76 | 22031.21 | 21702.15 | 21961.78 | 21792.33 | 22131.14 | 22234.07 | 22004.92 | 22690.97 | 22444.51 | 22594.59 | 22820.83 | 22836.68 | 23047.5 | 23157.85 | 23493.61 | 0.2615% | Climate1_without secondary Impact_Base | 20986.79 | 21300.12 | 21624.363 | 21858.37 | 21506.62 | 21852.622 | 22131.14 | 22004.92 | 22732.553 | 23493.61
Scenario Name: Climate1_NoXGO_Low_NoFreeze ¦ Date: Wed 08/12/2020 ¦ Time: 13:26:15.24 ¦ Path: Q:\MJ\energy2020July30\2020Model ¦ Version: * ¦ | Northwest | All | Average | Annual | All | SLDC | System Load with Losses, Net of Cogeneration | 19825.93 | 20663.53 | 20903.87 | 21234.59 | 20784.6 | 21066.87 | 20846.92 | 21108.88 | 21796.17 | 21548.16 | 21866.92 | 22339.22 | 22408.36 | 19257.2 | 19800.26 | 19954.14 | 20148.1 | 20817.89 | 20485.23 | 20644.39 | 21322.84 | 20898.41 | 20321.29 | 21067.34 | 20527.18 | 20967.29 | 20752.44 | 20674.76 | 20426.32 | 20792.06 | 20986.79 | 21066.91 | 21172.54 | 20972.2 | 21107.84 | 20824.4 | 20696.46 | 20648.29 | 20254.63 | 20559.62 | 20337.59 | 19954.64 | 19726.21 | 19866.03 | 20132.57 | 19699.06 | 19984.71 | 20152.76 | 19959.32 | 19550.86 | 19736.04 | 19504.99 | 19780.01 | 19819.79 | 19535.49 | 20148.14 | 19829.32 | 19909.58 | 20051.07 | 19986.61 | 20117.7 | 20147.22 | 20400.43 | -0.1217% | Climate1_without secondary Impact_Low | 20986.79 | 19726.21 | 20508.188 | 21107.84 | 19504.99 | 19836.635 | 20152.76 | 19535.49 | 19994.535 | 20400.43
Scenario Name: Climate1_NoXGO_High_NoFreeze ¦ Date: Wed 08/12/2020 ¦ Time: 14:32:50.50 ¦ Path: Q:\MJ\energy2020July30\2020Model ¦ Version: * ¦ | Northwest | All | Average | Annual | All | SLDC | System Load with Losses, Net of Cogeneration | 19825.93 | 20663.53 | 20903.87 | 21234.59 | 20784.6 | 21066.87 | 20846.92 | 21108.88 | 21796.17 | 21548.16 | 21866.92 | 22339.22 | 22408.36 | 19257.2 | 19800.26 | 19954.14 | 20148.1 | 20817.89 | 20485.23 | 20644.39 | 21322.84 | 20898.41 | 20321.29 | 21067.34 | 20527.18 | 20967.29 | 20752.44 | 20674.76 | 20426.32 | 20792.06 | 20986.79 | 21066.91 | 22005.18 | 22037.51 | 22440.96 | 22390.26 | 22543.12 | 22751.07 | 22597.95 | 23128.91 | 23087.1 | 22878.76 | 22821.83 | 23146.1 | 23577.5 | 23277.86 | 23729.71 | 24079.12 | 24084.32 | 23854.14 | 24229.63 | 24156.17 | 24601.03 | 24802.88 | 24664.75 | 25469.05 | 25298.03 | 25534.31 | 25854.87 | 25964.72 | 26278.14 | 26489.07 | 26927.69 | 0.6531% | Climate1_without secondary Impact_High | 20986.79 | 22037.51 | 22667.747 | 23128.91 | 23146.1 | 23873.558 | 24601.03 | 24664.75 | 25728.351 | 26927.69
Scenario Name: Climate2_NoXGO_Base_NoFreeze ¦ Date: Wed 08/12/2020 ¦ Time: 12:32:43.63 ¦ Path: Q:\MJ\energy2020July30\2020Model ¦ Version: * ¦ | Northwest | All | Average | Annual | All | SLDC | System Load with Losses, Net of Cogeneration | 19825.93 | 20663.53 | 20903.87 | 21234.59 | 20784.6 | 21066.87 | 20846.92 | 21108.88 | 21796.17 | 21548.16 | 21866.92 | 22339.22 | 22408.36 | 19257.2 | 19800.26 | 19954.14 | 20148.1 | 20817.89 | 20485.23 | 20644.39 | 21322.84 | 20898.41 | 20321.29 | 21067.34 | 20527.18 | 20967.29 | 20752.44 | 20674.76 | 20426.32 | 20792.06 | 20986.79 | 21066.91 | 21626.53 | 21530.6 | 21435.87 | 21504.56 | 21729.32 | 21369.3 | 21510.84 | 21852.85 | 21704.65 | 21448.82 | 21567.52 | 21578.45 | 21717.38 | 21667.65 | 21853.16 | 21750.68 | 21735.02 | 21710.76 | 21855.11 | 21773.27 | 21693.05 | 22153.4 | 22314.25 | 22149.82 | 22316.88 | 22376.62 | 22188.47 | 22705.07 | 22910.07 | 23173.62 | 23296.91 | 0.2978% | Climate2_without secondary Impact_Base | 20986.79 | 21369.3 | 21565.433 | 21852.85 | 21578.45 | 21733.453 | 21855.11 | 22149.82 | 22558.511 | 23296.91
Scenario Name: Climate2_NoXGO_Low_NoFreeze ¦ Date: Wed 08/12/2020 ¦ Time: 13:36:42.08 ¦ Path: Q:\MJ\energy2020July30\2020Model ¦ Version: * ¦ | Northwest | All | Average | Annual | All | SLDC | System Load with Losses, Net of Cogeneration | 19825.93 | 20663.53 | 20903.87 | 21234.59 | 20784.6 | 21066.87 | 20846.92 | 21108.88 | 21796.17 | 21548.16 | 21866.92 | 22339.22 | 22408.36 | 19257.2 | 19800.26 | 19954.14 | 20148.1 | 20817.89 | 20485.23 | 20644.39 | 21322.84 | 20898.41 | 20321.29 | 21067.34 | 20527.18 | 20967.29 | 20752.44 | 20674.76 | 20426.32 | 20792.06 | 20986.79 | 21066.91 | 21155.05 | 20937.93 | 20709.47 | 20663.33 | 20769.06 | 20288.66 | 20317.85 | 20558.07 | 20309.55 | 19958.37 | 19994.05 | 19921.53 | 19981.01 | 19858.81 | 19964.6 | 19779.09 | 19666.88 | 19560.82 | 19630.22 | 19486.04 | 19349.6 | 19742.63 | 19841.19 | 19616.03 | 19705.13 | 19692.88 | 19430.38 | 19859.25 | 19985.02 | 20165.98 | 20210.71 | -0.08703% | Climate2_without secondary Impact_Low | 20986.79 | 19958.37 | 20450.634 | 20937.93 | 19349.6 | 19719.86 | 19981.01 | 19430.38 | 19824.92 | 20210.71
Scenario Name: Climate2_NoXGO_High_NoFreeze ¦ Date: Wed 08/12/2020 ¦ Time: 14:44:20.75 ¦ Path: Q:\MJ\energy2020July30\2020Model ¦ Version: * ¦ | Northwest | All | Average | Annual | All | SLDC | System Load with Losses, Net of Cogeneration | 19825.93 | 20663.53 | 20903.87 | 21234.59 | 20784.6 | 21066.87 | 20846.92 | 21108.88 | 21796.17 | 21548.16 | 21866.92 | 22339.22 | 22408.36 | 19257.2 | 19800.26 | 19954.14 | 20148.1 | 20817.89 | 20485.23 | 20644.39 | 21322.84 | 20898.41 | 20321.29 | 21067.34 | 20527.18 | 20967.29 | 20752.44 | 20674.76 | 20426.32 | 20792.06 | 20986.79 | 21066.91 | 21985.76 | 22000.75 | 22036.67 | 22226.43 | 22614.88 | 22386.59 | 22657.67 | 23120.68 | 23062.03 | 22883.13 | 23091.28 | 23197.92 | 23421.02 | 23441.11 | 23704.97 | 23693.64 | 23782.17 | 23862.37 | 24120.81 | 24137.23 | 24149.69 | 24715.39 | 24979.93 | 24912.19 | 25164.38 | 25313.31 | 25202.65 | 25824.67 | 26132.09 | 26499.61 | 26718.82 | 0.6904% | Climate2_without secondary Impact_High | 20986.79 | 22000.75 | 22608.011 | 23120.68 | 23197.92 | 23751.093 | 24149.69 | 24715.39 | 25546.304 | 26718.82
Scenario Name: Climate3_NoXGO_Base_NoFreeze ¦ Date: Wed 08/12/2020 ¦ Time: 12:43:27.01 ¦ Path: Q:\MJ\energy2020July30\2020Model ¦ Version: * ¦ | Northwest | All | Average | Annual | All | SLDC | System Load with Losses, Net of Cogeneration | 19825.93 | 20663.53 | 20903.87 | 21234.59 | 20784.6 | 21066.87 | 20846.92 | 21108.88 | 21796.17 | 21548.16 | 21866.92 | 22339.22 | 22408.36 | 19257.2 | 19800.26 | 19954.14 | 20148.1 | 20817.89 | 20485.23 | 20644.39 | 21322.84 | 20898.41 | 20321.29 | 21067.34 | 20527.18 | 20967.29 | 20752.44 | 20674.76 | 20426.32 | 20792.06 | 20986.79 | 21066.91 | 21519.9 | 21903.28 | 21867.69 | 21695.95 | 21486.28 | 21273.17 | 21709.05 | 21731.34 | 21746.82 | 21548.63 | 21850.49 | 21795.23 | 21921.65 | 21507.63 | 21490.58 | 21835.45 | 21510.66 | 21537.83 | 21755.87 | 21753.2 | 22348.33 | 22015.95 | 22233.33 | 22619.36 | 22508.44 | 22465.42 | 22412 | 22736.91 | 23310.76 | 23642.67 | 23259.2 | 0.2206% | Climate3_without secondary Impact_Base | 20986.79 | 21273.17 | 21681.27 | 21903.28 | 21490.58 | 21745.643 | 22348.33 | 22015.95 | 22720.404 | 23642.67
Scenario Name: Climate3_NoXGO_Low_NoFreeze ¦ Date: Wed 08/12/2020 ¦ Time: 13:47:40.50 ¦ Path: Q:\MJ\energy2020July30\2020Model ¦ Version: * ¦ | Northwest | All | Average | Annual | All | SLDC | System Load with Losses, Net of Cogeneration | 19825.93 | 20663.53 | 20903.87 | 21234.59 | 20784.6 | 21066.87 | 20846.92 | 21108.88 | 21796.17 | 21548.16 | 21866.92 | 22339.22 | 22408.36 | 19257.2 | 19800.26 | 19954.14 | 20148.1 | 20817.89 | 20485.23 | 20644.39 | 21322.84 | 20898.41 | 20321.29 | 21067.34 | 20527.18 | 20967.29 | 20752.44 | 20674.76 | 20426.32 | 20792.06 | 20986.79 | 21066.91 | 21049.25 | 21309.18 | 21141.22 | 20853.24 | 20528.15 | 20196.43 | 20513.47 | 20434.35 | 20350.85 | 20059.33 | 20273.25 | 20135.04 | 20182.68 | 19699.59 | 19604.87 | 19860.76 | 19445.35 | 19388.65 | 19533.39 | 19465.7 | 19995.69 | 19607.35 | 19762.72 | 20079.31 | 19895.57 | 19783.12 | 19650.65 | 19890.35 | 20379.15 | 20626.51 | 20173.11 | -0.1673% | Climate3_without secondary Impact_Low | 20986.79 | 20059.33 | 20565.947 | 21309.18 | 19388.65 | 19731.172 | 20182.68 | 19607.35 | 19984.784 | 20626.51
Scenario Name: Climate3_NoXGO_High_NoFreeze ¦ Date: Wed 08/12/2020 ¦ Time: 14:55:14.31 ¦ Path: Q:\MJ\energy2020July30\2020Model ¦ Version: * ¦ | Northwest | All | Average | Annual | All | SLDC | System Load with Losses, Net of Cogeneration | 19825.93 | 20663.53 | 20903.87 | 21234.59 | 20784.6 | 21066.87 | 20846.92 | 21108.88 | 21796.17 | 21548.16 | 21866.92 | 22339.22 | 22408.36 | 19257.2 | 19800.26 | 19954.14 | 20148.1 | 20817.89 | 20485.23 | 20644.39 | 21322.84 | 20898.41 | 20321.29 | 21067.34 | 20527.18 | 20967.29 | 20752.44 | 20674.76 | 20426.32 | 20792.06 | 20986.79 | 21066.91 | 21878.52 | 22375.02 | 22469.8 | 22419.34 | 22369.28 | 22287.52 | 22859.25 | 23000.01 | 23104.88 | 22982.09 | 23379.71 | 23418.7 | 23629.18 | 23279.35 | 23337.04 | 23781.64 | 23553.13 | 23687.12 | 24018.98 | 24116.95 | 24821.94 | 24574.83 | 24895.96 | 25393.45 | 25358.13 | 25399.67 | 25431.44 | 25858.12 | 26546.74 | 26984.59 | 26683.25 | 0.6157% | Climate3_without secondary Impact_High | 20986.79 | 22287.52 | 22724.69 | 23379.71 | 23279.35 | 23764.403 | 24821.94 | 24574.83 | 25712.618 | 26984.59
Scenario Name: Climate1_NoXGO_Base_Freeze ¦ Date: Wed 08/12/2020 ¦ Time: 15:45:08.77 ¦ Path: Q:\MJ\energy2020July30\2020Model ¦ Version: * ¦ | Northwest | All | Average | Annual | All | SLDC | System Load with Losses, Net of Cogeneration | 19825.93 | 20663.53 | 20903.87 | 21234.59 | 20784.6 | 21066.87 | 20846.92 | 21108.88 | 21796.17 | 21548.16 | 21866.92 | 22339.22 | 22408.36 | 19257.2 | 19800.26 | 19954.14 | 20148.1 | 20817.89 | 20485.23 | 20644.39 | 21322.84 | 20898.41 | 20321.29 | 21067.34 | 20527.18 | 20967.29 | 20752.44 | 20674.76 | 20426.32 | 20792.06 | 20986.79 | 21066.91 | 21645.34 | 21566.42 | 21839.62 | 21674.04 | 21670.98 | 21752.35 | 21480.49 | 21900.34 | 21782.86 | 21507.46 | 21375.68 | 21614.52 | 21975.48 | 21621.85 | 22008.53 | 22278.58 | 22195.03 | 21875.83 | 22150.46 | 21994.74 | 22349.61 | 22472.2 | 22252.61 | 22969.45 | 22731.36 | 22890.4 | 23151.57 | 23180.81 | 23414.58 | 23544.83 | 23906.97 | 0.3235% | Climate1_without secondary Impact_Base_Freeze | 20986.79 | 21375.68 | 21655.024 | 21900.34 | 21614.52 | 22006.463 | 22349.61 | 22252.61 | 23051.478 | 23906.97
Scenario Name: Climate1_NoXGO_Low_Freeze ¦ Date: Wed 08/12/2020 ¦ Time: 16:49:50.39 ¦ Path: Q:\MJ\energy2020July30\2020Model ¦ Version: * ¦ | Northwest | All | Average | Annual | All | SLDC | System Load with Losses, Net of Cogeneration | 19825.93 | 20663.53 | 20903.87 | 21234.59 | 20784.6 | 21066.87 | 20846.92 | 21108.88 | 21796.17 | 21548.16 | 21866.92 | 22339.22 | 22408.36 | 19257.2 | 19800.26 | 19954.14 | 20148.1 | 20817.89 | 20485.23 | 20644.39 | 21322.84 | 20898.41 | 20321.29 | 21067.34 | 20527.18 | 20967.29 | 20752.44 | 20674.76 | 20426.32 | 20792.06 | 20986.79 | 21066.91 | 21172.54 | 20972.2 | 21110.21 | 20831.08 | 20709.35 | 20668.95 | 20284.03 | 20599.94 | 20387.17 | 20014.6 | 19798.43 | 19950.97 | 20231.94 | 19808.65 | 20111.05 | 20294.79 | 20114.99 | 19716.03 | 19915.78 | 19698.04 | 19988.65 | 20047.43 | 19772.15 | 20414.6 | 20103.2 | 20191.54 | 20366.34 | 20314.01 | 20466.6 | 20514.56 | 20792.57 | -0.05413% | Climate1_without secondary Impact_Low_Freeze | 20986.79 | 19798.43 | 20537.596 | 21110.21 | 19698.04 | 19983.089 | 20294.79 | 19772.15 | 20298.3 | 20792.57
Scenario Name: Climate1_NoXGO_High_Freeze ¦ Date: Wed 08/12/2020 ¦ Time: 17:55:04.22 ¦ Path: Q:\MJ\energy2020July30\2020Model ¦ Version: * ¦ | Northwest | All | Average | Annual | All | SLDC | System Load with Losses, Net of Cogeneration | 19825.93 | 20663.53 | 20903.87 | 21234.59 | 20784.6 | 21066.87 | 20846.92 | 21108.88 | 21796.17 | 21548.16 | 21866.92 | 22339.22 | 22408.36 | 19257.2 | 19800.26 | 19954.14 | 20148.1 | 20817.89 | 20485.23 | 20644.39 | 21322.84 | 20898.41 | 20321.29 | 21067.34 | 20527.18 | 20967.29 | 20752.44 | 20674.76 | 20426.32 | 20792.06 | 20986.79 | 21066.91 | 22005.18 | 22037.51 | 22443.49 | 22397.45 | 22557.07 | 22773.56 | 22630.24 | 23173.37 | 23141.9 | 22945.19 | 22902.07 | 23240.8 | 23688.37 | 23400.52 | 23871.2 | 24238.71 | 24258.79 | 24039.36 | 24431 | 24372.38 | 24834.61 | 25057.59 | 24930.35 | 25767.4 | 25605.91 | 25852.48 | 26210.27 | 26335.45 | 26674.06 | 26907.19 | 27374.61 | 0.7119% | Climate1_without secondary Impact_High_Freeze | 20986.79 | 22037.51 | 22700.185 | 23173.37 | 23240.8 | 24037.574 | 24834.61 | 24930.35 | 26071.531 | 27374.61
Scenario Name: Climate2_NoXGO_Base_Freeze ¦ Date: Wed 08/12/2020 ¦ Time: 15:55:51.20 ¦ Path: Q:\MJ\energy2020July30\2020Model ¦ Version: * ¦ | Northwest | All | Average | Annual | All | SLDC | System Load with Losses, Net of Cogeneration | 19825.93 | 20663.53 | 20903.87 | 21234.59 | 20784.6 | 21066.87 | 20846.92 | 21108.88 | 21796.17 | 21548.16 | 21866.92 | 22339.22 | 22408.36 | 19257.2 | 19800.26 | 19954.14 | 20148.1 | 20817.89 | 20485.23 | 20644.39 | 21322.84 | 20898.41 | 20321.29 | 21067.34 | 20527.18 | 20967.29 | 20752.44 | 20674.76 | 20426.32 | 20792.06 | 20986.79 | 21066.91 | 21626.53 | 21530.6 | 21438.21 | 21511.26 | 21742.45 | 21390.26 | 21541.1 | 21893.47 | 21756.2 | 21511.29 | 21642.3 | 21664.97 | 21818.54 | 21783.72 | 21983.76 | 21895.22 | 21893.74 | 21879.45 | 22042.79 | 21972.99 | 21899.12 | 22386.63 | 22570.14 | 22407.77 | 22593.21 | 22676.07 | 22487.25 | 23036.69 | 23263.07 | 23547.6 | 23686.39 | 0.3568% | Climate2_without secondary Impact_Base_Freeze | 20986.79 | 21390.26 | 21595.714 | 21893.47 | 21664.97 | 21883.43 | 22042.79 | 22386.63 | 22865.482 | 23686.39
Scenario Name: Climate2_NoXGO_Low_Freeze ¦ Date: Wed 08/12/2020 ¦ Time: 17:00:38.56 ¦ Path: Q:\MJ\energy2020July30\2020Model ¦ Version: * ¦ | Northwest | All | Average | Annual | All | SLDC | System Load with Losses, Net of Cogeneration | 19825.93 | 20663.53 | 20903.87 | 21234.59 | 20784.6 | 21066.87 | 20846.92 | 21108.88 | 21796.17 | 21548.16 | 21866.92 | 22339.22 | 22408.36 | 19257.2 | 19800.26 | 19954.14 | 20148.1 | 20817.89 | 20485.23 | 20644.39 | 21322.84 | 20898.41 | 20321.29 | 21067.34 | 20527.18 | 20967.29 | 20752.44 | 20674.76 | 20426.32 | 20792.06 | 20986.79 | 21066.91 | 21155.05 | 20937.93 | 20711.76 | 20669.81 | 20781.72 | 20308.81 | 20346.91 | 20597.05 | 20358.99 | 20018.16 | 20065.52 | 20004 | 20077.33 | 19969.22 | 20088.57 | 19915.92 | 19817.5 | 19721.07 | 19808.96 | 19676.44 | 19546.04 | 19965.48 | 20085.94 | 19862.32 | 19968.68 | 19978.37 | 19714.3 | 20174.41 | 20320.17 | 20520.68 | 20579.53 | -0.02287% | Climate2_without secondary Impact_Low_Freeze | 20986.79 | 20018.16 | 20479.666 | 20937.93 | 19546.04 | 19862.505 | 20088.57 | 19714.3 | 20116.988 | 20579.53
Scenario Name: Climate2_NoXGO_High_Freeze ¦ Date: Wed 08/12/2020 ¦ Time: 18:06:27.64 ¦ Path: Q:\MJ\energy2020July30\2020Model ¦ Version: * ¦ | Northwest | All | Average | Annual | All | SLDC | System Load with Losses, Net of Cogeneration | 19825.93 | 20663.53 | 20903.87 | 21234.59 | 20784.6 | 21066.87 | 20846.92 | 21108.88 | 21796.17 | 21548.16 | 21866.92 | 22339.22 | 22408.36 | 19257.2 | 19800.26 | 19954.14 | 20148.1 | 20817.89 | 20485.23 | 20644.39 | 21322.84 | 20898.41 | 20321.29 | 21067.34 | 20527.18 | 20967.29 | 20752.44 | 20674.76 | 20426.32 | 20792.06 | 20986.79 | 21066.91 | 21985.76 | 22000.75 | 22039.11 | 22233.4 | 22628.59 | 22408.57 | 22689.6 | 23163.75 | 23116.7 | 22949.41 | 23170.72 | 23290.05 | 23528.75 | 23564.63 | 23843.99 | 23847.83 | 23951.42 | 24042.48 | 24321.15 | 24350.72 | 24370.48 | 24964.94 | 25253.88 | 25189.42 | 25461.37 | 25635.28 | 25525.15 | 26182.35 | 26513.34 | 26904.12 | 27140.88 | 0.7464% | Climate2_without secondary Impact_High_Freeze | 20986.79 | 22000.75 | 22640.06 | 23170.72 | 23290.05 | 23911.15 | 24370.48 | 24964.94 | 25877.073 | 27140.88
Scenario Name: Climate3_NoXGO_Base_Freeze ¦ Date: Wed 08/12/2020 ¦ Time: 16:06:40.49 ¦ Path: Q:\MJ\energy2020July30\2020Model ¦ Version: * ¦ | Northwest | All | Average | Annual | All | SLDC | System Load with Losses, Net of Cogeneration | 19825.93 | 20663.53 | 20903.87 | 21234.59 | 20784.6 | 21066.87 | 20846.92 | 21108.88 | 21796.17 | 21548.16 | 21866.92 | 22339.22 | 22408.36 | 19257.2 | 19800.26 | 19954.14 | 20148.1 | 20817.89 | 20485.23 | 20644.39 | 21322.84 | 20898.41 | 20321.29 | 21067.34 | 20527.18 | 20967.29 | 20752.44 | 20674.76 | 20426.32 | 20792.06 | 20986.79 | 21066.91 | 21519.9 | 21903.28 | 21870.06 | 21702.77 | 21499.27 | 21293.62 | 21739.31 | 21772.42 | 21799.08 | 21611.62 | 21927 | 21884.46 | 22024.9 | 21622.96 | 21618.29 | 21985.21 | 21666.67 | 21706.36 | 21938.22 | 21955.58 | 22565.91 | 22243.11 | 22477.38 | 22883.38 | 22786.32 | 22756.43 | 22717.85 | 23067.37 | 23662.57 | 24027.81 | 23638.21 | 0.278% | Climate3_without secondary Impact_Base_Freeze | 20986.79 | 21293.62 | 21711.843 | 21927 | 21618.29 | 21896.856 | 22565.91 | 22243.11 | 23026.043 | 24027.81
Scenario Name: Climate3_NoXGO_Low_Freeze ¦ Date: Wed 08/12/2020 ¦ Time: 17:11:19.42 ¦ Path: Q:\MJ\energy2020July30\2020Model ¦ Version: * ¦ | Northwest | All | Average | Annual | All | SLDC | System Load with Losses, Net of Cogeneration | 19825.93 | 20663.53 | 20903.87 | 21234.59 | 20784.6 | 21066.87 | 20846.92 | 21108.88 | 21796.17 | 21548.16 | 21866.92 | 22339.22 | 22408.36 | 19257.2 | 19800.26 | 19954.14 | 20148.1 | 20817.89 | 20485.23 | 20644.39 | 21322.84 | 20898.41 | 20321.29 | 21067.34 | 20527.18 | 20967.29 | 20752.44 | 20674.76 | 20426.32 | 20792.06 | 20986.79 | 21066.91 | 21049.25 | 21309.18 | 21143.53 | 20859.83 | 20540.67 | 20216.08 | 20542.53 | 20473.79 | 20400.99 | 20119.64 | 20346.42 | 20220.19 | 20281.06 | 19809.28 | 19725.98 | 20002.72 | 19593.32 | 19548.75 | 19706.9 | 19658.71 | 20203.48 | 19824.23 | 19995.83 | 20331.56 | 20160.69 | 20060.37 | 19941.52 | 20204.36 | 20713.15 | 20992.13 | 20531.67 | -0.1048% | Climate3_without secondary Impact_Low_Freeze | 20986.79 | 20119.64 | 20595.266 | 21309.18 | 19548.75 | 19875.039 | 20281.06 | 19824.23 | 20275.551 | 20992.13
Scenario Name: Climate3_NoXGO_High_Freeze ¦ Date: Wed 08/12/2020 ¦ Time: 18:17:19.32 ¦ Path: Q:\MJ\energy2020July30\2020Model ¦ Version: * ¦ | Northwest | All | Average | Annual | All | SLDC | System Load with Losses, Net of Cogeneration | 19825.93 | 20663.53 | 20903.87 | 21234.59 | 20784.6 | 21066.87 | 20846.92 | 21108.88 | 21796.17 | 21548.16 | 21866.92 | 22339.22 | 22408.36 | 19257.2 | 19800.26 | 19954.14 | 20148.1 | 20817.89 | 20485.23 | 20644.39 | 21322.84 | 20898.41 | 20321.29 | 21067.34 | 20527.18 | 20967.29 | 20752.44 | 20674.76 | 20426.32 | 20792.06 | 20986.79 | 21066.91 | 21878.52 | 22375.02 | 22472.26 | 22426.44 | 22382.86 | 22308.97 | 22891.2 | 23043.56 | 23160.27 | 23048.87 | 23460.92 | 23513.59 | 23739.04 | 23402.13 | 23473.12 | 23941.18 | 23719.62 | 23867.1 | 24213.86 | 24333.15 | 25054.58 | 24818.17 | 25157.78 | 25676.92 | 25656.64 | 25712.83 | 25761.18 | 26214.64 | 26926.93 | 27400.69 | 27094.73 | 0.6703% | Climate3_without secondary Impact_High_Freeze | 20986.79 | 22308.97 | 22757.037 | 23460.92 | 23402.13 | 23925.737 | 25054.58 | 24818.17 | 26042.051 | 27400.69
[72 empty] | Delta in Load due to Secondary Impacts |  |  | 2021-2030 Period |  |  | 2031-2040 Period |  |  | 2041-2050 Period
[7 empty] | Data for Graph | 1988 | 1989 | 1990 | 1991 | 1992 | 1993 | 1994 | 1995 | 1996 | 1997 | 1998 | 1999 | 2000 | 2001 | 2002 | 2003 | 2004 | 2005 | 2006 | 2007 | 2008 | 2009 | 2010 | 2011 | 2012 | 2013 | 2014 | 2015 | 2016 | 2017 | 2018 | 2019 | 2020 | 2021 | 2022 | 2023 | 2024 | 2025 | 2026 | 2027 | 2028 | 2029 | 2030 | 2031 | 2032 | 2033 | 2034 | 2035 | 2036 | 2037 | 2038 | 2039 | 2040 | 2041 | 2042 | 2043 | 2044 | 2045 | 2046 | 2047 | 2048 | 2049 | 2050 |  | aMW |  | Minimum | Average | Maximum | Minimum | Average | Maximum | Minimum | Average | Maximum
[7 empty] | Minimum | 19825.93 | 20663.53 | 20903.87 | 21234.59 | 20784.6 | 21066.87 | 20846.92 | 21108.88 | 21796.17 | 21548.16 | 21866.92 | 22339.22 | 22408.36 | 19257.2 | 19800.26 | 19954.14 | 20148.1 | 20817.89 | 20485.23 | 20644.39 | 21322.84 | 20898.41 | 20321.29 | 21067.34 | 20527.18 | 20967.29 | 20752.44 | 20674.76 | 20426.32 | 20792.06 | 20986.79 | 21066.91 | 21049.25 | 20937.93 | 20940.61 | 20927.37 | 20823.76 | 20518.04 | 20611.34 | 20836.21 | 20742.82 | 20410.43 | 20212.1 | 20402.42 | 20570.7 | 20316.57 | 20260.84 | 20490.12 | 20182.29 | 20165.15 | 20363.18 | 20331.41 | 20256.08 | 20580.03 | 20537.93 | 20664.1 | 20797.96 | 20824.27 | 20583.3 | 21087.73 | 21265.41 | 21481.57 | 21617.31 |  | GCM1_Base |  | 266.3 | 332.019 | 410.8 | 567.09 | 759.26 | 975.11 | 1049.45 | 1254.012 | 1566.84
[7 empty] | Average | 19825.93 | 20663.53 | 20903.87 | 21234.59 | 20784.6 | 21066.87 | 20846.92 | 21108.88 | 21796.17 | 21548.16 | 21866.92 | 22339.22 | 22408.36 | 19257.2 | 19800.26 | 19954.14 | 20148.1 | 20817.89 | 20485.23 | 20644.39 | 21322.84 | 20898.41 | 20321.29 | 21067.34 | 20527.18 | 20967.29 | 20752.44 | 20674.76 | 20426.32 | 20792.06 | 20986.79 | 21066.91 | 21559.7856 | 21625.8767 | 21911.3456 | 21851.0756 | 21900.9333 | 21766.0856 | 21908.3989 | 22217.2044 | 22157.3644 | 21929.2133 | 22067.3011 | 22177.6633 | 22436.4144 | 22186.8833 | 22416.8667 | 22638.1956 | 22531.2922 | 22466.2844 | 22742.9133 | 22707.5678 | 23073.1689 | 23214.7244 | 23318.2 | 23696.5933 | 23668.2633 | 23775.2644 | 23812.4256 | 24168.4389 | 24577.4689 | 24881.0911 | 25027.9178 |  | GCM1_Low |  | 485.89 | 327.701 | 240.03 | 811.58 | 735.048 | 731.47 | 1002.44 | 1185.721 | 1461.85
[7 empty] | Maximum | 19825.93 | 20663.53 | 20903.87 | 21234.59 | 20784.6 | 21066.87 | 20846.92 | 21108.88 | 21796.17 | 21548.16 | 21866.92 | 22339.22 | 22408.36 | 19257.2 | 19800.26 | 19954.14 | 20148.1 | 20817.89 | 20485.23 | 20644.39 | 21322.84 | 20898.41 | 20321.29 | 21067.34 | 20527.18 | 20967.29 | 20752.44 | 20674.76 | 20426.32 | 20792.06 | 20986.79 | 21066.91 | 22005.18 | 22375.02 | 22716.2 | 22691.7 | 22923.44 | 23092.45 | 23238.52 | 23548.73 | 23556.47 | 23463.82 | 23916.82 | 23998.9 | 24262.16 | 24106.01 | 24449.72 | 24863.2 | 24911.42 | 24719.99 | 25148.89 | 25112.26 | 25870.61 | 25894.99 | 26119.5 | 26682.72 | 26604.89 | 26836.03 | 27220.99 | 27381.65 | 28057.35 | 28572.65 | 28630.98 |  | GCM1_High |  | 0 | 338.768 | 419.82 | 565.57 | 794.273 | 1031.38 | 1116.84 | 1347.408 | 1703.29
[72 empty] | GCM 2_Base |  | 161.3 | 332.301 | 415.21 | 555.02 | 753.336 | 865.99 | 1028 | 1240.134 | 1549.22
[72 empty] | GCM 2_Low |  | 455.89 | 327.987 | 133.32 | 906.48 | 729.226 | 659.2 | 1152.92 | 1172.2 | 1444.91
[72 empty] | GCM 2_High |  | 0 | 339.07 | 496.63 | 572.47 | 788.183 | 1001.74 | 1086.34 | 1332.869 | 1684.54
[72 empty] | GCM 3_Base |  | 324.98 | 334.907 | 469.11 | 649.53 | 753.676 | 991.99 | 1016.01 | 1255.306 | 1469.03
[72 empty] | GCM 3_Low |  | 458.71 | 330.58 | 75.93 | 776.5 | 729.528 | 764.54 | 972.68 | 1187.176 | 1379.71
[72 empty] | GCM 3_High |  | 87.5 | 341.703 | 537.11 | 656.1 | 788.556 | 1048.67 | 1077.7 | 1348.543 | 1588.06
[72 empty] | GCM1_Base_FE |  | 190.74 | 333.451 | 412.65 | 552.54 | 768.599 | 990.35 | 1067.66 | 1279.892 | 1604.32
[72 empty] | GCM1_Low_FE |  | 489.33 | 329.114 | 240.44 | 734.11 | 744.249 | 739.97 | 1020.48 | 1211.24 | 1498.62
[72 empty] | GCM1_High_FE |  | 0 | 340.2 | 424.04 | 569.92 | 803.783 | 1047.02 | 1135.63 | 1374.163 | 1742.07
[72 empty] | GCM 2_Base_FE |  | 140.34 | 333.715 | 416.99 | 559.22 | 762.405 | 878.11 | 1041.22 | 1264.879 | 1584.28
[72 empty] | GCM 2_Low_FE |  | 458.63 | 329.383 | 146.67 | 920.53 | 738.161 | 682.67 | 1176.53 | 1196.614 | 1479.35
[72 empty] | GCM 2_High_FE |  | 0 | 340.486 | 529.52 | 576.7 | 797.415 | 1016.33 | 1103.63 | 1358.441 | 1720.8
[72 empty] | GCM 3_Base_FE |  | 325.91 | 336.337 | 525.46 | 643.23 | 762.839 | 1007.2 | 1032.37 | 1280.025 | 1502.3
[72 empty] | GCM 3_Low_FE |  | 418.97 | 331.993 | 78.65 | 786.79 | 738.553 | 888.96 | 988.86 | 1211.562 | 1412.41
[72 empty] | GCM 3_High_FE |  | 66.05 | 343.138 | 540.7 | 662.25 | 797.884 | 1064.28 | 1094.53 | 1374.088 | 1622.48

## All Residential
Regional Residential Load across range of climate change models aMW
LDCECC/TDEF: Northwest - Residential - Average - Annual - All - Electric Load with Losses, Net of Cogeneration -aMW -
[71 empty] | AAGR |  |  |  | 2021-2030 Period |  |  | 2031-2040 Period |  |  | 2041-2050 Period
[8 empty] | 1988 | 1989 | 1990 | 1991 | 1992 | 1993 | 1994 | 1995 | 1996 | 1997 | 1998 | 1999 | 2000 | 2001 | 2002 | 2003 | 2004 | 2005 | 2006 | 2007 | 2008 | 2009 | 2010 | 2011 | 2012 | 2013 | 2014 | 2015 | 2016 | 2017 | 2018 | 2019 | 2020 | 2021 | 2022 | 2023 | 2024 | 2025 | 2026 | 2027 | 2028 | 2029 | 2030 | 2031 | 2032 | 2033 | 2034 | 2035 | 2036 | 2037 | 2038 | 2039 | 2040 | 2041 | 2042 | 2043 | 2044 | 2045 | 2046 | 2047 | 2048 | 2049 | 2050 | 2022-2050 | Residetnail Loads without Climate Change | 2018 | Minimum | Average | Maximum | Minimum | Average | Maximum | Minimum | Average | Maximum
Scenario Name: BaseCase ¦ Date: Thu 07/30/2020 ¦ Time: 10:25:08.56 ¦ Path: Q:\MJ\energy2020July30\2020Model ¦ Version: * ¦ | Northwest | Residential | Average | Annual | All | LDCECC/TDEF | Electric Load with Losses, Net of Cogeneration | 6586.81 | 7002.6 | 6866.197 | 7138.77 | 6800.203 | 7424.112 | 7227.387 | 7295.523 | 7728.333 | 7541.116 | 7436.865 | 7650.23 | 7706.073 | 7561.811 | 8025.394 | 7908.334 | 7983.501 | 8174.076 | 8133.798 | 8220.491 | 8613.454 | 8549.84 | 7985.579 | 8332.545 | 7970.858 | 8176.466 | 7942.853 | 7806.021 | 7872.127 | 8069.016 | 8106.048 | 8131.934 | 8159.513 | 8187.751 | 8219.902 | 8248.477 | 8264.829 | 8279.287 | 8291.117 | 8299.882 | 8304.097 | 8308.78 | 8312.691 | 8315.195 | 8312.977 | 8308.305 | 8302.455 | 8292.636 | 8280.505 | 8265.744 | 8249.441 | 8242.202 | 8233.854 | 8228.123 | 8222.881 | 8219.028 | 8221.063 | 8226.995 | 8235.189 | 8248.553 | 8265.159 | 8281.682 | 8303.004 | 0.03593% | Base Economic Growth | 8106.048 | 8187.751 | 8271.6813 | 8312.691 | 8233.854 | 8280.3314 | 8315.195 | 8219.028 | 8245.1677 | 8303.004
Scenario Name: LowCaseScenario ¦ Date: Thu 07/30/2020 ¦ Time: 10:39:56.41 ¦ Path: Q:\MJ\energy2020July30\2020Model ¦ Version: * ¦ | Northwest | Residential | Average | Annual | All | LDCECC/TDEF | Electric Load with Losses, Net of Cogeneration | 6586.81 | 7002.6 | 6866.197 | 7138.77 | 6800.203 | 7424.112 | 7227.387 | 7295.523 | 7728.333 | 7541.116 | 7436.865 | 7650.23 | 7706.073 | 7561.811 | 8025.394 | 7908.334 | 7983.501 | 8174.076 | 8133.798 | 8220.491 | 8613.454 | 8549.84 | 7985.579 | 8332.545 | 7970.858 | 8176.466 | 7942.853 | 7806.021 | 7872.127 | 8069.016 | 8106.048 | 8131.934 | 8155.896 | 8180.788 | 8209.537 | 8234.628 | 8247.529 | 8258.429 | 8266.707 | 8271.899 | 8272.534 | 8273.586 | 8273.812 | 8272.578 | 8266.64 | 8258.228 | 8248.601 | 8235.003 | 8219.12 | 8200.652 | 8180.656 | 8169.668 | 8157.601 | 8148.156 | 8139.175 | 8131.583 | 8129.825 | 8131.904 | 8136.214 | 8145.648 | 8158.295 | 8170.813 | 8188.09 | -0.009342% | Low Economic Growth | 8106.048 | 8180.788 | 8248.9449 | 8273.812 | 8157.601 | 8220.8747 | 8272.578 | 8129.825 | 8147.9703 | 8188.09
Scenario Name: HighCaseScenario ¦ Date: Thu 07/30/2020 ¦ Time: 10:53:48.07 ¦ Path: Q:\MJ\energy2020July30\2020Model ¦ Version: * ¦ | Northwest | Residential | Average | Annual | All | LDCECC/TDEF | Electric Load with Losses, Net of Cogeneration | 6586.81 | 7002.6 | 6866.197 | 7138.77 | 6800.203 | 7424.112 | 7227.387 | 7295.523 | 7728.333 | 7541.116 | 7436.865 | 7650.23 | 7706.073 | 7561.811 | 8025.394 | 7908.334 | 7983.501 | 8174.076 | 8133.798 | 8220.491 | 8613.454 | 8549.84 | 7985.579 | 8332.545 | 7970.858 | 8176.466 | 7942.853 | 7806.021 | 7872.127 | 8069.016 | 8106.048 | 8131.934 | 8168.454 | 8205.252 | 8245.811 | 8282.517 | 8306.785 | 8329.142 | 8348.732 | 8364.958 | 8376.387 | 8388.124 | 8398.988 | 8408.382 | 8412.807 | 8414.631 | 8415.174 | 8411.657 | 8405.651 | 8396.905 | 8386.454 | 8385.045 | 8382.364 | 8382.228 | 8382.402 | 8383.899 | 8391.379 | 8402.784 | 8416.446 | 8435.321 | 8457.471 | 8479.475 | 8506.339 | 0.1112% | High Economic Growth | 8106.048 | 8205.252 | 8324.6696 | 8398.988 | 8382.364 | 8401.907 | 8415.174 | 8382.228 | 8423.7744 | 8506.339
with Direct and Indirect Climate Change Impact
Scenario Name: Climate1_XGO_Base_NoFreeze ¦ Date: Wed 08/12/2020 ¦ Time: 12:54:03.34 ¦ Path: Q:\MJ\energy2020July30\2020Model ¦ Version: * ¦ | Northwest | Residential | Average | Annual | All | LDCECC/TDEF | Electric Load with Losses, Net of Cogeneration | 6586.81 | 7002.6 | 6866.197 | 7138.77 | 6800.203 | 7424.112 | 7227.387 | 7295.523 | 7728.333 | 7541.116 | 7436.865 | 7650.23 | 7706.073 | 7561.811 | 8025.394 | 7908.334 | 7983.501 | 8174.076 | 8133.798 | 8220.491 | 8613.454 | 8549.84 | 7985.579 | 8332.545 | 7970.858 | 8176.466 | 7942.853 | 7806.021 | 7872.127 | 8069.016 | 8106.048 | 8131.934 | 8210.271 | 8021.271 | 8448.726 | 8364.74 | 8416.751 | 8519.862 | 8279.051 | 8704.333 | 8699.896 | 8435.474 | 8263.709 | 8487.277 | 8826.573 | 8488.1 | 8800.466 | 9060.529 | 8904.465 | 8580.308 | 8807.577 | 8574.609 | 8856.726 | 8858.948 | 8583.547 | 9143.944 | 8805.85 | 8930.143 | 8981.06 | 8867.762 | 8967.684 | 8936.405 | 9198.904 | 0.3043% | GCM1_Base | 8106.048 | 8021.271 | 8415.3813 | 8704.333 | 8487.277 | 8738.663 | 9060.529 | 8583.547 | 8927.4247 | 9198.904
Scenario Name: Climate1_XGO_Low_NoFreeze ¦ Date: Wed 08/12/2020 ¦ Time: 13:58:52.82 ¦ Path: Q:\MJ\energy2020July30\2020Model ¦ Version: * ¦ | Northwest | Residential | Average | Annual | All | LDCECC/TDEF | Electric Load with Losses, Net of Cogeneration | 6586.81 | 7002.6 | 6866.197 | 7138.77 | 6800.203 | 7424.112 | 7227.387 | 7295.523 | 7728.333 | 7541.116 | 7436.865 | 7650.23 | 7706.073 | 7561.811 | 8025.394 | 7908.334 | 7983.501 | 8174.076 | 8133.798 | 8220.491 | 8613.454 | 8549.84 | 7985.579 | 8332.545 | 7970.858 | 8176.466 | 7942.853 | 7806.021 | 7872.127 | 8069.016 | 8106.048 | 8131.934 | 8206.632 | 8014.448 | 8438.054 | 8350.682 | 8399.066 | 8498.354 | 8254.639 | 8675.066 | 8666.818 | 8399.73 | 8224.975 | 8443.831 | 8777.522 | 8437.097 | 8743.611 | 8997.832 | 8838.754 | 8512.815 | 8734.36 | 8499.378 | 8775.008 | 8773.213 | 8496.305 | 9046.899 | 8708.145 | 8827.055 | 8872.854 | 8756.986 | 8851.186 | 8816.029 | 9070.826 | 0.2586% | GCM1_Low | 8106.048 | 8014.448 | 8392.1832 | 8675.066 | 8437.097 | 8676.0208 | 8997.832 | 8496.305 | 8821.9498 | 9070.826
Scenario Name: Climate1_XGO_High_NoFreeze ¦ Date: Wed 08/12/2020 ¦ Time: 15:07:35.54 ¦ Path: Q:\MJ\energy2020July30\2020Model ¦ Version: * ¦ | Northwest | Residential | Average | Annual | All | LDCECC/TDEF | Electric Load with Losses, Net of Cogeneration | 6586.81 | 7002.6 | 6866.197 | 7138.77 | 6800.203 | 7424.112 | 7227.387 | 7295.523 | 7728.333 | 7541.116 | 7436.865 | 7650.23 | 7706.073 | 7561.811 | 8025.394 | 7908.334 | 7983.501 | 8174.076 | 8133.798 | 8220.491 | 8613.454 | 8549.84 | 7985.579 | 8332.545 | 7970.858 | 8176.466 | 7942.853 | 7806.021 | 7872.127 | 8069.016 | 8106.048 | 8131.934 | 8219.127 | 8038.208 | 8475.273 | 8399.089 | 8459.309 | 8571.006 | 8336.339 | 8772.474 | 8776.111 | 8516.426 | 8349.401 | 8582.46 | 8932.918 | 8597.428 | 8920.599 | 9191.449 | 9039.827 | 8717.238 | 8955.326 | 8724.598 | 9018.699 | 9026.95 | 8752.359 | 9329.664 | 8991.045 | 9124.943 | 9181.586 | 9072.218 | 9179.967 | 9153.601 | 9428.221 | 0.3813% | GCM1_High | 8106.048 | 8038.208 | 8469.3636 | 8776.111 | 8582.46 | 8868.0542 | 9191.449 | 8752.359 | 9124.0554 | 9428.221
Scenario Name: Climate2_XGO_Base_NoFreeze ¦ Date: Wed 08/12/2020 ¦ Time: 13:04:48.45 ¦ Path: Q:\MJ\energy2020July30\2020Model ¦ Version: * ¦ | Northwest | Residential | Average | Annual | All | LDCECC/TDEF | Electric Load with Losses, Net of Cogeneration | 6586.81 | 7002.6 | 6866.197 | 7138.77 | 6800.203 | 7424.112 | 7227.387 | 7295.523 | 7728.333 | 7541.116 | 7436.865 | 7650.23 | 7706.073 | 7561.811 | 8025.394 | 7908.334 | 7983.501 | 8174.076 | 8133.798 | 8220.491 | 8613.454 | 8549.84 | 7985.579 | 8332.545 | 7970.858 | 8176.466 | 7942.853 | 7806.021 | 7872.127 | 8069.016 | 8106.048 | 8131.934 | 8240.698 | 8033.896 | 8105.232 | 8232.394 | 8522.64 | 8170.749 | 8411.281 | 8811.526 | 8624.215 | 8431.766 | 8596.874 | 8630.576 | 8710.876 | 8653.601 | 8848.013 | 8720.934 | 8638.516 | 8631.214 | 8697.147 | 8554.752 | 8515.456 | 8880.409 | 8905.352 | 8680.319 | 8745.415 | 8648.515 | 8435.804 | 8825.504 | 8921.635 | 9062.068 | 9126.273 | 0.4246% | GCM 2_Base | 8106.048 | 8033.896 | 8394.0573 | 8811.526 | 8515.456 | 8660.1085 | 8848.013 | 8435.804 | 8823.1294 | 9126.273
Scenario Name: Climate2_XGO_Low_NoFreeze ¦ Date: Wed 08/12/2020 ¦ Time: 14:10:06.27 ¦ Path: Q:\MJ\energy2020July30\2020Model ¦ Version: * ¦ | Northwest | Residential | Average | Annual | All | LDCECC/TDEF | Electric Load with Losses, Net of Cogeneration | 6586.81 | 7002.6 | 6866.197 | 7138.77 | 6800.203 | 7424.112 | 7227.387 | 7295.523 | 7728.333 | 7541.116 | 7436.865 | 7650.23 | 7706.073 | 7561.811 | 8025.394 | 7908.334 | 7983.501 | 8174.076 | 8133.798 | 8220.491 | 8613.454 | 8549.84 | 7985.579 | 8332.545 | 7970.858 | 8176.466 | 7942.853 | 7806.021 | 7872.127 | 8069.016 | 8106.048 | 8131.934 | 8237.053 | 8027.072 | 8094.957 | 8218.601 | 8504.784 | 8150.125 | 8386.445 | 8781.837 | 8591.521 | 8396.086 | 8556.658 | 8586.395 | 8662.459 | 8601.455 | 8790.754 | 8660.383 | 8574.729 | 8563.508 | 8624.647 | 8479.67 | 8436.722 | 8794.147 | 8814.715 | 8588.268 | 8648.38 | 8548.475 | 8334.323 | 8715.05 | 8805.795 | 8940.199 | 8999.317 | 0.379% | GCM 2_Low | 8106.048 | 8027.072 | 8370.8086 | 8781.837 | 8436.722 | 8598.0722 | 8790.754 | 8334.323 | 8718.8669 | 8999.317
Scenario Name: Climate2_XGO_High_NoFreeze ¦ Date: Wed 08/12/2020 ¦ Time: 15:19:27.25 ¦ Path: Q:\MJ\energy2020July30\2020Model ¦ Version: * ¦ | Northwest | Residential | Average | Annual | All | LDCECC/TDEF | Electric Load with Losses, Net of Cogeneration | 6586.81 | 7002.6 | 6866.197 | 7138.77 | 6800.203 | 7424.112 | 7227.387 | 7295.523 | 7728.333 | 7541.116 | 7436.865 | 7650.23 | 7706.073 | 7561.811 | 8025.394 | 7908.334 | 7983.501 | 8174.076 | 8133.798 | 8220.491 | 8613.454 | 8549.84 | 7985.579 | 8332.545 | 7970.858 | 8176.466 | 7942.853 | 7806.021 | 7872.127 | 8069.016 | 8106.048 | 8131.934 | 8249.681 | 8050.958 | 8130.74 | 8266.475 | 8566.128 | 8219.872 | 8469.818 | 8881.405 | 8699.792 | 8512.74 | 8686.976 | 8728.55 | 8816.609 | 8765.047 | 8969.316 | 8847.343 | 8770.267 | 8770.052 | 8842.843 | 8704.825 | 8671.911 | 9048.861 | 9079.875 | 8857.774 | 8929.994 | 8836.333 | 8625.646 | 9029.207 | 9133.297 | 9283.076 | 9354.822 | 0.5021% | GCM 2_High | 8106.048 | 8050.958 | 8448.4904 | 8881.405 | 8671.911 | 8788.6763 | 8969.316 | 8625.646 | 9017.8885 | 9354.822
Scenario Name: Climate3_XGO_Base_NoFreeze ¦ Date: Wed 08/12/2020 ¦ Time: 13:15:27.46 ¦ Path: Q:\MJ\energy2020July30\2020Model ¦ Version: * ¦ | Northwest | Residential | Average | Annual | All | LDCECC/TDEF | Electric Load with Losses, Net of Cogeneration | 6586.81 | 7002.6 | 6866.197 | 7138.77 | 6800.203 | 7424.112 | 7227.387 | 7295.523 | 7728.333 | 7541.116 | 7436.865 | 7650.23 | 7706.073 | 7561.811 | 8025.394 | 7908.334 | 7983.501 | 8174.076 | 8133.798 | 8220.491 | 8613.454 | 8549.84 | 7985.579 | 8332.545 | 7970.858 | 8176.466 | 7942.853 | 7806.021 | 7872.127 | 8069.016 | 8106.048 | 8131.934 | 8160.713 | 8378.062 | 8570.919 | 8397.336 | 8315.588 | 8173.729 | 8563.479 | 8610.432 | 8647.082 | 8584.566 | 8817.636 | 8793.56 | 8878.371 | 8475.671 | 8478.392 | 8728.446 | 8434.699 | 8428.359 | 8636.105 | 8517.229 | 9106.934 | 8758.845 | 8878.399 | 9146.258 | 8987.547 | 8839.179 | 8663.462 | 8847.627 | 9297.706 | 9493.746 | 9055.035 | 0.1964% | GCM 3_Base | 8106.048 | 8173.729 | 8505.8829 | 8817.636 | 8428.359 | 8647.7766 | 9106.934 | 8663.462 | 8996.7804 | 9493.746
Scenario Name: Climate3_XGO_Low_NoFreeze ¦ Date: Wed 08/12/2020 ¦ Time: 14:21:42.35 ¦ Path: Q:\MJ\energy2020July30\2020Model ¦ Version: * ¦ | Northwest | Residential | Average | Annual | All | LDCECC/TDEF | Electric Load with Losses, Net of Cogeneration | 6586.81 | 7002.6 | 6866.197 | 7138.77 | 6800.203 | 7424.112 | 7227.387 | 7295.523 | 7728.333 | 7541.116 | 7436.865 | 7650.23 | 7706.073 | 7561.811 | 8025.394 | 7908.334 | 7983.501 | 8174.076 | 8133.798 | 8220.491 | 8613.454 | 8549.84 | 7985.579 | 8332.545 | 7970.858 | 8176.466 | 7942.853 | 7806.021 | 7872.127 | 8069.016 | 8106.048 | 8131.934 | 8157.094 | 8370.956 | 8560.087 | 8383.268 | 8298.114 | 8153.049 | 8538.321 | 8581.432 | 8614.3 | 8548.119 | 8776.546 | 8748.53 | 8829.137 | 8424.694 | 8423.533 | 8667.87 | 8372.42 | 8362.185 | 8564.35 | 8442.44 | 9023.02 | 8673.894 | 8788.164 | 9049.252 | 8887.999 | 8737.019 | 8559.131 | 8736.925 | 9177.599 | 9366.338 | 8929.622 | 0.1511% | GCM 3_Low | 8106.048 | 8153.049 | 8482.4192 | 8776.546 | 8362.185 | 8585.8179 | 9023.02 | 8559.131 | 8890.5943 | 9366.338
Scenario Name: Climate3_XGO_High_NoFreeze ¦ Date: Wed 08/12/2020 ¦ Time: 15:31:01.78 ¦ Path: Q:\MJ\energy2020July30\2020Model ¦ Version: * ¦ | Northwest | Residential | Average | Annual | All | LDCECC/TDEF | Electric Load with Losses, Net of Cogeneration | 6586.81 | 7002.6 | 6866.197 | 7138.77 | 6800.203 | 7424.112 | 7227.387 | 7295.523 | 7728.333 | 7541.116 | 7436.865 | 7650.23 | 7706.073 | 7561.811 | 8025.394 | 7908.334 | 7983.501 | 8174.076 | 8133.798 | 8220.491 | 8613.454 | 8549.84 | 7985.579 | 8332.545 | 7970.858 | 8176.466 | 7942.853 | 7806.021 | 7872.127 | 8069.016 | 8106.048 | 8131.934 | 8169.58 | 8395.889 | 8598.106 | 8431.979 | 8357.974 | 8223.271 | 8623.325 | 8678.182 | 8722.512 | 8666.874 | 8909.847 | 8892.7 | 8985.867 | 8584.816 | 8594.748 | 8853.863 | 8563.459 | 8563.637 | 8781.682 | 8666.097 | 9274.043 | 8925.665 | 9053.844 | 9333.486 | 9177.322 | 9031.935 | 8858.062 | 9052.031 | 9519.521 | 9725.501 | 9282.934 | 0.2741% | GCM 3_High | 8106.048 | 8223.271 | 8560.7959 | 8909.847 | 8563.459 | 8776.0912 | 9274.043 | 8858.062 | 9196.0301 | 9725.501
Scenario Name: Climate1_XGO_Base_Freeze ¦ Date: Wed 08/12/2020 ¦ Time: 16:17:29.68 ¦ Path: Q:\MJ\energy2020July30\2020Model ¦ Version: * ¦ | Northwest | Residential | Average | Annual | All | LDCECC/TDEF | Electric Load with Losses, Net of Cogeneration | 6586.81 | 7002.6 | 6866.197 | 7138.77 | 6800.203 | 7424.112 | 7227.387 | 7295.523 | 7728.333 | 7541.116 | 7436.865 | 7650.23 | 7706.073 | 7561.811 | 8025.394 | 7908.334 | 7983.501 | 8174.076 | 8133.798 | 8220.491 | 8613.454 | 8549.84 | 7985.579 | 8332.545 | 7970.858 | 8176.466 | 7942.853 | 7806.021 | 7872.127 | 8069.016 | 8106.048 | 8131.934 | 8210.271 | 8021.271 | 8451.109 | 8370.254 | 8426.72 | 8535.394 | 8300.681 | 8733.817 | 8736.17 | 8479.081 | 8315.99 | 8549.3 | 8899.621 | 8567.724 | 8893.113 | 9165.724 | 9020.111 | 8703.358 | 8942.326 | 8718.842 | 9013.514 | 9030.746 | 8760.912 | 9347.406 | 9012.991 | 9143.379 | 9223.734 | 9118.759 | 9237.3 | 9220.823 | 9506.681 | 0.4212% | GCM1_Base_FE | 8106.048 | 8021.271 | 8437.0487 | 8736.17 | 8549.3 | 8847.3633 | 9165.724 | 8760.912 | 9160.2731 | 9506.681
Scenario Name: Climate1_XGO_Low_Freeze ¦ Date: Wed 08/12/2020 ¦ Time: 17:22:25.44 ¦ Path: Q:\MJ\energy2020July30\2020Model ¦ Version: * ¦ | Northwest | Residential | Average | Annual | All | LDCECC/TDEF | Electric Load with Losses, Net of Cogeneration | 6586.81 | 7002.6 | 6866.197 | 7138.77 | 6800.203 | 7424.112 | 7227.387 | 7295.523 | 7728.333 | 7541.116 | 7436.865 | 7650.23 | 7706.073 | 7561.811 | 8025.394 | 7908.334 | 7983.501 | 8174.076 | 8133.798 | 8220.491 | 8613.454 | 8549.84 | 7985.579 | 8332.545 | 7970.858 | 8176.466 | 7942.853 | 7806.021 | 7872.127 | 8069.016 | 8106.048 | 8131.934 | 8206.632 | 8014.448 | 8440.429 | 8356.174 | 8408.99 | 8513.808 | 8276.153 | 8704.381 | 8702.87 | 8443.053 | 8276.888 | 8505.395 | 8849.997 | 8516.062 | 8835.444 | 9102.052 | 8953.275 | 8634.605 | 8867.67 | 8642.002 | 8929.97 | 8942.929 | 8671.431 | 9247.686 | 8912.46 | 9037.31 | 9111.966 | 9004.201 | 9116.586 | 9095.855 | 9373.497 | 0.3752% | GCM1_Low_FE | 8106.048 | 8014.448 | 8413.7194 | 8704.381 | 8505.395 | 8783.6472 | 9102.052 | 8671.431 | 9051.3921 | 9373.497
Scenario Name: Climate1_XGO_High_Freeze ¦ Date: Wed 08/12/2020 ¦ Time: 18:27:55.80 ¦ Path: Q:\MJ\energy2020July30\2020Model ¦ Version: * ¦ | Northwest | Residential | Average | Annual | All | LDCECC/TDEF | Electric Load with Losses, Net of Cogeneration | 6586.81 | 7002.6 | 6866.197 | 7138.77 | 6800.203 | 7424.112 | 7227.387 | 7295.523 | 7728.333 | 7541.116 | 7436.865 | 7650.23 | 7706.073 | 7561.811 | 8025.394 | 7908.334 | 7983.501 | 8174.076 | 8133.798 | 8220.491 | 8613.454 | 8549.84 | 7985.579 | 8332.545 | 7970.858 | 8176.466 | 7942.853 | 7806.021 | 7872.127 | 8069.016 | 8106.048 | 8131.934 | 8219.127 | 8038.208 | 8477.677 | 8404.656 | 8469.382 | 8586.711 | 8358.227 | 8802.33 | 8812.873 | 8560.646 | 8402.439 | 8645.424 | 9007.126 | 8678.371 | 9014.838 | 9298.522 | 9157.606 | 8842.631 | 9092.744 | 8871.766 | 9178.803 | 9202.466 | 8933.666 | 9537.744 | 9203.025 | 9343.336 | 9430.163 | 9329.49 | 9456.445 | 9445.405 | 9744.142 | 0.4985% | GCM1_High_FE | 8106.048 | 8038.208 | 8491.3149 | 8812.873 | 8645.424 | 8978.7831 | 9298.522 | 8933.666 | 9362.5882 | 9744.142
Scenario Name: Climate2_XGO_Base_Freeze ¦ Date: Wed 08/12/2020 ¦ Time: 16:28:06.97 ¦ Path: Q:\MJ\energy2020July30\2020Model ¦ Version: * ¦ | Northwest | Residential | Average | Annual | All | LDCECC/TDEF | Electric Load with Losses, Net of Cogeneration | 6586.81 | 7002.6 | 6866.197 | 7138.77 | 6800.203 | 7424.112 | 7227.387 | 7295.523 | 7728.333 | 7541.116 | 7436.865 | 7650.23 | 7706.073 | 7561.811 | 8025.394 | 7908.334 | 7983.501 | 8174.076 | 8133.798 | 8220.491 | 8613.454 | 8549.84 | 7985.579 | 8332.545 | 7970.858 | 8176.466 | 7942.853 | 7806.021 | 7872.127 | 8069.016 | 8106.048 | 8131.934 | 8240.698 | 8033.896 | 8107.51 | 8237.684 | 8532.383 | 8185.768 | 8432.702 | 8839.953 | 8660.166 | 8475.18 | 8648.781 | 8690.662 | 8781.075 | 8734.151 | 8938.968 | 8821.161 | 8749.323 | 8749.803 | 8830.796 | 8696.22 | 8661.44 | 9049.441 | 9091.526 | 8864.606 | 8943.555 | 8863.699 | 8648.086 | 9066.479 | 9179.799 | 9336.929 | 9413.85 | 0.535% | GCM 2_Base_FE | 8106.048 | 8033.896 | 8415.4023 | 8839.953 | 8661.44 | 8765.3599 | 8938.968 | 8648.086 | 9045.797 | 9413.85
Scenario Name: Climate2_XGO_Low_Freeze ¦ Date: Wed 08/12/2020 ¦ Time: 17:33:26.32 ¦ Path: Q:\MJ\energy2020July30\2020Model ¦ Version: * ¦ | Northwest | Residential | Average | Annual | All | LDCECC/TDEF | Electric Load with Losses, Net of Cogeneration | 6586.81 | 7002.6 | 6866.197 | 7138.77 | 6800.203 | 7424.112 | 7227.387 | 7295.523 | 7728.333 | 7541.116 | 7436.865 | 7650.23 | 7706.073 | 7561.811 | 8025.394 | 7908.334 | 7983.501 | 8174.076 | 8133.798 | 8220.491 | 8613.454 | 8549.84 | 7985.579 | 8332.545 | 7970.858 | 8176.466 | 7942.853 | 7806.021 | 7872.127 | 8069.016 | 8106.048 | 8131.934 | 8237.053 | 8027.072 | 8097.227 | 8223.869 | 8514.484 | 8165.07 | 8407.752 | 8810.101 | 8627.254 | 8439.217 | 8608.202 | 8646.037 | 8732.108 | 8681.333 | 8880.911 | 8759.68 | 8684.461 | 8680.896 | 8756.86 | 8619.563 | 8581.017 | 8961.131 | 8998.533 | 8770.169 | 8843.838 | 8760.629 | 8543.547 | 8952.409 | 9059.962 | 9210.675 | 9282.186 | 0.489% | GCM 2_Low_FE | 8106.048 | 8027.072 | 8392.0248 | 8810.101 | 8581.017 | 8702.2866 | 8880.911 | 8543.547 | 8938.3079 | 9282.186
Scenario Name: Climate2_XGO_High_Freeze ¦ Date: Wed 08/12/2020 ¦ Time: 18:38:34.10 ¦ Path: Q:\MJ\energy2020July30\2020Model ¦ Version: * ¦ | Northwest | Residential | Average | Annual | All | LDCECC/TDEF | Electric Load with Losses, Net of Cogeneration | 6586.81 | 7002.6 | 6866.197 | 7138.77 | 6800.203 | 7424.112 | 7227.387 | 7295.523 | 7728.333 | 7541.116 | 7436.865 | 7650.23 | 7706.073 | 7561.811 | 8025.394 | 7908.334 | 7983.501 | 8174.076 | 8133.798 | 8220.491 | 8613.454 | 8549.84 | 7985.579 | 8332.545 | 7970.858 | 8176.466 | 7942.853 | 7806.021 | 7872.127 | 8069.016 | 8106.048 | 8131.934 | 8249.681 | 8050.958 | 8133.037 | 8271.815 | 8575.975 | 8235.06 | 8491.497 | 8910.201 | 8736.228 | 8556.764 | 8739.65 | 8789.568 | 8887.94 | 8846.935 | 9061.847 | 8949.369 | 8883.131 | 8890.933 | 8979.132 | 8849.191 | 8821.01 | 9221.548 | 9270.152 | 9046.3 | 9132.799 | 9056.67 | 8843.191 | 9276.233 | 9398.07 | 9565.132 | 9650.091 | 0.6127% | GCM 2_High_FE | 8106.048 | 8050.958 | 8470.1185 | 8910.201 | 8789.568 | 8895.9056 | 9061.847 | 8843.191 | 9246.0186 | 9650.091
Scenario Name: Climate3_XGO_Base_Freeze ¦ Date: Wed 08/12/2020 ¦ Time: 16:38:58.68 ¦ Path: Q:\MJ\energy2020July30\2020Model ¦ Version: * ¦ | Northwest | Residential | Average | Annual | All | LDCECC/TDEF | Electric Load with Losses, Net of Cogeneration | 6586.81 | 7002.6 | 6866.197 | 7138.77 | 6800.203 | 7424.112 | 7227.387 | 7295.523 | 7728.333 | 7541.116 | 7436.865 | 7650.23 | 7706.073 | 7561.811 | 8025.394 | 7908.334 | 7983.501 | 8174.076 | 8133.798 | 8220.491 | 8613.454 | 8549.84 | 7985.579 | 8332.545 | 7970.858 | 8176.466 | 7942.853 | 7806.021 | 7872.127 | 8069.016 | 8106.048 | 8131.934 | 8160.713 | 8378.062 | 8573.226 | 8402.758 | 8325.205 | 8188.333 | 8584.819 | 8639.092 | 8683.683 | 8628.762 | 8870.958 | 8856.058 | 8950.422 | 8555.277 | 8566.271 | 8833.066 | 8542.994 | 8546.307 | 8764.92 | 8661.08 | 9263.508 | 8921.954 | 9053.645 | 9336.72 | 9188.667 | 9048.586 | 8883.204 | 9087.069 | 9553.7 | 9778.769 | 9330.42 | 0.3027% | GCM 3_Base_FE | 8106.048 | 8188.333 | 8527.4898 | 8870.958 | 8542.994 | 8753.9903 | 9263.508 | 8883.204 | 9218.2734 | 9778.769
Scenario Name: Climate3_XGO_Low_Freeze ¦ Date: Wed 08/12/2020 ¦ Time: 17:44:14.68 ¦ Path: Q:\MJ\energy2020July30\2020Model ¦ Version: * ¦ | Northwest | Residential | Average | Annual | All | LDCECC/TDEF | Electric Load with Losses, Net of Cogeneration | 6586.81 | 7002.6 | 6866.197 | 7138.77 | 6800.203 | 7424.112 | 7227.387 | 7295.523 | 7728.333 | 7541.116 | 7436.865 | 7650.23 | 7706.073 | 7561.811 | 8025.394 | 7908.334 | 7983.501 | 8174.076 | 8133.798 | 8220.491 | 8613.454 | 8549.84 | 7985.579 | 8332.545 | 7970.858 | 8176.466 | 7942.853 | 7806.021 | 7872.127 | 8069.016 | 8106.048 | 8131.934 | 8157.094 | 8370.956 | 8562.386 | 8388.668 | 8307.688 | 8167.582 | 8559.55 | 8609.928 | 8650.677 | 8592.023 | 8829.499 | 8810.563 | 8900.626 | 8503.642 | 8510.645 | 8771.516 | 8479.671 | 8478.937 | 8691.798 | 8584.687 | 9177.787 | 8835.038 | 8961.207 | 9237.233 | 9086.411 | 8943.499 | 8775.688 | 8972.775 | 9429.669 | 9646.816 | 9200.547 | 0.2571% | GCM 3_Low_FE | 8106.048 | 8167.582 | 8503.8957 | 8829.499 | 8478.937 | 8690.9872 | 9177.787 | 8775.688 | 9108.8883 | 9646.816
Scenario Name: Climate3_XGO_High_Freeze ¦ Date: Wed 08/12/2020 ¦ Time: 18:49:23.12 ¦ Path: Q:\MJ\energy2020July30\2020Model ¦ Version: * ¦ | Northwest | Residential | Average | Annual | All | LDCECC/TDEF | Electric Load with Losses, Net of Cogeneration | 6586.81 | 7002.6 | 6866.197 | 7138.77 | 6800.203 | 7424.112 | 7227.387 | 7295.523 | 7728.333 | 7541.116 | 7436.865 | 7650.23 | 7706.073 | 7561.811 | 8025.394 | 7908.334 | 7983.501 | 8174.076 | 8133.798 | 8220.491 | 8613.454 | 8549.84 | 7985.579 | 8332.545 | 7970.858 | 8176.466 | 7942.853 | 7806.021 | 7872.127 | 8069.016 | 8106.048 | 8131.934 | 8169.58 | 8395.889 | 8600.434 | 8437.453 | 8367.693 | 8238.041 | 8644.926 | 8707.209 | 8759.602 | 8711.689 | 8963.954 | 8956.157 | 9059.073 | 8665.74 | 8684.147 | 8960.332 | 8673.764 | 8683.853 | 8913.07 | 8812.87 | 9433.948 | 9092.331 | 9233.025 | 9528.349 | 9383.18 | 9246.404 | 9083.23 | 9297.503 | 9782.166 | 10018.01 | 9565.785 | 0.3807% | GCM 3_High_FE | 8106.048 | 8238.041 | 8582.689 | 8963.954 | 8665.74 | 8884.2954 | 9433.948 | 9083.23 | 9422.9983 | 10018.01
without Indirect Climate Change Impact
Scenario Name: Climate1_NoXGO_Base_NoFreeze ¦ Date: Wed 08/12/2020 ¦ Time: 12:21:26.92 ¦ Path: Q:\MJ\energy2020July30\2020Model ¦ Version: * ¦ | Northwest | Residential | Average | Annual | All | LDCECC/TDEF | Electric Load with Losses, Net of Cogeneration | 6586.81 | 7002.6 | 6866.197 | 7138.77 | 6800.203 | 7424.112 | 7227.387 | 7295.523 | 7728.333 | 7541.116 | 7436.865 | 7650.23 | 7706.073 | 7561.811 | 8025.394 | 7908.334 | 7983.501 | 8174.076 | 8133.798 | 8220.491 | 8613.454 | 8549.84 | 7985.579 | 8332.545 | 7970.858 | 8176.466 | 7942.853 | 7806.021 | 7872.127 | 8069.016 | 8106.048 | 8131.934 | 8210.271 | 8021.271 | 8220.941 | 8122.193 | 8155.596 | 8237.058 | 7985.084 | 8375.508 | 8352.94 | 8081.604 | 7898.417 | 8090.216 | 8390.154 | 8047.182 | 8323.808 | 8546.199 | 8375.524 | 8050.19 | 8241.413 | 8002.135 | 8243.241 | 8221.548 | 7952.96 | 8459.171 | 8131.457 | 8228.403 | 8260.949 | 8138.665 | 8215.783 | 8171.947 | 8396.577 | 0.07553% | Climate1_without secondary Impact_Base | 8106.048 | 7898.417 | 8145.0612 | 8375.508 | 8002.135 | 8231.0062 | 8546.199 | 7952.96 | 8217.746 | 8459.171
Scenario Name: Climate1_NoXGO_Low_NoFreeze ¦ Date: Wed 08/12/2020 ¦ Time: 13:26:15.24 ¦ Path: Q:\MJ\energy2020July30\2020Model ¦ Version: * ¦ | Northwest | Residential | Average | Annual | All | LDCECC/TDEF | Electric Load with Losses, Net of Cogeneration | 6586.81 | 7002.6 | 6866.197 | 7138.77 | 6800.203 | 7424.112 | 7227.387 | 7295.523 | 7728.333 | 7541.116 | 7436.865 | 7650.23 | 7706.073 | 7561.811 | 8025.394 | 7908.334 | 7983.501 | 8174.076 | 8133.798 | 8220.491 | 8613.454 | 8549.84 | 7985.579 | 8332.545 | 7970.858 | 8176.466 | 7942.853 | 7806.021 | 7872.127 | 8069.016 | 8106.048 | 8131.934 | 8206.632 | 8014.448 | 8210.589 | 8108.545 | 8138.482 | 8216.273 | 7961.532 | 8347.323 | 8321.132 | 8047.281 | 7861.281 | 8048.659 | 8343.348 | 7998.616 | 8269.784 | 8486.769 | 8313.397 | 7986.508 | 8172.517 | 7931.537 | 8166.775 | 8141.586 | 7871.737 | 8369.024 | 8040.904 | 8133.111 | 8161.136 | 8036.802 | 8108.87 | 8061.776 | 8279.671 | 0.02993% | Climate1_without secondary Impact_Low | 8106.048 | 7861.281 | 8122.6886 | 8347.323 | 7931.537 | 8171.791 | 8486.769 | 7871.737 | 8120.4617 | 8369.024
Scenario Name: Climate1_NoXGO_High_NoFreeze ¦ Date: Wed 08/12/2020 ¦ Time: 14:32:50.50 ¦ Path: Q:\MJ\energy2020July30\2020Model ¦ Version: * ¦ | Northwest | Residential | Average | Annual | All | LDCECC/TDEF | Electric Load with Losses, Net of Cogeneration | 6586.81 | 7002.6 | 6866.197 | 7138.77 | 6800.203 | 7424.112 | 7227.387 | 7295.523 | 7728.333 | 7541.116 | 7436.865 | 7650.23 | 7706.073 | 7561.811 | 8025.394 | 7908.334 | 7983.501 | 8174.076 | 8133.798 | 8220.491 | 8613.454 | 8549.84 | 7985.579 | 8332.545 | 7970.858 | 8176.466 | 7942.853 | 7806.021 | 7872.127 | 8069.016 | 8106.048 | 8131.934 | 8219.127 | 8038.208 | 8246.446 | 8155.175 | 8196.281 | 8285.816 | 8039.531 | 8440.063 | 8424.933 | 8157.858 | 7978.893 | 8179.313 | 8489.348 | 8148.814 | 8435.141 | 8667.098 | 8500.103 | 8175.777 | 8376.447 | 8138.762 | 8390.263 | 8373.517 | 8105.346 | 8626.502 | 8297.971 | 8403.073 | 8440.305 | 8321.087 | 8404.687 | 8364.763 | 8599.656 | 0.1499% | Climate1_without secondary Impact_High | 8106.048 | 7978.893 | 8196.3204 | 8440.063 | 8138.762 | 8350.1066 | 8667.098 | 8105.346 | 8393.6907 | 8626.502
Scenario Name: Climate2_NoXGO_Base_NoFreeze ¦ Date: Wed 08/12/2020 ¦ Time: 12:32:43.63 ¦ Path: Q:\MJ\energy2020July30\2020Model ¦ Version: * ¦ | Northwest | Residential | Average | Annual | All | LDCECC/TDEF | Electric Load with Losses, Net of Cogeneration | 6586.81 | 7002.6 | 6866.197 | 7138.77 | 6800.203 | 7424.112 | 7227.387 | 7295.523 | 7728.333 | 7541.116 | 7436.865 | 7650.23 | 7706.073 | 7561.811 | 8025.394 | 7908.334 | 7983.501 | 8174.076 | 8133.798 | 8220.491 | 8613.454 | 8549.84 | 7985.579 | 8332.545 | 7970.858 | 8176.466 | 7942.853 | 7806.021 | 7872.127 | 8069.016 | 8106.048 | 8131.934 | 8240.698 | 8033.896 | 7886.216 | 7992.833 | 8257.345 | 7899.1 | 8112.048 | 8476.949 | 8280.123 | 8077.915 | 8215.212 | 8224.737 | 8278.597 | 8204.505 | 8368.051 | 8225.22 | 8124.19 | 8095.369 | 8138.72 | 7982.565 | 7924.367 | 8242.5 | 8252.991 | 8027.797 | 8074.824 | 7970.177 | 7756.242 | 8100.365 | 8173.018 | 8285.67 | 8328.612 | 0.1951% | Climate2_without secondary Impact_Base | 8106.048 | 7886.216 | 8123.1637 | 8476.949 | 7924.367 | 8156.6321 | 8368.051 | 7756.242 | 8121.2196 | 8328.612
Scenario Name: Climate2_NoXGO_Low_NoFreeze ¦ Date: Wed 08/12/2020 ¦ Time: 13:36:42.08 ¦ Path: Q:\MJ\energy2020July30\2020Model ¦ Version: * ¦ | Northwest | Residential | Average | Annual | All | LDCECC/TDEF | Electric Load with Losses, Net of Cogeneration | 6586.81 | 7002.6 | 6866.197 | 7138.77 | 6800.203 | 7424.112 | 7227.387 | 7295.523 | 7728.333 | 7541.116 | 7436.865 | 7650.23 | 7706.073 | 7561.811 | 8025.394 | 7908.334 | 7983.501 | 8174.076 | 8133.798 | 8220.491 | 8613.454 | 8549.84 | 7985.579 | 8332.545 | 7970.858 | 8176.466 | 7942.853 | 7806.021 | 7872.127 | 8069.016 | 8106.048 | 8131.934 | 8237.053 | 8027.072 | 7876.248 | 7979.444 | 8240.068 | 7879.171 | 8088.089 | 8448.364 | 8248.688 | 8043.655 | 8176.669 | 8182.49 | 8232.405 | 8154.843 | 8313.643 | 8167.817 | 8063.89 | 8031.522 | 8070.484 | 7912.123 | 7850.682 | 8161.986 | 8168.564 | 7942.32 | 7984.889 | 7877.701 | 7662.685 | 7998.733 | 8066.68 | 8174.097 | 8212.691 | 0.1495% | Climate2_without secondary Impact_Low | 8106.048 | 7876.248 | 8100.7468 | 8448.364 | 7850.682 | 8097.9899 | 8313.643 | 7662.685 | 8025.0346 | 8212.691
Scenario Name: Climate2_NoXGO_High_NoFreeze ¦ Date: Wed 08/12/2020 ¦ Time: 14:44:20.75 ¦ Path: Q:\MJ\energy2020July30\2020Model ¦ Version: * ¦ | Northwest | Residential | Average | Annual | All | LDCECC/TDEF | Electric Load with Losses, Net of Cogeneration | 6586.81 | 7002.6 | 6866.197 | 7138.77 | 6800.203 | 7424.112 | 7227.387 | 7295.523 | 7728.333 | 7541.116 | 7436.865 | 7650.23 | 7706.073 | 7561.811 | 8025.394 | 7908.334 | 7983.501 | 8174.076 | 8133.798 | 8220.491 | 8613.454 | 8549.84 | 7985.579 | 8332.545 | 7970.858 | 8176.466 | 7942.853 | 7806.021 | 7872.127 | 8069.016 | 8106.048 | 8131.934 | 8249.681 | 8050.958 | 7910.722 | 8025.556 | 8298.916 | 7945.934 | 8167.673 | 8543.133 | 8351.519 | 8154.193 | 8299.801 | 8316.41 | 8377.199 | 8308.096 | 8480.446 | 8341.938 | 8245.426 | 8222.674 | 8271.88 | 8119.254 | 8066.331 | 8394.815 | 8410.513 | 8187.665 | 8240.753 | 8138.641 | 7926.03 | 8282.052 | 8361.312 | 8481.769 | 8530.907 | 0.2699% | Climate2_without secondary Impact_High | 8106.048 | 7910.722 | 8174.8405 | 8543.133 | 8066.331 | 8274.9654 | 8480.446 | 7926.03 | 8295.4457 | 8530.907
Scenario Name: Climate3_NoXGO_Base_NoFreeze ¦ Date: Wed 08/12/2020 ¦ Time: 12:43:27.01 ¦ Path: Q:\MJ\energy2020July30\2020Model ¦ Version: * ¦ | Northwest | Residential | Average | Annual | All | LDCECC/TDEF | Electric Load with Losses, Net of Cogeneration | 6586.81 | 7002.6 | 6866.197 | 7138.77 | 6800.203 | 7424.112 | 7227.387 | 7295.523 | 7728.333 | 7541.116 | 7436.865 | 7650.23 | 7706.073 | 7561.811 | 8025.394 | 7908.334 | 7983.501 | 8174.076 | 8133.798 | 8220.491 | 8613.454 | 8549.84 | 7985.579 | 8332.545 | 7970.858 | 8176.466 | 7942.853 | 7806.021 | 7872.127 | 8069.016 | 8106.048 | 8131.934 | 8160.713 | 8378.062 | 8339.081 | 8153.491 | 8056.646 | 7901.036 | 8258.382 | 8284.425 | 8302.771 | 8224.785 | 8426.525 | 8381.533 | 8438.233 | 8035.531 | 8017.9 | 8234.176 | 7932.171 | 7905.699 | 8079.322 | 7948.821 | 8475.449 | 8128.005 | 8225.331 | 8459.053 | 8298.293 | 8144.964 | 7966.87 | 8120.496 | 8514.963 | 8680.214 | 8260.618 | -0.03376% | Climate3_without secondary Impact_Base | 8106.048 | 7901.036 | 8232.5204 | 8426.525 | 7905.699 | 8144.8835 | 8475.449 | 7966.87 | 8279.8807 | 8680.214
Scenario Name: Climate3_NoXGO_Low_NoFreeze ¦ Date: Wed 08/12/2020 ¦ Time: 13:47:40.50 ¦ Path: Q:\MJ\energy2020July30\2020Model ¦ Version: * ¦ | Northwest | Residential | Average | Annual | All | LDCECC/TDEF | Electric Load with Losses, Net of Cogeneration | 6586.81 | 7002.6 | 6866.197 | 7138.77 | 6800.203 | 7424.112 | 7227.387 | 7295.523 | 7728.333 | 7541.116 | 7436.865 | 7650.23 | 7706.073 | 7561.811 | 8025.394 | 7908.334 | 7983.501 | 8174.076 | 8133.798 | 8220.491 | 8613.454 | 8549.84 | 7985.579 | 8332.545 | 7970.858 | 8176.466 | 7942.853 | 7806.021 | 7872.127 | 8069.016 | 8106.048 | 8131.934 | 8157.094 | 8370.956 | 8328.575 | 8139.835 | 8039.738 | 7881.055 | 8234.12 | 8256.499 | 8271.246 | 8189.781 | 8387.153 | 8338.466 | 8391.266 | 7986.991 | 7965.777 | 8176.739 | 7873.298 | 7843.291 | 8011.82 | 7878.64 | 8396.943 | 8048.744 | 8141.314 | 8368.965 | 8206.02 | 8050.501 | 7870.646 | 8018.653 | 8404.826 | 8563.615 | 8146.259 | -0.07902% | Climate3_without secondary Impact_Low | 8106.048 | 7881.055 | 8209.8958 | 8387.153 | 7843.291 | 8086.3231 | 8396.943 | 7870.646 | 8181.9543 | 8563.615
Scenario Name: Climate3_NoXGO_High_NoFreeze ¦ Date: Wed 08/12/2020 ¦ Time: 14:55:14.31 ¦ Path: Q:\MJ\energy2020July30\2020Model ¦ Version: * ¦ | Northwest | Residential | Average | Annual | All | LDCECC/TDEF | Electric Load with Losses, Net of Cogeneration | 6586.81 | 7002.6 | 6866.197 | 7138.77 | 6800.203 | 7424.112 | 7227.387 | 7295.523 | 7728.333 | 7541.116 | 7436.865 | 7650.23 | 7706.073 | 7561.811 | 8025.394 | 7908.334 | 7983.501 | 8174.076 | 8133.798 | 8220.491 | 8613.454 | 8549.84 | 7985.579 | 8332.545 | 7970.858 | 8176.466 | 7942.853 | 7806.021 | 7872.127 | 8069.016 | 8106.048 | 8131.934 | 8169.58 | 8395.889 | 8365.197 | 8186.753 | 8097.165 | 7948.263 | 8315.254 | 8348.604 | 8374.032 | 8302.31 | 8513.109 | 8474.313 | 8538.494 | 8136.997 | 8125.716 | 8350.019 | 8050.664 | 8029.766 | 8212.354 | 8084.445 | 8627.128 | 8278.836 | 8383.645 | 8627.698 | 8468.861 | 8317.778 | 8140.901 | 8302.835 | 8712.347 | 8885.901 | 8462.425 | 0.04128% | Climate3_without secondary Impact_High | 8106.048 | 7948.263 | 8284.6576 | 8513.109 | 8029.766 | 8262.9896 | 8627.128 | 8140.901 | 8458.1227 | 8885.901
Scenario Name: Climate1_NoXGO_Base_Freeze ¦ Date: Wed 08/12/2020 ¦ Time: 15:45:08.77 ¦ Path: Q:\MJ\energy2020July30\2020Model ¦ Version: * ¦ | Northwest | Residential | Average | Annual | All | LDCECC/TDEF | Electric Load with Losses, Net of Cogeneration | 6586.81 | 7002.6 | 6866.197 | 7138.77 | 6800.203 | 7424.112 | 7227.387 | 7295.523 | 7728.333 | 7541.116 | 7436.865 | 7650.23 | 7706.073 | 7561.811 | 8025.394 | 7908.334 | 7983.501 | 8174.076 | 8133.798 | 8220.491 | 8613.454 | 8549.84 | 7985.579 | 8332.545 | 7970.858 | 8176.466 | 7942.853 | 7806.021 | 7872.127 | 8069.016 | 8106.048 | 8131.934 | 8210.271 | 8021.271 | 8222.906 | 8127.235 | 8164.909 | 8251.703 | 8005.545 | 8403.415 | 8387.285 | 8122.866 | 7947.811 | 8148.669 | 8458.813 | 8121.854 | 8410.526 | 8644.404 | 8483.201 | 8164.54 | 8366.317 | 8135.51 | 8387.847 | 8379.539 | 8115.948 | 8646 | 8321.383 | 8423.497 | 8482.81 | 8367.633 | 8461.442 | 8430.701 | 8676.175 | 0.1918% | Climate1_without secondary Impact_Base_Freeze | 8106.048 | 7947.811 | 8165.4946 | 8403.415 | 8121.854 | 8332.1681 | 8644.404 | 8115.948 | 8430.5128 | 8676.175
Scenario Name: Climate1_NoXGO_Low_Freeze ¦ Date: Wed 08/12/2020 ¦ Time: 16:49:50.39 ¦ Path: Q:\MJ\energy2020July30\2020Model ¦ Version: * ¦ | Northwest | Residential | Average | Annual | All | LDCECC/TDEF | Electric Load with Losses, Net of Cogeneration | 6586.81 | 7002.6 | 6866.197 | 7138.77 | 6800.203 | 7424.112 | 7227.387 | 7295.523 | 7728.333 | 7541.116 | 7436.865 | 7650.23 | 7706.073 | 7561.811 | 8025.394 | 7908.334 | 7983.501 | 8174.076 | 8133.798 | 8220.491 | 8613.454 | 8549.84 | 7985.579 | 8332.545 | 7970.858 | 8176.466 | 7942.853 | 7806.021 | 7872.127 | 8069.016 | 8106.048 | 8131.934 | 8206.632 | 8014.448 | 8212.546 | 8113.566 | 8147.752 | 8230.845 | 7981.883 | 8375.068 | 8355.263 | 8088.27 | 7910.324 | 8106.675 | 8411.461 | 8072.664 | 8355.734 | 8584.054 | 8420.016 | 8099.673 | 8296.072 | 8063.41 | 8309.682 | 8297.646 | 8032.652 | 8553.38 | 8228.226 | 8325.464 | 8379.725 | 8262.313 | 8350.681 | 8316.351 | 8554.634 | 0.1459% | Climate1_without secondary Impact_Low_Freeze | 8106.048 | 7910.324 | 8142.9965 | 8375.068 | 8063.41 | 8271.9441 | 8584.054 | 8032.652 | 8330.1072 | 8554.634
Scenario Name: Climate1_NoXGO_High_Freeze ¦ Date: Wed 08/12/2020 ¦ Time: 17:55:04.22 ¦ Path: Q:\MJ\energy2020July30\2020Model ¦ Version: * ¦ | Northwest | Residential | Average | Annual | All | LDCECC/TDEF | Electric Load with Losses, Net of Cogeneration | 6586.81 | 7002.6 | 6866.197 | 7138.77 | 6800.203 | 7424.112 | 7227.387 | 7295.523 | 7728.333 | 7541.116 | 7436.865 | 7650.23 | 7706.073 | 7561.811 | 8025.394 | 7908.334 | 7983.501 | 8174.076 | 8133.798 | 8220.491 | 8613.454 | 8549.84 | 7985.579 | 8332.545 | 7970.858 | 8176.466 | 7942.853 | 7806.021 | 7872.127 | 8069.016 | 8106.048 | 8131.934 | 8219.127 | 8038.208 | 8248.429 | 8160.266 | 8205.693 | 8300.627 | 8060.235 | 8468.321 | 8459.733 | 8199.691 | 8028.991 | 8238.64 | 8559.078 | 8224.701 | 8523.323 | 8767.021 | 8609.725 | 8292.255 | 8503.768 | 8274.788 | 8537.851 | 8534.842 | 8271.864 | 8817.461 | 8492.217 | 8602.757 | 8667.41 | 8555.622 | 8656.417 | 8630.039 | 8886.431 | 0.2664% | Climate1_without secondary Impact_High_Freeze | 8106.048 | 8028.991 | 8217.0194 | 8468.321 | 8224.701 | 8453.115 | 8767.021 | 8271.864 | 8611.506 | 8886.431
Scenario Name: Climate2_NoXGO_Base_Freeze ¦ Date: Wed 08/12/2020 ¦ Time: 15:55:51.20 ¦ Path: Q:\MJ\energy2020July30\2020Model ¦ Version: * ¦ | Northwest | Residential | Average | Annual | All | LDCECC/TDEF | Electric Load with Losses, Net of Cogeneration | 6586.81 | 7002.6 | 6866.197 | 7138.77 | 6800.203 | 7424.112 | 7227.387 | 7295.523 | 7728.333 | 7541.116 | 7436.865 | 7650.23 | 7706.073 | 7561.811 | 8025.394 | 7908.334 | 7983.501 | 8174.076 | 8133.798 | 8220.491 | 8613.454 | 8549.84 | 7985.579 | 8332.545 | 7970.858 | 8176.466 | 7942.853 | 7806.021 | 7872.127 | 8069.016 | 8106.048 | 8131.934 | 8240.698 | 8033.896 | 7888.094 | 7997.672 | 8266.446 | 7913.263 | 8132.307 | 8503.846 | 8314.156 | 8118.99 | 8264.226 | 8281.334 | 8344.549 | 8280.053 | 8453.177 | 8318.784 | 8227.336 | 8205.488 | 8262.63 | 8113.341 | 8058.981 | 8398.034 | 8424.198 | 8196.892 | 8256.446 | 8167.147 | 7950.085 | 8320.202 | 8408.189 | 8535.635 | 8589.708 | 0.3048% | Climate2_without secondary Impact_Base_Freeze | 8106.048 | 7888.094 | 8143.2896 | 8503.846 | 8058.981 | 8254.5673 | 8453.177 | 7950.085 | 8324.6536 | 8589.708
Scenario Name: Climate2_NoXGO_Low_Freeze ¦ Date: Wed 08/12/2020 ¦ Time: 17:00:38.56 ¦ Path: Q:\MJ\energy2020July30\2020Model ¦ Version: * ¦ | Northwest | Residential | Average | Annual | All | LDCECC/TDEF | Electric Load with Losses, Net of Cogeneration | 6586.81 | 7002.6 | 6866.197 | 7138.77 | 6800.203 | 7424.112 | 7227.387 | 7295.523 | 7728.333 | 7541.116 | 7436.865 | 7650.23 | 7706.073 | 7561.811 | 8025.394 | 7908.334 | 7983.501 | 8174.076 | 8133.798 | 8220.491 | 8613.454 | 8549.84 | 7985.579 | 8332.545 | 7970.858 | 8176.466 | 7942.853 | 7806.021 | 7872.127 | 8069.016 | 8106.048 | 8131.934 | 8237.053 | 8027.072 | 7878.119 | 7984.263 | 8249.129 | 7893.264 | 8108.239 | 8475.104 | 8282.511 | 8084.46 | 8225.337 | 8238.665 | 8297.836 | 8229.754 | 8398.015 | 8260.504 | 8166.024 | 8140.514 | 8193.048 | 8041.428 | 7983.723 | 8315.615 | 8337.585 | 8109.213 | 8164.04 | 8071.886 | 7853.726 | 8215.259 | 8298.199 | 8420.065 | 8469.508 | 0.2588% | Climate2_without secondary Impact_Low_Freeze | 8106.048 | 7878.119 | 8120.7498 | 8475.104 | 7983.723 | 8194.9511 | 8398.015 | 7853.726 | 8225.5096 | 8469.508
Scenario Name: Climate2_NoXGO_High_Freeze ¦ Date: Wed 08/12/2020 ¦ Time: 18:06:27.64 ¦ Path: Q:\MJ\energy2020July30\2020Model ¦ Version: * ¦ | Northwest | Residential | Average | Annual | All | LDCECC/TDEF | Electric Load with Losses, Net of Cogeneration | 6586.81 | 7002.6 | 6866.197 | 7138.77 | 6800.203 | 7424.112 | 7227.387 | 7295.523 | 7728.333 | 7541.116 | 7436.865 | 7650.23 | 7706.073 | 7561.811 | 8025.394 | 7908.334 | 7983.501 | 8174.076 | 8133.798 | 8220.491 | 8613.454 | 8549.84 | 7985.579 | 8332.545 | 7970.858 | 8176.466 | 7942.853 | 7806.021 | 7872.127 | 8069.016 | 8106.048 | 8131.934 | 8249.681 | 8050.958 | 7912.618 | 8030.443 | 8308.116 | 7960.257 | 8188.175 | 8570.375 | 8386.005 | 8195.838 | 8349.528 | 8373.872 | 8444.196 | 8384.874 | 8567.018 | 8437.148 | 8350.447 | 8334.875 | 8398.181 | 8252.646 | 8203.743 | 8553.622 | 8585.393 | 8360.547 | 8426.538 | 8340.202 | 8124.546 | 8507.248 | 8602.324 | 8738.076 | 8798.768 | 0.3798% | Climate2_without secondary Impact_High_Freeze | 8106.048 | 7912.618 | 8195.2313 | 8570.375 | 8203.743 | 8374.7 | 8567.018 | 8124.546 | 8503.7264 | 8798.768
Scenario Name: Climate3_NoXGO_Base_Freeze ¦ Date: Wed 08/12/2020 ¦ Time: 16:06:40.49 ¦ Path: Q:\MJ\energy2020July30\2020Model ¦ Version: * ¦ | Northwest | Residential | Average | Annual | All | LDCECC/TDEF | Electric Load with Losses, Net of Cogeneration | 6586.81 | 7002.6 | 6866.197 | 7138.77 | 6800.203 | 7424.112 | 7227.387 | 7295.523 | 7728.333 | 7541.116 | 7436.865 | 7650.23 | 7706.073 | 7561.811 | 8025.394 | 7908.334 | 7983.501 | 8174.076 | 8133.798 | 8220.491 | 8613.454 | 8549.84 | 7985.579 | 8332.545 | 7970.858 | 8176.466 | 7942.853 | 7806.021 | 7872.127 | 8069.016 | 8106.048 | 8131.934 | 8160.713 | 8378.062 | 8340.979 | 8158.448 | 8065.632 | 7914.809 | 8278.562 | 8311.547 | 8337.424 | 8266.607 | 8476.875 | 8440.422 | 8505.931 | 8110.193 | 8100.143 | 8331.886 | 8032.978 | 8015.244 | 8198.67 | 8081.851 | 8619.821 | 8278.008 | 8386.335 | 8633.805 | 8482.656 | 8336.584 | 8167.604 | 8338.893 | 8747.898 | 8939.364 | 8510.351 | 0.07182% | Climate3_without secondary Impact_Base_Freeze | 8106.048 | 7914.809 | 8252.8945 | 8476.875 | 8015.244 | 8243.7139 | 8619.821 | 8167.604 | 8482.1498 | 8939.364
Scenario Name: Climate3_NoXGO_Low_Freeze ¦ Date: Wed 08/12/2020 ¦ Time: 17:11:19.42 ¦ Path: Q:\MJ\energy2020July30\2020Model ¦ Version: * ¦ | Northwest | Residential | Average | Annual | All | LDCECC/TDEF | Electric Load with Losses, Net of Cogeneration | 6586.81 | 7002.6 | 6866.197 | 7138.77 | 6800.203 | 7424.112 | 7227.387 | 7295.523 | 7728.333 | 7541.116 | 7436.865 | 7650.23 | 7706.073 | 7561.811 | 8025.394 | 7908.334 | 7983.501 | 8174.076 | 8133.798 | 8220.491 | 8613.454 | 8549.84 | 7985.579 | 8332.545 | 7970.858 | 8176.466 | 7942.853 | 7806.021 | 7872.127 | 8069.016 | 8106.048 | 8131.934 | 8157.094 | 8370.956 | 8330.465 | 8144.771 | 8048.683 | 7894.759 | 8254.191 | 8283.464 | 8305.684 | 8231.324 | 8437.15 | 8396.912 | 8458.431 | 8061.028 | 8047.295 | 8273.529 | 7973.123 | 7951.713 | 8129.889 | 8010.172 | 8539.635 | 8196.922 | 8300.277 | 8541.427 | 8387.885 | 8239.43 | 8068.459 | 8233.763 | 8634.187 | 8818.628 | 8391.953 | 0.02627% | Climate3_without secondary Impact_Low_Freeze | 8106.048 | 7894.759 | 8230.1447 | 8437.15 | 7951.713 | 8184.1727 | 8539.635 | 8068.459 | 8381.2931 | 8818.628
Scenario Name: Climate3_NoXGO_High_Freeze ¦ Date: Wed 08/12/2020 ¦ Time: 18:17:19.32 ¦ Path: Q:\MJ\energy2020July30\2020Model ¦ Version: * ¦ | Northwest | Residential | Average | Annual | All | LDCECC/TDEF | Electric Load with Losses, Net of Cogeneration | 6586.81 | 7002.6 | 6866.197 | 7138.77 | 6800.203 | 7424.112 | 7227.387 | 7295.523 | 7728.333 | 7541.116 | 7436.865 | 7650.23 | 7706.073 | 7561.811 | 8025.394 | 7908.334 | 7983.501 | 8174.076 | 8133.798 | 8220.491 | 8613.454 | 8549.84 | 7985.579 | 8332.545 | 7970.858 | 8176.466 | 7942.853 | 7806.021 | 7872.127 | 8069.016 | 8106.048 | 8131.934 | 8169.58 | 8395.889 | 8367.112 | 8191.76 | 8106.246 | 7962.192 | 8335.678 | 8376.07 | 8409.143 | 8344.709 | 8564.19 | 8534.091 | 8607.259 | 8212.873 | 8209.355 | 8449.421 | 8153.302 | 8141.372 | 8334.031 | 8220.114 | 8774.493 | 8432.022 | 8548.168 | 8806.381 | 8657.447 | 8513.901 | 8346.451 | 8526.571 | 8951.158 | 9151.647 | 8718.728 | 0.1471% | Climate3_without secondary Impact_High_Freeze | 8106.048 | 7962.192 | 8305.2989 | 8564.19 | 8141.372 | 8363.6311 | 8774.493 | 8346.451 | 8665.2474 | 9151.647
[72 empty] | Delta in Load due to Secondary Impacts |  |  | 2021-2030 Period |  |  | 2031-2040 Period |  |  | 2041-2050 Period
[7 empty] | Data for Graph | 1988 | 1989 | 1990 | 1991 | 1992 | 1993 | 1994 | 1995 | 1996 | 1997 | 1998 | 1999 | 2000 | 2001 | 2002 | 2003 | 2004 | 2005 | 2006 | 2007 | 2008 | 2009 | 2010 | 2011 | 2012 | 2013 | 2014 | 2015 | 2016 | 2017 | 2018 | 2019 | 2020 | 2021 | 2022 | 2023 | 2024 | 2025 | 2026 | 2027 | 2028 | 2029 | 2030 | 2031 | 2032 | 2033 | 2034 | 2035 | 2036 | 2037 | 2038 | 2039 | 2040 | 2041 | 2042 | 2043 | 2044 | 2045 | 2046 | 2047 | 2048 | 2049 | 2050 |  | aMW |  | Minimum | Average | Maximum | Minimum | Average | Maximum | Minimum | Average | Maximum
[7 empty] | Minimum | 6586.81 | 7002.6 | 6866.197 | 7138.77 | 6800.203 | 7424.112 | 7227.387 | 7295.523 | 7728.333 | 7541.116 | 7436.865 | 7650.23 | 7706.073 | 7561.811 | 8025.394 | 7908.334 | 7983.501 | 8174.076 | 8133.798 | 8220.491 | 8613.454 | 8549.84 | 7985.579 | 8332.545 | 7970.858 | 8176.466 | 7942.853 | 7806.021 | 7872.127 | 8069.016 | 8106.048 | 8131.934 | 8157.094 | 8014.448 | 8094.957 | 8218.601 | 8298.114 | 8150.125 | 8254.639 | 8581.432 | 8591.521 | 8396.086 | 8224.975 | 8443.831 | 8662.459 | 8424.694 | 8423.533 | 8660.383 | 8372.42 | 8362.185 | 8564.35 | 8442.44 | 8436.722 | 8673.894 | 8496.305 | 8588.268 | 8648.38 | 8548.475 | 8334.323 | 8715.05 | 8805.795 | 8816.029 | 8929.622 |  | GCM1_Base |  | 122.854 | 270.3201 | 328.825 | 485.142 | 507.6568 | 514.33 | 630.587 | 709.6787 | 739.733
[7 empty] | Average | 6586.81 | 7002.6 | 6866.197 | 7138.77 | 6800.203 | 7424.112 | 7227.387 | 7295.523 | 7728.333 | 7541.116 | 7436.865 | 7650.23 | 7706.073 | 7561.811 | 8025.394 | 7908.334 | 7983.501 | 8174.076 | 8133.798 | 8220.491 | 8613.454 | 8549.84 | 7985.579 | 8332.545 | 7970.858 | 8176.466 | 7942.853 | 7806.021 | 7872.127 | 8069.016 | 8106.048 | 8131.934 | 8205.6499 | 8147.8622 | 8380.2327 | 8338.2849 | 8426.706 | 8297.7797 | 8429.1887 | 8721.8541 | 8671.3608 | 8499.0868 | 8575.8469 | 8654.8754 | 8824.4813 | 8558.6566 | 8729.9369 | 8858.7388 | 8681.904 | 8569.924 | 8738.2263 | 8573.7331 | 8853.1688 | 8860.1036 | 8816.9511 | 9019.5404 | 8875.7441 | 8835.9552 | 8723.5476 | 8878.1456 | 9094.9322 | 9197.4403 | 9160.6616 |  | GCM1_Low |  | 153.167 | 269.4946 | 327.743 | 505.56 | 504.2298 | 511.063 | 624.568 | 701.4881 | 701.802
[7 empty] | Maximum | 6586.81 | 7002.6 | 6866.197 | 7138.77 | 6800.203 | 7424.112 | 7227.387 | 7295.523 | 7728.333 | 7541.116 | 7436.865 | 7650.23 | 7706.073 | 7561.811 | 8025.394 | 7908.334 | 7983.501 | 8174.076 | 8133.798 | 8220.491 | 8613.454 | 8549.84 | 7985.579 | 8332.545 | 7970.858 | 8176.466 | 7942.853 | 7806.021 | 7872.127 | 8069.016 | 8106.048 | 8131.934 | 8249.681 | 8395.889 | 8598.106 | 8431.979 | 8566.128 | 8571.006 | 8623.325 | 8881.405 | 8776.111 | 8666.874 | 8909.847 | 8892.7 | 8985.867 | 8765.047 | 8969.316 | 9191.449 | 9039.827 | 8770.052 | 8955.326 | 8724.598 | 9274.043 | 9048.861 | 9079.875 | 9333.486 | 9177.322 | 9124.943 | 9181.586 | 9072.218 | 9519.521 | 9725.501 | 9428.221 |  | GCM1_High |  | 59.315 | 273.0432 | 336.048 | 443.698 | 517.9476 | 524.351 | 647.013 | 730.3647 | 801.719
[72 empty] | GCM 2_Base |  | 147.68 | 270.8936 | 334.577 | 591.089 | 503.4764 | 479.962 | 679.562 | 701.9098 | 797.661
[72 empty] | GCM 2_Low |  | 150.824 | 270.0618 | 333.473 | 586.04 | 500.0823 | 477.111 | 671.638 | 693.8323 | 786.626
[72 empty] | GCM 2_High |  | 140.236 | 273.6499 | 338.272 | 605.58 | 513.7109 | 488.87 | 699.616 | 722.4428 | 823.915
[72 empty] | GCM 3_Base |  | 272.693 | 273.3625 | 391.111 | 522.66 | 502.8931 | 631.485 | 696.592 | 716.8997 | 813.532
[72 empty] | GCM 3_Low |  | 271.994 | 272.5234 | 389.393 | 518.894 | 499.4948 | 626.077 | 688.485 | 708.64 | 802.723
[72 empty] | GCM 3_High |  | 275.008 | 276.1383 | 396.738 | 533.693 | 513.1016 | 646.915 | 717.161 | 737.9074 | 839.6
[72 empty] | GCM1_Base_FE |  | 73.46 | 271.5541 | 332.755 | 427.446 | 515.1952 | 521.32 | 644.964 | 729.7603 | 830.506
[72 empty] | GCM1_Low_FE |  | 104.124 | 270.7229 | 329.313 | 441.985 | 511.7031 | 517.998 | 638.779 | 721.2849 | 818.863
[72 empty] | GCM1_High_FE |  | 9.217 | 274.2955 | 344.552 | 420.723 | 525.6681 | 531.501 | 661.802 | 751.0822 | 857.711
[72 empty] | GCM 2_Base_FE |  | 145.802 | 272.1127 | 336.107 | 602.459 | 510.7926 | 485.791 | 698.001 | 721.1434 | 824.142
[72 empty] | GCM 2_Low_FE |  | 148.953 | 271.275 | 334.997 | 597.294 | 507.3355 | 482.896 | 689.821 | 712.7983 | 812.678
[72 empty] | GCM 2_High_FE |  | 138.34 | 274.8872 | 339.826 | 585.825 | 521.2056 | 494.829 | 718.645 | 742.2922 | 851.323
[72 empty] | GCM 3_Base_FE |  | 273.524 | 274.5953 | 394.083 | 527.75 | 510.2764 | 643.687 | 715.6 | 736.1236 | 839.405
[72 empty] | GCM 3_Low_FE |  | 272.823 | 273.751 | 392.349 | 527.224 | 506.8145 | 638.152 | 707.229 | 727.5952 | 828.188
[72 empty] | GCM 3_High_FE |  | 275.849 | 277.3901 | 399.764 | 524.368 | 520.6643 | 659.455 | 736.779 | 757.7509 | 866.363

## All Commercial
Regional Commercial Load across range of climate change models aMW
LDCECC/TDEF: Northwest - Commercial - Average - Annual - All - Electric Load with Losses, Net of Cogeneration - aMW -
[71 empty] | AAGR |  |  |  | 2021-2030 Period |  |  | 2031-2040 Period |  |  | 2041-2050 Period
[8 empty] | 1988 | 1989 | 1990 | 1991 | 1992 | 1993 | 1994 | 1995 | 1996 | 1997 | 1998 | 1999 | 2000 | 2001 | 2002 | 2003 | 2004 | 2005 | 2006 | 2007 | 2008 | 2009 | 2010 | 2011 | 2012 | 2013 | 2014 | 2015 | 2016 | 2017 | 2018 | 2019 | 2020 | 2021 | 2022 | 2023 | 2024 | 2025 | 2026 | 2027 | 2028 | 2029 | 2030 | 2031 | 2032 | 2033 | 2034 | 2035 | 2036 | 2037 | 2038 | 2039 | 2040 | 2041 | 2042 | 2043 | 2044 | 2045 | 2046 | 2047 | 2048 | 2049 | 2050 | 2022-2050 | Loads without Climate Change | 2018 | Minimum | Average | Maximum | Minimum | Average | Maximum | Minimum | Average | Maximum
Scenario Name: BaseCase ¦ Date: Thu 07/30/2020 ¦ Time: 10:25:08.56 ¦ Path: Q:\MJ\energy2020July30\2020Model ¦ Version: * ¦ | Northwest | Commercial | Average | Annual | All | LDCECC/TDEF | Electric Load with Losses, Net of Cogeneration | 4654.775 | 4700.058 | 4779.544 | 4870.751 | 5049.761 | 5080.849 | 5322.652 | 5347.041 | 5660.851 | 5610.857 | 5665.197 | 5824.921 | 6140.94 | 6071.31 | 6472.33 | 6185.149 | 6171.981 | 6152.642 | 6049.224 | 6132.318 | 6304.86 | 6195.776 | 5841.863 | 6014.933 | 5893.593 | 6043.208 | 5978.772 | 6085.105 | 6018.833 | 6058.947 | 6041.197 | 5996.52 | 5939.093 | 5886.6 | 5844.858 | 5791.419 | 5739.431 | 5696.428 | 5664.976 | 5648.986 | 5635.222 | 5621.384 | 5624.033 | 5627.234 | 5636.367 | 5643.584 | 5653.202 | 5665.45 | 5681.586 | 5701.913 | 5726.747 | 5754.814 | 5778.789 | 5805.956 | 5839.292 | 5872.896 | 5909.727 | 5948.445 | 5987.272 | 6029.146 | 6072.937 | 6118.151 | 6113.729 | 0.1608% | Base Economic Growth | 6041.197 | 5621.384 | 5715.3337 | 5886.6 | 5627.234 | 5686.9686 | 5778.789 | 5805.956 | 5969.7551 | 6118.151
Scenario Name: LowCaseScenario ¦ Date: Thu 07/30/2020 ¦ Time: 10:39:56.41 ¦ Path: Q:\MJ\energy2020July30\2020Model ¦ Version: * ¦ | Northwest | Commercial | Average | Annual | All | LDCECC/TDEF | Electric Load with Losses, Net of Cogeneration | 4654.775 | 4700.058 | 4779.544 | 4870.751 | 5049.761 | 5080.849 | 5322.652 | 5347.041 | 5660.851 | 5610.857 | 5665.197 | 5824.921 | 6140.94 | 6071.31 | 6472.33 | 6185.149 | 6171.981 | 6152.642 | 6049.224 | 6132.318 | 6304.86 | 6195.776 | 5841.863 | 6014.933 | 5893.593 | 6043.208 | 5978.772 | 6085.105 | 6018.833 | 6058.947 | 6041.197 | 5996.52 | 5763.521 | 5682.724 | 5624.935 | 5562.129 | 5502.223 | 5451.298 | 5415.396 | 5400.264 | 5393.446 | 5383.727 | 5387.925 | 5389.221 | 5401.398 | 5412.898 | 5419.377 | 5425.375 | 5435.104 | 5450.963 | 5476.439 | 5507.898 | 5537.137 | 5567.379 | 5603.056 | 5635.822 | 5665.422 | 5699.75 | 5728.809 | 5759.793 | 5793.18 | 5827.646 | 5814.963 | 0.1187% | Low Economic Growth | 6041.197 | 5383.727 | 5480.4067 | 5682.724 | 5389.221 | 5445.581 | 5537.137 | 5567.379 | 5709.582 | 5827.646
Scenario Name: HighCaseScenario ¦ Date: Thu 07/30/2020 ¦ Time: 10:53:48.07 ¦ Path: Q:\MJ\energy2020July30\2020Model ¦ Version: * ¦ | Northwest | Commercial | Average | Annual | All | LDCECC/TDEF | Electric Load with Losses, Net of Cogeneration | 4654.775 | 4700.058 | 4779.544 | 4870.751 | 5049.761 | 5080.849 | 5322.652 | 5347.041 | 5660.851 | 5610.857 | 5665.197 | 5824.921 | 6140.94 | 6071.31 | 6472.33 | 6185.149 | 6171.981 | 6152.642 | 6049.224 | 6132.318 | 6304.86 | 6195.776 | 5841.863 | 6014.933 | 5893.593 | 6043.208 | 5978.772 | 6085.105 | 6018.833 | 6058.947 | 6041.197 | 5996.52 | 6043.232 | 6027.703 | 6014.075 | 5979.265 | 5939.742 | 5908.422 | 5899.293 | 5909.201 | 5904.788 | 5897.604 | 5908.822 | 5916.554 | 5932.554 | 5946.633 | 5967.901 | 5997.466 | 6027.842 | 6063.474 | 6103.788 | 6148.364 | 6192.061 | 6234.157 | 6281.983 | 6329.593 | 6378.612 | 6432.671 | 6482.956 | 6535.636 | 6591.664 | 6649.042 | 6652.453 | 0.3609% | High Economic Growth | 6041.197 | 5897.604 | 5938.8915 | 6027.703 | 5916.554 | 6029.6637 | 6192.061 | 6234.157 | 6456.8767 | 6652.453
with Direct and Indirect Climate Change Impact
Scenario Name: Climate1_XGO_Base_NoFreeze ¦ Date: Wed 08/12/2020 ¦ Time: 12:54:03.34 ¦ Path: Q:\MJ\energy2020July30\2020Model ¦ Version: * ¦ | Northwest | Commercial | Average | Annual | All | LDCECC/TDEF | Electric Load with Losses, Net of Cogeneration | 4654.775 | 4700.058 | 4779.544 | 4870.751 | 5049.761 | 5080.849 | 5322.652 | 5347.041 | 5660.851 | 5610.857 | 5665.197 | 5824.921 | 6140.94 | 6071.31 | 6472.33 | 6185.149 | 6171.981 | 6152.642 | 6049.224 | 6132.318 | 6304.86 | 6195.776 | 5841.863 | 6014.933 | 5893.593 | 6043.208 | 5978.772 | 6085.105 | 6018.833 | 6058.947 | 6041.197 | 5996.52 | 6061.199 | 5981.543 | 5991.748 | 5923.65 | 5874.523 | 5852.18 | 5830.576 | 5865.156 | 5768.504 | 5760.197 | 5800.75 | 5837.093 | 5877.609 | 5846.266 | 5934.265 | 5948.919 | 6007.424 | 5973.889 | 6021.153 | 6066.224 | 6125.735 | 6214.673 | 6205.637 | 6345.705 | 6374.632 | 6369.59 | 6497.988 | 6559.05 | 6613.576 | 6691.681 | 6762.357 | 0.433% | GCM1_Base | 6041.197 | 5760.197 | 5864.8827 | 5991.748 | 5837.093 | 5963.8577 | 6125.735 | 6205.637 | 6463.4889 | 6762.357
Scenario Name: Climate1_XGO_Low_NoFreeze ¦ Date: Wed 08/12/2020 ¦ Time: 13:58:52.82 ¦ Path: Q:\MJ\energy2020July30\2020Model ¦ Version: * ¦ | Northwest | Commercial | Average | Annual | All | LDCECC/TDEF | Electric Load with Losses, Net of Cogeneration | 4654.775 | 4700.058 | 4779.544 | 4870.751 | 5049.761 | 5080.849 | 5322.652 | 5347.041 | 5660.851 | 5610.857 | 5665.197 | 5824.921 | 6140.94 | 6071.31 | 6472.33 | 6185.149 | 6171.981 | 6152.642 | 6049.224 | 6132.318 | 6304.86 | 6195.776 | 5841.863 | 6014.933 | 5893.593 | 6043.208 | 5978.772 | 6085.105 | 6018.833 | 6058.947 | 6041.197 | 5996.52 | 5882.223 | 5774.696 | 5766.598 | 5689.455 | 5632.054 | 5600.658 | 5574.124 | 5607.231 | 5521.112 | 5516.881 | 5557.573 | 5590.55 | 5632.886 | 5607.632 | 5689.236 | 5697.234 | 5747.327 | 5711.5 | 5758.5 | 5806.573 | 5870.178 | 5960.015 | 5955.34 | 6090.364 | 6112.065 | 6104.049 | 6218.423 | 6267.038 | 6310.001 | 6375.132 | 6433.199 | 0.3914% | GCM1_Low | 6041.197 | 5516.881 | 5624.0382 | 5774.696 | 5590.55 | 5711.1616 | 5870.178 | 5955.34 | 6182.5626 | 6433.199
Scenario Name: Climate1_XGO_High_NoFreeze ¦ Date: Wed 08/12/2020 ¦ Time: 15:07:35.54 ¦ Path: Q:\MJ\energy2020July30\2020Model ¦ Version: * ¦ | Northwest | Commercial | Average | Annual | All | LDCECC/TDEF | Electric Load with Losses, Net of Cogeneration | 4654.775 | 4700.058 | 4779.544 | 4870.751 | 5049.761 | 5080.849 | 5322.652 | 5347.041 | 5660.851 | 5610.857 | 5665.197 | 5824.921 | 6140.94 | 6071.31 | 6472.33 | 6185.149 | 6171.981 | 6152.642 | 6049.224 | 6132.318 | 6304.86 | 6195.776 | 5841.863 | 6014.933 | 5893.593 | 6043.208 | 5978.772 | 6085.105 | 6018.833 | 6058.947 | 6041.197 | 5996.52 | 6167.277 | 6124.645 | 6164.952 | 6115.474 | 6079.263 | 6069.717 | 6071.322 | 6134.998 | 6044.524 | 6043.192 | 6094.266 | 6137.069 | 6186.476 | 6160.29 | 6264.619 | 6297.732 | 6373.619 | 6352.943 | 6417.943 | 6481.402 | 6564.248 | 6673.343 | 6676.599 | 6839.523 | 6880.789 | 6888.569 | 7036.319 | 7110.579 | 7179.175 | 7273.181 | 7359.289 | 0.6344% | GCM1_High | 6041.197 | 6043.192 | 6094.2353 | 6164.952 | 6137.069 | 6323.6341 | 6564.248 | 6673.343 | 6991.7366 | 7359.289
Scenario Name: Climate2_XGO_Base_NoFreeze ¦ Date: Wed 08/12/2020 ¦ Time: 13:04:48.45 ¦ Path: Q:\MJ\energy2020July30\2020Model ¦ Version: * ¦ | Northwest | Commercial | Average | Annual | All | LDCECC/TDEF | Electric Load with Losses, Net of Cogeneration | 4654.775 | 4700.058 | 4779.544 | 4870.751 | 5049.761 | 5080.849 | 5322.652 | 5347.041 | 5660.851 | 5610.857 | 5665.197 | 5824.921 | 6140.94 | 6071.31 | 6472.33 | 6185.149 | 6171.981 | 6152.642 | 6049.224 | 6132.318 | 6304.86 | 6195.776 | 5841.863 | 6014.933 | 5893.593 | 6043.208 | 5978.772 | 6085.105 | 6018.833 | 6058.947 | 6041.197 | 5996.52 | 6011.964 | 5933.094 | 5925.016 | 5890.301 | 5844.306 | 5828.354 | 5763.885 | 5756.859 | 5815.491 | 5767.997 | 5750.292 | 5753.563 | 5834.155 | 5850.034 | 5865.371 | 5889.789 | 5960.831 | 5935.567 | 6017.042 | 6066.674 | 6000.184 | 6107.114 | 6215.285 | 6228.955 | 6298.611 | 6413.225 | 6360.852 | 6458.18 | 6510.923 | 6584.839 | 6620.667 | 0.3973% | GCM 2_Base | 6041.197 | 5750.292 | 5827.5595 | 5933.094 | 5753.563 | 5917.321 | 6066.674 | 6107.114 | 6379.8651 | 6620.667
Scenario Name: Climate2_XGO_Low_NoFreeze ¦ Date: Wed 08/12/2020 ¦ Time: 14:10:06.27 ¦ Path: Q:\MJ\energy2020July30\2020Model ¦ Version: * ¦ | Northwest | Commercial | Average | Annual | All | LDCECC/TDEF | Electric Load with Losses, Net of Cogeneration | 4654.775 | 4700.058 | 4779.544 | 4870.751 | 5049.761 | 5080.849 | 5322.652 | 5347.041 | 5660.851 | 5610.857 | 5665.197 | 5824.921 | 6140.94 | 6071.31 | 6472.33 | 6185.149 | 6171.981 | 6152.642 | 6049.224 | 6132.318 | 6304.86 | 6195.776 | 5841.863 | 6014.933 | 5893.593 | 6043.208 | 5978.772 | 6085.105 | 6018.833 | 6058.947 | 6041.197 | 5996.52 | 5834.312 | 5727.802 | 5702.432 | 5657.359 | 5602.897 | 5577.938 | 5510.135 | 5503.352 | 5566.17 | 5524.354 | 5509.009 | 5510.322 | 5591.159 | 5611.208 | 5623.067 | 5640.575 | 5702.716 | 5674.755 | 5754.582 | 5806.978 | 5749.773 | 5856.742 | 5964.548 | 5978.238 | 6039.042 | 6146.015 | 6087.075 | 6170.488 | 6211.853 | 6273.058 | 6298.049 | 0.3554% | GCM 2_Low | 6041.197 | 5503.352 | 5588.1448 | 5727.802 | 5510.322 | 5666.5135 | 5806.978 | 5856.742 | 6102.5108 | 6298.049
Scenario Name: Climate2_XGO_High_NoFreeze ¦ Date: Wed 08/12/2020 ¦ Time: 15:19:27.25 ¦ Path: Q:\MJ\energy2020July30\2020Model ¦ Version: * ¦ | Northwest | Commercial | Average | Annual | All | LDCECC/TDEF | Electric Load with Losses, Net of Cogeneration | 4654.775 | 4700.058 | 4779.544 | 4870.751 | 5049.761 | 5080.849 | 5322.652 | 5347.041 | 5660.851 | 5610.857 | 5665.197 | 5824.921 | 6140.94 | 6071.31 | 6472.33 | 6185.149 | 6171.981 | 6152.642 | 6049.224 | 6132.318 | 6304.86 | 6195.776 | 5841.863 | 6014.933 | 5893.593 | 6043.208 | 5978.772 | 6085.105 | 6018.833 | 6058.947 | 6041.197 | 5996.52 | 6117.307 | 6075.141 | 6096.239 | 6081.119 | 6048.203 | 6044.916 | 6002.191 | 6022.287 | 6093.588 | 6051.368 | 6041.686 | 6049.705 | 6140.921 | 6164.321 | 6192.166 | 6235.255 | 6324.291 | 6312.4 | 6413.547 | 6481.915 | 6430.053 | 6558.179 | 6686.992 | 6713.985 | 6798.929 | 6935.647 | 6888.117 | 7001.371 | 7067.834 | 7157.054 | 7205.065 | 0.5986% | GCM 2_High | 6041.197 | 6002.191 | 6055.6738 | 6096.239 | 6049.705 | 6274.4574 | 6481.915 | 6558.179 | 6901.3173 | 7205.065
Scenario Name: Climate3_XGO_Base_NoFreeze ¦ Date: Wed 08/12/2020 ¦ Time: 13:15:27.46 ¦ Path: Q:\MJ\energy2020July30\2020Model ¦ Version: * ¦ | Northwest | Commercial | Average | Annual | All | LDCECC/TDEF | Electric Load with Losses, Net of Cogeneration | 4654.775 | 4700.058 | 4779.544 | 4870.751 | 5049.761 | 5080.849 | 5322.652 | 5347.041 | 5660.851 | 5610.857 | 5665.197 | 5824.921 | 6140.94 | 6071.31 | 6472.33 | 6185.149 | 6171.981 | 6152.642 | 6049.224 | 6132.318 | 6304.86 | 6195.776 | 5841.863 | 6014.933 | 5893.593 | 6043.208 | 5978.772 | 6085.105 | 6018.833 | 6058.947 | 6041.197 | 5996.52 | 5985.314 | 5961.607 | 5903.924 | 5921.151 | 5801.701 | 5729.494 | 5816.291 | 5828.768 | 5835.309 | 5720.131 | 5823.386 | 5814.962 | 5879.962 | 5859.305 | 5852.633 | 5968.491 | 5927.276 | 5953.167 | 5975.271 | 6081.157 | 6109.601 | 6082.824 | 6158.497 | 6269.17 | 6264.268 | 6320.626 | 6374.512 | 6470.704 | 6573.569 | 6665.006 | 6653.621 | 0.4279% | GCM 3_Base | 6041.197 | 5720.131 | 5834.1762 | 5961.607 | 5814.962 | 5942.1825 | 6109.601 | 6082.824 | 6383.2797 | 6665.006
Scenario Name: Climate3_XGO_Low_NoFreeze ¦ Date: Wed 08/12/2020 ¦ Time: 14:21:42.35 ¦ Path: Q:\MJ\energy2020July30\2020Model ¦ Version: * ¦ | Northwest | Commercial | Average | Annual | All | LDCECC/TDEF | Electric Load with Losses, Net of Cogeneration | 4654.775 | 4700.058 | 4779.544 | 4870.751 | 5049.761 | 5080.849 | 5322.652 | 5347.041 | 5660.851 | 5610.857 | 5665.197 | 5824.921 | 6140.94 | 6071.31 | 6472.33 | 6185.149 | 6171.981 | 6152.642 | 6049.224 | 6132.318 | 6304.86 | 6195.776 | 5841.863 | 6014.933 | 5893.593 | 6043.208 | 5978.772 | 6085.105 | 6018.833 | 6058.947 | 6041.197 | 5996.52 | 5808.472 | 5755.167 | 5681.808 | 5686.992 | 5562.075 | 5483.068 | 5560.234 | 5572.356 | 5585.199 | 5478.413 | 5579.1 | 5569.213 | 5635.096 | 5620.15 | 5610.91 | 5716.095 | 5670.616 | 5691.656 | 5714.566 | 5820.893 | 5854.616 | 5833.422 | 5909.93 | 6016.722 | 6006.008 | 6057.091 | 6100.117 | 6182.454 | 6271.568 | 6349.474 | 6329.434 | 0.3862% | GCM 3_Low | 6041.197 | 5478.413 | 5594.4412 | 5755.167 | 5569.213 | 5690.3811 | 5854.616 | 5833.422 | 6105.622 | 6349.474
Scenario Name: Climate3_XGO_High_NoFreeze ¦ Date: Wed 08/12/2020 ¦ Time: 15:31:01.78 ¦ Path: Q:\MJ\energy2020July30\2020Model ¦ Version: * ¦ | Northwest | Commercial | Average | Annual | All | LDCECC/TDEF | Electric Load with Losses, Net of Cogeneration | 4654.775 | 4700.058 | 4779.544 | 4870.751 | 5049.761 | 5080.849 | 5322.652 | 5347.041 | 5660.851 | 5610.857 | 5665.197 | 5824.921 | 6140.94 | 6071.31 | 6472.33 | 6185.149 | 6171.981 | 6152.642 | 6049.224 | 6132.318 | 6304.86 | 6195.776 | 5841.863 | 6014.933 | 5893.593 | 6043.208 | 5978.772 | 6085.105 | 6018.833 | 6058.947 | 6041.197 | 5996.52 | 6090.17 | 6104.477 | 6074.842 | 6112.961 | 6004.09 | 5942.689 | 6056.751 | 6097.081 | 6114.24 | 6001.35 | 6118.322 | 6114.064 | 6189.028 | 6173.995 | 6178.64 | 6318.238 | 6288.731 | 6330.984 | 6369.181 | 6497.301 | 6547.102 | 6532.168 | 6626.102 | 6757.284 | 6761.952 | 6835.734 | 6902.869 | 7014.921 | 7135.677 | 7244.042 | 7240.88 | 0.6291% | GCM 3_High | 6041.197 | 5942.689 | 6062.6803 | 6118.322 | 6114.064 | 6300.7264 | 6547.102 | 6532.168 | 6905.1629 | 7244.042
Scenario Name: Climate1_XGO_Base_Freeze ¦ Date: Wed 08/12/2020 ¦ Time: 16:17:29.68 ¦ Path: Q:\MJ\energy2020July30\2020Model ¦ Version: * ¦ | Northwest | Commercial | Average | Annual | All | LDCECC/TDEF | Electric Load with Losses, Net of Cogeneration | 4654.775 | 4700.058 | 4779.544 | 4870.751 | 5049.761 | 5080.849 | 5322.652 | 5347.041 | 5660.851 | 5610.857 | 5665.197 | 5824.921 | 6140.94 | 6071.31 | 6472.33 | 6185.149 | 6171.981 | 6152.642 | 6049.224 | 6132.318 | 6304.86 | 6195.776 | 5841.863 | 6014.933 | 5893.593 | 6043.208 | 5978.772 | 6085.105 | 6018.833 | 6058.947 | 6041.197 | 5996.52 | 6061.199 | 5981.543 | 5991.807 | 5924.492 | 5876.792 | 5856.311 | 5837.048 | 5874.518 | 5779.999 | 5774.534 | 5818.706 | 5858.215 | 5902.455 | 5874.852 | 5967.351 | 5986.085 | 6049.851 | 6019.947 | 6072.05 | 6122.738 | 6187.308 | 6282.761 | 6278.291 | 6425.498 | 6459.604 | 6458.046 | 6594.477 | 6661.456 | 6721.814 | 6806.341 | 6883.085 | 0.4965% | GCM1_Base_FE | 6041.197 | 5774.534 | 5871.575 | 5991.807 | 5858.215 | 6004.0852 | 6187.308 | 6278.291 | 6557.1373 | 6883.085
Scenario Name: Climate1_XGO_Low_Freeze ¦ Date: Wed 08/12/2020 ¦ Time: 17:22:25.44 ¦ Path: Q:\MJ\energy2020July30\2020Model ¦ Version: * ¦ | Northwest | Commercial | Average | Annual | All | LDCECC/TDEF | Electric Load with Losses, Net of Cogeneration | 4654.775 | 4700.058 | 4779.544 | 4870.751 | 5049.761 | 5080.849 | 5322.652 | 5347.041 | 5660.851 | 5610.857 | 5665.197 | 5824.921 | 6140.94 | 6071.31 | 6472.33 | 6185.149 | 6171.981 | 6152.642 | 6049.224 | 6132.318 | 6304.86 | 6195.776 | 5841.863 | 6014.933 | 5893.593 | 6043.208 | 5978.772 | 6085.105 | 6018.833 | 6058.947 | 6041.197 | 5996.52 | 5882.223 | 5774.696 | 5766.66 | 5690.263 | 5634.221 | 5604.592 | 5580.297 | 5616.207 | 5532.191 | 5530.729 | 5574.921 | 5610.92 | 5656.875 | 5635.27 | 5721.153 | 5732.971 | 5788.009 | 5755.601 | 5807.271 | 5860.827 | 5929.402 | 6025.584 | 6025.362 | 6167.265 | 6193.803 | 6189.044 | 6310.96 | 6365.035 | 6413.383 | 6484.455 | 6548.12 | 0.4549% | GCM1_Low_FE | 6041.197 | 5530.729 | 5630.4777 | 5774.696 | 5610.92 | 5749.8299 | 5929.402 | 6025.362 | 6272.3011 | 6548.12
Scenario Name: Climate1_XGO_High_Freeze ¦ Date: Wed 08/12/2020 ¦ Time: 18:27:55.80 ¦ Path: Q:\MJ\energy2020July30\2020Model ¦ Version: * ¦ | Northwest | Commercial | Average | Annual | All | LDCECC/TDEF | Electric Load with Losses, Net of Cogeneration | 4654.775 | 4700.058 | 4779.544 | 4870.751 | 5049.761 | 5080.849 | 5322.652 | 5347.041 | 5660.851 | 5610.857 | 5665.197 | 5824.921 | 6140.94 | 6071.31 | 6472.33 | 6185.149 | 6171.981 | 6152.642 | 6049.224 | 6132.318 | 6304.86 | 6195.776 | 5841.863 | 6014.933 | 5893.593 | 6043.208 | 5978.772 | 6085.105 | 6018.833 | 6058.947 | 6041.197 | 5996.52 | 6167.277 | 6124.645 | 6165.005 | 6116.36 | 6081.655 | 6074.075 | 6078.228 | 6145.078 | 6056.854 | 6058.516 | 6113.428 | 6159.562 | 6212.921 | 6190.709 | 6299.896 | 6337.52 | 6419.149 | 6402.491 | 6472.823 | 6542.493 | 6631.025 | 6747.313 | 6755.657 | 6926.463 | 6973.447 | 6985.174 | 7141.763 | 7222.542 | 7297.61 | 7398.738 | 7491.598 | 0.6985% | GCM1_High_FE | 6041.197 | 6056.854 | 6101.3844 | 6165.005 | 6159.562 | 6366.8589 | 6631.025 | 6747.313 | 7094.0305 | 7491.598
Scenario Name: Climate2_XGO_Base_Freeze ¦ Date: Wed 08/12/2020 ¦ Time: 16:28:06.97 ¦ Path: Q:\MJ\energy2020July30\2020Model ¦ Version: * ¦ | Northwest | Commercial | Average | Annual | All | LDCECC/TDEF | Electric Load with Losses, Net of Cogeneration | 4654.775 | 4700.058 | 4779.544 | 4870.751 | 5049.761 | 5080.849 | 5322.652 | 5347.041 | 5660.851 | 5610.857 | 5665.197 | 5824.921 | 6140.94 | 6071.31 | 6472.33 | 6185.149 | 6171.981 | 6152.642 | 6049.224 | 6132.318 | 6304.86 | 6195.776 | 5841.863 | 6014.933 | 5893.593 | 6043.208 | 5978.772 | 6085.105 | 6018.833 | 6058.947 | 6041.197 | 5996.52 | 6011.964 | 5933.094 | 5925.077 | 5891.137 | 5846.551 | 5832.464 | 5770.207 | 5765.856 | 5827.17 | 5782.368 | 5767.827 | 5773.981 | 5858.6 | 5878.583 | 5897.59 | 5926.274 | 6002.636 | 5980.794 | 6067.933 | 6123.091 | 6059.142 | 6172.542 | 6287.919 | 6305.7 | 6381.139 | 6503.626 | 6452.998 | 6556.847 | 6615.165 | 6694.803 | 6735.301 | 0.4588% | GCM 2_Base_FE | 6041.197 | 5765.856 | 5834.1751 | 5933.094 | 5773.981 | 5956.8624 | 6123.091 | 6172.542 | 6470.604 | 6735.301
Scenario Name: Climate2_XGO_Low_Freeze ¦ Date: Wed 08/12/2020 ¦ Time: 17:33:26.32 ¦ Path: Q:\MJ\energy2020July30\2020Model ¦ Version: * ¦ | Northwest | Commercial | Average | Annual | All | LDCECC/TDEF | Electric Load with Losses, Net of Cogeneration | 4654.775 | 4700.058 | 4779.544 | 4870.751 | 5049.761 | 5080.849 | 5322.652 | 5347.041 | 5660.851 | 5610.857 | 5665.197 | 5824.921 | 6140.94 | 6071.31 | 6472.33 | 6185.149 | 6171.981 | 6152.642 | 6049.224 | 6132.318 | 6304.86 | 6195.776 | 5841.863 | 6014.933 | 5893.593 | 6043.208 | 5978.772 | 6085.105 | 6018.833 | 6058.947 | 6041.197 | 5996.52 | 5834.312 | 5727.802 | 5702.496 | 5658.161 | 5605.041 | 5581.853 | 5516.166 | 5511.977 | 5577.427 | 5538.234 | 5525.949 | 5530.01 | 5614.757 | 5638.811 | 5654.145 | 5675.655 | 5742.801 | 5718.056 | 5803.348 | 5861.138 | 5806.471 | 5919.737 | 6034.549 | 6052.189 | 6118.415 | 6232.891 | 6175.429 | 6264.888 | 6311.392 | 6377.869 | 6407.122 | 0.417% | GCM 2_Low_FE | 6041.197 | 5511.977 | 5594.5106 | 5727.802 | 5530.01 | 5704.5192 | 5861.138 | 5919.737 | 6189.4481 | 6407.122
Scenario Name: Climate2_XGO_High_Freeze ¦ Date: Wed 08/12/2020 ¦ Time: 18:38:34.10 ¦ Path: Q:\MJ\energy2020July30\2020Model ¦ Version: * ¦ | Northwest | Commercial | Average | Annual | All | LDCECC/TDEF | Electric Load with Losses, Net of Cogeneration | 4654.775 | 4700.058 | 4779.544 | 4870.751 | 5049.761 | 5080.849 | 5322.652 | 5347.041 | 5660.851 | 5610.857 | 5665.197 | 5824.921 | 6140.94 | 6071.31 | 6472.33 | 6185.149 | 6171.981 | 6152.642 | 6049.224 | 6132.318 | 6304.86 | 6195.776 | 5841.863 | 6014.933 | 5893.593 | 6043.208 | 5978.772 | 6085.105 | 6018.833 | 6058.947 | 6041.197 | 5996.52 | 6117.307 | 6075.141 | 6096.295 | 6081.999 | 6050.57 | 6049.253 | 6008.937 | 6031.975 | 6106.115 | 6066.728 | 6060.399 | 6071.45 | 6166.938 | 6194.702 | 6226.521 | 6274.315 | 6369.155 | 6361.055 | 6468.422 | 6542.9 | 6493.997 | 6629.261 | 6766.026 | 6797.606 | 6888.918 | 7034.381 | 6988.81 | 7109.231 | 7181.874 | 7277.432 | 7330.643 | 0.6607% | GCM 2_High_FE | 6041.197 | 6008.937 | 6062.7412 | 6106.115 | 6071.45 | 6316.9455 | 6542.9 | 6629.261 | 7000.4182 | 7330.643
Scenario Name: Climate3_XGO_Base_Freeze ¦ Date: Wed 08/12/2020 ¦ Time: 16:38:58.68 ¦ Path: Q:\MJ\energy2020July30\2020Model ¦ Version: * ¦ | Northwest | Commercial | Average | Annual | All | LDCECC/TDEF | Electric Load with Losses, Net of Cogeneration | 4654.775 | 4700.058 | 4779.544 | 4870.751 | 5049.761 | 5080.849 | 5322.652 | 5347.041 | 5660.851 | 5610.857 | 5665.197 | 5824.921 | 6140.94 | 6071.31 | 6472.33 | 6185.149 | 6171.981 | 6152.642 | 6049.224 | 6132.318 | 6304.86 | 6195.776 | 5841.863 | 6014.933 | 5893.593 | 6043.208 | 5978.772 | 6085.105 | 6018.833 | 6058.947 | 6041.197 | 5996.52 | 5985.314 | 5961.607 | 5903.987 | 5921.992 | 5803.923 | 5733.476 | 5822.703 | 5838.014 | 5847.075 | 5734.258 | 5841.332 | 5835.82 | 5904.767 | 5888.014 | 5884.846 | 6006.129 | 5968.696 | 5998.854 | 6025.327 | 6138.006 | 6170.458 | 6147.664 | 6229.34 | 6346.348 | 6345.492 | 6407.62 | 6466.856 | 6569.678 | 6678.955 | 6777.14 | 6769.258 | 0.4896% | GCM 3_Base_FE | 6041.197 | 5733.476 | 5840.8367 | 5961.607 | 5835.82 | 5982.0917 | 6170.458 | 6147.664 | 6473.8351 | 6777.14
Scenario Name: Climate3_XGO_Low_Freeze ¦ Date: Wed 08/12/2020 ¦ Time: 17:44:14.68 ¦ Path: Q:\MJ\energy2020July30\2020Model ¦ Version: * ¦ | Northwest | Commercial | Average | Annual | All | LDCECC/TDEF | Electric Load with Losses, Net of Cogeneration | 4654.775 | 4700.058 | 4779.544 | 4870.751 | 5049.761 | 5080.849 | 5322.652 | 5347.041 | 5660.851 | 5610.857 | 5665.197 | 5824.921 | 6140.94 | 6071.31 | 6472.33 | 6185.149 | 6171.981 | 6152.642 | 6049.224 | 6132.318 | 6304.86 | 6195.776 | 5841.863 | 6014.933 | 5893.593 | 6043.208 | 5978.772 | 6085.105 | 6018.833 | 6058.947 | 6041.197 | 5996.52 | 5808.472 | 5755.167 | 5681.874 | 5687.799 | 5564.197 | 5486.86 | 5566.351 | 5581.221 | 5596.541 | 5492.057 | 5596.437 | 5589.327 | 5659.044 | 5647.909 | 5641.982 | 5752.289 | 5710.331 | 5735.399 | 5762.528 | 5875.47 | 5913.146 | 5895.849 | 5978.195 | 6091.086 | 6084.117 | 6140.676 | 6188.66 | 6277.147 | 6372.2 | 6456.364 | 6439.468 | 0.448% | GCM 3_Low_FE | 6041.197 | 5486.86 | 5600.8504 | 5755.167 | 5589.327 | 5728.7425 | 5913.146 | 5895.849 | 6192.3762 | 6456.364
Scenario Name: Climate3_XGO_High_Freeze ¦ Date: Wed 08/12/2020 ¦ Time: 18:49:23.12 ¦ Path: Q:\MJ\energy2020July30\2020Model ¦ Version: * ¦ | Northwest | Commercial | Average | Annual | All | LDCECC/TDEF | Electric Load with Losses, Net of Cogeneration | 4654.775 | 4700.058 | 4779.544 | 4870.751 | 5049.761 | 5080.849 | 5322.652 | 5347.041 | 5660.851 | 5610.857 | 5665.197 | 5824.921 | 6140.94 | 6071.31 | 6472.33 | 6185.149 | 6171.981 | 6152.642 | 6049.224 | 6132.318 | 6304.86 | 6195.776 | 5841.863 | 6014.933 | 5893.593 | 6043.208 | 5978.772 | 6085.105 | 6018.833 | 6058.947 | 6041.197 | 5996.52 | 6090.17 | 6104.477 | 6074.9 | 6113.846 | 6006.433 | 5946.891 | 6063.593 | 6107.037 | 6126.861 | 6016.448 | 6137.473 | 6136.277 | 6215.429 | 6204.546 | 6212.989 | 6358.532 | 6333.182 | 6380.133 | 6423.155 | 6558.754 | 6613.102 | 6602.613 | 6703.188 | 6841.373 | 6850.518 | 6930.742 | 7003.776 | 7123.117 | 7250.963 | 7366.8 | 7367.561 | 0.6914% | GCM 3_High_FE | 6041.197 | 5946.891 | 6069.7959 | 6137.473 | 6136.277 | 6343.6099 | 6613.102 | 6602.613 | 7004.0651 | 7367.561
Loads without Indirect Climate Change Impact
Scenario Name: Climate1_NoXGO_Base_NoFreeze ¦ Date: Wed 08/12/2020 ¦ Time: 12:21:26.92 ¦ Path: Q:\MJ\energy2020July30\2020Model ¦ Version: * ¦ | Northwest | Commercial | Average | Annual | All | LDCECC/TDEF | Electric Load with Losses, Net of Cogeneration | 4654.775 | 4700.058 | 4779.544 | 4870.751 | 5049.761 | 5080.849 | 5322.652 | 5347.041 | 5660.851 | 5610.857 | 5665.197 | 5824.921 | 6140.94 | 6071.31 | 6472.33 | 6185.149 | 6171.981 | 6152.642 | 6049.224 | 6132.318 | 6304.86 | 6195.776 | 5841.863 | 6014.933 | 5893.593 | 6043.208 | 5978.772 | 6085.105 | 6018.833 | 6058.947 | 6041.197 | 5996.52 | 6061.199 | 5981.543 | 5981.911 | 5904.453 | 5845.757 | 5813.679 | 5782.179 | 5806.246 | 5700.752 | 5682.474 | 5709.063 | 5731.386 | 5757.643 | 5713.75 | 5785.801 | 5786.689 | 5829.614 | 5784.067 | 5816.469 | 5846.354 | 5889.769 | 5960.42 | 5938.385 | 6057.305 | 6070.85 | 6053.351 | 6159.621 | 6203.209 | 6240.761 | 6299.908 | 6314.37 | 0.1934% | Climate1_without secondary Impact_Base | 6041.197 | 5682.474 | 5820.8057 | 5981.911 | 5713.75 | 5794.1542 | 5889.769 | 5938.385 | 6129.818 | 6314.37
Scenario Name: Climate1_NoXGO_Low_NoFreeze ¦ Date: Wed 08/12/2020 ¦ Time: 13:26:15.24 ¦ Path: Q:\MJ\energy2020July30\2020Model ¦ Version: * ¦ | Northwest | Commercial | Average | Annual | All | LDCECC/TDEF | Electric Load with Losses, Net of Cogeneration | 4654.775 | 4700.058 | 4779.544 | 4870.751 | 5049.761 | 5080.849 | 5322.652 | 5347.041 | 5660.851 | 5610.857 | 5665.197 | 5824.921 | 6140.94 | 6071.31 | 6472.33 | 6185.149 | 6171.981 | 6152.642 | 6049.224 | 6132.318 | 6304.86 | 6195.776 | 5841.863 | 6014.933 | 5893.593 | 6043.208 | 5978.772 | 6085.105 | 6018.833 | 6058.947 | 6041.197 | 5996.52 | 5882.223 | 5774.696 | 5757.175 | 5671.088 | 5604.567 | 5563.917 | 5527.966 | 5551.011 | 5456.33 | 5442.475 | 5469.732 | 5489.279 | 5517.854 | 5480.418 | 5546.731 | 5541.659 | 5576.973 | 5529.749 | 5562.435 | 5595.767 | 5643.67 | 5715.759 | 5698.415 | 5813.058 | 5820.235 | 5800.452 | 5894.05 | 5926.467 | 5953.703 | 6001.273 | 6006.33 | 0.1514% | Climate1_without secondary Impact_Low | 6041.197 | 5442.475 | 5581.8957 | 5774.696 | 5480.418 | 5548.4535 | 5643.67 | 5698.415 | 5862.9742 | 6006.33
Scenario Name: Climate1_NoXGO_High_NoFreeze ¦ Date: Wed 08/12/2020 ¦ Time: 14:32:50.50 ¦ Path: Q:\MJ\energy2020July30\2020Model ¦ Version: * ¦ | Northwest | Commercial | Average | Annual | All | LDCECC/TDEF | Electric Load with Losses, Net of Cogeneration | 4654.775 | 4700.058 | 4779.544 | 4870.751 | 5049.761 | 5080.849 | 5322.652 | 5347.041 | 5660.851 | 5610.857 | 5665.197 | 5824.921 | 6140.94 | 6071.31 | 6472.33 | 6185.149 | 6171.981 | 6152.642 | 6049.224 | 6132.318 | 6304.86 | 6195.776 | 5841.863 | 6014.933 | 5893.593 | 6043.208 | 5978.772 | 6085.105 | 6018.833 | 6058.947 | 6041.197 | 5996.52 | 6167.277 | 6124.645 | 6154.767 | 6095.529 | 6049.313 | 6029.552 | 6020.63 | 6073.008 | 5973.135 | 5961.228 | 5997.467 | 6025.426 | 6059.672 | 6020.102 | 6107.314 | 6125.353 | 6184.277 | 6150.339 | 6198.995 | 6245.666 | 6310.528 | 6399.425 | 6388.162 | 6527.78 | 6552.066 | 6545.85 | 6669.227 | 6724.113 | 6773.735 | 6846.607 | 6870.895 | 0.3939% | Climate1_without secondary Impact_High | 6041.197 | 5961.228 | 6047.9274 | 6154.767 | 6020.102 | 6142.7672 | 6310.528 | 6388.162 | 6629.786 | 6870.895
Scenario Name: Climate2_NoXGO_Base_NoFreeze ¦ Date: Wed 08/12/2020 ¦ Time: 12:32:43.63 ¦ Path: Q:\MJ\energy2020July30\2020Model ¦ Version: * ¦ | Northwest | Commercial | Average | Annual | All | LDCECC/TDEF | Electric Load with Losses, Net of Cogeneration | 4654.775 | 4700.058 | 4779.544 | 4870.751 | 5049.761 | 5080.849 | 5322.652 | 5347.041 | 5660.851 | 5610.857 | 5665.197 | 5824.921 | 6140.94 | 6071.31 | 6472.33 | 6185.149 | 6171.981 | 6152.642 | 6049.224 | 6132.318 | 6304.86 | 6195.776 | 5841.863 | 6014.933 | 5893.593 | 6043.208 | 5978.772 | 6085.105 | 6018.833 | 6058.947 | 6041.197 | 5996.52 | 6011.964 | 5933.094 | 5915.32 | 5871.237 | 5815.718 | 5790.046 | 5716.164 | 5699.293 | 5747.051 | 5690.143 | 5659.667 | 5649.842 | 5715.344 | 5717.46 | 5719.193 | 5729.589 | 5784.767 | 5747.502 | 5812.488 | 5846.861 | 5770.551 | 5858.801 | 5947.682 | 5947.526 | 5999.858 | 6093.609 | 6031.968 | 6109.895 | 6146.094 | 6201.955 | 6185.635 | 0.1597% | Climate2_without secondary Impact_Base | 6041.197 | 5659.667 | 5783.7733 | 5933.094 | 5649.842 | 5749.3597 | 5846.861 | 5858.801 | 6052.3023 | 6201.955
Scenario Name: Climate2_NoXGO_Low_NoFreeze ¦ Date: Wed 08/12/2020 ¦ Time: 13:36:42.08 ¦ Path: Q:\MJ\energy2020July30\2020Model ¦ Version: * ¦ | Northwest | Commercial | Average | Annual | All | LDCECC/TDEF | Electric Load with Losses, Net of Cogeneration | 4654.775 | 4700.058 | 4779.544 | 4870.751 | 5049.761 | 5080.849 | 5322.652 | 5347.041 | 5660.851 | 5610.857 | 5665.197 | 5824.921 | 6140.94 | 6071.31 | 6472.33 | 6185.149 | 6171.981 | 6152.642 | 6049.224 | 6132.318 | 6304.86 | 6195.776 | 5841.863 | 6014.933 | 5893.593 | 6043.208 | 5978.772 | 6085.105 | 6018.833 | 6058.947 | 6041.197 | 5996.52 | 5834.312 | 5727.802 | 5693.144 | 5639.121 | 5575.58 | 5541.382 | 5464.624 | 5448.416 | 5500.73 | 5449.822 | 5422.188 | 5410.956 | 5477.235 | 5483.939 | 5482.761 | 5486.948 | 5534.037 | 5494.69 | 5558.642 | 5596.228 | 5529.354 | 5618.202 | 5707.288 | 5707.646 | 5752.056 | 5839.165 | 5771.809 | 5837.171 | 5863.214 | 5907.72 | 5883.582 | 0.1176% | Climate2_without secondary Impact_Low | 6041.197 | 5422.188 | 5546.2809 | 5727.802 | 5410.956 | 5505.479 | 5596.228 | 5618.202 | 5788.7853 | 5907.72
Scenario Name: Climate2_NoXGO_High_NoFreeze ¦ Date: Wed 08/12/2020 ¦ Time: 14:44:20.75 ¦ Path: Q:\MJ\energy2020July30\2020Model ¦ Version: * ¦ | Northwest | Commercial | Average | Annual | All | LDCECC/TDEF | Electric Load with Losses, Net of Cogeneration | 4654.775 | 4700.058 | 4779.544 | 4870.751 | 5049.761 | 5080.849 | 5322.652 | 5347.041 | 5660.851 | 5610.857 | 5665.197 | 5824.921 | 6140.94 | 6071.31 | 6472.33 | 6185.149 | 6171.981 | 6152.642 | 6049.224 | 6132.318 | 6304.86 | 6195.776 | 5841.863 | 6014.933 | 5893.593 | 6043.208 | 5978.772 | 6085.105 | 6018.833 | 6058.947 | 6041.197 | 5996.52 | 6117.307 | 6075.141 | 6086.2 | 6061.313 | 6018.438 | 6004.954 | 5952.206 | 5961.708 | 6021.476 | 5969.266 | 5946.004 | 5940.152 | 6015.334 | 6024.072 | 6037.278 | 6065.027 | 6136.804 | 6111.666 | 6194.739 | 6246.239 | 6183.123 | 6290.64 | 6398.176 | 6409.756 | 6475.631 | 6589.281 | 6531.282 | 6623.091 | 6671.062 | 6740.146 | 6730.777 | 0.3602% | Climate2_without secondary Impact_High | 6041.197 | 5946.004 | 6009.6706 | 6086.2 | 5940.152 | 6095.4434 | 6246.239 | 6290.64 | 6545.9842 | 6740.146
Scenario Name: Climate3_NoXGO_Base_NoFreeze ¦ Date: Wed 08/12/2020 ¦ Time: 12:43:27.01 ¦ Path: Q:\MJ\energy2020July30\2020Model ¦ Version: * ¦ | Northwest | Commercial | Average | Annual | All | LDCECC/TDEF | Electric Load with Losses, Net of Cogeneration | 4654.775 | 4700.058 | 4779.544 | 4870.751 | 5049.761 | 5080.849 | 5322.652 | 5347.041 | 5660.851 | 5610.857 | 5665.197 | 5824.921 | 6140.94 | 6071.31 | 6472.33 | 6185.149 | 6171.981 | 6152.642 | 6049.224 | 6132.318 | 6304.86 | 6195.776 | 5841.863 | 6014.933 | 5893.593 | 6043.208 | 5978.772 | 6085.105 | 6018.833 | 6058.947 | 6041.197 | 5996.52 | 5985.314 | 5961.607 | 5894.276 | 5901.963 | 5773.369 | 5691.978 | 5768.04 | 5770.308 | 5766.576 | 5643.091 | 5731.327 | 5709.829 | 5759.976 | 5726.413 | 5706.763 | 5805.401 | 5752.424 | 5764.235 | 5772.654 | 5860.541 | 5874.745 | 5835.842 | 5894.419 | 5985.817 | 5967.945 | 6007.618 | 6044.865 | 6121.604 | 6204.839 | 6276.463 | 6215.918 | 0.1899% | Climate3_without secondary Impact_Base | 6041.197 | 5643.091 | 5790.2535 | 5961.607 | 5706.763 | 5773.2981 | 5874.745 | 5835.842 | 6055.533 | 6276.463
Scenario Name: Climate3_NoXGO_Low_NoFreeze ¦ Date: Wed 08/12/2020 ¦ Time: 13:47:40.50 ¦ Path: Q:\MJ\energy2020July30\2020Model ¦ Version: * ¦ | Northwest | Commercial | Average | Annual | All | LDCECC/TDEF | Electric Load with Losses, Net of Cogeneration | 4654.775 | 4700.058 | 4779.544 | 4870.751 | 5049.761 | 5080.849 | 5322.652 | 5347.041 | 5660.851 | 5610.857 | 5665.197 | 5824.921 | 6140.94 | 6071.31 | 6472.33 | 6185.149 | 6171.981 | 6152.642 | 6049.224 | 6132.318 | 6304.86 | 6195.776 | 5841.863 | 6014.933 | 5893.593 | 6043.208 | 5978.772 | 6085.105 | 6018.833 | 6058.947 | 6041.197 | 5996.52 | 5808.472 | 5755.167 | 5672.566 | 5668.634 | 5535.004 | 5447.268 | 5514.216 | 5516.566 | 5519.478 | 5404.662 | 5490.902 | 5468.493 | 5520.045 | 5492.575 | 5470.898 | 5559.693 | 5503.1 | 5510.758 | 5520.484 | 5609.371 | 5629.179 | 5596.164 | 5656.067 | 5744.283 | 5721.364 | 5756.601 | 5784.121 | 5848.354 | 5919.201 | 5978.726 | 5912.415 | 0.148% | Climate3_without secondary Impact_Low | 6041.197 | 5404.662 | 5552.4463 | 5755.167 | 5468.493 | 5528.4596 | 5629.179 | 5596.164 | 5791.7296 | 5978.726
Scenario Name: Climate3_NoXGO_High_NoFreeze ¦ Date: Wed 08/12/2020 ¦ Time: 14:55:14.31 ¦ Path: Q:\MJ\energy2020July30\2020Model ¦ Version: * ¦ | Northwest | Commercial | Average | Annual | All | LDCECC/TDEF | Electric Load with Losses, Net of Cogeneration | 4654.775 | 4700.058 | 4779.544 | 4870.751 | 5049.761 | 5080.849 | 5322.652 | 5347.041 | 5660.851 | 5610.857 | 5665.197 | 5824.921 | 6140.94 | 6071.31 | 6472.33 | 6185.149 | 6171.981 | 6152.642 | 6049.224 | 6132.318 | 6304.86 | 6195.776 | 5841.863 | 6014.933 | 5893.593 | 6043.208 | 5978.772 | 6085.105 | 6018.833 | 6058.947 | 6041.197 | 5996.52 | 6090.17 | 6104.477 | 6064.853 | 6093.026 | 5974.592 | 5903.55 | 6006.21 | 6035.565 | 6041.819 | 5920.104 | 6021.128 | 6003.024 | 6062.202 | 6033.41 | 6024.077 | 6144.95 | 6102.532 | 6129.328 | 6152.437 | 6260.769 | 6294.57 | 6266.06 | 6341.077 | 6450.979 | 6441.276 | 6496.505 | 6545.209 | 6635.758 | 6734.677 | 6820.989 | 6763.688 | 0.3903% | Climate3_without secondary Impact_High | 6041.197 | 5903.55 | 6016.5324 | 6104.477 | 6003.024 | 6120.7299 | 6294.57 | 6266.06 | 6549.6218 | 6820.989
Scenario Name: Climate1_NoXGO_Base_Freeze ¦ Date: Wed 08/12/2020 ¦ Time: 15:45:08.77 ¦ Path: Q:\MJ\energy2020July30\2020Model ¦ Version: * ¦ | Northwest | Commercial | Average | Annual | All | LDCECC/TDEF | Electric Load with Losses, Net of Cogeneration | 4654.775 | 4700.058 | 4779.544 | 4870.751 | 5049.761 | 5080.849 | 5322.652 | 5347.041 | 5660.851 | 5610.857 | 5665.197 | 5824.921 | 6140.94 | 6071.31 | 6472.33 | 6185.149 | 6171.981 | 6152.642 | 6049.224 | 6132.318 | 6304.86 | 6195.776 | 5841.863 | 6014.933 | 5893.593 | 6043.208 | 5978.772 | 6085.105 | 6018.833 | 6058.947 | 6041.197 | 5996.52 | 6061.199 | 5981.543 | 5981.974 | 5905.282 | 5847.978 | 5817.709 | 5788.482 | 5815.35 | 5711.928 | 5696.395 | 5726.441 | 5751.782 | 5781.58 | 5741.229 | 5817.529 | 5822.263 | 5870.119 | 5827.973 | 5864.897 | 5900.007 | 5948.108 | 6024.762 | 6006.926 | 6132.389 | 6150.654 | 6136.335 | 6249.881 | 6298.812 | 6341.621 | 6406.529 | 6425.411 | 0.2557% | Climate1_without secondary Impact_Base_Freeze | 6041.197 | 5696.395 | 5827.3082 | 5981.974 | 5741.229 | 5832.5487 | 5948.108 | 6006.926 | 6217.332 | 6425.411
Scenario Name: Climate1_NoXGO_Low_Freeze ¦ Date: Wed 08/12/2020 ¦ Time: 16:49:50.39 ¦ Path: Q:\MJ\energy2020July30\2020Model ¦ Version: * ¦ | Northwest | Commercial | Average | Annual | All | LDCECC/TDEF | Electric Load with Losses, Net of Cogeneration | 4654.775 | 4700.058 | 4779.544 | 4870.751 | 5049.761 | 5080.849 | 5322.652 | 5347.041 | 5660.851 | 5610.857 | 5665.197 | 5824.921 | 6140.94 | 6071.31 | 6472.33 | 6185.149 | 6171.981 | 6152.642 | 6049.224 | 6132.318 | 6304.86 | 6195.776 | 5841.863 | 6014.933 | 5893.593 | 6043.208 | 5978.772 | 6085.105 | 6018.833 | 6058.947 | 6041.197 | 5996.52 | 5882.223 | 5774.696 | 5757.24 | 5671.884 | 5606.687 | 5567.755 | 5533.979 | 5559.741 | 5467.104 | 5455.925 | 5486.527 | 5508.954 | 5540.971 | 5506.994 | 5577.346 | 5575.87 | 5615.817 | 5571.792 | 5608.843 | 5647.278 | 5699.79 | 5777.726 | 5764.478 | 5885.424 | 5897 | 5880.186 | 5980.605 | 6017.941 | 6050.019 | 6102.907 | 6111.997 | 0.2138% | Climate1_without secondary Impact_Low_Freeze | 6041.197 | 5455.925 | 5588.1538 | 5774.696 | 5506.994 | 5585.3655 | 5699.79 | 5764.478 | 5946.8283 | 6111.997
Scenario Name: Climate1_NoXGO_High_Freeze ¦ Date: Wed 08/12/2020 ¦ Time: 17:55:04.22 ¦ Path: Q:\MJ\energy2020July30\2020Model ¦ Version: * ¦ | Northwest | Commercial | Average | Annual | All | LDCECC/TDEF | Electric Load with Losses, Net of Cogeneration | 4654.775 | 4700.058 | 4779.544 | 4870.751 | 5049.761 | 5080.849 | 5322.652 | 5347.041 | 5660.851 | 5610.857 | 5665.197 | 5824.921 | 6140.94 | 6071.31 | 6472.33 | 6185.149 | 6171.981 | 6152.642 | 6049.224 | 6132.318 | 6304.86 | 6195.776 | 5841.863 | 6014.933 | 5893.593 | 6043.208 | 5978.772 | 6085.105 | 6018.833 | 6058.947 | 6041.197 | 5996.52 | 6167.277 | 6124.645 | 6154.824 | 6096.402 | 6051.655 | 6033.806 | 6027.357 | 6082.816 | 5985.126 | 5976.11 | 6016.015 | 6047.15 | 6085.153 | 6049.347 | 6141.148 | 6163.441 | 6227.753 | 6197.581 | 6251.224 | 6303.675 | 6373.813 | 6469.341 | 6462.759 | 6609.609 | 6639.108 | 6636.501 | 6767.886 | 6828.658 | 6884.114 | 6963.376 | 6992.606 | 0.4568% | Climate1_without secondary Impact_High_Freeze | 6041.197 | 5976.11 | 6054.8756 | 6154.824 | 6047.15 | 6184.0285 | 6373.813 | 6462.759 | 6725.3958 | 6992.606
Scenario Name: Climate2_NoXGO_Base_Freeze ¦ Date: Wed 08/12/2020 ¦ Time: 15:55:51.20 ¦ Path: Q:\MJ\energy2020July30\2020Model ¦ Version: * ¦ | Northwest | Commercial | Average | Annual | All | LDCECC/TDEF | Electric Load with Losses, Net of Cogeneration | 4654.775 | 4700.058 | 4779.544 | 4870.751 | 5049.761 | 5080.849 | 5322.652 | 5347.041 | 5660.851 | 5610.857 | 5665.197 | 5824.921 | 6140.94 | 6071.31 | 6472.33 | 6185.149 | 6171.981 | 6152.642 | 6049.224 | 6132.318 | 6304.86 | 6195.776 | 5841.863 | 6014.933 | 5893.593 | 6043.208 | 5978.772 | 6085.105 | 6018.833 | 6058.947 | 6041.197 | 5996.52 | 6011.964 | 5933.094 | 5915.385 | 5872.061 | 5817.915 | 5794.058 | 5722.324 | 5708.048 | 5758.403 | 5704.096 | 5676.647 | 5669.573 | 5738.903 | 5744.907 | 5750.111 | 5764.524 | 5824.692 | 5790.64 | 5860.91 | 5900.427 | 5826.479 | 5920.702 | 6016.209 | 6019.823 | 6077.439 | 6178.35 | 6118.289 | 6202.124 | 6243.355 | 6304.363 | 6291.292 | 0.2203% | Climate2_without secondary Impact_Base_Freeze | 6041.197 | 5676.647 | 5790.2031 | 5933.094 | 5669.573 | 5787.1166 | 5900.427 | 5920.702 | 6137.1946 | 6304.363
Scenario Name: Climate2_NoXGO_Low_Freeze ¦ Date: Wed 08/12/2020 ¦ Time: 17:00:38.56 ¦ Path: Q:\MJ\energy2020July30\2020Model ¦ Version: * ¦ | Northwest | Commercial | Average | Annual | All | LDCECC/TDEF | Electric Load with Losses, Net of Cogeneration | 4654.775 | 4700.058 | 4779.544 | 4870.751 | 5049.761 | 5080.849 | 5322.652 | 5347.041 | 5660.851 | 5610.857 | 5665.197 | 5824.921 | 6140.94 | 6071.31 | 6472.33 | 6185.149 | 6171.981 | 6152.642 | 6049.224 | 6132.318 | 6304.86 | 6195.776 | 5841.863 | 6014.933 | 5893.593 | 6043.208 | 5978.772 | 6085.105 | 6018.833 | 6058.947 | 6041.197 | 5996.52 | 5834.312 | 5727.802 | 5693.211 | 5639.911 | 5577.678 | 5545.202 | 5470.499 | 5456.812 | 5511.674 | 5463.304 | 5438.597 | 5429.987 | 5499.985 | 5510.483 | 5512.589 | 5520.543 | 5572.324 | 5535.993 | 5605.044 | 5647.653 | 5583.142 | 5677.805 | 5773.335 | 5777.312 | 5826.669 | 5920.598 | 5854.571 | 5925.399 | 5956.071 | 6005.308 | 5984.085 | 0.1781% | Climate2_without secondary Impact_Low_Freeze | 6041.197 | 5438.597 | 5552.469 | 5727.802 | 5429.987 | 5541.7743 | 5647.653 | 5677.805 | 5870.1153 | 6005.308
Scenario Name: Climate2_NoXGO_High_Freeze ¦ Date: Wed 08/12/2020 ¦ Time: 18:06:27.64 ¦ Path: Q:\MJ\energy2020July30\2020Model ¦ Version: * ¦ | Northwest | Commercial | Average | Annual | All | LDCECC/TDEF | Electric Load with Losses, Net of Cogeneration | 4654.775 | 4700.058 | 4779.544 | 4870.751 | 5049.761 | 5080.849 | 5322.652 | 5347.041 | 5660.851 | 5610.857 | 5665.197 | 5824.921 | 6140.94 | 6071.31 | 6472.33 | 6185.149 | 6171.981 | 6152.642 | 6049.224 | 6132.318 | 6304.86 | 6195.776 | 5841.863 | 6014.933 | 5893.593 | 6043.208 | 5978.772 | 6085.105 | 6018.833 | 6058.947 | 6041.197 | 5996.52 | 6117.307 | 6075.141 | 6086.26 | 6062.18 | 6020.755 | 6009.187 | 5958.78 | 5971.14 | 6033.656 | 5984.184 | 5964.128 | 5961.168 | 6040.413 | 6053.282 | 6070.249 | 6102.433 | 6179.659 | 6158.08 | 6246.961 | 6304.153 | 6243.792 | 6357.903 | 6472.757 | 6488.547 | 6560.246 | 6681.856 | 6625.63 | 6723.931 | 6777.48 | 6852.266 | 6846.537 | 0.4213% | Climate2_without secondary Impact_High_Freeze | 6041.197 | 5958.78 | 6016.5411 | 6086.26 | 5961.168 | 6136.019 | 6304.153 | 6357.903 | 6638.7153 | 6852.266
Scenario Name: Climate3_NoXGO_Base_Freeze ¦ Date: Wed 08/12/2020 ¦ Time: 16:06:40.49 ¦ Path: Q:\MJ\energy2020July30\2020Model ¦ Version: * ¦ | Northwest | Commercial | Average | Annual | All | LDCECC/TDEF | Electric Load with Losses, Net of Cogeneration | 4654.775 | 4700.058 | 4779.544 | 4870.751 | 5049.761 | 5080.849 | 5322.652 | 5347.041 | 5660.851 | 5610.857 | 5665.197 | 5824.921 | 6140.94 | 6071.31 | 6472.33 | 6185.149 | 6171.981 | 6152.642 | 6049.224 | 6132.318 | 6304.86 | 6195.776 | 5841.863 | 6014.933 | 5893.593 | 6043.208 | 5978.772 | 6085.105 | 6018.833 | 6058.947 | 6041.197 | 5996.52 | 5985.314 | 5961.607 | 5894.343 | 5902.792 | 5775.544 | 5695.866 | 5774.286 | 5779.301 | 5778.01 | 5656.812 | 5748.696 | 5729.977 | 5783.875 | 5754.009 | 5737.672 | 5841.412 | 5791.989 | 5807.796 | 5820.302 | 5914.504 | 5932.43 | 5897.203 | 5961.312 | 6058.521 | 6044.344 | 6089.272 | 6131.371 | 6214.111 | 6303.15 | 6380.838 | 6322.471 | 0.2507% | Climate3_without secondary Impact_Base_Freeze | 6041.197 | 5656.812 | 5796.7257 | 5961.607 | 5729.977 | 5811.3966 | 5932.43 | 5897.203 | 6140.2593 | 6380.838
Scenario Name: Climate3_NoXGO_Low_Freeze ¦ Date: Wed 08/12/2020 ¦ Time: 17:11:19.42 ¦ Path: Q:\MJ\energy2020July30\2020Model ¦ Version: * ¦ | Northwest | Commercial | Average | Annual | All | LDCECC/TDEF | Electric Load with Losses, Net of Cogeneration | 4654.775 | 4700.058 | 4779.544 | 4870.751 | 5049.761 | 5080.849 | 5322.652 | 5347.041 | 5660.851 | 5610.857 | 5665.197 | 5824.921 | 6140.94 | 6071.31 | 6472.33 | 6185.149 | 6171.981 | 6152.642 | 6049.224 | 6132.318 | 6304.86 | 6195.776 | 5841.863 | 6014.933 | 5893.593 | 6043.208 | 5978.772 | 6085.105 | 6018.833 | 6058.947 | 6041.197 | 5996.52 | 5808.472 | 5755.167 | 5672.636 | 5669.429 | 5537.081 | 5450.971 | 5520.175 | 5525.19 | 5530.502 | 5417.918 | 5507.689 | 5487.928 | 5543.125 | 5519.264 | 5500.72 | 5594.327 | 5541.04 | 5552.469 | 5566.143 | 5661.18 | 5684.664 | 5655.245 | 5720.528 | 5814.339 | 5794.832 | 5835.052 | 5867.06 | 5936.85 | 6013.063 | 6078.198 | 6013.776 | 0.2088% | Climate3_without secondary Impact_Low_Freeze | 6041.197 | 5417.918 | 5558.6758 | 5755.167 | 5487.928 | 5565.086 | 5684.664 | 5655.245 | 5872.8943 | 6078.198
Scenario Name: Climate3_NoXGO_High_Freeze ¦ Date: Wed 08/12/2020 ¦ Time: 18:17:19.32 ¦ Path: Q:\MJ\energy2020July30\2020Model ¦ Version: * ¦ | Northwest | Commercial | Average | Annual | All | LDCECC/TDEF | Electric Load with Losses, Net of Cogeneration | 4654.775 | 4700.058 | 4779.544 | 4870.751 | 5049.761 | 5080.849 | 5322.652 | 5347.041 | 5660.851 | 5610.857 | 5665.197 | 5824.921 | 6140.94 | 6071.31 | 6472.33 | 6185.149 | 6171.981 | 6152.642 | 6049.224 | 6132.318 | 6304.86 | 6195.776 | 5841.863 | 6014.933 | 5893.593 | 6043.208 | 5978.772 | 6085.105 | 6018.833 | 6058.947 | 6041.197 | 5996.52 | 6090.17 | 6104.477 | 6064.914 | 6093.898 | 5976.886 | 5907.653 | 6012.877 | 6045.253 | 6054.089 | 5934.772 | 6039.668 | 6024.484 | 6087.643 | 6062.78 | 6057.04 | 6183.507 | 6145 | 6176.198 | 6203.825 | 6319.112 | 6357.144 | 6332.737 | 6413.877 | 6530.21 | 6524.599 | 6585.703 | 6639.756 | 6736.903 | 6842.241 | 6935.268 | 6880.433 | 0.4516% | Climate3_without secondary Impact_High_Freeze | 6041.197 | 5907.653 | 6023.4487 | 6104.477 | 6024.484 | 6161.6733 | 6357.144 | 6332.737 | 6642.1727 | 6935.268
[7 empty] | Data for Graph | [64 empty] | Delta in Commercial Load due to Secondary Impacts |  |  | 2021-2030 Period |  |  | 2031-2040 Period |  |  | 2041-2050 Period
[8 empty] | 1988 | 1989 | 1990 | 1991 | 1992 | 1993 | 1994 | 1995 | 1996 | 1997 | 1998 | 1999 | 2000 | 2001 | 2002 | 2003 | 2004 | 2005 | 2006 | 2007 | 2008 | 2009 | 2010 | 2011 | 2012 | 2013 | 2014 | 2015 | 2016 | 2017 | 2018 | 2019 | 2020 | 2021 | 2022 | 2023 | 2024 | 2025 | 2026 | 2027 | 2028 | 2029 | 2030 | 2031 | 2032 | 2033 | 2034 | 2035 | 2036 | 2037 | 2038 | 2039 | 2040 | 2041 | 2042 | 2043 | 2044 | 2045 | 2046 | 2047 | 2048 | 2049 | 2050 |  | aMW |  | Minimum | Average | Maximum | Minimum | Average | Maximum | Minimum | Average | Maximum
[7 empty] | Minimum | 4654.775 | 4700.058 | 4779.544 | 4870.751 | 5049.761 | 5080.849 | 5322.652 | 5347.041 | 5660.851 | 5610.857 | 5665.197 | 5824.921 | 6140.94 | 6071.31 | 6472.33 | 6185.149 | 6171.981 | 6152.642 | 6049.224 | 6132.318 | 6304.86 | 6195.776 | 5841.863 | 6014.933 | 5893.593 | 6043.208 | 5978.772 | 6085.105 | 6018.833 | 6058.947 | 6041.197 | 5996.52 | 5808.472 | 5727.802 | 5681.808 | 5657.359 | 5562.075 | 5483.068 | 5510.135 | 5503.352 | 5521.112 | 5478.413 | 5509.009 | 5510.322 | 5591.159 | 5607.632 | 5610.91 | 5640.575 | 5670.616 | 5674.755 | 5714.566 | 5806.573 | 5749.773 | 5833.422 | 5909.93 | 5978.238 | 6006.008 | 6057.091 | 6087.075 | 6170.488 | 6211.853 | 6273.058 | 6298.049 |  | GCM1_Base |  | 77.723 | 44.077 | 9.837 | 123.343 | 169.7035 | 235.966 | 267.252 | 333.6709 | 447.987
[7 empty] | Average | 4654.775 | 4700.058 | 4779.544 | 4870.751 | 5049.761 | 5080.849 | 5322.652 | 5347.041 | 5660.851 | 5610.857 | 5665.197 | 5824.921 | 6140.94 | 6071.31 | 6472.33 | 6185.149 | 6171.981 | 6152.642 | 6049.224 | 6132.318 | 6304.86 | 6195.776 | 5841.863 | 6014.933 | 5893.593 | 6043.208 | 5978.772 | 6085.105 | 6018.833 | 6058.947 | 6041.197 | 5996.52 | 5995.3598 | 5937.5747 | 5923.0621 | 5897.6069 | 5827.6791 | 5792.1127 | 5798.3899 | 5820.8987 | 5816.0152 | 5762.6537 | 5808.2649 | 5819.6157 | 5885.2547 | 5877.0223 | 5912.323 | 5968.0364 | 6000.3146 | 5992.9846 | 6049.0872 | 6123.2352 | 6139.0544 | 6202.0533 | 6266.5478 | 6359.994 | 6392.9218 | 6452.2829 | 6496.2524 | 6581.6428 | 6652.6862 | 6734.8297 | 6766.9512 |  | GCM1_Low |  | 74.406 | 42.1425 | 0 | 110.132 | 162.7081 | 226.508 | 256.925 | 319.5884 | 426.869
[7 empty] | Maximum | 4654.775 | 4700.058 | 4779.544 | 4870.751 | 5049.761 | 5080.849 | 5322.652 | 5347.041 | 5660.851 | 5610.857 | 5665.197 | 5824.921 | 6140.94 | 6071.31 | 6472.33 | 6185.149 | 6171.981 | 6152.642 | 6049.224 | 6132.318 | 6304.86 | 6195.776 | 5841.863 | 6014.933 | 5893.593 | 6043.208 | 5978.772 | 6085.105 | 6018.833 | 6058.947 | 6041.197 | 5996.52 | 6167.277 | 6124.645 | 6164.952 | 6115.474 | 6079.263 | 6069.717 | 6071.322 | 6134.998 | 6114.24 | 6051.368 | 6118.322 | 6137.069 | 6189.028 | 6173.995 | 6264.619 | 6318.238 | 6373.619 | 6352.943 | 6417.943 | 6497.301 | 6564.248 | 6673.343 | 6686.992 | 6839.523 | 6880.789 | 6935.647 | 7036.319 | 7110.579 | 7179.175 | 7273.181 | 7359.289 |  | GCM1_High |  | 81.964 | 46.3079 | 10.185 | 116.967 | 180.8669 | 253.72 | 285.181 | 361.9506 | 488.394
[72 empty] | GCM 2_Base |  | 90.625 | 43.7862 | 0 | 103.721 | 167.9613 | 219.813 | 248.313 | 327.5628 | 418.712
[72 empty] | GCM 2_Low |  | 81.164 | 41.8639 | 0 | 99.366 | 161.0345 | 210.75 | 238.54 | 313.7255 | 390.329
[72 empty] | GCM 2_High |  | 56.187 | 46.0032 | 10.039 | 109.553 | 179.014 | 235.676 | 267.539 | 355.3331 | 464.919
[72 empty] | GCM 3_Base |  | 77.04 | 43.9227 | 0 | 108.199 | 168.8844 | 234.856 | 246.982 | 327.7467 | 388.543
[72 empty] | GCM 3_Low |  | 73.751 | 41.9949 | 0 | 100.72 | 161.9215 | 225.437 | 237.258 | 313.8924 | 370.748
[72 empty] | GCM 3_High |  | 39.139 | 46.1479 | 13.845 | 111.04 | 179.9965 | 252.532 | 266.108 | 355.5411 | 423.053
[72 empty] | GCM1_Base_FE |  | 78.139 | 44.2668 | 9.833 | 116.986 | 171.5365 | 239.2 | 271.365 | 339.8053 | 457.674
[72 empty] | GCM1_Low_FE |  | 74.804 | 42.3239 | 0 | 103.926 | 164.4644 | 229.612 | 260.884 | 325.4728 | 436.123
[72 empty] | GCM1_High_FE |  | 80.744 | 46.5088 | 10.181 | 112.412 | 182.8304 | 257.212 | 284.554 | 368.6347 | 498.992
[72 empty] | GCM 2_Base_FE |  | 89.209 | 43.972 | 0 | 104.408 | 169.7458 | 222.664 | 251.84 | 333.4094 | 430.938
[72 empty] | GCM 2_Low_FE |  | 73.38 | 42.0416 | 0 | 100.023 | 162.7449 | 213.485 | 241.932 | 319.3328 | 401.814
[72 empty] | GCM 2_High_FE |  | 50.157 | 46.2001 | 19.855 | 110.282 | 180.9265 | 238.747 | 271.358 | 361.7029 | 478.377
[72 empty] | GCM 3_Base_FE |  | 76.664 | 44.111 | 0 | 105.843 | 170.6951 | 238.028 | 250.461 | 333.5758 | 396.302
[72 empty] | GCM 3_Low_FE |  | 68.942 | 42.1746 | 0 | 101.399 | 163.6565 | 228.482 | 240.604 | 319.4819 | 378.166
[72 empty] | GCM 3_High_FE |  | 39.238 | 46.3472 | 32.996 | 111.793 | 181.9366 | 255.958 | 269.876 | 361.8924 | 432.293

## All Industrial
Regional Industrial Load across range of climate change models aMW
LDCECC/TDEF: Northwest - Industrial - Average - Annual - All - Electric Load with Losses, Net of Cogeneration - aMW -
[71 empty] | AAGR |  |  |  | 2021-2030 Period |  |  | 2031-2040 Period |  |  | 2041-2050 Period
[8 empty] | 1988 | 1989 | 1990 | 1991 | 1992 | 1993 | 1994 | 1995 | 1996 | 1997 | 1998 | 1999 | 2000 | 2001 | 2002 | 2003 | 2004 | 2005 | 2006 | 2007 | 2008 | 2009 | 2010 | 2011 | 2012 | 2013 | 2014 | 2015 | 2016 | 2017 | 2018 | 2019 | 2020 | 2021 | 2022 | 2023 | 2024 | 2025 | 2026 | 2027 | 2028 | 2029 | 2030 | 2031 | 2032 | 2033 | 2034 | 2035 | 2036 | 2037 | 2038 | 2039 | 2040 | 2041 | 2042 | 2043 | 2044 | 2045 | 2046 | 2047 | 2048 | 2049 | 2050 | 2022-2050 | Loads without Climate Change | 2018 | Minimum | Average | Maximum | Minimum | Average | Maximum | Minimum | Average | Maximum
Scenario Name: BaseCase ¦ Date: Thu 07/30/2020 ¦ Time: 10:25:08.56 ¦ Path: Q:\MJ\energy2020July30\2020Model ¦ Version: * ¦ | Northwest | Industrial | Average | Annual | All | LDCECC/TDEF | Electric Load with Losses, Net of Cogeneration | 7379.216 | 7755.152 | 8027.36 | 8026.587 | 7629.337 | 7448.881 | 7008.517 | 7293.117 | 7213.478 | 7205.702 | 7719.395 | 7763.22 | 7428.755 | 4334.309 | 3947.18 | 4678.117 | 4857.126 | 5418.114 | 5254.792 | 5148.728 | 5259.803 | 5051.789 | 5479.828 | 5685.921 | 5530.747 | 5578.26 | 5547.523 | 5419.195 | 5214.27 | 5350.432 | 5516.532 | 5596.569 | 6018.921 | 6189.777 | 6240.429 | 6227.293 | 6222.107 | 6220.115 | 6204.181 | 6178.7 | 6154.196 | 6132.48 | 6110.332 | 6090.34 | 6076.329 | 6059.902 | 6039.345 | 6019.948 | 6001.168 | 5991.557 | 5973.132 | 5954.733 | 5945.146 | 5933.063 | 5925.423 | 5915.341 | 5908.635 | 5902.391 | 5908.371 | 5919.194 | 5929.29 | 5940.588 | 5951.587 | -0.1691% | Base Economic Growth | 5516.532 | 6110.332 | 6187.961 | 6240.429 | 5945.146 | 6015.16 | 6090.34 | 5902.391 | 5923.3883 | 5951.587
Scenario Name: LowCaseScenario ¦ Date: Thu 07/30/2020 ¦ Time: 10:39:56.41 ¦ Path: Q:\MJ\energy2020July30\2020Model ¦ Version: * ¦ | Northwest | Industrial | Average | Annual | All | LDCECC/TDEF | Electric Load with Losses, Net of Cogeneration | 7379.216 | 7755.152 | 8027.36 | 8026.587 | 7629.337 | 7448.881 | 7008.517 | 7293.117 | 7213.478 | 7205.702 | 7719.395 | 7763.22 | 7428.755 | 4334.309 | 3947.18 | 4678.117 | 4857.126 | 5418.114 | 5254.792 | 5148.728 | 5259.803 | 5051.789 | 5479.828 | 5685.921 | 5530.747 | 5578.26 | 5547.523 | 5419.195 | 5214.27 | 5350.432 | 5516.532 | 5596.569 | 5774.002 | 5868.469 | 5820.068 | 5719.033 | 5618.727 | 5518.062 | 5402.776 | 5283.793 | 5165.9 | 5052.215 | 4954.417 | 4862.421 | 4776.379 | 4691.545 | 4606.694 | 4522.349 | 4441.04 | 4368.108 | 4292.883 | 4224.535 | 4168.328 | 4110.735 | 4059.881 | 4004.45 | 3949.029 | 3897.862 | 3856.73 | 3820.856 | 3787.136 | 3753.596 | 3719.983 | -1.586% | Low Economic Growth | 5516.532 | 4954.417 | 5440.346 | 5868.469 | 4168.328 | 4495.4282 | 4862.421 | 3719.983 | 3896.0258 | 4110.735
Scenario Name: HighCaseScenario ¦ Date: Thu 07/30/2020 ¦ Time: 10:53:48.07 ¦ Path: Q:\MJ\energy2020July30\2020Model ¦ Version: * ¦ | Northwest | Industrial | Average | Annual | All | LDCECC/TDEF | Electric Load with Losses, Net of Cogeneration | 7379.216 | 7755.152 | 8027.36 | 8026.587 | 7629.337 | 7448.881 | 7008.517 | 7293.117 | 7213.478 | 7205.702 | 7719.395 | 7763.22 | 7428.755 | 4334.309 | 3947.18 | 4678.117 | 4857.126 | 5418.114 | 5254.792 | 5148.728 | 5259.803 | 5051.789 | 5479.828 | 5685.921 | 5530.747 | 5578.26 | 5547.523 | 5419.195 | 5214.27 | 5350.432 | 5516.532 | 5596.569 | 6270.509 | 6499.331 | 6633.956 | 6704.862 | 6793.377 | 6887.596 | 6954.088 | 6996.115 | 7026.654 | 7054.32 | 7087.95 | 7134.487 | 7170.786 | 7192.412 | 7209.73 | 7236.978 | 7278.511 | 7332.487 | 7377.336 | 7408.938 | 7444.531 | 7477.407 | 7517.409 | 7556.62 | 7581.767 | 7608.955 | 7654.087 | 7708.42 | 7763.863 | 7820.379 | 7875.128 | 0.6144% | High Economic Growth | 5516.532 | 6499.331 | 6863.8249 | 7087.95 | 7134.487 | 7278.6196 | 7444.531 | 7477.407 | 7656.4035 | 7875.128
with Direct and Indirect Climate Change Impact
Scenario Name: Climate1_XGO_Base_NoFreeze ¦ Date: Wed 08/12/2020 ¦ Time: 12:54:03.34 ¦ Path: Q:\MJ\energy2020July30\2020Model ¦ Version: * ¦ | Northwest | Industrial | Average | Annual | All | LDCECC/TDEF | Electric Load with Losses, Net of Cogeneration | 7379.216 | 7755.152 | 8027.36 | 8026.587 | 7629.337 | 7448.881 | 7008.517 | 7293.117 | 7213.478 | 7205.702 | 7719.395 | 7763.22 | 7428.755 | 4334.309 | 3947.18 | 4678.117 | 4857.126 | 5418.114 | 5254.792 | 5148.728 | 5259.803 | 5051.789 | 5479.828 | 5685.921 | 5530.747 | 5578.26 | 5547.523 | 5419.195 | 5214.27 | 5350.432 | 5516.532 | 5596.569 | 6018.921 | 6189.777 | 6242.375 | 6231.193 | 6228.1 | 6228.326 | 6214.494 | 6191.14 | 6168.952 | 6149.41 | 6130.403 | 6113.506 | 6102.477 | 6088.984 | 6071.253 | 6054.866 | 6039.164 | 6032.795 | 6017.29 | 6002.204 | 5996.34 | 5987.89 | 5983.931 | 5977.439 | 5974.347 | 5971.649 | 5981.369 | 5996.003 | 6009.988 | 6025.059 | 6048.386 | -0.1127% | GCM1_Base | 5516.532 | 6130.403 | 6197.417 | 6242.375 | 5996.34 | 6051.8879 | 6113.506 | 5971.649 | 5995.6061 | 6048.386
Scenario Name: Climate1_XGO_Low_NoFreeze ¦ Date: Wed 08/12/2020 ¦ Time: 13:58:52.82 ¦ Path: Q:\MJ\energy2020July30\2020Model ¦ Version: * ¦ | Northwest | Industrial | Average | Annual | All | LDCECC/TDEF | Electric Load with Losses, Net of Cogeneration | 7379.216 | 7755.152 | 8027.36 | 8026.587 | 7629.337 | 7448.881 | 7008.517 | 7293.117 | 7213.478 | 7205.702 | 7719.395 | 7763.22 | 7428.755 | 4334.309 | 3947.18 | 4678.117 | 4857.126 | 5418.114 | 5254.792 | 5148.728 | 5259.803 | 5051.789 | 5479.828 | 5685.921 | 5530.747 | 5578.26 | 5547.523 | 5419.195 | 5214.27 | 5350.432 | 5516.532 | 5596.569 | 5774.002 | 5868.469 | 5821.948 | 5722.757 | 5624.349 | 5525.638 | 5412.15 | 5294.857 | 5178.787 | 5066.76 | 4971.23 | 4881.459 | 4797.503 | 4714.703 | 4631.861 | 4549.431 | 4469.967 | 4398.845 | 4325.097 | 4258.17 | 4203.537 | 4147.367 | 4097.926 | 4043.947 | 3989.658 | 3939.791 | 3899.996 | 3865.343 | 3832.76 | 3800.583 | 3772.719 | -1.537% | GCM1_Low | 5516.532 | 4971.23 | 5448.6945 | 5868.469 | 4203.537 | 4523.0573 | 4881.459 | 3772.719 | 3939.009 | 4147.367
Scenario Name: Climate1_XGO_High_NoFreeze ¦ Date: Wed 08/12/2020 ¦ Time: 15:07:35.54 ¦ Path: Q:\MJ\energy2020July30\2020Model ¦ Version: * ¦ | Northwest | Industrial | Average | Annual | All | LDCECC/TDEF | Electric Load with Losses, Net of Cogeneration | 7379.216 | 7755.152 | 8027.36 | 8026.587 | 7629.337 | 7448.881 | 7008.517 | 7293.117 | 7213.478 | 7205.702 | 7719.395 | 7763.22 | 7428.755 | 4334.309 | 3947.18 | 4678.117 | 4857.126 | 5418.114 | 5254.792 | 5148.728 | 5259.803 | 5051.789 | 5479.828 | 5685.921 | 5530.747 | 5578.26 | 5547.523 | 5419.195 | 5214.27 | 5350.432 | 5516.532 | 5596.569 | 6270.509 | 6499.331 | 6635.988 | 6708.941 | 6799.851 | 6896.424 | 6965.304 | 7009.628 | 7042.773 | 7072.783 | 7109.712 | 7159.519 | 7199.143 | 7224.436 | 7245.586 | 7276.626 | 7321.965 | 7379.84 | 7428.336 | 7463.973 | 7503.986 | 7541.29 | 7585.789 | 7629.363 | 7659.252 | 7690.979 | 7740.567 | 7799.242 | 7859.122 | 7920.091 | 7989.359 | 0.6651% | GCM1_High | 5516.532 | 6499.331 | 6874.0735 | 7109.712 | 7159.519 | 7320.341 | 7503.986 | 7541.29 | 7741.5054 | 7989.359
Scenario Name: Climate2_XGO_Base_NoFreeze ¦ Date: Wed 08/12/2020 ¦ Time: 13:04:48.45 ¦ Path: Q:\MJ\energy2020July30\2020Model ¦ Version: * ¦ | Northwest | Industrial | Average | Annual | All | LDCECC/TDEF | Electric Load with Losses, Net of Cogeneration | 7379.216 | 7755.152 | 8027.36 | 8026.587 | 7629.337 | 7448.881 | 7008.517 | 7293.117 | 7213.478 | 7205.702 | 7719.395 | 7763.22 | 7428.755 | 4334.309 | 3947.18 | 4678.117 | 4857.126 | 5418.114 | 5254.792 | 5148.728 | 5259.803 | 5051.789 | 5479.828 | 5685.921 | 5530.747 | 5578.26 | 5547.523 | 5419.195 | 5214.27 | 5350.432 | 5516.532 | 5596.569 | 6018.921 | 6189.777 | 6242.375 | 6231.193 | 6228.1 | 6228.326 | 6214.494 | 6191.14 | 6168.952 | 6149.41 | 6130.403 | 6113.506 | 6102.477 | 6088.984 | 6071.253 | 6054.866 | 6039.164 | 6032.795 | 6017.29 | 6002.204 | 5996.34 | 5987.89 | 5983.931 | 5977.439 | 5974.347 | 5971.649 | 5981.369 | 5996.003 | 6009.988 | 6025.059 | 6048.386 | -0.1127% | GCM 2_Base | 5516.532 | 6130.403 | 6197.417 | 6242.375 | 5996.34 | 6051.8879 | 6113.506 | 5971.649 | 5995.6061 | 6048.386
Scenario Name: Climate2_XGO_Low_NoFreeze ¦ Date: Wed 08/12/2020 ¦ Time: 14:10:06.27 ¦ Path: Q:\MJ\energy2020July30\2020Model ¦ Version: * ¦ | Northwest | Industrial | Average | Annual | All | LDCECC/TDEF | Electric Load with Losses, Net of Cogeneration | 7379.216 | 7755.152 | 8027.36 | 8026.587 | 7629.337 | 7448.881 | 7008.517 | 7293.117 | 7213.478 | 7205.702 | 7719.395 | 7763.22 | 7428.755 | 4334.309 | 3947.18 | 4678.117 | 4857.126 | 5418.114 | 5254.792 | 5148.728 | 5259.803 | 5051.789 | 5479.828 | 5685.921 | 5530.747 | 5578.26 | 5547.523 | 5419.195 | 5214.27 | 5350.432 | 5516.532 | 5596.569 | 5774.002 | 5868.469 | 5821.948 | 5722.757 | 5624.349 | 5525.638 | 5412.15 | 5294.857 | 5178.787 | 5066.76 | 4971.23 | 4881.459 | 4797.503 | 4714.703 | 4631.861 | 4549.431 | 4469.967 | 4398.845 | 4325.097 | 4258.17 | 4203.537 | 4147.367 | 4097.926 | 4043.947 | 3989.658 | 3939.791 | 3899.996 | 3865.343 | 3832.76 | 3800.583 | 3772.719 | -1.537% | GCM 2_Low | 5516.532 | 4971.23 | 5448.6945 | 5868.469 | 4203.537 | 4523.0573 | 4881.459 | 3772.719 | 3939.009 | 4147.367
Scenario Name: Climate2_XGO_High_NoFreeze ¦ Date: Wed 08/12/2020 ¦ Time: 15:19:27.25 ¦ Path: Q:\MJ\energy2020July30\2020Model ¦ Version: * ¦ | Northwest | Industrial | Average | Annual | All | LDCECC/TDEF | Electric Load with Losses, Net of Cogeneration | 7379.216 | 7755.152 | 8027.36 | 8026.587 | 7629.337 | 7448.881 | 7008.517 | 7293.117 | 7213.478 | 7205.702 | 7719.395 | 7763.22 | 7428.755 | 4334.309 | 3947.18 | 4678.117 | 4857.126 | 5418.114 | 5254.792 | 5148.728 | 5259.803 | 5051.789 | 5479.828 | 5685.921 | 5530.747 | 5578.26 | 5547.523 | 5419.195 | 5214.27 | 5350.432 | 5516.532 | 5596.569 | 6270.509 | 6499.331 | 6635.988 | 6708.941 | 6799.851 | 6896.424 | 6965.304 | 7009.628 | 7042.773 | 7072.783 | 7109.712 | 7159.519 | 7199.143 | 7224.436 | 7245.586 | 7276.626 | 7321.965 | 7379.84 | 7428.336 | 7463.973 | 7503.986 | 7541.29 | 7585.789 | 7629.363 | 7659.252 | 7690.979 | 7740.567 | 7799.242 | 7859.122 | 7920.091 | 7989.359 | 0.6651% | GCM 2_High | 5516.532 | 6499.331 | 6874.0735 | 7109.712 | 7159.519 | 7320.341 | 7503.986 | 7541.29 | 7741.5054 | 7989.359
Scenario Name: Climate3_XGO_Base_NoFreeze ¦ Date: Wed 08/12/2020 ¦ Time: 13:15:27.46 ¦ Path: Q:\MJ\energy2020July30\2020Model ¦ Version: * ¦ | Northwest | Industrial | Average | Annual | All | LDCECC/TDEF | Electric Load with Losses, Net of Cogeneration | 7379.216 | 7755.152 | 8027.36 | 8026.587 | 7629.337 | 7448.881 | 7008.517 | 7293.117 | 7213.478 | 7205.702 | 7719.395 | 7763.22 | 7428.755 | 4334.309 | 3947.18 | 4678.117 | 4857.126 | 5418.114 | 5254.792 | 5148.728 | 5259.803 | 5051.789 | 5479.828 | 5685.921 | 5530.747 | 5578.26 | 5547.523 | 5419.195 | 5214.27 | 5350.432 | 5516.532 | 5596.569 | 6018.921 | 6189.777 | 6242.375 | 6231.193 | 6228.1 | 6228.326 | 6214.494 | 6191.14 | 6168.952 | 6149.41 | 6130.403 | 6113.506 | 6102.477 | 6088.984 | 6071.253 | 6054.866 | 6039.164 | 6032.795 | 6017.29 | 6002.204 | 5996.34 | 5987.89 | 5983.931 | 5977.439 | 5974.347 | 5971.649 | 5981.369 | 5996.003 | 6009.988 | 6025.059 | 6048.386 | -0.1127% | GCM 3_Base | 5516.532 | 6130.403 | 6197.417 | 6242.375 | 5996.34 | 6051.8879 | 6113.506 | 5971.649 | 5995.6061 | 6048.386
Scenario Name: Climate3_XGO_Low_NoFreeze ¦ Date: Wed 08/12/2020 ¦ Time: 14:21:42.35 ¦ Path: Q:\MJ\energy2020July30\2020Model ¦ Version: * ¦ | Northwest | Industrial | Average | Annual | All | LDCECC/TDEF | Electric Load with Losses, Net of Cogeneration | 7379.216 | 7755.152 | 8027.36 | 8026.587 | 7629.337 | 7448.881 | 7008.517 | 7293.117 | 7213.478 | 7205.702 | 7719.395 | 7763.22 | 7428.755 | 4334.309 | 3947.18 | 4678.117 | 4857.126 | 5418.114 | 5254.792 | 5148.728 | 5259.803 | 5051.789 | 5479.828 | 5685.921 | 5530.747 | 5578.26 | 5547.523 | 5419.195 | 5214.27 | 5350.432 | 5516.532 | 5596.569 | 5774.002 | 5868.469 | 5821.948 | 5722.757 | 5624.349 | 5525.638 | 5412.15 | 5294.857 | 5178.787 | 5066.76 | 4971.23 | 4881.459 | 4797.503 | 4714.703 | 4631.861 | 4549.431 | 4469.967 | 4398.845 | 4325.097 | 4258.17 | 4203.537 | 4147.367 | 4097.926 | 4043.947 | 3989.658 | 3939.791 | 3899.996 | 3865.343 | 3832.76 | 3800.583 | 3772.719 | -1.537% | GCM 3_Low | 5516.532 | 4971.23 | 5448.6945 | 5868.469 | 4203.537 | 4523.0573 | 4881.459 | 3772.719 | 3939.009 | 4147.367
Scenario Name: Climate3_XGO_High_NoFreeze ¦ Date: Wed 08/12/2020 ¦ Time: 15:31:01.78 ¦ Path: Q:\MJ\energy2020July30\2020Model ¦ Version: * ¦ | Northwest | Industrial | Average | Annual | All | LDCECC/TDEF | Electric Load with Losses, Net of Cogeneration | 7379.216 | 7755.152 | 8027.36 | 8026.587 | 7629.337 | 7448.881 | 7008.517 | 7293.117 | 7213.478 | 7205.702 | 7719.395 | 7763.22 | 7428.755 | 4334.309 | 3947.18 | 4678.117 | 4857.126 | 5418.114 | 5254.792 | 5148.728 | 5259.803 | 5051.789 | 5479.828 | 5685.921 | 5530.747 | 5578.26 | 5547.523 | 5419.195 | 5214.27 | 5350.432 | 5516.532 | 5596.569 | 6270.509 | 6499.331 | 6635.988 | 6708.941 | 6799.851 | 6896.424 | 6965.304 | 7009.628 | 7042.773 | 7072.783 | 7109.712 | 7159.519 | 7199.143 | 7224.436 | 7245.586 | 7276.626 | 7321.965 | 7379.84 | 7428.336 | 7463.973 | 7503.986 | 7541.29 | 7585.789 | 7629.363 | 7659.252 | 7690.979 | 7740.567 | 7799.242 | 7859.122 | 7920.091 | 7989.359 | 0.6651% | GCM 3_High | 5516.532 | 6499.331 | 6874.0735 | 7109.712 | 7159.519 | 7320.341 | 7503.986 | 7541.29 | 7741.5054 | 7989.359
Scenario Name: Climate1_XGO_Base_Freeze ¦ Date: Wed 08/12/2020 ¦ Time: 16:17:29.68 ¦ Path: Q:\MJ\energy2020July30\2020Model ¦ Version: * ¦ | Northwest | Industrial | Average | Annual | All | LDCECC/TDEF | Electric Load with Losses, Net of Cogeneration | 7379.216 | 7755.152 | 8027.36 | 8026.587 | 7629.337 | 7448.881 | 7008.517 | 7293.117 | 7213.478 | 7205.702 | 7719.395 | 7763.22 | 7428.755 | 4334.309 | 3947.18 | 4678.117 | 4857.126 | 5418.114 | 5254.792 | 5148.728 | 5259.803 | 5051.789 | 5479.828 | 5685.921 | 5530.747 | 5578.26 | 5547.523 | 5419.195 | 5214.27 | 5350.432 | 5516.532 | 5596.569 | 6018.921 | 6189.777 | 6242.785 | 6232.231 | 6229.939 | 6231.123 | 6218.349 | 6196.114 | 6175.132 | 6156.864 | 6139.204 | 6123.713 | 6114.141 | 6102.078 | 6085.839 | 6070.939 | 6054.798 | 6048.178 | 6032.559 | 6017.473 | 6011.694 | 6003.46 | 5999.811 | 5993.71 | 5991.135 | 5989.014 | 5999.616 | 6015.189 | 6030.183 | 6046.308 | 6070.717 | -0.09977% | GCM1_Base_FE | 5516.532 | 6139.204 | 6201.1518 | 6242.785 | 6011.694 | 6066.1412 | 6123.713 | 5989.014 | 6013.9143 | 6070.717
Scenario Name: Climate1_XGO_Low_Freeze ¦ Date: Wed 08/12/2020 ¦ Time: 17:22:25.44 ¦ Path: Q:\MJ\energy2020July30\2020Model ¦ Version: * ¦ | Northwest | Industrial | Average | Annual | All | LDCECC/TDEF | Electric Load with Losses, Net of Cogeneration | 7379.216 | 7755.152 | 8027.36 | 8026.587 | 7629.337 | 7448.881 | 7008.517 | 7293.117 | 7213.478 | 7205.702 | 7719.395 | 7763.22 | 7428.755 | 4334.309 | 3947.18 | 4678.117 | 4857.126 | 5418.114 | 5254.792 | 5148.728 | 5259.803 | 5051.789 | 5479.828 | 5685.921 | 5530.747 | 5578.26 | 5547.523 | 5419.195 | 5214.27 | 5350.432 | 5516.532 | 5596.569 | 5774.002 | 5868.469 | 5822.297 | 5723.624 | 5625.853 | 5527.882 | 5415.188 | 5298.709 | 5183.472 | 5072.283 | 4977.63 | 4888.734 | 4805.658 | 4723.687 | 4641.656 | 4559.997 | 4480.144 | 4408.737 | 4334.781 | 4267.736 | 4213.035 | 4156.86 | 4107.473 | 4053.539 | 3999.284 | 3949.502 | 3909.948 | 3875.581 | 3843.365 | 3811.537 | 3784.037 | -1.527% | GCM1_Low_FE | 5516.532 | 4977.63 | 5451.5407 | 5868.469 | 4213.035 | 4532.4165 | 4888.734 | 3784.037 | 3949.1126 | 4156.86
Scenario Name: Climate1_XGO_High_Freeze ¦ Date: Wed 08/12/2020 ¦ Time: 18:27:55.80 ¦ Path: Q:\MJ\energy2020July30\2020Model ¦ Version: * ¦ | Northwest | Industrial | Average | Annual | All | LDCECC/TDEF | Electric Load with Losses, Net of Cogeneration | 7379.216 | 7755.152 | 8027.36 | 8026.587 | 7629.337 | 7448.881 | 7008.517 | 7293.117 | 7213.478 | 7205.702 | 7719.395 | 7763.22 | 7428.755 | 4334.309 | 3947.18 | 4678.117 | 4857.126 | 5418.114 | 5254.792 | 5148.728 | 5259.803 | 5051.789 | 5479.828 | 5685.921 | 5530.747 | 5578.26 | 5547.523 | 5419.195 | 5214.27 | 5350.432 | 5516.532 | 5596.569 | 6270.509 | 6499.331 | 6636.474 | 6710.166 | 6802.058 | 6899.857 | 6970.13 | 7015.99 | 7050.742 | 7082.454 | 7121.251 | 7173.11 | 7214.731 | 7241.892 | 7264.981 | 7298.115 | 7343.187 | 7401.122 | 7449.863 | 7485.818 | 7526.327 | 7564.352 | 7609.808 | 7654.395 | 7685.284 | 7718.21 | 7769.557 | 7830.18 | 7892.17 | 7955.347 | 8026.83 | 0.6816% | GCM1_High_FE | 5516.532 | 6499.331 | 6878.8453 | 7121.251 | 7173.11 | 7339.9146 | 7526.327 | 7564.352 | 7770.6133 | 8026.83
Scenario Name: Climate2_XGO_Base_Freeze ¦ Date: Wed 08/12/2020 ¦ Time: 16:28:06.97 ¦ Path: Q:\MJ\energy2020July30\2020Model ¦ Version: * ¦ | Northwest | Industrial | Average | Annual | All | LDCECC/TDEF | Electric Load with Losses, Net of Cogeneration | 7379.216 | 7755.152 | 8027.36 | 8026.587 | 7629.337 | 7448.881 | 7008.517 | 7293.117 | 7213.478 | 7205.702 | 7719.395 | 7763.22 | 7428.755 | 4334.309 | 3947.18 | 4678.117 | 4857.126 | 5418.114 | 5254.792 | 5148.728 | 5259.803 | 5051.789 | 5479.828 | 5685.921 | 5530.747 | 5578.26 | 5547.523 | 5419.195 | 5214.27 | 5350.432 | 5516.532 | 5596.569 | 6018.921 | 6189.777 | 6242.785 | 6232.231 | 6229.939 | 6231.123 | 6218.349 | 6196.114 | 6175.132 | 6156.864 | 6139.204 | 6123.713 | 6114.141 | 6102.078 | 6085.839 | 6070.939 | 6054.798 | 6048.178 | 6032.559 | 6017.473 | 6011.694 | 6003.46 | 5999.811 | 5993.71 | 5991.135 | 5989.014 | 5999.616 | 6015.189 | 6030.183 | 6046.308 | 6070.717 | -0.09977% | GCM 2_Base_FE | 5516.532 | 6139.204 | 6201.1518 | 6242.785 | 6011.694 | 6066.1412 | 6123.713 | 5989.014 | 6013.9143 | 6070.717
Scenario Name: Climate2_XGO_Low_Freeze ¦ Date: Wed 08/12/2020 ¦ Time: 17:33:26.32 ¦ Path: Q:\MJ\energy2020July30\2020Model ¦ Version: * ¦ | Northwest | Industrial | Average | Annual | All | LDCECC/TDEF | Electric Load with Losses, Net of Cogeneration | 7379.216 | 7755.152 | 8027.36 | 8026.587 | 7629.337 | 7448.881 | 7008.517 | 7293.117 | 7213.478 | 7205.702 | 7719.395 | 7763.22 | 7428.755 | 4334.309 | 3947.18 | 4678.117 | 4857.126 | 5418.114 | 5254.792 | 5148.728 | 5259.803 | 5051.789 | 5479.828 | 5685.921 | 5530.747 | 5578.26 | 5547.523 | 5419.195 | 5214.27 | 5350.432 | 5516.532 | 5596.569 | 5774.002 | 5868.469 | 5822.297 | 5723.624 | 5625.853 | 5527.882 | 5415.188 | 5298.709 | 5183.472 | 5072.283 | 4977.63 | 4888.734 | 4805.658 | 4723.687 | 4641.656 | 4559.997 | 4480.144 | 4408.737 | 4334.781 | 4267.736 | 4213.035 | 4156.86 | 4107.473 | 4053.539 | 3999.284 | 3949.502 | 3909.948 | 3875.581 | 3843.365 | 3811.537 | 3784.037 | -1.527% | GCM 2_Low_FE | 5516.532 | 4977.63 | 5451.5407 | 5868.469 | 4213.035 | 4532.4165 | 4888.734 | 3784.037 | 3949.1126 | 4156.86
Scenario Name: Climate2_XGO_High_Freeze ¦ Date: Wed 08/12/2020 ¦ Time: 18:38:34.10 ¦ Path: Q:\MJ\energy2020July30\2020Model ¦ Version: * ¦ | Northwest | Industrial | Average | Annual | All | LDCECC/TDEF | Electric Load with Losses, Net of Cogeneration | 7379.216 | 7755.152 | 8027.36 | 8026.587 | 7629.337 | 7448.881 | 7008.517 | 7293.117 | 7213.478 | 7205.702 | 7719.395 | 7763.22 | 7428.755 | 4334.309 | 3947.18 | 4678.117 | 4857.126 | 5418.114 | 5254.792 | 5148.728 | 5259.803 | 5051.789 | 5479.828 | 5685.921 | 5530.747 | 5578.26 | 5547.523 | 5419.195 | 5214.27 | 5350.432 | 5516.532 | 5596.569 | 6270.509 | 6499.331 | 6636.474 | 6710.166 | 6802.058 | 6899.857 | 6970.13 | 7015.99 | 7050.742 | 7082.454 | 7121.251 | 7173.11 | 7214.731 | 7241.892 | 7264.981 | 7298.115 | 7343.187 | 7401.122 | 7449.863 | 7485.818 | 7526.327 | 7564.352 | 7609.808 | 7654.395 | 7685.284 | 7718.21 | 7769.557 | 7830.18 | 7892.17 | 7955.347 | 8026.83 | 0.6816% | GCM 2_High_FE | 5516.532 | 6499.331 | 6878.8453 | 7121.251 | 7173.11 | 7339.9146 | 7526.327 | 7564.352 | 7770.6133 | 8026.83
Scenario Name: Climate3_XGO_Base_Freeze ¦ Date: Wed 08/12/2020 ¦ Time: 16:38:58.68 ¦ Path: Q:\MJ\energy2020July30\2020Model ¦ Version: * ¦ | Northwest | Industrial | Average | Annual | All | LDCECC/TDEF | Electric Load with Losses, Net of Cogeneration | 7379.216 | 7755.152 | 8027.36 | 8026.587 | 7629.337 | 7448.881 | 7008.517 | 7293.117 | 7213.478 | 7205.702 | 7719.395 | 7763.22 | 7428.755 | 4334.309 | 3947.18 | 4678.117 | 4857.126 | 5418.114 | 5254.792 | 5148.728 | 5259.803 | 5051.789 | 5479.828 | 5685.921 | 5530.747 | 5578.26 | 5547.523 | 5419.195 | 5214.27 | 5350.432 | 5516.532 | 5596.569 | 6018.921 | 6189.777 | 6242.785 | 6232.231 | 6229.939 | 6231.123 | 6218.349 | 6196.114 | 6175.132 | 6156.864 | 6139.204 | 6123.713 | 6114.141 | 6102.078 | 6085.839 | 6070.939 | 6054.798 | 6048.178 | 6032.559 | 6017.473 | 6011.694 | 6003.46 | 5999.811 | 5993.71 | 5991.135 | 5989.014 | 5999.616 | 6015.189 | 6030.183 | 6046.308 | 6070.717 | -0.09977% | GCM 3_Base_FE | 5516.532 | 6139.204 | 6201.1518 | 6242.785 | 6011.694 | 6066.1412 | 6123.713 | 5989.014 | 6013.9143 | 6070.717
Scenario Name: Climate3_XGO_Low_Freeze ¦ Date: Wed 08/12/2020 ¦ Time: 17:44:14.68 ¦ Path: Q:\MJ\energy2020July30\2020Model ¦ Version: * ¦ | Northwest | Industrial | Average | Annual | All | LDCECC/TDEF | Electric Load with Losses, Net of Cogeneration | 7379.216 | 7755.152 | 8027.36 | 8026.587 | 7629.337 | 7448.881 | 7008.517 | 7293.117 | 7213.478 | 7205.702 | 7719.395 | 7763.22 | 7428.755 | 4334.309 | 3947.18 | 4678.117 | 4857.126 | 5418.114 | 5254.792 | 5148.728 | 5259.803 | 5051.789 | 5479.828 | 5685.921 | 5530.747 | 5578.26 | 5547.523 | 5419.195 | 5214.27 | 5350.432 | 5516.532 | 5596.569 | 5774.002 | 5868.469 | 5822.297 | 5723.624 | 5625.853 | 5527.882 | 5415.188 | 5298.709 | 5183.472 | 5072.283 | 4977.63 | 4888.734 | 4805.658 | 4723.687 | 4641.656 | 4559.997 | 4480.144 | 4408.737 | 4334.781 | 4267.736 | 4213.035 | 4156.86 | 4107.473 | 4053.539 | 3999.284 | 3949.502 | 3909.948 | 3875.581 | 3843.365 | 3811.537 | 3784.037 | -1.527% | GCM 3_Low_FE | 5516.532 | 4977.63 | 5451.5407 | 5868.469 | 4213.035 | 4532.4165 | 4888.734 | 3784.037 | 3949.1126 | 4156.86
Scenario Name: Climate3_XGO_High_Freeze ¦ Date: Wed 08/12/2020 ¦ Time: 18:49:23.12 ¦ Path: Q:\MJ\energy2020July30\2020Model ¦ Version: * ¦ | Northwest | Industrial | Average | Annual | All | LDCECC/TDEF | Electric Load with Losses, Net of Cogeneration | 7379.216 | 7755.152 | 8027.36 | 8026.587 | 7629.337 | 7448.881 | 7008.517 | 7293.117 | 7213.478 | 7205.702 | 7719.395 | 7763.22 | 7428.755 | 4334.309 | 3947.18 | 4678.117 | 4857.126 | 5418.114 | 5254.792 | 5148.728 | 5259.803 | 5051.789 | 5479.828 | 5685.921 | 5530.747 | 5578.26 | 5547.523 | 5419.195 | 5214.27 | 5350.432 | 5516.532 | 5596.569 | 6270.509 | 6499.331 | 6636.474 | 6710.166 | 6802.058 | 6899.857 | 6970.13 | 7015.99 | 7050.742 | 7082.454 | 7121.251 | 7173.11 | 7214.731 | 7241.892 | 7264.981 | 7298.115 | 7343.187 | 7401.122 | 7449.863 | 7485.818 | 7526.327 | 7564.352 | 7609.808 | 7654.395 | 7685.284 | 7718.21 | 7769.557 | 7830.18 | 7892.17 | 7955.347 | 8026.83 | 0.6816% | GCM 3_High_FE | 5516.532 | 6499.331 | 6878.8453 | 7121.251 | 7173.11 | 7339.9146 | 7526.327 | 7564.352 | 7770.6133 | 8026.83
without Indirect Climate Change Impact
Scenario Name: Climate1_NoXGO_Base_NoFreeze ¦ Date: Wed 08/12/2020 ¦ Time: 12:21:26.92 ¦ Path: Q:\MJ\energy2020July30\2020Model ¦ Version: * ¦ | Northwest | Industrial | Average | Annual | All | LDCECC/TDEF | Electric Load with Losses, Net of Cogeneration | 7379.216 | 7755.152 | 8027.36 | 8026.587 | 7629.337 | 7448.881 | 7008.517 | 7293.117 | 7213.478 | 7205.702 | 7719.395 | 7763.22 | 7428.755 | 4334.309 | 3947.18 | 4678.117 | 4857.126 | 5418.114 | 5254.792 | 5148.728 | 5259.803 | 5051.789 | 5479.828 | 5685.921 | 5530.747 | 5578.26 | 5547.523 | 5419.195 | 5214.27 | 5350.432 | 5516.532 | 5596.569 | 6018.921 | 6189.777 | 6240.429 | 6227.293 | 6222.107 | 6220.115 | 6204.181 | 6178.7 | 6154.196 | 6132.48 | 6110.332 | 6090.34 | 6076.329 | 6059.902 | 6039.345 | 6019.948 | 6001.168 | 5991.557 | 5973.132 | 5954.733 | 5945.146 | 5933.063 | 5925.423 | 5915.341 | 5908.635 | 5902.391 | 5908.371 | 5919.194 | 5929.29 | 5940.588 | 5951.587 | -0.1691% | Climate1_without secondary Impact_Base | 5516.532 | 6110.332 | 6187.961 | 6240.429 | 5945.146 | 6015.16 | 6090.34 | 5902.391 | 5923.3883 | 5951.587
Scenario Name: Climate1_NoXGO_Low_NoFreeze ¦ Date: Wed 08/12/2020 ¦ Time: 13:26:15.24 ¦ Path: Q:\MJ\energy2020July30\2020Model ¦ Version: * ¦ | Northwest | Industrial | Average | Annual | All | LDCECC/TDEF | Electric Load with Losses, Net of Cogeneration | 7379.216 | 7755.152 | 8027.36 | 8026.587 | 7629.337 | 7448.881 | 7008.517 | 7293.117 | 7213.478 | 7205.702 | 7719.395 | 7763.22 | 7428.755 | 4334.309 | 3947.18 | 4678.117 | 4857.126 | 5418.114 | 5254.792 | 5148.728 | 5259.803 | 5051.789 | 5479.828 | 5685.921 | 5530.747 | 5578.26 | 5547.523 | 5419.195 | 5214.27 | 5350.432 | 5516.532 | 5596.569 | 5774.002 | 5868.469 | 5820.068 | 5719.033 | 5618.727 | 5518.062 | 5402.776 | 5283.793 | 5165.9 | 5052.215 | 4954.417 | 4862.421 | 4776.379 | 4691.545 | 4606.694 | 4522.349 | 4441.04 | 4368.108 | 4292.883 | 4224.535 | 4168.328 | 4110.735 | 4059.881 | 4004.45 | 3949.029 | 3897.862 | 3856.73 | 3820.856 | 3787.136 | 3753.596 | 3719.983 | -1.586% | Climate1_without secondary Impact_Low | 5516.532 | 4954.417 | 5440.346 | 5868.469 | 4168.328 | 4495.4282 | 4862.421 | 3719.983 | 3896.0258 | 4110.735
Scenario Name: Climate1_NoXGO_High_NoFreeze ¦ Date: Wed 08/12/2020 ¦ Time: 14:32:50.50 ¦ Path: Q:\MJ\energy2020July30\2020Model ¦ Version: * ¦ | Northwest | Industrial | Average | Annual | All | LDCECC/TDEF | Electric Load with Losses, Net of Cogeneration | 7379.216 | 7755.152 | 8027.36 | 8026.587 | 7629.337 | 7448.881 | 7008.517 | 7293.117 | 7213.478 | 7205.702 | 7719.395 | 7763.22 | 7428.755 | 4334.309 | 3947.18 | 4678.117 | 4857.126 | 5418.114 | 5254.792 | 5148.728 | 5259.803 | 5051.789 | 5479.828 | 5685.921 | 5530.747 | 5578.26 | 5547.523 | 5419.195 | 5214.27 | 5350.432 | 5516.532 | 5596.569 | 6270.509 | 6499.331 | 6633.956 | 6704.862 | 6793.377 | 6887.596 | 6954.088 | 6996.115 | 7026.654 | 7054.32 | 7087.95 | 7134.487 | 7170.786 | 7192.412 | 7209.73 | 7236.978 | 7278.511 | 7332.487 | 7377.336 | 7408.938 | 7444.531 | 7477.407 | 7517.409 | 7556.62 | 7581.767 | 7608.955 | 7654.087 | 7708.42 | 7763.863 | 7820.379 | 7875.128 | 0.6144% | Climate1_without secondary Impact_High | 5516.532 | 6499.331 | 6863.8249 | 7087.95 | 7134.487 | 7278.6196 | 7444.531 | 7477.407 | 7656.4035 | 7875.128
Scenario Name: Climate2_NoXGO_Base_NoFreeze ¦ Date: Wed 08/12/2020 ¦ Time: 12:32:43.63 ¦ Path: Q:\MJ\energy2020July30\2020Model ¦ Version: * ¦ | Northwest | Industrial | Average | Annual | All | LDCECC/TDEF | Electric Load with Losses, Net of Cogeneration | 7379.216 | 7755.152 | 8027.36 | 8026.587 | 7629.337 | 7448.881 | 7008.517 | 7293.117 | 7213.478 | 7205.702 | 7719.395 | 7763.22 | 7428.755 | 4334.309 | 3947.18 | 4678.117 | 4857.126 | 5418.114 | 5254.792 | 5148.728 | 5259.803 | 5051.789 | 5479.828 | 5685.921 | 5530.747 | 5578.26 | 5547.523 | 5419.195 | 5214.27 | 5350.432 | 5516.532 | 5596.569 | 6018.921 | 6189.777 | 6240.429 | 6227.293 | 6222.107 | 6220.115 | 6204.181 | 6178.7 | 6154.196 | 6132.48 | 6110.332 | 6090.34 | 6076.329 | 6059.902 | 6039.345 | 6019.948 | 6001.168 | 5991.557 | 5973.132 | 5954.733 | 5945.146 | 5933.063 | 5925.423 | 5915.341 | 5908.635 | 5902.391 | 5908.371 | 5919.194 | 5929.29 | 5940.588 | 5951.587 | -0.1691% | Climate2_without secondary Impact_Base | 5516.532 | 6110.332 | 6187.961 | 6240.429 | 5945.146 | 6015.16 | 6090.34 | 5902.391 | 5923.3883 | 5951.587
Scenario Name: Climate2_NoXGO_Low_NoFreeze ¦ Date: Wed 08/12/2020 ¦ Time: 13:36:42.08 ¦ Path: Q:\MJ\energy2020July30\2020Model ¦ Version: * ¦ | Northwest | Industrial | Average | Annual | All | LDCECC/TDEF | Electric Load with Losses, Net of Cogeneration | 7379.216 | 7755.152 | 8027.36 | 8026.587 | 7629.337 | 7448.881 | 7008.517 | 7293.117 | 7213.478 | 7205.702 | 7719.395 | 7763.22 | 7428.755 | 4334.309 | 3947.18 | 4678.117 | 4857.126 | 5418.114 | 5254.792 | 5148.728 | 5259.803 | 5051.789 | 5479.828 | 5685.921 | 5530.747 | 5578.26 | 5547.523 | 5419.195 | 5214.27 | 5350.432 | 5516.532 | 5596.569 | 5774.002 | 5868.469 | 5820.068 | 5719.033 | 5618.727 | 5518.062 | 5402.776 | 5283.793 | 5165.9 | 5052.215 | 4954.417 | 4862.421 | 4776.379 | 4691.545 | 4606.694 | 4522.349 | 4441.04 | 4368.108 | 4292.883 | 4224.535 | 4168.328 | 4110.735 | 4059.881 | 4004.45 | 3949.029 | 3897.862 | 3856.73 | 3820.856 | 3787.136 | 3753.596 | 3719.983 | -1.586% | Climate2_without secondary Impact_Low | 5516.532 | 4954.417 | 5440.346 | 5868.469 | 4168.328 | 4495.4282 | 4862.421 | 3719.983 | 3896.0258 | 4110.735
Scenario Name: Climate2_NoXGO_High_NoFreeze ¦ Date: Wed 08/12/2020 ¦ Time: 14:44:20.75 ¦ Path: Q:\MJ\energy2020July30\2020Model ¦ Version: * ¦ | Northwest | Industrial | Average | Annual | All | LDCECC/TDEF | Electric Load with Losses, Net of Cogeneration | 7379.216 | 7755.152 | 8027.36 | 8026.587 | 7629.337 | 7448.881 | 7008.517 | 7293.117 | 7213.478 | 7205.702 | 7719.395 | 7763.22 | 7428.755 | 4334.309 | 3947.18 | 4678.117 | 4857.126 | 5418.114 | 5254.792 | 5148.728 | 5259.803 | 5051.789 | 5479.828 | 5685.921 | 5530.747 | 5578.26 | 5547.523 | 5419.195 | 5214.27 | 5350.432 | 5516.532 | 5596.569 | 6270.509 | 6499.331 | 6633.956 | 6704.862 | 6793.377 | 6887.596 | 6954.088 | 6996.115 | 7026.654 | 7054.32 | 7087.95 | 7134.487 | 7170.786 | 7192.412 | 7209.73 | 7236.978 | 7278.511 | 7332.487 | 7377.336 | 7408.938 | 7444.531 | 7477.407 | 7517.409 | 7556.62 | 7581.767 | 7608.955 | 7654.087 | 7708.42 | 7763.863 | 7820.379 | 7875.128 | 0.6144% | Climate2_without secondary Impact_High | 5516.532 | 6499.331 | 6863.8249 | 7087.95 | 7134.487 | 7278.6196 | 7444.531 | 7477.407 | 7656.4035 | 7875.128
Scenario Name: Climate3_NoXGO_Base_NoFreeze ¦ Date: Wed 08/12/2020 ¦ Time: 12:43:27.01 ¦ Path: Q:\MJ\energy2020July30\2020Model ¦ Version: * ¦ | Northwest | Industrial | Average | Annual | All | LDCECC/TDEF | Electric Load with Losses, Net of Cogeneration | 7379.216 | 7755.152 | 8027.36 | 8026.587 | 7629.337 | 7448.881 | 7008.517 | 7293.117 | 7213.478 | 7205.702 | 7719.395 | 7763.22 | 7428.755 | 4334.309 | 3947.18 | 4678.117 | 4857.126 | 5418.114 | 5254.792 | 5148.728 | 5259.803 | 5051.789 | 5479.828 | 5685.921 | 5530.747 | 5578.26 | 5547.523 | 5419.195 | 5214.27 | 5350.432 | 5516.532 | 5596.569 | 6018.921 | 6189.777 | 6240.429 | 6227.293 | 6222.107 | 6220.115 | 6204.181 | 6178.7 | 6154.196 | 6132.48 | 6110.332 | 6090.34 | 6076.329 | 6059.902 | 6039.345 | 6019.948 | 6001.168 | 5991.557 | 5973.132 | 5954.733 | 5945.146 | 5933.063 | 5925.423 | 5915.341 | 5908.635 | 5902.391 | 5908.371 | 5919.194 | 5929.29 | 5940.588 | 5951.587 | -0.1691% | Climate3_without secondary Impact_Base | 5516.532 | 6110.332 | 6187.961 | 6240.429 | 5945.146 | 6015.16 | 6090.34 | 5902.391 | 5923.3883 | 5951.587
Scenario Name: Climate3_NoXGO_Low_NoFreeze ¦ Date: Wed 08/12/2020 ¦ Time: 13:47:40.50 ¦ Path: Q:\MJ\energy2020July30\2020Model ¦ Version: * ¦ | Northwest | Industrial | Average | Annual | All | LDCECC/TDEF | Electric Load with Losses, Net of Cogeneration | 7379.216 | 7755.152 | 8027.36 | 8026.587 | 7629.337 | 7448.881 | 7008.517 | 7293.117 | 7213.478 | 7205.702 | 7719.395 | 7763.22 | 7428.755 | 4334.309 | 3947.18 | 4678.117 | 4857.126 | 5418.114 | 5254.792 | 5148.728 | 5259.803 | 5051.789 | 5479.828 | 5685.921 | 5530.747 | 5578.26 | 5547.523 | 5419.195 | 5214.27 | 5350.432 | 5516.532 | 5596.569 | 5774.002 | 5868.469 | 5820.068 | 5719.033 | 5618.727 | 5518.062 | 5402.776 | 5283.793 | 5165.9 | 5052.215 | 4954.417 | 4862.421 | 4776.379 | 4691.545 | 4606.694 | 4522.349 | 4441.04 | 4368.108 | 4292.883 | 4224.535 | 4168.328 | 4110.735 | 4059.881 | 4004.45 | 3949.029 | 3897.862 | 3856.73 | 3820.856 | 3787.136 | 3753.596 | 3719.983 | -1.586% | Climate3_without secondary Impact_Low | 5516.532 | 4954.417 | 5440.346 | 5868.469 | 4168.328 | 4495.4282 | 4862.421 | 3719.983 | 3896.0258 | 4110.735
Scenario Name: Climate3_NoXGO_High_NoFreeze ¦ Date: Wed 08/12/2020 ¦ Time: 14:55:14.31 ¦ Path: Q:\MJ\energy2020July30\2020Model ¦ Version: * ¦ | Northwest | Industrial | Average | Annual | All | LDCECC/TDEF | Electric Load with Losses, Net of Cogeneration | 7379.216 | 7755.152 | 8027.36 | 8026.587 | 7629.337 | 7448.881 | 7008.517 | 7293.117 | 7213.478 | 7205.702 | 7719.395 | 7763.22 | 7428.755 | 4334.309 | 3947.18 | 4678.117 | 4857.126 | 5418.114 | 5254.792 | 5148.728 | 5259.803 | 5051.789 | 5479.828 | 5685.921 | 5530.747 | 5578.26 | 5547.523 | 5419.195 | 5214.27 | 5350.432 | 5516.532 | 5596.569 | 6270.509 | 6499.331 | 6633.956 | 6704.862 | 6793.377 | 6887.596 | 6954.088 | 6996.115 | 7026.654 | 7054.32 | 7087.95 | 7134.487 | 7170.786 | 7192.412 | 7209.73 | 7236.978 | 7278.511 | 7332.487 | 7377.336 | 7408.938 | 7444.531 | 7477.407 | 7517.409 | 7556.62 | 7581.767 | 7608.955 | 7654.087 | 7708.42 | 7763.863 | 7820.379 | 7875.128 | 0.6144% | Climate3_without secondary Impact_High | 5516.532 | 6499.331 | 6863.8249 | 7087.95 | 7134.487 | 7278.6196 | 7444.531 | 7477.407 | 7656.4035 | 7875.128
Scenario Name: Climate1_NoXGO_Base_Freeze ¦ Date: Wed 08/12/2020 ¦ Time: 15:45:08.77 ¦ Path: Q:\MJ\energy2020July30\2020Model ¦ Version: * ¦ | Northwest | Industrial | Average | Annual | All | LDCECC/TDEF | Electric Load with Losses, Net of Cogeneration | 7379.216 | 7755.152 | 8027.36 | 8026.587 | 7629.337 | 7448.881 | 7008.517 | 7293.117 | 7213.478 | 7205.702 | 7719.395 | 7763.22 | 7428.755 | 4334.309 | 3947.18 | 4678.117 | 4857.126 | 5418.114 | 5254.792 | 5148.728 | 5259.803 | 5051.789 | 5479.828 | 5685.921 | 5530.747 | 5578.26 | 5547.523 | 5419.195 | 5214.27 | 5350.432 | 5516.532 | 5596.569 | 6018.921 | 6189.777 | 6240.837 | 6228.326 | 6223.938 | 6222.901 | 6208.021 | 6183.661 | 6160.362 | 6139.92 | 6119.121 | 6100.532 | 6087.975 | 6072.977 | 6053.903 | 6035.987 | 6016.809 | 6006.985 | 5988.483 | 5970.118 | 5960.67 | 5948.865 | 5941.578 | 5931.907 | 5925.755 | 5920.122 | 5926.989 | 5938.751 | 5949.854 | 5962.203 | 5974.309 | -0.1558% | Climate1_without secondary Impact_Base_Freeze | 5516.532 | 6119.121 | 6191.6864 | 6240.837 | 5960.67 | 6029.4439 | 6100.532 | 5920.122 | 5942.0333 | 5974.309
Scenario Name: Climate1_NoXGO_Low_Freeze ¦ Date: Wed 08/12/2020 ¦ Time: 16:49:50.39 ¦ Path: Q:\MJ\energy2020July30\2020Model ¦ Version: * ¦ | Northwest | Industrial | Average | Annual | All | LDCECC/TDEF | Electric Load with Losses, Net of Cogeneration | 7379.216 | 7755.152 | 8027.36 | 8026.587 | 7629.337 | 7448.881 | 7008.517 | 7293.117 | 7213.478 | 7205.702 | 7719.395 | 7763.22 | 7428.755 | 4334.309 | 3947.18 | 4678.117 | 4857.126 | 5418.114 | 5254.792 | 5148.728 | 5259.803 | 5051.789 | 5479.828 | 5685.921 | 5530.747 | 5578.26 | 5547.523 | 5419.195 | 5214.27 | 5350.432 | 5516.532 | 5596.569 | 5774.002 | 5868.469 | 5820.417 | 5719.898 | 5620.23 | 5520.304 | 5405.808 | 5287.638 | 5170.577 | 5057.729 | 4960.806 | 4869.681 | 4784.516 | 4700.509 | 4616.467 | 4532.889 | 4451.242 | 4378.067 | 4302.657 | 4234.203 | 4177.94 | 4120.354 | 4069.564 | 4014.186 | 3958.817 | 3907.738 | 3866.849 | 3831.266 | 3797.916 | 3764.731 | 3731.491 | -1.575% | Climate1_without secondary Impact_Low_Freeze | 5516.532 | 4960.806 | 5443.1876 | 5868.469 | 4177.94 | 4504.8171 | 4869.681 | 3731.491 | 3906.2912 | 4120.354
Scenario Name: Climate1_NoXGO_High_Freeze ¦ Date: Wed 08/12/2020 ¦ Time: 17:55:04.22 ¦ Path: Q:\MJ\energy2020July30\2020Model ¦ Version: * ¦ | Northwest | Industrial | Average | Annual | All | LDCECC/TDEF | Electric Load with Losses, Net of Cogeneration | 7379.216 | 7755.152 | 8027.36 | 8026.587 | 7629.337 | 7448.881 | 7008.517 | 7293.117 | 7213.478 | 7205.702 | 7719.395 | 7763.22 | 7428.755 | 4334.309 | 3947.18 | 4678.117 | 4857.126 | 5418.114 | 5254.792 | 5148.728 | 5259.803 | 5051.789 | 5479.828 | 5685.921 | 5530.747 | 5578.26 | 5547.523 | 5419.195 | 5214.27 | 5350.432 | 5516.532 | 5596.569 | 6270.509 | 6499.331 | 6634.438 | 6706.082 | 6795.578 | 6891.021 | 6958.943 | 7002.51 | 7034.661 | 7064.033 | 7099.542 | 7148.139 | 7186.441 | 7209.94 | 7229.205 | 7258.556 | 7299.889 | 7353.991 | 7399.153 | 7431.12 | 7467.232 | 7500.884 | 7541.896 | 7582.178 | 7608.361 | 7636.785 | 7683.725 | 7740.067 | 7797.678 | 7856.455 | 7913.563 | 0.6316% | Climate1_without secondary Impact_High_Freeze | 5516.532 | 6499.331 | 6868.6139 | 7099.542 | 7148.139 | 7298.3666 | 7467.232 | 7500.884 | 7686.1592 | 7913.563
Scenario Name: Climate2_NoXGO_Base_Freeze ¦ Date: Wed 08/12/2020 ¦ Time: 15:55:51.20 ¦ Path: Q:\MJ\energy2020July30\2020Model ¦ Version: * ¦ | Northwest | Industrial | Average | Annual | All | LDCECC/TDEF | Electric Load with Losses, Net of Cogeneration | 7379.216 | 7755.152 | 8027.36 | 8026.587 | 7629.337 | 7448.881 | 7008.517 | 7293.117 | 7213.478 | 7205.702 | 7719.395 | 7763.22 | 7428.755 | 4334.309 | 3947.18 | 4678.117 | 4857.126 | 5418.114 | 5254.792 | 5148.728 | 5259.803 | 5051.789 | 5479.828 | 5685.921 | 5530.747 | 5578.26 | 5547.523 | 5419.195 | 5214.27 | 5350.432 | 5516.532 | 5596.569 | 6018.921 | 6189.777 | 6240.837 | 6228.326 | 6223.938 | 6222.901 | 6208.021 | 6183.661 | 6160.362 | 6139.92 | 6119.121 | 6100.532 | 6087.975 | 6072.977 | 6053.903 | 6035.987 | 6016.809 | 6006.985 | 5988.483 | 5970.118 | 5960.67 | 5948.865 | 5941.578 | 5931.907 | 5925.755 | 5920.122 | 5926.989 | 5938.751 | 5949.854 | 5962.203 | 5974.309 | -0.1558% | Climate2_without secondary Impact_Base_Freeze | 5516.532 | 6119.121 | 6191.6864 | 6240.837 | 5960.67 | 6029.4439 | 6100.532 | 5920.122 | 5942.0333 | 5974.309
Scenario Name: Climate2_NoXGO_Low_Freeze ¦ Date: Wed 08/12/2020 ¦ Time: 17:00:38.56 ¦ Path: Q:\MJ\energy2020July30\2020Model ¦ Version: * ¦ | Northwest | Industrial | Average | Annual | All | LDCECC/TDEF | Electric Load with Losses, Net of Cogeneration | 7379.216 | 7755.152 | 8027.36 | 8026.587 | 7629.337 | 7448.881 | 7008.517 | 7293.117 | 7213.478 | 7205.702 | 7719.395 | 7763.22 | 7428.755 | 4334.309 | 3947.18 | 4678.117 | 4857.126 | 5418.114 | 5254.792 | 5148.728 | 5259.803 | 5051.789 | 5479.828 | 5685.921 | 5530.747 | 5578.26 | 5547.523 | 5419.195 | 5214.27 | 5350.432 | 5516.532 | 5596.569 | 5774.002 | 5868.469 | 5820.417 | 5719.898 | 5620.23 | 5520.304 | 5405.808 | 5287.638 | 5170.577 | 5057.729 | 4960.806 | 4869.681 | 4784.516 | 4700.509 | 4616.467 | 4532.889 | 4451.242 | 4378.067 | 4302.657 | 4234.203 | 4177.94 | 4120.354 | 4069.564 | 4014.186 | 3958.817 | 3907.738 | 3866.849 | 3831.266 | 3797.916 | 3764.731 | 3731.491 | -1.575% | Climate2_without secondary Impact_Low_Freeze | 5516.532 | 4960.806 | 5443.1876 | 5868.469 | 4177.94 | 4504.8171 | 4869.681 | 3731.491 | 3906.2912 | 4120.354
Scenario Name: Climate2_NoXGO_High_Freeze ¦ Date: Wed 08/12/2020 ¦ Time: 18:06:27.64 ¦ Path: Q:\MJ\energy2020July30\2020Model ¦ Version: * ¦ | Northwest | Industrial | Average | Annual | All | LDCECC/TDEF | Electric Load with Losses, Net of Cogeneration | 7379.216 | 7755.152 | 8027.36 | 8026.587 | 7629.337 | 7448.881 | 7008.517 | 7293.117 | 7213.478 | 7205.702 | 7719.395 | 7763.22 | 7428.755 | 4334.309 | 3947.18 | 4678.117 | 4857.126 | 5418.114 | 5254.792 | 5148.728 | 5259.803 | 5051.789 | 5479.828 | 5685.921 | 5530.747 | 5578.26 | 5547.523 | 5419.195 | 5214.27 | 5350.432 | 5516.532 | 5596.569 | 6270.509 | 6499.331 | 6634.438 | 6706.082 | 6795.578 | 6891.021 | 6958.943 | 7002.51 | 7034.661 | 7064.033 | 7099.542 | 7148.139 | 7186.441 | 7209.94 | 7229.205 | 7258.556 | 7299.889 | 7353.991 | 7399.153 | 7431.12 | 7467.232 | 7500.884 | 7541.896 | 7582.178 | 7608.361 | 7636.785 | 7683.725 | 7740.067 | 7797.678 | 7856.455 | 7913.563 | 0.6316% | Climate2_without secondary Impact_High_Freeze | 5516.532 | 6499.331 | 6868.6139 | 7099.542 | 7148.139 | 7298.3666 | 7467.232 | 7500.884 | 7686.1592 | 7913.563
Scenario Name: Climate3_NoXGO_Base_Freeze ¦ Date: Wed 08/12/2020 ¦ Time: 16:06:40.49 ¦ Path: Q:\MJ\energy2020July30\2020Model ¦ Version: * ¦ | Northwest | Industrial | Average | Annual | All | LDCECC/TDEF | Electric Load with Losses, Net of Cogeneration | 7379.216 | 7755.152 | 8027.36 | 8026.587 | 7629.337 | 7448.881 | 7008.517 | 7293.117 | 7213.478 | 7205.702 | 7719.395 | 7763.22 | 7428.755 | 4334.309 | 3947.18 | 4678.117 | 4857.126 | 5418.114 | 5254.792 | 5148.728 | 5259.803 | 5051.789 | 5479.828 | 5685.921 | 5530.747 | 5578.26 | 5547.523 | 5419.195 | 5214.27 | 5350.432 | 5516.532 | 5596.569 | 6018.921 | 6189.777 | 6240.837 | 6228.326 | 6223.938 | 6222.901 | 6208.021 | 6183.661 | 6160.362 | 6139.92 | 6119.121 | 6100.532 | 6087.975 | 6072.977 | 6053.903 | 6035.987 | 6016.809 | 6006.985 | 5988.483 | 5970.118 | 5960.67 | 5948.865 | 5941.578 | 5931.907 | 5925.755 | 5920.122 | 5926.989 | 5938.751 | 5949.854 | 5962.203 | 5974.309 | -0.1558% | Climate3_without secondary Impact_Base_Freeze | 5516.532 | 6119.121 | 6191.6864 | 6240.837 | 5960.67 | 6029.4439 | 6100.532 | 5920.122 | 5942.0333 | 5974.309
Scenario Name: Climate3_NoXGO_Low_Freeze ¦ Date: Wed 08/12/2020 ¦ Time: 17:11:19.42 ¦ Path: Q:\MJ\energy2020July30\2020Model ¦ Version: * ¦ | Northwest | Industrial | Average | Annual | All | LDCECC/TDEF | Electric Load with Losses, Net of Cogeneration | 7379.216 | 7755.152 | 8027.36 | 8026.587 | 7629.337 | 7448.881 | 7008.517 | 7293.117 | 7213.478 | 7205.702 | 7719.395 | 7763.22 | 7428.755 | 4334.309 | 3947.18 | 4678.117 | 4857.126 | 5418.114 | 5254.792 | 5148.728 | 5259.803 | 5051.789 | 5479.828 | 5685.921 | 5530.747 | 5578.26 | 5547.523 | 5419.195 | 5214.27 | 5350.432 | 5516.532 | 5596.569 | 5774.002 | 5868.469 | 5820.417 | 5719.898 | 5620.23 | 5520.304 | 5405.808 | 5287.638 | 5170.577 | 5057.729 | 4960.806 | 4869.681 | 4784.516 | 4700.509 | 4616.467 | 4532.889 | 4451.242 | 4378.067 | 4302.657 | 4234.203 | 4177.94 | 4120.354 | 4069.564 | 4014.186 | 3958.817 | 3907.738 | 3866.849 | 3831.266 | 3797.916 | 3764.731 | 3731.491 | -1.575% | Climate3_without secondary Impact_Low_Freeze | 5516.532 | 4960.806 | 5443.1876 | 5868.469 | 4177.94 | 4504.8171 | 4869.681 | 3731.491 | 3906.2912 | 4120.354
Scenario Name: Climate3_NoXGO_High_Freeze ¦ Date: Wed 08/12/2020 ¦ Time: 18:17:19.32 ¦ Path: Q:\MJ\energy2020July30\2020Model ¦ Version: * ¦ | Northwest | Industrial | Average | Annual | All | LDCECC/TDEF | Electric Load with Losses, Net of Cogeneration | 7379.216 | 7755.152 | 8027.36 | 8026.587 | 7629.337 | 7448.881 | 7008.517 | 7293.117 | 7213.478 | 7205.702 | 7719.395 | 7763.22 | 7428.755 | 4334.309 | 3947.18 | 4678.117 | 4857.126 | 5418.114 | 5254.792 | 5148.728 | 5259.803 | 5051.789 | 5479.828 | 5685.921 | 5530.747 | 5578.26 | 5547.523 | 5419.195 | 5214.27 | 5350.432 | 5516.532 | 5596.569 | 6270.509 | 6499.331 | 6634.438 | 6706.082 | 6795.578 | 6891.021 | 6958.943 | 7002.51 | 7034.661 | 7064.033 | 7099.542 | 7148.139 | 7186.441 | 7209.94 | 7229.205 | 7258.556 | 7299.889 | 7353.991 | 7399.153 | 7431.12 | 7467.232 | 7500.884 | 7541.896 | 7582.178 | 7608.361 | 7636.785 | 7683.725 | 7740.067 | 7797.678 | 7856.455 | 7913.563 | 0.6316% | Climate3_without secondary Impact_High_Freeze | 5516.532 | 6499.331 | 6868.6139 | 7099.542 | 7148.139 | 7298.3666 | 7467.232 | 7500.884 | 7686.1592 | 7913.563
[7 empty] | Data for Graph | [64 empty] | Delta in Industrial Load due to Secondary Impacts |  |  | 2021-2030 Period |  |  | 2031-2040 Period |  |  | 2041-2050 Period
[8 empty] | 1988 | 1989 | 1990 | 1991 | 1992 | 1993 | 1994 | 1995 | 1996 | 1997 | 1998 | 1999 | 2000 | 2001 | 2002 | 2003 | 2004 | 2005 | 2006 | 2007 | 2008 | 2009 | 2010 | 2011 | 2012 | 2013 | 2014 | 2015 | 2016 | 2017 | 2018 | 2019 | 2020 | 2021 | 2022 | 2023 | 2024 | 2025 | 2026 | 2027 | 2028 | 2029 | 2030 | 2031 | 2032 | 2033 | 2034 | 2035 | 2036 | 2037 | 2038 | 2039 | 2040 | 2041 | 2042 | 2043 | 2044 | 2045 | 2046 | 2047 | 2048 | 2049 | 2050 |  | aMW |  | Minimum | Average | Maximum | Minimum | Average | Maximum | Minimum | Average | Maximum
[7 empty] | Minimum | 7379.216 | 7755.152 | 8027.36 | 8026.587 | 7629.337 | 7448.881 | 7008.517 | 7293.117 | 7213.478 | 7205.702 | 7719.395 | 7763.22 | 7428.755 | 4334.309 | 3947.18 | 4678.117 | 4857.126 | 5418.114 | 5254.792 | 5148.728 | 5259.803 | 5051.789 | 5479.828 | 5685.921 | 5530.747 | 5578.26 | 5547.523 | 5419.195 | 5214.27 | 5350.432 | 5516.532 | 5596.569 | 5774.002 | 5868.469 | 5821.948 | 5722.757 | 5624.349 | 5525.638 | 5412.15 | 5294.857 | 5178.787 | 5066.76 | 4971.23 | 4881.459 | 4797.503 | 4714.703 | 4631.861 | 4549.431 | 4469.967 | 4398.845 | 4325.097 | 4258.17 | 4203.537 | 4147.367 | 4097.926 | 4043.947 | 3989.658 | 3939.791 | 3899.996 | 3865.343 | 3832.76 | 3800.583 | 3772.719 |  | GCM1_Base |  | 20.071 | 9.456 | 1.946 | 51.194 | 36.7279 | 23.166 | 69.258 | 72.2178 | 96.799
[7 empty] | Average | 7379.216 | 7755.152 | 8027.36 | 8026.587 | 7629.337 | 7448.881 | 7008.517 | 7293.117 | 7213.478 | 7205.702 | 7719.395 | 7763.22 | 7428.755 | 4334.309 | 3947.18 | 4678.117 | 4857.126 | 5418.114 | 5254.792 | 5148.728 | 5259.803 | 5051.789 | 5479.828 | 5685.921 | 5530.747 | 5578.26 | 5547.523 | 5419.195 | 5214.27 | 5350.432 | 5516.532 | 5596.569 | 6021.144 | 6185.859 | 6233.437 | 6220.9637 | 6217.4333 | 6216.796 | 6197.316 | 6165.2083 | 6130.1707 | 6096.3177 | 6070.4483 | 6051.4947 | 6033.041 | 6009.3743 | 5982.9 | 5960.3077 | 5943.6987 | 5937.16 | 5923.5743 | 5908.1157 | 5901.2877 | 5892.1823 | 5889.2153 | 5883.583 | 5874.419 | 5867.473 | 5873.9773 | 5886.8627 | 5900.6233 | 5915.2443 | 5936.8213 |  | GCM1_Low |  | 16.813 | 8.3485 | 0 | 35.209 | 27.6291 | 19.038 | 52.736 | 42.9832 | 36.632
[7 empty] | Maximum | 7379.216 | 7755.152 | 8027.36 | 8026.587 | 7629.337 | 7448.881 | 7008.517 | 7293.117 | 7213.478 | 7205.702 | 7719.395 | 7763.22 | 7428.755 | 4334.309 | 3947.18 | 4678.117 | 4857.126 | 5418.114 | 5254.792 | 5148.728 | 5259.803 | 5051.789 | 5479.828 | 5685.921 | 5530.747 | 5578.26 | 5547.523 | 5419.195 | 5214.27 | 5350.432 | 5516.532 | 5596.569 | 6270.509 | 6499.331 | 6635.988 | 6708.941 | 6799.851 | 6896.424 | 6965.304 | 7009.628 | 7042.773 | 7072.783 | 7109.712 | 7159.519 | 7199.143 | 7224.436 | 7245.586 | 7276.626 | 7321.965 | 7379.84 | 7428.336 | 7463.973 | 7503.986 | 7541.29 | 7585.789 | 7629.363 | 7659.252 | 7690.979 | 7740.567 | 7799.242 | 7859.122 | 7920.091 | 7989.359 |  | GCM1_High |  | 0 | 10.2486 | 21.762 | 25.032 | 41.7214 | 59.455 | 63.883 | 85.1019 | 114.231
[72 empty] | GCM 2_Base |  | 20.071 | 9.456 | 1.946 | 51.194 | 36.7279 | 23.166 | 69.258 | 72.2178 | 96.799
[72 empty] | GCM 2_Low |  | 16.813 | 8.3485 | 0 | 35.209 | 27.6291 | 19.038 | 52.736 | 42.9832 | 36.632
[72 empty] | GCM 2_High |  | 0 | 10.2486 | 21.762 | 25.032 | 41.7214 | 59.455 | 63.883 | 85.1019 | 114.231
[72 empty] | GCM 3_Base |  | 20.071 | 9.456 | 1.946 | 51.194 | 36.7279 | 23.166 | 69.258 | 72.2178 | 96.799
[72 empty] | GCM 3_Low |  | 16.813 | 8.3485 | 0 | 35.209 | 27.6291 | 19.038 | 52.736 | 42.9832 | 36.632
[72 empty] | GCM 3_High |  | 0 | 10.2486 | 21.762 | 25.032 | 41.7214 | 59.455 | 63.883 | 85.1019 | 114.231
[72 empty] | GCM1_Base_FE |  | 20.083 | 9.4654 | 1.948 | 51.024 | 36.6973 | 23.181 | 68.892 | 71.881 | 96.408
[72 empty] | GCM1_Low_FE |  | 16.824 | 8.3531 | 0 | 35.095 | 27.5994 | 19.053 | 52.546 | 42.8214 | 36.506
[72 empty] | GCM1_High_FE |  | 0 | 10.2314 | 21.709 | 24.971 | 41.548 | 59.095 | 63.468 | 84.4541 | 113.267
[72 empty] | GCM 2_Base_FE |  | 20.083 | 9.4654 | 1.948 | 51.024 | 36.6973 | 23.181 | 68.892 | 71.881 | 96.408
[72 empty] | GCM 2_Low_FE |  | 16.824 | 8.3531 | 0 | 35.095 | 27.5994 | 19.053 | 52.546 | 42.8214 | 36.506
[72 empty] | GCM 2_High_FE |  | 0 | 10.2314 | 21.709 | 24.971 | 41.548 | 59.095 | 63.468 | 84.4541 | 113.267
[72 empty] | GCM 3_Base_FE |  | 20.083 | 9.4654 | 1.948 | 51.024 | 36.6973 | 23.181 | 68.892 | 71.881 | 96.408
[72 empty] | GCM 3_Low_FE |  | 16.824 | 8.3531 | 0 | 35.095 | 27.5994 | 19.053 | 52.546 | 42.8214 | 36.506
[72 empty] | GCM 3_High_FE |  | 0 | 10.2314 | 21.709 | 24.971 | 41.548 | 59.095 | 63.468 | 84.4541 | 113.267

## All Transportation
Regional Transportation Load across range of climate change models aMW
LDCECC/TDEF: Northwest - Transportation - Average - Annual - All - Electric Load with Losses, Net of Cogeneration - aMW -
[71 empty] | AAGR |  |  |  | 2021-2030 Period |  |  | 2031-2040 Period |  |  | 2041-2050 Period
[8 empty] | 1988 | 1989 | 1990 | 1991 | 1992 | 1993 | 1994 | 1995 | 1996 | 1997 | 1998 | 1999 | 2000 | 2001 | 2002 | 2003 | 2004 | 2005 | 2006 | 2007 | 2008 | 2009 | 2010 | 2011 | 2012 | 2013 | 2014 | 2015 | 2016 | 2017 | 2018 | 2019 | 2020 | 2021 | 2022 | 2023 | 2024 | 2025 | 2026 | 2027 | 2028 | 2029 | 2030 | 2031 | 2032 | 2033 | 2034 | 2035 | 2036 | 2037 | 2038 | 2039 | 2040 | 2041 | 2042 | 2043 | 2044 | 2045 | 2046 | 2047 | 2048 | 2049 | 2050 | 2022-2050 | Loads without Climate Change | 2018 | Minimum | Average | Maximum | Minimum | Average | Maximum | Minimum | Average | Maximum
Scenario Name: BaseCase ¦ Date: Thu 07/30/2020 ¦ Time: 10:25:08.56 ¦ Path: Q:\MJ\energy2020July30\2020Model ¦ Version: * ¦ | Northwest | Transportation | Average | Annual | All | LDCECC/TDEF | Electric Load with Losses, Net of Cogeneration | 2.7278 | 2.939 | 2.929 | 3.3737 | 3.5488 | 3.408 | 3.4881 | 3.7732 | 3.395 | 3.396 | 3.7584 | 6.0215 | 6.1065 | 6.1796 | 6.6158 | 6.8702 | 6.7834 | 6.8924 | 6.7309 | 6.6666 | 6.8453 | 7.2505 | 7.5505 | 8.5672 | 10.1366 | 14.1439 | 18.814 | 21.7754 | 26.6195 | 33.2971 | 40.5363 | 48.7566 | 57.2497 | 67.23 | 79.0998 | 93.5676 | 111.8139 | 131.5127 | 152.7944 | 175.8712 | 200.6528 | 227.4978 | 256.3728 | 287.4807 | 320.9899 | 358.7803 | 397.6404 | 439.3378 | 484.1773 | 531.7441 | 582.4182 | 636.1953 | 693.1912 | 753.2961 | 816.7181 | 883.0019 | 952.0193 | 1023.637 | 1097.673 | 1173.881 | 1252.166 | 1328.011 | 1405.525 | 10.82% | Base Economic Growth | 40.5363 | 67.23 | 149.6413 | 256.3728 | 287.4807 | 473.1955 | 693.1912 | 753.2961 | 1068.5928 | 1405.525
Scenario Name: LowCaseScenario ¦ Date: Thu 07/30/2020 ¦ Time: 10:39:56.41 ¦ Path: Q:\MJ\energy2020July30\2020Model ¦ Version: * ¦ | Northwest | Transportation | Average | Annual | All | LDCECC/TDEF | Electric Load with Losses, Net of Cogeneration | 2.7278 | 2.939 | 2.929 | 3.3737 | 3.5488 | 3.408 | 3.4881 | 3.7732 | 3.395 | 3.396 | 3.7584 | 6.0215 | 6.1065 | 6.1796 | 6.6158 | 6.8702 | 6.7834 | 6.8924 | 6.7309 | 6.6666 | 6.8453 | 7.2505 | 7.5505 | 8.5672 | 10.1366 | 14.1439 | 18.814 | 21.7754 | 26.6195 | 33.2971 | 40.5363 | 48.7566 | 55.6038 | 64.4285 | 75.0107 | 87.9395 | 104.788 | 122.86 | 142.4336 | 164.1201 | 187.4057 | 212.1687 | 240.8171 | 270.558 | 303.2659 | 340.2313 | 377.3242 | 416.7829 | 445.2074 | 486.3217 | 530.4753 | 577.6392 | 627.6425 | 679.9208 | 735.2871 | 792.918 | 851.7796 | 912.0339 | 974.1738 | 1038.633 | 1105.144 | 1168.613 | 1233.294 | 10.52% | Low Economic Growth | 40.5363 | 64.4285 | 140.1972 | 240.8171 | 270.558 | 437.5448 | 627.6425 | 679.9208 | 949.1797 | 1233.294
Scenario Name: HighCaseScenario ¦ Date: Thu 07/30/2020 ¦ Time: 10:53:48.07 ¦ Path: Q:\MJ\energy2020July30\2020Model ¦ Version: * ¦ | Northwest | Transportation | Average | Annual | All | LDCECC/TDEF | Electric Load with Losses, Net of Cogeneration | 2.7278 | 2.939 | 2.929 | 3.3737 | 3.5488 | 3.408 | 3.4881 | 3.7732 | 3.395 | 3.396 | 3.7584 | 6.0215 | 6.1065 | 6.1796 | 6.6158 | 6.8702 | 6.7834 | 6.8924 | 6.7309 | 6.6666 | 6.8453 | 7.2505 | 7.5505 | 8.5672 | 10.1366 | 14.1439 | 18.814 | 21.7754 | 26.6195 | 33.2971 | 40.5363 | 48.7566 | 58.9056 | 69.6305 | 82.5282 | 98.3907 | 118.2062 | 139.4457 | 162.3107 | 187.1765 | 214.2006 | 243.5393 | 275.0682 | 308.8857 | 345.5366 | 387.5662 | 430.8847 | 477.4944 | 528.1513 | 581.9053 | 640.3703 | 702.9622 | 769.1736 | 838.9046 | 912.7187 | 991.0469 | 1072.669 | 1157.164 | 1245.185 | 1337.49 | 1433.332 | 1526.067 | 1621.499 | 11.22% | High Economic Growth | 40.5363 | 69.6305 | 159.0497 | 275.0682 | 308.8857 | 517.293 | 769.1736 | 838.9046 | 1213.6076 | 1621.499
with Direct and Indirect Climate Change Impact
Scenario Name: Climate1_XGO_Base_NoFreeze ¦ Date: Wed 08/12/2020 ¦ Time: 12:54:03.34 ¦ Path: Q:\MJ\energy2020July30\2020Model ¦ Version: * ¦ | Northwest | Transportation | Average | Annual | All | LDCECC/TDEF | Electric Load with Losses, Net of Cogeneration | 2.7278 | 2.939 | 2.929 | 3.3737 | 3.5488 | 3.408 | 3.4881 | 3.7732 | 3.395 | 3.396 | 3.7584 | 6.0215 | 6.1065 | 6.1796 | 6.6158 | 6.8702 | 6.7834 | 6.8924 | 6.7309 | 6.6666 | 6.8453 | 7.2505 | 7.5505 | 8.5672 | 10.1366 | 14.1439 | 18.814 | 21.7754 | 26.6195 | 33.2971 | 40.5363 | 48.7566 | 57.2497 | 67.23 | 79.4379 | 94.376 | 113.285 | 133.7747 | 155.9841 | 180.1463 | 206.1771 | 234.4672 | 265.3232 | 298.7522 | 334.8703 | 375.7212 | 418.0266 | 463.5562 | 512.731 | 565.2046 | 621.2754 | 681.0524 | 744.9057 | 812.4625 | 884.2271 | 959.4812 | 1038.388 | 1120.554 | 1206.123 | 1294.523 | 1386.029 | 1474.908 | 1584.614 | 11.28% | GCM1_Base | 40.5363 | 67.23 | 153.0202 | 265.3232 | 298.7522 | 501.6096 | 744.9057 | 812.4625 | 1176.131 | 1584.614
Scenario Name: Climate1_XGO_Low_NoFreeze ¦ Date: Wed 08/12/2020 ¦ Time: 13:58:52.82 ¦ Path: Q:\MJ\energy2020July30\2020Model ¦ Version: * ¦ | Northwest | Transportation | Average | Annual | All | LDCECC/TDEF | Electric Load with Losses, Net of Cogeneration | 2.7278 | 2.939 | 2.929 | 3.3737 | 3.5488 | 3.408 | 3.4881 | 3.7732 | 3.395 | 3.396 | 3.7584 | 6.0215 | 6.1065 | 6.1796 | 6.6158 | 6.8702 | 6.7834 | 6.8924 | 6.7309 | 6.6666 | 6.8453 | 7.2505 | 7.5505 | 8.5672 | 10.1366 | 14.1439 | 18.814 | 21.7754 | 26.6195 | 33.2971 | 40.5363 | 48.7566 | 55.6038 | 64.4285 | 75.1994 | 88.7109 | 106.1639 | 124.9524 | 145.3911 | 168.1619 | 192.6823 | 218.831 | 249.4319 | 281.3904 | 316.6119 | 356.5343 | 396.9245 | 440.037 | 471.0482 | 515.741 | 563.9199 | 615.9416 | 673.0223 | 733.1429 | 796.877 | 862.736 | 930.4247 | 999.9254 | 1072.162 | 1147.418 | 1225.797 | 1300.736 | 1393.846 | 10.99% | GCM1_Low | 40.5363 | 64.4285 | 143.3953 | 249.4319 | 281.3904 | 463.1171 | 673.0223 | 733.1429 | 1046.3065 | 1393.846
Scenario Name: Climate1_XGO_High_NoFreeze ¦ Date: Wed 08/12/2020 ¦ Time: 15:07:35.54 ¦ Path: Q:\MJ\energy2020July30\2020Model ¦ Version: * ¦ | Northwest | Transportation | Average | Annual | All | LDCECC/TDEF | Electric Load with Losses, Net of Cogeneration | 2.7278 | 2.939 | 2.929 | 3.3737 | 3.5488 | 3.408 | 3.4881 | 3.7732 | 3.395 | 3.396 | 3.7584 | 6.0215 | 6.1065 | 6.1796 | 6.6158 | 6.8702 | 6.7834 | 6.8924 | 6.7309 | 6.6666 | 6.8453 | 7.2505 | 7.5505 | 8.5672 | 10.1366 | 14.1439 | 18.814 | 21.7754 | 26.6195 | 33.2971 | 40.5363 | 48.7566 | 58.9056 | 69.6305 | 82.8762 | 99.2274 | 119.7351 | 141.8032 | 165.6421 | 191.6511 | 219.9996 | 250.8755 | 284.5125 | 320.8012 | 360.2417 | 405.5731 | 452.62 | 503.3926 | 558.7921 | 617.9251 | 682.3804 | 751.6782 | 825.5602 | 903.644 | 986.8389 | 1075.357 | 1168.235 | 1264.751 | 1365.982 | 1472.42 | 1583.695 | 1691.679 | 1824.057 | 11.67% | GCM1_High | 40.5363 | 69.6305 | 162.5953 | 284.5125 | 320.8012 | 547.8965 | 825.5602 | 903.644 | 1333.6659 | 1824.057
Scenario Name: Climate2_XGO_Base_NoFreeze ¦ Date: Wed 08/12/2020 ¦ Time: 13:04:48.45 ¦ Path: Q:\MJ\energy2020July30\2020Model ¦ Version: * ¦ | Northwest | Transportation | Average | Annual | All | LDCECC/TDEF | Electric Load with Losses, Net of Cogeneration | 2.7278 | 2.939 | 2.929 | 3.3737 | 3.5488 | 3.408 | 3.4881 | 3.7732 | 3.395 | 3.396 | 3.7584 | 6.0215 | 6.1065 | 6.1796 | 6.6158 | 6.8702 | 6.7834 | 6.8924 | 6.7309 | 6.6666 | 6.8453 | 7.2505 | 7.5505 | 8.5672 | 10.1366 | 14.1439 | 18.814 | 21.7754 | 26.6195 | 33.2971 | 40.5363 | 48.7566 | 57.2497 | 67.23 | 79.4379 | 94.376 | 113.285 | 133.7747 | 155.9841 | 180.1463 | 206.1771 | 234.4672 | 265.3232 | 298.7522 | 334.8703 | 375.7212 | 418.0266 | 463.5562 | 512.731 | 565.2046 | 621.2754 | 681.0524 | 744.9057 | 812.4625 | 884.2271 | 959.4812 | 1038.388 | 1120.554 | 1206.123 | 1294.523 | 1386.029 | 1474.908 | 1584.614 | 11.28% | GCM 2_Base | 40.5363 | 67.23 | 153.0202 | 265.3232 | 298.7522 | 501.6096 | 744.9057 | 812.4625 | 1176.131 | 1584.614
Scenario Name: Climate2_XGO_Low_NoFreeze ¦ Date: Wed 08/12/2020 ¦ Time: 14:10:06.27 ¦ Path: Q:\MJ\energy2020July30\2020Model ¦ Version: * ¦ | Northwest | Transportation | Average | Annual | All | LDCECC/TDEF | Electric Load with Losses, Net of Cogeneration | 2.7278 | 2.939 | 2.929 | 3.3737 | 3.5488 | 3.408 | 3.4881 | 3.7732 | 3.395 | 3.396 | 3.7584 | 6.0215 | 6.1065 | 6.1796 | 6.6158 | 6.8702 | 6.7834 | 6.8924 | 6.7309 | 6.6666 | 6.8453 | 7.2505 | 7.5505 | 8.5672 | 10.1366 | 14.1439 | 18.814 | 21.7754 | 26.6195 | 33.2971 | 40.5363 | 48.7566 | 55.6038 | 64.4285 | 75.1994 | 88.7109 | 106.1639 | 124.9524 | 145.3911 | 168.1619 | 192.6823 | 218.831 | 249.4319 | 281.3904 | 316.6119 | 356.5343 | 396.9245 | 440.037 | 471.0482 | 515.741 | 563.9199 | 615.9416 | 673.0223 | 733.1429 | 796.877 | 862.736 | 930.4247 | 999.9254 | 1072.162 | 1147.418 | 1225.797 | 1300.736 | 1393.846 | 10.99% | GCM 2_Low | 40.5363 | 64.4285 | 143.3953 | 249.4319 | 281.3904 | 463.1171 | 673.0223 | 733.1429 | 1046.3065 | 1393.846
Scenario Name: Climate2_XGO_High_NoFreeze ¦ Date: Wed 08/12/2020 ¦ Time: 15:19:27.25 ¦ Path: Q:\MJ\energy2020July30\2020Model ¦ Version: * ¦ | Northwest | Transportation | Average | Annual | All | LDCECC/TDEF | Electric Load with Losses, Net of Cogeneration | 2.7278 | 2.939 | 2.929 | 3.3737 | 3.5488 | 3.408 | 3.4881 | 3.7732 | 3.395 | 3.396 | 3.7584 | 6.0215 | 6.1065 | 6.1796 | 6.6158 | 6.8702 | 6.7834 | 6.8924 | 6.7309 | 6.6666 | 6.8453 | 7.2505 | 7.5505 | 8.5672 | 10.1366 | 14.1439 | 18.814 | 21.7754 | 26.6195 | 33.2971 | 40.5363 | 48.7566 | 58.9056 | 69.6305 | 82.8762 | 99.2274 | 119.7351 | 141.8032 | 165.6421 | 191.6511 | 219.9996 | 250.8755 | 284.5125 | 320.8012 | 360.2417 | 405.5731 | 452.62 | 503.3926 | 558.7921 | 617.9251 | 682.3804 | 751.6782 | 825.5602 | 903.644 | 986.8389 | 1075.357 | 1168.235 | 1264.751 | 1365.982 | 1472.42 | 1583.695 | 1691.679 | 1824.057 | 11.67% | GCM 2_High | 40.5363 | 69.6305 | 162.5953 | 284.5125 | 320.8012 | 547.8965 | 825.5602 | 903.644 | 1333.6659 | 1824.057
Scenario Name: Climate3_XGO_Base_NoFreeze ¦ Date: Wed 08/12/2020 ¦ Time: 13:15:27.46 ¦ Path: Q:\MJ\energy2020July30\2020Model ¦ Version: * ¦ | Northwest | Transportation | Average | Annual | All | LDCECC/TDEF | Electric Load with Losses, Net of Cogeneration | 2.7278 | 2.939 | 2.929 | 3.3737 | 3.5488 | 3.408 | 3.4881 | 3.7732 | 3.395 | 3.396 | 3.7584 | 6.0215 | 6.1065 | 6.1796 | 6.6158 | 6.8702 | 6.7834 | 6.8924 | 6.7309 | 6.6666 | 6.8453 | 7.2505 | 7.5505 | 8.5672 | 10.1366 | 14.1439 | 18.814 | 21.7754 | 26.6195 | 33.2971 | 40.5363 | 48.7566 | 57.2497 | 67.23 | 79.4379 | 94.376 | 113.285 | 133.7747 | 155.9841 | 180.1463 | 206.1771 | 234.4672 | 265.3232 | 298.7522 | 334.8703 | 375.7212 | 418.0266 | 463.5562 | 512.731 | 565.2046 | 621.2754 | 681.0524 | 744.9057 | 812.4625 | 884.2271 | 959.4812 | 1038.388 | 1120.554 | 1206.123 | 1294.523 | 1386.029 | 1474.908 | 1584.614 | 11.28% | GCM 3_Base | 40.5363 | 67.23 | 153.0202 | 265.3232 | 298.7522 | 501.6096 | 744.9057 | 812.4625 | 1176.131 | 1584.614
Scenario Name: Climate3_XGO_Low_NoFreeze ¦ Date: Wed 08/12/2020 ¦ Time: 14:21:42.35 ¦ Path: Q:\MJ\energy2020July30\2020Model ¦ Version: * ¦ | Northwest | Transportation | Average | Annual | All | LDCECC/TDEF | Electric Load with Losses, Net of Cogeneration | 2.7278 | 2.939 | 2.929 | 3.3737 | 3.5488 | 3.408 | 3.4881 | 3.7732 | 3.395 | 3.396 | 3.7584 | 6.0215 | 6.1065 | 6.1796 | 6.6158 | 6.8702 | 6.7834 | 6.8924 | 6.7309 | 6.6666 | 6.8453 | 7.2505 | 7.5505 | 8.5672 | 10.1366 | 14.1439 | 18.814 | 21.7754 | 26.6195 | 33.2971 | 40.5363 | 48.7566 | 55.6038 | 64.4285 | 75.1994 | 88.7109 | 106.1639 | 124.9524 | 145.3911 | 168.1619 | 192.6823 | 218.831 | 249.4319 | 281.3904 | 316.6119 | 356.5343 | 396.9245 | 440.037 | 471.0482 | 515.741 | 563.9199 | 615.9416 | 673.0223 | 733.1429 | 796.877 | 862.736 | 930.4247 | 999.9254 | 1072.162 | 1147.418 | 1225.797 | 1300.736 | 1393.846 | 10.99% | GCM 3_Low | 40.5363 | 64.4285 | 143.3953 | 249.4319 | 281.3904 | 463.1171 | 673.0223 | 733.1429 | 1046.3065 | 1393.846
Scenario Name: Climate3_XGO_High_NoFreeze ¦ Date: Wed 08/12/2020 ¦ Time: 15:31:01.78 ¦ Path: Q:\MJ\energy2020July30\2020Model ¦ Version: * ¦ | Northwest | Transportation | Average | Annual | All | LDCECC/TDEF | Electric Load with Losses, Net of Cogeneration | 2.7278 | 2.939 | 2.929 | 3.3737 | 3.5488 | 3.408 | 3.4881 | 3.7732 | 3.395 | 3.396 | 3.7584 | 6.0215 | 6.1065 | 6.1796 | 6.6158 | 6.8702 | 6.7834 | 6.8924 | 6.7309 | 6.6666 | 6.8453 | 7.2505 | 7.5505 | 8.5672 | 10.1366 | 14.1439 | 18.814 | 21.7754 | 26.6195 | 33.2971 | 40.5363 | 48.7566 | 58.9056 | 69.6305 | 82.8762 | 99.2274 | 119.7351 | 141.8032 | 165.6421 | 191.6511 | 219.9996 | 250.8755 | 284.5125 | 320.8012 | 360.2417 | 405.5731 | 452.62 | 503.3926 | 558.7921 | 617.9251 | 682.3804 | 751.6782 | 825.5602 | 903.644 | 986.8389 | 1075.357 | 1168.235 | 1264.751 | 1365.982 | 1472.42 | 1583.695 | 1691.679 | 1824.057 | 11.67% | GCM 3_High | 40.5363 | 69.6305 | 162.5953 | 284.5125 | 320.8012 | 547.8965 | 825.5602 | 903.644 | 1333.6659 | 1824.057
Scenario Name: Climate1_XGO_Base_Freeze ¦ Date: Wed 08/12/2020 ¦ Time: 16:17:29.68 ¦ Path: Q:\MJ\energy2020July30\2020Model ¦ Version: * ¦ | Northwest | Transportation | Average | Annual | All | LDCECC/TDEF | Electric Load with Losses, Net of Cogeneration | 2.7278 | 2.939 | 2.929 | 3.3737 | 3.5488 | 3.408 | 3.4881 | 3.7732 | 3.395 | 3.396 | 3.7584 | 6.0215 | 6.1065 | 6.1796 | 6.6158 | 6.8702 | 6.7834 | 6.8924 | 6.7309 | 6.6666 | 6.8453 | 7.2505 | 7.5505 | 8.5672 | 10.1366 | 14.1439 | 18.814 | 21.7754 | 26.6195 | 33.2971 | 40.5363 | 48.7566 | 57.2497 | 67.23 | 79.4379 | 94.376 | 113.285 | 133.7747 | 155.9841 | 180.1463 | 206.1771 | 234.4672 | 265.3232 | 298.7522 | 334.8703 | 375.7212 | 418.0266 | 463.5562 | 512.731 | 565.2046 | 621.2754 | 681.0524 | 744.9057 | 812.4625 | 884.2271 | 959.4812 | 1038.388 | 1120.554 | 1206.123 | 1294.523 | 1386.029 | 1474.908 | 1584.614 | 11.28% | GCM1_Base_FE | 40.5363 | 67.23 | 153.0202 | 265.3232 | 298.7522 | 501.6096 | 744.9057 | 812.4625 | 1176.131 | 1584.614
Scenario Name: Climate1_XGO_Low_Freeze ¦ Date: Wed 08/12/2020 ¦ Time: 17:22:25.44 ¦ Path: Q:\MJ\energy2020July30\2020Model ¦ Version: * ¦ | Northwest | Transportation | Average | Annual | All | LDCECC/TDEF | Electric Load with Losses, Net of Cogeneration | 2.7278 | 2.939 | 2.929 | 3.3737 | 3.5488 | 3.408 | 3.4881 | 3.7732 | 3.395 | 3.396 | 3.7584 | 6.0215 | 6.1065 | 6.1796 | 6.6158 | 6.8702 | 6.7834 | 6.8924 | 6.7309 | 6.6666 | 6.8453 | 7.2505 | 7.5505 | 8.5672 | 10.1366 | 14.1439 | 18.814 | 21.7754 | 26.6195 | 33.2971 | 40.5363 | 48.7566 | 55.6038 | 64.4285 | 75.1994 | 88.7109 | 106.1639 | 124.9524 | 145.3911 | 168.1619 | 192.6823 | 218.831 | 249.4319 | 281.3904 | 316.6119 | 356.5343 | 396.9245 | 440.037 | 471.0482 | 515.741 | 563.9199 | 615.9416 | 673.0223 | 733.1429 | 796.877 | 862.736 | 930.4247 | 999.9254 | 1072.162 | 1147.418 | 1225.797 | 1300.736 | 1393.846 | 10.99% | GCM1_Low_FE | 40.5363 | 64.4285 | 143.3953 | 249.4319 | 281.3904 | 463.1171 | 673.0223 | 733.1429 | 1046.3065 | 1393.846
Scenario Name: Climate1_XGO_High_Freeze ¦ Date: Wed 08/12/2020 ¦ Time: 18:27:55.80 ¦ Path: Q:\MJ\energy2020July30\2020Model ¦ Version: * ¦ | Northwest | Transportation | Average | Annual | All | LDCECC/TDEF | Electric Load with Losses, Net of Cogeneration | 2.7278 | 2.939 | 2.929 | 3.3737 | 3.5488 | 3.408 | 3.4881 | 3.7732 | 3.395 | 3.396 | 3.7584 | 6.0215 | 6.1065 | 6.1796 | 6.6158 | 6.8702 | 6.7834 | 6.8924 | 6.7309 | 6.6666 | 6.8453 | 7.2505 | 7.5505 | 8.5672 | 10.1366 | 14.1439 | 18.814 | 21.7754 | 26.6195 | 33.2971 | 40.5363 | 48.7566 | 58.9056 | 69.6305 | 82.8762 | 99.2274 | 119.7351 | 141.8032 | 165.6421 | 191.6511 | 219.9996 | 250.8755 | 284.5125 | 320.8012 | 360.2417 | 405.5731 | 452.62 | 503.3926 | 558.7921 | 617.9251 | 682.3804 | 751.6782 | 825.5602 | 903.644 | 986.8389 | 1075.357 | 1168.235 | 1264.751 | 1365.982 | 1472.42 | 1583.695 | 1691.679 | 1824.057 | 11.67% | GCM1_High_FE | 40.5363 | 69.6305 | 162.5953 | 284.5125 | 320.8012 | 547.8965 | 825.5602 | 903.644 | 1333.6659 | 1824.057
Scenario Name: Climate2_XGO_Base_Freeze ¦ Date: Wed 08/12/2020 ¦ Time: 16:28:06.97 ¦ Path: Q:\MJ\energy2020July30\2020Model ¦ Version: * ¦ | Northwest | Transportation | Average | Annual | All | LDCECC/TDEF | Electric Load with Losses, Net of Cogeneration | 2.7278 | 2.939 | 2.929 | 3.3737 | 3.5488 | 3.408 | 3.4881 | 3.7732 | 3.395 | 3.396 | 3.7584 | 6.0215 | 6.1065 | 6.1796 | 6.6158 | 6.8702 | 6.7834 | 6.8924 | 6.7309 | 6.6666 | 6.8453 | 7.2505 | 7.5505 | 8.5672 | 10.1366 | 14.1439 | 18.814 | 21.7754 | 26.6195 | 33.2971 | 40.5363 | 48.7566 | 57.2497 | 67.23 | 79.4379 | 94.376 | 113.285 | 133.7747 | 155.9841 | 180.1463 | 206.1771 | 234.4672 | 265.3232 | 298.7522 | 334.8703 | 375.7212 | 418.0266 | 463.5562 | 512.731 | 565.2046 | 621.2754 | 681.0524 | 744.9057 | 812.4625 | 884.2271 | 959.4812 | 1038.388 | 1120.554 | 1206.123 | 1294.523 | 1386.029 | 1474.908 | 1584.614 | 11.28% | GCM 2_Base_FE | 40.5363 | 67.23 | 153.0202 | 265.3232 | 298.7522 | 501.6096 | 744.9057 | 812.4625 | 1176.131 | 1584.614
Scenario Name: Climate2_XGO_Low_Freeze ¦ Date: Wed 08/12/2020 ¦ Time: 17:33:26.32 ¦ Path: Q:\MJ\energy2020July30\2020Model ¦ Version: * ¦ | Northwest | Transportation | Average | Annual | All | LDCECC/TDEF | Electric Load with Losses, Net of Cogeneration | 2.7278 | 2.939 | 2.929 | 3.3737 | 3.5488 | 3.408 | 3.4881 | 3.7732 | 3.395 | 3.396 | 3.7584 | 6.0215 | 6.1065 | 6.1796 | 6.6158 | 6.8702 | 6.7834 | 6.8924 | 6.7309 | 6.6666 | 6.8453 | 7.2505 | 7.5505 | 8.5672 | 10.1366 | 14.1439 | 18.814 | 21.7754 | 26.6195 | 33.2971 | 40.5363 | 48.7566 | 55.6038 | 64.4285 | 75.1994 | 88.7109 | 106.1639 | 124.9524 | 145.3911 | 168.1619 | 192.6823 | 218.831 | 249.4319 | 281.3904 | 316.6119 | 356.5343 | 396.9245 | 440.037 | 471.0482 | 515.741 | 563.9199 | 615.9416 | 673.0223 | 733.1429 | 796.877 | 862.736 | 930.4247 | 999.9254 | 1072.162 | 1147.418 | 1225.797 | 1300.736 | 1393.846 | 10.99% | GCM 2_Low_FE | 40.5363 | 64.4285 | 143.3953 | 249.4319 | 281.3904 | 463.1171 | 673.0223 | 733.1429 | 1046.3065 | 1393.846
Scenario Name: Climate2_XGO_High_Freeze ¦ Date: Wed 08/12/2020 ¦ Time: 18:38:34.10 ¦ Path: Q:\MJ\energy2020July30\2020Model ¦ Version: * ¦ | Northwest | Transportation | Average | Annual | All | LDCECC/TDEF | Electric Load with Losses, Net of Cogeneration | 2.7278 | 2.939 | 2.929 | 3.3737 | 3.5488 | 3.408 | 3.4881 | 3.7732 | 3.395 | 3.396 | 3.7584 | 6.0215 | 6.1065 | 6.1796 | 6.6158 | 6.8702 | 6.7834 | 6.8924 | 6.7309 | 6.6666 | 6.8453 | 7.2505 | 7.5505 | 8.5672 | 10.1366 | 14.1439 | 18.814 | 21.7754 | 26.6195 | 33.2971 | 40.5363 | 48.7566 | 58.9056 | 69.6305 | 82.8762 | 99.2274 | 119.7351 | 141.8032 | 165.6421 | 191.6511 | 219.9996 | 250.8755 | 284.5125 | 320.8012 | 360.2417 | 405.5731 | 452.62 | 503.3926 | 558.7921 | 617.9251 | 682.3804 | 751.6782 | 825.5602 | 903.644 | 986.8389 | 1075.357 | 1168.235 | 1264.751 | 1365.982 | 1472.42 | 1583.695 | 1691.679 | 1824.057 | 11.67% | GCM 2_High_FE | 40.5363 | 69.6305 | 162.5953 | 284.5125 | 320.8012 | 547.8965 | 825.5602 | 903.644 | 1333.6659 | 1824.057
Scenario Name: Climate3_XGO_Base_Freeze ¦ Date: Wed 08/12/2020 ¦ Time: 16:38:58.68 ¦ Path: Q:\MJ\energy2020July30\2020Model ¦ Version: * ¦ | Northwest | Transportation | Average | Annual | All | LDCECC/TDEF | Electric Load with Losses, Net of Cogeneration | 2.7278 | 2.939 | 2.929 | 3.3737 | 3.5488 | 3.408 | 3.4881 | 3.7732 | 3.395 | 3.396 | 3.7584 | 6.0215 | 6.1065 | 6.1796 | 6.6158 | 6.8702 | 6.7834 | 6.8924 | 6.7309 | 6.6666 | 6.8453 | 7.2505 | 7.5505 | 8.5672 | 10.1366 | 14.1439 | 18.814 | 21.7754 | 26.6195 | 33.2971 | 40.5363 | 48.7566 | 57.2497 | 67.23 | 79.4379 | 94.376 | 113.285 | 133.7747 | 155.9841 | 180.1463 | 206.1771 | 234.4672 | 265.3232 | 298.7522 | 334.8703 | 375.7212 | 418.0266 | 463.5562 | 512.731 | 565.2046 | 621.2754 | 681.0524 | 744.9057 | 812.4625 | 884.2271 | 959.4812 | 1038.388 | 1120.554 | 1206.123 | 1294.523 | 1386.029 | 1474.908 | 1584.614 | 11.28% | GCM 3_Base_FE | 40.5363 | 67.23 | 153.0202 | 265.3232 | 298.7522 | 501.6096 | 744.9057 | 812.4625 | 1176.131 | 1584.614
Scenario Name: Climate3_XGO_Low_Freeze ¦ Date: Wed 08/12/2020 ¦ Time: 17:44:14.68 ¦ Path: Q:\MJ\energy2020July30\2020Model ¦ Version: * ¦ | Northwest | Transportation | Average | Annual | All | LDCECC/TDEF | Electric Load with Losses, Net of Cogeneration | 2.7278 | 2.939 | 2.929 | 3.3737 | 3.5488 | 3.408 | 3.4881 | 3.7732 | 3.395 | 3.396 | 3.7584 | 6.0215 | 6.1065 | 6.1796 | 6.6158 | 6.8702 | 6.7834 | 6.8924 | 6.7309 | 6.6666 | 6.8453 | 7.2505 | 7.5505 | 8.5672 | 10.1366 | 14.1439 | 18.814 | 21.7754 | 26.6195 | 33.2971 | 40.5363 | 48.7566 | 55.6038 | 64.4285 | 75.1994 | 88.7109 | 106.1639 | 124.9524 | 145.3911 | 168.1619 | 192.6823 | 218.831 | 249.4319 | 281.3904 | 316.6119 | 356.5343 | 396.9245 | 440.037 | 471.0482 | 515.741 | 563.9199 | 615.9416 | 673.0223 | 733.1429 | 796.877 | 862.736 | 930.4247 | 999.9254 | 1072.162 | 1147.418 | 1225.797 | 1300.736 | 1393.846 | 10.99% | GCM 3_Low_FE | 40.5363 | 64.4285 | 143.3953 | 249.4319 | 281.3904 | 463.1171 | 673.0223 | 733.1429 | 1046.3065 | 1393.846
Scenario Name: Climate3_XGO_High_Freeze ¦ Date: Wed 08/12/2020 ¦ Time: 18:49:23.12 ¦ Path: Q:\MJ\energy2020July30\2020Model ¦ Version: * ¦ | Northwest | Transportation | Average | Annual | All | LDCECC/TDEF | Electric Load with Losses, Net of Cogeneration | 2.7278 | 2.939 | 2.929 | 3.3737 | 3.5488 | 3.408 | 3.4881 | 3.7732 | 3.395 | 3.396 | 3.7584 | 6.0215 | 6.1065 | 6.1796 | 6.6158 | 6.8702 | 6.7834 | 6.8924 | 6.7309 | 6.6666 | 6.8453 | 7.2505 | 7.5505 | 8.5672 | 10.1366 | 14.1439 | 18.814 | 21.7754 | 26.6195 | 33.2971 | 40.5363 | 48.7566 | 58.9056 | 69.6305 | 82.8762 | 99.2274 | 119.7351 | 141.8032 | 165.6421 | 191.6511 | 219.9996 | 250.8755 | 284.5125 | 320.8012 | 360.2417 | 405.5731 | 452.62 | 503.3926 | 558.7921 | 617.9251 | 682.3804 | 751.6782 | 825.5602 | 903.644 | 986.8389 | 1075.357 | 1168.235 | 1264.751 | 1365.982 | 1472.42 | 1583.695 | 1691.679 | 1824.057 | 11.67% | GCM 3_High_FE | 40.5363 | 69.6305 | 162.5953 | 284.5125 | 320.8012 | 547.8965 | 825.5602 | 903.644 | 1333.6659 | 1824.057
Without Indirect Climate Change Impact
Scenario Name: Climate1_NoXGO_Base_NoFreeze ¦ Date: Wed 08/12/2020 ¦ Time: 12:21:26.92 ¦ Path: Q:\MJ\energy2020July30\2020Model ¦ Version: * ¦ | Northwest | Transportation | Average | Annual | All | LDCECC/TDEF | Electric Load with Losses, Net of Cogeneration | 2.7278 | 2.939 | 2.929 | 3.3737 | 3.5488 | 3.408 | 3.4881 | 3.7732 | 3.395 | 3.396 | 3.7584 | 6.0215 | 6.1065 | 6.1796 | 6.6158 | 6.8702 | 6.7834 | 6.8924 | 6.7309 | 6.6666 | 6.8453 | 7.2505 | 7.5505 | 8.5672 | 10.1366 | 14.1439 | 18.814 | 21.7754 | 26.6195 | 33.2971 | 40.5363 | 48.7566 | 57.2497 | 67.23 | 79.0998 | 93.5676 | 111.8139 | 131.5127 | 152.7944 | 175.8712 | 200.6528 | 227.4978 | 256.3728 | 287.4807 | 320.9899 | 358.7803 | 397.6404 | 439.3378 | 484.1773 | 531.7441 | 582.4182 | 636.1953 | 693.1912 | 753.2961 | 816.7181 | 883.0019 | 952.0193 | 1023.637 | 1097.673 | 1173.881 | 1252.166 | 1328.011 | 1405.525 | 10.82% | Climate1_without secondary Impact_Base | 40.5363 | 67.23 | 149.6413 | 256.3728 | 287.4807 | 473.1955 | 693.1912 | 753.2961 | 1068.5928 | 1405.525
Scenario Name: Climate1_NoXGO_Low_NoFreeze ¦ Date: Wed 08/12/2020 ¦ Time: 13:26:15.24 ¦ Path: Q:\MJ\energy2020July30\2020Model ¦ Version: * ¦ | Northwest | Transportation | Average | Annual | All | LDCECC/TDEF | Electric Load with Losses, Net of Cogeneration | 2.7278 | 2.939 | 2.929 | 3.3737 | 3.5488 | 3.408 | 3.4881 | 3.7732 | 3.395 | 3.396 | 3.7584 | 6.0215 | 6.1065 | 6.1796 | 6.6158 | 6.8702 | 6.7834 | 6.8924 | 6.7309 | 6.6666 | 6.8453 | 7.2505 | 7.5505 | 8.5672 | 10.1366 | 14.1439 | 18.814 | 21.7754 | 26.6195 | 33.2971 | 40.5363 | 48.7566 | 55.6038 | 64.4285 | 75.0107 | 87.9395 | 104.788 | 122.86 | 142.4336 | 164.1201 | 187.4057 | 212.1687 | 240.8171 | 270.558 | 303.2659 | 340.2313 | 377.3242 | 416.7829 | 445.2074 | 486.3217 | 530.4753 | 577.6392 | 627.6425 | 679.9208 | 735.2871 | 792.918 | 851.7796 | 912.0339 | 974.1738 | 1038.633 | 1105.144 | 1168.613 | 1233.294 | 10.52% | Climate1_without secondary Impact_Low | 40.5363 | 64.4285 | 140.1972 | 240.8171 | 270.558 | 437.5448 | 627.6425 | 679.9208 | 949.1797 | 1233.294
Scenario Name: Climate1_NoXGO_High_NoFreeze ¦ Date: Wed 08/12/2020 ¦ Time: 14:32:50.50 ¦ Path: Q:\MJ\energy2020July30\2020Model ¦ Version: * ¦ | Northwest | Transportation | Average | Annual | All | LDCECC/TDEF | Electric Load with Losses, Net of Cogeneration | 2.7278 | 2.939 | 2.929 | 3.3737 | 3.5488 | 3.408 | 3.4881 | 3.7732 | 3.395 | 3.396 | 3.7584 | 6.0215 | 6.1065 | 6.1796 | 6.6158 | 6.8702 | 6.7834 | 6.8924 | 6.7309 | 6.6666 | 6.8453 | 7.2505 | 7.5505 | 8.5672 | 10.1366 | 14.1439 | 18.814 | 21.7754 | 26.6195 | 33.2971 | 40.5363 | 48.7566 | 58.9056 | 69.6305 | 82.5282 | 98.3907 | 118.2062 | 139.4457 | 162.3107 | 187.1765 | 214.2006 | 243.5393 | 275.0682 | 308.8857 | 345.5366 | 387.5662 | 430.8847 | 477.4944 | 528.1513 | 581.9053 | 640.3703 | 702.9622 | 769.1736 | 838.9046 | 912.7187 | 991.0469 | 1072.669 | 1157.164 | 1245.185 | 1337.49 | 1433.332 | 1526.067 | 1621.499 | 11.22% | Climate1_without secondary Impact_High | 40.5363 | 69.6305 | 159.0497 | 275.0682 | 308.8857 | 517.293 | 769.1736 | 838.9046 | 1213.6076 | 1621.499
Scenario Name: Climate2_NoXGO_Base_NoFreeze ¦ Date: Wed 08/12/2020 ¦ Time: 12:32:43.63 ¦ Path: Q:\MJ\energy2020July30\2020Model ¦ Version: * ¦ | Northwest | Transportation | Average | Annual | All | LDCECC/TDEF | Electric Load with Losses, Net of Cogeneration | 2.7278 | 2.939 | 2.929 | 3.3737 | 3.5488 | 3.408 | 3.4881 | 3.7732 | 3.395 | 3.396 | 3.7584 | 6.0215 | 6.1065 | 6.1796 | 6.6158 | 6.8702 | 6.7834 | 6.8924 | 6.7309 | 6.6666 | 6.8453 | 7.2505 | 7.5505 | 8.5672 | 10.1366 | 14.1439 | 18.814 | 21.7754 | 26.6195 | 33.2971 | 40.5363 | 48.7566 | 57.2497 | 67.23 | 79.0998 | 93.5676 | 111.8139 | 131.5127 | 152.7944 | 175.8712 | 200.6528 | 227.4978 | 256.3728 | 287.4807 | 320.9899 | 358.7803 | 397.6404 | 439.3378 | 484.1773 | 531.7441 | 582.4182 | 636.1953 | 693.1912 | 753.2961 | 816.7181 | 883.0019 | 952.0193 | 1023.637 | 1097.673 | 1173.881 | 1252.166 | 1328.011 | 1405.525 | 10.82% | Climate2_without secondary Impact_Base | 40.5363 | 67.23 | 149.6413 | 256.3728 | 287.4807 | 473.1955 | 693.1912 | 753.2961 | 1068.5928 | 1405.525
Scenario Name: Climate2_NoXGO_Low_NoFreeze ¦ Date: Wed 08/12/2020 ¦ Time: 13:36:42.08 ¦ Path: Q:\MJ\energy2020July30\2020Model ¦ Version: * ¦ | Northwest | Transportation | Average | Annual | All | LDCECC/TDEF | Electric Load with Losses, Net of Cogeneration | 2.7278 | 2.939 | 2.929 | 3.3737 | 3.5488 | 3.408 | 3.4881 | 3.7732 | 3.395 | 3.396 | 3.7584 | 6.0215 | 6.1065 | 6.1796 | 6.6158 | 6.8702 | 6.7834 | 6.8924 | 6.7309 | 6.6666 | 6.8453 | 7.2505 | 7.5505 | 8.5672 | 10.1366 | 14.1439 | 18.814 | 21.7754 | 26.6195 | 33.2971 | 40.5363 | 48.7566 | 55.6038 | 64.4285 | 75.0107 | 87.9395 | 104.788 | 122.86 | 142.4336 | 164.1201 | 187.4057 | 212.1687 | 240.8171 | 270.558 | 303.2659 | 340.2313 | 377.3242 | 416.7829 | 445.2074 | 486.3217 | 530.4753 | 577.6392 | 627.6425 | 679.9208 | 735.2871 | 792.918 | 851.7796 | 912.0339 | 974.1738 | 1038.633 | 1105.144 | 1168.613 | 1233.294 | 10.52% | Climate2_without secondary Impact_Low | 40.5363 | 64.4285 | 140.1972 | 240.8171 | 270.558 | 437.5448 | 627.6425 | 679.9208 | 949.1797 | 1233.294
Scenario Name: Climate2_NoXGO_High_NoFreeze ¦ Date: Wed 08/12/2020 ¦ Time: 14:44:20.75 ¦ Path: Q:\MJ\energy2020July30\2020Model ¦ Version: * ¦ | Northwest | Transportation | Average | Annual | All | LDCECC/TDEF | Electric Load with Losses, Net of Cogeneration | 2.7278 | 2.939 | 2.929 | 3.3737 | 3.5488 | 3.408 | 3.4881 | 3.7732 | 3.395 | 3.396 | 3.7584 | 6.0215 | 6.1065 | 6.1796 | 6.6158 | 6.8702 | 6.7834 | 6.8924 | 6.7309 | 6.6666 | 6.8453 | 7.2505 | 7.5505 | 8.5672 | 10.1366 | 14.1439 | 18.814 | 21.7754 | 26.6195 | 33.2971 | 40.5363 | 48.7566 | 58.9056 | 69.6305 | 82.5282 | 98.3907 | 118.2062 | 139.4457 | 162.3107 | 187.1765 | 214.2006 | 243.5393 | 275.0682 | 308.8857 | 345.5366 | 387.5662 | 430.8847 | 477.4944 | 528.1513 | 581.9053 | 640.3703 | 702.9622 | 769.1736 | 838.9046 | 912.7187 | 991.0469 | 1072.669 | 1157.164 | 1245.185 | 1337.49 | 1433.332 | 1526.067 | 1621.499 | 11.22% | Climate2_without secondary Impact_High | 40.5363 | 69.6305 | 159.0497 | 275.0682 | 308.8857 | 517.293 | 769.1736 | 838.9046 | 1213.6076 | 1621.499
Scenario Name: Climate3_NoXGO_Base_NoFreeze ¦ Date: Wed 08/12/2020 ¦ Time: 12:43:27.01 ¦ Path: Q:\MJ\energy2020July30\2020Model ¦ Version: * ¦ | Northwest | Transportation | Average | Annual | All | LDCECC/TDEF | Electric Load with Losses, Net of Cogeneration | 2.7278 | 2.939 | 2.929 | 3.3737 | 3.5488 | 3.408 | 3.4881 | 3.7732 | 3.395 | 3.396 | 3.7584 | 6.0215 | 6.1065 | 6.1796 | 6.6158 | 6.8702 | 6.7834 | 6.8924 | 6.7309 | 6.6666 | 6.8453 | 7.2505 | 7.5505 | 8.5672 | 10.1366 | 14.1439 | 18.814 | 21.7754 | 26.6195 | 33.2971 | 40.5363 | 48.7566 | 57.2497 | 67.23 | 79.0998 | 93.5676 | 111.8139 | 131.5127 | 152.7944 | 175.8712 | 200.6528 | 227.4978 | 256.3728 | 287.4807 | 320.9899 | 358.7803 | 397.6404 | 439.3378 | 484.1773 | 531.7441 | 582.4182 | 636.1953 | 693.1912 | 753.2961 | 816.7181 | 883.0019 | 952.0193 | 1023.637 | 1097.673 | 1173.881 | 1252.166 | 1328.011 | 1405.525 | 10.82% | Climate3_without secondary Impact_Base | 40.5363 | 67.23 | 149.6413 | 256.3728 | 287.4807 | 473.1955 | 693.1912 | 753.2961 | 1068.5928 | 1405.525
Scenario Name: Climate3_NoXGO_Low_NoFreeze ¦ Date: Wed 08/12/2020 ¦ Time: 13:47:40.50 ¦ Path: Q:\MJ\energy2020July30\2020Model ¦ Version: * ¦ | Northwest | Transportation | Average | Annual | All | LDCECC/TDEF | Electric Load with Losses, Net of Cogeneration | 2.7278 | 2.939 | 2.929 | 3.3737 | 3.5488 | 3.408 | 3.4881 | 3.7732 | 3.395 | 3.396 | 3.7584 | 6.0215 | 6.1065 | 6.1796 | 6.6158 | 6.8702 | 6.7834 | 6.8924 | 6.7309 | 6.6666 | 6.8453 | 7.2505 | 7.5505 | 8.5672 | 10.1366 | 14.1439 | 18.814 | 21.7754 | 26.6195 | 33.2971 | 40.5363 | 48.7566 | 55.6038 | 64.4285 | 75.0107 | 87.9395 | 104.788 | 122.86 | 142.4336 | 164.1201 | 187.4057 | 212.1687 | 240.8171 | 270.558 | 303.2659 | 340.2313 | 377.3242 | 416.7829 | 445.2074 | 486.3217 | 530.4753 | 577.6392 | 627.6425 | 679.9208 | 735.2871 | 792.918 | 851.7796 | 912.0339 | 974.1738 | 1038.633 | 1105.144 | 1168.613 | 1233.294 | 10.52% | Climate3_without secondary Impact_Low | 40.5363 | 64.4285 | 140.1972 | 240.8171 | 270.558 | 437.5448 | 627.6425 | 679.9208 | 949.1797 | 1233.294
Scenario Name: Climate3_NoXGO_High_NoFreeze ¦ Date: Wed 08/12/2020 ¦ Time: 14:55:14.31 ¦ Path: Q:\MJ\energy2020July30\2020Model ¦ Version: * ¦ | Northwest | Transportation | Average | Annual | All | LDCECC/TDEF | Electric Load with Losses, Net of Cogeneration | 2.7278 | 2.939 | 2.929 | 3.3737 | 3.5488 | 3.408 | 3.4881 | 3.7732 | 3.395 | 3.396 | 3.7584 | 6.0215 | 6.1065 | 6.1796 | 6.6158 | 6.8702 | 6.7834 | 6.8924 | 6.7309 | 6.6666 | 6.8453 | 7.2505 | 7.5505 | 8.5672 | 10.1366 | 14.1439 | 18.814 | 21.7754 | 26.6195 | 33.2971 | 40.5363 | 48.7566 | 58.9056 | 69.6305 | 82.5282 | 98.3907 | 118.2062 | 139.4457 | 162.3107 | 187.1765 | 214.2006 | 243.5393 | 275.0682 | 308.8857 | 345.5366 | 387.5662 | 430.8847 | 477.4944 | 528.1513 | 581.9053 | 640.3703 | 702.9622 | 769.1736 | 838.9046 | 912.7187 | 991.0469 | 1072.669 | 1157.164 | 1245.185 | 1337.49 | 1433.332 | 1526.067 | 1621.499 | 11.22% | Climate3_without secondary Impact_High | 40.5363 | 69.6305 | 159.0497 | 275.0682 | 308.8857 | 517.293 | 769.1736 | 838.9046 | 1213.6076 | 1621.499
Scenario Name: Climate1_NoXGO_Base_Freeze ¦ Date: Wed 08/12/2020 ¦ Time: 15:45:08.77 ¦ Path: Q:\MJ\energy2020July30\2020Model ¦ Version: * ¦ | Northwest | Transportation | Average | Annual | All | LDCECC/TDEF | Electric Load with Losses, Net of Cogeneration | 2.7278 | 2.939 | 2.929 | 3.3737 | 3.5488 | 3.408 | 3.4881 | 3.7732 | 3.395 | 3.396 | 3.7584 | 6.0215 | 6.1065 | 6.1796 | 6.6158 | 6.8702 | 6.7834 | 6.8924 | 6.7309 | 6.6666 | 6.8453 | 7.2505 | 7.5505 | 8.5672 | 10.1366 | 14.1439 | 18.814 | 21.7754 | 26.6195 | 33.2971 | 40.5363 | 48.7566 | 57.2497 | 67.23 | 79.0998 | 93.5676 | 111.8139 | 131.5127 | 152.7944 | 175.8712 | 200.6528 | 227.4978 | 256.3728 | 287.4807 | 320.9899 | 358.7803 | 397.6404 | 439.3378 | 484.1773 | 531.7441 | 582.4182 | 636.1953 | 693.1912 | 753.2961 | 816.7181 | 883.0019 | 952.0193 | 1023.637 | 1097.673 | 1173.881 | 1252.166 | 1328.011 | 1405.525 | 10.82% | Climate1_without secondary Impact_Base_Freeze | 40.5363 | 67.23 | 149.6413 | 256.3728 | 287.4807 | 473.1955 | 693.1912 | 753.2961 | 1068.5928 | 1405.525
Scenario Name: Climate1_NoXGO_Low_Freeze ¦ Date: Wed 08/12/2020 ¦ Time: 16:49:50.39 ¦ Path: Q:\MJ\energy2020July30\2020Model ¦ Version: * ¦ | Northwest | Transportation | Average | Annual | All | LDCECC/TDEF | Electric Load with Losses, Net of Cogeneration | 2.7278 | 2.939 | 2.929 | 3.3737 | 3.5488 | 3.408 | 3.4881 | 3.7732 | 3.395 | 3.396 | 3.7584 | 6.0215 | 6.1065 | 6.1796 | 6.6158 | 6.8702 | 6.7834 | 6.8924 | 6.7309 | 6.6666 | 6.8453 | 7.2505 | 7.5505 | 8.5672 | 10.1366 | 14.1439 | 18.814 | 21.7754 | 26.6195 | 33.2971 | 40.5363 | 48.7566 | 55.6038 | 64.4285 | 75.0107 | 87.9395 | 104.788 | 122.86 | 142.4336 | 164.1201 | 187.4057 | 212.1687 | 240.8171 | 270.558 | 303.2659 | 340.2313 | 377.3242 | 416.7829 | 445.2074 | 486.3217 | 530.4753 | 577.6392 | 627.6425 | 679.9208 | 735.2871 | 792.918 | 851.7796 | 912.0339 | 974.1738 | 1038.633 | 1105.144 | 1168.613 | 1233.294 | 10.52% | Climate1_without secondary Impact_Low_Freeze | 40.5363 | 64.4285 | 140.1972 | 240.8171 | 270.558 | 437.5448 | 627.6425 | 679.9208 | 949.1797 | 1233.294
Scenario Name: Climate1_NoXGO_High_Freeze ¦ Date: Wed 08/12/2020 ¦ Time: 17:55:04.22 ¦ Path: Q:\MJ\energy2020July30\2020Model ¦ Version: * ¦ | Northwest | Transportation | Average | Annual | All | LDCECC/TDEF | Electric Load with Losses, Net of Cogeneration | 2.7278 | 2.939 | 2.929 | 3.3737 | 3.5488 | 3.408 | 3.4881 | 3.7732 | 3.395 | 3.396 | 3.7584 | 6.0215 | 6.1065 | 6.1796 | 6.6158 | 6.8702 | 6.7834 | 6.8924 | 6.7309 | 6.6666 | 6.8453 | 7.2505 | 7.5505 | 8.5672 | 10.1366 | 14.1439 | 18.814 | 21.7754 | 26.6195 | 33.2971 | 40.5363 | 48.7566 | 58.9056 | 69.6305 | 82.5282 | 98.3907 | 118.2062 | 139.4457 | 162.3107 | 187.1765 | 214.2006 | 243.5393 | 275.0682 | 308.8857 | 345.5366 | 387.5662 | 430.8847 | 477.4944 | 528.1513 | 581.9053 | 640.3703 | 702.9622 | 769.1736 | 838.9046 | 912.7187 | 991.0469 | 1072.669 | 1157.164 | 1245.185 | 1337.49 | 1433.332 | 1526.067 | 1621.499 | 11.22% | Climate1_without secondary Impact_High_Freeze | 40.5363 | 69.6305 | 159.0497 | 275.0682 | 308.8857 | 517.293 | 769.1736 | 838.9046 | 1213.6076 | 1621.499
Scenario Name: Climate2_NoXGO_Base_Freeze ¦ Date: Wed 08/12/2020 ¦ Time: 15:55:51.20 ¦ Path: Q:\MJ\energy2020July30\2020Model ¦ Version: * ¦ | Northwest | Transportation | Average | Annual | All | LDCECC/TDEF | Electric Load with Losses, Net of Cogeneration | 2.7278 | 2.939 | 2.929 | 3.3737 | 3.5488 | 3.408 | 3.4881 | 3.7732 | 3.395 | 3.396 | 3.7584 | 6.0215 | 6.1065 | 6.1796 | 6.6158 | 6.8702 | 6.7834 | 6.8924 | 6.7309 | 6.6666 | 6.8453 | 7.2505 | 7.5505 | 8.5672 | 10.1366 | 14.1439 | 18.814 | 21.7754 | 26.6195 | 33.2971 | 40.5363 | 48.7566 | 57.2497 | 67.23 | 79.0998 | 93.5676 | 111.8139 | 131.5127 | 152.7944 | 175.8712 | 200.6528 | 227.4978 | 256.3728 | 287.4807 | 320.9899 | 358.7803 | 397.6404 | 439.3378 | 484.1773 | 531.7441 | 582.4182 | 636.1953 | 693.1912 | 753.2961 | 816.7181 | 883.0019 | 952.0193 | 1023.637 | 1097.673 | 1173.881 | 1252.166 | 1328.011 | 1405.525 | 10.82% | Climate2_without secondary Impact_Base_Freeze | 40.5363 | 67.23 | 149.6413 | 256.3728 | 287.4807 | 473.1955 | 693.1912 | 753.2961 | 1068.5928 | 1405.525
Scenario Name: Climate2_NoXGO_Low_Freeze ¦ Date: Wed 08/12/2020 ¦ Time: 17:00:38.56 ¦ Path: Q:\MJ\energy2020July30\2020Model ¦ Version: * ¦ | Northwest | Transportation | Average | Annual | All | LDCECC/TDEF | Electric Load with Losses, Net of Cogeneration | 2.7278 | 2.939 | 2.929 | 3.3737 | 3.5488 | 3.408 | 3.4881 | 3.7732 | 3.395 | 3.396 | 3.7584 | 6.0215 | 6.1065 | 6.1796 | 6.6158 | 6.8702 | 6.7834 | 6.8924 | 6.7309 | 6.6666 | 6.8453 | 7.2505 | 7.5505 | 8.5672 | 10.1366 | 14.1439 | 18.814 | 21.7754 | 26.6195 | 33.2971 | 40.5363 | 48.7566 | 55.6038 | 64.4285 | 75.0107 | 87.9395 | 104.788 | 122.86 | 142.4336 | 164.1201 | 187.4057 | 212.1687 | 240.8171 | 270.558 | 303.2659 | 340.2313 | 377.3242 | 416.7829 | 445.2074 | 486.3217 | 530.4753 | 577.6392 | 627.6425 | 679.9208 | 735.2871 | 792.918 | 851.7796 | 912.0339 | 974.1738 | 1038.633 | 1105.144 | 1168.613 | 1233.294 | 10.52% | Climate2_without secondary Impact_Low_Freeze | 40.5363 | 64.4285 | 140.1972 | 240.8171 | 270.558 | 437.5448 | 627.6425 | 679.9208 | 949.1797 | 1233.294
Scenario Name: Climate2_NoXGO_High_Freeze ¦ Date: Wed 08/12/2020 ¦ Time: 18:06:27.64 ¦ Path: Q:\MJ\energy2020July30\2020Model ¦ Version: * ¦ | Northwest | Transportation | Average | Annual | All | LDCECC/TDEF | Electric Load with Losses, Net of Cogeneration | 2.7278 | 2.939 | 2.929 | 3.3737 | 3.5488 | 3.408 | 3.4881 | 3.7732 | 3.395 | 3.396 | 3.7584 | 6.0215 | 6.1065 | 6.1796 | 6.6158 | 6.8702 | 6.7834 | 6.8924 | 6.7309 | 6.6666 | 6.8453 | 7.2505 | 7.5505 | 8.5672 | 10.1366 | 14.1439 | 18.814 | 21.7754 | 26.6195 | 33.2971 | 40.5363 | 48.7566 | 58.9056 | 69.6305 | 82.5282 | 98.3907 | 118.2062 | 139.4457 | 162.3107 | 187.1765 | 214.2006 | 243.5393 | 275.0682 | 308.8857 | 345.5366 | 387.5662 | 430.8847 | 477.4944 | 528.1513 | 581.9053 | 640.3703 | 702.9622 | 769.1736 | 838.9046 | 912.7187 | 991.0469 | 1072.669 | 1157.164 | 1245.185 | 1337.49 | 1433.332 | 1526.067 | 1621.499 | 11.22% | Climate2_without secondary Impact_High_Freeze | 40.5363 | 69.6305 | 159.0497 | 275.0682 | 308.8857 | 517.293 | 769.1736 | 838.9046 | 1213.6076 | 1621.499
Scenario Name: Climate3_NoXGO_Base_Freeze ¦ Date: Wed 08/12/2020 ¦ Time: 16:06:40.49 ¦ Path: Q:\MJ\energy2020July30\2020Model ¦ Version: * ¦ | Northwest | Transportation | Average | Annual | All | LDCECC/TDEF | Electric Load with Losses, Net of Cogeneration | 2.7278 | 2.939 | 2.929 | 3.3737 | 3.5488 | 3.408 | 3.4881 | 3.7732 | 3.395 | 3.396 | 3.7584 | 6.0215 | 6.1065 | 6.1796 | 6.6158 | 6.8702 | 6.7834 | 6.8924 | 6.7309 | 6.6666 | 6.8453 | 7.2505 | 7.5505 | 8.5672 | 10.1366 | 14.1439 | 18.814 | 21.7754 | 26.6195 | 33.2971 | 40.5363 | 48.7566 | 57.2497 | 67.23 | 79.0998 | 93.5676 | 111.8139 | 131.5127 | 152.7944 | 175.8712 | 200.6528 | 227.4978 | 256.3728 | 287.4807 | 320.9899 | 358.7803 | 397.6404 | 439.3378 | 484.1773 | 531.7441 | 582.4182 | 636.1953 | 693.1912 | 753.2961 | 816.7181 | 883.0019 | 952.0193 | 1023.637 | 1097.673 | 1173.881 | 1252.166 | 1328.011 | 1405.525 | 10.82% | Climate3_without secondary Impact_Base_Freeze | 40.5363 | 67.23 | 149.6413 | 256.3728 | 287.4807 | 473.1955 | 693.1912 | 753.2961 | 1068.5928 | 1405.525
Scenario Name: Climate3_NoXGO_Low_Freeze ¦ Date: Wed 08/12/2020 ¦ Time: 17:11:19.42 ¦ Path: Q:\MJ\energy2020July30\2020Model ¦ Version: * ¦ | Northwest | Transportation | Average | Annual | All | LDCECC/TDEF | Electric Load with Losses, Net of Cogeneration | 2.7278 | 2.939 | 2.929 | 3.3737 | 3.5488 | 3.408 | 3.4881 | 3.7732 | 3.395 | 3.396 | 3.7584 | 6.0215 | 6.1065 | 6.1796 | 6.6158 | 6.8702 | 6.7834 | 6.8924 | 6.7309 | 6.6666 | 6.8453 | 7.2505 | 7.5505 | 8.5672 | 10.1366 | 14.1439 | 18.814 | 21.7754 | 26.6195 | 33.2971 | 40.5363 | 48.7566 | 55.6038 | 64.4285 | 75.0107 | 87.9395 | 104.788 | 122.86 | 142.4336 | 164.1201 | 187.4057 | 212.1687 | 240.8171 | 270.558 | 303.2659 | 340.2313 | 377.3242 | 416.7829 | 445.2074 | 486.3217 | 530.4753 | 577.6392 | 627.6425 | 679.9208 | 735.2871 | 792.918 | 851.7796 | 912.0339 | 974.1738 | 1038.633 | 1105.144 | 1168.613 | 1233.294 | 10.52% | Climate3_without secondary Impact_Low_Freeze | 40.5363 | 64.4285 | 140.1972 | 240.8171 | 270.558 | 437.5448 | 627.6425 | 679.9208 | 949.1797 | 1233.294
Scenario Name: Climate3_NoXGO_High_Freeze ¦ Date: Wed 08/12/2020 ¦ Time: 18:17:19.32 ¦ Path: Q:\MJ\energy2020July30\2020Model ¦ Version: * ¦ | Northwest | Transportation | Average | Annual | All | LDCECC/TDEF | Electric Load with Losses, Net of Cogeneration | 2.7278 | 2.939 | 2.929 | 3.3737 | 3.5488 | 3.408 | 3.4881 | 3.7732 | 3.395 | 3.396 | 3.7584 | 6.0215 | 6.1065 | 6.1796 | 6.6158 | 6.8702 | 6.7834 | 6.8924 | 6.7309 | 6.6666 | 6.8453 | 7.2505 | 7.5505 | 8.5672 | 10.1366 | 14.1439 | 18.814 | 21.7754 | 26.6195 | 33.2971 | 40.5363 | 48.7566 | 58.9056 | 69.6305 | 82.5282 | 98.3907 | 118.2062 | 139.4457 | 162.3107 | 187.1765 | 214.2006 | 243.5393 | 275.0682 | 308.8857 | 345.5366 | 387.5662 | 430.8847 | 477.4944 | 528.1513 | 581.9053 | 640.3703 | 702.9622 | 769.1736 | 838.9046 | 912.7187 | 991.0469 | 1072.669 | 1157.164 | 1245.185 | 1337.49 | 1433.332 | 1526.067 | 1621.499 | 11.22% | Climate3_without secondary Impact_High_Freeze | 40.5363 | 69.6305 | 159.0497 | 275.0682 | 308.8857 | 517.293 | 769.1736 | 838.9046 | 1213.6076 | 1621.499
[7 empty] | Data for Graph | [64 empty] | Delta in Transportation Load due to Secondary Impacts |  |  | 2021-2030 Period |  |  | 2031-2040 Period |  |  | 2041-2050 Period
[8 empty] | 1988 | 1989 | 1990 | 1991 | 1992 | 1993 | 1994 | 1995 | 1996 | 1997 | 1998 | 1999 | 2000 | 2001 | 2002 | 2003 | 2004 | 2005 | 2006 | 2007 | 2008 | 2009 | 2010 | 2011 | 2012 | 2013 | 2014 | 2015 | 2016 | 2017 | 2018 | 2019 | 2020 | 2021 | 2022 | 2023 | 2024 | 2025 | 2026 | 2027 | 2028 | 2029 | 2030 | 2031 | 2032 | 2033 | 2034 | 2035 | 2036 | 2037 | 2038 | 2039 | 2040 | 2041 | 2042 | 2043 | 2044 | 2045 | 2046 | 2047 | 2048 | 2049 | 2050 |  | aMW |  | Minimum | Average | Maximum | Minimum | Average | Maximum | Minimum | Average | Maximum
[7 empty] | Minimum | 2.7278 | 2.939 | 2.929 | 3.3737 | 3.5488 | 3.408 | 3.4881 | 3.7732 | 3.395 | 3.396 | 3.7584 | 6.0215 | 6.1065 | 6.1796 | 6.6158 | 6.8702 | 6.7834 | 6.8924 | 6.7309 | 6.6666 | 6.8453 | 7.2505 | 7.5505 | 8.5672 | 10.1366 | 14.1439 | 18.814 | 21.7754 | 26.6195 | 33.2971 | 40.5363 | 48.7566 | 55.6038 | 64.4285 | 75.1994 | 88.7109 | 106.1639 | 124.9524 | 145.3911 | 168.1619 | 192.6823 | 218.831 | 249.4319 | 281.3904 | 316.6119 | 356.5343 | 396.9245 | 440.037 | 471.0482 | 515.741 | 563.9199 | 615.9416 | 673.0223 | 733.1429 | 796.877 | 862.736 | 930.4247 | 999.9254 | 1072.162 | 1147.418 | 1225.797 | 1300.736 | 1393.846 |  | GCM1_Base |  | 0 | 3.3788 | 8.9504 | 11.2715 | 28.414 | 51.7145 | 59.1664 | 107.5381 | 179.089
[7 empty] | Average | 2.7278 | 2.939 | 2.929 | 3.3737 | 3.5488 | 3.408 | 3.4881 | 3.7732 | 3.395 | 3.396 | 3.7584 | 6.0215 | 6.1065 | 6.1796 | 6.6158 | 6.8702 | 6.7834 | 6.8924 | 6.7309 | 6.6666 | 6.8453 | 7.2505 | 7.5505 | 8.5672 | 10.1366 | 14.1439 | 18.814 | 21.7754 | 26.6195 | 33.2971 | 40.5363 | 48.7566 | 57.253 | 67.0963 | 79.1712 | 94.1048 | 113.0613 | 133.5101 | 155.6724 | 179.9864 | 206.2863 | 234.7246 | 266.4225 | 300.3146 | 337.2413 | 379.2762 | 422.5237 | 468.9953 | 514.1904 | 566.2902 | 622.5252 | 682.8907 | 747.8294 | 816.4165 | 889.3143 | 965.8581 | 1045.6826 | 1128.4101 | 1214.7557 | 1304.787 | 1398.507 | 1489.1077 | 1600.839 |  | GCM1_Low |  | 0 | 3.1981 | 8.6148 | 10.8324 | 25.5723 | 45.3798 | 53.2221 | 97.1268 | 160.552
[7 empty] | Maximum | 2.7278 | 2.939 | 2.929 | 3.3737 | 3.5488 | 3.408 | 3.4881 | 3.7732 | 3.395 | 3.396 | 3.7584 | 6.0215 | 6.1065 | 6.1796 | 6.6158 | 6.8702 | 6.7834 | 6.8924 | 6.7309 | 6.6666 | 6.8453 | 7.2505 | 7.5505 | 8.5672 | 10.1366 | 14.1439 | 18.814 | 21.7754 | 26.6195 | 33.2971 | 40.5363 | 48.7566 | 58.9056 | 69.6305 | 82.8762 | 99.2274 | 119.7351 | 141.8032 | 165.6421 | 191.6511 | 219.9996 | 250.8755 | 284.5125 | 320.8012 | 360.2417 | 405.5731 | 452.62 | 503.3926 | 558.7921 | 617.9251 | 682.3804 | 751.6782 | 825.5602 | 903.644 | 986.8389 | 1075.357 | 1168.235 | 1264.751 | 1365.982 | 1472.42 | 1583.695 | 1691.679 | 1824.057 |  | GCM1_High |  | 0 | 3.5457 | 9.4443 | 11.9155 | 30.6034 | 56.3866 | 64.7394 | 120.0583 | 202.558
[72 empty] | GCM 2_Base |  | 0 | 3.3788 | 8.9504 | 11.2715 | 28.414 | 51.7145 | 59.1664 | 107.5381 | 179.089
[72 empty] | GCM 2_Low |  | 0 | 3.1981 | 8.6148 | 10.8324 | 25.5723 | 45.3798 | 53.2221 | 97.1268 | 160.552
[72 empty] | GCM 2_High |  | 0 | 3.5457 | 9.4443 | 11.9155 | 30.6034 | 56.3866 | 64.7394 | 120.0583 | 202.558
[72 empty] | GCM 3_Base |  | 0 | 3.3788 | 8.9504 | 11.2715 | 28.414 | 51.7145 | 59.1664 | 107.5381 | 179.089
[72 empty] | GCM 3_Low |  | 0 | 3.1981 | 8.6148 | 10.8324 | 25.5723 | 45.3798 | 53.2221 | 97.1268 | 160.552
[72 empty] | GCM 3_High |  | 0 | 3.5457 | 9.4443 | 11.9155 | 30.6034 | 56.3866 | 64.7394 | 120.0583 | 202.558
[72 empty] | GCM1_Base_FE |  | 0 | 3.3788 | 8.9504 | 11.2715 | 28.414 | 51.7145 | 59.1664 | 107.5381 | 179.089
[72 empty] | GCM1_Low_FE |  | 0 | 3.1981 | 8.6148 | 10.8324 | 25.5723 | 45.3798 | 53.2221 | 97.1268 | 160.552
[72 empty] | GCM1_High_FE |  | 0 | 3.5457 | 9.4443 | 11.9155 | 30.6034 | 56.3866 | 64.7394 | 120.0583 | 202.558
[72 empty] | GCM 2_Base_FE |  | 0 | 3.3788 | 8.9504 | 11.2715 | 28.414 | 51.7145 | 59.1664 | 107.5381 | 179.089
[72 empty] | GCM 2_Low_FE |  | 0 | 3.1981 | 8.6148 | 10.8324 | 25.5723 | 45.3798 | 53.2221 | 97.1268 | 160.552
[72 empty] | GCM 2_High_FE |  | 0 | 3.5457 | 9.4443 | 11.9155 | 30.6034 | 56.3866 | 64.7394 | 120.0583 | 202.558
[72 empty] | GCM 3_Base_FE |  | 0 | 3.3788 | 8.9504 | 11.2715 | 28.414 | 51.7145 | 59.1664 | 107.5381 | 179.089
[72 empty] | GCM 3_Low_FE |  | 0 | 3.1981 | 8.6148 | 10.8324 | 25.5723 | 45.3798 | 53.2221 | 97.1268 | 160.552
[72 empty] | GCM 3_High_FE |  | 0 | 3.5457 | 9.4443 | 11.9155 | 30.6034 | 56.3866 | 64.7394 | 120.0583 | 202.558

## All Irrigation
Regional Irrigation Load across range of climate change models aMW
LDCECC/TDEF: Northwest - Irrigation - Average - Annual - All - Electric Load with Losses, Net of Cogeneration - aMW -
[71 empty] | AAGR |  |  |  | 2021-2030 Period |  |  | 2031-2040 Period |  |  | 2041-2050 Period
[8 empty] | 1988 | 1989 | 1990 | 1991 | 1992 | 1993 | 1994 | 1995 | 1996 | 1997 | 1998 | 1999 | 2000 | 2001 | 2002 | 2003 | 2004 | 2005 | 2006 | 2007 | 2008 | 2009 | 2010 | 2011 | 2012 | 2013 | 2014 | 2015 | 2016 | 2017 | 2018 | 2019 | 2020 | 2021 | 2022 | 2023 | 2024 | 2025 | 2026 | 2027 | 2028 | 2029 | 2030 | 2031 | 2032 | 2033 | 2034 | 2035 | 2036 | 2037 | 2038 | 2039 | 2040 | 2041 | 2042 | 2043 | 2044 | 2045 | 2046 | 2047 | 2048 | 2049 | 2050 | 2022-2050 | Irrigation Loads without Climate Change | 2018 | Minimum | Average | Maximum | Minimum | Average | Maximum | Minimum | Average | Maximum
Scenario Name: BaseCase ¦ Date: Thu 07/30/2020 ¦ Time: 10:25:08.56 ¦ Path: Q:\MJ\energy2020July30\2020Model ¦ Version: * ¦ | Northwest | Irrigation | Average | Annual | All | LDCECC/TDEF | Electric Load with Losses, Net of Cogeneration | 906.4831 | 900.4503 | 927.942 | 892.9443 | 995.5811 | 800.9564 | 972.4722 | 857.7204 | 875.1489 | 878.4275 | 738.6893 | 789.9031 | 822.9843 | 969.1024 | 1015.345 | 843.4376 | 795.8665 | 730.4471 | 719.9991 | 821.0583 | 815.2175 | 775.4702 | 694.0217 | 711.5232 | 812.8751 | 841.9742 | 950.4051 | 1028.204 | 986.6418 | 973.2398 | 975.1016 | 985.289 | 989.605 | 998.3979 | 1005.846 | 1010.789 | 1013.656 | 1019.304 | 1016.665 | 1012.948 | 1013.465 | 1012.316 | 1017.84 | 1018.714 | 1018.089 | 1019.779 | 1022.154 | 1030.635 | 1035.244 | 1039.604 | 1044.222 | 1049.263 | 1056.703 | 1063.214 | 1069.481 | 1074.761 | 1080.722 | 1086.556 | 1094.526 | 1102.606 | 1110.937 | 1119.389 | 1128.111 | 0.4105% | Base Economic Growth | 975.1016 | 998.3979 | 1012.1227 | 1019.304 | 1018.089 | 1033.4407 | 1056.703 | 1063.214 | 1093.0303 | 1128.111
Scenario Name: LowCaseScenario ¦ Date: Thu 07/30/2020 ¦ Time: 10:39:56.41 ¦ Path: Q:\MJ\energy2020July30\2020Model ¦ Version: * ¦ | Northwest | Irrigation | Average | Annual | All | LDCECC/TDEF | Electric Load with Losses, Net of Cogeneration | 906.4831 | 900.4503 | 927.942 | 892.9443 | 995.5811 | 800.9564 | 972.4722 | 857.7204 | 875.1489 | 878.4275 | 738.6893 | 789.9031 | 822.9843 | 969.1024 | 1015.345 | 843.4376 | 795.8665 | 730.4471 | 719.9991 | 821.0583 | 815.2175 | 775.4702 | 694.0217 | 711.5232 | 812.8751 | 841.9742 | 950.4051 | 1028.204 | 986.6418 | 973.2398 | 975.1016 | 985.289 | 1006.72 | 1004.228 | 998.8491 | 992.1972 | 984.6423 | 981.6318 | 974.3926 | 967.3904 | 960.7928 | 954.4272 | 952.5633 | 947.5015 | 943.244 | 939.251 | 935.1504 | 935.9119 | 933.0386 | 930.1266 | 927.2936 | 924.6971 | 922.387 | 920.1896 | 918.191 | 916.3159 | 914.6024 | 912.9518 | 911.415 | 909.8986 | 908.4848 | 907.1974 | 905.9989 | -0.3478% | Low Economic Growth | 975.1016 | 952.5633 | 977.1115 | 1004.228 | 922.387 | 933.8602 | 947.5015 | 905.9989 | 912.5245 | 920.1896
Scenario Name: HighCaseScenario ¦ Date: Thu 07/30/2020 ¦ Time: 10:53:48.07 ¦ Path: Q:\MJ\energy2020July30\2020Model ¦ Version: * ¦ | Northwest | Irrigation | Average | Annual | All | LDCECC/TDEF | Electric Load with Losses, Net of Cogeneration | 906.4831 | 900.4503 | 927.942 | 892.9443 | 995.5811 | 800.9564 | 972.4722 | 857.7204 | 875.1489 | 878.4275 | 738.6893 | 789.9031 | 822.9843 | 969.1024 | 1015.345 | 843.4376 | 795.8665 | 730.4471 | 719.9991 | 821.0583 | 815.2175 | 775.4702 | 694.0217 | 711.5232 | 812.8751 | 841.9742 | 950.4051 | 1028.204 | 986.6418 | 973.2398 | 975.1016 | 985.289 | 1031.187 | 1045.732 | 1060.388 | 1071.675 | 1119.985 | 1140.914 | 1152.421 | 1162.366 | 1177.025 | 1189.355 | 1208.824 | 1223.725 | 1236.834 | 1252.714 | 1269.531 | 1293.853 | 1314.005 | 1333.514 | 1354.857 | 1377.045 | 1402.717 | 1428.654 | 1454.975 | 1479.771 | 1505.025 | 1529.523 | 1555.07 | 1581.359 | 1608.989 | 1636.416 | 1664.36 | 1.623% | High Economic Growth | 975.1016 | 1045.732 | 1132.8685 | 1208.824 | 1223.725 | 1305.8795 | 1402.717 | 1428.654 | 1544.4142 | 1664.36
With Direct and Indirect Climate Change Impact
Scenario Name: Climate1_XGO_Base_NoFreeze ¦ Date: Wed 08/12/2020 ¦ Time: 12:54:03.34 ¦ Path: Q:\MJ\energy2020July30\2020Model ¦ Version: * ¦ | Northwest | Irrigation | Average | Annual | All | LDCECC/TDEF | Electric Load with Losses, Net of Cogeneration | 906.4831 | 900.4503 | 927.942 | 892.9443 | 995.5811 | 800.9564 | 972.4722 | 857.7204 | 875.1489 | 878.4275 | 738.6893 | 789.9031 | 822.9843 | 969.1024 | 1015.345 | 843.4376 | 795.8665 | 730.4471 | 719.9991 | 821.0583 | 815.2175 | 775.4702 | 694.0217 | 711.5232 | 812.8751 | 841.9742 | 950.4051 | 1028.204 | 986.6418 | 973.2398 | 975.1016 | 985.289 | 989.605 | 998.3979 | 1006.919 | 1012.967 | 1016.899 | 1023.601 | 1021.976 | 1019.298 | 1020.827 | 1020.664 | 1027.552 | 1029.738 | 1030.307 | 1033.202 | 1036.874 | 1046.704 | 1052.624 | 1058.292 | 1064.215 | 1070.561 | 1079.449 | 1087.417 | 1095.071 | 1101.741 | 1109.076 | 1116.319 | 1125.706 | 1135.252 | 1145.048 | 1154.979 | 1168.746 | 0.5337% | GCM1_Base | 975.1016 | 998.3979 | 1016.9101 | 1027.552 | 1029.738 | 1050.1966 | 1079.449 | 1087.417 | 1123.9355 | 1168.746
Scenario Name: Climate1_XGO_Low_NoFreeze ¦ Date: Wed 08/12/2020 ¦ Time: 13:58:52.82 ¦ Path: Q:\MJ\energy2020July30\2020Model ¦ Version: * ¦ | Northwest | Irrigation | Average | Annual | All | LDCECC/TDEF | Electric Load with Losses, Net of Cogeneration | 906.4831 | 900.4503 | 927.942 | 892.9443 | 995.5811 | 800.9564 | 972.4722 | 857.7204 | 875.1489 | 878.4275 | 738.6893 | 789.9031 | 822.9843 | 969.1024 | 1015.345 | 843.4376 | 795.8665 | 730.4471 | 719.9991 | 821.0583 | 815.2175 | 775.4702 | 694.0217 | 711.5232 | 812.8751 | 841.9742 | 950.4051 | 1028.204 | 986.6418 | 973.2398 | 975.1016 | 985.289 | 1006.72 | 1004.228 | 999.9208 | 994.3424 | 987.8041 | 985.7827 | 979.5043 | 973.4203 | 967.6317 | 962.149 | 961.4884 | 957.5856 | 954.4843 | 951.6046 | 948.5791 | 950.416 | 948.5714 | 946.6728 | 944.8102 | 943.1477 | 941.8171 | 940.6005 | 939.5079 | 938.5402 | 937.6888 | 936.8992 | 936.1768 | 935.4738 | 934.8525 | 934.324 | 936.5358 | -0.2336% | GCM1_Low | 975.1016 | 961.4884 | 981.6272 | 1004.228 | 941.8171 | 948.7689 | 957.5856 | 934.324 | 937.06 | 940.6005
Scenario Name: Climate1_XGO_High_NoFreeze ¦ Date: Wed 08/12/2020 ¦ Time: 15:07:35.54 ¦ Path: Q:\MJ\energy2020July30\2020Model ¦ Version: * ¦ | Northwest | Irrigation | Average | Annual | All | LDCECC/TDEF | Electric Load with Losses, Net of Cogeneration | 906.4831 | 900.4503 | 927.942 | 892.9443 | 995.5811 | 800.9564 | 972.4722 | 857.7204 | 875.1489 | 878.4275 | 738.6893 | 789.9031 | 822.9843 | 969.1024 | 1015.345 | 843.4376 | 795.8665 | 730.4471 | 719.9991 | 821.0583 | 815.2175 | 775.4702 | 694.0217 | 711.5232 | 812.8751 | 841.9742 | 950.4051 | 1028.204 | 986.6418 | 973.2398 | 975.1016 | 985.289 | 1031.187 | 1045.732 | 1061.503 | 1073.962 | 1123.568 | 1145.756 | 1158.524 | 1169.796 | 1185.795 | 1199.472 | 1220.797 | 1237.559 | 1252.556 | 1270.379 | 1289.189 | 1315.654 | 1337.95 | 1359.652 | 1383.277 | 1407.811 | 1436.102 | 1464.794 | 1493.869 | 1521.481 | 1549.593 | 1577.04 | 1605.545 | 1634.94 | 1665.805 | 1696.502 | 1733.905 | 1.768% | GCM1_High | 975.1016 | 1045.732 | 1138.4905 | 1220.797 | 1237.559 | 1329.0129 | 1436.102 | 1464.794 | 1594.3474 | 1733.905
Scenario Name: Climate2_XGO_Base_NoFreeze ¦ Date: Wed 08/12/2020 ¦ Time: 13:04:48.45 ¦ Path: Q:\MJ\energy2020July30\2020Model ¦ Version: * ¦ | Northwest | Irrigation | Average | Annual | All | LDCECC/TDEF | Electric Load with Losses, Net of Cogeneration | 906.4831 | 900.4503 | 927.942 | 892.9443 | 995.5811 | 800.9564 | 972.4722 | 857.7204 | 875.1489 | 878.4275 | 738.6893 | 789.9031 | 822.9843 | 969.1024 | 1015.345 | 843.4376 | 795.8665 | 730.4471 | 719.9991 | 821.0583 | 815.2175 | 775.4702 | 694.0217 | 711.5232 | 812.8751 | 841.9742 | 950.4051 | 1028.204 | 986.6418 | 973.2398 | 975.1016 | 985.289 | 989.605 | 998.3979 | 1006.919 | 1012.967 | 1016.899 | 1023.601 | 1021.976 | 1019.298 | 1020.827 | 1020.664 | 1027.552 | 1029.738 | 1030.307 | 1033.202 | 1036.874 | 1046.704 | 1052.624 | 1058.292 | 1064.215 | 1070.561 | 1079.449 | 1087.417 | 1095.071 | 1101.741 | 1109.076 | 1116.319 | 1125.706 | 1135.252 | 1145.048 | 1154.979 | 1168.746 | 0.5337% | GCM 2_Base | 975.1016 | 998.3979 | 1016.9101 | 1027.552 | 1029.738 | 1050.1966 | 1079.449 | 1087.417 | 1123.9355 | 1168.746
Scenario Name: Climate2_XGO_Low_NoFreeze ¦ Date: Wed 08/12/2020 ¦ Time: 14:10:06.27 ¦ Path: Q:\MJ\energy2020July30\2020Model ¦ Version: * ¦ | Northwest | Irrigation | Average | Annual | All | LDCECC/TDEF | Electric Load with Losses, Net of Cogeneration | 906.4831 | 900.4503 | 927.942 | 892.9443 | 995.5811 | 800.9564 | 972.4722 | 857.7204 | 875.1489 | 878.4275 | 738.6893 | 789.9031 | 822.9843 | 969.1024 | 1015.345 | 843.4376 | 795.8665 | 730.4471 | 719.9991 | 821.0583 | 815.2175 | 775.4702 | 694.0217 | 711.5232 | 812.8751 | 841.9742 | 950.4051 | 1028.204 | 986.6418 | 973.2398 | 975.1016 | 985.289 | 1006.72 | 1004.228 | 999.9208 | 994.3424 | 987.8041 | 985.7827 | 979.5043 | 973.4203 | 967.6317 | 962.149 | 961.4884 | 957.5856 | 954.4843 | 951.6046 | 948.5791 | 950.416 | 948.5714 | 946.6728 | 944.8102 | 943.1477 | 941.8171 | 940.6005 | 939.5079 | 938.5402 | 937.6888 | 936.8992 | 936.1768 | 935.4738 | 934.8525 | 934.324 | 936.5358 | -0.2336% | GCM 2_Low | 975.1016 | 961.4884 | 981.6272 | 1004.228 | 941.8171 | 948.7689 | 957.5856 | 934.324 | 937.06 | 940.6005
Scenario Name: Climate2_XGO_High_NoFreeze ¦ Date: Wed 08/12/2020 ¦ Time: 15:19:27.25 ¦ Path: Q:\MJ\energy2020July30\2020Model ¦ Version: * ¦ | Northwest | Irrigation | Average | Annual | All | LDCECC/TDEF | Electric Load with Losses, Net of Cogeneration | 906.4831 | 900.4503 | 927.942 | 892.9443 | 995.5811 | 800.9564 | 972.4722 | 857.7204 | 875.1489 | 878.4275 | 738.6893 | 789.9031 | 822.9843 | 969.1024 | 1015.345 | 843.4376 | 795.8665 | 730.4471 | 719.9991 | 821.0583 | 815.2175 | 775.4702 | 694.0217 | 711.5232 | 812.8751 | 841.9742 | 950.4051 | 1028.204 | 986.6418 | 973.2398 | 975.1016 | 985.289 | 1031.187 | 1045.732 | 1061.503 | 1073.962 | 1123.568 | 1145.756 | 1158.524 | 1169.796 | 1185.795 | 1199.472 | 1220.797 | 1237.559 | 1252.556 | 1270.379 | 1289.189 | 1315.654 | 1337.95 | 1359.652 | 1383.277 | 1407.811 | 1436.102 | 1464.794 | 1493.869 | 1521.481 | 1549.593 | 1577.04 | 1605.545 | 1634.94 | 1665.805 | 1696.502 | 1733.905 | 1.768% | GCM 2_High | 975.1016 | 1045.732 | 1138.4905 | 1220.797 | 1237.559 | 1329.0129 | 1436.102 | 1464.794 | 1594.3474 | 1733.905
Scenario Name: Climate3_XGO_Base_NoFreeze ¦ Date: Wed 08/12/2020 ¦ Time: 13:15:27.46 ¦ Path: Q:\MJ\energy2020July30\2020Model ¦ Version: * ¦ | Northwest | Irrigation | Average | Annual | All | LDCECC/TDEF | Electric Load with Losses, Net of Cogeneration | 906.4831 | 900.4503 | 927.942 | 892.9443 | 995.5811 | 800.9564 | 972.4722 | 857.7204 | 875.1489 | 878.4275 | 738.6893 | 789.9031 | 822.9843 | 969.1024 | 1015.345 | 843.4376 | 795.8665 | 730.4471 | 719.9991 | 821.0583 | 815.2175 | 775.4702 | 694.0217 | 711.5232 | 812.8751 | 841.9742 | 950.4051 | 1028.204 | 986.6418 | 973.2398 | 975.1016 | 985.289 | 989.605 | 998.3979 | 1006.919 | 1012.967 | 1016.899 | 1023.601 | 1021.976 | 1019.298 | 1020.827 | 1020.664 | 1027.552 | 1029.738 | 1030.307 | 1033.202 | 1036.874 | 1046.704 | 1052.624 | 1058.292 | 1064.215 | 1070.561 | 1079.449 | 1087.417 | 1095.071 | 1101.741 | 1109.076 | 1116.319 | 1125.706 | 1135.252 | 1145.048 | 1154.979 | 1168.746 | 0.5337% | GCM 3_Base | 975.1016 | 998.3979 | 1016.9101 | 1027.552 | 1029.738 | 1050.1966 | 1079.449 | 1087.417 | 1123.9355 | 1168.746
Scenario Name: Climate3_XGO_Low_NoFreeze ¦ Date: Wed 08/12/2020 ¦ Time: 14:21:42.35 ¦ Path: Q:\MJ\energy2020July30\2020Model ¦ Version: * ¦ | Northwest | Irrigation | Average | Annual | All | LDCECC/TDEF | Electric Load with Losses, Net of Cogeneration | 906.4831 | 900.4503 | 927.942 | 892.9443 | 995.5811 | 800.9564 | 972.4722 | 857.7204 | 875.1489 | 878.4275 | 738.6893 | 789.9031 | 822.9843 | 969.1024 | 1015.345 | 843.4376 | 795.8665 | 730.4471 | 719.9991 | 821.0583 | 815.2175 | 775.4702 | 694.0217 | 711.5232 | 812.8751 | 841.9742 | 950.4051 | 1028.204 | 986.6418 | 973.2398 | 975.1016 | 985.289 | 1006.72 | 1004.228 | 999.9208 | 994.3424 | 987.8041 | 985.7827 | 979.5043 | 973.4203 | 967.6317 | 962.149 | 961.4884 | 957.5856 | 954.4843 | 951.6046 | 948.5791 | 950.416 | 948.5714 | 946.6728 | 944.8102 | 943.1477 | 941.8171 | 940.6005 | 939.5079 | 938.5402 | 937.6888 | 936.8992 | 936.1768 | 935.4738 | 934.8525 | 934.324 | 936.5358 | -0.2336% | GCM 3_Low | 975.1016 | 961.4884 | 981.6272 | 1004.228 | 941.8171 | 948.7689 | 957.5856 | 934.324 | 937.06 | 940.6005
Scenario Name: Climate3_XGO_High_NoFreeze ¦ Date: Wed 08/12/2020 ¦ Time: 15:31:01.78 ¦ Path: Q:\MJ\energy2020July30\2020Model ¦ Version: * ¦ | Northwest | Irrigation | Average | Annual | All | LDCECC/TDEF | Electric Load with Losses, Net of Cogeneration | 906.4831 | 900.4503 | 927.942 | 892.9443 | 995.5811 | 800.9564 | 972.4722 | 857.7204 | 875.1489 | 878.4275 | 738.6893 | 789.9031 | 822.9843 | 969.1024 | 1015.345 | 843.4376 | 795.8665 | 730.4471 | 719.9991 | 821.0583 | 815.2175 | 775.4702 | 694.0217 | 711.5232 | 812.8751 | 841.9742 | 950.4051 | 1028.204 | 986.6418 | 973.2398 | 975.1016 | 985.289 | 1031.187 | 1045.732 | 1061.503 | 1073.962 | 1123.568 | 1145.756 | 1158.524 | 1169.796 | 1185.795 | 1199.472 | 1220.797 | 1237.559 | 1252.556 | 1270.379 | 1289.189 | 1315.654 | 1337.95 | 1359.652 | 1383.277 | 1407.811 | 1436.102 | 1464.794 | 1493.869 | 1521.481 | 1549.593 | 1577.04 | 1605.545 | 1634.94 | 1665.805 | 1696.502 | 1733.905 | 1.768% | GCM 3_High | 975.1016 | 1045.732 | 1138.4905 | 1220.797 | 1237.559 | 1329.0129 | 1436.102 | 1464.794 | 1594.3474 | 1733.905
Scenario Name: Climate1_XGO_Base_Freeze ¦ Date: Wed 08/12/2020 ¦ Time: 16:17:29.68 ¦ Path: Q:\MJ\energy2020July30\2020Model ¦ Version: * ¦ | Northwest | Irrigation | Average | Annual | All | LDCECC/TDEF | Electric Load with Losses, Net of Cogeneration | 906.4831 | 900.4503 | 927.942 | 892.9443 | 995.5811 | 800.9564 | 972.4722 | 857.7204 | 875.1489 | 878.4275 | 738.6893 | 789.9031 | 822.9843 | 969.1024 | 1015.345 | 843.4376 | 795.8665 | 730.4471 | 719.9991 | 821.0583 | 815.2175 | 775.4702 | 694.0217 | 711.5232 | 812.8751 | 841.9742 | 950.4051 | 1028.204 | 986.6418 | 973.2398 | 975.1016 | 985.289 | 989.605 | 998.3979 | 1006.919 | 1012.967 | 1016.899 | 1023.601 | 1021.976 | 1019.298 | 1020.827 | 1020.664 | 1027.552 | 1029.738 | 1030.307 | 1033.202 | 1036.874 | 1046.704 | 1052.624 | 1058.292 | 1064.215 | 1070.561 | 1079.449 | 1087.417 | 1095.071 | 1101.741 | 1109.076 | 1116.319 | 1125.706 | 1135.252 | 1145.048 | 1154.979 | 1168.746 | 0.5337% | GCM1_Base_FE | 975.1016 | 998.3979 | 1016.9101 | 1027.552 | 1029.738 | 1050.1966 | 1079.449 | 1087.417 | 1123.9355 | 1168.746
Scenario Name: Climate1_XGO_Low_Freeze ¦ Date: Wed 08/12/2020 ¦ Time: 17:22:25.44 ¦ Path: Q:\MJ\energy2020July30\2020Model ¦ Version: * ¦ | Northwest | Irrigation | Average | Annual | All | LDCECC/TDEF | Electric Load with Losses, Net of Cogeneration | 906.4831 | 900.4503 | 927.942 | 892.9443 | 995.5811 | 800.9564 | 972.4722 | 857.7204 | 875.1489 | 878.4275 | 738.6893 | 789.9031 | 822.9843 | 969.1024 | 1015.345 | 843.4376 | 795.8665 | 730.4471 | 719.9991 | 821.0583 | 815.2175 | 775.4702 | 694.0217 | 711.5232 | 812.8751 | 841.9742 | 950.4051 | 1028.204 | 986.6418 | 973.2398 | 975.1016 | 985.289 | 1006.72 | 1004.228 | 999.9208 | 994.3424 | 987.8041 | 985.7827 | 979.5043 | 973.4203 | 967.6317 | 962.149 | 961.4884 | 957.5856 | 954.4843 | 951.6046 | 948.5791 | 950.416 | 948.5714 | 946.6728 | 944.8102 | 943.1477 | 941.8171 | 940.6005 | 939.5079 | 938.5402 | 937.6888 | 936.8992 | 936.1768 | 935.4738 | 934.8525 | 934.324 | 936.5358 | -0.2336% | GCM1_Low_FE | 975.1016 | 961.4884 | 981.6272 | 1004.228 | 941.8171 | 948.7689 | 957.5856 | 934.324 | 937.06 | 940.6005
Scenario Name: Climate1_XGO_High_Freeze ¦ Date: Wed 08/12/2020 ¦ Time: 18:27:55.80 ¦ Path: Q:\MJ\energy2020July30\2020Model ¦ Version: * ¦ | Northwest | Irrigation | Average | Annual | All | LDCECC/TDEF | Electric Load with Losses, Net of Cogeneration | 906.4831 | 900.4503 | 927.942 | 892.9443 | 995.5811 | 800.9564 | 972.4722 | 857.7204 | 875.1489 | 878.4275 | 738.6893 | 789.9031 | 822.9843 | 969.1024 | 1015.345 | 843.4376 | 795.8665 | 730.4471 | 719.9991 | 821.0583 | 815.2175 | 775.4702 | 694.0217 | 711.5232 | 812.8751 | 841.9742 | 950.4051 | 1028.204 | 986.6418 | 973.2398 | 975.1016 | 985.289 | 1031.187 | 1045.732 | 1061.503 | 1073.962 | 1123.568 | 1145.756 | 1158.524 | 1169.796 | 1185.795 | 1199.472 | 1220.797 | 1237.559 | 1252.556 | 1270.379 | 1289.189 | 1315.654 | 1337.95 | 1359.652 | 1383.277 | 1407.811 | 1436.102 | 1464.794 | 1493.869 | 1521.481 | 1549.593 | 1577.04 | 1605.545 | 1634.94 | 1665.805 | 1696.502 | 1733.905 | 1.768% | GCM1_High_FE | 975.1016 | 1045.732 | 1138.4905 | 1220.797 | 1237.559 | 1329.0129 | 1436.102 | 1464.794 | 1594.3474 | 1733.905
Scenario Name: Climate2_XGO_Base_Freeze ¦ Date: Wed 08/12/2020 ¦ Time: 16:28:06.97 ¦ Path: Q:\MJ\energy2020July30\2020Model ¦ Version: * ¦ | Northwest | Irrigation | Average | Annual | All | LDCECC/TDEF | Electric Load with Losses, Net of Cogeneration | 906.4831 | 900.4503 | 927.942 | 892.9443 | 995.5811 | 800.9564 | 972.4722 | 857.7204 | 875.1489 | 878.4275 | 738.6893 | 789.9031 | 822.9843 | 969.1024 | 1015.345 | 843.4376 | 795.8665 | 730.4471 | 719.9991 | 821.0583 | 815.2175 | 775.4702 | 694.0217 | 711.5232 | 812.8751 | 841.9742 | 950.4051 | 1028.204 | 986.6418 | 973.2398 | 975.1016 | 985.289 | 989.605 | 998.3979 | 1006.919 | 1012.967 | 1016.899 | 1023.601 | 1021.976 | 1019.298 | 1020.827 | 1020.664 | 1027.552 | 1029.738 | 1030.307 | 1033.202 | 1036.874 | 1046.704 | 1052.624 | 1058.292 | 1064.215 | 1070.561 | 1079.449 | 1087.417 | 1095.071 | 1101.741 | 1109.076 | 1116.319 | 1125.706 | 1135.252 | 1145.048 | 1154.979 | 1168.746 | 0.5337% | GCM 2_Base_FE | 975.1016 | 998.3979 | 1016.9101 | 1027.552 | 1029.738 | 1050.1966 | 1079.449 | 1087.417 | 1123.9355 | 1168.746
Scenario Name: Climate2_XGO_Low_Freeze ¦ Date: Wed 08/12/2020 ¦ Time: 17:33:26.32 ¦ Path: Q:\MJ\energy2020July30\2020Model ¦ Version: * ¦ | Northwest | Irrigation | Average | Annual | All | LDCECC/TDEF | Electric Load with Losses, Net of Cogeneration | 906.4831 | 900.4503 | 927.942 | 892.9443 | 995.5811 | 800.9564 | 972.4722 | 857.7204 | 875.1489 | 878.4275 | 738.6893 | 789.9031 | 822.9843 | 969.1024 | 1015.345 | 843.4376 | 795.8665 | 730.4471 | 719.9991 | 821.0583 | 815.2175 | 775.4702 | 694.0217 | 711.5232 | 812.8751 | 841.9742 | 950.4051 | 1028.204 | 986.6418 | 973.2398 | 975.1016 | 985.289 | 1006.72 | 1004.228 | 999.9208 | 994.3424 | 987.8041 | 985.7827 | 979.5043 | 973.4203 | 967.6317 | 962.149 | 961.4884 | 957.5856 | 954.4843 | 951.6046 | 948.5791 | 950.416 | 948.5714 | 946.6728 | 944.8102 | 943.1477 | 941.8171 | 940.6005 | 939.5079 | 938.5402 | 937.6888 | 936.8992 | 936.1768 | 935.4738 | 934.8525 | 934.324 | 936.5358 | -0.2336% | GCM 2_Low_FE | 975.1016 | 961.4884 | 981.6272 | 1004.228 | 941.8171 | 948.7689 | 957.5856 | 934.324 | 937.06 | 940.6005
Scenario Name: Climate2_XGO_High_Freeze ¦ Date: Wed 08/12/2020 ¦ Time: 18:38:34.10 ¦ Path: Q:\MJ\energy2020July30\2020Model ¦ Version: * ¦ | Northwest | Irrigation | Average | Annual | All | LDCECC/TDEF | Electric Load with Losses, Net of Cogeneration | 906.4831 | 900.4503 | 927.942 | 892.9443 | 995.5811 | 800.9564 | 972.4722 | 857.7204 | 875.1489 | 878.4275 | 738.6893 | 789.9031 | 822.9843 | 969.1024 | 1015.345 | 843.4376 | 795.8665 | 730.4471 | 719.9991 | 821.0583 | 815.2175 | 775.4702 | 694.0217 | 711.5232 | 812.8751 | 841.9742 | 950.4051 | 1028.204 | 986.6418 | 973.2398 | 975.1016 | 985.289 | 1031.187 | 1045.732 | 1061.503 | 1073.962 | 1123.568 | 1145.756 | 1158.524 | 1169.796 | 1185.795 | 1199.472 | 1220.797 | 1237.559 | 1252.556 | 1270.379 | 1289.189 | 1315.654 | 1337.95 | 1359.652 | 1383.277 | 1407.811 | 1436.102 | 1464.794 | 1493.869 | 1521.481 | 1549.593 | 1577.04 | 1605.545 | 1634.94 | 1665.805 | 1696.502 | 1733.905 | 1.768% | GCM 2_High_FE | 975.1016 | 1045.732 | 1138.4905 | 1220.797 | 1237.559 | 1329.0129 | 1436.102 | 1464.794 | 1594.3474 | 1733.905
Scenario Name: Climate3_XGO_Base_Freeze ¦ Date: Wed 08/12/2020 ¦ Time: 16:38:58.68 ¦ Path: Q:\MJ\energy2020July30\2020Model ¦ Version: * ¦ | Northwest | Irrigation | Average | Annual | All | LDCECC/TDEF | Electric Load with Losses, Net of Cogeneration | 906.4831 | 900.4503 | 927.942 | 892.9443 | 995.5811 | 800.9564 | 972.4722 | 857.7204 | 875.1489 | 878.4275 | 738.6893 | 789.9031 | 822.9843 | 969.1024 | 1015.345 | 843.4376 | 795.8665 | 730.4471 | 719.9991 | 821.0583 | 815.2175 | 775.4702 | 694.0217 | 711.5232 | 812.8751 | 841.9742 | 950.4051 | 1028.204 | 986.6418 | 973.2398 | 975.1016 | 985.289 | 989.605 | 998.3979 | 1006.919 | 1012.967 | 1016.899 | 1023.601 | 1021.976 | 1019.298 | 1020.827 | 1020.664 | 1027.552 | 1029.738 | 1030.307 | 1033.202 | 1036.874 | 1046.704 | 1052.624 | 1058.292 | 1064.215 | 1070.561 | 1079.449 | 1087.417 | 1095.071 | 1101.741 | 1109.076 | 1116.319 | 1125.706 | 1135.252 | 1145.048 | 1154.979 | 1168.746 | 0.5337% | GCM 3_Base_FE | 975.1016 | 998.3979 | 1016.9101 | 1027.552 | 1029.738 | 1050.1966 | 1079.449 | 1087.417 | 1123.9355 | 1168.746
Scenario Name: Climate3_XGO_Low_Freeze ¦ Date: Wed 08/12/2020 ¦ Time: 17:44:14.68 ¦ Path: Q:\MJ\energy2020July30\2020Model ¦ Version: * ¦ | Northwest | Irrigation | Average | Annual | All | LDCECC/TDEF | Electric Load with Losses, Net of Cogeneration | 906.4831 | 900.4503 | 927.942 | 892.9443 | 995.5811 | 800.9564 | 972.4722 | 857.7204 | 875.1489 | 878.4275 | 738.6893 | 789.9031 | 822.9843 | 969.1024 | 1015.345 | 843.4376 | 795.8665 | 730.4471 | 719.9991 | 821.0583 | 815.2175 | 775.4702 | 694.0217 | 711.5232 | 812.8751 | 841.9742 | 950.4051 | 1028.204 | 986.6418 | 973.2398 | 975.1016 | 985.289 | 1006.72 | 1004.228 | 999.9208 | 994.3424 | 987.8041 | 985.7827 | 979.5043 | 973.4203 | 967.6317 | 962.149 | 961.4884 | 957.5856 | 954.4843 | 951.6046 | 948.5791 | 950.416 | 948.5714 | 946.6728 | 944.8102 | 943.1477 | 941.8171 | 940.6005 | 939.5079 | 938.5402 | 937.6888 | 936.8992 | 936.1768 | 935.4738 | 934.8525 | 934.324 | 936.5358 | -0.2336% | GCM 3_Low_FE | 975.1016 | 961.4884 | 981.6272 | 1004.228 | 941.8171 | 948.7689 | 957.5856 | 934.324 | 937.06 | 940.6005
Scenario Name: Climate3_XGO_High_Freeze ¦ Date: Wed 08/12/2020 ¦ Time: 18:49:23.12 ¦ Path: Q:\MJ\energy2020July30\2020Model ¦ Version: * ¦ | Northwest | Irrigation | Average | Annual | All | LDCECC/TDEF | Electric Load with Losses, Net of Cogeneration | 906.4831 | 900.4503 | 927.942 | 892.9443 | 995.5811 | 800.9564 | 972.4722 | 857.7204 | 875.1489 | 878.4275 | 738.6893 | 789.9031 | 822.9843 | 969.1024 | 1015.345 | 843.4376 | 795.8665 | 730.4471 | 719.9991 | 821.0583 | 815.2175 | 775.4702 | 694.0217 | 711.5232 | 812.8751 | 841.9742 | 950.4051 | 1028.204 | 986.6418 | 973.2398 | 975.1016 | 985.289 | 1031.187 | 1045.732 | 1061.503 | 1073.962 | 1123.568 | 1145.756 | 1158.524 | 1169.796 | 1185.795 | 1199.472 | 1220.797 | 1237.559 | 1252.556 | 1270.379 | 1289.189 | 1315.654 | 1337.95 | 1359.652 | 1383.277 | 1407.811 | 1436.102 | 1464.794 | 1493.869 | 1521.481 | 1549.593 | 1577.04 | 1605.545 | 1634.94 | 1665.805 | 1696.502 | 1733.905 | 1.768% | GCM 3_High_FE | 975.1016 | 1045.732 | 1138.4905 | 1220.797 | 1237.559 | 1329.0129 | 1436.102 | 1464.794 | 1594.3474 | 1733.905
Without Indirect Climate Change Impact
Scenario Name: Climate1_NoXGO_Base_NoFreeze ¦ Date: Wed 08/12/2020 ¦ Time: 12:21:26.92 ¦ Path: Q:\MJ\energy2020July30\2020Model ¦ Version: * ¦ | Northwest | Irrigation | Average | Annual | All | LDCECC/TDEF | Electric Load with Losses, Net of Cogeneration | 906.4831 | 900.4503 | 927.942 | 892.9443 | 995.5811 | 800.9564 | 972.4722 | 857.7204 | 875.1489 | 878.4275 | 738.6893 | 789.9031 | 822.9843 | 969.1024 | 1015.345 | 843.4376 | 795.8665 | 730.4471 | 719.9991 | 821.0583 | 815.2175 | 775.4702 | 694.0217 | 711.5232 | 812.8751 | 841.9742 | 950.4051 | 1028.204 | 986.6418 | 973.2398 | 975.1016 | 985.289 | 989.605 | 998.3979 | 1005.846 | 1010.789 | 1013.656 | 1019.304 | 1016.665 | 1012.948 | 1013.465 | 1012.316 | 1017.84 | 1018.714 | 1018.089 | 1019.779 | 1022.154 | 1030.635 | 1035.244 | 1039.604 | 1044.222 | 1049.263 | 1056.703 | 1063.214 | 1069.481 | 1074.761 | 1080.722 | 1086.556 | 1094.526 | 1102.606 | 1110.937 | 1119.389 | 1128.111 | 0.4105% | Climate1_without secondary Impact_Base | 975.1016 | 998.3979 | 1012.1227 | 1019.304 | 1018.089 | 1033.4407 | 1056.703 | 1063.214 | 1093.0303 | 1128.111
Scenario Name: Climate1_NoXGO_Low_NoFreeze ¦ Date: Wed 08/12/2020 ¦ Time: 13:26:15.24 ¦ Path: Q:\MJ\energy2020July30\2020Model ¦ Version: * ¦ | Northwest | Irrigation | Average | Annual | All | LDCECC/TDEF | Electric Load with Losses, Net of Cogeneration | 906.4831 | 900.4503 | 927.942 | 892.9443 | 995.5811 | 800.9564 | 972.4722 | 857.7204 | 875.1489 | 878.4275 | 738.6893 | 789.9031 | 822.9843 | 969.1024 | 1015.345 | 843.4376 | 795.8665 | 730.4471 | 719.9991 | 821.0583 | 815.2175 | 775.4702 | 694.0217 | 711.5232 | 812.8751 | 841.9742 | 950.4051 | 1028.204 | 986.6418 | 973.2398 | 975.1016 | 985.289 | 1006.72 | 1004.228 | 998.8491 | 992.1972 | 984.6423 | 981.6318 | 974.3926 | 967.3904 | 960.7928 | 954.4272 | 952.5633 | 947.5015 | 943.244 | 939.251 | 935.1504 | 935.9119 | 933.0386 | 930.1266 | 927.2936 | 924.6971 | 922.387 | 920.1896 | 918.191 | 916.3159 | 914.6024 | 912.9518 | 911.415 | 909.8986 | 908.4848 | 907.1974 | 905.9989 | -0.3478% | Climate1_without secondary Impact_Low | 975.1016 | 952.5633 | 977.1115 | 1004.228 | 922.387 | 933.8602 | 947.5015 | 905.9989 | 912.5245 | 920.1896
Scenario Name: Climate1_NoXGO_High_NoFreeze ¦ Date: Wed 08/12/2020 ¦ Time: 14:32:50.50 ¦ Path: Q:\MJ\energy2020July30\2020Model ¦ Version: * ¦ | Northwest | Irrigation | Average | Annual | All | LDCECC/TDEF | Electric Load with Losses, Net of Cogeneration | 906.4831 | 900.4503 | 927.942 | 892.9443 | 995.5811 | 800.9564 | 972.4722 | 857.7204 | 875.1489 | 878.4275 | 738.6893 | 789.9031 | 822.9843 | 969.1024 | 1015.345 | 843.4376 | 795.8665 | 730.4471 | 719.9991 | 821.0583 | 815.2175 | 775.4702 | 694.0217 | 711.5232 | 812.8751 | 841.9742 | 950.4051 | 1028.204 | 986.6418 | 973.2398 | 975.1016 | 985.289 | 1031.187 | 1045.732 | 1060.388 | 1071.675 | 1119.985 | 1140.914 | 1152.421 | 1162.366 | 1177.025 | 1189.355 | 1208.824 | 1223.725 | 1236.834 | 1252.714 | 1269.531 | 1293.853 | 1314.005 | 1333.514 | 1354.857 | 1377.045 | 1402.717 | 1428.654 | 1454.975 | 1479.771 | 1505.025 | 1529.523 | 1555.07 | 1581.359 | 1608.989 | 1636.416 | 1664.36 | 1.623% | Climate1_without secondary Impact_High | 975.1016 | 1045.732 | 1132.8685 | 1208.824 | 1223.725 | 1305.8795 | 1402.717 | 1428.654 | 1544.4142 | 1664.36
Scenario Name: Climate2_NoXGO_Base_NoFreeze ¦ Date: Wed 08/12/2020 ¦ Time: 12:32:43.63 ¦ Path: Q:\MJ\energy2020July30\2020Model ¦ Version: * ¦ | Northwest | Irrigation | Average | Annual | All | LDCECC/TDEF | Electric Load with Losses, Net of Cogeneration | 906.4831 | 900.4503 | 927.942 | 892.9443 | 995.5811 | 800.9564 | 972.4722 | 857.7204 | 875.1489 | 878.4275 | 738.6893 | 789.9031 | 822.9843 | 969.1024 | 1015.345 | 843.4376 | 795.8665 | 730.4471 | 719.9991 | 821.0583 | 815.2175 | 775.4702 | 694.0217 | 711.5232 | 812.8751 | 841.9742 | 950.4051 | 1028.204 | 986.6418 | 973.2398 | 975.1016 | 985.289 | 989.605 | 998.3979 | 1005.846 | 1010.789 | 1013.656 | 1019.304 | 1016.665 | 1012.948 | 1013.465 | 1012.316 | 1017.84 | 1018.714 | 1018.089 | 1019.779 | 1022.154 | 1030.635 | 1035.244 | 1039.604 | 1044.222 | 1049.263 | 1056.703 | 1063.214 | 1069.481 | 1074.761 | 1080.722 | 1086.556 | 1094.526 | 1102.606 | 1110.937 | 1119.389 | 1128.111 | 0.4105% | Climate2_without secondary Impact_Base | 975.1016 | 998.3979 | 1012.1227 | 1019.304 | 1018.089 | 1033.4407 | 1056.703 | 1063.214 | 1093.0303 | 1128.111
Scenario Name: Climate2_NoXGO_Low_NoFreeze ¦ Date: Wed 08/12/2020 ¦ Time: 13:36:42.08 ¦ Path: Q:\MJ\energy2020July30\2020Model ¦ Version: * ¦ | Northwest | Irrigation | Average | Annual | All | LDCECC/TDEF | Electric Load with Losses, Net of Cogeneration | 906.4831 | 900.4503 | 927.942 | 892.9443 | 995.5811 | 800.9564 | 972.4722 | 857.7204 | 875.1489 | 878.4275 | 738.6893 | 789.9031 | 822.9843 | 969.1024 | 1015.345 | 843.4376 | 795.8665 | 730.4471 | 719.9991 | 821.0583 | 815.2175 | 775.4702 | 694.0217 | 711.5232 | 812.8751 | 841.9742 | 950.4051 | 1028.204 | 986.6418 | 973.2398 | 975.1016 | 985.289 | 1006.72 | 1004.228 | 998.8491 | 992.1972 | 984.6423 | 981.6318 | 974.3926 | 967.3904 | 960.7928 | 954.4272 | 952.5633 | 947.5015 | 943.244 | 939.251 | 935.1504 | 935.9119 | 933.0386 | 930.1266 | 927.2936 | 924.6971 | 922.387 | 920.1896 | 918.191 | 916.3159 | 914.6024 | 912.9518 | 911.415 | 909.8986 | 908.4848 | 907.1974 | 905.9989 | -0.3478% | Climate2_without secondary Impact_Low | 975.1016 | 952.5633 | 977.1115 | 1004.228 | 922.387 | 933.8602 | 947.5015 | 905.9989 | 912.5245 | 920.1896
Scenario Name: Climate2_NoXGO_High_NoFreeze ¦ Date: Wed 08/12/2020 ¦ Time: 14:44:20.75 ¦ Path: Q:\MJ\energy2020July30\2020Model ¦ Version: * ¦ | Northwest | Irrigation | Average | Annual | All | LDCECC/TDEF | Electric Load with Losses, Net of Cogeneration | 906.4831 | 900.4503 | 927.942 | 892.9443 | 995.5811 | 800.9564 | 972.4722 | 857.7204 | 875.1489 | 878.4275 | 738.6893 | 789.9031 | 822.9843 | 969.1024 | 1015.345 | 843.4376 | 795.8665 | 730.4471 | 719.9991 | 821.0583 | 815.2175 | 775.4702 | 694.0217 | 711.5232 | 812.8751 | 841.9742 | 950.4051 | 1028.204 | 986.6418 | 973.2398 | 975.1016 | 985.289 | 1031.187 | 1045.732 | 1060.388 | 1071.675 | 1119.985 | 1140.914 | 1152.421 | 1162.366 | 1177.025 | 1189.355 | 1208.824 | 1223.725 | 1236.834 | 1252.714 | 1269.531 | 1293.853 | 1314.005 | 1333.514 | 1354.857 | 1377.045 | 1402.717 | 1428.654 | 1454.975 | 1479.771 | 1505.025 | 1529.523 | 1555.07 | 1581.359 | 1608.989 | 1636.416 | 1664.36 | 1.623% | Climate2_without secondary Impact_High | 975.1016 | 1045.732 | 1132.8685 | 1208.824 | 1223.725 | 1305.8795 | 1402.717 | 1428.654 | 1544.4142 | 1664.36
Scenario Name: Climate3_NoXGO_Base_NoFreeze ¦ Date: Wed 08/12/2020 ¦ Time: 12:43:27.01 ¦ Path: Q:\MJ\energy2020July30\2020Model ¦ Version: * ¦ | Northwest | Irrigation | Average | Annual | All | LDCECC/TDEF | Electric Load with Losses, Net of Cogeneration | 906.4831 | 900.4503 | 927.942 | 892.9443 | 995.5811 | 800.9564 | 972.4722 | 857.7204 | 875.1489 | 878.4275 | 738.6893 | 789.9031 | 822.9843 | 969.1024 | 1015.345 | 843.4376 | 795.8665 | 730.4471 | 719.9991 | 821.0583 | 815.2175 | 775.4702 | 694.0217 | 711.5232 | 812.8751 | 841.9742 | 950.4051 | 1028.204 | 986.6418 | 973.2398 | 975.1016 | 985.289 | 989.605 | 998.3979 | 1005.846 | 1010.789 | 1013.656 | 1019.304 | 1016.665 | 1012.948 | 1013.465 | 1012.316 | 1017.84 | 1018.714 | 1018.089 | 1019.779 | 1022.154 | 1030.635 | 1035.244 | 1039.604 | 1044.222 | 1049.263 | 1056.703 | 1063.214 | 1069.481 | 1074.761 | 1080.722 | 1086.556 | 1094.526 | 1102.606 | 1110.937 | 1119.389 | 1128.111 | 0.4105% | Climate3_without secondary Impact_Base | 975.1016 | 998.3979 | 1012.1227 | 1019.304 | 1018.089 | 1033.4407 | 1056.703 | 1063.214 | 1093.0303 | 1128.111
Scenario Name: Climate3_NoXGO_Low_NoFreeze ¦ Date: Wed 08/12/2020 ¦ Time: 13:47:40.50 ¦ Path: Q:\MJ\energy2020July30\2020Model ¦ Version: * ¦ | Northwest | Irrigation | Average | Annual | All | LDCECC/TDEF | Electric Load with Losses, Net of Cogeneration | 906.4831 | 900.4503 | 927.942 | 892.9443 | 995.5811 | 800.9564 | 972.4722 | 857.7204 | 875.1489 | 878.4275 | 738.6893 | 789.9031 | 822.9843 | 969.1024 | 1015.345 | 843.4376 | 795.8665 | 730.4471 | 719.9991 | 821.0583 | 815.2175 | 775.4702 | 694.0217 | 711.5232 | 812.8751 | 841.9742 | 950.4051 | 1028.204 | 986.6418 | 973.2398 | 975.1016 | 985.289 | 1006.72 | 1004.228 | 998.8491 | 992.1972 | 984.6423 | 981.6318 | 974.3926 | 967.3904 | 960.7928 | 954.4272 | 952.5633 | 947.5015 | 943.244 | 939.251 | 935.1504 | 935.9119 | 933.0386 | 930.1266 | 927.2936 | 924.6971 | 922.387 | 920.1896 | 918.191 | 916.3159 | 914.6024 | 912.9518 | 911.415 | 909.8986 | 908.4848 | 907.1974 | 905.9989 | -0.3478% | Climate3_without secondary Impact_Low | 975.1016 | 952.5633 | 977.1115 | 1004.228 | 922.387 | 933.8602 | 947.5015 | 905.9989 | 912.5245 | 920.1896
Scenario Name: Climate3_NoXGO_High_NoFreeze ¦ Date: Wed 08/12/2020 ¦ Time: 14:55:14.31 ¦ Path: Q:\MJ\energy2020July30\2020Model ¦ Version: * ¦ | Northwest | Irrigation | Average | Annual | All | LDCECC/TDEF | Electric Load with Losses, Net of Cogeneration | 906.4831 | 900.4503 | 927.942 | 892.9443 | 995.5811 | 800.9564 | 972.4722 | 857.7204 | 875.1489 | 878.4275 | 738.6893 | 789.9031 | 822.9843 | 969.1024 | 1015.345 | 843.4376 | 795.8665 | 730.4471 | 719.9991 | 821.0583 | 815.2175 | 775.4702 | 694.0217 | 711.5232 | 812.8751 | 841.9742 | 950.4051 | 1028.204 | 986.6418 | 973.2398 | 975.1016 | 985.289 | 1031.187 | 1045.732 | 1060.388 | 1071.675 | 1119.985 | 1140.914 | 1152.421 | 1162.366 | 1177.025 | 1189.355 | 1208.824 | 1223.725 | 1236.834 | 1252.714 | 1269.531 | 1293.853 | 1314.005 | 1333.514 | 1354.857 | 1377.045 | 1402.717 | 1428.654 | 1454.975 | 1479.771 | 1505.025 | 1529.523 | 1555.07 | 1581.359 | 1608.989 | 1636.416 | 1664.36 | 1.623% | Climate3_without secondary Impact_High | 975.1016 | 1045.732 | 1132.8685 | 1208.824 | 1223.725 | 1305.8795 | 1402.717 | 1428.654 | 1544.4142 | 1664.36
Scenario Name: Climate1_NoXGO_Base_Freeze ¦ Date: Wed 08/12/2020 ¦ Time: 15:45:08.77 ¦ Path: Q:\MJ\energy2020July30\2020Model ¦ Version: * ¦ | Northwest | Irrigation | Average | Annual | All | LDCECC/TDEF | Electric Load with Losses, Net of Cogeneration | 906.4831 | 900.4503 | 927.942 | 892.9443 | 995.5811 | 800.9564 | 972.4722 | 857.7204 | 875.1489 | 878.4275 | 738.6893 | 789.9031 | 822.9843 | 969.1024 | 1015.345 | 843.4376 | 795.8665 | 730.4471 | 719.9991 | 821.0583 | 815.2175 | 775.4702 | 694.0217 | 711.5232 | 812.8751 | 841.9742 | 950.4051 | 1028.204 | 986.6418 | 973.2398 | 975.1016 | 985.289 | 989.605 | 998.3979 | 1005.846 | 1010.789 | 1013.656 | 1019.304 | 1016.665 | 1012.948 | 1013.465 | 1012.316 | 1017.84 | 1018.714 | 1018.089 | 1019.779 | 1022.154 | 1030.635 | 1035.244 | 1039.604 | 1044.222 | 1049.263 | 1056.703 | 1063.214 | 1069.481 | 1074.761 | 1080.722 | 1086.556 | 1094.526 | 1102.606 | 1110.937 | 1119.389 | 1128.111 | 0.4105% | Climate1_without secondary Impact_Base_Freeze | 975.1016 | 998.3979 | 1012.1227 | 1019.304 | 1018.089 | 1033.4407 | 1056.703 | 1063.214 | 1093.0303 | 1128.111
Scenario Name: Climate1_NoXGO_Low_Freeze ¦ Date: Wed 08/12/2020 ¦ Time: 16:49:50.39 ¦ Path: Q:\MJ\energy2020July30\2020Model ¦ Version: * ¦ | Northwest | Irrigation | Average | Annual | All | LDCECC/TDEF | Electric Load with Losses, Net of Cogeneration | 906.4831 | 900.4503 | 927.942 | 892.9443 | 995.5811 | 800.9564 | 972.4722 | 857.7204 | 875.1489 | 878.4275 | 738.6893 | 789.9031 | 822.9843 | 969.1024 | 1015.345 | 843.4376 | 795.8665 | 730.4471 | 719.9991 | 821.0583 | 815.2175 | 775.4702 | 694.0217 | 711.5232 | 812.8751 | 841.9742 | 950.4051 | 1028.204 | 986.6418 | 973.2398 | 975.1016 | 985.289 | 1006.72 | 1004.228 | 998.8491 | 992.1972 | 984.6423 | 981.6318 | 974.3926 | 967.3904 | 960.7928 | 954.4272 | 952.5633 | 947.5015 | 943.244 | 939.251 | 935.1504 | 935.9119 | 933.0386 | 930.1266 | 927.2936 | 924.6971 | 922.387 | 920.1896 | 918.191 | 916.3159 | 914.6024 | 912.9518 | 911.415 | 909.8986 | 908.4848 | 907.1974 | 905.9989 | -0.3478% | Climate1_without secondary Impact_Low_Freeze | 975.1016 | 952.5633 | 977.1115 | 1004.228 | 922.387 | 933.8602 | 947.5015 | 905.9989 | 912.5245 | 920.1896
Scenario Name: Climate1_NoXGO_High_Freeze ¦ Date: Wed 08/12/2020 ¦ Time: 17:55:04.22 ¦ Path: Q:\MJ\energy2020July30\2020Model ¦ Version: * ¦ | Northwest | Irrigation | Average | Annual | All | LDCECC/TDEF | Electric Load with Losses, Net of Cogeneration | 906.4831 | 900.4503 | 927.942 | 892.9443 | 995.5811 | 800.9564 | 972.4722 | 857.7204 | 875.1489 | 878.4275 | 738.6893 | 789.9031 | 822.9843 | 969.1024 | 1015.345 | 843.4376 | 795.8665 | 730.4471 | 719.9991 | 821.0583 | 815.2175 | 775.4702 | 694.0217 | 711.5232 | 812.8751 | 841.9742 | 950.4051 | 1028.204 | 986.6418 | 973.2398 | 975.1016 | 985.289 | 1031.187 | 1045.732 | 1060.388 | 1071.675 | 1119.985 | 1140.914 | 1152.421 | 1162.366 | 1177.025 | 1189.355 | 1208.824 | 1223.725 | 1236.834 | 1252.714 | 1269.531 | 1293.853 | 1314.005 | 1333.514 | 1354.857 | 1377.045 | 1402.717 | 1428.654 | 1454.975 | 1479.771 | 1505.025 | 1529.523 | 1555.07 | 1581.359 | 1608.989 | 1636.416 | 1664.36 | 1.623% | Climate1_without secondary Impact_High_Freeze | 975.1016 | 1045.732 | 1132.8685 | 1208.824 | 1223.725 | 1305.8795 | 1402.717 | 1428.654 | 1544.4142 | 1664.36
Scenario Name: Climate2_NoXGO_Base_Freeze ¦ Date: Wed 08/12/2020 ¦ Time: 15:55:51.20 ¦ Path: Q:\MJ\energy2020July30\2020Model ¦ Version: * ¦ | Northwest | Irrigation | Average | Annual | All | LDCECC/TDEF | Electric Load with Losses, Net of Cogeneration | 906.4831 | 900.4503 | 927.942 | 892.9443 | 995.5811 | 800.9564 | 972.4722 | 857.7204 | 875.1489 | 878.4275 | 738.6893 | 789.9031 | 822.9843 | 969.1024 | 1015.345 | 843.4376 | 795.8665 | 730.4471 | 719.9991 | 821.0583 | 815.2175 | 775.4702 | 694.0217 | 711.5232 | 812.8751 | 841.9742 | 950.4051 | 1028.204 | 986.6418 | 973.2398 | 975.1016 | 985.289 | 989.605 | 998.3979 | 1005.846 | 1010.789 | 1013.656 | 1019.304 | 1016.665 | 1012.948 | 1013.465 | 1012.316 | 1017.84 | 1018.714 | 1018.089 | 1019.779 | 1022.154 | 1030.635 | 1035.244 | 1039.604 | 1044.222 | 1049.263 | 1056.703 | 1063.214 | 1069.481 | 1074.761 | 1080.722 | 1086.556 | 1094.526 | 1102.606 | 1110.937 | 1119.389 | 1128.111 | 0.4105% | Climate2_without secondary Impact_Base_Freeze | 975.1016 | 998.3979 | 1012.1227 | 1019.304 | 1018.089 | 1033.4407 | 1056.703 | 1063.214 | 1093.0303 | 1128.111
Scenario Name: Climate2_NoXGO_Low_Freeze ¦ Date: Wed 08/12/2020 ¦ Time: 17:00:38.56 ¦ Path: Q:\MJ\energy2020July30\2020Model ¦ Version: * ¦ | Northwest | Irrigation | Average | Annual | All | LDCECC/TDEF | Electric Load with Losses, Net of Cogeneration | 906.4831 | 900.4503 | 927.942 | 892.9443 | 995.5811 | 800.9564 | 972.4722 | 857.7204 | 875.1489 | 878.4275 | 738.6893 | 789.9031 | 822.9843 | 969.1024 | 1015.345 | 843.4376 | 795.8665 | 730.4471 | 719.9991 | 821.0583 | 815.2175 | 775.4702 | 694.0217 | 711.5232 | 812.8751 | 841.9742 | 950.4051 | 1028.204 | 986.6418 | 973.2398 | 975.1016 | 985.289 | 1006.72 | 1004.228 | 998.8491 | 992.1972 | 984.6423 | 981.6318 | 974.3926 | 967.3904 | 960.7928 | 954.4272 | 952.5633 | 947.5015 | 943.244 | 939.251 | 935.1504 | 935.9119 | 933.0386 | 930.1266 | 927.2936 | 924.6971 | 922.387 | 920.1896 | 918.191 | 916.3159 | 914.6024 | 912.9518 | 911.415 | 909.8986 | 908.4848 | 907.1974 | 905.9989 | -0.3478% | Climate2_without secondary Impact_Low_Freeze | 975.1016 | 952.5633 | 977.1115 | 1004.228 | 922.387 | 933.8602 | 947.5015 | 905.9989 | 912.5245 | 920.1896
Scenario Name: Climate2_NoXGO_High_Freeze ¦ Date: Wed 08/12/2020 ¦ Time: 18:06:27.64 ¦ Path: Q:\MJ\energy2020July30\2020Model ¦ Version: * ¦ | Northwest | Irrigation | Average | Annual | All | LDCECC/TDEF | Electric Load with Losses, Net of Cogeneration | 906.4831 | 900.4503 | 927.942 | 892.9443 | 995.5811 | 800.9564 | 972.4722 | 857.7204 | 875.1489 | 878.4275 | 738.6893 | 789.9031 | 822.9843 | 969.1024 | 1015.345 | 843.4376 | 795.8665 | 730.4471 | 719.9991 | 821.0583 | 815.2175 | 775.4702 | 694.0217 | 711.5232 | 812.8751 | 841.9742 | 950.4051 | 1028.204 | 986.6418 | 973.2398 | 975.1016 | 985.289 | 1031.187 | 1045.732 | 1060.388 | 1071.675 | 1119.985 | 1140.914 | 1152.421 | 1162.366 | 1177.025 | 1189.355 | 1208.824 | 1223.725 | 1236.834 | 1252.714 | 1269.531 | 1293.853 | 1314.005 | 1333.514 | 1354.857 | 1377.045 | 1402.717 | 1428.654 | 1454.975 | 1479.771 | 1505.025 | 1529.523 | 1555.07 | 1581.359 | 1608.989 | 1636.416 | 1664.36 | 1.623% | Climate2_without secondary Impact_High_Freeze | 975.1016 | 1045.732 | 1132.8685 | 1208.824 | 1223.725 | 1305.8795 | 1402.717 | 1428.654 | 1544.4142 | 1664.36
Scenario Name: Climate3_NoXGO_Base_Freeze ¦ Date: Wed 08/12/2020 ¦ Time: 16:06:40.49 ¦ Path: Q:\MJ\energy2020July30\2020Model ¦ Version: * ¦ | Northwest | Irrigation | Average | Annual | All | LDCECC/TDEF | Electric Load with Losses, Net of Cogeneration | 906.4831 | 900.4503 | 927.942 | 892.9443 | 995.5811 | 800.9564 | 972.4722 | 857.7204 | 875.1489 | 878.4275 | 738.6893 | 789.9031 | 822.9843 | 969.1024 | 1015.345 | 843.4376 | 795.8665 | 730.4471 | 719.9991 | 821.0583 | 815.2175 | 775.4702 | 694.0217 | 711.5232 | 812.8751 | 841.9742 | 950.4051 | 1028.204 | 986.6418 | 973.2398 | 975.1016 | 985.289 | 989.605 | 998.3979 | 1005.846 | 1010.789 | 1013.656 | 1019.304 | 1016.665 | 1012.948 | 1013.465 | 1012.316 | 1017.84 | 1018.714 | 1018.089 | 1019.779 | 1022.154 | 1030.635 | 1035.244 | 1039.604 | 1044.222 | 1049.263 | 1056.703 | 1063.214 | 1069.481 | 1074.761 | 1080.722 | 1086.556 | 1094.526 | 1102.606 | 1110.937 | 1119.389 | 1128.111 | 0.4105% | Climate3_without secondary Impact_Base_Freeze | 975.1016 | 998.3979 | 1012.1227 | 1019.304 | 1018.089 | 1033.4407 | 1056.703 | 1063.214 | 1093.0303 | 1128.111
Scenario Name: Climate3_NoXGO_Low_Freeze ¦ Date: Wed 08/12/2020 ¦ Time: 17:11:19.42 ¦ Path: Q:\MJ\energy2020July30\2020Model ¦ Version: * ¦ | Northwest | Irrigation | Average | Annual | All | LDCECC/TDEF | Electric Load with Losses, Net of Cogeneration | 906.4831 | 900.4503 | 927.942 | 892.9443 | 995.5811 | 800.9564 | 972.4722 | 857.7204 | 875.1489 | 878.4275 | 738.6893 | 789.9031 | 822.9843 | 969.1024 | 1015.345 | 843.4376 | 795.8665 | 730.4471 | 719.9991 | 821.0583 | 815.2175 | 775.4702 | 694.0217 | 711.5232 | 812.8751 | 841.9742 | 950.4051 | 1028.204 | 986.6418 | 973.2398 | 975.1016 | 985.289 | 1006.72 | 1004.228 | 998.8491 | 992.1972 | 984.6423 | 981.6318 | 974.3926 | 967.3904 | 960.7928 | 954.4272 | 952.5633 | 947.5015 | 943.244 | 939.251 | 935.1504 | 935.9119 | 933.0386 | 930.1266 | 927.2936 | 924.6971 | 922.387 | 920.1896 | 918.191 | 916.3159 | 914.6024 | 912.9518 | 911.415 | 909.8986 | 908.4848 | 907.1974 | 905.9989 | -0.3478% | Climate3_without secondary Impact_Low_Freeze | 975.1016 | 952.5633 | 977.1115 | 1004.228 | 922.387 | 933.8602 | 947.5015 | 905.9989 | 912.5245 | 920.1896
Scenario Name: Climate3_NoXGO_High_Freeze ¦ Date: Wed 08/12/2020 ¦ Time: 18:17:19.32 ¦ Path: Q:\MJ\energy2020July30\2020Model ¦ Version: * ¦ | Northwest | Irrigation | Average | Annual | All | LDCECC/TDEF | Electric Load with Losses, Net of Cogeneration | 906.4831 | 900.4503 | 927.942 | 892.9443 | 995.5811 | 800.9564 | 972.4722 | 857.7204 | 875.1489 | 878.4275 | 738.6893 | 789.9031 | 822.9843 | 969.1024 | 1015.345 | 843.4376 | 795.8665 | 730.4471 | 719.9991 | 821.0583 | 815.2175 | 775.4702 | 694.0217 | 711.5232 | 812.8751 | 841.9742 | 950.4051 | 1028.204 | 986.6418 | 973.2398 | 975.1016 | 985.289 | 1031.187 | 1045.732 | 1060.388 | 1071.675 | 1119.985 | 1140.914 | 1152.421 | 1162.366 | 1177.025 | 1189.355 | 1208.824 | 1223.725 | 1236.834 | 1252.714 | 1269.531 | 1293.853 | 1314.005 | 1333.514 | 1354.857 | 1377.045 | 1402.717 | 1428.654 | 1454.975 | 1479.771 | 1505.025 | 1529.523 | 1555.07 | 1581.359 | 1608.989 | 1636.416 | 1664.36 | 1.623% | Climate3_without secondary Impact_High_Freeze | 975.1016 | 1045.732 | 1132.8685 | 1208.824 | 1223.725 | 1305.8795 | 1402.717 | 1428.654 | 1544.4142 | 1664.36
[7 empty] | Data for Graph | [64 empty] | Delta in Irrigation Load due to Secondary Impacts |  |  | 2021-2030 Period |  |  | 2031-2040 Period |  |  | 2041-2050 Period
[8 empty] | 1988 | 1989 | 1990 | 1991 | 1992 | 1993 | 1994 | 1995 | 1996 | 1997 | 1998 | 1999 | 2000 | 2001 | 2002 | 2003 | 2004 | 2005 | 2006 | 2007 | 2008 | 2009 | 2010 | 2011 | 2012 | 2013 | 2014 | 2015 | 2016 | 2017 | 2018 | 2019 | 2020 | 2021 | 2022 | 2023 | 2024 | 2025 | 2026 | 2027 | 2028 | 2029 | 2030 | 2031 | 2032 | 2033 | 2034 | 2035 | 2036 | 2037 | 2038 | 2039 | 2040 | 2041 | 2042 | 2043 | 2044 | 2045 | 2046 | 2047 | 2048 | 2049 | 2050 |  | aMW |  | Minimum | Average | Maximum | Minimum | Average | Maximum | Minimum | Average | Maximum
[7 empty] | Minimum | 906.4831 | 900.4503 | 927.942 | 892.9443 | 995.5811 | 800.9564 | 972.4722 | 857.7204 | 875.1489 | 878.4275 | 738.6893 | 789.9031 | 822.9843 | 969.1024 | 1015.345 | 843.4376 | 795.8665 | 730.4471 | 719.9991 | 821.0583 | 815.2175 | 775.4702 | 694.0217 | 711.5232 | 812.8751 | 841.9742 | 950.4051 | 1028.204 | 986.6418 | 973.2398 | 975.1016 | 985.289 | 989.605 | 998.3979 | 999.9208 | 994.3424 | 987.8041 | 985.7827 | 979.5043 | 973.4203 | 967.6317 | 962.149 | 961.4884 | 957.5856 | 954.4843 | 951.6046 | 948.5791 | 950.416 | 948.5714 | 946.6728 | 944.8102 | 943.1477 | 941.8171 | 940.6005 | 939.5079 | 938.5402 | 937.6888 | 936.8992 | 936.1768 | 935.4738 | 934.8525 | 934.324 | 936.5358 |  | GCM1_Base |  | 0 | 4.7874 | 8.248 | 11.649 | 16.7559 | 22.746 | 24.203 | 30.9052 | 40.635
[7 empty] | Average | 906.4831 | 900.4503 | 927.942 | 892.9443 | 995.5811 | 800.9564 | 972.4722 | 857.7204 | 875.1489 | 878.4275 | 738.6893 | 789.9031 | 822.9843 | 969.1024 | 1015.345 | 843.4376 | 795.8665 | 730.4471 | 719.9991 | 821.0583 | 815.2175 | 775.4702 | 694.0217 | 711.5232 | 812.8751 | 841.9742 | 950.4051 | 1028.204 | 986.6418 | 973.2398 | 975.1016 | 985.289 | 1009.1707 | 1016.1193 | 1022.7809 | 1027.0905 | 1042.757 | 1051.7132 | 1053.3348 | 1054.1714 | 1058.0846 | 1060.7617 | 1069.9458 | 1074.9609 | 1079.1158 | 1085.0619 | 1091.5474 | 1104.258 | 1113.0485 | 1121.5389 | 1130.7674 | 1140.5066 | 1152.456 | 1164.2705 | 1176.1493 | 1187.2541 | 1198.7859 | 1210.0861 | 1222.4759 | 1235.2219 | 1248.5685 | 1261.935 | 1279.7289 |  | GCM1_Low |  | 8.9251 | 4.5157 | 0 | 19.4301 | 14.9087 | 10.0841 | 28.3251 | 24.5354 | 20.4109
[7 empty] | Maximum | 906.4831 | 900.4503 | 927.942 | 892.9443 | 995.5811 | 800.9564 | 972.4722 | 857.7204 | 875.1489 | 878.4275 | 738.6893 | 789.9031 | 822.9843 | 969.1024 | 1015.345 | 843.4376 | 795.8665 | 730.4471 | 719.9991 | 821.0583 | 815.2175 | 775.4702 | 694.0217 | 711.5232 | 812.8751 | 841.9742 | 950.4051 | 1028.204 | 986.6418 | 973.2398 | 975.1016 | 985.289 | 1031.187 | 1045.732 | 1061.503 | 1073.962 | 1123.568 | 1145.756 | 1158.524 | 1169.796 | 1185.795 | 1199.472 | 1220.797 | 1237.559 | 1252.556 | 1270.379 | 1289.189 | 1315.654 | 1337.95 | 1359.652 | 1383.277 | 1407.811 | 1436.102 | 1464.794 | 1493.869 | 1521.481 | 1549.593 | 1577.04 | 1605.545 | 1634.94 | 1665.805 | 1696.502 | 1733.905 |  | GCM1_High |  | 0 | 5.622 | 11.973 | 13.834 | 23.1334 | 33.385 | 36.14 | 49.9332 | 69.545
[72 empty] | GCM 2_Base |  | 0 | 4.7874 | 8.248 | 11.649 | 16.7559 | 22.746 | 24.203 | 30.9052 | 40.635
[72 empty] | GCM 2_Low |  | 8.9251 | 4.5157 | 0 | 19.4301 | 14.9087 | 10.0841 | 28.3251 | 24.5354 | 20.4109
[72 empty] | GCM 2_High |  | 0 | 5.622 | 11.973 | 13.834 | 23.1334 | 33.385 | 36.14 | 49.9332 | 69.545
[72 empty] | GCM 3_Base |  | 0 | 4.7874 | 8.248 | 11.649 | 16.7559 | 22.746 | 24.203 | 30.9052 | 40.635
[72 empty] | GCM 3_Low |  | 8.9251 | 4.5157 | 0 | 19.4301 | 14.9087 | 10.0841 | 28.3251 | 24.5354 | 20.4109
[72 empty] | GCM 3_High |  | 0 | 5.622 | 11.973 | 13.834 | 23.1334 | 33.385 | 36.14 | 49.9332 | 69.545
[72 empty] | GCM1_Base_FE |  | 0 | 4.7874 | 8.248 | 11.649 | 16.7559 | 22.746 | 24.203 | 30.9052 | 40.635
[72 empty] | GCM1_Low_FE |  | 8.9251 | 4.5157 | 0 | 19.4301 | 14.9087 | 10.0841 | 28.3251 | 24.5354 | 20.4109
[72 empty] | GCM1_High_FE |  | 0 | 5.622 | 11.973 | 13.834 | 23.1334 | 33.385 | 36.14 | 49.9332 | 69.545
[72 empty] | GCM 2_Base_FE |  | 0 | 4.7874 | 8.248 | 11.649 | 16.7559 | 22.746 | 24.203 | 30.9052 | 40.635
[72 empty] | GCM 2_Low_FE |  | 8.9251 | 4.5157 | 0 | 19.4301 | 14.9087 | 10.0841 | 28.3251 | 24.5354 | 20.4109
[72 empty] | GCM 2_High_FE |  | 0 | 5.622 | 11.973 | 13.834 | 23.1334 | 33.385 | 36.14 | 49.9332 | 69.545
[72 empty] | GCM 3_Base_FE |  | 0 | 4.7874 | 8.248 | 11.649 | 16.7559 | 22.746 | 24.203 | 30.9052 | 40.635
[72 empty] | GCM 3_Low_FE |  | 8.9251 | 4.5157 | 0 | 19.4301 | 14.9087 | 10.0841 | 28.3251 | 24.5354 | 20.4109
[72 empty] | GCM 3_High_FE |  | 0 | 5.622 | 11.973 | 13.834 | 23.1334 | 33.385 | 36.14 | 49.9332 | 69.545
ELECTTICAL DEMAND FROM RECREATIONAL CANNABIS GROWING OPERATIONS.
PROCESSING AND RETAIL SALES NOT INCLUDED HERE. | [7 empty] | 2003: 2.754%
GWH | 2014 | 2015 | 2016 | 2017 | 2018 | 2019 | 2020 | 1988: 2021; 1989: 2022; 1990: 2023; 1991: 2024; 1992: 2025; 1993: 2026; 1994: 2027; 1995: 2028; 1996: 2029; 1997: 2030; 1998: 2031; 1999: 2032; 2000: 2033; 2001: 2034; 2002: 2035; 2003: 2036; 2004: 2037; 2005: 2038; 2006: 2039; 2007: 2040; 2008: 2041; 2009: 2042; 2010: 2043; 2011: 2044; 2012: 2045; 2013: 2046; 2014: 2047; 2015: 2048; 2016: 2049; 2017: 2050
OR | 328 | 374 | 386 | 397 | 408 | 420 | 443 | 1988: 456; 1989: 469; 1990: 483; 1991: 496; 1992: 522; 1993: 535; 1994: 548; 1995: 560; 1996: 573; 1997: 598; 1998: 612; 1999: 627; 2000: 642; 2001: 656; 2002: 685; 2003: 703.8635; 2004: 723.2465; 2005: 743.1632; 2006: 763.6284; 2007: 784.6572; 2008: 806.2651; 2009: 828.468; 2010: 851.2823; 2011: 874.7249; 2012: 898.813; 2013: 923.5645; 2014: 948.9976; 2015: 975.131; 2016: 1001.9842; 2017: 1029.5768
WA | 497 | 567 | 585 | 602 | 620 | 638 | 673 | 1988: 694; 1989: 714; 1990: 735; 1991: 755; 1992: 796; 1993: 816; 1994: 835; 1995: 855; 1996: 874; 1997: 913; 1998: 935; 1999: 958; 2000: 981; 2001: 1003; 2002: 1048; 2003: 1076.8598; 2004: 1106.5143; 2005: 1136.9855; 2006: 1168.2957; 2007: 1200.4682; 2008: 1233.5267; 2009: 1267.4955; 2010: 1302.3997; 2011: 1338.2652; 2012: 1375.1183; 2013: 1412.9862; 2014: 1451.897; 2015: 1491.8793; 2016: 1532.9626; 2017: 1575.1773
aMW | 2014 | 2015 | 2016 | 2017 | 2018 | 2019 | 2020 | 1988: 2021; 1989: 2022; 1990: 2023; 1991: 2024; 1992: 2025; 1993: 2026; 1994: 2027; 1995: 2028; 1996: 2029; 1997: 2030; 1998: 2031; 1999: 2032; 2000: 2033; 2001: 2034; 2002: 2035; 2003: 2036; 2004: 2037; 2005: 2038; 2006: 2039; 2007: 2040; 2008: 2041; 2009: 2042; 2010: 2043; 2011: 2044; 2012: 2045; 2013: 2046; 2014: 2047; 2015: 2048; 2016: 2049; 2017: 2050
OR | 37.4429 | 42.6941 | 44.0639 | 45.3196 | 46.5753 | 47.9452 | 50.5708 | 1988: 52.0548; 1989: 53.5388; 1990: 55.137; 1991: 56.621; 1992: 59.589; 1993: 61.0731; 1994: 62.5571; 1995: 63.9269; 1996: 65.411; 1997: 68.2648; 1998: 69.863; 1999: 71.5753; 2000: 73.2877; 2001: 74.8858; 2002: 78.1963; 2003: 80.3497; 2004: 82.5624; 2005: 84.836; 2006: 87.1722; 2007: 89.5727; 2008: 92.0394; 2009: 94.574; 2010: 97.1783; 2011: 99.8544; 2012: 102.6042; 2013: 105.4297; 2014: 108.3331; 2015: 111.3163; 2016: 114.3818; 2017: 117.5316
WA | 56.7352 | 64.726 | 66.7808 | 68.7215 | 70.7763 | 72.8311 | 76.8265 | 1988: 79.2237; 1989: 81.5068; 1990: 83.9041; 1991: 86.1872; 1992: 90.8676; 1993: 93.1507; 1994: 95.3196; 1995: 97.6027; 1996: 99.7717; 1997: 104.2237; 1998: 106.7352; 1999: 109.3607; 2000: 111.9863; 2001: 114.4977; 2002: 119.6347; 2003: 122.9292; 2004: 126.3144; 2005: 129.7929; 2006: 133.3671; 2007: 137.0398; 2008: 140.8135; 2009: 144.6913; 2010: 148.6758; 2011: 152.77; 2012: 156.977; 2013: 161.2998; 2014: 165.7417; 2015: 170.3059; 2016: 174.9957; 2017: 179.8148

## All SL&PF
Regional SL&PF Load across range of climate change models aMW
LDCECC/TDEF: Northwest - SL&PF - Average - Annual - All - Electric Load with Losses, Net of Cogeneration -aMW -
[74 empty] | 2021-2030 Period |  |  | 2031-2040 Period |  |  | 2041-2050 Period
[8 empty] | 1988 | 1989 | 1990 | 1991 | 1992 | 1993 | 1994 | 1995 | 1996 | 1997 | 1998 | 1999 | 2000 | 2001 | 2002 | 2003 | 2004 | 2005 | 2006 | 2007 | 2008 | 2009 | 2010 | 2011 | 2012 | 2013 | 2014 | 2015 | 2016 | 2017 | 2018 | 2019 | 2020 | 2021 | 2022 | 2023 | 2024 | 2025 | 2026 | 2027 | 2028 | 2029 | 2030 | 2031 | 2032 | 2033 | 2034 | 2035 | 2036 | 2037 | 2038 | 2039 | 2040 | 2041 | 2042 | 2043 | 2044 | 2045 | 2046 | 2047 | 2048 | 2049 | 2050 | Loads without Climate Change | 2018 | Minimum | Average | Maximum | Minimum | Average | Maximum | Minimum | Average | Maximum
Scenario Name: BaseCase ¦ Date: Thu 07/30/2020 ¦ Time: 10:25:08.56 ¦ Path: Q:\MJ\energy2020July30\2020Model ¦ Version: * ¦ | Northwest | SL&PF | Average | Annual | All | LDCECC/TDEF | Electric Load with Losses, Net of Cogeneration | 295.916 | 302.3303 | 299.8987 | 302.1594 | 306.1652 | 308.6656 | 312.4059 | 311.7057 | 314.9614 | 308.6589 | 303.0121 | 304.9244 | 303.4989 | 314.4841 | 333.3942 | 332.235 | 332.838 | 335.7238 | 320.6886 | 315.129 | 322.6555 | 318.28 | 312.4516 | 313.8532 | 308.9669 | 313.2424 | 314.0719 | 314.4567 | 307.8311 | 307.1295 | 307.3722 | 307.8427 | 308.0946 | 308.2033 | 308.954 | 308.8428 | 308.6838 | 309.2216 | 308.9855 | 309.093 | 309.1622 | 308.4639 | 308.0934 | 307.3384 | 308.0353 | 307.2268 | 306.7741 | 305.95 | 305.4771 | 304.9869 | 304.1261 | 303.6496 | 303.093 | 302.524 | 301.956 | 301.3887 | 300.8224 | 300.2568 | 299.692 | 299.1281 | 298.5651 | 298.0028 | 297.4413 | Base Economic Growth | 307.3722 | 308.0934 | 308.7704 | 309.2216 | 303.093 | 305.6657 | 308.0353 | 297.4413 | 299.9777 | 302.524
Scenario Name: LowCaseScenario ¦ Date: Thu 07/30/2020 ¦ Time: 10:39:56.41 ¦ Path: Q:\MJ\energy2020July30\2020Model ¦ Version: * ¦ | Northwest | SL&PF | Average | Annual | All | LDCECC/TDEF | Electric Load with Losses, Net of Cogeneration | 295.916 | 302.3303 | 299.8987 | 302.1594 | 306.1652 | 308.6656 | 312.4059 | 311.7057 | 314.9614 | 308.6589 | 303.0121 | 304.9244 | 303.4989 | 314.4841 | 333.3942 | 332.235 | 332.838 | 335.7238 | 320.6886 | 315.129 | 322.6555 | 318.28 | 312.4516 | 313.8532 | 308.9669 | 313.2424 | 314.0719 | 314.4567 | 307.8311 | 307.1295 | 307.3722 | 307.8427 | 247.3601 | 245.9271 | 246.1489 | 245.5969 | 245.2508 | 245.5517 | 245.5338 | 245.9829 | 246.0307 | 246.0769 | 247.397 | 247.6064 | 248.4817 | 248.9972 | 249.0293 | 249.2845 | 249.667 | 250.0486 | 250.4401 | 250.816 | 251.2091 | 251.5975 | 251.9778 | 252.3751 | 252.7712 | 253.1665 | 253.5679 | 253.9538 | 254.3567 | 254.7623 | 255.1559 | Low Economic Growth | 307.3722 | 245.2508 | 245.9497 | 247.397 | 247.6064 | 249.558 | 251.2091 | 251.5975 | 253.3685 | 255.1559
Scenario Name: HighCaseScenario ¦ Date: Thu 07/30/2020 ¦ Time: 10:53:48.07 ¦ Path: Q:\MJ\energy2020July30\2020Model ¦ Version: * ¦ | Northwest | SL&PF | Average | Annual | All | LDCECC/TDEF | Electric Load with Losses, Net of Cogeneration | 295.916 | 302.3303 | 299.8987 | 302.1594 | 306.1652 | 308.6656 | 312.4059 | 311.7057 | 314.9614 | 308.6589 | 303.0121 | 304.9244 | 303.4989 | 314.4841 | 333.3942 | 332.235 | 332.838 | 335.7238 | 320.6886 | 315.129 | 322.6555 | 318.28 | 312.4516 | 313.8532 | 308.9669 | 313.2424 | 314.0719 | 314.4567 | 307.8311 | 307.1295 | 307.3722 | 307.8427 | 258.1704 | 259.9618 | 262.8807 | 264.6317 | 265.9542 | 267.7464 | 268.9706 | 270.1822 | 271.1501 | 272.4618 | 273.6275 | 274.2612 | 275.3252 | 276.2527 | 277.1055 | 278.3479 | 279.2688 | 280.119 | 281.6244 | 282.7949 | 283.8184 | 284.9674 | 286.1392 | 287.3334 | 288.5355 | 289.749 | 290.992 | 292.2538 | 293.5343 | 294.8365 | 296.1536 | High Economic Growth | 307.3722 | 259.9618 | 267.7567 | 273.6275 | 274.2612 | 278.8918 | 283.8184 | 284.9674 | 290.4495 | 296.1536
With Direct and Indirect Climate Change Impact
Scenario Name: Climate1_XGO_Base_NoFreeze ¦ Date: Wed 08/12/2020 ¦ Time: 12:54:03.34 ¦ Path: Q:\MJ\energy2020July30\2020Model ¦ Version: * ¦ | Northwest | SL&PF | Average | Annual | All | LDCECC/TDEF | Electric Load with Losses, Net of Cogeneration | 295.916 | 302.3303 | 299.8987 | 302.1594 | 306.1652 | 308.6656 | 312.4059 | 311.7057 | 314.9614 | 308.6589 | 303.0121 | 304.9244 | 303.4989 | 314.4841 | 333.3942 | 332.235 | 332.838 | 335.7238 | 320.6886 | 315.129 | 322.6555 | 318.28 | 312.4516 | 313.8532 | 308.9669 | 313.2424 | 314.0719 | 314.4567 | 307.8311 | 307.1295 | 307.3722 | 307.8427 | 308.0946 | 308.2033 | 308.954 | 308.8428 | 308.6838 | 309.2216 | 308.9855 | 309.093 | 309.1622 | 308.4639 | 308.0934 | 307.3384 | 308.0353 | 307.2268 | 306.7741 | 305.95 | 305.4771 | 304.9869 | 304.1261 | 303.6496 | 303.093 | 302.524 | 301.956 | 301.3887 | 300.8224 | 300.2568 | 299.692 | 299.1281 | 298.5651 | 298.0028 | 297.4413 | GCM1_Base | 307.3722 | 308.0934 | 308.7704 | 309.2216 | 303.093 | 305.6657 | 308.0353 | 297.4413 | 299.9777 | 302.524
Scenario Name: Climate1_XGO_Low_NoFreeze ¦ Date: Wed 08/12/2020 ¦ Time: 13:58:52.82 ¦ Path: Q:\MJ\energy2020July30\2020Model ¦ Version: * ¦ | Northwest | SL&PF | Average | Annual | All | LDCECC/TDEF | Electric Load with Losses, Net of Cogeneration | 295.916 | 302.3303 | 299.8987 | 302.1594 | 306.1652 | 308.6656 | 312.4059 | 311.7057 | 314.9614 | 308.6589 | 303.0121 | 304.9244 | 303.4989 | 314.4841 | 333.3942 | 332.235 | 332.838 | 335.7238 | 320.6886 | 315.129 | 322.6555 | 318.28 | 312.4516 | 313.8532 | 308.9669 | 313.2424 | 314.0719 | 314.4567 | 307.8311 | 307.1295 | 307.3722 | 307.8427 | 247.3601 | 245.9271 | 246.1489 | 245.5969 | 245.2508 | 245.5517 | 245.5338 | 245.9829 | 246.0307 | 246.0769 | 247.397 | 247.6064 | 248.4817 | 248.9972 | 249.0293 | 249.2845 | 249.667 | 250.0486 | 250.4401 | 250.816 | 251.2091 | 251.5975 | 251.9778 | 252.3751 | 252.7712 | 253.1665 | 253.5679 | 253.9538 | 254.3567 | 254.7623 | 255.1559 | GCM1_Low | 307.3722 | 245.2508 | 245.9497 | 247.397 | 247.6064 | 249.558 | 251.2091 | 251.5975 | 253.3685 | 255.1559
Scenario Name: Climate1_XGO_High_NoFreeze ¦ Date: Wed 08/12/2020 ¦ Time: 15:07:35.54 ¦ Path: Q:\MJ\energy2020July30\2020Model ¦ Version: * ¦ | Northwest | SL&PF | Average | Annual | All | LDCECC/TDEF | Electric Load with Losses, Net of Cogeneration | 295.916 | 302.3303 | 299.8987 | 302.1594 | 306.1652 | 308.6656 | 312.4059 | 311.7057 | 314.9614 | 308.6589 | 303.0121 | 304.9244 | 303.4989 | 314.4841 | 333.3942 | 332.235 | 332.838 | 335.7238 | 320.6886 | 315.129 | 322.6555 | 318.28 | 312.4516 | 313.8532 | 308.9669 | 313.2424 | 314.0719 | 314.4567 | 307.8311 | 307.1295 | 307.3722 | 307.8427 | 258.1704 | 259.9618 | 262.8807 | 264.6317 | 265.9542 | 267.7464 | 268.9706 | 270.1822 | 271.1501 | 272.4618 | 273.6275 | 274.2612 | 275.3252 | 276.2527 | 277.1055 | 278.3479 | 279.2688 | 280.119 | 281.6244 | 282.7949 | 283.8184 | 284.9674 | 286.1392 | 287.3334 | 288.5355 | 289.749 | 290.992 | 292.2538 | 293.5343 | 294.8365 | 296.1536 | GCM1_High | 307.3722 | 259.9618 | 267.7567 | 273.6275 | 274.2612 | 278.8918 | 283.8184 | 284.9674 | 290.4495 | 296.1536
Scenario Name: Climate2_XGO_Base_NoFreeze ¦ Date: Wed 08/12/2020 ¦ Time: 13:04:48.45 ¦ Path: Q:\MJ\energy2020July30\2020Model ¦ Version: * ¦ | Northwest | SL&PF | Average | Annual | All | LDCECC/TDEF | Electric Load with Losses, Net of Cogeneration | 295.916 | 302.3303 | 299.8987 | 302.1594 | 306.1652 | 308.6656 | 312.4059 | 311.7057 | 314.9614 | 308.6589 | 303.0121 | 304.9244 | 303.4989 | 314.4841 | 333.3942 | 332.235 | 332.838 | 335.7238 | 320.6886 | 315.129 | 322.6555 | 318.28 | 312.4516 | 313.8532 | 308.9669 | 313.2424 | 314.0719 | 314.4567 | 307.8311 | 307.1295 | 307.3722 | 307.8427 | 308.0946 | 308.2033 | 308.954 | 308.8428 | 308.6838 | 309.2216 | 308.9855 | 309.093 | 309.1622 | 308.4639 | 308.0934 | 307.3384 | 308.0353 | 307.2268 | 306.7741 | 305.95 | 305.4771 | 304.9869 | 304.1261 | 303.6496 | 303.093 | 302.524 | 301.956 | 301.3887 | 300.8224 | 300.2568 | 299.692 | 299.1281 | 298.5651 | 298.0028 | 297.4413 | GCM 2_Base | 307.3722 | 308.0934 | 308.7704 | 309.2216 | 303.093 | 305.6657 | 308.0353 | 297.4413 | 299.9777 | 302.524
Scenario Name: Climate2_XGO_Low_NoFreeze ¦ Date: Wed 08/12/2020 ¦ Time: 14:10:06.27 ¦ Path: Q:\MJ\energy2020July30\2020Model ¦ Version: * ¦ | Northwest | SL&PF | Average | Annual | All | LDCECC/TDEF | Electric Load with Losses, Net of Cogeneration | 295.916 | 302.3303 | 299.8987 | 302.1594 | 306.1652 | 308.6656 | 312.4059 | 311.7057 | 314.9614 | 308.6589 | 303.0121 | 304.9244 | 303.4989 | 314.4841 | 333.3942 | 332.235 | 332.838 | 335.7238 | 320.6886 | 315.129 | 322.6555 | 318.28 | 312.4516 | 313.8532 | 308.9669 | 313.2424 | 314.0719 | 314.4567 | 307.8311 | 307.1295 | 307.3722 | 307.8427 | 247.3601 | 245.9271 | 246.1489 | 245.5969 | 245.2508 | 245.5517 | 245.5338 | 245.9829 | 246.0307 | 246.0769 | 247.397 | 247.6064 | 248.4817 | 248.9972 | 249.0293 | 249.2845 | 249.667 | 250.0486 | 250.4401 | 250.816 | 251.2091 | 251.5975 | 251.9778 | 252.3751 | 252.7712 | 253.1665 | 253.5679 | 253.9538 | 254.3567 | 254.7623 | 255.1559 | GCM 2_Low | 307.3722 | 245.2508 | 245.9497 | 247.397 | 247.6064 | 249.558 | 251.2091 | 251.5975 | 253.3685 | 255.1559
Scenario Name: Climate2_XGO_High_NoFreeze ¦ Date: Wed 08/12/2020 ¦ Time: 15:19:27.25 ¦ Path: Q:\MJ\energy2020July30\2020Model ¦ Version: * ¦ | Northwest | SL&PF | Average | Annual | All | LDCECC/TDEF | Electric Load with Losses, Net of Cogeneration | 295.916 | 302.3303 | 299.8987 | 302.1594 | 306.1652 | 308.6656 | 312.4059 | 311.7057 | 314.9614 | 308.6589 | 303.0121 | 304.9244 | 303.4989 | 314.4841 | 333.3942 | 332.235 | 332.838 | 335.7238 | 320.6886 | 315.129 | 322.6555 | 318.28 | 312.4516 | 313.8532 | 308.9669 | 313.2424 | 314.0719 | 314.4567 | 307.8311 | 307.1295 | 307.3722 | 307.8427 | 258.1704 | 259.9618 | 262.8807 | 264.6317 | 265.9542 | 267.7464 | 268.9706 | 270.1822 | 271.1501 | 272.4618 | 273.6275 | 274.2612 | 275.3252 | 276.2527 | 277.1055 | 278.3479 | 279.2688 | 280.119 | 281.6244 | 282.7949 | 283.8184 | 284.9674 | 286.1392 | 287.3334 | 288.5355 | 289.749 | 290.992 | 292.2538 | 293.5343 | 294.8365 | 296.1536 | GCM 2_High | 307.3722 | 259.9618 | 267.7567 | 273.6275 | 274.2612 | 278.8918 | 283.8184 | 284.9674 | 290.4495 | 296.1536
Scenario Name: Climate3_XGO_Base_NoFreeze ¦ Date: Wed 08/12/2020 ¦ Time: 13:15:27.46 ¦ Path: Q:\MJ\energy2020July30\2020Model ¦ Version: * ¦ | Northwest | SL&PF | Average | Annual | All | LDCECC/TDEF | Electric Load with Losses, Net of Cogeneration | 295.916 | 302.3303 | 299.8987 | 302.1594 | 306.1652 | 308.6656 | 312.4059 | 311.7057 | 314.9614 | 308.6589 | 303.0121 | 304.9244 | 303.4989 | 314.4841 | 333.3942 | 332.235 | 332.838 | 335.7238 | 320.6886 | 315.129 | 322.6555 | 318.28 | 312.4516 | 313.8532 | 308.9669 | 313.2424 | 314.0719 | 314.4567 | 307.8311 | 307.1295 | 307.3722 | 307.8427 | 308.0946 | 308.2033 | 308.954 | 308.8428 | 308.6838 | 309.2216 | 308.9855 | 309.093 | 309.1622 | 308.4639 | 308.0934 | 307.3384 | 308.0353 | 307.2268 | 306.7741 | 305.95 | 305.4771 | 304.9869 | 304.1261 | 303.6496 | 303.093 | 302.524 | 301.956 | 301.3887 | 300.8224 | 300.2568 | 299.692 | 299.1281 | 298.5651 | 298.0028 | 297.4413 | GCM 3_Base | 307.3722 | 308.0934 | 308.7704 | 309.2216 | 303.093 | 305.6657 | 308.0353 | 297.4413 | 299.9777 | 302.524
Scenario Name: Climate3_XGO_Low_NoFreeze ¦ Date: Wed 08/12/2020 ¦ Time: 14:21:42.35 ¦ Path: Q:\MJ\energy2020July30\2020Model ¦ Version: * ¦ | Northwest | SL&PF | Average | Annual | All | LDCECC/TDEF | Electric Load with Losses, Net of Cogeneration | 295.916 | 302.3303 | 299.8987 | 302.1594 | 306.1652 | 308.6656 | 312.4059 | 311.7057 | 314.9614 | 308.6589 | 303.0121 | 304.9244 | 303.4989 | 314.4841 | 333.3942 | 332.235 | 332.838 | 335.7238 | 320.6886 | 315.129 | 322.6555 | 318.28 | 312.4516 | 313.8532 | 308.9669 | 313.2424 | 314.0719 | 314.4567 | 307.8311 | 307.1295 | 307.3722 | 307.8427 | 247.3601 | 245.9271 | 246.1489 | 245.5969 | 245.2508 | 245.5517 | 245.5338 | 245.9829 | 246.0307 | 246.0769 | 247.397 | 247.6064 | 248.4817 | 248.9972 | 249.0293 | 249.2845 | 249.667 | 250.0486 | 250.4401 | 250.816 | 251.2091 | 251.5975 | 251.9778 | 252.3751 | 252.7712 | 253.1665 | 253.5679 | 253.9538 | 254.3567 | 254.7623 | 255.1559 | GCM 3_Low | 307.3722 | 245.2508 | 245.9497 | 247.397 | 247.6064 | 249.558 | 251.2091 | 251.5975 | 253.3685 | 255.1559
Scenario Name: Climate3_XGO_High_NoFreeze ¦ Date: Wed 08/12/2020 ¦ Time: 15:31:01.78 ¦ Path: Q:\MJ\energy2020July30\2020Model ¦ Version: * ¦ | Northwest | SL&PF | Average | Annual | All | LDCECC/TDEF | Electric Load with Losses, Net of Cogeneration | 295.916 | 302.3303 | 299.8987 | 302.1594 | 306.1652 | 308.6656 | 312.4059 | 311.7057 | 314.9614 | 308.6589 | 303.0121 | 304.9244 | 303.4989 | 314.4841 | 333.3942 | 332.235 | 332.838 | 335.7238 | 320.6886 | 315.129 | 322.6555 | 318.28 | 312.4516 | 313.8532 | 308.9669 | 313.2424 | 314.0719 | 314.4567 | 307.8311 | 307.1295 | 307.3722 | 307.8427 | 258.1704 | 259.9618 | 262.8807 | 264.6317 | 265.9542 | 267.7464 | 268.9706 | 270.1822 | 271.1501 | 272.4618 | 273.6275 | 274.2612 | 275.3252 | 276.2527 | 277.1055 | 278.3479 | 279.2688 | 280.119 | 281.6244 | 282.7949 | 283.8184 | 284.9674 | 286.1392 | 287.3334 | 288.5355 | 289.749 | 290.992 | 292.2538 | 293.5343 | 294.8365 | 296.1536 | GCM 3_High | 307.3722 | 259.9618 | 267.7567 | 273.6275 | 274.2612 | 278.8918 | 283.8184 | 284.9674 | 290.4495 | 296.1536
Scenario Name: Climate1_XGO_Base_Freeze ¦ Date: Wed 08/12/2020 ¦ Time: 16:17:29.68 ¦ Path: Q:\MJ\energy2020July30\2020Model ¦ Version: * ¦ | Northwest | SL&PF | Average | Annual | All | LDCECC/TDEF | Electric Load with Losses, Net of Cogeneration | 295.916 | 302.3303 | 299.8987 | 302.1594 | 306.1652 | 308.6656 | 312.4059 | 311.7057 | 314.9614 | 308.6589 | 303.0121 | 304.9244 | 303.4989 | 314.4841 | 333.3942 | 332.235 | 332.838 | 335.7238 | 320.6886 | 315.129 | 322.6555 | 318.28 | 312.4516 | 313.8532 | 308.9669 | 313.2424 | 314.0719 | 314.4567 | 307.8311 | 307.1295 | 307.3722 | 307.8427 | 308.0946 | 308.2033 | 308.954 | 308.8428 | 308.6838 | 309.2216 | 308.9855 | 309.093 | 309.1622 | 308.4639 | 308.0934 | 307.3384 | 308.0353 | 307.2268 | 306.7741 | 305.95 | 305.4771 | 304.9869 | 304.1261 | 303.6496 | 303.093 | 302.524 | 301.956 | 301.3887 | 300.8224 | 300.2568 | 299.692 | 299.1281 | 298.5651 | 298.0028 | 297.4413 | GCM1_Base_FE | 307.3722 | 308.0934 | 308.7704 | 309.2216 | 303.093 | 305.6657 | 308.0353 | 297.4413 | 299.9777 | 302.524
Scenario Name: Climate1_XGO_Low_Freeze ¦ Date: Wed 08/12/2020 ¦ Time: 17:22:25.44 ¦ Path: Q:\MJ\energy2020July30\2020Model ¦ Version: * ¦ | Northwest | SL&PF | Average | Annual | All | LDCECC/TDEF | Electric Load with Losses, Net of Cogeneration | 295.916 | 302.3303 | 299.8987 | 302.1594 | 306.1652 | 308.6656 | 312.4059 | 311.7057 | 314.9614 | 308.6589 | 303.0121 | 304.9244 | 303.4989 | 314.4841 | 333.3942 | 332.235 | 332.838 | 335.7238 | 320.6886 | 315.129 | 322.6555 | 318.28 | 312.4516 | 313.8532 | 308.9669 | 313.2424 | 314.0719 | 314.4567 | 307.8311 | 307.1295 | 307.3722 | 307.8427 | 247.3601 | 245.9271 | 246.1489 | 245.5969 | 245.2508 | 245.5517 | 245.5338 | 245.9829 | 246.0307 | 246.0769 | 247.397 | 247.6064 | 248.4817 | 248.9972 | 249.0293 | 249.2845 | 249.667 | 250.0486 | 250.4401 | 250.816 | 251.2091 | 251.5975 | 251.9778 | 252.3751 | 252.7712 | 253.1665 | 253.5679 | 253.9538 | 254.3567 | 254.7623 | 255.1559 | GCM1_Low_FE | 307.3722 | 245.2508 | 245.9497 | 247.397 | 247.6064 | 249.558 | 251.2091 | 251.5975 | 253.3685 | 255.1559
Scenario Name: Climate1_XGO_High_Freeze ¦ Date: Wed 08/12/2020 ¦ Time: 18:27:55.80 ¦ Path: Q:\MJ\energy2020July30\2020Model ¦ Version: * ¦ | Northwest | SL&PF | Average | Annual | All | LDCECC/TDEF | Electric Load with Losses, Net of Cogeneration | 295.916 | 302.3303 | 299.8987 | 302.1594 | 306.1652 | 308.6656 | 312.4059 | 311.7057 | 314.9614 | 308.6589 | 303.0121 | 304.9244 | 303.4989 | 314.4841 | 333.3942 | 332.235 | 332.838 | 335.7238 | 320.6886 | 315.129 | 322.6555 | 318.28 | 312.4516 | 313.8532 | 308.9669 | 313.2424 | 314.0719 | 314.4567 | 307.8311 | 307.1295 | 307.3722 | 307.8427 | 258.1704 | 259.9618 | 262.8807 | 264.6317 | 265.9542 | 267.7464 | 268.9706 | 270.1822 | 271.1501 | 272.4618 | 273.6275 | 274.2612 | 275.3252 | 276.2527 | 277.1055 | 278.3479 | 279.2688 | 280.119 | 281.6244 | 282.7949 | 283.8184 | 284.9674 | 286.1392 | 287.3334 | 288.5355 | 289.749 | 290.992 | 292.2538 | 293.5343 | 294.8365 | 296.1536 | GCM1_High_FE | 307.3722 | 259.9618 | 267.7567 | 273.6275 | 274.2612 | 278.8918 | 283.8184 | 284.9674 | 290.4495 | 296.1536
Scenario Name: Climate2_XGO_Base_Freeze ¦ Date: Wed 08/12/2020 ¦ Time: 16:28:06.97 ¦ Path: Q:\MJ\energy2020July30\2020Model ¦ Version: * ¦ | Northwest | SL&PF | Average | Annual | All | LDCECC/TDEF | Electric Load with Losses, Net of Cogeneration | 295.916 | 302.3303 | 299.8987 | 302.1594 | 306.1652 | 308.6656 | 312.4059 | 311.7057 | 314.9614 | 308.6589 | 303.0121 | 304.9244 | 303.4989 | 314.4841 | 333.3942 | 332.235 | 332.838 | 335.7238 | 320.6886 | 315.129 | 322.6555 | 318.28 | 312.4516 | 313.8532 | 308.9669 | 313.2424 | 314.0719 | 314.4567 | 307.8311 | 307.1295 | 307.3722 | 307.8427 | 308.0946 | 308.2033 | 308.954 | 308.8428 | 308.6838 | 309.2216 | 308.9855 | 309.093 | 309.1622 | 308.4639 | 308.0934 | 307.3384 | 308.0353 | 307.2268 | 306.7741 | 305.95 | 305.4771 | 304.9869 | 304.1261 | 303.6496 | 303.093 | 302.524 | 301.956 | 301.3887 | 300.8224 | 300.2568 | 299.692 | 299.1281 | 298.5651 | 298.0028 | 297.4413 | GCM 2_Base_FE | 307.3722 | 308.0934 | 308.7704 | 309.2216 | 303.093 | 305.6657 | 308.0353 | 297.4413 | 299.9777 | 302.524
Scenario Name: Climate2_XGO_Low_Freeze ¦ Date: Wed 08/12/2020 ¦ Time: 17:33:26.32 ¦ Path: Q:\MJ\energy2020July30\2020Model ¦ Version: * ¦ | Northwest | SL&PF | Average | Annual | All | LDCECC/TDEF | Electric Load with Losses, Net of Cogeneration | 295.916 | 302.3303 | 299.8987 | 302.1594 | 306.1652 | 308.6656 | 312.4059 | 311.7057 | 314.9614 | 308.6589 | 303.0121 | 304.9244 | 303.4989 | 314.4841 | 333.3942 | 332.235 | 332.838 | 335.7238 | 320.6886 | 315.129 | 322.6555 | 318.28 | 312.4516 | 313.8532 | 308.9669 | 313.2424 | 314.0719 | 314.4567 | 307.8311 | 307.1295 | 307.3722 | 307.8427 | 247.3601 | 245.9271 | 246.1489 | 245.5969 | 245.2508 | 245.5517 | 245.5338 | 245.9829 | 246.0307 | 246.0769 | 247.397 | 247.6064 | 248.4817 | 248.9972 | 249.0293 | 249.2845 | 249.667 | 250.0486 | 250.4401 | 250.816 | 251.2091 | 251.5975 | 251.9778 | 252.3751 | 252.7712 | 253.1665 | 253.5679 | 253.9538 | 254.3567 | 254.7623 | 255.1559 | GCM 2_Low_FE | 307.3722 | 245.2508 | 245.9497 | 247.397 | 247.6064 | 249.558 | 251.2091 | 251.5975 | 253.3685 | 255.1559
Scenario Name: Climate2_XGO_High_Freeze ¦ Date: Wed 08/12/2020 ¦ Time: 18:38:34.10 ¦ Path: Q:\MJ\energy2020July30\2020Model ¦ Version: * ¦ | Northwest | SL&PF | Average | Annual | All | LDCECC/TDEF | Electric Load with Losses, Net of Cogeneration | 295.916 | 302.3303 | 299.8987 | 302.1594 | 306.1652 | 308.6656 | 312.4059 | 311.7057 | 314.9614 | 308.6589 | 303.0121 | 304.9244 | 303.4989 | 314.4841 | 333.3942 | 332.235 | 332.838 | 335.7238 | 320.6886 | 315.129 | 322.6555 | 318.28 | 312.4516 | 313.8532 | 308.9669 | 313.2424 | 314.0719 | 314.4567 | 307.8311 | 307.1295 | 307.3722 | 307.8427 | 258.1704 | 259.9618 | 262.8807 | 264.6317 | 265.9542 | 267.7464 | 268.9706 | 270.1822 | 271.1501 | 272.4618 | 273.6275 | 274.2612 | 275.3252 | 276.2527 | 277.1055 | 278.3479 | 279.2688 | 280.119 | 281.6244 | 282.7949 | 283.8184 | 284.9674 | 286.1392 | 287.3334 | 288.5355 | 289.749 | 290.992 | 292.2538 | 293.5343 | 294.8365 | 296.1536 | GCM 2_High_FE | 307.3722 | 259.9618 | 267.7567 | 273.6275 | 274.2612 | 278.8918 | 283.8184 | 284.9674 | 290.4495 | 296.1536
Scenario Name: Climate3_XGO_Base_Freeze ¦ Date: Wed 08/12/2020 ¦ Time: 16:38:58.68 ¦ Path: Q:\MJ\energy2020July30\2020Model ¦ Version: * ¦ | Northwest | SL&PF | Average | Annual | All | LDCECC/TDEF | Electric Load with Losses, Net of Cogeneration | 295.916 | 302.3303 | 299.8987 | 302.1594 | 306.1652 | 308.6656 | 312.4059 | 311.7057 | 314.9614 | 308.6589 | 303.0121 | 304.9244 | 303.4989 | 314.4841 | 333.3942 | 332.235 | 332.838 | 335.7238 | 320.6886 | 315.129 | 322.6555 | 318.28 | 312.4516 | 313.8532 | 308.9669 | 313.2424 | 314.0719 | 314.4567 | 307.8311 | 307.1295 | 307.3722 | 307.8427 | 308.0946 | 308.2033 | 308.954 | 308.8428 | 308.6838 | 309.2216 | 308.9855 | 309.093 | 309.1622 | 308.4639 | 308.0934 | 307.3384 | 308.0353 | 307.2268 | 306.7741 | 305.95 | 305.4771 | 304.9869 | 304.1261 | 303.6496 | 303.093 | 302.524 | 301.956 | 301.3887 | 300.8224 | 300.2568 | 299.692 | 299.1281 | 298.5651 | 298.0028 | 297.4413 | GCM 3_Base_FE | 307.3722 | 308.0934 | 308.7704 | 309.2216 | 303.093 | 305.6657 | 308.0353 | 297.4413 | 299.9777 | 302.524
Scenario Name: Climate3_XGO_Low_Freeze ¦ Date: Wed 08/12/2020 ¦ Time: 17:44:14.68 ¦ Path: Q:\MJ\energy2020July30\2020Model ¦ Version: * ¦ | Northwest | SL&PF | Average | Annual | All | LDCECC/TDEF | Electric Load with Losses, Net of Cogeneration | 295.916 | 302.3303 | 299.8987 | 302.1594 | 306.1652 | 308.6656 | 312.4059 | 311.7057 | 314.9614 | 308.6589 | 303.0121 | 304.9244 | 303.4989 | 314.4841 | 333.3942 | 332.235 | 332.838 | 335.7238 | 320.6886 | 315.129 | 322.6555 | 318.28 | 312.4516 | 313.8532 | 308.9669 | 313.2424 | 314.0719 | 314.4567 | 307.8311 | 307.1295 | 307.3722 | 307.8427 | 247.3601 | 245.9271 | 246.1489 | 245.5969 | 245.2508 | 245.5517 | 245.5338 | 245.9829 | 246.0307 | 246.0769 | 247.397 | 247.6064 | 248.4817 | 248.9972 | 249.0293 | 249.2845 | 249.667 | 250.0486 | 250.4401 | 250.816 | 251.2091 | 251.5975 | 251.9778 | 252.3751 | 252.7712 | 253.1665 | 253.5679 | 253.9538 | 254.3567 | 254.7623 | 255.1559 | GCM 3_Low_FE | 307.3722 | 245.2508 | 245.9497 | 247.397 | 247.6064 | 249.558 | 251.2091 | 251.5975 | 253.3685 | 255.1559
Scenario Name: Climate3_XGO_High_Freeze ¦ Date: Wed 08/12/2020 ¦ Time: 18:49:23.12 ¦ Path: Q:\MJ\energy2020July30\2020Model ¦ Version: * ¦ | Northwest | SL&PF | Average | Annual | All | LDCECC/TDEF | Electric Load with Losses, Net of Cogeneration | 295.916 | 302.3303 | 299.8987 | 302.1594 | 306.1652 | 308.6656 | 312.4059 | 311.7057 | 314.9614 | 308.6589 | 303.0121 | 304.9244 | 303.4989 | 314.4841 | 333.3942 | 332.235 | 332.838 | 335.7238 | 320.6886 | 315.129 | 322.6555 | 318.28 | 312.4516 | 313.8532 | 308.9669 | 313.2424 | 314.0719 | 314.4567 | 307.8311 | 307.1295 | 307.3722 | 307.8427 | 258.1704 | 259.9618 | 262.8807 | 264.6317 | 265.9542 | 267.7464 | 268.9706 | 270.1822 | 271.1501 | 272.4618 | 273.6275 | 274.2612 | 275.3252 | 276.2527 | 277.1055 | 278.3479 | 279.2688 | 280.119 | 281.6244 | 282.7949 | 283.8184 | 284.9674 | 286.1392 | 287.3334 | 288.5355 | 289.749 | 290.992 | 292.2538 | 293.5343 | 294.8365 | 296.1536 | GCM 3_High_FE | 307.3722 | 259.9618 | 267.7567 | 273.6275 | 274.2612 | 278.8918 | 283.8184 | 284.9674 | 290.4495 | 296.1536
Without Indirect Climate Change Impact
Scenario Name: Climate1_NoXGO_Base_NoFreeze ¦ Date: Wed 08/12/2020 ¦ Time: 12:21:26.92 ¦ Path: Q:\MJ\energy2020July30\2020Model ¦ Version: * ¦ | Northwest | SL&PF | Average | Annual | All | LDCECC/TDEF | Electric Load with Losses, Net of Cogeneration | 295.916 | 302.3303 | 299.8987 | 302.1594 | 306.1652 | 308.6656 | 312.4059 | 311.7057 | 314.9614 | 308.6589 | 303.0121 | 304.9244 | 303.4989 | 314.4841 | 333.3942 | 332.235 | 332.838 | 335.7238 | 320.6886 | 315.129 | 322.6555 | 318.28 | 312.4516 | 313.8532 | 308.9669 | 313.2424 | 314.0719 | 314.4567 | 307.8311 | 307.1295 | 307.3722 | 307.8427 | 308.0946 | 308.2033 | 308.954 | 308.8428 | 308.6838 | 309.2216 | 308.9855 | 309.093 | 309.1622 | 308.4639 | 308.0934 | 307.3384 | 308.0353 | 307.2268 | 306.7741 | 305.95 | 305.4771 | 304.9869 | 304.1261 | 303.6496 | 303.093 | 302.524 | 301.956 | 301.3887 | 300.8224 | 300.2568 | 299.692 | 299.1281 | 298.5651 | 298.0028 | 297.4413 | Climate1_without secondary Impact_Base | 307.3722 | 308.0934 | 308.7704 | 309.2216 | 303.093 | 305.6657 | 308.0353 | 297.4413 | 299.9777 | 302.524
Scenario Name: Climate1_NoXGO_Low_NoFreeze ¦ Date: Wed 08/12/2020 ¦ Time: 13:26:15.24 ¦ Path: Q:\MJ\energy2020July30\2020Model ¦ Version: * ¦ | Northwest | SL&PF | Average | Annual | All | LDCECC/TDEF | Electric Load with Losses, Net of Cogeneration | 295.916 | 302.3303 | 299.8987 | 302.1594 | 306.1652 | 308.6656 | 312.4059 | 311.7057 | 314.9614 | 308.6589 | 303.0121 | 304.9244 | 303.4989 | 314.4841 | 333.3942 | 332.235 | 332.838 | 335.7238 | 320.6886 | 315.129 | 322.6555 | 318.28 | 312.4516 | 313.8532 | 308.9669 | 313.2424 | 314.0719 | 314.4567 | 307.8311 | 307.1295 | 307.3722 | 307.8427 | 247.3601 | 245.9271 | 246.1489 | 245.5969 | 245.2508 | 245.5517 | 245.5338 | 245.9829 | 246.0307 | 246.0769 | 247.397 | 247.6064 | 248.4817 | 248.9972 | 249.0293 | 249.2845 | 249.667 | 250.0486 | 250.4401 | 250.816 | 251.2091 | 251.5975 | 251.9778 | 252.3751 | 252.7712 | 253.1665 | 253.5679 | 253.9538 | 254.3567 | 254.7623 | 255.1559 | Climate1_without secondary Impact_Low | 307.3722 | 245.2508 | 245.9497 | 247.397 | 247.6064 | 249.558 | 251.2091 | 251.5975 | 253.3685 | 255.1559
Scenario Name: Climate1_NoXGO_High_NoFreeze ¦ Date: Wed 08/12/2020 ¦ Time: 14:32:50.50 ¦ Path: Q:\MJ\energy2020July30\2020Model ¦ Version: * ¦ | Northwest | SL&PF | Average | Annual | All | LDCECC/TDEF | Electric Load with Losses, Net of Cogeneration | 295.916 | 302.3303 | 299.8987 | 302.1594 | 306.1652 | 308.6656 | 312.4059 | 311.7057 | 314.9614 | 308.6589 | 303.0121 | 304.9244 | 303.4989 | 314.4841 | 333.3942 | 332.235 | 332.838 | 335.7238 | 320.6886 | 315.129 | 322.6555 | 318.28 | 312.4516 | 313.8532 | 308.9669 | 313.2424 | 314.0719 | 314.4567 | 307.8311 | 307.1295 | 307.3722 | 307.8427 | 258.1704 | 259.9618 | 262.8807 | 264.6317 | 265.9542 | 267.7464 | 268.9706 | 270.1822 | 271.1501 | 272.4618 | 273.6275 | 274.2612 | 275.3252 | 276.2527 | 277.1055 | 278.3479 | 279.2688 | 280.119 | 281.6244 | 282.7949 | 283.8184 | 284.9674 | 286.1392 | 287.3334 | 288.5355 | 289.749 | 290.992 | 292.2538 | 293.5343 | 294.8365 | 296.1536 | Climate1_without secondary Impact_High | 307.3722 | 259.9618 | 267.7567 | 273.6275 | 274.2612 | 278.8918 | 283.8184 | 284.9674 | 290.4495 | 296.1536
Scenario Name: Climate2_NoXGO_Base_NoFreeze ¦ Date: Wed 08/12/2020 ¦ Time: 12:32:43.63 ¦ Path: Q:\MJ\energy2020July30\2020Model ¦ Version: * ¦ | Northwest | SL&PF | Average | Annual | All | LDCECC/TDEF | Electric Load with Losses, Net of Cogeneration | 295.916 | 302.3303 | 299.8987 | 302.1594 | 306.1652 | 308.6656 | 312.4059 | 311.7057 | 314.9614 | 308.6589 | 303.0121 | 304.9244 | 303.4989 | 314.4841 | 333.3942 | 332.235 | 332.838 | 335.7238 | 320.6886 | 315.129 | 322.6555 | 318.28 | 312.4516 | 313.8532 | 308.9669 | 313.2424 | 314.0719 | 314.4567 | 307.8311 | 307.1295 | 307.3722 | 307.8427 | 308.0946 | 308.2033 | 308.954 | 308.8428 | 308.6838 | 309.2216 | 308.9855 | 309.093 | 309.1622 | 308.4639 | 308.0934 | 307.3384 | 308.0353 | 307.2268 | 306.7741 | 305.95 | 305.4771 | 304.9869 | 304.1261 | 303.6496 | 303.093 | 302.524 | 301.956 | 301.3887 | 300.8224 | 300.2568 | 299.692 | 299.1281 | 298.5651 | 298.0028 | 297.4413 | Climate2_without secondary Impact_Base | 307.3722 | 308.0934 | 308.7704 | 309.2216 | 303.093 | 305.6657 | 308.0353 | 297.4413 | 299.9777 | 302.524
Scenario Name: Climate2_NoXGO_Low_NoFreeze ¦ Date: Wed 08/12/2020 ¦ Time: 13:36:42.08 ¦ Path: Q:\MJ\energy2020July30\2020Model ¦ Version: * ¦ | Northwest | SL&PF | Average | Annual | All | LDCECC/TDEF | Electric Load with Losses, Net of Cogeneration | 295.916 | 302.3303 | 299.8987 | 302.1594 | 306.1652 | 308.6656 | 312.4059 | 311.7057 | 314.9614 | 308.6589 | 303.0121 | 304.9244 | 303.4989 | 314.4841 | 333.3942 | 332.235 | 332.838 | 335.7238 | 320.6886 | 315.129 | 322.6555 | 318.28 | 312.4516 | 313.8532 | 308.9669 | 313.2424 | 314.0719 | 314.4567 | 307.8311 | 307.1295 | 307.3722 | 307.8427 | 247.3601 | 245.9271 | 246.1489 | 245.5969 | 245.2508 | 245.5517 | 245.5338 | 245.9829 | 246.0307 | 246.0769 | 247.397 | 247.6064 | 248.4817 | 248.9972 | 249.0293 | 249.2845 | 249.667 | 250.0486 | 250.4401 | 250.816 | 251.2091 | 251.5975 | 251.9778 | 252.3751 | 252.7712 | 253.1665 | 253.5679 | 253.9538 | 254.3567 | 254.7623 | 255.1559 | Climate2_without secondary Impact_Low | 307.3722 | 245.2508 | 245.9497 | 247.397 | 247.6064 | 249.558 | 251.2091 | 251.5975 | 253.3685 | 255.1559
Scenario Name: Climate2_NoXGO_High_NoFreeze ¦ Date: Wed 08/12/2020 ¦ Time: 14:44:20.75 ¦ Path: Q:\MJ\energy2020July30\2020Model ¦ Version: * ¦ | Northwest | SL&PF | Average | Annual | All | LDCECC/TDEF | Electric Load with Losses, Net of Cogeneration | 295.916 | 302.3303 | 299.8987 | 302.1594 | 306.1652 | 308.6656 | 312.4059 | 311.7057 | 314.9614 | 308.6589 | 303.0121 | 304.9244 | 303.4989 | 314.4841 | 333.3942 | 332.235 | 332.838 | 335.7238 | 320.6886 | 315.129 | 322.6555 | 318.28 | 312.4516 | 313.8532 | 308.9669 | 313.2424 | 314.0719 | 314.4567 | 307.8311 | 307.1295 | 307.3722 | 307.8427 | 258.1704 | 259.9618 | 262.8807 | 264.6317 | 265.9542 | 267.7464 | 268.9706 | 270.1822 | 271.1501 | 272.4618 | 273.6275 | 274.2612 | 275.3252 | 276.2527 | 277.1055 | 278.3479 | 279.2688 | 280.119 | 281.6244 | 282.7949 | 283.8184 | 284.9674 | 286.1392 | 287.3334 | 288.5355 | 289.749 | 290.992 | 292.2538 | 293.5343 | 294.8365 | 296.1536 | Climate2_without secondary Impact_High | 307.3722 | 259.9618 | 267.7567 | 273.6275 | 274.2612 | 278.8918 | 283.8184 | 284.9674 | 290.4495 | 296.1536
Scenario Name: Climate3_NoXGO_Base_NoFreeze ¦ Date: Wed 08/12/2020 ¦ Time: 12:43:27.01 ¦ Path: Q:\MJ\energy2020July30\2020Model ¦ Version: * ¦ | Northwest | SL&PF | Average | Annual | All | LDCECC/TDEF | Electric Load with Losses, Net of Cogeneration | 295.916 | 302.3303 | 299.8987 | 302.1594 | 306.1652 | 308.6656 | 312.4059 | 311.7057 | 314.9614 | 308.6589 | 303.0121 | 304.9244 | 303.4989 | 314.4841 | 333.3942 | 332.235 | 332.838 | 335.7238 | 320.6886 | 315.129 | 322.6555 | 318.28 | 312.4516 | 313.8532 | 308.9669 | 313.2424 | 314.0719 | 314.4567 | 307.8311 | 307.1295 | 307.3722 | 307.8427 | 308.0946 | 308.2033 | 308.954 | 308.8428 | 308.6838 | 309.2216 | 308.9855 | 309.093 | 309.1622 | 308.4639 | 308.0934 | 307.3384 | 308.0353 | 307.2268 | 306.7741 | 305.95 | 305.4771 | 304.9869 | 304.1261 | 303.6496 | 303.093 | 302.524 | 301.956 | 301.3887 | 300.8224 | 300.2568 | 299.692 | 299.1281 | 298.5651 | 298.0028 | 297.4413 | Climate3_without secondary Impact_Base | 307.3722 | 308.0934 | 308.7704 | 309.2216 | 303.093 | 305.6657 | 308.0353 | 297.4413 | 299.9777 | 302.524
Scenario Name: Climate3_NoXGO_Low_NoFreeze ¦ Date: Wed 08/12/2020 ¦ Time: 13:47:40.50 ¦ Path: Q:\MJ\energy2020July30\2020Model ¦ Version: * ¦ | Northwest | SL&PF | Average | Annual | All | LDCECC/TDEF | Electric Load with Losses, Net of Cogeneration | 295.916 | 302.3303 | 299.8987 | 302.1594 | 306.1652 | 308.6656 | 312.4059 | 311.7057 | 314.9614 | 308.6589 | 303.0121 | 304.9244 | 303.4989 | 314.4841 | 333.3942 | 332.235 | 332.838 | 335.7238 | 320.6886 | 315.129 | 322.6555 | 318.28 | 312.4516 | 313.8532 | 308.9669 | 313.2424 | 314.0719 | 314.4567 | 307.8311 | 307.1295 | 307.3722 | 307.8427 | 247.3601 | 245.9271 | 246.1489 | 245.5969 | 245.2508 | 245.5517 | 245.5338 | 245.9829 | 246.0307 | 246.0769 | 247.397 | 247.6064 | 248.4817 | 248.9972 | 249.0293 | 249.2845 | 249.667 | 250.0486 | 250.4401 | 250.816 | 251.2091 | 251.5975 | 251.9778 | 252.3751 | 252.7712 | 253.1665 | 253.5679 | 253.9538 | 254.3567 | 254.7623 | 255.1559 | Climate3_without secondary Impact_Low | 307.3722 | 245.2508 | 245.9497 | 247.397 | 247.6064 | 249.558 | 251.2091 | 251.5975 | 253.3685 | 255.1559
Scenario Name: Climate3_NoXGO_High_NoFreeze ¦ Date: Wed 08/12/2020 ¦ Time: 14:55:14.31 ¦ Path: Q:\MJ\energy2020July30\2020Model ¦ Version: * ¦ | Northwest | SL&PF | Average | Annual | All | LDCECC/TDEF | Electric Load with Losses, Net of Cogeneration | 295.916 | 302.3303 | 299.8987 | 302.1594 | 306.1652 | 308.6656 | 312.4059 | 311.7057 | 314.9614 | 308.6589 | 303.0121 | 304.9244 | 303.4989 | 314.4841 | 333.3942 | 332.235 | 332.838 | 335.7238 | 320.6886 | 315.129 | 322.6555 | 318.28 | 312.4516 | 313.8532 | 308.9669 | 313.2424 | 314.0719 | 314.4567 | 307.8311 | 307.1295 | 307.3722 | 307.8427 | 258.1704 | 259.9618 | 262.8807 | 264.6317 | 265.9542 | 267.7464 | 268.9706 | 270.1822 | 271.1501 | 272.4618 | 273.6275 | 274.2612 | 275.3252 | 276.2527 | 277.1055 | 278.3479 | 279.2688 | 280.119 | 281.6244 | 282.7949 | 283.8184 | 284.9674 | 286.1392 | 287.3334 | 288.5355 | 289.749 | 290.992 | 292.2538 | 293.5343 | 294.8365 | 296.1536 | Climate3_without secondary Impact_High | 307.3722 | 259.9618 | 267.7567 | 273.6275 | 274.2612 | 278.8918 | 283.8184 | 284.9674 | 290.4495 | 296.1536
Scenario Name: Climate1_NoXGO_Base_Freeze ¦ Date: Wed 08/12/2020 ¦ Time: 15:45:08.77 ¦ Path: Q:\MJ\energy2020July30\2020Model ¦ Version: * ¦ | Northwest | SL&PF | Average | Annual | All | LDCECC/TDEF | Electric Load with Losses, Net of Cogeneration | 295.916 | 302.3303 | 299.8987 | 302.1594 | 306.1652 | 308.6656 | 312.4059 | 311.7057 | 314.9614 | 308.6589 | 303.0121 | 304.9244 | 303.4989 | 314.4841 | 333.3942 | 332.235 | 332.838 | 335.7238 | 320.6886 | 315.129 | 322.6555 | 318.28 | 312.4516 | 313.8532 | 308.9669 | 313.2424 | 314.0719 | 314.4567 | 307.8311 | 307.1295 | 307.3722 | 307.8427 | 308.0946 | 308.2033 | 308.954 | 308.8428 | 308.6838 | 309.2216 | 308.9855 | 309.093 | 309.1622 | 308.4639 | 308.0934 | 307.3384 | 308.0353 | 307.2268 | 306.7741 | 305.95 | 305.4771 | 304.9869 | 304.1261 | 303.6496 | 303.093 | 302.524 | 301.956 | 301.3887 | 300.8224 | 300.2568 | 299.692 | 299.1281 | 298.5651 | 298.0028 | 297.4413 | Climate1_without secondary Impact_Base_Freeze | 307.3722 | 308.0934 | 308.7704 | 309.2216 | 303.093 | 305.6657 | 308.0353 | 297.4413 | 299.9777 | 302.524
Scenario Name: Climate1_NoXGO_Low_Freeze ¦ Date: Wed 08/12/2020 ¦ Time: 16:49:50.39 ¦ Path: Q:\MJ\energy2020July30\2020Model ¦ Version: * ¦ | Northwest | SL&PF | Average | Annual | All | LDCECC/TDEF | Electric Load with Losses, Net of Cogeneration | 295.916 | 302.3303 | 299.8987 | 302.1594 | 306.1652 | 308.6656 | 312.4059 | 311.7057 | 314.9614 | 308.6589 | 303.0121 | 304.9244 | 303.4989 | 314.4841 | 333.3942 | 332.235 | 332.838 | 335.7238 | 320.6886 | 315.129 | 322.6555 | 318.28 | 312.4516 | 313.8532 | 308.9669 | 313.2424 | 314.0719 | 314.4567 | 307.8311 | 307.1295 | 307.3722 | 307.8427 | 247.3601 | 245.9271 | 246.1489 | 245.5969 | 245.2508 | 245.5517 | 245.5338 | 245.9829 | 246.0307 | 246.0769 | 247.397 | 247.6064 | 248.4817 | 248.9972 | 249.0293 | 249.2845 | 249.667 | 250.0486 | 250.4401 | 250.816 | 251.2091 | 251.5975 | 251.9778 | 252.3751 | 252.7712 | 253.1665 | 253.5679 | 253.9538 | 254.3567 | 254.7623 | 255.1559 | Climate1_without secondary Impact_Low_Freeze | 307.3722 | 245.2508 | 245.9497 | 247.397 | 247.6064 | 249.558 | 251.2091 | 251.5975 | 253.3685 | 255.1559
Scenario Name: Climate1_NoXGO_High_Freeze ¦ Date: Wed 08/12/2020 ¦ Time: 17:55:04.22 ¦ Path: Q:\MJ\energy2020July30\2020Model ¦ Version: * ¦ | Northwest | SL&PF | Average | Annual | All | LDCECC/TDEF | Electric Load with Losses, Net of Cogeneration | 295.916 | 302.3303 | 299.8987 | 302.1594 | 306.1652 | 308.6656 | 312.4059 | 311.7057 | 314.9614 | 308.6589 | 303.0121 | 304.9244 | 303.4989 | 314.4841 | 333.3942 | 332.235 | 332.838 | 335.7238 | 320.6886 | 315.129 | 322.6555 | 318.28 | 312.4516 | 313.8532 | 308.9669 | 313.2424 | 314.0719 | 314.4567 | 307.8311 | 307.1295 | 307.3722 | 307.8427 | 258.1704 | 259.9618 | 262.8807 | 264.6317 | 265.9542 | 267.7464 | 268.9706 | 270.1822 | 271.1501 | 272.4618 | 273.6275 | 274.2612 | 275.3252 | 276.2527 | 277.1055 | 278.3479 | 279.2688 | 280.119 | 281.6244 | 282.7949 | 283.8184 | 284.9674 | 286.1392 | 287.3334 | 288.5355 | 289.749 | 290.992 | 292.2538 | 293.5343 | 294.8365 | 296.1536 | Climate1_without secondary Impact_High_Freeze | 307.3722 | 259.9618 | 267.7567 | 273.6275 | 274.2612 | 278.8918 | 283.8184 | 284.9674 | 290.4495 | 296.1536
Scenario Name: Climate2_NoXGO_Base_Freeze ¦ Date: Wed 08/12/2020 ¦ Time: 15:55:51.20 ¦ Path: Q:\MJ\energy2020July30\2020Model ¦ Version: * ¦ | Northwest | SL&PF | Average | Annual | All | LDCECC/TDEF | Electric Load with Losses, Net of Cogeneration | 295.916 | 302.3303 | 299.8987 | 302.1594 | 306.1652 | 308.6656 | 312.4059 | 311.7057 | 314.9614 | 308.6589 | 303.0121 | 304.9244 | 303.4989 | 314.4841 | 333.3942 | 332.235 | 332.838 | 335.7238 | 320.6886 | 315.129 | 322.6555 | 318.28 | 312.4516 | 313.8532 | 308.9669 | 313.2424 | 314.0719 | 314.4567 | 307.8311 | 307.1295 | 307.3722 | 307.8427 | 308.0946 | 308.2033 | 308.954 | 308.8428 | 308.6838 | 309.2216 | 308.9855 | 309.093 | 309.1622 | 308.4639 | 308.0934 | 307.3384 | 308.0353 | 307.2268 | 306.7741 | 305.95 | 305.4771 | 304.9869 | 304.1261 | 303.6496 | 303.093 | 302.524 | 301.956 | 301.3887 | 300.8224 | 300.2568 | 299.692 | 299.1281 | 298.5651 | 298.0028 | 297.4413 | Climate2_without secondary Impact_Base_Freeze | 307.3722 | 308.0934 | 308.7704 | 309.2216 | 303.093 | 305.6657 | 308.0353 | 297.4413 | 299.9777 | 302.524
Scenario Name: Climate2_NoXGO_Low_Freeze ¦ Date: Wed 08/12/2020 ¦ Time: 17:00:38.56 ¦ Path: Q:\MJ\energy2020July30\2020Model ¦ Version: * ¦ | Northwest | SL&PF | Average | Annual | All | LDCECC/TDEF | Electric Load with Losses, Net of Cogeneration | 295.916 | 302.3303 | 299.8987 | 302.1594 | 306.1652 | 308.6656 | 312.4059 | 311.7057 | 314.9614 | 308.6589 | 303.0121 | 304.9244 | 303.4989 | 314.4841 | 333.3942 | 332.235 | 332.838 | 335.7238 | 320.6886 | 315.129 | 322.6555 | 318.28 | 312.4516 | 313.8532 | 308.9669 | 313.2424 | 314.0719 | 314.4567 | 307.8311 | 307.1295 | 307.3722 | 307.8427 | 247.3601 | 245.9271 | 246.1489 | 245.5969 | 245.2508 | 245.5517 | 245.5338 | 245.9829 | 246.0307 | 246.0769 | 247.397 | 247.6064 | 248.4817 | 248.9972 | 249.0293 | 249.2845 | 249.667 | 250.0486 | 250.4401 | 250.816 | 251.2091 | 251.5975 | 251.9778 | 252.3751 | 252.7712 | 253.1665 | 253.5679 | 253.9538 | 254.3567 | 254.7623 | 255.1559 | Climate2_without secondary Impact_Low_Freeze | 307.3722 | 245.2508 | 245.9497 | 247.397 | 247.6064 | 249.558 | 251.2091 | 251.5975 | 253.3685 | 255.1559
Scenario Name: Climate2_NoXGO_High_Freeze ¦ Date: Wed 08/12/2020 ¦ Time: 18:06:27.64 ¦ Path: Q:\MJ\energy2020July30\2020Model ¦ Version: * ¦ | Northwest | SL&PF | Average | Annual | All | LDCECC/TDEF | Electric Load with Losses, Net of Cogeneration | 295.916 | 302.3303 | 299.8987 | 302.1594 | 306.1652 | 308.6656 | 312.4059 | 311.7057 | 314.9614 | 308.6589 | 303.0121 | 304.9244 | 303.4989 | 314.4841 | 333.3942 | 332.235 | 332.838 | 335.7238 | 320.6886 | 315.129 | 322.6555 | 318.28 | 312.4516 | 313.8532 | 308.9669 | 313.2424 | 314.0719 | 314.4567 | 307.8311 | 307.1295 | 307.3722 | 307.8427 | 258.1704 | 259.9618 | 262.8807 | 264.6317 | 265.9542 | 267.7464 | 268.9706 | 270.1822 | 271.1501 | 272.4618 | 273.6275 | 274.2612 | 275.3252 | 276.2527 | 277.1055 | 278.3479 | 279.2688 | 280.119 | 281.6244 | 282.7949 | 283.8184 | 284.9674 | 286.1392 | 287.3334 | 288.5355 | 289.749 | 290.992 | 292.2538 | 293.5343 | 294.8365 | 296.1536 | Climate2_without secondary Impact_High_Freeze | 307.3722 | 259.9618 | 267.7567 | 273.6275 | 274.2612 | 278.8918 | 283.8184 | 284.9674 | 290.4495 | 296.1536
Scenario Name: Climate3_NoXGO_Base_Freeze ¦ Date: Wed 08/12/2020 ¦ Time: 16:06:40.49 ¦ Path: Q:\MJ\energy2020July30\2020Model ¦ Version: * ¦ | Northwest | SL&PF | Average | Annual | All | LDCECC/TDEF | Electric Load with Losses, Net of Cogeneration | 295.916 | 302.3303 | 299.8987 | 302.1594 | 306.1652 | 308.6656 | 312.4059 | 311.7057 | 314.9614 | 308.6589 | 303.0121 | 304.9244 | 303.4989 | 314.4841 | 333.3942 | 332.235 | 332.838 | 335.7238 | 320.6886 | 315.129 | 322.6555 | 318.28 | 312.4516 | 313.8532 | 308.9669 | 313.2424 | 314.0719 | 314.4567 | 307.8311 | 307.1295 | 307.3722 | 307.8427 | 308.0946 | 308.2033 | 308.954 | 308.8428 | 308.6838 | 309.2216 | 308.9855 | 309.093 | 309.1622 | 308.4639 | 308.0934 | 307.3384 | 308.0353 | 307.2268 | 306.7741 | 305.95 | 305.4771 | 304.9869 | 304.1261 | 303.6496 | 303.093 | 302.524 | 301.956 | 301.3887 | 300.8224 | 300.2568 | 299.692 | 299.1281 | 298.5651 | 298.0028 | 297.4413 | Climate3_without secondary Impact_Base_Freeze | 307.3722 | 308.0934 | 308.7704 | 309.2216 | 303.093 | 305.6657 | 308.0353 | 297.4413 | 299.9777 | 302.524
Scenario Name: Climate3_NoXGO_Low_Freeze ¦ Date: Wed 08/12/2020 ¦ Time: 17:11:19.42 ¦ Path: Q:\MJ\energy2020July30\2020Model ¦ Version: * ¦ | Northwest | SL&PF | Average | Annual | All | LDCECC/TDEF | Electric Load with Losses, Net of Cogeneration | 295.916 | 302.3303 | 299.8987 | 302.1594 | 306.1652 | 308.6656 | 312.4059 | 311.7057 | 314.9614 | 308.6589 | 303.0121 | 304.9244 | 303.4989 | 314.4841 | 333.3942 | 332.235 | 332.838 | 335.7238 | 320.6886 | 315.129 | 322.6555 | 318.28 | 312.4516 | 313.8532 | 308.9669 | 313.2424 | 314.0719 | 314.4567 | 307.8311 | 307.1295 | 307.3722 | 307.8427 | 247.3601 | 245.9271 | 246.1489 | 245.5969 | 245.2508 | 245.5517 | 245.5338 | 245.9829 | 246.0307 | 246.0769 | 247.397 | 247.6064 | 248.4817 | 248.9972 | 249.0293 | 249.2845 | 249.667 | 250.0486 | 250.4401 | 250.816 | 251.2091 | 251.5975 | 251.9778 | 252.3751 | 252.7712 | 253.1665 | 253.5679 | 253.9538 | 254.3567 | 254.7623 | 255.1559 | Climate3_without secondary Impact_Low_Freeze | 307.3722 | 245.2508 | 245.9497 | 247.397 | 247.6064 | 249.558 | 251.2091 | 251.5975 | 253.3685 | 255.1559
Scenario Name: Climate3_NoXGO_High_Freeze ¦ Date: Wed 08/12/2020 ¦ Time: 18:17:19.32 ¦ Path: Q:\MJ\energy2020July30\2020Model ¦ Version: * ¦ | Northwest | SL&PF | Average | Annual | All | LDCECC/TDEF | Electric Load with Losses, Net of Cogeneration | 295.916 | 302.3303 | 299.8987 | 302.1594 | 306.1652 | 308.6656 | 312.4059 | 311.7057 | 314.9614 | 308.6589 | 303.0121 | 304.9244 | 303.4989 | 314.4841 | 333.3942 | 332.235 | 332.838 | 335.7238 | 320.6886 | 315.129 | 322.6555 | 318.28 | 312.4516 | 313.8532 | 308.9669 | 313.2424 | 314.0719 | 314.4567 | 307.8311 | 307.1295 | 307.3722 | 307.8427 | 258.1704 | 259.9618 | 262.8807 | 264.6317 | 265.9542 | 267.7464 | 268.9706 | 270.1822 | 271.1501 | 272.4618 | 273.6275 | 274.2612 | 275.3252 | 276.2527 | 277.1055 | 278.3479 | 279.2688 | 280.119 | 281.6244 | 282.7949 | 283.8184 | 284.9674 | 286.1392 | 287.3334 | 288.5355 | 289.749 | 290.992 | 292.2538 | 293.5343 | 294.8365 | 296.1536 | Climate3_without secondary Impact_High_Freeze | 307.3722 | 259.9618 | 267.7567 | 273.6275 | 274.2612 | 278.8918 | 283.8184 | 284.9674 | 290.4495 | 296.1536
[7 empty] | Data for Graph | [63 empty] | Delta in SL&PF Load due to Secondary Impacts |  |  | 2021-2030 Period |  |  | 2031-2040 Period |  |  | 2041-2050 Period
[8 empty] | 1988 | 1989 | 1990 | 1991 | 1992 | 1993 | 1994 | 1995 | 1996 | 1997 | 1998 | 1999 | 2000 | 2001 | 2002 | 2003 | 2004 | 2005 | 2006 | 2007 | 2008 | 2009 | 2010 | 2011 | 2012 | 2013 | 2014 | 2015 | 2016 | 2017 | 2018 | 2019 | 2020 | 2021 | 2022 | 2023 | 2024 | 2025 | 2026 | 2027 | 2028 | 2029 | 2030 | 2031 | 2032 | 2033 | 2034 | 2035 | 2036 | 2037 | 2038 | 2039 | 2040 | 2041 | 2042 | 2043 | 2044 | 2045 | 2046 | 2047 | 2048 | 2049 | 2050 | aMW |  | Minimum | Average | Maximum | Minimum | Average | Maximum | Minimum | Average | Maximum
[7 empty] | Minimum | 295.916 | 302.3303 | 299.8987 | 302.1594 | 306.1652 | 308.6656 | 312.4059 | 311.7057 | 314.9614 | 308.6589 | 303.0121 | 304.9244 | 303.4989 | 314.4841 | 333.3942 | 332.235 | 332.838 | 335.7238 | 320.6886 | 315.129 | 322.6555 | 318.28 | 312.4516 | 313.8532 | 308.9669 | 313.2424 | 314.0719 | 314.4567 | 307.8311 | 307.1295 | 307.3722 | 307.8427 | 247.3601 | 245.9271 | 246.1489 | 245.5969 | 245.2508 | 245.5517 | 245.5338 | 245.9829 | 246.0307 | 246.0769 | 247.397 | 247.6064 | 248.4817 | 248.9972 | 249.0293 | 249.2845 | 249.667 | 250.0486 | 250.4401 | 250.816 | 251.2091 | 251.5975 | 251.9778 | 252.3751 | 252.7712 | 253.1665 | 253.5679 | 253.9538 | 254.3567 | 254.7623 | 255.1559 | GCM1_Base |  | 0 | 0 | 0 | 0 | 0 | 0 | 0 | 0 | 0
[7 empty] | Average | 295.916 | 302.3303 | 299.8987 | 302.1594 | 306.1652 | 308.6656 | 312.4059 | 311.7057 | 314.9614 | 308.6589 | 303.0121 | 304.9244 | 303.4989 | 314.4841 | 333.3942 | 332.235 | 332.838 | 335.7238 | 320.6886 | 315.129 | 322.6555 | 318.28 | 312.4516 | 313.8532 | 308.9669 | 313.2424 | 314.0719 | 314.4567 | 307.8311 | 307.1295 | 307.3722 | 307.8427 | 271.2084 | 271.3641 | 272.6612 | 273.0238 | 273.2963 | 274.1732 | 274.4966 | 275.086 | 275.4477 | 275.6675 | 276.3726 | 276.402 | 277.2807 | 277.4922 | 277.6363 | 277.8608 | 278.1376 | 278.3848 | 278.7302 | 279.0868 | 279.3735 | 279.6963 | 280.0243 | 280.3657 | 280.7097 | 281.0574 | 281.4173 | 281.7786 | 282.152 | 282.5339 | 282.9169 | GCM1_Low |  | 0 | 0 | 0 | 0 | 0 | 0 | 0 | 0 | 0
[7 empty] | Maximum | 295.916 | 302.3303 | 299.8987 | 302.1594 | 306.1652 | 308.6656 | 312.4059 | 311.7057 | 314.9614 | 308.6589 | 303.0121 | 304.9244 | 303.4989 | 314.4841 | 333.3942 | 332.235 | 332.838 | 335.7238 | 320.6886 | 315.129 | 322.6555 | 318.28 | 312.4516 | 313.8532 | 308.9669 | 313.2424 | 314.0719 | 314.4567 | 307.8311 | 307.1295 | 307.3722 | 307.8427 | 308.0946 | 308.2033 | 308.954 | 308.8428 | 308.6838 | 309.2216 | 308.9855 | 309.093 | 309.1622 | 308.4639 | 308.0934 | 307.3384 | 308.0353 | 307.2268 | 306.7741 | 305.95 | 305.4771 | 304.9869 | 304.1261 | 303.6496 | 303.093 | 302.524 | 301.956 | 301.3887 | 300.8224 | 300.2568 | 299.692 | 299.1281 | 298.5651 | 298.0028 | 297.4413 | GCM1_High |  | 0 | 0 | 0 | 0 | 0 | 0 | 0 | 0 | 0
[71 empty] | GCM 2_Base |  | 0 | 0 | 0 | 0 | 0 | 0 | 0 | 0 | 0
[71 empty] | GCM 2_Low |  | 0 | 0 | 0 | 0 | 0 | 0 | 0 | 0 | 0
[71 empty] | GCM 2_High |  | 0 | 0 | 0 | 0 | 0 | 0 | 0 | 0 | 0
[71 empty] | GCM 3_Base |  | 0 | 0 | 0 | 0 | 0 | 0 | 0 | 0 | 0
[71 empty] | GCM 3_Low |  | 0 | 0 | 0 | 0 | 0 | 0 | 0 | 0 | 0
[71 empty] | GCM 3_High |  | 0 | 0 | 0 | 0 | 0 | 0 | 0 | 0 | 0
[71 empty] | GCM1_Base_FE |  | 0 | 0 | 0 | 0 | 0 | 0 | 0 | 0 | 0
[71 empty] | GCM1_Low_FE |  | 0 | 0 | 0 | 0 | 0 | 0 | 0 | 0 | 0
[71 empty] | GCM1_High_FE |  | 0 | 0 | 0 | 0 | 0 | 0 | 0 | 0 | 0
[71 empty] | GCM 2_Base_FE |  | 0 | 0 | 0 | 0 | 0 | 0 | 0 | 0 | 0
[71 empty] | GCM 2_Low_FE |  | 0 | 0 | 0 | 0 | 0 | 0 | 0 | 0 | 0
[71 empty] | GCM 2_High_FE |  | 0 | 0 | 0 | 0 | 0 | 0 | 0 | 0 | 0
[71 empty] | GCM 3_Base_FE |  | 0 | 0 | 0 | 0 | 0 | 0 | 0 | 0 | 0
[71 empty] | GCM 3_Low_FE |  | 0 | 0 | 0 | 0 | 0 | 0 | 0 | 0 | 0
[71 empty] | GCM 3_High_FE |  | 0 | 0 | 0 | 0 | 0 | 0 | 0 | 0 | 0

## DSI and Large Data Centers
Path: Q:\MJ\energy2020July30\2020Model
DSI and custom large data centers vary by economic scenario. Values shown here
No change in DSI nor large Data Centers due to Climate Change.
Area | Sector | Day | Month | Enduse | Variable | Descriptor | Units | 1986 | 1987 | 1988 | 1989 | 1990 | 1991 | 1992 | 1993 | 1994 | 1995 | 1996 | 1997 | 1998 | 1999 | 2000 | 2001 | 2002 | 2003 | 2004 | 2005 | 2006 | 2007 | 2008 | 2009 | 2010 | 2011 | 2012 | 2013 | 2014 | 2015 | 2016 | 2017 | 2018 | 2019 | 2020 | 2021 | 2022 | 2023 | 2024 | 2025 | 2026 | 2027 | 2028 | 2029 | 2030 | 2031 | 2032 | 2033 | 2034 | 2035 | 2036 | 2037 | 2038 | 2039 | 2040 | 2041 | 2042 | 2043 | 2044 | 2045 | 2046 | 2047 | 2048 | 2049 | 2050 | 2021-2041 AAGR
Northwest | Aluminum | Average | January | All | LDCEU/TDEF | Electric Load with Losses, Incl. Cogeneration | MW | 2815.369 | 2999.254 | 3546.579 | 3744.536 | 3856.716 | 3589.617 | 3486.226 | 2763.217 | 2753.991 | 2892.471 | 3275.213 | 3274.641 | 3291.855 | 3214.964 | 2860.312 | 344.5752 | 467.1631 | 503.0385 | 370.1159 | 559.209 | 557.4728 | 870.5721 | 767.3506 | 625.2159 | 650.1619 | 705.8828 | 756.755 | 788.5919 | 792.6506 | 800.9244 | 37.895 | 37.7655 | 87.6616 | 87.574 | 482.9574 | 482.4749 | 481.9929 | 481.5114 | 481.0304 | 480.5498 | 480.0698 | 479.5902 | 479.1111 | 478.6324 | 478.1543 | 477.6766 | 477.1994 | 476.7227 | 476.2464 | 475.7707 | 475.2954 | 474.8206 | 474.3462 | 473.8723 | 473.3989 | 472.926 | 472.4536 | 471.9816 | 471.5101 | 471.039 | 470.5685 | 470.0984 | 469.6288 | 469.1596 | 468.6909 | -0.0999%
Northwest | Aluminum | Average | February | All | LDCEU/TDEF | Electric Load with Losses, Incl. Cogeneration | MW | 2764.071 | 3125.624 | 3665.844 | 3522.736 | 3732.404 | 3876.239 | 3573.806 | 2851.674 | 2636.852 | 2958.709 | 3411.141 | 3369.692 | 3405.746 | 3390.755 | 2915.467 | 351.8547 | 483.8518 | 525.3451 | 381.7871 | 577.5051 | 583.4655 | 878.5161 | 769.4374 | 636.4063 | 666.5616 | 739.2977 | 781.5919 | 777.2744 | 822.2628 | 809.1657 | 38.2784 | 38.5149 | 89.4012 | 89.3119 | 492.5415 | 492.0495 | 491.5579 | 491.0669 | 490.5763 | 490.0862 | 489.5966 | 489.1075 | 488.6189 | 488.1308 | 487.6431 | 487.156 | 486.6693 | 486.1831 | 485.6974 | 485.2122 | 484.7274 | 484.2432 | 483.7595 | 483.2762 | 482.7934 | 482.3111 | 481.8293 | 481.3479 | 480.867 | 480.3867 | 479.9067 | 479.4273 | 478.9484 | 478.4699 | 477.9919 | -0.0999%
Northwest | Aluminum | Average | March | All | LDCEU/TDEF | Electric Load with Losses, Incl. Cogeneration | MW | 2947.143 | 3189.146 | 3714.484 | 3801.714 | 3949.863 | 3726.615 | 3659.701 | 3037.046 | 2821.29 | 2977.404 | 3314.781 | 3335.774 | 3360.578 | 3338.911 | 2927.025 | 342.5776 | 484.0372 | 525.7619 | 372.5579 | 572.3287 | 579.7369 | 861.3504 | 762.0646 | 628.5403 | 669.9828 | 733.2641 | 779.1078 | 757.3289 | 797.338 | 809.1559 | 38.2992 | 38.1084 | 88.4576 | 88.3692 | 487.3427 | 486.8558 | 486.3694 | 485.8836 | 485.3982 | 484.9133 | 484.4289 | 483.9449 | 483.4614 | 482.9785 | 482.496 | 482.0139 | 481.5324 | 481.0514 | 480.5708 | 480.0907 | 479.6111 | 479.132 | 478.6533 | 478.1751 | 477.6974 | 477.2202 | 476.7435 | 476.2672 | 475.7914 | 475.3161 | 474.8412 | 474.3669 | 473.893 | 473.4196 | 472.9466 | -0.0999%
Northwest | Aluminum | Average | April | All | LDCEU/TDEF | Electric Load with Losses, Incl. Cogeneration | MW | 2769.355 | 3185.496 | 3697.028 | 3925.064 | 3939.713 | 3717.23 | 3575.719 | 2993.814 | 2798.958 | 2940.355 | 3273.899 | 3285.852 | 3355.109 | 3305.807 | 2920.962 | 337.6365 | 480.1412 | 529.8812 | 382.4887 | 585.3511 | 570.8496 | 874.9558 | 768.3722 | 617.4371 | 685.7862 | 722.6599 | 774.2408 | 773.4635 | 800.8379 | 830.1375 | 38.9856 | 38.431 | 89.2063 | 89.1172 | 491.4679 | 490.9769 | 490.4865 | 489.9965 | 489.507 | 489.0179 | 488.5294 | 488.0414 | 487.5538 | 487.0667 | 486.5802 | 486.0941 | 485.6085 | 485.1233 | 484.6387 | 484.1545 | 483.6709 | 483.1877 | 482.705 | 482.2227 | 481.741 | 481.2597 | 480.779 | 480.2986 | 479.8188 | 479.3395 | 478.8607 | 478.3823 | 477.9044 | 477.4269 | 476.95 | -0.0999%
Northwest | Aluminum | Average | May | All | LDCEU/TDEF | Electric Load with Losses, Incl. Cogeneration | MW | 2424.117 | 2696.052 | 3157.224 | 3309.047 | 3270.969 | 3175.339 | 3055.357 | 2665.25 | 2352.186 | 2567.201 | 2783.313 | 2915.676 | 2868.325 | 2842.497 | 2556.42 | 288.5844 | 410.0983 | 446.6391 | 323.1651 | 496.034 | 503.34 | 762.7446 | 666.8929 | 530.7722 | 565.0972 | 593.2401 | 669.8436 | 679.6165 | 702.6107 | 700.0654 | 32.8761 | 32.852 | 76.2564 | 76.1802 | 420.1221 | 419.7024 | 419.2831 | 418.8643 | 418.4458 | 418.0278 | 417.6102 | 417.193 | 416.7762 | 416.3599 | 415.9439 | 415.5284 | 415.1133 | 414.6986 | 414.2843 | 413.8704 | 413.4569 | 413.0439 | 412.6313 | 412.2191 | 411.8073 | 411.3958 | 410.9849 | 410.5743 | 410.1641 | 409.7544 | 409.345 | 408.9361 | 408.5276 | 408.1195 | 407.7117 | -0.0999%
Northwest | Aluminum | Average | June | All | LDCEU/TDEF | Electric Load with Losses, Incl. Cogeneration | MW | 2439.949 | 2684.138 | 3185.716 | 3371.923 | 3302.893 | 3224.893 | 3006.169 | 2644.313 | 2314.407 | 2555.404 | 2864.529 | 2841.924 | 2865.532 | 2951.549 | 2633.029 | 280.9557 | 425.9339 | 464.8252 | 342.1864 | 507.1642 | 515.8386 | 767.5687 | 674.6458 | 528.7608 | 576.7092 | 610.453 | 676.8254 | 694.6612 | 709.8622 | 760.6852 | 34.5733 | 33.6468 | 78.1013 | 78.0233 | 430.2864 | 429.8566 | 429.4271 | 428.9981 | 428.5696 | 428.1414 | 427.7137 | 427.2864 | 426.8596 | 426.4331 | 426.0071 | 425.5815 | 425.1564 | 424.7317 | 424.3073 | 423.8835 | 423.46 | 423.037 | 422.6143 | 422.1922 | 421.7704 | 421.349 | 420.9281 | 420.5076 | 420.0875 | 419.6678 | 419.2486 | 418.8298 | 418.4114 | 417.9934 | 417.5758 | -0.0999%
Northwest | Aluminum | Average | July | All | LDCEU/TDEF | Electric Load with Losses, Incl. Cogeneration | MW | 2460.113 | 2704.829 | 3200.848 | 3403.14 | 3222.051 | 3231.02 | 3000.522 | 2701.411 | 2251.912 | 2507.558 | 2854.081 | 2824.801 | 2847.148 | 2971.944 | 2519.468 | 266.0674 | 420.9577 | 448.6922 | 334.9325 | 521.7433 | 509.6472 | 751.9559 | 673.6428 | 547.7822 | 601.1223 | 628.135 | 695.0074 | 703.728 | 736.4034 | 726.2698 | 33.1891 | 33.9091 | 78.71 | 78.6314 | 433.6402 | 433.207 | 432.7742 | 432.3419 | 431.91 | 431.4785 | 431.0475 | 430.6169 | 430.1867 | 429.7569 | 429.3276 | 428.8987 | 428.4702 | 428.0422 | 427.6146 | 427.1874 | 426.7606 | 426.3343 | 425.9084 | 425.4829 | 425.0578 | 424.6332 | 424.209 | 423.7852 | 423.3618 | 422.9389 | 422.5164 | 422.0943 | 421.6726 | 421.2514 | 420.8305 | -0.0999%
Northwest | Aluminum | Average | August | All | LDCEU/TDEF | Electric Load with Losses, Incl. Cogeneration | MW | 2164.816 | 2435.281 | 2927.459 | 3103.687 | 2952.751 | 2916.987 | 2720.331 | 2420.7 | 2068.22 | 2318.873 | 2567.57 | 2519.606 | 2576.433 | 2628.512 | 2288.397 | 239.2821 | 373.5343 | 388.3958 | 296.4991 | 470.151 | 448.8094 | 677.959 | 587.2239 | 474.3294 | 529.86 | 568.1079 | 620.8834 | 611.4098 | 625.7551 | 639.9385 | 30.0955 | 29.8857 | 69.371 | 69.3017 | 382.1883 | 381.8065 | 381.4251 | 381.0441 | 380.6634 | 380.2831 | 379.9032 | 379.5237 | 379.1445 | 378.7658 | 378.3874 | 378.0094 | 377.6317 | 377.2545 | 376.8776 | 376.5011 | 376.125 | 375.7492 | 375.3739 | 374.9989 | 374.6243 | 374.25 | 373.8761 | 373.5026 | 373.1295 | 372.7567 | 372.3843 | 372.0124 | 371.6407 | 371.2694 | 370.8985 | -0.0999%
Northwest | Aluminum | Average | September | All | LDCEU/TDEF | Electric Load with Losses, Incl. Cogeneration | MW | 2144.222 | 2393.029 | 2843.19 | 3000.243 | 2945.545 | 2889.412 | 2666.154 | 2332.176 | 2064.42 | 2260.058 | 2486.906 | 2508.094 | 2554.641 | 2568.075 | 2178.6 | 229.5798 | 361.8701 | 384.7003 | 277.3524 | 431.0068 | 428.9876 | 643.2035 | 557.7249 | 462.1909 | 500.7172 | 545.4212 | 572.4101 | 576.7692 | 604.9305 | 596.5964 | 27.1106 | 28.2344 | 65.5379 | 65.4724 | 361.0704 | 360.7097 | 360.3493 | 359.9893 | 359.6297 | 359.2704 | 358.9115 | 358.5529 | 358.1948 | 357.8369 | 357.4795 | 357.1223 | 356.7656 | 356.4091 | 356.0531 | 355.6974 | 355.342 | 354.9871 | 354.6324 | 354.2782 | 353.9242 | 353.5706 | 353.2174 | 352.8646 | 352.5121 | 352.1599 | 351.8081 | 351.4567 | 351.1056 | 350.7548 | 350.4044 | -0.0999%
Northwest | Aluminum | Average | October | All | LDCEU/TDEF | Electric Load with Losses, Incl. Cogeneration | MW | 2656.185 | 2940.493 | 3539.949 | 3575.6 | 3532.583 | 3482.286 | 3287.256 | 2855.755 | 2516.663 | 2717.621 | 3011.326 | 3054.992 | 3062.026 | 3050.865 | 2650.375 | 298.7013 | 446.8858 | 483.2065 | 350.1086 | 527.2506 | 521.3456 | 794.4394 | 675.97 | 559.8482 | 615.1572 | 637.7766 | 696.9601 | 695.0603 | 735.7937 | 738.8143 | 33.7909 | 34.3874 | 79.8203 | 79.7405 | 439.757 | 439.3177 | 438.8788 | 438.4403 | 438.0023 | 437.5648 | 437.1277 | 436.6909 | 436.2547 | 435.8189 | 435.3835 | 434.9485 | 434.514 | 434.08 | 433.6463 | 433.2131 | 432.7803 | 432.348 | 431.916 | 431.4846 | 431.0535 | 430.6229 | 430.1927 | 429.7629 | 429.3336 | 428.9047 | 428.4762 | 428.0482 | 427.6206 | 427.1934 | 426.7666 | -0.0999%
Northwest | Aluminum | Average | November | All | LDCEU/TDEF | Electric Load with Losses, Incl. Cogeneration | MW | 2771.244 | 3127.797 | 3646.071 | 3826.93 | 3862.644 | 3732.025 | 3426.718 | 2817.805 | 2609.153 | 2985.77 | 3212.382 | 3266.015 | 3336.873 | 3289.18 | 2921.618 | 324.8634 | 491.6158 | 522.871 | 381.9473 | 587.4628 | 579.088 | 881.537 | 724.1852 | 622.4467 | 690.6802 | 718.2225 | 765.7862 | 768.6378 | 807.6158 | 814.2003 | 37.7617 | 38.0226 | 88.2584 | 88.1702 | 486.2452 | 485.7594 | 485.2742 | 484.7894 | 484.3051 | 483.8213 | 483.3379 | 482.855 | 482.3727 | 481.8908 | 481.4094 | 480.9285 | 480.448 | 479.968 | 479.4886 | 479.0096 | 478.531 | 478.0529 | 477.5754 | 477.0983 | 476.6217 | 476.1455 | 475.6698 | 475.1946 | 474.7199 | 474.2457 | 473.7719 | 473.2986 | 472.8258 | 472.3535 | 471.8816 | -0.0999%
Northwest | Aluminum | Average | December | All | LDCEU/TDEF | Electric Load with Losses, Incl. Cogeneration | MW | 2893.293 | 3151.189 | 3801.427 | 3981.03 | 3806.358 | 3955.727 | 3508.618 | 3061.697 | 2826.148 | 3044.159 | 3304.52 | 3367.466 | 3511.9 | 3392.519 | 2874.828 | 329.1829 | 492.894 | 528.7817 | 386.2318 | 615.8895 | 583.3507 | 901.9243 | 768.6359 | 660.1974 | 698.2985 | 734.5351 | 781.0784 | 818.0466 | 810.6509 | 829.8035 | 40.6164 | 39.3188 | 91.2671 | 91.1759 | 502.8211 | 502.3188 | 501.8169 | 501.3156 | 500.8148 | 500.3145 | 499.8147 | 499.3154 | 498.8166 | 498.3182 | 497.8204 | 497.3231 | 496.8263 | 496.33 | 495.8341 | 495.3388 | 494.8439 | 494.3496 | 493.8557 | 493.3624 | 492.8695 | 492.3771 | 491.8852 | 491.3938 | 490.9029 | 490.4125 | 489.9226 | 489.4332 | 488.9442 | 488.4558 | 487.9678 | -0.0999%
Northwest | Data Centers | Average | January | All | LDCEU/TDEF | Electric Load with Losses, Incl. Cogeneration | MW | 0 | 0 | 0 | 0 | 0 | 0 | 0 | 0 | 0 | 0 | 0 | 0 | 0 | 0 | 0 | 0 | 0 | 0 | 0 | 0 | 0 | 0 | 376.0721 | 371.2115 | 351.9653 | 383.6928 | 395.1627 | 434.1773 | 447.8248 | 471.6665 | 516.4584 | 537.1527 | 552.7041 | 568.7268 | 579.5227 | 722.7872 | 756.9915 | 791.35 | 825.6821 | 859.8789 | 888.082 | 916.0909 | 944.1799 | 972.0751 | 1000.05 | 1027.968 | 1055.693 | 1083.498 | 1111.111 | 1138.802 | 1166.438 | 1193.881 | 1221.404 | 1248.736 | 1276.147 | 1303.366 | 1330.665 | 1357.908 | 1384.961 | 1412.093 | 1439.035 | 1466.056 | 1492.887 | 1519.797 | 1546.652 | 2.992%
Northwest | Data Centers | Average | February | All | LDCEU/TDEF | Electric Load with Losses, Incl. Cogeneration | MW | 0 | 0 | 0 | 0 | 0 | 0 | 0 | 0 | 0 | 0 | 0 | 0 | 0 | 0 | 0 | 0 | 0 | 0 | 0 | 0 | 0 | 0 | 362.3495 | 357.8346 | 342.3041 | 380.9984 | 385.3622 | 405.5769 | 442.2616 | 451.9818 | 498.9471 | 520.0985 | 535.1563 | 550.6702 | 561.1233 | 699.2302 | 732.2155 | 765.3497 | 798.4585 | 831.4373 | 858.6122 | 885.6001 | 912.6651 | 939.5435 | 966.4987 | 993.3992 | 1020.114 | 1046.905 | 1073.51 | 1100.193 | 1126.821 | 1153.264 | 1179.783 | 1206.119 | 1232.53 | 1258.758 | 1285.061 | 1311.311 | 1337.378 | 1363.521 | 1389.48 | 1415.516 | 1441.369 | 1467.298 | 1493.174 | 2.983%
Northwest | Data Centers | Average | March | All | LDCEU/TDEF | Electric Load with Losses, Incl. Cogeneration | MW | 0 | 0 | 0 | 0 | 0 | 0 | 0 | 0 | 0 | 0 | 0 | 0 | 0 | 0 | 0 | 0 | 0 | 0 | 0 | 0 | 0 | 0 | 349.7605 | 345.8727 | 335.4871 | 369.725 | 376.1444 | 389.3901 | 419.2312 | 443.9951 | 483.5463 | 503.613 | 518.1935 | 533.2156 | 543.3375 | 676.5166 | 708.3361 | 740.2994 | 772.2385 | 804.0523 | 830.2461 | 856.2595 | 882.3472 | 908.2549 | 934.2369 | 960.166 | 985.9158 | 1011.74 | 1037.385 | 1063.103 | 1088.77 | 1114.258 | 1139.82 | 1165.204 | 1190.662 | 1215.942 | 1241.296 | 1266.598 | 1291.724 | 1316.922 | 1341.945 | 1367.04 | 1391.96 | 1416.953 | 1441.894 | 2.975%
Northwest | Data Centers | Average | April | All | LDCEU/TDEF | Electric Load with Losses, Incl. Cogeneration | MW | 0 | 0 | 0 | 0 | 0 | 0 | 0 | 0 | 0 | 0 | 0 | 0 | 0 | 0 | 0 | 0 | 0 | 0 | 0 | 0 | 0 | 0 | 346.1218 | 332.4369 | 335.7577 | 357.1607 | 368.1305 | 390.0714 | 410.9753 | 440.5771 | 484.9714 | 496.697 | 511.0771 | 525.8931 | 535.8759 | 667.7401 | 699.2348 | 730.8719 | 762.4847 | 793.9734 | 819.9194 | 845.6868 | 871.5278 | 897.1905 | 922.9267 | 948.6106 | 974.1169 | 999.6965 | 1025.099 | 1050.575 | 1075.998 | 1101.246 | 1126.566 | 1151.71 | 1176.927 | 1201.968 | 1227.082 | 1252.145 | 1277.033 | 1301.993 | 1326.779 | 1351.637 | 1376.321 | 1401.078 | 1425.784 | 2.983%
Northwest | Data Centers | Average | May | All | LDCEU/TDEF | Electric Load with Losses, Incl. Cogeneration | MW | 0 | 0 | 0 | 0 | 0 | 0 | 0 | 0 | 0 | 0 | 0 | 0 | 0 | 0 | 0 | 0 | 0 | 0 | 0 | 0 | 0 | 0 | 350.4335 | 334.652 | 322.3937 | 337.7731 | 369.6739 | 397.7793 | 417.2516 | 432.3282 | 473.5509 | 493.2506 | 507.5311 | 522.2441 | 532.1577 | 662.6492 | 693.8255 | 725.1427 | 756.4361 | 787.6069 | 813.2731 | 838.7627 | 864.3251 | 889.7111 | 915.1699 | 940.5768 | 965.808 | 991.1118 | 1016.24 | 1041.441 | 1066.591 | 1091.566 | 1116.613 | 1141.486 | 1166.431 | 1191.203 | 1216.046 | 1240.839 | 1265.458 | 1290.149 | 1314.667 | 1339.258 | 1363.676 | 1388.165 | 1412.604 | 2.976%
Northwest | Data Centers | Average | June | All | LDCEU/TDEF | Electric Load with Losses, Incl. Cogeneration | MW | 0 | 0 | 0 | 0 | 0 | 0 | 0 | 0 | 0 | 0 | 0 | 0 | 0 | 0 | 0 | 0 | 0 | 0 | 0 | 0 | 0 | 0 | 345.6371 | 323.3345 | 322.3009 | 342.6728 | 366.5854 | 396.687 | 413.427 | 453.9211 | 487.4994 | 493.4781 | 507.7651 | 522.485 | 532.403 | 662.7057 | 693.842 | 725.119 | 756.3724 | 787.5034 | 813.1273 | 838.5747 | 864.0948 | 889.4388 | 914.8555 | 940.2205 | 965.41 | 990.6719 | 1015.759 | 1040.918 | 1066.026 | 1090.96 | 1115.966 | 1140.797 | 1165.702 | 1190.432 | 1215.234 | 1239.986 | 1264.564 | 1289.215 | 1313.693 | 1338.242 | 1362.62 | 1387.069 | 1411.468 | 2.972%
Northwest | Data Centers | Average | July | All | LDCEU/TDEF | Electric Load with Losses, Incl. Cogeneration | MW | 0 | 0 | 0 | 0 | 0 | 0 | 0 | 0 | 0 | 0 | 0 | 0 | 0 | 0 | 0 | 0 | 0 | 0 | 0 | 0 | 0 | 0 | 319.0553 | 308.6301 | 311.1799 | 333.9108 | 352.3053 | 369.9349 | 396.0479 | 411.3068 | 444.3557 | 463.4494 | 476.8677 | 490.6914 | 500.0058 | 616.6349 | 644.6212 | 672.7357 | 700.8306 | 728.8192 | 751.6323 | 774.288 | 797.0087 | 819.5724 | 842.2009 | 864.7833 | 887.2094 | 909.7 | 932.0348 | 954.434 | 976.7875 | 998.9857 | 1021.248 | 1043.355 | 1065.527 | 1087.544 | 1109.625 | 1131.661 | 1153.543 | 1175.489 | 1197.281 | 1219.137 | 1240.84 | 1262.606 | 1284.328 | 2.878%
Northwest | Data Centers | Average | August | All | LDCEU/TDEF | Electric Load with Losses, Incl. Cogeneration | MW | 0 | 0 | 0 | 0 | 0 | 0 | 0 | 0 | 0 | 0 | 0 | 0 | 0 | 0 | 0 | 0 | 0 | 0 | 0 | 0 | 0 | 0 | 317.7066 | 313.3176 | 315.1362 | 335.7971 | 352.0815 | 372.3722 | 386.7704 | 417.2188 | 447.1229 | 466.9498 | 480.4695 | 494.3976 | 503.7823 | 620.8544 | 648.9565 | 677.1874 | 705.3987 | 733.5035 | 756.3935 | 779.1257 | 801.9229 | 824.5627 | 847.2675 | 869.926 | 892.4277 | 914.9941 | 937.4042 | 959.8789 | 982.3077 | 1004.581 | 1026.918 | 1049.1 | 1071.347 | 1093.438 | 1115.593 | 1137.704 | 1159.659 | 1181.679 | 1203.545 | 1225.474 | 1247.25 | 1269.09 | 1290.885 | 2.87%
Northwest | Data Centers | Average | September | All | LDCEU/TDEF | Electric Load with Losses, Incl. Cogeneration | MW | 0 | 0 | 0 | 0 | 0 | 0 | 0 | 0 | 0 | 0 | 0 | 0 | 0 | 0 | 0 | 0 | 0 | 0 | 0 | 0 | 0 | 0 | 320.0211 | 317.7426 | 313.6097 | 333.6555 | 343.7782 | 371.7581 | 392.5635 | 412.6342 | 437.3274 | 465.3649 | 478.8383 | 492.7194 | 502.0724 | 623.0282 | 651.9703 | 681.0438 | 710.0959 | 739.0355 | 762.7805 | 786.3619 | 810.0107 | 833.4964 | 857.0493 | 880.5543 | 903.8967 | 927.3063 | 950.5536 | 973.868 | 997.1349 | 1020.24 | 1043.412 | 1066.423 | 1089.501 | 1112.418 | 1135.401 | 1158.338 | 1181.114 | 1203.957 | 1226.639 | 1249.389 | 1271.978 | 1294.635 | 1317.244 | 2.941%
Northwest | Data Centers | Average | October | All | LDCEU/TDEF | Electric Load with Losses, Incl. Cogeneration | MW | 0 | 0 | 0 | 0 | 0 | 0 | 0 | 0 | 0 | 0 | 0 | 0 | 0 | 0 | 0 | 0 | 0 | 0 | 0 | 0 | 0 | 0 | 319.0672 | 315.9637 | 315.7173 | 331.4753 | 348.2994 | 366.2104 | 397.172 | 417.6729 | 440.0921 | 466.4283 | 479.9321 | 493.8452 | 503.2196 | 627.5301 | 657.211 | 687.0258 | 716.8176 | 746.492 | 770.9619 | 795.2634 | 819.6342 | 843.837 | 868.109 | 892.3317 | 916.3868 | 940.5112 | 964.4686 | 988.4949 | 1012.472 | 1036.283 | 1060.163 | 1083.876 | 1107.659 | 1131.276 | 1154.961 | 1178.598 | 1202.07 | 1225.61 | 1248.986 | 1272.43 | 1295.71 | 1319.058 | 1342.358 | 2.99%
Northwest | Data Centers | Average | November | All | LDCEU/TDEF | Electric Load with Losses, Incl. Cogeneration | MW | 0 | 0 | 0 | 0 | 0 | 0 | 0 | 0 | 0 | 0 | 0 | 0 | 0 | 0 | 0 | 0 | 0 | 0 | 0 | 0 | 0 | 0 | 322.5072 | 328.5511 | 335.1503 | 351.0125 | 359.0398 | 381.465 | 409.0304 | 425.9636 | 462.9162 | 484.6406 | 498.6717 | 513.1279 | 522.8684 | 651.6117 | 682.3595 | 713.2462 | 744.1092 | 774.8509 | 800.1845 | 825.3438 | 850.5748 | 875.6319 | 900.7606 | 925.8383 | 950.7426 | 975.7185 | 1000.521 | 1025.396 | 1050.219 | 1074.871 | 1099.594 | 1124.144 | 1148.766 | 1173.216 | 1197.738 | 1222.209 | 1246.509 | 1270.881 | 1295.081 | 1319.353 | 1343.454 | 1367.627 | 1391.749 | 2.984%
Northwest | Data Centers | Average | December | All | LDCEU/TDEF | Electric Load with Losses, Incl. Cogeneration | MW | 0 | 0 | 0 | 0 | 0 | 0 | 0 | 0 | 0 | 0 | 0 | 0 | 0 | 0 | 0 | 0 | 0 | 0 | 0 | 0 | 0 | 0 | 330.1192 | 340.5798 | 330.0411 | 346.9494 | 355.2494 | 392.3324 | 400.4083 | 423.6143 | 481.2679 | 487.4384 | 501.5504 | 516.0902 | 525.887 | 656.3943 | 687.5427 | 718.8315 | 750.0959 | 781.2369 | 806.9391 | 832.4645 | 858.0628 | 883.4845 | 908.9789 | 934.4216 | 959.6884 | 985.0276 | 1010.192 | 1035.428 | 1060.613 | 1085.623 | 1110.706 | 1135.614 | 1160.594 | 1185.4 | 1210.278 | 1235.106 | 1259.76 | 1284.486 | 1309.039 | 1333.664 | 1358.116 | 1382.64 | 1407.114 | 2.999%
AAGR 2021-2041
Area | Sector | Day | Month | Enduse | Variable | Descriptor | data for Graphs | 1986 | 1987 | 1988 | 1989 | 1990 | 1991 | 1992 | 1993 | 1994 | 1995 | 1996 | 1997 | 1998 | 1999 | 2000 | 2001 | 2002 | 2003 | 2004 | 2005 | 2006 | 2007 | 2008 | 2009 | 2010 | 2011 | 2012 | 2013 | 2014 | 2015 | 2016 | 2017 | 2018 | 2019 | 2020 | 2021 | 2022 | 2023 | 2024 | 2025 | 2026 | 2027 | 2028 | 2029 | 2030 | 2031 | 2032 | 2033 | 2034 | 2035 | 2036 | 2037 | 2038 | 2039 | 2040 | 2041 | 2042 | 2043 | 2044 | 2045 | 2046 | 2047 | 2048 | 2049 | 2050
Northwest | Aluminum | Average | Annual | All | LDCEU/TDEF | Electric Load with Losses, Incl. Cogeneration | DSI | 2604.1564 | 2886.0273 | 3410.4849 | 3547.1375 | 3531.2075 | 3459.7825 | 3247.2148 | 2762.0715 | 2501.1833 | 2727.1319 | 3029.9718 | 3047.0444 | 3086.3472 | 3078.7982 | 2687.2084 | 302.8218 | 444.9153 | 479.3449 | 349.9477 | 537.5913 | 531.8277 | 805.5606 | 699.6788 | 574.4939 | 620.8445 | 661.4163 | 714.2075 | 720.3823 | 745.5593 | 754.6464 | 35.2893 | 35.2564 | 81.8374 | 81.7557 | 450.87 | 450.4196 | 449.9696 | 449.5201 | 449.071 | 448.6224 | 448.1743 | 447.7265 | 447.2793 | 446.8324 | 446.386 | 445.9401 | 445.4946 | 445.0495 | 444.6049 | 444.1608 | 443.717 | 443.2738 | 442.8309 | 442.3886 | 441.9466 | 441.5051 | 441.064 | 440.6234 | 440.1832 | 439.7435 | 439.3042 | 438.8654 | 438.4269 | 437.9889 | 437.5514 | -0.0999%
AAGR 2021-2041
Northwest | Data Centers | Average | Annual | All | Base | Electric Load with Losses, Incl. Cogeneration | Base | 0 | 0 | 0 | 0 | 0 | 0 | 0 | 0 | 0 | 0 | 0 | 0 | 0 | 0 | 0 | 0 | 0 | 0 | 0 | 0 | 0 | 0 | 338.2376 | 332.5106 | 327.5869 | 350.4019 | 364.3177 | 388.9796 | 411.0803 | 433.5734 | 471.5046 | 489.8801 | 504.0631 | 518.6755 | 528.5213 | 657.3069 | 688.0922 | 719.0169 | 749.9184 | 780.6992 | 806.0127 | 831.1518 | 856.3628 | 881.3999 | 906.5087 | 931.5664 | 956.4508 | 981.4067 | 1006.1899 | 1031.0443 | 1055.8482 | 1080.4799 | 1105.1828 | 1129.7137 | 1154.3161 | 1178.7468 | 1203.2483 | 1227.7003 | 1251.9811 | 1276.3329 | 1300.5142 | 1324.7663 | 1348.8484 | 1373.0013 | 1397.1045 | 2.963%
[5 empty] | Low |  | Low | 0 | 0 | 0 | 0 | 0 | 0 | 0 | 0 | 0 | 0 | 0 | 0 | 0 | 0 | 0 | 0 | 0 | 0 | 0 | 0 | 0 | 0 | 338.2376 | 332.5106 | 327.5869 | 350.4019 | 364.3177 | 388.9796 | 411.0803 | 433.5734 | 471.5046 | 489.8801 | 504.0631 | 518.6755 | 528.5213 | 657.3069 | 676.4761 | 695.9314 | 715.2631 | 734.4973 | 748.4103 | 762.0488 | 775.905 | 789.4874 | 803.1644 | 816.9358 | 830.4342 | 844.027 | 857.5919 | 871.1288 | 884.6377 | 898.1189 | 911.5722 | 924.8761 | 938.3955 | 951.6444 | 965.108 | 978.4229 | 991.5894 | 1004.9698 | 1018.0816 | 1031.2864 | 1044.4641 | 1057.6143 | 1070.7372 | 1.867%
[5 empty] | High |  | High | 0 | 0 | 0 | 0 | 0 | 0 | 0 | 0 | 0 | 0 | 0 | 0 | 0 | 0 | 0 | 0 | 0 | 0 | 0 | 0 | 0 | 0 | 338.2376 | 332.5106 | 327.5869 | 350.4019 | 364.3177 | 388.9796 | 411.0803 | 433.5734 | 471.5046 | 489.8801 | 504.0631 | 518.6755 | 528.5213 | 657.3069 | 697.8546 | 738.3988 | 779.0239 | 819.3856 | 854.384 | 889.0655 | 923.9228 | 958.464 | 993.1805 | 1027.7042 | 1062.1578 | 1096.5417 | 1130.8558 | 1165.2223 | 1199.3972 | 1233.5023 | 1267.5385 | 1301.505 | 1335.4027 | 1369.2312 | 1402.9908 | 1436.8027 | 1470.3039 | 1503.9783 | 1537.3428 | 1570.8795 | 1604.2278 | 1637.5079 | 1670.8399 | 3.737%
[30 empty] | Data Centers aMW | 2021 | 2041 | 2050 | AAGR 21-41
[30 empty] | Medium/Base | 657.3069 | 1178.7468 | 1397.1045 | 2.963%
[30 empty] | Low | 657.3069 | 951.6444 | 1070.7372 | 1.867%
[30 empty] | High | 657.3069 | 1369.2312 | 1670.8399 | 3.737%
0
Scenario Name: HighCaseScenario ¦ Date: Thu 07/30/2020 ¦ Time: 10:53:48.07 ¦ Path: Q:\MJ\energy2020July30\2020Model ¦ Version: * ¦
Engine | is the model name.
This is the Loadshape Review for Northwest
Area | Sector | Day | Month | Enduse | Variable | Descriptor | Units | 1986 | 1987 | 1988 | 1989 | 1990 | 1991 | 1992 | 1993 | 1994 | 1995 | 1996 | 1997 | 1998 | 1999 | 2000 | 2001 | 2002 | 2003 | 2004 | 2005 | 2006 | 2007 | 2008 | 2009 | 2010 | 2011 | 2012 | 2013 | 2014 | 2015 | 2016 | 2017 | 2018 | 2019 | 2020 | 2021 | 2022 | 2023 | 2024 | 2025 | 2026 | 2027 | 2028 | 2029 | 2030 | 2031 | 2032 | 2033 | 2034 | 2035 | 2036 | 2037 | 2038 | 2039 | 2040 | 2041 | 2042 | 2043 | 2044 | 2045 | 2046 | 2047 | 2048 | 2049 | 2050
Northwest | Data Centers | Average | January | All | LDCEU/TDEF | Electric Load with Losses, Incl. Cogeneration | MW | 0 | 0 | 0 | 0 | 0 | 0 | 0 | 0 | 0 | 0 | 0 | 0 | 0 | 0 | 0 | 0 | 0 | 0 | 0 | 0 | 0 | 0 | 376.0721 | 371.2115 | 351.9653 | 383.6928 | 395.1627 | 434.1773 | 447.8248 | 471.6665 | 516.4584 | 537.1527 | 552.7041 | 568.7268 | 579.5227 | 722.7872 | 756.9915 | 791.35 | 825.6821 | 859.8789 | 888.082 | 916.0909 | 944.1799 | 972.0751 | 1000.05 | 1027.968 | 1055.693 | 1083.498 | 1111.111 | 1138.802 | 1166.438 | 1193.881 | 1221.404 | 1248.736 | 1276.147 | 1303.366 | 1330.665 | 1357.908 | 1384.961 | 1412.093 | 1439.035 | 1466.056 | 1492.887 | 1519.797 | 1546.652
Northwest | Data Centers | Average | February | All | LDCEU/TDEF | Electric Load with Losses, Incl. Cogeneration | MW | 0 | 0 | 0 | 0 | 0 | 0 | 0 | 0 | 0 | 0 | 0 | 0 | 0 | 0 | 0 | 0 | 0 | 0 | 0 | 0 | 0 | 0 | 362.3495 | 357.8346 | 342.3041 | 380.9984 | 385.3622 | 405.5769 | 442.2616 | 451.9818 | 498.9471 | 520.0985 | 535.1563 | 550.6702 | 561.1233 | 699.2302 | 732.2155 | 765.3497 | 798.4585 | 831.4373 | 858.6122 | 885.6001 | 912.6651 | 939.5435 | 966.4987 | 993.3992 | 1020.114 | 1046.905 | 1073.51 | 1100.193 | 1126.821 | 1153.264 | 1179.783 | 1206.119 | 1232.53 | 1258.758 | 1285.061 | 1311.311 | 1337.378 | 1363.521 | 1389.48 | 1415.516 | 1441.369 | 1467.298 | 1493.174
Northwest | Data Centers | Average | March | All | LDCEU/TDEF | Electric Load with Losses, Incl. Cogeneration | MW | 0 | 0 | 0 | 0 | 0 | 0 | 0 | 0 | 0 | 0 | 0 | 0 | 0 | 0 | 0 | 0 | 0 | 0 | 0 | 0 | 0 | 0 | 349.7605 | 345.8727 | 335.4871 | 369.725 | 376.1444 | 389.3901 | 419.2312 | 443.9951 | 483.5463 | 503.613 | 518.1935 | 533.2156 | 543.3375 | 676.5166 | 708.3361 | 740.2994 | 772.2385 | 804.0523 | 830.2461 | 856.2595 | 882.3472 | 908.2549 | 934.2369 | 960.166 | 985.9158 | 1011.74 | 1037.385 | 1063.103 | 1088.77 | 1114.258 | 1139.82 | 1165.204 | 1190.662 | 1215.942 | 1241.296 | 1266.598 | 1291.724 | 1316.922 | 1341.945 | 1367.04 | 1391.96 | 1416.953 | 1441.894
Northwest | Data Centers | Average | April | All | LDCEU/TDEF | Electric Load with Losses, Incl. Cogeneration | MW | 0 | 0 | 0 | 0 | 0 | 0 | 0 | 0 | 0 | 0 | 0 | 0 | 0 | 0 | 0 | 0 | 0 | 0 | 0 | 0 | 0 | 0 | 346.1218 | 332.4369 | 335.7577 | 357.1607 | 368.1305 | 390.0714 | 410.9753 | 440.5771 | 484.9714 | 496.697 | 511.0771 | 525.8931 | 535.8759 | 667.7401 | 699.2348 | 730.8719 | 762.4847 | 793.9734 | 819.9194 | 845.6868 | 871.5278 | 897.1905 | 922.9267 | 948.6106 | 974.1169 | 999.6965 | 1025.099 | 1050.575 | 1075.998 | 1101.246 | 1126.566 | 1151.71 | 1176.927 | 1201.968 | 1227.082 | 1252.145 | 1277.033 | 1301.993 | 1326.779 | 1351.637 | 1376.321 | 1401.078 | 1425.784
Northwest | Data Centers | Average | May | All | LDCEU/TDEF | Electric Load with Losses, Incl. Cogeneration | MW | 0 | 0 | 0 | 0 | 0 | 0 | 0 | 0 | 0 | 0 | 0 | 0 | 0 | 0 | 0 | 0 | 0 | 0 | 0 | 0 | 0 | 0 | 350.4335 | 334.652 | 322.3937 | 337.7731 | 369.6739 | 397.7793 | 417.2516 | 432.3282 | 473.5509 | 493.2506 | 507.5311 | 522.2441 | 532.1577 | 662.6492 | 693.8255 | 725.1427 | 756.4361 | 787.6069 | 813.2731 | 838.7627 | 864.3251 | 889.7111 | 915.1699 | 940.5768 | 965.808 | 991.1118 | 1016.24 | 1041.441 | 1066.591 | 1091.566 | 1116.613 | 1141.486 | 1166.431 | 1191.203 | 1216.046 | 1240.839 | 1265.458 | 1290.149 | 1314.667 | 1339.258 | 1363.676 | 1388.165 | 1412.604
Northwest | Data Centers | Average | June | All | LDCEU/TDEF | Electric Load with Losses, Incl. Cogeneration | MW | 0 | 0 | 0 | 0 | 0 | 0 | 0 | 0 | 0 | 0 | 0 | 0 | 0 | 0 | 0 | 0 | 0 | 0 | 0 | 0 | 0 | 0 | 345.6371 | 323.3345 | 322.3009 | 342.6728 | 366.5854 | 396.687 | 413.427 | 453.9211 | 487.4994 | 493.4781 | 507.7651 | 522.485 | 532.403 | 662.7057 | 693.842 | 725.119 | 756.3724 | 787.5034 | 813.1273 | 838.5747 | 864.0948 | 889.4388 | 914.8555 | 940.2205 | 965.41 | 990.6719 | 1015.759 | 1040.918 | 1066.026 | 1090.96 | 1115.966 | 1140.797 | 1165.702 | 1190.432 | 1215.234 | 1239.986 | 1264.564 | 1289.215 | 1313.693 | 1338.242 | 1362.62 | 1387.069 | 1411.468
Northwest | Data Centers | Average | July | All | LDCEU/TDEF | Electric Load with Losses, Incl. Cogeneration | MW | 0 | 0 | 0 | 0 | 0 | 0 | 0 | 0 | 0 | 0 | 0 | 0 | 0 | 0 | 0 | 0 | 0 | 0 | 0 | 0 | 0 | 0 | 319.0553 | 308.6301 | 311.1799 | 333.9108 | 352.3053 | 369.9349 | 396.0479 | 411.3068 | 444.3557 | 463.4494 | 476.8677 | 490.6914 | 500.0058 | 616.6349 | 644.6212 | 672.7357 | 700.8306 | 728.8192 | 751.6323 | 774.288 | 797.0087 | 819.5724 | 842.2009 | 864.7833 | 887.2094 | 909.7 | 932.0348 | 954.434 | 976.7875 | 998.9857 | 1021.248 | 1043.355 | 1065.527 | 1087.544 | 1109.625 | 1131.661 | 1153.543 | 1175.489 | 1197.281 | 1219.137 | 1240.84 | 1262.606 | 1284.328
Northwest | Data Centers | Average | August | All | LDCEU/TDEF | Electric Load with Losses, Incl. Cogeneration | MW | 0 | 0 | 0 | 0 | 0 | 0 | 0 | 0 | 0 | 0 | 0 | 0 | 0 | 0 | 0 | 0 | 0 | 0 | 0 | 0 | 0 | 0 | 317.7066 | 313.3176 | 315.1362 | 335.7971 | 352.0815 | 372.3722 | 386.7704 | 417.2188 | 447.1229 | 466.9498 | 480.4695 | 494.3976 | 503.7823 | 620.8544 | 648.9565 | 677.1874 | 705.3987 | 733.5035 | 756.3935 | 779.1257 | 801.9229 | 824.5627 | 847.2675 | 869.926 | 892.4277 | 914.9941 | 937.4042 | 959.8789 | 982.3077 | 1004.581 | 1026.918 | 1049.1 | 1071.347 | 1093.438 | 1115.593 | 1137.704 | 1159.659 | 1181.679 | 1203.545 | 1225.474 | 1247.25 | 1269.09 | 1290.885
Northwest | Data Centers | Average | September | All | LDCEU/TDEF | Electric Load with Losses, Incl. Cogeneration | MW | 0 | 0 | 0 | 0 | 0 | 0 | 0 | 0 | 0 | 0 | 0 | 0 | 0 | 0 | 0 | 0 | 0 | 0 | 0 | 0 | 0 | 0 | 320.0211 | 317.7426 | 313.6097 | 333.6555 | 343.7782 | 371.7581 | 392.5635 | 412.6342 | 437.3274 | 465.3649 | 478.8383 | 492.7194 | 502.0724 | 623.0282 | 651.9703 | 681.0438 | 710.0959 | 739.0355 | 762.7805 | 786.3619 | 810.0107 | 833.4964 | 857.0493 | 880.5543 | 903.8967 | 927.3063 | 950.5536 | 973.868 | 997.1349 | 1020.24 | 1043.412 | 1066.423 | 1089.501 | 1112.418 | 1135.401 | 1158.338 | 1181.114 | 1203.957 | 1226.639 | 1249.389 | 1271.978 | 1294.635 | 1317.244
Northwest | Data Centers | Average | October | All | LDCEU/TDEF | Electric Load with Losses, Incl. Cogeneration | MW | 0 | 0 | 0 | 0 | 0 | 0 | 0 | 0 | 0 | 0 | 0 | 0 | 0 | 0 | 0 | 0 | 0 | 0 | 0 | 0 | 0 | 0 | 319.0672 | 315.9637 | 315.7173 | 331.4753 | 348.2994 | 366.2104 | 397.172 | 417.6729 | 440.0921 | 466.4283 | 479.9321 | 493.8452 | 503.2196 | 627.5301 | 657.211 | 687.0258 | 716.8176 | 746.492 | 770.9619 | 795.2634 | 819.6342 | 843.837 | 868.109 | 892.3317 | 916.3868 | 940.5112 | 964.4686 | 988.4949 | 1012.472 | 1036.283 | 1060.163 | 1083.876 | 1107.659 | 1131.276 | 1154.961 | 1178.598 | 1202.07 | 1225.61 | 1248.986 | 1272.43 | 1295.71 | 1319.058 | 1342.358
Northwest | Data Centers | Average | November | All | LDCEU/TDEF | Electric Load with Losses, Incl. Cogeneration | MW | 0 | 0 | 0 | 0 | 0 | 0 | 0 | 0 | 0 | 0 | 0 | 0 | 0 | 0 | 0 | 0 | 0 | 0 | 0 | 0 | 0 | 0 | 322.5072 | 328.5511 | 335.1503 | 351.0125 | 359.0398 | 381.465 | 409.0304 | 425.9636 | 462.9162 | 484.6406 | 498.6717 | 513.1279 | 522.8684 | 651.6117 | 682.3595 | 713.2462 | 744.1092 | 774.8509 | 800.1845 | 825.3438 | 850.5748 | 875.6319 | 900.7606 | 925.8383 | 950.7426 | 975.7185 | 1000.521 | 1025.396 | 1050.219 | 1074.871 | 1099.594 | 1124.144 | 1148.766 | 1173.216 | 1197.738 | 1222.209 | 1246.509 | 1270.881 | 1295.081 | 1319.353 | 1343.454 | 1367.627 | 1391.749
Northwest | Data Centers | Average | December | All | LDCEU/TDEF | Electric Load with Losses, Incl. Cogeneration | MW | 0 | 0 | 0 | 0 | 0 | 0 | 0 | 0 | 0 | 0 | 0 | 0 | 0 | 0 | 0 | 0 | 0 | 0 | 0 | 0 | 0 | 0 | 330.1192 | 340.5798 | 330.0411 | 346.9494 | 355.2494 | 392.3324 | 400.4083 | 423.6143 | 481.2679 | 487.4384 | 501.5504 | 516.0902 | 525.887 | 656.3943 | 687.5427 | 718.8315 | 750.0959 | 781.2369 | 806.9391 | 832.4645 | 858.0628 | 883.4845 | 908.9789 | 934.4216 | 959.6884 | 985.0276 | 1010.192 | 1035.428 | 1060.613 | 1085.623 | 1110.706 | 1135.614 | 1160.594 | 1185.4 | 1210.278 | 1235.106 | 1259.76 | 1284.486 | 1309.039 | 1333.664 | 1358.116 | 1382.64 | 1407.114
low
Northwest | Data Centers | Average | January | All | LDCEU/TDEF | Electric Load with Losses, Incl. Cogeneration | MW | 0 | 0 | 0 | 0 | 0 | 0 | 0 | 0 | 0 | 0 | 0 | 0 | 0 | 0 | 0 | 0 | 0 | 0 | 0 | 0 | 0 | 0 | 376.0721 | 371.2115 | 351.9653 | 383.6928 | 395.1627 | 434.1773 | 447.8248 | 471.6665 | 516.4584 | 537.1527 | 552.7041 | 568.7268 | 579.5227 | 722.7872 | 744.0538 | 765.638 | 787.084 | 808.4204 | 823.926 | 839.1259 | 854.5681 | 869.7054 | 884.9481 | 900.2959 | 915.3396 | 930.4885 | 945.6062 | 960.6927 | 975.7482 | 990.7727 | 1005.766 | 1020.593 | 1035.66 | 1050.426 | 1065.431 | 1080.27 | 1094.944 | 1109.856 | 1124.469 | 1139.186 | 1153.872 | 1168.528 | 1183.153
Northwest | Data Centers | Average | February | All | LDCEU/TDEF | Electric Load with Losses, Incl. Cogeneration | MW | 0 | 0 | 0 | 0 | 0 | 0 | 0 | 0 | 0 | 0 | 0 | 0 | 0 | 0 | 0 | 0 | 0 | 0 | 0 | 0 | 0 | 0 | 362.3495 | 357.8346 | 342.3041 | 380.9984 | 385.3622 | 405.5769 | 442.2616 | 451.9818 | 498.9471 | 520.0985 | 535.1563 | 550.6702 | 561.1233 | 699.2302 | 719.748 | 740.5724 | 761.2637 | 781.8495 | 796.7886 | 811.433 | 826.3112 | 840.8954 | 855.5811 | 870.3681 | 884.8621 | 899.4575 | 914.0228 | 928.5582 | 943.0635 | 957.539 | 971.9846 | 986.2699 | 1000.786 | 1015.013 | 1029.469 | 1043.766 | 1057.904 | 1072.271 | 1086.35 | 1100.529 | 1114.679 | 1128.799 | 1142.89
Northwest | Data Centers | Average | March | All | LDCEU/TDEF | Electric Load with Losses, Incl. Cogeneration | MW | 0 | 0 | 0 | 0 | 0 | 0 | 0 | 0 | 0 | 0 | 0 | 0 | 0 | 0 | 0 | 0 | 0 | 0 | 0 | 0 | 0 | 0 | 349.7605 | 345.8727 | 335.4871 | 369.725 | 376.1444 | 389.3901 | 419.2312 | 443.9951 | 483.5463 | 503.613 | 518.1935 | 533.2156 | 543.3375 | 676.5166 | 696.3177 | 716.4144 | 736.3831 | 756.2504 | 770.6489 | 784.7634 | 799.1031 | 813.1596 | 827.3139 | 841.5658 | 855.5353 | 869.6025 | 883.6407 | 897.65 | 911.6304 | 925.5822 | 939.5049 | 953.2733 | 967.2644 | 980.9756 | 994.9091 | 1008.689 | 1022.315 | 1036.162 | 1049.732 | 1063.397 | 1077.035 | 1090.644 | 1104.225
Northwest | Data Centers | Average | April | All | LDCEU/TDEF | Electric Load with Losses, Incl. Cogeneration | MW | 0 | 0 | 0 | 0 | 0 | 0 | 0 | 0 | 0 | 0 | 0 | 0 | 0 | 0 | 0 | 0 | 0 | 0 | 0 | 0 | 0 | 0 | 346.1218 | 332.4369 | 335.7577 | 357.1607 | 368.1305 | 390.0714 | 410.9753 | 440.5771 | 484.9714 | 496.697 | 511.0771 | 525.8931 | 535.8759 | 667.7401 | 687.3312 | 707.215 | 726.9718 | 746.6281 | 760.8914 | 774.8735 | 789.0787 | 803.0033 | 817.0248 | 831.143 | 844.9814 | 858.9167 | 872.8233 | 886.7012 | 900.5504 | 914.3713 | 928.1635 | 941.8027 | 955.6627 | 969.2453 | 983.0482 | 996.6985 | 1010.197 | 1023.914 | 1037.356 | 1050.894 | 1064.404 | 1077.885 | 1091.339
Northwest | Data Centers | Average | May | All | LDCEU/TDEF | Electric Load with Losses, Incl. Cogeneration | MW | 0 | 0 | 0 | 0 | 0 | 0 | 0 | 0 | 0 | 0 | 0 | 0 | 0 | 0 | 0 | 0 | 0 | 0 | 0 | 0 | 0 | 0 | 350.4335 | 334.652 | 322.3937 | 337.7731 | 369.6739 | 397.7793 | 417.2516 | 432.3282 | 473.5509 | 493.2506 | 507.5311 | 522.2441 | 532.1577 | 662.6492 | 682.0493 | 701.739 | 721.3032 | 740.7681 | 754.8766 | 768.7071 | 782.7582 | 796.5316 | 810.401 | 824.3661 | 838.0543 | 851.8383 | 865.594 | 879.3214 | 893.0203 | 906.6911 | 920.3337 | 933.8248 | 947.5344 | 960.9697 | 974.6227 | 988.1249 | 1001.477 | 1015.045 | 1028.342 | 1041.732 | 1055.095 | 1068.431 | 1081.738
Northwest | Data Centers | Average | June | All | LDCEU/TDEF | Electric Load with Losses, Incl. Cogeneration | MW | 0 | 0 | 0 | 0 | 0 | 0 | 0 | 0 | 0 | 0 | 0 | 0 | 0 | 0 | 0 | 0 | 0 | 0 | 0 | 0 | 0 | 0 | 345.6371 | 323.3345 | 322.3009 | 342.6728 | 366.5854 | 396.687 | 413.427 | 453.9211 | 487.4994 | 493.4781 | 507.7651 | 522.485 | 532.403 | 662.7057 | 682.0847 | 701.753 | 721.2959 | 740.7399 | 754.8247 | 768.6317 | 782.659 | 796.4092 | 810.2551 | 824.1965 | 837.8616 | 851.6224 | 865.3548 | 879.0589 | 892.7347 | 906.3824 | 920.0019 | 933.4702 | 947.1566 | 960.5691 | 974.199 | 987.6783 | 1001.007 | 1014.553 | 1027.827 | 1041.195 | 1054.535 | 1067.848 | 1081.133
Northwest | Data Centers | Average | July | All | LDCEU/TDEF | Electric Load with Losses, Incl. Cogeneration | MW | 0 | 0 | 0 | 0 | 0 | 0 | 0 | 0 | 0 | 0 | 0 | 0 | 0 | 0 | 0 | 0 | 0 | 0 | 0 | 0 | 0 | 0 | 319.0553 | 308.6301 | 311.1799 | 333.9108 | 352.3053 | 369.9349 | 396.0479 | 411.3068 | 444.3557 | 463.4494 | 476.8677 | 490.6914 | 500.0058 | 616.6349 | 634.1413 | 651.9083 | 669.5651 | 687.1364 | 699.6641 | 711.9442 | 724.4207 | 736.6501 | 748.965 | 761.3651 | 773.5188 | 785.7578 | 797.9716 | 810.1602 | 822.3235 | 834.4619 | 846.5751 | 858.5536 | 870.7265 | 882.6554 | 894.778 | 906.7665 | 918.621 | 930.6689 | 942.4741 | 954.3634 | 966.2282 | 978.0682 | 989.8835
Northwest | Data Centers | Average | August | All | LDCEU/TDEF | Electric Load with Losses, Incl. Cogeneration | MW | 0 | 0 | 0 | 0 | 0 | 0 | 0 | 0 | 0 | 0 | 0 | 0 | 0 | 0 | 0 | 0 | 0 | 0 | 0 | 0 | 0 | 0 | 317.7066 | 313.3176 | 315.1362 | 335.7971 | 352.0815 | 372.3722 | 386.7704 | 417.2188 | 447.1229 | 466.9498 | 480.4695 | 494.3976 | 503.7823 | 620.8544 | 638.4402 | 656.2877 | 674.0248 | 691.6763 | 704.2452 | 716.5657 | 729.0833 | 741.353 | 753.7084 | 766.1493 | 778.343 | 790.6223 | 802.8763 | 815.105 | 827.3083 | 839.4867 | 851.6398 | 863.6577 | 875.8707 | 887.8387 | 900.0013 | 912.0292 | 923.9227 | 936.0102 | 947.8542 | 959.7827 | 971.6865 | 983.5654 | 995.4196
Northwest | Data Centers | Average | September | All | LDCEU/TDEF | Electric Load with Losses, Incl. Cogeneration | MW | 0 | 0 | 0 | 0 | 0 | 0 | 0 | 0 | 0 | 0 | 0 | 0 | 0 | 0 | 0 | 0 | 0 | 0 | 0 | 0 | 0 | 0 | 320.0211 | 317.7426 | 313.6097 | 333.6555 | 343.7782 | 371.7581 | 392.5635 | 412.6342 | 437.3274 | 465.3649 | 478.8383 | 492.7194 | 502.0724 | 623.0282 | 641.071 | 659.3829 | 677.5792 | 695.6845 | 708.7325 | 721.5229 | 734.5176 | 747.2555 | 760.082 | 772.9972 | 785.6561 | 798.4037 | 811.1251 | 823.8203 | 836.4891 | 849.132 | 861.7488 | 874.2254 | 886.9041 | 899.329 | 911.9555 | 924.4423 | 936.7899 | 949.3386 | 961.6347 | 974.0184 | 986.3765 | 998.7089 | 1011.016
Northwest | Data Centers | Average | October | All | LDCEU/TDEF | Electric Load with Losses, Incl. Cogeneration | MW | 0 | 0 | 0 | 0 | 0 | 0 | 0 | 0 | 0 | 0 | 0 | 0 | 0 | 0 | 0 | 0 | 0 | 0 | 0 | 0 | 0 | 0 | 319.0672 | 315.9637 | 315.7173 | 331.4753 | 348.2994 | 366.2104 | 397.172 | 417.6729 | 440.0921 | 466.4283 | 479.9321 | 493.8452 | 503.2196 | 627.5301 | 645.9856 | 664.7169 | 683.3281 | 701.8443 | 715.2972 | 728.4849 | 741.8829 | 755.0164 | 768.2411 | 781.5572 | 794.6094 | 807.7529 | 820.8693 | 833.9587 | 847.0211 | 860.0565 | 873.0652 | 885.9294 | 899.0018 | 911.8128 | 924.8314 | 937.7062 | 950.4374 | 963.3758 | 976.0541 | 988.8226 | 1001.565 | 1014.28 | 1026.969
Northwest | Data Centers | Average | November | All | LDCEU/TDEF | Electric Load with Losses, Incl. Cogeneration | MW | 0 | 0 | 0 | 0 | 0 | 0 | 0 | 0 | 0 | 0 | 0 | 0 | 0 | 0 | 0 | 0 | 0 | 0 | 0 | 0 | 0 | 0 | 322.5072 | 328.5511 | 335.1503 | 351.0125 | 359.0398 | 381.465 | 409.0304 | 425.9636 | 462.9162 | 484.6406 | 498.6717 | 513.1279 | 522.8684 | 651.6117 | 670.7371 | 690.148 | 709.4349 | 728.6237 | 742.5505 | 756.2028 | 770.0729 | 783.6689 | 797.3597 | 811.1449 | 824.6569 | 838.2634 | 851.842 | 865.3925 | 878.9151 | 892.4098 | 905.8767 | 919.1942 | 932.7271 | 945.9894 | 959.4667 | 972.795 | 985.9747 | 999.3688 | 1012.494 | 1025.712 | 1038.903 | 1052.067 | 1065.203
Northwest | Data Centers | Average | December | All | LDCEU/TDEF | Electric Load with Losses, Incl. Cogeneration | MW | 0 | 0 | 0 | 0 | 0 | 0 | 0 | 0 | 0 | 0 | 0 | 0 | 0 | 0 | 0 | 0 | 0 | 0 | 0 | 0 | 0 | 0 | 330.1192 | 340.5798 | 330.0411 | 346.9494 | 355.2494 | 392.3324 | 400.4083 | 423.6143 | 481.2679 | 487.4384 | 501.5504 | 516.0902 | 525.887 | 656.3943 | 675.7533 | 695.4016 | 714.9236 | 734.3455 | 748.4773 | 762.3304 | 776.4045 | 790.2006 | 804.0927 | 818.0806 | 831.7915 | 845.5981 | 859.3764 | 873.1263 | 886.8478 | 900.5411 | 914.2061 | 927.7196 | 941.4516 | 954.9091 | 968.5846 | 982.109 | 995.4828 | 1009.074 | 1022.392 | 1035.805 | 1049.19 | 1062.547 | 1075.877
Northwest | Data Centers | Average | January | All | LDCEU/TDEF | Electric Load with Losses, Incl. Cogeneration | MW | 0 | 0 | 0 | 0 | 0 | 0 | 0 | 0 | 0 | 0 | 0 | 0 | 0 | 0 | 0 | 0 | 0 | 0 | 0 | 0 | 0 | 0 | 376.0721 | 371.2115 | 351.9653 | 383.6928 | 395.1627 | 434.1773 | 447.8248 | 471.6665 | 516.4584 | 537.1527 | 552.7041 | 568.7268 | 579.5227 | 722.7872 | 767.8646 | 812.937 | 858.099 | 902.9668 | 941.9567 | 980.5937 | 1019.426 | 1057.907 | 1096.583 | 1135.044 | 1173.427 | 1211.733 | 1249.96 | 1288.246 | 1326.319 | 1364.314 | 1402.232 | 1440.072 | 1477.836 | 1515.523 | 1553.133 | 1590.801 | 1628.123 | 1665.638 | 1702.808 | 1740.17 | 1777.322 | 1814.398 | 1851.531
Northwest | Data Centers | Average | February | All | LDCEU/TDEF | Electric Load with Losses, Incl. Cogeneration | MW | 0 | 0 | 0 | 0 | 0 | 0 | 0 | 0 | 0 | 0 | 0 | 0 | 0 | 0 | 0 | 0 | 0 | 0 | 0 | 0 | 0 | 0 | 362.3495 | 357.8346 | 342.3041 | 380.9984 | 385.3622 | 405.5769 | 442.2616 | 451.9818 | 498.9471 | 520.0985 | 535.1563 | 550.6702 | 561.1233 | 699.2302 | 742.6933 | 786.152 | 829.697 | 872.9587 | 910.5284 | 947.7579 | 985.1761 | 1022.255 | 1059.522 | 1096.582 | 1133.567 | 1170.477 | 1207.312 | 1244.204 | 1280.889 | 1317.5 | 1354.037 | 1390.499 | 1426.887 | 1463.201 | 1499.441 | 1535.737 | 1571.7 | 1607.848 | 1643.664 | 1679.665 | 1715.463 | 1751.189 | 1786.97
Northwest | Data Centers | Average | March | All | LDCEU/TDEF | Electric Load with Losses, Incl. Cogeneration | MW | 0 | 0 | 0 | 0 | 0 | 0 | 0 | 0 | 0 | 0 | 0 | 0 | 0 | 0 | 0 | 0 | 0 | 0 | 0 | 0 | 0 | 0 | 349.7605 | 345.8727 | 335.4871 | 369.725 | 376.1444 | 389.3901 | 419.2312 | 443.9951 | 483.5463 | 503.613 | 518.1935 | 533.2156 | 543.3375 | 676.5166 | 718.4365 | 760.3525 | 802.3519 | 844.0784 | 880.2924 | 916.1786 | 952.2467 | 987.9878 | 1023.91 | 1059.633 | 1095.283 | 1130.862 | 1166.368 | 1201.928 | 1237.29 | 1272.58 | 1307.798 | 1342.944 | 1378.02 | 1413.023 | 1447.956 | 1482.942 | 1517.607 | 1552.451 | 1586.974 | 1621.676 | 1656.183 | 1690.619 | 1725.109
Northwest | Data Centers | Average | April | All | LDCEU/TDEF | Electric Load with Losses, Incl. Cogeneration | MW | 0 | 0 | 0 | 0 | 0 | 0 | 0 | 0 | 0 | 0 | 0 | 0 | 0 | 0 | 0 | 0 | 0 | 0 | 0 | 0 | 0 | 0 | 346.1218 | 332.4369 | 335.7577 | 357.1607 | 368.1305 | 390.0714 | 410.9753 | 440.5771 | 484.9714 | 496.697 | 511.0771 | 525.8931 | 535.8759 | 667.7401 | 709.2389 | 750.7335 | 792.3105 | 833.6173 | 869.4879 | 905.0338 | 940.7598 | 976.1619 | 1011.744 | 1047.128 | 1082.44 | 1117.681 | 1152.85 | 1188.073 | 1223.1 | 1258.055 | 1292.94 | 1327.753 | 1362.495 | 1397.167 | 1431.768 | 1466.423 | 1500.759 | 1535.273 | 1569.469 | 1603.842 | 1638.021 | 1672.131 | 1706.294
Northwest | Data Centers | Average | May | All | LDCEU/TDEF | Electric Load with Losses, Incl. Cogeneration | MW | 0 | 0 | 0 | 0 | 0 | 0 | 0 | 0 | 0 | 0 | 0 | 0 | 0 | 0 | 0 | 0 | 0 | 0 | 0 | 0 | 0 | 0 | 350.4335 | 334.652 | 322.3937 | 337.7731 | 369.6739 | 397.7793 | 417.2516 | 432.3282 | 473.5509 | 493.2506 | 507.5311 | 522.2441 | 532.1577 | 662.6492 | 703.7225 | 744.7918 | 785.9429 | 826.8266 | 862.3112 | 897.4747 | 932.8163 | 967.8376 | 1003.036 | 1038.04 | 1072.972 | 1107.834 | 1142.625 | 1177.469 | 1212.119 | 1246.698 | 1281.207 | 1315.646 | 1350.014 | 1384.313 | 1418.542 | 1452.823 | 1486.79 | 1520.932 | 1554.761 | 1588.764 | 1622.575 | 1656.318 | 1690.113
Northwest | Data Centers | Average | June | All | LDCEU/TDEF | Electric Load with Losses, Incl. Cogeneration | MW | 0 | 0 | 0 | 0 | 0 | 0 | 0 | 0 | 0 | 0 | 0 | 0 | 0 | 0 | 0 | 0 | 0 | 0 | 0 | 0 | 0 | 0 | 345.6371 | 323.3345 | 322.3009 | 342.6728 | 366.5854 | 396.687 | 413.427 | 453.9211 | 487.4994 | 493.4781 | 507.7651 | 522.485 | 532.403 | 662.7057 | 703.7231 | 744.7366 | 785.8316 | 826.6601 | 862.0865 | 897.1923 | 932.476 | 967.4397 | 1002.581 | 1037.527 | 1072.402 | 1107.206 | 1141.94 | 1176.727 | 1211.32 | 1245.842 | 1280.295 | 1314.677 | 1348.989 | 1383.232 | 1417.404 | 1451.63 | 1485.541 | 1519.627 | 1553.4 | 1587.347 | 1621.103 | 1654.79 | 1688.53
Northwest | Data Centers | Average | July | All | LDCEU/TDEF | Electric Load with Losses, Incl. Cogeneration | MW | 0 | 0 | 0 | 0 | 0 | 0 | 0 | 0 | 0 | 0 | 0 | 0 | 0 | 0 | 0 | 0 | 0 | 0 | 0 | 0 | 0 | 0 | 319.0553 | 308.6301 | 311.1799 | 333.9108 | 352.3053 | 369.9349 | 396.0479 | 411.3068 | 444.3557 | 463.4494 | 476.8677 | 490.6914 | 500.0058 | 616.6349 | 653.4287 | 690.2218 | 727.0892 | 763.7216 | 795.2722 | 826.537 | 857.9604 | 889.0987 | 920.395 | 951.5175 | 982.577 | 1013.573 | 1044.507 | 1075.488 | 1106.295 | 1137.04 | 1167.723 | 1198.343 | 1228.901 | 1259.397 | 1289.83 | 1320.311 | 1350.511 | 1380.868 | 1410.945 | 1441.177 | 1471.24 | 1501.241 | 1531.289
Northwest | Data Centers | Average | August | All | LDCEU/TDEF | Electric Load with Losses, Incl. Cogeneration | MW | 0 | 0 | 0 | 0 | 0 | 0 | 0 | 0 | 0 | 0 | 0 | 0 | 0 | 0 | 0 | 0 | 0 | 0 | 0 | 0 | 0 | 0 | 317.7066 | 313.3176 | 315.1362 | 335.7971 | 352.0815 | 372.3722 | 386.7704 | 417.2188 | 447.1229 | 466.9498 | 480.4695 | 494.3976 | 503.7823 | 620.8544 | 657.7946 | 694.7341 | 731.7484 | 768.527 | 800.1848 | 831.5558 | 863.0859 | 894.33 | 925.7327 | 956.9609 | 988.1259 | 1019.227 | 1050.266 | 1081.352 | 1112.265 | 1143.114 | 1173.901 | 1204.625 | 1235.287 | 1265.886 | 1296.423 | 1327.007 | 1357.31 | 1387.77 | 1417.949 | 1448.284 | 1478.449 | 1508.551 | 1538.701
Northwest | Data Centers | Average | September | All | LDCEU/TDEF | Electric Load with Losses, Incl. Cogeneration | MW | 0 | 0 | 0 | 0 | 0 | 0 | 0 | 0 | 0 | 0 | 0 | 0 | 0 | 0 | 0 | 0 | 0 | 0 | 0 | 0 | 0 | 0 | 320.0211 | 317.7426 | 313.6097 | 333.6555 | 343.7782 | 371.7581 | 392.5635 | 412.6342 | 437.3274 | 465.3649 | 478.8383 | 492.7194 | 502.0724 | 623.0282 | 661.1303 | 699.2298 | 737.4055 | 775.3347 | 808.1669 | 840.702 | 873.4018 | 905.8051 | 938.3729 | 970.7597 | 1003.081 | 1035.337 | 1067.527 | 1099.766 | 1131.826 | 1163.82 | 1195.75 | 1227.614 | 1259.414 | 1291.148 | 1322.818 | 1354.537 | 1385.965 | 1417.555 | 1448.854 | 1480.315 | 1511.599 | 1542.819 | 1574.088
Northwest | Data Centers | Average | October | All | LDCEU/TDEF | Electric Load with Losses, Incl. Cogeneration | MW | 0 | 0 | 0 | 0 | 0 | 0 | 0 | 0 | 0 | 0 | 0 | 0 | 0 | 0 | 0 | 0 | 0 | 0 | 0 | 0 | 0 | 0 | 319.0672 | 315.9637 | 315.7173 | 331.4753 | 348.2994 | 366.2104 | 397.172 | 417.6729 | 440.0921 | 466.4283 | 479.9321 | 493.8452 | 503.2196 | 627.5301 | 666.645 | 705.7557 | 744.944 | 783.8771 | 817.7061 | 851.2289 | 884.9215 | 918.3087 | 951.8652 | 985.2355 | 1018.538 | 1051.773 | 1084.941 | 1118.159 | 1151.192 | 1184.158 | 1217.057 | 1249.889 | 1282.654 | 1315.353 | 1347.984 | 1380.667 | 1413.049 | 1445.598 | 1477.848 | 1510.264 | 1542.498 | 1574.667 | 1606.885
Northwest | Data Centers | Average | November | All | LDCEU/TDEF | Electric Load with Losses, Incl. Cogeneration | MW | 0 | 0 | 0 | 0 | 0 | 0 | 0 | 0 | 0 | 0 | 0 | 0 | 0 | 0 | 0 | 0 | 0 | 0 | 0 | 0 | 0 | 0 | 322.5072 | 328.5511 | 335.1503 | 351.0125 | 359.0398 | 381.465 | 409.0304 | 425.9636 | 462.9162 | 484.6406 | 498.6717 | 513.1279 | 522.8684 | 651.6117 | 692.1273 | 732.6387 | 773.2307 | 813.5585 | 848.5823 | 883.2892 | 918.1719 | 952.7382 | 987.48 | 1022.029 | 1056.508 | 1090.917 | 1125.256 | 1159.647 | 1193.847 | 1227.977 | 1262.038 | 1296.03 | 1329.952 | 1363.805 | 1397.59 | 1431.426 | 1464.952 | 1498.651 | 1532.04 | 1565.601 | 1598.974 | 1632.278 | 1665.635
Northwest | Data Centers | Average | December | All | LDCEU/TDEF | Electric Load with Losses, Incl. Cogeneration | MW | 0 | 0 | 0 | 0 | 0 | 0 | 0 | 0 | 0 | 0 | 0 | 0 | 0 | 0 | 0 | 0 | 0 | 0 | 0 | 0 | 0 | 0 | 330.1192 | 340.5798 | 330.0411 | 346.9494 | 355.2494 | 392.3324 | 400.4083 | 423.6143 | 481.2679 | 487.4384 | 501.5504 | 516.0902 | 525.887 | 656.3943 | 697.4509 | 738.5026 | 779.6357 | 820.5005 | 856.0322 | 891.2424 | 926.6308 | 961.6985 | 996.944 | 1031.994 | 1066.973 | 1101.881 | 1136.718 | 1171.608 | 1206.304 | 1240.929 | 1275.484 | 1309.968 | 1344.383 | 1378.727 | 1413.001 | 1447.328 | 1481.34 | 1515.528 | 1549.401 | 1583.449 | 1617.306 | 1651.094 | 1684.934

## Sector Level AAGR
Average Annual Gorwth Rate 2021-2041
Price-Effect | Aggregate | Residential | Commercial | Industrial | Transportation | Irrigation
Base Case | 0.1026% | 0.0246% | -0.06895% | -0.2116% | 12.84% | 0.315%
Low Case | -0.3356% | -0.01998% | -0.1025% | -1.764% | 12.5% | -0.436%
High Case | 0.545% | 0.1068% | 0.1685% | 0.7034% | 13.25% | 1.572%
Price_Effect With Climate Change
GCM1_Base | 0.3795% | 0.4979% | 0.1914% | -0.1657% | 13.27% | 0.428%
GCM1_Low | -0.03979% | 0.4533% | 0.1581% | -1.721% | 12.93% | -0.3267%
GCM1_High | 0.8098% | 0.5817% | 0.4299% | 0.7462% | 13.67% | 1.699%
GCM 2_Base | 0.3693% | 0.5021% | 0.1446% | -0.1657% | 13.27% | 0.428%
GCM 2_Low | -0.05143% | 0.4574% | 0.1114% | -1.721% | 12.93% | -0.3267%
GCM 2_High | 0.8% | 0.5859% | 0.3833% | 0.7462% | 13.67% | 1.699%
GCM 3_Base | 0.2515% | 0.2225% | 0.1007% | -0.1657% | 13.27% | 0.428%
GCM 3_Low | -0.1739% | 0.1779% | 0.06755% | -1.721% | 12.93% | -0.3267%
GCM 3_High | 0.6858% | 0.3064% | 0.3392% | 0.7462% | 13.67% | 1.699%
With Climate Change and Frozen Efficiency
GCM1_Base_FE | 0.4344% | 0.5945% | 0.246% | -0.1527% | 13.27% | 0.428%
GCM1_Low_FE | 0.01868% | 0.5496% | 0.2129% | -1.709% | 12.93% | -0.3267%
GCM1_High_FE | 0.8626% | 0.6786% | 0.4853% | 0.7616% | 13.67% | 1.699%
GCM 2_Base_FE | 0.4231% | 0.5969% | 0.198% | -0.1527% | 13.27% | 0.428%
GCM 2_Low_FE | 0.006% | 0.5519% | 0.1649% | -1.709% | 12.93% | -0.3267%
GCM 2_High_FE | 0.8519% | 0.6811% | 0.4374% | 0.7616% | 13.67% | 1.699%
GCM 3_Base_FE | 0.3043% | 0.315% | 0.1538% | -0.1527% | 13.27% | 0.428%
GCM 3_Low_FE | -0.1177% | 0.2702% | 0.1208% | -1.709% | 12.93% | -0.3267%
GCM 3_High_FE | 0.7366% | 0.3992% | 0.393% | 0.7616% | 13.67% | 1.699%

## All sector & Enduses Loads
Climate1_XGO_Base_NOFreeze
Scenario Name: Climate1_XGO_Base_NoFreeze ¦ Date: Wed 08/12/2020 ¦ Time: 12:54:03.34 ¦ Path: Q:\MJ\energy2020July30\2020Model ¦ Version: * ¦
| Engine | is the model name.
This is the Electricity Review for Northwest
Scenario | Area | Building Type | Fuel | Enduse | Month | Day | Variable | Descriptor | Units | 1986 | 1987 | 1988 | 1989 | 1990 | 1991 | 1992 | 1993 | 1994 | 1995 | 1996 | 1997 | 1998 | 1999 | 2000 | 2001 | 2002 | 2003 | 2004 | 2005 | 2006 | 2007 | 2008 | 2009 | 2010 | 2011 | 2012 | 2013 | 2014 | 2015 | 2016 | 2017 | 2018 | 2019 | 2020 | 2021 | 2022 | 2023 | 2024 | 2025 | 2026 | 2027 | 2028 | 2029 | 2030 | 2031 | 2032 | 2033 | 2034 | 2035 | 2036 | 2037 | 2038 | 2039 | 2040 | 2041 | 2042 | 2043 | 2044 | 2045 | 2046 | 2047 | 204800% | 2049 | 2050
CanESM2-Base-Price_effect | Northwest | Residential | Electric | All | Annual | Average | LDCEU/TDEF | Electric Load Curve (Incl. Cogen) | GWh | 57357.4 | 55883.34 | 57700.85 | 61346.79 | 60154.28 | 62542.77 | 59577.55 | 65043.7 | 63321.34 | 63919.31 | 67711.94 | 66072.49 | 65159.61 | 67029.06 | 67518.18 | 66254.88 | 70316.8 | 69291.48 | 69950.03 | 71620.38 | 71269.48 | 72032.1 | 75477.25 | 74921.38 | 69979.91 | 73022.34 | 69859.79 | 71685.04 | 69655.91 | 68489.04 | 69127.92 | 70901.62 | 71295.82 | 71565.54 | 72286.2 | 70671.41 | 74399.31 | 73650.63 | 74200.23 | 75218.71 | 73249.33 | 77146.39 | 77312.96 | 75203.81 | 73937.87 | 76171.59 | 79460.58 | 76849.02 | 79976.78 | 82688.17 | 81784.18 | 79434.59 | 81940.14 | 80332.08 | 83238.41 | 83674.63 | 81679.15 | 86991.29 | 84393.52 | 85828.16 | 86598.98 | 85895.02 | 8702098% | 86981.32 | 89477.07
CanESM2-Base-Price_effect | Northwest | Residential | Electric | Space Heating | Annual | Average | LDCEU/TDEF | Electric Load Curve (Incl. Cogen) | GWh | 11959.91 | 11513.87 | 12594.64 | 14067.04 | 13660.11 | 14270.57 | 12616.85 | 14322.28 | 12708.19 | 12736.94 | 14806.8 | 13613.47 | 13014.1 | 14498.35 | 14775.66 | 14568.71 | 15509.43 | 14031.3 | 14419.73 | 15219.55 | 14633.2 | 14098.26 | 15822.64 | 15074.13 | 13507.86 | 15323.24 | 13685.83 | 15362.32 | 13903.42 | 13217.64 | 14636.28 | 15617.19 | 15708.1 | 15733.35 | 14394.67 | 13699.32 | 14329.8 | 13672.27 | 13617.93 | 13955.87 | 12425.3 | 14303.83 | 15314.78 | 13725.26 | 11993.06 | 12892.47 | 14449.04 | 13276.12 | 14126 | 15303.15 | 14126.92 | 12785.61 | 14246.83 | 12742.31 | 14488.49 | 13592.64 | 12734.78 | 14297.57 | 13237.09 | 15152.39 | 12993.92 | 12668.65 | 1281571% | 12390.84 | 13200.35
CanESM2-Base-Price_effect | Northwest | Residential | Electric | Water Heating Under 55 | Annual | Average | LDCEU/TDEF | Electric Load Curve (Incl. Cogen) | GWh | 11236.43 | 11041.38 | 11113.09 | 11578.4 | 11212.39 | 11573.8 | 11195.76 | 12508.23 | 11852.42 | 12079 | 12211.83 | 11866.68 | 11419.19 | 11666.43 | 11399.8 | 11183.98 | 11616.46 | 11229.87 | 11112.55 | 11068.32 | 10608.48 | 10885.28 | 11255.26 | 11041.91 | 10498.51 | 10680.68 | 10395.53 | 10810.91 | 10832.15 | 10935.13 | 10815.3 | 11408.5 | 11516.52 | 11622.2 | 10960.09 | 10658.88 | 11223.37 | 10945.95 | 11013.37 | 11284.92 | 10501.59 | 11680.01 | 12385.3 | 11547.25 | 10572.4 | 11188.71 | 12213.53 | 11602.77 | 12215.72 | 13018.29 | 12359.77 | 11603.69 | 12604.73 | 11728.73 | 12949.61 | 12426.32 | 11924.13 | 12985.1 | 12371.78 | 13666.41 | 12344.46 | 12180.44 | 1232599% | 12113.29 | 12703.3
CanESM2-Base-Price_effect | Northwest | Residential | Electric | Lighting | Annual | Average | LDCEU/TDEF | Electric Load Curve (Incl. Cogen) | GWh | 10230.35 | 10111.21 | 10217.76 | 10726.09 | 10436.36 | 10859.11 | 10575.81 | 12025.33 | 11567.76 | 11900.24 | 12214.44 | 11988.69 | 11688.94 | 12086.31 | 12015.69 | 11915.89 | 12546.83 | 12318.84 | 12430.35 | 12593.08 | 12273.18 | 12663.97 | 13222.78 | 12855.44 | 12130.32 | 12236.9 | 11489.27 | 11082.41 | 10279.66 | 9506.831 | 9083.046 | 8934.302 | 8918.994 | 8916.188 | 8925.04 | 8959.086 | 9239.976 | 9301.118 | 9365.063 | 9433.073 | 9504.42 | 9575.829 | 9647.283 | 9721.07 | 9802.115 | 9889.724 | 9977.64 | 10064.49 | 10155.26 | 10250.04 | 10345.51 | 10439.23 | 10532.28 | 10626.25 | 10719.69 | 10817.64 | 10903.3 | 10989.34 | 11078.1 | 11170.72 | 11265.94 | 11361.29 | 1145689% | 11552.3 | 11648.45
CanESM2-Base-Price_effect | Northwest | Residential | Electric | Refrigeration | Annual | Average | LDCEU/TDEF | Electric Load Curve (Incl. Cogen) | GWh | 5755.548 | 5212.426 | 5273.506 | 5392.221 | 5212.716 | 5118.747 | 4812.376 | 4438.83 | 4278.206 | 4427.273 | 4661.258 | 4700.44 | 4704.836 | 4990.674 | 5107.831 | 4109.899 | 4025.631 | 3944.8 | 3908.426 | 3904.636 | 3977.169 | 4111.468 | 4211.464 | 3949.047 | 3719.154 | 3791.866 | 3724.95 | 3805.446 | 4341.084 | 4311.225 | 4737.766 | 4729.442 | 4707.153 | 4690.178 | 4679.2 | 4672.979 | 4791.018 | 4800.888 | 4813.4 | 4829.518 | 4848.686 | 4869.571 | 4890.833 | 4913.934 | 4941.267 | 4972.497 | 5004.756 | 5037.364 | 5072.344 | 5110.046 | 5148.891 | 5187.742 | 5227.139 | 5267.526 | 5308.256 | 5351.435 | 5388.603 | 5426.325 | 5465.859 | 5507.824 | 5551.443 | 5595.639 | 564036% | 5685.439 | 5731.159
CanESM2-Base-Price_effect | Northwest | Residential | Electric | Freezer | Annual | Average | LDCEU/TDEF | Electric Load Curve (Incl. Cogen) | GWh | 1548.59 | 1412.869 | 1440.844 | 1374.153 | 1356.599 | 1422.785 | 1372.139 | 1207.949 | 1212.209 | 1243.959 | 1259.485 | 1260.105 | 1237.229 | 1286.344 | 1305.063 | 1192.367 | 1278.36 | 1262.346 | 1291.368 | 1307.639 | 1251.077 | 1271.691 | 1406.64 | 1289.317 | 1585.7 | 1313.767 | 1281.476 | 1307.323 | 1241.569 | 908.0657 | 928.0443 | 873.6414 | 874.2478 | 875.6988 | 877.8845 | 880.7756 | 905.5043 | 910.9592 | 916.676 | 922.8117 | 929.2503 | 935.7166 | 942.3877 | 949.5168 | 957.4278 | 966.0944 | 974.9664 | 983.9728 | 993.5203 | 1003.641 | 1013.971 | 1024.305 | 1034.773 | 1045.534 | 1056.457 | 1068.212 | 1079.058 | 1090.19 | 1101.855 | 1114.125 | 1126.934 | 1139.972 | 115329% | 1166.809 | 1180.685
CanESM2-Base-Price_effect | Northwest | Residential | Electric | Clothes Washer | Annual | Average | LDCEU/TDEF | Electric Load Curve (Incl. Cogen) | GWh | 598.3237 | 586.014 | 560.9583 | 581.5216 | 560.2718 | 573.7611 | 527.3397 | 602.8728 | 558.3094 | 551.845 | 562.5753 | 549.9957 | 518.6805 | 534.6788 | 514.6696 | 502.6836 | 497.1234 | 472.6685 | 476.0677 | 467.4409 | 433.1592 | 444.1966 | 431.0614 | 413.1035 | 381.7149 | 363.3238 | 338.2773 | 362.2975 | 356.6183 | 358.4178 | 356.5477 | 355.75 | 358.9781 | 362.3503 | 365.8781 | 369.5215 | 383.036 | 387.4865 | 391.8911 | 396.3376 | 400.7838 | 405.1253 | 409.3799 | 413.6597 | 418.1507 | 422.8548 | 427.5172 | 432.1072 | 436.8173 | 441.6588 | 446.5052 | 451.2624 | 455.99 | 460.7387 | 465.4764 | 470.4067 | 474.8265 | 479.2586 | 483.8305 | 488.5571 | 493.4093 | 498.2856 | 503.1918 | 508.114 | 513.0967
CanESM2-Base-Price_effect | Northwest | Residential | Electric | Clothes Dryer | Annual | Average | LDCEU/TDEF | Electric Load Curve (Incl. Cogen) | GWh | 2995.153 | 2977.851 | 3027.91 | 3203.627 | 2717.678 | 2875.032 | 2820.165 | 3259.02 | 3203.123 | 3341.659 | 3469.292 | 3477.342 | 3443.705 | 3614.708 | 3631.982 | 3663.988 | 3922.831 | 3926.401 | 3995.901 | 4084.254 | 4048.299 | 3671.512 | 3888.478 | 3845.012 | 3695.396 | 3790.091 | 3725.605 | 3908.425 | 3958.896 | 4042.084 | 4310.591 | 4370.739 | 4464.379 | 4556.138 | 4647.81 | 4738.599 | 4975.361 | 5074.823 | 5172.732 | 5270.808 | 5368.648 | 5465.092 | 5558.686 | 5651.931 | 5747.842 | 5846.185 | 5943.824 | 6040.244 | 6137.84 | 6237.674 | 6337.648 | 6436.47 | 6535.107 | 6634.485 | 6733.418 | 6835.341 | 6928.761 | 7022.583 | 7118.158 | 7216.884 | 7317.502 | 7418.842 | 7520.928 | 7623.633 | 7727.357
CanESM2-Base-Price_effect | Northwest | Residential | Electric | Dishwasher | Annual | Average | LDCEU/TDEF | Electric Load Curve (Incl. Cogen) | GWh | 840.0462 | 805.2482 | 819.4912 | 902.3594 | 872.1222 | 929.1053 | 921.6357 | 1062.33 | 1026.3 | 1078.252 | 1112.978 | 1119.634 | 1086.262 | 1126.484 | 1130.806 | 1126.891 | 1196.313 | 1178.676 | 1186.765 | 1209.248 | 1178.782 | 1226.91 | 1270.632 | 1250.819 | 1292.793 | 1312.898 | 1264.211 | 1296.935 | 1293.442 | 1293.795 | 1388.407 | 1378.684 | 1399.115 | 1421.955 | 1447.063 | 1474.214 | 1542.544 | 1576.496 | 1611.813 | 1648.754 | 1687.242 | 1726.711 | 1767.197 | 1809.086 | 1853.346 | 1899.981 | 1947.727 | 1996.427 | 2047.071 | 2099.724 | 2153.815 | 2208.854 | 2265.108 | 2322.932 | 2382.041 | 2443.372 | 2503.322 | 2564.757 | 2628.223 | 2694.072 | 2762.058 | 2831.726 | 2903.104 | 2976.176 | 3051.18
CanESM2-Base-Price_effect | Northwest | Residential | Electric | Cooking | Annual | Average | LDCEU/TDEF | Electric Load Curve (Incl. Cogen) | GWh | 1998.334 | 2050.044 | 2144.699 | 2318.051 | 2324.369 | 2490.486 | 2477.131 | 2903.925 | 2804.974 | 2857.629 | 2929.4 | 2872.956 | 2790.181 | 2871.739 | 2833.582 | 2827.592 | 3005.786 | 3001.966 | 3041.588 | 3127.825 | 3098.29 | 3253.99 | 3456.14 | 3431.572 | 3250.469 | 3278.272 | 3216.042 | 3322.079 | 3336.078 | 3347.951 | 3506.557 | 3531.371 | 3560.707 | 3561.701 | 3566.005 | 3572.323 | 3680.23 | 3696.333 | 3713.835 | 3733.736 | 3755.539 | 3778.611 | 3800.294 | 3823.044 | 3848.485 | 3876.008 | 3904.149 | 3932.574 | 3961.728 | 3992.853 | 4024.892 | 4056.053 | 4087.629 | 4119.776 | 4151.501 | 4184.709 | 4212.505 | 4239.738 | 4268.011 | 4297.902 | 4328.188 | 4358.692 | 4389.268 | 4419.264 | 4449.094
CanESM2-Base-Price_effect | Northwest | Residential | Electric | Air Conditioning | Annual | Average | LDCEU/TDEF | Electric Load Curve (Incl. Cogen) | GWh | 2035.303 | 1907.605 | 1841.789 | 1774.515 | 2804.931 | 2486.032 | 2656.777 | 1528.18 | 3096.603 | 2346.986 | 2694.867 | 2816.268 | 3503.86 | 2060.121 | 2206.134 | 2402.792 | 2707.069 | 3691.672 | 3034.398 | 2583.122 | 3099.001 | 2832.228 | 2215.298 | 3048.971 | 1803.311 | 2024.263 | 2301.893 | 2553.627 | 2904.115 | 3301.796 | 2570.284 | 2772.199 | 2820.596 | 2872.772 | 5589.121 | 4921.676 | 6213.928 | 6284.938 | 6681.393 | 6928.63 | 7186.945 | 7780.521 | 6028.695 | 6268.769 | 7614.906 | 8076.578 | 8488.229 | 7492.188 | 8875.165 | 9290.43 | 10011.95 | 9548.228 | 9246.659 | 9802.051 | 9360.414 | 10948.17 | 10088.18 | 12433.34 | 11264.71 | 9089.441 | 13096.09 | 12558.78 | 1303470% | 13292.85 | 13989.03
CanESM2-Base-Price_effect | Northwest | Residential | Electric | Entertainment Center | Annual | Average | LDCEU/TDEF | Electric Load Curve (Incl. Cogen) | GWh | 1785.537 | 1870.532 | 2000.676 | 2209.478 | 2258.488 | 2466.543 | 2641.464 | 3108.524 | 3102.884 | 3319.643 | 3502.107 | 3548.437 | 3728.429 | 4147.841 | 4486.397 | 4842.292 | 5625.594 | 5968.858 | 6575.948 | 7364.278 | 7866.931 | 8340.201 | 8837.932 | 9224.707 | 9359.742 | 9799.367 | 9793.516 | 9190.833 | 8690.743 | 8097.954 | 7712.362 | 7749.263 | 7722.452 | 7640.697 | 7520.186 | 7369.585 | 7389.856 | 7211.359 | 7018.933 | 6818.815 | 6613.982 | 6405.724 | 6194.515 | 5984.079 | 5778.515 | 5578.332 | 5381.509 | 5187.992 | 5000.096 | 4818.295 | 4641.619 | 4469.335 | 4302.062 | 4139.949 | 3982.823 | 3831.868 | 3681.95 | 3537.025 | 3397.998 | 3264.859 | 3137.08 | 3013.977 | 289538% | 2781.075 | 2671.062
CanESM2-Base-Price_effect | Northwest | Residential | Electric | Other Non-Substitutables | Annual | Average | LDCEU/TDEF | Electric Load Curve (Incl. Cogen) | GWh | 6373.875 | 6394.29 | 6563.137 | 7090.396 | 6576.013 | 7286.235 | 6756.428 | 7807.192 | 7609.063 | 7704.458 | 7924.15 | 7879.626 | 7614.659 | 7697.865 | 7643.114 | 7441.129 | 7857.086 | 7724.339 | 7927.655 | 8109.248 | 8079.889 | 8439.069 | 8612.126 | 8624.771 | 7888.425 | 8181.262 | 7703.769 | 7901.004 | 7773.44 | 8113.668 | 8021.26 | 8076.953 | 8144.79 | 8215.57 | 8292.252 | 8372.238 | 8713.519 | 8815.106 | 8917.382 | 9022.899 | 9130.771 | 9238.561 | 9342.66 | 9446.87 | 9556.655 | 9671.25 | 9785.146 | 9896.937 | 10010.91 | 10128.3 | 10245.88 | 10361.4 | 10476.16 | 10591.15 | 10704.99 | 10822.4 | 10924.54 | 11026.29 | 11130.55 | 11238.96 | 11349.69 | 11460.53 | 1157135% | 11681.86 | 11792.58
CanESM2-Base-Price_effect | Northwest | Residential | Electric | Water Heating Over 55 | Annual | Average | LDCEU/TDEF | Electric Load Curve (Incl. Cogen) | GWh | 0 | 0 | 102.3446 | 128.9422 | 162.233 | 190.5628 | 203.6823 | 269.0392 | 301.317 | 331.4208 | 362.754 | 378.8533 | 409.5317 | 447.511 | 467.4516 | 476.6682 | 528.2817 | 539.7487 | 549.2736 | 581.7388 | 722.0207 | 793.3332 | 846.8027 | 872.5779 | 866.5231 | 926.4117 | 939.4102 | 781.43 | 744.6866 | 1054.486 | 1061.47 | 1103.595 | 1099.788 | 1096.737 | 1021.001 | 982.2092 | 1011.168 | 972.9091 | 965.8137 | 972.541 | 896.1759 | 981.0941 | 1030.952 | 949.344 | 853.6989 | 890.9092 | 962.5395 | 905.8433 | 944.3077 | 994.064 | 926.814 | 862.4217 | 925.6643 | 850.6442 | 935.2346 | 882.1175 | 835.1994 | 899.778 | 847.3567 | 926.0171 | 832.2687 | 808.1885 | 81083% | 789.6706 | 819.7239
CanESM2-Base-Price_effect | Northwest | Commercial | Electric | All | Annual | Average | LDCEU/TDEF | Electric Load Curve (Incl. Cogen) | GWh | 38459.94 | 39373.73 | 40788.75 | 41423.24 | 42187.98 | 42964.41 | 44475.3 | 44735.2 | 46862.21 | 47170.32 | 49920.93 | 49480.06 | 49928.57 | 51340.58 | 54068.68 | 53504.36 | 56723.8 | 54410.88 | 54334.49 | 54081.46 | 53204.7 | 53874.54 | 55398.64 | 54436.98 | 51366.25 | 52761.27 | 51722.49 | 53086.73 | 52528.28 | 53453.98 | 52871.64 | 53238.81 | 53102.17 | 52729.52 | 53299.29 | 52607.33 | 52691.32 | 52102.37 | 51697.44 | 51531.63 | 51376.15 | 51717.4 | 50916.26 | 50883.89 | 51281.45 | 51649.55 | 52053.22 | 51830.32 | 52658.12 | 52842.92 | 53413.87 | 53183.53 | 53659.68 | 54110.87 | 54691.86 | 55528.39 | 55510.08 | 56802.61 | 57115.88 | 57134.03 | 58326.34 | 58921.27 | 5946125% | 60212.98 | 60894.88
CanESM2-Base-Price_effect | Northwest | Commercial | Electric | Space Heating | Annual | Average | LDCEU/TDEF | Electric Load Curve (Incl. Cogen) | GWh | 2768.933 | 2682.624 | 2993.16 | 3221.204 | 2914.488 | 3080.815 | 2814.336 | 3676.028 | 3140.086 | 3205.313 | 3713.691 | 3390.152 | 3161 | 3884.44 | 4151.808 | 4012.304 | 4167.747 | 3451.507 | 3666.068 | 3953.519 | 3885.549 | 3895.997 | 4060.888 | 3973.303 | 3735.935 | 3859.718 | 3768.427 | 3880.57 | 3855.091 | 3939.186 | 3909.362 | 4028.117 | 4088.522 | 4124.724 | 4054.556 | 4029.197 | 4099.781 | 4073.413 | 4085.538 | 4132.803 | 4039.137 | 4222.614 | 4334.643 | 4219.583 | 4112.07 | 4210.814 | 4378.286 | 4308.599 | 4403.01 | 4530.083 | 4438.171 | 4363.947 | 4497.513 | 4400.131 | 4562.522 | 4498.811 | 4450.702 | 4596.597 | 4511.265 | 4688.747 | 4537.731 | 4502.681 | 454305% | 4513.046 | 4577.889
CanESM2-Base-Price_effect | Northwest | Commercial | Electric | Water Heating | Annual | Average | LDCEU/TDEF | Electric Load Curve (Incl. Cogen) | GWh | 882.3937 | 896.343 | 942.5218 | 968.0308 | 895.3741 | 951.2161 | 973.529 | 1072.846 | 1005.737 | 1066.913 | 1102.844 | 1081.899 | 1032.25 | 1190.633 | 1245.236 | 1214.667 | 1258.215 | 1132.642 | 1179.967 | 1222.27 | 1152.689 | 1191.164 | 1284.597 | 1182.299 | 1233.316 | 1232.958 | 1179.926 | 1221.007 | 1217.56 | 1248.206 | 1244.06 | 1315.691 | 1332.761 | 1346.079 | 1269.659 | 1235.185 | 1265.742 | 1234.124 | 1240.767 | 1270.909 | 1182.511 | 1319.136 | 1401.088 | 1306.495 | 1200.386 | 1272.729 | 1392.91 | 1324.894 | 1396.052 | 1489.42 | 1415.952 | 1331.5 | 1448.864 | 1351.268 | 1492.232 | 1434.214 | 1381.117 | 1507.694 | 1439.002 | 1593.064 | 1440.078 | 1423.001 | 144277% | 1419.013 | 1486.458
CanESM2-Base-Price_effect | Northwest | Commercial | Electric | Other Substitutables | Annual | Average | LDCEU/TDEF | Electric Load Curve (Incl. Cogen) | GWh | 676.4607 | 725.5498 | 763.0958 | 784.5076 | 723.5509 | 764.7585 | 780.7388 | 861.783 | 813.0527 | 859.7897 | 883.8791 | 862.0698 | 819.9756 | 941.0984 | 975.7186 | 944.8655 | 980.7214 | 877.6442 | 912.6802 | 948.2165 | 966.0232 | 922.5809 | 895.7102 | 995.3585 | 832.0865 | 852.2313 | 893.994 | 918.9307 | 909.2994 | 924.045 | 914.5838 | 947.4207 | 980.6171 | 1015.014 | 1052.497 | 1088.802 | 1127.383 | 1156.707 | 1184.966 | 1212.96 | 1242.785 | 1274.225 | 1302.51 | 1326.642 | 1357.496 | 1384.128 | 1412.493 | 1437.944 | 1463.37 | 1486.486 | 1510.177 | 1531.769 | 1554.339 | 1574.151 | 1593.012 | 1609.765 | 1627.548 | 1642.779 | 1657.276 | 1671.493 | 1683.917 | 1696.154 | 170829% | 1718.844 | 1731.186
CanESM2-Base-Price_effect | Northwest | Commercial | Electric | Refrigeration | Annual | Average | LDCEU/TDEF | Electric Load Curve (Incl. Cogen) | GWh | 5043.597 | 5860.459 | 6180.727 | 6345.336 | 5858.858 | 6200.093 | 6344.352 | 7008.324 | 6623.469 | 7029.264 | 7246.498 | 7070.585 | 6737.264 | 7752.659 | 8079.689 | 7852.376 | 8146.037 | 7272.248 | 7564.592 | 7808.329 | 7311.431 | 7630.125 | 8292.903 | 7605.808 | 7846.641 | 7797.079 | 7234.348 | 7263.545 | 7020.357 | 6970.811 | 6726.711 | 6471.121 | 6232.21 | 6015.611 | 5824.664 | 5652.906 | 5511.403 | 5390.98 | 5283.987 | 5195.362 | 5127.398 | 5079.608 | 5041.595 | 5005.476 | 4999.836 | 4996.523 | 5004.996 | 5012.903 | 5032.204 | 5053.585 | 5082.625 | 5114.951 | 5156.072 | 5194.89 | 5237.002 | 5279.74 | 5330.126 | 5381.152 | 5434.903 | 5491.579 | 5550.766 | 5612.216 | 567606% | 5741.875 | 5809.174
CanESM2-Base-Price_effect | Northwest | Commercial | Electric | Lighting | Annual | Average | LDCEU/TDEF | Electric Load Curve (Incl. Cogen) | GWh | 9373.547 | 9601.88 | 10118.57 | 10385.81 | 9597.452 | 10198.72 | 10431.65 | 11519.42 | 10817.23 | 11509.55 | 11903.62 | 11642.51 | 11115.26 | 12843.96 | 13430.79 | 13115.31 | 13590.87 | 11703.54 | 12205.91 | 12631.87 | 12651.82 | 12608.67 | 12650.29 | 12995.94 | 11716.78 | 12010.45 | 12053.81 | 12399.69 | 12299.22 | 12562.33 | 12461.37 | 12479.84 | 12297.06 | 11950.86 | 11488.02 | 11042.62 | 10660.58 | 10328.88 | 10028.88 | 9763.871 | 9529.819 | 9333.682 | 9157.787 | 8991.788 | 8861.281 | 8742.003 | 8637.623 | 8538.451 | 8449.188 | 8368.415 | 8297.215 | 8236.236 | 8182.597 | 8133.833 | 8085.354 | 8051.681 | 8035.77 | 8030.219 | 8036.097 | 8052.218 | 8077.62 | 8111.529 | 8153.268 | 8202.098 | 8239.348
CanESM2-Base-Price_effect | Northwest | Commercial | Electric | Air Conditioning | Annual | Average | LDCEU/TDEF | Electric Load Curve (Incl. Cogen) | GWh | 10587.25 | 10276.38 | 9956.545 | 9636.214 | 12890.17 | 11855.04 | 12998.88 | 9390.504 | 13968.28 | 12329.17 | 13490.77 | 14077.18 | 16193.08 | 12123.36 | 12970.73 | 13435.12 | 15188.43 | 17872.31 | 16169.87 | 14491.96 | 14490.16 | 14544.95 | 14594.48 | 14691.59 | 13524.13 | 13915.13 | 13930.28 | 14343.11 | 14239.62 | 14526.18 | 14414.58 | 14569.56 | 14523.55 | 14471.05 | 15668.07 | 15487.1 | 15794.52 | 15500.54 | 15294.81 | 15216.39 | 15335.72 | 15357.59 | 14341.02 | 14502.26 | 14983.41 | 15046.35 | 14996.07 | 14755.88 | 15245.38 | 15024.05 | 15551.92 | 15249.07 | 15216.78 | 15593.73 | 15621.88 | 16310.5 | 16083.42 | 16787.31 | 16920.1 | 16254.46 | 17383.96 | 17648.14 | 17729.57 | 18123.86 | 18344.5
CanESM2-Base-Price_effect | Northwest | Commercial | Electric | Other Non-Substitutables | Annual | Average | LDCEU/TDEF | Electric Load Curve (Incl. Cogen) | GWh | 9127.758 | 9330.496 | 9834.131 | 10082.14 | 9308.092 | 9913.761 | 10131.82 | 11206.3 | 10494.36 | 11170.32 | 11579.63 | 11355.66 | 10869.74 | 12604.43 | 13214.72 | 12929.72 | 13391.79 | 12100.99 | 12635.41 | 13025.3 | 12747.02 | 13081.06 | 13619.77 | 12992.68 | 12477.37 | 13093.7 | 12661.7 | 13059.87 | 12987.13 | 13283.23 | 13200.98 | 13427.06 | 13647.46 | 13806.18 | 13941.83 | 14071.52 | 14231.91 | 14417.73 | 14578.48 | 14739.33 | 14918.78 | 15130.55 | 15337.62 | 15531.65 | 15766.97 | 15997.01 | 16230.84 | 16451.64 | 16668.92 | 16890.89 | 17117.81 | 17356.06 | 17603.51 | 17862.88 | 18099.86 | 18343.68 | 18601.4 | 18856.86 | 19117.23 | 19382.47 | 19652.27 | 19927.54 | 20208.24 | 20494.25 | 20706.32
CanESM2-Base-Price_effect | Northwest | Industrial | Electric | All | Annual | Average | LDCEU/TDEF | Electric Load Curve (Incl. Cogen) | GWh | 62864.16 | 67608.29 | 73968.03 | 77267.25 | 79927.41 | 79533.5 | 76981.8 | 73720.11 | 71607.93 | 73585.47 | 73016.27 | 73009.52 | 75814.77 | 76828.68 | 73741.49 | 47763.23 | 45515.78 | 49493.17 | 50524.3 | 54710.88 | 53034.34 | 52922.61 | 53910.23 | 51542.55 | 54289.83 | 56273.77 | 55839.64 | 56468.36 | 57128.06 | 56690.82 | 54550.94 | 55628.42 | 57100.51 | 57892.36 | 61630.89 | 63205.3 | 63740.79 | 63696.03 | 63704.41 | 63766.98 | 63634.27 | 63409.64 | 63232.97 | 63065.2 | 62964.62 | 62842.18 | 62757.89 | 62673.59 | 62559.94 | 62513.26 | 62439.5 | 62446.24 | 62376.77 | 62315.17 | 62356.96 | 62368.28 | 62417.02 | 62435.05 | 62489.07 | 62546.16 | 62731.02 | 62960.77 | 63187.55 | 63425.37 | 63769.42
CanESM2-Base-Price_effect | Northwest | Industrial | Electric | Process Heat | Annual | Average | LDCEU/TDEF | Electric Load Curve (Incl. Cogen) | GWh | 9169.162 | 10038.35 | 11371.94 | 11915.07 | 12272.22 | 12175.35 | 11455.27 | 10773.65 | 10125.09 | 10718.79 | 10804.15 | 10809.46 | 11470.2 | 11592.2 | 10743.55 | 4757.827 | 4694.288 | 5350.837 | 5273.953 | 6111.766 | 5880.246 | 5850.502 | 5723.837 | 5538.221 | 5675.438 | 5451.486 | 4919.504 | 4516.737 | 4137.599 | 3607.703 | 2094.3 | 2642.977 | 3267.088 | 3769.764 | 4904.383 | 5369.96 | 5792.224 | 5732.431 | 5693.303 | 5651.866 | 5599.664 | 5549.253 | 5497.556 | 5446.568 | 5399.504 | 5353.172 | 5307.18 | 5260.988 | 5211.616 | 5166.817 | 5122.181 | 5084.848 | 5043.717 | 4997.752 | 4959.024 | 4928.252 | 4897.121 | 4869.672 | 4844.161 | 4819.892 | 4790.956 | 4771.504 | 474949% | 4728.926 | 4708.64
CanESM2-Base-Price_effect | Northwest | Industrial | Electric | Motors | Annual | Average | LDCEU/TDEF | Electric Load Curve (Incl. Cogen) | GWh | 26934.67 | 28341.86 | 29669.36 | 30807.78 | 31857.69 | 31817.71 | 31902.18 | 30910.22 | 31352.46 | 31118.82 | 30415.2 | 30170.75 | 30424.97 | 30882.75 | 30946.81 | 27005.61 | 25549.39 | 26666.39 | 27679.84 | 28721.64 | 27561.24 | 27644.14 | 26200.11 | 24566.76 | 26610.69 | 28910.54 | 30457.65 | 32425.63 | 32895.76 | 34997.89 | 37977.73 | 38189.96 | 38445.14 | 38427.57 | 38963.51 | 38805.68 | 38554.05 | 38259.62 | 38003.69 | 37752.73 | 37430.29 | 37027.5 | 36680.14 | 36331.9 | 36007.45 | 35690.43 | 35408.75 | 35132.85 | 34846.79 | 34578.05 | 34314.2 | 34108.48 | 33849.91 | 33604.86 | 33435.38 | 33225.45 | 33045.3 | 32833.43 | 32652.08 | 32471.63 | 32435.74 | 32416.08 | 3240331% | 32398.63 | 32481.59
CanESM2-Base-Price_effect | Northwest | Industrial | Electric | Other Subs | Annual | Average | LDCEU/TDEF | Electric Load Curve (Incl. Cogen) | GWh | 5998.493 | 6342.755 | 6767.287 | 7250.81 | 7777.646 | 7922.386 | 7822.56 | 8359.074 | 7925.451 | 8435.789 | 8023.532 | 8124.65 | 8574.322 | 8621.65 | 8654.745 | 7246.625 | 6246.322 | 7373.496 | 8011.126 | 8527.167 | 8726.895 | 8496.479 | 8381.48 | 7813.028 | 8811.432 | 8889.676 | 8208.237 | 7814.95 | 7920.648 | 6504.826 | 6070.407 | 6159.863 | 6340.324 | 6460.733 | 6769.505 | 6848.349 | 6898.906 | 6903.322 | 6910.306 | 6917.865 | 6915.099 | 6911.958 | 6902.269 | 6895.4 | 6892.124 | 6891.308 | 6885.461 | 6876.02 | 6859.74 | 6845.789 | 6834.145 | 6828.696 | 6814.539 | 6794.921 | 6786.313 | 6788.254 | 6789.843 | 6799.154 | 6808.332 | 6818.315 | 6799.79 | 6799.458 | 679238% | 6785.947 | 6788.805
CanESM2-Base-Price_effect | Northwest | Industrial | Electric | Miscellaneous | Annual | Average | LDCEU/TDEF | Electric Load Curve (Incl. Cogen) | GWh | 20761.84 | 22885.33 | 26159.45 | 27293.59 | 28019.85 | 27618.05 | 25801.79 | 23677.16 | 22204.93 | 23312.07 | 23773.39 | 23904.67 | 25345.27 | 25732.08 | 23396.39 | 8753.167 | 9025.781 | 10102.45 | 9559.378 | 11350.31 | 10865.96 | 10931.5 | 13604.81 | 13624.55 | 13192.27 | 13022.07 | 12254.24 | 11711.03 | 12174.05 | 11580.4 | 8408.497 | 8635.619 | 9047.962 | 9234.291 | 10993.49 | 12181.31 | 12495.61 | 12800.66 | 13097.11 | 13444.52 | 13689.21 | 13920.93 | 14153 | 14391.33 | 14665.53 | 14907.27 | 15156.5 | 15403.72 | 15641.8 | 15922.59 | 16168.96 | 16424.21 | 16668.61 | 16917.64 | 17176.24 | 17426.33 | 17684.75 | 17932.8 | 18184.5 | 18436.32 | 18704.53 | 18973.72 | 1924236% | 19511.87 | 19790.38
CanESM2-Base-Price_effect | Northwest | Transportation | Electric | All | Annual | Average | LDCECC/TDEF | Electric Load Curve | GWh | 24.208 | 24.1195 | 23.896 | 25.7456 | 25.6581 | 29.5536 | 31.0874 | 29.8543 | 30.5561 | 33.0536 | 29.7406 | 29.7486 | 32.9234 | 52.7481 | 53.4929 | 54.1336 | 57.9547 | 60.1833 | 59.4226 | 60.3773 | 58.9626 | 58.399 | 59.9646 | 63.5142 | 66.1425 | 75.0487 | 88.797 | 123.9005 | 164.8105 | 190.7529 | 233.1872 | 291.6825 | 355.0984 | 427.1081 | 501.507 | 588.9346 | 695.8756 | 826.7335 | 992.3762 | 1171.866 | 1366.421 | 1578.081 | 1806.111 | 2053.932 | 2324.231 | 2617.069 | 2933.464 | 3291.317 | 3661.913 | 4060.752 | 4491.524 | 4951.192 | 5442.373 | 5966.019 | 6525.374 | 7117.171 | 7745.829 | 8405.055 | 9096.28 | 9816.051 | 10565.64 | 11340.02 | 1214161% | 12920.19 | 13881.22
CanESM2-Base-Price_effect | Northwest | Streetlighting/PublicWater | Electric | All | Annual | Average | LDCECC/TDEF | Electric Load Curve | GWh | 2620.367 | 2618.497 | 2592.224 | 2648.414 | 2627.113 | 2646.916 | 2682.007 | 2703.911 | 2736.676 | 2730.542 | 2759.062 | 2703.852 | 2654.385 | 2671.137 | 2658.651 | 2754.88 | 2920.533 | 2910.379 | 2915.66 | 2940.94 | 2809.232 | 2760.531 | 2826.462 | 2788.133 | 2737.076 | 2749.354 | 2706.55 | 2744.004 | 2751.27 | 2754.641 | 2696.6 | 2690.455 | 2692.58 | 2696.702 | 2698.909 | 2699.861 | 2706.437 | 2705.463 | 2704.071 | 2708.782 | 2706.713 | 2707.655 | 2708.261 | 2702.144 | 2698.898 | 2692.285 | 2698.389 | 2691.306 | 2687.341 | 2680.122 | 2675.979 | 2671.685 | 2664.145 | 2659.97 | 2655.094 | 2650.111 | 2645.135 | 2640.165 | 2635.204 | 2630.25 | 2625.302 | 2620.363 | 261543% | 2610.505 | 2605.586
Climate1_XGO_Low_NOFreeze
Scenario Name: Climate1_XGO_Low_NoFreeze ¦ Date: Wed 08/12/2020 ¦ Time: 13:58:52.82 ¦ Path: Q:\MJ\energy2020July30\2020Model ¦ Version: * ¦
| Engine | is the model name.
This is the Electricity Review for Northwest
| Area | Building Type | Fuel | Enduse | Month | Day | Variable | Descriptor | Units | 1986 | 1987 | 1988 | 1989 | 1990 | 1991 | 1992 | 1993 | 1994 | 1995 | 1996 | 1997 | 1998 | 1999 | 2000 | 2001 | 2002 | 2003 | 2004 | 2005 | 2006 | 2007 | 2008 | 2009 | 2010 | 2011 | 2012 | 2013 | 2014 | 2015 | 2016 | 2017 | 2018 | 2019 | 2020 | 2021 | 2022 | 2023 | 2024 | 2025 | 2026 | 2027 | 2028 | 2029 | 2030 | 2031 | 2032 | 2033 | 2034 | 2035 | 2036 | 2037 | 2038 | 2039 | 2040 | 2041 | 2042 | 2043 | 2044 | 2045 | 2046 | 2047 | 204800% | 2049 | 2050
CanESM2-Low-Price_effect | Northwest | Residential | Electric | All | Annual | Average | LDCEU/TDEF | Electric Load Curve (Incl. Cogen) | GWh | 57357.4 | 55883.34 | 57700.85 | 61346.79 | 60154.28 | 62542.77 | 59577.55 | 65043.7 | 63321.34 | 63919.31 | 67711.94 | 66072.49 | 65159.61 | 67029.06 | 67518.18 | 66254.88 | 70316.8 | 69291.48 | 69950.03 | 71620.38 | 71269.48 | 72032.1 | 75477.25 | 74921.38 | 69979.91 | 73022.34 | 69859.79 | 71685.04 | 69655.91 | 68489.04 | 69127.92 | 70901.62 | 71295.82 | 71565.54 | 72254.31 | 70611.47 | 74305.67 | 73527.09 | 74044.63 | 75029.24 | 73033.94 | 76887.83 | 77020.17 | 74886.7 | 73593.36 | 75784.35 | 79022.45 | 76391.66 | 79465.65 | 82122.94 | 81189.2 | 78820.29 | 81271.57 | 79641.97 | 82487.38 | 82884.21 | 80871.13 | 86092.9 | 83484.95 | 84867.98 | 85589.49 | 84858.68 | 8593039% | 85852.67 | 88277.13
CanESM2-Low-Price_effect | Northwest | Residential | Electric | Space Heating | Annual | Average | LDCEU/TDEF | Electric Load Curve (Incl. Cogen) | GWh | 11959.91 | 11513.87 | 12594.64 | 14067.04 | 13660.11 | 14270.57 | 12616.85 | 14322.28 | 12708.19 | 12736.94 | 14806.8 | 13613.47 | 13014.1 | 14498.35 | 14775.66 | 14568.71 | 15509.43 | 14031.3 | 14419.73 | 15219.55 | 14633.2 | 14098.26 | 15822.64 | 15074.13 | 13507.86 | 15323.24 | 13685.83 | 15362.32 | 13903.42 | 13217.64 | 14636.28 | 15617.19 | 15708.1 | 15733.35 | 14389.3 | 13689.24 | 14313.96 | 13652.07 | 13592.68 | 13924.59 | 12392.71 | 14260.78 | 15262.85 | 13673.37 | 11942.91 | 12833.43 | 14377.25 | 13204.93 | 14044.69 | 15208.97 | 14034.16 | 12696.68 | 14142.15 | 12643.65 | 14370.97 | 13476.97 | 12621.44 | 14164.89 | 13109.18 | 15000.25 | 12858.73 | 12531.89 | 1267266% | 12247.95 | 13043.26
CanESM2-Low-Price_effect | Northwest | Residential | Electric | Water Heating Under 55 | Annual | Average | LDCEU/TDEF | Electric Load Curve (Incl. Cogen) | GWh | 11236.43 | 11041.38 | 11113.09 | 11578.4 | 11212.39 | 11573.8 | 11195.76 | 12508.23 | 11852.42 | 12079 | 12211.83 | 11866.68 | 11419.19 | 11666.43 | 11399.8 | 11183.98 | 11616.46 | 11229.87 | 11112.55 | 11068.32 | 10608.48 | 10885.28 | 11255.26 | 11041.91 | 10498.51 | 10680.68 | 10395.53 | 10810.91 | 10832.15 | 10935.13 | 10815.3 | 11408.5 | 11516.52 | 11622.2 | 10954.79 | 10648.94 | 11207.88 | 10925.76 | 10987.92 | 11253.45 | 10467.3 | 11636.25 | 12332.97 | 11492.77 | 10517.22 | 11124.72 | 12137.64 | 11524.84 | 12127.51 | 12917.66 | 12257.72 | 11502.05 | 12487.88 | 11613.92 | 12816.45 | 12292.06 | 11789.09 | 12831.36 | 12218.93 | 13490.52 | 12179.34 | 12011.07 | 1214829% | 11932.39 | 12507.01
CanESM2-Low-Price_effect | Northwest | Residential | Electric | Lighting | Annual | Average | LDCEU/TDEF | Electric Load Curve (Incl. Cogen) | GWh | 10230.35 | 10111.21 | 10217.76 | 10726.09 | 10436.36 | 10859.11 | 10575.81 | 12025.33 | 11567.76 | 11900.24 | 12214.44 | 11988.69 | 11688.94 | 12086.31 | 12015.69 | 11915.89 | 12546.83 | 12318.84 | 12430.35 | 12593.08 | 12273.18 | 12663.97 | 13222.78 | 12855.44 | 12130.32 | 12236.9 | 11489.27 | 11082.41 | 10279.66 | 9506.831 | 9083.046 | 8934.302 | 8918.994 | 8916.188 | 8920.906 | 8951.227 | 9228.029 | 9285.216 | 9345.204 | 9409.172 | 9476.5 | 9543.874 | 9611.246 | 9680.868 | 9757.625 | 9840.83 | 9924.325 | 10006.68 | 10092.84 | 10182.92 | 10273.67 | 10362.64 | 10450.92 | 10540.07 | 10628.66 | 10721.68 | 10802.44 | 10883.51 | 10967.23 | 11054.68 | 11144.63 | 11234.67 | 1132492% | 11414.89 | 11505.51
CanESM2-Low-Price_effect | Northwest | Residential | Electric | Refrigeration | Annual | Average | LDCEU/TDEF | Electric Load Curve (Incl. Cogen) | GWh | 5755.548 | 5212.426 | 5273.506 | 5392.221 | 5212.716 | 5118.747 | 4812.376 | 4438.83 | 4278.206 | 4427.273 | 4661.258 | 4700.44 | 4704.836 | 4990.674 | 5107.831 | 4109.899 | 4025.631 | 3944.8 | 3908.426 | 3904.636 | 3977.169 | 4111.468 | 4211.464 | 3949.047 | 3719.154 | 3791.866 | 3724.95 | 3805.446 | 4341.084 | 4311.225 | 4737.766 | 4729.442 | 4707.153 | 4690.178 | 4677.271 | 4669.271 | 4785.333 | 4793.283 | 4803.855 | 4817.974 | 4835.13 | 4853.978 | 4873.171 | 4894.157 | 4919.312 | 4948.292 | 4978.28 | 5008.576 | 5041.176 | 5076.439 | 5112.821 | 5149.183 | 5186.055 | 5223.877 | 5262.015 | 5302.557 | 5337.097 | 5372.146 | 5408.959 | 5448.127 | 5488.889 | 5530.189 | 557198% | 5614.061 | 5656.74
CanESM2-Low-Price_effect | Northwest | Residential | Electric | Freezer | Annual | Average | LDCEU/TDEF | Electric Load Curve (Incl. Cogen) | GWh | 1548.59 | 1412.869 | 1440.844 | 1374.153 | 1356.599 | 1422.785 | 1372.139 | 1207.949 | 1212.209 | 1243.959 | 1259.485 | 1260.105 | 1237.229 | 1286.344 | 1305.063 | 1192.367 | 1278.36 | 1262.346 | 1291.368 | 1307.639 | 1251.077 | 1271.691 | 1406.64 | 1289.317 | 1585.7 | 1313.767 | 1281.476 | 1307.323 | 1241.569 | 908.0657 | 928.0443 | 873.6414 | 874.2478 | 875.6988 | 877.5279 | 880.0881 | 904.4442 | 909.5262 | 914.8633 | 920.6046 | 926.6416 | 932.6984 | 938.9476 | 945.6392 | 953.0925 | 961.2863 | 969.6771 | 978.1861 | 987.2208 | 996.8127 | 1006.609 | 1016.399 | 1026.315 | 1036.516 | 1046.869 | 1058.04 | 1068.301 | 1078.835 | 1089.89 | 1101.531 | 1113.697 | 1126.084 | 113874% | 1151.585 | 1164.771
CanESM2-Low-Price_effect | Northwest | Residential | Electric | Clothes Washer | Annual | Average | LDCEU/TDEF | Electric Load Curve (Incl. Cogen) | GWh | 598.3237 | 586.014 | 560.9583 | 581.5216 | 560.2718 | 573.7611 | 527.3397 | 602.8728 | 558.3094 | 551.845 | 562.5753 | 549.9957 | 518.6805 | 534.6788 | 514.6696 | 502.6836 | 497.1234 | 472.6685 | 476.0677 | 467.4409 | 433.1592 | 444.1966 | 431.0614 | 413.1035 | 381.7149 | 363.3238 | 338.2773 | 362.2975 | 356.6183 | 358.4178 | 356.5477 | 355.75 | 358.9781 | 362.3503 | 365.7184 | 369.2125 | 382.56 | 386.8452 | 391.0819 | 395.3548 | 399.625 | 403.7874 | 407.859 | 411.9502 | 416.2453 | 420.7471 | 425.2046 | 429.5842 | 434.0777 | 438.6969 | 443.3186 | 447.8485 | 452.3452 | 456.8603 | 461.3609 | 466.0498 | 470.2281 | 474.4149 | 478.7372 | 483.2075 | 487.7984 | 492.4103 | 49705% | 501.6994 | 506.4051
CanESM2-Low-Price_effect | Northwest | Residential | Electric | Clothes Dryer | Annual | Average | LDCEU/TDEF | Electric Load Curve (Incl. Cogen) | GWh | 2995.153 | 2977.851 | 3027.91 | 3203.627 | 2717.678 | 2875.032 | 2820.165 | 3259.02 | 3203.123 | 3341.659 | 3469.292 | 3477.342 | 3443.705 | 3614.708 | 3631.982 | 3663.988 | 3922.831 | 3926.401 | 3995.901 | 4084.254 | 4048.299 | 3671.512 | 3888.478 | 3845.012 | 3695.396 | 3790.091 | 3725.605 | 3908.425 | 3958.896 | 4042.084 | 4310.591 | 4370.739 | 4464.379 | 4556.138 | 4645.538 | 4734.177 | 4968.521 | 5065.597 | 5161.059 | 5256.581 | 5351.806 | 5445.558 | 5536.377 | 5626.74 | 5719.64 | 5814.832 | 5909.235 | 6002.307 | 6096.412 | 6192.613 | 6288.855 | 6383.849 | 6478.54 | 6573.836 | 6668.587 | 6766.185 | 6855.212 | 6944.499 | 7035.401 | 7129.258 | 7224.838 | 7320.999 | 7417.759 | 7514.93 | 7612.97
CanESM2-Low-Price_effect | Northwest | Residential | Electric | Dishwasher | Annual | Average | LDCEU/TDEF | Electric Load Curve (Incl. Cogen) | GWh | 840.0462 | 805.2482 | 819.4912 | 902.3594 | 872.1222 | 929.1053 | 921.6357 | 1062.33 | 1026.3 | 1078.252 | 1112.978 | 1119.634 | 1086.262 | 1126.484 | 1130.806 | 1126.891 | 1196.313 | 1178.676 | 1186.765 | 1209.248 | 1178.782 | 1226.91 | 1270.632 | 1250.819 | 1292.793 | 1312.898 | 1264.211 | 1296.935 | 1293.442 | 1293.795 | 1388.407 | 1378.684 | 1399.115 | 1421.955 | 1446.436 | 1472.993 | 1540.651 | 1573.93 | 1608.551 | 1644.759 | 1682.493 | 1721.183 | 1760.856 | 1801.893 | 1845.252 | 1890.937 | 1937.7 | 1985.375 | 2034.942 | 2086.466 | 2139.392 | 2193.226 | 2248.231 | 2304.763 | 2362.532 | 2422.473 | 2480.998 | 2540.957 | 2602.882 | 2667.119 | 2733.426 | 2801.352 | 2870.931 | 2942.132 | 3015.19
CanESM2-Low-Price_effect | Northwest | Residential | Electric | Cooking | Annual | Average | LDCEU/TDEF | Electric Load Curve (Incl. Cogen) | GWh | 1998.334 | 2050.044 | 2144.699 | 2318.051 | 2324.369 | 2490.486 | 2477.131 | 2903.925 | 2804.974 | 2857.629 | 2929.4 | 2872.956 | 2790.181 | 2871.739 | 2833.582 | 2827.592 | 3005.786 | 3001.966 | 3041.588 | 3127.825 | 3098.29 | 3253.99 | 3456.14 | 3431.572 | 3250.469 | 3278.272 | 3216.042 | 3322.079 | 3336.078 | 3347.951 | 3506.557 | 3531.371 | 3560.707 | 3561.701 | 3564.433 | 3569.272 | 3675.525 | 3690.005 | 3705.848 | 3724.021 | 3744.063 | 3765.33 | 3785.183 | 3806.053 | 3829.557 | 3855.083 | 3881.193 | 3907.546 | 3934.574 | 3963.521 | 3993.344 | 4022.282 | 4051.595 | 4081.435 | 4110.842 | 4141.699 | 4167.154 | 4192.022 | 4217.907 | 4245.355 | 4273.165 | 4301.168 | 4329.228 | 4356.664 | 4383.923
CanESM2-Low-Price_effect | Northwest | Residential | Electric | Air Conditioning | Annual | Average | LDCEU/TDEF | Electric Load Curve (Incl. Cogen) | GWh | 2035.303 | 1907.605 | 1841.789 | 1774.515 | 2804.931 | 2486.032 | 2656.777 | 1528.18 | 3096.603 | 2346.986 | 2694.867 | 2816.268 | 3503.86 | 2060.121 | 2206.134 | 2402.792 | 2707.069 | 3691.672 | 3034.398 | 2583.122 | 3099.001 | 2832.228 | 2215.298 | 3048.971 | 1803.311 | 2024.263 | 2301.893 | 2553.627 | 2904.115 | 3301.796 | 2570.284 | 2772.199 | 2820.596 | 2872.772 | 5586.708 | 4917.711 | 6206.405 | 6274.633 | 6667.403 | 6911.254 | 7166.026 | 7754.864 | 6004.861 | 6241.374 | 7578.084 | 8034.488 | 8439.832 | 7445.879 | 8816.109 | 9223.649 | 9936.272 | 9469.973 | 9166.732 | 9713.964 | 9270.817 | 10840.46 | 9983.274 | 12298.86 | 11137.05 | 8981.329 | 12934.56 | 12400.49 | 12861.44 | 13109.75 | 13790.04
CanESM2-Low-Price_effect | Northwest | Residential | Electric | Entertainment Center | Annual | Average | LDCEU/TDEF | Electric Load Curve (Incl. Cogen) | GWh | 1785.537 | 1870.532 | 2000.676 | 2209.478 | 2258.488 | 2466.543 | 2641.464 | 3108.524 | 3102.884 | 3319.643 | 3502.107 | 3548.437 | 3728.429 | 4147.841 | 4486.397 | 4842.292 | 5625.594 | 5968.858 | 6575.948 | 7364.278 | 7866.931 | 8340.201 | 8837.932 | 9224.707 | 9359.742 | 9799.367 | 9793.516 | 9190.833 | 8690.743 | 8097.954 | 7712.362 | 7749.263 | 7722.452 | 7640.697 | 7516.685 | 7363.087 | 7380.249 | 7198.969 | 7003.957 | 6801.401 | 6594.346 | 6384.055 | 6170.996 | 5958.866 | 5751.753 | 5550.139 | 5352.047 | 5157.409 | 4968.499 | 4785.8 | 4608.357 | 4435.434 | 4267.632 | 4105.089 | 3947.637 | 3796.439 | 3646.391 | 3501.405 | 3362.38 | 3229.289 | 3101.607 | 2978.656 | 286026% | 2746.201 | 2636.47
CanESM2-Low-Price_effect | Northwest | Residential | Electric | Other Non-Substitutables | Annual | Average | LDCEU/TDEF | Electric Load Curve (Incl. Cogen) | GWh | 6373.875 | 6394.29 | 6563.137 | 7090.396 | 6576.013 | 7286.235 | 6756.428 | 7807.192 | 7609.063 | 7704.458 | 7924.15 | 7879.626 | 7614.659 | 7697.865 | 7643.114 | 7441.129 | 7857.086 | 7724.339 | 7927.655 | 8109.248 | 8079.889 | 8439.069 | 8612.126 | 8624.771 | 7888.425 | 8181.262 | 7703.769 | 7901.004 | 7773.44 | 8113.668 | 8021.26 | 8076.953 | 8144.79 | 8215.57 | 8288.201 | 8364.437 | 8701.559 | 8799.124 | 8897.337 | 8998.672 | 9102.339 | 9205.867 | 9305.651 | 9405.457 | 9510.722 | 9620.646 | 9729.83 | 9836.839 | 9945.894 | 10058.25 | 10170.74 | 10281.14 | 10390.71 | 10500.43 | 10608.96 | 10720.98 | 10817.77 | 10914.09 | 11012.83 | 11115.59 | 11220.55 | 11325.55 | 1143048% | 11534.97 | 11639.61
CanESM2-Low-Price_effect | Northwest | Residential | Electric | Water Heating Over 55 | Annual | Average | LDCEU/TDEF | Electric Load Curve (Incl. Cogen) | GWh | 0 | 0 | 102.3446 | 128.9422 | 162.233 | 190.5628 | 203.6823 | 269.0392 | 301.317 | 331.4208 | 362.754 | 378.8533 | 409.5317 | 447.511 | 467.4516 | 476.6682 | 528.2817 | 539.7487 | 549.2736 | 581.7388 | 722.0207 | 793.3332 | 846.8027 | 872.5779 | 866.5231 | 926.4117 | 939.4102 | 781.43 | 744.6866 | 1054.486 | 1061.47 | 1103.595 | 1099.788 | 1096.737 | 1020.794 | 981.8147 | 1010.558 | 972.1345 | 964.8628 | 971.4028 | 894.9653 | 979.5979 | 1029.2 | 947.5642 | 851.9475 | 888.923 | 960.2279 | 903.5076 | 941.7062 | 991.1488 | 923.933 | 859.5917 | 922.4653 | 847.5601 | 931.6812 | 878.6182 | 831.7468 | 895.9102 | 843.5683 | 921.7207 | 828.2643 | 804.1592 | 80665% | 785.465 | 815.2163
CanESM2-Low-Price_effect | Northwest | Commercial | Electric | All | Annual | Average | LDCEU/TDEF | Electric Load Curve (Incl. Cogen) | GWh | 38459.94 | 39373.73 | 40788.75 | 41423.24 | 42187.98 | 42964.41 | 44475.3 | 44735.2 | 46862.21 | 47170.32 | 49920.93 | 49480.06 | 49928.57 | 51340.58 | 54068.68 | 53504.36 | 56723.8 | 54410.88 | 54334.49 | 54081.46 | 53204.7 | 53874.54 | 55398.64 | 54436.98 | 51366.25 | 52761.27 | 51722.49 | 53086.73 | 52528.28 | 53453.98 | 52871.64 | 53238.81 | 53102.17 | 52729.52 | 51731.47 | 50792.29 | 50715.92 | 50046.86 | 49568.77 | 49322.53 | 49122.49 | 49449.44 | 48739.22 | 48741.79 | 49139.57 | 49476.93 | 49894.95 | 49723.53 | 50493.48 | 50618.04 | 51112.77 | 50859.54 | 51330.37 | 51805.05 | 52419.27 | 53261.45 | 53278.74 | 54524.51 | 54771.72 | 54761.05 | 55827.16 | 56309.24 | 5674360% | 57378.45 | 57946.12
CanESM2-Low-Price_effect | Northwest | Commercial | Electric | Space Heating | Annual | Average | LDCEU/TDEF | Electric Load Curve (Incl. Cogen) | GWh | 2768.933 | 2682.624 | 2993.16 | 3221.204 | 2914.488 | 3080.815 | 2814.336 | 3676.028 | 3140.086 | 3205.313 | 3713.691 | 3390.152 | 3161 | 3884.44 | 4151.808 | 4012.304 | 4167.747 | 3451.507 | 3666.068 | 3953.519 | 3885.549 | 3895.997 | 4060.888 | 3973.303 | 3735.935 | 3859.718 | 3768.427 | 3880.57 | 3855.091 | 3939.186 | 3909.362 | 4028.117 | 4088.522 | 4124.724 | 3920.936 | 3873.498 | 3930.34 | 3898.424 | 3904.137 | 3943.358 | 3851.078 | 4027.802 | 4141.026 | 4034.749 | 3933.876 | 4027.548 | 4190.44 | 4127.252 | 4216.026 | 4333.484 | 4241.355 | 4167.682 | 4296.039 | 4205.59 | 4364.729 | 4306.088 | 4261.988 | 4400.744 | 4313.805 | 4480.66 | 4330.242 | 4290.648 | 432251% | 4287.783 | 4343.368
CanESM2-Low-Price_effect | Northwest | Commercial | Electric | Water Heating | Annual | Average | LDCEU/TDEF | Electric Load Curve (Incl. Cogen) | GWh | 882.3937 | 896.343 | 942.5218 | 968.0308 | 895.3741 | 951.2161 | 973.529 | 1072.846 | 1005.737 | 1066.913 | 1102.844 | 1081.899 | 1032.25 | 1190.633 | 1245.236 | 1214.667 | 1258.215 | 1132.642 | 1179.967 | 1222.27 | 1152.689 | 1191.164 | 1284.597 | 1182.299 | 1233.316 | 1232.958 | 1179.926 | 1221.007 | 1217.56 | 1248.206 | 1244.06 | 1315.691 | 1332.761 | 1346.079 | 1226.571 | 1184.905 | 1210.565 | 1178.312 | 1182.943 | 1210.007 | 1125.128 | 1255.953 | 1336.286 | 1247.331 | 1146.693 | 1215.585 | 1331.278 | 1267.473 | 1335.1 | 1423.013 | 1351.494 | 1270.056 | 1382.248 | 1290.031 | 1425.989 | 1371.348 | 1321.238 | 1442.119 | 1375.275 | 1521.794 | 1374.383 | 1356.909 | 137455% | 1350.75 | 1413.729
CanESM2-Low-Price_effect | Northwest | Commercial | Electric | Other Substitutables | Annual | Average | LDCEU/TDEF | Electric Load Curve (Incl. Cogen) | GWh | 676.4607 | 725.5498 | 763.0958 | 784.5076 | 723.5509 | 764.7585 | 780.7388 | 861.783 | 813.0527 | 859.7897 | 883.8791 | 862.0698 | 819.9756 | 941.0984 | 975.7186 | 944.8655 | 980.7214 | 877.6442 | 912.6802 | 948.2165 | 966.0232 | 922.5809 | 895.7102 | 995.3585 | 832.0865 | 852.2313 | 893.994 | 918.9307 | 909.2994 | 924.045 | 914.5838 | 947.4207 | 980.6171 | 1015.014 | 999.7187 | 1026.062 | 1059.951 | 1086.993 | 1113.387 | 1139.588 | 1168.562 | 1200.183 | 1230.649 | 1256.032 | 1287.203 | 1313.329 | 1342.69 | 1369.727 | 1394.513 | 1416.094 | 1438.071 | 1458.631 | 1481.782 | 1503.072 | 1523.773 | 1541.799 | 1560.662 | 1576.551 | 1591.209 | 1607.468 | 1621.106 | 1633.694 | 164531% | 1656.301 | 1668.956
CanESM2-Low-Price_effect | Northwest | Commercial | Electric | Refrigeration | Annual | Average | LDCEU/TDEF | Electric Load Curve (Incl. Cogen) | GWh | 5043.597 | 5860.459 | 6180.727 | 6345.336 | 5858.858 | 6200.093 | 6344.352 | 7008.324 | 6623.469 | 7029.264 | 7246.498 | 7070.585 | 6737.264 | 7752.659 | 8079.689 | 7852.376 | 8146.037 | 7272.248 | 7564.592 | 7808.329 | 7311.431 | 7630.125 | 8292.903 | 7605.808 | 7846.641 | 7797.079 | 7234.348 | 7263.545 | 7020.357 | 6970.811 | 6726.711 | 6471.121 | 6232.21 | 6015.611 | 5672.038 | 5476.146 | 5321.475 | 5193.157 | 5079.74 | 4984.929 | 4913.421 | 4865.645 | 4833.85 | 4801.806 | 4797.841 | 4793.517 | 4806.206 | 4819.652 | 4836.892 | 4853.922 | 4878.105 | 4907.68 | 4951.67 | 4995.848 | 5044.402 | 5091.715 | 5145.843 | 5200.442 | 5252.181 | 5310.047 | 5363.67 | 5416.306 | 547231% | 5530.494 | 5590.163
CanESM2-Low-Price_effect | Northwest | Commercial | Electric | Lighting | Annual | Average | LDCEU/TDEF | Electric Load Curve (Incl. Cogen) | GWh | 9373.547 | 9601.88 | 10118.57 | 10385.81 | 9597.452 | 10198.72 | 10431.65 | 11519.42 | 10817.23 | 11509.55 | 11903.62 | 11642.51 | 11115.26 | 12843.96 | 13430.79 | 13115.31 | 13590.87 | 11703.54 | 12205.91 | 12631.87 | 12651.82 | 12608.67 | 12650.29 | 12995.94 | 11716.78 | 12010.45 | 12053.81 | 12399.69 | 12299.22 | 12562.33 | 12461.37 | 12479.84 | 12297.06 | 11950.86 | 11213.11 | 10747.99 | 10344.75 | 9997.696 | 9684.752 | 9407.443 | 9167.01 | 8972.753 | 8807.754 | 8649.536 | 8523.385 | 8403.998 | 8306.244 | 8215.063 | 8123.97 | 8037.394 | 7960.194 | 7895.875 | 7845.604 | 7803.812 | 7764.394 | 7736.731 | 7725.642 | 7720.964 | 7719.244 | 7729.421 | 7742.327 | 7762.201 | 779124% | 7826.2 | 7850.104
CanESM2-Low-Price_effect | Northwest | Commercial | Electric | Air Conditioning | Annual | Average | LDCEU/TDEF | Electric Load Curve (Incl. Cogen) | GWh | 10587.25 | 10276.38 | 9956.545 | 9636.214 | 12890.17 | 11855.04 | 12998.88 | 9390.504 | 13968.28 | 12329.17 | 13490.77 | 14077.18 | 16193.08 | 12123.36 | 12970.73 | 13435.12 | 15188.43 | 17872.31 | 16169.87 | 14491.96 | 14490.16 | 14544.95 | 14594.48 | 14691.59 | 13524.13 | 13915.13 | 13930.28 | 14343.11 | 14239.62 | 14526.18 | 14414.58 | 14569.56 | 14523.55 | 14471.05 | 15226.47 | 14976.69 | 15227.89 | 14916.68 | 14694.29 | 14594.83 | 14693.39 | 14713.03 | 13752.43 | 13913.93 | 14378.07 | 14432.96 | 14391.85 | 14171.52 | 14634.01 | 14406.67 | 14897.09 | 14597 | 14569.29 | 14941.06 | 14983.69 | 15654.54 | 15445.7 | 16124.17 | 16238.51 | 15589.65 | 16652.24 | 16884.37 | 16945.02 | 17301.84 | 17492.56
CanESM2-Low-Price_effect | Northwest | Commercial | Electric | Other Non-Substitutables | Annual | Average | LDCEU/TDEF | Electric Load Curve (Incl. Cogen) | GWh | 9127.758 | 9330.496 | 9834.131 | 10082.14 | 9308.092 | 9913.761 | 10131.82 | 11206.3 | 10494.36 | 11170.32 | 11579.63 | 11355.66 | 10869.74 | 12604.43 | 13214.72 | 12929.72 | 13391.79 | 12100.99 | 12635.41 | 13025.3 | 12747.02 | 13081.06 | 13619.77 | 12992.68 | 12477.37 | 13093.7 | 12661.7 | 13059.87 | 12987.13 | 13283.23 | 13200.98 | 13427.06 | 13647.46 | 13806.18 | 13472.62 | 13506.99 | 13620.95 | 13775.59 | 13909.52 | 14042.38 | 14203.9 | 14414.07 | 14637.22 | 14838.41 | 15072.5 | 15289.99 | 15526.24 | 15752.84 | 15952.97 | 16147.46 | 16346.46 | 16562.62 | 16803.74 | 17065.64 | 17312.29 | 17559.22 | 17817.67 | 18059.52 | 18281.49 | 18522.02 | 18743.19 | 18965.11 | 19192.65 | 19425.09 | 19587.23
CanESM2-Low-Price_effect | Northwest | Industrial | Electric | All | Annual | Average | LDCEU/TDEF | Electric Load Curve (Incl. Cogen) | GWh | 62864.16 | 67608.29 | 73968.03 | 77267.25 | 79927.41 | 79533.5 | 76981.8 | 73720.11 | 71607.93 | 73585.47 | 73016.27 | 73009.52 | 75814.77 | 76828.68 | 73741.49 | 47763.23 | 45515.78 | 49493.17 | 50524.3 | 54710.88 | 53034.34 | 52922.61 | 53910.23 | 51542.55 | 54289.83 | 56273.77 | 55839.64 | 56468.36 | 57128.06 | 56690.82 | 54550.94 | 55628.42 | 57100.51 | 57892.36 | 59635.33 | 60441.66 | 59996.47 | 59078.82 | 58160.41 | 57279.71 | 56233.04 | 55155.43 | 54091.84 | 53066.75 | 52228.95 | 51413.84 | 50657.3 | 49913.48 | 49168.61 | 48470.54 | 47766.73 | 47135.92 | 46483.03 | 45891.52 | 45410.47 | 44916.77 | 44483.24 | 44010.91 | 43536.59 | 43101.4 | 42754.77 | 42453.05 | 4217001% | 41891.18 | 41673.84
CanESM2-Low-Price_effect | Northwest | Industrial | Electric | Process Heat | Annual | Average | LDCEU/TDEF | Electric Load Curve (Incl. Cogen) | GWh | 9169.162 | 10038.35 | 11371.94 | 11915.07 | 12272.22 | 12175.35 | 11455.27 | 10773.65 | 10125.09 | 10718.79 | 10804.15 | 10809.46 | 11470.2 | 11592.2 | 10743.55 | 4757.827 | 4694.288 | 5350.837 | 5273.953 | 6111.766 | 5880.246 | 5850.502 | 5723.837 | 5538.221 | 5675.438 | 5451.486 | 4919.504 | 4516.737 | 4137.599 | 3607.703 | 2094.3 | 2642.977 | 3267.088 | 3769.764 | 4703.969 | 5077.366 | 5378.546 | 5238.724 | 5109.088 | 4974.546 | 4827.258 | 4689.816 | 4549.398 | 4415.315 | 4303.078 | 4195.826 | 4091.312 | 3988.761 | 3887.493 | 3789.939 | 3694.838 | 3608.309 | 3523.112 | 3443.765 | 3377.242 | 3314.851 | 3256.226 | 3194.597 | 3128.139 | 3068.81 | 3010.601 | 2959.857 | 290996% | 2860.688 | 2811.959
CanESM2-Low-Price_effect | Northwest | Industrial | Electric | Motors | Annual | Average | LDCEU/TDEF | Electric Load Curve (Incl. Cogen) | GWh | 26934.67 | 28341.86 | 29669.36 | 30807.78 | 31857.69 | 31817.71 | 31902.18 | 30910.22 | 31352.46 | 31118.82 | 30415.2 | 30170.75 | 30424.97 | 30882.75 | 30946.81 | 27005.61 | 25549.39 | 26666.39 | 27679.84 | 28721.64 | 27561.24 | 27644.14 | 26200.11 | 24566.76 | 26610.69 | 28910.54 | 30457.65 | 32425.63 | 32895.76 | 34997.89 | 37977.73 | 38189.96 | 38445.14 | 38427.57 | 37612.45 | 36922.48 | 36081.71 | 35249.81 | 34429.34 | 33608.51 | 32748.42 | 31851.6 | 30978.06 | 30130.36 | 29380.62 | 28671.45 | 28017.41 | 27372.38 | 26731.65 | 26094.15 | 25474.21 | 24904.39 | 24318.16 | 23777.35 | 23306.82 | 22823.16 | 22381.01 | 21909.41 | 21446.68 | 21006.67 | 20659.52 | 20337.41 | 2003608% | 19734.39 | 19485.06
CanESM2-Low-Price_effect | Northwest | Industrial | Electric | Other Subs | Annual | Average | LDCEU/TDEF | Electric Load Curve (Incl. Cogen) | GWh | 5998.493 | 6342.755 | 6767.287 | 7250.81 | 7777.646 | 7922.386 | 7822.56 | 8359.074 | 7925.451 | 8435.789 | 8023.532 | 8124.65 | 8574.322 | 8621.65 | 8654.745 | 7246.625 | 6246.322 | 7373.496 | 8011.126 | 8527.167 | 8726.895 | 8496.479 | 8381.48 | 7813.028 | 8811.432 | 8889.676 | 8208.237 | 7814.95 | 7920.648 | 6504.826 | 6070.407 | 6159.863 | 6340.324 | 6460.733 | 6465.296 | 6444.342 | 6375.72 | 6269.991 | 6154.417 | 6035.144 | 5902.906 | 5778.372 | 5646.588 | 5517.51 | 5411.98 | 5312.268 | 5208.761 | 5105.82 | 5001.45 | 4896.328 | 4796.347 | 4703.821 | 4610.138 | 4520.617 | 4447.394 | 4377.949 | 4313.331 | 4250.034 | 4180.416 | 4117.352 | 4039.901 | 3972.413 | 389909% | 3831.013 | 3766.974
CanESM2-Low-Price_effect | Northwest | Industrial | Electric | Miscellaneous | Annual | Average | LDCEU/TDEF | Electric Load Curve (Incl. Cogen) | GWh | 20761.84 | 22885.33 | 26159.45 | 27293.59 | 28019.85 | 27618.05 | 25801.79 | 23677.16 | 22204.93 | 23312.07 | 23773.39 | 23904.67 | 25345.27 | 25732.08 | 23396.39 | 8753.167 | 9025.781 | 10102.45 | 9559.378 | 11350.31 | 10865.96 | 10931.5 | 13604.81 | 13624.55 | 13192.27 | 13022.07 | 12254.24 | 11711.03 | 12174.05 | 11580.4 | 8408.497 | 8635.619 | 9047.962 | 9234.291 | 10853.62 | 11997.46 | 12160.49 | 12320.29 | 12467.57 | 12661.51 | 12754.45 | 12835.64 | 12917.79 | 13003.56 | 13133.27 | 13234.29 | 13339.81 | 13446.52 | 13548.02 | 13690.13 | 13801.34 | 13919.4 | 14031.61 | 14149.79 | 14279.02 | 14400.81 | 14532.67 | 14656.87 | 14781.35 | 14908.57 | 15044.74 | 15183.37 | 1532487% | 15465.09 | 15609.84
CanESM2-Low-Price_effect | Northwest | Transportation | Electric | All | Annual | Average | LDCECC/TDEF | Electric Load Curve | GWh | 24.208 | 24.1195 | 23.896 | 25.7456 | 25.6581 | 29.5536 | 31.0874 | 29.8543 | 30.5561 | 33.0536 | 29.7406 | 29.7486 | 32.9234 | 52.7481 | 53.4929 | 54.1336 | 57.9547 | 60.1833 | 59.4226 | 60.3773 | 58.9626 | 58.399 | 59.9646 | 63.5142 | 66.1425 | 75.0487 | 88.797 | 123.9005 | 164.8105 | 190.7529 | 233.1872 | 291.6825 | 355.0984 | 427.1081 | 487.0897 | 564.3937 | 658.7467 | 777.1073 | 929.9962 | 1094.583 | 1273.626 | 1473.098 | 1687.897 | 1916.96 | 2185.023 | 2464.98 | 2773.521 | 3123.24 | 3477.059 | 3854.724 | 4126.382 | 4517.891 | 4939.938 | 5395.648 | 5895.675 | 6422.332 | 6980.643 | 7557.567 | 8150.521 | 8759.346 | 9392.14 | 10051.38 | 10737.98 | 11394.44 | 12210.09
CanESM2-Low-Price_effect | Northwest | Streetlighting/PublicWater | Electric | All | Annual | Average | LDCECC/TDEF | Electric Load Curve | GWh | 2620.367 | 2618.497 | 2592.224 | 2648.414 | 2627.113 | 2646.916 | 2682.007 | 2703.911 | 2736.676 | 2730.542 | 2759.062 | 2703.852 | 2654.385 | 2671.137 | 2658.651 | 2754.88 | 2920.533 | 2910.379 | 2915.66 | 2940.94 | 2809.232 | 2760.531 | 2826.462 | 2788.133 | 2737.076 | 2749.354 | 2706.55 | 2744.004 | 2751.27 | 2754.641 | 2696.6 | 2690.455 | 2692.58 | 2696.702 | 2166.875 | 2154.321 | 2156.264 | 2151.429 | 2148.397 | 2151.033 | 2150.876 | 2154.81 | 2155.229 | 2155.634 | 2167.197 | 2169.032 | 2176.7 | 2181.216 | 2181.496 | 2183.732 | 2187.083 | 2190.426 | 2193.855 | 2197.148 | 2200.592 | 2203.994 | 2207.325 | 2210.806 | 2214.276 | 2217.739 | 2221.254 | 2224.635 | 222816% | 2231.718 | 2235.165
Climate1_XGO_High_NOFreeze
Scenario Name: Climate1_XGO_High_NoFreeze ¦ Date: Wed 08/12/2020 ¦ Time: 15:07:35.54 ¦ Path: Q:\MJ\energy2020July30\2020Model ¦ Version: * ¦
| Engine | is the model name.
This is the Electricity Review for Northwest
| Area | Building Type | Fuel | Enduse | Month | Day | Variable | Descriptor | Units | 1986 | 1987 | 1988 | 1989 | 1990 | 1991 | 1992 | 1993 | 1994 | 1995 | 1996 | 1997 | 1998 | 1999 | 2000 | 2001 | 2002 | 2003 | 2004 | 2005 | 2006 | 2007 | 2008 | 2009 | 2010 | 2011 | 2012 | 2013 | 2014 | 2015 | 2016 | 2017 | 2018 | 2019 | 2020 | 2021 | 2022 | 2023 | 2024 | 2025 | 2026 | 2027 | 2028 | 2029 | 2030 | 2031 | 2032 | 2033 | 2034 | 2035 | 2036 | 2037 | 2038 | 2039 | 2040 | 2041 | 2042 | 2043 | 2044 | 2045 | 2046 | 2047 | 204800% | 2049 | 2050
CanESM2-High-Price_effect | Northwest | Residential | Electric | All | Annual | Average | LDCEU/TDEF | Electric Load Curve (Incl. Cogen) | GWh | 57357.4 | 55883.34 | 57700.85 | 61346.79 | 60154.28 | 62542.77 | 59577.55 | 65043.7 | 63321.34 | 63919.31 | 67711.94 | 66072.49 | 65159.61 | 67029.06 | 67518.18 | 66254.88 | 70316.8 | 69291.48 | 69950.03 | 71620.38 | 71269.48 | 72032.1 | 75477.25 | 74921.38 | 69979.91 | 73022.34 | 69859.79 | 71685.04 | 69655.91 | 68489.04 | 69127.92 | 70901.62 | 71295.82 | 71565.54 | 72363.77 | 70820.05 | 74632.14 | 73952.33 | 74574.32 | 75668.7 | 73754.09 | 77747.47 | 77986.38 | 75920.58 | 74698.44 | 77018.13 | 80408.34 | 77826.97 | 81054.14 | 83865.61 | 83006.85 | 80678.02 | 83286.06 | 81704.88 | 84723.84 | 85220.63 | 83240.33 | 88708.77 | 86114.35 | 87641.15 | 88470.12 | 87808.28 | 89010.15 | 89020.73 | 91629.43
CanESM2-High-Price_effect | Northwest | Residential | Electric | Space Heating | Annual | Average | LDCEU/TDEF | Electric Load Curve (Incl. Cogen) | GWh | 11959.91 | 11513.87 | 12594.64 | 14067.04 | 13660.11 | 14270.57 | 12616.85 | 14322.28 | 12708.19 | 12736.94 | 14806.8 | 13613.47 | 13014.1 | 14498.35 | 14775.66 | 14568.71 | 15509.43 | 14031.3 | 14419.73 | 15219.55 | 14633.2 | 14098.26 | 15822.64 | 15074.13 | 13507.86 | 15323.24 | 13685.83 | 15362.32 | 13903.42 | 13217.64 | 14636.28 | 15617.19 | 15708.1 | 15733.35 | 14410.51 | 13728.83 | 14376.08 | 13730.13 | 13689.08 | 14042.5 | 12514.6 | 14420.07 | 15453.31 | 13861.68 | 12122.71 | 13043.04 | 14630.12 | 13453.64 | 14326.51 | 15532.78 | 14350.01 | 12997.55 | 14493.96 | 12972.89 | 14761.49 | 13858.36 | 12992.35 | 14596.31 | 13522.57 | 15489.22 | 13291.39 | 12966.95 | 13125.7 | 12698.47 | 13536.39
CanESM2-High-Price_effect | Northwest | Residential | Electric | Water Heating Under 55 | Annual | Average | LDCEU/TDEF | Electric Load Curve (Incl. Cogen) | GWh | 11236.43 | 11041.38 | 11113.09 | 11578.4 | 11212.39 | 11573.8 | 11195.76 | 12508.23 | 11852.42 | 12079 | 12211.83 | 11866.68 | 11419.19 | 11666.43 | 11399.8 | 11183.98 | 11616.46 | 11229.87 | 11112.55 | 11068.32 | 10608.48 | 10885.28 | 11255.26 | 11041.91 | 10498.51 | 10680.68 | 10395.53 | 10810.91 | 10832.15 | 10935.13 | 10815.3 | 11408.5 | 11516.52 | 11622.2 | 10974.47 | 10685.92 | 11265.56 | 10999.46 | 11079.4 | 11364.84 | 10587.26 | 11787.27 | 12511.35 | 11675.78 | 10699.86 | 11333.92 | 12383.07 | 11774 | 12406.48 | 13232.61 | 12573.23 | 11813.61 | 12842.78 | 11959.34 | 13214.27 | 12689.28 | 12184.78 | 13277.93 | 12659.21 | 13993.35 | 12648.33 | 12488.27 | 1264591% | 12435.67 | 13049.71
CanESM2-High-Price_effect | Northwest | Residential | Electric | Lighting | Annual | Average | LDCEU/TDEF | Electric Load Curve (Incl. Cogen) | GWh | 10230.35 | 10111.21 | 10217.76 | 10726.09 | 10436.36 | 10859.11 | 10575.81 | 12025.33 | 11567.76 | 11900.24 | 12214.44 | 11988.69 | 11688.94 | 12086.31 | 12015.69 | 11915.89 | 12546.83 | 12318.84 | 12430.35 | 12593.08 | 12273.18 | 12663.97 | 13222.78 | 12855.44 | 12130.32 | 12236.9 | 11489.27 | 11082.41 | 10279.66 | 9506.831 | 9083.046 | 8934.302 | 8918.994 | 8916.188 | 8932.703 | 8974.368 | 9263.666 | 9332.574 | 9404.243 | 9479.996 | 9559.057 | 9637.988 | 9716.869 | 9798.092 | 9886.688 | 9981.94 | 10077.42 | 10171.83 | 10270.27 | 10372.81 | 10476 | 10577.42 | 10678.13 | 10779.73 | 10880.76 | 10986.36 | 11079.33 | 11172.67 | 11268.9 | 11369.12 | 11472.08 | 11575.19 | 1167860% | 11781.84 | 11885.87
CanESM2-High-Price_effect | Northwest | Residential | Electric | Refrigeration | Annual | Average | LDCEU/TDEF | Electric Load Curve (Incl. Cogen) | GWh | 5755.548 | 5212.426 | 5273.506 | 5392.221 | 5212.716 | 5118.747 | 4812.376 | 4438.83 | 4278.206 | 4427.273 | 4661.258 | 4700.44 | 4704.836 | 4990.674 | 5107.831 | 4109.899 | 4025.631 | 3944.8 | 3908.426 | 3904.636 | 3977.169 | 4111.468 | 4211.464 | 3949.047 | 3719.154 | 3791.866 | 3724.95 | 3805.446 | 4341.084 | 4311.225 | 4737.766 | 4729.442 | 4707.153 | 4690.178 | 4683.811 | 4682.05 | 4805.035 | 4819.411 | 4836.407 | 4857.029 | 4880.688 | 4905.957 | 4931.528 | 4958.896 | 4990.519 | 5026.09 | 5062.629 | 5099.492 | 5138.748 | 5180.774 | 5223.922 | 5267.078 | 5310.749 | 5355.396 | 5400.352 | 5447.781 | 5488.978 | 5530.717 | 5574.35 | 5620.489 | 5668.348 | 5716.808 | 576581% | 5815.193 | 5865.237
CanESM2-High-Price_effect | Northwest | Residential | Electric | Freezer | Annual | Average | LDCEU/TDEF | Electric Load Curve (Incl. Cogen) | GWh | 1548.59 | 1412.869 | 1440.844 | 1374.153 | 1356.599 | 1422.785 | 1372.139 | 1207.949 | 1212.209 | 1243.959 | 1259.485 | 1260.105 | 1237.229 | 1286.344 | 1305.063 | 1192.367 | 1278.36 | 1262.346 | 1291.368 | 1307.639 | 1251.077 | 1271.691 | 1406.64 | 1289.317 | 1585.7 | 1313.767 | 1281.476 | 1307.323 | 1241.569 | 908.0657 | 928.0443 | 873.6414 | 874.2478 | 875.6988 | 878.4781 | 881.9564 | 907.3364 | 913.4072 | 919.7419 | 926.4998 | 933.5648 | 940.6489 | 947.9396 | 955.7023 | 964.2687 | 973.6055 | 983.1514 | 992.8443 | 1003.099 | 1013.943 | 1025.002 | 1036.071 | 1047.277 | 1058.785 | 1070.459 | 1082.988 | 1094.597 | 1106.5 | 1118.966 | 1132.06 | 1145.718 | 1159.619 | 117382% | 1188.232 | 1203.024
CanESM2-High-Price_effect | Northwest | Residential | Electric | Clothes Washer | Annual | Average | LDCEU/TDEF | Electric Load Curve (Incl. Cogen) | GWh | 598.3237 | 586.014 | 560.9583 | 581.5216 | 560.2718 | 573.7611 | 527.3397 | 602.8728 | 558.3094 | 551.845 | 562.5753 | 549.9957 | 518.6805 | 534.6788 | 514.6696 | 502.6836 | 497.1234 | 472.6685 | 476.0677 | 467.4409 | 433.1592 | 444.1966 | 431.0614 | 413.1035 | 381.7149 | 363.3238 | 338.2773 | 362.2975 | 356.6183 | 358.4178 | 356.5477 | 355.75 | 358.9781 | 362.3503 | 366.1954 | 370.1485 | 384.0051 | 388.772 | 393.4914 | 398.253 | 403.013 | 407.6607 | 412.2179 | 416.8012 | 421.6006 | 426.6171 | 431.5894 | 436.4901 | 441.5157 | 446.677 | 451.8419 | 456.9178 | 461.9631 | 467.029 | 472.0832 | 477.3346 | 482.0642 | 486.8064 | 491.697 | 496.7489 | 501.9331 | 507.1438 | 512.3881 | 517.6507 | 522.9783
CanESM2-High-Price_effect | Northwest | Residential | Electric | Clothes Dryer | Annual | Average | LDCEU/TDEF | Electric Load Curve (Incl. Cogen) | GWh | 2995.153 | 2977.851 | 3027.91 | 3203.627 | 2717.678 | 2875.032 | 2820.165 | 3259.02 | 3203.123 | 3341.659 | 3469.292 | 3477.342 | 3443.705 | 3614.708 | 3631.982 | 3663.988 | 3922.831 | 3926.401 | 3995.901 | 4084.254 | 4048.299 | 3671.512 | 3888.478 | 3845.012 | 3695.396 | 3790.091 | 3725.605 | 3908.425 | 3958.896 | 4042.084 | 4310.591 | 4370.739 | 4464.379 | 4556.138 | 4653.394 | 4749.616 | 4992.447 | 5097.489 | 5201.006 | 5304.762 | 5408.33 | 5510.425 | 5609.637 | 5708.513 | 5810.147 | 5914.34 | 6017.814 | 6120.104 | 6223.654 | 6329.579 | 6435.683 | 6540.699 | 6645.564 | 6751.227 | 6856.463 | 6964.809 | 7064.422 | 7164.493 | 7266.487 | 7371.813 | 7479.186 | 7587.394 | 7696.467 | 7806.25 | 7917.18
CanESM2-High-Price_effect | Northwest | Residential | Electric | Dishwasher | Annual | Average | LDCEU/TDEF | Electric Load Curve (Incl. Cogen) | GWh | 840.0462 | 805.2482 | 819.4912 | 902.3594 | 872.1222 | 929.1053 | 921.6357 | 1062.33 | 1026.3 | 1078.252 | 1112.978 | 1119.634 | 1086.262 | 1126.484 | 1130.806 | 1126.891 | 1196.313 | 1178.676 | 1186.765 | 1209.248 | 1178.782 | 1226.91 | 1270.632 | 1250.819 | 1292.793 | 1312.898 | 1264.211 | 1296.935 | 1293.442 | 1293.795 | 1388.407 | 1378.684 | 1399.115 | 1421.955 | 1448.324 | 1476.741 | 1546.503 | 1581.819 | 1618.532 | 1656.911 | 1696.874 | 1737.827 | 1779.823 | 1823.27 | 1869.156 | 1917.483 | 1966.954 | 2017.429 | 2069.92 | 2124.493 | 2180.552 | 2237.613 | 2295.939 | 2355.892 | 2417.18 | 2480.763 | 2542.954 | 2606.694 | 2672.559 | 2740.913 | 2811.502 | 2883.855 | 2958.003 | 3033.93 | 3111.883
CanESM2-High-Price_effect | Northwest | Residential | Electric | Cooking | Annual | Average | LDCEU/TDEF | Electric Load Curve (Incl. Cogen) | GWh | 1998.334 | 2050.044 | 2144.699 | 2318.051 | 2324.369 | 2490.486 | 2477.131 | 2903.925 | 2804.974 | 2857.629 | 2929.4 | 2872.956 | 2790.181 | 2871.739 | 2833.582 | 2827.592 | 3005.786 | 3001.966 | 3041.588 | 3127.825 | 3098.29 | 3253.99 | 3456.14 | 3431.572 | 3250.469 | 3278.272 | 3216.042 | 3322.079 | 3336.078 | 3347.951 | 3506.557 | 3531.371 | 3560.707 | 3561.701 | 3570.197 | 3580.542 | 3692.919 | 3713.068 | 3734.614 | 3758.59 | 3784.473 | 3811.543 | 3837.136 | 3863.751 | 3893.063 | 3924.493 | 3956.494 | 3988.757 | 4021.737 | 4056.74 | 4092.65 | 4127.673 | 4163.088 | 4199.073 | 4234.583 | 4271.596 | 4302.972 | 4333.75 | 4365.626 | 4399.179 | 4433.157 | 4467.37 | 4501.668 | 4535.36 | 4568.886
CanESM2-High-Price_effect | Northwest | Residential | Electric | Air Conditioning | Annual | Average | LDCEU/TDEF | Electric Load Curve (Incl. Cogen) | GWh | 2035.303 | 1907.605 | 1841.789 | 1774.515 | 2804.931 | 2486.032 | 2656.777 | 1528.18 | 3096.603 | 2346.986 | 2694.867 | 2816.268 | 3503.86 | 2060.121 | 2206.134 | 2402.792 | 2707.069 | 3691.672 | 3034.398 | 2583.122 | 3099.001 | 2832.228 | 2215.298 | 3048.971 | 1803.311 | 2024.263 | 2301.893 | 2553.627 | 2904.115 | 3301.796 | 2570.284 | 2772.199 | 2820.596 | 2872.772 | 5592.888 | 4928.34 | 6226.883 | 6302.471 | 6704.729 | 6957.958 | 7222.851 | 7825.295 | 6066.924 | 6313.267 | 7674.509 | 8146.17 | 8567.419 | 7567.692 | 8971.269 | 9397.205 | 10135.71 | 9671.941 | 9373.455 | 9944.838 | 9503.521 | 11125.92 | 10258.54 | 12652.67 | 11472.48 | 9262.895 | 13355.71 | 12820.36 | 13312.45 | 13584.9 | 14304.85
CanESM2-High-Price_effect | Northwest | Residential | Electric | Entertainment Center | Annual | Average | LDCEU/TDEF | Electric Load Curve (Incl. Cogen) | GWh | 1785.537 | 1870.532 | 2000.676 | 2209.478 | 2258.488 | 2466.543 | 2641.464 | 3108.524 | 3102.884 | 3319.643 | 3502.107 | 3548.437 | 3728.429 | 4147.841 | 4486.397 | 4842.292 | 5625.594 | 5968.858 | 6575.948 | 7364.278 | 7866.931 | 8340.201 | 8837.932 | 9224.707 | 9359.742 | 9799.367 | 9793.516 | 9190.833 | 8690.743 | 8097.954 | 7712.362 | 7749.263 | 7722.452 | 7640.697 | 7528.641 | 7385.728 | 7414 | 7242.206 | 7055.899 | 6861.384 | 6661.603 | 6457.741 | 6250.346 | 6043.2 | 5840.517 | 5642.873 | 5448.153 | 5256.37 | 5069.9 | 4889.278 | 4713.492 | 4541.855 | 4374.98 | 4213.044 | 4055.888 | 3904.746 | 3754.345 | 3608.797 | 3469.082 | 3335.189 | 3206.595 | 3082.604 | 2963.051 | 2847.729 | 2736.643
CanESM2-High-Price_effect | Northwest | Residential | Electric | Other Non-Substitutables | Annual | Average | LDCEU/TDEF | Electric Load Curve (Incl. Cogen) | GWh | 6373.875 | 6394.29 | 6563.137 | 7090.396 | 6576.013 | 7286.235 | 6756.428 | 7807.192 | 7609.063 | 7704.458 | 7924.15 | 7879.626 | 7614.659 | 7697.865 | 7643.114 | 7441.129 | 7857.086 | 7724.339 | 7927.655 | 8109.248 | 8079.889 | 8439.069 | 8612.126 | 8624.771 | 7888.425 | 8181.262 | 7703.769 | 7901.004 | 7773.44 | 8113.668 | 8021.26 | 8076.953 | 8144.79 | 8215.57 | 8302.691 | 8392.724 | 8745.17 | 8856.87 | 8969.225 | 9084.883 | 9202.89 | 9320.584 | 9434.432 | 9548.289 | 9667.769 | 9792.197 | 9915.795 | 10037.24 | 10160.9 | 10288.11 | 10415.48 | 10540.81 | 10665.34 | 10790.08 | 10913.59 | 11040.73 | 11152.05 | 11262.97 | 11376.57 | 11494.51 | 11614.92 | 11735.49 | 11856.08 | 11976.39 | 12096.95
CanESM2-High-Price_effect | Northwest | Residential | Electric | Water Heating Over 55 | Annual | Average | LDCEU/TDEF | Electric Load Curve (Incl. Cogen) | GWh | 0 | 0 | 102.3446 | 128.9422 | 162.233 | 190.5628 | 203.6823 | 269.0392 | 301.317 | 331.4208 | 362.754 | 378.8533 | 409.5317 | 447.511 | 467.4516 | 476.6682 | 528.2817 | 539.7487 | 549.2736 | 581.7388 | 722.0207 | 793.3332 | 846.8027 | 872.5779 | 866.5231 | 926.4117 | 939.4102 | 781.43 | 744.6866 | 1054.486 | 1061.47 | 1103.595 | 1099.788 | 1096.737 | 1021.465 | 983.0933 | 1012.532 | 974.6453 | 967.947 | 975.0923 | 898.8933 | 984.4513 | 1034.879 | 953.3356 | 857.627 | 895.3631 | 967.725 | 911.0818 | 950.1448 | 1000.601 | 933.2761 | 868.7695 | 932.8392 | 857.5625 | 943.202 | 889.9665 | 842.9413 | 908.4528 | 855.8525 | 935.6516 | 841.2487 | 817.2238 | 820.202 | 799.103 | 829.8309
CanESM2-High-Price_effect | Northwest | Commercial | Electric | All | Annual | Average | LDCEU/TDEF | Electric Load Curve (Incl. Cogen) | GWh | 38459.94 | 39373.73 | 40788.75 | 41423.24 | 42187.98 | 42964.41 | 44475.3 | 44735.2 | 46862.21 | 47170.32 | 49920.93 | 49480.06 | 49928.57 | 51340.58 | 54068.68 | 53504.36 | 56723.8 | 54410.88 | 54334.49 | 54081.46 | 53204.7 | 53874.54 | 55398.64 | 54436.98 | 51366.25 | 52761.27 | 51722.49 | 53086.73 | 52528.28 | 53453.98 | 52871.64 | 53238.81 | 53102.17 | 52729.52 | 54228.54 | 53865.48 | 54213.3 | 53790.16 | 53500.32 | 53448.66 | 53498.86 | 54098.48 | 53355.82 | 53387.56 | 53880.21 | 54308.38 | 54792.85 | 54618.46 | 55593.79 | 55945.13 | 56674.36 | 56562.84 | 57200.76 | 57819.29 | 58611.77 | 59632.77 | 59729.45 | 61229.52 | 61657.37 | 61795.66 | 63166.4 | 63885.37 | 64557.76 | 65458.72 | 66285.92
CanESM2-High-Price_effect | Northwest | Commercial | Electric | Space Heating | Annual | Average | LDCEU/TDEF | Electric Load Curve (Incl. Cogen) | GWh | 2768.933 | 2682.624 | 2993.16 | 3221.204 | 2914.488 | 3080.815 | 2814.336 | 3676.028 | 3140.086 | 3205.313 | 3713.691 | 3390.152 | 3161 | 3884.44 | 4151.808 | 4012.304 | 4167.747 | 3451.507 | 3666.068 | 3953.519 | 3885.549 | 3895.997 | 4060.888 | 3973.303 | 3735.935 | 3859.718 | 3768.427 | 3880.57 | 3855.091 | 3939.186 | 3909.362 | 4028.117 | 4088.522 | 4124.724 | 4137.738 | 4139.124 | 4231.574 | 4218.092 | 4239.61 | 4297.029 | 4215.51 | 4425.551 | 4548.951 | 4432.139 | 4323.893 | 4429.693 | 4609.494 | 4540.067 | 4647.01 | 4792.779 | 4704.766 | 4635.511 | 4787.029 | 4693.278 | 4878.991 | 4819.676 | 4775.563 | 4938.651 | 4851.51 | 5048.819 | 4889.494 | 4854.234 | 4900.993 | 4871.625 | 4944.721
CanESM2-High-Price_effect | Northwest | Commercial | Electric | Water Heating | Annual | Average | LDCEU/TDEF | Electric Load Curve (Incl. Cogen) | GWh | 882.3937 | 896.343 | 942.5218 | 968.0308 | 895.3741 | 951.2161 | 973.529 | 1072.846 | 1005.737 | 1066.913 | 1102.844 | 1081.899 | 1032.25 | 1190.633 | 1245.236 | 1214.667 | 1258.215 | 1132.642 | 1179.967 | 1222.27 | 1152.689 | 1191.164 | 1284.597 | 1182.299 | 1233.316 | 1232.958 | 1179.926 | 1221.007 | 1217.56 | 1248.206 | 1244.06 | 1315.691 | 1332.761 | 1346.079 | 1297.72 | 1271.706 | 1309.975 | 1281.839 | 1291.69 | 1325.846 | 1238.789 | 1388.306 | 1476.486 | 1377.945 | 1267.328 | 1344.07 | 1471.952 | 1401.181 | 1478.864 | 1581.867 | 1506.947 | 1420.078 | 1548.494 | 1447.388 | 1602.736 | 1543.305 | 1488.337 | 1626.8 | 1554.566 | 1723.64 | 1560.109 | 1543.638 | 1567.351 | 1543.657 | 1619.219
CanESM2-High-Price_effect | Northwest | Commercial | Electric | Other Substitutables | Annual | Average | LDCEU/TDEF | Electric Load Curve (Incl. Cogen) | GWh | 676.4607 | 725.5498 | 763.0958 | 784.5076 | 723.5509 | 764.7585 | 780.7388 | 861.783 | 813.0527 | 859.7897 | 883.8791 | 862.0698 | 819.9756 | 941.0984 | 975.7186 | 944.8655 | 980.7214 | 877.6442 | 912.6802 | 948.2165 | 966.0232 | 922.5809 | 895.7102 | 995.3585 | 832.0865 | 852.2313 | 893.994 | 918.9307 | 909.2994 | 924.045 | 914.5838 | 947.4207 | 980.6171 | 1015.014 | 1085.183 | 1134.282 | 1182.745 | 1218.9 | 1251.812 | 1284.238 | 1322.512 | 1363.864 | 1395.924 | 1422.684 | 1457.076 | 1485.657 | 1516.825 | 1544.941 | 1574.781 | 1604.224 | 1633.155 | 1660.119 | 1688.117 | 1713.551 | 1739.127 | 1760.718 | 1781.608 | 1799.617 | 1816.433 | 1834.167 | 1851.662 | 1869.115 | 1887.464 | 1903.655 | 1921.971
CanESM2-High-Price_effect | Northwest | Commercial | Electric | Refrigeration | Annual | Average | LDCEU/TDEF | Electric Load Curve (Incl. Cogen) | GWh | 5043.597 | 5860.459 | 6180.727 | 6345.336 | 5858.858 | 6200.093 | 6344.352 | 7008.324 | 6623.469 | 7029.264 | 7246.498 | 7070.585 | 6737.264 | 7752.659 | 8079.689 | 7852.376 | 8146.037 | 7272.248 | 7564.592 | 7808.329 | 7311.431 | 7630.125 | 8292.903 | 7605.808 | 7846.641 | 7797.079 | 7234.348 | 7263.545 | 7020.357 | 6970.811 | 6726.711 | 6471.121 | 6232.21 | 6015.611 | 5911.888 | 5774.428 | 5659.417 | 5558.368 | 5464.748 | 5388.618 | 5343.466 | 5323.176 | 5296.715 | 5269.007 | 5274.394 | 5278.24 | 5296.116 | 5312.481 | 5345.434 | 5386.32 | 5431.596 | 5481.265 | 5540.068 | 5597.285 | 5661.664 | 5721.861 | 5789.348 | 5858.548 | 5927.331 | 6003.5 | 6082.69 | 6164.196 | 6251.046 | 6339.19 | 6429.737
CanESM2-High-Price_effect | Northwest | Commercial | Electric | Lighting | Annual | Average | LDCEU/TDEF | Electric Load Curve (Incl. Cogen) | GWh | 9373.547 | 9601.88 | 10118.57 | 10385.81 | 9597.452 | 10198.72 | 10431.65 | 11519.42 | 10817.23 | 11509.55 | 11903.62 | 11642.51 | 11115.26 | 12843.96 | 13430.79 | 13115.31 | 13590.87 | 11703.54 | 12205.91 | 12631.87 | 12651.82 | 12608.67 | 12650.29 | 12995.94 | 11716.78 | 12010.45 | 12053.81 | 12399.69 | 12299.22 | 12562.33 | 12461.37 | 12479.84 | 12297.06 | 11950.86 | 11635.96 | 11242.37 | 10899.14 | 10594.94 | 10313.25 | 10064.96 | 9861.537 | 9700.812 | 9537.865 | 9380.482 | 9260.953 | 9147.107 | 9050.752 | 8959.184 | 8883.488 | 8823.36 | 8768.633 | 8725.312 | 8689.115 | 8658.632 | 8632.359 | 8615.737 | 8617.104 | 8628.796 | 8650.327 | 8686.254 | 8728.212 | 8778.712 | 8839.358 | 8907.063 | 8962.236
CanESM2-High-Price_effect | Northwest | Commercial | Electric | Air Conditioning | Annual | Average | LDCEU/TDEF | Electric Load Curve (Incl. Cogen) | GWh | 10587.25 | 10276.38 | 9956.545 | 9636.214 | 12890.17 | 11855.04 | 12998.88 | 9390.504 | 13968.28 | 12329.17 | 13490.77 | 14077.18 | 16193.08 | 12123.36 | 12970.73 | 13435.12 | 15188.43 | 17872.31 | 16169.87 | 14491.96 | 14490.16 | 14544.95 | 14594.48 | 14691.59 | 13524.13 | 13915.13 | 13930.28 | 14343.11 | 14239.62 | 14526.18 | 14414.58 | 14569.56 | 14523.55 | 14471.05 | 15925.96 | 15838.21 | 16227.98 | 15973.75 | 15796.2 | 15747.92 | 15929.26 | 16018.04 | 14982.87 | 15170.7 | 15696.85 | 15775.77 | 15740.75 | 15506.31 | 16050.81 | 15860.98 | 16454.95 | 16172.24 | 16175.21 | 16615.89 | 16694.76 | 17468.29 | 17259.48 | 18049.3 | 18222.58 | 17540.75 | 18790.13 | 19106.4 | 19228.4 | 19689.21 | 19962.3
CanESM2-High-Price_effect | Northwest | Commercial | Electric | Other Non-Substitutables | Annual | Average | LDCEU/TDEF | Electric Load Curve (Incl. Cogen) | GWh | 9127.758 | 9330.496 | 9834.131 | 10082.14 | 9308.092 | 9913.761 | 10131.82 | 11206.3 | 10494.36 | 11170.32 | 11579.63 | 11355.66 | 10869.74 | 12604.43 | 13214.72 | 12929.72 | 13391.79 | 12100.99 | 12635.41 | 13025.3 | 12747.02 | 13081.06 | 13619.77 | 12992.68 | 12477.37 | 13093.7 | 12661.7 | 13059.87 | 12987.13 | 13283.23 | 13200.98 | 13427.06 | 13647.46 | 13806.18 | 14234.1 | 14465.36 | 14702.46 | 14944.27 | 15143.01 | 15340.05 | 15587.78 | 15878.73 | 16117.01 | 16334.6 | 16599.71 | 16847.84 | 17106.96 | 17354.29 | 17613.41 | 17895.6 | 18174.32 | 18468.32 | 18772.72 | 19093.27 | 19402.13 | 19703.18 | 20018.01 | 20327.81 | 20634.63 | 20958.53 | 21264.1 | 21569.07 | 21883.15 | 22204.32 | 22445.74
CanESM2-High-Price_effect | Northwest | Industrial | Electric | All | Annual | Average | LDCEU/TDEF | Electric Load Curve (Incl. Cogen) | GWh | 62864.16 | 67608.29 | 73968.03 | 77267.25 | 79927.41 | 79533.5 | 76981.8 | 73720.11 | 71607.93 | 73585.47 | 73016.27 | 73009.52 | 75814.77 | 76828.68 | 73741.49 | 47763.23 | 45515.78 | 49493.17 | 50524.3 | 54710.88 | 53034.34 | 52922.61 | 53910.23 | 51542.55 | 54289.83 | 56273.77 | 55839.64 | 56468.36 | 57128.06 | 56690.82 | 54550.94 | 55628.42 | 57100.51 | 57892.36 | 64199.06 | 66331.73 | 67667.16 | 68415.7 | 69647.76 | 70690.12 | 71408.23 | 71899.26 | 72334.87 | 72723.56 | 73240.84 | 73832.05 | 74319.95 | 74708.57 | 75070.92 | 75588.71 | 76197.05 | 76911.63 | 77563.45 | 78111.91 | 78732.73 | 79334.41 | 80004.41 | 80654.37 | 81190.04 | 81737.17 | 82450.99 | 83253.23 | 84080.1 | 84916.26 | 85884.89
CanESM2-High-Price_effect | Northwest | Industrial | Electric | Process Heat | Annual | Average | LDCEU/TDEF | Electric Load Curve (Incl. Cogen) | GWh | 9169.162 | 10038.35 | 11371.94 | 11915.07 | 12272.22 | 12175.35 | 11455.27 | 10773.65 | 10125.09 | 10718.79 | 10804.15 | 10809.46 | 11470.2 | 11592.2 | 10743.55 | 4757.827 | 4694.288 | 5350.837 | 5273.953 | 6111.766 | 5880.246 | 5850.502 | 5723.837 | 5538.221 | 5675.438 | 5451.486 | 4919.504 | 4516.737 | 4137.599 | 3607.703 | 2094.3 | 2642.977 | 3267.088 | 3769.764 | 5116.561 | 5666.878 | 6207.15 | 6236.549 | 6300.855 | 6365.269 | 6399.471 | 6415.297 | 6404.884 | 6392.597 | 6397.845 | 6421.061 | 6415.02 | 6383.603 | 6347.635 | 6334.542 | 6338.629 | 6357.057 | 6370.475 | 6354.735 | 6340.076 | 6336.885 | 6341.751 | 6354.039 | 6341.721 | 6336.134 | 6336.258 | 6355.516 | 6372.524 | 6390.751 | 6404.228
CanESM2-High-Price_effect | Northwest | Industrial | Electric | Motors | Annual | Average | LDCEU/TDEF | Electric Load Curve (Incl. Cogen) | GWh | 26934.67 | 28341.86 | 29669.36 | 30807.78 | 31857.69 | 31817.71 | 31902.18 | 30910.22 | 31352.46 | 31118.82 | 30415.2 | 30170.75 | 30424.97 | 30882.75 | 30946.81 | 27005.61 | 25549.39 | 26666.39 | 27679.84 | 28721.64 | 27561.24 | 27644.14 | 26200.11 | 24566.76 | 26610.69 | 28910.54 | 30457.65 | 32425.63 | 32895.76 | 34997.89 | 37977.73 | 38189.96 | 38445.14 | 38427.57 | 40837.42 | 41052.48 | 41269.41 | 41456.87 | 42079.38 | 42456.5 | 42678.93 | 42734.7 | 42785.45 | 42794.52 | 42867.3 | 43006.93 | 43093.55 | 43128.87 | 43158.96 | 43266.1 | 43457.24 | 43722.02 | 43947 | 44126.11 | 44364.98 | 44574.61 | 44828.81 | 45048.85 | 45206.34 | 45366.49 | 45706.31 | 46084 | 46493.52 | 46908.34 | 47441.14
CanESM2-High-Price_effect | Northwest | Industrial | Electric | Other Subs | Annual | Average | LDCEU/TDEF | Electric Load Curve (Incl. Cogen) | GWh | 5998.493 | 6342.755 | 6767.287 | 7250.81 | 7777.646 | 7922.386 | 7822.56 | 8359.074 | 7925.451 | 8435.789 | 8023.532 | 8124.65 | 8574.322 | 8621.65 | 8654.745 | 7246.625 | 6246.322 | 7373.496 | 8011.126 | 8527.167 | 8726.895 | 8496.479 | 8381.48 | 7813.028 | 8811.432 | 8889.676 | 8208.237 | 7814.95 | 7920.648 | 6504.826 | 6070.407 | 6159.863 | 6340.324 | 6460.733 | 7102.348 | 7252.817 | 7394.252 | 7496.32 | 7615.228 | 7738.473 | 7830.75 | 7902.492 | 7953.268 | 8000.917 | 8058.259 | 8134.064 | 8187.115 | 8223.028 | 8250.504 | 8288.989 | 8344.573 | 8408.021 | 8464.474 | 8494.125 | 8529.305 | 8573.118 | 8623.541 | 8691.51 | 8735.265 | 8780.654 | 8791.021 | 8829.507 | 8859.663 | 8894.164 | 8936.747
CanESM2-High-Price_effect | Northwest | Industrial | Electric | Miscellaneous | Annual | Average | LDCEU/TDEF | Electric Load Curve (Incl. Cogen) | GWh | 20761.84 | 22885.33 | 26159.45 | 27293.59 | 28019.85 | 27618.05 | 25801.79 | 23677.16 | 22204.93 | 23312.07 | 23773.39 | 23904.67 | 25345.27 | 25732.08 | 23396.39 | 8753.167 | 9025.781 | 10102.45 | 9559.378 | 11350.31 | 10865.96 | 10931.5 | 13604.81 | 13624.55 | 13192.27 | 13022.07 | 12254.24 | 11711.03 | 12174.05 | 11580.4 | 8408.497 | 8635.619 | 9047.962 | 9234.291 | 11142.73 | 12359.56 | 12796.35 | 13225.96 | 13652.3 | 14129.87 | 14499.09 | 14846.77 | 15191.28 | 15535.53 | 15917.43 | 16270 | 16624.27 | 16973.07 | 17313.82 | 17699.08 | 18056.61 | 18424.53 | 18781.49 | 19136.94 | 19498.36 | 19849.8 | 20210.31 | 20559.97 | 20906.71 | 21253.9 | 21617.4 | 21984.2 | 22354.4 | 22723 | 23102.77
CanESM2-High-Price_effect | Northwest | Transportation | Electric | All | Annual | Average | LDCECC/TDEF | Electric Load Curve | GWh | 24.208 | 24.1195 | 23.896 | 25.7456 | 25.6581 | 29.5536 | 31.0874 | 29.8543 | 30.5561 | 33.0536 | 29.7406 | 29.7486 | 32.9234 | 52.7481 | 53.4929 | 54.1336 | 57.9547 | 60.1833 | 59.4226 | 60.3773 | 58.9626 | 58.399 | 59.9646 | 63.5142 | 66.1425 | 75.0487 | 88.797 | 123.9005 | 164.8105 | 190.7529 | 233.1872 | 291.6825 | 355.0984 | 427.1081 | 516.0134 | 609.9636 | 725.9957 | 869.2318 | 1048.879 | 1242.196 | 1451.025 | 1678.863 | 1927.196 | 2197.67 | 2492.329 | 2810.219 | 3155.717 | 3552.82 | 3964.951 | 4409.719 | 4895.019 | 5413.024 | 5977.652 | 6584.701 | 7231.907 | 7915.921 | 8644.708 | 9420.125 | 10233.74 | 11079.22 | 11966 | 12898.4 | 13873.17 | 14819.11 | 15978.74
CanESM2-High-Price_effect | Northwest | Streetlighting/PublicWater | Electric | All | Annual | Average | LDCECC/TDEF | Electric Load Curve | GWh | 2620.367 | 2618.497 | 2592.224 | 2648.414 | 2627.113 | 2646.916 | 2682.007 | 2703.911 | 2736.676 | 2730.542 | 2759.062 | 2703.852 | 2654.385 | 2671.137 | 2658.651 | 2754.88 | 2920.533 | 2910.379 | 2915.66 | 2940.94 | 2809.232 | 2760.531 | 2826.462 | 2788.133 | 2737.076 | 2749.354 | 2706.55 | 2744.004 | 2751.27 | 2754.641 | 2696.6 | 2690.455 | 2692.58 | 2696.702 | 2261.573 | 2277.265 | 2302.835 | 2318.174 | 2329.759 | 2345.459 | 2356.183 | 2366.796 | 2375.275 | 2386.765 | 2396.977 | 2402.528 | 2411.848 | 2419.973 | 2427.444 | 2438.327 | 2446.395 | 2453.843 | 2467.03 | 2477.283 | 2486.249 | 2496.314 | 2506.579 | 2517.04 | 2527.571 | 2538.201 | 2549.09 | 2560.143 | 2571.36 | 2582.768 | 2594.306
Climate2_XGO_Base_NOFreeze
Scenario Name: Climate2_XGO_Base_NoFreeze ¦ Date: Wed 08/12/2020 ¦ Time: 13:04:48.45 ¦ Path: Q:\MJ\energy2020July30\2020Model ¦ Version: * ¦
| Engine | is the model name.
This is the Electricity Review for Northwest
Scenario | Area | Building Type | Fuel | Enduse | Month | Day | Variable | Descriptor | Units | 1986 | 1987 | 1988 | 1989 | 1990 | 1991 | 1992 | 1993 | 1994 | 1995 | 1996 | 1997 | 1998 | 1999 | 2000 | 2001 | 2002 | 2003 | 2004 | 2005 | 2006 | 2007 | 2008 | 2009 | 2010 | 2011 | 2012 | 2013 | 2014 | 2015 | 2016 | 2017 | 2018 | 2019 | 2020 | 2021 | 2022 | 2023 | 2024 | 2025 | 2026 | 2027 | 2028 | 2029 | 2030 | 2031 | 2032 | 2033 | 2034 | 2035 | 2036 | 2037 | 2038 | 2039 | 2040 | 2041 | 2042 | 2043 | 2044 | 2045 | 2046 | 2047 | 2048 | 2049 | 2050
CCSM4-Base-Price_effect | Northwest | Residential | Electric | All | Annual | Average | LDCEU/TDEF | Electric Load Curve (Incl. Cogen) | GWh | 57357.4 | 55883.34 | 57700.85 | 61346.79 | 60154.28 | 62542.77 | 59577.55 | 65043.7 | 63321.34 | 63919.31 | 67711.94 | 66072.49 | 65159.61 | 67029.06 | 67518.18 | 66254.88 | 70316.8 | 69291.48 | 69950.03 | 71620.38 | 71269.48 | 72032.1 | 75477.25 | 74921.38 | 69979.91 | 73022.34 | 69859.79 | 71685.04 | 69655.91 | 68489.04 | 69127.92 | 70901.62 | 71295.82 | 71565.54 | 72552.73 | 70782 | 71390.31 | 72491.28 | 75127.81 | 72160.48 | 74407.67 | 78085.4 | 76649.99 | 75171.33 | 76856.39 | 77426.89 | 78447.07 | 78298.8 | 80393.29 | 79713.31 | 79454.47 | 79880.52 | 80972.78 | 80158.12 | 80248.88 | 83862.63 | 84498.16 | 82929.94 | 83864.12 | 83361.09 | 81822.55 | 85524.84 | 86617.59 | 88082.13 | 88840.82
CCSM4-Base-Price_effect | Northwest | Residential | Electric | Space Heating | Annual | Average | LDCEU/TDEF | Electric Load Curve (Incl. Cogen) | GWh | 11959.91 | 11513.87 | 12594.64 | 14067.04 | 13660.11 | 14270.57 | 12616.85 | 14322.28 | 12708.19 | 12736.94 | 14806.8 | 13613.47 | 13014.1 | 14498.35 | 14775.66 | 14568.71 | 15509.43 | 14031.3 | 14419.73 | 15219.55 | 14633.2 | 14098.26 | 15822.64 | 15074.13 | 13507.86 | 15323.24 | 13685.83 | 15362.32 | 13903.42 | 13217.64 | 14636.28 | 15617.19 | 15708.1 | 15733.35 | 15589.55 | 14335.87 | 13013.41 | 14023.32 | 15243.62 | 12577.57 | 13867.31 | 16712.15 | 14959.4 | 13855.93 | 14983.72 | 15454.54 | 15197.82 | 14238.99 | 15434.73 | 14733.17 | 13761.62 | 14512.21 | 13801.19 | 13337.9 | 14530.76 | 14750.26 | 13821.4 | 14370.9 | 14493.87 | 12825.12 | 13365.21 | 14012.02 | 14139.2 | 14667.74 | 15154.11
CCSM4-Base-Price_effect | Northwest | Residential | Electric | Water Heating Under 55 | Annual | Average | LDCEU/TDEF | Electric Load Curve (Incl. Cogen) | GWh | 11236.43 | 11041.38 | 11113.09 | 11578.4 | 11212.39 | 11573.8 | 11195.76 | 12508.23 | 11852.42 | 12079 | 12211.83 | 11866.68 | 11419.19 | 11666.43 | 11399.8 | 11183.98 | 11616.46 | 11229.87 | 11112.55 | 11068.32 | 10608.48 | 10885.28 | 11255.26 | 11041.91 | 10498.51 | 10680.68 | 10395.53 | 10810.91 | 10832.15 | 10935.13 | 10815.3 | 11408.5 | 11516.52 | 11622.2 | 11640.95 | 11023.59 | 10491.41 | 11137.96 | 11943.16 | 10503.92 | 11354.02 | 13132.34 | 12179 | 11605.44 | 12408.02 | 12779.08 | 12715.29 | 12203.25 | 13009.27 | 12685.93 | 12176.91 | 12710.22 | 12330.84 | 12142.8 | 12986.04 | 13169.38 | 12652.24 | 13044.43 | 13204.07 | 12201.62 | 12605.56 | 13109.3 | 13237.89 | 13672.75 | 14029.45
CCSM4-Base-Price_effect | Northwest | Residential | Electric | Lighting | Annual | Average | LDCEU/TDEF | Electric Load Curve (Incl. Cogen) | GWh | 10230.35 | 10111.21 | 10217.76 | 10726.09 | 10436.36 | 10859.11 | 10575.81 | 12025.33 | 11567.76 | 11900.24 | 12214.44 | 11988.69 | 11688.94 | 12086.31 | 12015.69 | 11915.89 | 12546.83 | 12318.84 | 12430.35 | 12593.08 | 12273.18 | 12663.97 | 13222.78 | 12855.44 | 12130.32 | 12236.9 | 11489.27 | 11082.41 | 10279.66 | 9506.831 | 9083.046 | 8934.302 | 8918.994 | 8916.188 | 8925.04 | 8959.086 | 9239.976 | 9301.118 | 9365.063 | 9433.073 | 9504.42 | 9575.829 | 9647.283 | 9721.07 | 9802.115 | 9889.724 | 9977.64 | 10064.49 | 10155.26 | 10250.04 | 10345.51 | 10439.23 | 10532.28 | 10626.25 | 10719.69 | 10817.64 | 10903.3 | 10989.34 | 11078.1 | 11170.72 | 11265.94 | 11361.29 | 11456.89 | 11552.3 | 11648.45
CCSM4-Base-Price_effect | Northwest | Residential | Electric | Refrigeration | Annual | Average | LDCEU/TDEF | Electric Load Curve (Incl. Cogen) | GWh | 5755.548 | 5212.426 | 5273.506 | 5392.221 | 5212.716 | 5118.747 | 4812.376 | 4438.83 | 4278.206 | 4427.273 | 4661.258 | 4700.44 | 4704.836 | 4990.674 | 5107.831 | 4109.899 | 4025.631 | 3944.8 | 3908.426 | 3904.636 | 3977.169 | 4111.468 | 4211.464 | 3949.047 | 3719.154 | 3791.866 | 3724.95 | 3805.446 | 4341.084 | 4311.225 | 4737.766 | 4729.442 | 4707.153 | 4690.178 | 4679.2 | 4672.979 | 4791.018 | 4800.888 | 4813.4 | 4829.518 | 4848.686 | 4869.571 | 4890.833 | 4913.934 | 4941.267 | 4972.497 | 5004.756 | 5037.364 | 5072.344 | 5110.046 | 5148.891 | 5187.742 | 5227.139 | 5267.526 | 5308.256 | 5351.435 | 5388.603 | 5426.325 | 5465.859 | 5507.824 | 5551.443 | 5595.639 | 5640.355 | 5685.439 | 5731.159
CCSM4-Base-Price_effect | Northwest | Residential | Electric | Freezer | Annual | Average | LDCEU/TDEF | Electric Load Curve (Incl. Cogen) | GWh | 1548.59 | 1412.869 | 1440.844 | 1374.153 | 1356.599 | 1422.785 | 1372.139 | 1207.949 | 1212.209 | 1243.959 | 1259.485 | 1260.105 | 1237.229 | 1286.344 | 1305.063 | 1192.367 | 1278.36 | 1262.346 | 1291.368 | 1307.639 | 1251.077 | 1271.691 | 1406.64 | 1289.317 | 1585.7 | 1313.767 | 1281.476 | 1307.323 | 1241.569 | 908.0657 | 928.0443 | 873.6414 | 874.2478 | 875.6988 | 877.8845 | 880.7756 | 905.5043 | 910.9592 | 916.676 | 922.8117 | 929.2503 | 935.7166 | 942.3877 | 949.5168 | 957.4278 | 966.0944 | 974.9664 | 983.9728 | 993.5203 | 1003.641 | 1013.971 | 1024.305 | 1034.773 | 1045.534 | 1056.457 | 1068.212 | 1079.058 | 1090.19 | 1101.855 | 1114.125 | 1126.934 | 1139.972 | 1153.291 | 1166.809 | 1180.685
CCSM4-Base-Price_effect | Northwest | Residential | Electric | Clothes Washer | Annual | Average | LDCEU/TDEF | Electric Load Curve (Incl. Cogen) | GWh | 598.3237 | 586.014 | 560.9583 | 581.5216 | 560.2718 | 573.7611 | 527.3397 | 602.8728 | 558.3094 | 551.845 | 562.5753 | 549.9957 | 518.6805 | 534.6788 | 514.6696 | 502.6836 | 497.1234 | 472.6685 | 476.0677 | 467.4409 | 433.1592 | 444.1966 | 431.0614 | 413.1035 | 381.7149 | 363.3238 | 338.2773 | 362.2975 | 356.6183 | 358.4178 | 356.5477 | 355.75 | 358.9781 | 362.3503 | 365.8781 | 369.5215 | 383.036 | 387.4865 | 391.8911 | 396.3376 | 400.7838 | 405.1253 | 409.3799 | 413.6597 | 418.1507 | 422.8548 | 427.5172 | 432.1072 | 436.8173 | 441.6588 | 446.5052 | 451.2624 | 455.99 | 460.7387 | 465.4764 | 470.4067 | 474.8265 | 479.2586 | 483.8305 | 488.5571 | 493.4093 | 498.2856 | 503.1918 | 508.114 | 513.0967
CCSM4-Base-Price_effect | Northwest | Residential | Electric | Clothes Dryer | Annual | Average | LDCEU/TDEF | Electric Load Curve (Incl. Cogen) | GWh | 2995.153 | 2977.851 | 3027.91 | 3203.627 | 2717.678 | 2875.032 | 2820.165 | 3259.02 | 3203.123 | 3341.659 | 3469.292 | 3477.342 | 3443.705 | 3614.708 | 3631.982 | 3663.988 | 3922.831 | 3926.401 | 3995.901 | 4084.254 | 4048.299 | 3671.512 | 3888.478 | 3845.012 | 3695.396 | 3790.091 | 3725.605 | 3908.425 | 3958.896 | 4042.084 | 4310.591 | 4370.739 | 4464.379 | 4556.138 | 4647.81 | 4738.599 | 4975.361 | 5074.823 | 5172.732 | 5270.808 | 5368.648 | 5465.092 | 5558.686 | 5651.931 | 5747.842 | 5846.185 | 5943.824 | 6040.244 | 6137.84 | 6237.674 | 6337.648 | 6436.47 | 6535.107 | 6634.485 | 6733.418 | 6835.341 | 6928.761 | 7022.583 | 7118.158 | 7216.884 | 7317.502 | 7418.842 | 7520.928 | 7623.633 | 7727.357
CCSM4-Base-Price_effect | Northwest | Residential | Electric | Dishwasher | Annual | Average | LDCEU/TDEF | Electric Load Curve (Incl. Cogen) | GWh | 840.0462 | 805.2482 | 819.4912 | 902.3594 | 872.1222 | 929.1053 | 921.6357 | 1062.33 | 1026.3 | 1078.252 | 1112.978 | 1119.634 | 1086.262 | 1126.484 | 1130.806 | 1126.891 | 1196.313 | 1178.676 | 1186.765 | 1209.248 | 1178.782 | 1226.91 | 1270.632 | 1250.819 | 1292.793 | 1312.898 | 1264.211 | 1296.935 | 1293.442 | 1293.795 | 1388.407 | 1378.684 | 1399.115 | 1421.955 | 1447.063 | 1474.214 | 1542.544 | 1576.496 | 1611.813 | 1648.754 | 1687.242 | 1726.711 | 1767.197 | 1809.086 | 1853.346 | 1899.981 | 1947.727 | 1996.427 | 2047.071 | 2099.724 | 2153.815 | 2208.854 | 2265.108 | 2322.932 | 2382.041 | 2443.372 | 2503.322 | 2564.757 | 2628.223 | 2694.072 | 2762.058 | 2831.726 | 2903.104 | 2976.176 | 3051.18
CCSM4-Base-Price_effect | Northwest | Residential | Electric | Cooking | Annual | Average | LDCEU/TDEF | Electric Load Curve (Incl. Cogen) | GWh | 1998.334 | 2050.044 | 2144.699 | 2318.051 | 2324.369 | 2490.486 | 2477.131 | 2903.925 | 2804.974 | 2857.629 | 2929.4 | 2872.956 | 2790.181 | 2871.739 | 2833.582 | 2827.592 | 3005.786 | 3001.966 | 3041.588 | 3127.825 | 3098.29 | 3253.99 | 3456.14 | 3431.572 | 3250.469 | 3278.272 | 3216.042 | 3322.079 | 3336.078 | 3347.951 | 3506.557 | 3531.371 | 3560.707 | 3561.701 | 3566.005 | 3572.323 | 3680.23 | 3696.333 | 3713.835 | 3733.736 | 3755.539 | 3778.611 | 3800.294 | 3823.044 | 3848.485 | 3876.008 | 3904.149 | 3932.574 | 3961.728 | 3992.853 | 4024.892 | 4056.053 | 4087.629 | 4119.776 | 4151.501 | 4184.709 | 4212.505 | 4239.738 | 4268.011 | 4297.902 | 4328.188 | 4358.692 | 4389.268 | 4419.264 | 4449.094
CCSM4-Base-Price_effect | Northwest | Residential | Electric | Air Conditioning | Annual | Average | LDCEU/TDEF | Electric Load Curve (Incl. Cogen) | GWh | 2035.303 | 1907.605 | 1841.789 | 1774.515 | 2804.931 | 2486.032 | 2656.777 | 1528.18 | 3096.603 | 2346.986 | 2694.867 | 2816.268 | 3503.86 | 2060.121 | 2206.134 | 2402.792 | 2707.069 | 3691.672 | 3034.398 | 2583.122 | 3099.001 | 2832.228 | 2215.298 | 3048.971 | 1803.311 | 2024.263 | 2301.893 | 2553.627 | 2904.115 | 3301.796 | 2570.284 | 2772.199 | 2820.596 | 2872.772 | 3915.021 | 3995.331 | 5319.735 | 4571.943 | 4976.092 | 6092.985 | 5974.474 | 4730.859 | 5944.281 | 6044.822 | 5548.755 | 5041.769 | 6175.823 | 7332.032 | 7129.108 | 7242.188 | 8235.157 | 7074.674 | 9017.549 | 8584.293 | 6286.724 | 9180.809 | 11036.37 | 8235.009 | 8585.195 | 10508.34 | 7670.054 | 9846.701 | 10329.35 | 10446.4 | 9982.288
CCSM4-Base-Price_effect | Northwest | Residential | Electric | Entertainment Center | Annual | Average | LDCEU/TDEF | Electric Load Curve (Incl. Cogen) | GWh | 1785.537 | 1870.532 | 2000.676 | 2209.478 | 2258.488 | 2466.543 | 2641.464 | 3108.524 | 3102.884 | 3319.643 | 3502.107 | 3548.437 | 3728.429 | 4147.841 | 4486.397 | 4842.292 | 5625.594 | 5968.858 | 6575.948 | 7364.278 | 7866.931 | 8340.201 | 8837.932 | 9224.707 | 9359.742 | 9799.367 | 9793.516 | 9190.833 | 8690.743 | 8097.954 | 7712.362 | 7749.263 | 7722.452 | 7640.697 | 7520.186 | 7369.585 | 7389.856 | 7211.359 | 7018.933 | 6818.815 | 6613.982 | 6405.724 | 6194.515 | 5984.079 | 5778.515 | 5578.332 | 5381.509 | 5187.992 | 5000.096 | 4818.295 | 4641.619 | 4469.335 | 4302.062 | 4139.949 | 3982.823 | 3831.868 | 3681.95 | 3537.025 | 3397.998 | 3264.859 | 3137.08 | 3013.977 | 2895.378 | 2781.075 | 2671.062
CCSM4-Base-Price_effect | Northwest | Residential | Electric | Other Non-Substitutables | Annual | Average | LDCEU/TDEF | Electric Load Curve (Incl. Cogen) | GWh | 6373.875 | 6394.29 | 6563.137 | 7090.396 | 6576.013 | 7286.235 | 6756.428 | 7807.192 | 7609.063 | 7704.458 | 7924.15 | 7879.626 | 7614.659 | 7697.865 | 7643.114 | 7441.129 | 7857.086 | 7724.339 | 7927.655 | 8109.248 | 8079.889 | 8439.069 | 8612.126 | 8624.771 | 7888.425 | 8181.262 | 7703.769 | 7901.004 | 7773.44 | 8113.668 | 8021.26 | 8076.953 | 8144.79 | 8215.57 | 8292.252 | 8372.238 | 8713.519 | 8815.106 | 8917.382 | 9022.899 | 9130.771 | 9238.561 | 9342.66 | 9446.87 | 9556.655 | 9671.25 | 9785.146 | 9896.937 | 10010.91 | 10128.3 | 10245.88 | 10361.4 | 10476.16 | 10591.15 | 10704.99 | 10822.4 | 10924.54 | 11026.29 | 11130.55 | 11238.96 | 11349.69 | 11460.53 | 11571.35 | 11681.86 | 11792.58
CCSM4-Base-Price_effect | Northwest | Residential | Electric | Water Heating Over 55 | Annual | Average | LDCEU/TDEF | Electric Load Curve (Incl. Cogen) | GWh | 0 | 0 | 102.3446 | 128.9422 | 162.233 | 190.5628 | 203.6823 | 269.0392 | 301.317 | 331.4208 | 362.754 | 378.8533 | 409.5317 | 447.511 | 467.4516 | 476.6682 | 528.2817 | 539.7487 | 549.2736 | 581.7388 | 722.0207 | 793.3332 | 846.8027 | 872.5779 | 866.5231 | 926.4117 | 939.4102 | 781.43 | 744.6866 | 1054.486 | 1061.47 | 1103.595 | 1099.788 | 1096.737 | 1085.89 | 1017.888 | 944.7122 | 983.4821 | 1043.226 | 909.2528 | 972.5481 | 1109.112 | 1014.076 | 951.945 | 1012.097 | 1028.58 | 1010.909 | 952.4308 | 1004.597 | 969.7886 | 922.0569 | 948.7797 | 906.9435 | 884.7862 | 940.7089 | 936.7935 | 891.2831 | 904.1006 | 908.3906 | 832.1119 | 849.4719 | 877.8557 | 877.4076 | 900.5775 | 910.3118
CCSM4-Base-Price_effect | Northwest | Commercial | Electric | All | Annual | Average | LDCEU/TDEF | Electric Load Curve (Incl. Cogen) | GWh | 38459.94 | 39373.73 | 40788.75 | 41423.24 | 42187.98 | 42964.41 | 44475.3 | 44735.2 | 46862.21 | 47170.32 | 49920.93 | 49480.06 | 49928.57 | 51340.58 | 54068.68 | 53504.36 | 56723.8 | 54410.88 | 54334.49 | 54081.46 | 53204.7 | 53874.54 | 55398.64 | 54436.98 | 51366.25 | 52761.27 | 51722.49 | 53086.73 | 52528.28 | 53453.98 | 52871.64 | 53238.81 | 53102.17 | 52729.52 | 52868 | 52182.92 | 52106.74 | 51810.23 | 51432.74 | 51322.91 | 50791.94 | 50768.71 | 51327.86 | 50952.22 | 50839.43 | 50917.83 | 51672.57 | 51863.32 | 52054.61 | 52324.95 | 53005.71 | 52847.82 | 53623.66 | 54114.82 | 53592.04 | 54586.17 | 55594.6 | 55779.87 | 56449.93 | 57516.27 | 57125.02 | 58037.64 | 58562.02 | 59277.05 | 59653.67
CCSM4-Base-Price_effect | Northwest | Commercial | Electric | Space Heating | Annual | Average | LDCEU/TDEF | Electric Load Curve (Incl. Cogen) | GWh | 2768.933 | 2682.624 | 2993.16 | 3221.204 | 2914.488 | 3080.815 | 2814.336 | 3676.028 | 3140.086 | 3205.313 | 3713.691 | 3390.152 | 3161 | 3884.44 | 4151.808 | 4012.304 | 4167.747 | 3451.507 | 3666.068 | 3953.519 | 3885.549 | 3895.997 | 4060.888 | 3973.303 | 3735.935 | 3859.718 | 3768.427 | 3880.57 | 3855.091 | 3939.186 | 3909.362 | 4028.117 | 4088.522 | 4124.724 | 4140.452 | 4081.461 | 3980.94 | 4079.782 | 4199.928 | 4026.686 | 4161.203 | 4410.101 | 4303.72 | 4237.183 | 4365.165 | 4432.799 | 4442.896 | 4374.146 | 4514.826 | 4471.197 | 4419.504 | 4503.63 | 4463.838 | 4438.341 | 4574.487 | 4600.889 | 4541.129 | 4592.474 | 4620.129 | 4493.947 | 4547.975 | 4617.235 | 4654.472 | 4706.415 | 4739.302
CCSM4-Base-Price_effect | Northwest | Commercial | Electric | Water Heating | Annual | Average | LDCEU/TDEF | Electric Load Curve (Incl. Cogen) | GWh | 882.3937 | 896.343 | 942.5218 | 968.0308 | 895.3741 | 951.2161 | 973.529 | 1072.846 | 1005.737 | 1066.913 | 1102.844 | 1081.899 | 1032.25 | 1190.633 | 1245.236 | 1214.667 | 1258.215 | 1132.642 | 1179.967 | 1222.27 | 1152.689 | 1191.164 | 1284.597 | 1182.299 | 1233.316 | 1232.958 | 1179.926 | 1221.007 | 1217.56 | 1248.206 | 1244.06 | 1315.691 | 1332.761 | 1346.079 | 1347.841 | 1277.262 | 1182.323 | 1255.678 | 1345.578 | 1182.305 | 1278.39 | 1481.957 | 1377.537 | 1313.911 | 1407.67 | 1452.341 | 1448.435 | 1392.919 | 1487.357 | 1450.448 | 1393.462 | 1457.502 | 1417.156 | 1397.403 | 1496.161 | 1519.963 | 1464.279 | 1513.974 | 1535.201 | 1420.514 | 1469.568 | 1529.754 | 1547.987 | 1599.779 | 1640.559
CCSM4-Base-Price_effect | Northwest | Commercial | Electric | Other Substitutables | Annual | Average | LDCEU/TDEF | Electric Load Curve (Incl. Cogen) | GWh | 676.4607 | 725.5498 | 763.0958 | 784.5076 | 723.5509 | 764.7585 | 780.7388 | 861.783 | 813.0527 | 859.7897 | 883.8791 | 862.0698 | 819.9756 | 941.0984 | 975.7186 | 944.8655 | 980.7214 | 877.6442 | 912.6802 | 948.2165 | 966.0232 | 922.5809 | 895.7102 | 995.3585 | 832.0865 | 852.2313 | 893.994 | 918.9307 | 909.2994 | 924.045 | 914.5838 | 947.4207 | 980.6171 | 1015.014 | 1052.497 | 1088.802 | 1127.383 | 1156.707 | 1184.966 | 1212.96 | 1242.785 | 1274.225 | 1302.51 | 1326.642 | 1357.496 | 1384.128 | 1412.493 | 1437.944 | 1463.37 | 1486.486 | 1510.177 | 1531.769 | 1554.339 | 1574.151 | 1593.012 | 1609.765 | 1627.548 | 1642.779 | 1657.276 | 1671.493 | 1683.917 | 1696.154 | 1708.291 | 1718.844 | 1731.186
CCSM4-Base-Price_effect | Northwest | Commercial | Electric | Refrigeration | Annual | Average | LDCEU/TDEF | Electric Load Curve (Incl. Cogen) | GWh | 5043.597 | 5860.459 | 6180.727 | 6345.336 | 5858.858 | 6200.093 | 6344.352 | 7008.324 | 6623.469 | 7029.264 | 7246.498 | 7070.585 | 6737.264 | 7752.659 | 8079.689 | 7852.376 | 8146.037 | 7272.248 | 7564.592 | 7808.329 | 7311.431 | 7630.125 | 8292.903 | 7605.808 | 7846.641 | 7797.079 | 7234.348 | 7263.545 | 7020.357 | 6970.811 | 6726.711 | 6471.121 | 6232.21 | 6015.611 | 5824.664 | 5652.906 | 5511.403 | 5390.98 | 5283.987 | 5195.362 | 5127.398 | 5079.608 | 5041.595 | 5005.476 | 4999.836 | 4996.523 | 5004.996 | 5012.903 | 5032.204 | 5053.585 | 5082.625 | 5114.951 | 5156.072 | 5194.89 | 5237.002 | 5279.74 | 5330.126 | 5381.152 | 5434.903 | 5491.579 | 5550.766 | 5612.216 | 5676.059 | 5741.875 | 5809.174
CCSM4-Base-Price_effect | Northwest | Commercial | Electric | Lighting | Annual | Average | LDCEU/TDEF | Electric Load Curve (Incl. Cogen) | GWh | 9373.547 | 9601.88 | 10118.57 | 10385.81 | 9597.452 | 10198.72 | 10431.65 | 11519.42 | 10817.23 | 11509.55 | 11903.62 | 11642.51 | 11115.26 | 12843.96 | 13430.79 | 13115.31 | 13590.87 | 11703.54 | 12205.91 | 12631.87 | 12651.82 | 12608.67 | 12650.29 | 12995.94 | 11716.78 | 12010.45 | 12053.81 | 12399.69 | 12299.22 | 12562.33 | 12461.37 | 12479.84 | 12297.06 | 11950.86 | 11488.02 | 11042.62 | 10660.58 | 10328.88 | 10028.88 | 9763.871 | 9529.819 | 9333.682 | 9157.787 | 8991.788 | 8861.281 | 8742.003 | 8637.623 | 8538.451 | 8449.188 | 8368.415 | 8297.215 | 8236.236 | 8182.597 | 8133.833 | 8085.354 | 8051.681 | 8035.77 | 8030.219 | 8036.097 | 8052.218 | 8077.62 | 8111.529 | 8153.268 | 8202.098 | 8239.348
CCSM4-Base-Price_effect | Northwest | Commercial | Electric | Air Conditioning | Annual | Average | LDCEU/TDEF | Electric Load Curve (Incl. Cogen) | GWh | 10587.25 | 10276.38 | 9956.545 | 9636.214 | 12890.17 | 11855.04 | 12998.88 | 9390.504 | 13968.28 | 12329.17 | 13490.77 | 14077.18 | 16193.08 | 12123.36 | 12970.73 | 13435.12 | 15188.43 | 17872.31 | 16169.87 | 14491.96 | 14490.16 | 14544.95 | 14594.48 | 14691.59 | 13524.13 | 13915.13 | 13930.28 | 14343.11 | 14239.62 | 14526.18 | 14414.58 | 14569.56 | 14523.55 | 14471.05 | 15072.7 | 14968.34 | 15412.21 | 15180.48 | 14810.91 | 15202.4 | 14533.56 | 14058.6 | 14807.1 | 14545.58 | 14081.01 | 13913.03 | 14495.28 | 14655.31 | 14438.74 | 14603.93 | 15184.92 | 14647.68 | 15246.14 | 15513.33 | 14506.16 | 15180.45 | 15994.35 | 15762.42 | 16049.09 | 17004.04 | 16142.91 | 16543.21 | 16613.7 | 16813.79 | 16787.78
CCSM4-Base-Price_effect | Northwest | Commercial | Electric | Other Non-Substitutables | Annual | Average | LDCEU/TDEF | Electric Load Curve (Incl. Cogen) | GWh | 9127.758 | 9330.496 | 9834.131 | 10082.14 | 9308.092 | 9913.761 | 10131.82 | 11206.3 | 10494.36 | 11170.32 | 11579.63 | 11355.66 | 10869.74 | 12604.43 | 13214.72 | 12929.72 | 13391.79 | 12100.99 | 12635.41 | 13025.3 | 12747.02 | 13081.06 | 13619.77 | 12992.68 | 12477.37 | 13093.7 | 12661.7 | 13059.87 | 12987.13 | 13283.23 | 13200.98 | 13427.06 | 13647.46 | 13806.18 | 13941.83 | 14071.52 | 14231.91 | 14417.73 | 14578.48 | 14739.33 | 14918.78 | 15130.55 | 15337.62 | 15531.65 | 15766.97 | 15997.01 | 16230.84 | 16451.64 | 16668.92 | 16890.89 | 17117.81 | 17356.06 | 17603.51 | 17862.88 | 18099.86 | 18343.68 | 18601.4 | 18856.86 | 19117.23 | 19382.47 | 19652.27 | 19927.54 | 20208.24 | 20494.25 | 20706.32
CCSM4-Base-Price_effect | Northwest | Industrial | Electric | All | Annual | Average | LDCEU/TDEF | Electric Load Curve (Incl. Cogen) | GWh | 62864.16 | 67608.29 | 73968.03 | 77267.25 | 79927.41 | 79533.5 | 76981.8 | 73720.11 | 71607.93 | 73585.47 | 73016.27 | 73009.52 | 75814.77 | 76828.68 | 73741.49 | 47763.23 | 45515.78 | 49493.17 | 50524.3 | 54710.88 | 53034.34 | 52922.61 | 53910.23 | 51542.55 | 54289.83 | 56273.77 | 55839.64 | 56468.36 | 57128.06 | 56690.82 | 54550.94 | 55628.42 | 57100.51 | 57892.36 | 61630.89 | 63205.3 | 63740.79 | 63696.03 | 63704.41 | 63766.98 | 63634.27 | 63409.64 | 63232.97 | 63065.2 | 62964.62 | 62842.18 | 62757.89 | 62673.59 | 62559.94 | 62513.26 | 62439.5 | 62446.24 | 62376.77 | 62315.17 | 62356.96 | 62368.28 | 62417.02 | 62435.05 | 62489.07 | 62546.16 | 62731.02 | 62960.77 | 63187.55 | 63425.37 | 63769.42
CCSM4-Base-Price_effect | Northwest | Industrial | Electric | Process Heat | Annual | Average | LDCEU/TDEF | Electric Load Curve (Incl. Cogen) | GWh | 9169.162 | 10038.35 | 11371.94 | 11915.07 | 12272.22 | 12175.35 | 11455.27 | 10773.65 | 10125.09 | 10718.79 | 10804.15 | 10809.46 | 11470.2 | 11592.2 | 10743.55 | 4757.827 | 4694.288 | 5350.837 | 5273.953 | 6111.766 | 5880.246 | 5850.502 | 5723.837 | 5538.221 | 5675.438 | 5451.486 | 4919.504 | 4516.737 | 4137.599 | 3607.703 | 2094.3 | 2642.977 | 3267.088 | 3769.764 | 4904.383 | 5369.96 | 5792.224 | 5732.431 | 5693.303 | 5651.866 | 5599.664 | 5549.253 | 5497.556 | 5446.568 | 5399.504 | 5353.172 | 5307.18 | 5260.988 | 5211.616 | 5166.817 | 5122.181 | 5084.848 | 5043.717 | 4997.752 | 4959.024 | 4928.252 | 4897.121 | 4869.672 | 4844.161 | 4819.892 | 4790.956 | 4771.504 | 4749.491 | 4728.926 | 4708.64
CCSM4-Base-Price_effect | Northwest | Industrial | Electric | Motors | Annual | Average | LDCEU/TDEF | Electric Load Curve (Incl. Cogen) | GWh | 26934.67 | 28341.86 | 29669.36 | 30807.78 | 31857.69 | 31817.71 | 31902.18 | 30910.22 | 31352.46 | 31118.82 | 30415.2 | 30170.75 | 30424.97 | 30882.75 | 30946.81 | 27005.61 | 25549.39 | 26666.39 | 27679.84 | 28721.64 | 27561.24 | 27644.14 | 26200.11 | 24566.76 | 26610.69 | 28910.54 | 30457.65 | 32425.63 | 32895.76 | 34997.89 | 37977.73 | 38189.96 | 38445.14 | 38427.57 | 38963.51 | 38805.68 | 38554.05 | 38259.62 | 38003.69 | 37752.73 | 37430.29 | 37027.5 | 36680.14 | 36331.9 | 36007.45 | 35690.43 | 35408.75 | 35132.85 | 34846.79 | 34578.05 | 34314.2 | 34108.48 | 33849.91 | 33604.86 | 33435.38 | 33225.45 | 33045.3 | 32833.43 | 32652.08 | 32471.63 | 32435.74 | 32416.08 | 32403.31 | 32398.63 | 32481.59
CCSM4-Base-Price_effect | Northwest | Industrial | Electric | Other Subs | Annual | Average | LDCEU/TDEF | Electric Load Curve (Incl. Cogen) | GWh | 5998.493 | 6342.755 | 6767.287 | 7250.81 | 7777.646 | 7922.386 | 7822.56 | 8359.074 | 7925.451 | 8435.789 | 8023.532 | 8124.65 | 8574.322 | 8621.65 | 8654.745 | 7246.625 | 6246.322 | 7373.496 | 8011.126 | 8527.167 | 8726.895 | 8496.479 | 8381.48 | 7813.028 | 8811.432 | 8889.676 | 8208.237 | 7814.95 | 7920.648 | 6504.826 | 6070.407 | 6159.863 | 6340.324 | 6460.733 | 6769.505 | 6848.349 | 6898.906 | 6903.322 | 6910.306 | 6917.865 | 6915.099 | 6911.958 | 6902.269 | 6895.4 | 6892.124 | 6891.308 | 6885.461 | 6876.02 | 6859.74 | 6845.789 | 6834.145 | 6828.696 | 6814.539 | 6794.921 | 6786.313 | 6788.254 | 6789.843 | 6799.154 | 6808.332 | 6818.315 | 6799.79 | 6799.458 | 6792.384 | 6785.947 | 6788.805
CCSM4-Base-Price_effect | Northwest | Industrial | Electric | Miscellaneous | Annual | Average | LDCEU/TDEF | Electric Load Curve (Incl. Cogen) | GWh | 20761.84 | 22885.33 | 26159.45 | 27293.59 | 28019.85 | 27618.05 | 25801.79 | 23677.16 | 22204.93 | 23312.07 | 23773.39 | 23904.67 | 25345.27 | 25732.08 | 23396.39 | 8753.167 | 9025.781 | 10102.45 | 9559.378 | 11350.31 | 10865.96 | 10931.5 | 13604.81 | 13624.55 | 13192.27 | 13022.07 | 12254.24 | 11711.03 | 12174.05 | 11580.4 | 8408.497 | 8635.619 | 9047.962 | 9234.291 | 10993.49 | 12181.31 | 12495.61 | 12800.66 | 13097.11 | 13444.52 | 13689.21 | 13920.93 | 14153 | 14391.33 | 14665.53 | 14907.27 | 15156.5 | 15403.72 | 15641.8 | 15922.59 | 16168.96 | 16424.21 | 16668.61 | 16917.64 | 17176.24 | 17426.33 | 17684.75 | 17932.8 | 18184.5 | 18436.32 | 18704.53 | 18973.72 | 19242.36 | 19511.87 | 19790.38
CCSM4-Base-Price_effect | Northwest | Transportation | Electric | All | Annual | Average | LDCECC/TDEF | Electric Load Curve | GWh | 24.208 | 24.1195 | 23.896 | 25.7456 | 25.6581 | 29.5536 | 31.0874 | 29.8543 | 30.5561 | 33.0536 | 29.7406 | 29.7486 | 32.9234 | 52.7481 | 53.4929 | 54.1336 | 57.9547 | 60.1833 | 59.4226 | 60.3773 | 58.9626 | 58.399 | 59.9646 | 63.5142 | 66.1425 | 75.0487 | 88.797 | 123.9005 | 164.8105 | 190.7529 | 233.1872 | 291.6825 | 355.0984 | 427.1081 | 501.507 | 588.9346 | 695.8756 | 826.7335 | 992.3762 | 1171.866 | 1366.421 | 1578.081 | 1806.111 | 2053.932 | 2324.231 | 2617.069 | 2933.464 | 3291.317 | 3661.913 | 4060.752 | 4491.524 | 4951.192 | 5442.373 | 5966.019 | 6525.374 | 7117.171 | 7745.829 | 8405.055 | 9096.28 | 9816.051 | 10565.64 | 11340.02 | 12141.61 | 12920.19 | 13881.22
CCSM4-Base-Price_effect | Northwest | Streetlighting/PublicWater | Electric | All | Annual | Average | LDCECC/TDEF | Electric Load Curve | GWh | 2620.367 | 2618.497 | 2592.224 | 2648.414 | 2627.113 | 2646.916 | 2682.007 | 2703.911 | 2736.676 | 2730.542 | 2759.062 | 2703.852 | 2654.385 | 2671.137 | 2658.651 | 2754.88 | 2920.533 | 2910.379 | 2915.66 | 2940.94 | 2809.232 | 2760.531 | 2826.462 | 2788.133 | 2737.076 | 2749.354 | 2706.55 | 2744.004 | 2751.27 | 2754.641 | 2696.6 | 2690.455 | 2692.58 | 2696.702 | 2698.909 | 2699.861 | 2706.437 | 2705.463 | 2704.071 | 2708.782 | 2706.713 | 2707.655 | 2708.261 | 2702.144 | 2698.898 | 2692.285 | 2698.389 | 2691.306 | 2687.341 | 2680.122 | 2675.979 | 2671.685 | 2664.145 | 2659.97 | 2655.094 | 2650.111 | 2645.135 | 2640.165 | 2635.204 | 2630.25 | 2625.302 | 2620.363 | 2615.43 | 2610.505 | 2605.586
0
Scenario Name: Climate2_XGO_Low_NoFreeze ¦ Date: Wed 08/12/2020 ¦ Time: 14:10:06.27 ¦ Path: Q:\MJ\energy2020July30\2020Model ¦ Version: * ¦
| Engine | is the model name.
This is the Electricity Review for Northwest
| Area | Building Type | Fuel | Enduse | Month | Day | Variable | Descriptor | Units | 1986 | 1987 | 1988 | 1989 | 1990 | 1991 | 1992 | 1993 | 1994 | 1995 | 1996 | 1997 | 1998 | 1999 | 2000 | 2001 | 2002 | 2003 | 2004 | 2005 | 2006 | 2007 | 2008 | 2009 | 2010 | 2011 | 2012 | 2013 | 2014 | 2015 | 2016 | 2017 | 2018 | 2019 | 2020 | 2021 | 2022 | 2023 | 2024 | 2025 | 2026 | 2027 | 2028 | 2029 | 2030 | 2031 | 2032 | 2033 | 2034 | 2035 | 2036 | 2037 | 2038 | 2039 | 2040 | 2041 | 2042 | 2043 | 2044 | 2045 | 2046 | 2047 | 2048 | 2049 | 2050
CCSM4-Low-Price_effect | Northwest | Residential | Electric | All | Annual | Average | LDCEU/TDEF | Electric Load Curve (Incl. Cogen) | GWh | 57357.4 | 55883.34 | 57700.85 | 61346.79 | 60154.28 | 62542.77 | 59577.55 | 65043.7 | 63321.34 | 63919.31 | 67711.94 | 66072.49 | 65159.61 | 67029.06 | 67518.18 | 66254.88 | 70316.8 | 69291.48 | 69950.03 | 71620.38 | 71269.48 | 72032.1 | 75477.25 | 74921.38 | 69979.91 | 73022.34 | 69859.79 | 71685.04 | 69655.91 | 68489.04 | 69127.92 | 70901.62 | 71295.82 | 71565.54 | 72520.8 | 70722.06 | 71300.14 | 72370.06 | 74970.71 | 71978.76 | 74188.57 | 77823.13 | 76360.58 | 74854.78 | 76498.91 | 77033.2 | 78014.48 | 77831.43 | 79878.62 | 79166.88 | 78876.34 | 79264.36 | 80310.48 | 79469.32 | 79523.99 | 83067.6 | 83660.41 | 82075.29 | 82961.41 | 82427.61 | 80871.96 | 84491.32 | 85532.77 | 86940.41 | 87650.7
CCSM4-Low-Price_effect | Northwest | Residential | Electric | Space Heating | Annual | Average | LDCEU/TDEF | Electric Load Curve (Incl. Cogen) | GWh | 11959.91 | 11513.87 | 12594.64 | 14067.04 | 13660.11 | 14270.57 | 12616.85 | 14322.28 | 12708.19 | 12736.94 | 14806.8 | 13613.47 | 13014.1 | 14498.35 | 14775.66 | 14568.71 | 15509.43 | 14031.3 | 14419.73 | 15219.55 | 14633.2 | 14098.26 | 15822.64 | 15074.13 | 13507.86 | 15323.24 | 13685.83 | 15362.32 | 13903.42 | 13217.64 | 14636.28 | 15617.19 | 15708.1 | 15733.35 | 15583.74 | 14325.33 | 12999 | 14002.54 | 15215.31 | 12549.42 | 13831 | 16661.94 | 14908.68 | 13803.52 | 14921.3 | 15384.04 | 15122.51 | 14162.63 | 15345.87 | 14642.51 | 13671.53 | 14411.42 | 13699.83 | 13234.77 | 14413 | 14624.83 | 13698.61 | 14237.54 | 14354.01 | 12696.56 | 13226.15 | 13861.16 | 13981.72 | 14499.08 | 14974.04
CCSM4-Low-Price_effect | Northwest | Residential | Electric | Water Heating Under 55 | Annual | Average | LDCEU/TDEF | Electric Load Curve (Incl. Cogen) | GWh | 11236.43 | 11041.38 | 11113.09 | 11578.4 | 11212.39 | 11573.8 | 11195.76 | 12508.23 | 11852.42 | 12079 | 12211.83 | 11866.68 | 11419.19 | 11666.43 | 11399.8 | 11183.98 | 11616.46 | 11229.87 | 11112.55 | 11068.32 | 10608.48 | 10885.28 | 11255.26 | 11041.91 | 10498.51 | 10680.68 | 10395.53 | 10810.91 | 10832.15 | 10935.13 | 10815.3 | 11408.5 | 11516.52 | 11622.2 | 11635.31 | 11013.31 | 10476.89 | 11117.37 | 11915.53 | 10474.65 | 11316.99 | 13083.19 | 12127.54 | 11550.69 | 12343.45 | 12706.2 | 12636.41 | 12121.27 | 12915.34 | 12587.85 | 12076.56 | 12599 | 12216.55 | 12024.04 | 12852.59 | 13027.17 | 12509.12 | 12890 | 13041.07 | 12044.74 | 12436.96 | 12927.32 | 13047.3 | 13468.91 | 13812.88
CCSM4-Low-Price_effect | Northwest | Residential | Electric | Lighting | Annual | Average | LDCEU/TDEF | Electric Load Curve (Incl. Cogen) | GWh | 10230.35 | 10111.21 | 10217.76 | 10726.09 | 10436.36 | 10859.11 | 10575.81 | 12025.33 | 11567.76 | 11900.24 | 12214.44 | 11988.69 | 11688.94 | 12086.31 | 12015.69 | 11915.89 | 12546.83 | 12318.84 | 12430.35 | 12593.08 | 12273.18 | 12663.97 | 13222.78 | 12855.44 | 12130.32 | 12236.9 | 11489.27 | 11082.41 | 10279.66 | 9506.831 | 9083.046 | 8934.302 | 8918.994 | 8916.188 | 8920.906 | 8951.227 | 9228.029 | 9285.216 | 9345.204 | 9409.172 | 9476.5 | 9543.874 | 9611.246 | 9680.868 | 9757.625 | 9840.83 | 9924.325 | 10006.68 | 10092.84 | 10182.92 | 10273.67 | 10362.64 | 10450.92 | 10540.07 | 10628.66 | 10721.68 | 10802.44 | 10883.51 | 10967.23 | 11054.68 | 11144.63 | 11234.67 | 11324.92 | 11414.89 | 11505.51
CCSM4-Low-Price_effect | Northwest | Residential | Electric | Refrigeration | Annual | Average | LDCEU/TDEF | Electric Load Curve (Incl. Cogen) | GWh | 5755.548 | 5212.426 | 5273.506 | 5392.221 | 5212.716 | 5118.747 | 4812.376 | 4438.83 | 4278.206 | 4427.273 | 4661.258 | 4700.44 | 4704.836 | 4990.674 | 5107.831 | 4109.899 | 4025.631 | 3944.8 | 3908.426 | 3904.636 | 3977.169 | 4111.468 | 4211.464 | 3949.047 | 3719.154 | 3791.866 | 3724.95 | 3805.446 | 4341.084 | 4311.225 | 4737.766 | 4729.442 | 4707.153 | 4690.178 | 4677.271 | 4669.271 | 4785.333 | 4793.283 | 4803.855 | 4817.974 | 4835.13 | 4853.978 | 4873.171 | 4894.157 | 4919.312 | 4948.292 | 4978.28 | 5008.576 | 5041.176 | 5076.439 | 5112.821 | 5149.183 | 5186.055 | 5223.877 | 5262.015 | 5302.557 | 5337.097 | 5372.146 | 5408.959 | 5448.127 | 5488.889 | 5530.189 | 5571.978 | 5614.061 | 5656.74
CCSM4-Low-Price_effect | Northwest | Residential | Electric | Freezer | Annual | Average | LDCEU/TDEF | Electric Load Curve (Incl. Cogen) | GWh | 1548.59 | 1412.869 | 1440.844 | 1374.153 | 1356.599 | 1422.785 | 1372.139 | 1207.949 | 1212.209 | 1243.959 | 1259.485 | 1260.105 | 1237.229 | 1286.344 | 1305.063 | 1192.367 | 1278.36 | 1262.346 | 1291.368 | 1307.639 | 1251.077 | 1271.691 | 1406.64 | 1289.317 | 1585.7 | 1313.767 | 1281.476 | 1307.323 | 1241.569 | 908.0657 | 928.0443 | 873.6414 | 874.2478 | 875.6988 | 877.5279 | 880.0881 | 904.4442 | 909.5262 | 914.8633 | 920.6046 | 926.6416 | 932.6984 | 938.9476 | 945.6392 | 953.0925 | 961.2863 | 969.6771 | 978.1861 | 987.2208 | 996.8127 | 1006.609 | 1016.399 | 1026.315 | 1036.516 | 1046.869 | 1058.04 | 1068.301 | 1078.835 | 1089.89 | 1101.531 | 1113.697 | 1126.084 | 1138.741 | 1151.585 | 1164.771
CCSM4-Low-Price_effect | Northwest | Residential | Electric | Clothes Washer | Annual | Average | LDCEU/TDEF | Electric Load Curve (Incl. Cogen) | GWh | 598.3237 | 586.014 | 560.9583 | 581.5216 | 560.2718 | 573.7611 | 527.3397 | 602.8728 | 558.3094 | 551.845 | 562.5753 | 549.9957 | 518.6805 | 534.6788 | 514.6696 | 502.6836 | 497.1234 | 472.6685 | 476.0677 | 467.4409 | 433.1592 | 444.1966 | 431.0614 | 413.1035 | 381.7149 | 363.3238 | 338.2773 | 362.2975 | 356.6183 | 358.4178 | 356.5477 | 355.75 | 358.9781 | 362.3503 | 365.7184 | 369.2125 | 382.56 | 386.8452 | 391.0819 | 395.3548 | 399.625 | 403.7874 | 407.859 | 411.9502 | 416.2453 | 420.7471 | 425.2046 | 429.5842 | 434.0777 | 438.6969 | 443.3186 | 447.8485 | 452.3452 | 456.8603 | 461.3609 | 466.0498 | 470.2281 | 474.4149 | 478.7372 | 483.2075 | 487.7984 | 492.4103 | 497.0495 | 501.6994 | 506.4051
CCSM4-Low-Price_effect | Northwest | Residential | Electric | Clothes Dryer | Annual | Average | LDCEU/TDEF | Electric Load Curve (Incl. Cogen) | GWh | 2995.153 | 2977.851 | 3027.91 | 3203.627 | 2717.678 | 2875.032 | 2820.165 | 3259.02 | 3203.123 | 3341.659 | 3469.292 | 3477.342 | 3443.705 | 3614.708 | 3631.982 | 3663.988 | 3922.831 | 3926.401 | 3995.901 | 4084.254 | 4048.299 | 3671.512 | 3888.478 | 3845.012 | 3695.396 | 3790.091 | 3725.605 | 3908.425 | 3958.896 | 4042.084 | 4310.591 | 4370.739 | 4464.379 | 4556.138 | 4645.538 | 4734.177 | 4968.521 | 5065.597 | 5161.059 | 5256.581 | 5351.806 | 5445.558 | 5536.377 | 5626.74 | 5719.64 | 5814.832 | 5909.235 | 6002.307 | 6096.412 | 6192.613 | 6288.855 | 6383.849 | 6478.54 | 6573.836 | 6668.587 | 6766.185 | 6855.212 | 6944.499 | 7035.401 | 7129.258 | 7224.838 | 7320.999 | 7417.759 | 7514.93 | 7612.97
CCSM4-Low-Price_effect | Northwest | Residential | Electric | Dishwasher | Annual | Average | LDCEU/TDEF | Electric Load Curve (Incl. Cogen) | GWh | 840.0462 | 805.2482 | 819.4912 | 902.3594 | 872.1222 | 929.1053 | 921.6357 | 1062.33 | 1026.3 | 1078.252 | 1112.978 | 1119.634 | 1086.262 | 1126.484 | 1130.806 | 1126.891 | 1196.313 | 1178.676 | 1186.765 | 1209.248 | 1178.782 | 1226.91 | 1270.632 | 1250.819 | 1292.793 | 1312.898 | 1264.211 | 1296.935 | 1293.442 | 1293.795 | 1388.407 | 1378.684 | 1399.115 | 1421.955 | 1446.436 | 1472.993 | 1540.651 | 1573.93 | 1608.551 | 1644.759 | 1682.493 | 1721.183 | 1760.856 | 1801.893 | 1845.252 | 1890.937 | 1937.7 | 1985.375 | 2034.942 | 2086.466 | 2139.392 | 2193.226 | 2248.231 | 2304.763 | 2362.532 | 2422.473 | 2480.998 | 2540.957 | 2602.882 | 2667.119 | 2733.426 | 2801.352 | 2870.931 | 2942.132 | 3015.19
CCSM4-Low-Price_effect | Northwest | Residential | Electric | Cooking | Annual | Average | LDCEU/TDEF | Electric Load Curve (Incl. Cogen) | GWh | 1998.334 | 2050.044 | 2144.699 | 2318.051 | 2324.369 | 2490.486 | 2477.131 | 2903.925 | 2804.974 | 2857.629 | 2929.4 | 2872.956 | 2790.181 | 2871.739 | 2833.582 | 2827.592 | 3005.786 | 3001.966 | 3041.588 | 3127.825 | 3098.29 | 3253.99 | 3456.14 | 3431.572 | 3250.469 | 3278.272 | 3216.042 | 3322.079 | 3336.078 | 3347.951 | 3506.557 | 3531.371 | 3560.707 | 3561.701 | 3564.433 | 3569.272 | 3675.525 | 3690.005 | 3705.848 | 3724.021 | 3744.063 | 3765.33 | 3785.183 | 3806.053 | 3829.557 | 3855.083 | 3881.193 | 3907.546 | 3934.574 | 3963.521 | 3993.344 | 4022.282 | 4051.595 | 4081.435 | 4110.842 | 4141.699 | 4167.154 | 4192.022 | 4217.907 | 4245.355 | 4273.165 | 4301.168 | 4329.228 | 4356.664 | 4383.923
CCSM4-Low-Price_effect | Northwest | Residential | Electric | Air Conditioning | Annual | Average | LDCEU/TDEF | Electric Load Curve (Incl. Cogen) | GWh | 2035.303 | 1907.605 | 1841.789 | 1774.515 | 2804.931 | 2486.032 | 2656.777 | 1528.18 | 3096.603 | 2346.986 | 2694.867 | 2816.268 | 3503.86 | 2060.121 | 2206.134 | 2402.792 | 2707.069 | 3691.672 | 3034.398 | 2583.122 | 3099.001 | 2832.228 | 2215.298 | 3048.971 | 1803.311 | 2024.263 | 2301.893 | 2553.627 | 2904.115 | 3301.796 | 2570.284 | 2772.199 | 2820.596 | 2872.772 | 3913.367 | 3992.172 | 5313.239 | 4564.961 | 4965.912 | 6077.964 | 5956.401 | 4714.26 | 5921.717 | 6018.783 | 5520.946 | 5013.884 | 6139.588 | 7285.067 | 7079.951 | 7188.058 | 8171.945 | 7016.277 | 8937.95 | 8506.062 | 6223.807 | 9086.422 | 10919.5 | 8145.648 | 8485.781 | 10383.92 | 7574.878 | 9718.283 | 10189.52 | 10299.52 | 9836.883
CCSM4-Low-Price_effect | Northwest | Residential | Electric | Entertainment Center | Annual | Average | LDCEU/TDEF | Electric Load Curve (Incl. Cogen) | GWh | 1785.537 | 1870.532 | 2000.676 | 2209.478 | 2258.488 | 2466.543 | 2641.464 | 3108.524 | 3102.884 | 3319.643 | 3502.107 | 3548.437 | 3728.429 | 4147.841 | 4486.397 | 4842.292 | 5625.594 | 5968.858 | 6575.948 | 7364.278 | 7866.931 | 8340.201 | 8837.932 | 9224.707 | 9359.742 | 9799.367 | 9793.516 | 9190.833 | 8690.743 | 8097.954 | 7712.362 | 7749.263 | 7722.452 | 7640.697 | 7516.685 | 7363.087 | 7380.249 | 7198.969 | 7003.957 | 6801.401 | 6594.346 | 6384.055 | 6170.996 | 5958.866 | 5751.753 | 5550.139 | 5352.047 | 5157.409 | 4968.499 | 4785.8 | 4608.357 | 4435.434 | 4267.632 | 4105.089 | 3947.637 | 3796.439 | 3646.391 | 3501.405 | 3362.38 | 3229.289 | 3101.607 | 2978.656 | 2860.264 | 2746.201 | 2636.47
CCSM4-Low-Price_effect | Northwest | Residential | Electric | Other Non-Substitutables | Annual | Average | LDCEU/TDEF | Electric Load Curve (Incl. Cogen) | GWh | 6373.875 | 6394.29 | 6563.137 | 7090.396 | 6576.013 | 7286.235 | 6756.428 | 7807.192 | 7609.063 | 7704.458 | 7924.15 | 7879.626 | 7614.659 | 7697.865 | 7643.114 | 7441.129 | 7857.086 | 7724.339 | 7927.655 | 8109.248 | 8079.889 | 8439.069 | 8612.126 | 8624.771 | 7888.425 | 8181.262 | 7703.769 | 7901.004 | 7773.44 | 8113.668 | 8021.26 | 8076.953 | 8144.79 | 8215.57 | 8288.201 | 8364.437 | 8701.559 | 8799.124 | 8897.337 | 8998.672 | 9102.339 | 9205.867 | 9305.651 | 9405.457 | 9510.722 | 9620.646 | 9729.83 | 9836.839 | 9945.894 | 10058.25 | 10170.74 | 10281.14 | 10390.71 | 10500.43 | 10608.96 | 10720.98 | 10817.77 | 10914.09 | 11012.83 | 11115.59 | 11220.55 | 11325.55 | 11430.48 | 11534.97 | 11639.61
CCSM4-Low-Price_effect | Northwest | Residential | Electric | Water Heating Over 55 | Annual | Average | LDCEU/TDEF | Electric Load Curve (Incl. Cogen) | GWh | 0 | 0 | 102.3446 | 128.9422 | 162.233 | 190.5628 | 203.6823 | 269.0392 | 301.317 | 331.4208 | 362.754 | 378.8533 | 409.5317 | 447.511 | 467.4516 | 476.6682 | 528.2817 | 539.7487 | 549.2736 | 581.7388 | 722.0207 | 793.3332 | 846.8027 | 872.5779 | 866.5231 | 926.4117 | 939.4102 | 781.43 | 744.6866 | 1054.486 | 1061.47 | 1103.595 | 1099.788 | 1096.737 | 1085.67 | 1017.479 | 944.1418 | 982.6985 | 1042.198 | 908.1879 | 971.2347 | 1107.419 | 1012.353 | 950.1619 | 1010.02 | 1026.287 | 1008.48 | 949.9733 | 1001.831 | 966.9421 | 919.1892 | 945.6648 | 903.809 | 881.5749 | 937.135 | 933.0782 | 887.597 | 900.2123 | 904.3292 | 828.2473 | 845.3813 | 873.4768 | 872.8845 | 895.779 | 905.3047
CCSM4-Low-Price_effect | Northwest | Commercial | Electric | All | Annual | Average | LDCEU/TDEF | Electric Load Curve (Incl. Cogen) | GWh | 38459.94 | 39373.73 | 40788.75 | 41423.24 | 42187.98 | 42964.41 | 44475.3 | 44735.2 | 46862.21 | 47170.32 | 49920.93 | 49480.06 | 49928.57 | 51340.58 | 54068.68 | 53504.36 | 56723.8 | 54410.88 | 54334.49 | 54081.46 | 53204.7 | 53874.54 | 55398.64 | 54436.98 | 51366.25 | 52761.27 | 51722.49 | 53086.73 | 52528.28 | 53453.98 | 52871.64 | 53238.81 | 53102.17 | 52729.52 | 51311.77 | 50381.5 | 50153.82 | 49765.7 | 49313.35 | 49123.5 | 48561.95 | 48539.45 | 49133.93 | 48807.25 | 48714.15 | 48774.14 | 49529.41 | 49754.85 | 49913.84 | 50121.7 | 50721.98 | 50537.65 | 51296.05 | 51808.6 | 51364.52 | 52356.77 | 53359.41 | 53542.29 | 54132.04 | 55128.68 | 54676.55 | 55463.46 | 55883.82 | 56484.28 | 56762.2
CCSM4-Low-Price_effect | Northwest | Commercial | Electric | Space Heating | Annual | Average | LDCEU/TDEF | Electric Load Curve (Incl. Cogen) | GWh | 2768.933 | 2682.624 | 2993.16 | 3221.204 | 2914.488 | 3080.815 | 2814.336 | 3676.028 | 3140.086 | 3205.313 | 3713.691 | 3390.152 | 3161 | 3884.44 | 4151.808 | 4012.304 | 4167.747 | 3451.507 | 3666.068 | 3953.519 | 3885.549 | 3895.997 | 4060.888 | 3973.303 | 3735.935 | 3859.718 | 3768.427 | 3880.57 | 3855.091 | 3939.186 | 3909.362 | 4028.117 | 4088.522 | 4124.724 | 4003.974 | 3923.73 | 3816.438 | 3904.519 | 4013.432 | 3842.116 | 3967.452 | 4206.635 | 4111.483 | 4051.579 | 4176.037 | 4239.911 | 4252.292 | 4190.058 | 4323.128 | 4277.133 | 4223.509 | 4301.144 | 4263.857 | 4242.13 | 4376.182 | 4403.846 | 4348.63 | 4396.794 | 4417.983 | 4294.356 | 4340.026 | 4399.929 | 4428.656 | 4471.755 | 4496.741
CCSM4-Low-Price_effect | Northwest | Commercial | Electric | Water Heating | Annual | Average | LDCEU/TDEF | Electric Load Curve (Incl. Cogen) | GWh | 882.3937 | 896.343 | 942.5218 | 968.0308 | 895.3741 | 951.2161 | 973.529 | 1072.846 | 1005.737 | 1066.913 | 1102.844 | 1081.899 | 1032.25 | 1190.633 | 1245.236 | 1214.667 | 1258.215 | 1132.642 | 1179.967 | 1222.27 | 1152.689 | 1191.164 | 1284.597 | 1182.299 | 1233.316 | 1232.958 | 1179.926 | 1221.007 | 1217.56 | 1248.206 | 1244.06 | 1315.691 | 1332.761 | 1346.079 | 1302.094 | 1225.266 | 1130.771 | 1198.895 | 1282.874 | 1125.637 | 1216.352 | 1410.959 | 1313.823 | 1254.42 | 1344.691 | 1387.117 | 1384.328 | 1332.546 | 1422.425 | 1385.77 | 1330.012 | 1390.235 | 1351.996 | 1334.062 | 1429.742 | 1453.339 | 1400.785 | 1448.121 | 1467.207 | 1356.944 | 1402.521 | 1458.68 | 1474.766 | 1522.789 | 1560.273
CCSM4-Low-Price_effect | Northwest | Commercial | Electric | Other Substitutables | Annual | Average | LDCEU/TDEF | Electric Load Curve (Incl. Cogen) | GWh | 676.4607 | 725.5498 | 763.0958 | 784.5076 | 723.5509 | 764.7585 | 780.7388 | 861.783 | 813.0527 | 859.7897 | 883.8791 | 862.0698 | 819.9756 | 941.0984 | 975.7186 | 944.8655 | 980.7214 | 877.6442 | 912.6802 | 948.2165 | 966.0232 | 922.5809 | 895.7102 | 995.3585 | 832.0865 | 852.2313 | 893.994 | 918.9307 | 909.2994 | 924.045 | 914.5838 | 947.4207 | 980.6171 | 1015.014 | 999.7187 | 1026.062 | 1059.951 | 1086.993 | 1113.387 | 1139.588 | 1168.562 | 1200.183 | 1230.649 | 1256.032 | 1287.203 | 1313.329 | 1342.69 | 1369.727 | 1394.513 | 1416.094 | 1438.071 | 1458.631 | 1481.782 | 1503.072 | 1523.773 | 1541.799 | 1560.662 | 1576.551 | 1591.209 | 1607.468 | 1621.106 | 1633.694 | 1645.314 | 1656.301 | 1668.956
CCSM4-Low-Price_effect | Northwest | Commercial | Electric | Refrigeration | Annual | Average | LDCEU/TDEF | Electric Load Curve (Incl. Cogen) | GWh | 5043.597 | 5860.459 | 6180.727 | 6345.336 | 5858.858 | 6200.093 | 6344.352 | 7008.324 | 6623.469 | 7029.264 | 7246.498 | 7070.585 | 6737.264 | 7752.659 | 8079.689 | 7852.376 | 8146.037 | 7272.248 | 7564.592 | 7808.329 | 7311.431 | 7630.125 | 8292.903 | 7605.808 | 7846.641 | 7797.079 | 7234.348 | 7263.545 | 7020.357 | 6970.811 | 6726.711 | 6471.121 | 6232.21 | 6015.611 | 5672.038 | 5476.146 | 5321.475 | 5193.157 | 5079.74 | 4984.929 | 4913.421 | 4865.645 | 4833.85 | 4801.806 | 4797.841 | 4793.517 | 4806.206 | 4819.652 | 4836.892 | 4853.922 | 4878.105 | 4907.68 | 4951.67 | 4995.848 | 5044.402 | 5091.715 | 5145.843 | 5200.442 | 5252.181 | 5310.047 | 5363.67 | 5416.306 | 5472.314 | 5530.494 | 5590.163
CCSM4-Low-Price_effect | Northwest | Commercial | Electric | Lighting | Annual | Average | LDCEU/TDEF | Electric Load Curve (Incl. Cogen) | GWh | 9373.547 | 9601.88 | 10118.57 | 10385.81 | 9597.452 | 10198.72 | 10431.65 | 11519.42 | 10817.23 | 11509.55 | 11903.62 | 11642.51 | 11115.26 | 12843.96 | 13430.79 | 13115.31 | 13590.87 | 11703.54 | 12205.91 | 12631.87 | 12651.82 | 12608.67 | 12650.29 | 12995.94 | 11716.78 | 12010.45 | 12053.81 | 12399.69 | 12299.22 | 12562.33 | 12461.37 | 12479.84 | 12297.06 | 11950.86 | 11213.11 | 10747.99 | 10344.75 | 9997.696 | 9684.752 | 9407.443 | 9167.01 | 8972.753 | 8807.754 | 8649.536 | 8523.385 | 8403.998 | 8306.244 | 8215.063 | 8123.97 | 8037.394 | 7960.194 | 7895.875 | 7845.604 | 7803.812 | 7764.394 | 7736.731 | 7725.642 | 7720.964 | 7719.244 | 7729.421 | 7742.327 | 7762.201 | 7791.24 | 7826.2 | 7850.104
CCSM4-Low-Price_effect | Northwest | Commercial | Electric | Air Conditioning | Annual | Average | LDCEU/TDEF | Electric Load Curve (Incl. Cogen) | GWh | 10587.25 | 10276.38 | 9956.545 | 9636.214 | 12890.17 | 11855.04 | 12998.88 | 9390.504 | 13968.28 | 12329.17 | 13490.77 | 14077.18 | 16193.08 | 12123.36 | 12970.73 | 13435.12 | 15188.43 | 17872.31 | 16169.87 | 14491.96 | 14490.16 | 14544.95 | 14594.48 | 14691.59 | 13524.13 | 13915.13 | 13930.28 | 14343.11 | 14239.62 | 14526.18 | 14414.58 | 14569.56 | 14523.55 | 14471.05 | 14648.2 | 14475.31 | 14859.49 | 14608.84 | 14229.65 | 14581.41 | 13925.25 | 13469.21 | 14199.15 | 13955.47 | 13512.5 | 13346.27 | 13911.42 | 14074.96 | 13859.95 | 14003.93 | 14545.63 | 14021.47 | 14597.41 | 14864.04 | 13913.73 | 14570.12 | 15360.17 | 15139.9 | 15402.72 | 16308.42 | 15463.71 | 15827.54 | 15878.88 | 16051.66 | 16008.73
CCSM4-Low-Price_effect | Northwest | Commercial | Electric | Other Non-Substitutables | Annual | Average | LDCEU/TDEF | Electric Load Curve (Incl. Cogen) | GWh | 9127.758 | 9330.496 | 9834.131 | 10082.14 | 9308.092 | 9913.761 | 10131.82 | 11206.3 | 10494.36 | 11170.32 | 11579.63 | 11355.66 | 10869.74 | 12604.43 | 13214.72 | 12929.72 | 13391.79 | 12100.99 | 12635.41 | 13025.3 | 12747.02 | 13081.06 | 13619.77 | 12992.68 | 12477.37 | 13093.7 | 12661.7 | 13059.87 | 12987.13 | 13283.23 | 13200.98 | 13427.06 | 13647.46 | 13806.18 | 13472.62 | 13506.99 | 13620.95 | 13775.59 | 13909.52 | 14042.38 | 14203.9 | 14414.07 | 14637.22 | 14838.41 | 15072.5 | 15289.99 | 15526.24 | 15752.84 | 15952.97 | 16147.46 | 16346.46 | 16562.62 | 16803.74 | 17065.64 | 17312.29 | 17559.22 | 17817.67 | 18059.52 | 18281.49 | 18522.02 | 18743.19 | 18965.11 | 19192.65 | 19425.09 | 19587.23
CCSM4-Low-Price_effect | Northwest | Industrial | Electric | All | Annual | Average | LDCEU/TDEF | Electric Load Curve (Incl. Cogen) | GWh | 62864.16 | 67608.29 | 73968.03 | 77267.25 | 79927.41 | 79533.5 | 76981.8 | 73720.11 | 71607.93 | 73585.47 | 73016.27 | 73009.52 | 75814.77 | 76828.68 | 73741.49 | 47763.23 | 45515.78 | 49493.17 | 50524.3 | 54710.88 | 53034.34 | 52922.61 | 53910.23 | 51542.55 | 54289.83 | 56273.77 | 55839.64 | 56468.36 | 57128.06 | 56690.82 | 54550.94 | 55628.42 | 57100.51 | 57892.36 | 59635.33 | 60441.66 | 59996.47 | 59078.82 | 58160.41 | 57279.71 | 56233.04 | 55155.43 | 54091.84 | 53066.75 | 52228.95 | 51413.84 | 50657.3 | 49913.48 | 49168.61 | 48470.54 | 47766.73 | 47135.92 | 46483.03 | 45891.52 | 45410.47 | 44916.77 | 44483.24 | 44010.91 | 43536.59 | 43101.4 | 42754.77 | 42453.05 | 42170.01 | 41891.18 | 41673.84
CCSM4-Low-Price_effect | Northwest | Industrial | Electric | Process Heat | Annual | Average | LDCEU/TDEF | Electric Load Curve (Incl. Cogen) | GWh | 9169.162 | 10038.35 | 11371.94 | 11915.07 | 12272.22 | 12175.35 | 11455.27 | 10773.65 | 10125.09 | 10718.79 | 10804.15 | 10809.46 | 11470.2 | 11592.2 | 10743.55 | 4757.827 | 4694.288 | 5350.837 | 5273.953 | 6111.766 | 5880.246 | 5850.502 | 5723.837 | 5538.221 | 5675.438 | 5451.486 | 4919.504 | 4516.737 | 4137.599 | 3607.703 | 2094.3 | 2642.977 | 3267.088 | 3769.764 | 4703.969 | 5077.366 | 5378.546 | 5238.724 | 5109.088 | 4974.546 | 4827.258 | 4689.816 | 4549.398 | 4415.315 | 4303.078 | 4195.826 | 4091.312 | 3988.761 | 3887.493 | 3789.939 | 3694.838 | 3608.309 | 3523.112 | 3443.765 | 3377.242 | 3314.851 | 3256.226 | 3194.597 | 3128.139 | 3068.81 | 3010.601 | 2959.857 | 2909.965 | 2860.688 | 2811.959
CCSM4-Low-Price_effect | Northwest | Industrial | Electric | Motors | Annual | Average | LDCEU/TDEF | Electric Load Curve (Incl. Cogen) | GWh | 26934.67 | 28341.86 | 29669.36 | 30807.78 | 31857.69 | 31817.71 | 31902.18 | 30910.22 | 31352.46 | 31118.82 | 30415.2 | 30170.75 | 30424.97 | 30882.75 | 30946.81 | 27005.61 | 25549.39 | 26666.39 | 27679.84 | 28721.64 | 27561.24 | 27644.14 | 26200.11 | 24566.76 | 26610.69 | 28910.54 | 30457.65 | 32425.63 | 32895.76 | 34997.89 | 37977.73 | 38189.96 | 38445.14 | 38427.57 | 37612.45 | 36922.48 | 36081.71 | 35249.81 | 34429.34 | 33608.51 | 32748.42 | 31851.6 | 30978.06 | 30130.36 | 29380.62 | 28671.45 | 28017.41 | 27372.38 | 26731.65 | 26094.15 | 25474.21 | 24904.39 | 24318.16 | 23777.35 | 23306.82 | 22823.16 | 22381.01 | 21909.41 | 21446.68 | 21006.67 | 20659.52 | 20337.41 | 20036.08 | 19734.39 | 19485.06
CCSM4-Low-Price_effect | Northwest | Industrial | Electric | Other Subs | Annual | Average | LDCEU/TDEF | Electric Load Curve (Incl. Cogen) | GWh | 5998.493 | 6342.755 | 6767.287 | 7250.81 | 7777.646 | 7922.386 | 7822.56 | 8359.074 | 7925.451 | 8435.789 | 8023.532 | 8124.65 | 8574.322 | 8621.65 | 8654.745 | 7246.625 | 6246.322 | 7373.496 | 8011.126 | 8527.167 | 8726.895 | 8496.479 | 8381.48 | 7813.028 | 8811.432 | 8889.676 | 8208.237 | 7814.95 | 7920.648 | 6504.826 | 6070.407 | 6159.863 | 6340.324 | 6460.733 | 6465.296 | 6444.342 | 6375.72 | 6269.991 | 6154.417 | 6035.144 | 5902.906 | 5778.372 | 5646.588 | 5517.51 | 5411.98 | 5312.268 | 5208.761 | 5105.82 | 5001.45 | 4896.328 | 4796.347 | 4703.821 | 4610.138 | 4520.617 | 4447.394 | 4377.949 | 4313.331 | 4250.034 | 4180.416 | 4117.352 | 4039.901 | 3972.413 | 3899.091 | 3831.013 | 3766.974
CCSM4-Low-Price_effect | Northwest | Industrial | Electric | Miscellaneous | Annual | Average | LDCEU/TDEF | Electric Load Curve (Incl. Cogen) | GWh | 20761.84 | 22885.33 | 26159.45 | 27293.59 | 28019.85 | 27618.05 | 25801.79 | 23677.16 | 22204.93 | 23312.07 | 23773.39 | 23904.67 | 25345.27 | 25732.08 | 23396.39 | 8753.167 | 9025.781 | 10102.45 | 9559.378 | 11350.31 | 10865.96 | 10931.5 | 13604.81 | 13624.55 | 13192.27 | 13022.07 | 12254.24 | 11711.03 | 12174.05 | 11580.4 | 8408.497 | 8635.619 | 9047.962 | 9234.291 | 10853.62 | 11997.46 | 12160.49 | 12320.29 | 12467.57 | 12661.51 | 12754.45 | 12835.64 | 12917.79 | 13003.56 | 13133.27 | 13234.29 | 13339.81 | 13446.52 | 13548.02 | 13690.13 | 13801.34 | 13919.4 | 14031.61 | 14149.79 | 14279.02 | 14400.81 | 14532.67 | 14656.87 | 14781.35 | 14908.57 | 15044.74 | 15183.37 | 15324.87 | 15465.09 | 15609.84
CCSM4-Low-Price_effect | Northwest | Transportation | Electric | All | Annual | Average | LDCECC/TDEF | Electric Load Curve | GWh | 24.208 | 24.1195 | 23.896 | 25.7456 | 25.6581 | 29.5536 | 31.0874 | 29.8543 | 30.5561 | 33.0536 | 29.7406 | 29.7486 | 32.9234 | 52.7481 | 53.4929 | 54.1336 | 57.9547 | 60.1833 | 59.4226 | 60.3773 | 58.9626 | 58.399 | 59.9646 | 63.5142 | 66.1425 | 75.0487 | 88.797 | 123.9005 | 164.8105 | 190.7529 | 233.1872 | 291.6825 | 355.0984 | 427.1081 | 487.0897 | 564.3937 | 658.7467 | 777.1073 | 929.9962 | 1094.583 | 1273.626 | 1473.098 | 1687.897 | 1916.96 | 2185.023 | 2464.98 | 2773.521 | 3123.24 | 3477.059 | 3854.724 | 4126.382 | 4517.891 | 4939.938 | 5395.648 | 5895.675 | 6422.332 | 6980.643 | 7557.567 | 8150.521 | 8759.346 | 9392.14 | 10051.38 | 10737.98 | 11394.44 | 12210.09
CCSM4-Low-Price_effect | Northwest | Streetlighting/PublicWater | Electric | All | Annual | Average | LDCECC/TDEF | Electric Load Curve | GWh | 2620.367 | 2618.497 | 2592.224 | 2648.414 | 2627.113 | 2646.916 | 2682.007 | 2703.911 | 2736.676 | 2730.542 | 2759.062 | 2703.852 | 2654.385 | 2671.137 | 2658.651 | 2754.88 | 2920.533 | 2910.379 | 2915.66 | 2940.94 | 2809.232 | 2760.531 | 2826.462 | 2788.133 | 2737.076 | 2749.354 | 2706.55 | 2744.004 | 2751.27 | 2754.641 | 2696.6 | 2690.455 | 2692.58 | 2696.702 | 2166.875 | 2154.321 | 2156.264 | 2151.429 | 2148.397 | 2151.033 | 2150.876 | 2154.81 | 2155.229 | 2155.634 | 2167.197 | 2169.032 | 2176.7 | 2181.216 | 2181.496 | 2183.732 | 2187.083 | 2190.426 | 2193.855 | 2197.148 | 2200.592 | 2203.994 | 2207.325 | 2210.806 | 2214.276 | 2217.739 | 2221.254 | 2224.635 | 2228.165 | 2231.718 | 2235.165
Climate2_XGO_High_NOFreeze
Scenario Name: Climate2_XGO_High_NoFreeze ¦ Date: Wed 08/12/2020 ¦ Time: 15:19:27.25 ¦ Path: Q:\MJ\energy2020July30\2020Model ¦ Version: * ¦
| Engine | is the model name.
This is the Electricity Review for Northwest
| Area | Building Type | Fuel | Enduse | Month | Day | Variable | Descriptor | Units | 1986 | 1987 | 1988 | 1989 | 1990 | 1991 | 1992 | 1993 | 1994 | 1995 | 1996 | 1997 | 1998 | 1999 | 2000 | 2001 | 2002 | 2003 | 2004 | 2005 | 2006 | 2007 | 2008 | 2009 | 2010 | 2011 | 2012 | 2013 | 2014 | 2015 | 2016 | 2017 | 2018 | 2019 | 2020 | 2021 | 2022 | 2023 | 2024 | 2025 | 2026 | 2027 | 2028 | 2029 | 2030 | 2031 | 2032 | 2033 | 2034 | 2035 | 2036 | 2037 | 2038 | 2039 | 2040 | 2041 | 2042 | 2043 | 2044 | 2045 | 2046 | 2047 | 2048 | 2049 | 2050
CCSM4-High-Price_effect | Northwest | Residential | Electric | All | Annual | Average | LDCEU/TDEF | Electric Load Curve (Incl. Cogen) | GWh | 57357.4 | 55883.34 | 57700.85 | 61346.79 | 60154.28 | 62542.77 | 59577.55 | 65043.7 | 63321.34 | 63919.31 | 67711.94 | 66072.49 | 65159.61 | 67029.06 | 67518.18 | 66254.88 | 70316.8 | 69291.48 | 69950.03 | 71620.38 | 71269.48 | 72032.1 | 75477.25 | 74921.38 | 69979.91 | 73022.34 | 69859.79 | 71685.04 | 69655.91 | 68489.04 | 69127.92 | 70901.62 | 71295.82 | 71565.54 | 72631.42 | 70931.75 | 71614.03 | 72790.63 | 75510.05 | 72592.77 | 74923.37 | 78701.71 | 77317.83 | 75888.29 | 77655.59 | 78297.88 | 79389.48 | 79295.31 | 81480.91 | 80851.23 | 80645.49 | 81140.66 | 82300.71 | 81531.66 | 81685.97 | 85412.58 | 86109.36 | 84575.02 | 85579.55 | 85112.92 | 83600.09 | 87431.51 | 88601.31 | 90154.93 | 90986.46
CCSM4-High-Price_effect | Northwest | Residential | Electric | Space Heating | Annual | Average | LDCEU/TDEF | Electric Load Curve (Incl. Cogen) | GWh | 11959.91 | 11513.87 | 12594.64 | 14067.04 | 13660.11 | 14270.57 | 12616.85 | 14322.28 | 12708.19 | 12736.94 | 14806.8 | 13613.47 | 13014.1 | 14498.35 | 14775.66 | 14568.71 | 15509.43 | 14031.3 | 14419.73 | 15219.55 | 14633.2 | 14098.26 | 15822.64 | 15074.13 | 13507.86 | 15323.24 | 13685.83 | 15362.32 | 13903.42 | 13217.64 | 14636.28 | 15617.19 | 15708.1 | 15733.35 | 15606.72 | 14366.77 | 13055.44 | 14082.59 | 15323.21 | 12655.71 | 13967.05 | 16848.1 | 15094.72 | 13993.6 | 15145.98 | 15635.35 | 15388.54 | 14429.41 | 15653.77 | 14954.31 | 13979.18 | 14752.93 | 14040.63 | 13579.44 | 14804.61 | 15038.64 | 14101.12 | 14671.24 | 14806.55 | 13110.4 | 13671.31 | 14342.17 | 14481.38 | 15032.12 | 15540.02
CCSM4-High-Price_effect | Northwest | Residential | Electric | Water Heating Under 55 | Annual | Average | LDCEU/TDEF | Electric Load Curve (Incl. Cogen) | GWh | 11236.43 | 11041.38 | 11113.09 | 11578.4 | 11212.39 | 11573.8 | 11195.76 | 12508.23 | 11852.42 | 12079 | 12211.83 | 11866.68 | 11419.19 | 11666.43 | 11399.8 | 11183.98 | 11616.46 | 11229.87 | 11112.55 | 11068.32 | 10608.48 | 10885.28 | 11255.26 | 11041.91 | 10498.51 | 10680.68 | 10395.53 | 10810.91 | 10832.15 | 10935.13 | 10815.3 | 11408.5 | 11516.52 | 11622.2 | 11656.23 | 11051.57 | 10530.83 | 11192.33 | 12014.71 | 10578.37 | 11446.73 | 13253.05 | 12302.95 | 11734.6 | 12557.93 | 12945.27 | 12892.03 | 12383.32 | 13212.42 | 12894.76 | 12387.48 | 12940.31 | 12563.75 | 12381.67 | 13251.56 | 13448.18 | 12929 | 13338.59 | 13511 | 12493.62 | 12915.79 | 13440.94 | 13581.74 | 14037 | 14412.23
CCSM4-High-Price_effect | Northwest | Residential | Electric | Lighting | Annual | Average | LDCEU/TDEF | Electric Load Curve (Incl. Cogen) | GWh | 10230.35 | 10111.21 | 10217.76 | 10726.09 | 10436.36 | 10859.11 | 10575.81 | 12025.33 | 11567.76 | 11900.24 | 12214.44 | 11988.69 | 11688.94 | 12086.31 | 12015.69 | 11915.89 | 12546.83 | 12318.84 | 12430.35 | 12593.08 | 12273.18 | 12663.97 | 13222.78 | 12855.44 | 12130.32 | 12236.9 | 11489.27 | 11082.41 | 10279.66 | 9506.831 | 9083.046 | 8934.302 | 8918.994 | 8916.188 | 8932.703 | 8974.368 | 9263.666 | 9332.574 | 9404.243 | 9479.996 | 9559.057 | 9637.988 | 9716.869 | 9798.092 | 9886.688 | 9981.94 | 10077.42 | 10171.83 | 10270.27 | 10372.81 | 10476 | 10577.42 | 10678.13 | 10779.73 | 10880.76 | 10986.36 | 11079.33 | 11172.67 | 11268.9 | 11369.12 | 11472.08 | 11575.19 | 11678.6 | 11781.84 | 11885.87
CCSM4-High-Price_effect | Northwest | Residential | Electric | Refrigeration | Annual | Average | LDCEU/TDEF | Electric Load Curve (Incl. Cogen) | GWh | 5755.548 | 5212.426 | 5273.506 | 5392.221 | 5212.716 | 5118.747 | 4812.376 | 4438.83 | 4278.206 | 4427.273 | 4661.258 | 4700.44 | 4704.836 | 4990.674 | 5107.831 | 4109.899 | 4025.631 | 3944.8 | 3908.426 | 3904.636 | 3977.169 | 4111.468 | 4211.464 | 3949.047 | 3719.154 | 3791.866 | 3724.95 | 3805.446 | 4341.084 | 4311.225 | 4737.766 | 4729.442 | 4707.153 | 4690.178 | 4683.811 | 4682.05 | 4805.035 | 4819.411 | 4836.407 | 4857.029 | 4880.688 | 4905.957 | 4931.528 | 4958.896 | 4990.519 | 5026.09 | 5062.629 | 5099.492 | 5138.748 | 5180.774 | 5223.922 | 5267.078 | 5310.749 | 5355.396 | 5400.352 | 5447.781 | 5488.978 | 5530.717 | 5574.35 | 5620.489 | 5668.348 | 5716.808 | 5765.813 | 5815.193 | 5865.237
CCSM4-High-Price_effect | Northwest | Residential | Electric | Freezer | Annual | Average | LDCEU/TDEF | Electric Load Curve (Incl. Cogen) | GWh | 1548.59 | 1412.869 | 1440.844 | 1374.153 | 1356.599 | 1422.785 | 1372.139 | 1207.949 | 1212.209 | 1243.959 | 1259.485 | 1260.105 | 1237.229 | 1286.344 | 1305.063 | 1192.367 | 1278.36 | 1262.346 | 1291.368 | 1307.639 | 1251.077 | 1271.691 | 1406.64 | 1289.317 | 1585.7 | 1313.767 | 1281.476 | 1307.323 | 1241.569 | 908.0657 | 928.0443 | 873.6414 | 874.2478 | 875.6988 | 878.4781 | 881.9564 | 907.3364 | 913.4072 | 919.7419 | 926.4998 | 933.5648 | 940.6489 | 947.9396 | 955.7023 | 964.2687 | 973.6055 | 983.1514 | 992.8443 | 1003.099 | 1013.943 | 1025.002 | 1036.071 | 1047.277 | 1058.785 | 1070.459 | 1082.988 | 1094.597 | 1106.5 | 1118.966 | 1132.06 | 1145.718 | 1159.619 | 1173.819 | 1188.232 | 1203.024
CCSM4-High-Price_effect | Northwest | Residential | Electric | Clothes Washer | Annual | Average | LDCEU/TDEF | Electric Load Curve (Incl. Cogen) | GWh | 598.3237 | 586.014 | 560.9583 | 581.5216 | 560.2718 | 573.7611 | 527.3397 | 602.8728 | 558.3094 | 551.845 | 562.5753 | 549.9957 | 518.6805 | 534.6788 | 514.6696 | 502.6836 | 497.1234 | 472.6685 | 476.0677 | 467.4409 | 433.1592 | 444.1966 | 431.0614 | 413.1035 | 381.7149 | 363.3238 | 338.2773 | 362.2975 | 356.6183 | 358.4178 | 356.5477 | 355.75 | 358.9781 | 362.3503 | 366.1954 | 370.1485 | 384.0051 | 388.772 | 393.4914 | 398.253 | 403.013 | 407.6607 | 412.2179 | 416.8012 | 421.6006 | 426.6171 | 431.5894 | 436.4901 | 441.5157 | 446.677 | 451.8419 | 456.9178 | 461.9631 | 467.029 | 472.0832 | 477.3346 | 482.0642 | 486.8064 | 491.697 | 496.7489 | 501.9331 | 507.1438 | 512.3881 | 517.6507 | 522.9783
CCSM4-High-Price_effect | Northwest | Residential | Electric | Clothes Dryer | Annual | Average | LDCEU/TDEF | Electric Load Curve (Incl. Cogen) | GWh | 2995.153 | 2977.851 | 3027.91 | 3203.627 | 2717.678 | 2875.032 | 2820.165 | 3259.02 | 3203.123 | 3341.659 | 3469.292 | 3477.342 | 3443.705 | 3614.708 | 3631.982 | 3663.988 | 3922.831 | 3926.401 | 3995.901 | 4084.254 | 4048.299 | 3671.512 | 3888.478 | 3845.012 | 3695.396 | 3790.091 | 3725.605 | 3908.425 | 3958.896 | 4042.084 | 4310.591 | 4370.739 | 4464.379 | 4556.138 | 4653.394 | 4749.616 | 4992.447 | 5097.489 | 5201.006 | 5304.762 | 5408.33 | 5510.425 | 5609.637 | 5708.513 | 5810.147 | 5914.34 | 6017.814 | 6120.104 | 6223.654 | 6329.579 | 6435.683 | 6540.699 | 6645.564 | 6751.227 | 6856.463 | 6964.809 | 7064.422 | 7164.493 | 7266.487 | 7371.813 | 7479.186 | 7587.394 | 7696.467 | 7806.25 | 7917.18
CCSM4-High-Price_effect | Northwest | Residential | Electric | Dishwasher | Annual | Average | LDCEU/TDEF | Electric Load Curve (Incl. Cogen) | GWh | 840.0462 | 805.2482 | 819.4912 | 902.3594 | 872.1222 | 929.1053 | 921.6357 | 1062.33 | 1026.3 | 1078.252 | 1112.978 | 1119.634 | 1086.262 | 1126.484 | 1130.806 | 1126.891 | 1196.313 | 1178.676 | 1186.765 | 1209.248 | 1178.782 | 1226.91 | 1270.632 | 1250.819 | 1292.793 | 1312.898 | 1264.211 | 1296.935 | 1293.442 | 1293.795 | 1388.407 | 1378.684 | 1399.115 | 1421.955 | 1448.324 | 1476.741 | 1546.503 | 1581.819 | 1618.532 | 1656.911 | 1696.874 | 1737.827 | 1779.823 | 1823.27 | 1869.156 | 1917.483 | 1966.954 | 2017.429 | 2069.92 | 2124.493 | 2180.552 | 2237.613 | 2295.939 | 2355.892 | 2417.18 | 2480.763 | 2542.954 | 2606.694 | 2672.559 | 2740.913 | 2811.502 | 2883.855 | 2958.003 | 3033.93 | 3111.883
CCSM4-High-Price_effect | Northwest | Residential | Electric | Cooking | Annual | Average | LDCEU/TDEF | Electric Load Curve (Incl. Cogen) | GWh | 1998.334 | 2050.044 | 2144.699 | 2318.051 | 2324.369 | 2490.486 | 2477.131 | 2903.925 | 2804.974 | 2857.629 | 2929.4 | 2872.956 | 2790.181 | 2871.739 | 2833.582 | 2827.592 | 3005.786 | 3001.966 | 3041.588 | 3127.825 | 3098.29 | 3253.99 | 3456.14 | 3431.572 | 3250.469 | 3278.272 | 3216.042 | 3322.079 | 3336.078 | 3347.951 | 3506.557 | 3531.371 | 3560.707 | 3561.701 | 3570.197 | 3580.542 | 3692.919 | 3713.068 | 3734.614 | 3758.59 | 3784.473 | 3811.543 | 3837.136 | 3863.751 | 3893.063 | 3924.493 | 3956.494 | 3988.757 | 4021.737 | 4056.74 | 4092.65 | 4127.673 | 4163.088 | 4199.073 | 4234.583 | 4271.596 | 4302.972 | 4333.75 | 4365.626 | 4399.179 | 4433.157 | 4467.37 | 4501.668 | 4535.36 | 4568.886
CCSM4-High-Price_effect | Northwest | Residential | Electric | Air Conditioning | Annual | Average | LDCEU/TDEF | Electric Load Curve (Incl. Cogen) | GWh | 2035.303 | 1907.605 | 1841.789 | 1774.515 | 2804.931 | 2486.032 | 2656.777 | 1528.18 | 3096.603 | 2346.986 | 2694.867 | 2816.268 | 3503.86 | 2060.121 | 2206.134 | 2402.792 | 2707.069 | 3691.672 | 3034.398 | 2583.122 | 3099.001 | 2832.228 | 2215.298 | 3048.971 | 1803.311 | 2024.263 | 2301.893 | 2553.627 | 2904.115 | 3301.796 | 2570.284 | 2772.199 | 2820.596 | 2872.772 | 3917.654 | 4000.73 | 5330.697 | 4584.852 | 4993.443 | 6118.744 | 6003.598 | 4757.268 | 5982.295 | 6087.638 | 5591.199 | 5083.892 | 6232.547 | 7404.084 | 7204.179 | 7323.584 | 8335.724 | 7165.522 | 9139.328 | 8708.309 | 6379.722 | 9323.523 | 11217.97 | 8378.967 | 8740.258 | 10708.1 | 7820.909 | 10045.25 | 10544.75 | 10671.9 | 10204.01
CCSM4-High-Price_effect | Northwest | Residential | Electric | Entertainment Center | Annual | Average | LDCEU/TDEF | Electric Load Curve (Incl. Cogen) | GWh | 1785.537 | 1870.532 | 2000.676 | 2209.478 | 2258.488 | 2466.543 | 2641.464 | 3108.524 | 3102.884 | 3319.643 | 3502.107 | 3548.437 | 3728.429 | 4147.841 | 4486.397 | 4842.292 | 5625.594 | 5968.858 | 6575.948 | 7364.278 | 7866.931 | 8340.201 | 8837.932 | 9224.707 | 9359.742 | 9799.367 | 9793.516 | 9190.833 | 8690.743 | 8097.954 | 7712.362 | 7749.263 | 7722.452 | 7640.697 | 7528.641 | 7385.728 | 7414 | 7242.206 | 7055.899 | 6861.384 | 6661.603 | 6457.741 | 6250.346 | 6043.2 | 5840.517 | 5642.873 | 5448.153 | 5256.37 | 5069.9 | 4889.278 | 4713.492 | 4541.855 | 4374.98 | 4213.044 | 4055.888 | 3904.746 | 3754.345 | 3608.797 | 3469.082 | 3335.189 | 3206.595 | 3082.604 | 2963.051 | 2847.729 | 2736.643
CCSM4-High-Price_effect | Northwest | Residential | Electric | Other Non-Substitutables | Annual | Average | LDCEU/TDEF | Electric Load Curve (Incl. Cogen) | GWh | 6373.875 | 6394.29 | 6563.137 | 7090.396 | 6576.013 | 7286.235 | 6756.428 | 7807.192 | 7609.063 | 7704.458 | 7924.15 | 7879.626 | 7614.659 | 7697.865 | 7643.114 | 7441.129 | 7857.086 | 7724.339 | 7927.655 | 8109.248 | 8079.889 | 8439.069 | 8612.126 | 8624.771 | 7888.425 | 8181.262 | 7703.769 | 7901.004 | 7773.44 | 8113.668 | 8021.26 | 8076.953 | 8144.79 | 8215.57 | 8302.691 | 8392.724 | 8745.17 | 8856.87 | 8969.225 | 9084.883 | 9202.89 | 9320.584 | 9434.432 | 9548.289 | 9667.769 | 9792.197 | 9915.795 | 10037.24 | 10160.9 | 10288.11 | 10415.48 | 10540.81 | 10665.34 | 10790.08 | 10913.59 | 11040.73 | 11152.05 | 11262.97 | 11376.57 | 11494.51 | 11614.92 | 11735.49 | 11856.08 | 11976.39 | 12096.95
CCSM4-High-Price_effect | Northwest | Residential | Electric | Water Heating Over 55 | Annual | Average | LDCEU/TDEF | Electric Load Curve (Incl. Cogen) | GWh | 0 | 0 | 102.3446 | 128.9422 | 162.233 | 190.5628 | 203.6823 | 269.0392 | 301.317 | 331.4208 | 362.754 | 378.8533 | 409.5317 | 447.511 | 467.4516 | 476.6682 | 528.2817 | 539.7487 | 549.2736 | 581.7388 | 722.0207 | 793.3332 | 846.8027 | 872.5779 | 866.5231 | 926.4117 | 939.4102 | 781.43 | 744.6866 | 1054.486 | 1061.47 | 1103.595 | 1099.788 | 1096.737 | 1086.384 | 1018.805 | 945.9894 | 985.2386 | 1045.531 | 911.6398 | 975.4963 | 1112.911 | 1017.94 | 955.9439 | 1016.754 | 1033.723 | 1016.36 | 957.9423 | 1010.803 | 976.1718 | 928.4894 | 955.7665 | 913.9737 | 891.9898 | 948.722 | 945.1271 | 899.5485 | 912.8214 | 917.4987 | 840.7781 | 858.6456 | 887.6747 | 887.5515 | 911.3395 | 921.5388
CCSM4-High-Price_effect | Northwest | Commercial | Electric | All | Annual | Average | LDCEU/TDEF | Electric Load Curve (Incl. Cogen) | GWh | 38459.94 | 39373.73 | 40788.75 | 41423.24 | 42187.98 | 42964.41 | 44475.3 | 44735.2 | 46862.21 | 47170.32 | 49920.93 | 49480.06 | 49928.57 | 51340.58 | 54068.68 | 53504.36 | 56723.8 | 54410.88 | 54334.49 | 54081.46 | 53204.7 | 53874.54 | 55398.64 | 54436.98 | 51366.25 | 52761.27 | 51722.49 | 53086.73 | 52528.28 | 53453.98 | 52871.64 | 53238.81 | 53102.17 | 52729.52 | 53790.8 | 53431.82 | 53611.37 | 53489.21 | 53228.23 | 53231.4 | 52893.27 | 53111.14 | 53785.63 | 53459.18 | 53419.61 | 53543.07 | 54393.79 | 54653.77 | 54959.11 | 55397.82 | 56242.25 | 56207.68 | 57162.25 | 57823.77 | 57436.22 | 58623.93 | 59820.49 | 60129.81 | 60940.28 | 62208.06 | 61868.15 | 62928.7 | 63582.42 | 64441.45 | 64934.93
CCSM4-High-Price_effect | Northwest | Commercial | Electric | Space Heating | Annual | Average | LDCEU/TDEF | Electric Load Curve (Incl. Cogen) | GWh | 2768.933 | 2682.624 | 2993.16 | 3221.204 | 2914.488 | 3080.815 | 2814.336 | 3676.028 | 3140.086 | 3205.313 | 3713.691 | 3390.152 | 3161 | 3884.44 | 4151.808 | 4012.304 | 4167.747 | 3451.507 | 3666.068 | 3953.519 | 3885.549 | 3895.997 | 4060.888 | 3973.303 | 3735.935 | 3859.718 | 3768.427 | 3880.57 | 3855.091 | 3939.186 | 3909.362 | 4028.117 | 4088.522 | 4124.724 | 4225.399 | 4192.817 | 4108.904 | 4224.688 | 4358.32 | 4186.69 | 4342.911 | 4622.059 | 4516.497 | 4450.627 | 4590.041 | 4663.228 | 4677.519 | 4609.139 | 4765.028 | 4730.475 | 4684.977 | 4783.892 | 4751.185 | 4734.035 | 4891.786 | 4929.038 | 4872.591 | 4934.222 | 4968.582 | 4839.074 | 4900.532 | 4977.751 | 5021.233 | 5080.445 | 5119.162
CCSM4-High-Price_effect | Northwest | Commercial | Electric | Water Heating | Annual | Average | LDCEU/TDEF | Electric Load Curve (Incl. Cogen) | GWh | 882.3937 | 896.343 | 942.5218 | 968.0308 | 895.3741 | 951.2161 | 973.529 | 1072.846 | 1005.737 | 1066.913 | 1102.844 | 1081.899 | 1032.25 | 1190.633 | 1245.236 | 1214.667 | 1258.215 | 1132.642 | 1179.967 | 1222.27 | 1152.689 | 1191.164 | 1284.597 | 1182.299 | 1233.316 | 1232.958 | 1179.926 | 1221.007 | 1217.56 | 1248.206 | 1244.06 | 1315.691 | 1332.761 | 1346.079 | 1377.635 | 1315.029 | 1223.65 | 1304.232 | 1400.804 | 1233.415 | 1339.228 | 1559.671 | 1451.671 | 1385.76 | 1486.165 | 1533.743 | 1530.629 | 1473.128 | 1575.581 | 1540.484 | 1483.007 | 1554.461 | 1514.605 | 1496.808 | 1606.951 | 1635.57 | 1577.95 | 1633.58 | 1658.482 | 1536.944 | 1592.066 | 1659.421 | 1681.631 | 1740.269 | 1787.064
CCSM4-High-Price_effect | Northwest | Commercial | Electric | Other Substitutables | Annual | Average | LDCEU/TDEF | Electric Load Curve (Incl. Cogen) | GWh | 676.4607 | 725.5498 | 763.0958 | 784.5076 | 723.5509 | 764.7585 | 780.7388 | 861.783 | 813.0527 | 859.7897 | 883.8791 | 862.0698 | 819.9756 | 941.0984 | 975.7186 | 944.8655 | 980.7214 | 877.6442 | 912.6802 | 948.2165 | 966.0232 | 922.5809 | 895.7102 | 995.3585 | 832.0865 | 852.2313 | 893.994 | 918.9307 | 909.2994 | 924.045 | 914.5838 | 947.4207 | 980.6171 | 1015.014 | 1085.183 | 1134.282 | 1182.745 | 1218.9 | 1251.812 | 1284.238 | 1322.512 | 1363.864 | 1395.924 | 1422.684 | 1457.076 | 1485.657 | 1516.825 | 1544.941 | 1574.781 | 1604.224 | 1633.155 | 1660.119 | 1688.117 | 1713.551 | 1739.127 | 1760.718 | 1781.608 | 1799.617 | 1816.433 | 1834.167 | 1851.662 | 1869.115 | 1887.464 | 1903.655 | 1921.971
CCSM4-High-Price_effect | Northwest | Commercial | Electric | Refrigeration | Annual | Average | LDCEU/TDEF | Electric Load Curve (Incl. Cogen) | GWh | 5043.597 | 5860.459 | 6180.727 | 6345.336 | 5858.858 | 6200.093 | 6344.352 | 7008.324 | 6623.469 | 7029.264 | 7246.498 | 7070.585 | 6737.264 | 7752.659 | 8079.689 | 7852.376 | 8146.037 | 7272.248 | 7564.592 | 7808.329 | 7311.431 | 7630.125 | 8292.903 | 7605.808 | 7846.641 | 7797.079 | 7234.348 | 7263.545 | 7020.357 | 6970.811 | 6726.711 | 6471.121 | 6232.21 | 6015.611 | 5911.888 | 5774.428 | 5659.417 | 5558.368 | 5464.748 | 5388.618 | 5343.466 | 5323.176 | 5296.715 | 5269.007 | 5274.394 | 5278.24 | 5296.116 | 5312.481 | 5345.434 | 5386.32 | 5431.596 | 5481.265 | 5540.068 | 5597.285 | 5661.664 | 5721.861 | 5789.348 | 5858.548 | 5927.331 | 6003.5 | 6082.69 | 6164.196 | 6251.046 | 6339.19 | 6429.737
CCSM4-High-Price_effect | Northwest | Commercial | Electric | Lighting | Annual | Average | LDCEU/TDEF | Electric Load Curve (Incl. Cogen) | GWh | 9373.547 | 9601.88 | 10118.57 | 10385.81 | 9597.452 | 10198.72 | 10431.65 | 11519.42 | 10817.23 | 11509.55 | 11903.62 | 11642.51 | 11115.26 | 12843.96 | 13430.79 | 13115.31 | 13590.87 | 11703.54 | 12205.91 | 12631.87 | 12651.82 | 12608.67 | 12650.29 | 12995.94 | 11716.78 | 12010.45 | 12053.81 | 12399.69 | 12299.22 | 12562.33 | 12461.37 | 12479.84 | 12297.06 | 11950.86 | 11635.96 | 11242.37 | 10899.14 | 10594.94 | 10313.25 | 10064.96 | 9861.537 | 9700.812 | 9537.865 | 9380.482 | 9260.953 | 9147.107 | 9050.752 | 8959.184 | 8883.488 | 8823.36 | 8768.633 | 8725.312 | 8689.115 | 8658.632 | 8632.359 | 8615.737 | 8617.104 | 8628.796 | 8650.327 | 8686.254 | 8728.212 | 8778.712 | 8839.358 | 8907.063 | 8962.236
CCSM4-High-Price_effect | Northwest | Commercial | Electric | Air Conditioning | Annual | Average | LDCEU/TDEF | Electric Load Curve (Incl. Cogen) | GWh | 10587.25 | 10276.38 | 9956.545 | 9636.214 | 12890.17 | 11855.04 | 12998.88 | 9390.504 | 13968.28 | 12329.17 | 13490.77 | 14077.18 | 16193.08 | 12123.36 | 12970.73 | 13435.12 | 15188.43 | 17872.31 | 16169.87 | 14491.96 | 14490.16 | 14544.95 | 14594.48 | 14691.59 | 13524.13 | 13915.13 | 13930.28 | 14343.11 | 14239.62 | 14526.18 | 14414.58 | 14569.56 | 14523.55 | 14471.05 | 15320.64 | 15307.53 | 15835.05 | 15643.81 | 15296.29 | 15733.43 | 15095.83 | 14662.83 | 15469.94 | 15216.03 | 14751.27 | 14587.26 | 15214.99 | 15400.61 | 15201.39 | 15417.36 | 16066.56 | 15534.32 | 16206.44 | 16530.2 | 15502.2 | 16257.83 | 17163.88 | 16947.24 | 17284.5 | 18349.6 | 17448.88 | 17910.44 | 18018.53 | 18266.51 | 18269.02
CCSM4-High-Price_effect | Northwest | Commercial | Electric | Other Non-Substitutables | Annual | Average | LDCEU/TDEF | Electric Load Curve (Incl. Cogen) | GWh | 9127.758 | 9330.496 | 9834.131 | 10082.14 | 9308.092 | 9913.761 | 10131.82 | 11206.3 | 10494.36 | 11170.32 | 11579.63 | 11355.66 | 10869.74 | 12604.43 | 13214.72 | 12929.72 | 13391.79 | 12100.99 | 12635.41 | 13025.3 | 12747.02 | 13081.06 | 13619.77 | 12992.68 | 12477.37 | 13093.7 | 12661.7 | 13059.87 | 12987.13 | 13283.23 | 13200.98 | 13427.06 | 13647.46 | 13806.18 | 14234.1 | 14465.36 | 14702.46 | 14944.27 | 15143.01 | 15340.05 | 15587.78 | 15878.73 | 16117.01 | 16334.6 | 16599.71 | 16847.84 | 17106.96 | 17354.29 | 17613.41 | 17895.6 | 18174.32 | 18468.32 | 18772.72 | 19093.27 | 19402.13 | 19703.18 | 20018.01 | 20327.81 | 20634.63 | 20958.53 | 21264.1 | 21569.07 | 21883.15 | 22204.32 | 22445.74
CCSM4-High-Price_effect | Northwest | Industrial | Electric | All | Annual | Average | LDCEU/TDEF | Electric Load Curve (Incl. Cogen) | GWh | 62864.16 | 67608.29 | 73968.03 | 77267.25 | 79927.41 | 79533.5 | 76981.8 | 73720.11 | 71607.93 | 73585.47 | 73016.27 | 73009.52 | 75814.77 | 76828.68 | 73741.49 | 47763.23 | 45515.78 | 49493.17 | 50524.3 | 54710.88 | 53034.34 | 52922.61 | 53910.23 | 51542.55 | 54289.83 | 56273.77 | 55839.64 | 56468.36 | 57128.06 | 56690.82 | 54550.94 | 55628.42 | 57100.51 | 57892.36 | 64199.06 | 66331.73 | 67667.16 | 68415.7 | 69647.76 | 70690.12 | 71408.23 | 71899.26 | 72334.87 | 72723.56 | 73240.84 | 73832.05 | 74319.95 | 74708.57 | 75070.92 | 75588.71 | 76197.05 | 76911.63 | 77563.45 | 78111.91 | 78732.73 | 79334.41 | 80004.41 | 80654.37 | 81190.04 | 81737.17 | 82450.99 | 83253.23 | 84080.1 | 84916.26 | 85884.89
CCSM4-High-Price_effect | Northwest | Industrial | Electric | Process Heat | Annual | Average | LDCEU/TDEF | Electric Load Curve (Incl. Cogen) | GWh | 9169.162 | 10038.35 | 11371.94 | 11915.07 | 12272.22 | 12175.35 | 11455.27 | 10773.65 | 10125.09 | 10718.79 | 10804.15 | 10809.46 | 11470.2 | 11592.2 | 10743.55 | 4757.827 | 4694.288 | 5350.837 | 5273.953 | 6111.766 | 5880.246 | 5850.502 | 5723.837 | 5538.221 | 5675.438 | 5451.486 | 4919.504 | 4516.737 | 4137.599 | 3607.703 | 2094.3 | 2642.977 | 3267.088 | 3769.764 | 5116.561 | 5666.878 | 6207.15 | 6236.549 | 6300.855 | 6365.269 | 6399.471 | 6415.297 | 6404.884 | 6392.597 | 6397.845 | 6421.061 | 6415.02 | 6383.603 | 6347.635 | 6334.542 | 6338.629 | 6357.057 | 6370.475 | 6354.735 | 6340.076 | 6336.885 | 6341.751 | 6354.039 | 6341.721 | 6336.134 | 6336.258 | 6355.516 | 6372.524 | 6390.751 | 6404.228
CCSM4-High-Price_effect | Northwest | Industrial | Electric | Motors | Annual | Average | LDCEU/TDEF | Electric Load Curve (Incl. Cogen) | GWh | 26934.67 | 28341.86 | 29669.36 | 30807.78 | 31857.69 | 31817.71 | 31902.18 | 30910.22 | 31352.46 | 31118.82 | 30415.2 | 30170.75 | 30424.97 | 30882.75 | 30946.81 | 27005.61 | 25549.39 | 26666.39 | 27679.84 | 28721.64 | 27561.24 | 27644.14 | 26200.11 | 24566.76 | 26610.69 | 28910.54 | 30457.65 | 32425.63 | 32895.76 | 34997.89 | 37977.73 | 38189.96 | 38445.14 | 38427.57 | 40837.42 | 41052.48 | 41269.41 | 41456.87 | 42079.38 | 42456.5 | 42678.93 | 42734.7 | 42785.45 | 42794.52 | 42867.3 | 43006.93 | 43093.55 | 43128.87 | 43158.96 | 43266.1 | 43457.24 | 43722.02 | 43947 | 44126.11 | 44364.98 | 44574.61 | 44828.81 | 45048.85 | 45206.34 | 45366.49 | 45706.31 | 46084 | 46493.52 | 46908.34 | 47441.14
CCSM4-High-Price_effect | Northwest | Industrial | Electric | Other Subs | Annual | Average | LDCEU/TDEF | Electric Load Curve (Incl. Cogen) | GWh | 5998.493 | 6342.755 | 6767.287 | 7250.81 | 7777.646 | 7922.386 | 7822.56 | 8359.074 | 7925.451 | 8435.789 | 8023.532 | 8124.65 | 8574.322 | 8621.65 | 8654.745 | 7246.625 | 6246.322 | 7373.496 | 8011.126 | 8527.167 | 8726.895 | 8496.479 | 8381.48 | 7813.028 | 8811.432 | 8889.676 | 8208.237 | 7814.95 | 7920.648 | 6504.826 | 6070.407 | 6159.863 | 6340.324 | 6460.733 | 7102.348 | 7252.817 | 7394.252 | 7496.32 | 7615.228 | 7738.473 | 7830.75 | 7902.492 | 7953.268 | 8000.917 | 8058.259 | 8134.064 | 8187.115 | 8223.028 | 8250.504 | 8288.989 | 8344.573 | 8408.021 | 8464.474 | 8494.125 | 8529.305 | 8573.118 | 8623.541 | 8691.51 | 8735.265 | 8780.654 | 8791.021 | 8829.507 | 8859.663 | 8894.164 | 8936.747
CCSM4-High-Price_effect | Northwest | Industrial | Electric | Miscellaneous | Annual | Average | LDCEU/TDEF | Electric Load Curve (Incl. Cogen) | GWh | 20761.84 | 22885.33 | 26159.45 | 27293.59 | 28019.85 | 27618.05 | 25801.79 | 23677.16 | 22204.93 | 23312.07 | 23773.39 | 23904.67 | 25345.27 | 25732.08 | 23396.39 | 8753.167 | 9025.781 | 10102.45 | 9559.378 | 11350.31 | 10865.96 | 10931.5 | 13604.81 | 13624.55 | 13192.27 | 13022.07 | 12254.24 | 11711.03 | 12174.05 | 11580.4 | 8408.497 | 8635.619 | 9047.962 | 9234.291 | 11142.73 | 12359.56 | 12796.35 | 13225.96 | 13652.3 | 14129.87 | 14499.09 | 14846.77 | 15191.28 | 15535.53 | 15917.43 | 16270 | 16624.27 | 16973.07 | 17313.82 | 17699.08 | 18056.61 | 18424.53 | 18781.49 | 19136.94 | 19498.36 | 19849.8 | 20210.31 | 20559.97 | 20906.71 | 21253.9 | 21617.4 | 21984.2 | 22354.4 | 22723 | 23102.77
CCSM4-High-Price_effect | Northwest | Transportation | Electric | All | Annual | Average | LDCECC/TDEF | Electric Load Curve | GWh | 24.208 | 24.1195 | 23.896 | 25.7456 | 25.6581 | 29.5536 | 31.0874 | 29.8543 | 30.5561 | 33.0536 | 29.7406 | 29.7486 | 32.9234 | 52.7481 | 53.4929 | 54.1336 | 57.9547 | 60.1833 | 59.4226 | 60.3773 | 58.9626 | 58.399 | 59.9646 | 63.5142 | 66.1425 | 75.0487 | 88.797 | 123.9005 | 164.8105 | 190.7529 | 233.1872 | 291.6825 | 355.0984 | 427.1081 | 516.0134 | 609.9636 | 725.9957 | 869.2318 | 1048.879 | 1242.196 | 1451.025 | 1678.863 | 1927.196 | 2197.67 | 2492.329 | 2810.219 | 3155.717 | 3552.82 | 3964.951 | 4409.719 | 4895.019 | 5413.024 | 5977.652 | 6584.701 | 7231.907 | 7915.921 | 8644.708 | 9420.125 | 10233.74 | 11079.22 | 11966 | 12898.4 | 13873.17 | 14819.11 | 15978.74
CCSM4-High-Price_effect | Northwest | Streetlighting/PublicWater | Electric | All | Annual | Average | LDCECC/TDEF | Electric Load Curve | GWh | 2620.367 | 2618.497 | 2592.224 | 2648.414 | 2627.113 | 2646.916 | 2682.007 | 2703.911 | 2736.676 | 2730.542 | 2759.062 | 2703.852 | 2654.385 | 2671.137 | 2658.651 | 2754.88 | 2920.533 | 2910.379 | 2915.66 | 2940.94 | 2809.232 | 2760.531 | 2826.462 | 2788.133 | 2737.076 | 2749.354 | 2706.55 | 2744.004 | 2751.27 | 2754.641 | 2696.6 | 2690.455 | 2692.58 | 2696.702 | 2261.573 | 2277.265 | 2302.835 | 2318.174 | 2329.759 | 2345.459 | 2356.183 | 2366.796 | 2375.275 | 2386.765 | 2396.977 | 2402.528 | 2411.848 | 2419.973 | 2427.444 | 2438.327 | 2446.395 | 2453.843 | 2467.03 | 2477.283 | 2486.249 | 2496.314 | 2506.579 | 2517.04 | 2527.571 | 2538.201 | 2549.09 | 2560.143 | 2571.36 | 2582.768 | 2594.306
Climate3_XGO_Base_NOFreeze
Scenario Name: Climate3_XGO_Base_NoFreeze ¦ Date: Wed 08/12/2020 ¦ Time: 13:15:27.46 ¦ Path: Q:\MJ\energy2020July30\2020Model ¦ Version: * ¦
| Engine | is the model name.
This is the Electricity Review for Northwest
Scenario | Area | Building Type | Fuel | Enduse | Month | Day | Variable | Descriptor | Units | 1986 | 1987 | 1988 | 1989 | 1990 | 1991 | 1992 | 1993 | 1994 | 1995 | 1996 | 1997 | 1998 | 1999 | 2000 | 2001 | 2002 | 2003 | 2004 | 2005 | 2006 | 2007 | 2008 | 2009 | 2010 | 2011 | 2012 | 2013 | 2014 | 2015 | 2016 | 2017 | 2018 | 2019 | 2020 | 2021 | 2022 | 2023 | 2024 | 2025 | 2026 | 2027 | 2028 | 2029 | 2030 | 2031 | 2032 | 2033 | 2034 | 2035 | 2036 | 2037 | 2038 | 2039 | 2040 | 2041 | 2042 | 2043 | 2044 | 2045 | 2046 | 2047 | 2048 | 2049 | 2050
CNRM-Base-Price_effect | Northwest | Residential | Electric | All | Annual | Average | LDCEU/TDEF | Electric Load Curve (Incl. Cogen) | GWh | 57357.4 | 55883.34 | 57700.85 | 61346.79 | 60154.28 | 62542.77 | 59577.55 | 65043.7 | 63321.34 | 63919.31 | 67711.94 | 66072.49 | 65159.61 | 67029.06 | 67518.18 | 66254.88 | 70316.8 | 69291.48 | 69950.03 | 71620.38 | 71269.48 | 72032.1 | 75477.25 | 74921.38 | 69979.91 | 73022.34 | 69859.79 | 71685.04 | 69655.91 | 68489.04 | 69127.92 | 70901.62 | 71295.82 | 71565.54 | 71852.07 | 73796.88 | 75469.73 | 73936.17 | 73314.04 | 72186.59 | 75740.92 | 76323.81 | 76850.31 | 76509.86 | 78790.26 | 78854.63 | 79914.33 | 76740.14 | 77155.41 | 79779.12 | 77669.03 | 78103.52 | 80438.05 | 79829.41 | 85430.23 | 82797.73 | 84262.05 | 87011.56 | 85985.19 | 85031.32 | 83816.83 | 85718.63 | 89911.98 | 91863.63 | 88216.77
CNRM-Base-Price_effect | Northwest | Residential | Electric | Space Heating | Annual | Average | LDCEU/TDEF | Electric Load Curve (Incl. Cogen) | GWh | 11959.91 | 11513.87 | 12594.64 | 14067.04 | 13660.11 | 14270.57 | 12616.85 | 14322.28 | 12708.19 | 12736.94 | 14806.8 | 13613.47 | 13014.1 | 14498.35 | 14775.66 | 14568.71 | 15509.43 | 14031.3 | 14419.73 | 15219.55 | 14633.2 | 14098.26 | 15822.64 | 15074.13 | 13507.86 | 15323.24 | 13685.83 | 15362.32 | 13903.42 | 13217.64 | 14636.28 | 15617.19 | 15708.1 | 15733.35 | 14907.76 | 16238.82 | 16032.13 | 14365.81 | 14196.28 | 13700.3 | 15015.09 | 14723.99 | 14412.69 | 14459.12 | 15511.59 | 15137.81 | 15427.46 | 13294.48 | 13867.66 | 13038.15 | 13047.3 | 13143.02 | 14559.78 | 12464.41 | 16574.38 | 14954.22 | 15611.1 | 16818.24 | 15808.4 | 15202.56 | 14072.45 | 14350.65 | 17029.44 | 16601.4 | 15761.05
CNRM-Base-Price_effect | Northwest | Residential | Electric | Water Heating Under 55 | Annual | Average | LDCEU/TDEF | Electric Load Curve (Incl. Cogen) | GWh | 11236.43 | 11041.38 | 11113.09 | 11578.4 | 11212.39 | 11573.8 | 11195.76 | 12508.23 | 11852.42 | 12079 | 12211.83 | 11866.68 | 11419.19 | 11666.43 | 11399.8 | 11183.98 | 11616.46 | 11229.87 | 11112.55 | 11068.32 | 10608.48 | 10885.28 | 11255.26 | 11041.91 | 10498.51 | 10680.68 | 10395.53 | 10810.91 | 10832.15 | 10935.13 | 10815.3 | 11408.5 | 11516.52 | 11622.2 | 11249.63 | 12069.39 | 12203.23 | 11341.23 | 11343.14 | 11144.59 | 12008.37 | 11941.48 | 11854.62 | 11979.64 | 12688.22 | 12563.31 | 12824.18 | 11611.58 | 12063.4 | 11624.46 | 11699.1 | 11832.74 | 12809.65 | 11547.66 | 14234.89 | 13300.41 | 13796.77 | 14634.19 | 14034.38 | 13733.39 | 13059.62 | 13295.58 | 15104.43 | 14899.93 | 14408.25
CNRM-Base-Price_effect | Northwest | Residential | Electric | Lighting | Annual | Average | LDCEU/TDEF | Electric Load Curve (Incl. Cogen) | GWh | 10230.35 | 10111.21 | 10217.76 | 10726.09 | 10436.36 | 10859.11 | 10575.81 | 12025.33 | 11567.76 | 11900.24 | 12214.44 | 11988.69 | 11688.94 | 12086.31 | 12015.69 | 11915.89 | 12546.83 | 12318.84 | 12430.35 | 12593.08 | 12273.18 | 12663.97 | 13222.78 | 12855.44 | 12130.32 | 12236.9 | 11489.27 | 11082.41 | 10279.66 | 9506.831 | 9083.046 | 8934.302 | 8918.994 | 8916.188 | 8925.04 | 8959.086 | 9239.976 | 9301.118 | 9365.063 | 9433.073 | 9504.42 | 9575.829 | 9647.283 | 9721.07 | 9802.115 | 9889.724 | 9977.64 | 10064.49 | 10155.26 | 10250.04 | 10345.51 | 10439.23 | 10532.28 | 10626.25 | 10719.69 | 10817.64 | 10903.3 | 10989.34 | 11078.1 | 11170.72 | 11265.94 | 11361.29 | 11456.89 | 11552.3 | 11648.45
CNRM-Base-Price_effect | Northwest | Residential | Electric | Refrigeration | Annual | Average | LDCEU/TDEF | Electric Load Curve (Incl. Cogen) | GWh | 5755.548 | 5212.426 | 5273.506 | 5392.221 | 5212.716 | 5118.747 | 4812.376 | 4438.83 | 4278.206 | 4427.273 | 4661.258 | 4700.44 | 4704.836 | 4990.674 | 5107.831 | 4109.899 | 4025.631 | 3944.8 | 3908.426 | 3904.636 | 3977.169 | 4111.468 | 4211.464 | 3949.047 | 3719.154 | 3791.866 | 3724.95 | 3805.446 | 4341.084 | 4311.225 | 4737.766 | 4729.442 | 4707.153 | 4690.178 | 4679.2 | 4672.979 | 4791.018 | 4800.888 | 4813.4 | 4829.518 | 4848.686 | 4869.571 | 4890.833 | 4913.934 | 4941.267 | 4972.497 | 5004.756 | 5037.364 | 5072.344 | 5110.046 | 5148.891 | 5187.742 | 5227.139 | 5267.526 | 5308.256 | 5351.435 | 5388.603 | 5426.325 | 5465.859 | 5507.824 | 5551.443 | 5595.639 | 5640.355 | 5685.439 | 5731.159
CNRM-Base-Price_effect | Northwest | Residential | Electric | Freezer | Annual | Average | LDCEU/TDEF | Electric Load Curve (Incl. Cogen) | GWh | 1548.59 | 1412.869 | 1440.844 | 1374.153 | 1356.599 | 1422.785 | 1372.139 | 1207.949 | 1212.209 | 1243.959 | 1259.485 | 1260.105 | 1237.229 | 1286.344 | 1305.063 | 1192.367 | 1278.36 | 1262.346 | 1291.368 | 1307.639 | 1251.077 | 1271.691 | 1406.64 | 1289.317 | 1585.7 | 1313.767 | 1281.476 | 1307.323 | 1241.569 | 908.0657 | 928.0443 | 873.6414 | 874.2478 | 875.6988 | 877.8845 | 880.7756 | 905.5043 | 910.9592 | 916.676 | 922.8117 | 929.2503 | 935.7166 | 942.3877 | 949.5168 | 957.4278 | 966.0944 | 974.9664 | 983.9728 | 993.5203 | 1003.641 | 1013.971 | 1024.305 | 1034.773 | 1045.534 | 1056.457 | 1068.212 | 1079.058 | 1090.19 | 1101.855 | 1114.125 | 1126.934 | 1139.972 | 1153.291 | 1166.809 | 1180.685
CNRM-Base-Price_effect | Northwest | Residential | Electric | Clothes Washer | Annual | Average | LDCEU/TDEF | Electric Load Curve (Incl. Cogen) | GWh | 598.3237 | 586.014 | 560.9583 | 581.5216 | 560.2718 | 573.7611 | 527.3397 | 602.8728 | 558.3094 | 551.845 | 562.5753 | 549.9957 | 518.6805 | 534.6788 | 514.6696 | 502.6836 | 497.1234 | 472.6685 | 476.0677 | 467.4409 | 433.1592 | 444.1966 | 431.0614 | 413.1035 | 381.7149 | 363.3238 | 338.2773 | 362.2975 | 356.6183 | 358.4178 | 356.5477 | 355.75 | 358.9781 | 362.3503 | 365.8781 | 369.5215 | 383.036 | 387.4865 | 391.8911 | 396.3376 | 400.7838 | 405.1253 | 409.3799 | 413.6597 | 418.1507 | 422.8548 | 427.5172 | 432.1072 | 436.8173 | 441.6588 | 446.5052 | 451.2624 | 455.99 | 460.7387 | 465.4764 | 470.4067 | 474.8265 | 479.2586 | 483.8305 | 488.5571 | 493.4093 | 498.2856 | 503.1918 | 508.114 | 513.0967
CNRM-Base-Price_effect | Northwest | Residential | Electric | Clothes Dryer | Annual | Average | LDCEU/TDEF | Electric Load Curve (Incl. Cogen) | GWh | 2995.153 | 2977.851 | 3027.91 | 3203.627 | 2717.678 | 2875.032 | 2820.165 | 3259.02 | 3203.123 | 3341.659 | 3469.292 | 3477.342 | 3443.705 | 3614.708 | 3631.982 | 3663.988 | 3922.831 | 3926.401 | 3995.901 | 4084.254 | 4048.299 | 3671.512 | 3888.478 | 3845.012 | 3695.396 | 3790.091 | 3725.605 | 3908.425 | 3958.896 | 4042.084 | 4310.591 | 4370.739 | 4464.379 | 4556.138 | 4647.81 | 4738.599 | 4975.361 | 5074.823 | 5172.732 | 5270.808 | 5368.648 | 5465.092 | 5558.686 | 5651.931 | 5747.842 | 5846.185 | 5943.824 | 6040.244 | 6137.84 | 6237.674 | 6337.648 | 6436.47 | 6535.107 | 6634.485 | 6733.418 | 6835.341 | 6928.761 | 7022.583 | 7118.158 | 7216.884 | 7317.502 | 7418.842 | 7520.928 | 7623.633 | 7727.357
CNRM-Base-Price_effect | Northwest | Residential | Electric | Dishwasher | Annual | Average | LDCEU/TDEF | Electric Load Curve (Incl. Cogen) | GWh | 840.0462 | 805.2482 | 819.4912 | 902.3594 | 872.1222 | 929.1053 | 921.6357 | 1062.33 | 1026.3 | 1078.252 | 1112.978 | 1119.634 | 1086.262 | 1126.484 | 1130.806 | 1126.891 | 1196.313 | 1178.676 | 1186.765 | 1209.248 | 1178.782 | 1226.91 | 1270.632 | 1250.819 | 1292.793 | 1312.898 | 1264.211 | 1296.935 | 1293.442 | 1293.795 | 1388.407 | 1378.684 | 1399.115 | 1421.955 | 1447.063 | 1474.214 | 1542.544 | 1576.496 | 1611.813 | 1648.754 | 1687.242 | 1726.711 | 1767.197 | 1809.086 | 1853.346 | 1899.981 | 1947.727 | 1996.427 | 2047.071 | 2099.724 | 2153.815 | 2208.854 | 2265.108 | 2322.932 | 2382.041 | 2443.372 | 2503.322 | 2564.757 | 2628.223 | 2694.072 | 2762.058 | 2831.726 | 2903.104 | 2976.176 | 3051.18
CNRM-Base-Price_effect | Northwest | Residential | Electric | Cooking | Annual | Average | LDCEU/TDEF | Electric Load Curve (Incl. Cogen) | GWh | 1998.334 | 2050.044 | 2144.699 | 2318.051 | 2324.369 | 2490.486 | 2477.131 | 2903.925 | 2804.974 | 2857.629 | 2929.4 | 2872.956 | 2790.181 | 2871.739 | 2833.582 | 2827.592 | 3005.786 | 3001.966 | 3041.588 | 3127.825 | 3098.29 | 3253.99 | 3456.14 | 3431.572 | 3250.469 | 3278.272 | 3216.042 | 3322.079 | 3336.078 | 3347.951 | 3506.557 | 3531.371 | 3560.707 | 3561.701 | 3566.005 | 3572.323 | 3680.23 | 3696.333 | 3713.835 | 3733.736 | 3755.539 | 3778.611 | 3800.294 | 3823.044 | 3848.485 | 3876.008 | 3904.149 | 3932.574 | 3961.728 | 3992.853 | 4024.892 | 4056.053 | 4087.629 | 4119.776 | 4151.501 | 4184.709 | 4212.505 | 4239.738 | 4268.011 | 4297.902 | 4328.188 | 4358.692 | 4389.268 | 4419.264 | 4449.094
CNRM-Base-Price_effect | Northwest | Residential | Electric | Air Conditioning | Annual | Average | LDCEU/TDEF | Electric Load Curve (Incl. Cogen) | GWh | 2035.303 | 1907.605 | 1841.789 | 1774.515 | 2804.931 | 2486.032 | 2656.777 | 1528.18 | 3096.603 | 2346.986 | 2694.867 | 2816.268 | 3503.86 | 2060.121 | 2206.134 | 2402.792 | 2707.069 | 3691.672 | 3034.398 | 2583.122 | 3099.001 | 2832.228 | 2215.298 | 3048.971 | 1803.311 | 2024.263 | 2301.893 | 2553.627 | 2904.115 | 3301.796 | 2570.284 | 2772.199 | 2820.596 | 2872.772 | 4321.542 | 3969.183 | 4513.532 | 5449.307 | 4858.347 | 4301.647 | 5457.312 | 6252.336 | 7042.417 | 6371.227 | 6660.479 | 7023.735 | 7302.003 | 7356.276 | 6474.404 | 10148.96 | 7685.206 | 7613.708 | 7209.929 | 9774.764 | 8096.537 | 7771.635 | 7785.671 | 8165.444 | 8504.122 | 8166.027 | 8471.262 | 9508.062 | 8748.915 | 10994.01 | 8351.031
CNRM-Base-Price_effect | Northwest | Residential | Electric | Entertainment Center | Annual | Average | LDCEU/TDEF | Electric Load Curve (Incl. Cogen) | GWh | 1785.537 | 1870.532 | 2000.676 | 2209.478 | 2258.488 | 2466.543 | 2641.464 | 3108.524 | 3102.884 | 3319.643 | 3502.107 | 3548.437 | 3728.429 | 4147.841 | 4486.397 | 4842.292 | 5625.594 | 5968.858 | 6575.948 | 7364.278 | 7866.931 | 8340.201 | 8837.932 | 9224.707 | 9359.742 | 9799.367 | 9793.516 | 9190.833 | 8690.743 | 8097.954 | 7712.362 | 7749.263 | 7722.452 | 7640.697 | 7520.186 | 7369.585 | 7389.856 | 7211.359 | 7018.933 | 6818.815 | 6613.982 | 6405.724 | 6194.515 | 5984.079 | 5778.515 | 5578.332 | 5381.509 | 5187.992 | 5000.096 | 4818.295 | 4641.619 | 4469.335 | 4302.062 | 4139.949 | 3982.823 | 3831.868 | 3681.95 | 3537.025 | 3397.998 | 3264.859 | 3137.08 | 3013.977 | 2895.378 | 2781.075 | 2671.062
CNRM-Base-Price_effect | Northwest | Residential | Electric | Other Non-Substitutables | Annual | Average | LDCEU/TDEF | Electric Load Curve (Incl. Cogen) | GWh | 6373.875 | 6394.29 | 6563.137 | 7090.396 | 6576.013 | 7286.235 | 6756.428 | 7807.192 | 7609.063 | 7704.458 | 7924.15 | 7879.626 | 7614.659 | 7697.865 | 7643.114 | 7441.129 | 7857.086 | 7724.339 | 7927.655 | 8109.248 | 8079.889 | 8439.069 | 8612.126 | 8624.771 | 7888.425 | 8181.262 | 7703.769 | 7901.004 | 7773.44 | 8113.668 | 8021.26 | 8076.953 | 8144.79 | 8215.57 | 8292.252 | 8372.238 | 8713.519 | 8815.106 | 8917.382 | 9022.899 | 9130.771 | 9238.561 | 9342.66 | 9446.87 | 9556.655 | 9671.25 | 9785.146 | 9896.937 | 10010.91 | 10128.3 | 10245.88 | 10361.4 | 10476.16 | 10591.15 | 10704.99 | 10822.4 | 10924.54 | 11026.29 | 11130.55 | 11238.96 | 11349.69 | 11460.53 | 11571.35 | 11681.86 | 11792.58
CNRM-Base-Price_effect | Northwest | Residential | Electric | Water Heating Over 55 | Annual | Average | LDCEU/TDEF | Electric Load Curve (Incl. Cogen) | GWh | 0 | 0 | 102.3446 | 128.9422 | 162.233 | 190.5628 | 203.6823 | 269.0392 | 301.317 | 331.4208 | 362.754 | 378.8533 | 409.5317 | 447.511 | 467.4516 | 476.6682 | 528.2817 | 539.7487 | 549.2736 | 581.7388 | 722.0207 | 793.3332 | 846.8027 | 872.5779 | 866.5231 | 926.4117 | 939.4102 | 781.43 | 744.6866 | 1054.486 | 1061.47 | 1103.595 | 1099.788 | 1096.737 | 1051.815 | 1110.172 | 1099.799 | 1005.264 | 994.547 | 963.2947 | 1020.827 | 1005.059 | 987.3434 | 986.6851 | 1026.166 | 1006.854 | 1013.455 | 905.7031 | 934.3603 | 885.3207 | 878.6927 | 879.4045 | 942.447 | 834.2377 | 1019.755 | 946.0801 | 971.6485 | 1018.189 | 965.7006 | 935.4368 | 881.2524 | 885.3932 | 995.4437 | 973.6218 | 931.778
CNRM-Base-Price_effect | Northwest | Commercial | Electric | All | Annual | Average | LDCEU/TDEF | Electric Load Curve (Incl. Cogen) | GWh | 38459.94 | 39373.73 | 40788.75 | 41423.24 | 42187.98 | 42964.41 | 44475.3 | 44735.2 | 46862.21 | 47170.32 | 49920.93 | 49480.06 | 49928.57 | 51340.58 | 54068.68 | 53504.36 | 56723.8 | 54410.88 | 54334.49 | 54081.46 | 53204.7 | 53874.54 | 55398.64 | 54436.98 | 51366.25 | 52761.27 | 51722.49 | 53086.73 | 52528.28 | 53453.98 | 52871.64 | 53238.81 | 53102.17 | 52729.52 | 52634.55 | 52432.69 | 51921.98 | 52080.48 | 51059.51 | 50456.9 | 51251.01 | 51398.63 | 51501.47 | 50532.92 | 51479.74 | 51455.68 | 52073.83 | 51944.54 | 51943.02 | 53014.37 | 52711.77 | 53002.01 | 53257.75 | 54241.68 | 54550.52 | 54373.39 | 55097.14 | 56132.16 | 56149.09 | 56705.1 | 57244.69 | 58147.36 | 59110.8 | 59979.31 | 59942.35
CNRM-Base-Price_effect | Northwest | Commercial | Electric | Space Heating | Annual | Average | LDCEU/TDEF | Electric Load Curve (Incl. Cogen) | GWh | 2768.933 | 2682.624 | 2993.16 | 3221.204 | 2914.488 | 3080.815 | 2814.336 | 3676.028 | 3140.086 | 3205.313 | 3713.691 | 3390.152 | 3161 | 3884.44 | 4151.808 | 4012.304 | 4167.747 | 3451.507 | 3666.068 | 3953.519 | 3885.549 | 3895.997 | 4060.888 | 3973.303 | 3735.935 | 3859.718 | 3768.427 | 3880.57 | 3855.091 | 3939.186 | 3909.362 | 4028.117 | 4088.522 | 4124.724 | 4107.879 | 4234.626 | 4221.295 | 4116.282 | 4133.118 | 4118.919 | 4230.848 | 4252.562 | 4262.15 | 4292.535 | 4396.512 | 4406.409 | 4456.964 | 4307.812 | 4386.132 | 4325.307 | 4349.903 | 4388.076 | 4525.8 | 4363.547 | 4721.594 | 4616.719 | 4689.374 | 4801.351 | 4746.357 | 4692.338 | 4619.955 | 4644.972 | 4884.827 | 4858.884 | 4788.646
CNRM-Base-Price_effect | Northwest | Commercial | Electric | Water Heating | Annual | Average | LDCEU/TDEF | Electric Load Curve (Incl. Cogen) | GWh | 882.3937 | 896.343 | 942.5218 | 968.0308 | 895.3741 | 951.2161 | 973.529 | 1072.846 | 1005.737 | 1066.913 | 1102.844 | 1081.899 | 1032.25 | 1190.633 | 1245.236 | 1214.667 | 1258.215 | 1132.642 | 1179.967 | 1222.27 | 1152.689 | 1191.164 | 1284.597 | 1182.299 | 1233.316 | 1232.958 | 1179.926 | 1221.007 | 1217.56 | 1248.206 | 1244.06 | 1315.691 | 1332.761 | 1346.079 | 1303.448 | 1399.302 | 1375.6 | 1278.539 | 1278.105 | 1254.94 | 1352.363 | 1348.128 | 1340.873 | 1355.883 | 1440.735 | 1428.703 | 1461.969 | 1325.967 | 1378.43 | 1329.328 | 1339.831 | 1357.548 | 1472.162 | 1330.477 | 1641.964 | 1535.061 | 1597.009 | 1698.112 | 1632.784 | 1599.55 | 1523.023 | 1552.831 | 1767.559 | 1745.222 | 1685.694
CNRM-Base-Price_effect | Northwest | Commercial | Electric | Other Substitutables | Annual | Average | LDCEU/TDEF | Electric Load Curve (Incl. Cogen) | GWh | 676.4607 | 725.5498 | 763.0958 | 784.5076 | 723.5509 | 764.7585 | 780.7388 | 861.783 | 813.0527 | 859.7897 | 883.8791 | 862.0698 | 819.9756 | 941.0984 | 975.7186 | 944.8655 | 980.7214 | 877.6442 | 912.6802 | 948.2165 | 966.0232 | 922.5809 | 895.7102 | 995.3585 | 832.0865 | 852.2313 | 893.994 | 918.9307 | 909.2994 | 924.045 | 914.5838 | 947.4207 | 980.6171 | 1015.014 | 1052.497 | 1088.802 | 1127.383 | 1156.707 | 1184.966 | 1212.96 | 1242.785 | 1274.225 | 1302.51 | 1326.642 | 1357.496 | 1384.128 | 1412.493 | 1437.944 | 1463.37 | 1486.486 | 1510.177 | 1531.769 | 1554.339 | 1574.151 | 1593.012 | 1609.765 | 1627.548 | 1642.779 | 1657.276 | 1671.493 | 1683.917 | 1696.154 | 1708.291 | 1718.844 | 1731.186
CNRM-Base-Price_effect | Northwest | Commercial | Electric | Refrigeration | Annual | Average | LDCEU/TDEF | Electric Load Curve (Incl. Cogen) | GWh | 5043.597 | 5860.459 | 6180.727 | 6345.336 | 5858.858 | 6200.093 | 6344.352 | 7008.324 | 6623.469 | 7029.264 | 7246.498 | 7070.585 | 6737.264 | 7752.659 | 8079.689 | 7852.376 | 8146.037 | 7272.248 | 7564.592 | 7808.329 | 7311.431 | 7630.125 | 8292.903 | 7605.808 | 7846.641 | 7797.079 | 7234.348 | 7263.545 | 7020.357 | 6970.811 | 6726.711 | 6471.121 | 6232.21 | 6015.611 | 5824.664 | 5652.906 | 5511.403 | 5390.98 | 5283.987 | 5195.362 | 5127.398 | 5079.608 | 5041.595 | 5005.476 | 4999.836 | 4996.523 | 5004.996 | 5012.903 | 5032.204 | 5053.585 | 5082.625 | 5114.951 | 5156.072 | 5194.89 | 5237.002 | 5279.74 | 5330.126 | 5381.152 | 5434.903 | 5491.579 | 5550.766 | 5612.216 | 5676.059 | 5741.875 | 5809.174
CNRM-Base-Price_effect | Northwest | Commercial | Electric | Lighting | Annual | Average | LDCEU/TDEF | Electric Load Curve (Incl. Cogen) | GWh | 9373.547 | 9601.88 | 10118.57 | 10385.81 | 9597.452 | 10198.72 | 10431.65 | 11519.42 | 10817.23 | 11509.55 | 11903.62 | 11642.51 | 11115.26 | 12843.96 | 13430.79 | 13115.31 | 13590.87 | 11703.54 | 12205.91 | 12631.87 | 12651.82 | 12608.67 | 12650.29 | 12995.94 | 11716.78 | 12010.45 | 12053.81 | 12399.69 | 12299.22 | 12562.33 | 12461.37 | 12479.84 | 12297.06 | 11950.86 | 11488.02 | 11042.62 | 10660.58 | 10328.88 | 10028.88 | 9763.871 | 9529.819 | 9333.682 | 9157.787 | 8991.788 | 8861.281 | 8742.003 | 8637.623 | 8538.451 | 8449.188 | 8368.415 | 8297.215 | 8236.236 | 8182.597 | 8133.833 | 8085.354 | 8051.681 | 8035.77 | 8030.219 | 8036.097 | 8052.218 | 8077.62 | 8111.529 | 8153.268 | 8202.098 | 8239.348
CNRM-Base-Price_effect | Northwest | Commercial | Electric | Air Conditioning | Annual | Average | LDCEU/TDEF | Electric Load Curve (Incl. Cogen) | GWh | 10587.25 | 10276.38 | 9956.545 | 9636.214 | 12890.17 | 11855.04 | 12998.88 | 9390.504 | 13968.28 | 12329.17 | 13490.77 | 14077.18 | 16193.08 | 12123.36 | 12970.73 | 13435.12 | 15188.43 | 17872.31 | 16169.87 | 14491.96 | 14490.16 | 14544.95 | 14594.48 | 14691.59 | 13524.13 | 13915.13 | 13930.28 | 14343.11 | 14239.62 | 14526.18 | 14414.58 | 14569.56 | 14523.55 | 14471.05 | 14916.21 | 14942.91 | 14793.81 | 15391.36 | 14571.97 | 14171.52 | 14849.02 | 14979.88 | 15058.94 | 14028.95 | 14656.91 | 14500.91 | 14868.94 | 14869.82 | 14564.78 | 15560.37 | 15014.21 | 15017.37 | 14763.27 | 15781.91 | 15171.74 | 14936.74 | 15215.91 | 15721.69 | 15524.43 | 15815.45 | 16137.14 | 16602.11 | 16712.55 | 17218.14 | 16981.98
CNRM-Base-Price_effect | Northwest | Commercial | Electric | Other Non-Substitutables | Annual | Average | LDCEU/TDEF | Electric Load Curve (Incl. Cogen) | GWh | 9127.758 | 9330.496 | 9834.131 | 10082.14 | 9308.092 | 9913.761 | 10131.82 | 11206.3 | 10494.36 | 11170.32 | 11579.63 | 11355.66 | 10869.74 | 12604.43 | 13214.72 | 12929.72 | 13391.79 | 12100.99 | 12635.41 | 13025.3 | 12747.02 | 13081.06 | 13619.77 | 12992.68 | 12477.37 | 13093.7 | 12661.7 | 13059.87 | 12987.13 | 13283.23 | 13200.98 | 13427.06 | 13647.46 | 13806.18 | 13941.83 | 14071.52 | 14231.91 | 14417.73 | 14578.48 | 14739.33 | 14918.78 | 15130.55 | 15337.62 | 15531.65 | 15766.97 | 15997.01 | 16230.84 | 16451.64 | 16668.92 | 16890.89 | 17117.81 | 17356.06 | 17603.51 | 17862.88 | 18099.86 | 18343.68 | 18601.4 | 18856.86 | 19117.23 | 19382.47 | 19652.27 | 19927.54 | 20208.24 | 20494.25 | 20706.32
CNRM-Base-Price_effect | Northwest | Industrial | Electric | All | Annual | Average | LDCEU/TDEF | Electric Load Curve (Incl. Cogen) | GWh | 62864.16 | 67608.29 | 73968.03 | 77267.25 | 79927.41 | 79533.5 | 76981.8 | 73720.11 | 71607.93 | 73585.47 | 73016.27 | 73009.52 | 75814.77 | 76828.68 | 73741.49 | 47763.23 | 45515.78 | 49493.17 | 50524.3 | 54710.88 | 53034.34 | 52922.61 | 53910.23 | 51542.55 | 54289.83 | 56273.77 | 55839.64 | 56468.36 | 57128.06 | 56690.82 | 54550.94 | 55628.42 | 57100.51 | 57892.36 | 61630.89 | 63205.3 | 63740.79 | 63696.03 | 63704.41 | 63766.98 | 63634.27 | 63409.64 | 63232.97 | 63065.2 | 62964.62 | 62842.18 | 62757.89 | 62673.59 | 62559.94 | 62513.26 | 62439.5 | 62446.24 | 62376.77 | 62315.17 | 62356.96 | 62368.28 | 62417.02 | 62435.05 | 62489.07 | 62546.16 | 62731.02 | 62960.77 | 63187.55 | 63425.37 | 63769.42
CNRM-Base-Price_effect | Northwest | Industrial | Electric | Process Heat | Annual | Average | LDCEU/TDEF | Electric Load Curve (Incl. Cogen) | GWh | 9169.162 | 10038.35 | 11371.94 | 11915.07 | 12272.22 | 12175.35 | 11455.27 | 10773.65 | 10125.09 | 10718.79 | 10804.15 | 10809.46 | 11470.2 | 11592.2 | 10743.55 | 4757.827 | 4694.288 | 5350.837 | 5273.953 | 6111.766 | 5880.246 | 5850.502 | 5723.837 | 5538.221 | 5675.438 | 5451.486 | 4919.504 | 4516.737 | 4137.599 | 3607.703 | 2094.3 | 2642.977 | 3267.088 | 3769.764 | 4904.383 | 5369.96 | 5792.224 | 5732.431 | 5693.303 | 5651.866 | 5599.664 | 5549.253 | 5497.556 | 5446.568 | 5399.504 | 5353.172 | 5307.18 | 5260.988 | 5211.616 | 5166.817 | 5122.181 | 5084.848 | 5043.717 | 4997.752 | 4959.024 | 4928.252 | 4897.121 | 4869.672 | 4844.161 | 4819.892 | 4790.956 | 4771.504 | 4749.491 | 4728.926 | 4708.64
CNRM-Base-Price_effect | Northwest | Industrial | Electric | Motors | Annual | Average | LDCEU/TDEF | Electric Load Curve (Incl. Cogen) | GWh | 26934.67 | 28341.86 | 29669.36 | 30807.78 | 31857.69 | 31817.71 | 31902.18 | 30910.22 | 31352.46 | 31118.82 | 30415.2 | 30170.75 | 30424.97 | 30882.75 | 30946.81 | 27005.61 | 25549.39 | 26666.39 | 27679.84 | 28721.64 | 27561.24 | 27644.14 | 26200.11 | 24566.76 | 26610.69 | 28910.54 | 30457.65 | 32425.63 | 32895.76 | 34997.89 | 37977.73 | 38189.96 | 38445.14 | 38427.57 | 38963.51 | 38805.68 | 38554.05 | 38259.62 | 38003.69 | 37752.73 | 37430.29 | 37027.5 | 36680.14 | 36331.9 | 36007.45 | 35690.43 | 35408.75 | 35132.85 | 34846.79 | 34578.05 | 34314.2 | 34108.48 | 33849.91 | 33604.86 | 33435.38 | 33225.45 | 33045.3 | 32833.43 | 32652.08 | 32471.63 | 32435.74 | 32416.08 | 32403.31 | 32398.63 | 32481.59
CNRM-Base-Price_effect | Northwest | Industrial | Electric | Other Subs | Annual | Average | LDCEU/TDEF | Electric Load Curve (Incl. Cogen) | GWh | 5998.493 | 6342.755 | 6767.287 | 7250.81 | 7777.646 | 7922.386 | 7822.56 | 8359.074 | 7925.451 | 8435.789 | 8023.532 | 8124.65 | 8574.322 | 8621.65 | 8654.745 | 7246.625 | 6246.322 | 7373.496 | 8011.126 | 8527.167 | 8726.895 | 8496.479 | 8381.48 | 7813.028 | 8811.432 | 8889.676 | 8208.237 | 7814.95 | 7920.648 | 6504.826 | 6070.407 | 6159.863 | 6340.324 | 6460.733 | 6769.505 | 6848.349 | 6898.906 | 6903.322 | 6910.306 | 6917.865 | 6915.099 | 6911.958 | 6902.269 | 6895.4 | 6892.124 | 6891.308 | 6885.461 | 6876.02 | 6859.74 | 6845.789 | 6834.145 | 6828.696 | 6814.539 | 6794.921 | 6786.313 | 6788.254 | 6789.843 | 6799.154 | 6808.332 | 6818.315 | 6799.79 | 6799.458 | 6792.384 | 6785.947 | 6788.805
CNRM-Base-Price_effect | Northwest | Industrial | Electric | Miscellaneous | Annual | Average | LDCEU/TDEF | Electric Load Curve (Incl. Cogen) | GWh | 20761.84 | 22885.33 | 26159.45 | 27293.59 | 28019.85 | 27618.05 | 25801.79 | 23677.16 | 22204.93 | 23312.07 | 23773.39 | 23904.67 | 25345.27 | 25732.08 | 23396.39 | 8753.167 | 9025.781 | 10102.45 | 9559.378 | 11350.31 | 10865.96 | 10931.5 | 13604.81 | 13624.55 | 13192.27 | 13022.07 | 12254.24 | 11711.03 | 12174.05 | 11580.4 | 8408.497 | 8635.619 | 9047.962 | 9234.291 | 10993.49 | 12181.31 | 12495.61 | 12800.66 | 13097.11 | 13444.52 | 13689.21 | 13920.93 | 14153 | 14391.33 | 14665.53 | 14907.27 | 15156.5 | 15403.72 | 15641.8 | 15922.59 | 16168.96 | 16424.21 | 16668.61 | 16917.64 | 17176.24 | 17426.33 | 17684.75 | 17932.8 | 18184.5 | 18436.32 | 18704.53 | 18973.72 | 19242.36 | 19511.87 | 19790.38
CNRM-Base-Price_effect | Northwest | Transportation | Electric | All | Annual | Average | LDCECC/TDEF | Electric Load Curve | GWh | 24.208 | 24.1195 | 23.896 | 25.7456 | 25.6581 | 29.5536 | 31.0874 | 29.8543 | 30.5561 | 33.0536 | 29.7406 | 29.7486 | 32.9234 | 52.7481 | 53.4929 | 54.1336 | 57.9547 | 60.1833 | 59.4226 | 60.3773 | 58.9626 | 58.399 | 59.9646 | 63.5142 | 66.1425 | 75.0487 | 88.797 | 123.9005 | 164.8105 | 190.7529 | 233.1872 | 291.6825 | 355.0984 | 427.1081 | 501.507 | 588.9346 | 695.8756 | 826.7335 | 992.3762 | 1171.866 | 1366.421 | 1578.081 | 1806.111 | 2053.932 | 2324.231 | 2617.069 | 2933.464 | 3291.317 | 3661.913 | 4060.752 | 4491.524 | 4951.192 | 5442.373 | 5966.019 | 6525.374 | 7117.171 | 7745.829 | 8405.055 | 9096.28 | 9816.051 | 10565.64 | 11340.02 | 12141.61 | 12920.19 | 13881.22
CNRM-Base-Price_effect | Northwest | Streetlighting/PublicWater | Electric | All | Annual | Average | LDCECC/TDEF | Electric Load Curve | GWh | 2620.367 | 2618.497 | 2592.224 | 2648.414 | 2627.113 | 2646.916 | 2682.007 | 2703.911 | 2736.676 | 2730.542 | 2759.062 | 2703.852 | 2654.385 | 2671.137 | 2658.651 | 2754.88 | 2920.533 | 2910.379 | 2915.66 | 2940.94 | 2809.232 | 2760.531 | 2826.462 | 2788.133 | 2737.076 | 2749.354 | 2706.55 | 2744.004 | 2751.27 | 2754.641 | 2696.6 | 2690.455 | 2692.58 | 2696.702 | 2698.909 | 2699.861 | 2706.437 | 2705.463 | 2704.071 | 2708.782 | 2706.713 | 2707.655 | 2708.261 | 2702.144 | 2698.898 | 2692.285 | 2698.389 | 2691.306 | 2687.341 | 2680.122 | 2675.979 | 2671.685 | 2664.145 | 2659.97 | 2655.094 | 2650.111 | 2645.135 | 2640.165 | 2635.204 | 2630.25 | 2625.302 | 2620.363 | 2615.43 | 2610.505 | 2605.586
Climate3_XGO_Low_NOFreeze
Scenario Name: Climate3_XGO_Low_NoFreeze ¦ Date: Wed 08/12/2020 ¦ Time: 14:21:42.35 ¦ Path: Q:\MJ\energy2020July30\2020Model ¦ Version: * ¦
| Engine | is the model name.
This is the Electricity Review for Northwest
| Area | Building Type | Fuel | Enduse | Month | Day | Variable | Descriptor | Units | 1986 | 1987 | 1988 | 1989 | 1990 | 1991 | 1992 | 1993 | 1994 | 1995 | 1996 | 1997 | 1998 | 1999 | 2000 | 2001 | 2002 | 2003 | 2004 | 2005 | 2006 | 2007 | 2008 | 2009 | 2010 | 2011 | 2012 | 2013 | 2014 | 2015 | 2016 | 2017 | 2018 | 2019 | 2020 | 2021 | 2022 | 2023 | 2024 | 2025 | 2026 | 2027 | 2028 | 2029 | 2030 | 2031 | 2032 | 2033 | 2034 | 2035 | 2036 | 2037 | 2038 | 2039 | 2040 | 2041 | 2042 | 2043 | 2044 | 2045 | 2046 | 2047 | 2048 | 2049 | 2050
CNRM-Low-Price_effect | Northwest | Residential | Electric | All | Annual | Average | LDCEU/TDEF | Electric Load Curve (Incl. Cogen) | GWh | 57357.4 | 55883.34 | 57700.85 | 61346.79 | 60154.28 | 62542.77 | 59577.55 | 65043.7 | 63321.34 | 63919.31 | 67711.94 | 66072.49 | 65159.61 | 67029.06 | 67518.18 | 66254.88 | 70316.8 | 69291.48 | 69950.03 | 71620.38 | 71269.48 | 72032.1 | 75477.25 | 74921.38 | 69979.91 | 73022.34 | 69859.79 | 71685.04 | 69655.91 | 68489.04 | 69127.92 | 70901.62 | 71295.82 | 71565.54 | 71820.36 | 73734.48 | 75374.69 | 73812.55 | 73160.28 | 72004.37 | 75519.01 | 76067.59 | 76560.11 | 76186.59 | 78425.13 | 78453.51 | 79474.58 | 76283.01 | 76661.77 | 79232.46 | 77104.11 | 77500.77 | 79782.27 | 79143.19 | 84659.96 | 82014.18 | 83427.82 | 86113.51 | 85060.48 | 84079.26 | 82841.27 | 84682.95 | 88789.77 | 90673.38 | 87040.18
CNRM-Low-Price_effect | Northwest | Residential | Electric | Space Heating | Annual | Average | LDCEU/TDEF | Electric Load Curve (Incl. Cogen) | GWh | 11959.91 | 11513.87 | 12594.64 | 14067.04 | 13660.11 | 14270.57 | 12616.85 | 14322.28 | 12708.19 | 12736.94 | 14806.8 | 13613.47 | 13014.1 | 14498.35 | 14775.66 | 14568.71 | 15509.43 | 14031.3 | 14419.73 | 15219.55 | 14633.2 | 14098.26 | 15822.64 | 15074.13 | 13507.86 | 15323.24 | 13685.83 | 15362.32 | 13903.42 | 13217.64 | 14636.28 | 15617.19 | 15708.1 | 15733.35 | 14902.22 | 16226.88 | 16014.4 | 14344.55 | 14169.96 | 13669.63 | 14975.67 | 14679.71 | 14363.83 | 14404.51 | 15446.8 | 15068.66 | 15350.87 | 13223.17 | 13787.88 | 12957.79 | 12961.66 | 13051.6 | 14452.86 | 12367.76 | 16439.63 | 14827.05 | 15472.41 | 16662.38 | 15655.88 | 15050.15 | 13926.09 | 14195.91 | 16839.51 | 16410.12 | 15573.62
CNRM-Low-Price_effect | Northwest | Residential | Electric | Water Heating Under 55 | Annual | Average | LDCEU/TDEF | Electric Load Curve (Incl. Cogen) | GWh | 11236.43 | 11041.38 | 11113.09 | 11578.4 | 11212.39 | 11573.8 | 11195.76 | 12508.23 | 11852.42 | 12079 | 12211.83 | 11866.68 | 11419.19 | 11666.43 | 11399.8 | 11183.98 | 11616.46 | 11229.87 | 11112.55 | 11068.32 | 10608.48 | 10885.28 | 11255.26 | 11041.91 | 10498.51 | 10680.68 | 10395.53 | 10810.91 | 10832.15 | 10935.13 | 10815.3 | 11408.5 | 11516.52 | 11622.2 | 11244.21 | 12058.15 | 12186.36 | 11320.29 | 11316.95 | 11113.54 | 11969.12 | 11896.75 | 11804.53 | 11923.18 | 12622.07 | 12491.6 | 12744.54 | 11533.57 | 11976.33 | 11534.48 | 11602.51 | 11729.08 | 12690.94 | 11434.51 | 14088.31 | 13156.78 | 13640.72 | 14461.11 | 13861.16 | 13556.82 | 12884.98 | 13110.84 | 14886.81 | 14677.56 | 14185.73
CNRM-Low-Price_effect | Northwest | Residential | Electric | Lighting | Annual | Average | LDCEU/TDEF | Electric Load Curve (Incl. Cogen) | GWh | 10230.35 | 10111.21 | 10217.76 | 10726.09 | 10436.36 | 10859.11 | 10575.81 | 12025.33 | 11567.76 | 11900.24 | 12214.44 | 11988.69 | 11688.94 | 12086.31 | 12015.69 | 11915.89 | 12546.83 | 12318.84 | 12430.35 | 12593.08 | 12273.18 | 12663.97 | 13222.78 | 12855.44 | 12130.32 | 12236.9 | 11489.27 | 11082.41 | 10279.66 | 9506.831 | 9083.046 | 8934.302 | 8918.994 | 8916.188 | 8920.906 | 8951.227 | 9228.029 | 9285.216 | 9345.204 | 9409.172 | 9476.5 | 9543.874 | 9611.246 | 9680.868 | 9757.625 | 9840.83 | 9924.325 | 10006.68 | 10092.84 | 10182.92 | 10273.67 | 10362.64 | 10450.92 | 10540.07 | 10628.66 | 10721.68 | 10802.44 | 10883.51 | 10967.23 | 11054.68 | 11144.63 | 11234.67 | 11324.92 | 11414.89 | 11505.51
CNRM-Low-Price_effect | Northwest | Residential | Electric | Refrigeration | Annual | Average | LDCEU/TDEF | Electric Load Curve (Incl. Cogen) | GWh | 5755.548 | 5212.426 | 5273.506 | 5392.221 | 5212.716 | 5118.747 | 4812.376 | 4438.83 | 4278.206 | 4427.273 | 4661.258 | 4700.44 | 4704.836 | 4990.674 | 5107.831 | 4109.899 | 4025.631 | 3944.8 | 3908.426 | 3904.636 | 3977.169 | 4111.468 | 4211.464 | 3949.047 | 3719.154 | 3791.866 | 3724.95 | 3805.446 | 4341.084 | 4311.225 | 4737.766 | 4729.442 | 4707.153 | 4690.178 | 4677.271 | 4669.271 | 4785.333 | 4793.283 | 4803.855 | 4817.974 | 4835.13 | 4853.978 | 4873.171 | 4894.157 | 4919.312 | 4948.292 | 4978.28 | 5008.576 | 5041.176 | 5076.439 | 5112.821 | 5149.183 | 5186.055 | 5223.877 | 5262.015 | 5302.557 | 5337.097 | 5372.146 | 5408.959 | 5448.127 | 5488.889 | 5530.189 | 5571.978 | 5614.061 | 5656.74
CNRM-Low-Price_effect | Northwest | Residential | Electric | Freezer | Annual | Average | LDCEU/TDEF | Electric Load Curve (Incl. Cogen) | GWh | 1548.59 | 1412.869 | 1440.844 | 1374.153 | 1356.599 | 1422.785 | 1372.139 | 1207.949 | 1212.209 | 1243.959 | 1259.485 | 1260.105 | 1237.229 | 1286.344 | 1305.063 | 1192.367 | 1278.36 | 1262.346 | 1291.368 | 1307.639 | 1251.077 | 1271.691 | 1406.64 | 1289.317 | 1585.7 | 1313.767 | 1281.476 | 1307.323 | 1241.569 | 908.0657 | 928.0443 | 873.6414 | 874.2478 | 875.6988 | 877.5279 | 880.0881 | 904.4442 | 909.5262 | 914.8633 | 920.6046 | 926.6416 | 932.6984 | 938.9476 | 945.6392 | 953.0925 | 961.2863 | 969.6771 | 978.1861 | 987.2208 | 996.8127 | 1006.609 | 1016.399 | 1026.315 | 1036.516 | 1046.869 | 1058.04 | 1068.301 | 1078.835 | 1089.89 | 1101.531 | 1113.697 | 1126.084 | 1138.741 | 1151.585 | 1164.771
CNRM-Low-Price_effect | Northwest | Residential | Electric | Clothes Washer | Annual | Average | LDCEU/TDEF | Electric Load Curve (Incl. Cogen) | GWh | 598.3237 | 586.014 | 560.9583 | 581.5216 | 560.2718 | 573.7611 | 527.3397 | 602.8728 | 558.3094 | 551.845 | 562.5753 | 549.9957 | 518.6805 | 534.6788 | 514.6696 | 502.6836 | 497.1234 | 472.6685 | 476.0677 | 467.4409 | 433.1592 | 444.1966 | 431.0614 | 413.1035 | 381.7149 | 363.3238 | 338.2773 | 362.2975 | 356.6183 | 358.4178 | 356.5477 | 355.75 | 358.9781 | 362.3503 | 365.7184 | 369.2125 | 382.56 | 386.8452 | 391.0819 | 395.3548 | 399.625 | 403.7874 | 407.859 | 411.9502 | 416.2453 | 420.7471 | 425.2046 | 429.5842 | 434.0777 | 438.6969 | 443.3186 | 447.8485 | 452.3452 | 456.8603 | 461.3609 | 466.0498 | 470.2281 | 474.4149 | 478.7372 | 483.2075 | 487.7984 | 492.4103 | 497.0495 | 501.6994 | 506.4051
CNRM-Low-Price_effect | Northwest | Residential | Electric | Clothes Dryer | Annual | Average | LDCEU/TDEF | Electric Load Curve (Incl. Cogen) | GWh | 2995.153 | 2977.851 | 3027.91 | 3203.627 | 2717.678 | 2875.032 | 2820.165 | 3259.02 | 3203.123 | 3341.659 | 3469.292 | 3477.342 | 3443.705 | 3614.708 | 3631.982 | 3663.988 | 3922.831 | 3926.401 | 3995.901 | 4084.254 | 4048.299 | 3671.512 | 3888.478 | 3845.012 | 3695.396 | 3790.091 | 3725.605 | 3908.425 | 3958.896 | 4042.084 | 4310.591 | 4370.739 | 4464.379 | 4556.138 | 4645.538 | 4734.177 | 4968.521 | 5065.597 | 5161.059 | 5256.581 | 5351.806 | 5445.558 | 5536.377 | 5626.74 | 5719.64 | 5814.832 | 5909.235 | 6002.307 | 6096.412 | 6192.613 | 6288.855 | 6383.849 | 6478.54 | 6573.836 | 6668.587 | 6766.185 | 6855.212 | 6944.499 | 7035.401 | 7129.258 | 7224.838 | 7320.999 | 7417.759 | 7514.93 | 7612.97
CNRM-Low-Price_effect | Northwest | Residential | Electric | Dishwasher | Annual | Average | LDCEU/TDEF | Electric Load Curve (Incl. Cogen) | GWh | 840.0462 | 805.2482 | 819.4912 | 902.3594 | 872.1222 | 929.1053 | 921.6357 | 1062.33 | 1026.3 | 1078.252 | 1112.978 | 1119.634 | 1086.262 | 1126.484 | 1130.806 | 1126.891 | 1196.313 | 1178.676 | 1186.765 | 1209.248 | 1178.782 | 1226.91 | 1270.632 | 1250.819 | 1292.793 | 1312.898 | 1264.211 | 1296.935 | 1293.442 | 1293.795 | 1388.407 | 1378.684 | 1399.115 | 1421.955 | 1446.436 | 1472.993 | 1540.651 | 1573.93 | 1608.551 | 1644.759 | 1682.493 | 1721.183 | 1760.856 | 1801.893 | 1845.252 | 1890.937 | 1937.7 | 1985.375 | 2034.942 | 2086.466 | 2139.392 | 2193.226 | 2248.231 | 2304.763 | 2362.532 | 2422.473 | 2480.998 | 2540.957 | 2602.882 | 2667.119 | 2733.426 | 2801.352 | 2870.931 | 2942.132 | 3015.19
CNRM-Low-Price_effect | Northwest | Residential | Electric | Cooking | Annual | Average | LDCEU/TDEF | Electric Load Curve (Incl. Cogen) | GWh | 1998.334 | 2050.044 | 2144.699 | 2318.051 | 2324.369 | 2490.486 | 2477.131 | 2903.925 | 2804.974 | 2857.629 | 2929.4 | 2872.956 | 2790.181 | 2871.739 | 2833.582 | 2827.592 | 3005.786 | 3001.966 | 3041.588 | 3127.825 | 3098.29 | 3253.99 | 3456.14 | 3431.572 | 3250.469 | 3278.272 | 3216.042 | 3322.079 | 3336.078 | 3347.951 | 3506.557 | 3531.371 | 3560.707 | 3561.701 | 3564.433 | 3569.272 | 3675.525 | 3690.005 | 3705.848 | 3724.021 | 3744.063 | 3765.33 | 3785.183 | 3806.053 | 3829.557 | 3855.083 | 3881.193 | 3907.546 | 3934.574 | 3963.521 | 3993.344 | 4022.282 | 4051.595 | 4081.435 | 4110.842 | 4141.699 | 4167.154 | 4192.022 | 4217.907 | 4245.355 | 4273.165 | 4301.168 | 4329.228 | 4356.664 | 4383.923
CNRM-Low-Price_effect | Northwest | Residential | Electric | Air Conditioning | Annual | Average | LDCEU/TDEF | Electric Load Curve (Incl. Cogen) | GWh | 2035.303 | 1907.605 | 1841.789 | 1774.515 | 2804.931 | 2486.032 | 2656.777 | 1528.18 | 3096.603 | 2346.986 | 2694.867 | 2816.268 | 3503.86 | 2060.121 | 2206.134 | 2402.792 | 2707.069 | 3691.672 | 3034.398 | 2583.122 | 3099.001 | 2832.228 | 2215.298 | 3048.971 | 1803.311 | 2024.263 | 2301.893 | 2553.627 | 2904.115 | 3301.796 | 2570.284 | 2772.199 | 2820.596 | 2872.772 | 4319.617 | 3965.969 | 4507.92 | 5440.747 | 4848.053 | 4290.496 | 5441.825 | 6231.271 | 7015.801 | 6342.435 | 6629 | 6985.852 | 7260.655 | 7310.404 | 6430.14 | 10075.95 | 7626.868 | 7551.565 | 7146.945 | 9686.829 | 8018.679 | 7691.923 | 7701.475 | 8074.335 | 8405.833 | 8067.048 | 8364.604 | 9384.14 | 8631.786 | 10840.14 | 8232.585
CNRM-Low-Price_effect | Northwest | Residential | Electric | Entertainment Center | Annual | Average | LDCEU/TDEF | Electric Load Curve (Incl. Cogen) | GWh | 1785.537 | 1870.532 | 2000.676 | 2209.478 | 2258.488 | 2466.543 | 2641.464 | 3108.524 | 3102.884 | 3319.643 | 3502.107 | 3548.437 | 3728.429 | 4147.841 | 4486.397 | 4842.292 | 5625.594 | 5968.858 | 6575.948 | 7364.278 | 7866.931 | 8340.201 | 8837.932 | 9224.707 | 9359.742 | 9799.367 | 9793.516 | 9190.833 | 8690.743 | 8097.954 | 7712.362 | 7749.263 | 7722.452 | 7640.697 | 7516.685 | 7363.087 | 7380.249 | 7198.969 | 7003.957 | 6801.401 | 6594.346 | 6384.055 | 6170.996 | 5958.866 | 5751.753 | 5550.139 | 5352.047 | 5157.409 | 4968.499 | 4785.8 | 4608.357 | 4435.434 | 4267.632 | 4105.089 | 3947.637 | 3796.439 | 3646.391 | 3501.405 | 3362.38 | 3229.289 | 3101.607 | 2978.656 | 2860.264 | 2746.201 | 2636.47
CNRM-Low-Price_effect | Northwest | Residential | Electric | Other Non-Substitutables | Annual | Average | LDCEU/TDEF | Electric Load Curve (Incl. Cogen) | GWh | 6373.875 | 6394.29 | 6563.137 | 7090.396 | 6576.013 | 7286.235 | 6756.428 | 7807.192 | 7609.063 | 7704.458 | 7924.15 | 7879.626 | 7614.659 | 7697.865 | 7643.114 | 7441.129 | 7857.086 | 7724.339 | 7927.655 | 8109.248 | 8079.889 | 8439.069 | 8612.126 | 8624.771 | 7888.425 | 8181.262 | 7703.769 | 7901.004 | 7773.44 | 8113.668 | 8021.26 | 8076.953 | 8144.79 | 8215.57 | 8288.201 | 8364.437 | 8701.559 | 8799.124 | 8897.337 | 8998.672 | 9102.339 | 9205.867 | 9305.651 | 9405.457 | 9510.722 | 9620.646 | 9729.83 | 9836.839 | 9945.894 | 10058.25 | 10170.74 | 10281.14 | 10390.71 | 10500.43 | 10608.96 | 10720.98 | 10817.77 | 10914.09 | 11012.83 | 11115.59 | 11220.55 | 11325.55 | 11430.48 | 11534.97 | 11639.61
CNRM-Low-Price_effect | Northwest | Residential | Electric | Water Heating Over 55 | Annual | Average | LDCEU/TDEF | Electric Load Curve (Incl. Cogen) | GWh | 0 | 0 | 102.3446 | 128.9422 | 162.233 | 190.5628 | 203.6823 | 269.0392 | 301.317 | 331.4208 | 362.754 | 378.8533 | 409.5317 | 447.511 | 467.4516 | 476.6682 | 528.2817 | 539.7487 | 549.2736 | 581.7388 | 722.0207 | 793.3332 | 846.8027 | 872.5779 | 866.5231 | 926.4117 | 939.4102 | 781.43 | 744.6866 | 1054.486 | 1061.47 | 1103.595 | 1099.788 | 1096.737 | 1051.602 | 1109.726 | 1099.135 | 1004.463 | 993.5681 | 962.1674 | 1019.448 | 1003.526 | 985.6657 | 984.8369 | 1024.062 | 1004.61 | 1011.02 | 903.3677 | 931.7862 | 882.7216 | 875.9603 | 876.5179 | 939.1898 | 831.2119 | 1015.882 | 942.3279 | 967.631 | 1013.811 | 961.3867 | 931.0945 | 877.011 | 880.9791 | 990.3142 | 968.4371 | 926.6544
CNRM-Low-Price_effect | Northwest | Commercial | Electric | All | Annual | Average | LDCEU/TDEF | Electric Load Curve (Incl. Cogen) | GWh | 38459.94 | 39373.73 | 40788.75 | 41423.24 | 42187.98 | 42964.41 | 44475.3 | 44735.2 | 46862.21 | 47170.32 | 49920.93 | 49480.06 | 49928.57 | 51340.58 | 54068.68 | 53504.36 | 56723.8 | 54410.88 | 54334.49 | 54081.46 | 53204.7 | 53874.54 | 55398.64 | 54436.98 | 51366.25 | 52761.27 | 51722.49 | 53086.73 | 52528.28 | 53453.98 | 52871.64 | 53238.81 | 53102.17 | 52729.52 | 51085.41 | 50621.22 | 49973.16 | 50025.28 | 48955.75 | 48292.44 | 49000.82 | 49143.93 | 49300.63 | 48404.81 | 49328.14 | 49290.02 | 49914.3 | 49833.18 | 49807.34 | 50783.25 | 50440.78 | 50685.7 | 50945.51 | 51930.49 | 52282.95 | 52152.5 | 52880.95 | 53879.4 | 53842.65 | 54349.71 | 54790.8 | 55568.29 | 56406.92 | 57153.69 | 57037.13
CNRM-Low-Price_effect | Northwest | Commercial | Electric | Space Heating | Annual | Average | LDCEU/TDEF | Electric Load Curve (Incl. Cogen) | GWh | 2768.933 | 2682.624 | 2993.16 | 3221.204 | 2914.488 | 3080.815 | 2814.336 | 3676.028 | 3140.086 | 3205.313 | 3713.691 | 3390.152 | 3161 | 3884.44 | 4151.808 | 4012.304 | 4167.747 | 3451.507 | 3666.068 | 3953.519 | 3885.549 | 3895.997 | 4060.888 | 3973.303 | 3735.935 | 3859.718 | 3768.427 | 3880.57 | 3855.091 | 3939.186 | 3909.362 | 4028.117 | 4088.522 | 4124.724 | 3972.485 | 4070.939 | 4046.806 | 3939.444 | 3949.598 | 3930.112 | 4033.85 | 4056.368 | 4071.77 | 4104.51 | 4206.03 | 4214.665 | 4265.759 | 4126.499 | 4199.86 | 4137.525 | 4156.968 | 4190.736 | 4323.072 | 4170.605 | 4516.984 | 4419.006 | 4490.671 | 4596.896 | 4538.777 | 4484.095 | 4408.782 | 4426.389 | 4648.1 | 4616.814 | 4543.627
CNRM-Low-Price_effect | Northwest | Commercial | Electric | Water Heating | Annual | Average | LDCEU/TDEF | Electric Load Curve (Incl. Cogen) | GWh | 882.3937 | 896.343 | 942.5218 | 968.0308 | 895.3741 | 951.2161 | 973.529 | 1072.846 | 1005.737 | 1066.913 | 1102.844 | 1081.899 | 1032.25 | 1190.633 | 1245.236 | 1214.667 | 1258.215 | 1132.642 | 1179.967 | 1222.27 | 1152.689 | 1191.164 | 1284.597 | 1182.299 | 1233.316 | 1232.958 | 1179.926 | 1221.007 | 1217.56 | 1248.206 | 1244.06 | 1315.691 | 1332.761 | 1346.079 | 1259.213 | 1342.351 | 1315.627 | 1220.718 | 1218.544 | 1194.799 | 1286.744 | 1283.549 | 1278.853 | 1294.487 | 1376.293 | 1364.55 | 1397.275 | 1268.501 | 1318.245 | 1270.052 | 1278.833 | 1294.899 | 1404.473 | 1270.182 | 1569.089 | 1467.774 | 1527.763 | 1624.247 | 1560.477 | 1527.975 | 1453.54 | 1480.702 | 1683.971 | 1661.262 | 1603.212
CNRM-Low-Price_effect | Northwest | Commercial | Electric | Other Substitutables | Annual | Average | LDCEU/TDEF | Electric Load Curve (Incl. Cogen) | GWh | 676.4607 | 725.5498 | 763.0958 | 784.5076 | 723.5509 | 764.7585 | 780.7388 | 861.783 | 813.0527 | 859.7897 | 883.8791 | 862.0698 | 819.9756 | 941.0984 | 975.7186 | 944.8655 | 980.7214 | 877.6442 | 912.6802 | 948.2165 | 966.0232 | 922.5809 | 895.7102 | 995.3585 | 832.0865 | 852.2313 | 893.994 | 918.9307 | 909.2994 | 924.045 | 914.5838 | 947.4207 | 980.6171 | 1015.014 | 999.7187 | 1026.062 | 1059.951 | 1086.993 | 1113.387 | 1139.588 | 1168.562 | 1200.183 | 1230.649 | 1256.032 | 1287.203 | 1313.329 | 1342.69 | 1369.727 | 1394.513 | 1416.094 | 1438.071 | 1458.631 | 1481.782 | 1503.072 | 1523.773 | 1541.799 | 1560.662 | 1576.551 | 1591.209 | 1607.468 | 1621.106 | 1633.694 | 1645.314 | 1656.301 | 1668.956
CNRM-Low-Price_effect | Northwest | Commercial | Electric | Refrigeration | Annual | Average | LDCEU/TDEF | Electric Load Curve (Incl. Cogen) | GWh | 5043.597 | 5860.459 | 6180.727 | 6345.336 | 5858.858 | 6200.093 | 6344.352 | 7008.324 | 6623.469 | 7029.264 | 7246.498 | 7070.585 | 6737.264 | 7752.659 | 8079.689 | 7852.376 | 8146.037 | 7272.248 | 7564.592 | 7808.329 | 7311.431 | 7630.125 | 8292.903 | 7605.808 | 7846.641 | 7797.079 | 7234.348 | 7263.545 | 7020.357 | 6970.811 | 6726.711 | 6471.121 | 6232.21 | 6015.611 | 5672.038 | 5476.146 | 5321.475 | 5193.157 | 5079.74 | 4984.929 | 4913.421 | 4865.645 | 4833.85 | 4801.806 | 4797.841 | 4793.517 | 4806.206 | 4819.652 | 4836.892 | 4853.922 | 4878.105 | 4907.68 | 4951.67 | 4995.848 | 5044.402 | 5091.715 | 5145.843 | 5200.442 | 5252.181 | 5310.047 | 5363.67 | 5416.306 | 5472.314 | 5530.494 | 5590.163
CNRM-Low-Price_effect | Northwest | Commercial | Electric | Lighting | Annual | Average | LDCEU/TDEF | Electric Load Curve (Incl. Cogen) | GWh | 9373.547 | 9601.88 | 10118.57 | 10385.81 | 9597.452 | 10198.72 | 10431.65 | 11519.42 | 10817.23 | 11509.55 | 11903.62 | 11642.51 | 11115.26 | 12843.96 | 13430.79 | 13115.31 | 13590.87 | 11703.54 | 12205.91 | 12631.87 | 12651.82 | 12608.67 | 12650.29 | 12995.94 | 11716.78 | 12010.45 | 12053.81 | 12399.69 | 12299.22 | 12562.33 | 12461.37 | 12479.84 | 12297.06 | 11950.86 | 11213.11 | 10747.99 | 10344.75 | 9997.696 | 9684.752 | 9407.443 | 9167.01 | 8972.753 | 8807.754 | 8649.536 | 8523.385 | 8403.998 | 8306.244 | 8215.063 | 8123.97 | 8037.394 | 7960.194 | 7895.875 | 7845.604 | 7803.812 | 7764.394 | 7736.731 | 7725.642 | 7720.964 | 7719.244 | 7729.421 | 7742.327 | 7762.201 | 7791.24 | 7826.2 | 7850.104
CNRM-Low-Price_effect | Northwest | Commercial | Electric | Air Conditioning | Annual | Average | LDCEU/TDEF | Electric Load Curve (Incl. Cogen) | GWh | 10587.25 | 10276.38 | 9956.545 | 9636.214 | 12890.17 | 11855.04 | 12998.88 | 9390.504 | 13968.28 | 12329.17 | 13490.77 | 14077.18 | 16193.08 | 12123.36 | 12970.73 | 13435.12 | 15188.43 | 17872.31 | 16169.87 | 14491.96 | 14490.16 | 14544.95 | 14594.48 | 14691.59 | 13524.13 | 13915.13 | 13930.28 | 14343.11 | 14239.62 | 14526.18 | 14414.58 | 14569.56 | 14523.55 | 14471.05 | 14496.22 | 14450.73 | 14263.6 | 14811.68 | 14000.21 | 13593.19 | 14227.33 | 14351.36 | 14440.53 | 13460.04 | 14064.89 | 13909.97 | 14269.89 | 14280.9 | 13980.9 | 14920.81 | 14382.15 | 14375.26 | 14135.17 | 15121.33 | 14552.01 | 14336.25 | 14612.7 | 15100.79 | 14899.28 | 15168.68 | 15458.18 | 15883.88 | 15973.33 | 16437.53 | 16193.84
CNRM-Low-Price_effect | Northwest | Commercial | Electric | Other Non-Substitutables | Annual | Average | LDCEU/TDEF | Electric Load Curve (Incl. Cogen) | GWh | 9127.758 | 9330.496 | 9834.131 | 10082.14 | 9308.092 | 9913.761 | 10131.82 | 11206.3 | 10494.36 | 11170.32 | 11579.63 | 11355.66 | 10869.74 | 12604.43 | 13214.72 | 12929.72 | 13391.79 | 12100.99 | 12635.41 | 13025.3 | 12747.02 | 13081.06 | 13619.77 | 12992.68 | 12477.37 | 13093.7 | 12661.7 | 13059.87 | 12987.13 | 13283.23 | 13200.98 | 13427.06 | 13647.46 | 13806.18 | 13472.62 | 13506.99 | 13620.95 | 13775.59 | 13909.52 | 14042.38 | 14203.9 | 14414.07 | 14637.22 | 14838.41 | 15072.5 | 15289.99 | 15526.24 | 15752.84 | 15952.97 | 16147.46 | 16346.46 | 16562.62 | 16803.74 | 17065.64 | 17312.29 | 17559.22 | 17817.67 | 18059.52 | 18281.49 | 18522.02 | 18743.19 | 18965.11 | 19192.65 | 19425.09 | 19587.23
CNRM-Low-Price_effect | Northwest | Industrial | Electric | All | Annual | Average | LDCEU/TDEF | Electric Load Curve (Incl. Cogen) | GWh | 62864.16 | 67608.29 | 73968.03 | 77267.25 | 79927.41 | 79533.5 | 76981.8 | 73720.11 | 71607.93 | 73585.47 | 73016.27 | 73009.52 | 75814.77 | 76828.68 | 73741.49 | 47763.23 | 45515.78 | 49493.17 | 50524.3 | 54710.88 | 53034.34 | 52922.61 | 53910.23 | 51542.55 | 54289.83 | 56273.77 | 55839.64 | 56468.36 | 57128.06 | 56690.82 | 54550.94 | 55628.42 | 57100.51 | 57892.36 | 59635.33 | 60441.66 | 59996.47 | 59078.82 | 58160.41 | 57279.71 | 56233.04 | 55155.43 | 54091.84 | 53066.75 | 52228.95 | 51413.84 | 50657.3 | 49913.48 | 49168.61 | 48470.54 | 47766.73 | 47135.92 | 46483.03 | 45891.52 | 45410.47 | 44916.77 | 44483.24 | 44010.91 | 43536.59 | 43101.4 | 42754.77 | 42453.05 | 42170.01 | 41891.18 | 41673.84
CNRM-Low-Price_effect | Northwest | Industrial | Electric | Process Heat | Annual | Average | LDCEU/TDEF | Electric Load Curve (Incl. Cogen) | GWh | 9169.162 | 10038.35 | 11371.94 | 11915.07 | 12272.22 | 12175.35 | 11455.27 | 10773.65 | 10125.09 | 10718.79 | 10804.15 | 10809.46 | 11470.2 | 11592.2 | 10743.55 | 4757.827 | 4694.288 | 5350.837 | 5273.953 | 6111.766 | 5880.246 | 5850.502 | 5723.837 | 5538.221 | 5675.438 | 5451.486 | 4919.504 | 4516.737 | 4137.599 | 3607.703 | 2094.3 | 2642.977 | 3267.088 | 3769.764 | 4703.969 | 5077.366 | 5378.546 | 5238.724 | 5109.088 | 4974.546 | 4827.258 | 4689.816 | 4549.398 | 4415.315 | 4303.078 | 4195.826 | 4091.312 | 3988.761 | 3887.493 | 3789.939 | 3694.838 | 3608.309 | 3523.112 | 3443.765 | 3377.242 | 3314.851 | 3256.226 | 3194.597 | 3128.139 | 3068.81 | 3010.601 | 2959.857 | 2909.965 | 2860.688 | 2811.959
CNRM-Low-Price_effect | Northwest | Industrial | Electric | Motors | Annual | Average | LDCEU/TDEF | Electric Load Curve (Incl. Cogen) | GWh | 26934.67 | 28341.86 | 29669.36 | 30807.78 | 31857.69 | 31817.71 | 31902.18 | 30910.22 | 31352.46 | 31118.82 | 30415.2 | 30170.75 | 30424.97 | 30882.75 | 30946.81 | 27005.61 | 25549.39 | 26666.39 | 27679.84 | 28721.64 | 27561.24 | 27644.14 | 26200.11 | 24566.76 | 26610.69 | 28910.54 | 30457.65 | 32425.63 | 32895.76 | 34997.89 | 37977.73 | 38189.96 | 38445.14 | 38427.57 | 37612.45 | 36922.48 | 36081.71 | 35249.81 | 34429.34 | 33608.51 | 32748.42 | 31851.6 | 30978.06 | 30130.36 | 29380.62 | 28671.45 | 28017.41 | 27372.38 | 26731.65 | 26094.15 | 25474.21 | 24904.39 | 24318.16 | 23777.35 | 23306.82 | 22823.16 | 22381.01 | 21909.41 | 21446.68 | 21006.67 | 20659.52 | 20337.41 | 20036.08 | 19734.39 | 19485.06
CNRM-Low-Price_effect | Northwest | Industrial | Electric | Other Subs | Annual | Average | LDCEU/TDEF | Electric Load Curve (Incl. Cogen) | GWh | 5998.493 | 6342.755 | 6767.287 | 7250.81 | 7777.646 | 7922.386 | 7822.56 | 8359.074 | 7925.451 | 8435.789 | 8023.532 | 8124.65 | 8574.322 | 8621.65 | 8654.745 | 7246.625 | 6246.322 | 7373.496 | 8011.126 | 8527.167 | 8726.895 | 8496.479 | 8381.48 | 7813.028 | 8811.432 | 8889.676 | 8208.237 | 7814.95 | 7920.648 | 6504.826 | 6070.407 | 6159.863 | 6340.324 | 6460.733 | 6465.296 | 6444.342 | 6375.72 | 6269.991 | 6154.417 | 6035.144 | 5902.906 | 5778.372 | 5646.588 | 5517.51 | 5411.98 | 5312.268 | 5208.761 | 5105.82 | 5001.45 | 4896.328 | 4796.347 | 4703.821 | 4610.138 | 4520.617 | 4447.394 | 4377.949 | 4313.331 | 4250.034 | 4180.416 | 4117.352 | 4039.901 | 3972.413 | 3899.091 | 3831.013 | 3766.974
CNRM-Low-Price_effect | Northwest | Industrial | Electric | Miscellaneous | Annual | Average | LDCEU/TDEF | Electric Load Curve (Incl. Cogen) | GWh | 20761.84 | 22885.33 | 26159.45 | 27293.59 | 28019.85 | 27618.05 | 25801.79 | 23677.16 | 22204.93 | 23312.07 | 23773.39 | 23904.67 | 25345.27 | 25732.08 | 23396.39 | 8753.167 | 9025.781 | 10102.45 | 9559.378 | 11350.31 | 10865.96 | 10931.5 | 13604.81 | 13624.55 | 13192.27 | 13022.07 | 12254.24 | 11711.03 | 12174.05 | 11580.4 | 8408.497 | 8635.619 | 9047.962 | 9234.291 | 10853.62 | 11997.46 | 12160.49 | 12320.29 | 12467.57 | 12661.51 | 12754.45 | 12835.64 | 12917.79 | 13003.56 | 13133.27 | 13234.29 | 13339.81 | 13446.52 | 13548.02 | 13690.13 | 13801.34 | 13919.4 | 14031.61 | 14149.79 | 14279.02 | 14400.81 | 14532.67 | 14656.87 | 14781.35 | 14908.57 | 15044.74 | 15183.37 | 15324.87 | 15465.09 | 15609.84
CNRM-Low-Price_effect | Northwest | Transportation | Electric | All | Annual | Average | LDCECC/TDEF | Electric Load Curve | GWh | 24.208 | 24.1195 | 23.896 | 25.7456 | 25.6581 | 29.5536 | 31.0874 | 29.8543 | 30.5561 | 33.0536 | 29.7406 | 29.7486 | 32.9234 | 52.7481 | 53.4929 | 54.1336 | 57.9547 | 60.1833 | 59.4226 | 60.3773 | 58.9626 | 58.399 | 59.9646 | 63.5142 | 66.1425 | 75.0487 | 88.797 | 123.9005 | 164.8105 | 190.7529 | 233.1872 | 291.6825 | 355.0984 | 427.1081 | 487.0897 | 564.3937 | 658.7467 | 777.1073 | 929.9962 | 1094.583 | 1273.626 | 1473.098 | 1687.897 | 1916.96 | 2185.023 | 2464.98 | 2773.521 | 3123.24 | 3477.059 | 3854.724 | 4126.382 | 4517.891 | 4939.938 | 5395.648 | 5895.675 | 6422.332 | 6980.643 | 7557.567 | 8150.521 | 8759.346 | 9392.14 | 10051.38 | 10737.98 | 11394.44 | 12210.09
CNRM-Low-Price_effect | Northwest | Streetlighting/PublicWater | Electric | All | Annual | Average | LDCECC/TDEF | Electric Load Curve | GWh | 2620.367 | 2618.497 | 2592.224 | 2648.414 | 2627.113 | 2646.916 | 2682.007 | 2703.911 | 2736.676 | 2730.542 | 2759.062 | 2703.852 | 2654.385 | 2671.137 | 2658.651 | 2754.88 | 2920.533 | 2910.379 | 2915.66 | 2940.94 | 2809.232 | 2760.531 | 2826.462 | 2788.133 | 2737.076 | 2749.354 | 2706.55 | 2744.004 | 2751.27 | 2754.641 | 2696.6 | 2690.455 | 2692.58 | 2696.702 | 2166.875 | 2154.321 | 2156.264 | 2151.429 | 2148.397 | 2151.033 | 2150.876 | 2154.81 | 2155.229 | 2155.634 | 2167.197 | 2169.032 | 2176.7 | 2181.216 | 2181.496 | 2183.732 | 2187.083 | 2190.426 | 2193.855 | 2197.148 | 2200.592 | 2203.994 | 2207.325 | 2210.806 | 2214.276 | 2217.739 | 2221.254 | 2224.635 | 2228.165 | 2231.718 | 2235.165
Climate3_XGO_High_NOFreeze
Scenario Name: Climate3_XGO_High_NoFreeze ¦ Date: Wed 08/12/2020 ¦ Time: 15:31:01.78 ¦ Path: Q:\MJ\energy2020July30\2020Model ¦ Version: * ¦
| Engine | is the model name.
This is the Electricity Review for Northwest
| Area | Building Type | Fuel | Enduse | Month | Day | Variable | Descriptor | Units | 1986 | 1987 | 1988 | 1989 | 1990 | 1991 | 1992 | 1993 | 1994 | 1995 | 1996 | 1997 | 1998 | 1999 | 2000 | 2001 | 2002 | 2003 | 2004 | 2005 | 2006 | 2007 | 2008 | 2009 | 2010 | 2011 | 2012 | 2013 | 2014 | 2015 | 2016 | 2017 | 2018 | 2019 | 2020 | 2021 | 2022 | 2023 | 2024 | 2025 | 2026 | 2027 | 2028 | 2029 | 2030 | 2031 | 2032 | 2033 | 2034 | 2035 | 2036 | 2037 | 2038 | 2039 | 2040 | 2041 | 2042 | 2043 | 2044 | 2045 | 2046 | 2047 | 2048 | 2049 | 2050
CNRM-High-Price_effect | Northwest | Residential | Electric | All | Annual | Average | LDCEU/TDEF | Electric Load Curve (Incl. Cogen) | GWh | 57357.4 | 55883.34 | 57700.85 | 61346.79 | 60154.28 | 62542.77 | 59577.55 | 65043.7 | 63321.34 | 63919.31 | 67711.94 | 66072.49 | 65159.61 | 67029.06 | 67518.18 | 66254.88 | 70316.8 | 69291.48 | 69950.03 | 71620.38 | 71269.48 | 72032.1 | 75477.25 | 74921.38 | 69979.91 | 73022.34 | 69859.79 | 71685.04 | 69655.91 | 68489.04 | 69127.92 | 70901.62 | 71295.82 | 71565.54 | 71929.74 | 73953.34 | 75708.16 | 74240.45 | 73686.63 | 72622.55 | 76268.09 | 76921.47 | 77516.85 | 77238.51 | 79607.94 | 79735.84 | 80872.17 | 77716.49 | 78199.7 | 80908.36 | 78833.86 | 79332.46 | 81764.94 | 81192.41 | 86960.65 | 84333.38 | 85881.33 | 88742.25 | 87746.14 | 86826.39 | 85636.05 | 87631.45 | 91984.63 | 94030.58 | 90356.71
CNRM-High-Price_effect | Northwest | Residential | Electric | Space Heating | Annual | Average | LDCEU/TDEF | Electric Load Curve (Incl. Cogen) | GWh | 11959.91 | 11513.87 | 12594.64 | 14067.04 | 13660.11 | 14270.57 | 12616.85 | 14322.28 | 12708.19 | 12736.94 | 14806.8 | 13613.47 | 13014.1 | 14498.35 | 14775.66 | 14568.71 | 15509.43 | 14031.3 | 14419.73 | 15219.55 | 14633.2 | 14098.26 | 15822.64 | 15074.13 | 13507.86 | 15323.24 | 13685.83 | 15362.32 | 13903.42 | 13217.64 | 14636.28 | 15617.19 | 15708.1 | 15733.35 | 14924.18 | 16273.78 | 16083.92 | 14426.57 | 14270.45 | 13785.39 | 15122.94 | 14843.7 | 14543.07 | 14602.88 | 15679.35 | 15314.79 | 15620.88 | 13472.22 | 14064.55 | 13233.75 | 13253.37 | 13360.9 | 14812.38 | 12689.89 | 16886.46 | 15246.59 | 15927.03 | 17169.83 | 16149.34 | 15540.68 | 14394.68 | 14688.62 | 17441.47 | 17013.65 | 16162.34
CNRM-High-Price_effect | Northwest | Residential | Electric | Water Heating Under 55 | Annual | Average | LDCEU/TDEF | Electric Load Curve (Incl. Cogen) | GWh | 11236.43 | 11041.38 | 11113.09 | 11578.4 | 11212.39 | 11573.8 | 11195.76 | 12508.23 | 11852.42 | 12079 | 12211.83 | 11866.68 | 11419.19 | 11666.43 | 11399.8 | 11183.98 | 11616.46 | 11229.87 | 11112.55 | 11068.32 | 10608.48 | 10885.28 | 11255.26 | 11041.91 | 10498.51 | 10680.68 | 10395.53 | 10810.91 | 10832.15 | 10935.13 | 10815.3 | 11408.5 | 11516.52 | 11622.2 | 11264.41 | 12100 | 12249.1 | 11396.64 | 11411.16 | 11223.57 | 12106.26 | 12051.17 | 11975.26 | 12113.07 | 12841.3 | 12726.58 | 13002.28 | 11782.91 | 12251.83 | 11815.67 | 11901.16 | 12046.78 | 13051.62 | 11774.54 | 14525.56 | 13581.98 | 14098.61 | 14964.42 | 14360.71 | 14062.1 | 13381.12 | 13631.78 | 15496.64 | 15296.69 | 14801.3
CNRM-High-Price_effect | Northwest | Residential | Electric | Lighting | Annual | Average | LDCEU/TDEF | Electric Load Curve (Incl. Cogen) | GWh | 10230.35 | 10111.21 | 10217.76 | 10726.09 | 10436.36 | 10859.11 | 10575.81 | 12025.33 | 11567.76 | 11900.24 | 12214.44 | 11988.69 | 11688.94 | 12086.31 | 12015.69 | 11915.89 | 12546.83 | 12318.84 | 12430.35 | 12593.08 | 12273.18 | 12663.97 | 13222.78 | 12855.44 | 12130.32 | 12236.9 | 11489.27 | 11082.41 | 10279.66 | 9506.831 | 9083.046 | 8934.302 | 8918.994 | 8916.188 | 8932.703 | 8974.368 | 9263.666 | 9332.574 | 9404.243 | 9479.996 | 9559.057 | 9637.988 | 9716.869 | 9798.092 | 9886.688 | 9981.94 | 10077.42 | 10171.83 | 10270.27 | 10372.81 | 10476 | 10577.42 | 10678.13 | 10779.73 | 10880.76 | 10986.36 | 11079.33 | 11172.67 | 11268.9 | 11369.12 | 11472.08 | 11575.19 | 11678.6 | 11781.84 | 11885.87
CNRM-High-Price_effect | Northwest | Residential | Electric | Refrigeration | Annual | Average | LDCEU/TDEF | Electric Load Curve (Incl. Cogen) | GWh | 5755.548 | 5212.426 | 5273.506 | 5392.221 | 5212.716 | 5118.747 | 4812.376 | 4438.83 | 4278.206 | 4427.273 | 4661.258 | 4700.44 | 4704.836 | 4990.674 | 5107.831 | 4109.899 | 4025.631 | 3944.8 | 3908.426 | 3904.636 | 3977.169 | 4111.468 | 4211.464 | 3949.047 | 3719.154 | 3791.866 | 3724.95 | 3805.446 | 4341.084 | 4311.225 | 4737.766 | 4729.442 | 4707.153 | 4690.178 | 4683.811 | 4682.05 | 4805.035 | 4819.411 | 4836.407 | 4857.029 | 4880.688 | 4905.957 | 4931.528 | 4958.896 | 4990.519 | 5026.09 | 5062.629 | 5099.492 | 5138.748 | 5180.774 | 5223.922 | 5267.078 | 5310.749 | 5355.396 | 5400.352 | 5447.781 | 5488.978 | 5530.717 | 5574.35 | 5620.489 | 5668.348 | 5716.808 | 5765.813 | 5815.193 | 5865.237
CNRM-High-Price_effect | Northwest | Residential | Electric | Freezer | Annual | Average | LDCEU/TDEF | Electric Load Curve (Incl. Cogen) | GWh | 1548.59 | 1412.869 | 1440.844 | 1374.153 | 1356.599 | 1422.785 | 1372.139 | 1207.949 | 1212.209 | 1243.959 | 1259.485 | 1260.105 | 1237.229 | 1286.344 | 1305.063 | 1192.367 | 1278.36 | 1262.346 | 1291.368 | 1307.639 | 1251.077 | 1271.691 | 1406.64 | 1289.317 | 1585.7 | 1313.767 | 1281.476 | 1307.323 | 1241.569 | 908.0657 | 928.0443 | 873.6414 | 874.2478 | 875.6988 | 878.4781 | 881.9564 | 907.3364 | 913.4072 | 919.7419 | 926.4998 | 933.5648 | 940.6489 | 947.9396 | 955.7023 | 964.2687 | 973.6055 | 983.1514 | 992.8443 | 1003.099 | 1013.943 | 1025.002 | 1036.071 | 1047.277 | 1058.785 | 1070.459 | 1082.988 | 1094.597 | 1106.5 | 1118.966 | 1132.06 | 1145.718 | 1159.619 | 1173.819 | 1188.232 | 1203.024
CNRM-High-Price_effect | Northwest | Residential | Electric | Clothes Washer | Annual | Average | LDCEU/TDEF | Electric Load Curve (Incl. Cogen) | GWh | 598.3237 | 586.014 | 560.9583 | 581.5216 | 560.2718 | 573.7611 | 527.3397 | 602.8728 | 558.3094 | 551.845 | 562.5753 | 549.9957 | 518.6805 | 534.6788 | 514.6696 | 502.6836 | 497.1234 | 472.6685 | 476.0677 | 467.4409 | 433.1592 | 444.1966 | 431.0614 | 413.1035 | 381.7149 | 363.3238 | 338.2773 | 362.2975 | 356.6183 | 358.4178 | 356.5477 | 355.75 | 358.9781 | 362.3503 | 366.1954 | 370.1485 | 384.0051 | 388.772 | 393.4914 | 398.253 | 403.013 | 407.6607 | 412.2179 | 416.8012 | 421.6006 | 426.6171 | 431.5894 | 436.4901 | 441.5157 | 446.677 | 451.8419 | 456.9178 | 461.9631 | 467.029 | 472.0832 | 477.3346 | 482.0642 | 486.8064 | 491.697 | 496.7489 | 501.9331 | 507.1438 | 512.3881 | 517.6507 | 522.9783
CNRM-High-Price_effect | Northwest | Residential | Electric | Clothes Dryer | Annual | Average | LDCEU/TDEF | Electric Load Curve (Incl. Cogen) | GWh | 2995.153 | 2977.851 | 3027.91 | 3203.627 | 2717.678 | 2875.032 | 2820.165 | 3259.02 | 3203.123 | 3341.659 | 3469.292 | 3477.342 | 3443.705 | 3614.708 | 3631.982 | 3663.988 | 3922.831 | 3926.401 | 3995.901 | 4084.254 | 4048.299 | 3671.512 | 3888.478 | 3845.012 | 3695.396 | 3790.091 | 3725.605 | 3908.425 | 3958.896 | 4042.084 | 4310.591 | 4370.739 | 4464.379 | 4556.138 | 4653.394 | 4749.616 | 4992.447 | 5097.489 | 5201.006 | 5304.762 | 5408.33 | 5510.425 | 5609.637 | 5708.513 | 5810.147 | 5914.34 | 6017.814 | 6120.104 | 6223.654 | 6329.579 | 6435.683 | 6540.699 | 6645.564 | 6751.227 | 6856.463 | 6964.809 | 7064.422 | 7164.493 | 7266.487 | 7371.813 | 7479.186 | 7587.394 | 7696.467 | 7806.25 | 7917.18
CNRM-High-Price_effect | Northwest | Residential | Electric | Dishwasher | Annual | Average | LDCEU/TDEF | Electric Load Curve (Incl. Cogen) | GWh | 840.0462 | 805.2482 | 819.4912 | 902.3594 | 872.1222 | 929.1053 | 921.6357 | 1062.33 | 1026.3 | 1078.252 | 1112.978 | 1119.634 | 1086.262 | 1126.484 | 1130.806 | 1126.891 | 1196.313 | 1178.676 | 1186.765 | 1209.248 | 1178.782 | 1226.91 | 1270.632 | 1250.819 | 1292.793 | 1312.898 | 1264.211 | 1296.935 | 1293.442 | 1293.795 | 1388.407 | 1378.684 | 1399.115 | 1421.955 | 1448.324 | 1476.741 | 1546.503 | 1581.819 | 1618.532 | 1656.911 | 1696.874 | 1737.827 | 1779.823 | 1823.27 | 1869.156 | 1917.483 | 1966.954 | 2017.429 | 2069.92 | 2124.493 | 2180.552 | 2237.613 | 2295.939 | 2355.892 | 2417.18 | 2480.763 | 2542.954 | 2606.694 | 2672.559 | 2740.913 | 2811.502 | 2883.855 | 2958.003 | 3033.93 | 3111.883
CNRM-High-Price_effect | Northwest | Residential | Electric | Cooking | Annual | Average | LDCEU/TDEF | Electric Load Curve (Incl. Cogen) | GWh | 1998.334 | 2050.044 | 2144.699 | 2318.051 | 2324.369 | 2490.486 | 2477.131 | 2903.925 | 2804.974 | 2857.629 | 2929.4 | 2872.956 | 2790.181 | 2871.739 | 2833.582 | 2827.592 | 3005.786 | 3001.966 | 3041.588 | 3127.825 | 3098.29 | 3253.99 | 3456.14 | 3431.572 | 3250.469 | 3278.272 | 3216.042 | 3322.079 | 3336.078 | 3347.951 | 3506.557 | 3531.371 | 3560.707 | 3561.701 | 3570.197 | 3580.542 | 3692.919 | 3713.068 | 3734.614 | 3758.59 | 3784.473 | 3811.543 | 3837.136 | 3863.751 | 3893.063 | 3924.493 | 3956.494 | 3988.757 | 4021.737 | 4056.74 | 4092.65 | 4127.673 | 4163.088 | 4199.073 | 4234.583 | 4271.596 | 4302.972 | 4333.75 | 4365.626 | 4399.179 | 4433.157 | 4467.37 | 4501.668 | 4535.36 | 4568.886
CNRM-High-Price_effect | Northwest | Residential | Electric | Air Conditioning | Annual | Average | LDCEU/TDEF | Electric Load Curve (Incl. Cogen) | GWh | 2035.303 | 1907.605 | 1841.789 | 1774.515 | 2804.931 | 2486.032 | 2656.777 | 1528.18 | 3096.603 | 2346.986 | 2694.867 | 2816.268 | 3503.86 | 2060.121 | 2206.134 | 2402.792 | 2707.069 | 3691.672 | 3034.398 | 2583.122 | 3099.001 | 2832.228 | 2215.298 | 3048.971 | 1803.311 | 2024.263 | 2301.893 | 2553.627 | 2904.115 | 3301.796 | 2570.284 | 2772.199 | 2820.596 | 2872.772 | 4324.427 | 3974.51 | 4522.781 | 5464.559 | 4875.112 | 4319.448 | 5484.468 | 6287.724 | 7087.486 | 6415.212 | 6712.676 | 7082.944 | 7370.098 | 7429.855 | 6543.441 | 10265.38 | 7779.892 | 7712.754 | 7308.148 | 9916.688 | 8218.843 | 7893.209 | 7913.318 | 8306.588 | 8656.474 | 8318.413 | 8636.049 | 9700.284 | 8933.686 | 11232.41 | 8541.15
CNRM-High-Price_effect | Northwest | Residential | Electric | Entertainment Center | Annual | Average | LDCEU/TDEF | Electric Load Curve (Incl. Cogen) | GWh | 1785.537 | 1870.532 | 2000.676 | 2209.478 | 2258.488 | 2466.543 | 2641.464 | 3108.524 | 3102.884 | 3319.643 | 3502.107 | 3548.437 | 3728.429 | 4147.841 | 4486.397 | 4842.292 | 5625.594 | 5968.858 | 6575.948 | 7364.278 | 7866.931 | 8340.201 | 8837.932 | 9224.707 | 9359.742 | 9799.367 | 9793.516 | 9190.833 | 8690.743 | 8097.954 | 7712.362 | 7749.263 | 7722.452 | 7640.697 | 7528.641 | 7385.728 | 7414 | 7242.206 | 7055.899 | 6861.384 | 6661.603 | 6457.741 | 6250.346 | 6043.2 | 5840.517 | 5642.873 | 5448.153 | 5256.37 | 5069.9 | 4889.278 | 4713.492 | 4541.855 | 4374.98 | 4213.044 | 4055.888 | 3904.746 | 3754.345 | 3608.797 | 3469.082 | 3335.189 | 3206.595 | 3082.604 | 2963.051 | 2847.729 | 2736.643
CNRM-High-Price_effect | Northwest | Residential | Electric | Other Non-Substitutables | Annual | Average | LDCEU/TDEF | Electric Load Curve (Incl. Cogen) | GWh | 6373.875 | 6394.29 | 6563.137 | 7090.396 | 6576.013 | 7286.235 | 6756.428 | 7807.192 | 7609.063 | 7704.458 | 7924.15 | 7879.626 | 7614.659 | 7697.865 | 7643.114 | 7441.129 | 7857.086 | 7724.339 | 7927.655 | 8109.248 | 8079.889 | 8439.069 | 8612.126 | 8624.771 | 7888.425 | 8181.262 | 7703.769 | 7901.004 | 7773.44 | 8113.668 | 8021.26 | 8076.953 | 8144.79 | 8215.57 | 8302.691 | 8392.724 | 8745.17 | 8856.87 | 8969.225 | 9084.883 | 9202.89 | 9320.584 | 9434.432 | 9548.289 | 9667.769 | 9792.197 | 9915.795 | 10037.24 | 10160.9 | 10288.11 | 10415.48 | 10540.81 | 10665.34 | 10790.08 | 10913.59 | 11040.73 | 11152.05 | 11262.97 | 11376.57 | 11494.51 | 11614.92 | 11735.49 | 11856.08 | 11976.39 | 12096.95
CNRM-High-Price_effect | Northwest | Residential | Electric | Water Heating Over 55 | Annual | Average | LDCEU/TDEF | Electric Load Curve (Incl. Cogen) | GWh | 0 | 0 | 102.3446 | 128.9422 | 162.233 | 190.5628 | 203.6823 | 269.0392 | 301.317 | 331.4208 | 362.754 | 378.8533 | 409.5317 | 447.511 | 467.4516 | 476.6682 | 528.2817 | 539.7487 | 549.2736 | 581.7388 | 722.0207 | 793.3332 | 846.8027 | 872.5779 | 866.5231 | 926.4117 | 939.4102 | 781.43 | 744.6866 | 1054.486 | 1061.47 | 1103.595 | 1099.788 | 1096.737 | 1052.292 | 1111.17 | 1101.285 | 1007.059 | 996.7432 | 965.8217 | 1023.923 | 1008.501 | 991.1053 | 990.8301 | 1030.886 | 1011.885 | 1018.916 | 910.9409 | 940.1359 | 891.149 | 884.8212 | 885.8791 | 949.7521 | 841.0255 | 1028.438 | 954.4965 | 980.6572 | 1028.009 | 975.3748 | 945.1745 | 890.7639 | 895.2913 | 1006.948 | 985.2501 | 943.2662
CNRM-High-Price_effect | Northwest | Commercial | Electric | All | Annual | Average | LDCEU/TDEF | Electric Load Curve (Incl. Cogen) | GWh | 38459.94 | 39373.73 | 40788.75 | 41423.24 | 42187.98 | 42964.41 | 44475.3 | 44735.2 | 46862.21 | 47170.32 | 49920.93 | 49480.06 | 49928.57 | 51340.58 | 54068.68 | 53504.36 | 56723.8 | 54410.88 | 54334.49 | 54081.46 | 53204.7 | 53874.54 | 55398.64 | 54436.98 | 51366.25 | 52761.27 | 51722.49 | 53086.73 | 52528.28 | 53453.98 | 52871.64 | 53238.81 | 53102.17 | 52729.52 | 53553.08 | 53688.8 | 53423.93 | 53768.14 | 52841.81 | 52335.89 | 53371.21 | 53766.33 | 53966.54 | 53021.02 | 54090.94 | 54106.86 | 54815.2 | 54738.52 | 54840.61 | 56124.76 | 55930.74 | 56370.48 | 56773.6 | 57958.56 | 58461.57 | 58396.09 | 59287.1 | 60509.11 | 60616.36 | 61332.82 | 61997.38 | 63047.4 | 64176.72 | 65203.46 | 65248.66
CNRM-High-Price_effect | Northwest | Commercial | Electric | Space Heating | Annual | Average | LDCEU/TDEF | Electric Load Curve (Incl. Cogen) | GWh | 2768.933 | 2682.624 | 2993.16 | 3221.204 | 2914.488 | 3080.815 | 2814.336 | 3676.028 | 3140.086 | 3205.313 | 3713.691 | 3390.152 | 3161 | 3884.44 | 4151.808 | 4012.304 | 4167.747 | 3451.507 | 3666.068 | 3953.519 | 3885.549 | 3895.997 | 4060.888 | 3973.303 | 3735.935 | 3859.718 | 3768.427 | 3880.57 | 3855.091 | 3939.186 | 3909.362 | 4028.117 | 4088.522 | 4124.724 | 4192.157 | 4350.17 | 4357.003 | 4262.487 | 4288.987 | 4282.592 | 4415.6 | 4456.939 | 4472.87 | 4508.769 | 4623.005 | 4635.465 | 4692.331 | 4539.239 | 4629.196 | 4576.119 | 4611.193 | 4661.143 | 4817.138 | 4654.255 | 5049.102 | 4945.998 | 5031.658 | 5158.637 | 5104.325 | 5052.687 | 4978.093 | 5007.658 | 5269.811 | 5245.097 | 5172.489
CNRM-High-Price_effect | Northwest | Commercial | Electric | Water Heating | Annual | Average | LDCEU/TDEF | Electric Load Curve (Incl. Cogen) | GWh | 882.3937 | 896.343 | 942.5218 | 968.0308 | 895.3741 | 951.2161 | 973.529 | 1072.846 | 1005.737 | 1066.913 | 1102.844 | 1081.899 | 1032.25 | 1190.633 | 1245.236 | 1214.667 | 1258.215 | 1132.642 | 1179.967 | 1222.27 | 1152.689 | 1191.164 | 1284.597 | 1182.299 | 1233.316 | 1232.958 | 1179.926 | 1221.007 | 1217.56 | 1248.206 | 1244.06 | 1315.691 | 1332.761 | 1346.079 | 1332.254 | 1440.67 | 1423.679 | 1327.974 | 1330.558 | 1309.186 | 1416.727 | 1418.822 | 1413.033 | 1430.024 | 1521.075 | 1508.778 | 1544.93 | 1402.317 | 1460.196 | 1411.85 | 1425.936 | 1447.861 | 1573.392 | 1425.126 | 1763.563 | 1651.817 | 1720.982 | 1832.256 | 1763.892 | 1730.651 | 1649.968 | 1684.464 | 1920.174 | 1898.508 | 1836.24
CNRM-High-Price_effect | Northwest | Commercial | Electric | Other Substitutables | Annual | Average | LDCEU/TDEF | Electric Load Curve (Incl. Cogen) | GWh | 676.4607 | 725.5498 | 763.0958 | 784.5076 | 723.5509 | 764.7585 | 780.7388 | 861.783 | 813.0527 | 859.7897 | 883.8791 | 862.0698 | 819.9756 | 941.0984 | 975.7186 | 944.8655 | 980.7214 | 877.6442 | 912.6802 | 948.2165 | 966.0232 | 922.5809 | 895.7102 | 995.3585 | 832.0865 | 852.2313 | 893.994 | 918.9307 | 909.2994 | 924.045 | 914.5838 | 947.4207 | 980.6171 | 1015.014 | 1085.183 | 1134.282 | 1182.745 | 1218.9 | 1251.812 | 1284.238 | 1322.512 | 1363.864 | 1395.924 | 1422.684 | 1457.076 | 1485.657 | 1516.825 | 1544.941 | 1574.781 | 1604.224 | 1633.155 | 1660.119 | 1688.117 | 1713.551 | 1739.127 | 1760.718 | 1781.608 | 1799.617 | 1816.433 | 1834.167 | 1851.662 | 1869.115 | 1887.464 | 1903.655 | 1921.971
CNRM-High-Price_effect | Northwest | Commercial | Electric | Refrigeration | Annual | Average | LDCEU/TDEF | Electric Load Curve (Incl. Cogen) | GWh | 5043.597 | 5860.459 | 6180.727 | 6345.336 | 5858.858 | 6200.093 | 6344.352 | 7008.324 | 6623.469 | 7029.264 | 7246.498 | 7070.585 | 6737.264 | 7752.659 | 8079.689 | 7852.376 | 8146.037 | 7272.248 | 7564.592 | 7808.329 | 7311.431 | 7630.125 | 8292.903 | 7605.808 | 7846.641 | 7797.079 | 7234.348 | 7263.545 | 7020.357 | 6970.811 | 6726.711 | 6471.121 | 6232.21 | 6015.611 | 5911.888 | 5774.428 | 5659.417 | 5558.368 | 5464.748 | 5388.618 | 5343.466 | 5323.176 | 5296.715 | 5269.007 | 5274.394 | 5278.24 | 5296.116 | 5312.481 | 5345.434 | 5386.32 | 5431.596 | 5481.265 | 5540.068 | 5597.285 | 5661.664 | 5721.861 | 5789.348 | 5858.548 | 5927.331 | 6003.5 | 6082.69 | 6164.196 | 6251.046 | 6339.19 | 6429.737
CNRM-High-Price_effect | Northwest | Commercial | Electric | Lighting | Annual | Average | LDCEU/TDEF | Electric Load Curve (Incl. Cogen) | GWh | 9373.547 | 9601.88 | 10118.57 | 10385.81 | 9597.452 | 10198.72 | 10431.65 | 11519.42 | 10817.23 | 11509.55 | 11903.62 | 11642.51 | 11115.26 | 12843.96 | 13430.79 | 13115.31 | 13590.87 | 11703.54 | 12205.91 | 12631.87 | 12651.82 | 12608.67 | 12650.29 | 12995.94 | 11716.78 | 12010.45 | 12053.81 | 12399.69 | 12299.22 | 12562.33 | 12461.37 | 12479.84 | 12297.06 | 11950.86 | 11635.96 | 11242.37 | 10899.14 | 10594.94 | 10313.25 | 10064.96 | 9861.537 | 9700.812 | 9537.865 | 9380.482 | 9260.953 | 9147.107 | 9050.752 | 8959.184 | 8883.488 | 8823.36 | 8768.633 | 8725.312 | 8689.115 | 8658.632 | 8632.359 | 8615.737 | 8617.104 | 8628.796 | 8650.327 | 8686.254 | 8728.212 | 8778.712 | 8839.358 | 8907.063 | 8962.236
CNRM-High-Price_effect | Northwest | Commercial | Electric | Air Conditioning | Annual | Average | LDCEU/TDEF | Electric Load Curve (Incl. Cogen) | GWh | 10587.25 | 10276.38 | 9956.545 | 9636.214 | 12890.17 | 11855.04 | 12998.88 | 9390.504 | 13968.28 | 12329.17 | 13490.77 | 14077.18 | 16193.08 | 12123.36 | 12970.73 | 13435.12 | 15188.43 | 17872.31 | 16169.87 | 14491.96 | 14490.16 | 14544.95 | 14594.48 | 14691.59 | 13524.13 | 13915.13 | 13930.28 | 14343.11 | 14239.62 | 14526.18 | 14414.58 | 14569.56 | 14523.55 | 14471.05 | 15161.54 | 15281.52 | 15199.49 | 15861.21 | 15049.45 | 14666.25 | 15423.58 | 15623.98 | 15733.12 | 14675.45 | 15354.72 | 15203.77 | 15607.29 | 15626.07 | 15334.11 | 16427.29 | 15885.91 | 15926.46 | 15693.05 | 16816.45 | 16213.62 | 15996.78 | 16328.39 | 16903.45 | 16719.43 | 17067.03 | 17442.65 | 17974.19 | 18125.72 | 18705.63 | 18480.25
CNRM-High-Price_effect | Northwest | Commercial | Electric | Other Non-Substitutables | Annual | Average | LDCEU/TDEF | Electric Load Curve (Incl. Cogen) | GWh | 9127.758 | 9330.496 | 9834.131 | 10082.14 | 9308.092 | 9913.761 | 10131.82 | 11206.3 | 10494.36 | 11170.32 | 11579.63 | 11355.66 | 10869.74 | 12604.43 | 13214.72 | 12929.72 | 13391.79 | 12100.99 | 12635.41 | 13025.3 | 12747.02 | 13081.06 | 13619.77 | 12992.68 | 12477.37 | 13093.7 | 12661.7 | 13059.87 | 12987.13 | 13283.23 | 13200.98 | 13427.06 | 13647.46 | 13806.18 | 14234.1 | 14465.36 | 14702.46 | 14944.27 | 15143.01 | 15340.05 | 15587.78 | 15878.73 | 16117.01 | 16334.6 | 16599.71 | 16847.84 | 17106.96 | 17354.29 | 17613.41 | 17895.6 | 18174.32 | 18468.32 | 18772.72 | 19093.27 | 19402.13 | 19703.18 | 20018.01 | 20327.81 | 20634.63 | 20958.53 | 21264.1 | 21569.07 | 21883.15 | 22204.32 | 22445.74
CNRM-High-Price_effect | Northwest | Industrial | Electric | All | Annual | Average | LDCEU/TDEF | Electric Load Curve (Incl. Cogen) | GWh | 62864.16 | 67608.29 | 73968.03 | 77267.25 | 79927.41 | 79533.5 | 76981.8 | 73720.11 | 71607.93 | 73585.47 | 73016.27 | 73009.52 | 75814.77 | 76828.68 | 73741.49 | 47763.23 | 45515.78 | 49493.17 | 50524.3 | 54710.88 | 53034.34 | 52922.61 | 53910.23 | 51542.55 | 54289.83 | 56273.77 | 55839.64 | 56468.36 | 57128.06 | 56690.82 | 54550.94 | 55628.42 | 57100.51 | 57892.36 | 64199.06 | 66331.73 | 67667.16 | 68415.7 | 69647.76 | 70690.12 | 71408.23 | 71899.26 | 72334.87 | 72723.56 | 73240.84 | 73832.05 | 74319.95 | 74708.57 | 75070.92 | 75588.71 | 76197.05 | 76911.63 | 77563.45 | 78111.91 | 78732.73 | 79334.41 | 80004.41 | 80654.37 | 81190.04 | 81737.17 | 82450.99 | 83253.23 | 84080.1 | 84916.26 | 85884.89
CNRM-High-Price_effect | Northwest | Industrial | Electric | Process Heat | Annual | Average | LDCEU/TDEF | Electric Load Curve (Incl. Cogen) | GWh | 9169.162 | 10038.35 | 11371.94 | 11915.07 | 12272.22 | 12175.35 | 11455.27 | 10773.65 | 10125.09 | 10718.79 | 10804.15 | 10809.46 | 11470.2 | 11592.2 | 10743.55 | 4757.827 | 4694.288 | 5350.837 | 5273.953 | 6111.766 | 5880.246 | 5850.502 | 5723.837 | 5538.221 | 5675.438 | 5451.486 | 4919.504 | 4516.737 | 4137.599 | 3607.703 | 2094.3 | 2642.977 | 3267.088 | 3769.764 | 5116.561 | 5666.878 | 6207.15 | 6236.549 | 6300.855 | 6365.269 | 6399.471 | 6415.297 | 6404.884 | 6392.597 | 6397.845 | 6421.061 | 6415.02 | 6383.603 | 6347.635 | 6334.542 | 6338.629 | 6357.057 | 6370.475 | 6354.735 | 6340.076 | 6336.885 | 6341.751 | 6354.039 | 6341.721 | 6336.134 | 6336.258 | 6355.516 | 6372.524 | 6390.751 | 6404.228
CNRM-High-Price_effect | Northwest | Industrial | Electric | Motors | Annual | Average | LDCEU/TDEF | Electric Load Curve (Incl. Cogen) | GWh | 26934.67 | 28341.86 | 29669.36 | 30807.78 | 31857.69 | 31817.71 | 31902.18 | 30910.22 | 31352.46 | 31118.82 | 30415.2 | 30170.75 | 30424.97 | 30882.75 | 30946.81 | 27005.61 | 25549.39 | 26666.39 | 27679.84 | 28721.64 | 27561.24 | 27644.14 | 26200.11 | 24566.76 | 26610.69 | 28910.54 | 30457.65 | 32425.63 | 32895.76 | 34997.89 | 37977.73 | 38189.96 | 38445.14 | 38427.57 | 40837.42 | 41052.48 | 41269.41 | 41456.87 | 42079.38 | 42456.5 | 42678.93 | 42734.7 | 42785.45 | 42794.52 | 42867.3 | 43006.93 | 43093.55 | 43128.87 | 43158.96 | 43266.1 | 43457.24 | 43722.02 | 43947 | 44126.11 | 44364.98 | 44574.61 | 44828.81 | 45048.85 | 45206.34 | 45366.49 | 45706.31 | 46084 | 46493.52 | 46908.34 | 47441.14
CNRM-High-Price_effect | Northwest | Industrial | Electric | Other Subs | Annual | Average | LDCEU/TDEF | Electric Load Curve (Incl. Cogen) | GWh | 5998.493 | 6342.755 | 6767.287 | 7250.81 | 7777.646 | 7922.386 | 7822.56 | 8359.074 | 7925.451 | 8435.789 | 8023.532 | 8124.65 | 8574.322 | 8621.65 | 8654.745 | 7246.625 | 6246.322 | 7373.496 | 8011.126 | 8527.167 | 8726.895 | 8496.479 | 8381.48 | 7813.028 | 8811.432 | 8889.676 | 8208.237 | 7814.95 | 7920.648 | 6504.826 | 6070.407 | 6159.863 | 6340.324 | 6460.733 | 7102.348 | 7252.817 | 7394.252 | 7496.32 | 7615.228 | 7738.473 | 7830.75 | 7902.492 | 7953.268 | 8000.917 | 8058.259 | 8134.064 | 8187.115 | 8223.028 | 8250.504 | 8288.989 | 8344.573 | 8408.021 | 8464.474 | 8494.125 | 8529.305 | 8573.118 | 8623.541 | 8691.51 | 8735.265 | 8780.654 | 8791.021 | 8829.507 | 8859.663 | 8894.164 | 8936.747
CNRM-High-Price_effect | Northwest | Industrial | Electric | Miscellaneous | Annual | Average | LDCEU/TDEF | Electric Load Curve (Incl. Cogen) | GWh | 20761.84 | 22885.33 | 26159.45 | 27293.59 | 28019.85 | 27618.05 | 25801.79 | 23677.16 | 22204.93 | 23312.07 | 23773.39 | 23904.67 | 25345.27 | 25732.08 | 23396.39 | 8753.167 | 9025.781 | 10102.45 | 9559.378 | 11350.31 | 10865.96 | 10931.5 | 13604.81 | 13624.55 | 13192.27 | 13022.07 | 12254.24 | 11711.03 | 12174.05 | 11580.4 | 8408.497 | 8635.619 | 9047.962 | 9234.291 | 11142.73 | 12359.56 | 12796.35 | 13225.96 | 13652.3 | 14129.87 | 14499.09 | 14846.77 | 15191.28 | 15535.53 | 15917.43 | 16270 | 16624.27 | 16973.07 | 17313.82 | 17699.08 | 18056.61 | 18424.53 | 18781.49 | 19136.94 | 19498.36 | 19849.8 | 20210.31 | 20559.97 | 20906.71 | 21253.9 | 21617.4 | 21984.2 | 22354.4 | 22723 | 23102.77
CNRM-High-Price_effect | Northwest | Transportation | Electric | All | Annual | Average | LDCECC/TDEF | Electric Load Curve | GWh | 24.208 | 24.1195 | 23.896 | 25.7456 | 25.6581 | 29.5536 | 31.0874 | 29.8543 | 30.5561 | 33.0536 | 29.7406 | 29.7486 | 32.9234 | 52.7481 | 53.4929 | 54.1336 | 57.9547 | 60.1833 | 59.4226 | 60.3773 | 58.9626 | 58.399 | 59.9646 | 63.5142 | 66.1425 | 75.0487 | 88.797 | 123.9005 | 164.8105 | 190.7529 | 233.1872 | 291.6825 | 355.0984 | 427.1081 | 516.0134 | 609.9636 | 725.9957 | 869.2318 | 1048.879 | 1242.196 | 1451.025 | 1678.863 | 1927.196 | 2197.67 | 2492.329 | 2810.219 | 3155.717 | 3552.82 | 3964.951 | 4409.719 | 4895.019 | 5413.024 | 5977.652 | 6584.701 | 7231.907 | 7915.921 | 8644.708 | 9420.125 | 10233.74 | 11079.22 | 11966 | 12898.4 | 13873.17 | 14819.11 | 15978.74
CNRM-High-Price_effect | Northwest | Streetlighting/PublicWater | Electric | All | Annual | Average | LDCECC/TDEF | Electric Load Curve | GWh | 2620.367 | 2618.497 | 2592.224 | 2648.414 | 2627.113 | 2646.916 | 2682.007 | 2703.911 | 2736.676 | 2730.542 | 2759.062 | 2703.852 | 2654.385 | 2671.137 | 2658.651 | 2754.88 | 2920.533 | 2910.379 | 2915.66 | 2940.94 | 2809.232 | 2760.531 | 2826.462 | 2788.133 | 2737.076 | 2749.354 | 2706.55 | 2744.004 | 2751.27 | 2754.641 | 2696.6 | 2690.455 | 2692.58 | 2696.702 | 2261.573 | 2277.265 | 2302.835 | 2318.174 | 2329.759 | 2345.459 | 2356.183 | 2366.796 | 2375.275 | 2386.765 | 2396.977 | 2402.528 | 2411.848 | 2419.973 | 2427.444 | 2438.327 | 2446.395 | 2453.843 | 2467.03 | 2477.283 | 2486.249 | 2496.314 | 2506.579 | 2517.04 | 2527.571 | 2538.201 | 2549.09 | 2560.143 | 2571.36 | 2582.768 | 2594.306

## observed peak loads
Month | Max of 1995 | Max of 1996 | Max of 1997 | Max of 1998 | Max of 1999 | Max of 2000 | Max of 2001 | Max of 2002 | Max of 2003 | Max of 2004 | Max of 2005 | Max of 2006 | Max of 2007 | Max of 2008 | Max of 2009 | Max of 2010 | Max of 2011 | Max of 2012 | Max of 2013 | Max of 2014 | Max of 2015 | Max of 2016 | Max of 2017 | Max of 2018 | AAGR 1995-2018
1 | 31840 | 35940 | 33292 | 32086 | 30406 | 31461 | 30215 | 28097.8623 | 27830.7141 | 31609.1786 | 30109.1099 | 27324.0872 | 31854.504 | 32677.3144 | 31267.8669 | 27907.342 | 31576.638 | 29570.3639 | 30758.9617 | 29407.7131 | 28366.0292 | 29284.151 | 34126.5476 | 28380.1683 | -0.4989%
2 | 31716 | 36118 | 31131 | 28893 | 30745 | 29944 | 29750 | 26796.9872 | 29394.5994 | 26947.7457 | 28523.6433 | 30319.4588 | 29791.132 | 28877.8619 | 28914.9566 | 27532.5295 | 31227.7101 | 28059.4723 | 27164.9762 | 33395.5774 | 27425.0527 | 27417.0391 | 29741.5774 | 31492.453 | -0.03075%
3 | 28740 | 30091 | 28891 | 29311 | 29369 | 28635 | 26185 | 26125.5289 | 25962.8688 | 24645.6405 | 23828.365 | 27283.614 | 27353.401 | 27372.1666 | 29698.8697 | 26957.906 | 27396.6857 | 27955.0037 | 26994.073 | 26129.5746 | 27453.7123 | 25391.4155 | 27498.2732 | 27327.6454 | -0.2189%
4 | 26146 | 25281 | 26886 | 26437 | 27646 | 26861 | 24897 | 23159.4879 | 24861.49 | 22922.8897 | 24031.2762 | 24351.2481 | 25548.25 | 27754.3348 | 25371.8567 | 25118.23 | 25834.931 | 24576.7201 | 24662.3819 | 23622.6411 | 24747.1554 | 22315.6425 | 24310.007 | 25365.1491 | -0.1317%
5 | 23513 | 25444 | 25165 | 24240 | 26262 | 25760 | 22720 | 23709.2365 | 22816.6892 | 20692.1503 | 22221.8487 | 24226.5545 | 23658.891 | 24533.4626 | 24082.5136 | 24108.056 | 23322.911 | 23045.5049 | 24006.9342 | 22886.881 | 22880.5858 | 23213.0386 | 23790.1491 | 23111.4266 | -0.07487%
6 | 24605 | 24189 | 23625 | 24507 | 25879 | 27030 | 22697 | 24920.1984 | 25081.2233 | 23356.7303 | 23149.6409 | 27128.5163 | 24198.89 | 27373.8847 | 23848.4723 | 24372.816 | 23630.9305 | 23696.6307 | 26284.0757 | 24255.2065 | 28876.092 | 27871.3618 | 26602.8913 | 26086.1262 | 0.2545%
7 | 25538 | 26644 | 24960 | 28198 | 27156 | 27636 | 22568 | 25463.9417 | 27390.8094 | 24939.737 | 25662.6597 | 28546.2194 | 27521.158 | 27340.1373 | 28727.8308 | 26853.807 | 25906.304 | 26784.057 | 28410.01 | 28551.2789 | 29044.7708 | 28007.4326 | 27989.998 | 29427.0909 | 0.6182%
8 | 24664 | 25799 | 25287 | 27155 | 26709 | 26596 | 22505 | 24854.7687 | 25433.6833 | 25178.9963 | 25418.7559 | 25590.3875 | 25698.076 | 27595.031 | 26948.8729 | 27147.9625 | 26736.528 | 27316.616 | 26414.8591 | 27710.2377 | 27266.9842 | 27756.1899 | 29265.8506 | 29733.185 | 0.816%
9 | 23420 | 24451 | 23604 | 26318 | 25435 | 24603 | 20576 | 21854.2857 | 25132.3073 | 21008.6823 | 22330.0506 | 24038.4218 | 23389.276 | 23607.0018 | 24346.1034 | 23404.7465 | 25488.279 | 23829.352 | 25435.7203 | 23160.3187 | 24560.5174 | 22292.8097 | 25822.3871 | 24253.0139 | 0.1521%
10 | 27771 | 26632 | 26409 | 26932 | 27007 | 26789 | 23262 | 26679.5039 | 26194.1092 | 23190.3445 | 23278.0646 | 27758.2731 | 25297.159 | 25078.5607 | 25155.5677 | 23723.796 | 24964.425 | 24215.8288 | 25334.7767 | 22422.9442 | 22031.2096 | 22718.196 | 24463.7205 | 23171.3241 | -0.7842%
11 | 28926 | 28381 | 27158 | 27877 | 28217 | 30877 | 26122 | 26307.955 | 27991.2575 | 27039.8178 | 28218.6792 | 31003.1539 | 28709.604 | 26322.5905 | 25778.5164 | 32060.2225 | 26993.708 | 26366.8971 | 29154.6161 | 29899.5301 | 30136.5905 | 25096.3451 | 26607.4233 | 27003.2154 | -0.2986%
12 | 30713 | 31516 | 29834 | 35971 | 30753 | 31910 | 26827 | 26679.3388 | 29252.1928 | 26641.6079 | 31451.2236 | 29601.6184 | 29552.621 | 33632.7603 | 35316.2763 | 29440.1455 | 30544.698 | 28711.5184 | 33929.5135 | 30085.8308 | 28755.7452 | 31239.6911 | 29320.2454 | 30036.8249 | -0.09674%
| 1995 | 1996 | 1997 | 1998 | 1999 | 2000 | 2001 | 2002 | 2003 | 2004 | 2005 | 2006 | 2007 | 2008 | 2009 | 2010 | 2011 | 2012 | 2013 | 2014 | 2015 | 2016 | 2017 | 2018 | AAGR
Observed Annual Peak Load | 31840 | 36118 | 33292 | 35971 | 30753 | 31910 | 30215 | 28097.8623 | 29394.5994 | 31609.1786 | 31451.2236 | 31003.1539 | 31854.504 | 33632.7603 | 35316.2763 | 32060.2225 | 31576.638 | 29570.3639 | 33929.5135 | 33395.5774 | 30136.5905 | 31239.6911 | 34126.5476 | 31492.453 | -0.04771%

## Monthly Peaks and Energy
Summer Load Graph
[9 empty] | Annual Loads Graph | [6 empty] | Winter Loads Graph
|  | Source file from DH: |  | cc_load_7_4_2020_decadal_monthly_ave_max.csv
Monthly Average and Peak Loads shown for the three economic scenarios (Medium, High and Low) for three climate change scenarios.
2020-2029 operating year With 2020-2029 temperature years
2030-2039 operating year With 2030-2039 temperature years
2040-2049 operating year With 2040-2049 temperature years
|  |  | Medium_ave | High_ave | Low_ave | Medium_max | High_max | Low_max | [7 empty] | Winter (DEC, Jan, Feb) | [6 empty] | Summer (june, july, August)
|  | Load | Energy | Energy | Energy | Peak MW | Peak MW | Peak MW | Annual Energy and Peaks | [6 empty] | Month | (Multiple Items) | [5 empty] | Month | (Multiple Items)
|  | Economic Trajsectory | Medium | High | Low | Medium | High | Low
Model | Op_year | Month | Medium_Energy | High_Energy | Low_Energy | Medium_Peak | High_Peak | Low_Peak | Row Labels | Average of Medium_Energy | Average of High_Energy | Average of Low_Energy | Max of Medium_Peak | Max of High_Peak | Max of Low_Peak | Row Labels | Average of Medium_Energy | Average of High_Energy | Average of Low_Energy | Max of Medium_Peak | Max of High_Peak | Max of Low_Peak | Row Labels | Average of Medium_Energy | Average of High_Energy | Average of Low_Energy | Max of Medium_Peak | Max of High_Peak | Max of Low_Peak
CanESM2 | 2020 | 1 | 24593.8422 | 24931.385 | 24081.0298 | 36875.3286 | 37384.5091 | 36101.4283 | 2022 | 22141.5827 | 22748.8387 | 21409.0032 | 37289.4762 | 38192.7505 | 36117.7696 | 2022 | 23942.6233 | 24520.9058 | 23199.9246 | 37289.4762 | 38192.7505 | 36117.7696 | 2022 | 23372.4693 | 24071.4764 | 22594.0034 | 36818.9543 | 37900.3827 | 35611.659
CanESM2 | 2020 | 2 | 22471.4641 | 22799.3343 | 21982.175 | 31317.8168 | 31777.509 | 30631.1586 | 2023 | 22004.7038 | 22732.6955 | 21157.7735 | 37461.6149 | 38554.134 | 36126.1648 | 2023 | 23606.5961 | 24306.4977 | 22755.2884 | 37461.6149 | 38554.134 | 36126.1648 | 2023 | 23496.0557 | 24323.0187 | 22586.4675 | 36103.1846 | 37346.5623 | 34731.442
CanESM2 | 2020 | 3 | 20642.4525 | 20951.9855 | 20172.9077 | 28939.5231 | 29376.2284 | 28276.0019 | 2024 | 22038.0565 | 22930.8532 | 21071.1727 | 34920.0379 | 36486.3608 | 33375.9148 | 2024 | 23937.7248 | 24767.9487 | 22968.4066 | 34388.888 | 35526.769 | 33091.6024 | 2024 | 23301.0294 | 24356.783 | 22260.286 | 34920.0379 | 36486.3608 | 33375.9148
CanESM2 | 2020 | 4 | 19282.7539 | 19602.8355 | 18833.726 | 25582.2383 | 26010.4064 | 24983.0155 | 2025 | 22158.3992 | 23188.108 | 21068.4036 | 37547.6343 | 39026.5539 | 35858.0194 | 2025 | 24378.7641 | 25342.3072 | 23286.3098 | 37547.6343 | 39026.5539 | 35858.0194 | 2025 | 23453.561 | 24665.2066 | 22278.4149 | 35582.4031 | 37386.9243 | 33830.5405
CanESM2 | 2020 | 5 | 19858.8423 | 20225.6241 | 19425.6857 | 25623.4171 | 26099.4855 | 25062.0483 | 2026 | 21912.4965 | 23072.8088 | 20708.0756 | 37092.8067 | 39197.8673 | 35096.9163 | 2026 | 23319.4193 | 24398.3448 | 22115.6947 | 36726.4529 | 38437.7082 | 34801.794 | 2026 | 23537.4004 | 24903.59 | 22241.3818 | 37092.8067 | 39197.8673 | 35096.9163
CanESM2 | 2020 | 6 | 22229.6354 | 22661.2922 | 21768.8031 | 31731.3747 | 32351.4503 | 31069.798 | 2027 | 22384.5254 | 23670.5745 | 21074.541 | 38842.0408 | 40717.0397 | 36785.8501 | 2027 | 24625.0289 | 25831.0417 | 23307.2628 | 38842.0408 | 40717.0397 | 36785.8501 | 2027 | 24007.9479 | 25523.5647 | 22602.4404 | 36876.0347 | 39164.7584 | 34755.5617
CanESM2 | 2020 | 7 | 23316.5972 | 23753.895 | 22830.4235 | 35604.9528 | 36277.9558 | 34858.7416 | 2028 | 22297.467 | 23671.5837 | 20890.7146 | 37803.2082 | 39813.7653 | 35572.5366 | 2028 | 24257.3434 | 25539.9374 | 22843.3955 | 37803.2082 | 39813.7653 | 35572.5366 | 2028 | 23357.085 | 24971.9435 | 21855.7911 | 35743.7764 | 38165.0909 | 33498.6491
CanESM2 | 2020 | 8 | 22809.3699 | 23237.8704 | 22318.1282 | 31528.2117 | 32123.2201 | 30846.2667 | 2029 | 22041.7282 | 23496.3805 | 20536.349 | 36254.4498 | 38246.6017 | 34023.2397 | 2029 | 23943.0749 | 25295.2867 | 22430.2359 | 36254.4498 | 38246.6017 | 34023.2397 | 2029 | 23344.7108 | 25062.5773 | 21740.339 | 34736.2981 | 37237.4163 | 32408.4176
CanESM2 | 2020 | 9 | 20314.62 | 20687.523 | 19835.4589 | 25359.4268 | 25826.7574 | 24759.0222 | 2030 | 21832.8809 | 23372.2583 | 20248.8454 | 35301.9473 | 38050.8868 | 32758.6768 | 2030 | 23042.246 | 24431.8314 | 21493.6626 | 33695.4904 | 35678.6941 | 31512.3195 | 2030 | 23808.659 | 25660.9763 | 22090.0682 | 35301.9473 | 38050.8868 | 32758.6768
CanESM2 | 2020 | 10 | 19051.3524 | 19395.7528 | 18594.6551 | 25505.2184 | 25968.8672 | 24889.6082 | 2031 | 22121.7742 | 23763.424 | 20449.5745 | 35880.8023 | 38787.8967 | 33214.8206 | 2031 | 23177.537 | 24655.7835 | 21545.2958 | 34347.3253 | 36527.1441 | 31962.6502 | 2031 | 24172.7288 | 26148.8861 | 22356.3653 | 35880.8023 | 38787.8967 | 33214.8206
CanESM2 | 2020 | 11 | 21154.7971 | 21476.235 | 20689.0923 | 30858.9476 | 31330.945 | 30173.7504 | 2032 | 22541.3188 | 24272.8512 | 20787.004 | 37360.2092 | 40438.4561 | 34719.2375 | 2032 | 23597.9643 | 25154.6575 | 21882.6613 | 37230.2612 | 39549.922 | 34719.2375 | 2032 | 24824.4737 | 26916.1775 | 22920.1088 | 37360.2092 | 40438.4561 | 34565.5508
CanESM2 | 2020 | 12 | 24841.8697 | 25176.524 | 24340.969 | 33606.0273 | 34061.219 | 32925.0132 | 2033 | 22216.039 | 24016.1278 | 20390.7293 | 36981.2442 | 39978.8824 | 34372.0857 | 2033 | 23094.6975 | 24701.9474 | 21313.2125 | 36981.2442 | 39383.0929 | 34372.0857 | 2033 | 24251.9519 | 26432.9512 | 22272.7037 | 36774.9436 | 39978.8824 | 33880.1461
CanESM2 | 2021 | 1 | 24883.9 | 25337.6385 | 24251.5477 | 37576.6986 | 38266.5694 | 36615.7114 | 2034 | 22667.6691 | 24556.0218 | 20755.859 | 38212.7377 | 41648.5296 | 35121.279 | 2034 | 23439.2174 | 25117.676 | 21577.361 | 35474.5851 | 37914.1978 | 32808.5917 | 2034 | 24622.3923 | 26916.3337 | 22547.2756 | 38212.7377 | 41648.5296 | 35121.279
CanESM2 | 2021 | 2 | 22683.817 | 23120.741 | 22081.2861 | 31239.6253 | 31844.4836 | 30404.3449 | 2035 | 22994.842 | 24984.9778 | 20994.0904 | 38248.8388 | 41816.7799 | 35062.1297 | 2035 | 24020.6221 | 25790.7826 | 22072.1688 | 35909.8562 | 38473.0369 | 33124.639 | 2035 | 25212.5547 | 27640.2787 | 23033.0087 | 38248.8388 | 41816.7799 | 35062.1297
CanESM2 | 2021 | 3 | 20114.0146 | 20525.0083 | 19538.3874 | 28937.5301 | 29533.2002 | 28102.4574 | 2036 | 22959.7925 | 25057.774 | 20858.6931 | 38353.6429 | 42137.7378 | 34981.8132 | 2036 | 23954.3733 | 25816.747 | 21911.3056 | 37846.5103 | 40631.0847 | 34843.586 | 2036 | 25012.9304 | 27573.1775 | 22723.2418 | 38353.6429 | 42137.7378 | 34981.8132
CanESM2 | 2021 | 4 | 19199.5205 | 19621.7945 | 18640.7555 | 25435.7045 | 25998.4357 | 24689.9799 | 2037 | 22658.068 | 24859.2092 | 20473.9451 | 39920.2255 | 43948.3247 | 36376.2005 | 2037 | 23202.2675 | 25145.0185 | 21085.4805 | 35962.3225 | 38862.2053 | 32844.0899 | 2037 | 25029.645 | 27725.0301 | 22642.4971 | 39920.2255 | 43948.3247 | 36376.2005
CanESM2 | 2021 | 5 | 19967.9322 | 20444.2699 | 19409.7684 | 25297.3444 | 25902.7387 | 24586.0362 | 2038 | 22995.4153 | 25318.5704 | 20732.5251 | 38818.6275 | 43017.4862 | 35178.2007 | 2038 | 23728.6924 | 25781.6767 | 21536.2445 | 36476.5301 | 39511.3482 | 33279.7897 | 2038 | 25457.1197 | 28304.0861 | 22979.162 | 38818.6275 | 43017.4862 | 35178.2007
CanESM2 | 2021 | 6 | 22149.0325 | 22698.7681 | 21550.3734 | 31654.3727 | 32444.3193 | 30794.3405 | 2039 | 22873.845 | 25298.7568 | 20545.0459 | 38066.6267 | 42437.8824 | 34334.6749 | 2039 | 23603.4029 | 25740.0651 | 21351.1962 | 36083.991 | 39232.8907 | 32807.516 | 2039 | 25189.8373 | 28168.2642 | 22636.8813 | 38066.6267 | 42437.8824 | 34334.6749
CanESM2 | 2021 | 7 | 22724.8138 | 23281.1273 | 22100.495 | 34065.0091 | 34903.6941 | 33122.2913 | 2040 | 23318.6016 | 25860.3693 | 20920.4254 | 40996.3791 | 45765.0118 | 37000.4179 | 2040 | 24602.5301 | 26848.2909 | 22282.1973 | 38111.8149 | 41541.5305 | 34569.0039 | 2040 | 25983.653 | 29148.3419 | 23316.2975 | 40996.3791 | 45765.0118 | 37000.4179
CanESM2 | 2021 | 8 | 23296.795 | 23851.1607 | 22658.8001 | 31814.4527 | 32574.6654 | 30939.2591 | 2041 | 23497.1648 | 26145.4458 | 21031.9893 | 42079.4074 | 47005.5076 | 37989.7166 | 2041 | 24491.8823 | 26815.7988 | 22116.0263 | 38246.5526 | 41641.3483 | 34839.7569 | 2041 | 26924.9201 | 30252.3428 | 24166.6618 | 42079.4074 | 47005.5076 | 37989.7166
CanESM2 | 2021 | 9 | 20458.263 | 20945.973 | 19850.5631 | 25171.8897 | 25773.678 | 24421.4859 | 2042 | 23302.3464 | 26048.4509 | 20778.153 | 41378.0939 | 46622.7156 | 37109.9926 | 2042 | 24095.6798 | 26492.5558 | 21669.1569 | 35630.4985 | 39080.1335 | 32147.1233 | 2042 | 25938.6368 | 29380.2857 | 23120.2822 | 41378.0939 | 46622.7156 | 37109.9926
CanESM2 | 2021 | 10 | 19157.4045 | 19608.002 | 18586.8512 | 25392.8379 | 25993.6092 | 24631.7144 | 2043 | 24114.5729 | 26988.7276 | 21510.9431 | 44904.7881 | 50600.9334 | 40341.4596 | 2043 | 25225.4614 | 27738.4056 | 22721.229 | 37957.5529 | 41556.3484 | 34423.5574 | 2043 | 27313.9285 | 30933.2728 | 24396.272 | 44904.7881 | 50600.9334 | 40341.4596
CanESM2 | 2021 | 11 | 21573.6403 | 22002.8444 | 20996.0212 | 30589.2911 | 31201.7786 | 29763.6039 | 2044 | 23891.4431 | 26848.3566 | 21209.2948 | 43489.1028 | 49328.1861 | 38812.2255 | 2044 | 25214.4054 | 27793.8636 | 22633.9837 | 38222.2313 | 42151.6854 | 34284.152 | 2044 | 26863.2194 | 30598.8415 | 23856.4457 | 43489.1028 | 49328.1861 | 38812.2255
CanESM2 | 2021 | 12 | 23389.5852 | 23832.5446 | 22779.5119 | 31404.2227 | 32003.0757 | 30580.7999 | 2045 | 24107.506 | 27158.9534 | 21349.5635 | 41509.7459 | 47384.1306 | 36816.2604 | 2045 | 25770.5058 | 28436.3456 | 23113.7523 | 40146.8042 | 44223.3242 | 36091.8867 | 2045 | 26429.0916 | 30275.7346 | 23343.3011 | 41509.7459 | 47384.1306 | 36816.2604
CanESM2 | 2022 | 1 | 24340.9664 | 24926.8115 | 23581.2748 | 37289.4762 | 38192.7505 | 36117.7696 | 2046 | 24429.0265 | 27584.5209 | 21578.3189 | 43028.3357 | 49059.2535 | 38220.177 | 2046 | 25226.083 | 27952.4243 | 22497.9476 | 39541.934 | 43786.1912 | 35295.1354 | 2046 | 27633.2374 | 31642.4984 | 24423.3454 | 43028.3357 | 49059.2535 | 38220.177
CanESM2 | 2022 | 2 | 22012.3819 | 22575.6475 | 21286.6513 | 29668.1459 | 30431.9955 | 28684.2432 | 2047 | 24513.0167 | 27771.8161 | 21574.0823 | 43866.0589 | 50174.3838 | 38846.3486 | 2047 | 25569.5898 | 28386.5396 | 22756.8828 | 39304.8294 | 43600.7815 | 35017.7142 | 2047 | 27988.1193 | 32144.8361 | 24667.6788 | 43866.0589 | 50174.3838 | 38846.3486
CanESM2 | 2022 | 3 | 20542.301 | 21079.3204 | 19843.9122 | 28479.1478 | 29227.9902 | 27503.3835 | 2048 | 24807.409 | 28179.6972 | 21779.8889 | 45824.5376 | 52582.6988 | 40467.703 | 2048 | 25561.8052 | 28466.4684 | 22670.8241 | 38865.3518 | 43024.5466 | 34784.1569 | 2048 | 28044.815 | 32342.7348 | 24622.9466 | 45824.5376 | 52582.6988 | 40467.703
CanESM2 | 2022 | 4 | 19692.0931 | 20240.5501 | 19007.4128 | 25823.157 | 26546.2168 | 24919.3323 | 2049 | 24989.6029 | 28472.4798 | 21873.4285 | 44963.238 | 51814.91 | 39539.61 | 2049 | 25523.2115 | 28510.2259 | 22556.9994 | 38801.825 | 43358.4638 | 34271.0623 | 2049 | 28626.8575 | 33083.1858 | 25090.875 | 44963.238 | 51814.91 | 39539.61
CanESM2 | 2022 | 5 | 20790.1942 | 21399.6696 | 20092.1081 | 28466.5403 | 29305.4267 | 27504.8902 | Grand Total | 22993.2605 | 25073.9511 | 20991.3726 | 45824.5376 | 52582.6988 | 40467.703 | Grand Total | 24219.7411 | 26063.5491 | 22274.7895 | 40146.8042 | 44223.3242 | 36785.8501 | Grand Total | 25257.1083 | 27827.3713 | 23048.7337 | 45824.5376 | 52582.6988 | 40467.703
CanESM2 | 2022 | 6 | 22613.9963 | 23308.9183 | 21856.1276 | 31839.7983 | 32823.0622 | 30766.8161
CanESM2 | 2022 | 7 | 24226.2388 | 24933.4264 | 23436.8867 | 36818.9543 | 37900.3827 | 35611.659
CanESM2 | 2022 | 8 | 23277.1727 | 23972.0844 | 22488.996 | 31676.0522 | 32625.5444 | 30599.6588
CanESM2 | 2022 | 9 | 20756.7923 | 21378.6077 | 20011.6008 | 25707.353 | 26480.6489 | 24782.1222
CanESM2 | 2022 | 10 | 19563.8569 | 20142.4431 | 18866.0641 | 26115.3218 | 26891.7187 | 25177.8281
CanESM2 | 2022 | 11 | 22408.4775 | 22968.3274 | 21705.1569 | 31355.682 | 32143.5845 | 30364.7118
CanESM2 | 2022 | 12 | 25474.5216 | 26060.2584 | 24731.8476 | 34135.0553 | 34923.3515 | 33135.0653
CanESM2 | 2023 | 1 | 24673.7623 | 25387.9231 | 23799.2521 | 37461.6149 | 38554.134 | 36126.1648 | Table for the write-up
CanESM2 | 2023 | 2 | 21845.972 | 22529.6204 | 21011.4792 | 29026.2716 | 29940.1068 | 27910.8389 | Annual | Average of Medium_Energy | Average of High_Energy | Average of Low_Energy | Max of Medium_Peak | Max of High_Peak | Max of Low_Peak
CanESM2 | 2023 | 3 | 20489.6354 | 21142.2902 | 19686.5397 | 29119.2023 | 30052.9861 | 27968.7081 | AAGR 2022-2041 | 0.3132% | 0.7351% | -0.09347% | 0.6381% | 1.099% | 0.2663%
CanESM2 | 2023 | 4 | 20133.9261 | 20801.4752 | 19339.1276 | 26413.8081 | 27294.2589 | 25364.7164 | 2022-2049 | 0.4492% | 0.8347% | 0.07952% | 0.6955% | 1.136% | 0.3358%
CanESM2 | 2023 | 5 | 20287.0808 | 21015.6011 | 19468.2497 | 27155.8557 | 28136.7629 | 26054.5917
CanESM2 | 2023 | 6 | 22639.4564 | 23465.2352 | 21745.7562 | 32031.1216 | 33205.9445 | 30760.0796 | Winter | Average of Medium_Energy | Average of High_Energy | Average of Low_Energy | Max of Medium_Peak | Max of High_Peak | Max of Low_Peak
CanESM2 | 2023 | 7 | 24269.8934 | 25101.461 | 23353.4432 | 36103.1846 | 37346.5623 | 34731.442 | AAGR 2022-2041 | 0.1194% | 0.472% | -0.2515% | 0.1335% | 0.456% | -0.1894%
CanESM2 | 2023 | 8 | 23578.8174 | 24402.3598 | 22660.2031 | 31734.0777 | 32847.0471 | 30492.7318 | 2022-2049 | 0.2371% | 0.5598% | -0.104% | 0.1474% | 0.4709% | -0.1942%
CanESM2 | 2023 | 9 | 20459.1886 | 21195.8193 | 19605.8118 | 26039.7304 | 26981.0945 | 24949.958
CanESM2 | 2023 | 10 | 19260.0474 | 19953.5437 | 18457.3259 | 27059.5278 | 28040.6518 | 25924.0194 | Summer | Average of Medium_Energy | Average of High_Energy | Average of Low_Energy | Max of Medium_Peak | Max of High_Peak | Max of Low_Peak
CanESM2 | 2023 | 11 | 22118.6123 | 22795.0676 | 21310.9592 | 31553.6818 | 32525.8156 | 30394.0056 | AAGR 2022-2041 | 0.7475% | 1.21% | 0.3548% | 0.7053% | 1.14% | 0.3408%
CanESM2 | 2023 | 12 | 24300.0539 | 25001.9496 | 23455.134 | 32709.0457 | 33659.1819 | 31565.2584 | 2022-2049 | 0.7539% | 1.185% | 0.389% | 0.7429% | 1.165% | 0.3883%
CanESM2 | 2024 | 1 | 24069.5568 | 24909.5128 | 23078.8568 | 34322.0236 | 35526.769 | 32901.1804
CanESM2 | 2024 | 2 | 22000.8262 | 22811.6915 | 21049.6723 | 30022.5041 | 31135.3987 | 28716.2102
CanESM2 | 2024 | 3 | 19949.5699 | 20719.6044 | 19038.5396 | 27147.8071 | 28202.0506 | 25899.5044
CanESM2 | 2024 | 4 | 19519.3501 | 20321.5673 | 18614.9576 | 26262.3324 | 27349.2206 | 25037.3254
CanESM2 | 2024 | 5 | 20473.4814 | 21394.803 | 19531.8142 | 27067.9953 | 28292.0231 | 25816.2854
CanESM2 | 2024 | 6 | 22807.054 | 23871.4019 | 21777.8645 | 31546.1264 | 33026.4743 | 30115.0034
CanESM2 | 2024 | 7 | 23763.2587 | 24822.2817 | 22718.0321 | 34920.0379 | 36486.3608 | 33375.9148
CanESM2 | 2024 | 8 | 23332.7753 | 24376.6653 | 22284.9615 | 31353.2264 | 32762.0563 | 29939.9382
CanESM2 | 2024 | 9 | 20843.5081 | 21755.9171 | 19867.7044 | 26239.1359 | 27391.7381 | 25006.3715
CanESM2 | 2024 | 10 | 19368.0621 | 20207.8306 | 18450.7488 | 26850.3257 | 28022.7522 | 25570.5015
CanESM2 | 2024 | 11 | 22586.4433 | 23396.321 | 21664.2303 | 33293.3413 | 34496.1335 | 31924.1792
CanESM2 | 2024 | 12 | 25742.7915 | 26582.6418 | 24776.6908 | 34388.888 | 35515.323 | 33091.6024
CanESM2 | 2025 | 1 | 25038.7554 | 26018.8907 | 23919.021 | 37547.6343 | 39026.5539 | 35858.0194
CanESM2 | 2025 | 2 | 23089.1026 | 24037.4339 | 22011.5353 | 32188.1169 | 33517.653 | 30675.3952
CanESM2 | 2025 | 3 | 20439.1115 | 21335.6484 | 19410.5012 | 28118.541 | 29361.2537 | 26693.968
CanESM2 | 2025 | 4 | 19576.5777 | 20505.6151 | 18555.0885 | 26292.6101 | 27549.2354 | 24912.2262
CanESM2 | 2025 | 5 | 20345.5359 | 21405.602 | 19285.065 | 26377.6085 | 27758.4057 | 24996.8114
CanESM2 | 2025 | 6 | 22453.5511 | 23673.8846 | 21290.6921 | 31805.5049 | 33543.4077 | 30148.9355
CanESM2 | 2025 | 7 | 24062.7189 | 25275.6306 | 22884.9934 | 35582.4031 | 37386.9243 | 33830.5405
CanESM2 | 2025 | 8 | 23844.413 | 25046.1045 | 22659.5591 | 32817.2158 | 34478.6152 | 31179.5831
CanESM2 | 2025 | 9 | 20892.9143 | 21941.8313 | 19794.4714 | 26281.1503 | 27605.3033 | 24894.3538
CanESM2 | 2025 | 10 | 19439.331 | 20408.2569 | 18403.9517 | 26643.4839 | 27980.079 | 25215.9337
CanESM2 | 2025 | 11 | 21710.345 | 22637.8004 | 20677.5918 | 31202.1861 | 32544.2963 | 29706.7952
CanESM2 | 2025 | 12 | 25008.4343 | 25970.5971 | 23928.373 | 33768.7531 | 35074.6982 | 32302.8238
CanESM2 | 2026 | 1 | 23679.2162 | 24774.406 | 22447.3758 | 36726.4529 | 38437.7082 | 34801.794
CanESM2 | 2026 | 2 | 22422.7396 | 23488.8855 | 21230.9947 | 30967.0808 | 32448.5707 | 29310.8214
CanESM2 | 2026 | 3 | 20840.0702 | 21858.9731 | 19696.3849 | 29215.2472 | 30652.8765 | 27600.4532
CanESM2 | 2026 | 4 | 19262.4417 | 20310.7692 | 18129.9465 | 25569.6762 | 26969.9878 | 24056.7448
CanESM2 | 2026 | 5 | 20246.2896 | 21441.4879 | 19073.6631 | 26077.8894 | 27624.8235 | 24560.9258
CanESM2 | 2026 | 6 | 22903.293 | 24284.2511 | 21613.0962 | 32674.3561 | 34655.4243 | 30822.6738
CanESM2 | 2026 | 7 | 24293.8083 | 25663.9505 | 22994.0512 | 37092.8067 | 39197.8673 | 35096.9163
CanESM2 | 2026 | 8 | 23415.1 | 24762.5684 | 22116.9978 | 32371.8688 | 34242.7015 | 30568.7789
CanESM2 | 2026 | 9 | 21035.724 | 22222.3881 | 19821.0584 | 26291.0402 | 27778.9538 | 24767.5005
CanESM2 | 2026 | 10 | 19332.4103 | 20423.8656 | 18186.8038 | 25880.349 | 27350.0491 | 24338.5504
CanESM2 | 2026 | 11 | 21662.5626 | 22710.4175 | 20517.8217 | 31610.1575 | 33150.6188 | 29927.9737
CanESM2 | 2026 | 12 | 23856.302 | 24931.7429 | 22668.7135 | 32263.4631 | 33727.1705 | 30648.4194
CanESM2 | 2027 | 1 | 25715.5266 | 26948.7449 | 24362.291 | 38842.0408 | 40717.0397 | 36785.8501
CanESM2 | 2027 | 2 | 23086.3925 | 24270.0251 | 21784.3903 | 31797.7034 | 33438.3094 | 29994.6497
CanESM2 | 2027 | 3 | 20307.893 | 21425.8542 | 19066.5656 | 29219.3172 | 30840.6744 | 27419.8262
CanESM2 | 2027 | 4 | 19560.1301 | 20719.4164 | 18326.5713 | 25917.1611 | 27463.6142 | 24272.3358
CanESM2 | 2027 | 5 | 20870.6257 | 22196.9882 | 19595.1702 | 26446.1582 | 28134.7629 | 24823.7496
CanESM2 | 2027 | 6 | 22994.433 | 24522.5108 | 21594.6867 | 32871.3354 | 35067.7435 | 30859.0502
CanESM2 | 2027 | 7 | 24587.4021 | 26104.7392 | 23182.2667 | 36876.0347 | 39164.7584 | 34755.5617
CanESM2 | 2027 | 8 | 24442.0086 | 25943.4442 | 23030.3678 | 33385.3451 | 35444.9523 | 31449.6492
CanESM2 | 2027 | 9 | 20743.4119 | 22046.8517 | 19435.5646 | 25523.6366 | 27133.2895 | 23909.7973
CanESM2 | 2027 | 10 | 19666.8853 | 20872.5884 | 18420.2531 | 26072.9819 | 27679.7981 | 24411.2505
CanESM2 | 2027 | 11 | 21566.428 | 22721.3762 | 20321.2579 | 30578.8969 | 32229.0391 | 28801.8207
CanESM2 | 2027 | 12 | 25073.1677 | 26274.355 | 23775.1071 | 33678.5016 | 35300.7849 | 31926.3887
CanESM2 | 2028 | 1 | 24673.3374 | 25976.4219 | 23226.684 | 37803.2082 | 39813.7653 | 35572.5366
CanESM2 | 2028 | 2 | 22124.085 | 23375.9896 | 20728.8072 | 29818.3767 | 31515.4362 | 27926.6105
CanESM2 | 2028 | 3 | 20603.7966 | 21800.5976 | 19265.7991 | 29294.2014 | 31007.462 | 27377.8457
CanESM2 | 2028 | 4 | 20153.9063 | 21400.7478 | 18821.4964 | 26427.3273 | 28072.3528 | 24669.5295
CanESM2 | 2028 | 5 | 20230.8761 | 21643.8173 | 18862.3171 | 27134.5986 | 29038.6419 | 25288.3265
CanESM2 | 2028 | 6 | 22849.0714 | 24484.7782 | 21345.247 | 32351.0397 | 34679.3036 | 30210.4624
CanESM2 | 2028 | 7 | 24017.2839 | 25634.7475 | 22517.5147 | 35743.7764 | 38165.0909 | 33498.6491
CanESM2 | 2028 | 8 | 23204.8999 | 24796.3049 | 21704.6118 | 31229.7345 | 33380.8798 | 29202.5006
CanESM2 | 2028 | 9 | 20586.5095 | 21980.0404 | 19186.1 | 26177.4726 | 27956.2065 | 24391.1558
CanESM2 | 2028 | 10 | 19566.7766 | 20854.3129 | 18225.3211 | 27498.3064 | 29319.5948 | 25599.8258
CanESM2 | 2028 | 11 | 23584.4532 | 24843.8455 | 22229.9819 | 33655.0043 | 35463.9566 | 31710.7366
CanESM2 | 2028 | 12 | 25974.6078 | 27267.4006 | 24574.6952 | 34973.2359 | 36722.8907 | 33078.6259
CanESM2 | 2029 | 1 | 25415.8524 | 26804.8891 | 23860.3317 | 36254.4498 | 38246.6017 | 34023.2397
CanESM2 | 2029 | 2 | 22197.6351 | 23523.2303 | 20699.8724 | 30295.4658 | 32115.2293 | 28239.3253
CanESM2 | 2029 | 3 | 21138.7669 | 22412.2046 | 19699.6864 | 29488.3543 | 31276.4991 | 27466.4798
CanESM2 | 2029 | 4 | 19576.1663 | 20889.5892 | 18150.7864 | 26019.7467 | 27776.3221 | 24112.2484
CanESM2 | 2029 | 5 | 20355.2229 | 21863.2794 | 18884.1301 | 27487.2438 | 29534.5116 | 25489.3223
CanESM2 | 2029 | 6 | 22474.5234 | 24211.0228 | 20867.7497 | 31111.0707 | 33527.2384 | 28875.4622
CanESM2 | 2029 | 7 | 24010.6624 | 25730.0529 | 22410.3253 | 34736.2981 | 37237.4163 | 32408.4176
CanESM2 | 2029 | 8 | 23548.9467 | 25246.6563 | 21942.942 | 31312.4818 | 33578.3137 | 29168.6815
CanESM2 | 2029 | 9 | 20660.8207 | 22143.2868 | 19159.5042 | 26401.197 | 28303.1819 | 24476.5309
CanESM2 | 2029 | 10 | 19359.9617 | 20722.9348 | 17921.3543 | 26810.0834 | 28710.1561 | 24804.6361
CanESM2 | 2029 | 11 | 21546.4433 | 22851.6787 | 20109.0023 | 31148.2879 | 33048.0015 | 29054.258
CanESM2 | 2029 | 12 | 24215.7371 | 25557.7409 | 22730.5035 | 32224.7454 | 34020.4431 | 30236.9881
CanESM2 | 2030 | 1 | 22973.6732 | 24360.9098 | 21417.0308 | 32268.6044 | 34228.9298 | 30068.5524
CanESM2 | 2030 | 2 | 22406.6841 | 23798.9696 | 20846.0793 | 33213.9533 | 35293.3823 | 30884.2115
CanESM2 | 2030 | 3 | 20029.5728 | 21367.2518 | 18515.5097 | 27696.1891 | 29559.4297 | 25588.4259
CanESM2 | 2030 | 4 | 19662.7568 | 21064.6457 | 18147.8676 | 28611.6287 | 30668.0077 | 26388.891
CanESM2 | 2030 | 5 | 20483.4984 | 22092.4309 | 18920.2831 | 25758.1974 | 27789.7885 | 23783.6924
CanESM2 | 2030 | 6 | 23718.0028 | 25592.3967 | 21995.3031 | 33201.5652 | 35838.3154 | 30777.6468
CanESM2 | 2030 | 7 | 24052.0984 | 25914.2206 | 22328.7023 | 35301.9473 | 38050.8868 | 32758.6768
CanESM2 | 2030 | 8 | 23655.8756 | 25476.3117 | 21946.1992 | 32384.66 | 34888.416 | 30034.1256
CanESM2 | 2030 | 9 | 20824.7752 | 22403.2295 | 19237.5969 | 28558.1975 | 30732.6047 | 26370.7058
CanESM2 | 2030 | 10 | 19419.4568 | 20871.3456 | 17893.9625 | 25998.4654 | 27954.2364 | 23944.1127
CanESM2 | 2030 | 11 | 21021.7965 | 22389.7726 | 19519.7325 | 30567.6369 | 32571.416 | 28366.0163
CanESM2 | 2030 | 12 | 23746.3807 | 25135.6148 | 22217.8777 | 33695.4904 | 35678.6941 | 31512.3195
CanESM2 | 2031 | 1 | 23963.6172 | 25452.6825 | 22315.821 | 33466.5019 | 35558.0885 | 31151.966
CanESM2 | 2031 | 2 | 22284.1365 | 23762.6411 | 20640.2567 | 32715.1624 | 34901.2698 | 30284.9274
CanESM2 | 2031 | 3 | 20242.9188 | 21668.9529 | 18645.9561 | 28968.8519 | 31024.936 | 26666.9068
CanESM2 | 2031 | 4 | 19922.011 | 21418.1755 | 18322.7774 | 28717.6639 | 30891.7232 | 26395.1658
CanESM2 | 2031 | 5 | 20597.0377 | 22312.3788 | 18948.2379 | 25528.2272 | 27662.265 | 23476.7564
CanESM2 | 2031 | 6 | 23191.4727 | 25177.535 | 21380.6909 | 31642.163 | 34365.2284 | 29159.1247
CanESM2 | 2031 | 7 | 24691.6219 | 26681.4878 | 22866.9084 | 35880.8023 | 38787.8967 | 33214.8206
CanESM2 | 2031 | 8 | 24635.0919 | 26587.6355 | 22821.4966 | 33123.9325 | 35759.0817 | 30675.7211
CanESM2 | 2031 | 9 | 21357.0187 | 23046.002 | 19677.4924 | 29547.862 | 31895.9363 | 27214.0617
CanESM2 | 2031 | 10 | 19691.1377 | 21238.0079 | 18082.7538 | 26080.0954 | 28140.6339 | 23938.5799
CanESM2 | 2031 | 11 | 21600.3688 | 23063.5626 | 20012.6925 | 32190.4364 | 34388.0736 | 29805.2118
CanESM2 | 2031 | 12 | 23284.8572 | 24752.0267 | 21679.8096 | 34347.3253 | 36527.1441 | 31962.6502
CanESM2 | 2032 | 1 | 23577.9684 | 25132.235 | 21854.6067 | 32271.6482 | 34410.2729 | 29899.574
CanESM2 | 2032 | 2 | 21863.7756 | 23409.8637 | 20139.6159 | 31995.5777 | 34275.257 | 29454.5962
CanESM2 | 2032 | 3 | 21336.1297 | 22848.2156 | 19653.1914 | 30020.9083 | 32162.7578 | 27637.7719
CanESM2 | 2032 | 4 | 20089.3041 | 21662.5685 | 18411.8512 | 28557.8066 | 30810.6527 | 26155.3798
CanESM2 | 2032 | 5 | 20433.8509 | 22236.497 | 18707.7321 | 26061.1944 | 28370.5298 | 23849.5861
CanESM2 | 2032 | 6 | 23153.2109 | 25246.0717 | 21261.0167 | 32031.1606 | 34941.1601 | 29399.8393
CanESM2 | 2032 | 7 | 25777.7151 | 27891.2816 | 23859.4583 | 37360.2092 | 40438.4561 | 34565.5508
CanESM2 | 2032 | 8 | 25542.4951 | 27611.1792 | 23639.8515 | 36465.4581 | 39430.3802 | 33737.2972
CanESM2 | 2032 | 9 | 20660.1669 | 22424.9846 | 18914.5456 | 27215.7688 | 29550.6217 | 24906.734
CanESM2 | 2032 | 10 | 20023.0887 | 21652.0196 | 18335.5823 | 26651.4242 | 28832.1332 | 24392.257
CanESM2 | 2032 | 11 | 22685.9718 | 24237.4244 | 21012.8349 | 34546.5209 | 36928.5619 | 31979.8988
CanESM2 | 2032 | 12 | 25352.1489 | 26921.8738 | 23653.7614 | 37230.2612 | 39549.922 | 34719.2375
CanESM2 | 2033 | 1 | 22372.4709 | 23966.4024 | 20587.3823 | 31898.0934 | 34184.4371 | 29336.4126
CanESM2 | 2033 | 2 | 21692.2215 | 23292.2464 | 19900.4453 | 29393.8124 | 31574.7016 | 26950.3874
CanESM2 | 2033 | 3 | 20605.0779 | 22162.926 | 18857.7515 | 28379.929 | 30540.0752 | 25956.7688
CanESM2 | 2033 | 4 | 20616.1852 | 22263.2013 | 18861.8526 | 28825.1385 | 31144.2112 | 26355.3433
CanESM2 | 2033 | 5 | 20842.5666 | 22735.4061 | 19038.6809 | 26367.6876 | 28771.3813 | 24075.0979
CanESM2 | 2033 | 6 | 23267.6561 | 25462.1872 | 21289.4175 | 32471.1938 | 35549.7254 | 29696.8742
CanESM2 | 2033 | 7 | 25464.2652 | 27671.9692 | 23469.7696 | 36774.9436 | 39978.8824 | 33880.1461
CanESM2 | 2033 | 8 | 24023.9342 | 26164.6971 | 22058.924 | 33458.4719 | 36452.238 | 30708.678
CanESM2 | 2033 | 9 | 20847.4126 | 22694.4242 | 19026.1263 | 27974.2643 | 30463.7464 | 25519.3263
CanESM2 | 2033 | 10 | 19985.4282 | 21681.7213 | 18225.838 | 27913.5771 | 30297.6688 | 25439.9687
CanESM2 | 2033 | 11 | 21655.8492 | 23251.1592 | 19920.7535 | 31878.3582 | 34243.9446 | 29305.5864
CanESM2 | 2033 | 12 | 25219.4002 | 26847.1932 | 23451.8098 | 36981.2442 | 39383.0929 | 34372.0857
CanESM2 | 2034 | 1 | 23033.4462 | 24704.3088 | 21164.8532 | 32780.3041 | 35174.0268 | 30105.5227
CanESM2 | 2034 | 2 | 22666.0719 | 24348.4498 | 20787.3518 | 31909.4001 | 34293.0178 | 29247.3052
CanESM2 | 2034 | 3 | 21375.2967 | 23009.9205 | 19545.0821 | 29139.7068 | 31381.8153 | 26628.5017
CanESM2 | 2034 | 4 | 20642.1281 | 22359.5819 | 18809.8741 | 29735.0963 | 32228.7213 | 27075.7629
CanESM2 | 2034 | 5 | 20992.4699 | 22978.8901 | 19097.8203 | 26272.6447 | 28768.9365 | 23892.1384
CanESM2 | 2034 | 6 | 22832.4995 | 25126.153 | 20767.6876 | 32020.7132 | 35254.575 | 29109.6463
CanESM2 | 2034 | 7 | 26011.5112 | 28337.6111 | 23917.8051 | 38212.7377 | 41648.5296 | 35121.279
CanESM2 | 2034 | 8 | 25023.1663 | 27285.2368 | 22956.3343 | 35282.8544 | 38485.7394 | 32355.1892
CanESM2 | 2034 | 9 | 21225.6083 | 23162.8432 | 19320.6117 | 28943.7559 | 31596.8955 | 26334.7579
CanESM2 | 2034 | 10 | 19640.2901 | 21404.7876 | 17804.0536 | 26391.9255 | 28776.0171 | 23909.2521
CanESM2 | 2034 | 11 | 23951.4072 | 25654.2094 | 22118.9564 | 36115.135 | 38700.6195 | 33331.5962
CanESM2 | 2034 | 12 | 24618.1341 | 26300.2694 | 22779.8781 | 35474.5851 | 37914.1978 | 32808.5917
CanESM2 | 2035 | 1 | 24557.5377 | 26338.0671 | 22592.917 | 34628.6652 | 37154.6582 | 31842.9477
CanESM2 | 2035 | 2 | 22581.695 | 24343.4598 | 20621.8385 | 33580.4901 | 36219.2763 | 30644.8251
CanESM2 | 2035 | 3 | 21689.1461 | 23408.1614 | 19776.7381 | 29016.5978 | 31329.5213 | 26443.2935
CanESM2 | 2035 | 4 | 21140.8952 | 22952.6485 | 19222.4392 | 29685.8715 | 32247.3233 | 26973.0915
CanESM2 | 2035 | 5 | 20928.5499 | 23016.4029 | 18952.3179 | 26257.6856 | 28887.125 | 23767.9749
CanESM2 | 2035 | 6 | 24106.626 | 26546.2189 | 21927.6257 | 33346.6803 | 36738.6077 | 30318.1736
CanESM2 | 2035 | 7 | 26500.6678 | 28960.5041 | 24303.1337 | 38248.8388 | 41816.7799 | 35062.1297
CanESM2 | 2035 | 8 | 25030.3704 | 27414.113 | 22868.2668 | 34512.6813 | 37812.9148 | 31520.1171
CanESM2 | 2035 | 9 | 21295.2921 | 23336.0804 | 19302.8668 | 29932.4497 | 32815.7993 | 27119.2807
CanESM2 | 2035 | 10 | 19937.2253 | 21793.6352 | 18018.0771 | 27400.4053 | 29966.9298 | 24746.6303
CanESM2 | 2035 | 11 | 23247.4653 | 25019.6207 | 21341.1127 | 34159.1908 | 36781.0526 | 31337.9274
CanESM2 | 2035 | 12 | 24922.6338 | 26690.821 | 23001.7508 | 35909.8562 | 38473.0369 | 33124.639
CanESM2 | 2036 | 1 | 23028.6029 | 24873.127 | 20984.3011 | 32348.2687 | 34954.5568 | 29459.7409
CanESM2 | 2036 | 2 | 23193.324 | 25061.4763 | 21129.6622 | 34389.2557 | 37179.3291 | 31307.354
CanESM2 | 2036 | 3 | 22177.7661 | 23997.6851 | 20168.1265 | 31769.6673 | 34394.0905 | 28870.7946
CanESM2 | 2036 | 4 | 19948.4024 | 21833.5879 | 17947.16 | 28744.2099 | 31481.1952 | 25837.0907
CanESM2 | 2036 | 5 | 20735.9729 | 22937.806 | 18658.8257 | 25673.3667 | 28410.1382 | 23092.1827
CanESM2 | 2036 | 6 | 23506.2424 | 26071.8705 | 21220.1871 | 32095.3867 | 35615.3892 | 28959.664
CanESM2 | 2036 | 7 | 26390.8825 | 28982.1291 | 24083.0341 | 38353.6429 | 42137.7378 | 34981.8132
CanESM2 | 2036 | 8 | 25141.6663 | 27665.5329 | 22866.5043 | 33799.864 | 37206.4138 | 30730.0278
CanESM2 | 2036 | 9 | 22907.7554 | 25093.6991 | 20793.1136 | 31615.5932 | 34645.2513 | 28684.6636
CanESM2 | 2036 | 10 | 20124.1381 | 22084.2813 | 18106.7933 | 26662.4436 | 29273.4074 | 23974.8798
CanESM2 | 2036 | 11 | 22721.5643 | 24576.4553 | 20726.6562 | 33876.722 | 36663.1749 | 30881.8388
CanESM2 | 2036 | 12 | 25641.1928 | 27515.6376 | 23619.9534 | 37846.5103 | 40631.0847 | 34843.586
CanESM2 | 2037 | 1 | 23678.3284 | 25631.7183 | 21545.649 | 32411.9954 | 35100.6498 | 29477.365
CanESM2 | 2037 | 2 | 21681.389 | 23614.3969 | 19551.4859 | 31728.8334 | 34578.7377 | 28589.5428
CanESM2 | 2037 | 3 | 21250.2128 | 23145.5442 | 19170.2086 | 29229.866 | 31854.2892 | 26350.4335
CanESM2 | 2037 | 4 | 20550.2043 | 22546.2015 | 18460.3874 | 29499.4965 | 32386.5139 | 26477.3125
CanESM2 | 2037 | 5 | 21038.968 | 23363.3197 | 18869.8796 | 26408.6338 | 29338.7297 | 23675.1325
CanESM2 | 2037 | 6 | 23150.6874 | 25843.8701 | 20771.0927 | 31053.7868 | 34683.5132 | 27846.684
CanESM2 | 2037 | 7 | 27399.3657 | 30150.4532 | 24978.7748 | 39920.2255 | 43948.3247 | 36376.2005
CanESM2 | 2037 | 8 | 24538.882 | 27180.7671 | 22177.6236 | 33998.2968 | 37674.704 | 30713.6872
CanESM2 | 2037 | 9 | 21829.1147 | 24106.261 | 19643.2476 | 29474.492 | 32562.4357 | 26511.4459
CanESM2 | 2037 | 10 | 19967.9419 | 22026.8572 | 17869.4251 | 26451.2528 | 29194.0523 | 23656.0976
CanESM2 | 2037 | 11 | 22564.6363 | 24512.1807 | 20490.2602 | 33667.2836 | 36595.4179 | 30549.0107
CanESM2 | 2037 | 12 | 24247.0851 | 26188.9405 | 22159.3067 | 35962.3225 | 38862.2053 | 32844.0899
CanESM2 | 2038 | 1 | 23904.3751 | 25962.385 | 21699.1614 | 32678.7748 | 35507.3259 | 29647.5262
CanESM2 | 2038 | 2 | 22441.6109 | 24490.0946 | 20232.2842 | 32169.6283 | 35125.7631 | 28980.2752
CanESM2 | 2038 | 3 | 21908.6641 | 23914.7048 | 19753.3907 | 30825.2472 | 33666.9429 | 27773.1402
CanESM2 | 2038 | 4 | 20651.5634 | 22754.1485 | 18489.6318 | 29379.2135 | 32391.3818 | 26281.4075
CanESM2 | 2038 | 5 | 20949.5175 | 23395.122 | 18705.5795 | 26766.6541 | 29904.5459 | 23886.8894
CanESM2 | 2038 | 6 | 23956.6017 | 26811.4219 | 21479.0879 | 33129.0547 | 37095.0375 | 29685.8815
CanESM2 | 2038 | 7 | 26770.5261 | 29652.4722 | 24272.552 | 38818.6275 | 43017.4862 | 35178.2007
CanESM2 | 2038 | 8 | 25644.2312 | 28448.3644 | 23185.846 | 36623.3019 | 40645.837 | 33097.1239
CanESM2 | 2038 | 9 | 21484.9795 | 23879.3197 | 19227.2263 | 28286.9031 | 31451.3023 | 25302.108
CanESM2 | 2038 | 10 | 20226.4896 | 22396.1863 | 18052.8459 | 26920.3411 | 29823.2958 | 24010.9378
CanESM2 | 2038 | 11 | 23166.3338 | 25226.0746 | 21015.4081 | 35281.8459 | 38442.631 | 31982.288
CanESM2 | 2038 | 12 | 24840.0911 | 26892.5505 | 22677.2878 | 36476.5301 | 39511.3482 | 33279.7897
CanESM2 | 2039 | 1 | 23933.8585 | 26079.5892 | 21667.0426 | 34139.6137 | 37218.2777 | 30886.6857
CanESM2 | 2039 | 2 | 22265.5721 | 24396.4409 | 19995.8917 | 30176.1167 | 33081.2823 | 27082.1097
CanESM2 | 2039 | 3 | 21753.6525 | 23840.7542 | 19540.2857 | 29973.3102 | 32867.6088 | 26905.1937
CanESM2 | 2039 | 4 | 20451.2663 | 22641.0441 | 18228.5067 | 28593.771 | 31676.7331 | 25463.9935
CanESM2 | 2039 | 5 | 21391.9456 | 23959.6497 | 19069.0529 | 27065.4978 | 30328.1115 | 24114.8302
CanESM2 | 2039 | 6 | 24675.8805 | 27685.8444 | 22107.0781 | 34448.5083 | 38669.8904 | 30844.9467
CanESM2 | 2039 | 7 | 26353.4979 | 29364.8718 | 23782.2548 | 38066.6267 | 42437.8824 | 34334.6749
CanESM2 | 2039 | 8 | 24540.1335 | 27454.0763 | 22021.311 | 34181.1772 | 38256.593 | 30657.4029
CanESM2 | 2039 | 9 | 21602.7279 | 24109.28 | 19278.7085 | 28940.6521 | 32312.1617 | 25814.406
CanESM2 | 2039 | 10 | 20390.029 | 22659.7414 | 18148.3566 | 28483.9375 | 31673.6799 | 25332.7213
CanESM2 | 2039 | 11 | 22516.7985 | 24649.6243 | 20311.4082 | 33156.1876 | 36319.0448 | 29885.8038
CanESM2 | 2039 | 12 | 24610.7781 | 26744.1651 | 22390.6542 | 36083.991 | 39232.8907 | 32807.516
CanESM2 | 2040 | 1 | 25581.6806 | 27869.9627 | 23218.1525 | 38111.8149 | 41541.5305 | 34569.0039
CanESM2 | 2040 | 2 | 23377.3934 | 25616.0224 | 21041.541 | 30564.2111 | 33505.9101 | 27495.0702
CanESM2 | 2040 | 3 | 21705.0639 | 23857.3023 | 19457.9301 | 29117.3076 | 32021.6425 | 26085.3333
CanESM2 | 2040 | 4 | 20799.2141 | 23074.9981 | 18528.3188 | 27261.027 | 30260.5686 | 24267.6722
CanESM2 | 2040 | 5 | 20928.257 | 23601.305 | 18544.1972 | 26486.7796 | 29884.0626 | 23456.7401
CanESM2 | 2040 | 6 | 24230.4635 | 27385.1991 | 21573.4936 | 35603.3884 | 40264.4214 | 31677.9635
CanESM2 | 2040 | 7 | 27910.4384 | 31141.6087 | 25203.2897 | 40996.3791 | 45765.0118 | 37000.4179
CanESM2 | 2040 | 8 | 25810.0571 | 28918.2179 | 23172.1094 | 37582.5686 | 42128.8375 | 33724.4188
CanESM2 | 2040 | 9 | 21255.9057 | 23861.1907 | 18877.6511 | 27955.0435 | 31394.8634 | 24814.8356
CanESM2 | 2040 | 10 | 20333.6331 | 22688.2572 | 18040.593 | 27966.252 | 31223.9852 | 24794.0414
CanESM2 | 2040 | 11 | 23042.5961 | 25251.4799 | 20800.9302 | 31240.3127 | 34251.897 | 28184.6026
CanESM2 | 2040 | 12 | 24848.5163 | 27058.8877 | 22586.8985 | 35345.8964 | 38508.9808 | 32109.3603
CanESM2 | 2041 | 1 | 24782.7286 | 27134.2618 | 22371.0718 | 36948.4012 | 40475.5508 | 33330.3587
CanESM2 | 2041 | 2 | 22311.4648 | 24604.4032 | 19931.4092 | 30643.4819 | 33813.1416 | 27355.5349
CanESM2 | 2041 | 3 | 21009.1156 | 23222.7375 | 18715.1402 | 28088.0755 | 31065.8902 | 25002.7315
CanESM2 | 2041 | 4 | 20289.8943 | 22639.9631 | 17965.6992 | 27531.7311 | 30740.8243 | 24357.9615
CanESM2 | 2041 | 5 | 21050.5983 | 23840.1004 | 18597.2634 | 26073.4903 | 29541.5266 | 23023.2356
CanESM2 | 2041 | 6 | 24519.4367 | 27818.9062 | 21778.7909 | 35321.0628 | 40099.3722 | 31351.9731
CanESM2 | 2041 | 7 | 27849.0621 | 31220.1473 | 25064.4732 | 41426.578 | 46465.9118 | 37263.7638
CanESM2 | 2041 | 8 | 28406.2617 | 31717.9749 | 25656.7215 | 42079.4074 | 47005.5076 | 37989.7166
CanESM2 | 2041 | 9 | 21710.2529 | 24438.0242 | 19260.566 | 28903.1959 | 32548.8561 | 25629.1919
CanESM2 | 2041 | 10 | 20485.1757 | 22936.1122 | 18127.4042 | 27647.9985 | 30975.0034 | 24447.7883
CanESM2 | 2041 | 11 | 23170.5339 | 25463.9872 | 20869.7345 | 32586.1934 | 35831.0297 | 29329.8953
CanESM2 | 2041 | 12 | 26381.4536 | 28708.7312 | 24045.5979 | 38246.5526 | 41641.3483 | 34839.7569
CanESM2 | 2042 | 1 | 25468.9434 | 27922.1112 | 22992.3606 | 35630.4985 | 39080.1335 | 32147.1233
CanESM2 | 2042 | 2 | 22594.1158 | 24976.8206 | 20153.9751 | 31293.8126 | 34613.7678 | 27893.2598
CanESM2 | 2042 | 3 | 20640.1151 | 22923.0999 | 18298.0392 | 27360.8413 | 30404.4023 | 24237.4594
CanESM2 | 2042 | 4 | 20358.9557 | 22800.0765 | 17977.136 | 26562.1284 | 29765.4439 | 23436.7996
CanESM2 | 2042 | 5 | 21483.0917 | 24397.2061 | 18959.339 | 26958.5916 | 30629.9033 | 23779.1839
CanESM2 | 2042 | 6 | 24540.6996 | 27978.2097 | 21725.1652 | 35260.7596 | 40224.471 | 31194.3637
CanESM2 | 2042 | 7 | 27860.7788 | 31374.5526 | 25000.7779 | 41378.0939 | 46622.7156 | 37109.9926
CanESM2 | 2042 | 8 | 25414.4321 | 28788.0949 | 22634.9034 | 36924.3677 | 41847.8664 | 32867.1967
CanESM2 | 2042 | 9 | 23069.3492 | 25941.8667 | 20537.5964 | 30314.6221 | 34102.755 | 26975.7228
CanESM2 | 2042 | 10 | 20680.5436 | 23227.7878 | 18261.8004 | 28148.55 | 31635.8437 | 24836.8026
CanESM2 | 2042 | 11 | 23293.1517 | 25672.8492 | 20935.6078 | 32188.6433 | 35496.2136 | 28911.5211
CanESM2 | 2042 | 12 | 24223.9803 | 26578.7357 | 21861.135 | 34167.3382 | 37508.8052 | 30814.2122
CanESM2 | 2043 | 1 | 25014.233 | 27544.715 | 22479.2371 | 35859.3332 | 39507.9129 | 32204.7088
CanESM2 | 2043 | 2 | 24156.7465 | 26666.8221 | 21632.6968 | 32784.795 | 36209.6485 | 29340.2271
CanESM2 | 2043 | 3 | 22162.9725 | 24569.2665 | 19740.8273 | 29889.9289 | 33154.1401 | 26605.2355
CanESM2 | 2043 | 4 | 21206.056 | 23761.9676 | 18749.8087 | 28372.0745 | 31812.3765 | 25066.6443
CanESM2 | 2043 | 5 | 21631.185 | 24670.0608 | 19031.2584 | 26825.586 | 30609.1746 | 23589.7971
CanESM2 | 2043 | 6 | 24850.454 | 28438.5462 | 21949.7213 | 36189.0896 | 41441.7505 | 31942.9814
CanESM2 | 2043 | 7 | 29294.7359 | 32992.0188 | 26332.507 | 44904.7881 | 50600.9334 | 40341.4596
CanESM2 | 2043 | 8 | 27796.5957 | 31369.2533 | 24906.5878 | 39503.6133 | 44600.5949 | 35380.3762
CanESM2 | 2043 | 9 | 22366.1583 | 25336.0553 | 19776.7437 | 29161.2392 | 33048.1587 | 25773.5264
CanESM2 | 2043 | 10 | 20999.6258 | 23652.8106 | 18510.4815 | 29101.0487 | 32800.6636 | 25632.1721
CanESM2 | 2043 | 11 | 23390.7067 | 25859.5355 | 20969.6945 | 32753.3395 | 36230.524 | 29341.9428
CanESM2 | 2043 | 12 | 26505.4048 | 29003.6798 | 24051.7533 | 37957.5529 | 41556.3484 | 34423.5574
CanESM2 | 2044 | 1 | 25576.2748 | 28188.9858 | 22957.0002 | 38222.2313 | 42151.6854 | 34284.152
CanESM2 | 2044 | 2 | 23314.3898 | 25870.4325 | 20723.6259 | 31933.1764 | 35455.1775 | 28364.8042
CanESM2 | 2044 | 3 | 22101.5387 | 24570.0277 | 19608.0231 | 29414.9354 | 32718.4136 | 26077.9249
CanESM2 | 2044 | 4 | 20832.9672 | 23451.8581 | 18305.9819 | 27213.6246 | 30654.3546 | 23894.0032
CanESM2 | 2044 | 5 | 21558.4765 | 24699.0617 | 18875.1725 | 27506.5047 | 31530.4978 | 24068.9051
CanESM2 | 2044 | 6 | 24841.5036 | 28558.4765 | 21844.6676 | 36716.5808 | 42240.1864 | 32262.3558
CanESM2 | 2044 | 7 | 28483.4799 | 32289.1183 | 25435.7885 | 43489.1028 | 49328.1861 | 38812.2255
CanESM2 | 2044 | 8 | 27264.6747 | 30948.9297 | 24288.881 | 39457.4433 | 44810.8331 | 35132.4582
CanESM2 | 2044 | 9 | 22798.6074 | 25870.9719 | 20124.5102 | 30133.1705 | 34209.9945 | 26585.6422
CanESM2 | 2044 | 10 | 20740.2391 | 23465.9846 | 18176.7222 | 28534.7925 | 32306.8615 | 24986.7738
CanESM2 | 2044 | 11 | 22432.6136 | 24944.2599 | 19949.8389 | 30960.5189 | 34447.2726 | 27512.0418
CanESM2 | 2044 | 12 | 26752.5517 | 29322.1725 | 24221.3251 | 37225.704 | 40821.0706 | 33684.4662
CanESM2 | 2045 | 1 | 26963.9983 | 29686.562 | 24256.3031 | 40146.8042 | 44223.3242 | 36091.8867
CanESM2 | 2045 | 2 | 25147.3864 | 27822.3068 | 22463.9553 | 32846.7416 | 36357.1901 | 29325.7608
CanESM2 | 2045 | 3 | 21979.4553 | 24511.1619 | 19422.272 | 29984.9855 | 33459.3706 | 26474.9048
CanESM2 | 2045 | 4 | 21187.4368 | 23891.6041 | 18587.0742 | 28221.7185 | 31844.6928 | 24737.4025
CanESM2 | 2045 | 5 | 21782.8812 | 25026.578 | 19024.1686 | 27146.8359 | 31204.5456 | 23696.0708
CanESM2 | 2045 | 6 | 24774.6196 | 28613.089 | 21693.7989 | 37096.1651 | 42876.3172 | 32457.3835
CanESM2 | 2045 | 7 | 27777.0688 | 31689.2755 | 24652.2961 | 41509.7459 | 47384.1306 | 36816.2604
CanESM2 | 2045 | 8 | 26735.5864 | 30524.8393 | 23683.8083 | 39744.7861 | 45401.9316 | 35186.8101
CanESM2 | 2045 | 9 | 22513.3305 | 25674.3873 | 19770.2943 | 30291.6179 | 34560.5167 | 26585.3492
CanESM2 | 2045 | 10 | 21294.4119 | 24111.3767 | 18655.8771 | 29130.6879 | 33006.0526 | 25501.3266
CanESM2 | 2045 | 11 | 23933.7642 | 26556.0919 | 21363.9162 | 33371.0586 | 37049.4325 | 29767.4535
CanESM2 | 2045 | 12 | 25200.1327 | 27800.168 | 22620.9985 | 36415.0225 | 40195.6358 | 32665.6837
CanESM2 | 2046 | 1 | 25997.4085 | 28771.0219 | 23222.9228 | 39541.934 | 43786.1912 | 35295.1354
CanESM2 | 2046 | 2 | 22696.1741 | 25379.6797 | 19967.5909 | 30496.1402 | 34122.3922 | 26809.7905
CanESM2 | 2046 | 3 | 21888.7694 | 24492.1907 | 19257.0074 | 29298.1947 | 32802.8671 | 25754.5816
CanESM2 | 2046 | 4 | 21197.3413 | 23984.1051 | 18517.0906 | 27758.1225 | 31427.8951 | 24228.5828
CanESM2 | 2046 | 5 | 22298.0759 | 25658.5331 | 19439.6038 | 28123.3369 | 32378.6444 | 24504.8094
CanESM2 | 2046 | 6 | 26978.8366 | 31009.0454 | 23755.004 | 39565.0806 | 45503.6111 | 34813.7327
CanESM2 | 2046 | 7 | 29250.4827 | 33332.1991 | 25996.7193 | 43028.3357 | 49059.2535 | 38220.177
CanESM2 | 2046 | 8 | 26670.393 | 30586.2507 | 23518.3127 | 38833.2315 | 44559.319 | 34224.5246
CanESM2 | 2046 | 9 | 24398.9968 | 27717.7838 | 21536.9072 | 32228.3771 | 36626.3995 | 28434.698
CanESM2 | 2046 | 10 | 21365.7221 | 24270.4184 | 18644.6375 | 29401.2556 | 33420.8144 | 25634.8884
CanESM2 | 2046 | 11 | 23421.4516 | 26106.451 | 20780.702 | 31821.9793 | 35490.5474 | 28214.6969
CanESM2 | 2046 | 12 | 26984.6663 | 29706.5714 | 24303.329 | 38497.8195 | 42402.4158 | 34650.3523
CanESM2 | 2047 | 1 | 26383.3975 | 29250.186 | 23522.5551 | 39304.8294 | 43600.7815 | 35017.7142
CanESM2 | 2047 | 2 | 24241.1143 | 27050.0495 | 21410.4701 | 33287.7063 | 37165.9941 | 29378.7514
CanESM2 | 2047 | 3 | 21892.5668 | 24573.6965 | 19185.5077 | 29264.7032 | 32869.5944 | 25625.7433
CanESM2 | 2047 | 4 | 21306.9121 | 24182.5261 | 18545.6982 | 28911.7026 | 32837.9714 | 25142.7843
CanESM2 | 2047 | 5 | 22281.6137 | 25757.7006 | 19332.7575 | 27524.8643 | 31834.0792 | 23869.2755
CanESM2 | 2047 | 6 | 26422.0394 | 30579.2359 | 23101.0955 | 38004.2581 | 44012.1773 | 33204.4874
CanESM2 | 2047 | 7 | 29545.4216 | 33773.7425 | 26179.3811 | 43866.0589 | 50174.3838 | 38846.3486
CanESM2 | 2047 | 8 | 27996.897 | 32081.5298 | 24722.5599 | 41479.043 | 47556.3443 | 36607.576
CanESM2 | 2047 | 9 | 23387.8491 | 26782.8188 | 20456.5186 | 31184.8795 | 35729.3756 | 27262.4786
CanESM2 | 2047 | 10 | 21233.8859 | 24225.9102 | 18432.5373 | 28651.7697 | 32710.2821 | 24851.1814
CanESM2 | 2047 | 11 | 23380.2448 | 26145.014 | 20662.2829 | 32885.785 | 36798.8444 | 29039.2041
CanESM2 | 2047 | 12 | 26084.2576 | 28859.3833 | 23337.6233 | 37792.3531 | 41838.7481 | 33789.1582
CanESM2 | 2048 | 1 | 26100.4451 | 29046.1197 | 23166.4001 | 36482.4722 | 40620.8708 | 32360.3619
CanESM2 | 2048 | 2 | 23411.8516 | 26288.7076 | 20510.8216 | 32435.739 | 36445.7414 | 28393.7183
CanESM2 | 2048 | 3 | 21682.1763 | 24439.6161 | 18906.4417 | 29246.5915 | 32988.3607 | 25481.1062
CanESM2 | 2048 | 4 | 21213.7627 | 24178.2489 | 18376.8536 | 28366.8632 | 32355.2159 | 24550.8468
CanESM2 | 2048 | 5 | 22449.2999 | 26042.2424 | 19411.9224 | 27924.73 | 32409.1475 | 24132.2701
CanESM2 | 2048 | 6 | 26445.598 | 30737.6333 | 23024.4288 | 38591.5596 | 44886.1139 | 33574.5027
CanESM2 | 2048 | 7 | 29861.6914 | 34243.9725 | 26387.0657 | 45824.5376 | 52582.6988 | 40467.703
CanESM2 | 2048 | 8 | 27827.1557 | 32046.5985 | 24457.3452 | 39523.2538 | 45538.1292 | 34717.6671
CanESM2 | 2048 | 9 | 24860.1062 | 28406.8428 | 21820.7373 | 32330.1472 | 36958.6501 | 28365.4003
CanESM2 | 2048 | 10 | 21560.7059 | 24657.3844 | 18676.4319 | 29921.6808 | 34243.2858 | 25895.4654
CanESM2 | 2048 | 11 | 25102.996 | 28004.4223 | 22284.9679 | 35162.9577 | 39250.1746 | 31192.9628
CanESM2 | 2048 | 12 | 27173.119 | 30064.5778 | 24335.2507 | 38865.3518 | 43024.5466 | 34784.1569
CanESM2 | 2049 | 1 | 25938.4448 | 28966.4063 | 22927.344 | 38801.825 | 43358.4638 | 34271.0623
CanESM2 | 2049 | 2 | 23698.8743 | 26664.0423 | 20722.2728 | 32487.7346 | 36576.1264 | 28384.9898
CanESM2 | 2049 | 3 | 22588.2737 | 25454.876 | 19724.6054 | 31206.3758 | 35190.2363 | 27226.842
CanESM2 | 2049 | 4 | 21420.7923 | 24481.4889 | 18503.4731 | 28101.4716 | 32137.9928 | 24253.3429
CanESM2 | 2049 | 5 | 22834.9648 | 26557.7534 | 19700.3217 | 28378.4071 | 33021.1963 | 24469.6096
CanESM2 | 2049 | 6 | 27101.8124 | 31555.5406 | 23564.8772 | 40900.479 | 47657.079 | 35535.2518
CanESM2 | 2049 | 7 | 29831.2395 | 34356.2912 | 26249.6322 | 44963.238 | 51814.91 | 39539.61
CanESM2 | 2049 | 8 | 28947.5206 | 33337.7255 | 25458.1157 | 42376.1811 | 48828.6794 | 37247.6565
CanESM2 | 2049 | 9 | 24826.3857 | 28490.5144 | 21698.9582 | 32281.722 | 37061.9221 | 28202.4701
CanESM2 | 2049 | 10 | 21734.2823 | 24929.5131 | 18768.3437 | 29311.6967 | 33642.737 | 25290.0165
CanESM2 | 2049 | 11 | 24020.3295 | 26975.3765 | 21141.8163 | 33838.5079 | 38025.5539 | 29759.3249
CanESM2 | 2049 | 12 | 26932.3153 | 29900.2291 | 24021.3815 | 36604.1112 | 40658.5653 | 32628.7457
CCSM4 | 2020 | 1 | 24642.1069 | 24973.1325 | 24139.895 | 38475.3051 | 38996.8537 | 37673.7673
CCSM4 | 2020 | 2 | 23872.1303 | 24209.1499 | 23370.1615 | 34022.6046 | 34506.1787 | 33303.8431
CCSM4 | 2020 | 3 | 21892.117 | 22211.6327 | 21408.4798 | 31009.796 | 31465.2407 | 30319.6221
CCSM4 | 2020 | 4 | 19392.4982 | 19713.141 | 18942.9165 | 26289.9303 | 26728.2828 | 25698.5884
CCSM4 | 2020 | 5 | 20002.223 | 20367.9846 | 19572.083 | 25348.7413 | 25813.8621 | 24798.5375
CCSM4 | 2020 | 6 | 21655.9641 | 22083.6992 | 21200.8733 | 30096.0498 | 30693.3155 | 29470.3428
CCSM4 | 2020 | 7 | 22736.8137 | 23168.566 | 22258.3032 | 33087.4108 | 33719.1885 | 32411.8104
CCSM4 | 2020 | 8 | 22352.3067 | 22777.306 | 21865.2319 | 31151.7364 | 31746.1606 | 30485.8452
CCSM4 | 2020 | 9 | 20292.2211 | 20663.9984 | 19815.1748 | 25626.5827 | 26098.2448 | 25018.3012
CCSM4 | 2020 | 10 | 19418.8953 | 19765.5703 | 18959.8753 | 26897.9977 | 27381.4939 | 26273.0469
CCSM4 | 2020 | 11 | 20493.5141 | 20807.3144 | 20038.7896 | 27733.798 | 28160.4118 | 27111.1724
CCSM4 | 2020 | 12 | 22799.6621 | 23121.2891 | 22316.7628 | 30151.1724 | 30578.0207 | 29489.7797
CCSM4 | 2021 | 1 | 23751.4152 | 24191.6609 | 23136.532 | 37288.1813 | 37984.0475 | 36300.8956
CCSM4 | 2021 | 2 | 23190.6035 | 23636.7523 | 22575.693 | 32652.4779 | 33284.8441 | 31782.5245
CCSM4 | 2021 | 3 | 20946.0837 | 21369.078 | 20354.405 | 30494.0691 | 31114.6629 | 29630.1743
CCSM4 | 2021 | 4 | 19552.702 | 19976.9021 | 18992.0947 | 26264.985 | 26839.3277 | 25528.8405
CCSM4 | 2021 | 5 | 19976.7512 | 20450.3727 | 19423.5178 | 25044.2608 | 25640.0577 | 24344.5875
CCSM4 | 2021 | 6 | 21988.7281 | 22534.8289 | 21394.8655 | 31267.9505 | 32048.1564 | 30434.1893
CCSM4 | 2021 | 7 | 22802.1433 | 23353.2262 | 22184.3366 | 32579.7975 | 33371.0413 | 31716.7332
CCSM4 | 2021 | 8 | 22562.8392 | 23110.1994 | 21933.4907 | 31069.3684 | 31826.6434 | 30215.6109
CCSM4 | 2021 | 9 | 20343.9332 | 20831.9564 | 19735.9681 | 25329.8993 | 25938.7025 | 24566.7814
CCSM4 | 2021 | 10 | 19747.3946 | 20201.3708 | 19174.0259 | 26476.0008 | 27087.9299 | 25716.9843
CCSM4 | 2021 | 11 | 20830.7343 | 21249.2285 | 20266.9801 | 28478.9149 | 29055.1394 | 27706.5524
CCSM4 | 2021 | 12 | 22620.5318 | 23050.8907 | 22027.5726 | 29425.8343 | 29989.4436 | 28635.0504
CCSM4 | 2022 | 1 | 22476.1686 | 23040.5833 | 21740.3128 | 35786.1453 | 36693.0864 | 34591.8701
CCSM4 | 2022 | 2 | 23095.1509 | 23673.5446 | 22352.0889 | 31830.522 | 32632.079 | 30800.9771
CCSM4 | 2022 | 3 | 21252.454 | 21804.4529 | 20535.1532 | 29812.3562 | 30591.6246 | 28803.8913
CCSM4 | 2022 | 4 | 19957.8817 | 20508.4471 | 19271.2456 | 26537.5707 | 27274.6402 | 25639.9838
CCSM4 | 2022 | 5 | 20670.0861 | 21279.5762 | 19971.9212 | 28004.3355 | 28834.1528 | 27050.3441
CCSM4 | 2022 | 6 | 22317.0809 | 23007.6542 | 21564.0203 | 31085.5923 | 32052.025 | 30046.1293
CCSM4 | 2022 | 7 | 23529.7841 | 24227.0743 | 22751.9061 | 34078.5087 | 35093.7353 | 32970.7675
CCSM4 | 2022 | 8 | 23021.8109 | 23709.8224 | 22241.895 | 31582.9512 | 32531.1092 | 30525.5217
CCSM4 | 2022 | 9 | 20512.5531 | 21129.2536 | 19774.1328 | 25952.293 | 26734.6755 | 25011.2608
CCSM4 | 2022 | 10 | 19650.5822 | 20233.377 | 18947.5687 | 27147.4693 | 27958.3725 | 26185.6188
CCSM4 | 2022 | 11 | 20224.3145 | 20762.0149 | 19544.0992 | 28518.0927 | 29281.2667 | 27554.0835
CCSM4 | 2022 | 12 | 23290.3234 | 23851.5281 | 22574.4406 | 29927.6621 | 30652.1535 | 29005.3834
CCSM4 | 2023 | 1 | 23077.1843 | 23767.1995 | 22228.4597 | 36419.7317 | 37517.321 | 35056.5966
CCSM4 | 2023 | 2 | 22498.8953 | 23197.5804 | 21646.8202 | 30507.3049 | 31459.6705 | 29344.1982
CCSM4 | 2023 | 3 | 22161.438 | 22839.2063 | 21331.5883 | 31878.8269 | 32860.2584 | 30681.1279
CCSM4 | 2023 | 4 | 19734.548 | 20399.8932 | 18940.9451 | 27125.0985 | 28046.7198 | 26049.5122
CCSM4 | 2023 | 5 | 20132.7514 | 20857.492 | 19320.3782 | 26665.882 | 27630.6192 | 25581.7466
CCSM4 | 2023 | 6 | 22370.76 | 23191.3559 | 21483.5314 | 31577.3288 | 32742.1603 | 30333.3813
CCSM4 | 2023 | 7 | 23196.2555 | 24017.2924 | 22291.4036 | 32881.7843 | 34051.9045 | 31616.2415
CCSM4 | 2023 | 8 | 23315.9182 | 24135.8791 | 22401.0731 | 31643.7755 | 32762.2988 | 30415.3072
CCSM4 | 2023 | 9 | 20527.7211 | 21265.7333 | 19672.5363 | 26386.3807 | 27338.6672 | 25277.2083
CCSM4 | 2023 | 10 | 20113.4382 | 20815.3458 | 19303.6828 | 29257.2218 | 30285.77 | 28087.0873
CCSM4 | 2023 | 11 | 20728.0162 | 21383.3133 | 19942.3991 | 28282.9762 | 29182.7181 | 27207.6468
CCSM4 | 2023 | 12 | 23338.3731 | 24019.1515 | 22517.6976 | 30527.2419 | 31422.2138 | 29445.1491
CCSM4 | 2024 | 1 | 23213.2383 | 24030.3577 | 22248.0981 | 34458.7534 | 35680.2751 | 33006.6523
CCSM4 | 2024 | 2 | 23933.6667 | 24773.1475 | 22955.0758 | 33347.6495 | 34524.6728 | 31978.9631
CCSM4 | 2024 | 3 | 23528.1293 | 24343.3012 | 22576.6509 | 32833.4054 | 33977.591 | 31507.2943
CCSM4 | 2024 | 4 | 19795.395 | 20600.7009 | 18888.4482 | 27217.8018 | 28333.2136 | 25984.1216
CCSM4 | 2024 | 5 | 20187.4326 | 21107.8977 | 19247.2728 | 26407.9819 | 27617.4854 | 25169.8229
CCSM4 | 2024 | 6 | 22460.8961 | 23517.8784 | 21440.0635 | 30682.6404 | 32132.7733 | 29296.7539
CCSM4 | 2024 | 7 | 23188.4715 | 24235.5166 | 22155.4285 | 33276.6733 | 34787.7979 | 31809.8878
CCSM4 | 2024 | 8 | 23092.2133 | 24129.0237 | 22051.4125 | 31298.4441 | 32709.6224 | 29893.9858
CCSM4 | 2024 | 9 | 20724.7154 | 21634.3997 | 19753.7804 | 26538.6313 | 27707.4859 | 25285.2028
CCSM4 | 2024 | 10 | 19874.8996 | 20721.1389 | 18952.8604 | 28521.2072 | 29743.9978 | 27204.8059
CCSM4 | 2024 | 11 | 20881.1339 | 21663.3704 | 19985.7249 | 28491.8448 | 29567.1742 | 27265.0283
CCSM4 | 2024 | 12 | 23698.6409 | 24504.7493 | 22766.1068 | 31719.841 | 32804.7473 | 30444.8538
CCSM4 | 2025 | 1 | 22294.1691 | 23231.3837 | 21213.6164 | 34785.78 | 36258.4686 | 33075.6497
CCSM4 | 2025 | 2 | 23331.3192 | 24297.294 | 22232.9164 | 33250.4458 | 34636.3716 | 31676.1301
CCSM4 | 2025 | 3 | 21599.9113 | 22526.4033 | 20540.0071 | 30385.268 | 31696.4064 | 28896.1729
CCSM4 | 2025 | 4 | 19837.8863 | 20770.7258 | 18813.5036 | 27317.5685 | 28611.1609 | 25919.0304
CCSM4 | 2025 | 5 | 20371.3312 | 21434.9438 | 19305.3424 | 26186.5114 | 27560.4178 | 24802.2747
CCSM4 | 2025 | 6 | 22668.5075 | 23887.1287 | 21506.2511 | 31313.4065 | 33004.4892 | 29716.5313
CCSM4 | 2025 | 7 | 24067.106 | 25275.9051 | 22892.7497 | 34287.9505 | 36019.5627 | 32634.1233
CCSM4 | 2025 | 8 | 22597.7931 | 23779.3299 | 21432.8118 | 31353.6189 | 33001.1443 | 29745.8889
CCSM4 | 2025 | 9 | 20345.7416 | 21388.8993 | 19255.1045 | 26300.83 | 27655.0575 | 24880.8957
CCSM4 | 2025 | 10 | 19466.4077 | 20441.6847 | 18423.3956 | 27603.2704 | 28995.7859 | 26128.4329
CCSM4 | 2025 | 11 | 20536.7668 | 21438.101 | 19529.9579 | 27147.3117 | 28345.4039 | 25811.1453
CCSM4 | 2025 | 12 | 23482.0013 | 24410.615 | 22435.709 | 30360.3734 | 31567.5539 | 28983.1204
CCSM4 | 2026 | 1 | 22349.9659 | 23410.4515 | 21152.8487 | 36034.7116 | 37757.3549 | 34075.1197
CCSM4 | 2026 | 2 | 23303.1211 | 24395.0642 | 22085.0273 | 32900.6543 | 34452.9829 | 31172.363
CCSM4 | 2026 | 3 | 22145.466 | 23198.9009 | 20967.2181 | 31366.4805 | 32869.4481 | 29686.0063
CCSM4 | 2026 | 4 | 20049.9254 | 21106.2458 | 18913.4283 | 27202.6964 | 28645.7875 | 25672.8028
CCSM4 | 2026 | 5 | 20269.5196 | 21462.8076 | 19100.7958 | 25641.696 | 27158.4434 | 24154.444
CCSM4 | 2026 | 6 | 22712.7465 | 24083.2188 | 21432.9623 | 31548.2925 | 33462.1501 | 29771.9009
CCSM4 | 2026 | 7 | 23607.1958 | 24959.7413 | 22324.2457 | 34347.7489 | 36327.0756 | 32496.2386
CCSM4 | 2026 | 8 | 23119.1792 | 24452.4434 | 21834.9877 | 32227.4139 | 34094.6318 | 30446.4101
CCSM4 | 2026 | 9 | 20632.2013 | 21811.8271 | 19424.3705 | 26084.3177 | 27580.625 | 24547.892
CCSM4 | 2026 | 10 | 19701.5742 | 20800.2357 | 18550.63 | 27289.0558 | 28820.7069 | 25699.4315
CCSM4 | 2026 | 11 | 21419.5286 | 22446.8147 | 20298.3012 | 28995.6503 | 30395.4048 | 27465.6056
CCSM4 | 2026 | 12 | 23600.9221 | 24651.1416 | 22443.1871 | 31219.7396 | 32617.0011 | 29661.2984
CCSM4 | 2027 | 1 | 25248.1777 | 26452.6455 | 23927.2868 | 39657.3906 | 41562.5115 | 37553.4507
CCSM4 | 2027 | 2 | 24944.0686 | 26167.4293 | 23607.1896 | 35138.1446 | 36872.0518 | 33245.846
CCSM4 | 2027 | 3 | 22920.5468 | 24091.3867 | 21633.6545 | 33391.8751 | 35109.0863 | 31508.937
CCSM4 | 2027 | 4 | 19605.7387 | 20766.4536 | 18371.0898 | 26338.0639 | 27907.8626 | 24690.0433
CCSM4 | 2027 | 5 | 20865.7179 | 22189.0758 | 19594.2266 | 26163.6036 | 27830.4021 | 24560.0862
CCSM4 | 2027 | 6 | 22236.301 | 23740.5852 | 20859.6451 | 31622.7985 | 33774.7546 | 29669.241
CCSM4 | 2027 | 7 | 23355.4236 | 24844.9161 | 21974.8135 | 33375.3451 | 35515.3551 | 31416.7125
CCSM4 | 2027 | 8 | 22467.7834 | 23931.5937 | 21088.9455 | 30938.3512 | 32963.3607 | 29047.9684
CCSM4 | 2027 | 9 | 20405.1891 | 21703.2217 | 19104.1632 | 25406.1136 | 27028.5318 | 23777.3537
CCSM4 | 2027 | 10 | 19582.8275 | 20793.905 | 18329.2016 | 26255.1766 | 27887.7358 | 24577.7051
CCSM4 | 2027 | 11 | 22282.848 | 23426.0336 | 21057.3415 | 30478.295 | 32051.831 | 28795.0546
CCSM4 | 2027 | 12 | 23843.8549 | 25005.188 | 22585.4267 | 31027.1196 | 32545.944 | 29364.418
CCSM4 | 2028 | 1 | 24682.4057 | 25963.3685 | 23264.6768 | 39329.2032 | 41384.1192 | 37038.7004
CCSM4 | 2028 | 2 | 24596.9781 | 25900.8663 | 23158.5882 | 33910.6104 | 35718.9135 | 31918.7171
CCSM4 | 2028 | 3 | 22060.5812 | 23301.9012 | 20679.4874 | 31746.3612 | 33544.6728 | 29750.5879
CCSM4 | 2028 | 4 | 19920.003 | 21166.6817 | 18585.9473 | 27369.2256 | 29094.2839 | 25546.5839
CCSM4 | 2028 | 5 | 20211.8579 | 21628.1712 | 18839.9898 | 26823.8755 | 28712.7546 | 24991.1136
CCSM4 | 2028 | 6 | 22457.9001 | 24085.517 | 20960.9991 | 31729.9094 | 34042.532 | 29619.337
CCSM4 | 2028 | 7 | 23688.6102 | 25296.1961 | 22198.0249 | 33600.2253 | 35892.7544 | 31499.7343
CCSM4 | 2028 | 8 | 23105.723 | 24690.2009 | 21612.3949 | 31357.9376 | 33517.5738 | 29339.6595
CCSM4 | 2028 | 9 | 20803.1116 | 22203.5894 | 19395.0624 | 26716.8033 | 28522.6369 | 24896.7074
CCSM4 | 2028 | 10 | 19807.7258 | 21106.3297 | 18455.4553 | 28814.0811 | 30715.5497 | 26848.2551
CCSM4 | 2028 | 11 | 21280.7308 | 22490.7513 | 19966.8775 | 29038.412 | 30700.1803 | 27237.7804
CCSM4 | 2028 | 12 | 23837.1504 | 25077.4323 | 22484.2608 | 31180.7685 | 32812.4617 | 29399.3787
CCSM4 | 2029 | 1 | 23512.797 | 24851.0002 | 22003.3713 | 34908.6772 | 36908.4043 | 32641.3133
CCSM4 | 2029 | 2 | 23489.1063 | 24853.2041 | 21954.6336 | 32728.5055 | 34640.4334 | 30580.2322
CCSM4 | 2029 | 3 | 21928.7896 | 23239.812 | 20449.1882 | 30953.1637 | 32816.1206 | 28855.1335
CCSM4 | 2029 | 4 | 19747.3311 | 21065.4881 | 18317.7252 | 27663.5459 | 29523.8445 | 25668.4751
CCSM4 | 2029 | 5 | 20342.5395 | 21850.9543 | 18871.006 | 27180.876 | 29207.063 | 25202.4483
CCSM4 | 2029 | 6 | 22314.3989 | 24042.3689 | 20715.3387 | 30862.2845 | 33264.9776 | 28654.3386
CCSM4 | 2029 | 7 | 23678.6512 | 25384.9823 | 22090.7507 | 33545.526 | 35975.3841 | 31307.8999
CCSM4 | 2029 | 8 | 23381.0207 | 25068.7194 | 21784.6907 | 31365.3123 | 33638.2271 | 29232.7965
CCSM4 | 2029 | 9 | 20665.7024 | 22148.4489 | 19163.9501 | 27141.8812 | 29097.4926 | 25157.3142
CCSM4 | 2029 | 10 | 19603.6186 | 20977.4574 | 18154.4103 | 28088.245 | 30070.9274 | 26012.8055
CCSM4 | 2029 | 11 | 21245.4445 | 22525.3489 | 19836.8671 | 29401.3867 | 31184.7895 | 27442.3194
CCSM4 | 2029 | 12 | 23843.1468 | 25153.546 | 22395.1414 | 31135.758 | 32856.0732 | 29229.8976
CCSM4 | 2030 | 1 | 22507.4612 | 23892.0403 | 20948.7651 | 31829.0625 | 33800.0524 | 29607.9409
CCSM4 | 2030 | 2 | 24595.5324 | 26056.2181 | 22970.7252 | 36673.7377 | 38866.3885 | 34244.0778
CCSM4 | 2030 | 3 | 21418.7023 | 22785.8253 | 19881.777 | 29072.0998 | 30938.2963 | 26980.9942
CCSM4 | 2030 | 4 | 21226.4916 | 22655.4584 | 19695.2797 | 30718.3666 | 32801.0134 | 28510.4391
CCSM4 | 2030 | 5 | 20362.3263 | 21965.1028 | 18806.0178 | 25546.8662 | 27565.2791 | 23580.1192
CCSM4 | 2030 | 6 | 22421.816 | 24263.7412 | 20727.6333 | 31339.045 | 33927.413 | 28973.6044
CCSM4 | 2030 | 7 | 23911.0601 | 25740.4472 | 22217.843 | 34780.7724 | 37456.5501 | 32331.9027
CCSM4 | 2030 | 8 | 23170.3412 | 24975.672 | 21473.7379 | 31656.5234 | 34133.2877 | 29340.4695
CCSM4 | 2030 | 9 | 20688.7906 | 22263.4363 | 19105.7844 | 26855.6378 | 28908.7445 | 24788.9942
CCSM4 | 2030 | 10 | 19735.3302 | 21191.1109 | 18208.6938 | 26309.8772 | 28262.4906 | 24274.5356
CCSM4 | 2030 | 11 | 21769.4489 | 23126.094 | 20289.4771 | 30845.7263 | 32781.8259 | 28736.379
CCSM4 | 2030 | 12 | 24004.4542 | 25408.4338 | 22459.7567 | 33857.1543 | 35850.5456 | 31663.0066
CCSM4 | 2031 | 1 | 22910.4002 | 24387.7967 | 21265.2562 | 33181.9384 | 35334.5143 | 30780.4333
CCSM4 | 2031 | 2 | 25344.1838 | 26908.8165 | 23625.7359 | 37496.46 | 39825.4947 | 34938.8695
CCSM4 | 2031 | 3 | 22514.2167 | 23984.7721 | 20886.2944 | 31190.974 | 33241.1875 | 28933.6233
CCSM4 | 2031 | 4 | 21047.0061 | 22564.404 | 19434.1081 | 30283.5897 | 32483.1939 | 27969.9573
CCSM4 | 2031 | 5 | 20626.7786 | 22337.8904 | 18983.137 | 25388.4242 | 27503.28 | 23351.6413
CCSM4 | 2031 | 6 | 22456.5354 | 24418.313 | 20667.2804 | 31476.0805 | 34240.3354 | 28969.6443
CCSM4 | 2031 | 7 | 23218.1626 | 25149.9742 | 21442.992 | 32995.981 | 35756.5684 | 30485.4817
CCSM4 | 2031 | 8 | 23413.1459 | 25336.613 | 21621.8663 | 32107.7709 | 34756.6608 | 29656.2853
CCSM4 | 2031 | 9 | 20572.296 | 22245.8365 | 18907.3883 | 26937.9877 | 29138.8729 | 24744.999
CCSM4 | 2031 | 10 | 19376.1966 | 20922.3149 | 17765.5641 | 26435.8698 | 28559.0955 | 24238.591
CCSM4 | 2031 | 11 | 20847.1702 | 22274.629 | 19295.2432 | 30292.461 | 32382.4672 | 28022.1223
CCSM4 | 2031 | 12 | 24335.934 | 25831.1813 | 22707.181 | 35668.5942 | 37875.7485 | 33264.4826
CCSM4 | 2032 | 1 | 22679.959 | 24224.8822 | 20957.4661 | 32216.7725 | 34425.1887 | 29749.5947
CCSM4 | 2032 | 2 | 24779.0246 | 26413.9332 | 22977.1471 | 36481.356 | 38904.6787 | 33821.0243
CCSM4 | 2032 | 3 | 21873.7925 | 23405.4767 | 20172.3912 | 29777.7633 | 31875.8634 | 27460.276
CCSM4 | 2032 | 4 | 19991.3219 | 21567.1797 | 18309.1112 | 28353.092 | 30604.0089 | 25971.0427
CCSM4 | 2032 | 5 | 20337.2522 | 22136.651 | 18616.6154 | 25674.8996 | 27956.7597 | 23515.6188
CCSM4 | 2032 | 6 | 22641.2604 | 24715.0116 | 20764.9355 | 31383.3202 | 34272.4965 | 28782.4533
CCSM4 | 2032 | 7 | 24419.9507 | 26478.966 | 22547.02 | 34613.3393 | 37547.0646 | 31972.9866
CCSM4 | 2032 | 8 | 24390.2083 | 26436.8222 | 22504.522 | 33300.4282 | 36106.7269 | 30730.4735
CCSM4 | 2032 | 9 | 20500.2254 | 22261.677 | 18758.2926 | 25747.9984 | 27967.4614 | 23547.8443
CCSM4 | 2032 | 10 | 20038.6794 | 21671.3254 | 18346.9249 | 27181.9278 | 29410.1542 | 24887.3851
CCSM4 | 2032 | 11 | 21142.6018 | 22644.6897 | 19512.7914 | 30324.1358 | 32494.5032 | 27972.7123
CCSM4 | 2032 | 12 | 26271.5939 | 27869.17 | 24548.91 | 38331.4435 | 40676.4679 | 35800.5405
CCSM4 | 2033 | 1 | 24366.312 | 26000.3888 | 22556.0723 | 34442.1687 | 36766.2283 | 31858.8514
CCSM4 | 2033 | 2 | 23317.495 | 24987.5064 | 21456.4714 | 33345.4309 | 35748.9946 | 30668.5937
CCSM4 | 2033 | 3 | 21594.999 | 23181.5193 | 19823.9229 | 29647.5706 | 31839.3382 | 27204.1636
CCSM4 | 2033 | 4 | 20660.8384 | 22313.8088 | 18899.6817 | 28823.0286 | 31144.6429 | 26371.422
CCSM4 | 2033 | 5 | 20676.1073 | 22566.4032 | 18871.1823 | 26078.6123 | 28472.5182 | 23785.5861
CCSM4 | 2033 | 6 | 23202.3101 | 25379.1891 | 21239.1606 | 32033.5161 | 35054.2239 | 29320.5479
CCSM4 | 2033 | 7 | 24605.6765 | 26763.8647 | 22652.4757 | 34914.9253 | 37993.6815 | 32157.3119
CCSM4 | 2033 | 8 | 23095.4755 | 25213.0018 | 21148.5215 | 31530.2348 | 34434.6686 | 28872.437
CCSM4 | 2033 | 9 | 21077.0766 | 22928.5099 | 19251.5331 | 26958.9738 | 29335.6711 | 24610.8585
CCSM4 | 2033 | 10 | 20086.1389 | 21787.7928 | 18321.3948 | 27935.1106 | 30316.0977 | 25477.0617
CCSM4 | 2033 | 11 | 22024.618 | 23601.4568 | 20317.311 | 30751.5398 | 32967.5475 | 28354.0437
CCSM4 | 2033 | 12 | 24212.8276 | 25836.5737 | 22436.9857 | 35258.9076 | 37639.6305 | 32654.1456
CCSM4 | 2034 | 1 | 24222.8554 | 25920.5036 | 22335.9297 | 34176.7248 | 36586.2061 | 31511.0859
CCSM4 | 2034 | 2 | 25147.3003 | 26918.0001 | 23188.4511 | 35603.8989 | 38126.0982 | 32824.5142
CCSM4 | 2034 | 3 | 22445.7284 | 24110.6988 | 20590.6182 | 30738.8152 | 33032.8875 | 28192.406
CCSM4 | 2034 | 4 | 21075.6734 | 22805.6641 | 19233.3826 | 30183.4494 | 32679.854 | 27550.567
CCSM4 | 2034 | 5 | 20732.5725 | 22710.295 | 18847.7078 | 26232.5962 | 28745.8532 | 23830.7078
CCSM4 | 2034 | 6 | 22654.1433 | 24929.2965 | 20604.7571 | 30725.5161 | 33826.668 | 27949.3657
CCSM4 | 2034 | 7 | 24254.1871 | 26511.262 | 22215.3489 | 35713.6827 | 39055.305 | 32722.9618
CCSM4 | 2034 | 8 | 24728.0393 | 26973.3811 | 22674.5425 | 33521.1553 | 36575.9901 | 30743.8301
CCSM4 | 2034 | 9 | 21110.1482 | 23041.8767 | 19208.9735 | 27444.5796 | 29966.4974 | 24959.2757
CCSM4 | 2034 | 10 | 19995.03 | 21767.134 | 18153.9042 | 26755.5164 | 29139.9032 | 24289.5346
CCSM4 | 2034 | 11 | 20845.0986 | 22464.8069 | 19074.7371 | 29541.3491 | 31854.3288 | 27018.6195
CCSM4 | 2034 | 12 | 24910.0712 | 26610.784 | 23051.7043 | 35661.1232 | 38109.871 | 32982.7297
CCSM4 | 2035 | 1 | 24601.9455 | 26389.1434 | 22629.0946 | 35991.5152 | 38621.506 | 33083.7339
CCSM4 | 2035 | 2 | 24264.1615 | 26104.0341 | 22227.9956 | 36284.0582 | 39054.5306 | 33228.3902
CCSM4 | 2035 | 3 | 21596.0491 | 23325.1714 | 19668.5975 | 29353.536 | 31718.5099 | 26721.6719
CCSM4 | 2035 | 4 | 20574.5488 | 22380.6208 | 18655.0202 | 28719.3351 | 31258.7957 | 26043.6539
CCSM4 | 2035 | 5 | 20752.6713 | 22834.7983 | 18779.4531 | 25921.1924 | 28532.726 | 23440.0087
CCSM4 | 2035 | 6 | 22904.444 | 25305.4642 | 20756.3435 | 31348.492 | 34650.2369 | 28410.5473
CCSM4 | 2035 | 7 | 24646.2008 | 27035.3832 | 22504.497 | 35414.8586 | 38865.5951 | 32348.5017
CCSM4 | 2035 | 8 | 24354.6802 | 26719.517 | 22206.7893 | 33588.5984 | 36864.1321 | 30630.9773
CCSM4 | 2035 | 9 | 21208.3146 | 23249.5347 | 19214.2959 | 28217.4873 | 30944.0581 | 25548.4486
CCSM4 | 2035 | 10 | 20080.4771 | 21942.8895 | 18155.7981 | 27479.6719 | 30043.1144 | 24841.434
CCSM4 | 2035 | 11 | 21451.1756 | 23161.3418 | 19596.6585 | 29710.9272 | 32095.7942 | 27128.8589
CCSM4 | 2035 | 12 | 25014.4557 | 26798.989 | 23074.1232 | 35792.064 | 38360.7954 | 32986.9162
CCSM4 | 2036 | 1 | 23841.9276 | 25708.74 | 21781.4817 | 33727.3041 | 36383.7511 | 30791.864
CCSM4 | 2036 | 2 | 24155.3355 | 26091.5644 | 22018.8262 | 36014.2099 | 38920.4227 | 32815.2211
CCSM4 | 2036 | 3 | 21928.1428 | 23755.9643 | 19904.2773 | 30384.9251 | 32932.9361 | 27575.2084
CCSM4 | 2036 | 4 | 20656.2612 | 22561.5441 | 18640.4663 | 29703.4666 | 32464.0896 | 26806.0098
CCSM4 | 2036 | 5 | 20798.655 | 22999.9283 | 18721.082 | 25642.4573 | 28365.8221 | 23066.0531
CCSM4 | 2036 | 6 | 22880.0043 | 25416.7468 | 20619.0226 | 32108.8984 | 35687.9579 | 28934.8089
CCSM4 | 2036 | 7 | 24882.9137 | 27408.0737 | 22628.9279 | 35366.2105 | 38973.2498 | 32173.9808
CCSM4 | 2036 | 8 | 24944.2893 | 27454.7977 | 22679.4968 | 34209.5037 | 37665.2261 | 31107.2725
CCSM4 | 2036 | 9 | 21589.4361 | 23749.8335 | 19492.0193 | 28198.3099 | 31029.7922 | 25443.5371
CCSM4 | 2036 | 10 | 19871.38 | 21832.3719 | 17849.3067 | 27121.3484 | 29813.7887 | 24357.0655
CCSM4 | 2036 | 11 | 21285.7318 | 23083.3844 | 19341.2722 | 30928.5602 | 33560.7197 | 28084.857
CCSM4 | 2036 | 12 | 25196.6023 | 27077.5725 | 23160.4096 | 36938.4316 | 39714.3004 | 33932.3689
CCSM4 | 2037 | 1 | 23177.2951 | 25126.9025 | 21041.5321 | 32930.2421 | 35716.9963 | 29872.8019
CCSM4 | 2037 | 2 | 23435.5851 | 25456.4519 | 21221.6802 | 34492.2961 | 37487.2289 | 31221.0639
CCSM4 | 2037 | 3 | 21818.2119 | 23738.4496 | 19715.059 | 29037.4192 | 31607.7031 | 26233.2707
CCSM4 | 2037 | 4 | 20571.9258 | 22575.3195 | 18474.0238 | 29352.3707 | 32232.6759 | 26359.4279
CCSM4 | 2037 | 5 | 21041.6031 | 23363.3228 | 18875.7497 | 25911.3369 | 28780.4739 | 23231.9314
CCSM4 | 2037 | 6 | 22855.6689 | 25526.5563 | 20495.6291 | 31526.3176 | 35228.2984 | 28267.8977
CCSM4 | 2037 | 7 | 24897.9247 | 27557.4226 | 22547.4882 | 35384.3827 | 39183.7874 | 32052.2265
CCSM4 | 2037 | 8 | 24826.6741 | 27464.6904 | 22470.1894 | 34618.0585 | 38312.9024 | 31330.7514
CCSM4 | 2037 | 9 | 20962.2596 | 23223.0419 | 18790.9634 | 26788.2091 | 29687.3763 | 23998.4658
CCSM4 | 2037 | 10 | 20526.7014 | 22599.3363 | 18419.1557 | 27515.8891 | 30309.5278 | 24687.4794
CCSM4 | 2037 | 11 | 21474.3987 | 23368.5123 | 19449.2214 | 30773.1931 | 33506.3096 | 27849.6929
CCSM4 | 2037 | 12 | 26686.1599 | 28694.7745 | 24552.3077 | 39341.3123 | 42321.5244 | 36175.2216
CCSM4 | 2038 | 1 | 24753.7683 | 26837.7764 | 22529.9054 | 34424.2992 | 37338.3846 | 31326.1297
CCSM4 | 2038 | 2 | 24031.4727 | 26168.7989 | 21736.5603 | 35117.2236 | 38259.8677 | 31742.2972
CCSM4 | 2038 | 3 | 21752.6426 | 23770.1124 | 19580.5085 | 29605.4899 | 32368.4337 | 26643.2043
CCSM4 | 2038 | 4 | 20341.6111 | 22444.5999 | 18174.8033 | 28870.0607 | 31875.8443 | 25793.5795
CCSM4 | 2038 | 5 | 20992.1029 | 23438.7898 | 18742.9988 | 26548.7651 | 29656.2017 | 23715.8222
CCSM4 | 2038 | 6 | 24170.6552 | 27010.3419 | 21705.8699 | 33483.6406 | 37436.0337 | 30066.5053
CCSM4 | 2038 | 7 | 25539.2594 | 28356.4709 | 23092.9285 | 36218.8765 | 40234.7135 | 32760.9282
CCSM4 | 2038 | 8 | 24140.9999 | 26904.8014 | 21710.2294 | 32970.3 | 36760.9832 | 29651.1577
CCSM4 | 2038 | 9 | 21448.6564 | 23840.4563 | 19192.7384 | 26922.7751 | 29934.9801 | 24077.9147
CCSM4 | 2038 | 10 | 20499.0564 | 22678.8438 | 18317.5694 | 27806.7218 | 30781.0062 | 24844.5953
CCSM4 | 2038 | 11 | 22294.7698 | 24304.5166 | 20191.3611 | 31995.6169 | 34899.4347 | 28959.1784
CCSM4 | 2038 | 12 | 24916.9961 | 26988.4518 | 22732.2088 | 36346.5594 | 39388.3207 | 33137.3842
CCSM4 | 2039 | 1 | 24016.6979 | 26171.8066 | 21739.7748 | 33947.2736 | 37010.9119 | 30700.7659
CCSM4 | 2039 | 2 | 23665.7934 | 25885.1178 | 21310.4269 | 33847.9866 | 37042.8011 | 30459.3965
CCSM4 | 2039 | 3 | 22550.5557 | 24671.099 | 20309.1501 | 30968.128 | 33898.4734 | 27875.4698
CCSM4 | 2039 | 4 | 20508.6395 | 22707.2544 | 18276.7487 | 28610.2166 | 31699.2409 | 25496.1062
CCSM4 | 2039 | 5 | 21094.7929 | 23659.148 | 18775.1378 | 26609.4805 | 29856.8954 | 23664.7044
CCSM4 | 2039 | 6 | 23133.2202 | 26091.4603 | 20602.4955 | 31939.1197 | 36043.8579 | 28437.1348
CCSM4 | 2039 | 7 | 25023.6345 | 27964.9579 | 22507.665 | 35513.2933 | 39707.9902 | 31952.2027
CCSM4 | 2039 | 8 | 25256.3583 | 28174.0471 | 22737.363 | 34493.7404 | 38495.1178 | 31052.5794
CCSM4 | 2039 | 9 | 21797.4109 | 24309.43 | 19468.7337 | 27834.2191 | 31052.984 | 24845.209
CCSM4 | 2039 | 10 | 20394.0934 | 22669.2635 | 18146.2045 | 28367.2839 | 31550.6216 | 25232.6765
CCSM4 | 2039 | 11 | 21716.4972 | 23798.1459 | 19559.6401 | 30319.5164 | 33245.2939 | 27290.8568
CCSM4 | 2039 | 12 | 25363.351 | 27531.4641 | 23113.0829 | 36947.2795 | 40125.68 | 33647.0116
CCSM4 | 2040 | 1 | 25394.5478 | 27694.0927 | 23013.3676 | 40630.1461 | 44333.5312 | 36788.575
CCSM4 | 2040 | 2 | 23051.0233 | 25294.6491 | 20703.1601 | 31572.9042 | 34663.9402 | 28332.0273
CCSM4 | 2040 | 3 | 21759.1595 | 23921.2661 | 19499.7765 | 29634.9232 | 32597.2042 | 26543.3789
CCSM4 | 2040 | 4 | 20250.7433 | 22513.0215 | 17985.8185 | 27478.1374 | 30567.4452 | 24405.8859
CCSM4 | 2040 | 5 | 20815.4583 | 23481.4275 | 18436.8015 | 26290.1654 | 29671.1791 | 23268.595
CCSM4 | 2040 | 6 | 23822.6839 | 26944.1913 | 21189.7728 | 34336.5386 | 38860.4769 | 30537.4302
CCSM4 | 2040 | 7 | 24377.6644 | 27448.9316 | 21785.9317 | 35490.6622 | 39986.0611 | 31721.5217
CCSM4 | 2040 | 8 | 24326.9014 | 27359.7182 | 21744.0248 | 34106.2534 | 38376.2186 | 30485.5569
CCSM4 | 2040 | 9 | 21109.5215 | 23704.7234 | 18738.6333 | 27538.079 | 30937.0757 | 24428.6879
CCSM4 | 2040 | 10 | 20489.3958 | 22844.852 | 18195.7848 | 28077.0568 | 31323.9277 | 24929.9379
CCSM4 | 2040 | 11 | 22797.8712 | 24989.7401 | 20571.1151 | 32882.1399 | 36064.7474 | 29650.234
CCSM4 | 2040 | 12 | 24831.9678 | 27030.3081 | 22583.9389 | 36239.7057 | 39468.9115 | 32928.1963
CCSM4 | 2041 | 1 | 25757.3116 | 28148.7805 | 23313.4943 | 38798.4268 | 42423.7267 | 35090.7338
CCSM4 | 2041 | 2 | 24045.8472 | 26394.0026 | 21628.5204 | 33287.407 | 36556.4564 | 29915.1367
CCSM4 | 2041 | 3 | 22613.1818 | 24874.7836 | 20287.7711 | 30781.8871 | 33878.9119 | 27607.6271
CCSM4 | 2041 | 4 | 21136.9193 | 23507.8315 | 18801.9162 | 29920.6446 | 33299.9547 | 26614.8947
CCSM4 | 2041 | 5 | 20962.1515 | 23746.5775 | 18512.0662 | 26017.1622 | 29487.0162 | 22957.1334
CCSM4 | 2041 | 6 | 24754.7836 | 28037.9581 | 22027.3897 | 35086.0764 | 39762.9785 | 31216.2612
CCSM4 | 2041 | 7 | 25706.652 | 28935.1119 | 23023.7184 | 36608.3773 | 41228.8281 | 32794.1879
CCSM4 | 2041 | 8 | 25534.1973 | 28724.3163 | 22863.2444 | 35129.8752 | 39536.7132 | 31457.7052
CCSM4 | 2041 | 9 | 21836.4317 | 24552.8118 | 19391.998 | 28612.2964 | 32185.3436 | 25394.0119
CCSM4 | 2041 | 10 | 20676.0364 | 23128.5204 | 18317.4484 | 28165.8268 | 31525.4328 | 24948.9491
CCSM4 | 2041 | 11 | 21562.8115 | 23806.1929 | 19293.3388 | 30331.4874 | 33508.5064 | 27117.8457
CCSM4 | 2041 | 12 | 25318.9364 | 27607.9495 | 23010.0461 | 37589.987 | 41011.181 | 34130.2268
CCSM4 | 2042 | 1 | 25722.4939 | 28200.4731 | 23221.1214 | 40974.6111 | 44948.8408 | 36958.9256
CCSM4 | 2042 | 2 | 22422.2559 | 24814.7299 | 19967.4294 | 32715.0007 | 36230.3725 | 29102.273
CCSM4 | 2042 | 3 | 22612.0191 | 24956.472 | 20231.8852 | 30785.8672 | 33996.1729 | 27531.7603
CCSM4 | 2042 | 4 | 20281.9666 | 22722.2736 | 17899.2417 | 27592.3535 | 30934.8835 | 24350.1328
CCSM4 | 2042 | 5 | 21383.9238 | 24293.0498 | 18861.4663 | 26780.0302 | 30437.366 | 23602.3266
CCSM4 | 2042 | 6 | 25262.9579 | 28701.2512 | 22452.7416 | 35957.6579 | 40876.5036 | 31956.097
CCSM4 | 2042 | 7 | 26365.2808 | 29756.5409 | 23594.8892 | 39171.563 | 44236.5752 | 35062.5083
CCSM4 | 2042 | 8 | 27261.4837 | 30636.9349 | 24491.5259 | 37983.1478 | 42704.6764 | 34128.4806
CCSM4 | 2042 | 9 | 22150.6024 | 24989.9231 | 19637.8582 | 28547.3824 | 32220.5096 | 25294.2939
CCSM4 | 2042 | 10 | 20808.1254 | 23359.0604 | 18386.8904 | 28759.802 | 32306.135 | 25402.6372
CCSM4 | 2042 | 11 | 23104.3381 | 25468.94 | 20760.6545 | 32223.638 | 35541.306 | 28938.8408
CCSM4 | 2042 | 12 | 25231.9464 | 27600.7461 | 22869.8596 | 36571.1766 | 40026.1597 | 33112.4543
CCSM4 | 2043 | 1 | 25931.1965 | 28502.9879 | 23362.7793 | 42040.0252 | 46239.4981 | 37843.3161
CCSM4 | 2043 | 2 | 23772.0777 | 26286.14 | 21236.0452 | 33631.2165 | 37209.2354 | 30014.6022
CCSM4 | 2043 | 3 | 22692.8227 | 25122.4222 | 20251.1701 | 30835.7418 | 34156.5371 | 27497.4974
CCSM4 | 2043 | 4 | 20667.2258 | 23208.622 | 18217.1203 | 28836.3038 | 32406.2016 | 25415.7554
CCSM4 | 2043 | 5 | 21357.1628 | 24386.0403 | 18765.3699 | 26737.2726 | 30544.5972 | 23502.3452
CCSM4 | 2043 | 6 | 24096.1897 | 27648.2918 | 21223.9431 | 33636.5221 | 38618.7083 | 29620.8628
CCSM4 | 2043 | 7 | 26224.7792 | 29760.6396 | 23376.8441 | 40203.0594 | 45653.5805 | 35840.0378
CCSM4 | 2043 | 8 | 25002.2535 | 28458.7716 | 22189.7481 | 34547.9384 | 39343.6844 | 30663.2245
CCSM4 | 2043 | 9 | 21930.227 | 24875.9848 | 19355.4343 | 28377.9982 | 32204.1317 | 25030.4077
CCSM4 | 2043 | 10 | 20896.7677 | 23548.1422 | 18406.9987 | 28586.6134 | 32233.8438 | 25169.6631
CCSM4 | 2043 | 11 | 23224.0945 | 25676.7523 | 20817.7003 | 32455.7986 | 35904.3878 | 29073.7049
CCSM4 | 2043 | 12 | 25229.6438 | 27681.3315 | 22807.0852 | 35933.8058 | 39446.0527 | 32449.2429
CCSM4 | 2044 | 1 | 26593.944 | 29252.2342 | 23938.6489 | 42942.177 | 47263.6993 | 38622.0279
CCSM4 | 2044 | 2 | 24362.4436 | 26960.8032 | 21740.0074 | 35161.9757 | 38935.3994 | 31346.3252
CCSM4 | 2044 | 3 | 21819.2044 | 24290.4423 | 19316.2069 | 29958.2355 | 33372.9377 | 26503.6771
CCSM4 | 2044 | 4 | 21160.35 | 23788.1375 | 18627.8586 | 28756.7432 | 32350.3013 | 25315.8737
CCSM4 | 2044 | 5 | 21392.4705 | 24522.1618 | 18716.2614 | 26497.1157 | 30388.7837 | 23163.6741
CCSM4 | 2044 | 6 | 24737.9608 | 28426.793 | 21761.8634 | 35147.2621 | 40414.7435 | 30909.4867
CCSM4 | 2044 | 7 | 26240.4366 | 29896.9109 | 23299.9471 | 40073.1224 | 45687.7451 | 35586.3733
CCSM4 | 2044 | 8 | 25322.6672 | 28914.0383 | 22412.7213 | 35281.8135 | 40306.3147 | 31226.4576
CCSM4 | 2044 | 9 | 22521.0079 | 25576.4606 | 19856.1702 | 28796.1287 | 32716.1282 | 25374.4806
CCSM4 | 2044 | 10 | 20852.9044 | 23579.5307 | 18288.4722 | 28297.6344 | 32019.3672 | 24807.3106
CCSM4 | 2044 | 11 | 23570.0864 | 26099.6383 | 21085.1201 | 32462.1562 | 35967.3183 | 29019.3713
CCSM4 | 2044 | 12 | 25386.8001 | 27906.7725 | 22888.6005 | 36813.2219 | 40490.0619 | 33155.0778
CCSM4 | 2045 | 1 | 25280.6973 | 27978.3863 | 22572.144 | 40458.1773 | 44805.5092 | 36088.7356
CCSM4 | 2045 | 2 | 23825.7436 | 26481.5269 | 21141.5815 | 32623.3311 | 36279.6759 | 28920.4447
CCSM4 | 2045 | 3 | 22396.7604 | 24954.3007 | 19818.3779 | 30847.4969 | 34391.2999 | 27278.4905
CCSM4 | 2045 | 4 | 21314.8609 | 24026.3623 | 18709.6607 | 29587.1018 | 33375.4731 | 25969.24
CCSM4 | 2045 | 5 | 21809.5028 | 25061.465 | 19044.6482 | 27204.2019 | 31275.1331 | 23734.3479
CCSM4 | 2045 | 6 | 24941.8737 | 28770.8852 | 21871.3768 | 34899.6295 | 40283.0643 | 30593.1327
CCSM4 | 2045 | 7 | 27143.1032 | 30953.9705 | 24100.4763 | 40587.7873 | 46314.8898 | 36042.6097
CCSM4 | 2045 | 8 | 26522.5297 | 30268.1014 | 23509.9879 | 36886.3453 | 42115.8163 | 32696.1173
CCSM4 | 2045 | 9 | 22799.2486 | 25969.8557 | 20051.3796 | 29481.4619 | 33594.9979 | 25913.6887
CCSM4 | 2045 | 10 | 21258.4327 | 24079.057 | 18616.5262 | 29351.7659 | 33268.0126 | 25697.9199
CCSM4 | 2045 | 11 | 22521.2105 | 25095.0516 | 19982.577 | 31803.6463 | 35462.0567 | 28194.8721
CCSM4 | 2045 | 12 | 25674.7969 | 28273.8436 | 23104.3827 | 38596.9282 | 42529.4352 | 34696.767
CCSM4 | 2046 | 1 | 25462.7497 | 28239.7847 | 22672.6615 | 40407.2135 | 44845.4594 | 35945.6228
CCSM4 | 2046 | 2 | 24676.5561 | 27431.0114 | 21901.2378 | 33601.4011 | 37371.072 | 29795.5887
CCSM4 | 2046 | 3 | 21979.9676 | 24596.1076 | 19333.3016 | 29867.8285 | 33443.0324 | 26252.7683
CCSM4 | 2046 | 4 | 20910.5837 | 23688.1698 | 18233.9292 | 28354.5987 | 32144.2775 | 24722.69
CCSM4 | 2046 | 5 | 22191.1837 | 25550.1243 | 19334.9119 | 27932.6186 | 32176.2963 | 24316.8435
CCSM4 | 2046 | 6 | 24248.151 | 28179.7279 | 21090.724 | 34843.419 | 40522.0863 | 30298.2356
CCSM4 | 2046 | 7 | 26166.0046 | 30066.6611 | 23040.1438 | 38011.0591 | 43704.9757 | 33473.5397
CCSM4 | 2046 | 8 | 24704.6606 | 28513.3929 | 21627.7992 | 34601.4412 | 39958.2002 | 30289.3613
CCSM4 | 2046 | 9 | 23001.6725 | 26272.2167 | 20167.1574 | 30122.6326 | 34421.3962 | 26393.1318
CCSM4 | 2046 | 10 | 21210.9134 | 24110.6042 | 18491.2319 | 29062.7107 | 33058.2691 | 25330.2342
CCSM4 | 2046 | 11 | 23591.1811 | 26267.2908 | 20961.9195 | 34100.1331 | 37993.5535 | 30276.6474
CCSM4 | 2046 | 12 | 25417.8556 | 28081.0489 | 22774.817 | 37092.421 | 41004.2626 | 33202.3658
CCSM4 | 2047 | 1 | 26955.1976 | 29857.6283 | 24062.1836 | 40568.2534 | 44962.5563 | 36184.9363
CCSM4 | 2047 | 2 | 24784.2775 | 27624.6882 | 21926.6659 | 34287.2908 | 38239.005 | 30306.2525
CCSM4 | 2047 | 3 | 22511.0994 | 25220.7883 | 19780.87 | 30629.8557 | 34338.2356 | 26901.8951
CCSM4 | 2047 | 4 | 21486.4961 | 24366.6713 | 18721.88 | 30411.3895 | 34516.2704 | 26494.8672
CCSM4 | 2047 | 5 | 21930.8581 | 25388.9271 | 18992.1013 | 27163.8587 | 31463.1991 | 23502.7529
CCSM4 | 2047 | 6 | 24915.2792 | 28995.5187 | 21640.0345 | 35249.6961 | 41050.0929 | 30606.1651
CCSM4 | 2047 | 7 | 27014.5861 | 31063.9371 | 23774.4917 | 38398.4245 | 44180.0868 | 33797.4899
CCSM4 | 2047 | 8 | 27237.6055 | 31244.4808 | 24019.6777 | 37460.563 | 42991.6302 | 33036.1772
CCSM4 | 2047 | 9 | 23681.2733 | 27077.3075 | 20748.5304 | 31078.1635 | 35550.8273 | 27212.2436
CCSM4 | 2047 | 10 | 21414.9537 | 24408.4612 | 18612.5735 | 29166.317 | 33265.9147 | 25343.3927
CCSM4 | 2047 | 11 | 23222.3628 | 25969.3345 | 20520.8013 | 32710.1072 | 36603.5577 | 28881.8908
CCSM4 | 2047 | 12 | 25995.3464 | 28753.6372 | 23266.1995 | 38571.0468 | 42690.1644 | 34486.7632
CCSM4 | 2048 | 1 | 27267.688 | 30268.1793 | 24291.1919 | 43448.9044 | 48260.5413 | 38670.4322
CCSM4 | 2048 | 2 | 24969.9111 | 27909.3869 | 22025.7452 | 36459.6193 | 40778.4711 | 32126.6919
CCSM4 | 2048 | 3 | 22278.5318 | 25064.5093 | 19479.5242 | 30279.8212 | 34088.1027 | 26451.9094
CCSM4 | 2048 | 4 | 21703.1743 | 24680.8683 | 18859.2174 | 30274.3 | 34454.9702 | 26304.2794
CCSM4 | 2048 | 5 | 22387.85 | 25974.8846 | 19354.7224 | 27965.2514 | 32462.3614 | 24185.9753
CCSM4 | 2048 | 6 | 26515.1807 | 30774.1043 | 23116.2649 | 37101.4118 | 43087.2038 | 32339.2279
CCSM4 | 2048 | 7 | 27585.9565 | 31793.893 | 24234.3525 | 42343.4984 | 48835.935 | 37200.3425
CCSM4 | 2048 | 8 | 26708.2617 | 30837.3452 | 23402.2932 | 36920.8669 | 42650.4493 | 32350.8835
CCSM4 | 2048 | 9 | 23102.4111 | 26585.8749 | 20100.6692 | 29816.0478 | 34326.2878 | 25924.7087
CCSM4 | 2048 | 10 | 21605.7689 | 24699.9717 | 18722.5669 | 29588.1379 | 33849.4486 | 25627.0945
CCSM4 | 2048 | 11 | 24049.6143 | 26905.7661 | 21262.0883 | 33580.9275 | 37592.4346 | 29666.8705
CCSM4 | 2048 | 12 | 26497.3101 | 29353.6284 | 23686.6133 | 37747.1117 | 41839.5172 | 33706.4631
CCSM4 | 2049 | 1 | 28461.4538 | 31586.4204 | 25385.664 | 46027.1748 | 51112.2072 | 41017.6695
CCSM4 | 2049 | 2 | 26350.9245 | 29412.9409 | 23312.8451 | 38083.1738 | 42533.3976 | 33659.9283
CCSM4 | 2049 | 3 | 22954.9761 | 25843.9828 | 20070.9544 | 32017.9982 | 36071.3462 | 27974.5123
CCSM4 | 2049 | 4 | 21788.4306 | 24859.0996 | 18865.0287 | 29815.2207 | 34043.8165 | 25812.8782
CCSM4 | 2049 | 5 | 22756.0873 | 26470.2602 | 19627.9458 | 27914.5063 | 32485.7635 | 24086.8043
CCSM4 | 2049 | 6 | 25372.2502 | 29738.6201 | 21890.487 | 35183.4965 | 41265.06 | 30351.6647
CCSM4 | 2049 | 7 | 28344.8119 | 32709.8648 | 24879.336 | 42739.7287 | 49354.5904 | 37518.4291
CCSM4 | 2049 | 8 | 27243.9188 | 31518.0871 | 23833.1888 | 38377.2922 | 44421.5297 | 33570.6446
CCSM4 | 2049 | 9 | 23781.8504 | 27399.2941 | 20682.1315 | 30084.6066 | 34675.5247 | 26147.9551
CCSM4 | 2049 | 10 | 21424.4877 | 24609.1925 | 18461.4009 | 29425.7279 | 33824.4572 | 25342.6588
CCSM4 | 2049 | 11 | 23474.3448 | 26397.8672 | 20619.7785 | 33331.1804 | 37508.0535 | 29252.4712
CCSM4 | 2049 | 12 | 26866.8566 | 29816.6966 | 23974.2987 | 37996.267 | 42190.9826 | 33868.9557
CNRM-CM5 | 2020 | 1 | 24501.1878 | 24840.6275 | 23985.6875 | 43552.4951 | 44160.5083 | 42419.8901
CNRM-CM5 | 2020 | 2 | 22551.8479 | 22882.0351 | 22054.0187 | 39679.2146 | 40264.7971 | 38479.2033
CNRM-CM5 | 2020 | 3 | 20827.2377 | 21137.9515 | 20356.0419 | 31682.2419 | 32159.2543 | 30733.583
CNRM-CM5 | 2020 | 4 | 18774.7424 | 19094.2837 | 18326.4712 | 24789.7942 | 25214.7617 | 23940.9189
CNRM-CM5 | 2020 | 5 | 19848.5807 | 20214.516 | 19417.0663 | 24827.1498 | 25287.4231 | 24235.6672
CNRM-CM5 | 2020 | 6 | 21558.4905 | 21983.8458 | 21106.6591 | 30549.213 | 31155.809 | 30133.5377
CNRM-CM5 | 2020 | 7 | 22573.2792 | 23000.8248 | 22101.4674 | 31482.6898 | 32082.7 | 30729.7813
CNRM-CM5 | 2020 | 8 | 22135.1403 | 22557.9068 | 21650.5314 | 30868.9185 | 31461.9496 | 30432.5979
CNRM-CM5 | 2020 | 9 | 20464.8575 | 20838.4163 | 19984.4371 | 25548.6991 | 26016.7069 | 24724.164
CNRM-CM5 | 2020 | 10 | 19764.08 | 20112.909 | 19302.516 | 27291.6117 | 27775.8056 | 26393.3641
CNRM-CM5 | 2020 | 11 | 21684.4799 | 22007.3144 | 21217.2382 | 36150.6946 | 36694.6367 | 34800.0228
CNRM-CM5 | 2020 | 12 | 24399.0944 | 24729.756 | 23904.3906 | 42703.8375 | 43286.8313 | 41976.2738
CNRM-CM5 | 2021 | 1 | 25265.2373 | 25723.0677 | 24627.2537 | 42317.8219 | 43089.4693 | 41571.8426
CNRM-CM5 | 2021 | 2 | 23895.7755 | 24341.0235 | 23282.5687 | 41599.3865 | 42382.567 | 40171.4885
CNRM-CM5 | 2021 | 3 | 21404.9802 | 21822.5973 | 20822.2575 | 33995.1702 | 34664.5155 | 32725.5491
CNRM-CM5 | 2021 | 4 | 20217.0609 | 20644.6988 | 19653.7728 | 26553.8473 | 27119.3072 | 25613.1955
CNRM-CM5 | 2021 | 5 | 20103.5766 | 20577.2585 | 19550.3105 | 25261.0037 | 25858.084 | 24485.737
CNRM-CM5 | 2021 | 6 | 22016.9198 | 22561.25 | 21424.1584 | 32136.9962 | 32936.9296 | 30996.3057
CNRM-CM5 | 2021 | 7 | 22698.4669 | 23249.008 | 22080.5909 | 32047.858 | 32829.9168 | 31068.5337
CNRM-CM5 | 2021 | 8 | 22295.2225 | 22839.7286 | 21668.4715 | 31990.9307 | 32775.9659 | 30873.0311
CNRM-CM5 | 2021 | 9 | 20190.0864 | 20676.705 | 19584.1649 | 24981.7841 | 25585.8059 | 23952.2015
CNRM-CM5 | 2021 | 10 | 19457.093 | 19913.9302 | 18878.2181 | 27211.8647 | 27854.5772 | 26073.872
CNRM-CM5 | 2021 | 11 | 22297.1807 | 22729.2844 | 21717.3385 | 38105.1189 | 38850.8798 | 36555.3346
CNRM-CM5 | 2021 | 12 | 23902.6047 | 24344.3635 | 23296.1014 | 41080.8929 | 41848.103 | 39848.5821
CNRM-CM5 | 2022 | 1 | 28117.2982 | 28728.1051 | 27335.8516 | 49960.4998 | 51052.9985 | 48927.3586
CNRM-CM5 | 2022 | 2 | 22941.036 | 23513.1235 | 22205.3942 | 39040.7086 | 40024.3717 | 37413.7703
CNRM-CM5 | 2022 | 3 | 20898.5269 | 21438.1287 | 20197.2427 | 31972.0648 | 32804.665 | 30447.5147
CNRM-CM5 | 2022 | 4 | 19981.8878 | 20532.5429 | 19295.7118 | 26598.1421 | 27336.3414 | 25498.2464
CNRM-CM5 | 2022 | 5 | 20815.304 | 21422.9074 | 20120.279 | 25618.6114 | 26369.4193 | 24613.7159
CNRM-CM5 | 2022 | 6 | 22313.9862 | 23001.3248 | 21564.205 | 31924.5335 | 32912.9708 | 30459.6219
CNRM-CM5 | 2022 | 7 | 23172.9218 | 23864.6993 | 22401.1274 | 32417.0552 | 33390.1853 | 31428.496
CNRM-CM5 | 2022 | 8 | 22409.9113 | 23091.7054 | 21637.0722 | 31636.4077 | 32603.3616 | 30336.1833
CNRM-CM5 | 2022 | 9 | 20489.7994 | 21104.3115 | 19754.7324 | 25375.2198 | 26138.7561 | 24162.6063
CNRM-CM5 | 2022 | 10 | 19832.0676 | 20418.2548 | 19124.8411 | 27152.5938 | 27960.3379 | 25865.181
CNRM-CM5 | 2022 | 11 | 21369.7398 | 21922.9269 | 20671.9528 | 34009.381 | 34897.6532 | 32866.7145
CNRM-CM5 | 2022 | 12 | 23840.9034 | 24412.3991 | 23112.7766 | 40485.5048 | 41464.9587 | 38916.9056
CNRM-CM5 | 2023 | 1 | 25308.0759 | 26031.2939 | 24424.1469 | 45751.9922 | 47070.8589 | 43957.8299
CNRM-CM5 | 2023 | 2 | 22903.5632 | 23599.2201 | 22056.8436 | 38015.809 | 39181.6563 | 36229.1129
CNRM-CM5 | 2023 | 3 | 21001.345 | 21659.3672 | 20192.8689 | 32939.2922 | 33980.3564 | 31320.5566
CNRM-CM5 | 2023 | 4 | 19881.4062 | 20548.6621 | 19086.1302 | 26723.6417 | 27626.1823 | 25438.3983
CNRM-CM5 | 2023 | 5 | 20243.5156 | 20968.3848 | 19431.5706 | 24919.2615 | 25814.361 | 23785.5382
CNRM-CM5 | 2023 | 6 | 22724.2752 | 23547.5274 | 21831.6907 | 32848.9278 | 34045.2028 | 31153.6007
CNRM-CM5 | 2023 | 7 | 23760.7847 | 24583.5093 | 22853.0201 | 34124.1784 | 35312.1949 | 32663.1097
CNRM-CM5 | 2023 | 8 | 23054.4318 | 23870.0205 | 22144.4061 | 32678.1347 | 33840.1777 | 31092.5546
CNRM-CM5 | 2023 | 9 | 20513.2286 | 21252.4512 | 19656.4984 | 25790.5 | 26723.5454 | 24737.6643
CNRM-CM5 | 2023 | 10 | 19894.9574 | 20599.7702 | 19080.4316 | 27521.9018 | 28503.9366 | 26017.0088
CNRM-CM5 | 2023 | 11 | 21573.5599 | 22246.4255 | 20768.3678 | 36195.3296 | 37335.1852 | 34805.2961
CNRM-CM5 | 2023 | 12 | 23627.1911 | 24319.1292 | 22793.4838 | 39519.157 | 40686.716 | 38719.3084
CNRM-CM5 | 2024 | 1 | 23808.7121 | 24651.367 | 22813.5989 | 41724.5699 | 43214.9837 | 39658.1355
CNRM-CM5 | 2024 | 2 | 22419.4614 | 23239.0754 | 21455.3797 | 38329.1451 | 39743.4066 | 36400.8619
CNRM-CM5 | 2024 | 3 | 20497.0889 | 21273.2637 | 19580.834 | 28720.8223 | 29816.3423 | 27069.5873
CNRM-CM5 | 2024 | 4 | 19601.7869 | 20406.1771 | 18695.2598 | 26252.3954 | 27336.5395 | 24809.2214
CNRM-CM5 | 2024 | 5 | 20239.7033 | 21154.6439 | 19308.5135 | 25160.9648 | 26302.9255 | 23974.0779
CNRM-CM5 | 2024 | 6 | 22452.7941 | 23507.2544 | 21433.6859 | 31517.961 | 33006.47 | 29713.1733
CNRM-CM5 | 2024 | 7 | 23406.0504 | 24453.099 | 22372.8132 | 33214.0045 | 34708.6059 | 31502.6379
CNRM-CM5 | 2024 | 8 | 22456.6267 | 23484.9236 | 21424.7585 | 31642.6767 | 33098.6727 | 29959.9083
CNRM-CM5 | 2024 | 9 | 20749.2644 | 21660.7853 | 19774.6772 | 25976.2515 | 27121.1324 | 24530.3093
CNRM-CM5 | 2024 | 10 | 20008.185 | 20859.9016 | 19079.9834 | 27622.6678 | 28806.2641 | 26037.0317
CNRM-CM5 | 2024 | 11 | 22441.19 | 23249.7207 | 21519.8719 | 39860.7354 | 41311.4734 | 37712.3031
CNRM-CM5 | 2024 | 12 | 24302.3105 | 25123.9609 | 23352.7406 | 43256.5459 | 44733.673 | 41669.4199
CNRM-CM5 | 2025 | 1 | 24077.1753 | 25054.4362 | 22956.0662 | 42795.4946 | 44547.3427 | 40584.8292
CNRM-CM5 | 2025 | 2 | 21513.3849 | 22453.1302 | 20436.5101 | 37843.0243 | 39513.2323 | 35636.2728
CNRM-CM5 | 2025 | 3 | 20260.2312 | 21156.9035 | 19230.5105 | 29658.5504 | 30981.5238 | 28223.0876
CNRM-CM5 | 2025 | 4 | 19837.0663 | 20769.369 | 18813.5963 | 26474.6181 | 27727.244 | 24905.7067
CNRM-CM5 | 2025 | 5 | 20316.7058 | 21372.1199 | 19262.4173 | 25283.1067 | 26602.238 | 23929.6718
CNRM-CM5 | 2025 | 6 | 22057.7013 | 23264.2746 | 20909.3537 | 30725.6656 | 32415.754 | 28759.5725
CNRM-CM5 | 2025 | 7 | 22903.7451 | 24094.8932 | 21747.9182 | 32508.0059 | 34207.4692 | 30621.8276
CNRM-CM5 | 2025 | 8 | 22371.8316 | 23549.4109 | 21210.4111 | 31791.5333 | 33472.9522 | 29888.0182
CNRM-CM5 | 2025 | 9 | 20386.0802 | 21430.7642 | 19292.9719 | 25473.9278 | 26783.3457 | 23882.5626
CNRM-CM5 | 2025 | 10 | 20208.1954 | 21191.8108 | 19160.6586 | 28443.458 | 29837.1535 | 26683.4855
CNRM-CM5 | 2025 | 11 | 21722.5593 | 22649.7351 | 20689.683 | 37382.1196 | 38993.0797 | 34959.8533
CNRM-CM5 | 2025 | 12 | 24504.2165 | 25453.8541 | 23437.1384 | 42835.4075 | 44510.5326 | 40927.7135
CNRM-CM5 | 2026 | 1 | 24521.0315 | 25631.9535 | 23274.792 | 41702.5388 | 43607.9524 | 39470.6525
CNRM-CM5 | 2026 | 2 | 22824.5528 | 23901.7873 | 21620.1771 | 39183.4656 | 41050.2259 | 36778.7299
CNRM-CM5 | 2026 | 3 | 21087.1104 | 22111.2184 | 19938.2365 | 32070.9448 | 33641.3611 | 30087.6097
CNRM-CM5 | 2026 | 4 | 20056.2301 | 21113.8796 | 18918.6674 | 26508.9194 | 27915.2333 | 24731.6862
CNRM-CM5 | 2026 | 5 | 20321.0672 | 21516.1721 | 19150.4907 | 25461.41 | 26965.1085 | 23935.8433
CNRM-CM5 | 2026 | 6 | 22572.6504 | 23942.7262 | 21292.6369 | 31976.9096 | 33928.4087 | 30383.0846
CNRM-CM5 | 2026 | 7 | 23745.2309 | 25099.0639 | 22460.7102 | 33150.9885 | 35050.6346 | 31250.184
CNRM-CM5 | 2026 | 8 | 23131.6585 | 24469.2705 | 21841.8312 | 32272.9203 | 34147.5894 | 30713.3537
CNRM-CM5 | 2026 | 9 | 20505.9497 | 21684.8396 | 19300.4696 | 25626.6285 | 27105.3228 | 23897.6289
CNRM-CM5 | 2026 | 10 | 20711.2733 | 21827.0633 | 19545.9013 | 28604.1756 | 30154.0487 | 26726.2272
CNRM-CM5 | 2026 | 11 | 22777.8741 | 23837.5699 | 21625.7455 | 38002.7492 | 39785.749 | 35485.0742
CNRM-CM5 | 2026 | 12 | 23951.8318 | 25019.9096 | 22774.4194 | 41908.8459 | 43794.5402 | 39969.7236
CNRM-CM5 | 2027 | 1 | 26076.8935 | 27322.1536 | 24711.1865 | 43689.6697 | 45791.2457 | 41718.0385
CNRM-CM5 | 2027 | 2 | 23367.9296 | 24562.8238 | 22052.8166 | 40674.7433 | 42773.3207 | 38032.4107
CNRM-CM5 | 2027 | 3 | 20776.7031 | 21903.2798 | 19527.759 | 32991.2919 | 34795.8869 | 30675.5833
CNRM-CM5 | 2027 | 4 | 19901.8634 | 21067.1419 | 18664.7008 | 26138.2432 | 27678.5605 | 24317.8682
CNRM-CM5 | 2027 | 5 | 20682.4802 | 22005.9008 | 19408.6485 | 25992.6313 | 27661.9555 | 24307.6768
CNRM-CM5 | 2027 | 6 | 22283.788 | 23789.2234 | 20904.1412 | 32530.3378 | 34741.6341 | 30240.4983
CNRM-CM5 | 2027 | 7 | 23481.4282 | 24971.586 | 22099.563 | 33160.7509 | 35276.9786 | 31097.0495
CNRM-CM5 | 2027 | 8 | 22901.1376 | 24375.6808 | 21511.3129 | 32865.8317 | 34991.8692 | 30647.9284
CNRM-CM5 | 2027 | 9 | 21038.3973 | 22348.7274 | 19723.7231 | 26034.7103 | 27661.9788 | 24124.4385
CNRM-CM5 | 2027 | 10 | 19656.2692 | 20877.0327 | 18391.662 | 27493.3629 | 29211.87 | 25398.2123
CNRM-CM5 | 2027 | 11 | 21751.4988 | 22908.915 | 20504.9562 | 37165.5481 | 39162.4977 | 34497.1224
CNRM-CM5 | 2027 | 12 | 25157.1481 | 26350.5006 | 23869.8445 | 43258.7724 | 45329.2089 | 40841.8572
CNRM-CM5 | 2028 | 1 | 24944.828 | 26261.137 | 23484.1075 | 44283.2446 | 46638.2931 | 41981.1365
CNRM-CM5 | 2028 | 2 | 22265.1361 | 23528.1633 | 20853.0041 | 37876.64 | 40045.8912 | 35110.2678
CNRM-CM5 | 2028 | 3 | 20978.8177 | 22185.2056 | 19632.0945 | 32917.1992 | 34826.0263 | 30454.5612
CNRM-CM5 | 2028 | 4 | 20527.8894 | 21783.9944 | 19187.9239 | 27584.8489 | 29283.6238 | 25565.029
CNRM-CM5 | 2028 | 5 | 20404.4622 | 21822.1219 | 19033.3104 | 25077.7333 | 26826.2514 | 23262.5257
CNRM-CM5 | 2028 | 6 | 22129.7654 | 23746.8628 | 20642.2032 | 32005.9102 | 34358.5844 | 29465.9405
CNRM-CM5 | 2028 | 7 | 23948.9759 | 25556.6277 | 22457.8592 | 34398.8234 | 36720.9646 | 32098.239
CNRM-CM5 | 2028 | 8 | 23894.6575 | 25487.5907 | 22394.9574 | 33864.4251 | 36132.4371 | 31435.3497
CNRM-CM5 | 2028 | 9 | 21611.294 | 23023.0168 | 20192.7561 | 27200.7065 | 28983.2739 | 25434.6241
CNRM-CM5 | 2028 | 10 | 19666.6469 | 20973.1565 | 18303.6591 | 27208.1979 | 29028.1464 | 24953.6514
CNRM-CM5 | 2028 | 11 | 22503.899 | 23750.4358 | 21155.6764 | 37766.0773 | 39878.5347 | 35456.8508
CNRM-CM5 | 2028 | 12 | 24864.3657 | 26134.3745 | 23484.1372 | 41617.1347 | 43760.5405 | 39912.1528
CNRM-CM5 | 2029 | 1 | 25172.6211 | 26566.5942 | 23608.372 | 44138.9676 | 46603.5801 | 41055.8412
CNRM-CM5 | 2029 | 2 | 23629.3793 | 24983.1768 | 22108.675 | 40425.7687 | 42762.7411 | 37527.0241
CNRM-CM5 | 2029 | 3 | 20365.0827 | 21631.0163 | 18927.1353 | 31337.6495 | 33302.9879 | 28753.1982
CNRM-CM5 | 2029 | 4 | 19560.528 | 20876.7332 | 18131.491 | 26555.2678 | 28354.2404 | 24375.2479
CNRM-CM5 | 2029 | 5 | 20555.3845 | 22061.1831 | 19086.6704 | 25298.1815 | 27158.6688 | 23455.2949
CNRM-CM5 | 2029 | 6 | 21859.403 | 23572.3935 | 20275.5751 | 30914.9708 | 33351.0217 | 28301.578
CNRM-CM5 | 2029 | 7 | 24134.7514 | 25839.3574 | 22547.8168 | 34767.9927 | 37236.9121 | 32309.7767
CNRM-CM5 | 2029 | 8 | 23285.1943 | 24964.7986 | 21695.4512 | 32596.8411 | 34959.072 | 30071.4955
CNRM-CM5 | 2029 | 9 | 20900.3651 | 22383.3926 | 19397.5975 | 26313.2183 | 28186.6167 | 24219.606
CNRM-CM5 | 2029 | 10 | 20594.1348 | 21987.4311 | 19130.1074 | 29283.8323 | 31277.108 | 26845.6806
CNRM-CM5 | 2029 | 11 | 21391.5705 | 22695.1598 | 19955.2021 | 36890.2596 | 39160.6881 | 33914.8255
CNRM-CM5 | 2029 | 12 | 24473.4579 | 25809.3805 | 22999.583 | 43350.402 | 45738.9481 | 41340.5662
CNRM-CM5 | 2030 | 1 | 24286.7733 | 25710.8347 | 22698.2169 | 39320.626 | 41643.8635 | 36952.6571
CNRM-CM5 | 2030 | 2 | 23117.3558 | 24536.1591 | 21529.3732 | 39095.6863 | 41516.6148 | 35995.0697
CNRM-CM5 | 2030 | 3 | 21303.9748 | 22653.4474 | 19788.843 | 29439.2751 | 31316.5661 | 27302.3944
CNRM-CM5 | 2030 | 4 | 19929.4204 | 21328.1041 | 18422.171 | 27147.2627 | 29065.0588 | 24821.8666
CNRM-CM5 | 2030 | 5 | 20640.8298 | 22252.9368 | 19076.1922 | 30022.7019 | 32383.0036 | 27671.5285
CNRM-CM5 | 2030 | 6 | 22734.6878 | 24602.3544 | 21015.6842 | 34596.6293 | 37458.0336 | 31859.4017
CNRM-CM5 | 2030 | 7 | 23953.9494 | 25789.7707 | 22255.6597 | 36987.2316 | 39840.4303 | 34406.9825
CNRM-CM5 | 2030 | 8 | 24266.3349 | 26090.4711 | 22554.1447 | 36745.7503 | 39522.6775 | 33708.957
CNRM-CM5 | 2030 | 9 | 20777.7427 | 22360.0961 | 19186.9273 | 26340.4265 | 28353.4021 | 24097.4579
CNRM-CM5 | 2030 | 10 | 20684.1507 | 22164.1213 | 19138.3477 | 28129.5431 | 30153.2689 | 25863.5125
CNRM-CM5 | 2030 | 11 | 21476.1149 | 22830.2643 | 19996.9727 | 30798.0793 | 32754.1526 | 28470.3636
CNRM-CM5 | 2030 | 12 | 25502.8506 | 26913.6577 | 23965.4383 | 36175.749 | 38188.8151 | 33757.3675
CNRM-CM5 | 2031 | 1 | 26003.8063 | 27543.7112 | 24315.5227 | 43035.6625 | 45602.9621 | 39997.324
CNRM-CM5 | 2031 | 2 | 23886.2959 | 25406.6031 | 22207.1229 | 38801.2851 | 41291.5093 | 35769.9643
CNRM-CM5 | 2031 | 3 | 20552.3914 | 21975.4402 | 18962.7332 | 27334.8179 | 29238.8478 | 25038.6181
CNRM-CM5 | 2031 | 4 | 19916.7166 | 21404.3957 | 18328.0305 | 26814.3017 | 28831.2444 | 24412.7176
CNRM-CM5 | 2031 | 5 | 20634.7857 | 22349.2152 | 18986.7987 | 29465.8793 | 31929.1997 | 26847.3789
CNRM-CM5 | 2031 | 6 | 23102.2274 | 25093.6896 | 21285.0282 | 35058.2047 | 38099.6881 | 32014.0452
CNRM-CM5 | 2031 | 7 | 23313.3087 | 25252.7859 | 21531.9765 | 35478.1611 | 38447.1398 | 32844.5399
CNRM-CM5 | 2031 | 8 | 23641.9642 | 25570.1506 | 21845.7111 | 35637.7548 | 38560.4381 | 32550.6627
CNRM-CM5 | 2031 | 9 | 22094.4727 | 23798.3399 | 20401.9229 | 28417.8747 | 30617.0627 | 25993.2126
CNRM-CM5 | 2031 | 10 | 19878.1572 | 21441.3423 | 18253.1793 | 28155.6749 | 30383.657 | 25715.5605
CNRM-CM5 | 2031 | 11 | 21563.9179 | 23004.2539 | 20005.0397 | 30483.5746 | 32533.4446 | 28220.4304
CNRM-CM5 | 2031 | 12 | 24196.1744 | 25673.0564 | 22588.8064 | 34113.5537 | 36207.6829 | 31757.8119
CNRM-CM5 | 2032 | 1 | 25011.2586 | 26608.8962 | 23249.9977 | 40286.9357 | 42877.6495 | 37068.17
CNRM-CM5 | 2032 | 2 | 23812.3336 | 25408.7351 | 22035.6589 | 39646.1036 | 42326.5226 | 36768.1181
CNRM-CM5 | 2032 | 3 | 21405.3228 | 22911.1436 | 19731.3241 | 28479.0184 | 30494.4602 | 26129.3409
CNRM-CM5 | 2032 | 4 | 20355.5756 | 21925.086 | 18685.9066 | 27475.3943 | 29607.436 | 25045.0599
CNRM-CM5 | 2032 | 5 | 20581.272 | 22388.2002 | 18852.433 | 29260.146 | 31844.7415 | 26529.4986
CNRM-CM5 | 2032 | 6 | 23150.2844 | 25256.885 | 21244.2974 | 34469.8854 | 37625.9903 | 31341.3229
CNRM-CM5 | 2032 | 7 | 24701.9965 | 26772.6376 | 22820.5725 | 37587.5389 | 40756.9548 | 34593.7774
CNRM-CM5 | 2032 | 8 | 24434.7962 | 26480.0814 | 22548.5897 | 36041.3182 | 39073.7952 | 33489.6912
CNRM-CM5 | 2032 | 9 | 20726.7939 | 22496.6568 | 18975.9366 | 26365.8241 | 28626.0099 | 23933.007
CNRM-CM5 | 2032 | 10 | 20630.3568 | 22284.2749 | 18920.0963 | 29036.2019 | 31377.9532 | 26427.8037
CNRM-CM5 | 2032 | 11 | 21359.9531 | 22867.652 | 19727.5263 | 32688.8028 | 35014.4202 | 29842.1387
CNRM-CM5 | 2032 | 12 | 24951.5235 | 26510.3883 | 23262.2081 | 33716.8664 | 35835.2857 | 31639.344
CNRM-CM5 | 2033 | 1 | 23239.9762 | 24869.5375 | 21420.4176 | 37833.7045 | 40507.804 | 34571.1074
CNRM-CM5 | 2033 | 2 | 23684.1358 | 25337.8546 | 21848.3856 | 41974.6206 | 44932.2226 | 38335.8561
CNRM-CM5 | 2033 | 3 | 21120.7324 | 22680.2949 | 19378.0734 | 28343.5124 | 30449.0671 | 25821.5211
CNRM-CM5 | 2033 | 4 | 20023.2818 | 21651.9388 | 18284.1945 | 26820.6403 | 29016.6029 | 24278.1172
CNRM-CM5 | 2033 | 5 | 20897.5116 | 22795.0622 | 19086.4964 | 27726.4225 | 30255.651 | 25082.9549
CNRM-CM5 | 2033 | 6 | 22933.4924 | 25132.5436 | 20949.728 | 34102.3199 | 37392.9268 | 30877.4492
CNRM-CM5 | 2033 | 7 | 24672.8146 | 26839.5461 | 22713.2042 | 36896.3771 | 40154.893 | 33557.6711
CNRM-CM5 | 2033 | 8 | 24306.0615 | 26447.9493 | 22340.0158 | 36854.3918 | 40119.1755 | 33555.8861
CNRM-CM5 | 2033 | 9 | 20725.023 | 22571.7797 | 18902.5611 | 26456.6325 | 28822.6428 | 23979.6296
CNRM-CM5 | 2033 | 10 | 20116.3824 | 21832.3935 | 18334.9031 | 28190.4511 | 30610.3654 | 25577.2265
CNRM-CM5 | 2033 | 11 | 21565.4333 | 23136.7218 | 19860.4919 | 31920.3983 | 34264.4926 | 29079.2586
CNRM-CM5 | 2033 | 12 | 23350.4977 | 24941.4759 | 21605.487 | 32191.6434 | 34397.8863 | 29803.9189
CNRM-CM5 | 2034 | 1 | 23862.1052 | 25568.427 | 21959.1625 | 37411.0487 | 40105.8923 | 34130.6621
CNRM-CM5 | 2034 | 2 | 23247.4058 | 24960.0003 | 21336.4057 | 40635.8856 | 43658.3601 | 36775.9644
CNRM-CM5 | 2034 | 3 | 20822.8408 | 22439.1905 | 19008.3099 | 27603.7645 | 29758.3339 | 25008.6541
CNRM-CM5 | 2034 | 4 | 20610.9638 | 22318.7004 | 18789.8696 | 28615.0267 | 31001.6174 | 25856.8971
CNRM-CM5 | 2034 | 5 | 20867.8434 | 22849.3761 | 18980.4082 | 27439.105 | 30056.5959 | 25276.1637
CNRM-CM5 | 2034 | 6 | 23066.8845 | 25373.794 | 20988.3616 | 34390.9072 | 37850.3105 | 31707.2814
CNRM-CM5 | 2034 | 7 | 24293.9506 | 26555.413 | 22251.0301 | 36701.9027 | 40138.6187 | 33631.3627
CNRM-CM5 | 2034 | 8 | 23615.9852 | 25846.3458 | 21570.8354 | 36024.1553 | 39443.8432 | 32608.2336
CNRM-CM5 | 2034 | 9 | 21050.7669 | 22991.1434 | 19142.5747 | 26827.897 | 29309.868 | 24223.844
CNRM-CM5 | 2034 | 10 | 19976.9483 | 21765.0978 | 18116.5878 | 27550.3315 | 30031.6439 | 24814.5555
CNRM-CM5 | 2034 | 11 | 21319.8173 | 22950.1042 | 19543.0503 | 30503.1603 | 32852.0609 | 28053.6859
CNRM-CM5 | 2034 | 12 | 24285.2266 | 25956.1481 | 22456.8461 | 34693.7339 | 37096.1484 | 32385.893
CNRM-CM5 | 2035 | 1 | 23588.4773 | 25373.223 | 21605.1416 | 36106.381 | 38857.2561 | 33307.8945
CNRM-CM5 | 2035 | 2 | 23521.7333 | 25322.9319 | 21524.0377 | 41047.7114 | 44219.0981 | 37165.6745
CNRM-CM5 | 2035 | 3 | 21115.2498 | 22815.9754 | 19218.133 | 28218.2637 | 30504.2362 | 25666.1534
CNRM-CM5 | 2035 | 4 | 19809.2209 | 21587.4827 | 17913.1427 | 27132.2974 | 29584.5205 | 24291.1232
CNRM-CM5 | 2035 | 5 | 21235.5357 | 23335.1803 | 19246.8794 | 30341.3278 | 33359.7417 | 27408.4612
CNRM-CM5 | 2035 | 6 | 23611.6622 | 26056.3563 | 21425.38 | 36184.4727 | 39953.1115 | 32711.5292
CNRM-CM5 | 2035 | 7 | 25809.6656 | 28225.9657 | 23648.5385 | 39435.8768 | 43148.2811 | 36152.9365
CNRM-CM5 | 2035 | 8 | 25228.7072 | 27610.2081 | 23068.1831 | 38163.8569 | 41784.6454 | 34648.0371
CNRM-CM5 | 2035 | 9 | 21685.1287 | 23739.6702 | 19680.7096 | 27538.7397 | 30156.4285 | 24745.0108
CNRM-CM5 | 2035 | 10 | 20980.6665 | 22875.5648 | 19029.7787 | 28929.6879 | 31558.2359 | 26093.6851
CNRM-CM5 | 2035 | 11 | 21283.1702 | 22993.1331 | 19427.7117 | 31448.855 | 33994.9626 | 28350.9059
CNRM-CM5 | 2035 | 12 | 24327.2314 | 26079.7648 | 22417.8146 | 34847.2624 | 37373.728 | 32008.8269
CNRM-CM5 | 2036 | 1 | 24180.8143 | 26070.7926 | 22096.371 | 39147.0875 | 42229.3611 | 35965.5661
CNRM-CM5 | 2036 | 2 | 23395.5619 | 25289.4761 | 21299.461 | 39570.3848 | 42802.221 | 35607.2571
CNRM-CM5 | 2036 | 3 | 20676.6358 | 22456.9903 | 18694.3017 | 27505.5064 | 29887.4934 | 24685.6705
CNRM-CM5 | 2036 | 4 | 19553.7493 | 21421.8151 | 17567.4213 | 26309.1434 | 28840.0187 | 23381.7751
CNRM-CM5 | 2036 | 5 | 20757.7089 | 22958.8362 | 18679.6634 | 29697.3014 | 32864.8002 | 26454.1687
CNRM-CM5 | 2036 | 6 | 23424.2477 | 25998.2755 | 21129.1729 | 35588.7654 | 39524.0943 | 31811.3313
CNRM-CM5 | 2036 | 7 | 24811.053 | 27342.503 | 22552.6379 | 37824.9945 | 41706.8909 | 34454.1191
CNRM-CM5 | 2036 | 8 | 24051.1496 | 26543.2797 | 21797.3287 | 36251.6556 | 40028.0002 | 32471.517
CNRM-CM5 | 2036 | 9 | 21740.0927 | 23908.7711 | 19636.1835 | 27883.2333 | 30674.9713 | 24947.7147
CNRM-CM5 | 2036 | 10 | 20518.7025 | 22504.2329 | 18477.6568 | 29074.4952 | 31905.6915 | 26038.277
CNRM-CM5 | 2036 | 11 | 22141.9632 | 23957.8516 | 20187.9174 | 31309.0786 | 33892.7435 | 28481.6717
CNRM-CM5 | 2036 | 12 | 23502.3519 | 25328.5088 | 21509.5419 | 33130.4275 | 35721.9892 | 30233.037
CNRM-CM5 | 2037 | 1 | 25490.6446 | 27507.1408 | 23306.5917 | 41067.2459 | 44339.7265 | 37162.5815
CNRM-CM5 | 2037 | 2 | 22116.8014 | 24081.2579 | 19953.0321 | 36801.9775 | 40100.1608 | 33263.4707
CNRM-CM5 | 2037 | 3 | 20533.9645 | 22404.6621 | 18473.6239 | 27923.3011 | 30483.5472 | 25023.2487
CNRM-CM5 | 2037 | 4 | 20122.1289 | 22099.7733 | 18047.1001 | 27269.9246 | 29967.9141 | 24294.4709
CNRM-CM5 | 2037 | 5 | 21120.8447 | 23446.8223 | 18948.606 | 30643.0302 | 34038.7349 | 27299.4868
CNRM-CM5 | 2037 | 6 | 23469.1635 | 26184.585 | 21069.9378 | 35254.5696 | 39357.7406 | 31399.752
CNRM-CM5 | 2037 | 7 | 24209.1782 | 26867.4314 | 21860.3866 | 36997.6774 | 41083.856 | 33333.6968
CNRM-CM5 | 2037 | 8 | 23619.1869 | 26235.6976 | 21275.887 | 34787.1523 | 38659.6128 | 30888.1334
CNRM-CM5 | 2037 | 9 | 21521.3938 | 23796.4438 | 19335.9152 | 27633.6433 | 30566.037 | 24593.8478
CNRM-CM5 | 2037 | 10 | 20333.4616 | 22418.3298 | 18210.0003 | 27838.4391 | 30709.9288 | 24661.1945
CNRM-CM5 | 2037 | 11 | 21812.2193 | 23715.9932 | 19782.3871 | 31764.1929 | 34556.6583 | 28823.9128
CNRM-CM5 | 2037 | 12 | 25212.9667 | 27169.5246 | 23121.6044 | 34194.8664 | 36863.7483 | 31209.4785
CNRM-CM5 | 2038 | 1 | 25547.4271 | 27667.1197 | 23291.5802 | 41906.4029 | 45408.8938 | 37939.7597
CNRM-CM5 | 2038 | 2 | 23403.5815 | 25496.8686 | 21152.5339 | 41173.5078 | 44890.4144 | 37284.0991
CNRM-CM5 | 2038 | 3 | 21254.7111 | 23236.5145 | 19118.988 | 28273.2487 | 30924.8526 | 25310.8056
CNRM-CM5 | 2038 | 4 | 20060.9232 | 22138.8108 | 17918.8721 | 27090.4079 | 29914.5316 | 24021.6413
CNRM-CM5 | 2038 | 5 | 21087.9583 | 23535.2287 | 18840.3759 | 29932.3316 | 33425.8389 | 26470.1211
CNRM-CM5 | 2038 | 6 | 23567.2786 | 26424.2867 | 21084.1387 | 35074.0694 | 39350.6479 | 31085.4339
CNRM-CM5 | 2038 | 7 | 24888.8197 | 27694.1715 | 22449.0339 | 37877.0233 | 42171.6455 | 34030.4471
CNRM-CM5 | 2038 | 8 | 23995.0733 | 26759.2083 | 21563.534 | 35387.3607 | 39485.2013 | 32020.1622
CNRM-CM5 | 2038 | 9 | 21311.3152 | 23707.4215 | 19052.023 | 27092.5298 | 30148.9546 | 24003.0087
CNRM-CM5 | 2038 | 10 | 20386.8043 | 22581.076 | 18187.173 | 28687.1536 | 31794.4775 | 25393.7694
CNRM-CM5 | 2038 | 11 | 22420.8419 | 24434.8789 | 20315.678 | 34332.7046 | 37441.7397 | 30745.7353
CNRM-CM5 | 2038 | 12 | 25197.5048 | 27251.4838 | 23038.2939 | 34055.7277 | 36846.6611 | 31333.6935
CNRM-CM5 | 2039 | 1 | 24406.8846 | 26590.8508 | 22101.0122 | 39749.9615 | 43334.0656 | 35680.8012
CNRM-CM5 | 2039 | 2 | 22627.6171 | 24792.255 | 20320.8534 | 40085.8914 | 43957.6076 | 35631.7959
CNRM-CM5 | 2039 | 3 | 21094.7601 | 23157.5934 | 18900.5205 | 28309.7046 | 31095.1558 | 25182.1804
CNRM-CM5 | 2039 | 4 | 20278.031 | 22452.6769 | 18069.7641 | 27165.2804 | 30096.4694 | 23992.2548
CNRM-CM5 | 2039 | 5 | 21394.3463 | 23970.1776 | 19065.7778 | 28389.2029 | 31823.7454 | 25056.6157
CNRM-CM5 | 2039 | 6 | 24771.5395 | 27795.455 | 22188.6843 | 36853.9232 | 41377.0856 | 32716.3295
CNRM-CM5 | 2039 | 7 | 26142.9383 | 29112.3069 | 23607.6035 | 39108.1496 | 43574.6076 | 34888.6261
CNRM-CM5 | 2039 | 8 | 23897.7979 | 26790.7005 | 21393.3603 | 36232.9072 | 40642.988 | 32127.5728
CNRM-CM5 | 2039 | 9 | 21805.7216 | 24322.8313 | 19472.5312 | 27792.0382 | 31010.8232 | 24662.267
CNRM-CM5 | 2039 | 10 | 20776.4755 | 23078.1047 | 18504.6144 | 29123.3556 | 32369.5534 | 25817.0431
CNRM-CM5 | 2039 | 11 | 21433.4821 | 23511.477 | 19277.476 | 31725.0075 | 34824.1883 | 28219.0983
CNRM-CM5 | 2039 | 12 | 25275.2216 | 27417.617 | 23055.0513 | 34861.4808 | 37833.8602 | 31817.6926
CNRM-CM5 | 2040 | 1 | 29070.7896 | 31506.7977 | 26585.6714 | 46546.8278 | 50470.5526 | 42591.067
CNRM-CM5 | 2040 | 2 | 24631.6434 | 26962.068 | 22202.9047 | 55642.7622 | 60967.0791 | 49807.8944
CNRM-CM5 | 2040 | 3 | 22638.9932 | 24846.1766 | 20341.3143 | 31835.7404 | 34959.8646 | 28470.948
CNRM-CM5 | 2040 | 4 | 20917.2034 | 23204.7805 | 18634.2665 | 29280.5406 | 32504.3698 | 25825.2512
CNRM-CM5 | 2040 | 5 | 21067.2367 | 23743.7552 | 18683.0865 | 27082.3166 | 30538.3812 | 23934.1955
CNRM-CM5 | 2040 | 6 | 23350.2613 | 26436.9134 | 20748.4076 | 32129.7867 | 36397.6054 | 28818.6831
CNRM-CM5 | 2040 | 7 | 25236.0496 | 28328.8508 | 22629.701 | 35263.9803 | 39606.1276 | 31654.6151
CNRM-CM5 | 2040 | 8 | 25747.0632 | 28806.4356 | 23152.0393 | 36005.3463 | 40300.9621 | 32331.0592
CNRM-CM5 | 2040 | 9 | 21963.4418 | 24594.5035 | 19565.2688 | 28903.2817 | 32379.2691 | 25534.9725
CNRM-CM5 | 2040 | 10 | 20446.4722 | 22822.8724 | 18130.3754 | 28721.6285 | 32080.7324 | 25165.3256
CNRM-CM5 | 2040 | 11 | 23664.3185 | 25909.4825 | 21389.358 | 38080.7606 | 41721.6321 | 33845.9416
CNRM-CM5 | 2040 | 12 | 25711.5357 | 27972.3943 | 23404.1625 | 38449.5947 | 41852.2108 | 35114.357
CNRM-CM5 | 2041 | 1 | 27903.0473 | 30398.1758 | 25371.3446 | 44003.4408 | 47961.9873 | 40051.8586
CNRM-CM5 | 2041 | 2 | 23790.4759 | 26182.1611 | 21314.89 | 51169.4824 | 56371.6016 | 45564.5396
CNRM-CM5 | 2041 | 3 | 21824.2144 | 24089.8616 | 19480.5192 | 30294.0476 | 33458.7953 | 26887.8448
CNRM-CM5 | 2041 | 4 | 20975.267 | 23350.3698 | 18633.2332 | 29496.1997 | 32859.5167 | 25910.1767
CNRM-CM5 | 2041 | 5 | 21195.1497 | 23983.6937 | 18742.4127 | 26940.7159 | 30500.0519 | 23762.7373
CNRM-CM5 | 2041 | 6 | 23149.7795 | 26361.398 | 20474.8543 | 32797.7316 | 37372.2832 | 28775.8344
CNRM-CM5 | 2041 | 7 | 25839.6774 | 29074.7603 | 23152.6273 | 36571.1995 | 41171.4061 | 32711.6323
CNRM-CM5 | 2041 | 8 | 24963.0212 | 28133.5737 | 22307.7375 | 35385.9452 | 39899.7197 | 31471.1208
CNRM-CM5 | 2041 | 9 | 22122.7684 | 24864.0396 | 19658.9173 | 29125.8935 | 32749.1077 | 25588.0788
CNRM-CM5 | 2041 | 10 | 20780.7447 | 23254.8546 | 18399.7011 | 29454.0943 | 32982.3266 | 25917.6323
CNRM-CM5 | 2041 | 11 | 22977.9778 | 25288.2278 | 20653.0947 | 36155.0103 | 39819.4304 | 31926.7327
CNRM-CM5 | 2041 | 12 | 25291.0994 | 27621.7705 | 22932.5122 | 38628.8392 | 42213.2209 | 34705.0468
CNRM-CM5 | 2042 | 1 | 26991.6815 | 29553.9559 | 24411.1687 | 42539.4783 | 46602.4265 | 38368.9653
CNRM-CM5 | 2042 | 2 | 24559.1503 | 27057.207 | 22015.4496 | 55010.213 | 60667.8307 | 49591.3133
CNRM-CM5 | 2042 | 3 | 22482.7045 | 24847.1854 | 20076.3904 | 31209.6874 | 34511.7464 | 27671.5227
CNRM-CM5 | 2042 | 4 | 20778.4234 | 23238.7342 | 18381.0078 | 28649.6892 | 32065.2739 | 25034.1235
CNRM-CM5 | 2042 | 5 | 21418.8754 | 24330.4391 | 18894.7101 | 27302.2575 | 31028.4881 | 23930.9059
CNRM-CM5 | 2042 | 6 | 23586.2973 | 26949.1682 | 20827.9616 | 32614.702 | 37287.8994 | 28344.4075
CNRM-CM5 | 2042 | 7 | 25954.0622 | 29335.7076 | 23190.3205 | 36276.3329 | 41024.9658 | 32271.7199
CNRM-CM5 | 2042 | 8 | 24531.5107 | 27826.7415 | 21810.5849 | 34186.8423 | 38798.0364 | 30166.1868
CNRM-CM5 | 2042 | 9 | 22044.0351 | 24890.9379 | 19521.6721 | 29247.5125 | 33039.9049 | 25644.9643
CNRM-CM5 | 2042 | 10 | 20633.4381 | 23199.9896 | 18192.4025 | 28680.8709 | 32270.9344 | 24976.8775
CNRM-CM5 | 2042 | 11 | 23687.1714 | 26099.4793 | 21296.7963 | 36585.1611 | 40338.8408 | 32324.0538
CNRM-CM5 | 2042 | 12 | 27625.5651 | 30097.9834 | 25182.922 | 41645.3121 | 45396.1317 | 37635.1138
CNRM-CM5 | 2043 | 1 | 28437.0038 | 31129.1517 | 25771.0465 | 43742.707 | 47909.3195 | 39383.0107
CNRM-CM5 | 2043 | 2 | 25942.725 | 28567.5537 | 23314.1522 | 59286.2447 | 65349.6831 | 53545.5142
CNRM-CM5 | 2043 | 3 | 23687.3184 | 26168.4294 | 21204.2078 | 32381.9158 | 35792.6109 | 28770.1953
CNRM-CM5 | 2043 | 4 | 21653.2159 | 24229.4971 | 19180.4479 | 29183.2986 | 32676.2418 | 25528.6657
CNRM-CM5 | 2043 | 5 | 21245.3353 | 24276.7582 | 18650.1146 | 26797.8418 | 30637.5209 | 23370.165
CNRM-CM5 | 2043 | 6 | 23252.2324 | 26749.2591 | 20419.9899 | 32447.3115 | 37352.2671 | 28156.8124
CNRM-CM5 | 2043 | 7 | 26250.3174 | 29781.768 | 23403.2886 | 36681.7197 | 41638.3059 | 32733.4286
CNRM-CM5 | 2043 | 8 | 26009.1144 | 29482.9192 | 23189.6941 | 36455.358 | 41344.3783 | 32194.1528
CNRM-CM5 | 2043 | 9 | 21999.4121 | 24961.2991 | 19407.517 | 29366.8743 | 33336.4589 | 25652.7748
CNRM-CM5 | 2043 | 10 | 21183.596 | 23859.9045 | 18670.3975 | 29778.7592 | 33564.4666 | 26044.782
CNRM-CM5 | 2043 | 11 | 24144.1094 | 26656.2996 | 21685.5277 | 35175.9744 | 38859.679 | 31061.6121
CNRM-CM5 | 2043 | 12 | 26313.7736 | 28839.8541 | 23824.4891 | 39702.6394 | 43537.7221 | 35638.7117
CNRM-CM5 | 2044 | 1 | 26218.1373 | 28921.6055 | 23502.306 | 40986.2795 | 45239.8487 | 36606.0836
CNRM-CM5 | 2044 | 2 | 25182.5188 | 27858.2652 | 22468.5139 | 57985.7602 | 64216.2498 | 51388.3813
CNRM-CM5 | 2044 | 3 | 22968.5552 | 25496.0562 | 20421.1169 | 31543.8886 | 35035.1504 | 27947.0691
CNRM-CM5 | 2044 | 4 | 21217.4658 | 23855.4909 | 18674.2463 | 29419.0019 | 33101.1359 | 25692.6777
CNRM-CM5 | 2044 | 5 | 21619.4405 | 24753.5377 | 18940.5928 | 26861.2945 | 30768.8753 | 23454.3998
CNRM-CM5 | 2044 | 6 | 23722.6358 | 27346.2846 | 20793.8971 | 31917.2696 | 36815.1672 | 27906.0542
CNRM-CM5 | 2044 | 7 | 26128.6632 | 29774.937 | 23192.12 | 36925.4138 | 42102.2674 | 32688.5017
CNRM-CM5 | 2044 | 8 | 25675.9751 | 29251.0459 | 22774.7615 | 35012.9282 | 39907.0111 | 31069.4916
CNRM-CM5 | 2044 | 9 | 23372.7136 | 26468.8458 | 20679.7368 | 30833.5064 | 34933.6472 | 26935.9528
CNRM-CM5 | 2044 | 10 | 21411.6367 | 24168.546 | 18820.9169 | 29063.2183 | 32825.5939 | 25512.4049
CNRM-CM5 | 2044 | 11 | 23924.1651 | 26498.9445 | 21393.5209 | 38879.4122 | 43097.2238 | 34198.4785
CNRM-CM5 | 2044 | 12 | 27854.7667 | 30487.3576 | 25269.6299 | 41075.903 | 44979.9257 | 36938.1217
CNRM-CM5 | 2045 | 1 | 26875.6439 | 29672.9243 | 24078.0073 | 42894.1063 | 47387.5163 | 38455.0184
CNRM-CM5 | 2045 | 2 | 25002.7933 | 27747.1474 | 22233.5542 | 56614.4504 | 62897.9842 | 49981.7086
CNRM-CM5 | 2045 | 3 | 22768.6958 | 25360.9616 | 20156.0993 | 30737.1161 | 34255.8301 | 27102.836
CNRM-CM5 | 2045 | 4 | 21191.8914 | 23906.7107 | 18579.0647 | 30361.1629 | 34277.8363 | 26378.5866
CNRM-CM5 | 2045 | 5 | 21781.3244 | 25024.5754 | 19021.0972 | 27228.6613 | 31297.4827 | 23681.4556
CNRM-CM5 | 2045 | 6 | 23971.7342 | 27727.2314 | 20951.9187 | 32840.5002 | 38009.4661 | 28465.348
CNRM-CM5 | 2045 | 7 | 26050.478 | 29823.4811 | 23026.687 | 36900.413 | 42269.9566 | 32360.1145
CNRM-CM5 | 2045 | 8 | 25458.7165 | 29150.1364 | 22477.9133 | 35251.4865 | 40383.3533 | 30910.2108
CNRM-CM5 | 2045 | 9 | 23076.994 | 26267.4172 | 20312.1824 | 30705.3527 | 34966.2162 | 26827.0788
CNRM-CM5 | 2045 | 10 | 21451.2587 | 24296.1836 | 18785.4568 | 30626.6347 | 34713.7868 | 26429.699
CNRM-CM5 | 2045 | 11 | 24321.2444 | 26979.8877 | 21716.1554 | 38764.1729 | 43034.2726 | 34079.1387
CNRM-CM5 | 2045 | 12 | 27425.3964 | 30119.5622 | 24776.4549 | 38946.6949 | 42793.5104 | 35321.9791
CNRM-CM5 | 2046 | 1 | 26558.64 | 29426.7352 | 23682.4464 | 41602.8123 | 46124.1598 | 36860.3193
CNRM-CM5 | 2046 | 2 | 24302.3574 | 27104.8479 | 21461.3909 | 54768.4801 | 61154.6562 | 47926.5844
CNRM-CM5 | 2046 | 3 | 23591.2474 | 26280.8568 | 20889.8774 | 33112.5021 | 36910.7254 | 29183.109
CNRM-CM5 | 2046 | 4 | 21375.3794 | 24176.4159 | 18680.8117 | 29899.9357 | 33844.7243 | 25866.5498
CNRM-CM5 | 2046 | 5 | 22204.6127 | 25563.3305 | 19347.9056 | 28448.3184 | 32768.6853 | 24711.7848
CNRM-CM5 | 2046 | 6 | 24598.7953 | 28500.0758 | 21464.1309 | 33760.88 | 39139.4494 | 29746.5437
CNRM-CM5 | 2046 | 7 | 26506.9372 | 30414.6572 | 23374.6057 | 37020.6865 | 42502.7316 | 32594.6878
CNRM-CM5 | 2046 | 8 | 24965.0647 | 28770.6886 | 21892.0865 | 34869.9262 | 40208.3814 | 30592.3445
CNRM-CM5 | 2046 | 9 | 22874.8356 | 26158.2416 | 20027.1334 | 30216.9749 | 34570.091 | 26226.151
CNRM-CM5 | 2046 | 10 | 21657.8818 | 24588.6668 | 18910.9088 | 30425.7861 | 34568.3412 | 26272.048
CNRM-CM5 | 2046 | 11 | 24057.0065 | 26785.6821 | 21377.171 | 38798.6086 | 43233.5905 | 33891.347
CNRM-CM5 | 2046 | 12 | 26622.2632 | 29369.0351 | 23905.1786 | 39916.445 | 44061.4729 | 35946.1022
CNRM-CM5 | 2047 | 1 | 28324.5887 | 31329.2509 | 25338.1783 | 44611.9122 | 49372.754 | 39947.1788
CNRM-CM5 | 2047 | 2 | 25632.4665 | 28557.6468 | 22689.9336 | 55196.7515 | 61562.5831 | 48558.3021
CNRM-CM5 | 2047 | 3 | 22950.5442 | 25702.2712 | 20180.4559 | 31861.0679 | 35704.1362 | 27856.2808
CNRM-CM5 | 2047 | 4 | 20757.083 | 23629.5672 | 17990.1745 | 29184.1382 | 33250.7974 | 25009.5347
CNRM-CM5 | 2047 | 5 | 22034.0825 | 25499.8691 | 19090.0453 | 27937.6441 | 32349.3594 | 24149.0397
CNRM-CM5 | 2047 | 6 | 24158.6827 | 28175.901 | 20931.263 | 34167.2651 | 39878.0264 | 29366.8978
CNRM-CM5 | 2047 | 7 | 28150.3782 | 32239.006 | 24888.1395 | 39770.7676 | 45572.2402 | 35107.5279
CNRM-CM5 | 2047 | 8 | 25912.5924 | 29872.92 | 22724.5583 | 36739.4005 | 42377.7098 | 32064.4628
CNRM-CM5 | 2047 | 9 | 24027.2331 | 27446.734 | 21073.7931 | 31683.5998 | 36207.4936 | 27467.1441
CNRM-CM5 | 2047 | 10 | 21665.9867 | 24690.0879 | 18835.1712 | 30710.2535 | 35022.668 | 26534.2186
CNRM-CM5 | 2047 | 11 | 23223.3926 | 26010.3686 | 20476.1861 | 36560.1857 | 40982.085 | 31659.4653
CNRM-CM5 | 2047 | 12 | 27617.7402 | 30474.0225 | 24805.875 | 42181.9366 | 46572.4185 | 37535.6111
CNRM-CM5 | 2048 | 1 | 29694.4121 | 32831.2063 | 26605.5775 | 46780.1548 | 51749.9139 | 41803.5878
CNRM-CM5 | 2048 | 2 | 28361.7995 | 31464.2638 | 25287.7443 | 63630.9025 | 70659.1597 | 57060.1882
CNRM-CM5 | 2048 | 3 | 24454.2977 | 27334.6075 | 21588.819 | 33448.057 | 37409.0452 | 29305.1351
CNRM-CM5 | 2048 | 4 | 21602.6799 | 24589.3601 | 18747.9328 | 29098.2388 | 33144.9142 | 24936.3871
CNRM-CM5 | 2048 | 5 | 22248.4584 | 25836.3787 | 19214.7806 | 28153.2927 | 32711.4219 | 24146.7697
CNRM-CM5 | 2048 | 6 | 25179.9846 | 29368.1676 | 21834.4135 | 35209.7716 | 41094.0545 | 30165.761
CNRM-CM5 | 2048 | 7 | 27912.8004 | 32138.5405 | 24553.0966 | 39083.464 | 45025.549 | 34386.2925
CNRM-CM5 | 2048 | 8 | 26414.9523 | 30525.6355 | 23123.8825 | 36994.3753 | 42774.6045 | 32075.2872
CNRM-CM5 | 2048 | 9 | 23197.0378 | 26708.7003 | 20175.6025 | 30883.1532 | 35576.4245 | 26602.9348
CNRM-CM5 | 2048 | 10 | 21767.0245 | 24889.8201 | 18856.0325 | 30636.1853 | 35057.9386 | 26328.4736
CNRM-CM5 | 2048 | 11 | 24402.8038 | 27311.0327 | 21563.3845 | 35516.0407 | 39776.3886 | 30855.4487
CNRM-CM5 | 2048 | 12 | 27801.1479 | 30748.7817 | 24909.8039 | 41904.5227 | 46374.7147 | 37237.6269
CNRM-CM5 | 2049 | 1 | 31243.69 | 34518.5519 | 28048.0212 | 48916.832 | 54071.7657 | 43761.8983
CNRM-CM5 | 2049 | 2 | 26312.3225 | 29438.4657 | 23197.836 | 60610.661 | 67888.7745 | 53073.9567
CNRM-CM5 | 2049 | 3 | 23553.1814 | 26491.4384 | 20625.63 | 31496.0891 | 35446.7585 | 27590.9958
CNRM-CM5 | 2049 | 4 | 22619.2123 | 25727.7791 | 19669.8381 | 29920.4095 | 34054.4758 | 25917.2564
CNRM-CM5 | 2049 | 5 | 22774.0212 | 26492.768 | 19640.9228 | 29034.7359 | 33794.6924 | 24945.539
CNRM-CM5 | 2049 | 6 | 25282.4419 | 29612.7647 | 21832.2133 | 34718.2901 | 40691.4746 | 29697.6324
CNRM-CM5 | 2049 | 7 | 27965.7172 | 32327.5947 | 24503.5417 | 39908.3553 | 46160.3318 | 34883.3231
CNRM-CM5 | 2049 | 8 | 28315.2602 | 32614.3973 | 24892.741 | 38834.8376 | 44752.7873 | 33793.9667
CNRM-CM5 | 2049 | 9 | 24586.4505 | 28251.2178 | 21452.0252 | 32278.5278 | 37105.5155 | 27824.4886
CNRM-CM5 | 2049 | 10 | 22209.106 | 25437.5956 | 19212.6894 | 30525.6709 | 34987.3975 | 26163.8776
CNRM-CM5 | 2049 | 11 | 25766.5301 | 28802.7822 | 22828.3458 | 39951.2734 | 44692.2564 | 35250.4573
CNRM-CM5 | 2049 | 12 | 27461.5766 | 30484.5373 | 24496.9176 | 41089.2252 | 45639.7958 | 36344.1205

## Sales by Sector
Scenario Name: Climate1_XGO_Base_Freeze ¦ Date: Wed 08/12/2020 ¦ Time: 16:17:29.68 ¦ Path: Q:\MJ\energy2020July30\2020Model ¦ Version: * ¦
| Engine | is the model name.
This is the Electricity Review for Northwest
Scenario | Area | Building Type | Fuel/Tech | Enduse | Month | Day | Variable | Descriptor | Units | 1986 | 1987 | 1988 | 1989 | 1990 | 1991 | 1992 | 1993 | 1994 | 1995 | 1996 | 1997 | 1998 | 1999 | 2000 | 2001 | 2002 | 2003 | 2004 | 2005 | 2006 | 2007 | 2008 | 2009 | 2010 | 2011 | 2012 | 2013 | 2014 | 2015 | 2016 | 2017 | 2018 | 2019 | 2020 | 2021 | 2022 | 2023 | 2024 | 2025 | 2026 | 2027 | 2028 | 2029 | 2030 | 2031 | 2032 | 2033 | 2034 | 2035 | 2036 | 2037 | 2038 | 2039 | 2040 | 2041 | 2042 | 2043 | 2044 | 2045 | 2046 | 2047 | 2048 | 2049 | 2050
CanESM2-Base | Northwest | All | Electric | N/A | Annual | N/A | SaEC*RegFr | Electricity Sales (NWPCC Region) | GWh | 130248.4 | 134385.7 | 145000.8 | 149638.3 | 155296.6 | 157911.5 | 154354.1 | 156596.1 | 154463.6 | 156166.7 | 161324.7 | 162702.3 | 167097.5 | 172202.3 | 173292.9 | 146094.2 | 143400.4 | 146914.5 | 149563.2 | 154184.2 | 158764.2 | 162423.5 | 164195.3 | 163778.6 | 162240.6 | 167165.8 | 165725.1 | 167450.3 | 165611.8 | 165392.6 | 162960.9 | 166036.2 | 167755.1 | 168559.4 | 173359.9 | 172900.1 | 177196.1 | 176256.6 | 176658.7 | 177767 | 175962.6 | 179919.2 | 179397.6 | 177529.6 | 176932.3 | 179439.2 | 183037.1 | 180539.7 | 184353.1 | 187218 | 187101.1 | 184826.5 | 187747.8 | 186940.6 | 190603.3 | 192273.6 | 190809.7 | 197626.5 | 196052 | 198119.8 | 200842.6 | 201648.7 | 204275.1 | 205974.6 | 210378.6
CanESM2-Base | Northwest | Single Family | Electric | N/A | Annual | N/A | SaEC*RegFr | Electricity Sales (NWPCC Region) | GWh | 37117.11 | 36214.01 | 37794.87 | 39470.62 | 39467.24 | 40957.43 | 38984.34 | 42062.43 | 40894.77 | 40894.25 | 42870.24 | 42594.18 | 42392.17 | 43512.67 | 43898.86 | 42260.02 | 42796.1 | 43014.02 | 43761.79 | 44806.73 | 46741.25 | 48629.36 | 49737.8 | 50238.41 | 47848.45 | 49425.04 | 48033.6 | 48128.02 | 46372.97 | 45356.04 | 45071.26 | 46034.73 | 46133.82 | 46220.49 | 46862.79 | 45751.07 | 48085.84 | 47661.94 | 47957.71 | 48507.7 | 47207.88 | 49454.21 | 49208.38 | 47801.18 | 47056.03 | 48236.74 | 50019.3 | 48061.61 | 49762.42 | 51117.91 | 50338.91 | 48464.92 | 49501.27 | 48242.96 | 49515 | 49626.19 | 48040.48 | 51155.26 | 49200.07 | 49697.41 | 50231.78 | 49537.02 | 50162.52 | 50046.92 | 51573.23
CanESM2-Base | Northwest | Multi Family | Electric | N/A | Annual | N/A | SaEC*RegFr | Electricity Sales (NWPCC Region) | GWh | 5669.699 | 5625.535 | 6194.215 | 6771.277 | 6915.616 | 7241.716 | 6771.362 | 7426.057 | 6976.896 | 7127.514 | 7739.634 | 7676.979 | 7618.074 | 8212.939 | 8313.482 | 7954.963 | 8015.138 | 7888.855 | 8054.311 | 8314.467 | 8608.093 | 8994.347 | 9424.252 | 9437.372 | 8930.041 | 9446.021 | 9216.499 | 9879.599 | 9878.818 | 9913.138 | 10753.93 | 11249.69 | 11495.41 | 11688.17 | 11600.1 | 11499.86 | 12391.68 | 12352.54 | 12545.03 | 12839.69 | 12545.67 | 13445.96 | 13852.22 | 13481.12 | 13113.61 | 13654.89 | 14465.46 | 14118.97 | 14795.11 | 15476.92 | 15277.45 | 14878.69 | 15620.97 | 15292.89 | 16203.7 | 16249.16 | 15898.49 | 17080.78 | 16635.79 | 17270.49 | 17238.76 | 17206.91 | 17509.84 | 17537.67 | 18171.38
CanESM2-Base | Northwest | Other Family | Electric | N/A | Annual | N/A | SaEC*RegFr | Electricity Sales (NWPCC Region) | GWh | 4049.678 | 3983.514 | 4256.692 | 4519.342 | 4682.417 | 4932.875 | 4791.844 | 5734.536 | 5733.123 | 5969.597 | 6602.716 | 6677.802 | 6816.153 | 7219.589 | 7369.07 | 7149.054 | 7287.685 | 7275.215 | 7393.389 | 7541.502 | 7806.653 | 7196.539 | 7400.945 | 7447.992 | 7021.581 | 7266.409 | 7138.711 | 7360.414 | 7180.272 | 7045.915 | 6986.625 | 7161.891 | 7175.291 | 7165.854 | 7304.125 | 7066.917 | 7350.124 | 7229.004 | 7259.049 | 7349.791 | 7125.304 | 7529.432 | 7455.011 | 7227.831 | 7116.729 | 7315.977 | 7624.71 | 7310.17 | 7643.256 | 7885.543 | 7800.76 | 7517.318 | 7750.042 | 7587.003 | 7881.655 | 7950.153 | 7732.221 | 8304.867 | 8051.51 | 8174.357 | 8284.029 | 8214.953 | 8341.123 | 8362.641 | 8630.325
CanESM2-Base | Northwest | Large Office | Electric | N/A | Annual | N/A | SaEC*RegFr | Electricity Sales (NWPCC Region) | GWh | 3368.52 | 3204.23 | 3337.471 | 3343.969 | 3651.946 | 3661.187 | 3768.67 | 3652.375 | 3947.981 | 3897.073 | 4167.361 | 4237.562 | 4458.249 | 4408.92 | 4709.153 | 4630.375 | 4708.668 | 4801.563 | 4748.162 | 4633.594 | 4787.427 | 4942.992 | 4967.375 | 4965.418 | 4741.868 | 5093.227 | 5332.244 | 5674.026 | 5861.04 | 6235.139 | 6408.296 | 6418.267 | 6394.975 | 6388.427 | 6515.079 | 6450.162 | 6491.026 | 6426.839 | 6380.251 | 6360.684 | 6332.425 | 6369.565 | 6242.996 | 6243.814 | 6290.568 | 6331.26 | 6377.155 | 6340.122 | 6447.363 | 6469.135 | 6540.871 | 6500.742 | 6559.855 | 6622.191 | 6693.771 | 6802.823 | 6789.933 | 6963.133 | 6996.466 | 6993.612 | 7150.1 | 7226.609 | 7297.58 | 7396.368 | 7471.999
CanESM2-Base | Northwest | Medium Office | Electric | N/A | Annual | N/A | SaEC*RegFr | Electricity Sales (NWPCC Region) | GWh | 1074.406 | 1312.745 | 1377.858 | 1383.575 | 1471.565 | 1491.679 | 1529.509 | 1522.313 | 1597.081 | 1598.543 | 1699.997 | 1721.179 | 1785.59 | 1822.988 | 1947.829 | 1905.983 | 1925.994 | 1923.911 | 1924.492 | 1898.005 | 1978.892 | 2004.837 | 1981.429 | 2038.374 | 1911.733 | 2050.271 | 2148.309 | 2281.61 | 2358.343 | 2507.035 | 2577.717 | 2596.834 | 2608.373 | 2630.29 | 2688.383 | 2680.825 | 2713.65 | 2704.109 | 2698.694 | 2701.978 | 2697.601 | 2729.375 | 2699.785 | 2711.612 | 2740.921 | 2772.771 | 2810.966 | 2811.649 | 2869.784 | 2899.666 | 2939.096 | 2938.609 | 2983.004 | 3022.843 | 3070.265 | 3126.675 | 3136.79 | 3227.393 | 3254.889 | 3277.374 | 3352.298 | 3400.274 | 3448.759 | 3507.042 | 3544.248
CanESM2-Base | Northwest | Small Office | Electric | N/A | Annual | N/A | SaEC*RegFr | Electricity Sales (NWPCC Region) | GWh | 1451.278 | 1461.235 | 1523.959 | 1527.124 | 1653.74 | 1665.709 | 1714.018 | 1672.615 | 1791.223 | 1777.959 | 1891.795 | 1923.233 | 2015.982 | 2013.576 | 2148.756 | 2111.247 | 2140.273 | 2169.691 | 2155.265 | 2105.054 | 2209.745 | 2226.409 | 2184.28 | 2275.862 | 2107.63 | 2244.14 | 2331.375 | 2463.966 | 2527.815 | 2675.68 | 2731.792 | 2737.998 | 2711.155 | 2684.809 | 2718.19 | 2671.323 | 2669.569 | 2625.69 | 2592.577 | 2571.385 | 2545.772 | 2547.927 | 2482.201 | 2464.901 | 2465.951 | 2466.598 | 2469.462 | 2437.183 | 2465.282 | 2458.166 | 2469.076 | 2434.8 | 2441.431 | 2445.21 | 2458.405 | 2483.558 | 2460.46 | 2511.217 | 2505.826 | 2487.951 | 2529.417 | 2540.306 | 2549.019 | 2567.732 | 2593.608
CanESM2-Base | Northwest | Big Box-Retail | Electric | N/A | Annual | N/A | SaEC*RegFr | Electricity Sales (NWPCC Region) | GWh | 1722.046 | 2804.383 | 2988.964 | 3029.057 | 2987.842 | 3107.563 | 3162.441 | 3373.044 | 3339.096 | 3475.817 | 3579.003 | 3575.979 | 3533.104 | 3860.175 | 4011.351 | 3857.742 | 3828.184 | 3643.875 | 3733.921 | 3789.372 | 3855.364 | 4017.48 | 4162.897 | 4002.195 | 3939.815 | 3733.63 | 3441.753 | 3203.081 | 2879.076 | 2637.818 | 2317.551 | 2270.252 | 2214.701 | 2157.543 | 2122.417 | 2066.748 | 2031.869 | 1985.005 | 1949.705 | 1928.984 | 1912.173 | 1908.001 | 1885.946 | 1880.702 | 1895.269 | 1904.707 | 1917.545 | 1921.732 | 1947.437 | 1959.517 | 1984.352 | 1992.561 | 2012.481 | 2033.412 | 2053.334 | 2083.06 | 2097.969 | 2135.353 | 2157.98 | 2170.008 | 2213.839 | 2243.028 | 2270.646 | 2303.95 | 2330.237
CanESM2-Base | Northwest | Small Box-Retail | Electric | N/A | Annual | N/A | SaEC*RegFr | Electricity Sales (NWPCC Region) | GWh | 2427.06 | 2262.731 | 2384.159 | 2395.701 | 2511.638 | 2548.579 | 2623.264 | 2630.339 | 2781.432 | 2809.233 | 2931.3 | 2947.903 | 3006.738 | 3063.689 | 3195.413 | 3099.869 | 3124.842 | 3089.97 | 3091.256 | 3063.614 | 3209.882 | 3237.385 | 3220.203 | 3278.657 | 3056.027 | 2951.341 | 2780.335 | 2657.564 | 2457.647 | 2334.069 | 2134.468 | 2135.922 | 2110.364 | 2075.942 | 2084.934 | 2040.89 | 2033.75 | 1995.083 | 1969.194 | 1956.963 | 1945.102 | 1938.603 | 1882.33 | 1873.598 | 1884.778 | 1885.278 | 1884.931 | 1866.329 | 1890.855 | 1882.96 | 1902.397 | 1881.944 | 1883.928 | 1894.756 | 1900.796 | 1929.735 | 1916.632 | 1956.098 | 1959.582 | 1936.417 | 1985.769 | 1999.524 | 2007.612 | 2027.881 | 2058.038
CanESM2-Base | Northwest | High End-Retail | Electric | N/A | Annual | N/A | SaEC*RegFr | Electricity Sales (NWPCC Region) | GWh | 643.7054 | 600.9925 | 630.3218 | 632.8359 | 670.7584 | 678.6818 | 700.2784 | 694.0166 | 742.3369 | 745.6703 | 780.7257 | 785.1307 | 803.4766 | 812.9177 | 848.1975 | 823.8525 | 830.8908 | 826.2225 | 823.7296 | 814.8446 | 832.2327 | 858.3035 | 881.3022 | 846.5682 | 841.0143 | 890.8206 | 919.8705 | 964.293 | 983.932 | 1035.733 | 1055.111 | 1066.346 | 1063.077 | 1051.192 | 1063.068 | 1043.163 | 1040.487 | 1023.34 | 1014.841 | 1018.985 | 1025.653 | 1042 | 1031.632 | 1043.883 | 1076.465 | 1099.024 | 1122.837 | 1135.076 | 1173.852 | 1191.663 | 1228.005 | 1238.907 | 1263.168 | 1291.471 | 1314.671 | 1353.632 | 1368.057 | 1414.579 | 1439.563 | 1444.804 | 1501.794 | 1534.19 | 1562.614 | 1600.172 | 1621.575
CanESM2-Base | Northwest | Anchor-Retail | Electric | N/A | Annual | N/A | SaEC*RegFr | Electricity Sales (NWPCC Region) | GWh | 1535.369 | 1317.114 | 1368.947 | 1361.495 | 1520.516 | 1506.071 | 1568.292 | 1474.439 | 1670.831 | 1636.182 | 1727.209 | 1752.978 | 1841.122 | 1750.474 | 1831.62 | 1792.809 | 1834.013 | 1895.867 | 1853.965 | 1795.471 | 1837.326 | 1903.437 | 1953.143 | 1875.021 | 1859.22 | 1814.027 | 1727.281 | 1670.22 | 1566.766 | 1510.064 | 1411.922 | 1418.541 | 1407.448 | 1391.504 | 1421.56 | 1398.21 | 1405.017 | 1382.813 | 1370.613 | 1370.233 | 1376.481 | 1390.298 | 1353.947 | 1367.724 | 1403.803 | 1425.139 | 1444.583 | 1447.269 | 1497.097 | 1508.133 | 1557.47 | 1557.356 | 1580.513 | 1621.196 | 1649.235 | 1714.969 | 1722.55 | 1799.922 | 1832.58 | 1811.531 | 1895.073 | 1919.497 | 1932.708 | 1966.682 | 2000.478
CanESM2-Base | Northwest | K-12 | Electric | N/A | Annual | N/A | SaEC*RegFr | Electricity Sales (NWPCC Region) | GWh | 1217.152 | 1211.94 | 1290.554 | 1220.338 | 1215.046 | 1278.075 | 1344.065 | 1436.603 | 1422.679 | 1424.803 | 1528.992 | 1510.822 | 1498.508 | 1614.973 | 1717.809 | 1636.815 | 1772.745 | 1597.938 | 1630.939 | 1680.409 | 1739.563 | 1804.237 | 1783.872 | 1845.348 | 1701.041 | 1869.887 | 1948.472 | 2051.787 | 2114.97 | 2251.119 | 2307.638 | 2363.16 | 2367.685 | 2328.835 | 2335.231 | 2283.885 | 2277.845 | 2236.27 | 2199.98 | 2173.431 | 2138.04 | 2130.563 | 2070.402 | 2037.915 | 2019.676 | 2008.241 | 2001.641 | 1961.208 | 1969.266 | 1953.288 | 1942.214 | 1898.354 | 1892.385 | 1876.372 | 1878.506 | 1881.63 | 1851.06 | 1878.653 | 1859.908 | 1842.344 | 1853.014 | 1848.319 | 1845.124 | 1844.798 | 1878.421
CanESM2-Base | Northwest | University | Electric | N/A | Annual | N/A | SaEC*RegFr | Electricity Sales (NWPCC Region) | GWh | 1445.122 | 1449.164 | 1518.091 | 1460.951 | 1540.918 | 1580.149 | 1684.499 | 1655.168 | 1782.98 | 1751.895 | 1864.193 | 1888.37 | 1931.289 | 1941.716 | 2055.686 | 1991.239 | 2110.583 | 2047.808 | 2027.127 | 2004.98 | 2033.627 | 2153.652 | 2191.884 | 2158.167 | 2112.729 | 2171.242 | 2140.226 | 2148.596 | 2101.161 | 2124.972 | 2076.611 | 2130.464 | 2157.736 | 2143.882 | 2178.397 | 2155.671 | 2172.091 | 2149.469 | 2133.607 | 2125.812 | 2114.812 | 2121.267 | 2061.313 | 2041.438 | 2035.446 | 2027.882 | 2020.234 | 1984.389 | 1995.897 | 1977.289 | 1976.639 | 1936.68 | 1929.519 | 1921.753 | 1921.412 | 1933.065 | 1903.844 | 1932.652 | 1918.802 | 1891.734 | 1913.982 | 1912.658 | 1907.688 | 1910.632 | 1937.147
CanESM2-Base | Northwest | Warehouse | Electric | N/A | Annual | N/A | SaEC*RegFr | Electricity Sales (NWPCC Region) | GWh | 1174.274 | 1217.874 | 1321.07 | 1378.084 | 1320.983 | 1413.721 | 1430.787 | 1600.533 | 1520.234 | 1623.596 | 1721.413 | 1757.635 | 1734.988 | 2016.041 | 2114.999 | 2045.879 | 2022.748 | 1828.906 | 1909.946 | 1990.185 | 2106.722 | 2079.075 | 2059.364 | 2126.039 | 1935.576 | 2083.281 | 2186.333 | 2330.563 | 2413.644 | 2569.09 | 2640.237 | 2715.314 | 2756.903 | 2731.646 | 2739.6 | 2696.848 | 2681.832 | 2642.454 | 2612.808 | 2593.269 | 2567.781 | 2565.711 | 2516.424 | 2496.492 | 2493.012 | 2492.259 | 2492.961 | 2466.931 | 2487.358 | 2482.751 | 2494.479 | 2472.571 | 2479.575 | 2486.63 | 2501.4 | 2529.83 | 2517.141 | 2566.932 | 2571.382 | 2558.396 | 2610.058 | 2630.083 | 2646.971 | 2676.108 | 2720.655
CanESM2-Base | Northwest | Supermarket | Electric | N/A | Annual | N/A | SaEC*RegFr | Electricity Sales (NWPCC Region) | GWh | 2401.691 | 2177.984 | 2320.765 | 2342.212 | 2373.942 | 2432.156 | 2529.137 | 2605.971 | 2672.916 | 2725.181 | 2861.429 | 2866.002 | 2872.5 | 3087.628 | 3264.774 | 3140.642 | 3151.844 | 2916.288 | 2953.098 | 2948.352 | 2940.061 | 3016.175 | 3062.161 | 3097.206 | 3063.019 | 3055.851 | 2978.133 | 2960.131 | 2855.002 | 2842.645 | 2727.098 | 2671.973 | 2598.849 | 2528.482 | 2489.352 | 2421.264 | 2384.679 | 2333.139 | 2293.605 | 2266.661 | 2243.436 | 2238.504 | 2205.698 | 2193.533 | 2201.162 | 2208.029 | 2220.952 | 2213.862 | 2241.318 | 2251.174 | 2271.822 | 2269.863 | 2291.038 | 2305.648 | 2327.779 | 2355.488 | 2361.663 | 2404.195 | 2418.937 | 2427.448 | 2466.313 | 2490.084 | 2512.497 | 2540.369 | 2583.326
CanESM2-Base | Northwest | MiniMart | Electric | N/A | Annual | N/A | SaEC*RegFr | Electricity Sales (NWPCC Region) | GWh | 748.0474 | 1099.025 | 1176.253 | 1188.221 | 1181.522 | 1221.081 | 1270.036 | 1330.687 | 1335.893 | 1375.756 | 1438.643 | 1435.957 | 1424.809 | 1568.401 | 1655.72 | 1586.906 | 1588.094 | 1450.041 | 1483.323 | 1490.647 | 1476.614 | 1553.914 | 1627.944 | 1593.102 | 1562.667 | 1615.294 | 1635.621 | 1682.38 | 1685.776 | 1741.63 | 1739.321 | 1704.074 | 1662.49 | 1617.284 | 1586.393 | 1544.996 | 1519.198 | 1486.01 | 1459.243 | 1437.876 | 1426.683 | 1424.055 | 1410.401 | 1405.731 | 1411.573 | 1417.184 | 1425.02 | 1426.645 | 1441.082 | 1449.605 | 1462.398 | 1466.487 | 1479.848 | 1490.814 | 1504.925 | 1522.387 | 1531.278 | 1554.633 | 1567.861 | 1579.091 | 1602.142 | 1619.775 | 1637.238 | 1656.876 | 1684.853
CanESM2-Base | Northwest | Restaurant | Electric | N/A | Annual | N/A | SaEC*RegFr | Electricity Sales (NWPCC Region) | GWh | 1418.641 | 1410.581 | 1467.893 | 1463.833 | 1522.006 | 1548.438 | 1592.765 | 1577.061 | 1647.887 | 1643.321 | 1706.651 | 1723.127 | 1736.31 | 1756.969 | 1821.731 | 1749.394 | 1790.046 | 1794.724 | 1822.759 | 1871.16 | 1903.338 | 1906.703 | 1947.443 | 1951.463 | 1874.529 | 1978.768 | 2038.461 | 2137.216 | 2181.295 | 2288.006 | 2322.237 | 2296.462 | 2253.346 | 2230.836 | 2252.547 | 2231.224 | 2239.835 | 2220.571 | 2209.304 | 2207.894 | 2209.14 | 2229.134 | 2209.761 | 2214.416 | 2244.643 | 2270.17 | 2302.334 | 2310.15 | 2360.562 | 2382.839 | 2424.102 | 2432.229 | 2469.454 | 2501.501 | 2540.79 | 2585.26 | 2599.435 | 2661.828 | 2686.784 | 2698.079 | 2757.902 | 2793.491 | 2825.451 | 2865.835 | 2909.636
CanESM2-Base | Northwest | Lodging | Electric | N/A | Annual | N/A | SaEC*RegFr | Electricity Sales (NWPCC Region) | GWh | 2459.748 | 2392.372 | 2552.789 | 2565.873 | 2700.401 | 2727.55 | 2778.287 | 2762.654 | 2900.383 | 2854.097 | 3052.175 | 3111.99 | 3183.623 | 3230.716 | 3407.897 | 3275.267 | 3293.1 | 3165.11 | 3147.286 | 3118.556 | 3202.876 | 3297.616 | 3335.357 | 3295.016 | 3187.613 | 3118.477 | 2981.558 | 2887.758 | 2726.954 | 2649.454 | 2466.582 | 2507.772 | 2525.66 | 2497.18 | 2509.491 | 2470.003 | 2478.21 | 2436.172 | 2407.288 | 2392.802 | 2364.23 | 2386.58 | 2350.757 | 2325.71 | 2324.107 | 2341.463 | 2371.834 | 2346.266 | 2392.885 | 2407.756 | 2422.271 | 2397.756 | 2430.47 | 2433.384 | 2478.679 | 2503.206 | 2491.238 | 2563.206 | 2561.56 | 2576.51 | 2608.028 | 2626.102 | 2648.458 | 2672.994 | 2715.205
CanESM2-Base | Northwest | Hospital | Electric | N/A | Annual | N/A | SaEC*RegFr | Electricity Sales (NWPCC Region) | GWh | 1074.78 | 1080.977 | 1117.856 | 1096.03 | 1207.817 | 1205.154 | 1296.592 | 1213.788 | 1361.962 | 1320.529 | 1396.421 | 1431.788 | 1504.827 | 1469.443 | 1569.83 | 1540.21 | 1613.472 | 1618.054 | 1586.822 | 1592.015 | 1600.684 | 1686.964 | 1764.243 | 1710.833 | 1649.285 | 1853.788 | 2000.955 | 2186.952 | 2316.792 | 2523.4 | 2647.485 | 2673.581 | 2667.808 | 2707.108 | 2812.717 | 2819.497 | 2872.43 | 2890.932 | 2924.433 | 2963.576 | 3016.633 | 3096.975 | 3087.402 | 3130.679 | 3197.724 | 3257.951 | 3311.981 | 3325.038 | 3400.315 | 3424.621 | 3484.987 | 3488.579 | 3537.195 | 3590.465 | 3650.555 | 3738.243 | 3758.709 | 3871.975 | 3920.763 | 3939.8 | 4054.374 | 4125.851 | 4189.498 | 4270.85 | 4288.437
CanESM2-Base | Northwest | OtherHealth | Electric | N/A | Annual | N/A | SaEC*RegFr | Electricity Sales (NWPCC Region) | GWh | 1996.843 | 2001.095 | 2090.886 | 2057.824 | 2229.574 | 2223.343 | 2361.032 | 2238.978 | 2487.486 | 2377.518 | 2543.382 | 2577.877 | 2686.142 | 2654.753 | 2844.238 | 2771.905 | 2917.001 | 2880.779 | 2852.578 | 2868.422 | 2970.608 | 3086.313 | 3085.271 | 3053.644 | 2944.275 | 2835.548 | 2630.46 | 2472.198 | 2247.616 | 2098.296 | 1878.092 | 1931.638 | 1962.881 | 1979.185 | 2061.862 | 2081.701 | 2129.123 | 2123.836 | 2128.477 | 2147.1 | 2162.595 | 2207.975 | 2176.757 | 2182.801 | 2205.777 | 2230.711 | 2252.505 | 2231.577 | 2268.474 | 2266.114 | 2283.33 | 2253.455 | 2265 | 2274.901 | 2297.798 | 2336.496 | 2317.866 | 2382.889 | 2384.133 | 2368.729 | 2422.741 | 2442.075 | 2457.65 | 2484.644 | 2497.615
CanESM2-Base | Northwest | Assembly | Electric | N/A | Annual | N/A | SaEC*RegFr | Electricity Sales (NWPCC Region) | GWh | 2051.725 | 2075.917 | 2214.487 | 2217.862 | 2243.421 | 2327.368 | 2399.358 | 2496.382 | 2500.423 | 2551.733 | 2724.617 | 2759.124 | 2795.558 | 3036.696 | 3233.154 | 3143.108 | 3174.829 | 3039.901 | 3138.589 | 3135.845 | 3224.806 | 3355.846 | 3377.629 | 3359.835 | 3229.406 | 3485.779 | 3664.894 | 3917.494 | 4057.212 | 4331.157 | 4466.399 | 4476.144 | 4441.5 | 4411.045 | 4442.393 | 4382.656 | 4382.466 | 4371.064 | 4348.749 | 4339.471 | 4335.813 | 4364.223 | 4330.122 | 4358.641 | 4417.361 | 4468.763 | 4516.984 | 4530.682 | 4614.648 | 4658.595 | 4732.839 | 4759.69 | 4826.76 | 4901.297 | 4971.297 | 5064.709 | 5104.701 | 5224.119 | 5288.045 | 5328.141 | 5454.865 | 5540.833 | 5623.687 | 5722.634 | 5781.747
CanESM2-Base | Northwest | Other | Electric | N/A | Annual | N/A | SaEC*RegFr | Electricity Sales (NWPCC Region) | GWh | 3175.083 | 3206.346 | 3420.889 | 3430.737 | 3541.819 | 3636.893 | 3779.855 | 3853.872 | 3970.995 | 3990.075 | 4298.723 | 4371.764 | 4478.241 | 4764.606 | 5101.003 | 4957.515 | 5028.868 | 4815.285 | 4891.271 | 4833.556 | 5029.719 | 5201.219 | 5111.12 | 5155.847 | 4955.977 | 4896.869 | 4728.281 | 4645.558 | 4429.188 | 4349.307 | 4133.725 | 4294.409 | 4410.194 | 4449.905 | 4557.717 | 4547.734 | 4596.276 | 4591.403 | 4593.506 | 4611.338 | 4645.856 | 4719.185 | 4688.3 | 4714.895 | 4785.547 | 4853.449 | 4922.652 | 4930.613 | 5025.98 | 5065.3 | 5141.692 | 5138.667 | 5206.36 | 5281.697 | 5359.073 | 5462.092 | 5487.696 | 5631.001 | 5685.161 | 5711.656 | 5852.567 | 5936.113 | 6015.912 | 6116.328 | 6206.479
CanESM2-Base | Northwest | Food & Tobacco | Electric | N/A | Annual | N/A | SaEC*RegFr | Electricity Sales (NWPCC Region) | GWh | 2355.979 | 2674.294 | 2748.944 | 2728.353 | 2714.737 | 3073.508 | 3064.487 | 3242.119 | 3154.427 | 3300.074 | 3330.577 | 3207.091 | 3439.137 | 3409.609 | 3572.177 | 2866.687 | 2335.118 | 3007.019 | 3265.622 | 3498.896 | 3529.07 | 3397.816 | 3104.016 | 2966.464 | 3433.171 | 4201.474 | 4757.426 | 5365.752 | 3228.287 | 6330.079 | 7821.254 | 7939.438 | 7970.43 | 8028.71 | 8021.247 | 7980.422 | 7962.413 | 7914.662 | 7879.788 | 7856.803 | 7832.228 | 7789.057 | 7751.476 | 7707.247 | 7666.231 | 7630.476 | 7597.851 | 7560.29 | 7531.919 | 7505.924 | 7480.054 | 7447.083 | 7426.651 | 7395.811 | 7374.134 | 7336.283 | 7299.029 | 7265.51 | 7230.153 | 7195.162 | 7196.484 | 7197.207 | 7200.986 | 7205.385 | 7234.068
CanESM2-Base | Northwest | Textiles | Electric | N/A | Annual | N/A | SaEC*RegFr | Electricity Sales (NWPCC Region) | GWh | 115.1777 | 132.3582 | 138.1315 | 169.3038 | 192.174 | 233.8109 | 218.6356 | 225.8421 | 225.056 | 217.8012 | 200.9031 | 193.6117 | 183.1981 | 184.3521 | 208.4535 | 175.0936 | 154.4604 | 168.655 | 173.5161 | 187.0248 | 184.4791 | 172.9105 | 158.7927 | 152.3528 | 166.2865 | 151.124 | 128.7807 | 107.8503 | 161.0814 | 64.7445 | 58.5446 | 57.859 | 61.566 | 64.9908 | 69.2914 | 73.6145 | 76.0406 | 77.4736 | 77.6454 | 77.1119 | 71.7112 | 68.9805 | 67.0638 | 65.3818 | 63.799 | 62.8547 | 61.3652 | 60.0555 | 58.5701 | 56.4478 | 54.3186 | 53.1434 | 51.0055 | 49.9144 | 47.9997 | 46.643 | 44.5507 | 41.828 | 40.1019 | 38.2746 | 37.1922 | 36.4699 | 35.7612 | 34.9906 | 34.4923
CanESM2-Base | Northwest | Apparel | Electric | N/A | Annual | N/A | SaEC*RegFr | Electricity Sales (NWPCC Region) | GWh | 71.4864 | 75.3374 | 88.1719 | 77.0614 | 81.4575 | 90.7241 | 113.2046 | 147.7834 | 123.9453 | 150.7495 | 126.1266 | 69.894 | 82.4907 | 89.8714 | 89.7133 | 64.1289 | 54.125 | 66.0535 | 73.6256 | 80.1004 | 79.511 | 72.0598 | 66.7796 | 68.7007 | 80.047 | 70.9687 | 55.1009 | 43.6115 | 74.6374 | 17.7353 | 5.2335 | 10.2392 | 14.6027 | 18.833 | 22.2666 | 25.8341 | 28.8728 | 27.5806 | 26.5287 | 25.7149 | 24.9873 | 21.0322 | 20.3657 | 19.2884 | 18.9762 | 18.3137 | 17.8473 | 17.2231 | 16.9564 | 16.3633 | 15.9512 | 15.391 | 14.9585 | 14.5824 | 13.618 | 13.1744 | 12.6876 | 11.9374 | 11.4793 | 11.0324 | 10.7332 | 10.3069 | 9.8581 | 9.586 | 9.1978
CanESM2-Base | Northwest | Lumber | Electric | N/A | Annual | N/A | SaEC*RegFr | Electricity Sales (NWPCC Region) | GWh | 5303.39 | 5312.819 | 5512.789 | 5950.089 | 5654.262 | 5597.051 | 5165.151 | 5544.616 | 4978.315 | 5372.416 | 5246.465 | 5340.708 | 5751.687 | 5718.514 | 5846.432 | 5219.593 | 4742.898 | 5442.521 | 5767.773 | 6074.766 | 5978.292 | 5665.5 | 5245.159 | 5000.618 | 5662.307 | 5421.546 | 4965.056 | 4652.252 | 5331.621 | 4221.708 | 3722.121 | 4023.293 | 4385.781 | 4658.084 | 4840.887 | 5026.722 | 5151.172 | 5018.555 | 4910.15 | 4790.031 | 4701.62 | 4597.284 | 4499.704 | 4399.055 | 4290.523 | 4175.888 | 4085.558 | 3991.87 | 3884.867 | 3789.135 | 3686.094 | 3593.201 | 3510.216 | 3417.358 | 3323.895 | 3228.547 | 3134.585 | 3044.052 | 2956.663 | 2870.646 | 2811.044 | 2754.202 | 2696.615 | 2642.052 | 2569.874
CanESM2-Base | Northwest | Furniture | Electric | N/A | Annual | N/A | SaEC*RegFr | Electricity Sales (NWPCC Region) | GWh | 146.6464 | 154.7184 | 180.0755 | 213.9444 | 237.925 | 232.8075 | 265.9368 | 315.4198 | 315.0186 | 320.5071 | 302.3708 | 329.8058 | 348.8402 | 342.4014 | 368.6024 | 291.8001 | 258.1509 | 295.3908 | 304.9489 | 315.1372 | 316.0354 | 300.0417 | 280.2278 | 272.0535 | 291.7152 | 266.8757 | 231.4568 | 201.0299 | 287.3595 | 136.0892 | 115.8897 | 118.6503 | 123.9889 | 130.6754 | 137.6365 | 143.3306 | 149.0406 | 150.8202 | 153.1728 | 154.4172 | 153.4528 | 152.953 | 152.5266 | 152.269 | 152.5728 | 153.3678 | 152.7841 | 153.6881 | 154.3246 | 155.0275 | 156.3855 | 156.726 | 157.6828 | 158.3778 | 158.2847 | 158.3576 | 158.7545 | 159.0049 | 159.3187 | 159.5926 | 161.015 | 162.4446 | 164.0109 | 165.3359 | 167.323
CanESM2-Base | Northwest | Paper | Electric | N/A | Annual | N/A | SaEC*RegFr | Electricity Sales (NWPCC Region) | GWh | 4720.631 | 5112.733 | 5365.68 | 5127.366 | 5382.737 | 5868.318 | 5271.437 | 5447.679 | 5278.71 | 4909.229 | 4086.363 | 3931.057 | 4683.795 | 4801.005 | 4865.54 | 4505.945 | 3634.579 | 4466.569 | 4939.846 | 5447.781 | 5468.041 | 4811.533 | 4528.859 | 4781.013 | 5451.647 | 5797.633 | 5683.122 | 5740.504 | 5309.119 | 5558.374 | 6716.766 | 6843.164 | 6711.384 | 6587.05 | 6487.705 | 6408.472 | 6345.012 | 6181.286 | 6086.609 | 5948.602 | 5821.399 | 5680.668 | 5570.439 | 5441.902 | 5312.338 | 5208.29 | 5100.245 | 4981.854 | 4889.301 | 4782.377 | 4677.579 | 4588.406 | 4498.142 | 4399.942 | 4305.063 | 4211.035 | 4115.325 | 4028.69 | 3940.926 | 3854.36 | 3789.062 | 3726.472 | 3666.757 | 3608.791 | 3556.895
CanESM2-Base | Northwest | Printing | Electric | N/A | Annual | N/A | SaEC*RegFr | Electricity Sales (NWPCC Region) | GWh | 449.2527 | 504.8596 | 536.408 | 540.2011 | 607.9608 | 628.2805 | 633.7935 | 679.9368 | 611.2075 | 689.4044 | 655.1379 | 827.9261 | 878.9919 | 892.2737 | 932.8459 | 755.3496 | 653.902 | 752.5679 | 802.7296 | 869.1736 | 878.2122 | 826.4367 | 786.9035 | 774.3806 | 836.6941 | 768.4979 | 662.5622 | 574.1066 | 825.5642 | 399.2027 | 335.09 | 332.7705 | 330.2585 | 327.7918 | 327.5131 | 327.1959 | 329.0228 | 324.5211 | 317.5168 | 312.2366 | 308.2502 | 301.579 | 298.1816 | 292.752 | 289.6921 | 286.5056 | 282.9555 | 279.5692 | 274.0654 | 270.7334 | 266.4908 | 263.0923 | 259.4436 | 255.2938 | 249.6936 | 244.3387 | 241.1163 | 236.8107 | 232.824 | 229.0933 | 224.9646 | 221.3554 | 217.4776 | 213.892 | 212.5526
CanESM2-Base | Northwest | Chemicals | Electric | N/A | Annual | N/A | SaEC*RegFr | Electricity Sales (NWPCC Region) | GWh | 2022.896 | 2185.57 | 2240.342 | 2159.066 | 2547.348 | 2046.939 | 1909.924 | 2029.814 | 2217.613 | 1912.996 | 1895.273 | 1861.993 | 2139.795 | 2177.119 | 2240.256 | 1859.476 | 1534.119 | 1888.02 | 2042.623 | 2220.177 | 2253.534 | 2104.412 | 2003.969 | 2015.492 | 2223.517 | 2614.427 | 2855.53 | 3114.199 | 2191.42 | 3430.03 | 4244.649 | 4339.493 | 4522.039 | 4593.291 | 4677.933 | 4806.537 | 4848.774 | 4922.343 | 4971.334 | 5080.27 | 5113.576 | 5092.061 | 5071.762 | 5096.276 | 5125.395 | 5141.564 | 5185.282 | 5214.627 | 5227.009 | 5224.727 | 5203.899 | 5228.931 | 5205.161 | 5211.935 | 5250.602 | 5255.003 | 5290.812 | 5275.675 | 5285.854 | 5294.909 | 5358.022 | 5420.061 | 5484.595 | 5550.173 | 5637.583
CanESM2-Base | Northwest | Petroleum Products | Electric | N/A | Annual | N/A | SaEC*RegFr | Electricity Sales (NWPCC Region) | GWh | 1666.716 | 1728.25 | 1685.036 | 1927.986 | 2292.788 | 2041.942 | 1760.653 | 1733.937 | 1760.559 | 1524.185 | 1224.056 | 1004.344 | 1715.695 | 1826.662 | 1819.885 | 1165.805 | 1104.136 | 1366.408 | 1497.202 | 1627.11 | 1654.574 | 1604.841 | 1481.517 | 1562.831 | 1744.968 | 1823.425 | 1806.085 | 1880.719 | 1671.188 | 1981.51 | 2276.982 | 2398.146 | 2478.382 | 2501.655 | 2494.525 | 2449.828 | 2398.063 | 2283.883 | 2176.696 | 2073.829 | 1986.769 | 1903.522 | 1821.592 | 1745.963 | 1670.772 | 1589.077 | 1527.374 | 1466.735 | 1405.318 | 1346.844 | 1291.959 | 1238.447 | 1190.326 | 1135.608 | 1086.396 | 1044.489 | 994.5275 | 952.5615 | 911.7823 | 871.2641 | 840.9097 | 811.4279 | 783.4742 | 755.8617 | 731.7504
CanESM2-Base | Northwest | Rubber | Electric | N/A | Annual | N/A | SaEC*RegFr | Electricity Sales (NWPCC Region) | GWh | 674.2296 | 729.2229 | 751.2721 | 860.4503 | 1017.009 | 1068.538 | 1135.651 | 1305.359 | 1370.044 | 1474.018 | 1420.581 | 1466.534 | 1521.856 | 1524.774 | 1574.616 | 1292.549 | 1109.872 | 1311.479 | 1410.619 | 1524.919 | 1548.047 | 1448.388 | 1408.379 | 1376.428 | 1468.705 | 1310.311 | 1088.026 | 887.3836 | 1466.276 | 488.6369 | 344.662 | 357.0207 | 379.4213 | 397.689 | 419.627 | 439.7646 | 456.7235 | 451.9758 | 446.3614 | 443.0482 | 438.6387 | 435.0353 | 433.166 | 431.0329 | 428.067 | 425.9127 | 422.6289 | 420.8459 | 419.9171 | 420.14 | 420.1384 | 418.3619 | 417.2883 | 416.3654 | 417.1357 | 415.477 | 414.8246 | 412.2253 | 411.0533 | 409.4474 | 408.8417 | 408.4152 | 407.8619 | 407.8173 | 408.4508
CanESM2-Base | Northwest | Leather | Electric | N/A | Annual | N/A | SaEC*RegFr | Electricity Sales (NWPCC Region) | GWh | 11.6636 | 15.6228 | 12.8687 | 7.6847 | 9.5944 | 10.443 | 11.4994 | 19.3936 | 16.3815 | 16.7711 | 13.1917 | 10.6244 | 12.677 | 16.8762 | 18.5603 | 10.1965 | 9.5786 | 11.0823 | 11.4667 | 12.3185 | 12.5201 | 12.4858 | 11.646 | 11.9652 | 11.5806 | 9.9082 | 9.4946 | 5.9293 | 12.5057 | 3.7745 | 3.4897 | 4.323 | 5.2464 | 5.7881 | 6.1222 | 6.2808 | 6.6005 | 6.1705 | 5.6573 | 5.5208 | 5.1865 | 4.8696 | 4.3554 | 3.1027 | 2.7881 | 2.2538 | 2.1906 | 2.0508 | 1.7778 | 1.729 | 1.5435 | 1.4374 | 1.218 | 1.137 | 1.0295 | 0.9439 | 0.9184 | 0.8062 | 0.7307 | 0.6692 | 0.5864 | 0.531 | 0.5163 | 0.502 | 0.4795
CanESM2-Base | Northwest | Stone, Clay, etc. | Electric | N/A | Annual | N/A | SaEC*RegFr | Electricity Sales (NWPCC Region) | GWh | 1434.92 | 1590.732 | 1838.906 | 1897.542 | 2096.343 | 2215.188 | 2128.446 | 2171.897 | 2235.665 | 2257.213 | 2022.646 | 1850.786 | 2260.436 | 2349.719 | 2304.523 | 1713.883 | 1554.134 | 1852.229 | 1957.193 | 2065.175 | 2097.589 | 1987.468 | 1920.41 | 1934.59 | 2032.802 | 2246.505 | 2335.885 | 2488.552 | 2064.866 | 2731.187 | 3187.264 | 3223.045 | 3224.646 | 3180.706 | 3127.189 | 3097.582 | 3044.826 | 3037.989 | 3032.548 | 3039.092 | 3013.966 | 2984.613 | 2938.042 | 2883.869 | 2837.233 | 2790.509 | 2745.547 | 2705.601 | 2651.019 | 2609.34 | 2576.674 | 2546.298 | 2484.221 | 2440.063 | 2409.318 | 2375.366 | 2346.369 | 2305.65 | 2272.726 | 2239.927 | 2227.328 | 2215.112 | 2202.453 | 2191.305 | 2184.854
CanESM2-Base | Northwest | Aluminum | Electric | N/A | Annual | N/A | SaEC*RegFr | Electricity Sales (NWPCC Region) | GWh | 18338.15 | 20532.97 | 24790.54 | 25523.21 | 26181.12 | 25668.87 | 24064.49 | 20504.73 | 18478.26 | 20126.81 | 22386.28 | 22970.52 | 23587.59 | 23775.63 | 20849.08 | 2293.979 | 3283.404 | 3573.509 | 2624.743 | 3952.022 | 4091.325 | 6287.356 | 5250.961 | 4506.624 | 4982.016 | 5263.013 | 5789.801 | 5795.487 | 6003.224 | 6000 | 280.7737 | 280.7737 | 652.386 | 652.386 | 3601.407 | 3601.407 | 3601.407 | 3601.407 | 3601.407 | 3601.407 | 3601.407 | 3601.407 | 3601.407 | 3601.407 | 3601.407 | 3601.407 | 3601.407 | 3601.407 | 3601.407 | 3601.407 | 3601.407 | 3601.407 | 3601.407 | 3601.407 | 3601.407 | 3601.407 | 3601.407 | 3601.407 | 3601.407 | 3601.407 | 3601.407 | 3601.407 | 3601.407 | 3601.407 | 3601.407
CanESM2-Base | Northwest | Other Primary Metals | Electric | N/A | Annual | N/A | SaEC*RegFr | Electricity Sales (NWPCC Region) | GWh | 406.8272 | 288.776 | 375.333 | 388.5149 | 394.303 | 415.433 | 541.3927 | 516.3497 | 605.862 | 254.6647 | 294.7476 | 341.0638 | 369.345 | 334.0137 | 548.2673 | 751.8126 | 331.4327 | 657.3539 | 733.6451 | 780.7144 | 838.6406 | 994.8969 | 875.3617 | 829.3932 | 836.3577 | 763.449 | 698.9089 | 666.8083 | 893.2704 | 534.1696 | 486.0913 | 507.2918 | 492.747 | 470.5838 | 459.3724 | 445.977 | 431.7584 | 427.277 | 426.8379 | 418.4965 | 415.2161 | 412.2531 | 408.8972 | 406.5246 | 404.2561 | 404.5978 | 398.8482 | 397.3689 | 396.8476 | 399.8188 | 397.7581 | 402.0447 | 398.1974 | 395.8602 | 390.9427 | 389.4172 | 388.9262 | 386.4736 | 385.3939 | 384.945 | 385.0404 | 385.8264 | 386.3255 | 387.3381 | 390.2148
CanESM2-Base | Northwest | Fabricated Metals | Electric | N/A | Annual | N/A | SaEC*RegFr | Electricity Sales (NWPCC Region) | GWh | 953.5944 | 944.111 | 1059.979 | 1254.263 | 1367.014 | 1375.36 | 1269.033 | 1385.695 | 1403.375 | 1484.75 | 1391.666 | 1697.282 | 1814.939 | 1864.231 | 1921.167 | 1497.748 | 1261.807 | 1457.829 | 1545.478 | 1631.956 | 1692.688 | 1587.284 | 1531.969 | 1509.881 | 1680.392 | 1618.395 | 1459.975 | 1337.888 | 1627.323 | 1078.595 | 1068.188 | 1107.695 | 1149.971 | 1182.301 | 1208.772 | 1227.158 | 1247.723 | 1243.176 | 1239.548 | 1233.162 | 1221.663 | 1214.746 | 1210.575 | 1204.432 | 1198.142 | 1194.172 | 1182.912 | 1177.015 | 1170.758 | 1165.39 | 1159.185 | 1155.162 | 1148.496 | 1138.083 | 1128.676 | 1118.951 | 1110.92 | 1104.565 | 1096.833 | 1089.695 | 1089.63 | 1090.082 | 1090.528 | 1091.262 | 1095.615
CanESM2-Base | Northwest | Machines & Computer | Electric | N/A | Annual | N/A | SaEC*RegFr | Electricity Sales (NWPCC Region) | GWh | 1493.917 | 1613.231 | 1838.737 | 2158.943 | 2222.523 | 2053.834 | 2258.662 | 2589.741 | 2309.323 | 2865.53 | 3049.87 | 2794.758 | 2806.837 | 2728.793 | 2670.875 | 2035.546 | 1679.038 | 2325.104 | 2469.536 | 2487.445 | 2547.241 | 2505.836 | 2482.361 | 2295.136 | 2557.236 | 2174.855 | 1733.157 | 1285.608 | 2440.609 | 445.2715 | 70.8226 | 174.2397 | 277.8228 | 383.95 | 490.3528 | 595.996 | 703.7025 | 706.0346 | 708.6365 | 712.2957 | 712.8832 | 716.456 | 718.2517 | 720.5056 | 721.2117 | 718.8124 | 716.4799 | 714.2927 | 709.5298 | 705.1551 | 702.4225 | 701.5286 | 699.7322 | 696.4541 | 693.6795 | 691.8904 | 690.8735 | 690.5662 | 689.8928 | 689.4922 | 696.7382 | 704.3964 | 712.4972 | 721.0737 | 731.9163
CanESM2-Base | Northwest | Electric Equipment | Electric | N/A | Annual | N/A | SaEC*RegFr | Electricity Sales (NWPCC Region) | GWh | 569.8009 | 673.8625 | 721.259 | 741.0137 | 927.8859 | 985.9036 | 1034.361 | 1155.107 | 1138.425 | 1400.455 | 1377.476 | 1464.299 | 1391.38 | 1353.652 | 1536.812 | 1283.43 | 1114.846 | 1236.351 | 1309.423 | 1414.93 | 1466.545 | 1415.23 | 1339.31 | 1260.372 | 1364.251 | 1989.598 | 2547.395 | 3110.403 | 1332.46 | 4152.569 | 4754.725 | 4763.749 | 4819.158 | 4782.002 | 4695.713 | 4618.722 | 4551.33 | 4619.535 | 4646.994 | 4674.636 | 4708.945 | 4754.516 | 4779.382 | 4801.734 | 4799.424 | 4800.507 | 4812.026 | 4811.325 | 4794.831 | 4781.088 | 4758.262 | 4749.589 | 4731.374 | 4716.428 | 4702.519 | 4700.857 | 4698.638 | 4704.992 | 4708.031 | 4706.98 | 4742.832 | 4773.663 | 4809.969 | 4844.187 | 4895.759
CanESM2-Base | Northwest | Transport Equipment | Electric | N/A | Annual | N/A | SaEC*RegFr | Electricity Sales (NWPCC Region) | GWh | 2704.744 | 2871.063 | 3313.675 | 3594.595 | 4832.531 | 5241.431 | 4936.971 | 5428.669 | 4811.429 | 4768.304 | 3588.12 | 4254.75 | 5178.854 | 5664.009 | 5270.904 | 4344.161 | 3287.699 | 3953.901 | 4443.794 | 4867.377 | 5029.389 | 4267.318 | 4222.224 | 4655.91 | 5363.193 | 5020.995 | 4181.122 | 3524.181 | 5209.696 | 2206.526 | 2057.177 | 2041.61 | 2157.445 | 2328.36 | 2512.006 | 2671.655 | 2800.07 | 2831.763 | 2875.534 | 2926.728 | 2970.914 | 3019.353 | 3064.287 | 3120.431 | 3193.855 | 3272.675 | 3342.693 | 3412.055 | 3474.686 | 3541.372 | 3618.071 | 3685.341 | 3756.392 | 3810.415 | 3880.765 | 3966.859 | 4055.344 | 4158.91 | 4256.902 | 4358.455 | 4337.313 | 4353.498 | 4351.689 | 4350.396 | 4343.278
CanESM2-Base | Northwest | Other Manufacturing | Electric | N/A | Annual | N/A | SaEC*RegFr | Electricity Sales (NWPCC Region) | GWh | 606.0682 | 644.9624 | 654.3343 | 740.8505 | 837.1777 | 800.4592 | 855.8696 | 915.3652 | 864.1016 | 920.3774 | 806.2997 | 800.929 | 872.9204 | 904.9557 | 942.4648 | 767.5504 | 654.9372 | 734.4387 | 796.2887 | 871.9477 | 883.525 | 812.7704 | 767.2905 | 776.6636 | 856.5417 | 794.3359 | 683.8405 | 593.3907 | 835.2644 | 410.5973 | 362.3246 | 359.0081 | 374.6645 | 398.6497 | 428.0886 | 454.5975 | 483.444 | 493.0907 | 505.9173 | 514.59 | 517.3378 | 526.6494 | 533.0881 | 539.8348 | 548.8267 | 557.9346 | 560.3846 | 567.7526 | 578.6625 | 585.871 | 596.8189 | 604.4271 | 610.0275 | 623.3869 | 634.4476 | 642.1692 | 648.6666 | 655.9908 | 663.6528 | 671.3353 | 682.4664 | 694.0523 | 705.8814 | 718.2104 | 732.3718
CanESM2-Base | Northwest | Data Centers | Electric | N/A | Annual | N/A | SaEC*RegFr | Electricity Sales (NWPCC Region) | GWh | 0 | 0 | 0 | 0 | 0 | 0 | 0 | 0 | 0 | 0 | 0 | 0 | 0 | 0 | 0 | 0 | 0 | 0 | 0 | 0 | 0 | 0 | 2627.99 | 2627.99 | 2627.99 | 2785.698 | 2952.784 | 3129.982 | 3302.315 | 3450.792 | 3768.24 | 3919.02 | 4036.515 | 4157.685 | 4240.845 | 5285.685 | 5539.84 | 5795.625 | 6051.725 | 6307.35 | 6519.35 | 6730.35 | 6942.35 | 7153.35 | 7365.35 | 7577.35 | 7788.35 | 8000.35 | 8211.35 | 8423.35 | 8635.35 | 8846.35 | 9058.35 | 9269.35 | 9481.35 | 9692.35 | 9904.35 | 10116.35 | 10327.35 | 10539.35 | 10750.35 | 10962.35 | 11173.35 | 11385.35 | 11597.35
CanESM2-Base | Northwest | Agriculture | Electric | N/A | Annual | N/A | SaEC*RegFr | Electricity Sales (NWPCC Region) | GWh | 5842.921 | 6342.24 | 6631.321 | 6526.201 | 6867.838 | 6631.319 | 7358.4 | 5930.52 | 7174.44 | 6324.72 | 6456.12 | 6631.32 | 5623.92 | 6053.16 | 6272.16 | 7358.401 | 7237.542 | 6181.056 | 5902.098 | 5448.483 | 5606.419 | 6484.005 | 6327.854 | 6122.522 | 5564.985 | 5655.608 | 6539.48 | 6644.081 | 7506.331 | 8051.596 | 7769.856 | 7672.92 | 7697.316 | 7786.645 | 7830.082 | 7909.732 | 7987.342 | 8045.413 | 8086.72 | 8150.451 | 8147.578 | 8136.131 | 8157.854 | 8166.036 | 8231.39 | 8258.729 | 8273.262 | 8306.372 | 8345.528 | 8434.482 | 8492.175 | 8548.021 | 8605.754 | 8666.826 | 8748.528 | 8822.762 | 8894.452 | 8958.397 | 9027.827 | 9096.617 | 9183.636 | 9272.129 | 9362.804 | 9454.772 | 9578.178
CanESM2-Base | Northwest | Passenger | Electric | N/A | Annual | N/A | SaEC*RegFr | Electricity Sales (NWPCC Region) | GWh | 19.7531 | 19.7531 | 20.0088 | 21.2869 | 21.7982 | 25.1214 | 26.3996 | 25.3771 | 25.8883 | 27.9334 | 25.1214 | 25.6327 | 28.7003 | 46.339 | 47.1059 | 46.8503 | 47.8728 | 50.4292 | 50.1735 | 51.4517 | 52.4742 | 52.7299 | 53.2411 | 57.3331 | 60.5466 | 68.1249 | 82.1119 | 113.6726 | 151.0747 | 173.5067 | 212.6819 | 266.3104 | 324.5547 | 390.7857 | 459.331 | 539.9602 | 638.6727 | 759.5494 | 912.6443 | 1078.786 | 1259.127 | 1455.588 | 1667.535 | 1898.172 | 2150.046 | 2423.263 | 2718.827 | 3039.727 | 3385.211 | 3757.471 | 4159.996 | 4590.056 | 5050.146 | 5541.784 | 6067.015 | 6623.386 | 7215.09 | 7836.353 | 8488.586 | 9168.636 | 9877.762 | 10611.34 | 11371.69 | 12111.97 | 13024.79
CanESM2-Base | Northwest | Freight | Electric | N/A | Annual | N/A | SaEC*RegFr | Electricity Sales (NWPCC Region) | GWh | 0 | 0 | 0 | 0 | 0 | 0 | 0 | 0 | 0 | 0 | 0 | 0 | 0 | 0 | 0 | 0 | 0 | 0 | 0 | 0 | 0 | 0 | 0 | 0 | 0 | 0 | 0 | 0 | 0 | 0 | 0 | 0 | 0 | 0 | 0 | 0 | 0 | 0 | 0 | 0 | 0 | 0 | 0 | 0 | 0 | 0 | 0 | 0 | 0 | 0 | 0 | 0 | 0 | 0 | 0 | 0 | 0 | 0 | 0 | 0 | 0 | 0 | 0 | 0 | 0
CanESM2-Base | Northwest | Air Passenger | Electric | N/A | Annual | N/A | SaEC*RegFr | Electricity Sales (NWPCC Region) | GWh | 0 | 0 | 0 | 0 | 0 | 0 | 0 | 0 | 0 | 0 | 0 | 0 | 0 | 0 | 0 | 0 | 0 | 0 | 0 | 0 | 0 | 0 | 0 | 0 | 0 | 0 | 0 | 0 | 0 | 0 | 0 | 0 | 0 | 0 | 0 | 0 | 0 | 0 | 0 | 0 | 0 | 0 | 0 | 0 | 0 | 0 | 0 | 0 | 0 | 0 | 0 | 0 | 0 | 0 | 0 | 0 | 0 | 0 | 0 | 0 | 0 | 0 | 0 | 0 | 0
CanESM2-Base | Northwest | Air Freight | Electric | N/A | Annual | N/A | SaEC*RegFr | Electricity Sales (NWPCC Region) | GWh | 0 | 0 | 0 | 0 | 0 | 0 | 0 | 0 | 0 | 0 | 0 | 0 | 0 | 0 | 0 | 0 | 0 | 0 | 0 | 0 | 0 | 0 | 0 | 0 | 0 | 0 | 0 | 0 | 0 | 0 | 0 | 0 | 0 | 0 | 0 | 0 | 0 | 0 | 0 | 0 | 0 | 0 | 0 | 0 | 0 | 0 | 0 | 0 | 0 | 0 | 0 | 0 | 0 | 0 | 0 | 0 | 0 | 0 | 0 | 0 | 0 | 0 | 0 | 0 | 0
CanESM2-Base | Northwest | Off Road | Electric | N/A | Annual | N/A | SaEC*RegFr | Electricity Sales (NWPCC Region) | GWh | 0 | 0 | 0 | 0 | 0 | 0 | 0 | 0 | 0 | 0 | 0 | 0 | 0 | 0 | 0 | 0 | 0 | 0 | 0 | 0 | 0 | 0 | 0 | 0 | 0 | 0 | 0 | 0 | 0 | 0 | 0 | 0 | 0 | 0 | 0 | 0 | 0 | 0 | 0 | 0 | 0 | 0 | 0 | 0 | 0 | 0 | 0 | 0 | 0 | 0 | 0 | 0 | 0 | 0 | 0 | 0 | 0 | 0 | 0 | 0 | 0 | 0 | 0 | 0 | 0
CanESM2-Base | Northwest | Miscellaneous (Water Supply) | Electric | N/A | Annual | N/A | SaEC*RegFr | Electricity Sales (NWPCC Region) | GWh | 1099.736 | 1095.926 | 1097.86 | 1102.755 | 1113.658 | 1114.771 | 1122.597 | 1128.488 | 1130.92 | 1101.202 | 1093.64 | 1091.471 | 1086.401 | 1078.165 | 1043.025 | 1034.261 | 1023.124 | 1010.258 | 998.476 | 994.7245 | 995.7502 | 994.6953 | 993.1712 | 990.2697 | 984.4079 | 978.2825 | 971.8054 | 965.7092 | 961.7819 | 960.2286 | 960.9027 | 960.3165 | 958.0891 | 954.3376 | 949.5311 | 943.9918 | 937.8077 | 931.1254 | 924.238 | 917.116 | 909.8183 | 902.374 | 894.7538 | 887.0457 | 879.1617 | 871.1899 | 863.1301 | 854.9824 | 846.7761 | 838.5698 | 830.2755 | 822.0106 | 813.7163 | 805.4513 | 797.1805 | 788.9027 | 780.6248 | 772.347 | 764.0691 | 755.7913 | 747.5134 | 739.2355 | 730.9576 | 722.6798 | 714.4019
CanESM2-Base | Northwest | Streetlighting | Electric | N/A | Annual | N/A | SaEC*RegFr | Electricity Sales (NWPCC Region) | GWh | 428.8394 | 437.6026 | 446.4244 | 455.1876 | 455.5686 | 464.2145 | 464.3318 | 464.3318 | 464.3611 | 472.8605 | 489.8886 | 481.653 | 464.918 | 498.9156 | 532.6788 | 540.9144 | 549.0914 | 554.7479 | 555.6272 | 558.1184 | 562.1337 | 564.9472 | 567.2626 | 568.728 | 568.4056 | 567.8488 | 570.8382 | 574.0328 | 578.6343 | 584.6425 | 507.0633 | 495.6331 | 493.4643 | 488.599 | 492.0281 | 495.0469 | 497.7726 | 500.1758 | 502.4033 | 504.5428 | 506.5651 | 508.4408 | 510.2286 | 511.8699 | 513.3939 | 514.83 | 516.1782 | 517.3505 | 518.5228 | 519.6072 | 520.6038 | 521.5123 | 522.3622 | 523.2415 | 524.1207 | 525.0234 | 525.9261 | 526.8289 | 527.7315 | 528.6342 | 529.5369 | 530.4396 | 531.3423 | 532.245 | 533.1476
CanESM2-Base | Northwest | Electric Power Generation | Electric | N/A | Annual | N/A | SaEC*RegFr | Electricity Sales (NWPCC Region) | GWh | 0 | 0 | 0 | 0 | 0 | 0 | 0 | 0 | 0 | 0 | 0 | 0 | 0 | 0 | 0 | 0 | 0 | 0 | 0 | 0 | 0 | 0 | 0 | 0 | 0 | 0 | 0 | 0 | 0 | 0 | 0 | 0 | 0 | 0 | 0 | 0 | 0 | 0 | 0 | 0 | 0 | 0 | 0 | 0 | 0 | 0 | 0 | 0 | 0 | 0 | 0 | 0 | 0 | 0 | 0 | 0 | 0 | 0 | 0 | 0 | 0 | 0 | 0 | 0 | 0
CanESM2-Base | Northwest | Solid Waste | Electric | N/A | Annual | N/A | SaEC*RegFr | Electricity Sales (NWPCC Region) | GWh | 0 | 0 | 0 | 0 | 0 | 0 | 0 | 0 | 0 | 0 | 0 | 0 | 0 | 0 | 0 | 0 | 0 | 0 | 0 | 0 | 0 | 0 | 0 | 0 | 0 | 0 | 0 | 0 | 0 | 0 | 0 | 0 | 0 | 0 | 0 | 0 | 0 | 0 | 0 | 0 | 0 | 0 | 0 | 0 | 0 | 0 | 0 | 0 | 0 | 0 | 0 | 0 | 0 | 0 | 0 | 0 | 0 | 0 | 0 | 0 | 0 | 0 | 0 | 0 | 0
CanESM2-Base | Northwest | Waste Water | Electric | N/A | Annual | N/A | SaEC*RegFr | Electricity Sales (NWPCC Region) | GWh | 589.0973 | 594.959 | 603.7515 | 615.4748 | 630.129 | 641.8523 | 662.3681 | 674.0914 | 691.6764 | 703.3998 | 715.1231 | 726.8464 | 735.6389 | 747.3622 | 756.1547 | 794.2556 | 829.4256 | 867.5264 | 902.6964 | 905.6272 | 902.6964 | 899.7656 | 899.7656 | 908.558 | 917.3505 | 923.2122 | 932.0047 | 943.728 | 949.5897 | 961.313 | 975.9672 | 984.7597 | 993.5522 | 1008.206 | 1014.068 | 1019.93 | 1031.653 | 1037.515 | 1043.376 | 1055.1 | 1060.961 | 1069.754 | 1078.546 | 1081.477 | 1087.339 | 1090.27 | 1104.924 | 1107.855 | 1113.716 | 1116.647 | 1122.509 | 1128.37 | 1131.301 | 1137.163 | 1142.438 | 1147.597 | 1152.755 | 1157.913 | 1163.072 | 1168.23 | 1173.388 | 1178.546 | 1183.705 | 1188.863 | 1194.021
CanESM2-Base | Northwest | Incineration | Electric | N/A | Annual | N/A | SaEC*RegFr | Electricity Sales (NWPCC Region) | GWh | 0 | 0 | 0 | 0 | 0 | 0 | 0 | 0 | 0 | 0 | 0 | 0 | 0 | 0 | 0 | 0 | 0 | 0 | 0 | 0 | 0 | 0 | 0 | 0 | 0 | 0 | 0 | 0 | 0 | 0 | 0 | 0 | 0 | 0 | 0 | 0 | 0 | 0 | 0 | 0 | 0 | 0 | 0 | 0 | 0 | 0 | 0 | 0 | 0 | 0 | 0 | 0 | 0 | 0 | 0 | 0 | 0 | 0 | 0 | 0 | 0 | 0 | 0 | 0 | 0
CanESM2-Base | Northwest | Land Use | Electric | N/A | Annual | N/A | SaEC*RegFr | Electricity Sales (NWPCC Region) | GWh | 0 | 0 | 0 | 0 | 0 | 0 | 0 | 0 | 0 | 0 | 0 | 0 | 0 | 0 | 0 | 0 | 0 | 0 | 0 | 0 | 0 | 0 | 0 | 0 | 0 | 0 | 0 | 0 | 0 | 0 | 0 | 0 | 0 | 0 | 0 | 0 | 0 | 0 | 0 | 0 | 0 | 0 | 0 | 0 | 0 | 0 | 0 | 0 | 0 | 0 | 0 | 0 | 0 | 0 | 0 | 0 | 0 | 0 | 0 | 0 | 0 | 0 | 0 | 0 | 0
Scenario | Area | Building Type | Fuel/Tech | Enduse | Month | Day | Variable | Descriptor | Units | 1986 | 1987 | 1988 | 1989 | 1990 | 1991 | 1992 | 1993 | 1994 | 1995 | 1996 | 1997 | 1998 | 1999 | 2000 | 2001 | 2002 | 2003 | 2004 | 2005 | 2006 | 2007 | 2008 | 2009 | 2010 | 2011 | 2012 | 2013 | 2014 | 2015 | 2016 | 2017 | 2018 | 2019 | 2020 | 2021 | 2022 | 2023 | 2024 | 2025 | 2026 | 2027 | 2028 | 2029 | 2030 | 2031 | 2032 | 2033 | 2034 | 2035 | 2036 | 2037 | 2038 | 2039 | 2040 | 2041 | 2042 | 2043 | 2044 | 2045 | 2046 | 2047 | 2048 | 2049 | 2050
CanESM2-Low | Northwest | All | Electric | N/A | Annual | N/A | SaEC*RegFr | Electricity Sales (NWPCC Region) | GWh | 130248.4 | 134385.7 | 145000.8 | 149638.3 | 155296.6 | 157911.5 | 154354.1 | 156596.1 | 154463.6 | 156166.7 | 161324.7 | 162702.3 | 167097.5 | 172202.3 | 173292.9 | 146094.2 | 143400.4 | 146914.5 | 149563.2 | 154184.2 | 158764.2 | 162423.5 | 164195.3 | 163778.6 | 162240.6 | 167165.8 | 165725.1 | 167450.3 | 165611.8 | 165392.6 | 162960.9 | 166036.2 | 167755.1 | 168559.4 | 169570 | 168133.2 | 171308.6 | 169410.2 | 168790.9 | 168836.8 | 166029.1 | 169034.5 | 167644.3 | 164881.4 | 163468.9 | 165137.9 | 167932.5 | 164752.7 | 167701.7 | 169688.7 | 168613.3 | 165555.5 | 167682.5 | 166195.9 | 169145.1 | 170072.5 | 168025.4 | 173901.6 | 171590.6 | 172927.7 | 174568.8 | 174511.7 | 176190.4 | 176958 | 180268.7
CanESM2-Low | Northwest | Single Family | Electric | N/A | Annual | N/A | SaEC*RegFr | Electricity Sales (NWPCC Region) | GWh | 37117.11 | 36214.01 | 37794.87 | 39470.62 | 39467.24 | 40957.43 | 38984.34 | 42062.43 | 40894.77 | 40894.25 | 42870.24 | 42594.18 | 42392.17 | 43512.67 | 43898.86 | 42260.02 | 42796.1 | 43014.02 | 43761.79 | 44806.73 | 46741.25 | 48629.36 | 49737.8 | 50238.41 | 47848.45 | 49425.04 | 48033.6 | 48128.02 | 46372.97 | 45356.04 | 45071.26 | 46034.73 | 46133.82 | 46220.49 | 46841.29 | 45712.37 | 48013.3 | 47554.88 | 47808.14 | 48309.48 | 46963.04 | 49145.98 | 48848.82 | 47390.52 | 46582.67 | 47692.21 | 49394.25 | 47396.63 | 49005.14 | 50272.54 | 49425.84 | 47507.68 | 48470.09 | 47155.43 | 48351.54 | 48366.77 | 46752.19 | 49691.85 | 47724.91 | 48188.29 | 48524.6 | 47787.68 | 48288.13 | 48080.06 | 49451.93
CanESM2-Low | Northwest | Multi Family | Electric | N/A | Annual | N/A | SaEC*RegFr | Electricity Sales (NWPCC Region) | GWh | 5669.699 | 5625.535 | 6194.215 | 6771.277 | 6915.616 | 7241.716 | 6771.362 | 7426.057 | 6976.896 | 7127.514 | 7739.634 | 7676.979 | 7618.074 | 8212.939 | 8313.482 | 7954.963 | 8015.138 | 7888.855 | 8054.311 | 8314.467 | 8608.093 | 8994.347 | 9424.252 | 9437.372 | 8930.041 | 9446.021 | 9216.499 | 9879.599 | 9878.818 | 9913.138 | 10753.93 | 11249.69 | 11495.41 | 11688.17 | 11592.99 | 11486.29 | 12366.97 | 12316.88 | 12495.97 | 12774.99 | 12466.81 | 13345.26 | 13731.42 | 13345.09 | 12962.34 | 13479.49 | 14261.17 | 13899.46 | 14545.24 | 15195.13 | 14976.15 | 14562.58 | 15269.21 | 14924.75 | 15793.47 | 15812.88 | 15449.18 | 16575.78 | 16120.21 | 16716.37 | 16655.25 | 16601.5 | 16868.61 | 16870.5 | 17456.27
CanESM2-Low | Northwest | Other Family | Electric | N/A | Annual | N/A | SaEC*RegFr | Electricity Sales (NWPCC Region) | GWh | 4049.678 | 3983.514 | 4256.692 | 4519.342 | 4682.417 | 4932.875 | 4791.844 | 5734.536 | 5733.123 | 5969.597 | 6602.716 | 6677.802 | 6816.153 | 7219.589 | 7369.07 | 7149.054 | 7287.685 | 7275.215 | 7393.389 | 7541.502 | 7806.653 | 7196.539 | 7400.945 | 7447.992 | 7021.581 | 7266.409 | 7138.711 | 7360.414 | 7180.272 | 7045.915 | 6986.625 | 7161.891 | 7175.291 | 7165.854 | 7303.105 | 7063.795 | 7341.701 | 7213.391 | 7233.998 | 7313.071 | 7076.392 | 7462.752 | 7373.519 | 7131.215 | 7002.568 | 7179.612 | 7462.01 | 7132.425 | 7433.674 | 7645.225 | 7535.407 | 7235.946 | 7434.729 | 7248.899 | 7504.099 | 7536.218 | 7301.235 | 7808.341 | 7538.636 | 7630.991 | 7688.246 | 7591.188 | 7674.179 | 7657.525 | 7868.144
CanESM2-Low | Northwest | Large Office | Electric | N/A | Annual | N/A | SaEC*RegFr | Electricity Sales (NWPCC Region) | GWh | 3368.52 | 3204.23 | 3337.471 | 3343.969 | 3651.946 | 3661.187 | 3768.67 | 3652.375 | 3947.981 | 3897.073 | 4167.361 | 4237.562 | 4458.249 | 4408.92 | 4709.153 | 4630.375 | 4708.668 | 4801.563 | 4748.162 | 4633.594 | 4787.427 | 4942.992 | 4967.375 | 4965.418 | 4741.868 | 5093.227 | 5332.244 | 5674.026 | 5861.04 | 6235.139 | 6408.296 | 6418.267 | 6394.975 | 6388.427 | 6313.035 | 6212.818 | 6227.217 | 6149.362 | 6092.58 | 6061.872 | 6024.738 | 6059.28 | 5943.233 | 5944.414 | 5985.969 | 6017.617 | 6060.36 | 6025.878 | 6119.921 | 6128.748 | 6184.154 | 6136.673 | 6187.851 | 6244.05 | 6312.146 | 6411.082 | 6394.325 | 6546.175 | 6558.473 | 6529.965 | 6650.421 | 6708.452 | 6761.872 | 6836.441 | 6889.954
CanESM2-Low | Northwest | Medium Office | Electric | N/A | Annual | N/A | SaEC*RegFr | Electricity Sales (NWPCC Region) | GWh | 1074.406 | 1312.745 | 1377.858 | 1383.575 | 1471.565 | 1491.679 | 1529.509 | 1522.313 | 1597.081 | 1598.543 | 1699.997 | 1721.179 | 1785.59 | 1822.988 | 1947.829 | 1905.983 | 1925.994 | 1923.911 | 1924.492 | 1898.005 | 1978.892 | 2004.837 | 1981.429 | 2038.374 | 1911.733 | 2050.271 | 2148.309 | 2281.61 | 2358.343 | 2507.035 | 2577.717 | 2596.834 | 2608.373 | 2630.29 | 2606.256 | 2580.897 | 2601.995 | 2586.051 | 2575.831 | 2574.07 | 2565.799 | 2596.03 | 2570.041 | 2581.788 | 2608.757 | 2636.245 | 2672.518 | 2673.882 | 2726.032 | 2749.403 | 2781.589 | 2777.162 | 2817.436 | 2854.422 | 2899.934 | 2952.005 | 2959.94 | 3040.689 | 3058.222 | 3067.456 | 3126.162 | 3165.259 | 3205.013 | 3251.677 | 3278.943
CanESM2-Low | Northwest | Small Office | Electric | N/A | Annual | N/A | SaEC*RegFr | Electricity Sales (NWPCC Region) | GWh | 1451.278 | 1461.235 | 1523.959 | 1527.124 | 1653.74 | 1665.709 | 1714.018 | 1672.615 | 1791.223 | 1777.959 | 1891.795 | 1923.233 | 2015.982 | 2013.576 | 2148.756 | 2111.247 | 2140.273 | 2169.691 | 2155.265 | 2105.054 | 2209.745 | 2226.409 | 2184.28 | 2275.862 | 2107.63 | 2244.14 | 2331.375 | 2463.966 | 2527.815 | 2675.68 | 2731.792 | 2737.998 | 2711.155 | 2684.809 | 2632.529 | 2574.773 | 2562.861 | 2514.091 | 2477.369 | 2452.194 | 2423.616 | 2425.254 | 2364.361 | 2348.029 | 2347.885 | 2345.785 | 2348.2 | 2317.809 | 2341.566 | 2330.4 | 2336.13 | 2300.269 | 2304.876 | 2307.628 | 2320.337 | 2342.702 | 2319.396 | 2363.268 | 2351.511 | 2325.781 | 2355.522 | 2361.156 | 2365.021 | 2376.6 | 2394.741
CanESM2-Low | Northwest | Big Box-Retail | Electric | N/A | Annual | N/A | SaEC*RegFr | Electricity Sales (NWPCC Region) | GWh | 1722.046 | 2804.383 | 2988.964 | 3029.057 | 2987.842 | 3107.563 | 3162.441 | 3373.044 | 3339.096 | 3475.817 | 3579.003 | 3575.979 | 3533.104 | 3860.175 | 4011.351 | 3857.742 | 3828.184 | 3643.875 | 3733.921 | 3789.372 | 3855.364 | 4017.48 | 4162.897 | 4002.195 | 3939.815 | 3733.63 | 3441.753 | 3203.081 | 2879.076 | 2637.818 | 2317.551 | 2270.252 | 2214.701 | 2157.543 | 2061.85 | 1996.486 | 1956.179 | 1907.122 | 1869.626 | 1846.316 | 1827.983 | 1823.303 | 1804.509 | 1801.176 | 1815.986 | 1825.206 | 1840.085 | 1846.816 | 1870.707 | 1880.849 | 1902.781 | 1910.415 | 1931.846 | 1955.115 | 1977.811 | 2008.712 | 2025.554 | 2066.476 | 2090.94 | 2101.166 | 2144.094 | 2174.058 | 2204.968 | 2239.573 | 2267.431
CanESM2-Low | Northwest | Small Box-Retail | Electric | N/A | Annual | N/A | SaEC*RegFr | Electricity Sales (NWPCC Region) | GWh | 2427.06 | 2262.731 | 2384.159 | 2395.701 | 2511.638 | 2548.579 | 2623.264 | 2630.339 | 2781.432 | 2809.233 | 2931.3 | 2947.903 | 3006.738 | 3063.689 | 3195.413 | 3099.869 | 3124.842 | 3089.97 | 3091.256 | 3063.614 | 3209.882 | 3237.385 | 3220.203 | 3278.657 | 3056.027 | 2951.341 | 2780.335 | 2657.564 | 2457.647 | 2334.069 | 2134.468 | 2135.922 | 2110.364 | 2075.942 | 2017.339 | 1963.042 | 1949.888 | 1909.057 | 1880.572 | 1865.182 | 1851.199 | 1843.773 | 1792.521 | 1785.399 | 1796.035 | 1796.092 | 1797.419 | 1781.187 | 1802.588 | 1792.461 | 1807.432 | 1786.77 | 1789.442 | 1800.851 | 1808.464 | 1836.059 | 1824.434 | 1864.502 | 1868.71 | 1844.665 | 1889.929 | 1902.972 | 1912.765 | 1932.459 | 1961.463
CanESM2-Low | Northwest | High End-Retail | Electric | N/A | Annual | N/A | SaEC*RegFr | Electricity Sales (NWPCC Region) | GWh | 643.7054 | 600.9925 | 630.3218 | 632.8359 | 670.7584 | 678.6818 | 700.2784 | 694.0166 | 742.3369 | 745.6703 | 780.7257 | 785.1307 | 803.4766 | 812.9177 | 848.1975 | 823.8525 | 830.8908 | 826.2225 | 823.7296 | 814.8446 | 832.2327 | 858.3035 | 881.3022 | 846.5682 | 841.0143 | 890.8206 | 919.8705 | 964.293 | 983.932 | 1035.733 | 1055.111 | 1066.346 | 1063.077 | 1051.192 | 1029.069 | 1003.371 | 997.6269 | 979.3167 | 969.2779 | 971.2301 | 976.1057 | 990.8394 | 982.1207 | 994.364 | 1025.166 | 1046.321 | 1069.838 | 1082.27 | 1117.846 | 1133.063 | 1165.175 | 1174.627 | 1198.075 | 1225.597 | 1248.9 | 1285.934 | 1300.135 | 1346.201 | 1370.581 | 1374.1 | 1426.984 | 1457.73 | 1486.343 | 1522.399 | 1543.291
CanESM2-Low | Northwest | Anchor-Retail | Electric | N/A | Annual | N/A | SaEC*RegFr | Electricity Sales (NWPCC Region) | GWh | 1535.369 | 1317.114 | 1368.947 | 1361.495 | 1520.516 | 1506.071 | 1568.292 | 1474.439 | 1670.831 | 1636.182 | 1727.209 | 1752.978 | 1841.122 | 1750.474 | 1831.62 | 1792.809 | 1834.013 | 1895.867 | 1853.965 | 1795.471 | 1837.326 | 1903.437 | 1953.143 | 1875.021 | 1859.22 | 1814.027 | 1727.281 | 1670.22 | 1566.766 | 1510.064 | 1411.922 | 1418.541 | 1407.448 | 1391.504 | 1375.076 | 1344.317 | 1346.614 | 1322.728 | 1308.389 | 1305.256 | 1309.011 | 1320.832 | 1287.601 | 1301.126 | 1334.805 | 1354.269 | 1373.357 | 1376.286 | 1421.284 | 1428.849 | 1471.636 | 1469.606 | 1491.068 | 1529.137 | 1556.088 | 1616.801 | 1623.306 | 1697.167 | 1727.328 | 1704.487 | 1780.229 | 1801.967 | 1815.149 | 1846.349 | 1877.183
CanESM2-Low | Northwest | K-12 | Electric | N/A | Annual | N/A | SaEC*RegFr | Electricity Sales (NWPCC Region) | GWh | 1217.152 | 1211.94 | 1290.554 | 1220.338 | 1215.046 | 1278.075 | 1344.065 | 1436.603 | 1422.679 | 1424.803 | 1528.992 | 1510.822 | 1498.508 | 1614.973 | 1717.809 | 1636.815 | 1772.745 | 1597.938 | 1630.939 | 1680.409 | 1739.563 | 1804.237 | 1783.872 | 1845.348 | 1701.041 | 1869.887 | 1948.472 | 2051.787 | 2114.97 | 2251.119 | 2307.638 | 2363.16 | 2367.685 | 2328.835 | 2295.632 | 2241.09 | 2233.921 | 2192.377 | 2151.257 | 2119.608 | 2081.48 | 2073.233 | 2017.177 | 1986.766 | 1969.943 | 1958.018 | 1949.645 | 1910.476 | 1918.455 | 1900.621 | 1887.737 | 1842.387 | 1833.848 | 1815.904 | 1815.958 | 1816.606 | 1785.457 | 1808.87 | 1786.149 | 1763.221 | 1766.068 | 1753.908 | 1744.029 | 1736.399 | 1760.558
CanESM2-Low | Northwest | University | Electric | N/A | Annual | N/A | SaEC*RegFr | Electricity Sales (NWPCC Region) | GWh | 1445.122 | 1449.164 | 1518.091 | 1460.951 | 1540.918 | 1580.149 | 1684.499 | 1655.168 | 1782.98 | 1751.895 | 1864.193 | 1888.37 | 1931.289 | 1941.716 | 2055.686 | 1991.239 | 2110.583 | 2047.808 | 2027.127 | 2004.98 | 2033.627 | 2153.652 | 2191.884 | 2158.167 | 2112.729 | 2171.242 | 2140.226 | 2148.596 | 2101.161 | 2124.972 | 2076.611 | 2130.464 | 2157.736 | 2143.882 | 2140.413 | 2113.829 | 2128.821 | 2105.816 | 2084.625 | 2071.067 | 2056.355 | 2061.496 | 2005.455 | 1987.104 | 1981.898 | 1973.412 | 1963.608 | 1928.456 | 1939.312 | 1918.5 | 1915.132 | 1872.908 | 1862.616 | 1851.991 | 1849.118 | 1857.317 | 1826.852 | 1850.861 | 1832.012 | 1799.018 | 1811.919 | 1801.897 | 1789.323 | 1783.79 | 1800.204
CanESM2-Low | Northwest | Warehouse | Electric | N/A | Annual | N/A | SaEC*RegFr | Electricity Sales (NWPCC Region) | GWh | 1174.274 | 1217.874 | 1321.07 | 1378.084 | 1320.983 | 1413.721 | 1430.787 | 1600.533 | 1520.234 | 1623.596 | 1721.413 | 1757.635 | 1734.988 | 2016.041 | 2114.999 | 2045.879 | 2022.748 | 1828.906 | 1909.946 | 1990.185 | 2106.722 | 2079.075 | 2059.364 | 2126.039 | 1935.576 | 2083.281 | 2186.333 | 2330.563 | 2413.644 | 2569.09 | 2640.237 | 2715.314 | 2756.903 | 2731.646 | 2639.487 | 2589.454 | 2564.131 | 2515.764 | 2477.413 | 2449.403 | 2419.358 | 2416.72 | 2374.331 | 2359.231 | 2358.606 | 2359.336 | 2364.578 | 2343.706 | 2362.228 | 2355.815 | 2364.769 | 2344.032 | 2353.473 | 2364.327 | 2382.65 | 2412.223 | 2402.573 | 2448.525 | 2447.953 | 2429.111 | 2466.235 | 2473.46 | 2480.357 | 2496.601 | 2526.92
CanESM2-Low | Northwest | Supermarket | Electric | N/A | Annual | N/A | SaEC*RegFr | Electricity Sales (NWPCC Region) | GWh | 2401.691 | 2177.984 | 2320.765 | 2342.212 | 2373.942 | 2432.156 | 2529.137 | 2605.971 | 2672.916 | 2725.181 | 2861.429 | 2866.002 | 2872.5 | 3087.628 | 3264.774 | 3140.642 | 3151.844 | 2916.288 | 2953.098 | 2948.352 | 2940.061 | 3016.175 | 3062.161 | 3097.206 | 3063.019 | 3055.851 | 2978.133 | 2960.131 | 2855.002 | 2842.645 | 2727.098 | 2671.973 | 2598.849 | 2528.482 | 2410.822 | 2328.276 | 2285.216 | 2231.034 | 2188.886 | 2159.214 | 2133.888 | 2128.268 | 2099.573 | 2089.13 | 2097.086 | 2103.051 | 2117.615 | 2113.987 | 2139.902 | 2148.296 | 2166.54 | 2164.451 | 2186.979 | 2203.693 | 2228.083 | 2256.149 | 2263.657 | 2306.995 | 2322.368 | 2329.272 | 2360.923 | 2378.66 | 2398.458 | 2421.019 | 2457.876
CanESM2-Low | Northwest | MiniMart | Electric | N/A | Annual | N/A | SaEC*RegFr | Electricity Sales (NWPCC Region) | GWh | 748.0474 | 1099.025 | 1176.253 | 1188.221 | 1181.522 | 1221.081 | 1270.036 | 1330.687 | 1335.893 | 1375.756 | 1438.643 | 1435.957 | 1424.809 | 1568.401 | 1655.72 | 1586.906 | 1588.094 | 1450.041 | 1483.323 | 1490.647 | 1476.614 | 1553.914 | 1627.944 | 1593.102 | 1562.667 | 1615.294 | 1635.621 | 1682.38 | 1685.776 | 1741.63 | 1739.321 | 1704.074 | 1662.49 | 1617.284 | 1536.214 | 1485.678 | 1455.891 | 1421.154 | 1392.902 | 1370.306 | 1357.759 | 1354.823 | 1343.567 | 1340.165 | 1346.314 | 1351.494 | 1360.713 | 1364.501 | 1378.391 | 1386.163 | 1397.745 | 1401.648 | 1416.214 | 1428.781 | 1444.734 | 1463.098 | 1472.737 | 1497.401 | 1511.158 | 1521.215 | 1540.293 | 1554.097 | 1570.046 | 1586.615 | 1610.914
CanESM2-Low | Northwest | Restaurant | Electric | N/A | Annual | N/A | SaEC*RegFr | Electricity Sales (NWPCC Region) | GWh | 1418.641 | 1410.581 | 1467.893 | 1463.833 | 1522.006 | 1548.438 | 1592.765 | 1577.061 | 1647.887 | 1643.321 | 1706.651 | 1723.127 | 1736.31 | 1756.969 | 1821.731 | 1749.394 | 1790.046 | 1794.724 | 1822.759 | 1871.16 | 1903.338 | 1906.703 | 1947.443 | 1951.463 | 1874.529 | 1978.768 | 2038.461 | 2137.216 | 2181.295 | 2288.006 | 2322.237 | 2296.462 | 2253.346 | 2230.836 | 2167.584 | 2130.341 | 2129.415 | 2105.175 | 2090.693 | 2085.922 | 2086.13 | 2105.156 | 2090.083 | 2095.665 | 2124.188 | 2147.223 | 2179.069 | 2188.239 | 2233.814 | 2250.879 | 2285.219 | 2290.065 | 2325.003 | 2356.432 | 2395.633 | 2438.251 | 2452.802 | 2509.145 | 2530.598 | 2550.092 | 2614.305 | 2653.206 | 2680.908 | 2722.944 | 2768.294
CanESM2-Low | Northwest | Lodging | Electric | N/A | Annual | N/A | SaEC*RegFr | Electricity Sales (NWPCC Region) | GWh | 2459.748 | 2392.372 | 2552.789 | 2565.873 | 2700.401 | 2727.55 | 2778.287 | 2762.654 | 2900.383 | 2854.097 | 3052.175 | 3111.99 | 3183.623 | 3230.716 | 3407.897 | 3275.267 | 3293.1 | 3165.11 | 3147.286 | 3118.556 | 3202.876 | 3297.616 | 3335.357 | 3295.016 | 3187.613 | 3118.477 | 2981.558 | 2887.758 | 2726.954 | 2649.454 | 2466.582 | 2507.772 | 2525.66 | 2497.18 | 2416.574 | 2360.637 | 2358.699 | 2312.148 | 2279.88 | 2261.386 | 2232.197 | 2251.814 | 2219.639 | 2195.681 | 2192.561 | 2205.985 | 2234.172 | 2209.95 | 2249.45 | 2257.57 | 2264.745 | 2237.289 | 2265.955 | 2267.996 | 2310.525 | 2332.293 | 2320.811 | 2382.995 | 2375.712 | 2396.419 | 2426.813 | 2441.952 | 2454.537 | 2474.517 | 2511.254
CanESM2-Low | Northwest | Hospital | Electric | N/A | Annual | N/A | SaEC*RegFr | Electricity Sales (NWPCC Region) | GWh | 1074.78 | 1080.977 | 1117.856 | 1096.03 | 1207.817 | 1205.154 | 1296.592 | 1213.788 | 1361.962 | 1320.529 | 1396.421 | 1431.788 | 1504.827 | 1469.443 | 1569.83 | 1540.21 | 1613.472 | 1618.054 | 1586.822 | 1592.015 | 1600.684 | 1686.964 | 1764.243 | 1710.833 | 1649.285 | 1853.788 | 2000.955 | 2186.952 | 2316.792 | 2523.4 | 2647.485 | 2673.581 | 2667.808 | 2707.108 | 2768.314 | 2765.711 | 2812.321 | 2826.625 | 2855.142 | 2888.795 | 2936.148 | 3010.146 | 2997.611 | 3035.535 | 3095.428 | 3147.083 | 3193.485 | 3200.687 | 3266.414 | 3282.032 | 3331.856 | 3327.754 | 3367.555 | 3413.835 | 3468.587 | 3548.114 | 3563.58 | 3668.061 | 3714.079 | 3732.061 | 3839.404 | 3904.538 | 3967.834 | 4044.499 | 4061.919
CanESM2-Low | Northwest | OtherHealth | Electric | N/A | Annual | N/A | SaEC*RegFr | Electricity Sales (NWPCC Region) | GWh | 1996.843 | 2001.095 | 2090.886 | 2057.824 | 2229.574 | 2223.343 | 2361.032 | 2238.978 | 2487.486 | 2377.518 | 2543.382 | 2577.877 | 2686.142 | 2654.753 | 2844.238 | 2771.905 | 2917.001 | 2880.779 | 2852.578 | 2868.422 | 2970.608 | 3086.313 | 3085.271 | 3053.644 | 2944.275 | 2835.548 | 2630.46 | 2472.198 | 2247.616 | 2098.296 | 1878.092 | 1931.638 | 1962.881 | 1979.185 | 2027.836 | 2040.321 | 2082.841 | 2075.191 | 2077.073 | 2092.39 | 2105.021 | 2146.843 | 2114.955 | 2118.723 | 2138.31 | 2158.638 | 2176.565 | 2153.653 | 2185.509 | 2178.913 | 2191.137 | 2158.578 | 2166.286 | 2173.978 | 2195.22 | 2230.679 | 2211.536 | 2272.455 | 2274.634 | 2260.759 | 2312.443 | 2330.309 | 2348.052 | 2374.427 | 2387.76
CanESM2-Low | Northwest | Assembly | Electric | N/A | Annual | N/A | SaEC*RegFr | Electricity Sales (NWPCC Region) | GWh | 2051.725 | 2075.917 | 2214.487 | 2217.862 | 2243.421 | 2327.368 | 2399.358 | 2496.382 | 2500.423 | 2551.733 | 2724.617 | 2759.124 | 2795.558 | 3036.696 | 3233.154 | 3143.108 | 3174.829 | 3039.901 | 3138.589 | 3135.845 | 3224.806 | 3355.846 | 3377.629 | 3359.835 | 3229.406 | 3485.779 | 3664.894 | 3917.494 | 4057.212 | 4331.157 | 4466.399 | 4476.144 | 4441.5 | 4411.045 | 4285.019 | 4208.227 | 4194.77 | 4172.091 | 4142.011 | 4121.627 | 4112.024 | 4133.836 | 4101.341 | 4125.471 | 4176.846 | 4218.567 | 4262.253 | 4271.437 | 4338.903 | 4367.104 | 4424.257 | 4440.296 | 4499.313 | 4568.241 | 4635.627 | 4725.976 | 4765.739 | 4865.031 | 4892.478 | 4940.409 | 5026.146 | 5052.526 | 5065.47 | 5104.628 | 5107.578
CanESM2-Low | Northwest | Other | Electric | N/A | Annual | N/A | SaEC*RegFr | Electricity Sales (NWPCC Region) | GWh | 3175.083 | 3206.346 | 3420.889 | 3430.737 | 3541.819 | 3636.893 | 3779.855 | 3853.872 | 3970.995 | 3990.075 | 4298.723 | 4371.764 | 4478.241 | 4764.606 | 5101.003 | 4957.515 | 5028.868 | 4815.285 | 4891.271 | 4833.556 | 5029.719 | 5201.219 | 5111.12 | 5155.847 | 4955.977 | 4896.869 | 4728.281 | 4645.558 | 4429.188 | 4349.307 | 4133.725 | 4294.409 | 4410.194 | 4449.905 | 4421.75 | 4388.028 | 4422.212 | 4409.625 | 4403.956 | 4413.361 | 4441.478 | 4511.018 | 4486.805 | 4515.37 | 4584.352 | 4647.838 | 4716.802 | 4728.263 | 4817.004 | 4849.26 | 4916.577 | 4910.392 | 4976.129 | 5051.612 | 5130.475 | 5231.716 | 5259.006 | 5396.925 | 5444.821 | 5466.435 | 5593.682 | 5665.702 | 5735.488 | 5824.012 | 5902.512
CanESM2-Low | Northwest | Food & Tobacco | Electric | N/A | Annual | N/A | SaEC*RegFr | Electricity Sales (NWPCC Region) | GWh | 2355.979 | 2674.294 | 2748.944 | 2728.353 | 2714.737 | 3073.508 | 3064.487 | 3242.119 | 3154.427 | 3300.074 | 3330.577 | 3207.091 | 3439.137 | 3409.609 | 3572.177 | 2866.687 | 2335.118 | 3007.019 | 3265.622 | 3498.896 | 3529.07 | 3397.816 | 3104.016 | 2966.464 | 3433.171 | 4201.474 | 4757.426 | 5365.752 | 3228.287 | 6330.079 | 7821.254 | 7939.438 | 7970.43 | 8028.71 | 7681.19 | 7521.587 | 7398.746 | 7286.069 | 7174.504 | 7056.618 | 6929.044 | 6781.687 | 6642.878 | 6489.253 | 6351.724 | 6222.84 | 6098.91 | 5973.47 | 5856.182 | 5739.875 | 5625.939 | 5501.716 | 5385.446 | 5262.474 | 5148.886 | 5021.267 | 4895.807 | 4782.388 | 4674.918 | 4567.629 | 4485.772 | 4409.312 | 4337.284 | 4264.107 | 4205.99
CanESM2-Low | Northwest | Textiles | Electric | N/A | Annual | N/A | SaEC*RegFr | Electricity Sales (NWPCC Region) | GWh | 115.1777 | 132.3582 | 138.1315 | 169.3038 | 192.174 | 233.8109 | 218.6356 | 225.8421 | 225.056 | 217.8012 | 200.9031 | 193.6117 | 183.1981 | 184.3521 | 208.4535 | 175.0936 | 154.4604 | 168.655 | 173.5161 | 187.0248 | 184.4791 | 172.9105 | 158.7927 | 152.3528 | 166.2865 | 151.124 | 128.7807 | 107.8503 | 161.0814 | 64.7445 | 58.5446 | 57.859 | 61.566 | 64.9908 | 59.668 | 62.0689 | 61.8163 | 60.4609 | 57.8027 | 54.8674 | 49.2649 | 45.65 | 42.6838 | 39.8769 | 37.3859 | 35.2402 | 33.1742 | 31.0895 | 28.9495 | 26.6775 | 24.5971 | 22.7139 | 20.7493 | 19.3753 | 17.7519 | 16.3399 | 14.7153 | 12.9886 | 11.5488 | 10.4039 | 9.5637 | 8.8107 | 8.1934 | 7.5682 | 6.9615
CanESM2-Low | Northwest | Apparel | Electric | N/A | Annual | N/A | SaEC*RegFr | Electricity Sales (NWPCC Region) | GWh | 71.4864 | 75.3374 | 88.1719 | 77.0614 | 81.4575 | 90.7241 | 113.2046 | 147.7834 | 123.9453 | 150.7495 | 126.1266 | 69.894 | 82.4907 | 89.8714 | 89.7133 | 64.1289 | 54.125 | 66.0535 | 73.6256 | 80.1004 | 79.511 | 72.0598 | 66.7796 | 68.7007 | 80.047 | 70.9687 | 55.1009 | 43.6115 | 74.6374 | 17.7353 | 5.2335 | 10.2392 | 14.6027 | 18.833 | 21.8159 | 25.0796 | 27.6424 | 25.9836 | 24.6215 | 23.3785 | 20.3555 | 18.5566 | 17.5427 | 16.4065 | 15.7568 | 15.0855 | 14.3409 | 13.7773 | 13.2321 | 12.4774 | 12.0576 | 11.4375 | 10.931 | 10.4812 | 9.5206 | 9.1256 | 8.5686 | 7.9997 | 7.4687 | 7.0534 | 6.7519 | 6.3702 | 5.9827 | 5.7764 | 5.6625
CanESM2-Low | Northwest | Lumber | Electric | N/A | Annual | N/A | SaEC*RegFr | Electricity Sales (NWPCC Region) | GWh | 5303.39 | 5312.819 | 5512.789 | 5950.089 | 5654.262 | 5597.051 | 5165.151 | 5544.616 | 4978.315 | 5372.416 | 5246.465 | 5340.708 | 5751.687 | 5718.514 | 5846.432 | 5219.593 | 4742.898 | 5442.521 | 5767.773 | 6074.766 | 5978.292 | 5665.5 | 5245.159 | 5000.618 | 5662.307 | 5421.546 | 4965.056 | 4652.252 | 5331.621 | 4221.708 | 3722.121 | 4023.293 | 4385.781 | 4658.084 | 4584.438 | 4699.358 | 4706.276 | 4482.16 | 4271.371 | 4043.592 | 3825.889 | 3617.251 | 3413.146 | 3219.916 | 3059.401 | 2906.465 | 2774.021 | 2642.831 | 2508.554 | 2382.496 | 2258.299 | 2148.88 | 2057.537 | 1984.1 | 1922.994 | 1861.437 | 1801.085 | 1724.876 | 1636.295 | 1563.191 | 1515.842 | 1477.708 | 1453.524 | 1419.376 | 1372.889
CanESM2-Low | Northwest | Furniture | Electric | N/A | Annual | N/A | SaEC*RegFr | Electricity Sales (NWPCC Region) | GWh | 146.6464 | 154.7184 | 180.0755 | 213.9444 | 237.925 | 232.8075 | 265.9368 | 315.4198 | 315.0186 | 320.5071 | 302.3708 | 329.8058 | 348.8402 | 342.4014 | 368.6024 | 291.8001 | 258.1509 | 295.3908 | 304.9489 | 315.1372 | 316.0354 | 300.0417 | 280.2278 | 272.0535 | 291.7152 | 266.8757 | 231.4568 | 201.0299 | 287.3595 | 136.0892 | 115.8897 | 118.6503 | 123.9889 | 130.6754 | 130.5841 | 134.1306 | 136.9863 | 136.0262 | 135.454 | 133.242 | 129.652 | 125.5759 | 122.1068 | 119.0252 | 116.8351 | 115.3674 | 112.8573 | 111.0587 | 109.3116 | 107.6696 | 106.1251 | 104.4483 | 102.8391 | 101.4005 | 99.4649 | 98.1833 | 96.9741 | 95.5217 | 93.7359 | 91.9289 | 90.8203 | 89.7697 | 88.8326 | 87.942 | 87.1729
CanESM2-Low | Northwest | Paper | Electric | N/A | Annual | N/A | SaEC*RegFr | Electricity Sales (NWPCC Region) | GWh | 4720.631 | 5112.733 | 5365.68 | 5127.366 | 5382.737 | 5868.318 | 5271.437 | 5447.679 | 5278.71 | 4909.229 | 4086.363 | 3931.057 | 4683.795 | 4801.005 | 4865.54 | 4505.945 | 3634.579 | 4466.569 | 4939.846 | 5447.781 | 5468.041 | 4811.533 | 4528.859 | 4781.013 | 5451.647 | 5797.633 | 5683.122 | 5740.504 | 5309.119 | 5558.374 | 6716.766 | 6843.164 | 6711.384 | 6587.05 | 5949.386 | 5735.562 | 5536.615 | 5252.813 | 5027.309 | 4772.612 | 4542.952 | 4305.802 | 4098.863 | 3887.707 | 3693.154 | 3520.983 | 3354.297 | 3185.035 | 3041.167 | 2893.424 | 2746.795 | 2619.787 | 2496.255 | 2372.61 | 2254.368 | 2143.456 | 2036.977 | 1935.016 | 1838.443 | 1742.536 | 1663.885 | 1589.997 | 1519.202 | 1452.877 | 1388.859
CanESM2-Low | Northwest | Printing | Electric | N/A | Annual | N/A | SaEC*RegFr | Electricity Sales (NWPCC Region) | GWh | 449.2527 | 504.8596 | 536.408 | 540.2011 | 607.9608 | 628.2805 | 633.7935 | 679.9368 | 611.2075 | 689.4044 | 655.1379 | 827.9261 | 878.9919 | 892.2737 | 932.8459 | 755.3496 | 653.902 | 752.5679 | 802.7296 | 869.1736 | 878.2122 | 826.4367 | 786.9035 | 774.3806 | 836.6941 | 768.4979 | 662.5622 | 574.1066 | 825.5642 | 399.2027 | 335.09 | 332.7705 | 330.2585 | 327.7918 | 304.1178 | 296.6245 | 291.054 | 279.0725 | 264.17 | 251.7495 | 240.0836 | 227.0415 | 215.9678 | 204.9907 | 196.9421 | 188.872 | 181.3341 | 173.3876 | 165.413 | 158.2807 | 151.1987 | 145.8832 | 140.7763 | 136.4535 | 132.5867 | 128.875 | 125.5547 | 124.5572 | 120.2029 | 116.3132 | 112.2994 | 108.5288 | 104.8847 | 101.2611 | 98.7966
CanESM2-Low | Northwest | Chemicals | Electric | N/A | Annual | N/A | SaEC*RegFr | Electricity Sales (NWPCC Region) | GWh | 2022.896 | 2185.57 | 2240.342 | 2159.066 | 2547.348 | 2046.939 | 1909.924 | 2029.814 | 2217.613 | 1912.996 | 1895.273 | 1861.993 | 2139.795 | 2177.119 | 2240.256 | 1859.476 | 1534.119 | 1888.02 | 2042.623 | 2220.177 | 2253.534 | 2104.412 | 2003.969 | 2015.492 | 2223.517 | 2614.427 | 2855.53 | 3114.199 | 2191.42 | 3430.03 | 4244.649 | 4339.493 | 4522.039 | 4593.291 | 4478.554 | 4537.729 | 4505.651 | 4503.359 | 4473.022 | 4488.967 | 4438.422 | 4337.65 | 4230.825 | 4158.325 | 4095.308 | 4026.282 | 3975.122 | 3917.538 | 3845.401 | 3760.302 | 3664.448 | 3597.719 | 3499.306 | 3426.566 | 3377.004 | 3311.293 | 3272.577 | 3203.792 | 3145.435 | 3089.529 | 3063.806 | 3039.44 | 3029.486 | 3011.031 | 3002.655
CanESM2-Low | Northwest | Petroleum Products | Electric | N/A | Annual | N/A | SaEC*RegFr | Electricity Sales (NWPCC Region) | GWh | 1666.716 | 1728.25 | 1685.036 | 1927.986 | 2292.788 | 2041.942 | 1760.653 | 1733.937 | 1760.559 | 1524.185 | 1224.056 | 1004.344 | 1715.695 | 1826.662 | 1819.885 | 1165.805 | 1104.136 | 1366.408 | 1497.202 | 1627.11 | 1654.574 | 1604.841 | 1481.517 | 1562.831 | 1744.968 | 1823.425 | 1806.085 | 1880.719 | 1671.188 | 1981.51 | 2276.982 | 2398.146 | 2478.382 | 2501.655 | 2460.407 | 2401.096 | 2329.343 | 2194.433 | 2065.443 | 1940.66 | 1832.746 | 1729.141 | 1627.528 | 1533.413 | 1444.151 | 1351.083 | 1277.891 | 1206.435 | 1137.049 | 1071.486 | 1010.027 | 949.8071 | 895.5173 | 838.1393 | 786.702 | 742.3016 | 694.1892 | 653.4987 | 616.0554 | 583.9302 | 557.4808 | 530.5001 | 502.7637 | 477.9349 | 456.2429
CanESM2-Low | Northwest | Rubber | Electric | N/A | Annual | N/A | SaEC*RegFr | Electricity Sales (NWPCC Region) | GWh | 674.2296 | 729.2229 | 751.2721 | 860.4503 | 1017.009 | 1068.538 | 1135.651 | 1305.359 | 1370.044 | 1474.018 | 1420.581 | 1466.534 | 1521.856 | 1524.774 | 1574.616 | 1292.549 | 1109.872 | 1311.479 | 1410.619 | 1524.919 | 1548.047 | 1448.388 | 1408.379 | 1376.428 | 1468.705 | 1310.311 | 1088.026 | 887.3836 | 1466.276 | 488.6369 | 344.662 | 357.0207 | 379.4213 | 397.689 | 403.9124 | 416.8504 | 425.874 | 414.5399 | 401.1885 | 389.7393 | 378.838 | 367.1924 | 357.0999 | 347.0706 | 336.9776 | 327.5935 | 317.494 | 308.4507 | 300.5847 | 293.3692 | 286.2961 | 277.6978 | 269.9657 | 262.6472 | 256.041 | 246.7546 | 239.6592 | 232.1406 | 226.6217 | 220.8229 | 215.3279 | 210.3073 | 205.2585 | 200.6521 | 196.3116
CanESM2-Low | Northwest | Leather | Electric | N/A | Annual | N/A | SaEC*RegFr | Electricity Sales (NWPCC Region) | GWh | 11.6636 | 15.6228 | 12.8687 | 7.6847 | 9.5944 | 10.443 | 11.4994 | 19.3936 | 16.3815 | 16.7711 | 13.1917 | 10.6244 | 12.677 | 16.8762 | 18.5603 | 10.1965 | 9.5786 | 11.0823 | 11.4667 | 12.3185 | 12.5201 | 12.4858 | 11.646 | 11.9652 | 11.5806 | 9.9082 | 9.4946 | 5.9293 | 12.5057 | 3.7745 | 3.4897 | 4.323 | 5.2464 | 5.7881 | 6.0975 | 6.2169 | 6.4783 | 5.921 | 5.4332 | 5.2391 | 4.7962 | 4.5051 | 3.9761 | 2.6995 | 2.3862 | 1.9758 | 1.8947 | 1.7499 | 1.496 | 1.4343 | 1.2618 | 1.1165 | 0.9659 | 0.888 | 0.7917 | 0.715 | 0.652 | 0.5928 | 0.4988 | 0.4303 | 0.4123 | 0.368 | 0.3525 | 0.3377 | 0.2647
CanESM2-Low | Northwest | Stone, Clay, etc. | Electric | N/A | Annual | N/A | SaEC*RegFr | Electricity Sales (NWPCC Region) | GWh | 1434.92 | 1590.732 | 1838.906 | 1897.542 | 2096.343 | 2215.188 | 2128.446 | 2171.897 | 2235.665 | 2257.213 | 2022.646 | 1850.786 | 2260.436 | 2349.719 | 2304.523 | 1713.883 | 1554.134 | 1852.229 | 1957.193 | 2065.175 | 2097.589 | 1987.468 | 1920.41 | 1934.59 | 2032.802 | 2246.505 | 2335.885 | 2488.552 | 2064.866 | 2731.187 | 3187.264 | 3223.045 | 3224.646 | 3180.706 | 3007.365 | 2934.93 | 2836.178 | 2782.504 | 2729.848 | 2686.266 | 2615.674 | 2538.596 | 2447.697 | 2356.353 | 2290.825 | 2226.319 | 2164.78 | 2106.801 | 2040.195 | 1982.968 | 1932.028 | 1881.199 | 1805.872 | 1747.273 | 1704.522 | 1662.314 | 1624.754 | 1564.988 | 1507.913 | 1454.507 | 1417.546 | 1386.488 | 1353.954 | 1321.984 | 1295.126
CanESM2-Low | Northwest | Aluminum | Electric | N/A | Annual | N/A | SaEC*RegFr | Electricity Sales (NWPCC Region) | GWh | 18338.15 | 20532.97 | 24790.54 | 25523.21 | 26181.12 | 25668.87 | 24064.49 | 20504.73 | 18478.26 | 20126.81 | 22386.28 | 22970.52 | 23587.59 | 23775.63 | 20849.08 | 2293.979 | 3283.404 | 3573.509 | 2624.743 | 3952.022 | 4091.325 | 6287.356 | 5250.961 | 4506.624 | 4982.016 | 5263.013 | 5789.801 | 5795.487 | 6003.224 | 6000 | 280.7737 | 280.7737 | 652.386 | 652.386 | 3601.407 | 3601.407 | 3601.407 | 3601.407 | 3601.407 | 3601.407 | 3601.407 | 3601.407 | 3601.407 | 3601.407 | 3601.407 | 3601.407 | 3601.407 | 3601.407 | 3601.407 | 3601.407 | 3601.407 | 3601.407 | 3601.407 | 3601.407 | 3601.407 | 3601.407 | 3601.407 | 3601.407 | 3601.407 | 3601.407 | 3601.407 | 3601.407 | 3601.407 | 3601.407 | 3601.407
CanESM2-Low | Northwest | Other Primary Metals | Electric | N/A | Annual | N/A | SaEC*RegFr | Electricity Sales (NWPCC Region) | GWh | 406.8272 | 288.776 | 375.333 | 388.5149 | 394.303 | 415.433 | 541.3927 | 516.3497 | 605.862 | 254.6647 | 294.7476 | 341.0638 | 369.345 | 334.0137 | 548.2673 | 751.8126 | 331.4327 | 657.3539 | 733.6451 | 780.7144 | 838.6406 | 994.8969 | 875.3617 | 829.3932 | 836.3577 | 763.449 | 698.9089 | 666.8083 | 893.2704 | 534.1696 | 486.0913 | 507.2918 | 492.747 | 470.5838 | 446.9824 | 428.2816 | 409.0605 | 399.7029 | 392.8163 | 378.8048 | 369.0729 | 359.7594 | 349.8718 | 340.8689 | 330.4415 | 323.3309 | 311.1302 | 302.9583 | 295.144 | 290.2116 | 281.3829 | 277.3161 | 268.4834 | 260.6175 | 252.3629 | 246.8865 | 242.6858 | 237.2833 | 232.9237 | 228.9909 | 226.0025 | 222.9385 | 220.3929 | 217.9387 | 216.5788
CanESM2-Low | Northwest | Fabricated Metals | Electric | N/A | Annual | N/A | SaEC*RegFr | Electricity Sales (NWPCC Region) | GWh | 953.5944 | 944.111 | 1059.979 | 1254.263 | 1367.014 | 1375.36 | 1269.033 | 1385.695 | 1403.375 | 1484.75 | 1391.666 | 1697.282 | 1814.939 | 1864.231 | 1921.167 | 1497.748 | 1261.807 | 1457.829 | 1545.478 | 1631.956 | 1692.688 | 1587.284 | 1531.969 | 1509.881 | 1680.392 | 1618.395 | 1459.975 | 1337.888 | 1627.323 | 1078.595 | 1068.188 | 1107.695 | 1149.971 | 1182.301 | 1167.106 | 1169.197 | 1171.028 | 1147.603 | 1123.102 | 1094.804 | 1061.887 | 1033.48 | 1007.751 | 980.9799 | 957.4762 | 936.5038 | 910.6199 | 888.978 | 867.5259 | 846.7595 | 825.2892 | 806.8492 | 786.9437 | 765.6766 | 744.786 | 722.4302 | 704.0522 | 686.5049 | 668.4773 | 651.2428 | 638.191 | 625.8951 | 612.8465 | 600.8388 | 590.8751
CanESM2-Low | Northwest | Machines & Computer | Electric | N/A | Annual | N/A | SaEC*RegFr | Electricity Sales (NWPCC Region) | GWh | 1493.917 | 1613.231 | 1838.737 | 2158.943 | 2222.523 | 2053.834 | 2258.662 | 2589.741 | 2309.323 | 2865.53 | 3049.87 | 2794.758 | 2806.837 | 2728.793 | 2670.875 | 2035.546 | 1679.038 | 2325.104 | 2469.536 | 2487.445 | 2547.241 | 2505.836 | 2482.361 | 2295.136 | 2557.236 | 2174.855 | 1733.157 | 1285.608 | 2440.609 | 445.2715 | 70.8226 | 174.2397 | 277.8228 | 383.95 | 431.9295 | 511.5319 | 586.9993 | 575.0075 | 561.5282 | 549.4454 | 534.0807 | 522.2466 | 509.598 | 496.2343 | 481.1575 | 464.4559 | 448.1627 | 432.2469 | 415.082 | 398.4116 | 382.808 | 367.5381 | 351.3931 | 334.4167 | 318.4688 | 303.8262 | 289.5185 | 276.2027 | 263.575 | 251.9417 | 243.8861 | 236.5271 | 229.8159 | 223.0235 | 217.0853
CanESM2-Low | Northwest | Electric Equipment | Electric | N/A | Annual | N/A | SaEC*RegFr | Electricity Sales (NWPCC Region) | GWh | 569.8009 | 673.8625 | 721.259 | 741.0137 | 927.8859 | 985.9036 | 1034.361 | 1155.107 | 1138.425 | 1400.455 | 1377.476 | 1464.299 | 1391.38 | 1353.652 | 1536.812 | 1283.43 | 1114.846 | 1236.351 | 1309.423 | 1414.93 | 1466.545 | 1415.23 | 1339.31 | 1260.372 | 1364.251 | 1989.598 | 2547.395 | 3110.403 | 1332.46 | 4152.569 | 4754.725 | 4763.749 | 4819.158 | 4782.002 | 4505.444 | 4380.117 | 4240.656 | 4227.641 | 4169.344 | 4110.022 | 4044.064 | 3996.502 | 3931.07 | 3860.754 | 3785.451 | 3716.081 | 3648.78 | 3579.235 | 3503.266 | 3421.485 | 3350.471 | 3290.037 | 3234.195 | 3185.681 | 3147.737 | 3104.332 | 3070.741 | 3033.28 | 2993.132 | 2947.619 | 2924.619 | 2899.993 | 2877.729 | 2856.842 | 2843.405
CanESM2-Low | Northwest | Transport Equipment | Electric | N/A | Annual | N/A | SaEC*RegFr | Electricity Sales (NWPCC Region) | GWh | 2704.744 | 2871.063 | 3313.675 | 3594.595 | 4832.531 | 5241.431 | 4936.971 | 5428.669 | 4811.429 | 4768.304 | 3588.12 | 4254.75 | 5178.854 | 5664.009 | 5270.904 | 4344.161 | 3287.699 | 3953.901 | 4443.794 | 4867.377 | 5029.389 | 4267.318 | 4222.224 | 4655.91 | 5363.193 | 5020.995 | 4181.122 | 3524.181 | 5209.696 | 2206.526 | 2057.177 | 2041.61 | 2157.445 | 2328.36 | 2423.282 | 2543.584 | 2620.191 | 2595.318 | 2571.77 | 2551.274 | 2526.529 | 2509.888 | 2488.303 | 2471.963 | 2480.443 | 2491.876 | 2495.396 | 2497.338 | 2492.524 | 2488.545 | 2491.325 | 2492.862 | 2498.031 | 2495.361 | 2508.069 | 2530.438 | 2551.233 | 2581.491 | 2601.73 | 2630.972 | 2587.835 | 2558.618 | 2508.568 | 2469.505 | 2427.696
CanESM2-Low | Northwest | Other Manufacturing | Electric | N/A | Annual | N/A | SaEC*RegFr | Electricity Sales (NWPCC Region) | GWh | 606.0682 | 644.9624 | 654.3343 | 740.8505 | 837.1777 | 800.4592 | 855.8696 | 915.3652 | 864.1016 | 920.3774 | 806.2997 | 800.929 | 872.9204 | 904.9557 | 942.4648 | 767.5504 | 654.9372 | 734.4387 | 796.2887 | 871.9477 | 883.525 | 812.7704 | 767.2905 | 776.6636 | 856.5417 | 794.3359 | 683.8405 | 593.3907 | 835.2644 | 410.5973 | 362.3246 | 359.0081 | 374.6645 | 398.6497 | 400.9748 | 418.9955 | 439.1822 | 441.0298 | 446.3506 | 447.0531 | 441.8099 | 441.9142 | 439.687 | 437.1762 | 434.712 | 432.0311 | 424.5509 | 420.6111 | 418.9841 | 414.3581 | 412.2847 | 405.245 | 395.121 | 389.5722 | 382.4333 | 373.5499 | 364.3235 | 355.934 | 341.5527 | 326.7341 | 314.2888 | 302.2055 | 290.5821 | 279.4896 | 269.4831
CanESM2-Low | Northwest | Data Centers | Electric | N/A | Annual | N/A | SaEC*RegFr | Electricity Sales (NWPCC Region) | GWh | 0 | 0 | 0 | 0 | 0 | 0 | 0 | 0 | 0 | 0 | 0 | 0 | 0 | 0 | 0 | 0 | 0 | 0 | 0 | 0 | 0 | 0 | 2627.99 | 2627.99 | 2627.99 | 2785.698 | 2952.784 | 3129.982 | 3302.315 | 3450.792 | 3768.24 | 3919.02 | 4036.515 | 4157.685 | 4240.845 | 5285.685 | 5445.84 | 5608.625 | 5770.725 | 5932.35 | 6051.35 | 6168.35 | 6287.35 | 6404.35 | 6522.35 | 6641.35 | 6758.35 | 6876.35 | 6994.35 | 7112.35 | 7230.35 | 7348.35 | 7466.35 | 7583.35 | 7702.35 | 7819.35 | 7938.35 | 8056.35 | 8173.35 | 8292.35 | 8409.35 | 8527.35 | 8645.35 | 8763.35 | 8881.35
CanESM2-Low | Northwest | Agriculture | Electric | N/A | Annual | N/A | SaEC*RegFr | Electricity Sales (NWPCC Region) | GWh | 5842.921 | 6342.24 | 6631.321 | 6526.201 | 6867.838 | 6631.319 | 7358.4 | 5930.52 | 7174.44 | 6324.72 | 6456.12 | 6631.32 | 5623.92 | 6053.16 | 6272.16 | 7358.401 | 7237.542 | 6181.056 | 5902.098 | 5448.483 | 5606.419 | 6484.005 | 6327.854 | 6122.522 | 5564.985 | 5655.608 | 6539.48 | 6644.081 | 7506.331 | 8051.596 | 7769.856 | 7672.92 | 7697.316 | 7786.645 | 7963.885 | 7953.132 | 7927.946 | 7892.7 | 7849.708 | 7843.044 | 7801.962 | 7762.322 | 7724.932 | 7689.888 | 7693.751 | 7671.257 | 7655.118 | 7640.716 | 7625.061 | 7648.974 | 7642.915 | 7636.385 | 7630.129 | 7625.44 | 7623.406 | 7622.27 | 7622.115 | 7622.957 | 7624.715 | 7626.972 | 7629.759 | 7632.694 | 7636.281 | 7640.615 | 7667.213
CanESM2-Low | Northwest | Passenger | Electric | N/A | Annual | N/A | SaEC*RegFr | Electricity Sales (NWPCC Region) | GWh | 19.7531 | 19.7531 | 20.0088 | 21.2869 | 21.7982 | 25.1214 | 26.3996 | 25.3771 | 25.8883 | 27.9334 | 25.1214 | 25.6327 | 28.7003 | 46.339 | 47.1059 | 46.8503 | 47.8728 | 50.4292 | 50.1735 | 51.4517 | 52.4742 | 52.7299 | 53.2411 | 57.3331 | 60.5466 | 68.1249 | 82.1119 | 113.6726 | 151.0747 | 173.5067 | 212.6819 | 266.3104 | 324.5547 | 390.7857 | 446.1028 | 517.408 | 604.496 | 713.8007 | 855.0571 | 1007.354 | 1173.279 | 1358.409 | 1558.042 | 1771.219 | 2020.939 | 2282.111 | 2570.28 | 2884.212 | 3214.039 | 3566.54 | 3821.488 | 4188.013 | 4583.538 | 5011.515 | 5481.003 | 5976.145 | 6501.656 | 7045.467 | 7605.209 | 8180.773 | 8779.757 | 9404.531 | 10056.06 | 10680.62 | 11455.69
CanESM2-Low | Northwest | Freight | Electric | N/A | Annual | N/A | SaEC*RegFr | Electricity Sales (NWPCC Region) | GWh | 0 | 0 | 0 | 0 | 0 | 0 | 0 | 0 | 0 | 0 | 0 | 0 | 0 | 0 | 0 | 0 | 0 | 0 | 0 | 0 | 0 | 0 | 0 | 0 | 0 | 0 | 0 | 0 | 0 | 0 | 0 | 0 | 0 | 0 | 0 | 0 | 0 | 0 | 0 | 0 | 0 | 0 | 0 | 0 | 0 | 0 | 0 | 0 | 0 | 0 | 0 | 0 | 0 | 0 | 0 | 0 | 0 | 0 | 0 | 0 | 0 | 0 | 0 | 0 | 0
CanESM2-Low | Northwest | Air Passenger | Electric | N/A | Annual | N/A | SaEC*RegFr | Electricity Sales (NWPCC Region) | GWh | 0 | 0 | 0 | 0 | 0 | 0 | 0 | 0 | 0 | 0 | 0 | 0 | 0 | 0 | 0 | 0 | 0 | 0 | 0 | 0 | 0 | 0 | 0 | 0 | 0 | 0 | 0 | 0 | 0 | 0 | 0 | 0 | 0 | 0 | 0 | 0 | 0 | 0 | 0 | 0 | 0 | 0 | 0 | 0 | 0 | 0 | 0 | 0 | 0 | 0 | 0 | 0 | 0 | 0 | 0 | 0 | 0 | 0 | 0 | 0 | 0 | 0 | 0 | 0 | 0
CanESM2-Low | Northwest | Air Freight | Electric | N/A | Annual | N/A | SaEC*RegFr | Electricity Sales (NWPCC Region) | GWh | 0 | 0 | 0 | 0 | 0 | 0 | 0 | 0 | 0 | 0 | 0 | 0 | 0 | 0 | 0 | 0 | 0 | 0 | 0 | 0 | 0 | 0 | 0 | 0 | 0 | 0 | 0 | 0 | 0 | 0 | 0 | 0 | 0 | 0 | 0 | 0 | 0 | 0 | 0 | 0 | 0 | 0 | 0 | 0 | 0 | 0 | 0 | 0 | 0 | 0 | 0 | 0 | 0 | 0 | 0 | 0 | 0 | 0 | 0 | 0 | 0 | 0 | 0 | 0 | 0
CanESM2-Low | Northwest | Off Road | Electric | N/A | Annual | N/A | SaEC*RegFr | Electricity Sales (NWPCC Region) | GWh | 0 | 0 | 0 | 0 | 0 | 0 | 0 | 0 | 0 | 0 | 0 | 0 | 0 | 0 | 0 | 0 | 0 | 0 | 0 | 0 | 0 | 0 | 0 | 0 | 0 | 0 | 0 | 0 | 0 | 0 | 0 | 0 | 0 | 0 | 0 | 0 | 0 | 0 | 0 | 0 | 0 | 0 | 0 | 0 | 0 | 0 | 0 | 0 | 0 | 0 | 0 | 0 | 0 | 0 | 0 | 0 | 0 | 0 | 0 | 0 | 0 | 0 | 0 | 0 | 0
CanESM2-Low | Northwest | Miscellaneous (Water Supply) | Electric | N/A | Annual | N/A | SaEC*RegFr | Electricity Sales (NWPCC Region) | GWh | 1099.736 | 1095.926 | 1097.86 | 1102.755 | 1113.658 | 1114.771 | 1122.597 | 1128.488 | 1130.92 | 1101.202 | 1093.64 | 1091.471 | 1086.401 | 1078.165 | 1043.025 | 1034.261 | 1023.124 | 1010.258 | 998.476 | 994.7245 | 995.7502 | 994.6953 | 993.1712 | 990.2697 | 984.4079 | 978.2825 | 971.8054 | 965.7092 | 961.7819 | 960.2286 | 960.9027 | 960.3165 | 958.0891 | 954.3376 | 548.476 | 540.9144 | 534.5839 | 528.8101 | 523.5053 | 517.9953 | 512.6319 | 508.177 | 503.6049 | 498.3294 | 495.6038 | 491.3247 | 487.6612 | 483.9097 | 479.2204 | 474.3259 | 475.4689 | 476.5826 | 477.755 | 478.898 | 480.041 | 481.1841 | 482.3564 | 483.5287 | 484.7303 | 485.8734 | 487.075 | 488.2473 | 489.449 | 490.6213 | 491.7937
CanESM2-Low | Northwest | Streetlighting | Electric | N/A | Annual | N/A | SaEC*RegFr | Electricity Sales (NWPCC Region) | GWh | 428.8394 | 437.6026 | 446.4244 | 455.1876 | 455.5686 | 464.2145 | 464.3318 | 464.3318 | 464.3611 | 472.8605 | 489.8886 | 481.653 | 464.918 | 498.9156 | 532.6788 | 540.9144 | 549.0914 | 554.7479 | 555.6272 | 558.1184 | 562.1337 | 564.9472 | 567.2626 | 568.728 | 568.4056 | 567.8488 | 570.8382 | 574.0328 | 578.6343 | 584.6425 | 507.0633 | 495.6331 | 493.4643 | 488.599 | 599.5604 | 598.5052 | 598.6812 | 599.4432 | 600.5275 | 601.4068 | 602.3447 | 604.3376 | 606.1547 | 606.9754 | 610.932 | 612.9543 | 615.6213 | 618.2591 | 619.6659 | 620.6624 | 622.1571 | 623.6518 | 625.1465 | 626.6413 | 628.1653 | 629.66 | 631.1548 | 632.7081 | 634.2321 | 635.7855 | 637.3388 | 638.8336 | 640.4162 | 641.9988 | 643.5522
CanESM2-Low | Northwest | Electric Power Generation | Electric | N/A | Annual | N/A | SaEC*RegFr | Electricity Sales (NWPCC Region) | GWh | 0 | 0 | 0 | 0 | 0 | 0 | 0 | 0 | 0 | 0 | 0 | 0 | 0 | 0 | 0 | 0 | 0 | 0 | 0 | 0 | 0 | 0 | 0 | 0 | 0 | 0 | 0 | 0 | 0 | 0 | 0 | 0 | 0 | 0 | 0 | 0 | 0 | 0 | 0 | 0 | 0 | 0 | 0 | 0 | 0 | 0 | 0 | 0 | 0 | 0 | 0 | 0 | 0 | 0 | 0 | 0 | 0 | 0 | 0 | 0 | 0 | 0 | 0 | 0 | 0
CanESM2-Low | Northwest | Solid Waste | Electric | N/A | Annual | N/A | SaEC*RegFr | Electricity Sales (NWPCC Region) | GWh | 0 | 0 | 0 | 0 | 0 | 0 | 0 | 0 | 0 | 0 | 0 | 0 | 0 | 0 | 0 | 0 | 0 | 0 | 0 | 0 | 0 | 0 | 0 | 0 | 0 | 0 | 0 | 0 | 0 | 0 | 0 | 0 | 0 | 0 | 0 | 0 | 0 | 0 | 0 | 0 | 0 | 0 | 0 | 0 | 0 | 0 | 0 | 0 | 0 | 0 | 0 | 0 | 0 | 0 | 0 | 0 | 0 | 0 | 0 | 0 | 0 | 0 | 0 | 0 | 0
CanESM2-Low | Northwest | Waste Water | Electric | N/A | Annual | N/A | SaEC*RegFr | Electricity Sales (NWPCC Region) | GWh | 589.0973 | 594.959 | 603.7515 | 615.4748 | 630.129 | 641.8523 | 662.3681 | 674.0914 | 691.6764 | 703.3998 | 715.1231 | 726.8464 | 735.6389 | 747.3622 | 756.1547 | 794.2556 | 829.4256 | 867.5264 | 902.6964 | 905.6272 | 902.6964 | 899.7656 | 899.7656 | 908.558 | 917.3505 | 923.2122 | 932.0047 | 943.728 | 949.5897 | 961.313 | 975.9672 | 984.7597 | 993.5522 | 1008.206 | 824.238 | 823.4174 | 833.2943 | 835.8734 | 839.3024 | 848.1243 | 854.3962 | 862.3681 | 867.4971 | 874.238 | 885.6682 | 891.6179 | 901.612 | 908.9097 | 914.4783 | 922.3915 | 924.8535 | 927.3447 | 929.8652 | 932.2978 | 934.8476 | 937.3974 | 939.8593 | 942.4091 | 944.9589 | 947.5381 | 950.1172 | 952.6671 | 955.2462 | 957.884 | 960.4631
CanESM2-Low | Northwest | Incineration | Electric | N/A | Annual | N/A | SaEC*RegFr | Electricity Sales (NWPCC Region) | GWh | 0 | 0 | 0 | 0 | 0 | 0 | 0 | 0 | 0 | 0 | 0 | 0 | 0 | 0 | 0 | 0 | 0 | 0 | 0 | 0 | 0 | 0 | 0 | 0 | 0 | 0 | 0 | 0 | 0 | 0 | 0 | 0 | 0 | 0 | 0 | 0 | 0 | 0 | 0 | 0 | 0 | 0 | 0 | 0 | 0 | 0 | 0 | 0 | 0 | 0 | 0 | 0 | 0 | 0 | 0 | 0 | 0 | 0 | 0 | 0 | 0 | 0 | 0 | 0 | 0
CanESM2-Low | Northwest | Land Use | Electric | N/A | Annual | N/A | SaEC*RegFr | Electricity Sales (NWPCC Region) | GWh | 0 | 0 | 0 | 0 | 0 | 0 | 0 | 0 | 0 | 0 | 0 | 0 | 0 | 0 | 0 | 0 | 0 | 0 | 0 | 0 | 0 | 0 | 0 | 0 | 0 | 0 | 0 | 0 | 0 | 0 | 0 | 0 | 0 | 0 | 0 | 0 | 0 | 0 | 0 | 0 | 0 | 0 | 0 | 0 | 0 | 0 | 0 | 0 | 0 | 0 | 0 | 0 | 0 | 0 | 0 | 0 | 0 | 0 | 0 | 0 | 0 | 0 | 0 | 0 | 0
Scenario | Area | Building Type | Fuel/Tech | Enduse | Month | Day | Variable | Descriptor | Units | 1986 | 1987 | 1988 | 1989 | 1990 | 1991 | 1992 | 1993 | 1994 | 1995 | 1996 | 1997 | 1998 | 1999 | 2000 | 2001 | 2002 | 2003 | 2004 | 2005 | 2006 | 2007 | 2008 | 2009 | 2010 | 2011 | 2012 | 2013 | 2014 | 2015 | 2016 | 2017 | 2018 | 2019 | 2020 | 2021 | 2022 | 2023 | 2024 | 2025 | 2026 | 2027 | 2028 | 2029 | 2030 | 2031 | 2032 | 2033 | 2034 | 2035 | 2036 | 2037 | 2038 | 2039 | 2040 | 2041 | 2042 | 2043 | 2044 | 2045 | 2046 | 2047 | 2048 | 2049 | 2050
CanESM2-High | Northwest | All | Electric | N/A | Annual | N/A | SaEC*RegFr | Electricity Sales (NWPCC Region) | GWh | 130248.4 | 134385.7 | 145000.8 | 149638.3 | 155296.6 | 157911.5 | 154354.1 | 156596.1 | 154463.6 | 156166.7 | 161324.7 | 162702.3 | 167097.5 | 172202.3 | 173292.9 | 146094.2 | 143400.4 | 146914.5 | 149563.2 | 154184.2 | 158764.2 | 162423.5 | 164195.3 | 163778.6 | 162240.6 | 167165.8 | 165725.1 | 167450.3 | 165611.8 | 165392.6 | 162960.9 | 166036.2 | 167755.1 | 168559.4 | 176242.4 | 176676 | 182030.6 | 182025.4 | 183696.3 | 185838.5 | 185008 | 189881.3 | 189989 | 188681.3 | 188710.5 | 191932.6 | 196129.9 | 194098.5 | 198475.7 | 202022.3 | 202662.8 | 201151.2 | 204939.2 | 204845.3 | 209294.7 | 211660.1 | 210914 | 218503 | 217535.4 | 220299.8 | 223564.3 | 225095.2 | 228441.3 | 230872.1 | 236049.2
CanESM2-High | Northwest | Single Family | Electric | N/A | Annual | N/A | SaEC*RegFr | Electricity Sales (NWPCC Region) | GWh | 37117.11 | 36214.01 | 37794.87 | 39470.62 | 39467.24 | 40957.43 | 38984.34 | 42062.43 | 40894.77 | 40894.25 | 42870.24 | 42594.18 | 42392.17 | 43512.67 | 43898.86 | 42260.02 | 42796.1 | 43014.02 | 43761.79 | 44806.73 | 46741.25 | 48629.36 | 49737.8 | 50238.41 | 47848.45 | 49425.04 | 48033.6 | 48128.02 | 46372.97 | 45356.04 | 45071.26 | 46034.73 | 46133.82 | 46220.49 | 46893.75 | 45811.08 | 48166.5 | 47754.09 | 48055.23 | 48605.83 | 47294.85 | 49536.62 | 49280.52 | 47850.97 | 47076.91 | 48238.95 | 50001.53 | 48019.78 | 49689.24 | 51015.79 | 50196.9 | 48287.55 | 49302.46 | 48000.16 | 49251.58 | 49301.5 | 47690.5 | 50721.04 | 48747.99 | 49255.48 | 49630.35 | 48909.24 | 49454.49 | 49272.75 | 50710.16
CanESM2-High | Northwest | Multi Family | Electric | N/A | Annual | N/A | SaEC*RegFr | Electricity Sales (NWPCC Region) | GWh | 5669.699 | 5625.535 | 6194.215 | 6771.277 | 6915.616 | 7241.716 | 6771.362 | 7426.057 | 6976.896 | 7127.514 | 7739.634 | 7676.979 | 7618.074 | 8212.939 | 8313.482 | 7954.963 | 8015.138 | 7888.855 | 8054.311 | 8314.467 | 8608.093 | 8994.347 | 9424.252 | 9437.372 | 8930.041 | 9446.021 | 9216.499 | 9879.599 | 9878.818 | 9913.138 | 10753.93 | 11249.69 | 11495.41 | 11688.17 | 11638.7 | 11573.04 | 12502.24 | 12490.21 | 12709.47 | 13030.67 | 12751.58 | 13684.48 | 14114.35 | 13748.67 | 13383.06 | 13945.43 | 14782.13 | 14434.01 | 15130.34 | 15832.61 | 15630.05 | 15222.99 | 15984.92 | 15647.43 | 16580.03 | 16622.12 | 16260.27 | 17465.67 | 17005.63 | 17653.9 | 17608.8 | 17570.66 | 17871.97 | 17891.95 | 18530.7
CanESM2-High | Northwest | Other Family | Electric | N/A | Annual | N/A | SaEC*RegFr | Electricity Sales (NWPCC Region) | GWh | 4049.678 | 3983.514 | 4256.692 | 4519.342 | 4682.417 | 4932.875 | 4791.844 | 5734.536 | 5733.123 | 5969.597 | 6602.716 | 6677.802 | 6816.153 | 7219.589 | 7369.07 | 7149.054 | 7287.685 | 7275.215 | 7393.389 | 7541.502 | 7806.653 | 7196.539 | 7400.945 | 7447.992 | 7021.581 | 7266.409 | 7138.711 | 7360.414 | 7180.272 | 7045.915 | 6986.625 | 7161.891 | 7175.291 | 7165.854 | 7305.134 | 7068.843 | 7351.787 | 7229.453 | 7257.412 | 7345.24 | 7117.417 | 7517.598 | 7440.16 | 7209.052 | 7093.111 | 7287.868 | 7591.428 | 7273.642 | 7599.717 | 7835.967 | 7744.951 | 7458 | 7685.195 | 7516.542 | 7805.104 | 7864.233 | 7644.197 | 8202.107 | 7946.784 | 8071.376 | 8161.795 | 8089.104 | 8207.159 | 8220.927 | 8478.944
CanESM2-High | Northwest | Large Office | Electric | N/A | Annual | N/A | SaEC*RegFr | Electricity Sales (NWPCC Region) | GWh | 3368.52 | 3204.23 | 3337.471 | 3343.969 | 3651.946 | 3661.187 | 3768.67 | 3652.375 | 3947.981 | 3897.073 | 4167.361 | 4237.562 | 4458.249 | 4408.92 | 4709.153 | 4630.375 | 4708.668 | 4801.563 | 4748.162 | 4633.594 | 4787.427 | 4942.992 | 4967.375 | 4965.418 | 4741.868 | 5093.227 | 5332.244 | 5674.026 | 5861.04 | 6235.139 | 6408.296 | 6418.267 | 6394.975 | 6388.427 | 6608.004 | 6567.137 | 6626.654 | 6572.991 | 6532.563 | 6518.458 | 6501.798 | 6554.044 | 6428.309 | 6431.441 | 6482.289 | 6525.533 | 6575.716 | 6540.611 | 6657.239 | 6689.499 | 6771.05 | 6739.021 | 6809.423 | 6882.63 | 6969.136 | 7089.699 | 7086.32 | 7276.75 | 7320.303 | 7325.021 | 7487.836 | 7572.269 | 7649.842 | 7755.664 | 7837.648
CanESM2-High | Northwest | Medium Office | Electric | N/A | Annual | N/A | SaEC*RegFr | Electricity Sales (NWPCC Region) | GWh | 1074.406 | 1312.745 | 1377.858 | 1383.575 | 1471.565 | 1491.679 | 1529.509 | 1522.313 | 1597.081 | 1598.543 | 1699.997 | 1721.179 | 1785.59 | 1822.988 | 1947.829 | 1905.983 | 1925.994 | 1923.911 | 1924.492 | 1898.005 | 1978.892 | 2004.837 | 1981.429 | 2038.374 | 1911.733 | 2050.271 | 2148.309 | 2281.61 | 2358.343 | 2507.035 | 2577.717 | 2596.834 | 2608.373 | 2630.29 | 2727.162 | 2729.969 | 2770.934 | 2766.302 | 2763.91 | 2769.92 | 2770.903 | 2809.865 | 2781.456 | 2794.847 | 2826.494 | 2860.092 | 2901.038 | 2903.436 | 2966.491 | 3002.118 | 3046.743 | 3050.936 | 3101.619 | 3147.462 | 3202.86 | 3265.554 | 3281.296 | 3381.091 | 3414.549 | 3442.091 | 3521.004 | 3574.011 | 3627.046 | 3690.057 | 3731.081
CanESM2-High | Northwest | Small Office | Electric | N/A | Annual | N/A | SaEC*RegFr | Electricity Sales (NWPCC Region) | GWh | 1451.278 | 1461.235 | 1523.959 | 1527.124 | 1653.74 | 1665.709 | 1714.018 | 1672.615 | 1791.223 | 1777.959 | 1891.795 | 1923.233 | 2015.982 | 2013.576 | 2148.756 | 2111.247 | 2140.273 | 2169.691 | 2155.265 | 2105.054 | 2209.745 | 2226.409 | 2184.28 | 2275.862 | 2107.63 | 2244.14 | 2331.375 | 2463.966 | 2527.815 | 2675.68 | 2731.792 | 2737.998 | 2711.155 | 2684.809 | 2756.302 | 2718.955 | 2724.49 | 2684.593 | 2653.74 | 2634.519 | 2613.273 | 2621.198 | 2555.494 | 2538.752 | 2541.011 | 2542.369 | 2546.615 | 2514.664 | 2546.089 | 2542.572 | 2556.795 | 2525.031 | 2535.432 | 2542.688 | 2560.999 | 2589.867 | 2569.618 | 2626.234 | 2623.865 | 2608.124 | 2651.287 | 2664.367 | 2674.803 | 2695.371 | 2723.416
CanESM2-High | Northwest | Big Box-Retail | Electric | N/A | Annual | N/A | SaEC*RegFr | Electricity Sales (NWPCC Region) | GWh | 1722.046 | 2804.383 | 2988.964 | 3029.057 | 2987.842 | 3107.563 | 3162.441 | 3373.044 | 3339.096 | 3475.817 | 3579.003 | 3575.979 | 3533.104 | 3860.175 | 4011.351 | 3857.742 | 3828.184 | 3643.875 | 3733.921 | 3789.372 | 3855.364 | 4017.48 | 4162.897 | 4002.195 | 3939.815 | 3733.63 | 3441.753 | 3203.081 | 2879.076 | 2637.818 | 2317.551 | 2270.252 | 2214.701 | 2157.543 | 2146.628 | 2103.336 | 2077.913 | 2036.728 | 2005.563 | 1988.553 | 1978.071 | 1981.899 | 1962.737 | 1959.831 | 1977.929 | 1989.986 | 2006.005 | 2012.144 | 2041.839 | 2059.032 | 2088.06 | 2100.277 | 2124.595 | 2149.927 | 2175.455 | 2210.084 | 2230.396 | 2274.833 | 2302.234 | 2317.944 | 2370.557 | 2410.015 | 2448.917 | 2492.934 | 2529.605
CanESM2-High | Northwest | Small Box-Retail | Electric | N/A | Annual | N/A | SaEC*RegFr | Electricity Sales (NWPCC Region) | GWh | 2427.06 | 2262.731 | 2384.159 | 2395.701 | 2511.638 | 2548.579 | 2623.264 | 2630.339 | 2781.432 | 2809.233 | 2931.3 | 2947.903 | 3006.738 | 3063.689 | 3195.413 | 3099.869 | 3124.842 | 3089.97 | 3091.256 | 3063.614 | 3209.882 | 3237.385 | 3220.203 | 3278.657 | 3056.027 | 2951.341 | 2780.335 | 2657.564 | 2457.647 | 2334.069 | 2134.468 | 2135.922 | 2110.364 | 2075.942 | 2111.962 | 2081.462 | 2085.118 | 2052.141 | 2029.927 | 2020.708 | 2014.284 | 2014.445 | 1958.631 | 1950.643 | 1963.381 | 1964.684 | 1965.223 | 1945.701 | 1972.121 | 1966.463 | 1987.262 | 1967.783 | 1971.046 | 1983.065 | 1991.672 | 2022.411 | 2010.965 | 2054.358 | 2059.234 | 2036.463 | 2090.876 | 2110.695 | 2125.438 | 2152.015 | 2189.087
CanESM2-High | Northwest | High End-Retail | Electric | N/A | Annual | N/A | SaEC*RegFr | Electricity Sales (NWPCC Region) | GWh | 643.7054 | 600.9925 | 630.3218 | 632.8359 | 670.7584 | 678.6818 | 700.2784 | 694.0166 | 742.3369 | 745.6703 | 780.7257 | 785.1307 | 803.4766 | 812.9177 | 848.1975 | 823.8525 | 830.8908 | 826.2225 | 823.7296 | 814.8446 | 832.2327 | 858.3035 | 881.3022 | 846.5682 | 841.0143 | 890.8206 | 919.8705 | 964.293 | 983.932 | 1035.733 | 1055.111 | 1066.346 | 1063.077 | 1051.192 | 1076.86 | 1063.886 | 1066.704 | 1052.491 | 1045.949 | 1051.893 | 1061.764 | 1082.241 | 1072.844 | 1086.122 | 1120.44 | 1144.284 | 1169.443 | 1181.956 | 1222.707 | 1242.779 | 1280.847 | 1293.388 | 1319.412 | 1349.369 | 1375.174 | 1416.192 | 1432.813 | 1483.017 | 1510.087 | 1516.744 | 1578.522 | 1616.705 | 1651.484 | 1695.281 | 1722.322
CanESM2-High | Northwest | Anchor-Retail | Electric | N/A | Annual | N/A | SaEC*RegFr | Electricity Sales (NWPCC Region) | GWh | 1535.369 | 1317.114 | 1368.947 | 1361.495 | 1520.516 | 1506.071 | 1568.292 | 1474.439 | 1670.831 | 1636.182 | 1727.209 | 1752.978 | 1841.122 | 1750.474 | 1831.62 | 1792.809 | 1834.013 | 1895.867 | 1853.965 | 1795.471 | 1837.326 | 1903.437 | 1953.143 | 1875.021 | 1859.22 | 1814.027 | 1727.281 | 1670.22 | 1566.766 | 1510.064 | 1411.922 | 1418.541 | 1407.448 | 1391.504 | 1440.23 | 1426.293 | 1440.837 | 1422.498 | 1412.788 | 1414.49 | 1424.648 | 1443.395 | 1407.209 | 1421.862 | 1459.484 | 1481.72 | 1501.894 | 1503.706 | 1555.242 | 1567.832 | 1618.329 | 1618.766 | 1642.651 | 1684.111 | 1713.979 | 1781.118 | 1789.465 | 1870.186 | 1903.642 | 1881.869 | 1969.684 | 1998.812 | 2017.098 | 2056.217 | 2095.145
CanESM2-High | Northwest | K-12 | Electric | N/A | Annual | N/A | SaEC*RegFr | Electricity Sales (NWPCC Region) | GWh | 1217.152 | 1211.94 | 1290.554 | 1220.338 | 1215.046 | 1278.075 | 1344.065 | 1436.603 | 1422.679 | 1424.803 | 1528.992 | 1510.822 | 1498.508 | 1614.973 | 1717.809 | 1636.815 | 1772.745 | 1597.938 | 1630.939 | 1680.409 | 1739.563 | 1804.237 | 1783.872 | 1845.348 | 1701.041 | 1869.887 | 1948.472 | 2051.787 | 2114.97 | 2251.119 | 2307.638 | 2363.16 | 2367.685 | 2328.835 | 2397.96 | 2362.17 | 2370.598 | 2336.538 | 2305.178 | 2283.622 | 2257.02 | 2259.749 | 2198.519 | 2165.291 | 2147.232 | 2134.266 | 2127.337 | 2085.059 | 2096.308 | 2084.461 | 2076.187 | 2032.788 | 2029.945 | 2016.551 | 2024.018 | 2030.104 | 1997.523 | 2025.16 | 1999.85 | 1975.376 | 1981.155 | 1970.564 | 1962.07 | 1956.1 | 1986.024
CanESM2-High | Northwest | University | Electric | N/A | Annual | N/A | SaEC*RegFr | Electricity Sales (NWPCC Region) | GWh | 1445.122 | 1449.164 | 1518.091 | 1460.951 | 1540.918 | 1580.149 | 1684.499 | 1655.168 | 1782.98 | 1751.895 | 1864.193 | 1888.37 | 1931.289 | 1941.716 | 2055.686 | 1991.239 | 2110.583 | 2047.808 | 2027.127 | 2004.98 | 2033.627 | 2153.652 | 2191.884 | 2158.167 | 2112.729 | 2171.242 | 2140.226 | 2148.596 | 2101.161 | 2124.972 | 2076.611 | 2130.464 | 2157.736 | 2143.882 | 2238.552 | 2232.22 | 2263.265 | 2248.65 | 2238.036 | 2235.485 | 2234.044 | 2250.913 | 2189.165 | 2168.635 | 2162.841 | 2153.057 | 2144.119 | 2105.981 | 2120.341 | 2105.144 | 2107.464 | 2067.787 | 2063.119 | 2058.112 | 2062.631 | 2077.358 | 2045.496 | 2073.545 | 2052.394 | 2016.51 | 2033.545 | 2025.44 | 2013.989 | 2010.42 | 2031.646
CanESM2-High | Northwest | Warehouse | Electric | N/A | Annual | N/A | SaEC*RegFr | Electricity Sales (NWPCC Region) | GWh | 1174.274 | 1217.874 | 1321.07 | 1378.084 | 1320.983 | 1413.721 | 1430.787 | 1600.533 | 1520.234 | 1623.596 | 1721.413 | 1757.635 | 1734.988 | 2016.041 | 2114.999 | 2045.879 | 2022.748 | 1828.906 | 1909.946 | 1990.185 | 2106.722 | 2079.075 | 2059.364 | 2126.039 | 1935.576 | 2083.281 | 2186.333 | 2330.563 | 2413.644 | 2569.09 | 2640.237 | 2715.314 | 2756.903 | 2731.646 | 2779.612 | 2750.861 | 2746.507 | 2713.571 | 2687.914 | 2672.47 | 2655.138 | 2664.814 | 2619.158 | 2602.61 | 2603.74 | 2606.365 | 2610.977 | 2586.676 | 2612.442 | 2614.219 | 2631.128 | 2613.589 | 2625.925 | 2638.328 | 2660.352 | 2694.8 | 2686.583 | 2745.355 | 2758.441 | 2755.085 | 2820.882 | 2855.169 | 2887.821 | 2932.495 | 2994.523
CanESM2-High | Northwest | Supermarket | Electric | N/A | Annual | N/A | SaEC*RegFr | Electricity Sales (NWPCC Region) | GWh | 2401.691 | 2177.984 | 2320.765 | 2342.212 | 2373.942 | 2432.156 | 2529.137 | 2605.971 | 2672.916 | 2725.181 | 2861.429 | 2866.002 | 2872.5 | 3087.628 | 3264.774 | 3140.642 | 3151.844 | 2916.288 | 2953.098 | 2948.352 | 2940.061 | 3016.175 | 3062.161 | 3097.206 | 3063.019 | 3055.851 | 2978.133 | 2960.131 | 2855.002 | 2842.645 | 2727.098 | 2671.973 | 2598.849 | 2528.482 | 2537.219 | 2486.01 | 2462.836 | 2419.709 | 2385.445 | 2363.273 | 2349.733 | 2358.111 | 2328.746 | 2319.332 | 2331.102 | 2340.578 | 2357.004 | 2351.283 | 2384.443 | 2401.775 | 2428.289 | 2431.76 | 2459.468 | 2480.264 | 2511.147 | 2545.246 | 2558.245 | 2612.682 | 2637.333 | 2657.53 | 2711.835 | 2752.596 | 2793.115 | 2838.929 | 2901.912
CanESM2-High | Northwest | MiniMart | Electric | N/A | Annual | N/A | SaEC*RegFr | Electricity Sales (NWPCC Region) | GWh | 748.0474 | 1099.025 | 1176.253 | 1188.221 | 1181.522 | 1221.081 | 1270.036 | 1330.687 | 1335.893 | 1375.756 | 1438.643 | 1435.957 | 1424.809 | 1568.401 | 1655.72 | 1586.906 | 1588.094 | 1450.041 | 1483.323 | 1490.647 | 1476.614 | 1553.914 | 1627.944 | 1593.102 | 1562.667 | 1615.294 | 1635.621 | 1682.38 | 1685.776 | 1741.63 | 1739.321 | 1704.074 | 1662.49 | 1617.284 | 1617.018 | 1586.399 | 1568.827 | 1541.15 | 1517.648 | 1499.367 | 1494.783 | 1500.78 | 1489.937 | 1487.354 | 1496.198 | 1503.751 | 1514.122 | 1517.383 | 1535.581 | 1549.514 | 1566.492 | 1574.654 | 1592.504 | 1607.997 | 1628.2 | 1650.461 | 1664.234 | 1695.692 | 1716.11 | 1735.549 | 1769.171 | 1798.516 | 1828.569 | 1860.65 | 1902.266
CanESM2-High | Northwest | Restaurant | Electric | N/A | Annual | N/A | SaEC*RegFr | Electricity Sales (NWPCC Region) | GWh | 1418.641 | 1410.581 | 1467.893 | 1463.833 | 1522.006 | 1548.438 | 1592.765 | 1577.061 | 1647.887 | 1643.321 | 1706.651 | 1723.127 | 1736.31 | 1756.969 | 1821.731 | 1749.394 | 1790.046 | 1794.724 | 1822.759 | 1871.16 | 1903.338 | 1906.703 | 1947.443 | 1951.463 | 1874.529 | 1978.768 | 2038.461 | 2137.216 | 2181.295 | 2288.006 | 2322.237 | 2296.462 | 2253.346 | 2230.836 | 2296.212 | 2293.519 | 2317.247 | 2307.585 | 2302.86 | 2307.646 | 2320.391 | 2354.232 | 2338.217 | 2345.647 | 2380.383 | 2408.154 | 2443.774 | 2453.58 | 2511.088 | 2541.841 | 2590.744 | 2605.145 | 2650.317 | 2690.167 | 2740.013 | 2791.838 | 2803.831 | 2864.461 | 2883.157 | 2890.537 | 2952.951 | 2988.233 | 3022.233 | 3063.916 | 3109.357
CanESM2-High | Northwest | Lodging | Electric | N/A | Annual | N/A | SaEC*RegFr | Electricity Sales (NWPCC Region) | GWh | 2459.748 | 2392.372 | 2552.789 | 2565.873 | 2700.401 | 2727.55 | 2778.287 | 2762.654 | 2900.383 | 2854.097 | 3052.175 | 3111.99 | 3183.623 | 3230.716 | 3407.897 | 3275.267 | 3293.1 | 3165.11 | 3147.286 | 3118.556 | 3202.876 | 3297.616 | 3335.357 | 3295.016 | 3187.613 | 3118.477 | 2981.558 | 2887.758 | 2726.954 | 2649.454 | 2466.582 | 2507.772 | 2525.66 | 2497.18 | 2559.421 | 2539.508 | 2563.568 | 2530.449 | 2507.08 | 2497.857 | 2478.807 | 2514.809 | 2480.547 | 2455.32 | 2454.842 | 2472.495 | 2504.579 | 2477.585 | 2529.031 | 2550.288 | 2568.568 | 2546.355 | 2584.703 | 2591.066 | 2644.994 | 2672.754 | 2656.434 | 2726.184 | 2715.158 | 2726.839 | 2753.079 | 2763.431 | 2780.67 | 2799.148 | 2836.533
CanESM2-High | Northwest | Hospital | Electric | N/A | Annual | N/A | SaEC*RegFr | Electricity Sales (NWPCC Region) | GWh | 1074.78 | 1080.977 | 1117.856 | 1096.03 | 1207.817 | 1205.154 | 1296.592 | 1213.788 | 1361.962 | 1320.529 | 1396.421 | 1431.788 | 1504.827 | 1469.443 | 1569.83 | 1540.21 | 1613.472 | 1618.054 | 1586.822 | 1592.015 | 1600.684 | 1686.964 | 1764.243 | 1710.833 | 1649.285 | 1853.788 | 2000.955 | 2186.952 | 2316.792 | 2523.4 | 2647.485 | 2673.581 | 2667.808 | 2707.108 | 2859.316 | 2886.794 | 2957.485 | 2987.092 | 3028.527 | 3075.545 | 3143.594 | 3241.611 | 3234.851 | 3281.169 | 3352.537 | 3413.91 | 3469.894 | 3483.444 | 3566.305 | 3599.898 | 3668.527 | 3678.024 | 3734.993 | 3797.135 | 3869.988 | 3967.515 | 3994.423 | 4122.416 | 4191.253 | 4231.153 | 4372.213 | 4468.11 | 4554.45 | 4662.368 | 4701.889
CanESM2-High | Northwest | OtherHealth | Electric | N/A | Annual | N/A | SaEC*RegFr | Electricity Sales (NWPCC Region) | GWh | 1996.843 | 2001.095 | 2090.886 | 2057.824 | 2229.574 | 2223.343 | 2361.032 | 2238.978 | 2487.486 | 2377.518 | 2543.382 | 2577.877 | 2686.142 | 2654.753 | 2844.238 | 2771.905 | 2917.001 | 2880.779 | 2852.578 | 2868.422 | 2970.608 | 3086.313 | 3085.271 | 3053.644 | 2944.275 | 2835.548 | 2630.46 | 2472.198 | 2247.616 | 2098.296 | 1878.092 | 1931.638 | 1962.881 | 1979.185 | 2097.517 | 2133.502 | 2194.888 | 2197.541 | 2207.696 | 2232.182 | 2258.311 | 2316.645 | 2286.806 | 2294.386 | 2319.926 | 2345.509 | 2368.729 | 2347.558 | 2389.772 | 2393.543 | 2415.88 | 2389.008 | 2405.738 | 2420.936 | 2452.015 | 2496.846 | 2481.288 | 2556.167 | 2569.094 | 2565.206 | 2635.232 | 2668.311 | 2696.425 | 2738.336 | 2765.01
CanESM2-High | Northwest | Assembly | Electric | N/A | Annual | N/A | SaEC*RegFr | Electricity Sales (NWPCC Region) | GWh | 2051.725 | 2075.917 | 2214.487 | 2217.862 | 2243.421 | 2327.368 | 2399.358 | 2496.382 | 2500.423 | 2551.733 | 2724.617 | 2759.124 | 2795.558 | 3036.696 | 3233.154 | 3143.108 | 3174.829 | 3039.901 | 3138.589 | 3135.845 | 3224.806 | 3355.846 | 3377.629 | 3359.835 | 3229.406 | 3485.779 | 3664.894 | 3917.494 | 4057.212 | 4331.157 | 4466.399 | 4476.144 | 4441.5 | 4411.045 | 4540.773 | 4513.347 | 4539.199 | 4545.492 | 4534.261 | 4535.853 | 4552.561 | 4605.294 | 4576.352 | 4610.519 | 4677.074 | 4731.766 | 4784.521 | 4801.164 | 4897.233 | 4956.369 | 5044.537 | 5082.872 | 5163.858 | 5253.705 | 5342.621 | 5451.804 | 5503.771 | 5637.067 | 5695.244 | 5744.876 | 5844.115 | 5874.75 | 5902.095 | 5951.502 | 5958.531
CanESM2-High | Northwest | Other | Electric | N/A | Annual | N/A | SaEC*RegFr | Electricity Sales (NWPCC Region) | GWh | 3175.083 | 3206.346 | 3420.889 | 3430.737 | 3541.819 | 3636.893 | 3779.855 | 3853.872 | 3970.995 | 3990.075 | 4298.723 | 4371.764 | 4478.241 | 4764.606 | 5101.003 | 4957.515 | 5028.868 | 4815.285 | 4891.271 | 4833.556 | 5029.719 | 5201.219 | 5111.12 | 5155.847 | 4955.977 | 4896.869 | 4728.281 | 4645.558 | 4429.188 | 4349.307 | 4133.725 | 4294.409 | 4410.194 | 4449.905 | 4638.813 | 4659.51 | 4732.864 | 4743.951 | 4756.995 | 4785.486 | 4839.937 | 4938.108 | 4913.862 | 4946.929 | 5027.134 | 5101.512 | 5178.857 | 5191.692 | 5300.644 | 5355.953 | 5447.115 | 5455.667 | 5538.665 | 5630.515 | 5728.17 | 5848.703 | 5886.027 | 6048.545 | 6114.198 | 6152.359 | 6312.769 | 6412.632 | 6510.191 | 6629.438 | 6737.806
CanESM2-High | Northwest | Food & Tobacco | Electric | N/A | Annual | N/A | SaEC*RegFr | Electricity Sales (NWPCC Region) | GWh | 2355.979 | 2674.294 | 2748.944 | 2728.353 | 2714.737 | 3073.508 | 3064.487 | 3242.119 | 3154.427 | 3300.074 | 3330.577 | 3207.091 | 3439.137 | 3409.609 | 3572.177 | 2866.687 | 2335.118 | 3007.019 | 3265.622 | 3498.896 | 3529.07 | 3397.816 | 3104.016 | 2966.464 | 3433.171 | 4201.474 | 4757.426 | 5365.752 | 3228.287 | 6330.079 | 7821.254 | 7939.438 | 7970.43 | 8028.71 | 8586.438 | 8646.642 | 8733.051 | 8789.495 | 8847.506 | 8921.977 | 8996.37 | 9045.84 | 9096.071 | 9137.781 | 9183.519 | 9235.66 | 9288.294 | 9334.548 | 9390.309 | 9448.303 | 9515.898 | 9570.468 | 9641.378 | 9699.799 | 9764.965 | 9803.22 | 9838.26 | 9875.136 | 9905.391 | 9926.081 | 9985.088 | 10040.75 | 10100.68 | 10162.88 | 10258.5
CanESM2-High | Northwest | Textiles | Electric | N/A | Annual | N/A | SaEC*RegFr | Electricity Sales (NWPCC Region) | GWh | 115.1777 | 132.3582 | 138.1315 | 169.3038 | 192.174 | 233.8109 | 218.6356 | 225.8421 | 225.056 | 217.8012 | 200.9031 | 193.6117 | 183.1981 | 184.3521 | 208.4535 | 175.0936 | 154.4604 | 168.655 | 173.5161 | 187.0248 | 184.4791 | 172.9105 | 158.7927 | 152.3528 | 166.2865 | 151.124 | 128.7807 | 107.8503 | 161.0814 | 64.7445 | 58.5446 | 57.859 | 61.566 | 64.9908 | 77.7707 | 84.1826 | 89.0498 | 92.6404 | 95.374 | 96.4251 | 91.5014 | 89.4483 | 88.3527 | 87.3459 | 86.4144 | 86.8514 | 85.9318 | 85.7405 | 84.7716 | 82.8899 | 81.4445 | 81.2549 | 79.1011 | 78.7819 | 77.3428 | 76.569 | 75.0902 | 71.7057 | 69.506 | 67.0106 | 66.3254 | 65.6356 | 64.8851 | 64.2 | 64.0084
CanESM2-High | Northwest | Apparel | Electric | N/A | Annual | N/A | SaEC*RegFr | Electricity Sales (NWPCC Region) | GWh | 71.4864 | 75.3374 | 88.1719 | 77.0614 | 81.4575 | 90.7241 | 113.2046 | 147.7834 | 123.9453 | 150.7495 | 126.1266 | 69.894 | 82.4907 | 89.8714 | 89.7133 | 64.1289 | 54.125 | 66.0535 | 73.6256 | 80.1004 | 79.511 | 72.0598 | 66.7796 | 68.7007 | 80.047 | 70.9687 | 55.1009 | 43.6115 | 74.6374 | 17.7353 | 5.2335 | 10.2392 | 14.6027 | 18.833 | 24.4697 | 28.8373 | 32.7716 | 31.6855 | 31.0773 | 30.5359 | 29.9212 | 28.0848 | 27.5823 | 26.7066 | 26.3438 | 25.8034 | 25.3022 | 24.7553 | 24.5645 | 23.839 | 23.5141 | 23.1438 | 22.5962 | 22.369 | 20.9792 | 20.5848 | 19.9521 | 19.253 | 18.7449 | 18.1138 | 17.6207 | 17.1318 | 16.5908 | 16.5328 | 16.4376
CanESM2-High | Northwest | Lumber | Electric | N/A | Annual | N/A | SaEC*RegFr | Electricity Sales (NWPCC Region) | GWh | 5303.39 | 5312.819 | 5512.789 | 5950.089 | 5654.262 | 5597.051 | 5165.151 | 5544.616 | 4978.315 | 5372.416 | 5246.465 | 5340.708 | 5751.687 | 5718.514 | 5846.432 | 5219.593 | 4742.898 | 5442.521 | 5767.773 | 6074.766 | 5978.292 | 5665.5 | 5245.159 | 5000.618 | 5662.307 | 5421.546 | 4965.056 | 4652.252 | 5331.621 | 4221.708 | 3722.121 | 4023.293 | 4385.781 | 4658.084 | 5160.861 | 5481.225 | 5801.421 | 5818.351 | 5893.104 | 5956.555 | 5995.694 | 5970.338 | 5893.141 | 5813.408 | 5773.563 | 5771.651 | 5705.653 | 5564.563 | 5412.556 | 5324.94 | 5272.211 | 5241.649 | 5212.667 | 5115.564 | 5007.538 | 4909.906 | 4826.461 | 4761.685 | 4633.623 | 4528.038 | 4511.234 | 4520.189 | 4530.793 | 4533.941 | 4505.523
CanESM2-High | Northwest | Furniture | Electric | N/A | Annual | N/A | SaEC*RegFr | Electricity Sales (NWPCC Region) | GWh | 146.6464 | 154.7184 | 180.0755 | 213.9444 | 237.925 | 232.8075 | 265.9368 | 315.4198 | 315.0186 | 320.5071 | 302.3708 | 329.8058 | 348.8402 | 342.4014 | 368.6024 | 291.8001 | 258.1509 | 295.3908 | 304.9489 | 315.1372 | 316.0354 | 300.0417 | 280.2278 | 272.0535 | 291.7152 | 266.8757 | 231.4568 | 201.0299 | 287.3595 | 136.0892 | 115.8897 | 118.6503 | 123.9889 | 130.6754 | 147.5015 | 155.8855 | 164.7291 | 170.0872 | 176.7826 | 183.1181 | 186.4642 | 188.7405 | 190.6868 | 192.128 | 193.8624 | 197.9352 | 198.1183 | 199.5582 | 200.7939 | 202.4783 | 206.0083 | 209.1706 | 212.4998 | 214.684 | 215.4432 | 217.5889 | 220.0129 | 222.2578 | 223.6612 | 224.9611 | 227.5374 | 230.4236 | 233.4243 | 236.3732 | 240.081
CanESM2-High | Northwest | Paper | Electric | N/A | Annual | N/A | SaEC*RegFr | Electricity Sales (NWPCC Region) | GWh | 4720.631 | 5112.733 | 5365.68 | 5127.366 | 5382.737 | 5868.318 | 5271.437 | 5447.679 | 5278.71 | 4909.229 | 4086.363 | 3931.057 | 4683.795 | 4801.005 | 4865.54 | 4505.945 | 3634.579 | 4466.569 | 4939.846 | 5447.781 | 5468.041 | 4811.533 | 4528.859 | 4781.013 | 5451.647 | 5797.633 | 5683.122 | 5740.504 | 5309.119 | 5558.374 | 6716.766 | 6843.164 | 6711.384 | 6587.05 | 6665.958 | 6619.845 | 6609.203 | 6512.603 | 6496.84 | 6440.966 | 6397.129 | 6330.661 | 6296.445 | 6248.667 | 6201.618 | 6186.995 | 6175.627 | 6152.165 | 6163.25 | 6161.353 | 6169.042 | 6204.166 | 6230.992 | 6259.921 | 6293.252 | 6334.895 | 6372.458 | 6406.787 | 6428.669 | 6452.387 | 6497.062 | 6536.016 | 6575.14 | 6625.745 | 6681.563
CanESM2-High | Northwest | Printing | Electric | N/A | Annual | N/A | SaEC*RegFr | Electricity Sales (NWPCC Region) | GWh | 449.2527 | 504.8596 | 536.408 | 540.2011 | 607.9608 | 628.2805 | 633.7935 | 679.9368 | 611.2075 | 689.4044 | 655.1379 | 827.9261 | 878.9919 | 892.2737 | 932.8459 | 755.3496 | 653.902 | 752.5679 | 802.7296 | 869.1736 | 878.2122 | 826.4367 | 786.9035 | 774.3806 | 836.6941 | 768.4979 | 662.5622 | 574.1066 | 825.5642 | 399.2027 | 335.09 | 332.7705 | 330.2585 | 327.7918 | 338.0405 | 339.2832 | 344.2737 | 342.1857 | 337.5732 | 335.2161 | 332.669 | 327.3969 | 324.2144 | 320.4569 | 318.8481 | 316.6829 | 313.928 | 311.7705 | 307.5164 | 306.5997 | 305.0752 | 304.8726 | 305.4637 | 305.1596 | 304.0496 | 303.7064 | 305.0623 | 304.8964 | 304.5271 | 304.4661 | 304.173 | 303.5571 | 303.3833 | 303.0588 | 305.8208
CanESM2-High | Northwest | Chemicals | Electric | N/A | Annual | N/A | SaEC*RegFr | Electricity Sales (NWPCC Region) | GWh | 2022.896 | 2185.57 | 2240.342 | 2159.066 | 2547.348 | 2046.939 | 1909.924 | 2029.814 | 2217.613 | 1912.996 | 1895.273 | 1861.993 | 2139.795 | 2177.119 | 2240.256 | 1859.476 | 1534.119 | 1888.02 | 2042.623 | 2220.177 | 2253.534 | 2104.412 | 2003.969 | 2015.492 | 2223.517 | 2614.427 | 2855.53 | 3114.199 | 2191.42 | 3430.03 | 4244.649 | 4339.493 | 4522.039 | 4593.291 | 4842.835 | 5003.771 | 5079.536 | 5189.177 | 5278.435 | 5425.083 | 5489.101 | 5492.443 | 5495.638 | 5539.478 | 5592.661 | 5635.469 | 5702.957 | 5759.824 | 5798.229 | 5826.68 | 5842.068 | 5908.243 | 5925.165 | 5974.976 | 6058.844 | 6100.36 | 6176.677 | 6196.828 | 6242.342 | 6283.981 | 6384.301 | 6481.45 | 6607.342 | 6721.649 | 6862.744
CanESM2-High | Northwest | Petroleum Products | Electric | N/A | Annual | N/A | SaEC*RegFr | Electricity Sales (NWPCC Region) | GWh | 1666.716 | 1728.25 | 1685.036 | 1927.986 | 2292.788 | 2041.942 | 1760.653 | 1733.937 | 1760.559 | 1524.185 | 1224.056 | 1004.344 | 1715.695 | 1826.662 | 1819.885 | 1165.805 | 1104.136 | 1366.408 | 1497.202 | 1627.11 | 1654.574 | 1604.841 | 1481.517 | 1562.831 | 1744.968 | 1823.425 | 1806.085 | 1880.719 | 1671.188 | 1981.51 | 2276.982 | 2398.146 | 2478.382 | 2501.655 | 2547.277 | 2502.053 | 2450 | 2338.683 | 2236.868 | 2137.764 | 2051.644 | 1971.397 | 1892.148 | 1817.126 | 1743.619 | 1663.468 | 1603.828 | 1543.467 | 1483.394 | 1426.714 | 1372.768 | 1320.253 | 1273.35 | 1219.651 | 1170.254 | 1128.758 | 1078.193 | 1033.466 | 988.9532 | 949.7118 | 919.7271 | 887.5963 | 852.9103 | 823.3396 | 796.8672
CanESM2-High | Northwest | Rubber | Electric | N/A | Annual | N/A | SaEC*RegFr | Electricity Sales (NWPCC Region) | GWh | 674.2296 | 729.2229 | 751.2721 | 860.4503 | 1017.009 | 1068.538 | 1135.651 | 1305.359 | 1370.044 | 1474.018 | 1420.581 | 1466.534 | 1521.856 | 1524.774 | 1574.616 | 1292.549 | 1109.872 | 1311.479 | 1410.619 | 1524.919 | 1548.047 | 1448.388 | 1408.379 | 1376.428 | 1468.705 | 1310.311 | 1088.026 | 887.3836 | 1466.276 | 488.6369 | 344.662 | 357.0207 | 379.4213 | 397.689 | 438.6825 | 464.6683 | 489.3653 | 492.7547 | 494.6194 | 498.3484 | 501.0473 | 504.4227 | 510.0209 | 515.1275 | 519.9431 | 525.1038 | 527.1853 | 529.7425 | 534.8826 | 541.0527 | 547.3408 | 551.8828 | 557.2933 | 562.4718 | 569.7901 | 573.7767 | 579.1942 | 580.4581 | 583.4443 | 586.9984 | 590.6755 | 594.179 | 597.601 | 601.617 | 606.9382
CanESM2-High | Northwest | Leather | Electric | N/A | Annual | N/A | SaEC*RegFr | Electricity Sales (NWPCC Region) | GWh | 11.6636 | 15.6228 | 12.8687 | 7.6847 | 9.5944 | 10.443 | 11.4994 | 19.3936 | 16.3815 | 16.7711 | 13.1917 | 10.6244 | 12.677 | 16.8762 | 18.5603 | 10.1965 | 9.5786 | 11.0823 | 11.4667 | 12.3185 | 12.5201 | 12.4858 | 11.646 | 11.9652 | 11.5806 | 9.9082 | 9.4946 | 5.9293 | 12.5057 | 3.7745 | 3.4897 | 4.323 | 5.2464 | 5.7881 | 6.455 | 6.8671 | 7.2533 | 6.897 | 6.6645 | 6.2962 | 5.9888 | 5.8032 | 5.2562 | 5.1178 | 4.7475 | 4.1557 | 4.0433 | 3.9121 | 3.5327 | 3.3489 | 3.2085 | 3.0397 | 2.7975 | 2.5965 | 2.4815 | 2.2836 | 2.2236 | 1.229 | 1.1401 | 1.0657 | 0.9302 | 0.9028 | 0.7912 | 0.7677 | 0.6766
CanESM2-High | Northwest | Stone, Clay, etc. | Electric | N/A | Annual | N/A | SaEC*RegFr | Electricity Sales (NWPCC Region) | GWh | 1434.92 | 1590.732 | 1838.906 | 1897.542 | 2096.343 | 2215.188 | 2128.446 | 2171.897 | 2235.665 | 2257.213 | 2022.646 | 1850.786 | 2260.436 | 2349.719 | 2304.523 | 1713.883 | 1554.134 | 1852.229 | 1957.193 | 2065.175 | 2097.589 | 1987.468 | 1920.41 | 1934.59 | 2032.802 | 2246.505 | 2335.885 | 2488.552 | 2064.866 | 2731.187 | 3187.264 | 3223.045 | 3224.646 | 3180.706 | 3347.985 | 3382.263 | 3398.051 | 3465.848 | 3531.618 | 3609.356 | 3644.015 | 3653.897 | 3624.101 | 3566.596 | 3516.373 | 3471.748 | 3418.86 | 3356.026 | 3271.761 | 3203.093 | 3166.322 | 3139.89 | 3079.043 | 3030.593 | 2980.542 | 2924.857 | 2876.274 | 2819.052 | 2750.546 | 2681.962 | 2639.65 | 2603.108 | 2569.415 | 2534.507 | 2507.213
CanESM2-High | Northwest | Aluminum | Electric | N/A | Annual | N/A | SaEC*RegFr | Electricity Sales (NWPCC Region) | GWh | 18338.15 | 20532.97 | 24790.54 | 25523.21 | 26181.12 | 25668.87 | 24064.49 | 20504.73 | 18478.26 | 20126.81 | 22386.28 | 22970.52 | 23587.59 | 23775.63 | 20849.08 | 2293.979 | 3283.404 | 3573.509 | 2624.743 | 3952.022 | 4091.325 | 6287.356 | 5250.961 | 4506.624 | 4982.016 | 5263.013 | 5789.801 | 5795.487 | 6003.224 | 6000 | 280.7737 | 280.7737 | 652.386 | 652.386 | 3601.407 | 3601.407 | 3601.407 | 3601.407 | 3601.407 | 3601.407 | 3601.407 | 3601.407 | 3601.407 | 3601.407 | 3601.407 | 3601.407 | 3601.407 | 3601.407 | 3601.407 | 3601.407 | 3601.407 | 3601.407 | 3601.407 | 3601.407 | 3601.407 | 3601.407 | 3601.407 | 3601.407 | 3601.407 | 3601.407 | 3601.407 | 3601.407 | 3601.407 | 3601.407 | 3601.407
CanESM2-High | Northwest | Other Primary Metals | Electric | N/A | Annual | N/A | SaEC*RegFr | Electricity Sales (NWPCC Region) | GWh | 406.8272 | 288.776 | 375.333 | 388.5149 | 394.303 | 415.433 | 541.3927 | 516.3497 | 605.862 | 254.6647 | 294.7476 | 341.0638 | 369.345 | 334.0137 | 548.2673 | 751.8126 | 331.4327 | 657.3539 | 733.6451 | 780.7144 | 838.6406 | 994.8969 | 875.3617 | 829.3932 | 836.3577 | 763.449 | 698.9089 | 666.8083 | 893.2704 | 534.1696 | 486.0913 | 507.2918 | 492.747 | 470.5838 | 476.3108 | 466.6101 | 458.4222 | 460.0906 | 467.0731 | 465.1103 | 466.921 | 467.8537 | 467.7019 | 469.3361 | 471.3679 | 477.3211 | 475.7399 | 479.6305 | 483.8353 | 493.7852 | 499.3978 | 513.0731 | 518.6868 | 524.7153 | 527.1539 | 534.5925 | 543.3509 | 549.6376 | 556.3137 | 563.0675 | 571.2901 | 580.5926 | 590.2739 | 600.8469 | 613.768
CanESM2-High | Northwest | Fabricated Metals | Electric | N/A | Annual | N/A | SaEC*RegFr | Electricity Sales (NWPCC Region) | GWh | 953.5944 | 944.111 | 1059.979 | 1254.263 | 1367.014 | 1375.36 | 1269.033 | 1385.695 | 1403.375 | 1484.75 | 1391.666 | 1697.282 | 1814.939 | 1864.231 | 1921.167 | 1497.748 | 1261.807 | 1457.829 | 1545.478 | 1631.956 | 1692.688 | 1587.284 | 1531.969 | 1509.881 | 1680.392 | 1618.395 | 1459.975 | 1337.888 | 1627.323 | 1078.595 | 1068.188 | 1107.695 | 1149.971 | 1182.301 | 1262.07 | 1295.236 | 1332.498 | 1344.855 | 1360.232 | 1373.216 | 1381.501 | 1393.103 | 1406.48 | 1417.179 | 1427.879 | 1442.564 | 1447.574 | 1459.359 | 1471.474 | 1485.945 | 1501.77 | 1520.3 | 1541.828 | 1557.82 | 1571.912 | 1586.01 | 1602.304 | 1619.308 | 1633.596 | 1647.268 | 1667.539 | 1687.716 | 1707.108 | 1728.58 | 1755.387
CanESM2-High | Northwest | Machines & Computer | Electric | N/A | Annual | N/A | SaEC*RegFr | Electricity Sales (NWPCC Region) | GWh | 1493.917 | 1613.231 | 1838.737 | 2158.943 | 2222.523 | 2053.834 | 2258.662 | 2589.741 | 2309.323 | 2865.53 | 3049.87 | 2794.758 | 2806.837 | 2728.793 | 2670.875 | 2035.546 | 1679.038 | 2325.104 | 2469.536 | 2487.445 | 2547.241 | 2505.836 | 2482.361 | 2295.136 | 2557.236 | 2174.855 | 1733.157 | 1285.608 | 2440.609 | 445.2715 | 70.8226 | 174.2397 | 277.8228 | 383.95 | 526.2281 | 648.8394 | 778.2044 | 791.1934 | 801.9331 | 813.0405 | 820.9582 | 830.9847 | 839.1192 | 848.9632 | 857.7858 | 864.0283 | 870.7252 | 878.1205 | 881.9825 | 886.6083 | 894.4304 | 906.8286 | 920.5365 | 932.3068 | 944.5436 | 959.3411 | 976.0273 | 992.5765 | 1009.204 | 1026.331 | 1054.323 | 1082.047 | 1109.867 | 1140.34 | 1175.344
CanESM2-High | Northwest | Electric Equipment | Electric | N/A | Annual | N/A | SaEC*RegFr | Electricity Sales (NWPCC Region) | GWh | 569.8009 | 673.8625 | 721.259 | 741.0137 | 927.8859 | 985.9036 | 1034.361 | 1155.107 | 1138.425 | 1400.455 | 1377.476 | 1464.299 | 1391.38 | 1353.652 | 1536.812 | 1283.43 | 1114.846 | 1236.351 | 1309.423 | 1414.93 | 1466.545 | 1415.23 | 1339.31 | 1260.372 | 1364.251 | 1989.598 | 2547.395 | 3110.403 | 1332.46 | 4152.569 | 4754.725 | 4763.749 | 4819.158 | 4782.002 | 4906.296 | 4862.312 | 4851.363 | 5004.761 | 5137.501 | 5284.181 | 5421.417 | 5549.878 | 5644.456 | 5711.517 | 5745.052 | 5795.861 | 5832.249 | 5848.631 | 5854.135 | 5858.83 | 5893.107 | 5936.864 | 5979.014 | 5980.729 | 5972.667 | 5972.765 | 5983.421 | 5996.094 | 5991.121 | 5986.422 | 6013.255 | 6046.918 | 6076.893 | 6113.236 | 6159.309
CanESM2-High | Northwest | Transport Equipment | Electric | N/A | Annual | N/A | SaEC*RegFr | Electricity Sales (NWPCC Region) | GWh | 2704.744 | 2871.063 | 3313.675 | 3594.595 | 4832.531 | 5241.431 | 4936.971 | 5428.669 | 4811.429 | 4768.304 | 3588.12 | 4254.75 | 5178.854 | 5664.009 | 5270.904 | 4344.161 | 3287.699 | 3953.901 | 4443.794 | 4867.377 | 5029.389 | 4267.318 | 4222.224 | 4655.91 | 5363.193 | 5020.995 | 4181.122 | 3524.181 | 5209.696 | 2206.526 | 2057.177 | 2041.61 | 2157.445 | 2328.36 | 2649.43 | 2830.446 | 2979.735 | 3036.378 | 3123.716 | 3220.825 | 3295.648 | 3366.819 | 3435.604 | 3516.363 | 3616.904 | 3731.118 | 3839.58 | 3943.241 | 4031.897 | 4126.917 | 4231.977 | 4321.548 | 4416.333 | 4488.466 | 4573.596 | 4671.916 | 4770.522 | 4913.472 | 5029.386 | 5143.142 | 5105.135 | 5116.825 | 5109.323 | 5099.065 | 5081.723
CanESM2-High | Northwest | Other Manufacturing | Electric | N/A | Annual | N/A | SaEC*RegFr | Electricity Sales (NWPCC Region) | GWh | 606.0682 | 644.9624 | 654.3343 | 740.8505 | 837.1777 | 800.4592 | 855.8696 | 915.3652 | 864.1016 | 920.3774 | 806.2997 | 800.929 | 872.9204 | 904.9557 | 942.4648 | 767.5504 | 654.9372 | 734.4387 | 796.2887 | 871.9477 | 883.525 | 812.7704 | 767.2905 | 776.6636 | 856.5417 | 794.3359 | 683.8405 | 593.3907 | 835.2644 | 410.5973 | 362.3246 | 359.0081 | 374.6645 | 398.6497 | 440.362 | 467.3068 | 499.7141 | 512.8743 | 529.4401 | 543.7884 | 550.9285 | 564.6492 | 576.0565 | 587.8319 | 603.3562 | 619.623 | 626.5185 | 639.4106 | 654.4965 | 671.1097 | 687.2218 | 698.8035 | 704.8233 | 715.9194 | 730.1453 | 741.589 | 753.0534 | 765.5502 | 778.775 | 791.7803 | 808.3314 | 824.6318 | 840.6025 | 858.0062 | 877.7689
CanESM2-High | Northwest | Data Centers | Electric | N/A | Annual | N/A | SaEC*RegFr | Electricity Sales (NWPCC Region) | GWh | 0 | 0 | 0 | 0 | 0 | 0 | 0 | 0 | 0 | 0 | 0 | 0 | 0 | 0 | 0 | 0 | 0 | 0 | 0 | 0 | 0 | 0 | 2627.99 | 2627.99 | 2627.99 | 2785.698 | 2952.784 | 3129.982 | 3302.315 | 3450.792 | 3768.24 | 3919.02 | 4036.515 | 4157.685 | 4240.845 | 5285.685 | 5618.84 | 5952.625 | 6287.725 | 6621.35 | 6912.35 | 7201.35 | 7492.35 | 7781.35 | 8072.35 | 8362.35 | 8652.35 | 8942.35 | 9232.35 | 9523.35 | 9813.35 | 10103.35 | 10393.35 | 10683.35 | 10973.35 | 11263.35 | 11553.35 | 11844.35 | 12133.35 | 12424.35 | 12713.35 | 13004.35 | 13294.35 | 13584.35 | 13875.35
CanESM2-High | Northwest | Agriculture | Electric | N/A | Annual | N/A | SaEC*RegFr | Electricity Sales (NWPCC Region) | GWh | 5842.921 | 6342.24 | 6631.321 | 6526.201 | 6867.838 | 6631.319 | 7358.4 | 5930.52 | 7174.44 | 6324.72 | 6456.12 | 6631.32 | 5623.92 | 6053.16 | 6272.16 | 7358.401 | 7237.542 | 6181.056 | 5902.098 | 5448.483 | 5606.419 | 6484.005 | 6327.854 | 6122.522 | 5564.985 | 5655.608 | 6539.48 | 6644.081 | 7506.331 | 8051.596 | 7769.856 | 7672.92 | 7697.316 | 7786.645 | 8156.849 | 8280.621 | 8414.562 | 8522.442 | 8928.731 | 9115.77 | 9227.757 | 9327.924 | 9465.544 | 9584.854 | 9766.386 | 9911.257 | 10042.4 | 10196.31 | 10358.13 | 10581.9 | 10772.77 | 10959.35 | 11161.44 | 11371.01 | 11611.23 | 11854.9 | 12101.93 | 12337.72 | 12577.99 | 12813.31 | 13058.73 | 13311.88 | 13577.49 | 13842.29 | 14162.13
CanESM2-High | Northwest | Passenger | Electric | N/A | Annual | N/A | SaEC*RegFr | Electricity Sales (NWPCC Region) | GWh | 19.7531 | 19.7531 | 20.0088 | 21.2869 | 21.7982 | 25.1214 | 26.3996 | 25.3771 | 25.8883 | 27.9334 | 25.1214 | 25.6327 | 28.7003 | 46.339 | 47.1059 | 46.8503 | 47.8728 | 50.4292 | 50.1735 | 51.4517 | 52.4742 | 52.7299 | 53.2411 | 57.3331 | 60.5466 | 68.1249 | 82.1119 | 113.6726 | 151.0747 | 173.5067 | 212.6819 | 266.3104 | 324.5547 | 390.7857 | 472.6906 | 559.3383 | 666.4467 | 798.7627 | 964.8082 | 1143.756 | 1337.336 | 1548.818 | 1779.631 | 2031.341 | 2305.905 | 2602.491 | 2925.224 | 3281.685 | 3665.832 | 4080.893 | 4534.268 | 5018.801 | 5547.5 | 6117.179 | 6724.675 | 7367.52 | 8053.224 | 8783.637 | 9550.999 | 10349.47 | 11187.98 | 12070.65 | 12994.58 | 13893.27 | 14994.12
CanESM2-High | Northwest | Freight | Electric | N/A | Annual | N/A | SaEC*RegFr | Electricity Sales (NWPCC Region) | GWh | 0 | 0 | 0 | 0 | 0 | 0 | 0 | 0 | 0 | 0 | 0 | 0 | 0 | 0 | 0 | 0 | 0 | 0 | 0 | 0 | 0 | 0 | 0 | 0 | 0 | 0 | 0 | 0 | 0 | 0 | 0 | 0 | 0 | 0 | 0 | 0 | 0 | 0 | 0 | 0 | 0 | 0 | 0 | 0 | 0 | 0 | 0 | 0 | 0 | 0 | 0 | 0 | 0 | 0 | 0 | 0 | 0 | 0 | 0 | 0 | 0 | 0 | 0 | 0 | 0
CanESM2-High | Northwest | Air Passenger | Electric | N/A | Annual | N/A | SaEC*RegFr | Electricity Sales (NWPCC Region) | GWh | 0 | 0 | 0 | 0 | 0 | 0 | 0 | 0 | 0 | 0 | 0 | 0 | 0 | 0 | 0 | 0 | 0 | 0 | 0 | 0 | 0 | 0 | 0 | 0 | 0 | 0 | 0 | 0 | 0 | 0 | 0 | 0 | 0 | 0 | 0 | 0 | 0 | 0 | 0 | 0 | 0 | 0 | 0 | 0 | 0 | 0 | 0 | 0 | 0 | 0 | 0 | 0 | 0 | 0 | 0 | 0 | 0 | 0 | 0 | 0 | 0 | 0 | 0 | 0 | 0
CanESM2-High | Northwest | Air Freight | Electric | N/A | Annual | N/A | SaEC*RegFr | Electricity Sales (NWPCC Region) | GWh | 0 | 0 | 0 | 0 | 0 | 0 | 0 | 0 | 0 | 0 | 0 | 0 | 0 | 0 | 0 | 0 | 0 | 0 | 0 | 0 | 0 | 0 | 0 | 0 | 0 | 0 | 0 | 0 | 0 | 0 | 0 | 0 | 0 | 0 | 0 | 0 | 0 | 0 | 0 | 0 | 0 | 0 | 0 | 0 | 0 | 0 | 0 | 0 | 0 | 0 | 0 | 0 | 0 | 0 | 0 | 0 | 0 | 0 | 0 | 0 | 0 | 0 | 0 | 0 | 0
CanESM2-High | Northwest | Off Road | Electric | N/A | Annual | N/A | SaEC*RegFr | Electricity Sales (NWPCC Region) | GWh | 0 | 0 | 0 | 0 | 0 | 0 | 0 | 0 | 0 | 0 | 0 | 0 | 0 | 0 | 0 | 0 | 0 | 0 | 0 | 0 | 0 | 0 | 0 | 0 | 0 | 0 | 0 | 0 | 0 | 0 | 0 | 0 | 0 | 0 | 0 | 0 | 0 | 0 | 0 | 0 | 0 | 0 | 0 | 0 | 0 | 0 | 0 | 0 | 0 | 0 | 0 | 0 | 0 | 0 | 0 | 0 | 0 | 0 | 0 | 0 | 0 | 0 | 0 | 0 | 0
CanESM2-High | Northwest | Miscellaneous (Water Supply) | Electric | N/A | Annual | N/A | SaEC*RegFr | Electricity Sales (NWPCC Region) | GWh | 1099.736 | 1095.926 | 1097.86 | 1102.755 | 1113.658 | 1114.771 | 1122.597 | 1128.488 | 1130.92 | 1101.202 | 1093.64 | 1091.471 | 1086.401 | 1078.165 | 1043.025 | 1034.261 | 1023.124 | 1010.258 | 998.476 | 994.7245 | 995.7502 | 994.6953 | 993.1712 | 990.2697 | 984.4079 | 978.2825 | 971.8054 | 965.7092 | 961.7819 | 960.2286 | 960.9027 | 960.3165 | 958.0891 | 954.3376 | 572.4208 | 571.8054 | 570.8969 | 569.7831 | 567.7022 | 564.8007 | 561.5181 | 558.177 | 555.041 | 551.7585 | 548.1243 | 544.2263 | 540.3575 | 536.8699 | 533.2357 | 529.6307 | 526.143 | 522.4502 | 519.2263 | 516.1489 | 512.6905 | 509.408 | 506.1547 | 502.9308 | 499.7362 | 496.5123 | 493.3763 | 490.2403 | 487.163 | 484.1149 | 481.0668
CanESM2-High | Northwest | Streetlighting | Electric | N/A | Annual | N/A | SaEC*RegFr | Electricity Sales (NWPCC Region) | GWh | 428.8394 | 437.6026 | 446.4244 | 455.1876 | 455.5686 | 464.2145 | 464.3318 | 464.3318 | 464.3611 | 472.8605 | 489.8886 | 481.653 | 464.918 | 498.9156 | 532.6788 | 540.9144 | 549.0914 | 554.7479 | 555.6272 | 558.1184 | 562.1337 | 564.9472 | 567.2626 | 568.728 | 568.4056 | 567.8488 | 570.8382 | 574.0328 | 578.6343 | 584.6425 | 507.0633 | 495.6331 | 493.4643 | 488.599 | 625.7913 | 632.6495 | 639.3904 | 645.8969 | 651.231 | 655.7737 | 659.8476 | 663.7749 | 668.0246 | 672.0399 | 675.7327 | 678.898 | 682.1219 | 685.9613 | 689.5076 | 693.0246 | 696.6003 | 700.0293 | 703.986 | 708.0891 | 711.8113 | 715.6506 | 719.4901 | 723.3881 | 727.2861 | 731.1841 | 735.1407 | 739.1266 | 743.0832 | 747.0984 | 751.1724
CanESM2-High | Northwest | Electric Power Generation | Electric | N/A | Annual | N/A | SaEC*RegFr | Electricity Sales (NWPCC Region) | GWh | 0 | 0 | 0 | 0 | 0 | 0 | 0 | 0 | 0 | 0 | 0 | 0 | 0 | 0 | 0 | 0 | 0 | 0 | 0 | 0 | 0 | 0 | 0 | 0 | 0 | 0 | 0 | 0 | 0 | 0 | 0 | 0 | 0 | 0 | 0 | 0 | 0 | 0 | 0 | 0 | 0 | 0 | 0 | 0 | 0 | 0 | 0 | 0 | 0 | 0 | 0 | 0 | 0 | 0 | 0 | 0 | 0 | 0 | 0 | 0 | 0 | 0 | 0 | 0 | 0
CanESM2-High | Northwest | Solid Waste | Electric | N/A | Annual | N/A | SaEC*RegFr | Electricity Sales (NWPCC Region) | GWh | 0 | 0 | 0 | 0 | 0 | 0 | 0 | 0 | 0 | 0 | 0 | 0 | 0 | 0 | 0 | 0 | 0 | 0 | 0 | 0 | 0 | 0 | 0 | 0 | 0 | 0 | 0 | 0 | 0 | 0 | 0 | 0 | 0 | 0 | 0 | 0 | 0 | 0 | 0 | 0 | 0 | 0 | 0 | 0 | 0 | 0 | 0 | 0 | 0 | 0 | 0 | 0 | 0 | 0 | 0 | 0 | 0 | 0 | 0 | 0 | 0 | 0 | 0 | 0 | 0
CanESM2-High | Northwest | Waste Water | Electric | N/A | Annual | N/A | SaEC*RegFr | Electricity Sales (NWPCC Region) | GWh | 589.0973 | 594.959 | 603.7515 | 615.4748 | 630.129 | 641.8523 | 662.3681 | 674.0914 | 691.6764 | 703.3998 | 715.1231 | 726.8464 | 735.6389 | 747.3622 | 756.1547 | 794.2556 | 829.4256 | 867.5264 | 902.6964 | 905.6272 | 902.6964 | 899.7656 | 899.7656 | 908.558 | 917.3505 | 923.2122 | 932.0047 | 943.728 | 949.5897 | 961.313 | 975.9672 | 984.7597 | 993.5522 | 1008.206 | 860.2579 | 870.3986 | 889.9472 | 900.6741 | 910.1407 | 924.7948 | 935.9907 | 947.2157 | 956.0668 | 967.9953 | 979.572 | 987.6319 | 999.0035 | 1008.382 | 1017.614 | 1029.924 | 1039.566 | 1049.004 | 1062.691 | 1073.476 | 1083.851 | 1094.959 | 1106.243 | 1117.644 | 1129.103 | 1140.709 | 1152.433 | 1164.302 | 1176.319 | 1188.453 | 1200.674
CanESM2-High | Northwest | Incineration | Electric | N/A | Annual | N/A | SaEC*RegFr | Electricity Sales (NWPCC Region) | GWh | 0 | 0 | 0 | 0 | 0 | 0 | 0 | 0 | 0 | 0 | 0 | 0 | 0 | 0 | 0 | 0 | 0 | 0 | 0 | 0 | 0 | 0 | 0 | 0 | 0 | 0 | 0 | 0 | 0 | 0 | 0 | 0 | 0 | 0 | 0 | 0 | 0 | 0 | 0 | 0 | 0 | 0 | 0 | 0 | 0 | 0 | 0 | 0 | 0 | 0 | 0 | 0 | 0 | 0 | 0 | 0 | 0 | 0 | 0 | 0 | 0 | 0 | 0 | 0 | 0
CanESM2-High | Northwest | Land Use | Electric | N/A | Annual | N/A | SaEC*RegFr | Electricity Sales (NWPCC Region) | GWh | 0 | 0 | 0 | 0 | 0 | 0 | 0 | 0 | 0 | 0 | 0 | 0 | 0 | 0 | 0 | 0 | 0 | 0 | 0 | 0 | 0 | 0 | 0 | 0 | 0 | 0 | 0 | 0 | 0 | 0 | 0 | 0 | 0 | 0 | 0 | 0 | 0 | 0 | 0 | 0 | 0 | 0 | 0 | 0 | 0 | 0 | 0 | 0 | 0 | 0 | 0 | 0 | 0 | 0 | 0 | 0 | 0 | 0 | 0 | 0 | 0 | 0 | 0 | 0 | 0
[10 empty] | 1986 | 1987 | 1988 | 1989 | 1990 | 1991 | 1992 | 1993 | 1994 | 1995 | 1996 | 1997 | 1998 | 1999 | 2000 | 2001 | 2002 | 2003 | 2004 | 2005 | 2006 | 2007 | 2008 | 2009 | 2010 | 2011 | 2012 | 2013 | 2014 | 2015 | 2016 | 2017 | 2018 | 2019 | 2020 | 2021 | 2022 | 2023 | 2024 | 2025 | 2026 | 2027 | 2028 | 2029 | 2030 | 2031 | 2032 | 2033 | 2034 | 2035 | 2036 | 2037 | 2038 | 2039 | 2040 | 2041 | 2042 | 2043 | 2044 | 2045 | 2046 | 2047 | 2048 | 2049 | 2050
[9 empty] | Trend | 14868.5388 | 15340.8333 | 16552.6027 | 17081.9977 | 17727.9224 | 18026.4269 | 17620.3311 | 17876.2671 | 17632.8311 | 17827.2489 | 18416.0616 | 18573.3219 | 19075.0571 | 19657.7968 | 19782.2945 | 16677.4201 | 16369.9087 | 16771.0616 | 17073.4247 | 17600.9361 | 18123.7671 | 18541.4954 | 18743.7557 | 18696.1872 | 18520.6164 | 19082.8539 | 18918.3904 | 19115.3311 | 18905.4566 | 18880.4338 | 18602.8425 | 18953.9041 | 19150.1256 | 19241.9406 | 19789.9429 | 19737.4543 | 20227.8653 | 20120.6164 | 20166.5183 | 20293.0365 | 20087.0548 | 20538.7215 | 20479.1781 | 20265.9361 | 20197.7511 | 20483.9269 | 20894.6461 | 20609.5548 | 21044.8744 | 21371.9178 | 21358.5731 | 21098.9155 | 21432.3973 | 21340.2511 | 21758.3676 | 21949.0411 | 21781.9292 | 22560.1027 | 22380.3653 | 22616.4155 | 22927.2374 | 23019.258 | 23319.0753 | 23513.0822 | 24015.8219
[9 empty] | Low | 14868.5388 | 15340.8333 | 16552.6027 | 17081.9977 | 17727.9224 | 18026.4269 | 17620.3311 | 17876.2671 | 17632.8311 | 17827.2489 | 18416.0616 | 18573.3219 | 19075.0571 | 19657.7968 | 19782.2945 | 16677.4201 | 16369.9087 | 16771.0616 | 17073.4247 | 17600.9361 | 18123.7671 | 18541.4954 | 18743.7557 | 18696.1872 | 18520.6164 | 19082.8539 | 18918.3904 | 19115.3311 | 18905.4566 | 18880.4338 | 18602.8425 | 18953.9041 | 19150.1256 | 19241.9406 | 19357.3059 | 19193.2877 | 19555.7763 | 19339.0639 | 19268.3676 | 19273.6073 | 18953.0936 | 19296.1758 | 19137.4772 | 18822.0776 | 18660.8333 | 18851.3584 | 19170.3767 | 18807.3858 | 19144.0297 | 19370.8562 | 19248.0936 | 18899.0297 | 19141.8379 | 18972.1347 | 19308.8014 | 19414.6689 | 19180.9817 | 19851.7808 | 19587.968 | 19740.605 | 19927.9452 | 19921.4269 | 20113.0594 | 20200.6849 | 20578.6187
[9 empty] | High | 14868.5388 | 15340.8333 | 16552.6027 | 17081.9977 | 17727.9224 | 18026.4269 | 17620.3311 | 17876.2671 | 17632.8311 | 17827.2489 | 18416.0616 | 18573.3219 | 19075.0571 | 19657.7968 | 19782.2945 | 16677.4201 | 16369.9087 | 16771.0616 | 17073.4247 | 17600.9361 | 18123.7671 | 18541.4954 | 18743.7557 | 18696.1872 | 18520.6164 | 19082.8539 | 18918.3904 | 19115.3311 | 18905.4566 | 18880.4338 | 18602.8425 | 18953.9041 | 19150.1256 | 19241.9406 | 20118.9954 | 20168.4932 | 20779.7489 | 20779.1553 | 20969.8973 | 21214.4406 | 21119.6347 | 21675.9475 | 21688.242 | 21538.9612 | 21542.2945 | 21910.1142 | 22389.258 | 22157.363 | 22657.0434 | 23061.9064 | 23135.0228 | 22962.4658 | 23394.8858 | 23384.1667 | 23892.089 | 24162.1119 | 24076.9406 | 24943.2648 | 24832.8082 | 25148.379 | 25521.0388 | 25695.7991 | 26077.774 | 26355.2626 | 26946.2557
Data for the table in the write-up
Units
aMW
Scenario | Area | Building Type | Fuel/Tech | Enduse | Month | Day | Variable | Descriptor |  | 1986: 2018; 1987: 2041 Low; 1988: 2041 Base; 1989: 2041 High
CanESM2-High | Northwest | All | Electric | N/A | Annual | N/A | SaEC*RegFr | Electricity Sales (NWPCC Region) | All | 1986: 18953.9041; 1987: 19414.6689; 1988: 21949.0411; 1989: 24162.1119
CanESM2-High | Northwest | Single Family | Electric | N/A | Annual | N/A | SaEC*RegFr | Electricity Sales (NWPCC Region) | Single Family | 1986: 5255.1062; 1987: 5521.3208; 1988: 5665.0902; 1989: 5628.0251
CanESM2-High | Northwest | Multi Family | Electric | N/A | Annual | N/A | SaEC*RegFr | Electricity Sales (NWPCC Region) | Multi Family | 1986: 1284.2112; 1987: 1805.1233; 1988: 1854.9269; 1989: 1897.5023
CanESM2-High | Northwest | Other Family | Electric | N/A | Annual | N/A | SaEC*RegFr | Electricity Sales (NWPCC Region) | Other Family | 1986: 817.5675; 1987: 860.2989; 1988: 907.5517; 1989: 897.7435
CanESM2-High | Northwest | Large Office | Electric | N/A | Annual | N/A | SaEC*RegFr | Electricity Sales (NWPCC Region) | Large Office | 1986: 732.6789; 1987: 731.8587; 1988: 776.578; 1989: 809.3264
CanESM2-High | Northwest | Medium Office | Electric | N/A | Annual | N/A | SaEC*RegFr | Electricity Sales (NWPCC Region) | Medium Office | 1986: 296.4422; 1987: 336.9869; 1988: 356.9264; 1989: 372.7801
CanESM2-High | Northwest | Small Office | Electric | N/A | Annual | N/A | SaEC*RegFr | Electricity Sales (NWPCC Region) | Small Office | 1986: 312.5568; 1987: 267.4317; 1988: 283.5112; 1989: 295.6469
CanESM2-High | Northwest | Big Box-Retail | Electric | N/A | Annual | N/A | SaEC*RegFr | Electricity Sales (NWPCC Region) | Big Box-Retail | 1986: 259.1612; 1987: 229.305; 1988: 237.7922; 1989: 252.2927
CanESM2-High | Northwest | Small Box-Retail | Electric | N/A | Annual | N/A | SaEC*RegFr | Electricity Sales (NWPCC Region) | Small Box-Retail | 1986: 243.8267; 1987: 209.5958; 1988: 220.2894; 1989: 230.8688
CanESM2-High | Northwest | High End-Retail | Electric | N/A | Annual | N/A | SaEC*RegFr | Electricity Sales (NWPCC Region) | High End-Retail | 1986: 121.729; 1987: 146.7961; 1988: 154.5242; 1989: 161.6658
CanESM2-High | Northwest | Anchor-Retail | Electric | N/A | Annual | N/A | SaEC*RegFr | Electricity Sales (NWPCC Region) | Anchor-Retail | 1986: 161.9339; 1987: 184.5663; 1988: 195.7727; 1989: 203.324
CanESM2-High | Northwest | K-12 | Electric | N/A | Annual | N/A | SaEC*RegFr | Electricity Sales (NWPCC Region) | K-12 | 1986: 269.7671; 1987: 207.3751; 1988: 214.7979; 1989: 231.747
CanESM2-High | Northwest | University | Electric | N/A | Annual | N/A | SaEC*RegFr | Electricity Sales (NWPCC Region) | University | 1986: 243.2037; 1987: 212.0225; 1988: 220.6695; 1989: 237.1413
CanESM2-High | Northwest | Warehouse | Electric | N/A | Annual | N/A | SaEC*RegFr | Electricity Sales (NWPCC Region) | Warehouse | 1986: 309.9674; 1987: 275.3679; 1988: 288.7934; 1989: 307.6256
CanESM2-High | Northwest | Supermarket | Electric | N/A | Annual | N/A | SaEC*RegFr | Electricity Sales (NWPCC Region) | Supermarket | 1986: 305.0197; 1987: 257.5513; 1988: 268.8913; 1989: 290.5532
CanESM2-High | Northwest | MiniMart | Electric | N/A | Annual | N/A | SaEC*RegFr | Electricity Sales (NWPCC Region) | MiniMart | 1986: 194.529; 1987: 167.0203; 1988: 173.7885; 1989: 188.4088
CanESM2-High | Northwest | Restaurant | Electric | N/A | Annual | N/A | SaEC*RegFr | Electricity Sales (NWPCC Region) | Restaurant | 1986: 262.1532; 1987: 278.3392; 1988: 295.121; 1989: 318.703
CanESM2-High | Northwest | Lodging | Electric | N/A | Annual | N/A | SaEC*RegFr | Electricity Sales (NWPCC Region) | Lodging | 1986: 286.2753; 1987: 266.2435; 1988: 285.7541; 1989: 305.1089
CanESM2-High | Northwest | Hospital | Electric | N/A | Annual | N/A | SaEC*RegFr | Electricity Sales (NWPCC Region) | Hospital | 1986: 305.2033; 1987: 405.0358; 1988: 426.7401; 1989: 452.9127
CanESM2-High | Northwest | OtherHealth | Electric | N/A | Annual | N/A | SaEC*RegFr | Electricity Sales (NWPCC Region) | OtherHealth | 1986: 220.5066; 1987: 254.6437; 1988: 266.7233; 1989: 285.0281
CanESM2-High | Northwest | Assembly | Electric | N/A | Annual | N/A | SaEC*RegFr | Electricity Sales (NWPCC Region) | Assembly | 1986: 510.9753; 1987: 539.495; 1988: 578.1631; 1989: 622.3521
CanESM2-High | Northwest | Other | Electric | N/A | Annual | N/A | SaEC*RegFr | Electricity Sales (NWPCC Region) | Other | 1986: 490.2293; 1987: 597.2279; 1988: 623.5265; 1989: 667.6602
CanESM2-High | Northwest | Food & Tobacco | Electric | N/A | Annual | N/A | SaEC*RegFr | Electricity Sales (NWPCC Region) | Food & Tobacco | 1986: 906.3285; 1987: 573.204; 1988: 837.4752; 1989: 1119.089
CanESM2-High | Northwest | Textiles | Electric | N/A | Annual | N/A | SaEC*RegFr | Electricity Sales (NWPCC Region) | Textiles | 1986: 6.6049; 1987: 1.8653; 1988: 5.3245; 1989: 8.7408
CanESM2-High | Northwest | Apparel | Electric | N/A | Annual | N/A | SaEC*RegFr | Electricity Sales (NWPCC Region) | Apparel | 1986: 1.1689; 1987: 1.0417; 1988: 1.5039; 1989: 2.3499
CanESM2-High | Northwest | Lumber | Electric | N/A | Annual | N/A | SaEC*RegFr | Electricity Sales (NWPCC Region) | Lumber | 1986: 459.28; 1987: 212.4928; 1988: 368.5556; 1989: 560.4916
CanESM2-High | Northwest | Furniture | Electric | N/A | Annual | N/A | SaEC*RegFr | Electricity Sales (NWPCC Region) | Furniture | 1986: 13.5446; 1987: 11.2081; 1988: 18.0774; 1989: 24.8389
CanESM2-High | Northwest | Paper | Electric | N/A | Annual | N/A | SaEC*RegFr | Electricity Sales (NWPCC Region) | Paper | 1986: 781.1831; 1987: 244.6868; 1988: 480.7118; 1989: 723.1615
CanESM2-High | Northwest | Printing | Electric | N/A | Annual | N/A | SaEC*RegFr | Electricity Sales (NWPCC Region) | Printing | 1986: 37.9875; 1987: 14.7118; 1988: 27.8925; 1989: 34.6697
CanESM2-High | Northwest | Chemicals | Electric | N/A | Annual | N/A | SaEC*RegFr | Electricity Sales (NWPCC Region) | Chemicals | 1986: 495.3759; 1987: 378.0015; 1988: 599.8862; 1989: 696.3881
CanESM2-High | Northwest | Petroleum Products | Electric | N/A | Annual | N/A | SaEC*RegFr | Electricity Sales (NWPCC Region) | Petroleum Products | 1986: 273.761; 1987: 84.7376; 1988: 119.2339; 1989: 128.8537
CanESM2-High | Northwest | Rubber | Electric | N/A | Annual | N/A | SaEC*RegFr | Electricity Sales (NWPCC Region) | Rubber | 1986: 40.7558; 1987: 28.1683; 1988: 47.4289; 1989: 65.4996
CanESM2-High | Northwest | Leather | Electric | N/A | Annual | N/A | SaEC*RegFr | Electricity Sales (NWPCC Region) | Leather | 1986: 0.49349; 1987: 0.081621; 1988: 0.10775; 1989: 0.26068
CanESM2-High | Northwest | Stone, Clay, etc. | Electric | N/A | Annual | N/A | SaEC*RegFr | Electricity Sales (NWPCC Region) | Stone, Clay, etc. | 1986: 367.9275; 1987: 189.7619; 1988: 271.1605; 1989: 333.8878
CanESM2-High | Northwest | Aluminum | Electric | N/A | Annual | N/A | SaEC*RegFr | Electricity Sales (NWPCC Region) | Aluminum | 1986: 32.0518; 1987: 411.1195; 1988: 411.1195; 1989: 411.1195
CanESM2-High | Northwest | Other Primary Metals | Electric | N/A | Annual | N/A | SaEC*RegFr | Electricity Sales (NWPCC Region) | Other Primary Metals | 1986: 57.91; 1987: 28.1834; 1988: 44.454; 1989: 61.0265
CanESM2-High | Northwest | Fabricated Metals | Electric | N/A | Annual | N/A | SaEC*RegFr | Electricity Sales (NWPCC Region) | Fabricated Metals | 1986: 126.4492; 1987: 82.4692; 1988: 127.7341; 1989: 181.0514
CanESM2-High | Northwest | Machines & Computer | Electric | N/A | Annual | N/A | SaEC*RegFr | Electricity Sales (NWPCC Region) | Machines & Computer | 1986: 19.8904; 1987: 34.6834; 1988: 78.9829; 1989: 109.5138
CanESM2-High | Northwest | Electric Equipment | Electric | N/A | Annual | N/A | SaEC*RegFr | Electricity Sales (NWPCC Region) | Electric Equipment | 1986: 543.807; 1987: 354.3758; 1988: 536.6275; 1989: 681.8225
CanESM2-High | Northwest | Transport Equipment | Electric | N/A | Annual | N/A | SaEC*RegFr | Electricity Sales (NWPCC Region) | Transport Equipment | 1986: 233.0605; 1987: 288.8628; 1988: 452.8378; 1989: 533.3237
CanESM2-High | Northwest | Other Manufacturing | Electric | N/A | Annual | N/A | SaEC*RegFr | Electricity Sales (NWPCC Region) | Other Manufacturing | 1986: 40.9827; 1987: 42.6427; 1988: 73.307; 1989: 84.6563
CanESM2-High | Northwest | Data Centers | Electric | N/A | Annual | N/A | SaEC*RegFr | Electricity Sales (NWPCC Region) | Data Centers | 1986: 447.3767; 1987: 892.6199; 1988: 1106.4326; 1989: 1285.7705
CanESM2-High | Northwest | Agriculture | Electric | N/A | Annual | N/A | SaEC*RegFr | Electricity Sales (NWPCC Region) | Agriculture | 1986: 875.9041; 1987: 870.1221; 1988: 1007.1646; 1989: 1353.2991
CanESM2-High | Northwest | Passenger | Electric | N/A | Annual | N/A | SaEC*RegFr | Electricity Sales (NWPCC Region) | Passenger | 1986: 30.4007; 1987: 682.2083; 1988: 756.0943; 1989: 841.0411
CanESM2-High | Northwest | Freight | Electric | N/A | Annual | N/A | SaEC*RegFr | Electricity Sales (NWPCC Region) | Freight | 1986: 0; 1987: 0; 1988: 0; 1989: 0
CanESM2-High | Northwest | Air Passenger | Electric | N/A | Annual | N/A | SaEC*RegFr | Electricity Sales (NWPCC Region) | Air Passenger | 1986: 0; 1987: 0; 1988: 0; 1989: 0
CanESM2-High | Northwest | Air Freight | Electric | N/A | Annual | N/A | SaEC*RegFr | Electricity Sales (NWPCC Region) | Air Freight | 1986: 0; 1987: 0; 1988: 0; 1989: 0
CanESM2-High | Northwest | Off Road | Electric | N/A | Annual | N/A | SaEC*RegFr | Electricity Sales (NWPCC Region) | Off Road | 1986: 0; 1987: 0; 1988: 0; 1989: 0
CanESM2-High | Northwest | Miscellaneous (Water Supply) | Electric | N/A | Annual | N/A | SaEC*RegFr | Electricity Sales (NWPCC Region) | Miscellaneous (Water Supply) | 1986: 109.6252; 1987: 54.9297; 1988: 90.0574; 1989: 58.1516
CanESM2-High | Northwest | Streetlighting | Electric | N/A | Annual | N/A | SaEC*RegFr | Electricity Sales (NWPCC Region) | Streetlighting | 1986: 56.5791; 1987: 71.879; 1988: 59.9342; 1989: 81.6953
CanESM2-High | Northwest | Electric Power Generation | Electric | N/A | Annual | N/A | SaEC*RegFr | Electricity Sales (NWPCC Region) | Electric Power Generation | 1986: 0; 1987: 0; 1988: 0; 1989: 0
CanESM2-High | Northwest | Solid Waste | Electric | N/A | Annual | N/A | SaEC*RegFr | Electricity Sales (NWPCC Region) | Solid Waste | 1986: 0; 1987: 0; 1988: 0; 1989: 0
CanESM2-High | Northwest | Waste Water | Electric | N/A | Annual | N/A | SaEC*RegFr | Electricity Sales (NWPCC Region) | Waste Water | 1986: 112.4155; 1987: 107.0088; 1988: 131.0042; 1989: 124.9953
CanESM2-High | Northwest | Incineration | Electric | N/A | Annual | N/A | SaEC*RegFr | Electricity Sales (NWPCC Region) | aMW | 1986: 0; 1987: 0; 1988: 0; 1989: 0
CanESM2-High | Northwest | Land Use | Electric | N/A | Annual | N/A | SaEC*RegFr | Electricity Sales (NWPCC Region) | aMW | 1986: 0; 1987: 0; 1988: 0; 1989: 0

## Sales by state Price-effect
Q:\mj\energy2020july30\2020Model\Climate1_XGO_Base_NOFreeze\electricityReview-ID-Climate1_XGO_Base_NOFreeze.dta
Area | Building Type | Fuel | Enduse | Unit | Day | Variable | Descriptor | 1988 | 1989 | 1990 | 1991 | 1992 | 1993 | 1994 | 1995 | 1996 | 1997 | 1998 | 1999 | 2000 | 2001 | 2002 | 2003 | 2004 | 2005 | 2006 | 2007 | 2008 | 2009 | 2010 | 2011 | 2012 | 2013 | 2014 | 2015 | 2016 | 2017 | 2018 | 2019 | 2020 | 2021 | 2022 | 2023 | 2024 | 2025 | 2026 | 2027 | 2028 | 2029 | 2030 | 2031 | 2032 | 2033 | 2034 | 2035 | 2036 | 2037 | 2038 | 2039 | 2040 | 2041 | 2042 | 2043 | 2044 | 2045 | 2046 | 2047 | 2048 | 2049 | 2050
Scenario Name: Climate1_XGO_Base_NoFreeze ¦ Date: Wed 08/12/2020 ¦ Time: 12:54:03.34 ¦ Path: Q:\MJ\energy2020July30\2020Model ¦ Version: * ¦ | Idaho | All | Electric | GWH | Annual | Climate1_XGO_Base_NoFreeze | SaEC*RegFr | 15736.21 | 16775.73 | 17423.65 | 17587.24 | 17639.37 | 18494.81 | 18179.78 | 19342.23 | 19099.57 | 21220.47 | 21800.72 | 21505.84 | 22124.17 | 22202.03 | 20484.78 | 19868.56 | 20657.23 | 21355.13 | 21385.65 | 22298.41 | 23264.62 | 23411.03 | 22249.58 | 22318.96 | 22770.36 | 23210.05 | 23688.89 | 22749.44 | 22543.03 | 22554.66 | 23222.93 | 23492.62 | 23693.43 | 24003.26 | 23840.5 | 24413.08 | 24323.22 | 24427.05 | 24601.22 | 24103.38 | 24572.77 | 24676.98 | 24265.93 | 24195.7 | 24400.95 | 24811.67 | 24309.53 | 24595.58 | 25022.67 | 24865.36 | 24593.68 | 24881.45 | 24491.99 | 24791.76 | 24840.88 | 24813.07 | 25555.62 | 25283.74 | 25790.89 | 25822.81 | 25815.83 | 26376.12 | 26485.37
Scenario Name: Climate1_XGO_Low_NoFreeze ¦ Date: Wed 08/12/2020 ¦ Time: 13:58:52.82 ¦ Path: Q:\MJ\energy2020July30\2020Model ¦ Version: * ¦ | Idaho | All | Electric | GWH | Annual | Climate1_XGO_Low_NoFreeze | SaEC*RegFr | 15736.21 | 16775.73 | 17423.65 | 17587.24 | 17639.37 | 18494.81 | 18179.78 | 19342.23 | 19099.57 | 21220.47 | 21800.72 | 21505.84 | 22124.17 | 22202.03 | 20484.78 | 19868.56 | 20657.23 | 21355.13 | 21385.65 | 22298.41 | 23264.62 | 23411.03 | 22249.58 | 22318.96 | 22770.36 | 23210.05 | 23688.89 | 22749.44 | 22543.03 | 22554.66 | 23222.93 | 23492.62 | 23693.43 | 23630.81 | 23333.82 | 23751.34 | 23543.03 | 23515.36 | 23556.86 | 22932.85 | 23289.34 | 23267.87 | 22730.76 | 22565.69 | 22678.63 | 23010.14 | 22436.84 | 22637.15 | 22963.95 | 22720.74 | 22370.66 | 22589.67 | 22139.54 | 22368.43 | 22342.2 | 22240.91 | 22907.32 | 22551.85 | 22975.76 | 22911.04 | 22811.66 | 23279.46 | 23302.5
Scenario Name: Climate1_XGO_High_NoFreeze ¦ Date: Wed 08/12/2020 ¦ Time: 15:07:35.54 ¦ Path: Q:\MJ\energy2020July30\2020Model ¦ Version: * ¦ | Idaho | All | Electric | GWH | Annual | Climate1_XGO_High_NoFreeze | SaEC*RegFr | 15736.21 | 16775.73 | 17423.65 | 17587.24 | 17639.37 | 18494.81 | 18179.78 | 19342.23 | 19099.57 | 21220.47 | 21800.72 | 21505.84 | 22124.17 | 22202.03 | 20484.78 | 19868.56 | 20657.23 | 21355.13 | 21385.65 | 22298.41 | 23264.62 | 23411.03 | 22249.58 | 22318.96 | 22770.36 | 23210.05 | 23688.89 | 22749.44 | 22543.03 | 22554.66 | 23222.93 | 23492.62 | 23693.43 | 24670.24 | 24720.64 | 25513.7 | 25635.71 | 25957.37 | 26356.06 | 26067.24 | 26728.62 | 26988.57 | 26712.26 | 26795.15 | 27181.58 | 27725.76 | 27334.69 | 27752.76 | 28333.84 | 28344.22 | 28229.67 | 28699.74 | 28461.9 | 28934.54 | 29144.1 | 29298.16 | 30234.32 | 30106.31 | 30789.32 | 30988.63 | 31164.53 | 31931.09 | 32242.12
Scenario Name: Climate2_XGO_Base_NoFreeze ¦ Date: Wed 08/12/2020 ¦ Time: 13:04:48.45 ¦ Path: Q:\MJ\energy2020July30\2020Model ¦ Version: * ¦ | Idaho | All | Electric | GWH | Annual | Climate2_XGO_Base_NoFreeze | SaEC*RegFr | 15736.21 | 16775.73 | 17423.65 | 17587.24 | 17639.37 | 18494.81 | 18179.78 | 19342.23 | 19099.57 | 21220.47 | 21800.72 | 21505.84 | 22124.17 | 22202.03 | 20484.78 | 19868.56 | 20657.23 | 21355.13 | 21385.65 | 22298.41 | 23264.62 | 23411.03 | 22249.58 | 22318.96 | 22770.36 | 23210.05 | 23688.89 | 22749.44 | 22543.03 | 22554.66 | 23222.93 | 23492.62 | 23693.43 | 23902.75 | 23739.74 | 24014.03 | 24110.59 | 24552.14 | 24024.56 | 24345.03 | 24780.69 | 24401.3 | 24295.12 | 24489.35 | 24546 | 24515.84 | 24693.31 | 24926.27 | 24738.21 | 24318.42 | 24512.66 | 24787.19 | 24354.34 | 24577.16 | 25320.62 | 25290.35 | 25041.28 | 25325.54 | 25038.39 | 25170.41 | 25961.89 | 26431.41 | 26759.74
Scenario Name: Climate2_XGO_Low_NoFreeze ¦ Date: Wed 08/12/2020 ¦ Time: 14:10:06.27 ¦ Path: Q:\MJ\energy2020July30\2020Model ¦ Version: * ¦ | Idaho | All | Electric | GWH | Annual | Climate2_XGO_Low_NoFreeze | SaEC*RegFr | 15736.21 | 16775.73 | 17423.65 | 17587.24 | 17639.37 | 18494.81 | 18179.78 | 19342.23 | 19099.57 | 21220.47 | 21800.72 | 21505.84 | 22124.17 | 22202.03 | 20484.78 | 19868.56 | 20657.23 | 21355.13 | 21385.65 | 22298.41 | 23264.62 | 23411.03 | 22249.58 | 22318.96 | 22770.36 | 23210.05 | 23688.89 | 22749.44 | 22543.03 | 22554.66 | 23222.93 | 23492.62 | 23693.43 | 23530.11 | 23233.02 | 23353.19 | 23330.41 | 23639.5 | 22982.32 | 23173.43 | 23495.99 | 22993.41 | 22759.68 | 22857.35 | 22822.51 | 22716.15 | 22817.9 | 22965.16 | 22681.79 | 22178.53 | 22289.95 | 22496.42 | 22003.14 | 22156 | 22816.83 | 22713.02 | 22398.66 | 22593 | 22232.98 | 22266.66 | 22955.77 | 23333.92 | 23572.87
Scenario Name: Climate2_XGO_High_NoFreeze ¦ Date: Wed 08/12/2020 ¦ Time: 15:19:27.25 ¦ Path: Q:\MJ\energy2020July30\2020Model ¦ Version: * ¦ | Idaho | All | Electric | GWH | Annual | Climate2_XGO_High_NoFreeze | SaEC*RegFr | 15736.21 | 16775.73 | 17423.65 | 17587.24 | 17639.37 | 18494.81 | 18179.78 | 19342.23 | 19099.57 | 21220.47 | 21800.72 | 21505.84 | 22124.17 | 22202.03 | 20484.78 | 19868.56 | 20657.23 | 21355.13 | 21385.65 | 22298.41 | 23264.62 | 23411.03 | 22249.58 | 22318.96 | 22770.36 | 23210.05 | 23688.89 | 22749.44 | 22543.03 | 22554.66 | 23222.93 | 23492.62 | 23693.43 | 24569.79 | 24619.77 | 25113.15 | 25422.52 | 26083.63 | 25775.4 | 26310.86 | 26938.73 | 26710.32 | 26741.88 | 27092.55 | 27328.74 | 27426.11 | 27723.92 | 28088.68 | 28044.79 | 27787.93 | 28147.71 | 28603.57 | 28321.68 | 28715.62 | 29633.97 | 29785.72 | 29708.66 | 30149.37 | 30017.8 | 30320.45 | 31314.38 | 31988 | 32524.25
Scenario Name: Climate3_XGO_Base_NoFreeze ¦ Date: Wed 08/12/2020 ¦ Time: 13:15:27.46 ¦ Path: Q:\MJ\energy2020July30\2020Model ¦ Version: * ¦ | Idaho | All | Electric | GWH | Annual | Climate3_XGO_Base_NoFreeze | SaEC*RegFr | 15736.21 | 16775.73 | 17423.65 | 17587.24 | 17639.37 | 18494.81 | 18179.78 | 19342.23 | 19099.57 | 21220.47 | 21800.72 | 21505.84 | 22124.17 | 22202.03 | 20484.78 | 19868.56 | 20657.23 | 21355.13 | 21385.65 | 22298.41 | 23264.62 | 23411.03 | 22249.58 | 22318.96 | 22770.36 | 23210.05 | 23688.89 | 22749.44 | 22543.03 | 22554.66 | 23222.93 | 23492.62 | 23693.43 | 23869.65 | 24289.99 | 24541.17 | 24286.98 | 24318.92 | 24165.28 | 24468.53 | 24527.7 | 24430.98 | 24620.97 | 24744.94 | 24810.67 | 24719.84 | 24334.97 | 24286.54 | 24631.5 | 24245.59 | 24312.39 | 24626.23 | 24460.1 | 25399.06 | 25094.46 | 25380.77 | 25713.58 | 25758.34 | 25666 | 25610.78 | 26111.26 | 26825.84 | 27434.32
Scenario Name: Climate3_XGO_Low_NoFreeze ¦ Date: Wed 08/12/2020 ¦ Time: 14:21:42.35 ¦ Path: Q:\MJ\energy2020July30\2020Model ¦ Version: * ¦ | Idaho | All | Electric | GWH | Annual | Climate3_XGO_Low_NoFreeze | SaEC*RegFr | 15736.21 | 16775.73 | 17423.65 | 17587.24 | 17639.37 | 18494.81 | 18179.78 | 19342.23 | 19099.57 | 21220.47 | 21800.72 | 21505.84 | 22124.17 | 22202.03 | 20484.78 | 19868.56 | 20657.23 | 21355.13 | 21385.65 | 22298.41 | 23264.62 | 23411.03 | 22249.58 | 22318.96 | 22770.36 | 23210.05 | 23688.89 | 22749.44 | 22543.03 | 22554.66 | 23222.93 | 23492.62 | 23693.43 | 23497.23 | 23782.13 | 23878.81 | 23506.54 | 23407.25 | 23122.23 | 23295.86 | 23244.38 | 23023.16 | 23084.07 | 23111.18 | 23085.68 | 22918.66 | 22462.08 | 22330.36 | 22576.23 | 22106.19 | 22091.59 | 22336.66 | 22107.9 | 22969.02 | 22592.93 | 22802.04 | 23063.06 | 23020.49 | 22852.51 | 22701.43 | 23103 | 23722.31 | 24237.55
Scenario Name: Climate3_XGO_High_NoFreeze ¦ Date: Wed 08/12/2020 ¦ Time: 15:31:01.78 ¦ Path: Q:\MJ\energy2020July30\2020Model ¦ Version: * ¦ | Idaho | All | Electric | GWH | Annual | Climate3_XGO_High_NoFreeze | SaEC*RegFr | 15736.21 | 16775.73 | 17423.65 | 17587.24 | 17639.37 | 18494.81 | 18179.78 | 19342.23 | 19099.57 | 21220.47 | 21800.72 | 21505.84 | 22124.17 | 22202.03 | 20484.78 | 19868.56 | 20657.23 | 21355.13 | 21385.65 | 22298.41 | 23264.62 | 23411.03 | 22249.58 | 22318.96 | 22770.36 | 23210.05 | 23688.89 | 22749.44 | 22543.03 | 22554.66 | 23222.93 | 23492.62 | 23693.43 | 24536.52 | 25171.61 | 25642.56 | 25599.59 | 25848.85 | 25917.33 | 26435.83 | 26683.24 | 26740.06 | 27070.95 | 27351.42 | 27596.56 | 27633 | 27360.51 | 27439.14 | 27936.02 | 27714.01 | 27943.73 | 28440 | 28429.46 | 29554.92 | 29403.29 | 29878.77 | 30396.55 | 30592.57 | 30661.24 | 30771.8 | 31467.91 | 32394.11 | 33218.04
Scenario Name: Climate1_XGO_Base_NoFreeze ¦ Date: Wed 08/12/2020 ¦ Time: 12:54:03.34 ¦ Path: Q:\MJ\energy2020July30\2020Model ¦ Version: * ¦ | Montana | All | Electric | GWH | Annual | Climate1_XGO_Base_NoFreeze | SaEC*RegFr | 6459.083 | 6685.838 | 6797.683 | 6777.007 | 6960.69 | 6702.336 | 6409.125 | 6418.164 | 6880.385 | 7264.79 | 5491.781 | 7541.57 | 7513.945 | 7909.808 | 4748.242 | 6526.723 | 6199.396 | 5980.29 | 6085.936 | 6388.692 | 7717.856 | 7334.218 | 6652.735 | 6075.144 | 6032.99 | 6087.743 | 6079.913 | 6225.67 | 8044.171 | 6801.898 | 6914.971 | 6949.903 | 6962.142 | 7046.302 | 6898.914 | 6928.675 | 6786.532 | 6716.5 | 6605.773 | 6436.436 | 6400.667 | 6390.211 | 6237.478 | 6163.293 | 6089.841 | 6124.736 | 5980.946 | 6002.758 | 6053.741 | 5928.793 | 5894.582 | 5886.151 | 5762.245 | 5803.164 | 5718.208 | 5668.912 | 5791.548 | 5682.881 | 5704.649 | 5778.723 | 5657.341 | 5774.516 | 5762.069
Scenario Name: Climate1_XGO_Low_NoFreeze ¦ Date: Wed 08/12/2020 ¦ Time: 13:58:52.82 ¦ Path: Q:\MJ\energy2020July30\2020Model ¦ Version: * ¦ | Montana | All | Electric | GWH | Annual | Climate1_XGO_Low_NoFreeze | SaEC*RegFr | 6459.083 | 6685.838 | 6797.683 | 6777.007 | 6960.69 | 6702.336 | 6409.125 | 6418.164 | 6880.385 | 7264.79 | 5491.781 | 7541.57 | 7513.945 | 7909.808 | 4748.242 | 6526.723 | 6199.396 | 5980.29 | 6085.936 | 6388.692 | 7717.856 | 7334.218 | 6652.735 | 6075.144 | 6032.99 | 6087.743 | 6079.913 | 6225.67 | 8044.171 | 6801.898 | 6914.971 | 6949.903 | 6962.142 | 6808.075 | 6622.979 | 6601.308 | 6416.705 | 6300.943 | 6150.067 | 5931.278 | 5857.642 | 5803.851 | 5618.875 | 5522.159 | 5431.649 | 5445.186 | 5283.394 | 5290.76 | 5321.77 | 5183.583 | 5133.934 | 5114.199 | 4986.195 | 5021.136 | 4935.32 | 4887.345 | 4995.663 | 4876.529 | 4889.294 | 4952.242 | 4827.597 | 4935.454 | 4915.335
Scenario Name: Climate1_XGO_High_NoFreeze ¦ Date: Wed 08/12/2020 ¦ Time: 15:07:35.54 ¦ Path: Q:\MJ\energy2020July30\2020Model ¦ Version: * ¦ | Montana | All | Electric | GWH | Annual | Climate1_XGO_High_NoFreeze | SaEC*RegFr | 6459.083 | 6685.838 | 6797.683 | 6777.007 | 6960.69 | 6702.336 | 6409.125 | 6418.164 | 6880.385 | 7264.79 | 5491.781 | 7541.57 | 7513.945 | 7909.808 | 4748.242 | 6526.723 | 6199.396 | 5980.29 | 6085.936 | 6388.692 | 7717.856 | 7334.218 | 6652.735 | 6075.144 | 6032.99 | 6087.743 | 6079.913 | 6225.67 | 8044.171 | 6801.898 | 6914.971 | 6949.903 | 6962.142 | 7160.347 | 7065.325 | 7154.138 | 7069.788 | 7056.647 | 7006.661 | 6878.289 | 6877.13 | 6872.155 | 6734.791 | 6678.888 | 6629.067 | 6675.764 | 6527.227 | 6541.705 | 6599.143 | 6492.085 | 6481.303 | 6492.848 | 6375.899 | 6425.72 | 6345.172 | 6309.059 | 6446.513 | 6338.766 | 6371.797 | 6456.177 | 6355.618 | 6491.144 | 6499.411
Scenario Name: Climate2_XGO_Base_NoFreeze ¦ Date: Wed 08/12/2020 ¦ Time: 13:04:48.45 ¦ Path: Q:\MJ\energy2020July30\2020Model ¦ Version: * ¦ | Montana | All | Electric | GWH | Annual | Climate2_XGO_Base_NoFreeze | SaEC*RegFr | 6459.083 | 6685.838 | 6797.683 | 6777.007 | 6960.69 | 6702.336 | 6409.125 | 6418.164 | 6880.385 | 7264.79 | 5491.781 | 7541.57 | 7513.945 | 7909.808 | 4748.242 | 6526.723 | 6199.396 | 5980.29 | 6085.936 | 6388.692 | 7717.856 | 7334.218 | 6652.735 | 6075.144 | 6032.99 | 6087.743 | 6079.913 | 6225.67 | 8044.171 | 6801.898 | 6914.971 | 6949.903 | 6962.142 | 6980.333 | 6854.601 | 6859.712 | 6635.696 | 6651.315 | 6475.736 | 6505.316 | 6455.951 | 6284.818 | 6193.89 | 6228.003 | 6131.506 | 6073.25 | 6095.332 | 6059.604 | 6010.486 | 5845.603 | 5825.684 | 5896.246 | 5735.585 | 5774.523 | 5890.791 | 5853.19 | 5630.122 | 5693.464 | 5618.538 | 5572.027 | 5770.147 | 5823.265 | 5871.13
Scenario Name: Climate2_XGO_Low_NoFreeze ¦ Date: Wed 08/12/2020 ¦ Time: 14:10:06.27 ¦ Path: Q:\MJ\energy2020July30\2020Model ¦ Version: * ¦ | Montana | All | Electric | GWH | Annual | Climate2_XGO_Low_NoFreeze | SaEC*RegFr | 6459.083 | 6685.838 | 6797.683 | 6777.007 | 6960.69 | 6702.336 | 6409.125 | 6418.164 | 6880.385 | 7264.79 | 5491.781 | 7541.57 | 7513.945 | 7909.808 | 4748.242 | 6526.723 | 6199.396 | 5980.29 | 6085.936 | 6388.692 | 7717.856 | 7334.218 | 6652.735 | 6075.144 | 6032.99 | 6087.743 | 6079.913 | 6225.67 | 8044.171 | 6801.898 | 6914.971 | 6949.903 | 6962.142 | 6742.165 | 6578.784 | 6532.803 | 6266.8 | 6236.124 | 6021.411 | 5999.337 | 5912.071 | 5699.914 | 5575.96 | 5585.707 | 5472.52 | 5394.693 | 5395.434 | 5346.345 | 5279.52 | 5102.438 | 5066.821 | 5124.012 | 4960.316 | 4993.351 | 5102.516 | 5065.633 | 4839.786 | 4886.827 | 4806.184 | 4753.6 | 4936.038 | 4982.346 | 5020.024
Scenario Name: Climate2_XGO_High_NoFreeze ¦ Date: Wed 08/12/2020 ¦ Time: 15:19:27.25 ¦ Path: Q:\MJ\energy2020July30\2020Model ¦ Version: * ¦ | Montana | All | Electric | GWH | Annual | Climate2_XGO_High_NoFreeze | SaEC*RegFr | 6459.083 | 6685.838 | 6797.683 | 6777.007 | 6960.69 | 6702.336 | 6409.125 | 6418.164 | 6880.385 | 7264.79 | 5491.781 | 7541.57 | 7513.945 | 7909.808 | 4748.242 | 6526.723 | 6199.396 | 5980.29 | 6085.936 | 6388.692 | 7717.856 | 7334.218 | 6652.735 | 6075.144 | 6032.99 | 6087.743 | 6079.913 | 6225.67 | 8044.171 | 6801.898 | 6914.971 | 6949.903 | 6962.142 | 7094.516 | 7021.138 | 7085.206 | 6919.507 | 6992.033 | 6876.887 | 6947.149 | 6932.785 | 6767.315 | 6691.49 | 6744.02 | 6671.215 | 6625.04 | 6641.039 | 6598.443 | 6556.231 | 6409.607 | 6413.995 | 6502.599 | 6349.995 | 6397.408 | 6515.846 | 6491.235 | 6287.707 | 6349.865 | 6285.844 | 6253.522 | 6467.244 | 6539.854 | 6607.899
Scenario Name: Climate3_XGO_Base_NoFreeze ¦ Date: Wed 08/12/2020 ¦ Time: 13:15:27.46 ¦ Path: Q:\MJ\energy2020July30\2020Model ¦ Version: * ¦ | Montana | All | Electric | GWH | Annual | Climate3_XGO_Base_NoFreeze | SaEC*RegFr | 6459.083 | 6685.838 | 6797.683 | 6777.007 | 6960.69 | 6702.336 | 6409.125 | 6418.164 | 6880.385 | 7264.79 | 5491.781 | 7541.57 | 7513.945 | 7909.808 | 4748.242 | 6526.723 | 6199.396 | 5980.29 | 6085.936 | 6388.692 | 7717.856 | 7334.218 | 6652.735 | 6075.144 | 6032.99 | 6087.743 | 6079.913 | 6225.67 | 8044.171 | 6801.898 | 6914.971 | 6949.903 | 6962.142 | 7001.917 | 6939.04 | 6937.305 | 6715.848 | 6644.543 | 6491.471 | 6414.609 | 6391.346 | 6314.523 | 6360.324 | 6187.366 | 6197.433 | 6064.226 | 5978.901 | 5928.289 | 5998.242 | 5780.182 | 5761.512 | 5800.958 | 5734.017 | 5842.557 | 5803.58 | 5801.452 | 5783.625 | 5778.489 | 5738.962 | 5689.481 | 5741.753 | 5747.889 | 5909.286
Scenario Name: Climate3_XGO_Low_NoFreeze ¦ Date: Wed 08/12/2020 ¦ Time: 14:21:42.35 ¦ Path: Q:\MJ\energy2020July30\2020Model ¦ Version: * ¦ | Montana | All | Electric | GWH | Annual | Climate3_XGO_Low_NoFreeze | SaEC*RegFr | 6459.083 | 6685.838 | 6797.683 | 6777.007 | 6960.69 | 6702.336 | 6409.125 | 6418.164 | 6880.385 | 7264.79 | 5491.781 | 7541.57 | 7513.945 | 7909.808 | 4748.242 | 6526.723 | 6199.396 | 5980.29 | 6085.936 | 6388.692 | 7717.856 | 7334.218 | 6652.735 | 6075.144 | 6032.99 | 6087.743 | 6079.913 | 6225.67 | 8044.171 | 6801.898 | 6914.971 | 6949.903 | 6962.142 | 6763.783 | 6662.73 | 6609.714 | 6346.409 | 6229.528 | 6036.891 | 5909.452 | 5848.416 | 5729.266 | 5739.91 | 5545.673 | 5537.297 | 5385.816 | 5281.397 | 5217.917 | 5267.58 | 5038.629 | 5004.313 | 5031.334 | 4958.777 | 5059.418 | 5018.06 | 5015.693 | 4988.183 | 4968.887 | 4922.341 | 4866.567 | 4908.81 | 4910.462 | 5056.801
Scenario Name: Climate3_XGO_High_NoFreeze ¦ Date: Wed 08/12/2020 ¦ Time: 15:31:01.78 ¦ Path: Q:\MJ\energy2020July30\2020Model ¦ Version: * ¦ | Montana | All | Electric | GWH | Annual | Climate3_XGO_High_NoFreeze | SaEC*RegFr | 6459.083 | 6685.838 | 6797.683 | 6777.007 | 6960.69 | 6702.336 | 6409.125 | 6418.164 | 6880.385 | 7264.79 | 5491.781 | 7541.57 | 7513.945 | 7909.808 | 4748.242 | 6526.723 | 6199.396 | 5980.29 | 6085.936 | 6388.692 | 7717.856 | 7334.218 | 6652.735 | 6075.144 | 6032.99 | 6087.743 | 6079.913 | 6225.67 | 8044.171 | 6801.898 | 6914.971 | 6949.903 | 6962.142 | 7116.012 | 7105.631 | 7163.002 | 6999.452 | 6985.041 | 6892.764 | 6857.218 | 6868.006 | 6796.699 | 6856.989 | 6703.865 | 6736.515 | 6616.157 | 6525.238 | 6467.842 | 6543.502 | 6344.682 | 6349.998 | 6408.827 | 6348.05 | 6465.703 | 6429.981 | 6441.186 | 6440.116 | 6434.042 | 6405.607 | 6369.216 | 6439.519 | 6467.745 | 6646.577
Scenario Name: Climate1_XGO_Base_NoFreeze ¦ Date: Wed 08/12/2020 ¦ Time: 12:54:03.34 ¦ Path: Q:\MJ\energy2020July30\2020Model ¦ Version: * ¦ | Oregon | All | Electric | GWH | Annual | Climate1_XGO_Base_NoFreeze | SaEC*RegFr | 37009.01 | 38588.39 | 40942.97 | 42284.59 | 42907.6 | 42130.51 | 43813.91 | 44121.12 | 44699.89 | 47127.57 | 47243.51 | 45648.59 | 46222.75 | 48876.97 | 44555.47 | 43903.98 | 43709.3 | 44042.06 | 44936.98 | 46761.39 | 47413.8 | 47841.89 | 46428.35 | 45133 | 46246.1 | 45708.07 | 46427.52 | 46109.13 | 46275.43 | 46336.27 | 47133.65 | 47606.09 | 47841.57 | 49090.7 | 49630.37 | 51245.18 | 51039.49 | 51125.3 | 51645.7 | 51467.42 | 52924.3 | 52143.54 | 51807.41 | 51985.19 | 52855.82 | 53950.15 | 53114.75 | 54665.51 | 55200.91 | 55585.14 | 54630.53 | 55474.77 | 55581.26 | 56796.57 | 57753.22 | 57110.51 | 59441.64 | 59254.88 | 59391.93 | 60659.38 | 61160.36 | 61845.81 | 62627.39
Scenario Name: Climate1_XGO_Low_NoFreeze ¦ Date: Wed 08/12/2020 ¦ Time: 13:58:52.82 ¦ Path: Q:\MJ\energy2020July30\2020Model ¦ Version: * ¦ | Oregon | All | Electric | GWH | Annual | Climate1_XGO_Low_NoFreeze | SaEC*RegFr | 37009.01 | 38588.39 | 40942.97 | 42284.59 | 42907.6 | 42130.51 | 43813.91 | 44121.12 | 44699.89 | 47127.57 | 47243.51 | 45648.59 | 46222.75 | 48876.97 | 44555.47 | 43903.98 | 43709.3 | 44042.06 | 44936.98 | 46761.39 | 47413.8 | 47841.89 | 46428.35 | 45133 | 46246.1 | 45708.07 | 46427.52 | 46109.13 | 46275.43 | 46336.27 | 47133.65 | 47606.09 | 47841.57 | 48069.84 | 48363.02 | 49614.73 | 49100.8 | 48879.73 | 49067.93 | 48575.68 | 49725.57 | 48705.11 | 48084.56 | 48008.55 | 48619.09 | 49469.46 | 48431.16 | 49712.33 | 49994.13 | 50069.95 | 48875.38 | 49473.94 | 49353.43 | 50355.59 | 51071.59 | 50240.55 | 52294.88 | 51849.08 | 51747.36 | 52694.57 | 52910.95 | 53317.56 | 53799.77
Scenario Name: Climate1_XGO_High_NoFreeze ¦ Date: Wed 08/12/2020 ¦ Time: 15:07:35.54 ¦ Path: Q:\MJ\energy2020July30\2020Model ¦ Version: * ¦ | Oregon | All | Electric | GWH | Annual | Climate1_XGO_High_NoFreeze | SaEC*RegFr | 37009.01 | 38588.39 | 40942.97 | 42284.59 | 42907.6 | 42130.51 | 43813.91 | 44121.12 | 44699.89 | 47127.57 | 47243.51 | 45648.59 | 46222.75 | 48876.97 | 44555.47 | 43903.98 | 43709.3 | 44042.06 | 44936.98 | 46761.39 | 47413.8 | 47841.89 | 46428.35 | 45133 | 46246.1 | 45708.07 | 46427.52 | 46109.13 | 46275.43 | 46336.27 | 47133.65 | 47606.09 | 47841.57 | 49961.02 | 50776.03 | 52803.67 | 52962.58 | 53423.64 | 54318.4 | 54507.95 | 56331.51 | 55797.44 | 55706.48 | 56162.38 | 57329.19 | 58688.38 | 58057.63 | 59899.56 | 60732.46 | 61459.19 | 60813.04 | 62024.27 | 62457.85 | 64011.22 | 65323.04 | 64957.39 | 67690.79 | 67771.46 | 68164.88 | 69797.37 | 70623.61 | 71650.46 | 72781.96
Scenario Name: Climate2_XGO_Base_NoFreeze ¦ Date: Wed 08/12/2020 ¦ Time: 13:04:48.45 ¦ Path: Q:\MJ\energy2020July30\2020Model ¦ Version: * ¦ | Oregon | All | Electric | GWH | Annual | Climate2_XGO_Base_NoFreeze | SaEC*RegFr | 37009.01 | 38588.39 | 40942.97 | 42284.59 | 42907.6 | 42130.51 | 43813.91 | 44121.12 | 44699.89 | 47127.57 | 47243.51 | 45648.59 | 46222.75 | 48876.97 | 44555.47 | 43903.98 | 43709.3 | 44042.06 | 44936.98 | 46761.39 | 47413.8 | 47841.89 | 46428.35 | 45133 | 46246.1 | 45708.07 | 46427.52 | 46109.13 | 46275.43 | 46336.27 | 47133.65 | 47606.09 | 47841.57 | 48792.61 | 49201.85 | 49844.36 | 50560.35 | 51104.23 | 50861.56 | 50945.21 | 51991.46 | 52634.5 | 51933.04 | 52069.33 | 52309.23 | 53418.14 | 53310.55 | 53948.13 | 54049.15 | 54786.32 | 54460.02 | 55283.95 | 55666.94 | 54858.27 | 56372.48 | 57537.08 | 57578.18 | 58412.65 | 59447.37 | 58517 | 59950.3 | 60600.25 | 61583.31
Scenario Name: Climate2_XGO_Low_NoFreeze ¦ Date: Wed 08/12/2020 ¦ Time: 14:10:06.27 ¦ Path: Q:\MJ\energy2020July30\2020Model ¦ Version: * ¦ | Oregon | All | Electric | GWH | Annual | Climate2_XGO_Low_NoFreeze | SaEC*RegFr | 37009.01 | 38588.39 | 40942.97 | 42284.59 | 42907.6 | 42130.51 | 43813.91 | 44121.12 | 44699.89 | 47127.57 | 47243.51 | 45648.59 | 46222.75 | 48876.97 | 44555.47 | 43903.98 | 43709.3 | 44042.06 | 44936.98 | 46761.39 | 47413.8 | 47841.89 | 46428.35 | 45133 | 46246.1 | 45708.07 | 46427.52 | 46109.13 | 46275.43 | 46336.27 | 47133.65 | 47606.09 | 47841.57 | 47784.2 | 47948.18 | 48233.4 | 48632.91 | 48870.04 | 48291.43 | 48078.25 | 48833.86 | 49179.3 | 48207.4 | 48111.73 | 48103.89 | 48954.09 | 48626.23 | 49020.98 | 48866.6 | 49290.1 | 48720.59 | 49285.11 | 49439.35 | 48469.54 | 49734.54 | 50661.95 | 50481.28 | 51037.8 | 51787.27 | 50616.01 | 51746.5 | 52119.79 | 52805.07
Scenario Name: Climate2_XGO_High_NoFreeze ¦ Date: Wed 08/12/2020 ¦ Time: 15:19:27.25 ¦ Path: Q:\MJ\energy2020July30\2020Model ¦ Version: * ¦ | Oregon | All | Electric | GWH | Annual | Climate2_XGO_High_NoFreeze | SaEC*RegFr | 37009.01 | 38588.39 | 40942.97 | 42284.59 | 42907.6 | 42130.51 | 43813.91 | 44121.12 | 44699.89 | 47127.57 | 47243.51 | 45648.59 | 46222.75 | 48876.97 | 44555.47 | 43903.98 | 43709.3 | 44042.06 | 44936.98 | 46761.39 | 47413.8 | 47841.89 | 46428.35 | 45133 | 46246.1 | 45708.07 | 46427.52 | 46109.13 | 46275.43 | 46336.27 | 47133.65 | 47606.09 | 47841.57 | 49656.1 | 50338.36 | 51385.89 | 52474.04 | 53394.87 | 53524.83 | 53964.75 | 55359.62 | 56306.24 | 55835.66 | 56230.2 | 56749.88 | 58136.38 | 58255.65 | 59149.57 | 59545.21 | 60632.73 | 60622.91 | 61829.25 | 62543.31 | 61986.91 | 63868.28 | 65393.3 | 65737.99 | 66873.69 | 68248.93 | 67541.61 | 69332.67 | 70320.3 | 71650.12
Scenario Name: Climate3_XGO_Base_NoFreeze ¦ Date: Wed 08/12/2020 ¦ Time: 13:15:27.46 ¦ Path: Q:\MJ\energy2020July30\2020Model ¦ Version: * ¦ | Oregon | All | Electric | GWH | Annual | Climate3_XGO_Base_NoFreeze | SaEC*RegFr | 37009.01 | 38588.39 | 40942.97 | 42284.59 | 42907.6 | 42130.51 | 43813.91 | 44121.12 | 44699.89 | 47127.57 | 47243.51 | 45648.59 | 46222.75 | 48876.97 | 44555.47 | 43903.98 | 43709.3 | 44042.06 | 44936.98 | 46761.39 | 47413.8 | 47841.89 | 46428.35 | 45133 | 46246.1 | 45708.07 | 46427.52 | 46109.13 | 46275.43 | 46336.27 | 47133.65 | 47606.09 | 47841.57 | 48351.97 | 50172.56 | 50538.63 | 51108.71 | 50277.04 | 49848.29 | 51878.9 | 52402.93 | 52765.48 | 51437.17 | 53243.01 | 53141.39 | 54171.34 | 53266.73 | 53338.04 | 54782.87 | 54032.27 | 54362.27 | 54837.8 | 55661.47 | 57021.85 | 56046.06 | 57119.64 | 58877.23 | 58304.55 | 58632 | 58980.02 | 60237.47 | 62292.41 | 63303.58
Scenario Name: Climate3_XGO_Low_NoFreeze ¦ Date: Wed 08/12/2020 ¦ Time: 14:21:42.35 ¦ Path: Q:\MJ\energy2020July30\2020Model ¦ Version: * ¦ | Oregon | All | Electric | GWH | Annual | Climate3_XGO_Low_NoFreeze | SaEC*RegFr | 37009.01 | 38588.39 | 40942.97 | 42284.59 | 42907.6 | 42130.51 | 43813.91 | 44121.12 | 44699.89 | 47127.57 | 47243.51 | 45648.59 | 46222.75 | 48876.97 | 44555.47 | 43903.98 | 43709.3 | 44042.06 | 44936.98 | 46761.39 | 47413.8 | 47841.89 | 46428.35 | 45133 | 46246.1 | 45708.07 | 46427.52 | 46109.13 | 46275.43 | 46336.27 | 47133.65 | 47606.09 | 47841.57 | 47349.02 | 48912.26 | 48935.86 | 49171.56 | 48056.06 | 47313.16 | 48994.26 | 49218.19 | 49302.87 | 47728.86 | 49259.09 | 48913.05 | 49690.17 | 48578.53 | 48416.07 | 49569.84 | 48550.3 | 48616.02 | 48856.2 | 49428.3 | 50586.48 | 49418.09 | 50266.14 | 51759.77 | 50941.56 | 51009.27 | 51070.73 | 52027.04 | 53776.88 | 54481.93
Scenario Name: Climate3_XGO_High_NoFreeze ¦ Date: Wed 08/12/2020 ¦ Time: 15:31:01.78 ¦ Path: Q:\MJ\energy2020July30\2020Model ¦ Version: * ¦ | Oregon | All | Electric | GWH | Annual | Climate3_XGO_High_NoFreeze | SaEC*RegFr | 37009.01 | 38588.39 | 40942.97 | 42284.59 | 42907.6 | 42130.51 | 43813.91 | 44121.12 | 44699.89 | 47127.57 | 47243.51 | 45648.59 | 46222.75 | 48876.97 | 44555.47 | 43903.98 | 43709.3 | 44042.06 | 44936.98 | 46761.39 | 47413.8 | 47841.89 | 46428.35 | 45133 | 46246.1 | 45708.07 | 46427.52 | 46109.13 | 46275.43 | 46336.27 | 47133.65 | 47606.09 | 47841.57 | 49212.02 | 51315.15 | 52076.88 | 53031.09 | 52554.87 | 52482.44 | 54917.09 | 55795.66 | 56444.42 | 55320.95 | 57436.79 | 57609.57 | 58911.86 | 58215.26 | 58529.13 | 60317.35 | 59857.13 | 60532.27 | 61359.06 | 62545.31 | 64229.04 | 63525.21 | 64938.7 | 67073.97 | 66744.17 | 67365.74 | 68019.02 | 69631.32 | 72071.92 | 73444.3
Scenario Name: Climate1_XGO_Base_NoFreeze ¦ Date: Wed 08/12/2020 ¦ Time: 12:54:03.34 ¦ Path: Q:\MJ\energy2020July30\2020Model ¦ Version: * ¦ | Washington | All | Electric | GWH | Annual | Climate1_XGO_Base_NoFreeze | SaEC*RegFr | 75181.45 | 82950.87 | 84474 | 88647.77 | 90403.87 | 87026.46 | 88193.31 | 84582.11 | 85486.87 | 85711.84 | 88166.27 | 92401.5 | 96341.43 | 94304.06 | 76305.73 | 73101.14 | 76348.61 | 78185.68 | 81775.59 | 83315.73 | 84027.26 | 85608.2 | 88447.97 | 88713.51 | 92116.36 | 90719.25 | 91253.96 | 90527.54 | 88529.96 | 87268.03 | 88764.67 | 89706.48 | 90062.22 | 93219.63 | 92530.3 | 94586.27 | 94047.98 | 94276.57 | 94733.43 | 93697.82 | 95667.97 | 95751.26 | 94690.18 | 93948.47 | 95336.65 | 97262.52 | 96150.36 | 97949.72 | 99652.85 | 99307.4 | 98205.23 | 99867.7 | 99342.45 | 101302.8 | 101871.8 | 101041.2 | 104384.1 | 103297 | 104608.1 | 105645.3 | 105951.1 | 107001.8 | 107636.5
Scenario Name: Climate1_XGO_Low_NoFreeze ¦ Date: Wed 08/12/2020 ¦ Time: 13:58:52.82 ¦ Path: Q:\MJ\energy2020July30\2020Model ¦ Version: * ¦ | Washington | All | Electric | GWH | Annual | Climate1_XGO_Low_NoFreeze | SaEC*RegFr | 75181.45 | 82950.87 | 84474 | 88647.77 | 90403.87 | 87026.46 | 88193.31 | 84582.11 | 85486.87 | 85711.84 | 88166.27 | 92401.5 | 96341.43 | 94304.06 | 76305.73 | 73101.14 | 76348.61 | 78185.68 | 81775.59 | 83315.73 | 84027.26 | 85608.2 | 88447.97 | 88713.51 | 92116.36 | 90719.25 | 91253.96 | 90527.54 | 88529.96 | 87268.03 | 88764.67 | 89706.48 | 90062.22 | 91061.23 | 89813.35 | 91341.24 | 90349.65 | 90094.87 | 90061.91 | 88589.25 | 90161.9 | 89867.42 | 88447.19 | 87372.49 | 88408.52 | 90007.73 | 88601.37 | 90061.42 | 91408.86 | 90639.01 | 89175.54 | 90504.7 | 89716.77 | 91399.95 | 91723.41 | 90656.59 | 93703.73 | 92313.16 | 93315.34 | 94010.95 | 93961.52 | 94657.94 | 94940.4
Scenario Name: Climate1_XGO_High_NoFreeze ¦ Date: Wed 08/12/2020 ¦ Time: 15:07:35.54 ¦ Path: Q:\MJ\energy2020July30\2020Model ¦ Version: * ¦ | Washington | All | Electric | GWH | Annual | Climate1_XGO_High_NoFreeze | SaEC*RegFr | 75181.45 | 82950.87 | 84474 | 88647.77 | 90403.87 | 87026.46 | 88193.31 | 84582.11 | 85486.87 | 85711.84 | 88166.27 | 92401.5 | 96341.43 | 94304.06 | 76305.73 | 73101.14 | 76348.61 | 78185.68 | 81775.59 | 83315.73 | 84027.26 | 85608.2 | 88447.97 | 88713.51 | 92116.36 | 90719.25 | 91253.96 | 90527.54 | 88529.96 | 87268.03 | 88764.67 | 89706.48 | 90062.22 | 94450.77 | 94114.03 | 96559.09 | 96357.3 | 97258.64 | 98157.4 | 97554.55 | 99944.02 | 100330.8 | 99527.74 | 99074.03 | 100792.7 | 103040 | 102178.9 | 104281.6 | 106356.8 | 106367.3 | 105627.2 | 107722.3 | 107549.7 | 109923.2 | 110847.8 | 110349.4 | 114131.4 | 113318.8 | 114973.8 | 116322.1 | 116951.5 | 118368.6 | 119348.6
Scenario Name: Climate2_XGO_Base_NoFreeze ¦ Date: Wed 08/12/2020 ¦ Time: 13:04:48.45 ¦ Path: Q:\MJ\energy2020July30\2020Model ¦ Version: * ¦ | Washington | All | Electric | GWH | Annual | Climate2_XGO_Base_NoFreeze | SaEC*RegFr | 75181.45 | 82950.87 | 84474 | 88647.77 | 90403.87 | 87026.46 | 88193.31 | 84582.11 | 85486.87 | 85711.84 | 88166.27 | 92401.5 | 96341.43 | 94304.06 | 76305.73 | 73101.14 | 76348.61 | 78185.68 | 81775.59 | 83315.73 | 84027.26 | 85608.2 | 88447.97 | 88713.51 | 92116.36 | 90719.25 | 91253.96 | 90527.54 | 88529.96 | 87268.03 | 88764.67 | 89706.48 | 90062.22 | 93528.09 | 92811.94 | 93161.02 | 93550.86 | 94835.37 | 93226.83 | 94429.18 | 96316.84 | 95415.07 | 94608.75 | 95804.02 | 96172.59 | 96853.42 | 96826.98 | 98093.41 | 97889.98 | 98148.82 | 98622.73 | 99212.3 | 99265.9 | 99661.12 | 101883.3 | 102666.6 | 102158.7 | 102948.8 | 103329.9 | 103026.3 | 105719 | 106903.9 | 108441.4
Scenario Name: Climate2_XGO_Low_NoFreeze ¦ Date: Wed 08/12/2020 ¦ Time: 14:10:06.27 ¦ Path: Q:\MJ\energy2020July30\2020Model ¦ Version: * ¦ | Washington | All | Electric | GWH | Annual | Climate2_XGO_Low_NoFreeze | SaEC*RegFr | 75181.45 | 82950.87 | 84474 | 88647.77 | 90403.87 | 87026.46 | 88193.31 | 84582.11 | 85486.87 | 85711.84 | 88166.27 | 92401.5 | 96341.43 | 94304.06 | 76305.73 | 73101.14 | 76348.61 | 78185.68 | 81775.59 | 83315.73 | 84027.26 | 85608.2 | 88447.97 | 88713.51 | 92116.36 | 90719.25 | 91253.96 | 90527.54 | 88529.96 | 87268.03 | 88764.67 | 89706.48 | 90062.22 | 91368.08 | 90093.83 | 89919.11 | 89852.72 | 90650.19 | 88560.27 | 89316.29 | 90804.34 | 89532.8 | 88366.05 | 89215.61 | 89236.1 | 89598.45 | 89272.86 | 90202.1 | 89656.19 | 89486.98 | 89586.62 | 89853.96 | 89638.82 | 89769.82 | 91732.52 | 92266.62 | 91496.78 | 91965.45 | 92052.4 | 91415.83 | 93728.39 | 94557.87 | 95731.56
Scenario Name: Climate2_XGO_High_NoFreeze ¦ Date: Wed 08/12/2020 ¦ Time: 15:19:27.25 ¦ Path: Q:\MJ\energy2020July30\2020Model ¦ Version: * ¦ | Washington | All | Electric | GWH | Annual | Climate2_XGO_High_NoFreeze | SaEC*RegFr | 75181.45 | 82950.87 | 84474 | 88647.77 | 90403.87 | 87026.46 | 88193.31 | 84582.11 | 85486.87 | 85711.84 | 88166.27 | 92401.5 | 96341.43 | 94304.06 | 76305.73 | 73101.14 | 76348.61 | 78185.68 | 81775.59 | 83315.73 | 84027.26 | 85608.2 | 88447.97 | 88713.51 | 92116.36 | 90719.25 | 91253.96 | 90527.54 | 88529.96 | 87268.03 | 88764.67 | 89706.48 | 90062.22 | 94760.97 | 94397.29 | 95127.96 | 95859.33 | 97824.01 | 96639.95 | 98295.09 | 100607.4 | 99990.75 | 99445.3 | 100960.1 | 101650 | 102632 | 102867.5 | 104433 | 104569.7 | 105192.9 | 106061.1 | 107054.3 | 107476.5 | 108255.2 | 110865.4 | 112009.7 | 111864.2 | 112970.7 | 113655.1 | 113649.3 | 116721.9 | 118276.1 | 120187.9
Scenario Name: Climate3_XGO_Base_NoFreeze ¦ Date: Wed 08/12/2020 ¦ Time: 13:15:27.46 ¦ Path: Q:\MJ\energy2020July30\2020Model ¦ Version: * ¦ | Washington | All | Electric | GWH | Annual | Climate3_XGO_Base_NoFreeze | SaEC*RegFr | 75181.45 | 82950.87 | 84474 | 88647.77 | 90403.87 | 87026.46 | 88193.31 | 84582.11 | 85486.87 | 85711.84 | 88166.27 | 92401.5 | 96341.43 | 94304.06 | 76305.73 | 73101.14 | 76348.61 | 78185.68 | 81775.59 | 83315.73 | 84027.26 | 85608.2 | 88447.97 | 88713.51 | 92116.36 | 90719.25 | 91253.96 | 90527.54 | 88529.96 | 87268.03 | 88764.67 | 89706.48 | 90062.22 | 93126.05 | 94188.93 | 95420.41 | 94322.83 | 93896.79 | 93299.48 | 95106.49 | 95190.02 | 95571.64 | 95457.25 | 96742.66 | 96829.54 | 97631.77 | 95980.63 | 96377.41 | 97984.91 | 97101.9 | 97481.88 | 99070.07 | 98976.08 | 102326.6 | 101312.4 | 102349.5 | 104179.8 | 104232.8 | 104182.9 | 103986.4 | 105591.5 | 108498.5 | 110220.8
Scenario Name: Climate3_XGO_Low_NoFreeze ¦ Date: Wed 08/12/2020 ¦ Time: 14:21:42.35 ¦ Path: Q:\MJ\energy2020July30\2020Model ¦ Version: * ¦ | Washington | All | Electric | GWH | Annual | Climate3_XGO_Low_NoFreeze | SaEC*RegFr | 75181.45 | 82950.87 | 84474 | 88647.77 | 90403.87 | 87026.46 | 88193.31 | 84582.11 | 85486.87 | 85711.84 | 88166.27 | 92401.5 | 96341.43 | 94304.06 | 76305.73 | 73101.14 | 76348.61 | 78185.68 | 81775.59 | 83315.73 | 84027.26 | 85608.2 | 88447.97 | 88713.51 | 92116.36 | 90719.25 | 91253.96 | 90527.54 | 88529.96 | 87268.03 | 88764.67 | 89706.48 | 90062.22 | 90967.04 | 91467.57 | 92171.87 | 90623.09 | 89714.75 | 88630.98 | 89990.3 | 89684.25 | 89689.87 | 89210.53 | 90150.41 | 89891.27 | 90373.4 | 88432.35 | 88497.42 | 89753.77 | 88448.04 | 88455.76 | 89711.39 | 89353.29 | 92412.84 | 91165.74 | 91948.95 | 93496.34 | 93236.08 | 92893.41 | 92365.58 | 93601.97 | 96131.04 | 97488.95
Scenario Name: Climate3_XGO_High_NoFreeze ¦ Date: Wed 08/12/2020 ¦ Time: 15:31:01.78 ¦ Path: Q:\MJ\energy2020July30\2020Model ¦ Version: * ¦ | Washington | All | Electric | GWH | Annual | Climate3_XGO_High_NoFreeze | SaEC*RegFr | 75181.45 | 82950.87 | 84474 | 88647.77 | 90403.87 | 87026.46 | 88193.31 | 84582.11 | 85486.87 | 85711.84 | 88166.27 | 92401.5 | 96341.43 | 94304.06 | 76305.73 | 73101.14 | 76348.61 | 78185.68 | 81775.59 | 83315.73 | 84027.26 | 85608.2 | 88447.97 | 88713.51 | 92116.36 | 90719.25 | 91253.96 | 90527.54 | 88529.96 | 87268.03 | 88764.67 | 89706.48 | 90062.22 | 94357.75 | 95779.27 | 97399.07 | 96634.65 | 96878.98 | 96716.34 | 98979.56 | 99465.09 | 100146 | 100303.4 | 101907.6 | 102310.4 | 103418.1 | 102007.1 | 102690.1 | 104655.9 | 104127.4 | 104896 | 106915.1 | 107175.1 | 110973.9 | 110286.7 | 111699.1 | 113938.9 | 114287 | 114540 | 114633.5 | 116592.3 | 119923 | 122018.4
|  |  | Data for graph |  |  | Sales | CanESM2 Price-effect Medium | 1988 | 1989 | 1990 | 1991 | 1992 | 1993 | 1994 | 1995 | 1996 | 1997 | 1998 | 1999 | 2000 | 2001 | 2002 | 2003 | 2004 | 2005 | 2006 | 2007 | 2008 | 2009 | 2010 | 2011 | 2012 | 2013 | 2014 | 2015 | 2016 | 2017 | 2018 | 2019 | 2020 | 2021 | 2022 | 2023 | 2024 | 2025 | 2026 | 2027 | 2028 | 2029 | 2030 | 2031 | 2032 | 2033 | 2034 | 2035 | 2036 | 2037 | 2038 | 2039 | 2040 | 2041 | 2042 | 2043 | 2044 | 2045 | 2046 | 2047 | 2048 | 2049 | 2050
[7 empty] | Idaho | 1796.371 | 1915.0377 | 1989.0011 | 2007.6758 | 2013.6267 | 2111.2797 | 2075.3174 | 2208.0171 | 2180.3162 | 2422.4281 | 2488.6667 | 2455.0046 | 2525.5902 | 2534.4783 | 2338.4452 | 2268.1005 | 2358.1313 | 2437.8002 | 2441.2842 | 2545.4806 | 2655.7785 | 2672.492 | 2539.9064 | 2547.8265 | 2599.3562 | 2649.5491 | 2704.2112 | 2596.968 | 2573.4053 | 2574.7329 | 2651.0194 | 2681.8059 | 2704.7295 | 2740.0982 | 2721.5183 | 2786.8813 | 2776.6233 | 2788.476 | 2808.3584 | 2751.5274 | 2805.1107 | 2817.0068 | 2770.0833 | 2762.0662 | 2785.4966 | 2832.3824 | 2775.0605 | 2807.7146 | 2856.4692 | 2838.5114 | 2807.4977 | 2840.3482 | 2795.8893 | 2830.1096 | 2835.7169 | 2832.5422 | 2917.3082 | 2886.2717 | 2944.1655 | 2947.8094 | 2947.0126 | 3010.9726 | 3023.4441
[7 empty] | Western Montana | 737.3382 | 763.2235 | 775.9912 | 773.6309 | 794.5993 | 765.1068 | 731.6353 | 732.6671 | 785.4321 | 829.3139 | 626.9156 | 860.9098 | 857.7563 | 902.9461 | 542.0368 | 745.0597 | 707.6936 | 682.6815 | 694.7416 | 729.3027 | 881.0338 | 837.2395 | 759.4446 | 693.5096 | 688.6975 | 694.9478 | 694.054 | 710.6929 | 918.2844 | 776.4724 | 789.3803 | 793.3679 | 794.7651 | 804.3724 | 787.5473 | 790.9446 | 774.7183 | 766.7237 | 754.0837 | 734.753 | 730.6697 | 729.4761 | 712.0409 | 703.5723 | 695.1873 | 699.1708 | 682.7564 | 685.2463 | 691.0663 | 676.8029 | 672.8975 | 671.935 | 657.7905 | 662.4616 | 652.7635 | 647.1361 | 661.1356 | 648.7307 | 651.2156 | 659.6716 | 645.8152 | 659.1913 | 657.7704
[7 empty] | Oregon | 4224.7728 | 4405.0674 | 4673.855 | 4827.008 | 4898.1279 | 4809.4189 | 5001.5879 | 5036.6575 | 5102.7272 | 5379.8596 | 5393.0947 | 5211.0263 | 5276.5696 | 5579.5628 | 5086.2409 | 5011.8699 | 4989.6461 | 5027.6324 | 5129.7922 | 5338.0582 | 5412.5342 | 5461.403 | 5300.04 | 5152.1689 | 5279.2352 | 5217.8162 | 5299.9452 | 5263.5993 | 5282.5833 | 5289.5285 | 5380.5537 | 5434.4852 | 5461.3664 | 5603.9612 | 5665.5674 | 5849.9064 | 5826.4258 | 5836.2215 | 5895.6279 | 5875.2763 | 6041.5868 | 5952.4589 | 5914.0879 | 5934.3824 | 6033.7694 | 6158.6929 | 6063.3276 | 6240.355 | 6301.4737 | 6345.3356 | 6236.3619 | 6332.7363 | 6344.8927 | 6483.6267 | 6592.8333 | 6519.4646 | 6785.5753 | 6764.2557 | 6779.9007 | 6924.5868 | 6981.7763 | 7060.024 | 7149.2454
[7 empty] | Washington | 8582.3573 | 9469.2774 | 9643.1507 | 10119.6084 | 10320.0765 | 9934.5274 | 10067.7295 | 9655.492 | 9758.7751 | 9784.4566 | 10064.6427 | 10548.1164 | 10997.8801 | 10765.3037 | 8710.6998 | 8344.879 | 8715.5947 | 8925.3059 | 9335.113 | 9510.9281 | 9592.153 | 9772.6256 | 10096.8002 | 10127.113 | 10515.5662 | 10356.0788 | 10417.1187 | 10334.1941 | 10106.1598 | 9962.1039 | 10132.9532 | 10240.4658 | 10281.0753 | 10641.5103 | 10562.8196 | 10797.5194 | 10736.0708 | 10762.1655 | 10814.3185 | 10696.0982 | 10921.0011 | 10930.5091 | 10809.3813 | 10724.7112 | 10883.1792 | 11103.0274 | 10976.0685 | 11181.4749 | 11375.8961 | 11336.4612 | 11210.6427 | 11400.4224 | 11340.4623 | 11564.2466 | 11629.2009 | 11534.3836 | 11915.9932 | 11791.895 | 11941.5639 | 12059.9658 | 12094.8744 | 12214.8174 | 12287.2717

## impact of codes and standards
Scenario Name: NoCalib_Standards ¦ Date: Mon 08/17/2020 ¦ Time: 13:08:00.91 ¦ Path: Q:\MJ\energy2020July30\2020Model ¦ Version: * ¦
Engine | is the model name.
This is the Loadshape Review for Northwest
Impact of Appliance Standards and Building Codes
Area | Sector | Day | Month | Enduse | Variable | Descriptor | Day | 1993 | 1994 | 1995 | 1996 | 1997 | 1998 | 1999 | 2000 | 2001 | 2002 | 2003 | 2004 | 2005 | 2006 | 2007 | 2008 | 2009 | 2010 | 2011 | 2012 | 2013 | 2014 | 2015 | 2016 | 2017 | 2018 | 2019 | 2020 | 2021 | 2022 | 2023 | 2024 | 2025 | 2026 | 2027 | 2028 | 2029 | 2030 | 2031 | 2032 | 2033 | 2034 | 2035 | 2036 | 2037 | 2038 | 2039 | 2040 | 2041 | 2042 | 2043 | 2044 | 2045 | 2046 | 2047 | 2048 | 2049 | 2050
Northwest | All | Peak | Annual | All | SLDC | System Load with Losses, Net of Cogeneration | Peak | -146.52 | -192.48 | -322.55 | -447.02 | -532.64 | -593.54 | -726.8 | -848.21 | -984.38 | -1160.54 | -1206.06 | -1496.34 | -1634.2 | -1664.94 | -1603.69 | -1713.7 | -1552.68 | -1396.76 | -1573.73 | -1613.97 | -1826.61 | -1912.7 | -3098.79 | -2100.26 | -2321.95 | -2520.61 | -2769.19 | -3008.63 | -3234.73 | -3450.8 | -3674.14 | -3884.78 | -4086.82 | -4277.78 | -4457.71 | -4626.97 | -4784.85 | -4938.29 | -5083.62 | -5221.78 | -5349.91 | -5472.64 | -5587.45 | -5693.52 | -5795.46 | -5890.9 | -5979.87 | -6064.57 | -6142.85 | -6218.3 | -6288.61 | -6356.51 | -6421.37 | -6486.79 | -6549.56 | -6609.37 | -6666.57 | -6711.23
Northwest | All | Average | Annual | All | SLDC | System Load with Losses, Net of Cogeneration | Average | -80.09 | -137.35 | -203.85 | -276.93 | -322.83 | -366.71 | -453.22 | -504.44 | -620.78 | -736.84 | -806.64 | -906.85 | -1028.13 | -1070.97 | -1048.5 | -1117.62 | -1048.06 | -982.05 | -1086.54 | -1125.54 | -1253.03 | -1275.39 | -1370.71 | -1522.76 | -1669.11 | -1802.43 | -1949.88 | -2085.83 | -2213.44 | -2335.43 | -2474 | -2599.71 | -2717.68 | -2825.41 | -2923.55 | -3012.49 | -3091.36 | -3165.5 | -3230.68 | -3287.72 | -3334.24 | -3373.05 | -3402.47 | -3421.59 | -3434.24 | -3438.39 | -3440.95 | -3438.37 | -3430.67 | -3419.66 | -3404.06 | -3388.42 | -3370.87 | -3354.8 | -3339.44 | -3324.68 | -3309.18 | -3285.57
Northwest | All | Minimum | Annual | All | SLDC | System Load with Losses, Net of Cogeneration | Minimum | -51.17 | -94.2 | -139.88 | -182.99 | -228.15 | -242.13 | -302.01 | -325 | -363.22 | -407.55 | -444.62 | -556.9 | -559.74 | -678.33 | -664.93 | -693.23 | -648.43 | -618.52 | -710.88 | -802.95 | -872.15 | -847.05 | -951.18 | -1151.21 | -1216.88 | -1309.31 | -1400.18 | -1480.7 | -1556.68 | -1627.91 | -1701.34 | -1764.04 | -1810.48 | -1857.56 | -1899.54 | -1933.83 | -1964.81 | -1989.85 | -2014.84 | -2039.09 | -2058.09 | -2074.23 | -2082.71 | -2091.49 | -2099.81 | -2105.3 | -2108.83 | -2112.36 | -2112.64 | -2118.75 | -2127.24 | -2135.83 | -2143.88 | -2154.68 | -2165.34 | -2175.67 | -2185.61 | -2188.84
Area | Sector | Day | Month | Enduse | Variable | Descriptor | Units | 1993 | 1994 | 1995 | 1996 | 1997 | 1998 | 1999 | 2000 | 2001 | 2002 | 2003 | 2004 | 2005 | 2006 | 2007 | 2008 | 2009 | 2010 | 2011 | 2012 | 2013 | 2014 | 2015 | 2016 | 2017 | 2018 | 2019 | 2020 | 2021 | 2022 | 2023 | 2024 | 2025 | 2026 | 2027 | 2028 | 2029 | 2030 | 2031 | 2032 | 2033 | 2034 | 2035 | 2036 | 2037 | 2038 | 2039 | 2040 | 2041 | 2042 | 2043 | 2044 | 2045 | 2046 | 2047 | 2048 | 2049 | 2050
Northwest | All | Peak | Annual | All | SLDC | System Load with Losses, Net of Cogeneration | MW | -146.52 | -192.48 | -322.55 | -447.02 | -532.64 | -593.54 | -726.8 | -848.21 | -984.38 | -1160.54 | -1206.06 | -1496.34 | -1634.2 | -1664.94 | -1603.69 | -1713.7 | -1552.68 | -1396.76 | -1573.73 | -1613.97 | -1826.61 | -1912.7 | -3098.79 | -2100.26 | -2321.95 | -2520.61 | -2769.19 | -3008.63 | -3234.73 | -3450.8 | -3674.14 | -3884.78 | -4086.82 | -4277.78 | -4457.71 | -4626.97 | -4784.85 | -4938.29 | -5083.62 | -5221.78 | -5349.91 | -5472.64 | -5587.45 | -5693.52 | -5795.46 | -5890.9 | -5979.87 | -6064.57 | -6142.85 | -6218.3 | -6288.61 | -6356.51 | -6421.37 | -6486.79 | -6549.56 | -6609.37 | -6666.57 | -6711.23
Northwest | All | Peak | January | All | SLDC | System Load with Losses, Net of Cogeneration | MW | -146.52 | -192.48 | -322.55 | -447.02 | -532.64 | -593.54 | -726.8 | -848.21 | -984.38 | -1160.54 | -1206.06 | -1496.34 | -1634.2 | -1566.4 | -1603.69 | -1713.7 | -1552.68 | -1396.76 | -1573.73 | -1613.97 | -1826.61 | -1759.61 | -1820.6 | -2100.26 | -2321.95 | -2520.61 | -2769.19 | -3008.63 | -3234.73 | -3450.8 | -3674.14 | -3884.78 | -4086.82 | -4277.78 | -4457.71 | -4626.97 | -4784.85 | -4938.29 | -5083.62 | -5221.78 | -5349.91 | -5472.64 | -5587.45 | -5693.52 | -5795.46 | -5890.9 | -5979.87 | -6064.57 | -6142.85 | -6218.3 | -6288.61 | -6356.51 | -6421.37 | -6486.79 | -6549.56 | -6609.37 | -6666.57 | -6711.23
Northwest | All | Peak | February | All | SLDC | System Load with Losses, Net of Cogeneration | MW | -232.16 | -362.17 | -474.19 | -718.92 | -837.82 | -895.89 | -1196.76 | -1282.04 | -1581.98 | -1742.9 | -1871.89 | -2011.41 | -2291.31 | -2356.16 | -1938.69 | -2085.71 | -2089.2 | -1844.23 | -2236.39 | -2103.31 | -2323.21 | -2524.23 | -2226.46 | -2522.14 | -2907.4 | -3048.83 | -3262.82 | -3465.26 | -3655.27 | -3834.54 | -4017.22 | -4187.33 | -4349.72 | -4501.97 | -4643.82 | -4776.65 | -4899.66 | -5018.43 | -5131.04 | -5236.79 | -5333.93 | -5426.57 | -5512.2 | -5589.65 | -5663.68 | -5731.65 | -5794.27 | -5853.24 | -5906.68 | -5957.52 | -6004.21 | -6049.32 | -6092.04 | -6136 | -6178.04 | -6217.71 | -6255.24 | -6283.75
Northwest | All | Peak | March | All | SLDC | System Load with Losses, Net of Cogeneration | MW | -195.4 | -298.53 | -502.3 | -663.31 | -822.47 | -919.89 | -1231.51 | -1323.88 | -1438.9 | -1907.12 | -1746.88 | -1862.7 | -2078.67 | -2322.58 | -1845.03 | -2210.34 | -2171.75 | -1895.2 | -2107.13 | -2180.95 | -2273.14 | -2284.46 | -2182 | -2602.49 | -2814.3 | -2955.73 | -3170.01 | -3373.22 | -3564.76 | -3746.37 | -3933.93 | -4107.91 | -4273.64 | -4428.84 | -4573.18 | -4707.67 | -4831.56 | -4950.24 | -5061.85 | -5165.1 | -5258.36 | -5345.82 | -5424.58 | -5493.92 | -5558.44 | -5615.34 | -5667.39 | -5714.9 | -5756.41 | -5794.5 | -5828.09 | -5860.23 | -5889.78 | -5920.54 | -5949.82 | -5977.29 | -6002.92 | -6019.66
Northwest | All | Peak | April | All | SLDC | System Load with Losses, Net of Cogeneration | MW | -167.32 | -249.36 | -436.83 | -533.13 | -718.84 | -797.99 | -1055.95 | -984.98 | -1337.8 | -1489.33 | -1631.68 | -1577.1 | -1902.59 | -1947.04 | -1779.53 | -2107.56 | -1860.18 | -1798.95 | -2087.9 | -1820.78 | -2111.72 | -2089.85 | -2262.65 | -2116.65 | -2549.64 | -2683.24 | -2869.74 | -3043.39 | -3205.3 | -3358.64 | -3514.75 | -3656.26 | -3789.67 | -3911.8 | -4022.7 | -4123.35 | -4213.29 | -4297.15 | -4372 | -4437.03 | -4490.57 | -4535.82 | -4570.22 | -4592.94 | -4608.28 | -4613.74 | -4617.08 | -4615.01 | -4607.05 | -4595.01 | -4577.88 | -4560.75 | -4541.48 | -4524.12 | -4507.37 | -4491.19 | -4474.21 | -4451.12
Northwest | All | Peak | May | All | SLDC | System Load with Losses, Net of Cogeneration | MW | -103.67 | -218.87 | -327.61 | -609.64 | -486.11 | -716.92 | -1063.06 | -988.03 | -1072.43 | -1465.28 | -1450.7 | -1500.54 | -1566.94 | -1672.8 | -1597.86 | -1707.32 | -1623.81 | -1785.01 | -1953.92 | -1772 | -1827.74 | -1779.88 | -1866.69 | -2034.2 | -2283.7 | -2406.19 | -2577.11 | -2734.67 | -2883.41 | -3025.51 | -3176.56 | -3312.59 | -3440.05 | -3556.01 | -3660.97 | -3756.49 | -3840.85 | -3918.99 | -3987.66 | -4045.6 | -4091.98 | -4129.61 | -4156.01 | -4170.2 | -4176.18 | -4171.79 | -4165.81 | -4154.1 | -4136.43 | -4113.89 | -4086.31 | -4058.72 | -4028.84 | -4000.51 | -3973.08 | -3946.77 | -3919.99 | -3887.28
Northwest | All | Peak | June | All | SLDC | System Load with Losses, Net of Cogeneration | MW | -98.78 | -161.44 | -265.48 | -285.38 | -334.18 | -414.46 | -381.81 | -667.59 | -535.75 | -1034 | -1368.92 | -1291.17 | -1034.28 | -1601.01 | -1316.19 | -1115.69 | -1594.57 | -966.66 | -977.87 | -1189.22 | -1442.73 | -1427.87 | -3098.79 | -2143.28 | -2207.58 | -2396.88 | -2587.67 | -2758.81 | -2919.76 | -3074.4 | -3285.44 | -3473 | -3645.94 | -3801.19 | -3940.86 | -4064.77 | -4171.44 | -4269.22 | -4351.25 | -4418.29 | -4465.99 | -4499.4 | -4516.39 | -4516.85 | -4505.43 | -4479.34 | -4452.26 | -4412.63 | -4365.63 | -4312.38 | -4252.84 | -4193.94 | -4132.38 | -4069.69 | -4009.32 | -3948 | -3883 | -3805.89
Northwest | All | Peak | July | All | SLDC | System Load with Losses, Net of Cogeneration | MW | -67.69 | -241.86 | -295.27 | -423.05 | -341.28 | -645.91 | -386.87 | -505.39 | -598.59 | -955 | -1179.97 | -1221.36 | -1196.5 | -1467.67 | -1672.29 | -1249.32 | -1569.5 | -1089.1 | -962.91 | -1268.54 | -1593.46 | -1885.93 | -2118.71 | -1804.12 | -2158.1 | -2357.73 | -2555.89 | -2734.24 | -2901.33 | -3061.28 | -3295.89 | -3505.12 | -3698.17 | -3872.65 | -4030.97 | -4172.02 | -4294.84 | -4407.93 | -4504.89 | -4586.36 | -4647.35 | -4693.61 | -4723.21 | -4736.26 | -4737.66 | -4724.35 | -4709.55 | -4680.53 | -4644.09 | -4601.38 | -4552.35 | -4503.55 | -4451.85 | -4397.58 | -4345.1 | -4290.3 | -4230.67 | -4156.13
Northwest | All | Peak | August | All | SLDC | System Load with Losses, Net of Cogeneration | MW | -84.74 | -144.43 | -151.23 | -241.91 | -327.78 | -315.18 | -386.37 | -356.14 | -553.97 | -594.19 | -737.45 | -853.96 | -957.47 | -950.43 | -971.38 | -1060.26 | -988.52 | -884.38 | -1016.5 | -1180.56 | -1312.49 | -1473.15 | -1590.72 | -1836.51 | -1909.58 | -2120.17 | -2330.14 | -2520.3 | -2700.17 | -2872.76 | -3121.58 | -3344.88 | -3551.35 | -3738.98 | -3910.12 | -4063.47 | -4197.76 | -4322.22 | -4429.74 | -4521.36 | -4593 | -4649.44 | -4688.88 | -4711 | -4720.94 | -4715.83 | -4708.95 | -4689.11 | -4661.24 | -4626.82 | -4585.21 | -4543.29 | -4497.96 | -4451.35 | -4406.24 | -4360.71 | -4312.22 | -4246.85
Northwest | All | Peak | September | All | SLDC | System Load with Losses, Net of Cogeneration | MW | -79.79 | -168.02 | -244.58 | -188.56 | -317.76 | -415.16 | -363.16 | -378.79 | -578.26 | -628.89 | -817.23 | -716.34 | -819.06 | -979.64 | -895.08 | -1003.4 | -1065.05 | -889.97 | -1200.72 | -1081.61 | -1162.01 | -1320.7 | -1222.55 | -1406.73 | -1683.83 | -1858.88 | -2042.59 | -2212.97 | -2374.23 | -2527.45 | -2714.7 | -2888.51 | -3051.84 | -3203.7 | -3345.55 | -3478.06 | -3598.84 | -3716.38 | -3826.04 | -3929.57 | -4023.75 | -4113.41 | -4196.83 | -4273.22 | -4346.79 | -4415.69 | -4479.17 | -4537.14 | -4590.21 | -4641.26 | -4688.79 | -4734.46 | -4777.82 | -4819.79 | -4859.83 | -4896.29 | -4929.56 | -4948.51
Northwest | All | Peak | October | All | SLDC | System Load with Losses, Net of Cogeneration | MW | -157.61 | -312.98 | -485.29 | -649.79 | -770.42 | -891.64 | -1097.77 | -1187.62 | -1408.02 | -1687.9 | -1443.4 | -1796.05 | -1965.65 | -2162.02 | -1944.33 | -2048.27 | -1991.92 | -1768.58 | -1912.02 | -1972.68 | -2295.58 | -1836.48 | -1962.03 | -2536.49 | -2662.02 | -2797.3 | -2995.68 | -3180.11 | -3351.49 | -3513.09 | -3682.26 | -3837.84 | -3984.93 | -4121.58 | -4247.73 | -4364.78 | -4471.49 | -4573.52 | -4668.77 | -4756.33 | -4834.62 | -4907.61 | -4972.78 | -5028.97 | -5080.81 | -5126 | -5166.79 | -5203.68 | -5235.06 | -5263.48 | -5287.86 | -5311.05 | -5331.95 | -5354.39 | -5375.64 | -5395.41 | -5413.66 | -5422.76
Northwest | All | Peak | November | All | SLDC | System Load with Losses, Net of Cogeneration | MW | -198.18 | -310.53 | -376.41 | -590.08 | -617.98 | -749.46 | -869.65 | -1216.75 | -1146.04 | -1370.59 | -1710.36 | -1752.67 | -2023.45 | -1961.42 | -1736.46 | -1713.73 | -1701.84 | -1739.75 | -1858.27 | -1753.18 | -2000.94 | -2057.41 | -2258.22 | -2143.15 | -2554.15 | -2728.97 | -2971.76 | -3203.88 | -3422.7 | -3631.24 | -3845.49 | -4046.71 | -4239.39 | -4421.16 | -4591.85 | -4752.42 | -4901.89 | -5046.46 | -5183.85 | -5313.6 | -5433.77 | -5548.85 | -5656.19 | -5754.79 | -5849.35 | -5937.36 | -6019.06 | -6096.68 | -6168.02 | -6236.22 | -6299.85 | -6361.12 | -6419.47 | -6478.53 | -6534.97 | -6588.44 | -6639.47 | -6679.72
Northwest | All | Peak | December | All | SLDC | System Load with Losses, Net of Cogeneration | MW | -129.94 | -214.38 | -329.81 | -461.69 | -532.08 | -652.8 | -740.45 | -872.58 | -986.15 | -1098.33 | -1269.49 | -1379.46 | -1609.26 | -1646.45 | -1476.6 | -1661.52 | -1547.67 | -1397.75 | -1553.87 | -1524.38 | -1767.39 | -1632.4 | -1799.01 | -2155.94 | -2213.65 | -2391.74 | -2624.58 | -2849.11 | -3061.37 | -3264.48 | -3470.83 | -3665.68 | -3852.91 | -4030.13 | -4197.22 | -4354.83 | -4502.14 | -4645.1 | -4780.92 | -4909.84 | -5029.84 | -5144.95 | -5252.89 | -5352.77 | -5448.61 | -5538.43 | -5622.2 | -5701.98 | -5775.84 | -5846.75 | -5913.08 | -5977.08 | -6038.24 | -6099.75 | -6158.71 | -6214.84 | -6268.5 | -6311.91
Northwest | All | Average | Annual | All | SLDC | System Load with Losses, Net of Cogeneration | MW | -80.09 | -137.35 | -203.85 | -276.93 | -322.83 | -366.71 | -453.22 | -504.44 | -620.78 | -736.84 | -806.64 | -906.85 | -1028.13 | -1070.97 | -1048.5 | -1117.62 | -1048.06 | -982.05 | -1086.54 | -1125.54 | -1253.03 | -1275.39 | -1370.71 | -1522.76 | -1669.11 | -1802.43 | -1949.88 | -2085.83 | -2213.44 | -2335.43 | -2474 | -2599.71 | -2717.68 | -2825.41 | -2923.55 | -3012.49 | -3091.36 | -3165.5 | -3230.68 | -3287.72 | -3334.24 | -3373.05 | -3402.47 | -3421.59 | -3434.24 | -3438.39 | -3440.95 | -3438.37 | -3430.67 | -3419.66 | -3404.06 | -3388.42 | -3370.87 | -3354.8 | -3339.44 | -3324.68 | -3309.18 | -3285.57
Northwest | All | Average | January | All | SLDC | System Load with Losses, Net of Cogeneration | MW | -128.33 | -167.3 | -277.59 | -386.37 | -461.16 | -514.76 | -628.04 | -735.21 | -839.25 | -978.66 | -1008.09 | -1252 | -1362.98 | -1302.49 | -1329.83 | -1415.87 | -1297.84 | -1170.06 | -1329.07 | -1367.87 | -1551.6 | -1495.14 | -1546.56 | -1783.52 | -1939.49 | -2070.45 | -2233.29 | -2387.39 | -2531.39 | -2668.08 | -2809.08 | -2939.6 | -3064.05 | -3179.99 | -3287.39 | -3386.64 | -3477.45 | -3564.61 | -3645.02 | -3719.38 | -3785.09 | -3845.45 | -3898.43 | -3943.24 | -3983.78 | -4017.8 | -4048.7 | -4075.9 | -4098.32 | -4118.38 | -4134.41 | -4149.74 | -4163.19 | -4178.05 | -4192.4 | -4206.13 | -4218.71 | -4223.42
Northwest | All | Average | February | All | SLDC | System Load with Losses, Net of Cogeneration | MW | -106.25 | -173.21 | -238.65 | -344.24 | -405.09 | -439.31 | -576.13 | -621.03 | -785.23 | -885.1 | -982.55 | -1075.37 | -1231.91 | -1277.67 | -1130.24 | -1210.32 | -1169.27 | -1069.51 | -1252.97 | -1218.75 | -1340.53 | -1435.22 | -1352.07 | -1538.69 | -1756.4 | -1879.45 | -2030.79 | -2175.36 | -2312.02 | -2443.38 | -2577.7 | -2702.43 | -2821.86 | -2933.29 | -3036.34 | -3131.39 | -3218.34 | -3301.09 | -3376.74 | -3445.77 | -3505.67 | -3559.33 | -3604.71 | -3641.08 | -3672.12 | -3695.65 | -3716.8 | -3733.78 | -3745.79 | -3754.91 | -3759.73 | -3764.12 | -3766.59 | -3770.58 | -3774.56 | -3778.52 | -3781.55 | -3778.44
Northwest | All | Average | March | All | SLDC | System Load with Losses, Net of Cogeneration | MW | -85.76 | -139.17 | -235.04 | -301.26 | -372.77 | -417.93 | -549.44 | -594.7 | -690.93 | -899.3 | -896.58 | -985.05 | -1116.57 | -1228.21 | -1086.16 | -1240.67 | -1175.21 | -1072.54 | -1177.35 | -1227.88 | -1301.23 | -1325.18 | -1332.85 | -1561.1 | -1709.32 | -1836.06 | -1986.04 | -2128.61 | -2263.06 | -2392.36 | -2527.95 | -2652.65 | -2771.39 | -2881.44 | -2982.51 | -3074.5 | -3157.54 | -3235.7 | -3305.54 | -3367.59 | -3419.14 | -3462.98 | -3497.02 | -3520.74 | -3537.84 | -3546.01 | -3552.51 | -3554 | -3550.17 | -3542.94 | -3530.94 | -3518.84 | -3504.79 | -3492.37 | -3480.61 | -3469.61 | -3457.96 | -3439.87
Northwest | All | Average | April | All | SLDC | System Load with Losses, Net of Cogeneration | MW | -75.76 | -124.5 | -213.06 | -258.94 | -339.6 | -376.45 | -488.5 | -479.67 | -659.94 | -758.18 | -854.46 | -885.25 | -1049.08 | -1091.74 | -1064.38 | -1203.02 | -1066.98 | -1036.58 | -1168.91 | -1108.73 | -1250.2 | -1262.76 | -1368 | -1398.81 | -1616.9 | -1738.11 | -1873.93 | -2000.04 | -2117.84 | -2230.59 | -2348.2 | -2454.11 | -2553.8 | -2644.15 | -2725.35 | -2797.67 | -2861.01 | -2919.27 | -2968.6 | -3009.6 | -3039.94 | -3061.89 | -3073.58 | -3074.3 | -3067.59 | -3051.33 | -3034.63 | -3012.87 | -2986.02 | -2955.62 | -2920.36 | -2885.67 | -2849.27 | -2814.87 | -2782 | -2750.9 | -2719.66 | -2683.27
Northwest | All | Average | May | All | SLDC | System Load with Losses, Net of Cogeneration | MW | -57.07 | -112.7 | -168.78 | -251.04 | -255.3 | -304.65 | -419.62 | -424.84 | -532.88 | -674.31 | -709.83 | -787.51 | -870.78 | -929.33 | -956.86 | -1014.67 | -934.25 | -948.94 | -1036.84 | -1056.29 | -1131.6 | -1159.21 | -1255.94 | -1385.74 | -1528.61 | -1656.73 | -1792.45 | -1915.87 | -2033 | -2145.86 | -2273.04 | -2386.84 | -2492.87 | -2588.1 | -2673.51 | -2750.1 | -2816.34 | -2877.49 | -2928.63 | -2970.48 | -3001.32 | -3023.26 | -3034.72 | -3034.61 | -3026.55 | -3008.7 | -2990.49 | -2967.06 | -2938.34 | -2905.66 | -2867.99 | -2830.84 | -2791.84 | -2754.79 | -2719.36 | -2685.85 | -2652.29 | -2612.21
Northwest | All | Average | June | All | SLDC | System Load with Losses, Net of Cogeneration | MW | -59.82 | -117.11 | -166.69 | -216.96 | -256.33 | -267.69 | -349.02 | -374.47 | -518.35 | -599.62 | -651.42 | -741.45 | -845.73 | -889.34 | -939.93 | -1001.24 | -915.39 | -877.3 | -957.07 | -1058.83 | -1132.44 | -1196.04 | -1387.14 | -1463.64 | -1580.17 | -1717.14 | -1855.2 | -1977.16 | -2092.56 | -2203.31 | -2339.12 | -2459.2 | -2569.55 | -2667.4 | -2754.38 | -2831.67 | -2897.05 | -2957.16 | -3006.11 | -3044.83 | -3071.69 | -3088.89 | -3095.08 | -3089.05 | -3074.65 | -3049.96 | -3025.06 | -2994.34 | -2958.14 | -2917.78 | -2872.33 | -2827.52 | -2780.8 | -2736.18 | -2693.42 | -2652.58 | -2611.59 | -2562.3
Northwest | All | Average | July | All | SLDC | System Load with Losses, Net of Cogeneration | MW | -55.97 | -127.32 | -167.19 | -220.79 | -228.55 | -294.36 | -293.71 | -335.36 | -447.86 | -572.94 | -644.61 | -723.16 | -785.58 | -883.69 | -972.47 | -910.34 | -929.69 | -799.43 | -842.28 | -980.87 | -1134.64 | -1251.1 | -1402.06 | -1441.59 | -1613.84 | -1772.51 | -1928.17 | -2066.46 | -2196.92 | -2321.49 | -2491.83 | -2643.54 | -2783.16 | -2908.45 | -3021.52 | -3122.47 | -3209.55 | -3290.28 | -3358.7 | -3415.83 | -3459.18 | -3491.88 | -3512.67 | -3520.61 | -3520 | -3508.5 | -3496.05 | -3475.7 | -3449.42 | -3418.77 | -3382.7 | -3346.83 | -3308.65 | -3271.17 | -3235.07 | -3199.52 | -3162.63 | -3113.78
Northwest | All | Average | August | All | SLDC | System Load with Losses, Net of Cogeneration | MW | -64.33 | -117.6 | -147.16 | -204.74 | -260.83 | -262.11 | -324.12 | -332.82 | -475.03 | -533.04 | -616.62 | -712.42 | -800.31 | -825.97 | -862.44 | -920.92 | -859.03 | -798.16 | -899.1 | -1019.14 | -1134.7 | -1233.92 | -1349.21 | -1537.85 | -1626.92 | -1789.47 | -1949.06 | -2091.59 | -2226.26 | -2354.94 | -2530.53 | -2687.96 | -2833.14 | -2964.28 | -3083.3 | -3190.37 | -3283.57 | -3370.62 | -3445.73 | -3510.03 | -3560.87 | -3601.63 | -3631.01 | -3647.99 | -3657.06 | -3655.93 | -3653.27 | -3642.92 | -3626.7 | -3606.36 | -3580.76 | -3555.06 | -3527.01 | -3499.52 | -3473.03 | -3446.64 | -3418.71 | -3378
Northwest | All | Average | September | All | SLDC | System Load with Losses, Net of Cogeneration | MW | -56.4 | -101.02 | -150.52 | -191.34 | -215.84 | -239.17 | -304.08 | -333.07 | -450.58 | -536.8 | -595.89 | -702.54 | -805.41 | -839.91 | -869.84 | -918.66 | -849.31 | -807.92 | -886.31 | -955.09 | -1060.17 | -1112.1 | -1228.72 | -1389.48 | -1514.51 | -1657.87 | -1802.27 | -1932.66 | -2054.21 | -2170.25 | -2315.37 | -2445.5 | -2566.13 | -2675.21 | -2773.75 | -2861.85 | -2938.31 | -3009.39 | -3069.93 | -3121.25 | -3160.54 | -3190.76 | -3210.33 | -3218.31 | -3218.8 | -3209.9 | -3199.86 | -3183.6 | -3161.96 | -3136.64 | -3106.43 | -3076.34 | -3044.25 | -3013.51 | -2984.01 | -2955.74 | -2927.01 | -2888.07
Northwest | All | Average | October | All | SLDC | System Load with Losses, Net of Cogeneration | MW | -62.33 | -125.78 | -197.28 | -253.32 | -302.18 | -341.21 | -423.36 | -462.29 | -588.02 | -709.88 | -699.83 | -845.53 | -949.69 | -1030.61 | -1012.34 | -1068.78 | -995.76 | -928.05 | -1006.68 | -1063.24 | -1202.28 | -1105.28 | -1212.75 | -1456.63 | -1569.78 | -1690.39 | -1823.31 | -1945.15 | -2058.03 | -2165.65 | -2283.58 | -2390.51 | -2490.96 | -2582.51 | -2665.49 | -2740.47 | -2806.78 | -2869.13 | -2923.77 | -2971.69 | -3010.5 | -3042.8 | -3067.07 | -3082.1 | -3091.67 | -3094.09 | -3094.98 | -3092.01 | -3084.41 | -3074.24 | -3059.99 | -3045.76 | -3029.92 | -3016.09 | -3002.88 | -2990.44 | -2977.58 | -2957.45
Northwest | All | Average | November | All | SLDC | System Load with Losses, Net of Cogeneration | MW | -106.15 | -173.04 | -221.77 | -330.52 | -356.35 | -426.19 | -499.43 | -671.63 | -684.55 | -824.41 | -1019.49 | -1075.22 | -1242.21 | -1236.79 | -1155.54 | -1163.91 | -1125.08 | -1132.77 | -1213.67 | -1185.9 | -1333.96 | -1372.33 | -1503.73 | -1509.15 | -1741.38 | -1862.89 | -2008.82 | -2145.52 | -2272.69 | -2393.4 | -2518.92 | -2634.49 | -2744.27 | -2845.93 | -2939.56 | -3025.65 | -3103.78 | -3178.5 | -3246.72 | -3309.22 | -3363.66 | -3412.89 | -3455.24 | -3489.76 | -3520.11 | -3544.31 | -3565.96 | -3584.25 | -3598.13 | -3609.82 | -3617.77 | -3625.24 | -3631.04 | -3638.43 | -3645.61 | -3652.47 | -3658.45 | -3657.19
Northwest | All | Average | December | All | SLDC | System Load with Losses, Net of Cogeneration | MW | -104.67 | -171.86 | -263.71 | -366.6 | -423.97 | -518.61 | -589.53 | -694.31 | -787.08 | -876.75 | -1013.89 | -1105.78 | -1291.53 | -1328.57 | -1204.45 | -1346.17 | -1263.15 | -1149.46 | -1280.41 | -1266.71 | -1463.96 | -1366.8 | -1507.9 | -1797.85 | -1833.31 | -1957.95 | -2114.7 | -2263.45 | -2402.71 | -2535.13 | -2670.6 | -2796.53 | -2916.92 | -3029.48 | -3134.14 | -3231.3 | -3320.61 | -3406.61 | -3486.46 | -3560.77 | -3627.32 | -3689.1 | -3744.34 | -3792.24 | -3836.21 | -3874.42 | -3909.43 | -3941.03 | -3968.17 | -3993.1 | -4014.33 | -4034.71 | -4053.3 | -4073.03 | -4092.07 | -4110.26 | -4127.24 | -4136.95
Northwest | All | Minimum | Annual | All | SLDC | System Load with Losses, Net of Cogeneration | MW | -51.17 | -94.2 | -139.88 | -182.99 | -228.15 | -242.13 | -302.01 | -325 | -363.22 | -407.55 | -444.62 | -556.9 | -559.74 | -678.33 | -664.93 | -693.23 | -648.43 | -618.52 | -710.88 | -802.95 | -872.15 | -847.05 | -951.18 | -1151.21 | -1216.88 | -1309.31 | -1400.18 | -1480.7 | -1556.68 | -1627.91 | -1701.34 | -1764.04 | -1810.48 | -1857.56 | -1899.54 | -1933.83 | -1964.81 | -1989.85 | -2014.84 | -2039.09 | -2058.09 | -2074.23 | -2082.71 | -2091.49 | -2099.81 | -2105.3 | -2108.83 | -2112.36 | -2112.64 | -2118.75 | -2127.24 | -2135.83 | -2143.88 | -2154.68 | -2165.34 | -2175.67 | -2185.61 | -2188.84
Northwest | All | Minimum | January | All | SLDC | System Load with Losses, Net of Cogeneration | MW | -88.1 | -120.48 | -194.49 | -266.95 | -322.05 | -363.23 | -437.01 | -508.5 | -559.48 | -626.18 | -651.28 | -803.19 | -873.46 | -834.13 | -848.33 | -895.5 | -831.64 | -795.56 | -926.55 | -976.55 | -1119.58 | -1102.35 | -1166.01 | -1350.12 | -1471.34 | -1568.41 | -1676.44 | -1775.54 | -1866.04 | -1949.47 | -2032.27 | -2108.34 | -2180.35 | -2246.56 | -2307.2 | -2362.97 | -2413.75 | -2463.73 | -2510.03 | -2554.27 | -2593.86 | -2631.49 | -2665.74 | -2695.94 | -2725.4 | -2752.07 | -2776.39 | -2799.76 | -2820.33 | -2841.03 | -2859.2 | -2877.27 | -2894.49 | -2913.94 | -2932.91 | -2951.12 | -2968.55 | -2978.8
Northwest | All | Minimum | February | All | SLDC | System Load with Losses, Net of Cogeneration | MW | -71.49 | -119.75 | -167.05 | -234.36 | -280.14 | -309.79 | -393.88 | -426.25 | -510.97 | -553.53 | -620.45 | -681.21 | -776.39 | -799.88 | -711.88 | -753.97 | -734.48 | -715.19 | -854.98 | -862.42 | -964.15 | -1033.62 | -1019.54 | -1172.14 | -1325.23 | -1416.49 | -1516.32 | -1608.15 | -1692.63 | -1771.22 | -1849.14 | -1921.15 | -1989.51 | -2052.56 | -2110.36 | -2163.75 | -2212.49 | -2260.31 | -2304.81 | -2347.37 | -2385.56 | -2421.91 | -2455.02 | -2484.2 | -2512.7 | -2538.47 | -2562.01 | -2584.8 | -2604.83 | -2624.91 | -2642.69 | -2660.3 | -2677.07 | -2696.16 | -2714.71 | -2732.5 | -2749.6 | -2760.22
Northwest | All | Minimum | March | All | SLDC | System Load with Losses, Net of Cogeneration | MW | -64.42 | -108.3 | -178.03 | -227.21 | -283.6 | -323.09 | -409.85 | -445.92 | -493.04 | -604.56 | -613.94 | -673.92 | -759.26 | -824.56 | -730.92 | -822.07 | -788.54 | -765.42 | -866.24 | -923.31 | -999.53 | -1030.28 | -1065.07 | -1250.23 | -1369.89 | -1468.51 | -1574.83 | -1673.37 | -1764.95 | -1850.68 | -1936.69 | -2016.61 | -2092.66 | -2163.17 | -2228.31 | -2288.67 | -2344 | -2398.36 | -2449.12 | -2497.74 | -2541.63 | -2583.44 | -2621.79 | -2655.9 | -2689.27 | -2719.63 | -2747.58 | -2774.63 | -2798.72 | -2822.81 | -2844.36 | -2865.65 | -2885.99 | -2908.68 | -2930.77 | -2951.98 | -2972.39 | -2985.49
Northwest | All | Minimum | April | All | SLDC | System Load with Losses, Net of Cogeneration | MW | -69.26 | -112.76 | -188.32 | -230.87 | -305.79 | -342.52 | -437.76 | -428.53 | -551.35 | -598.78 | -664.83 | -668.37 | -790.19 | -809.39 | -765.42 | -873.81 | -784.1 | -797.74 | -933.8 | -885.54 | -1019.76 | -1033.95 | -1133.51 | -1151.21 | -1338.94 | -1427.64 | -1526.95 | -1617.72 | -1702.12 | -1780.81 | -1859.13 | -1931.26 | -1999.51 | -2062.06 | -2119.38 | -2172.7 | -2221.21 | -2268.76 | -2313 | -2354.97 | -2392.86 | -2429.01 | -2462.22 | -2491.44 | -2519.92 | -2545.7 | -2569.35 | -2592.28 | -2612.55 | -2632.65 | -2650.47 | -2668.06 | -2684.77 | -2703.5 | -2721.67 | -2739.04 | -2755.71 | -2766.17
Northwest | All | Minimum | May | All | SLDC | System Load with Losses, Net of Cogeneration | MW | -51.17 | -94.2 | -139.88 | -182.99 | -228.15 | -242.13 | -302.01 | -325 | -407.39 | -459.78 | -494.71 | -556.9 | -621.11 | -651.5 | -664.93 | -693.23 | -648.43 | -668.5 | -749.42 | -802.95 | -872.15 | -912.72 | -1007.54 | -1118.15 | -1216.88 | -1309.31 | -1400.18 | -1480.7 | -1556.68 | -1627.91 | -1701.34 | -1768.42 | -1831.06 | -1887.47 | -1938.75 | -1986.99 | -2029.97 | -2072.71 | -2111.8 | -2148.83 | -2182.12 | -2213.96 | -2243.46 | -2269.04 | -2294.08 | -2316.85 | -2337.58 | -2357.89 | -2375.73 | -2393.39 | -2408.97 | -2424.34 | -2438.89 | -2455.53 | -2471.77 | -2487.25 | -2502.1 | -2509.89
Northwest | All | Minimum | June | All | SLDC | System Load with Losses, Net of Cogeneration | MW | -49.59 | -108.31 | -149.69 | -203.68 | -246.03 | -260.76 | -332.73 | -346.03 | -473.23 | -497.86 | -516.23 | -592.2 | -688.47 | -678.33 | -741.64 | -803.05 | -706.83 | -741.23 | -832.4 | -909.65 | -962.49 | -1016.76 | -1055.21 | -1210.5 | -1302.04 | -1390.49 | -1477.99 | -1552.4 | -1623.64 | -1690.52 | -1761.18 | -1824.84 | -1883.26 | -1934.78 | -1980.9 | -2024.6 | -2062.5 | -2100.67 | -2134.99 | -2166.91 | -2195.62 | -2222.98 | -2248.34 | -2269.8 | -2290.7 | -2309.41 | -2326.17 | -2342.98 | -2357.28 | -2371.21 | -2383.15 | -2394.94 | -2405.9 | -2419.6 | -2432.98 | -2445.84 | -2458.29 | -2463.57
Northwest | All | Minimum | July | All | SLDC | System Load with Losses, Net of Cogeneration | MW | -38.56 | -89.38 | -123.59 | -162.44 | -195.95 | -206.27 | -249.39 | -280.78 | -371.19 | -425.75 | -450.35 | -510.47 | -559.74 | -595.84 | -651.81 | -677.71 | -636.31 | -620.77 | -705.98 | -791.98 | -880.34 | -917.46 | -1037.65 | -1143.91 | -1238.04 | -1338.45 | -1435.01 | -1519.2 | -1600.8 | -1678.17 | -1764.04 | -1842.45 | -1915.05 | -1980.2 | -2039.55 | -2095.97 | -2145.8 | -2195.79 | -2241.32 | -2284 | -2322.76 | -2359.98 | -2394.6 | -2425.15 | -2454.93 | -2482.25 | -2507.28 | -2531.93 | -2553.65 | -2574.83 | -2593.67 | -2612.13 | -2629.52 | -2649.46 | -2668.79 | -2687.36 | -2705.25 | -2714.33
Northwest | All | Minimum | August | All | SLDC | System Load with Losses, Net of Cogeneration | MW | -44.79 | -94.41 | -142.69 | -171.62 | -201.96 | -216.56 | -268.24 | -313.28 | -393.25 | -453.29 | -471.41 | -537.01 | -599.57 | -645.05 | -689.81 | -714.13 | -672.11 | -669.18 | -749.33 | -830.1 | -929.44 | -967.62 | -1088.88 | -1223.31 | -1319.49 | -1420.79 | -1516.34 | -1596.73 | -1672.49 | -1742.77 | -1826.16 | -1900.99 | -1968.98 | -2029.05 | -2082.84 | -2133.03 | -2176.17 | -2219.06 | -2257.43 | -2293 | -2324.38 | -2353.87 | -2380.88 | -2403.41 | -2425.43 | -2444.99 | -2462.37 | -2479.29 | -2493.49 | -2507.36 | -2519.14 | -2530.63 | -2541.15 | -2554.54 | -2567.56 | -2579.96 | -2591.93 | -2594.19
Northwest | All | Minimum | September | All | SLDC | System Load with Losses, Net of Cogeneration | MW | -43.51 | -91.4 | -134.21 | -154.67 | -198.57 | -230.74 | -257.72 | -285.23 | -367.87 | -407.37 | -468.33 | -507.07 | -567.08 | -608.39 | -620.52 | -653.76 | -631.18 | -621.23 | -732.4 | -778.6 | -861.57 | -914.4 | -988.31 | -1124.79 | -1236.54 | -1334.24 | -1426.05 | -1506.02 | -1579.88 | -1648.47 | -1725.28 | -1795.06 | -1859.54 | -1917.53 | -1970.03 | -2018.78 | -2061.58 | -2103.96 | -2142.41 | -2178.83 | -2210.88 | -2241.25 | -2269.06 | -2292.67 | -2315.87 | -2336.93 | -2355.73 | -2373.62 | -2389.01 | -2404.38 | -2417.8 | -2430.99 | -2443.39 | -2457.82 | -2471.88 | -2485.12 | -2497.67 | -2501.48
Northwest | All | Minimum | October | All | SLDC | System Load with Losses, Net of Cogeneration | MW | -39.15 | -82.58 | -126.64 | -159.65 | -195.59 | -221.61 | -263.47 | -294.06 | -359.7 | -407.55 | -444.62 | -515.69 | -576.21 | -611.38 | -628 | -654.12 | -610.54 | -618.52 | -696.94 | -760.07 | -851.43 | -847.05 | -951.18 | -1105.94 | -1197.7 | -1284.41 | -1365.55 | -1436.13 | -1499.91 | -1558.85 | -1618.05 | -1671.67 | -1721.62 | -1766.12 | -1805.81 | -1842.21 | -1874.12 | -1905.82 | -1934.31 | -1961.51 | -1985.09 | -2007.33 | -2027.42 | -2043.64 | -2059.56 | -2073.6 | -2085.98 | -2098.28 | -2108.31 | -2118.75 | -2127.24 | -2135.83 | -2143.88 | -2154.68 | -2165.34 | -2175.67 | -2185.61 | -2188.84
Northwest | All | Minimum | November | All | SLDC | System Load with Losses, Net of Cogeneration | MW | -72.13 | -121.6 | -159.72 | -230.27 | -257.41 | -307.2 | -355.7 | -462.7 | -462.53 | -529.31 | -650.59 | -690.01 | -790 | -784.73 | -738.34 | -738.85 | -721.92 | -761.46 | -842.82 | -855.32 | -969.79 | -1005.6 | -1115.71 | -1162.52 | -1321.5 | -1409.08 | -1503.06 | -1587.87 | -1664.96 | -1736.05 | -1806.43 | -1870.72 | -1931.31 | -1986.51 | -2036.66 | -2082.62 | -2124.04 | -2164.77 | -2202.23 | -2237.93 | -2269.58 | -2299.53 | -2326.67 | -2350.02 | -2372.78 | -2393.12 | -2411.46 | -2429.24 | -2444.52 | -2459.99 | -2473.28 | -2486.55 | -2499.12 | -2514.05 | -2528.61 | -2542.57 | -2555.93 | -2562.88
Northwest | All | Minimum | December | All | SLDC | System Load with Losses, Net of Cogeneration | MW | -74.3 | -123.37 | -186.56 | -256.5 | -300.9 | -367.68 | -415.38 | -486.23 | -529.53 | -566.85 | -656.23 | -715.22 | -832.29 | -849.94 | -766.4 | -850.27 | -808.6 | -772.69 | -885.26 | -901.26 | -1051.74 | -1001.32 | -1121.01 | -1337.44 | -1377.35 | -1467.09 | -1570.06 | -1664.72 | -1751.42 | -1831.67 | -1911.13 | -1984.26 | -2053.64 | -2117.61 | -2176.33 | -2230.51 | -2279.97 | -2328.51 | -2373.63 | -2416.64 | -2455.38 | -2492.23 | -2525.94 | -2555.84 | -2584.85 | -2611.25 | -2635.37 | -2658.53 | -2679.01 | -2699.42 | -2717.53 | -2735.42 | -2752.51 | -2771.54 | -2790.02 | -2807.73 | -2824.69 | -2835.33
Area | Sector | Day | Month | Enduse | Variable | Descriptor | Units | 1993 | 1994 | 1995 | 1996 | 1997 | 1998 | 1999 | 2000 | 2001 | 2002 | 2003 | 2004 | 2005 | 2006 | 2007 | 2008 | 2009 | 2010 | 2011 | 2012 | 2013 | 2014 | 2015 | 2016 | 2017 | 2018 | 2019 | 2020 | 2021 | 2022 | 2023 | 2024 | 2025 | 2026 | 2027 | 2028 | 2029 | 2030 | 2031 | 2032 | 2033 | 2034 | 2035 | 2036 | 2037 | 2038 | 2039 | 2040 | 2041 | 2042 | 2043 | 2044 | 2045 | 2046 | 2047 | 2048 | 2049 | 2050
Northwest | Residential | Peak | Annual | All | LDCECC/TDEF | Electric Load with Losses, Net of Cogeneration | Residential | -109.88 | -239.46 | -197.29 | -298.12 | -351.13 | -384.76 | -471.4 | -820.5 | -569.71 | -915.23 | -1107.72 | -741.04 | -753.5 | -1025.65 | -597.96 | -640.35 | -603.06 | -900.82 | -602.97 | -609.02 | -744.9 | -978.16 | -1161.21 | -806.41 | -902.85 | -1038.38 | -1236.91 | -1433.91 | -1623.21 | -1807.56 | -1991.19 | -2167.12 | -2336.87 | -2499.58 | -2654.79 | -2803.16 | -2944.03 | -3078.78 | -3208.87 | -3331.21 | -3447.41 | -3559.67 | -3665.91 | -3766.39 | -3862.29 | -3953.08 | -4038.64 | -4120.01 | -4196.85 | -4269.15 | -4338.45 | -4404.67 | -4468.03 | -4528.96 | -4586.82 | -4641.71 | -4694.23 | -4744.15
Northwest | Commercial | Peak | Annual | All | LDCECC/TDEF | Electric Load with Losses, Net of Cogeneration | Commercial | -0.422 | 28.98 | 36.966 | 75.858 | 115.793 | 164.29 | 138.202 | 153.877 | 92.14 | 22.59 | 32.98 | -20.91 | -114.18 | -187.983 | -234.16 | -266.01 | -202.57 | -138.861 | -118.5 | -175.91 | -263.88 | -329.123 | -403.688 | -483.91 | -546.1 | -657.67 | -758.52 | -847.42 | -926.79 | -997.64 | -1147.531 | -1280.666 | -1401.688 | -1513.377 | -1618.645 | -1712.378 | -1794.831 | -1874.84 | -1946.953 | -2013.604 | -2071.985 | -2125.401 | -2173.958 | -2218.743 | -2261.13 | -2300.72 | -2337.37 | -2368.88 | -2397.81 | -2425.98 | -2451.56 | -2475.45 | -2497.45 | -2517.45 | -2536.2 | -2553.66 | -2570.28 | -2565.04
Northwest | Industrial | Peak | Annual | All | LDCECC/TDEF | Electric Load with Losses, Net of Cogeneration | Industrial | -31.4 | -61.204 | -93.594 | -110.378 | -139.878 | -170.29 | -192.29 | -213.562 | -215.675 | -199.776 | -244.188 | -277.083 | -305.502 | -302.18 | -293.327 | -286.116 | -278.073 | -330.759 | -386.282 | -418.113 | -467.304 | -489.569 | -541.291 | -652.563 | -681.214 | -703.626 | -718.798 | -729.518 | -739.321 | -747.463 | -754.146 | -760.327 | -766.226 | -769.446 | -769.345 | -768.556 | -767.494 | -765.376 | -762.944 | -761.308 | -758.478 | -754.718 | -750.39 | -743.152 | -737.494 | -729.718 | -722.107 | -715.782 | -708.332 | -701.774 | -694.221 | -687.382 | -680.464 | -677.106 | -674.027 | -670.976 | -668.054 | -665.204
Northwest | Transportation | Peak | Annual | All | LDCECC/TDEF | Electric Load with Losses, Net of Cogeneration | MW | 0 | 0 | 0 | 0 | 0 | 0 | 0 | 0 | 0 | 0 | 0 | 0 | 0 | 0 | 0 | 0 | 0 | 0 | 0 | 0 | 0 | 0 | 0 | 0 | 0 | 0 | 0 | 0 | 0 | 0 | 0 | 0 | 0 | 0 | 0 | 0 | 0 | 0 | 0 | 0 | 0 | 0 | 0 | 0 | 0 | 0 | 0 | 0 | 0 | 0 | 0 | 0 | 0 | 0 | 0 | 0 | 0 | 0
Northwest | Irrigation | Peak | Annual | All | LDCECC/TDEF | Electric Load with Losses, Net of Cogeneration | Irrigation | -16.083 | -44.285 | -54.152 | -81.654 | -97.339 | -92.237 | -109.622 | -124.273 | -158.141 | -175.355 | -154.575 | -164.832 | -157.702 | -161.949 | -195.168 | -201.922 | -197.494 | -181.206 | -211.33 | -247.308 | -265.99 | -276.943 | -306.284 | -296.34 | -296.519 | -303.822 | -313.605 | -318.493 | -327.475 | -336.861 | -344.366 | -350.437 | -355.033 | -357.428 | -358.77 | -361.401 | -362.797 | -365.4 | -367.102 | -367.753 | -369.21 | -370.789 | -372.501 | -374.081 | -375.415 | -376.432 | -377.336 | -379.249 | -380.429 | -381.292 | -381.633 | -382.156 | -382.503 | -384.193 | -385.846 | -387.523 | -389.19 | -390.902
Northwest | SL&PF | Peak | Annual | All | LDCECC/TDEF | Electric Load with Losses, Net of Cogeneration | MW | 0 | 0 | 0 | 0 | 0 | 0 | 0 | 0 | 0 | 0 | 0 | 0 | 0 | 0 | 0 | 0 | 0 | 0 | 0 | 0 | 0 | 0 | 0 | 0 | 0 | 0 | 0 | 0 | 0 | 0 | 0 | 0 | 0 | 0 | 0 | 0 | 0 | 0 | 0 | 0 | 0 | 0 | 0 | 0 | 0 | 0 | 0 | 0 | 0 | 0 | 0 | 0 | 0 | 0 | 0 | 0 | 0 | 0
Northwest | Residential | Average | Annual | All | LDCECC/TDEF | Electric Load with Losses, Net of Cogeneration | Residential | -46.292 | -70.258 | -98.473 | -149.674 | -170.076 | -203.693 | -244.988 | -272.536 | -286.164 | -324.555 | -328.721 | -345.808 | -375.722 | -370.223 | -292.552 | -316.052 | -327.226 | -284.634 | -332.775 | -313.611 | -361.901 | -348.308 | -350.967 | -372.354 | -462.664 | -530.543 | -622.045 | -711.876 | -797.508 | -881.716 | -964.365 | -1041.027 | -1114.372 | -1183.021 | -1246.408 | -1304.48 | -1357.6 | -1405.394 | -1448.099 | -1483.73 | -1512.709 | -1535.785 | -1551.395 | -1560.155 | -1562.536 | -1558.125 | -1553.483 | -1544.164 | -1531.718 | -1515.269 | -1496.168 | -1476.842 | -1456.176 | -1434.627 | -1413.716 | -1393.668 | -1373.142 | -1354.469
Northwest | Commercial | Average | Annual | All | LDCECC/TDEF | Electric Load with Losses, Net of Cogeneration | Commercial | -2.701 | -0.672 | -9.849 | -8.377 | -4.542 | 6.767 | -14.221 | -14.247 | -98.655 | -181.261 | -222.933 | -275.427 | -348.528 | -396.705 | -444.956 | -493.351 | -420.764 | -362.998 | -361.552 | -377.312 | -408.633 | -426.324 | -459.984 | -500.952 | -534.862 | -580.355 | -620.366 | -656.345 | -687.867 | -715.945 | -764.102 | -806.347 | -844.979 | -881.027 | -915.733 | -946.422 | -972.835 | -1000.26 | -1024.381 | -1047.248 | -1066.918 | -1085.279 | -1101.92 | -1117.733 | -1132.478 | -1147.011 | -1160.205 | -1171.653 | -1182.15 | -1192.912 | -1202.548 | -1211.828 | -1220.66 | -1228.82 | -1236.83 | -1244.546 | -1251.891 | -1249.204
Northwest | Industrial | Average | Annual | All | LDCECC/TDEF | Electric Load with Losses, Net of Cogeneration | Industrial | -24.286 | -47.822 | -72.957 | -84.924 | -107.54 | -131.132 | -148 | -165.514 | -168.976 | -156.72 | -188.828 | -214.379 | -236.636 | -234.161 | -226.613 | -220.608 | -215.52 | -256.539 | -301.085 | -326.55 | -366.47 | -380.992 | -428.469 | -521.972 | -544.17 | -561.435 | -573.503 | -581.761 | -588.993 | -595.264 | -600.389 | -605.137 | -609.631 | -612.097 | -611.952 | -611.332 | -610.349 | -608.559 | -606.531 | -605.14 | -602.742 | -599.724 | -596.369 | -590.541 | -585.832 | -579.645 | -573.429 | -568.108 | -561.966 | -556.377 | -550.213 | -544.496 | -538.722 | -535.624 | -532.761 | -529.919 | -527.188 | -524.5
Northwest | Transportation | Average | Annual | All | LDCECC/TDEF | Electric Load with Losses, Net of Cogeneration | Transportation | 0 | 0 | 0 | 0 | 0 | 0 | 0 | 0 | 0 | 0 | 0 | 0 | 0 | 0 | 0 | 0 | 0 | 0 | 0 | 0 | 0 | 0 | 0 | 0 | 0 | 0 | 0 | 0 | 0 | 0 | 0 | 0 | 0 | 0 | 0 | 0 | 0 | 0 | 0 | 0 | 0 | 0 | 0 | 0 | 0 | 0 | 0 | 0 | 0 | 0 | 0 | 0 | 0 | 0 | 0 | 0 | 0 | 0
Northwest | Irrigation | Average | Annual | All | LDCECC/TDEF | Electric Load with Losses, Net of Cogeneration | Irrigation | -6.8079 | -18.6031 | -22.5622 | -33.9552 | -40.6744 | -38.6483 | -46.0117 | -52.1399 | -66.9786 | -74.297 | -66.1555 | -71.2319 | -67.2424 | -69.8821 | -84.3708 | -87.6158 | -84.5595 | -77.8817 | -91.1244 | -108.0723 | -116.0327 | -119.7699 | -131.298 | -127.4881 | -127.4201 | -130.0944 | -133.966 | -135.839 | -139.0771 | -142.5 | -145.141 | -147.196 | -148.694 | -149.264 | -149.448 | -150.247 | -150.573 | -151.29 | -151.672 | -151.599 | -151.875 | -152.264 | -152.787 | -153.161 | -153.399 | -153.609 | -153.827 | -154.446 | -154.828 | -155.103 | -155.137 | -155.255 | -155.306 | -155.729 | -156.135 | -156.555 | -156.966 | -157.399
Northwest | SL&PF | Average | Annual | All | LDCECC/TDEF | Electric Load with Losses, Net of Cogeneration | MW | 0 | 0 | 0 | 0 | 0 | 0 | 0 | 0 | 0 | 0 | 0 | 0 | 0 | 0 | 0 | 0 | 0 | 0 | 0 | 0 | 0 | 0 | 0 | 0 | 0 | 0 | 0 | 0 | 0 | 0 | 0 | 0 | 0 | 0 | 0 | 0 | 0 | 0 | 0 | 0 | 0 | 0 | 0 | 0 | 0 | 0 | 0 | 0 | 0 | 0 | 0 | 0 | 0 | 0 | 0 | 0 | 0 | 0
Northwest | Residential | Minimum | Annual | All | LDCECC/TDEF | Electric Load with Losses, Net of Cogeneration | MW | -2.384 | -6.52 | -6.65 | -13.262 | -11.781 | -16.189 | -23.56 | -48.567 | -15.809 | -57.838 | -46.658 | -58.989 | -23.934 | -41.158 | -34.508 | -33.203 | -33.983 | -37.404 | -35.069 | -27.131 | -30.395 | -26.174 | -32.995 | -34.102 | -75.066 | -108.138 | -141.276 | -172.212 | -199.974 | -225.723 | -249.839 | -272.121 | -292.871 | -312.122 | -329.966 | -346.515 | -361.827 | -376.133 | -389.613 | -402.039 | -413.6 | -424.575 | -434.79 | -444.311 | -453.263 | -461.633 | -469.419 | -476.681 | -483.47 | -489.787 | -495.778 | -501.466 | -506.885 | -512.014 | -516.864 | -521.402 | -527.748 | -535.999
Northwest | Commercial | Minimum | Annual | All | LDCECC/TDEF | Electric Load with Losses, Net of Cogeneration | MW | -0.744 | -5.037 | -8.375 | -10.901 | -10.68 | -19.404 | -20.056 | -22.403 | -64.681 | -109.929 | -145.426 | -168.619 | -197.648 | -225.037 | -251.594 | -278.505 | -242.349 | -223.859 | -234.812 | -250.829 | -275.165 | -289.526 | -312.278 | -337.489 | -365.861 | -397.595 | -425.931 | -451.678 | -474.526 | -495.124 | -521.209 | -544.339 | -565.785 | -586.229 | -606.41 | -624.597 | -640.18 | -657.047 | -672.058 | -686.622 | -699.261 | -711.489 | -722.685 | -733.603 | -743.949 | -754.36 | -763.772 | -772.359 | -780.35 | -788.678 | -795.248 | -800.255 | -805.174 | -809.388 | -813.785 | -818.074 | -821.597 | -819.443
Northwest | Industrial | Minimum | Annual | All | LDCECC/TDEF | Electric Load with Losses, Net of Cogeneration | MW | -17.955 | -36.257 | -53.675 | -61.053 | -76.563 | -93.987 | -106.927 | -122.205 | -128.027 | -119.458 | -139.129 | -158.068 | -175.378 | -173.092 | -166.199 | -160.799 | -158.911 | -188.895 | -227.264 | -250.533 | -286.698 | -287.657 | -348.014 | -440.665 | -458.838 | -471.295 | -480.241 | -486.385 | -491.491 | -496.064 | -499.663 | -503.143 | -506.515 | -508.067 | -507.161 | -506.239 | -505.072 | -503.32 | -501.417 | -500.218 | -498.032 | -495.781 | -493.205 | -488.48 | -484.802 | -480.078 | -475.187 | -470.954 | -466.043 | -461.48 | -456.552 | -451.927 | -447.268 | -444.867 | -442.639 | -440.488 | -438.434 | -436.454
Northwest | Transportation | Minimum | Annual | All | LDCECC/TDEF | Electric Load with Losses, Net of Cogeneration | MW | 0 | 0 | 0 | 0 | 0 | 0 | 0 | 0 | 0 | 0 | 0 | 0 | 0 | 0 | 0 | 0 | 0 | 0 | 0 | 0 | 0 | 0 | 0 | 0 | 0 | 0 | 0 | 0 | 0 | 0 | 0 | 0 | 0 | 0 | 0 | 0 | 0 | 0 | 0 | 0 | 0 | 0 | 0 | 0 | 0 | 0 | 0 | 0 | 0 | 0 | 0 | 0 | 0 | 0 | 0 | 0 | 0 | 0
Northwest | Irrigation | Minimum | Annual | All | LDCECC/TDEF | Electric Load with Losses, Net of Cogeneration | MW | 0 | 0 | 0 | 0 | 0 | 0 | 0 | 0 | 0 | 0 | 0 | 0 | 0 | 0 | 0 | 0 | 0 | 0 | 0 | 0 | 0 | 0 | 0 | 0 | 0 | 0 | 0 | 0 | 0 | 0 | 0 | 0 | 0 | 0 | 0 | 0 | 0 | 0 | 0 | 0 | 0 | 0 | 0 | 0 | 0 | 0 | 0 | 0 | 0 | 0 | 0 | 0 | 0 | 0 | 0 | 0 | 0 | 0
Northwest | SL&PF | Minimum | Annual | All | LDCECC/TDEF | Electric Load with Losses, Net of Cogeneration | MW | 0 | 0 | 0 | 0 | 0 | 0 | 0 | 0 | 0 | 0 | 0 | 0 | 0 | 0 | 0 | 0 | 0 | 0 | 0 | 0 | 0 | 0 | 0 | 0 | 0 | 0 | 0 | 0 | 0 | 0 | 0 | 0 | 0 | 0 | 0 | 0 | 0 | 0 | 0 | 0 | 0 | 0 | 0 | 0 | 0 | 0 | 0 | 0 | 0 | 0 | 0 | 0 | 0 | 0 | 0 | 0 | 0 | 0
Area | Sector | Day | Month | Enduse | Variable | Descriptor | Units | 1993 | 1994 | 1995 | 1996 | 1997 | 1998 | 1999 | 2000 | 2001 | 2002 | 2003 | 2004 | 2005 | 2006 | 2007 | 2008 | 2009 | 2010 | 2011 | 2012 | 2013 | 2014 | 2015 | 2016 | 2017 | 2018 | 2019 | 2020 | 2021 | 2022 | 2023 | 2024 | 2025 | 2026 | 2027 | 2028 | 2029 | 2030 | 2031 | 2032 | 2033 | 2034 | 2035 | 2036 | 2037 | 2038 | 2039 | 2040 | 2041 | 2042 | 2043 | 2044 | 2045 | 2046 | 2047 | 2048 | 2049 | 2050
Northwest | Residential | Peak | Annual | All | LDCECC/TDEF | Electric Load with Losses, Net of Cogeneration | MW | -109.88 | -239.46 | -197.29 | -298.12 | -351.13 | -384.76 | -471.4 | -820.5 | -569.71 | -915.23 | -1107.72 | -741.04 | -753.5 | -1025.65 | -597.96 | -640.35 | -603.06 | -900.82 | -602.97 | -609.02 | -744.9 | -978.16 | -1161.21 | -806.41 | -902.85 | -1038.38 | -1236.91 | -1433.91 | -1623.21 | -1807.56 | -1991.19 | -2167.12 | -2336.87 | -2499.58 | -2654.79 | -2803.16 | -2944.03 | -3078.78 | -3208.87 | -3331.21 | -3447.41 | -3559.67 | -3665.91 | -3766.39 | -3862.29 | -3953.08 | -4038.64 | -4120.01 | -4196.85 | -4269.15 | -4338.45 | -4404.67 | -4468.03 | -4528.96 | -4586.82 | -4641.71 | -4694.23 | -4744.15
Northwest | Residential | Peak | January | All | LDCECC/TDEF | Electric Load with Losses, Net of Cogeneration | MW | -109.88 | -119.99 | -197.29 | -298.12 | -351.13 | -384.76 | -471.4 | -564.1 | -569.71 | -630.27 | -553.8 | -741.04 | -753.5 | -623.91 | -597.96 | -640.35 | -603.06 | -478.5 | -602.97 | -609.02 | -744.9 | -648.25 | -624.3 | -746.19 | -902.85 | -1038.38 | -1236.91 | -1433.91 | -1623.21 | -1807.56 | -1991.19 | -2167.12 | -2336.87 | -2499.58 | -2654.79 | -2803.16 | -2944.03 | -3078.78 | -3208.87 | -3331.21 | -3447.41 | -3559.67 | -3665.91 | -3766.39 | -3862.29 | -3953.08 | -4038.64 | -4120.01 | -4196.85 | -4269.15 | -4338.45 | -4404.67 | -4468.03 | -4528.96 | -4586.82 | -4641.71 | -4694.23 | -4744.15
Northwest | Residential | Peak | February | All | LDCECC/TDEF | Electric Load with Losses, Net of Cogeneration | MW | -188.35 | -281.1 | -341.16 | -553.15 | -636 | -661.45 | -914.86 | -963.26 | -1145.05 | -1196.63 | -1210.23 | -1255.21 | -1415.69 | -1413.15 | -942.79 | -1033.57 | -1127.14 | -922.67 | -1259.04 | -1096.95 | -1249.6 | -1427.78 | -1045.04 | -1200.25 | -1527.1 | -1621.93 | -1802.11 | -1976.69 | -2143.09 | -2302.6 | -2464.43 | -2616.68 | -2762.3 | -2900.57 | -3031.01 | -3155.12 | -3271.71 | -3382.4 | -3489.51 | -3588.54 | -3681.53 | -3771.37 | -3855.08 | -3933.17 | -4007.27 | -4076.31 | -4140.57 | -4201.17 | -4257.52 | -4309.59 | -4359.51 | -4406.9 | -4451.85 | -4495.15 | -4535.8 | -4573.89 | -4610.26 | -4644.42
Northwest | Residential | Peak | March | All | LDCECC/TDEF | Electric Load with Losses, Net of Cogeneration | MW | -158.66 | -226.4 | -378.47 | -512.15 | -636.63 | -704.13 | -972.44 | -1031.88 | -1028.93 | -1386.33 | -1111.6 | -1134.55 | -1234.93 | -1411.28 | -883.63 | -1190.62 | -1244.95 | -1013.97 | -1177.95 | -1221.13 | -1251.05 | -1239.69 | -1062.72 | -1346.72 | -1506.32 | -1599.47 | -1777.12 | -1949.66 | -2114.67 | -2273.51 | -2434.4 | -2585.36 | -2729.81 | -2866.71 | -2995.43 | -3117.29 | -3231.3 | -3338.77 | -3441.8 | -3535.77 | -3622.65 | -3705.14 | -3780.14 | -3848.25 | -3911.08 | -3967.46 | -4019.73 | -4067.55 | -4110.78 | -4149.1 | -4184.82 | -4218.3 | -4249.3 | -4278.74 | -4306.1 | -4331.62 | -4355.64 | -4378.34
Northwest | Residential | Peak | April | All | LDCECC/TDEF | Electric Load with Losses, Net of Cogeneration | MW | -127.59 | -168.67 | -303.39 | -367.75 | -515.45 | -566.88 | -778.32 | -672.41 | -897.17 | -936.95 | -969.61 | -821.38 | -1035.1 | -1014.39 | -786.24 | -1054.95 | -905.49 | -891.19 | -1126.27 | -823.55 | -1047.1 | -1002.36 | -1091.14 | -819.37 | -1198.04 | -1283.01 | -1431.62 | -1574.11 | -1708.45 | -1837.63 | -1966.14 | -2084.17 | -2196.06 | -2300.24 | -2396.05 | -2484.21 | -2564.61 | -2637.48 | -2704.14 | -2760.58 | -2808.22 | -2848.89 | -2879.76 | -2901.65 | -2915.79 | -2921.23 | -2925.16 | -2923.59 | -2917.53 | -2906.04 | -2891.45 | -2876.03 | -2858.62 | -2840.37 | -2822.13 | -2804.43 | -2786.28 | -2769.5
Northwest | Residential | Peak | May | All | LDCECC/TDEF | Electric Load with Losses, Net of Cogeneration | MW | -68.382 | -139.331 | -202.032 | -449.88 | -295.978 | -506.814 | -805.28 | -698.79 | -649.948 | -926.55 | -828.83 | -788.817 | -760.422 | -804.204 | -657.716 | -711.54 | -721.57 | -941.36 | -1060.7 | -832.95 | -825.646 | -754.41 | -765.364 | -822.376 | -1029.52 | -1102.91 | -1231.59 | -1355.41 | -1472.78 | -1586.41 | -1699.06 | -1802.08 | -1899.91 | -1990.83 | -2074.04 | -2150.08 | -2218.96 | -2280.53 | -2335.83 | -2381.057 | -2417.428 | -2446.387 | -2465.197 | -2474.744 | -2476.037 | -2468.135 | -2459.538 | -2445.233 | -2426.528 | -2402.289 | -2374.759 | -2346.778 | -2316.923 | -2286.402 | -2256.493 | -2227.837 | -2199 | -2172.336
Northwest | Residential | Peak | June | All | LDCECC/TDEF | Electric Load with Losses, Net of Cogeneration | MW | -59.91 | -91.969 | -167.234 | -171.603 | -207.303 | -312.315 | -210.618 | -498.847 | -217.97 | -647.62 | -972.07 | -780.74 | -398.881 | -935.57 | -555.628 | -292.925 | -883.59 | -285.419 | -234.653 | -349.411 | -497.059 | -410.195 | -1957.29 | -844.07 | -838.138 | -917.609 | -1009.094 | -1098.73 | -1183.19 | -1268.05 | -1353.93 | -1431 | -1504.26 | -1570.93 | -1630.22 | -1681.42 | -1726.03 | -1762.39 | -1790.41 | -1807.72 | -1812.43 | -1806.82 | -1788.47 | -1759.04 | -1718.97 | -1667.54 | -1617.94 | -1557.86 | -1493.87 | -1424.03 | -1350.64 | -1278.7 | -1205.69 | -1129.6 | -1056.44 | -983.25 | -906.9 | -835.99
Northwest | Residential | Peak | July | All | LDCECC/TDEF | Electric Load with Losses, Net of Cogeneration | MW | -34.418 | -196.589 | -236.462 | -371.53 | -277.66 | -632.51 | -295.04 | -415.628 | -406.079 | -733.66 | -964.27 | -909.71 | -784.711 | -1013.4 | -1163.93 | -677.898 | -1086.3 | -618.933 | -411.366 | -622.985 | -841.919 | -1051.89 | -1143.76 | -675.923 | -953.878 | -1029.572 | -1115.072 | -1199.499 | -1279.379 | -1360.266 | -1443.958 | -1519.4 | -1591.47 | -1657.4 | -1716.45 | -1768.08 | -1813.57 | -1851.26 | -1881.25 | -1901.1 | -1908.43 | -1906.05 | -1891.47 | -1866.43 | -1831.38 | -1785.54 | -1741.28 | -1686.04 | -1627.11 | -1562.6 | -1494.82 | -1428.52 | -1361.24 | -1290.21 | -1221.95 | -1152.55 | -1078.99 | -1010.72
Northwest | Residential | Peak | August | All | LDCECC/TDEF | Electric Load with Losses, Net of Cogeneration | MW | -47.899 | -90.484 | -74.968 | -171.294 | -264.214 | -281.139 | -294.393 | -250.869 | -349.662 | -315.279 | -462.47 | -491.477 | -488.576 | -405.03 | -356.903 | -412.311 | -411.538 | -347.543 | -430.368 | -478.306 | -466.883 | -544.32 | -510.156 | -588.469 | -579.991 | -658.191 | -747.8 | -837.668 | -924.717 | -1013.127 | -1101.57 | -1182.587 | -1260.506 | -1332.683 | -1398.219 | -1456.423 | -1508.473 | -1552.802 | -1589.127 | -1615.235 | -1629.934 | -1634.664 | -1627.243 | -1609.061 | -1580.43 | -1540.757 | -1502.602 | -1454.993 | -1403.3 | -1345.709 | -1284.247 | -1223.762 | -1161.921 | -1097.548 | -1035.695 | -974.661 | -911.414 | -853.07
Northwest | Residential | Peak | September | All | LDCECC/TDEF | Electric Load with Losses, Net of Cogeneration | MW | -48.797 | -112.471 | -162.516 | -87.709 | -208.666 | -314.61 | -209.235 | -207.609 | -309.691 | -289.23 | -445.126 | -241.885 | -252.139 | -377.45 | -224.208 | -293.206 | -444.13 | -288.107 | -566.63 | -358.876 | -339.89 | -457.605 | -247.219 | -290.617 | -507.733 | -600.884 | -711.585 | -821.471 | -927.126 | -1030.154 | -1133.307 | -1232.187 | -1327.489 | -1418.679 | -1505.718 | -1588.71 | -1667.63 | -1743.09 | -1815.79 | -1884.49 | -1949.08 | -2011.47 | -2070.43 | -2126.49 | -2180.22 | -2231.37 | -2279.5 | -2323.07 | -2364.43 | -2403.49 | -2441.09 | -2477.25 | -2512.05 | -2543.5 | -2573.38 | -2600.19 | -2624.13 | -2646.9
Northwest | Residential | Peak | October | All | LDCECC/TDEF | Electric Load with Losses, Net of Cogeneration | MW | -120.43 | -235.89 | -356.81 | -491.75 | -578.5 | -672.74 | -833.94 | -889.8 | -989.48 | -1159.29 | -811.01 | -1068.99 | -1128.56 | -1260.21 | -984.27 | -1034.15 | -1072.16 | -895.71 | -988.65 | -1008.94 | -1259.34 | -789.81 | -816.86 | -1245.05 | -1318.75 | -1402.49 | -1559.63 | -1710.37 | -1852.36 | -1987.92 | -2124.16 | -2251.03 | -2371.76 | -2485.59 | -2591.99 | -2692.29 | -2785.65 | -2873.2 | -2956.89 | -3032.59 | -3102.09 | -3167.78 | -3226.88 | -3279.98 | -3328.52 | -3371.45 | -3410.95 | -3446.68 | -3478.5 | -3506.13 | -3531.59 | -3555.24 | -3576.79 | -3597.13 | -3615.79 | -3633.02 | -3649.08 | -3664.15
Northwest | Residential | Peak | November | All | LDCECC/TDEF | Electric Load with Losses, Net of Cogeneration | MW | -162.52 | -239.46 | -255.94 | -445.1 | -441.32 | -544.24 | -622.68 | -939.79 | -757.56 | -880.4 | -1107.72 | -1058.94 | -1218.23 | -1102.11 | -822.75 | -743.78 | -836.9 | -900.82 | -970.8 | -835.84 | -1014.13 | -1049.15 | -1161.21 | -906.02 | -1257.2 | -1378.21 | -1578.78 | -1775.67 | -1964.13 | -2146.35 | -2329.23 | -2503.05 | -2670.13 | -2829.67 | -2981.14 | -3125.71 | -3262.38 | -3392.74 | -3518.8 | -3636.53 | -3747.92 | -3855.6 | -3956.92 | -4052.31 | -4143.24 | -4228.83 | -4309.1 | -4385.25 | -4456.75 | -4523.61 | -4587.74 | -4648.85 | -4707.14 | -4763.23 | -4816.24 | -4866.26 | -4914.08 | -4959.29
Northwest | Residential | Peak | December | All | LDCECC/TDEF | Electric Load with Losses, Net of Cogeneration | MW | -97.47 | -148.79 | -217.43 | -326.34 | -367.13 | -461.35 | -509.12 | -614.04 | -614.83 | -623.96 | -687.97 | -711.28 | -833.53 | -818.19 | -593.31 | -717.94 | -712.86 | -589.93 | -701.5 | -646.97 | -825.62 | -671.01 | -759.45 | -981.6 | -986.97 | -1114.77 | -1308.56 | -1500.38 | -1684.66 | -1863.84 | -2042.81 | -2213.94 | -2378.93 | -2536.95 | -2687.53 | -2831.46 | -2967.98 | -3098.52 | -3224.64 | -3343.06 | -3455.45 | -3564.11 | -3666.82 | -3763.88 | -3856.53 | -3944.16 | -4026.66 | -4105.08 | -4179.07 | -4248.61 | -4315.3 | -4378.99 | -4439.91 | -4498.51 | -4554.11 | -4606.79 | -4657.2 | -4705.05
Northwest | Residential | Average | Annual | All | LDCECC/TDEF | Electric Load with Losses, Net of Cogeneration | MW | -46.292 | -70.258 | -98.473 | -149.674 | -170.076 | -203.693 | -244.988 | -272.536 | -286.164 | -324.555 | -328.721 | -345.808 | -375.722 | -370.223 | -292.552 | -316.052 | -327.226 | -284.634 | -332.775 | -313.611 | -361.901 | -348.308 | -350.967 | -372.354 | -462.664 | -530.543 | -622.045 | -711.876 | -797.508 | -881.716 | -964.365 | -1041.027 | -1114.372 | -1183.021 | -1246.408 | -1304.48 | -1357.6 | -1405.394 | -1448.099 | -1483.73 | -1512.709 | -1535.785 | -1551.395 | -1560.155 | -1562.536 | -1558.125 | -1553.483 | -1544.164 | -1531.718 | -1515.269 | -1496.168 | -1476.842 | -1456.176 | -1434.627 | -1413.716 | -1393.668 | -1373.142 | -1354.469
Northwest | Residential | Average | January | All | LDCECC/TDEF | Electric Load with Losses, Net of Cogeneration | MW | -95.35 | -104.086 | -170.95 | -258.18 | -304.11 | -333.18 | -408.26 | -488.63 | -493.12 | -545.56 | -479.33 | -641.37 | -652.23 | -540.27 | -519.76 | -556.46 | -523.91 | -415.59 | -523.77 | -529.52 | -647.13 | -563.06 | -542.11 | -648.27 | -749.27 | -828.5 | -950.97 | -1070.95 | -1185.38 | -1296.51 | -1407.27 | -1511.56 | -1611.58 | -1706.38 | -1795.52 | -1879.46 | -1957.93 | -2031.43 | -2100.9 | -2163.76 | -2221.04 | -2274.16 | -2321.28 | -2362.82 | -2399.64 | -2431.16 | -2460.45 | -2486.09 | -2508.41 | -2526.99 | -2543.28 | -2558.26 | -2571.49 | -2583.59 | -2594.75 | -2605.28 | -2614.86 | -2624.25
Northwest | Residential | Average | February | All | LDCECC/TDEF | Electric Load with Losses, Net of Cogeneration | MW | -75.653 | -112.65 | -136.689 | -221.519 | -254.611 | -264.565 | -366.199 | -385.964 | -458.46 | -478.73 | -484.527 | -502.17 | -566.72 | -565.59 | -377.053 | -413.06 | -450.53 | -368.468 | -503.17 | -438.573 | -499.02 | -570.71 | -417.29 | -479.174 | -645.31 | -721.92 | -837.04 | -951.23 | -1061.59 | -1170.08 | -1278.16 | -1380.14 | -1478.41 | -1571.71 | -1659.39 | -1741.69 | -1818.54 | -1890.06 | -1956.9 | -2016.54 | -2069.87 | -2118.04 | -2159.21 | -2193.85 | -2222.69 | -2245.2 | -2266.11 | -2282.75 | -2295.839 | -2304.737 | -2310.931 | -2316.079 | -2319.448 | -2321.743 | -2323.61 | -2325.459 | -2326.533 | -2328.18
Northwest | Residential | Average | March | All | LDCECC/TDEF | Electric Load with Losses, Net of Cogeneration | MW | -55.765 | -79.329 | -132.483 | -179.294 | -222.885 | -246.162 | -340.388 | -361.337 | -360.363 | -485.29 | -389.126 | -397.356 | -432.133 | -493.826 | -308.889 | -415.71 | -434.82 | -353.814 | -411.179 | -427.136 | -436.572 | -432.607 | -370.818 | -469.631 | -564.866 | -639.254 | -747.426 | -854.626 | -958.066 | -1060.16 | -1161.064 | -1255.565 | -1346.433 | -1432.159 | -1512.032 | -1586.087 | -1654.508 | -1717.053 | -1774.094 | -1823.193 | -1865.08 | -1900.62 | -1927.963 | -1947.689 | -1960.419 | -1965.637 | -1970.104 | -1969.666 | -1965.508 | -1956.734 | -1944.87 | -1932.422 | -1918.237 | -1903.169 | -1888.395 | -1874.482 | -1860.104 | -1847.327
Northwest | Residential | Average | April | All | LDCECC/TDEF | Electric Load with Losses, Net of Cogeneration | MW | -43.453 | -57.274 | -102.899 | -124.749 | -174.802 | -192.155 | -263.96 | -228.447 | -304.435 | -318.072 | -328.897 | -278.908 | -351.156 | -344.398 | -266.383 | -357.23 | -306.545 | -301.504 | -381.313 | -279.675 | -354.304 | -339.031 | -369.045 | -279.425 | -445.298 | -514.425 | -607.52 | -698.186 | -784.222 | -868.67 | -950.531 | -1025.536 | -1096.889 | -1162.984 | -1223.175 | -1277.335 | -1326.007 | -1368.566 | -1405.103 | -1433.481 | -1454.236 | -1467.84 | -1472.625 | -1469.255 | -1458.188 | -1438.981 | -1420.179 | -1396.265 | -1368.856 | -1336.835 | -1301.713 | -1266.648 | -1230.17 | -1193.2 | -1157.439 | -1123.536 | -1089.688 | -1058.542
Northwest | Residential | Average | May | All | LDCECC/TDEF | Electric Load with Losses, Net of Cogeneration | MW | -20.984 | -34.992 | -51.711 | -103.395 | -81.398 | -119.091 | -185.004 | -162.839 | -158.987 | -213.368 | -193.137 | -188.313 | -188.92 | -197.692 | -158.262 | -169.063 | -170.776 | -216.945 | -242.948 | -196.273 | -192.823 | -182.13 | -189.778 | -201.953 | -293.715 | -358.092 | -437.554 | -515.595 | -590.1 | -664.021 | -735.123 | -800.097 | -862.068 | -919.329 | -971.221 | -1017.386 | -1058.539 | -1093.812 | -1123.029 | -1144.409 | -1158.262 | -1164.804 | -1162.571 | -1152.256 | -1134.153 | -1107.926 | -1082.668 | -1052.294 | -1018.675 | -980.621 | -939.505 | -898.745 | -856.766 | -814.392 | -773.606 | -735.023 | -696.62 | -661.327
Northwest | Residential | Average | June | All | LDCECC/TDEF | Electric Load with Losses, Net of Cogeneration | MW | -19.147 | -30.641 | -42.302 | -60.299 | -69.95 | -83.707 | -107.533 | -114.162 | -126.652 | -134.645 | -153.776 | -149.604 | -160.867 | -166.675 | -134.85 | -144.852 | -147.662 | -137.8 | -144.573 | -158.346 | -140.646 | -152.595 | -235.39 | -181.97 | -240.988 | -298.274 | -364.218 | -428.371 | -488.679 | -548.657 | -605.749 | -656.851 | -705.22 | -749.111 | -787.912 | -821.142 | -849.729 | -872.579 | -889.365 | -898.568 | -900.17 | -894.335 | -879.716 | -857.09 | -826.65 | -788.103 | -751.146 | -708.881 | -663.692 | -614.301 | -562.029 | -510.528 | -458.094 | -405.261 | -354.486 | -306.102 | -257.876 | -213.303
Northwest | Residential | Average | July | All | LDCECC/TDEF | Electric Load with Losses, Net of Cogeneration | MW | -18.622 | -59.274 | -73.066 | -113.141 | -94.764 | -185.542 | -117.169 | -145.002 | -150.808 | -231.61 | -286.964 | -277.246 | -254.183 | -308.112 | -338.25 | -221.012 | -318.57 | -204.571 | -159.952 | -206.269 | -260.922 | -312.359 | -333.801 | -233.369 | -337.547 | -395.876 | -460.321 | -523.717 | -583.809 | -644.119 | -703.059 | -756.312 | -807.046 | -853.464 | -894.972 | -931.072 | -962.698 | -988.74 | -1008.935 | -1021.798 | -1026.78 | -1024.563 | -1013.695 | -995.092 | -968.958 | -934.94 | -902.264 | -863.382 | -821.665 | -775.832 | -727.258 | -679.48 | -630.813 | -580.857 | -532.856 | -486.201 | -438.703 | -394.81
Northwest | Residential | Average | August | All | LDCECC/TDEF | Electric Load with Losses, Net of Cogeneration | MW | -26.399 | -47.611 | -46.488 | -91.025 | -135.12 | -145.888 | -156.501 | -142.29 | -186.66 | -173.959 | -240.596 | -257.013 | -258.007 | -220.213 | -192.905 | -219.021 | -219.004 | -189.567 | -228.517 | -246.871 | -243.412 | -279.038 | -264.378 | -305.671 | -327.041 | -388.077 | -455.633 | -522.567 | -586.557 | -650.716 | -713.716 | -771.431 | -826.68 | -877.799 | -924.239 | -965.551 | -1002.541 | -1034.274 | -1060.546 | -1079.947 | -1091.984 | -1097.399 | -1094.823 | -1085.093 | -1068.444 | -1044.543 | -1021.542 | -992.66 | -961.033 | -925.516 | -887.392 | -849.81 | -811.291 | -771.356 | -732.986 | -695.521 | -657.024 | -621.588
Northwest | Residential | Average | September | All | LDCECC/TDEF | Electric Load with Losses, Net of Cogeneration | MW | -22.502 | -36.964 | -53.804 | -70.776 | -79.772 | -104.822 | -117.61 | -124.584 | -140.212 | -150.105 | -162.297 | -167.911 | -178.272 | -171.053 | -135.096 | -147.283 | -159.192 | -140.995 | -177.806 | -154.4 | -158.375 | -168.861 | -172.01 | -188.743 | -250.972 | -312.308 | -384.144 | -454.603 | -521.312 | -587.531 | -651.241 | -709.445 | -764.927 | -816.153 | -862.549 | -903.764 | -940.517 | -971.969 | -997.934 | -1016.913 | -1029.003 | -1034.487 | -1032.032 | -1022.344 | -1005.652 | -981.665 | -958.53 | -930.285 | -899.166 | -864.08 | -826.25 | -788.791 | -750.27 | -710.961 | -673.113 | -637.021 | -600.813 | -567.496
Northwest | Residential | Average | October | All | LDCECC/TDEF | Electric Load with Losses, Net of Cogeneration | MW | -30.323 | -59.183 | -89.361 | -123.248 | -144.84 | -168.287 | -209.125 | -222.937 | -248.129 | -290.031 | -203.41 | -267.687 | -282.552 | -315.483 | -246.485 | -258.911 | -267.929 | -224.199 | -247.458 | -251.565 | -314.78 | -197.197 | -205.459 | -311.078 | -371.459 | -434.297 | -518.254 | -600.025 | -677.166 | -752.484 | -825.652 | -893.37 | -957.921 | -1018.209 | -1073.772 | -1124.626 | -1171.061 | -1212.83 | -1250.163 | -1281.338 | -1306.894 | -1327.377 | -1341.473 | -1349.668 | -1352.375 | -1349.256 | -1345.86 | -1338.708 | -1328.819 | -1315.465 | -1299.788 | -1283.83 | -1266.662 | -1248.927 | -1231.666 | -1215.312 | -1198.754 | -1183.688
Northwest | Residential | Average | November | All | LDCECC/TDEF | Electric Load with Losses, Net of Cogeneration | MW | -75.333 | -110.829 | -118.278 | -205.703 | -203.716 | -251.336 | -287.655 | -434 | -349.98 | -406.24 | -511.39 | -488.879 | -562.75 | -509.093 | -381.425 | -344.627 | -387.721 | -417.234 | -449.64 | -386.485 | -469.739 | -485.562 | -537.7 | -419.464 | -599.019 | -670.752 | -776.744 | -880.212 | -978.336 | -1073.543 | -1167.746 | -1256.092 | -1340.637 | -1420.514 | -1495.304 | -1565.363 | -1630.574 | -1691.265 | -1748.138 | -1799.021 | -1844.791 | -1886.546 | -1922.73 | -1953.742 | -1980.261 | -2001.828 | -2021.752 | -2038.306 | -2051.951 | -2062.233 | -2070.4 | -2077.579 | -2083.27 | -2088.03 | -2092.24 | -2096.16 | -2099.38 | -2102.78
Northwest | Residential | Average | December | All | LDCECC/TDEF | Electric Load with Losses, Net of Cogeneration | MW | -74.02 | -112.904 | -164.86 | -247.27 | -278.21 | -349.59 | -385.62 | -465.13 | -465.63 | -472.64 | -521.16 | -538.75 | -631.3 | -619.83 | -451.31 | -546.05 | -542.06 | -448.5 | -533.74 | -491.42 | -627.89 | -510.1 | -577.35 | -746.28 | -734 | -812.72 | -934.05 | -1053.14 | -1166.98 | -1277.54 | -1387.88 | -1492.09 | -1592.15 | -1687.24 | -1776.88 | -1861.62 | -1941.09 | -2015.92 | -2087.05 | -2151.98 | -2211.77 | -2267.86 | -2318.48 | -2364.01 | -2405.3 | -2441.8 | -2475.88 | -2506.56 | -2534.07 | -2558.09 | -2579.95 | -2600.39 | -2619.11 | -2636.64 | -2653.04 | -2668.54 | -2683.01 | -2696.97
Northwest | Residential | Minimum | Annual | All | LDCECC/TDEF | Electric Load with Losses, Net of Cogeneration | MW | -2.384 | -6.52 | -6.65 | -13.262 | -11.781 | -16.189 | -23.56 | -48.567 | -15.809 | -57.838 | -46.658 | -58.989 | -23.934 | -41.158 | -34.508 | -33.203 | -33.983 | -37.404 | -35.069 | -27.131 | -30.395 | -26.174 | -32.995 | -34.102 | -75.066 | -108.138 | -141.276 | -172.212 | -199.974 | -225.723 | -249.839 | -272.121 | -292.871 | -312.122 | -329.966 | -346.515 | -361.827 | -376.133 | -389.613 | -402.039 | -413.6 | -424.575 | -434.79 | -444.311 | -453.263 | -461.633 | -469.419 | -476.681 | -483.47 | -489.787 | -495.778 | -501.466 | -506.885 | -512.014 | -516.864 | -521.402 | -527.748 | -535.999
Northwest | Residential | Minimum | January | All | LDCECC/TDEF | Electric Load with Losses, Net of Cogeneration | MW | -56.556 | -62.287 | -102.355 | -154.431 | -182.226 | -199.694 | -244.886 | -292.625 | -296.071 | -327.527 | -287.355 | -385.056 | -390.975 | -324.19 | -313.281 | -335.638 | -315.761 | -251.004 | -316.227 | -318.743 | -390.906 | -339.721 | -327.332 | -391.29 | -454.06 | -500.789 | -569.328 | -634.773 | -695.574 | -753.16 | -810.345 | -863.814 | -914.518 | -962.308 | -1007.149 | -1049.515 | -1089.142 | -1126.635 | -1162.697 | -1196.056 | -1227.373 | -1257.562 | -1285.78 | -1312.16 | -1337.221 | -1360.675 | -1382.495 | -1403.108 | -1422.348 | -1440.22 | -1457.364 | -1473.657 | -1489.168 | -1504.102 | -1518.155 | -1531.347 | -1543.951 | -1555.803
Northwest | Residential | Minimum | February | All | LDCECC/TDEF | Electric Load with Losses, Net of Cogeneration | MW | -42.929 | -64.29 | -78.102 | -126.701 | -145.764 | -151.758 | -209.864 | -220.666 | -262.401 | -274.561 | -277.378 | -287.984 | -324.471 | -323.931 | -216.593 | -237.611 | -259.046 | -212.191 | -289.406 | -252.024 | -287.291 | -327.66 | -240.089 | -275.768 | -374.281 | -418.327 | -480.658 | -540.787 | -597.164 | -650.986 | -704.439 | -754.782 | -802.771 | -848.24 | -891.132 | -931.815 | -970.064 | -1006.399 | -1041.402 | -1073.98 | -1104.704 | -1134.366 | -1162.232 | -1188.411 | -1213.346 | -1236.801 | -1258.751 | -1279.564 | -1299.098 | -1317.36 | -1334.898 | -1351.626 | -1367.613 | -1383.022 | -1397.603 | -1411.375 | -1424.568 | -1437.05
Northwest | Residential | Minimum | March | All | LDCECC/TDEF | Electric Load with Losses, Net of Cogeneration | MW | -34.355 | -49.15 | -82.246 | -111.255 | -138.394 | -153.202 | -211.557 | -224.423 | -223.703 | -301.429 | -241.692 | -246.726 | -268.481 | -306.862 | -192.405 | -259.396 | -271.119 | -220.973 | -256.631 | -265.663 | -272.436 | -269.828 | -231.405 | -293.188 | -355.516 | -403.121 | -468.65 | -532.629 | -593.378 | -651.885 | -710.06 | -765.277 | -818.214 | -868.647 | -916.486 | -962.048 | -1005.1 | -1046.165 | -1085.793 | -1122.891 | -1158.032 | -1192.004 | -1224.076 | -1254.338 | -1283.232 | -1310.537 | -1336.22 | -1360.649 | -1383.691 | -1405.342 | -1426.156 | -1446.071 | -1465.159 | -1483.577 | -1501.081 | -1517.697 | -1533.646 | -1548.807
Northwest | Residential | Minimum | April | All | LDCECC/TDEF | Electric Load with Losses, Net of Cogeneration | MW | -40.004 | -52.988 | -95.329 | -115.458 | -161.839 | -178.113 | -244.474 | -211.08 | -281.792 | -294.024 | -304.596 | -257.836 | -324.934 | -318.401 | -247.952 | -332.654 | -285.568 | -281.184 | -355.173 | -259.753 | -330.086 | -315.983 | -344.188 | -258.301 | -395.934 | -440.426 | -503.724 | -564.626 | -621.953 | -676.535 | -730.666 | -781.534 | -829.946 | -875.739 | -918.872 | -959.729 | -998.071 | -1034.45 | -1069.479 | -1102.016 | -1132.659 | -1162.228 | -1189.967 | -1215.987 | -1240.753 | -1264.014 | -1285.744 | -1306.326 | -1325.611 | -1343.596 | -1360.86 | -1377.306 | -1393.002 | -1408.124 | -1422.408 | -1435.873 | -1448.759 | -1460.924
Northwest | Residential | Minimum | May | All | LDCECC/TDEF | Electric Load with Losses, Net of Cogeneration | MW | -18.168 | -20.226 | -31.668 | -44.471 | -58.842 | -55.858 | -79.483 | -73.757 | -85.203 | -92.442 | -87.758 | -93.874 | -106.697 | -107.71 | -79.912 | -82.165 | -81.808 | -94.402 | -102.84 | -91.64 | -88.084 | -93.906 | -106.098 | -110.052 | -159.83 | -201.107 | -247.095 | -291.573 | -333.24 | -373.05 | -411.767 | -448.386 | -483.265 | -516.302 | -547.528 | -577.04 | -604.841 | -631.256 | -656.551 | -680.256 | -702.614 | -724.121 | -744.421 | -763.597 | -781.872 | -799.175 | -815.461 | -830.783 | -845.271 | -858.917 | -872.005 | -884.54 | -896.578 | -908.027 | -918.93 | -929.178 | -938.86 | -948.085
Northwest | Residential | Minimum | June | All | LDCECC/TDEF | Electric Load with Losses, Net of Cogeneration | MW | -10.983 | -17.868 | -21.358 | -35.75 | -40.866 | -43.61 | -71.634 | -52.874 | -86.775 | -57.838 | -46.658 | -58.989 | -100.456 | -59.96 | -66.353 | -96.525 | -50.196 | -91.437 | -101.313 | -101.294 | -75.652 | -93.295 | -32.995 | -81.249 | -125.711 | -159.94 | -198.031 | -234.305 | -267.664 | -299.134 | -329.309 | -357.561 | -384.245 | -409.326 | -432.853 | -454.954 | -475.617 | -495.126 | -513.724 | -531.005 | -547.244 | -562.8 | -577.388 | -591.074 | -604.038 | -616.225 | -627.637 | -638.425 | -648.557 | -658.031 | -667.073 | -675.686 | -683.913 | -691.807 | -699.293 | -706.385 | -713.159 | -719.588
Northwest | Residential | Minimum | July | All | LDCECC/TDEF | Electric Load with Losses, Net of Cogeneration | MW | -2.384 | -5.271 | -6.65 | -10.13 | -9.377 | -15.998 | -12.846 | -14.554 | -15.809 | -21.326 | -25.014 | -24.77 | -23.934 | -27.393 | -28.748 | -21.022 | -27.476 | -19.798 | -17.462 | -19.924 | -23.592 | -27.126 | -28.618 | -23.343 | -65.461 | -104.798 | -144.898 | -184.413 | -221.908 | -258.21 | -293.4 | -327.109 | -359.486 | -390.403 | -419.88 | -447.904 | -474.505 | -499.922 | -524.283 | -547.321 | -569.194 | -590.248 | -610.26 | -629.285 | -647.453 | -664.763 | -681.182 | -696.717 | -711.507 | -725.544 | -739.005 | -751.946 | -764.42 | -776.316 | -787.721 | -798.548 | -808.836 | -818.704
Northwest | Residential | Minimum | August | All | LDCECC/TDEF | Electric Load with Losses, Net of Cogeneration | MW | -5.471 | -6.52 | -17.362 | -13.262 | -11.781 | -16.189 | -23.56 | -35.326 | -29.158 | -35.966 | -28.08 | -30.097 | -35.057 | -41.158 | -34.508 | -33.203 | -33.983 | -37.404 | -35.069 | -27.131 | -30.395 | -26.174 | -29.464 | -34.102 | -75.066 | -108.138 | -141.276 | -172.212 | -199.974 | -225.723 | -249.839 | -272.121 | -292.871 | -312.122 | -329.966 | -346.515 | -361.827 | -376.133 | -389.613 | -402.039 | -413.6 | -424.575 | -434.79 | -444.311 | -453.263 | -461.633 | -469.419 | -476.681 | -483.47 | -489.787 | -495.778 | -501.466 | -506.885 | -512.014 | -516.864 | -521.402 | -525.67 | -529.71
Northwest | Residential | Minimum | September | All | LDCECC/TDEF | Electric Load with Losses, Net of Cogeneration | MW | -10.727 | -21.742 | -31.465 | -25.171 | -42.42 | -60.891 | -50.22 | -51.17 | -67.266 | -66.778 | -89.2 | -64.123 | -67.236 | -82.155 | -55.482 | -67.073 | -87.816 | -64.755 | -107.597 | -76.431 | -74.157 | -92.324 | -65.786 | -74.595 | -130.23 | -167.498 | -205.964 | -242.576 | -276.05 | -307.659 | -338.146 | -366.716 | -393.692 | -419.029 | -442.813 | -465.137 | -486.055 | -505.826 | -524.669 | -542.278 | -558.764 | -574.589 | -589.465 | -603.511 | -616.902 | -629.592 | -641.463 | -652.3 | -662.543 | -672.187 | -681.447 | -690.328 | -698.87 | -706.701 | -714.13 | -720.927 | -727.155 | -733.068
Northwest | Residential | Minimum | October | All | LDCECC/TDEF | Electric Load with Losses, Net of Cogeneration | MW | -6.502 | -12.741 | -19.234 | -26.507 | -31.179 | -36.239 | -44.967 | -47.96 | -53.349 | -62.377 | -43.801 | -57.551 | -60.745 | -67.853 | -53.357 | -56.032 | -57.987 | -48.552 | -53.529 | -54.443 | -68.127 | -42.64 | -44.786 | -67.346 | -104.875 | -140.258 | -177.788 | -213.12 | -244.95 | -274.713 | -302.932 | -329.166 | -353.763 | -376.722 | -398.116 | -418.088 | -436.663 | -454.113 | -470.648 | -485.954 | -500.28 | -513.941 | -526.713 | -538.645 | -549.901 | -560.45 | -570.298 | -579.575 | -588.263 | -596.367 | -604.079 | -611.414 | -618.414 | -625.118 | -631.467 | -637.478 | -643.211 | -648.649
Northwest | Residential | Minimum | November | All | LDCECC/TDEF | Electric Load with Losses, Net of Cogeneration | MW | -42.179 | -62.516 | -66.695 | -115.822 | -115.101 | -142.107 | -162.318 | -245.121 | -197.477 | -229.698 | -288.657 | -276.283 | -317.501 | -286.876 | -216.558 | -195.854 | -220.599 | -237.078 | -255.465 | -220.317 | -266.985 | -276.027 | -305.946 | -238.598 | -342.973 | -383.458 | -439.495 | -492.647 | -541.628 | -587.764 | -633.158 | -675.433 | -715.36 | -752.855 | -787.918 | -820.932 | -851.721 | -880.771 | -908.635 | -934.348 | -958.435 | -981.606 | -1003.222 | -1023.39 | -1042.512 | -1060.38 | -1076.973 | -1092.626 | -1107.21 | -1120.732 | -1133.685 | -1145.979 | -1157.67 | -1168.916 | -1179.485 | -1189.396 | -1198.856 | -1207.741
Northwest | Residential | Minimum | December | All | LDCECC/TDEF | Electric Load with Losses, Net of Cogeneration | MW | -46.714 | -71.836 | -105.022 | -157.178 | -177.789 | -223.501 | -246.395 | -296.51 | -297.281 | -301.583 | -332.208 | -343.879 | -403.171 | -395.461 | -289.555 | -350.422 | -348.075 | -288.141 | -342.685 | -316.967 | -403.735 | -327.57 | -371.453 | -479.595 | -469.631 | -515.247 | -583.758 | -649.312 | -710.515 | -768.569 | -826.386 | -880.501 | -931.875 | -980.347 | -1025.866 | -1068.917 | -1109.212 | -1147.365 | -1184.094 | -1218.088 | -1250.016 | -1280.815 | -1309.614 | -1336.549 | -1362.149 | -1386.118 | -1408.419 | -1429.5 | -1449.177 | -1467.459 | -1485.004 | -1501.681 | -1517.558 | -1532.851 | -1547.24 | -1560.749 | -1573.657 | -1585.793
Area | Sector | Day | Month | Enduse | Variable | Descriptor | Units | 1993 | 1994 | 1995 | 1996 | 1997 | 1998 | 1999 | 2000 | 2001 | 2002 | 2003 | 2004 | 2005 | 2006 | 2007 | 2008 | 2009 | 2010 | 2011 | 2012 | 2013 | 2014 | 2015 | 2016 | 2017 | 2018 | 2019 | 2020 | 2021 | 2022 | 2023 | 2024 | 2025 | 2026 | 2027 | 2028 | 2029 | 2030 | 2031 | 2032 | 2033 | 2034 | 2035 | 2036 | 2037 | 2038 | 2039 | 2040 | 2041 | 2042 | 2043 | 2044 | 2045 | 2046 | 2047 | 2048 | 2049 | 2050
Northwest | Commercial | Peak | Annual | All | LDCECC/TDEF | Electric Load with Losses, Net of Cogeneration | MW | -0.422 | 28.98 | 36.966 | 75.858 | 115.793 | 164.29 | 138.202 | 153.877 | 92.14 | 22.59 | 32.98 | -20.91 | -114.18 | -187.983 | -234.16 | -266.01 | -202.57 | -138.861 | -118.5 | -175.91 | -263.88 | -329.123 | -403.688 | -483.91 | -546.1 | -657.67 | -758.52 | -847.42 | -926.79 | -997.64 | -1147.531 | -1280.666 | -1401.688 | -1513.377 | -1618.645 | -1712.378 | -1794.831 | -1874.84 | -1946.953 | -2013.604 | -2071.985 | -2125.401 | -2173.958 | -2218.743 | -2261.13 | -2300.72 | -2337.37 | -2368.88 | -2397.81 | -2425.98 | -2451.56 | -2475.45 | -2497.45 | -2517.45 | -2536.2 | -2553.66 | -2570.28 | -2565.04
Northwest | Commercial | Peak | January | All | LDCECC/TDEF | Electric Load with Losses, Net of Cogeneration | MW | -5.256 | -11.296 | -31.668 | -38.522 | -41.632 | -38.485 | -63.11 | -70.554 | -198.997 | -330.488 | -408.083 | -478.216 | -575.193 | -640.312 | -712.399 | -787.235 | -671.554 | -587.5 | -584.486 | -586.83 | -614.4 | -621.79 | -655.006 | -701.502 | -737.877 | -778.601 | -813.481 | -845.197 | -872.192 | -895.773 | -928.79 | -957.324 | -983.72 | -1008.745 | -1033.57 | -1055.261 | -1073.34 | -1094.132 | -1111.808 | -1129.257 | -1144.016 | -1158.236 | -1171.153 | -1183.977 | -1195.681 | -1208.11 | -1219.122 | -1228.781 | -1237.662 | -1247.364 | -1255.945 | -1264.455 | -1272.873 | -1280.72 | -1288.711 | -1296.693 | -1304.287 | -1301.879
Northwest | Commercial | Peak | February | All | LDCECC/TDEF | Electric Load with Losses, Net of Cogeneration | MW | -13.348 | -21.614 | -41.658 | -57.437 | -65.15 | -68.721 | -95.662 | -111.394 | -228.816 | -352.58 | -424.428 | -487.522 | -579.411 | -650.001 | -710.249 | -773.807 | -692.635 | -601.511 | -603.885 | -601.367 | -620.368 | -622.869 | -655.303 | -690.7 | -721.12 | -745.841 | -764.857 | -782.434 | -796.688 | -808.614 | -823.047 | -835.009 | -846.208 | -857.041 | -868.432 | -877.876 | -885.355 | -895.513 | -903.405 | -911.789 | -918.711 | -925.222 | -931.364 | -937.746 | -943.188 | -949.687 | -955.422 | -959.969 | -964.311 | -969.5 | -973.62 | -978.02 | -982.523 | -986.458 | -990.875 | -995.443 | -999.501 | -996.637
Northwest | Commercial | Peak | March | All | LDCECC/TDEF | Electric Load with Losses, Net of Cogeneration | MW | -7.632 | -15.409 | -36.448 | -47.358 | -54.529 | -57.377 | -81.328 | -94.073 | -211.047 | -336.005 | -408.543 | -471.328 | -560.943 | -631.63 | -688.986 | -754.148 | -669.723 | -576.052 | -573.356 | -574.497 | -591.793 | -592.957 | -621.457 | -659.897 | -685.593 | -713.295 | -736.081 | -757.112 | -774.76 | -790.051 | -810.596 | -827.944 | -843.961 | -859.286 | -874.848 | -888.121 | -899.002 | -912.226 | -923.036 | -933.975 | -943.039 | -951.556 | -959.369 | -967.225 | -974.181 | -981.912 | -988.749 | -994.36 | -999.558 | -1005.469 | -1010.359 | -1015.393 | -1020.414 | -1024.924 | -1029.775 | -1034.653 | -1039.08 | -1035.86
Northwest | Commercial | Peak | April | All | LDCECC/TDEF | Electric Load with Losses, Net of Cogeneration | MW | -7.763 | -15.133 | -36.183 | -46.407 | -53.493 | -55.942 | -79.45 | -90.796 | -208.72 | -330.461 | -404.325 | -465.308 | -554.407 | -620.524 | -680.44 | -744.489 | -656.788 | -566.53 | -563.042 | -559.564 | -578.488 | -579.396 | -611.504 | -641.081 | -669.687 | -696.968 | -719.334 | -740.079 | -757.532 | -772.827 | -793.261 | -810.402 | -826.183 | -841.225 | -856.463 | -869.413 | -880.003 | -892.855 | -903.311 | -913.851 | -922.52 | -930.612 | -938.01 | -945.427 | -951.97 | -959.235 | -965.7 | -970.962 | -975.838 | -981.384 | -985.929 | -990.646 | -995.328 | -999.498 | -1004.033 | -1008.58 | -1012.682 | -1009.215
Northwest | Commercial | Peak | May | All | LDCECC/TDEF | Electric Load with Losses, Net of Cogeneration | MW | -2.893 | -8.356 | -26.034 | -32.629 | -32.514 | -33.173 | -54.587 | -60.566 | -168.333 | -284.186 | -350.549 | -408.939 | -489.63 | -549.083 | -605.321 | -661.197 | -577.749 | -491.303 | -481.519 | -478.929 | -494.895 | -496.813 | -519.869 | -554.622 | -577.615 | -607.685 | -633.772 | -657.595 | -678.237 | -696.576 | -727.086 | -753.378 | -777.346 | -799.842 | -821.867 | -841.053 | -857.266 | -874.793 | -889.813 | -904.233 | -916.329 | -927.442 | -937.515 | -947.148 | -956.015 | -964.989 | -973.062 | -979.75 | -985.869 | -992.333 | -997.863 | -1003.323 | -1008.528 | -1013.238 | -1018.048 | -1022.679 | -1026.943 | -1023.036
Northwest | Commercial | Peak | June | All | LDCECC/TDEF | Electric Load with Losses, Net of Cogeneration | MW | -0.828 | 18.391 | 21.417 | 41.503 | 63.788 | 106.674 | 70.607 | 104.626 | -4.102 | -66.429 | -73.423 | -153.173 | -264.058 | -291.524 | -361.714 | -422.914 | -317.595 | -265.809 | -256.352 | -294.511 | -343.849 | -393.009 | -440.021 | -513.123 | -563.958 | -651.265 | -729.555 | -798.803 | -860.405 | -915.396 | -1028.716 | -1129.089 | -1220.347 | -1304.497 | -1383.948 | -1454.69 | -1516.542 | -1577.216 | -1631.62 | -1682.051 | -1725.977 | -1766.288 | -1802.885 | -1836.76 | -1868.738 | -1898.774 | -1926.392 | -1950.237 | -1972.056 | -1993.443 | -2012.815 | -2030.978 | -2047.754 | -2063.001 | -2077.389 | -2090.835 | -2103.639 | -2098.834
Northwest | Commercial | Peak | July | All | LDCECC/TDEF | Electric Load with Losses, Net of Cogeneration | MW | -0.651 | 29.828 | 43.303 | 80.756 | 98.341 | 166.143 | 117.006 | 145.404 | 76.526 | 53.03 | 61.75 | -4.43 | -92.314 | -132.495 | -164.894 | -226.043 | -143.688 | -110.451 | -129.819 | -171.485 | -227.722 | -294.521 | -364.768 | -440.691 | -499.735 | -604.479 | -698.976 | -782.216 | -856.546 | -922.92 | -1063.684 | -1188.722 | -1302.329 | -1407.069 | -1505.677 | -1593.503 | -1670.758 | -1745.576 | -1813.029 | -1875.322 | -1929.887 | -1979.76 | -2025.12 | -2066.887 | -2106.418 | -2143.253 | -2177.342 | -2206.631 | -2233.504 | -2259.605 | -2283.317 | -2305.432 | -2325.773 | -2344.233 | -2361.518 | -2377.6 | -2392.89 | -2387.94
Northwest | Commercial | Peak | August | All | LDCECC/TDEF | Electric Load with Losses, Net of Cogeneration | MW | -0.422 | 28.98 | 36.966 | 75.858 | 115.793 | 164.29 | 138.202 | 153.877 | 92.14 | 22.59 | 32.98 | -20.91 | -114.18 | -187.983 | -234.16 | -266.01 | -202.57 | -138.861 | -118.5 | -175.91 | -263.88 | -329.123 | -403.688 | -483.91 | -546.1 | -657.67 | -758.52 | -847.42 | -926.79 | -997.64 | -1147.531 | -1280.666 | -1401.688 | -1513.377 | -1618.645 | -1712.378 | -1794.831 | -1874.84 | -1946.953 | -2013.604 | -2071.985 | -2125.401 | -2173.958 | -2218.743 | -2261.13 | -2300.72 | -2337.37 | -2368.88 | -2397.81 | -2425.98 | -2451.56 | -2475.45 | -2497.45 | -2517.45 | -2536.2 | -2553.66 | -2570.28 | -2565.04
Northwest | Commercial | Peak | September | All | LDCECC/TDEF | Electric Load with Losses, Net of Cogeneration | MW | -0.04 | 12.299 | 12.44 | 17.613 | 36.869 | 65.963 | 38.725 | 45.16 | -26.254 | -98.307 | -117.105 | -189.589 | -266.152 | -300.617 | -358.133 | -398.46 | -314.693 | -266.799 | -239.307 | -282.029 | -332.131 | -357.864 | -402.744 | -451.702 | -492.062 | -555.372 | -612.187 | -662.873 | -707.856 | -747.821 | -823.949 | -891.734 | -953.711 | -1011.377 | -1066.352 | -1115.34 | -1157.791 | -1200.502 | -1238.843 | -1274.814 | -1306.122 | -1335.397 | -1361.945 | -1386.986 | -1410.68 | -1433.431 | -1454.066 | -1472.444 | -1489.272 | -1506.103 | -1521.509 | -1536.086 | -1549.832 | -1562.57 | -1574.723 | -1586.301 | -1597.437 | -1595.355
Northwest | Commercial | Peak | October | All | LDCECC/TDEF | Electric Load with Losses, Net of Cogeneration | MW | -6.179 | -14.058 | -33.842 | -43.563 | -49.255 | -49.963 | -73.095 | -84.681 | -198.522 | -318.378 | -385.561 | -448.917 | -535.542 | -601.81 | -660.705 | -720.522 | -635.91 | -544.714 | -537.842 | -538.588 | -559.56 | -557.47 | -586.748 | -627.759 | -652.952 | -683.321 | -708.912 | -732.434 | -752.569 | -770.215 | -796.503 | -819.141 | -840.011 | -859.853 | -879.691 | -896.89 | -911.34 | -927.803 | -941.711 | -955.46 | -967.077 | -977.888 | -987.834 | -997.616 | -1006.512 | -1015.94 | -1024.379 | -1031.442 | -1038.001 | -1045.153 | -1051.235 | -1057.359 | -1063.362 | -1068.808 | -1074.494 | -1080.111 | -1085.254 | -1082.144
Northwest | Commercial | Peak | November | All | LDCECC/TDEF | Electric Load with Losses, Net of Cogeneration | MW | -6.133 | -13.098 | -31.18 | -39.676 | -43.533 | -43.282 | -64.637 | -74.801 | -185.668 | -302.017 | -371.836 | -432.156 | -516.973 | -574.185 | -636.261 | -699.519 | -602.697 | -527.065 | -522.529 | -520.818 | -542.177 | -547.075 | -578.359 | -611.07 | -643.267 | -675.487 | -702.803 | -727.813 | -749.068 | -767.639 | -792.696 | -814.278 | -834.307 | -853.417 | -872.573 | -889.258 | -903.124 | -919.379 | -933.096 | -946.769 | -958.314 | -969.404 | -979.535 | -989.657 | -998.849 | -1008.739 | -1017.511 | -1025.126 | -1032.168 | -1039.929 | -1046.708 | -1053.504 | -1060.248 | -1066.502 | -1072.958 | -1079.414 | -1085.5 | -1083.337
Northwest | Commercial | Peak | December | All | LDCECC/TDEF | Electric Load with Losses, Net of Cogeneration | MW | -5.848 | -13.349 | -32.317 | -41.11 | -45.634 | -45.712 | -67.113 | -76.127 | -188.011 | -304.075 | -373.408 | -432.206 | -515.349 | -570.591 | -632.483 | -699.132 | -597.721 | -525.825 | -522.919 | -520.006 | -541.21 | -544.034 | -573.777 | -612.832 | -640.422 | -671.135 | -696.848 | -720.306 | -739.995 | -757.028 | -778.774 | -797.355 | -814.626 | -831.111 | -847.732 | -862.155 | -873.973 | -888.305 | -900.227 | -912.246 | -922.341 | -932.168 | -941.147 | -950.208 | -958.358 | -967.296 | -975.183 | -982.032 | -988.373 | -995.489 | -1001.691 | -1007.946 | -1014.214 | -1020.043 | -1026.098 | -1032.219 | -1038.015 | -1036.069
Northwest | Commercial | Average | Annual | All | LDCECC/TDEF | Electric Load with Losses, Net of Cogeneration | MW | -2.701 | -0.672 | -9.849 | -8.377 | -4.542 | 6.767 | -14.221 | -14.247 | -98.655 | -181.261 | -222.933 | -275.427 | -348.528 | -396.705 | -444.956 | -493.351 | -420.764 | -362.998 | -361.552 | -377.312 | -408.633 | -426.324 | -459.984 | -500.952 | -534.862 | -580.355 | -620.366 | -656.345 | -687.867 | -715.945 | -764.102 | -806.347 | -844.979 | -881.027 | -915.733 | -946.422 | -972.835 | -1000.26 | -1024.381 | -1047.248 | -1066.918 | -1085.279 | -1101.92 | -1117.733 | -1132.478 | -1147.011 | -1160.205 | -1171.653 | -1182.15 | -1192.912 | -1202.548 | -1211.828 | -1220.66 | -1228.82 | -1236.83 | -1244.546 | -1251.891 | -1249.204
Northwest | Commercial | Average | January | All | LDCECC/TDEF | Electric Load with Losses, Net of Cogeneration | MW | -6.196 | -10.876 | -26.619 | -33.92 | -37.338 | -36.291 | -55.914 | -63.869 | -160.889 | -261.446 | -320.016 | -373.803 | -449.631 | -503.898 | -559.508 | -615.117 | -536.267 | -471.903 | -475.5 | -481.93 | -506.597 | -513.75 | -544.425 | -581.21 | -612.012 | -644.606 | -672.016 | -696.989 | -718.203 | -736.794 | -761.255 | -782.228 | -801.627 | -820.014 | -838.334 | -854.29 | -867.518 | -882.984 | -895.975 | -908.872 | -919.723 | -930.171 | -939.672 | -949.118 | -957.655 | -966.806 | -974.921 | -981.944 | -988.411 | -995.548 | -1001.77 | -1008 | -1014.175 | -1019.904 | -1025.816 | -1031.737 | -1037.341 | -1035.208
Northwest | Commercial | Average | February | All | LDCECC/TDEF | Electric Load with Losses, Net of Cogeneration | MW | -4.725 | -9.881 | -24.264 | -31.125 | -34.575 | -34.331 | -51.722 | -58.775 | -148.519 | -241.022 | -296.456 | -344.694 | -413.421 | -463.137 | -511.441 | -561.73 | -489.901 | -429.051 | -431.36 | -434.73 | -454.627 | -461.011 | -484.463 | -515.823 | -543.564 | -571.371 | -594.855 | -616.362 | -634.618 | -650.697 | -671.349 | -688.937 | -705.196 | -720.62 | -736.021 | -749.384 | -760.398 | -773.418 | -784.284 | -795.088 | -804.093 | -812.771 | -820.617 | -828.438 | -835.47 | -843.059 | -849.762 | -855.542 | -860.831 | -866.709 | -871.801 | -876.922 | -881.993 | -886.69 | -891.568 | -896.45 | -901.058 | -898.899
Northwest | Commercial | Average | March | All | LDCECC/TDEF | Electric Load with Losses, Net of Cogeneration | MW | -3.138 | -7.079 | -21.779 | -26.331 | -28.519 | -25.782 | -44.618 | -50.157 | -144.413 | -241.247 | -297.42 | -349.646 | -422.862 | -475.602 | -525.532 | -579.313 | -501.753 | -436.101 | -435.745 | -442.6 | -464.82 | -473.127 | -498.916 | -534.965 | -563.729 | -597.075 | -625.903 | -652.229 | -674.874 | -695.011 | -723.843 | -748.668 | -771.514 | -793.057 | -814.254 | -832.78 | -848.334 | -865.771 | -880.637 | -895.11 | -907.289 | -918.867 | -929.294 | -939.504 | -948.824 | -958.541 | -967.2 | -974.719 | -981.568 | -988.947 | -995.431 | -1001.844 | -1008.093 | -1013.888 | -1019.786 | -1025.593 | -1031.101 | -1028.528
Northwest | Commercial | Average | April | All | LDCECC/TDEF | Electric Load with Losses, Net of Cogeneration | MW | -2.922 | -6.364 | -20.564 | -24.553 | -26.535 | -23.461 | -41.935 | -46.689 | -139.11 | -232.503 | -287.518 | -338.254 | -409.797 | -459.889 | -509.307 | -561.05 | -484.282 | -420.42 | -419.343 | -424.097 | -446.309 | -454.214 | -480.429 | -511.319 | -540.491 | -573.032 | -601.228 | -626.994 | -649.24 | -669.112 | -698.019 | -722.913 | -745.79 | -767.32 | -788.452 | -806.94 | -822.486 | -839.764 | -854.531 | -868.849 | -880.89 | -892.306 | -902.576 | -912.584 | -921.743 | -931.208 | -939.67 | -947.009 | -953.692 | -960.843 | -967.135 | -973.343 | -979.363 | -984.938 | -990.6 | -996.15 | -1001.416 | -998.778
Northwest | Commercial | Average | May | All | LDCECC/TDEF | Electric Load with Losses, Net of Cogeneration | MW | -1.03 | 0.812 | -8.345 | -7.664 | -0.363 | 6.421 | -13.496 | -12.658 | -92.845 | -178.023 | -220.049 | -269.149 | -338.267 | -385.011 | -433.073 | -479.828 | -407.567 | -349.827 | -346.502 | -359.06 | -387.098 | -402.235 | -431.739 | -470.012 | -501.274 | -544.38 | -582.585 | -617.002 | -647.289 | -674.434 | -721.166 | -762.128 | -799.545 | -834.414 | -867.94 | -897.62 | -923.143 | -949.547 | -972.798 | -994.764 | -1013.599 | -1031.161 | -1047.021 | -1062.05 | -1076.118 | -1089.878 | -1102.353 | -1113.232 | -1123.162 | -1133.291 | -1142.392 | -1151.133 | -1159.409 | -1167.073 | -1174.565 | -1181.739 | -1188.593 | -1185.739
Northwest | Commercial | Average | June | All | LDCECC/TDEF | Electric Load with Losses, Net of Cogeneration | MW | -0.699 | 6.082 | 1.455 | 8.292 | 16.6 | 35.874 | 12.648 | 26.895 | -61.458 | -127.233 | -153.976 | -211.829 | -293.359 | -326.731 | -380.102 | -429.52 | -351.333 | -302.177 | -299.657 | -322.388 | -355.498 | -383.329 | -415.667 | -464.132 | -501.63 | -558.467 | -609.266 | -654.656 | -694.926 | -731.013 | -798.131 | -857.369 | -911.358 | -961.486 | -1009.271 | -1051.738 | -1088.629 | -1125.653 | -1158.669 | -1189.534 | -1216.262 | -1240.992 | -1263.394 | -1284.362 | -1304.131 | -1323.034 | -1340.337 | -1355.379 | -1369.158 | -1382.91 | -1395.358 | -1407.168 | -1418.227 | -1428.44 | -1438.246 | -1447.527 | -1456.403 | -1453.253
Northwest | Commercial | Average | July | All | LDCECC/TDEF | Electric Load with Losses, Net of Cogeneration | MW | -0.432 | 17.387 | 21.958 | 44.078 | 52.713 | 94.749 | 59.663 | 75.736 | 8.658 | -29.232 | -40.254 | -94.459 | -168.837 | -209.235 | -241.467 | -294.186 | -225.027 | -188.309 | -204.876 | -235.442 | -279.308 | -326.098 | -378.76 | -436.771 | -485.856 | -565.001 | -636.202 | -699.337 | -755.668 | -806.057 | -906.462 | -995.569 | -1076.661 | -1151.787 | -1222.925 | -1286.261 | -1341.772 | -1396.161 | -1445.129 | -1490.546 | -1530.216 | -1566.676 | -1599.788 | -1630.484 | -1659.549 | -1686.89 | -1712.138 | -1733.963 | -1754.025 | -1773.705 | -1791.594 | -1808.395 | -1823.985 | -1838.319 | -1851.877 | -1864.581 | -1876.709 | -1873.184
Northwest | Commercial | Average | August | All | LDCECC/TDEF | Electric Load with Losses, Net of Cogeneration | MW | -0.174 | 16.05 | 17 | 38.971 | 61.721 | 89.637 | 70.785 | 78.043 | 19.019 | -46.589 | -55.405 | -99.766 | -174.048 | -234.215 | -273.855 | -304.637 | -251.741 | -196.576 | -186.289 | -226.561 | -288.906 | -332.8 | -385.72 | -445.554 | -493.162 | -573.285 | -645.41 | -709.358 | -766.418 | -817.432 | -919.427 | -1009.985 | -1092.415 | -1168.798 | -1241.148 | -1305.579 | -1362.062 | -1417.414 | -1467.265 | -1513.514 | -1553.934 | -1591.086 | -1624.839 | -1656.145 | -1685.796 | -1713.707 | -1739.474 | -1761.764 | -1782.259 | -1802.372 | -1820.66 | -1837.838 | -1853.787 | -1868.454 | -1882.331 | -1895.339 | -1907.757 | -1904.243
Northwest | Commercial | Average | September | All | LDCECC/TDEF | Electric Load with Losses, Net of Cogeneration | MW | -0.503 | 8.549 | 5.736 | 8.136 | 23.002 | 46.057 | 21.016 | 24.518 | -51.779 | -130.214 | -157.931 | -226.401 | -302.34 | -342.877 | -397.334 | -435.494 | -362.297 | -306.939 | -284.508 | -326.948 | -375.782 | -400.699 | -444.425 | -492.783 | -533.715 | -595.622 | -651.025 | -700.527 | -744.434 | -783.749 | -856.921 | -921.588 | -980.603 | -1035.473 | -1087.84 | -1134.392 | -1174.884 | -1215.582 | -1251.9 | -1285.897 | -1315.395 | -1342.704 | -1367.46 | -1390.691 | -1412.593 | -1433.623 | -1452.857 | -1469.633 | -1485.009 | -1500.371 | -1514.305 | -1527.53 | -1539.95 | -1551.44 | -1562.479 | -1572.951 | -1582.969 | -1579.806
Northwest | Commercial | Average | October | All | LDCECC/TDEF | Electric Load with Losses, Net of Cogeneration | MW | -1.821 | -3.071 | -14.709 | -15.861 | -15.144 | -8.288 | -27.045 | -29.379 | -116.382 | -203.374 | -251.337 | -302.568 | -372.497 | -420.959 | -468.255 | -516.446 | -443.143 | -381.637 | -379.007 | -389.102 | -414.701 | -425.24 | -452.172 | -489.853 | -518.577 | -556.167 | -589.225 | -619.169 | -645.298 | -668.612 | -706.176 | -738.978 | -769.072 | -797.289 | -824.697 | -848.893 | -869.557 | -891.591 | -910.811 | -929.201 | -944.915 | -959.689 | -973.05 | -985.899 | -997.837 | -1009.833 | -1020.627 | -1030.071 | -1038.705 | -1047.698 | -1055.738 | -1063.547 | -1071.047 | -1078.016 | -1084.93 | -1091.638 | -1098.036 | -1095.594
Northwest | Commercial | Average | November | All | LDCECC/TDEF | Electric Load with Losses, Net of Cogeneration | MW | -4.137 | -8.553 | -22.511 | -28.14 | -30.541 | -28.921 | -46.804 | -53.596 | -145.286 | -240.048 | -296.445 | -347.027 | -418.319 | -468.517 | -518.853 | -569.398 | -494.744 | -431.968 | -431.554 | -436.044 | -457.848 | -465.168 | -492.757 | -522.924 | -552.085 | -582.935 | -609.376 | -633.491 | -654.157 | -672.395 | -697.804 | -719.709 | -739.922 | -759.035 | -777.951 | -794.506 | -808.349 | -824.09 | -837.478 | -850.619 | -861.699 | -872.3 | -881.905 | -891.365 | -899.996 | -909.071 | -917.131 | -924.137 | -930.561 | -937.532 | -943.656 | -949.734 | -955.698 | -961.241 | -966.897 | -972.502 | -977.818 | -975.672
Northwest | Commercial | Average | December | All | LDCECC/TDEF | Electric Load with Losses, Net of Cogeneration | MW | -6.749 | -11.925 | -26.833 | -34.702 | -38.416 | -38.355 | -56.793 | -65.08 | -155.78 | -250.158 | -305.638 | -354.937 | -426.198 | -477.173 | -528.006 | -580.824 | -508.108 | -447.766 | -450.678 | -454.406 | -476.579 | -481.516 | -512.48 | -547.096 | -572.716 | -601.075 | -624.496 | -645.852 | -663.838 | -679.477 | -699.509 | -716.6 | -732.445 | -747.493 | -762.594 | -775.671 | -786.422 | -799.323 | -810.023 | -820.764 | -829.784 | -838.491 | -846.448 | -854.418 | -861.56 | -869.345 | -876.242 | -882.161 | -887.64 | -893.771 | -899.065 | -904.411 | -909.747 | -914.674 | -919.814 | -925.004 | -929.889 | -927.976
Northwest | Commercial | Minimum | Annual | All | LDCECC/TDEF | Electric Load with Losses, Net of Cogeneration | MW | -0.744 | -5.037 | -8.375 | -10.901 | -10.68 | -19.404 | -20.056 | -22.403 | -64.681 | -109.929 | -145.426 | -168.619 | -197.648 | -225.037 | -251.594 | -278.505 | -242.349 | -223.859 | -234.812 | -250.829 | -275.165 | -289.526 | -312.278 | -337.489 | -365.861 | -397.595 | -425.931 | -451.678 | -474.526 | -495.124 | -521.209 | -544.339 | -565.785 | -586.229 | -606.41 | -624.597 | -640.18 | -657.047 | -672.058 | -686.622 | -699.261 | -711.489 | -722.685 | -733.603 | -743.949 | -754.36 | -763.772 | -772.359 | -780.35 | -788.678 | -795.248 | -800.255 | -805.174 | -809.388 | -813.785 | -818.074 | -821.597 | -819.443
Northwest | Commercial | Minimum | January | All | LDCECC/TDEF | Electric Load with Losses, Net of Cogeneration | MW | -5.565 | -7.413 | -14.476 | -19.841 | -22.156 | -22.569 | -33.064 | -38.775 | -84.48 | -133.365 | -160.665 | -187.758 | -229.156 | -259.854 | -292.33 | -323.145 | -286.398 | -272.418 | -291.166 | -311.286 | -341.383 | -357.334 | -388.829 | -416.645 | -450.56 | -482.23 | -509.388 | -534.153 | -555.436 | -574.37 | -594.237 | -611.503 | -627.776 | -643.483 | -659.36 | -673.449 | -685.397 | -699.582 | -711.708 | -723.967 | -734.603 | -745.069 | -754.788 | -764.579 | -773.537 | -783.263 | -792.023 | -799.923 | -807.368 | -815.489 | -822.827 | -830.222 | -837.648 | -844.747 | -852.059 | -859.435 | -866.533 | -867.112
Northwest | Commercial | Minimum | February | All | LDCECC/TDEF | Electric Load with Losses, Net of Cogeneration | MW | -2.939 | -5.214 | -11.66 | -15.534 | -17.761 | -18.505 | -26.777 | -30.843 | -72.516 | -116.275 | -142.506 | -166.071 | -202.389 | -229.69 | -256.123 | -283.263 | -249.616 | -235.131 | -250.638 | -267.416 | -292.558 | -306.806 | -330.466 | -354.115 | -384.18 | -412.806 | -437.774 | -460.63 | -480.491 | -498.335 | -517.07 | -533.388 | -548.717 | -563.501 | -578.362 | -591.644 | -602.909 | -616.065 | -627.424 | -638.806 | -648.611 | -658.319 | -667.209 | -676.138 | -684.356 | -693.145 | -701.004 | -708.178 | -714.829 | -722.038 | -728.608 | -735.164 | -741.71 | -748.019 | -754.441 | -760.872 | -767.105 | -767.486
Northwest | Commercial | Minimum | March | All | LDCECC/TDEF | Electric Load with Losses, Net of Cogeneration | MW | -2.392 | -4.868 | -12.277 | -16.15 | -18.526 | -19.005 | -28.391 | -32.757 | -78.582 | -126.858 | -155.251 | -181.441 | -221.327 | -251.661 | -279.927 | -310.345 | -272.963 | -255.075 | -270.023 | -288.419 | -314.61 | -329.411 | -354.239 | -380.512 | -411.888 | -443.088 | -470.567 | -495.72 | -517.666 | -537.417 | -559.052 | -577.967 | -595.711 | -612.809 | -629.972 | -645.343 | -658.429 | -673.482 | -686.57 | -699.602 | -710.849 | -721.908 | -732.037 | -742.163 | -751.546 | -761.487 | -770.404 | -778.543 | -786.102 | -794.233 | -801.662 | -809.054 | -816.403 | -823.49 | -830.672 | -837.835 | -844.778 | -845.113
Northwest | Commercial | Minimum | April | All | LDCECC/TDEF | Electric Load with Losses, Net of Cogeneration | MW | -2.74 | -5.037 | -12.118 | -16.161 | -18.743 | -19.404 | -28.767 | -33.092 | -75.513 | -119.362 | -145.426 | -168.619 | -205.167 | -231.97 | -258.116 | -285.713 | -251.308 | -234.215 | -246.885 | -260.105 | -282.831 | -294.926 | -317.929 | -337.489 | -365.693 | -392.009 | -415.008 | -436.053 | -454.403 | -470.888 | -488.873 | -504.609 | -519.379 | -533.616 | -547.942 | -560.748 | -571.634 | -584.212 | -595.129 | -606.028 | -615.452 | -624.708 | -633.232 | -641.749 | -649.643 | -658.002 | -665.519 | -672.347 | -678.725 | -685.595 | -691.845 | -698.082 | -704.287 | -710.244 | -716.304 | -722.354 | -728.196 | -728.461
Northwest | Commercial | Minimum | May | All | LDCECC/TDEF | Electric Load with Losses, Net of Cogeneration | MW | -0.744 | -2.047 | -8.375 | -10.901 | -10.68 | -10.454 | -20.056 | -22.403 | -64.681 | -109.929 | -135.044 | -160.164 | -197.648 | -225.037 | -251.594 | -278.505 | -242.349 | -223.859 | -234.812 | -250.829 | -275.165 | -289.526 | -312.278 | -336.69 | -365.861 | -397.595 | -425.931 | -451.678 | -474.526 | -495.124 | -521.209 | -544.339 | -565.785 | -586.229 | -606.41 | -624.597 | -640.18 | -657.047 | -672.058 | -686.622 | -699.261 | -711.489 | -722.685 | -733.603 | -743.949 | -754.36 | -763.772 | -772.359 | -780.35 | -788.678 | -796.368 | -803.88 | -811.217 | -818.304 | -825.323 | -832.209 | -838.916 | -838.946
Northwest | Commercial | Minimum | June | All | LDCECC/TDEF | Electric Load with Losses, Net of Cogeneration | MW | -0.733 | -1.76 | -8.352 | -10.357 | -11.336 | -8.991 | -20.297 | -20.429 | -70.893 | -117.026 | -142.861 | -172.805 | -216.744 | -243.328 | -272.428 | -302.559 | -261.285 | -236.72 | -245.098 | -260.541 | -282.538 | -297.283 | -317.721 | -344.085 | -371.904 | -404.163 | -433.021 | -459.132 | -482.381 | -503.27 | -532.187 | -557.869 | -581.555 | -604.023 | -626.061 | -645.894 | -662.939 | -680.969 | -697.105 | -712.618 | -726.094 | -738.977 | -750.799 | -762.194 | -773.048 | -783.782 | -793.541 | -802.328 | -810.523 | -818.967 | -826.741 | -834.294 | -841.61 | -848.642 | -855.561 | -862.298 | -868.834 | -868.463
Northwest | Commercial | Minimum | July | All | LDCECC/TDEF | Electric Load with Losses, Net of Cogeneration | MW | -0.316 | 1.583 | -3.037 | -0.936 | -1.723 | 6.389 | -7.518 | -6.909 | -51.795 | -90.721 | -112.878 | -142.009 | -184.139 | -212.862 | -236.972 | -268.538 | -228.777 | -209.264 | -224.342 | -243.341 | -270.877 | -291.51 | -318.602 | -348.151 | -381.973 | -422.798 | -459.641 | -492.887 | -522.633 | -549.368 | -588.809 | -623.99 | -656.354 | -686.996 | -716.833 | -743.707 | -766.91 | -790.882 | -812.541 | -833.145 | -851.105 | -868.189 | -883.795 | -898.715 | -912.997 | -926.901 | -939.62 | -951.105 | -961.786 | -972.643 | -982.705 | -992.39 | -1001.703 | -1010.669 | -1019.385 | -1027.809 | -1036.017 | -1035.708
Northwest | Commercial | Minimum | August | All | LDCECC/TDEF | Electric Load with Losses, Net of Cogeneration | MW | -0.118 | 2.621 | -2.083 | 1.87 | 6.496 | 13.149 | 2.516 | 1.578 | -41.87 | -89.4 | -109.135 | -137.307 | -181.931 | -218.394 | -244.527 | -269.511 | -234.599 | -206.145 | -211.884 | -236.785 | -272.398 | -295.326 | -325.442 | -360.172 | -394.162 | -439.847 | -481.213 | -518.35 | -551.63 | -581.49 | -629.145 | -671.651 | -710.633 | -747.336 | -782.856 | -814.848 | -842.669 | -870.9 | -896.461 | -920.621 | -941.76 | -961.629 | -979.839 | -997.101 | -1013.638 | -1029.588 | -1044.26 | -1057.326 | -1069.504 | -1081.758 | -1093.082 | -1103.939 | -1114.31 | -1124.23 | -1133.828 | -1143.054 | -1152.002 | -1151.361
Northwest | Commercial | Minimum | September | All | LDCECC/TDEF | Electric Load with Losses, Net of Cogeneration | MW | -0.246 | 1.362 | -2.643 | -3.963 | -0.699 | 5.488 | -5.892 | -6.807 | -47.549 | -90.288 | -110.146 | -142.313 | -182.695 | -208.374 | -237.131 | -260.935 | -224.835 | -206.687 | -211.277 | -240.086 | -273.314 | -292.422 | -320.918 | -350.208 | -384.278 | -424.864 | -461.439 | -494.492 | -523.994 | -550.562 | -588.657 | -622.582 | -653.877 | -683.506 | -712.421 | -738.487 | -761.019 | -784.564 | -805.723 | -825.965 | -843.615 | -860.432 | -875.818 | -890.624 | -904.731 | -918.641 | -931.307 | -942.787 | -953.459 | -964.375 | -974.475 | -984.251 | -993.695 | -1002.767 | -1011.652 | -1020.281 | -1028.671 | -1028.561
Northwest | Commercial | Minimum | October | All | LDCECC/TDEF | Electric Load with Losses, Net of Cogeneration | MW | -1.468 | -3.695 | -10.645 | -13.905 | -15.827 | -15.461 | -25.078 | -28.749 | -73.369 | -119.607 | -146.032 | -172.211 | -210.643 | -239.322 | -266.556 | -294.231 | -257.724 | -237.915 | -249.648 | -266.257 | -291.366 | -303.981 | -326.343 | -351.907 | -380.914 | -411.428 | -438.531 | -463.253 | -485.028 | -504.654 | -527.926 | -548.437 | -567.561 | -585.882 | -604.125 | -620.523 | -634.532 | -650.132 | -663.871 | -677.361 | -689.04 | -700.415 | -710.838 | -721.124 | -730.777 | -740.728 | -749.691 | -757.87 | -765.481 | -773.531 | -780.923 | -788.214 | -795.396 | -802.321 | -809.264 | -816.128 | -822.792 | -822.937
Northwest | Commercial | Minimum | November | All | LDCECC/TDEF | Electric Load with Losses, Net of Cogeneration | MW | -3.642 | -6.094 | -12.694 | -17.526 | -19.858 | -20.69 | -30.263 | -35.801 | -78.746 | -124.883 | -152.048 | -176.662 | -214.596 | -242.323 | -270.06 | -296.583 | -262.892 | -246.229 | -259.84 | -275.583 | -300.6 | -314.271 | -339.54 | -360.637 | -391.119 | -419.381 | -444.063 | -466.642 | -486.262 | -503.86 | -522.806 | -539.337 | -554.863 | -569.822 | -584.875 | -598.309 | -609.716 | -622.987 | -634.452 | -645.934 | -655.842 | -665.594 | -674.561 | -683.546 | -691.827 | -700.665 | -708.586 | -715.777 | -722.478 | -729.726 | -736.308 | -742.887 | -749.446 | -755.743 | -762.163 | -768.586 | -774.785 | -775.068
Northwest | Commercial | Minimum | December | All | LDCECC/TDEF | Electric Load with Losses, Net of Cogeneration | MW | -5.051 | -7.111 | -13.422 | -18.126 | -20.241 | -20.802 | -29.973 | -34.952 | -76.684 | -121.21 | -146.736 | -170.631 | -208.373 | -236.564 | -264.821 | -293.323 | -260.718 | -247.688 | -264.049 | -280.622 | -307.196 | -320.595 | -350.692 | -375.961 | -403.913 | -431.281 | -454.534 | -475.744 | -493.892 | -509.99 | -526.613 | -541.001 | -554.567 | -567.668 | -580.94 | -592.7 | -602.63 | -614.575 | -624.718 | -635.022 | -643.945 | -652.757 | -660.935 | -669.206 | -676.732 | -684.967 | -692.374 | -699.044 | -705.32 | -712.212 | -718.424 | -724.697 | -731.016 | -737.055 | -743.292 | -749.607 | -755.683 | -756.132
Area | Sector | Day | Month | Enduse | Variable | Descriptor | Units | 1993 | 1994 | 1995 | 1996 | 1997 | 1998 | 1999 | 2000 | 2001 | 2002 | 2003 | 2004 | 2005 | 2006 | 2007 | 2008 | 2009 | 2010 | 2011 | 2012 | 2013 | 2014 | 2015 | 2016 | 2017 | 2018 | 2019 | 2020 | 2021 | 2022 | 2023 | 2024 | 2025 | 2026 | 2027 | 2028 | 2029 | 2030 | 2031 | 2032 | 2033 | 2034 | 2035 | 2036 | 2037 | 2038 | 2039 | 2040 | 2041 | 2042 | 2043 | 2044 | 2045 | 2046 | 2047 | 2048 | 2049 | 2050
Northwest | Industrial | Peak | Annual | All | LDCECC/TDEF | Electric Load with Losses, Net of Cogeneration | MW | -31.4 | -61.204 | -93.594 | -110.378 | -139.878 | -170.29 | -192.29 | -213.562 | -215.675 | -199.776 | -244.188 | -277.083 | -305.502 | -302.18 | -293.327 | -286.116 | -278.073 | -330.759 | -386.282 | -418.113 | -467.304 | -489.569 | -541.291 | -652.563 | -681.214 | -703.626 | -718.798 | -729.518 | -739.321 | -747.463 | -754.146 | -760.327 | -766.226 | -769.446 | -769.345 | -768.556 | -767.494 | -765.376 | -762.944 | -761.308 | -758.478 | -754.718 | -750.39 | -743.152 | -737.494 | -729.718 | -722.107 | -715.782 | -708.332 | -701.774 | -694.221 | -687.382 | -680.464 | -677.106 | -674.027 | -670.976 | -668.054 | -665.204
Northwest | Industrial | Peak | January | All | LDCECC/TDEF | Electric Load with Losses, Net of Cogeneration | MW | -31.4 | -61.204 | -93.594 | -110.378 | -139.878 | -170.29 | -192.29 | -213.562 | -215.675 | -199.776 | -244.188 | -277.083 | -305.502 | -302.18 | -293.327 | -286.116 | -278.073 | -330.759 | -386.282 | -418.113 | -467.304 | -489.569 | -541.291 | -652.563 | -681.214 | -703.626 | -718.798 | -729.518 | -739.321 | -747.463 | -754.146 | -760.327 | -766.226 | -769.446 | -769.345 | -768.556 | -767.494 | -765.376 | -762.944 | -761.308 | -758.478 | -754.718 | -750.39 | -743.152 | -737.494 | -729.718 | -722.107 | -715.782 | -708.332 | -701.774 | -694.221 | -687.382 | -680.464 | -677.106 | -674.027 | -670.976 | -668.054 | -665.204
Northwest | Industrial | Peak | February | All | LDCECC/TDEF | Electric Load with Losses, Net of Cogeneration | MW | -30.461 | -59.449 | -91.366 | -108.33 | -136.673 | -165.725 | -186.231 | -207.394 | -208.113 | -193.686 | -237.233 | -268.687 | -296.21 | -293.018 | -285.65 | -278.33 | -269.421 | -320.052 | -373.456 | -404.982 | -453.244 | -473.576 | -526.121 | -631.189 | -659.179 | -681.046 | -695.844 | -706.147 | -715.489 | -723.328 | -729.734 | -735.631 | -741.217 | -744.356 | -744.364 | -743.652 | -742.6 | -740.515 | -738.128 | -736.458 | -733.683 | -729.975 | -725.745 | -718.743 | -713.217 | -705.666 | -698.28 | -692.109 | -684.855 | -678.427 | -671.083 | -664.411 | -657.66 | -654.385 | -651.363 | -648.363 | -645.496 | -642.693
Northwest | Industrial | Peak | March | All | LDCECC/TDEF | Electric Load with Losses, Net of Cogeneration | MW | -29.107 | -56.73 | -87.369 | -103.805 | -131.31 | -158.377 | -177.743 | -197.925 | -198.914 | -184.78 | -226.731 | -256.815 | -282.797 | -279.674 | -272.418 | -265.57 | -257.068 | -305.177 | -355.82 | -385.318 | -430.294 | -451.81 | -497.813 | -595.873 | -622.386 | -642.962 | -656.795 | -666.455 | -675.327 | -682.803 | -688.932 | -694.599 | -699.869 | -702.848 | -702.909 | -702.262 | -701.254 | -699.254 | -697.016 | -695.359 | -692.676 | -689.131 | -685.069 | -678.429 | -673.178 | -665.961 | -658.911 | -652.984 | -646.066 | -639.924 | -632.908 | -626.529 | -620.07 | -616.888 | -613.947 | -611.017 | -608.208 | -605.46
Northwest | Industrial | Peak | April | All | LDCECC/TDEF | Electric Load with Losses, Net of Cogeneration | MW | -28.231 | -55.407 | -85.112 | -100.765 | -127.949 | -154.244 | -173.228 | -193.463 | -195.185 | -181.124 | -221.062 | -250.484 | -275.959 | -272.994 | -265.517 | -258.79 | -250.996 | -297.859 | -347.654 | -376.383 | -420.426 | -440.909 | -487.085 | -585.106 | -610.943 | -631.095 | -644.679 | -654.193 | -662.893 | -670.251 | -676.321 | -681.868 | -687.081 | -689.961 | -689.968 | -689.268 | -688.224 | -686.217 | -683.966 | -682.285 | -679.575 | -676.042 | -672.022 | -665.414 | -660.159 | -652.935 | -645.874 | -639.898 | -632.986 | -626.795 | -619.766 | -613.344 | -606.843 | -603.52 | -600.435 | -597.364 | -594.407 | -591.51
Northwest | Industrial | Peak | May | All | LDCECC/TDEF | Electric Load with Losses, Net of Cogeneration | MW | -22.188 | -43.38 | -66.008 | -76.772 | -97.187 | -119.416 | -134.654 | -150.804 | -153.815 | -143.08 | -171.859 | -195.231 | -216.006 | -214.025 | -207.367 | -201.976 | -197.34 | -235.068 | -274.252 | -296.052 | -331.164 | -347.708 | -383.951 | -465.058 | -484.636 | -499.987 | -510.556 | -517.817 | -524.125 | -529.548 | -533.918 | -537.952 | -541.712 | -543.746 | -543.489 | -542.828 | -541.817 | -540.074 | -538.116 | -536.782 | -534.538 | -531.721 | -528.61 | -523.294 | -519.008 | -513.4 | -507.743 | -502.865 | -497.3 | -492.2 | -486.65 | -481.472 | -476.242 | -473.31 | -470.606 | -467.907 | -465.314 | -462.749
Northwest | Industrial | Peak | June | All | LDCECC/TDEF | Electric Load with Losses, Net of Cogeneration | MW | -21.959 | -43.581 | -65.516 | -73.627 | -93.326 | -116.579 | -132.18 | -149.095 | -155.545 | -144.6 | -168.859 | -192.431 | -213.634 | -211.969 | -203.685 | -197.928 | -195.889 | -234.22 | -275.536 | -297.985 | -335.83 | -347.718 | -395.194 | -489.755 | -508.969 | -524.183 | -535.408 | -542.78 | -548.695 | -554.083 | -558.427 | -562.465 | -566.298 | -568.341 | -567.924 | -567.257 | -566.07 | -564.216 | -562.111 | -560.768 | -558.377 | -555.495 | -552.528 | -546.964 | -542.31 | -536.596 | -530.599 | -525.279 | -519.285 | -513.616 | -507.742 | -502.104 | -496.431 | -492.898 | -489.644 | -486.395 | -483.278 | -480.167
Northwest | Industrial | Peak | July | All | LDCECC/TDEF | Electric Load with Losses, Net of Cogeneration | MW | -18.783 | -37.305 | -55.914 | -62.217 | -78.721 | -100.578 | -114.956 | -127.696 | -132.302 | -122.413 | -144.326 | -165.004 | -183.494 | -182.327 | -175.159 | -170.665 | -169.086 | -202.836 | -238.712 | -258.761 | -292.519 | -299.833 | -345.163 | -430.879 | -447.744 | -460.923 | -470.816 | -477.409 | -482.653 | -487.38 | -491.143 | -494.728 | -498.204 | -499.978 | -499.522 | -498.847 | -497.759 | -496.104 | -494.196 | -493.002 | -490.874 | -488.259 | -485.569 | -480.567 | -476.355 | -471.202 | -465.812 | -461.118 | -455.753 | -450.736 | -445.487 | -440.469 | -435.427 | -432.301 | -429.417 | -426.543 | -423.779 | -421.02
Northwest | Industrial | Peak | August | All | LDCECC/TDEF | Electric Load with Losses, Net of Cogeneration | MW | -21.629 | -42.57 | -64.042 | -72.07 | -90.666 | -114.142 | -130.043 | -144.971 | -150.605 | -139.56 | -165.129 | -188.492 | -209.104 | -207.315 | -199.103 | -193.781 | -191.669 | -229.672 | -271.067 | -294.288 | -332.523 | -341.933 | -392.81 | -488.762 | -508.109 | -522.75 | -533.605 | -540.755 | -546.49 | -551.726 | -555.83 | -559.857 | -563.569 | -565.524 | -564.982 | -564.235 | -562.992 | -561.065 | -558.9 | -557.471 | -554.993 | -552.065 | -548.939 | -543.282 | -538.533 | -532.773 | -526.719 | -521.386 | -515.314 | -509.622 | -503.678 | -497.995 | -492.273 | -488.762 | -485.511 | -482.278 | -479.162 | -476.069
Northwest | Industrial | Peak | September | All | LDCECC/TDEF | Electric Load with Losses, Net of Cogeneration | MW | -21.651 | -42.456 | -63.562 | -71.657 | -90.125 | -113.515 | -129.613 | -144.579 | -150.545 | -139.515 | -165.022 | -188.387 | -209.047 | -206.98 | -198.542 | -193.153 | -191.106 | -229.039 | -270.941 | -294.458 | -332.953 | -342.798 | -393.658 | -490.942 | -510.573 | -525.288 | -536.031 | -543.174 | -548.975 | -554.123 | -558.103 | -562.046 | -565.724 | -567.612 | -566.918 | -566.097 | -564.871 | -562.97 | -560.821 | -559.513 | -557.151 | -554.398 | -551.436 | -545.987 | -541.554 | -536.111 | -530.401 | -525.44 | -519.729 | -514.44 | -508.842 | -503.55 | -498.229 | -495.214 | -492.459 | -489.745 | -487.157 | -484.608
Northwest | Industrial | Peak | October | All | LDCECC/TDEF | Electric Load with Losses, Net of Cogeneration | MW | -28.211 | -55.472 | -85.57 | -100.898 | -126.311 | -153.346 | -172.126 | -191.975 | -192.592 | -179.749 | -219.497 | -248.395 | -273.878 | -270.844 | -264.097 | -256.836 | -248.887 | -295.821 | -347.568 | -379.455 | -427.686 | -439.125 | -504.058 | -610.682 | -637.411 | -657.684 | -671.871 | -681.381 | -689.578 | -696.84 | -702.665 | -708.123 | -713.229 | -716.181 | -716.194 | -715.566 | -714.458 | -712.379 | -710.038 | -708.336 | -705.551 | -702.018 | -698.033 | -691.303 | -685.78 | -678.633 | -671.471 | -665.398 | -658.301 | -651.867 | -644.753 | -638.178 | -631.536 | -628.166 | -625.027 | -621.926 | -618.951 | -616.042
Northwest | Industrial | Peak | November | All | LDCECC/TDEF | Electric Load with Losses, Net of Cogeneration | MW | -29.531 | -57.959 | -89.298 | -105.292 | -133.123 | -161.939 | -182.323 | -202.163 | -202.816 | -188.166 | -230.798 | -261.572 | -288.239 | -285.125 | -277.447 | -270.428 | -262.243 | -311.879 | -364.942 | -396.52 | -444.631 | -461.186 | -518.659 | -626.068 | -653.676 | -675.282 | -690.176 | -700.4 | -709.501 | -717.259 | -723.571 | -729.384 | -734.955 | -738.074 | -738.134 | -737.444 | -736.387 | -734.342 | -731.965 | -730.292 | -727.537 | -723.855 | -719.735 | -712.826 | -707.256 | -699.789 | -692.438 | -686.294 | -679.096 | -672.68 | -665.403 | -658.771 | -652.069 | -648.79 | -645.766 | -642.768 | -639.899 | -637.094
Northwest | Industrial | Peak | December | All | LDCECC/TDEF | Electric Load with Losses, Net of Cogeneration | MW | -26.634 | -52.24 | -80.067 | -94.246 | -119.311 | -145.74 | -164.23 | -182.406 | -183.309 | -170.289 | -208.107 | -235.974 | -260.39 | -257.669 | -250.811 | -244.455 | -237.093 | -282.001 | -329.447 | -357.407 | -400.553 | -417.359 | -465.78 | -561.507 | -586.264 | -605.841 | -619.181 | -628.424 | -636.717 | -643.624 | -649.239 | -654.378 | -659.352 | -662.064 | -661.957 | -661.208 | -660.18 | -658.273 | -656.046 | -654.536 | -652.044 | -648.669 | -644.926 | -638.678 | -633.722 | -626.972 | -620.364 | -614.86 | -608.39 | -602.651 | -596.096 | -590.144 | -584.13 | -581.202 | -578.507 | -575.834 | -573.285 | -570.786
Northwest | Industrial | Average | Annual | All | LDCECC/TDEF | Electric Load with Losses, Net of Cogeneration | MW | -24.286 | -47.822 | -72.957 | -84.924 | -107.54 | -131.132 | -148 | -165.514 | -168.976 | -156.72 | -188.828 | -214.379 | -236.636 | -234.161 | -226.613 | -220.608 | -215.52 | -256.539 | -301.085 | -326.55 | -366.47 | -380.992 | -428.469 | -521.972 | -544.17 | -561.435 | -573.503 | -581.761 | -588.993 | -595.264 | -600.389 | -605.137 | -609.631 | -612.097 | -611.952 | -611.332 | -610.349 | -608.559 | -606.531 | -605.14 | -602.742 | -599.724 | -596.369 | -590.541 | -585.832 | -579.645 | -573.429 | -568.108 | -561.966 | -556.377 | -550.213 | -544.496 | -538.722 | -535.624 | -532.761 | -529.919 | -527.188 | -524.5
Northwest | Industrial | Average | January | All | LDCECC/TDEF | Electric Load with Losses, Net of Cogeneration | MW | -26.793 | -52.343 | -80.019 | -94.263 | -119.713 | -145.299 | -163.862 | -182.713 | -185.246 | -171.661 | -208.75 | -236.826 | -261.122 | -258.328 | -250.563 | -244.287 | -237.665 | -282.572 | -329.805 | -356.421 | -397.883 | -418.329 | -460.032 | -554.032 | -578.202 | -597.346 | -610.3 | -619.443 | -627.812 | -634.777 | -640.539 | -645.807 | -650.836 | -653.594 | -653.54 | -652.896 | -651.999 | -650.2 | -648.134 | -646.748 | -644.328 | -641.127 | -637.476 | -631.306 | -626.48 | -619.843 | -613.33 | -607.868 | -601.492 | -595.831 | -589.366 | -583.485 | -577.533 | -574.557 | -571.828 | -569.111 | -566.511 | -563.962
Northwest | Industrial | Average | February | All | LDCECC/TDEF | Electric Load with Losses, Net of Cogeneration | MW | -25.866 | -50.681 | -77.694 | -91.588 | -115.907 | -140.415 | -158.213 | -176.292 | -178.252 | -165.343 | -201.565 | -228.498 | -251.767 | -248.946 | -241.756 | -235.529 | -228.84 | -271.993 | -318.437 | -345.447 | -386.876 | -403.501 | -450.319 | -543.694 | -567.529 | -586.159 | -598.897 | -607.771 | -615.812 | -622.605 | -628.198 | -633.346 | -638.251 | -640.968 | -640.933 | -640.311 | -639.401 | -637.612 | -635.564 | -634.136 | -631.703 | -628.517 | -624.89 | -618.798 | -613.954 | -607.393 | -600.932 | -595.494 | -589.13 | -583.453 | -577 | -571.108 | -565.149 | -562.148 | -559.372 | -556.613 | -553.965 | -551.369
Northwest | Industrial | Average | March | All | LDCECC/TDEF | Electric Load with Losses, Net of Cogeneration | MW | -26.607 | -52.06 | -79.931 | -94.37 | -119.829 | -144.528 | -162.693 | -181.239 | -183.598 | -169.931 | -207.473 | -235.274 | -258.986 | -256.062 | -248.448 | -242.203 | -235.363 | -279.605 | -326.882 | -353.882 | -395.268 | -414.772 | -458.036 | -551.546 | -575.781 | -594.703 | -607.543 | -616.53 | -624.782 | -631.754 | -637.525 | -642.845 | -647.836 | -650.611 | -650.625 | -650.012 | -649.078 | -647.243 | -645.174 | -643.665 | -641.149 | -637.869 | -634.128 | -627.913 | -622.967 | -616.215 | -609.581 | -603.963 | -597.438 | -591.608 | -584.982 | -578.925 | -572.798 | -569.665 | -566.761 | -563.868 | -561.081 | -558.349
Northwest | Industrial | Average | April | All | LDCECC/TDEF | Electric Load with Losses, Net of Cogeneration | MW | -25.359 | -49.94 | -76.451 | -89.913 | -114.521 | -138.214 | -155.638 | -173.997 | -176.827 | -163.687 | -198.59 | -225.24 | -248.161 | -245.466 | -237.928 | -231.858 | -225.712 | -268.052 | -313.572 | -339.371 | -379.26 | -397.437 | -440.144 | -531.71 | -554.871 | -573.058 | -585.438 | -594.116 | -602.03 | -608.738 | -614.311 | -619.388 | -624.214 | -626.849 | -626.819 | -626.193 | -625.26 | -623.475 | -621.461 | -620.005 | -617.568 | -614.418 | -610.86 | -604.876 | -600.112 | -593.597 | -587.191 | -581.75 | -575.467 | -569.82 | -563.431 | -557.577 | -551.654 | -548.575 | -545.721 | -542.876 | -540.139 | -537.448
Northwest | Industrial | Average | May | All | LDCECC/TDEF | Electric Load with Losses, Net of Cogeneration | MW | -22.643 | -44.577 | -67.645 | -78.287 | -99.514 | -121.626 | -137.33 | -154.554 | -159.116 | -147.681 | -175.902 | -199.859 | -220.983 | -218.858 | -211.292 | -205.62 | -201.639 | -240.097 | -281.066 | -303.442 | -339.615 | -356.077 | -394.99 | -481.164 | -501.176 | -517.035 | -528.091 | -535.695 | -542.317 | -548.047 | -552.763 | -557.055 | -561.13 | -563.337 | -563.127 | -562.53 | -561.584 | -559.899 | -557.987 | -556.738 | -554.505 | -551.736 | -548.697 | -543.289 | -538.945 | -533.252 | -527.487 | -522.493 | -516.807 | -511.573 | -505.891 | -500.577 | -495.212 | -492.191 | -489.416 | -486.649 | -483.993 | -481.364
Northwest | Industrial | Average | June | All | LDCECC/TDEF | Electric Load with Losses, Net of Cogeneration | MW | -22.541 | -44.666 | -67.689 | -77.623 | -98.35 | -120.511 | -135.916 | -153.645 | -159.004 | -147.923 | -174.656 | -198.465 | -219.68 | -217.627 | -209.903 | -203.939 | -200.54 | -238.907 | -280.844 | -304.107 | -341.892 | -355.25 | -401.345 | -492.803 | -512.914 | -528.591 | -539.807 | -547.284 | -553.527 | -559.147 | -563.717 | -567.932 | -571.881 | -574.039 | -573.784 | -573.188 | -572.126 | -570.342 | -568.352 | -567.017 | -564.68 | -561.877 | -558.87 | -553.399 | -548.901 | -543.204 | -537.326 | -532.161 | -526.321 | -520.854 | -515.071 | -509.588 | -504.06 | -500.832 | -497.856 | -494.894 | -492.052 | -489.236
Northwest | Industrial | Average | July | All | LDCECC/TDEF | Electric Load with Losses, Net of Cogeneration | MW | -20.822 | -41.448 | -62.582 | -71.002 | -90.022 | -111.964 | -127.201 | -142.296 | -147.118 | -136.143 | -161.399 | -183.906 | -203.745 | -202.008 | -194.368 | -189.191 | -186.604 | -222.86 | -262.731 | -285.229 | -321.728 | -330.771 | -379.616 | -470.856 | -489.897 | -504.534 | -515.23 | -522.446 | -528.418 | -533.794 | -538.144 | -542.242 | -546.158 | -548.22 | -547.906 | -547.289 | -546.263 | -544.58 | -542.679 | -541.433 | -539.212 | -536.535 | -533.67 | -528.412 | -524.062 | -518.577 | -512.92 | -508.013 | -502.404 | -497.196 | -491.648 | -486.399 | -481.114 | -478.038 | -475.204 | -472.392 | -469.687 | -467.008
Northwest | Industrial | Average | August | All | LDCECC/TDEF | Electric Load with Losses, Net of Cogeneration | MW | -22.442 | -44.198 | -66.8 | -75.967 | -95.705 | -118.755 | -134.754 | -150.897 | -156.556 | -145.166 | -172.153 | -196.123 | -217.156 | -215.083 | -206.798 | -201.154 | -198.455 | -237.212 | -279.928 | -303.899 | -342.723 | -353.74 | -404.252 | -500.547 | -520.705 | -535.89 | -546.973 | -554.307 | -560.319 | -565.805 | -570.15 | -574.376 | -578.236 | -580.32 | -579.909 | -579.243 | -578.085 | -576.205 | -574.123 | -572.726 | -570.284 | -567.428 | -564.32 | -558.702 | -554.037 | -548.292 | -542.284 | -537.008 | -531.006 | -525.395 | -519.497 | -513.884 | -508.23 | -504.888 | -501.805 | -498.746 | -495.804 | -492.894
Northwest | Industrial | Average | September | All | LDCECC/TDEF | Electric Load with Losses, Net of Cogeneration | MW | -24.106 | -47.286 | -71.759 | -82.447 | -103.661 | -127.723 | -144.761 | -161.858 | -167.046 | -154.925 | -185.149 | -210.618 | -232.823 | -230.294 | -221.814 | -215.721 | -212.08 | -253.267 | -299.078 | -325.207 | -366.624 | -378.326 | -432.45 | -533.252 | -555.234 | -571.807 | -583.732 | -591.652 | -598.263 | -604.206 | -608.921 | -613.465 | -617.635 | -619.913 | -619.511 | -618.793 | -617.618 | -615.636 | -613.425 | -611.929 | -609.324 | -606.256 | -602.845 | -596.816 | -591.831 | -585.646 | -579.229 | -573.632 | -567.225 | -561.275 | -554.932 | -548.945 | -542.907 | -539.455 | -536.258 | -533.09 | -530.04 | -527.035
Northwest | Industrial | Average | October | All | LDCECC/TDEF | Electric Load with Losses, Net of Cogeneration | MW | -25.298 | -50.218 | -77.171 | -90.14 | -113.245 | -137.066 | -154.325 | -172.738 | -175.361 | -163.031 | -197.175 | -223.326 | -246.069 | -243.244 | -236.044 | -229.342 | -223.436 | -265.649 | -313.885 | -343.165 | -387.632 | -395.454 | -459.945 | -563.039 | -587.213 | -605.687 | -618.96 | -627.833 | -635.418 | -642.245 | -647.847 | -653.05 | -658.024 | -660.889 | -660.973 | -660.516 | -659.62 | -657.865 | -655.857 | -654.444 | -651.975 | -648.887 | -645.44 | -639.31 | -634.243 | -627.751 | -621.185 | -615.575 | -609.028 | -603.052 | -596.484 | -590.377 | -584.215 | -581.005 | -578.017 | -575.067 | -572.232 | -569.456
Northwest | Industrial | Average | November | All | LDCECC/TDEF | Electric Load with Losses, Net of Cogeneration | MW | -25.208 | -49.686 | -76.204 | -89.497 | -113.465 | -137.706 | -155.158 | -172.904 | -174.862 | -162.107 | -197.28 | -223.692 | -246.586 | -243.881 | -236.764 | -230.604 | -224.236 | -266.575 | -312.537 | -339.436 | -380.717 | -395.33 | -444.693 | -538.926 | -562.477 | -580.921 | -593.645 | -602.398 | -610.184 | -616.832 | -622.281 | -627.267 | -632.058 | -634.701 | -634.667 | -634.034 | -633.09 | -631.307 | -629.251 | -627.813 | -625.407 | -622.262 | -618.753 | -612.789 | -607.994 | -601.56 | -595.2 | -589.837 | -583.595 | -577.991 | -571.667 | -565.879 | -560.03 | -557.087 | -554.368 | -551.672 | -549.087 | -546.554
Northwest | Industrial | Average | December | All | LDCECC/TDEF | Electric Load with Losses, Net of Cogeneration | MW | -23.908 | -47.035 | -72.01 | -84.63 | -107.349 | -130.662 | -147.112 | -164.09 | -165.683 | -153.938 | -187.087 | -212.104 | -234.034 | -231.57 | -225.136 | -219.286 | -212.979 | -253.19 | -295.988 | -320.883 | -359.482 | -375.181 | -418.077 | -504.48 | -526.583 | -544.163 | -556.156 | -564.452 | -571.891 | -578.115 | -583.213 | -587.837 | -592.315 | -594.758 | -594.668 | -594.012 | -593.086 | -591.372 | -589.379 | -588.026 | -585.769 | -582.751 | -579.422 | -573.803 | -569.343 | -563.274 | -557.313 | -552.304 | -546.462 | -541.237 | -535.313 | -529.909 | -524.448 | -521.724 | -519.215 | -516.721 | -514.339 | -511.998
Northwest | Industrial | Minimum | Annual | All | LDCECC/TDEF | Electric Load with Losses, Net of Cogeneration | MW | -17.955 | -36.257 | -53.675 | -61.053 | -76.563 | -93.987 | -106.927 | -122.205 | -128.027 | -119.458 | -139.129 | -158.068 | -175.378 | -173.092 | -166.199 | -160.799 | -158.911 | -188.895 | -227.264 | -250.533 | -286.698 | -287.657 | -348.014 | -440.665 | -458.838 | -471.295 | -480.241 | -486.385 | -491.491 | -496.064 | -499.663 | -503.143 | -506.515 | -508.067 | -507.161 | -506.239 | -505.072 | -503.32 | -501.417 | -500.218 | -498.032 | -495.781 | -493.205 | -488.48 | -484.802 | -480.078 | -475.187 | -470.954 | -466.043 | -461.48 | -456.552 | -451.927 | -447.268 | -444.867 | -442.639 | -440.488 | -438.434 | -436.454
Northwest | Industrial | Minimum | January | All | LDCECC/TDEF | Electric Load with Losses, Net of Cogeneration | MW | -25.975 | -50.78 | -77.658 | -92.672 | -117.662 | -140.963 | -159.057 | -177.104 | -178.933 | -165.286 | -203.263 | -230.378 | -253.334 | -250.085 | -242.727 | -236.716 | -229.486 | -272.136 | -319.161 | -346.519 | -387.291 | -405.29 | -449.856 | -542.187 | -566.725 | -585.393 | -597.728 | -606.616 | -615.025 | -621.944 | -627.69 | -633.025 | -638.057 | -640.77 | -640.696 | -640.01 | -639.218 | -637.51 | -635.619 | -634.24 | -631.894 | -628.865 | -625.17 | -619.206 | -614.64 | -608.132 | -601.873 | -596.728 | -590.618 | -585.32 | -579.013 | -573.384 | -567.678 | -565.09 | -562.696 | -560.337 | -558.067 | -555.88
Northwest | Industrial | Minimum | February | All | LDCECC/TDEF | Electric Load with Losses, Net of Cogeneration | MW | -25.628 | -50.242 | -77.281 | -92.12 | -116.609 | -139.527 | -157.247 | -174.74 | -176.055 | -162.695 | -200.572 | -227.154 | -249.531 | -246.253 | -239.164 | -233.097 | -225.822 | -267.869 | -314.932 | -342.974 | -384.307 | -399.155 | -448.99 | -542.254 | -566.761 | -585.361 | -597.887 | -606.733 | -614.974 | -621.903 | -627.636 | -632.984 | -638.025 | -640.816 | -640.87 | -640.287 | -639.518 | -637.848 | -635.982 | -634.59 | -632.247 | -629.218 | -625.58 | -619.646 | -614.993 | -608.522 | -602.247 | -597.06 | -590.903 | -585.519 | -579.189 | -573.505 | -567.749 | -565.112 | -562.663 | -560.248 | -557.926 | -555.683
Northwest | Industrial | Minimum | March | All | LDCECC/TDEF | Electric Load with Losses, Net of Cogeneration | MW | -27.519 | -53.855 | -82.999 | -99.037 | -125.756 | -150.002 | -168.846 | -187.542 | -189.198 | -174.547 | -215.431 | -244.046 | -267.878 | -264.374 | -256.567 | -250.219 | -242.45 | -287.525 | -337.406 | -366.595 | -409.664 | -428.157 | -476.305 | -573.497 | -599.456 | -619.222 | -632.453 | -641.825 | -650.652 | -658.068 | -664.23 | -669.979 | -675.333 | -678.323 | -678.456 | -677.881 | -677.078 | -675.311 | -673.362 | -671.859 | -669.371 | -666.148 | -662.287 | -656.022 | -651.118 | -644.24 | -637.585 | -632.061 | -625.552 | -619.85 | -613.155 | -607.14 | -601.047 | -598.24 | -595.639 | -593.067 | -590.589 | -588.194
Northwest | Industrial | Minimum | April | All | LDCECC/TDEF | Electric Load with Losses, Net of Cogeneration | MW | -23.259 | -45.913 | -70.278 | -83.37 | -106.066 | -126.752 | -142.742 | -159.756 | -162.071 | -149.915 | -182.775 | -207.039 | -227.697 | -224.853 | -218.015 | -212.37 | -206.291 | -244.495 | -287.287 | -312.185 | -349.524 | -364.395 | -407.776 | -493.399 | -515.406 | -532.245 | -543.559 | -551.604 | -559.11 | -565.415 | -570.678 | -575.523 | -580.131 | -582.643 | -582.649 | -582.109 | -581.386 | -579.862 | -578.175 | -576.949 | -574.846 | -572.157 | -568.971 | -563.655 | -559.548 | -553.747 | -548.129 | -543.459 | -537.964 | -533.13 | -527.479 | -522.39 | -517.237 | -514.851 | -512.65 | -510.479 | -508.398 | -506.384
Northwest | Industrial | Minimum | May | All | LDCECC/TDEF | Electric Load with Losses, Net of Cogeneration | MW | -21.727 | -43.061 | -64.843 | -75.125 | -95.57 | -115.923 | -131.159 | -148.597 | -154.193 | -143.002 | -169.392 | -192.432 | -212.71 | -210.336 | -202.586 | -196.887 | -193.397 | -229.858 | -270.869 | -293.557 | -329.607 | -343.944 | -386.243 | -474.368 | -494.274 | -509.535 | -520.08 | -527.466 | -534.007 | -539.601 | -544.234 | -548.487 | -552.567 | -554.709 | -554.371 | -553.758 | -552.896 | -551.325 | -549.578 | -548.513 | -546.458 | -544.032 | -541.287 | -536.248 | -532.373 | -527.137 | -521.864 | -517.348 | -512.144 | -507.41 | -502.17 | -497.325 | -492.435 | -489.936 | -487.667 | -485.43 | -483.301 | -481.222
Northwest | Industrial | Minimum | June | All | LDCECC/TDEF | Electric Load with Losses, Net of Cogeneration | MW | -20.911 | -41.807 | -62.903 | -72.027 | -91.248 | -110.892 | -125.121 | -142.87 | -149.285 | -139.012 | -162.495 | -184.537 | -204.277 | -202.106 | -194.494 | -188.559 | -185.862 | -220.986 | -261.585 | -284.345 | -320.925 | -331.412 | -380.177 | -470.944 | -490.181 | -504.763 | -515.211 | -522.232 | -528.122 | -533.426 | -537.782 | -541.809 | -545.632 | -547.694 | -547.376 | -546.844 | -545.925 | -544.344 | -542.609 | -541.536 | -539.487 | -537.161 | -534.636 | -529.763 | -525.906 | -520.926 | -515.775 | -511.268 | -506.137 | -501.349 | -496.253 | -491.447 | -486.603 | -483.992 | -481.618 | -479.28 | -477.058 | -474.878
Northwest | Industrial | Minimum | July | All | LDCECC/TDEF | Electric Load with Losses, Net of Cogeneration | MW | -17.955 | -36.257 | -53.675 | -61.053 | -76.563 | -93.987 | -106.927 | -122.205 | -128.027 | -119.458 | -139.129 | -158.068 | -175.378 | -173.092 | -166.199 | -160.799 | -158.911 | -188.895 | -227.264 | -250.533 | -286.698 | -287.657 | -348.014 | -440.665 | -458.838 | -471.295 | -480.241 | -486.385 | -491.491 | -496.064 | -499.663 | -503.143 | -506.515 | -508.067 | -507.161 | -506.239 | -505.072 | -503.32 | -501.417 | -500.218 | -498.032 | -495.781 | -493.205 | -488.48 | -484.802 | -480.078 | -475.187 | -470.954 | -466.043 | -461.48 | -456.552 | -451.927 | -447.268 | -444.867 | -442.639 | -440.488 | -438.434 | -436.454
Northwest | Industrial | Minimum | August | All | LDCECC/TDEF | Electric Load with Losses, Net of Cogeneration | MW | -22.859 | -45.512 | -68.372 | -77.74 | -97.906 | -119.859 | -135.82 | -154.156 | -161.715 | -150.272 | -175.979 | -200.168 | -221.541 | -219.047 | -210.112 | -203.781 | -201.534 | -240.204 | -285.792 | -311.689 | -353.025 | -361.81 | -420.924 | -525.748 | -546.944 | -562.403 | -573.714 | -581.224 | -587.414 | -593.116 | -597.689 | -602.129 | -606.226 | -608.405 | -607.909 | -607.259 | -606.133 | -604.278 | -602.266 | -600.98 | -598.578 | -595.959 | -593.055 | -587.535 | -583.092 | -577.543 | -571.714 | -566.591 | -560.741 | -555.263 | -549.496 | -544.018 | -538.503 | -535.453 | -532.662 | -529.923 | -527.309 | -524.749
Northwest | Industrial | Minimum | September | All | LDCECC/TDEF | Electric Load with Losses, Net of Cogeneration | MW | -23.701 | -46.837 | -70.758 | -81.401 | -102.499 | -125.037 | -141.743 | -159.724 | -166.144 | -154.041 | -182.885 | -207.903 | -229.671 | -226.885 | -218.084 | -211.786 | -208.536 | -248.518 | -295.019 | -321.622 | -363.286 | -373.876 | -430.903 | -534.247 | -556.383 | -572.743 | -584.463 | -592.339 | -599.015 | -604.993 | -609.798 | -614.428 | -618.716 | -621.026 | -620.604 | -619.935 | -618.875 | -617.023 | -614.988 | -613.675 | -611.242 | -608.491 | -605.367 | -599.652 | -595.065 | -589.253 | -583.233 | -578.017 | -572.005 | -566.454 | -560.473 | -554.866 | -549.211 | -546.195 | -543.428 | -540.709 | -538.109 | -535.57
Northwest | Industrial | Minimum | October | All | LDCECC/TDEF | Electric Load with Losses, Net of Cogeneration | MW | -25.792 | -51.506 | -79.114 | -92.766 | -116.688 | -139.542 | -157.225 | -176.517 | -180.051 | -166.902 | -201.917 | -228.551 | -251.277 | -247.968 | -240.111 | -233.116 | -227.261 | -269.683 | -320.587 | -351.742 | -397.965 | -404 | -475.12 | -584.517 | -609.897 | -628.849 | -642.447 | -651.624 | -659.605 | -666.812 | -672.791 | -678.386 | -683.735 | -686.806 | -686.968 | -686.589 | -685.827 | -684.177 | -682.318 | -681.009 | -678.6 | -675.689 | -672.316 | -666.223 | -661.268 | -654.799 | -648.292 | -642.776 | -636.286 | -630.41 | -623.842 | -617.788 | -611.674 | -608.711 | -605.962 | -603.267 | -600.686 | -598.183
Northwest | Industrial | Minimum | November | All | LDCECC/TDEF | Electric Load with Losses, Net of Cogeneration | MW | -24.915 | -49.228 | -75.819 | -90.142 | -114.263 | -136.597 | -153.805 | -171.244 | -172.592 | -159.502 | -196.125 | -222.067 | -243.991 | -240.839 | -233.934 | -227.853 | -220.838 | -261.868 | -308.384 | -336.328 | -377.474 | -390.051 | -442.871 | -536.602 | -560.771 | -579.186 | -591.729 | -600.469 | -608.462 | -615.278 | -620.921 | -626.128 | -631.089 | -633.846 | -633.948 | -633.395 | -632.627 | -630.993 | -629.144 | -627.761 | -625.457 | -622.492 | -619 | -613.204 | -608.6 | -602.258 | -596.085 | -590.952 | -584.907 | -579.57 | -573.357 | -567.755 | -562.087 | -559.474 | -557.05 | -554.662 | -552.366 | -550.148
Northwest | Industrial | Minimum | December | All | LDCECC/TDEF | Electric Load with Losses, Net of Cogeneration | MW | -22.532 | -44.417 | -68.111 | -81.19 | -102.874 | -123.374 | -139.008 | -154.777 | -155.565 | -144.057 | -177.281 | -200.712 | -220.751 | -217.907 | -212.019 | -206.533 | -199.805 | -236.865 | -278.527 | -303.677 | -340.803 | -353.161 | -398.863 | -481.878 | -503.805 | -520.56 | -531.763 | -539.675 | -547.018 | -553.108 | -558.131 | -562.758 | -567.2 | -569.591 | -569.529 | -568.886 | -568.122 | -566.576 | -564.822 | -563.533 | -561.423 | -558.661 | -555.386 | -550.094 | -545.971 | -540.166 | -534.58 | -529.982 | -524.517 | -519.748 | -514.097 | -509.045 | -503.931 | -501.628 | -499.487 | -497.38 | -495.356 | -493.404
Area | Sector | Day | Month | Enduse | Variable | Descriptor | Units | 1993 | 1994 | 1995 | 1996 | 1997 | 1998 | 1999 | 2000 | 2001 | 2002 | 2003 | 2004 | 2005 | 2006 | 2007 | 2008 | 2009 | 2010 | 2011 | 2012 | 2013 | 2014 | 2015 | 2016 | 2017 | 2018 | 2019 | 2020 | 2021 | 2022 | 2023 | 2024 | 2025 | 2026 | 2027 | 2028 | 2029 | 2030 | 2031 | 2032 | 2033 | 2034 | 2035 | 2036 | 2037 | 2038 | 2039 | 2040 | 2041 | 2042 | 2043 | 2044 | 2045 | 2046 | 2047 | 2048 | 2049 | 2050
Northwest | Irrigation | Peak | Annual | All | LDCECC/TDEF | Electric Load with Losses, Net of Cogeneration | MW | -16.083 | -44.285 | -54.152 | -81.654 | -97.339 | -92.237 | -109.622 | -124.273 | -158.141 | -175.355 | -154.575 | -164.832 | -157.702 | -161.949 | -195.168 | -201.922 | -197.494 | -181.206 | -211.33 | -247.308 | -265.99 | -276.943 | -306.284 | -296.34 | -296.519 | -303.822 | -313.605 | -318.493 | -327.475 | -336.861 | -344.366 | -350.437 | -355.033 | -357.428 | -358.77 | -361.401 | -362.797 | -365.4 | -367.102 | -367.753 | -369.21 | -370.789 | -372.501 | -374.081 | -375.415 | -376.432 | -377.336 | -379.249 | -380.429 | -381.292 | -381.633 | -382.156 | -382.503 | -384.193 | -385.846 | -387.523 | -389.19 | -390.902
Northwest | Irrigation | Peak | January | All | LDCECC/TDEF | Electric Load with Losses, Net of Cogeneration | MW | 0 | 0 | 0 | 0 | 0 | 0 | 0 | 0 | 0 | 0 | 0 | 0 | 0 | 0 | 0 | 0 | 0 | 0 | 0 | 0 | 0 | 0 | 0 | 0 | 0 | 0 | 0 | 0 | 0 | 0 | 0 | 0 | 0 | 0 | 0 | 0 | 0 | 0 | 0 | 0 | 0 | 0 | 0 | 0 | 0 | 0 | 0 | 0 | 0 | 0 | 0 | 0 | 0 | 0 | 0 | 0 | 0 | 0
Northwest | Irrigation | Peak | February | All | LDCECC/TDEF | Electric Load with Losses, Net of Cogeneration | MW | 0 | 0 | 0 | 0 | 0 | 0 | 0 | 0 | 0 | 0 | 0 | 0 | 0 | 0 | 0 | 0 | 0 | 0 | 0 | 0 | 0 | 0 | 0 | 0 | 0 | 0 | 0 | 0 | 0 | 0 | 0 | 0 | 0 | 0 | 0 | 0 | 0 | 0 | 0 | 0 | 0 | 0 | 0 | 0 | 0 | 0 | 0 | 0 | 0 | 0 | 0 | 0 | 0 | 0 | 0 | 0 | 0 | 0
Northwest | Irrigation | Peak | March | All | LDCECC/TDEF | Electric Load with Losses, Net of Cogeneration | MW | 0 | 0 | 0 | 0 | 0 | 0 | 0 | 0 | 0 | 0 | 0 | 0 | 0 | 0 | 0 | 0 | 0 | 0 | 0 | 0 | 0 | 0 | 0 | 0 | 0 | 0 | 0 | 0 | 0 | 0 | 0 | 0 | 0 | 0 | 0 | 0 | 0 | 0 | 0 | 0 | 0 | 0 | 0 | 0 | 0 | 0 | 0 | 0 | 0 | 0 | 0 | 0 | 0 | 0 | 0 | 0 | 0 | 0
Northwest | Irrigation | Peak | April | All | LDCECC/TDEF | Electric Load with Losses, Net of Cogeneration | MW | -3.7357 | -10.1296 | -12.1491 | -18.2145 | -21.9442 | -20.9226 | -24.9631 | -28.3122 | -36.73 | -40.7968 | -36.6883 | -39.929 | -37.1233 | -39.1293 | -47.3271 | -49.3436 | -46.9095 | -43.3711 | -50.9344 | -61.2953 | -65.6991 | -67.1852 | -72.9143 | -71.0908 | -70.9618 | -72.1619 | -74.1099 | -75.0103 | -76.4167 | -77.9341 | -79.031 | -79.8207 | -80.3488 | -80.371 | -80.2229 | -80.4528 | -80.4595 | -80.6008 | -80.5885 | -80.3236 | -80.2514 | -80.2821 | -80.4352 | -80.4481 | -80.3652 | -80.3361 | -80.3493 | -80.5629 | -80.695 | -80.7885 | -80.7365 | -80.7356 | -80.7023 | -80.7436 | -80.7751 | -80.8159 | -80.8495 | -80.8962
Northwest | Irrigation | Peak | May | All | LDCECC/TDEF | Electric Load with Losses, Net of Cogeneration | MW | -10.206 | -27.803 | -33.529 | -50.356 | -60.432 | -57.516 | -68.544 | -77.873 | -100.335 | -111.465 | -99.447 | -107.556 | -100.888 | -105.495 | -127.458 | -132.611 | -127.141 | -117.283 | -137.445 | -164.066 | -176.036 | -180.945 | -197.511 | -192.136 | -191.928 | -195.615 | -201.2 | -203.853 | -208.263 | -212.961 | -216.5 | -219.179 | -221.077 | -221.589 | -221.575 | -222.525 | -222.813 | -223.59 | -223.901 | -223.531 | -223.684 | -224.053 | -224.68 | -225.015 | -225.122 | -225.267 | -225.468 | -226.246 | -226.726 | -227.072 | -227.042 | -227.143 | -227.15 | -227.559 | -227.943 | -228.349 | -228.738 | -229.163
Northwest | Irrigation | Peak | June | All | LDCECC/TDEF | Electric Load with Losses, Net of Cogeneration | MW | -16.083 | -44.285 | -54.152 | -81.654 | -97.339 | -92.237 | -109.622 | -124.273 | -158.141 | -175.355 | -154.575 | -164.832 | -157.702 | -161.949 | -195.168 | -201.922 | -197.494 | -181.206 | -211.33 | -247.308 | -265.99 | -276.943 | -306.284 | -296.34 | -296.519 | -303.822 | -313.605 | -318.493 | -327.475 | -336.861 | -344.366 | -350.437 | -355.033 | -357.428 | -358.77 | -361.401 | -362.797 | -365.4 | -367.102 | -367.753 | -369.21 | -370.789 | -372.501 | -374.081 | -375.415 | -376.432 | -377.336 | -379.249 | -380.429 | -381.292 | -381.633 | -382.156 | -382.503 | -384.193 | -385.846 | -387.523 | -389.19 | -390.902
Northwest | Irrigation | Peak | July | All | LDCECC/TDEF | Electric Load with Losses, Net of Cogeneration | MW | -13.847 | -37.798 | -46.198 | -70.055 | -83.246 | -78.965 | -93.881 | -107.471 | -136.735 | -151.96 | -133.126 | -142.215 | -135.972 | -139.447 | -168.303 | -174.709 | -170.421 | -156.883 | -183.01 | -215.315 | -231.295 | -239.682 | -265.022 | -256.629 | -256.745 | -262.761 | -271.026 | -275.119 | -282.749 | -290.709 | -297.091 | -302.261 | -306.178 | -308.202 | -309.324 | -311.594 | -312.765 | -314.974 | -316.407 | -316.934 | -318.176 | -319.542 | -321.038 | -322.372 | -323.502 | -324.351 | -325.104 | -326.743 | -327.727 | -328.448 | -328.713 | -329.136 | -329.41 | -330.825 | -332.211 | -333.619 | -335.018 | -336.458
Northwest | Irrigation | Peak | August | All | LDCECC/TDEF | Electric Load with Losses, Net of Cogeneration | MW | -14.785 | -40.355 | -49.187 | -74.404 | -88.689 | -84.183 | -100.138 | -114.172 | -145.854 | -161.951 | -142.829 | -153.078 | -145.613 | -150.1 | -181.204 | -188.155 | -182.748 | -168.302 | -196.564 | -232.052 | -249.199 | -257.779 | -284.064 | -275.371 | -275.385 | -281.556 | -290.216 | -294.464 | -302.177 | -310.26 | -316.654 | -321.763 | -325.584 | -327.384 | -328.271 | -330.428 | -331.466 | -333.512 | -334.768 | -335.049 | -336.091 | -337.311 | -338.731 | -339.917 | -340.853 | -341.583 | -342.258 | -343.851 | -344.815 | -345.515 | -345.715 | -346.089 | -346.309 | -347.588 | -348.834 | -350.106 | -351.365 | -352.668
Northwest | Irrigation | Peak | September | All | LDCECC/TDEF | Electric Load with Losses, Net of Cogeneration | MW | -9.302 | -25.385 | -30.948 | -46.811 | -55.834 | -52.996 | -63.04 | -71.762 | -91.77 | -101.838 | -89.982 | -96.481 | -91.718 | -94.5916 | -114.199 | -118.571 | -115.121 | -106.027 | -123.848 | -146.244 | -157.04 | -162.433 | -178.929 | -173.465 | -173.467 | -177.339 | -182.783 | -185.451 | -190.281 | -195.347 | -199.347 | -202.538 | -204.922 | -206.033 | -206.571 | -207.912 | -208.553 | -209.821 | -210.594 | -210.754 | -211.391 | -212.144 | -213.025 | -213.757 | -214.33 | -214.779 | -215.197 | -216.189 | -216.791 | -217.227 | -217.347 | -217.578 | -217.711 | -218.501 | -219.272 | -220.058 | -220.836 | -221.643
Northwest | Irrigation | Peak | October | All | LDCECC/TDEF | Electric Load with Losses, Net of Cogeneration | MW | -2.7887 | -7.5578 | -9.0601 | -13.5879 | -16.354 | -15.5952 | -18.608 | -21.1645 | -27.421 | -30.4865 | -27.3394 | -29.7463 | -27.6711 | -29.1517 | -35.2608 | -36.7762 | -34.9653 | -32.3327 | -37.9678 | -45.7009 | -48.9841 | -50.0762 | -54.364 | -53.0056 | -52.911 | -53.8047 | -55.2568 | -55.9278 | -56.9815 | -58.1169 | -58.9401 | -59.5345 | -59.9333 | -59.9553 | -59.8496 | -60.0254 | -60.0333 | -60.1434 | -60.1382 | -59.9449 | -59.8958 | -59.9229 | -60.0406 | -60.0538 | -59.9963 | -59.9769 | -59.9882 | -60.1499 | -60.2493 | -60.32 | -60.2824 | -60.2828 | -60.259 | -60.293 | -60.3195 | -60.3531 | -60.3814 | -60.4194
Northwest | Irrigation | Peak | November | All | LDCECC/TDEF | Electric Load with Losses, Net of Cogeneration | MW | 0 | 0 | 0 | 0 | 0 | 0 | 0 | 0 | 0 | 0 | 0 | 0 | 0 | 0 | 0 | 0 | 0 | 0 | 0 | 0 | 0 | 0 | 0 | 0 | 0 | 0 | 0 | 0 | 0 | 0 | 0 | 0 | 0 | 0 | 0 | 0 | 0 | 0 | 0 | 0 | 0 | 0 | 0 | 0 | 0 | 0 | 0 | 0 | 0 | 0 | 0 | 0 | 0 | 0 | 0 | 0 | 0 | 0
Northwest | Irrigation | Peak | December | All | LDCECC/TDEF | Electric Load with Losses, Net of Cogeneration | MW | 0 | 0 | 0 | 0 | 0 | 0 | 0 | 0 | 0 | 0 | 0 | 0 | 0 | 0 | 0 | 0 | 0 | 0 | 0 | 0 | 0 | 0 | 0 | 0 | 0 | 0 | 0 | 0 | 0 | 0 | 0 | 0 | 0 | 0 | 0 | 0 | 0 | 0 | 0 | 0 | 0 | 0 | 0 | 0 | 0 | 0 | 0 | 0 | 0 | 0 | 0 | 0 | 0 | 0 | 0 | 0 | 0 | 0
Northwest | Irrigation | Average | Annual | All | LDCECC/TDEF | Electric Load with Losses, Net of Cogeneration | MW | -6.8079 | -18.6031 | -22.5622 | -33.9552 | -40.6744 | -38.6483 | -46.0117 | -52.1399 | -66.9786 | -74.297 | -66.1555 | -71.2319 | -67.2424 | -69.8821 | -84.3708 | -87.6158 | -84.5595 | -77.8817 | -91.1244 | -108.0723 | -116.0327 | -119.7699 | -131.298 | -127.4881 | -127.4201 | -130.0944 | -133.966 | -135.839 | -139.0771 | -142.5 | -145.141 | -147.196 | -148.694 | -149.264 | -149.448 | -150.247 | -150.573 | -151.29 | -151.672 | -151.599 | -151.875 | -152.264 | -152.787 | -153.161 | -153.399 | -153.609 | -153.827 | -154.446 | -154.828 | -155.103 | -155.137 | -155.255 | -155.306 | -155.729 | -156.135 | -156.555 | -156.966 | -157.399
Northwest | Irrigation | Average | January | All | LDCECC/TDEF | Electric Load with Losses, Net of Cogeneration | MW | 0 | 0 | 0 | 0 | 0 | 0 | 0 | 0 | 0 | 0 | 0 | 0 | 0 | 0 | 0 | 0 | 0 | 0 | 0 | 0 | 0 | 0 | 0 | 0 | 0 | 0 | 0 | 0 | 0 | 0 | 0 | 0 | 0 | 0 | 0 | 0 | 0 | 0 | 0 | 0 | 0 | 0 | 0 | 0 | 0 | 0 | 0 | 0 | 0 | 0 | 0 | 0 | 0 | 0 | 0 | 0 | 0 | 0
Northwest | Irrigation | Average | February | All | LDCECC/TDEF | Electric Load with Losses, Net of Cogeneration | MW | 0 | 0 | 0 | 0 | 0 | 0 | 0 | 0 | 0 | 0 | 0 | 0 | 0 | 0 | 0 | 0 | 0 | 0 | 0 | 0 | 0 | 0 | 0 | 0 | 0 | 0 | 0 | 0 | 0 | 0 | 0 | 0 | 0 | 0 | 0 | 0 | 0 | 0 | 0 | 0 | 0 | 0 | 0 | 0 | 0 | 0 | 0 | 0 | 0 | 0 | 0 | 0 | 0 | 0 | 0 | 0 | 0 | 0
Northwest | Irrigation | Average | March | All | LDCECC/TDEF | Electric Load with Losses, Net of Cogeneration | MW | -0.2601 | -0.7048 | -0.8464 | -1.2709 | -1.5301 | -1.4586 | -1.74 | -1.9735 | -2.5601 | -2.8425 | -2.5555 | -2.7799 | -2.5872 | -2.7232 | -3.2942 | -3.4348 | -3.2682 | -3.0224 | -3.5486 | -4.2683 | -4.5745 | -4.6786 | -5.0815 | -4.9531 | -4.9445 | -5.0289 | -5.1654 | -5.2285 | -5.3284 | -5.436 | -5.5142 | -5.571 | -5.6094 | -5.6125 | -5.6035 | -5.6208 | -5.6221 | -5.6333 | -5.6336 | -5.6163 | -5.6125 | -5.6157 | -5.6271 | -5.6291 | -5.6245 | -5.6232 | -5.6247 | -5.6403 | -5.6499 | -5.6566 | -5.6532 | -5.6535 | -5.6515 | -5.6553 | -5.6585 | -5.6623 | -5.6656 | -5.6699
Northwest | Irrigation | Average | April | All | LDCECC/TDEF | Electric Load with Losses, Net of Cogeneration | MW | -4.0227 | -10.9259 | -13.1445 | -19.7283 | -23.7465 | -22.6209 | -26.9744 | -30.5437 | -39.5679 | -43.91 | -39.4588 | -42.8479 | -39.9653 | -41.9936 | -50.7733 | -52.8841 | -50.4449 | -46.6023 | -54.6847 | -65.5924 | -70.3277 | -72.0728 | -78.3884 | -76.3553 | -76.2377 | -77.5965 | -79.7398 | -80.7415 | -82.3468 | -84.0702 | -85.3373 | -86.2698 | -86.9098 | -87.0031 | -86.9032 | -87.2009 | -87.2494 | -87.4621 | -87.5018 | -87.2704 | -87.2456 | -87.3222 | -87.5188 | -87.579 | -87.5405 | -87.544 | -87.5841 | -87.8445 | -88.0055 | -88.1197 | -88.0803 | -88.095 | -88.0736 | -88.1639 | -88.2439 | -88.3333 | -88.4156 | -88.5117
Northwest | Irrigation | Average | May | All | LDCECC/TDEF | Electric Load with Losses, Net of Cogeneration | MW | -12.409 | -33.936 | -41.081 | -61.697 | -74.023 | -70.36 | -83.789 | -94.783 | -121.934 | -135.24 | -120.745 | -130.187 | -122.603 | -127.762 | -154.242 | -160.165 | -154.275 | -142.071 | -166.324 | -197.515 | -212.065 | -218.777 | -239.436 | -232.611 | -232.445 | -237.225 | -244.215 | -247.582 | -253.296 | -259.36 | -263.992 | -267.56 | -270.134 | -271.02 | -271.225 | -272.564 | -273.069 | -274.242 | -274.82 | -274.571 | -274.952 | -275.56 | -276.433 | -277.014 | -277.333 | -277.64 | -277.984 | -279.043 | -279.701 | -280.176 | -280.206 | -280.392 | -280.456 | -281.129 | -281.771 | -282.438 | -283.088 | -283.778
Northwest | Irrigation | Average | June | All | LDCECC/TDEF | Electric Load with Losses, Net of Cogeneration | MW | -17.439 | -47.884 | -58.15 | -87.331 | -104.637 | -99.341 | -118.22 | -133.557 | -171.231 | -189.821 | -169.012 | -181.545 | -171.823 | -178.307 | -215.077 | -222.931 | -215.856 | -198.415 | -232.003 | -273.984 | -294.401 | -304.869 | -334.736 | -324.735 | -324.643 | -331.805 | -341.911 | -346.849 | -355.434 | -364.497 | -371.529 | -377.043 | -381.092 | -382.763 | -383.421 | -385.599 | -386.566 | -388.585 | -389.725 | -389.711 | -390.571 | -391.687 | -393.102 | -394.202 | -394.963 | -395.609 | -396.252 | -397.924 | -398.966 | -399.723 | -399.872 | -400.236 | -400.422 | -401.651 | -402.838 | -404.057 | -405.255 | -406.508
Northwest | Irrigation | Average | July | All | LDCECC/TDEF | Electric Load with Losses, Net of Cogeneration | MW | -16.099 | -43.982 | -53.501 | -80.724 | -96.469 | -91.602 | -109 | -123.797 | -158.596 | -175.957 | -156.003 | -167.544 | -158.814 | -164.331 | -198.379 | -205.952 | -199.485 | -183.693 | -214.716 | -253.934 | -272.682 | -281.876 | -309.877 | -300.6 | -300.538 | -307.098 | -316.418 | -320.963 | -329.034 | -337.526 | -344.169 | -349.417 | -353.299 | -354.984 | -355.71 | -357.848 | -358.818 | -360.806 | -361.963 | -362.054 | -362.968 | -364.111 | -365.514 | -366.621 | -367.434 | -368.095 | -368.734 | -370.346 | -371.328 | -372.043 | -372.199 | -372.55 | -372.736 | -373.953 | -375.133 | -376.342 | -377.533 | -378.775
Northwest | Irrigation | Average | August | All | LDCECC/TDEF | Electric Load with Losses, Net of Cogeneration | MW | -15.313 | -41.836 | -50.867 | -76.719 | -91.718 | -87.101 | -103.652 | -117.679 | -150.828 | -167.333 | -148.463 | -159.516 | -151.1 | -156.462 | -188.884 | -196.104 | -189.833 | -174.813 | -204.369 | -241.811 | -259.657 | -268.345 | -294.864 | -286.082 | -286.007 | -292.21 | -301.049 | -305.354 | -312.966 | -320.982 | -327.238 | -332.169 | -335.809 | -337.358 | -338.003 | -339.999 | -340.889 | -342.734 | -343.795 | -343.84 | -344.669 | -345.721 | -347.029 | -348.048 | -348.782 | -349.384 | -349.973 | -351.483 | -352.406 | -353.074 | -353.211 | -353.534 | -353.701 | -354.824 | -355.911 | -357.028 | -358.127 | -359.273
Northwest | Irrigation | Average | September | All | LDCECC/TDEF | Electric Load with Losses, Net of Cogeneration | MW | -9.294 | -25.326 | -30.695 | -46.247 | -55.409 | -52.674 | -62.724 | -71.15 | -91.545 | -101.558 | -90.512 | -97.609 | -91.9783 | -95.6932 | -115.597 | -120.166 | -115.737 | -106.7206 | -124.9215 | -148.529 | -159.393 | -164.219 | -179.831 | -174.71 | -174.588 | -178.137 | -183.363 | -185.874 | -190.194 | -194.767 | -198.278 | -200.996 | -202.965 | -203.666 | -203.852 | -204.893 | -205.292 | -206.205 | -206.666 | -206.508 | -206.826 | -207.314 | -207.998 | -208.458 | -208.728 | -208.976 | -209.246 | -210.058 | -210.556 | -210.914 | -210.938 | -211.079 | -211.13 | -211.656 | -212.158 | -212.68 | -213.189 | -213.73
Northwest | Irrigation | Average | October | All | LDCECC/TDEF | Electric Load with Losses, Net of Cogeneration | MW | -4.8952 | -13.3092 | -16.0338 | -24.0777 | -28.9501 | -27.5659 | -32.8618 | -37.2374 | -48.1508 | -53.442 | -47.9155 | -51.9481 | -48.5643 | -50.9228 | -61.5535 | -64.0824 | -61.2573 | -56.5611 | -66.3347 | -79.4075 | -85.1613 | -87.3823 | -95.1814 | -92.66 | -92.5349 | -94.237 | -96.8764 | -98.1183 | -100.1414 | -102.3059 | -103.9145 | -105.1135 | -105.9483 | -106.1178 | -106.0444 | -106.4467 | -106.5389 | -106.8461 | -106.9371 | -106.699 | -106.7122 | -106.841 | -107.1063 | -107.2165 | -107.2109 | -107.2428 | -107.3119 | -107.6529 | -107.8634 | -108.0135 | -107.9792 | -108.0097 | -107.9956 | -108.1419 | -108.276 | -108.4213 | -108.5582 | -108.7117
Northwest | Irrigation | Average | November | All | LDCECC/TDEF | Electric Load with Losses, Net of Cogeneration | MW | -1.4651 | -3.9731 | -4.778 | -7.1772 | -8.6346 | -8.2275 | -9.8121 | -11.132 | -14.4206 | -16.0112 | -14.3717 | -15.613 | -14.5578 | -15.2969 | -18.5 | -19.281 | -18.3792 | -16.9892 | -19.9377 | -23.9404 | -25.6633 | -26.2762 | -28.5736 | -27.8382 | -27.7942 | -28.2824 | -29.0588 | -29.4206 | -30.0009 | -30.6239 | -31.0815 | -31.4178 | -31.6482 | -31.6796 | -31.6409 | -31.7481 | -31.7641 | -31.8393 | -31.8517 | -31.7654 | -31.7547 | -31.7814 | -31.8526 | -31.8727 | -31.8571 | -31.8568 | -31.8703 | -31.9642 | -32.0218 | -32.0625 | -32.0472 | -32.0517 | -32.0431 | -32.0739 | -32.1012 | -32.1318 | -32.1599 | -32.1931
Northwest | Irrigation | Average | December | All | LDCECC/TDEF | Electric Load with Losses, Net of Cogeneration | MW | 0 | 0 | 0 | 0 | 0 | 0 | 0 | 0 | 0 | 0 | 0 | 0 | 0 | 0 | 0 | 0 | 0 | 0 | 0 | 0 | 0 | 0 | 0 | 0 | 0 | 0 | 0 | 0 | 0 | 0 | 0 | 0 | 0 | 0 | 0 | 0 | 0 | 0 | 0 | 0 | 0 | 0 | 0 | 0 | 0 | 0 | 0 | 0 | 0 | 0 | 0 | 0 | 0 | 0 | 0 | 0 | 0 | 0
Northwest | Irrigation | Minimum | Annual | All | LDCECC/TDEF | Electric Load with Losses, Net of Cogeneration | MW | 0 | 0 | 0 | 0 | 0 | 0 | 0 | 0 | 0 | 0 | 0 | 0 | 0 | 0 | 0 | 0 | 0 | 0 | 0 | 0 | 0 | 0 | 0 | 0 | 0 | 0 | 0 | 0 | 0 | 0 | 0 | 0 | 0 | 0 | 0 | 0 | 0 | 0 | 0 | 0 | 0 | 0 | 0 | 0 | 0 | 0 | 0 | 0 | 0 | 0 | 0 | 0 | 0 | 0 | 0 | 0 | 0 | 0
Northwest | Irrigation | Minimum | January | All | LDCECC/TDEF | Electric Load with Losses, Net of Cogeneration | MW | 0 | 0 | 0 | 0 | 0 | 0 | 0 | 0 | 0 | 0 | 0 | 0 | 0 | 0 | 0 | 0 | 0 | 0 | 0 | 0 | 0 | 0 | 0 | 0 | 0 | 0 | 0 | 0 | 0 | 0 | 0 | 0 | 0 | 0 | 0 | 0 | 0 | 0 | 0 | 0 | 0 | 0 | 0 | 0 | 0 | 0 | 0 | 0 | 0 | 0 | 0 | 0 | 0 | 0 | 0 | 0 | 0 | 0
Northwest | Irrigation | Minimum | February | All | LDCECC/TDEF | Electric Load with Losses, Net of Cogeneration | MW | 0 | 0 | 0 | 0 | 0 | 0 | 0 | 0 | 0 | 0 | 0 | 0 | 0 | 0 | 0 | 0 | 0 | 0 | 0 | 0 | 0 | 0 | 0 | 0 | 0 | 0 | 0 | 0 | 0 | 0 | 0 | 0 | 0 | 0 | 0 | 0 | 0 | 0 | 0 | 0 | 0 | 0 | 0 | 0 | 0 | 0 | 0 | 0 | 0 | 0 | 0 | 0 | 0 | 0 | 0 | 0 | 0 | 0
Northwest | Irrigation | Minimum | March | All | LDCECC/TDEF | Electric Load with Losses, Net of Cogeneration | MW | -0.1583 | -0.4273 | -0.5118 | -0.7682 | -0.9272 | -0.8848 | -1.0562 | -1.1958 | -1.5587 | -1.7296 | -1.5641 | -1.7081 | -1.581 | -1.6719 | -2.024 | -2.113 | -2.0005 | -1.8529 | -2.1782 | -2.6329 | -2.8199 | -2.875 | -3.1118 | -3.0372 | -3.0305 | -3.0781 | -3.1586 | -3.1953 | -3.2507 | -3.311 | -3.3536 | -3.3833 | -3.4025 | -3.4001 | -3.391 | -3.3985 | -3.3968 | -3.4 | -3.3969 | -3.3831 | -3.3774 | -3.3768 | -3.3818 | -3.3802 | -3.3742 | -3.3713 | -3.3707 | -3.3784 | -3.3831 | -3.3863 | -3.3832 | -3.3823 | -3.3802 | -3.3798 | -3.3788 | -3.3784 | -3.3777 | -3.3775
Northwest | Irrigation | Minimum | April | All | LDCECC/TDEF | Electric Load with Losses, Net of Cogeneration | MW | -3.2521 | -8.8218 | -10.5893 | -15.8726 | -19.149 | -18.2536 | -21.7768 | -24.6 | -31.9798 | -35.4696 | -32.0287 | -34.8744 | -32.3972 | -34.1702 | -41.3292 | -43.0725 | -40.9389 | -37.848 | -44.4541 | -53.4892 | -57.3295 | -58.644 | -63.6149 | -62.0229 | -61.9073 | -62.9535 | -64.6523 | -65.4371 | -66.6546 | -67.9706 | -68.9179 | -69.5968 | -70.0487 | -70.0586 | -69.9213 | -70.1147 | -70.1151 | -70.2303 | -70.2125 | -69.9743 | -69.903 | -69.9228 | -70.0505 | -70.0558 | -69.9761 | -69.9467 | -69.9555 | -70.1378 | -70.2513 | -70.3308 | -70.283 | -70.2803 | -70.2493 | -70.2797 | -70.3016 | -70.3316 | -70.3554 | -70.3903
Northwest | Irrigation | Minimum | May | All | LDCECC/TDEF | Electric Load with Losses, Net of Cogeneration | MW | -10.525 | -28.87 | -34.996 | -52.485 | -63.054 | -59.896 | -71.308 | -80.252 | -103.31 | -114.403 | -102.506 | -110.427 | -104.06 | -108.424 | -130.831 | -135.666 | -130.877 | -120.384 | -140.904 | -166.923 | -179.291 | -185.341 | -202.923 | -197.043 | -196.919 | -201.081 | -207.08 | -209.984 | -214.906 | -220.129 | -224.124 | -227.207 | -229.437 | -230.23 | -230.44 | -231.599 | -232.055 | -233.087 | -233.611 | -233.433 | -233.783 | -234.316 | -235.066 | -235.587 | -235.885 | -236.17 | -236.482 | -237.398 | -237.972 | -238.387 | -238.426 | -238.597 | -238.664 | -239.267 | -239.843 | -240.44 | -241.023 | -241.639
Northwest | Irrigation | Minimum | June | All | LDCECC/TDEF | Electric Load with Losses, Net of Cogeneration | MW | -16.969 | -46.876 | -57.083 | -85.546 | -102.589 | -97.272 | -115.684 | -129.858 | -166.281 | -183.987 | -164.219 | -175.871 | -166.99 | -172.939 | -208.366 | -215.402 | -209.492 | -192.086 | -224.41 | -263.471 | -283.38 | -294.775 | -324.315 | -314.222 | -314.236 | -321.625 | -331.726 | -336.725 | -345.474 | -354.695 | -361.903 | -367.603 | -371.828 | -373.733 | -374.612 | -376.912 | -378.023 | -380.228 | -381.553 | -381.756 | -382.795 | -384.037 | -385.515 | -386.769 | -387.709 | -388.482 | -389.217 | -390.96 | -392.063 | -392.864 | -393.089 | -393.517 | -393.768 | -395.155 | -396.503 | -397.878 | -399.238 | -400.645
Northwest | Irrigation | Minimum | July | All | LDCECC/TDEF | Electric Load with Losses, Net of Cogeneration | MW | -17.908 | -49.443 | -60.229 | -90.314 | -108.279 | -102.666 | -122.095 | -137.106 | -175.559 | -194.251 | -173.329 | -185.617 | -176.285 | -182.491 | -219.894 | -227.352 | -221.141 | -202.807 | -236.922 | -278.182 | -299.18 | -311.165 | -342.413 | -331.745 | -331.765 | -339.565 | -350.229 | -355.507 | -364.77 | -374.529 | -382.164 | -388.208 | -392.695 | -394.729 | -395.678 | -398.127 | -399.312 | -401.663 | -403.078 | -403.312 | -404.428 | -405.758 | -407.332 | -408.673 | -409.683 | -410.511 | -411.295 | -413.147 | -414.315 | -415.164 | -415.406 | -415.861 | -416.128 | -417.609 | -419.046 | -420.513 | -421.963 | -423.465
Northwest | Irrigation | Minimum | August | All | LDCECC/TDEF | Electric Load with Losses, Net of Cogeneration | MW | -16.343 | -45.002 | -54.873 | -82.487 | -98.771 | -93.658 | -111.375 | -125.377 | -160.51 | -177.651 | -158.221 | -169.434 | -161.033 | -166.453 | -200.658 | -207.635 | -201.995 | -185.427 | -216.581 | -254.503 | -273.616 | -284.304 | -313.047 | -303.286 | -303.315 | -310.404 | -320.133 | -324.942 | -333.472 | -342.444 | -349.49 | -355.088 | -359.257 | -361.184 | -362.113 | -364.412 | -365.535 | -367.743 | -369.089 | -369.354 | -370.435 | -371.706 | -373.193 | -374.464 | -375.441 | -376.23 | -376.969 | -378.694 | -379.771 | -380.554 | -380.782 | -381.205 | -381.455 | -382.848 | -384.203 | -385.585 | -386.951 | -388.365
Northwest | Irrigation | Minimum | September | All | LDCECC/TDEF | Electric Load with Losses, Net of Cogeneration | MW | -8.837 | -24.175 | -29.346 | -44.134 | -52.95 | -50.2977 | -59.873 | -67.532 | -86.918 | -96.263 | -86.099 | -92.732 | -87.4756 | -90.9763 | -109.824 | -113.969 | -109.998 | -101.2736 | -118.506 | -140.46 | -150.815 | -155.784 | -170.706 | -165.738 | -165.644 | -169.136 | -174.181 | -176.622 | -180.816 | -185.258 | -188.674 | -191.326 | -193.255 | -193.975 | -194.197 | -195.218 | -195.631 | -196.546 | -197.026 | -196.918 | -197.256 | -197.746 | -198.409 | -198.883 | -199.175 | -199.439 | -199.72 | -200.515 | -201.008 | -201.362 | -201.402 | -201.554 | -201.617 | -202.155 | -202.673 | -203.207 | -203.731 | -204.281
Northwest | Irrigation | Minimum | October | All | LDCECC/TDEF | Electric Load with Losses, Net of Cogeneration | MW | -5.3829 | -14.6419 | -17.6439 | -26.4761 | -31.8938 | -30.3659 | -36.2 | -40.8338 | -52.9396 | -58.668 | -52.8673 | -57.3717 | -53.5477 | -56.2326 | -67.9729 | -70.7382 | -67.5599 | -62.377 | -73.1793 | -87.6318 | -93.9748 | -96.4317 | -104.9322 | -102.1689 | -102.0197 | -103.8793 | -106.7764 | -108.1366 | -110.3237 | -112.6705 | -114.4011 | -115.6807 | -116.5639 | -116.7131 | -116.5999 | -117.0149 | -117.0947 | -117.4009 | -117.4731 | -117.1816 | -117.1654 | -117.2813 | -117.553 | -117.6497 | -117.6153 | -117.6329 | -117.697 | -118.0564 | -118.2798 | -118.4382 | -118.3915 | -118.4173 | -118.3941 | -118.5321 | -118.6563 | -118.7931 | -118.9206 | -119.0662
Northwest | Irrigation | Minimum | November | All | LDCECC/TDEF | Electric Load with Losses, Net of Cogeneration | MW | -1.3937 | -3.769 | -4.5188 | -6.7803 | -8.1823 | -7.8045 | -9.3138 | -10.5355 | -13.7202 | -15.2212 | -13.7567 | -15.006 | -13.9104 | -14.6929 | -17.7815 | -18.5525 | -17.5914 | -16.2834 | -19.1353 | -23.0899 | -24.7354 | -25.2501 | -27.3547 | -26.6877 | -26.6328 | -27.0628 | -27.7795 | -28.1076 | -28.6099 | -29.1547 | -29.5425 | -29.8164 | -29.9954 | -29.9849 | -29.9134 | -29.9866 | -29.9779 | -30.0146 | -29.9957 | -29.882 | -29.8405 | -29.8404 | -29.8893 | -29.8818 | -29.837 | -29.8169 | -29.8152 | -29.8873 | -29.9316 | -29.9624 | -29.9378 | -29.9328 | -29.9159 | -29.9191 | -29.9185 | -29.9216 | -29.9218 | -29.927
Northwest | Irrigation | Minimum | December | All | LDCECC/TDEF | Electric Load with Losses, Net of Cogeneration | MW | 0 | 0 | 0 | 0 | 0 | 0 | 0 | 0 | 0 | 0 | 0 | 0 | 0 | 0 | 0 | 0 | 0 | 0 | 0 | 0 | 0 | 0 | 0 | 0 | 0 | 0 | 0 | 0 | 0 | 0 | 0 | 0 | 0 | 0 | 0 | 0 | 0 | 0 | 0 | 0 | 0 | 0 | 0 | 0 | 0 | 0 | 0 | 0 | 0 | 0 | 0 | 0 | 0 | 0 | 0 | 0 | 0 | 0
[8 empty] | 0 | 0 | 0 | 0 | 0 | 0 | 0 | 0 | 0 | 0 | 0 | 0 | 0 | 0 | 0 | 0 | 0 | 0 | 0 | 0 | 0 | 0 | 0 | 0 | 0 | 0 | 0 | 0 | 0 | 0 | 0 | 0 | 0 | 0 | 0 | 0 | 0 | 0 | 0 | 0 | 0 | 0 | 0 | 0 | 0 | 0 | 0 | 0 | 0 | 0 | 0 | 0 | 0 | 0 | 0 | 0 | 0 | 0
[8 empty] | 0 | 0 | 0 | 0 | 0 | 0 | 0 | 0 | 0 | 0 | 0 | 0 | 0 | 0 | 0 | 0 | 0 | 0 | 0 | 0 | 0 | 0 | 0 | 0 | 0 | 0 | 0 | 0 | 0 | 0 | 0 | 0 | 0 | 0 | 0 | 0 | 0 | 0 | 0 | 0 | 0 | 0 | 0 | 0 | 0 | 0 | 0 | 0 | 0 | 0 | 0 | 0 | 0 | 0 | 0 | 0 | 0 | 0
Area | Sector | Day | Month | Enduse | Variable | Descriptor | Units | 1993 | 1994 | 1995 | 1996 | 1997 | 1998 | 1999 | 2000 | 2001 | 2002 | 2003 | 2004 | 2005 | 2006 | 2007 | 2008 | 2009 | 2010 | 2011 | 2012 | 2013 | 2014 | 2015 | 2016 | 2017 | 2018 | 2019 | 2020 | 2021 | 2022 | 2023 | 2024 | 2025 | 2026 | 2027 | 2028 | 2029 | 2030 | 2031 | 2032 | 2033 | 2034 | 2035 | 2036 | 2037 | 2038 | 2039 | 2040 | 2041 | 2042 | 2043 | 2044 | 2045 | 2046 | 2047 | 2048 | 2049 | 2050
Northwest | Residential | Peak | Annual | All | LDCEU/TDEF | Electric Load with Losses, Incl. Cogeneration | MW | -109.88 | -239.46 | -197.29 | -298.12 | -351.13 | -384.76 | -471.4 | -820.53 | -569.71 | -915.82 | -1107.72 | -741.04 | -753.5 | -1025.69 | -597.96 | -640.35 | -603.06 | -900.81 | -602.97 | -609.02 | -744.9 | -978.78 | -1161.2 | -806.41 | -902.85 | -1038.38 | -1236.91 | -1433.91 | -1623.21 | -1807.56 | -1991.19 | -2167.12 | -2336.87 | -2499.58 | -2654.79 | -2803.16 | -2944.03 | -3078.78 | -3208.87 | -3331.21 | -3447.41 | -3559.67 | -3665.91 | -3766.39 | -3862.29 | -3953.08 | -4038.65 | -4120.01 | -4196.85 | -4269.15 | -4338.45 | -4404.67 | -4468.03 | -4528.96 | -4586.82 | -4641.71 | -4694.23 | -4744.15
Northwest | Residential | Peak | Annual | Space Heating | LDCEU/TDEF | Electric Load with Losses, Incl. Cogeneration | MW | -188.357 | -281.099 | -378.479 | -553.156 | -636.003 | -704.132 | -972.443 | -1031.882 | -1145.057 | -1386.338 | -1210.23 | -1255.208 | -1415.696 | -1413.148 | -984.273 | -1190.625 | -1244.959 | -1013.973 | -1259.048 | -1221.132 | -1249.606 | -1427.784 | -1161.206 | -1346.734 | -1465.289 | -1498.76 | -1614.656 | -1725.908 | -1832.92 | -1934.842 | -2041.247 | -2140.478 | -2235.209 | -2324.992 | -2409.361 | -2489.854 | -2565.167 | -2636.647 | -2706.503 | -2770.594 | -2830.669 | -2889.239 | -2943.652 | -2994.331 | -3042.764 | -3087.798 | -3129.301 | -3168.543 | -3204.83 | -3238.158 | -3270.406 | -3300.886 | -3329.719 | -3357.623 | -3383.525 | -3407.441 | -3430.286 | -3451.392
Northwest | Residential | Peak | Annual | Water Heating Under 55 | LDCEU/TDEF | Electric Load with Losses, Incl. Cogeneration | MW | 0 | 0 | 0 | 0 | 0 | 0 | 0 | 0 | 0 | 0 | 0 | 0 | 0 | 0 | 0 | 0 | 0 | 0 | 0 | 0 | 0 | 0 | 0 | -0.001 | 0.101 | 0.189 | 0.322 | 0.426 | 0.524 | 0.645 | 0.725 | 0.775 | 0.81 | 0.832 | 0.848 | 0.872 | 0.886 | 0.893 | 0.907 | 0.911 | 0.905 | 0.903 | 0.896 | 0.888 | 0.879 | 0.872 | 0.862 | 0.852 | 0.842 | 0.831 | 0.82 | 0.808 | 0.796 | 0.784 | 0.771 | 0.759 | 0.745 | 0.732
Northwest | Residential | Peak | Annual | Lighting | LDCEU/TDEF | Electric Load with Losses, Incl. Cogeneration | MW | 0 | 0 | 0 | 0 | 0 | 0 | 0 | 0 | 0 | 0 | 0 | 0 | 0 | 0 | 0 | 0 | 0 | 0 | 0 | 0 | 0 | -0.001 | 0 | 0 | -7.286 | -11.058 | -14.457 | -17.497 | -15.809 | -14.283 | -12.903 | -11.657 | -10.53 | -9.511 | -8.591 | -7.759 | -7.008 | -6.329 | -5.714 | -5.159 | -4.659 | -4.207 | -3.798 | -3.428 | -3.095 | -2.794 | -2.522 | -2.277 | -2.055 | -1.854 | -1.674 | -1.51 | -1.363 | -1.23 | -1.11 | -1.001 | -0.904 | -0.816
Northwest | Residential | Peak | Annual | Refrigeration | LDCEU/TDEF | Electric Load with Losses, Incl. Cogeneration | MW | 0 | 0 | 0 | 0 | 0 | 0 | 0 | 0 | 0 | 0 | 0 | 0 | 0 | 0 | 0 | 0 | 0 | 0 | 0 | 0 | 0 | 0 | 0 | 0 | 0 | 0 | 0 | 0 | 0 | 0 | 0 | 0 | 0 | 0 | 0 | 0 | 0 | 0 | 0 | 0 | 0 | 0 | 0 | 0 | 0 | 0 | 0 | 0 | 0 | 0 | 0 | 0 | 0 | 0 | 0 | 0 | 0 | 0
Northwest | Residential | Peak | Annual | Freezer | LDCEU/TDEF | Electric Load with Losses, Incl. Cogeneration | MW | 0 | 0 | 0 | 0 | 0 | 0 | 0 | 0 | 0 | 0 | 0 | 0 | 0 | 0 | 0 | 0 | 0 | 0 | 0 | 0 | 0 | 0 | 0 | 0 | -0.358 | -0.6975 | -1.0155 | -1.3125 | -1.5898 | -1.8457 | -2.0828 | -2.3008 | -2.5025 | -2.6879 | -2.8571 | -3.0132 | -3.1563 | -3.2879 | -3.4093 | -3.5189 | -3.6192 | -3.7116 | -3.7946 | -3.8691 | -3.9355 | -3.9947 | -4.0465 | -4.0919 | -4.1312 | -4.1646 | -4.193 | -4.2169 | -4.2369 | -4.2528 | -4.2646 | -4.2729 | -4.2777 | -4.2792
Northwest | Residential | Peak | Annual | Clothes Washer | LDCEU/TDEF | Electric Load with Losses, Incl. Cogeneration | MW | 0 | 0 | 0 | 0 | 0 | 0 | 0 | 0 | 0 | 0 | 0 | 0 | 0 | 0 | 0 | 0 | 0 | 0 | 0 | 0 | 0 | 0 | 0 | 0 | 0 | 0 | 0 | 0 | 0 | 0 | 0 | 0 | 0 | 0 | 0 | 0 | 0 | 0 | 0 | 0 | 0 | 0 | 0 | 0 | 0 | 0 | 0 | 0 | 0 | 0 | 0 | 0 | 0 | 0 | 0 | 0 | 0 | 0
Northwest | Residential | Peak | Annual | Clothes Dryer | LDCEU/TDEF | Electric Load with Losses, Incl. Cogeneration | MW | 0 | 0 | 0 | 0 | 0 | 0 | 0 | 0 | 0 | 0 | 0 | 0 | 0 | 0 | 0 | 0 | 0 | 0 | 0 | 0 | 0 | 0 | 0 | 0 | 0.1005 | 0.2052 | 0.315 | 0.427 | 0.542 | 0.658 | 0.774 | 0.888 | 1.003 | 1.117 | 1.23 | 1.346 | 1.461 | 1.575 | 1.694 | 1.81 | 1.925 | 2.044 | 2.161 | 2.277 | 2.394 | 2.511 | 2.626 | 2.742 | 2.857 | 2.972 | 3.088 | 3.205 | 3.323 | 3.443 | 3.562 | 3.68 | 3.8 | 3.921
Northwest | Residential | Peak | Annual | Dishwasher | LDCEU/TDEF | Electric Load with Losses, Incl. Cogeneration | MW | 0 | 0 | 0 | 0 | 0 | 0 | 0 | 0 | 0 | 0 | 0 | 0 | 0 | 0 | 0 | 0 | 0 | 0 | 0 | 0 | 0 | 0 | 0 | 0 | 0 | 0 | 0 | 0 | 0 | 0 | 0 | 0 | 0 | 0 | 0 | 0 | 0 | 0 | 0 | 0 | 0 | 0 | 0 | 0 | 0 | 0 | 0 | 0 | 0 | 0 | 0 | 0 | 0 | 0 | 0 | 0 | 0 | 0
Northwest | Residential | Peak | Annual | Cooking | LDCEU/TDEF | Electric Load with Losses, Incl. Cogeneration | MW | 0 | 0 | 0 | 0 | 0 | 0 | 0 | 0 | 0 | 0 | 0 | 0 | 0 | 0 | 0 | 0 | 0 | 0 | 0 | 0 | 0 | 0 | 0 | 0 | 0 | 0 | -14.136 | -27.046 | -38.74 | -49.218 | -58.586 | -66.913 | -74.319 | -80.818 | -86.484 | -91.314 | -95.401 | -98.818 | -101.608 | -103.768 | -105.37 | -106.457 | -107.042 | -107.155 | -106.812 | -106.055 | -104.904 | -103.378 | -101.508 | -99.312 | -96.81 | -94.029 | -90.988 | -87.697 | -84.174 | -80.434 | -76.507 | -72.452
Northwest | Residential | Peak | Annual | Air Conditioning | LDCEU/TDEF | Electric Load with Losses, Incl. Cogeneration | MW | -53.139 | -194.18 | -232.473 | -366.764 | -267.314 | -627.934 | -273.677 | -466.145 | -382.984 | -718.372 | -955.1 | -897.113 | -764.16 | -999.029 | -1155.751 | -659.146 | -1078.258 | -599.531 | -512.392 | -588.922 | -827.153 | -1041.587 | -1937.3 | -795.006 | -880.431 | -903.707 | -932.22 | -961.033 | -988.52 | -1016.184 | -1050.913 | -1084.039 | -1116.252 | -1147.085 | -1176.669 | -1205.24 | -1232.749 | -1259.37 | -1285.944 | -1311.634 | -1334.062 | -1356.588 | -1378.165 | -1399.577 | -1421.34 | -1442.914 | -1463.037 | -1478.55 | -1493.877 | -1508.91 | -1524.512 | -1540.165 | -1555.884 | -1567.691 | -1578.956 | -1584.776 | -1585.403 | -1585.831
Northwest | Residential | Peak | Annual | Entertainment Center | LDCEU/TDEF | Electric Load with Losses, Incl. Cogeneration | MW | 0 | 0 | 0 | 0 | 0 | 0 | 0 | 0 | 0 | 0 | 0 | 0 | 0 | 0 | 0 | 0 | 0 | 0 | 0 | 0 | 0 | 0 | 0 | 0 | -21.597 | -59.962 | -110.916 | -171.379 | -238.716 | -310.732 | -385.822 | -462.637 | -540.438 | -618.306 | -695.612 | -771.88 | -846.739 | -920.298 | -992.481 | -1062.582 | -1130.808 | -1197.585 | -1262.358 | -1325.049 | -1385.824 | -1444.641 | -1501.418 | -1556.323 | -1609.3283 | -1660.3759 | -1709.7982 | -1757.7515 | -1804.3411 | -1849.5443 | -1893.3194 | -1935.7017 | -1976.7418 | -2016.4862
Northwest | Residential | Peak | Annual | Other Non-Substitutables | LDCEU/TDEF | Electric Load with Losses, Incl. Cogeneration | MW | 0 | 0 | 0 | 0 | 0 | 0 | 0 | 0 | 0 | 0 | 0 | 0 | 0 | 0 | 0 | 0 | 0 | 0 | 0 | 0 | 0 | 0 | 0 | 0 | -83.646 | -158.899 | -225.971 | -286.105 | -339.902 | -387.898 | -430.68 | -468.793 | -502.969 | -533.492 | -560.74 | -585.03 | -606.682 | -626.189 | -643.847 | -659.531 | -673.612 | -686.493 | -698.058 | -708.404 | -717.729 | -726.113 | -733.602 | -740.341 | -746.376 | -751.735 | -756.598 | -761.065 | -765.2 | -769.013 | -772.505 | -775.704 | -778.638 | -781.332
Northwest | Residential | Peak | Annual | Water Heating Over 55 | LDCEU/TDEF | Electric Load with Losses, Incl. Cogeneration | MW | 0 | 0 | 0 | 0 | 0 | 0 | 0 | 0 | 0 | 0 | 0 | 0 | 0 | 0 | 0 | 0 | 0 | 0 | 0 | 0 | 0 | 0 | 0 | 0 | 0 | 0 | 0 | 0 | 0 | 0 | 0 | 0 | 0 | 0 | 0 | 0 | 0 | 0 | 0 | 0 | 0 | 0 | 0 | 0 | 0 | 0 | 0 | 0 | 0 | 0 | 0 | 0 | 0 | 0 | 0 | 0 | 0 | 0
Northwest | Residential | Average | Annual | All | LDCEU/TDEF | Electric Load with Losses, Incl. Cogeneration | MW | -46.292 | -70.259 | -98.474 | -149.675 | -170.078 | -203.695 | -244.991 | -272.539 | -286.168 | -324.56 | -328.725 | -345.813 | -375.727 | -370.228 | -292.558 | -316.059 | -327.233 | -284.642 | -332.783 | -313.619 | -361.914 | -348.325 | -350.991 | -372.388 | -462.706 | -530.893 | -622.958 | -713.624 | -800.411 | -884.5 | -968.257 | -1048.168 | -1125.036 | -1198.509 | -1268.441 | -1335.163 | -1398.409 | -1458.847 | -1517.205 | -1572.05 | -1623.984 | -1674.221 | -1721.735 | -1766.732 | -1809.777 | -1850.583 | -1889.03 | -1925.347 | -1959.703 | -1992.073 | -2023.206 | -2053.039 | -2081.657 | -2108.982 | -2134.964 | -2159.356 | -2182.451 | -2204.401
Northwest | Residential | Average | Annual | Space Heating | LDCEU/TDEF | Electric Load with Losses, Incl. Cogeneration | MW | -42.281 | -59.277 | -86.171 | -132.244 | -147.025 | -169.644 | -223.016 | -247.646 | -256.859 | -286.726 | -272.245 | -295.526 | -331.835 | -317.13 | -244.254 | -277.969 | -271.084 | -251.568 | -296.163 | -272.125 | -314.981 | -290.482 | -284.025 | -322.584 | -350.886 | -358.955 | -386.908 | -413.749 | -439.587 | -464.208 | -489.829 | -513.739 | -536.583 | -558.259 | -578.648 | -598.125 | -616.367 | -633.698 | -650.664 | -666.24 | -680.862 | -695.139 | -708.415 | -720.802 | -732.657 | -743.7 | -753.894 | -763.552 | -772.496 | -780.729 | -788.703 | -796.249 | -803.394 | -810.32 | -816.759 | -822.715 | -828.415 | -833.692
Northwest | Residential | Average | Annual | Water Heating Under 55 | LDCEU/TDEF | Electric Load with Losses, Incl. Cogeneration | MW | 0 | 0 | 0 | 0 | 0 | 0 | 0 | 0 | 0 | 0 | 0 | 0 | 0 | 0 | 0 | 0 | 0 | 0 | 0 | 0 | 0 | 0 | 0 | 0 | 0.029 | 0.054 | 0.094 | 0.123 | 0.152 | 0.187 | 0.21 | 0.225 | 0.235 | 0.242 | 0.247 | 0.254 | 0.258 | 0.26 | 0.265 | 0.266 | 0.264 | 0.265 | 0.262 | 0.26 | 0.257 | 0.255 | 0.252 | 0.25 | 0.247 | 0.244 | 0.24 | 0.237 | 0.233 | 0.229 | 0.226 | 0.222 | 0.219 | 0.215
Northwest | Residential | Average | Annual | Lighting | LDCEU/TDEF | Electric Load with Losses, Incl. Cogeneration | MW | 0 | 0 | 0 | 0 | 0 | 0 | 0 | 0 | 0 | 0 | 0 | 0 | 0 | 0 | 0 | 0 | 0 | 0 | 0 | 0 | 0 | 0 | 0 | 0 | -2.935 | -4.454 | -5.823 | -7.048 | -6.368 | -5.753 | -5.198 | -4.695 | -4.242 | -3.832 | -3.461 | -3.126 | -2.823 | -2.549 | -2.302 | -2.079 | -1.877 | -1.695 | -1.53 | -1.381 | -1.247 | -1.125 | -1.016 | -0.917 | -0.828 | -0.747 | -0.674 | -0.608 | -0.55 | -0.495 | -0.447 | -0.403 | -0.365 | -0.329
Northwest | Residential | Average | Annual | Refrigeration | LDCEU/TDEF | Electric Load with Losses, Incl. Cogeneration | MW | 0 | 0 | 0 | 0 | 0 | 0 | 0 | 0 | 0 | 0 | 0 | 0 | 0 | 0 | 0 | 0 | 0 | 0 | 0 | 0 | 0 | 0 | 0 | 0 | 0 | 0 | 0 | 0 | 0 | 0 | 0 | 0 | 0 | 0 | 0 | 0 | 0 | 0 | 0 | 0 | 0 | 0 | 0 | 0 | 0 | 0 | 0 | 0 | 0 | 0 | 0 | 0 | 0 | 0 | 0 | 0 | 0 | 0
Northwest | Residential | Average | Annual | Freezer | LDCEU/TDEF | Electric Load with Losses, Incl. Cogeneration | MW | 0 | 0 | 0 | 0 | 0 | 0 | 0 | 0 | 0 | 0 | 0 | 0 | 0 | 0 | 0 | 0 | 0 | 0 | 0 | 0 | 0 | 0 | 0 | 0 | -0.2927 | -0.573 | -0.8359 | -1.0818 | -1.3116 | -1.5246 | -1.7222 | -1.9046 | -2.0737 | -2.2296 | -2.3723 | -2.5043 | -2.6259 | -2.7381 | -2.8421 | -2.9364 | -3.0232 | -3.1035 | -3.1764 | -3.2421 | -3.3013 | -3.3545 | -3.4017 | -3.4435 | -3.4803 | -3.5123 | -3.54 | -3.564 | -3.5849 | -3.6025 | -3.6166 | -3.6277 | -3.636 | -3.6415
Northwest | Residential | Average | Annual | Clothes Washer | LDCEU/TDEF | Electric Load with Losses, Incl. Cogeneration | MW | 0 | 0 | 0 | 0 | 0 | 0 | 0 | 0 | 0 | 0 | 0 | 0 | 0 | 0 | 0 | 0 | 0 | 0 | 0 | 0 | 0 | 0 | 0 | 0 | 0 | 0 | 0 | 0 | 0 | 0 | 0 | 0 | 0 | 0 | 0 | 0 | 0 | 0 | 0 | 0 | 0 | 0 | 0 | 0 | 0 | 0 | 0 | 0 | 0 | 0 | 0 | 0 | 0 | 0 | 0 | 0 | 0 | 0
Northwest | Residential | Average | Annual | Clothes Dryer | LDCEU/TDEF | Electric Load with Losses, Incl. Cogeneration | MW | 0 | 0 | 0 | 0 | 0 | 0 | 0 | 0 | 0 | 0 | 0 | 0 | 0 | 0 | 0 | 0 | 0 | 0 | 0 | 0 | 0 | 0 | 0 | 0 | 0.0518 | 0.1058 | 0.1625 | 0.2205 | 0.2798 | 0.3399 | 0.3998 | 0.4588 | 0.5179 | 0.5768 | 0.6353 | 0.695 | 0.754 | 0.8131 | 0.8742 | 0.9341 | 0.993 | 1.0541 | 1.1146 | 1.1741 | 1.2348 | 1.2947 | 1.3536 | 1.4136 | 1.473 | 1.5316 | 1.5918 | 1.652 | 1.7123 | 1.7741 | 1.8353 | 1.896 | 1.9579 | 2.0196
Northwest | Residential | Average | Annual | Dishwasher | LDCEU/TDEF | Electric Load with Losses, Incl. Cogeneration | MW | 0 | 0 | 0 | 0 | 0 | 0 | 0 | 0 | 0 | 0 | 0 | 0 | 0 | 0 | 0 | 0 | 0 | 0 | 0 | 0 | 0 | 0 | 0 | 0 | 0 | 0 | 0 | 0 | 0 | 0 | 0 | 0 | 0 | 0 | 0 | 0 | 0 | 0 | 0 | 0 | 0 | 0 | 0 | 0 | 0 | 0 | 0 | 0 | 0 | 0 | 0 | 0 | 0 | 0 | 0 | 0 | 0 | 0
Northwest | Residential | Average | Annual | Cooking | LDCEU/TDEF | Electric Load with Losses, Incl. Cogeneration | MW | 0 | 0 | 0 | 0 | 0 | 0 | 0 | 0 | 0 | 0 | 0 | 0 | 0 | 0 | 0 | 0 | 0 | 0 | 0 | 0 | 0 | 0 | 0 | 0 | 0 | 0 | -3.0837 | -5.8995 | -8.4504 | -10.7349 | -12.7774 | -14.5927 | -16.2071 | -17.6237 | -18.8588 | -19.9115 | -20.802 | -21.5466 | -22.1544 | -22.6249 | -22.9737 | -23.2104 | -23.338 | -23.3625 | -23.2881 | -23.1233 | -22.873 | -22.5414 | -22.1346 | -21.6571 | -21.1131 | -20.5086 | -19.8475 | -19.1322 | -18.3667 | -17.5542 | -16.7003 | -15.8172
Northwest | Residential | Average | Annual | Air Conditioning | LDCEU/TDEF | Electric Load with Losses, Incl. Cogeneration | MW | -4.0113 | -10.982 | -12.3041 | -17.4312 | -23.0529 | -34.0521 | -21.9746 | -24.8937 | -29.3086 | -37.8335 | -56.48 | -50.2868 | -43.8916 | -53.0981 | -48.3049 | -38.0896 | -56.1488 | -33.0732 | -36.6199 | -41.4932 | -46.9332 | -57.8432 | -66.9653 | -49.8046 | -54.019 | -55.443 | -57.2239 | -59.0277 | -60.7785 | -62.542 | -64.7521 | -66.8649 | -68.9203 | -70.8868 | -72.7773 | -74.5933 | -76.3426 | -78.0378 | -79.7264 | -81.3621 | -82.8078 | -84.2605 | -85.6496 | -87.0276 | -88.4296 | -89.8201 | -91.1098 | -92.0703 | -93.0178 | -93.9455 | -94.9069 | -95.87 | -96.8363 | -97.5214 | -98.1684 | -98.4921 | -98.5096 | -98.5127
Northwest | Residential | Average | Annual | Entertainment Center | LDCEU/TDEF | Electric Load with Losses, Incl. Cogeneration | MW | 0 | 0 | 0 | 0 | 0 | 0 | 0 | 0 | 0 | 0 | 0 | 0 | 0 | 0 | 0 | 0 | 0 | 0 | 0 | 0 | 0 | 0 | 0 | 0 | -8.9046 | -24.7211 | -45.7318 | -70.6596 | -98.4186 | -128.0986 | -159.0408 | -190.6872 | -222.7343 | -254.8039 | -286.639 | -318.0375 | -348.8463 | -379.1108 | -408.8056 | -437.6301 | -465.6745 | -493.1164 | -519.7245 | -545.4709 | -570.4239 | -594.5644 | -617.8593 | -640.3785 | -662.1119 | -683.0345 | -703.2839 | -722.9234 | -741.997 | -760.4948 | -778.4021 | -795.7331 | -812.5074 | -828.7463
Northwest | Residential | Average | Annual | Other Non-Substitutables | LDCEU/TDEF | Electric Load with Losses, Incl. Cogeneration | MW | 0 | 0 | 0 | 0 | 0 | 0 | 0 | 0 | 0 | 0 | 0 | 0 | 0 | 0 | 0 | 0 | 0 | 0 | 0 | 0 | 0 | 0 | 0 | 0 | -45.7498 | -86.9065 | -123.6055 | -156.5019 | -185.9281 | -212.1656 | -235.5464 | -256.3662 | -275.0298 | -291.693 | -306.567 | -319.816 | -331.616 | -342.24 | -351.851 | -360.378 | -368.025 | -375.014 | -381.28 | -386.88 | -391.921 | -396.448 | -400.483 | -404.108 | -407.348 | -410.218 | -412.818 | -415.199 | -417.397 | -419.419 | -421.266 | -422.951 | -424.493 | -425.902
Northwest | Residential | Average | Annual | Water Heating Over 55 | LDCEU/TDEF | Electric Load with Losses, Incl. Cogeneration | MW | 0 | 0 | 0 | 0 | 0 | 0 | 0 | 0 | 0 | 0 | 0 | 0 | 0 | 0 | 0 | 0 | 0 | 0 | 0 | 0 | 0 | 0 | 0 | 0 | 0 | 0 | 0 | 0 | 0 | 0 | 0 | 0 | 0 | 0 | 0 | 0 | 0 | 0 | 0 | 0 | 0 | 0 | 0 | 0 | 0 | 0 | 0 | 0 | 0 | 0 | 0 | 0 | 0 | 0 | 0 | 0 | 0 | 0
Northwest | Residential | Minimum | Annual | All | LDCEU/TDEF | Electric Load with Losses, Incl. Cogeneration | MW | -2.384 | -6.52 | -6.65 | -13.262 | -11.781 | -16.189 | -23.559 | -48.567 | -15.809 | -57.838 | -46.658 | -58.989 | -23.934 | -41.158 | -34.508 | -33.203 | -33.983 | -37.404 | -35.069 | -27.131 | -30.395 | -26.174 | -32.995 | -34.102 | -75.066 | -108.139 | -141.276 | -172.212 | -199.974 | -225.723 | -249.838 | -272.121 | -292.871 | -312.122 | -329.966 | -346.515 | -361.827 | -376.132 | -389.613 | -402.039 | -413.601 | -424.575 | -434.79 | -444.311 | -453.262 | -461.633 | -469.419 | -476.681 | -483.47 | -489.787 | -495.778 | -501.466 | -506.885 | -512.014 | -516.864 | -521.402 | -527.749 | -535.999
Northwest | Residential | Minimum | Annual | Space Heating | LDCEU/TDEF | Electric Load with Losses, Incl. Cogeneration | MW | -1.7225 | -0.723 | -1.1977 | -1.4026 | -3.0963 | -1.3725 | -6.391 | -5.3396 | -6.8933 | -4.4924 | -2.7176 | -3.7063 | -6.0238 | -4.2391 | -2.5135 | -5.741 | -2.4685 | -6.0621 | -8.8983 | -6.4634 | -4.4762 | -3.1 | -2.5106 | -8.629 | -6.643 | -6.801 | -7.3513 | -7.8803 | -8.3912 | -8.8792 | -9.3803 | -9.8493 | -10.299 | -10.728 | -11.1331 | -11.5224 | -11.8888 | -12.2382 | -12.5826 | -12.9 | -13.1998 | -13.494 | -13.7689 | -14.0272 | -14.2759 | -14.5091 | -14.726 | -14.9331 | -15.1262 | -15.3053 | -15.4796 | -15.6453 | -15.8028 | -15.9564 | -16.1 | -16.2338 | -16.3627 | -16.4828
Northwest | Residential | Minimum | Annual | Water Heating Under 55 | LDCEU/TDEF | Electric Load with Losses, Incl. Cogeneration | MW | 0 | 0 | 0 | 0 | 0 | 0 | 0 | 0 | 0 | 0 | 0 | 0 | 0 | 0 | 0 | 0 | 0 | 0 | 0 | 0 | 0 | 0 | 0 | 0 | 0.0027 | 0.005 | 0.0086 | 0.0113 | 0.014 | 0.0172 | 0.0195 | 0.0209 | 0.022 | 0.0227 | 0.0232 | 0.024 | 0.0245 | 0.0247 | 0.0252 | 0.0254 | 0.0252 | 0.0252 | 0.025 | 0.0248 | 0.0246 | 0.0243 | 0.0241 | 0.0238 | 0.0235 | 0.0232 | 0.0228 | 0.0226 | 0.0222 | 0.0219 | 0.0215 | 0.0212 | 0.0208 | 0.0205
Northwest | Residential | Minimum | Annual | Lighting | LDCEU/TDEF | Electric Load with Losses, Incl. Cogeneration | MW | 0 | 0 | 0 | 0 | 0 | 0 | 0 | 0 | 0 | 0 | 0 | 0 | 0 | 0 | 0 | 0 | 0 | 0 | 0 | 0 | 0 | 0 | 0 | -0.0001 | -1.7237 | -2.6162 | -3.4204 | -4.1395 | -3.7402 | -3.3791 | -3.0528 | -2.7579 | -2.4913 | -2.2504 | -2.0325 | -1.8358 | -1.658 | -1.4972 | -1.3519 | -1.2208 | -1.1023 | -0.9952 | -0.8985 | -0.8112 | -0.7323 | -0.661 | -0.5967 | -0.5386 | -0.4862 | -0.4388 | -0.396 | -0.3574 | -0.3226 | -0.291 | -0.2627 | -0.2371 | -0.2138 | -0.193
Northwest | Residential | Minimum | Annual | Refrigeration | LDCEU/TDEF | Electric Load with Losses, Incl. Cogeneration | MW | 0 | 0 | 0 | 0 | 0 | 0 | 0 | 0 | 0 | 0 | 0 | 0 | 0 | 0 | 0 | 0 | 0 | 0 | 0 | 0 | 0 | 0 | 0 | 0 | 0 | 0 | 0 | 0 | 0 | 0 | 0 | 0 | 0 | 0 | 0 | 0 | 0 | 0 | 0 | 0 | 0 | 0 | 0 | 0 | 0 | 0 | 0 | 0 | 0 | 0 | 0 | 0 | 0 | 0 | 0 | 0 | 0 | 0
Northwest | Residential | Minimum | Annual | Freezer | LDCEU/TDEF | Electric Load with Losses, Incl. Cogeneration | MW | 0 | 0 | 0 | 0 | 0 | 0 | 0 | 0 | 0 | 0 | 0 | 0 | 0 | 0 | 0 | 0 | 0 | 0 | 0 | 0 | 0 | 0 | 0 | 0 | -0.2306 | -0.4543 | -0.664 | -0.8605 | -1.0447 | -1.2159 | -1.3751 | -1.5225 | -1.6596 | -1.7865 | -1.903 | -2.0112 | -2.1112 | -2.2041 | -2.2903 | -2.3692 | -2.4421 | -2.51 | -2.5722 | -2.6286 | -2.6799 | -2.7265 | -2.7682 | -2.8058 | -2.8392 | -2.8689 | -2.8951 | -2.9186 | -2.9394 | -2.9576 | -2.9731 | -2.9862 | -2.9969 | -3.0055
Northwest | Residential | Minimum | Annual | Clothes Washer | LDCEU/TDEF | Electric Load with Losses, Incl. Cogeneration | MW | 0 | 0 | 0 | 0 | 0 | 0 | 0 | 0 | 0 | 0 | 0 | 0 | 0 | 0 | 0 | 0 | 0 | 0 | 0 | 0 | 0 | 0 | 0 | 0 | 0 | 0 | 0 | 0 | 0 | 0 | 0 | 0 | 0 | 0 | 0 | 0 | 0 | 0 | 0 | 0 | 0 | 0 | 0 | 0 | 0 | 0 | 0 | 0 | 0 | 0 | 0 | 0 | 0 | 0 | 0 | 0 | 0 | 0
Northwest | Residential | Minimum | Annual | Clothes Dryer | LDCEU/TDEF | Electric Load with Losses, Incl. Cogeneration | MW | 0 | 0 | 0 | 0 | 0 | 0 | 0 | 0 | 0 | 0 | 0 | 0 | 0 | 0 | 0 | 0 | 0 | 0 | 0 | 0 | 0 | 0 | 0 | 0 | 0.001 | 0.0021 | 0.0032 | 0.0044 | 0.0055 | 0.0067 | 0.0079 | 0.0091 | 0.0102 | 0.0114 | 0.0125 | 0.0137 | 0.0149 | 0.0161 | 0.0173 | 0.0185 | 0.0197 | 0.0208 | 0.022 | 0.0232 | 0.0244 | 0.0256 | 0.0267 | 0.0278 | 0.0291 | 0.0302 | 0.0314 | 0.0325 | 0.0337 | 0.0349 | 0.0361 | 0.0373 | 0.0385 | 0.0397
Northwest | Residential | Minimum | Annual | Dishwasher | LDCEU/TDEF | Electric Load with Losses, Incl. Cogeneration | MW | 0 | 0 | 0 | 0 | 0 | 0 | 0 | 0 | 0 | 0 | 0 | 0 | 0 | 0 | 0 | 0 | 0 | 0 | 0 | 0 | 0 | 0 | 0 | 0 | 0 | 0 | 0 | 0 | 0 | 0 | 0 | 0 | 0 | 0 | 0 | 0 | 0 | 0 | 0 | 0 | 0 | 0 | 0 | 0 | 0 | 0 | 0 | 0 | 0 | 0 | 0 | 0 | 0 | 0 | 0 | 0 | 0 | 0
Northwest | Residential | Minimum | Annual | Cooking | LDCEU/TDEF | Electric Load with Losses, Incl. Cogeneration | MW | 0 | 0 | 0 | 0 | 0 | 0 | 0 | 0 | 0 | 0 | 0 | 0 | 0 | 0 | 0 | 0 | 0 | 0 | 0 | 0 | 0 | 0 | 0 | 0 | 0 | 0 | -0.3354 | -0.6416 | -0.9192 | -1.1675 | -1.3896 | -1.5869 | -1.7623 | -1.9163 | -2.0506 | -2.165 | -2.2617 | -2.3427 | -2.4086 | -2.4598 | -2.4977 | -2.5234 | -2.5374 | -2.5401 | -2.5322 | -2.5146 | -2.4876 | -2.4518 | -2.408 | -2.3565 | -2.2978 | -2.2327 | -2.1614 | -2.0843 | -2.0018 | -1.9143 | -1.8221 | -1.7265
Northwest | Residential | Minimum | Annual | Air Conditioning | LDCEU/TDEF | Electric Load with Losses, Incl. Cogeneration | MW | 0 | 0 | 0 | 0 | 0 | 0 | 0 | 0 | 0 | 0 | 0 | 0 | 0 | 0 | 0 | 0 | 0 | 0 | 0 | 0 | 0 | 0 | 0 | 0 | 0 | 0 | 0 | 0 | 0 | 0 | 0 | 0 | 0 | 0 | 0 | 0 | 0 | 0 | 0 | 0 | 0 | 0 | 0 | 0 | 0 | 0 | 0 | 0 | 0 | 0 | 0 | 0 | 0 | 0 | 0 | 0 | 0 | 0
Northwest | Residential | Minimum | Annual | Entertainment Center | LDCEU/TDEF | Electric Load with Losses, Incl. Cogeneration | MW | 0 | 0 | 0 | 0 | 0 | 0 | 0 | 0 | 0 | 0 | 0 | 0 | 0 | 0 | 0 | 0 | 0 | 0 | 0 | 0 | 0 | 0 | 0 | 0 | -1.4888 | -4.1327 | -7.6462 | -11.8137 | -16.4538 | -21.4123 | -26.5803 | -31.8639 | -37.2126 | -42.5635 | -47.8745 | -53.1097 | -58.2433 | -63.284 | -68.2278 | -73.023 | -77.6853 | -82.2456 | -86.6636 | -90.9368 | -95.0759 | -99.0776 | -102.9369 | -106.6649 | -110.2608 | -113.7198 | -117.0655 | -120.3075 | -123.4538 | -126.5029 | -129.4524 | -132.3047 | -135.0633 | -137.7316
Northwest | Residential | Minimum | Annual | Other Non-Substitutables | LDCEU/TDEF | Electric Load with Losses, Incl. Cogeneration | MW | 0 | 0 | 0 | 0 | 0 | 0 | 0 | 0 | 0 | 0 | 0 | 0 | 0 | 0 | 0 | 0 | 0 | 0 | 0 | 0 | 0 | 0 | 0 | 0 | -29.5803 | -56.1934 | -79.9448 | -101.2318 | -120.2724 | -137.2328 | -152.342 | -165.7873 | -177.8341 | -188.5818 | -198.1747 | -206.708 | -214.2961 | -221.12 | -227.2866 | -232.7465 | -237.6319 | -242.0916 | -246.0806 | -249.6388 | -252.835 | -255.696 | -258.2392 | -260.5153 | -262.5432 | -264.33 | -265.9421 | -267.4118 | -268.7612 | -269.9969 | -271.1194 | -272.138 | -273.0616 | -273.9005
Northwest | Residential | Minimum | Annual | Water Heating Over 55 | LDCEU/TDEF | Electric Load with Losses, Incl. Cogeneration | MW | 0 | 0 | 0 | 0 | 0 | 0 | 0 | 0 | 0 | 0 | 0 | 0 | 0 | 0 | 0 | 0 | 0 | 0 | 0 | 0 | 0 | 0 | 0 | 0 | 0 | 0 | 0 | 0 | 0 | 0 | 0 | 0 | 0 | 0 | 0 | 0 | 0 | 0 | 0 | 0 | 0 | 0 | 0 | 0 | 0 | 0 | 0 | 0 | 0 | 0 | 0 | 0 | 0 | 0 | 0 | 0 | 0 | 0
[8 empty] | 0 | 0 | 0 | 0 | 0 | 0 | 0 | 0 | 0 | 0 | 0 | 0 | 0 | 0 | 0 | 0 | 0 | 0 | 0 | 0 | 0 | 0 | 0 | 0 | 0 | 0 | 0 | 0 | 0 | 0 | 0 | 0 | 0 | 0 | 0 | 0 | 0 | 0 | 0 | 0 | 0 | 0 | 0 | 0 | 0 | 0 | 0 | 0 | 0 | 0 | 0 | 0 | 0 | 0 | 0 | 0 | 0 | 0
Area | Sector | Day | Month | Enduse | Variable | Descriptor | Units | 1993 | 1994 | 1995 | 1996 | 1997 | 1998 | 1999 | 2000 | 2001 | 2002 | 2003 | 2004 | 2005 | 2006 | 2007 | 2008 | 2009 | 2010 | 2011 | 2012 | 2013 | 2014 | 2015 | 2016 | 2017 | 2018 | 2019 | 2020 | 2021 | 2022 | 2023 | 2024 | 2025 | 2026 | 2027 | 2028 | 2029 | 2030 | 2031 | 2032 | 2033 | 2034 | 2035 | 2036 | 2037 | 2038 | 2039 | 2040 | 2041 | 2042 | 2043 | 2044 | 2045 | 2046 | 2047 | 2048 | 2049 | 2050
Northwest | Single Family | Peak | January | Space Heating | LDCEU/TDEF | Electric Load with Losses, Incl. Cogeneration | MW | -36.93 | -37.991 | -52.581 | -66.963 | -79.925 | -83.923 | -109.461 | -136.204 | -135.719 | -150.484 | -129.741 | -178.782 | -193.759 | -165.61 | -245.002 | -261.666 | -243.97 | -197.471 | -251.723 | -259.791 | -320.069 | -277.527 | -267.925 | -324.16 | -345.865 | -356.249 | -395.177 | -432.919 | -469.819 | -504.882 | -543.994 | -580.467 | -615.044 | -648.091 | -678.646 | -708.426 | -736.38 | -763.299 | -789.667 | -813.99 | -837.097 | -859.996 | -881.297 | -901.33 | -920.512 | -938.592 | -955.466 | -971.55 | -986.719 | -1001.017 | -1014.959 | -1028.446 | -1041.478 | -1054.182 | -1066.254 | -1077.741 | -1088.845 | -1099.412
Northwest | Single Family | Peak | January | Water Heating Under 55 | LDCEU/TDEF | Electric Load with Losses, Incl. Cogeneration | MW | 0 | 0 | 0 | 0 | 0 | 0 | 0 | 0 | 0 | 0 | 0 | 0 | 0 | 0 | 0 | 0 | 0 | 0 | 0 | 0 | 0 | 0 | 0 | 0 | 0.074 | 0.135 | 0.232 | 0.306 | 0.376 | 0.463 | 0.521 | 0.556 | 0.582 | 0.597 | 0.607 | 0.624 | 0.634 | 0.64 | 0.65 | 0.652 | 0.648 | 0.648 | 0.643 | 0.638 | 0.633 | 0.627 | 0.621 | 0.615 | 0.608 | 0.601 | 0.594 | 0.586 | 0.58 | 0.571 | 0.563 | 0.554 | 0.546 | 0.538
Northwest | Single Family | Peak | January | Lighting | LDCEU/TDEF | Electric Load with Losses, Incl. Cogeneration | MW | 0 | 0 | 0 | 0 | 0 | 0 | 0 | 0 | 0 | 0 | 0 | 0 | 0 | 0 | 0 | 0 | 0 | 0 | 0 | 0 | 0 | 0 | 0 | 0 | -6.453 | -9.768 | -12.767 | -15.445 | -13.964 | -12.623 | -11.411 | -10.316 | -9.324 | -8.428 | -7.616 | -6.883 | -6.22 | -5.62 | -5.078 | -4.588 | -4.146 | -3.745 | -3.383 | -3.056 | -2.76 | -2.493 | -2.252 | -2.035 | -1.837 | -1.66 | -1.498 | -1.353 | -1.222 | -1.103 | -0.997 | -0.9 | -0.812 | -0.734
Northwest | Single Family | Peak | January | Refrigeration | LDCEU/TDEF | Electric Load with Losses, Incl. Cogeneration | MW | 0 | 0 | 0 | 0 | 0 | 0 | 0 | 0 | 0 | 0 | 0 | 0 | 0 | 0 | 0 | 0 | 0 | 0 | 0 | 0 | 0 | 0 | 0 | 0 | 0 | 0 | 0 | 0 | 0 | 0 | 0 | 0 | 0 | 0 | 0 | 0 | 0 | 0 | 0 | 0 | 0 | 0 | 0 | 0 | 0 | 0 | 0 | 0 | 0 | 0 | 0 | 0 | 0 | 0 | 0 | 0 | 0 | 0
Northwest | Single Family | Peak | January | Freezer | LDCEU/TDEF | Electric Load with Losses, Incl. Cogeneration | MW | 0 | 0 | 0 | 0 | 0 | 0 | 0 | 0 | 0 | 0 | 0 | 0 | 0 | 0 | 0 | 0 | 0 | 0 | 0 | 0 | 0 | 0 | 0 | 0 | -0.2506 | -0.4956 | -0.7268 | -0.9448 | -1.1501 | -1.3418 | -1.5209 | -1.6875 | -1.8427 | -1.9874 | -2.1205 | -2.2451 | -2.3608 | -2.4689 | -2.5701 | -2.663 | -2.7494 | -2.8308 | -2.9054 | -2.9738 | -3.0364 | -3.0937 | -3.1455 | -3.1928 | -3.2353 | -3.2734 | -3.3078 | -3.339 | -3.3672 | -3.3923 | -3.4144 | -3.4337 | -3.4502 | -3.4642
Northwest | Single Family | Peak | January | Clothes Washer | LDCEU/TDEF | Electric Load with Losses, Incl. Cogeneration | MW | 0 | 0 | 0 | 0 | 0 | 0 | 0 | 0 | 0 | 0 | 0 | 0 | 0 | 0 | 0 | 0 | 0 | 0 | 0 | 0 | 0 | 0 | 0 | 0 | 0 | 0 | 0 | 0 | 0 | 0 | 0 | 0 | 0 | 0 | 0 | 0 | 0 | 0 | 0 | 0 | 0 | 0 | 0 | 0 | 0 | 0 | 0 | 0 | 0 | 0 | 0 | 0 | 0 | 0 | 0 | 0 | 0 | 0
Northwest | Single Family | Peak | January | Clothes Dryer | LDCEU/TDEF | Electric Load with Losses, Incl. Cogeneration | MW | 0 | 0 | 0 | 0 | 0 | 0 | 0 | 0 | 0 | 0 | 0 | 0 | 0 | 0 | 0 | 0 | 0 | 0 | 0 | 0 | 0 | 0 | 0 | 0 | 0.0742 | 0.1487 | 0.2289 | 0.3107 | 0.3947 | 0.4803 | 0.5655 | 0.6496 | 0.7338 | 0.8178 | 0.9004 | 0.9862 | 1.0713 | 1.1571 | 1.2459 | 1.3328 | 1.4192 | 1.5091 | 1.5978 | 1.6854 | 1.7749 | 1.8629 | 1.9497 | 2.0383 | 2.1262 | 2.2134 | 2.303 | 2.392 | 2.482 | 2.574 | 2.666 | 2.756 | 2.849 | 2.942
Northwest | Single Family | Peak | January | Dishwasher | LDCEU/TDEF | Electric Load with Losses, Incl. Cogeneration | MW | 0 | 0 | 0 | 0 | 0 | 0 | 0 | 0 | 0 | 0 | 0 | 0 | 0 | 0 | 0 | 0 | 0 | 0 | 0 | 0 | 0 | 0 | 0 | 0 | 0 | 0 | 0 | 0 | 0 | 0 | 0 | 0 | 0 | 0 | 0 | 0 | 0 | 0 | 0 | 0 | 0 | 0 | 0 | 0 | 0 | 0 | 0 | 0 | 0 | 0 | 0 | 0 | 0 | 0 | 0 | 0 | 0 | 0
Northwest | Single Family | Peak | January | Cooking | LDCEU/TDEF | Electric Load with Losses, Incl. Cogeneration | MW | 0 | 0 | 0 | 0 | 0 | 0 | 0 | 0 | 0 | 0 | 0 | 0 | 0 | 0 | 0 | 0 | 0 | 0 | 0 | 0 | 0 | 0 | 0 | 0 | 0 | 0 | -8.696 | -16.646 | -23.871 | -30.335 | -36.128 | -41.28 | -45.84 | -49.85 | -53.312 | -56.294 | -58.828 | -60.962 | -62.704 | -64.063 | -65.089 | -65.807 | -66.21 | -66.324 | -66.152 | -65.726 | -65.057 | -64.157 | -63.047 | -61.738 | -60.24 | -58.572 | -56.742 | -54.757 | -52.63 | -50.367 | -47.989 | -45.54
Northwest | Single Family | Peak | January | Air Conditioning | LDCEU/TDEF | Electric Load with Losses, Incl. Cogeneration | MW | 0 | 0 | 0 | 0 | 0 | 0 | 0 | 0 | 0 | 0 | 0 | 0 | 0 | 0 | 0 | 0 | 0 | 0 | 0 | 0 | 0 | 0 | 0 | 0 | 0 | 0 | 0 | 0 | 0 | 0 | 0 | 0 | 0 | 0 | 0 | 0 | 0 | 0 | 0 | 0 | 0 | 0 | 0 | 0 | 0 | 0 | 0 | 0 | 0 | 0 | 0 | 0 | 0 | 0 | 0 | 0 | 0 | 0
Northwest | Single Family | Peak | January | Entertainment Center | LDCEU/TDEF | Electric Load with Losses, Incl. Cogeneration | MW | 0 | 0 | 0 | 0 | 0 | 0 | 0 | 0 | 0 | 0 | 0 | 0 | 0 | 0 | 0 | 0 | 0 | 0 | 0 | 0 | 0 | 0 | 0 | 0 | -15.182 | -41.969 | -77.642 | -119.915 | -166.996 | -217.285 | -269.708 | -323.288 | -377.399 | -431.535 | -485.015 | -537.971 | -589.976 | -641.105 | -691.257 | -739.9457 | -787.4364 | -834.0513 | -879.1882 | -922.8847 | -965.2363 | -1006.2584 | -1045.8491 | -1084.1855 | -1121.2682 | -1157.0832 | -1191.8141 | -1225.6275 | -1258.5764 | -1290.6245 | -1321.7107 | -1351.9027 | -1381.2385 | -1409.7493
Northwest | Single Family | Peak | January | Other Non-Substitutables | LDCEU/TDEF | Electric Load with Losses, Incl. Cogeneration | MW | 0 | 0 | 0 | 0 | 0 | 0 | 0 | 0 | 0 | 0 | 0 | 0 | 0 | 0 | 0 | 0 | 0 | 0 | 0 | 0 | 0 | 0 | 0 | 0 | -57.539 | -108.774 | -154.791 | -196.068 | -233.11 | -266.146 | -295.668 | -321.976 | -345.474 | -366.482 | -385.064 | -401.795 | -416.747 | -430.261 | -442.499 | -453.377 | -463.21 | -472.287 | -480.412 | -487.689 | -494.25 | -500.169 | -505.456 | -510.24 | -514.559 | -518.442 | -521.994 | -525.305 | -528.41 | -531.308 | -533.986 | -536.48 | -538.808 | -540.989
Northwest | Single Family | Peak | January | Water Heating Over 55 | LDCEU/TDEF | Electric Load with Losses, Incl. Cogeneration | MW | 0 | 0 | 0 | 0 | 0 | 0 | 0 | 0 | 0 | 0 | 0 | 0 | 0 | 0 | 0 | 0 | 0 | 0 | 0 | 0 | 0 | 0 | 0 | 0 | 0 | 0 | 0 | 0 | 0 | 0 | 0 | 0 | 0 | 0 | 0 | 0 | 0 | 0 | 0 | 0 | 0 | 0 | 0 | 0 | 0 | 0 | 0 | 0 | 0 | 0 | 0 | 0 | 0 | 0 | 0 | 0 | 0 | 0
Northwest | Single Family | Peak | February | Space Heating | LDCEU/TDEF | Electric Load with Losses, Incl. Cogeneration | MW | -65.051 | -88.255 | -91.39 | -128.593 | -147.207 | -152.332 | -216.538 | -233.615 | -273.575 | -279.966 | -288.374 | -302.969 | -370.741 | -375.891 | -390.289 | -423.222 | -464.295 | -384.837 | -534.027 | -479.575 | -550.699 | -616.03 | -459.179 | -520.826 | -646.892 | -666.079 | -737.501 | -806.727 | -874.386 | -938.666 | -1010.48 | -1077.434 | -1140.875 | -1201.461 | -1257.448 | -1311.978 | -1363.134 | -1412.37 | -1460.556 | -1504.984 | -1547.162 | -1588.934 | -1627.769 | -1664.256 | -1699.173 | -1732.054 | -1762.715 | -1791.914 | -1819.427 | -1845.334 | -1870.587 | -1895.008 | -1918.598 | -1941.585 | -1963.418 | -1984.179 | -2004.24 | -2023.32
Northwest | Single Family | Peak | February | Water Heating Under 55 | LDCEU/TDEF | Electric Load with Losses, Incl. Cogeneration | MW | 0 | 0 | 0 | 0 | 0 | 0 | 0 | 0 | 0 | 0 | 0 | 0 | 0 | 0 | 0 | 0 | 0 | 0 | 0 | 0 | 0 | 0 | 0 | 0 | 0.083 | 0.155 | 0.263 | 0.347 | 0.428 | 0.528 | 0.593 | 0.634 | 0.664 | 0.681 | 0.692 | 0.712 | 0.724 | 0.73 | 0.742 | 0.744 | 0.74 | 0.739 | 0.734 | 0.729 | 0.722 | 0.716 | 0.709 | 0.702 | 0.694 | 0.687 | 0.678 | 0.67 | 0.661 | 0.652 | 0.643 | 0.633 | 0.623 | 0.614
Northwest | Single Family | Peak | February | Lighting | LDCEU/TDEF | Electric Load with Losses, Incl. Cogeneration | MW | 0 | 0 | 0 | 0 | 0 | 0 | 0 | 0 | 0 | 0 | 0 | 0 | 0 | 0 | 0 | 0 | 0 | 0 | 0 | 0 | 0 | 0 | 0 | 0 | -3.365 | -5.093 | -6.657 | -8.053 | -7.281 | -6.582 | -5.951 | -5.379 | -4.862 | -4.394 | -3.972 | -3.589 | -3.244 | -2.931 | -2.648 | -2.393 | -2.161 | -1.953 | -1.764 | -1.593 | -1.439 | -1.3 | -1.175 | -1.061 | -0.958 | -0.865 | -0.782 | -0.706 | -0.638 | -0.576 | -0.52 | -0.469 | -0.423 | -0.382
Northwest | Single Family | Peak | February | Refrigeration | LDCEU/TDEF | Electric Load with Losses, Incl. Cogeneration | MW | 0 | 0 | 0 | 0 | 0 | 0 | 0 | 0 | 0 | 0 | 0 | 0 | 0 | 0 | 0 | 0 | 0 | 0 | 0 | 0 | 0 | 0 | 0 | 0 | 0 | 0 | 0 | 0 | 0 | 0 | 0 | 0 | 0 | 0 | 0 | 0 | 0 | 0 | 0 | 0 | 0 | 0 | 0 | 0 | 0 | 0 | 0 | 0 | 0 | 0 | 0 | 0 | 0 | 0 | 0 | 0 | 0 | 0
Northwest | Single Family | Peak | February | Freezer | LDCEU/TDEF | Electric Load with Losses, Incl. Cogeneration | MW | 0 | 0 | 0 | 0 | 0 | 0 | 0 | 0 | 0 | 0 | 0 | 0 | 0 | 0 | 0 | 0 | 0 | 0 | 0 | 0 | 0 | 0 | 0 | 0 | -0.205 | -0.4055 | -0.5948 | -0.7733 | -0.9414 | -1.0985 | -1.2452 | -1.3818 | -1.5092 | -1.6279 | -1.7371 | -1.8393 | -1.9343 | -2.0232 | -2.1063 | -2.1827 | -2.2539 | -2.3208 | -2.3823 | -2.4387 | -2.4903 | -2.5376 | -2.5805 | -2.6195 | -2.6549 | -2.6865 | -2.715 | -2.741 | -2.7645 | -2.7855 | -2.804 | -2.8203 | -2.8342 | -2.8462
Northwest | Single Family | Peak | February | Clothes Washer | LDCEU/TDEF | Electric Load with Losses, Incl. Cogeneration | MW | 0 | 0 | 0 | 0 | 0 | 0 | 0 | 0 | 0 | 0 | 0 | 0 | 0 | 0 | 0 | 0 | 0 | 0 | 0 | 0 | 0 | 0 | 0 | 0 | 0 | 0 | 0 | 0 | 0 | 0 | 0 | 0 | 0 | 0 | 0 | 0 | 0 | 0 | 0 | 0 | 0 | 0 | 0 | 0 | 0 | 0 | 0 | 0 | 0 | 0 | 0 | 0 | 0 | 0 | 0 | 0 | 0 | 0
Northwest | Single Family | Peak | February | Clothes Dryer | LDCEU/TDEF | Electric Load with Losses, Incl. Cogeneration | MW | 0 | 0 | 0 | 0 | 0 | 0 | 0 | 0 | 0 | 0 | 0 | 0 | 0 | 0 | 0 | 0 | 0 | 0 | 0 | 0 | 0 | 0 | 0 | 0 | 0.0316 | 0.0634 | 0.0976 | 0.1325 | 0.1682 | 0.2047 | 0.2411 | 0.2769 | 0.3129 | 0.3487 | 0.384 | 0.4205 | 0.4569 | 0.4934 | 0.5313 | 0.5685 | 0.6052 | 0.6436 | 0.6815 | 0.7189 | 0.757 | 0.7947 | 0.8317 | 0.8695 | 0.907 | 0.9441 | 0.9822 | 1.0205 | 1.0588 | 1.0982 | 1.1372 | 1.176 | 1.2156 | 1.2551
Northwest | Single Family | Peak | February | Dishwasher | LDCEU/TDEF | Electric Load with Losses, Incl. Cogeneration | MW | 0 | 0 | 0 | 0 | 0 | 0 | 0 | 0 | 0 | 0 | 0 | 0 | 0 | 0 | 0 | 0 | 0 | 0 | 0 | 0 | 0 | 0 | 0 | 0 | 0 | 0 | 0 | 0 | 0 | 0 | 0 | 0 | 0 | 0 | 0 | 0 | 0 | 0 | 0 | 0 | 0 | 0 | 0 | 0 | 0 | 0 | 0 | 0 | 0 | 0 | 0 | 0 | 0 | 0 | 0 | 0 | 0 | 0
Northwest | Single Family | Peak | February | Cooking | LDCEU/TDEF | Electric Load with Losses, Incl. Cogeneration | MW | 0 | 0 | 0 | 0 | 0 | 0 | 0 | 0 | 0 | 0 | 0 | 0 | 0 | 0 | 0 | 0 | 0 | 0 | 0 | 0 | 0 | 0 | 0 | 0 | 0 | 0 | -2.0134 | -3.8543 | -5.5276 | -7.0249 | -8.3667 | -9.5606 | -10.6174 | -11.5466 | -12.3489 | -13.0403 | -13.6279 | -14.1229 | -14.527 | -14.8423 | -15.0807 | -15.2479 | -15.3421 | -15.3689 | -15.3298 | -15.2319 | -15.0774 | -14.8695 | -14.6129 | -14.3105 | -13.964 | -13.5779 | -13.1546 | -12.6954 | -12.2028 | -11.679 | -11.1288 | -10.5623
Northwest | Single Family | Peak | February | Air Conditioning | LDCEU/TDEF | Electric Load with Losses, Incl. Cogeneration | MW | 0 | 0 | 0 | 0 | 0 | 0 | 0 | 0 | 0 | 0 | 0 | 0 | 0 | 0 | 0 | 0 | 0 | 0 | 0 | 0 | 0 | 0 | 0 | 0 | 0 | 0 | 0 | 0 | 0 | 0 | 0 | 0 | 0 | 0 | 0 | 0 | 0 | 0 | 0 | 0 | 0 | 0 | 0 | 0 | 0 | 0 | 0 | 0 | 0 | 0 | 0 | 0 | 0 | 0 | 0 | 0 | 0 | 0
Northwest | Single Family | Peak | February | Entertainment Center | LDCEU/TDEF | Electric Load with Losses, Incl. Cogeneration | MW | 0 | 0 | 0 | 0 | 0 | 0 | 0 | 0 | 0 | 0 | 0 | 0 | 0 | 0 | 0 | 0 | 0 | 0 | 0 | 0 | 0 | 0 | 0 | 0 | -5.7796 | -15.9773 | -29.5575 | -45.6517 | -63.5773 | -82.7268 | -102.6886 | -123.0943 | -143.7041 | -164.323 | -184.6954 | -204.868 | -224.6816 | -244.1626 | -263.2704 | -281.8261 | -299.9264 | -317.6928 | -334.8993 | -351.5578 | -367.7047 | -383.3456 | -398.4421 | -413.0609 | -427.2026 | -440.8619 | -454.1081 | -467.0064 | -479.5753 | -491.8023 | -503.6626 | -515.183 | -526.3772 | -537.2575
Northwest | Single Family | Peak | February | Other Non-Substitutables | LDCEU/TDEF | Electric Load with Losses, Incl. Cogeneration | MW | 0 | 0 | 0 | 0 | 0 | 0 | 0 | 0 | 0 | 0 | 0 | 0 | 0 | 0 | 0 | 0 | 0 | 0 | 0 | 0 | 0 | 0 | 0 | 0 | -34.2061 | -64.6642 | -92.0175 | -116.5568 | -138.5796 | -158.2262 | -175.7819 | -191.4313 | -205.4115 | -217.9096 | -228.9683 | -238.9252 | -247.8261 | -255.8736 | -263.1585 | -269.6394 | -275.4996 | -280.9097 | -285.7533 | -290.0941 | -294.0088 | -297.54 | -300.6966 | -303.5537 | -306.1334 | -308.4553 | -310.5784 | -312.5585 | -314.4169 | -316.1526 | -317.7559 | -319.2506 | -320.6462 | -321.9548
Northwest | Single Family | Peak | February | Water Heating Over 55 | LDCEU/TDEF | Electric Load with Losses, Incl. Cogeneration | MW | 0 | 0 | 0 | 0 | 0 | 0 | 0 | 0 | 0 | 0 | 0 | 0 | 0 | 0 | 0 | 0 | 0 | 0 | 0 | 0 | 0 | 0 | 0 | 0 | 0 | 0 | 0 | 0 | 0 | 0 | 0 | 0 | 0 | 0 | 0 | 0 | 0 | 0 | 0 | 0 | 0 | 0 | 0 | 0 | 0 | 0 | 0 | 0 | 0 | 0 | 0 | 0 | 0 | 0 | 0 | 0 | 0 | 0
Northwest | Single Family | Peak | March | Space Heating | LDCEU/TDEF | Electric Load with Losses, Incl. Cogeneration | MW | -53.264 | -71.501 | -105.729 | -120.04 | -149.007 | -162.806 | -234.451 | -258.178 | -249.657 | -330.798 | -267.96 | -273.713 | -322.853 | -382.407 | -362.632 | -495.525 | -519.293 | -435.14 | -508.187 | -547.827 | -548.927 | -541.853 | -466.901 | -605.066 | -645.173 | -664.146 | -734.401 | -802.499 | -869.06 | -932.288 | -1002.872 | -1068.676 | -1131.028 | -1190.566 | -1245.583 | -1299.169 | -1349.435 | -1397.817 | -1445.166 | -1488.822 | -1530.264 | -1571.313 | -1609.475 | -1645.329 | -1679.642 | -1711.955 | -1742.083 | -1770.775 | -1797.808 | -1823.252 | -1848.055 | -1872.037 | -1895.202 | -1917.774 | -1939.207 | -1959.586 | -1979.276 | -1997.999
Northwest | Single Family | Peak | March | Water Heating Under 55 | LDCEU/TDEF | Electric Load with Losses, Incl. Cogeneration | MW | 0 | 0 | 0 | 0 | 0 | 0 | 0 | 0 | 0 | 0 | 0 | 0 | 0 | 0 | 0 | 0 | 0 | 0 | 0 | 0 | 0 | 0 | 0 | 0 | 0.072 | 0.132 | 0.225 | 0.297 | 0.366 | 0.451 | 0.507 | 0.543 | 0.568 | 0.583 | 0.594 | 0.611 | 0.621 | 0.626 | 0.637 | 0.639 | 0.635 | 0.635 | 0.631 | 0.626 | 0.62 | 0.615 | 0.61 | 0.604 | 0.597 | 0.59 | 0.582 | 0.576 | 0.568 | 0.56 | 0.552 | 0.543 | 0.535 | 0.527
Northwest | Single Family | Peak | March | Lighting | LDCEU/TDEF | Electric Load with Losses, Incl. Cogeneration | MW | 0 | 0 | 0 | 0 | 0 | 0 | 0 | 0 | 0 | 0 | 0 | 0 | 0 | 0 | 0 | 0 | 0 | 0 | -0.001 | 0 | 0 | 0 | 0 | 0 | -2.976 | -4.504 | -5.887 | -7.122 | -6.439 | -5.822 | -5.263 | -4.757 | -4.3 | -3.886 | -3.513 | -3.174 | -2.868 | -2.592 | -2.342 | -2.116 | -1.912 | -1.727 | -1.56 | -1.41 | -1.273 | -1.15 | -1.038 | -0.938 | -0.847 | -0.765 | -0.691 | -0.624 | -0.564 | -0.509 | -0.46 | -0.415 | -0.375 | -0.339
Northwest | Single Family | Peak | March | Refrigeration | LDCEU/TDEF | Electric Load with Losses, Incl. Cogeneration | MW | 0 | 0 | 0 | 0 | 0 | 0 | 0 | 0 | 0 | 0 | 0 | 0 | 0 | 0 | 0 | 0 | 0 | 0 | 0 | 0 | 0 | 0 | 0 | 0 | 0 | 0 | 0 | 0 | 0 | 0 | 0 | 0 | 0 | 0 | 0 | 0 | 0 | 0 | 0 | 0 | 0 | 0 | 0 | 0 | 0 | 0 | 0 | 0 | 0 | 0 | 0 | 0 | 0 | 0 | 0 | 0 | 0 | 0
Northwest | Single Family | Peak | March | Freezer | LDCEU/TDEF | Electric Load with Losses, Incl. Cogeneration | MW | 0 | 0 | 0 | 0 | 0 | 0 | 0 | 0 | 0 | 0 | 0 | 0 | 0 | 0 | 0 | 0 | 0 | 0 | 0 | 0 | 0 | 0 | 0 | 0 | -0.2156 | -0.4267 | -0.6261 | -0.8141 | -0.9912 | -1.1567 | -1.3114 | -1.4554 | -1.5896 | -1.7149 | -1.8301 | -1.938 | -2.0384 | -2.1323 | -2.22 | -2.3008 | -2.3761 | -2.4469 | -2.512 | -2.5717 | -2.6265 | -2.6766 | -2.7222 | -2.7637 | -2.8012 | -2.8349 | -2.8653 | -2.893 | -2.9181 | -2.9407 | -2.9604 | -2.9779 | -2.993 | -3.0059
Northwest | Single Family | Peak | March | Clothes Washer | LDCEU/TDEF | Electric Load with Losses, Incl. Cogeneration | MW | 0 | 0 | 0 | 0 | 0 | 0 | 0 | 0 | 0 | 0 | 0 | 0 | 0 | 0 | 0 | 0 | 0 | 0 | 0 | 0 | 0 | 0 | 0 | 0 | 0 | 0 | 0 | 0 | 0 | 0 | 0 | 0 | 0 | 0 | 0 | 0 | 0 | 0 | 0 | 0 | 0 | 0 | 0 | 0 | 0 | 0 | 0 | 0 | 0 | 0 | 0 | 0 | 0 | 0 | 0 | 0 | 0 | 0
Northwest | Single Family | Peak | March | Clothes Dryer | LDCEU/TDEF | Electric Load with Losses, Incl. Cogeneration | MW | 0 | 0 | 0 | 0 | 0 | 0 | 0 | 0 | 0 | 0 | 0 | 0 | 0 | 0 | 0 | 0 | 0 | 0 | 0 | 0 | 0 | 0 | 0 | 0 | 0.0335 | 0.067 | 0.1032 | 0.1401 | 0.178 | 0.2166 | 0.255 | 0.2929 | 0.3309 | 0.3688 | 0.4062 | 0.4448 | 0.4833 | 0.5221 | 0.5621 | 0.6014 | 0.6403 | 0.681 | 0.7209 | 0.7605 | 0.8009 | 0.8407 | 0.88 | 0.9199 | 0.9595 | 0.9989 | 1.0392 | 1.0796 | 1.1201 | 1.1618 | 1.2032 | 1.2442 | 1.2861 | 1.3279
Northwest | Single Family | Peak | March | Dishwasher | LDCEU/TDEF | Electric Load with Losses, Incl. Cogeneration | MW | 0 | 0 | 0 | 0 | 0 | 0 | 0 | 0 | 0 | 0 | 0 | 0 | 0 | 0 | 0 | 0 | 0 | 0 | 0 | 0 | 0 | 0 | 0 | 0 | 0 | 0 | 0 | 0 | 0 | 0 | 0 | 0 | 0 | 0 | 0 | 0 | 0 | 0 | 0 | 0 | 0 | 0 | 0 | 0 | 0 | 0 | 0 | 0 | 0 | 0 | 0 | 0 | 0 | 0 | 0 | 0 | 0 | 0
Northwest | Single Family | Peak | March | Cooking | LDCEU/TDEF | Electric Load with Losses, Incl. Cogeneration | MW | 0 | 0 | 0 | 0 | 0 | 0 | 0 | 0 | 0 | 0 | 0 | 0 | 0 | 0 | 0 | 0 | 0 | 0 | 0 | 0 | 0 | 0 | 0 | 0 | 0 | 0 | -2.0491 | -3.9229 | -5.626 | -7.1503 | -8.5161 | -9.7317 | -10.8077 | -11.7538 | -12.5707 | -13.2746 | -13.8731 | -14.377 | -14.7885 | -15.1098 | -15.3526 | -15.5229 | -15.6188 | -15.6463 | -15.6064 | -15.5068 | -15.3495 | -15.1378 | -14.8765 | -14.5684 | -14.2155 | -13.8223 | -13.3913 | -12.9233 | -12.4217 | -11.8881 | -11.3277 | -10.7509
Northwest | Single Family | Peak | March | Air Conditioning | LDCEU/TDEF | Electric Load with Losses, Incl. Cogeneration | MW | 0 | 0 | 0 | 0 | 0 | 0 | 0 | 0 | 0 | 0 | 0 | 0 | 0 | 0 | 0 | 0 | 0 | 0 | 0 | 0 | 0 | 0 | 0 | 0 | 0 | 0 | 0 | 0 | 0 | 0 | 0 | 0 | 0 | 0 | 0 | 0 | 0 | 0 | 0 | 0 | 0 | 0 | 0 | 0 | 0 | 0 | 0 | 0 | 0 | 0 | 0 | 0 | 0 | 0 | 0 | 0 | 0 | 0
Northwest | Single Family | Peak | March | Entertainment Center | LDCEU/TDEF | Electric Load with Losses, Incl. Cogeneration | MW | 0 | 0 | 0 | 0 | 0 | 0 | 0 | 0 | 0 | 0 | 0 | 0 | 0 | 0 | 0 | 0 | 0 | 0 | 0 | 0 | 0 | 0 | 0 | 0 | -6.2185 | -17.1911 | -31.8039 | -49.1225 | -68.4126 | -89.0213 | -110.5049 | -132.4681 | -154.6522 | -176.8473 | -198.7782 | -220.4954 | -241.8275 | -262.8033 | -283.3778 | -303.3598 | -322.8535 | -341.9878 | -360.5217 | -378.466 | -395.8604 | -412.7107 | -428.9753 | -444.7263 | -459.9637 | -474.6822 | -488.9562 | -502.8565 | -516.4027 | -529.5812 | -542.3652 | -554.7837 | -566.851 | -578.5807
Northwest | Single Family | Peak | March | Other Non-Substitutables | LDCEU/TDEF | Electric Load with Losses, Incl. Cogeneration | MW | 0 | 0 | 0 | 0 | 0 | 0 | 0 | 0 | 0 | 0 | 0 | 0 | 0 | 0 | 0 | 0 | 0 | 0 | 0 | 0 | 0 | 0 | 0 | 0 | -32.5934 | -61.6169 | -87.6823 | -111.0674 | -132.0555 | -150.7818 | -167.5157 | -182.4343 | -195.7632 | -207.68 | -218.2257 | -227.7213 | -236.2118 | -243.8884 | -250.8393 | -257.0237 | -262.6174 | -267.7817 | -272.4076 | -276.5536 | -280.2929 | -283.6679 | -286.6852 | -289.416 | -291.8838 | -294.1032 | -296.1358 | -298.0312 | -299.8099 | -301.4718 | -303.009 | -304.4404 | -305.7786 | -307.0337
Northwest | Single Family | Peak | March | Water Heating Over 55 | LDCEU/TDEF | Electric Load with Losses, Incl. Cogeneration | MW | 0 | 0 | 0 | 0 | 0 | 0 | 0 | 0 | 0 | 0 | 0 | 0 | 0 | 0 | 0 | 0 | 0 | 0 | 0 | 0 | 0 | 0 | 0 | 0 | 0 | 0 | 0 | 0 | 0 | 0 | 0 | 0 | 0 | 0 | 0 | 0 | 0 | 0 | 0 | 0 | 0 | 0 | 0 | 0 | 0 | 0 | 0 | 0 | 0 | 0 | 0 | 0 | 0 | 0 | 0 | 0 | 0 | 0
Northwest | Single Family | Peak | April | Space Heating | LDCEU/TDEF | Electric Load with Losses, Incl. Cogeneration | MW | -45.218 | -55.966 | -89.356 | -89.016 | -123.681 | -135.554 | -188.821 | -167.347 | -229.418 | -227.323 | -248.8 | -204.625 | -281.835 | -274.08 | -334.206 | -444.084 | -387.648 | -390.556 | -488.948 | -369.253 | -462.814 | -446.822 | -499.846 | -371.529 | -516.289 | -531.199 | -585.803 | -638.725 | -690.447 | -739.566 | -794.384 | -845.478 | -893.878 | -940.07 | -982.737 | -1024.282 | -1063.236 | -1100.723 | -1137.395 | -1171.193 | -1203.263 | -1235.029 | -1264.547 | -1292.266 | -1318.788 | -1343.752 | -1367.015 | -1389.161 | -1410.012 | -1429.616 | -1448.721 | -1467.19 | -1485.022 | -1502.395 | -1518.882 | -1534.548 | -1549.681 | -1564.062
Northwest | Single Family | Peak | April | Water Heating Under 55 | LDCEU/TDEF | Electric Load with Losses, Incl. Cogeneration | MW | 0 | 0 | 0 | 0 | 0 | 0 | 0 | 0 | 0 | 0 | 0 | 0 | 0 | 0 | 0 | 0 | 0 | 0 | 0 | 0 | 0 | 0 | 0 | 0 | 0.052 | 0.096 | 0.163 | 0.216 | 0.266 | 0.328 | 0.37 | 0.395 | 0.414 | 0.427 | 0.434 | 0.448 | 0.455 | 0.459 | 0.468 | 0.47 | 0.467 | 0.466 | 0.463 | 0.46 | 0.456 | 0.452 | 0.448 | 0.443 | 0.439 | 0.434 | 0.428 | 0.424 | 0.417 | 0.412 | 0.406 | 0.4 | 0.394 | 0.388
Northwest | Single Family | Peak | April | Lighting | LDCEU/TDEF | Electric Load with Losses, Incl. Cogeneration | MW | 0 | 0 | 0 | 0 | 0 | 0 | 0 | 0 | 0 | 0 | 0 | 0 | 0 | 0 | 0 | 0 | 0 | 0 | 0 | 0 | 0 | 0 | 0 | 0 | -2.857 | -4.3248 | -5.6524 | -6.8379 | -6.1817 | -5.5891 | -5.052 | -4.567 | -4.128 | -3.731 | -3.372 | -3.048 | -2.754 | -2.488 | -2.248 | -2.031 | -1.836 | -1.657 | -1.498 | -1.353 | -1.222 | -1.104 | -0.997 | -0.9 | -0.813 | -0.735 | -0.663 | -0.599 | -0.541 | -0.489 | -0.441 | -0.399 | -0.36 | -0.325
Northwest | Single Family | Peak | April | Refrigeration | LDCEU/TDEF | Electric Load with Losses, Incl. Cogeneration | MW | 0 | 0 | 0 | 0 | 0 | 0 | 0 | 0 | 0 | 0 | 0 | 0 | 0 | 0 | 0 | 0 | 0 | 0 | 0 | 0 | 0 | 0 | 0 | 0 | 0 | 0 | 0 | 0 | 0 | 0 | 0 | 0 | 0 | 0 | 0 | 0 | 0 | 0 | 0 | 0 | 0 | 0 | 0 | 0 | 0 | 0 | 0 | 0 | 0 | 0 | 0 | 0 | 0 | 0 | 0 | 0 | 0 | 0
Northwest | Single Family | Peak | April | Freezer | LDCEU/TDEF | Electric Load with Losses, Incl. Cogeneration | MW | 0 | 0 | 0 | 0 | 0 | 0 | 0 | 0 | 0 | 0 | 0 | 0 | 0 | 0 | 0 | 0 | 0 | 0 | 0 | 0 | 0 | 0 | 0 | 0 | -0.2382 | -0.471 | -0.6908 | -0.8982 | -1.0934 | -1.2758 | -1.4462 | -1.6048 | -1.7526 | -1.8902 | -2.017 | -2.1356 | -2.2458 | -2.3488 | -2.445 | -2.5335 | -2.6158 | -2.6934 | -2.7645 | -2.8296 | -2.8893 | -2.944 | -2.9935 | -3.0384 | -3.079 | -3.1154 | -3.1482 | -3.178 | -3.2049 | -3.229 | -3.2501 | -3.2684 | -3.2843 | -3.2977
Northwest | Single Family | Peak | April | Clothes Washer | LDCEU/TDEF | Electric Load with Losses, Incl. Cogeneration | MW | 0 | 0 | 0 | 0 | 0 | 0 | 0 | 0 | 0 | 0 | 0 | 0 | 0 | 0 | 0 | 0 | 0 | 0 | 0 | 0 | 0 | 0 | 0 | 0 | 0 | 0 | 0 | 0 | 0 | 0 | 0 | 0 | 0 | 0 | 0 | 0 | 0 | 0 | 0 | 0 | 0 | 0 | 0 | 0 | 0 | 0 | 0 | 0 | 0 | 0 | 0 | 0 | 0 | 0 | 0 | 0 | 0 | 0
Northwest | Single Family | Peak | April | Clothes Dryer | LDCEU/TDEF | Electric Load with Losses, Incl. Cogeneration | MW | 0 | 0 | 0 | 0 | 0 | 0 | 0 | 0 | 0 | 0 | 0 | 0 | 0 | 0 | 0 | 0 | 0 | 0 | 0 | 0 | 0 | 0 | 0 | 0 | 0.0334 | 0.0669 | 0.1032 | 0.14 | 0.1779 | 0.2165 | 0.255 | 0.2929 | 0.3309 | 0.3689 | 0.4062 | 0.445 | 0.4834 | 0.5221 | 0.5622 | 0.6015 | 0.6405 | 0.681 | 0.721 | 0.7606 | 0.801 | 0.8408 | 0.88 | 0.9199 | 0.9595 | 0.9989 | 1.0392 | 1.0796 | 1.1201 | 1.1617 | 1.2031 | 1.244 | 1.2859 | 1.3277
Northwest | Single Family | Peak | April | Dishwasher | LDCEU/TDEF | Electric Load with Losses, Incl. Cogeneration | MW | 0 | 0 | 0 | 0 | 0 | 0 | 0 | 0 | 0 | 0 | 0 | 0 | 0 | 0 | 0 | 0 | 0 | 0 | 0 | 0 | 0 | 0 | 0 | 0 | 0 | 0 | 0 | 0 | 0 | 0 | 0 | 0 | 0 | 0 | 0 | 0 | 0 | 0 | 0 | 0 | 0 | 0 | 0 | 0 | 0 | 0 | 0 | 0 | 0 | 0 | 0 | 0 | 0 | 0 | 0 | 0 | 0 | 0
Northwest | Single Family | Peak | April | Cooking | LDCEU/TDEF | Electric Load with Losses, Incl. Cogeneration | MW | 0 | 0 | 0 | 0 | 0 | 0 | 0 | 0 | 0 | 0 | 0 | 0 | 0 | 0 | 0 | 0 | 0 | 0 | 0 | 0 | 0 | 0 | 0 | 0 | 0 | 0 | -1.9199 | -3.6755 | -5.2712 | -6.6991 | -7.9786 | -9.117 | -10.1248 | -11.0109 | -11.776 | -12.4352 | -12.9954 | -13.4673 | -13.8527 | -14.1533 | -14.3805 | -14.54 | -14.6298 | -14.6556 | -14.6183 | -14.525 | -14.3779 | -14.1799 | -13.9353 | -13.6472 | -13.317 | -12.9493 | -12.5461 | -12.1085 | -11.6394 | -11.1404 | -10.6162 | -10.0762
Northwest | Single Family | Peak | April | Air Conditioning | LDCEU/TDEF | Electric Load with Losses, Incl. Cogeneration | MW | 0 | 0 | 0 | 0 | 0 | 0 | 0 | 0 | 0 | 0 | 0 | 0 | 0 | 0 | 0 | 0 | 0 | 0 | 0 | 0 | 0 | 0 | 0 | 0 | 0 | 0 | 0 | 0 | 0 | 0 | 0 | 0 | 0 | 0 | 0 | 0 | 0 | 0 | 0 | 0 | 0 | 0 | 0 | 0 | 0 | 0 | 0 | 0 | 0 | 0 | 0 | 0 | 0 | 0 | 0 | 0 | 0 | 0
Northwest | Single Family | Peak | April | Entertainment Center | LDCEU/TDEF | Electric Load with Losses, Incl. Cogeneration | MW | 0 | 0 | 0 | 0 | 0 | 0 | 0 | 0 | 0 | 0 | 0 | 0 | 0 | 0 | 0 | 0 | 0 | 0 | 0 | 0 | 0 | 0 | 0 | 0 | -3.9949 | -11.0437 | -20.4317 | -31.5575 | -43.9493 | -57.1864 | -70.9845 | -85.0891 | -99.3347 | -113.5856 | -127.6661 | -141.6076 | -155.2999 | -168.7624 | -181.9657 | -194.7865 | -207.2923 | -219.5666 | -231.4537 | -242.9617 | -254.1156 | -264.9193 | -275.3461 | -285.4423 | -295.2084 | -304.6408 | -313.7871 | -322.6924 | -331.3698 | -339.8104 | -347.9971 | -355.9487 | -363.6742 | -371.1827
Northwest | Single Family | Peak | April | Other Non-Substitutables | LDCEU/TDEF | Electric Load with Losses, Incl. Cogeneration | MW | 0 | 0 | 0 | 0 | 0 | 0 | 0 | 0 | 0 | 0 | 0 | 0 | 0 | 0 | 0 | 0 | 0 | 0 | 0 | 0 | 0 | 0 | 0 | 0 | -36.1331 | -68.3085 | -97.2116 | -123.1412 | -146.4117 | -167.1694 | -185.7166 | -202.2488 | -217.0175 | -230.219 | -241.8999 | -252.4154 | -261.8137 | -270.3094 | -278 | -284.8401 | -291.0225 | -296.7297 | -301.8402 | -306.4182 | -310.5446 | -314.2682 | -317.5943 | -320.6031 | -323.3204 | -325.7629 | -327.9982 | -330.0809 | -332.0339 | -333.8576 | -335.5423 | -337.1115 | -338.5758 | -339.9485
Northwest | Single Family | Peak | April | Water Heating Over 55 | LDCEU/TDEF | Electric Load with Losses, Incl. Cogeneration | MW | 0 | 0 | 0 | 0 | 0 | 0 | 0 | 0 | 0 | 0 | 0 | 0 | 0 | 0 | 0 | 0 | 0 | 0 | 0 | 0 | 0 | 0 | 0 | 0 | 0 | 0 | 0 | 0 | 0 | 0 | 0 | 0 | 0 | 0 | 0 | 0 | 0 | 0 | 0 | 0 | 0 | 0 | 0 | 0 | 0 | 0 | 0 | 0 | 0 | 0 | 0 | 0 | 0 | 0 | 0 | 0 | 0 | 0
Northwest | Single Family | Peak | May | Space Heating | LDCEU/TDEF | Electric Load with Losses, Incl. Cogeneration | MW | -25.41 | -45.204 | -59.815 | -107.737 | -65.732 | -130.249 | -194.472 | -173.858 | -154.891 | -230.787 | -206.831 | -195.885 | -204.895 | -215.641 | -280.38 | -299.547 | -301.272 | -409.819 | -477.2 | -376.272 | -372.162 | -339.827 | -355.477 | -374.31 | -447.194 | -460.21 | -507.695 | -553.742 | -598.776 | -641.558 | -689.007 | -733.253 | -775.209 | -815.303 | -852.372 | -888.53 | -922.466 | -955.164 | -987.217 | -1016.781 | -1044.871 | -1072.744 | -1098.678 | -1123.072 | -1146.455 | -1168.502 | -1189.084 | -1208.72 | -1227.237 | -1244.665 | -1261.664 | -1278.103 | -1293.98 | -1309.462 | -1324.163 | -1338.14 | -1351.654 | -1364.507
Northwest | Single Family | Peak | May | Water Heating Under 55 | LDCEU/TDEF | Electric Load with Losses, Incl. Cogeneration | MW | 0 | 0 | 0 | 0 | 0 | 0 | 0 | 0 | 0 | 0 | 0 | 0 | 0 | 0 | 0 | 0 | 0 | 0 | 0 | 0 | 0 | 0 | 0 | 0 | 0.0276 | 0.051 | 0.0873 | 0.1157 | 0.1428 | 0.176 | 0.1983 | 0.2125 | 0.2231 | 0.2299 | 0.235 | 0.242 | 0.247 | 0.249 | 0.254 | 0.255 | 0.254 | 0.254 | 0.252 | 0.25 | 0.248 | 0.246 | 0.243 | 0.241 | 0.239 | 0.236 | 0.233 | 0.23 | 0.228 | 0.224 | 0.221 | 0.218 | 0.214 | 0.21
Northwest | Single Family | Peak | May | Lighting | LDCEU/TDEF | Electric Load with Losses, Incl. Cogeneration | MW | 0 | 0 | 0 | 0 | 0 | 0 | 0 | 0 | 0 | 0 | 0 | 0 | 0 | 0 | 0 | 0 | 0 | 0 | 0 | -0.0001 | 0 | 0 | 0 | 0 | -2.1496 | -3.2539 | -4.2528 | -5.1447 | -4.6513 | -4.205 | -3.8012 | -3.4361 | -3.1058 | -2.8071 | -2.537 | -2.2927 | -2.0719 | -1.8721 | -1.6916 | -1.5283 | -1.3808 | -1.2474 | -1.127 | -1.0181 | -0.9196 | -0.8306 | -0.7502 | -0.6776 | -0.612 | -0.5527 | -0.4991 | -0.4508 | -0.407 | -0.3675 | -0.3318 | -0.2997 | -0.2706 | -0.2443
Northwest | Single Family | Peak | May | Refrigeration | LDCEU/TDEF | Electric Load with Losses, Incl. Cogeneration | MW | 0 | 0 | 0 | 0 | 0 | 0 | 0 | 0 | 0 | 0 | 0 | 0 | 0 | 0 | 0 | 0 | 0 | 0 | 0 | 0 | 0 | 0 | 0 | 0 | 0 | 0 | 0 | 0 | 0 | 0 | 0 | 0 | 0 | 0 | 0 | 0 | 0 | 0 | 0 | 0 | 0 | 0 | 0 | 0 | 0 | 0 | 0 | 0 | 0 | 0 | 0 | 0 | 0 | 0 | 0 | 0 | 0 | 0
Northwest | Single Family | Peak | May | Freezer | LDCEU/TDEF | Electric Load with Losses, Incl. Cogeneration | MW | 0 | 0 | 0 | 0 | 0 | 0 | 0 | 0 | 0 | 0 | 0 | 0 | 0 | 0 | 0 | 0 | 0 | 0 | 0 | 0 | 0 | 0 | 0 | 0 | -0.2246 | -0.4422 | -0.6477 | -0.8413 | -1.0233 | -1.1929 | -1.3512 | -1.4981 | -1.6348 | -1.7619 | -1.8785 | -1.9875 | -2.0883 | -2.1824 | -2.27 | -2.3503 | -2.4247 | -2.4945 | -2.5582 | -2.6163 | -2.6693 | -2.7175 | -2.7608 | -2.7999 | -2.835 | -2.866 | -2.8937 | -2.9186 | -2.9407 | -2.9602 | -2.9769 | -2.9911 | -3.0029 | -3.0125
Northwest | Single Family | Peak | May | Clothes Washer | LDCEU/TDEF | Electric Load with Losses, Incl. Cogeneration | MW | 0 | 0 | 0 | 0 | 0 | 0 | 0 | 0 | 0 | 0 | 0 | 0 | 0 | 0 | 0 | 0 | 0 | 0 | 0 | 0 | 0 | 0 | 0 | 0 | 0 | 0 | 0 | 0 | 0 | 0 | 0 | 0 | 0 | 0 | 0 | 0 | 0 | 0 | 0 | 0 | 0 | 0 | 0 | 0 | 0 | 0 | 0 | 0 | 0 | 0 | 0 | 0 | 0 | 0 | 0 | 0 | 0 | 0
Northwest | Single Family | Peak | May | Clothes Dryer | LDCEU/TDEF | Electric Load with Losses, Incl. Cogeneration | MW | 0 | 0 | 0 | 0 | 0 | 0 | 0 | 0 | 0 | 0 | 0 | 0 | 0 | 0 | 0 | 0 | 0 | 0 | 0 | 0 | 0 | 0 | 0 | 0 | 0.0311 | 0.0623 | 0.096 | 0.1303 | 0.1657 | 0.2016 | 0.2374 | 0.2727 | 0.3079 | 0.3432 | 0.3778 | 0.4138 | 0.4496 | 0.4855 | 0.5227 | 0.5592 | 0.5954 | 0.633 | 0.6701 | 0.7069 | 0.7443 | 0.7812 | 0.8176 | 0.8546 | 0.8915 | 0.9279 | 0.9654 | 1.0029 | 1.0404 | 1.0791 | 1.1174 | 1.1554 | 1.1943 | 1.233
Northwest | Single Family | Peak | May | Dishwasher | LDCEU/TDEF | Electric Load with Losses, Incl. Cogeneration | MW | 0 | 0 | 0 | 0 | 0 | 0 | 0 | 0 | 0 | 0 | 0 | 0 | 0 | 0 | 0 | 0 | 0 | 0 | 0 | 0 | 0 | 0 | 0 | 0 | 0 | 0 | 0 | 0 | 0 | 0 | 0 | 0 | 0 | 0 | 0 | 0 | 0 | 0 | 0 | 0 | 0 | 0 | 0 | 0 | 0 | 0 | 0 | 0 | 0 | 0 | 0 | 0 | 0 | 0 | 0 | 0 | 0 | 0
Northwest | Single Family | Peak | May | Cooking | LDCEU/TDEF | Electric Load with Losses, Incl. Cogeneration | MW | 0 | 0 | 0 | 0 | 0 | 0 | 0 | 0 | 0 | 0 | 0 | 0 | 0 | 0 | 0 | 0 | 0 | 0 | 0 | 0 | 0 | 0 | 0 | 0 | 0 | 0 | -1.3584 | -2.5999 | -3.7282 | -4.7369 | -5.6406 | -6.4443 | -7.1554 | -7.7805 | -8.32 | -8.7849 | -9.1796 | -9.5119 | -9.7833 | -9.9947 | -10.1543 | -10.2663 | -10.329 | -10.3467 | -10.32 | -10.254 | -10.1501 | -10.0105 | -9.8381 | -9.6352 | -9.4027 | -9.1439 | -8.8602 | -8.5525 | -8.2225 | -7.8717 | -7.5028 | -7.1217
Northwest | Single Family | Peak | May | Air Conditioning | LDCEU/TDEF | Electric Load with Losses, Incl. Cogeneration | MW | 0 | 0 | 0 | 0 | 0 | 0 | 0 | 0 | 0 | 0 | 0 | 0 | 0 | 0 | 0 | 0 | 0 | 0 | 0 | 0 | 0 | 0 | 0 | 0 | 0 | 0 | 0 | 0 | 0 | 0 | 0 | 0 | 0 | 0 | 0 | 0 | 0 | 0 | 0 | 0 | 0 | 0 | 0 | 0 | 0 | 0 | 0 | 0 | 0 | 0 | 0 | 0 | 0 | 0 | 0 | 0 | 0 | 0
Northwest | Single Family | Peak | May | Entertainment Center | LDCEU/TDEF | Electric Load with Losses, Incl. Cogeneration | MW | 0 | 0 | 0 | 0 | 0 | 0 | 0 | 0 | 0 | 0 | 0 | 0 | 0 | 0 | 0 | 0 | 0 | 0 | 0 | 0 | 0 | 0 | 0 | 0 | -3.9967 | -11.0472 | -20.4378 | -31.5629 | -43.9505 | -57.1745 | -70.9566 | -85.0368 | -99.2513 | -113.4666 | -127.5054 | -141.4004 | -155.0385 | -168.4407 | -181.5816 | -194.3312 | -206.759 | -218.9542 | -230.7538 | -242.1735 | -253.2361 | -263.9462 | -274.2778 | -284.2774 | -293.9465 | -303.2814 | -312.329 | -321.1329 | -329.7063 | -338.0414 | -346.1219 | -353.9665 | -361.5847 | -368.9852
Northwest | Single Family | Peak | May | Other Non-Substitutables | LDCEU/TDEF | Electric Load with Losses, Incl. Cogeneration | MW | 0 | 0 | 0 | 0 | 0 | 0 | 0 | 0 | 0 | 0 | 0 | 0 | 0 | 0 | 0 | 0 | 0 | 0 | 0 | 0 | 0 | 0 | 0 | 0 | -30.0128 | -56.7325 | -80.7442 | -102.2763 | -121.5926 | -138.8039 | -154.1796 | -167.8708 | -180.0922 | -191.01 | -200.6616 | -209.344 | -217.0933 | -224.0902 | -230.4196 | -236.0367 | -241.1051 | -245.7805 | -249.9545 | -253.6894 | -257.0503 | -260.0761 | -262.7729 | -265.2077 | -267.4025 | -269.3702 | -271.1653 | -272.834 | -274.3954 | -275.8481 | -277.1865 | -278.4289 | -279.5849 | -280.6653
Northwest | Single Family | Peak | May | Water Heating Over 55 | LDCEU/TDEF | Electric Load with Losses, Incl. Cogeneration | MW | 0 | 0 | 0 | 0 | 0 | 0 | 0 | 0 | 0 | 0 | 0 | 0 | 0 | 0 | 0 | 0 | 0 | 0 | 0 | 0 | 0 | 0 | 0 | 0 | 0 | 0 | 0 | 0 | 0 | 0 | 0 | 0 | 0 | 0 | 0 | 0 | 0 | -0.0001 | 0 | 0 | 0 | 0 | 0 | 0 | 0 | 0 | 0 | 0 | 0 | 0 | 0 | 0 | 0 | 0 | 0 | 0 | 0 | 0
Northwest | Single Family | Peak | June | Space Heating | LDCEU/TDEF | Electric Load with Losses, Incl. Cogeneration | MW | -2.3875 | -3.5372 | -3.869 | -5.1559 | -6.0357 | -6.2078 | -10.5037 | -7.5984 | -13.2459 | -8.7906 | -6.9105 | -9.0441 | -16.9036 | -9.6636 | -16.9407 | -24.2634 | -13.073 | -24.1073 | -26.6362 | -27.1459 | -20.0116 | -25.2764 | -8.5819 | -21.6172 | -25.0843 | -25.8409 | -28.6282 | -31.3345 | -33.9856 | -36.5066 | -39.2691 | -41.8485 | -44.3004 | -46.6517 | -48.8307 | -50.9643 | -52.9722 | -54.9121 | -56.8221 | -58.5878 | -60.2707 | -61.9466 | -63.5103 | -64.9875 | -66.4086 | -67.7533 | -69.0142 | -70.223 | -71.3667 | -72.4471 | -73.5028 | -74.5245 | -75.5126 | -76.4778 | -77.396 | -78.2705 | -79.118 | -79.9256
Northwest | Single Family | Peak | June | Water Heating Under 55 | LDCEU/TDEF | Electric Load with Losses, Incl. Cogeneration | MW | 0 | 0 | 0 | 0 | 0 | 0 | 0 | 0 | 0 | 0 | 0 | 0 | 0 | 0 | 0 | 0 | 0 | 0 | 0 | 0 | 0 | 0 | 0 | 0 | 0.0087 | 0.0161 | 0.0279 | 0.0371 | 0.0458 | 0.0565 | 0.0637 | 0.0684 | 0.072 | 0.0745 | 0.0761 | 0.0788 | 0.0805 | 0.0814 | 0.0829 | 0.0836 | 0.0831 | 0.083 | 0.0825 | 0.0818 | 0.0812 | 0.0805 | 0.0797 | 0.079 | 0.0782 | 0.0772 | 0.0764 | 0.0754 | 0.0744 | 0.0735 | 0.0724 | 0.0713 | 0.0702 | 0.0691
Northwest | Single Family | Peak | June | Lighting | LDCEU/TDEF | Electric Load with Losses, Incl. Cogeneration | MW | 0 | 0 | 0 | 0 | 0 | 0 | 0 | 0 | 0 | 0 | 0 | 0 | 0 | 0 | 0 | 0 | 0 | 0 | -0.0001 | 0 | 0 | 0 | 0 | -0.0001 | -2.0679 | -3.1303 | -4.0913 | -4.9495 | -4.4747 | -4.0452 | -3.657 | -3.3057 | -2.9879 | -2.7006 | -2.4407 | -2.2056 | -1.9931 | -1.801 | -1.6273 | -1.4703 | -1.3284 | -1.2001 | -1.0841 | -0.9794 | -0.8847 | -0.799 | -0.7218 | -0.6519 | -0.5887 | -0.5318 | -0.4802 | -0.4336 | -0.3915 | -0.3536 | -0.3193 | -0.2883 | -0.2602 | -0.2351
Northwest | Single Family | Peak | June | Refrigeration | LDCEU/TDEF | Electric Load with Losses, Incl. Cogeneration | MW | 0 | 0 | 0 | 0 | 0 | 0 | 0 | 0 | 0 | 0 | 0 | 0 | 0 | 0 | 0 | 0 | 0 | 0 | 0 | 0 | 0 | 0 | 0 | 0 | 0 | 0 | 0 | 0 | 0 | 0 | 0 | 0 | 0 | 0 | 0 | 0 | 0 | 0 | 0 | 0 | 0 | 0 | 0 | 0 | 0 | 0 | 0 | 0 | 0 | 0 | 0 | 0 | 0 | 0 | 0 | 0 | 0 | 0
Northwest | Single Family | Peak | June | Freezer | LDCEU/TDEF | Electric Load with Losses, Incl. Cogeneration | MW | 0 | 0 | 0 | 0 | 0 | 0 | 0 | 0 | 0 | 0 | 0 | 0 | 0 | 0 | 0 | 0 | 0 | 0 | 0 | 0 | 0 | 0 | 0 | 0 | -0.2813 | -0.5498 | -0.8038 | -1.0424 | -1.2663 | -1.474 | -1.6672 | -1.8459 | -2.0114 | -2.1648 | -2.305 | -2.4353 | -2.5553 | -2.6666 | -2.7699 | -2.8635 | -2.9497 | -3.0301 | -3.1028 | -3.1683 | -3.2276 | -3.2808 | -3.3279 | -3.3697 | -3.4064 | -3.4383 | -3.466 | -3.49 | -3.5107 | -3.528 | -3.5419 | -3.5527 | -3.5604 | -3.5654
Northwest | Single Family | Peak | June | Clothes Washer | LDCEU/TDEF | Electric Load with Losses, Incl. Cogeneration | MW | 0 | 0 | 0 | 0 | 0 | 0 | 0 | 0 | 0 | 0 | 0 | 0 | 0 | 0 | 0 | 0 | 0 | 0 | 0 | 0 | 0 | 0 | 0 | 0 | 0 | 0 | 0 | 0 | 0 | 0 | 0 | 0 | 0 | 0 | 0 | 0 | 0 | 0 | 0 | 0 | 0 | 0 | 0 | 0 | 0 | 0 | 0 | 0 | 0 | 0 | 0 | 0 | 0 | 0 | 0 | 0 | 0 | 0
Northwest | Single Family | Peak | June | Clothes Dryer | LDCEU/TDEF | Electric Load with Losses, Incl. Cogeneration | MW | 0 | 0 | 0 | 0 | 0 | 0 | 0 | 0 | 0 | 0 | 0 | 0 | 0 | 0 | 0 | 0 | 0 | 0 | 0 | 0 | 0 | 0 | 0 | 0 | 0.0467 | 0.0936 | 0.1445 | 0.1964 | 0.2495 | 0.3036 | 0.3574 | 0.4104 | 0.4635 | 0.5164 | 0.5685 | 0.6224 | 0.676 | 0.7299 | 0.7858 | 0.8404 | 0.8946 | 0.951 | 1.0066 | 1.0616 | 1.1176 | 1.1731 | 1.2274 | 1.283 | 1.3381 | 1.3929 | 1.4488 | 1.505 | 1.5613 | 1.6192 | 1.6765 | 1.7334 | 1.7916 | 1.8495
Northwest | Single Family | Peak | June | Dishwasher | LDCEU/TDEF | Electric Load with Losses, Incl. Cogeneration | MW | 0 | 0 | 0 | 0 | 0 | 0 | 0 | 0 | 0 | 0 | 0 | 0 | 0 | 0 | 0 | 0 | 0 | 0 | 0 | 0 | 0 | 0 | 0 | 0 | 0 | 0 | 0 | 0 | 0 | 0 | 0 | 0 | 0 | 0 | 0 | 0 | 0 | 0 | 0 | 0 | 0 | 0 | 0 | 0 | 0 | 0 | 0 | 0 | 0 | 0 | 0 | 0 | 0 | 0 | 0 | 0 | 0 | 0
Northwest | Single Family | Peak | June | Cooking | LDCEU/TDEF | Electric Load with Losses, Incl. Cogeneration | MW | 0 | 0 | 0 | 0 | 0 | 0 | 0 | 0 | 0 | 0 | 0 | 0 | 0 | 0 | 0 | 0 | 0 | 0 | 0 | 0 | 0 | 0 | 0 | 0 | 0 | 0 | -3.1823 | -6.0894 | -8.7301 | -11.0871 | -13.1994 | -15.0751 | -16.734 | -18.1915 | -19.4487 | -20.5317 | -21.4501 | -22.2225 | -22.8534 | -23.3436 | -23.7128 | -23.9716 | -24.1152 | -24.1544 | -24.0907 | -23.9355 | -23.6926 | -23.3668 | -22.9655 | -22.4935 | -21.9531 | -21.3516 | -20.6929 | -19.9786 | -19.213 | -18.3995 | -17.543 | -16.653
Northwest | Single Family | Peak | June | Air Conditioning | LDCEU/TDEF | Electric Load with Losses, Incl. Cogeneration | MW | -36.968 | -56.845 | -108.699 | -100.764 | -120.504 | -200.686 | -110.431 | -329.513 | -102.052 | -414.853 | -660.853 | -514.868 | -214.927 | -595.667 | -320.144 | -140.952 | -568.162 | -133.991 | -101.5804 | -95.142 | -278.228 | -215.151 | -1226.491 | -478.109 | -443.98 | -454.202 | -466.654 | -479.145 | -491.819 | -504.538 | -521.723 | -537.811 | -552.925 | -567.07 | -580.201 | -593.08 | -605.115 | -616.559 | -627.808 | -638.422 | -648.84 | -659.758 | -670.438 | -680.891 | -691.413 | -701.686 | -710.665 | -715.703 | -720.481 | -724.953 | -729.653 | -734.238 | -738.701 | -743.38 | -747.789 | -747.76 | -743.432 | -738.879
Northwest | Single Family | Peak | June | Entertainment Center | LDCEU/TDEF | Electric Load with Losses, Incl. Cogeneration | MW | 0 | 0 | 0 | 0 | 0 | 0 | 0 | 0 | 0 | 0 | 0 | 0 | 0 | 0 | 0 | 0 | 0 | 0 | 0 | 0 | 0 | 0 | 0 | 0 | -5.4152 | -14.9645 | -27.6865 | -42.7502 | -59.5155 | -77.3942 | -96.0221 | -115.0346 | -134.2155 | -153.3865 | -172.3051 | -191.019 | -209.3662 | -227.3818 | -245.0379 | -262.1438 | -278.7998 | -295.1372 | -310.9213 | -326.1886 | -340.9661 | -355.2604 | -369.0382 | -382.3628 | -395.2392 | -407.6606 | -419.6902 | -431.3833 | -442.7591 | -453.808 | -464.5099 | -474.8906 | -484.9628 | -494.7393
Northwest | Single Family | Peak | June | Other Non-Substitutables | LDCEU/TDEF | Electric Load with Losses, Incl. Cogeneration | MW | 0 | 0 | 0 | 0 | 0 | 0 | 0 | 0 | 0 | 0 | 0 | 0 | 0 | 0 | 0 | 0 | 0 | 0 | 0 | 0 | 0 | 0 | 0 | 0 | -33.6729 | -63.6435 | -90.6022 | -114.7598 | -136.4185 | -155.6803 | -172.882 | -188.1725 | -201.805 | -213.9704 | -224.7089 | -234.3567 | -242.9456 | -250.6855 | -257.6799 | -263.8613 | -269.4223 | -274.546 | -279.0975 | -283.1607 | -286.8056 | -290.0743 | -292.9759 | -295.5855 | -297.928 | -300.019 | -301.9169 | -303.6719 | -305.3043 | -306.8153 | -308.1989 | -309.4759 | -310.6569 | -311.754
Northwest | Single Family | Peak | June | Water Heating Over 55 | LDCEU/TDEF | Electric Load with Losses, Incl. Cogeneration | MW | 0 | 0 | 0 | 0 | 0 | 0 | 0 | 0 | 0 | 0 | 0 | 0 | 0 | 0 | 0 | 0 | 0 | 0 | 0 | 0 | 0 | 0 | 0 | 0 | 0 | 0 | 0 | 0 | 0 | 0 | 0 | 0 | 0 | 0 | 0 | 0 | 0 | 0 | 0 | 0 | 0 | 0 | 0 | 0 | 0 | 0 | 0 | 0 | 0 | 0 | 0 | 0 | 0 | 0 | 0 | 0 | 0 | 0
Northwest | Single Family | Peak | July | Space Heating | LDCEU/TDEF | Electric Load with Losses, Incl. Cogeneration | MW | -1.8608 | -0.6738 | -0.969 | -0.8649 | -2.1271 | -0.9352 | -4.5171 | -4.1351 | -5.1336 | -3.014 | -1.9491 | -2.5482 | -4.4698 | -3.2907 | -3.0715 | -6.9377 | -2.9898 | -7.9603 | -11.9481 | -8.5338 | -5.5873 | -3.8139 | -3.2586 | -11.8605 | -9.0665 | -9.3721 | -10.553 | -11.7017 | -12.8297 | -13.9043 | -15.0656 | -16.1523 | -17.1892 | -18.1897 | -19.1206 | -20.0373 | -20.9039 | -21.7441 | -22.5769 | -23.3494 | -24.0896 | -24.8296 | -25.5234 | -26.1827 | -26.8199 | -27.4262 | -27.9983 | -28.55 | -29.0751 | -29.5743 | -30.0631 | -30.5372 | -30.9967 | -31.4465 | -31.8758 | -32.286 | -32.6848 | -33.0661
Northwest | Single Family | Peak | July | Water Heating Under 55 | LDCEU/TDEF | Electric Load with Losses, Incl. Cogeneration | MW | 0 | 0 | 0 | 0 | 0 | 0 | 0 | 0 | 0 | 0 | 0 | 0 | 0 | 0 | 0 | 0 | 0 | 0 | 0 | 0 | 0 | 0 | 0 | 0 | 0.0045 | 0.0082 | 0.0143 | 0.0189 | 0.0234 | 0.0288 | 0.0324 | 0.0347 | 0.0364 | 0.0376 | 0.0383 | 0.0396 | 0.0404 | 0.0408 | 0.0415 | 0.0418 | 0.0416 | 0.0415 | 0.0412 | 0.0409 | 0.0406 | 0.0403 | 0.0399 | 0.0395 | 0.0391 | 0.0386 | 0.0382 | 0.0377 | 0.0372 | 0.0367 | 0.0362 | 0.0356 | 0.0351 | 0.0346
Northwest | Single Family | Peak | July | Lighting | LDCEU/TDEF | Electric Load with Losses, Incl. Cogeneration | MW | 0 | 0 | 0 | 0 | 0 | 0 | 0 | 0 | 0 | 0 | 0 | 0 | 0 | 0 | 0 | 0 | 0 | 0 | 0 | -0.0001 | 0 | -0.0001 | -0.0001 | -0.0001 | -1.7941 | -2.7158 | -3.5495 | -4.2939 | -3.8821 | -3.5097 | -3.1727 | -2.868 | -2.5922 | -2.3429 | -2.1175 | -1.9136 | -1.7293 | -1.5626 | -1.4118 | -1.2756 | -1.1525 | -1.0411 | -0.9406 | -0.8497 | -0.7675 | -0.6933 | -0.6262 | -0.5655 | -0.5108 | -0.4613 | -0.4166 | -0.3762 | -0.3397 | -0.3068 | -0.277 | -0.2501 | -0.2258 | -0.204
Northwest | Single Family | Peak | July | Refrigeration | LDCEU/TDEF | Electric Load with Losses, Incl. Cogeneration | MW | 0 | 0 | 0 | 0 | 0 | 0 | 0 | 0 | 0 | 0 | 0 | 0 | 0 | 0 | 0 | 0 | 0 | 0 | 0 | 0 | 0 | 0 | 0 | 0 | 0 | 0 | 0 | 0 | 0 | 0 | 0 | 0 | 0 | 0 | 0 | 0 | 0 | 0 | 0 | 0 | 0 | 0 | 0 | 0 | 0 | 0 | 0 | 0 | 0 | 0 | 0 | 0 | 0 | 0 | 0 | 0 | 0 | 0
Northwest | Single Family | Peak | July | Freezer | LDCEU/TDEF | Electric Load with Losses, Incl. Cogeneration | MW | 0 | 0 | 0 | 0 | 0 | 0 | 0 | 0 | 0 | 0 | 0 | 0 | 0 | 0 | 0 | 0 | 0 | 0 | 0 | 0 | 0 | 0 | 0 | 0 | -0.2835 | -0.5546 | -0.8108 | -1.0514 | -1.2771 | -1.4864 | -1.6815 | -1.8617 | -2.0287 | -2.1836 | -2.3252 | -2.4569 | -2.5782 | -2.6907 | -2.7953 | -2.8903 | -2.9777 | -3.0593 | -3.1332 | -3.1999 | -3.2602 | -3.3145 | -3.3626 | -3.4055 | -3.4434 | -3.4762 | -3.5049 | -3.5299 | -3.5516 | -3.5699 | -3.5847 | -3.5963 | -3.6051 | -3.611
Northwest | Single Family | Peak | July | Clothes Washer | LDCEU/TDEF | Electric Load with Losses, Incl. Cogeneration | MW | 0 | 0 | 0 | 0 | 0 | 0 | 0 | 0 | 0 | 0 | 0 | 0 | 0 | 0 | 0 | 0 | 0 | 0 | 0 | 0 | 0 | 0 | 0 | 0 | 0 | 0 | 0 | 0 | 0 | 0 | 0 | 0 | 0 | 0 | 0 | 0 | 0 | 0 | 0 | 0 | 0 | 0 | 0 | 0 | 0 | 0 | 0 | 0 | 0 | 0 | 0 | 0 | 0 | 0 | 0 | 0 | 0 | 0
Northwest | Single Family | Peak | July | Clothes Dryer | LDCEU/TDEF | Electric Load with Losses, Incl. Cogeneration | MW | 0 | 0 | 0 | 0 | 0 | 0 | 0 | 0 | 0 | 0 | 0 | 0 | 0 | 0 | 0 | 0 | 0 | 0 | 0 | 0 | 0 | 0 | 0 | 0 | 0.0342 | 0.0686 | 0.1058 | 0.1436 | 0.1824 | 0.2219 | 0.2612 | 0.2998 | 0.3384 | 0.377 | 0.4149 | 0.4542 | 0.4933 | 0.5326 | 0.5734 | 0.6132 | 0.6526 | 0.6939 | 0.7344 | 0.7745 | 0.8153 | 0.8557 | 0.8954 | 0.936 | 0.9762 | 1.016 | 1.057 | 1.0979 | 1.1391 | 1.1812 | 1.223 | 1.2646 | 1.307 | 1.3494
Northwest | Single Family | Peak | July | Dishwasher | LDCEU/TDEF | Electric Load with Losses, Incl. Cogeneration | MW | 0 | 0 | 0 | 0 | 0 | 0 | 0 | 0 | 0 | 0 | 0 | 0 | 0 | 0 | 0 | 0 | 0 | 0 | 0 | 0 | 0 | 0 | 0 | 0 | 0 | 0 | 0 | 0 | 0 | 0 | 0 | 0 | 0 | 0 | 0 | 0 | 0 | 0 | 0 | 0 | 0 | 0 | 0 | 0 | 0 | 0 | 0 | 0 | 0 | 0 | 0 | 0 | 0 | 0 | 0 | 0 | 0 | 0
Northwest | Single Family | Peak | July | Cooking | LDCEU/TDEF | Electric Load with Losses, Incl. Cogeneration | MW | 0 | 0 | 0 | 0 | 0 | 0 | 0 | 0 | 0 | 0 | 0 | 0 | 0 | 0 | 0 | 0 | 0 | 0 | 0 | 0 | 0 | 0 | 0 | 0 | 0 | 0 | -2.2207 | -4.2484 | -6.0898 | -7.7329 | -9.2059 | -10.5132 | -11.6689 | -12.6847 | -13.5602 | -14.3146 | -14.954 | -15.4915 | -15.9308 | -16.2714 | -16.5276 | -16.7068 | -16.8054 | -16.831 | -16.7849 | -16.6749 | -16.5035 | -16.2744 | -15.9924 | -15.6611 | -15.2819 | -14.8601 | -14.3981 | -13.8972 | -13.3605 | -12.7902 | -12.1901 | -11.567
Northwest | Single Family | Peak | July | Air Conditioning | LDCEU/TDEF | Electric Load with Losses, Incl. Cogeneration | MW | -20.0273 | -142.505 | -166.947 | -263.184 | -186.801 | -432.149 | -187.556 | -264.497 | -253.096 | -482.325 | -642.917 | -617.801 | -508.299 | -650.241 | -715.365 | -418.098 | -715.257 | -380.906 | -217.41 | -341.181 | -513.176 | -652.391 | -727.501 | -402.293 | -547.194 | -559.768 | -574.865 | -590.012 | -605.381 | -620.797 | -641.613 | -661.098 | -679.443 | -696.64 | -712.613 | -728.29 | -742.947 | -756.897 | -770.615 | -783.564 | -796.278 | -809.608 | -822.65 | -835.42 | -848.273 | -860.827 | -871.802 | -877.949 | -883.782 | -889.245 | -894.986 | -900.589 | -906.049 | -911.768 | -917.163 | -917.074 | -911.656 | -905.968
Northwest | Single Family | Peak | July | Entertainment Center | LDCEU/TDEF | Electric Load with Losses, Incl. Cogeneration | MW | 0 | 0 | 0 | 0 | 0 | 0 | 0 | 0 | 0 | 0 | 0 | 0 | 0 | 0 | 0 | 0 | 0 | 0 | 0 | 0 | 0 | 0 | 0 | 0 | -5.1889 | -14.3385 | -26.5248 | -40.9527 | -57.0096 | -74.132 | -91.9755 | -110.1843 | -128.5527 | -146.9165 | -165.0346 | -182.9609 | -200.5361 | -217.793 | -234.7125 | -251.1015 | -267.0601 | -282.717 | -297.8407 | -312.4706 | -326.6327 | -340.3337 | -353.5415 | -366.3165 | -378.6634 | -390.5763 | -402.1145 | -413.3321 | -424.2467 | -434.8493 | -445.1205 | -455.0851 | -464.7557 | -474.1442
Northwest | Single Family | Peak | July | Other Non-Substitutables | LDCEU/TDEF | Electric Load with Losses, Incl. Cogeneration | MW | 0 | 0 | 0 | 0 | 0 | 0 | 0 | 0 | 0 | 0 | 0 | 0 | 0 | 0 | 0 | 0 | 0 | 0 | 0 | 0 | 0 | 0 | 0 | 0 | -28.8276 | -54.4816 | -77.5453 | -98.2078 | -116.7306 | -133.2024 | -147.9181 | -160.9946 | -172.6509 | -183.0589 | -192.242 | -200.4969 | -207.846 | -214.469 | -220.4598 | -225.7528 | -230.5142 | -234.9046 | -238.8035 | -242.2853 | -245.4093 | -248.2131 | -250.7037 | -252.9446 | -254.9576 | -256.7561 | -258.3902 | -259.902 | -261.3102 | -262.6136 | -263.8096 | -264.9138 | -265.9376 | -266.8889
Northwest | Single Family | Peak | July | Water Heating Over 55 | LDCEU/TDEF | Electric Load with Losses, Incl. Cogeneration | MW | 0 | 0 | 0 | 0 | 0 | 0 | 0 | 0 | 0 | 0 | 0 | 0 | 0 | 0 | 0 | 0 | 0 | 0 | 0 | 0 | 0 | 0 | 0 | 0 | 0 | 0 | 0 | 0 | 0 | 0 | 0 | 0 | 0 | 0 | 0 | 0 | 0 | 0 | 0 | 0 | 0 | 0 | 0 | 0 | 0 | 0 | 0 | 0 | 0 | 0 | 0 | 0 | 0 | 0 | 0 | 0 | 0 | 0
Northwest | Single Family | Peak | August | Space Heating | LDCEU/TDEF | Electric Load with Losses, Incl. Cogeneration | MW | -1.8173 | -1.9395 | -4.886 | -2.6642 | -1.9599 | -2.9854 | -4.9836 | -8.7477 | -6.3858 | -8.5602 | -5.6969 | -5.4756 | -7.6842 | -10.8094 | -13.6962 | -12.5371 | -12.7654 | -15.9729 | -13.6958 | -8.9276 | -11.6805 | -8.1841 | -10.3234 | -11.6332 | -16.3744 | -16.9217 | -19.0309 | -21.0819 | -23.0948 | -25.012 | -27.0916 | -29.0371 | -30.8918 | -32.6798 | -34.3418 | -35.9769 | -37.5214 | -39.0178 | -40.4992 | -41.8725 | -43.187 | -44.5 | -45.7298 | -46.8975 | -48.0247 | -49.0965 | -50.1064 | -51.0793 | -52.0045 | -52.8832 | -53.7436 | -54.5777 | -55.3858 | -56.1768 | -56.9313 | -57.6522 | -58.3524 | -59.0218
Northwest | Single Family | Peak | August | Water Heating Under 55 | LDCEU/TDEF | Electric Load with Losses, Incl. Cogeneration | MW | 0 | 0 | 0 | 0 | 0 | 0 | 0 | 0 | 0 | 0 | 0 | 0 | 0 | 0 | 0 | 0 | 0 | 0 | 0 | 0 | 0 | 0 | 0 | 0 | 0.0049 | 0.009 | 0.0156 | 0.0208 | 0.0257 | 0.0317 | 0.0355 | 0.038 | 0.0399 | 0.0412 | 0.0419 | 0.0434 | 0.0442 | 0.0446 | 0.0454 | 0.0456 | 0.0454 | 0.0454 | 0.045 | 0.0447 | 0.0443 | 0.044 | 0.0436 | 0.0431 | 0.0427 | 0.0422 | 0.0417 | 0.0411 | 0.0406 | 0.0401 | 0.0394 | 0.0389 | 0.0383 | 0.0378
Northwest | Single Family | Peak | August | Lighting | LDCEU/TDEF | Electric Load with Losses, Incl. Cogeneration | MW | 0 | 0 | 0 | 0 | 0 | 0 | 0 | 0 | 0 | 0 | 0 | 0 | 0 | 0 | 0 | 0 | 0 | 0 | 0 | -0.0001 | 0 | -0.0001 | -0.0001 | 0 | -1.9187 | -2.9043 | -3.796 | -4.5921 | -4.1517 | -3.7533 | -3.3929 | -3.067 | -2.7723 | -2.5057 | -2.2645 | -2.0465 | -1.8493 | -1.671 | -1.5098 | -1.3643 | -1.2325 | -1.1135 | -1.0059 | -0.9087 | -0.8208 | -0.7414 | -0.6697 | -0.6049 | -0.5463 | -0.4934 | -0.4456 | -0.4023 | -0.3633 | -0.328 | -0.2962 | -0.2675 | -0.2415 | -0.2181
Northwest | Single Family | Peak | August | Refrigeration | LDCEU/TDEF | Electric Load with Losses, Incl. Cogeneration | MW | 0 | 0 | 0 | 0 | 0 | 0 | 0 | 0 | 0 | 0 | 0 | 0 | 0 | 0 | 0 | 0 | 0 | 0 | 0 | 0 | 0 | 0 | 0 | 0 | 0 | 0 | 0 | 0 | 0 | 0 | 0 | 0 | 0 | 0 | 0 | 0 | 0 | 0 | 0 | 0 | 0 | 0 | 0 | 0 | 0 | 0 | 0 | 0 | 0 | 0 | 0 | 0 | 0 | 0 | 0 | 0 | 0 | 0
Northwest | Single Family | Peak | August | Freezer | LDCEU/TDEF | Electric Load with Losses, Incl. Cogeneration | MW | 0 | 0 | 0 | 0 | 0 | 0 | 0 | 0 | 0 | 0 | 0 | 0 | 0 | 0 | 0 | 0 | 0 | 0 | 0 | 0 | 0 | 0 | 0 | 0 | -0.2952 | -0.5784 | -0.8461 | -1.0976 | -1.3338 | -1.5531 | -1.7575 | -1.9466 | -2.122 | -2.2848 | -2.4338 | -2.5724 | -2.7003 | -2.8192 | -2.9297 | -3.0303 | -3.1231 | -3.2098 | -3.2883 | -3.3596 | -3.4241 | -3.4824 | -3.5341 | -3.5805 | -3.6215 | -3.6574 | -3.6888 | -3.7166 | -3.7407 | -3.7613 | -3.7783 | -3.7921 | -3.8028 | -3.8104
Northwest | Single Family | Peak | August | Clothes Washer | LDCEU/TDEF | Electric Load with Losses, Incl. Cogeneration | MW | 0 | 0 | 0 | 0 | 0 | 0 | 0 | 0 | 0 | 0 | 0 | 0 | 0 | 0 | 0 | 0 | 0 | 0 | 0 | 0 | 0 | 0 | 0 | 0 | 0 | 0 | 0 | 0 | 0 | 0 | 0 | 0 | 0 | 0 | 0 | 0 | 0 | 0 | 0 | 0 | 0 | 0 | 0 | 0 | 0 | 0 | 0 | 0 | 0 | 0 | 0 | 0 | 0 | 0 | 0 | 0 | 0 | 0
Northwest | Single Family | Peak | August | Clothes Dryer | LDCEU/TDEF | Electric Load with Losses, Incl. Cogeneration | MW | 0 | 0 | 0 | 0 | 0 | 0 | 0 | 0 | 0 | 0 | 0 | 0 | 0 | 0 | 0 | 0 | 0 | 0 | 0 | 0 | 0 | 0 | 0 | 0 | 0.033 | 0.0662 | 0.1021 | 0.1385 | 0.1761 | 0.2141 | 0.252 | 0.2893 | 0.3267 | 0.364 | 0.4006 | 0.4386 | 0.4763 | 0.5144 | 0.5537 | 0.5922 | 0.6305 | 0.6701 | 0.7095 | 0.7482 | 0.7877 | 0.8268 | 0.8651 | 0.9043 | 0.9432 | 0.9816 | 1.0212 | 1.0609 | 1.1006 | 1.1413 | 1.1817 | 1.2219 | 1.2629 | 1.3038
Northwest | Single Family | Peak | August | Dishwasher | LDCEU/TDEF | Electric Load with Losses, Incl. Cogeneration | MW | 0 | 0 | 0 | 0 | 0 | 0 | 0 | 0 | 0 | 0 | 0 | 0 | 0 | 0 | 0 | 0 | 0 | 0 | 0 | 0 | 0 | 0 | 0 | 0 | 0 | 0 | 0 | 0 | 0 | 0 | 0 | 0 | 0 | 0 | 0 | 0 | 0 | 0 | 0 | 0 | 0 | 0 | 0 | 0 | 0 | 0 | 0 | 0 | 0 | 0 | 0 | 0 | 0 | 0 | 0 | 0 | 0 | 0
Northwest | Single Family | Peak | August | Cooking | LDCEU/TDEF | Electric Load with Losses, Incl. Cogeneration | MW | 0 | 0 | 0 | 0 | 0 | 0 | 0 | 0 | 0 | 0 | 0 | 0 | 0 | 0 | 0 | 0 | 0 | 0 | 0 | 0 | 0 | 0 | 0 | 0 | 0 | 0 | -2.6491 | -5.0688 | -7.2666 | -9.2285 | -10.9872 | -12.5486 | -13.9293 | -15.143 | -16.1893 | -17.091 | -17.8554 | -18.4983 | -19.0236 | -19.4314 | -19.7383 | -19.9531 | -20.0719 | -20.1034 | -20.0491 | -19.9183 | -19.7143 | -19.4411 | -19.1047 | -18.7093 | -18.2567 | -17.753 | -17.2013 | -16.603 | -15.962 | -15.2807 | -14.5638 | -13.8204
Northwest | Single Family | Peak | August | Air Conditioning | LDCEU/TDEF | Electric Load with Losses, Incl. Cogeneration | MW | -30.562 | -60.842 | -39.402 | -112.904 | -179.711 | -184.099 | -186.587 | -143.011 | -215.921 | -194.273 | -292.355 | -327.278 | -312.722 | -241.469 | -210.313 | -246.553 | -247.43 | -198.535 | -248.094 | -298.642 | -272.286 | -342.364 | -307.019 | -376.339 | -306.827 | -313.803 | -322.174 | -330.587 | -339.132 | -347.702 | -359.271 | -370.117 | -380.347 | -389.947 | -398.881 | -407.645 | -415.851 | -423.678 | -431.368 | -438.643 | -445.799 | -453.294 | -460.638 | -467.843 | -475.124 | -482.254 | -488.481 | -491.885 | -495.118 | -498.143 | -501.318 | -504.416 | -507.434 | -510.591 | -513.57 | -513.521 | -510.531 | -507.39
Northwest | Single Family | Peak | August | Entertainment Center | LDCEU/TDEF | Electric Load with Losses, Incl. Cogeneration | MW | 0 | 0 | 0 | 0 | 0 | 0 | 0 | 0 | 0 | 0 | 0 | 0 | 0 | 0 | 0 | 0 | 0 | 0 | 0 | 0 | 0 | 0 | 0 | 0 | -8.3476 | -23.0686 | -42.6767 | -65.8957 | -91.7393 | -119.3055 | -148.0332 | -177.3571 | -206.9444 | -236.5262 | -265.7195 | -294.6062 | -322.9343 | -350.7557 | -378.0334 | -404.4658 | -430.2113 | -455.4709 | -479.8809 | -503.4965 | -526.3611 | -548.4852 | -569.8161 | -590.4511 | -610.3969 | -629.6439 | -648.2889 | -666.4193 | -684.064 | -701.2073 | -717.817 | -733.9343 | -749.5783 | -764.7678
Northwest | Single Family | Peak | August | Other Non-Substitutables | LDCEU/TDEF | Electric Load with Losses, Incl. Cogeneration | MW | 0 | 0 | 0 | 0 | 0 | 0 | 0 | 0 | 0 | 0 | 0 | 0 | 0 | 0 | 0 | 0 | 0 | 0 | 0 | 0 | 0 | 0 | 0 | 0 | -32.3652 | -61.1714 | -87.0692 | -110.2763 | -131.0842 | -149.5971 | -166.1361 | -180.84 | -193.952 | -205.6611 | -215.997 | -225.2899 | -233.5679 | -241.0317 | -247.783 | -253.754 | -259.13 | -264.0874 | -268.4952 | -272.4339 | -275.9702 | -279.1468 | -281.9699 | -284.5131 | -286.7983 | -288.8421 | -290.7018 | -292.4229 | -294.0279 | -295.5166 | -296.8834 | -298.1465 | -299.3188 | -300.41
Northwest | Single Family | Peak | August | Water Heating Over 55 | LDCEU/TDEF | Electric Load with Losses, Incl. Cogeneration | MW | 0 | 0 | 0 | 0 | 0 | 0 | 0 | 0 | 0 | 0 | 0 | 0 | 0 | 0 | 0 | 0 | 0 | 0 | 0 | 0 | 0 | 0 | 0 | 0 | 0 | 0 | 0 | 0 | 0 | 0 | 0 | 0 | 0 | 0 | 0 | 0 | 0 | 0 | 0 | 0 | 0 | 0 | 0 | 0 | 0 | 0 | 0 | 0 | 0 | 0 | 0 | 0 | 0 | 0 | 0 | 0 | 0 | 0
Northwest | Single Family | Peak | September | Space Heating | LDCEU/TDEF | Electric Load with Losses, Incl. Cogeneration | MW | -3.7367 | -3.6106 | -4.6745 | -12.1402 | -7.798 | -7.7205 | -15.5506 | -18.8796 | -16.7814 | -19.8849 | -14.601 | -27.8969 | -33.3334 | -22.7949 | -36.346 | -32.7665 | -25.0543 | -33.0382 | -21.2864 | -28.7343 | -38.749 | -28.2576 | -52.5912 | -56.3713 | -44.6888 | -46.1682 | -51.8708 | -57.4126 | -62.8475 | -68.022 | -73.6702 | -78.9511 | -83.98 | -88.8204 | -93.3157 | -97.73 | -101.895 | -105.9254 | -109.9073 | -113.5957 | -117.1212 | -120.6371 | -123.9261 | -127.0437 | -130.0488 | -132.9011 | -135.5847 | -138.1649 | -140.6151 | -142.9404 | -145.2154 | -147.4204 | -149.5556 | -151.6441 | -153.6358 | -155.5372 | -157.3831 | -159.1465
Northwest | Single Family | Peak | September | Water Heating Under 55 | LDCEU/TDEF | Electric Load with Losses, Incl. Cogeneration | MW | 0 | 0 | 0 | 0 | 0 | 0 | 0 | 0 | 0 | 0 | 0 | 0 | 0 | 0 | 0 | 0 | 0 | 0 | 0 | 0 | 0 | 0 | 0 | -0.0001 | 0.0105 | 0.0194 | 0.0335 | 0.0443 | 0.0546 | 0.0674 | 0.0757 | 0.0809 | 0.0848 | 0.0873 | 0.089 | 0.0917 | 0.0934 | 0.0943 | 0.0959 | 0.0964 | 0.0958 | 0.0957 | 0.095 | 0.0944 | 0.0936 | 0.0928 | 0.0919 | 0.0911 | 0.09 | 0.089 | 0.0879 | 0.0868 | 0.0857 | 0.0846 | 0.0833 | 0.0821 | 0.0808 | 0.0795
Northwest | Single Family | Peak | September | Lighting | LDCEU/TDEF | Electric Load with Losses, Incl. Cogeneration | MW | 0 | 0 | 0 | 0 | 0 | 0 | 0 | 0 | 0 | 0 | 0 | 0 | 0 | 0 | 0 | 0 | 0 | 0 | -0.001 | 0 | 0 | 0 | -0.0001 | 0 | -3.0544 | -4.6235 | -6.0429 | -7.3103 | -6.6092 | -5.9749 | -5.4014 | -4.8826 | -4.4132 | -3.9888 | -3.605 | -3.2577 | -2.944 | -2.6602 | -2.4037 | -2.1716 | -1.962 | -1.7726 | -1.6014 | -1.4466 | -1.306 | -1.18 | -1.066 | -0.963 | -0.87 | -0.785 | -0.709 | -0.641 | -0.578 | -0.522 | -0.471 | -0.425 | -0.385 | -0.347
Northwest | Single Family | Peak | September | Refrigeration | LDCEU/TDEF | Electric Load with Losses, Incl. Cogeneration | MW | 0 | 0 | 0 | 0 | 0 | 0 | 0 | 0 | 0 | 0 | 0 | 0 | 0 | 0 | 0 | 0 | 0 | 0 | 0 | 0 | 0 | 0 | 0 | 0 | 0 | 0 | 0 | 0 | 0 | 0 | 0 | 0 | 0 | 0 | 0 | 0 | 0 | 0 | 0 | 0 | 0 | 0 | 0 | 0 | 0 | 0 | 0 | 0 | 0 | 0 | 0 | 0 | 0 | 0 | 0 | 0 | 0 | 0
Northwest | Single Family | Peak | September | Freezer | LDCEU/TDEF | Electric Load with Losses, Incl. Cogeneration | MW | 0 | 0 | 0 | 0 | 0 | 0 | 0 | 0 | 0 | 0 | 0 | 0 | 0 | 0 | 0 | 0 | 0 | 0 | 0 | 0 | 0 | 0 | 0 | 0 | -0.2666 | -0.5225 | -0.7644 | -0.9917 | -1.2052 | -1.4035 | -1.5882 | -1.7593 | -1.9179 | -2.0651 | -2.1999 | -2.3254 | -2.4412 | -2.5487 | -2.6488 | -2.74 | -2.8239 | -2.9025 | -2.9737 | -3.0383 | -3.0968 | -3.1497 | -3.1968 | -3.2389 | -3.2761 | -3.3088 | -3.3374 | -3.3626 | -3.3847 | -3.4035 | -3.419 | -3.4316 | -3.4414 | -3.4487
Northwest | Single Family | Peak | September | Clothes Washer | LDCEU/TDEF | Electric Load with Losses, Incl. Cogeneration | MW | 0 | 0 | 0 | 0 | 0 | 0 | 0 | 0 | 0 | 0 | 0 | 0 | 0 | 0 | 0 | 0 | 0 | 0 | 0 | 0 | 0 | 0 | 0 | 0 | 0 | 0 | 0 | 0 | 0 | 0 | 0 | 0 | 0 | 0 | 0 | 0 | 0 | 0 | 0 | 0 | 0 | 0 | 0 | 0 | 0 | 0 | 0 | 0 | 0 | 0 | 0 | 0 | 0 | 0 | 0 | 0 | 0 | 0
Northwest | Single Family | Peak | September | Clothes Dryer | LDCEU/TDEF | Electric Load with Losses, Incl. Cogeneration | MW | 0 | 0 | 0 | 0 | 0 | 0 | 0 | 0 | 0 | 0 | 0 | 0 | 0 | 0 | 0 | 0 | 0 | 0 | 0 | 0 | 0 | 0 | 0 | 0 | 0.0446 | 0.0894 | 0.138 | 0.1873 | 0.238 | 0.2895 | 0.3409 | 0.3912 | 0.4419 | 0.4922 | 0.5418 | 0.5932 | 0.6443 | 0.6957 | 0.749 | 0.801 | 0.8527 | 0.9065 | 0.9596 | 1.0119 | 1.0653 | 1.1181 | 1.1702 | 1.223 | 1.2756 | 1.3276 | 1.3812 | 1.4348 | 1.4886 | 1.5436 | 1.5984 | 1.6527 | 1.7081 | 1.7635
Northwest | Single Family | Peak | September | Dishwasher | LDCEU/TDEF | Electric Load with Losses, Incl. Cogeneration | MW | 0 | 0 | 0 | 0 | 0 | 0 | 0 | 0 | 0 | 0 | 0 | 0 | 0 | 0 | 0 | 0 | 0 | 0 | 0 | 0 | 0 | 0 | 0 | 0 | 0 | 0 | 0 | 0 | 0 | 0 | 0 | 0 | 0 | 0 | 0 | 0 | 0 | 0 | 0 | 0 | 0 | 0 | 0 | 0 | 0 | 0 | 0 | 0 | 0 | 0 | 0 | 0 | 0 | 0 | 0 | 0 | 0 | 0
Northwest | Single Family | Peak | September | Cooking | LDCEU/TDEF | Electric Load with Losses, Incl. Cogeneration | MW | 0 | 0 | 0 | 0 | 0 | 0 | 0 | 0 | 0 | 0 | 0 | 0 | 0 | 0 | 0 | 0 | 0 | 0 | 0 | 0 | 0 | 0 | 0 | 0 | 0 | 0 | -4.7265 | -9.0436 | -12.9648 | -16.4655 | -19.6034 | -22.3897 | -24.8535 | -27.0193 | -28.8866 | -30.4955 | -31.8596 | -33.0069 | -33.9442 | -34.672 | -35.2197 | -35.6031 | -35.815 | -35.8714 | -35.7743 | -35.541 | -35.1769 | -34.6894 | -34.089 | -33.383 | -32.5753 | -31.6763 | -30.6915 | -29.6237 | -28.4795 | -27.2635 | -25.9839 | -24.6572
Northwest | Single Family | Peak | September | Air Conditioning | LDCEU/TDEF | Electric Load with Losses, Incl. Cogeneration | MW | -28.113 | -76.41 | -106.999 | -23.2451 | -122.691 | -193.741 | -98.147 | -88.2649 | -160.797 | -139.817 | -272.371 | -82.4351 | -78.4725 | -200.353 | -87.6467 | -145.7293 | -244.17 | -137.4826 | -349.205 | -194.378 | -154.137 | -264.034 | -70.3013 | -103.2983 | -213.478 | -218.368 | -224.211 | -230.121 | -236.142 | -242.196 | -250.229 | -257.817 | -265.017 | -271.784 | -278.134 | -284.36 | -290.233 | -295.87 | -301.399 | -306.672 | -311.876 | -317.305 | -322.654 | -327.911 | -333.233 | -338.458 | -342.938 | -344.931 | -346.799 | -348.519 | -350.325 | -352.075 | -353.766 | -355.539 | -357.189 | -357.032 | -355.138 | -353.141
Northwest | Single Family | Peak | September | Entertainment Center | LDCEU/TDEF | Electric Load with Losses, Incl. Cogeneration | MW | 0 | 0 | 0 | 0 | 0 | 0 | 0 | 0 | 0 | 0 | 0 | 0 | 0 | 0 | 0 | 0 | 0 | 0 | 0 | 0 | 0 | 0 | 0 | 0 | -8.9301 | -24.6789 | -45.6571 | -70.4986 | -98.1492 | -127.6438 | -158.3815 | -189.7581 | -221.4179 | -253.0725 | -284.3123 | -315.2248 | -345.5401 | -375.3144 | -404.5074 | -432.7976 | -460.3528 | -487.3889 | -513.5175 | -538.7959 | -563.2716 | -586.9543 | -609.7893 | -631.8799 | -653.2327 | -673.8374 | -693.7986 | -713.2083 | -732.0997 | -750.4548 | -768.2394 | -785.4954 | -802.2454 | -818.5096
Northwest | Single Family | Peak | September | Other Non-Substitutables | LDCEU/TDEF | Electric Load with Losses, Incl. Cogeneration | MW | 0 | 0 | 0 | 0 | 0 | 0 | 0 | 0 | 0 | 0 | 0 | 0 | 0 | 0 | 0 | 0 | 0 | 0 | 0 | 0 | 0 | 0 | 0 | 0 | -43.5585 | -82.3293 | -117.1872 | -148.4251 | -176.4334 | -201.3556 | -223.6192 | -243.4147 | -261.0683 | -276.833 | -290.7495 | -303.2624 | -314.4096 | -324.461 | -333.554 | -341.596 | -348.837 | -355.515 | -361.455 | -366.761 | -371.527 | -375.807 | -379.613 | -383.041 | -386.122 | -388.878 | -391.385 | -393.707 | -395.872 | -397.88 | -399.722 | -401.428 | -403.01 | -404.483
Northwest | Single Family | Peak | September | Water Heating Over 55 | LDCEU/TDEF | Electric Load with Losses, Incl. Cogeneration | MW | 0 | 0 | 0 | 0 | 0 | 0 | 0 | 0 | 0 | 0 | 0 | 0 | 0 | 0 | 0 | 0 | 0 | 0 | 0 | 0 | 0 | 0 | 0 | 0 | 0 | 0 | 0 | 0 | 0 | 0 | 0 | 0 | 0 | 0 | 0 | 0 | 0 | 0 | 0 | 0 | 0 | 0 | 0 | 0 | 0 | 0 | 0 | 0 | 0 | 0 | 0 | 0 | 0 | 0 | 0 | 0 | 0 | 0
Northwest | Single Family | Peak | October | Space Heating | LDCEU/TDEF | Electric Load with Losses, Incl. Cogeneration | MW | -39.402 | -74.763 | -96.565 | -113.549 | -135.383 | -153.45 | -185.78 | -213.937 | -233.335 | -271.602 | -188.362 | -250.942 | -287.634 | -329.431 | -407.991 | -426.175 | -439.582 | -383.966 | -412.517 | -411.71 | -545.256 | -335.371 | -347.206 | -554.917 | -551.872 | -568.599 | -631.332 | -692.174 | -751.686 | -808.253 | -871.107 | -929.743 | -985.368 | -1038.585 | -1087.819 | -1135.864 | -1180.995 | -1224.488 | -1267.149 | -1306.526 | -1343.97 | -1381.115 | -1415.701 | -1448.266 | -1479.483 | -1508.94 | -1536.467 | -1562.744 | -1587.552 | -1610.957 | -1633.791 | -1655.886 | -1677.242 | -1698.072 | -1717.876 | -1736.727 | -1754.963 | -1772.327
Northwest | Single Family | Peak | October | Water Heating Under 55 | LDCEU/TDEF | Electric Load with Losses, Incl. Cogeneration | MW | 0 | 0 | 0 | 0 | 0 | 0 | 0 | 0 | 0 | 0 | 0 | 0 | 0 | 0 | 0 | 0 | 0 | 0 | 0 | 0 | 0 | 0 | 0 | 0 | 0.045 | 0.083 | 0.142 | 0.187 | 0.231 | 0.284 | 0.32 | 0.341 | 0.357 | 0.367 | 0.373 | 0.384 | 0.39 | 0.394 | 0.4 | 0.402 | 0.399 | 0.399 | 0.397 | 0.394 | 0.39 | 0.387 | 0.383 | 0.379 | 0.374 | 0.371 | 0.366 | 0.361 | 0.357 | 0.352 | 0.347 | 0.341 | 0.337 | 0.331
Northwest | Single Family | Peak | October | Lighting | LDCEU/TDEF | Electric Load with Losses, Incl. Cogeneration | MW | 0 | 0 | 0 | 0 | 0 | 0 | 0 | 0 | 0 | 0 | 0 | 0 | 0 | 0 | 0 | 0 | 0 | 0 | 0 | 0 | 0 | 0 | 0 | 0 | -3.564 | -5.396 | -7.052 | -8.531 | -7.713 | -6.973 | -6.303 | -5.698 | -5.15 | -4.655 | -4.207 | -3.801 | -3.436 | -3.105 | -2.805 | -2.534 | -2.289 | -2.069 | -1.868 | -1.688 | -1.525 | -1.377 | -1.245 | -1.124 | -1.014 | -0.917 | -0.827 | -0.748 | -0.675 | -0.609 | -0.551 | -0.497 | -0.449 | -0.406
Northwest | Single Family | Peak | October | Refrigeration | LDCEU/TDEF | Electric Load with Losses, Incl. Cogeneration | MW | 0 | 0 | 0 | 0 | 0 | 0 | 0 | 0 | 0 | 0 | 0 | 0 | 0 | 0 | 0 | 0 | 0 | 0 | 0 | 0 | 0 | 0 | 0 | 0 | 0 | 0 | 0 | 0 | 0 | 0 | 0 | 0 | 0 | 0 | 0 | 0 | 0 | 0 | 0 | 0 | 0 | 0 | 0 | 0 | 0 | 0 | 0 | 0 | 0 | 0 | 0 | 0 | 0 | 0 | 0 | 0 | 0 | 0
Northwest | Single Family | Peak | October | Freezer | LDCEU/TDEF | Electric Load with Losses, Incl. Cogeneration | MW | 0 | 0 | 0 | 0 | 0 | 0 | 0 | 0 | 0 | 0 | 0 | 0 | 0 | 0 | 0 | 0 | 0 | 0 | 0 | 0 | 0 | 0 | 0 | 0 | -0.2535 | -0.501 | -0.7347 | -0.9551 | -1.1626 | -1.3564 | -1.5374 | -1.7058 | -1.8628 | -2.009 | -2.1435 | -2.2693 | -2.3862 | -2.4955 | -2.5977 | -2.6916 | -2.7788 | -2.861 | -2.9364 | -3.0054 | -3.0686 | -3.1265 | -3.1788 | -3.2265 | -3.2694 | -3.3079 | -3.3426 | -3.374 | -3.4024 | -3.4278 | -3.4501 | -3.4694 | -3.4861 | -3.5002
Northwest | Single Family | Peak | October | Clothes Washer | LDCEU/TDEF | Electric Load with Losses, Incl. Cogeneration | MW | 0 | 0 | 0 | 0 | 0 | 0 | 0 | 0 | 0 | 0 | 0 | 0 | 0 | 0 | 0 | 0 | 0 | 0 | 0 | 0 | 0 | 0 | 0 | 0 | 0 | 0 | 0 | 0 | 0 | 0 | 0 | 0 | 0 | 0 | 0 | 0 | 0 | 0 | 0 | 0 | 0 | 0 | 0 | 0 | 0 | 0 | 0 | 0 | 0 | 0 | 0 | 0 | 0 | 0 | 0 | 0 | 0 | 0
Northwest | Single Family | Peak | October | Clothes Dryer | LDCEU/TDEF | Electric Load with Losses, Incl. Cogeneration | MW | 0 | 0 | 0 | 0 | 0 | 0 | 0 | 0 | 0 | 0 | 0 | 0 | 0 | 0 | 0 | 0 | 0 | 0 | 0 | 0 | 0 | 0 | 0 | 0 | 0.0297 | 0.0596 | 0.0916 | 0.1244 | 0.1581 | 0.1924 | 0.2266 | 0.2602 | 0.294 | 0.3277 | 0.3608 | 0.3952 | 0.4293 | 0.4637 | 0.4993 | 0.5341 | 0.5687 | 0.6047 | 0.6403 | 0.6755 | 0.7113 | 0.7467 | 0.7814 | 0.8169 | 0.8521 | 0.8869 | 0.9228 | 0.9587 | 0.9947 | 1.0317 | 1.0684 | 1.1047 | 1.1419 | 1.179
Northwest | Single Family | Peak | October | Dishwasher | LDCEU/TDEF | Electric Load with Losses, Incl. Cogeneration | MW | 0 | 0 | 0 | 0 | 0 | 0 | 0 | 0 | 0 | 0 | 0 | 0 | 0 | 0 | 0 | 0 | 0 | 0 | 0 | 0 | 0 | 0 | 0 | 0 | 0 | 0 | 0 | 0 | 0 | 0 | 0 | 0 | 0 | 0 | 0 | 0 | 0 | 0 | 0 | 0 | 0 | 0 | 0 | 0 | 0 | 0 | 0 | 0 | 0 | 0 | 0 | 0 | 0 | 0 | 0 | 0 | 0 | 0
Northwest | Single Family | Peak | October | Cooking | LDCEU/TDEF | Electric Load with Losses, Incl. Cogeneration | MW | 0 | 0 | 0 | 0 | 0 | 0 | 0 | 0 | 0 | 0 | 0 | 0 | 0 | 0 | 0 | 0 | 0 | 0 | 0 | 0 | 0 | 0 | 0 | 0 | 0 | 0 | -2.0407 | -3.9066 | -5.6025 | -7.1199 | -8.4794 | -9.6892 | -10.7601 | -11.7014 | -12.5143 | -13.2148 | -13.81 | -14.3112 | -14.7205 | -15.04 | -15.2813 | -15.4507 | -15.546 | -15.5732 | -15.5335 | -15.4342 | -15.2778 | -15.0674 | -14.8075 | -14.5012 | -14.1505 | -13.7597 | -13.3312 | -12.8662 | -12.3676 | -11.8374 | -11.2804 | -10.7064
Northwest | Single Family | Peak | October | Air Conditioning | LDCEU/TDEF | Electric Load with Losses, Incl. Cogeneration | MW | 0 | 0 | 0 | 0 | 0 | 0 | 0 | 0 | 0 | 0 | 0 | 0 | 0 | 0 | 0 | 0 | 0 | 0 | 0 | 0 | 0 | 0 | 0 | 0 | 0 | 0 | 0 | 0 | 0 | 0 | 0 | 0 | 0 | 0 | 0 | 0 | 0 | 0 | 0 | 0 | 0 | 0 | 0 | 0 | 0 | 0 | 0 | 0 | 0 | 0 | 0 | 0 | 0 | 0 | 0 | 0 | 0 | 0
Northwest | Single Family | Peak | October | Entertainment Center | LDCEU/TDEF | Electric Load with Losses, Incl. Cogeneration | MW | 0 | 0 | 0 | 0 | 0 | 0 | 0 | 0 | 0 | 0 | 0 | 0 | 0 | 0 | 0 | 0 | 0 | 0 | 0 | 0 | 0 | 0 | 0 | 0 | -3.5178 | -9.7244 | -17.99 | -27.7853 | -38.6946 | -50.3475 | -62.4943 | -74.91 | -87.449 | -99.9927 | -112.3855 | -124.656 | -136.7067 | -148.5541 | -160.1738 | -171.4561 | -182.4604 | -193.261 | -203.7198 | -213.8449 | -223.658 | -233.1629 | -242.336 | -251.2182 | -259.8098 | -268.1079 | -276.1541 | -283.9881 | -291.6214 | -299.0462 | -306.2475 | -313.2421 | -320.0379 | -326.6424
Northwest | Single Family | Peak | October | Other Non-Substitutables | LDCEU/TDEF | Electric Load with Losses, Incl. Cogeneration | MW | 0 | 0 | 0 | 0 | 0 | 0 | 0 | 0 | 0 | 0 | 0 | 0 | 0 | 0 | 0 | 0 | 0 | 0 | 0 | 0 | 0 | 0 | 0 | 0 | -33.3632 | -63.0698 | -89.7513 | -113.6862 | -135.1652 | -154.3231 | -171.4414 | -186.6983 | -200.3262 | -212.508 | -223.2853 | -232.9871 | -241.6584 | -249.496 | -256.5906 | -262.8995 | -268.6023 | -273.8652 | -278.5766 | -282.7974 | -286.6021 | -290.0342 | -293.1002 | -295.8728 | -298.377 | -300.6289 | -302.6875 | -304.6067 | -306.4066 | -308.0867 | -309.6385 | -311.0833 | -312.4336 | -313.6974
Northwest | Single Family | Peak | October | Water Heating Over 55 | LDCEU/TDEF | Electric Load with Losses, Incl. Cogeneration | MW | 0 | 0 | 0 | 0 | 0 | 0 | 0 | 0 | 0 | 0 | 0 | 0 | 0 | 0 | 0 | 0 | 0 | 0 | 0 | 0 | 0 | 0 | 0 | 0 | 0 | 0 | 0 | 0 | 0 | 0 | 0 | 0 | 0 | 0 | 0 | 0 | 0 | 0 | 0 | 0 | 0 | 0 | 0 | 0 | 0 | 0 | 0 | 0 | 0 | 0 | 0 | 0 | 0 | 0 | 0 | 0 | 0 | 0
Northwest | Single Family | Peak | November | Space Heating | LDCEU/TDEF | Electric Load with Losses, Incl. Cogeneration | MW | -55.774 | -76.131 | -67.128 | -99.947 | -99.377 | -123.023 | -140.785 | -226.435 | -181.198 | -208.042 | -259.482 | -257.08 | -317.049 | -281.911 | -337.736 | -304.423 | -348.62 | -371.926 | -403.495 | -345.497 | -436.17 | -447.612 | -509.348 | -394.91 | -510.41 | -525.759 | -583.306 | -639.104 | -693.662 | -745.51 | -803.283 | -857.167 | -908.257 | -957.099 | -1002.265 | -1046.299 | -1087.642 | -1127.46 | -1166.478 | -1202.474 | -1236.682 | -1270.587 | -1302.137 | -1331.816 | -1360.245 | -1387.046 | -1412.069 | -1435.929 | -1458.437 | -1479.659 | -1500.354 | -1520.375 | -1539.722 | -1558.585 | -1576.513 | -1593.571 | -1610.066 | -1625.764
Northwest | Single Family | Peak | November | Water Heating Under 55 | LDCEU/TDEF | Electric Load with Losses, Incl. Cogeneration | MW | 0 | 0 | 0 | 0 | 0 | 0 | 0 | 0 | 0 | 0 | 0 | 0 | 0 | 0 | 0 | 0 | 0 | 0 | 0 | 0 | 0 | 0 | 0 | -0.001 | 0.058 | 0.108 | 0.183 | 0.242 | 0.298 | 0.367 | 0.413 | 0.441 | 0.461 | 0.473 | 0.481 | 0.494 | 0.502 | 0.507 | 0.514 | 0.516 | 0.514 | 0.513 | 0.509 | 0.506 | 0.501 | 0.496 | 0.492 | 0.487 | 0.482 | 0.476 | 0.47 | 0.464 | 0.459 | 0.452 | 0.445 | 0.439 | 0.432 | 0.425
Northwest | Single Family | Peak | November | Lighting | LDCEU/TDEF | Electric Load with Losses, Incl. Cogeneration | MW | 0 | 0 | 0 | 0 | 0 | 0 | 0 | 0 | 0 | 0 | 0 | 0 | 0 | 0 | 0 | 0 | 0 | 0 | 0 | 0 | 0 | 0 | 0 | -0.001 | -5.337 | -8.078 | -10.557 | -12.772 | -11.546 | -10.439 | -9.437 | -8.53 | -7.711 | -6.969 | -6.298 | -5.691 | -5.143 | -4.647 | -4.199 | -3.794 | -3.428 | -3.097 | -2.797 | -2.527 | -2.283 | -2.062 | -1.862 | -1.683 | -1.519 | -1.373 | -1.239 | -1.119 | -1.01 | -0.912 | -0.824 | -0.744 | -0.671 | -0.607
Northwest | Single Family | Peak | November | Refrigeration | LDCEU/TDEF | Electric Load with Losses, Incl. Cogeneration | MW | 0 | 0 | 0 | 0 | 0 | 0 | 0 | 0 | 0 | 0 | 0 | 0 | 0 | 0 | 0 | 0 | 0 | 0 | 0 | 0 | 0 | 0 | 0 | 0 | 0 | 0 | 0 | 0 | 0 | 0 | 0 | 0 | 0 | 0 | 0 | 0 | 0 | 0 | 0 | 0 | 0 | 0 | 0 | 0 | 0 | 0 | 0 | 0 | 0 | 0 | 0 | 0 | 0 | 0 | 0 | 0 | 0 | 0
Northwest | Single Family | Peak | November | Freezer | LDCEU/TDEF | Electric Load with Losses, Incl. Cogeneration | MW | 0 | 0 | 0 | 0 | 0 | 0 | 0 | 0 | 0 | 0 | 0 | 0 | 0 | 0 | 0 | 0 | 0 | 0 | 0 | 0 | 0 | 0 | 0 | 0 | -0.2714 | -0.5368 | -0.7872 | -1.0235 | -1.2458 | -1.4536 | -1.6478 | -1.8285 | -1.9968 | -2.1538 | -2.2982 | -2.4333 | -2.5589 | -2.6764 | -2.7862 | -2.8871 | -2.9811 | -3.0696 | -3.1507 | -3.2251 | -3.2934 | -3.3558 | -3.4123 | -3.4638 | -3.5102 | -3.552 | -3.5896 | -3.6237 | -3.6546 | -3.6822 | -3.7066 | -3.7279 | -3.7461 | -3.7617
Northwest | Single Family | Peak | November | Clothes Washer | LDCEU/TDEF | Electric Load with Losses, Incl. Cogeneration | MW | 0 | 0 | 0 | 0 | 0 | 0 | 0 | 0 | 0 | 0 | 0 | 0 | 0 | 0 | 0 | 0 | 0 | 0 | 0 | 0 | 0 | 0 | 0 | 0 | 0 | 0 | 0 | 0 | 0 | 0 | 0 | 0 | 0 | 0 | 0 | 0 | 0 | 0 | 0 | 0 | 0 | 0 | 0 | 0 | 0 | 0 | 0 | 0 | 0 | 0 | 0 | 0 | 0 | 0 | 0 | 0 | 0 | 0
Northwest | Single Family | Peak | November | Clothes Dryer | LDCEU/TDEF | Electric Load with Losses, Incl. Cogeneration | MW | 0 | 0 | 0 | 0 | 0 | 0 | 0 | 0 | 0 | 0 | 0 | 0 | 0 | 0 | 0 | 0 | 0 | 0 | 0 | 0 | 0 | 0 | 0 | 0 | 0.0449 | 0.0898 | 0.1382 | 0.1875 | 0.2382 | 0.2899 | 0.3412 | 0.3919 | 0.4428 | 0.4934 | 0.5433 | 0.5951 | 0.6465 | 0.6983 | 0.7518 | 0.8042 | 0.8564 | 0.9106 | 0.9641 | 1.017 | 1.0709 | 1.1242 | 1.1766 | 1.23 | 1.283 | 1.3355 | 1.3894 | 1.4435 | 1.4977 | 1.5533 | 1.6086 | 1.6634 | 1.7194 | 1.7753
Northwest | Single Family | Peak | November | Dishwasher | LDCEU/TDEF | Electric Load with Losses, Incl. Cogeneration | MW | 0 | 0 | 0 | 0 | 0 | 0 | 0 | 0 | 0 | 0 | 0 | 0 | 0 | 0 | 0 | 0 | 0 | 0 | 0 | 0 | 0 | 0 | 0 | 0 | 0 | 0 | 0 | 0 | 0 | 0 | 0 | 0 | 0 | 0 | 0 | 0 | 0 | 0 | 0 | 0 | 0 | 0 | 0 | 0 | 0 | 0 | 0 | 0 | 0 | 0 | 0 | 0 | 0 | 0 | 0 | 0 | 0 | 0
Northwest | Single Family | Peak | November | Cooking | LDCEU/TDEF | Electric Load with Losses, Incl. Cogeneration | MW | 0 | 0 | 0 | 0 | 0 | 0 | 0 | 0 | 0 | 0 | 0 | 0 | 0 | 0 | 0 | 0 | 0 | 0 | 0 | 0 | 0 | 0 | 0 | 0 | 0 | 0 | -6.8194 | -13.0541 | -18.7203 | -23.7897 | -28.3327 | -32.3742 | -35.9511 | -39.0962 | -41.8111 | -44.1508 | -46.1386 | -47.8124 | -49.1793 | -50.2454 | -51.0501 | -51.6143 | -51.931 | -52.0195 | -51.8849 | -51.5504 | -51.0257 | -50.3192 | -49.4478 | -48.4221 | -47.2465 | -45.937 | -44.501 | -42.944 | -41.274 | -39.499 | -37.633 | -35.711
Northwest | Single Family | Peak | November | Air Conditioning | LDCEU/TDEF | Electric Load with Losses, Incl. Cogeneration | MW | 0 | 0 | 0 | 0 | 0 | 0 | 0 | 0 | 0 | 0 | 0 | 0 | 0 | 0 | 0 | 0 | 0 | 0 | 0 | 0 | 0 | 0 | 0 | 0 | 0 | 0 | 0 | 0 | 0 | 0 | 0 | 0 | 0 | 0 | 0 | 0 | 0 | 0 | 0 | 0 | 0 | 0 | 0 | 0 | 0 | 0 | 0 | 0 | 0 | 0 | 0 | 0 | 0 | 0 | 0 | 0 | 0 | 0
Northwest | Single Family | Peak | November | Entertainment Center | LDCEU/TDEF | Electric Load with Losses, Incl. Cogeneration | MW | 0 | 0 | 0 | 0 | 0 | 0 | 0 | 0 | 0 | 0 | 0 | 0 | 0 | 0 | 0 | 0 | 0 | 0 | 0 | 0 | 0 | 0 | 0 | 0 | -11.261 | -31.131 | -57.592 | -88.948 | -123.873 | -161.178 | -200.068 | -239.818 | -279.9642 | -320.1288 | -359.81 | -399.1033 | -437.6937 | -475.6353 | -512.8535 | -548.9889 | -584.2379 | -618.8372 | -652.3417 | -684.7786 | -716.2186 | -746.6735 | -776.0676 | -804.5312 | -832.0656 | -858.6599 | -884.4503 | -909.5618 | -934.032 | -957.8351 | -980.9248 | -1003.352 | -1025.1438 | -1046.3249
Northwest | Single Family | Peak | November | Other Non-Substitutables | LDCEU/TDEF | Electric Load with Losses, Incl. Cogeneration | MW | 0 | 0 | 0 | 0 | 0 | 0 | 0 | 0 | 0 | 0 | 0 | 0 | 0 | 0 | 0 | 0 | 0 | 0 | 0 | 0 | 0 | 0 | 0 | 0 | -47.9119 | -90.5734 | -128.888 | -163.258 | -194.1 | -221.611 | -246.196 | -268.107 | -287.678 | -305.178 | -320.657 | -334.596 | -347.054 | -358.316 | -368.514 | -377.583 | -385.781 | -393.35 | -400.125 | -406.196 | -411.67 | -416.608 | -421.021 | -425.015 | -428.622 | -431.866 | -434.834 | -437.6 | -440.197 | -442.621 | -444.861 | -446.948 | -448.897 | -450.724
Northwest | Single Family | Peak | November | Water Heating Over 55 | LDCEU/TDEF | Electric Load with Losses, Incl. Cogeneration | MW | 0 | 0 | 0 | 0 | 0 | 0 | 0 | 0 | 0 | 0 | 0 | 0 | 0 | 0 | 0 | 0 | 0 | 0 | 0 | 0 | 0 | 0 | 0 | 0 | 0 | 0 | 0 | 0 | 0 | 0 | 0 | 0 | 0 | 0 | 0 | 0 | 0 | 0 | 0 | 0 | 0 | 0 | 0 | 0 | 0 | 0 | 0 | 0 | 0 | 0 | 0 | 0 | 0 | 0 | 0 | 0 | 0 | 0
Northwest | Single Family | Peak | December | Space Heating | LDCEU/TDEF | Electric Load with Losses, Incl. Cogeneration | MW | -33.387 | -46.012 | -58.424 | -72.193 | -85.929 | -105.206 | -116.481 | -144.985 | -145.482 | -148.548 | -162.768 | -171.81 | -218.263 | -214.527 | -242.721 | -293.653 | -292.308 | -244.481 | -299.838 | -269.788 | -359.192 | -288.996 | -332.409 | -427.76 | -388.473 | -400.097 | -443.539 | -485.657 | -526.835 | -565.964 | -609.591 | -650.276 | -688.845 | -725.704 | -759.781 | -792.996 | -824.174 | -854.195 | -883.602 | -910.728 | -936.497 | -962.034 | -985.79 | -1008.129 | -1029.521 | -1049.683 | -1068.499 | -1086.434 | -1103.348 | -1119.288 | -1134.83 | -1149.865 | -1164.391 | -1178.552 | -1192.008 | -1204.808 | -1217.182 | -1228.957
Northwest | Single Family | Peak | December | Water Heating Under 55 | LDCEU/TDEF | Electric Load with Losses, Incl. Cogeneration | MW | 0 | 0 | 0 | 0 | 0 | 0 | 0 | 0 | 0 | 0 | 0 | 0 | 0 | 0 | 0 | 0 | 0 | 0 | 0 | 0 | 0 | 0 | 0 | 0 | 0.058 | 0.107 | 0.182 | 0.241 | 0.296 | 0.365 | 0.411 | 0.438 | 0.459 | 0.471 | 0.479 | 0.492 | 0.501 | 0.505 | 0.513 | 0.515 | 0.511 | 0.512 | 0.508 | 0.504 | 0.499 | 0.495 | 0.49 | 0.486 | 0.481 | 0.475 | 0.469 | 0.463 | 0.457 | 0.451 | 0.444 | 0.438 | 0.431 | 0.424
Northwest | Single Family | Peak | December | Lighting | LDCEU/TDEF | Electric Load with Losses, Incl. Cogeneration | MW | 0 | 0 | 0 | 0 | 0 | 0 | 0 | 0 | 0 | 0 | 0 | 0 | 0 | 0 | 0 | 0 | 0 | 0 | 0 | 0 | 0 | -0.001 | 0 | 0 | -5.866 | -8.88 | -11.607 | -14.041 | -12.695 | -11.476 | -10.375 | -9.378 | -8.477 | -7.661 | -6.924 | -6.258 | -5.655 | -5.109 | -4.616 | -4.171 | -3.769 | -3.405 | -3.076 | -2.778 | -2.51 | -2.267 | -2.047 | -1.85 | -1.67 | -1.508 | -1.363 | -1.23 | -1.11 | -1.003 | -0.906 | -0.817 | -0.738 | -0.667
Northwest | Single Family | Peak | December | Refrigeration | LDCEU/TDEF | Electric Load with Losses, Incl. Cogeneration | MW | 0 | 0 | 0 | 0 | 0 | 0 | 0 | 0 | 0 | 0 | 0 | 0 | 0 | 0 | 0 | 0 | 0 | 0 | 0 | 0 | 0 | 0 | 0 | 0 | 0 | 0 | 0 | 0 | 0 | 0 | 0 | 0 | 0 | 0 | 0 | 0 | 0 | 0 | 0 | 0 | 0 | 0 | 0 | 0 | 0 | 0 | 0 | 0 | 0 | 0 | 0 | 0 | 0 | 0 | 0 | 0 | 0 | 0
Northwest | Single Family | Peak | December | Freezer | LDCEU/TDEF | Electric Load with Losses, Incl. Cogeneration | MW | 0 | 0 | 0 | 0 | 0 | 0 | 0 | 0 | 0 | 0 | 0 | 0 | 0 | 0 | 0 | 0 | 0 | 0 | 0 | 0 | 0 | 0 | 0 | 0 | -0.2353 | -0.4651 | -0.6821 | -0.8866 | -1.0792 | -1.2589 | -1.4268 | -1.5831 | -1.7285 | -1.8641 | -1.9888 | -2.1055 | -2.2138 | -2.3151 | -2.4097 | -2.4967 | -2.5775 | -2.6536 | -2.7234 | -2.7873 | -2.8458 | -2.8993 | -2.9477 | -2.9916 | -3.0313 | -3.0669 | -3.0988 | -3.1279 | -3.1541 | -3.1774 | -3.1978 | -3.2156 | -3.2309 | -3.2438
Northwest | Single Family | Peak | December | Clothes Washer | LDCEU/TDEF | Electric Load with Losses, Incl. Cogeneration | MW | 0 | 0 | 0 | 0 | 0 | 0 | 0 | 0 | 0 | 0 | 0 | 0 | 0 | 0 | 0 | 0 | 0 | 0 | 0 | 0 | 0 | 0 | 0 | 0 | 0 | 0 | 0 | 0 | 0 | 0 | 0 | 0 | 0 | 0 | 0 | 0 | 0 | 0 | 0 | 0 | 0 | 0 | 0 | 0 | 0 | 0 | 0 | 0 | 0 | 0 | 0 | 0 | 0 | 0 | 0 | 0 | 0 | 0
Northwest | Single Family | Peak | December | Clothes Dryer | LDCEU/TDEF | Electric Load with Losses, Incl. Cogeneration | MW | 0 | 0 | 0 | 0 | 0 | 0 | 0 | 0 | 0 | 0 | 0 | 0 | 0 | 0 | 0 | 0 | 0 | 0 | 0 | 0 | 0 | 0 | 0 | 0 | 0.0596 | 0.1195 | 0.1839 | 0.2495 | 0.317 | 0.3856 | 0.4541 | 0.5216 | 0.5892 | 0.6565 | 0.7229 | 0.7917 | 0.8601 | 0.929 | 1.0002 | 1.0701 | 1.1394 | 1.2115 | 1.2827 | 1.3531 | 1.4248 | 1.4956 | 1.5653 | 1.6364 | 1.7068 | 1.7767 | 1.8485 | 1.9204 | 1.9925 | 2.0665 | 2.1399 | 2.2129 | 2.2872 | 2.3616
Northwest | Single Family | Peak | December | Dishwasher | LDCEU/TDEF | Electric Load with Losses, Incl. Cogeneration | MW | 0 | 0 | 0 | 0 | 0 | 0 | 0 | 0 | 0 | 0 | 0 | 0 | 0 | 0 | 0 | 0 | 0 | 0 | 0 | 0 | 0 | 0 | 0 | 0 | 0 | 0 | 0 | 0 | 0 | 0 | 0 | 0 | 0 | 0 | 0 | 0 | 0 | 0 | 0 | 0 | 0 | 0 | 0 | 0 | 0 | 0 | 0 | 0 | 0 | 0 | 0 | 0 | 0 | 0 | 0 | 0 | 0 | 0
Northwest | Single Family | Peak | December | Cooking | LDCEU/TDEF | Electric Load with Losses, Incl. Cogeneration | MW | 0 | 0 | 0 | 0 | 0 | 0 | 0 | 0 | 0 | 0 | 0 | 0 | 0 | 0 | 0 | 0 | 0 | 0 | 0 | 0 | 0 | 0 | 0 | 0 | 0 | 0 | -7.626 | -14.598 | -20.933 | -26.602 | -31.681 | -36.199 | -40.197 | -43.712 | -46.747 | -49.362 | -51.584 | -53.455 | -54.983 | -56.174 | -57.073 | -57.704 | -58.057 | -58.156 | -58.006 | -57.633 | -57.047 | -56.258 | -55.285 | -54.139 | -52.827 | -51.364 | -49.762 | -48.023 | -46.157 | -44.175 | -42.092 | -39.945
Northwest | Single Family | Peak | December | Air Conditioning | LDCEU/TDEF | Electric Load with Losses, Incl. Cogeneration | MW | 0 | 0 | 0 | 0 | 0 | 0 | 0 | 0 | 0 | 0 | 0 | 0 | 0 | 0 | 0 | 0 | 0 | 0 | 0 | 0 | 0 | 0 | 0 | 0 | 0 | 0 | 0 | 0 | 0 | 0 | 0 | 0 | 0 | 0 | 0 | 0 | 0 | 0 | 0 | 0 | 0 | 0 | 0 | 0 | 0 | 0 | 0 | 0 | 0 | 0 | 0 | 0 | 0 | 0 | 0 | 0 | 0 | 0
Northwest | Single Family | Peak | December | Entertainment Center | LDCEU/TDEF | Electric Load with Losses, Incl. Cogeneration | MW | 0 | 0 | 0 | 0 | 0 | 0 | 0 | 0 | 0 | 0 | 0 | 0 | 0 | 0 | 0 | 0 | 0 | 0 | 0 | 0 | 0 | 0 | 0 | 0 | -13.767 | -38.057 | -70.404 | -108.735 | -151.424 | -197.018 | -244.548 | -293.123 | -342.179 | -391.254 | -439.734 | -487.737 | -534.876 | -581.2185 | -626.6731 | -670.8008 | -713.8389 | -756.0823 | -796.9836 | -836.5777 | -874.9527 | -912.1201 | -947.9909 | -982.7223 | -1016.3175 | -1048.7645 | -1080.2257 | -1110.8574 | -1140.7015 | -1169.7306 | -1197.886 | -1225.2314 | -1251.7997 | -1277.6208
Northwest | Single Family | Peak | December | Other Non-Substitutables | LDCEU/TDEF | Electric Load with Losses, Incl. Cogeneration | MW | 0 | 0 | 0 | 0 | 0 | 0 | 0 | 0 | 0 | 0 | 0 | 0 | 0 | 0 | 0 | 0 | 0 | 0 | 0 | 0 | 0 | 0 | 0 | 0 | -52.933 | -100.065 | -142.396 | -180.365 | -214.437 | -244.822 | -271.974 | -296.168 | -317.777 | -337.095 | -354.183 | -369.565 | -383.311 | -395.734 | -406.982 | -416.98 | -426.015 | -434.357 | -441.819 | -448.504 | -454.531 | -459.965 | -464.82 | -469.211 | -473.175 | -476.739 | -479.997 | -483.035 | -485.882 | -488.54 | -490.995 | -493.28 | -495.414 | -497.413
Northwest | Single Family | Peak | December | Water Heating Over 55 | LDCEU/TDEF | Electric Load with Losses, Incl. Cogeneration | MW | 0 | 0 | 0 | 0 | 0 | 0 | 0 | 0 | 0 | 0 | 0 | 0 | 0 | 0 | 0 | 0 | 0 | 0 | 0 | 0 | 0 | 0 | 0 | 0 | 0 | 0 | 0 | 0 | 0 | 0 | 0 | 0 | 0 | 0 | 0 | 0 | 0 | 0 | 0 | 0 | 0 | 0 | 0 | 0 | 0 | 0 | 0 | 0 | 0 | 0 | 0 | 0 | 0 | 0 | 0 | 0 | 0 | 0
Northwest | Single Family | Average | January | Space Heating | LDCEU/TDEF | Electric Load with Losses, Incl. Cogeneration | MW | -32.337 | -33.318 | -46.104 | -58.685 | -70.088 | -73.603 | -95.956 | -119.294 | -118.879 | -131.827 | -113.593 | -156.555 | -169.554 | -144.969 | -214.838 | -229.463 | -213.874 | -173.138 | -220.676 | -227.715 | -280.562 | -243.167 | -234.733 | -284.054 | -302.98 | -312.009 | -345.689 | -378.342 | -410.267 | -440.599 | -474.421 | -505.961 | -535.859 | -564.427 | -590.838 | -616.578 | -640.737 | -663.999 | -686.782 | -707.797 | -727.759 | -747.54 | -765.94 | -783.242 | -799.807 | -815.419 | -829.987 | -843.872 | -856.964 | -869.299 | -881.327 | -892.961 | -904.201 | -915.157 | -925.567 | -935.468 | -945.04 | -954.146
Northwest | Single Family | Average | January | Water Heating Under 55 | LDCEU/TDEF | Electric Load with Losses, Incl. Cogeneration | MW | 0 | 0 | 0 | 0 | 0 | 0 | 0 | 0 | 0 | 0 | 0 | 0 | 0 | 0 | 0 | 0 | 0 | 0 | 0 | 0 | 0 | 0 | 0 | 0 | 0.045 | 0.083 | 0.141 | 0.187 | 0.229 | 0.283 | 0.318 | 0.34 | 0.356 | 0.365 | 0.372 | 0.383 | 0.388 | 0.392 | 0.398 | 0.4 | 0.398 | 0.397 | 0.395 | 0.391 | 0.388 | 0.385 | 0.381 | 0.378 | 0.374 | 0.368 | 0.364 | 0.359 | 0.355 | 0.35 | 0.345 | 0.34 | 0.335 | 0.329
Northwest | Single Family | Average | January | Lighting | LDCEU/TDEF | Electric Load with Losses, Incl. Cogeneration | MW | 0 | 0 | 0 | 0 | 0 | 0 | 0 | 0 | 0 | 0 | 0 | 0 | 0 | 0 | 0 | 0 | 0 | 0 | 0 | 0 | 0 | 0 | 0 | -0.001 | -3.486 | -5.277 | -6.896 | -8.343 | -7.543 | -6.819 | -6.164 | -5.572 | -5.037 | -4.552 | -4.115 | -3.718 | -3.36 | -3.036 | -2.744 | -2.478 | -2.24 | -2.023 | -1.828 | -1.65 | -1.491 | -1.347 | -1.217 | -1.099 | -0.992 | -0.896 | -0.809 | -0.731 | -0.66 | -0.596 | -0.538 | -0.486 | -0.438 | -0.396
Northwest | Single Family | Average | January | Refrigeration | LDCEU/TDEF | Electric Load with Losses, Incl. Cogeneration | MW | 0 | 0 | 0 | 0 | 0 | 0 | 0 | 0 | 0 | 0 | 0 | 0 | 0 | 0 | 0 | 0 | 0 | 0 | 0 | 0 | 0 | 0 | 0 | 0 | 0 | 0 | 0 | 0 | 0 | 0 | 0 | 0 | 0 | 0 | 0 | 0 | 0 | 0 | 0 | 0 | 0 | 0 | 0 | 0 | 0 | 0 | 0 | 0 | 0 | 0 | 0 | 0 | 0 | 0 | 0 | 0 | 0 | 0
Northwest | Single Family | Average | January | Freezer | LDCEU/TDEF | Electric Load with Losses, Incl. Cogeneration | MW | 0 | 0 | 0 | 0 | 0 | 0 | 0 | 0 | 0 | 0 | 0 | 0 | 0 | 0 | 0 | 0 | 0 | 0 | 0 | 0 | 0 | 0 | 0 | 0 | -0.1971 | -0.3892 | -0.5708 | -0.7417 | -0.9028 | -1.0531 | -1.1935 | -1.3241 | -1.4457 | -1.5589 | -1.663 | -1.7604 | -1.8508 | -1.9353 | -2.0142 | -2.0867 | -2.154 | -2.2172 | -2.2753 | -2.3284 | -2.377 | -2.4213 | -2.4615 | -2.4979 | -2.5307 | -2.5601 | -2.5864 | -2.6103 | -2.6318 | -2.6509 | -2.6676 | -2.6821 | -2.6943 | -2.7047
Northwest | Single Family | Average | January | Clothes Washer | LDCEU/TDEF | Electric Load with Losses, Incl. Cogeneration | MW | 0 | 0 | 0 | 0 | 0 | 0 | 0 | 0 | 0 | 0 | 0 | 0 | 0 | 0 | 0 | 0 | 0 | 0 | 0 | 0 | 0 | 0 | 0 | 0 | 0 | 0 | 0 | 0 | 0 | 0 | 0 | 0 | 0 | 0 | 0 | 0 | 0 | 0 | 0 | 0 | 0 | 0 | 0 | 0 | 0 | 0 | 0 | 0 | 0 | 0 | 0 | 0 | 0 | 0 | 0 | 0 | 0 | 0
Northwest | Single Family | Average | January | Clothes Dryer | LDCEU/TDEF | Electric Load with Losses, Incl. Cogeneration | MW | 0 | 0 | 0 | 0 | 0 | 0 | 0 | 0 | 0 | 0 | 0 | 0 | 0 | 0 | 0 | 0 | 0 | 0 | 0 | 0 | 0 | 0 | 0 | 0 | 0.0464 | 0.093 | 0.1433 | 0.1946 | 0.2473 | 0.3009 | 0.3543 | 0.4069 | 0.4597 | 0.5123 | 0.5641 | 0.6178 | 0.6712 | 0.7248 | 0.7805 | 0.835 | 0.889 | 0.9453 | 1.0009 | 1.0558 | 1.1117 | 1.167 | 1.2213 | 1.2768 | 1.3318 | 1.3863 | 1.4422 | 1.4983 | 1.5545 | 1.6122 | 1.6696 | 1.7263 | 1.7845 | 1.8424
Northwest | Single Family | Average | January | Dishwasher | LDCEU/TDEF | Electric Load with Losses, Incl. Cogeneration | MW | 0 | 0 | 0 | 0 | 0 | 0 | 0 | 0 | 0 | 0 | 0 | 0 | 0 | 0 | 0 | 0 | 0 | 0 | 0 | 0 | 0 | 0 | 0 | 0 | 0 | 0 | 0 | 0 | 0 | 0 | 0 | 0 | 0 | 0 | 0 | 0 | 0 | 0 | 0 | 0 | 0 | 0 | 0 | 0 | 0 | 0 | 0 | 0 | 0 | 0 | 0 | 0 | 0 | 0 | 0 | 0 | 0 | 0
Northwest | Single Family | Average | January | Cooking | LDCEU/TDEF | Electric Load with Losses, Incl. Cogeneration | MW | 0 | 0 | 0 | 0 | 0 | 0 | 0 | 0 | 0 | 0 | 0 | 0 | 0 | 0 | 0 | 0 | 0 | 0 | 0 | 0 | 0 | 0 | 0 | 0 | 0 | 0 | -2.3152 | -4.4318 | -6.3554 | -8.0761 | -9.6181 | -10.9897 | -12.2036 | -13.2708 | -14.1922 | -14.9861 | -15.6605 | -16.2283 | -16.6921 | -17.0537 | -17.3267 | -17.5183 | -17.6258 | -17.6561 | -17.6107 | -17.4978 | -17.3201 | -17.0811 | -16.7862 | -16.4387 | -16.0409 | -15.5976 | -15.1117 | -14.5845 | -14.0192 | -13.4183 | -12.7866 | -12.1354
Northwest | Single Family | Average | January | Air Conditioning | LDCEU/TDEF | Electric Load with Losses, Incl. Cogeneration | MW | 0 | 0 | 0 | 0 | 0 | 0 | 0 | 0 | 0 | 0 | 0 | 0 | 0 | 0 | 0 | 0 | 0 | 0 | 0 | 0 | 0 | 0 | 0 | 0 | 0 | 0 | 0 | 0 | 0 | 0 | 0 | 0 | 0 | 0 | 0 | 0 | 0 | 0 | 0 | 0 | 0 | 0 | 0 | 0 | 0 | 0 | 0 | 0 | 0 | 0 | 0 | 0 | 0 | 0 | 0 | 0 | 0 | 0
Northwest | Single Family | Average | January | Entertainment Center | LDCEU/TDEF | Electric Load with Losses, Incl. Cogeneration | MW | 0 | 0 | 0 | 0 | 0 | 0 | 0 | 0 | 0 | 0 | 0 | 0 | 0 | 0 | 0 | 0 | 0 | 0 | 0 | 0 | 0 | 0 | 0 | 0 | -6.974 | -19.2785 | -35.6666 | -55.0857 | -76.7128 | -99.8101 | -123.8862 | -148.4919 | -173.34 | -198.1959 | -222.7503 | -247.0609 | -270.9316 | -294.3983 | -317.413 | -339.7543 | -361.5423 | -382.9264 | -403.6296 | -423.671 | -443.0928 | -461.9025 | -480.0537 | -497.6276 | -514.625 | -531.0397 | -546.9549 | -562.4481 | -577.5421 | -592.2223 | -606.4592 | -620.2853 | -633.7168 | -646.7693
Northwest | Single Family | Average | January | Other Non-Substitutables | LDCEU/TDEF | Electric Load with Losses, Incl. Cogeneration | MW | 0 | 0 | 0 | 0 | 0 | 0 | 0 | 0 | 0 | 0 | 0 | 0 | 0 | 0 | 0 | 0 | 0 | 0 | 0 | 0 | 0 | 0 | 0 | 0 | -33.5083 | -63.3448 | -90.1493 | -114.1922 | -135.7668 | -155.0045 | -172.194 | -187.51 | -201.1891 | -213.4152 | -224.2292 | -233.9629 | -242.6586 | -250.5178 | -257.63 | -263.9514 | -269.6632 | -274.9339 | -279.6498 | -283.8718 | -287.6777 | -291.1079 | -294.1712 | -296.9415 | -299.4409 | -301.686 | -303.7394 | -305.6516 | -307.4427 | -309.1141 | -310.6571 | -312.093 | -313.4324 | -314.6864
Northwest | Single Family | Average | January | Water Heating Over 55 | LDCEU/TDEF | Electric Load with Losses, Incl. Cogeneration | MW | 0 | 0 | 0 | 0 | 0 | 0 | 0 | 0 | 0 | 0 | 0 | 0 | 0 | 0 | 0 | 0 | 0 | 0 | 0 | 0 | 0 | 0 | 0 | 0 | 0 | 0 | 0 | 0 | 0 | 0 | 0 | 0 | 0 | 0 | 0 | 0 | 0 | 0 | 0 | 0 | 0 | 0 | 0 | 0 | 0 | 0 | 0 | 0 | 0 | 0 | 0 | 0 | 0 | 0 | 0 | 0 | 0 | 0
Northwest | Single Family | Average | February | Space Heating | LDCEU/TDEF | Electric Load with Losses, Incl. Cogeneration | MW | -26.009 | -35.25 | -36.501 | -51.363 | -58.776 | -60.78 | -86.483 | -93.413 | -109.394 | -111.951 | -115.329 | -121.168 | -148.353 | -150.391 | -155.846 | -168.993 | -185.41 | -153.673 | -213.283 | -191.495 | -219.831 | -246.095 | -183.366 | -207.989 | -258.349 | -266.052 | -294.775 | -322.623 | -349.849 | -375.719 | -404.555 | -431.445 | -456.935 | -481.296 | -503.817 | -525.768 | -546.372 | -566.213 | -585.648 | -603.574 | -620.603 | -637.481 | -653.18 | -667.944 | -682.082 | -695.406 | -707.841 | -719.695 | -730.872 | -741.404 | -751.674 | -761.608 | -771.205 | -780.561 | -789.45 | -797.906 | -806.079 | -813.857
Northwest | Single Family | Average | February | Water Heating Under 55 | LDCEU/TDEF | Electric Load with Losses, Incl. Cogeneration | MW | 0 | 0 | 0 | 0 | 0 | 0 | 0 | 0 | 0 | 0 | 0 | 0 | 0 | 0 | 0 | 0 | 0 | 0 | 0 | 0 | 0 | 0 | 0 | 0 | 0.038 | 0.071 | 0.121 | 0.16 | 0.197 | 0.243 | 0.273 | 0.292 | 0.305 | 0.313 | 0.319 | 0.328 | 0.334 | 0.336 | 0.341 | 0.343 | 0.342 | 0.341 | 0.339 | 0.336 | 0.333 | 0.33 | 0.327 | 0.324 | 0.321 | 0.317 | 0.313 | 0.309 | 0.305 | 0.301 | 0.296 | 0.292 | 0.288 | 0.283
Northwest | Single Family | Average | February | Lighting | LDCEU/TDEF | Electric Load with Losses, Incl. Cogeneration | MW | 0 | 0 | 0 | 0 | 0 | 0 | 0 | 0 | 0 | 0 | 0 | 0 | 0 | 0 | 0 | 0 | 0 | 0 | 0 | 0 | 0 | 0 | 0 | -0.0001 | -2.815 | -4.2611 | -5.5694 | -6.7373 | -6.0912 | -5.5067 | -4.978 | -4.4999 | -4.0673 | -3.6761 | -3.3224 | -3.0025 | -2.7133 | -2.452 | -2.215 | -2.002 | -1.809 | -1.633 | -1.476 | -1.333 | -1.204 | -1.088 | -0.983 | -0.888 | -0.802 | -0.723 | -0.654 | -0.591 | -0.533 | -0.482 | -0.435 | -0.392 | -0.354 | -0.32
Northwest | Single Family | Average | February | Refrigeration | LDCEU/TDEF | Electric Load with Losses, Incl. Cogeneration | MW | 0 | 0 | 0 | 0 | 0 | 0 | 0 | 0 | 0 | 0 | 0 | 0 | 0 | 0 | 0 | 0 | 0 | 0 | 0 | 0 | 0 | 0 | 0 | 0 | 0 | 0 | 0 | 0 | 0 | 0 | 0 | 0 | 0 | 0 | 0 | 0 | 0 | 0 | 0 | 0 | 0 | 0 | 0 | 0 | 0 | 0 | 0 | 0 | 0 | 0 | 0 | 0 | 0 | 0 | 0 | 0 | 0 | 0
Northwest | Single Family | Average | February | Freezer | LDCEU/TDEF | Electric Load with Losses, Incl. Cogeneration | MW | 0 | 0 | 0 | 0 | 0 | 0 | 0 | 0 | 0 | 0 | 0 | 0 | 0 | 0 | 0 | 0 | 0 | 0 | 0 | 0 | 0 | 0 | 0 | 0 | -0.2004 | -0.396 | -0.5807 | -0.7548 | -0.9187 | -1.0718 | -1.2148 | -1.3478 | -1.4717 | -1.5871 | -1.6933 | -1.7927 | -1.8848 | -1.9711 | -2.0515 | -2.1256 | -2.1944 | -2.259 | -2.3185 | -2.3727 | -2.4225 | -2.468 | -2.5091 | -2.5465 | -2.5802 | -2.6104 | -2.6375 | -2.6621 | -2.6843 | -2.7041 | -2.7214 | -2.7364 | -2.7493 | -2.7602
Northwest | Single Family | Average | February | Clothes Washer | LDCEU/TDEF | Electric Load with Losses, Incl. Cogeneration | MW | 0 | 0 | 0 | 0 | 0 | 0 | 0 | 0 | 0 | 0 | 0 | 0 | 0 | 0 | 0 | 0 | 0 | 0 | 0 | 0 | 0 | 0 | 0 | 0 | 0 | 0 | 0 | 0 | 0 | 0 | 0 | 0 | 0 | 0 | 0 | 0 | 0 | 0 | 0 | 0 | 0 | 0 | 0 | 0 | 0 | 0 | 0 | 0 | 0 | 0 | 0 | 0 | 0 | 0 | 0 | 0 | 0 | 0
Northwest | Single Family | Average | February | Clothes Dryer | LDCEU/TDEF | Electric Load with Losses, Incl. Cogeneration | MW | 0 | 0 | 0 | 0 | 0 | 0 | 0 | 0 | 0 | 0 | 0 | 0 | 0 | 0 | 0 | 0 | 0 | 0 | 0 | 0 | 0 | 0 | 0 | 0 | 0.0413 | 0.0828 | 0.1276 | 0.1732 | 0.2201 | 0.2678 | 0.3153 | 0.3622 | 0.4091 | 0.4561 | 0.5021 | 0.5499 | 0.5974 | 0.6453 | 0.6947 | 0.7433 | 0.7914 | 0.8415 | 0.891 | 0.9398 | 0.9897 | 1.0388 | 1.0873 | 1.1366 | 1.1856 | 1.2341 | 1.2839 | 1.3339 | 1.3839 | 1.4353 | 1.4864 | 1.5369 | 1.5886 | 1.6402
Northwest | Single Family | Average | February | Dishwasher | LDCEU/TDEF | Electric Load with Losses, Incl. Cogeneration | MW | 0 | 0 | 0 | 0 | 0 | 0 | 0 | 0 | 0 | 0 | 0 | 0 | 0 | 0 | 0 | 0 | 0 | 0 | 0 | 0 | 0 | 0 | 0 | 0 | 0 | 0 | 0 | 0 | 0 | 0 | 0 | 0 | 0 | 0 | 0 | 0 | 0 | 0 | 0 | 0 | 0 | 0 | 0 | 0 | 0 | 0 | 0 | 0 | 0 | 0 | 0 | 0 | 0 | 0 | 0 | 0 | 0 | 0
Northwest | Single Family | Average | February | Cooking | LDCEU/TDEF | Electric Load with Losses, Incl. Cogeneration | MW | 0 | 0 | 0 | 0 | 0 | 0 | 0 | 0 | 0 | 0 | 0 | 0 | 0 | 0 | 0 | 0 | 0 | 0 | 0 | 0 | 0 | 0 | 0 | 0 | 0 | 0 | -1.9388 | -3.7113 | -5.3224 | -6.7635 | -8.0549 | -9.2038 | -10.2206 | -11.1146 | -11.8864 | -12.5514 | -13.1164 | -13.5921 | -13.9807 | -14.2837 | -14.5125 | -14.6729 | -14.7631 | -14.7885 | -14.7505 | -14.6559 | -14.5069 | -14.3067 | -14.0595 | -13.7684 | -13.4349 | -13.0634 | -12.6562 | -12.2143 | -11.7405 | -11.2368 | -10.7075 | -10.162
Northwest | Single Family | Average | February | Air Conditioning | LDCEU/TDEF | Electric Load with Losses, Incl. Cogeneration | MW | 0 | 0 | 0 | 0 | 0 | 0 | 0 | 0 | 0 | 0 | 0 | 0 | 0 | 0 | 0 | 0 | 0 | 0 | 0 | 0 | 0 | 0 | 0 | 0 | 0 | 0 | 0 | 0 | 0 | 0 | 0 | 0 | 0 | 0 | 0 | 0 | 0 | 0 | 0 | 0 | 0 | 0 | 0 | 0 | 0 | 0 | 0 | 0 | 0 | 0 | 0 | 0 | 0 | 0 | 0 | 0 | 0 | 0
Northwest | Single Family | Average | February | Entertainment Center | LDCEU/TDEF | Electric Load with Losses, Incl. Cogeneration | MW | 0 | 0 | 0 | 0 | 0 | 0 | 0 | 0 | 0 | 0 | 0 | 0 | 0 | 0 | 0 | 0 | 0 | 0 | 0 | 0 | 0 | 0 | 0 | 0 | -8.4309 | -23.3063 | -43.1178 | -66.5946 | -92.7412 | -120.6677 | -149.778 | -179.5302 | -209.5772 | -239.6351 | -269.3297 | -298.7306 | -327.6019 | -355.986 | -383.8248 | -410.8511 | -437.2103 | -463.0817 | -488.1317 | -512.3819 | -535.8839 | -558.6465 | -580.6136 | -601.8833 | -622.4557 | -642.3238 | -661.5895 | -680.3448 | -698.6187 | -716.3929 | -733.6304 | -750.3728 | -766.6379 | -782.4443
Northwest | Single Family | Average | February | Other Non-Substitutables | LDCEU/TDEF | Electric Load with Losses, Incl. Cogeneration | MW | 0 | 0 | 0 | 0 | 0 | 0 | 0 | 0 | 0 | 0 | 0 | 0 | 0 | 0 | 0 | 0 | 0 | 0 | 0 | 0 | 0 | 0 | 0 | 0 | -30.8238 | -58.2702 | -82.9257 | -105.042 | -124.8884 | -142.5875 | -158.4025 | -172.4955 | -185.0829 | -196.3346 | -206.2875 | -215.247 | -223.2528 | -230.4883 | -237.0382 | -242.8603 | -248.1221 | -252.9787 | -257.3243 | -261.2163 | -264.725 | -267.8889 | -270.7145 | -273.2704 | -275.577 | -277.6503 | -279.5457 | -281.3123 | -282.9675 | -284.5129 | -285.9398 | -287.2681 | -288.5083 | -289.6683
Northwest | Single Family | Average | February | Water Heating Over 55 | LDCEU/TDEF | Electric Load with Losses, Incl. Cogeneration | MW | 0 | 0 | 0 | 0 | 0 | 0 | 0 | 0 | 0 | 0 | 0 | 0 | 0 | 0 | 0 | 0 | 0 | 0 | 0 | 0 | 0 | 0 | 0 | 0 | 0 | 0 | 0 | 0 | 0 | 0 | 0 | 0 | 0 | 0 | 0 | 0 | 0 | 0 | 0 | 0 | 0 | 0 | 0 | 0 | 0 | 0 | 0 | 0 | 0 | 0 | 0 | 0 | 0 | 0 | 0 | 0 | 0 | 0
Northwest | Single Family | Average | March | Space Heating | LDCEU/TDEF | Electric Load with Losses, Incl. Cogeneration | MW | -18.6 | -24.919 | -36.824 | -41.837 | -51.909 | -56.67 | -81.698 | -90.063 | -87.133 | -115.457 | -93.537 | -95.595 | -112.797 | -133.537 | -126.392 | -172.61 | -180.927 | -151.558 | -177.05 | -190.863 | -191.246 | -188.845 | -162.746 | -210.738 | -224.859 | -231.519 | -256.243 | -280.215 | -303.654 | -325.925 | -350.72 | -373.845 | -395.767 | -416.717 | -436.085 | -454.966 | -472.688 | -489.757 | -506.478 | -521.901 | -536.554 | -551.079 | -564.593 | -577.3 | -589.472 | -600.945 | -611.653 | -621.862 | -631.488 | -640.558 | -649.401 | -657.953 | -666.217 | -674.273 | -681.925 | -689.205 | -696.242 | -702.937
Northwest | Single Family | Average | March | Water Heating Under 55 | LDCEU/TDEF | Electric Load with Losses, Incl. Cogeneration | MW | 0 | 0 | 0 | 0 | 0 | 0 | 0 | 0 | 0 | 0 | 0 | 0 | 0 | 0 | 0 | 0 | 0 | 0 | 0 | 0 | 0 | 0 | 0 | 0 | 0.033 | 0.063 | 0.107 | 0.141 | 0.174 | 0.214 | 0.241 | 0.258 | 0.27 | 0.277 | 0.283 | 0.29 | 0.296 | 0.298 | 0.303 | 0.305 | 0.302 | 0.303 | 0.301 | 0.298 | 0.296 | 0.292 | 0.291 | 0.287 | 0.284 | 0.281 | 0.278 | 0.274 | 0.27 | 0.267 | 0.263 | 0.259 | 0.255 | 0.251
Northwest | Single Family | Average | March | Lighting | LDCEU/TDEF | Electric Load with Losses, Incl. Cogeneration | MW | 0 | 0 | 0 | 0 | 0 | 0 | 0 | 0 | 0 | 0 | 0 | 0 | 0 | 0 | 0 | 0 | 0 | 0 | 0 | 0 | 0 | 0 | -0.0001 | 0 | -2.6294 | -3.9802 | -5.2022 | -6.2932 | -5.6897 | -5.1436 | -4.6499 | -4.2032 | -3.7991 | -3.4338 | -3.1034 | -2.8045 | -2.5344 | -2.2901 | -2.0691 | -1.8696 | -1.6891 | -1.5259 | -1.3785 | -1.2452 | -1.1249 | -1.016 | -0.917 | -0.829 | -0.749 | -0.676 | -0.61 | -0.551 | -0.498 | -0.45 | -0.406 | -0.367 | -0.331 | -0.299
Northwest | Single Family | Average | March | Refrigeration | LDCEU/TDEF | Electric Load with Losses, Incl. Cogeneration | MW | 0 | 0 | 0 | 0 | 0 | 0 | 0 | 0 | 0 | 0 | 0 | 0 | 0 | 0 | 0 | 0 | 0 | 0 | 0 | 0 | 0 | 0 | 0 | 0 | 0 | 0 | 0 | 0 | 0 | 0 | 0 | 0 | 0 | 0 | 0 | 0 | 0 | 0 | 0 | 0 | 0 | 0 | 0 | 0 | 0 | 0 | 0 | 0 | 0 | 0 | 0 | 0 | 0 | 0 | 0 | 0 | 0 | 0
Northwest | Single Family | Average | March | Freezer | LDCEU/TDEF | Electric Load with Losses, Incl. Cogeneration | MW | 0 | 0 | 0 | 0 | 0 | 0 | 0 | 0 | 0 | 0 | 0 | 0 | 0 | 0 | 0 | 0 | 0 | 0 | 0 | 0 | 0 | 0 | 0 | 0 | -0.2213 | -0.4374 | -0.6416 | -0.8341 | -1.0155 | -1.1847 | -1.3428 | -1.49 | -1.6271 | -1.7549 | -1.8723 | -1.9824 | -2.0845 | -2.1799 | -2.2693 | -2.3512 | -2.4275 | -2.4993 | -2.5652 | -2.6255 | -2.6807 | -2.7312 | -2.7769 | -2.8186 | -2.8561 | -2.8897 | -2.9199 | -2.9474 | -2.9721 | -2.9942 | -3.0137 | -3.0305 | -3.045 | -3.0573
Northwest | Single Family | Average | March | Clothes Washer | LDCEU/TDEF | Electric Load with Losses, Incl. Cogeneration | MW | 0 | 0 | 0 | 0 | 0 | 0 | 0 | 0 | 0 | 0 | 0 | 0 | 0 | 0 | 0 | 0 | 0 | 0 | 0 | 0 | 0 | 0 | 0 | 0 | 0 | 0 | 0 | 0 | 0 | 0 | 0 | 0 | 0 | 0 | 0 | 0 | 0 | 0 | 0 | 0 | 0 | 0 | 0 | 0 | 0 | 0 | 0 | 0 | 0 | 0 | 0 | 0 | 0 | 0 | 0 | 0 | 0 | 0
Northwest | Single Family | Average | March | Clothes Dryer | LDCEU/TDEF | Electric Load with Losses, Incl. Cogeneration | MW | 0 | 0 | 0 | 0 | 0 | 0 | 0 | 0 | 0 | 0 | 0 | 0 | 0 | 0 | 0 | 0 | 0 | 0 | 0 | 0 | 0 | 0 | 0 | 0 | 0.0445 | 0.0891 | 0.1372 | 0.1863 | 0.2367 | 0.2881 | 0.3392 | 0.3897 | 0.4401 | 0.4906 | 0.5402 | 0.5915 | 0.6427 | 0.6942 | 0.7474 | 0.7996 | 0.8514 | 0.9052 | 0.9585 | 1.0111 | 1.0647 | 1.1176 | 1.1696 | 1.2227 | 1.2755 | 1.3276 | 1.3813 | 1.435 | 1.4889 | 1.5442 | 1.5991 | 1.6535 | 1.7091 | 1.7647
Northwest | Single Family | Average | March | Dishwasher | LDCEU/TDEF | Electric Load with Losses, Incl. Cogeneration | MW | 0 | 0 | 0 | 0 | 0 | 0 | 0 | 0 | 0 | 0 | 0 | 0 | 0 | 0 | 0 | 0 | 0 | 0 | 0 | 0 | 0 | 0 | 0 | 0 | 0 | 0 | 0 | 0 | 0 | 0 | 0 | 0 | 0 | 0 | 0 | 0 | 0 | 0 | 0 | 0 | 0 | 0 | 0 | 0 | 0 | 0 | 0 | 0 | 0 | 0 | 0 | 0 | 0 | 0 | 0 | 0 | 0 | 0
Northwest | Single Family | Average | March | Cooking | LDCEU/TDEF | Electric Load with Losses, Incl. Cogeneration | MW | 0 | 0 | 0 | 0 | 0 | 0 | 0 | 0 | 0 | 0 | 0 | 0 | 0 | 0 | 0 | 0 | 0 | 0 | 0 | 0 | 0 | 0 | 0 | 0 | 0 | 0 | -2.1201 | -4.0585 | -5.8203 | -7.3965 | -8.8089 | -10.0654 | -11.1775 | -12.1553 | -12.9995 | -13.7269 | -14.345 | -14.8654 | -15.2904 | -15.6217 | -15.8721 | -16.0476 | -16.1463 | -16.174 | -16.1324 | -16.0289 | -15.866 | -15.6468 | -15.3765 | -15.0578 | -14.693 | -14.2864 | -13.8409 | -13.3574 | -12.8389 | -12.2876 | -11.7085 | -11.1117
Northwest | Single Family | Average | March | Air Conditioning | LDCEU/TDEF | Electric Load with Losses, Incl. Cogeneration | MW | 0 | 0 | 0 | 0 | 0 | 0 | 0 | 0 | 0 | 0 | 0 | 0 | 0 | 0 | 0 | 0 | 0 | 0 | 0 | 0 | 0 | 0 | 0 | 0 | 0 | 0 | 0 | 0 | 0 | 0 | 0 | 0 | 0 | 0 | 0 | 0 | 0 | 0 | 0 | 0 | 0 | 0 | 0 | 0 | 0 | 0 | 0 | 0 | 0 | 0 | 0 | 0 | 0 | 0 | 0 | 0 | 0 | 0
Northwest | Single Family | Average | March | Entertainment Center | LDCEU/TDEF | Electric Load with Losses, Incl. Cogeneration | MW | 0 | 0 | 0 | 0 | 0 | 0 | 0 | 0 | 0 | 0 | 0 | 0 | 0 | 0 | 0 | 0 | 0 | 0 | 0 | 0 | 0 | 0 | 0 | 0 | -8.1458 | -22.5189 | -41.6618 | -64.3469 | -89.6128 | -116.5997 | -144.7315 | -173.485 | -202.5245 | -231.5758 | -260.2769 | -288.6956 | -316.6032 | -344.0417 | -370.9536 | -397.0818 | -422.5668 | -447.5806 | -471.8025 | -495.2515 | -517.9782 | -539.9907 | -561.2348 | -581.805 | -601.7021 | -620.9185 | -639.552 | -657.6937 | -675.3702 | -692.5637 | -709.2399 | -725.4364 | -741.1724 | -756.4655
Northwest | Single Family | Average | March | Other Non-Substitutables | LDCEU/TDEF | Electric Load with Losses, Incl. Cogeneration | MW | 0 | 0 | 0 | 0 | 0 | 0 | 0 | 0 | 0 | 0 | 0 | 0 | 0 | 0 | 0 | 0 | 0 | 0 | -0.0001 | 0 | 0 | 0 | 0 | 0 | -31.2019 | -58.9862 | -83.9458 | -106.3354 | -126.4282 | -144.3485 | -160.3616 | -174.6323 | -187.3795 | -198.7744 | -208.855 | -217.9301 | -226.0397 | -233.37 | -240.006 | -245.9057 | -251.2385 | -256.161 | -260.5669 | -264.5133 | -268.071 | -271.2791 | -274.1463 | -276.7389 | -279.0797 | -281.1841 | -283.108 | -284.9022 | -286.583 | -288.1528 | -289.6027 | -290.9523 | -292.2123 | -293.3927
Northwest | Single Family | Average | March | Water Heating Over 55 | LDCEU/TDEF | Electric Load with Losses, Incl. Cogeneration | MW | 0 | 0 | 0 | 0 | 0 | 0 | 0 | 0 | 0 | 0 | 0 | 0 | 0 | 0 | 0 | 0 | 0 | 0 | 0 | 0 | 0 | 0 | 0 | 0 | 0 | 0 | 0 | 0 | 0 | 0 | 0 | 0 | 0 | 0 | 0 | 0 | 0 | 0 | 0 | 0 | 0 | 0 | 0 | 0 | 0 | 0 | 0 | 0 | 0 | 0 | 0 | 0 | 0 | 0 | 0 | 0 | 0 | 0
Northwest | Single Family | Average | April | Space Heating | LDCEU/TDEF | Electric Load with Losses, Incl. Cogeneration | MW | -15.305 | -18.913 | -30.179 | -30.091 | -41.793 | -45.776 | -63.839 | -56.6525 | -77.62 | -76.968 | -84.179 | -69.2933 | -95.465 | -92.879 | -112.955 | -150.095 | -130.997 | -131.961 | -165.302 | -124.818 | -156.461 | -151.055 | -168.932 | -125.5546 | -174.561 | -179.635 | -198.254 | -216.303 | -233.949 | -250.711 | -269.369 | -286.765 | -303.253 | -319 | -333.551 | -347.732 | -361.036 | -373.845 | -386.39 | -397.956 | -408.938 | -419.824 | -429.947 | -439.461 | -448.572 | -457.155 | -465.16 | -472.79 | -479.978 | -486.743 | -493.337 | -499.714 | -505.873 | -511.875 | -517.573 | -522.99 | -528.225 | -533.202
Northwest | Single Family | Average | April | Water Heating Under 55 | LDCEU/TDEF | Electric Load with Losses, Incl. Cogeneration | MW | 0 | 0 | 0 | 0 | 0 | 0 | 0 | 0 | 0 | 0 | 0 | 0 | 0 | 0 | 0 | 0 | 0 | 0 | 0 | 0 | 0 | -0.0001 | 0 | 0 | 0.0264 | 0.0487 | 0.0832 | 0.1102 | 0.136 | 0.1676 | 0.1886 | 0.2019 | 0.2117 | 0.2179 | 0.2221 | 0.229 | 0.2333 | 0.2354 | 0.2394 | 0.2407 | 0.2394 | 0.2391 | 0.2374 | 0.2356 | 0.2336 | 0.2317 | 0.2296 | 0.2272 | 0.2246 | 0.2223 | 0.22 | 0.217 | 0.214 | 0.211 | 0.208 | 0.205 | 0.201 | 0.198
Northwest | Single Family | Average | April | Lighting | LDCEU/TDEF | Electric Load with Losses, Incl. Cogeneration | MW | 0 | 0 | 0 | 0 | 0 | 0 | 0 | 0 | 0 | 0 | 0 | 0 | 0 | 0 | 0 | 0 | 0 | 0 | 0 | 0 | 0 | 0 | 0 | -0.0001 | -2.3626 | -3.5764 | -4.6744 | -5.6547 | -5.1124 | -4.6219 | -4.1781 | -3.7768 | -3.4138 | -3.0855 | -2.7886 | -2.52 | -2.2772 | -2.0577 | -1.8593 | -1.6799 | -1.5177 | -1.3711 | -1.2388 | -1.1189 | -1.0108 | -0.913 | -0.8247 | -0.7448 | -0.6726 | -0.6075 | -0.5485 | -0.4955 | -0.4474 | -0.404 | -0.3647 | -0.3294 | -0.2974 | -0.2686
Northwest | Single Family | Average | April | Refrigeration | LDCEU/TDEF | Electric Load with Losses, Incl. Cogeneration | MW | 0 | 0 | 0 | 0 | 0 | 0 | 0 | 0 | 0 | 0 | 0 | 0 | 0 | 0 | 0 | 0 | 0 | 0 | 0 | 0 | 0 | 0 | 0 | 0 | 0 | 0 | 0 | 0 | 0 | 0 | 0 | 0 | 0 | 0 | 0 | 0 | 0 | 0 | 0 | 0 | 0 | 0 | 0 | 0 | 0 | 0 | 0 | 0 | 0 | 0 | 0 | 0 | 0 | 0 | 0 | 0 | 0 | 0
Northwest | Single Family | Average | April | Freezer | LDCEU/TDEF | Electric Load with Losses, Incl. Cogeneration | MW | 0 | 0 | 0 | 0 | 0 | 0 | 0 | 0 | 0 | 0 | 0 | 0 | 0 | 0 | 0 | 0 | 0 | 0 | 0 | 0 | 0 | 0 | 0 | 0 | -0.2508 | -0.4951 | -0.726 | -0.9436 | -1.1484 | -1.3396 | -1.518 | -1.684 | -1.8387 | -1.9826 | -2.115 | -2.2387 | -2.3535 | -2.4609 | -2.5611 | -2.6531 | -2.7385 | -2.8188 | -2.8924 | -2.9597 | -3.0213 | -3.0776 | -3.1284 | -3.1745 | -3.2158 | -3.2529 | -3.2862 | -3.3162 | -3.3433 | -3.3673 | -3.3882 | -3.4063 | -3.4217 | -3.4346
Northwest | Single Family | Average | April | Clothes Washer | LDCEU/TDEF | Electric Load with Losses, Incl. Cogeneration | MW | 0 | 0 | 0 | 0 | 0 | 0 | 0 | 0 | 0 | 0 | 0 | 0 | 0 | 0 | 0 | 0 | 0 | 0 | 0 | 0 | 0 | 0 | 0 | 0 | 0 | 0 | 0 | 0 | 0 | 0 | 0 | 0 | 0 | 0 | 0 | 0 | 0 | 0 | 0 | 0 | 0 | 0 | 0 | 0 | 0 | 0 | 0 | 0 | 0 | 0 | 0 | 0 | 0 | 0 | 0 | 0 | 0 | 0
Northwest | Single Family | Average | April | Clothes Dryer | LDCEU/TDEF | Electric Load with Losses, Incl. Cogeneration | MW | 0 | 0 | 0 | 0 | 0 | 0 | 0 | 0 | 0 | 0 | 0 | 0 | 0 | 0 | 0 | 0 | 0 | 0 | 0 | 0 | 0 | 0 | 0 | 0 | 0.0402 | 0.0804 | 0.1238 | 0.1681 | 0.2137 | 0.26 | 0.3063 | 0.3518 | 0.3974 | 0.4429 | 0.4877 | 0.5342 | 0.5803 | 0.6267 | 0.6748 | 0.7219 | 0.7687 | 0.8173 | 0.8653 | 0.9128 | 0.9612 | 1.009 | 1.0559 | 1.1039 | 1.1514 | 1.1984 | 1.2468 | 1.2953 | 1.3439 | 1.3939 | 1.4433 | 1.4926 | 1.5427 | 1.5928
Northwest | Single Family | Average | April | Dishwasher | LDCEU/TDEF | Electric Load with Losses, Incl. Cogeneration | MW | 0 | 0 | 0 | 0 | 0 | 0 | 0 | 0 | 0 | 0 | 0 | 0 | 0 | 0 | 0 | 0 | 0 | 0 | 0 | 0 | 0 | 0 | 0 | 0 | 0 | 0 | 0 | 0 | 0 | 0 | 0 | 0 | 0 | 0 | 0 | 0 | 0 | 0 | 0 | 0 | 0 | 0 | 0 | 0 | 0 | 0 | 0 | 0 | 0 | 0 | 0 | 0 | 0 | 0 | 0 | 0 | 0 | 0
Northwest | Single Family | Average | April | Cooking | LDCEU/TDEF | Electric Load with Losses, Incl. Cogeneration | MW | 0 | 0 | 0 | 0 | 0 | 0 | 0 | 0 | 0 | 0 | 0 | 0 | 0 | 0 | 0 | 0 | 0 | 0 | 0 | 0 | 0 | 0 | 0 | 0 | 0 | 0 | -1.8851 | -3.6086 | -5.175 | -6.5762 | -7.8317 | -8.9485 | -9.937 | -10.806 | -11.5563 | -12.2028 | -12.7518 | -13.2143 | -13.5919 | -13.8862 | -14.1087 | -14.2647 | -14.3523 | -14.3771 | -14.3402 | -14.2484 | -14.1039 | -13.9096 | -13.6696 | -13.387 | -13.0633 | -12.7026 | -12.3073 | -11.8784 | -11.4186 | -10.9296 | -10.4158 | -9.8857
Northwest | Single Family | Average | April | Air Conditioning | LDCEU/TDEF | Electric Load with Losses, Incl. Cogeneration | MW | 0 | 0 | 0 | 0 | 0 | 0 | 0 | 0 | 0 | 0 | 0 | 0 | 0 | 0 | 0 | 0 | 0 | 0 | 0 | -0.0006 | 0 | 0 | 0 | -1.3269 | -0.152 | -0.1557 | -0.1615 | -0.1675 | -0.1735 | -0.1795 | -0.1877 | -0.1955 | -0.2026 | -0.209 | -0.2149 | -0.2207 | -0.226 | -0.231 | -0.2359 | -0.2404 | -0.245 | -0.2496 | -0.2541 | -0.2586 | -0.263 | -0.2674 | -0.2711 | -0.273 | -0.2749 | -0.2765 | -0.2783 | -0.28 | -0.2816 | -0.2834 | -0.2849 | -0.2852 | -0.2843 | -0.2834
Northwest | Single Family | Average | April | Entertainment Center | LDCEU/TDEF | Electric Load with Losses, Incl. Cogeneration | MW | 0 | 0 | 0 | 0 | 0 | 0 | 0 | 0 | 0 | 0 | 0 | 0 | 0 | 0 | 0 | 0 | 0 | 0 | 0 | 0 | 0 | 0 | 0 | 0 | -5.7829 | -15.9862 | -29.5767 | -45.6809 | -63.6162 | -82.7702 | -102.7351 | -123.1388 | -143.744 | -164.3544 | -184.715 | -204.8723 | -224.664 | -244.1205 | -263.2011 | -281.7224 | -299.7848 | -317.5116 | -334.6737 | -351.2865 | -367.3852 | -382.9757 | -398.0197 | -412.5844 | -426.6708 | -440.2734 | -453.4615 | -466.2992 | -478.8055 | -490.968 | -502.7628 | -514.2165 | -525.3427 | -536.1542
Northwest | Single Family | Average | April | Other Non-Substitutables | LDCEU/TDEF | Electric Load with Losses, Incl. Cogeneration | MW | 0 | 0 | 0 | 0 | 0 | 0 | 0 | 0 | 0 | 0 | 0 | 0 | 0 | 0 | 0 | 0 | 0 | 0 | 0 | 0 | 0 | 0 | 0 | 0 | -33.9092 | -64.104 | -91.2354 | -115.5716 | -137.4096 | -156.8811 | -174.2784 | -189.7792 | -203.6234 | -215.9958 | -226.9391 | -236.7883 | -245.5861 | -253.5366 | -260.7309 | -267.1242 | -272.9002 | -278.23 | -282.9974 | -287.2664 | -291.1128 | -294.58 | -297.675 | -300.472 | -302.9962 | -305.2632 | -307.3348 | -309.2643 | -311.0712 | -312.7565 | -314.3123 | -315.7587 | -317.1081 | -318.3699
Northwest | Single Family | Average | April | Water Heating Over 55 | LDCEU/TDEF | Electric Load with Losses, Incl. Cogeneration | MW | 0 | 0 | 0 | 0 | 0 | 0 | 0 | 0 | 0 | 0 | 0 | 0 | 0 | 0 | 0 | 0 | 0 | 0 | 0 | 0 | 0 | 0 | 0 | 0 | 0 | 0 | 0 | 0 | 0 | 0 | 0 | 0 | 0 | 0 | 0 | 0 | 0 | 0 | 0 | 0 | 0 | 0 | 0 | 0 | 0 | 0 | 0 | 0 | 0 | 0 | 0 | 0 | 0 | 0 | 0 | 0 | 0 | 0
Northwest | Single Family | Average | May | Space Heating | LDCEU/TDEF | Electric Load with Losses, Incl. Cogeneration | MW | -5.862 | -10.4297 | -13.8076 | -24.8556 | -15.162 | -30.0748 | -44.864 | -40.0896 | -35.7055 | -53.2219 | -47.6943 | -45.1631 | -47.2354 | -49.7013 | -64.695 | -69.1175 | -69.5029 | -94.5678 | -110.1277 | -86.8131 | -85.8377 | -78.3605 | -81.9832 | -86.2969 | -103.0876 | -106.0732 | -116.9299 | -127.4589 | -137.7573 | -147.5404 | -158.3788 | -168.4857 | -178.0709 | -187.2309 | -195.7005 | -203.9634 | -211.7192 | -219.1932 | -226.5209 | -233.2804 | -239.7034 | -246.0785 | -252.0106 | -257.5917 | -262.9424 | -267.9881 | -272.6992 | -277.1954 | -281.4351 | -285.4252 | -289.3174 | -293.0811 | -296.7163 | -300.2611 | -303.627 | -306.8268 | -309.9212 | -312.8635
Northwest | Single Family | Average | May | Water Heating Under 55 | LDCEU/TDEF | Electric Load with Losses, Incl. Cogeneration | MW | 0 | 0 | 0 | 0 | 0 | 0 | 0 | 0 | 0 | 0 | 0 | 0 | 0 | 0 | 0 | 0 | 0 | 0 | 0 | 0 | 0 | 0 | 0 | 0 | 0.0158 | 0.0292 | 0.0501 | 0.0666 | 0.0821 | 0.1012 | 0.1141 | 0.1223 | 0.1285 | 0.1326 | 0.1354 | 0.1399 | 0.1428 | 0.1443 | 0.147 | 0.1477 | 0.147 | 0.1469 | 0.1459 | 0.1448 | 0.1436 | 0.1424 | 0.1411 | 0.1397 | 0.1381 | 0.1366 | 0.135 | 0.1334 | 0.1315 | 0.1298 | 0.1279 | 0.126 | 0.1241 | 0.1221
Northwest | Single Family | Average | May | Lighting | LDCEU/TDEF | Electric Load with Losses, Incl. Cogeneration | MW | 0 | 0 | 0 | 0 | 0 | 0 | 0 | 0 | 0 | 0 | 0 | 0 | 0 | 0 | 0 | 0 | 0 | 0 | 0 | 0 | 0 | 0 | 0 | -0.0001 | -2.0423 | -3.0915 | -4.0406 | -4.888 | -4.4192 | -3.9952 | -3.6117 | -3.2647 | -2.9509 | -2.667 | -2.4104 | -2.1783 | -1.9685 | -1.7787 | -1.6072 | -1.452 | -1.312 | -1.1851 | -1.0707 | -0.9672 | -0.8736 | -0.7892 | -0.7128 | -0.6438 | -0.5814 | -0.5251 | -0.4743 | -0.4283 | -0.3868 | -0.3492 | -0.3154 | -0.2848 | -0.2571 | -0.2321
Northwest | Single Family | Average | May | Refrigeration | LDCEU/TDEF | Electric Load with Losses, Incl. Cogeneration | MW | 0 | 0 | 0 | 0 | 0 | 0 | 0 | 0 | 0 | 0 | 0 | 0 | 0 | 0 | 0 | 0 | 0 | 0 | 0 | 0 | 0 | 0 | 0 | 0 | 0 | 0 | 0 | 0 | 0 | 0 | 0 | 0 | 0 | 0 | 0 | 0 | 0 | 0 | 0 | 0 | 0 | 0 | 0 | 0 | 0 | 0 | 0 | 0 | 0 | 0 | 0 | 0 | 0 | 0 | 0 | 0 | 0 | 0
Northwest | Single Family | Average | May | Freezer | LDCEU/TDEF | Electric Load with Losses, Incl. Cogeneration | MW | 0 | 0 | 0 | 0 | 0 | 0 | 0 | 0 | 0 | 0 | 0 | 0 | 0 | 0 | 0 | 0 | 0 | 0 | 0 | 0 | 0 | 0 | 0 | 0 | -0.2508 | -0.4931 | -0.7221 | -0.9378 | -1.1403 | -1.329 | -1.5049 | -1.6681 | -1.8197 | -1.9606 | -2.0899 | -2.2104 | -2.3218 | -2.4256 | -2.5223 | -2.6106 | -2.6924 | -2.7689 | -2.8387 | -2.9021 | -2.96 | -3.0123 | -3.0592 | -3.1014 | -3.1391 | -3.1724 | -3.2019 | -3.2281 | -3.2513 | -3.2716 | -3.2887 | -3.3031 | -3.3147 | -3.3239
Northwest | Single Family | Average | May | Clothes Washer | LDCEU/TDEF | Electric Load with Losses, Incl. Cogeneration | MW | 0 | 0 | 0 | 0 | 0 | 0 | 0 | 0 | 0 | 0 | 0 | 0 | 0 | 0 | 0 | 0 | 0 | 0 | 0 | 0 | 0 | 0 | 0 | 0 | 0 | 0 | 0 | 0 | 0 | 0 | 0 | 0 | 0 | 0 | 0 | 0 | 0 | 0 | 0 | 0 | 0 | 0 | 0 | 0 | 0 | 0 | 0 | 0 | 0 | 0 | 0 | 0 | 0 | 0 | 0 | 0 | 0 | 0
Northwest | Single Family | Average | May | Clothes Dryer | LDCEU/TDEF | Electric Load with Losses, Incl. Cogeneration | MW | 0 | 0 | 0 | 0 | 0 | 0 | 0 | 0 | 0 | 0 | 0 | 0 | 0 | 0 | 0 | 0 | 0 | 0 | 0 | 0 | 0 | 0 | 0 | 0 | 0.035 | 0.0702 | 0.1083 | 0.1471 | 0.1871 | 0.2276 | 0.268 | 0.3079 | 0.3477 | 0.3876 | 0.4267 | 0.4672 | 0.5076 | 0.5481 | 0.5902 | 0.6313 | 0.6721 | 0.7145 | 0.7565 | 0.7979 | 0.8401 | 0.8817 | 0.9228 | 0.9646 | 1.0061 | 1.0472 | 1.0894 | 1.1318 | 1.1742 | 1.2178 | 1.2609 | 1.3038 | 1.3475 | 1.3913
Northwest | Single Family | Average | May | Dishwasher | LDCEU/TDEF | Electric Load with Losses, Incl. Cogeneration | MW | 0 | 0 | 0 | 0 | 0 | 0 | 0 | 0 | 0 | 0 | 0 | 0 | 0 | 0 | 0 | 0 | 0 | 0 | 0 | 0 | 0 | 0 | 0 | 0 | 0 | 0 | 0 | 0 | 0 | 0 | 0 | 0 | 0 | 0 | 0 | 0 | 0 | 0 | 0 | 0 | 0 | 0 | 0 | 0 | 0 | 0 | 0 | 0 | 0 | 0 | 0 | 0 | 0 | 0 | 0 | 0 | 0 | 0
Northwest | Single Family | Average | May | Cooking | LDCEU/TDEF | Electric Load with Losses, Incl. Cogeneration | MW | 0 | 0 | 0 | 0 | 0 | 0 | 0 | 0 | 0 | 0 | 0 | 0 | 0 | 0 | 0 | 0 | 0 | 0 | 0 | 0 | 0 | 0 | 0 | 0 | 0 | 0 | -1.4864 | -2.8451 | -4.0796 | -5.183 | -6.1717 | -7.0506 | -7.8283 | -8.5117 | -9.1017 | -9.6099 | -10.0414 | -10.4046 | -10.701 | -10.9321 | -11.1064 | -11.2287 | -11.2971 | -11.3164 | -11.2873 | -11.2152 | -11.1017 | -10.9492 | -10.7611 | -10.5395 | -10.2858 | -10.0033 | -9.6937 | -9.3578 | -8.9978 | -8.6151 | -8.2125 | -7.7959
Northwest | Single Family | Average | May | Air Conditioning | LDCEU/TDEF | Electric Load with Losses, Incl. Cogeneration | MW | -3.6858 | -2.37 | -4.1006 | -0.3602 | -10.2604 | -2.0111 | -0.6043 | -1.7963 | -7.2911 | -0.8166 | -2.2853 | -6.0872 | -10.9185 | -9.4862 | -4.3253 | -3.7704 | -3.3344 | -0.9783 | 0 | -1.4288 | -1.8465 | -6.2986 | -9.3577 | -9.5493 | -7.3736 | -7.5417 | -7.7556 | -7.971 | -8.1898 | -8.4098 | -8.7065 | -8.9855 | -9.2469 | -9.4909 | -9.718 | -9.94 | -10.1482 | -10.3465 | -10.5406 | -10.7247 | -10.9058 | -11.0949 | -11.2804 | -11.4623 | -11.6467 | -11.8275 | -11.9844 | -12.0662 | -12.1435 | -12.2154 | -12.2909 | -12.3642 | -12.4353 | -12.5097 | -12.5796 | -12.5806 | -12.5155 | -12.4465
Northwest | Single Family | Average | May | Entertainment Center | LDCEU/TDEF | Electric Load with Losses, Incl. Cogeneration | MW | 0 | 0 | 0 | 0 | 0 | 0 | 0 | 0 | 0 | 0 | 0 | 0 | 0 | 0 | 0 | 0 | 0 | 0 | 0 | 0 | 0 | 0 | 0 | 0 | -6.1853 | -17.0963 | -31.6311 | -48.8491 | -68.0195 | -88.4797 | -109.8014 | -131.5801 | -153.5647 | -175.5463 | -197.2524 | -218.7328 | -239.8101 | -260.5201 | -280.8224 | -300.5145 | -319.7054 | -338.5342 | -356.7474 | -374.3719 | -391.4418 | -407.964 | -423.899 | -439.3187 | -454.2265 | -468.6154 | -482.5589 | -496.123 | -509.329 | -522.1646 | -534.605 | -546.6797 | -558.4028 | -569.7885
Northwest | Single Family | Average | May | Other Non-Substitutables | LDCEU/TDEF | Electric Load with Losses, Incl. Cogeneration | MW | 0 | 0 | 0 | 0 | 0 | 0 | 0 | 0 | 0 | 0 | 0 | 0 | 0 | 0 | 0 | 0 | 0 | 0 | 0 | 0 | 0 | 0 | 0 | 0 | -32.029 | -60.5444 | -86.1811 | -109.1678 | -129.7875 | -148.1525 | -164.5565 | -179.1584 | -192.1905 | -203.8283 | -214.1139 | -223.3632 | -231.6131 | -239.0595 | -245.7923 | -251.7623 | -257.1451 | -262.1094 | -266.5368 | -270.4954 | -274.0552 | -277.2576 | -280.1087 | -282.6802 | -284.9952 | -287.0685 | -288.9586 | -290.7118 | -292.3501 | -293.8726 | -295.2732 | -296.571 | -297.7786 | -298.9041
Northwest | Single Family | Average | May | Water Heating Over 55 | LDCEU/TDEF | Electric Load with Losses, Incl. Cogeneration | MW | 0 | 0 | 0 | 0 | 0 | 0 | 0 | 0 | 0 | 0 | 0 | 0 | 0 | 0 | 0 | 0 | 0 | 0 | 0 | 0 | 0 | 0 | 0 | 0 | 0 | 0 | 0 | 0 | 0 | 0 | 0 | 0 | 0 | -0.0001 | 0 | 0 | 0 | 0 | 0 | 0 | 0 | 0 | 0 | 0 | 0 | 0 | 0 | 0 | 0 | 0 | 0 | 0 | 0 | 0 | 0 | 0 | 0 | 0
Northwest | Single Family | Average | June | Space Heating | LDCEU/TDEF | Electric Load with Losses, Incl. Cogeneration | MW | -5.064 | -7.5273 | -8.2753 | -10.9456 | -12.8614 | -13.259 | -22.3076 | -15.9997 | -28.0126 | -18.6053 | -14.5895 | -19.1076 | -35.6801 | -20.2873 | -36.0547 | -51.5783 | -27.9157 | -51.3554 | -56.6615 | -57.6586 | -42.443 | -53.6985 | -18.1043 | -45.7386 | -53.1722 | -54.7279 | -60.3917 | -65.8873 | -71.2662 | -76.3776 | -82.0107 | -87.2662 | -92.2552 | -97.0296 | -101.4481 | -105.7655 | -109.8223 | -113.7359 | -117.5801 | -121.1291 | -124.5059 | -127.8625 | -130.9896 | -133.9366 | -136.7663 | -139.4388 | -141.9385 | -144.3289 | -146.5861 | -148.7131 | -150.7894 | -152.7979 | -154.7387 | -156.6326 | -158.4322 | -160.1441 | -161.8009 | -163.3778
Northwest | Single Family | Average | June | Water Heating Under 55 | LDCEU/TDEF | Electric Load with Losses, Incl. Cogeneration | MW | 0 | 0 | 0 | 0 | 0 | 0 | 0 | 0 | 0 | 0 | 0 | 0 | 0 | 0 | 0 | 0 | 0 | 0 | 0 | 0 | 0 | 0 | 0 | 0 | 0.0098 | 0.0182 | 0.0312 | 0.0415 | 0.0513 | 0.0632 | 0.0713 | 0.0765 | 0.0804 | 0.0832 | 0.085 | 0.0879 | 0.0897 | 0.0907 | 0.0925 | 0.0931 | 0.0925 | 0.0925 | 0.0919 | 0.0912 | 0.0905 | 0.0897 | 0.0889 | 0.088 | 0.087 | 0.086 | 0.085 | 0.084 | 0.0828 | 0.0818 | 0.0806 | 0.0795 | 0.0782 | 0.0769
Northwest | Single Family | Average | June | Lighting | LDCEU/TDEF | Electric Load with Losses, Incl. Cogeneration | MW | 0 | 0 | 0 | 0 | 0 | 0 | 0 | 0 | 0 | 0 | 0 | 0 | 0 | 0 | 0 | 0 | 0 | 0 | -0.0001 | 0 | 0 | 0 | 0 | 0 | -2.0869 | -3.159 | -4.1289 | -4.9948 | -4.5157 | -4.0824 | -3.6906 | -3.336 | -3.0153 | -2.7254 | -2.4631 | -2.2259 | -2.0114 | -1.8176 | -1.6423 | -1.4838 | -1.3405 | -1.2111 | -1.0941 | -0.9884 | -0.8928 | -0.8064 | -0.7285 | -0.6579 | -0.5941 | -0.5366 | -0.4846 | -0.4377 | -0.3952 | -0.3569 | -0.3222 | -0.2909 | -0.2626 | -0.2373
Northwest | Single Family | Average | June | Refrigeration | LDCEU/TDEF | Electric Load with Losses, Incl. Cogeneration | MW | 0 | 0 | 0 | 0 | 0 | 0 | 0 | 0 | 0 | 0 | 0 | 0 | 0 | 0 | 0 | 0 | 0 | 0 | 0 | 0 | 0 | 0 | 0 | 0 | 0 | 0 | 0 | 0 | 0 | 0 | 0 | 0 | 0 | 0 | 0 | 0 | 0 | 0 | 0 | 0 | 0 | 0 | 0 | 0 | 0 | 0 | 0 | 0 | 0 | 0 | 0 | 0 | 0 | 0 | 0 | 0 | 0 | 0
Northwest | Single Family | Average | June | Freezer | LDCEU/TDEF | Electric Load with Losses, Incl. Cogeneration | MW | 0 | 0 | 0 | 0 | 0 | 0 | 0 | 0 | 0 | 0 | 0 | 0 | 0 | 0 | 0 | 0 | 0 | 0 | 0 | 0 | 0 | 0 | 0 | 0 | -0.2698 | -0.5293 | -0.7747 | -1.0056 | -1.2225 | -1.4241 | -1.612 | -1.7861 | -1.9477 | -2.0978 | -2.2352 | -2.3632 | -2.4815 | -2.5914 | -2.6936 | -2.7868 | -2.8728 | -2.9533 | -3.0264 | -3.0928 | -3.153 | -3.2074 | -3.2559 | -3.2995 | -3.338 | -3.3719 | -3.4017 | -3.4281 | -3.4511 | -3.471 | -3.4876 | -3.5011 | -3.5117 | -3.5197
Northwest | Single Family | Average | June | Clothes Washer | LDCEU/TDEF | Electric Load with Losses, Incl. Cogeneration | MW | 0 | 0 | 0 | 0 | 0 | 0 | 0 | 0 | 0 | 0 | 0 | 0 | 0 | 0 | 0 | 0 | 0 | 0 | 0 | 0 | 0 | 0 | 0 | 0 | 0 | 0 | 0 | 0 | 0 | 0 | 0 | 0 | 0 | 0 | 0 | 0 | 0 | 0 | 0 | 0 | 0 | 0 | 0 | 0 | 0 | 0 | 0 | 0 | 0 | 0 | 0 | 0 | 0 | 0 | 0 | 0 | 0 | 0
Northwest | Single Family | Average | June | Clothes Dryer | LDCEU/TDEF | Electric Load with Losses, Incl. Cogeneration | MW | 0 | 0 | 0 | 0 | 0 | 0 | 0 | 0 | 0 | 0 | 0 | 0 | 0 | 0 | 0 | 0 | 0 | 0 | 0 | 0 | 0 | 0 | 0 | 0 | 0.0365 | 0.0732 | 0.113 | 0.1535 | 0.1952 | 0.2376 | 0.2797 | 0.3213 | 0.3629 | 0.4044 | 0.4453 | 0.4876 | 0.5296 | 0.5719 | 0.6157 | 0.6585 | 0.7011 | 0.7454 | 0.7891 | 0.8323 | 0.8763 | 0.9197 | 0.9625 | 1.0061 | 1.0494 | 1.0923 | 1.1362 | 1.1804 | 1.2245 | 1.27 | 1.315 | 1.3597 | 1.4052 | 1.4508
Northwest | Single Family | Average | June | Dishwasher | LDCEU/TDEF | Electric Load with Losses, Incl. Cogeneration | MW | 0 | 0 | 0 | 0 | 0 | 0 | 0 | 0 | 0 | 0 | 0 | 0 | 0 | 0 | 0 | 0 | 0 | 0 | 0 | 0 | 0 | 0 | 0 | 0 | 0 | 0 | 0 | 0 | 0 | 0 | 0 | 0 | 0 | 0 | 0 | 0 | 0 | 0 | 0 | 0 | 0 | 0 | 0 | 0 | 0 | 0 | 0 | 0 | 0 | 0 | 0 | 0 | 0 | 0 | 0 | 0 | 0 | 0
Northwest | Single Family | Average | June | Cooking | LDCEU/TDEF | Electric Load with Losses, Incl. Cogeneration | MW | 0 | 0 | 0 | 0 | 0 | 0 | 0 | 0 | 0 | 0 | 0 | 0 | 0 | 0 | 0 | 0 | 0 | 0 | 0 | 0 | 0 | 0 | 0 | 0 | 0 | 0 | -1.5391 | -2.9458 | -4.224 | -5.3659 | -6.3891 | -7.2985 | -8.1031 | -8.8101 | -9.4203 | -9.9459 | -10.392 | -10.7674 | -11.0741 | -11.3127 | -11.4928 | -11.6191 | -11.6898 | -11.7097 | -11.6796 | -11.6051 | -11.4879 | -11.3304 | -11.1362 | -10.9075 | -10.6456 | -10.354 | -10.0345 | -9.6878 | -9.3162 | -8.9214 | -8.5058 | -8.0751
Northwest | Single Family | Average | June | Air Conditioning | LDCEU/TDEF | Electric Load with Losses, Incl. Cogeneration | MW | -3.6779 | -5.667 | -10.8137 | -10.0945 | -12.0194 | -19.9636 | -11.05 | -33.1853 | -10.2717 | -41.4047 | -66.1416 | -51.4775 | -21.3084 | -59.9186 | -31.8338 | -14.0406 | -56.3516 | -13.3507 | -10.1203 | -9.5117 | -27.7927 | -21.2697 | -122.3272 | -47.713 | -44.2524 | -45.274 | -46.5403 | -47.8123 | -49.1034 | -50.4007 | -52.1493 | -53.789 | -55.3273 | -56.7649 | -58.1006 | -59.4096 | -60.634 | -61.7988 | -62.9422 | -64.023 | -65.0844 | -66.195 | -67.2822 | -68.3465 | -69.4189 | -70.4667 | -71.3785 | -71.8712 | -72.337 | -72.7715 | -73.2282 | -73.6728 | -74.1047 | -74.5577 | -74.9833 | -74.9813 | -74.5669 | -74.1297
Northwest | Single Family | Average | June | Entertainment Center | LDCEU/TDEF | Electric Load with Losses, Incl. Cogeneration | MW | 0 | 0 | 0 | 0 | 0 | 0 | 0 | 0 | 0 | 0 | 0 | 0 | 0 | 0 | 0 | 0 | 0 | 0 | 0 | 0 | 0 | 0 | 0 | 0 | -4.728 | -13.0672 | -24.1773 | -37.3365 | -51.9861 | -67.6172 | -83.9047 | -100.5375 | -117.3245 | -134.106 | -150.6745 | -167.0674 | -183.148 | -198.9451 | -214.4281 | -229.4409 | -244.0669 | -258.415 | -272.2888 | -285.712 | -298.7097 | -311.2872 | -323.4148 | -335.1476 | -346.4888 | -357.4329 | -368.0357 | -378.3469 | -388.3829 | -398.1348 | -407.5842 | -416.7533 | -425.6533 | -434.295
Northwest | Single Family | Average | June | Other Non-Substitutables | LDCEU/TDEF | Electric Load with Losses, Incl. Cogeneration | MW | 0 | 0 | 0 | 0 | 0 | 0 | 0 | 0 | 0 | 0 | 0 | 0 | 0 | 0 | 0 | 0 | 0 | 0 | 0 | 0 | 0 | 0 | 0 | 0 | -30.0584 | -56.8177 | -80.8826 | -102.4566 | -121.8063 | -139.0317 | -154.4155 | -168.1038 | -180.3167 | -191.2189 | -200.8515 | -209.5095 | -217.227 | -224.1895 | -230.4815 | -236.0556 | -241.0773 | -245.7058 | -249.8293 | -253.5143 | -256.8245 | -259.7988 | -262.444 | -264.8273 | -266.9699 | -268.8869 | -270.632 | -272.2486 | -273.7563 | -275.1551 | -276.4403 | -277.6295 | -278.733 | -279.7599
Northwest | Single Family | Average | June | Water Heating Over 55 | LDCEU/TDEF | Electric Load with Losses, Incl. Cogeneration | MW | 0 | 0 | 0 | 0 | 0 | 0 | 0 | 0 | 0 | 0 | 0 | 0 | 0 | 0 | 0 | 0 | 0 | 0 | 0 | 0 | 0 | 0 | 0 | 0 | 0 | 0 | 0 | 0 | 0 | 0 | 0 | 0 | 0 | 0 | 0 | 0 | 0 | 0 | 0 | 0 | 0 | 0 | 0 | 0 | 0 | 0 | 0 | 0 | -0.0001 | 0 | 0 | 0 | 0 | 0 | 0 | 0 | 0 | 0
Northwest | Single Family | Average | July | Space Heating | LDCEU/TDEF | Electric Load with Losses, Incl. Cogeneration | MW | -3.5911 | -1.2989 | -1.8737 | -1.6439 | -4.1085 | -1.8118 | -8.696 | -7.9479 | -9.822 | -5.6925 | -3.7057 | -4.8089 | -8.3762 | -6.1961 | -5.8976 | -13.3095 | -5.746 | -15.4253 | -23.1672 | -16.4543 | -10.6095 | -7.1941 | -6.2345 | -22.8844 | -17.3942 | -17.9584 | -20.1071 | -22.1963 | -24.2463 | -26.1979 | -28.3167 | -30.2981 | -32.1863 | -34.0049 | -35.6946 | -37.3556 | -38.9236 | -40.4423 | -41.9445 | -43.3365 | -44.6681 | -45.9976 | -47.2423 | -48.4232 | -49.5626 | -50.6452 | -51.6646 | -52.646 | -53.5784 | -54.4631 | -55.329 | -56.1683 | -56.9809 | -57.7762 | -58.5344 | -59.2583 | -59.9613 | -60.6329
Northwest | Single Family | Average | July | Water Heating Under 55 | LDCEU/TDEF | Electric Load with Losses, Incl. Cogeneration | MW | 0 | 0 | 0 | 0 | 0 | 0 | 0 | 0 | 0 | 0 | 0 | 0 | 0 | 0 | 0 | 0 | 0 | 0 | 0 | 0 | 0 | 0 | 0 | 0 | 0.0054 | 0.0099 | 0.017 | 0.0226 | 0.0278 | 0.0343 | 0.0386 | 0.0413 | 0.0434 | 0.0448 | 0.0457 | 0.0472 | 0.0481 | 0.0486 | 0.0496 | 0.0498 | 0.0496 | 0.0495 | 0.0491 | 0.0488 | 0.0484 | 0.048 | 0.0476 | 0.0471 | 0.0465 | 0.046 | 0.0455 | 0.045 | 0.0444 | 0.0437 | 0.0431 | 0.0425 | 0.0418 | 0.0412
Northwest | Single Family | Average | July | Lighting | LDCEU/TDEF | Electric Load with Losses, Incl. Cogeneration | MW | 0 | 0 | 0 | 0 | 0 | 0 | 0 | 0 | 0 | 0 | 0 | 0 | 0 | 0 | 0 | 0 | 0 | 0 | 0 | 0 | 0 | 0 | 0 | -0.0001 | -1.8762 | -2.84 | -3.712 | -4.4905 | -4.0598 | -3.6702 | -3.3178 | -2.9991 | -2.7109 | -2.4502 | -2.2144 | -2.0012 | -1.8084 | -1.6341 | -1.4765 | -1.334 | -1.2052 | -1.0888 | -0.9836 | -0.8886 | -0.8027 | -0.725 | -0.6548 | -0.5915 | -0.5341 | -0.4824 | -0.4356 | -0.3934 | -0.3553 | -0.3208 | -0.2896 | -0.2616 | -0.2361 | -0.2134
Northwest | Single Family | Average | July | Refrigeration | LDCEU/TDEF | Electric Load with Losses, Incl. Cogeneration | MW | 0 | 0 | 0 | 0 | 0 | 0 | 0 | 0 | 0 | 0 | 0 | 0 | 0 | 0 | 0 | 0 | 0 | 0 | 0 | 0 | 0 | 0 | 0 | 0 | 0 | 0 | 0 | 0 | 0 | 0 | 0 | 0 | 0 | 0 | 0 | 0 | 0 | 0 | 0 | 0 | 0 | 0 | 0 | 0 | 0 | 0 | 0 | 0 | 0 | 0 | 0 | 0 | 0 | 0 | 0 | 0 | 0 | 0
Northwest | Single Family | Average | July | Freezer | LDCEU/TDEF | Electric Load with Losses, Incl. Cogeneration | MW | 0 | 0 | 0 | 0 | 0 | 0 | 0 | 0 | 0 | 0 | 0 | 0 | 0 | 0 | 0 | 0 | 0 | 0 | 0 | 0 | 0 | 0 | 0 | 0 | -0.2885 | -0.5661 | -0.8284 | -1.075 | -1.3066 | -1.5219 | -1.7226 | -1.9085 | -2.081 | -2.2412 | -2.3878 | -2.5245 | -2.6506 | -2.768 | -2.8771 | -2.9766 | -3.0684 | -3.1542 | -3.2323 | -3.3031 | -3.3673 | -3.4253 | -3.4772 | -3.5235 | -3.5648 | -3.6009 | -3.6328 | -3.6609 | -3.6855 | -3.7067 | -3.7244 | -3.7388 | -3.7503 | -3.7587
Northwest | Single Family | Average | July | Clothes Washer | LDCEU/TDEF | Electric Load with Losses, Incl. Cogeneration | MW | 0 | 0 | 0 | 0 | 0 | 0 | 0 | 0 | 0 | 0 | 0 | 0 | 0 | 0 | 0 | 0 | 0 | 0 | 0 | 0 | 0 | 0 | 0 | 0 | 0 | 0 | 0 | 0 | 0 | 0 | 0 | 0 | 0 | 0 | 0 | 0 | 0 | 0 | 0 | 0 | 0 | 0 | 0 | 0 | 0 | 0 | 0 | 0 | 0 | 0 | 0 | 0 | 0 | 0 | 0 | 0 | 0 | 0
Northwest | Single Family | Average | July | Clothes Dryer | LDCEU/TDEF | Electric Load with Losses, Incl. Cogeneration | MW | 0 | 0 | 0 | 0 | 0 | 0 | 0 | 0 | 0 | 0 | 0 | 0 | 0 | 0 | 0 | 0 | 0 | 0 | 0 | 0 | 0 | 0 | 0 | 0 | 0.0323 | 0.0647 | 0.0998 | 0.1354 | 0.1722 | 0.2095 | 0.2466 | 0.2831 | 0.3197 | 0.3562 | 0.3921 | 0.4294 | 0.4664 | 0.5036 | 0.5422 | 0.5799 | 0.6173 | 0.6563 | 0.6947 | 0.7327 | 0.7715 | 0.8097 | 0.8473 | 0.8857 | 0.9238 | 0.9615 | 1.0002 | 1.039 | 1.078 | 1.118 | 1.1575 | 1.1969 | 1.2371 | 1.2772
Northwest | Single Family | Average | July | Dishwasher | LDCEU/TDEF | Electric Load with Losses, Incl. Cogeneration | MW | 0 | 0 | 0 | 0 | 0 | 0 | 0 | 0 | 0 | 0 | 0 | 0 | 0 | 0 | 0 | 0 | 0 | 0 | 0 | 0 | 0 | 0 | 0 | 0 | 0 | 0 | 0 | 0 | 0 | 0 | 0 | 0 | 0 | 0 | 0 | 0 | 0 | 0 | 0 | 0 | 0 | 0 | 0 | 0 | 0 | 0 | 0 | 0 | 0 | 0 | 0 | 0 | 0 | 0 | 0 | 0 | 0 | 0
Northwest | Single Family | Average | July | Cooking | LDCEU/TDEF | Electric Load with Losses, Incl. Cogeneration | MW | 0 | 0 | 0 | 0 | 0 | 0 | 0 | 0 | 0 | 0 | 0 | 0 | 0 | 0 | 0 | 0 | 0 | 0 | 0 | 0 | 0 | 0 | 0 | 0 | 0 | 0 | -1.4427 | -2.761 | -3.9584 | -5.0278 | -5.9862 | -6.8376 | -7.5905 | -8.2524 | -8.8232 | -9.315 | -9.7322 | -10.0831 | -10.3698 | -10.5926 | -10.7605 | -10.878 | -10.9433 | -10.961 | -10.9319 | -10.861 | -10.7502 | -10.6018 | -10.4187 | -10.2035 | -9.9571 | -9.6827 | -9.3822 | -9.0564 | -8.7071 | -8.3359 | -7.9454 | -7.5407
Northwest | Single Family | Average | July | Air Conditioning | LDCEU/TDEF | Electric Load with Losses, Incl. Cogeneration | MW | -5.6745 | -40.649 | -47.604 | -75.549 | -53.2715 | -122.674 | -53.6137 | -75.0913 | -72.1138 | -137.789 | -183.23 | -176.206 | -145.526 | -185.374 | -202.481 | -119.4633 | -203.418 | -107.9777 | -61.5169 | -96.7401 | -146.24 | -185.478 | -205.701 | -113.5776 | -155.092 | -158.653 | -162.966 | -167.304 | -171.709 | -176.133 | -182.082 | -187.665 | -192.925 | -197.855 | -202.444 | -206.945 | -211.162 | -215.184 | -219.133 | -222.872 | -226.547 | -230.394 | -234.166 | -237.861 | -241.589 | -245.236 | -248.406 | -250.083 | -251.669 | -253.148 | -254.702 | -256.216 | -257.687 | -259.229 | -260.678 | -260.641 | -259.166 | -257.613
Northwest | Single Family | Average | July | Entertainment Center | LDCEU/TDEF | Electric Load with Losses, Incl. Cogeneration | MW | 0 | 0 | 0 | 0 | 0 | 0 | 0 | 0 | 0 | 0 | 0 | 0 | 0 | 0 | 0 | 0 | 0 | 0 | 0 | 0 | 0 | 0 | 0 | 0 | -5.0473 | -13.9491 | -25.8069 | -39.8502 | -55.483 | -72.1608 | -89.5412 | -107.2865 | -125.1941 | -143.0988 | -160.7721 | -178.2602 | -195.4134 | -212.2628 | -228.7819 | -244.7943 | -260.3936 | -275.6984 | -290.4937 | -304.8084 | -318.6695 | -332.0831 | -345.017 | -357.5304 | -369.6265 | -381.2997 | -392.609 | -403.6076 | -414.3128 | -424.7152 | -434.7953 | -444.5768 | -454.072 | -463.292
Northwest | Single Family | Average | July | Other Non-Substitutables | LDCEU/TDEF | Electric Load with Losses, Incl. Cogeneration | MW | 0 | 0 | 0 | 0 | 0 | 0 | 0 | 0 | 0 | 0 | 0 | 0 | 0 | 0 | 0 | 0 | 0 | 0 | 0 | 0 | 0 | 0 | 0 | 0 | -28.1682 | -53.2421 | -75.786 | -95.9916 | -114.1116 | -130.2389 | -144.6455 | -157.4591 | -168.889 | -179.0958 | -188.1095 | -196.214 | -203.4365 | -209.9512 | -215.8428 | -221.0581 | -225.756 | -230.088 | -233.9443 | -237.3907 | -240.4867 | -243.2685 | -245.7431 | -247.9724 | -249.9775 | -251.7714 | -253.4038 | -254.917 | -256.3284 | -257.6385 | -258.8415 | -259.9549 | -260.9894 | -261.9512
Northwest | Single Family | Average | July | Water Heating Over 55 | LDCEU/TDEF | Electric Load with Losses, Incl. Cogeneration | MW | 0 | 0 | 0 | 0 | 0 | 0 | 0 | 0 | 0 | 0 | 0 | 0 | 0 | 0 | 0 | 0 | 0 | 0 | 0 | 0 | 0 | 0 | 0 | 0 | 0 | 0 | 0 | 0 | 0 | 0 | 0 | 0 | 0 | 0 | 0 | 0 | 0 | 0 | 0 | 0 | 0 | 0 | 0 | 0 | 0 | 0 | 0 | 0 | 0 | 0 | 0 | 0 | 0 | 0 | 0 | 0 | 0 | 0
Northwest | Single Family | Average | August | Space Heating | LDCEU/TDEF | Electric Load with Losses, Incl. Cogeneration | MW | -1.7658 | -1.8981 | -4.7587 | -2.5909 | -1.9152 | -2.9176 | -4.8495 | -8.479 | -6.1803 | -8.314 | -5.5184 | -5.2636 | -7.3913 | -10.461 | -13.3513 | -12.2189 | -12.4232 | -15.6075 | -13.319 | -8.7042 | -11.3795 | -7.9248 | -9.9905 | -11.2316 | -15.9028 | -16.4225 | -18.4094 | -20.3409 | -22.2358 | -24.0398 | -26.0022 | -27.8371 | -29.5854 | -31.2686 | -32.8323 | -34.3689 | -35.8192 | -37.2233 | -38.6115 | -39.8977 | -41.1277 | -42.3553 | -43.5042 | -44.5937 | -45.6447 | -46.6427 | -47.5824 | -48.4865 | -49.3452 | -50.1602 | -50.9576 | -51.7306 | -52.4789 | -53.2112 | -53.9095 | -54.576 | -55.2233 | -55.8415
Northwest | Single Family | Average | August | Water Heating Under 55 | LDCEU/TDEF | Electric Load with Losses, Incl. Cogeneration | MW | 0 | 0 | 0 | 0 | 0 | 0 | 0 | 0 | 0 | 0 | 0 | 0 | 0 | 0 | 0 | 0 | 0 | 0 | 0 | 0 | 0 | 0 | 0 | 0 | 0.0052 | 0.0097 | 0.0166 | 0.0221 | 0.0272 | 0.0336 | 0.0378 | 0.0405 | 0.0424 | 0.0438 | 0.0447 | 0.0461 | 0.0471 | 0.0474 | 0.0483 | 0.0486 | 0.0483 | 0.0484 | 0.048 | 0.0476 | 0.0472 | 0.0468 | 0.0464 | 0.0459 | 0.0454 | 0.0449 | 0.0444 | 0.0438 | 0.0432 | 0.0427 | 0.042 | 0.0414 | 0.0408 | 0.0401
Northwest | Single Family | Average | August | Lighting | LDCEU/TDEF | Electric Load with Losses, Incl. Cogeneration | MW | 0 | 0 | 0 | 0 | 0 | 0 | 0 | 0 | 0 | 0 | 0 | 0 | 0 | 0 | 0 | 0 | 0 | 0 | 0 | -0.0001 | 0 | -0.0001 | 0 | 0 | -1.936 | -2.9305 | -3.8302 | -4.6335 | -4.1891 | -3.7871 | -3.4236 | -3.0947 | -2.7973 | -2.5282 | -2.2849 | -2.065 | -1.866 | -1.6861 | -1.5235 | -1.3764 | -1.2437 | -1.1235 | -1.0149 | -0.9169 | -0.8282 | -0.7482 | -0.6758 | -0.6104 | -0.5512 | -0.4978 | -0.4495 | -0.406 | -0.3667 | -0.331 | -0.2989 | -0.2699 | -0.2438 | -0.2201
Northwest | Single Family | Average | August | Refrigeration | LDCEU/TDEF | Electric Load with Losses, Incl. Cogeneration | MW | 0 | 0 | 0 | 0 | 0 | 0 | 0 | 0 | 0 | 0 | 0 | 0 | 0 | 0 | 0 | 0 | 0 | 0 | 0 | 0 | 0 | 0 | 0 | 0 | 0 | 0 | 0 | 0 | 0 | 0 | 0 | 0 | 0 | 0 | 0 | 0 | 0 | 0 | 0 | 0 | 0 | 0 | 0 | 0 | 0 | 0 | 0 | 0 | 0 | 0 | 0 | 0 | 0 | 0 | 0 | 0 | 0 | 0
Northwest | Single Family | Average | August | Freezer | LDCEU/TDEF | Electric Load with Losses, Incl. Cogeneration | MW | 0 | 0 | 0 | 0 | 0 | 0 | 0 | 0 | 0 | 0 | 0 | 0 | 0 | 0 | 0 | 0 | 0 | 0 | 0 | 0 | 0 | 0 | 0 | 0 | -0.2697 | -0.5292 | -0.7744 | -1.005 | -1.2216 | -1.423 | -1.6106 | -1.7846 | -1.9459 | -2.0957 | -2.2331 | -2.361 | -2.479 | -2.5889 | -2.691 | -2.7843 | -2.8703 | -2.9508 | -3.0239 | -3.0902 | -3.1505 | -3.2049 | -3.2536 | -3.2972 | -3.3359 | -3.3699 | -3.3998 | -3.4263 | -3.4495 | -3.4696 | -3.4863 | -3.5 | -3.5109 | -3.519
Northwest | Single Family | Average | August | Clothes Washer | LDCEU/TDEF | Electric Load with Losses, Incl. Cogeneration | MW | 0 | 0 | 0 | 0 | 0 | 0 | 0 | 0 | 0 | 0 | 0 | 0 | 0 | 0 | 0 | 0 | 0 | 0 | 0 | 0 | 0 | 0 | 0 | 0 | 0 | 0 | 0 | 0 | 0 | 0 | 0 | 0 | 0 | 0 | 0 | 0 | 0 | 0 | 0 | 0 | 0 | 0 | 0 | 0 | 0 | 0 | 0 | 0 | 0 | 0 | 0 | 0 | 0 | 0 | 0 | 0 | 0 | 0
Northwest | Single Family | Average | August | Clothes Dryer | LDCEU/TDEF | Electric Load with Losses, Incl. Cogeneration | MW | 0 | 0 | 0 | 0 | 0 | 0 | 0 | 0 | 0 | 0 | 0 | 0 | 0 | 0 | 0 | 0 | 0 | 0 | 0 | 0 | 0 | 0 | 0 | 0 | 0.0287 | 0.0577 | 0.089 | 0.1208 | 0.1535 | 0.1868 | 0.2199 | 0.2525 | 0.2852 | 0.3178 | 0.3498 | 0.383 | 0.416 | 0.4493 | 0.4837 | 0.5173 | 0.5506 | 0.5854 | 0.6198 | 0.6536 | 0.6882 | 0.7223 | 0.7559 | 0.7901 | 0.8241 | 0.8578 | 0.8923 | 0.927 | 0.9616 | 0.9973 | 1.0327 | 1.0677 | 1.1036 | 1.1394
Northwest | Single Family | Average | August | Dishwasher | LDCEU/TDEF | Electric Load with Losses, Incl. Cogeneration | MW | 0 | 0 | 0 | 0 | 0 | 0 | 0 | 0 | 0 | 0 | 0 | 0 | 0 | 0 | 0 | 0 | 0 | 0 | 0 | 0 | 0 | 0 | 0 | 0 | 0 | 0 | 0 | 0 | 0 | 0 | 0 | 0 | 0 | 0 | 0 | 0 | 0 | 0 | 0 | 0 | 0 | 0 | 0 | 0 | 0 | 0 | 0 | 0 | 0 | 0 | 0 | 0 | 0 | 0 | 0 | 0 | 0 | 0
Northwest | Single Family | Average | August | Cooking | LDCEU/TDEF | Electric Load with Losses, Incl. Cogeneration | MW | 0 | 0 | 0 | 0 | 0 | 0 | 0 | 0 | 0 | 0 | 0 | 0 | 0 | 0 | 0 | 0 | 0 | 0 | 0 | 0 | 0 | 0 | 0 | 0 | 0 | 0 | -1.5102 | -2.89 | -4.1435 | -5.263 | -6.2664 | -7.1577 | -7.946 | -8.6389 | -9.2366 | -9.7516 | -10.1884 | -10.5559 | -10.8561 | -11.0894 | -11.2652 | -11.3884 | -11.4568 | -11.4754 | -11.445 | -11.371 | -11.2551 | -11.0996 | -10.9081 | -10.6827 | -10.4249 | -10.1377 | -9.8231 | -9.482 | -9.1164 | -8.7278 | -8.319 | -7.8953
Northwest | Single Family | Average | August | Air Conditioning | LDCEU/TDEF | Electric Load with Losses, Incl. Cogeneration | MW | -15.2665 | -30.28 | -19.7804 | -56.419 | -89.436 | -91.653 | -92.849 | -71.3585 | -107.591 | -96.7933 | -145.519 | -163.57 | -156.071 | -120.2446 | -104.6915 | -122.837 | -123.1427 | -98.6667 | -123.4909 | -148.6414 | -135.182 | -170.34 | -152.671 | -187.648 | -152.498 | -155.968 | -160.143 | -164.346 | -168.617 | -172.904 | -178.674 | -184.092 | -189.206 | -194.004 | -198.475 | -202.859 | -206.971 | -210.897 | -214.752 | -218.403 | -221.998 | -225.761 | -229.451 | -233.072 | -236.735 | -240.325 | -243.449 | -245.099 | -246.662 | -248.121 | -249.652 | -251.144 | -252.597 | -254.116 | -255.546 | -255.512 | -254.057 | -252.528
Northwest | Single Family | Average | August | Entertainment Center | LDCEU/TDEF | Electric Load with Losses, Incl. Cogeneration | MW | 0 | 0 | 0 | 0 | 0 | 0 | 0 | 0 | 0 | 0 | 0 | 0 | 0 | 0 | 0 | 0 | 0 | 0 | 0 | 0 | 0 | 0 | 0 | 0 | -5.8054 | -16.0446 | -29.6839 | -45.8374 | -63.8194 | -83.0045 | -102.9979 | -123.4117 | -144.0128 | -164.6107 | -184.9431 | -205.0629 | -224.7981 | -244.1843 | -263.1903 | -281.6146 | -299.5641 | -317.1749 | -334.2005 | -350.6733 | -366.6245 | -382.061 | -396.946 | -411.3472 | -425.2684 | -438.7032 | -451.7195 | -464.3784 | -476.7003 | -488.6738 | -500.2765 | -511.536 | -522.4659 | -533.0793
Northwest | Single Family | Average | August | Other Non-Substitutables | LDCEU/TDEF | Electric Load with Losses, Incl. Cogeneration | MW | 0 | 0 | 0 | 0 | 0 | 0 | 0 | 0 | 0 | 0 | 0 | 0 | 0 | 0 | 0 | 0 | 0 | 0 | 0 | 0 | 0 | 0 | 0 | 0 | -28.9791 | -54.7755 | -77.9684 | -98.7568 | -117.3999 | -133.9937 | -148.8172 | -162.0025 | -173.7646 | -184.2681 | -193.5446 | -201.8856 | -209.3192 | -216.025 | -222.0895 | -227.4587 | -232.2956 | -236.7559 | -240.7272 | -244.2766 | -247.4653 | -250.3308 | -252.8801 | -255.1773 | -257.2432 | -259.0919 | -260.7746 | -262.3342 | -263.7898 | -265.1409 | -266.3812 | -267.5301 | -268.5963 | -269.5898
Northwest | Single Family | Average | August | Water Heating Over 55 | LDCEU/TDEF | Electric Load with Losses, Incl. Cogeneration | MW | 0 | 0 | 0 | 0 | 0 | 0 | 0 | 0 | 0 | 0 | 0 | 0 | 0 | 0 | 0 | 0 | 0 | 0 | 0 | 0 | 0 | 0 | 0 | 0 | 0 | 0 | 0 | 0 | 0 | 0 | 0 | 0 | 0 | 0 | 0 | 0 | 0 | 0 | 0 | 0 | 0 | 0 | 0 | 0 | 0 | 0 | 0 | 0 | 0 | 0 | 0 | 0 | 0 | 0 | 0 | 0 | 0 | 0
Northwest | Single Family | Average | September | Space Heating | LDCEU/TDEF | Electric Load with Losses, Incl. Cogeneration | MW | -4.3042 | -4.1958 | -5.4484 | -14.1217 | -9.0958 | -9.0054 | -17.9885 | -21.8089 | -19.33 | -22.9181 | -16.8441 | -32.1678 | -38.43 | -26.224 | -42.3328 | -37.9714 | -29.1177 | -38.4307 | -24.691 | -33.2829 | -45.2235 | -32.6497 | -60.8675 | -65.3998 | -51.7339 | -53.3991 | -59.769 | -65.9556 | -72.0179 | -77.7868 | -84.1193 | -90.0359 | -95.6635 | -101.0702 | -106.0855 | -111.0008 | -115.6326 | -120.109 | -124.5218 | -128.6049 | -132.5018 | -136.3817 | -140.0063 | -143.4351 | -146.7348 | -149.8612 | -152.7969 | -155.6136 | -158.2839 | -160.8137 | -163.2869 | -165.6828 | -168.0017 | -170.268 | -172.4275 | -174.4873 | -176.4851 | -178.3916
Northwest | Single Family | Average | September | Water Heating Under 55 | LDCEU/TDEF | Electric Load with Losses, Incl. Cogeneration | MW | 0 | 0 | 0 | 0 | 0 | 0 | 0 | 0 | 0 | 0 | 0 | 0 | 0 | 0 | 0 | 0 | 0 | 0 | 0 | 0 | 0 | 0 | 0 | 0 | 0.01 | 0.0186 | 0.0319 | 0.0423 | 0.0521 | 0.0642 | 0.0722 | 0.0772 | 0.0808 | 0.0831 | 0.0847 | 0.0873 | 0.0889 | 0.0896 | 0.0911 | 0.0916 | 0.0911 | 0.091 | 0.0903 | 0.0896 | 0.089 | 0.0881 | 0.0873 | 0.0865 | 0.0855 | 0.0844 | 0.0836 | 0.0825 | 0.0814 | 0.0803 | 0.0791 | 0.0779 | 0.0768 | 0.0755
Northwest | Single Family | Average | September | Lighting | LDCEU/TDEF | Electric Load with Losses, Incl. Cogeneration | MW | 0 | 0 | 0 | 0 | 0 | 0 | 0 | 0 | 0 | 0 | 0 | 0 | 0 | 0 | 0 | 0 | 0 | 0 | 0 | 0 | 0 | 0 | 0 | -0.0001 | -2.4496 | -3.7079 | -4.8464 | -5.8628 | -5.3006 | -4.7918 | -4.3318 | -3.9158 | -3.5394 | -3.1989 | -2.8911 | -2.6127 | -2.3611 | -2.1334 | -1.9277 | -1.7417 | -1.5736 | -1.4216 | -1.2842 | -1.1601 | -1.0479 | -0.9465 | -0.855 | -0.7722 | -0.6973 | -0.6297 | -0.5688 | -0.5137 | -0.4639 | -0.4189 | -0.3782 | -0.3415 | -0.3083 | -0.2785
Northwest | Single Family | Average | September | Refrigeration | LDCEU/TDEF | Electric Load with Losses, Incl. Cogeneration | MW | 0 | 0 | 0 | 0 | 0 | 0 | 0 | 0 | 0 | 0 | 0 | 0 | 0 | 0 | 0 | 0 | 0 | 0 | 0 | 0 | 0 | 0 | 0 | 0 | 0 | 0 | 0 | 0 | 0 | 0 | 0 | 0 | 0 | 0 | 0 | 0 | 0 | 0 | 0 | 0 | 0 | 0 | 0 | 0 | 0 | 0 | 0 | 0 | 0 | 0 | 0 | 0 | 0 | 0 | 0 | 0 | 0 | 0
Northwest | Single Family | Average | September | Freezer | LDCEU/TDEF | Electric Load with Losses, Incl. Cogeneration | MW | 0 | 0 | 0 | 0 | 0 | 0 | 0 | 0 | 0 | 0 | 0 | 0 | 0 | 0 | 0 | 0 | 0 | 0 | 0 | 0 | 0 | 0 | 0 | 0 | -0.2566 | -0.5045 | -0.7388 | -0.9592 | -1.1665 | -1.3594 | -1.5394 | -1.7062 | -1.8613 | -2.0054 | -2.1376 | -2.2609 | -2.3749 | -2.4812 | -2.5801 | -2.6706 | -2.7542 | -2.8327 | -2.9041 | -2.9691 | -3.0283 | -3.082 | -3.1301 | -3.1734 | -3.212 | -3.2462 | -3.2765 | -3.3035 | -3.3274 | -3.3482 | -3.366 | -3.3808 | -3.3928 | -3.4024
Northwest | Single Family | Average | September | Clothes Washer | LDCEU/TDEF | Electric Load with Losses, Incl. Cogeneration | MW | 0 | 0 | 0 | 0 | 0 | 0 | 0 | 0 | 0 | 0 | 0 | 0 | 0 | 0 | 0 | 0 | 0 | 0 | 0 | 0 | 0 | 0 | 0 | 0 | 0 | 0 | 0 | 0 | 0 | 0 | 0 | 0 | 0 | 0 | 0 | 0 | 0 | 0 | 0 | 0 | 0 | 0 | 0 | 0 | 0 | 0 | 0 | 0 | 0 | 0 | 0 | 0 | 0 | 0 | 0 | 0 | 0 | 0
Northwest | Single Family | Average | September | Clothes Dryer | LDCEU/TDEF | Electric Load with Losses, Incl. Cogeneration | MW | 0 | 0 | 0 | 0 | 0 | 0 | 0 | 0 | 0 | 0 | 0 | 0 | 0 | 0 | 0 | 0 | 0 | 0 | 0 | 0 | 0 | 0 | 0 | 0 | 0.0337 | 0.0677 | 0.1042 | 0.1415 | 0.18 | 0.2189 | 0.2577 | 0.296 | 0.3343 | 0.3724 | 0.4101 | 0.4491 | 0.4878 | 0.5267 | 0.5671 | 0.6065 | 0.6457 | 0.6866 | 0.7269 | 0.7666 | 0.8071 | 0.8472 | 0.8866 | 0.9268 | 0.9666 | 1.0061 | 1.0467 | 1.0874 | 1.1281 | 1.17 | 1.2114 | 1.2526 | 1.2947 | 1.3366
Northwest | Single Family | Average | September | Dishwasher | LDCEU/TDEF | Electric Load with Losses, Incl. Cogeneration | MW | 0 | 0 | 0 | 0 | 0 | 0 | 0 | 0 | 0 | 0 | 0 | 0 | 0 | 0 | 0 | 0 | 0 | 0 | 0 | 0 | 0 | 0 | 0 | 0 | 0 | 0 | 0 | 0 | 0 | 0 | 0 | 0 | 0 | 0 | 0 | 0 | 0 | 0 | 0 | 0 | 0 | 0 | 0 | 0 | 0 | 0 | 0 | 0 | 0 | 0 | 0 | 0 | 0 | 0 | 0 | 0 | 0 | 0
Northwest | Single Family | Average | September | Cooking | LDCEU/TDEF | Electric Load with Losses, Incl. Cogeneration | MW | 0 | 0 | 0 | 0 | 0 | 0 | 0 | 0 | 0 | 0 | 0 | 0 | 0 | 0 | 0 | 0 | 0 | 0 | 0 | 0 | 0 | 0 | 0 | 0 | 0 | 0 | -1.7636 | -3.3753 | -4.8396 | -6.1479 | -7.3205 | -8.3624 | -9.2842 | -10.0945 | -10.7936 | -11.3959 | -11.907 | -12.337 | -12.6884 | -12.9616 | -13.1677 | -13.312 | -13.3924 | -13.4145 | -13.379 | -13.2927 | -13.1571 | -12.9754 | -12.7512 | -12.4875 | -12.1856 | -11.8495 | -11.4812 | -11.0817 | -10.6535 | -10.1984 | -9.7196 | -9.2243
Northwest | Single Family | Average | September | Air Conditioning | LDCEU/TDEF | Electric Load with Losses, Incl. Cogeneration | MW | -6.4611 | -17.4068 | -24.3132 | -5.3461 | -27.8162 | -43.9201 | -22.5443 | -20.1648 | -36.6013 | -31.9952 | -61.9205 | -18.9524 | -17.9666 | -45.6665 | -19.8862 | -33.385 | -55.4036 | -31.1595 | -79.3341 | -44.4412 | -34.4961 | -60.1503 | -16.1093 | -23.4076 | -48.469 | -49.5822 | -50.9228 | -52.2807 | -53.6649 | -55.0578 | -56.9 | -58.6432 | -60.2972 | -61.851 | -63.311 | -64.7421 | -66.0939 | -67.3925 | -68.6652 | -69.8811 | -71.0819 | -72.3332 | -73.5671 | -74.7806 | -76.009 | -77.2165 | -78.2467 | -78.682 | -79.0884 | -79.4601 | -79.8509 | -80.2283 | -80.5921 | -80.9741 | -81.3272 | -81.2883 | -80.873 | -80.4341
Northwest | Single Family | Average | September | Entertainment Center | LDCEU/TDEF | Electric Load with Losses, Incl. Cogeneration | MW | 0 | 0 | 0 | 0 | 0 | 0 | 0 | 0 | 0 | 0 | 0 | 0 | 0 | 0 | 0 | 0 | 0 | 0 | 0 | 0 | 0 | 0 | 0 | 0 | -5.6211 | -15.5364 | -28.7441 | -44.3888 | -61.8067 | -80.3956 | -99.7693 | -119.5556 | -139.5279 | -159.4999 | -179.219 | -198.7352 | -217.8841 | -236.6989 | -255.1471 | -273.0377 | -290.4729 | -307.5809 | -324.1275 | -340.1395 | -355.6483 | -370.66 | -385.1387 | -399.1499 | -412.6964 | -425.7722 | -438.4435 | -450.7707 | -462.7726 | -474.4385 | -485.7459 | -496.7211 | -507.3776 | -517.728
Northwest | Single Family | Average | September | Other Non-Substitutables | LDCEU/TDEF | Electric Load with Losses, Incl. Cogeneration | MW | 0 | 0 | 0 | 0 | 0 | 0 | 0 | 0 | 0 | 0 | 0 | 0 | 0 | 0 | 0 | 0 | 0 | 0 | 0 | 0 | 0 | 0 | 0 | 0 | -31.1786 | -58.9357 | -83.8868 | -106.2557 | -126.32 | -144.1882 | -160.1516 | -174.3578 | -187.0351 | -198.3594 | -208.3649 | -217.3645 | -225.3909 | -232.6352 | -239.1887 | -244.9971 | -250.2347 | -255.0655 | -259.3728 | -263.225 | -266.6893 | -269.8048 | -272.5807 | -275.0835 | -277.3377 | -279.3574 | -281.1978 | -282.9064 | -284.5022 | -285.9864 | -287.3511 | -288.6177 | -289.795 | -290.8928
Northwest | Single Family | Average | September | Water Heating Over 55 | LDCEU/TDEF | Electric Load with Losses, Incl. Cogeneration | MW | 0 | 0 | 0 | 0 | 0 | 0 | 0 | 0 | 0 | 0 | 0 | 0 | 0 | 0 | 0 | 0 | 0 | 0 | 0 | 0 | 0 | 0 | 0 | 0 | 0 | 0 | 0 | 0 | 0 | 0 | 0 | 0 | 0 | 0 | 0 | 0 | 0 | 0 | 0 | 0 | 0 | 0 | 0 | 0 | 0 | 0 | 0 | 0 | 0 | 0 | 0 | 0 | 0 | 0 | 0 | 0 | 0 | 0
Northwest | Single Family | Average | October | Space Heating | LDCEU/TDEF | Electric Load with Losses, Incl. Cogeneration | MW | -9.8982 | -18.7451 | -24.2086 | -28.48 | -33.9336 | -38.4465 | -46.6335 | -53.7152 | -58.606 | -68.198 | -47.3232 | -63.0561 | -72.3065 | -82.788 | -102.287 | -106.852 | -110.211 | -96.2528 | -103.489 | -103.29 | -136.696 | -84.1051 | -87.1178 | -139.053 | -138.383 | -142.596 | -158.399 | -173.732 | -188.736 | -203 | -218.796 | -233.537 | -247.53 | -260.928 | -273.329 | -285.444 | -296.831 | -307.812 | -318.596 | -328.5546 | -338.0309 | -347.442 | -356.2104 | -364.4752 | -372.4053 | -379.8951 | -386.9023 | -393.5996 | -399.9275 | -405.9016 | -411.7324 | -417.3758 | -422.832 | -428.1562 | -433.2205 | -438.0416 | -442.7088 | -447.155
Northwest | Single Family | Average | October | Water Heating Under 55 | LDCEU/TDEF | Electric Load with Losses, Incl. Cogeneration | MW | 0 | 0 | 0 | 0 | 0 | 0 | 0 | 0 | 0 | 0 | 0 | 0 | 0 | 0 | 0 | 0 | 0 | 0 | 0 | 0 | 0 | 0 | 0 | 0 | 0.0211 | 0.0388 | 0.0665 | 0.088 | 0.1084 | 0.1335 | 0.1503 | 0.1607 | 0.1682 | 0.1729 | 0.1762 | 0.1814 | 0.1847 | 0.1862 | 0.1893 | 0.1903 | 0.1893 | 0.1889 | 0.1877 | 0.1862 | 0.1847 | 0.1831 | 0.1814 | 0.1796 | 0.1775 | 0.1756 | 0.1735 | 0.1714 | 0.1691 | 0.1666 | 0.1644 | 0.1619 | 0.1594 | 0.1569
Northwest | Single Family | Average | October | Lighting | LDCEU/TDEF | Electric Load with Losses, Incl. Cogeneration | MW | 0 | 0 | 0 | 0 | 0 | 0 | 0 | 0 | 0 | 0 | 0 | 0 | 0 | 0 | 0 | 0 | 0 | 0 | 0 | 0 | 0 | 0 | 0 | -0.0001 | -2.8517 | -4.3166 | -5.6419 | -6.8252 | -6.1707 | -5.5785 | -5.0429 | -4.5586 | -4.1203 | -3.7241 | -3.3656 | -3.0416 | -2.7486 | -2.4837 | -2.244 | -2.027 | -1.831 | -1.655 | -1.495 | -1.351 | -1.22 | -1.102 | -0.995 | -0.898 | -0.812 | -0.733 | -0.663 | -0.598 | -0.54 | -0.487 | -0.44 | -0.398 | -0.359 | -0.324
Northwest | Single Family | Average | October | Refrigeration | LDCEU/TDEF | Electric Load with Losses, Incl. Cogeneration | MW | 0 | 0 | 0 | 0 | 0 | 0 | 0 | 0 | 0 | 0 | 0 | 0 | 0 | 0 | 0 | 0 | 0 | 0 | 0 | 0 | 0 | 0 | 0 | 0 | 0 | 0 | 0 | 0 | 0 | 0 | 0 | 0 | 0 | 0 | 0 | 0 | 0 | 0 | 0 | 0 | 0 | 0 | 0 | 0 | 0 | 0 | 0 | 0 | 0 | 0 | 0 | 0 | 0 | 0 | 0 | 0 | 0 | 0
Northwest | Single Family | Average | October | Freezer | LDCEU/TDEF | Electric Load with Losses, Incl. Cogeneration | MW | 0 | 0 | 0 | 0 | 0 | 0 | 0 | 0 | 0 | 0 | 0 | 0 | 0 | 0 | 0 | 0 | 0 | 0 | 0 | 0 | 0 | 0 | 0 | 0 | -0.2575 | -0.508 | -0.7446 | -0.9676 | -1.1773 | -1.3729 | -1.5556 | -1.7254 | -1.8833 | -2.0304 | -2.1655 | -2.2918 | -2.4089 | -2.5181 | -2.6202 | -2.7136 | -2.8005 | -2.882 | -2.9566 | -3.0248 | -3.087 | -3.1439 | -3.195 | -3.2414 | -3.283 | -3.3201 | -3.3533 | -3.3832 | -3.4101 | -3.4338 | -3.4544 | -3.472 | -3.4869 | -3.4992
Northwest | Single Family | Average | October | Clothes Washer | LDCEU/TDEF | Electric Load with Losses, Incl. Cogeneration | MW | 0 | 0 | 0 | 0 | 0 | 0 | 0 | 0 | 0 | 0 | 0 | 0 | 0 | 0 | 0 | 0 | 0 | 0 | 0 | 0 | 0 | 0 | 0 | 0 | 0 | 0 | 0 | 0 | 0 | 0 | 0 | 0 | 0 | 0 | 0 | 0 | 0 | 0 | 0 | 0 | 0 | 0 | 0 | 0 | 0 | 0 | 0 | 0 | 0 | 0 | 0 | 0 | 0 | 0 | 0 | 0 | 0 | 0
Northwest | Single Family | Average | October | Clothes Dryer | LDCEU/TDEF | Electric Load with Losses, Incl. Cogeneration | MW | 0 | 0 | 0 | 0 | 0 | 0 | 0 | 0 | 0 | 0 | 0 | 0 | 0 | 0 | 0 | 0 | 0 | 0 | 0 | 0 | 0 | 0 | 0 | 0 | 0.0354 | 0.0709 | 0.1093 | 0.1483 | 0.1885 | 0.2294 | 0.2701 | 0.3102 | 0.3505 | 0.3906 | 0.4301 | 0.471 | 0.5118 | 0.5526 | 0.595 | 0.6365 | 0.6778 | 0.7206 | 0.763 | 0.8047 | 0.8473 | 0.8895 | 0.9309 | 0.9731 | 1.0151 | 1.0565 | 1.0992 | 1.1419 | 1.1847 | 1.2288 | 1.2724 | 1.3156 | 1.3598 | 1.4041
Northwest | Single Family | Average | October | Dishwasher | LDCEU/TDEF | Electric Load with Losses, Incl. Cogeneration | MW | 0 | 0 | 0 | 0 | 0 | 0 | 0 | 0 | 0 | 0 | 0 | 0 | 0 | 0 | 0 | 0 | 0 | 0 | 0 | 0 | 0 | 0 | 0 | 0 | 0 | 0 | 0 | 0 | 0 | 0 | 0 | 0 | 0 | 0 | 0 | 0 | 0 | 0 | 0 | 0 | 0 | 0 | 0 | 0 | 0 | 0 | 0 | 0 | 0 | 0 | 0 | 0 | 0 | 0 | 0 | 0 | 0 | 0
Northwest | Single Family | Average | October | Cooking | LDCEU/TDEF | Electric Load with Losses, Incl. Cogeneration | MW | 0 | 0 | 0 | 0 | 0 | 0 | 0 | 0 | 0 | 0 | 0 | 0 | 0 | 0 | 0 | 0 | 0 | 0 | 0 | 0 | 0 | 0 | 0 | 0 | 0 | 0 | -2.1031 | -4.0257 | -5.773 | -7.3355 | -8.7357 | -9.9809 | -11.083 | -12.0517 | -12.888 | -13.6086 | -14.2204 | -14.7358 | -15.1564 | -15.4844 | -15.7321 | -15.9057 | -16.0031 | -16.0306 | -15.9893 | -15.8868 | -15.7256 | -15.5089 | -15.2415 | -14.9265 | -14.5657 | -14.164 | -13.7236 | -13.2458 | -12.7335 | -12.1889 | -11.6163 | -11.0253
Northwest | Single Family | Average | October | Air Conditioning | LDCEU/TDEF | Electric Load with Losses, Incl. Cogeneration | MW | 0 | 0 | 0 | 0 | 0 | 0 | 0 | 0 | 0 | 0 | 0 | 0 | 0 | 0 | 0 | 0 | 0 | 0 | 0 | 0 | 0 | 0 | -0.5988 | 0 | -0.1258 | -0.1288 | -0.1331 | -0.1375 | -0.142 | -0.1465 | -0.1524 | -0.158 | -0.1633 | -0.1682 | -0.1727 | -0.1772 | -0.1814 | -0.1855 | -0.1895 | -0.1933 | -0.1971 | -0.201 | -0.2048 | -0.2086 | -0.2124 | -0.2162 | -0.2193 | -0.2203 | -0.2211 | -0.2217 | -0.2225 | -0.2231 | -0.2238 | -0.2244 | -0.225 | -0.2249 | -0.2243 | -0.2237
Northwest | Single Family | Average | October | Entertainment Center | LDCEU/TDEF | Electric Load with Losses, Incl. Cogeneration | MW | 0 | 0 | 0 | 0 | 0 | 0 | 0 | 0 | 0 | 0 | 0 | 0 | 0 | 0 | 0 | 0 | 0 | 0 | 0 | 0 | 0 | 0 | 0 | 0 | -5.2168 | -14.4206 | -26.6796 | -41.2049 | -57.3805 | -74.6524 | -92.6548 | -111.05 | -129.6245 | -148.2024 | -166.5528 | -184.7182 | -202.5514 | -220.0802 | -237.2692 | -253.9509 | -270.2162 | -286.1784 | -301.6285 | -316.5828 | -331.0726 | -345.1032 | -358.6402 | -371.7445 | -384.4175 | -396.6539 | -408.516 | -420.0611 | -431.3066 | -442.2416 | -452.8444 | -463.1396 | -473.1391 | -482.8548
Northwest | Single Family | Average | October | Other Non-Substitutables | LDCEU/TDEF | Electric Load with Losses, Incl. Cogeneration | MW | 0 | 0 | 0 | 0 | 0 | 0 | 0 | 0 | 0 | 0 | 0 | 0 | 0 | 0 | 0 | 0 | 0 | 0 | 0 | 0 | 0 | 0 | 0 | 0 | -31.0332 | -58.665 | -83.4956 | -105.7653 | -125.747 | -143.5582 | -159.4712 | -173.6459 | -186.3031 | -197.6128 | -207.6142 | -216.6137 | -224.6498 | -231.9094 | -238.4783 | -244.312 | -249.5797 | -254.4403 | -258.7845 | -262.6728 | -266.1756 | -269.3297 | -272.1448 | -274.6877 | -276.9818 | -279.0403 | -280.9205 | -282.6689 | -284.3073 | -285.8333 | -287.24 | -288.548 | -289.7671 | -290.907
Northwest | Single Family | Average | October | Water Heating Over 55 | LDCEU/TDEF | Electric Load with Losses, Incl. Cogeneration | MW | 0 | 0 | 0 | 0 | 0 | 0 | 0 | 0 | 0 | 0 | 0 | 0 | 0 | 0 | 0 | 0 | 0 | 0 | 0 | 0 | 0 | 0 | 0 | 0 | 0 | 0 | 0 | 0 | 0 | 0 | 0 | 0 | 0 | 0 | 0 | 0 | 0 | 0 | 0 | 0 | 0 | 0 | 0 | 0 | 0 | 0 | 0 | 0 | 0 | 0 | 0 | 0 | 0 | 0 | 0 | 0 | 0 | 0
Northwest | Single Family | Average | November | Space Heating | LDCEU/TDEF | Electric Load with Losses, Incl. Cogeneration | MW | -26.052 | -35.588 | -31.373 | -46.699 | -46.452 | -57.526 | -65.778 | -105.769 | -84.63 | -97.177 | -121.169 | -120.062 | -148.005 | -131.562 | -157.864 | -142.3 | -162.984 | -173.814 | -188.547 | -161.458 | -203.776 | -209.059 | -237.95 | -184.459 | -238.341 | -245.466 | -272.064 | -297.856 | -323.078 | -347.045 | -373.721 | -398.6 | -422.192 | -444.747 | -465.605 | -485.944 | -505.04 | -523.437 | -541.465 | -558.099 | -573.908 | -589.581 | -604.167 | -617.889 | -631.037 | -643.433 | -655.009 | -666.05 | -676.465 | -686.283 | -695.859 | -705.121 | -714.073 | -722.8 | -731.094 | -738.985 | -746.615 | -753.878
Northwest | Single Family | Average | November | Water Heating Under 55 | LDCEU/TDEF | Electric Load with Losses, Incl. Cogeneration | MW | 0 | 0 | 0 | 0 | 0 | 0 | 0 | 0 | 0 | 0 | 0 | 0 | 0 | 0 | 0 | 0 | 0 | 0 | 0 | 0 | 0 | 0 | 0 | 0 | 0.035 | 0.065 | 0.11 | 0.146 | 0.18 | 0.222 | 0.249 | 0.267 | 0.279 | 0.287 | 0.292 | 0.301 | 0.305 | 0.309 | 0.313 | 0.314 | 0.313 | 0.313 | 0.311 | 0.308 | 0.305 | 0.303 | 0.299 | 0.297 | 0.294 | 0.291 | 0.287 | 0.284 | 0.279 | 0.276 | 0.272 | 0.268 | 0.263 | 0.259
Northwest | Single Family | Average | November | Lighting | LDCEU/TDEF | Electric Load with Losses, Incl. Cogeneration | MW | 0 | 0 | 0 | 0 | 0 | 0 | 0 | 0 | 0 | 0 | 0 | 0 | 0 | 0 | 0 | 0 | 0 | 0 | 0 | 0 | 0 | 0 | 0 | 0 | -3.303 | -5.001 | -6.536 | -7.906 | -7.149 | -6.462 | -5.843 | -5.281 | -4.773 | -4.314 | -3.899 | -3.523 | -3.184 | -2.877 | -2.6 | -2.348 | -2.122 | -1.917 | -1.731 | -1.565 | -1.413 | -1.277 | -1.153 | -1.042 | -0.94 | -0.849 | -0.767 | -0.693 | -0.626 | -0.564 | -0.51 | -0.46 | -0.416 | -0.375
Northwest | Single Family | Average | November | Refrigeration | LDCEU/TDEF | Electric Load with Losses, Incl. Cogeneration | MW | 0 | 0 | 0 | 0 | 0 | 0 | 0 | 0 | 0 | 0 | 0 | 0 | 0 | 0 | 0 | 0 | 0 | 0 | 0 | 0 | 0 | 0 | 0 | 0 | 0 | 0 | 0 | 0 | 0 | 0 | 0 | 0 | 0 | 0 | 0 | 0 | 0 | 0 | 0 | 0 | 0 | 0 | 0 | 0 | 0 | 0 | 0 | 0 | 0 | 0 | 0 | 0 | 0 | 0 | 0 | 0 | 0 | 0
Northwest | Single Family | Average | November | Freezer | LDCEU/TDEF | Electric Load with Losses, Incl. Cogeneration | MW | 0 | 0 | 0 | 0 | 0 | 0 | 0 | 0 | 0 | 0 | 0 | 0 | 0 | 0 | 0 | 0 | 0 | 0 | 0 | 0 | 0 | 0 | 0 | 0 | -0.2358 | -0.4656 | -0.6827 | -0.8873 | -1.0799 | -1.2597 | -1.4276 | -1.5839 | -1.7292 | -1.8646 | -1.9892 | -2.1057 | -2.2138 | -2.3149 | -2.4092 | -2.4958 | -2.5763 | -2.652 | -2.7214 | -2.7849 | -2.843 | -2.896 | -2.944 | -2.9875 | -3.0268 | -3.0618 | -3.0933 | -3.1218 | -3.1474 | -3.1703 | -3.1901 | -3.2074 | -3.2221 | -3.2344
Northwest | Single Family | Average | November | Clothes Washer | LDCEU/TDEF | Electric Load with Losses, Incl. Cogeneration | MW | 0 | 0 | 0 | 0 | 0 | 0 | 0 | 0 | 0 | 0 | 0 | 0 | 0 | 0 | 0 | 0 | 0 | 0 | 0 | 0 | 0 | 0 | 0 | 0 | 0 | 0 | 0 | 0 | 0 | 0 | 0 | 0 | 0 | 0 | 0 | 0 | 0 | 0 | 0 | 0 | 0 | 0 | 0 | 0 | 0 | 0 | 0 | 0 | 0 | 0 | 0 | 0 | 0 | 0 | 0 | 0 | 0 | 0
Northwest | Single Family | Average | November | Clothes Dryer | LDCEU/TDEF | Electric Load with Losses, Incl. Cogeneration | MW | 0 | 0 | 0 | 0 | 0 | 0 | 0 | 0 | 0 | 0 | 0 | 0 | 0 | 0 | 0 | 0 | 0 | 0 | 0 | 0 | 0 | 0 | 0 | 0 | 0.0392 | 0.0785 | 0.121 | 0.1642 | 0.2086 | 0.2539 | 0.299 | 0.3434 | 0.3879 | 0.4323 | 0.4761 | 0.5213 | 0.5664 | 0.6117 | 0.6586 | 0.7045 | 0.7502 | 0.7977 | 0.8446 | 0.8909 | 0.9381 | 0.9847 | 1.0306 | 1.0773 | 1.1237 | 1.1698 | 1.2169 | 1.2643 | 1.3117 | 1.3604 | 1.4087 | 1.4566 | 1.5058 | 1.5546
Northwest | Single Family | Average | November | Dishwasher | LDCEU/TDEF | Electric Load with Losses, Incl. Cogeneration | MW | 0 | 0 | 0 | 0 | 0 | 0 | 0 | 0 | 0 | 0 | 0 | 0 | 0 | 0 | 0 | 0 | 0 | 0 | 0 | 0 | 0 | 0 | 0 | 0 | 0 | 0 | 0 | 0 | 0 | 0 | 0 | 0 | 0 | 0 | 0 | 0 | 0 | 0 | 0 | 0 | 0 | 0 | 0 | 0 | 0 | 0 | 0 | 0 | 0 | 0 | 0 | 0 | 0 | 0 | 0 | 0 | 0 | 0
Northwest | Single Family | Average | November | Cooking | LDCEU/TDEF | Electric Load with Losses, Incl. Cogeneration | MW | 0 | 0 | 0 | 0 | 0 | 0 | 0 | 0 | 0 | 0 | 0 | 0 | 0 | 0 | 0 | 0 | 0 | 0 | 0 | 0 | 0 | 0 | 0 | 0 | 0 | 0 | -2.2429 | -4.2935 | -6.1571 | -7.824 | -9.3177 | -10.6464 | -11.8223 | -12.8561 | -13.7486 | -14.5176 | -15.1707 | -15.7208 | -16.1699 | -16.5201 | -16.7845 | -16.9699 | -17.0738 | -17.1031 | -17.0588 | -16.9493 | -16.777 | -16.5454 | -16.2595 | -15.9228 | -15.5372 | -15.1076 | -14.6367 | -14.1259 | -13.5781 | -12.9957 | -12.3837 | -11.7526
Northwest | Single Family | Average | November | Air Conditioning | LDCEU/TDEF | Electric Load with Losses, Incl. Cogeneration | MW | 0 | 0 | 0 | 0 | 0 | 0 | 0 | 0 | 0 | 0 | 0 | 0 | 0 | 0 | 0 | 0 | 0 | 0 | 0 | 0 | 0 | 0 | 0 | 0 | 0 | 0 | 0 | 0 | 0 | 0 | 0 | 0 | 0 | 0 | 0 | 0 | 0 | 0 | 0 | 0 | 0 | 0 | 0 | 0 | 0 | 0 | 0 | 0 | 0 | 0 | 0 | 0 | 0 | 0 | 0 | 0 | 0 | 0
Northwest | Single Family | Average | November | Entertainment Center | LDCEU/TDEF | Electric Load with Losses, Incl. Cogeneration | MW | 0 | 0 | 0 | 0 | 0 | 0 | 0 | 0 | 0 | 0 | 0 | 0 | 0 | 0 | 0 | 0 | 0 | 0 | 0 | 0 | 0 | 0 | 0 | 0 | -5.9481 | -16.4426 | -30.4203 | -46.9829 | -65.4286 | -85.128 | -105.6625 | -126.6479 | -147.84 | -169.0391 | -189.9807 | -210.7144 | -231.0725 | -251.0858 | -270.7142 | -289.7673 | -308.3486 | -326.5856 | -344.2414 | -361.3327 | -377.8958 | -393.9367 | -409.4158 | -424.4025 | -438.8975 | -452.8956 | -466.4675 | -479.6794 | -492.551 | -505.0695 | -517.2097 | -528.9998 | -540.4532 | -551.5833
Northwest | Single Family | Average | November | Other Non-Substitutables | LDCEU/TDEF | Electric Load with Losses, Incl. Cogeneration | MW | 0 | 0 | 0 | 0 | 0 | 0 | 0 | 0 | 0 | 0 | 0 | 0 | 0 | 0 | 0 | 0 | 0 | 0 | 0 | 0 | 0 | 0 | 0 | 0 | -32.3512 | -61.1577 | -87.038 | -110.2512 | -131.0812 | -149.6546 | -166.2505 | -181.0371 | -194.2429 | -206.0464 | -216.4862 | -225.8831 | -234.2778 | -241.8637 | -248.7302 | -254.8321 | -260.3453 | -265.4329 | -269.9845 | -274.0598 | -277.733 | -281.0436 | -283.9999 | -286.6727 | -289.085 | -291.2517 | -293.2327 | -295.0768 | -296.8059 | -298.418 | -299.9069 | -301.2916 | -302.5837 | -303.7933
Northwest | Single Family | Average | November | Water Heating Over 55 | LDCEU/TDEF | Electric Load with Losses, Incl. Cogeneration | MW | 0 | 0 | 0 | 0 | 0 | 0 | 0 | 0 | 0 | 0 | 0 | 0 | 0 | 0 | 0 | 0 | 0 | 0 | 0 | 0 | 0 | 0 | 0 | 0 | 0 | 0 | 0 | 0 | 0 | 0 | 0 | 0 | 0 | 0 | 0 | 0 | 0 | 0 | 0 | 0 | 0 | 0 | 0 | 0 | 0 | 0 | 0 | 0 | 0 | 0 | 0 | 0 | 0 | 0 | 0 | 0 | 0 | 0
Northwest | Single Family | Average | December | Space Heating | LDCEU/TDEF | Electric Load with Losses, Incl. Cogeneration | MW | -25.599 | -35.314 | -44.851 | -55.372 | -65.995 | -80.824 | -89.38 | -111.137 | -111.538 | -113.903 | -124.758 | -131.691 | -167.247 | -164.347 | -186.323 | -225.433 | -224.393 | -187.646 | -230.165 | -207.074 | -275.664 | -221.664 | -255.026 | -328.118 | -297.902 | -306.744 | -339.631 | -371.514 | -402.684 | -432.3 | -465.312 | -496.095 | -525.273 | -553.154 | -578.927 | -604.044 | -627.618 | -650.317 | -672.549 | -693.052 | -712.527 | -731.829 | -749.78 | -766.66 | -782.823 | -798.053 | -812.265 | -825.809 | -838.58 | -850.609 | -862.338 | -873.683 | -884.642 | -895.326 | -905.474 | -915.127 | -924.457 | -933.334
Northwest | Single Family | Average | December | Water Heating Under 55 | LDCEU/TDEF | Electric Load with Losses, Incl. Cogeneration | MW | 0 | 0 | 0 | 0 | 0 | 0 | 0 | 0 | 0 | 0 | 0 | 0 | 0 | 0 | 0 | 0 | 0 | 0 | 0 | 0 | 0 | 0 | 0 | 0 | 0.043 | 0.08 | 0.136 | 0.179 | 0.221 | 0.272 | 0.306 | 0.327 | 0.343 | 0.352 | 0.358 | 0.369 | 0.375 | 0.378 | 0.384 | 0.386 | 0.384 | 0.384 | 0.381 | 0.377 | 0.375 | 0.371 | 0.368 | 0.365 | 0.36 | 0.356 | 0.352 | 0.348 | 0.343 | 0.338 | 0.334 | 0.328 | 0.323 | 0.318
Northwest | Single Family | Average | December | Lighting | LDCEU/TDEF | Electric Load with Losses, Incl. Cogeneration | MW | 0 | 0 | 0 | 0 | 0 | 0 | 0 | 0 | 0 | 0 | 0 | 0 | 0 | 0 | 0 | 0 | 0 | 0 | 0 | 0 | 0 | 0 | 0 | 0 | -3.374 | -5.107 | -6.674 | -8.075 | -7.3 | -6.599 | -5.966 | -5.393 | -4.875 | -4.406 | -3.982 | -3.598 | -3.252 | -2.938 | -2.655 | -2.399 | -2.167 | -1.958 | -1.768 | -1.598 | -1.443 | -1.303 | -1.177 | -1.063 | -0.96 | -0.868 | -0.783 | -0.708 | -0.638 | -0.577 | -0.521 | -0.47 | -0.425 | -0.383
Northwest | Single Family | Average | December | Refrigeration | LDCEU/TDEF | Electric Load with Losses, Incl. Cogeneration | MW | 0 | 0 | 0 | 0 | 0 | 0 | 0 | 0 | 0 | 0 | 0 | 0 | 0 | 0 | 0 | 0 | 0 | 0 | 0 | 0 | 0 | 0 | 0 | 0 | 0 | 0 | 0 | 0 | 0 | 0 | 0 | 0 | 0 | 0 | 0 | 0 | 0 | 0 | 0 | 0 | 0 | 0 | 0 | 0 | 0 | 0 | 0 | 0 | 0 | 0 | 0 | 0 | 0 | 0 | 0 | 0 | 0 | 0
Northwest | Single Family | Average | December | Freezer | LDCEU/TDEF | Electric Load with Losses, Incl. Cogeneration | MW | 0 | 0 | 0 | 0 | 0 | 0 | 0 | 0 | 0 | 0 | 0 | 0 | 0 | 0 | 0 | 0 | 0 | 0 | 0 | 0 | 0 | 0 | 0 | 0 | -0.1999 | -0.3947 | -0.5788 | -0.7521 | -0.9153 | -1.0677 | -1.2099 | -1.3421 | -1.4653 | -1.5799 | -1.6853 | -1.784 | -1.8754 | -1.9608 | -2.0407 | -2.114 | -2.182 | -2.246 | -2.3047 | -2.3582 | -2.4073 | -2.4521 | -2.4925 | -2.5292 | -2.5623 | -2.5918 | -2.6182 | -2.6422 | -2.6638 | -2.6829 | -2.6996 | -2.7141 | -2.7264 | -2.7366
Northwest | Single Family | Average | December | Clothes Washer | LDCEU/TDEF | Electric Load with Losses, Incl. Cogeneration | MW | 0 | 0 | 0 | 0 | 0 | 0 | 0 | 0 | 0 | 0 | 0 | 0 | 0 | 0 | 0 | 0 | 0 | 0 | 0 | 0 | 0 | 0 | 0 | 0 | 0 | 0 | 0 | 0 | 0 | 0 | 0 | 0 | 0 | 0 | 0 | 0 | 0 | 0 | 0 | 0 | 0 | 0 | 0 | 0 | 0 | 0 | 0 | 0 | 0 | 0 | 0 | 0 | 0 | 0 | 0 | 0 | 0 | 0
Northwest | Single Family | Average | December | Clothes Dryer | LDCEU/TDEF | Electric Load with Losses, Incl. Cogeneration | MW | 0 | 0 | 0 | 0 | 0 | 0 | 0 | 0 | 0 | 0 | 0 | 0 | 0 | 0 | 0 | 0 | 0 | 0 | 0 | 0 | 0 | 0 | 0 | 0 | 0.0445 | 0.0892 | 0.1374 | 0.1867 | 0.2371 | 0.2886 | 0.3399 | 0.3903 | 0.441 | 0.4914 | 0.5411 | 0.5926 | 0.6438 | 0.6953 | 0.7486 | 0.8008 | 0.8528 | 0.9067 | 0.96 | 1.0127 | 1.0663 | 1.1194 | 1.1715 | 1.2246 | 1.2774 | 1.3297 | 1.3833 | 1.4372 | 1.491 | 1.5464 | 1.6014 | 1.6559 | 1.7116 | 1.7672
Northwest | Single Family | Average | December | Dishwasher | LDCEU/TDEF | Electric Load with Losses, Incl. Cogeneration | MW | 0 | 0 | 0 | 0 | 0 | 0 | 0 | 0 | 0 | 0 | 0 | 0 | 0 | 0 | 0 | 0 | 0 | 0 | 0 | 0 | 0 | 0 | 0 | 0 | 0 | 0 | 0 | 0 | 0 | 0 | 0 | 0 | 0 | 0 | 0 | 0 | 0 | 0 | 0 | 0 | 0 | 0 | 0 | 0 | 0 | 0 | 0 | 0 | 0 | 0 | 0 | 0 | 0 | 0 | 0 | 0 | 0 | 0
Northwest | Single Family | Average | December | Cooking | LDCEU/TDEF | Electric Load with Losses, Incl. Cogeneration | MW | 0 | 0 | 0 | 0 | 0 | 0 | 0 | 0 | 0 | 0 | 0 | 0 | 0 | 0 | 0 | 0 | 0 | 0 | 0 | 0 | 0 | 0 | 0 | 0 | 0 | 0 | -2.3353 | -4.4702 | -6.4105 | -8.146 | -9.7012 | -11.0845 | -12.3088 | -13.385 | -14.3142 | -15.1148 | -15.795 | -16.3676 | -16.8353 | -17.2 | -17.4754 | -17.6685 | -17.7769 | -17.8076 | -17.7618 | -17.648 | -17.4689 | -17.228 | -16.9307 | -16.5806 | -16.1795 | -15.7327 | -15.2429 | -14.7116 | -14.1418 | -13.536 | -12.8993 | -12.2428
Northwest | Single Family | Average | December | Air Conditioning | LDCEU/TDEF | Electric Load with Losses, Incl. Cogeneration | MW | 0 | 0 | 0 | 0 | 0 | 0 | 0 | 0 | 0 | 0 | 0 | 0 | 0 | 0 | 0 | 0 | 0 | 0 | 0 | 0 | 0 | 0 | 0 | 0 | 0 | 0 | 0 | 0 | 0 | 0 | 0 | 0 | 0 | 0 | 0 | 0 | 0 | 0 | 0 | 0 | 0 | 0 | 0 | 0 | 0 | 0 | 0 | 0 | 0 | 0 | 0 | 0 | 0 | 0 | 0 | 0 | 0 | 0
Northwest | Single Family | Average | December | Entertainment Center | LDCEU/TDEF | Electric Load with Losses, Incl. Cogeneration | MW | 0 | 0 | 0 | 0 | 0 | 0 | 0 | 0 | 0 | 0 | 0 | 0 | 0 | 0 | 0 | 0 | 0 | 0 | 0 | 0 | 0 | 0 | 0 | 0 | -7.159 | -19.7896 | -36.6118 | -56.5448 | -78.7435 | -102.4504 | -127.1612 | -152.4144 | -177.9155 | -203.424 | -228.6221 | -253.5689 | -278.0634 | -302.142 | -325.7562 | -348.6783 | -371.0314 | -392.9694 | -414.2074 | -434.7658 | -454.688 | -473.9815 | -492.5988 | -510.623 | -528.0557 | -544.8903 | -561.2119 | -577.1 | -592.578 | -607.631 | -622.2288 | -636.4049 | -650.1759 | -663.5578
Northwest | Single Family | Average | December | Other Non-Substitutables | LDCEU/TDEF | Electric Load with Losses, Incl. Cogeneration | MW | 0 | 0 | 0 | 0 | 0 | 0 | 0 | 0 | 0 | 0 | 0 | 0 | 0 | 0 | 0 | 0 | 0 | 0 | 0 | 0 | 0 | 0 | 0 | 0 | -33.0013 | -62.3852 | -88.7835 | -112.4611 | -133.7072 | -152.6507 | -169.5765 | -184.6567 | -198.1242 | -210.1605 | -220.8061 | -230.3877 | -238.9468 | -246.681 | -253.6807 | -259.9 | -265.5195 | -270.7046 | -275.3417 | -279.4943 | -283.2367 | -286.6094 | -289.6196 | -292.3419 | -294.7976 | -297.0041 | -299.0208 | -300.898 | -302.6575 | -304.2978 | -305.8126 | -307.221 | -308.5346 | -309.7647
Northwest | Single Family | Average | December | Water Heating Over 55 | LDCEU/TDEF | Electric Load with Losses, Incl. Cogeneration | MW | 0 | 0 | 0 | 0 | 0 | 0 | 0 | 0 | 0 | 0 | 0 | 0 | 0 | 0 | 0 | 0 | 0 | 0 | 0 | 0 | 0 | 0 | 0 | 0 | 0 | 0 | 0 | 0 | 0 | 0 | 0 | 0 | 0 | 0 | 0 | 0 | 0 | 0 | 0 | 0 | 0 | 0 | 0 | 0 | 0 | 0 | 0 | 0 | 0 | 0 | 0 | 0 | 0 | 0 | 0 | 0 | 0 | 0
Northwest | Single Family | Minimum | January | Space Heating | LDCEU/TDEF | Electric Load with Losses, Incl. Cogeneration | MW | -19.529 | -20.207 | -27.949 | -35.527 | -42.502 | -44.65 | -58.134 | -72.098 | -71.863 | -79.715 | -68.586 | -94.565 | -102.224 | -87.483 | -130.266 | -139.156 | -129.583 | -104.944 | -133.712 | -137.921 | -169.931 | -147.1 | -141.963 | -171.87 | -183.201 | -188.569 | -208.574 | -227.957 | -246.893 | -264.877 | -285.047 | -303.847 | -321.647 | -338.631 | -354.317 | -369.575 | -383.879 | -397.636 | -411.081 | -423.47 | -435.222 | -446.847 | -457.645 | -467.78 | -477.465 | -486.577 | -495.063 | -503.131 | -510.724 | -517.87 | -524.829 | -531.558 | -538.055 | -544.383 | -550.391 | -556.101 | -561.614 | -566.855
Northwest | Single Family | Minimum | January | Water Heating Under 55 | LDCEU/TDEF | Electric Load with Losses, Incl. Cogeneration | MW | 0 | 0 | 0 | 0 | 0 | 0 | 0 | 0 | 0 | 0 | 0 | 0 | 0 | 0 | 0 | 0 | 0 | 0 | 0 | 0 | 0 | -0.0001 | 0 | 0 | 0.0135 | 0.025 | 0.0424 | 0.0559 | 0.0688 | 0.0848 | 0.0954 | 0.1019 | 0.1065 | 0.1093 | 0.1112 | 0.1142 | 0.116 | 0.1169 | 0.1187 | 0.1191 | 0.1185 | 0.1183 | 0.1175 | 0.1165 | 0.1156 | 0.1145 | 0.1135 | 0.1123 | 0.1111 | 0.1098 | 0.1086 | 0.1072 | 0.1058 | 0.1043 | 0.1028 | 0.1012 | 0.0997 | 0.0981
Northwest | Single Family | Minimum | January | Lighting | LDCEU/TDEF | Electric Load with Losses, Incl. Cogeneration | MW | 0 | 0 | 0 | 0 | 0 | 0 | 0 | 0 | 0 | 0 | 0 | 0 | 0 | 0 | 0 | 0 | 0 | 0 | 0 | 0 | 0 | 0 | 0 | -0.0001 | -2.2822 | -3.4545 | -4.5151 | -5.4621 | -4.9382 | -4.4644 | -4.0358 | -3.6481 | -3.2975 | -2.9803 | -2.6935 | -2.4342 | -2.1997 | -1.9876 | -1.7959 | -1.6226 | -1.4661 | -1.3244 | -1.1965 | -1.0808 | -0.9763 | -0.8818 | -0.7965 | -0.7194 | -0.6498 | -0.5868 | -0.5299 | -0.4786 | -0.4321 | -0.3903 | -0.3523 | -0.3181 | -0.2872 | -0.2594
Northwest | Single Family | Minimum | January | Refrigeration | LDCEU/TDEF | Electric Load with Losses, Incl. Cogeneration | MW | 0 | 0 | 0 | 0 | 0 | 0 | 0 | 0 | 0 | 0 | 0 | 0 | 0 | 0 | 0 | 0 | 0 | 0 | 0 | 0 | 0 | 0 | 0 | 0 | 0 | 0 | 0 | 0 | 0 | 0 | 0 | 0 | 0 | 0 | 0 | 0 | 0 | 0 | 0 | 0 | 0 | 0 | 0 | 0 | 0 | 0 | 0 | 0 | 0 | 0 | 0 | 0 | 0 | 0 | 0 | 0 | 0 | 0
Northwest | Single Family | Minimum | January | Freezer | LDCEU/TDEF | Electric Load with Losses, Incl. Cogeneration | MW | 0 | 0 | 0 | 0 | 0 | 0 | 0 | 0 | 0 | 0 | 0 | 0 | 0 | 0 | 0 | 0 | 0 | 0 | 0 | 0 | 0 | 0 | 0 | 0 | -0.2095 | -0.4152 | -0.6094 | -0.7927 | -0.9653 | -1.1269 | -1.2779 | -1.4187 | -1.55 | -1.6725 | -1.7853 | -1.8911 | -1.9895 | -2.0816 | -2.1679 | -2.2473 | -2.3214 | -2.3912 | -2.4554 | -2.5143 | -2.5685 | -2.6183 | -2.6634 | -2.7047 | -2.742 | -2.7756 | -2.8061 | -2.8339 | -2.8592 | -2.8819 | -2.9021 | -2.9198 | -2.9353 | -2.9486
Northwest | Single Family | Minimum | January | Clothes Washer | LDCEU/TDEF | Electric Load with Losses, Incl. Cogeneration | MW | 0 | 0 | 0 | 0 | 0 | 0 | 0 | 0 | 0 | 0 | 0 | 0 | 0 | 0 | 0 | 0 | 0 | 0 | 0 | 0 | 0 | 0 | 0 | 0 | 0 | 0 | 0 | 0 | 0 | 0 | 0 | 0 | 0 | 0 | 0 | 0 | 0 | 0 | 0 | 0 | 0 | 0 | 0 | 0 | 0 | 0 | 0 | 0 | 0 | 0 | 0 | 0 | 0 | 0 | 0 | 0 | 0 | 0
Northwest | Single Family | Minimum | January | Clothes Dryer | LDCEU/TDEF | Electric Load with Losses, Incl. Cogeneration | MW | 0 | 0 | 0 | 0 | 0 | 0 | 0 | 0 | 0 | 0 | 0 | 0 | 0 | 0 | 0 | 0 | 0 | 0 | 0 | 0 | 0 | 0 | 0 | 0 | 0.0029 | 0.0058 | 0.009 | 0.0122 | 0.0155 | 0.019 | 0.0223 | 0.0257 | 0.029 | 0.0323 | 0.0356 | 0.039 | 0.0424 | 0.0458 | 0.0493 | 0.0527 | 0.0562 | 0.0597 | 0.0632 | 0.0666 | 0.0702 | 0.0737 | 0.0772 | 0.0806 | 0.0841 | 0.0875 | 0.0911 | 0.0946 | 0.0982 | 0.1019 | 0.1055 | 0.109 | 0.1127 | 0.1164
Northwest | Single Family | Minimum | January | Dishwasher | LDCEU/TDEF | Electric Load with Losses, Incl. Cogeneration | MW | 0 | 0 | 0 | 0 | 0 | 0 | 0 | 0 | 0 | 0 | 0 | 0 | 0 | 0 | 0 | 0 | 0 | 0 | 0 | 0 | 0 | 0 | 0 | 0 | 0 | 0 | 0 | 0 | 0 | 0 | 0 | 0 | 0 | 0 | 0 | 0 | 0 | 0 | 0 | 0 | 0 | 0 | 0 | 0 | 0 | 0 | 0 | 0 | 0 | 0 | 0 | 0 | 0 | 0 | 0 | 0 | 0 | 0
Northwest | Single Family | Minimum | January | Cooking | LDCEU/TDEF | Electric Load with Losses, Incl. Cogeneration | MW | 0 | 0 | 0 | 0 | 0 | 0 | 0 | 0 | 0 | 0 | 0 | 0 | 0 | 0 | 0 | 0 | 0 | 0 | 0 | 0 | 0 | 0 | 0 | 0 | 0 | 0 | -0.3634 | -0.6957 | -0.9978 | -1.2683 | -1.5106 | -1.7262 | -1.9172 | -2.0851 | -2.2301 | -2.355 | -2.4612 | -2.5507 | -2.6238 | -2.6808 | -2.7238 | -2.7541 | -2.7711 | -2.776 | -2.7689 | -2.7511 | -2.7231 | -2.6855 | -2.639 | -2.5843 | -2.5215 | -2.4516 | -2.3749 | -2.2918 | -2.2026 | -2.1077 | -2.0081 | -1.9057
Northwest | Single Family | Minimum | January | Air Conditioning | LDCEU/TDEF | Electric Load with Losses, Incl. Cogeneration | MW | 0 | 0 | 0 | 0 | 0 | 0 | 0 | 0 | 0 | 0 | 0 | 0 | 0 | 0 | 0 | 0 | 0 | 0 | 0 | 0 | 0 | 0 | 0 | 0 | 0 | 0 | 0 | 0 | 0 | 0 | 0 | 0 | 0 | 0 | 0 | 0 | 0 | 0 | 0 | 0 | 0 | 0 | 0 | 0 | 0 | 0 | 0 | 0 | 0 | 0 | 0 | 0 | 0 | 0 | 0 | 0 | 0 | 0
Northwest | Single Family | Minimum | January | Entertainment Center | LDCEU/TDEF | Electric Load with Losses, Incl. Cogeneration | MW | 0 | 0 | 0 | 0 | 0 | 0 | 0 | 0 | 0 | 0 | 0 | 0 | 0 | 0 | 0 | 0 | 0 | 0 | 0 | 0 | 0 | 0 | 0 | 0 | -1.9723 | -5.4529 | -10.0886 | -15.5832 | -21.7043 | -28.2447 | -35.0634 | -42.0353 | -49.0786 | -56.1262 | -63.0909 | -69.9885 | -76.7648 | -83.4294 | -89.9672 | -96.3176 | -102.5145 | -108.5977 | -114.4916 | -120.1987 | -125.7317 | -131.0923 | -136.2673 | -141.2796 | -146.1288 | -150.8134 | -155.3571 | -159.7826 | -164.096 | -168.293 | -172.3648 | -176.3208 | -180.1653 | -183.9027
Northwest | Single Family | Minimum | January | Other Non-Substitutables | LDCEU/TDEF | Electric Load with Losses, Incl. Cogeneration | MW | 0 | 0 | 0 | 0 | 0 | 0 | 0 | 0 | 0 | 0 | 0 | 0 | 0 | 0 | 0 | 0 | 0 | 0 | 0 | 0 | 0 | 0 | 0 | 0 | -23.6332 | -44.6813 | -63.5858 | -80.5487 | -95.7753 | -109.3648 | -121.5096 | -132.3395 | -142.0181 | -150.673 | -158.3339 | -165.2337 | -171.4047 | -176.9869 | -182.042 | -186.5424 | -190.6149 | -194.3755 | -197.7469 | -200.7695 | -203.497 | -205.9603 | -208.1634 | -210.159 | -211.9626 | -213.5862 | -215.0733 | -216.4616 | -217.7653 | -218.984 | -220.1119 | -221.1634 | -222.147 | -223.0695
Northwest | Single Family | Minimum | January | Water Heating Over 55 | LDCEU/TDEF | Electric Load with Losses, Incl. Cogeneration | MW | 0 | 0 | 0 | 0 | 0 | 0 | 0 | 0 | 0 | 0 | 0 | 0 | 0 | 0 | 0 | 0 | 0 | 0 | 0 | 0 | 0 | 0 | 0 | 0 | 0 | 0 | 0 | 0 | 0 | 0 | 0 | 0 | 0 | 0 | 0 | 0 | 0 | 0 | 0 | 0 | 0 | 0 | 0 | 0 | 0 | 0 | 0 | 0 | 0 | 0 | 0 | 0 | 0 | 0 | 0 | 0 | 0 | 0
Northwest | Single Family | Minimum | February | Space Heating | LDCEU/TDEF | Electric Load with Losses, Incl. Cogeneration | MW | -14.96 | -20.316 | -21.0377 | -29.599 | -33.898 | -35.0998 | -49.847 | -53.7173 | -62.904 | -64.373 | -66.298 | -69.651 | -85.187 | -86.384 | -89.862 | -97.446 | -106.892 | -88.5997 | -122.927 | -110.414 | -126.71 | -141.567 | -105.5581 | -119.691 | -148.63 | -153.005 | -169.324 | -185.138 | -200.591 | -215.269 | -231.707 | -247.031 | -261.545 | -275.398 | -288.195 | -300.649 | -312.329 | -323.564 | -334.552 | -344.678 | -354.287 | -363.797 | -372.634 | -380.931 | -388.864 | -396.331 | -403.288 | -409.908 | -416.14 | -422.006 | -427.723 | -433.25 | -438.588 | -443.787 | -448.725 | -453.418 | -457.953 | -462.263
Northwest | Single Family | Minimum | February | Water Heating Under 55 | LDCEU/TDEF | Electric Load with Losses, Incl. Cogeneration | MW | 0 | 0 | 0 | 0 | 0 | 0 | 0 | 0 | 0 | 0 | 0 | 0 | 0 | 0 | 0 | 0 | 0 | 0 | 0 | 0 | 0 | -0.0001 | 0 | 0 | 0.0134 | 0.0248 | 0.0421 | 0.0557 | 0.0685 | 0.0844 | 0.095 | 0.1015 | 0.106 | 0.1087 | 0.1106 | 0.1137 | 0.1155 | 0.1164 | 0.1182 | 0.1187 | 0.118 | 0.1178 | 0.117 | 0.1161 | 0.1151 | 0.1141 | 0.113 | 0.1119 | 0.1107 | 0.1094 | 0.1081 | 0.1068 | 0.1053 | 0.1039 | 0.1024 | 0.1009 | 0.0993 | 0.0977
Northwest | Single Family | Minimum | February | Lighting | LDCEU/TDEF | Electric Load with Losses, Incl. Cogeneration | MW | 0 | 0 | 0 | 0 | 0 | 0 | 0 | 0 | 0 | 0 | 0 | 0 | 0 | 0 | 0 | 0 | 0 | 0 | 0 | 0 | 0 | 0 | 0 | 0 | -2.0571 | -3.1138 | -4.0698 | -4.9234 | -4.4512 | -4.024 | -3.6378 | -3.2884 | -2.9722 | -2.6863 | -2.4278 | -2.194 | -1.9827 | -1.7916 | -1.6189 | -1.4627 | -1.3215 | -1.1938 | -1.0785 | -0.9742 | -0.8799 | -0.7949 | -0.718 | -0.6485 | -0.5856 | -0.5289 | -0.4776 | -0.4314 | -0.3896 | -0.3518 | -0.3176 | -0.2868 | -0.2589 | -0.2338
Northwest | Single Family | Minimum | February | Refrigeration | LDCEU/TDEF | Electric Load with Losses, Incl. Cogeneration | MW | 0 | 0 | 0 | 0 | 0 | 0 | 0 | 0 | 0 | 0 | 0 | 0 | 0 | 0 | 0 | 0 | 0 | 0 | 0 | 0 | 0 | 0 | 0 | 0 | 0 | 0 | 0 | 0 | 0 | 0 | 0 | 0 | 0 | 0 | 0 | 0 | 0 | 0 | 0 | 0 | 0 | 0 | 0 | 0 | 0 | 0 | 0 | 0 | 0 | 0 | 0 | 0 | 0 | 0 | 0 | 0 | 0 | 0
Northwest | Single Family | Minimum | February | Freezer | LDCEU/TDEF | Electric Load with Losses, Incl. Cogeneration | MW | 0 | 0 | 0 | 0 | 0 | 0 | 0 | 0 | 0 | 0 | 0 | 0 | 0 | 0 | 0 | 0 | 0 | 0 | 0 | 0 | 0 | 0 | 0 | 0 | -0.21 | -0.4162 | -0.611 | -0.7947 | -0.9679 | -1.13 | -1.2815 | -1.4226 | -1.5543 | -1.6772 | -1.7905 | -1.8966 | -1.9953 | -2.0878 | -2.1743 | -2.2541 | -2.3284 | -2.3985 | -2.4632 | -2.5223 | -2.5768 | -2.6268 | -2.6722 | -2.7136 | -2.7512 | -2.785 | -2.8157 | -2.8437 | -2.8693 | -2.8922 | -2.9125 | -2.9305 | -2.9462 | -2.9597
Northwest | Single Family | Minimum | February | Clothes Washer | LDCEU/TDEF | Electric Load with Losses, Incl. Cogeneration | MW | 0 | 0 | 0 | 0 | 0 | 0 | 0 | 0 | 0 | 0 | 0 | 0 | 0 | 0 | 0 | 0 | 0 | 0 | 0 | 0 | 0 | 0 | 0 | 0 | 0 | 0 | 0 | 0 | 0 | 0 | 0 | 0 | 0 | 0 | 0 | 0 | 0 | 0 | 0 | 0 | 0 | 0 | 0 | 0 | 0 | 0 | 0 | 0 | 0 | 0 | 0 | 0 | 0 | 0 | 0 | 0 | 0 | 0
Northwest | Single Family | Minimum | February | Clothes Dryer | LDCEU/TDEF | Electric Load with Losses, Incl. Cogeneration | MW | 0 | 0 | 0 | 0 | 0 | 0 | 0 | 0 | 0 | 0 | 0 | 0 | 0 | 0 | 0 | 0 | 0 | 0 | 0 | 0 | 0 | 0 | 0 | 0 | 0.0064 | 0.0129 | 0.0198 | 0.0269 | 0.0343 | 0.0417 | 0.049 | 0.0564 | 0.0637 | 0.071 | 0.0781 | 0.0856 | 0.093 | 0.1004 | 0.1082 | 0.1157 | 0.1232 | 0.131 | 0.1387 | 0.1463 | 0.1541 | 0.1618 | 0.1693 | 0.1771 | 0.1846 | 0.1922 | 0.2 | 0.2078 | 0.2156 | 0.2236 | 0.2315 | 0.2394 | 0.2475 | 0.2556
Northwest | Single Family | Minimum | February | Dishwasher | LDCEU/TDEF | Electric Load with Losses, Incl. Cogeneration | MW | 0 | 0 | 0 | 0 | 0 | 0 | 0 | 0 | 0 | 0 | 0 | 0 | 0 | 0 | 0 | 0 | 0 | 0 | 0 | 0 | 0 | 0 | 0 | 0 | 0 | 0 | 0 | 0 | 0 | 0 | 0 | 0 | 0 | 0 | 0 | 0 | 0 | 0 | 0 | 0 | 0 | 0 | 0 | 0 | 0 | 0 | 0 | 0 | 0 | 0 | 0 | 0 | 0 | 0 | 0 | 0 | 0 | 0
Northwest | Single Family | Minimum | February | Cooking | LDCEU/TDEF | Electric Load with Losses, Incl. Cogeneration | MW | 0 | 0 | 0 | 0 | 0 | 0 | 0 | 0 | 0 | 0 | 0 | 0 | 0 | 0 | 0 | 0 | 0 | 0 | 0 | 0 | 0 | 0 | 0 | 0 | 0 | 0 | -0.3204 | -0.6134 | -0.8797 | -1.1182 | -1.3318 | -1.522 | -1.6903 | -1.8383 | -1.9662 | -2.0763 | -2.17 | -2.2488 | -2.3132 | -2.3634 | -2.4014 | -2.4281 | -2.4431 | -2.4473 | -2.441 | -2.4254 | -2.4007 | -2.3675 | -2.3265 | -2.2781 | -2.2228 | -2.1611 | -2.0935 | -2.0201 | -1.9414 | -1.8577 | -1.7698 | -1.6795
Northwest | Single Family | Minimum | February | Air Conditioning | LDCEU/TDEF | Electric Load with Losses, Incl. Cogeneration | MW | 0 | 0 | 0 | 0 | 0 | 0 | 0 | 0 | 0 | 0 | 0 | 0 | 0 | 0 | 0 | 0 | 0 | 0 | 0 | 0 | 0 | 0 | 0 | 0 | 0 | 0 | 0 | 0 | 0 | 0 | 0 | 0 | 0 | 0 | 0 | 0 | 0 | 0 | 0 | 0 | 0 | 0 | 0 | 0 | 0 | 0 | 0 | 0 | 0 | 0 | 0 | 0 | 0 | 0 | 0 | 0 | 0 | 0
Northwest | Single Family | Minimum | February | Entertainment Center | LDCEU/TDEF | Electric Load with Losses, Incl. Cogeneration | MW | 0 | 0 | 0 | 0 | 0 | 0 | 0 | 0 | 0 | 0 | 0 | 0 | 0 | 0 | 0 | 0 | 0 | 0 | 0 | 0 | 0 | 0 | 0 | 0 | -2.6151 | -7.2303 | -13.3768 | -20.6622 | -28.7781 | -37.4504 | -46.4917 | -55.7363 | -65.0756 | -74.4209 | -83.6563 | -92.8031 | -101.7891 | -110.627 | -119.2973 | -127.7191 | -135.9375 | -144.0054 | -151.8224 | -159.3916 | -166.7301 | -173.8404 | -180.7045 | -187.353 | -193.7854 | -199.9995 | -206.0269 | -211.8976 | -217.6199 | -223.1879 | -228.5901 | -233.8387 | -238.9395 | -243.8984
Northwest | Single Family | Minimum | February | Other Non-Substitutables | LDCEU/TDEF | Electric Load with Losses, Incl. Cogeneration | MW | 0 | 0 | 0 | 0 | 0 | 0 | 0 | 0 | 0 | 0 | 0 | 0 | 0 | 0 | 0 | 0 | 0 | 0 | 0 | 0 | 0 | 0 | 0 | 0 | -21.7701 | -41.1587 | -58.5718 | -74.1963 | -88.2215 | -100.7392 | -111.9265 | -121.9026 | -130.8182 | -138.7915 | -145.8488 | -152.2056 | -157.8912 | -163.0343 | -167.6926 | -171.8397 | -175.5928 | -179.0586 | -182.1661 | -184.952 | -187.4665 | -189.7374 | -191.7688 | -193.6091 | -195.2723 | -196.77 | -198.1418 | -199.4227 | -200.6256 | -201.7505 | -202.7915 | -203.7624 | -204.6706 | -205.5225
Northwest | Single Family | Minimum | February | Water Heating Over 55 | LDCEU/TDEF | Electric Load with Losses, Incl. Cogeneration | MW | 0 | 0 | 0 | 0 | 0 | 0 | 0 | 0 | 0 | 0 | 0 | 0 | 0 | 0 | 0 | 0 | 0 | 0 | 0 | 0 | 0 | 0 | 0 | 0 | 0 | 0 | 0 | 0 | 0 | 0 | 0 | 0 | 0 | 0 | 0 | 0 | 0 | 0 | 0 | 0 | 0 | 0 | 0 | 0 | 0 | 0 | 0 | 0 | 0 | 0 | 0 | 0 | 0 | 0 | 0 | 0 | 0 | 0
Northwest | Single Family | Minimum | March | Space Heating | LDCEU/TDEF | Electric Load with Losses, Incl. Cogeneration | MW | -11.5947 | -15.5776 | -23.0415 | -26.1524 | -32.4697 | -35.4892 | -51.083 | -56.225 | -54.3584 | -72.024 | -58.3394 | -59.5779 | -70.2634 | -83.242 | -79.0034 | -107.981 | -113.149 | -94.8258 | -110.729 | -119.366 | -119.512 | -117.92 | -101.6131 | -131.686 | -140.359 | -144.467 | -159.715 | -174.494 | -188.936 | -202.655 | -217.995 | -232.294 | -245.84 | -258.771 | -270.717 | -282.347 | -293.253 | -303.748 | -314.014 | -323.476 | -332.457 | -341.347 | -349.61 | -357.369 | -364.792 | -371.779 | -378.291 | -384.489 | -390.327 | -395.819 | -401.172 | -406.348 | -411.346 | -416.216 | -420.839 | -425.235 | -429.479 | -433.5165
Northwest | Single Family | Minimum | March | Water Heating Under 55 | LDCEU/TDEF | Electric Load with Losses, Incl. Cogeneration | MW | 0 | 0 | 0 | 0 | 0 | 0 | 0 | 0 | 0 | 0 | 0 | 0 | 0 | 0 | 0 | 0 | 0 | 0 | 0 | 0 | 0 | 0 | 0 | 0 | 0.0094 | 0.0174 | 0.0297 | 0.0393 | 0.0484 | 0.0596 | 0.0671 | 0.0717 | 0.075 | 0.077 | 0.0783 | 0.0806 | 0.082 | 0.0826 | 0.084 | 0.0843 | 0.0838 | 0.0837 | 0.0831 | 0.0825 | 0.0818 | 0.0811 | 0.0803 | 0.0796 | 0.0786 | 0.0777 | 0.0768 | 0.0759 | 0.0749 | 0.0738 | 0.0728 | 0.0717 | 0.0706 | 0.0694
Northwest | Single Family | Minimum | March | Lighting | LDCEU/TDEF | Electric Load with Losses, Incl. Cogeneration | MW | 0 | 0 | 0 | 0 | 0 | 0 | 0 | 0 | 0 | 0 | 0 | 0 | 0 | 0 | 0 | 0 | 0 | 0 | 0 | 0 | 0 | 0 | 0 | -0.0001 | -1.9824 | -3.0008 | -3.9221 | -4.7447 | -4.2896 | -3.8781 | -3.5057 | -3.169 | -2.8644 | -2.5888 | -2.3397 | -2.1144 | -1.9108 | -1.7265 | -1.56 | -1.4095 | -1.2735 | -1.1504 | -1.0394 | -0.9389 | -0.8481 | -0.766 | -0.6919 | -0.6249 | -0.5644 | -0.5097 | -0.4604 | -0.4157 | -0.3754 | -0.339 | -0.306 | -0.2764 | -0.2496 | -0.2254
Northwest | Single Family | Minimum | March | Refrigeration | LDCEU/TDEF | Electric Load with Losses, Incl. Cogeneration | MW | 0 | 0 | 0 | 0 | 0 | 0 | 0 | 0 | 0 | 0 | 0 | 0 | 0 | 0 | 0 | 0 | 0 | 0 | 0 | 0 | 0 | 0 | 0 | 0 | 0 | 0 | 0 | 0 | 0 | 0 | 0 | 0 | 0 | 0 | 0 | 0 | 0 | 0 | 0 | 0 | 0 | 0 | 0 | 0 | 0 | 0 | 0 | 0 | 0 | 0 | 0 | 0 | 0 | 0 | 0 | 0 | 0 | 0
Northwest | Single Family | Minimum | March | Freezer | LDCEU/TDEF | Electric Load with Losses, Incl. Cogeneration | MW | 0 | 0 | 0 | 0 | 0 | 0 | 0 | 0 | 0 | 0 | 0 | 0 | 0 | 0 | 0 | 0 | 0 | 0 | 0 | 0 | 0 | 0 | 0 | 0 | -0.2341 | -0.4641 | -0.6813 | -0.8862 | -1.0795 | -1.2602 | -1.4292 | -1.5868 | -1.7338 | -1.8709 | -1.9974 | -2.1158 | -2.226 | -2.3293 | -2.426 | -2.5151 | -2.5982 | -2.6765 | -2.7487 | -2.8149 | -2.8758 | -2.9317 | -2.9825 | -3.0289 | -3.071 | -3.1089 | -3.1433 | -3.1747 | -3.2033 | -3.2291 | -3.2519 | -3.2721 | -3.2898 | -3.305
Northwest | Single Family | Minimum | March | Clothes Washer | LDCEU/TDEF | Electric Load with Losses, Incl. Cogeneration | MW | 0 | 0 | 0 | 0 | 0 | 0 | 0 | 0 | 0 | 0 | 0 | 0 | 0 | 0 | 0 | 0 | 0 | 0 | 0 | 0 | 0 | 0 | 0 | 0 | 0 | 0 | 0 | 0 | 0 | 0 | 0 | 0 | 0 | 0 | 0 | 0 | 0 | 0 | 0 | 0 | 0 | 0 | 0 | 0 | 0 | 0 | 0 | 0 | 0 | 0 | 0 | 0 | 0 | 0 | 0 | 0 | 0 | 0
Northwest | Single Family | Minimum | March | Clothes Dryer | LDCEU/TDEF | Electric Load with Losses, Incl. Cogeneration | MW | 0 | 0 | 0 | 0 | 0 | 0 | 0 | 0 | 0 | 0 | 0 | 0 | 0 | 0 | 0 | 0 | 0 | 0 | 0 | 0 | 0 | 0 | 0 | 0 | 0.0066 | 0.0133 | 0.0205 | 0.0278 | 0.0354 | 0.043 | 0.0508 | 0.0582 | 0.0658 | 0.0734 | 0.0808 | 0.0885 | 0.0962 | 0.1039 | 0.1118 | 0.1197 | 0.1275 | 0.1355 | 0.1436 | 0.1514 | 0.1594 | 0.1673 | 0.1752 | 0.1831 | 0.191 | 0.1988 | 0.2069 | 0.2149 | 0.2229 | 0.2313 | 0.2395 | 0.2477 | 0.256 | 0.2643
Northwest | Single Family | Minimum | March | Dishwasher | LDCEU/TDEF | Electric Load with Losses, Incl. Cogeneration | MW | 0 | 0 | 0 | 0 | 0 | 0 | 0 | 0 | 0 | 0 | 0 | 0 | 0 | 0 | 0 | 0 | 0 | 0 | 0 | 0 | 0 | 0 | 0 | 0 | 0 | 0 | 0 | 0 | 0 | 0 | 0 | 0 | 0 | 0 | 0 | 0 | 0 | 0 | 0 | 0 | 0 | 0 | 0 | 0 | 0 | 0 | 0 | 0 | 0 | 0 | 0 | 0 | 0 | 0 | 0 | 0 | 0 | 0
Northwest | Single Family | Minimum | March | Cooking | LDCEU/TDEF | Electric Load with Losses, Incl. Cogeneration | MW | 0 | 0 | 0 | 0 | 0 | 0 | 0 | 0 | 0 | 0 | 0 | 0 | 0 | 0 | 0 | 0 | 0 | 0 | 0 | 0 | 0 | 0 | 0 | 0 | 0 | 0 | -0.3836 | -0.7344 | -1.0532 | -1.3387 | -1.5945 | -1.8222 | -2.0237 | -2.2009 | -2.354 | -2.4859 | -2.598 | -2.6925 | -2.7696 | -2.8298 | -2.8752 | -2.9071 | -2.925 | -2.9301 | -2.9226 | -2.9038 | -2.8743 | -2.8345 | -2.7854 | -2.7275 | -2.6612 | -2.5873 | -2.5063 | -2.4184 | -2.3241 | -2.2239 | -2.1187 | -2.0105
Northwest | Single Family | Minimum | March | Air Conditioning | LDCEU/TDEF | Electric Load with Losses, Incl. Cogeneration | MW | 0 | 0 | 0 | 0 | 0 | 0 | 0 | 0 | 0 | 0 | 0 | 0 | 0 | 0 | 0 | 0 | 0 | 0 | 0 | 0 | 0 | 0 | 0 | 0 | 0 | 0 | 0 | 0 | 0 | 0 | 0 | 0 | 0 | 0 | 0 | 0 | 0 | 0 | 0 | 0 | 0 | 0 | 0 | 0 | 0 | 0 | 0 | 0 | 0 | 0 | 0 | 0 | 0 | 0 | 0 | 0 | 0 | 0
Northwest | Single Family | Minimum | March | Entertainment Center | LDCEU/TDEF | Electric Load with Losses, Incl. Cogeneration | MW | 0 | 0 | 0 | 0 | 0 | 0 | 0 | 0 | 0 | 0 | 0 | 0 | 0 | 0 | 0 | 0 | 0 | 0 | 0 | 0 | 0 | 0 | 0 | 0 | -3.732 | -10.3181 | -19.0899 | -29.4871 | -41.0698 | -53.4468 | -66.351 | -79.5453 | -92.8754 | -106.2142 | -119.3966 | -132.4528 | -145.2798 | -157.8959 | -170.2729 | -182.2958 | -194.0287 | -205.5468 | -216.7073 | -227.5143 | -237.9921 | -248.1444 | -257.9455 | -267.4389 | -276.6239 | -285.4971 | -294.1043 | -302.4879 | -310.6598 | -318.6115 | -326.3267 | -333.8226 | -341.1077 | -348.19
Northwest | Single Family | Minimum | March | Other Non-Substitutables | LDCEU/TDEF | Electric Load with Losses, Incl. Cogeneration | MW | 0 | 0 | 0 | 0 | 0 | 0 | 0 | 0 | 0 | 0 | 0 | 0 | 0 | 0 | 0 | 0 | 0 | 0 | 0 | 0 | 0 | 0 | 0 | 0 | -22.7028 | -42.9226 | -61.0826 | -77.3775 | -92.0049 | -105.0606 | -116.729 | -127.1347 | -136.4346 | -144.7519 | -152.1141 | -158.7457 | -164.6775 | -170.0436 | -174.9041 | -179.2315 | -183.1485 | -186.7655 | -190.009 | -192.9172 | -195.5423 | -197.9133 | -200.0344 | -201.9562 | -203.6933 | -205.2575 | -206.6906 | -208.0288 | -209.2858 | -210.4613 | -211.5493 | -212.5642 | -213.5136 | -214.4043
Northwest | Single Family | Minimum | March | Water Heating Over 55 | LDCEU/TDEF | Electric Load with Losses, Incl. Cogeneration | MW | 0 | 0 | 0 | 0 | 0 | 0 | 0 | 0 | 0 | 0 | 0 | 0 | 0 | 0 | 0 | 0 | 0 | 0 | 0 | 0 | 0 | 0 | 0 | 0 | 0 | 0 | 0 | 0 | 0 | 0 | 0 | 0 | 0 | 0 | 0 | 0 | 0 | 0 | 0 | 0 | 0 | 0 | 0 | 0 | 0 | 0 | 0 | 0 | 0 | 0 | 0 | 0 | 0 | 0 | 0 | 0 | 0 | 0
Northwest | Single Family | Minimum | April | Space Heating | LDCEU/TDEF | Electric Load with Losses, Incl. Cogeneration | MW | -14.346 | -17.7856 | -28.414 | -28.2802 | -39.308 | -43.112 | -59.975 | -53.0783 | -72.813 | -72.089 | -78.963 | -64.8802 | -89.334 | -86.834 | -106.194 | -141.101 | -123.193 | -124.136 | -155.306 | -117.3054 | -146.906 | -141.809 | -158.705 | -117.9016 | -163.771 | -168.454 | -185.554 | -202.125 | -218.317 | -233.692 | -250.871 | -266.882 | -282.044 | -296.505 | -309.86 | -322.856 | -335.037 | -346.755 | -358.212 | -368.767 | -378.779 | -388.69 | -397.897 | -406.537 | -414.801 | -422.574 | -429.814 | -436.702 | -443.182 | -449.271 | -455.203 | -460.937 | -466.471 | -471.862 | -476.976 | -481.834 | -486.525 | -490.979
Northwest | Single Family | Minimum | April | Water Heating Under 55 | LDCEU/TDEF | Electric Load with Losses, Incl. Cogeneration | MW | 0 | 0 | 0 | 0 | 0 | 0 | 0 | 0 | 0 | 0 | 0 | 0 | 0 | 0 | 0 | 0 | 0 | 0 | 0 | 0 | 0 | 0 | 0 | 0 | 0.0074 | 0.0139 | 0.0236 | 0.0312 | 0.0385 | 0.0474 | 0.0534 | 0.0571 | 0.0598 | 0.0616 | 0.0627 | 0.0647 | 0.0659 | 0.0664 | 0.0676 | 0.068 | 0.0676 | 0.0675 | 0.067 | 0.0666 | 0.066 | 0.0654 | 0.0648 | 0.0641 | 0.0635 | 0.0627 | 0.062 | 0.0613 | 0.0604 | 0.0596 | 0.0587 | 0.0578 | 0.057 | 0.0561
Northwest | Single Family | Minimum | April | Lighting | LDCEU/TDEF | Electric Load with Losses, Incl. Cogeneration | MW | 0 | 0 | 0 | 0 | 0 | 0 | 0 | 0 | 0 | 0 | 0 | 0 | 0 | 0 | 0 | 0 | 0 | 0 | 0 | 0 | 0 | -0.0001 | 0 | 0 | -1.5867 | -2.4018 | -3.1392 | -3.7975 | -3.4333 | -3.1038 | -2.8059 | -2.5363 | -2.2925 | -2.0721 | -1.8727 | -1.6924 | -1.5294 | -1.3819 | -1.2487 | -1.1281 | -1.0192 | -0.9209 | -0.8319 | -0.7514 | -0.6788 | -0.6131 | -0.5538 | -0.5002 | -0.4518 | -0.408 | -0.3685 | -0.3327 | -0.3005 | -0.2713 | -0.245 | -0.2212 | -0.1997 | -0.1804
Northwest | Single Family | Minimum | April | Refrigeration | LDCEU/TDEF | Electric Load with Losses, Incl. Cogeneration | MW | 0 | 0 | 0 | 0 | 0 | 0 | 0 | 0 | 0 | 0 | 0 | 0 | 0 | 0 | 0 | 0 | 0 | 0 | 0 | 0 | 0 | 0 | 0 | 0 | 0 | 0 | 0 | 0 | 0 | 0 | 0 | 0 | 0 | 0 | 0 | 0 | 0 | 0 | 0 | 0 | 0 | 0 | 0 | 0 | 0 | 0 | 0 | 0 | 0 | 0 | 0 | 0 | 0 | 0 | 0 | 0 | 0 | 0
Northwest | Single Family | Minimum | April | Freezer | LDCEU/TDEF | Electric Load with Losses, Incl. Cogeneration | MW | 0 | 0 | 0 | 0 | 0 | 0 | 0 | 0 | 0 | 0 | 0 | 0 | 0 | 0 | 0 | 0 | 0 | 0 | 0 | 0 | 0 | 0 | 0 | 0 | -0.2287 | -0.4525 | -0.6639 | -0.8633 | -1.0512 | -1.2267 | -1.3907 | -1.5434 | -1.6858 | -1.8184 | -1.9406 | -2.0549 | -2.1611 | -2.2604 | -2.3534 | -2.4388 | -2.5183 | -2.5932 | -2.662 | -2.7249 | -2.7827 | -2.8356 | -2.8834 | -2.9271 | -2.9665 | -3.0018 | -3.0337 | -3.0626 | -3.0888 | -3.1122 | -3.1329 | -3.1508 | -3.1663 | -3.1795
Northwest | Single Family | Minimum | April | Clothes Washer | LDCEU/TDEF | Electric Load with Losses, Incl. Cogeneration | MW | 0 | 0 | 0 | 0 | 0 | 0 | 0 | 0 | 0 | 0 | 0 | 0 | 0 | 0 | 0 | 0 | 0 | 0 | 0 | 0 | 0 | 0 | 0 | 0 | 0 | 0 | 0 | 0 | 0 | 0 | 0 | 0 | 0 | 0 | 0 | 0 | 0 | 0 | 0 | 0 | 0 | 0 | 0 | 0 | 0 | 0 | 0 | 0 | 0 | 0 | 0 | 0 | 0 | 0 | 0 | 0 | 0 | 0
Northwest | Single Family | Minimum | April | Clothes Dryer | LDCEU/TDEF | Electric Load with Losses, Incl. Cogeneration | MW | 0 | 0 | 0 | 0 | 0 | 0 | 0 | 0 | 0 | 0 | 0 | 0 | 0 | 0 | 0 | 0 | 0 | 0 | 0 | 0 | 0 | 0 | 0 | 0 | 0.0023 | 0.0047 | 0.0072 | 0.0099 | 0.0125 | 0.0152 | 0.0179 | 0.0206 | 0.0232 | 0.0259 | 0.0285 | 0.0313 | 0.0339 | 0.0367 | 0.0395 | 0.0423 | 0.045 | 0.0479 | 0.0507 | 0.0534 | 0.0563 | 0.0591 | 0.0618 | 0.0647 | 0.0675 | 0.0702 | 0.073 | 0.0758 | 0.0787 | 0.0816 | 0.0846 | 0.0874 | 0.0904 | 0.0932
Northwest | Single Family | Minimum | April | Dishwasher | LDCEU/TDEF | Electric Load with Losses, Incl. Cogeneration | MW | 0 | 0 | 0 | 0 | 0 | 0 | 0 | 0 | 0 | 0 | 0 | 0 | 0 | 0 | 0 | 0 | 0 | 0 | 0 | 0 | 0 | 0 | 0 | 0 | 0 | 0 | 0 | 0 | 0 | 0 | 0 | 0 | 0 | 0 | 0 | 0 | 0 | 0 | 0 | 0 | 0 | 0 | 0 | 0 | 0 | 0 | 0 | 0 | 0 | 0 | 0 | 0 | 0 | 0 | 0 | 0 | 0 | 0
Northwest | Single Family | Minimum | April | Cooking | LDCEU/TDEF | Electric Load with Losses, Incl. Cogeneration | MW | 0 | 0 | 0 | 0 | 0 | 0 | 0 | 0 | 0 | 0 | 0 | 0 | 0 | 0 | 0 | 0 | 0 | 0 | 0 | 0 | 0 | 0 | 0 | 0 | 0 | 0 | -0.2384 | -0.4565 | -0.6546 | -0.8319 | -0.9909 | -1.1323 | -1.2575 | -1.3675 | -1.4627 | -1.5446 | -1.6141 | -1.6728 | -1.7207 | -1.758 | -1.7862 | -1.806 | -1.8173 | -1.8204 | -1.8158 | -1.8042 | -1.786 | -1.7614 | -1.731 | -1.6952 | -1.6541 | -1.6084 | -1.5584 | -1.504 | -1.4456 | -1.3837 | -1.3185 | -1.2514
Northwest | Single Family | Minimum | April | Air Conditioning | LDCEU/TDEF | Electric Load with Losses, Incl. Cogeneration | MW | 0 | 0 | 0 | 0 | 0 | 0 | 0 | 0 | 0 | 0 | 0 | 0 | 0 | 0 | 0 | 0 | 0 | 0 | 0 | 0 | 0 | 0 | 0 | 0 | 0 | 0 | 0 | 0 | 0 | 0 | 0 | 0 | 0 | 0 | 0 | 0 | 0 | 0 | 0 | 0 | 0 | 0 | 0 | 0 | 0 | 0 | 0 | 0 | 0 | 0 | 0 | 0 | 0 | 0 | 0 | 0 | 0 | 0
Northwest | Single Family | Minimum | April | Entertainment Center | LDCEU/TDEF | Electric Load with Losses, Incl. Cogeneration | MW | 0 | 0 | 0 | 0 | 0 | 0 | 0 | 0 | 0 | 0 | 0 | 0 | 0 | 0 | 0 | 0 | 0 | 0 | 0 | 0 | 0 | 0 | 0 | 0 | -2.419 | -6.6877 | -12.3735 | -19.1122 | -26.6184 | -34.6371 | -42.9958 | -51.5409 | -60.1722 | -68.8071 | -77.3394 | -85.7879 | -94.0857 | -102.2451 | -110.2474 | -118.0186 | -125.5996 | -133.0404 | -140.2477 | -147.2254 | -153.9886 | -160.5398 | -166.8628 | -172.9854 | -178.9081 | -184.6283 | -190.1753 | -195.5764 | -200.8396 | -205.9592 | -210.9252 | -215.7485 | -220.4348 | -224.9896
Northwest | Single Family | Minimum | April | Other Non-Substitutables | LDCEU/TDEF | Electric Load with Losses, Incl. Cogeneration | MW | 0 | 0 | 0 | 0 | 0 | 0 | 0 | 0 | 0 | 0 | 0 | 0 | 0 | 0 | 0 | 0 | 0 | 0 | 0 | 0 | 0 | 0 | 0 | 0 | -22.168 | -41.9105 | -59.6485 | -75.5629 | -89.8469 | -102.59 | -113.976 | -124.1264 | -133.1957 | -141.3024 | -148.4767 | -154.9352 | -160.7083 | -165.9282 | -170.6528 | -174.8559 | -178.6565 | -182.1644 | -185.3065 | -188.1218 | -190.6604 | -192.9508 | -194.9973 | -196.8491 | -198.5211 | -200.0246 | -201.4002 | -202.6827 | -203.8855 | -205.0085 | -206.0464 | -207.0128 | -207.9155 | -208.7609
Northwest | Single Family | Minimum | April | Water Heating Over 55 | LDCEU/TDEF | Electric Load with Losses, Incl. Cogeneration | MW | 0 | 0 | 0 | 0 | 0 | 0 | 0 | 0 | 0 | 0 | 0 | 0 | 0 | 0 | 0 | 0 | 0 | 0 | 0 | 0 | 0 | 0 | 0 | 0 | 0 | 0 | 0 | 0 | 0 | 0 | 0 | 0 | 0 | 0 | 0 | 0 | 0 | 0 | 0 | 0 | 0 | 0 | 0 | 0 | 0 | 0 | 0 | 0 | 0 | 0 | 0 | 0 | 0 | 0 | 0 | 0 | 0 | 0
Northwest | Single Family | Minimum | May | Space Heating | LDCEU/TDEF | Electric Load with Losses, Incl. Cogeneration | MW | -2.5103 | -4.4681 | -5.9286 | -10.6444 | -6.4876 | -12.9285 | -19.2092 | -17.1282 | -15.2352 | -22.7494 | -20.3808 | -19.2858 | -20.1605 | -21.1909 | -27.7244 | -29.6192 | -29.7608 | -40.539 | -47.2317 | -37.1894 | -36.7623 | -33.5424 | -35.1236 | -36.9434 | -44.0927 | -45.3501 | -49.8894 | -54.2908 | -58.5947 | -62.6821 | -67.2165 | -71.4437 | -75.4509 | -79.2775 | -82.8139 | -86.2615 | -89.4957 | -92.6108 | -95.6626 | -98.4762 | -101.1482 | -103.7988 | -106.2637 | -108.5808 | -110.801 | -112.8929 | -114.8445 | -116.7054 | -118.4586 | -120.1068 | -121.7139 | -123.2675 | -124.7676 | -126.2298 | -127.6174 | -128.9358 | -130.21 | -131.421
Northwest | Single Family | Minimum | May | Water Heating Under 55 | LDCEU/TDEF | Electric Load with Losses, Incl. Cogeneration | MW | 0 | 0 | 0 | 0 | 0 | 0 | 0 | 0 | 0 | 0 | 0 | 0 | 0 | 0 | 0 | 0 | 0 | 0 | 0 | 0 | 0 | 0 | 0 | 0 | 0.0048 | 0.0089 | 0.0152 | 0.0203 | 0.0251 | 0.0309 | 0.0348 | 0.0374 | 0.0394 | 0.0406 | 0.0415 | 0.0429 | 0.0438 | 0.0442 | 0.0451 | 0.0454 | 0.0451 | 0.0451 | 0.0448 | 0.0444 | 0.0441 | 0.0437 | 0.0433 | 0.0429 | 0.0425 | 0.0419 | 0.0414 | 0.041 | 0.0404 | 0.0398 | 0.0393 | 0.0387 | 0.0382 | 0.0375
Northwest | Single Family | Minimum | May | Lighting | LDCEU/TDEF | Electric Load with Losses, Incl. Cogeneration | MW | 0 | 0 | 0 | 0 | 0 | 0 | 0 | 0 | 0 | 0 | 0 | 0 | 0 | 0 | 0 | 0 | 0 | 0 | 0 | 0 | 0 | 0 | 0 | 0 | -1.5908 | -2.4079 | -3.1472 | -3.8072 | -3.4421 | -3.1117 | -2.813 | -2.5428 | -2.2984 | -2.0774 | -1.8775 | -1.6967 | -1.5332 | -1.3853 | -1.2518 | -1.1311 | -1.0219 | -0.9231 | -0.8339 | -0.7534 | -0.6805 | -0.6147 | -0.5552 | -0.5014 | -0.4529 | -0.409 | -0.3693 | -0.3335 | -0.3011 | -0.2719 | -0.2456 | -0.2218 | -0.2003 | -0.1808
Northwest | Single Family | Minimum | May | Refrigeration | LDCEU/TDEF | Electric Load with Losses, Incl. Cogeneration | MW | 0 | 0 | 0 | 0 | 0 | 0 | 0 | 0 | 0 | 0 | 0 | 0 | 0 | 0 | 0 | 0 | 0 | 0 | 0 | 0 | 0 | 0 | 0 | 0 | 0 | 0 | 0 | 0 | 0 | 0 | 0 | 0 | 0 | 0 | 0 | 0 | 0 | 0 | 0 | 0 | 0 | 0 | 0 | 0 | 0 | 0 | 0 | 0 | 0 | 0 | 0 | 0 | 0 | 0 | 0 | 0 | 0 | 0
Northwest | Single Family | Minimum | May | Freezer | LDCEU/TDEF | Electric Load with Losses, Incl. Cogeneration | MW | 0 | 0 | 0 | 0 | 0 | 0 | 0 | 0 | 0 | 0 | 0 | 0 | 0 | 0 | 0 | 0 | 0 | 0 | 0 | 0 | 0 | 0 | 0 | 0 | -0.2466 | -0.4845 | -0.7095 | -0.9213 | -1.1206 | -1.3059 | -1.4788 | -1.6391 | -1.788 | -1.9264 | -2.0533 | -2.1716 | -2.2809 | -2.3828 | -2.4776 | -2.5643 | -2.6444 | -2.7194 | -2.7877 | -2.8499 | -2.9063 | -2.9575 | -3.0033 | -3.0445 | -3.0812 | -3.1136 | -3.1422 | -3.1676 | -3.1901 | -3.2096 | -3.2262 | -3.2398 | -3.2509 | -3.2595
Northwest | Single Family | Minimum | May | Clothes Washer | LDCEU/TDEF | Electric Load with Losses, Incl. Cogeneration | MW | 0 | 0 | 0 | 0 | 0 | 0 | 0 | 0 | 0 | 0 | 0 | 0 | 0 | 0 | 0 | 0 | 0 | 0 | 0 | 0 | 0 | 0 | 0 | 0 | 0 | 0 | 0 | 0 | 0 | 0 | 0 | 0 | 0 | 0 | 0 | 0 | 0 | 0 | 0 | 0 | 0 | 0 | 0 | 0 | 0 | 0 | 0 | 0 | 0 | 0 | 0 | 0 | 0 | 0 | 0 | 0 | 0 | 0
Northwest | Single Family | Minimum | May | Clothes Dryer | LDCEU/TDEF | Electric Load with Losses, Incl. Cogeneration | MW | 0 | 0 | 0 | 0 | 0 | 0 | 0 | 0 | 0 | 0 | 0 | 0 | 0 | 0 | 0 | 0 | 0 | 0 | 0 | 0 | 0 | 0 | 0 | 0 | 0.0034 | 0.0068 | 0.0105 | 0.0142 | 0.018 | 0.022 | 0.0259 | 0.0298 | 0.0336 | 0.0374 | 0.0412 | 0.0452 | 0.0491 | 0.053 | 0.057 | 0.061 | 0.065 | 0.0691 | 0.0732 | 0.0772 | 0.0812 | 0.0852 | 0.0892 | 0.0933 | 0.0973 | 0.1013 | 0.1053 | 0.1095 | 0.1135 | 0.1178 | 0.1219 | 0.1261 | 0.1303 | 0.1345
Northwest | Single Family | Minimum | May | Dishwasher | LDCEU/TDEF | Electric Load with Losses, Incl. Cogeneration | MW | 0 | 0 | 0 | 0 | 0 | 0 | 0 | 0 | 0 | 0 | 0 | 0 | 0 | 0 | 0 | 0 | 0 | 0 | 0 | 0 | 0 | 0 | 0 | 0 | 0 | 0 | 0 | 0 | 0 | 0 | 0 | 0 | 0 | 0 | 0 | 0 | 0 | 0 | 0 | 0 | 0 | 0 | 0 | 0 | 0 | 0 | 0 | 0 | 0 | 0 | 0 | 0 | 0 | 0 | 0 | 0 | 0 | 0
Northwest | Single Family | Minimum | May | Cooking | LDCEU/TDEF | Electric Load with Losses, Incl. Cogeneration | MW | 0 | 0 | 0 | 0 | 0 | 0 | 0 | 0 | 0 | 0 | 0 | 0 | 0 | 0 | 0 | 0 | 0 | 0 | 0 | 0 | 0 | 0 | 0 | 0 | 0 | 0 | -0.2555 | -0.4889 | -0.7011 | -0.8907 | -1.0607 | -1.2118 | -1.3454 | -1.463 | -1.5644 | -1.6518 | -1.7259 | -1.7884 | -1.8393 | -1.8791 | -1.909 | -1.9301 | -1.9419 | -1.9453 | -1.9403 | -1.928 | -1.9085 | -1.8824 | -1.8501 | -1.8121 | -1.7686 | -1.7201 | -1.667 | -1.6094 | -1.5476 | -1.482 | -1.4128 | -1.3413
Northwest | Single Family | Minimum | May | Air Conditioning | LDCEU/TDEF | Electric Load with Losses, Incl. Cogeneration | MW | -8.0761 | -5.2461 | -9.0013 | -0.7764 | -22.6993 | -4.3346 | -1.3024 | -3.9169 | -16.1516 | -1.76 | -4.9819 | -13.5397 | -24.0365 | -21.0051 | -9.4475 | -8.1914 | -7.3143 | -2.1084 | 0 | -3.134 | -3.9786 | -13.9155 | -20.509 | -21.0342 | -16.1809 | -16.5494 | -17.0159 | -17.4861 | -17.9641 | -18.4449 | -19.0922 | -19.7011 | -20.2724 | -20.8062 | -21.3037 | -21.7903 | -22.2467 | -22.6821 | -23.1084 | -23.5129 | -23.9115 | -24.3272 | -24.7354 | -25.1359 | -25.5425 | -25.941 | -26.2865 | -26.4623 | -26.6282 | -26.7825 | -26.9442 | -27.1014 | -27.2536 | -27.4131 | -27.5624 | -27.5632 | -27.4215 | -27.2713
Northwest | Single Family | Minimum | May | Entertainment Center | LDCEU/TDEF | Electric Load with Losses, Incl. Cogeneration | MW | 0 | 0 | 0 | 0 | 0 | 0 | 0 | 0 | 0 | 0 | 0 | 0 | 0 | 0 | 0 | 0 | 0 | 0 | 0 | 0 | 0 | 0 | 0 | 0 | -2.7173 | -7.5106 | -13.897 | -21.4624 | -29.8861 | -38.8764 | -48.2446 | -57.8139 | -67.4741 | -77.1319 | -86.6695 | -96.107 | -105.3668 | -114.4657 | -123.384 | -132.0346 | -140.4646 | -148.735 | -156.7355 | -164.477 | -171.9744 | -179.2308 | -186.2288 | -193.0001 | -199.5462 | -205.8639 | -211.9855 | -217.9402 | -223.7372 | -229.3712 | -234.8314 | -240.1304 | -245.2748 | -250.2704
Northwest | Single Family | Minimum | May | Other Non-Substitutables | LDCEU/TDEF | Electric Load with Losses, Incl. Cogeneration | MW | 0 | 0 | 0 | 0 | 0 | 0 | 0 | 0 | 0 | 0 | 0 | 0 | 0 | 0 | 0 | 0 | 0 | 0 | 0 | 0 | 0 | 0 | 0 | 0 | -22.9978 | -43.4748 | -61.8904 | -78.4033 | -93.2169 | -106.4102 | -118.1931 | -128.6823 | -138.0444 | -146.403 | -153.7915 | -160.434 | -166.3579 | -171.7052 | -176.538 | -180.8234 | -184.687 | -188.2487 | -191.4259 | -194.2666 | -196.8201 | -199.1162 | -201.1602 | -203.003 | -204.6613 | -206.146 | -207.4984 | -208.7532 | -209.9245 | -211.0131 | -212.0137 | -212.9406 | -213.8018 | -214.6043
Northwest | Single Family | Minimum | May | Water Heating Over 55 | LDCEU/TDEF | Electric Load with Losses, Incl. Cogeneration | MW | 0 | 0 | 0 | 0 | 0 | 0 | 0 | 0 | 0 | 0 | 0 | 0 | 0 | 0 | 0 | 0 | 0 | 0 | 0 | 0 | 0 | 0 | 0 | 0 | 0 | 0 | 0 | 0 | 0 | 0 | 0 | 0 | 0 | 0 | 0 | 0 | 0 | 0 | 0 | 0 | 0 | 0 | 0 | 0 | 0 | 0 | 0 | 0 | 0 | 0 | 0 | 0 | 0 | 0 | 0 | 0 | 0 | 0
Northwest | Single Family | Minimum | June | Space Heating | LDCEU/TDEF | Electric Load with Losses, Incl. Cogeneration | MW | -4.0949 | -6.0974 | -6.7209 | -8.8551 | -10.4252 | -10.7605 | -18.0507 | -12.8882 | -22.6167 | -15.0277 | -11.7686 | -15.419 | -28.7782 | -16.3158 | -29.2068 | -41.756 | -22.6525 | -41.6215 | -45.8873 | -46.6581 | -34.3109 | -43.4444 | -14.5919 | -36.9249 | -42.9646 | -44.199 | -48.6509 | -52.9699 | -57.1959 | -61.2106 | -65.6402 | -69.7716 | -73.6917 | -77.4398 | -80.9068 | -84.292 | -87.4707 | -90.5359 | -93.5441 | -96.32 | -98.9593 | -101.5815 | -104.0229 | -106.3216 | -108.5276 | -110.6094 | -112.5547 | -114.4134 | -116.1668 | -117.8173 | -119.4277 | -120.985 | -122.4891 | -123.9565 | -125.3499 | -126.6744 | -127.9558 | -129.1746
Northwest | Single Family | Minimum | June | Water Heating Under 55 | LDCEU/TDEF | Electric Load with Losses, Incl. Cogeneration | MW | 0 | 0 | 0 | 0 | 0 | 0 | 0 | 0 | 0 | 0 | 0 | 0 | 0 | 0 | 0 | 0 | 0 | 0 | 0 | 0 | 0 | 0 | 0 | 0 | 0.0026 | 0.0048 | 0.0084 | 0.0111 | 0.0138 | 0.0169 | 0.0192 | 0.0206 | 0.0217 | 0.0224 | 0.0229 | 0.0237 | 0.0242 | 0.0245 | 0.025 | 0.0251 | 0.025 | 0.025 | 0.0248 | 0.0247 | 0.0245 | 0.0243 | 0.024 | 0.0238 | 0.0236 | 0.0232 | 0.023 | 0.0227 | 0.0224 | 0.0222 | 0.0219 | 0.0215 | 0.0211 | 0.0209
Northwest | Single Family | Minimum | June | Lighting | LDCEU/TDEF | Electric Load with Losses, Incl. Cogeneration | MW | 0 | 0 | 0 | 0 | 0 | 0 | 0 | 0 | 0 | 0 | 0 | 0 | 0 | 0 | 0 | 0 | 0 | 0 | -0.0001 | 0 | 0 | 0 | 0 | -0.0001 | -1.548 | -2.3434 | -3.0628 | -3.7051 | -3.3497 | -3.0283 | -2.7376 | -2.4747 | -2.2367 | -2.0216 | -1.8271 | -1.6512 | -1.4921 | -1.3483 | -1.2183 | -1.1006 | -0.9944 | -0.8984 | -0.8116 | -0.7331 | -0.6622 | -0.5982 | -0.5404 | -0.488 | -0.4407 | -0.3981 | -0.3595 | -0.3246 | -0.2932 | -0.2648 | -0.239 | -0.2158 | -0.1949 | -0.176
Northwest | Single Family | Minimum | June | Refrigeration | LDCEU/TDEF | Electric Load with Losses, Incl. Cogeneration | MW | 0 | 0 | 0 | 0 | 0 | 0 | 0 | 0 | 0 | 0 | 0 | 0 | 0 | 0 | 0 | 0 | 0 | 0 | 0 | 0 | 0 | 0 | 0 | 0 | 0 | 0 | 0 | 0 | 0 | 0 | 0 | 0 | 0 | 0 | 0 | 0 | 0 | 0 | 0 | 0 | 0 | 0 | 0 | 0 | 0 | 0 | 0 | 0 | 0 | 0 | 0 | 0 | 0 | 0 | 0 | 0 | 0 | 0
Northwest | Single Family | Minimum | June | Freezer | LDCEU/TDEF | Electric Load with Losses, Incl. Cogeneration | MW | 0 | 0 | 0 | 0 | 0 | 0 | 0 | 0 | 0 | 0 | 0 | 0 | 0 | 0 | 0 | 0 | 0 | 0 | 0 | 0 | 0 | 0 | 0 | 0 | -0.234 | -0.4584 | -0.6708 | -0.8706 | -1.0582 | -1.2326 | -1.3949 | -1.5451 | -1.6847 | -1.8139 | -1.9324 | -2.0426 | -2.1442 | -2.2386 | -2.3263 | -2.4062 | -2.4797 | -2.5485 | -2.6108 | -2.6672 | -2.7184 | -2.7645 | -2.8054 | -2.842 | -2.8743 | -2.9026 | -2.9272 | -2.9488 | -2.9677 | -2.9837 | -2.9968 | -3.0073 | -3.0154 | -3.0211
Northwest | Single Family | Minimum | June | Clothes Washer | LDCEU/TDEF | Electric Load with Losses, Incl. Cogeneration | MW | 0 | 0 | 0 | 0 | 0 | 0 | 0 | 0 | 0 | 0 | 0 | 0 | 0 | 0 | 0 | 0 | 0 | 0 | 0 | 0 | 0 | 0 | 0 | 0 | 0 | 0 | 0 | 0 | 0 | 0 | 0 | 0 | 0 | 0 | 0 | 0 | 0 | 0 | 0 | 0 | 0 | 0 | 0 | 0 | 0 | 0 | 0 | 0 | 0 | 0 | 0 | 0 | 0 | 0 | 0 | 0 | 0 | 0
Northwest | Single Family | Minimum | June | Clothes Dryer | LDCEU/TDEF | Electric Load with Losses, Incl. Cogeneration | MW | 0 | 0 | 0 | 0 | 0 | 0 | 0 | 0 | 0 | 0 | 0 | 0 | 0 | 0 | 0 | 0 | 0 | 0 | 0 | 0 | 0 | 0 | 0 | 0 | 0.0007 | 0.0015 | 0.0023 | 0.0031 | 0.0039 | 0.0049 | 0.0057 | 0.0066 | 0.0074 | 0.0082 | 0.0091 | 0.0099 | 0.0108 | 0.0117 | 0.0126 | 0.0134 | 0.0143 | 0.0152 | 0.016 | 0.0169 | 0.0178 | 0.0187 | 0.0196 | 0.0205 | 0.0214 | 0.0222 | 0.0232 | 0.0241 | 0.025 | 0.0259 | 0.0267 | 0.0277 | 0.0287 | 0.0295
Northwest | Single Family | Minimum | June | Dishwasher | LDCEU/TDEF | Electric Load with Losses, Incl. Cogeneration | MW | 0 | 0 | 0 | 0 | 0 | 0 | 0 | 0 | 0 | 0 | 0 | 0 | 0 | 0 | 0 | 0 | 0 | 0 | 0 | 0 | 0 | 0 | 0 | 0 | 0 | 0 | 0 | 0 | 0 | 0 | 0 | 0 | 0 | 0 | 0 | 0 | 0 | 0 | 0 | 0 | 0 | 0 | 0 | 0 | 0 | 0 | 0 | 0 | 0 | 0 | 0 | 0 | 0 | 0 | 0 | 0 | 0 | 0
Northwest | Single Family | Minimum | June | Cooking | LDCEU/TDEF | Electric Load with Losses, Incl. Cogeneration | MW | 0 | 0 | 0 | 0 | 0 | 0 | 0 | 0 | 0 | 0 | 0 | 0 | 0 | 0 | 0 | 0 | 0 | 0 | 0 | 0 | 0 | 0 | 0 | 0 | 0 | 0 | -0.204 | -0.3905 | -0.56 | -0.7114 | -0.847 | -0.9675 | -1.0742 | -1.1679 | -1.2488 | -1.3186 | -1.3777 | -1.4275 | -1.4681 | -1.4997 | -1.5236 | -1.5404 | -1.5499 | -1.5525 | -1.5485 | -1.5388 | -1.5233 | -1.5025 | -1.4769 | -1.4467 | -1.4121 | -1.3736 | -1.3314 | -1.2856 | -1.2366 | -1.1844 | -1.1295 | -1.0725
Northwest | Single Family | Minimum | June | Air Conditioning | LDCEU/TDEF | Electric Load with Losses, Incl. Cogeneration | MW | 0 | 0 | 0 | 0 | 0 | 0 | 0 | 0 | 0 | 0 | 0 | 0 | 0 | 0 | 0 | 0 | 0 | 0 | 0 | 0 | 0 | 0 | 0 | 0 | 0 | 0 | 0 | 0 | 0 | 0 | 0 | 0 | 0 | 0 | 0 | 0 | 0 | 0 | 0 | 0 | 0 | 0 | 0 | 0 | 0 | 0 | 0 | 0 | 0 | 0 | 0 | 0 | 0 | 0 | 0 | 0 | 0 | 0
Northwest | Single Family | Minimum | June | Entertainment Center | LDCEU/TDEF | Electric Load with Losses, Incl. Cogeneration | MW | 0 | 0 | 0 | 0 | 0 | 0 | 0 | 0 | 0 | 0 | 0 | 0 | 0 | 0 | 0 | 0 | 0 | 0 | 0 | 0 | 0 | 0 | 0 | 0 | -1.6816 | -4.6476 | -8.5998 | -13.281 | -18.4922 | -24.0517 | -29.8439 | -35.7585 | -41.7279 | -47.6939 | -53.5844 | -59.411 | -65.1258 | -70.7393 | -76.2397 | -81.5725 | -86.7669 | -91.8618 | -96.7879 | -101.5532 | -106.1666 | -110.6301 | -114.9331 | -119.0952 | -123.1178 | -126.9987 | -130.7579 | -134.4128 | -137.9695 | -141.4247 | -144.7719 | -148.0192 | -151.1704 | -154.2295
Northwest | Single Family | Minimum | June | Other Non-Substitutables | LDCEU/TDEF | Electric Load with Losses, Incl. Cogeneration | MW | 0 | 0 | 0 | 0 | 0 | 0 | 0 | 0 | 0 | 0 | 0 | 0 | 0 | 0 | 0 | 0 | 0 | 0 | 0 | 0 | 0 | 0 | 0 | 0 | -20.1409 | -38.0724 | -54.206 | -68.6698 | -81.6423 | -93.1878 | -103.4964 | -112.6681 | -120.8508 | -128.1518 | -134.6028 | -140.3985 | -145.5623 | -150.2198 | -154.4259 | -158.1507 | -161.5044 | -164.5941 | -167.3453 | -169.8028 | -172.0086 | -173.989 | -175.7487 | -177.3324 | -178.7554 | -180.0267 | -181.1822 | -182.2518 | -183.2482 | -184.1716 | -185.0184 | -185.8007 | -186.5258 | -187.1995
Northwest | Single Family | Minimum | June | Water Heating Over 55 | LDCEU/TDEF | Electric Load with Losses, Incl. Cogeneration | MW | 0 | 0 | 0 | 0 | 0 | 0 | 0 | 0 | 0 | 0 | 0 | 0 | 0 | 0 | 0 | 0 | 0 | 0 | 0 | 0 | 0 | 0 | 0 | 0 | 0 | 0 | 0 | 0 | 0 | 0 | 0 | 0 | 0 | 0 | 0 | 0 | 0 | 0 | 0 | 0 | 0 | 0 | 0 | 0 | 0 | 0 | 0 | 0 | 0 | 0 | 0 | 0 | 0 | 0 | 0 | 0 | 0 | 0
Northwest | Single Family | Minimum | July | Space Heating | LDCEU/TDEF | Electric Load with Losses, Incl. Cogeneration | MW | -0.6185 | -0.2234 | -0.3235 | -0.2783 | -0.7083 | -0.3134 | -1.4937 | -1.3629 | -1.6756 | -0.9569 | -0.6276 | -0.8076 | -1.3951 | -1.0378 | -1.0101 | -2.2774 | -0.9852 | -2.6689 | -4.0112 | -2.8314 | -1.7946 | -1.2077 | -1.0638 | -3.9413 | -2.9767 | -3.0689 | -3.413 | -3.7473 | -4.0752 | -4.3871 | -4.7271 | -5.0448 | -5.3472 | -5.6377 | -5.9074 | -6.1719 | -6.4213 | -6.6624 | -6.9005 | -7.1207 | -7.3311 | -7.5408 | -7.7369 | -7.9225 | -8.1014 | -8.271 | -8.4303 | -8.5834 | -8.7286 | -8.866 | -9.0003 | -9.1305 | -9.2564 | -9.3795 | -9.4967 | -9.6085 | -9.7169 | -9.8204
Northwest | Single Family | Minimum | July | Water Heating Under 55 | LDCEU/TDEF | Electric Load with Losses, Incl. Cogeneration | MW | 0 | 0 | 0 | 0 | 0 | 0 | 0 | 0 | 0 | 0 | 0 | 0 | 0 | 0 | 0 | 0 | 0 | 0 | 0 | 0 | 0 | 0 | 0 | 0 | 0.0021 | 0.0039 | 0.0068 | 0.0091 | 0.0112 | 0.0138 | 0.0156 | 0.0167 | 0.0176 | 0.0182 | 0.0186 | 0.0192 | 0.0196 | 0.0199 | 0.0202 | 0.0204 | 0.0203 | 0.0203 | 0.0202 | 0.02 | 0.0198 | 0.0197 | 0.0194 | 0.0193 | 0.0191 | 0.0188 | 0.0186 | 0.0184 | 0.0181 | 0.0179 | 0.0177 | 0.0174 | 0.0171 | 0.0168
Northwest | Single Family | Minimum | July | Lighting | LDCEU/TDEF | Electric Load with Losses, Incl. Cogeneration | MW | 0 | 0 | 0 | 0 | 0 | 0 | 0 | 0 | 0 | 0 | 0 | 0 | 0 | 0 | 0 | 0 | 0 | 0 | 0 | 0 | 0 | 0 | 0 | -0.0001 | -1.5241 | -2.307 | -3.0153 | -3.6477 | -3.2978 | -2.9814 | -2.6952 | -2.4363 | -2.2021 | -1.9903 | -1.7987 | -1.6256 | -1.469 | -1.3274 | -1.1994 | -1.0837 | -0.979 | -0.8844 | -0.799 | -0.7218 | -0.652 | -0.5889 | -0.532 | -0.4805 | -0.4339 | -0.3919 | -0.3539 | -0.3196 | -0.2886 | -0.2605 | -0.2353 | -0.2125 | -0.1919 | -0.1732
Northwest | Single Family | Minimum | July | Refrigeration | LDCEU/TDEF | Electric Load with Losses, Incl. Cogeneration | MW | 0 | 0 | 0 | 0 | 0 | 0 | 0 | 0 | 0 | 0 | 0 | 0 | 0 | 0 | 0 | 0 | 0 | 0 | 0 | 0 | 0 | 0 | 0 | 0 | 0 | 0 | 0 | 0 | 0 | 0 | 0 | 0 | 0 | 0 | 0 | 0 | 0 | 0 | 0 | 0 | 0 | 0 | 0 | 0 | 0 | 0 | 0 | 0 | 0 | 0 | 0 | 0 | 0 | 0 | 0 | 0 | 0 | 0
Northwest | Single Family | Minimum | July | Freezer | LDCEU/TDEF | Electric Load with Losses, Incl. Cogeneration | MW | 0 | 0 | 0 | 0 | 0 | 0 | 0 | 0 | 0 | 0 | 0 | 0 | 0 | 0 | 0 | 0 | 0 | 0 | 0 | 0 | 0 | 0 | 0 | 0 | -0.3315 | -0.6493 | -0.95 | -1.233 | -1.4987 | -1.7454 | -1.9754 | -2.1882 | -2.3857 | -2.5688 | -2.7365 | -2.8926 | -3.0364 | -3.1701 | -3.2943 | -3.4073 | -3.5115 | -3.6088 | -3.6972 | -3.777 | -3.8494 | -3.9145 | -3.9725 | -4.0243 | -4.0701 | -4.1101 | -4.145 | -4.1757 | -4.2023 | -4.225 | -4.2436 | -4.2585 | -4.2699 | -4.2778
Northwest | Single Family | Minimum | July | Clothes Washer | LDCEU/TDEF | Electric Load with Losses, Incl. Cogeneration | MW | 0 | 0 | 0 | 0 | 0 | 0 | 0 | 0 | 0 | 0 | 0 | 0 | 0 | 0 | 0 | 0 | 0 | 0 | 0 | 0 | 0 | 0 | 0 | 0 | 0 | 0 | 0 | 0 | 0 | 0 | 0 | 0 | 0 | 0 | 0 | 0 | 0 | 0 | 0 | 0 | 0 | 0 | 0 | 0 | 0 | 0 | 0 | 0 | 0 | 0 | 0 | 0 | 0 | 0 | 0 | 0 | 0 | 0
Northwest | Single Family | Minimum | July | Clothes Dryer | LDCEU/TDEF | Electric Load with Losses, Incl. Cogeneration | MW | 0 | 0 | 0 | 0 | 0 | 0 | 0 | 0 | 0 | 0 | 0 | 0 | 0 | 0 | 0 | 0 | 0 | 0 | 0 | 0 | 0 | 0 | 0 | 0 | 0.0011 | 0.0023 | 0.0034 | 0.0048 | 0.006 | 0.0073 | 0.0086 | 0.0099 | 0.0112 | 0.0124 | 0.0137 | 0.015 | 0.0163 | 0.0176 | 0.0189 | 0.0203 | 0.0216 | 0.023 | 0.0243 | 0.0256 | 0.0269 | 0.0283 | 0.0296 | 0.0309 | 0.0322 | 0.0336 | 0.0349 | 0.0363 | 0.0376 | 0.039 | 0.0404 | 0.0418 | 0.0432 | 0.0445
Northwest | Single Family | Minimum | July | Dishwasher | LDCEU/TDEF | Electric Load with Losses, Incl. Cogeneration | MW | 0 | 0 | 0 | 0 | 0 | 0 | 0 | 0 | 0 | 0 | 0 | 0 | 0 | 0 | 0 | 0 | 0 | 0 | 0 | 0 | 0 | 0 | 0 | 0 | 0 | 0 | 0 | 0 | 0 | 0 | 0 | 0 | 0 | 0 | 0 | 0 | 0 | 0 | 0 | 0 | 0 | 0 | 0 | 0 | 0 | 0 | 0 | 0 | 0 | 0 | 0 | 0 | 0 | 0 | 0 | 0 | 0 | 0
Northwest | Single Family | Minimum | July | Cooking | LDCEU/TDEF | Electric Load with Losses, Incl. Cogeneration | MW | 0 | 0 | 0 | 0 | 0 | 0 | 0 | 0 | 0 | 0 | 0 | 0 | 0 | 0 | 0 | 0 | 0 | 0 | 0 | 0 | 0 | 0 | 0 | 0 | 0 | 0 | -0.2857 | -0.5469 | -0.7842 | -0.9963 | -1.1862 | -1.355 | -1.5043 | -1.6356 | -1.7488 | -1.8464 | -1.9292 | -1.9989 | -2.0558 | -2.1001 | -2.1335 | -2.1571 | -2.1702 | -2.1739 | -2.1685 | -2.1547 | -2.133 | -2.1039 | -2.068 | -2.0256 | -1.9771 | -1.9232 | -1.864 | -1.8 | -1.7312 | -1.6581 | -1.5812 | -1.5014
Northwest | Single Family | Minimum | July | Air Conditioning | LDCEU/TDEF | Electric Load with Losses, Incl. Cogeneration | MW | -0.4756 | -3.4333 | -4.0193 | -6.4274 | -4.4984 | -10.304 | -4.5395 | -6.3082 | -6.0832 | -11.6586 | -15.4611 | -14.8813 | -12.3438 | -15.6477 | -16.95 | -10.1101 | -17.123 | -9.0552 | -5.148 | -8.1155 | -12.3366 | -15.6041 | -17.1951 | -9.4721 | -12.9945 | -13.292 | -13.65 | -14.011 | -14.3782 | -14.7471 | -15.2402 | -15.7046 | -16.1435 | -16.5555 | -16.9405 | -17.3182 | -17.6731 | -18.0126 | -18.3459 | -18.6625 | -18.9744 | -19.3003 | -19.6207 | -19.9352 | -20.2529 | -20.5646 | -20.8338 | -20.9655 | -21.0896 | -21.2046 | -21.3255 | -21.443 | -21.5569 | -21.6763 | -21.788 | -21.782 | -21.6624 | -21.5364
Northwest | Single Family | Minimum | July | Entertainment Center | LDCEU/TDEF | Electric Load with Losses, Incl. Cogeneration | MW | 0 | 0 | 0 | 0 | 0 | 0 | 0 | 0 | 0 | 0 | 0 | 0 | 0 | 0 | 0 | 0 | 0 | 0 | 0 | 0 | 0 | 0 | 0 | 0 | -3.5066 | -9.6917 | -17.9332 | -27.6945 | -38.561 | -50.1538 | -62.2319 | -74.5651 | -87.0121 | -99.4525 | -111.7348 | -123.8845 | -135.8004 | -147.5054 | -158.9748 | -170.094 | -180.9251 | -191.5486 | -201.8195 | -211.7556 | -221.375 | -230.6817 | -239.6537 | -248.332 | -256.7194 | -264.8114 | -272.6497 | -280.2706 | -287.6865 | -294.891 | -301.8703 | -308.6412 | -315.212 | -321.5905
Northwest | Single Family | Minimum | July | Other Non-Substitutables | LDCEU/TDEF | Electric Load with Losses, Incl. Cogeneration | MW | 0 | 0 | 0 | 0 | 0 | 0 | 0 | 0 | 0 | 0 | 0 | 0 | 0 | 0 | 0 | 0 | 0 | 0 | 0 | 0 | 0 | 0 | 0 | 0 | -21.5274 | -40.6931 | -57.9369 | -73.3957 | -87.2603 | -99.5994 | -110.617 | -120.4188 | -129.1636 | -136.9665 | -143.8606 | -150.0545 | -155.5729 | -160.5502 | -165.0455 | -169.0258 | -172.6097 | -175.9115 | -178.8514 | -181.4773 | -183.8345 | -185.9506 | -187.8309 | -189.5232 | -191.0437 | -192.4022 | -193.637 | -194.78 | -195.8446 | -196.8314 | -197.7362 | -198.5723 | -199.3471 | -200.0669
Northwest | Single Family | Minimum | July | Water Heating Over 55 | LDCEU/TDEF | Electric Load with Losses, Incl. Cogeneration | MW | 0 | 0 | 0 | 0 | 0 | 0 | 0 | 0 | 0 | 0 | 0 | 0 | 0 | 0 | 0 | 0 | 0 | 0 | 0 | 0 | 0 | 0 | 0 | 0 | 0 | 0 | 0 | 0 | 0 | 0 | 0 | 0 | 0 | 0 | 0 | 0 | 0 | 0 | 0 | 0 | 0 | 0 | 0 | 0 | 0 | 0 | 0 | 0 | 0 | 0 | 0 | 0 | 0 | 0 | 0 | 0 | 0 | 0
Northwest | Single Family | Minimum | August | Space Heating | LDCEU/TDEF | Electric Load with Losses, Incl. Cogeneration | MW | -1.5629 | -1.6935 | -4.2224 | -2.2951 | -1.7057 | -2.5988 | -4.2988 | -7.4828 | -5.4446 | -7.354 | -4.8663 | -4.6009 | -6.4655 | -9.2153 | -11.8588 | -10.8505 | -11.0136 | -13.8999 | -11.7981 | -7.7327 | -10.0989 | -6.9817 | -8.7977 | -9.8609 | -14.0604 | -14.5073 | -16.1961 | -17.8373 | -19.4466 | -20.9782 | -22.6474 | -24.2074 | -25.6927 | -27.1214 | -28.4476 | -29.7496 | -30.9774 | -32.1655 | -33.339 | -34.4254 | -35.4634 | -36.4989 | -37.4672 | -38.3845 | -39.2687 | -40.1077 | -40.8966 | -41.655 | -42.3747 | -43.0567 | -43.7237 | -44.37 | -44.9956 | -45.6075 | -46.1905 | -46.7466 | -47.2864 | -47.8017
Northwest | Single Family | Minimum | August | Water Heating Under 55 | LDCEU/TDEF | Electric Load with Losses, Incl. Cogeneration | MW | 0 | 0 | 0 | 0 | 0 | 0 | 0 | 0 | 0 | 0 | 0 | 0 | 0 | 0 | 0 | 0 | 0 | 0 | 0 | 0 | 0 | 0 | 0 | 0 | 0.0026 | 0.0048 | 0.0084 | 0.0111 | 0.0137 | 0.0169 | 0.0191 | 0.0204 | 0.0215 | 0.0222 | 0.0227 | 0.0234 | 0.0239 | 0.0242 | 0.0246 | 0.0248 | 0.0247 | 0.0246 | 0.0244 | 0.0243 | 0.0241 | 0.0239 | 0.0237 | 0.0235 | 0.0231 | 0.0229 | 0.0227 | 0.0223 | 0.0221 | 0.0218 | 0.0214 | 0.0212 | 0.0208 | 0.0205
Northwest | Single Family | Minimum | August | Lighting | LDCEU/TDEF | Electric Load with Losses, Incl. Cogeneration | MW | 0 | 0 | 0 | 0 | 0 | 0 | 0 | 0 | 0 | 0 | 0 | 0 | 0 | 0 | 0 | 0 | 0 | 0 | 0 | -0.0001 | 0 | -0.0001 | 0 | 0 | -1.5277 | -2.3126 | -3.0226 | -3.6565 | -3.3058 | -2.9886 | -2.7017 | -2.4422 | -2.2075 | -1.9951 | -1.8031 | -1.6295 | -1.4725 | -1.3306 | -1.2022 | -1.0863 | -0.9814 | -0.8866 | -0.801 | -0.7235 | -0.6536 | -0.5904 | -0.5332 | -0.4816 | -0.435 | -0.3929 | -0.3547 | -0.3204 | -0.2893 | -0.2612 | -0.2358 | -0.213 | -0.1923 | -0.1737
Northwest | Single Family | Minimum | August | Refrigeration | LDCEU/TDEF | Electric Load with Losses, Incl. Cogeneration | MW | 0 | 0 | 0 | 0 | 0 | 0 | 0 | 0 | 0 | 0 | 0 | 0 | 0 | 0 | 0 | 0 | 0 | 0 | 0 | 0 | 0 | 0 | 0 | 0 | 0 | 0 | 0 | 0 | 0 | 0 | 0 | 0 | 0 | 0 | 0 | 0 | 0 | 0 | 0 | 0 | 0 | 0 | 0 | 0 | 0 | 0 | 0 | 0 | 0 | 0 | 0 | 0 | 0 | 0 | 0 | 0 | 0 | 0
Northwest | Single Family | Minimum | August | Freezer | LDCEU/TDEF | Electric Load with Losses, Incl. Cogeneration | MW | 0 | 0 | 0 | 0 | 0 | 0 | 0 | 0 | 0 | 0 | 0 | 0 | 0 | 0 | 0 | 0 | 0 | 0 | 0 | 0 | 0 | 0 | 0 | 0 | -0.284 | -0.5565 | -0.8141 | -1.0565 | -1.2841 | -1.4956 | -1.6924 | -1.8747 | -2.0438 | -2.2007 | -2.3443 | -2.478 | -2.6012 | -2.7157 | -2.8221 | -2.919 | -3.0082 | -3.0915 | -3.1671 | -3.2355 | -3.2976 | -3.3534 | -3.4031 | -3.4474 | -3.4867 | -3.5209 | -3.5509 | -3.5772 | -3.6 | -3.6194 | -3.6354 | -3.6482 | -3.6581 | -3.665
Northwest | Single Family | Minimum | August | Clothes Washer | LDCEU/TDEF | Electric Load with Losses, Incl. Cogeneration | MW | 0 | 0 | 0 | 0 | 0 | 0 | 0 | 0 | 0 | 0 | 0 | 0 | 0 | 0 | 0 | 0 | 0 | 0 | 0 | 0 | 0 | 0 | 0 | 0 | 0 | 0 | 0 | 0 | 0 | 0 | 0 | 0 | 0 | 0 | 0 | 0 | 0 | 0 | 0 | 0 | 0 | 0 | 0 | 0 | 0 | 0 | 0 | 0 | 0 | 0 | 0 | 0 | 0 | 0 | 0 | 0 | 0 | 0
Northwest | Single Family | Minimum | August | Clothes Dryer | LDCEU/TDEF | Electric Load with Losses, Incl. Cogeneration | MW | 0 | 0 | 0 | 0 | 0 | 0 | 0 | 0 | 0 | 0 | 0 | 0 | 0 | 0 | 0 | 0 | 0 | 0 | 0 | 0 | 0 | 0 | 0 | 0 | 0.0016 | 0.0032 | 0.005 | 0.0068 | 0.0086 | 0.0105 | 0.0123 | 0.0142 | 0.016 | 0.0178 | 0.0196 | 0.0214 | 0.0234 | 0.0252 | 0.0272 | 0.029 | 0.0309 | 0.0329 | 0.0348 | 0.0366 | 0.0386 | 0.0405 | 0.0424 | 0.0443 | 0.0462 | 0.0481 | 0.0501 | 0.052 | 0.054 | 0.0559 | 0.058 | 0.0599 | 0.0619 | 0.064
Northwest | Single Family | Minimum | August | Dishwasher | LDCEU/TDEF | Electric Load with Losses, Incl. Cogeneration | MW | 0 | 0 | 0 | 0 | 0 | 0 | 0 | 0 | 0 | 0 | 0 | 0 | 0 | 0 | 0 | 0 | 0 | 0 | 0 | 0 | 0 | 0 | 0 | 0 | 0 | 0 | 0 | 0 | 0 | 0 | 0 | 0 | 0 | 0 | 0 | 0 | 0 | 0 | 0 | 0 | 0 | 0 | 0 | 0 | 0 | 0 | 0 | 0 | 0 | 0 | 0 | 0 | 0 | 0 | 0 | 0 | 0 | 0
Northwest | Single Family | Minimum | August | Cooking | LDCEU/TDEF | Electric Load with Losses, Incl. Cogeneration | MW | 0 | 0 | 0 | 0 | 0 | 0 | 0 | 0 | 0 | 0 | 0 | 0 | 0 | 0 | 0 | 0 | 0 | 0 | 0 | 0 | 0 | 0 | 0 | 0 | 0 | 0 | -0.2206 | -0.4222 | -0.6053 | -0.769 | -0.9155 | -1.0458 | -1.161 | -1.2622 | -1.3496 | -1.4248 | -1.4887 | -1.5424 | -1.5863 | -1.6204 | -1.6461 | -1.6642 | -1.6742 | -1.6771 | -1.6728 | -1.6621 | -1.6452 | -1.6227 | -1.5949 | -1.5622 | -1.5247 | -1.4829 | -1.4372 | -1.3876 | -1.3345 | -1.278 | -1.2185 | -1.1568
Northwest | Single Family | Minimum | August | Air Conditioning | LDCEU/TDEF | Electric Load with Losses, Incl. Cogeneration | MW | -0.5302 | -1.0471 | -0.6909 | -1.9602 | -3.0925 | -3.1706 | -3.2101 | -2.4749 | -3.7257 | -3.3514 | -5.0328 | -5.6839 | -5.4144 | -4.1609 | -3.6211 | -4.253 | -4.2582 | -3.4061 | -4.2707 | -5.14 | -4.6602 | -5.8874 | -5.2724 | -6.499 | -5.2599 | -5.3792 | -5.5221 | -5.6661 | -5.8126 | -5.9596 | -6.1568 | -6.3424 | -6.5178 | -6.6828 | -6.8369 | -6.9879 | -7.1298 | -7.2656 | -7.399 | -7.5256 | -7.6504 | -7.7808 | -7.909 | -8.0348 | -8.1624 | -8.2876 | -8.3962 | -8.4508 | -8.5026 | -8.5508 | -8.6013 | -8.6505 | -8.6983 | -8.7483 | -8.7953 | -8.7934 | -8.744 | -8.6922
Northwest | Single Family | Minimum | August | Entertainment Center | LDCEU/TDEF | Electric Load with Losses, Incl. Cogeneration | MW | 0 | 0 | 0 | 0 | 0 | 0 | 0 | 0 | 0 | 0 | 0 | 0 | 0 | 0 | 0 | 0 | 0 | 0 | 0 | 0 | 0 | 0 | 0 | 0 | -1.039 | -2.8713 | -5.3128 | -8.2044 | -11.4233 | -14.857 | -18.4348 | -22.0878 | -25.7743 | -29.4591 | -33.0968 | -36.6953 | -40.2245 | -43.6911 | -47.0883 | -50.3814 | -53.5891 | -56.7356 | -59.7773 | -62.7198 | -65.5686 | -68.3248 | -70.9819 | -73.5521 | -76.0362 | -78.4329 | -80.7545 | -83.0117 | -85.2083 | -87.3421 | -89.4095 | -91.4151 | -93.3615 | -95.251
Northwest | Single Family | Minimum | August | Other Non-Substitutables | LDCEU/TDEF | Electric Load with Losses, Incl. Cogeneration | MW | 0 | 0 | 0 | 0 | 0 | 0 | 0 | 0 | 0 | 0 | 0 | 0 | 0 | 0 | 0 | 0 | 0 | 0 | 0 | 0 | 0 | 0 | 0 | 0 | -21.3753 | -40.4049 | -57.5242 | -72.8696 | -86.6318 | -98.8785 | -109.815 | -119.5427 | -128.2204 | -135.9649 | -142.8057 | -148.9529 | -154.4289 | -159.3678 | -163.8299 | -167.7795 | -171.3355 | -174.6123 | -177.5289 | -180.1341 | -182.4727 | -184.5724 | -186.4382 | -188.1176 | -189.6265 | -190.9747 | -192.2003 | -193.335 | -194.3918 | -195.3716 | -196.2699 | -197.1001 | -197.8696 | -198.5848
Northwest | Single Family | Minimum | August | Water Heating Over 55 | LDCEU/TDEF | Electric Load with Losses, Incl. Cogeneration | MW | 0 | 0 | 0 | 0 | 0 | 0 | 0 | 0 | 0 | 0 | 0 | 0 | 0 | 0 | 0 | 0 | 0 | 0 | 0 | 0 | 0 | 0 | 0 | 0 | 0 | 0 | 0 | 0 | 0 | 0 | 0 | 0 | 0 | 0 | 0 | 0 | 0 | 0 | 0 | 0 | 0 | 0 | 0 | 0 | 0 | 0 | 0 | 0 | 0 | 0 | 0 | 0 | 0 | 0 | 0 | 0 | 0 | 0
Northwest | Single Family | Minimum | September | Space Heating | LDCEU/TDEF | Electric Load with Losses, Incl. Cogeneration | MW | -1.3547 | -1.3272 | -1.7263 | -4.4694 | -2.8832 | -2.8546 | -5.6752 | -6.875 | -6.0835 | -7.2152 | -5.3058 | -10.1301 | -12.1009 | -8.2473 | -13.4077 | -11.9918 | -9.2107 | -12.1627 | -7.8017 | -10.5081 | -14.3354 | -10.2868 | -19.2023 | -20.6553 | -16.3169 | -16.8324 | -18.7893 | -20.6896 | -22.5514 | -24.3227 | -26.2689 | -28.087 | -29.8156 | -31.4751 | -33.0138 | -34.521 | -35.9404 | -37.3118 | -38.6627 | -39.9122 | -41.1039 | -42.2901 | -43.3977 | -44.4447 | -45.4519 | -46.4056 | -47.3004 | -48.1584 | -48.9713 | -49.7407 | -50.4926 | -51.2209 | -51.9257 | -52.6142 | -53.2699 | -53.8952 | -54.5012 | -55.0794
Northwest | Single Family | Minimum | September | Water Heating Under 55 | LDCEU/TDEF | Electric Load with Losses, Incl. Cogeneration | MW | 0 | 0 | 0 | 0 | 0 | 0 | 0 | 0 | 0 | 0 | 0 | 0 | 0 | 0 | 0 | 0 | 0 | 0 | 0 | 0 | -0.0001 | 0 | 0 | 0 | 0.0028 | 0.0052 | 0.0089 | 0.0118 | 0.0146 | 0.018 | 0.0202 | 0.0217 | 0.0227 | 0.0233 | 0.0238 | 0.0246 | 0.0251 | 0.0253 | 0.0257 | 0.0259 | 0.0257 | 0.0257 | 0.0255 | 0.0253 | 0.0251 | 0.0249 | 0.0247 | 0.0244 | 0.0241 | 0.0238 | 0.0235 | 0.0233 | 0.0229 | 0.0227 | 0.0224 | 0.0221 | 0.0217 | 0.0213
Northwest | Single Family | Minimum | September | Lighting | LDCEU/TDEF | Electric Load with Losses, Incl. Cogeneration | MW | 0 | 0 | 0 | 0 | 0 | 0 | 0 | 0 | 0 | 0 | 0 | 0 | 0 | 0 | 0 | 0 | 0 | 0 | 0 | 0 | 0 | 0 | 0 | 0 | -1.7581 | -2.6611 | -3.4782 | -4.2076 | -3.804 | -3.4391 | -3.1089 | -2.8103 | -2.5401 | -2.2958 | -2.0749 | -1.8751 | -1.6944 | -1.5311 | -1.3835 | -1.2499 | -1.1293 | -1.0202 | -0.9217 | -0.8326 | -0.752 | -0.6793 | -0.6136 | -0.5542 | -0.5005 | -0.452 | -0.4082 | -0.3687 | -0.3329 | -0.3006 | -0.2714 | -0.245 | -0.2213 | -0.1999
Northwest | Single Family | Minimum | September | Refrigeration | LDCEU/TDEF | Electric Load with Losses, Incl. Cogeneration | MW | 0 | 0 | 0 | 0 | 0 | 0 | 0 | 0 | 0 | 0 | 0 | 0 | 0 | 0 | 0 | 0 | 0 | 0 | 0 | 0 | 0 | 0 | 0 | 0 | 0 | 0 | 0 | 0 | 0 | 0 | 0 | 0 | 0 | 0 | 0 | 0 | 0 | 0 | 0 | 0 | 0 | 0 | 0 | 0 | 0 | 0 | 0 | 0 | 0 | 0 | 0 | 0 | 0 | 0 | 0 | 0 | 0 | 0
Northwest | Single Family | Minimum | September | Freezer | LDCEU/TDEF | Electric Load with Losses, Incl. Cogeneration | MW | 0 | 0 | 0 | 0 | 0 | 0 | 0 | 0 | 0 | 0 | 0 | 0 | 0 | 0 | 0 | 0 | 0 | 0 | 0 | 0 | 0 | 0 | 0 | 0 | -0.2657 | -0.5221 | -0.7646 | -0.9927 | -1.2072 | -1.4069 | -1.593 | -1.7656 | -1.9259 | -2.0749 | -2.2115 | -2.3389 | -2.4566 | -2.5663 | -2.6683 | -2.7616 | -2.8478 | -2.9285 | -3.0021 | -3.0688 | -3.1296 | -3.1847 | -3.2339 | -3.2783 | -3.3177 | -3.3525 | -3.3833 | -3.4107 | -3.4348 | -3.4558 | -3.4734 | -3.4882 | -3.5001 | -3.5093
Northwest | Single Family | Minimum | September | Clothes Washer | LDCEU/TDEF | Electric Load with Losses, Incl. Cogeneration | MW | 0 | 0 | 0 | 0 | 0 | 0 | 0 | 0 | 0 | 0 | 0 | 0 | 0 | 0 | 0 | 0 | 0 | 0 | 0 | 0 | 0 | 0 | 0 | 0 | 0 | 0 | 0 | 0 | 0 | 0 | 0 | 0 | 0 | 0 | 0 | 0 | 0 | 0 | 0 | 0 | 0 | 0 | 0 | 0 | 0 | 0 | 0 | 0 | 0 | 0 | 0 | 0 | 0 | 0 | 0 | 0 | 0 | 0
Northwest | Single Family | Minimum | September | Clothes Dryer | LDCEU/TDEF | Electric Load with Losses, Incl. Cogeneration | MW | 0 | 0 | 0 | 0 | 0 | 0 | 0 | 0 | 0 | 0 | 0 | 0 | 0 | 0 | 0 | 0 | 0 | 0 | 0 | 0 | 0 | 0 | 0 | 0 | 0.0015 | 0.0029 | 0.0044 | 0.0061 | 0.0077 | 0.0093 | 0.011 | 0.0126 | 0.0142 | 0.0158 | 0.0175 | 0.0191 | 0.0207 | 0.0224 | 0.0241 | 0.0258 | 0.0275 | 0.0292 | 0.0309 | 0.0326 | 0.0344 | 0.0361 | 0.0378 | 0.0394 | 0.0412 | 0.0428 | 0.0446 | 0.0463 | 0.048 | 0.0498 | 0.0516 | 0.0533 | 0.0551 | 0.0569
Northwest | Single Family | Minimum | September | Dishwasher | LDCEU/TDEF | Electric Load with Losses, Incl. Cogeneration | MW | 0 | 0 | 0 | 0 | 0 | 0 | 0 | 0 | 0 | 0 | 0 | 0 | 0 | 0 | 0 | 0 | 0 | 0 | 0 | 0 | 0 | 0 | 0 | 0 | 0 | 0 | 0 | 0 | 0 | 0 | 0 | 0 | 0 | 0 | 0 | 0 | 0 | 0 | 0 | 0 | 0 | 0 | 0 | 0 | 0 | 0 | 0 | 0 | 0 | 0 | 0 | 0 | 0 | 0 | 0 | 0 | 0 | 0
Northwest | Single Family | Minimum | September | Cooking | LDCEU/TDEF | Electric Load with Losses, Incl. Cogeneration | MW | 0 | 0 | 0 | 0 | 0 | 0 | 0 | 0 | 0 | 0 | 0 | 0 | 0 | 0 | 0 | 0 | 0 | 0 | 0 | 0 | 0 | 0 | 0 | 0 | 0 | 0 | -0.2251 | -0.431 | -0.618 | -0.785 | -0.9348 | -1.0679 | -1.1856 | -1.2892 | -1.3785 | -1.4554 | -1.5207 | -1.5757 | -1.6204 | -1.6554 | -1.6817 | -1.7002 | -1.7105 | -1.7135 | -1.7089 | -1.698 | -1.6808 | -1.6576 | -1.6291 | -1.5956 | -1.557 | -1.5142 | -1.4674 | -1.4164 | -1.3619 | -1.3039 | -1.2429 | -1.1797
Northwest | Single Family | Minimum | September | Air Conditioning | LDCEU/TDEF | Electric Load with Losses, Incl. Cogeneration | MW | -5.0161 | -13.4463 | -18.754 | -4.1522 | -21.4283 | -33.832 | -17.4969 | -15.6021 | -28.2604 | -24.779 | -47.7756 | -14.7167 | -13.9185 | -35.2871 | -15.326 | -25.8715 | -42.6993 | -23.9983 | -61.1843 | -34.3955 | -26.3662 | -46.4573 | -12.4724 | -18.0095 | -37.3309 | -38.1867 | -39.2146 | -40.2568 | -41.32 | -42.3902 | -43.802 | -45.1399 | -46.411 | -47.6061 | -48.7307 | -49.833 | -50.8756 | -51.8783 | -52.8611 | -53.801 | -54.7301 | -55.6979 | -56.6531 | -57.593 | -58.5456 | -59.4826 | -60.2803 | -60.6056 | -60.9086 | -61.1851 | -61.4754 | -61.7556 | -62.0252 | -62.3083 | -62.5695 | -62.5363 | -62.2208 | -61.8875
Northwest | Single Family | Minimum | September | Entertainment Center | LDCEU/TDEF | Electric Load with Losses, Incl. Cogeneration | MW | 0 | 0 | 0 | 0 | 0 | 0 | 0 | 0 | 0 | 0 | 0 | 0 | 0 | 0 | 0 | 0 | 0 | 0 | 0 | 0 | 0 | 0 | 0 | 0 | -1.7296 | -4.7804 | -8.845 | -13.6597 | -19.0203 | -24.741 | -30.7027 | -36.7915 | -42.9378 | -49.0831 | -55.1511 | -61.1558 | -67.0471 | -72.8357 | -78.5104 | -84.0134 | -89.3763 | -94.6379 | -99.727 | -104.6514 | -109.4205 | -114.0364 | -118.4879 | -122.7953 | -126.9594 | -130.9783 | -134.8726 | -138.6607 | -142.3484 | -145.9324 | -149.406 | -152.7771 | -156.0499 | -159.2282
Northwest | Single Family | Minimum | September | Other Non-Substitutables | LDCEU/TDEF | Electric Load with Losses, Incl. Cogeneration | MW | 0 | 0 | 0 | 0 | 0 | 0 | 0 | 0 | 0 | 0 | 0 | 0 | 0 | 0 | 0 | 0 | 0 | 0 | 0 | 0 | 0 | 0 | 0 | 0 | -22.1637 | -41.897 | -59.6421 | -75.5518 | -89.8231 | -102.5315 | -113.8832 | -123.9859 | -133.0017 | -141.0529 | -148.1676 | -154.5649 | -160.2694 | -165.418 | -170.0731 | -174.199 | -177.9185 | -181.3481 | -184.4061 | -187.1402 | -189.5978 | -191.8078 | -193.775 | -195.5487 | -197.1449 | -198.574 | -199.8757 | -201.0836 | -202.2111 | -203.2589 | -204.2219 | -205.1143 | -205.9435 | -206.7162
Northwest | Single Family | Minimum | September | Water Heating Over 55 | LDCEU/TDEF | Electric Load with Losses, Incl. Cogeneration | MW | 0 | 0 | 0 | 0 | 0 | 0 | 0 | 0 | 0 | 0 | 0 | 0 | 0 | 0 | 0 | 0 | 0 | 0 | 0 | 0 | 0 | 0 | 0 | 0 | 0 | 0 | 0 | 0 | 0 | 0 | 0 | 0 | 0 | 0 | 0 | 0 | 0 | 0 | 0 | 0 | 0 | 0 | 0 | 0 | 0 | 0 | 0 | 0 | 0 | 0 | 0 | 0 | 0 | 0 | 0 | 0 | 0 | 0
Northwest | Single Family | Minimum | October | Space Heating | LDCEU/TDEF | Electric Load with Losses, Incl. Cogeneration | MW | -2.1571 | -4.0997 | -5.2957 | -6.2248 | -7.4259 | -8.4196 | -10.1779 | -11.7177 | -12.7765 | -14.8753 | -10.3117 | -13.7356 | -15.7384 | -18.03 | -22.3739 | -23.3698 | -24.1046 | -21.0575 | -22.6085 | -22.5629 | -29.862 | -18.35 | -18.9902 | -30.3731 | -30.1808 | -31.0868 | -34.4722 | -37.756 | -40.9686 | -44.0218 | -47.4097 | -50.5705 | -53.5693 | -56.4387 | -59.0935 | -61.6847 | -64.119 | -66.4655 | -68.7676 | -70.8926 | -72.9137 | -74.9193 | -76.7871 | -78.5462 | -80.2328 | -81.8246 | -83.3125 | -84.7334 | -86.0748 | -87.34 | -88.5748 | -89.7693 | -90.9239 | -92.0502 | -93.1209 | -94.14 | -95.126 | -96.0646
Northwest | Single Family | Minimum | October | Water Heating Under 55 | LDCEU/TDEF | Electric Load with Losses, Incl. Cogeneration | MW | 0 | 0 | 0 | 0 | 0 | 0 | 0 | 0 | 0 | 0 | 0 | 0 | 0 | 0 | 0 | 0 | 0 | 0 | 0 | 0 | 0 | 0 | 0 | 0 | 0.0059 | 0.0107 | 0.0184 | 0.0242 | 0.0299 | 0.0368 | 0.0414 | 0.0443 | 0.0464 | 0.0477 | 0.0487 | 0.0501 | 0.051 | 0.0515 | 0.0524 | 0.0526 | 0.0522 | 0.0522 | 0.0519 | 0.0514 | 0.051 | 0.0506 | 0.0501 | 0.0496 | 0.0491 | 0.0485 | 0.0479 | 0.0473 | 0.0468 | 0.0461 | 0.0454 | 0.0447 | 0.044 | 0.0433
Northwest | Single Family | Minimum | October | Lighting | LDCEU/TDEF | Electric Load with Losses, Incl. Cogeneration | MW | 0 | 0 | 0 | 0 | 0 | 0 | 0 | 0 | 0 | 0 | 0 | 0 | 0 | 0 | 0 | 0 | 0 | 0 | 0 | 0 | 0 | 0 | 0 | -0.0001 | -1.9436 | -2.9421 | -3.8454 | -4.6518 | -4.2056 | -3.802 | -3.4371 | -3.1069 | -2.8083 | -2.5382 | -2.2939 | -2.073 | -1.8733 | -1.6927 | -1.5295 | -1.3819 | -1.2485 | -1.1278 | -1.019 | -0.9205 | -0.8315 | -0.751 | -0.6784 | -0.6127 | -0.5533 | -0.4997 | -0.4512 | -0.4076 | -0.3681 | -0.3323 | -0.3001 | -0.271 | -0.2447 | -0.2209
Northwest | Single Family | Minimum | October | Refrigeration | LDCEU/TDEF | Electric Load with Losses, Incl. Cogeneration | MW | 0 | 0 | 0 | 0 | 0 | 0 | 0 | 0 | 0 | 0 | 0 | 0 | 0 | 0 | 0 | 0 | 0 | 0 | 0 | 0 | 0 | 0 | 0 | 0 | 0 | 0 | 0 | 0 | 0 | 0 | 0 | 0 | 0 | 0 | 0 | 0 | 0 | 0 | 0 | 0 | 0 | 0 | 0 | 0 | 0 | 0 | 0 | 0 | 0 | 0 | 0 | 0 | 0 | 0 | 0 | 0 | 0 | 0
Northwest | Single Family | Minimum | October | Freezer | LDCEU/TDEF | Electric Load with Losses, Incl. Cogeneration | MW | 0 | 0 | 0 | 0 | 0 | 0 | 0 | 0 | 0 | 0 | 0 | 0 | 0 | 0 | 0 | 0 | 0 | 0 | 0 | 0 | 0 | 0 | 0 | 0 | -0.2832 | -0.559 | -0.8197 | -1.0653 | -1.2966 | -1.5124 | -1.714 | -1.9014 | -2.0758 | -2.2383 | -2.3877 | -2.5274 | -2.6569 | -2.7779 | -2.8908 | -2.9945 | -3.0908 | -3.1814 | -3.2642 | -3.34 | -3.4093 | -3.4725 | -3.5296 | -3.5813 | -3.6278 | -3.6694 | -3.7067 | -3.7403 | -3.7705 | -3.7972 | -3.8205 | -3.8406 | -3.8576 | -3.8718
Northwest | Single Family | Minimum | October | Clothes Washer | LDCEU/TDEF | Electric Load with Losses, Incl. Cogeneration | MW | 0 | 0 | 0 | 0 | 0 | 0 | 0 | 0 | 0 | 0 | 0 | 0 | 0 | 0 | 0 | 0 | 0 | 0 | 0 | 0 | 0 | 0 | 0 | 0 | 0 | 0 | 0 | 0 | 0 | 0 | 0 | 0 | 0 | 0 | 0 | 0 | 0 | 0 | 0 | 0 | 0 | 0 | 0 | 0 | 0 | 0 | 0 | 0 | 0 | 0 | 0 | 0 | 0 | 0 | 0 | 0 | 0 | 0
Northwest | Single Family | Minimum | October | Clothes Dryer | LDCEU/TDEF | Electric Load with Losses, Incl. Cogeneration | MW | 0 | 0 | 0 | 0 | 0 | 0 | 0 | 0 | 0 | 0 | 0 | 0 | 0 | 0 | 0 | 0 | 0 | 0 | 0 | 0 | 0 | 0 | 0 | 0 | 0.0015 | 0.0031 | 0.0047 | 0.0064 | 0.0082 | 0.0099 | 0.0116 | 0.0134 | 0.0151 | 0.0169 | 0.0186 | 0.0204 | 0.0221 | 0.0238 | 0.0257 | 0.0275 | 0.0292 | 0.0311 | 0.0329 | 0.0347 | 0.0366 | 0.0384 | 0.0402 | 0.042 | 0.0438 | 0.0457 | 0.0475 | 0.0493 | 0.0512 | 0.053 | 0.055 | 0.0569 | 0.0587 | 0.0606
Northwest | Single Family | Minimum | October | Dishwasher | LDCEU/TDEF | Electric Load with Losses, Incl. Cogeneration | MW | 0 | 0 | 0 | 0 | 0 | 0 | 0 | 0 | 0 | 0 | 0 | 0 | 0 | 0 | 0 | 0 | 0 | 0 | 0 | 0 | 0 | 0 | 0 | 0 | 0 | 0 | 0 | 0 | 0 | 0 | 0 | 0 | 0 | 0 | 0 | 0 | 0 | 0 | 0 | 0 | 0 | 0 | 0 | 0 | 0 | 0 | 0 | 0 | 0 | 0 | 0 | 0 | 0 | 0 | 0 | 0 | 0 | 0
Northwest | Single Family | Minimum | October | Cooking | LDCEU/TDEF | Electric Load with Losses, Incl. Cogeneration | MW | 0 | 0 | 0 | 0 | 0 | 0 | 0 | 0 | 0 | 0 | 0 | 0 | 0 | 0 | 0 | 0 | 0 | 0 | 0 | 0 | 0 | 0 | 0 | 0 | 0 | 0 | -0.2492 | -0.477 | -0.6842 | -0.8693 | -1.0353 | -1.183 | -1.3137 | -1.4286 | -1.5277 | -1.6132 | -1.6858 | -1.7469 | -1.7968 | -1.8357 | -1.8651 | -1.8857 | -1.8973 | -1.9006 | -1.8957 | -1.8836 | -1.8645 | -1.8388 | -1.8071 | -1.7698 | -1.7271 | -1.6794 | -1.6272 | -1.5705 | -1.5097 | -1.4452 | -1.3772 | -1.3072
Northwest | Single Family | Minimum | October | Air Conditioning | LDCEU/TDEF | Electric Load with Losses, Incl. Cogeneration | MW | 0 | 0 | 0 | 0 | 0 | 0 | 0 | 0 | 0 | 0 | 0 | 0 | 0 | 0 | 0 | 0 | 0 | 0 | 0 | 0 | 0 | 0 | -0.3323 | 0 | -0.069 | -0.0707 | -0.0731 | -0.0754 | -0.0778 | -0.0803 | -0.0837 | -0.0867 | -0.0897 | -0.0923 | -0.0948 | -0.0973 | -0.0996 | -0.1019 | -0.1041 | -0.1062 | -0.1083 | -0.1104 | -0.1125 | -0.1145 | -0.1167 | -0.1187 | -0.1205 | -0.121 | -0.1215 | -0.1217 | -0.1222 | -0.1225 | -0.1229 | -0.1232 | -0.1235 | -0.1235 | -0.1232 | -0.1228
Northwest | Single Family | Minimum | October | Entertainment Center | LDCEU/TDEF | Electric Load with Losses, Incl. Cogeneration | MW | 0 | 0 | 0 | 0 | 0 | 0 | 0 | 0 | 0 | 0 | 0 | 0 | 0 | 0 | 0 | 0 | 0 | 0 | 0 | 0 | 0 | 0 | 0 | 0 | -1.3468 | -3.723 | -6.8886 | -10.6396 | -14.8172 | -19.2785 | -23.9286 | -28.6808 | -33.4801 | -38.2803 | -43.0224 | -47.717 | -52.3261 | -56.8572 | -61.3004 | -65.6133 | -69.8192 | -73.9467 | -77.9429 | -81.811 | -85.5592 | -89.1889 | -92.6912 | -96.0817 | -99.3607 | -102.5269 | -105.5965 | -108.5844 | -111.4949 | -114.3252 | -117.0699 | -119.7349 | -122.3235 | -124.8388
Northwest | Single Family | Minimum | October | Other Non-Substitutables | LDCEU/TDEF | Electric Load with Losses, Incl. Cogeneration | MW | 0 | 0 | 0 | 0 | 0 | 0 | 0 | 0 | 0 | 0 | 0 | 0 | 0 | 0 | 0 | 0 | 0 | 0 | 0 | 0 | 0 | 0 | 0 | 0 | -22.0678 | -41.7196 | -59.3824 | -75.2257 | -89.4433 | -102.1191 | -113.4441 | -123.534 | -132.5461 | -140.5989 | -147.7221 | -154.1319 | -159.8568 | -165.0302 | -169.7109 | -173.8696 | -177.6264 | -181.0927 | -184.1928 | -186.9686 | -189.469 | -191.7222 | -193.7332 | -195.5506 | -197.1897 | -198.6616 | -200.006 | -201.2577 | -202.4298 | -203.5224 | -204.5304 | -205.4674 | -206.3411 | -207.1581
Northwest | Single Family | Minimum | October | Water Heating Over 55 | LDCEU/TDEF | Electric Load with Losses, Incl. Cogeneration | MW | 0 | 0 | 0 | 0 | 0 | 0 | 0 | 0 | 0 | 0 | 0 | 0 | 0 | 0 | 0 | 0 | 0 | 0 | 0 | 0 | 0 | 0 | 0 | 0 | 0 | 0 | 0 | 0 | 0 | 0 | 0 | 0 | 0 | 0 | 0 | 0 | 0 | 0 | 0 | 0 | 0 | 0 | 0 | 0 | 0 | 0 | 0 | 0 | 0 | 0 | 0 | 0 | 0 | 0 | 0 | 0 | 0 | 0
Northwest | Single Family | Minimum | November | Space Heating | LDCEU/TDEF | Electric Load with Losses, Incl. Cogeneration | MW | -14.874 | -20.393 | -17.958 | -26.7014 | -26.6093 | -33.0096 | -37.603 | -60.398 | -48.3065 | -55.4906 | -69.098 | -68.505 | -84.285 | -74.8214 | -90.417 | -81.5228 | -93.4327 | -99.474 | -107.856 | -92.3944 | -116.543 | -119.439 | -136.072 | -105.4449 | -136.128 | -140.127 | -155.009 | -169.433 | -183.53 | -196.918 | -211.898 | -225.862 | -239.09 | -251.719 | -263.386 | -274.743 | -285.394 | -295.642 | -305.667 | -314.907 | -323.677 | -332.357 | -340.425 | -348.003 | -355.25 | -362.072 | -368.43 | -374.481 | -380.18 | -385.5437 | -390.7711 | -395.8252 | -400.7073 | -405.4624 | -409.9788 | -414.2711 | -418.418 | -422.3613
Northwest | Single Family | Minimum | November | Water Heating Under 55 | LDCEU/TDEF | Electric Load with Losses, Incl. Cogeneration | MW | 0 | 0 | 0 | 0 | 0 | 0 | 0 | 0 | 0 | 0 | 0 | 0 | 0 | 0 | 0 | 0 | 0 | 0 | 0 | 0 | 0 | 0 | 0 | 0 | 0.008 | 0.0147 | 0.025 | 0.0331 | 0.0408 | 0.0502 | 0.0565 | 0.0604 | 0.0631 | 0.0648 | 0.0658 | 0.0678 | 0.0689 | 0.0694 | 0.0705 | 0.0708 | 0.0704 | 0.0703 | 0.0698 | 0.0693 | 0.0688 | 0.0681 | 0.0675 | 0.0668 | 0.0661 | 0.0653 | 0.0646 | 0.0637 | 0.0629 | 0.062 | 0.0612 | 0.0602 | 0.0593 | 0.0583
Northwest | Single Family | Minimum | November | Lighting | LDCEU/TDEF | Electric Load with Losses, Incl. Cogeneration | MW | 0 | 0 | 0 | 0 | 0 | 0 | 0 | 0 | 0 | 0 | 0 | 0 | 0 | 0 | 0 | 0 | 0 | 0 | -0.0001 | 0 | 0 | 0 | 0 | 0 | -1.9834 | -3.0024 | -3.9241 | -4.7472 | -4.2918 | -3.88 | -3.5074 | -3.1706 | -2.8659 | -2.5902 | -2.3409 | -2.1155 | -1.9118 | -1.7274 | -1.5608 | -1.4102 | -1.2741 | -1.151 | -1.0399 | -0.9394 | -0.8485 | -0.7664 | -0.6923 | -0.6253 | -0.5647 | -0.51 | -0.4605 | -0.416 | -0.3756 | -0.3392 | -0.3062 | -0.2765 | -0.2497 | -0.2254
Northwest | Single Family | Minimum | November | Refrigeration | LDCEU/TDEF | Electric Load with Losses, Incl. Cogeneration | MW | 0 | 0 | 0 | 0 | 0 | 0 | 0 | 0 | 0 | 0 | 0 | 0 | 0 | 0 | 0 | 0 | 0 | 0 | 0 | 0 | 0 | 0 | 0 | 0 | 0 | 0 | 0 | 0 | 0 | 0 | 0 | 0 | 0 | 0 | 0 | 0 | 0 | 0 | 0 | 0 | 0 | 0 | 0 | 0 | 0 | 0 | 0 | 0 | 0 | 0 | 0 | 0 | 0 | 0 | 0 | 0 | 0 | 0
Northwest | Single Family | Minimum | November | Freezer | LDCEU/TDEF | Electric Load with Losses, Incl. Cogeneration | MW | 0 | 0 | 0 | 0 | 0 | 0 | 0 | 0 | 0 | 0 | 0 | 0 | 0 | 0 | 0 | 0 | 0 | 0 | 0 | 0 | 0 | 0 | 0 | 0 | -0.2364 | -0.4682 | -0.6872 | -0.8938 | -1.0885 | -1.2706 | -1.4408 | -1.5994 | -1.7472 | -1.8852 | -2.0124 | -2.1314 | -2.242 | -2.3456 | -2.4426 | -2.532 | -2.6153 | -2.6936 | -2.7658 | -2.8319 | -2.8928 | -2.9485 | -2.9991 | -3.0452 | -3.087 | -3.1246 | -3.1586 | -3.1895 | -3.2178 | -3.2431 | -3.2655 | -3.2851 | -3.3022 | -3.317
Northwest | Single Family | Minimum | November | Clothes Washer | LDCEU/TDEF | Electric Load with Losses, Incl. Cogeneration | MW | 0 | 0 | 0 | 0 | 0 | 0 | 0 | 0 | 0 | 0 | 0 | 0 | 0 | 0 | 0 | 0 | 0 | 0 | 0 | 0 | 0 | 0 | 0 | 0 | 0 | 0 | 0 | 0 | 0 | 0 | 0 | 0 | 0 | 0 | 0 | 0 | 0 | 0 | 0 | 0 | 0 | 0 | 0 | 0 | 0 | 0 | 0 | 0 | 0 | 0 | 0 | 0 | 0 | 0 | 0 | 0 | 0 | 0
Northwest | Single Family | Minimum | November | Clothes Dryer | LDCEU/TDEF | Electric Load with Losses, Incl. Cogeneration | MW | 0 | 0 | 0 | 0 | 0 | 0 | 0 | 0 | 0 | 0 | 0 | 0 | 0 | 0 | 0 | 0 | 0 | 0 | 0 | 0 | 0 | 0 | 0 | 0 | 0.0024 | 0.0049 | 0.0075 | 0.0101 | 0.0128 | 0.0155 | 0.0184 | 0.0211 | 0.0238 | 0.0265 | 0.0292 | 0.032 | 0.0348 | 0.0376 | 0.0405 | 0.0433 | 0.0462 | 0.049 | 0.0519 | 0.0548 | 0.0577 | 0.0606 | 0.0634 | 0.0663 | 0.0691 | 0.072 | 0.0748 | 0.0778 | 0.0807 | 0.0837 | 0.0866 | 0.0896 | 0.0927 | 0.0957
Northwest | Single Family | Minimum | November | Dishwasher | LDCEU/TDEF | Electric Load with Losses, Incl. Cogeneration | MW | 0 | 0 | 0 | 0 | 0 | 0 | 0 | 0 | 0 | 0 | 0 | 0 | 0 | 0 | 0 | 0 | 0 | 0 | 0 | 0 | 0 | 0 | 0 | 0 | 0 | 0 | 0 | 0 | 0 | 0 | 0 | 0 | 0 | 0 | 0 | 0 | 0 | 0 | 0 | 0 | 0 | 0 | 0 | 0 | 0 | 0 | 0 | 0 | 0 | 0 | 0 | 0 | 0 | 0 | 0 | 0 | 0 | 0
Northwest | Single Family | Minimum | November | Cooking | LDCEU/TDEF | Electric Load with Losses, Incl. Cogeneration | MW | 0 | 0 | 0 | 0 | 0 | 0 | 0 | 0 | 0 | 0 | 0 | 0 | 0 | 0 | 0 | 0 | 0 | 0 | 0 | 0 | 0 | 0 | 0 | 0 | 0 | 0 | -0.2974 | -0.5693 | -0.8166 | -1.0379 | -1.2362 | -1.4127 | -1.5688 | -1.7062 | -1.8248 | -1.9271 | -2.014 | -2.0871 | -2.1468 | -2.1935 | -2.2287 | -2.2534 | -2.2674 | -2.2713 | -2.2655 | -2.2509 | -2.228 | -2.1973 | -2.1593 | -2.1144 | -2.0631 | -2.0059 | -1.9432 | -1.8752 | -1.8022 | -1.7246 | -1.6432 | -1.5594
Northwest | Single Family | Minimum | November | Air Conditioning | LDCEU/TDEF | Electric Load with Losses, Incl. Cogeneration | MW | 0 | 0 | 0 | 0 | 0 | 0 | 0 | 0 | 0 | 0 | 0 | 0 | 0 | 0 | 0 | 0 | 0 | 0 | 0 | 0 | 0 | 0 | 0 | 0 | 0 | 0 | 0 | 0 | 0 | 0 | 0 | 0 | 0 | 0 | 0 | 0 | 0 | 0 | 0 | 0 | 0 | 0 | 0 | 0 | 0 | 0 | 0 | 0 | 0 | 0 | 0 | 0 | 0 | 0 | 0 | 0 | 0 | 0
Northwest | Single Family | Minimum | November | Entertainment Center | LDCEU/TDEF | Electric Load with Losses, Incl. Cogeneration | MW | 0 | 0 | 0 | 0 | 0 | 0 | 0 | 0 | 0 | 0 | 0 | 0 | 0 | 0 | 0 | 0 | 0 | 0 | 0 | 0 | 0 | 0 | 0 | 0 | -1.396 | -3.8597 | -7.1411 | -11.0304 | -15.3628 | -19.9919 | -24.8177 | -29.7517 | -34.7361 | -39.7233 | -44.6517 | -49.5324 | -54.3269 | -59.0421 | -63.6674 | -68.1598 | -72.5433 | -76.8462 | -81.0149 | -85.0512 | -88.9642 | -92.7552 | -96.4147 | -99.9589 | -103.3876 | -106.6998 | -109.9121 | -113.0407 | -116.0898 | -119.0565 | -121.9346 | -124.7305 | -127.4475 | -130.0887
Northwest | Single Family | Minimum | November | Other Non-Substitutables | LDCEU/TDEF | Electric Load with Losses, Incl. Cogeneration | MW | 0 | 0 | 0 | 0 | 0 | 0 | 0 | 0 | 0 | 0 | 0 | 0 | 0 | 0 | 0 | 0 | 0 | 0 | 0 | 0 | 0 | 0 | 0 | 0 | -21.8875 | -41.381 | -58.8912 | -74.6022 | -88.7047 | -101.2894 | -112.5357 | -122.5634 | -131.5245 | -139.5373 | -146.6291 | -153.0159 | -158.7269 | -163.8924 | -168.57 | -172.7331 | -176.4997 | -179.9774 | -183.0944 | -185.8886 | -188.4095 | -190.6855 | -192.7208 | -194.5637 | -196.2289 | -197.7276 | -199.0998 | -200.3806 | -201.5827 | -202.7063 | -203.7456 | -204.7144 | -205.6201 | -206.4693
Northwest | Single Family | Minimum | November | Water Heating Over 55 | LDCEU/TDEF | Electric Load with Losses, Incl. Cogeneration | MW | 0 | 0 | 0 | 0 | 0 | 0 | 0 | 0 | 0 | 0 | 0 | 0 | 0 | 0 | 0 | 0 | 0 | 0 | 0 | 0 | 0 | 0 | 0 | 0 | 0 | 0 | 0 | 0 | 0 | 0 | 0 | 0 | 0 | 0 | 0 | 0 | 0 | 0 | 0 | 0 | 0 | 0 | 0 | 0 | 0 | 0 | 0 | 0 | 0 | 0 | 0 | 0 | 0 | 0 | 0 | 0 | 0 | 0
Northwest | Single Family | Minimum | December | Space Heating | LDCEU/TDEF | Electric Load with Losses, Incl. Cogeneration | MW | -16.48 | -22.8 | -28.977 | -35.686 | -42.693 | -52.332 | -57.674 | -71.498 | -71.793 | -73.342 | -80.242 | -84.706 | -107.483 | -105.55 | -120.366 | -145.652 | -144.966 | -121.168 | -148.68 | -133.719 | -177.963 | -142.87 | -164.486 | -211.522 | -191.934 | -197.528 | -218.295 | -238.415 | -258.071 | -276.736 | -297.674 | -317.187 | -335.662 | -353.284 | -369.556 | -385.383 | -400.217 | -414.483 | -428.421 | -441.263 | -453.443 | -465.488 | -476.677 | -487.173 | -497.205 | -506.639 | -515.422 | -523.772 | -531.629 | -539.018 | -546.216 | -553.172 | -559.89 | -566.432 | -572.641 | -578.541 | -584.237 | -589.65
Northwest | Single Family | Minimum | December | Water Heating Under 55 | LDCEU/TDEF | Electric Load with Losses, Incl. Cogeneration | MW | 0 | 0 | 0 | 0 | 0 | 0 | 0 | 0 | 0 | 0 | 0 | 0 | 0 | 0 | 0 | 0 | 0 | 0 | 0 | 0 | -0.0001 | 0 | 0 | 0 | 0.0121 | 0.0224 | 0.0381 | 0.0503 | 0.0619 | 0.0764 | 0.0858 | 0.0917 | 0.0959 | 0.0984 | 0.1001 | 0.1029 | 0.1045 | 0.1054 | 0.107 | 0.1074 | 0.1068 | 0.1067 | 0.1059 | 0.1051 | 0.1042 | 0.1033 | 0.1023 | 0.1014 | 0.1003 | 0.0991 | 0.0979 | 0.0967 | 0.0954 | 0.0941 | 0.0927 | 0.0913 | 0.09 | 0.0885
Northwest | Single Family | Minimum | December | Lighting | LDCEU/TDEF | Electric Load with Losses, Incl. Cogeneration | MW | 0 | 0 | 0 | 0 | 0 | 0 | 0 | 0 | 0 | 0 | 0 | 0 | 0 | 0 | 0 | 0 | 0 | 0 | 0 | 0 | 0 | -0.0001 | -0.0001 | -0.0001 | -2.0268 | -3.0681 | -4.01 | -4.851 | -4.3858 | -3.9649 | -3.5843 | -3.2401 | -2.9286 | -2.6469 | -2.3922 | -2.162 | -1.9537 | -1.7653 | -1.595 | -1.4411 | -1.302 | -1.1762 | -1.0626 | -0.96 | -0.8671 | -0.7833 | -0.7074 | -0.6389 | -0.5771 | -0.5211 | -0.4705 | -0.425 | -0.3838 | -0.3467 | -0.3129 | -0.2826 | -0.2552 | -0.2304
Northwest | Single Family | Minimum | December | Refrigeration | LDCEU/TDEF | Electric Load with Losses, Incl. Cogeneration | MW | 0 | 0 | 0 | 0 | 0 | 0 | 0 | 0 | 0 | 0 | 0 | 0 | 0 | 0 | 0 | 0 | 0 | 0 | 0 | 0 | 0 | 0 | 0 | 0 | 0 | 0 | 0 | 0 | 0 | 0 | 0 | 0 | 0 | 0 | 0 | 0 | 0 | 0 | 0 | 0 | 0 | 0 | 0 | 0 | 0 | 0 | 0 | 0 | 0 | 0 | 0 | 0 | 0 | 0 | 0 | 0 | 0 | 0
Northwest | Single Family | Minimum | December | Freezer | LDCEU/TDEF | Electric Load with Losses, Incl. Cogeneration | MW | 0 | 0 | 0 | 0 | 0 | 0 | 0 | 0 | 0 | 0 | 0 | 0 | 0 | 0 | 0 | 0 | 0 | 0 | 0 | 0 | 0 | 0 | 0 | 0 | -0.1912 | -0.3788 | -0.5561 | -0.7233 | -0.8809 | -1.0283 | -1.1661 | -1.2946 | -1.4144 | -1.5261 | -1.6291 | -1.7256 | -1.8153 | -1.8993 | -1.978 | -2.0505 | -2.118 | -2.1817 | -2.2403 | -2.2941 | -2.3435 | -2.3889 | -2.43 | -2.4676 | -2.5017 | -2.5323 | -2.5601 | -2.5854 | -2.6085 | -2.6293 | -2.6476 | -2.6639 | -2.6779 | -2.6901
Northwest | Single Family | Minimum | December | Clothes Washer | LDCEU/TDEF | Electric Load with Losses, Incl. Cogeneration | MW | 0 | 0 | 0 | 0 | 0 | 0 | 0 | 0 | 0 | 0 | 0 | 0 | 0 | 0 | 0 | 0 | 0 | 0 | 0 | 0 | 0 | 0 | 0 | 0 | 0 | 0 | 0 | 0 | 0 | 0 | 0 | 0 | 0 | 0 | 0 | 0 | 0 | 0 | 0 | 0 | 0 | 0 | 0 | 0 | 0 | 0 | 0 | 0 | 0 | 0 | 0 | 0 | 0 | 0 | 0 | 0 | 0 | 0
Northwest | Single Family | Minimum | December | Clothes Dryer | LDCEU/TDEF | Electric Load with Losses, Incl. Cogeneration | MW | 0 | 0 | 0 | 0 | 0 | 0 | 0 | 0 | 0 | 0 | 0 | 0 | 0 | 0 | 0 | 0 | 0 | 0 | 0 | 0 | 0 | 0 | 0 | 0 | 0.0027 | 0.0054 | 0.0084 | 0.0114 | 0.0144 | 0.0176 | 0.0207 | 0.0238 | 0.0268 | 0.03 | 0.033 | 0.0361 | 0.0393 | 0.0424 | 0.0457 | 0.0489 | 0.0521 | 0.0553 | 0.0585 | 0.0617 | 0.065 | 0.0683 | 0.0715 | 0.0747 | 0.078 | 0.0812 | 0.0845 | 0.0877 | 0.091 | 0.0944 | 0.0978 | 0.1011 | 0.1044 | 0.1078
Northwest | Single Family | Minimum | December | Dishwasher | LDCEU/TDEF | Electric Load with Losses, Incl. Cogeneration | MW | 0 | 0 | 0 | 0 | 0 | 0 | 0 | 0 | 0 | 0 | 0 | 0 | 0 | 0 | 0 | 0 | 0 | 0 | 0 | 0 | 0 | 0 | 0 | 0 | 0 | 0 | 0 | 0 | 0 | 0 | 0 | 0 | 0 | 0 | 0 | 0 | 0 | 0 | 0 | 0 | 0 | 0 | 0 | 0 | 0 | 0 | 0 | 0 | 0 | 0 | 0 | 0 | 0 | 0 | 0 | 0 | 0 | 0
Northwest | Single Family | Minimum | December | Cooking | LDCEU/TDEF | Electric Load with Losses, Incl. Cogeneration | MW | 0 | 0 | 0 | 0 | 0 | 0 | 0 | 0 | 0 | 0 | 0 | 0 | 0 | 0 | 0 | 0 | 0 | 0 | 0 | 0 | 0 | 0 | 0 | 0 | 0 | 0 | -0.354 | -0.6777 | -0.9721 | -1.2355 | -1.4716 | -1.6817 | -1.8678 | -2.0313 | -2.1726 | -2.2944 | -2.3978 | -2.485 | -2.5561 | -2.6117 | -2.6537 | -2.6832 | -2.6998 | -2.7045 | -2.6976 | -2.6804 | -2.6531 | -2.6165 | -2.5712 | -2.5179 | -2.4568 | -2.3887 | -2.3141 | -2.233 | -2.1462 | -2.0538 | -1.9567 | -1.857
Northwest | Single Family | Minimum | December | Air Conditioning | LDCEU/TDEF | Electric Load with Losses, Incl. Cogeneration | MW | 0 | 0 | 0 | 0 | 0 | 0 | 0 | 0 | 0 | 0 | 0 | 0 | 0 | 0 | 0 | 0 | 0 | 0 | 0 | 0 | 0 | 0 | 0 | 0 | 0 | 0 | 0 | 0 | 0 | 0 | 0 | 0 | 0 | 0 | 0 | 0 | 0 | 0 | 0 | 0 | 0 | 0 | 0 | 0 | 0 | 0 | 0 | 0 | 0 | 0 | 0 | 0 | 0 | 0 | 0 | 0 | 0 | 0
Northwest | Single Family | Minimum | December | Entertainment Center | LDCEU/TDEF | Electric Load with Losses, Incl. Cogeneration | MW | 0 | 0 | 0 | 0 | 0 | 0 | 0 | 0 | 0 | 0 | 0 | 0 | 0 | 0 | 0 | 0 | 0 | 0 | 0 | 0 | 0 | 0 | 0 | 0 | -2.0281 | -5.6071 | -10.3738 | -16.0237 | -22.3177 | -29.043 | -36.0542 | -43.2232 | -50.4653 | -57.7119 | -64.8733 | -71.9657 | -78.9333 | -85.786 | -92.5081 | -99.0379 | -105.4095 | -111.6642 | -117.7243 | -123.5923 | -129.2812 | -134.793 | -140.1138 | -145.2673 | -150.2532 | -155.0697 | -159.7415 | -164.2914 | -168.7264 | -173.0415 | -177.228 | -181.2954 | -185.2481 | -189.0907
Northwest | Single Family | Minimum | December | Other Non-Substitutables | LDCEU/TDEF | Electric Load with Losses, Incl. Cogeneration | MW | 0 | 0 | 0 | 0 | 0 | 0 | 0 | 0 | 0 | 0 | 0 | 0 | 0 | 0 | 0 | 0 | 0 | 0 | 0 | 0 | 0 | 0 | 0 | 0 | -22.4927 | -42.5246 | -60.5161 | -76.6598 | -91.151 | -104.0843 | -115.6422 | -125.9491 | -135.1601 | -143.3968 | -150.6876 | -157.2539 | -163.1268 | -168.4391 | -173.2498 | -177.5327 | -181.4083 | -184.987 | -188.1954 | -191.0716 | -193.6673 | -196.0113 | -198.1078 | -200.0068 | -201.7229 | -203.268 | -204.683 | -206.004 | -207.2445 | -208.4041 | -209.4774 | -210.478 | -211.4138 | -212.2916
Northwest | Single Family | Minimum | December | Water Heating Over 55 | LDCEU/TDEF | Electric Load with Losses, Incl. Cogeneration | MW | 0 | 0 | 0 | 0 | 0 | 0 | 0 | 0 | 0 | 0 | 0 | 0 | 0 | 0 | 0 | 0 | 0 | 0 | 0 | 0 | 0 | 0 | 0 | 0 | 0 | 0 | 0 | 0 | 0 | 0 | 0 | 0 | 0 | 0 | 0 | 0 | 0 | 0 | 0 | 0 | 0 | 0 | 0 | 0 | 0 | 0 | 0 | 0 | 0 | 0 | 0 | 0 | 0 | 0 | 0 | 0 | 0 | 0
Northwest | Multi Family | Peak | January | Space Heating | LDCEU/TDEF | Electric Load with Losses, Incl. Cogeneration | MW | -6.4209 | -11.8677 | -27.8468 | -53.2835 | -70.2471 | -80.5532 | -101.3598 | -123.8562 | -129.1315 | -142.5534 | -124.9639 | -166.6492 | -164.4473 | -141.861 | -180.3368 | -195.1081 | -187.919 | -147.7665 | -189.651 | -197.5058 | -239.468 | -213.0708 | -208.0894 | -253.1886 | -271.7054 | -281.8292 | -297.6256 | -312.6575 | -326.5877 | -340.2507 | -352.552 | -364.1628 | -375.4463 | -386.2258 | -396.9151 | -406.7198 | -415.7432 | -424.2699 | -432.7643 | -440.5318 | -447.5327 | -454.3808 | -460.8035 | -466.753 | -472.5851 | -477.9401 | -482.8275 | -487.4967 | -491.6917 | -495.3621 | -498.9777 | -502.2764 | -505.3019 | -508.3117 | -511.0221 | -513.3916 | -515.6925 | -517.7189
Northwest | Multi Family | Peak | January | Water Heating Under 55 | LDCEU/TDEF | Electric Load with Losses, Incl. Cogeneration | MW | 0 | 0 | 0 | 0 | 0 | 0 | 0 | 0 | 0 | 0 | 0 | 0 | 0 | 0 | 0 | 0 | 0 | 0 | 0 | 0 | 0 | 0 | 0 | 0 | 0.012 | 0.0237 | 0.0393 | 0.0518 | 0.0634 | 0.0774 | 0.087 | 0.0928 | 0.098 | 0.101 | 0.103 | 0.106 | 0.107 | 0.108 | 0.11 | 0.11 | 0.109 | 0.109 | 0.107 | 0.105 | 0.104 | 0.102 | 0.101 | 0.1 | 0.098 | 0.095 | 0.093 | 0.092 | 0.09 | 0.087 | 0.085 | 0.083 | 0.081 | 0.079
Northwest | Multi Family | Peak | January | Lighting | LDCEU/TDEF | Electric Load with Losses, Incl. Cogeneration | MW | 0 | 0 | 0 | 0 | 0 | 0 | 0 | 0 | 0 | 0 | 0 | 0 | 0 | 0 | 0 | 0 | 0 | 0 | 0 | 0 | 0 | 0 | 0 | 0 | -0.3671 | -0.5859 | -0.7755 | -0.9525 | -0.8579 | -0.7727 | -0.6961 | -0.6271 | -0.5649 | -0.509 | -0.4585 | -0.413 | -0.372 | -0.3351 | -0.3017 | -0.2717 | -0.2445 | -0.2201 | -0.1981 | -0.1783 | -0.1604 | -0.1442 | -0.1297 | -0.1166 | -0.1048 | -0.0942 | -0.0846 | -0.076 | -0.0683 | -0.0613 | -0.0551 | -0.0495 | -0.0444 | -0.0399
Northwest | Multi Family | Peak | January | Refrigeration | LDCEU/TDEF | Electric Load with Losses, Incl. Cogeneration | MW | 0 | 0 | 0 | 0 | 0 | 0 | 0 | 0 | 0 | 0 | 0 | 0 | 0 | 0 | 0 | 0 | 0 | 0 | 0 | 0 | 0 | 0 | 0 | 0 | 0 | 0 | 0 | 0 | 0 | 0 | 0 | 0 | 0 | 0 | 0 | 0 | 0 | 0 | 0 | 0 | 0 | 0 | 0 | 0 | 0 | 0 | 0 | 0 | 0 | 0 | 0 | 0 | 0 | 0 | 0 | 0 | 0 | 0
Northwest | Multi Family | Peak | January | Freezer | LDCEU/TDEF | Electric Load with Losses, Incl. Cogeneration | MW | 0 | 0 | 0 | 0 | 0 | 0 | 0 | 0 | 0 | 0 | 0 | 0 | 0 | 0 | 0 | 0 | 0 | 0 | 0 | 0 | 0 | 0 | 0 | 0 | -0.0111 | -0.0214 | -0.0302 | -0.0378 | -0.0444 | -0.05 | -0.0548 | -0.0587 | -0.0621 | -0.0649 | -0.0672 | -0.069 | -0.0702 | -0.071 | -0.0716 | -0.0718 | -0.0717 | -0.0714 | -0.0709 | -0.0703 | -0.0694 | -0.0684 | -0.0674 | -0.0662 | -0.0649 | -0.0634 | -0.062 | -0.0605 | -0.059 | -0.0574 | -0.0559 | -0.0543 | -0.0527 | -0.0512
Northwest | Multi Family | Peak | January | Clothes Washer | LDCEU/TDEF | Electric Load with Losses, Incl. Cogeneration | MW | 0 | 0 | 0 | 0 | 0 | 0 | 0 | 0 | 0 | 0 | 0 | 0 | 0 | 0 | 0 | 0 | 0 | 0 | 0 | 0 | 0 | 0 | 0 | 0 | 0 | 0 | 0 | 0 | 0 | 0 | 0 | 0 | 0 | 0 | 0 | 0 | 0 | 0 | 0 | 0 | 0 | 0 | 0 | 0 | 0 | 0 | 0 | 0 | 0 | 0 | 0 | 0 | 0 | 0 | 0 | 0 | 0 | 0
Northwest | Multi Family | Peak | January | Clothes Dryer | LDCEU/TDEF | Electric Load with Losses, Incl. Cogeneration | MW | 0 | 0 | 0 | 0 | 0 | 0 | 0 | 0 | 0 | 0 | 0 | 0 | 0 | 0 | 0 | 0 | 0 | 0 | 0 | 0 | 0 | 0 | 0 | 0 | 0.0209 | 0.0449 | 0.0678 | 0.0916 | 0.1153 | 0.1391 | 0.1624 | 0.1852 | 0.2078 | 0.2301 | 0.2527 | 0.2745 | 0.2951 | 0.3155 | 0.3362 | 0.3564 | 0.3753 | 0.3946 | 0.4137 | 0.4322 | 0.4509 | 0.469 | 0.4867 | 0.5044 | 0.5216 | 0.5381 | 0.5548 | 0.5714 | 0.5876 | 0.6042 | 0.6205 | 0.6362 | 0.6521 | 0.6677
Northwest | Multi Family | Peak | January | Dishwasher | LDCEU/TDEF | Electric Load with Losses, Incl. Cogeneration | MW | 0 | 0 | 0 | 0 | 0 | 0 | 0 | 0 | 0 | 0 | 0 | 0 | 0 | 0 | 0 | 0 | 0 | 0 | 0 | 0 | 0 | 0 | 0 | 0 | 0 | 0 | 0 | 0 | 0 | 0 | 0 | 0 | 0 | 0 | 0 | 0 | 0 | 0 | 0 | 0 | 0 | 0 | 0 | 0 | 0 | 0 | 0 | 0 | 0 | 0 | 0 | 0 | 0 | 0 | 0 | 0 | 0 | 0
Northwest | Multi Family | Peak | January | Cooking | LDCEU/TDEF | Electric Load with Losses, Incl. Cogeneration | MW | 0 | 0 | 0 | 0 | 0 | 0 | 0 | 0 | 0 | 0 | 0 | 0 | 0 | 0 | 0 | 0 | 0 | 0 | 0 | 0 | 0 | 0 | 0 | 0 | 0 | 0 | -3.6311 | -6.9633 | -9.9579 | -12.6687 | -15.0773 | -17.2282 | -19.1596 | -20.8674 | -22.3914 | -23.6687 | -24.733 | -25.629 | -26.3655 | -26.9378 | -27.3461 | -27.6226 | -27.7708 | -27.7936 | -27.7016 | -27.4978 | -27.19 | -26.782 | -26.2791 | -25.685 | -25.0099 | -24.2586 | -23.4369 | -22.548 | -21.5968 | -20.586 | -19.5222 | -18.4172
Northwest | Multi Family | Peak | January | Air Conditioning | LDCEU/TDEF | Electric Load with Losses, Incl. Cogeneration | MW | 0 | 0 | 0 | 0 | 0 | 0 | 0 | 0 | 0 | 0 | 0 | 0 | 0 | 0 | 0 | 0 | 0 | 0 | 0 | 0 | 0 | 0 | 0 | 0 | 0 | 0 | 0 | 0 | 0 | 0 | 0 | 0 | 0 | 0 | 0 | 0 | 0 | 0 | 0 | 0 | 0 | 0 | 0 | 0 | 0 | 0 | 0 | 0 | 0 | 0 | 0 | 0 | 0 | 0 | 0 | 0 | 0 | 0
Northwest | Multi Family | Peak | January | Entertainment Center | LDCEU/TDEF | Electric Load with Losses, Incl. Cogeneration | MW | 0 | 0 | 0 | 0 | 0 | 0 | 0 | 0 | 0 | 0 | 0 | 0 | 0 | 0 | 0 | 0 | 0 | 0 | 0 | 0 | 0 | 0 | 0 | 0 | -4.32 | -12.1943 | -22.6043 | -35.0899 | -49.0429 | -64.1234 | -79.901 | -96.1805 | -112.8523 | -129.686 | -146.6951 | -163.3747 | -179.7129 | -195.8774 | -211.8256 | -227.388 | -242.4358 | -257.1968 | -271.603 | -285.5897 | -299.2147 | -312.4124 | -325.1995 | -337.5581 | -349.4567 | -360.8416 | -371.8585 | -382.4886 | -392.78 | -402.7372 | -412.3774 | -421.659 | -430.5916 | -439.1836
Northwest | Multi Family | Peak | January | Other Non-Substitutables | LDCEU/TDEF | Electric Load with Losses, Incl. Cogeneration | MW | 0 | 0 | 0 | 0 | 0 | 0 | 0 | 0 | 0 | 0 | 0 | 0 | 0 | 0 | 0 | 0 | 0 | 0 | 0 | 0 | 0 | 0 | 0 | 0 | -18.2631 | -35.247 | -50.1016 | -63.5027 | -75.4244 | -86.1633 | -95.686 | -104.2342 | -112.0043 | -119.0138 | -125.4614 | -131.1038 | -136.092 | -140.6217 | -144.7583 | -148.459 | -151.722 | -154.7092 | -157.4289 | -159.8835 | -162.126 | -164.1513 | -165.9843 | -167.6332 | -169.1003 | -170.3765 | -171.5334 | -172.5733 | -173.5222 | -174.3873 | -175.1801 | -175.8876 | -176.5169 | -177.0736
Northwest | Multi Family | Peak | January | Water Heating Over 55 | LDCEU/TDEF | Electric Load with Losses, Incl. Cogeneration | MW | 0 | 0 | 0 | 0 | 0 | 0 | 0 | 0 | 0 | 0 | 0 | 0 | 0 | 0 | 0 | 0 | 0 | 0 | 0 | 0 | 0 | 0 | 0 | 0 | 0 | 0 | 0 | 0 | 0 | 0 | 0 | 0 | 0 | 0 | 0 | 0 | 0 | 0 | 0 | 0 | 0 | 0 | 0 | 0 | 0 | 0 | 0 | 0 | 0 | 0 | 0 | 0 | 0 | 0 | 0 | 0 | 0 | 0
Northwest | Multi Family | Peak | February | Space Heating | LDCEU/TDEF | Electric Load with Losses, Incl. Cogeneration | MW | -11.036 | -27.638 | -48.302 | -100.047 | -127.646 | -139.479 | -197.247 | -211.591 | -260.557 | -267.32 | -273.986 | -280.999 | -310.855 | -320.8 | -283.728 | -312.746 | -348.382 | -283.092 | -395.714 | -350.686 | -398.754 | -471.728 | -346.016 | -405.051 | -501.634 | -520.382 | -549.424 | -577.072 | -602.695 | -627.8 | -650.416 | -671.745 | -692.462 | -712.242 | -731.845 | -749.809 | -766.315 | -781.911 | -797.434 | -811.619 | -824.385 | -836.869 | -848.569 | -859.395 | -870.001 | -879.728 | -888.595 | -897.057 | -904.649 | -911.277 | -917.8 | -923.741 | -929.181 | -934.588 | -939.448 | -943.683 | -947.789 | -951.392
Northwest | Multi Family | Peak | February | Water Heating Under 55 | LDCEU/TDEF | Electric Load with Losses, Incl. Cogeneration | MW | 0 | 0 | 0 | 0 | 0 | 0 | 0 | 0 | 0 | 0 | 0 | 0 | 0 | 0 | 0 | 0 | 0 | 0 | 0 | 0 | 0 | 0 | 0 | 0 | 0.0138 | 0.027 | 0.045 | 0.059 | 0.072 | 0.088 | 0.099 | 0.106 | 0.112 | 0.115 | 0.117 | 0.121 | 0.123 | 0.124 | 0.125 | 0.126 | 0.125 | 0.124 | 0.123 | 0.12 | 0.119 | 0.117 | 0.115 | 0.113 | 0.112 | 0.109 | 0.107 | 0.105 | 0.102 | 0.1 | 0.097 | 0.095 | 0.092 | 0.091
Northwest | Multi Family | Peak | February | Lighting | LDCEU/TDEF | Electric Load with Losses, Incl. Cogeneration | MW | 0 | 0 | 0 | 0 | 0 | 0 | 0 | 0 | 0 | 0 | 0 | 0 | 0 | 0 | 0 | 0 | 0 | 0 | 0 | 0 | 0 | 0 | 0 | 0 | -0.2003 | -0.3195 | -0.423 | -0.5195 | -0.4679 | -0.4215 | -0.3796 | -0.342 | -0.3082 | -0.2776 | -0.25 | -0.2252 | -0.2029 | -0.1827 | -0.1646 | -0.1482 | -0.1334 | -0.12 | -0.1081 | -0.0972 | -0.0874 | -0.0786 | -0.0708 | -0.0636 | -0.0572 | -0.0514 | -0.0461 | -0.0415 | -0.0373 | -0.0335 | -0.03 | -0.027 | -0.0243 | -0.0218
Northwest | Multi Family | Peak | February | Refrigeration | LDCEU/TDEF | Electric Load with Losses, Incl. Cogeneration | MW | 0 | 0 | 0 | 0 | 0 | 0 | 0 | 0 | 0 | 0 | 0 | 0 | 0 | 0 | 0 | 0 | 0 | 0 | 0 | 0 | 0 | 0 | 0 | 0 | 0 | 0 | 0 | 0 | 0 | 0 | 0 | 0 | 0 | 0 | 0 | 0 | 0 | 0 | 0 | 0 | 0 | 0 | 0 | 0 | 0 | 0 | 0 | 0 | 0 | 0 | 0 | 0 | 0 | 0 | 0 | 0 | 0 | 0
Northwest | Multi Family | Peak | February | Freezer | LDCEU/TDEF | Electric Load with Losses, Incl. Cogeneration | MW | 0 | 0 | 0 | 0 | 0 | 0 | 0 | 0 | 0 | 0 | 0 | 0 | 0 | 0 | 0 | 0 | 0 | 0 | 0 | 0 | 0 | 0 | 0 | 0 | -0.009 | -0.0174 | -0.0245 | -0.0306 | -0.0359 | -0.0405 | -0.0444 | -0.0477 | -0.0503 | -0.0527 | -0.0545 | -0.0559 | -0.0569 | -0.0576 | -0.058 | -0.0582 | -0.0582 | -0.0579 | -0.0576 | -0.057 | -0.0564 | -0.0555 | -0.0546 | -0.0537 | -0.0526 | -0.0515 | -0.0503 | -0.0491 | -0.0479 | -0.0466 | -0.0453 | -0.0441 | -0.0428 | -0.0415
Northwest | Multi Family | Peak | February | Clothes Washer | LDCEU/TDEF | Electric Load with Losses, Incl. Cogeneration | MW | 0 | 0 | 0 | 0 | 0 | 0 | 0 | 0 | 0 | 0 | 0 | 0 | 0 | 0 | 0 | 0 | 0 | 0 | 0 | 0 | 0 | 0 | 0 | 0 | 0 | 0 | 0 | 0 | 0 | 0 | 0 | 0 | 0 | 0 | 0 | 0 | 0 | 0 | 0 | 0 | 0 | 0 | 0 | 0 | 0 | 0 | 0 | 0 | 0 | 0 | 0 | 0 | 0 | 0 | 0 | 0 | 0 | 0
Northwest | Multi Family | Peak | February | Clothes Dryer | LDCEU/TDEF | Electric Load with Losses, Incl. Cogeneration | MW | 0 | 0 | 0 | 0 | 0 | 0 | 0 | 0 | 0 | 0 | 0 | 0 | 0 | 0 | 0 | 0 | 0 | 0 | 0 | 0 | 0 | 0 | 0 | 0 | 0.009 | 0.0193 | 0.0292 | 0.0394 | 0.0497 | 0.0599 | 0.0699 | 0.0797 | 0.0894 | 0.099 | 0.1087 | 0.1182 | 0.1269 | 0.1357 | 0.1446 | 0.1533 | 0.1614 | 0.1697 | 0.1779 | 0.1858 | 0.1938 | 0.2016 | 0.2092 | 0.2168 | 0.2242 | 0.2313 | 0.2385 | 0.2456 | 0.2526 | 0.2597 | 0.2666 | 0.2733 | 0.2802 | 0.2869
Northwest | Multi Family | Peak | February | Dishwasher | LDCEU/TDEF | Electric Load with Losses, Incl. Cogeneration | MW | 0 | 0 | 0 | 0 | 0 | 0 | 0 | 0 | 0 | 0 | 0 | 0 | 0 | 0 | 0 | 0 | 0 | 0 | 0 | 0 | 0 | 0 | 0 | 0 | 0 | 0 | 0 | 0 | 0 | 0 | 0 | 0 | 0 | 0 | 0 | 0 | 0 | 0 | 0 | 0 | 0 | 0 | 0 | 0 | 0 | 0 | 0 | 0 | 0 | 0 | 0 | 0 | 0 | 0 | 0 | 0 | 0 | 0
Northwest | Multi Family | Peak | February | Cooking | LDCEU/TDEF | Electric Load with Losses, Incl. Cogeneration | MW | 0 | 0 | 0 | 0 | 0 | 0 | 0 | 0 | 0 | 0 | 0 | 0 | 0 | 0 | 0 | 0 | 0 | 0 | 0 | 0 | 0 | 0 | 0 | 0 | 0 | 0 | -0.837 | -1.6054 | -2.2961 | -2.9213 | -3.4771 | -3.9733 | -4.4189 | -4.8129 | -5.1644 | -5.459 | -5.7043 | -5.911 | -6.0808 | -6.2128 | -6.3069 | -6.3707 | -6.405 | -6.4103 | -6.3892 | -6.3424 | -6.2715 | -6.1776 | -6.0619 | -5.925 | -5.7696 | -5.5966 | -5.4074 | -5.2027 | -4.9837 | -4.7509 | -4.5059 | -4.2516
Northwest | Multi Family | Peak | February | Air Conditioning | LDCEU/TDEF | Electric Load with Losses, Incl. Cogeneration | MW | 0 | 0 | 0 | 0 | 0 | 0 | 0 | 0 | 0 | 0 | 0 | 0 | 0 | 0 | 0 | 0 | 0 | 0 | 0 | 0 | 0 | 0 | 0 | 0 | 0 | 0 | 0 | 0 | 0 | 0 | 0 | 0 | 0 | 0 | 0 | 0 | 0 | 0 | 0 | 0 | 0 | 0 | 0 | 0 | 0 | 0 | 0 | 0 | 0 | 0 | 0 | 0 | 0 | 0 | 0 | 0 | 0 | 0
Northwest | Multi Family | Peak | February | Entertainment Center | LDCEU/TDEF | Electric Load with Losses, Incl. Cogeneration | MW | 0 | 0 | 0 | 0 | 0 | 0 | 0 | 0 | 0 | 0 | 0 | 0 | 0 | 0 | 0 | 0 | 0 | 0 | 0 | 0 | 0 | 0 | 0 | 0 | -1.6409 | -4.6324 | -8.5867 | -13.3306 | -18.6327 | -24.3628 | -30.3591 | -36.546 | -42.8818 | -49.2787 | -55.7414 | -62.0788 | -68.2849 | -74.4256 | -80.4834 | -86.3948 | -92.1095 | -97.716 | -103.1874 | -108.4991 | -113.6733 | -118.6849 | -123.5406 | -128.2338 | -132.7525 | -137.0759 | -141.2597 | -145.2966 | -149.2048 | -152.9862 | -156.6471 | -160.172 | -163.5644 | -166.8276
Northwest | Multi Family | Peak | February | Other Non-Substitutables | LDCEU/TDEF | Electric Load with Losses, Incl. Cogeneration | MW | 0 | 0 | 0 | 0 | 0 | 0 | 0 | 0 | 0 | 0 | 0 | 0 | 0 | 0 | 0 | 0 | 0 | 0 | 0 | 0 | 0 | 0 | 0 | 0 | -10.7896 | -20.8271 | -29.6045 | -37.5259 | -44.574 | -50.922 | -56.5534 | -61.6079 | -66.2023 | -70.3461 | -74.1568 | -77.4915 | -80.4379 | -83.1138 | -85.5571 | -87.7427 | -89.6691 | -91.4331 | -93.0391 | -94.4881 | -95.8118 | -97.0073 | -98.0892 | -99.0627 | -99.9289 | -100.6824 | -101.3655 | -101.9795 | -102.5399 | -103.0509 | -103.5191 | -103.9371 | -104.3091 | -104.6382
Northwest | Multi Family | Peak | February | Water Heating Over 55 | LDCEU/TDEF | Electric Load with Losses, Incl. Cogeneration | MW | 0 | 0 | 0 | 0 | 0 | 0 | 0 | 0 | 0 | 0 | 0 | 0 | 0 | 0 | 0 | 0 | 0 | 0 | 0 | 0 | 0 | 0 | 0 | 0 | 0 | 0 | 0 | 0 | 0 | 0 | 0 | 0 | 0 | 0 | 0 | 0 | 0 | 0 | 0 | 0 | 0 | 0 | 0 | 0 | 0 | 0 | 0 | 0 | 0 | 0 | 0 | 0 | 0 | 0 | 0 | 0 | 0 | 0
Northwest | Multi Family | Peak | March | Space Heating | LDCEU/TDEF | Electric Load with Losses, Incl. Cogeneration | MW | -9.252 | -22.378 | -54.579 | -93.061 | -128.883 | -148.821 | -212.052 | -228.927 | -236.796 | -314.797 | -253.314 | -257.277 | -271.031 | -323.385 | -267.823 | -361.231 | -386.186 | -312.034 | -369.38 | -396.589 | -402.023 | -405.923 | -353.586 | -452.677 | -496.264 | -514.789 | -543.443 | -570.731 | -596.023 | -620.796 | -643.118 | -664.165 | -684.605 | -704.118 | -723.458 | -741.174 | -757.443 | -772.814 | -788.112 | -802.089 | -814.661 | -826.953 | -838.472 | -849.126 | -859.56 | -869.125 | -877.842 | -886.156 | -893.61 | -900.113 | -906.512 | -912.334 | -917.665 | -922.961 | -927.718 | -931.859 | -935.872 | -939.388
Northwest | Multi Family | Peak | March | Water Heating Under 55 | LDCEU/TDEF | Electric Load with Losses, Incl. Cogeneration | MW | 0 | 0 | 0 | 0 | 0 | 0 | 0 | 0 | 0 | 0 | 0 | 0 | 0 | 0 | 0 | 0 | 0 | 0 | 0 | 0 | 0 | 0 | 0 | 0 | 0.0119 | 0.0234 | 0.039 | 0.0513 | 0.0629 | 0.0766 | 0.0862 | 0.0921 | 0.0969 | 0.0998 | 0.102 | 0.105 | 0.107 | 0.107 | 0.109 | 0.11 | 0.109 | 0.108 | 0.107 | 0.106 | 0.104 | 0.102 | 0.1 | 0.099 | 0.097 | 0.095 | 0.093 | 0.091 | 0.089 | 0.087 | 0.085 | 0.083 | 0.081 | 0.079
Northwest | Multi Family | Peak | March | Lighting | LDCEU/TDEF | Electric Load with Losses, Incl. Cogeneration | MW | 0 | 0 | 0 | 0 | 0 | 0 | 0 | 0 | 0 | 0 | 0 | 0 | 0 | 0 | 0 | 0 | 0 | 0 | 0 | 0 | 0 | 0 | 0 | 0 | -0.1793 | -0.2862 | -0.3789 | -0.4652 | -0.4191 | -0.3775 | -0.3401 | -0.3063 | -0.2759 | -0.2486 | -0.224 | -0.2017 | -0.1818 | -0.1636 | -0.1473 | -0.1327 | -0.1195 | -0.1075 | -0.0968 | -0.0871 | -0.0783 | -0.0705 | -0.0633 | -0.0569 | -0.0512 | -0.046 | -0.0414 | -0.0371 | -0.0334 | -0.03 | -0.027 | -0.0242 | -0.0217 | -0.0195
Northwest | Multi Family | Peak | March | Refrigeration | LDCEU/TDEF | Electric Load with Losses, Incl. Cogeneration | MW | 0 | 0 | 0 | 0 | 0 | 0 | 0 | 0 | 0 | 0 | 0 | 0 | 0 | 0 | 0 | 0 | 0 | 0 | 0 | 0 | 0 | 0 | 0 | 0 | 0 | 0 | 0 | 0 | 0 | 0 | 0 | 0 | 0 | 0 | 0 | 0 | 0 | 0 | 0 | 0 | 0 | 0 | 0 | 0 | 0 | 0 | 0 | 0 | 0 | 0 | 0 | 0 | 0 | 0 | 0 | 0 | 0 | 0
Northwest | Multi Family | Peak | March | Freezer | LDCEU/TDEF | Electric Load with Losses, Incl. Cogeneration | MW | 0 | 0 | 0 | 0 | 0 | 0 | 0 | 0 | 0 | 0 | 0 | 0 | 0 | 0 | 0 | 0 | 0 | 0 | 0 | 0 | 0 | 0 | 0 | 0 | -0.0094 | -0.0182 | -0.0256 | -0.0321 | -0.0377 | -0.0425 | -0.0466 | -0.0499 | -0.0528 | -0.0552 | -0.0572 | -0.0587 | -0.0597 | -0.0604 | -0.0609 | -0.0611 | -0.061 | -0.0607 | -0.0603 | -0.0598 | -0.059 | -0.0582 | -0.0573 | -0.0562 | -0.0552 | -0.0539 | -0.0528 | -0.0515 | -0.0502 | -0.0489 | -0.0475 | -0.0462 | -0.0448 | -0.0435
Northwest | Multi Family | Peak | March | Clothes Washer | LDCEU/TDEF | Electric Load with Losses, Incl. Cogeneration | MW | 0 | 0 | 0 | 0 | 0 | 0 | 0 | 0 | 0 | 0 | 0 | 0 | 0 | 0 | 0 | 0 | 0 | 0 | 0 | 0 | 0 | 0 | 0 | 0 | 0 | 0 | 0 | 0 | 0 | 0 | 0 | 0 | 0 | 0 | 0 | 0 | 0 | 0 | 0 | 0 | 0 | 0 | 0 | 0 | 0 | 0 | 0 | 0 | 0 | 0 | 0 | 0 | 0 | 0 | 0 | 0 | 0 | 0
Northwest | Multi Family | Peak | March | Clothes Dryer | LDCEU/TDEF | Electric Load with Losses, Incl. Cogeneration | MW | 0 | 0 | 0 | 0 | 0 | 0 | 0 | 0 | 0 | 0 | 0 | 0 | 0 | 0 | 0 | 0 | 0 | 0 | 0 | 0 | 0 | 0 | 0 | 0 | 0.0095 | 0.0205 | 0.0309 | 0.0418 | 0.0525 | 0.0633 | 0.0741 | 0.0843 | 0.0947 | 0.1049 | 0.1151 | 0.1251 | 0.1344 | 0.1437 | 0.1532 | 0.1623 | 0.1708 | 0.1797 | 0.1883 | 0.1968 | 0.2052 | 0.2134 | 0.2214 | 0.2295 | 0.2373 | 0.2448 | 0.2524 | 0.2599 | 0.2673 | 0.2748 | 0.2822 | 0.2893 | 0.2965 | 0.3036
Northwest | Multi Family | Peak | March | Dishwasher | LDCEU/TDEF | Electric Load with Losses, Incl. Cogeneration | MW | 0 | 0 | 0 | 0 | 0 | 0 | 0 | 0 | 0 | 0 | 0 | 0 | 0 | 0 | 0 | 0 | 0 | 0 | 0 | 0 | 0 | 0 | 0 | 0 | 0 | 0 | 0 | 0 | 0 | 0 | 0 | 0 | 0 | 0 | 0 | 0 | 0 | 0 | 0 | 0 | 0 | 0 | 0 | 0 | 0 | 0 | 0 | 0 | 0 | 0 | 0 | 0 | 0 | 0 | 0 | 0 | 0 | 0
Northwest | Multi Family | Peak | March | Cooking | LDCEU/TDEF | Electric Load with Losses, Incl. Cogeneration | MW | 0 | 0 | 0 | 0 | 0 | 0 | 0 | 0 | 0 | 0 | 0 | 0 | 0 | 0 | 0 | 0 | 0 | 0 | 0 | 0 | 0 | 0 | 0 | 0 | 0 | 0 | -0.8509 | -1.6322 | -2.3345 | -2.9702 | -3.5353 | -4.0399 | -4.493 | -4.8935 | -5.2509 | -5.5505 | -5.7998 | -6.0098 | -6.1825 | -6.3167 | -6.4122 | -6.477 | -6.5118 | -6.5173 | -6.4957 | -6.4479 | -6.3759 | -6.2804 | -6.1626 | -6.0235 | -5.8655 | -5.6895 | -5.4971 | -5.289 | -5.0663 | -4.8295 | -4.5805 | -4.3219
Northwest | Multi Family | Peak | March | Air Conditioning | LDCEU/TDEF | Electric Load with Losses, Incl. Cogeneration | MW | 0 | 0 | 0 | 0 | 0 | 0 | 0 | 0 | 0 | 0 | 0 | 0 | 0 | 0 | 0 | 0 | 0 | 0 | 0 | 0 | 0 | 0 | 0 | 0 | 0 | 0 | 0 | 0 | 0 | 0 | 0 | 0 | 0 | 0 | 0 | 0 | 0 | 0 | 0 | 0 | 0 | 0 | 0 | 0 | 0 | 0 | 0 | 0 | 0 | 0 | 0 | 0 | 0 | 0 | 0 | 0 | 0 | 0
Northwest | Multi Family | Peak | March | Entertainment Center | LDCEU/TDEF | Electric Load with Losses, Incl. Cogeneration | MW | 0 | 0 | 0 | 0 | 0 | 0 | 0 | 0 | 0 | 0 | 0 | 0 | 0 | 0 | 0 | 0 | 0 | 0 | 0 | 0 | 0 | 0 | 0 | 0 | -1.7633 | -4.9787 | -9.2286 | -14.3275 | -20.0264 | -26.1851 | -32.6305 | -39.2804 | -46.0907 | -52.9663 | -59.9128 | -66.7248 | -73.3949 | -79.9945 | -86.5053 | -92.8585 | -99 | -105.0253 | -110.9056 | -116.614 | -122.1747 | -127.5603 | -132.7786 | -137.8222 | -142.6781 | -147.3241 | -151.8202 | -156.1584 | -160.3584 | -164.4221 | -168.3563 | -172.1443 | -175.79 | -179.2968
Northwest | Multi Family | Peak | March | Other Non-Substitutables | LDCEU/TDEF | Electric Load with Losses, Incl. Cogeneration | MW | 0 | 0 | 0 | 0 | 0 | 0 | 0 | 0 | 0 | 0 | 0 | 0 | 0 | 0 | 0 | 0 | 0 | 0 | 0 | 0 | 0 | 0 | 0 | 0 | -10.2603 | -19.8082 | -28.1558 | -35.6905 | -42.3947 | -48.4325 | -53.7895 | -58.5973 | -62.9678 | -66.9092 | -70.5338 | -73.7056 | -76.5076 | -79.0524 | -81.3759 | -83.4547 | -85.2863 | -86.9636 | -88.4909 | -89.8689 | -91.1277 | -92.2643 | -93.2933 | -94.2191 | -95.043 | -95.7595 | -96.4094 | -96.9935 | -97.5266 | -98.0127 | -98.4582 | -98.8559 | -99.2099 | -99.5232
Northwest | Multi Family | Peak | March | Water Heating Over 55 | LDCEU/TDEF | Electric Load with Losses, Incl. Cogeneration | MW | 0 | 0 | 0 | 0 | 0 | 0 | 0 | 0 | 0 | 0 | 0 | 0 | 0 | 0 | 0 | 0 | 0 | 0 | 0 | 0 | 0 | 0 | 0 | 0 | 0 | 0 | 0 | 0 | 0 | 0 | 0 | 0 | 0 | 0 | 0 | 0 | 0 | 0 | 0 | 0 | 0 | 0 | 0 | 0 | 0 | 0 | 0 | 0 | 0 | 0 | 0 | 0 | 0 | 0 | 0 | 0 | 0 | 0
Northwest | Multi Family | Peak | April | Space Heating | LDCEU/TDEF | Electric Load with Losses, Incl. Cogeneration | MW | -7.5727 | -17.3381 | -45.003 | -67.9747 | -105.251 | -122.1972 | -170.317 | -150.129 | -210.656 | -215.962 | -226.697 | -188.6958 | -232.244 | -234.993 | -238.571 | -322.779 | -280.95 | -275.182 | -356.177 | -266.2931 | -337.835 | -327.275 | -360.71 | -275.7907 | -390.129 | -404.691 | -427.082 | -448.421 | -468.203 | -487.561 | -505.012 | -521.456 | -537.417 | -552.648 | -567.741 | -581.551 | -594.214 | -606.177 | -618.074 | -628.936 | -638.693 | -648.23 | -657.161 | -665.411 | -673.486 | -680.878 | -687.607 | -694.017 | -699.754 | -704.747 | -709.656 | -714.115 | -718.19 | -722.236 | -725.862 | -729.008 | -732.051 | -734.709
Northwest | Multi Family | Peak | April | Water Heating Under 55 | LDCEU/TDEF | Electric Load with Losses, Incl. Cogeneration | MW | 0 | 0 | 0 | 0 | 0 | 0 | 0 | 0 | 0 | 0 | 0 | 0 | 0 | 0 | 0 | 0 | 0 | 0 | 0 | 0 | 0 | 0 | 0 | 0 | 0.0088 | 0.0175 | 0.029 | 0.0383 | 0.0469 | 0.0573 | 0.0644 | 0.0689 | 0.0725 | 0.0748 | 0.0764 | 0.079 | 0.0802 | 0.0807 | 0.0821 | 0.0822 | 0.0814 | 0.081 | 0.0801 | 0.079 | 0.0778 | 0.0767 | 0.0754 | 0.0741 | 0.0728 | 0.0714 | 0.07 | 0.0684 | 0.0669 | 0.0653 | 0.0638 | 0.0621 | 0.0606 | 0.0589
Northwest | Multi Family | Peak | April | Lighting | LDCEU/TDEF | Electric Load with Losses, Incl. Cogeneration | MW | 0 | 0 | 0 | 0 | 0 | 0 | 0 | 0 | 0 | 0 | 0 | 0 | 0 | 0 | 0 | 0 | 0 | 0 | 0 | 0 | 0 | 0 | 0 | 0 | -0.1732 | -0.2764 | -0.3659 | -0.4494 | -0.4048 | -0.3646 | -0.3285 | -0.2959 | -0.2666 | -0.2402 | -0.2163 | -0.1949 | -0.1755 | -0.158 | -0.1424 | -0.1282 | -0.1154 | -0.1038 | -0.0934 | -0.084 | -0.0757 | -0.0681 | -0.0612 | -0.055 | -0.0495 | -0.0445 | -0.04 | -0.0359 | -0.0322 | -0.0289 | -0.026 | -0.0233 | -0.021 | -0.0188
Northwest | Multi Family | Peak | April | Refrigeration | LDCEU/TDEF | Electric Load with Losses, Incl. Cogeneration | MW | 0 | 0 | 0 | 0 | 0 | 0 | 0 | 0 | 0 | 0 | 0 | 0 | 0 | 0 | 0 | 0 | 0 | 0 | 0 | 0 | 0 | 0 | 0 | 0 | 0 | 0 | 0 | 0 | 0 | 0 | 0 | 0 | 0 | 0 | 0 | 0 | 0 | 0 | 0 | 0 | 0 | 0 | 0 | 0 | 0 | 0 | 0 | 0 | 0 | 0 | 0 | 0 | 0 | 0 | 0 | 0 | 0 | 0
Northwest | Multi Family | Peak | April | Freezer | LDCEU/TDEF | Electric Load with Losses, Incl. Cogeneration | MW | 0 | 0 | 0 | 0 | 0 | 0 | 0 | 0 | 0 | 0 | 0 | 0 | 0 | 0 | 0 | 0 | 0 | 0 | 0 | 0 | 0 | 0 | 0 | 0 | -0.0106 | -0.0204 | -0.0286 | -0.0359 | -0.0421 | -0.0475 | -0.052 | -0.0557 | -0.0589 | -0.0616 | -0.0638 | -0.0654 | -0.0667 | -0.0675 | -0.068 | -0.0682 | -0.0681 | -0.0677 | -0.0673 | -0.0666 | -0.0659 | -0.0649 | -0.0639 | -0.0627 | -0.0616 | -0.0602 | -0.0589 | -0.0574 | -0.056 | -0.0545 | -0.053 | -0.0515 | -0.05 | -0.0485
Northwest | Multi Family | Peak | April | Clothes Washer | LDCEU/TDEF | Electric Load with Losses, Incl. Cogeneration | MW | 0 | 0 | 0 | 0 | 0 | 0 | 0 | 0 | 0 | 0 | 0 | 0 | 0 | 0 | 0 | 0 | 0 | 0 | 0 | 0 | 0 | 0 | 0 | 0 | 0 | 0 | 0 | 0 | 0 | 0 | 0 | 0 | 0 | 0 | 0 | 0 | 0 | 0 | 0 | 0 | 0 | 0 | 0 | 0 | 0 | 0 | 0 | 0 | 0 | 0 | 0 | 0 | 0 | 0 | 0 | 0 | 0 | 0
Northwest | Multi Family | Peak | April | Clothes Dryer | LDCEU/TDEF | Electric Load with Losses, Incl. Cogeneration | MW | 0 | 0 | 0 | 0 | 0 | 0 | 0 | 0 | 0 | 0 | 0 | 0 | 0 | 0 | 0 | 0 | 0 | 0 | 0 | 0 | 0 | 0 | 0 | 0 | 0.0096 | 0.0207 | 0.0312 | 0.0422 | 0.0531 | 0.064 | 0.0748 | 0.0852 | 0.0956 | 0.106 | 0.1163 | 0.1264 | 0.1358 | 0.1451 | 0.1547 | 0.1639 | 0.1725 | 0.1814 | 0.1902 | 0.1987 | 0.2072 | 0.2155 | 0.2237 | 0.2317 | 0.2396 | 0.2472 | 0.2548 | 0.2624 | 0.2698 | 0.2774 | 0.2848 | 0.292 | 0.2992 | 0.3064
Northwest | Multi Family | Peak | April | Dishwasher | LDCEU/TDEF | Electric Load with Losses, Incl. Cogeneration | MW | 0 | 0 | 0 | 0 | 0 | 0 | 0 | 0 | 0 | 0 | 0 | 0 | 0 | 0 | 0 | 0 | 0 | 0 | 0 | 0 | 0 | 0 | 0 | 0 | 0 | 0 | 0 | 0 | 0 | 0 | 0 | 0 | 0 | 0 | 0 | 0 | 0 | 0 | 0 | 0 | 0 | 0 | 0 | 0 | 0 | 0 | 0 | 0 | 0 | 0 | 0 | 0 | 0 | 0 | 0 | 0 | 0 | 0
Northwest | Multi Family | Peak | April | Cooking | LDCEU/TDEF | Electric Load with Losses, Incl. Cogeneration | MW | 0 | 0 | 0 | 0 | 0 | 0 | 0 | 0 | 0 | 0 | 0 | 0 | 0 | 0 | 0 | 0 | 0 | 0 | 0 | 0 | 0 | 0 | 0 | 0 | 0 | 0 | -0.8011 | -1.5367 | -2.1979 | -2.7963 | -3.3284 | -3.8034 | -4.2299 | -4.6071 | -4.9436 | -5.2256 | -5.4603 | -5.658 | -5.8206 | -5.9468 | -6.0368 | -6.0978 | -6.1305 | -6.1356 | -6.1153 | -6.0703 | -6.0025 | -5.9126 | -5.8017 | -5.6707 | -5.522 | -5.3565 | -5.1755 | -4.9797 | -4.7702 | -4.5475 | -4.3132 | -4.0699
Northwest | Multi Family | Peak | April | Air Conditioning | LDCEU/TDEF | Electric Load with Losses, Incl. Cogeneration | MW | 0 | 0 | 0 | 0 | 0 | 0 | 0 | 0 | 0 | 0 | 0 | 0 | 0 | 0 | 0 | 0 | 0 | 0 | 0 | 0 | 0 | 0 | 0 | 0 | 0 | 0 | 0 | 0 | 0 | 0 | 0 | 0 | 0 | 0 | 0 | 0 | 0 | 0 | 0 | 0 | 0 | 0 | 0 | 0 | 0 | 0 | 0 | 0 | 0 | 0 | 0 | 0 | 0 | 0 | 0 | 0 | 0 | 0
Northwest | Multi Family | Peak | April | Entertainment Center | LDCEU/TDEF | Electric Load with Losses, Incl. Cogeneration | MW | 0 | 0 | 0 | 0 | 0 | 0 | 0 | 0 | 0 | 0 | 0 | 0 | 0 | 0 | 0 | 0 | 0 | 0 | 0 | 0 | 0 | 0 | 0 | 0 | -1.1387 | -3.215 | -5.9596 | -9.2524 | -12.9329 | -16.91 | -21.0725 | -25.3666 | -29.7642 | -34.2042 | -38.6902 | -43.0889 | -47.3953 | -51.6561 | -55.8594 | -59.9607 | -63.9245 | -67.8131 | -71.6076 | -75.2908 | -78.8783 | -82.3522 | -85.7175 | -88.9696 | -92.1001 | -95.0945 | -97.9918 | -100.7869 | -103.4927 | -106.1102 | -108.6439 | -111.0831 | -113.43 | -115.687
Northwest | Multi Family | Peak | April | Other Non-Substitutables | LDCEU/TDEF | Electric Load with Losses, Incl. Cogeneration | MW | 0 | 0 | 0 | 0 | 0 | 0 | 0 | 0 | 0 | 0 | 0 | 0 | 0 | 0 | 0 | 0 | 0 | 0 | 0 | 0 | 0 | 0 | 0 | 0 | -11.4459 | -22.0962 | -31.4091 | -39.8151 | -47.2948 | -54.0303 | -60.0066 | -65.3696 | -70.2443 | -74.6407 | -78.6844 | -82.2222 | -85.3466 | -88.1837 | -90.7741 | -93.0908 | -95.1314 | -96.9998 | -98.7005 | -100.2342 | -101.6349 | -102.8989 | -104.0423 | -105.0702 | -105.9843 | -106.7784 | -107.4978 | -108.144 | -108.7333 | -109.2701 | -109.7615 | -110.1998 | -110.589 | -110.9328
Northwest | Multi Family | Peak | April | Water Heating Over 55 | LDCEU/TDEF | Electric Load with Losses, Incl. Cogeneration | MW | 0 | 0 | 0 | 0 | 0 | 0 | 0 | 0 | 0 | 0 | 0 | 0 | 0 | 0 | 0 | 0 | 0 | 0 | 0 | 0 | 0 | 0 | 0 | 0 | 0 | 0 | 0 | 0 | 0 | 0 | 0 | 0 | 0 | 0 | 0 | 0 | 0 | 0 | 0 | 0 | 0 | 0 | 0 | 0 | 0 | 0 | 0 | 0 | 0 | 0 | 0 | 0 | 0 | 0 | 0 | 0 | 0 | 0
Northwest | Multi Family | Peak | May | Space Heating | LDCEU/TDEF | Electric Load with Losses, Incl. Cogeneration | MW | -4.119 | -14.1309 | -29.997 | -83.907 | -59.6128 | -113.196 | -179.133 | -158.1564 | -152.7127 | -218.569 | -195.0561 | -183.0641 | -170.9432 | -188.1394 | -203.5409 | -220.9233 | -229.781 | -295.158 | -336.932 | -275.3284 | -269.8201 | -249.2087 | -254.0648 | -278.9233 | -339.971 | -352.538 | -372.085 | -390.702 | -407.967 | -424.876 | -440.114 | -454.483 | -468.434 | -481.762 | -494.98 | -507.084 | -518.197 | -528.7 | -539.154 | -548.706 | -557.296 | -565.698 | -573.571 | -580.854 | -587.988 | -594.528 | -600.488 | -606.173 | -611.271 | -615.721 | -620.1 | -624.087 | -627.74 | -631.372 | -634.635 | -637.482 | -640.241 | -642.662
Northwest | Multi Family | Peak | May | Water Heating Under 55 | LDCEU/TDEF | Electric Load with Losses, Incl. Cogeneration | MW | 0 | 0 | 0 | 0 | 0 | 0 | 0 | 0 | 0 | 0 | 0 | 0 | 0 | 0 | 0 | 0 | 0 | 0 | 0 | 0 | 0 | 0 | 0 | 0 | 0.005 | 0.0099 | 0.0163 | 0.0216 | 0.0264 | 0.0322 | 0.0363 | 0.0388 | 0.0408 | 0.0421 | 0.0431 | 0.0445 | 0.0453 | 0.0456 | 0.0463 | 0.0465 | 0.046 | 0.0458 | 0.0452 | 0.0446 | 0.044 | 0.0434 | 0.0426 | 0.0418 | 0.0411 | 0.0404 | 0.0395 | 0.0386 | 0.0378 | 0.0369 | 0.036 | 0.0352 | 0.0343 | 0.0333
Northwest | Multi Family | Peak | May | Lighting | LDCEU/TDEF | Electric Load with Losses, Incl. Cogeneration | MW | 0 | 0 | 0 | 0 | 0 | 0 | 0 | 0 | 0 | 0 | 0 | 0 | 0 | 0 | 0 | 0 | 0 | 0 | 0 | 0 | 0 | 0 | 0 | 0 | -0.1215 | -0.1938 | -0.2566 | -0.3151 | -0.2839 | -0.2557 | -0.2303 | -0.2075 | -0.1869 | -0.1684 | -0.1517 | -0.1366 | -0.123 | -0.1109 | -0.0998 | -0.0899 | -0.0809 | -0.0728 | -0.0656 | -0.059 | -0.053 | -0.0477 | -0.0429 | -0.0386 | -0.0347 | -0.0311 | -0.028 | -0.0251 | -0.0226 | -0.0204 | -0.0182 | -0.0164 | -0.0147 | -0.0132
Northwest | Multi Family | Peak | May | Refrigeration | LDCEU/TDEF | Electric Load with Losses, Incl. Cogeneration | MW | 0 | 0 | 0 | 0 | 0 | 0 | 0 | 0 | 0 | 0 | 0 | 0 | 0 | 0 | 0 | 0 | 0 | 0 | 0 | 0 | 0 | 0 | 0 | 0 | 0 | 0 | 0 | 0 | 0 | 0 | 0 | 0 | 0 | 0 | 0 | 0 | 0 | 0 | 0 | 0 | 0 | 0 | 0 | 0 | 0 | 0 | 0 | 0 | 0 | 0 | 0 | 0 | 0 | 0 | 0 | 0 | 0 | 0
Northwest | Multi Family | Peak | May | Freezer | LDCEU/TDEF | Electric Load with Losses, Incl. Cogeneration | MW | 0 | 0 | 0 | 0 | 0 | 0 | 0 | 0 | 0 | 0 | 0 | 0 | 0 | 0 | 0 | 0 | 0 | 0 | 0 | 0 | 0 | 0 | 0 | 0 | -0.0102 | -0.0198 | -0.0279 | -0.035 | -0.041 | -0.0462 | -0.0507 | -0.0544 | -0.0574 | -0.06 | -0.0622 | -0.0637 | -0.0649 | -0.0656 | -0.0661 | -0.0664 | -0.0663 | -0.066 | -0.0656 | -0.0649 | -0.0642 | -0.0632 | -0.0622 | -0.0611 | -0.0599 | -0.0585 | -0.0572 | -0.0558 | -0.0544 | -0.053 | -0.0515 | -0.05 | -0.0486 | -0.0472
Northwest | Multi Family | Peak | May | Clothes Washer | LDCEU/TDEF | Electric Load with Losses, Incl. Cogeneration | MW | 0 | 0 | 0 | 0 | 0 | 0 | 0 | 0 | 0 | 0 | 0 | 0 | 0 | 0 | 0 | 0 | 0 | 0 | 0 | 0 | 0 | 0 | 0 | 0 | 0 | 0 | 0 | 0 | 0 | 0 | 0 | 0 | 0 | 0 | 0 | 0 | 0 | 0 | 0 | 0 | 0 | 0 | 0 | 0 | 0 | 0 | 0 | 0 | 0 | 0 | 0 | 0 | 0 | 0 | 0 | 0 | 0 | 0
Northwest | Multi Family | Peak | May | Clothes Dryer | LDCEU/TDEF | Electric Load with Losses, Incl. Cogeneration | MW | 0 | 0 | 0 | 0 | 0 | 0 | 0 | 0 | 0 | 0 | 0 | 0 | 0 | 0 | 0 | 0 | 0 | 0 | 0 | 0 | 0 | 0 | 0 | 0 | 0.009 | 0.0193 | 0.0291 | 0.0394 | 0.0496 | 0.0598 | 0.0699 | 0.0796 | 0.0893 | 0.0989 | 0.1087 | 0.118 | 0.1268 | 0.1356 | 0.1445 | 0.1531 | 0.1613 | 0.1696 | 0.1778 | 0.1857 | 0.1938 | 0.2015 | 0.2092 | 0.2168 | 0.224 | 0.2312 | 0.2384 | 0.2455 | 0.2524 | 0.2595 | 0.2665 | 0.2732 | 0.28 | 0.2868
Northwest | Multi Family | Peak | May | Dishwasher | LDCEU/TDEF | Electric Load with Losses, Incl. Cogeneration | MW | 0 | 0 | 0 | 0 | 0 | 0 | 0 | 0 | 0 | 0 | 0 | 0 | 0 | 0 | 0 | 0 | 0 | 0 | 0 | 0 | 0 | 0 | 0 | 0 | 0 | 0 | 0 | 0 | 0 | 0 | 0 | 0 | 0 | 0 | 0 | 0 | 0 | 0 | 0 | 0 | 0 | 0 | 0 | 0 | 0 | 0 | 0 | 0 | 0 | 0 | 0 | 0 | 0 | 0 | 0 | 0 | 0 | 0
Northwest | Multi Family | Peak | May | Cooking | LDCEU/TDEF | Electric Load with Losses, Incl. Cogeneration | MW | 0 | 0 | 0 | 0 | 0 | 0 | 0 | 0 | 0 | 0 | 0 | 0 | 0 | 0 | 0 | 0 | 0 | 0 | 0 | 0 | 0 | 0 | 0 | 0 | 0 | 0 | -0.5747 | -1.1019 | -1.5757 | -2.0048 | -2.3859 | -2.7263 | -3.0318 | -3.3021 | -3.5435 | -3.7456 | -3.9142 | -4.0559 | -4.1727 | -4.2633 | -4.328 | -4.3717 | -4.3953 | -4.399 | -4.3845 | -4.3524 | -4.3038 | -4.2394 | -4.16 | -4.0661 | -3.9596 | -3.841 | -3.7113 | -3.5711 | -3.4209 | -3.2615 | -3.0935 | -2.9189
Northwest | Multi Family | Peak | May | Air Conditioning | LDCEU/TDEF | Electric Load with Losses, Incl. Cogeneration | MW | 0 | 0 | 0 | 0 | 0 | 0 | 0 | 0 | 0 | 0 | 0 | 0 | 0 | 0 | 0 | 0 | 0 | 0 | 0 | 0 | 0 | 0 | 0 | 0 | 0 | 0 | 0 | 0 | 0 | 0 | 0 | 0 | 0 | 0 | 0 | 0 | 0 | 0 | 0 | 0 | 0 | 0 | 0 | 0 | 0 | 0 | 0 | 0 | 0 | 0 | 0 | 0 | 0 | 0 | 0 | 0 | 0 | 0
Northwest | Multi Family | Peak | May | Entertainment Center | LDCEU/TDEF | Electric Load with Losses, Incl. Cogeneration | MW | 0 | 0 | 0 | 0 | 0 | 0 | 0 | 0 | 0 | 0 | 0 | 0 | 0 | 0 | 0 | 0 | 0 | 0 | 0 | 0 | 0 | 0 | 0 | 0 | -1.1548 | -3.2587 | -6.0412 | -9.3779 | -13.1072 | -17.1373 | -21.3534 | -25.7035 | -30.1574 | -34.6555 | -39.2008 | -43.6568 | -48.0208 | -52.3384 | -56.5976 | -60.7529 | -64.7698 | -68.7093 | -72.5532 | -76.284 | -79.9175 | -83.4357 | -86.8432 | -90.1349 | -93.3024 | -96.3319 | -99.2623 | -102.0889 | -104.8244 | -107.4701 | -110.0306 | -112.4947 | -114.865 | -117.1436
Northwest | Multi Family | Peak | May | Other Non-Substitutables | LDCEU/TDEF | Electric Load with Losses, Incl. Cogeneration | MW | 0 | 0 | 0 | 0 | 0 | 0 | 0 | 0 | 0 | 0 | 0 | 0 | 0 | 0 | 0 | 0 | 0 | 0 | 0 | 0 | 0 | 0 | 0 | 0 | -9.707 | -18.7262 | -26.6207 | -33.7407 | -40.0758 | -45.7813 | -50.84 | -55.3806 | -59.5061 | -63.2294 | -66.6552 | -69.6512 | -72.2988 | -74.7029 | -76.8977 | -78.8601 | -80.589 | -82.1707 | -83.6098 | -84.9071 | -86.0915 | -87.1597 | -88.1248 | -88.9914 | -89.7605 | -90.4277 | -91.0313 | -91.5724 | -92.0653 | -92.5136 | -92.9231 | -93.2874 | -93.6097 | -93.8933
Northwest | Multi Family | Peak | May | Water Heating Over 55 | LDCEU/TDEF | Electric Load with Losses, Incl. Cogeneration | MW | 0 | 0 | 0 | 0 | 0 | 0 | 0 | 0 | 0 | 0 | 0 | 0 | 0 | 0 | 0 | 0 | 0 | 0 | 0 | 0 | 0 | 0 | 0 | 0 | 0 | 0 | 0 | 0 | 0 | 0 | 0 | 0 | 0 | 0 | 0 | 0 | 0 | 0 | 0 | 0 | 0 | 0 | 0 | 0 | 0 | 0 | 0 | 0 | 0 | 0 | 0 | 0 | 0 | 0 | 0 | 0 | 0 | 0
Northwest | Multi Family | Peak | June | Space Heating | LDCEU/TDEF | Electric Load with Losses, Incl. Cogeneration | MW | -0.4043 | -1.1123 | -1.9669 | -4.1392 | -5.311 | -5.8295 | -9.937 | -7.3493 | -12.911 | -8.5148 | -6.7848 | -8.5914 | -14.2866 | -8.7785 | -12.6788 | -18.7457 | -9.5248 | -17.7817 | -20.0204 | -20.7763 | -15.4724 | -19.0192 | -7.1028 | -17.6434 | -19.7513 | -20.4667 | -21.6151 | -22.7071 | -23.7201 | -24.7153 | -25.6109 | -26.4576 | -27.281 | -28.0698 | -28.8539 | -29.574 | -30.2383 | -30.8669 | -31.4944 | -32.069 | -32.5882 | -33.0967 | -33.5744 | -34.0181 | -34.4536 | -34.8545 | -35.2214 | -35.5725 | -35.8891 | -36.1677 | -36.4427 | -36.6947 | -36.9271 | -37.1588 | -37.3688 | -37.554 | -37.7344 | -37.895
Northwest | Multi Family | Peak | June | Water Heating Under 55 | LDCEU/TDEF | Electric Load with Losses, Incl. Cogeneration | MW | 0 | 0 | 0 | 0 | 0 | 0 | 0 | 0 | 0 | 0 | 0 | 0 | 0 | 0 | 0 | 0 | 0 | 0 | 0 | 0 | 0 | 0 | 0 | 0 | 0.0017 | 0.0034 | 0.0057 | 0.0075 | 0.0091 | 0.0111 | 0.0126 | 0.0134 | 0.0141 | 0.0146 | 0.015 | 0.0154 | 0.0157 | 0.0159 | 0.0161 | 0.0161 | 0.016 | 0.0159 | 0.0158 | 0.0155 | 0.0153 | 0.0151 | 0.0148 | 0.0146 | 0.0144 | 0.014 | 0.0138 | 0.0134 | 0.0132 | 0.0128 | 0.0125 | 0.0122 | 0.012 | 0.0116
Northwest | Multi Family | Peak | June | Lighting | LDCEU/TDEF | Electric Load with Losses, Incl. Cogeneration | MW | 0 | 0 | 0 | 0 | 0 | 0 | 0 | 0 | 0 | 0 | 0 | 0 | 0 | 0 | 0 | 0 | 0 | 0 | 0 | 0 | 0 | 0 | 0 | 0 | -0.1062 | -0.1695 | -0.2244 | -0.2755 | -0.2481 | -0.2235 | -0.2014 | -0.1814 | -0.1634 | -0.1472 | -0.1326 | -0.1195 | -0.1076 | -0.0969 | -0.0873 | -0.0786 | -0.0708 | -0.0637 | -0.0573 | -0.0516 | -0.0464 | -0.0417 | -0.0375 | -0.0338 | -0.0303 | -0.0273 | -0.0245 | -0.022 | -0.0197 | -0.0177 | -0.0159 | -0.0143 | -0.0129 | -0.0115
Northwest | Multi Family | Peak | June | Refrigeration | LDCEU/TDEF | Electric Load with Losses, Incl. Cogeneration | MW | 0 | 0 | 0 | 0 | 0 | 0 | 0 | 0 | 0 | 0 | 0 | 0 | 0 | 0 | 0 | 0 | 0 | 0 | 0 | 0 | 0 | 0 | 0 | 0 | 0 | 0 | 0 | 0 | 0 | 0 | 0 | 0 | 0 | 0 | 0 | 0 | 0 | 0 | 0 | 0 | 0 | 0 | 0 | 0 | 0 | 0 | 0 | 0 | 0 | 0 | 0 | 0 | 0 | 0 | 0 | 0 | 0 | 0
Northwest | Multi Family | Peak | June | Freezer | LDCEU/TDEF | Electric Load with Losses, Incl. Cogeneration | MW | 0 | 0 | 0 | 0 | 0 | 0 | 0 | 0 | 0 | 0 | 0 | 0 | 0 | 0 | 0 | 0 | 0 | 0 | 0 | 0 | 0 | 0 | 0 | 0 | -0.0137 | -0.0264 | -0.0372 | -0.0466 | -0.0547 | -0.0617 | -0.0674 | -0.0723 | -0.0765 | -0.0799 | -0.0828 | -0.0849 | -0.0863 | -0.0874 | -0.088 | -0.0883 | -0.0882 | -0.0878 | -0.0871 | -0.0862 | -0.0852 | -0.084 | -0.0826 | -0.0811 | -0.0795 | -0.0778 | -0.076 | -0.074 | -0.0721 | -0.0702 | -0.0683 | -0.0663 | -0.0644 | -0.0624
Northwest | Multi Family | Peak | June | Clothes Washer | LDCEU/TDEF | Electric Load with Losses, Incl. Cogeneration | MW | 0 | 0 | 0 | 0 | 0 | 0 | 0 | 0 | 0 | 0 | 0 | 0 | 0 | 0 | 0 | 0 | 0 | 0 | 0 | 0 | 0 | 0 | 0 | 0 | 0 | 0 | 0 | 0 | 0 | 0 | 0 | 0 | 0 | 0 | 0 | 0 | 0 | 0 | 0 | 0 | 0 | 0 | 0 | 0 | 0 | 0 | 0 | 0 | 0 | 0 | 0 | 0 | 0 | 0 | 0 | 0 | 0 | 0
Northwest | Multi Family | Peak | June | Clothes Dryer | LDCEU/TDEF | Electric Load with Losses, Incl. Cogeneration | MW | 0 | 0 | 0 | 0 | 0 | 0 | 0 | 0 | 0 | 0 | 0 | 0 | 0 | 0 | 0 | 0 | 0 | 0 | 0 | 0 | 0 | 0 | 0 | 0 | 0.0137 | 0.0295 | 0.0446 | 0.0601 | 0.0757 | 0.0912 | 0.1066 | 0.1215 | 0.1363 | 0.151 | 0.1658 | 0.1802 | 0.1937 | 0.207 | 0.2207 | 0.2339 | 0.2464 | 0.2591 | 0.2716 | 0.2837 | 0.2961 | 0.308 | 0.3196 | 0.3312 | 0.3425 | 0.3534 | 0.3644 | 0.3752 | 0.3859 | 0.3968 | 0.4075 | 0.4178 | 0.4282 | 0.4385
Northwest | Multi Family | Peak | June | Dishwasher | LDCEU/TDEF | Electric Load with Losses, Incl. Cogeneration | MW | 0 | 0 | 0 | 0 | 0 | 0 | 0 | 0 | 0 | 0 | 0 | 0 | 0 | 0 | 0 | 0 | 0 | 0 | 0 | 0 | 0 | 0 | 0 | 0 | 0 | 0 | 0 | 0 | 0 | 0 | 0 | 0 | 0 | 0 | 0 | 0 | 0 | 0 | 0 | 0 | 0 | 0 | 0 | 0 | 0 | 0 | 0 | 0 | 0 | 0 | 0 | 0 | 0 | 0 | 0 | 0 | 0 | 0
Northwest | Multi Family | Peak | June | Cooking | LDCEU/TDEF | Electric Load with Losses, Incl. Cogeneration | MW | 0 | 0 | 0 | 0 | 0 | 0 | 0 | 0 | 0 | 0 | 0 | 0 | 0 | 0 | 0 | 0 | 0 | 0 | 0 | 0 | 0 | 0 | 0 | 0 | 0 | 0 | -1.3819 | -2.6482 | -3.7863 | -4.8167 | -5.7313 | -6.5483 | -7.2815 | -7.9308 | -8.5108 | -8.9966 | -9.4018 | -9.7429 | -10.0234 | -10.2413 | -10.397 | -10.5023 | -10.5589 | -10.5678 | -10.5331 | -10.4559 | -10.3392 | -10.1844 | -9.9936 | -9.7682 | -9.5122 | -9.2274 | -8.9161 | -8.5794 | -8.2192 | -7.8367 | -7.4336 | -7.0129
Northwest | Multi Family | Peak | June | Air Conditioning | LDCEU/TDEF | Electric Load with Losses, Incl. Cogeneration | MW | -1.0993 | -2.395 | -5.6795 | -6.0072 | -7.7517 | -13.4932 | -7.6237 | -23.2653 | -7.3761 | -30.2638 | -48.6546 | -38.3555 | -16.5137 | -49.8326 | -30.1594 | -14.5016 | -64.9961 | -16.6047 | -13.4731 | -18.23 | -42.3241 | -36.1774 | -205.6134 | -69.6373 | -66.7894 | -72.9363 | -79.1109 | -85.5479 | -92.1072 | -98.8984 | -105.9536 | -113.1615 | -120.61 | -128.2235 | -135.9847 | -143.1273 | -150.2818 | -157.5681 | -165.0257 | -172.4904 | -179.9393 | -187.5953 | -195.424 | -203.4009 | -211.5809 | -219.9115 | -228.4023 | -237.0657 | -245.8691 | -254.7821 | -263.8979 | -273.1817 | -282.6541 | -288.6878 | -294.565 | -300.492 | -306.497 | -312.562
Northwest | Multi Family | Peak | June | Entertainment Center | LDCEU/TDEF | Electric Load with Losses, Incl. Cogeneration | MW | 0 | 0 | 0 | 0 | 0 | 0 | 0 | 0 | 0 | 0 | 0 | 0 | 0 | 0 | 0 | 0 | 0 | 0 | 0 | 0 | 0 | 0 | 0 | 0 | -1.6046 | -4.5247 | -8.3894 | -13.021 | -18.1968 | -23.7903 | -29.6386 | -35.6731 | -41.8499 | -48.0904 | -54.3987 | -60.5806 | -66.637 | -72.628 | -78.5379 | -84.3022 | -89.8746 | -95.3372 | -100.6657 | -105.8363 | -110.8708 | -115.7439 | -120.461 | -125.0145 | -129.3935 | -133.5792 | -137.6257 | -141.5269 | -145.3009 | -148.9493 | -152.4783 | -155.8721 | -159.1343 | -162.268
Northwest | Multi Family | Peak | June | Other Non-Substitutables | LDCEU/TDEF | Electric Load with Losses, Incl. Cogeneration | MW | 0 | 0 | 0 | 0 | 0 | 0 | 0 | 0 | 0 | 0 | 0 | 0 | 0 | 0 | 0 | 0 | 0 | 0 | 0 | 0 | 0 | 0 | 0 | 0 | -11.312 | -21.8022 | -30.9975 | -39.2816 | -46.6516 | -53.2894 | -59.1689 | -64.447 | -69.2398 | -73.5695 | -77.5568 | -81.0407 | -84.1216 | -86.9183 | -89.4712 | -91.7523 | -93.7617 | -95.5976 | -97.2664 | -98.7694 | -100.1403 | -101.3747 | -102.4876 | -103.4837 | -104.3649 | -105.1268 | -105.8135 | -106.4274 | -106.9845 | -107.4896 | -107.9492 | -108.3555 | -108.7126 | -109.0241
Northwest | Multi Family | Peak | June | Water Heating Over 55 | LDCEU/TDEF | Electric Load with Losses, Incl. Cogeneration | MW | 0 | 0 | 0 | 0 | 0 | 0 | 0 | 0 | 0 | 0 | 0 | 0 | 0 | 0 | 0 | 0 | 0 | 0 | 0 | 0 | 0 | 0 | 0 | 0 | 0 | 0 | 0 | 0 | 0 | 0 | 0 | 0 | 0 | 0 | 0 | 0 | 0 | 0 | 0 | 0 | 0 | 0 | 0 | 0 | 0 | 0 | 0 | 0 | 0 | 0 | 0 | 0 | 0 | 0 | 0 | 0 | 0 | 0
Northwest | Multi Family | Peak | July | Space Heating | LDCEU/TDEF | Electric Load with Losses, Incl. Cogeneration | MW | -0.3347 | -0.2199 | -0.5531 | -0.8123 | -2.0867 | -0.9931 | -4.7007 | -4.0497 | -5.4842 | -3.5479 | -2.1483 | -2.8619 | -4.5464 | -3.3445 | -2.7195 | -6.2966 | -2.6973 | -6.4591 | -9.5918 | -7.245 | -5.3652 | -3.8149 | -2.8956 | -10.039 | -7.9777 | -8.2586 | -8.738 | -9.1919 | -9.613 | -10.0295 | -10.4031 | -10.7582 | -11.1048 | -11.4383 | -11.7711 | -12.0789 | -12.3657 | -12.6376 | -12.9105 | -13.1616 | -13.3907 | -13.6156 | -13.8279 | -14.0265 | -14.2223 | -14.404 | -14.5715 | -14.7329 | -14.88 | -15.0113 | -15.1415 | -15.2621 | -15.3745 | -15.487 | -15.5903 | -15.6831 | -15.7741 | -15.8568
Northwest | Multi Family | Peak | July | Water Heating Under 55 | LDCEU/TDEF | Electric Load with Losses, Incl. Cogeneration | MW | 0 | 0 | 0 | 0 | 0 | 0 | 0 | 0 | 0 | 0 | 0 | 0 | 0 | 0 | 0 | 0 | 0 | 0 | 0 | 0 | 0 | 0 | 0 | 0 | 0.0009 | 0.0017 | 0.0028 | 0.0038 | 0.0046 | 0.0056 | 0.0062 | 0.0067 | 0.007 | 0.0072 | 0.0074 | 0.0076 | 0.0078 | 0.0078 | 0.0079 | 0.0079 | 0.0079 | 0.0078 | 0.0077 | 0.0076 | 0.0075 | 0.0075 | 0.0073 | 0.0072 | 0.007 | 0.0069 | 0.0067 | 0.0066 | 0.0064 | 0.0063 | 0.0062 | 0.006 | 0.0058 | 0.0057
Northwest | Multi Family | Peak | July | Lighting | LDCEU/TDEF | Electric Load with Losses, Incl. Cogeneration | MW | 0 | 0 | 0 | 0 | 0 | 0 | 0 | 0 | 0 | 0 | 0 | 0 | 0 | 0 | 0 | 0 | 0 | 0 | 0 | 0 | 0 | 0 | 0 | 0 | -0.0803 | -0.1281 | -0.1696 | -0.2083 | -0.1876 | -0.169 | -0.1523 | -0.1371 | -0.1235 | -0.1113 | -0.1003 | -0.0903 | -0.0814 | -0.0733 | -0.066 | -0.0594 | -0.0535 | -0.0481 | -0.0433 | -0.039 | -0.0351 | -0.0316 | -0.0283 | -0.0255 | -0.0229 | -0.0206 | -0.0185 | -0.0166 | -0.0149 | -0.0134 | -0.012 | -0.0109 | -0.0097 | -0.0087
Northwest | Multi Family | Peak | July | Refrigeration | LDCEU/TDEF | Electric Load with Losses, Incl. Cogeneration | MW | 0 | 0 | 0 | 0 | 0 | 0 | 0 | 0 | 0 | 0 | 0 | 0 | 0 | 0 | 0 | 0 | 0 | 0 | 0 | 0 | 0 | 0 | 0 | 0 | 0 | 0 | 0 | 0 | 0 | 0 | 0 | 0 | 0 | 0 | 0 | 0 | 0 | 0 | 0 | 0 | 0 | 0 | 0 | 0 | 0 | 0 | 0 | 0 | 0 | 0 | 0 | 0 | 0 | 0 | 0 | 0 | 0 | 0
Northwest | Multi Family | Peak | July | Freezer | LDCEU/TDEF | Electric Load with Losses, Incl. Cogeneration | MW | 0 | 0 | 0 | 0 | 0 | 0 | 0 | 0 | 0 | 0 | 0 | 0 | 0 | 0 | 0 | 0 | 0 | 0 | 0 | 0 | 0 | 0 | 0 | 0 | -0.0138 | -0.0265 | -0.0372 | -0.0466 | -0.0547 | -0.0616 | -0.0674 | -0.0723 | -0.0764 | -0.0798 | -0.0826 | -0.0848 | -0.0862 | -0.0873 | -0.0879 | -0.0882 | -0.088 | -0.0877 | -0.087 | -0.0862 | -0.0852 | -0.084 | -0.0826 | -0.0811 | -0.0794 | -0.0777 | -0.076 | -0.0741 | -0.0722 | -0.0703 | -0.0683 | -0.0664 | -0.0644 | -0.0625
Northwest | Multi Family | Peak | July | Clothes Washer | LDCEU/TDEF | Electric Load with Losses, Incl. Cogeneration | MW | 0 | 0 | 0 | 0 | 0 | 0 | 0 | 0 | 0 | 0 | 0 | 0 | 0 | 0 | 0 | 0 | 0 | 0 | 0 | 0 | 0 | 0 | 0 | 0 | 0 | 0 | 0 | 0 | 0 | 0 | 0 | 0 | 0 | 0 | 0 | 0 | 0 | 0 | 0 | 0 | 0 | 0 | 0 | 0 | 0 | 0 | 0 | 0 | 0 | 0 | 0 | 0 | 0 | 0 | 0 | 0 | 0 | 0
Northwest | Multi Family | Peak | July | Clothes Dryer | LDCEU/TDEF | Electric Load with Losses, Incl. Cogeneration | MW | 0 | 0 | 0 | 0 | 0 | 0 | 0 | 0 | 0 | 0 | 0 | 0 | 0 | 0 | 0 | 0 | 0 | 0 | 0 | 0 | 0 | 0 | 0 | 0 | 0.0095 | 0.0205 | 0.031 | 0.0417 | 0.0526 | 0.0633 | 0.0739 | 0.0842 | 0.0945 | 0.1048 | 0.1149 | 0.125 | 0.1343 | 0.1438 | 0.1533 | 0.1625 | 0.1711 | 0.1802 | 0.1888 | 0.1974 | 0.206 | 0.2144 | 0.2225 | 0.2307 | 0.2386 | 0.2463 | 0.2541 | 0.2617 | 0.2692 | 0.2769 | 0.2843 | 0.2918 | 0.2991 | 0.3063
Northwest | Multi Family | Peak | July | Dishwasher | LDCEU/TDEF | Electric Load with Losses, Incl. Cogeneration | MW | 0 | 0 | 0 | 0 | 0 | 0 | 0 | 0 | 0 | 0 | 0 | 0 | 0 | 0 | 0 | 0 | 0 | 0 | 0 | 0 | 0 | 0 | 0 | 0 | 0 | 0 | 0 | 0 | 0 | 0 | 0 | 0 | 0 | 0 | 0 | 0 | 0 | 0 | 0 | 0 | 0 | 0 | 0 | 0 | 0 | 0 | 0 | 0 | 0 | 0 | 0 | 0 | 0 | 0 | 0 | 0 | 0 | 0
Northwest | Multi Family | Peak | July | Cooking | LDCEU/TDEF | Electric Load with Losses, Incl. Cogeneration | MW | 0 | 0 | 0 | 0 | 0 | 0 | 0 | 0 | 0 | 0 | 0 | 0 | 0 | 0 | 0 | 0 | 0 | 0 | 0 | 0 | 0 | 0 | 0 | 0 | 0 | 0 | -0.961 | -1.8403 | -2.63 | -3.3457 | -3.9799 | -4.5469 | -5.0557 | -5.5064 | -5.9088 | -6.2461 | -6.528 | -6.7651 | -6.9602 | -7.1118 | -7.2202 | -7.2937 | -7.333 | -7.3393 | -7.3151 | -7.2614 | -7.1802 | -7.0724 | -6.9395 | -6.7824 | -6.6039 | -6.4053 | -6.1881 | -5.9532 | -5.7018 | -5.4347 | -5.1533 | -4.8597
Northwest | Multi Family | Peak | July | Air Conditioning | LDCEU/TDEF | Electric Load with Losses, Incl. Cogeneration | MW | -0.5952 | -5.9757 | -8.6732 | -15.6485 | -11.9955 | -29.0142 | -12.9327 | -18.9414 | -18.5047 | -35.0045 | -47.4257 | -46.0055 | -38.4288 | -54.9869 | -67.3893 | -42.0365 | -79.8373 | -46.6372 | -29.1965 | -49.4253 | -77.0543 | -103.8801 | -122.4594 | -57.6194 | -80.5162 | -87.8023 | -95.1413 | -102.7905 | -110.5923 | -118.6688 | -127.0655 | -135.6445 | -144.5064 | -153.5732 | -162.8539 | -171.5673 | -180.3115 | -189.2314 | -198.3724 | -207.5324 | -216.6829 | -226.0974 | -235.7338 | -245.5631 | -255.6501 | -265.9316 | -276.4189 | -287.1266 | -298.0145 | -309.047 | -320.336 | -331.843 | -343.588 | -351.129 | -358.487 | -365.915 | -373.446 | -381.059
Northwest | Multi Family | Peak | July | Entertainment Center | LDCEU/TDEF | Electric Load with Losses, Incl. Cogeneration | MW | 0 | 0 | 0 | 0 | 0 | 0 | 0 | 0 | 0 | 0 | 0 | 0 | 0 | 0 | 0 | 0 | 0 | 0 | 0 | 0 | 0 | 0 | 0 | 0 | -1.5241 | -4.2955 | -7.9643 | -12.3579 | -17.2666 | -22.5732 | -28.1178 | -33.8411 | -39.6994 | -45.6194 | -51.603 | -57.4692 | -63.2225 | -68.9138 | -74.5295 | -80.0083 | -85.3106 | -90.5075 | -95.579 | -100.5034 | -105.2998 | -109.9461 | -114.4458 | -118.7918 | -122.9736 | -126.974 | -130.8428 | -134.5745 | -138.1861 | -141.679 | -145.0592 | -148.3117 | -151.4398 | -154.4466
Northwest | Multi Family | Peak | July | Other Non-Substitutables | LDCEU/TDEF | Electric Load with Losses, Incl. Cogeneration | MW | 0 | 0 | 0 | 0 | 0 | 0 | 0 | 0 | 0 | 0 | 0 | 0 | 0 | 0 | 0 | 0 | 0 | 0 | 0 | 0 | 0 | 0 | 0 | 0 | -9.6568 | -18.6026 | -26.4465 | -33.5058 | -39.7834 | -45.4412 | -50.4468 | -54.9436 | -59.0277 | -62.7185 | -66.1173 | -69.0894 | -71.7238 | -74.1152 | -76.2996 | -78.2528 | -79.9778 | -81.5535 | -82.9873 | -84.281 | -85.462 | -86.5282 | -87.4909 | -88.3543 | -89.1199 | -89.7842 | -90.3843 | -90.9222 | -91.4115 | -91.8562 | -92.2621 | -92.6224 | -92.9406 | -93.2199
Northwest | Multi Family | Peak | July | Water Heating Over 55 | LDCEU/TDEF | Electric Load with Losses, Incl. Cogeneration | MW | 0 | 0 | 0 | 0 | 0 | 0 | 0 | 0 | 0 | 0 | 0 | 0 | 0 | 0 | 0 | 0 | 0 | 0 | 0 | 0 | 0 | 0 | 0 | 0 | 0 | 0 | 0 | 0 | 0 | 0 | 0 | 0 | 0 | 0 | 0 | 0 | 0 | 0 | 0 | 0 | 0 | 0 | 0 | 0 | 0 | 0 | 0 | 0 | 0 | 0 | 0 | 0 | 0 | 0 | 0 | 0 | 0 | 0
Northwest | Multi Family | Peak | August | Space Heating | LDCEU/TDEF | Electric Load with Losses, Incl. Cogeneration | MW | -0.3367 | -0.6155 | -2.8238 | -2.307 | -1.8448 | -3.1105 | -5.141 | -8.8166 | -6.9266 | -8.9201 | -6.0371 | -6.1538 | -7.4675 | -10.1087 | -11.3792 | -10.6254 | -11.1839 | -12.7549 | -11.8108 | -7.5352 | -9.6348 | -7.3683 | -9.4213 | -11.1523 | -14.2703 | -14.7762 | -15.6315 | -16.4414 | -17.193 | -17.9355 | -18.6018 | -19.2345 | -19.8518 | -20.4455 | -21.0373 | -21.5842 | -22.0932 | -22.5757 | -23.0595 | -23.5043 | -23.9097 | -24.3074 | -24.6828 | -25.0336 | -25.3793 | -25.6999 | -25.9951 | -26.2794 | -26.5381 | -26.7686 | -26.9972 | -27.2086 | -27.4054 | -27.6022 | -27.7827 | -27.9445 | -28.1032 | -28.2468
Northwest | Multi Family | Peak | August | Water Heating Under 55 | LDCEU/TDEF | Electric Load with Losses, Incl. Cogeneration | MW | 0 | 0 | 0 | 0 | 0 | 0 | 0 | 0 | 0 | 0 | 0 | 0 | 0 | 0 | 0 | 0 | 0 | 0 | 0 | 0 | 0 | 0 | 0 | 0 | 0.0009 | 0.0019 | 0.003 | 0.004 | 0.0049 | 0.006 | 0.0067 | 0.0072 | 0.0075 | 0.0078 | 0.008 | 0.0081 | 0.0083 | 0.0084 | 0.0085 | 0.0085 | 0.0084 | 0.0084 | 0.0083 | 0.0081 | 0.0081 | 0.0079 | 0.0078 | 0.0077 | 0.0075 | 0.0074 | 0.0073 | 0.0071 | 0.0069 | 0.0067 | 0.0066 | 0.0065 | 0.0062 | 0.0061
Northwest | Multi Family | Peak | August | Lighting | LDCEU/TDEF | Electric Load with Losses, Incl. Cogeneration | MW | 0 | 0 | 0 | 0 | 0 | 0 | 0 | 0 | 0 | 0 | 0 | 0 | 0 | 0 | 0 | 0 | 0 | 0 | 0 | 0 | 0 | 0 | 0 | 0 | -0.0916 | -0.1462 | -0.1934 | -0.2376 | -0.214 | -0.1928 | -0.1737 | -0.1564 | -0.1409 | -0.1269 | -0.1143 | -0.103 | -0.0928 | -0.0836 | -0.0752 | -0.0678 | -0.061 | -0.0549 | -0.0494 | -0.0445 | -0.04 | -0.036 | -0.0323 | -0.0291 | -0.0262 | -0.0235 | -0.0211 | -0.0189 | -0.0171 | -0.0153 | -0.0137 | -0.0124 | -0.011 | -0.0099
Northwest | Multi Family | Peak | August | Refrigeration | LDCEU/TDEF | Electric Load with Losses, Incl. Cogeneration | MW | 0 | 0 | 0 | 0 | 0 | 0 | 0 | 0 | 0 | 0 | 0 | 0 | 0 | 0 | 0 | 0 | 0 | 0 | 0 | 0 | 0 | 0 | 0 | 0 | 0 | 0 | 0 | 0 | 0 | 0 | 0 | 0 | 0 | 0 | 0 | 0 | 0 | 0 | 0 | 0 | 0 | 0 | 0 | 0 | 0 | 0 | 0 | 0 | 0 | 0 | 0 | 0 | 0 | 0 | 0 | 0 | 0 | 0
Northwest | Multi Family | Peak | August | Freezer | LDCEU/TDEF | Electric Load with Losses, Incl. Cogeneration | MW | 0 | 0 | 0 | 0 | 0 | 0 | 0 | 0 | 0 | 0 | 0 | 0 | 0 | 0 | 0 | 0 | 0 | 0 | 0 | 0 | 0 | 0 | 0 | 0 | -0.0142 | -0.0272 | -0.0383 | -0.048 | -0.0563 | -0.0634 | -0.0694 | -0.0745 | -0.0787 | -0.0822 | -0.0851 | -0.0874 | -0.0888 | -0.0899 | -0.0906 | -0.0909 | -0.0908 | -0.0904 | -0.0897 | -0.0889 | -0.0878 | -0.0865 | -0.0851 | -0.0836 | -0.0819 | -0.0801 | -0.0782 | -0.0763 | -0.0744 | -0.0725 | -0.0705 | -0.0685 | -0.0664 | -0.0644
Northwest | Multi Family | Peak | August | Clothes Washer | LDCEU/TDEF | Electric Load with Losses, Incl. Cogeneration | MW | 0 | 0 | 0 | 0 | 0 | 0 | 0 | 0 | 0 | 0 | 0 | 0 | 0 | 0 | 0 | 0 | 0 | 0 | 0 | 0 | 0 | 0 | 0 | 0 | 0 | 0 | 0 | 0 | 0 | 0 | 0 | 0 | 0 | 0 | 0 | 0 | 0 | 0 | 0 | 0 | 0 | 0 | 0 | 0 | 0 | 0 | 0 | 0 | 0 | 0 | 0 | 0 | 0 | 0 | 0 | 0 | 0 | 0
Northwest | Multi Family | Peak | August | Clothes Dryer | LDCEU/TDEF | Electric Load with Losses, Incl. Cogeneration | MW | 0 | 0 | 0 | 0 | 0 | 0 | 0 | 0 | 0 | 0 | 0 | 0 | 0 | 0 | 0 | 0 | 0 | 0 | 0 | 0 | 0 | 0 | 0 | 0 | 0.0093 | 0.0201 | 0.0302 | 0.0408 | 0.0513 | 0.0619 | 0.0723 | 0.0824 | 0.0924 | 0.1023 | 0.1124 | 0.1221 | 0.1313 | 0.1404 | 0.1497 | 0.1587 | 0.1672 | 0.1759 | 0.1844 | 0.1927 | 0.2011 | 0.2092 | 0.2172 | 0.2251 | 0.2328 | 0.2402 | 0.2478 | 0.2552 | 0.2626 | 0.27 | 0.2773 | 0.2844 | 0.2916 | 0.2986
Northwest | Multi Family | Peak | August | Dishwasher | LDCEU/TDEF | Electric Load with Losses, Incl. Cogeneration | MW | 0 | 0 | 0 | 0 | 0 | 0 | 0 | 0 | 0 | 0 | 0 | 0 | 0 | 0 | 0 | 0 | 0 | 0 | 0 | 0 | 0 | 0 | 0 | 0 | 0 | 0 | 0 | 0 | 0 | 0 | 0 | 0 | 0 | 0 | 0 | 0 | 0 | 0 | 0 | 0 | 0 | 0 | 0 | 0 | 0 | 0 | 0 | 0 | 0 | 0 | 0 | 0 | 0 | 0 | 0 | 0 | 0 | 0
Northwest | Multi Family | Peak | August | Cooking | LDCEU/TDEF | Electric Load with Losses, Incl. Cogeneration | MW | 0 | 0 | 0 | 0 | 0 | 0 | 0 | 0 | 0 | 0 | 0 | 0 | 0 | 0 | 0 | 0 | 0 | 0 | 0 | 0 | 0 | 0 | 0 | 0 | 0 | 0 | -1.1416 | -2.1871 | -3.1262 | -3.9769 | -4.7314 | -5.4056 | -6.0107 | -6.5464 | -7.025 | -7.4259 | -7.7607 | -8.0424 | -8.274 | -8.454 | -8.5828 | -8.6698 | -8.7165 | -8.7238 | -8.6951 | -8.6311 | -8.5346 | -8.4065 | -8.2485 | -8.0619 | -7.8499 | -7.614 | -7.356 | -7.077 | -6.7785 | -6.4613 | -6.1271 | -5.7787
Northwest | Multi Family | Peak | August | Air Conditioning | LDCEU/TDEF | Electric Load with Losses, Incl. Cogeneration | MW | -0.8921 | -2.5567 | -2.0236 | -6.7184 | -11.5503 | -12.3342 | -12.9071 | -10.1659 | -15.762 | -14.1248 | -21.5859 | -24.2352 | -23.6625 | -20.429 | -19.5614 | -24.8627 | -27.5958 | -24.1172 | -32.0595 | -41.1373 | -41.6289 | -53.6662 | -51.3466 | -50.698 | -44.6006 | -48.6257 | -52.6795 | -56.9094 | -61.226 | -65.6941 | -70.3464 | -75.0995 | -80.0105 | -85.0366 | -90.1886 | -95.0482 | -99.926 | -104.906 | -110.0123 | -115.1477 | -120.2937 | -125.5905 | -131.0128 | -136.5434 | -142.2199 | -148.0057 | -153.9079 | -159.9341 | -166.0628 | -172.2727 | -178.6277 | -185.105 | -191.7178 | -195.8771 | -199.9264 | -204.0121 | -208.1545 | -212.34
Northwest | Multi Family | Peak | August | Entertainment Center | LDCEU/TDEF | Electric Load with Losses, Incl. Cogeneration | MW | 0 | 0 | 0 | 0 | 0 | 0 | 0 | 0 | 0 | 0 | 0 | 0 | 0 | 0 | 0 | 0 | 0 | 0 | 0 | 0 | 0 | 0 | 0 | 0 | -2.4448 | -6.8933 | -12.7804 | -19.8334 | -27.7137 | -36.232 | -45.1353 | -54.324 | -63.7305 | -73.2343 | -82.8403 | -92.2573 | -101.4893 | -110.6217 | -119.6323 | -128.423 | -136.9272 | -145.2637 | -153.3985 | -161.2961 | -168.9879 | -176.4377 | -183.6519 | -190.6196 | -197.3237 | -203.7362 | -209.9374 | -215.9187 | -221.7072 | -227.3052 | -232.7223 | -237.9347 | -242.9476 | -247.7659
Northwest | Multi Family | Peak | August | Other Non-Substitutables | LDCEU/TDEF | Electric Load with Losses, Incl. Cogeneration | MW | 0 | 0 | 0 | 0 | 0 | 0 | 0 | 0 | 0 | 0 | 0 | 0 | 0 | 0 | 0 | 0 | 0 | 0 | 0 | 0 | 0 | 0 | 0 | 0 | -10.765 | -20.7459 | -29.4934 | -37.3705 | -44.3761 | -50.6887 | -56.2768 | -61.2954 | -65.854 | -69.9721 | -73.764 | -77.0798 | -80.016 | -82.6815 | -85.116 | -87.2925 | -89.2133 | -90.9686 | -92.5655 | -94.0058 | -95.3206 | -96.507 | -97.5782 | -98.5388 | -99.3908 | -100.1296 | -100.797 | -101.3953 | -101.9395 | -102.4339 | -102.8853 | -103.2859 | -103.6398 | -103.9503
Northwest | Multi Family | Peak | August | Water Heating Over 55 | LDCEU/TDEF | Electric Load with Losses, Incl. Cogeneration | MW | 0 | 0 | 0 | 0 | 0 | 0 | 0 | 0 | 0 | 0 | 0 | 0 | 0 | 0 | 0 | 0 | 0 | 0 | 0 | 0 | 0 | 0 | 0 | 0 | 0 | 0 | 0 | 0 | 0 | 0 | 0 | 0 | 0 | 0 | 0 | 0 | 0 | 0 | 0 | 0 | 0 | 0 | 0 | 0 | 0 | 0 | 0 | 0 | 0 | 0 | 0 | 0 | 0 | 0 | 0 | 0 | 0 | 0
Northwest | Multi Family | Peak | September | Space Heating | LDCEU/TDEF | Electric Load with Losses, Incl. Cogeneration | MW | -0.7231 | -1.1671 | -2.5946 | -10.0994 | -7.2576 | -7.9573 | -16.3697 | -18.7232 | -18.0555 | -21.3906 | -15.2916 | -28.5456 | -29.9486 | -21.3777 | -29.1591 | -28.5962 | -21.2211 | -27.0704 | -18.0898 | -25.2945 | -29.8161 | -24.6357 | -45.1732 | -47.9593 | -38.5594 | -39.9419 | -42.2466 | -44.4306 | -46.456 | -48.4552 | -50.2496 | -51.9524 | -53.6126 | -55.2073 | -56.7952 | -58.2615 | -59.624 | -60.9148 | -62.2076 | -63.3953 | -64.4762 | -65.5361 | -66.5356 | -67.4685 | -68.3873 | -69.2382 | -70.0209 | -70.774 | -71.4581 | -72.0664 | -72.6689 | -73.2253 | -73.742 | -74.2587 | -74.7312 | -75.1535 | -75.5671 | -75.9404
Northwest | Multi Family | Peak | September | Water Heating Under 55 | LDCEU/TDEF | Electric Load with Losses, Incl. Cogeneration | MW | 0 | 0 | 0 | 0 | 0 | 0 | 0 | 0 | 0 | 0 | 0 | 0 | 0 | 0 | 0 | 0 | 0 | 0 | 0 | 0 | 0 | 0 | 0 | 0 | 0.0019 | 0.0038 | 0.0064 | 0.0083 | 0.0102 | 0.0124 | 0.0139 | 0.0149 | 0.0155 | 0.0161 | 0.0164 | 0.0169 | 0.0172 | 0.0173 | 0.0176 | 0.0176 | 0.0175 | 0.0174 | 0.0172 | 0.0169 | 0.0167 | 0.0164 | 0.0162 | 0.0159 | 0.0156 | 0.0153 | 0.015 | 0.0146 | 0.0143 | 0.014 | 0.0136 | 0.0133 | 0.013 | 0.0126
Northwest | Multi Family | Peak | September | Lighting | LDCEU/TDEF | Electric Load with Losses, Incl. Cogeneration | MW | 0 | 0 | 0 | 0 | 0 | 0 | 0 | 0 | 0 | 0 | 0 | 0 | 0 | 0 | 0 | 0 | 0 | 0 | 0 | 0 | 0 | 0 | 0 | 0 | -0.1472 | -0.2348 | -0.3108 | -0.3816 | -0.3437 | -0.3096 | -0.2789 | -0.2513 | -0.2264 | -0.2039 | -0.1837 | -0.1655 | -0.149 | -0.1343 | -0.1209 | -0.1089 | -0.098 | -0.0882 | -0.0794 | -0.0715 | -0.0643 | -0.0578 | -0.052 | -0.0467 | -0.042 | -0.0378 | -0.0339 | -0.0305 | -0.0274 | -0.0246 | -0.0221 | -0.0199 | -0.0178 | -0.016
Northwest | Multi Family | Peak | September | Refrigeration | LDCEU/TDEF | Electric Load with Losses, Incl. Cogeneration | MW | 0 | 0 | 0 | 0 | 0 | 0 | 0 | 0 | 0 | 0 | 0 | 0 | 0 | 0 | 0 | 0 | 0 | 0 | 0 | 0 | 0 | 0 | 0 | 0 | 0 | 0 | 0 | 0 | 0 | 0 | 0 | 0 | 0 | 0 | 0 | 0 | 0 | 0 | 0 | 0 | 0 | 0 | 0 | 0 | 0 | 0 | 0 | 0 | 0 | 0 | 0 | 0 | 0 | 0 | 0 | 0 | 0 | 0
Northwest | Multi Family | Peak | September | Freezer | LDCEU/TDEF | Electric Load with Losses, Incl. Cogeneration | MW | 0 | 0 | 0 | 0 | 0 | 0 | 0 | 0 | 0 | 0 | 0 | 0 | 0 | 0 | 0 | 0 | 0 | 0 | 0 | 0 | 0 | 0 | 0 | 0 | -0.0127 | -0.0246 | -0.0346 | -0.0433 | -0.0508 | -0.0573 | -0.0627 | -0.0672 | -0.0711 | -0.0742 | -0.0768 | -0.0788 | -0.0802 | -0.0812 | -0.0818 | -0.082 | -0.0819 | -0.0816 | -0.081 | -0.0802 | -0.0792 | -0.0781 | -0.0768 | -0.0754 | -0.0739 | -0.0723 | -0.0707 | -0.0689 | -0.0672 | -0.0653 | -0.0636 | -0.0618 | -0.06 | -0.0581
Northwest | Multi Family | Peak | September | Clothes Washer | LDCEU/TDEF | Electric Load with Losses, Incl. Cogeneration | MW | 0 | 0 | 0 | 0 | 0 | 0 | 0 | 0 | 0 | 0 | 0 | 0 | 0 | 0 | 0 | 0 | 0 | 0 | 0 | 0 | 0 | 0 | 0 | 0 | 0 | 0 | 0 | 0 | 0 | 0 | 0 | 0 | 0 | 0 | 0 | 0 | 0 | 0 | 0 | 0 | 0 | 0 | 0 | 0 | 0 | 0 | 0 | 0 | 0 | 0 | 0 | 0 | 0 | 0 | 0 | 0 | 0 | 0
Northwest | Multi Family | Peak | September | Clothes Dryer | LDCEU/TDEF | Electric Load with Losses, Incl. Cogeneration | MW | 0 | 0 | 0 | 0 | 0 | 0 | 0 | 0 | 0 | 0 | 0 | 0 | 0 | 0 | 0 | 0 | 0 | 0 | 0 | 0 | 0 | 0 | 0 | 0 | 0.0127 | 0.0271 | 0.041 | 0.0553 | 0.0696 | 0.0838 | 0.098 | 0.1116 | 0.1253 | 0.1387 | 0.1523 | 0.1655 | 0.1779 | 0.1902 | 0.2028 | 0.2151 | 0.2265 | 0.2383 | 0.2498 | 0.2611 | 0.2724 | 0.2835 | 0.2942 | 0.305 | 0.3154 | 0.3255 | 0.3357 | 0.3458 | 0.3556 | 0.3657 | 0.3756 | 0.3852 | 0.3949 | 0.4044
Northwest | Multi Family | Peak | September | Dishwasher | LDCEU/TDEF | Electric Load with Losses, Incl. Cogeneration | MW | 0 | 0 | 0 | 0 | 0 | 0 | 0 | 0 | 0 | 0 | 0 | 0 | 0 | 0 | 0 | 0 | 0 | 0 | 0 | 0 | 0 | 0 | 0 | 0 | 0 | 0 | 0 | 0 | 0 | 0 | 0 | 0 | 0 | 0 | 0 | 0 | 0 | 0 | 0 | 0 | 0 | 0 | 0 | 0 | 0 | 0 | 0 | 0 | 0 | 0 | 0 | 0 | 0 | 0 | 0 | 0 | 0 | 0
Northwest | Multi Family | Peak | September | Cooking | LDCEU/TDEF | Electric Load with Losses, Incl. Cogeneration | MW | 0 | 0 | 0 | 0 | 0 | 0 | 0 | 0 | 0 | 0 | 0 | 0 | 0 | 0 | 0 | 0 | 0 | 0 | 0 | 0 | 0 | 0 | 0 | 0 | 0 | 0 | -2.0372 | -3.9029 | -5.579 | -7.097 | -8.4435 | -9.6467 | -10.7265 | -11.6826 | -12.5366 | -13.252 | -13.8492 | -14.3519 | -14.7652 | -15.0862 | -15.3159 | -15.4711 | -15.5543 | -15.5672 | -15.5157 | -15.4016 | -15.2291 | -15.0003 | -14.7183 | -14.3852 | -14.0068 | -13.5858 | -13.1253 | -12.6275 | -12.0946 | -11.5286 | -10.9323 | -10.3107
Northwest | Multi Family | Peak | September | Air Conditioning | LDCEU/TDEF | Electric Load with Losses, Incl. Cogeneration | MW | -0.793 | -3.156 | -5.5093 | -1.3646 | -7.8493 | -12.9143 | -6.6533 | -6.1785 | -11.5633 | -9.9272 | -19.8298 | -5.9761 | -5.8274 | -16.6099 | -7.9878 | -13.8365 | -26.4255 | -16.0041 | -42.4782 | -24.2323 | -23.8992 | -39.0774 | -11.4648 | -14.1099 | -29.8767 | -32.6095 | -35.3576 | -38.2392 | -41.1864 | -44.2307 | -47.4252 | -50.6821 | -54.0447 | -57.4823 | -61.0058 | -64.3329 | -67.6601 | -71.0591 | -74.5417 | -78.0481 | -81.5597 | -85.1793 | -88.8848 | -92.6621 | -96.5395 | -100.4893 | -104.5192 | -108.6341 | -112.8195 | -117.0593 | -121.3999 | -125.8247 | -130.3437 | -132.6999 | -134.9369 | -137.1849 | -139.4576 | -141.7471
Northwest | Multi Family | Peak | September | Entertainment Center | LDCEU/TDEF | Electric Load with Losses, Incl. Cogeneration | MW | 0 | 0 | 0 | 0 | 0 | 0 | 0 | 0 | 0 | 0 | 0 | 0 | 0 | 0 | 0 | 0 | 0 | 0 | 0 | 0 | 0 | 0 | 0 | 0 | -2.6155 | -7.3752 | -13.6738 | -21.2203 | -29.6519 | -38.766 | -48.2924 | -58.1238 | -68.1885 | -78.3569 | -88.6353 | -98.7113 | -108.5884 | -118.3587 | -127.9989 | -137.4037 | -146.5011 | -155.4193 | -164.1216 | -172.5698 | -180.7978 | -188.7663 | -196.4828 | -203.9352 | -211.1055 | -217.9635 | -224.5955 | -230.9922 | -237.1823 | -243.1687 | -248.9616 | -254.5352 | -259.8954 | -265.0474
Northwest | Multi Family | Peak | September | Other Non-Substitutables | LDCEU/TDEF | Electric Load with Losses, Incl. Cogeneration | MW | 0 | 0 | 0 | 0 | 0 | 0 | 0 | 0 | 0 | 0 | 0 | 0 | 0 | 0 | 0 | 0 | 0 | 0 | 0 | 0 | 0 | 0 | 0 | 0 | -14.4856 | -27.9184 | -39.6901 | -50.2915 | -59.7201 | -68.2156 | -75.7365 | -82.4906 | -88.6258 | -94.1678 | -99.2711 | -103.7333 | -107.6844 | -111.2709 | -114.5467 | -117.4752 | -120.0592 | -122.4205 | -124.5688 | -126.5062 | -128.2748 | -129.8703 | -131.3111 | -132.6028 | -133.7483 | -134.7416 | -135.6389 | -136.4428 | -137.1742 | -137.8388 | -138.4452 | -138.9835 | -139.4588 | -139.8758
Northwest | Multi Family | Peak | September | Water Heating Over 55 | LDCEU/TDEF | Electric Load with Losses, Incl. Cogeneration | MW | 0 | 0 | 0 | 0 | 0 | 0 | 0 | 0 | 0 | 0 | 0 | 0 | 0 | 0 | 0 | 0 | 0 | 0 | 0 | 0 | 0 | 0 | 0 | 0 | 0 | 0 | 0 | 0 | 0 | 0 | 0 | 0 | 0 | 0 | 0 | 0 | 0 | 0 | 0 | 0 | 0 | 0 | 0 | 0 | 0 | 0 | 0 | 0 | 0 | 0 | 0 | 0 | 0 | 0 | 0 | 0 | 0 | 0
Northwest | Multi Family | Peak | October | Space Heating | LDCEU/TDEF | Electric Load with Losses, Incl. Cogeneration | MW | -6.9653 | -23.398 | -50.752 | -89.309 | -117.299 | -142.784 | -179.099 | -195.428 | -227.704 | -262.156 | -184.1669 | -240.834 | -247.343 | -286.828 | -299.055 | -318.696 | -331.927 | -280.732 | -316.457 | -319.769 | -408.597 | -260.2566 | -278.0362 | -423.076 | -437.237 | -453.426 | -478.911 | -503.15 | -525.617 | -547.669 | -567.517 | -586.263 | -604.486 | -621.909 | -639.197 | -655.066 | -669.685 | -683.508 | -697.285 | -709.892 | -721.268 | -732.399 | -742.847 | -752.534 | -762.036 | -770.771 | -778.751 | -786.382 | -793.248 | -799.27 | -805.206 | -810.631 | -815.617 | -820.58 | -825.061 | -828.992 | -832.814 | -836.192
Northwest | Multi Family | Peak | October | Water Heating Under 55 | LDCEU/TDEF | Electric Load with Losses, Incl. Cogeneration | MW | 0 | 0 | 0 | 0 | 0 | 0 | 0 | 0 | 0 | 0 | 0 | 0 | 0 | 0 | 0 | 0 | 0 | 0 | 0 | 0 | 0 | 0 | 0 | 0 | 0.0075 | 0.0148 | 0.0246 | 0.0324 | 0.0396 | 0.0484 | 0.0544 | 0.058 | 0.061 | 0.0629 | 0.0643 | 0.0663 | 0.0673 | 0.0679 | 0.0688 | 0.069 | 0.0682 | 0.0679 | 0.0671 | 0.0661 | 0.0653 | 0.0642 | 0.0632 | 0.0622 | 0.0609 | 0.0598 | 0.0586 | 0.0573 | 0.0561 | 0.0547 | 0.0534 | 0.052 | 0.0507 | 0.0494
Northwest | Multi Family | Peak | October | Lighting | LDCEU/TDEF | Electric Load with Losses, Incl. Cogeneration | MW | 0 | 0 | 0 | 0 | 0 | 0 | 0 | 0 | 0 | 0 | 0 | 0 | 0 | 0 | 0 | 0 | 0 | 0 | 0 | 0 | 0 | 0 | 0 | 0 | -0.2111 | -0.3368 | -0.4458 | -0.5476 | -0.4932 | -0.4443 | -0.4002 | -0.3605 | -0.3248 | -0.2926 | -0.2636 | -0.2374 | -0.2139 | -0.1926 | -0.1735 | -0.1562 | -0.1406 | -0.1265 | -0.1138 | -0.1025 | -0.0922 | -0.0829 | -0.0745 | -0.0671 | -0.0602 | -0.0542 | -0.0486 | -0.0437 | -0.0393 | -0.0353 | -0.0317 | -0.0284 | -0.0256 | -0.0229
Northwest | Multi Family | Peak | October | Refrigeration | LDCEU/TDEF | Electric Load with Losses, Incl. Cogeneration | MW | 0 | 0 | 0 | 0 | 0 | 0 | 0 | 0 | 0 | 0 | 0 | 0 | 0 | 0 | 0 | 0 | 0 | 0 | 0 | 0 | 0 | 0 | 0 | 0 | 0 | 0 | 0 | 0 | 0 | 0 | 0 | 0 | 0 | 0 | 0 | 0 | 0 | 0 | 0 | 0 | 0 | 0 | 0 | 0 | 0 | 0 | 0 | 0 | 0 | 0 | 0 | 0 | 0 | 0 | 0 | 0 | 0 | 0
Northwest | Multi Family | Peak | October | Freezer | LDCEU/TDEF | Electric Load with Losses, Incl. Cogeneration | MW | 0 | 0 | 0 | 0 | 0 | 0 | 0 | 0 | 0 | 0 | 0 | 0 | 0 | 0 | 0 | 0 | 0 | 0 | 0 | 0 | 0 | 0 | 0 | 0 | -0.0112 | -0.0217 | -0.0304 | -0.0382 | -0.0448 | -0.0504 | -0.0552 | -0.0593 | -0.0627 | -0.0655 | -0.0679 | -0.0696 | -0.0709 | -0.0717 | -0.0723 | -0.0725 | -0.0724 | -0.0721 | -0.0716 | -0.0709 | -0.0701 | -0.0691 | -0.068 | -0.0668 | -0.0655 | -0.064 | -0.0626 | -0.061 | -0.0596 | -0.058 | -0.0564 | -0.0548 | -0.0532 | -0.0516
Northwest | Multi Family | Peak | October | Clothes Washer | LDCEU/TDEF | Electric Load with Losses, Incl. Cogeneration | MW | 0 | 0 | 0 | 0 | 0 | 0 | 0 | 0 | 0 | 0 | 0 | 0 | 0 | 0 | 0 | 0 | 0 | 0 | 0 | 0 | 0 | 0 | 0 | 0 | 0 | 0 | 0 | 0 | 0 | 0 | 0 | 0 | 0 | 0 | 0 | 0 | 0 | 0 | 0 | 0 | 0 | 0 | 0 | 0 | 0 | 0 | 0 | 0 | 0 | 0 | 0 | 0 | 0 | 0 | 0 | 0 | 0 | 0
Northwest | Multi Family | Peak | October | Clothes Dryer | LDCEU/TDEF | Electric Load with Losses, Incl. Cogeneration | MW | 0 | 0 | 0 | 0 | 0 | 0 | 0 | 0 | 0 | 0 | 0 | 0 | 0 | 0 | 0 | 0 | 0 | 0 | 0 | 0 | 0 | 0 | 0 | 0 | 0.0085 | 0.0182 | 0.0275 | 0.0371 | 0.0468 | 0.0564 | 0.0659 | 0.0751 | 0.0844 | 0.0934 | 0.1026 | 0.1114 | 0.1198 | 0.128 | 0.1364 | 0.1445 | 0.1522 | 0.1601 | 0.1677 | 0.1753 | 0.1829 | 0.1902 | 0.1973 | 0.2045 | 0.2114 | 0.2181 | 0.2249 | 0.2316 | 0.2382 | 0.2449 | 0.2515 | 0.2578 | 0.2642 | 0.2705
Northwest | Multi Family | Peak | October | Dishwasher | LDCEU/TDEF | Electric Load with Losses, Incl. Cogeneration | MW | 0 | 0 | 0 | 0 | 0 | 0 | 0 | 0 | 0 | 0 | 0 | 0 | 0 | 0 | 0 | 0 | 0 | 0 | 0 | 0 | 0 | 0 | 0 | 0 | 0 | 0 | 0 | 0 | 0 | 0 | 0 | 0 | 0 | 0 | 0 | 0 | 0 | 0 | 0 | 0 | 0 | 0 | 0 | 0 | 0 | 0 | 0 | 0 | 0 | 0 | 0 | 0 | 0 | 0 | 0 | 0 | 0 | 0
Northwest | Multi Family | Peak | October | Cooking | LDCEU/TDEF | Electric Load with Losses, Incl. Cogeneration | MW | 0 | 0 | 0 | 0 | 0 | 0 | 0 | 0 | 0 | 0 | 0 | 0 | 0 | 0 | 0 | 0 | 0 | 0 | 0 | 0 | 0 | 0 | 0 | 0 | 0 | 0 | -0.8507 | -1.6316 | -2.3336 | -2.9691 | -3.5339 | -4.0382 | -4.491 | -4.8914 | -5.2486 | -5.5481 | -5.7975 | -6.0075 | -6.1802 | -6.3143 | -6.41 | -6.4749 | -6.5098 | -6.5151 | -6.4937 | -6.446 | -6.3741 | -6.2787 | -6.161 | -6.0221 | -5.8641 | -5.6884 | -5.4961 | -5.2881 | -5.0656 | -4.8292 | -4.5803 | -4.3217
Northwest | Multi Family | Peak | October | Air Conditioning | LDCEU/TDEF | Electric Load with Losses, Incl. Cogeneration | MW | 0 | 0 | 0 | 0 | 0 | 0 | 0 | 0 | 0 | 0 | 0 | 0 | 0 | 0 | 0 | 0 | 0 | 0 | 0 | 0 | 0 | 0 | 0 | 0 | 0 | 0 | 0 | 0 | 0 | 0 | 0 | 0 | 0 | 0 | 0 | 0 | 0 | 0 | 0 | 0 | 0 | 0 | 0 | 0 | 0 | 0 | 0 | 0 | 0 | 0 | 0 | 0 | 0 | 0 | 0 | 0 | 0 | 0
Northwest | Multi Family | Peak | October | Entertainment Center | LDCEU/TDEF | Electric Load with Losses, Incl. Cogeneration | MW | 0 | 0 | 0 | 0 | 0 | 0 | 0 | 0 | 0 | 0 | 0 | 0 | 0 | 0 | 0 | 0 | 0 | 0 | 0 | 0 | 0 | 0 | 0 | 0 | -1.0017 | -2.8277 | -5.2416 | -8.1373 | -11.3739 | -14.8716 | -18.5317 | -22.308 | -26.1752 | -30.0798 | -34.0247 | -37.8929 | -41.6809 | -45.4289 | -49.1264 | -52.7342 | -56.2219 | -59.6434 | -62.9824 | -66.2238 | -69.3811 | -72.439 | -75.4015 | -78.2646 | -81.021 | -83.6581 | -86.2099 | -88.6718 | -91.0552 | -93.3611 | -95.5932 | -97.7424 | -99.8106 | -101.7997
Northwest | Multi Family | Peak | October | Other Non-Substitutables | LDCEU/TDEF | Electric Load with Losses, Incl. Cogeneration | MW | 0 | 0 | 0 | 0 | 0 | 0 | 0 | 0 | 0 | 0 | 0 | 0 | 0 | 0 | 0 | 0 | 0 | 0 | 0 | 0 | 0 | 0 | 0 | 0 | -10.5649 | -20.3918 | -28.9862 | -36.7417 | -43.6425 | -49.8575 | -55.3708 | -60.3192 | -64.8167 | -68.8736 | -72.6047 | -75.8692 | -78.7536 | -81.3731 | -83.7648 | -85.9042 | -87.7894 | -89.5154 | -91.0868 | -92.5043 | -93.7991 | -94.968 | -96.0257 | -96.977 | -97.8231 | -98.5586 | -99.2254 | -99.8244 | -100.3707 | -100.8689 | -101.3249 | -101.7319 | -102.0936 | -102.4134
Northwest | Multi Family | Peak | October | Water Heating Over 55 | LDCEU/TDEF | Electric Load with Losses, Incl. Cogeneration | MW | 0 | 0 | 0 | 0 | 0 | 0 | 0 | 0 | 0 | 0 | 0 | 0 | 0 | 0 | 0 | 0 | 0 | 0 | 0 | 0 | 0 | 0 | 0 | 0 | 0 | 0 | 0 | 0 | 0 | 0 | 0 | 0 | 0 | 0 | 0 | 0 | 0 | 0 | 0 | 0 | 0 | 0 | 0 | 0 | 0 | 0 | 0 | 0 | 0 | 0 | 0 | 0 | 0 | 0 | 0 | 0 | 0 | 0
Northwest | Multi Family | Peak | November | Space Heating | LDCEU/TDEF | Electric Load with Losses, Incl. Cogeneration | MW | -9.554 | -23.778 | -35.8686 | -79.842 | -87.5832 | -114.9364 | -133.4669 | -205.131 | -173.8104 | -198.44 | -250.527 | -239.69 | -269.082 | -249.97 | -249.669 | -227.512 | -258.552 | -281.845 | -308.696 | -263.9984 | -329.372 | -345.222 | -386.946 | -307.7303 | -401.633 | -416.572 | -439.934 | -462.164 | -482.765 | -502.973 | -521.169 | -538.345 | -555.037 | -570.989 | -586.809 | -601.323 | -614.683 | -627.31 | -639.89 | -651.397 | -661.772 | -671.919 | -681.439 | -690.26 | -698.907 | -706.849 | -714.1 | -721.027 | -727.254 | -732.706 | -738.076 | -742.977 | -747.476 | -751.951 | -755.984 | -759.513 | -762.94 | -765.961
Northwest | Multi Family | Peak | November | Water Heating Under 55 | LDCEU/TDEF | Electric Load with Losses, Incl. Cogeneration | MW | 0 | 0 | 0 | 0 | 0 | 0 | 0 | 0 | 0 | 0 | 0 | 0 | 0 | 0 | 0 | 0 | 0 | 0 | 0 | 0 | 0 | 0 | 0 | 0 | 0.0096 | 0.0189 | 0.0313 | 0.0412 | 0.0504 | 0.0614 | 0.0692 | 0.0738 | 0.0776 | 0.0798 | 0.0816 | 0.0841 | 0.0854 | 0.086 | 0.0872 | 0.0874 | 0.0864 | 0.0862 | 0.085 | 0.0839 | 0.0828 | 0.0815 | 0.0803 | 0.0788 | 0.0773 | 0.0758 | 0.0742 | 0.0727 | 0.0711 | 0.07 | 0.068 | 0.065 | 0.064 | 0.063
Northwest | Multi Family | Peak | November | Lighting | LDCEU/TDEF | Electric Load with Losses, Incl. Cogeneration | MW | 0 | 0 | 0 | 0 | 0 | 0 | 0 | 0 | 0 | 0 | 0 | 0 | 0 | 0 | 0 | 0 | 0 | 0 | 0 | 0 | 0 | 0 | 0 | 0 | -0.3037 | -0.4847 | -0.6416 | -0.7879 | -0.7097 | -0.6392 | -0.5758 | -0.5188 | -0.4674 | -0.4211 | -0.3793 | -0.3417 | -0.3077 | -0.2771 | -0.2496 | -0.2247 | -0.2023 | -0.1821 | -0.1639 | -0.1475 | -0.1327 | -0.1192 | -0.1073 | -0.0965 | -0.0867 | -0.078 | -0.07 | -0.0629 | -0.0565 | -0.0507 | -0.0456 | -0.041 | -0.0368 | -0.033
Northwest | Multi Family | Peak | November | Refrigeration | LDCEU/TDEF | Electric Load with Losses, Incl. Cogeneration | MW | 0 | 0 | 0 | 0 | 0 | 0 | 0 | 0 | 0 | 0 | 0 | 0 | 0 | 0 | 0 | 0 | 0 | 0 | 0 | 0 | 0 | 0 | 0 | 0 | 0 | 0 | 0 | 0 | 0 | 0 | 0 | 0 | 0 | 0 | 0 | 0 | 0 | 0 | 0 | 0 | 0 | 0 | 0 | 0 | 0 | 0 | 0 | 0 | 0 | 0 | 0 | 0 | 0 | 0 | 0 | 0 | 0 | 0
Northwest | Multi Family | Peak | November | Freezer | LDCEU/TDEF | Electric Load with Losses, Incl. Cogeneration | MW | 0 | 0 | 0 | 0 | 0 | 0 | 0 | 0 | 0 | 0 | 0 | 0 | 0 | 0 | 0 | 0 | 0 | 0 | 0 | 0 | 0 | 0 | 0 | 0 | -0.012 | -0.0231 | -0.0325 | -0.0407 | -0.0478 | -0.054 | -0.059 | -0.0633 | -0.067 | -0.07 | -0.0725 | -0.0744 | -0.0756 | -0.0766 | -0.0772 | -0.0774 | -0.0773 | -0.077 | -0.0765 | -0.0758 | -0.0748 | -0.0738 | -0.0726 | -0.0713 | -0.0699 | -0.0684 | -0.0668 | -0.0652 | -0.0636 | -0.0619 | -0.0603 | -0.0586 | -0.0569 | -0.0552
Northwest | Multi Family | Peak | November | Clothes Washer | LDCEU/TDEF | Electric Load with Losses, Incl. Cogeneration | MW | 0 | 0 | 0 | 0 | 0 | 0 | 0 | 0 | 0 | 0 | 0 | 0 | 0 | 0 | 0 | 0 | 0 | 0 | 0 | 0 | 0 | 0 | 0 | 0 | 0 | 0 | 0 | 0 | 0 | 0 | 0 | 0 | 0 | 0 | 0 | 0 | 0 | 0 | 0 | 0 | 0 | 0 | 0 | 0 | 0 | 0 | 0 | 0 | 0 | 0 | 0 | 0 | 0 | 0 | 0 | 0 | 0 | 0
Northwest | Multi Family | Peak | November | Clothes Dryer | LDCEU/TDEF | Electric Load with Losses, Incl. Cogeneration | MW | 0 | 0 | 0 | 0 | 0 | 0 | 0 | 0 | 0 | 0 | 0 | 0 | 0 | 0 | 0 | 0 | 0 | 0 | 0 | 0 | 0 | 0 | 0 | 0 | 0.0126 | 0.027 | 0.0408 | 0.0551 | 0.0694 | 0.0836 | 0.0978 | 0.1114 | 0.125 | 0.1385 | 0.152 | 0.1652 | 0.1775 | 0.1897 | 0.2022 | 0.2143 | 0.2257 | 0.2374 | 0.2488 | 0.26 | 0.2712 | 0.2821 | 0.2928 | 0.3034 | 0.3138 | 0.3237 | 0.3338 | 0.3438 | 0.3536 | 0.3635 | 0.3732 | 0.3828 | 0.3923 | 0.4018
Northwest | Multi Family | Peak | November | Dishwasher | LDCEU/TDEF | Electric Load with Losses, Incl. Cogeneration | MW | 0 | 0 | 0 | 0 | 0 | 0 | 0 | 0 | 0 | 0 | 0 | 0 | 0 | 0 | 0 | 0 | 0 | 0 | 0 | 0 | 0 | 0 | 0 | 0 | 0 | 0 | 0 | 0 | 0 | 0 | 0 | 0 | 0 | 0 | 0 | 0 | 0 | 0 | 0 | 0 | 0 | 0 | 0 | 0 | 0 | 0 | 0 | 0 | 0 | 0 | 0 | 0 | 0 | 0 | 0 | 0 | 0 | 0
Northwest | Multi Family | Peak | November | Cooking | LDCEU/TDEF | Electric Load with Losses, Incl. Cogeneration | MW | 0 | 0 | 0 | 0 | 0 | 0 | 0 | 0 | 0 | 0 | 0 | 0 | 0 | 0 | 0 | 0 | 0 | 0 | 0 | 0 | 0 | 0 | 0 | 0 | 0 | 0 | -2.8421 | -5.4502 | -7.794 | -9.9159 | -11.8011 | -13.4847 | -14.9963 | -16.3332 | -17.526 | -18.5257 | -19.3587 | -20.06 | -20.6366 | -21.0844 | -21.4041 | -21.6206 | -21.7366 | -21.7545 | -21.6824 | -21.523 | -21.282 | -20.9627 | -20.5691 | -20.104 | -19.5756 | -18.9874 | -18.3441 | -17.6483 | -16.9036 | -16.1121 | -15.2793 | -14.4144
Northwest | Multi Family | Peak | November | Air Conditioning | LDCEU/TDEF | Electric Load with Losses, Incl. Cogeneration | MW | 0 | 0 | 0 | 0 | 0 | 0 | 0 | 0 | 0 | 0 | 0 | 0 | 0 | 0 | 0 | 0 | 0 | 0 | 0 | 0 | 0 | 0 | 0 | 0 | 0 | 0 | 0 | 0 | 0 | 0 | 0 | 0 | 0 | 0 | 0 | 0 | 0 | 0 | 0 | 0 | 0 | 0 | 0 | 0 | 0 | 0 | 0 | 0 | 0 | 0 | 0 | 0 | 0 | 0 | 0 | 0 | 0 | 0
Northwest | Multi Family | Peak | November | Entertainment Center | LDCEU/TDEF | Electric Load with Losses, Incl. Cogeneration | MW | 0 | 0 | 0 | 0 | 0 | 0 | 0 | 0 | 0 | 0 | 0 | 0 | 0 | 0 | 0 | 0 | 0 | 0 | 0 | 0 | 0 | 0 | 0 | 0 | -3.1979 | -9.0273 | -16.7335 | -25.9762 | -36.3053 | -47.4692 | -59.1491 | -71.2008 | -83.5432 | -96.0052 | -108.5966 | -120.9447 | -133.0403 | -145.0076 | -156.8149 | -168.3368 | -179.4785 | -190.4078 | -201.075 | -211.4319 | -221.5214 | -231.2952 | -240.7653 | -249.9188 | -258.7322 | -267.1658 | -275.3271 | -283.2024 | -290.8272 | -298.2047 | -305.3477 | -312.2256 | -318.8453 | -325.213
Northwest | Multi Family | Peak | November | Other Non-Substitutables | LDCEU/TDEF | Electric Load with Losses, Incl. Cogeneration | MW | 0 | 0 | 0 | 0 | 0 | 0 | 0 | 0 | 0 | 0 | 0 | 0 | 0 | 0 | 0 | 0 | 0 | 0 | 0 | 0 | 0 | 0 | 0 | 0 | -15.1681 | -29.2746 | -41.6118 | -52.7419 | -62.6433 | -71.5625 | -79.4719 | -86.572 | -93.0261 | -98.848 | -104.203 | -108.8896 | -113.0331 | -116.7959 | -120.2323 | -123.3067 | -126.018 | -128.5001 | -130.7605 | -132.8005 | -134.6645 | -136.3485 | -137.8728 | -139.2445 | -140.4653 | -141.5277 | -142.4911 | -143.3573 | -144.1479 | -144.869 | -145.5299 | -146.1201 | -146.6454 | -147.1105
Northwest | Multi Family | Peak | November | Water Heating Over 55 | LDCEU/TDEF | Electric Load with Losses, Incl. Cogeneration | MW | 0 | 0 | 0 | 0 | 0 | 0 | 0 | 0 | 0 | 0 | 0 | 0 | 0 | 0 | 0 | 0 | 0 | 0 | 0 | 0 | 0 | 0 | 0 | 0 | 0 | 0 | 0 | 0 | 0 | 0 | 0 | 0 | 0 | 0 | 0 | 0 | 0 | 0 | 0 | 0 | 0 | 0 | 0 | 0 | 0 | 0 | 0 | 0 | 0 | 0 | 0 | 0 | 0 | 0 | 0 | 0 | 0 | 0
Northwest | Multi Family | Peak | December | Space Heating | LDCEU/TDEF | Electric Load with Losses, Incl. Cogeneration | MW | -5.7297 | -14.4652 | -30.8552 | -58.1721 | -73.9297 | -97.5524 | -108.7041 | -133.4441 | -139.5773 | -141.8663 | -156.5529 | -160.9868 | -182.9204 | -185.8776 | -179.4034 | -220.0045 | -221.4858 | -183.68 | -222.4874 | -203.5701 | -265.9936 | -221.1119 | -252.2518 | -333.59 | -304.0141 | -315.3359 | -332.9889 | -349.788 | -365.3581 | -380.624 | -394.3724 | -407.3456 | -419.9525 | -431.9951 | -443.9369 | -454.8877 | -464.9622 | -474.4821 | -483.9649 | -492.6347 | -500.447 | -508.088 | -515.254 | -521.891 | -528.395 | -534.366 | -539.815 | -545.019 | -549.693 | -553.782 | -557.809 | -561.481 | -564.8497 | -568.1991 | -571.2159 | -573.8511 | -576.4104 | -578.6618
Northwest | Multi Family | Peak | December | Water Heating Under 55 | LDCEU/TDEF | Electric Load with Losses, Incl. Cogeneration | MW | 0 | 0 | 0 | 0 | 0 | 0 | 0 | 0 | 0 | 0 | 0 | 0 | 0 | 0 | 0 | 0 | 0 | 0 | 0 | 0 | 0 | 0 | 0 | -0.0001 | 0.0096 | 0.0188 | 0.0312 | 0.0412 | 0.0504 | 0.0614 | 0.0691 | 0.0738 | 0.0774 | 0.0797 | 0.0815 | 0.084 | 0.0853 | 0.0858 | 0.0872 | 0.0873 | 0.0865 | 0.0862 | 0.0851 | 0.0839 | 0.0827 | 0.0815 | 0.0801 | 0.0788 | 0.0772 | 0.0758 | 0.0743 | 0.0725 | 0.0711 | 0.0694 | 0.067 | 0.066 | 0.065 | 0.063
Northwest | Multi Family | Peak | December | Lighting | LDCEU/TDEF | Electric Load with Losses, Incl. Cogeneration | MW | 0 | 0 | 0 | 0 | 0 | 0 | 0 | 0 | 0 | 0 | 0 | 0 | 0 | 0 | 0 | 0 | 0 | 0 | 0 | 0 | 0 | 0 | 0 | 0 | -0.3327 | -0.5308 | -0.7026 | -0.8628 | -0.7772 | -0.7001 | -0.6307 | -0.5681 | -0.5118 | -0.4611 | -0.4154 | -0.3742 | -0.3371 | -0.3035 | -0.2733 | -0.2461 | -0.2215 | -0.1994 | -0.1794 | -0.1615 | -0.1453 | -0.1306 | -0.1175 | -0.1056 | -0.095 | -0.0854 | -0.0767 | -0.0689 | -0.0619 | -0.0556 | -0.05 | -0.0448 | -0.0402 | -0.0362
Northwest | Multi Family | Peak | December | Refrigeration | LDCEU/TDEF | Electric Load with Losses, Incl. Cogeneration | MW | 0 | 0 | 0 | 0 | 0 | 0 | 0 | 0 | 0 | 0 | 0 | 0 | 0 | 0 | 0 | 0 | 0 | 0 | 0 | 0 | 0 | 0 | 0 | 0 | 0 | 0 | 0 | 0 | 0 | 0 | 0 | 0 | 0 | 0 | 0 | 0 | 0 | 0 | 0 | 0 | 0 | 0 | 0 | 0 | 0 | 0 | 0 | 0 | 0 | 0 | 0 | 0 | 0 | 0 | 0 | 0 | 0 | 0
Northwest | Multi Family | Peak | December | Freezer | LDCEU/TDEF | Electric Load with Losses, Incl. Cogeneration | MW | 0 | 0 | 0 | 0 | 0 | 0 | 0 | 0 | 0 | 0 | 0 | 0 | 0 | 0 | 0 | 0 | 0 | 0 | 0 | 0 | 0 | 0 | 0 | 0 | -0.0105 | -0.0202 | -0.0284 | -0.0356 | -0.0418 | -0.047 | -0.0515 | -0.0553 | -0.0584 | -0.061 | -0.0632 | -0.0648 | -0.066 | -0.0668 | -0.0673 | -0.0675 | -0.0674 | -0.0672 | -0.0667 | -0.066 | -0.0653 | -0.0644 | -0.0634 | -0.0622 | -0.0609 | -0.0597 | -0.0583 | -0.0569 | -0.0555 | -0.054 | -0.0526 | -0.051 | -0.0496 | -0.0481
Northwest | Multi Family | Peak | December | Clothes Washer | LDCEU/TDEF | Electric Load with Losses, Incl. Cogeneration | MW | 0 | 0 | 0 | 0 | 0 | 0 | 0 | 0 | 0 | 0 | 0 | 0 | 0 | 0 | 0 | 0 | 0 | 0 | 0 | 0 | 0 | 0 | 0 | 0 | 0 | 0 | 0 | 0 | 0 | 0 | 0 | 0 | 0 | 0 | 0 | 0 | 0 | 0 | 0 | 0 | 0 | 0 | 0 | 0 | 0 | 0 | 0 | 0 | 0 | 0 | 0 | 0 | 0 | 0 | 0 | 0 | 0 | 0
Northwest | Multi Family | Peak | December | Clothes Dryer | LDCEU/TDEF | Electric Load with Losses, Incl. Cogeneration | MW | 0 | 0 | 0 | 0 | 0 | 0 | 0 | 0 | 0 | 0 | 0 | 0 | 0 | 0 | 0 | 0 | 0 | 0 | 0 | 0 | 0 | 0 | 0 | 0 | 0.0167 | 0.0361 | 0.0546 | 0.0736 | 0.0927 | 0.1117 | 0.1305 | 0.1487 | 0.1669 | 0.1849 | 0.203 | 0.2205 | 0.2371 | 0.2534 | 0.2701 | 0.2862 | 0.3015 | 0.3171 | 0.3323 | 0.3472 | 0.3623 | 0.3768 | 0.391 | 0.4053 | 0.4191 | 0.4323 | 0.4459 | 0.4591 | 0.4722 | 0.4855 | 0.4985 | 0.5113 | 0.524 | 0.5365
Northwest | Multi Family | Peak | December | Dishwasher | LDCEU/TDEF | Electric Load with Losses, Incl. Cogeneration | MW | 0 | 0 | 0 | 0 | 0 | 0 | 0 | 0 | 0 | 0 | 0 | 0 | 0 | 0 | 0 | 0 | 0 | 0 | 0 | 0 | 0 | 0 | 0 | 0 | 0 | 0 | 0 | 0 | 0 | 0 | 0 | 0 | 0 | 0 | 0 | 0 | 0 | 0 | 0 | 0 | 0 | 0 | 0 | 0 | 0 | 0 | 0 | 0 | 0 | 0 | 0 | 0 | 0 | 0 | 0 | 0 | 0 | 0
Northwest | Multi Family | Peak | December | Cooking | LDCEU/TDEF | Electric Load with Losses, Incl. Cogeneration | MW | 0 | 0 | 0 | 0 | 0 | 0 | 0 | 0 | 0 | 0 | 0 | 0 | 0 | 0 | 0 | 0 | 0 | 0 | 0 | 0 | 0 | 0 | 0 | 0 | 0 | 0 | -3.185 | -6.1075 | -8.734 | -11.1118 | -13.2244 | -15.1111 | -16.8051 | -18.3032 | -19.64 | -20.7605 | -21.6941 | -22.4801 | -23.1263 | -23.6285 | -23.9868 | -24.2296 | -24.3598 | -24.38 | -24.2995 | -24.121 | -23.8513 | -23.4937 | -23.0529 | -22.5319 | -21.9401 | -21.2814 | -20.5608 | -19.7816 | -18.9474 | -18.0611 | -17.1283 | -16.1593
Northwest | Multi Family | Peak | December | Air Conditioning | LDCEU/TDEF | Electric Load with Losses, Incl. Cogeneration | MW | 0 | 0 | 0 | 0 | 0 | 0 | 0 | 0 | 0 | 0 | 0 | 0 | 0 | 0 | 0 | 0 | 0 | 0 | 0 | 0 | 0 | 0 | 0 | 0 | 0 | 0 | 0 | 0 | 0 | 0 | 0 | 0 | 0 | 0 | 0 | 0 | 0 | 0 | 0 | 0 | 0 | 0 | 0 | 0 | 0 | 0 | 0 | 0 | 0 | 0 | 0 | 0 | 0 | 0 | 0 | 0 | 0 | 0
Northwest | Multi Family | Peak | December | Entertainment Center | LDCEU/TDEF | Electric Load with Losses, Incl. Cogeneration | MW | 0 | 0 | 0 | 0 | 0 | 0 | 0 | 0 | 0 | 0 | 0 | 0 | 0 | 0 | 0 | 0 | 0 | 0 | 0 | 0 | 0 | 0 | 0 | 0 | -3.92 | -11.0644 | -20.51 | -31.8384 | -44.4985 | -58.1816 | -72.4969 | -87.2681 | -102.3945 | -117.6684 | -133.1007 | -148.2342 | -163.0583 | -177.7252 | -192.1955 | -206.3158 | -219.9697 | -233.363 | -246.4344 | -259.1254 | -271.4881 | -283.4632 | -295.066 | -306.2799 | -317.0764 | -327.407 | -337.4036 | -347.0492 | -356.3877 | -365.4228 | -374.17 | -382.5922 | -390.6975 | -398.4936
Northwest | Multi Family | Peak | December | Other Non-Substitutables | LDCEU/TDEF | Electric Load with Losses, Incl. Cogeneration | MW | 0 | 0 | 0 | 0 | 0 | 0 | 0 | 0 | 0 | 0 | 0 | 0 | 0 | 0 | 0 | 0 | 0 | 0 | 0 | 0 | 0 | 0 | 0 | 0 | -16.8124 | -32.4447 | -46.1185 | -58.4536 | -69.4272 | -79.3123 | -88.0777 | -95.9462 | -103.0982 | -109.5504 | -115.4851 | -120.6786 | -125.2702 | -129.4399 | -133.2477 | -136.6541 | -139.6578 | -142.4075 | -144.9111 | -147.1704 | -149.2345 | -151.0988 | -152.7859 | -154.3037 | -155.654 | -156.8285 | -157.8932 | -158.8502 | -159.7234 | -160.5196 | -161.249 | -161.9 | -162.479 | -162.9911
Northwest | Multi Family | Peak | December | Water Heating Over 55 | LDCEU/TDEF | Electric Load with Losses, Incl. Cogeneration | MW | 0 | 0 | 0 | 0 | 0 | 0 | 0 | 0 | 0 | 0 | 0 | 0 | 0 | 0 | 0 | 0 | 0 | 0 | 0 | 0 | 0 | 0 | 0 | 0 | 0 | 0 | 0 | 0 | 0 | 0 | 0 | 0 | 0 | 0 | 0 | 0 | 0 | 0 | 0 | 0 | 0 | 0 | 0 | 0 | 0 | 0 | 0 | 0 | 0 | 0 | 0 | 0 | 0 | 0 | 0 | 0 | 0 | 0
Northwest | Multi Family | Average | January | Space Heating | LDCEU/TDEF | Electric Load with Losses, Incl. Cogeneration | MW | -5.5917 | -10.3887 | -24.3083 | -46.4803 | -61.2541 | -70.2101 | -88.3568 | -107.9279 | -112.5054 | -124.1889 | -108.8466 | -145.1952 | -143.2537 | -123.6072 | -157.0585 | -169.8677 | -163.5236 | -128.5754 | -164.9825 | -171.7923 | -208.2725 | -185.2461 | -180.8598 | -220.1383 | -236.2215 | -245.0197 | -258.7195 | -271.7597 | -283.8448 | -295.6937 | -306.3645 | -316.4338 | -326.2165 | -335.5615 | -344.8273 | -353.3228 | -361.1363 | -368.5197 | -375.8728 | -382.5949 | -388.6508 | -394.5733 | -400.1276 | -405.2695 | -410.3092 | -414.9334 | -419.153 | -423.1812 | -426.7989 | -429.962 | -433.0755 | -435.9146 | -438.5181 | -441.1064 | -443.4354 | -445.4703 | -447.4442 | -449.1805
Northwest | Multi Family | Average | January | Water Heating Under 55 | LDCEU/TDEF | Electric Load with Losses, Incl. Cogeneration | MW | 0 | 0 | 0 | 0 | 0 | 0 | 0 | 0 | 0 | 0 | 0 | 0 | 0 | 0 | 0 | 0 | 0 | 0 | 0 | 0 | 0 | 0 | 0 | 0 | 0.0075 | 0.0147 | 0.0243 | 0.0321 | 0.0392 | 0.0478 | 0.0539 | 0.0575 | 0.0604 | 0.0623 | 0.0636 | 0.0656 | 0.0666 | 0.0671 | 0.0681 | 0.0682 | 0.0676 | 0.0672 | 0.0664 | 0.0656 | 0.0646 | 0.0637 | 0.0625 | 0.0615 | 0.0603 | 0.0592 | 0.058 | 0.0568 | 0.0555 | 0.0542 | 0.0528 | 0.0516 | 0.0503 | 0.0489
Northwest | Multi Family | Average | January | Lighting | LDCEU/TDEF | Electric Load with Losses, Incl. Cogeneration | MW | 0 | 0 | 0 | 0 | 0 | 0 | 0 | 0 | 0 | 0 | 0 | 0 | 0 | 0 | 0 | 0 | 0 | 0 | 0 | 0 | 0 | 0 | 0 | 0 | -0.2024 | -0.3231 | -0.4276 | -0.5252 | -0.4731 | -0.4261 | -0.3839 | -0.3458 | -0.3115 | -0.2806 | -0.2528 | -0.2278 | -0.2051 | -0.1847 | -0.1663 | -0.1498 | -0.1348 | -0.1214 | -0.1092 | -0.0983 | -0.0884 | -0.0795 | -0.0715 | -0.0643 | -0.0578 | -0.0519 | -0.0467 | -0.042 | -0.0377 | -0.0339 | -0.0304 | -0.0273 | -0.0246 | -0.022
Northwest | Multi Family | Average | January | Refrigeration | LDCEU/TDEF | Electric Load with Losses, Incl. Cogeneration | MW | 0 | 0 | 0 | 0 | 0 | 0 | 0 | 0 | 0 | 0 | 0 | 0 | 0 | 0 | 0 | 0 | 0 | 0 | 0 | 0 | 0 | 0 | 0 | 0 | 0 | 0 | 0 | 0 | 0 | 0 | 0 | 0 | 0 | 0 | 0 | 0 | 0 | 0 | 0 | 0 | 0 | 0 | 0 | 0 | 0 | 0 | 0 | 0 | 0 | 0 | 0 | 0 | 0 | 0 | 0 | 0 | 0 | 0
Northwest | Multi Family | Average | January | Freezer | LDCEU/TDEF | Electric Load with Losses, Incl. Cogeneration | MW | 0 | 0 | 0 | 0 | 0 | 0 | 0 | 0 | 0 | 0 | 0 | 0 | 0 | 0 | 0 | 0 | 0 | 0 | 0 | 0 | 0 | 0 | 0 | 0 | -0.0088 | -0.017 | -0.0239 | -0.03 | -0.0352 | -0.0397 | -0.0434 | -0.0466 | -0.0493 | -0.0515 | -0.0533 | -0.0547 | -0.0557 | -0.0564 | -0.0568 | -0.057 | -0.0569 | -0.0566 | -0.0563 | -0.0557 | -0.055 | -0.0543 | -0.0534 | -0.0525 | -0.0514 | -0.0503 | -0.0492 | -0.048 | -0.0468 | -0.0455 | -0.0443 | -0.043 | -0.0417 | -0.0405
Northwest | Multi Family | Average | January | Clothes Washer | LDCEU/TDEF | Electric Load with Losses, Incl. Cogeneration | MW | 0 | 0 | 0 | 0 | 0 | 0 | 0 | 0 | 0 | 0 | 0 | 0 | 0 | 0 | 0 | 0 | 0 | 0 | 0 | 0 | 0 | 0 | 0 | 0 | 0 | 0 | 0 | 0 | 0 | 0 | 0 | 0 | 0 | 0 | 0 | 0 | 0 | 0 | 0 | 0 | 0 | 0 | 0 | 0 | 0 | 0 | 0 | 0 | 0 | 0 | 0 | 0 | 0 | 0 | 0 | 0 | 0 | 0
Northwest | Multi Family | Average | January | Clothes Dryer | LDCEU/TDEF | Electric Load with Losses, Incl. Cogeneration | MW | 0 | 0 | 0 | 0 | 0 | 0 | 0 | 0 | 0 | 0 | 0 | 0 | 0 | 0 | 0 | 0 | 0 | 0 | 0 | 0 | 0 | 0 | 0 | 0 | 0.0132 | 0.0285 | 0.0431 | 0.0582 | 0.0732 | 0.0883 | 0.1032 | 0.1176 | 0.132 | 0.1463 | 0.1605 | 0.1744 | 0.1874 | 0.2003 | 0.2135 | 0.2263 | 0.2383 | 0.2506 | 0.2627 | 0.2744 | 0.2862 | 0.2978 | 0.309 | 0.3201 | 0.331 | 0.3415 | 0.3522 | 0.3626 | 0.3729 | 0.3834 | 0.3936 | 0.4036 | 0.4137 | 0.4236
Northwest | Multi Family | Average | January | Dishwasher | LDCEU/TDEF | Electric Load with Losses, Incl. Cogeneration | MW | 0 | 0 | 0 | 0 | 0 | 0 | 0 | 0 | 0 | 0 | 0 | 0 | 0 | 0 | 0 | 0 | 0 | 0 | 0 | 0 | 0 | 0 | 0 | 0 | 0 | 0 | 0 | 0 | 0 | 0 | 0 | 0 | 0 | 0 | 0 | 0 | 0 | 0 | 0 | 0 | 0 | 0 | 0 | 0 | 0 | 0 | 0 | 0 | 0 | 0 | 0 | 0 | 0 | 0 | 0 | 0 | 0 | 0
Northwest | Multi Family | Average | January | Cooking | LDCEU/TDEF | Electric Load with Losses, Incl. Cogeneration | MW | 0 | 0 | 0 | 0 | 0 | 0 | 0 | 0 | 0 | 0 | 0 | 0 | 0 | 0 | 0 | 0 | 0 | 0 | 0 | 0 | 0 | 0 | 0 | 0 | 0 | 0 | -0.9705 | -1.8612 | -2.6619 | -3.3866 | -4.0305 | -4.6056 | -5.1219 | -5.5785 | -5.986 | -6.3275 | -6.612 | -6.8514 | -7.0483 | -7.2012 | -7.3104 | -7.3842 | -7.4239 | -7.4299 | -7.4053 | -7.3509 | -7.2687 | -7.1597 | -7.0253 | -6.8667 | -6.6864 | -6.4858 | -6.2664 | -6.0291 | -5.7752 | -5.5054 | -5.2215 | -4.9264
Northwest | Multi Family | Average | January | Air Conditioning | LDCEU/TDEF | Electric Load with Losses, Incl. Cogeneration | MW | 0 | 0 | 0 | 0 | 0 | 0 | 0 | 0 | 0 | 0 | 0 | 0 | 0 | 0 | 0 | 0 | 0 | 0 | 0 | 0 | 0 | 0 | 0 | 0 | 0 | 0 | 0 | 0 | 0 | 0 | 0 | 0 | 0 | 0 | 0 | 0 | 0 | 0 | 0 | 0 | 0 | 0 | 0 | 0 | 0 | 0 | 0 | 0 | 0 | 0 | 0 | 0 | 0 | 0 | 0 | 0 | 0 | 0
Northwest | Multi Family | Average | January | Entertainment Center | LDCEU/TDEF | Electric Load with Losses, Incl. Cogeneration | MW | 0 | 0 | 0 | 0 | 0 | 0 | 0 | 0 | 0 | 0 | 0 | 0 | 0 | 0 | 0 | 0 | 0 | 0 | 0 | 0 | 0 | 0 | 0 | 0 | -1.9946 | -5.6304 | -10.4373 | -16.203 | -22.6468 | -29.6107 | -36.8972 | -44.4148 | -52.1133 | -59.8865 | -67.7413 | -75.4427 | -82.9849 | -90.4467 | -97.8081 | -104.9908 | -111.9342 | -118.745 | -125.3913 | -131.8429 | -138.1269 | -144.2124 | -150.1076 | -155.8039 | -161.2871 | -166.5323 | -171.607 | -176.5027 | -181.2417 | -185.8261 | -190.2638 | -194.5355 | -198.6456 | -202.5981
Northwest | Multi Family | Average | January | Other Non-Substitutables | LDCEU/TDEF | Electric Load with Losses, Incl. Cogeneration | MW | 0 | 0 | 0 | 0 | 0 | 0 | 0 | 0 | 0 | 0 | 0 | 0 | 0 | 0 | 0 | 0 | 0 | 0 | 0 | 0 | 0 | 0 | 0 | 0 | -10.6895 | -20.6303 | -29.3258 | -37.1713 | -44.1515 | -50.4381 | -56.0138 | -61.018 | -65.5662 | -69.6693 | -73.4438 | -76.746 | -79.6639 | -82.3135 | -84.7327 | -86.8965 | -88.8031 | -90.5483 | -92.1368 | -93.5696 | -94.878 | -96.0589 | -97.127 | -98.087 | -98.9403 | -99.6817 | -100.3532 | -100.9561 | -101.5058 | -102.0065 | -102.4648 | -102.8732 | -103.2358 | -103.5559
Northwest | Multi Family | Average | January | Water Heating Over 55 | LDCEU/TDEF | Electric Load with Losses, Incl. Cogeneration | MW | 0 | 0 | 0 | 0 | 0 | 0 | 0 | 0 | 0 | 0 | 0 | 0 | 0 | 0 | 0 | 0 | 0 | 0 | 0 | 0 | 0 | 0 | 0 | 0 | 0 | 0 | 0 | 0 | 0 | 0 | 0 | 0 | 0 | 0 | 0 | 0 | 0 | 0 | 0 | 0 | 0 | 0 | 0 | 0 | 0 | 0 | 0 | 0 | 0 | 0 | 0 | 0 | 0 | 0 | 0 | 0 | 0 | 0
Northwest | Multi Family | Average | February | Space Heating | LDCEU/TDEF | Electric Load with Losses, Incl. Cogeneration | MW | -4.4385 | -11.0604 | -19.3843 | -40.1606 | -51.275 | -56.0241 | -79.2551 | -85.0714 | -104.7878 | -107.5303 | -110.188 | -112.9935 | -124.9997 | -128.9904 | -114.1302 | -125.7731 | -140.0914 | -113.7807 | -159.067 | -140.9365 | -160.1997 | -189.593 | -138.9856 | -162.7083 | -201.4865 | -208.9867 | -220.6729 | -231.7956 | -242.1047 | -252.2117 | -261.3143 | -269.9031 | -278.2483 | -286.2202 | -294.1248 | -301.3729 | -308.0388 | -314.3384 | -320.6122 | -326.3482 | -331.5154 | -336.5692 | -341.3081 | -345.696 | -349.9965 | -353.9443 | -357.5459 | -360.9841 | -364.0728 | -366.7726 | -369.4317 | -371.8563 | -374.0801 | -376.2907 | -378.2809 | -380.0193 | -381.706 | -383.1906
Northwest | Multi Family | Average | February | Water Heating Under 55 | LDCEU/TDEF | Electric Load with Losses, Incl. Cogeneration | MW | 0 | 0 | 0 | 0 | 0 | 0 | 0 | 0 | 0 | 0 | 0 | 0 | 0 | 0 | 0 | 0 | 0 | 0 | 0 | 0 | 0 | 0 | 0 | 0 | 0.0064 | 0.0127 | 0.0209 | 0.0276 | 0.0338 | 0.0412 | 0.0463 | 0.0495 | 0.052 | 0.0535 | 0.0547 | 0.0565 | 0.0573 | 0.0577 | 0.0586 | 0.0587 | 0.0581 | 0.0578 | 0.0571 | 0.0564 | 0.0556 | 0.0547 | 0.0538 | 0.0529 | 0.0519 | 0.0509 | 0.0499 | 0.0488 | 0.0477 | 0.0466 | 0.0455 | 0.0443 | 0.0432 | 0.042
Northwest | Multi Family | Average | February | Lighting | LDCEU/TDEF | Electric Load with Losses, Incl. Cogeneration | MW | 0 | 0 | 0 | 0 | 0 | 0 | 0 | 0 | 0 | 0 | 0 | 0 | 0 | 0 | 0 | 0 | 0 | 0 | 0 | 0 | 0 | 0 | 0 | 0 | -0.1639 | -0.2615 | -0.3462 | -0.4251 | -0.3829 | -0.3449 | -0.3106 | -0.2799 | -0.2521 | -0.2272 | -0.2046 | -0.1843 | -0.1661 | -0.1496 | -0.1346 | -0.1212 | -0.1092 | -0.0983 | -0.0883 | -0.0795 | -0.0716 | -0.0644 | -0.0579 | -0.052 | -0.0468 | -0.042 | -0.0378 | -0.034 | -0.0305 | -0.0274 | -0.0245 | -0.0221 | -0.0199 | -0.0178
Northwest | Multi Family | Average | February | Refrigeration | LDCEU/TDEF | Electric Load with Losses, Incl. Cogeneration | MW | 0 | 0 | 0 | 0 | 0 | 0 | 0 | 0 | 0 | 0 | 0 | 0 | 0 | 0 | 0 | 0 | 0 | 0 | 0 | 0 | 0 | 0 | 0 | 0 | 0 | 0 | 0 | 0 | 0 | 0 | 0 | 0 | 0 | 0 | 0 | 0 | 0 | 0 | 0 | 0 | 0 | 0 | 0 | 0 | 0 | 0 | 0 | 0 | 0 | 0 | 0 | 0 | 0 | 0 | 0 | 0 | 0 | 0
Northwest | Multi Family | Average | February | Freezer | LDCEU/TDEF | Electric Load with Losses, Incl. Cogeneration | MW | 0 | 0 | 0 | 0 | 0 | 0 | 0 | 0 | 0 | 0 | 0 | 0 | 0 | 0 | 0 | 0 | 0 | 0 | 0 | 0 | 0 | 0 | 0 | 0 | -0.0089 | -0.0172 | -0.0242 | -0.0303 | -0.0356 | -0.0402 | -0.044 | -0.0472 | -0.0499 | -0.0521 | -0.054 | -0.0554 | -0.0563 | -0.0571 | -0.0575 | -0.0577 | -0.0576 | -0.0573 | -0.0569 | -0.0564 | -0.0557 | -0.055 | -0.054 | -0.0531 | -0.0521 | -0.051 | -0.0498 | -0.0486 | -0.0474 | -0.0461 | -0.0448 | -0.0436 | -0.0424 | -0.0411
Northwest | Multi Family | Average | February | Clothes Washer | LDCEU/TDEF | Electric Load with Losses, Incl. Cogeneration | MW | 0 | 0 | 0 | 0 | 0 | 0 | 0 | 0 | 0 | 0 | 0 | 0 | 0 | 0 | 0 | 0 | 0 | 0 | 0 | 0 | 0 | 0 | 0 | 0 | 0 | 0 | 0 | 0 | 0 | 0 | 0 | 0 | 0 | 0 | 0 | 0 | 0 | 0 | 0 | 0 | 0 | 0 | 0 | 0 | 0 | 0 | 0 | 0 | 0 | 0 | 0 | 0 | 0 | 0 | 0 | 0 | 0 | 0
Northwest | Multi Family | Average | February | Clothes Dryer | LDCEU/TDEF | Electric Load with Losses, Incl. Cogeneration | MW | 0 | 0 | 0 | 0 | 0 | 0 | 0 | 0 | 0 | 0 | 0 | 0 | 0 | 0 | 0 | 0 | 0 | 0 | 0 | 0 | 0 | 0 | 0 | 0 | 0.0118 | 0.0253 | 0.0383 | 0.0516 | 0.065 | 0.0784 | 0.0916 | 0.1044 | 0.1172 | 0.1298 | 0.1425 | 0.1548 | 0.1664 | 0.1779 | 0.1895 | 0.2009 | 0.2115 | 0.2224 | 0.2331 | 0.2436 | 0.2541 | 0.2643 | 0.2742 | 0.2842 | 0.2938 | 0.3032 | 0.3125 | 0.3219 | 0.3311 | 0.3403 | 0.3494 | 0.3583 | 0.3673 | 0.376
Northwest | Multi Family | Average | February | Dishwasher | LDCEU/TDEF | Electric Load with Losses, Incl. Cogeneration | MW | 0 | 0 | 0 | 0 | 0 | 0 | 0 | 0 | 0 | 0 | 0 | 0 | 0 | 0 | 0 | 0 | 0 | 0 | 0 | 0 | 0 | 0 | 0 | 0 | 0 | 0 | 0 | 0 | 0 | 0 | 0 | 0 | 0 | 0 | 0 | 0 | 0 | 0 | 0 | 0 | 0 | 0 | 0 | 0 | 0 | 0 | 0 | 0 | 0 | 0 | 0 | 0 | 0 | 0 | 0 | 0 | 0 | 0
Northwest | Multi Family | Average | February | Cooking | LDCEU/TDEF | Electric Load with Losses, Incl. Cogeneration | MW | 0 | 0 | 0 | 0 | 0 | 0 | 0 | 0 | 0 | 0 | 0 | 0 | 0 | 0 | 0 | 0 | 0 | 0 | 0 | 0 | 0 | 0 | 0 | 0 | 0 | 0 | -0.8112 | -1.5558 | -2.225 | -2.8308 | -3.3691 | -3.8498 | -4.2814 | -4.6632 | -5.0037 | -5.2892 | -5.527 | -5.7271 | -5.8916 | -6.0195 | -6.1107 | -6.1724 | -6.2056 | -6.2106 | -6.1901 | -6.1446 | -6.0758 | -5.9847 | -5.8725 | -5.7398 | -5.589 | -5.4213 | -5.2378 | -5.0394 | -4.8271 | -4.6015 | -4.3641 | -4.1175
Northwest | Multi Family | Average | February | Air Conditioning | LDCEU/TDEF | Electric Load with Losses, Incl. Cogeneration | MW | 0 | 0 | 0 | 0 | 0 | 0 | 0 | 0 | 0 | 0 | 0 | 0 | 0 | 0 | 0 | 0 | 0 | 0 | 0 | 0 | 0 | 0 | 0 | 0 | 0 | 0 | 0 | 0 | 0 | 0 | 0 | 0 | 0 | 0 | 0 | 0 | 0 | 0 | 0 | 0 | 0 | 0 | 0 | 0 | 0 | 0 | 0 | 0 | 0 | 0 | 0 | 0 | 0 | 0 | 0 | 0 | 0 | 0
Northwest | Multi Family | Average | February | Entertainment Center | LDCEU/TDEF | Electric Load with Losses, Incl. Cogeneration | MW | 0 | 0 | 0 | 0 | 0 | 0 | 0 | 0 | 0 | 0 | 0 | 0 | 0 | 0 | 0 | 0 | 0 | 0 | 0 | 0 | 0 | 0 | 0 | 0 | -2.4064 | -6.7933 | -12.5927 | -19.5493 | -27.3238 | -35.726 | -44.5175 | -53.588 | -62.8769 | -72.2559 | -81.733 | -91.0254 | -100.1257 | -109.1291 | -118.0117 | -126.6787 | -135.0572 | -143.2761 | -151.2967 | -159.0825 | -166.6663 | -174.0109 | -181.1262 | -188.002 | -194.6209 | -200.9527 | -207.0793 | -212.9899 | -218.7117 | -224.247 | -229.6054 | -234.7638 | -239.7273 | -244.5008
Northwest | Multi Family | Average | February | Other Non-Substitutables | LDCEU/TDEF | Electric Load with Losses, Incl. Cogeneration | MW | 0 | 0 | 0 | 0 | 0 | 0 | 0 | 0 | 0 | 0 | 0 | 0 | 0 | 0 | 0 | 0 | 0 | 0 | 0 | 0 | 0 | 0 | 0 | 0 | -9.8075 | -18.9291 | -26.9073 | -34.1059 | -40.5104 | -46.2787 | -51.3947 | -55.9865 | -60.1601 | -63.925 | -67.3883 | -70.4184 | -73.096 | -75.5273 | -77.7474 | -79.7333 | -81.4832 | -83.0851 | -84.5434 | -85.8589 | -87.0603 | -88.1448 | -89.1259 | -90.008 | -90.7923 | -91.4739 | -92.0914 | -92.6461 | -93.1519 | -93.613 | -94.0348 | -94.4111 | -94.7453 | -95.0405
Northwest | Multi Family | Average | February | Water Heating Over 55 | LDCEU/TDEF | Electric Load with Losses, Incl. Cogeneration | MW | 0 | 0 | 0 | 0 | 0 | 0 | 0 | 0 | 0 | 0 | 0 | 0 | 0 | 0 | 0 | 0 | 0 | 0 | 0 | 0 | 0 | 0 | 0 | 0 | 0 | 0 | 0 | 0 | 0 | 0 | 0 | 0 | 0 | 0 | 0 | 0 | 0 | 0 | 0 | 0 | 0 | 0 | 0 | 0 | 0 | 0 | 0 | 0 | 0 | 0 | 0 | 0 | 0 | 0 | 0 | 0 | 0 | 0
Northwest | Multi Family | Average | March | Space Heating | LDCEU/TDEF | Electric Load with Losses, Incl. Cogeneration | MW | -3.2547 | -7.8188 | -19.1236 | -32.6386 | -45.2437 | -52.2389 | -74.4572 | -80.4153 | -83.2459 | -110.6992 | -89.0501 | -90.469 | -95.2781 | -113.6406 | -94.2137 | -126.9828 | -135.7604 | -109.6166 | -129.7811 | -139.3949 | -141.2364 | -142.5803 | -124.1968 | -158.9128 | -174.2695 | -180.746 | -190.8327 | -200.4352 | -209.3366 | -218.0616 | -225.921 | -233.3357 | -240.5393 | -247.421 | -254.2455 | -260.5011 | -266.2524 | -271.688 | -277.1007 | -282.049 | -286.5054 | -290.8638 | -294.9504 | -298.7333 | -302.4402 | -305.8416 | -308.9439 | -311.9053 | -314.5641 | -316.8879 | -319.1757 | -321.261 | -323.1729 | -325.0737 | -326.7841 | -328.2776 | -329.7265 | -331.0006
Northwest | Multi Family | Average | March | Water Heating Under 55 | LDCEU/TDEF | Electric Load with Losses, Incl. Cogeneration | MW | 0 | 0 | 0 | 0 | 0 | 0 | 0 | 0 | 0 | 0 | 0 | 0 | 0 | 0 | 0 | 0 | 0 | 0 | 0 | 0 | 0 | 0 | 0 | 0 | 0.0057 | 0.0113 | 0.0188 | 0.0247 | 0.0302 | 0.0369 | 0.0415 | 0.0444 | 0.0466 | 0.048 | 0.0491 | 0.0506 | 0.0515 | 0.0518 | 0.0527 | 0.0527 | 0.0522 | 0.052 | 0.0513 | 0.0507 | 0.0499 | 0.0492 | 0.0484 | 0.0475 | 0.0467 | 0.0459 | 0.0449 | 0.0439 | 0.0429 | 0.0419 | 0.0409 | 0.0399 | 0.0388 | 0.0377
Northwest | Multi Family | Average | March | Lighting | LDCEU/TDEF | Electric Load with Losses, Incl. Cogeneration | MW | 0 | 0 | 0 | 0 | 0 | 0 | 0 | 0 | 0 | 0 | 0 | 0 | 0 | 0 | 0 | 0 | 0 | 0 | 0 | 0 | 0 | 0 | 0 | 0 | -0.1541 | -0.2459 | -0.3256 | -0.3998 | -0.36 | -0.3244 | -0.2922 | -0.2632 | -0.2371 | -0.2136 | -0.1925 | -0.1734 | -0.1561 | -0.1406 | -0.1266 | -0.114 | -0.1026 | -0.0924 | -0.0832 | -0.0748 | -0.0673 | -0.0605 | -0.0545 | -0.0489 | -0.044 | -0.0396 | -0.0355 | -0.032 | -0.0287 | -0.0257 | -0.0232 | -0.0208 | -0.0186 | -0.0167
Northwest | Multi Family | Average | March | Refrigeration | LDCEU/TDEF | Electric Load with Losses, Incl. Cogeneration | MW | 0 | 0 | 0 | 0 | 0 | 0 | 0 | 0 | 0 | 0 | 0 | 0 | 0 | 0 | 0 | 0 | 0 | 0 | 0 | 0 | 0 | 0 | 0 | 0 | 0 | 0 | 0 | 0 | 0 | 0 | 0 | 0 | 0 | 0 | 0 | 0 | 0 | 0 | 0 | 0 | 0 | 0 | 0 | 0 | 0 | 0 | 0 | 0 | 0 | 0 | 0 | 0 | 0 | 0 | 0 | 0 | 0 | 0
Northwest | Multi Family | Average | March | Freezer | LDCEU/TDEF | Electric Load with Losses, Incl. Cogeneration | MW | 0 | 0 | 0 | 0 | 0 | 0 | 0 | 0 | 0 | 0 | 0 | 0 | 0 | 0 | 0 | 0 | 0 | 0 | 0 | 0 | 0 | 0 | 0 | 0 | -0.0098 | -0.019 | -0.0267 | -0.0335 | -0.0393 | -0.0443 | -0.0485 | -0.052 | -0.055 | -0.0574 | -0.0595 | -0.061 | -0.0622 | -0.0629 | -0.0634 | -0.0635 | -0.0635 | -0.0632 | -0.0628 | -0.0622 | -0.0614 | -0.0606 | -0.0596 | -0.0586 | -0.0574 | -0.0562 | -0.0549 | -0.0536 | -0.0522 | -0.0508 | -0.0494 | -0.048 | -0.0466 | -0.0452
Northwest | Multi Family | Average | March | Clothes Washer | LDCEU/TDEF | Electric Load with Losses, Incl. Cogeneration | MW | 0 | 0 | 0 | 0 | 0 | 0 | 0 | 0 | 0 | 0 | 0 | 0 | 0 | 0 | 0 | 0 | 0 | 0 | 0 | 0 | 0 | 0 | 0 | 0 | 0 | 0 | 0 | 0 | 0 | 0 | 0 | 0 | 0 | 0 | 0 | 0 | 0 | 0 | 0 | 0 | 0 | 0 | 0 | 0 | 0 | 0 | 0 | 0 | 0 | 0 | 0 | 0 | 0 | 0 | 0 | 0 | 0 | 0
Northwest | Multi Family | Average | March | Clothes Dryer | LDCEU/TDEF | Electric Load with Losses, Incl. Cogeneration | MW | 0 | 0 | 0 | 0 | 0 | 0 | 0 | 0 | 0 | 0 | 0 | 0 | 0 | 0 | 0 | 0 | 0 | 0 | 0 | 0 | 0 | 0 | 0 | 0 | 0.0126 | 0.0273 | 0.0412 | 0.0556 | 0.07 | 0.0843 | 0.0986 | 0.1124 | 0.1261 | 0.1396 | 0.1534 | 0.1666 | 0.1791 | 0.1914 | 0.204 | 0.2161 | 0.2276 | 0.2393 | 0.2509 | 0.2621 | 0.2734 | 0.2843 | 0.295 | 0.3058 | 0.3162 | 0.3261 | 0.3363 | 0.3462 | 0.3561 | 0.3662 | 0.3759 | 0.3854 | 0.395 | 0.4045
Northwest | Multi Family | Average | March | Dishwasher | LDCEU/TDEF | Electric Load with Losses, Incl. Cogeneration | MW | 0 | 0 | 0 | 0 | 0 | 0 | 0 | 0 | 0 | 0 | 0 | 0 | 0 | 0 | 0 | 0 | 0 | 0 | 0 | 0 | 0 | 0 | 0 | 0 | 0 | 0 | 0 | 0 | 0 | 0 | 0 | 0 | 0 | 0 | 0 | 0 | 0 | 0 | 0 | 0 | 0 | 0 | 0 | 0 | 0 | 0 | 0 | 0 | 0 | 0 | 0 | 0 | 0 | 0 | 0 | 0 | 0 | 0
Northwest | Multi Family | Average | March | Cooking | LDCEU/TDEF | Electric Load with Losses, Incl. Cogeneration | MW | 0 | 0 | 0 | 0 | 0 | 0 | 0 | 0 | 0 | 0 | 0 | 0 | 0 | 0 | 0 | 0 | 0 | 0 | 0 | 0 | 0 | 0 | 0 | 0 | 0 | 0 | -0.8867 | -1.7007 | -2.4321 | -3.0942 | -3.6827 | -4.2082 | -4.68 | -5.0971 | -5.4695 | -5.7815 | -6.0413 | -6.26 | -6.4399 | -6.5796 | -6.6791 | -6.7466 | -6.7828 | -6.7883 | -6.7658 | -6.7159 | -6.6408 | -6.5411 | -6.4184 | -6.2732 | -6.1084 | -5.9251 | -5.7245 | -5.5076 | -5.2754 | -5.0288 | -4.7692 | -4.4997
Northwest | Multi Family | Average | March | Air Conditioning | LDCEU/TDEF | Electric Load with Losses, Incl. Cogeneration | MW | 0 | 0 | 0 | 0 | 0 | 0 | 0 | 0 | 0 | 0 | 0 | 0 | 0 | 0 | 0 | 0 | 0 | 0 | 0 | 0 | 0 | 0 | 0 | 0 | 0 | 0 | 0 | 0 | 0 | 0 | 0 | 0 | 0 | 0 | 0 | 0 | 0 | 0 | 0 | 0 | 0 | 0 | 0 | 0 | 0 | 0 | 0 | 0 | 0 | 0 | 0 | 0 | 0 | 0 | 0 | 0 | 0 | 0
Northwest | Multi Family | Average | March | Entertainment Center | LDCEU/TDEF | Electric Load with Losses, Incl. Cogeneration | MW | 0 | 0 | 0 | 0 | 0 | 0 | 0 | 0 | 0 | 0 | 0 | 0 | 0 | 0 | 0 | 0 | 0 | 0 | 0 | 0 | 0 | 0 | 0 | 0 | -2.3234 | -6.5595 | -12.1592 | -18.8767 | -26.3839 | -34.4971 | -42.9865 | -51.7452 | -60.715 | -69.7714 | -78.9229 | -87.8961 | -96.6833 | -105.3767 | -113.9535 | -122.3223 | -130.412 | -138.3478 | -146.092 | -153.6095 | -160.932 | -168.0233 | -174.8931 | -181.5317 | -187.9222 | -194.0356 | -199.9506 | -205.6572 | -211.1814 | -216.5256 | -221.6991 | -226.6793 | -231.4714 | -236.0802
Northwest | Multi Family | Average | March | Other Non-Substitutables | LDCEU/TDEF | Electric Load with Losses, Incl. Cogeneration | MW | 0 | 0 | 0 | 0 | 0 | 0 | 0 | 0 | 0 | 0 | 0 | 0 | 0 | 0 | 0 | 0 | 0 | 0 | 0 | 0 | 0 | 0 | 0 | 0 | -9.9177 | -19.1436 | -27.212 | -34.4927 | -40.9701 | -46.804 | -51.9785 | -56.6225 | -60.8438 | -64.6515 | -68.1543 | -71.2189 | -73.9266 | -76.3854 | -78.6306 | -80.6388 | -82.4084 | -84.0283 | -85.5031 | -86.8332 | -88.0482 | -89.1448 | -90.1369 | -91.029 | -91.8221 | -92.5115 | -93.136 | -93.697 | -94.2085 | -94.6747 | -95.1016 | -95.4822 | -95.8203 | -96.1191
Northwest | Multi Family | Average | March | Water Heating Over 55 | LDCEU/TDEF | Electric Load with Losses, Incl. Cogeneration | MW | 0 | 0 | 0 | 0 | 0 | 0 | 0 | 0 | 0 | 0 | 0 | 0 | 0 | 0 | 0 | 0 | 0 | 0 | 0 | 0 | 0 | 0 | 0 | 0 | 0 | 0 | 0 | 0 | 0 | 0 | 0 | 0 | 0 | 0 | 0 | 0 | 0 | 0 | 0 | 0 | 0 | 0 | 0 | 0 | 0 | 0 | 0 | 0 | 0 | 0 | 0 | 0 | 0 | 0 | 0 | 0 | 0 | 0
Northwest | Multi Family | Average | April | Space Heating | LDCEU/TDEF | Electric Load with Losses, Incl. Cogeneration | MW | -2.5802 | -5.8719 | -15.2798 | -23.1065 | -35.8089 | -41.5751 | -57.9752 | -51.1387 | -71.7386 | -73.6127 | -77.1894 | -64.2919 | -79.1058 | -80.08 | -81.3027 | -109.9876 | -95.702 | -93.6915 | -121.3272 | -90.7101 | -115.0474 | -111.397 | -122.7443 | -93.8424 | -132.7808 | -137.7163 | -145.3539 | -152.6299 | -159.376 | -165.9816 | -171.9353 | -177.5479 | -182.9977 | -188.2014 | -193.3606 | -198.0841 | -202.4197 | -206.5165 | -210.5933 | -214.3178 | -217.6665 | -220.9408 | -224.0085 | -226.8448 | -229.622 | -232.1669 | -234.4852 | -236.6954 | -238.6764 | -240.4034 | -242.1023 | -243.6477 | -245.0621 | -246.4675 | -247.729 | -248.8269 | -249.8904 | -250.8219
Northwest | Multi Family | Average | April | Water Heating Under 55 | LDCEU/TDEF | Electric Load with Losses, Incl. Cogeneration | MW | 0 | 0 | 0 | 0 | 0 | 0 | 0 | 0 | 0 | 0 | 0 | 0 | 0 | 0 | 0 | 0 | 0 | 0 | 0 | 0 | 0 | 0 | 0 | 0 | 0.0046 | 0.009 | 0.015 | 0.0198 | 0.0244 | 0.0296 | 0.0334 | 0.0357 | 0.0376 | 0.0388 | 0.0396 | 0.0409 | 0.0416 | 0.0419 | 0.0425 | 0.0426 | 0.0422 | 0.042 | 0.0415 | 0.041 | 0.0403 | 0.0397 | 0.0391 | 0.0384 | 0.0377 | 0.037 | 0.0363 | 0.0355 | 0.0347 | 0.0339 | 0.033 | 0.0323 | 0.0314 | 0.0306
Northwest | Multi Family | Average | April | Lighting | LDCEU/TDEF | Electric Load with Losses, Incl. Cogeneration | MW | 0 | 0 | 0 | 0 | 0 | 0 | 0 | 0 | 0 | 0 | 0 | 0 | 0 | 0 | 0 | 0 | 0 | 0 | 0 | 0 | 0 | 0 | 0 | 0 | -0.1397 | -0.223 | -0.2952 | -0.3625 | -0.3265 | -0.2941 | -0.265 | -0.2386 | -0.215 | -0.1937 | -0.1745 | -0.1572 | -0.1415 | -0.1275 | -0.1148 | -0.1034 | -0.0931 | -0.0837 | -0.0753 | -0.0678 | -0.061 | -0.0549 | -0.0494 | -0.0444 | -0.0398 | -0.0359 | -0.0322 | -0.029 | -0.026 | -0.0234 | -0.021 | -0.0189 | -0.017 | -0.0151
Northwest | Multi Family | Average | April | Refrigeration | LDCEU/TDEF | Electric Load with Losses, Incl. Cogeneration | MW | 0 | 0 | 0 | 0 | 0 | 0 | 0 | 0 | 0 | 0 | 0 | 0 | 0 | 0 | 0 | 0 | 0 | 0 | 0 | 0 | 0 | 0 | 0 | 0 | 0 | 0 | 0 | 0 | 0 | 0 | 0 | 0 | 0 | 0 | 0 | 0 | 0 | 0 | 0 | 0 | 0 | 0 | 0 | 0 | 0 | 0 | 0 | 0 | 0 | 0 | 0 | 0 | 0 | 0 | 0 | 0 | 0 | 0
Northwest | Multi Family | Average | April | Freezer | LDCEU/TDEF | Electric Load with Losses, Incl. Cogeneration | MW | 0 | 0 | 0 | 0 | 0 | 0 | 0 | 0 | 0 | 0 | 0 | 0 | 0 | 0 | 0 | 0 | 0 | 0 | 0 | 0 | 0 | 0 | 0 | 0 | -0.0112 | -0.0217 | -0.0306 | -0.0383 | -0.045 | -0.0508 | -0.0555 | -0.0596 | -0.063 | -0.0658 | -0.0682 | -0.0699 | -0.0712 | -0.072 | -0.0725 | -0.0728 | -0.0727 | -0.0724 | -0.0718 | -0.0712 | -0.0704 | -0.0693 | -0.0682 | -0.067 | -0.0656 | -0.0642 | -0.0628 | -0.0613 | -0.0597 | -0.0581 | -0.0566 | -0.055 | -0.0534 | -0.0517
Northwest | Multi Family | Average | April | Clothes Washer | LDCEU/TDEF | Electric Load with Losses, Incl. Cogeneration | MW | 0 | 0 | 0 | 0 | 0 | 0 | 0 | 0 | 0 | 0 | 0 | 0 | 0 | 0 | 0 | 0 | 0 | 0 | 0 | 0 | 0 | 0 | 0 | 0 | 0 | 0 | 0 | 0 | 0 | 0 | 0 | 0 | 0 | 0 | 0 | 0 | 0 | 0 | 0 | 0 | 0 | 0 | 0 | 0 | 0 | 0 | 0 | 0 | 0 | 0 | 0 | 0 | 0 | 0 | 0 | 0 | 0 | 0
Northwest | Multi Family | Average | April | Clothes Dryer | LDCEU/TDEF | Electric Load with Losses, Incl. Cogeneration | MW | 0 | 0 | 0 | 0 | 0 | 0 | 0 | 0 | 0 | 0 | 0 | 0 | 0 | 0 | 0 | 0 | 0 | 0 | 0 | 0 | 0 | 0 | 0 | 0 | 0.0115 | 0.0249 | 0.0376 | 0.0508 | 0.0639 | 0.0771 | 0.0901 | 0.1026 | 0.1152 | 0.1276 | 0.1401 | 0.1521 | 0.1636 | 0.1748 | 0.1863 | 0.1974 | 0.2078 | 0.2185 | 0.2291 | 0.2392 | 0.2497 | 0.2597 | 0.2694 | 0.2791 | 0.2886 | 0.2977 | 0.307 | 0.3161 | 0.325 | 0.3342 | 0.343 | 0.3518 | 0.3605 | 0.3692
Northwest | Multi Family | Average | April | Dishwasher | LDCEU/TDEF | Electric Load with Losses, Incl. Cogeneration | MW | 0 | 0 | 0 | 0 | 0 | 0 | 0 | 0 | 0 | 0 | 0 | 0 | 0 | 0 | 0 | 0 | 0 | 0 | 0 | 0 | 0 | 0 | 0 | 0 | 0 | 0 | 0 | 0 | 0 | 0 | 0 | 0 | 0 | 0 | 0 | 0 | 0 | 0 | 0 | 0 | 0 | 0 | 0 | 0 | 0 | 0 | 0 | 0 | 0 | 0 | 0 | 0 | 0 | 0 | 0 | 0 | 0 | 0
Northwest | Multi Family | Average | April | Cooking | LDCEU/TDEF | Electric Load with Losses, Incl. Cogeneration | MW | 0 | 0 | 0 | 0 | 0 | 0 | 0 | 0 | 0 | 0 | 0 | 0 | 0 | 0 | 0 | 0 | 0 | 0 | 0 | 0 | 0 | 0 | 0 | 0 | 0 | 0 | -0.7921 | -1.5193 | -2.1729 | -2.7645 | -3.2903 | -3.7597 | -4.1813 | -4.5539 | -4.8866 | -5.1655 | -5.3976 | -5.593 | -5.7536 | -5.8784 | -5.9674 | -6.0277 | -6.0599 | -6.0648 | -6.0448 | -6.0002 | -5.9331 | -5.8442 | -5.7345 | -5.605 | -5.4578 | -5.2942 | -5.1152 | -4.9216 | -4.7145 | -4.4944 | -4.2628 | -4.022
Northwest | Multi Family | Average | April | Air Conditioning | LDCEU/TDEF | Electric Load with Losses, Incl. Cogeneration | MW | 0 | 0 | 0 | 0 | 0 | 0 | 0 | 0 | 0 | 0 | 0 | 0 | 0 | 0 | 0 | 0 | 0 | 0 | 0 | -0.0252 | 0 | 0 | 0 | -0.2423 | -0.034 | -0.038 | -0.0419 | -0.0458 | -0.0499 | -0.0541 | -0.0584 | -0.0628 | -0.0674 | -0.0721 | -0.0765 | -0.0795 | -0.0824 | -0.0853 | -0.0881 | -0.0909 | -0.0937 | -0.0964 | -0.0991 | -0.1018 | -0.1046 | -0.1073 | -0.1101 | -0.1128 | -0.1155 | -0.1182 | -0.1209 | -0.1236 | -0.1264 | -0.1275 | -0.1285 | -0.1295 | -0.1305 | -0.1313
Northwest | Multi Family | Average | April | Entertainment Center | LDCEU/TDEF | Electric Load with Losses, Incl. Cogeneration | MW | 0 | 0 | 0 | 0 | 0 | 0 | 0 | 0 | 0 | 0 | 0 | 0 | 0 | 0 | 0 | 0 | 0 | 0 | 0 | 0 | 0 | 0 | 0 | 0 | -1.6587 | -4.6827 | -8.6804 | -13.4762 | -18.8362 | -24.6283 | -30.6892 | -36.9421 | -43.3453 | -49.8106 | -56.3441 | -62.7495 | -69.0212 | -75.2259 | -81.3469 | -87.3189 | -93.0907 | -98.7523 | -104.2767 | -109.6384 | -114.8605 | -119.9168 | -124.8142 | -129.5459 | -134.0997 | -138.455 | -142.6684 | -146.7326 | -150.6663 | -154.4714 | -158.154 | -161.6985 | -165.1085 | -168.387
Northwest | Multi Family | Average | April | Other Non-Substitutables | LDCEU/TDEF | Electric Load with Losses, Incl. Cogeneration | MW | 0 | 0 | 0 | 0 | 0 | 0 | 0 | 0 | 0 | 0 | 0 | 0 | 0 | 0 | 0 | 0 | 0 | 0 | 0 | 0 | 0 | 0 | 0 | 0 | -10.847 | -20.9361 | -29.7609 | -37.7244 | -44.8098 | -51.1905 | -56.8503 | -61.9293 | -66.5454 | -70.7096 | -74.5409 | -77.8919 | -80.8518 | -83.5394 | -85.9931 | -88.1872 | -90.1197 | -91.8886 | -93.4981 | -94.9494 | -96.2744 | -97.4696 | -98.5502 | -99.5209 | -100.3833 | -101.1316 | -101.8093 | -102.4173 | -102.9713 | -103.4756 | -103.9369 | -104.3476 | -104.7116 | -105.0325
Northwest | Multi Family | Average | April | Water Heating Over 55 | LDCEU/TDEF | Electric Load with Losses, Incl. Cogeneration | MW | 0 | 0 | 0 | 0 | 0 | 0 | 0 | 0 | 0 | 0 | 0 | 0 | 0 | 0 | 0 | 0 | 0 | 0 | 0 | 0 | 0 | 0 | 0 | 0 | 0 | 0 | 0 | 0 | 0 | 0 | 0 | 0 | 0 | 0 | 0 | 0 | 0 | 0 | 0 | 0 | 0 | 0 | 0 | 0 | 0 | 0 | 0 | 0 | 0 | 0 | 0 | 0 | 0 | 0 | 0 | 0 | 0 | 0
Northwest | Multi Family | Average | May | Space Heating | LDCEU/TDEF | Electric Load with Losses, Incl. Cogeneration | MW | -0.9477 | -3.2575 | -6.9102 | -19.315 | -13.7133 | -26.061 | -41.2141 | -36.38 | -35.1146 | -50.2702 | -44.8667 | -42.1052 | -39.322 | -43.2675 | -46.8112 | -50.7861 | -52.8001 | -67.8137 | -77.4148 | -63.2625 | -61.9574 | -57.1926 | -58.3071 | -63.9974 | -78.0256 | -80.9049 | -85.3845 | -89.6517 | -93.6095 | -97.485 | -100.9784 | -104.272 | -107.4698 | -110.5251 | -113.5558 | -116.3302 | -118.8774 | -121.2846 | -123.6808 | -125.8701 | -127.8388 | -129.7643 | -131.5687 | -133.2374 | -134.8718 | -136.3699 | -137.735 | -139.0369 | -140.2041 | -141.2225 | -142.2248 | -143.1373 | -143.973 | -144.804 | -145.5509 | -146.2017 | -146.8328 | -147.3864
Northwest | Multi Family | Average | May | Water Heating Under 55 | LDCEU/TDEF | Electric Load with Losses, Incl. Cogeneration | MW | 0 | 0 | 0 | 0 | 0 | 0 | 0 | 0 | 0 | 0 | 0 | 0 | 0 | 0 | 0 | 0 | 0 | 0 | 0 | 0 | 0 | 0 | 0 | 0 | 0.0029 | 0.0058 | 0.0095 | 0.0126 | 0.0155 | 0.0189 | 0.0213 | 0.0228 | 0.024 | 0.0247 | 0.0253 | 0.0261 | 0.0266 | 0.0268 | 0.0273 | 0.0273 | 0.0271 | 0.0269 | 0.0266 | 0.0263 | 0.0259 | 0.0256 | 0.0251 | 0.0246 | 0.0242 | 0.0238 | 0.0232 | 0.0227 | 0.0223 | 0.0218 | 0.0212 | 0.0206 | 0.0202 | 0.0197
Northwest | Multi Family | Average | May | Lighting | LDCEU/TDEF | Electric Load with Losses, Incl. Cogeneration | MW | 0 | 0 | 0 | 0 | 0 | 0 | 0 | 0 | 0 | 0 | 0 | 0 | 0 | 0 | 0 | 0 | 0 | 0 | 0 | 0 | 0 | 0 | 0 | 0 | -0.1165 | -0.186 | -0.2462 | -0.3023 | -0.2723 | -0.2453 | -0.221 | -0.199 | -0.1793 | -0.1615 | -0.1456 | -0.1311 | -0.1181 | -0.1064 | -0.0957 | -0.0862 | -0.0776 | -0.0699 | -0.0628 | -0.0566 | -0.0508 | -0.0458 | -0.0412 | -0.037 | -0.0332 | -0.0299 | -0.0268 | -0.0242 | -0.0217 | -0.0195 | -0.0175 | -0.0157 | -0.0141 | -0.0127
Northwest | Multi Family | Average | May | Refrigeration | LDCEU/TDEF | Electric Load with Losses, Incl. Cogeneration | MW | 0 | 0 | 0 | 0 | 0 | 0 | 0 | 0 | 0 | 0 | 0 | 0 | 0 | 0 | 0 | 0 | 0 | 0 | 0 | 0 | 0 | 0 | 0 | 0 | 0 | 0 | 0 | 0 | 0 | 0 | 0 | 0 | 0 | 0 | 0 | 0 | 0 | 0 | 0 | 0 | 0 | 0 | 0 | 0 | 0 | 0 | 0 | 0 | 0 | 0 | 0 | 0 | 0 | 0 | 0 | 0 | 0 | 0
Northwest | Multi Family | Average | May | Freezer | LDCEU/TDEF | Electric Load with Losses, Incl. Cogeneration | MW | 0 | 0 | 0 | 0 | 0 | 0 | 0 | 0 | 0 | 0 | 0 | 0 | 0 | 0 | 0 | 0 | 0 | 0 | 0 | 0 | 0 | 0 | 0 | 0 | -0.0117 | -0.0226 | -0.0317 | -0.0398 | -0.0466 | -0.0526 | -0.0576 | -0.0617 | -0.0653 | -0.0682 | -0.0706 | -0.0725 | -0.0737 | -0.0747 | -0.0753 | -0.0754 | -0.0753 | -0.075 | -0.0745 | -0.0737 | -0.0729 | -0.0718 | -0.0706 | -0.0694 | -0.068 | -0.0665 | -0.065 | -0.0634 | -0.0618 | -0.0601 | -0.0585 | -0.0568 | -0.0552 | -0.0535
Northwest | Multi Family | Average | May | Clothes Washer | LDCEU/TDEF | Electric Load with Losses, Incl. Cogeneration | MW | 0 | 0 | 0 | 0 | 0 | 0 | 0 | 0 | 0 | 0 | 0 | 0 | 0 | 0 | 0 | 0 | 0 | 0 | 0 | 0 | 0 | 0 | 0 | 0 | 0 | 0 | 0 | 0 | 0 | 0 | 0 | 0 | 0 | 0 | 0 | 0 | 0 | 0 | 0 | 0 | 0 | 0 | 0 | 0 | 0 | 0 | 0 | 0 | 0 | 0 | 0 | 0 | 0 | 0 | 0 | 0 | 0 | 0
Northwest | Multi Family | Average | May | Clothes Dryer | LDCEU/TDEF | Electric Load with Losses, Incl. Cogeneration | MW | 0 | 0 | 0 | 0 | 0 | 0 | 0 | 0 | 0 | 0 | 0 | 0 | 0 | 0 | 0 | 0 | 0 | 0 | 0 | 0 | 0 | 0 | 0 | 0 | 0.0103 | 0.0221 | 0.0335 | 0.0452 | 0.0569 | 0.0686 | 0.0801 | 0.0913 | 0.1025 | 0.1135 | 0.1246 | 0.1353 | 0.1455 | 0.1555 | 0.1657 | 0.1756 | 0.185 | 0.1945 | 0.2038 | 0.213 | 0.2222 | 0.2311 | 0.2397 | 0.2484 | 0.2568 | 0.2649 | 0.2732 | 0.2813 | 0.2892 | 0.2973 | 0.3053 | 0.313 | 0.3208 | 0.3284
Northwest | Multi Family | Average | May | Dishwasher | LDCEU/TDEF | Electric Load with Losses, Incl. Cogeneration | MW | 0 | 0 | 0 | 0 | 0 | 0 | 0 | 0 | 0 | 0 | 0 | 0 | 0 | 0 | 0 | 0 | 0 | 0 | 0 | 0 | 0 | 0 | 0 | 0 | 0 | 0 | 0 | 0 | 0 | 0 | 0 | 0 | 0 | 0 | 0 | 0 | 0 | 0 | 0 | 0 | 0 | 0 | 0 | 0 | 0 | 0 | 0 | 0 | 0 | 0 | 0 | 0 | 0 | 0 | 0 | 0 | 0 | 0
Northwest | Multi Family | Average | May | Cooking | LDCEU/TDEF | Electric Load with Losses, Incl. Cogeneration | MW | 0 | 0 | 0 | 0 | 0 | 0 | 0 | 0 | 0 | 0 | 0 | 0 | 0 | 0 | 0 | 0 | 0 | 0 | 0 | 0 | 0 | 0 | 0 | 0 | 0 | 0 | -0.634 | -1.2157 | -1.7386 | -2.2119 | -2.6324 | -3.0079 | -3.3449 | -3.6432 | -3.9095 | -4.1326 | -4.3185 | -4.4749 | -4.6036 | -4.7035 | -4.7748 | -4.8231 | -4.849 | -4.853 | -4.837 | -4.8015 | -4.7479 | -4.6767 | -4.5891 | -4.4856 | -4.3681 | -4.2373 | -4.0944 | -3.9397 | -3.7743 | -3.5986 | -3.4136 | -3.221
Northwest | Multi Family | Average | May | Air Conditioning | LDCEU/TDEF | Electric Load with Losses, Incl. Cogeneration | MW | -0.1093 | -0.0967 | -0.213 | -0.0223 | -0.6512 | -0.139 | -0.0434 | -0.1306 | -0.5152 | -0.0632 | -0.1722 | -0.4354 | -0.8215 | -0.7747 | -0.4133 | -0.412 | -0.3801 | -0.1389 | 0 | -0.3294 | -0.3671 | -0.9439 | -1.5953 | -1.3032 | -1.1554 | -1.2669 | -1.3779 | -1.4942 | -1.6124 | -1.7348 | -1.8621 | -1.992 | -2.1265 | -2.2637 | -2.4021 | -2.5231 | -2.6436 | -2.7657 | -2.8905 | -3.0157 | -3.1407 | -3.2689 | -3.3996 | -3.5325 | -3.6682 | -3.8062 | -3.9465 | -4.0894 | -4.2343 | -4.3805 | -4.53 | -4.6818 | -4.8366 | -4.9256 | -5.0109 | -5.0966 | -5.183 | -5.2699
Northwest | Multi Family | Average | May | Entertainment Center | LDCEU/TDEF | Electric Load with Losses, Incl. Cogeneration | MW | 0 | 0 | 0 | 0 | 0 | 0 | 0 | 0 | 0 | 0 | 0 | 0 | 0 | 0 | 0 | 0 | 0 | 0 | 0 | 0 | 0 | 0 | 0 | 0 | -1.8027 | -5.0869 | -9.4308 | -14.6402 | -20.4624 | -26.7538 | -33.3358 | -40.1262 | -47.0785 | -54.0997 | -61.1961 | -68.1514 | -74.9618 | -81.6991 | -88.3451 | -94.828 | -101.0929 | -107.2366 | -113.2303 | -119.046 | -124.7094 | -130.1911 | -135.4989 | -140.6244 | -145.5552 | -150.2691 | -154.8277 | -159.2234 | -163.4766 | -167.5894 | -171.5685 | -175.3965 | -179.0774 | -182.6146
Northwest | Multi Family | Average | May | Other Non-Substitutables | LDCEU/TDEF | Electric Load with Losses, Incl. Cogeneration | MW | 0 | 0 | 0 | 0 | 0 | 0 | 0 | 0 | 0 | 0 | 0 | 0 | 0 | 0 | 0 | 0 | 0 | 0 | 0 | 0 | 0 | 0 | 0 | 0 | -10.4705 | -20.1983 | -28.7149 | -36.396 | -43.2307 | -49.3852 | -54.8421 | -59.7392 | -64.1882 | -68.2037 | -71.8995 | -75.1303 | -77.984 | -80.575 | -82.9399 | -85.0537 | -86.9144 | -88.6165 | -90.1641 | -91.5584 | -92.8306 | -93.9766 | -95.0113 | -95.9388 | -96.7609 | -97.4727 | -98.1156 | -98.6912 | -99.2147 | -99.6899 | -100.1236 | -100.5081 | -100.8473 | -101.1448
Northwest | Multi Family | Average | May | Water Heating Over 55 | LDCEU/TDEF | Electric Load with Losses, Incl. Cogeneration | MW | 0 | 0 | 0 | 0 | 0 | 0 | 0 | 0 | 0 | 0 | 0 | 0 | 0 | 0 | 0 | 0 | 0 | 0 | 0 | 0 | 0 | 0 | 0 | 0 | 0 | 0 | 0 | 0 | 0 | 0 | 0 | 0 | 0 | 0 | 0 | 0 | 0 | 0 | 0 | 0 | 0 | 0 | 0 | 0 | 0 | 0 | 0 | 0 | 0 | 0 | 0 | 0 | 0 | 0 | 0 | 0 | 0 | 0
Northwest | Multi Family | Average | June | Space Heating | LDCEU/TDEF | Electric Load with Losses, Incl. Cogeneration | MW | -0.8352 | -2.3463 | -4.1202 | -8.593 | -11.0141 | -12.0848 | -20.5423 | -15.1108 | -26.6137 | -17.5489 | -13.9739 | -17.7173 | -29.5012 | -18.0376 | -26.1122 | -38.5498 | -19.6737 | -36.6535 | -41.2188 | -42.6658 | -31.7877 | -39.1801 | -14.547 | -36.209 | -40.6489 | -42.1361 | -44.4773 | -46.7062 | -48.7741 | -50.8011 | -52.6274 | -54.3508 | -56.0251 | -57.6264 | -59.2163 | -60.6733 | -62.013 | -63.2798 | -64.542 | -65.6964 | -66.7361 | -67.7535 | -68.7078 | -69.5915 | -70.458 | -71.2531 | -71.9789 | -72.6718 | -73.2944 | -73.8392 | -74.376 | -74.866 | -75.3157 | -75.7635 | -76.1672 | -76.5206 | -76.864 | -77.1668
Northwest | Multi Family | Average | June | Water Heating Under 55 | LDCEU/TDEF | Electric Load with Losses, Incl. Cogeneration | MW | 0 | 0 | 0 | 0 | 0 | 0 | 0 | 0 | 0 | 0 | 0 | 0 | 0 | 0 | 0 | 0 | 0 | 0 | 0 | 0 | 0 | 0 | 0 | 0 | 0.0019 | 0.0037 | 0.0061 | 0.0082 | 0.01 | 0.0122 | 0.0137 | 0.0147 | 0.0155 | 0.0159 | 0.0163 | 0.0169 | 0.0171 | 0.0173 | 0.0176 | 0.0176 | 0.0175 | 0.0173 | 0.0171 | 0.0169 | 0.0167 | 0.0164 | 0.0162 | 0.0159 | 0.0156 | 0.0153 | 0.015 | 0.0147 | 0.0143 | 0.014 | 0.0137 | 0.0134 | 0.013 | 0.0126
Northwest | Multi Family | Average | June | Lighting | LDCEU/TDEF | Electric Load with Losses, Incl. Cogeneration | MW | 0 | 0 | 0 | 0 | 0 | 0 | 0 | 0 | 0 | 0 | 0 | 0 | 0 | 0 | 0 | 0 | 0 | 0 | 0 | 0 | 0 | 0 | 0 | 0 | -0.1183 | -0.1889 | -0.2501 | -0.3071 | -0.2766 | -0.2491 | -0.2245 | -0.2022 | -0.1821 | -0.1641 | -0.1478 | -0.1331 | -0.12 | -0.108 | -0.0973 | -0.0876 | -0.0789 | -0.071 | -0.0639 | -0.0575 | -0.0517 | -0.0465 | -0.0418 | -0.0376 | -0.0338 | -0.0303 | -0.0273 | -0.0246 | -0.0221 | -0.0198 | -0.0178 | -0.016 | -0.0143 | -0.0129
Northwest | Multi Family | Average | June | Refrigeration | LDCEU/TDEF | Electric Load with Losses, Incl. Cogeneration | MW | 0 | 0 | 0 | 0 | 0 | 0 | 0 | 0 | 0 | 0 | 0 | 0 | 0 | 0 | 0 | 0 | 0 | 0 | 0 | 0 | 0 | 0 | 0 | 0 | 0 | 0 | 0 | 0 | 0 | 0 | 0 | 0 | 0 | 0 | 0 | 0 | 0 | 0 | 0 | 0 | 0 | 0 | 0 | 0 | 0 | 0 | 0 | 0 | 0 | 0 | 0 | 0 | 0 | 0 | 0 | 0 | 0 | 0
Northwest | Multi Family | Average | June | Freezer | LDCEU/TDEF | Electric Load with Losses, Incl. Cogeneration | MW | 0 | 0 | 0 | 0 | 0 | 0 | 0 | 0 | 0 | 0 | 0 | 0 | 0 | 0 | 0 | 0 | 0 | 0 | 0 | 0 | 0 | 0 | 0 | 0 | -0.0128 | -0.0247 | -0.0347 | -0.0435 | -0.051 | -0.0576 | -0.063 | -0.0675 | -0.0715 | -0.0746 | -0.0773 | -0.0793 | -0.0807 | -0.0817 | -0.0822 | -0.0825 | -0.0824 | -0.082 | -0.0814 | -0.0806 | -0.0796 | -0.0785 | -0.0772 | -0.0758 | -0.0742 | -0.0727 | -0.071 | -0.0692 | -0.0675 | -0.0657 | -0.0639 | -0.062 | -0.0602 | -0.0585
Northwest | Multi Family | Average | June | Clothes Washer | LDCEU/TDEF | Electric Load with Losses, Incl. Cogeneration | MW | 0 | 0 | 0 | 0 | 0 | 0 | 0 | 0 | 0 | 0 | 0 | 0 | 0 | 0 | 0 | 0 | 0 | 0 | 0 | 0 | 0 | 0 | 0 | 0 | 0 | 0 | 0 | 0 | 0 | 0 | 0 | 0 | 0 | 0 | 0 | 0 | 0 | 0 | 0 | 0 | 0 | 0 | 0 | 0 | 0 | 0 | 0 | 0 | 0 | 0 | 0 | 0 | 0 | 0 | 0 | 0 | 0 | 0
Northwest | Multi Family | Average | June | Clothes Dryer | LDCEU/TDEF | Electric Load with Losses, Incl. Cogeneration | MW | 0 | 0 | 0 | 0 | 0 | 0 | 0 | 0 | 0 | 0 | 0 | 0 | 0 | 0 | 0 | 0 | 0 | 0 | 0 | 0 | 0 | 0 | 0 | 0 | 0.0109 | 0.0233 | 0.0353 | 0.0477 | 0.06 | 0.0724 | 0.0845 | 0.0963 | 0.1081 | 0.1198 | 0.1315 | 0.1428 | 0.1535 | 0.1641 | 0.1748 | 0.1852 | 0.1951 | 0.2051 | 0.2151 | 0.2246 | 0.2343 | 0.2437 | 0.2528 | 0.2619 | 0.2709 | 0.2794 | 0.2881 | 0.2966 | 0.3051 | 0.3135 | 0.3219 | 0.3301 | 0.3382 | 0.3463
Northwest | Multi Family | Average | June | Dishwasher | LDCEU/TDEF | Electric Load with Losses, Incl. Cogeneration | MW | 0 | 0 | 0 | 0 | 0 | 0 | 0 | 0 | 0 | 0 | 0 | 0 | 0 | 0 | 0 | 0 | 0 | 0 | 0 | 0 | 0 | 0 | 0 | 0 | 0 | 0 | 0 | 0 | 0 | 0 | 0 | 0 | 0 | 0 | 0 | 0 | 0 | 0 | 0 | 0 | 0 | 0 | 0 | 0 | 0 | 0 | 0 | 0 | 0 | 0 | 0 | 0 | 0 | 0 | 0 | 0 | 0 | 0
Northwest | Multi Family | Average | June | Cooking | LDCEU/TDEF | Electric Load with Losses, Incl. Cogeneration | MW | 0 | 0 | 0 | 0 | 0 | 0 | 0 | 0 | 0 | 0 | 0 | 0 | 0 | 0 | 0 | 0 | 0 | 0 | 0 | 0 | 0 | 0 | 0 | 0 | 0 | 0 | -0.661 | -1.2674 | -1.8126 | -2.306 | -2.7443 | -3.1358 | -3.4872 | -3.7981 | -4.0758 | -4.3084 | -4.5021 | -4.6653 | -4.7994 | -4.9037 | -4.978 | -5.0283 | -5.0554 | -5.0595 | -5.0429 | -5.0059 | -4.95 | -4.876 | -4.7847 | -4.6769 | -4.5545 | -4.4183 | -4.2693 | -4.1083 | -3.9362 | -3.7532 | -3.5605 | -3.3597
Northwest | Multi Family | Average | June | Air Conditioning | LDCEU/TDEF | Electric Load with Losses, Incl. Cogeneration | MW | -0.1088 | -0.238 | -0.5635 | -0.6006 | -0.7719 | -1.3398 | -0.761 | -2.3351 | -0.7394 | -3.0092 | -4.8522 | -3.8225 | -1.6323 | -4.9909 | -2.9804 | -1.4375 | -6.3971 | -1.6464 | -1.3365 | -1.9468 | -4.2249 | -3.5841 | -20.4672 | -7.106 | -6.7889 | -7.428 | -8.0679 | -8.7357 | -9.4157 | -10.1196 | -10.8514 | -11.5986 | -12.3712 | -13.1597 | -13.9597 | -14.6783 | -15.396 | -16.1255 | -16.8709 | -17.6164 | -18.3595 | -19.1225 | -19.9016 | -20.6944 | -21.5066 | -22.3327 | -23.1739 | -24.0315 | -24.9022 | -25.7827 | -26.6827 | -27.5986 | -28.5325 | -29.0997 | -29.6485 | -30.2008 | -30.7596 | -31.3227
Northwest | Multi Family | Average | June | Entertainment Center | LDCEU/TDEF | Electric Load with Losses, Incl. Cogeneration | MW | 0 | 0 | 0 | 0 | 0 | 0 | 0 | 0 | 0 | 0 | 0 | 0 | 0 | 0 | 0 | 0 | 0 | 0 | 0 | 0 | 0 | 0 | 0 | 0 | -1.3885 | -3.9177 | -7.2634 | -11.2754 | -15.7596 | -20.6048 | -25.6735 | -30.9027 | -36.256 | -41.6629 | -47.1281 | -52.4838 | -57.7276 | -62.915 | -68.0317 | -73.0226 | -77.8449 | -82.5735 | -87.186 | -91.661 | -96.0182 | -100.2349 | -104.3169 | -108.2579 | -112.0482 | -115.6709 | -119.1736 | -122.5506 | -125.8174 | -128.9759 | -132.0311 | -134.9696 | -137.7945 | -140.5084
Northwest | Multi Family | Average | June | Other Non-Substitutables | LDCEU/TDEF | Electric Load with Losses, Incl. Cogeneration | MW | 0 | 0 | 0 | 0 | 0 | 0 | 0 | 0 | 0 | 0 | 0 | 0 | 0 | 0 | 0 | 0 | 0 | 0 | 0 | 0 | 0 | 0 | 0 | 0 | -9.9236 | -19.1394 | -27.2108 | -34.4892 | -40.966 | -46.7976 | -51.9679 | -56.6075 | -60.8217 | -64.6262 | -68.1284 | -71.1889 | -73.8919 | -76.3457 | -78.5853 | -80.5865 | -82.3475 | -83.9577 | -85.4214 | -86.7393 | -87.9413 | -89.0235 | -89.9996 | -90.8739 | -91.6477 | -92.3168 | -92.9206 | -93.4604 | -93.9507 | -94.3955 | -94.8006 | -95.1592 | -95.4747 | -95.7504
Northwest | Multi Family | Average | June | Water Heating Over 55 | LDCEU/TDEF | Electric Load with Losses, Incl. Cogeneration | MW | 0 | 0 | 0 | 0 | 0 | 0 | 0 | 0 | 0 | 0 | 0 | 0 | 0 | 0 | 0 | 0 | 0 | 0 | 0 | 0 | 0 | 0 | 0 | 0 | 0 | 0 | 0 | 0 | 0 | 0 | 0 | 0 | 0 | 0 | 0 | 0 | 0 | 0 | 0 | 0 | 0 | 0 | 0 | 0 | 0 | 0 | 0 | 0 | 0 | 0 | 0 | 0 | 0 | 0 | 0 | 0 | 0 | 0
Northwest | Multi Family | Average | July | Space Heating | LDCEU/TDEF | Electric Load with Losses, Incl. Cogeneration | MW | -0.6242 | -0.4187 | -1.0397 | -1.5042 | -3.8918 | -1.8508 | -8.7448 | -7.5443 | -10.1661 | -6.5146 | -3.9673 | -5.2625 | -8.3387 | -6.1512 | -5.0179 | -11.6039 | -4.9749 | -11.9887 | -17.8106 | -13.393 | -9.8297 | -6.971 | -5.3415 | -18.6031 | -14.7399 | -15.2637 | -16.14 | -16.971 | -17.7421 | -18.503 | -19.1863 | -19.8346 | -20.4667 | -21.0742 | -21.6796 | -22.2384 | -22.7574 | -23.2494 | -23.7421 | -24.1949 | -24.6069 | -25.011 | -25.3919 | -25.7475 | -26.0976 | -26.4217 | -26.7198 | -27.0065 | -27.2668 | -27.4983 | -27.7275 | -27.9391 | -28.1358 | -28.3324 | -28.5122 | -28.6729 | -28.8303 | -28.9723
Northwest | Multi Family | Average | July | Water Heating Under 55 | LDCEU/TDEF | Electric Load with Losses, Incl. Cogeneration | MW | 0 | 0 | 0 | 0 | 0 | 0 | 0 | 0 | 0 | 0 | 0 | 0 | 0 | 0 | 0 | 0 | 0 | 0 | 0 | 0 | 0 | 0 | 0 | 0 | 0.001 | 0.002 | 0.0033 | 0.0044 | 0.0054 | 0.0065 | 0.0074 | 0.0079 | 0.0083 | 0.0085 | 0.0087 | 0.0089 | 0.0091 | 0.0092 | 0.0093 | 0.0094 | 0.0093 | 0.0092 | 0.0091 | 0.009 | 0.0088 | 0.0087 | 0.0086 | 0.0085 | 0.0083 | 0.0081 | 0.0079 | 0.0078 | 0.0077 | 0.0074 | 0.0072 | 0.007 | 0.0069 | 0.0067
Northwest | Multi Family | Average | July | Lighting | LDCEU/TDEF | Electric Load with Losses, Incl. Cogeneration | MW | 0 | 0 | 0 | 0 | 0 | 0 | 0 | 0 | 0 | 0 | 0 | 0 | 0 | 0 | 0 | 0 | 0 | 0 | 0 | 0 | 0 | 0 | 0 | 0 | -0.0957 | -0.1527 | -0.2022 | -0.2483 | -0.2237 | -0.2015 | -0.1814 | -0.1634 | -0.1473 | -0.1327 | -0.1196 | -0.1077 | -0.0969 | -0.0873 | -0.0786 | -0.0708 | -0.0637 | -0.0574 | -0.0516 | -0.0465 | -0.0418 | -0.0376 | -0.0338 | -0.0304 | -0.0273 | -0.0246 | -0.0221 | -0.0198 | -0.0178 | -0.016 | -0.0143 | -0.0129 | -0.0116 | -0.0104
Northwest | Multi Family | Average | July | Refrigeration | LDCEU/TDEF | Electric Load with Losses, Incl. Cogeneration | MW | 0 | 0 | 0 | 0 | 0 | 0 | 0 | 0 | 0 | 0 | 0 | 0 | 0 | 0 | 0 | 0 | 0 | 0 | 0 | 0 | 0 | 0 | 0 | 0 | 0 | 0 | 0 | 0 | 0 | 0 | 0 | 0 | 0 | 0 | 0 | 0 | 0 | 0 | 0 | 0 | 0 | 0 | 0 | 0 | 0 | 0 | 0 | 0 | 0 | 0 | 0 | 0 | 0 | 0 | 0 | 0 | 0 | 0
Northwest | Multi Family | Average | July | Freezer | LDCEU/TDEF | Electric Load with Losses, Incl. Cogeneration | MW | 0 | 0 | 0 | 0 | 0 | 0 | 0 | 0 | 0 | 0 | 0 | 0 | 0 | 0 | 0 | 0 | 0 | 0 | 0 | 0 | 0 | 0 | 0 | 0 | -0.0136 | -0.0264 | -0.0371 | -0.0466 | -0.0547 | -0.0615 | -0.0673 | -0.0722 | -0.0764 | -0.0798 | -0.0826 | -0.0848 | -0.0863 | -0.0873 | -0.0879 | -0.0882 | -0.0881 | -0.0877 | -0.0871 | -0.0862 | -0.0852 | -0.084 | -0.0826 | -0.0811 | -0.0794 | -0.0777 | -0.076 | -0.0741 | -0.0722 | -0.0703 | -0.0684 | -0.0664 | -0.0645 | -0.0626
Northwest | Multi Family | Average | July | Clothes Washer | LDCEU/TDEF | Electric Load with Losses, Incl. Cogeneration | MW | 0 | 0 | 0 | 0 | 0 | 0 | 0 | 0 | 0 | 0 | 0 | 0 | 0 | 0 | 0 | 0 | 0 | 0 | 0 | 0 | 0 | 0 | 0 | 0 | 0 | 0 | 0 | 0 | 0 | 0 | 0 | 0 | 0 | 0 | 0 | 0 | 0 | 0 | 0 | 0 | 0 | 0 | 0 | 0 | 0 | 0 | 0 | 0 | 0 | 0 | 0 | 0 | 0 | 0 | 0 | 0 | 0 | 0
Northwest | Multi Family | Average | July | Clothes Dryer | LDCEU/TDEF | Electric Load with Losses, Incl. Cogeneration | MW | 0 | 0 | 0 | 0 | 0 | 0 | 0 | 0 | 0 | 0 | 0 | 0 | 0 | 0 | 0 | 0 | 0 | 0 | 0 | 0 | 0 | 0 | 0 | 0 | 0.0093 | 0.0199 | 0.03 | 0.0406 | 0.0511 | 0.0616 | 0.0719 | 0.082 | 0.0919 | 0.1018 | 0.1117 | 0.1215 | 0.1306 | 0.1396 | 0.1489 | 0.1578 | 0.1662 | 0.1748 | 0.1833 | 0.1914 | 0.1997 | 0.2078 | 0.2156 | 0.2235 | 0.2312 | 0.2385 | 0.246 | 0.2533 | 0.2605 | 0.2679 | 0.275 | 0.2821 | 0.2891 | 0.2961
Northwest | Multi Family | Average | July | Dishwasher | LDCEU/TDEF | Electric Load with Losses, Incl. Cogeneration | MW | 0 | 0 | 0 | 0 | 0 | 0 | 0 | 0 | 0 | 0 | 0 | 0 | 0 | 0 | 0 | 0 | 0 | 0 | 0 | 0 | 0 | 0 | 0 | 0 | 0 | 0 | 0 | 0 | 0 | 0 | 0 | 0 | 0 | 0 | 0 | 0 | 0 | 0 | 0 | 0 | 0 | 0 | 0 | 0 | 0 | 0 | 0 | 0 | 0 | 0 | 0 | 0 | 0 | 0 | 0 | 0 | 0 | 0
Northwest | Multi Family | Average | July | Cooking | LDCEU/TDEF | Electric Load with Losses, Incl. Cogeneration | MW | 0 | 0 | 0 | 0 | 0 | 0 | 0 | 0 | 0 | 0 | 0 | 0 | 0 | 0 | 0 | 0 | 0 | 0 | 0 | 0 | 0 | 0 | 0 | 0 | 0 | 0 | -0.62 | -1.1882 | -1.6988 | -2.161 | -2.5713 | -2.9379 | -3.2669 | -3.5581 | -3.8181 | -4.036 | -4.2178 | -4.3708 | -4.4966 | -4.5943 | -4.6641 | -4.7114 | -4.7367 | -4.7406 | -4.725 | -4.6902 | -4.6377 | -4.5682 | -4.4824 | -4.3811 | -4.266 | -4.1379 | -3.9979 | -3.8465 | -3.6845 | -3.5125 | -3.3311 | -3.1422
Northwest | Multi Family | Average | July | Air Conditioning | LDCEU/TDEF | Electric Load with Losses, Incl. Cogeneration | MW | -0.1676 | -1.6966 | -2.4643 | -4.4798 | -3.4136 | -8.2158 | -3.6852 | -5.3551 | -5.2457 | -9.9492 | -13.4528 | -13.0653 | -10.9519 | -15.5888 | -18.9178 | -11.8862 | -22.416 | -13.0409 | -8.1596 | -13.8127 | -21.6862 | -29.2042 | -34.2798 | -16.316 | -22.8576 | -24.956 | -27.0647 | -29.2663 | -31.5119 | -33.8356 | -36.2562 | -38.7278 | -41.2815 | -43.8919 | -46.5575 | -49.0298 | -51.5056 | -54.0293 | -56.6133 | -59.205 | -61.7947 | -64.4586 | -67.1835 | -69.9605 | -72.809 | -75.7103 | -78.6683 | -81.6871 | -84.7555 | -87.8626 | -91.0412 | -94.2797 | -97.5846 | -99.5877 | -101.5278 | -103.4825 | -105.4624 | -107.4607
Northwest | Multi Family | Average | July | Entertainment Center | LDCEU/TDEF | Electric Load with Losses, Incl. Cogeneration | MW | 0 | 0 | 0 | 0 | 0 | 0 | 0 | 0 | 0 | 0 | 0 | 0 | 0 | 0 | 0 | 0 | 0 | 0 | 0 | 0 | 0 | 0 | 0 | 0 | -1.4767 | -4.165 | -7.722 | -11.985 | -16.7485 | -21.8969 | -27.2799 | -32.8347 | -38.5213 | -44.2659 | -50.0725 | -55.7642 | -61.3415 | -66.8585 | -72.3017 | -77.6117 | -82.7464 | -87.7805 | -92.6924 | -97.4599 | -102.103 | -106.5987 | -110.9521 | -115.1561 | -119.2008 | -123.0685 | -126.8088 | -130.4161 | -133.9066 | -137.2821 | -140.5483 | -143.6906 | -146.7123 | -149.6165
Northwest | Multi Family | Average | July | Other Non-Substitutables | LDCEU/TDEF | Electric Load with Losses, Incl. Cogeneration | MW | 0 | 0 | 0 | 0 | 0 | 0 | 0 | 0 | 0 | 0 | 0 | 0 | 0 | 0 | 0 | 0 | 0 | 0 | 0 | 0 | 0 | 0 | 0 | 0 | -9.3211 | -17.9698 | -25.5468 | -32.3738 | -38.4465 | -43.9171 | -48.7626 | -53.1131 | -57.0649 | -60.6339 | -63.9198 | -66.7925 | -69.3341 | -71.6414 | -73.7483 | -75.6316 | -77.2921 | -78.8098 | -80.1904 | -81.435 | -82.5709 | -83.5951 | -84.5198 | -85.3488 | -86.0838 | -86.7206 | -87.2959 | -87.8112 | -88.2798 | -88.7054 | -89.0939 | -89.4383 | -89.7425 | -90.0092
Northwest | Multi Family | Average | July | Water Heating Over 55 | LDCEU/TDEF | Electric Load with Losses, Incl. Cogeneration | MW | 0 | 0 | 0 | 0 | 0 | 0 | 0 | 0 | 0 | 0 | 0 | 0 | 0 | 0 | 0 | 0 | 0 | 0 | 0 | 0 | 0 | 0 | 0 | 0 | 0 | 0 | 0 | 0 | 0 | 0 | 0 | 0 | 0 | 0 | 0 | 0 | 0 | 0 | 0 | 0 | 0 | 0 | 0 | 0 | 0 | 0 | 0 | 0 | 0 | 0 | 0 | 0 | 0 | 0 | 0 | 0 | 0 | 0
Northwest | Multi Family | Average | August | Space Heating | LDCEU/TDEF | Electric Load with Losses, Incl. Cogeneration | MW | -0.3209 | -0.5983 | -2.7059 | -2.2065 | -1.7658 | -2.9718 | -4.9041 | -8.3972 | -6.5848 | -8.497 | -5.7451 | -5.8282 | -7.0833 | -9.629 | -10.828 | -10.1049 | -10.6232 | -12.1545 | -11.2144 | -7.1786 | -9.1616 | -6.987 | -8.9266 | -10.5554 | -13.5605 | -14.044 | -14.8517 | -15.6174 | -16.3278 | -17.0288 | -17.6582 | -18.2553 | -18.8376 | -19.397 | -19.9544 | -20.4688 | -20.9467 | -21.3995 | -21.8532 | -22.2699 | -22.6491 | -23.0209 | -23.3715 | -23.6988 | -24.021 | -24.3194 | -24.5938 | -24.8578 | -25.0975 | -25.3107 | -25.5217 | -25.7166 | -25.8977 | -26.0788 | -26.2443 | -26.3922 | -26.5371 | -26.668
Northwest | Multi Family | Average | August | Water Heating Under 55 | LDCEU/TDEF | Electric Load with Losses, Incl. Cogeneration | MW | 0 | 0 | 0 | 0 | 0 | 0 | 0 | 0 | 0 | 0 | 0 | 0 | 0 | 0 | 0 | 0 | 0 | 0 | 0 | 0 | 0 | 0 | 0 | 0 | 0.0009 | 0.0019 | 0.0032 | 0.0043 | 0.0052 | 0.0062 | 0.007 | 0.0076 | 0.0079 | 0.0082 | 0.0084 | 0.0086 | 0.0088 | 0.0089 | 0.009 | 0.0091 | 0.0089 | 0.0089 | 0.0088 | 0.0087 | 0.0086 | 0.0084 | 0.0083 | 0.0082 | 0.0079 | 0.0078 | 0.0077 | 0.0075 | 0.0073 | 0.0072 | 0.007 | 0.0068 | 0.0066 | 0.0065
Northwest | Multi Family | Average | August | Lighting | LDCEU/TDEF | Electric Load with Losses, Incl. Cogeneration | MW | 0 | 0 | 0 | 0 | 0 | 0 | 0 | 0 | 0 | 0 | 0 | 0 | 0 | 0 | 0 | 0 | 0 | 0 | -0.0001 | 0 | 0 | 0 | 0 | 0 | -0.0998 | -0.1592 | -0.2107 | -0.2587 | -0.233 | -0.2099 | -0.189 | -0.1703 | -0.1535 | -0.1382 | -0.1245 | -0.1122 | -0.101 | -0.091 | -0.082 | -0.0738 | -0.0664 | -0.0598 | -0.0539 | -0.0484 | -0.0436 | -0.0392 | -0.0352 | -0.0317 | -0.0284 | -0.0256 | -0.023 | -0.0207 | -0.0186 | -0.0166 | -0.015 | -0.0134 | -0.0121 | -0.0109
Northwest | Multi Family | Average | August | Refrigeration | LDCEU/TDEF | Electric Load with Losses, Incl. Cogeneration | MW | 0 | 0 | 0 | 0 | 0 | 0 | 0 | 0 | 0 | 0 | 0 | 0 | 0 | 0 | 0 | 0 | 0 | 0 | 0 | 0 | 0 | 0 | 0 | 0 | 0 | 0 | 0 | 0 | 0 | 0 | 0 | 0 | 0 | 0 | 0 | 0 | 0 | 0 | 0 | 0 | 0 | 0 | 0 | 0 | 0 | 0 | 0 | 0 | 0 | 0 | 0 | 0 | 0 | 0 | 0 | 0 | 0 | 0
Northwest | Multi Family | Average | August | Freezer | LDCEU/TDEF | Electric Load with Losses, Incl. Cogeneration | MW | 0 | 0 | 0 | 0 | 0 | 0 | 0 | 0 | 0 | 0 | 0 | 0 | 0 | 0 | 0 | 0 | 0 | 0 | 0 | 0 | 0 | 0 | 0 | 0 | -0.0128 | -0.0246 | -0.0346 | -0.0435 | -0.051 | -0.0575 | -0.0629 | -0.0674 | -0.0712 | -0.0744 | -0.0771 | -0.0791 | -0.0805 | -0.0815 | -0.0821 | -0.0823 | -0.0822 | -0.0819 | -0.0812 | -0.0805 | -0.0794 | -0.0783 | -0.0771 | -0.0756 | -0.0741 | -0.0725 | -0.0709 | -0.0691 | -0.0674 | -0.0656 | -0.0638 | -0.062 | -0.0602 | -0.0583
Northwest | Multi Family | Average | August | Clothes Washer | LDCEU/TDEF | Electric Load with Losses, Incl. Cogeneration | MW | 0 | 0 | 0 | 0 | 0 | 0 | 0 | 0 | 0 | 0 | 0 | 0 | 0 | 0 | 0 | 0 | 0 | 0 | 0 | 0 | 0 | 0 | 0 | 0 | 0 | 0 | 0 | 0 | 0 | 0 | 0 | 0 | 0 | 0 | 0 | 0 | 0 | 0 | 0 | 0 | 0 | 0 | 0 | 0 | 0 | 0 | 0 | 0 | 0 | 0 | 0 | 0 | 0 | 0 | 0 | 0 | 0 | 0
Northwest | Multi Family | Average | August | Clothes Dryer | LDCEU/TDEF | Electric Load with Losses, Incl. Cogeneration | MW | 0 | 0 | 0 | 0 | 0 | 0 | 0 | 0 | 0 | 0 | 0 | 0 | 0 | 0 | 0 | 0 | 0 | 0 | 0 | 0 | 0 | 0 | 0 | 0 | 0.0082 | 0.0177 | 0.0269 | 0.0363 | 0.0456 | 0.055 | 0.0642 | 0.0733 | 0.0821 | 0.091 | 0.0999 | 0.1085 | 0.1167 | 0.1247 | 0.133 | 0.141 | 0.1485 | 0.1562 | 0.1637 | 0.171 | 0.1785 | 0.1857 | 0.1927 | 0.1997 | 0.2065 | 0.213 | 0.2197 | 0.2263 | 0.2327 | 0.2393 | 0.2457 | 0.252 | 0.2583 | 0.2645
Northwest | Multi Family | Average | August | Dishwasher | LDCEU/TDEF | Electric Load with Losses, Incl. Cogeneration | MW | 0 | 0 | 0 | 0 | 0 | 0 | 0 | 0 | 0 | 0 | 0 | 0 | 0 | 0 | 0 | 0 | 0 | 0 | 0 | 0 | 0 | 0 | 0 | 0 | 0 | 0 | 0 | 0 | 0 | 0 | 0 | 0 | 0 | 0 | 0 | 0 | 0 | 0 | 0 | 0 | 0 | 0 | 0 | 0 | 0 | 0 | 0 | 0 | 0 | 0 | 0 | 0 | 0 | 0 | 0 | 0 | 0 | 0
Northwest | Multi Family | Average | August | Cooking | LDCEU/TDEF | Electric Load with Losses, Incl. Cogeneration | MW | 0 | 0 | 0 | 0 | 0 | 0 | 0 | 0 | 0 | 0 | 0 | 0 | 0 | 0 | 0 | 0 | 0 | 0 | 0 | 0 | 0 | 0 | 0 | 0 | 0 | 0 | -0.6485 | -1.2428 | -1.777 | -2.2605 | -2.6898 | -3.0732 | -3.4173 | -3.722 | -3.9941 | -4.222 | -4.4121 | -4.5721 | -4.7037 | -4.8059 | -4.8789 | -4.9284 | -4.9549 | -4.959 | -4.9426 | -4.9063 | -4.8514 | -4.7786 | -4.6889 | -4.5829 | -4.4625 | -4.3287 | -4.1822 | -4.0238 | -3.8544 | -3.6744 | -3.4848 | -3.2873
Northwest | Multi Family | Average | August | Air Conditioning | LDCEU/TDEF | Electric Load with Losses, Incl. Cogeneration | MW | -0.4438 | -1.269 | -1.0137 | -3.352 | -5.7412 | -6.1315 | -6.4112 | -5.0597 | -7.8308 | -7.0169 | -10.7153 | -12.0817 | -11.7782 | -10.1405 | -9.6885 | -12.3113 | -13.632 | -11.8855 | -15.8203 | -20.2526 | -20.5144 | -26.4942 | -25.382 | -25.1994 | -22.1378 | -24.1494 | -26.1732 | -28.287 | -30.4444 | -32.6768 | -35.0042 | -37.3811 | -39.8369 | -42.3493 | -44.9219 | -47.3363 | -49.7569 | -52.2277 | -54.76 | -57.3075 | -59.8603 | -62.4878 | -65.1769 | -67.9188 | -70.7322 | -73.599 | -76.5229 | -79.5078 | -82.5429 | -85.6175 | -88.7635 | -91.9697 | -95.2427 | -97.2332 | -99.1628 | -101.1079 | -103.0787 | -105.0687
Northwest | Multi Family | Average | August | Entertainment Center | LDCEU/TDEF | Electric Load with Losses, Incl. Cogeneration | MW | 0 | 0 | 0 | 0 | 0 | 0 | 0 | 0 | 0 | 0 | 0 | 0 | 0 | 0 | 0 | 0 | 0 | 0 | 0 | 0 | 0 | 0 | 0 | 0 | -1.6977 | -4.7887 | -8.8782 | -13.7796 | -19.2567 | -25.1764 | -31.3659 | -37.7529 | -44.2915 | -50.8968 | -57.573 | -64.1173 | -70.5295 | -76.8726 | -83.1307 | -89.2357 | -95.1386 | -100.9263 | -106.5731 | -112.0541 | -117.3918 | -122.5601 | -127.5646 | -132.3975 | -137.0472 | -141.4934 | -145.7931 | -149.9399 | -153.9524 | -157.8326 | -161.5872 | -165.1994 | -168.6731 | -172.0115
Northwest | Multi Family | Average | August | Other Non-Substitutables | LDCEU/TDEF | Electric Load with Losses, Incl. Cogeneration | MW | 0 | 0 | 0 | 0 | 0 | 0 | 0 | 0 | 0 | 0 | 0 | 0 | 0 | 0 | 0 | 0 | 0 | 0 | 0 | 0 | 0 | 0 | 0 | 0 | -9.5779 | -18.4661 | -26.2523 | -33.2684 | -39.5096 | -45.1316 | -50.1118 | -54.583 | -58.6446 | -62.3123 | -65.6891 | -68.6413 | -71.253 | -73.6238 | -75.7887 | -77.7237 | -79.4297 | -80.9891 | -82.4075 | -83.6862 | -84.8532 | -85.9054 | -86.8552 | -87.7069 | -88.4619 | -89.1162 | -89.7071 | -90.2364 | -90.7179 | -91.1551 | -91.554 | -91.908 | -92.2204 | -92.4943
Northwest | Multi Family | Average | August | Water Heating Over 55 | LDCEU/TDEF | Electric Load with Losses, Incl. Cogeneration | MW | 0 | 0 | 0 | 0 | 0 | 0 | 0 | 0 | 0 | 0 | 0 | 0 | 0 | 0 | 0 | 0 | 0 | 0 | 0 | 0 | 0 | 0 | 0 | 0 | 0 | 0 | 0 | 0 | 0 | 0 | 0 | 0 | 0 | 0 | 0 | 0 | 0 | 0 | 0 | 0 | 0 | 0 | 0 | 0 | 0 | 0 | 0 | 0 | 0 | 0 | 0 | 0 | 0 | 0 | 0 | 0 | 0 | 0
Northwest | Multi Family | Average | September | Space Heating | LDCEU/TDEF | Electric Load with Losses, Incl. Cogeneration | MW | -0.8133 | -1.344 | -2.9605 | -11.492 | -8.2415 | -9.0129 | -18.4621 | -21.1339 | -20.3159 | -24.0613 | -17.2348 | -32.1801 | -33.8209 | -24.0952 | -32.8974 | -32.1356 | -23.8933 | -30.5187 | -20.3558 | -28.5436 | -33.726 | -27.7034 | -50.8139 | -54.071 | -43.4565 | -45.0308 | -47.6087 | -50.0542 | -52.3218 | -54.5563 | -56.5636 | -58.4656 | -60.3186 | -62.0958 | -63.8638 | -65.4933 | -67.0038 | -68.4338 | -69.8641 | -71.1767 | -72.3682 | -73.5358 | -74.6355 | -75.6598 | -76.6675 | -77.5987 | -78.4536 | -79.2746 | -80.0185 | -80.6773 | -81.3289 | -81.929 | -82.4847 | -83.0396 | -83.5453 | -83.9948 | -84.4344 | -84.8288
Northwest | Multi Family | Average | September | Water Heating Under 55 | LDCEU/TDEF | Electric Load with Losses, Incl. Cogeneration | MW | 0 | 0 | 0 | 0 | 0 | 0 | 0 | 0 | 0 | 0 | 0 | 0 | 0 | 0 | 0 | 0 | 0 | 0 | 0 | 0 | 0 | 0 | 0 | 0 | 0.0018 | 0.0035 | 0.0058 | 0.0077 | 0.0094 | 0.0115 | 0.0129 | 0.0138 | 0.0145 | 0.0149 | 0.0152 | 0.0158 | 0.016 | 0.0161 | 0.0163 | 0.0163 | 0.0162 | 0.0162 | 0.016 | 0.0157 | 0.0155 | 0.0153 | 0.015 | 0.0148 | 0.0144 | 0.0141 | 0.0138 | 0.0136 | 0.0133 | 0.013 | 0.0127 | 0.0123 | 0.0121 | 0.0117
Northwest | Multi Family | Average | September | Lighting | LDCEU/TDEF | Electric Load with Losses, Incl. Cogeneration | MW | 0 | 0 | 0 | 0 | 0 | 0 | 0 | 0 | 0 | 0 | 0 | 0 | 0 | 0 | 0 | 0 | 0 | 0 | 0 | 0 | 0 | 0 | 0 | 0 | -0.1302 | -0.2077 | -0.2749 | -0.3377 | -0.3041 | -0.2739 | -0.2467 | -0.2223 | -0.2003 | -0.1804 | -0.1625 | -0.1465 | -0.1319 | -0.1188 | -0.1069 | -0.0963 | -0.0867 | -0.078 | -0.0702 | -0.0632 | -0.0569 | -0.0511 | -0.0459 | -0.0413 | -0.0372 | -0.0334 | -0.0301 | -0.027 | -0.0242 | -0.0218 | -0.0196 | -0.0176 | -0.0157 | -0.0142
Northwest | Multi Family | Average | September | Refrigeration | LDCEU/TDEF | Electric Load with Losses, Incl. Cogeneration | MW | 0 | 0 | 0 | 0 | 0 | 0 | 0 | 0 | 0 | 0 | 0 | 0 | 0 | 0 | 0 | 0 | 0 | 0 | 0 | 0 | 0 | 0 | 0 | 0 | 0 | 0 | 0 | 0 | 0 | 0 | 0 | 0 | 0 | 0 | 0 | 0 | 0 | 0 | 0 | 0 | 0 | 0 | 0 | 0 | 0 | 0 | 0 | 0 | 0 | 0 | 0 | 0 | 0 | 0 | 0 | 0 | 0 | 0
Northwest | Multi Family | Average | September | Freezer | LDCEU/TDEF | Electric Load with Losses, Incl. Cogeneration | MW | 0 | 0 | 0 | 0 | 0 | 0 | 0 | 0 | 0 | 0 | 0 | 0 | 0 | 0 | 0 | 0 | 0 | 0 | 0 | 0 | 0 | 0 | 0 | 0 | -0.012 | -0.0231 | -0.0324 | -0.0407 | -0.0478 | -0.0538 | -0.0589 | -0.0631 | -0.0668 | -0.0698 | -0.0723 | -0.0741 | -0.0754 | -0.0763 | -0.0769 | -0.0771 | -0.077 | -0.0767 | -0.0762 | -0.0754 | -0.0745 | -0.0734 | -0.0722 | -0.0709 | -0.0695 | -0.0681 | -0.0665 | -0.0648 | -0.0632 | -0.0615 | -0.0599 | -0.0581 | -0.0564 | -0.0547
Northwest | Multi Family | Average | September | Clothes Washer | LDCEU/TDEF | Electric Load with Losses, Incl. Cogeneration | MW | 0 | 0 | 0 | 0 | 0 | 0 | 0 | 0 | 0 | 0 | 0 | 0 | 0 | 0 | 0 | 0 | 0 | 0 | 0 | 0 | 0 | 0 | 0 | 0 | 0 | 0 | 0 | 0 | 0 | 0 | 0 | 0 | 0 | 0 | 0 | 0 | 0 | 0 | 0 | 0 | 0 | 0 | 0 | 0 | 0 | 0 | 0 | 0 | 0 | 0 | 0 | 0 | 0 | 0 | 0 | 0 | 0 | 0
Northwest | Multi Family | Average | September | Clothes Dryer | LDCEU/TDEF | Electric Load with Losses, Incl. Cogeneration | MW | 0 | 0 | 0 | 0 | 0 | 0 | 0 | 0 | 0 | 0 | 0 | 0 | 0 | 0 | 0 | 0 | 0 | 0 | 0 | 0 | 0 | 0 | 0 | 0 | 0.0097 | 0.0208 | 0.0314 | 0.0424 | 0.0533 | 0.0643 | 0.0752 | 0.0857 | 0.0961 | 0.1064 | 0.1168 | 0.127 | 0.1365 | 0.1459 | 0.1556 | 0.1649 | 0.1737 | 0.1826 | 0.1914 | 0.2 | 0.2087 | 0.2171 | 0.2252 | 0.2334 | 0.2414 | 0.2491 | 0.2569 | 0.2645 | 0.272 | 0.2797 | 0.2873 | 0.2946 | 0.3019 | 0.3092
Northwest | Multi Family | Average | September | Dishwasher | LDCEU/TDEF | Electric Load with Losses, Incl. Cogeneration | MW | 0 | 0 | 0 | 0 | 0 | 0 | 0 | 0 | 0 | 0 | 0 | 0 | 0 | 0 | 0 | 0 | 0 | 0 | 0 | 0 | 0 | 0 | 0 | 0 | 0 | 0 | 0 | 0 | 0 | 0 | 0 | 0 | 0 | 0 | 0 | 0 | 0 | 0 | 0 | 0 | 0 | 0 | 0 | 0 | 0 | 0 | 0 | 0 | 0 | 0 | 0 | 0 | 0 | 0 | 0 | 0 | 0 | 0
Northwest | Multi Family | Average | September | Cooking | LDCEU/TDEF | Electric Load with Losses, Incl. Cogeneration | MW | 0 | 0 | 0 | 0 | 0 | 0 | 0 | 0 | 0 | 0 | 0 | 0 | 0 | 0 | 0 | 0 | 0 | 0 | 0 | 0 | 0 | 0 | 0 | 0 | 0 | 0 | -0.7525 | -1.4425 | -2.0626 | -2.6239 | -3.1224 | -3.5675 | -3.9671 | -4.3208 | -4.6365 | -4.9011 | -5.1216 | -5.3073 | -5.4599 | -5.5786 | -5.6632 | -5.7205 | -5.7511 | -5.7559 | -5.7368 | -5.6946 | -5.6309 | -5.5464 | -5.4422 | -5.3191 | -5.1794 | -5.0239 | -4.8538 | -4.6699 | -4.4732 | -4.2642 | -4.0441 | -3.8149
Northwest | Multi Family | Average | September | Air Conditioning | LDCEU/TDEF | Electric Load with Losses, Incl. Cogeneration | MW | -0.1813 | -0.7164 | -1.2483 | -0.3132 | -1.7767 | -2.9218 | -1.5246 | -1.4068 | -2.6216 | -2.2629 | -4.4915 | -1.3695 | -1.3296 | -3.7694 | -1.7999 | -3.144 | -5.9418 | -3.5902 | -9.5403 | -5.4493 | -5.3168 | -8.8279 | -2.6351 | -3.2193 | -6.8146 | -7.4467 | -8.081 | -8.7469 | -9.4278 | -10.131 | -10.8699 | -11.6227 | -12.4 | -13.1941 | -14.0058 | -14.7629 | -15.5185 | -16.2898 | -17.0793 | -17.8739 | -18.6692 | -19.4887 | -20.3271 | -21.1812 | -22.0574 | -22.9494 | -23.8592 | -24.7877 | -25.7317 | -26.6875 | -27.6658 | -28.6627 | -29.6807 | -30.1804 | -30.6501 | -31.1212 | -31.5966 | -32.0746
Northwest | Multi Family | Average | September | Entertainment Center | LDCEU/TDEF | Electric Load with Losses, Incl. Cogeneration | MW | 0 | 0 | 0 | 0 | 0 | 0 | 0 | 0 | 0 | 0 | 0 | 0 | 0 | 0 | 0 | 0 | 0 | 0 | 0 | 0 | 0 | 0 | 0 | 0 | -1.6336 | -4.6087 | -8.5441 | -13.2619 | -18.5339 | -24.2317 | -30.1905 | -36.339 | -42.6341 | -48.9924 | -55.419 | -61.7189 | -67.8908 | -73.9963 | -80.0199 | -85.8964 | -91.5783 | -97.1497 | -102.5859 | -107.8624 | -113.0013 | -117.9774 | -122.7962 | -127.4506 | -131.9292 | -136.212 | -140.3544 | -144.3496 | -148.216 | -151.9552 | -155.5738 | -159.0557 | -162.4044 | -165.6233
Northwest | Multi Family | Average | September | Other Non-Substitutables | LDCEU/TDEF | Electric Load with Losses, Incl. Cogeneration | MW | 0 | 0 | 0 | 0 | 0 | 0 | 0 | 0 | 0 | 0 | 0 | 0 | 0 | 0 | 0 | 0 | 0 | 0 | 0 | 0 | 0 | 0 | 0 | 0 | -10.2063 | -19.6837 | -27.9824 | -35.463 | -42.1174 | -48.1114 | -53.4228 | -58.1909 | -62.5229 | -66.4338 | -70.0337 | -73.1818 | -75.9657 | -78.4931 | -80.8008 | -82.8641 | -84.6828 | -86.346 | -87.859 | -89.2231 | -90.4684 | -91.5915 | -92.6059 | -93.5161 | -94.3236 | -95.0237 | -95.6566 | -96.2239 | -96.7402 | -97.2097 | -97.6383 | -98.019 | -98.3556 | -98.6514
Northwest | Multi Family | Average | September | Water Heating Over 55 | LDCEU/TDEF | Electric Load with Losses, Incl. Cogeneration | MW | 0 | 0 | 0 | 0 | 0 | 0 | 0 | 0 | 0 | 0 | 0 | 0 | 0 | 0 | 0 | 0 | 0 | 0 | 0 | 0 | 0 | 0 | 0 | 0 | 0 | 0 | 0 | 0 | 0 | 0 | 0 | 0 | 0 | 0 | 0 | 0 | 0 | 0 | 0 | 0 | 0 | 0 | 0 | 0 | 0 | 0 | 0 | 0 | 0 | 0 | 0 | 0 | 0 | 0 | 0 | 0 | 0 | 0
Northwest | Multi Family | Average | October | Space Heating | LDCEU/TDEF | Electric Load with Losses, Incl. Cogeneration | MW | -1.7602 | -5.8783 | -12.7859 | -22.5147 | -29.5839 | -36.0192 | -45.2313 | -49.3427 | -57.5249 | -66.2252 | -46.5303 | -60.8473 | -62.4844 | -72.4453 | -75.541 | -80.4759 | -83.7707 | -70.8292 | -79.8694 | -80.6064 | -103.0307 | -65.5853 | -70.1121 | -106.5887 | -110.1779 | -114.2339 | -120.6656 | -126.7812 | -132.4511 | -138.0191 | -143.03 | -147.7649 | -152.3698 | -156.7754 | -161.1496 | -165.1672 | -168.8719 | -172.3757 | -175.8704 | -179.0699 | -181.96 | -184.7885 | -187.4451 | -189.9099 | -192.3288 | -194.5541 | -196.5887 | -198.5353 | -200.2892 | -201.8298 | -203.3492 | -204.7396 | -206.0192 | -207.2938 | -208.4463 | -209.4599 | -210.4464 | -211.3209
Northwest | Multi Family | Average | October | Water Heating Under 55 | LDCEU/TDEF | Electric Load with Losses, Incl. Cogeneration | MW | 0 | 0 | 0 | 0 | 0 | 0 | 0 | 0 | 0 | 0 | 0 | 0 | 0 | 0 | 0 | 0 | 0 | 0 | 0 | 0 | 0 | 0 | 0 | 0 | 0.0037 | 0.0071 | 0.0119 | 0.0157 | 0.0191 | 0.0233 | 0.0262 | 0.0281 | 0.0294 | 0.0304 | 0.0311 | 0.032 | 0.0326 | 0.0328 | 0.0333 | 0.0333 | 0.0331 | 0.0328 | 0.0325 | 0.032 | 0.0316 | 0.0312 | 0.0307 | 0.0301 | 0.0295 | 0.0289 | 0.0284 | 0.0278 | 0.0272 | 0.0265 | 0.0258 | 0.0252 | 0.0245 | 0.024
Northwest | Multi Family | Average | October | Lighting | LDCEU/TDEF | Electric Load with Losses, Incl. Cogeneration | MW | 0 | 0 | 0 | 0 | 0 | 0 | 0 | 0 | 0 | 0 | 0 | 0 | 0 | 0 | 0 | 0 | 0 | 0 | 0 | 0 | 0 | 0 | 0 | 0 | -0.1651 | -0.2635 | -0.3487 | -0.4283 | -0.3858 | -0.3475 | -0.3131 | -0.282 | -0.2541 | -0.2289 | -0.2062 | -0.1857 | -0.1673 | -0.1506 | -0.1356 | -0.1221 | -0.11 | -0.099 | -0.089 | -0.0801 | -0.0721 | -0.0648 | -0.0583 | -0.0524 | -0.0472 | -0.0424 | -0.0381 | -0.0342 | -0.0308 | -0.0277 | -0.0247 | -0.0223 | -0.02 | -0.0179
Northwest | Multi Family | Average | October | Refrigeration | LDCEU/TDEF | Electric Load with Losses, Incl. Cogeneration | MW | 0 | 0 | 0 | 0 | 0 | 0 | 0 | 0 | 0 | 0 | 0 | 0 | 0 | 0 | 0 | 0 | 0 | 0 | 0 | 0 | 0 | 0 | 0 | 0 | 0 | 0 | 0 | 0 | 0 | 0 | 0 | 0 | 0 | 0 | 0 | 0 | 0 | 0 | 0 | 0 | 0 | 0 | 0 | 0 | 0 | 0 | 0 | 0 | 0 | 0 | 0 | 0 | 0 | 0 | 0 | 0 | 0 | 0
Northwest | Multi Family | Average | October | Freezer | LDCEU/TDEF | Electric Load with Losses, Incl. Cogeneration | MW | 0 | 0 | 0 | 0 | 0 | 0 | 0 | 0 | 0 | 0 | 0 | 0 | 0 | 0 | 0 | 0 | 0 | 0 | 0 | 0 | 0 | 0 | 0 | 0 | -0.0116 | -0.0225 | -0.0316 | -0.0397 | -0.0466 | -0.0526 | -0.0575 | -0.0617 | -0.0652 | -0.0681 | -0.0706 | -0.0724 | -0.0737 | -0.0746 | -0.0752 | -0.0754 | -0.0753 | -0.075 | -0.0745 | -0.0737 | -0.0728 | -0.0718 | -0.0706 | -0.0693 | -0.068 | -0.0666 | -0.065 | -0.0635 | -0.0619 | -0.0602 | -0.0586 | -0.0569 | -0.0553 | -0.0536
Northwest | Multi Family | Average | October | Clothes Washer | LDCEU/TDEF | Electric Load with Losses, Incl. Cogeneration | MW | 0 | 0 | 0 | 0 | 0 | 0 | 0 | 0 | 0 | 0 | 0 | 0 | 0 | 0 | 0 | 0 | 0 | 0 | 0 | 0 | 0 | 0 | 0 | 0 | 0 | 0 | 0 | 0 | 0 | 0 | 0 | 0 | 0 | 0 | 0 | 0 | 0 | 0 | 0 | 0 | 0 | 0 | 0 | 0 | 0 | 0 | 0 | 0 | 0 | 0 | 0 | 0 | 0 | 0 | 0 | 0 | 0 | 0
Northwest | Multi Family | Average | October | Clothes Dryer | LDCEU/TDEF | Electric Load with Losses, Incl. Cogeneration | MW | 0 | 0 | 0 | 0 | 0 | 0 | 0 | 0 | 0 | 0 | 0 | 0 | 0 | 0 | 0 | 0 | 0 | 0 | 0 | 0 | 0 | 0 | 0 | 0 | 0.0102 | 0.022 | 0.0332 | 0.0448 | 0.0564 | 0.068 | 0.0794 | 0.0904 | 0.1016 | 0.1124 | 0.1234 | 0.1342 | 0.1442 | 0.1541 | 0.1642 | 0.1741 | 0.1833 | 0.1927 | 0.2021 | 0.211 | 0.2202 | 0.229 | 0.2376 | 0.2462 | 0.2545 | 0.2626 | 0.2708 | 0.2789 | 0.2867 | 0.2948 | 0.3026 | 0.3104 | 0.3181 | 0.3256
Northwest | Multi Family | Average | October | Dishwasher | LDCEU/TDEF | Electric Load with Losses, Incl. Cogeneration | MW | 0 | 0 | 0 | 0 | 0 | 0 | 0 | 0 | 0 | 0 | 0 | 0 | 0 | 0 | 0 | 0 | 0 | 0 | 0 | 0 | 0 | 0 | 0 | 0 | 0 | 0 | 0 | 0 | 0 | 0 | 0 | 0 | 0 | 0 | 0 | 0 | 0 | 0 | 0 | 0 | 0 | 0 | 0 | 0 | 0 | 0 | 0 | 0 | 0 | 0 | 0 | 0 | 0 | 0 | 0 | 0 | 0 | 0
Northwest | Multi Family | Average | October | Cooking | LDCEU/TDEF | Electric Load with Losses, Incl. Cogeneration | MW | 0 | 0 | 0 | 0 | 0 | 0 | 0 | 0 | 0 | 0 | 0 | 0 | 0 | 0 | 0 | 0 | 0 | 0 | 0 | 0 | 0 | 0 | 0 | 0 | 0 | 0 | -0.8867 | -1.7005 | -2.432 | -3.094 | -3.6824 | -4.2077 | -4.6793 | -5.0965 | -5.4689 | -5.7809 | -6.0408 | -6.2596 | -6.4394 | -6.5791 | -6.6788 | -6.7463 | -6.7825 | -6.7881 | -6.7655 | -6.7158 | -6.6407 | -6.5412 | -6.4185 | -6.2736 | -6.1089 | -5.9258 | -5.7254 | -5.5088 | -5.277 | -5.0307 | -4.7714 | -4.5019
Northwest | Multi Family | Average | October | Air Conditioning | LDCEU/TDEF | Electric Load with Losses, Incl. Cogeneration | MW | 0 | 0 | 0 | 0 | 0 | 0 | 0 | 0 | 0 | 0 | 0 | 0 | 0 | 0 | 0 | 0 | 0 | 0 | 0 | 0 | 0 | 0 | -0.1016 | 0 | -0.0221 | -0.0245 | -0.027 | -0.0295 | -0.0321 | -0.0348 | -0.0376 | -0.0404 | -0.0434 | -0.0463 | -0.0494 | -0.0515 | -0.0537 | -0.0558 | -0.0579 | -0.06 | -0.0621 | -0.0642 | -0.0664 | -0.0685 | -0.0706 | -0.0728 | -0.075 | -0.0773 | -0.0796 | -0.0818 | -0.084 | -0.0864 | -0.0887 | -0.089 | -0.0892 | -0.0894 | -0.0896 | -0.0897
Northwest | Multi Family | Average | October | Entertainment Center | LDCEU/TDEF | Electric Load with Losses, Incl. Cogeneration | MW | 0 | 0 | 0 | 0 | 0 | 0 | 0 | 0 | 0 | 0 | 0 | 0 | 0 | 0 | 0 | 0 | 0 | 0 | 0 | 0 | 0 | 0 | 0 | 0 | -1.5012 | -4.2373 | -7.8549 | -12.1941 | -17.0436 | -22.2844 | -27.7677 | -33.4248 | -39.2176 | -45.067 | -50.9784 | -56.7736 | -62.4484 | -68.0626 | -73.6011 | -79.0047 | -84.2275 | -89.3503 | -94.3487 | -99.2 | -103.925 | -108.4999 | -112.9308 | -117.2115 | -121.3312 | -125.271 | -129.0823 | -132.7585 | -136.3166 | -139.7581 | -143.0888 | -146.2943 | -149.3779 | -152.3426
Northwest | Multi Family | Average | October | Other Non-Substitutables | LDCEU/TDEF | Electric Load with Losses, Incl. Cogeneration | MW | 0 | 0 | 0 | 0 | 0 | 0 | 0 | 0 | 0 | 0 | 0 | 0 | 0 | 0 | 0 | 0 | 0 | 0 | 0 | 0 | 0 | 0 | 0 | 0 | -9.9786 | -19.2562 | -27.3735 | -34.6967 | -41.2123 | -47.0801 | -52.2839 | -56.9541 | -61.1982 | -65.0275 | -68.5509 | -71.6325 | -74.355 | -76.827 | -79.0838 | -81.1019 | -82.8794 | -84.5062 | -85.9863 | -87.3208 | -88.5392 | -89.6381 | -90.6313 | -91.5233 | -92.3155 | -93.0027 | -93.6247 | -94.1827 | -94.691 | -95.1535 | -95.5763 | -95.9525 | -96.2858 | -96.5794
Northwest | Multi Family | Average | October | Water Heating Over 55 | LDCEU/TDEF | Electric Load with Losses, Incl. Cogeneration | MW | 0 | 0 | 0 | 0 | 0 | 0 | 0 | 0 | 0 | 0 | 0 | 0 | 0 | 0 | 0 | 0 | 0 | 0 | 0 | 0 | 0 | 0 | 0 | 0 | 0 | 0 | 0 | 0 | 0 | 0 | 0 | 0 | 0 | 0 | 0 | 0 | 0 | 0 | 0 | 0 | 0 | 0 | 0 | 0 | 0 | 0 | 0 | 0 | 0 | 0 | 0 | 0 | 0 | 0 | 0 | 0 | 0 | 0
Northwest | Multi Family | Average | November | Space Heating | LDCEU/TDEF | Electric Load with Losses, Incl. Cogeneration | MW | -4.4468 | -11.1025 | -16.7155 | -37.1943 | -40.7914 | -53.532 | -62.1353 | -95.5046 | -80.9026 | -92.3638 | -116.6003 | -111.5787 | -125.2482 | -116.3181 | -116.1903 | -105.836 | -120.2523 | -131.0128 | -143.4546 | -122.6031 | -153.0196 | -160.2914 | -179.6774 | -142.8972 | -186.479 | -193.4025 | -204.2295 | -214.533 | -224.0839 | -233.4505 | -241.8853 | -249.8466 | -257.5834 | -264.977 | -272.3106 | -279.0372 | -285.2269 | -291.0776 | -296.9064 | -302.2371 | -307.0421 | -311.7422 | -316.1513 | -320.2353 | -324.2387 | -327.9149 | -331.2703 | -334.4753 | -337.3556 | -339.8766 | -342.3596 | -344.625 | -346.7043 | -348.7723 | -350.6355 | -352.2657 | -353.8484 | -355.2431
Northwest | Multi Family | Average | November | Water Heating Under 55 | LDCEU/TDEF | Electric Load with Losses, Incl. Cogeneration | MW | 0 | 0 | 0 | 0 | 0 | 0 | 0 | 0 | 0 | 0 | 0 | 0 | 0 | 0 | 0 | 0 | 0 | 0 | 0 | 0 | 0 | 0 | 0 | 0 | 0.006 | 0.0116 | 0.0193 | 0.0254 | 0.0311 | 0.0379 | 0.0427 | 0.0456 | 0.0479 | 0.0494 | 0.0504 | 0.0521 | 0.0529 | 0.0533 | 0.0541 | 0.0541 | 0.0536 | 0.0534 | 0.0527 | 0.052 | 0.0513 | 0.0505 | 0.0497 | 0.0488 | 0.0479 | 0.047 | 0.046 | 0.0451 | 0.0441 | 0.043 | 0.0419 | 0.0409 | 0.0399 | 0.0388
Northwest | Multi Family | Average | November | Lighting | LDCEU/TDEF | Electric Load with Losses, Incl. Cogeneration | MW | 0 | 0 | 0 | 0 | 0 | 0 | 0 | 0 | 0 | 0 | 0 | 0 | 0 | 0 | 0 | 0 | 0 | 0 | 0 | 0 | 0 | 0 | 0 | 0 | -0.1906 | -0.304 | -0.4025 | -0.4943 | -0.4452 | -0.401 | -0.3613 | -0.3254 | -0.2932 | -0.2641 | -0.238 | -0.2143 | -0.1931 | -0.1739 | -0.1566 | -0.141 | -0.1269 | -0.1142 | -0.1028 | -0.0925 | -0.0832 | -0.0748 | -0.0673 | -0.0605 | -0.0544 | -0.0489 | -0.0439 | -0.0395 | -0.0355 | -0.0318 | -0.0286 | -0.0257 | -0.0231 | -0.0207
Northwest | Multi Family | Average | November | Refrigeration | LDCEU/TDEF | Electric Load with Losses, Incl. Cogeneration | MW | 0 | 0 | 0 | 0 | 0 | 0 | 0 | 0 | 0 | 0 | 0 | 0 | 0 | 0 | 0 | 0 | 0 | 0 | 0 | 0 | 0 | 0 | 0 | 0 | 0 | 0 | 0 | 0 | 0 | 0 | 0 | 0 | 0 | 0 | 0 | 0 | 0 | 0 | 0 | 0 | 0 | 0 | 0 | 0 | 0 | 0 | 0 | 0 | 0 | 0 | 0 | 0 | 0 | 0 | 0 | 0 | 0 | 0
Northwest | Multi Family | Average | November | Freezer | LDCEU/TDEF | Electric Load with Losses, Incl. Cogeneration | MW | 0 | 0 | 0 | 0 | 0 | 0 | 0 | 0 | 0 | 0 | 0 | 0 | 0 | 0 | 0 | 0 | 0 | 0 | 0 | 0 | 0 | 0 | 0 | 0 | -0.0105 | -0.0204 | -0.0287 | -0.0359 | -0.0422 | -0.0476 | -0.052 | -0.0558 | -0.059 | -0.0617 | -0.0639 | -0.0655 | -0.0667 | -0.0675 | -0.0681 | -0.0682 | -0.0682 | -0.0679 | -0.0674 | -0.0668 | -0.0659 | -0.065 | -0.064 | -0.0628 | -0.0616 | -0.0603 | -0.0589 | -0.0574 | -0.0559 | -0.0545 | -0.0531 | -0.0516 | -0.05 | -0.0486
Northwest | Multi Family | Average | November | Clothes Washer | LDCEU/TDEF | Electric Load with Losses, Incl. Cogeneration | MW | 0 | 0 | 0 | 0 | 0 | 0 | 0 | 0 | 0 | 0 | 0 | 0 | 0 | 0 | 0 | 0 | 0 | 0 | 0 | 0 | 0 | 0 | 0 | 0 | 0 | 0 | 0 | 0 | 0 | 0 | 0 | 0 | 0 | 0 | 0 | 0 | 0 | 0 | 0 | 0 | 0 | 0 | 0 | 0 | 0 | 0 | 0 | 0 | 0 | 0 | 0 | 0 | 0 | 0 | 0 | 0 | 0 | 0
Northwest | Multi Family | Average | November | Clothes Dryer | LDCEU/TDEF | Electric Load with Losses, Incl. Cogeneration | MW | 0 | 0 | 0 | 0 | 0 | 0 | 0 | 0 | 0 | 0 | 0 | 0 | 0 | 0 | 0 | 0 | 0 | 0 | 0 | 0 | 0 | 0 | 0 | 0 | 0.0112 | 0.024 | 0.0363 | 0.0491 | 0.0617 | 0.0744 | 0.087 | 0.0991 | 0.1113 | 0.1232 | 0.1353 | 0.147 | 0.1579 | 0.1688 | 0.1799 | 0.1907 | 0.2008 | 0.2111 | 0.2213 | 0.2312 | 0.2412 | 0.2509 | 0.2603 | 0.2697 | 0.279 | 0.2878 | 0.2967 | 0.3056 | 0.3142 | 0.3231 | 0.3317 | 0.3402 | 0.3486 | 0.357
Northwest | Multi Family | Average | November | Dishwasher | LDCEU/TDEF | Electric Load with Losses, Incl. Cogeneration | MW | 0 | 0 | 0 | 0 | 0 | 0 | 0 | 0 | 0 | 0 | 0 | 0 | 0 | 0 | 0 | 0 | 0 | 0 | 0 | 0 | 0 | 0 | 0 | 0 | 0 | 0 | 0 | 0 | 0 | 0 | 0 | 0 | 0 | 0 | 0 | 0 | 0 | 0 | 0 | 0 | 0 | 0 | 0 | 0 | 0 | 0 | 0 | 0 | 0 | 0 | 0 | 0 | 0 | 0 | 0 | 0 | 0 | 0
Northwest | Multi Family | Average | November | Cooking | LDCEU/TDEF | Electric Load with Losses, Incl. Cogeneration | MW | 0 | 0 | 0 | 0 | 0 | 0 | 0 | 0 | 0 | 0 | 0 | 0 | 0 | 0 | 0 | 0 | 0 | 0 | 0 | 0 | 0 | 0 | 0 | 0 | 0 | 0 | -0.941 | -1.8048 | -2.581 | -3.2836 | -3.908 | -4.4655 | -4.9661 | -5.4088 | -5.8038 | -6.135 | -6.4108 | -6.6429 | -6.8338 | -6.9821 | -7.0878 | -7.1594 | -7.1978 | -7.2037 | -7.1799 | -7.127 | -7.0472 | -6.9416 | -6.8113 | -6.6573 | -6.4824 | -6.2878 | -6.0751 | -5.8449 | -5.5986 | -5.3369 | -5.0615 | -4.7753
Northwest | Multi Family | Average | November | Air Conditioning | LDCEU/TDEF | Electric Load with Losses, Incl. Cogeneration | MW | 0 | 0 | 0 | 0 | 0 | 0 | 0 | 0 | 0 | 0 | 0 | 0 | 0 | 0 | 0 | 0 | 0 | 0 | 0 | 0 | 0 | 0 | 0 | 0 | 0 | 0 | 0 | 0 | 0 | 0 | 0 | 0 | 0 | 0 | 0 | 0 | 0 | 0 | 0 | 0 | 0 | 0 | 0 | 0 | 0 | 0 | 0 | 0 | 0 | 0 | 0 | 0 | 0 | 0 | 0 | 0 | 0 | 0
Northwest | Multi Family | Average | November | Entertainment Center | LDCEU/TDEF | Electric Load with Losses, Incl. Cogeneration | MW | 0 | 0 | 0 | 0 | 0 | 0 | 0 | 0 | 0 | 0 | 0 | 0 | 0 | 0 | 0 | 0 | 0 | 0 | 0 | 0 | 0 | 0 | 0 | 0 | -1.7018 | -4.804 | -8.9053 | -13.8246 | -19.3224 | -25.2639 | -31.4804 | -37.8941 | -44.4623 | -51.0942 | -57.7959 | -64.3668 | -70.8019 | -77.1685 | -83.4495 | -89.578 | -95.5024 | -101.3136 | -106.9846 | -112.4893 | -117.8511 | -123.0436 | -128.0736 | -132.9339 | -137.6123 | -142.0875 | -146.4173 | -150.5943 | -154.6376 | -158.5491 | -162.3352 | -165.9798 | -169.4864 | -172.8585
Northwest | Multi Family | Average | November | Other Non-Substitutables | LDCEU/TDEF | Electric Load with Losses, Incl. Cogeneration | MW | 0 | 0 | 0 | 0 | 0 | 0 | 0 | 0 | 0 | 0 | 0 | 0 | 0 | 0 | 0 | 0 | 0 | 0 | 0 | 0 | 0 | 0 | 0 | 0 | -10.3321 | -19.9405 | -28.3452 | -35.928 | -42.6741 | -48.7502 | -54.1386 | -58.9748 | -63.3705 | -67.336 | -70.9843 | -74.1759 | -76.9964 | -79.5574 | -81.8959 | -83.9875 | -85.8306 | -87.5175 | -89.053 | -90.438 | -91.7029 | -92.8444 | -93.8769 | -94.8048 | -95.6297 | -96.3462 | -96.9952 | -97.578 | -98.1093 | -98.5932 | -99.0361 | -99.4307 | -99.781 | -100.0902
Northwest | Multi Family | Average | November | Water Heating Over 55 | LDCEU/TDEF | Electric Load with Losses, Incl. Cogeneration | MW | 0 | 0 | 0 | 0 | 0 | 0 | 0 | 0 | 0 | 0 | 0 | 0 | 0 | 0 | 0 | 0 | 0 | 0 | 0 | 0 | 0 | 0 | 0 | 0 | 0 | 0 | 0 | 0 | 0 | 0 | 0 | 0 | 0 | 0 | 0 | 0 | 0 | 0 | 0 | 0 | 0 | 0 | 0 | 0 | 0 | 0 | 0 | 0 | 0 | 0 | 0 | 0 | 0 | 0 | 0 | 0 | 0 | 0
Northwest | Multi Family | Average | December | Space Heating | LDCEU/TDEF | Electric Load with Losses, Incl. Cogeneration | MW | -4.368 | -11.0806 | -23.5767 | -44.4019 | -56.4447 | -74.4591 | -82.9236 | -101.7477 | -106.4135 | -108.1505 | -119.3452 | -122.7448 | -139.4966 | -141.7138 | -136.7357 | -167.6229 | -168.7018 | -139.8649 | -169.4274 | -154.9124 | -202.482 | -168.2325 | -191.9185 | -253.8162 | -231.304 | -239.9155 | -253.3115 | -266.064 | -277.8835 | -289.4698 | -299.9053 | -309.7498 | -319.3141 | -328.45 | -337.5077 | -345.8105 | -353.4437 | -360.6567 | -367.8396 | -374.4058 | -380.3179 | -386.1001 | -391.5224 | -396.5402 | -401.4579 | -405.9699 | -410.0848 | -414.0136 | -417.5402 | -420.6218 | -423.656 | -426.4211 | -428.9556 | -431.4749 | -433.742 | -435.7208 | -437.6414 | -439.3281
Northwest | Multi Family | Average | December | Water Heating Under 55 | LDCEU/TDEF | Electric Load with Losses, Incl. Cogeneration | MW | 0 | 0 | 0 | 0 | 0 | 0 | 0 | 0 | 0 | 0 | 0 | 0 | 0 | 0 | 0 | 0 | 0 | 0 | 0 | 0 | 0 | 0 | 0 | 0 | 0.0072 | 0.0142 | 0.0237 | 0.0311 | 0.0381 | 0.0464 | 0.0523 | 0.0559 | 0.0586 | 0.0605 | 0.0618 | 0.0637 | 0.0648 | 0.0652 | 0.0662 | 0.0663 | 0.0657 | 0.0654 | 0.0645 | 0.0637 | 0.0628 | 0.0618 | 0.0609 | 0.0598 | 0.0587 | 0.0576 | 0.0563 | 0.0552 | 0.054 | 0.0528 | 0.0513 | 0.0501 | 0.0488 | 0.0475
Northwest | Multi Family | Average | December | Lighting | LDCEU/TDEF | Electric Load with Losses, Incl. Cogeneration | MW | 0 | 0 | 0 | 0 | 0 | 0 | 0 | 0 | 0 | 0 | 0 | 0 | 0 | 0 | 0 | 0 | 0 | 0 | 0 | 0 | 0 | 0 | 0 | 0 | -0.1954 | -0.3119 | -0.4129 | -0.5071 | -0.4566 | -0.4113 | -0.3705 | -0.3339 | -0.3008 | -0.271 | -0.2441 | -0.2199 | -0.198 | -0.1784 | -0.1606 | -0.1446 | -0.1302 | -0.1172 | -0.1054 | -0.0948 | -0.0854 | -0.0768 | -0.069 | -0.062 | -0.0558 | -0.0501 | -0.0451 | -0.0404 | -0.0364 | -0.0326 | -0.0294 | -0.0263 | -0.0236 | -0.0212
Northwest | Multi Family | Average | December | Refrigeration | LDCEU/TDEF | Electric Load with Losses, Incl. Cogeneration | MW | 0 | 0 | 0 | 0 | 0 | 0 | 0 | 0 | 0 | 0 | 0 | 0 | 0 | 0 | 0 | 0 | 0 | 0 | 0 | 0 | 0 | 0 | 0 | 0 | 0 | 0 | 0 | 0 | 0 | 0 | 0 | 0 | 0 | 0 | 0 | 0 | 0 | 0 | 0 | 0 | 0 | 0 | 0 | 0 | 0 | 0 | 0 | 0 | 0 | 0 | 0 | 0 | 0 | 0 | 0 | 0 | 0 | 0
Northwest | Multi Family | Average | December | Freezer | LDCEU/TDEF | Electric Load with Losses, Incl. Cogeneration | MW | 0 | 0 | 0 | 0 | 0 | 0 | 0 | 0 | 0 | 0 | 0 | 0 | 0 | 0 | 0 | 0 | 0 | 0 | 0 | 0 | 0 | 0 | 0 | 0 | -0.0089 | -0.0172 | -0.0243 | -0.0304 | -0.0358 | -0.0404 | -0.0441 | -0.0474 | -0.0501 | -0.0524 | -0.0542 | -0.0556 | -0.0566 | -0.0573 | -0.0578 | -0.0579 | -0.0579 | -0.0576 | -0.0572 | -0.0566 | -0.0559 | -0.0552 | -0.0543 | -0.0533 | -0.0523 | -0.0511 | -0.0499 | -0.0488 | -0.0475 | -0.0462 | -0.045 | -0.0437 | -0.0424 | -0.0412
Northwest | Multi Family | Average | December | Clothes Washer | LDCEU/TDEF | Electric Load with Losses, Incl. Cogeneration | MW | 0 | 0 | 0 | 0 | 0 | 0 | 0 | 0 | 0 | 0 | 0 | 0 | 0 | 0 | 0 | 0 | 0 | 0 | 0 | 0 | 0 | 0 | 0 | 0 | 0 | 0 | 0 | 0 | 0 | 0 | 0 | 0 | 0 | 0 | 0 | 0 | 0 | 0 | 0 | 0 | 0 | 0 | 0 | 0 | 0 | 0 | 0 | 0 | 0 | 0 | 0 | 0 | 0 | 0 | 0 | 0 | 0 | 0
Northwest | Multi Family | Average | December | Clothes Dryer | LDCEU/TDEF | Electric Load with Losses, Incl. Cogeneration | MW | 0 | 0 | 0 | 0 | 0 | 0 | 0 | 0 | 0 | 0 | 0 | 0 | 0 | 0 | 0 | 0 | 0 | 0 | 0 | 0 | 0 | 0 | 0 | 0 | 0.0127 | 0.0274 | 0.0414 | 0.0559 | 0.0704 | 0.0849 | 0.0991 | 0.1129 | 0.1267 | 0.1404 | 0.1541 | 0.1675 | 0.1799 | 0.1924 | 0.205 | 0.2173 | 0.2288 | 0.2406 | 0.2522 | 0.2635 | 0.2749 | 0.2859 | 0.2967 | 0.3074 | 0.3179 | 0.328 | 0.3382 | 0.3483 | 0.3581 | 0.3682 | 0.3781 | 0.3876 | 0.3973 | 0.4068
Northwest | Multi Family | Average | December | Dishwasher | LDCEU/TDEF | Electric Load with Losses, Incl. Cogeneration | MW | 0 | 0 | 0 | 0 | 0 | 0 | 0 | 0 | 0 | 0 | 0 | 0 | 0 | 0 | 0 | 0 | 0 | 0 | 0 | 0 | 0 | 0 | 0 | 0 | 0 | 0 | 0 | 0 | 0 | 0 | 0 | 0 | 0 | 0 | 0 | 0 | 0 | 0 | 0 | 0 | 0 | 0 | 0 | 0 | 0 | 0 | 0 | 0 | 0 | 0 | 0 | 0 | 0 | 0 | 0 | 0 | 0 | 0
Northwest | Multi Family | Average | December | Cooking | LDCEU/TDEF | Electric Load with Losses, Incl. Cogeneration | MW | 0 | 0 | 0 | 0 | 0 | 0 | 0 | 0 | 0 | 0 | 0 | 0 | 0 | 0 | 0 | 0 | 0 | 0 | 0 | 0 | 0 | 0 | 0 | 0 | 0 | 0 | -0.9795 | -1.8785 | -2.6864 | -3.4178 | -4.0678 | -4.6482 | -5.1693 | -5.6301 | -6.0414 | -6.386 | -6.6732 | -6.9149 | -7.1136 | -7.268 | -7.3782 | -7.4528 | -7.4928 | -7.499 | -7.4742 | -7.4194 | -7.3364 | -7.2265 | -7.0909 | -6.9308 | -6.749 | -6.5466 | -6.3252 | -6.0858 | -5.8296 | -5.5574 | -5.2709 | -4.9731
Northwest | Multi Family | Average | December | Air Conditioning | LDCEU/TDEF | Electric Load with Losses, Incl. Cogeneration | MW | 0 | 0 | 0 | 0 | 0 | 0 | 0 | 0 | 0 | 0 | 0 | 0 | 0 | 0 | 0 | 0 | 0 | 0 | 0 | 0 | 0 | 0 | 0 | 0 | 0 | 0 | 0 | 0 | 0 | 0 | 0 | 0 | 0 | 0 | 0 | 0 | 0 | 0 | 0 | 0 | 0 | 0 | 0 | 0 | 0 | 0 | 0 | 0 | 0 | 0 | 0 | 0 | 0 | 0 | 0 | 0 | 0 | 0
Northwest | Multi Family | Average | December | Entertainment Center | LDCEU/TDEF | Electric Load with Losses, Incl. Cogeneration | MW | 0 | 0 | 0 | 0 | 0 | 0 | 0 | 0 | 0 | 0 | 0 | 0 | 0 | 0 | 0 | 0 | 0 | 0 | 0 | 0 | 0 | 0 | 0 | 0 | -2.0494 | -5.7847 | -10.7234 | -16.647 | -23.2674 | -30.4221 | -37.9081 | -45.6317 | -53.5409 | -61.5271 | -69.5969 | -77.5091 | -85.2577 | -92.924 | -100.4869 | -107.8662 | -114.9997 | -121.9969 | -128.825 | -135.453 | -141.9089 | -148.1609 | -154.2171 | -160.0691 | -165.7019 | -171.0903 | -176.3035 | -181.3327 | -186.2009 | -190.9102 | -195.4687 | -199.8566 | -204.0786 | -208.1384
Northwest | Multi Family | Average | December | Other Non-Substitutables | LDCEU/TDEF | Electric Load with Losses, Incl. Cogeneration | MW | 0 | 0 | 0 | 0 | 0 | 0 | 0 | 0 | 0 | 0 | 0 | 0 | 0 | 0 | 0 | 0 | 0 | 0 | 0 | 0 | 0 | 0 | 0 | 0 | -10.5387 | -20.3381 | -28.9106 | -36.6448 | -43.5261 | -49.7236 | -55.2201 | -60.1533 | -64.6369 | -68.6819 | -72.4029 | -75.6581 | -78.5346 | -81.1466 | -83.5314 | -85.6645 | -87.544 | -89.2643 | -90.8301 | -92.2422 | -93.5319 | -94.6958 | -95.7484 | -96.6945 | -97.5352 | -98.2656 | -98.9271 | -99.521 | -100.0625 | -100.5556 | -101.0069 | -101.4089 | -101.7658 | -102.0809
Northwest | Multi Family | Average | December | Water Heating Over 55 | LDCEU/TDEF | Electric Load with Losses, Incl. Cogeneration | MW | 0 | 0 | 0 | 0 | 0 | 0 | 0 | 0 | 0 | 0 | 0 | 0 | 0 | 0 | 0 | 0 | 0 | 0 | 0 | 0 | 0 | 0 | 0 | 0 | 0 | 0 | 0 | 0 | 0 | 0 | 0 | 0 | 0 | 0 | 0 | 0 | 0 | 0 | 0 | 0 | 0 | 0 | 0 | 0 | 0 | 0 | 0 | 0 | 0 | 0 | 0 | 0 | 0 | 0 | 0 | 0 | 0 | 0
Northwest | Multi Family | Minimum | January | Space Heating | LDCEU/TDEF | Electric Load with Losses, Incl. Cogeneration | MW | -3.3262 | -6.2692 | -14.5554 | -27.7778 | -36.5669 | -41.8616 | -52.7012 | -64.3086 | -67.0031 | -73.9444 | -64.7778 | -86.4765 | -85.2813 | -73.6342 | -93.4377 | -101.0895 | -97.2477 | -76.5453 | -98.2058 | -102.1912 | -124.0558 | -110.3178 | -107.7551 | -131.1707 | -140.7684 | -146.0604 | -154.1875 | -161.9299 | -169.1043 | -176.129 | -182.4599 | -188.4271 | -194.2215 | -199.7499 | -205.2265 | -210.2417 | -214.845 | -219.1932 | -223.5183 | -227.4691 | -231.0213 | -234.4933 | -237.7452 | -240.7508 | -243.693 | -246.3884 | -248.8429 | -251.1823 | -253.2779 | -255.1034 | -256.8977 | -258.5286 | -260.0193 | -261.4993 | -262.8258 | -263.9778 | -265.0926 | -266.0665
Northwest | Multi Family | Minimum | January | Water Heating Under 55 | LDCEU/TDEF | Electric Load with Losses, Incl. Cogeneration | MW | 0 | 0 | 0 | 0 | 0 | 0 | 0 | 0 | 0 | 0 | 0 | 0 | 0 | 0 | 0 | 0 | 0 | 0 | 0 | 0 | 0 | 0 | 0 | 0 | 0.0022 | 0.0042 | 0.0071 | 0.0093 | 0.0114 | 0.0139 | 0.0157 | 0.0167 | 0.0176 | 0.0181 | 0.0185 | 0.019 | 0.0194 | 0.0195 | 0.0198 | 0.0198 | 0.0196 | 0.0195 | 0.0193 | 0.019 | 0.0188 | 0.0185 | 0.0182 | 0.0179 | 0.0175 | 0.0172 | 0.0168 | 0.0165 | 0.0161 | 0.0157 | 0.0153 | 0.0149 | 0.0146 | 0.0142
Northwest | Multi Family | Minimum | January | Lighting | LDCEU/TDEF | Electric Load with Losses, Incl. Cogeneration | MW | 0 | 0 | 0 | 0 | 0 | 0 | 0 | 0 | 0 | 0 | 0 | 0 | 0 | 0 | 0 | 0 | 0 | 0 | 0 | 0 | 0 | 0 | 0 | 0 | -0.1404 | -0.224 | -0.2966 | -0.3641 | -0.3279 | -0.2954 | -0.2661 | -0.2397 | -0.2159 | -0.1946 | -0.1753 | -0.1579 | -0.1422 | -0.1281 | -0.1154 | -0.1039 | -0.0934 | -0.0842 | -0.0758 | -0.0682 | -0.0613 | -0.0551 | -0.0496 | -0.0445 | -0.0401 | -0.036 | -0.0324 | -0.0291 | -0.0261 | -0.0235 | -0.0211 | -0.019 | -0.017 | -0.0153
Northwest | Multi Family | Minimum | January | Refrigeration | LDCEU/TDEF | Electric Load with Losses, Incl. Cogeneration | MW | 0 | 0 | 0 | 0 | 0 | 0 | 0 | 0 | 0 | 0 | 0 | 0 | 0 | 0 | 0 | 0 | 0 | 0 | 0 | 0 | 0 | 0 | 0 | 0 | 0 | 0 | 0 | 0 | 0 | 0 | 0 | 0 | 0 | 0 | 0 | 0 | 0 | 0 | 0 | 0 | 0 | 0 | 0 | 0 | 0 | 0 | 0 | 0 | 0 | 0 | 0 | 0 | 0 | 0 | 0 | 0 | 0 | 0
Northwest | Multi Family | Minimum | January | Freezer | LDCEU/TDEF | Electric Load with Losses, Incl. Cogeneration | MW | 0 | 0 | 0 | 0 | 0 | 0 | 0 | 0 | 0 | 0 | 0 | 0 | 0 | 0 | 0 | 0 | 0 | 0 | 0 | 0 | 0 | 0 | 0 | 0 | -0.0091 | -0.0176 | -0.0248 | -0.031 | -0.0364 | -0.0411 | -0.045 | -0.0482 | -0.051 | -0.0533 | -0.0553 | -0.0567 | -0.0577 | -0.0584 | -0.0588 | -0.059 | -0.059 | -0.0587 | -0.0583 | -0.0577 | -0.057 | -0.0562 | -0.0553 | -0.0543 | -0.0533 | -0.0522 | -0.051 | -0.0497 | -0.0485 | -0.0473 | -0.046 | -0.0447 | -0.0433 | -0.0421
Northwest | Multi Family | Minimum | January | Clothes Washer | LDCEU/TDEF | Electric Load with Losses, Incl. Cogeneration | MW | 0 | 0 | 0 | 0 | 0 | 0 | 0 | 0 | 0 | 0 | 0 | 0 | 0 | 0 | 0 | 0 | 0 | 0 | 0 | 0 | 0 | 0 | 0 | 0 | 0 | 0 | 0 | 0 | 0 | 0 | 0 | 0 | 0 | 0 | 0 | 0 | 0 | 0 | 0 | 0 | 0 | 0 | 0 | 0 | 0 | 0 | 0 | 0 | 0 | 0 | 0 | 0 | 0 | 0 | 0 | 0 | 0 | 0
Northwest | Multi Family | Minimum | January | Clothes Dryer | LDCEU/TDEF | Electric Load with Losses, Incl. Cogeneration | MW | 0 | 0 | 0 | 0 | 0 | 0 | 0 | 0 | 0 | 0 | 0 | 0 | 0 | 0 | 0 | 0 | 0 | 0 | 0 | 0 | 0 | 0 | 0 | 0 | 0.0008 | 0.0018 | 0.0028 | 0.0037 | 0.0046 | 0.0055 | 0.0065 | 0.0074 | 0.0083 | 0.0092 | 0.0101 | 0.0109 | 0.0118 | 0.0126 | 0.0134 | 0.0143 | 0.0149 | 0.0158 | 0.0165 | 0.0172 | 0.018 | 0.0187 | 0.0194 | 0.0201 | 0.0208 | 0.0215 | 0.0221 | 0.0228 | 0.0234 | 0.024 | 0.0247 | 0.0253 | 0.026 | 0.0266
Northwest | Multi Family | Minimum | January | Dishwasher | LDCEU/TDEF | Electric Load with Losses, Incl. Cogeneration | MW | 0 | 0 | 0 | 0 | 0 | 0 | 0 | 0 | 0 | 0 | 0 | 0 | 0 | 0 | 0 | 0 | 0 | 0 | 0 | 0 | 0 | 0 | 0 | 0 | 0 | 0 | 0 | 0 | 0 | 0 | 0 | 0 | 0 | 0 | 0 | 0 | 0 | 0 | 0 | 0 | 0 | 0 | 0 | 0 | 0 | 0 | 0 | 0 | 0 | 0 | 0 | 0 | 0 | 0 | 0 | 0 | 0 | 0
Northwest | Multi Family | Minimum | January | Cooking | LDCEU/TDEF | Electric Load with Losses, Incl. Cogeneration | MW | 0 | 0 | 0 | 0 | 0 | 0 | 0 | 0 | 0 | 0 | 0 | 0 | 0 | 0 | 0 | 0 | 0 | 0 | 0 | 0 | 0 | 0 | 0 | 0 | 0 | 0 | -0.1508 | -0.2892 | -0.4137 | -0.5263 | -0.6265 | -0.7159 | -0.7962 | -0.8672 | -0.9305 | -0.9836 | -1.0278 | -1.0649 | -1.0955 | -1.1192 | -1.1361 | -1.1476 | -1.1537 | -1.1546 | -1.1508 | -1.1423 | -1.1295 | -1.1126 | -1.0916 | -1.0669 | -1.0389 | -1.0077 | -0.9735 | -0.9366 | -0.8971 | -0.8551 | -0.8109 | -0.7651
Northwest | Multi Family | Minimum | January | Air Conditioning | LDCEU/TDEF | Electric Load with Losses, Incl. Cogeneration | MW | 0 | 0 | 0 | 0 | 0 | 0 | 0 | 0 | 0 | 0 | 0 | 0 | 0 | 0 | 0 | 0 | 0 | 0 | 0 | 0 | 0 | 0 | 0 | 0 | 0 | 0 | 0 | 0 | 0 | 0 | 0 | 0 | 0 | 0 | 0 | 0 | 0 | 0 | 0 | 0 | 0 | 0 | 0 | 0 | 0 | 0 | 0 | 0 | 0 | 0 | 0 | 0 | 0 | 0 | 0 | 0 | 0 | 0
Northwest | Multi Family | Minimum | January | Entertainment Center | LDCEU/TDEF | Electric Load with Losses, Incl. Cogeneration | MW | 0 | 0 | 0 | 0 | 0 | 0 | 0 | 0 | 0 | 0 | 0 | 0 | 0 | 0 | 0 | 0 | 0 | 0 | 0 | 0 | 0 | 0 | 0 | 0 | -0.5581 | -1.5762 | -2.9217 | -4.5361 | -6.3405 | -8.2904 | -10.3314 | -12.4368 | -14.5934 | -16.7702 | -18.97 | -21.127 | -23.2388 | -25.328 | -27.3893 | -29.4007 | -31.3446 | -33.252 | -35.1133 | -36.9201 | -38.6803 | -40.3848 | -42.0363 | -43.6324 | -45.1692 | -46.6393 | -48.0621 | -49.4348 | -50.7637 | -52.0496 | -53.2944 | -54.493 | -55.6464 | -56.756
Northwest | Multi Family | Minimum | January | Other Non-Substitutables | LDCEU/TDEF | Electric Load with Losses, Incl. Cogeneration | MW | 0 | 0 | 0 | 0 | 0 | 0 | 0 | 0 | 0 | 0 | 0 | 0 | 0 | 0 | 0 | 0 | 0 | 0 | 0 | 0 | 0 | 0 | 0 | 0 | -7.4203 | -14.3297 | -20.3684 | -25.8205 | -30.6712 | -35.0396 | -38.916 | -42.3944 | -45.5571 | -48.4085 | -51.0312 | -53.3263 | -55.353 | -57.1936 | -58.8742 | -60.3777 | -61.7022 | -62.9153 | -64.0198 | -65.0163 | -65.9267 | -66.7485 | -67.4926 | -68.1621 | -68.7578 | -69.276 | -69.746 | -70.1683 | -70.5538 | -70.9056 | -71.2278 | -71.5156 | -71.7718 | -71.9985
Northwest | Multi Family | Minimum | January | Water Heating Over 55 | LDCEU/TDEF | Electric Load with Losses, Incl. Cogeneration | MW | 0 | 0 | 0 | 0 | 0 | 0 | 0 | 0 | 0 | 0 | 0 | 0 | 0 | 0 | 0 | 0 | 0 | 0 | 0 | 0 | 0 | 0 | 0 | 0 | 0 | 0 | 0 | 0 | 0 | 0 | 0 | 0 | 0 | 0 | 0 | 0 | 0 | 0 | 0 | 0 | 0 | 0 | 0 | 0 | 0 | 0 | 0 | 0 | 0 | 0 | 0 | 0 | 0 | 0 | 0 | 0 | 0 | 0
Northwest | Multi Family | Minimum | February | Space Heating | LDCEU/TDEF | Electric Load with Losses, Incl. Cogeneration | MW | -2.5235 | -6.35 | -11.0676 | -22.9181 | -29.2207 | -31.9318 | -45.1416 | -48.3954 | -59.5783 | -61.1124 | -62.6497 | -64.2613 | -71.0888 | -73.3678 | -64.8637 | -71.4976 | -79.6337 | -64.719 | -90.4524 | -80.166 | -91.1866 | -107.78 | -79.1195 | -92.6093 | -114.6882 | -118.9902 | -125.6204 | -131.9354 | -137.7873 | -143.5191 | -148.6839 | -153.5534 | -158.2828 | -162.7963 | -167.2686 | -171.3657 | -175.1282 | -178.6826 | -182.2194 | -185.4509 | -188.3579 | -191.1996 | -193.8622 | -196.3243 | -198.735 | -200.9446 | -202.9579 | -204.8775 | -206.5983 | -208.0988 | -209.5744 | -210.9167 | -212.1447 | -213.3642 | -214.4585 | -215.4103 | -216.3321 | -217.1389
Northwest | Multi Family | Minimum | February | Water Heating Under 55 | LDCEU/TDEF | Electric Load with Losses, Incl. Cogeneration | MW | 0 | 0 | 0 | 0 | 0 | 0 | 0 | 0 | 0 | 0 | 0 | 0 | 0 | 0 | 0 | 0 | 0 | 0 | 0 | 0 | 0 | 0 | 0 | 0 | 0.0022 | 0.0043 | 0.0071 | 0.0093 | 0.0114 | 0.0139 | 0.0157 | 0.0168 | 0.0176 | 0.0181 | 0.0185 | 0.019 | 0.0194 | 0.0195 | 0.0198 | 0.0198 | 0.0196 | 0.0195 | 0.0193 | 0.019 | 0.0188 | 0.0184 | 0.0182 | 0.0179 | 0.0175 | 0.0172 | 0.0169 | 0.0164 | 0.0161 | 0.0158 | 0.0153 | 0.015 | 0.0146 | 0.0142
Northwest | Multi Family | Minimum | February | Lighting | LDCEU/TDEF | Electric Load with Losses, Incl. Cogeneration | MW | 0 | 0 | 0 | 0 | 0 | 0 | 0 | 0 | 0 | 0 | 0 | 0 | 0 | 0 | 0 | 0 | 0 | 0 | 0 | 0 | 0 | 0 | 0 | 0 | -0.1251 | -0.1995 | -0.2642 | -0.3245 | -0.2923 | -0.2633 | -0.2372 | -0.2137 | -0.1925 | -0.1734 | -0.1562 | -0.1407 | -0.1267 | -0.1141 | -0.1028 | -0.0926 | -0.0833 | -0.075 | -0.0675 | -0.0607 | -0.0546 | -0.0492 | -0.0441 | -0.0398 | -0.0357 | -0.0321 | -0.0288 | -0.0259 | -0.0233 | -0.0209 | -0.0188 | -0.0168 | -0.0151 | -0.0136
Northwest | Multi Family | Minimum | February | Refrigeration | LDCEU/TDEF | Electric Load with Losses, Incl. Cogeneration | MW | 0 | 0 | 0 | 0 | 0 | 0 | 0 | 0 | 0 | 0 | 0 | 0 | 0 | 0 | 0 | 0 | 0 | 0 | 0 | 0 | 0 | 0 | 0 | 0 | 0 | 0 | 0 | 0 | 0 | 0 | 0 | 0 | 0 | 0 | 0 | 0 | 0 | 0 | 0 | 0 | 0 | 0 | 0 | 0 | 0 | 0 | 0 | 0 | 0 | 0 | 0 | 0 | 0 | 0 | 0 | 0 | 0 | 0
Northwest | Multi Family | Minimum | February | Freezer | LDCEU/TDEF | Electric Load with Losses, Incl. Cogeneration | MW | 0 | 0 | 0 | 0 | 0 | 0 | 0 | 0 | 0 | 0 | 0 | 0 | 0 | 0 | 0 | 0 | 0 | 0 | 0 | 0 | 0 | 0 | 0 | 0 | -0.0091 | -0.0176 | -0.0247 | -0.031 | -0.0365 | -0.0411 | -0.045 | -0.0483 | -0.0511 | -0.0533 | -0.0553 | -0.0567 | -0.0577 | -0.0584 | -0.0589 | -0.0591 | -0.059 | -0.0588 | -0.0584 | -0.0578 | -0.0571 | -0.0563 | -0.0554 | -0.0544 | -0.0534 | -0.0522 | -0.0511 | -0.0498 | -0.0486 | -0.0473 | -0.046 | -0.0447 | -0.0434 | -0.0421
Northwest | Multi Family | Minimum | February | Clothes Washer | LDCEU/TDEF | Electric Load with Losses, Incl. Cogeneration | MW | 0 | 0 | 0 | 0 | 0 | 0 | 0 | 0 | 0 | 0 | 0 | 0 | 0 | 0 | 0 | 0 | 0 | 0 | 0 | 0 | 0 | 0 | 0 | 0 | 0 | 0 | 0 | 0 | 0 | 0 | 0 | 0 | 0 | 0 | 0 | 0 | 0 | 0 | 0 | 0 | 0 | 0 | 0 | 0 | 0 | 0 | 0 | 0 | 0 | 0 | 0 | 0 | 0 | 0 | 0 | 0 | 0 | 0
Northwest | Multi Family | Minimum | February | Clothes Dryer | LDCEU/TDEF | Electric Load with Losses, Incl. Cogeneration | MW | 0 | 0 | 0 | 0 | 0 | 0 | 0 | 0 | 0 | 0 | 0 | 0 | 0 | 0 | 0 | 0 | 0 | 0 | 0 | 0 | 0 | 0 | 0 | 0 | 0.0018 | 0.0039 | 0.0059 | 0.008 | 0.0101 | 0.0122 | 0.0142 | 0.0162 | 0.0181 | 0.0201 | 0.022 | 0.0239 | 0.0257 | 0.0276 | 0.0293 | 0.0311 | 0.0327 | 0.0344 | 0.036 | 0.0377 | 0.0393 | 0.0408 | 0.0424 | 0.044 | 0.0455 | 0.0469 | 0.0483 | 0.0498 | 0.0511 | 0.0527 | 0.054 | 0.0554 | 0.0568 | 0.0581
Northwest | Multi Family | Minimum | February | Dishwasher | LDCEU/TDEF | Electric Load with Losses, Incl. Cogeneration | MW | 0 | 0 | 0 | 0 | 0 | 0 | 0 | 0 | 0 | 0 | 0 | 0 | 0 | 0 | 0 | 0 | 0 | 0 | 0 | 0 | 0 | 0 | 0 | 0 | 0 | 0 | 0 | 0 | 0 | 0 | 0 | 0 | 0 | 0 | 0 | 0 | 0 | 0 | 0 | 0 | 0 | 0 | 0 | 0 | 0 | 0 | 0 | 0 | 0 | 0 | 0 | 0 | 0 | 0 | 0 | 0 | 0 | 0
Northwest | Multi Family | Minimum | February | Cooking | LDCEU/TDEF | Electric Load with Losses, Incl. Cogeneration | MW | 0 | 0 | 0 | 0 | 0 | 0 | 0 | 0 | 0 | 0 | 0 | 0 | 0 | 0 | 0 | 0 | 0 | 0 | 0 | 0 | 0 | 0 | 0 | 0 | 0 | 0 | -0.1329 | -0.2548 | -0.3645 | -0.4638 | -0.552 | -0.6308 | -0.7015 | -0.764 | -0.8198 | -0.8665 | -0.9054 | -0.9382 | -0.9651 | -0.986 | -1.0009 | -1.011 | -1.0164 | -1.0172 | -1.0139 | -1.0063 | -0.995 | -0.9801 | -0.9617 | -0.9399 | -0.9152 | -0.8877 | -0.8576 | -0.8251 | -0.7903 | -0.7532 | -0.7143 | -0.6739
Northwest | Multi Family | Minimum | February | Air Conditioning | LDCEU/TDEF | Electric Load with Losses, Incl. Cogeneration | MW | 0 | 0 | 0 | 0 | 0 | 0 | 0 | 0 | 0 | 0 | 0 | 0 | 0 | 0 | 0 | 0 | 0 | 0 | 0 | 0 | 0 | 0 | 0 | 0 | 0 | 0 | 0 | 0 | 0 | 0 | 0 | 0 | 0 | 0 | 0 | 0 | 0 | 0 | 0 | 0 | 0 | 0 | 0 | 0 | 0 | 0 | 0 | 0 | 0 | 0 | 0 | 0 | 0 | 0 | 0 | 0 | 0 | 0
Northwest | Multi Family | Minimum | February | Entertainment Center | LDCEU/TDEF | Electric Load with Losses, Incl. Cogeneration | MW | 0 | 0 | 0 | 0 | 0 | 0 | 0 | 0 | 0 | 0 | 0 | 0 | 0 | 0 | 0 | 0 | 0 | 0 | 0 | 0 | 0 | 0 | 0 | 0 | -0.7391 | -2.0873 | -3.8688 | -6.0067 | -8.396 | -10.9779 | -13.6802 | -16.4681 | -19.3236 | -22.2061 | -25.1189 | -27.9752 | -30.7719 | -33.5387 | -36.2686 | -38.9325 | -41.5074 | -44.0337 | -46.4992 | -48.8928 | -51.2244 | -53.4826 | -55.6707 | -57.7856 | -59.822 | -61.7702 | -63.6557 | -65.4749 | -67.2363 | -68.9405 | -70.5907 | -72.1794 | -73.7087 | -75.1796
Northwest | Multi Family | Minimum | February | Other Non-Substitutables | LDCEU/TDEF | Electric Load with Losses, Incl. Cogeneration | MW | 0 | 0 | 0 | 0 | 0 | 0 | 0 | 0 | 0 | 0 | 0 | 0 | 0 | 0 | 0 | 0 | 0 | 0 | 0 | 0 | 0 | 0 | 0 | 0 | -6.8301 | -13.1895 | -18.7474 | -23.7651 | -28.229 | -32.2494 | -35.8167 | -39.0179 | -41.9285 | -44.5529 | -46.9666 | -49.0791 | -50.945 | -52.6395 | -54.1868 | -55.5712 | -56.791 | -57.9083 | -58.9257 | -59.8437 | -60.6826 | -61.4401 | -62.1259 | -62.7432 | -63.2927 | -63.7707 | -64.2044 | -64.5943 | -64.9504 | -65.2752 | -65.5729 | -65.8389 | -66.0758 | -66.2856
Northwest | Multi Family | Minimum | February | Water Heating Over 55 | LDCEU/TDEF | Electric Load with Losses, Incl. Cogeneration | MW | 0 | 0 | 0 | 0 | 0 | 0 | 0 | 0 | 0 | 0 | 0 | 0 | 0 | 0 | 0 | 0 | 0 | 0 | 0 | 0 | 0 | 0 | 0 | 0 | 0 | 0 | 0 | 0 | 0 | 0 | 0 | 0 | 0 | 0 | 0 | 0 | 0 | 0 | 0 | 0 | 0 | 0 | 0 | 0 | 0 | 0 | 0 | 0 | 0 | 0 | 0 | 0 | 0 | 0 | 0 | 0 | 0 | 0
Northwest | Multi Family | Minimum | March | Space Heating | LDCEU/TDEF | Electric Load with Losses, Incl. Cogeneration | MW | -2.0076 | -4.8702 | -11.8635 | -20.2192 | -27.9909 | -32.322 | -46.0487 | -49.7044 | -51.3948 | -68.316 | -54.9811 | -55.8338 | -58.8265 | -70.201 | -58.1126 | -78.3991 | -83.8011 | -67.7298 | -80.1615 | -86.0525 | -87.241 | -88.0743 | -76.7458 | -98.2568 | -107.6978 | -111.7277 | -117.9421 | -123.8618 | -129.3484 | -134.7215 | -139.5638 | -144.1289 | -148.5623 | -152.7938 | -156.9874 | -160.8281 | -164.3545 | -167.686 | -171.001 | -174.0296 | -176.7535 | -179.4164 | -181.9112 | -184.2178 | -186.4761 | -188.5456 | -190.4307 | -192.2281 | -193.839 | -195.2432 | -196.624 | -197.88 | -199.0287 | -200.1697 | -201.1934 | -202.0837 | -202.9457 | -203.7001
Northwest | Multi Family | Minimum | March | Water Heating Under 55 | LDCEU/TDEF | Electric Load with Losses, Incl. Cogeneration | MW | 0 | 0 | 0 | 0 | 0 | 0 | 0 | 0 | 0 | 0 | 0 | 0 | 0 | 0 | 0 | 0 | 0 | 0 | 0 | 0 | 0 | 0 | 0 | 0 | 0.0016 | 0.0031 | 0.0051 | 0.0067 | 0.0082 | 0.01 | 0.0113 | 0.012 | 0.0127 | 0.013 | 0.0134 | 0.0138 | 0.014 | 0.0141 | 0.0143 | 0.0143 | 0.0141 | 0.0141 | 0.0139 | 0.0137 | 0.0135 | 0.0134 | 0.0131 | 0.0129 | 0.0126 | 0.0124 | 0.0121 | 0.0119 | 0.0116 | 0.0113 | 0.011 | 0.0108 | 0.0105 | 0.0102
Northwest | Multi Family | Minimum | March | Lighting | LDCEU/TDEF | Electric Load with Losses, Incl. Cogeneration | MW | 0 | 0 | 0 | 0 | 0 | 0 | 0 | 0 | 0 | 0 | 0 | 0 | 0 | 0 | 0 | 0 | 0 | 0 | 0 | 0 | 0 | 0 | 0 | 0 | -0.121 | -0.193 | -0.2555 | -0.3137 | -0.2826 | -0.2545 | -0.2293 | -0.2066 | -0.1861 | -0.1677 | -0.151 | -0.136 | -0.1226 | -0.1104 | -0.0994 | -0.0895 | -0.0806 | -0.0725 | -0.0652 | -0.0587 | -0.0528 | -0.0475 | -0.0427 | -0.0384 | -0.0346 | -0.031 | -0.0279 | -0.0251 | -0.0225 | -0.0202 | -0.0181 | -0.0163 | -0.0147 | -0.0131
Northwest | Multi Family | Minimum | March | Refrigeration | LDCEU/TDEF | Electric Load with Losses, Incl. Cogeneration | MW | 0 | 0 | 0 | 0 | 0 | 0 | 0 | 0 | 0 | 0 | 0 | 0 | 0 | 0 | 0 | 0 | 0 | 0 | 0 | 0 | 0 | 0 | 0 | 0 | 0 | 0 | 0 | 0 | 0 | 0 | 0 | 0 | 0 | 0 | 0 | 0 | 0 | 0 | 0 | 0 | 0 | 0 | 0 | 0 | 0 | 0 | 0 | 0 | 0 | 0 | 0 | 0 | 0 | 0 | 0 | 0 | 0 | 0
Northwest | Multi Family | Minimum | March | Freezer | LDCEU/TDEF | Electric Load with Losses, Incl. Cogeneration | MW | 0 | 0 | 0 | 0 | 0 | 0 | 0 | 0 | 0 | 0 | 0 | 0 | 0 | 0 | 0 | 0 | 0 | 0 | 0 | 0 | 0 | 0 | 0 | 0 | -0.0101 | -0.0196 | -0.0276 | -0.0346 | -0.0406 | -0.0458 | -0.0501 | -0.0537 | -0.0569 | -0.0594 | -0.0616 | -0.0631 | -0.0643 | -0.0651 | -0.0656 | -0.0658 | -0.0657 | -0.0654 | -0.065 | -0.0643 | -0.0636 | -0.0626 | -0.0617 | -0.0605 | -0.0594 | -0.0581 | -0.0568 | -0.0554 | -0.054 | -0.0526 | -0.0512 | -0.0498 | -0.0484 | -0.0469
Northwest | Multi Family | Minimum | March | Clothes Washer | LDCEU/TDEF | Electric Load with Losses, Incl. Cogeneration | MW | 0 | 0 | 0 | 0 | 0 | 0 | 0 | 0 | 0 | 0 | 0 | 0 | 0 | 0 | 0 | 0 | 0 | 0 | 0 | 0 | 0 | 0 | 0 | 0 | 0 | 0 | 0 | 0 | 0 | 0 | 0 | 0 | 0 | 0 | 0 | 0 | 0 | 0 | 0 | 0 | 0 | 0 | 0 | 0 | 0 | 0 | 0 | 0 | 0 | 0 | 0 | 0 | 0 | 0 | 0 | 0 | 0 | 0
Northwest | Multi Family | Minimum | March | Clothes Dryer | LDCEU/TDEF | Electric Load with Losses, Incl. Cogeneration | MW | 0 | 0 | 0 | 0 | 0 | 0 | 0 | 0 | 0 | 0 | 0 | 0 | 0 | 0 | 0 | 0 | 0 | 0 | 0 | 0 | 0 | 0 | 0 | 0 | 0.0019 | 0.0041 | 0.0062 | 0.0083 | 0.0104 | 0.0125 | 0.0147 | 0.0167 | 0.0188 | 0.0207 | 0.0228 | 0.0248 | 0.0266 | 0.0285 | 0.0303 | 0.0321 | 0.0338 | 0.0356 | 0.0373 | 0.039 | 0.0406 | 0.0423 | 0.0438 | 0.0455 | 0.047 | 0.0485 | 0.05 | 0.0514 | 0.0529 | 0.0544 | 0.0559 | 0.0573 | 0.0587 | 0.0601
Northwest | Multi Family | Minimum | March | Dishwasher | LDCEU/TDEF | Electric Load with Losses, Incl. Cogeneration | MW | 0 | 0 | 0 | 0 | 0 | 0 | 0 | 0 | 0 | 0 | 0 | 0 | 0 | 0 | 0 | 0 | 0 | 0 | 0 | 0 | 0 | 0 | 0 | 0 | 0 | 0 | 0 | 0 | 0 | 0 | 0 | 0 | 0 | 0 | 0 | 0 | 0 | 0 | 0 | 0 | 0 | 0 | 0 | 0 | 0 | 0 | 0 | 0 | 0 | 0 | 0 | 0 | 0 | 0 | 0 | 0 | 0 | 0
Northwest | Multi Family | Minimum | March | Cooking | LDCEU/TDEF | Electric Load with Losses, Incl. Cogeneration | MW | 0 | 0 | 0 | 0 | 0 | 0 | 0 | 0 | 0 | 0 | 0 | 0 | 0 | 0 | 0 | 0 | 0 | 0 | 0 | 0 | 0 | 0 | 0 | 0 | 0 | 0 | -0.159 | -0.305 | -0.4363 | -0.5551 | -0.6607 | -0.7549 | -0.8396 | -0.9143 | -0.9812 | -1.0371 | -1.0837 | -1.1229 | -1.1551 | -1.1802 | -1.1979 | -1.21 | -1.2164 | -1.2174 | -1.2134 | -1.2044 | -1.1909 | -1.173 | -1.1509 | -1.1249 | -1.0953 | -1.0624 | -1.0264 | -0.9874 | -0.9457 | -0.9014 | -0.8548 | -0.8065
Northwest | Multi Family | Minimum | March | Air Conditioning | LDCEU/TDEF | Electric Load with Losses, Incl. Cogeneration | MW | 0 | 0 | 0 | 0 | 0 | 0 | 0 | 0 | 0 | 0 | 0 | 0 | 0 | 0 | 0 | 0 | 0 | 0 | 0 | 0 | 0 | 0 | 0 | 0 | 0 | 0 | 0 | 0 | 0 | 0 | 0 | 0 | 0 | 0 | 0 | 0 | 0 | 0 | 0 | 0 | 0 | 0 | 0 | 0 | 0 | 0 | 0 | 0 | 0 | 0 | 0 | 0 | 0 | 0 | 0 | 0 | 0 | 0
Northwest | Multi Family | Minimum | March | Entertainment Center | LDCEU/TDEF | Electric Load with Losses, Incl. Cogeneration | MW | 0 | 0 | 0 | 0 | 0 | 0 | 0 | 0 | 0 | 0 | 0 | 0 | 0 | 0 | 0 | 0 | 0 | 0 | 0 | 0 | 0 | 0 | 0 | 0 | -1.0542 | -2.9774 | -5.5188 | -8.5684 | -11.9764 | -15.6596 | -19.5145 | -23.4911 | -27.5646 | -31.6764 | -35.8315 | -39.906 | -43.8954 | -47.8421 | -51.7361 | -55.536 | -59.2089 | -62.8125 | -66.3295 | -69.7437 | -73.0697 | -76.2908 | -79.412 | -82.4286 | -85.3332 | -88.1122 | -90.8016 | -93.3965 | -95.9091 | -98.34 | -100.6936 | -102.9599 | -105.1412 | -107.2394
Northwest | Multi Family | Minimum | March | Other Non-Substitutables | LDCEU/TDEF | Electric Load with Losses, Incl. Cogeneration | MW | 0 | 0 | 0 | 0 | 0 | 0 | 0 | 0 | 0 | 0 | 0 | 0 | 0 | 0 | 0 | 0 | 0 | 0 | 0 | 0 | 0 | 0 | 0 | 0 | -7.1184 | -13.7471 | -19.54 | -24.7701 | -29.4229 | -33.6132 | -37.3315 | -40.6681 | -43.702 | -46.4373 | -48.9532 | -51.1551 | -53.0999 | -54.8659 | -56.4787 | -57.9216 | -59.193 | -60.3574 | -61.4179 | -62.3747 | -63.249 | -64.0385 | -64.7533 | -65.3967 | -65.9694 | -66.4678 | -66.9198 | -67.3262 | -67.6974 | -68.036 | -68.3464 | -68.6237 | -68.8707 | -69.0895
Northwest | Multi Family | Minimum | March | Water Heating Over 55 | LDCEU/TDEF | Electric Load with Losses, Incl. Cogeneration | MW | 0 | 0 | 0 | 0 | 0 | 0 | 0 | 0 | 0 | 0 | 0 | 0 | 0 | 0 | 0 | 0 | 0 | 0 | 0 | 0 | 0 | 0 | 0 | 0 | 0 | 0 | 0 | 0 | 0 | 0 | 0 | 0 | 0 | 0 | 0 | 0 | 0 | 0 | 0 | 0 | 0 | 0 | 0 | 0 | 0 | 0 | 0 | 0 | 0 | 0 | 0 | 0 | 0 | 0 | 0 | 0 | 0 | 0
Northwest | Multi Family | Minimum | April | Space Heating | LDCEU/TDEF | Electric Load with Losses, Incl. Cogeneration | MW | -2.3847 | -5.4968 | -14.2277 | -21.4616 | -33.1982 | -38.5427 | -53.691 | -47.2907 | -66.3753 | -67.9771 | -71.4416 | -59.4227 | -73.1612 | -73.9877 | -75.1101 | -101.5894 | -88.4233 | -86.6248 | -112.0411 | -83.7666 | -106.2364 | -102.9239 | -113.4883 | -86.7436 | -122.6945 | -127.2834 | -134.3055 | -141.0005 | -147.2074 | -153.2779 | -158.7527 | -163.9088 | -168.9125 | -173.6857 | -178.4146 | -182.7389 | -186.7009 | -190.4432 | -194.1632 | -197.5589 | -200.6062 | -203.5846 | -206.3721 | -208.9452 | -211.4624 | -213.7649 | -215.8589 | -217.8523 | -219.6347 | -221.1832 | -222.7046 | -224.0846 | -225.3442 | -226.5941 | -227.7122 | -228.68 | -229.6155 | -230.4295
Northwest | Multi Family | Minimum | April | Water Heating Under 55 | LDCEU/TDEF | Electric Load with Losses, Incl. Cogeneration | MW | 0 | 0 | 0 | 0 | 0 | 0 | 0 | 0 | 0 | 0 | 0 | 0 | 0 | 0 | 0 | 0 | 0 | 0 | 0 | 0 | 0 | 0 | 0 | 0 | 0.0013 | 0.0025 | 0.0042 | 0.0056 | 0.0068 | 0.0083 | 0.0093 | 0.01 | 0.0105 | 0.0108 | 0.011 | 0.0115 | 0.0116 | 0.0117 | 0.0119 | 0.0119 | 0.0118 | 0.0118 | 0.0116 | 0.0114 | 0.0113 | 0.0111 | 0.0109 | 0.0108 | 0.0106 | 0.0104 | 0.0101 | 0.0099 | 0.0097 | 0.0095 | 0.0093 | 0.009 | 0.0087 | 0.0085
Northwest | Multi Family | Minimum | April | Lighting | LDCEU/TDEF | Electric Load with Losses, Incl. Cogeneration | MW | 0 | 0 | 0 | 0 | 0 | 0 | 0 | 0 | 0 | 0 | 0 | 0 | 0 | 0 | 0 | 0 | 0 | 0 | 0 | 0 | 0 | 0 | 0 | 0 | -0.0989 | -0.1579 | -0.2089 | -0.2567 | -0.2311 | -0.2082 | -0.1876 | -0.169 | -0.1522 | -0.1371 | -0.1236 | -0.1112 | -0.1002 | -0.0903 | -0.0813 | -0.0732 | -0.0658 | -0.0593 | -0.0533 | -0.048 | -0.0432 | -0.0389 | -0.0349 | -0.0314 | -0.0282 | -0.0253 | -0.0228 | -0.0205 | -0.0184 | -0.0166 | -0.0148 | -0.0133 | -0.012 | -0.0108
Northwest | Multi Family | Minimum | April | Refrigeration | LDCEU/TDEF | Electric Load with Losses, Incl. Cogeneration | MW | 0 | 0 | 0 | 0 | 0 | 0 | 0 | 0 | 0 | 0 | 0 | 0 | 0 | 0 | 0 | 0 | 0 | 0 | 0 | 0 | 0 | 0 | 0 | 0 | 0 | 0 | 0 | 0 | 0 | 0 | 0 | 0 | 0 | 0 | 0 | 0 | 0 | 0 | 0 | 0 | 0 | 0 | 0 | 0 | 0 | 0 | 0 | 0 | 0 | 0 | 0 | 0 | 0 | 0 | 0 | 0 | 0 | 0
Northwest | Multi Family | Minimum | April | Freezer | LDCEU/TDEF | Electric Load with Losses, Incl. Cogeneration | MW | 0 | 0 | 0 | 0 | 0 | 0 | 0 | 0 | 0 | 0 | 0 | 0 | 0 | 0 | 0 | 0 | 0 | 0 | 0 | 0 | 0 | 0 | 0 | 0 | -0.0101 | -0.0195 | -0.0274 | -0.0345 | -0.0404 | -0.0456 | -0.0499 | -0.0535 | -0.0566 | -0.0591 | -0.0613 | -0.0629 | -0.0639 | -0.0648 | -0.0653 | -0.0655 | -0.0654 | -0.0651 | -0.0646 | -0.0641 | -0.0632 | -0.0623 | -0.0614 | -0.0603 | -0.0591 | -0.0578 | -0.0565 | -0.0551 | -0.0538 | -0.0523 | -0.0509 | -0.0495 | -0.048 | -0.0466
Northwest | Multi Family | Minimum | April | Clothes Washer | LDCEU/TDEF | Electric Load with Losses, Incl. Cogeneration | MW | 0 | 0 | 0 | 0 | 0 | 0 | 0 | 0 | 0 | 0 | 0 | 0 | 0 | 0 | 0 | 0 | 0 | 0 | 0 | 0 | 0 | 0 | 0 | 0 | 0 | 0 | 0 | 0 | 0 | 0 | 0 | 0 | 0 | 0 | 0 | 0 | 0 | 0 | 0 | 0 | 0 | 0 | 0 | 0 | 0 | 0 | 0 | 0 | 0 | 0 | 0 | 0 | 0 | 0 | 0 | 0 | 0 | 0
Northwest | Multi Family | Minimum | April | Clothes Dryer | LDCEU/TDEF | Electric Load with Losses, Incl. Cogeneration | MW | 0 | 0 | 0 | 0 | 0 | 0 | 0 | 0 | 0 | 0 | 0 | 0 | 0 | 0 | 0 | 0 | 0 | 0 | 0 | 0 | 0 | 0 | 0 | 0 | 0.0007 | 0.0015 | 0.0022 | 0.003 | 0.0038 | 0.0045 | 0.0053 | 0.006 | 0.0068 | 0.0075 | 0.0083 | 0.0089 | 0.0096 | 0.0103 | 0.011 | 0.0116 | 0.0122 | 0.0128 | 0.0134 | 0.014 | 0.0146 | 0.0152 | 0.0158 | 0.0164 | 0.0169 | 0.0175 | 0.018 | 0.0186 | 0.0191 | 0.0197 | 0.0201 | 0.0207 | 0.0212 | 0.0217
Northwest | Multi Family | Minimum | April | Dishwasher | LDCEU/TDEF | Electric Load with Losses, Incl. Cogeneration | MW | 0 | 0 | 0 | 0 | 0 | 0 | 0 | 0 | 0 | 0 | 0 | 0 | 0 | 0 | 0 | 0 | 0 | 0 | 0 | 0 | 0 | 0 | 0 | 0 | 0 | 0 | 0 | 0 | 0 | 0 | 0 | 0 | 0 | 0 | 0 | 0 | 0 | 0 | 0 | 0 | 0 | 0 | 0 | 0 | 0 | 0 | 0 | 0 | 0 | 0 | 0 | 0 | 0 | 0 | 0 | 0 | 0 | 0
Northwest | Multi Family | Minimum | April | Cooking | LDCEU/TDEF | Electric Load with Losses, Incl. Cogeneration | MW | 0 | 0 | 0 | 0 | 0 | 0 | 0 | 0 | 0 | 0 | 0 | 0 | 0 | 0 | 0 | 0 | 0 | 0 | 0 | 0 | 0 | 0 | 0 | 0 | 0 | 0 | -0.0996 | -0.1911 | -0.2733 | -0.3477 | -0.414 | -0.473 | -0.526 | -0.573 | -0.6148 | -0.6498 | -0.6791 | -0.7036 | -0.7238 | -0.7395 | -0.7506 | -0.7583 | -0.7622 | -0.7629 | -0.7603 | -0.7547 | -0.7463 | -0.7351 | -0.7213 | -0.705 | -0.6864 | -0.6659 | -0.6434 | -0.619 | -0.5929 | -0.5653 | -0.5362 | -0.506
Northwest | Multi Family | Minimum | April | Air Conditioning | LDCEU/TDEF | Electric Load with Losses, Incl. Cogeneration | MW | 0 | 0 | 0 | 0 | 0 | 0 | 0 | 0 | 0 | 0 | 0 | 0 | 0 | 0 | 0 | 0 | 0 | 0 | 0 | 0 | 0 | 0 | 0 | 0 | 0 | 0 | 0 | 0 | 0 | 0 | 0 | 0 | 0 | 0 | 0 | 0 | 0 | 0 | 0 | 0 | 0 | 0 | 0 | 0 | 0 | 0 | 0 | 0 | 0 | 0 | 0 | 0 | 0 | 0 | 0 | 0 | 0 | 0
Northwest | Multi Family | Minimum | April | Entertainment Center | LDCEU/TDEF | Electric Load with Losses, Incl. Cogeneration | MW | 0 | 0 | 0 | 0 | 0 | 0 | 0 | 0 | 0 | 0 | 0 | 0 | 0 | 0 | 0 | 0 | 0 | 0 | 0 | 0 | 0 | 0 | 0 | 0 | -0.6902 | -1.9493 | -3.6134 | -5.6103 | -7.8422 | -10.254 | -12.7784 | -15.3824 | -18.0493 | -20.7417 | -23.4624 | -26.1298 | -28.7407 | -31.3236 | -33.8717 | -36.3578 | -38.7599 | -41.1165 | -43.416 | -45.6475 | -47.8211 | -49.9252 | -51.9635 | -53.9329 | -55.8283 | -57.641 | -59.3948 | -61.0865 | -62.7239 | -64.3078 | -65.8409 | -67.3165 | -68.7361 | -70.1013
Northwest | Multi Family | Minimum | April | Other Non-Substitutables | LDCEU/TDEF | Electric Load with Losses, Incl. Cogeneration | MW | 0 | 0 | 0 | 0 | 0 | 0 | 0 | 0 | 0 | 0 | 0 | 0 | 0 | 0 | 0 | 0 | 0 | 0 | 0 | 0 | 0 | 0 | 0 | 0 | -7.0255 | -13.566 | -19.2838 | -24.4464 | -29.0401 | -33.1762 | -36.8468 | -40.14 | -43.1338 | -45.8333 | -48.3166 | -50.4888 | -52.4062 | -54.1472 | -55.7366 | -57.1581 | -58.4092 | -59.5549 | -60.5976 | -61.5375 | -62.3957 | -63.1698 | -63.8697 | -64.4989 | -65.058 | -65.5433 | -65.9829 | -66.3774 | -66.7371 | -67.0647 | -67.3644 | -67.6314 | -67.8683 | -68.0774
Northwest | Multi Family | Minimum | April | Water Heating Over 55 | LDCEU/TDEF | Electric Load with Losses, Incl. Cogeneration | MW | 0 | 0 | 0 | 0 | 0 | 0 | 0 | 0 | 0 | 0 | 0 | 0 | 0 | 0 | 0 | 0 | 0 | 0 | 0 | 0 | 0 | 0 | 0 | 0 | 0 | 0 | 0 | 0 | 0 | 0 | 0 | 0 | 0 | 0 | 0 | 0 | 0 | 0 | 0 | 0 | 0 | 0 | 0 | 0 | 0 | 0 | 0 | 0 | 0 | 0 | 0 | 0 | 0 | 0 | 0 | 0 | 0 | 0
Northwest | Multi Family | Minimum | May | Space Heating | LDCEU/TDEF | Electric Load with Losses, Incl. Cogeneration | MW | -0.401 | -1.3901 | -2.9394 | -8.1887 | -5.796 | -11.0563 | -17.4318 | -15.3715 | -14.8115 | -21.2291 | -18.9556 | -17.783 | -16.6162 | -18.2638 | -19.7635 | -21.4306 | -22.2583 | -28.6167 | -32.6805 | -26.6742 | -26.1236 | -24.1078 | -24.5958 | -26.9819 | -32.8879 | -34.1046 | -35.9834 | -37.7744 | -39.4356 | -41.0608 | -42.5266 | -43.9074 | -45.2476 | -46.5273 | -47.7962 | -48.9566 | -50.0205 | -51.0255 | -52.0253 | -52.9383 | -53.7581 | -54.5596 | -55.3101 | -56.0034 | -56.6819 | -57.3029 | -57.8682 | -58.4065 | -58.8885 | -59.3079 | -59.7202 | -60.0948 | -60.4374 | -60.7776 | -61.0826 | -61.3475 | -61.6039 | -61.8279
Northwest | Multi Family | Minimum | May | Water Heating Under 55 | LDCEU/TDEF | Electric Load with Losses, Incl. Cogeneration | MW | 0 | 0 | 0 | 0 | 0 | 0 | 0 | 0 | 0 | 0 | 0 | 0 | 0 | 0 | 0 | 0 | 0 | 0 | 0 | 0 | 0 | 0 | 0 | 0 | 0.0009 | 0.0017 | 0.003 | 0.0039 | 0.0048 | 0.0058 | 0.0066 | 0.0071 | 0.0074 | 0.0077 | 0.0078 | 0.0081 | 0.0082 | 0.0083 | 0.0084 | 0.0084 | 0.0084 | 0.0084 | 0.0082 | 0.0082 | 0.008 | 0.0079 | 0.0078 | 0.0076 | 0.0075 | 0.0074 | 0.0072 | 0.0071 | 0.0069 | 0.0067 | 0.0066 | 0.0064 | 0.0062 | 0.0061
Northwest | Multi Family | Minimum | May | Lighting | LDCEU/TDEF | Electric Load with Losses, Incl. Cogeneration | MW | 0 | 0 | 0 | 0 | 0 | 0 | 0 | 0 | 0 | 0 | 0 | 0 | 0 | 0 | 0 | 0 | 0 | 0 | 0 | 0 | 0 | 0 | 0 | 0 | -0.095 | -0.1515 | -0.2006 | -0.2464 | -0.2218 | -0.1998 | -0.18 | -0.1622 | -0.1461 | -0.1317 | -0.1186 | -0.1068 | -0.0962 | -0.0866 | -0.078 | -0.0702 | -0.0633 | -0.0569 | -0.0513 | -0.046 | -0.0414 | -0.0373 | -0.0336 | -0.0302 | -0.0271 | -0.0244 | -0.0219 | -0.0197 | -0.0177 | -0.0158 | -0.0143 | -0.0128 | -0.0115 | -0.0103
Northwest | Multi Family | Minimum | May | Refrigeration | LDCEU/TDEF | Electric Load with Losses, Incl. Cogeneration | MW | 0 | 0 | 0 | 0 | 0 | 0 | 0 | 0 | 0 | 0 | 0 | 0 | 0 | 0 | 0 | 0 | 0 | 0 | 0 | 0 | 0 | 0 | 0 | 0 | 0 | 0 | 0 | 0 | 0 | 0 | 0 | 0 | 0 | 0 | 0 | 0 | 0 | 0 | 0 | 0 | 0 | 0 | 0 | 0 | 0 | 0 | 0 | 0 | 0 | 0 | 0 | 0 | 0 | 0 | 0 | 0 | 0 | 0
Northwest | Multi Family | Minimum | May | Freezer | LDCEU/TDEF | Electric Load with Losses, Incl. Cogeneration | MW | 0 | 0 | 0 | 0 | 0 | 0 | 0 | 0 | 0 | 0 | 0 | 0 | 0 | 0 | 0 | 0 | 0 | 0 | 0 | 0 | 0 | 0 | 0 | 0 | -0.0116 | -0.0223 | -0.0313 | -0.0394 | -0.0461 | -0.052 | -0.0569 | -0.0611 | -0.0646 | -0.0675 | -0.0699 | -0.0717 | -0.0729 | -0.0738 | -0.0744 | -0.0747 | -0.0745 | -0.0742 | -0.0736 | -0.0729 | -0.072 | -0.071 | -0.0698 | -0.0686 | -0.0672 | -0.0658 | -0.0642 | -0.0627 | -0.061 | -0.0594 | -0.0578 | -0.0561 | -0.0545 | -0.0529
Northwest | Multi Family | Minimum | May | Clothes Washer | LDCEU/TDEF | Electric Load with Losses, Incl. Cogeneration | MW | 0 | 0 | 0 | 0 | 0 | 0 | 0 | 0 | 0 | 0 | 0 | 0 | 0 | 0 | 0 | 0 | 0 | 0 | 0 | 0 | 0 | 0 | 0 | 0 | 0 | 0 | 0 | 0 | 0 | 0 | 0 | 0 | 0 | 0 | 0 | 0 | 0 | 0 | 0 | 0 | 0 | 0 | 0 | 0 | 0 | 0 | 0 | 0 | 0 | 0 | 0 | 0 | 0 | 0 | 0 | 0 | 0 | 0
Northwest | Multi Family | Minimum | May | Clothes Dryer | LDCEU/TDEF | Electric Load with Losses, Incl. Cogeneration | MW | 0 | 0 | 0 | 0 | 0 | 0 | 0 | 0 | 0 | 0 | 0 | 0 | 0 | 0 | 0 | 0 | 0 | 0 | 0 | 0 | 0 | 0 | 0 | 0 | 0.001 | 0.0022 | 0.0033 | 0.0045 | 0.0056 | 0.0068 | 0.0079 | 0.009 | 0.0101 | 0.0111 | 0.0123 | 0.0134 | 0.0144 | 0.0154 | 0.0163 | 0.0173 | 0.0183 | 0.0191 | 0.0201 | 0.021 | 0.0219 | 0.0227 | 0.0236 | 0.0244 | 0.0252 | 0.0261 | 0.0268 | 0.0277 | 0.0285 | 0.0292 | 0.03 | 0.0308 | 0.0315 | 0.0322
Northwest | Multi Family | Minimum | May | Dishwasher | LDCEU/TDEF | Electric Load with Losses, Incl. Cogeneration | MW | 0 | 0 | 0 | 0 | 0 | 0 | 0 | 0 | 0 | 0 | 0 | 0 | 0 | 0 | 0 | 0 | 0 | 0 | 0 | 0 | 0 | 0 | 0 | 0 | 0 | 0 | 0 | 0 | 0 | 0 | 0 | 0 | 0 | 0 | 0 | 0 | 0 | 0 | 0 | 0 | 0 | 0 | 0 | 0 | 0 | 0 | 0 | 0 | 0 | 0 | 0 | 0 | 0 | 0 | 0 | 0 | 0 | 0
Northwest | Multi Family | Minimum | May | Cooking | LDCEU/TDEF | Electric Load with Losses, Incl. Cogeneration | MW | 0 | 0 | 0 | 0 | 0 | 0 | 0 | 0 | 0 | 0 | 0 | 0 | 0 | 0 | 0 | 0 | 0 | 0 | 0 | 0 | 0 | 0 | 0 | 0 | 0 | 0 | -0.1093 | -0.2096 | -0.2999 | -0.3814 | -0.4541 | -0.5189 | -0.5769 | -0.6284 | -0.6743 | -0.7128 | -0.7448 | -0.7718 | -0.794 | -0.8112 | -0.8235 | -0.8318 | -0.8362 | -0.8369 | -0.8342 | -0.828 | -0.8188 | -0.8065 | -0.7914 | -0.7736 | -0.7533 | -0.7308 | -0.7062 | -0.6795 | -0.651 | -0.6208 | -0.5889 | -0.5558
Northwest | Multi Family | Minimum | May | Air Conditioning | LDCEU/TDEF | Electric Load with Losses, Incl. Cogeneration | MW | -0.239 | -0.2137 | -0.467 | -0.0479 | -1.4396 | -0.2996 | -0.0935 | -0.2844 | -1.1393 | -0.1361 | -0.3751 | -0.9673 | -1.8056 | -1.7121 | -0.9006 | -0.8928 | -0.8285 | -0.2993 | 0 | -0.7056 | -0.7882 | -2.0671 | -3.4733 | -2.8451 | -2.5074 | -2.7486 | -2.9892 | -3.2409 | -3.497 | -3.7622 | -4.0383 | -4.3203 | -4.612 | -4.9094 | -5.2101 | -5.4742 | -5.7373 | -6.0043 | -6.2768 | -6.5506 | -6.8243 | -7.1053 | -7.3918 | -7.6829 | -7.9807 | -8.2832 | -8.5909 | -8.9043 | -9.2222 | -9.5433 | -9.8713 | -10.2047 | -10.5444 | -10.7359 | -10.919 | -11.1026 | -11.288 | -11.4744
Northwest | Multi Family | Minimum | May | Entertainment Center | LDCEU/TDEF | Electric Load with Losses, Incl. Cogeneration | MW | 0 | 0 | 0 | 0 | 0 | 0 | 0 | 0 | 0 | 0 | 0 | 0 | 0 | 0 | 0 | 0 | 0 | 0 | 0 | 0 | 0 | 0 | 0 | 0 | -0.7956 | -2.2456 | -4.1632 | -6.4635 | -9.0346 | -11.8126 | -14.7195 | -17.7179 | -20.7879 | -23.8881 | -27.0218 | -30.0927 | -33.0983 | -36.0714 | -39.0041 | -41.8645 | -44.6274 | -47.337 | -49.9799 | -52.5436 | -55.0398 | -57.4551 | -59.7932 | -62.0504 | -64.2212 | -66.2958 | -68.3017 | -70.2353 | -72.106 | -73.9145 | -75.6639 | -77.3463 | -78.9637 | -80.5175
Northwest | Multi Family | Minimum | May | Other Non-Substitutables | LDCEU/TDEF | Electric Load with Losses, Incl. Cogeneration | MW | 0 | 0 | 0 | 0 | 0 | 0 | 0 | 0 | 0 | 0 | 0 | 0 | 0 | 0 | 0 | 0 | 0 | 0 | 0 | 0 | 0 | 0 | 0 | 0 | -7.5439 | -14.5557 | -20.6937 | -26.2318 | -31.1602 | -35.597 | -39.5323 | -43.0629 | -46.2702 | -49.1647 | -51.8293 | -54.1574 | -56.2122 | -58.0775 | -59.7799 | -61.3009 | -62.6384 | -63.8618 | -64.9738 | -65.9748 | -66.8877 | -67.7093 | -68.4503 | -69.1141 | -69.7017 | -70.2095 | -70.6678 | -71.0777 | -71.4498 | -71.7874 | -72.0949 | -72.3671 | -72.6067 | -72.816
Northwest | Multi Family | Minimum | May | Water Heating Over 55 | LDCEU/TDEF | Electric Load with Losses, Incl. Cogeneration | MW | 0 | 0 | 0 | 0 | 0 | 0 | 0 | 0 | 0 | 0 | 0 | 0 | 0 | 0 | 0 | 0 | 0 | 0 | 0 | 0 | 0 | 0 | 0 | 0 | 0 | 0 | 0 | 0 | 0 | 0 | 0 | 0 | 0 | 0 | 0 | 0 | 0 | 0 | 0 | 0 | 0 | 0 | 0 | 0 | 0 | 0 | 0 | 0 | 0 | 0 | 0 | 0 | 0 | 0 | 0 | 0 | 0 | 0
Northwest | Multi Family | Minimum | June | Space Heating | LDCEU/TDEF | Electric Load with Losses, Incl. Cogeneration | MW | -0.6659 | -1.8917 | -3.3097 | -6.8694 | -8.7998 | -9.6533 | -16.3843 | -12.0162 | -21.1932 | -13.9735 | -11.1227 | -14.1121 | -23.5153 | -14.3388 | -20.784 | -30.648 | -15.6667 | -29.1608 | -32.7603 | -33.8988 | -25.226 | -31.1172 | -11.5179 | -28.715 | -32.2728 | -33.4564 | -35.3042 | -37.0649 | -38.6984 | -40.2978 | -41.7398 | -43.0994 | -44.4196 | -45.6814 | -46.9336 | -48.0799 | -49.1321 | -50.1267 | -51.117 | -52.022 | -52.8357 | -53.6317 | -54.3777 | -55.0676 | -55.7434 | -56.3627 | -56.9272 | -57.4655 | -57.9481 | -58.3693 | -58.7839 | -59.1615 | -59.5074 | -59.8515 | -60.1609 | -60.4307 | -60.6924 | -60.9221
Northwest | Multi Family | Minimum | June | Water Heating Under 55 | LDCEU/TDEF | Electric Load with Losses, Incl. Cogeneration | MW | 0 | 0 | 0 | 0 | 0 | 0 | 0 | 0 | 0 | 0 | 0 | 0 | 0 | 0 | 0 | 0 | 0 | 0 | 0 | 0 | 0 | 0 | 0 | 0 | 0.0005 | 0.001 | 0.0017 | 0.0022 | 0.0027 | 0.0033 | 0.0038 | 0.004 | 0.0042 | 0.0043 | 0.0045 | 0.0046 | 0.0047 | 0.0047 | 0.0049 | 0.0048 | 0.0048 | 0.0047 | 0.0047 | 0.0046 | 0.0046 | 0.0045 | 0.0045 | 0.0044 | 0.0043 | 0.0042 | 0.0041 | 0.004 | 0.0039 | 0.0038 | 0.0037 | 0.0036 | 0.0036 | 0.0035
Northwest | Multi Family | Minimum | June | Lighting | LDCEU/TDEF | Electric Load with Losses, Incl. Cogeneration | MW | 0 | 0 | 0 | 0 | 0 | 0 | 0 | 0 | 0 | 0 | 0 | 0 | 0 | 0 | 0 | 0 | 0 | 0 | 0 | 0 | 0 | 0 | 0 | 0 | -0.0926 | -0.1478 | -0.1955 | -0.2402 | -0.2163 | -0.1949 | -0.1755 | -0.1581 | -0.1424 | -0.1283 | -0.1156 | -0.1041 | -0.0938 | -0.0845 | -0.0761 | -0.0685 | -0.0616 | -0.0555 | -0.05 | -0.0449 | -0.0405 | -0.0364 | -0.0327 | -0.0294 | -0.0264 | -0.0237 | -0.0213 | -0.0192 | -0.0172 | -0.0155 | -0.0139 | -0.0125 | -0.0112 | -0.01
Northwest | Multi Family | Minimum | June | Refrigeration | LDCEU/TDEF | Electric Load with Losses, Incl. Cogeneration | MW | 0 | 0 | 0 | 0 | 0 | 0 | 0 | 0 | 0 | 0 | 0 | 0 | 0 | 0 | 0 | 0 | 0 | 0 | 0 | 0 | 0 | 0 | 0 | 0 | 0 | 0 | 0 | 0 | 0 | 0 | 0 | 0 | 0 | 0 | 0 | 0 | 0 | 0 | 0 | 0 | 0 | 0 | 0 | 0 | 0 | 0 | 0 | 0 | 0 | 0 | 0 | 0 | 0 | 0 | 0 | 0 | 0 | 0
Northwest | Multi Family | Minimum | June | Freezer | LDCEU/TDEF | Electric Load with Losses, Incl. Cogeneration | MW | 0 | 0 | 0 | 0 | 0 | 0 | 0 | 0 | 0 | 0 | 0 | 0 | 0 | 0 | 0 | 0 | 0 | 0 | 0 | 0 | 0 | 0 | 0 | 0 | -0.0112 | -0.0217 | -0.0305 | -0.0383 | -0.045 | -0.0507 | -0.0554 | -0.0595 | -0.0628 | -0.0657 | -0.068 | -0.0697 | -0.0709 | -0.0718 | -0.0723 | -0.0726 | -0.0725 | -0.0721 | -0.0716 | -0.0708 | -0.0701 | -0.069 | -0.0679 | -0.0666 | -0.0653 | -0.0639 | -0.0624 | -0.0608 | -0.0593 | -0.0577 | -0.0561 | -0.0546 | -0.0529 | -0.0513
Northwest | Multi Family | Minimum | June | Clothes Washer | LDCEU/TDEF | Electric Load with Losses, Incl. Cogeneration | MW | 0 | 0 | 0 | 0 | 0 | 0 | 0 | 0 | 0 | 0 | 0 | 0 | 0 | 0 | 0 | 0 | 0 | 0 | 0 | 0 | 0 | 0 | 0 | 0 | 0 | 0 | 0 | 0 | 0 | 0 | 0 | 0 | 0 | 0 | 0 | 0 | 0 | 0 | 0 | 0 | 0 | 0 | 0 | 0 | 0 | 0 | 0 | 0 | 0 | 0 | 0 | 0 | 0 | 0 | 0 | 0 | 0 | 0
Northwest | Multi Family | Minimum | June | Clothes Dryer | LDCEU/TDEF | Electric Load with Losses, Incl. Cogeneration | MW | 0 | 0 | 0 | 0 | 0 | 0 | 0 | 0 | 0 | 0 | 0 | 0 | 0 | 0 | 0 | 0 | 0 | 0 | 0 | 0 | 0 | 0 | 0 | 0 | 0.0002 | 0.0005 | 0.0007 | 0.001 | 0.0012 | 0.0015 | 0.0017 | 0.002 | 0.0023 | 0.0025 | 0.0028 | 0.003 | 0.0032 | 0.0034 | 0.0036 | 0.0039 | 0.0041 | 0.0043 | 0.0045 | 0.0047 | 0.0049 | 0.0051 | 0.0052 | 0.0054 | 0.0057 | 0.0059 | 0.006 | 0.0062 | 0.0064 | 0.0066 | 0.0067 | 0.0068 | 0.0071 | 0.0072
Northwest | Multi Family | Minimum | June | Dishwasher | LDCEU/TDEF | Electric Load with Losses, Incl. Cogeneration | MW | 0 | 0 | 0 | 0 | 0 | 0 | 0 | 0 | 0 | 0 | 0 | 0 | 0 | 0 | 0 | 0 | 0 | 0 | 0 | 0 | 0 | 0 | 0 | 0 | 0 | 0 | 0 | 0 | 0 | 0 | 0 | 0 | 0 | 0 | 0 | 0 | 0 | 0 | 0 | 0 | 0 | 0 | 0 | 0 | 0 | 0 | 0 | 0 | 0 | 0 | 0 | 0 | 0 | 0 | 0 | 0 | 0 | 0
Northwest | Multi Family | Minimum | June | Cooking | LDCEU/TDEF | Electric Load with Losses, Incl. Cogeneration | MW | 0 | 0 | 0 | 0 | 0 | 0 | 0 | 0 | 0 | 0 | 0 | 0 | 0 | 0 | 0 | 0 | 0 | 0 | 0 | 0 | 0 | 0 | 0 | 0 | 0 | 0 | -0.0882 | -0.1691 | -0.2419 | -0.3078 | -0.3663 | -0.4185 | -0.4654 | -0.5069 | -0.544 | -0.5751 | -0.6009 | -0.6227 | -0.6405 | -0.6544 | -0.6643 | -0.6711 | -0.6747 | -0.6752 | -0.673 | -0.668 | -0.6606 | -0.6508 | -0.6386 | -0.6242 | -0.6079 | -0.5897 | -0.5699 | -0.5485 | -0.5255 | -0.5012 | -0.4755 | -0.4488
Northwest | Multi Family | Minimum | June | Air Conditioning | LDCEU/TDEF | Electric Load with Losses, Incl. Cogeneration | MW | 0 | 0 | 0 | 0 | 0 | 0 | 0 | 0 | 0 | 0 | 0 | 0 | 0 | 0 | 0 | 0 | 0 | 0 | 0 | 0 | 0 | 0 | 0 | 0 | 0 | 0 | 0 | 0 | 0 | 0 | 0 | 0 | 0 | 0 | 0 | 0 | 0 | 0 | 0 | 0 | 0 | 0 | 0 | 0 | 0 | 0 | 0 | 0 | 0 | 0 | 0 | 0 | 0 | 0 | 0 | 0 | 0 | 0
Northwest | Multi Family | Minimum | June | Entertainment Center | LDCEU/TDEF | Electric Load with Losses, Incl. Cogeneration | MW | 0 | 0 | 0 | 0 | 0 | 0 | 0 | 0 | 0 | 0 | 0 | 0 | 0 | 0 | 0 | 0 | 0 | 0 | 0 | 0 | 0 | 0 | 0 | 0 | -0.4982 | -1.4058 | -2.6064 | -4.0465 | -5.6562 | -7.3953 | -9.2151 | -11.0922 | -13.0136 | -14.9542 | -16.9161 | -18.838 | -20.7189 | -22.5794 | -24.4143 | -26.2037 | -27.9316 | -29.626 | -31.2784 | -32.8809 | -34.4409 | -35.9498 | -37.41 | -38.8191 | -40.1738 | -41.468 | -42.719 | -43.9245 | -45.0904 | -46.2173 | -47.307 | -48.3545 | -49.3612 | -50.3278
Northwest | Multi Family | Minimum | June | Other Non-Substitutables | LDCEU/TDEF | Electric Load with Losses, Incl. Cogeneration | MW | 0 | 0 | 0 | 0 | 0 | 0 | 0 | 0 | 0 | 0 | 0 | 0 | 0 | 0 | 0 | 0 | 0 | 0 | 0 | 0 | 0 | 0 | 0 | 0 | -6.7005 | -12.9254 | -18.3771 | -23.2953 | -27.6727 | -31.6127 | -35.1074 | -38.2423 | -41.0893 | -43.6592 | -46.0256 | -48.0921 | -49.9153 | -51.5702 | -53.0802 | -54.4288 | -55.6137 | -56.6971 | -57.6812 | -58.5663 | -59.373 | -60.0981 | -60.7514 | -61.3356 | -61.8517 | -62.2966 | -62.6976 | -63.0553 | -63.3796 | -63.6732 | -63.94 | -64.1753 | -64.3816 | -64.5611
Northwest | Multi Family | Minimum | June | Water Heating Over 55 | LDCEU/TDEF | Electric Load with Losses, Incl. Cogeneration | MW | 0 | 0 | 0 | 0 | 0 | 0 | 0 | 0 | 0 | 0 | 0 | 0 | 0 | 0 | 0 | 0 | 0 | 0 | 0 | 0 | 0 | 0 | 0 | 0 | 0 | 0 | 0 | 0 | 0 | 0 | 0 | 0 | 0 | 0 | 0 | 0 | 0 | 0 | 0 | 0 | 0 | 0 | 0 | 0 | 0 | 0 | 0 | 0 | 0 | 0 | 0 | 0 | 0 | 0 | 0 | 0 | 0 | 0
Northwest | Multi Family | Minimum | July | Space Heating | LDCEU/TDEF | Electric Load with Losses, Incl. Cogeneration | MW | -0.1034 | -0.071 | -0.1738 | -0.247 | -0.6446 | -0.3063 | -1.4439 | -1.2478 | -1.6714 | -1.0588 | -0.6493 | -0.8568 | -1.3533 | -1.0018 | -0.8204 | -1.8941 | -0.8124 | -1.973 | -2.9326 | -2.1936 | -1.5923 | -1.125 | -0.8695 | -3.0529 | -2.4106 | -2.497 | -2.6384 | -2.7727 | -2.8973 | -3.02 | -3.1303 | -3.2348 | -3.3366 | -3.4341 | -3.5312 | -3.6207 | -3.7034 | -3.7818 | -3.8601 | -3.9319 | -3.9971 | -4.061 | -4.121 | -4.1769 | -4.2318 | -4.2826 | -4.3291 | -4.3737 | -4.4141 | -4.4498 | -4.485 | -4.5174 | -4.5475 | -4.5775 | -4.6047 | -4.6289 | -4.6525 | -4.6738
Northwest | Multi Family | Minimum | July | Water Heating Under 55 | LDCEU/TDEF | Electric Load with Losses, Incl. Cogeneration | MW | 0 | 0 | 0 | 0 | 0 | 0 | 0 | 0 | 0 | 0 | 0 | 0 | 0 | 0 | 0 | 0 | 0 | 0 | 0 | 0 | 0 | 0 | 0 | 0 | 0.0004 | 0.0008 | 0.0014 | 0.0018 | 0.0022 | 0.0027 | 0.0031 | 0.0032 | 0.0034 | 0.0036 | 0.0036 | 0.0038 | 0.0038 | 0.0038 | 0.0039 | 0.0039 | 0.0039 | 0.0038 | 0.0038 | 0.0038 | 0.0037 | 0.0036 | 0.0036 | 0.0036 | 0.0035 | 0.0034 | 0.0033 | 0.0032 | 0.0032 | 0.0031 | 0.003 | 0.003 | 0.0029 | 0.0028
Northwest | Multi Family | Minimum | July | Lighting | LDCEU/TDEF | Electric Load with Losses, Incl. Cogeneration | MW | 0 | 0 | 0 | 0 | 0 | 0 | 0 | 0 | 0 | 0 | 0 | 0 | 0 | 0 | 0 | 0 | 0 | 0 | 0 | 0 | 0 | 0 | 0 | 0 | -0.0901 | -0.1438 | -0.1904 | -0.2338 | -0.2106 | -0.1897 | -0.1708 | -0.1539 | -0.1387 | -0.1249 | -0.1125 | -0.1014 | -0.0913 | -0.0822 | -0.0741 | -0.0666 | -0.06 | -0.0541 | -0.0486 | -0.0437 | -0.0394 | -0.0354 | -0.0318 | -0.0286 | -0.0258 | -0.0231 | -0.0208 | -0.0186 | -0.0168 | -0.015 | -0.0135 | -0.0122 | -0.0109 | -0.0098
Northwest | Multi Family | Minimum | July | Refrigeration | LDCEU/TDEF | Electric Load with Losses, Incl. Cogeneration | MW | 0 | 0 | 0 | 0 | 0 | 0 | 0 | 0 | 0 | 0 | 0 | 0 | 0 | 0 | 0 | 0 | 0 | 0 | 0 | 0 | 0 | 0 | 0 | 0 | 0 | 0 | 0 | 0 | 0 | 0 | 0 | 0 | 0 | 0 | 0 | 0 | 0 | 0 | 0 | 0 | 0 | 0 | 0 | 0 | 0 | 0 | 0 | 0 | 0 | 0 | 0 | 0 | 0 | 0 | 0 | 0 | 0 | 0
Northwest | Multi Family | Minimum | July | Freezer | LDCEU/TDEF | Electric Load with Losses, Incl. Cogeneration | MW | 0 | 0 | 0 | 0 | 0 | 0 | 0 | 0 | 0 | 0 | 0 | 0 | 0 | 0 | 0 | 0 | 0 | 0 | 0 | 0 | 0 | 0 | 0 | 0 | -0.016 | -0.0307 | -0.0432 | -0.0542 | -0.0636 | -0.0717 | -0.0785 | -0.0842 | -0.0891 | -0.093 | -0.0963 | -0.0988 | -0.1005 | -0.1018 | -0.1025 | -0.1028 | -0.1026 | -0.1022 | -0.1014 | -0.1004 | -0.0992 | -0.0978 | -0.0962 | -0.0944 | -0.0925 | -0.0904 | -0.0884 | -0.0862 | -0.084 | -0.0818 | -0.0795 | -0.0773 | -0.0749 | -0.0727
Northwest | Multi Family | Minimum | July | Clothes Washer | LDCEU/TDEF | Electric Load with Losses, Incl. Cogeneration | MW | 0 | 0 | 0 | 0 | 0 | 0 | 0 | 0 | 0 | 0 | 0 | 0 | 0 | 0 | 0 | 0 | 0 | 0 | 0 | 0 | 0 | 0 | 0 | 0 | 0 | 0 | 0 | 0 | 0 | 0 | 0 | 0 | 0 | 0 | 0 | 0 | 0 | 0 | 0 | 0 | 0 | 0 | 0 | 0 | 0 | 0 | 0 | 0 | 0 | 0 | 0 | 0 | 0 | 0 | 0 | 0 | 0 | 0
Northwest | Multi Family | Minimum | July | Clothes Dryer | LDCEU/TDEF | Electric Load with Losses, Incl. Cogeneration | MW | 0 | 0 | 0 | 0 | 0 | 0 | 0 | 0 | 0 | 0 | 0 | 0 | 0 | 0 | 0 | 0 | 0 | 0 | 0 | 0 | 0 | 0 | 0 | 0 | 0.0003 | 0.0007 | 0.0011 | 0.0015 | 0.0019 | 0.0023 | 0.0026 | 0.003 | 0.0034 | 0.0037 | 0.0042 | 0.0045 | 0.0048 | 0.0051 | 0.0055 | 0.0059 | 0.0062 | 0.0065 | 0.0068 | 0.0071 | 0.0074 | 0.0077 | 0.008 | 0.0083 | 0.0085 | 0.0088 | 0.009 | 0.0093 | 0.0096 | 0.0098 | 0.0101 | 0.0103 | 0.0107 | 0.0109
Northwest | Multi Family | Minimum | July | Dishwasher | LDCEU/TDEF | Electric Load with Losses, Incl. Cogeneration | MW | 0 | 0 | 0 | 0 | 0 | 0 | 0 | 0 | 0 | 0 | 0 | 0 | 0 | 0 | 0 | 0 | 0 | 0 | 0 | 0 | 0 | 0 | 0 | 0 | 0 | 0 | 0 | 0 | 0 | 0 | 0 | 0 | 0 | 0 | 0 | 0 | 0 | 0 | 0 | 0 | 0 | 0 | 0 | 0 | 0 | 0 | 0 | 0 | 0 | 0 | 0 | 0 | 0 | 0 | 0 | 0 | 0 | 0
Northwest | Multi Family | Minimum | July | Cooking | LDCEU/TDEF | Electric Load with Losses, Incl. Cogeneration | MW | 0 | 0 | 0 | 0 | 0 | 0 | 0 | 0 | 0 | 0 | 0 | 0 | 0 | 0 | 0 | 0 | 0 | 0 | 0 | 0 | 0 | 0 | 0 | 0 | 0 | 0 | -0.1235 | -0.2369 | -0.3388 | -0.431 | -0.513 | -0.5862 | -0.6519 | -0.71 | -0.7619 | -0.8054 | -0.8416 | -0.8721 | -0.8972 | -0.9166 | -0.9305 | -0.94 | -0.9449 | -0.9457 | -0.9426 | -0.9357 | -0.9253 | -0.9114 | -0.8944 | -0.8743 | -0.8514 | -0.8259 | -0.7982 | -0.7681 | -0.736 | -0.7019 | -0.666 | -0.6285
Northwest | Multi Family | Minimum | July | Air Conditioning | LDCEU/TDEF | Electric Load with Losses, Incl. Cogeneration | MW | -0.0139 | -0.1425 | -0.2072 | -0.38 | -0.2876 | -0.6881 | -0.3108 | -0.4477 | -0.4399 | -0.8369 | -1.129 | -1.098 | -0.9241 | -1.3075 | -1.5684 | -0.9914 | -1.8543 | -1.0713 | -0.6657 | -1.1266 | -1.7813 | -2.4007 | -2.8122 | -1.3266 | -1.8668 | -2.0377 | -2.2096 | -2.3894 | -2.5729 | -2.7627 | -2.9612 | -3.1637 | -3.3728 | -3.5866 | -3.8054 | -4.0102 | -4.2152 | -4.4244 | -4.6388 | -4.8543 | -5.0698 | -5.2919 | -5.5191 | -5.7507 | -5.9884 | -6.2304 | -6.4772 | -6.7294 | -6.9856 | -7.2451 | -7.5107 | -7.7814 | -8.0578 | -8.2144 | -8.3649 | -8.5163 | -8.6696 | -8.824
Northwest | Multi Family | Minimum | July | Entertainment Center | LDCEU/TDEF | Electric Load with Losses, Incl. Cogeneration | MW | 0 | 0 | 0 | 0 | 0 | 0 | 0 | 0 | 0 | 0 | 0 | 0 | 0 | 0 | 0 | 0 | 0 | 0 | 0 | 0 | 0 | 0 | 0 | 0 | -1.0385 | -2.9306 | -5.4334 | -8.4354 | -11.791 | -15.4161 | -19.2094 | -23.1219 | -27.1272 | -31.1724 | -35.2619 | -39.2685 | -43.1895 | -47.0682 | -50.8936 | -54.6243 | -58.227 | -61.7597 | -65.205 | -68.5463 | -71.799 | -74.9455 | -77.9906 | -80.9292 | -83.7543 | -86.4532 | -89.0621 | -91.5764 | -94.0081 | -96.3583 | -98.6312 | -100.8163 | -102.916 | -104.9324
Northwest | Multi Family | Minimum | July | Other Non-Substitutables | LDCEU/TDEF | Electric Load with Losses, Incl. Cogeneration | MW | 0 | 0 | 0 | 0 | 0 | 0 | 0 | 0 | 0 | 0 | 0 | 0 | 0 | 0 | 0 | 0 | 0 | 0 | 0 | 0 | 0 | 0 | 0 | 0 | -7.1653 | -13.8214 | -19.651 | -24.9095 | -29.5897 | -33.8023 | -37.5385 | -40.8902 | -43.9342 | -46.682 | -49.2122 | -51.4219 | -53.3719 | -55.1418 | -56.7566 | -58.1991 | -59.4667 | -60.6256 | -61.6785 | -62.6255 | -63.4887 | -64.2648 | -64.9639 | -65.5891 | -66.1417 | -66.6182 | -67.0475 | -67.4307 | -67.7781 | -68.0925 | -68.3785 | -68.6307 | -68.8518 | -69.0442
Northwest | Multi Family | Minimum | July | Water Heating Over 55 | LDCEU/TDEF | Electric Load with Losses, Incl. Cogeneration | MW | 0 | 0 | 0 | 0 | 0 | 0 | 0 | 0 | 0 | 0 | 0 | 0 | 0 | 0 | 0 | 0 | 0 | 0 | 0 | 0 | 0 | 0 | 0 | 0 | 0 | 0 | 0 | 0 | 0 | 0 | 0 | 0 | 0 | 0 | 0 | 0 | 0 | 0 | 0 | 0 | 0 | 0 | 0 | 0 | 0 | 0 | 0 | 0 | 0 | 0 | 0 | 0 | 0 | 0 | 0 | 0 | 0 | 0
Northwest | Multi Family | Minimum | August | Space Heating | LDCEU/TDEF | Electric Load with Losses, Incl. Cogeneration | MW | -0.2777 | -0.5296 | -2.3564 | -1.9173 | -1.5358 | -2.5791 | -4.2481 | -7.2606 | -5.6808 | -7.3483 | -4.9625 | -5.0055 | -6.0949 | -8.3267 | -9.3522 | -8.7197 | -9.1513 | -10.5082 | -9.6562 | -6.1742 | -7.8992 | -5.9888 | -7.6553 | -9.0368 | -11.6725 | -12.0903 | -12.7802 | -13.4349 | -14.0422 | -14.6407 | -15.1786 | -15.6883 | -16.1849 | -16.6617 | -17.1365 | -17.574 | -17.9796 | -18.3638 | -18.7483 | -19.1012 | -19.4217 | -19.7359 | -20.0318 | -20.3075 | -20.5789 | -20.8296 | -21.0599 | -21.2811 | -21.4816 | -21.6593 | -21.8351 | -21.997 | -22.1472 | -22.2972 | -22.4341 | -22.5559 | -22.6752 | -22.7822
Northwest | Multi Family | Minimum | August | Water Heating Under 55 | LDCEU/TDEF | Electric Load with Losses, Incl. Cogeneration | MW | 0 | 0 | 0 | 0 | 0 | 0 | 0 | 0 | 0 | 0 | 0 | 0 | 0 | 0 | 0 | 0 | 0 | 0 | 0 | 0 | 0 | 0 | 0 | 0 | 0.0006 | 0.001 | 0.0017 | 0.0021 | 0.0026 | 0.0033 | 0.0037 | 0.0039 | 0.0041 | 0.0043 | 0.0043 | 0.0045 | 0.0046 | 0.0046 | 0.0046 | 0.0047 | 0.0046 | 0.0046 | 0.0046 | 0.0045 | 0.0044 | 0.0044 | 0.0043 | 0.0043 | 0.0042 | 0.0041 | 0.004 | 0.0039 | 0.0038 | 0.0037 | 0.0036 | 0.0036 | 0.0035 | 0.0034
Northwest | Multi Family | Minimum | August | Lighting | LDCEU/TDEF | Electric Load with Losses, Incl. Cogeneration | MW | 0 | 0 | 0 | 0 | 0 | 0 | 0 | 0 | 0 | 0 | 0 | 0 | 0 | 0 | 0 | 0 | 0 | 0 | 0 | 0 | 0 | 0 | 0 | 0 | -0.0858 | -0.137 | -0.1813 | -0.2227 | -0.2005 | -0.1807 | -0.1628 | -0.1466 | -0.1321 | -0.119 | -0.1072 | -0.0966 | -0.087 | -0.0783 | -0.0705 | -0.0635 | -0.0572 | -0.0515 | -0.0463 | -0.0416 | -0.0374 | -0.0338 | -0.0304 | -0.0273 | -0.0245 | -0.0221 | -0.0198 | -0.0178 | -0.016 | -0.0143 | -0.0129 | -0.0116 | -0.0103 | -0.0093
Northwest | Multi Family | Minimum | August | Refrigeration | LDCEU/TDEF | Electric Load with Losses, Incl. Cogeneration | MW | 0 | 0 | 0 | 0 | 0 | 0 | 0 | 0 | 0 | 0 | 0 | 0 | 0 | 0 | 0 | 0 | 0 | 0 | 0 | 0 | 0 | 0 | 0 | 0 | 0 | 0 | 0 | 0 | 0 | 0 | 0 | 0 | 0 | 0 | 0 | 0 | 0 | 0 | 0 | 0 | 0 | 0 | 0 | 0 | 0 | 0 | 0 | 0 | 0 | 0 | 0 | 0 | 0 | 0 | 0 | 0 | 0 | 0
Northwest | Multi Family | Minimum | August | Freezer | LDCEU/TDEF | Electric Load with Losses, Incl. Cogeneration | MW | 0 | 0 | 0 | 0 | 0 | 0 | 0 | 0 | 0 | 0 | 0 | 0 | 0 | 0 | 0 | 0 | 0 | 0 | 0 | 0 | 0 | 0 | 0 | 0 | -0.0136 | -0.0264 | -0.0371 | -0.0465 | -0.0546 | -0.0615 | -0.0673 | -0.0722 | -0.0763 | -0.0797 | -0.0826 | -0.0846 | -0.0861 | -0.0872 | -0.0879 | -0.0882 | -0.088 | -0.0876 | -0.0869 | -0.0861 | -0.085 | -0.0838 | -0.0824 | -0.081 | -0.0793 | -0.0775 | -0.0758 | -0.0739 | -0.0721 | -0.0701 | -0.0681 | -0.0662 | -0.0643 | -0.0623
Northwest | Multi Family | Minimum | August | Clothes Washer | LDCEU/TDEF | Electric Load with Losses, Incl. Cogeneration | MW | 0 | 0 | 0 | 0 | 0 | 0 | 0 | 0 | 0 | 0 | 0 | 0 | 0 | 0 | 0 | 0 | 0 | 0 | 0 | 0 | 0 | 0 | 0 | 0 | 0 | 0 | 0 | 0 | 0 | 0 | 0 | 0 | 0 | 0 | 0 | 0 | 0 | 0 | 0 | 0 | 0 | 0 | 0 | 0 | 0 | 0 | 0 | 0 | 0 | 0 | 0 | 0 | 0 | 0 | 0 | 0 | 0 | 0
Northwest | Multi Family | Minimum | August | Clothes Dryer | LDCEU/TDEF | Electric Load with Losses, Incl. Cogeneration | MW | 0 | 0 | 0 | 0 | 0 | 0 | 0 | 0 | 0 | 0 | 0 | 0 | 0 | 0 | 0 | 0 | 0 | 0 | 0 | 0 | 0 | 0 | 0 | 0 | 0.0004 | 0.001 | 0.0016 | 0.0021 | 0.0027 | 0.0032 | 0.0037 | 0.0043 | 0.0048 | 0.0053 | 0.0058 | 0.0064 | 0.0068 | 0.0073 | 0.0077 | 0.0083 | 0.0086 | 0.0091 | 0.0095 | 0.01 | 0.0104 | 0.0108 | 0.0112 | 0.0117 | 0.012 | 0.0124 | 0.0128 | 0.0131 | 0.0135 | 0.0139 | 0.0143 | 0.0147 | 0.015 | 0.0153
Northwest | Multi Family | Minimum | August | Dishwasher | LDCEU/TDEF | Electric Load with Losses, Incl. Cogeneration | MW | 0 | 0 | 0 | 0 | 0 | 0 | 0 | 0 | 0 | 0 | 0 | 0 | 0 | 0 | 0 | 0 | 0 | 0 | 0 | 0 | 0 | 0 | 0 | 0 | 0 | 0 | 0 | 0 | 0 | 0 | 0 | 0 | 0 | 0 | 0 | 0 | 0 | 0 | 0 | 0 | 0 | 0 | 0 | 0 | 0 | 0 | 0 | 0 | 0 | 0 | 0 | 0 | 0 | 0 | 0 | 0 | 0 | 0
Northwest | Multi Family | Minimum | August | Cooking | LDCEU/TDEF | Electric Load with Losses, Incl. Cogeneration | MW | 0 | 0 | 0 | 0 | 0 | 0 | 0 | 0 | 0 | 0 | 0 | 0 | 0 | 0 | 0 | 0 | 0 | 0 | 0 | 0 | 0 | 0 | 0 | 0 | 0 | 0 | -0.0954 | -0.1829 | -0.2616 | -0.3327 | -0.396 | -0.4525 | -0.5032 | -0.5481 | -0.5882 | -0.6217 | -0.6496 | -0.6732 | -0.6925 | -0.7076 | -0.7183 | -0.7255 | -0.7294 | -0.7301 | -0.7276 | -0.7223 | -0.7142 | -0.7035 | -0.6903 | -0.6747 | -0.657 | -0.6375 | -0.616 | -0.5927 | -0.5679 | -0.5414 | -0.5136 | -0.4847
Northwest | Multi Family | Minimum | August | Air Conditioning | LDCEU/TDEF | Electric Load with Losses, Incl. Cogeneration | MW | -0.0154 | -0.0437 | -0.0353 | -0.1163 | -0.1982 | -0.2118 | -0.2212 | -0.175 | -0.2702 | -0.2422 | -0.3694 | -0.4186 | -0.4073 | -0.3496 | -0.3332 | -0.4226 | -0.4663 | -0.4051 | -0.5385 | -0.6902 | -0.6957 | -0.9034 | -0.8642 | -0.8583 | -0.7494 | -0.8172 | -0.8854 | -0.9568 | -1.0298 | -1.1052 | -1.184 | -1.2645 | -1.3475 | -1.4326 | -1.5199 | -1.6024 | -1.6852 | -1.7699 | -1.8566 | -1.944 | -2.0318 | -2.1221 | -2.2146 | -2.3089 | -2.4057 | -2.5044 | -2.6051 | -2.7079 | -2.8125 | -2.9185 | -3.0269 | -3.1374 | -3.2504 | -3.3164 | -3.3802 | -3.4445 | -3.5097 | -3.5754
Northwest | Multi Family | Minimum | August | Entertainment Center | LDCEU/TDEF | Electric Load with Losses, Incl. Cogeneration | MW | 0 | 0 | 0 | 0 | 0 | 0 | 0 | 0 | 0 | 0 | 0 | 0 | 0 | 0 | 0 | 0 | 0 | 0 | 0 | 0 | 0 | 0 | 0 | 0 | -0.3071 | -0.8665 | -1.6065 | -2.4938 | -3.4855 | -4.5571 | -5.678 | -6.8343 | -8.0181 | -9.2137 | -10.4225 | -11.6069 | -12.7665 | -13.9134 | -15.0448 | -16.1482 | -17.2143 | -18.2595 | -19.279 | -20.2679 | -21.2307 | -22.1623 | -23.064 | -23.9343 | -24.7711 | -25.5708 | -26.3438 | -27.0889 | -27.8097 | -28.5064 | -29.1802 | -29.8281 | -30.4508 | -31.0489
Northwest | Multi Family | Minimum | August | Other Non-Substitutables | LDCEU/TDEF | Electric Load with Losses, Incl. Cogeneration | MW | 0 | 0 | 0 | 0 | 0 | 0 | 0 | 0 | 0 | 0 | 0 | 0 | 0 | 0 | 0 | 0 | 0 | 0 | 0 | 0 | 0 | 0 | 0 | 0 | -7.1236 | -13.738 | -19.5321 | -24.7564 | -29.4052 | -33.5906 | -37.3009 | -40.6302 | -43.6539 | -46.3839 | -48.898 | -51.0943 | -53.0338 | -54.7943 | -56.4011 | -57.8364 | -59.0991 | -60.2534 | -61.3023 | -62.2464 | -63.1072 | -63.8817 | -64.5797 | -65.2043 | -65.7567 | -66.2336 | -66.6635 | -67.0475 | -67.396 | -67.7117 | -67.999 | -68.2527 | -68.4754 | -68.6696
Northwest | Multi Family | Minimum | August | Water Heating Over 55 | LDCEU/TDEF | Electric Load with Losses, Incl. Cogeneration | MW | 0 | 0 | 0 | 0 | 0 | 0 | 0 | 0 | 0 | 0 | 0 | 0 | 0 | 0 | 0 | 0 | 0 | 0 | 0 | 0 | 0 | 0 | 0 | 0 | 0 | 0 | 0 | 0 | 0 | 0 | 0 | 0 | 0 | 0 | 0 | 0 | 0 | 0 | 0 | 0 | 0 | 0 | 0 | 0 | 0 | 0 | 0 | 0 | 0 | 0 | 0 | 0 | 0 | 0 | 0 | 0 | 0 | 0
Northwest | Multi Family | Minimum | September | Space Heating | LDCEU/TDEF | Electric Load with Losses, Incl. Cogeneration | MW | -0.2524 | -0.4229 | -0.9266 | -3.5912 | -2.5724 | -2.8089 | -5.739 | -6.5729 | -6.3065 | -7.4679 | -5.3555 | -10.0008 | -10.5216 | -7.4874 | -10.2284 | -9.9632 | -7.415 | -9.4738 | -6.3094 | -8.8314 | -10.4835 | -8.5719 | -15.741 | -16.7646 | -13.4661 | -13.9551 | -14.7498 | -15.5042 | -16.2037 | -16.8925 | -17.5115 | -18.0977 | -18.6685 | -19.2156 | -19.7598 | -20.2609 | -20.7247 | -21.1637 | -21.6026 | -22.0051 | -22.37 | -22.7274 | -23.0638 | -23.3769 | -23.6848 | -23.9689 | -24.2294 | -24.4794 | -24.7055 | -24.9054 | -25.103 | -25.2847 | -25.4527 | -25.6204 | -25.7728 | -25.9081 | -26.0402 | -26.1584
Northwest | Multi Family | Minimum | September | Water Heating Under 55 | LDCEU/TDEF | Electric Load with Losses, Incl. Cogeneration | MW | 0 | 0 | 0 | 0 | 0 | 0 | 0 | 0 | 0 | 0 | 0 | 0 | 0 | 0 | 0 | 0 | 0 | 0 | 0 | 0 | 0 | 0 | 0 | 0 | 0.0005 | 0.001 | 0.0017 | 0.0022 | 0.0027 | 0.0033 | 0.0037 | 0.0039 | 0.0041 | 0.0043 | 0.0043 | 0.0045 | 0.0046 | 0.0046 | 0.0047 | 0.0046 | 0.0046 | 0.0046 | 0.0045 | 0.0045 | 0.0044 | 0.0044 | 0.0043 | 0.0042 | 0.0042 | 0.004 | 0.004 | 0.0039 | 0.0038 | 0.0037 | 0.0036 | 0.0035 | 0.0034 | 0.0033
Northwest | Multi Family | Minimum | September | Lighting | LDCEU/TDEF | Electric Load with Losses, Incl. Cogeneration | MW | 0 | 0 | 0 | 0 | 0 | 0 | 0 | 0 | 0 | 0 | 0 | 0 | 0 | 0 | 0 | 0 | 0 | 0 | 0 | 0 | 0 | 0 | 0 | 0 | -0.0988 | -0.1577 | -0.2088 | -0.2564 | -0.2309 | -0.208 | -0.1874 | -0.1688 | -0.152 | -0.137 | -0.1234 | -0.1112 | -0.1002 | -0.0902 | -0.0812 | -0.0731 | -0.0658 | -0.0593 | -0.0533 | -0.048 | -0.0432 | -0.0388 | -0.0349 | -0.0314 | -0.0282 | -0.0253 | -0.0228 | -0.0204 | -0.0184 | -0.0165 | -0.0148 | -0.0133 | -0.012 | -0.0107
Northwest | Multi Family | Minimum | September | Refrigeration | LDCEU/TDEF | Electric Load with Losses, Incl. Cogeneration | MW | 0 | 0 | 0 | 0 | 0 | 0 | 0 | 0 | 0 | 0 | 0 | 0 | 0 | 0 | 0 | 0 | 0 | 0 | 0 | 0 | 0 | 0 | 0 | 0 | 0 | 0 | 0 | 0 | 0 | 0 | 0 | 0 | 0 | 0 | 0 | 0 | 0 | 0 | 0 | 0 | 0 | 0 | 0 | 0 | 0 | 0 | 0 | 0 | 0 | 0 | 0 | 0 | 0 | 0 | 0 | 0 | 0 | 0
Northwest | Multi Family | Minimum | September | Freezer | LDCEU/TDEF | Electric Load with Losses, Incl. Cogeneration | MW | 0 | 0 | 0 | 0 | 0 | 0 | 0 | 0 | 0 | 0 | 0 | 0 | 0 | 0 | 0 | 0 | 0 | 0 | 0 | 0 | 0 | 0 | 0 | 0 | -0.0125 | -0.0241 | -0.0339 | -0.0424 | -0.0498 | -0.0562 | -0.0615 | -0.066 | -0.0698 | -0.0728 | -0.0754 | -0.0774 | -0.0787 | -0.0797 | -0.0803 | -0.0805 | -0.0804 | -0.0801 | -0.0795 | -0.0787 | -0.0777 | -0.0766 | -0.0754 | -0.074 | -0.0726 | -0.071 | -0.0694 | -0.0677 | -0.066 | -0.0641 | -0.0624 | -0.0606 | -0.0588 | -0.0571
Northwest | Multi Family | Minimum | September | Clothes Washer | LDCEU/TDEF | Electric Load with Losses, Incl. Cogeneration | MW | 0 | 0 | 0 | 0 | 0 | 0 | 0 | 0 | 0 | 0 | 0 | 0 | 0 | 0 | 0 | 0 | 0 | 0 | 0 | 0 | 0 | 0 | 0 | 0 | 0 | 0 | 0 | 0 | 0 | 0 | 0 | 0 | 0 | 0 | 0 | 0 | 0 | 0 | 0 | 0 | 0 | 0 | 0 | 0 | 0 | 0 | 0 | 0 | 0 | 0 | 0 | 0 | 0 | 0 | 0 | 0 | 0 | 0
Northwest | Multi Family | Minimum | September | Clothes Dryer | LDCEU/TDEF | Electric Load with Losses, Incl. Cogeneration | MW | 0 | 0 | 0 | 0 | 0 | 0 | 0 | 0 | 0 | 0 | 0 | 0 | 0 | 0 | 0 | 0 | 0 | 0 | 0 | 0 | 0 | 0 | 0 | 0 | 0.0005 | 0.0009 | 0.0014 | 0.0018 | 0.0024 | 0.0028 | 0.0032 | 0.0037 | 0.0042 | 0.0047 | 0.0051 | 0.0056 | 0.0059 | 0.0064 | 0.0068 | 0.0072 | 0.0076 | 0.0079 | 0.0083 | 0.0087 | 0.0091 | 0.0095 | 0.0098 | 0.0102 | 0.0105 | 0.0108 | 0.0112 | 0.0115 | 0.0119 | 0.0122 | 0.0125 | 0.0128 | 0.0131 | 0.0135
Northwest | Multi Family | Minimum | September | Dishwasher | LDCEU/TDEF | Electric Load with Losses, Incl. Cogeneration | MW | 0 | 0 | 0 | 0 | 0 | 0 | 0 | 0 | 0 | 0 | 0 | 0 | 0 | 0 | 0 | 0 | 0 | 0 | 0 | 0 | 0 | 0 | 0 | 0 | 0 | 0 | 0 | 0 | 0 | 0 | 0 | 0 | 0 | 0 | 0 | 0 | 0 | 0 | 0 | 0 | 0 | 0 | 0 | 0 | 0 | 0 | 0 | 0 | 0 | 0 | 0 | 0 | 0 | 0 | 0 | 0 | 0 | 0
Northwest | Multi Family | Minimum | September | Cooking | LDCEU/TDEF | Electric Load with Losses, Incl. Cogeneration | MW | 0 | 0 | 0 | 0 | 0 | 0 | 0 | 0 | 0 | 0 | 0 | 0 | 0 | 0 | 0 | 0 | 0 | 0 | 0 | 0 | 0 | 0 | 0 | 0 | 0 | 0 | -0.0965 | -0.185 | -0.2645 | -0.3365 | -0.4004 | -0.4575 | -0.5088 | -0.5542 | -0.5947 | -0.6287 | -0.6569 | -0.6807 | -0.7002 | -0.7154 | -0.7263 | -0.7336 | -0.7375 | -0.7381 | -0.7357 | -0.7302 | -0.7221 | -0.7112 | -0.6979 | -0.6821 | -0.6642 | -0.6444 | -0.6225 | -0.5991 | -0.5738 | -0.5471 | -0.5189 | -0.4896
Northwest | Multi Family | Minimum | September | Air Conditioning | LDCEU/TDEF | Electric Load with Losses, Incl. Cogeneration | MW | -0.1404 | -0.5522 | -0.9614 | -0.243 | -1.3673 | -2.2481 | -1.1817 | -1.0864 | -2.0195 | -1.7486 | -3.4582 | -1.0615 | -1.028 | -2.9053 | -1.3816 | -2.423 | -4.5434 | -2.7407 | -7.2867 | -4.1751 | -4.025 | -6.7544 | -2.0105 | -2.4474 | -5.1898 | -5.6706 | -6.1529 | -6.6599 | -7.1787 | -7.7142 | -8.2776 | -8.8516 | -9.4442 | -10.0496 | -10.6691 | -11.2494 | -11.8284 | -12.4198 | -13.0253 | -13.6355 | -14.2465 | -14.8766 | -15.5213 | -16.178 | -16.8519 | -17.5379 | -18.2378 | -18.9522 | -19.6786 | -20.4141 | -21.167 | -21.9344 | -22.7181 | -23.0905 | -23.4388 | -23.7877 | -24.1398 | -24.4936
Northwest | Multi Family | Minimum | September | Entertainment Center | LDCEU/TDEF | Electric Load with Losses, Incl. Cogeneration | MW | 0 | 0 | 0 | 0 | 0 | 0 | 0 | 0 | 0 | 0 | 0 | 0 | 0 | 0 | 0 | 0 | 0 | 0 | 0 | 0 | 0 | 0 | 0 | 0 | -0.5056 | -1.4268 | -2.645 | -4.1061 | -5.7389 | -7.5033 | -9.3492 | -11.2532 | -13.2028 | -15.1717 | -17.162 | -19.1127 | -21.0228 | -22.9122 | -24.776 | -26.5941 | -28.3509 | -30.0738 | -31.7544 | -33.3851 | -34.973 | -36.5099 | -37.9978 | -39.4344 | -40.8164 | -42.1374 | -43.4146 | -44.6463 | -45.8379 | -46.99 | -48.1047 | -49.1769 | -50.2077 | -51.1982
Northwest | Multi Family | Minimum | September | Other Non-Substitutables | LDCEU/TDEF | Electric Load with Losses, Incl. Cogeneration | MW | 0 | 0 | 0 | 0 | 0 | 0 | 0 | 0 | 0 | 0 | 0 | 0 | 0 | 0 | 0 | 0 | 0 | 0 | 0 | 0 | 0 | 0 | 0 | 0 | -7.2863 | -14.0557 | -19.9823 | -25.3271 | -30.0825 | -34.3645 | -38.1607 | -41.5672 | -44.6621 | -47.4556 | -50.0276 | -52.2754 | -54.2614 | -56.0639 | -57.7096 | -59.1802 | -60.4749 | -61.6587 | -62.7352 | -63.7048 | -64.5894 | -65.3863 | -66.1053 | -66.7496 | -67.3205 | -67.8144 | -68.2605 | -68.6595 | -69.0223 | -69.3516 | -69.6518 | -69.9178 | -70.1523 | -70.3576
Northwest | Multi Family | Minimum | September | Water Heating Over 55 | LDCEU/TDEF | Electric Load with Losses, Incl. Cogeneration | MW | 0 | 0 | 0 | 0 | 0 | 0 | 0 | 0 | 0 | 0 | 0 | 0 | 0 | 0 | 0 | 0 | 0 | 0 | 0 | 0 | 0 | 0 | 0 | 0 | 0 | 0 | 0 | 0 | 0 | 0 | 0 | 0 | 0 | 0 | 0 | 0 | 0 | 0 | 0 | 0 | 0 | 0 | 0 | 0 | 0 | 0 | 0 | 0 | 0 | 0 | 0 | 0 | 0 | 0 | 0 | 0 | 0 | 0
Northwest | Multi Family | Minimum | October | Space Heating | LDCEU/TDEF | Electric Load with Losses, Incl. Cogeneration | MW | -0.3794 | -1.2809 | -2.7719 | -4.8751 | -6.4007 | -7.7899 | -9.7619 | -10.6541 | -12.4078 | -14.2856 | -10.0346 | -13.1223 | -13.4783 | -15.6323 | -16.2975 | -17.3548 | -18.0613 | -15.2771 | -17.2041 | -17.3606 | -22.2005 | -14.1224 | -15.0871 | -22.9773 | -23.7317 | -24.6081 | -25.9882 | -27.3012 | -28.5186 | -29.713 | -30.7886 | -31.8042 | -32.7917 | -33.7358 | -34.6729 | -35.533 | -36.3251 | -37.0742 | -37.8208 | -38.5041 | -39.1205 | -39.7236 | -40.2898 | -40.8146 | -41.3293 | -41.8021 | -42.2342 | -42.6471 | -43.0186 | -43.3443 | -43.6651 | -43.9584 | -44.2278 | -44.4959 | -44.7379 | -44.9502 | -45.1565 | -45.3388
Northwest | Multi Family | Minimum | October | Water Heating Under 55 | LDCEU/TDEF | Electric Load with Losses, Incl. Cogeneration | MW | 0 | 0 | 0 | 0 | 0 | 0 | 0 | 0 | 0 | 0 | 0 | 0 | 0 | 0 | 0 | 0 | 0 | 0 | 0 | 0 | 0 | 0 | 0 | 0 | 0.001 | 0.002 | 0.0033 | 0.0043 | 0.0053 | 0.0064 | 0.0072 | 0.0077 | 0.0082 | 0.0084 | 0.0086 | 0.0089 | 0.009 | 0.0091 | 0.0092 | 0.0092 | 0.0091 | 0.0091 | 0.0089 | 0.0089 | 0.0087 | 0.0086 | 0.0084 | 0.0083 | 0.0081 | 0.008 | 0.0078 | 0.0076 | 0.0075 | 0.0073 | 0.0071 | 0.007 | 0.0068 | 0.0066
Northwest | Multi Family | Minimum | October | Lighting | LDCEU/TDEF | Electric Load with Losses, Incl. Cogeneration | MW | 0 | 0 | 0 | 0 | 0 | 0 | 0 | 0 | 0 | 0 | 0 | 0 | 0 | 0 | 0 | 0 | 0 | 0 | 0 | 0 | 0 | 0 | 0 | 0 | -0.1173 | -0.1872 | -0.2477 | -0.3043 | -0.2741 | -0.2469 | -0.2224 | -0.2003 | -0.1804 | -0.1626 | -0.1465 | -0.1319 | -0.1189 | -0.107 | -0.0964 | -0.0867 | -0.0781 | -0.0704 | -0.0632 | -0.0569 | -0.0512 | -0.0461 | -0.0414 | -0.0372 | -0.0335 | -0.0301 | -0.027 | -0.0243 | -0.0218 | -0.0196 | -0.0176 | -0.0158 | -0.0142 | -0.0128
Northwest | Multi Family | Minimum | October | Refrigeration | LDCEU/TDEF | Electric Load with Losses, Incl. Cogeneration | MW | 0 | 0 | 0 | 0 | 0 | 0 | 0 | 0 | 0 | 0 | 0 | 0 | 0 | 0 | 0 | 0 | 0 | 0 | 0 | 0 | 0 | 0 | 0 | 0 | 0 | 0 | 0 | 0 | 0 | 0 | 0 | 0 | 0 | 0 | 0 | 0 | 0 | 0 | 0 | 0 | 0 | 0 | 0 | 0 | 0 | 0 | 0 | 0 | 0 | 0 | 0 | 0 | 0 | 0 | 0 | 0 | 0 | 0
Northwest | Multi Family | Minimum | October | Freezer | LDCEU/TDEF | Electric Load with Losses, Incl. Cogeneration | MW | 0 | 0 | 0 | 0 | 0 | 0 | 0 | 0 | 0 | 0 | 0 | 0 | 0 | 0 | 0 | 0 | 0 | 0 | 0 | 0 | 0 | 0 | 0 | 0 | -0.0128 | -0.0246 | -0.0348 | -0.0436 | -0.0512 | -0.0577 | -0.0631 | -0.0677 | -0.0716 | -0.0747 | -0.0775 | -0.0795 | -0.0809 | -0.0818 | -0.0824 | -0.0827 | -0.0826 | -0.0822 | -0.0816 | -0.0809 | -0.0799 | -0.0788 | -0.0775 | -0.0761 | -0.0746 | -0.073 | -0.0713 | -0.0696 | -0.0679 | -0.0661 | -0.0643 | -0.0625 | -0.0606 | -0.0588
Northwest | Multi Family | Minimum | October | Clothes Washer | LDCEU/TDEF | Electric Load with Losses, Incl. Cogeneration | MW | 0 | 0 | 0 | 0 | 0 | 0 | 0 | 0 | 0 | 0 | 0 | 0 | 0 | 0 | 0 | 0 | 0 | 0 | 0 | 0 | 0 | 0 | 0 | 0 | 0 | 0 | 0 | 0 | 0 | 0 | 0 | 0 | 0 | 0 | 0 | 0 | 0 | 0 | 0 | 0 | 0 | 0 | 0 | 0 | 0 | 0 | 0 | 0 | 0 | 0 | 0 | 0 | 0 | 0 | 0 | 0 | 0 | 0
Northwest | Multi Family | Minimum | October | Clothes Dryer | LDCEU/TDEF | Electric Load with Losses, Incl. Cogeneration | MW | 0 | 0 | 0 | 0 | 0 | 0 | 0 | 0 | 0 | 0 | 0 | 0 | 0 | 0 | 0 | 0 | 0 | 0 | 0 | 0 | 0 | 0 | 0 | 0 | 0.0005 | 0.0009 | 0.0015 | 0.002 | 0.0025 | 0.003 | 0.0035 | 0.0039 | 0.0044 | 0.0049 | 0.0054 | 0.0059 | 0.0062 | 0.0068 | 0.0072 | 0.0076 | 0.008 | 0.0084 | 0.0088 | 0.0092 | 0.0096 | 0.01 | 0.0104 | 0.0107 | 0.0111 | 0.0115 | 0.0118 | 0.0122 | 0.0125 | 0.0129 | 0.0132 | 0.0135 | 0.0139 | 0.0142
Northwest | Multi Family | Minimum | October | Dishwasher | LDCEU/TDEF | Electric Load with Losses, Incl. Cogeneration | MW | 0 | 0 | 0 | 0 | 0 | 0 | 0 | 0 | 0 | 0 | 0 | 0 | 0 | 0 | 0 | 0 | 0 | 0 | 0 | 0 | 0 | 0 | 0 | 0 | 0 | 0 | 0 | 0 | 0 | 0 | 0 | 0 | 0 | 0 | 0 | 0 | 0 | 0 | 0 | 0 | 0 | 0 | 0 | 0 | 0 | 0 | 0 | 0 | 0 | 0 | 0 | 0 | 0 | 0 | 0 | 0 | 0 | 0
Northwest | Multi Family | Minimum | October | Cooking | LDCEU/TDEF | Electric Load with Losses, Incl. Cogeneration | MW | 0 | 0 | 0 | 0 | 0 | 0 | 0 | 0 | 0 | 0 | 0 | 0 | 0 | 0 | 0 | 0 | 0 | 0 | 0 | 0 | 0 | 0 | 0 | 0 | 0 | 0 | -0.1051 | -0.2016 | -0.2883 | -0.3668 | -0.4366 | -0.4988 | -0.5548 | -0.6043 | -0.6484 | -0.6854 | -0.7162 | -0.7421 | -0.7634 | -0.7799 | -0.7917 | -0.7996 | -0.804 | -0.8046 | -0.8019 | -0.796 | -0.7871 | -0.7753 | -0.7607 | -0.7435 | -0.724 | -0.7023 | -0.6785 | -0.6529 | -0.6254 | -0.5962 | -0.5655 | -0.5336
Northwest | Multi Family | Minimum | October | Air Conditioning | LDCEU/TDEF | Electric Load with Losses, Incl. Cogeneration | MW | 0 | 0 | 0 | 0 | 0 | 0 | 0 | 0 | 0 | 0 | 0 | 0 | 0 | 0 | 0 | 0 | 0 | 0 | 0 | 0 | 0 | 0 | -0.0563 | 0 | -0.0121 | -0.0134 | -0.0148 | -0.0162 | -0.0176 | -0.0191 | -0.0206 | -0.0222 | -0.0238 | -0.0255 | -0.0271 | -0.0283 | -0.0294 | -0.0306 | -0.0317 | -0.0329 | -0.0341 | -0.0352 | -0.0364 | -0.0376 | -0.0388 | -0.04 | -0.0412 | -0.0424 | -0.0436 | -0.0448 | -0.0461 | -0.0473 | -0.0486 | -0.0488 | -0.0489 | -0.049 | -0.0491 | -0.0491
Northwest | Multi Family | Minimum | October | Entertainment Center | LDCEU/TDEF | Electric Load with Losses, Incl. Cogeneration | MW | 0 | 0 | 0 | 0 | 0 | 0 | 0 | 0 | 0 | 0 | 0 | 0 | 0 | 0 | 0 | 0 | 0 | 0 | 0 | 0 | 0 | 0 | 0 | 0 | -0.3877 | -1.0947 | -2.0293 | -3.1506 | -4.4039 | -5.758 | -7.1753 | -8.6371 | -10.1342 | -11.6457 | -13.1734 | -14.671 | -16.1368 | -17.587 | -19.0176 | -20.4132 | -21.7617 | -23.0845 | -24.3749 | -25.6273 | -26.8469 | -28.0274 | -29.1707 | -30.2751 | -31.3377 | -32.3538 | -33.3366 | -34.2844 | -35.2017 | -36.0889 | -36.9474 | -37.7735 | -38.5681 | -39.3319
Northwest | Multi Family | Minimum | October | Other Non-Substitutables | LDCEU/TDEF | Electric Load with Losses, Incl. Cogeneration | MW | 0 | 0 | 0 | 0 | 0 | 0 | 0 | 0 | 0 | 0 | 0 | 0 | 0 | 0 | 0 | 0 | 0 | 0 | 0 | 0 | 0 | 0 | 0 | 0 | -7.0871 | -13.6807 | -19.4477 | -24.6529 | -29.2841 | -33.4542 | -37.1536 | -40.473 | -43.4897 | -46.2108 | -48.715 | -50.9046 | -52.8378 | -54.5929 | -56.1952 | -57.6277 | -58.8884 | -60.0425 | -61.0923 | -62.0383 | -62.9019 | -63.6803 | -64.3836 | -65.0151 | -65.5755 | -66.0614 | -66.5009 | -66.8949 | -67.2537 | -67.5801 | -67.8783 | -68.1435 | -68.3781 | -68.5846
Northwest | Multi Family | Minimum | October | Water Heating Over 55 | LDCEU/TDEF | Electric Load with Losses, Incl. Cogeneration | MW | 0 | 0 | 0 | 0 | 0 | 0 | 0 | 0 | 0 | 0 | 0 | 0 | 0 | 0 | 0 | 0 | 0 | 0 | 0 | 0 | 0 | 0 | 0 | 0 | 0 | 0 | 0 | 0 | 0 | 0 | 0 | 0 | 0 | 0 | 0 | 0 | 0 | 0 | 0 | 0 | 0 | 0 | 0 | 0 | 0 | 0 | 0 | 0 | 0 | 0 | 0 | 0 | 0 | 0 | 0 | 0 | 0 | 0
Northwest | Multi Family | Minimum | November | Space Heating | LDCEU/TDEF | Electric Load with Losses, Incl. Cogeneration | MW | -2.499 | -6.3289 | -9.4459 | -20.9836 | -22.9893 | -30.1725 | -34.9511 | -53.7382 | -45.4707 | -51.9041 | -65.5048 | -62.7407 | -70.3948 | -65.2886 | -65.2482 | -59.4481 | -67.5953 | -73.5621 | -80.5254 | -68.9013 | -85.9434 | -90.0453 | -101.0401 | -80.3359 | -104.8297 | -108.7551 | -114.8114 | -120.58 | -125.9263 | -131.1628 | -135.8817 | -140.3309 | -144.6522 | -148.7768 | -152.8646 | -156.6092 | -160.0482 | -163.2973 | -166.5306 | -169.485 | -172.1427 | -174.7411 | -177.1757 | -179.427 | -181.6315 | -183.652 | -185.4929 | -187.2482 | -188.822 | -190.1943 | -191.5438 | -192.7715 | -193.8949 | -195.0105 | -196.0119 | -196.883 | -197.7268 | -198.4654
Northwest | Multi Family | Minimum | November | Water Heating Under 55 | LDCEU/TDEF | Electric Load with Losses, Incl. Cogeneration | MW | 0 | 0 | 0 | 0 | 0 | 0 | 0 | 0 | 0 | 0 | 0 | 0 | 0 | 0 | 0 | 0 | 0 | 0 | 0 | 0 | 0 | 0 | 0 | 0 | 0.0013 | 0.0026 | 0.0043 | 0.0057 | 0.0069 | 0.0084 | 0.0095 | 0.0101 | 0.0106 | 0.0109 | 0.0111 | 0.0115 | 0.0116 | 0.0117 | 0.0119 | 0.0119 | 0.0119 | 0.0118 | 0.0116 | 0.0115 | 0.0113 | 0.0112 | 0.011 | 0.0108 | 0.0105 | 0.0104 | 0.0102 | 0.0099 | 0.0097 | 0.0095 | 0.0093 | 0.009 | 0.0088 | 0.0085
Northwest | Multi Family | Minimum | November | Lighting | LDCEU/TDEF | Electric Load with Losses, Incl. Cogeneration | MW | 0 | 0 | 0 | 0 | 0 | 0 | 0 | 0 | 0 | 0 | 0 | 0 | 0 | 0 | 0 | 0 | 0 | 0 | 0 | 0 | 0 | 0 | 0 | 0 | -0.1214 | -0.1938 | -0.2565 | -0.3149 | -0.2837 | -0.2555 | -0.2302 | -0.2073 | -0.1868 | -0.1683 | -0.1516 | -0.1366 | -0.1231 | -0.1108 | -0.0998 | -0.0898 | -0.0808 | -0.0728 | -0.0655 | -0.0589 | -0.053 | -0.0476 | -0.0429 | -0.0385 | -0.0347 | -0.0311 | -0.028 | -0.0251 | -0.0226 | -0.0203 | -0.0182 | -0.0163 | -0.0147 | -0.0132
Northwest | Multi Family | Minimum | November | Refrigeration | LDCEU/TDEF | Electric Load with Losses, Incl. Cogeneration | MW | 0 | 0 | 0 | 0 | 0 | 0 | 0 | 0 | 0 | 0 | 0 | 0 | 0 | 0 | 0 | 0 | 0 | 0 | 0 | 0 | 0 | 0 | 0 | 0 | 0 | 0 | 0 | 0 | 0 | 0 | 0 | 0 | 0 | 0 | 0 | 0 | 0 | 0 | 0 | 0 | 0 | 0 | 0 | 0 | 0 | 0 | 0 | 0 | 0 | 0 | 0 | 0 | 0 | 0 | 0 | 0 | 0 | 0
Northwest | Multi Family | Minimum | November | Freezer | LDCEU/TDEF | Electric Load with Losses, Incl. Cogeneration | MW | 0 | 0 | 0 | 0 | 0 | 0 | 0 | 0 | 0 | 0 | 0 | 0 | 0 | 0 | 0 | 0 | 0 | 0 | 0 | 0 | 0 | 0 | 0 | 0 | -0.0103 | -0.02 | -0.0281 | -0.0352 | -0.0413 | -0.0466 | -0.0511 | -0.0547 | -0.0578 | -0.0605 | -0.0626 | -0.0642 | -0.0654 | -0.0662 | -0.0667 | -0.067 | -0.0668 | -0.0665 | -0.0661 | -0.0655 | -0.0647 | -0.0637 | -0.0628 | -0.0617 | -0.0604 | -0.0591 | -0.0578 | -0.0564 | -0.055 | -0.0535 | -0.0521 | -0.0506 | -0.0491 | -0.0477
Northwest | Multi Family | Minimum | November | Clothes Washer | LDCEU/TDEF | Electric Load with Losses, Incl. Cogeneration | MW | 0 | 0 | 0 | 0 | 0 | 0 | 0 | 0 | 0 | 0 | 0 | 0 | 0 | 0 | 0 | 0 | 0 | 0 | 0 | 0 | 0 | 0 | 0 | 0 | 0 | 0 | 0 | 0 | 0 | 0 | 0 | 0 | 0 | 0 | 0 | 0 | 0 | 0 | 0 | 0 | 0 | 0 | 0 | 0 | 0 | 0 | 0 | 0 | 0 | 0 | 0 | 0 | 0 | 0 | 0 | 0 | 0 | 0
Northwest | Multi Family | Minimum | November | Clothes Dryer | LDCEU/TDEF | Electric Load with Losses, Incl. Cogeneration | MW | 0 | 0 | 0 | 0 | 0 | 0 | 0 | 0 | 0 | 0 | 0 | 0 | 0 | 0 | 0 | 0 | 0 | 0 | 0 | 0 | 0 | 0 | 0 | 0 | 0.0007 | 0.0015 | 0.0022 | 0.003 | 0.0038 | 0.0045 | 0.0053 | 0.006 | 0.0069 | 0.0075 | 0.0083 | 0.0091 | 0.0097 | 0.0103 | 0.0111 | 0.0117 | 0.0123 | 0.013 | 0.0136 | 0.0142 | 0.0148 | 0.0154 | 0.0159 | 0.0166 | 0.0171 | 0.0177 | 0.0183 | 0.0188 | 0.0193 | 0.0198 | 0.0203 | 0.0208 | 0.0213 | 0.0219
Northwest | Multi Family | Minimum | November | Dishwasher | LDCEU/TDEF | Electric Load with Losses, Incl. Cogeneration | MW | 0 | 0 | 0 | 0 | 0 | 0 | 0 | 0 | 0 | 0 | 0 | 0 | 0 | 0 | 0 | 0 | 0 | 0 | 0 | 0 | 0 | 0 | 0 | 0 | 0 | 0 | 0 | 0 | 0 | 0 | 0 | 0 | 0 | 0 | 0 | 0 | 0 | 0 | 0 | 0 | 0 | 0 | 0 | 0 | 0 | 0 | 0 | 0 | 0 | 0 | 0 | 0 | 0 | 0 | 0 | 0 | 0 | 0
Northwest | Multi Family | Minimum | November | Cooking | LDCEU/TDEF | Electric Load with Losses, Incl. Cogeneration | MW | 0 | 0 | 0 | 0 | 0 | 0 | 0 | 0 | 0 | 0 | 0 | 0 | 0 | 0 | 0 | 0 | 0 | 0 | 0 | 0 | 0 | 0 | 0 | 0 | 0 | 0 | -0.1237 | -0.2373 | -0.3394 | -0.4318 | -0.514 | -0.5873 | -0.6532 | -0.7114 | -0.7633 | -0.8069 | -0.843 | -0.8735 | -0.8986 | -0.9181 | -0.932 | -0.9413 | -0.9464 | -0.9472 | -0.944 | -0.9371 | -0.9265 | -0.9126 | -0.8955 | -0.8751 | -0.8521 | -0.8265 | -0.7985 | -0.7683 | -0.7359 | -0.7014 | -0.6652 | -0.6276
Northwest | Multi Family | Minimum | November | Air Conditioning | LDCEU/TDEF | Electric Load with Losses, Incl. Cogeneration | MW | 0 | 0 | 0 | 0 | 0 | 0 | 0 | 0 | 0 | 0 | 0 | 0 | 0 | 0 | 0 | 0 | 0 | 0 | 0 | 0 | 0 | 0 | 0 | 0 | 0 | 0 | 0 | 0 | 0 | 0 | 0 | 0 | 0 | 0 | 0 | 0 | 0 | 0 | 0 | 0 | 0 | 0 | 0 | 0 | 0 | 0 | 0 | 0 | 0 | 0 | 0 | 0 | 0 | 0 | 0 | 0 | 0 | 0
Northwest | Multi Family | Minimum | November | Entertainment Center | LDCEU/TDEF | Electric Load with Losses, Incl. Cogeneration | MW | 0 | 0 | 0 | 0 | 0 | 0 | 0 | 0 | 0 | 0 | 0 | 0 | 0 | 0 | 0 | 0 | 0 | 0 | 0 | 0 | 0 | 0 | 0 | 0 | -0.3959 | -1.1182 | -2.0726 | -3.2179 | -4.4979 | -5.8811 | -7.3288 | -8.8222 | -10.3519 | -11.8961 | -13.4565 | -14.9866 | -16.4846 | -17.9666 | -19.4286 | -20.8553 | -22.2342 | -23.5868 | -24.907 | -26.1885 | -27.4366 | -28.6454 | -29.8165 | -30.9482 | -32.0377 | -33.08 | -34.0885 | -35.0615 | -36.0035 | -36.9149 | -37.7971 | -38.6465 | -39.4639 | -40.2501
Northwest | Multi Family | Minimum | November | Other Non-Substitutables | LDCEU/TDEF | Electric Load with Losses, Incl. Cogeneration | MW | 0 | 0 | 0 | 0 | 0 | 0 | 0 | 0 | 0 | 0 | 0 | 0 | 0 | 0 | 0 | 0 | 0 | 0 | 0 | 0 | 0 | 0 | 0 | 0 | -6.8943 | -13.3136 | -18.9243 | -23.9897 | -28.4963 | -32.5548 | -36.1559 | -39.3873 | -42.3252 | -44.9741 | -47.4109 | -49.543 | -51.4259 | -53.1357 | -54.6969 | -56.0935 | -57.3236 | -58.4503 | -59.4759 | -60.4011 | -61.2463 | -62.0092 | -62.6996 | -63.3206 | -63.8732 | -64.3535 | -64.789 | -65.1803 | -65.5374 | -65.8629 | -66.1612 | -66.4273 | -66.6641 | -66.8735
Northwest | Multi Family | Minimum | November | Water Heating Over 55 | LDCEU/TDEF | Electric Load with Losses, Incl. Cogeneration | MW | 0 | 0 | 0 | 0 | 0 | 0 | 0 | 0 | 0 | 0 | 0 | 0 | 0 | 0 | 0 | 0 | 0 | 0 | 0 | 0 | 0 | 0 | 0 | 0 | 0 | 0 | 0 | 0 | 0 | 0 | 0 | 0 | 0 | 0 | 0 | 0 | 0 | 0 | 0 | 0 | 0 | 0 | 0 | 0 | 0 | 0 | 0 | 0 | 0 | 0 | 0 | 0 | 0 | 0 | 0 | 0 | 0 | 0
Northwest | Multi Family | Minimum | December | Space Heating | LDCEU/TDEF | Electric Load with Losses, Incl. Cogeneration | MW | -2.7653 | -7.114 | -15.0277 | -28.2123 | -35.8927 | -47.3079 | -52.5973 | -64.4464 | -67.3818 | -68.4664 | -75.5506 | -77.7393 | -88.4022 | -89.736 | -86.5049 | -106.0729 | -106.7673 | -88.5356 | -107.2858 | -98.1966 | -128.3004 | -106.551 | -121.7156 | -160.8637 | -146.6349 | -152.1496 | -160.5992 | -168.6505 | -176.1113 | -183.414 | -189.9966 | -196.1995 | -202.2216 | -207.9661 | -213.656 | -218.8645 | -223.6427 | -228.1557 | -232.6435 | -236.7419 | -240.4246 | -244.0239 | -247.3942 | -250.508 | -253.5553 | -256.3456 | -258.8854 | -261.3052 | -263.4717 | -265.3569 | -267.2097 | -268.8926 | -270.4297 | -271.9554 | -273.3217 | -274.5069 | -275.6531 | -276.6528
Northwest | Multi Family | Minimum | December | Water Heating Under 55 | LDCEU/TDEF | Electric Load with Losses, Incl. Cogeneration | MW | 0 | 0 | 0 | 0 | 0 | 0 | 0 | 0 | 0 | 0 | 0 | 0 | 0 | 0 | 0 | 0 | 0 | 0 | 0 | 0 | 0 | 0 | 0 | 0 | 0.0019 | 0.0039 | 0.0064 | 0.0085 | 0.0104 | 0.0126 | 0.0141 | 0.0152 | 0.0159 | 0.0164 | 0.0168 | 0.0173 | 0.0176 | 0.0177 | 0.0179 | 0.018 | 0.0178 | 0.0177 | 0.0175 | 0.0173 | 0.017 | 0.0167 | 0.0165 | 0.0162 | 0.0159 | 0.0156 | 0.0152 | 0.015 | 0.0146 | 0.0143 | 0.0139 | 0.0136 | 0.0132 | 0.0129
Northwest | Multi Family | Minimum | December | Lighting | LDCEU/TDEF | Electric Load with Losses, Incl. Cogeneration | MW | 0 | 0 | 0 | 0 | 0 | 0 | 0 | 0 | 0 | 0 | 0 | 0 | 0 | 0 | 0 | 0 | 0 | 0 | 0 | 0 | 0 | 0 | 0 | 0 | -0.125 | -0.1995 | -0.2641 | -0.3244 | -0.2922 | -0.2632 | -0.2371 | -0.2136 | -0.1924 | -0.1733 | -0.1561 | -0.1407 | -0.1267 | -0.1141 | -0.1028 | -0.0925 | -0.0833 | -0.0749 | -0.0675 | -0.0607 | -0.0546 | -0.0491 | -0.0442 | -0.0397 | -0.0357 | -0.0321 | -0.0288 | -0.0259 | -0.0233 | -0.0209 | -0.0188 | -0.0168 | -0.0151 | -0.0136
Northwest | Multi Family | Minimum | December | Refrigeration | LDCEU/TDEF | Electric Load with Losses, Incl. Cogeneration | MW | 0 | 0 | 0 | 0 | 0 | 0 | 0 | 0 | 0 | 0 | 0 | 0 | 0 | 0 | 0 | 0 | 0 | 0 | 0 | 0 | 0 | 0 | 0 | 0 | 0 | 0 | 0 | 0 | 0 | 0 | 0 | 0 | 0 | 0 | 0 | 0 | 0 | 0 | 0 | 0 | 0 | 0 | 0 | 0 | 0 | 0 | 0 | 0 | 0 | 0 | 0 | 0 | 0 | 0 | 0 | 0 | 0 | 0
Northwest | Multi Family | Minimum | December | Freezer | LDCEU/TDEF | Electric Load with Losses, Incl. Cogeneration | MW | 0 | 0 | 0 | 0 | 0 | 0 | 0 | 0 | 0 | 0 | 0 | 0 | 0 | 0 | 0 | 0 | 0 | 0 | 0 | 0 | 0 | 0 | 0 | 0 | -0.0083 | -0.016 | -0.0226 | -0.0283 | -0.0332 | -0.0374 | -0.0411 | -0.044 | -0.0465 | -0.0486 | -0.0504 | -0.0517 | -0.0526 | -0.0533 | -0.0537 | -0.0538 | -0.0538 | -0.0536 | -0.0532 | -0.0526 | -0.052 | -0.0513 | -0.0504 | -0.0496 | -0.0486 | -0.0476 | -0.0465 | -0.0454 | -0.0442 | -0.0431 | -0.0419 | -0.0408 | -0.0395 | -0.0383
Northwest | Multi Family | Minimum | December | Clothes Washer | LDCEU/TDEF | Electric Load with Losses, Incl. Cogeneration | MW | 0 | 0 | 0 | 0 | 0 | 0 | 0 | 0 | 0 | 0 | 0 | 0 | 0 | 0 | 0 | 0 | 0 | 0 | 0 | 0 | 0 | 0 | 0 | 0 | 0 | 0 | 0 | 0 | 0 | 0 | 0 | 0 | 0 | 0 | 0 | 0 | 0 | 0 | 0 | 0 | 0 | 0 | 0 | 0 | 0 | 0 | 0 | 0 | 0 | 0 | 0 | 0 | 0 | 0 | 0 | 0 | 0 | 0
Northwest | Multi Family | Minimum | December | Clothes Dryer | LDCEU/TDEF | Electric Load with Losses, Incl. Cogeneration | MW | 0 | 0 | 0 | 0 | 0 | 0 | 0 | 0 | 0 | 0 | 0 | 0 | 0 | 0 | 0 | 0 | 0 | 0 | 0 | 0 | 0 | 0 | 0 | 0 | 0.0008 | 0.0017 | 0.0025 | 0.0034 | 0.0043 | 0.0052 | 0.0061 | 0.0069 | 0.0077 | 0.0085 | 0.0094 | 0.0101 | 0.0109 | 0.0117 | 0.0125 | 0.0132 | 0.0139 | 0.0146 | 0.0153 | 0.016 | 0.0166 | 0.0173 | 0.018 | 0.0187 | 0.0193 | 0.0199 | 0.0205 | 0.0211 | 0.0217 | 0.0223 | 0.0229 | 0.0235 | 0.0241 | 0.0247
Northwest | Multi Family | Minimum | December | Dishwasher | LDCEU/TDEF | Electric Load with Losses, Incl. Cogeneration | MW | 0 | 0 | 0 | 0 | 0 | 0 | 0 | 0 | 0 | 0 | 0 | 0 | 0 | 0 | 0 | 0 | 0 | 0 | 0 | 0 | 0 | 0 | 0 | 0 | 0 | 0 | 0 | 0 | 0 | 0 | 0 | 0 | 0 | 0 | 0 | 0 | 0 | 0 | 0 | 0 | 0 | 0 | 0 | 0 | 0 | 0 | 0 | 0 | 0 | 0 | 0 | 0 | 0 | 0 | 0 | 0 | 0 | 0
Northwest | Multi Family | Minimum | December | Cooking | LDCEU/TDEF | Electric Load with Losses, Incl. Cogeneration | MW | 0 | 0 | 0 | 0 | 0 | 0 | 0 | 0 | 0 | 0 | 0 | 0 | 0 | 0 | 0 | 0 | 0 | 0 | 0 | 0 | 0 | 0 | 0 | 0 | 0 | 0 | -0.1468 | -0.2816 | -0.4029 | -0.5125 | -0.6101 | -0.6972 | -0.7753 | -0.8445 | -0.9061 | -0.9579 | -1.0008 | -1.0371 | -1.0668 | -1.0899 | -1.1064 | -1.1175 | -1.1236 | -1.1245 | -1.1207 | -1.1124 | -1.0999 | -1.0834 | -1.063 | -1.039 | -1.0117 | -0.9814 | -0.9481 | -0.9122 | -0.8738 | -0.8328 | -0.7898 | -0.7453
Northwest | Multi Family | Minimum | December | Air Conditioning | LDCEU/TDEF | Electric Load with Losses, Incl. Cogeneration | MW | 0 | 0 | 0 | 0 | 0 | 0 | 0 | 0 | 0 | 0 | 0 | 0 | 0 | 0 | 0 | 0 | 0 | 0 | 0 | 0 | 0 | 0 | 0 | 0 | 0 | 0 | 0 | 0 | 0 | 0 | 0 | 0 | 0 | 0 | 0 | 0 | 0 | 0 | 0 | 0 | 0 | 0 | 0 | 0 | 0 | 0 | 0 | 0 | 0 | 0 | 0 | 0 | 0 | 0 | 0 | 0 | 0 | 0
Northwest | Multi Family | Minimum | December | Entertainment Center | LDCEU/TDEF | Electric Load with Losses, Incl. Cogeneration | MW | 0 | 0 | 0 | 0 | 0 | 0 | 0 | 0 | 0 | 0 | 0 | 0 | 0 | 0 | 0 | 0 | 0 | 0 | 0 | 0 | 0 | 0 | 0 | 0 | -0.5738 | -1.6206 | -3.0039 | -4.6639 | -6.5192 | -8.5241 | -10.6226 | -12.7874 | -15.0048 | -17.2431 | -19.5048 | -21.7226 | -23.8939 | -26.042 | -28.1613 | -30.2293 | -32.228 | -34.1891 | -36.1029 | -37.9607 | -39.7703 | -41.5228 | -43.2209 | -44.862 | -46.4421 | -47.9537 | -49.4165 | -50.828 | -52.1944 | -53.5165 | -54.7964 | -56.0289 | -57.2149 | -58.3558
Northwest | Multi Family | Minimum | December | Other Non-Substitutables | LDCEU/TDEF | Electric Load with Losses, Incl. Cogeneration | MW | 0 | 0 | 0 | 0 | 0 | 0 | 0 | 0 | 0 | 0 | 0 | 0 | 0 | 0 | 0 | 0 | 0 | 0 | 0 | 0 | 0 | 0 | 0 | 0 | -7.0585 | -13.631 | -19.3752 | -24.5616 | -29.176 | -33.3315 | -37.0192 | -40.3283 | -43.3368 | -46.0494 | -48.5441 | -50.7273 | -52.6553 | -54.4061 | -56.0047 | -57.4349 | -58.6947 | -59.8486 | -60.8993 | -61.847 | -62.713 | -63.4947 | -64.2024 | -64.8393 | -65.406 | -65.8989 | -66.3459 | -66.7477 | -67.1145 | -67.449 | -67.7555 | -68.0293 | -68.273 | -68.4888
Northwest | Multi Family | Minimum | December | Water Heating Over 55 | LDCEU/TDEF | Electric Load with Losses, Incl. Cogeneration | MW | 0 | 0 | 0 | 0 | 0 | 0 | 0 | 0 | 0 | 0 | 0 | 0 | 0 | 0 | 0 | 0 | 0 | 0 | 0 | 0 | 0 | 0 | 0 | 0 | 0 | 0 | 0 | 0 | 0 | 0 | 0 | 0 | 0 | 0 | 0 | 0 | 0 | 0 | 0 | 0 | 0 | 0 | 0 | 0 | 0 | 0 | 0 | 0 | 0 | 0 | 0 | 0 | 0 | 0 | 0 | 0 | 0 | 0
Northwest | Other Family | Peak | January | Space Heating | LDCEU/TDEF | Electric Load with Losses, Incl. Cogeneration | MW | -66.523 | -70.1299 | -116.8585 | -177.8754 | -200.9583 | -220.2899 | -260.5825 | -304.0398 | -304.8589 | -337.2333 | -299.0888 | -395.6122 | -395.2967 | -316.4398 | -172.6188 | -183.5751 | -171.1665 | -133.2603 | -161.5894 | -151.7242 | -185.3646 | -157.6566 | -148.2862 | -168.8411 | -172.6458 | -170.1583 | -178.3554 | -185.9882 | -193.2781 | -199.9261 | -206.275 | -212.075 | -217.6754 | -222.6555 | -227.2955 | -231.5187 | -235.5577 | -239.0622 | -242.2982 | -245.1767 | -247.8732 | -250.1359 | -252.1578 | -253.9159 | -255.4256 | -256.6818 | -257.6971 | -258.5024 | -259.0916 | -259.4807 | -259.6957 | -259.7265 | -259.5817 | -259.2888 | -258.8336 | -258.2262 | -257.4912 | -256.6214
Northwest | Other Family | Peak | January | Water Heating Under 55 | LDCEU/TDEF | Electric Load with Losses, Incl. Cogeneration | MW | 0 | 0 | 0 | 0 | 0 | 0 | 0 | 0 | 0 | 0 | 0 | 0 | 0 | 0 | 0 | 0 | 0 | 0 | 0 | 0 | 0 | 0 | 0 | 0 | 0.0032 | 0.0068 | 0.0121 | 0.0161 | 0.0201 | 0.0249 | 0.0282 | 0.0302 | 0.0316 | 0.0324 | 0.033 | 0.034 | 0.0346 | 0.0347 | 0.0353 | 0.0354 | 0.0351 | 0.0348 | 0.0344 | 0.034 | 0.0335 | 0.033 | 0.0325 | 0.032 | 0.0313 | 0.0308 | 0.0301 | 0.0294 | 0.0289 | 0.0281 | 0.0274 | 0.0267 | 0.0261 | 0.0254
Northwest | Other Family | Peak | January | Lighting | LDCEU/TDEF | Electric Load with Losses, Incl. Cogeneration | MW | 0 | 0 | 0 | 0 | 0 | 0 | 0 | 0 | 0 | 0 | 0 | 0 | 0 | 0 | 0 | 0 | 0 | 0 | 0 | 0 | 0 | 0 | 0 | 0 | -0.4652 | -0.7037 | -0.9143 | -1.0997 | -0.9876 | -0.8867 | -0.7959 | -0.7144 | -0.6412 | -0.5754 | -0.5163 | -0.4632 | -0.4156 | -0.3729 | -0.3345 | -0.3001 | -0.2692 | -0.2415 | -0.2165 | -0.1943 | -0.1742 | -0.1562 | -0.1402 | -0.1257 | -0.1127 | -0.101 | -0.0907 | -0.0813 | -0.0729 | -0.0654 | -0.0586 | -0.0526 | -0.0471 | -0.0422
Northwest | Other Family | Peak | January | Refrigeration | LDCEU/TDEF | Electric Load with Losses, Incl. Cogeneration | MW | 0 | 0 | 0 | 0 | 0 | 0 | 0 | 0 | 0 | 0 | 0 | 0 | 0 | 0 | 0 | 0 | 0 | 0 | 0 | 0 | 0 | 0 | 0 | 0 | 0 | 0 | 0 | 0 | 0 | 0 | 0 | 0 | 0 | 0 | 0 | 0 | 0 | 0 | 0 | 0 | 0 | 0 | 0 | 0 | 0 | 0 | 0 | 0 | 0 | 0 | 0 | 0 | 0 | 0 | 0 | 0 | 0 | 0
Northwest | Other Family | Peak | January | Freezer | LDCEU/TDEF | Electric Load with Losses, Incl. Cogeneration | MW | 0 | 0 | 0 | 0 | 0 | 0 | 0 | 0 | 0 | 0 | 0 | 0 | 0 | 0 | 0 | 0 | 0 | 0 | 0 | 0 | 0 | 0 | 0 | 0 | -0.041 | -0.0779 | -0.1117 | -0.1425 | -0.1707 | -0.1961 | -0.2194 | -0.2401 | -0.2592 | -0.2761 | -0.2914 | -0.3047 | -0.3169 | -0.3273 | -0.3366 | -0.3445 | -0.3516 | -0.3573 | -0.3621 | -0.3661 | -0.3691 | -0.3716 | -0.3732 | -0.3742 | -0.3745 | -0.3744 | -0.3737 | -0.3726 | -0.371 | -0.3691 | -0.3668 | -0.3641 | -0.3612 | -0.358
Northwest | Other Family | Peak | January | Clothes Washer | LDCEU/TDEF | Electric Load with Losses, Incl. Cogeneration | MW | 0 | 0 | 0 | 0 | 0 | 0 | 0 | 0 | 0 | 0 | 0 | 0 | 0 | 0 | 0 | 0 | 0 | 0 | 0 | 0 | 0 | 0 | 0 | 0 | 0 | 0 | 0 | 0 | 0 | 0 | 0 | 0 | 0 | 0 | 0 | 0 | 0 | 0 | 0 | 0 | 0 | 0 | 0 | 0 | 0 | 0 | 0 | 0 | 0 | 0 | 0 | 0 | 0 | 0 | 0 | 0 | 0 | 0
Northwest | Other Family | Peak | January | Clothes Dryer | LDCEU/TDEF | Electric Load with Losses, Incl. Cogeneration | MW | 0 | 0 | 0 | 0 | 0 | 0 | 0 | 0 | 0 | 0 | 0 | 0 | 0 | 0 | 0 | 0 | 0 | 0 | 0 | 0 | 0 | 0 | 0 | 0 | 0.0054 | 0.0115 | 0.018 | 0.0246 | 0.0316 | 0.0388 | 0.0461 | 0.0536 | 0.0615 | 0.0693 | 0.0773 | 0.0857 | 0.0943 | 0.103 | 0.1121 | 0.1211 | 0.1304 | 0.1397 | 0.1493 | 0.159 | 0.1689 | 0.1789 | 0.189 | 0.1993 | 0.2098 | 0.2203 | 0.2312 | 0.2421 | 0.2532 | 0.2646 | 0.2761 | 0.2876 | 0.2995 | 0.3115
Northwest | Other Family | Peak | January | Dishwasher | LDCEU/TDEF | Electric Load with Losses, Incl. Cogeneration | MW | 0 | 0 | 0 | 0 | 0 | 0 | 0 | 0 | 0 | 0 | 0 | 0 | 0 | 0 | 0 | 0 | 0 | 0 | 0 | 0 | 0 | 0 | 0 | 0 | 0 | 0 | 0 | 0 | 0 | 0 | 0 | 0 | 0 | 0 | 0 | 0 | 0 | 0 | 0 | 0 | 0 | 0 | 0 | 0 | 0 | 0 | 0 | 0 | 0 | 0 | 0 | 0 | 0 | 0 | 0 | 0 | 0 | 0
Northwest | Other Family | Peak | January | Cooking | LDCEU/TDEF | Electric Load with Losses, Incl. Cogeneration | MW | 0 | 0 | 0 | 0 | 0 | 0 | 0 | 0 | 0 | 0 | 0 | 0 | 0 | 0 | 0 | 0 | 0 | 0 | 0 | 0 | 0 | 0 | 0 | 0 | 0 | 0 | -1.8087 | -3.4359 | -4.9107 | -6.2137 | -7.3807 | -8.4044 | -9.319 | -10.1008 | -10.7812 | -11.3513 | -11.8395 | -12.228 | -12.5379 | -12.7677 | -12.9354 | -13.0264 | -13.0607 | -13.037 | -12.9587 | -12.8308 | -12.6568 | -12.4395 | -12.1823 | -11.8884 | -11.5596 | -11.1987 | -10.8084 | -10.3904 | -9.9474 | -9.4812 | -8.9952 | -8.4953
Northwest | Other Family | Peak | January | Air Conditioning | LDCEU/TDEF | Electric Load with Losses, Incl. Cogeneration | MW | 0 | 0 | 0 | 0 | 0 | 0 | 0 | 0 | 0 | 0 | 0 | 0 | 0 | 0 | 0 | 0 | 0 | 0 | 0 | 0 | 0 | 0 | 0 | 0 | 0 | 0 | 0 | 0 | 0 | 0 | 0 | 0 | 0 | 0 | 0 | 0 | 0 | 0 | 0 | 0 | 0 | 0 | 0 | 0 | 0 | 0 | 0 | 0 | 0 | 0 | 0 | 0 | 0 | 0 | 0 | 0 | 0 | 0
Northwest | Other Family | Peak | January | Entertainment Center | LDCEU/TDEF | Electric Load with Losses, Incl. Cogeneration | MW | 0 | 0 | 0 | 0 | 0 | 0 | 0 | 0 | 0 | 0 | 0 | 0 | 0 | 0 | 0 | 0 | 0 | 0 | 0 | 0 | 0 | 0 | 0 | 0 | -2.0953 | -5.7985 | -10.6702 | -16.3742 | -22.6755 | -29.3238 | -36.2124 | -43.1684 | -50.1868 | -57.0861 | -63.9021 | -70.5343 | -77.0507 | -83.3158 | -89.399 | -95.2479 | -100.9356 | -106.336 | -111.5674 | -116.5739 | -121.3729 | -125.9696 | -130.3696 | -134.579 | -138.604 | -142.4507 | -146.1257 | -149.6351 | -152.9853 | -156.1822 | -159.2315 | -162.1399 | -164.9119 | -167.5535
Northwest | Other Family | Peak | January | Other Non-Substitutables | LDCEU/TDEF | Electric Load with Losses, Incl. Cogeneration | MW | 0 | 0 | 0 | 0 | 0 | 0 | 0 | 0 | 0 | 0 | 0 | 0 | 0 | 0 | 0 | 0 | 0 | 0 | 0 | 0 | 0 | 0 | 0 | 0 | -7.8433 | -14.879 | -21.0779 | -26.5344 | -31.3685 | -35.5892 | -39.3264 | -42.5828 | -45.4909 | -47.9969 | -50.2143 | -52.1313 | -53.8435 | -55.3065 | -56.5898 | -57.6954 | -58.6796 | -59.4953 | -60.2178 | -60.8307 | -61.3522 | -61.7927 | -62.1617 | -62.4672 | -62.7163 | -62.9157 | -63.0709 | -63.1866 | -63.2676 | -63.3174 | -63.3395 | -63.3371 | -63.3127 | -63.2687
Northwest | Other Family | Peak | January | Water Heating Over 55 | LDCEU/TDEF | Electric Load with Losses, Incl. Cogeneration | MW | 0 | 0 | 0 | 0 | 0 | 0 | 0 | 0 | 0 | 0 | 0 | 0 | 0 | 0 | 0 | 0 | 0 | 0 | 0 | 0 | 0 | 0 | 0 | 0 | 0 | 0 | 0 | 0 | 0 | 0 | 0 | 0 | 0 | 0 | 0 | 0 | 0 | 0 | 0 | 0 | 0 | 0 | 0 | 0 | 0 | 0 | 0 | 0 | 0 | 0 | 0 | 0 | 0 | 0 | 0 | 0 | 0 | 0
Northwest | Other Family | Peak | February | Space Heating | LDCEU/TDEF | Electric Load with Losses, Incl. Cogeneration | MW | -112.269 | -165.2047 | -201.4682 | -324.516 | -361.15 | -369.6348 | -501.079 | -518.047 | -610.925 | -649.352 | -647.87 | -671.241 | -734.099 | -716.459 | -268.7732 | -297.6064 | -314.4707 | -254.7391 | -329.3067 | -266.7012 | -300.1536 | -340.027 | -239.8418 | -274.3774 | -316.7628 | -312.2982 | -327.73 | -342.1079 | -355.839 | -368.3746 | -380.3516 | -391.2993 | -401.8722 | -411.2891 | -420.07 | -428.0671 | -435.7166 | -442.3658 | -448.5143 | -453.9914 | -459.1208 | -463.4419 | -467.3106 | -470.6837 | -473.5879 | -476.0171 | -477.9939 | -479.5754 | -480.7498 | -481.5498 | -482.0192 | -482.1416 | -481.9348 | -481.4468 | -480.6543 | -479.5756 | -478.2552 | -476.6812
Northwest | Other Family | Peak | February | Water Heating Under 55 | LDCEU/TDEF | Electric Load with Losses, Incl. Cogeneration | MW | 0 | 0 | 0 | 0 | 0 | 0 | 0 | 0 | 0 | 0 | 0 | 0 | 0 | 0 | 0 | 0 | 0 | 0 | 0 | 0 | 0 | 0 | 0 | 0 | 0.0037 | 0.0077 | 0.0138 | 0.0184 | 0.0229 | 0.0283 | 0.0322 | 0.0344 | 0.0361 | 0.037 | 0.0377 | 0.0388 | 0.0395 | 0.0398 | 0.0404 | 0.0405 | 0.04 | 0.0399 | 0.0394 | 0.0388 | 0.0383 | 0.0377 | 0.0371 | 0.0365 | 0.0358 | 0.0351 | 0.0345 | 0.0337 | 0.033 | 0.0321 | 0.0313 | 0.0306 | 0.0298 | 0.029
Northwest | Other Family | Peak | February | Lighting | LDCEU/TDEF | Electric Load with Losses, Incl. Cogeneration | MW | 0 | 0 | 0 | 0 | 0 | 0 | 0 | 0 | 0 | 0 | 0 | 0 | 0 | 0 | 0 | 0 | 0 | -0.0001 | 0 | 0 | 0 | 0 | 0 | 0 | -0.2426 | -0.367 | -0.4768 | -0.5735 | -0.515 | -0.4623 | -0.415 | -0.3725 | -0.3344 | -0.3 | -0.2692 | -0.2415 | -0.2167 | -0.1944 | -0.1744 | -0.1564 | -0.1403 | -0.1259 | -0.1129 | -0.1012 | -0.0909 | -0.0815 | -0.0731 | -0.0655 | -0.0587 | -0.0527 | -0.0472 | -0.0424 | -0.038 | -0.0341 | -0.0306 | -0.0275 | -0.0245 | -0.022
Northwest | Other Family | Peak | February | Refrigeration | LDCEU/TDEF | Electric Load with Losses, Incl. Cogeneration | MW | 0 | 0 | 0 | 0 | 0 | 0 | 0 | 0 | 0 | 0 | 0 | 0 | 0 | 0 | 0 | 0 | 0 | 0 | 0 | 0 | 0 | 0 | 0 | 0 | 0 | 0 | 0 | 0 | 0 | 0 | 0 | 0 | 0 | 0 | 0 | 0 | 0 | 0 | 0 | 0 | 0 | 0 | 0 | 0 | 0 | 0 | 0 | 0 | 0 | 0 | 0 | 0 | 0 | 0 | 0 | 0 | 0 | 0
Northwest | Other Family | Peak | February | Freezer | LDCEU/TDEF | Electric Load with Losses, Incl. Cogeneration | MW | 0 | 0 | 0 | 0 | 0 | 0 | 0 | 0 | 0 | 0 | 0 | 0 | 0 | 0 | 0 | 0 | 0 | 0 | 0 | 0 | 0 | 0 | 0 | 0 | -0.0337 | -0.0641 | -0.0919 | -0.1172 | -0.1404 | -0.1612 | -0.1804 | -0.1975 | -0.2132 | -0.2271 | -0.2397 | -0.2507 | -0.2607 | -0.2693 | -0.277 | -0.2835 | -0.2893 | -0.294 | -0.298 | -0.3014 | -0.3039 | -0.3059 | -0.3072 | -0.3081 | -0.3085 | -0.3083 | -0.3078 | -0.3069 | -0.3056 | -0.3041 | -0.3022 | -0.3 | -0.2977 | -0.2951
Northwest | Other Family | Peak | February | Clothes Washer | LDCEU/TDEF | Electric Load with Losses, Incl. Cogeneration | MW | 0 | 0 | 0 | 0 | 0 | 0 | 0 | 0 | 0 | 0 | 0 | 0 | 0 | 0 | 0 | 0 | 0 | 0 | 0 | 0 | 0 | 0 | 0 | 0 | 0 | 0 | 0 | 0 | 0 | 0 | 0 | 0 | 0 | 0 | 0 | 0 | 0 | 0 | 0 | 0 | 0 | 0 | 0 | 0 | 0 | 0 | 0 | 0 | 0 | 0 | 0 | 0 | 0 | 0 | 0 | 0 | 0 | 0
Northwest | Other Family | Peak | February | Clothes Dryer | LDCEU/TDEF | Electric Load with Losses, Incl. Cogeneration | MW | 0 | 0 | 0 | 0 | 0 | 0 | 0 | 0 | 0 | 0 | 0 | 0 | 0 | 0 | 0 | 0 | 0 | 0 | 0 | 0 | 0 | 0 | 0 | 0 | 0.0023 | 0.005 | 0.0078 | 0.0106 | 0.0136 | 0.0167 | 0.02 | 0.0231 | 0.0265 | 0.0299 | 0.0334 | 0.0371 | 0.0408 | 0.0445 | 0.0484 | 0.0523 | 0.0564 | 0.0604 | 0.0646 | 0.0687 | 0.0731 | 0.0774 | 0.0818 | 0.0862 | 0.0908 | 0.0954 | 0.1001 | 0.1049 | 0.1097 | 0.1146 | 0.1196 | 0.1246 | 0.1297 | 0.135
Northwest | Other Family | Peak | February | Dishwasher | LDCEU/TDEF | Electric Load with Losses, Incl. Cogeneration | MW | 0 | 0 | 0 | 0 | 0 | 0 | 0 | 0 | 0 | 0 | 0 | 0 | 0 | 0 | 0 | 0 | 0 | 0 | 0 | 0 | 0 | 0 | 0 | 0 | 0 | 0 | 0 | 0 | 0 | 0 | 0 | 0 | 0 | 0 | 0 | 0 | 0 | 0 | 0 | 0 | 0 | 0 | 0 | 0 | 0 | 0 | 0 | 0 | 0 | 0 | 0 | 0 | 0 | 0 | 0 | 0 | 0 | 0
Northwest | Other Family | Peak | February | Cooking | LDCEU/TDEF | Electric Load with Losses, Incl. Cogeneration | MW | 0 | 0 | 0 | 0 | 0 | 0 | 0 | 0 | 0 | 0 | 0 | 0 | 0 | 0 | 0 | 0 | 0 | 0 | 0 | 0 | 0 | 0 | 0 | 0 | 0 | 0 | -0.4197 | -0.7974 | -1.1395 | -1.442 | -1.7128 | -1.9505 | -2.1627 | -2.3442 | -2.5021 | -2.6346 | -2.7479 | -2.8382 | -2.9102 | -2.9636 | -3.0026 | -3.0238 | -3.032 | -3.0266 | -3.0086 | -2.979 | -2.9388 | -2.8885 | -2.8289 | -2.7609 | -2.6847 | -2.6011 | -2.5107 | -2.4139 | -2.3112 | -2.2031 | -2.0905 | -1.9747
Northwest | Other Family | Peak | February | Air Conditioning | LDCEU/TDEF | Electric Load with Losses, Incl. Cogeneration | MW | 0 | 0 | 0 | 0 | 0 | 0 | 0 | 0 | 0 | 0 | 0 | 0 | 0 | 0 | 0 | 0 | 0 | 0 | 0 | 0 | 0 | 0 | 0 | 0 | 0 | 0 | 0 | 0 | 0 | 0 | 0 | 0 | 0 | 0 | 0 | 0 | 0 | 0 | 0 | 0 | 0 | 0 | 0 | 0 | 0 | 0 | 0 | 0 | 0 | 0 | 0 | 0 | 0 | 0 | 0 | 0 | 0 | 0
Northwest | Other Family | Peak | February | Entertainment Center | LDCEU/TDEF | Electric Load with Losses, Incl. Cogeneration | MW | 0 | 0 | 0 | 0 | 0 | 0 | 0 | 0 | 0 | 0 | 0 | 0 | 0 | 0 | 0 | 0 | 0 | 0 | 0 | 0 | 0 | 0 | 0 | 0 | -0.8025 | -2.2209 | -4.0869 | -6.2718 | -8.6854 | -11.232 | -13.8709 | -16.5356 | -19.2242 | -21.8672 | -24.4786 | -27.0195 | -29.5159 | -31.9163 | -34.2473 | -36.4885 | -38.6675 | -40.7369 | -42.7418 | -44.6604 | -46.4995 | -48.2612 | -49.9475 | -51.561 | -53.1037 | -54.5782 | -55.987 | -57.3324 | -58.6167 | -59.8424 | -61.0116 | -62.1268 | -63.1898 | -64.2028
Northwest | Other Family | Peak | February | Other Non-Substitutables | LDCEU/TDEF | Electric Load with Losses, Incl. Cogeneration | MW | 0 | 0 | 0 | 0 | 0 | 0 | 0 | 0 | 0 | 0 | 0 | 0 | 0 | 0 | 0 | 0 | 0 | 0 | 0 | 0 | 0 | 0 | 0 | 0 | -4.6848 | -8.8873 | -12.5901 | -15.8495 | -18.7367 | -21.258 | -23.4907 | -25.436 | -27.1733 | -28.6705 | -29.9955 | -31.141 | -32.1639 | -33.0383 | -33.8054 | -34.4665 | -35.0545 | -35.5422 | -35.9746 | -36.3412 | -36.6532 | -36.9168 | -37.1378 | -37.3208 | -37.4702 | -37.5898 | -37.6831 | -37.7527 | -37.8016 | -37.8319 | -37.8457 | -37.8449 | -37.8308 | -37.8051
Northwest | Other Family | Peak | February | Water Heating Over 55 | LDCEU/TDEF | Electric Load with Losses, Incl. Cogeneration | MW | 0 | 0 | 0 | 0 | 0 | 0 | 0 | 0 | 0 | 0 | 0 | 0 | 0 | 0 | 0 | 0 | 0 | 0 | 0 | 0 | 0 | 0 | 0 | 0 | 0 | 0 | 0 | 0 | 0 | 0 | 0 | 0 | 0 | 0 | 0 | 0 | 0 | 0 | 0 | 0 | 0 | 0 | 0 | 0 | 0 | 0 | 0 | 0 | 0 | 0 | 0 | 0 | 0 | 0 | 0 | 0 | 0 | 0
Northwest | Other Family | Peak | March | Space Heating | LDCEU/TDEF | Electric Load with Losses, Incl. Cogeneration | MW | -96.1416 | -132.5173 | -218.1698 | -299.043 | -358.74 | -392.506 | -525.94 | -544.777 | -542.486 | -740.74 | -590.327 | -603.568 | -641.045 | -705.485 | -253.1744 | -333.8694 | -339.4801 | -266.7975 | -300.3841 | -276.7167 | -300.1031 | -291.9194 | -242.2456 | -288.9909 | -305.2417 | -300.8389 | -316.0054 | -330.1322 | -343.6362 | -355.9635 | -367.736 | -378.5044 | -388.9038 | -398.1715 | -406.8183 | -414.696 | -422.2354 | -428.7934 | -434.8631 | -440.2688 | -445.3445 | -449.6217 | -453.4578 | -456.806 | -459.696 | -462.1196 | -464.1013 | -465.693 | -466.8866 | -467.711 | -468.2117 | -468.372 | -468.2086 | -467.7689 | -467.0303 | -466.0105 | -464.7531 | -463.2467
Northwest | Other Family | Peak | March | Water Heating Under 55 | LDCEU/TDEF | Electric Load with Losses, Incl. Cogeneration | MW | 0 | 0 | 0 | 0 | 0 | 0 | 0 | 0 | 0 | 0 | 0 | 0 | 0 | 0 | 0 | -0.0001 | 0 | 0 | -0.0001 | 0 | 0 | 0 | 0 | 0 | 0.0031 | 0.0066 | 0.0118 | 0.0157 | 0.0195 | 0.0242 | 0.0274 | 0.0294 | 0.0308 | 0.0317 | 0.0322 | 0.0332 | 0.0338 | 0.034 | 0.0347 | 0.0348 | 0.0345 | 0.0343 | 0.0338 | 0.0334 | 0.0328 | 0.0324 | 0.0319 | 0.0313 | 0.0308 | 0.0302 | 0.0296 | 0.029 | 0.0284 | 0.0277 | 0.027 | 0.0263 | 0.0255 | 0.0249
Northwest | Other Family | Peak | March | Lighting | LDCEU/TDEF | Electric Load with Losses, Incl. Cogeneration | MW | 0 | 0 | 0 | 0 | 0 | 0 | 0 | 0 | 0 | 0 | 0 | 0 | 0 | 0 | 0 | 0 | 0 | 0 | 0 | 0 | 0 | 0 | 0 | 0 | -0.2145 | -0.3245 | -0.4217 | -0.5072 | -0.4553 | -0.4088 | -0.3671 | -0.3295 | -0.2957 | -0.2653 | -0.2381 | -0.2136 | -0.1917 | -0.1719 | -0.1542 | -0.1384 | -0.1241 | -0.1114 | -0.0998 | -0.0895 | -0.0804 | -0.072 | -0.0646 | -0.0579 | -0.052 | -0.0466 | -0.0418 | -0.0374 | -0.0336 | -0.0302 | -0.027 | -0.0242 | -0.0218 | -0.0195
Northwest | Other Family | Peak | March | Refrigeration | LDCEU/TDEF | Electric Load with Losses, Incl. Cogeneration | MW | 0 | 0 | 0 | 0 | 0 | 0 | 0 | 0 | 0 | 0 | 0 | 0 | 0 | 0 | 0 | 0 | 0 | 0 | 0 | 0 | 0 | 0 | 0 | 0 | 0 | 0 | 0 | 0 | 0 | 0 | 0 | 0 | 0 | 0 | 0 | 0 | 0 | 0 | 0 | 0 | 0 | 0 | 0 | 0 | 0 | 0 | 0 | 0 | 0 | 0 | 0 | 0 | 0 | 0 | 0 | 0 | 0 | 0
Northwest | Other Family | Peak | March | Freezer | LDCEU/TDEF | Electric Load with Losses, Incl. Cogeneration | MW | 0 | 0 | 0 | 0 | 0 | 0 | 0 | 0 | 0 | 0 | 0 | 0 | 0 | 0 | 0 | 0 | 0 | 0 | 0 | 0 | 0 | 0 | 0 | 0 | -0.0354 | -0.0673 | -0.0965 | -0.1231 | -0.1476 | -0.1696 | -0.1898 | -0.2078 | -0.2243 | -0.2389 | -0.2523 | -0.2638 | -0.2743 | -0.2835 | -0.2916 | -0.2985 | -0.3046 | -0.3096 | -0.3139 | -0.3173 | -0.3201 | -0.3222 | -0.3237 | -0.3245 | -0.325 | -0.3249 | -0.3244 | -0.3235 | -0.3222 | -0.3205 | -0.3186 | -0.3163 | -0.3139 | -0.3111
Northwest | Other Family | Peak | March | Clothes Washer | LDCEU/TDEF | Electric Load with Losses, Incl. Cogeneration | MW | 0 | 0 | 0 | 0 | 0 | 0 | 0 | 0 | 0 | 0 | 0 | 0 | 0 | 0 | 0 | 0 | 0 | 0 | 0 | 0 | 0 | 0 | 0 | 0 | 0 | 0 | 0 | 0 | 0 | 0 | 0 | 0 | 0 | 0 | 0 | 0 | 0 | 0 | 0 | 0 | 0 | 0 | 0 | 0 | 0 | 0 | 0 | 0 | 0 | 0 | 0 | 0 | 0 | 0 | 0 | 0 | 0 | 0
Northwest | Other Family | Peak | March | Clothes Dryer | LDCEU/TDEF | Electric Load with Losses, Incl. Cogeneration | MW | 0 | 0 | 0 | 0 | 0 | 0 | 0 | 0 | 0 | 0 | 0 | 0 | 0 | 0 | 0 | 0 | 0 | 0 | 0 | 0 | 0 | 0 | 0 | 0 | 0.0025 | 0.0053 | 0.0083 | 0.0113 | 0.0144 | 0.0178 | 0.0211 | 0.0246 | 0.0282 | 0.0318 | 0.0355 | 0.0393 | 0.0433 | 0.0473 | 0.0514 | 0.0556 | 0.0598 | 0.0641 | 0.0686 | 0.073 | 0.0776 | 0.0822 | 0.0869 | 0.0916 | 0.0964 | 0.1012 | 0.1063 | 0.1113 | 0.1164 | 0.1217 | 0.127 | 0.1323 | 0.1378 | 0.1433
Northwest | Other Family | Peak | March | Dishwasher | LDCEU/TDEF | Electric Load with Losses, Incl. Cogeneration | MW | 0 | 0 | 0 | 0 | 0 | 0 | 0 | 0 | 0 | 0 | 0 | 0 | 0 | 0 | 0 | 0 | 0 | 0 | 0 | 0 | 0 | 0 | 0 | 0 | 0 | 0 | 0 | 0 | 0 | 0 | 0 | 0 | 0 | 0 | 0 | 0 | 0 | 0 | 0 | 0 | 0 | 0 | 0 | 0 | 0 | 0 | 0 | 0 | 0 | 0 | 0 | 0 | 0 | 0 | 0 | 0 | 0 | 0
Northwest | Other Family | Peak | March | Cooking | LDCEU/TDEF | Electric Load with Losses, Incl. Cogeneration | MW | 0 | 0 | 0 | 0 | 0 | 0 | 0 | 0 | 0 | 0 | 0 | 0 | 0 | 0 | 0 | 0 | 0 | 0 | 0 | 0 | 0 | 0 | 0 | 0 | 0 | 0 | -0.4272 | -0.8115 | -1.1597 | -1.4675 | -1.7433 | -1.985 | -2.2011 | -2.3858 | -2.5465 | -2.6812 | -2.7966 | -2.8884 | -2.9617 | -3.0162 | -3.0558 | -3.0774 | -3.0857 | -3.0802 | -3.0618 | -3.0318 | -2.9907 | -2.9396 | -2.879 | -2.8097 | -2.7321 | -2.6471 | -2.5549 | -2.4564 | -2.3519 | -2.2419 | -2.1272 | -2.0094
Northwest | Other Family | Peak | March | Air Conditioning | LDCEU/TDEF | Electric Load with Losses, Incl. Cogeneration | MW | 0 | 0 | 0 | 0 | 0 | 0 | 0 | 0 | 0 | 0 | 0 | 0 | 0 | 0 | 0 | 0 | 0 | 0 | 0 | 0 | 0 | 0 | 0 | 0 | 0 | 0 | 0 | 0 | 0 | 0 | 0 | 0 | 0 | 0 | 0 | 0 | 0 | 0 | 0 | 0 | 0 | 0 | 0 | 0 | 0 | 0 | 0 | 0 | 0 | 0 | 0 | 0 | 0 | 0 | 0 | 0 | 0 | 0
Northwest | Other Family | Peak | March | Entertainment Center | LDCEU/TDEF | Electric Load with Losses, Incl. Cogeneration | MW | 0 | 0 | 0 | 0 | 0 | 0 | 0 | 0 | 0 | 0 | 0 | 0 | 0 | 0 | 0 | 0 | 0 | 0 | 0 | 0 | 0 | 0 | 0 | 0 | -0.8634 | -2.3896 | -4.3973 | -6.7482 | -9.3452 | -12.0854 | -14.9251 | -17.7923 | -20.6854 | -23.5294 | -26.3398 | -29.0741 | -31.7603 | -34.3437 | -36.8522 | -39.2642 | -41.6094 | -43.8363 | -45.9945 | -48.0594 | -50.039 | -51.9351 | -53.7503 | -55.487 | -57.1476 | -58.7349 | -60.2514 | -61.6997 | -63.0825 | -64.402 | -65.6608 | -66.8614 | -68.0059 | -69.0967
Northwest | Other Family | Peak | March | Other Non-Substitutables | LDCEU/TDEF | Electric Load with Losses, Incl. Cogeneration | MW | 0 | 0 | 0 | 0 | 0 | 0 | 0 | 0 | 0 | 0 | 0 | 0 | 0 | 0 | 0 | 0 | 0 | 0 | 0 | 0 | 0 | 0 | 0 | 0 | -4.4639 | -8.4686 | -11.997 | -15.1029 | -17.8541 | -20.2567 | -22.3845 | -24.2383 | -25.8938 | -27.3206 | -28.5836 | -29.6752 | -30.6501 | -31.4835 | -32.2147 | -32.8449 | -33.4055 | -33.8703 | -34.2827 | -34.6322 | -34.9297 | -35.1813 | -35.392 | -35.5666 | -35.7092 | -35.8235 | -35.9126 | -35.9792 | -36.026 | -36.0551 | -36.0684 | -36.0679 | -36.0547 | -36.0303
Northwest | Other Family | Peak | March | Water Heating Over 55 | LDCEU/TDEF | Electric Load with Losses, Incl. Cogeneration | MW | 0 | 0 | 0 | 0 | 0 | 0 | 0 | 0 | 0 | 0 | 0 | 0 | 0 | 0 | 0 | 0 | 0 | 0 | 0 | 0 | 0 | 0 | 0 | 0 | 0 | 0 | 0 | 0 | 0 | 0 | 0 | 0 | 0 | 0 | 0 | 0 | 0 | 0 | 0 | 0 | 0 | 0 | 0 | 0 | 0 | 0 | 0 | 0 | 0 | 0 | 0 | 0 | 0 | 0 | 0 | 0 | 0 | 0
Northwest | Other Family | Peak | April | Space Heating | LDCEU/TDEF | Electric Load with Losses, Incl. Cogeneration | MW | -74.7962 | -95.377 | -169.0259 | -210.764 | -286.5275 | -309.1316 | -419.1817 | -354.9353 | -457.0909 | -493.6678 | -494.1179 | -428.0652 | -521.0249 | -505.3229 | -213.4719 | -288.0907 | -236.9014 | -225.4592 | -281.1507 | -188.0058 | -246.4734 | -228.281 | -230.6101 | -172.0905 | -230.0519 | -226.6595 | -238.5865 | -249.6974 | -260.3318 | -270.0426 | -279.3133 | -287.8042 | -296.0056 | -303.3247 | -310.1625 | -316.397 | -322.3702 | -327.575 | -332.4001 | -336.7024 | -340.7537 | -344.1754 | -347.2553 | -349.9524 | -352.2898 | -354.2629 | -355.8893 | -357.2101 | -358.2188 | -358.9377 | -359.4012 | -359.5977 | -359.54 | -359.2642 | -358.7539 | -358.023 | -357.1045 | -355.9903
Northwest | Other Family | Peak | April | Water Heating Under 55 | LDCEU/TDEF | Electric Load with Losses, Incl. Cogeneration | MW | 0 | 0 | 0 | 0 | 0 | 0 | 0 | 0 | 0 | 0 | 0 | 0 | 0 | 0 | 0 | 0 | 0 | 0 | 0 | 0 | 0 | 0 | 0 | 0 | 0.0023 | 0.0049 | 0.0086 | 0.0114 | 0.0142 | 0.0175 | 0.0199 | 0.0213 | 0.0225 | 0.0231 | 0.0236 | 0.0243 | 0.0247 | 0.0249 | 0.0254 | 0.0255 | 0.0252 | 0.0252 | 0.0248 | 0.0245 | 0.0241 | 0.0237 | 0.0234 | 0.023 | 0.0226 | 0.0221 | 0.0217 | 0.0212 | 0.0207 | 0.0202 | 0.0198 | 0.0193 | 0.0188 | 0.0183
Northwest | Other Family | Peak | April | Lighting | LDCEU/TDEF | Electric Load with Losses, Incl. Cogeneration | MW | 0 | 0 | 0 | 0 | 0 | 0 | 0 | 0 | 0 | 0 | 0 | 0 | 0 | 0 | 0 | 0 | 0 | 0 | 0 | 0 | 0 | 0 | 0 | 0 | -0.2059 | -0.3116 | -0.4048 | -0.4869 | -0.4372 | -0.3925 | -0.3523 | -0.3162 | -0.2839 | -0.2547 | -0.2286 | -0.2051 | -0.184 | -0.165 | -0.1481 | -0.1328 | -0.1192 | -0.1069 | -0.0959 | -0.086 | -0.0771 | -0.0692 | -0.062 | -0.0557 | -0.0499 | -0.0448 | -0.0402 | -0.0359 | -0.0323 | -0.029 | -0.0259 | -0.0233 | -0.0208 | -0.0187
Northwest | Other Family | Peak | April | Refrigeration | LDCEU/TDEF | Electric Load with Losses, Incl. Cogeneration | MW | 0 | 0 | 0 | 0 | 0 | 0 | 0 | 0 | 0 | 0 | 0 | 0 | 0 | 0 | 0 | 0 | 0 | 0 | 0 | 0 | 0 | 0 | 0 | 0 | 0 | 0 | 0 | 0 | 0 | 0 | 0 | 0 | 0 | 0 | 0 | 0 | 0 | 0 | 0 | 0 | 0 | 0 | 0 | 0 | 0 | 0 | 0 | 0 | 0 | 0 | 0 | 0 | 0 | 0 | 0 | 0 | 0 | 0
Northwest | Other Family | Peak | April | Freezer | LDCEU/TDEF | Electric Load with Losses, Incl. Cogeneration | MW | 0 | 0 | 0 | 0 | 0 | 0 | 0 | 0 | 0 | 0 | 0 | 0 | 0 | 0 | 0 | 0 | 0 | 0 | 0 | 0 | 0 | 0 | 0 | 0 | -0.0392 | -0.0746 | -0.1069 | -0.1363 | -0.1633 | -0.1876 | -0.21 | -0.2299 | -0.2482 | -0.2644 | -0.279 | -0.2919 | -0.3035 | -0.3135 | -0.3225 | -0.3301 | -0.3368 | -0.3423 | -0.3471 | -0.3509 | -0.3539 | -0.3561 | -0.3578 | -0.3588 | -0.3592 | -0.3591 | -0.3584 | -0.3573 | -0.3559 | -0.3541 | -0.3519 | -0.3494 | -0.3466 | -0.3435
Northwest | Other Family | Peak | April | Clothes Washer | LDCEU/TDEF | Electric Load with Losses, Incl. Cogeneration | MW | 0 | 0 | 0 | 0 | 0 | 0 | 0 | 0 | 0 | 0 | 0 | 0 | 0 | 0 | 0 | 0 | 0 | 0 | 0 | 0 | 0 | 0 | 0 | 0 | 0 | 0 | 0 | 0 | 0 | 0 | 0 | 0 | 0 | 0 | 0 | 0 | 0 | 0 | 0 | 0 | 0 | 0 | 0 | 0 | 0 | 0 | 0 | 0 | 0 | 0 | 0 | 0 | 0 | 0 | 0 | 0 | 0 | 0
Northwest | Other Family | Peak | April | Clothes Dryer | LDCEU/TDEF | Electric Load with Losses, Incl. Cogeneration | MW | 0 | 0 | 0 | 0 | 0 | 0 | 0 | 0 | 0 | 0 | 0 | 0 | 0 | 0 | 0 | 0 | 0 | 0 | 0 | 0 | 0 | 0 | 0 | 0 | 0.0025 | 0.0052 | 0.0082 | 0.0112 | 0.0143 | 0.0176 | 0.0211 | 0.0244 | 0.028 | 0.0315 | 0.0353 | 0.0391 | 0.043 | 0.0469 | 0.0511 | 0.0552 | 0.0594 | 0.0637 | 0.0681 | 0.0725 | 0.0771 | 0.0817 | 0.0862 | 0.091 | 0.0957 | 0.1005 | 0.1055 | 0.1105 | 0.1156 | 0.1208 | 0.1261 | 0.1314 | 0.1367 | 0.1422
Northwest | Other Family | Peak | April | Dishwasher | LDCEU/TDEF | Electric Load with Losses, Incl. Cogeneration | MW | 0 | 0 | 0 | 0 | 0 | 0 | 0 | 0 | 0 | 0 | 0 | 0 | 0 | 0 | 0 | 0 | 0 | 0 | 0 | 0 | 0 | 0 | 0 | 0 | 0 | 0 | 0 | 0 | 0 | 0 | 0 | 0 | 0 | 0 | 0 | 0 | 0 | 0 | 0 | 0 | 0 | 0 | 0 | 0 | 0 | 0 | 0 | 0 | 0 | 0 | 0 | 0 | 0 | 0 | 0 | 0 | 0 | 0
Northwest | Other Family | Peak | April | Cooking | LDCEU/TDEF | Electric Load with Losses, Incl. Cogeneration | MW | 0 | 0 | 0 | 0 | 0 | 0 | 0 | 0 | 0 | 0 | 0 | 0 | 0 | 0 | 0 | 0 | 0 | 0 | 0 | 0 | 0 | 0 | 0 | 0 | 0 | 0 | -0.401 | -0.7618 | -1.0889 | -1.3779 | -1.6367 | -1.8637 | -2.0667 | -2.2402 | -2.3911 | -2.5177 | -2.6262 | -2.7125 | -2.7813 | -2.8325 | -2.8699 | -2.8903 | -2.8981 | -2.8931 | -2.8759 | -2.8478 | -2.8095 | -2.7615 | -2.7047 | -2.6397 | -2.567 | -2.4872 | -2.4008 | -2.3084 | -2.2103 | -2.1071 | -1.9995 | -1.8889
Northwest | Other Family | Peak | April | Air Conditioning | LDCEU/TDEF | Electric Load with Losses, Incl. Cogeneration | MW | 0 | 0 | 0 | 0 | 0 | 0 | 0 | 0 | 0 | 0 | 0 | 0 | 0 | 0 | 0 | 0 | 0 | 0 | 0 | 0 | 0 | 0 | 0 | 0 | 0 | 0 | 0 | 0 | 0 | 0 | 0 | 0 | 0 | 0 | 0 | 0 | 0 | 0 | 0 | 0 | 0 | 0 | 0 | 0 | 0 | 0 | 0 | 0 | 0 | 0 | 0 | 0 | 0 | 0 | 0 | 0 | 0 | 0
Northwest | Other Family | Peak | April | Entertainment Center | LDCEU/TDEF | Electric Load with Losses, Incl. Cogeneration | MW | 0 | 0 | 0 | 0 | 0 | 0 | 0 | 0 | 0 | 0 | 0 | 0 | 0 | 0 | 0 | 0 | 0 | 0 | 0 | 0 | 0 | 0 | 0 | 0 | -0.5543 | -1.5342 | -2.8235 | -4.333 | -6.0007 | -7.7602 | -9.5836 | -11.425 | -13.2829 | -15.1093 | -16.9142 | -18.6702 | -20.3958 | -22.0549 | -23.6662 | -25.2153 | -26.7219 | -28.1525 | -29.5387 | -30.8653 | -32.137 | -33.3553 | -34.5214 | -35.6373 | -36.7042 | -37.7241 | -38.6986 | -39.6292 | -40.5178 | -41.3657 | -42.1747 | -42.9464 | -43.682 | -44.383
Northwest | Other Family | Peak | April | Other Non-Substitutables | LDCEU/TDEF | Electric Load with Losses, Incl. Cogeneration | MW | 0 | 0 | 0 | 0 | 0 | 0 | 0 | 0 | 0 | 0 | 0 | 0 | 0 | 0 | 0 | 0 | 0 | 0 | 0 | 0 | 0 | 0 | 0 | 0 | -4.9441 | -9.3796 | -13.2879 | -16.7279 | -19.7759 | -22.4371 | -24.794 | -26.8476 | -28.6817 | -30.2625 | -31.6617 | -32.8712 | -33.9516 | -34.875 | -35.6854 | -36.3836 | -37.0052 | -37.5205 | -37.9776 | -38.3652 | -38.6952 | -38.9741 | -39.2079 | -39.4018 | -39.5601 | -39.687 | -39.786 | -39.8602 | -39.9124 | -39.9449 | -39.96 | -39.9596 | -39.9454 | -39.9188
Northwest | Other Family | Peak | April | Water Heating Over 55 | LDCEU/TDEF | Electric Load with Losses, Incl. Cogeneration | MW | 0 | 0 | 0 | 0 | 0 | 0 | 0 | 0 | 0 | 0 | 0 | 0 | 0 | 0 | 0 | 0 | 0 | 0 | 0 | 0 | 0 | 0 | 0 | 0 | 0 | 0 | 0 | 0 | 0 | 0 | 0 | 0 | 0 | 0 | 0 | 0 | 0 | 0 | 0 | 0 | 0 | 0 | 0 | 0 | 0 | 0 | 0 | 0 | 0 | 0 | 0 | 0 | 0 | 0 | 0 | 0 | 0 | 0
Northwest | Other Family | Peak | May | Space Heating | LDCEU/TDEF | Electric Load with Losses, Incl. Cogeneration | MW | -38.8538 | -79.997 | -112.2223 | -258.2371 | -170.6356 | -263.37 | -431.6803 | -366.7762 | -342.3492 | -477.2071 | -426.9567 | -409.8765 | -384.5908 | -400.4327 | -173.8019 | -191.0768 | -190.5322 | -236.3906 | -246.5793 | -181.3588 | -183.6865 | -165.3972 | -155.8549 | -169.1896 | -190.2753 | -187.4908 | -197.7602 | -207.3431 | -216.5429 | -224.9636 | -233.0004 | -240.3875 | -247.542 | -253.9536 | -259.9562 | -265.4593 | -270.752 | -275.3809 | -279.6982 | -283.5673 | -287.2332 | -290.3603 | -293.1891 | -295.6962 | -297.8953 | -299.782 | -301.3708 | -302.6963 | -303.7517 | -304.5559 | -305.1374 | -305.4862 | -305.6126 | -305.5478 | -305.2772 | -304.8126 | -304.1822 | -303.3788
Northwest | Other Family | Peak | May | Water Heating Under 55 | LDCEU/TDEF | Electric Load with Losses, Incl. Cogeneration | MW | 0 | 0 | 0 | 0 | 0 | 0 | 0 | 0 | 0 | 0 | 0 | 0 | 0 | 0 | 0 | 0 | 0 | 0 | 0 | 0 | 0 | -0.0001 | 0 | 0 | 0.0012 | 0.0026 | 0.0045 | 0.006 | 0.0075 | 0.0093 | 0.0105 | 0.0113 | 0.0119 | 0.0123 | 0.0126 | 0.013 | 0.0133 | 0.0134 | 0.0137 | 0.0137 | 0.0136 | 0.0136 | 0.0134 | 0.0132 | 0.013 | 0.0129 | 0.0126 | 0.0124 | 0.0121 | 0.012 | 0.0117 | 0.0115 | 0.0112 | 0.0109 | 0.0107 | 0.0105 | 0.0101 | 0.0099
Northwest | Other Family | Peak | May | Lighting | LDCEU/TDEF | Electric Load with Losses, Incl. Cogeneration | MW | 0 | 0 | 0 | 0 | 0 | 0 | 0 | 0 | 0 | 0 | 0 | 0 | 0 | 0 | 0 | 0 | 0 | 0 | 0 | 0 | 0 | 0 | 0 | 0 | -0.1549 | -0.2344 | -0.3046 | -0.3663 | -0.329 | -0.2954 | -0.2651 | -0.238 | -0.2135 | -0.1917 | -0.1719 | -0.1543 | -0.1385 | -0.1242 | -0.1115 | -0.0999 | -0.0897 | -0.0804 | -0.0722 | -0.0647 | -0.0581 | -0.052 | -0.0467 | -0.0419 | -0.0375 | -0.0337 | -0.0302 | -0.0271 | -0.0243 | -0.0218 | -0.0195 | -0.0175 | -0.0157 | -0.014
Northwest | Other Family | Peak | May | Refrigeration | LDCEU/TDEF | Electric Load with Losses, Incl. Cogeneration | MW | 0 | 0 | 0 | 0 | 0 | 0 | 0 | 0 | 0 | 0 | 0 | 0 | 0 | 0 | 0 | 0 | 0 | 0 | 0 | 0 | 0 | 0 | 0 | 0 | 0 | 0 | 0 | 0 | 0 | 0 | 0 | 0 | 0 | 0 | 0 | 0 | 0 | 0 | 0 | 0 | 0 | 0 | 0 | 0 | 0 | 0 | 0 | 0 | 0 | 0 | 0 | 0 | 0 | 0 | 0 | 0 | 0 | 0
Northwest | Other Family | Peak | May | Freezer | LDCEU/TDEF | Electric Load with Losses, Incl. Cogeneration | MW | 0 | 0 | 0 | 0 | 0 | 0 | 0 | 0 | 0 | 0 | 0 | 0 | 0 | 0 | 0 | 0 | 0 | 0 | 0 | 0 | 0 | 0 | 0 | 0 | -0.0372 | -0.0705 | -0.101 | -0.1286 | -0.154 | -0.1768 | -0.1976 | -0.2162 | -0.2334 | -0.2484 | -0.262 | -0.274 | -0.2847 | -0.294 | -0.3022 | -0.3092 | -0.3154 | -0.3203 | -0.3246 | -0.3279 | -0.3306 | -0.3325 | -0.3339 | -0.3346 | -0.3347 | -0.3345 | -0.3337 | -0.3325 | -0.331 | -0.3291 | -0.3269 | -0.3243 | -0.3216 | -0.3186
Northwest | Other Family | Peak | May | Clothes Washer | LDCEU/TDEF | Electric Load with Losses, Incl. Cogeneration | MW | 0 | 0 | 0 | 0 | 0 | 0 | 0 | 0 | 0 | 0 | 0 | 0 | 0 | 0 | 0 | 0 | 0 | 0 | 0 | 0 | 0 | 0 | 0 | 0 | 0 | 0 | 0 | 0 | 0 | 0 | 0 | 0 | 0 | 0 | 0 | 0 | 0 | 0 | 0 | 0 | 0 | 0 | 0 | 0 | 0 | 0 | 0 | 0 | 0 | 0 | 0 | 0 | 0 | 0 | 0 | 0 | 0 | 0
Northwest | Other Family | Peak | May | Clothes Dryer | LDCEU/TDEF | Electric Load with Losses, Incl. Cogeneration | MW | 0 | 0 | 0 | 0 | 0 | 0 | 0 | 0 | 0 | 0 | 0 | 0 | 0 | 0 | 0 | 0 | -0.0001 | 0 | 0 | 0 | 0 | 0 | 0 | 0 | 0.0023 | 0.0047 | 0.0074 | 0.0101 | 0.0129 | 0.0158 | 0.0189 | 0.0219 | 0.0251 | 0.0284 | 0.0317 | 0.0351 | 0.0386 | 0.0421 | 0.0459 | 0.0496 | 0.0533 | 0.0572 | 0.0611 | 0.0651 | 0.0691 | 0.0732 | 0.0774 | 0.0815 | 0.0858 | 0.0901 | 0.0945 | 0.0991 | 0.1036 | 0.1082 | 0.1129 | 0.1176 | 0.1225 | 0.1274
Northwest | Other Family | Peak | May | Dishwasher | LDCEU/TDEF | Electric Load with Losses, Incl. Cogeneration | MW | 0 | 0 | 0 | 0 | 0 | 0 | 0 | 0 | 0 | 0 | 0 | 0 | 0 | 0 | 0 | 0 | 0 | 0 | 0 | 0 | 0 | 0 | 0 | 0 | 0 | 0 | 0 | 0 | 0 | 0 | 0 | 0 | 0 | 0 | 0 | 0 | 0 | 0 | 0 | 0 | 0 | 0 | 0 | 0 | 0 | 0 | 0 | 0 | 0 | 0 | 0 | 0 | 0 | 0 | 0 | 0 | 0 | 0
Northwest | Other Family | Peak | May | Cooking | LDCEU/TDEF | Electric Load with Losses, Incl. Cogeneration | MW | 0 | 0 | 0 | 0 | 0 | 0 | 0 | 0 | 0 | 0 | 0 | 0 | 0 | 0 | 0 | 0 | 0 | 0 | 0 | 0 | 0 | 0 | 0 | 0 | 0 | 0 | -0.2841 | -0.5398 | -0.7716 | -0.9763 | -1.1597 | -1.3207 | -1.4646 | -1.5876 | -1.6946 | -1.7844 | -1.8613 | -1.9226 | -1.9715 | -2.0078 | -2.0344 | -2.0489 | -2.0545 | -2.0511 | -2.039 | -2.0191 | -1.992 | -1.9581 | -1.9179 | -1.8719 | -1.8205 | -1.7641 | -1.703 | -1.6375 | -1.5681 | -1.4951 | -1.4189 | -1.3404
Northwest | Other Family | Peak | May | Air Conditioning | LDCEU/TDEF | Electric Load with Losses, Incl. Cogeneration | MW | 0 | 0 | 0 | 0 | 0 | 0 | 0 | 0 | 0 | 0 | 0 | 0 | 0 | 0 | 0 | 0 | 0 | 0 | 0 | 0 | 0 | 0 | 0 | 0 | 0 | 0 | 0 | 0 | 0 | 0 | 0 | 0 | 0 | 0 | 0 | 0 | 0 | 0 | 0 | 0 | 0 | 0 | 0 | 0 | 0 | 0 | 0 | 0 | 0 | 0 | 0 | 0 | 0 | 0 | 0 | 0 | 0 | 0
Northwest | Other Family | Peak | May | Entertainment Center | LDCEU/TDEF | Electric Load with Losses, Incl. Cogeneration | MW | 0 | 0 | 0 | 0 | 0 | 0 | 0 | 0 | 0 | 0 | 0 | 0 | 0 | 0 | 0 | 0 | 0 | 0 | 0 | 0 | 0 | 0 | 0 | 0 | -0.5522 | -1.5283 | -2.8124 | -4.3157 | -5.9769 | -7.7294 | -9.5451 | -11.3788 | -13.229 | -15.0477 | -16.8444 | -18.593 | -20.3115 | -21.9627 | -23.5669 | -25.1085 | -26.6087 | -28.0328 | -29.4118 | -30.7318 | -31.9973 | -33.2093 | -34.3695 | -35.4796 | -36.5408 | -37.5553 | -38.5244 | -39.4498 | -40.3333 | -41.1763 | -41.9805 | -42.7475 | -43.4785 | -44.1752
Northwest | Other Family | Peak | May | Other Non-Substitutables | LDCEU/TDEF | Electric Load with Losses, Incl. Cogeneration | MW | 0 | 0 | 0 | 0 | 0 | 0 | 0 | 0 | 0 | 0 | 0 | 0 | 0 | 0 | 0 | 0 | 0 | 0 | 0 | 0 | 0 | 0 | 0 | 0 | -4.0897 | -7.7578 | -10.9905 | -13.835 | -16.3565 | -18.5576 | -20.5061 | -22.2043 | -23.721 | -25.0282 | -26.1843 | -27.1842 | -28.0783 | -28.8407 | -29.5105 | -30.0868 | -30.6011 | -31.0268 | -31.4035 | -31.7234 | -31.9955 | -32.2255 | -32.4181 | -32.5776 | -32.7078 | -32.812 | -32.8931 | -32.9536 | -32.996 | -33.0222 | -33.0339 | -33.0328 | -33.0202 | -32.9975
Northwest | Other Family | Peak | May | Water Heating Over 55 | LDCEU/TDEF | Electric Load with Losses, Incl. Cogeneration | MW | 0 | 0 | 0 | 0 | 0 | 0 | 0 | 0 | 0 | 0 | 0 | 0 | 0 | 0 | 0 | 0 | 0 | 0 | 0 | 0 | 0 | 0 | 0 | 0 | 0 | 0 | 0 | 0 | 0 | 0 | 0 | 0 | 0 | 0 | 0 | 0 | 0 | 0 | 0 | 0 | 0 | 0 | 0 | 0 | 0 | 0 | 0 | 0 | 0 | 0 | 0 | 0 | 0 | 0 | 0 | 0 | 0 | 0
Northwest | Other Family | Peak | June | Space Heating | LDCEU/TDEF | Electric Load with Losses, Incl. Cogeneration | MW | -3.9811 | -6.3061 | -7.1823 | -12.7433 | -13.7492 | -14.6578 | -23.6126 | -17.7645 | -27.3174 | -18.3104 | -15.0765 | -18.6956 | -30.5387 | -18.6339 | -10.3739 | -15.2733 | -7.4578 | -13.0445 | -14.2822 | -13.2734 | -10.1741 | -11.7988 | -4.3553 | -9.8788 | -10.3831 | -10.224 | -10.7848 | -11.3088 | -11.8144 | -12.2776 | -12.719 | -13.1264 | -13.5224 | -13.8782 | -14.2119 | -14.5197 | -14.8175 | -15.0782 | -15.3229 | -15.5431 | -15.7538 | -15.9344 | -16.0986 | -16.2457 | -16.3762 | -16.4896 | -16.5867 | -16.6694 | -16.7372 | -16.7911 | -16.8327 | -16.8614 | -16.8776 | -16.8833 | -16.8773 | -16.8604 | -16.8342 | -16.7981
Northwest | Other Family | Peak | June | Water Heating Under 55 | LDCEU/TDEF | Electric Load with Losses, Incl. Cogeneration | MW | 0 | 0 | 0 | 0 | 0 | 0 | 0 | 0 | 0 | 0 | 0 | 0 | 0 | 0 | 0 | 0 | 0 | 0 | 0 | 0 | 0 | 0 | 0 | 0 | 0.0004 | 0.0008 | 0.0014 | 0.0019 | 0.0023 | 0.0029 | 0.0032 | 0.0035 | 0.0038 | 0.0039 | 0.004 | 0.0042 | 0.0042 | 0.0043 | 0.0044 | 0.0044 | 0.0044 | 0.0043 | 0.0043 | 0.0043 | 0.0042 | 0.0041 | 0.0041 | 0.004 | 0.004 | 0.0038 | 0.0038 | 0.0037 | 0.0036 | 0.0035 | 0.0034 | 0.0034 | 0.0033 | 0.0032
Northwest | Other Family | Peak | June | Lighting | LDCEU/TDEF | Electric Load with Losses, Incl. Cogeneration | MW | 0 | 0 | 0 | 0 | 0 | 0 | 0 | 0 | 0 | 0 | 0 | 0 | 0 | 0 | 0 | 0 | 0 | 0 | 0 | 0 | 0 | 0 | 0 | 0 | -0.1491 | -0.2255 | -0.293 | -0.3524 | -0.3165 | -0.2841 | -0.2551 | -0.2289 | -0.2054 | -0.1844 | -0.1655 | -0.1484 | -0.1332 | -0.1195 | -0.1071 | -0.0961 | -0.0863 | -0.0774 | -0.0694 | -0.0622 | -0.0558 | -0.0501 | -0.0449 | -0.0402 | -0.0361 | -0.0324 | -0.0291 | -0.026 | -0.0234 | -0.021 | -0.0188 | -0.0169 | -0.0151 | -0.0135
Northwest | Other Family | Peak | June | Refrigeration | LDCEU/TDEF | Electric Load with Losses, Incl. Cogeneration | MW | 0 | 0 | 0 | 0 | 0 | 0 | 0 | 0 | 0 | 0 | 0 | 0 | 0 | 0 | 0 | 0 | 0 | 0 | 0 | 0 | 0 | 0 | 0 | 0 | 0 | 0 | 0 | 0 | 0 | 0 | 0 | 0 | 0 | 0 | 0 | 0 | 0 | 0 | 0 | 0 | 0 | 0 | 0 | 0 | 0 | 0 | 0 | 0 | 0 | 0 | 0 | 0 | 0 | 0 | 0 | 0 | 0 | 0
Northwest | Other Family | Peak | June | Freezer | LDCEU/TDEF | Electric Load with Losses, Incl. Cogeneration | MW | 0 | 0 | 0 | 0 | 0 | 0 | 0 | 0 | 0 | 0 | 0 | 0 | 0 | 0 | 0 | 0 | 0 | 0 | 0 | 0 | 0 | 0 | 0 | 0 | -0.047 | -0.0886 | -0.1265 | -0.161 | -0.1926 | -0.221 | -0.2468 | -0.2698 | -0.2909 | -0.3094 | -0.326 | -0.3406 | -0.3538 | -0.3649 | -0.3747 | -0.3831 | -0.3904 | -0.3962 | -0.4011 | -0.405 | -0.4079 | -0.4099 | -0.4112 | -0.4117 | -0.4115 | -0.4108 | -0.4095 | -0.4077 | -0.4055 | -0.4027 | -0.3996 | -0.3962 | -0.3924 | -0.3883
Northwest | Other Family | Peak | June | Clothes Washer | LDCEU/TDEF | Electric Load with Losses, Incl. Cogeneration | MW | 0 | 0 | 0 | 0 | 0 | 0 | 0 | 0 | 0 | 0 | 0 | 0 | 0 | 0 | 0 | 0 | 0 | 0 | 0 | 0 | 0 | 0 | 0 | 0 | 0 | 0 | 0 | 0 | 0 | 0 | 0 | 0 | 0 | 0 | 0 | 0 | 0 | 0 | 0 | 0 | 0 | 0 | 0 | 0 | 0 | 0 | 0 | 0 | 0 | 0 | 0 | 0 | 0 | 0 | 0 | 0 | 0 | 0
Northwest | Other Family | Peak | June | Clothes Dryer | LDCEU/TDEF | Electric Load with Losses, Incl. Cogeneration | MW | 0 | 0 | 0 | 0 | 0 | 0 | 0 | 0 | 0 | 0 | 0 | 0 | 0 | 0 | 0 | 0 | 0 | 0 | 0 | 0 | 0 | 0 | 0 | 0 | 0.0031 | 0.0067 | 0.0105 | 0.0142 | 0.0183 | 0.0224 | 0.0268 | 0.0311 | 0.0355 | 0.0401 | 0.0447 | 0.0495 | 0.0545 | 0.0594 | 0.0647 | 0.0698 | 0.0751 | 0.0805 | 0.0859 | 0.0915 | 0.0971 | 0.1028 | 0.1086 | 0.1145 | 0.1204 | 0.1264 | 0.1325 | 0.1388 | 0.1451 | 0.1516 | 0.1581 | 0.1646 | 0.1713 | 0.1781
Northwest | Other Family | Peak | June | Dishwasher | LDCEU/TDEF | Electric Load with Losses, Incl. Cogeneration | MW | 0 | 0 | 0 | 0 | 0 | 0 | 0 | 0 | 0 | 0 | 0 | 0 | 0 | 0 | 0 | 0 | 0 | 0 | 0 | 0 | 0 | 0 | 0 | 0 | 0 | 0 | 0 | 0 | 0 | 0 | 0 | 0 | 0 | 0 | 0 | 0 | 0 | 0 | 0 | 0 | 0 | 0 | 0 | 0 | 0 | 0 | 0 | 0 | 0 | 0 | 0 | 0 | 0 | 0 | 0 | 0 | 0 | 0
Northwest | Other Family | Peak | June | Cooking | LDCEU/TDEF | Electric Load with Losses, Incl. Cogeneration | MW | 0 | 0 | 0 | 0 | 0 | 0 | 0 | 0 | 0 | 0 | 0 | 0 | 0 | 0 | 0 | 0 | 0 | 0 | 0 | 0 | 0 | 0 | 0 | 0 | 0 | 0 | -0.6679 | -1.2686 | -1.8139 | -2.2955 | -2.7267 | -3.1054 | -3.4439 | -3.7334 | -3.9852 | -4.1966 | -4.3781 | -4.5222 | -4.6375 | -4.7231 | -4.7862 | -4.8207 | -4.8341 | -4.8263 | -4.7982 | -4.7518 | -4.6884 | -4.609 | -4.5149 | -4.4072 | -4.2865 | -4.1542 | -4.0108 | -3.8573 | -3.6944 | -3.5231 | -3.344 | -3.1588
Northwest | Other Family | Peak | June | Air Conditioning | LDCEU/TDEF | Electric Load with Losses, Incl. Cogeneration | MW | -15.0714 | -21.7752 | -39.8392 | -42.7964 | -53.9547 | -71.446 | -48.5152 | -113.3663 | -55.0764 | -166.8932 | -233.797 | -191.1955 | -105.7238 | -253.013 | -165.3459 | -79.2053 | -220.3936 | -79.9051 | -58.6768 | -174.8615 | -130.8781 | -102.8093 | -505.199 | -247.2591 | -212.3617 | -215.0475 | -220.0226 | -224.9428 | -228.4891 | -231.9107 | -236.4509 | -240.6019 | -244.6971 | -248.4155 | -251.9347 | -255.3128 | -258.6201 | -261.6327 | -264.5994 | -267.4543 | -267.859 | -267.6278 | -266.6754 | -265.6447 | -264.6166 | -263.5135 | -262.3441 | -261.1695 | -259.9464 | -258.6664 | -257.4095 | -256.1262 | -254.8168 | -253.5327 | -252.2167 | -250.8752 | -249.5608 | -248.2361
Northwest | Other Family | Peak | June | Entertainment Center | LDCEU/TDEF | Electric Load with Losses, Incl. Cogeneration | MW | 0 | 0 | 0 | 0 | 0 | 0 | 0 | 0 | 0 | 0 | 0 | 0 | 0 | 0 | 0 | 0 | 0 | 0 | 0 | 0 | 0 | 0 | 0 | 0 | -0.7406 | -2.0491 | -3.771 | -5.7864 | -8.0143 | -10.3641 | -12.7978 | -15.2564 | -17.7371 | -20.1757 | -22.5834 | -24.9277 | -27.2329 | -29.4452 | -31.5958 | -33.661 | -35.6734 | -37.5824 | -39.4291 | -41.1981 | -42.8937 | -44.5177 | -46.0721 | -47.5592 | -48.9809 | -50.3396 | -51.6376 | -52.877 | -54.06 | -55.1888 | -56.2655 | -57.2922 | -58.2707 | -59.2031
Northwest | Other Family | Peak | June | Other Non-Substitutables | LDCEU/TDEF | Electric Load with Losses, Incl. Cogeneration | MW | 0 | 0 | 0 | 0 | 0 | 0 | 0 | 0 | 0 | 0 | 0 | 0 | 0 | 0 | 0 | 0 | 0 | 0 | 0 | 0 | 0 | 0 | 0 | 0 | -4.5431 | -8.6164 | -12.2077 | -15.3661 | -18.1686 | -20.6138 | -22.7768 | -24.6632 | -26.3479 | -27.7999 | -29.0825 | -30.1932 | -31.1876 | -32.0327 | -32.7768 | -33.4152 | -33.9876 | -34.4603 | -34.8769 | -35.2314 | -35.533 | -35.7877 | -36.0009 | -36.1773 | -36.3211 | -36.436 | -36.5252 | -36.5916 | -36.6378 | -36.6659 | -36.678 | -36.6759 | -36.661 | -36.6347
Northwest | Other Family | Peak | June | Water Heating Over 55 | LDCEU/TDEF | Electric Load with Losses, Incl. Cogeneration | MW | 0 | 0 | 0 | 0 | 0 | 0 | 0 | 0 | 0 | 0 | 0 | 0 | 0 | 0 | 0 | 0 | 0 | 0 | 0 | 0 | 0 | 0 | 0 | 0 | 0 | 0 | 0 | 0 | 0 | 0 | 0 | 0 | 0 | 0 | 0 | 0 | 0 | 0 | 0 | 0 | 0 | 0 | 0 | 0 | 0 | 0 | 0 | 0 | 0 | 0 | 0 | 0 | 0 | 0 | 0 | 0 | 0 | 0
Northwest | Other Family | Peak | July | Space Heating | LDCEU/TDEF | Electric Load with Losses, Incl. Cogeneration | MW | -3.5463 | -1.5165 | -2.4712 | -3.0968 | -6.1367 | -2.6532 | -12.1523 | -9.6002 | -12.4858 | -8.7285 | -5.0771 | -7.1972 | -11.5499 | -7.7515 | -2.4062 | -5.5324 | -2.3648 | -4.9957 | -6.8712 | -5.0615 | -3.8421 | -2.7098 | -2.0267 | -5.7563 | -4.4256 | -4.3564 | -4.5597 | -4.7497 | -4.9336 | -5.1019 | -5.2621 | -5.4101 | -5.5547 | -5.6842 | -5.8054 | -5.9179 | -6.0272 | -6.1225 | -6.212 | -6.2929 | -6.3706 | -6.4371 | -6.4973 | -6.5515 | -6.5998 | -6.6416 | -6.6774 | -6.7081 | -6.7331 | -6.753 | -6.7685 | -6.7791 | -6.785 | -6.7871 | -6.7848 | -6.7782 | -6.7682 | -6.7545
Northwest | Other Family | Peak | July | Water Heating Under 55 | LDCEU/TDEF | Electric Load with Losses, Incl. Cogeneration | MW | 0 | 0 | 0 | 0 | 0 | 0 | 0 | 0 | 0 | 0 | 0 | 0 | 0 | 0 | 0 | 0 | 0 | 0 | 0 | 0 | 0 | 0 | 0 | 0 | 0.0002 | 0.0004 | 0.0007 | 0.001 | 0.0012 | 0.0015 | 0.0017 | 0.0017 | 0.0019 | 0.002 | 0.002 | 0.002 | 0.0021 | 0.0021 | 0.0022 | 0.0022 | 0.0022 | 0.0021 | 0.0021 | 0.0021 | 0.0021 | 0.002 | 0.002 | 0.002 | 0.0019 | 0.0019 | 0.0018 | 0.0018 | 0.0018 | 0.0018 | 0.0017 | 0.0016 | 0.0016 | 0.0015
Northwest | Other Family | Peak | July | Lighting | LDCEU/TDEF | Electric Load with Losses, Incl. Cogeneration | MW | 0 | 0 | 0 | 0 | 0 | 0 | 0 | 0 | 0 | 0 | 0 | 0 | 0 | 0 | 0 | 0 | 0 | 0 | 0 | 0 | 0 | 0 | 0 | 0 | -0.1293 | -0.1957 | -0.2542 | -0.3058 | -0.2746 | -0.2465 | -0.2213 | -0.1986 | -0.1782 | -0.1599 | -0.1435 | -0.1288 | -0.1156 | -0.1037 | -0.093 | -0.0835 | -0.0748 | -0.0671 | -0.0602 | -0.054 | -0.0484 | -0.0434 | -0.0389 | -0.0349 | -0.0313 | -0.0281 | -0.0252 | -0.0226 | -0.0203 | -0.0182 | -0.0163 | -0.0146 | -0.0131 | -0.0117
Northwest | Other Family | Peak | July | Refrigeration | LDCEU/TDEF | Electric Load with Losses, Incl. Cogeneration | MW | 0 | 0 | 0 | 0 | 0 | 0 | 0 | 0 | 0 | 0 | 0 | 0 | 0 | 0 | 0 | 0 | 0 | 0 | 0 | 0 | 0 | 0 | 0 | 0 | 0 | 0 | 0 | 0 | 0 | 0 | 0 | 0 | 0 | 0 | 0 | 0 | 0 | 0 | 0 | 0 | 0 | 0 | 0 | 0 | 0 | 0 | 0 | 0 | 0 | 0 | 0 | 0 | 0 | 0 | 0 | 0 | 0 | 0
Northwest | Other Family | Peak | July | Freezer | LDCEU/TDEF | Electric Load with Losses, Incl. Cogeneration | MW | 0 | 0 | 0 | 0 | 0 | 0 | 0 | 0 | 0 | 0 | 0 | 0 | 0 | 0 | 0 | 0 | 0 | 0 | 0 | 0 | 0 | 0 | 0 | 0 | -0.0468 | -0.088 | -0.1256 | -0.1597 | -0.191 | -0.2191 | -0.2446 | -0.2674 | -0.2881 | -0.3064 | -0.3229 | -0.3372 | -0.3501 | -0.3612 | -0.3709 | -0.379 | -0.3862 | -0.3919 | -0.3967 | -0.4003 | -0.4032 | -0.4052 | -0.4064 | -0.4069 | -0.4066 | -0.4059 | -0.4046 | -0.4028 | -0.4004 | -0.3977 | -0.3946 | -0.3912 | -0.3874 | -0.3833
Northwest | Other Family | Peak | July | Clothes Washer | LDCEU/TDEF | Electric Load with Losses, Incl. Cogeneration | MW | 0 | 0 | 0 | 0 | 0 | 0 | 0 | 0 | 0 | 0 | 0 | 0 | 0 | 0 | 0 | 0 | 0 | 0 | 0 | 0 | 0 | 0 | 0 | 0 | 0 | 0 | 0 | 0 | 0 | 0 | 0 | 0 | 0 | 0 | 0 | 0 | 0 | 0 | 0 | 0 | 0 | 0 | 0 | 0 | 0 | 0 | 0 | 0 | 0 | 0 | 0 | 0 | 0 | 0 | 0 | 0 | 0 | 0
Northwest | Other Family | Peak | July | Clothes Dryer | LDCEU/TDEF | Electric Load with Losses, Incl. Cogeneration | MW | 0 | 0 | 0 | 0 | 0 | 0 | 0 | 0 | 0 | 0 | 0 | 0 | 0 | 0 | 0 | 0 | 0 | 0 | 0 | 0 | 0 | 0 | 0 | 0 | 0.0022 | 0.0048 | 0.0076 | 0.0103 | 0.0131 | 0.0162 | 0.0192 | 0.0223 | 0.0256 | 0.0288 | 0.0322 | 0.0356 | 0.0392 | 0.0428 | 0.0464 | 0.0502 | 0.054 | 0.0579 | 0.0618 | 0.0657 | 0.0698 | 0.0739 | 0.078 | 0.0822 | 0.0865 | 0.0907 | 0.0951 | 0.0996 | 0.1041 | 0.1087 | 0.1134 | 0.118 | 0.1229 | 0.1277
Northwest | Other Family | Peak | July | Dishwasher | LDCEU/TDEF | Electric Load with Losses, Incl. Cogeneration | MW | 0 | 0 | 0 | 0 | 0 | 0 | 0 | 0 | 0 | 0 | 0 | 0 | 0 | 0 | 0 | 0 | 0 | 0 | 0 | 0 | 0 | 0 | 0 | 0 | 0 | 0 | 0 | 0 | 0 | 0 | 0 | 0 | 0 | 0 | 0 | 0 | 0 | 0 | 0 | 0 | 0 | 0 | 0 | 0 | 0 | 0 | 0 | 0 | 0 | 0 | 0 | 0 | 0 | 0 | 0 | 0 | 0 | 0
Northwest | Other Family | Peak | July | Cooking | LDCEU/TDEF | Electric Load with Losses, Incl. Cogeneration | MW | 0 | 0 | 0 | 0 | 0 | 0 | 0 | 0 | 0 | 0 | 0 | 0 | 0 | 0 | 0 | 0 | 0 | 0 | 0 | 0 | 0 | 0 | 0 | 0 | 0 | 0 | -0.4611 | -0.8759 | -1.2522 | -1.5846 | -1.8821 | -2.1432 | -2.3766 | -2.5761 | -2.7493 | -2.8949 | -3.0197 | -3.1187 | -3.1976 | -3.2563 | -3.2992 | -3.3225 | -3.3311 | -3.3251 | -3.3051 | -3.2725 | -3.2281 | -3.1727 | -3.1071 | -3.0321 | -2.9484 | -2.8563 | -2.7568 | -2.6503 | -2.5373 | -2.4186 | -2.2945 | -2.1662
Northwest | Other Family | Peak | July | Air Conditioning | LDCEU/TDEF | Electric Load with Losses, Incl. Cogeneration | MW | -8.0547 | -45.7003 | -56.8524 | -87.9309 | -68.5169 | -166.771 | -73.1872 | -114.4115 | -111.3822 | -201.0418 | -264.758 | -233.306 | -217.4326 | -293.799 | -372.997 | -199.0113 | -283.164 | -171.9883 | -136.3639 | -211.5549 | -236.923 | -285.316 | -285.663 | -188.4274 | -252.7207 | -256.1362 | -262.2149 | -268.2317 | -272.5466 | -276.7188 | -282.2343 | -287.2974 | -292.3034 | -296.872 | -301.2018 | -305.3812 | -309.4903 | -313.2412 | -316.9565 | -320.5374 | -321.1006 | -320.8828 | -319.7808 | -318.5951 | -317.4171 | -316.1552 | -314.8151 | -313.4744 | -312.0796 | -310.619 | -309.1908 | -307.734 | -306.247 | -304.7944 | -303.3059 | -301.7874 | -300.3042 | -298.8092
Northwest | Other Family | Peak | July | Entertainment Center | LDCEU/TDEF | Electric Load with Losses, Incl. Cogeneration | MW | 0 | 0 | 0 | 0 | 0 | 0 | 0 | 0 | 0 | 0 | 0 | 0 | 0 | 0 | 0 | 0 | 0 | 0 | 0 | 0 | 0 | 0 | 0 | 0 | -0.7024 | -1.9434 | -3.5758 | -5.4867 | -7.5983 | -9.8254 | -12.1313 | -14.4606 | -16.8103 | -19.1201 | -21.3993 | -23.619 | -25.8007 | -27.8946 | -29.9286 | -31.8827 | -33.7856 | -35.5909 | -37.3358 | -39.0075 | -40.6096 | -42.1436 | -43.6115 | -45.0155 | -46.3574 | -47.6395 | -48.864 | -50.0328 | -51.1482 | -52.2121 | -53.2266 | -54.1937 | -55.115 | -55.9927
Northwest | Other Family | Peak | July | Other Non-Substitutables | LDCEU/TDEF | Electric Load with Losses, Incl. Cogeneration | MW | 0 | 0 | 0 | 0 | 0 | 0 | 0 | 0 | 0 | 0 | 0 | 0 | 0 | 0 | 0 | 0 | 0 | 0 | 0 | 0 | 0 | 0 | 0 | 0 | -3.8644 | -7.3282 | -10.3813 | -13.0671 | -15.4492 | -17.5275 | -19.3651 | -20.9678 | -22.3987 | -23.6318 | -24.7198 | -25.6626 | -26.5059 | -27.2226 | -27.8524 | -28.3934 | -28.8775 | -29.2773 | -29.6287 | -29.9277 | -30.1818 | -30.3959 | -30.5749 | -30.7225 | -30.8424 | -30.9378 | -31.0114 | -31.0656 | -31.1026 | -31.1244 | -31.1325 | -31.1285 | -31.1138 | -31.0893
Northwest | Other Family | Peak | July | Water Heating Over 55 | LDCEU/TDEF | Electric Load with Losses, Incl. Cogeneration | MW | 0 | 0 | 0 | 0 | 0 | 0 | 0 | 0 | 0 | 0 | 0 | 0 | 0 | 0 | 0 | 0 | 0 | 0 | 0 | 0 | 0 | 0 | 0 | 0 | 0 | 0 | 0 | 0 | 0 | 0 | 0 | 0 | 0 | 0 | 0 | 0 | 0 | 0 | 0 | 0 | 0 | 0 | 0 | 0 | 0 | 0 | 0 | 0 | 0 | 0 | 0 | 0 | 0 | 0 | 0 | 0 | 0 | 0
Northwest | Other Family | Peak | August | Space Heating | LDCEU/TDEF | Electric Load with Losses, Incl. Cogeneration | MW | -3.7211 | -3.6519 | -12.4973 | -8.0712 | -5.3728 | -8.2444 | -13.232 | -21.5528 | -16.0075 | -21.0741 | -13.8193 | -15.9964 | -18.8114 | -22.2676 | -10.0291 | -9.2204 | -9.5029 | -9.966 | -8.9003 | -7.1497 | -6.472 | -5.6287 | -6.2341 | -7.379 | -8.1581 | -8.0365 | -8.4133 | -8.7657 | -9.1062 | -9.4178 | -9.7148 | -9.9889 | -10.2563 | -10.4961 | -10.7203 | -10.9281 | -11.1297 | -11.3054 | -11.4706 | -11.6194 | -11.762 | -11.8841 | -11.9945 | -12.0937 | -12.1817 | -12.2581 | -12.3232 | -12.3787 | -12.4238 | -12.4595 | -12.4869 | -12.5053 | -12.5151 | -12.5177 | -12.5122 | -12.499 | -12.4795 | -12.453
Northwest | Other Family | Peak | August | Water Heating Under 55 | LDCEU/TDEF | Electric Load with Losses, Incl. Cogeneration | MW | 0 | 0 | 0 | 0 | 0 | 0 | 0 | 0 | 0 | 0 | 0 | 0 | 0 | 0 | 0 | 0 | 0 | 0 | 0 | 0 | 0 | 0 | 0 | 0 | 0.0002 | 0.0004 | 0.0008 | 0.0011 | 0.0013 | 0.0016 | 0.0018 | 0.002 | 0.002 | 0.0022 | 0.0022 | 0.0023 | 0.0023 | 0.0024 | 0.0024 | 0.0024 | 0.0024 | 0.0024 | 0.0023 | 0.0024 | 0.0023 | 0.0023 | 0.0022 | 0.0022 | 0.0021 | 0.0021 | 0.002 | 0.002 | 0.002 | 0.0019 | 0.0018 | 0.0018 | 0.0018 | 0.0018
Northwest | Other Family | Peak | August | Lighting | LDCEU/TDEF | Electric Load with Losses, Incl. Cogeneration | MW | 0 | 0 | 0 | 0 | 0 | 0 | 0 | 0 | 0 | 0 | 0 | 0 | 0 | 0 | 0 | 0 | 0 | 0 | 0 | 0 | 0 | 0 | 0 | 0 | -0.1383 | -0.2092 | -0.2719 | -0.327 | -0.2936 | -0.2636 | -0.2367 | -0.2125 | -0.1906 | -0.171 | -0.1536 | -0.1377 | -0.1236 | -0.1108 | -0.0994 | -0.0892 | -0.08 | -0.0718 | -0.0644 | -0.0578 | -0.0518 | -0.0464 | -0.0416 | -0.0374 | -0.0335 | -0.0301 | -0.027 | -0.0242 | -0.0217 | -0.0194 | -0.0174 | -0.0156 | -0.014 | -0.0125
Northwest | Other Family | Peak | August | Refrigeration | LDCEU/TDEF | Electric Load with Losses, Incl. Cogeneration | MW | 0 | 0 | 0 | 0 | 0 | 0 | 0 | 0 | 0 | 0 | 0 | 0 | 0 | 0 | 0 | 0 | 0 | 0 | 0 | 0 | 0 | 0 | 0 | 0 | 0 | 0 | 0 | 0 | 0 | 0 | 0 | 0 | 0 | 0 | 0 | 0 | 0 | 0 | 0 | 0 | 0 | 0 | 0 | 0 | 0 | 0 | 0 | 0 | 0 | 0 | 0 | 0 | 0 | 0 | 0 | 0 | 0 | 0
Northwest | Other Family | Peak | August | Freezer | LDCEU/TDEF | Electric Load with Losses, Incl. Cogeneration | MW | 0 | 0 | 0 | 0 | 0 | 0 | 0 | 0 | 0 | 0 | 0 | 0 | 0 | 0 | 0 | 0 | 0 | 0 | 0 | 0 | 0 | 0 | 0 | 0 | -0.0486 | -0.0918 | -0.1311 | -0.1669 | -0.1996 | -0.229 | -0.2559 | -0.2798 | -0.3017 | -0.321 | -0.3382 | -0.3534 | -0.3671 | -0.3787 | -0.389 | -0.3977 | -0.4053 | -0.4115 | -0.4166 | -0.4207 | -0.4237 | -0.4258 | -0.4272 | -0.4279 | -0.4278 | -0.4271 | -0.4258 | -0.4241 | -0.4217 | -0.419 | -0.4158 | -0.4124 | -0.4085 | -0.4044
Northwest | Other Family | Peak | August | Clothes Washer | LDCEU/TDEF | Electric Load with Losses, Incl. Cogeneration | MW | 0 | 0 | 0 | 0 | 0 | 0 | 0 | 0 | 0 | 0 | 0 | 0 | 0 | 0 | 0 | 0 | 0 | 0 | 0 | 0 | 0 | 0 | 0 | 0 | 0 | 0 | 0 | 0 | 0 | 0 | 0 | 0 | 0 | 0 | 0 | 0 | 0 | 0 | 0 | 0 | 0 | 0 | 0 | 0 | 0 | 0 | 0 | 0 | 0 | 0 | 0 | 0 | 0 | 0 | 0 | 0 | 0 | 0
Northwest | Other Family | Peak | August | Clothes Dryer | LDCEU/TDEF | Electric Load with Losses, Incl. Cogeneration | MW | 0 | 0 | 0 | 0 | 0 | 0 | 0 | 0 | 0 | 0 | 0 | 0 | 0 | 0 | 0 | 0 | 0 | 0 | 0 | 0 | 0 | 0 | 0 | 0 | 0.0022 | 0.0047 | 0.0074 | 0.0101 | 0.0129 | 0.0159 | 0.019 | 0.022 | 0.0252 | 0.0284 | 0.0316 | 0.035 | 0.0385 | 0.0421 | 0.0457 | 0.0494 | 0.0531 | 0.057 | 0.0608 | 0.0647 | 0.0688 | 0.0728 | 0.0768 | 0.081 | 0.0852 | 0.0894 | 0.0937 | 0.0982 | 0.1026 | 0.1073 | 0.1118 | 0.1164 | 0.1212 | 0.126
Northwest | Other Family | Peak | August | Dishwasher | LDCEU/TDEF | Electric Load with Losses, Incl. Cogeneration | MW | 0 | 0 | 0 | 0 | 0 | 0 | 0 | 0 | 0 | 0 | 0 | 0 | 0 | 0 | 0 | 0 | 0 | 0 | 0 | 0 | 0 | 0 | 0 | 0 | 0 | 0 | 0 | 0 | 0 | 0 | 0 | 0 | 0 | 0 | 0 | 0 | 0 | 0 | 0 | 0 | 0 | 0 | 0 | 0 | 0 | 0 | 0 | 0 | 0 | 0 | 0 | 0 | 0 | 0 | 0 | 0 | 0 | 0
Northwest | Other Family | Peak | August | Cooking | LDCEU/TDEF | Electric Load with Losses, Incl. Cogeneration | MW | 0 | 0 | 0 | 0 | 0 | 0 | 0 | 0 | 0 | 0 | 0 | 0 | 0 | 0 | 0 | 0 | 0 | 0 | 0 | 0 | 0 | 0 | 0 | 0 | 0 | 0 | -0.5513 | -1.0472 | -1.4971 | -1.8945 | -2.2502 | -2.5625 | -2.8415 | -3.0801 | -3.2874 | -3.4615 | -3.6108 | -3.7292 | -3.8238 | -3.8939 | -3.9453 | -3.9734 | -3.9838 | -3.9767 | -3.9529 | -3.9141 | -3.8611 | -3.7949 | -3.7167 | -3.6272 | -3.5271 | -3.4172 | -3.2983 | -3.171 | -3.0361 | -2.8941 | -2.7459 | -2.5928
Northwest | Other Family | Peak | August | Air Conditioning | LDCEU/TDEF | Electric Load with Losses, Incl. Cogeneration | MW | -10.5712 | -20.8792 | -13.339 | -38.6322 | -63.7798 | -70.37 | -71.5472 | -58.5809 | -88.6652 | -68.3358 | -122.9848 | -112.3485 | -118.2378 | -99.9574 | -91.9373 | -108.5256 | -103.0727 | -86.2102 | -115.8229 | -114.9301 | -125.208 | -127.1423 | -125.8592 | -131.3355 | -127.9807 | -129.5982 | -132.7325 | -135.8358 | -138.2654 | -140.6235 | -143.7449 | -146.6299 | -149.4802 | -152.0927 | -154.586 | -156.9877 | -159.3554 | -161.531 | -163.6824 | -165.7598 | -166.1864 | -166.1744 | -165.6579 | -165.0941 | -164.5316 | -163.9229 | -163.2723 | -162.6195 | -161.9366 | -161.2188 | -160.5161 | -159.7965 | -159.0594 | -158.3391 | -157.5977 | -156.8395 | -156.0987 | -155.3503
Northwest | Other Family | Peak | August | Entertainment Center | LDCEU/TDEF | Electric Load with Losses, Incl. Cogeneration | MW | 0 | 0 | 0 | 0 | 0 | 0 | 0 | 0 | 0 | 0 | 0 | 0 | 0 | 0 | 0 | 0 | 0 | 0 | 0 | 0 | 0 | 0 | 0 | 0 | -1.1346 | -3.139 | -5.7762 | -8.8631 | -12.2745 | -15.8726 | -19.5988 | -23.3626 | -27.1599 | -30.8925 | -34.5769 | -38.1644 | -41.6907 | -45.0761 | -48.3648 | -51.5245 | -54.6012 | -57.5203 | -60.3434 | -63.0475 | -65.6391 | -68.121 | -70.4962 | -72.7681 | -74.9398 | -77.0151 | -78.9972 | -80.8895 | -82.6955 | -84.4185 | -86.0615 | -87.628 | -89.1208 | -90.5428
Northwest | Other Family | Peak | August | Other Non-Substitutables | LDCEU/TDEF | Electric Load with Losses, Incl. Cogeneration | MW | 0 | 0 | 0 | 0 | 0 | 0 | 0 | 0 | 0 | 0 | 0 | 0 | 0 | 0 | 0 | 0 | 0 | 0 | 0 | 0 | 0 | 0 | 0 | 0 | -4.3518 | -8.2533 | -11.6922 | -14.7175 | -17.4005 | -19.7417 | -21.8122 | -23.6179 | -25.2302 | -26.6196 | -27.8465 | -28.909 | -29.8594 | -30.6678 | -31.3783 | -31.9887 | -32.5347 | -32.986 | -33.3832 | -33.7211 | -34.0084 | -34.2507 | -34.4532 | -34.6207 | -34.7569 | -34.8653 | -34.9493 | -35.0114 | -35.0542 | -35.0797 | -35.0899 | -35.0865 | -35.0709 | -35.0444
Northwest | Other Family | Peak | August | Water Heating Over 55 | LDCEU/TDEF | Electric Load with Losses, Incl. Cogeneration | MW | 0 | 0 | 0 | 0 | 0 | 0 | 0 | 0 | 0 | 0 | 0 | 0 | 0 | 0 | 0 | 0 | 0 | 0 | 0 | 0 | 0 | 0 | 0 | 0 | 0 | 0 | 0 | 0 | 0 | 0 | 0 | 0 | 0 | 0 | 0 | 0 | 0 | 0 | 0 | 0 | 0 | 0 | 0 | 0 | 0 | 0 | 0 | 0 | 0 | 0 | 0 | 0 | 0 | 0 | 0 | 0 | 0 | 0
Northwest | Other Family | Peak | September | Space Heating | LDCEU/TDEF | Electric Load with Losses, Incl. Cogeneration | MW | -8.3095 | -7.9731 | -11.5436 | -34.0203 | -20.9063 | -21.5494 | -45.4765 | -48.0942 | -42.9577 | -52.2276 | -37.9352 | -68.5071 | -70.6366 | -50.1275 | -26.587 | -26.9471 | -18.1246 | -22.6286 | -14.8592 | -24.7666 | -20.55 | -18.1009 | -28.8911 | -29.7621 | -23.2821 | -22.9507 | -24.0109 | -25.002 | -25.956 | -26.8292 | -27.6622 | -28.4288 | -29.1754 | -29.8434 | -30.4674 | -31.0434 | -31.6004 | -32.0855 | -32.5391 | -32.9474 | -33.3357 | -33.6674 | -33.9659 | -34.2325 | -34.4675 | -34.6695 | -34.8396 | -34.9828 | -35.0972 | -35.1847 | -35.2494 | -35.2889 | -35.3044 | -35.3001 | -35.2731 | -35.2248 | -35.159 | -35.0741
Northwest | Other Family | Peak | September | Water Heating Under 55 | LDCEU/TDEF | Electric Load with Losses, Incl. Cogeneration | MW | 0 | 0 | 0 | 0 | 0 | 0 | 0 | 0 | 0 | 0 | 0 | 0 | 0 | 0 | 0 | 0 | 0 | 0 | 0 | 0 | 0 | 0 | 0 | 0 | 0.0005 | 0.001 | 0.0016 | 0.0022 | 0.0028 | 0.0034 | 0.0039 | 0.0043 | 0.0044 | 0.0045 | 0.0047 | 0.0048 | 0.0049 | 0.005 | 0.0051 | 0.0051 | 0.005 | 0.005 | 0.005 | 0.0049 | 0.0049 | 0.0047 | 0.0047 | 0.0046 | 0.0045 | 0.0044 | 0.0043 | 0.0043 | 0.0041 | 0.0041 | 0.0039 | 0.0038 | 0.0038 | 0.0037
Northwest | Other Family | Peak | September | Lighting | LDCEU/TDEF | Electric Load with Losses, Incl. Cogeneration | MW | 0 | 0 | 0 | 0 | 0 | 0 | 0 | 0 | 0 | 0 | 0 | 0 | 0 | 0 | 0 | 0 | 0 | 0 | 0 | 0 | 0 | 0 | 0 | 0 | -0.2202 | -0.3331 | -0.4328 | -0.5205 | -0.4674 | -0.4197 | -0.3767 | -0.3381 | -0.3035 | -0.2723 | -0.2444 | -0.2193 | -0.1967 | -0.1765 | -0.1583 | -0.142 | -0.1274 | -0.1142 | -0.1025 | -0.0919 | -0.0824 | -0.0739 | -0.0663 | -0.0595 | -0.0534 | -0.0478 | -0.0429 | -0.0385 | -0.0345 | -0.0309 | -0.0278 | -0.0249 | -0.0223 | -0.02
Northwest | Other Family | Peak | September | Refrigeration | LDCEU/TDEF | Electric Load with Losses, Incl. Cogeneration | MW | 0 | 0 | 0 | 0 | 0 | 0 | 0 | 0 | 0 | 0 | 0 | 0 | 0 | 0 | 0 | 0 | 0 | 0 | 0 | 0 | 0 | 0 | 0 | 0 | 0 | 0 | 0 | 0 | 0 | 0 | 0 | 0 | 0 | 0 | 0 | 0 | 0 | 0 | 0 | 0 | 0 | 0 | 0 | 0 | 0 | 0 | 0 | 0 | 0 | 0 | 0 | 0 | 0 | 0 | 0 | 0 | 0 | 0
Northwest | Other Family | Peak | September | Freezer | LDCEU/TDEF | Electric Load with Losses, Incl. Cogeneration | MW | 0 | 0 | 0 | 0 | 0 | 0 | 0 | 0 | 0 | 0 | 0 | 0 | 0 | 0 | 0 | 0 | 0 | 0 | 0 | 0 | 0 | 0 | 0 | 0 | -0.0439 | -0.0828 | -0.1184 | -0.1506 | -0.1802 | -0.2068 | -0.2311 | -0.2527 | -0.2725 | -0.2898 | -0.3056 | -0.3192 | -0.3316 | -0.3421 | -0.3514 | -0.3593 | -0.3662 | -0.3718 | -0.3765 | -0.3802 | -0.3829 | -0.385 | -0.3862 | -0.3868 | -0.3867 | -0.3862 | -0.385 | -0.3834 | -0.3813 | -0.3789 | -0.3761 | -0.373 | -0.3695 | -0.3658
Northwest | Other Family | Peak | September | Clothes Washer | LDCEU/TDEF | Electric Load with Losses, Incl. Cogeneration | MW | 0 | 0 | 0 | 0 | 0 | 0 | 0 | 0 | 0 | 0 | 0 | 0 | 0 | 0 | 0 | 0 | 0 | 0 | 0 | 0 | 0 | 0 | 0 | 0 | 0 | 0 | 0 | 0 | 0 | 0 | 0 | 0 | 0 | 0 | 0 | 0 | 0 | 0 | 0 | 0 | 0 | 0 | 0 | 0 | 0 | 0 | 0 | 0 | 0 | 0 | 0 | 0 | 0 | 0 | 0 | 0 | 0 | 0
Northwest | Other Family | Peak | September | Clothes Dryer | LDCEU/TDEF | Electric Load with Losses, Incl. Cogeneration | MW | 0 | 0 | 0 | 0 | 0 | 0 | 0 | 0 | 0 | 0 | 0 | 0 | 0 | 0 | 0 | 0 | 0 | 0 | 0 | 0 | 0 | 0 | 0 | 0 | 0.003 | 0.0064 | 0.01 | 0.0136 | 0.0176 | 0.0215 | 0.0256 | 0.0298 | 0.0341 | 0.0384 | 0.0428 | 0.0474 | 0.0522 | 0.057 | 0.0619 | 0.0669 | 0.0719 | 0.0771 | 0.0824 | 0.0877 | 0.0931 | 0.0985 | 0.104 | 0.1097 | 0.1153 | 0.121 | 0.127 | 0.1329 | 0.1389 | 0.1452 | 0.1514 | 0.1576 | 0.1641 | 0.1705
Northwest | Other Family | Peak | September | Dishwasher | LDCEU/TDEF | Electric Load with Losses, Incl. Cogeneration | MW | 0 | 0 | 0 | 0 | 0 | 0 | 0 | 0 | 0 | 0 | 0 | 0 | 0 | 0 | 0 | 0 | 0 | 0 | 0 | 0 | 0 | 0 | 0 | 0 | 0 | 0 | 0 | 0 | 0 | 0 | 0 | 0 | 0 | 0 | 0 | 0 | 0 | 0 | 0 | 0 | 0 | 0 | 0 | 0 | 0 | 0 | 0 | 0 | 0 | 0 | 0 | 0 | 0 | 0 | 0 | 0 | 0 | 0
Northwest | Other Family | Peak | September | Cooking | LDCEU/TDEF | Electric Load with Losses, Incl. Cogeneration | MW | 0 | 0 | 0 | 0 | 0 | 0 | 0 | 0 | 0 | 0 | 0 | 0 | 0 | 0 | 0 | 0 | 0 | 0 | 0 | 0 | 0 | 0 | 0 | 0 | 0 | 0 | -0.9837 | -1.8686 | -2.6714 | -3.3806 | -4.0153 | -4.5725 | -5.0705 | -5.4962 | -5.8662 | -6.1768 | -6.443 | -6.6544 | -6.8233 | -6.9485 | -7.0402 | -7.0901 | -7.1088 | -7.096 | -7.0537 | -6.9843 | -6.8899 | -6.7718 | -6.6321 | -6.4724 | -6.2937 | -6.0976 | -5.8854 | -5.6583 | -5.4175 | -5.1641 | -4.8995 | -4.6263
Northwest | Other Family | Peak | September | Air Conditioning | LDCEU/TDEF | Electric Load with Losses, Incl. Cogeneration | MW | -7.1199 | -20.1533 | -31.1948 | -6.8395 | -42.1642 | -70.7272 | -27.0368 | -27.4688 | -59.5359 | -45.9838 | -85.0984 | -28.5242 | -33.9199 | -66.1875 | -36.481 | -45.3306 | -109.1357 | -51.8814 | -120.7075 | -61.4705 | -72.7384 | -83.4977 | -38.7968 | -39.117 | -77.5206 | -78.4204 | -80.5798 | -82.7095 | -84.4629 | -86.1677 | -88.4289 | -90.5169 | -92.568 | -94.4488 | -96.2461 | -97.9678 | -99.6568 | -101.2082 | -102.7404 | -104.2072 | -104.7017 | -104.9326 | -104.7297 | -104.4832 | -104.2326 | -103.9433 | -103.6184 | -103.2887 | -102.9324 | -102.5469 | -102.1697 | -101.7752 | -101.3636 | -100.9615 | -100.5398 | -100.1011 | -99.6729 | -99.2351
Northwest | Other Family | Peak | September | Entertainment Center | LDCEU/TDEF | Electric Load with Losses, Incl. Cogeneration | MW | 0 | 0 | 0 | 0 | 0 | 0 | 0 | 0 | 0 | 0 | 0 | 0 | 0 | 0 | 0 | 0 | 0 | 0 | 0 | 0 | 0 | 0 | 0 | 0 | -1.2131 | -3.3562 | -6.176 | -9.4766 | -13.1242 | -16.9716 | -20.9559 | -24.9806 | -29.041 | -33.0324 | -36.9726 | -40.8087 | -44.5797 | -48.2001 | -51.7172 | -55.0963 | -58.3869 | -61.5088 | -64.5284 | -67.4206 | -70.1925 | -72.8472 | -75.3878 | -77.8178 | -80.1411 | -82.361 | -84.4813 | -86.5057 | -88.4377 | -90.281 | -92.0388 | -93.7148 | -95.312 | -96.8335
Northwest | Other Family | Peak | September | Other Non-Substitutables | LDCEU/TDEF | Electric Load with Losses, Incl. Cogeneration | MW | 0 | 0 | 0 | 0 | 0 | 0 | 0 | 0 | 0 | 0 | 0 | 0 | 0 | 0 | 0 | 0 | 0 | 0 | 0 | 0 | 0 | 0 | 0 | 0 | -5.8539 | -11.1024 | -15.7285 | -19.7981 | -23.4075 | -26.5569 | -29.3426 | -31.7718 | -33.9409 | -35.8102 | -37.461 | -38.8904 | -40.1691 | -41.257 | -42.213 | -43.0344 | -43.7693 | -44.3764 | -44.9112 | -45.3662 | -45.753 | -46.0792 | -46.3521 | -46.5775 | -46.761 | -46.9073 | -47.0204 | -47.1044 | -47.1622 | -47.1967 | -47.2108 | -47.2064 | -47.1856 | -47.1502
Northwest | Other Family | Peak | September | Water Heating Over 55 | LDCEU/TDEF | Electric Load with Losses, Incl. Cogeneration | MW | 0 | 0 | 0 | 0 | 0 | 0 | 0 | 0 | 0 | 0 | 0 | 0 | 0 | 0 | 0 | 0 | 0 | 0 | 0 | 0 | 0 | 0 | 0 | 0 | 0 | 0 | 0 | 0 | 0 | 0 | 0 | 0 | 0 | 0 | 0 | 0 | 0 | 0 | 0 | 0 | 0 | 0 | 0 | 0 | 0 | 0 | 0 | 0 | 0 | 0 | 0 | 0 | 0 | 0 | 0 | 0 | 0 | 0
Northwest | Other Family | Peak | October | Space Heating | LDCEU/TDEF | Electric Load with Losses, Incl. Cogeneration | MW | -74.0645 | -137.7319 | -209.5012 | -288.892 | -325.8177 | -376.5071 | -469.066 | -480.439 | -528.444 | -625.534 | -438.4809 | -577.218 | -593.583 | -643.958 | -277.2269 | -289.274 | -300.648 | -231.0166 | -259.6767 | -277.4651 | -305.4921 | -194.1812 | -191.6314 | -267.0627 | -271.9096 | -268.0146 | -281.0757 | -293.2494 | -304.8952 | -315.5288 | -325.6826 | -334.9761 | -343.9648 | -351.9748 | -359.4456 | -366.267 | -372.8059 | -378.4899 | -383.7564 | -388.4553 | -392.8729 | -396.6008 | -399.9415 | -402.8675 | -405.3988 | -407.5268 | -409.2707 | -410.6799 | -411.7434 | -412.4867 | -412.9507 | -413.1186 | -413.0042 | -412.6511 | -412.0365 | -411.1758 | -410.109 | -408.8238
Northwest | Other Family | Peak | October | Water Heating Under 55 | LDCEU/TDEF | Electric Load with Losses, Incl. Cogeneration | MW | 0 | 0 | 0 | 0 | 0 | 0 | 0 | 0 | 0 | 0 | 0 | 0 | 0 | 0 | 0 | 0 | 0 | 0 | 0 | 0 | 0 | 0 | 0 | 0 | 0.002 | 0.0041 | 0.0074 | 0.0099 | 0.0123 | 0.0151 | 0.0172 | 0.0184 | 0.0193 | 0.0198 | 0.0202 | 0.0208 | 0.0212 | 0.0213 | 0.0217 | 0.0218 | 0.0216 | 0.0215 | 0.0212 | 0.0208 | 0.0206 | 0.0202 | 0.0199 | 0.0196 | 0.0192 | 0.0189 | 0.0185 | 0.0181 | 0.0177 | 0.0172 | 0.0168 | 0.0165 | 0.016 | 0.0156
Northwest | Other Family | Peak | October | Lighting | LDCEU/TDEF | Electric Load with Losses, Incl. Cogeneration | MW | 0 | 0 | 0 | 0 | 0 | 0 | 0 | 0 | 0 | 0 | 0 | 0 | 0 | 0 | 0 | 0 | 0 | 0 | 0 | 0 | 0 | 0 | 0 | 0 | -0.257 | -0.3887 | -0.5051 | -0.6075 | -0.5454 | -0.4897 | -0.4396 | -0.3946 | -0.3541 | -0.3178 | -0.2852 | -0.2558 | -0.2296 | -0.206 | -0.1848 | -0.1658 | -0.1487 | -0.1334 | -0.1196 | -0.1073 | -0.0962 | -0.0863 | -0.0774 | -0.0694 | -0.0623 | -0.0558 | -0.0501 | -0.0449 | -0.0403 | -0.0361 | -0.0324 | -0.029 | -0.026 | -0.0233
Northwest | Other Family | Peak | October | Refrigeration | LDCEU/TDEF | Electric Load with Losses, Incl. Cogeneration | MW | 0 | 0 | 0 | 0 | 0 | 0 | 0 | 0 | 0 | 0 | 0 | 0 | 0 | 0 | 0 | 0 | 0 | 0 | 0 | 0 | 0 | 0 | 0 | 0 | 0 | 0 | 0 | 0 | 0 | 0 | 0 | 0 | 0 | 0 | 0 | 0 | 0 | 0 | 0 | 0 | 0 | 0 | 0 | 0 | 0 | 0 | 0 | 0 | 0 | 0 | 0 | 0 | 0 | 0 | 0 | 0 | 0 | 0
Northwest | Other Family | Peak | October | Freezer | LDCEU/TDEF | Electric Load with Losses, Incl. Cogeneration | MW | 0 | 0 | 0 | 0 | 0 | 0 | 0 | 0 | 0 | 0 | 0 | 0 | 0 | 0 | 0 | 0 | 0 | 0 | 0 | 0 | 0 | 0 | 0 | 0 | -0.0418 | -0.0794 | -0.1137 | -0.145 | -0.1737 | -0.1995 | -0.2232 | -0.2444 | -0.2638 | -0.2809 | -0.2964 | -0.3101 | -0.3224 | -0.3331 | -0.3424 | -0.3505 | -0.3577 | -0.3634 | -0.3684 | -0.3724 | -0.3756 | -0.3779 | -0.3796 | -0.3807 | -0.381 | -0.3809 | -0.3802 | -0.3791 | -0.3775 | -0.3755 | -0.3732 | -0.3704 | -0.3675 | -0.3642
Northwest | Other Family | Peak | October | Clothes Washer | LDCEU/TDEF | Electric Load with Losses, Incl. Cogeneration | MW | 0 | 0 | 0 | 0 | 0 | 0 | 0 | 0 | 0 | 0 | 0 | 0 | 0 | 0 | 0 | 0 | 0 | 0 | 0 | 0 | 0 | 0 | 0 | 0 | 0 | 0 | 0 | 0 | 0 | 0 | 0 | 0 | 0 | 0 | 0 | 0 | 0 | 0 | 0 | 0 | 0 | 0 | 0 | 0 | 0 | 0 | 0 | 0 | 0 | 0 | 0 | 0 | 0 | 0 | 0 | 0 | 0 | 0
Northwest | Other Family | Peak | October | Clothes Dryer | LDCEU/TDEF | Electric Load with Losses, Incl. Cogeneration | MW | 0 | 0 | 0 | 0 | 0 | 0 | 0 | 0 | 0 | 0 | 0 | 0 | 0 | 0 | 0 | 0 | 0 | 0 | 0 | 0 | 0 | 0 | 0 | 0 | 0.0022 | 0.0046 | 0.0073 | 0.01 | 0.0127 | 0.0156 | 0.0187 | 0.0216 | 0.0248 | 0.028 | 0.0313 | 0.0346 | 0.0381 | 0.0416 | 0.0452 | 0.0489 | 0.0527 | 0.0564 | 0.0604 | 0.0643 | 0.0683 | 0.0723 | 0.0764 | 0.0806 | 0.0849 | 0.089 | 0.0935 | 0.098 | 0.1024 | 0.107 | 0.1117 | 0.1163 | 0.1212 | 0.1261
Northwest | Other Family | Peak | October | Dishwasher | LDCEU/TDEF | Electric Load with Losses, Incl. Cogeneration | MW | 0 | 0 | 0 | 0 | 0 | 0 | 0 | 0 | 0 | 0 | 0 | 0 | 0 | 0 | 0 | 0 | 0 | 0 | 0 | 0 | 0 | 0 | 0 | 0 | 0 | 0 | 0 | 0 | 0 | 0 | 0 | 0 | 0 | 0 | 0 | 0 | 0 | 0 | 0 | 0 | 0 | 0 | 0 | 0 | 0 | 0 | 0 | 0 | 0 | 0 | 0 | 0 | 0 | 0 | 0 | 0 | 0 | 0
Northwest | Other Family | Peak | October | Cooking | LDCEU/TDEF | Electric Load with Losses, Incl. Cogeneration | MW | 0 | 0 | 0 | 0 | 0 | 0 | 0 | 0 | 0 | 0 | 0 | 0 | 0 | 0 | 0 | 0 | 0 | 0 | 0 | 0 | 0 | 0 | 0 | 0 | 0 | 0 | -0.4258 | -0.8088 | -1.156 | -1.4628 | -1.7376 | -1.9787 | -2.1941 | -2.3782 | -2.5385 | -2.6728 | -2.7879 | -2.8795 | -2.9526 | -3.0069 | -3.0465 | -3.0681 | -3.0764 | -3.071 | -3.0528 | -3.0228 | -2.982 | -2.9311 | -2.8707 | -2.8018 | -2.7245 | -2.6398 | -2.5481 | -2.4499 | -2.3458 | -2.2363 | -2.122 | -2.0045
Northwest | Other Family | Peak | October | Air Conditioning | LDCEU/TDEF | Electric Load with Losses, Incl. Cogeneration | MW | 0 | 0 | 0 | 0 | 0 | 0 | 0 | 0 | 0 | 0 | 0 | 0 | 0 | 0 | 0 | 0 | 0 | 0 | 0 | 0 | 0 | 0 | 0 | 0 | 0 | 0 | 0 | 0 | 0 | 0 | 0 | 0 | 0 | 0 | 0 | 0 | 0 | 0 | 0 | 0 | 0 | 0 | 0 | 0 | 0 | 0 | 0 | 0 | 0 | 0 | 0 | 0 | 0 | 0 | 0 | 0 | 0 | 0
Northwest | Other Family | Peak | October | Entertainment Center | LDCEU/TDEF | Electric Load with Losses, Incl. Cogeneration | MW | 0 | 0 | 0 | 0 | 0 | 0 | 0 | 0 | 0 | 0 | 0 | 0 | 0 | 0 | 0 | 0 | 0 | 0 | 0 | 0 | 0 | 0 | 0 | 0 | -0.4883 | -1.3513 | -2.4867 | -3.8161 | -5.2848 | -6.8343 | -8.4399 | -10.0613 | -11.6973 | -13.3055 | -14.8944 | -16.4406 | -17.9597 | -19.4201 | -20.8385 | -22.2022 | -23.5283 | -24.7874 | -26.0074 | -27.1747 | -28.2939 | -29.3658 | -30.392 | -31.3737 | -32.3124 | -33.2097 | -34.0668 | -34.8855 | -35.667 | -36.4128 | -37.1242 | -37.8028 | -38.4496 | -39.066
Northwest | Other Family | Peak | October | Other Non-Substitutables | LDCEU/TDEF | Electric Load with Losses, Incl. Cogeneration | MW | 0 | 0 | 0 | 0 | 0 | 0 | 0 | 0 | 0 | 0 | 0 | 0 | 0 | 0 | 0 | 0 | 0 | 0 | 0 | 0 | 0 | 0 | 0 | 0 | -4.5671 | -8.6642 | -12.274 | -15.4514 | -18.2664 | -20.7244 | -22.901 | -24.7975 | -26.4912 | -27.951 | -29.2427 | -30.3595 | -31.357 | -32.2093 | -32.9572 | -33.6016 | -34.1751 | -34.6507 | -35.072 | -35.4294 | -35.7337 | -35.9907 | -36.2061 | -36.3845 | -36.5302 | -36.6469 | -36.7377 | -36.8057 | -36.8534 | -36.8829 | -36.8963 | -36.8954 | -36.8818 | -36.8566
Northwest | Other Family | Peak | October | Water Heating Over 55 | LDCEU/TDEF | Electric Load with Losses, Incl. Cogeneration | MW | 0 | 0 | 0 | 0 | 0 | 0 | 0 | 0 | 0 | 0 | 0 | 0 | 0 | 0 | 0 | 0 | 0 | 0 | 0 | 0 | 0 | 0 | 0 | 0 | 0 | 0 | 0 | 0 | 0 | 0 | 0 | 0 | 0 | 0 | 0 | 0 | 0 | 0 | 0 | 0 | 0 | 0 | 0 | 0 | 0 | 0 | 0 | 0 | 0 | 0 | 0 | 0 | 0 | 0 | 0 | 0 | 0 | 0
Northwest | Other Family | Peak | November | Space Heating | LDCEU/TDEF | Electric Load with Losses, Incl. Cogeneration | MW | -97.1896 | -139.555 | -152.9437 | -265.3191 | -254.3634 | -306.2817 | -348.4336 | -508.222 | -402.552 | -473.9176 | -597.714 | -562.169 | -632.108 | -570.236 | -235.345 | -211.8525 | -229.7289 | -247.0418 | -258.6101 | -226.3496 | -248.5915 | -256.3202 | -264.9125 | -203.3791 | -253.3137 | -249.6436 | -261.6962 | -272.9197 | -283.6442 | -293.4243 | -302.7636 | -311.2982 | -319.5419 | -326.8738 | -333.7068 | -339.9287 | -345.8828 | -351.0496 | -355.8235 | -360.0715 | -364.0552 | -367.3997 | -370.3905 | -372.9939 | -375.2326 | -377.0987 | -378.6104 | -379.8136 | -380.6987 | -381.2894 | -381.624 | -381.6874 | -381.4922 | -381.0789 | -380.4266 | -379.5499 | -378.4851 | -377.2218
Northwest | Other Family | Peak | November | Water Heating Under 55 | LDCEU/TDEF | Electric Load with Losses, Incl. Cogeneration | MW | 0 | 0 | 0 | 0 | 0 | 0 | 0 | 0 | 0 | 0 | 0 | 0 | 0 | 0 | 0 | 0 | 0 | 0 | 0 | 0 | 0 | 0 | 0 | 0 | 0.0026 | 0.0053 | 0.0096 | 0.0128 | 0.0159 | 0.0197 | 0.0223 | 0.0238 | 0.025 | 0.0256 | 0.0261 | 0.0269 | 0.0273 | 0.0274 | 0.0279 | 0.0281 | 0.0278 | 0.0277 | 0.0273 | 0.0269 | 0.0266 | 0.0261 | 0.0257 | 0.0252 | 0.0248 | 0.0243 | 0.0238 | 0.0233 | 0.0229 | 0.0222 | 0.0217 | 0.0212 | 0.0206 | 0.0201
Northwest | Other Family | Peak | November | Lighting | LDCEU/TDEF | Electric Load with Losses, Incl. Cogeneration | MW | 0 | 0 | 0 | 0 | 0 | 0 | 0 | 0 | 0 | 0 | 0 | 0 | 0 | 0 | 0 | 0 | 0 | 0 | 0 | 0 | 0 | 0 | 0 | 0 | -0.3847 | -0.582 | -0.7561 | -0.9095 | -0.8166 | -0.7332 | -0.6581 | -0.5908 | -0.5302 | -0.4758 | -0.427 | -0.3831 | -0.3437 | -0.3083 | -0.2766 | -0.2482 | -0.2225 | -0.1996 | -0.1791 | -0.1606 | -0.144 | -0.1292 | -0.1159 | -0.104 | -0.0932 | -0.0836 | -0.075 | -0.0672 | -0.0603 | -0.054 | -0.0485 | -0.0434 | -0.039 | -0.0349
Northwest | Other Family | Peak | November | Refrigeration | LDCEU/TDEF | Electric Load with Losses, Incl. Cogeneration | MW | 0 | 0 | 0 | 0 | 0 | 0 | 0 | 0 | 0 | 0 | 0 | 0 | 0 | 0 | 0 | 0 | 0 | 0 | 0 | 0 | 0 | 0 | 0 | 0 | 0 | 0 | 0 | 0 | 0 | 0 | 0 | 0 | 0 | 0 | 0 | 0 | 0 | 0 | 0 | 0 | 0 | 0 | 0 | 0 | 0 | 0 | 0 | 0 | 0 | 0 | 0 | 0 | 0 | 0 | 0 | 0 | 0 | 0
Northwest | Other Family | Peak | November | Freezer | LDCEU/TDEF | Electric Load with Losses, Incl. Cogeneration | MW | 0 | 0 | 0 | 0 | 0 | 0 | 0 | 0 | 0 | 0 | 0 | 0 | 0 | 0 | 0 | 0 | 0 | 0 | 0 | 0 | 0 | 0 | 0 | 0 | -0.0444 | -0.0843 | -0.1208 | -0.1541 | -0.1847 | -0.2122 | -0.2374 | -0.2599 | -0.2806 | -0.2988 | -0.3154 | -0.3298 | -0.343 | -0.3544 | -0.3644 | -0.373 | -0.3806 | -0.3867 | -0.3921 | -0.3964 | -0.3997 | -0.4023 | -0.4041 | -0.4052 | -0.4056 | -0.4055 | -0.4047 | -0.4035 | -0.4019 | -0.3998 | -0.3973 | -0.3944 | -0.3913 | -0.3879
Northwest | Other Family | Peak | November | Clothes Washer | LDCEU/TDEF | Electric Load with Losses, Incl. Cogeneration | MW | 0 | 0 | 0 | 0 | 0 | 0 | 0 | 0 | 0 | 0 | 0 | 0 | 0 | 0 | 0 | 0 | 0 | 0 | 0 | 0 | 0 | 0 | 0 | 0 | 0 | 0 | 0 | 0 | 0 | 0 | 0 | 0 | 0 | 0 | 0 | 0 | 0 | 0 | 0 | 0 | 0 | 0 | 0 | 0 | 0 | 0 | 0 | 0 | 0 | 0 | 0 | 0 | 0 | 0 | 0 | 0 | 0 | 0
Northwest | Other Family | Peak | November | Clothes Dryer | LDCEU/TDEF | Electric Load with Losses, Incl. Cogeneration | MW | 0 | 0 | 0 | 0 | 0 | 0 | 0 | 0 | 0 | 0 | 0 | 0 | 0 | 0 | 0 | 0 | 0 | 0 | 0 | 0 | 0 | 0 | 0 | 0 | 0.0033 | 0.007 | 0.0109 | 0.0148 | 0.019 | 0.0234 | 0.0279 | 0.0325 | 0.0372 | 0.0419 | 0.0468 | 0.0519 | 0.0571 | 0.0624 | 0.0678 | 0.0734 | 0.0789 | 0.0846 | 0.0904 | 0.0963 | 0.1023 | 0.1083 | 0.1144 | 0.1207 | 0.127 | 0.1333 | 0.1399 | 0.1466 | 0.1533 | 0.1602 | 0.1671 | 0.1741 | 0.1813 | 0.1886
Northwest | Other Family | Peak | November | Dishwasher | LDCEU/TDEF | Electric Load with Losses, Incl. Cogeneration | MW | 0 | 0 | 0 | 0 | 0 | 0 | 0 | 0 | 0 | 0 | 0 | 0 | 0 | 0 | 0 | 0 | 0 | 0 | 0 | 0 | 0 | 0 | 0 | 0 | 0 | 0 | 0 | 0 | 0 | 0 | 0 | 0 | 0 | 0 | 0 | 0 | 0 | 0 | 0 | 0 | 0 | 0 | 0 | 0 | 0 | 0 | 0 | 0 | 0 | 0 | 0 | 0 | 0 | 0 | 0 | 0 | 0 | 0
Northwest | Other Family | Peak | November | Cooking | LDCEU/TDEF | Electric Load with Losses, Incl. Cogeneration | MW | 0 | 0 | 0 | 0 | 0 | 0 | 0 | 0 | 0 | 0 | 0 | 0 | 0 | 0 | 0 | 0 | 0 | 0 | 0 | 0 | 0 | 0 | 0 | 0 | 0 | 0 | -1.4174 | -2.6929 | -3.8485 | -4.8696 | -5.7843 | -6.5864 | -7.3031 | -7.9158 | -8.4488 | -8.8956 | -9.2781 | -9.5823 | -9.8251 | -10.0051 | -10.1364 | -10.2076 | -10.2344 | -10.2158 | -10.1543 | -10.0539 | -9.9174 | -9.747 | -9.5454 | -9.3149 | -9.0571 | -8.7742 | -8.4682 | -8.1405 | -7.7932 | -7.4278 | -7.0468 | -6.6552
Northwest | Other Family | Peak | November | Air Conditioning | LDCEU/TDEF | Electric Load with Losses, Incl. Cogeneration | MW | 0 | 0 | 0 | 0 | 0 | 0 | 0 | 0 | 0 | 0 | 0 | 0 | 0 | 0 | 0 | 0 | 0 | 0 | 0 | 0 | 0 | 0 | 0 | 0 | 0 | 0 | 0 | 0 | 0 | 0 | 0 | 0 | 0 | 0 | 0 | 0 | 0 | 0 | 0 | 0 | 0 | 0 | 0 | 0 | 0 | 0 | 0 | 0 | 0 | 0 | 0 | 0 | 0 | 0 | 0 | 0 | 0 | 0
Northwest | Other Family | Peak | November | Entertainment Center | LDCEU/TDEF | Electric Load with Losses, Incl. Cogeneration | MW | 0 | 0 | 0 | 0 | 0 | 0 | 0 | 0 | 0 | 0 | 0 | 0 | 0 | 0 | 0 | 0 | 0 | 0 | 0 | 0 | 0 | 0 | 0 | 0 | -1.5548 | -4.3028 | -7.9178 | -12.1505 | -16.8263 | -21.7595 | -26.871 | -32.0327 | -37.2404 | -42.3597 | -47.4174 | -52.3385 | -57.1732 | -61.8221 | -66.3356 | -70.6756 | -74.8955 | -78.9023 | -82.7839 | -86.4985 | -90.0591 | -93.4696 | -96.7342 | -99.8573 | -102.8434 | -105.6974 | -108.424 | -111.0276 | -113.5131 | -115.8849 | -118.1472 | -120.3047 | -122.3613 | -124.321
Northwest | Other Family | Peak | November | Other Non-Substitutables | LDCEU/TDEF | Electric Load with Losses, Incl. Cogeneration | MW | 0 | 0 | 0 | 0 | 0 | 0 | 0 | 0 | 0 | 0 | 0 | 0 | 0 | 0 | 0 | 0 | 0 | 0 | 0 | 0 | 0 | 0 | 0 | 0 | -6.5342 | -12.3955 | -17.5597 | -22.1055 | -26.1323 | -29.6485 | -32.7618 | -35.4745 | -37.8971 | -39.9846 | -41.8319 | -43.4287 | -44.8548 | -46.0736 | -47.1424 | -48.0636 | -48.8832 | -49.5625 | -50.1644 | -50.6748 | -51.1091 | -51.4759 | -51.7832 | -52.0376 | -52.2451 | -52.4111 | -52.5402 | -52.6365 | -52.7038 | -52.7452 | -52.7636 | -52.7615 | -52.7412 | -52.7044
Northwest | Other Family | Peak | November | Water Heating Over 55 | LDCEU/TDEF | Electric Load with Losses, Incl. Cogeneration | MW | 0 | 0 | 0 | 0 | 0 | 0 | 0 | 0 | 0 | 0 | 0 | 0 | 0 | 0 | 0 | 0 | 0 | 0 | 0 | 0 | 0 | 0 | 0 | 0 | 0 | 0 | 0 | 0 | 0 | 0 | 0 | 0 | 0 | 0 | 0 | 0 | 0 | 0 | 0 | 0 | 0 | 0 | 0 | 0 | 0 | 0 | 0 | 0 | 0 | 0 | 0 | 0 | 0 | 0 | 0 | 0 | 0 | 0
Northwest | Other Family | Peak | December | Space Heating | LDCEU/TDEF | Electric Load with Losses, Incl. Cogeneration | MW | -58.3484 | -88.3147 | -128.1514 | -195.9702 | -207.2782 | -258.5968 | -283.9337 | -335.613 | -329.7719 | -333.5556 | -368.653 | -378.4829 | -432.3466 | -417.783 | -171.1873 | -204.2812 | -199.0649 | -161.7642 | -179.1839 | -173.6095 | -200.438 | -160.9019 | -174.7886 | -220.2434 | -191.1692 | -188.4275 | -197.6301 | -206.2021 | -214.3928 | -221.8665 | -229.0045 | -235.5296 | -241.8328 | -247.4437 | -252.6741 | -257.4393 | -261.9993 | -265.96 | -269.622 | -272.8831 | -275.9412 | -278.5135 | -280.8155 | -282.8226 | -284.5507 | -285.9949 | -287.1691 | -288.1073 | -288.8029 | -289.274 | -289.5489 | -289.6167 | -289.4873 | -289.1907 | -288.7117 | -288.0615 | -287.2674 | -286.3214
Northwest | Other Family | Peak | December | Water Heating Under 55 | LDCEU/TDEF | Electric Load with Losses, Incl. Cogeneration | MW | 0 | 0 | 0 | 0 | 0 | 0 | 0 | 0 | 0 | 0 | 0 | 0 | 0 | 0 | 0 | 0 | 0 | 0 | 0 | 0 | 0 | 0 | 0 | 0 | 0.0025 | 0.0054 | 0.0095 | 0.0127 | 0.0158 | 0.0195 | 0.0222 | 0.0237 | 0.0249 | 0.0255 | 0.026 | 0.0268 | 0.0272 | 0.0274 | 0.0279 | 0.0279 | 0.0276 | 0.0275 | 0.0271 | 0.0268 | 0.0264 | 0.026 | 0.0255 | 0.0252 | 0.0247 | 0.0242 | 0.0237 | 0.0233 | 0.0227 | 0.0221 | 0.0217 | 0.0212 | 0.0206 | 0.02
Northwest | Other Family | Peak | December | Lighting | LDCEU/TDEF | Electric Load with Losses, Incl. Cogeneration | MW | 0 | 0 | 0 | 0 | 0 | 0 | 0 | 0 | 0 | 0 | 0 | 0 | 0 | 0 | 0 | 0 | 0 | 0 | 0 | 0 | 0 | 0 | 0 | 0 | -0.4229 | -0.6398 | -0.8313 | -0.9998 | -0.8978 | -0.8061 | -0.7236 | -0.6495 | -0.5829 | -0.5231 | -0.4694 | -0.4211 | -0.3779 | -0.3389 | -0.304 | -0.2729 | -0.2447 | -0.2195 | -0.1968 | -0.1765 | -0.1584 | -0.142 | -0.1274 | -0.1143 | -0.1024 | -0.0919 | -0.0824 | -0.0739 | -0.0663 | -0.0594 | -0.0533 | -0.0478 | -0.0428 | -0.0384
Northwest | Other Family | Peak | December | Refrigeration | LDCEU/TDEF | Electric Load with Losses, Incl. Cogeneration | MW | 0 | 0 | 0 | 0 | 0 | 0 | 0 | 0 | 0 | 0 | 0 | 0 | 0 | 0 | 0 | 0 | 0 | 0 | 0 | 0 | 0 | 0 | 0 | 0 | 0 | 0 | 0 | 0 | 0 | 0 | 0 | 0 | 0 | 0 | 0 | 0 | 0 | 0 | 0 | 0 | 0 | 0 | 0 | 0 | 0 | 0 | 0 | 0 | 0 | 0 | 0 | 0 | 0 | 0 | 0 | 0 | 0 | 0
Northwest | Other Family | Peak | December | Freezer | LDCEU/TDEF | Electric Load with Losses, Incl. Cogeneration | MW | 0 | 0 | 0 | 0 | 0 | 0 | 0 | 0 | 0 | 0 | 0 | 0 | 0 | 0 | 0 | 0 | 0 | 0 | 0 | 0 | 0 | 0 | 0 | 0 | -0.0386 | -0.0734 | -0.1051 | -0.1339 | -0.1605 | -0.1843 | -0.2061 | -0.2257 | -0.2437 | -0.2594 | -0.2738 | -0.2863 | -0.2977 | -0.3075 | -0.3162 | -0.3236 | -0.3301 | -0.3354 | -0.34 | -0.3437 | -0.3467 | -0.3488 | -0.3503 | -0.3512 | -0.3516 | -0.3515 | -0.3507 | -0.3497 | -0.3482 | -0.3463 | -0.3442 | -0.3416 | -0.3389 | -0.3359
Northwest | Other Family | Peak | December | Clothes Washer | LDCEU/TDEF | Electric Load with Losses, Incl. Cogeneration | MW | 0 | 0 | 0 | 0 | 0 | 0 | 0 | 0 | 0 | 0 | 0 | 0 | 0 | 0 | 0 | 0 | 0 | 0 | 0 | 0 | 0 | 0 | 0 | 0 | 0 | 0 | 0 | 0 | 0 | 0 | 0 | 0 | 0 | 0 | 0 | 0 | 0 | 0 | 0 | 0 | 0 | 0 | 0 | 0 | 0 | 0 | 0 | 0 | 0 | 0 | 0 | 0 | 0 | 0 | 0 | 0 | 0 | 0
Northwest | Other Family | Peak | December | Clothes Dryer | LDCEU/TDEF | Electric Load with Losses, Incl. Cogeneration | MW | 0 | 0 | 0 | 0 | 0 | 0 | 0 | 0 | 0 | -0.0001 | 0 | 0 | 0 | 0 | 0 | 0 | 0 | 0 | 0 | 0 | 0 | 0 | 0 | 0 | 0.0043 | 0.0093 | 0.0144 | 0.0197 | 0.0253 | 0.031 | 0.0371 | 0.043 | 0.0493 | 0.0555 | 0.0621 | 0.0687 | 0.0757 | 0.0826 | 0.0899 | 0.0971 | 0.1046 | 0.112 | 0.1198 | 0.1275 | 0.1355 | 0.1435 | 0.1516 | 0.1599 | 0.1683 | 0.1766 | 0.1854 | 0.1942 | 0.2031 | 0.2123 | 0.2215 | 0.2306 | 0.2402 | 0.2498
Northwest | Other Family | Peak | December | Dishwasher | LDCEU/TDEF | Electric Load with Losses, Incl. Cogeneration | MW | 0 | 0 | 0 | 0 | 0 | 0 | 0 | 0 | 0 | 0 | 0 | 0 | 0 | 0 | 0 | 0 | 0 | 0 | 0 | 0 | 0 | 0 | 0 | 0 | 0 | 0 | 0 | 0 | 0 | 0 | 0 | 0 | 0 | 0 | 0 | 0 | 0 | 0 | 0 | 0 | 0 | 0 | 0 | 0 | 0 | 0 | 0 | 0 | 0 | 0 | 0 | 0 | 0 | 0 | 0 | 0 | 0 | 0
Northwest | Other Family | Peak | December | Cooking | LDCEU/TDEF | Electric Load with Losses, Incl. Cogeneration | MW | 0 | 0 | 0 | 0 | 0 | 0 | 0 | 0 | 0 | 0 | 0 | 0 | 0 | 0 | 0 | 0 | 0 | 0 | 0 | 0 | 0 | 0 | 0 | 0 | 0 | 0 | -1.5868 | -3.0144 | -4.3081 | -5.4513 | -6.4752 | -7.3733 | -8.1757 | -8.8617 | -9.4585 | -9.9588 | -10.3872 | -10.7279 | -10.9999 | -11.2017 | -11.3489 | -11.4289 | -11.4591 | -11.4385 | -11.3699 | -11.2578 | -11.1052 | -10.9148 | -10.6893 | -10.4316 | -10.1433 | -9.8269 | -9.4845 | -9.1181 | -8.7296 | -8.3207 | -7.8944 | -7.4561
Northwest | Other Family | Peak | December | Air Conditioning | LDCEU/TDEF | Electric Load with Losses, Incl. Cogeneration | MW | 0 | 0 | 0 | 0 | 0 | 0 | 0 | 0 | 0 | 0 | 0 | 0 | 0 | 0 | 0 | 0 | 0 | 0 | 0 | 0 | 0 | 0 | 0 | 0 | 0 | 0 | 0 | 0 | 0 | 0 | 0 | 0 | 0 | 0 | 0 | 0 | 0 | 0 | 0 | 0 | 0 | 0 | 0 | 0 | 0 | 0 | 0 | 0 | 0 | 0 | 0 | 0 | 0 | 0 | 0 | 0 | 0 | 0
Northwest | Other Family | Peak | December | Entertainment Center | LDCEU/TDEF | Electric Load with Losses, Incl. Cogeneration | MW | 0 | 0 | 0 | 0 | 0 | 0 | 0 | 0 | 0 | 0 | 0 | 0 | 0 | 0 | 0 | 0 | 0 | 0 | 0 | 0 | 0 | 0 | 0 | 0 | -1.9021 | -5.2635 | -9.6857 | -14.8634 | -20.5832 | -26.618 | -32.8708 | -39.1847 | -45.5552 | -51.8177 | -58.0042 | -64.0241 | -69.9387 | -75.625 | -81.1464 | -86.455 | -91.6171 | -96.5187 | -101.2663 | -105.8101 | -110.1654 | -114.337 | -118.3302 | -122.1503 | -125.8028 | -129.2937 | -132.6288 | -135.8134 | -138.8534 | -141.7544 | -144.5213 | -147.1603 | -149.6756 | -152.0726
Northwest | Other Family | Peak | December | Other Non-Substitutables | LDCEU/TDEF | Electric Load with Losses, Incl. Cogeneration | MW | 0 | 0 | 0 | 0 | 0 | 0 | 0 | 0 | 0 | 0 | 0 | 0 | 0 | 0 | 0 | 0 | 0 | 0 | 0 | 0 | 0 | 0 | 0 | 0 | -7.2212 | -13.6986 | -19.4057 | -24.4291 | -28.8796 | -32.7654 | -36.2059 | -39.2037 | -41.8809 | -44.1881 | -46.2292 | -47.994 | -49.5702 | -50.9169 | -52.0982 | -53.1161 | -54.0219 | -54.7727 | -55.4377 | -56.0017 | -56.4815 | -56.8869 | -57.2264 | -57.5075 | -57.7367 | -57.9201 | -58.0627 | -58.1691 | -58.2434 | -58.289 | -58.3093 | -58.3069 | -58.2843 | -58.2437
Northwest | Other Family | Peak | December | Water Heating Over 55 | LDCEU/TDEF | Electric Load with Losses, Incl. Cogeneration | MW | 0 | 0 | 0 | 0 | 0 | 0 | 0 | 0 | 0 | 0 | 0 | 0 | 0 | 0 | 0 | 0 | 0 | 0 | 0 | 0 | 0 | 0 | 0 | 0 | 0 | 0 | 0 | 0 | 0 | 0 | 0 | 0 | 0 | 0 | 0 | 0 | 0 | 0 | 0 | 0 | 0 | 0 | 0 | 0 | 0 | 0 | 0 | 0 | 0 | 0 | 0 | 0 | 0 | 0 | 0 | 0 | 0 | 0
Northwest | Other Family | Average | January | Space Heating | LDCEU/TDEF | Electric Load with Losses, Incl. Cogeneration | MW | -57.4213 | -60.3796 | -100.545 | -153.0196 | -172.7727 | -189.3616 | -223.9475 | -261.4109 | -261.739 | -289.5459 | -256.8952 | -339.6247 | -339.4159 | -271.6934 | -147.8605 | -157.1377 | -146.5126 | -113.8779 | -138.1103 | -130.0134 | -158.2934 | -134.6573 | -126.5246 | -144.0965 | -147.3348 | -145.1962 | -152.3253 | -158.9644 | -165.3095 | -171.0974 | -176.6243 | -181.6767 | -186.5565 | -190.8993 | -194.9482 | -198.6356 | -202.1643 | -205.229 | -208.0621 | -210.5838 | -212.9499 | -214.9385 | -216.7189 | -218.2702 | -219.6056 | -220.7212 | -221.6279 | -222.3519 | -222.8882 | -223.2505 | -223.4611 | -223.5116 | -223.4095 | -223.178 | -222.8057 | -222.3008 | -221.6846 | -220.9513
Northwest | Other Family | Average | January | Water Heating Under 55 | LDCEU/TDEF | Electric Load with Losses, Incl. Cogeneration | MW | 0 | 0 | 0 | 0 | 0 | 0 | 0 | 0 | 0 | 0 | 0 | 0 | 0 | 0 | 0 | 0 | 0 | 0 | 0 | 0 | 0 | 0 | 0 | 0 | 0.0019 | 0.0042 | 0.0074 | 0.0098 | 0.0123 | 0.0151 | 0.0172 | 0.0184 | 0.0193 | 0.0198 | 0.0201 | 0.0208 | 0.0212 | 0.0213 | 0.0216 | 0.0217 | 0.0215 | 0.0213 | 0.0211 | 0.0208 | 0.0206 | 0.0202 | 0.0199 | 0.0196 | 0.0192 | 0.0188 | 0.0185 | 0.018 | 0.0177 | 0.0173 | 0.0168 | 0.0164 | 0.016 | 0.0156
Northwest | Other Family | Average | January | Lighting | LDCEU/TDEF | Electric Load with Losses, Incl. Cogeneration | MW | 0 | 0 | 0 | 0 | 0 | 0 | 0 | 0 | 0 | 0 | 0 | 0 | 0 | 0 | 0 | 0 | 0 | 0 | 0 | 0 | 0 | 0 | 0 | 0 | -0.2513 | -0.3802 | -0.494 | -0.5941 | -0.5334 | -0.479 | -0.4299 | -0.3859 | -0.3463 | -0.3109 | -0.2789 | -0.2502 | -0.2246 | -0.2014 | -0.1807 | -0.1621 | -0.1454 | -0.1304 | -0.117 | -0.105 | -0.0941 | -0.0844 | -0.0757 | -0.0679 | -0.0609 | -0.0546 | -0.0489 | -0.0439 | -0.0394 | -0.0353 | -0.0317 | -0.0284 | -0.0255 | -0.0228
Northwest | Other Family | Average | January | Refrigeration | LDCEU/TDEF | Electric Load with Losses, Incl. Cogeneration | MW | 0 | 0 | 0 | 0 | 0 | 0 | 0 | 0 | 0 | 0 | 0 | 0 | 0 | 0 | 0 | 0 | 0 | 0 | 0 | 0 | 0 | 0 | 0 | 0 | 0 | 0 | 0 | 0 | 0 | 0 | 0 | 0 | 0 | 0 | 0 | 0 | 0 | 0 | 0 | 0 | 0 | 0 | 0 | 0 | 0 | 0 | 0 | 0 | 0 | 0 | 0 | 0 | 0 | 0 | 0 | 0 | 0 | 0
Northwest | Other Family | Average | January | Freezer | LDCEU/TDEF | Electric Load with Losses, Incl. Cogeneration | MW | 0 | 0 | 0 | 0 | 0 | 0 | 0 | 0 | 0 | 0 | 0 | 0 | 0 | 0 | 0 | 0 | 0 | 0 | 0 | 0 | 0 | 0 | 0 | 0 | -0.0323 | -0.0615 | -0.0882 | -0.1124 | -0.1346 | -0.1547 | -0.1731 | -0.1894 | -0.2046 | -0.2178 | -0.2299 | -0.2403 | -0.2499 | -0.2582 | -0.2655 | -0.2717 | -0.2771 | -0.2816 | -0.2855 | -0.2885 | -0.291 | -0.2928 | -0.2941 | -0.2949 | -0.2952 | -0.295 | -0.2945 | -0.2936 | -0.2923 | -0.2908 | -0.2889 | -0.2868 | -0.2845 | -0.2819
Northwest | Other Family | Average | January | Clothes Washer | LDCEU/TDEF | Electric Load with Losses, Incl. Cogeneration | MW | 0 | 0 | 0 | 0 | 0 | 0 | 0 | 0 | 0 | 0 | 0 | 0 | 0 | 0 | 0 | 0 | 0 | 0 | 0 | 0 | 0 | 0 | 0 | 0 | 0 | 0 | 0 | 0 | 0 | 0 | 0 | 0 | 0 | 0 | 0 | 0 | 0 | 0 | 0 | 0 | 0 | 0 | 0 | 0 | 0 | 0 | 0 | 0 | 0 | 0 | 0 | 0 | 0 | 0 | 0 | 0 | 0 | 0
Northwest | Other Family | Average | January | Clothes Dryer | LDCEU/TDEF | Electric Load with Losses, Incl. Cogeneration | MW | 0 | 0 | 0 | 0 | 0 | 0 | 0 | 0 | 0 | 0 | 0 | 0 | 0 | 0 | 0 | 0 | 0 | 0 | 0 | 0 | 0 | 0 | 0 | 0 | 0.0034 | 0.0072 | 0.0112 | 0.0154 | 0.0197 | 0.0241 | 0.0288 | 0.0334 | 0.0383 | 0.0432 | 0.0483 | 0.0535 | 0.0589 | 0.0643 | 0.0699 | 0.0756 | 0.0813 | 0.0872 | 0.0932 | 0.0992 | 0.1054 | 0.1117 | 0.1179 | 0.1244 | 0.1309 | 0.1374 | 0.1442 | 0.1511 | 0.158 | 0.1651 | 0.1723 | 0.1795 | 0.1869 | 0.1944
Northwest | Other Family | Average | January | Dishwasher | LDCEU/TDEF | Electric Load with Losses, Incl. Cogeneration | MW | 0 | 0 | 0 | 0 | 0 | 0 | 0 | 0 | 0 | 0 | 0 | 0 | 0 | 0 | 0 | 0 | 0 | 0 | 0 | 0 | 0 | 0 | 0 | 0 | 0 | 0 | 0 | 0 | 0 | 0 | 0 | 0 | 0 | 0 | 0 | 0 | 0 | 0 | 0 | 0 | 0 | 0 | 0 | 0 | 0 | 0 | 0 | 0 | 0 | 0 | 0 | 0 | 0 | 0 | 0 | 0 | 0 | 0
Northwest | Other Family | Average | January | Cooking | LDCEU/TDEF | Electric Load with Losses, Incl. Cogeneration | MW | 0 | 0 | 0 | 0 | 0 | 0 | 0 | 0 | 0 | 0 | 0 | 0 | 0 | 0 | 0 | 0 | 0 | 0 | 0 | 0 | 0 | 0 | 0 | 0 | 0 | 0 | -0.483 | -0.9175 | -1.3113 | -1.6593 | -1.971 | -2.2445 | -2.4888 | -2.6977 | -2.8795 | -3.0319 | -3.1625 | -3.2663 | -3.3493 | -3.4108 | -3.4558 | -3.4803 | -3.4896 | -3.4835 | -3.4628 | -3.4288 | -3.3825 | -3.3247 | -3.2562 | -3.1778 | -3.0902 | -2.994 | -2.89 | -2.7785 | -2.6604 | -2.5361 | -2.4065 | -2.273
Northwest | Other Family | Average | January | Air Conditioning | LDCEU/TDEF | Electric Load with Losses, Incl. Cogeneration | MW | 0 | 0 | 0 | 0 | 0 | 0 | 0 | 0 | 0 | 0 | 0 | 0 | 0 | 0 | 0 | 0 | 0 | 0 | 0 | 0 | 0 | 0 | 0 | 0 | 0 | 0 | 0 | 0 | 0 | 0 | 0 | 0 | 0 | 0 | 0 | 0 | 0 | 0 | 0 | 0 | 0 | 0 | 0 | 0 | 0 | 0 | 0 | 0 | 0 | 0 | 0 | 0 | 0 | 0 | 0 | 0 | 0 | 0
Northwest | Other Family | Average | January | Entertainment Center | LDCEU/TDEF | Electric Load with Losses, Incl. Cogeneration | MW | 0 | 0 | 0 | 0 | 0 | 0 | 0 | 0 | 0 | 0 | 0 | 0 | 0 | 0 | 0 | 0 | 0 | 0 | 0 | 0 | 0 | 0 | 0 | 0 | -0.9639 | -2.6674 | -4.9087 | -7.5328 | -10.432 | -13.4908 | -16.6602 | -19.861 | -23.0905 | -26.2652 | -29.4018 | -32.4539 | -35.4531 | -38.3362 | -41.1363 | -43.828 | -46.4464 | -48.9321 | -51.3404 | -53.6452 | -55.8546 | -57.9709 | -59.9968 | -61.935 | -63.7883 | -65.5597 | -67.2521 | -68.8684 | -70.4113 | -71.8838 | -73.2883 | -74.628 | -75.905 | -77.122
Northwest | Other Family | Average | January | Other Non-Substitutables | LDCEU/TDEF | Electric Load with Losses, Incl. Cogeneration | MW | 0 | 0 | 0 | 0 | 0 | 0 | 0 | 0 | 0 | 0 | 0 | 0 | 0 | 0 | 0 | 0 | 0 | 0 | 0 | 0 | 0 | 0 | 0 | 0 | -4.5701 | -8.6697 | -12.282 | -15.4613 | -18.2787 | -20.7385 | -22.9163 | -24.8143 | -26.5093 | -27.97 | -29.2626 | -30.38 | -31.3785 | -32.2313 | -32.9799 | -33.6245 | -34.1987 | -34.6746 | -35.0962 | -35.4539 | -35.7583 | -36.0156 | -36.2311 | -36.4096 | -36.5554 | -36.6721 | -36.763 | -36.831 | -36.8786 | -36.9082 | -36.9215 | -36.9206 | -36.9069 | -36.8817
Northwest | Other Family | Average | January | Water Heating Over 55 | LDCEU/TDEF | Electric Load with Losses, Incl. Cogeneration | MW | 0 | 0 | 0 | 0 | 0 | 0 | 0 | 0 | 0 | 0 | 0 | 0 | 0 | 0 | 0 | 0 | 0 | 0 | 0 | 0 | 0 | 0 | 0 | 0 | 0 | 0 | 0 | 0 | 0 | 0 | 0 | 0 | 0 | 0 | 0 | 0 | 0 | 0 | 0 | 0 | 0 | 0 | 0 | 0 | 0 | 0 | 0 | 0 | 0 | 0 | 0 | 0 | 0 | 0 | 0 | 0 | 0 | 0
Northwest | Other Family | Average | February | Space Heating | LDCEU/TDEF | Electric Load with Losses, Incl. Cogeneration | MW | -45.2053 | -66.3404 | -80.8052 | -129.9977 | -144.5625 | -147.7617 | -200.4634 | -207.4815 | -244.287 | -259.2539 | -259.0129 | -268.0155 | -293.3752 | -286.2096 | -107.0797 | -118.2961 | -125.0343 | -101.0178 | -130.8279 | -106.1511 | -119.0019 | -135.0294 | -94.956 | -108.5009 | -125.34 | -123.5298 | -129.6183 | -135.2895 | -140.7106 | -145.6574 | -150.3814 | -154.7013 | -158.8747 | -162.5908 | -166.0563 | -169.2142 | -172.2371 | -174.8639 | -177.2936 | -179.4579 | -181.4894 | -183.1991 | -184.7307 | -186.067 | -187.2191 | -188.1835 | -188.9695 | -189.5996 | -190.0691 | -190.3901 | -190.5812 | -190.6354 | -190.5591 | -190.3721 | -190.0645 | -189.6435 | -189.1273 | -188.5104
Northwest | Other Family | Average | February | Water Heating Under 55 | LDCEU/TDEF | Electric Load with Losses, Incl. Cogeneration | MW | 0 | 0 | 0 | 0 | 0 | 0 | 0 | 0 | 0 | 0 | 0 | 0 | 0 | 0 | 0 | 0 | 0 | 0 | 0 | 0 | 0 | 0 | 0 | 0 | 0.0017 | 0.0035 | 0.0064 | 0.0084 | 0.0105 | 0.013 | 0.0148 | 0.0158 | 0.0165 | 0.0169 | 0.0174 | 0.0178 | 0.0182 | 0.0183 | 0.0185 | 0.0186 | 0.0185 | 0.0183 | 0.0181 | 0.0179 | 0.0177 | 0.0174 | 0.0171 | 0.0168 | 0.0165 | 0.0161 | 0.0158 | 0.0155 | 0.0152 | 0.0148 | 0.0144 | 0.0141 | 0.0137 | 0.0133
Northwest | Other Family | Average | February | Lighting | LDCEU/TDEF | Electric Load with Losses, Incl. Cogeneration | MW | 0 | 0 | 0 | 0 | 0 | 0 | 0 | 0 | 0 | 0 | 0 | 0 | 0 | 0 | 0 | 0 | 0 | 0 | 0 | 0 | 0 | 0 | 0 | 0 | -0.203 | -0.307 | -0.3989 | -0.4798 | -0.4308 | -0.3867 | -0.3472 | -0.3117 | -0.2796 | -0.251 | -0.2252 | -0.2021 | -0.1813 | -0.1626 | -0.1459 | -0.1309 | -0.1174 | -0.1053 | -0.0945 | -0.0848 | -0.076 | -0.0682 | -0.0611 | -0.0548 | -0.0492 | -0.0441 | -0.0395 | -0.0354 | -0.0318 | -0.0285 | -0.0256 | -0.0229 | -0.0206 | -0.0185
Northwest | Other Family | Average | February | Refrigeration | LDCEU/TDEF | Electric Load with Losses, Incl. Cogeneration | MW | 0 | 0 | 0 | 0 | 0 | 0 | 0 | 0 | 0 | 0 | 0 | 0 | 0 | 0 | 0 | 0 | 0 | 0 | 0 | 0 | 0 | 0 | 0 | 0 | 0 | 0 | 0 | 0 | 0 | 0 | 0 | 0 | 0 | 0 | 0 | 0 | 0 | 0 | 0 | 0 | 0 | 0 | 0 | 0 | 0 | 0 | 0 | 0 | 0 | 0 | 0 | 0 | 0 | 0 | 0 | 0 | 0 | 0
Northwest | Other Family | Average | February | Freezer | LDCEU/TDEF | Electric Load with Losses, Incl. Cogeneration | MW | 0 | 0 | 0 | 0 | 0 | 0 | 0 | 0 | 0 | 0 | 0 | 0 | 0 | 0 | 0 | 0 | 0 | 0 | 0 | 0 | 0 | 0 | 0 | 0 | -0.0328 | -0.0625 | -0.0896 | -0.1143 | -0.1368 | -0.1572 | -0.1759 | -0.1926 | -0.2079 | -0.2214 | -0.2337 | -0.2443 | -0.2541 | -0.2625 | -0.2699 | -0.2763 | -0.2819 | -0.2864 | -0.2903 | -0.2935 | -0.296 | -0.2979 | -0.2992 | -0.3 | -0.3003 | -0.3002 | -0.2996 | -0.2987 | -0.2975 | -0.2958 | -0.294 | -0.2919 | -0.2895 | -0.2869
Northwest | Other Family | Average | February | Clothes Washer | LDCEU/TDEF | Electric Load with Losses, Incl. Cogeneration | MW | 0 | 0 | 0 | 0 | 0 | 0 | 0 | 0 | 0 | 0 | 0 | 0 | 0 | 0 | 0 | 0 | 0 | 0 | 0 | 0 | 0 | 0 | 0 | 0 | 0 | 0 | 0 | 0 | 0 | 0 | 0 | 0 | 0 | 0 | 0 | 0 | 0 | 0 | 0 | 0 | 0 | 0 | 0 | 0 | 0 | 0 | 0 | 0 | 0 | 0 | 0 | 0 | 0 | 0 | 0 | 0 | 0 | 0
Northwest | Other Family | Average | February | Clothes Dryer | LDCEU/TDEF | Electric Load with Losses, Incl. Cogeneration | MW | 0 | 0 | 0 | 0 | 0 | 0 | 0 | 0 | 0 | 0 | 0 | 0 | 0 | 0 | 0 | 0 | 0 | 0 | 0 | 0 | 0 | 0 | 0 | 0 | 0.003 | 0.0064 | 0.01 | 0.0137 | 0.0176 | 0.0216 | 0.0257 | 0.0299 | 0.0343 | 0.0386 | 0.0431 | 0.0477 | 0.0525 | 0.0574 | 0.0624 | 0.0676 | 0.0726 | 0.0778 | 0.0833 | 0.0886 | 0.0942 | 0.0998 | 0.1054 | 0.1112 | 0.1169 | 0.1228 | 0.1288 | 0.135 | 0.1412 | 0.1476 | 0.1539 | 0.1603 | 0.167 | 0.1736
Northwest | Other Family | Average | February | Dishwasher | LDCEU/TDEF | Electric Load with Losses, Incl. Cogeneration | MW | 0 | 0 | 0 | 0 | 0 | 0 | 0 | 0 | 0 | 0 | 0 | 0 | 0 | 0 | 0 | 0 | 0 | 0 | 0 | 0 | 0 | 0 | 0 | 0 | 0 | 0 | 0 | 0 | 0 | 0 | 0 | 0 | 0 | 0 | 0 | 0 | 0 | 0 | 0 | 0 | 0 | 0 | 0 | 0 | 0 | 0 | 0 | 0 | 0 | 0 | 0 | 0 | 0 | 0 | 0 | 0 | 0 | 0
Northwest | Other Family | Average | February | Cooking | LDCEU/TDEF | Electric Load with Losses, Incl. Cogeneration | MW | 0 | 0 | 0 | 0 | 0 | 0 | 0 | 0 | 0 | 0 | 0 | 0 | 0 | 0 | 0 | 0 | 0 | 0 | 0 | 0 | 0 | 0 | 0 | 0 | 0 | 0 | -0.4043 | -0.7678 | -1.0974 | -1.3887 | -1.6495 | -1.8784 | -2.0829 | -2.2576 | -2.4098 | -2.5373 | -2.6465 | -2.7334 | -2.8028 | -2.8543 | -2.8919 | -2.9123 | -2.9201 | -2.9149 | -2.8975 | -2.8691 | -2.8303 | -2.7819 | -2.7245 | -2.659 | -2.5856 | -2.5051 | -2.4179 | -2.3246 | -2.2257 | -2.1216 | -2.0131 | -1.9015
Northwest | Other Family | Average | February | Air Conditioning | LDCEU/TDEF | Electric Load with Losses, Incl. Cogeneration | MW | 0 | 0 | 0 | 0 | 0 | 0 | 0 | 0 | 0 | 0 | 0 | 0 | 0 | 0 | 0 | 0 | 0 | 0 | 0 | 0 | 0 | 0 | 0 | 0 | 0 | 0 | 0 | 0 | 0 | 0 | 0 | 0 | 0 | 0 | 0 | 0 | 0 | 0 | 0 | 0 | 0 | 0 | 0 | 0 | 0 | 0 | 0 | 0 | 0 | 0 | 0 | 0 | 0 | 0 | 0 | 0 | 0 | 0
Northwest | Other Family | Average | February | Entertainment Center | LDCEU/TDEF | Electric Load with Losses, Incl. Cogeneration | MW | 0 | 0 | 0 | 0 | 0 | 0 | 0 | 0 | 0 | 0 | 0 | 0 | 0 | 0 | 0 | 0 | 0 | 0 | 0 | 0 | 0 | 0 | 0 | 0 | -1.1655 | -3.2253 | -5.9353 | -9.1083 | -12.6137 | -16.3122 | -20.1446 | -24.0146 | -27.9194 | -31.758 | -35.5507 | -39.241 | -42.8671 | -46.3532 | -49.7387 | -52.9934 | -56.1592 | -59.1646 | -62.0765 | -64.8632 | -67.5345 | -70.0933 | -72.5427 | -74.8861 | -77.1269 | -79.2686 | -81.3149 | -83.2689 | -85.1345 | -86.9148 | -88.613 | -90.2328 | -91.7768 | -93.2481
Northwest | Other Family | Average | February | Other Non-Substitutables | LDCEU/TDEF | Electric Load with Losses, Incl. Cogeneration | MW | 0 | 0 | 0 | 0 | 0 | 0 | 0 | 0 | 0 | 0 | 0 | 0 | 0 | 0 | 0 | 0 | 0 | 0 | 0 | 0 | 0 | 0 | 0 | 0 | -4.2053 | -7.9777 | -11.3017 | -14.2273 | -16.8197 | -19.0829 | -21.0871 | -22.8334 | -24.3931 | -25.737 | -26.9265 | -27.9548 | -28.8734 | -29.6582 | -30.3468 | -30.9401 | -31.4684 | -31.9061 | -32.2942 | -32.6233 | -32.9034 | -33.14 | -33.3383 | -33.5025 | -33.6367 | -33.7441 | -33.8277 | -33.8902 | -33.9339 | -33.9612 | -33.9734 | -33.9727 | -33.9599 | -33.9367
Northwest | Other Family | Average | February | Water Heating Over 55 | LDCEU/TDEF | Electric Load with Losses, Incl. Cogeneration | MW | 0 | 0 | 0 | 0 | 0 | 0 | 0 | 0 | 0 | 0 | 0 | 0 | 0 | 0 | 0 | 0 | 0 | 0 | 0 | 0 | 0 | 0 | 0 | 0 | 0 | 0 | 0 | 0 | 0 | 0 | 0 | 0 | 0 | 0 | 0 | 0 | 0 | 0 | 0 | 0 | 0 | 0 | 0 | 0 | 0 | 0 | 0 | 0 | 0 | 0 | 0 | 0 | 0 | 0 | 0 | 0 | 0 | 0
Northwest | Other Family | Average | March | Space Heating | LDCEU/TDEF | Electric Load with Losses, Incl. Cogeneration | MW | -33.9104 | -46.5919 | -76.5356 | -104.8202 | -125.7344 | -137.2557 | -184.2365 | -190.8619 | -189.9878 | -259.1359 | -206.5436 | -211.2956 | -224.0617 | -246.653 | -88.2902 | -116.1327 | -118.1388 | -92.6447 | -104.3498 | -96.886 | -104.1032 | -101.1982 | -83.8978 | -100.0151 | -105.673 | -104.1129 | -109.3378 | -114.2042 | -118.8604 | -123.1087 | -127.1641 | -130.8754 | -134.4612 | -137.6556 | -140.6367 | -143.3541 | -145.9576 | -148.2212 | -150.3171 | -152.1841 | -153.9407 | -155.4199 | -156.7474 | -157.9074 | -158.9099 | -159.7517 | -160.4405 | -160.9958 | -161.4135 | -161.7037 | -161.8824 | -161.9438 | -161.8931 | -161.7474 | -161.4982 | -161.1517 | -160.7233 | -160.2087
Northwest | Other Family | Average | March | Water Heating Under 55 | LDCEU/TDEF | Electric Load with Losses, Incl. Cogeneration | MW | 0 | 0 | 0 | 0 | 0 | 0 | 0 | 0 | 0 | 0 | 0 | 0 | 0 | 0 | 0 | 0 | 0 | 0 | 0 | 0 | 0 | 0 | 0 | 0 | 0.0015 | 0.0032 | 0.0056 | 0.0075 | 0.0092 | 0.0114 | 0.013 | 0.0139 | 0.0146 | 0.015 | 0.0153 | 0.0158 | 0.0161 | 0.0162 | 0.0164 | 0.0166 | 0.0164 | 0.0163 | 0.0161 | 0.0158 | 0.0156 | 0.0154 | 0.0151 | 0.0149 | 0.0147 | 0.0144 | 0.014 | 0.0137 | 0.0135 | 0.0131 | 0.0128 | 0.0124 | 0.0122 | 0.0119
Northwest | Other Family | Average | March | Lighting | LDCEU/TDEF | Electric Load with Losses, Incl. Cogeneration | MW | 0 | 0 | 0 | 0 | 0 | 0 | 0 | 0 | 0 | 0 | 0 | 0 | 0 | 0 | 0 | 0 | 0 | 0 | 0 | 0 | 0 | 0 | 0 | 0 | -0.1896 | -0.2868 | -0.3726 | -0.4481 | -0.4024 | -0.3613 | -0.3243 | -0.291 | -0.2612 | -0.2344 | -0.2104 | -0.1887 | -0.1694 | -0.1519 | -0.1363 | -0.1223 | -0.1096 | -0.0984 | -0.0882 | -0.0791 | -0.071 | -0.0637 | -0.0571 | -0.0512 | -0.0459 | -0.0412 | -0.037 | -0.0331 | -0.0297 | -0.0266 | -0.0239 | -0.0214 | -0.0192 | -0.0172
Northwest | Other Family | Average | March | Refrigeration | LDCEU/TDEF | Electric Load with Losses, Incl. Cogeneration | MW | 0 | 0 | 0 | 0 | 0 | 0 | 0 | 0 | 0 | 0 | 0 | 0 | 0 | 0 | 0 | 0 | 0 | 0 | 0 | 0 | 0 | 0 | 0 | 0 | 0 | 0 | 0 | 0 | 0 | 0 | 0 | 0 | 0 | 0 | 0 | 0 | 0 | 0 | 0 | 0 | 0 | 0 | 0 | 0 | 0 | 0 | 0 | 0 | 0 | 0 | 0 | 0 | 0 | 0 | 0 | 0 | 0 | 0
Northwest | Other Family | Average | March | Freezer | LDCEU/TDEF | Electric Load with Losses, Incl. Cogeneration | MW | 0 | 0 | 0 | 0 | 0 | 0 | 0 | 0 | 0 | 0 | 0 | 0 | 0 | 0 | 0 | 0 | 0 | 0 | 0 | 0 | 0 | 0 | 0 | 0 | -0.0363 | -0.0689 | -0.0988 | -0.1261 | -0.1511 | -0.1736 | -0.1942 | -0.2126 | -0.2296 | -0.2445 | -0.258 | -0.2699 | -0.2807 | -0.29 | -0.2982 | -0.3053 | -0.3114 | -0.3165 | -0.3208 | -0.3244 | -0.3271 | -0.3292 | -0.3307 | -0.3316 | -0.3319 | -0.3318 | -0.3312 | -0.3302 | -0.3289 | -0.3271 | -0.3251 | -0.3228 | -0.3202 | -0.3173
Northwest | Other Family | Average | March | Clothes Washer | LDCEU/TDEF | Electric Load with Losses, Incl. Cogeneration | MW | 0 | 0 | 0 | 0 | 0 | 0 | 0 | 0 | 0 | 0 | 0 | 0 | 0 | 0 | 0 | 0 | 0 | 0 | 0 | 0 | 0 | 0 | 0 | 0 | 0 | 0 | 0 | 0 | 0 | 0 | 0 | 0 | 0 | 0 | 0 | 0 | 0 | 0 | 0 | 0 | 0 | 0 | 0 | 0 | 0 | 0 | 0 | 0 | 0 | 0 | 0 | 0 | 0 | 0 | 0 | 0 | 0 | 0
Northwest | Other Family | Average | March | Clothes Dryer | LDCEU/TDEF | Electric Load with Losses, Incl. Cogeneration | MW | 0 | 0 | 0 | 0 | 0 | 0 | 0 | 0 | 0 | 0 | 0 | 0 | 0 | 0 | 0 | 0 | 0 | 0 | 0 | 0 | 0 | 0 | 0 | 0 | 0.0033 | 0.0069 | 0.0108 | 0.0148 | 0.019 | 0.0233 | 0.0277 | 0.0322 | 0.0369 | 0.0416 | 0.0464 | 0.0515 | 0.0567 | 0.0618 | 0.0673 | 0.0728 | 0.0783 | 0.0839 | 0.0897 | 0.0955 | 0.1015 | 0.1075 | 0.1135 | 0.1197 | 0.126 | 0.1324 | 0.1389 | 0.1454 | 0.1522 | 0.159 | 0.166 | 0.1728 | 0.1799 | 0.1872
Northwest | Other Family | Average | March | Dishwasher | LDCEU/TDEF | Electric Load with Losses, Incl. Cogeneration | MW | 0 | 0 | 0 | 0 | 0 | 0 | 0 | 0 | 0 | 0 | 0 | 0 | 0 | 0 | 0 | 0 | 0 | 0 | 0 | 0 | 0 | 0 | 0 | 0 | 0 | 0 | 0 | 0 | 0 | 0 | 0 | 0 | 0 | 0 | 0 | 0 | 0 | 0 | 0 | 0 | 0 | 0 | 0 | 0 | 0 | 0 | 0 | 0 | 0 | 0 | 0 | 0 | 0 | 0 | 0 | 0 | 0 | 0
Northwest | Other Family | Average | March | Cooking | LDCEU/TDEF | Electric Load with Losses, Incl. Cogeneration | MW | 0 | 0 | 0 | 0 | 0 | 0 | 0 | 0 | 0 | 0 | 0 | 0 | 0 | 0 | 0 | 0 | 0 | 0 | 0 | 0 | 0 | 0 | 0 | 0 | 0 | 0 | -0.4419 | -0.8395 | -1.1999 | -1.5183 | -1.8035 | -2.0537 | -2.2772 | -2.4683 | -2.6347 | -2.7741 | -2.8935 | -2.9884 | -3.0643 | -3.1206 | -3.1617 | -3.184 | -3.1926 | -3.1868 | -3.1679 | -3.1367 | -3.0943 | -3.0413 | -2.9785 | -2.9069 | -2.8266 | -2.7385 | -2.6432 | -2.5412 | -2.4331 | -2.3192 | -2.2006 | -2.0784
Northwest | Other Family | Average | March | Air Conditioning | LDCEU/TDEF | Electric Load with Losses, Incl. Cogeneration | MW | 0 | 0 | 0 | 0 | 0 | 0 | 0 | 0 | 0 | 0 | 0 | 0 | 0 | 0 | 0 | 0 | 0 | 0 | 0 | 0 | 0 | 0 | 0 | 0 | 0 | 0 | 0 | 0 | 0 | 0 | 0 | 0 | 0 | 0 | 0 | 0 | 0 | 0 | 0 | 0 | 0 | 0 | 0 | 0 | 0 | 0 | 0 | 0 | 0 | 0 | 0 | 0 | 0 | 0 | 0 | 0 | 0 | 0
Northwest | Other Family | Average | March | Entertainment Center | LDCEU/TDEF | Electric Load with Losses, Incl. Cogeneration | MW | 0 | 0 | 0 | 0 | 0 | 0 | 0 | 0 | 0 | 0 | 0 | 0 | 0 | 0 | 0 | 0 | 0 | 0 | 0 | 0 | 0 | 0 | 0 | 0 | -1.1255 | -3.1147 | -5.7318 | -8.7961 | -12.1816 | -15.7533 | -19.4546 | -23.1921 | -26.9634 | -30.6707 | -34.3338 | -37.8978 | -41.4 | -44.7673 | -48.0372 | -51.1808 | -54.2385 | -57.1415 | -59.9543 | -62.646 | -65.2264 | -67.6982 | -70.0643 | -72.3281 | -74.4928 | -76.5618 | -78.5386 | -80.4265 | -82.2287 | -83.9487 | -85.5894 | -87.1544 | -88.6462 | -90.0678
Northwest | Other Family | Average | March | Other Non-Substitutables | LDCEU/TDEF | Electric Load with Losses, Incl. Cogeneration | MW | 0 | 0 | 0 | 0 | 0 | 0 | 0 | 0 | 0 | 0 | 0 | 0 | 0 | 0 | 0 | 0 | 0 | 0 | 0 | 0 | 0 | 0 | 0 | 0 | -4.2552 | -8.0726 | -11.4361 | -14.3967 | -17.0199 | -19.3102 | -21.3383 | -23.1055 | -24.6839 | -26.044 | -27.2478 | -28.2883 | -29.218 | -30.0122 | -30.7093 | -31.3097 | -31.8444 | -32.2876 | -32.6803 | -33.0135 | -33.2971 | -33.5368 | -33.7376 | -33.9039 | -34.0398 | -34.1486 | -34.2334 | -34.2968 | -34.3413 | -34.3689 | -34.3814 | -34.3808 | -34.3681 | -34.3447
Northwest | Other Family | Average | March | Water Heating Over 55 | LDCEU/TDEF | Electric Load with Losses, Incl. Cogeneration | MW | 0 | 0 | 0 | 0 | 0 | 0 | 0 | 0 | 0 | 0 | 0 | 0 | 0 | 0 | 0 | 0 | 0 | 0 | 0 | 0 | 0 | 0 | 0 | 0 | 0 | 0 | 0 | 0 | 0 | 0 | 0 | 0 | 0 | 0 | 0 | 0 | 0 | 0 | 0 | 0 | 0 | 0 | 0 | 0 | 0 | 0 | 0 | 0 | 0 | 0 | 0 | 0 | 0 | 0 | 0 | 0 | 0 | 0
Northwest | Other Family | Average | April | Space Heating | LDCEU/TDEF | Electric Load with Losses, Incl. Cogeneration | MW | -25.568 | -32.4902 | -57.4417 | -71.5548 | -97.2017 | -104.8071 | -142.1502 | -120.5704 | -155.0818 | -167.4966 | -167.5343 | -145.1225 | -176.5927 | -171.4466 | -72.1349 | -97.1551 | -79.8551 | -75.8611 | -94.6913 | -63.609 | -82.8141 | -76.5998 | -77.398 | -57.6711 | -77.1871 | -76.029 | -80.0259 | -83.7494 | -87.3167 | -90.5736 | -93.6817 | -96.5303 | -99.2832 | -101.7402 | -104.0364 | -106.1317 | -108.1414 | -109.8925 | -111.5173 | -112.9666 | -114.3343 | -115.4898 | -116.5306 | -117.4437 | -118.2366 | -118.9074 | -119.4619 | -119.914 | -120.2615 | -120.5115 | -120.6759 | -120.7507 | -120.7399 | -120.656 | -120.4932 | -120.2558 | -119.9556 | -119.5894
Northwest | Other Family | Average | April | Water Heating Under 55 | LDCEU/TDEF | Electric Load with Losses, Incl. Cogeneration | MW | 0 | 0 | 0 | 0 | 0 | 0 | 0 | 0 | 0 | 0 | 0 | 0 | 0 | 0 | 0 | 0 | 0 | 0 | 0 | 0 | -0.0001 | 0 | 0 | 0 | 0.0012 | 0.0025 | 0.0043 | 0.0058 | 0.0072 | 0.0089 | 0.0101 | 0.0108 | 0.0114 | 0.0118 | 0.012 | 0.0124 | 0.0126 | 0.0128 | 0.0129 | 0.013 | 0.0129 | 0.0129 | 0.0127 | 0.0125 | 0.0123 | 0.0122 | 0.012 | 0.0118 | 0.0115 | 0.0113 | 0.0111 | 0.0109 | 0.0106 | 0.0103 | 0.0101 | 0.0099 | 0.0097 | 0.0094
Northwest | Other Family | Average | April | Lighting | LDCEU/TDEF | Electric Load with Losses, Incl. Cogeneration | MW | 0 | 0 | 0 | 0 | 0 | 0 | 0 | 0 | 0 | 0 | 0 | 0 | 0 | 0 | 0 | 0 | 0 | 0 | 0 | 0 | 0 | 0 | 0 | 0 | -0.1703 | -0.2576 | -0.3348 | -0.4027 | -0.3616 | -0.3246 | -0.2914 | -0.2616 | -0.2347 | -0.2107 | -0.189 | -0.1696 | -0.1522 | -0.1365 | -0.1225 | -0.1099 | -0.0986 | -0.0884 | -0.0793 | -0.0711 | -0.0638 | -0.0572 | -0.0513 | -0.0461 | -0.0412 | -0.037 | -0.0332 | -0.0298 | -0.0267 | -0.024 | -0.0215 | -0.0192 | -0.0173 | -0.0155
Northwest | Other Family | Average | April | Refrigeration | LDCEU/TDEF | Electric Load with Losses, Incl. Cogeneration | MW | 0 | 0 | 0 | 0 | 0 | 0 | 0 | 0 | 0 | 0 | 0 | 0 | 0 | 0 | 0 | 0 | 0 | 0 | 0 | 0 | 0 | 0 | 0 | 0 | 0 | 0 | 0 | 0 | 0 | 0 | 0 | 0 | 0 | 0 | 0 | 0 | 0 | 0 | 0 | 0 | 0 | 0 | 0 | 0 | 0 | 0 | 0 | 0 | 0 | 0 | 0 | 0 | 0 | 0 | 0 | 0 | 0 | 0
Northwest | Other Family | Average | April | Freezer | LDCEU/TDEF | Electric Load with Losses, Incl. Cogeneration | MW | 0 | 0 | 0 | 0 | 0 | 0 | 0 | 0 | 0 | 0 | 0 | 0 | 0 | 0 | 0 | 0 | 0 | 0 | 0 | 0 | 0 | 0 | 0 | 0 | -0.0412 | -0.0784 | -0.1123 | -0.1432 | -0.1717 | -0.1972 | -0.2206 | -0.2415 | -0.2608 | -0.2777 | -0.293 | -0.3064 | -0.3186 | -0.3291 | -0.3385 | -0.3465 | -0.3534 | -0.3592 | -0.3641 | -0.368 | -0.3711 | -0.3735 | -0.375 | -0.376 | -0.3764 | -0.3762 | -0.3755 | -0.3743 | -0.3727 | -0.3708 | -0.3684 | -0.3657 | -0.3627 | -0.3595
Northwest | Other Family | Average | April | Clothes Washer | LDCEU/TDEF | Electric Load with Losses, Incl. Cogeneration | MW | 0 | 0 | 0 | 0 | 0 | 0 | 0 | 0 | 0 | 0 | 0 | 0 | 0 | 0 | 0 | 0 | 0 | 0 | 0 | 0 | 0 | 0 | 0 | 0 | 0 | 0 | 0 | 0 | 0 | 0 | 0 | 0 | 0 | 0 | 0 | 0 | 0 | 0 | 0 | 0 | 0 | 0 | 0 | 0 | 0 | 0 | 0 | 0 | 0 | 0 | 0 | 0 | 0 | 0 | 0 | 0 | 0 | 0
Northwest | Other Family | Average | April | Clothes Dryer | LDCEU/TDEF | Electric Load with Losses, Incl. Cogeneration | MW | 0 | 0 | 0 | 0 | 0 | 0 | 0 | 0 | 0 | 0 | 0 | 0 | 0 | 0 | 0 | 0 | 0 | 0 | 0 | 0 | 0 | 0 | 0 | 0 | 0.0029 | 0.0062 | 0.0097 | 0.0133 | 0.017 | 0.0208 | 0.0248 | 0.0288 | 0.0332 | 0.0373 | 0.0417 | 0.0462 | 0.0508 | 0.0554 | 0.0603 | 0.0652 | 0.0702 | 0.0753 | 0.0805 | 0.0856 | 0.091 | 0.0964 | 0.1018 | 0.1074 | 0.113 | 0.1187 | 0.1245 | 0.1304 | 0.1364 | 0.1425 | 0.1487 | 0.1549 | 0.1614 | 0.1678
Northwest | Other Family | Average | April | Dishwasher | LDCEU/TDEF | Electric Load with Losses, Incl. Cogeneration | MW | 0 | 0 | 0 | 0 | 0 | 0 | 0 | 0 | 0 | 0 | 0 | 0 | 0 | 0 | 0 | 0 | 0 | 0 | 0 | 0 | 0 | 0 | 0 | 0 | 0 | 0 | 0 | 0 | 0 | 0 | 0 | 0 | 0 | 0 | 0 | 0 | 0 | 0 | 0 | 0 | 0 | 0 | 0 | 0 | 0 | 0 | 0 | 0 | 0 | 0 | 0 | 0 | 0 | 0 | 0 | 0 | 0 | 0
Northwest | Other Family | Average | April | Cooking | LDCEU/TDEF | Electric Load with Losses, Incl. Cogeneration | MW | 0 | 0 | 0 | 0 | 0 | 0 | 0 | 0 | 0 | 0 | 0 | 0 | 0 | 0 | 0 | 0 | 0 | 0 | 0 | 0 | 0 | 0 | 0 | 0 | 0 | 0 | -0.3939 | -0.7483 | -1.0696 | -1.3535 | -1.6077 | -1.8308 | -2.0302 | -2.2006 | -2.349 | -2.4734 | -2.58 | -2.6648 | -2.7325 | -2.7827 | -2.8195 | -2.8396 | -2.8473 | -2.8423 | -2.8255 | -2.7979 | -2.7602 | -2.7132 | -2.6573 | -2.5935 | -2.5221 | -2.4437 | -2.3588 | -2.268 | -2.1717 | -2.0704 | -1.9647 | -1.8558
Northwest | Other Family | Average | April | Air Conditioning | LDCEU/TDEF | Electric Load with Losses, Incl. Cogeneration | MW | 0 | 0 | 0 | 0 | 0 | 0 | 0 | -0.0894 | 0 | 0 | 0 | -0.2066 | 0 | 0 | 0 | 0 | 0 | 0 | 0 | -0.522 | 0 | 0 | 0 | -0.8328 | -0.1259 | -0.126 | -0.1281 | -0.13 | -0.1316 | -0.1331 | -0.1353 | -0.137 | -0.1387 | -0.1401 | -0.1414 | -0.1425 | -0.1435 | -0.1442 | -0.1448 | -0.1455 | -0.1452 | -0.1449 | -0.1441 | -0.1433 | -0.1424 | -0.1414 | -0.1405 | -0.1395 | -0.1383 | -0.1371 | -0.1361 | -0.1348 | -0.1336 | -0.1324 | -0.1311 | -0.1298 | -0.1285 | -0.1272
Northwest | Other Family | Average | April | Entertainment Center | LDCEU/TDEF | Electric Load with Losses, Incl. Cogeneration | MW | 0 | 0 | 0 | 0 | 0 | 0 | 0 | 0 | 0 | 0 | 0 | 0 | 0 | 0 | 0 | 0 | 0 | 0 | 0 | 0 | 0 | 0 | 0 | 0 | -0.7994 | -2.2122 | -4.0711 | -6.2475 | -8.6523 | -11.1894 | -13.8186 | -16.4736 | -19.1527 | -21.7862 | -24.3886 | -26.9205 | -29.409 | -31.8011 | -34.1245 | -36.3579 | -38.531 | -40.5936 | -42.5924 | -44.5052 | -46.3389 | -48.0954 | -49.777 | -51.3859 | -52.9244 | -54.395 | -55.8 | -57.1419 | -58.423 | -59.6457 | -60.812 | -61.9245 | -62.9851 | -63.9959
Northwest | Other Family | Average | April | Other Non-Substitutables | LDCEU/TDEF | Electric Load with Losses, Incl. Cogeneration | MW | 0 | 0 | 0 | 0 | 0 | 0 | 0 | 0 | 0 | 0 | 0 | 0 | 0 | 0 | 0 | 0 | 0 | 0 | 0 | 0 | 0 | 0 | 0 | 0 | -4.6235 | -8.7713 | -12.4264 | -15.6431 | -18.4939 | -20.9827 | -23.1866 | -25.1072 | -26.8225 | -28.3007 | -29.6091 | -30.7401 | -31.751 | -32.6143 | -33.3721 | -34.0247 | -34.6065 | -35.0884 | -35.5156 | -35.878 | -36.1866 | -36.4473 | -36.6659 | -36.8471 | -36.9951 | -37.1136 | -37.206 | -37.2753 | -37.324 | -37.3544 | -37.3683 | -37.3679 | -37.3543 | -37.3293
Northwest | Other Family | Average | April | Water Heating Over 55 | LDCEU/TDEF | Electric Load with Losses, Incl. Cogeneration | MW | 0 | 0 | 0 | 0 | 0 | 0 | 0 | 0 | 0 | 0 | 0 | 0 | 0 | 0 | 0 | 0 | 0 | 0 | 0 | 0 | 0 | 0 | 0 | 0 | 0 | 0 | 0 | 0 | 0 | 0 | 0 | 0 | 0 | 0 | 0 | 0 | 0 | 0 | 0 | 0 | 0 | 0 | 0 | 0 | 0 | 0 | 0 | 0 | 0 | 0 | 0 | 0 | 0 | 0 | 0 | 0 | 0 | 0
Northwest | Other Family | Average | May | Space Heating | LDCEU/TDEF | Electric Load with Losses, Incl. Cogeneration | MW | -8.8533 | -18.1998 | -25.3683 | -58.604 | -38.6451 | -59.6183 | -97.8838 | -83.2545 | -77.7249 | -108.1985 | -96.7235 | -92.7278 | -86.8438 | -90.7156 | -39.2755 | -42.9939 | -42.9245 | -53.0341 | -55.4164 | -41.1688 | -41.2252 | -37.0101 | -34.821 | -37.7163 | -42.6025 | -41.9618 | -44.2953 | -46.4724 | -48.5643 | -50.4785 | -52.3045 | -53.9839 | -55.6106 | -57.0684 | -58.4341 | -59.6861 | -60.8912 | -61.9453 | -62.929 | -63.8105 | -64.6473 | -65.361 | -66.0073 | -66.5807 | -67.0842 | -67.5168 | -67.8818 | -68.1871 | -68.4312 | -68.6181 | -68.7544 | -68.8379 | -68.8709 | -68.8605 | -68.8034 | -68.7021 | -68.5632 | -68.385
Northwest | Other Family | Average | May | Water Heating Under 55 | LDCEU/TDEF | Electric Load with Losses, Incl. Cogeneration | MW | 0 | 0 | 0 | 0 | 0 | 0 | 0 | 0 | 0 | 0 | 0 | 0 | 0 | 0 | 0 | 0 | 0 | 0 | 0 | 0 | 0 | 0 | 0 | 0 | 0.0007 | 0.0014 | 0.0026 | 0.0035 | 0.0043 | 0.0053 | 0.0061 | 0.0065 | 0.0069 | 0.0071 | 0.0073 | 0.0076 | 0.0076 | 0.0077 | 0.0079 | 0.0079 | 0.0079 | 0.0078 | 0.0077 | 0.0076 | 0.0075 | 0.0075 | 0.0073 | 0.0072 | 0.007 | 0.0069 | 0.0068 | 0.0067 | 0.0065 | 0.0063 | 0.0061 | 0.006 | 0.0059 | 0.0057
Northwest | Other Family | Average | May | Lighting | LDCEU/TDEF | Electric Load with Losses, Incl. Cogeneration | MW | 0 | 0 | 0 | 0 | 0 | 0 | 0 | 0 | 0 | 0 | 0 | 0 | 0 | 0 | 0 | 0 | 0 | 0 | 0 | 0 | 0 | 0 | 0 | 0 | -0.1472 | -0.2227 | -0.2894 | -0.348 | -0.3125 | -0.2806 | -0.2519 | -0.2261 | -0.203 | -0.1821 | -0.1634 | -0.1466 | -0.1315 | -0.118 | -0.1058 | -0.095 | -0.0852 | -0.0764 | -0.0685 | -0.0615 | -0.0552 | -0.0494 | -0.0443 | -0.0398 | -0.0357 | -0.0319 | -0.0287 | -0.0257 | -0.0231 | -0.0207 | -0.0186 | -0.0166 | -0.0149 | -0.0134
Northwest | Other Family | Average | May | Refrigeration | LDCEU/TDEF | Electric Load with Losses, Incl. Cogeneration | MW | 0 | 0 | 0 | 0 | 0 | 0 | 0 | 0 | 0 | 0 | 0 | 0 | 0 | 0 | 0 | 0 | 0 | 0 | 0 | 0 | 0 | 0 | 0 | 0 | 0 | 0 | 0 | 0 | 0 | 0 | 0 | 0 | 0 | 0 | 0 | 0 | 0 | 0 | 0 | 0 | 0 | 0 | 0 | 0 | 0 | 0 | 0 | 0 | 0 | 0 | 0 | 0 | 0 | 0 | 0 | 0 | 0 | 0
Northwest | Other Family | Average | May | Freezer | LDCEU/TDEF | Electric Load with Losses, Incl. Cogeneration | MW | 0 | 0 | 0 | 0 | 0 | 0 | 0 | 0 | 0 | 0 | 0 | 0 | 0 | 0 | 0 | 0 | 0 | 0 | 0 | 0 | 0 | 0 | 0 | 0 | -0.0416 | -0.079 | -0.113 | -0.144 | -0.1724 | -0.1979 | -0.2212 | -0.2421 | -0.2612 | -0.278 | -0.2933 | -0.3066 | -0.3186 | -0.329 | -0.338 | -0.3458 | -0.3527 | -0.3581 | -0.3629 | -0.3666 | -0.3696 | -0.3717 | -0.3731 | -0.3739 | -0.3741 | -0.3737 | -0.3727 | -0.3714 | -0.3696 | -0.3675 | -0.3649 | -0.362 | -0.3589 | -0.3555
Northwest | Other Family | Average | May | Clothes Washer | LDCEU/TDEF | Electric Load with Losses, Incl. Cogeneration | MW | 0 | 0 | 0 | 0 | 0 | 0 | 0 | 0 | 0 | 0 | 0 | 0 | 0 | 0 | 0 | 0 | 0 | 0 | 0 | 0 | 0 | 0 | 0 | 0 | 0 | 0 | 0 | 0 | 0 | 0 | 0 | 0 | 0 | 0 | 0 | 0 | 0 | 0 | 0 | 0 | 0 | 0 | 0 | 0 | 0 | 0 | 0 | 0 | 0 | 0 | 0 | 0 | 0 | 0 | 0 | 0 | 0 | 0
Northwest | Other Family | Average | May | Clothes Dryer | LDCEU/TDEF | Electric Load with Losses, Incl. Cogeneration | MW | 0 | 0 | 0 | 0 | 0 | 0 | 0 | 0 | 0 | 0 | 0 | 0 | 0 | 0 | 0 | 0 | 0 | 0 | 0 | 0 | 0 | 0 | 0 | 0 | 0.0025 | 0.0053 | 0.0082 | 0.0113 | 0.0145 | 0.0177 | 0.0211 | 0.0245 | 0.0281 | 0.0316 | 0.0353 | 0.0391 | 0.0431 | 0.0469 | 0.0511 | 0.0552 | 0.0595 | 0.0637 | 0.0681 | 0.0725 | 0.0769 | 0.0815 | 0.0861 | 0.0908 | 0.0955 | 0.1003 | 0.1052 | 0.1102 | 0.1152 | 0.1204 | 0.1256 | 0.1309 | 0.1362 | 0.1417
Northwest | Other Family | Average | May | Dishwasher | LDCEU/TDEF | Electric Load with Losses, Incl. Cogeneration | MW | 0 | 0 | 0 | 0 | 0 | 0 | 0 | 0 | 0 | 0 | 0 | 0 | 0 | 0 | 0 | 0 | 0 | 0 | 0 | 0 | 0 | 0 | 0 | 0 | 0 | 0 | 0 | 0 | 0 | 0 | 0 | 0 | 0 | 0 | 0 | 0 | 0 | 0 | 0 | 0 | 0 | 0 | 0 | 0 | 0 | 0 | 0 | 0 | 0 | 0 | 0 | 0 | 0 | 0 | 0 | 0 | 0 | 0
Northwest | Other Family | Average | May | Cooking | LDCEU/TDEF | Electric Load with Losses, Incl. Cogeneration | MW | 0 | 0 | 0 | 0 | 0 | 0 | 0 | 0 | 0 | 0 | 0 | 0 | 0 | 0 | 0 | 0 | 0 | 0 | 0 | 0 | 0 | 0 | 0 | 0 | 0 | 0 | -0.3119 | -0.5925 | -0.847 | -1.0718 | -1.2732 | -1.45 | -1.608 | -1.7431 | -1.8607 | -1.9594 | -2.0439 | -2.1112 | -2.165 | -2.205 | -2.2343 | -2.2504 | -2.2566 | -2.2529 | -2.2398 | -2.2181 | -2.1885 | -2.1514 | -2.1074 | -2.0571 | -2.0007 | -1.9388 | -1.8718 | -1.8 | -1.724 | -1.6439 | -1.5603 | -1.4741
Northwest | Other Family | Average | May | Air Conditioning | LDCEU/TDEF | Electric Load with Losses, Incl. Cogeneration | MW | -1.5263 | -0.6407 | -1.3132 | -0.2404 | -2.9687 | -1.1907 | -0.3982 | -1.1934 | -2.6414 | -0.8043 | -1.4011 | -1.8006 | -3.7866 | -3.7552 | -2.751 | -1.9926 | -1.8439 | -0.4219 | 0 | -3.2816 | -1.6071 | -2.347 | -3.7471 | -3.1388 | -3.291 | -3.318 | -3.3921 | -3.4652 | -3.5273 | -3.5873 | -3.6679 | -3.7414 | -3.8133 | -3.8781 | -3.9399 | -3.9979 | -4.0542 | -4.1058 | -4.1554 | -4.2031 | -4.2129 | -4.2122 | -4.1984 | -4.1827 | -4.1668 | -4.1492 | -4.1303 | -4.111 | -4.0907 | -4.0692 | -4.048 | -4.026 | -4.0033 | -3.9809 | -3.9577 | -3.934 | -3.9105 | -3.8868
Northwest | Other Family | Average | May | Entertainment Center | LDCEU/TDEF | Electric Load with Losses, Incl. Cogeneration | MW | 0 | 0 | 0 | 0 | 0 | 0 | 0 | 0 | 0 | 0 | 0 | 0 | 0 | 0 | 0 | 0 | 0 | 0 | 0 | 0 | 0 | 0 | 0 | 0 | -0.8531 | -2.3609 | -4.345 | -6.6675 | -9.2345 | -11.9425 | -14.7481 | -17.5818 | -20.4412 | -23.2522 | -26.0291 | -28.7316 | -31.3885 | -33.9406 | -36.4209 | -38.8037 | -41.124 | -43.3256 | -45.4579 | -47.4992 | -49.4562 | -51.3307 | -53.1252 | -54.842 | -56.4838 | -58.053 | -59.5523 | -60.9841 | -62.351 | -63.6555 | -64.9 | -66.0869 | -67.2184 | -68.2967
Northwest | Other Family | Average | May | Other Non-Substitutables | LDCEU/TDEF | Electric Load with Losses, Incl. Cogeneration | MW | 0 | 0 | 0 | 0 | 0 | 0 | 0 | 0 | 0 | 0 | 0 | 0 | 0 | 0 | 0 | 0 | 0 | 0 | 0 | 0 | 0 | 0 | 0 | 0 | -4.3546 | -8.2603 | -11.703 | -14.7318 | -17.4177 | -19.7618 | -21.837 | -23.6459 | -25.2616 | -26.6541 | -27.8857 | -28.9511 | -29.9042 | -30.7163 | -31.4305 | -32.0444 | -32.5933 | -33.0473 | -33.4489 | -33.7902 | -34.0806 | -34.3261 | -34.5319 | -34.7024 | -34.8416 | -34.9531 | -35.04 | -35.1051 | -35.1507 | -35.179 | -35.192 | -35.1914 | -35.1784 | -35.1546
Northwest | Other Family | Average | May | Water Heating Over 55 | LDCEU/TDEF | Electric Load with Losses, Incl. Cogeneration | MW | 0 | 0 | 0 | 0 | 0 | 0 | 0 | 0 | 0 | 0 | 0 | 0 | 0 | 0 | 0 | 0 | 0 | 0 | 0 | 0 | 0 | 0 | 0 | 0 | 0 | 0 | 0 | 0 | 0 | 0 | 0 | 0 | 0 | 0 | 0 | 0 | 0 | 0 | 0 | 0 | 0 | 0 | 0 | 0 | 0 | 0 | 0 | 0 | 0 | 0 | 0 | 0 | 0 | 0 | 0 | 0 | 0 | 0
Northwest | Other Family | Average | June | Space Heating | LDCEU/TDEF | Electric Load with Losses, Incl. Cogeneration | MW | -7.9916 | -12.682 | -14.614 | -25.725 | -27.8282 | -29.9918 | -47.8558 | -35.9956 | -55.2066 | -37.1273 | -30.6529 | -37.9849 | -62.0941 | -37.7002 | -21.0842 | -31.1201 | -15.456 | -26.6993 | -29.3402 | -26.5463 | -20.8698 | -24.3333 | -8.9228 | -20.1953 | -21.337 | -21.0077 | -22.1931 | -23.2994 | -24.3652 | -25.3408 | -26.271 | -27.1282 | -27.9597 | -28.7062 | -29.4062 | -30.0499 | -30.6711 | -31.215 | -31.7242 | -32.1813 | -32.6175 | -32.9905 | -33.3293 | -33.6315 | -33.8984 | -34.1294 | -34.326 | -34.4923 | -34.6275 | -34.7334 | -34.8136 | -34.8666 | -34.8938 | -34.8988 | -34.8797 | -34.8379 | -34.7767 | -34.6953
Northwest | Other Family | Average | June | Water Heating Under 55 | LDCEU/TDEF | Electric Load with Losses, Incl. Cogeneration | MW | 0 | 0 | 0 | 0 | 0 | 0 | 0 | 0 | 0 | 0 | 0 | 0 | 0 | 0 | 0 | 0 | 0 | 0 | 0 | 0 | 0 | 0 | 0 | 0 | 0.0005 | 0.0009 | 0.0016 | 0.0021 | 0.0027 | 0.0033 | 0.0037 | 0.0041 | 0.0043 | 0.0044 | 0.0045 | 0.0047 | 0.0048 | 0.0048 | 0.005 | 0.005 | 0.005 | 0.0049 | 0.0048 | 0.0048 | 0.0047 | 0.0047 | 0.0046 | 0.0045 | 0.0044 | 0.0044 | 0.0042 | 0.0041 | 0.0041 | 0.004 | 0.0038 | 0.0038 | 0.0037 | 0.0036
Northwest | Other Family | Average | June | Lighting | LDCEU/TDEF | Electric Load with Losses, Incl. Cogeneration | MW | 0 | 0 | 0 | 0 | 0 | 0 | 0 | 0 | 0 | 0 | 0 | 0 | 0 | 0 | 0 | 0 | 0 | 0 | 0 | 0 | 0 | 0 | 0 | -0.0001 | -0.1504 | -0.2276 | -0.2957 | -0.3557 | -0.3193 | -0.2868 | -0.2575 | -0.231 | -0.2074 | -0.186 | -0.167 | -0.1498 | -0.1345 | -0.1206 | -0.1081 | -0.097 | -0.087 | -0.0781 | -0.07 | -0.0629 | -0.0564 | -0.0505 | -0.0453 | -0.0406 | -0.0365 | -0.0326 | -0.0293 | -0.0263 | -0.0236 | -0.0211 | -0.019 | -0.017 | -0.0153 | -0.0137
Northwest | Other Family | Average | June | Refrigeration | LDCEU/TDEF | Electric Load with Losses, Incl. Cogeneration | MW | 0 | 0 | 0 | 0 | 0 | 0 | 0 | 0 | 0 | 0 | 0 | 0 | 0 | 0 | 0 | 0 | 0 | 0 | 0 | 0 | 0 | 0 | 0 | 0 | 0 | 0 | 0 | 0 | 0 | 0 | 0 | 0 | 0 | 0 | 0 | 0 | 0 | 0 | 0 | 0 | 0 | 0 | 0 | 0 | 0 | 0 | 0 | 0 | 0 | 0 | 0 | 0 | 0 | 0 | 0 | 0 | 0 | 0
Northwest | Other Family | Average | June | Freezer | LDCEU/TDEF | Electric Load with Losses, Incl. Cogeneration | MW | 0 | 0 | 0 | 0 | 0 | 0 | 0 | 0 | 0 | 0 | 0 | 0 | 0 | 0 | 0 | 0 | 0 | 0 | 0 | 0 | 0 | 0 | 0 | 0 | -0.045 | -0.0853 | -0.122 | -0.1553 | -0.1859 | -0.2134 | -0.2385 | -0.2609 | -0.2815 | -0.2996 | -0.3158 | -0.3301 | -0.343 | -0.354 | -0.3638 | -0.372 | -0.3794 | -0.3852 | -0.3902 | -0.3942 | -0.3971 | -0.3994 | -0.4008 | -0.4016 | -0.4017 | -0.4011 | -0.4001 | -0.3985 | -0.3965 | -0.394 | -0.3913 | -0.3881 | -0.3846 | -0.3808
Northwest | Other Family | Average | June | Clothes Washer | LDCEU/TDEF | Electric Load with Losses, Incl. Cogeneration | MW | 0 | 0 | 0 | 0 | 0 | 0 | 0 | 0 | 0 | 0 | 0 | 0 | 0 | 0 | 0 | 0 | 0 | 0 | 0 | 0 | 0 | 0 | 0 | 0 | 0 | 0 | 0 | 0 | 0 | 0 | 0 | 0 | 0 | 0 | 0 | 0 | 0 | 0 | 0 | 0 | 0 | 0 | 0 | 0 | 0 | 0 | 0 | 0 | 0 | 0 | 0 | 0 | 0 | 0 | 0 | 0 | 0 | 0
Northwest | Other Family | Average | June | Clothes Dryer | LDCEU/TDEF | Electric Load with Losses, Incl. Cogeneration | MW | 0 | 0 | 0 | 0 | 0 | 0 | 0 | 0 | 0 | 0 | 0 | 0 | -0.0001 | 0 | 0 | 0 | -0.0001 | 0 | 0 | 0 | 0 | 0 | 0 | 0 | 0.0025 | 0.0054 | 0.0084 | 0.0116 | 0.0148 | 0.0182 | 0.0217 | 0.0252 | 0.0289 | 0.0326 | 0.0363 | 0.0402 | 0.0443 | 0.0484 | 0.0526 | 0.0568 | 0.0611 | 0.0655 | 0.07 | 0.0745 | 0.0792 | 0.0839 | 0.0886 | 0.0934 | 0.0982 | 0.1031 | 0.1082 | 0.1133 | 0.1184 | 0.1238 | 0.1291 | 0.1345 | 0.14 | 0.1456
Northwest | Other Family | Average | June | Dishwasher | LDCEU/TDEF | Electric Load with Losses, Incl. Cogeneration | MW | 0 | 0 | 0 | 0 | 0 | 0 | 0 | 0 | 0 | 0 | 0 | 0 | 0 | 0 | 0 | 0 | 0 | 0 | 0 | 0 | 0 | 0 | 0 | 0 | 0 | 0 | 0 | 0 | 0 | 0 | 0 | 0 | 0 | 0 | 0 | 0 | 0 | 0 | 0 | 0 | 0 | 0 | 0 | 0 | 0 | 0 | 0 | 0 | 0 | 0 | 0 | 0 | 0 | 0 | 0 | 0 | 0 | 0
Northwest | Other Family | Average | June | Cooking | LDCEU/TDEF | Electric Load with Losses, Incl. Cogeneration | MW | 0 | 0 | 0 | 0 | 0 | 0 | 0 | 0 | 0 | 0 | 0 | 0 | 0 | 0 | 0 | 0 | 0 | 0 | 0 | 0 | 0 | 0 | 0 | 0 | 0 | 0 | -0.3238 | -0.6151 | -0.8793 | -1.1127 | -1.3219 | -1.5054 | -1.6695 | -1.8099 | -1.932 | -2.0345 | -2.1225 | -2.1924 | -2.2484 | -2.29 | -2.3206 | -2.3374 | -2.344 | -2.3403 | -2.3267 | -2.3043 | -2.2737 | -2.2352 | -2.1896 | -2.1375 | -2.0791 | -2.015 | -1.9456 | -1.8712 | -1.7923 | -1.7093 | -1.6225 | -1.5331
Northwest | Other Family | Average | June | Air Conditioning | LDCEU/TDEF | Electric Load with Losses, Incl. Cogeneration | MW | -1.4705 | -2.1811 | -3.9168 | -4.343 | -5.4589 | -7.0715 | -5.0203 | -11.5396 | -5.8137 | -16.9559 | -23.5727 | -19.5017 | -10.6593 | -25.7505 | -16.7949 | -8.1359 | -21.8787 | -8.1054 | -5.907 | -20.0289 | -13.549 | -10.5549 | -51.0574 | -25.0599 | -21.3982 | -21.6403 | -22.136 | -22.6254 | -22.9874 | -23.3361 | -23.8012 | -24.2245 | -24.6406 | -25.0162 | -25.3715 | -25.7095 | -26.0386 | -26.3376 | -26.6298 | -26.9099 | -26.9537 | -26.9352 | -26.8408 | -26.737 | -26.6325 | -26.5198 | -26.3995 | -26.278 | -26.151 | -26.0175 | -25.8859 | -25.751 | -25.613 | -25.4772 | -25.3375 | -25.1949 | -25.0548 | -24.9131
Northwest | Other Family | Average | June | Entertainment Center | LDCEU/TDEF | Electric Load with Losses, Incl. Cogeneration | MW | 0 | 0 | 0 | 0 | 0 | 0 | 0 | 0 | 0 | 0 | 0 | 0 | 0 | 0 | 0 | 0 | 0 | 0 | 0 | 0 | 0 | 0 | 0 | 0 | -0.6518 | -1.8039 | -3.3199 | -5.0944 | -7.056 | -9.1252 | -11.269 | -13.4343 | -15.6193 | -17.7674 | -19.8891 | -21.9544 | -23.9851 | -25.9351 | -27.8306 | -29.6513 | -31.425 | -33.1076 | -34.737 | -36.297 | -37.7927 | -39.2252 | -40.5967 | -41.9089 | -43.1637 | -44.363 | -45.5089 | -46.6032 | -47.648 | -48.6451 | -49.5962 | -50.5035 | -51.3683 | -52.1925
Northwest | Other Family | Average | June | Other Non-Substitutables | LDCEU/TDEF | Electric Load with Losses, Incl. Cogeneration | MW | 0 | 0 | 0 | 0 | 0 | 0 | 0 | 0 | 0 | 0 | 0 | 0 | 0 | 0 | 0 | 0 | 0 | 0 | 0 | 0 | 0 | 0 | 0 | 0 | -4.0826 | -7.7443 | -10.9722 | -13.8116 | -16.3303 | -18.5282 | -20.4737 | -22.1699 | -23.6849 | -24.9906 | -26.1453 | -27.1444 | -28.0386 | -28.8 | -29.47 | -30.0453 | -30.5605 | -30.9863 | -31.3629 | -31.683 | -31.9555 | -32.1858 | -32.3788 | -32.5387 | -32.6694 | -32.7741 | -32.8556 | -32.9168 | -32.9597 | -32.9863 | -32.9986 | -32.998 | -32.986 | -32.9637
Northwest | Other Family | Average | June | Water Heating Over 55 | LDCEU/TDEF | Electric Load with Losses, Incl. Cogeneration | MW | 0 | 0 | 0 | 0 | 0 | 0 | 0 | 0 | 0 | 0 | 0 | 0 | 0 | 0 | 0 | 0 | 0 | 0 | 0 | 0 | 0 | 0 | 0 | 0 | 0 | 0 | 0 | 0 | 0 | 0 | 0 | 0 | 0 | 0 | 0 | 0 | 0 | 0 | 0 | 0 | 0 | 0 | 0 | 0 | 0 | 0 | 0 | 0 | 0 | 0 | 0 | 0 | 0 | 0 | 0 | 0 | 0 | 0
Northwest | Other Family | Average | July | Space Heating | LDCEU/TDEF | Electric Load with Losses, Incl. Cogeneration | MW | -6.3693 | -2.7242 | -4.4645 | -5.5776 | -11.0907 | -4.7772 | -21.9262 | -17.3047 | -22.4849 | -15.7007 | -9.1322 | -12.9815 | -20.7922 | -13.9456 | -4.3286 | -9.9698 | -4.2903 | -9.0522 | -12.4362 | -9.1345 | -6.9291 | -4.8942 | -3.7322 | -10.4532 | -8.0214 | -7.8933 | -8.2782 | -8.6376 | -8.9853 | -9.303 | -9.6054 | -9.8845 | -10.1566 | -10.4001 | -10.6282 | -10.8391 | -11.0437 | -11.2221 | -11.3895 | -11.54 | -11.6847 | -11.8081 | -11.9199 | -12.0201 | -12.1091 | -12.1861 | -12.2516 | -12.3075 | -12.3528 | -12.3884 | -12.4158 | -12.434 | -12.4435 | -12.4458 | -12.4398 | -12.4261 | -12.406 | -12.379
Northwest | Other Family | Average | July | Water Heating Under 55 | LDCEU/TDEF | Electric Load with Losses, Incl. Cogeneration | MW | 0 | 0 | 0 | 0 | 0 | 0 | 0 | 0 | 0 | 0 | 0 | 0 | 0 | 0 | 0 | 0 | 0 | 0 | 0 | 0 | 0 | 0 | 0 | 0 | 0.0002 | 0.0005 | 0.0008 | 0.0012 | 0.0014 | 0.0017 | 0.002 | 0.0022 | 0.0023 | 0.0023 | 0.0024 | 0.0025 | 0.0025 | 0.0025 | 0.0026 | 0.0026 | 0.0026 | 0.0026 | 0.0026 | 0.0025 | 0.0025 | 0.0024 | 0.0024 | 0.0024 | 0.0023 | 0.0023 | 0.0023 | 0.0022 | 0.0021 | 0.0021 | 0.0021 | 0.002 | 0.002 | 0.0019
Northwest | Other Family | Average | July | Lighting | LDCEU/TDEF | Electric Load with Losses, Incl. Cogeneration | MW | 0 | 0 | 0 | 0 | 0 | 0 | 0 | 0 | 0 | 0 | 0 | 0 | 0 | 0 | 0 | 0 | 0 | 0 | 0 | 0 | 0 | 0 | 0 | 0 | -0.1352 | -0.2047 | -0.2659 | -0.3198 | -0.2871 | -0.2578 | -0.2314 | -0.2077 | -0.1864 | -0.1672 | -0.1501 | -0.1347 | -0.1209 | -0.1084 | -0.0972 | -0.0873 | -0.0783 | -0.0702 | -0.0629 | -0.0565 | -0.0506 | -0.0454 | -0.0408 | -0.0366 | -0.0328 | -0.0294 | -0.0264 | -0.0236 | -0.0212 | -0.019 | -0.017 | -0.0153 | -0.0137 | -0.0123
Northwest | Other Family | Average | July | Refrigeration | LDCEU/TDEF | Electric Load with Losses, Incl. Cogeneration | MW | 0 | 0 | 0 | 0 | 0 | 0 | 0 | 0 | 0 | 0 | 0 | 0 | 0 | 0 | 0 | 0 | 0 | 0 | 0 | 0 | 0 | 0 | 0 | 0 | 0 | 0 | 0 | 0 | 0 | 0 | 0 | 0 | 0 | 0 | 0 | 0 | 0 | 0 | 0 | 0 | 0 | 0 | 0 | 0 | 0 | 0 | 0 | 0 | 0 | 0 | 0 | 0 | 0 | 0 | 0 | 0 | 0 | 0
Northwest | Other Family | Average | July | Freezer | LDCEU/TDEF | Electric Load with Losses, Incl. Cogeneration | MW | 0 | 0 | 0 | 0 | 0 | 0 | 0 | 0 | 0 | 0 | 0 | 0 | 0 | 0 | 0 | 0 | 0 | 0 | 0 | 0 | 0 | 0 | 0 | 0 | -0.0476 | -0.09 | -0.1287 | -0.1639 | -0.1963 | -0.2252 | -0.2516 | -0.2752 | -0.2969 | -0.3159 | -0.333 | -0.348 | -0.3615 | -0.3731 | -0.3833 | -0.392 | -0.3996 | -0.4056 | -0.4109 | -0.4149 | -0.4181 | -0.4203 | -0.4218 | -0.4225 | -0.4226 | -0.4219 | -0.4207 | -0.419 | -0.4169 | -0.4143 | -0.4113 | -0.4079 | -0.4042 | -0.4002
Northwest | Other Family | Average | July | Clothes Washer | LDCEU/TDEF | Electric Load with Losses, Incl. Cogeneration | MW | 0 | 0 | 0 | 0 | 0 | 0 | 0 | 0 | 0 | 0 | 0 | 0 | 0 | 0 | 0 | 0 | 0 | 0 | 0 | 0 | 0 | 0 | 0 | 0 | 0 | 0 | 0 | 0 | 0 | 0 | 0 | 0 | 0 | 0 | 0 | 0 | 0 | 0 | 0 | 0 | 0 | 0 | 0 | 0 | 0 | 0 | 0 | 0 | 0 | 0 | 0 | 0 | 0 | 0 | 0 | 0 | 0 | 0
Northwest | Other Family | Average | July | Clothes Dryer | LDCEU/TDEF | Electric Load with Losses, Incl. Cogeneration | MW | 0 | 0 | 0 | 0 | 0 | 0 | 0 | 0 | 0 | 0 | 0 | 0 | 0 | 0 | 0 | 0 | 0 | 0 | 0 | 0 | 0 | 0 | 0 | 0 | 0.0022 | 0.0047 | 0.0073 | 0.01 | 0.0129 | 0.0158 | 0.0188 | 0.0219 | 0.025 | 0.0281 | 0.0315 | 0.0348 | 0.0383 | 0.0418 | 0.0455 | 0.0492 | 0.0529 | 0.0567 | 0.0605 | 0.0645 | 0.0684 | 0.0724 | 0.0765 | 0.0807 | 0.0848 | 0.089 | 0.0934 | 0.0978 | 0.1022 | 0.1068 | 0.1114 | 0.1161 | 0.1207 | 0.1256
Northwest | Other Family | Average | July | Dishwasher | LDCEU/TDEF | Electric Load with Losses, Incl. Cogeneration | MW | 0 | 0 | 0 | 0 | 0 | 0 | 0 | 0 | 0 | 0 | 0 | 0 | 0 | 0 | 0 | 0 | 0 | 0 | 0 | 0 | 0 | 0 | 0 | 0 | 0 | 0 | 0 | 0 | 0 | 0 | 0 | 0 | 0 | 0 | 0 | 0 | 0 | 0 | 0 | 0 | 0 | 0 | 0 | 0 | 0 | 0 | 0 | 0 | 0 | 0 | 0 | 0 | 0 | 0 | 0 | 0 | 0 | 0
Northwest | Other Family | Average | July | Cooking | LDCEU/TDEF | Electric Load with Losses, Incl. Cogeneration | MW | 0 | 0 | 0 | 0 | 0 | 0 | 0 | 0 | 0 | 0 | 0 | 0 | 0 | 0 | 0 | 0 | 0 | 0 | 0 | 0 | 0 | 0 | 0 | 0 | 0 | 0 | -0.3012 | -0.5721 | -0.8178 | -1.035 | -1.2294 | -1.4 | -1.5525 | -1.683 | -1.7963 | -1.8914 | -1.9731 | -2.0379 | -2.0897 | -2.1281 | -2.1563 | -2.1717 | -2.1775 | -2.1737 | -2.1609 | -2.1397 | -2.1109 | -2.0749 | -2.0322 | -1.9834 | -1.9289 | -1.8689 | -1.804 | -1.7346 | -1.661 | -1.5834 | -1.5025 | -1.4191
Northwest | Other Family | Average | July | Air Conditioning | LDCEU/TDEF | Electric Load with Losses, Incl. Cogeneration | MW | -2.1961 | -12.4889 | -15.6205 | -24.3902 | -18.9918 | -46.2165 | -20.5076 | -31.764 | -30.9805 | -55.9694 | -73.4826 | -64.9285 | -60.2061 | -80.8642 | -101.6172 | -54.7891 | -77.7355 | -47.0959 | -36.8727 | -56.7471 | -65.6468 | -78.6408 | -78.5462 | -51.5852 | -68.5942 | -69.4411 | -71.1169 | -72.7732 | -74.0209 | -75.2279 | -76.8294 | -78.2989 | -79.747 | -81.0666 | -82.3197 | -83.5217 | -84.7002 | -85.7767 | -86.838 | -87.8581 | -88.0635 | -88.0543 | -87.7764 | -87.4705 | -87.1641 | -86.8315 | -86.4748 | -86.116 | -85.7398 | -85.3434 | -84.9546 | -84.5557 | -84.1468 | -83.746 | -83.3333 | -82.9107 | -82.4971 | -82.0789
Northwest | Other Family | Average | July | Entertainment Center | LDCEU/TDEF | Electric Load with Losses, Incl. Cogeneration | MW | 0 | 0 | 0 | 0 | 0 | 0 | 0 | 0 | 0 | 0 | 0 | 0 | 0 | 0 | 0 | 0 | 0 | 0 | 0 | 0 | 0 | 0 | 0 | 0 | -0.6892 | -1.9069 | -3.509 | -5.3845 | -7.4572 | -9.6436 | -11.9081 | -14.1956 | -16.5034 | -18.7721 | -21.0121 | -23.1928 | -25.3365 | -27.3949 | -29.3949 | -31.3164 | -33.1875 | -34.9628 | -36.6807 | -38.3258 | -39.9026 | -41.4128 | -42.8584 | -44.2412 | -45.5632 | -46.8266 | -48.0334 | -49.1857 | -50.2856 | -51.3351 | -52.336 | -53.2904 | -54.2 | -55.0667
Northwest | Other Family | Average | July | Other Non-Substitutables | LDCEU/TDEF | Electric Load with Losses, Incl. Cogeneration | MW | 0 | 0 | 0 | 0 | 0 | 0 | 0 | 0 | 0 | 0 | 0 | 0 | 0 | 0 | 0 | 0 | 0 | 0 | 0 | 0 | 0 | 0 | 0 | 0 | -3.8002 | -7.2078 | -10.2115 | -12.8538 | -15.1974 | -17.2423 | -19.0515 | -20.6291 | -22.0379 | -23.252 | -24.3247 | -25.2534 | -26.0841 | -26.7912 | -27.4127 | -27.9467 | -28.4245 | -28.8194 | -29.1677 | -29.464 | -29.7158 | -29.9285 | -30.1064 | -30.2537 | -30.3736 | -30.4694 | -30.5437 | -30.5989 | -30.6372 | -30.6604 | -30.6703 | -30.6683 | -30.6555 | -30.6333
Northwest | Other Family | Average | July | Water Heating Over 55 | LDCEU/TDEF | Electric Load with Losses, Incl. Cogeneration | MW | 0 | 0 | 0 | 0 | 0 | 0 | 0 | 0 | 0 | 0 | 0 | 0 | 0 | 0 | 0 | 0 | 0 | 0 | 0 | 0 | 0 | 0 | 0 | 0 | 0 | 0 | 0 | 0 | 0 | 0 | 0 | 0 | 0 | 0 | 0 | 0 | 0 | 0 | 0 | 0 | 0 | 0 | 0 | 0 | 0 | 0 | 0 | 0 | 0 | 0 | 0 | 0 | 0 | 0 | 0 | 0 | 0 | 0
Northwest | Other Family | Average | August | Space Heating | LDCEU/TDEF | Electric Load with Losses, Incl. Cogeneration | MW | -3.4765 | -3.4141 | -11.7048 | -7.5688 | -5.0404 | -7.7231 | -12.4004 | -20.1725 | -14.9792 | -19.7882 | -12.9345 | -15.0114 | -17.6314 | -20.8806 | -9.4058 | -8.6557 | -8.9277 | -9.3733 | -8.3452 | -6.9006 | -6.0756 | -5.3328 | -5.8691 | -6.9544 | -7.6801 | -7.564 | -7.927 | -8.2661 | -8.5934 | -8.893 | -9.1784 | -9.4416 | -9.6982 | -9.928 | -10.143 | -10.3417 | -10.5344 | -10.7024 | -10.8599 | -11.0017 | -11.1373 | -11.2534 | -11.3582 | -11.4522 | -11.5355 | -11.6075 | -11.6687 | -11.7207 | -11.7628 | -11.7957 | -11.8208 | -11.8372 | -11.8455 | -11.8469 | -11.8406 | -11.8269 | -11.8073 | -11.781
Northwest | Other Family | Average | August | Water Heating Under 55 | LDCEU/TDEF | Electric Load with Losses, Incl. Cogeneration | MW | 0 | 0 | 0 | 0 | 0 | 0 | 0 | 0 | 0 | 0 | 0 | 0 | 0 | -0.0001 | 0 | 0 | 0 | 0 | 0 | 0 | 0 | 0 | 0 | 0 | 0.0002 | 0.0004 | 0.0009 | 0.0011 | 0.0014 | 0.0017 | 0.0019 | 0.0022 | 0.0022 | 0.0023 | 0.0023 | 0.0024 | 0.0025 | 0.0025 | 0.0025 | 0.0026 | 0.0026 | 0.0025 | 0.0025 | 0.0025 | 0.0025 | 0.0024 | 0.0024 | 0.0024 | 0.0023 | 0.0023 | 0.0022 | 0.0021 | 0.0021 | 0.0021 | 0.002 | 0.002 | 0.0019 | 0.0019
Northwest | Other Family | Average | August | Lighting | LDCEU/TDEF | Electric Load with Losses, Incl. Cogeneration | MW | 0 | 0 | 0 | 0 | 0 | 0 | 0 | 0 | 0 | 0 | 0 | 0 | 0 | 0 | 0 | 0 | 0 | 0 | 0 | 0 | 0 | 0 | 0 | 0 | -0.1396 | -0.2112 | -0.2743 | -0.33 | -0.2963 | -0.266 | -0.2388 | -0.2143 | -0.1923 | -0.1726 | -0.1549 | -0.139 | -0.1247 | -0.1119 | -0.1004 | -0.09 | -0.0807 | -0.0724 | -0.065 | -0.0583 | -0.0522 | -0.0468 | -0.0421 | -0.0377 | -0.0338 | -0.0303 | -0.0272 | -0.0244 | -0.0219 | -0.0196 | -0.0176 | -0.0158 | -0.0141 | -0.0127
Northwest | Other Family | Average | August | Refrigeration | LDCEU/TDEF | Electric Load with Losses, Incl. Cogeneration | MW | 0 | 0 | 0 | 0 | 0 | 0 | 0 | 0 | 0 | 0 | 0 | 0 | 0 | 0 | 0 | 0 | 0 | 0 | 0 | 0 | 0 | 0 | 0 | 0 | 0 | 0 | 0 | 0 | 0 | 0 | 0 | 0 | 0 | 0 | 0 | 0 | 0 | 0 | 0 | 0 | 0 | 0 | 0 | 0 | 0 | 0 | 0 | 0 | 0 | 0 | 0 | 0 | 0 | 0 | 0 | 0 | 0 | 0
Northwest | Other Family | Average | August | Freezer | LDCEU/TDEF | Electric Load with Losses, Incl. Cogeneration | MW | 0 | 0 | 0 | 0 | 0 | 0 | 0 | 0 | 0 | 0 | 0 | 0 | 0 | 0 | 0 | 0 | 0 | 0 | 0 | 0 | 0 | 0 | 0 | 0 | -0.0445 | -0.0842 | -0.1205 | -0.1533 | -0.1835 | -0.2106 | -0.2354 | -0.2575 | -0.2777 | -0.2955 | -0.3115 | -0.3255 | -0.3382 | -0.3491 | -0.3587 | -0.3668 | -0.3739 | -0.3796 | -0.3845 | -0.3883 | -0.3912 | -0.3934 | -0.3948 | -0.3954 | -0.3955 | -0.3949 | -0.3938 | -0.3923 | -0.3903 | -0.3878 | -0.3851 | -0.3819 | -0.3784 | -0.3747
Northwest | Other Family | Average | August | Clothes Washer | LDCEU/TDEF | Electric Load with Losses, Incl. Cogeneration | MW | 0 | 0 | 0 | 0 | 0 | 0 | 0 | 0 | 0 | 0 | 0 | 0 | 0 | 0 | 0 | 0 | 0 | 0 | 0 | 0 | 0 | 0 | 0 | 0 | 0 | 0 | 0 | 0 | 0 | 0 | 0 | 0 | 0 | 0 | 0 | 0 | 0 | 0 | 0 | 0 | 0 | 0 | 0 | 0 | 0 | 0 | 0 | 0 | 0 | 0 | 0 | 0 | 0 | 0 | 0 | 0 | 0 | 0
Northwest | Other Family | Average | August | Clothes Dryer | LDCEU/TDEF | Electric Load with Losses, Incl. Cogeneration | MW | 0 | 0 | 0 | 0 | 0 | 0 | 0 | 0 | 0 | 0 | 0 | 0 | 0 | 0 | 0 | 0 | 0 | 0 | 0 | 0 | 0 | 0 | 0 | 0 | 0.002 | 0.0042 | 0.0066 | 0.009 | 0.0115 | 0.0141 | 0.0168 | 0.0195 | 0.0224 | 0.0252 | 0.0281 | 0.0312 | 0.0343 | 0.0374 | 0.0407 | 0.044 | 0.0473 | 0.0507 | 0.0542 | 0.0576 | 0.0613 | 0.0648 | 0.0684 | 0.0721 | 0.0759 | 0.0797 | 0.0836 | 0.0876 | 0.0915 | 0.0956 | 0.0997 | 0.1039 | 0.1081 | 0.1124
Northwest | Other Family | Average | August | Dishwasher | LDCEU/TDEF | Electric Load with Losses, Incl. Cogeneration | MW | 0 | 0 | 0 | 0 | 0 | 0 | 0 | 0 | 0 | 0 | 0 | 0 | 0 | 0 | 0 | 0 | 0 | 0 | 0 | 0 | 0 | 0 | 0 | 0 | 0 | 0 | 0 | 0 | 0 | 0 | 0 | 0 | 0 | 0 | 0 | 0 | 0 | 0 | 0 | 0 | 0 | 0 | 0 | 0 | 0 | 0 | 0 | 0 | 0 | 0 | 0 | 0 | 0 | 0 | 0 | 0 | 0 | 0
Northwest | Other Family | Average | August | Cooking | LDCEU/TDEF | Electric Load with Losses, Incl. Cogeneration | MW | 0 | 0 | 0 | 0 | 0 | 0 | 0 | 0 | 0 | 0 | 0 | 0 | 0 | 0 | 0 | 0 | 0 | 0 | 0 | 0 | 0 | 0 | 0 | 0 | 0 | 0 | -0.3154 | -0.5991 | -0.8564 | -1.0838 | -1.2874 | -1.4661 | -1.6257 | -1.7623 | -1.881 | -1.9807 | -2.0661 | -2.134 | -2.1882 | -2.2285 | -2.258 | -2.2742 | -2.2803 | -2.2763 | -2.2628 | -2.2408 | -2.2105 | -2.1728 | -2.1282 | -2.0771 | -2.0199 | -1.9572 | -1.8893 | -1.8166 | -1.7395 | -1.6584 | -1.5737 | -1.4862
Northwest | Other Family | Average | August | Air Conditioning | LDCEU/TDEF | Electric Load with Losses, Incl. Cogeneration | MW | -5.1257 | -10.1521 | -6.5261 | -18.8895 | -31.2243 | -34.4936 | -35.0914 | -28.8269 | -43.4987 | -33.5555 | -60.1691 | -55.2637 | -58.0582 | -48.865 | -44.9488 | -52.9023 | -50.2643 | -41.8875 | -56.3377 | -55.2042 | -61.1175 | -61.9807 | -61.5696 | -64.1287 | -62.0939 | -62.8441 | -64.3865 | -65.9124 | -67.1325 | -68.3168 | -69.887 | -71.3376 | -72.7682 | -74.0786 | -75.3298 | -76.5318 | -77.715 | -78.8022 | -79.8753 | -80.9098 | -81.1472 | -81.1713 | -80.9339 | -80.6706 | -80.4068 | -80.1189 | -79.8089 | -79.4969 | -79.1691 | -78.8228 | -78.4835 | -78.1348 | -77.7764 | -77.4258 | -77.0639 | -76.6927 | -76.3297 | -75.9623
Northwest | Other Family | Average | August | Entertainment Center | LDCEU/TDEF | Electric Load with Losses, Incl. Cogeneration | MW | 0 | 0 | 0 | 0 | 0 | 0 | 0 | 0 | 0 | 0 | 0 | 0 | 0 | 0 | 0 | 0 | 0 | 0 | 0 | 0 | 0 | 0 | 0 | 0 | -0.7934 | -2.1951 | -4.0396 | -6.1986 | -8.5848 | -11.1017 | -13.7088 | -16.3421 | -18.999 | -21.6108 | -24.1897 | -26.7004 | -29.1684 | -31.5383 | -33.8409 | -36.0532 | -38.2075 | -40.2515 | -42.2295 | -44.1237 | -45.9393 | -47.6783 | -49.3427 | -50.9349 | -52.4571 | -53.9119 | -55.3016 | -56.6285 | -57.8951 | -59.1037 | -60.2563 | -61.3555 | -62.403 | -63.4012
Northwest | Other Family | Average | August | Other Non-Substitutables | LDCEU/TDEF | Electric Load with Losses, Incl. Cogeneration | MW | 0 | 0 | 0 | 0 | 0 | 0 | 0 | 0 | 0 | 0 | 0 | 0 | 0 | 0 | 0 | 0 | 0 | 0 | 0 | 0 | 0 | 0 | 0 | 0 | -3.9122 | -7.4202 | -10.5124 | -13.2326 | -15.6452 | -17.7505 | -19.6131 | -21.2373 | -22.6877 | -23.9376 | -25.0422 | -25.9982 | -26.8535 | -27.5815 | -28.2215 | -28.7715 | -29.2635 | -29.6701 | -30.0289 | -30.3339 | -30.5934 | -30.8125 | -30.9957 | -31.1475 | -31.2711 | -31.3698 | -31.4464 | -31.5034 | -31.543 | -31.5671 | -31.5773 | -31.5754 | -31.5624 | -31.5397
Northwest | Other Family | Average | August | Water Heating Over 55 | LDCEU/TDEF | Electric Load with Losses, Incl. Cogeneration | MW | 0 | 0 | 0 | 0 | 0 | 0 | 0 | 0 | 0 | 0 | 0 | 0 | 0 | 0 | 0 | 0 | 0 | 0 | 0 | 0 | 0 | 0 | 0 | 0 | 0 | 0 | 0 | 0 | 0 | 0 | 0 | 0 | 0 | 0 | 0 | 0 | 0 | 0 | 0 | 0 | 0 | 0 | 0 | 0 | 0 | 0 | 0 | 0 | 0 | 0 | 0 | 0 | 0 | 0 | 0 | 0 | 0 | 0
Northwest | Other Family | Average | September | Space Heating | LDCEU/TDEF | Electric Load with Losses, Incl. Cogeneration | MW | -9.1739 | -8.8594 | -12.9144 | -37.9496 | -23.3689 | -24.031 | -50.9469 | -53.8493 | -47.7731 | -58.3747 | -42.6207 | -76.64 | -79.0009 | -56.3046 | -29.9353 | -30.4177 | -20.3785 | -25.5946 | -16.8616 | -29.4366 | -23.3384 | -20.6301 | -32.6055 | -33.8342 | -26.5307 | -26.1493 | -27.3722 | -28.5139 | -29.6105 | -30.613 | -31.5696 | -32.4481 | -33.3015 | -34.0636 | -34.7748 | -35.4289 | -36.0594 | -36.6077 | -37.1189 | -37.5773 | -38.0116 | -38.3807 | -38.7121 | -39.0062 | -39.2635 | -39.4828 | -39.6657 | -39.8173 | -39.9361 | -40.0242 | -40.0862 | -40.1195 | -40.1256 | -40.1091 | -40.067 | -40.0008 | -39.9149 | -39.8074
Northwest | Other Family | Average | September | Water Heating Under 55 | LDCEU/TDEF | Electric Load with Losses, Incl. Cogeneration | MW | 0 | 0 | 0 | 0 | 0 | 0 | 0 | 0 | 0 | 0 | 0 | 0 | 0 | 0 | 0 | 0 | 0 | 0 | 0 | 0 | 0 | 0 | 0 | 0 | 0.0004 | 0.0009 | 0.0016 | 0.0022 | 0.0027 | 0.0033 | 0.0038 | 0.0041 | 0.0043 | 0.0044 | 0.0045 | 0.0047 | 0.0048 | 0.0048 | 0.0048 | 0.0049 | 0.0048 | 0.0048 | 0.0048 | 0.0047 | 0.0047 | 0.0045 | 0.0045 | 0.0044 | 0.0043 | 0.0042 | 0.0042 | 0.0041 | 0.004 | 0.0039 | 0.0038 | 0.0037 | 0.0036 | 0.0035
Northwest | Other Family | Average | September | Lighting | LDCEU/TDEF | Electric Load with Losses, Incl. Cogeneration | MW | 0 | 0 | 0 | 0 | 0 | 0 | 0 | 0 | 0 | 0 | 0 | 0 | 0 | 0 | 0 | 0 | 0 | 0 | 0 | 0 | 0 | 0 | 0 | 0 | -0.1766 | -0.2671 | -0.3471 | -0.4175 | -0.3749 | -0.3366 | -0.3021 | -0.2712 | -0.2434 | -0.2184 | -0.196 | -0.1759 | -0.1577 | -0.1415 | -0.1269 | -0.1139 | -0.1021 | -0.0916 | -0.0822 | -0.0737 | -0.0661 | -0.0593 | -0.0532 | -0.0477 | -0.0428 | -0.0384 | -0.0344 | -0.0308 | -0.0277 | -0.0248 | -0.0222 | -0.02 | -0.0179 | -0.0161
Northwest | Other Family | Average | September | Refrigeration | LDCEU/TDEF | Electric Load with Losses, Incl. Cogeneration | MW | 0 | 0 | 0 | 0 | 0 | 0 | 0 | 0 | 0 | 0 | 0 | 0 | 0 | 0 | 0 | 0 | 0 | 0 | 0 | 0 | 0 | 0 | 0 | 0 | 0 | 0 | 0 | 0 | 0 | 0 | 0 | 0 | 0 | 0 | 0 | 0 | 0 | 0 | 0 | 0 | 0 | 0 | 0 | 0 | 0 | 0 | 0 | 0 | 0 | 0 | 0 | 0 | 0 | 0 | 0 | 0 | 0 | 0
Northwest | Other Family | Average | September | Freezer | LDCEU/TDEF | Electric Load with Losses, Incl. Cogeneration | MW | 0 | 0 | 0 | 0 | 0 | 0 | 0 | 0 | 0 | 0 | 0 | 0 | 0 | 0 | 0 | 0 | 0 | 0 | 0 | 0 | 0 | 0 | 0 | 0 | -0.0422 | -0.08 | -0.1144 | -0.1458 | -0.1746 | -0.2005 | -0.2241 | -0.2452 | -0.2646 | -0.2816 | -0.2969 | -0.3104 | -0.3226 | -0.333 | -0.3422 | -0.3501 | -0.357 | -0.3625 | -0.3672 | -0.3711 | -0.374 | -0.3761 | -0.3775 | -0.3783 | -0.3784 | -0.378 | -0.3771 | -0.3757 | -0.3739 | -0.3717 | -0.369 | -0.3662 | -0.3629 | -0.3595
Northwest | Other Family | Average | September | Clothes Washer | LDCEU/TDEF | Electric Load with Losses, Incl. Cogeneration | MW | 0 | 0 | 0 | 0 | 0 | 0 | 0 | 0 | 0 | 0 | 0 | 0 | 0 | 0 | 0 | 0 | 0 | 0 | 0 | 0 | 0 | 0 | 0 | 0 | 0 | 0 | 0 | 0 | 0 | 0 | 0 | 0 | 0 | 0 | 0 | 0 | 0 | 0 | 0 | 0 | 0 | 0 | 0 | 0 | 0 | 0 | 0 | 0 | 0 | 0 | 0 | 0 | 0 | 0 | 0 | 0 | 0 | 0
Northwest | Other Family | Average | September | Clothes Dryer | LDCEU/TDEF | Electric Load with Losses, Incl. Cogeneration | MW | 0 | 0 | 0 | 0 | 0 | 0 | 0 | 0 | 0 | 0 | 0 | 0 | 0 | 0 | 0 | 0 | 0 | 0 | 0 | 0 | 0 | 0 | 0 | 0 | 0.0023 | 0.005 | 0.0079 | 0.0107 | 0.0138 | 0.0168 | 0.0201 | 0.0233 | 0.0266 | 0.0301 | 0.0336 | 0.0372 | 0.0409 | 0.0446 | 0.0486 | 0.0524 | 0.0565 | 0.0605 | 0.0646 | 0.0688 | 0.073 | 0.0774 | 0.0817 | 0.0862 | 0.0907 | 0.0952 | 0.0998 | 0.1045 | 0.1093 | 0.1142 | 0.1191 | 0.124 | 0.1292 | 0.1342
Northwest | Other Family | Average | September | Dishwasher | LDCEU/TDEF | Electric Load with Losses, Incl. Cogeneration | MW | 0 | 0 | 0 | 0 | 0 | 0 | 0 | 0 | 0 | 0 | 0 | 0 | 0 | 0 | 0 | 0 | 0 | 0 | 0 | 0 | 0 | 0 | 0 | 0 | 0 | 0 | 0 | 0 | 0 | 0 | 0 | 0 | 0 | 0 | 0 | 0 | 0 | 0 | 0 | 0 | 0 | 0 | 0 | 0 | 0 | 0 | 0 | 0 | 0 | 0 | 0 | 0 | 0 | 0 | 0 | 0 | 0 | 0
Northwest | Other Family | Average | September | Cooking | LDCEU/TDEF | Electric Load with Losses, Incl. Cogeneration | MW | 0 | 0 | 0 | 0 | 0 | 0 | 0 | 0 | 0 | 0 | 0 | 0 | 0 | 0 | 0 | 0 | 0 | 0 | 0 | 0 | 0 | 0 | 0 | 0 | 0 | 0 | -0.368 | -0.6991 | -0.9994 | -1.2647 | -1.5022 | -1.7107 | -1.8969 | -2.0562 | -2.1948 | -2.3111 | -2.4106 | -2.4899 | -2.5531 | -2.6 | -2.6344 | -2.6531 | -2.6603 | -2.6556 | -2.6399 | -2.6139 | -2.5787 | -2.5347 | -2.4825 | -2.4229 | -2.3561 | -2.2828 | -2.2035 | -2.1186 | -2.0286 | -1.9338 | -1.835 | -1.733
Northwest | Other Family | Average | September | Air Conditioning | LDCEU/TDEF | Electric Load with Losses, Incl. Cogeneration | MW | -1.5691 | -4.4416 | -6.92 | -1.556 | -9.4765 | -15.9339 | -6.1479 | -6.2242 | -13.5753 | -10.4981 | -19.1914 | -6.6071 | -7.73 | -15.0009 | -8.2523 | -10.2377 | -24.4658 | -11.7093 | -27.033 | -13.2564 | -16.2916 | -18.9211 | -9.0091 | -8.8538 | -17.3845 | -17.5692 | -18.0597 | -18.5427 | -18.9473 | -19.3403 | -19.8631 | -20.3446 | -20.8164 | -21.248 | -21.6602 | -22.0532 | -22.4376 | -22.7903 | -23.1372 | -23.4685 | -23.5887 | -23.6511 | -23.6102 | -23.5581 | -23.5046 | -23.4416 | -23.3697 | -23.2965 | -23.2165 | -23.1294 | -23.0439 | -22.9539 | -22.8596 | -22.7672 | -22.6699 | -22.5684 | -22.469 | -22.3672
Northwest | Other Family | Average | September | Entertainment Center | LDCEU/TDEF | Electric Load with Losses, Incl. Cogeneration | MW | 0 | 0 | 0 | 0 | 0 | 0 | 0 | 0 | 0 | 0 | 0 | 0 | 0 | 0 | 0 | 0 | 0 | 0 | 0 | 0 | 0 | 0 | 0 | 0 | -0.7696 | -2.1297 | -3.9192 | -6.014 | -8.3291 | -10.771 | -13.3008 | -15.8559 | -18.4339 | -20.9681 | -23.471 | -25.9071 | -28.3017 | -30.6019 | -32.8365 | -34.9836 | -37.074 | -39.0576 | -40.9779 | -42.8165 | -44.5789 | -46.2668 | -47.8826 | -49.4283 | -50.9061 | -52.3185 | -53.6678 | -54.9562 | -56.1861 | -57.3597 | -58.4789 | -59.5464 | -60.5639 | -61.5333
Northwest | Other Family | Average | September | Other Non-Substitutables | LDCEU/TDEF | Electric Load with Losses, Incl. Cogeneration | MW | 0 | 0 | 0 | 0 | 0 | 0 | 0 | 0 | 0 | 0 | 0 | 0 | 0 | 0 | 0 | 0 | 0 | 0 | 0 | 0 | 0 | 0 | 0 | 0 | -4.2172 | -7.9994 | -11.3328 | -14.2656 | -16.8662 | -19.1357 | -21.1442 | -22.8953 | -24.459 | -25.8065 | -26.9979 | -28.0287 | -28.9505 | -29.736 | -30.4262 | -31.0196 | -31.5499 | -31.9884 | -32.3759 | -32.7052 | -32.9853 | -33.2217 | -33.4198 | -33.5837 | -33.7173 | -33.8241 | -33.9071 | -33.969 | -34.012 | -34.0383 | -34.0498 | -34.048 | -34.0345 | -34.0103
Northwest | Other Family | Average | September | Water Heating Over 55 | LDCEU/TDEF | Electric Load with Losses, Incl. Cogeneration | MW | 0 | 0 | 0 | 0 | 0 | 0 | 0 | 0 | 0 | 0 | 0 | 0 | 0 | 0 | 0 | 0 | 0 | 0 | 0 | 0 | 0 | 0 | 0 | 0 | 0 | 0 | 0 | 0 | 0 | 0 | 0 | 0 | 0 | 0 | 0 | 0 | 0 | 0 | 0 | 0 | 0 | 0 | 0 | 0 | 0 | 0 | 0 | 0 | 0 | 0 | 0 | 0 | 0 | 0 | 0 | 0 | 0 | 0
Northwest | Other Family | Average | October | Space Heating | LDCEU/TDEF | Electric Load with Losses, Incl. Cogeneration | MW | -18.6647 | -34.5603 | -52.3674 | -72.2543 | -81.3244 | -93.8239 | -117.2628 | -119.8819 | -132.001 | -155.6112 | -109.3395 | -143.7879 | -147.7661 | -160.2548 | -68.6625 | -71.5897 | -73.9526 | -57.1235 | -64.1059 | -67.6754 | -75.0652 | -47.5198 | -47.0932 | -65.4659 | -66.5868 | -65.5997 | -68.8123 | -71.8061 | -74.675 | -77.2932 | -79.7914 | -82.0803 | -84.2956 | -86.2698 | -88.1124 | -89.7964 | -91.4134 | -92.8187 | -94.1227 | -95.2863 | -96.3844 | -97.3109 | -98.1426 | -98.8727 | -99.5063 | -100.0406 | -100.4804 | -100.8381 | -101.1107 | -101.3042 | -101.4291 | -101.481 | -101.4632 | -101.3867 | -101.2454 | -101.0433 | -100.7903 | -100.4834
Northwest | Other Family | Average | October | Water Heating Under 55 | LDCEU/TDEF | Electric Load with Losses, Incl. Cogeneration | MW | 0 | 0 | 0 | 0 | 0 | 0 | 0 | 0 | 0 | 0 | 0 | 0 | 0 | 0 | 0 | -0.0001 | -0.0001 | 0 | 0 | 0 | 0 | 0 | 0 | 0 | 0.0009 | 0.0019 | 0.0034 | 0.0046 | 0.0057 | 0.0071 | 0.008 | 0.0086 | 0.0091 | 0.0093 | 0.0095 | 0.0098 | 0.01 | 0.0101 | 0.0102 | 0.0103 | 0.0101 | 0.0101 | 0.0099 | 0.0099 | 0.0097 | 0.0096 | 0.0094 | 0.0093 | 0.0091 | 0.0089 | 0.0088 | 0.0086 | 0.0084 | 0.0081 | 0.008 | 0.0078 | 0.0075 | 0.0073
Northwest | Other Family | Average | October | Lighting | LDCEU/TDEF | Electric Load with Losses, Incl. Cogeneration | MW | 0 | 0 | 0 | 0 | 0 | 0 | 0 | 0 | 0 | 0 | 0 | 0 | 0 | 0 | 0 | 0 | 0 | 0 | 0 | 0 | 0 | 0 | 0 | 0 | -0.2056 | -0.311 | -0.4041 | -0.486 | -0.4364 | -0.3918 | -0.3518 | -0.3157 | -0.2833 | -0.2543 | -0.2282 | -0.2047 | -0.1837 | -0.1648 | -0.1478 | -0.1326 | -0.119 | -0.1067 | -0.0957 | -0.0859 | -0.077 | -0.069 | -0.0619 | -0.0556 | -0.0498 | -0.0446 | -0.0401 | -0.036 | -0.0322 | -0.0289 | -0.0259 | -0.0232 | -0.0208 | -0.0187
Northwest | Other Family | Average | October | Refrigeration | LDCEU/TDEF | Electric Load with Losses, Incl. Cogeneration | MW | 0 | 0 | 0 | 0 | 0 | 0 | 0 | 0 | 0 | 0 | 0 | 0 | 0 | 0 | 0 | 0 | 0 | 0 | 0 | 0 | 0 | 0 | 0 | 0 | 0 | 0 | 0 | 0 | 0 | 0 | 0 | 0 | 0 | 0 | 0 | 0 | 0 | 0 | 0 | 0 | 0 | 0 | 0 | 0 | 0 | 0 | 0 | 0 | 0 | 0 | 0 | 0 | 0 | 0 | 0 | 0 | 0 | 0
Northwest | Other Family | Average | October | Freezer | LDCEU/TDEF | Electric Load with Losses, Incl. Cogeneration | MW | 0 | 0 | 0 | 0 | 0 | 0 | 0 | 0 | 0 | 0 | 0 | 0 | 0 | 0 | 0 | 0 | 0 | 0 | 0 | 0 | 0 | 0 | 0 | 0 | -0.0424 | -0.0806 | -0.1154 | -0.1472 | -0.1763 | -0.2024 | -0.2264 | -0.2479 | -0.2676 | -0.2849 | -0.3005 | -0.3143 | -0.3268 | -0.3375 | -0.347 | -0.3551 | -0.3623 | -0.368 | -0.373 | -0.3769 | -0.3801 | -0.3824 | -0.384 | -0.385 | -0.3854 | -0.3851 | -0.3843 | -0.383 | -0.3814 | -0.3793 | -0.3768 | -0.374 | -0.3709 | -0.3675
Northwest | Other Family | Average | October | Clothes Washer | LDCEU/TDEF | Electric Load with Losses, Incl. Cogeneration | MW | 0 | 0 | 0 | 0 | 0 | 0 | 0 | 0 | 0 | 0 | 0 | 0 | 0 | 0 | 0 | 0 | 0 | 0 | 0 | 0 | 0 | 0 | 0 | 0 | 0 | 0 | 0 | 0 | 0 | 0 | 0 | 0 | 0 | 0 | 0 | 0 | 0 | 0 | 0 | 0 | 0 | 0 | 0 | 0 | 0 | 0 | 0 | 0 | 0 | 0 | 0 | 0 | 0 | 0 | 0 | 0 | 0 | 0
Northwest | Other Family | Average | October | Clothes Dryer | LDCEU/TDEF | Electric Load with Losses, Incl. Cogeneration | MW | 0 | 0 | 0 | 0 | 0 | 0 | 0 | 0 | 0 | 0 | 0 | 0 | 0 | 0 | 0 | 0 | 0 | 0 | 0 | 0 | 0 | 0 | 0 | 0 | 0.0025 | 0.0054 | 0.0084 | 0.0116 | 0.0149 | 0.0182 | 0.0217 | 0.0253 | 0.0289 | 0.0326 | 0.0364 | 0.0403 | 0.0444 | 0.0484 | 0.0528 | 0.057 | 0.0613 | 0.0657 | 0.0703 | 0.0748 | 0.0795 | 0.0842 | 0.0889 | 0.0938 | 0.0987 | 0.1036 | 0.1088 | 0.1139 | 0.1191 | 0.1244 | 0.1298 | 0.1353 | 0.1409 | 0.1465
Northwest | Other Family | Average | October | Dishwasher | LDCEU/TDEF | Electric Load with Losses, Incl. Cogeneration | MW | 0 | 0 | 0 | 0 | 0 | 0 | 0 | 0 | 0 | 0 | 0 | 0 | 0 | 0 | 0 | 0 | 0 | 0 | 0 | 0 | 0 | 0 | 0 | 0 | 0 | 0 | 0 | 0 | 0 | 0 | 0 | 0 | 0 | 0 | 0 | 0 | 0 | 0 | 0 | 0 | 0 | 0 | 0 | 0 | 0 | 0 | 0 | 0 | 0 | 0 | 0 | 0 | 0 | 0 | 0 | 0 | 0 | 0
Northwest | Other Family | Average | October | Cooking | LDCEU/TDEF | Electric Load with Losses, Incl. Cogeneration | MW | 0 | 0 | 0 | 0 | 0 | 0 | 0 | 0 | 0 | 0 | 0 | 0 | 0 | 0 | 0 | 0 | 0 | 0 | 0 | 0 | 0 | 0 | 0 | 0 | 0 | 0 | -0.4396 | -0.835 | -1.1935 | -1.5102 | -1.7941 | -2.043 | -2.2654 | -2.4557 | -2.6212 | -2.76 | -2.8789 | -2.9735 | -3.0492 | -3.1053 | -3.1463 | -3.1687 | -3.1773 | -3.1718 | -3.1531 | -3.1222 | -3.0802 | -3.0277 | -2.9655 | -2.8943 | -2.8147 | -2.7272 | -2.6326 | -2.5312 | -2.4239 | -2.3107 | -2.1928 | -2.0713
Northwest | Other Family | Average | October | Air Conditioning | LDCEU/TDEF | Electric Load with Losses, Incl. Cogeneration | MW | 0 | 0 | 0 | 0 | 0 | 0 | 0 | 0 | 0 | 0 | -0.2206 | 0 | 0 | 0 | 0 | 0 | 0 | 0 | 0 | 0 | 0 | 0 | -0.4548 | 0 | -0.06 | -0.06 | -0.0614 | -0.0628 | -0.064 | -0.0653 | -0.067 | -0.0685 | -0.0699 | -0.0712 | -0.0723 | -0.0733 | -0.0743 | -0.0751 | -0.0759 | -0.0766 | -0.0769 | -0.0771 | -0.077 | -0.0767 | -0.0765 | -0.0761 | -0.0758 | -0.0754 | -0.075 | -0.0745 | -0.074 | -0.0736 | -0.0731 | -0.0725 | -0.0719 | -0.0714 | -0.0707 | -0.0701
Northwest | Other Family | Average | October | Entertainment Center | LDCEU/TDEF | Electric Load with Losses, Incl. Cogeneration | MW | 0 | 0 | 0 | 0 | 0 | 0 | 0 | 0 | 0 | 0 | 0 | 0 | 0 | 0 | 0 | 0 | 0 | 0 | 0 | 0 | 0 | 0 | 0 | 0 | -0.7202 | -1.9932 | -3.668 | -5.6288 | -7.7955 | -10.0813 | -12.4498 | -14.8418 | -17.2553 | -19.6279 | -21.972 | -24.253 | -26.4948 | -28.6495 | -30.7425 | -32.7541 | -34.7116 | -36.5696 | -38.3697 | -40.0924 | -41.744 | -43.326 | -44.8404 | -46.2892 | -47.6747 | -48.9989 | -50.2642 | -51.4724 | -52.626 | -53.7269 | -54.777 | -55.7787 | -56.7334 | -57.6433
Northwest | Other Family | Average | October | Other Non-Substitutables | LDCEU/TDEF | Electric Load with Losses, Incl. Cogeneration | MW | 0 | 0 | 0 | 0 | 0 | 0 | 0 | 0 | 0 | 0 | 0 | 0 | 0 | 0 | 0 | 0 | 0 | 0 | 0 | 0 | 0 | 0 | 0 | 0 | -4.2267 | -8.0183 | -11.3595 | -14.2998 | -16.9061 | -19.1811 | -21.1955 | -22.9511 | -24.519 | -25.8702 | -27.0658 | -28.0996 | -29.0236 | -29.8124 | -30.505 | -31.1012 | -31.633 | -32.0733 | -32.4634 | -32.7943 | -33.0762 | -33.3143 | -33.5138 | -33.6791 | -33.8141 | -33.9222 | -34.0065 | -34.0695 | -34.1137 | -34.1411 | -34.1537 | -34.153 | -34.1404 | -34.1172
Northwest | Other Family | Average | October | Water Heating Over 55 | LDCEU/TDEF | Electric Load with Losses, Incl. Cogeneration | MW | 0 | 0 | 0 | 0 | 0 | 0 | 0 | 0 | 0 | 0 | 0 | 0 | 0 | 0 | 0 | 0 | 0 | 0 | 0 | 0 | 0 | 0 | 0 | 0 | 0 | 0 | 0 | 0 | 0 | 0 | 0 | 0 | 0 | 0 | 0 | 0 | 0 | 0 | 0 | 0 | 0 | 0 | 0 | 0 | 0 | 0 | 0 | 0 | 0 | 0 | 0 | 0 | 0 | 0 | 0 | 0 | 0 | 0
Northwest | Other Family | Average | November | Space Heating | LDCEU/TDEF | Electric Load with Losses, Incl. Cogeneration | MW | -44.8353 | -64.1372 | -70.1898 | -121.8108 | -116.4739 | -140.2779 | -159.7438 | -232.7249 | -184.4498 | -216.7019 | -273.6234 | -257.242 | -289.496 | -261.219 | -107.3709 | -96.4944 | -104.488 | -112.4117 | -117.6436 | -102.4282 | -112.9474 | -116.2165 | -120.0893 | -92.1248 | -114.7368 | -113.0448 | -118.6036 | -123.78 | -128.7313 | -133.2468 | -137.5573 | -141.4999 | -145.309 | -148.6993 | -151.8613 | -154.7424 | -157.5021 | -159.8987 | -162.116 | -164.0898 | -165.9454 | -167.5052 | -168.9027 | -170.122 | -171.1736 | -172.0537 | -172.7708 | -173.3456 | -173.7739 | -174.0663 | -174.2406 | -174.2896 | -174.2195 | -174.0485 | -173.7673 | -173.3823 | -172.9104 | -172.3467
Northwest | Other Family | Average | November | Water Heating Under 55 | LDCEU/TDEF | Electric Load with Losses, Incl. Cogeneration | MW | 0 | 0 | 0 | 0 | 0 | 0 | 0 | 0 | 0 | 0 | 0 | 0 | 0 | 0 | 0 | 0 | 0 | 0 | 0 | 0 | 0 | 0 | 0 | 0 | 0.0016 | 0.0033 | 0.0057 | 0.0077 | 0.0095 | 0.0119 | 0.0135 | 0.0144 | 0.0151 | 0.0155 | 0.0158 | 0.0163 | 0.0166 | 0.0167 | 0.017 | 0.0171 | 0.0168 | 0.0168 | 0.0166 | 0.0164 | 0.0161 | 0.0159 | 0.0156 | 0.0154 | 0.015 | 0.0148 | 0.0145 | 0.0142 | 0.0139 | 0.0135 | 0.0132 | 0.0129 | 0.0126 | 0.0122
Northwest | Other Family | Average | November | Lighting | LDCEU/TDEF | Electric Load with Losses, Incl. Cogeneration | MW | 0 | 0 | 0 | 0 | 0 | 0 | 0 | 0 | 0 | 0 | 0 | 0 | 0 | 0 | 0 | 0 | 0 | 0 | 0 | 0 | 0 | 0 | 0 | 0 | -0.2381 | -0.3603 | -0.4681 | -0.563 | -0.5056 | -0.4538 | -0.4075 | -0.3657 | -0.3282 | -0.2946 | -0.2643 | -0.2371 | -0.2128 | -0.1909 | -0.1713 | -0.1536 | -0.1378 | -0.1236 | -0.1109 | -0.0994 | -0.0892 | -0.08 | -0.0717 | -0.0643 | -0.0577 | -0.0517 | -0.0464 | -0.0416 | -0.0373 | -0.0335 | -0.03 | -0.0269 | -0.0241 | -0.0216
Northwest | Other Family | Average | November | Refrigeration | LDCEU/TDEF | Electric Load with Losses, Incl. Cogeneration | MW | 0 | 0 | 0 | 0 | 0 | 0 | 0 | 0 | 0 | 0 | 0 | 0 | 0 | 0 | 0 | 0 | 0 | 0 | 0 | 0 | 0 | 0 | 0 | 0 | 0 | 0 | 0 | 0 | 0 | 0 | 0 | 0 | 0 | 0 | 0 | 0 | 0 | 0 | 0 | 0 | 0 | 0 | 0 | 0 | 0 | 0 | 0 | 0 | 0 | 0 | 0 | 0 | 0 | 0 | 0 | 0 | 0 | 0
Northwest | Other Family | Average | November | Freezer | LDCEU/TDEF | Electric Load with Losses, Incl. Cogeneration | MW | 0 | 0 | 0 | 0 | 0 | 0 | 0 | 0 | 0 | 0 | 0 | 0 | 0 | 0 | 0 | 0 | 0 | 0 | 0 | 0 | 0 | 0 | 0 | 0 | -0.0387 | -0.0735 | -0.1053 | -0.1343 | -0.1609 | -0.1848 | -0.2067 | -0.2264 | -0.2443 | -0.2602 | -0.2745 | -0.2872 | -0.2986 | -0.3085 | -0.3171 | -0.3246 | -0.3311 | -0.3365 | -0.3411 | -0.3448 | -0.3478 | -0.3499 | -0.3514 | -0.3523 | -0.3527 | -0.3525 | -0.3519 | -0.3507 | -0.3493 | -0.3473 | -0.3452 | -0.3426 | -0.3399 | -0.3368
Northwest | Other Family | Average | November | Clothes Washer | LDCEU/TDEF | Electric Load with Losses, Incl. Cogeneration | MW | 0 | 0 | 0 | 0 | 0 | 0 | 0 | 0 | 0 | 0 | 0 | 0 | 0 | 0 | 0 | 0 | 0 | 0 | 0 | 0 | 0 | 0 | 0 | 0 | 0 | 0 | 0 | 0 | 0 | 0 | 0 | 0 | 0 | 0 | 0 | 0 | 0 | 0 | 0 | 0 | 0 | 0 | 0 | 0 | 0 | 0 | 0 | 0 | 0 | 0 | 0 | 0 | 0 | 0 | 0 | 0 | 0 | 0
Northwest | Other Family | Average | November | Clothes Dryer | LDCEU/TDEF | Electric Load with Losses, Incl. Cogeneration | MW | 0 | 0 | 0 | 0 | 0 | 0 | 0 | 0 | 0 | 0 | 0 | 0 | 0 | 0 | 0 | 0 | 0 | 0 | 0 | 0 | 0 | 0 | 0 | 0 | 0.0029 | 0.0061 | 0.0094 | 0.0129 | 0.0165 | 0.0203 | 0.0243 | 0.0281 | 0.0323 | 0.0364 | 0.0406 | 0.045 | 0.0496 | 0.0541 | 0.0588 | 0.0636 | 0.0685 | 0.0734 | 0.0785 | 0.0835 | 0.0887 | 0.094 | 0.0992 | 0.1047 | 0.1101 | 0.1156 | 0.1214 | 0.1271 | 0.1329 | 0.1389 | 0.145 | 0.151 | 0.1572 | 0.1635
Northwest | Other Family | Average | November | Dishwasher | LDCEU/TDEF | Electric Load with Losses, Incl. Cogeneration | MW | 0 | 0 | 0 | 0 | 0 | 0 | 0 | 0 | 0 | 0 | 0 | 0 | 0 | 0 | 0 | 0 | 0 | 0 | 0 | 0 | 0 | 0 | 0 | 0 | 0 | 0 | 0 | 0 | 0 | 0 | 0 | 0 | 0 | 0 | 0 | 0 | 0 | 0 | 0 | 0 | 0 | 0 | 0 | 0 | 0 | 0 | 0 | 0 | 0 | 0 | 0 | 0 | 0 | 0 | 0 | 0 | 0 | 0
Northwest | Other Family | Average | November | Cooking | LDCEU/TDEF | Electric Load with Losses, Incl. Cogeneration | MW | 0 | 0 | 0 | 0 | 0 | 0 | 0 | 0 | 0 | 0 | 0 | 0 | 0 | 0 | 0 | 0 | 0 | 0 | 0 | 0 | 0 | 0 | 0 | 0 | 0 | 0 | -0.4677 | -0.8884 | -1.2698 | -1.6068 | -1.9087 | -2.1734 | -2.4101 | -2.6123 | -2.7884 | -2.9359 | -3.0623 | -3.1629 | -3.2431 | -3.3027 | -3.3463 | -3.37 | -3.379 | -3.373 | -3.3529 | -3.32 | -3.275 | -3.219 | -3.1527 | -3.0768 | -2.9919 | -2.8987 | -2.7979 | -2.69 | -2.5755 | -2.4551 | -2.3295 | -2.2003
Northwest | Other Family | Average | November | Air Conditioning | LDCEU/TDEF | Electric Load with Losses, Incl. Cogeneration | MW | 0 | 0 | 0 | 0 | 0 | 0 | 0 | 0 | 0 | 0 | 0 | 0 | 0 | 0 | 0 | 0 | 0 | 0 | 0 | 0 | 0 | 0 | 0 | 0 | 0 | 0 | 0 | 0 | 0 | 0 | 0 | 0 | 0 | 0 | 0 | 0 | 0 | 0 | 0 | 0 | 0 | 0 | 0 | 0 | 0 | 0 | 0 | 0 | 0 | 0 | 0 | 0 | 0 | 0 | 0 | 0 | 0 | 0
Northwest | Other Family | Average | November | Entertainment Center | LDCEU/TDEF | Electric Load with Losses, Incl. Cogeneration | MW | 0 | 0 | 0 | 0 | 0 | 0 | 0 | 0 | 0 | 0 | 0 | 0 | 0 | 0 | 0 | 0 | 0 | 0 | 0 | 0 | 0 | 0 | 0 | 0 | -0.8209 | -2.2718 | -4.1806 | -6.4156 | -8.8848 | -11.49 | -14.1893 | -16.9153 | -19.6658 | -22.3696 | -25.041 | -27.6404 | -30.1947 | -32.6502 | -35.035 | -37.3275 | -39.5576 | -41.6746 | -43.7256 | -45.6885 | -47.5701 | -49.3725 | -51.0979 | -52.7485 | -54.327 | -55.8355 | -57.2769 | -58.6533 | -59.9674 | -61.2214 | -62.4176 | -63.5585 | -64.646 | -65.6824
Northwest | Other Family | Average | November | Other Non-Substitutables | LDCEU/TDEF | Electric Load with Losses, Incl. Cogeneration | MW | 0 | 0 | 0 | 0 | 0 | 0 | 0 | 0 | 0 | 0 | 0 | 0 | 0 | 0 | 0 | 0 | 0 | 0 | 0 | 0 | 0 | 0 | 0 | 0 | -4.4074 | -8.361 | -11.8448 | -14.9109 | -17.6281 | -20.0001 | -22.1004 | -23.9308 | -25.5654 | -26.9741 | -28.2206 | -29.2983 | -30.2613 | -31.0836 | -31.8054 | -32.427 | -32.9809 | -33.4397 | -33.8463 | -34.1913 | -34.4847 | -34.7328 | -34.9406 | -35.1127 | -35.2533 | -35.3657 | -35.4534 | -35.5188 | -35.5648 | -35.5932 | -35.606 | -35.6051 | -35.5917 | -35.5674
Northwest | Other Family | Average | November | Water Heating Over 55 | LDCEU/TDEF | Electric Load with Losses, Incl. Cogeneration | MW | 0 | 0 | 0 | 0 | 0 | 0 | 0 | 0 | 0 | 0 | 0 | 0 | 0 | 0 | 0 | 0 | 0 | 0 | 0 | 0 | 0 | 0 | 0 | 0 | 0 | 0 | 0 | 0 | 0 | 0 | 0 | 0 | 0 | 0 | 0 | 0 | 0 | 0 | 0 | 0 | 0 | 0 | 0 | 0 | 0 | 0 | 0 | 0 | 0 | 0 | 0 | 0 | 0 | 0 | 0 | 0 | 0 | 0
Northwest | Other Family | Average | December | Space Heating | LDCEU/TDEF | Electric Load with Losses, Incl. Cogeneration | MW | -44.0488 | -66.5097 | -96.4427 | -147.4964 | -155.7676 | -194.304 | -213.3223 | -252.2455 | -247.6735 | -250.5932 | -277.0572 | -284.312 | -324.5578 | -313.7668 | -128.2514 | -152.9986 | -148.9715 | -120.9882 | -134.1493 | -129.4354 | -149.7543 | -120.2091 | -130.4135 | -164.3583 | -142.6347 | -140.566 | -147.5608 | -154.0763 | -160.306 | -165.9912 | -171.4198 | -176.3857 | -181.183 | -185.4561 | -189.4421 | -193.0747 | -196.5529 | -199.5765 | -202.3744 | -204.8671 | -207.2082 | -209.1795 | -210.9469 | -212.49 | -213.8216 | -214.9379 | -215.8493 | -216.5816 | -217.1298 | -217.5073 | -217.7356 | -217.8066 | -217.7279 | -217.5218 | -217.1773 | -216.7026 | -216.1184 | -215.4188
Northwest | Other Family | Average | December | Water Heating Under 55 | LDCEU/TDEF | Electric Load with Losses, Incl. Cogeneration | MW | 0 | 0 | 0 | 0 | 0 | 0 | 0 | 0 | 0 | 0 | 0 | 0 | 0 | 0 | 0 | 0 | 0 | 0 | 0 | 0 | 0 | 0 | 0 | 0 | 0.0019 | 0.004 | 0.0071 | 0.0095 | 0.0118 | 0.0145 | 0.0165 | 0.0177 | 0.0186 | 0.019 | 0.0194 | 0.0201 | 0.0204 | 0.0205 | 0.0209 | 0.021 | 0.0207 | 0.0207 | 0.0204 | 0.0201 | 0.0199 | 0.0195 | 0.0192 | 0.0189 | 0.0186 | 0.0182 | 0.0178 | 0.0175 | 0.017 | 0.0166 | 0.0162 | 0.0159 | 0.0155 | 0.015
Northwest | Other Family | Average | December | Lighting | LDCEU/TDEF | Electric Load with Losses, Incl. Cogeneration | MW | 0 | 0 | 0 | 0 | 0 | 0 | 0 | 0 | 0 | 0 | 0 | 0 | 0 | 0 | 0 | 0 | 0 | 0 | 0 | 0 | 0 | 0 | 0 | 0 | -0.2433 | -0.3679 | -0.478 | -0.575 | -0.5163 | -0.4635 | -0.4161 | -0.3735 | -0.3352 | -0.3008 | -0.2699 | -0.2422 | -0.2173 | -0.195 | -0.1748 | -0.1568 | -0.1407 | -0.1263 | -0.1132 | -0.1016 | -0.0911 | -0.0817 | -0.0732 | -0.0657 | -0.0589 | -0.0529 | -0.0474 | -0.0425 | -0.0382 | -0.0342 | -0.0306 | -0.0275 | -0.0246 | -0.0221
Northwest | Other Family | Average | December | Refrigeration | LDCEU/TDEF | Electric Load with Losses, Incl. Cogeneration | MW | 0 | 0 | 0 | 0 | 0 | 0 | 0 | 0 | 0 | 0 | 0 | 0 | 0 | 0 | 0 | 0 | 0 | 0 | 0 | 0 | 0 | 0 | 0 | 0 | 0 | 0 | 0 | 0 | 0 | 0 | 0 | 0 | 0 | 0 | 0 | 0 | 0 | 0 | 0 | 0 | 0 | 0 | 0 | 0 | 0 | 0 | 0 | 0 | 0 | 0 | 0 | 0 | 0 | 0 | 0 | 0 | 0 | 0
Northwest | Other Family | Average | December | Freezer | LDCEU/TDEF | Electric Load with Losses, Incl. Cogeneration | MW | 0 | 0 | 0 | 0 | 0 | 0 | 0 | 0 | 0 | 0 | 0 | 0 | 0 | 0 | 0 | 0 | 0 | 0 | 0 | 0 | 0 | 0 | 0 | 0 | -0.0329 | -0.0625 | -0.0896 | -0.1142 | -0.1367 | -0.1571 | -0.1757 | -0.1923 | -0.2076 | -0.2211 | -0.2333 | -0.2439 | -0.2536 | -0.262 | -0.2693 | -0.2757 | -0.2813 | -0.2857 | -0.2896 | -0.2928 | -0.2952 | -0.297 | -0.2984 | -0.2991 | -0.2994 | -0.2992 | -0.2986 | -0.2977 | -0.2964 | -0.2948 | -0.2929 | -0.2908 | -0.2884 | -0.2858
Northwest | Other Family | Average | December | Clothes Washer | LDCEU/TDEF | Electric Load with Losses, Incl. Cogeneration | MW | 0 | 0 | 0 | 0 | 0 | 0 | 0 | 0 | 0 | 0 | 0 | 0 | 0 | 0 | 0 | 0 | 0 | 0 | 0 | 0 | 0 | 0 | 0 | 0 | 0 | 0 | 0 | 0 | 0 | 0 | 0 | 0 | 0 | 0 | 0 | 0 | 0 | 0 | 0 | 0 | 0 | 0 | 0 | 0 | 0 | 0 | 0 | 0 | 0 | 0 | 0 | 0 | 0 | 0 | 0 | 0 | 0 | 0
Northwest | Other Family | Average | December | Clothes Dryer | LDCEU/TDEF | Electric Load with Losses, Incl. Cogeneration | MW | 0 | 0 | 0 | 0 | 0 | 0 | 0 | 0 | 0 | 0 | 0 | 0 | 0 | 0 | 0 | 0 | 0 | 0 | 0 | 0 | 0 | 0 | 0 | 0 | 0.0032 | 0.0069 | 0.0107 | 0.0147 | 0.0189 | 0.0231 | 0.0276 | 0.032 | 0.0368 | 0.0414 | 0.0463 | 0.0512 | 0.0564 | 0.0615 | 0.0669 | 0.0723 | 0.0779 | 0.0836 | 0.0892 | 0.095 | 0.101 | 0.1069 | 0.1129 | 0.1191 | 0.1254 | 0.1316 | 0.1381 | 0.1447 | 0.1513 | 0.1581 | 0.165 | 0.1719 | 0.179 | 0.1861
Northwest | Other Family | Average | December | Dishwasher | LDCEU/TDEF | Electric Load with Losses, Incl. Cogeneration | MW | 0 | 0 | 0 | 0 | 0 | 0 | 0 | 0 | 0 | 0 | 0 | 0 | 0 | 0 | 0 | 0 | 0 | 0 | 0 | 0 | 0 | 0 | 0 | 0 | 0 | 0 | 0 | 0 | 0 | 0 | 0 | 0 | 0 | 0 | 0 | 0 | 0 | 0 | 0 | 0 | 0 | 0 | 0 | 0 | 0 | 0 | 0 | 0 | 0 | 0 | 0 | 0 | 0 | 0 | 0 | 0 | 0 | 0
Northwest | Other Family | Average | December | Cooking | LDCEU/TDEF | Electric Load with Losses, Incl. Cogeneration | MW | 0 | 0 | 0 | 0 | 0 | 0 | 0 | 0 | 0 | 0 | 0 | 0 | 0 | 0 | 0 | 0 | 0 | 0 | 0 | 0 | 0 | 0 | 0 | 0 | 0 | 0 | -0.4873 | -0.9258 | -1.3232 | -1.6745 | -1.9891 | -2.2649 | -2.5116 | -2.7224 | -2.9058 | -3.0597 | -3.1915 | -3.2962 | -3.38 | -3.4421 | -3.4876 | -3.5123 | -3.5218 | -3.5156 | -3.4947 | -3.4605 | -3.4139 | -3.3554 | -3.2864 | -3.2074 | -3.119 | -3.022 | -2.917 | -2.8046 | -2.6855 | -2.56 | -2.4292 | -2.2946
Northwest | Other Family | Average | December | Air Conditioning | LDCEU/TDEF | Electric Load with Losses, Incl. Cogeneration | MW | 0 | 0 | 0 | 0 | 0 | 0 | 0 | 0 | 0 | 0 | 0 | 0 | 0 | 0 | 0 | 0 | 0 | 0 | 0 | 0 | 0 | 0 | 0 | 0 | 0 | 0 | 0 | 0 | 0 | 0 | 0 | 0 | 0 | 0 | 0 | 0 | 0 | 0 | 0 | 0 | 0 | 0 | 0 | 0 | 0 | 0 | 0 | 0 | 0 | 0 | 0 | 0 | 0 | 0 | 0 | 0 | 0 | 0
Northwest | Other Family | Average | December | Entertainment Center | LDCEU/TDEF | Electric Load with Losses, Incl. Cogeneration | MW | 0 | 0 | 0 | 0 | 0 | 0 | 0 | 0 | 0 | 0 | 0 | 0 | 0 | 0 | 0 | 0 | 0 | 0 | 0 | 0 | 0 | 0 | 0 | 0 | -0.9901 | -2.74 | -5.0421 | -7.7376 | -10.7156 | -13.8575 | -17.113 | -20.4006 | -23.7177 | -26.9787 | -30.2004 | -33.3353 | -36.4159 | -39.3772 | -42.2532 | -45.0179 | -47.7074 | -50.2606 | -52.7339 | -55.101 | -57.3702 | -59.5438 | -61.6245 | -63.6151 | -65.5185 | -67.3378 | -69.0759 | -70.7357 | -72.3203 | -73.8325 | -75.275 | -76.6508 | -77.9622 | -79.212
Northwest | Other Family | Average | December | Other Non-Substitutables | LDCEU/TDEF | Electric Load with Losses, Incl. Cogeneration | MW | 0 | 0 | 0 | 0 | 0 | 0 | 0 | 0 | 0 | 0 | 0 | 0 | 0 | 0 | 0 | 0 | 0 | 0 | 0 | 0 | 0 | 0 | 0 | 0 | -4.503 | -8.5422 | -12.1015 | -15.234 | -18.01 | -20.4335 | -22.5794 | -24.4493 | -26.1193 | -27.5586 | -28.8319 | -29.933 | -30.9169 | -31.7571 | -32.4945 | -33.1296 | -33.6953 | -34.1642 | -34.5795 | -34.9318 | -35.2317 | -35.4852 | -35.6974 | -35.8733 | -36.0168 | -36.1317 | -36.2212 | -36.2881 | -36.335 | -36.364 | -36.3772 | -36.3763 | -36.3626 | -36.3377
Northwest | Other Family | Average | December | Water Heating Over 55 | LDCEU/TDEF | Electric Load with Losses, Incl. Cogeneration | MW | 0 | 0 | 0 | 0 | 0 | 0 | 0 | 0 | 0 | 0 | 0 | 0 | 0 | 0 | 0 | 0 | 0 | 0 | 0 | 0 | 0 | 0 | 0 | 0 | 0 | 0 | 0 | 0 | 0 | 0 | 0 | 0 | 0 | 0 | 0 | 0 | 0 | 0 | 0 | 0 | 0 | 0 | 0 | 0 | 0 | 0 | 0 | 0 | 0 | 0 | 0 | 0 | 0 | 0 | 0 | 0 | 0 | 0
Northwest | Other Family | Minimum | January | Space Heating | LDCEU/TDEF | Electric Load with Losses, Incl. Cogeneration | MW | -33.7006 | -35.8102 | -59.8511 | -91.1265 | -103.1579 | -113.1816 | -134.0502 | -156.2185 | -157.2051 | -173.8681 | -153.9915 | -204.0132 | -203.4703 | -163.0731 | -89.5773 | -95.3924 | -88.9304 | -69.5141 | -84.3094 | -78.6305 | -96.9198 | -82.3037 | -77.6143 | -88.2491 | -90.1855 | -88.8496 | -93.1428 | -97.1341 | -100.9399 | -104.4033 | -107.7108 | -110.7255 | -113.6293 | -116.2041 | -118.6011 | -120.7722 | -122.8427 | -124.6351 | -126.2828 | -127.7416 | -129.1032 | -130.2359 | -131.2456 | -132.1142 | -132.8523 | -133.458 | -133.9378 | -134.3078 | -134.5655 | -134.7191 | -134.7826 | -134.7509 | -134.6287 | -134.4301 | -134.1483 | -133.7885 | -133.3633 | -132.8694
Northwest | Other Family | Minimum | January | Water Heating Under 55 | LDCEU/TDEF | Electric Load with Losses, Incl. Cogeneration | MW | 0 | 0 | 0 | 0 | 0 | 0 | 0 | 0 | 0 | 0 | 0 | 0 | 0 | 0 | 0 | 0 | 0 | 0 | 0 | 0 | 0 | 0 | 0 | 0 | 0.0006 | 0.0013 | 0.0023 | 0.003 | 0.0037 | 0.0046 | 0.0052 | 0.0056 | 0.0058 | 0.006 | 0.0061 | 0.0063 | 0.0063 | 0.0064 | 0.0065 | 0.0065 | 0.0065 | 0.0065 | 0.0064 | 0.0063 | 0.0062 | 0.0061 | 0.0059 | 0.0058 | 0.0058 | 0.0057 | 0.0055 | 0.0054 | 0.0053 | 0.0051 | 0.005 | 0.0049 | 0.0048 | 0.0047
Northwest | Other Family | Minimum | January | Lighting | LDCEU/TDEF | Electric Load with Losses, Incl. Cogeneration | MW | 0 | 0 | 0 | 0 | 0 | 0 | 0 | 0 | 0 | 0 | 0 | 0 | 0 | 0 | 0 | 0 | 0 | 0 | 0 | 0 | 0 | 0 | 0 | 0 | -0.1645 | -0.2489 | -0.3234 | -0.389 | -0.3492 | -0.3136 | -0.2815 | -0.2526 | -0.2267 | -0.2035 | -0.1826 | -0.1638 | -0.147 | -0.1318 | -0.1183 | -0.1061 | -0.0951 | -0.0854 | -0.0766 | -0.0687 | -0.0616 | -0.0553 | -0.0496 | -0.0444 | -0.0398 | -0.0357 | -0.0321 | -0.0287 | -0.0258 | -0.0232 | -0.0207 | -0.0186 | -0.0167 | -0.0149
Northwest | Other Family | Minimum | January | Refrigeration | LDCEU/TDEF | Electric Load with Losses, Incl. Cogeneration | MW | 0 | 0 | 0 | 0 | 0 | 0 | 0 | 0 | 0 | 0 | 0 | 0 | 0 | 0 | 0 | 0 | 0 | 0 | 0 | 0 | 0 | 0 | 0 | 0 | 0 | 0 | 0 | 0 | 0 | 0 | 0 | 0 | 0 | 0 | 0 | 0 | 0 | 0 | 0 | 0 | 0 | 0 | 0 | 0 | 0 | 0 | 0 | 0 | 0 | 0 | 0 | 0 | 0 | 0 | 0 | 0 | 0 | 0
Northwest | Other Family | Minimum | January | Freezer | LDCEU/TDEF | Electric Load with Losses, Incl. Cogeneration | MW | 0 | 0 | 0 | 0 | 0 | 0 | 0 | 0 | 0 | 0 | 0 | 0 | 0 | 0 | 0 | 0 | 0 | 0 | 0 | 0 | 0 | 0 | 0 | 0 | -0.0341 | -0.065 | -0.0934 | -0.1192 | -0.143 | -0.1643 | -0.1839 | -0.2015 | -0.2176 | -0.2318 | -0.2447 | -0.2561 | -0.2665 | -0.2753 | -0.2832 | -0.2901 | -0.296 | -0.301 | -0.3052 | -0.3086 | -0.3114 | -0.3135 | -0.315 | -0.316 | -0.3164 | -0.3164 | -0.3159 | -0.3151 | -0.314 | -0.3124 | -0.3106 | -0.3085 | -0.3061 | -0.3035
Northwest | Other Family | Minimum | January | Clothes Washer | LDCEU/TDEF | Electric Load with Losses, Incl. Cogeneration | MW | 0 | 0 | 0 | 0 | 0 | 0 | 0 | 0 | 0 | 0 | 0 | 0 | 0 | 0 | 0 | 0 | 0 | 0 | 0 | 0 | 0 | 0 | 0 | 0 | 0 | 0 | 0 | 0 | 0 | 0 | 0 | 0 | 0 | 0 | 0 | 0 | 0 | 0 | 0 | 0 | 0 | 0 | 0 | 0 | 0 | 0 | 0 | 0 | 0 | 0 | 0 | 0 | 0 | 0 | 0 | 0 | 0 | 0
Northwest | Other Family | Minimum | January | Clothes Dryer | LDCEU/TDEF | Electric Load with Losses, Incl. Cogeneration | MW | 0 | 0 | 0 | 0 | 0 | 0 | 0 | 0 | 0 | 0 | 0 | 0 | 0 | 0 | 0 | 0 | 0 | 0 | 0 | 0 | 0 | 0 | 0 | 0 | 0.0002 | 0.0005 | 0.0008 | 0.001 | 0.0012 | 0.0015 | 0.0018 | 0.0022 | 0.0025 | 0.0028 | 0.0031 | 0.0034 | 0.0038 | 0.0041 | 0.0045 | 0.0049 | 0.0053 | 0.0057 | 0.0061 | 0.0064 | 0.0068 | 0.0073 | 0.0077 | 0.008 | 0.0085 | 0.0089 | 0.0093 | 0.0098 | 0.0103 | 0.0107 | 0.0111 | 0.0116 | 0.0122 | 0.0126
Northwest | Other Family | Minimum | January | Dishwasher | LDCEU/TDEF | Electric Load with Losses, Incl. Cogeneration | MW | 0 | 0 | 0 | 0 | 0 | 0 | 0 | 0 | 0 | 0 | 0 | 0 | 0 | 0 | 0 | 0 | 0 | 0 | 0 | 0 | 0 | 0 | 0 | 0 | 0 | 0 | 0 | 0 | 0 | 0 | 0 | 0 | 0 | 0 | 0 | 0 | 0 | 0 | 0 | 0 | 0 | 0 | 0 | 0 | 0 | 0 | 0 | 0 | 0 | 0 | 0 | 0 | 0 | 0 | 0 | 0 | 0 | 0
Northwest | Other Family | Minimum | January | Cooking | LDCEU/TDEF | Electric Load with Losses, Incl. Cogeneration | MW | 0 | 0 | 0 | 0 | 0 | 0 | 0 | 0 | 0 | 0 | 0 | 0 | 0 | 0 | 0 | 0 | 0 | 0 | 0 | 0 | 0 | 0 | 0 | 0 | 0 | 0 | -0.0756 | -0.1438 | -0.2054 | -0.2601 | -0.3089 | -0.3517 | -0.39 | -0.4227 | -0.4512 | -0.4751 | -0.4955 | -0.5118 | -0.5247 | -0.5344 | -0.5414 | -0.5452 | -0.5466 | -0.5456 | -0.5424 | -0.537 | -0.5298 | -0.5207 | -0.5099 | -0.4976 | -0.4839 | -0.4688 | -0.4524 | -0.4349 | -0.4164 | -0.3968 | -0.3765 | -0.3556
Northwest | Other Family | Minimum | January | Air Conditioning | LDCEU/TDEF | Electric Load with Losses, Incl. Cogeneration | MW | 0 | 0 | 0 | 0 | 0 | 0 | 0 | 0 | 0 | 0 | 0 | 0 | 0 | 0 | 0 | 0 | 0 | 0 | 0 | 0 | 0 | 0 | 0 | 0 | 0 | 0 | 0 | 0 | 0 | 0 | 0 | 0 | 0 | 0 | 0 | 0 | 0 | 0 | 0 | 0 | 0 | 0 | 0 | 0 | 0 | 0 | 0 | 0 | 0 | 0 | 0 | 0 | 0 | 0 | 0 | 0 | 0 | 0
Northwest | Other Family | Minimum | January | Entertainment Center | LDCEU/TDEF | Electric Load with Losses, Incl. Cogeneration | MW | 0 | 0 | 0 | 0 | 0 | 0 | 0 | 0 | 0 | 0 | 0 | 0 | 0 | 0 | 0 | 0 | 0 | 0 | 0 | 0 | 0 | 0 | 0 | 0 | -0.2731 | -0.7558 | -1.3908 | -2.1344 | -2.9559 | -3.8226 | -4.7209 | -5.6279 | -6.5432 | -7.4429 | -8.3322 | -9.1972 | -10.0472 | -10.8647 | -11.6585 | -12.4218 | -13.164 | -13.8688 | -14.552 | -15.2057 | -15.8324 | -16.4327 | -17.0074 | -17.5572 | -18.0831 | -18.5858 | -19.0659 | -19.5247 | -19.9626 | -20.3807 | -20.7793 | -21.1598 | -21.5223 | -21.868
Northwest | Other Family | Minimum | January | Other Non-Substitutables | LDCEU/TDEF | Electric Load with Losses, Incl. Cogeneration | MW | 0 | 0 | 0 | 0 | 0 | 0 | 0 | 0 | 0 | 0 | 0 | 0 | 0 | 0 | 0 | 0 | 0 | 0 | 0 | 0 | 0 | 0 | 0 | 0 | -3.2294 | -6.1272 | -8.6801 | -10.9275 | -12.9184 | -14.6568 | -16.1967 | -17.5382 | -18.7365 | -19.769 | -20.6834 | -21.4734 | -22.179 | -22.7826 | -23.312 | -23.7683 | -24.1743 | -24.5109 | -24.8099 | -25.0632 | -25.2789 | -25.4613 | -25.6142 | -25.741 | -25.8446 | -25.9276 | -25.9925 | -26.0411 | -26.0753 | -26.0967 | -26.1067 | -26.1067 | -26.0976 | -26.0803
Northwest | Other Family | Minimum | January | Water Heating Over 55 | LDCEU/TDEF | Electric Load with Losses, Incl. Cogeneration | MW | 0 | 0 | 0 | 0 | 0 | 0 | 0 | 0 | 0 | 0 | 0 | 0 | 0 | 0 | 0 | 0 | 0 | 0 | 0 | 0 | 0 | 0 | 0 | 0 | 0 | 0 | 0 | 0 | 0 | 0 | 0 | 0 | 0 | 0 | 0 | 0 | 0 | 0 | 0 | 0 | 0 | 0 | 0 | 0 | 0 | 0 | 0 | 0 | 0 | 0 | 0 | 0 | 0 | 0 | 0 | 0 | 0 | 0
Northwest | Other Family | Minimum | February | Space Heating | LDCEU/TDEF | Electric Load with Losses, Incl. Cogeneration | MW | -25.4454 | -37.6246 | -45.9962 | -74.1824 | -82.6464 | -84.726 | -114.8748 | -118.5533 | -139.9185 | -149.0753 | -148.4303 | -154.0714 | -168.1939 | -164.1801 | -61.8666 | -68.6676 | -72.521 | -58.8727 | -76.0255 | -61.4432 | -69.3936 | -78.3121 | -55.4107 | -63.4683 | -73.1154 | -72.0359 | -75.5214 | -78.7629 | -81.8551 | -84.6704 | -87.3588 | -89.8108 | -92.1739 | -94.2706 | -96.223 | -97.9936 | -99.6833 | -101.147 | -102.4939 | -103.6878 | -104.8034 | -105.7332 | -106.5629 | -107.2784 | -107.8883 | -108.3904 | -108.7905 | -109.1013 | -109.3208 | -109.4556 | -109.5172 | -109.5012 | -109.4115 | -109.2595 | -109.0397 | -108.7562 | -108.4194 | -108.0264
Northwest | Other Family | Minimum | February | Water Heating Under 55 | LDCEU/TDEF | Electric Load with Losses, Incl. Cogeneration | MW | 0 | 0 | 0 | 0 | 0 | 0 | 0 | 0 | 0 | 0 | 0 | 0 | 0 | 0 | 0 | 0 | 0 | 0 | 0 | 0 | 0 | 0 | 0 | 0 | 0.0006 | 0.0012 | 0.0023 | 0.003 | 0.0037 | 0.0046 | 0.0051 | 0.0055 | 0.0058 | 0.0059 | 0.006 | 0.0062 | 0.0063 | 0.0063 | 0.0064 | 0.0065 | 0.0064 | 0.0064 | 0.0063 | 0.0062 | 0.0061 | 0.006 | 0.0059 | 0.0058 | 0.0058 | 0.0056 | 0.0055 | 0.0054 | 0.0052 | 0.0051 | 0.005 | 0.0049 | 0.0048 | 0.0046
Northwest | Other Family | Minimum | February | Lighting | LDCEU/TDEF | Electric Load with Losses, Incl. Cogeneration | MW | 0 | 0 | 0 | 0 | 0 | 0 | 0 | 0 | 0 | 0 | 0 | 0 | 0 | 0 | 0 | 0 | 0 | 0 | 0 | 0 | 0 | 0 | 0 | 0 | -0.1483 | -0.2243 | -0.2915 | -0.3506 | -0.3148 | -0.2826 | -0.2537 | -0.2278 | -0.2044 | -0.1834 | -0.1646 | -0.1477 | -0.1325 | -0.1189 | -0.1066 | -0.0956 | -0.0858 | -0.077 | -0.0691 | -0.0619 | -0.0555 | -0.0498 | -0.0447 | -0.04 | -0.036 | -0.0322 | -0.0289 | -0.0259 | -0.0232 | -0.0208 | -0.0187 | -0.0167 | -0.015 | -0.0135
Northwest | Other Family | Minimum | February | Refrigeration | LDCEU/TDEF | Electric Load with Losses, Incl. Cogeneration | MW | 0 | 0 | 0 | 0 | 0 | 0 | 0 | 0 | 0 | 0 | 0 | 0 | 0 | 0 | 0 | 0 | 0 | 0 | 0 | 0 | 0 | 0 | 0 | 0 | 0 | 0 | 0 | 0 | 0 | 0 | 0 | 0 | 0 | 0 | 0 | 0 | 0 | 0 | 0 | 0 | 0 | 0 | 0 | 0 | 0 | 0 | 0 | 0 | 0 | 0 | 0 | 0 | 0 | 0 | 0 | 0 | 0 | 0
Northwest | Other Family | Minimum | February | Freezer | LDCEU/TDEF | Electric Load with Losses, Incl. Cogeneration | MW | 0 | 0 | 0 | 0 | 0 | 0 | 0 | 0 | 0 | 0 | 0 | 0 | 0 | 0 | 0 | 0 | 0 | 0 | 0 | 0 | 0 | 0 | 0 | 0 | -0.0341 | -0.0651 | -0.0935 | -0.1193 | -0.1431 | -0.1644 | -0.1841 | -0.2016 | -0.2178 | -0.232 | -0.2449 | -0.2563 | -0.2666 | -0.2755 | -0.2834 | -0.2902 | -0.2963 | -0.3012 | -0.3055 | -0.3088 | -0.3116 | -0.3138 | -0.3153 | -0.3163 | -0.3166 | -0.3166 | -0.3163 | -0.3154 | -0.3142 | -0.3127 | -0.3109 | -0.3087 | -0.3063 | -0.3037
Northwest | Other Family | Minimum | February | Clothes Washer | LDCEU/TDEF | Electric Load with Losses, Incl. Cogeneration | MW | 0 | 0 | 0 | 0 | 0 | 0 | 0 | 0 | 0 | 0 | 0 | 0 | 0 | 0 | 0 | 0 | 0 | 0 | 0 | 0 | 0 | 0 | 0 | 0 | 0 | 0 | 0 | 0 | 0 | 0 | 0 | 0 | 0 | 0 | 0 | 0 | 0 | 0 | 0 | 0 | 0 | 0 | 0 | 0 | 0 | 0 | 0 | 0 | 0 | 0 | 0 | 0 | 0 | 0 | 0 | 0 | 0 | 0
Northwest | Other Family | Minimum | February | Clothes Dryer | LDCEU/TDEF | Electric Load with Losses, Incl. Cogeneration | MW | 0 | 0 | 0 | 0 | 0 | 0 | 0 | 0 | 0 | 0 | 0 | 0 | 0 | 0 | 0 | 0 | 0 | 0 | 0 | 0 | 0 | 0 | 0 | 0 | 0.0004 | 0.001 | 0.0016 | 0.0022 | 0.0028 | 0.0034 | 0.004 | 0.0048 | 0.0055 | 0.0062 | 0.0068 | 0.0076 | 0.0084 | 0.0091 | 0.01 | 0.0107 | 0.0116 | 0.0124 | 0.0133 | 0.0141 | 0.015 | 0.0159 | 0.0167 | 0.0177 | 0.0187 | 0.0196 | 0.0205 | 0.0215 | 0.0225 | 0.0235 | 0.0245 | 0.0256 | 0.0266 | 0.0277
Northwest | Other Family | Minimum | February | Dishwasher | LDCEU/TDEF | Electric Load with Losses, Incl. Cogeneration | MW | 0 | 0 | 0 | 0 | 0 | 0 | 0 | 0 | 0 | 0 | 0 | 0 | 0 | 0 | 0 | 0 | 0 | 0 | 0 | 0 | 0 | 0 | 0 | 0 | 0 | 0 | 0 | 0 | 0 | 0 | 0 | 0 | 0 | 0 | 0 | 0 | 0 | 0 | 0 | 0 | 0 | 0 | 0 | 0 | 0 | 0 | 0 | 0 | 0 | 0 | 0 | 0 | 0 | 0 | 0 | 0 | 0 | 0
Northwest | Other Family | Minimum | February | Cooking | LDCEU/TDEF | Electric Load with Losses, Incl. Cogeneration | MW | 0 | 0 | 0 | 0 | 0 | 0 | 0 | 0 | 0 | 0 | 0 | 0 | 0 | 0 | 0 | 0 | 0 | 0 | 0 | 0 | 0 | 0 | 0 | 0 | 0 | 0 | -0.0667 | -0.1266 | -0.181 | -0.229 | -0.272 | -0.3097 | -0.3434 | -0.3722 | -0.3973 | -0.4183 | -0.4363 | -0.4506 | -0.462 | -0.4705 | -0.4767 | -0.48 | -0.4813 | -0.4804 | -0.4775 | -0.4728 | -0.4664 | -0.4584 | -0.4489 | -0.438 | -0.426 | -0.4126 | -0.3983 | -0.3829 | -0.3665 | -0.3492 | -0.3314 | -0.313
Northwest | Other Family | Minimum | February | Air Conditioning | LDCEU/TDEF | Electric Load with Losses, Incl. Cogeneration | MW | 0 | 0 | 0 | 0 | 0 | 0 | 0 | 0 | 0 | 0 | 0 | 0 | 0 | 0 | 0 | 0 | 0 | 0 | 0 | 0 | 0 | 0 | 0 | 0 | 0 | 0 | 0 | 0 | 0 | 0 | 0 | 0 | 0 | 0 | 0 | 0 | 0 | 0 | 0 | 0 | 0 | 0 | 0 | 0 | 0 | 0 | 0 | 0 | 0 | 0 | 0 | 0 | 0 | 0 | 0 | 0 | 0 | 0
Northwest | Other Family | Minimum | February | Entertainment Center | LDCEU/TDEF | Electric Load with Losses, Incl. Cogeneration | MW | 0 | 0 | 0 | 0 | 0 | 0 | 0 | 0 | 0 | 0 | 0 | 0 | 0 | 0 | 0 | 0 | 0 | 0 | 0 | 0 | 0 | 0 | 0 | 0 | -0.3617 | -1.001 | -1.8421 | -2.8269 | -3.9149 | -5.0628 | -6.2525 | -7.4538 | -8.666 | -9.8574 | -11.0351 | -12.1807 | -13.3062 | -14.3889 | -15.44 | -16.4507 | -17.4336 | -18.3667 | -19.2715 | -20.137 | -20.9667 | -21.7616 | -22.5225 | -23.2505 | -23.9467 | -24.6122 | -25.248 | -25.8552 | -26.435 | -26.9884 | -27.5163 | -28.0198 | -28.4998 | -28.9573
Northwest | Other Family | Minimum | February | Other Non-Substitutables | LDCEU/TDEF | Electric Load with Losses, Incl. Cogeneration | MW | 0 | 0 | 0 | 0 | 0 | 0 | 0 | 0 | 0 | 0 | 0 | 0 | 0 | 0 | 0 | 0 | 0 | 0 | 0 | 0 | 0 | 0 | 0 | 0 | -2.9729 | -5.6403 | -7.9902 | -10.059 | -11.8916 | -13.4918 | -14.9092 | -16.1441 | -17.247 | -18.1973 | -19.0389 | -19.766 | -20.4153 | -20.9708 | -21.4579 | -21.8778 | -22.2515 | -22.5611 | -22.8361 | -23.0693 | -23.2677 | -23.4354 | -23.576 | -23.6925 | -23.7877 | -23.864 | -23.9236 | -23.9681 | -23.9996 | -24.0191 | -24.0282 | -24.028 | -24.0194 | -24.0034
Northwest | Other Family | Minimum | February | Water Heating Over 55 | LDCEU/TDEF | Electric Load with Losses, Incl. Cogeneration | MW | 0 | 0 | 0 | 0 | 0 | 0 | 0 | 0 | 0 | 0 | 0 | 0 | 0 | 0 | 0 | 0 | 0 | 0 | 0 | 0 | 0 | 0 | 0 | 0 | 0 | 0 | 0 | 0 | 0 | 0 | 0 | 0 | 0 | 0 | 0 | 0 | 0 | 0 | 0 | 0 | 0 | 0 | 0 | 0 | 0 | 0 | 0 | 0 | 0 | 0 | 0 | 0 | 0 | 0 | 0 | 0 | 0 | 0
Northwest | Other Family | Minimum | March | Space Heating | LDCEU/TDEF | Electric Load with Losses, Incl. Cogeneration | MW | -20.7524 | -28.7022 | -47.3415 | -64.8837 | -77.9335 | -85.3911 | -114.4254 | -118.4933 | -117.9494 | -161.0891 | -128.3719 | -131.315 | -139.3909 | -153.4174 | -55.2894 | -73.0151 | -74.1685 | -58.4176 | -65.741 | -60.2451 | -65.6821 | -63.8341 | -53.0464 | -63.2455 | -66.729 | -65.7261 | -68.975 | -71.9967 | -74.8829 | -77.5111 | -80.02 | -82.3107 | -84.5193 | -86.481 | -88.3094 | -89.969 | -91.5549 | -92.9301 | -94.1978 | -95.3225 | -96.3765 | -97.2569 | -98.0443 | -98.7258 | -99.309 | -99.7922 | -100.1803 | -100.4854 | -100.7055 | -100.8466 | -100.9192 | -100.9196 | -100.851 | -100.7244 | -100.5343 | -100.2847 | -99.9852 | -99.6331
Northwest | Other Family | Minimum | March | Water Heating Under 55 | LDCEU/TDEF | Electric Load with Losses, Incl. Cogeneration | MW | 0 | 0 | 0 | 0 | 0 | 0 | 0 | 0 | 0 | 0 | 0 | 0 | 0 | 0 | 0 | 0 | 0 | 0 | 0 | 0 | 0 | 0 | 0 | 0 | 0.0004 | 0.0009 | 0.0016 | 0.0021 | 0.0026 | 0.0032 | 0.0037 | 0.0039 | 0.0041 | 0.0042 | 0.0043 | 0.0044 | 0.0045 | 0.0045 | 0.0046 | 0.0045 | 0.0045 | 0.0046 | 0.0045 | 0.0045 | 0.0043 | 0.0043 | 0.0042 | 0.0041 | 0.0041 | 0.0039 | 0.0039 | 0.0038 | 0.0038 | 0.0036 | 0.0035 | 0.0035 | 0.0034 | 0.0033
Northwest | Other Family | Minimum | March | Lighting | LDCEU/TDEF | Electric Load with Losses, Incl. Cogeneration | MW | 0 | 0 | 0 | 0 | 0 | 0 | 0 | 0 | 0 | 0 | 0 | 0 | 0 | 0 | 0 | 0 | 0 | 0 | 0 | -0.0001 | 0 | 0 | 0 | 0 | -0.1429 | -0.2162 | -0.2809 | -0.3379 | -0.3034 | -0.2724 | -0.2445 | -0.2195 | -0.1969 | -0.1768 | -0.1586 | -0.1423 | -0.1277 | -0.1146 | -0.1027 | -0.0921 | -0.0827 | -0.0741 | -0.0666 | -0.0597 | -0.0535 | -0.048 | -0.0431 | -0.0386 | -0.0346 | -0.031 | -0.0279 | -0.025 | -0.0224 | -0.0201 | -0.018 | -0.0162 | -0.0145 | -0.013
Northwest | Other Family | Minimum | March | Refrigeration | LDCEU/TDEF | Electric Load with Losses, Incl. Cogeneration | MW | 0 | 0 | 0 | 0 | 0 | 0 | 0 | 0 | 0 | 0 | 0 | 0 | 0 | 0 | 0 | 0 | 0 | 0 | 0 | 0 | 0 | 0 | 0 | 0 | 0 | 0 | 0 | 0 | 0 | 0 | 0 | 0 | 0 | 0 | 0 | 0 | 0 | 0 | 0 | 0 | 0 | 0 | 0 | 0 | 0 | 0 | 0 | 0 | 0 | 0 | 0 | 0 | 0 | 0 | 0 | 0 | 0 | 0
Northwest | Other Family | Minimum | March | Freezer | LDCEU/TDEF | Electric Load with Losses, Incl. Cogeneration | MW | 0 | 0 | 0 | 0 | 0 | 0 | 0 | 0 | 0 | 0 | 0 | 0 | 0 | 0 | 0 | 0 | 0 | 0 | 0 | 0 | 0 | 0 | 0 | 0 | -0.0379 | -0.0725 | -0.1041 | -0.1329 | -0.1593 | -0.1832 | -0.2051 | -0.2247 | -0.2427 | -0.2586 | -0.273 | -0.2856 | -0.2972 | -0.3072 | -0.3159 | -0.3236 | -0.3303 | -0.3357 | -0.3405 | -0.3444 | -0.3475 | -0.3498 | -0.3515 | -0.3526 | -0.3531 | -0.3532 | -0.3527 | -0.3518 | -0.3504 | -0.3488 | -0.3467 | -0.3444 | -0.3417 | -0.3389
Northwest | Other Family | Minimum | March | Clothes Washer | LDCEU/TDEF | Electric Load with Losses, Incl. Cogeneration | MW | 0 | 0 | 0 | 0 | 0 | 0 | 0 | 0 | 0 | 0 | 0 | 0 | 0 | 0 | 0 | 0 | 0 | 0 | 0 | 0 | 0 | 0 | 0 | 0 | 0 | 0 | 0 | 0 | 0 | 0 | 0 | 0 | 0 | 0 | 0 | 0 | 0 | 0 | 0 | 0 | 0 | 0 | 0 | 0 | 0 | 0 | 0 | 0 | 0 | 0 | 0 | 0 | 0 | 0 | 0 | 0 | 0 | 0
Northwest | Other Family | Minimum | March | Clothes Dryer | LDCEU/TDEF | Electric Load with Losses, Incl. Cogeneration | MW | 0 | 0 | 0 | 0 | 0 | 0 | 0 | 0 | 0 | 0 | 0 | 0 | 0 | 0 | 0 | 0 | 0 | 0 | 0 | 0 | 0 | 0 | 0 | 0 | 0.0005 | 0.0011 | 0.0016 | 0.0022 | 0.0029 | 0.0036 | 0.0043 | 0.005 | 0.0056 | 0.0063 | 0.0071 | 0.0079 | 0.0087 | 0.0095 | 0.0103 | 0.0111 | 0.012 | 0.0128 | 0.0138 | 0.0146 | 0.0156 | 0.0165 | 0.0173 | 0.0183 | 0.0192 | 0.0203 | 0.0212 | 0.0222 | 0.0233 | 0.0243 | 0.0254 | 0.0265 | 0.0275 | 0.0287
Northwest | Other Family | Minimum | March | Dishwasher | LDCEU/TDEF | Electric Load with Losses, Incl. Cogeneration | MW | 0 | 0 | 0 | 0 | 0 | 0 | 0 | 0 | 0 | 0 | 0 | 0 | 0 | 0 | 0 | 0 | 0 | 0 | 0 | 0 | 0 | 0 | 0 | 0 | 0 | 0 | 0 | 0 | 0 | 0 | 0 | 0 | 0 | 0 | 0 | 0 | 0 | 0 | 0 | 0 | 0 | 0 | 0 | 0 | 0 | 0 | 0 | 0 | 0 | 0 | 0 | 0 | 0 | 0 | 0 | 0 | 0 | 0
Northwest | Other Family | Minimum | March | Cooking | LDCEU/TDEF | Electric Load with Losses, Incl. Cogeneration | MW | 0 | 0 | 0 | 0 | 0 | 0 | 0 | 0 | 0 | 0 | 0 | 0 | 0 | 0 | 0 | 0 | 0 | 0 | 0 | 0 | 0 | 0 | 0 | 0 | 0 | 0 | -0.0797 | -0.1516 | -0.2166 | -0.2741 | -0.3256 | -0.3708 | -0.4111 | -0.4456 | -0.4756 | -0.5008 | -0.5222 | -0.5394 | -0.553 | -0.5632 | -0.5705 | -0.5745 | -0.5761 | -0.5751 | -0.5716 | -0.5659 | -0.5582 | -0.5487 | -0.5373 | -0.5243 | -0.5098 | -0.4939 | -0.4766 | -0.4582 | -0.4386 | -0.418 | -0.3966 | -0.3745
Northwest | Other Family | Minimum | March | Air Conditioning | LDCEU/TDEF | Electric Load with Losses, Incl. Cogeneration | MW | 0 | 0 | 0 | 0 | 0 | 0 | 0 | 0 | 0 | 0 | 0 | 0 | 0 | 0 | 0 | 0 | 0 | 0 | 0 | 0 | 0 | 0 | 0 | 0 | 0 | 0 | 0 | 0 | 0 | 0 | 0 | 0 | 0 | 0 | 0 | 0 | 0 | 0 | 0 | 0 | 0 | 0 | 0 | 0 | 0 | 0 | 0 | 0 | 0 | 0 | 0 | 0 | 0 | 0 | 0 | 0 | 0 | 0
Northwest | Other Family | Minimum | March | Entertainment Center | LDCEU/TDEF | Electric Load with Losses, Incl. Cogeneration | MW | 0 | 0 | 0 | 0 | 0 | 0 | 0 | 0 | 0 | 0 | 0 | 0 | 0 | 0 | 0 | 0 | 0 | 0 | 0 | 0 | 0 | 0 | 0 | 0 | -0.5159 | -1.4279 | -2.6276 | -4.0325 | -5.5845 | -7.222 | -8.9191 | -10.6327 | -12.3618 | -14.0615 | -15.7416 | -17.3757 | -18.9813 | -20.5259 | -22.0253 | -23.4673 | -24.8695 | -26.2007 | -27.4914 | -28.7262 | -29.91 | -31.044 | -32.1296 | -33.1683 | -34.1615 | -35.111 | -36.0181 | -36.8846 | -37.7117 | -38.5013 | -39.2544 | -39.9728 | -40.6577 | -41.3105
Northwest | Other Family | Minimum | March | Other Non-Substitutables | LDCEU/TDEF | Electric Load with Losses, Incl. Cogeneration | MW | 0 | 0 | 0 | 0 | 0 | 0 | 0 | 0 | 0 | 0 | 0 | 0 | 0 | 0 | 0 | 0 | 0 | 0 | 0 | 0 | 0 | 0 | 0 | 0 | -3.0992 | -5.8802 | -8.3301 | -10.4869 | -12.3974 | -14.0657 | -15.5433 | -16.8308 | -17.9806 | -18.9714 | -19.8489 | -20.6069 | -21.2839 | -21.8632 | -22.371 | -22.8089 | -23.1984 | -23.5212 | -23.8081 | -24.0512 | -24.2581 | -24.4329 | -24.5796 | -24.7012 | -24.8005 | -24.8801 | -24.9423 | -24.9887 | -25.0215 | -25.042 | -25.0515 | -25.0513 | -25.0425 | -25.0258
Northwest | Other Family | Minimum | March | Water Heating Over 55 | LDCEU/TDEF | Electric Load with Losses, Incl. Cogeneration | MW | 0 | 0 | 0 | 0 | 0 | 0 | 0 | 0 | 0 | 0 | 0 | 0 | 0 | 0 | 0 | 0 | 0 | 0 | 0 | 0 | 0 | 0 | 0 | 0 | 0 | 0 | 0 | 0 | 0 | 0 | 0 | 0 | 0 | 0 | 0 | 0 | 0 | 0 | 0 | 0 | 0 | 0 | 0 | 0 | 0 | 0 | 0 | 0 | 0 | 0 | 0 | 0 | 0 | 0 | 0 | 0 | 0 | 0
Northwest | Other Family | Minimum | April | Space Heating | LDCEU/TDEF | Electric Load with Losses, Incl. Cogeneration | MW | -23.2735 | -29.706 | -52.687 | -65.7158 | -89.3329 | -96.4578 | -130.8078 | -110.7109 | -142.6031 | -153.9586 | -154.1912 | -133.5331 | -162.439 | -157.5799 | -66.648 | -89.9642 | -73.9513 | -70.4237 | -87.8253 | -58.6801 | -76.9434 | -71.2505 | -71.9944 | -53.6551 | -71.7367 | -70.6463 | -74.3787 | -77.8526 | -81.1772 | -84.2092 | -87.1028 | -89.7511 | -92.3068 | -94.5844 | -96.7119 | -98.6479 | -100.5015 | -102.1149 | -103.6082 | -104.9368 | -106.1879 | -107.2402 | -108.1872 | -109.0132 | -109.7269 | -110.3266 | -110.818 | -111.2139 | -111.5124 | -111.7205 | -111.8491 | -111.8948 | -111.8613 | -111.7601 | -111.5862 | -111.3436 | -111.0431 | -110.6819
Northwest | Other Family | Minimum | April | Water Heating Under 55 | LDCEU/TDEF | Electric Load with Losses, Incl. Cogeneration | MW | 0 | 0 | 0 | 0 | 0 | 0 | 0 | 0 | 0 | 0 | 0 | 0 | 0 | 0 | 0 | 0 | 0 | 0 | 0 | 0 | 0 | 0 | 0 | 0 | 0.0004 | 0.0007 | 0.0012 | 0.0016 | 0.0021 | 0.0025 | 0.0029 | 0.0031 | 0.0033 | 0.0033 | 0.0034 | 0.0035 | 0.0036 | 0.0036 | 0.0037 | 0.0037 | 0.0037 | 0.0037 | 0.0036 | 0.0035 | 0.0035 | 0.0034 | 0.0034 | 0.0033 | 0.0033 | 0.0032 | 0.0031 | 0.0031 | 0.003 | 0.0029 | 0.0029 | 0.0028 | 0.0027 | 0.0026
Northwest | Other Family | Minimum | April | Lighting | LDCEU/TDEF | Electric Load with Losses, Incl. Cogeneration | MW | 0 | 0 | 0 | 0 | 0 | 0 | 0 | 0 | 0 | 0 | 0 | 0 | 0 | 0 | 0 | 0 | 0 | 0 | 0 | 0 | 0 | 0 | 0 | 0 | -0.1144 | -0.1731 | -0.2248 | -0.2704 | -0.2428 | -0.218 | -0.1957 | -0.1757 | -0.1576 | -0.1414 | -0.1269 | -0.1139 | -0.1022 | -0.0917 | -0.0823 | -0.0738 | -0.0662 | -0.0594 | -0.0532 | -0.0478 | -0.0428 | -0.0384 | -0.0345 | -0.0309 | -0.0277 | -0.0249 | -0.0223 | -0.0199 | -0.0179 | -0.0161 | -0.0144 | -0.013 | -0.0116 | -0.0104
Northwest | Other Family | Minimum | April | Refrigeration | LDCEU/TDEF | Electric Load with Losses, Incl. Cogeneration | MW | 0 | 0 | 0 | 0 | 0 | 0 | 0 | 0 | 0 | 0 | 0 | 0 | 0 | 0 | 0 | 0 | 0 | 0 | 0 | 0 | 0 | 0 | 0 | 0 | 0 | 0 | 0 | 0 | 0 | 0 | 0 | 0 | 0 | 0 | 0 | 0 | 0 | 0 | 0 | 0 | 0 | 0 | 0 | 0 | 0 | 0 | 0 | 0 | 0 | 0 | 0 | 0 | 0 | 0 | 0 | 0 | 0 | 0
Northwest | Other Family | Minimum | April | Freezer | LDCEU/TDEF | Electric Load with Losses, Incl. Cogeneration | MW | 0 | 0 | 0 | 0 | 0 | 0 | 0 | 0 | 0 | 0 | 0 | 0 | 0 | 0 | 0 | 0 | 0 | 0 | 0 | 0 | 0 | 0 | 0 | 0 | -0.0374 | -0.0714 | -0.1025 | -0.1308 | -0.1568 | -0.1803 | -0.2017 | -0.2209 | -0.2386 | -0.2541 | -0.2682 | -0.2807 | -0.2919 | -0.3016 | -0.3102 | -0.3176 | -0.3242 | -0.3295 | -0.3341 | -0.3378 | -0.3407 | -0.343 | -0.3446 | -0.3456 | -0.346 | -0.3459 | -0.3454 | -0.3444 | -0.343 | -0.3413 | -0.3393 | -0.3369 | -0.3342 | -0.3313
Northwest | Other Family | Minimum | April | Clothes Washer | LDCEU/TDEF | Electric Load with Losses, Incl. Cogeneration | MW | 0 | 0 | 0 | 0 | 0 | 0 | 0 | 0 | 0 | 0 | 0 | 0 | 0 | 0 | 0 | 0 | 0 | 0 | 0 | 0 | 0 | 0 | 0 | 0 | 0 | 0 | 0 | 0 | 0 | 0 | 0 | 0 | 0 | 0 | 0 | 0 | 0 | 0 | 0 | 0 | 0 | 0 | 0 | 0 | 0 | 0 | 0 | 0 | 0 | 0 | 0 | 0 | 0 | 0 | 0 | 0 | 0 | 0
Northwest | Other Family | Minimum | April | Clothes Dryer | LDCEU/TDEF | Electric Load with Losses, Incl. Cogeneration | MW | 0 | 0 | 0 | 0 | 0 | 0 | 0 | 0 | 0 | 0 | 0 | 0 | 0 | 0 | 0 | 0 | 0 | 0 | 0 | 0 | 0 | 0 | 0 | 0 | 0.0001 | 0.0003 | 0.0006 | 0.0008 | 0.001 | 0.0013 | 0.0015 | 0.0017 | 0.0019 | 0.0022 | 0.0024 | 0.0027 | 0.0031 | 0.0033 | 0.0036 | 0.0039 | 0.0042 | 0.0045 | 0.0048 | 0.0051 | 0.0055 | 0.0058 | 0.0061 | 0.0064 | 0.0067 | 0.007 | 0.0074 | 0.0078 | 0.0081 | 0.0085 | 0.0089 | 0.0092 | 0.0097 | 0.0101
Northwest | Other Family | Minimum | April | Dishwasher | LDCEU/TDEF | Electric Load with Losses, Incl. Cogeneration | MW | 0 | 0 | 0 | 0 | 0 | 0 | 0 | 0 | 0 | 0 | 0 | 0 | 0 | 0 | 0 | 0 | 0 | 0 | 0 | 0 | 0 | 0 | 0 | 0 | 0 | 0 | 0 | 0 | 0 | 0 | 0 | 0 | 0 | 0 | 0 | 0 | 0 | 0 | 0 | 0 | 0 | 0 | 0 | 0 | 0 | 0 | 0 | 0 | 0 | 0 | 0 | 0 | 0 | 0 | 0 | 0 | 0 | 0
Northwest | Other Family | Minimum | April | Cooking | LDCEU/TDEF | Electric Load with Losses, Incl. Cogeneration | MW | 0 | 0 | 0 | 0 | 0 | 0 | 0 | 0 | 0 | 0 | 0 | 0 | 0 | 0 | 0 | 0 | 0 | 0 | 0 | 0 | 0 | 0 | 0 | 0 | 0 | 0 | -0.0499 | -0.0947 | -0.1353 | -0.1713 | -0.2034 | -0.2317 | -0.2569 | -0.2784 | -0.2973 | -0.313 | -0.3265 | -0.3372 | -0.3458 | -0.3521 | -0.3568 | -0.3594 | -0.3603 | -0.3597 | -0.3576 | -0.3541 | -0.3493 | -0.3434 | -0.3363 | -0.3282 | -0.3191 | -0.3092 | -0.2986 | -0.287 | -0.2748 | -0.262 | -0.2486 | -0.2349
Northwest | Other Family | Minimum | April | Air Conditioning | LDCEU/TDEF | Electric Load with Losses, Incl. Cogeneration | MW | 0 | 0 | 0 | 0 | 0 | 0 | 0 | 0 | 0 | 0 | 0 | 0 | 0 | 0 | 0 | 0 | 0 | 0 | 0 | 0 | 0 | 0 | 0 | 0 | 0 | 0 | 0 | 0 | 0 | 0 | 0 | 0 | 0 | 0 | 0 | 0 | 0 | 0 | 0 | 0 | 0 | 0 | 0 | 0 | 0 | 0 | 0 | 0 | 0 | 0 | 0 | 0 | 0 | 0 | 0 | 0 | 0 | 0
Northwest | Other Family | Minimum | April | Entertainment Center | LDCEU/TDEF | Electric Load with Losses, Incl. Cogeneration | MW | 0 | 0 | 0 | 0 | 0 | 0 | 0 | 0 | 0 | 0 | 0 | 0 | 0 | 0 | 0 | 0 | 0 | 0 | 0 | 0 | 0 | 0 | 0 | 0 | -0.3353 | -0.928 | -1.7078 | -2.6209 | -3.6299 | -4.6942 | -5.7975 | -6.9115 | -8.0357 | -9.1408 | -10.2332 | -11.2958 | -12.34 | -13.3443 | -14.3195 | -15.2572 | -16.1694 | -17.0353 | -17.8748 | -18.678 | -19.4481 | -20.1858 | -20.8921 | -21.568 | -22.2143 | -22.8321 | -23.4225 | -23.9863 | -24.5248 | -25.0386 | -25.5289 | -25.9966 | -26.4425 | -26.8674
Northwest | Other Family | Minimum | April | Other Non-Substitutables | LDCEU/TDEF | Electric Load with Losses, Incl. Cogeneration | MW | 0 | 0 | 0 | 0 | 0 | 0 | 0 | 0 | 0 | 0 | 0 | 0 | 0 | 0 | 0 | 0 | 0 | 0 | 0 | 0 | 0 | 0 | 0 | 0 | -3.0295 | -5.7479 | -8.1431 | -10.2513 | -12.1194 | -13.7505 | -15.1953 | -16.4541 | -17.5786 | -18.5475 | -19.4057 | -20.1471 | -20.8098 | -21.3761 | -21.8734 | -22.3016 | -22.6832 | -22.9993 | -23.2801 | -23.5182 | -23.7209 | -23.8924 | -24.0361 | -24.1554 | -24.2531 | -24.3313 | -24.3925 | -24.4384 | -24.4708 | -24.4912 | -24.5009 | -24.5012 | -24.4928 | -24.477
Northwest | Other Family | Minimum | April | Water Heating Over 55 | LDCEU/TDEF | Electric Load with Losses, Incl. Cogeneration | MW | 0 | 0 | 0 | 0 | 0 | 0 | 0 | 0 | 0 | 0 | 0 | 0 | 0 | 0 | 0 | 0 | 0 | 0 | 0 | 0 | 0 | 0 | 0 | 0 | 0 | 0 | 0 | 0 | 0 | 0 | 0 | 0 | 0 | 0 | 0 | 0 | 0 | 0 | 0 | 0 | 0 | 0 | 0 | 0 | 0 | 0 | 0 | 0 | 0 | 0 | 0 | 0 | 0 | 0 | 0 | 0 | 0 | 0
Northwest | Other Family | Minimum | May | Space Heating | LDCEU/TDEF | Electric Load with Losses, Incl. Cogeneration | MW | -3.6703 | -7.5488 | -10.5031 | -24.3011 | -16.0128 | -24.7188 | -40.6012 | -34.5388 | -32.2436 | -44.8634 | -40.0979 | -38.42 | -35.9432 | -37.5978 | -16.2719 | -17.7895 | -17.765 | -21.9293 | -22.9272 | -17.0699 | -17.0417 | -15.2789 | -14.3664 | -15.5469 | -17.5852 | -17.3139 | -18.2991 | -19.2178 | -20.1007 | -20.9081 | -21.6781 | -22.3863 | -23.0717 | -23.6858 | -24.2613 | -24.7884 | -25.2955 | -25.7392 | -26.1529 | -26.5233 | -26.8752 | -27.1748 | -27.4464 | -27.687 | -27.8982 | -28.0796 | -28.2324 | -28.3601 | -28.4621 | -28.5399 | -28.5965 | -28.6309 | -28.6441 | -28.639 | -28.6144 | -28.5714 | -28.5124 | -28.437
Northwest | Other Family | Minimum | May | Water Heating Under 55 | LDCEU/TDEF | Electric Load with Losses, Incl. Cogeneration | MW | 0 | 0 | 0 | 0 | 0 | 0 | 0 | 0 | 0 | 0 | 0 | 0 | 0 | 0 | 0 | 0 | 0 | 0 | 0 | 0 | 0 | 0 | 0 | 0 | 0.0002 | 0.0005 | 0.0008 | 0.001 | 0.0013 | 0.0016 | 0.0019 | 0.0019 | 0.0021 | 0.0022 | 0.0022 | 0.0023 | 0.0024 | 0.0023 | 0.0024 | 0.0024 | 0.0024 | 0.0025 | 0.0024 | 0.0023 | 0.0023 | 0.0023 | 0.0022 | 0.0022 | 0.0022 | 0.0021 | 0.002 | 0.0021 | 0.002 | 0.0019 | 0.0019 | 0.0019 | 0.0018 | 0.0018
Northwest | Other Family | Minimum | May | Lighting | LDCEU/TDEF | Electric Load with Losses, Incl. Cogeneration | MW | 0 | 0 | 0 | 0 | 0 | 0 | 0 | 0 | 0 | 0 | 0 | 0 | 0 | 0 | 0 | 0 | 0 | 0 | 0 | 0 | 0 | 0 | 0 | 0 | -0.1147 | -0.1735 | -0.2254 | -0.2711 | -0.2434 | -0.2185 | -0.1962 | -0.1761 | -0.158 | -0.1419 | -0.1273 | -0.1142 | -0.1025 | -0.092 | -0.0824 | -0.0739 | -0.0663 | -0.0596 | -0.0534 | -0.0479 | -0.043 | -0.0385 | -0.0345 | -0.031 | -0.0278 | -0.025 | -0.0223 | -0.02 | -0.0179 | -0.0162 | -0.0144 | -0.013 | -0.0116 | -0.0104
Northwest | Other Family | Minimum | May | Refrigeration | LDCEU/TDEF | Electric Load with Losses, Incl. Cogeneration | MW | 0 | 0 | 0 | 0 | 0 | 0 | 0 | 0 | 0 | 0 | 0 | 0 | 0 | 0 | 0 | 0 | 0 | 0 | 0 | 0 | 0 | 0 | 0 | 0 | 0 | 0 | 0 | 0 | 0 | 0 | 0 | 0 | 0 | 0 | 0 | 0 | 0 | 0 | 0 | 0 | 0 | 0 | 0 | 0 | 0 | 0 | 0 | 0 | 0 | 0 | 0 | 0 | 0 | 0 | 0 | 0 | 0 | 0
Northwest | Other Family | Minimum | May | Freezer | LDCEU/TDEF | Electric Load with Losses, Incl. Cogeneration | MW | 0 | 0 | 0 | 0 | 0 | 0 | 0 | 0 | 0 | 0 | 0 | 0 | 0 | 0 | 0 | 0 | 0 | 0 | 0 | 0 | 0 | 0 | 0 | 0 | -0.041 | -0.0778 | -0.1114 | -0.142 | -0.1702 | -0.1954 | -0.2184 | -0.239 | -0.258 | -0.2747 | -0.2897 | -0.3029 | -0.3148 | -0.3251 | -0.334 | -0.3418 | -0.3486 | -0.354 | -0.3588 | -0.3625 | -0.3653 | -0.3675 | -0.3689 | -0.3697 | -0.3699 | -0.3695 | -0.3687 | -0.3674 | -0.3656 | -0.3634 | -0.3609 | -0.3582 | -0.355 | -0.3516
Northwest | Other Family | Minimum | May | Clothes Washer | LDCEU/TDEF | Electric Load with Losses, Incl. Cogeneration | MW | 0 | 0 | 0 | 0 | 0 | 0 | 0 | 0 | 0 | 0 | 0 | 0 | 0 | 0 | 0 | 0 | 0 | 0 | 0 | 0 | 0 | 0 | 0 | 0 | 0 | 0 | 0 | 0 | 0 | 0 | 0 | 0 | 0 | 0 | 0 | 0 | 0 | 0 | 0 | 0 | 0 | 0 | 0 | 0 | 0 | 0 | 0 | 0 | 0 | 0 | 0 | 0 | 0 | 0 | 0 | 0 | 0 | 0
Northwest | Other Family | Minimum | May | Clothes Dryer | LDCEU/TDEF | Electric Load with Losses, Incl. Cogeneration | MW | 0 | 0 | 0 | 0 | 0 | 0 | 0 | 0 | 0 | 0 | 0 | 0 | 0 | 0 | 0 | 0 | 0 | 0 | 0 | 0 | 0 | 0 | 0 | 0 | 0.0003 | 0.0005 | 0.0008 | 0.0011 | 0.0014 | 0.0017 | 0.0021 | 0.0024 | 0.0027 | 0.0031 | 0.0035 | 0.0038 | 0.0042 | 0.0046 | 0.0049 | 0.0054 | 0.0057 | 0.0062 | 0.0066 | 0.0071 | 0.0074 | 0.0079 | 0.0084 | 0.0088 | 0.0093 | 0.0097 | 0.0102 | 0.0106 | 0.0111 | 0.0117 | 0.0122 | 0.0127 | 0.0132 | 0.0138
Northwest | Other Family | Minimum | May | Dishwasher | LDCEU/TDEF | Electric Load with Losses, Incl. Cogeneration | MW | 0 | 0 | 0 | 0 | 0 | 0 | 0 | 0 | 0 | 0 | 0 | 0 | 0 | 0 | 0 | 0 | 0 | 0 | 0 | 0 | 0 | 0 | 0 | 0 | 0 | 0 | 0 | 0 | 0 | 0 | 0 | 0 | 0 | 0 | 0 | 0 | 0 | 0 | 0 | 0 | 0 | 0 | 0 | 0 | 0 | 0 | 0 | 0 | 0 | 0 | 0 | 0 | 0 | 0 | 0 | 0 | 0 | 0
Northwest | Other Family | Minimum | May | Cooking | LDCEU/TDEF | Electric Load with Losses, Incl. Cogeneration | MW | 0 | 0 | 0 | 0 | 0 | 0 | 0 | 0 | 0 | 0 | 0 | 0 | 0 | 0 | 0 | 0 | 0 | 0 | 0 | 0 | 0 | 0 | 0 | 0 | 0 | 0 | -0.0538 | -0.1022 | -0.1461 | -0.1848 | -0.2197 | -0.2502 | -0.2774 | -0.3007 | -0.321 | -0.338 | -0.3527 | -0.3643 | -0.3736 | -0.3805 | -0.3856 | -0.3884 | -0.3895 | -0.3889 | -0.3867 | -0.383 | -0.3779 | -0.3715 | -0.3639 | -0.3553 | -0.3455 | -0.3349 | -0.3234 | -0.3109 | -0.2979 | -0.2841 | -0.2697 | -0.2548
Northwest | Other Family | Minimum | May | Air Conditioning | LDCEU/TDEF | Electric Load with Losses, Incl. Cogeneration | MW | -3.2713 | -1.3596 | -2.8285 | -0.5131 | -6.407 | -2.5204 | -0.8446 | -2.5165 | -5.622 | -1.7038 | -2.9666 | -3.8787 | -8.1347 | -7.9405 | -5.8043 | -4.2419 | -3.8808 | -0.9094 | 0 | -6.8673 | -3.3893 | -4.9937 | -8.0305 | -6.701 | -6.9284 | -6.9837 | -7.1431 | -7.3001 | -7.4366 | -7.5684 | -7.7456 | -7.9077 | -8.0661 | -8.2093 | -8.3459 | -8.4742 | -8.599 | -8.7134 | -8.8237 | -8.9296 | -8.9542 | -8.9562 | -8.9288 | -8.8971 | -8.8647 | -8.829 | -8.7902 | -8.7506 | -8.7089 | -8.6646 | -8.6205 | -8.575 | -8.5279 | -8.4814 | -8.4334 | -8.3838 | -8.3351 | -8.2855
Northwest | Other Family | Minimum | May | Entertainment Center | LDCEU/TDEF | Electric Load with Losses, Incl. Cogeneration | MW | 0 | 0 | 0 | 0 | 0 | 0 | 0 | 0 | 0 | 0 | 0 | 0 | 0 | 0 | 0 | 0 | 0 | 0 | 0 | 0 | 0 | 0 | 0 | 0 | -0.3753 | -1.0389 | -1.912 | -2.934 | -4.064 | -5.2558 | -6.4908 | -7.7383 | -8.9972 | -10.2348 | -11.4576 | -12.6476 | -13.8178 | -14.9418 | -16.0343 | -17.0837 | -18.1062 | -19.0761 | -20.0159 | -20.9155 | -21.778 | -22.6042 | -23.3952 | -24.1521 | -24.876 | -25.5681 | -26.2293 | -26.8608 | -27.4637 | -28.0393 | -28.5884 | -29.1122 | -29.6115 | -30.0874
Northwest | Other Family | Minimum | May | Other Non-Substitutables | LDCEU/TDEF | Electric Load with Losses, Incl. Cogeneration | MW | 0 | 0 | 0 | 0 | 0 | 0 | 0 | 0 | 0 | 0 | 0 | 0 | 0 | 0 | 0 | 0 | 0 | 0 | 0 | 0 | 0 | 0 | 0 | 0 | -3.1284 | -5.9347 | -8.4085 | -10.5847 | -12.5151 | -14.1998 | -15.6912 | -16.9915 | -18.1531 | -19.154 | -20.0398 | -20.8059 | -21.4916 | -22.0758 | -22.5899 | -23.0314 | -23.4268 | -23.7537 | -24.0433 | -24.2893 | -24.4988 | -24.676 | -24.8246 | -24.9479 | -25.0487 | -25.1295 | -25.1927 | -25.2403 | -25.2737 | -25.2949 | -25.3049 | -25.3051 | -25.2965 | -25.2801
Northwest | Other Family | Minimum | May | Water Heating Over 55 | LDCEU/TDEF | Electric Load with Losses, Incl. Cogeneration | MW | 0 | 0 | 0 | 0 | 0 | 0 | 0 | 0 | 0 | 0 | 0 | 0 | 0 | 0 | 0 | 0 | 0 | 0 | 0 | 0 | 0 | 0 | 0 | 0 | 0 | 0 | 0 | 0 | 0 | 0 | 0 | 0 | 0 | 0 | 0 | 0 | 0 | 0 | 0 | 0 | 0 | 0 | 0 | 0 | 0 | 0 | 0 | 0 | 0 | 0 | 0 | 0 | 0 | 0 | 0 | 0 | 0 | 0
Northwest | Other Family | Minimum | June | Space Heating | LDCEU/TDEF | Electric Load with Losses, Incl. Cogeneration | MW | -6.2217 | -9.8791 | -11.3277 | -20.0261 | -21.6415 | -23.1966 | -37.1995 | -27.9691 | -42.9651 | -28.8365 | -23.7662 | -29.4585 | -48.1618 | -29.3048 | -16.3631 | -24.1213 | -11.8774 | -20.6546 | -22.6645 | -20.7372 | -16.1152 | -18.7329 | -6.8857 | -15.6099 | -16.4483 | -16.1885 | -17.134 | -18.0163 | -18.8664 | -19.6444 | -20.3861 | -21.0699 | -21.7328 | -22.328 | -22.8867 | -23.4 | -23.8954 | -24.3295 | -24.7358 | -25.1005 | -25.4489 | -25.7467 | -26.0177 | -26.2593 | -26.4728 | -26.6579 | -26.8156 | -26.9491 | -27.0579 | -27.1434 | -27.2084 | -27.252 | -27.2749 | -27.2802 | -27.2665 | -27.2347 | -27.1875 | -27.1244
Northwest | Other Family | Minimum | June | Water Heating Under 55 | LDCEU/TDEF | Electric Load with Losses, Incl. Cogeneration | MW | 0 | 0 | 0 | 0 | 0 | 0 | 0 | 0 | 0 | 0 | 0 | 0 | 0 | 0 | 0 | 0 | 0 | 0 | 0 | 0 | 0 | 0 | 0 | 0 | 0.0001 | 0.0002 | 0.0005 | 0.0006 | 0.0007 | 0.0009 | 0.0011 | 0.001 | 0.0011 | 0.0012 | 0.0012 | 0.0013 | 0.0013 | 0.0013 | 0.0013 | 0.0014 | 0.0014 | 0.0013 | 0.0014 | 0.0013 | 0.0013 | 0.0013 | 0.0013 | 0.0012 | 0.0012 | 0.0012 | 0.0011 | 0.0011 | 0.0011 | 0.0011 | 0.0011 | 0.001 | 0.001 | 0.0009
Northwest | Other Family | Minimum | June | Lighting | LDCEU/TDEF | Electric Load with Losses, Incl. Cogeneration | MW | 0 | 0 | 0 | 0 | 0 | 0 | 0 | 0 | 0 | 0 | 0 | 0 | 0 | 0 | 0 | 0 | 0 | 0 | 0 | 0 | 0 | 0 | 0 | 0 | -0.1116 | -0.1688 | -0.2193 | -0.2638 | -0.2369 | -0.2127 | -0.1909 | -0.1714 | -0.1538 | -0.138 | -0.1239 | -0.1112 | -0.0997 | -0.0895 | -0.0803 | -0.072 | -0.0646 | -0.0579 | -0.052 | -0.0466 | -0.0418 | -0.0375 | -0.0336 | -0.0301 | -0.0271 | -0.0243 | -0.0217 | -0.0195 | -0.0175 | -0.0157 | -0.014 | -0.0126 | -0.0113 | -0.0101
Northwest | Other Family | Minimum | June | Refrigeration | LDCEU/TDEF | Electric Load with Losses, Incl. Cogeneration | MW | 0 | 0 | 0 | 0 | 0 | 0 | 0 | 0 | 0 | 0 | 0 | 0 | 0 | 0 | 0 | 0 | 0 | 0 | 0 | 0 | 0 | 0 | 0 | 0 | 0 | 0 | 0 | 0 | 0 | 0 | 0 | 0 | 0 | 0 | 0 | 0 | 0 | 0 | 0 | 0 | 0 | 0 | 0 | 0 | 0 | 0 | 0 | 0 | 0 | 0 | 0 | 0 | 0 | 0 | 0 | 0 | 0 | 0
Northwest | Other Family | Minimum | June | Freezer | LDCEU/TDEF | Electric Load with Losses, Incl. Cogeneration | MW | 0 | 0 | 0 | 0 | 0 | 0 | 0 | 0 | 0 | 0 | 0 | 0 | 0 | 0 | 0 | 0 | 0 | 0 | 0 | 0 | 0 | 0 | 0 | 0 | -0.0393 | -0.0745 | -0.1065 | -0.1357 | -0.1625 | -0.1865 | -0.2085 | -0.2281 | -0.246 | -0.2618 | -0.276 | -0.2885 | -0.2998 | -0.3095 | -0.3179 | -0.3252 | -0.3316 | -0.3367 | -0.341 | -0.3444 | -0.347 | -0.3489 | -0.3502 | -0.3508 | -0.3509 | -0.3505 | -0.3495 | -0.3481 | -0.3463 | -0.3442 | -0.3418 | -0.339 | -0.3359 | -0.3325
Northwest | Other Family | Minimum | June | Clothes Washer | LDCEU/TDEF | Electric Load with Losses, Incl. Cogeneration | MW | 0 | 0 | 0 | 0 | 0 | 0 | 0 | 0 | 0 | 0 | 0 | 0 | 0 | 0 | 0 | 0 | 0 | 0 | 0 | 0 | 0 | 0 | 0 | 0 | 0 | 0 | 0 | 0 | 0 | 0 | 0 | 0 | 0 | 0 | 0 | 0 | 0 | 0 | 0 | 0 | 0 | 0 | 0 | 0 | 0 | 0 | 0 | 0 | 0 | 0 | 0 | 0 | 0 | 0 | 0 | 0 | 0 | 0
Northwest | Other Family | Minimum | June | Clothes Dryer | LDCEU/TDEF | Electric Load with Losses, Incl. Cogeneration | MW | 0 | 0 | 0 | 0 | 0 | 0 | 0 | 0 | 0 | 0 | 0 | 0 | 0 | 0 | 0 | 0 | 0 | 0 | 0 | 0 | 0 | 0 | 0 | 0 | 0.0001 | 0.0001 | 0.0002 | 0.0002 | 0.0003 | 0.0004 | 0.0004 | 0.0005 | 0.0006 | 0.0007 | 0.0008 | 0.0008 | 0.0009 | 0.001 | 0.0011 | 0.0011 | 0.0012 | 0.0013 | 0.0014 | 0.0015 | 0.0016 | 0.0017 | 0.0018 | 0.0019 | 0.002 | 0.0021 | 0.0022 | 0.0023 | 0.0024 | 0.0025 | 0.0027 | 0.0027 | 0.0028 | 0.0029
Northwest | Other Family | Minimum | June | Dishwasher | LDCEU/TDEF | Electric Load with Losses, Incl. Cogeneration | MW | 0 | 0 | 0 | 0 | 0 | 0 | 0 | 0 | 0 | 0 | 0 | 0 | 0 | 0 | 0 | 0 | 0 | 0 | 0 | 0 | 0 | 0 | 0 | 0 | 0 | 0 | 0 | 0 | 0 | 0 | 0 | 0 | 0 | 0 | 0 | 0 | 0 | 0 | 0 | 0 | 0 | 0 | 0 | 0 | 0 | 0 | 0 | 0 | 0 | 0 | 0 | 0 | 0 | 0 | 0 | 0 | 0 | 0
Northwest | Other Family | Minimum | June | Cooking | LDCEU/TDEF | Electric Load with Losses, Incl. Cogeneration | MW | 0 | 0 | 0 | 0 | 0 | 0 | 0 | 0 | 0 | 0 | 0 | 0 | 0 | 0 | 0 | 0 | 0 | 0 | 0 | 0 | 0 | 0 | 0 | 0 | 0 | 0 | -0.0431 | -0.082 | -0.1172 | -0.1484 | -0.1763 | -0.2008 | -0.2226 | -0.2414 | -0.2578 | -0.2715 | -0.2832 | -0.2925 | -0.3 | -0.3057 | -0.3098 | -0.312 | -0.3129 | -0.3124 | -0.3106 | -0.3077 | -0.3036 | -0.2985 | -0.2925 | -0.2855 | -0.2778 | -0.2693 | -0.2601 | -0.2502 | -0.2397 | -0.2287 | -0.2171 | -0.2052
Northwest | Other Family | Minimum | June | Air Conditioning | LDCEU/TDEF | Electric Load with Losses, Incl. Cogeneration | MW | 0 | 0 | 0 | 0 | 0 | 0 | 0 | 0 | 0 | 0 | 0 | 0 | 0 | 0 | 0 | 0 | 0 | 0 | 0 | 0 | 0 | 0 | 0 | 0 | 0 | 0 | 0 | 0 | 0 | 0 | 0 | 0 | 0 | 0 | 0 | 0 | 0 | 0 | 0 | 0 | 0 | 0 | 0 | 0 | 0 | 0 | 0 | 0 | 0 | 0 | 0 | 0 | 0 | 0 | 0 | 0 | 0 | 0
Northwest | Other Family | Minimum | June | Entertainment Center | LDCEU/TDEF | Electric Load with Losses, Incl. Cogeneration | MW | 0 | 0 | 0 | 0 | 0 | 0 | 0 | 0 | 0 | 0 | 0 | 0 | 0 | 0 | 0 | 0 | 0 | 0 | 0 | 0 | 0 | 0 | 0 | 0 | -0.2325 | -0.6435 | -1.1844 | -1.8175 | -2.5176 | -3.256 | -4.021 | -4.794 | -5.574 | -6.3408 | -7.0984 | -7.8358 | -8.5611 | -9.2574 | -9.9346 | -10.5849 | -11.2187 | -11.8198 | -12.4022 | -12.9598 | -13.4944 | -14.0065 | -14.4969 | -14.966 | -15.4148 | -15.8437 | -16.2537 | -16.6452 | -17.0191 | -17.3759 | -17.7164 | -18.0411 | -18.3507 | -18.6459
Northwest | Other Family | Minimum | June | Other Non-Substitutables | LDCEU/TDEF | Electric Load with Losses, Incl. Cogeneration | MW | 0 | 0 | 0 | 0 | 0 | 0 | 0 | 0 | 0 | 0 | 0 | 0 | 0 | 0 | 0 | 0 | 0 | 0 | 0 | 0 | 0 | 0 | 0 | 0 | -2.7389 | -5.1955 | -7.3617 | -9.2666 | -10.9573 | -12.4323 | -13.7382 | -14.8769 | -15.894 | -16.7707 | -17.5463 | -18.2174 | -18.8185 | -19.3298 | -19.7805 | -20.167 | -20.514 | -20.8004 | -21.0541 | -21.2697 | -21.4534 | -21.6088 | -21.7391 | -21.8473 | -21.9358 | -22.0069 | -22.0625 | -22.1042 | -22.1338 | -22.1525 | -22.1614 | -22.1618 | -22.1544 | -22.1402
Northwest | Other Family | Minimum | June | Water Heating Over 55 | LDCEU/TDEF | Electric Load with Losses, Incl. Cogeneration | MW | 0 | 0 | 0 | 0 | 0 | 0 | 0 | 0 | 0 | 0 | 0 | 0 | 0 | 0 | 0 | 0 | 0 | 0 | 0 | 0 | 0 | 0 | 0 | 0 | 0 | 0 | 0 | 0 | 0 | 0 | 0 | 0 | 0 | 0 | 0 | 0 | 0 | 0 | 0 | 0 | 0 | 0 | 0 | 0 | 0 | 0 | 0 | 0 | 0 | 0 | 0 | 0 | 0 | 0 | 0 | 0 | 0 | 0
Northwest | Other Family | Minimum | July | Space Heating | LDCEU/TDEF | Electric Load with Losses, Incl. Cogeneration | MW | -1.0005 | -0.4285 | -0.7004 | -0.8773 | -1.7434 | -0.7527 | -3.4533 | -2.729 | -3.5463 | -2.4768 | -1.4406 | -2.0418 | -3.2753 | -2.1995 | -0.6829 | -1.5695 | -0.6708 | -1.4202 | -1.9545 | -1.4385 | -1.0893 | -0.7673 | -0.5773 | -1.6347 | -1.2557 | -1.2351 | -1.2998 | -1.3603 | -1.4187 | -1.472 | -1.5228 | -1.5697 | -1.6153 | -1.6562 | -1.6945 | -1.7298 | -1.7641 | -1.794 | -1.8221 | -1.8473 | -1.8716 | -1.8922 | -1.9109 | -1.9277 | -1.9426 | -1.9555 | -1.9665 | -1.9759 | -1.9836 | -1.9896 | -1.9942 | -1.9973 | -1.9989 | -1.9994 | -1.9985 | -1.9963 | -1.9931 | -1.9887
Northwest | Other Family | Minimum | July | Water Heating Under 55 | LDCEU/TDEF | Electric Load with Losses, Incl. Cogeneration | MW | 0 | 0 | 0 | 0 | 0 | 0 | 0 | 0 | 0 | 0 | 0 | 0 | 0 | 0 | 0 | 0 | 0 | 0 | 0 | 0 | 0 | 0 | 0 | 0 | 0.0001 | 0.0002 | 0.0003 | 0.0005 | 0.0005 | 0.0007 | 0.0008 | 0.0008 | 0.0009 | 0.001 | 0.0009 | 0.001 | 0.001 | 0.0011 | 0.001 | 0.0011 | 0.0011 | 0.001 | 0.0011 | 0.001 | 0.001 | 0.001 | 0.001 | 0.001 | 0.001 | 0.0009 | 0.0009 | 0.0009 | 0.0008 | 0.0009 | 0.0009 | 0.0008 | 0.0008 | 0.0008
Northwest | Other Family | Minimum | July | Lighting | LDCEU/TDEF | Electric Load with Losses, Incl. Cogeneration | MW | 0 | 0 | 0 | 0 | 0 | 0 | 0 | 0 | 0 | 0 | 0 | 0 | 0 | 0 | 0 | 0 | 0 | 0 | 0 | 0 | 0 | 0 | 0 | 0 | -0.1099 | -0.1662 | -0.2159 | -0.2598 | -0.2332 | -0.2094 | -0.188 | -0.1687 | -0.1514 | -0.1359 | -0.122 | -0.1094 | -0.0981 | -0.0881 | -0.079 | -0.0708 | -0.0635 | -0.057 | -0.0511 | -0.0459 | -0.0411 | -0.0369 | -0.0331 | -0.0297 | -0.0266 | -0.0239 | -0.0214 | -0.0192 | -0.0172 | -0.0154 | -0.0138 | -0.0124 | -0.0111 | -0.0099
Northwest | Other Family | Minimum | July | Refrigeration | LDCEU/TDEF | Electric Load with Losses, Incl. Cogeneration | MW | 0 | 0 | 0 | 0 | 0 | 0 | 0 | 0 | 0 | 0 | 0 | 0 | 0 | 0 | 0 | 0 | 0 | 0 | 0 | 0 | 0 | 0 | 0 | 0 | 0 | 0 | 0 | 0 | 0 | 0 | 0 | 0 | 0 | 0 | 0 | 0 | 0 | 0 | 0 | 0 | 0 | 0 | 0 | 0 | 0 | 0 | 0 | 0 | 0 | 0 | 0 | 0 | 0 | 0 | 0 | 0 | 0 | 0
Northwest | Other Family | Minimum | July | Freezer | LDCEU/TDEF | Electric Load with Losses, Incl. Cogeneration | MW | 0 | 0 | 0 | 0 | 0 | 0 | 0 | 0 | 0 | 0 | 0 | 0 | 0 | 0 | 0 | 0 | 0 | 0 | 0 | 0 | 0 | 0 | 0 | 0 | -0.0556 | -0.1053 | -0.1507 | -0.1919 | -0.2297 | -0.2638 | -0.2948 | -0.3224 | -0.3479 | -0.3702 | -0.3903 | -0.408 | -0.4239 | -0.4375 | -0.4495 | -0.4598 | -0.4688 | -0.4759 | -0.482 | -0.4869 | -0.4907 | -0.4934 | -0.4951 | -0.4959 | -0.4961 | -0.4954 | -0.494 | -0.4921 | -0.4896 | -0.4865 | -0.483 | -0.479 | -0.4747 | -0.4701
Northwest | Other Family | Minimum | July | Clothes Washer | LDCEU/TDEF | Electric Load with Losses, Incl. Cogeneration | MW | 0 | 0 | 0 | 0 | 0 | 0 | 0 | 0 | 0 | 0 | 0 | 0 | 0 | 0 | 0 | 0 | 0 | 0 | 0 | 0 | 0 | 0 | 0 | 0 | 0 | 0 | 0 | 0 | 0 | 0 | 0 | 0 | 0 | 0 | 0 | 0 | 0 | 0 | 0 | 0 | 0 | 0 | 0 | 0 | 0 | 0 | 0 | 0 | 0 | 0 | 0 | 0 | 0 | 0 | 0 | 0 | 0 | 0
Northwest | Other Family | Minimum | July | Clothes Dryer | LDCEU/TDEF | Electric Load with Losses, Incl. Cogeneration | MW | 0 | 0 | 0 | 0 | 0 | 0 | 0 | 0 | 0 | 0 | 0 | 0 | 0 | 0 | 0 | 0 | 0 | 0 | 0 | 0 | 0 | 0 | 0 | 0 | 0.0001 | 0.0002 | 0.0003 | 0.0003 | 0.0004 | 0.0006 | 0.0007 | 0.0007 | 0.0009 | 0.001 | 0.0011 | 0.0012 | 0.0013 | 0.0015 | 0.0016 | 0.0018 | 0.0019 | 0.002 | 0.0021 | 0.0023 | 0.0025 | 0.0025 | 0.0027 | 0.0029 | 0.003 | 0.0031 | 0.0033 | 0.0035 | 0.0036 | 0.0038 | 0.0039 | 0.0041 | 0.0043 | 0.0044
Northwest | Other Family | Minimum | July | Dishwasher | LDCEU/TDEF | Electric Load with Losses, Incl. Cogeneration | MW | 0 | 0 | 0 | 0 | 0 | 0 | 0 | 0 | 0 | 0 | 0 | 0 | 0 | 0 | 0 | 0 | 0 | 0 | 0 | 0 | 0 | 0 | 0 | 0 | 0 | 0 | 0 | 0 | 0 | 0 | 0 | 0 | 0 | 0 | 0 | 0 | 0 | 0 | 0 | 0 | 0 | 0 | 0 | 0 | 0 | 0 | 0 | 0 | 0 | 0 | 0 | 0 | 0 | 0 | 0 | 0 | 0 | 0
Northwest | Other Family | Minimum | July | Cooking | LDCEU/TDEF | Electric Load with Losses, Incl. Cogeneration | MW | 0 | 0 | 0 | 0 | 0 | 0 | 0 | 0 | 0 | 0 | 0 | 0 | 0 | 0 | 0 | 0 | 0 | 0 | 0 | 0 | 0 | 0 | 0 | 0 | 0 | 0 | -0.0604 | -0.1148 | -0.164 | -0.2076 | -0.2467 | -0.2809 | -0.3116 | -0.3378 | -0.3607 | -0.3798 | -0.3962 | -0.4093 | -0.4198 | -0.4276 | -0.4333 | -0.4365 | -0.4377 | -0.4371 | -0.4347 | -0.4305 | -0.4248 | -0.4177 | -0.4092 | -0.3995 | -0.3886 | -0.3767 | -0.3638 | -0.3499 | -0.3353 | -0.3198 | -0.3036 | -0.2869
Northwest | Other Family | Minimum | July | Air Conditioning | LDCEU/TDEF | Electric Load with Losses, Incl. Cogeneration | MW | -0.1719 | -0.9717 | -1.2259 | -1.92 | -1.4948 | -3.6334 | -1.6044 | -2.4581 | -2.3924 | -4.3388 | -5.7062 | -5.084 | -4.6426 | -6.1989 | -7.7161 | -4.1794 | -6.03 | -3.6092 | -2.7495 | -4.2192 | -4.9973 | -6.0211 | -6.0995 | -3.9154 | -5.1872 | -5.249 | -5.3835 | -5.5163 | -5.6218 | -5.7241 | -5.86 | -5.9851 | -6.1083 | -6.221 | -6.3283 | -6.4313 | -6.5323 | -6.6249 | -6.7163 | -6.804 | -6.8277 | -6.8344 | -6.8167 | -6.7966 | -6.7763 | -6.7538 | -6.7291 | -6.7043 | -6.678 | -6.6499 | -6.6224 | -6.5939 | -6.5645 | -6.5358 | -6.5059 | -6.4752 | -6.445 | -6.4144
Northwest | Other Family | Minimum | July | Entertainment Center | LDCEU/TDEF | Electric Load with Losses, Incl. Cogeneration | MW | 0 | 0 | 0 | 0 | 0 | 0 | 0 | 0 | 0 | 0 | 0 | 0 | 0 | 0 | 0 | 0 | 0 | 0 | 0 | 0 | 0 | 0 | 0 | 0 | -0.4843 | -1.3401 | -2.4665 | -3.7851 | -5.2429 | -6.7806 | -8.3739 | -9.9834 | -11.6077 | -13.2044 | -14.7821 | -16.3177 | -17.8279 | -19.2779 | -20.6879 | -22.0418 | -23.3616 | -24.6133 | -25.8258 | -26.9867 | -28.0997 | -29.166 | -30.1869 | -31.1637 | -32.098 | -32.991 | -33.8444 | -34.6595 | -35.4377 | -36.1806 | -36.8893 | -37.5652 | -38.2098 | -38.8241
Northwest | Other Family | Minimum | July | Other Non-Substitutables | LDCEU/TDEF | Electric Load with Losses, Incl. Cogeneration | MW | 0 | 0 | 0 | 0 | 0 | 0 | 0 | 0 | 0 | 0 | 0 | 0 | 0 | 0 | 0 | 0 | 0 | 0 | 0 | 0 | 0 | 0 | 0 | 0 | -2.9247 | -5.548 | -7.8609 | -9.895 | -11.7003 | -13.2753 | -14.6697 | -15.8854 | -16.9715 | -17.9075 | -18.7356 | -19.452 | -20.0937 | -20.6397 | -21.1208 | -21.5334 | -21.9037 | -22.2096 | -22.4802 | -22.7103 | -22.9063 | -23.0722 | -23.2112 | -23.3266 | -23.421 | -23.4967 | -23.556 | -23.6004 | -23.6318 | -23.6517 | -23.6612 | -23.6615 | -23.6534 | -23.6381
Northwest | Other Family | Minimum | July | Water Heating Over 55 | LDCEU/TDEF | Electric Load with Losses, Incl. Cogeneration | MW | 0 | 0 | 0 | 0 | 0 | 0 | 0 | 0 | 0 | 0 | 0 | 0 | 0 | 0 | 0 | 0 | 0 | 0 | 0 | 0 | 0 | 0 | 0 | 0 | 0 | 0 | 0 | 0 | 0 | 0 | 0 | 0 | 0 | 0 | 0 | 0 | 0 | 0 | 0 | 0 | 0 | 0 | 0 | 0 | 0 | 0 | 0 | 0 | 0 | 0 | 0 | 0 | 0 | 0 | 0 | 0 | 0 | 0
Northwest | Other Family | Minimum | August | Space Heating | LDCEU/TDEF | Electric Load with Losses, Incl. Cogeneration | MW | -2.916 | -2.8742 | -9.8447 | -6.3519 | -4.216 | -6.4959 | -10.4302 | -16.9994 | -12.6246 | -16.5638 | -10.8996 | -12.5695 | -14.7813 | -17.5257 | -7.8956 | -7.2547 | -7.4688 | -7.836 | -7.008 | -5.6064 | -5.0854 | -4.3943 | -4.8848 | -5.7649 | -6.3927 | -6.293 | -6.6075 | -6.9013 | -7.185 | -7.4444 | -7.6915 | -7.9194 | -8.1412 | -8.3399 | -8.5261 | -8.698 | -8.8644 | -9.0096 | -9.1458 | -9.2682 | -9.3855 | -9.4858 | -9.5765 | -9.6577 | -9.7296 | -9.7918 | -9.8447 | -9.8896 | -9.9261 | -9.9546 | -9.9764 | -9.9907 | -9.998 | -9.9994 | -9.9942 | -9.9827 | -9.9659 | -9.9436
Northwest | Other Family | Minimum | August | Water Heating Under 55 | LDCEU/TDEF | Electric Load with Losses, Incl. Cogeneration | MW | 0 | 0 | 0 | 0 | 0 | 0 | 0 | 0 | 0 | 0 | 0 | 0 | 0 | 0 | 0 | 0 | 0 | 0 | 0 | 0 | 0 | 0 | 0 | 0 | 0.0001 | 0.0002 | 0.0004 | 0.0005 | 0.0007 | 0.0009 | 0.001 | 0.0011 | 0.0012 | 0.0011 | 0.0012 | 0.0013 | 0.0013 | 0.0013 | 0.0013 | 0.0013 | 0.0013 | 0.0013 | 0.0013 | 0.0013 | 0.0012 | 0.0012 | 0.0012 | 0.0012 | 0.0012 | 0.0012 | 0.0011 | 0.0011 | 0.0011 | 0.001 | 0.001 | 0.001 | 0.001 | 0.0009
Northwest | Other Family | Minimum | August | Lighting | LDCEU/TDEF | Electric Load with Losses, Incl. Cogeneration | MW | 0 | 0 | 0 | 0 | 0 | 0 | 0 | 0 | 0 | 0 | 0 | 0 | 0 | 0 | 0 | 0 | 0 | 0 | 0 | 0 | 0 | 0 | 0 | 0 | -0.1102 | -0.1666 | -0.2165 | -0.2604 | -0.2338 | -0.2099 | -0.1884 | -0.1691 | -0.1518 | -0.1362 | -0.1222 | -0.1097 | -0.0984 | -0.0882 | -0.0792 | -0.0711 | -0.0637 | -0.0572 | -0.0513 | -0.046 | -0.0413 | -0.037 | -0.0332 | -0.0298 | -0.0266 | -0.024 | -0.0214 | -0.0193 | -0.0173 | -0.0154 | -0.0138 | -0.0125 | -0.0111 | -0.01
Northwest | Other Family | Minimum | August | Refrigeration | LDCEU/TDEF | Electric Load with Losses, Incl. Cogeneration | MW | 0 | 0 | 0 | 0 | 0 | 0 | 0 | 0 | 0 | 0 | 0 | 0 | 0 | 0 | 0 | 0 | 0 | 0 | 0 | 0 | 0 | 0 | 0 | 0 | 0 | 0 | 0 | 0 | 0 | 0 | 0 | 0 | 0 | 0 | 0 | 0 | 0 | 0 | 0 | 0 | 0 | 0 | 0 | 0 | 0 | 0 | 0 | 0 | 0 | 0 | 0 | 0 | 0 | 0 | 0 | 0 | 0 | 0
Northwest | Other Family | Minimum | August | Freezer | LDCEU/TDEF | Electric Load with Losses, Incl. Cogeneration | MW | 0 | 0 | 0 | 0 | 0 | 0 | 0 | 0 | 0 | 0 | 0 | 0 | 0 | 0 | 0 | 0 | 0 | 0 | 0 | 0 | 0 | 0 | 0 | 0 | -0.0473 | -0.0897 | -0.1283 | -0.1633 | -0.1956 | -0.2244 | -0.2508 | -0.2744 | -0.296 | -0.3149 | -0.3321 | -0.347 | -0.3606 | -0.3721 | -0.3824 | -0.391 | -0.3987 | -0.4047 | -0.4099 | -0.414 | -0.4171 | -0.4194 | -0.4208 | -0.4215 | -0.4216 | -0.421 | -0.4198 | -0.4182 | -0.416 | -0.4134 | -0.4103 | -0.407 | -0.4033 | -0.3993
Northwest | Other Family | Minimum | August | Clothes Washer | LDCEU/TDEF | Electric Load with Losses, Incl. Cogeneration | MW | 0 | 0 | 0 | 0 | 0 | 0 | 0 | 0 | 0 | 0 | 0 | 0 | 0 | 0 | 0 | 0 | 0 | 0 | 0 | 0 | 0 | 0 | 0 | 0 | 0 | 0 | 0 | 0 | 0 | 0 | 0 | 0 | 0 | 0 | 0 | 0 | 0 | 0 | 0 | 0 | 0 | 0 | 0 | 0 | 0 | 0 | 0 | 0 | 0 | 0 | 0 | 0 | 0 | 0 | 0 | 0 | 0 | 0
Northwest | Other Family | Minimum | August | Clothes Dryer | LDCEU/TDEF | Electric Load with Losses, Incl. Cogeneration | MW | 0 | 0 | 0 | 0 | 0 | 0 | 0 | 0 | 0 | 0 | 0 | 0 | 0 | 0 | 0 | 0 | 0 | 0 | 0 | 0 | 0 | 0 | 0 | 0 | 0.0001 | 0.0003 | 0.0004 | 0.0005 | 0.0006 | 0.0007 | 0.0009 | 0.0011 | 0.0013 | 0.0014 | 0.0015 | 0.0017 | 0.0019 | 0.0021 | 0.0022 | 0.0024 | 0.0027 | 0.0028 | 0.0031 | 0.0032 | 0.0035 | 0.0036 | 0.0038 | 0.0041 | 0.0042 | 0.0045 | 0.0047 | 0.0049 | 0.0052 | 0.0054 | 0.0056 | 0.0058 | 0.0061 | 0.0063
Northwest | Other Family | Minimum | August | Dishwasher | LDCEU/TDEF | Electric Load with Losses, Incl. Cogeneration | MW | 0 | 0 | 0 | 0 | 0 | 0 | 0 | 0 | 0 | 0 | 0 | 0 | 0 | 0 | 0 | 0 | 0 | 0 | 0 | 0 | 0 | 0 | 0 | 0 | 0 | 0 | 0 | 0 | 0 | 0 | 0 | 0 | 0 | 0 | 0 | 0 | 0 | 0 | 0 | 0 | 0 | 0 | 0 | 0 | 0 | 0 | 0 | 0 | 0 | 0 | 0 | 0 | 0 | 0 | 0 | 0 | 0 | 0
Northwest | Other Family | Minimum | August | Cooking | LDCEU/TDEF | Electric Load with Losses, Incl. Cogeneration | MW | 0 | 0 | 0 | 0 | 0 | 0 | 0 | 0 | 0 | 0 | 0 | 0 | 0 | 0 | 0 | 0 | 0 | 0 | 0 | 0 | 0 | 0 | 0 | 0 | 0 | 0 | -0.0465 | -0.0882 | -0.1262 | -0.1597 | -0.1896 | -0.216 | -0.2396 | -0.2597 | -0.2772 | -0.292 | -0.3046 | -0.3146 | -0.3227 | -0.3287 | -0.333 | -0.3355 | -0.3364 | -0.3359 | -0.3339 | -0.3307 | -0.3263 | -0.3209 | -0.3143 | -0.3068 | -0.2985 | -0.2893 | -0.2793 | -0.2686 | -0.2574 | -0.2454 | -0.2329 | -0.2201
Northwest | Other Family | Minimum | August | Air Conditioning | LDCEU/TDEF | Electric Load with Losses, Incl. Cogeneration | MW | -0.1693 | -0.3314 | -0.212 | -0.6214 | -1.033 | -1.1328 | -1.1506 | -0.9339 | -1.4117 | -1.1067 | -1.9493 | -1.8196 | -1.8937 | -1.5802 | -1.4478 | -1.7023 | -1.6244 | -1.3491 | -1.7967 | -1.7871 | -1.9557 | -2.019 | -1.989 | -2.0817 | -1.986 | -2.0095 | -2.061 | -2.1119 | -2.1541 | -2.1953 | -2.2497 | -2.3001 | -2.35 | -2.3956 | -2.4394 | -2.4815 | -2.5229 | -2.5611 | -2.5988 | -2.6352 | -2.6451 | -2.6479 | -2.6412 | -2.6335 | -2.6259 | -2.6175 | -2.6082 | -2.5989 | -2.5891 | -2.5786 | -2.5683 | -2.5577 | -2.5467 | -2.536 | -2.5249 | -2.5135 | -2.5023 | -2.4909
Northwest | Other Family | Minimum | August | Entertainment Center | LDCEU/TDEF | Electric Load with Losses, Incl. Cogeneration | MW | 0 | 0 | 0 | 0 | 0 | 0 | 0 | 0 | 0 | 0 | 0 | 0 | 0 | 0 | 0 | 0 | 0 | 0 | 0 | 0 | 0 | 0 | 0 | 0 | -0.1428 | -0.395 | -0.7269 | -1.1154 | -1.5451 | -1.9981 | -2.4675 | -2.9417 | -3.4202 | -3.8906 | -4.3552 | -4.8076 | -5.2523 | -5.6795 | -6.0946 | -6.4933 | -6.8819 | -7.2505 | -7.6074 | -7.9491 | -8.2767 | -8.5906 | -8.891 | -9.1785 | -9.4533 | -9.7161 | -9.9672 | -10.207 | -10.4359 | -10.6543 | -10.8627 | -11.0615 | -11.251 | -11.4316
Northwest | Other Family | Minimum | August | Other Non-Substitutables | LDCEU/TDEF | Electric Load with Losses, Incl. Cogeneration | MW | 0 | 0 | 0 | 0 | 0 | 0 | 0 | 0 | 0 | 0 | 0 | 0 | 0 | 0 | 0 | 0 | 0 | 0 | 0 | 0 | 0 | 0 | 0 | 0 | -2.8934 | -5.4884 | -7.7762 | -9.7884 | -11.574 | -13.1319 | -14.5107 | -15.713 | -16.7871 | -17.7125 | -18.531 | -19.2393 | -19.8735 | -20.413 | -20.8882 | -21.2959 | -21.6616 | -21.9635 | -22.2305 | -22.4575 | -22.6508 | -22.8142 | -22.9512 | -23.0646 | -23.1575 | -23.2317 | -23.2897 | -23.3331 | -23.3636 | -23.3827 | -23.3914 | -23.3911 | -23.3827 | -23.3669
Northwest | Other Family | Minimum | August | Water Heating Over 55 | LDCEU/TDEF | Electric Load with Losses, Incl. Cogeneration | MW | 0 | 0 | 0 | 0 | 0 | 0 | 0 | 0 | 0 | 0 | 0 | 0 | 0 | 0 | 0 | 0 | 0 | 0 | 0 | 0 | 0 | 0 | 0 | 0 | 0 | 0 | 0 | 0 | 0 | 0 | 0 | 0 | 0 | 0 | 0 | 0 | 0 | 0 | 0 | 0 | 0 | 0 | 0 | 0 | 0 | 0 | 0 | 0 | 0 | 0 | 0 | 0 | 0 | 0 | 0 | 0 | 0 | 0
Northwest | Other Family | Minimum | September | Space Heating | LDCEU/TDEF | Electric Load with Losses, Incl. Cogeneration | MW | -2.7944 | -2.6978 | -3.925 | -11.5614 | -7.1139 | -7.3242 | -15.5055 | -16.3957 | -14.5704 | -17.7782 | -12.9547 | -23.3384 | -24.0503 | -17.1128 | -9.1037 | -9.2407 | -6.1971 | -7.7715 | -5.1162 | -8.8603 | -7.0782 | -6.2411 | -9.9031 | -10.2481 | -8.0284 | -7.9095 | -8.288 | -8.6411 | -8.9804 | -9.2904 | -9.5861 | -9.8575 | -10.1211 | -10.3562 | -10.5759 | -10.7777 | -10.972 | -11.1411 | -11.2986 | -11.4398 | -11.5736 | -11.687 | -11.789 | -11.8794 | -11.9585 | -12.0257 | -12.0818 | -12.1282 | -12.1645 | -12.1913 | -12.21 | -12.22 | -12.2216 | -12.2162 | -12.203 | -12.1824 | -12.1557 | -12.1223
Northwest | Other Family | Minimum | September | Water Heating Under 55 | LDCEU/TDEF | Electric Load with Losses, Incl. Cogeneration | MW | 0 | 0 | 0 | 0 | 0 | 0 | 0 | 0 | 0 | 0 | 0 | 0 | 0 | 0 | 0 | 0 | 0 | 0 | 0 | 0 | 0 | 0 | 0 | 0 | 0.0002 | 0.0002 | 0.0005 | 0.0006 | 0.0007 | 0.001 | 0.0011 | 0.0012 | 0.0012 | 0.0012 | 0.0012 | 0.0014 | 0.0013 | 0.0014 | 0.0014 | 0.0013 | 0.0014 | 0.0014 | 0.0013 | 0.0013 | 0.0013 | 0.0013 | 0.0012 | 0.0012 | 0.0012 | 0.0012 | 0.0012 | 0.0011 | 0.0011 | 0.0011 | 0.0011 | 0.0011 | 0.001 | 0.001
Northwest | Other Family | Minimum | September | Lighting | LDCEU/TDEF | Electric Load with Losses, Incl. Cogeneration | MW | 0 | 0 | 0 | 0 | 0 | 0 | 0 | 0 | 0 | 0 | 0 | 0 | 0 | 0 | 0 | 0 | 0 | 0 | 0 | 0 | 0 | 0 | 0 | 0 | -0.1268 | -0.1917 | -0.2491 | -0.2996 | -0.2691 | -0.2416 | -0.2168 | -0.1946 | -0.1747 | -0.1567 | -0.1407 | -0.1262 | -0.1132 | -0.1016 | -0.0912 | -0.0817 | -0.0733 | -0.0658 | -0.059 | -0.0529 | -0.0475 | -0.0426 | -0.0382 | -0.0342 | -0.0307 | -0.0275 | -0.0247 | -0.0221 | -0.0198 | -0.0178 | -0.0159 | -0.0143 | -0.0128 | -0.0115
Northwest | Other Family | Minimum | September | Refrigeration | LDCEU/TDEF | Electric Load with Losses, Incl. Cogeneration | MW | 0 | 0 | 0 | 0 | 0 | 0 | 0 | 0 | 0 | 0 | 0 | 0 | 0 | 0 | 0 | 0 | 0 | 0 | 0 | 0 | 0 | 0 | 0 | 0 | 0 | 0 | 0 | 0 | 0 | 0 | 0 | 0 | 0 | 0 | 0 | 0 | 0 | 0 | 0 | 0 | 0 | 0 | 0 | 0 | 0 | 0 | 0 | 0 | 0 | 0 | 0 | 0 | 0 | 0 | 0 | 0 | 0 | 0
Northwest | Other Family | Minimum | September | Freezer | LDCEU/TDEF | Electric Load with Losses, Incl. Cogeneration | MW | 0 | 0 | 0 | 0 | 0 | 0 | 0 | 0 | 0 | 0 | 0 | 0 | 0 | 0 | 0 | 0 | 0 | 0 | 0 | 0 | 0 | 0 | 0 | 0 | -0.0438 | -0.0832 | -0.1192 | -0.1519 | -0.1819 | -0.2089 | -0.2336 | -0.2555 | -0.2758 | -0.2936 | -0.3096 | -0.3237 | -0.3364 | -0.3473 | -0.3569 | -0.3651 | -0.3723 | -0.3781 | -0.3831 | -0.3871 | -0.3901 | -0.3924 | -0.3939 | -0.3947 | -0.3949 | -0.3945 | -0.3935 | -0.392 | -0.3901 | -0.3878 | -0.3851 | -0.3821 | -0.3788 | -0.3752
Northwest | Other Family | Minimum | September | Clothes Washer | LDCEU/TDEF | Electric Load with Losses, Incl. Cogeneration | MW | 0 | 0 | 0 | 0 | 0 | 0 | 0 | 0 | 0 | 0 | 0 | 0 | 0 | 0 | 0 | 0 | 0 | 0 | 0 | 0 | 0 | 0 | 0 | 0 | 0 | 0 | 0 | 0 | 0 | 0 | 0 | 0 | 0 | 0 | 0 | 0 | 0 | 0 | 0 | 0 | 0 | 0 | 0 | 0 | 0 | 0 | 0 | 0 | 0 | 0 | 0 | 0 | 0 | 0 | 0 | 0 | 0 | 0
Northwest | Other Family | Minimum | September | Clothes Dryer | LDCEU/TDEF | Electric Load with Losses, Incl. Cogeneration | MW | 0 | 0 | 0 | 0 | 0 | 0 | 0 | 0 | 0 | 0 | 0 | 0 | 0 | 0 | 0 | 0 | 0 | 0 | 0 | 0 | 0 | 0 | 0 | 0 | 0.0001 | 0.0002 | 0.0003 | 0.0005 | 0.0006 | 0.0007 | 0.0009 | 0.001 | 0.0011 | 0.0012 | 0.0014 | 0.0016 | 0.0017 | 0.0019 | 0.002 | 0.0023 | 0.0024 | 0.0026 | 0.0027 | 0.0029 | 0.0031 | 0.0033 | 0.0035 | 0.0037 | 0.0039 | 0.004 | 0.0042 | 0.0045 | 0.0047 | 0.0048 | 0.0051 | 0.0053 | 0.0055 | 0.0058
Northwest | Other Family | Minimum | September | Dishwasher | LDCEU/TDEF | Electric Load with Losses, Incl. Cogeneration | MW | 0 | 0 | 0 | 0 | 0 | 0 | 0 | 0 | 0 | 0 | 0 | 0 | 0 | 0 | 0 | 0 | 0 | 0 | 0 | 0 | 0 | 0 | 0 | 0 | 0 | 0 | 0 | 0 | 0 | 0 | 0 | 0 | 0 | 0 | 0 | 0 | 0 | 0 | 0 | 0 | 0 | 0 | 0 | 0 | 0 | 0 | 0 | 0 | 0 | 0 | 0 | 0 | 0 | 0 | 0 | 0 | 0 | 0
Northwest | Other Family | Minimum | September | Cooking | LDCEU/TDEF | Electric Load with Losses, Incl. Cogeneration | MW | 0 | 0 | 0 | 0 | 0 | 0 | 0 | 0 | 0 | 0 | 0 | 0 | 0 | 0 | 0 | 0 | 0 | 0 | 0 | 0 | 0 | 0 | 0 | 0 | 0 | 0 | -0.0472 | -0.0897 | -0.1282 | -0.1623 | -0.1928 | -0.2195 | -0.2434 | -0.2639 | -0.2817 | -0.2966 | -0.3094 | -0.3196 | -0.3278 | -0.3338 | -0.3382 | -0.3406 | -0.3416 | -0.341 | -0.3391 | -0.3358 | -0.3313 | -0.3256 | -0.3189 | -0.3114 | -0.3028 | -0.2934 | -0.2833 | -0.2724 | -0.2609 | -0.2487 | -0.2361 | -0.223
Northwest | Other Family | Minimum | September | Air Conditioning | LDCEU/TDEF | Electric Load with Losses, Incl. Cogeneration | MW | -1.1688 | -3.2964 | -5.1714 | -1.1533 | -7.0554 | -11.8229 | -4.6206 | -4.6377 | -10.025 | -7.7889 | -14.3503 | -4.8754 | -5.6164 | -11.1148 | -6.0344 | -7.5825 | -17.7505 | -8.6085 | -19.8994 | -9.6599 | -11.8683 | -14.0127 | -6.4569 | -6.4706 | -12.674 | -12.8045 | -13.1738 | -13.5375 | -13.8501 | -14.1542 | -14.5588 | -14.9321 | -15.2978 | -15.6327 | -15.9533 | -16.2588 | -16.5578 | -16.8326 | -17.103 | -17.3611 | -17.4617 | -17.5186 | -17.4941 | -17.4607 | -17.4262 | -17.3842 | -17.3355 | -17.2856 | -17.2305 | -17.1698 | -17.1103 | -17.0472 | -16.9807 | -16.9156 | -16.8466 | -16.7744 | -16.7036 | -16.6308
Northwest | Other Family | Minimum | September | Entertainment Center | LDCEU/TDEF | Electric Load with Losses, Incl. Cogeneration | MW | 0 | 0 | 0 | 0 | 0 | 0 | 0 | 0 | 0 | 0 | 0 | 0 | 0 | 0 | 0 | 0 | 0 | 0 | 0 | 0 | 0 | 0 | 0 | 0 | -0.2374 | -0.657 | -1.2092 | -1.8555 | -2.57 | -3.3236 | -4.1043 | -4.8931 | -5.6888 | -6.4712 | -7.244 | -7.9962 | -8.7357 | -9.446 | -10.1364 | -10.7995 | -11.4455 | -12.0583 | -12.6518 | -13.22 | -13.7648 | -14.2866 | -14.7861 | -15.264 | -15.721 | -16.1579 | -16.5753 | -16.9738 | -17.3544 | -17.7176 | -18.064 | -18.3944 | -18.7095 | -19.0097
Northwest | Other Family | Minimum | September | Other Non-Substitutables | LDCEU/TDEF | Electric Load with Losses, Incl. Cogeneration | MW | 0 | 0 | 0 | 0 | 0 | 0 | 0 | 0 | 0 | 0 | 0 | 0 | 0 | 0 | 0 | 0 | 0 | 0 | 0 | 0 | 0 | 0 | 0 | 0 | -3.0013 | -5.6934 | -8.0664 | -10.1539 | -12.0056 | -13.6214 | -15.0516 | -16.2986 | -17.4123 | -18.3722 | -19.221 | -19.9555 | -20.6127 | -21.1724 | -21.6648 | -22.0878 | -22.4665 | -22.7793 | -23.0562 | -23.2915 | -23.4917 | -23.661 | -23.8029 | -23.9204 | -24.0164 | -24.0933 | -24.1532 | -24.1981 | -24.2296 | -24.2491 | -24.2581 | -24.2577 | -24.2487 | -24.2323
Northwest | Other Family | Minimum | September | Water Heating Over 55 | LDCEU/TDEF | Electric Load with Losses, Incl. Cogeneration | MW | 0 | 0 | 0 | 0 | 0 | 0 | 0 | 0 | 0 | 0 | 0 | 0 | 0 | 0 | 0 | 0 | 0 | 0 | 0 | 0 | 0 | 0 | 0 | 0 | 0 | 0 | 0 | 0 | 0 | 0 | 0 | 0 | 0 | 0 | 0 | 0 | 0 | 0 | 0 | 0 | 0 | 0 | 0 | 0 | 0 | 0 | 0 | 0 | 0 | 0 | 0 | 0 | 0 | 0 | 0 | 0 | 0 | 0
Northwest | Other Family | Minimum | October | Space Heating | LDCEU/TDEF | Electric Load with Losses, Incl. Cogeneration | MW | -3.9652 | -7.3601 | -11.1666 | -15.4071 | -17.3529 | -20.0298 | -25.0269 | -25.5876 | -28.1651 | -33.2153 | -23.3324 | -30.6933 | -31.5284 | -34.1902 | -14.6849 | -15.3078 | -15.8213 | -12.2172 | -13.717 | -14.5193 | -16.0638 | -10.1677 | -10.068 | -13.9957 | -14.2342 | -14.0167 | -14.7071 | -15.3497 | -15.9653 | -16.5263 | -17.0615 | -17.5514 | -18.0248 | -18.4461 | -18.8392 | -19.1975 | -19.5412 | -19.8397 | -20.1159 | -20.3618 | -20.5937 | -20.7885 | -20.9631 | -21.1157 | -21.2477 | -21.3583 | -21.4486 | -21.5213 | -21.5758 | -21.6133 | -21.6363 | -21.6436 | -21.6361 | -21.6162 | -21.5825 | -21.5357 | -21.4782 | -21.4093
Northwest | Other Family | Minimum | October | Water Heating Under 55 | LDCEU/TDEF | Electric Load with Losses, Incl. Cogeneration | MW | 0 | 0 | 0 | 0 | 0 | 0 | 0 | 0 | 0 | 0 | 0 | 0 | 0 | 0 | 0 | 0 | 0 | 0 | 0 | 0 | 0 | 0 | 0 | 0 | 0.0002 | 0.0005 | 0.001 | 0.0013 | 0.0016 | 0.002 | 0.0022 | 0.0024 | 0.0025 | 0.0026 | 0.0026 | 0.0028 | 0.0028 | 0.0028 | 0.0028 | 0.0028 | 0.0028 | 0.0028 | 0.0028 | 0.0027 | 0.0027 | 0.0027 | 0.0026 | 0.0026 | 0.0025 | 0.0025 | 0.0024 | 0.0024 | 0.0023 | 0.0023 | 0.0022 | 0.0021 | 0.0021 | 0.002
Northwest | Other Family | Minimum | October | Lighting | LDCEU/TDEF | Electric Load with Losses, Incl. Cogeneration | MW | 0 | 0 | 0 | 0 | 0 | 0 | 0 | 0 | 0 | 0 | 0 | 0 | 0 | 0 | 0 | 0 | 0 | 0 | 0 | 0 | 0 | 0 | 0 | 0 | -0.1401 | -0.212 | -0.2754 | -0.3312 | -0.2974 | -0.2671 | -0.2397 | -0.2152 | -0.1932 | -0.1733 | -0.1555 | -0.1395 | -0.1251 | -0.1123 | -0.1007 | -0.0904 | -0.0811 | -0.0728 | -0.0653 | -0.0585 | -0.0525 | -0.0471 | -0.0422 | -0.0379 | -0.0339 | -0.0304 | -0.0273 | -0.0245 | -0.0219 | -0.0197 | -0.0177 | -0.0158 | -0.0142 | -0.0127
Northwest | Other Family | Minimum | October | Refrigeration | LDCEU/TDEF | Electric Load with Losses, Incl. Cogeneration | MW | 0 | 0 | 0 | 0 | 0 | 0 | 0 | 0 | 0 | 0 | 0 | 0 | 0 | 0 | 0 | 0 | 0 | 0 | 0 | 0 | 0 | 0 | 0 | 0 | 0 | 0 | 0 | 0 | 0 | 0 | 0 | 0 | 0 | 0 | 0 | 0 | 0 | 0 | 0 | 0 | 0 | 0 | 0 | 0 | 0 | 0 | 0 | 0 | 0 | 0 | 0 | 0 | 0 | 0 | 0 | 0 | 0 | 0
Northwest | Other Family | Minimum | October | Freezer | LDCEU/TDEF | Electric Load with Losses, Incl. Cogeneration | MW | 0 | 0 | 0 | 0 | 0 | 0 | 0 | 0 | 0 | 0 | 0 | 0 | 0 | 0 | 0 | 0 | 0 | 0 | 0 | 0 | 0 | 0 | 0 | 0 | -0.0464 | -0.0884 | -0.1268 | -0.1618 | -0.194 | -0.2229 | -0.2494 | -0.273 | -0.2949 | -0.314 | -0.3313 | -0.3466 | -0.3604 | -0.3723 | -0.3828 | -0.3919 | -0.3999 | -0.4063 | -0.4119 | -0.4164 | -0.4199 | -0.4226 | -0.4244 | -0.4255 | -0.426 | -0.4257 | -0.425 | -0.4237 | -0.4219 | -0.4196 | -0.417 | -0.414 | -0.4106 | -0.4069
Northwest | Other Family | Minimum | October | Clothes Washer | LDCEU/TDEF | Electric Load with Losses, Incl. Cogeneration | MW | 0 | 0 | 0 | 0 | 0 | 0 | 0 | 0 | 0 | 0 | 0 | 0 | 0 | 0 | 0 | 0 | 0 | 0 | 0 | 0 | 0 | 0 | 0 | 0 | 0 | 0 | 0 | 0 | 0 | 0 | 0 | 0 | 0 | 0 | 0 | 0 | 0 | 0 | 0 | 0 | 0 | 0 | 0 | 0 | 0 | 0 | 0 | 0 | 0 | 0 | 0 | 0 | 0 | 0 | 0 | 0 | 0 | 0
Northwest | Other Family | Minimum | October | Clothes Dryer | LDCEU/TDEF | Electric Load with Losses, Incl. Cogeneration | MW | 0 | 0 | 0 | 0 | 0 | 0 | 0 | 0 | 0 | 0 | 0 | 0 | 0 | 0 | 0 | 0 | 0 | 0 | 0 | 0 | 0 | 0 | 0 | 0 | 0.0001 | 0.0003 | 0.0003 | 0.0005 | 0.0007 | 0.0008 | 0.001 | 0.0011 | 0.0012 | 0.0014 | 0.0016 | 0.0017 | 0.0019 | 0.0021 | 0.0023 | 0.0025 | 0.0027 | 0.0028 | 0.003 | 0.0033 | 0.0035 | 0.0036 | 0.0038 | 0.0041 | 0.0043 | 0.0045 | 0.0047 | 0.005 | 0.0052 | 0.0054 | 0.0057 | 0.0059 | 0.0061 | 0.0064
Northwest | Other Family | Minimum | October | Dishwasher | LDCEU/TDEF | Electric Load with Losses, Incl. Cogeneration | MW | 0 | 0 | 0 | 0 | 0 | 0 | 0 | 0 | 0 | 0 | 0 | 0 | 0 | 0 | 0 | 0 | 0 | 0 | 0 | 0 | 0 | 0 | 0 | 0 | 0 | 0 | 0 | 0 | 0 | 0 | 0 | 0 | 0 | 0 | 0 | 0 | 0 | 0 | 0 | 0 | 0 | 0 | 0 | 0 | 0 | 0 | 0 | 0 | 0 | 0 | 0 | 0 | 0 | 0 | 0 | 0 | 0 | 0
Northwest | Other Family | Minimum | October | Cooking | LDCEU/TDEF | Electric Load with Losses, Incl. Cogeneration | MW | 0 | 0 | 0 | 0 | 0 | 0 | 0 | 0 | 0 | 0 | 0 | 0 | 0 | 0 | 0 | 0 | 0 | 0 | 0 | 0 | 0 | 0 | 0 | 0 | 0 | 0 | -0.0522 | -0.0991 | -0.1416 | -0.1792 | -0.2129 | -0.2425 | -0.2689 | -0.2915 | -0.3111 | -0.3276 | -0.3417 | -0.353 | -0.362 | -0.3687 | -0.3735 | -0.3762 | -0.3772 | -0.3766 | -0.3743 | -0.3707 | -0.3657 | -0.3595 | -0.3521 | -0.3436 | -0.3342 | -0.3238 | -0.3126 | -0.3005 | -0.2879 | -0.2744 | -0.2604 | -0.246
Northwest | Other Family | Minimum | October | Air Conditioning | LDCEU/TDEF | Electric Load with Losses, Incl. Cogeneration | MW | 0 | 0 | 0 | 0 | 0 | 0 | 0 | 0 | 0 | 0 | -0.1219 | 0 | 0 | 0 | 0 | 0 | 0 | 0 | 0 | 0 | 0 | 0 | -0.2513 | 0 | -0.0329 | -0.0328 | -0.0337 | -0.0344 | -0.0351 | -0.0358 | -0.0367 | -0.0375 | -0.0383 | -0.039 | -0.0397 | -0.0402 | -0.0407 | -0.0412 | -0.0416 | -0.0419 | -0.0422 | -0.0423 | -0.0422 | -0.0421 | -0.0419 | -0.0417 | -0.0416 | -0.0413 | -0.0412 | -0.0409 | -0.0406 | -0.0403 | -0.04 | -0.0397 | -0.0395 | -0.0391 | -0.0388 | -0.0385
Northwest | Other Family | Minimum | October | Entertainment Center | LDCEU/TDEF | Electric Load with Losses, Incl. Cogeneration | MW | 0 | 0 | 0 | 0 | 0 | 0 | 0 | 0 | 0 | 0 | 0 | 0 | 0 | 0 | 0 | 0 | 0 | 0 | 0 | 0 | 0 | 0 | 0 | 0 | -0.1859 | -0.5146 | -0.9472 | -1.4534 | -2.013 | -2.6034 | -3.2151 | -3.833 | -4.4564 | -5.0693 | -5.675 | -6.2643 | -6.8436 | -7.4004 | -7.9412 | -8.4612 | -8.9672 | -9.4474 | -9.9128 | -10.3582 | -10.7853 | -11.1944 | -11.586 | -11.9608 | -12.3192 | -12.6617 | -12.9891 | -13.3018 | -13.6002 | -13.8851 | -14.157 | -14.4163 | -14.6634 | -14.8991
Northwest | Other Family | Minimum | October | Other Non-Substitutables | LDCEU/TDEF | Electric Load with Losses, Incl. Cogeneration | MW | 0 | 0 | 0 | 0 | 0 | 0 | 0 | 0 | 0 | 0 | 0 | 0 | 0 | 0 | 0 | 0 | 0 | 0 | 0 | 0 | 0 | 0 | 0 | 0 | -3.0049 | -5.7008 | -8.0767 | -10.1674 | -12.0208 | -13.6387 | -15.0714 | -16.3201 | -17.4355 | -18.3965 | -19.2474 | -19.9829 | -20.6405 | -21.2019 | -21.6951 | -22.1195 | -22.4983 | -22.8118 | -23.0901 | -23.3262 | -23.5271 | -23.6971 | -23.8396 | -23.9578 | -24.0544 | -24.1319 | -24.1925 | -24.2379 | -24.27 | -24.2901 | -24.2995 | -24.2996 | -24.2912 | -24.2753
Northwest | Other Family | Minimum | October | Water Heating Over 55 | LDCEU/TDEF | Electric Load with Losses, Incl. Cogeneration | MW | 0 | 0 | 0 | 0 | 0 | 0 | 0 | 0 | 0 | 0 | 0 | 0 | 0 | 0 | 0 | 0 | 0 | 0 | 0 | 0 | 0 | 0 | 0 | 0 | 0 | 0 | 0 | 0 | 0 | 0 | 0 | 0 | 0 | 0 | 0 | 0 | 0 | 0 | 0 | 0 | 0 | 0 | 0 | 0 | 0 | 0 | 0 | 0 | 0 | 0 | 0 | 0 | 0 | 0 | 0 | 0 | 0 | 0
Northwest | Other Family | Minimum | November | Space Heating | LDCEU/TDEF | Electric Load with Losses, Incl. Cogeneration | MW | -24.8053 | -35.7935 | -39.2913 | -68.1371 | -65.5024 | -78.9255 | -89.7635 | -130.9836 | -103.6994 | -122.3028 | -154.0555 | -145.0374 | -162.8211 | -146.7656 | -60.8928 | -54.8827 | -59.5712 | -64.0421 | -67.0835 | -59.022 | -64.4983 | -66.5426 | -68.8339 | -52.8173 | -65.7414 | -64.7516 | -67.9077 | -70.8422 | -73.6436 | -76.1932 | -78.6271 | -80.8476 | -82.9877 | -84.8865 | -86.6555 | -88.2595 | -89.7913 | -91.1181 | -92.3395 | -93.4218 | -94.435 | -95.279 | -96.0329 | -96.6833 | -97.2383 | -97.6958 | -98.0609 | -98.3455 | -98.5473 | -98.6725 | -98.7313 | -98.7201 | -98.6419 | -98.5077 | -98.3117 | -98.0583 | -97.7566 | -97.4039
Northwest | Other Family | Minimum | November | Water Heating Under 55 | LDCEU/TDEF | Electric Load with Losses, Incl. Cogeneration | MW | 0 | 0 | 0 | 0 | 0 | 0 | 0 | 0 | 0 | 0 | 0 | 0 | 0 | 0 | 0 | 0 | 0 | 0 | 0 | 0 | 0 | 0 | 0 | 0 | 0.0004 | 0.0008 | 0.0014 | 0.0018 | 0.0022 | 0.0027 | 0.0031 | 0.0033 | 0.0035 | 0.0035 | 0.0036 | 0.0037 | 0.0037 | 0.0038 | 0.0038 | 0.0039 | 0.0039 | 0.0038 | 0.0038 | 0.0037 | 0.0037 | 0.0037 | 0.0035 | 0.0035 | 0.0034 | 0.0034 | 0.0033 | 0.0032 | 0.0032 | 0.003 | 0.003 | 0.0029 | 0.0028 | 0.0028
Northwest | Other Family | Minimum | November | Lighting | LDCEU/TDEF | Electric Load with Losses, Incl. Cogeneration | MW | 0 | 0 | 0 | 0 | 0 | 0 | 0 | 0 | 0 | 0 | 0 | 0 | 0 | 0 | 0 | 0 | 0 | 0 | 0 | -0.0001 | 0 | 0 | 0 | 0 | -0.143 | -0.2163 | -0.281 | -0.338 | -0.3036 | -0.2725 | -0.2446 | -0.2196 | -0.197 | -0.1769 | -0.1587 | -0.1424 | -0.1278 | -0.1146 | -0.1028 | -0.0923 | -0.0827 | -0.0743 | -0.0666 | -0.0597 | -0.0536 | -0.048 | -0.0431 | -0.0386 | -0.0346 | -0.031 | -0.0278 | -0.0249 | -0.0224 | -0.0201 | -0.018 | -0.0161 | -0.0145 | -0.013
Northwest | Other Family | Minimum | November | Refrigeration | LDCEU/TDEF | Electric Load with Losses, Incl. Cogeneration | MW | 0 | 0 | 0 | 0 | 0 | 0 | 0 | 0 | 0 | 0 | 0 | 0 | 0 | 0 | 0 | 0 | 0 | 0 | 0 | 0 | 0 | 0 | 0 | 0 | 0 | 0 | 0 | 0 | 0 | 0 | 0 | 0 | 0 | 0 | 0 | 0 | 0 | 0 | 0 | 0 | 0 | 0 | 0 | 0 | 0 | 0 | 0 | 0 | 0 | 0 | 0 | 0 | 0 | 0 | 0 | 0 | 0 | 0
Northwest | Other Family | Minimum | November | Freezer | LDCEU/TDEF | Electric Load with Losses, Incl. Cogeneration | MW | 0 | 0 | 0 | 0 | 0 | 0 | 0 | 0 | 0 | 0 | 0 | 0 | 0 | 0 | 0 | 0 | 0 | 0 | 0 | 0 | 0 | 0 | 0 | 0 | -0.0384 | -0.0733 | -0.1053 | -0.1344 | -0.1612 | -0.1853 | -0.2074 | -0.2272 | -0.2454 | -0.2615 | -0.276 | -0.2889 | -0.3005 | -0.3105 | -0.3194 | -0.3271 | -0.3338 | -0.3393 | -0.3441 | -0.348 | -0.3511 | -0.3534 | -0.3551 | -0.3562 | -0.3567 | -0.3566 | -0.3561 | -0.3552 | -0.3539 | -0.3521 | -0.3499 | -0.3476 | -0.3449 | -0.342
Northwest | Other Family | Minimum | November | Clothes Washer | LDCEU/TDEF | Electric Load with Losses, Incl. Cogeneration | MW | 0 | 0 | 0 | 0 | 0 | 0 | 0 | 0 | 0 | 0 | 0 | 0 | 0 | 0 | 0 | 0 | 0 | 0 | 0 | 0 | 0 | 0 | 0 | 0 | 0 | 0 | 0 | 0 | 0 | 0 | 0 | 0 | 0 | 0 | 0 | 0 | 0 | 0 | 0 | 0 | 0 | 0 | 0 | 0 | 0 | 0 | 0 | 0 | 0 | 0 | 0 | 0 | 0 | 0 | 0 | 0 | 0 | 0
Northwest | Other Family | Minimum | November | Clothes Dryer | LDCEU/TDEF | Electric Load with Losses, Incl. Cogeneration | MW | 0 | 0 | 0 | 0 | 0 | 0 | 0 | 0 | 0 | 0 | 0 | 0 | 0 | 0 | 0 | 0 | 0 | 0 | 0 | 0 | 0 | 0 | 0 | 0 | 0.0001 | 0.0004 | 0.0006 | 0.0008 | 0.001 | 0.0013 | 0.0015 | 0.0018 | 0.002 | 0.0023 | 0.0025 | 0.0028 | 0.0031 | 0.0034 | 0.0038 | 0.004 | 0.0043 | 0.0046 | 0.0049 | 0.0053 | 0.0056 | 0.006 | 0.0062 | 0.0066 | 0.0069 | 0.0073 | 0.0077 | 0.0081 | 0.0084 | 0.0087 | 0.0091 | 0.0095 | 0.0099 | 0.0103
Northwest | Other Family | Minimum | November | Dishwasher | LDCEU/TDEF | Electric Load with Losses, Incl. Cogeneration | MW | 0 | 0 | 0 | 0 | 0 | 0 | 0 | 0 | 0 | 0 | 0 | 0 | 0 | 0 | 0 | 0 | 0 | 0 | 0 | 0 | 0 | 0 | 0 | 0 | 0 | 0 | 0 | 0 | 0 | 0 | 0 | 0 | 0 | 0 | 0 | 0 | 0 | 0 | 0 | 0 | 0 | 0 | 0 | 0 | 0 | 0 | 0 | 0 | 0 | 0 | 0 | 0 | 0 | 0 | 0 | 0 | 0 | 0
Northwest | Other Family | Minimum | November | Cooking | LDCEU/TDEF | Electric Load with Losses, Incl. Cogeneration | MW | 0 | 0 | 0 | 0 | 0 | 0 | 0 | 0 | 0 | 0 | 0 | 0 | 0 | 0 | 0 | 0 | 0 | 0 | 0 | 0 | 0 | 0 | 0 | 0 | 0 | 0 | -0.0619 | -0.1177 | -0.1683 | -0.2129 | -0.2529 | -0.2879 | -0.3193 | -0.3461 | -0.3694 | -0.3889 | -0.4056 | -0.419 | -0.4296 | -0.4375 | -0.4433 | -0.4464 | -0.4476 | -0.4467 | -0.4441 | -0.4397 | -0.4337 | -0.4263 | -0.4175 | -0.4075 | -0.3962 | -0.3838 | -0.3704 | -0.3561 | -0.341 | -0.325 | -0.3083 | -0.2913
Northwest | Other Family | Minimum | November | Air Conditioning | LDCEU/TDEF | Electric Load with Losses, Incl. Cogeneration | MW | 0 | 0 | 0 | 0 | 0 | 0 | 0 | 0 | 0 | 0 | 0 | 0 | 0 | 0 | 0 | 0 | 0 | 0 | 0 | 0 | 0 | 0 | 0 | 0 | 0 | 0 | 0 | 0 | 0 | 0 | 0 | 0 | 0 | 0 | 0 | 0 | 0 | 0 | 0 | 0 | 0 | 0 | 0 | 0 | 0 | 0 | 0 | 0 | 0 | 0 | 0 | 0 | 0 | 0 | 0 | 0 | 0 | 0
Northwest | Other Family | Minimum | November | Entertainment Center | LDCEU/TDEF | Electric Load with Losses, Incl. Cogeneration | MW | 0 | 0 | 0 | 0 | 0 | 0 | 0 | 0 | 0 | 0 | 0 | 0 | 0 | 0 | 0 | 0 | 0 | 0 | 0 | 0 | 0 | 0 | 0 | 0 | -0.1931 | -0.5343 | -0.9833 | -1.509 | -2.0898 | -2.7025 | -3.3376 | -3.979 | -4.626 | -5.2621 | -5.8908 | -6.5025 | -7.1034 | -7.6815 | -8.2427 | -8.7823 | -9.3072 | -9.8055 | -10.2886 | -10.7507 | -11.1938 | -11.6183 | -12.0247 | -12.4134 | -12.7852 | -13.1406 | -13.4803 | -13.8046 | -14.1142 | -14.4098 | -14.6917 | -14.9607 | -15.2171 | -15.4615
Northwest | Other Family | Minimum | November | Other Non-Substitutables | LDCEU/TDEF | Electric Load with Losses, Incl. Cogeneration | MW | 0 | 0 | 0 | 0 | 0 | 0 | 0 | 0 | 0 | 0 | 0 | 0 | 0 | 0 | 0 | 0 | 0 | 0 | 0 | 0 | 0 | 0 | 0 | 0 | -2.9876 | -5.6683 | -8.0301 | -10.1092 | -11.9511 | -13.5594 | -14.9839 | -16.2251 | -17.3337 | -18.2889 | -19.1349 | -19.8658 | -20.5186 | -21.0771 | -21.5668 | -21.9889 | -22.3647 | -22.6761 | -22.9528 | -23.1871 | -23.3867 | -23.5556 | -23.697 | -23.8143 | -23.9102 | -23.987 | -24.0471 | -24.092 | -24.1237 | -24.1436 | -24.1529 | -24.1528 | -24.1443 | -24.1284
Northwest | Other Family | Minimum | November | Water Heating Over 55 | LDCEU/TDEF | Electric Load with Losses, Incl. Cogeneration | MW | 0 | 0 | 0 | 0 | 0 | 0 | 0 | 0 | 0 | 0 | 0 | 0 | 0 | 0 | 0 | 0 | 0 | 0 | 0 | 0 | 0 | 0 | 0 | 0 | 0 | 0 | 0 | 0 | 0 | 0 | 0 | 0 | 0 | 0 | 0 | 0 | 0 | 0 | 0 | 0 | 0 | 0 | 0 | 0 | 0 | 0 | 0 | 0 | 0 | 0 | 0 | 0 | 0 | 0 | 0 | 0 | 0 | 0
Northwest | Other Family | Minimum | December | Space Heating | LDCEU/TDEF | Electric Load with Losses, Incl. Cogeneration | MW | -27.4687 | -41.9228 | -61.0164 | -93.2796 | -99.204 | -123.8609 | -136.1241 | -160.5661 | -158.1054 | -159.7749 | -176.4148 | -181.435 | -207.286 | -200.1748 | -82.6845 | -98.6971 | -96.341 | -78.4381 | -86.7181 | -85.0508 | -97.471 | -78.1488 | -85.251 | -107.2089 | -93.0421 | -91.6647 | -96.154 | -100.3282 | -104.3097 | -107.9343 | -111.3958 | -114.5523 | -117.593 | -120.2913 | -122.8043 | -125.0817 | -127.2542 | -129.1365 | -130.8683 | -132.4025 | -133.8357 | -135.0299 | -136.0958 | -137.0143 | -137.7964 | -138.4403 | -138.9529 | -139.3506 | -139.6309 | -139.8025 | -139.8797 | -139.8573 | -139.7404 | -139.5433 | -139.2592 | -138.8936 | -138.4594 | -137.9534
Northwest | Other Family | Minimum | December | Water Heating Under 55 | LDCEU/TDEF | Electric Load with Losses, Incl. Cogeneration | MW | 0 | 0 | 0 | 0 | 0 | 0 | 0 | 0 | 0 | 0 | 0 | 0 | 0 | 0 | 0 | 0 | 0 | 0 | 0 | 0 | 0 | 0 | 0 | 0 | 0.0006 | 0.0012 | 0.0021 | 0.0026 | 0.0033 | 0.0041 | 0.0046 | 0.005 | 0.0053 | 0.0054 | 0.0055 | 0.0056 | 0.0057 | 0.0057 | 0.0059 | 0.0059 | 0.0058 | 0.0058 | 0.0058 | 0.0057 | 0.0055 | 0.0055 | 0.0054 | 0.0053 | 0.0052 | 0.0051 | 0.0049 | 0.0049 | 0.0047 | 0.0047 | 0.0046 | 0.0045 | 0.0043 | 0.0042
Northwest | Other Family | Minimum | December | Lighting | LDCEU/TDEF | Electric Load with Losses, Incl. Cogeneration | MW | 0 | 0 | 0 | 0 | 0 | 0 | 0 | 0 | 0 | 0 | 0 | 0 | 0 | 0 | 0 | 0 | 0 | 0 | 0 | 0 | 0 | 0 | 0 | 0 | -0.1461 | -0.2211 | -0.2872 | -0.3455 | -0.3102 | -0.2784 | -0.25 | -0.2244 | -0.2014 | -0.1807 | -0.1622 | -0.1455 | -0.1305 | -0.1171 | -0.1051 | -0.0943 | -0.0846 | -0.0758 | -0.068 | -0.0611 | -0.0547 | -0.0491 | -0.044 | -0.0395 | -0.0354 | -0.0317 | -0.0285 | -0.0255 | -0.0229 | -0.0205 | -0.0184 | -0.0165 | -0.0148 | -0.0133
Northwest | Other Family | Minimum | December | Refrigeration | LDCEU/TDEF | Electric Load with Losses, Incl. Cogeneration | MW | 0 | 0 | 0 | 0 | 0 | 0 | 0 | 0 | 0 | 0 | 0 | 0 | 0 | 0 | 0 | 0 | 0 | 0 | 0 | 0 | 0 | 0 | 0 | 0 | 0 | 0 | 0 | 0 | 0 | 0 | 0 | 0 | 0 | 0 | 0 | 0 | 0 | 0 | 0 | 0 | 0 | 0 | 0 | 0 | 0 | 0 | 0 | 0 | 0 | 0 | 0 | 0 | 0 | 0 | 0 | 0 | 0 | 0
Northwest | Other Family | Minimum | December | Freezer | LDCEU/TDEF | Electric Load with Losses, Incl. Cogeneration | MW | 0 | 0 | 0 | 0 | 0 | 0 | 0 | 0 | 0 | 0 | 0 | 0 | 0 | 0 | 0 | 0 | 0 | 0 | 0 | 0 | 0 | 0 | 0 | 0 | -0.0312 | -0.0595 | -0.0853 | -0.1089 | -0.1305 | -0.15 | -0.168 | -0.184 | -0.1987 | -0.2118 | -0.2235 | -0.2339 | -0.2433 | -0.2514 | -0.2586 | -0.2649 | -0.2703 | -0.2748 | -0.2787 | -0.2818 | -0.2844 | -0.2863 | -0.2876 | -0.2886 | -0.2889 | -0.2889 | -0.2885 | -0.2878 | -0.2866 | -0.2852 | -0.2836 | -0.2817 | -0.2795 | -0.2771
Northwest | Other Family | Minimum | December | Clothes Washer | LDCEU/TDEF | Electric Load with Losses, Incl. Cogeneration | MW | 0 | 0 | 0 | 0 | 0 | 0 | 0 | 0 | 0 | 0 | 0 | 0 | 0 | 0 | 0 | 0 | 0 | 0 | 0 | 0 | 0 | 0 | 0 | 0 | 0 | 0 | 0 | 0 | 0 | 0 | 0 | 0 | 0 | 0 | 0 | 0 | 0 | 0 | 0 | 0 | 0 | 0 | 0 | 0 | 0 | 0 | 0 | 0 | 0 | 0 | 0 | 0 | 0 | 0 | 0 | 0 | 0 | 0
Northwest | Other Family | Minimum | December | Clothes Dryer | LDCEU/TDEF | Electric Load with Losses, Incl. Cogeneration | MW | 0 | 0 | 0 | 0 | 0 | 0 | 0 | 0 | 0 | 0 | 0 | 0 | 0 | 0 | 0 | 0 | 0 | 0 | 0 | 0 | 0 | 0 | 0 | 0 | 0.0002 | 0.0004 | 0.0006 | 0.0009 | 0.0012 | 0.0014 | 0.0017 | 0.002 | 0.0023 | 0.0026 | 0.0029 | 0.0032 | 0.0036 | 0.0038 | 0.0042 | 0.0045 | 0.0049 | 0.0053 | 0.0056 | 0.006 | 0.0064 | 0.0067 | 0.007 | 0.0075 | 0.0079 | 0.0083 | 0.0087 | 0.0091 | 0.0096 | 0.0099 | 0.0104 | 0.0108 | 0.0113 | 0.0117
Northwest | Other Family | Minimum | December | Dishwasher | LDCEU/TDEF | Electric Load with Losses, Incl. Cogeneration | MW | 0 | 0 | 0 | 0 | 0 | 0 | 0 | 0 | 0 | 0 | 0 | 0 | 0 | 0 | 0 | 0 | 0 | 0 | 0 | 0 | 0 | 0 | 0 | 0 | 0 | 0 | 0 | 0 | 0 | 0 | 0 | 0 | 0 | 0 | 0 | 0 | 0 | 0 | 0 | 0 | 0 | 0 | 0 | 0 | 0 | 0 | 0 | 0 | 0 | 0 | 0 | 0 | 0 | 0 | 0 | 0 | 0 | 0
Northwest | Other Family | Minimum | December | Cooking | LDCEU/TDEF | Electric Load with Losses, Incl. Cogeneration | MW | 0 | 0 | 0 | 0 | 0 | 0 | 0 | 0 | 0 | 0 | 0 | 0 | 0 | 0 | 0 | 0 | 0 | 0 | 0 | 0 | 0 | 0 | 0 | 0 | 0 | 0 | -0.0737 | -0.1402 | -0.2003 | -0.2534 | -0.301 | -0.3428 | -0.38 | -0.4119 | -0.4397 | -0.463 | -0.4829 | -0.4987 | -0.5114 | -0.5207 | -0.5277 | -0.5313 | -0.5327 | -0.5318 | -0.5286 | -0.5234 | -0.5164 | -0.5074 | -0.4969 | -0.485 | -0.4716 | -0.4569 | -0.4409 | -0.424 | -0.4059 | -0.3869 | -0.367 | -0.3467
Northwest | Other Family | Minimum | December | Air Conditioning | LDCEU/TDEF | Electric Load with Losses, Incl. Cogeneration | MW | 0 | 0 | 0 | 0 | 0 | 0 | 0 | 0 | 0 | 0 | 0 | 0 | 0 | 0 | 0 | 0 | 0 | 0 | 0 | 0 | 0 | 0 | 0 | 0 | 0 | 0 | 0 | 0 | 0 | 0 | 0 | 0 | 0 | 0 | 0 | 0 | 0 | 0 | 0 | 0 | 0 | 0 | 0 | 0 | 0 | 0 | 0 | 0 | 0 | 0 | 0 | 0 | 0 | 0 | 0 | 0 | 0 | 0
Northwest | Other Family | Minimum | December | Entertainment Center | LDCEU/TDEF | Electric Load with Losses, Incl. Cogeneration | MW | 0 | 0 | 0 | 0 | 0 | 0 | 0 | 0 | 0 | 0 | 0 | 0 | 0 | 0 | 0 | 0 | 0 | 0 | 0 | 0 | 0 | 0 | 0 | 0 | -0.2811 | -0.7779 | -1.4315 | -2.1969 | -3.0424 | -3.9345 | -4.8592 | -5.7928 | -6.7349 | -7.6609 | -8.5762 | -9.4666 | -10.3414 | -11.1829 | -11.9999 | -12.7855 | -13.5495 | -14.2749 | -14.9781 | -15.6509 | -16.2959 | -16.9138 | -17.5053 | -18.0713 | -18.6125 | -19.1298 | -19.6241 | -20.0963 | -20.547 | -20.9772 | -21.3876 | -21.7791 | -22.1524 | -22.5081
Northwest | Other Family | Minimum | December | Other Non-Substitutables | LDCEU/TDEF | Electric Load with Losses, Incl. Cogeneration | MW | 0 | 0 | 0 | 0 | 0 | 0 | 0 | 0 | 0 | 0 | 0 | 0 | 0 | 0 | 0 | 0 | 0 | 0 | 0 | 0 | 0 | 0 | 0 | 0 | -3.076 | -5.8359 | -8.2674 | -10.408 | -12.3043 | -13.96 | -15.4267 | -16.7044 | -17.8457 | -18.8292 | -19.7001 | -20.4526 | -21.1246 | -21.6995 | -22.2037 | -22.6383 | -23.025 | -23.3456 | -23.6303 | -23.8717 | -24.0772 | -24.2508 | -24.3965 | -24.5172 | -24.6158 | -24.695 | -24.7567 | -24.803 | -24.8357 | -24.8561 | -24.8656 | -24.8656 | -24.8569 | -24.8404
Northwest | Other Family | Minimum | December | Water Heating Over 55 | LDCEU/TDEF | Electric Load with Losses, Incl. Cogeneration | MW | 0 | 0 | 0 | 0 | 0 | 0 | 0 | 0 | 0 | 0 | 0 | 0 | 0 | 0 | 0 | 0 | 0 | 0 | 0 | 0 | 0 | 0 | 0 | 0 | 0 | 0 | 0 | 0 | 0 | 0 | 0 | 0 | 0 | 0 | 0 | 0 | 0 | 0 | 0 | 0 | 0 | 0 | 0 | 0 | 0 | 0 | 0 | 0 | 0 | 0 | 0 | 0 | 0 | 0 | 0 | 0 | 0 | 0
[8 empty] | 0 | 0 | 0 | 0 | 0 | 0 | 0 | 0 | 0 | 0 | 0 | 0 | 0 | 0 | 0 | 0 | 0 | 0 | 0 | 0 | 0 | 0 | 0 | 0 | 0 | 0 | 0 | 0 | 0 | 0 | 0 | 0 | 0 | 0 | 0 | 0 | 0 | 0 | 0 | 0 | 0 | 0 | 0 | 0 | 0 | 0 | 0 | 0 | 0 | 0 | 0 | 0 | 0 | 0 | 0 | 0 | 0 | 0
Area | Sector | Day | Month | Enduse | Variable | Descriptor | Units | 1993 | 1994 | 1995 | 1996 | 1997 | 1998 | 1999 | 2000 | 2001 | 2002 | 2003 | 2004 | 2005 | 2006 | 2007 | 2008 | 2009 | 2010 | 2011 | 2012 | 2013 | 2014 | 2015 | 2016 | 2017 | 2018 | 2019 | 2020 | 2021 | 2022 | 2023 | 2024 | 2025 | 2026 | 2027 | 2028 | 2029 | 2030 | 2031 | 2032 | 2033 | 2034 | 2035 | 2036 | 2037 | 2038 | 2039 | 2040 | 2041 | 2042 | 2043 | 2044 | 2045 | 2046 | 2047 | 2048 | 2049 | 2050
Northwest | Single Family | Peak | January | All | LDCEU/TDEF | Electric Load with Losses, Incl. Cogeneration | MW | -36.93 | -37.99 | -52.58 | -66.97 | -79.93 | -83.93 | -109.47 | -136.2 | -135.71 | -150.48 | -129.74 | -178.78 | -193.76 | -165.61 | -245.01 | -261.67 | -243.97 | -197.47 | -251.72 | -259.79 | -320.07 | -277.53 | -267.93 | -324.16 | -425.14 | -516.97 | -649.34 | -781.32 | -908.14 | -1031.67 | -1157.35 | -1277.8 | -1393.61 | -1504.96 | -1610.26 | -1712 | -1808.8 | -1901.92 | -1991.88 | -2076.64 | -2157.66 | -2236.56 | -2311.16 | -2381.93 | -2449.54 | -2513.84 | -2574.65 | -2632.7 | -2687.93 | -2740.4 | -2790.92 | -2839.66 | -2886.74 | -2932.22 | -2975.76 | -3017.51 | -3057.75 | -3096.41
Northwest | Single Family | Peak | February | All | LDCEU/TDEF | Electric Load with Losses, Incl. Cogeneration | MW | -65.05 | -88.25 | -91.39 | -128.59 | -147.2 | -152.33 | -216.53 | -233.61 | -273.57 | -279.97 | -288.38 | -302.97 | -370.74 | -375.89 | -390.29 | -423.22 | -464.3 | -384.84 | -534.02 | -479.58 | -550.7 | -616.03 | -459.18 | -520.82 | -690.33 | -752 | -867.98 | -981.14 | -1089.7 | -1193.59 | -1303.68 | -1407.38 | -1506 | -1600.23 | -1688.09 | -1773.1 | -1853.27 | -1930.26 | -2005 | -2074.55 | -2140.73 | -2205.67 | -2266.49 | -2323.86 | -2378.67 | -2430.5 | -2479.15 | -2525.51 | -2569.39 | -2610.88 | -2651.07 | -2689.91 | -2727.43 | -2763.84 | -2798.59 | -2831.77 | -2863.82 | -2894.46
Northwest | Single Family | Peak | March | All | LDCEU/TDEF | Electric Load with Losses, Incl. Cogeneration | MW | -53.26 | -71.501 | -105.73 | -120.04 | -149.01 | -162.81 | -234.45 | -258.18 | -249.66 | -330.79 | -267.96 | -273.71 | -322.86 | -382.41 | -362.64 | -495.53 | -519.29 | -435.14 | -508.18 | -547.83 | -548.93 | -541.86 | -466.905 | -605.07 | -687.08 | -747.68 | -862.12 | -974.11 | -1082.04 | -1185.55 | -1295.22 | -1398.69 | -1497.24 | -1591.49 | -1679.5 | -1764.71 | -1845.15 | -1922.46 | -1997.53 | -2067.49 | -2134.1 | -2199.47 | -2260.75 | -2318.59 | -2373.88 | -2426.21 | -2475.37 | -2522.24 | -2566.63 | -2608.61 | -2649.29 | -2688.61 | -2726.6 | -2763.48 | -2798.66 | -2832.31 | -2864.78 | -2895.86
Northwest | Single Family | Peak | April | All | LDCEU/TDEF | Electric Load with Losses, Incl. Cogeneration | MW | -45.219 | -55.965 | -89.356 | -89.015 | -123.681 | -135.554 | -188.821 | -167.346 | -229.418 | -227.323 | -248.8 | -204.625 | -281.835 | -274.08 | -334.206 | -444.09 | -387.643 | -390.556 | -488.95 | -369.252 | -462.814 | -446.823 | -499.842 | -371.528 | -559.427 | -615.185 | -711.443 | -804.482 | -892.915 | -976.941 | -1064.936 | -1147.421 | -1225.495 | -1299.716 | -1368.625 | -1435.035 | -1497.401 | -1557.115 | -1614.88 | -1668.464 | -1719.303 | -1769.065 | -1815.548 | -1859.259 | -1900.924 | -1940.22 | -1976.994 | -2011.958 | -2044.973 | -2076.086 | -2106.173 | -2135.19 | -2163.184 | -2190.313 | -2216.148 | -2240.775 | -2264.507 | -2287.176
Northwest | Single Family | Peak | May | All | LDCEU/TDEF | Electric Load with Losses, Incl. Cogeneration | MW | -25.409 | -45.203 | -59.814 | -107.737 | -65.732 | -130.25 | -194.473 | -173.858 | -154.891 | -230.787 | -206.831 | -195.884 | -204.896 | -215.641 | -280.38 | -299.548 | -301.272 | -409.819 | -477.2 | -376.273 | -372.163 | -339.827 | -355.476 | -374.309 | -483.519 | -531.573 | -614.952 | -695.921 | -773.414 | -847.294 | -924.501 | -997.054 | -1065.918 | -1131.556 | -1192.662 | -1251.683 | -1307.24 | -1360.527 | -1412.186 | -1460.208 | -1505.846 | -1550.601 | -1592.478 | -1631.959 | -1669.659 | -1705.298 | -1738.735 | -1770.598 | -1800.74 | -1829.207 | -1856.757 | -1883.35 | -1909.022 | -1933.928 | -1957.664 | -1980.325 | -2002.192 | -2023.091
Northwest | Single Family | Peak | June | All | LDCEU/TDEF | Electric Load with Losses, Incl. Cogeneration | MW | -39.356 | -60.382 | -112.568 | -105.92 | -126.54 | -206.894 | -120.935 | -337.111 | -115.298 | -423.645 | -667.763 | -523.913 | -231.83 | -605.331 | -337.085 | -165.215 | -581.235 | -158.098 | -128.217 | -122.288 | -298.239 | -240.427 | -1235.08 | -499.726 | -510.446 | -562.221 | -621.476 | -679.838 | -735.915 | -790.364 | -847.999 | -902.614 | -954.443 | -1003.545 | -1049.595 | -1093.892 | -1135.641 | -1175.418 | -1213.73 | -1249.768 | -1284.347 | -1318.555 | -1351.18 | -1382.388 | -1412.601 | -1441.541 | -1468.129 | -1489.898 | -1510.559 | -1530.077 | -1549.133 | -1567.51 | -1585.241 | -1602.651 | -1619.218 | -1630.829 | -1637.667 | -1643.837
Northwest | Single Family | Peak | July | All | LDCEU/TDEF | Electric Load with Losses, Incl. Cogeneration | MW | -21.888 | -143.179 | -167.916 | -264.049 | -188.928 | -433.084 | -192.074 | -268.633 | -258.23 | -485.339 | -644.866 | -620.35 | -512.768 | -653.532 | -718.437 | -425.035 | -718.246 | -388.866 | -229.358 | -349.715 | -518.763 | -656.205 | -730.76 | -414.152 | -592.316 | -641.154 | -695.949 | -750.304 | -802.994 | -854.513 | -910.339 | -963.336 | -1013.75 | -1061.603 | -1106.561 | -1149.977 | -1190.96 | -1230.074 | -1267.888 | -1303.551 | -1337.906 | -1372.132 | -1404.921 | -1436.425 | -1467.091 | -1496.587 | -1523.604 | -1545.031 | -1565.412 | -1584.699 | -1603.663 | -1621.988 | -1639.719 | -1657.236 | -1673.928 | -1684.697 | -1689.717 | -1694.068
Northwest | Single Family | Peak | August | All | LDCEU/TDEF | Electric Load with Losses, Incl. Cogeneration | MW | -32.379 | -62.782 | -44.288 | -115.569 | -181.671 | -187.084 | -191.571 | -151.759 | -222.307 | -202.834 | -298.052 | -332.753 | -320.407 | -252.279 | -224.01 | -259.091 | -260.196 | -214.509 | -261.79 | -307.57 | -283.966 | -350.548 | -317.342 | -387.973 | -366.089 | -418.373 | -478.124 | -538.44 | -597.601 | -655.905 | -716.382 | -774.585 | -830.592 | -884.343 | -935.384 | -984.746 | -1031.76 | -1076.913 | -1120.547 | -1161.923 | -1201.746 | -1240.913 | -1278.356 | -1314.248 | -1348.942 | -1382.254 | -1413.382 | -1440.607 | -1466.605 | -1491.349 | -1515.379 | -1538.606 | -1561.076 | -1583.004 | -1604.017 | -1621.334 | -1635.088 | -1648.096
Northwest | Single Family | Peak | September | All | LDCEU/TDEF | Electric Load with Losses, Incl. Cogeneration | MW | -31.85 | -80.021 | -111.673 | -35.385 | -130.489 | -201.462 | -113.698 | -107.144 | -177.579 | -159.702 | -286.971 | -110.332 | -111.806 | -223.148 | -123.993 | -178.496 | -269.225 | -170.521 | -370.491 | -223.113 | -192.886 | -292.292 | -122.892 | -159.67 | -313.921 | -376.582 | -450.288 | -523.57 | -594.059 | -662.703 | -732.076 | -798.501 | -862.141 | -923.004 | -980.572 | -1035.972 | -1088.586 | -1138.998 | -1187.519 | -1233.347 | -1277.245 | -1320.123 | -1360.888 | -1399.763 | -1437.099 | -1472.781 | -1506.102 | -1535.592 | -1563.639 | -1590.235 | -1615.876 | -1640.567 | -1664.372 | -1687.439 | -1709.474 | -1728.88 | -1745.798 | -1761.889
Northwest | Single Family | Peak | October | All | LDCEU/TDEF | Electric Load with Losses, Incl. Cogeneration | MW | -39.401 | -74.762 | -96.565 | -113.55 | -135.384 | -153.452 | -185.78 | -213.935 | -233.335 | -271.6 | -188.361 | -250.943 | -287.635 | -329.43 | -407.99 | -426.18 | -439.58 | -383.966 | -412.521 | -411.706 | -545.26 | -335.371 | -347.206 | -554.915 | -592.491 | -647.152 | -748.664 | -846.73 | -939.634 | -1027.894 | -1120.819 | -1207.84 | -1290.266 | -1368.759 | -1441.621 | -1512.013 | -1578.174 | -1641.595 | -1703.137 | -1760.214 | -1814.415 | -1867.619 | -1917.308 | -1964.106 | -2008.765 | -2050.942 | -2090.439 | -2128.06 | -2163.606 | -2197.163 | -2229.665 | -2261.044 | -2291.331 | -2320.724 | -2348.716 | -2375.406 | -2401.17 | -2425.76
Northwest | Single Family | Peak | November | All | LDCEU/TDEF | Electric Load with Losses, Incl. Cogeneration | MW | -55.77 | -76.13 | -67.13 | -99.95 | -99.38 | -123.02 | -140.78 | -226.44 | -181.2 | -208.05 | -259.48 | -257.08 | -317.05 | -281.91 | -337.73 | -304.42 | -348.62 | -371.92 | -403.5 | -345.5 | -436.17 | -447.61 | -509.35 | -394.91 | -575.08 | -655.88 | -787.63 | -917.72 | -1042.61 | -1163.32 | -1288.21 | -1407 | -1520.65 | -1629.66 | -1732.12 | -1831.18 | -1925.08 | -2015.34 | -2102.75 | -2184.65 | -2262.79 | -2339.13 | -2411.01 | -2479.04 | -2544.02 | -2605.68 | -2663.79 | -2719.22 | -2771.84 | -2821.72 | -2869.85 | -2916.31 | -2961.17 | -3004.57 | -3046.04 | -3085.74 | -3124 | -3160.69
Northwest | Single Family | Peak | December | All | LDCEU/TDEF | Electric Load with Losses, Incl. Cogeneration | MW | -33.39 | -46.01 | -58.42 | -72.19 | -85.93 | -105.2 | -116.48 | -144.98 | -145.48 | -148.54 | -162.76 | -171.81 | -218.26 | -214.53 | -242.72 | -293.65 | -292.31 | -244.48 | -299.84 | -269.79 | -359.2 | -289 | -332.4 | -427.76 | -461.16 | -547.34 | -675.89 | -803.8 | -926.79 | -1046.39 | -1168.73 | -1285.77 | -1398.16 | -1506.16 | -1608.16 | -1706.74 | -1800.46 | -1890.59 | -1977.75 | -2059.76 | -2138.12 | -2214.51 | -2286.66 | -2355.08 | -2420.44 | -2482.57 | -2541.3 | -2597.34 | -2650.64 | -2701.26 | -2750.03 | -2797.09 | -2842.55 | -2886.51 | -2928.57 | -2968.88 | -3007.74 | -3045.06
Northwest | Single Family | Average | January | All | LDCEU/TDEF | Electric Load with Losses, Incl. Cogeneration | MW | -32.336 | -33.318 | -46.104 | -58.685 | -70.087 | -73.604 | -95.956 | -119.294 | -118.878 | -131.827 | -113.594 | -156.556 | -169.554 | -144.969 | -214.839 | -229.464 | -213.875 | -173.138 | -220.677 | -227.716 | -280.562 | -243.167 | -234.733 | -284.055 | -347.054 | -400.121 | -481.003 | -560.756 | -637.07 | -710.778 | -786.805 | -859.102 | -928.258 | -994.543 | -1056.852 | -1117.066 | -1174.138 | -1228.997 | -1282.096 | -1331.887 | -1379.398 | -1425.816 | -1469.552 | -1510.972 | -1550.556 | -1588.143 | -1623.609 | -1657.465 | -1689.634 | -1720.165 | -1749.652 | -1778.136 | -1805.684 | -1832.366 | -1857.889 | -1882.367 | -1905.99 | -1928.664
Northwest | Single Family | Average | February | All | LDCEU/TDEF | Electric Load with Losses, Incl. Cogeneration | MW | -26.008 | -35.249 | -36.501 | -51.363 | -58.775 | -60.78 | -86.483 | -93.414 | -109.394 | -111.951 | -115.329 | -121.168 | -148.354 | -150.391 | -155.846 | -168.992 | -185.41 | -153.674 | -213.283 | -191.495 | -219.83 | -246.096 | -183.366 | -207.989 | -300.54 | -352.132 | -428.659 | -505.13 | -579.394 | -651.806 | -726.395 | -797.868 | -866.641 | -932.874 | -995.516 | -1056.215 | -1114.01 | -1169.721 | -1223.722 | -1274.609 | -1323.318 | -1370.925 | -1415.964 | -1458.761 | -1499.745 | -1538.784 | -1575.754 | -1611.129 | -1644.841 | -1676.931 | -1707.938 | -1737.938 | -1766.977 | -1795.13 | -1822.134 | -1848.084 | -1873.161 | -1897.289
Northwest | Single Family | Average | March | All | LDCEU/TDEF | Electric Load with Losses, Incl. Cogeneration | MW | -18.6 | -24.92 | -36.824 | -41.837 | -51.909 | -56.669 | -81.698 | -90.063 | -87.134 | -115.457 | -93.537 | -95.596 | -112.797 | -133.537 | -126.391 | -172.61 | -180.928 | -151.558 | -177.05 | -190.863 | -191.246 | -188.844 | -162.746 | -210.739 | -266.98 | -317.289 | -389.571 | -461.756 | -531.811 | -600.096 | -670.036 | -737.074 | -801.565 | -863.643 | -922.37 | -979.224 | -1033.356 | -1085.511 | -1136.016 | -1183.627 | -1229.194 | -1273.686 | -1315.793 | -1355.801 | -1394.099 | -1430.581 | -1465.134 | -1498.189 | -1529.691 | -1559.675 | -1588.625 | -1616.626 | -1643.723 | -1669.98 | -1695.164 | -1719.367 | -1742.747 | -1765.247
Northwest | Single Family | Average | April | All | LDCEU/TDEF | Electric Load with Losses, Incl. Cogeneration | MW | -15.305 | -18.913 | -30.179 | -30.09 | -41.793 | -45.776 | -63.838 | -56.652 | -77.62 | -76.968 | -84.178 | -69.293 | -95.465 | -92.88 | -112.954 | -150.094 | -130.996 | -131.961 | -165.302 | -124.819 | -156.461 | -151.055 | -168.932 | -126.881 | -216.953 | -263.824 | -326.306 | -387.651 | -446.235 | -502.651 | -559.603 | -613.735 | -665.403 | -714.771 | -761.17 | -805.812 | -848.081 | -888.605 | -927.655 | -964.299 | -999.224 | -1033.213 | -1065.253 | -1095.58 | -1124.51 | -1151.976 | -1177.897 | -1202.616 | -1226.102 | -1248.383 | -1269.844 | -1290.56 | -1310.571 | -1329.927 | -1348.453 | -1366.219 | -1383.351 | -1399.807
Northwest | Single Family | Average | May | All | LDCEU/TDEF | Electric Load with Losses, Incl. Cogeneration | MW | -9.548 | -12.799 | -17.908 | -25.215 | -25.423 | -32.086 | -45.468 | -41.886 | -42.997 | -54.038 | -49.979 | -51.25 | -58.155 | -59.187 | -69.021 | -72.888 | -72.837 | -95.546 | -110.128 | -88.242 | -87.684 | -84.659 | -91.341 | -95.846 | -150.918 | -194.741 | -248.589 | -301.903 | -353.124 | -402.761 | -452.349 | -499.763 | -545.195 | -588.716 | -629.825 | -669.391 | -706.973 | -743.035 | -777.77 | -810.498 | -841.752 | -872.138 | -900.879 | -928.165 | -954.225 | -979.029 | -1002.501 | -1024.851 | -1046.138 | -1066.378 | -1085.863 | -1104.675 | -1122.857 | -1140.439 | -1157.298 | -1173.431 | -1188.931 | -1203.841
Northwest | Single Family | Average | June | All | LDCEU/TDEF | Electric Load with Losses, Incl. Cogeneration | MW | -8.742 | -13.195 | -19.089 | -21.04 | -24.881 | -33.223 | -33.358 | -49.185 | -38.284 | -60.01 | -80.731 | -70.585 | -56.988 | -80.207 | -67.888 | -65.619 | -84.267 | -64.706 | -66.782 | -67.17 | -70.236 | -74.968 | -140.431 | -93.452 | -134.522 | -173.484 | -218.291 | -262.244 | -303.878 | -343.999 | -383.821 | -421.72 | -457.847 | -492.265 | -524.663 | -555.712 | -585.096 | -613.183 | -640.133 | -665.48 | -689.647 | -713.124 | -735.32 | -756.377 | -776.478 | -795.601 | -813.597 | -830.369 | -846.315 | -861.442 | -875.996 | -890.021 | -903.555 | -916.645 | -929.17 | -940.782 | -951.551 | -961.867
Northwest | Single Family | Average | July | All | LDCEU/TDEF | Electric Load with Losses, Incl. Cogeneration | MW | -9.266 | -41.947 | -49.478 | -77.193 | -57.379 | -124.485 | -62.309 | -83.04 | -81.935 | -143.481 | -186.935 | -181.015 | -153.902 | -191.571 | -208.379 | -132.773 | -209.164 | -123.403 | -84.684 | -113.194 | -156.85 | -192.672 | -211.936 | -136.462 | -207.829 | -247.134 | -290.533 | -333.511 | -374.675 | -414.707 | -455.327 | -494.13 | -531.214 | -566.596 | -600.008 | -632.139 | -662.612 | -691.772 | -719.834 | -746.334 | -771.732 | -796.594 | -820.261 | -842.855 | -864.589 | -885.386 | -904.818 | -922.016 | -938.398 | -953.961 | -969.023 | -983.561 | -997.61 | -1011.28 | -1024.369 | -1035.529 | -1044.841 | -1053.684
Northwest | Single Family | Average | August | All | LDCEU/TDEF | Electric Load with Losses, Incl. Cogeneration | MW | -17.032 | -32.178 | -24.539 | -59.01 | -91.352 | -94.57 | -97.698 | -79.837 | -113.771 | -105.107 | -151.038 | -168.834 | -163.462 | -130.706 | -118.043 | -135.056 | -135.565 | -114.274 | -136.81 | -157.346 | -146.561 | -178.265 | -162.662 | -198.88 | -205.357 | -246.602 | -292.215 | -337.667 | -381.446 | -424.194 | -467.534 | -509.087 | -548.929 | -587.052 | -623.155 | -657.925 | -690.978 | -722.664 | -753.181 | -782.058 | -809.766 | -836.875 | -862.711 | -887.396 | -911.158 | -933.914 | -955.24 | -974.281 | -992.444 | -1009.725 | -1026.44 | -1042.588 | -1058.2 | -1073.384 | -1087.94 | -1100.542 | -1111.272 | -1121.492
Northwest | Single Family | Average | September | All | LDCEU/TDEF | Electric Load with Losses, Incl. Cogeneration | MW | -10.766 | -21.603 | -29.762 | -19.468 | -36.912 | -52.926 | -40.532 | -41.974 | -55.931 | -54.913 | -78.764 | -51.121 | -56.397 | -71.891 | -62.22 | -71.357 | -84.522 | -69.591 | -104.025 | -77.724 | -79.719 | -92.8 | -76.977 | -88.808 | -139.666 | -181.579 | -230.535 | -278.894 | -324.884 | -369.445 | -413.802 | -456.204 | -496.793 | -535.624 | -572.308 | -607.576 | -641.068 | -673.171 | -704.061 | -733.197 | -761.05 | -788.15 | -813.838 | -838.268 | -861.641 | -883.929 | -904.932 | -924.437 | -943.015 | -960.676 | -977.679 | -994.085 | -1009.932 | -1025.266 | -1039.959 | -1053.704 | -1066.58 | -1078.94
Northwest | Single Family | Average | October | All | LDCEU/TDEF | Electric Load with Losses, Incl. Cogeneration | MW | -9.898 | -18.745 | -24.209 | -28.48 | -33.934 | -38.447 | -46.633 | -53.716 | -58.606 | -68.199 | -47.323 | -63.057 | -72.307 | -82.789 | -102.287 | -106.851 | -110.211 | -96.253 | -103.488 | -103.29 | -136.696 | -84.105 | -87.717 | -139.052 | -177.812 | -220.525 | -277.021 | -332.422 | -384.83 | -435.281 | -485.989 | -534.185 | -580.189 | -624.154 | -665.483 | -705.243 | -742.895 | -778.986 | -813.769 | -846.409 | -877.522 | -907.794 | -936.332 | -963.354 | -989.13 | -1013.605 | -1036.711 | -1058.749 | -1079.692 | -1099.565 | -1118.7 | -1137.161 | -1154.989 | -1172.227 | -1188.722 | -1204.535 | -1219.783 | -1234.428
Northwest | Single Family | Average | November | All | LDCEU/TDEF | Electric Load with Losses, Incl. Cogeneration | MW | -26.051 | -35.589 | -31.373 | -46.699 | -46.452 | -57.527 | -65.777 | -105.769 | -84.631 | -97.178 | -121.168 | -120.062 | -148.004 | -131.562 | -157.864 | -142.3 | -162.984 | -173.813 | -188.548 | -161.458 | -203.776 | -209.06 | -237.95 | -184.459 | -280.105 | -328.389 | -398.751 | -467.867 | -533.584 | -596.898 | -661.672 | -723.185 | -781.932 | -838.148 | -890.94 | -941.866 | -990.088 | -1036.379 | -1081.116 | -1123.044 | -1163.021 | -1202.028 | -1238.765 | -1273.536 | -1306.737 | -1338.248 | -1367.968 | -1396.325 | -1423.257 | -1448.805 | -1473.452 | -1497.253 | -1520.248 | -1542.513 | -1563.808 | -1584.216 | -1603.905 | -1622.803
Northwest | Single Family | Average | December | All | LDCEU/TDEF | Electric Load with Losses, Incl. Cogeneration | MW | -25.599 | -35.314 | -44.851 | -55.372 | -65.995 | -80.825 | -89.381 | -111.137 | -111.539 | -113.904 | -124.759 | -131.691 | -167.246 | -164.348 | -186.322 | -225.432 | -224.393 | -187.646 | -230.165 | -207.074 | -275.664 | -221.665 | -255.026 | -328.118 | -341.548 | -394.251 | -474.341 | -553.45 | -629.303 | -702.653 | -778.28 | -850.267 | -919.178 | -985.265 | -1047.436 | -1107.537 | -1164.53 | -1219.333 | -1272.382 | -1322.156 | -1369.667 | -1416.085 | -1459.839 | -1501.294 | -1540.918 | -1578.555 | -1614.083 | -1648.006 | -1680.25 | -1710.858 | -1740.417 | -1768.979 | -1796.59 | -1823.338 | -1848.946 | -1873.488 | -1897.179 | -1919.933
Northwest | Single Family | Minimum | January | All | LDCEU/TDEF | Electric Load with Losses, Incl. Cogeneration | MW | -19.529 | -20.207 | -27.949 | -35.527 | -42.501 | -44.65 | -58.134 | -72.098 | -71.863 | -79.715 | -68.585 | -94.566 | -102.224 | -87.483 | -130.266 | -139.157 | -129.583 | -104.945 | -133.711 | -137.921 | -169.931 | -147.1 | -141.963 | -171.87 | -211.281 | -242.543 | -287.685 | -330.971 | -371.189 | -409.243 | -448.327 | -484.886 | -519.374 | -552.027 | -582.303 | -611.324 | -638.541 | -664.51 | -689.51 | -712.71 | -734.688 | -756.112 | -776.126 | -794.935 | -812.822 | -829.692 | -845.486 | -860.486 | -874.652 | -888.018 | -900.918 | -913.364 | -925.38 | -937.018 | -948.117 | -958.721 | -968.945 | -978.726
Northwest | Single Family | Minimum | February | All | LDCEU/TDEF | Electric Load with Losses, Incl. Cogeneration | MW | -14.96 | -20.315 | -21.038 | -29.6 | -33.897 | -35.099 | -49.847 | -53.717 | -62.905 | -64.374 | -66.298 | -69.652 | -85.188 | -86.383 | -89.863 | -97.446 | -106.892 | -88.599 | -122.928 | -110.414 | -126.711 | -141.567 | -105.558 | -119.691 | -175.261 | -204.887 | -246.212 | -286.246 | -323.786 | -359.604 | -396.233 | -430.745 | -463.486 | -494.632 | -523.696 | -551.626 | -577.948 | -603.138 | -627.422 | -650.083 | -671.628 | -692.633 | -712.351 | -730.955 | -748.69 | -765.48 | -781.27 | -796.31 | -810.566 | -824.066 | -837.099 | -849.692 | -861.865 | -873.662 | -884.944 | -895.754 | -906.191 | -916.203
Northwest | Single Family | Minimum | March | All | LDCEU/TDEF | Electric Load with Losses, Incl. Cogeneration | MW | -11.595 | -15.577 | -23.042 | -26.152 | -32.469 | -35.489 | -51.083 | -56.226 | -54.359 | -72.023 | -58.339 | -59.578 | -70.263 | -83.243 | -79.003 | -107.981 | -113.148 | -94.825 | -110.728 | -119.366 | -119.512 | -117.92 | -101.614 | -131.686 | -168.994 | -201.142 | -244.825 | -287.657 | -328.35 | -367.537 | -407.486 | -445.422 | -481.631 | -516.248 | -548.76 | -580.092 | -609.768 | -638.249 | -665.751 | -691.554 | -716.169 | -740.174 | -762.813 | -784.251 | -804.733 | -824.19 | -842.564 | -860.11 | -876.795 | -892.643 | -907.948 | -922.751 | -937.079 | -950.969 | -964.285 | -977.074 | -989.432 | -1001.318
Northwest | Single Family | Minimum | April | All | LDCEU/TDEF | Electric Load with Losses, Incl. Cogeneration | MW | -14.345 | -17.786 | -28.414 | -28.279 | -39.307 | -43.111 | -59.976 | -53.078 | -72.814 | -72.089 | -78.963 | -64.881 | -89.334 | -86.834 | -106.194 | -141.101 | -123.193 | -124.135 | -155.306 | -117.305 | -146.906 | -141.809 | -158.705 | -117.901 | -190.163 | -219.888 | -261.587 | -301.877 | -339.871 | -376.019 | -412.959 | -447.683 | -480.564 | -511.785 | -540.86 | -568.775 | -595.035 | -620.141 | -644.328 | -666.856 | -688.246 | -709.1 | -728.645 | -747.062 | -764.605 | -781.193 | -796.771 | -811.595 | -825.629 | -838.895 | -851.699 | -864.062 | -876.005 | -887.576 | -898.628 | -909.205 | -919.412 | -929.192
Northwest | Single Family | Minimum | May | All | LDCEU/TDEF | Electric Load with Losses, Incl. Cogeneration | MW | -10.587 | -9.714 | -14.93 | -11.421 | -29.187 | -17.263 | -20.511 | -21.045 | -31.387 | -24.509 | -25.363 | -32.825 | -44.197 | -42.195 | -37.171 | -37.811 | -37.075 | -42.648 | -47.231 | -40.323 | -40.741 | -47.458 | -55.632 | -57.978 | -87.818 | -115.761 | -146.779 | -176.825 | -204.882 | -231.669 | -258.038 | -282.967 | -306.6 | -329.007 | -349.99 | -370.025 | -388.914 | -406.923 | -424.16 | -440.315 | -455.677 | -470.568 | -484.606 | -497.887 | -510.54 | -522.552 | -533.855 | -544.464 | -554.539 | -564.09 | -573.275 | -582.133 | -590.688 | -598.961 | -606.883 | -614.348 | -621.404 | -628.176
Northwest | Single Family | Minimum | June | All | LDCEU/TDEF | Electric Load with Losses, Incl. Cogeneration | MW | -4.095 | -6.098 | -6.721 | -8.855 | -10.425 | -10.761 | -18.05 | -12.889 | -22.616 | -15.027 | -11.769 | -15.419 | -28.778 | -16.316 | -29.207 | -41.756 | -22.653 | -41.622 | -45.887 | -46.658 | -34.311 | -43.445 | -14.592 | -36.924 | -66.566 | -89.714 | -115.384 | -139.872 | -162.281 | -183.401 | -203.935 | -223.158 | -241.237 | -258.258 | -274.07 | -289.08 | -303.138 | -316.474 | -329.185 | -341.011 | -352.189 | -362.984 | -373.088 | -382.589 | -391.59 | -400.087 | -408.062 | -415.629 | -422.787 | -429.544 | -436.021 | -442.249 | -448.251 | -454.039 | -459.564 | -464.853 | -469.942 | -474.822
Northwest | Single Family | Minimum | July | All | LDCEU/TDEF | Electric Load with Losses, Incl. Cogeneration | MW | -1.094 | -3.657 | -4.343 | -6.706 | -5.206 | -10.617 | -6.034 | -7.671 | -7.758 | -12.615 | -16.088 | -15.689 | -13.739 | -16.685 | -17.96 | -12.388 | -18.109 | -11.724 | -9.159 | -10.947 | -14.131 | -16.812 | -18.259 | -13.413 | -42.858 | -69.696 | -97.174 | -124.262 | -149.838 | -174.589 | -198.649 | -221.686 | -243.73 | -264.776 | -284.696 | -303.759 | -321.866 | -339.19 | -355.777 | -371.454 | -386.422 | -400.908 | -414.65 | -427.718 | -440.187 | -452.078 | -463.337 | -473.963 | -484.102 | -493.759 | -503.035 | -511.988 | -520.644 | -529.007 | -537.043 | -544.674 | -551.921 | -558.905
Northwest | Single Family | Minimum | August | All | LDCEU/TDEF | Electric Load with Losses, Incl. Cogeneration | MW | -2.093 | -2.74 | -4.913 | -4.255 | -4.798 | -5.769 | -7.509 | -9.958 | -9.17 | -10.705 | -9.899 | -10.284 | -11.88 | -13.377 | -15.48 | -15.104 | -15.272 | -17.306 | -16.069 | -12.873 | -14.759 | -12.869 | -14.07 | -16.36 | -43.542 | -66.023 | -88.599 | -109.695 | -128.487 | -145.899 | -162.332 | -177.508 | -191.581 | -204.647 | -216.642 | -227.873 | -238.275 | -248.029 | -257.215 | -265.684 | -273.619 | -281.213 | -288.265 | -294.849 | -301.033 | -306.834 | -312.228 | -317.259 | -321.987 | -326.42 | -330.637 | -334.673 | -338.545 | -342.26 | -345.792 | -349.113 | -352.247 | -355.24
Northwest | Single Family | Minimum | September | All | LDCEU/TDEF | Electric Load with Losses, Incl. Cogeneration | MW | -6.371 | -14.773 | -20.48 | -8.622 | -24.311 | -36.686 | -23.172 | -22.477 | -34.344 | -31.995 | -53.082 | -24.847 | -26.019 | -43.534 | -28.734 | -37.863 | -51.91 | -36.161 | -68.986 | -44.903 | -40.702 | -56.744 | -31.675 | -38.664 | -79.561 | -104.872 | -130.945 | -155.772 | -178.322 | -199.589 | -220.262 | -239.614 | -257.781 | -274.838 | -290.687 | -305.7 | -319.759 | -333.069 | -345.73 | -357.541 | -368.734 | -379.568 | -389.761 | -399.386 | -408.547 | -417.233 | -425.309 | -432.534 | -439.366 | -445.812 | -451.997 | -457.945 | -463.674 | -469.214 | -474.5 | -479.285 | -483.603 | -487.722
Northwest | Single Family | Minimum | October | All | LDCEU/TDEF | Electric Load with Losses, Incl. Cogeneration | MW | -2.158 | -4.1 | -5.296 | -6.225 | -7.426 | -8.42 | -10.178 | -11.718 | -12.777 | -14.876 | -10.312 | -13.736 | -15.739 | -18.03 | -22.374 | -23.37 | -24.105 | -21.057 | -22.609 | -22.563 | -29.862 | -18.35 | -19.323 | -30.373 | -55.883 | -80.087 | -105.707 | -129.86 | -151.455 | -171.637 | -190.999 | -209.006 | -225.822 | -241.551 | -256.075 | -269.774 | -282.544 | -294.597 | -306.022 | -316.614 | -326.591 | -336.181 | -345.131 | -353.515 | -361.426 | -368.873 | -375.84 | -382.428 | -388.642 | -394.495 | -400.089 | -405.465 | -410.639 | -415.622 | -420.375 | -424.921 | -429.29 | -433.48
Northwest | Single Family | Minimum | November | All | LDCEU/TDEF | Electric Load with Losses, Incl. Cogeneration | MW | -14.874 | -20.393 | -17.958 | -26.701 | -26.609 | -33.01 | -37.603 | -60.398 | -48.307 | -55.49 | -69.097 | -68.505 | -84.284 | -74.822 | -90.417 | -81.523 | -93.433 | -99.474 | -107.857 | -92.394 | -116.543 | -119.44 | -136.072 | -105.445 | -161.621 | -188.818 | -225.918 | -261.232 | -293.74 | -324.323 | -355.361 | -384.278 | -411.447 | -437.069 | -460.75 | -483.365 | -504.512 | -524.63 | -543.943 | -561.821 | -578.721 | -595.159 | -610.487 | -624.861 | -638.504 | -651.35 | -663.354 | -674.739 | -685.472 | -695.583 | -705.326 | -714.717 | -723.773 | -732.537 | -740.885 | -748.853 | -756.53 | -763.867
Northwest | Single Family | Minimum | December | All | LDCEU/TDEF | Electric Load with Losses, Incl. Cogeneration | MW | -16.48 | -22.801 | -28.977 | -35.686 | -42.692 | -52.333 | -57.673 | -71.497 | -71.792 | -73.342 | -80.242 | -84.706 | -107.483 | -105.55 | -120.366 | -145.652 | -144.966 | -121.168 | -148.681 | -133.719 | -177.963 | -142.87 | -164.486 | -211.522 | -218.657 | -249.078 | -294.058 | -337.289 | -377.702 | -415.999 | -455.487 | -492.46 | -527.375 | -560.468 | -591.178 | -620.646 | -648.3 | -674.709 | -700.155 | -723.781 | -746.175 | -768.019 | -788.435 | -807.628 | -825.892 | -843.123 | -859.26 | -874.593 | -889.077 | -902.747 | -915.944 | -928.683 | -940.981 | -952.899 | -964.262 | -975.122 | -985.594 | -995.614
Northwest | Multi Family | Peak | January | All | LDCEU/TDEF | Electric Load with Losses, Incl. Cogeneration | MW | -6.421 | -11.868 | -27.847 | -53.283 | -70.247 | -80.554 | -101.36 | -123.856 | -129.131 | -142.553 | -124.963 | -166.649 | -164.447 | -141.861 | -180.337 | -195.108 | -187.919 | -147.767 | -189.651 | -197.506 | -239.468 | -213.071 | -208.089 | -253.188 | -294.633 | -329.809 | -374.661 | -419.06 | -461.736 | -503.812 | -543.717 | -582.213 | -619.784 | -656.036 | -691.633 | -724.969 | -756.321 | -786.38 | -815.64 | -843.194 | -868.87 | -893.698 | -917.355 | -939.731 | -961.302 | -981.644 | -1000.811 | -1019.049 | -1036.078 | -1051.789 | -1066.879 | -1081.07 | -1094.491 | -1107.412 | -1119.581 | -1130.91 | -1141.688 | -1151.738
Northwest | Multi Family | Peak | February | All | LDCEU/TDEF | Electric Load with Losses, Incl. Cogeneration | MW | -11.036 | -27.638 | -48.302 | -100.047 | -127.646 | -139.479 | -197.246 | -211.591 | -260.556 | -267.32 | -273.986 | -280.999 | -310.855 | -320.8 | -283.728 | -312.747 | -348.382 | -283.092 | -395.714 | -350.686 | -398.754 | -471.728 | -346.016 | -405.05 | -514.251 | -546.133 | -588.826 | -629.986 | -668.578 | -706.321 | -741.06 | -774.076 | -806.122 | -836.795 | -866.985 | -894.88 | -920.753 | -945.342 | -969.507 | -991.896 | -1012.376 | -1032.272 | -1051.066 | -1068.64 | -1085.706 | -1101.577 | -1116.298 | -1130.318 | -1143.167 | -1154.723 | -1165.947 | -1176.353 | -1186.063 | -1195.548 | -1204.309 | -1212.245 | -1219.863 | -1226.796
Northwest | Multi Family | Peak | March | All | LDCEU/TDEF | Electric Load with Losses, Incl. Cogeneration | MW | -9.253 | -22.378 | -54.579 | -93.061 | -128.883 | -148.82 | -212.052 | -228.927 | -236.796 | -314.798 | -253.315 | -257.277 | -271.032 | -323.385 | -267.822 | -361.231 | -386.186 | -312.034 | -369.38 | -396.589 | -402.023 | -405.923 | -353.586 | -452.677 | -508.454 | -539.837 | -582.014 | -622.786 | -661.119 | -698.664 | -733.299 | -766.263 | -798.293 | -828.986 | -859.219 | -887.184 | -913.146 | -937.845 | -962.122 | -984.64 | -1005.26 | -1025.3 | -1044.242 | -1061.971 | -1079.187 | -1095.212 | -1110.088 | -1124.262 | -1137.267 | -1148.982 | -1160.355 | -1170.914 | -1180.774 | -1190.401 | -1199.306 | -1207.386 | -1215.141 | -1222.211
Northwest | Multi Family | Peak | April | All | LDCEU/TDEF | Electric Load with Losses, Incl. Cogeneration | MW | -7.572 | -17.338 | -45.003 | -67.974 | -105.25 | -122.197 | -170.316 | -150.129 | -210.657 | -215.963 | -226.697 | -188.696 | -232.244 | -234.993 | -238.57 | -322.78 | -280.949 | -275.182 | -356.177 | -266.293 | -337.834 | -327.275 | -360.711 | -275.791 | -402.879 | -430.261 | -465.586 | -499.43 | -530.975 | -561.589 | -589.662 | -616.193 | -641.813 | -666.221 | -690.147 | -712.142 | -732.443 | -751.674 | -770.502 | -787.885 | -803.715 | -819.05 | -833.49 | -846.945 | -859.97 | -872.041 | -883.195 | -893.781 | -903.439 | -912.078 | -920.442 | -928.166 | -935.343 | -942.337 | -948.768 | -954.559 | -960.095 | -965.102
Northwest | Multi Family | Peak | May | All | LDCEU/TDEF | Electric Load with Losses, Incl. Cogeneration | MW | -4.119 | -14.131 | -29.997 | -83.907 | -59.613 | -113.196 | -179.133 | -158.157 | -152.713 | -218.569 | -195.056 | -183.064 | -170.943 | -188.14 | -203.54 | -220.923 | -229.781 | -295.158 | -336.932 | -275.329 | -269.82 | -249.209 | -254.065 | -278.923 | -350.95 | -374.708 | -405.561 | -435.212 | -462.975 | -490.01 | -514.869 | -538.436 | -561.243 | -583.036 | -604.441 | -624.176 | -642.447 | -659.793 | -676.797 | -692.539 | -706.923 | -720.873 | -734.038 | -746.338 | -758.261 | -769.342 | -779.614 | -789.38 | -798.324 | -806.364 | -814.16 | -821.386 | -828.127 | -834.703 | -840.778 | -846.283 | -851.558 | -856.358
Northwest | Multi Family | Peak | June | All | LDCEU/TDEF | Electric Load with Losses, Incl. Cogeneration | MW | -1.5036 | -3.5073 | -7.6464 | -10.1463 | -13.0626 | -19.3228 | -17.5607 | -30.6147 | -20.2871 | -38.7787 | -55.4393 | -46.947 | -30.8003 | -58.611 | -42.8384 | -33.2473 | -74.521 | -34.3863 | -33.4936 | -39.0064 | -57.797 | -55.196 | -212.716 | -87.281 | -99.562 | -119.893 | -141.706 | -163.46 | -184.68 | -205.692 | -226.253 | -246.406 | -266.351 | -285.946 | -305.339 | -323.328 | -340.665 | -357.685 | -374.491 | -390.772 | -406.457 | -422.005 | -437.347 | -452.431 | -467.399 | -482.143 | -496.697 | -511.09 | -525.264 | -539.161 | -553.014 | -566.766 | -580.475 | -590.543 | -600.245 | -609.76 | -619.149 | -628.385
Northwest | Multi Family | Peak | July | All | LDCEU/TDEF | Electric Load with Losses, Incl. Cogeneration | MW | -0.9298 | -6.1954 | -9.2263 | -16.4609 | -14.0823 | -30.0072 | -17.6334 | -22.9912 | -23.9888 | -38.5523 | -49.5741 | -48.8675 | -42.9753 | -58.3313 | -70.1091 | -48.3331 | -82.5343 | -53.0963 | -38.7883 | -56.6704 | -82.4193 | -107.695 | -125.355 | -67.6583 | -99.758 | -119.092 | -139.424 | -159.895 | -180.07 | -200.221 | -220.152 | -239.852 | -259.492 | -278.935 | -298.314 | -316.494 | -334.177 | -351.672 | -369.065 | -386.044 | -402.545 | -419.016 | -435.395 | -451.633 | -467.856 | -483.965 | -499.988 | -515.947 | -531.784 | -547.444 | -563.142 | -578.829 | -594.559 | -605.904 | -616.891 | -627.745 | -638.523 | -649.201
Northwest | Multi Family | Peak | August | All | LDCEU/TDEF | Electric Load with Losses, Incl. Cogeneration | MW | -1.2289 | -3.1723 | -4.8474 | -9.0253 | -13.3952 | -15.4447 | -18.048 | -18.9824 | -22.6886 | -23.0448 | -27.6229 | -30.3891 | -31.13 | -30.5377 | -30.9408 | -35.4881 | -38.7797 | -36.8721 | -43.8703 | -48.6724 | -51.2637 | -61.0344 | -60.768 | -61.85 | -72.176 | -91.193 | -111.925 | -132.982 | -153.849 | -174.715 | -195.256 | -215.5 | -235.577 | -255.334 | -274.934 | -293.455 | -311.327 | -328.852 | -346.102 | -362.813 | -378.903 | -394.761 | -410.323 | -425.535 | -440.521 | -455.186 | -469.56 | -483.658 | -497.431 | -510.825 | -524.053 | -537.075 | -549.947 | -560.106 | -569.895 | -579.429 | -588.752 | -597.851
Northwest | Multi Family | Peak | September | All | LDCEU/TDEF | Electric Load with Losses, Incl. Cogeneration | MW | -1.5162 | -4.323 | -8.104 | -11.464 | -15.107 | -20.872 | -23.023 | -24.901 | -29.619 | -31.318 | -35.121 | -34.521 | -35.776 | -37.987 | -37.147 | -42.433 | -47.647 | -43.074 | -60.568 | -49.527 | -53.715 | -63.713 | -56.638 | -62.07 | -85.682 | -108.074 | -133.303 | -158.446 | -182.909 | -207.035 | -230.377 | -253.087 | -275.355 | -297.02 | -318.336 | -338.353 | -357.44 | -375.963 | -394.043 | -411.366 | -427.848 | -443.94 | -459.559 | -474.648 | -489.369 | -503.601 | -517.381 | -530.748 | -543.635 | -555.985 | -568.064 | -579.81 | -591.293 | -600.303 | -608.866 | -617.069 | -624.981 | -632.578
Northwest | Multi Family | Peak | October | All | LDCEU/TDEF | Electric Load with Losses, Incl. Cogeneration | MW | -6.965 | -23.398 | -50.752 | -89.309 | -117.3 | -142.785 | -179.099 | -195.428 | -227.704 | -262.156 | -184.167 | -240.835 | -247.343 | -286.827 | -299.056 | -318.695 | -331.926 | -280.733 | -316.456 | -319.768 | -408.597 | -260.257 | -278.036 | -423.076 | -449.01 | -476.971 | -514.414 | -550.177 | -583.419 | -615.757 | -645.289 | -673.214 | -700.211 | -725.956 | -751.239 | -774.505 | -796.015 | -816.386 | -836.398 | -854.861 | -871.682 | -888.003 | -903.376 | -917.709 | -931.624 | -944.522 | -956.435 | -967.769 | -978.107 | -987.349 | -996.333 | -1004.632 | -1012.343 | -1019.892 | -1026.828 | -1033.069 | -1039.062 | -1044.482
Northwest | Multi Family | Peak | November | All | LDCEU/TDEF | Electric Load with Losses, Incl. Cogeneration | MW | -9.554 | -23.778 | -35.868 | -79.841 | -87.583 | -114.936 | -133.467 | -205.13 | -173.811 | -198.441 | -250.528 | -239.691 | -269.082 | -249.97 | -249.669 | -227.512 | -258.552 | -281.844 | -308.696 | -263.999 | -329.373 | -345.222 | -386.946 | -307.73 | -420.293 | -455.335 | -501.724 | -547.064 | -590.146 | -632.47 | -672.058 | -709.999 | -746.935 | -782.448 | -817.353 | -849.85 | -880.236 | -909.252 | -937.611 | -964.125 | -988.639 | -1012.383 | -1034.917 | -1056.126 | -1076.628 | -1095.845 | -1113.827 | -1130.939 | -1146.786 | -1161.25 | -1175.199 | -1188.236 | -1200.491 | -1212.353 | -1223.43 | -1233.622 | -1243.348 | -1252.323
Northwest | Multi Family | Peak | December | All | LDCEU/TDEF | Electric Load with Losses, Incl. Cogeneration | MW | -5.73 | -14.465 | -30.855 | -58.172 | -73.93 | -97.552 | -108.704 | -133.444 | -139.577 | -141.866 | -156.553 | -160.987 | -182.92 | -185.878 | -179.404 | -220.005 | -221.486 | -183.68 | -222.488 | -203.57 | -265.994 | -221.112 | -252.252 | -333.589 | -325.063 | -359.341 | -403.447 | -446.972 | -488.693 | -529.805 | -568.654 | -606.073 | -642.577 | -677.775 | -712.357 | -744.696 | -775.065 | -804.159 | -832.518 | -859.173 | -883.963 | -907.952 | -930.788 | -952.363 | -973.182 | -992.785 | -1011.228 | -1028.78 | -1045.136 | -1060.187 | -1074.661 | -1088.256 | -1101.096 | -1113.478 | -1125.119 | -1135.923 | -1146.217 | -1155.791
Northwest | Multi Family | Average | January | All | LDCEU/TDEF | Electric Load with Losses, Incl. Cogeneration | MW | -5.592 | -10.388 | -24.308 | -46.48 | -61.254 | -70.21 | -88.357 | -107.928 | -112.505 | -124.188 | -108.847 | -145.195 | -143.254 | -123.607 | -157.059 | -169.867 | -163.524 | -128.576 | -164.982 | -171.792 | -208.272 | -185.246 | -180.86 | -220.138 | -249.096 | -271.577 | -299.837 | -327.46 | -353.701 | -379.459 | -403.576 | -426.689 | -449.186 | -470.819 | -492.08 | -511.882 | -530.404 | -548.105 | -565.404 | -581.596 | -596.585 | -611.112 | -624.916 | -637.926 | -650.511 | -662.328 | -673.41 | -683.967 | -693.769 | -702.744 | -711.408 | -719.53 | -727.188 | -734.61 | -741.568 | -748 | -754.149 | -759.851
Northwest | Multi Family | Average | February | All | LDCEU/TDEF | Electric Load with Losses, Incl. Cogeneration | MW | -4.439 | -11.061 | -19.384 | -40.161 | -51.275 | -56.024 | -79.255 | -85.072 | -104.788 | -107.53 | -110.188 | -112.993 | -125 | -128.99 | -114.13 | -125.773 | -140.092 | -113.781 | -159.067 | -140.937 | -160.2 | -189.593 | -138.986 | -162.709 | -213.856 | -234.95 | -261.295 | -287.383 | -312.484 | -337.312 | -360.812 | -383.501 | -405.699 | -427.16 | -448.312 | -468.134 | -486.786 | -504.693 | -522.207 | -538.699 | -554.063 | -568.978 | -583.209 | -596.684 | -609.731 | -622.045 | -633.657 | -644.747 | -655.111 | -664.678 | -673.917 | -682.626 | -690.88 | -698.877 | -706.423 | -713.458 | -720.194 | -726.49
Northwest | Multi Family | Average | March | All | LDCEU/TDEF | Electric Load with Losses, Incl. Cogeneration | MW | -3.255 | -7.819 | -19.124 | -32.639 | -45.244 | -52.239 | -74.457 | -80.416 | -83.246 | -110.699 | -89.05 | -90.469 | -95.278 | -113.641 | -94.213 | -126.983 | -135.76 | -109.616 | -129.781 | -139.395 | -141.236 | -142.581 | -124.197 | -158.913 | -186.657 | -206.675 | -231.383 | -255.859 | -279.422 | -302.704 | -324.769 | -346.07 | -366.898 | -387.024 | -406.842 | -425.415 | -442.891 | -459.67 | -476.058 | -491.499 | -505.891 | -519.851 | -533.172 | -545.789 | -557.992 | -569.513 | -580.385 | -590.762 | -600.465 | -609.432 | -618.08 | -626.235 | -633.969 | -641.45 | -648.516 | -655.112 | -661.419 | -667.319
Northwest | Multi Family | Average | April | All | LDCEU/TDEF | Electric Load with Losses, Incl. Cogeneration | MW | -2.58 | -5.8719 | -15.28 | -23.107 | -35.809 | -41.575 | -57.975 | -51.139 | -71.739 | -73.613 | -77.19 | -64.292 | -79.106 | -80.08 | -81.303 | -109.988 | -95.702 | -93.691 | -121.327 | -90.735 | -115.047 | -111.396 | -122.744 | -94.084 | -145.456 | -163.583 | -184.902 | -205.726 | -225.528 | -244.857 | -263.021 | -280.402 | -297.263 | -313.441 | -329.272 | -344.004 | -357.781 | -370.942 | -383.734 | -395.73 | -406.853 | -417.601 | -427.819 | -437.458 | -446.747 | -455.486 | -463.702 | -471.513 | -478.789 | -485.478 | -491.911 | -497.954 | -503.667 | -509.177 | -514.365 | -519.187 | -523.782 | -528.062
Northwest | Multi Family | Average | May | All | LDCEU/TDEF | Electric Load with Losses, Incl. Cogeneration | MW | -1.0571 | -3.3542 | -7.1232 | -19.3372 | -14.3645 | -26.2 | -41.2575 | -36.5106 | -35.6298 | -50.3333 | -45.039 | -42.5407 | -40.1435 | -44.0423 | -47.2246 | -51.1975 | -53.1801 | -67.9527 | -77.415 | -63.5915 | -62.3249 | -58.136 | -59.9024 | -65.301 | -91.569 | -107.638 | -125.777 | -143.682 | -160.9 | -177.781 | -193.828 | -209.285 | -224.326 | -238.826 | -253.029 | -266.31 | -278.805 | -290.798 | -302.438 | -313.429 | -323.702 | -333.633 | -343.118 | -352.118 | -360.793 | -369.007 | -376.787 | -384.2 | -391.164 | -397.639 | -403.862 | -409.755 | -415.367 | -420.709 | -425.778 | -430.54 | -435.083 | -439.355
Northwest | Multi Family | Average | June | All | LDCEU/TDEF | Electric Load with Losses, Incl. Cogeneration | MW | -0.944 | -2.5842 | -4.6837 | -9.1936 | -11.786 | -13.4245 | -21.3034 | -17.4459 | -27.3532 | -20.5582 | -18.826 | -21.5398 | -31.1335 | -23.0285 | -29.0927 | -39.9873 | -26.0707 | -38.2998 | -42.5555 | -44.6126 | -36.0126 | -42.7641 | -35.0142 | -43.3149 | -58.8683 | -72.8074 | -87.924 | -102.7684 | -116.9854 | -130.852 | -144.054 | -156.755 | -169.091 | -180.976 | -192.586 | -203.386 | -213.56 | -223.34 | -232.817 | -241.793 | -250.214 | -258.366 | -266.185 | -273.642 | -280.848 | -287.715 | -294.27 | -300.547 | -306.498 | -312.095 | -317.503 | -322.676 | -327.656 | -332.101 | -336.33 | -340.338 | -344.176 | -347.821
Northwest | Multi Family | Average | July | All | LDCEU/TDEF | Electric Load with Losses, Incl. Cogeneration | MW | -0.7918 | -2.1153 | -3.5041 | -5.9841 | -7.3054 | -10.0666 | -12.4299 | -12.8993 | -15.4118 | -16.4639 | -17.4202 | -18.3279 | -19.2907 | -21.7401 | -23.9357 | -23.4901 | -27.3908 | -25.0296 | -25.9702 | -27.2057 | -31.5159 | -36.1752 | -39.6213 | -34.9191 | -48.4944 | -62.5118 | -77.2994 | -92.0342 | -106.3696 | -120.5083 | -134.2259 | -147.5941 | -160.7243 | -173.5264 | -186.1291 | -197.9226 | -209.2 | -220.175 | -230.911 | -241.23 | -251.081 | -260.733 | -270.141 | -279.276 | -288.224 | -296.921 | -305.39 | -313.646 | -321.657 | -329.386 | -336.984 | -344.417 | -351.727 | -357.565 | -363.167 | -368.587 | -373.859 | -378.971
Northwest | Multi Family | Average | August | All | LDCEU/TDEF | Electric Load with Losses, Incl. Cogeneration | MW | -0.7647 | -1.8673 | -3.7196 | -5.5585 | -7.507 | -9.1033 | -11.3153 | -13.4568 | -14.4155 | -15.5141 | -16.4604 | -17.9099 | -18.8615 | -19.7694 | -20.5165 | -22.4162 | -24.2552 | -24.0399 | -27.0347 | -27.4313 | -29.6759 | -33.4812 | -34.3085 | -35.7547 | -47.0772 | -61.6123 | -77.0191 | -92.457 | -107.5491 | -122.4805 | -137.0109 | -151.2022 | -165.1621 | -178.7911 | -192.2255 | -204.859 | -216.954 | -228.735 | -240.258 | -251.349 | -261.948 | -272.329 | -282.447 | -292.266 | -301.877 | -311.213 | -320.3 | -329.148 | -337.726 | -345.997 | -354.115 | -362.047 | -369.839 | -376.159 | -382.229 | -388.098 | -393.802 | -399.328
Northwest | Multi Family | Average | September | All | LDCEU/TDEF | Electric Load with Losses, Incl. Cogeneration | MW | -0.9946 | -2.0604 | -4.2089 | -11.8053 | -10.0182 | -11.9348 | -19.9867 | -22.5407 | -22.9375 | -26.3241 | -21.7263 | -33.5495 | -35.1505 | -27.8646 | -34.6973 | -35.2796 | -29.835 | -34.1088 | -29.8962 | -33.9929 | -39.0429 | -36.5313 | -53.4495 | -57.291 | -62.2412 | -76.976 | -93.239 | -109.296 | -124.753 | -139.906 | -154.386 | -168.372 | -181.999 | -195.165 | -208.061 | -220.136 | -231.556 | -242.554 | -253.236 | -263.382 | -272.935 | -282.196 | -291.098 | -299.606 | -307.839 | -315.704 | -323.224 | -330.44 | -337.296 | -343.758 | -350.011 | -356.003 | -361.778 | -366.846 | -371.66 | -376.224 | -380.593 | -384.741
Northwest | Multi Family | Average | October | All | LDCEU/TDEF | Electric Load with Losses, Incl. Cogeneration | MW | -1.7602 | -5.8784 | -12.786 | -22.514 | -29.5844 | -36.019 | -45.231 | -49.343 | -57.525 | -66.225 | -46.5303 | -60.847 | -62.484 | -72.445 | -75.541 | -80.476 | -83.771 | -70.83 | -79.87 | -80.607 | -103.03 | -65.585 | -70.214 | -106.589 | -121.843 | -138.009 | -157.143 | -175.809 | -193.528 | -210.821 | -227.066 | -242.617 | -257.697 | -272.167 | -286.319 | -299.497 | -311.834 | -323.619 | -335.066 | -345.806 | -355.777 | -365.404 | -374.558 | -383.198 | -391.522 | -399.357 | -406.728 | -413.734 | -420.265 | -426.276 | -432.053 | -437.483 | -442.62 | -447.569 | -452.232 | -456.57 | -460.704 | -464.556
Northwest | Multi Family | Average | November | All | LDCEU/TDEF | Electric Load with Losses, Incl. Cogeneration | MW | -4.447 | -11.103 | -16.715 | -37.195 | -40.792 | -53.532 | -62.135 | -95.505 | -80.903 | -92.364 | -116.6 | -111.578 | -125.249 | -116.319 | -116.191 | -105.836 | -120.252 | -131.012 | -143.454 | -122.603 | -153.02 | -160.291 | -179.677 | -142.897 | -198.697 | -218.436 | -242.797 | -266.546 | -289.056 | -311.084 | -331.696 | -351.417 | -370.575 | -388.97 | -407.01 | -423.796 | -439.485 | -454.466 | -469.076 | -482.75 | -495.404 | -507.651 | -519.283 | -530.242 | -540.829 | -550.769 | -560.089 | -568.96 | -577.198 | -584.742 | -592.014 | -598.831 | -605.259 | -611.479 | -617.313 | -622.71 | -627.862 | -632.64
Northwest | Multi Family | Average | December | All | LDCEU/TDEF | Electric Load with Losses, Incl. Cogeneration | MW | -4.368 | -11.08 | -23.577 | -44.402 | -56.445 | -74.459 | -82.924 | -101.748 | -106.414 | -108.151 | -119.345 | -122.745 | -139.496 | -141.714 | -136.736 | -167.623 | -168.702 | -139.865 | -169.428 | -154.912 | -202.482 | -168.232 | -191.918 | -253.817 | -244.076 | -266.326 | -294.297 | -321.685 | -347.748 | -373.354 | -397.364 | -420.395 | -442.826 | -464.411 | -485.631 | -505.407 | -523.919 | -541.621 | -558.919 | -575.123 | -590.134 | -604.683 | -618.516 | -631.559 | -644.176 | -656.03 | -667.153 | -677.752 | -687.6 | -696.625 | -705.335 | -713.508 | -721.216 | -728.685 | -735.693 | -742.176 | -748.376 | -754.129
Northwest | Multi Family | Minimum | January | All | LDCEU/TDEF | Electric Load with Losses, Incl. Cogeneration | MW | -3.3261 | -6.2693 | -14.5553 | -27.7778 | -36.5669 | -41.8616 | -52.7012 | -64.3085 | -67.0031 | -73.9443 | -64.7778 | -86.4764 | -85.2813 | -73.6343 | -93.4378 | -101.0895 | -97.2477 | -76.5454 | -98.2058 | -102.1912 | -124.056 | -110.3178 | -107.7551 | -131.1706 | -148.8936 | -162.2017 | -177.9399 | -192.9581 | -206.878 | -220.302 | -232.622 | -244.238 | -255.409 | -266.016 | -276.36 | -285.863 | -294.633 | -302.934 | -311.019 | -318.496 | -325.322 | -331.916 | -338.13 | -343.932 | -349.533 | -354.738 | -359.568 | -364.15 | -368.352 | -372.135 | -375.789 | -379.179 | -382.346 | -385.422 | -388.272 | -390.865 | -393.342 | -395.603
Northwest | Multi Family | Minimum | February | All | LDCEU/TDEF | Electric Load with Losses, Incl. Cogeneration | MW | -2.5235 | -6.35 | -11.0676 | -22.9182 | -29.2206 | -31.9319 | -45.1416 | -48.3954 | -59.5783 | -61.1123 | -62.6497 | -64.2613 | -71.0889 | -73.3678 | -64.8636 | -71.4977 | -79.6337 | -64.719 | -90.4524 | -80.166 | -91.1866 | -107.7799 | -79.1195 | -92.6093 | -122.3875 | -134.4762 | -148.646 | -162.3004 | -175.0843 | -187.4881 | -198.9854 | -209.8995 | -220.4442 | -230.5075 | -240.3444 | -249.4408 | -257.8896 | -265.9242 | -273.7523 | -281.041 | -287.7475 | -294.233 | -300.374 | -306.14 | -311.71 | -316.92 | -321.789 | -326.419 | -330.701 | -334.6 | -338.364 | -341.883 | -345.193 | -348.405 | -351.408 | -354.173 | -356.818 | -359.261
Northwest | Multi Family | Minimum | March | All | LDCEU/TDEF | Electric Load with Losses, Incl. Cogeneration | MW | -2.0077 | -4.8702 | -11.8634 | -20.2193 | -27.9909 | -32.3219 | -46.0488 | -49.7044 | -51.3949 | -68.3159 | -54.9811 | -55.8337 | -58.8265 | -70.2011 | -58.1126 | -78.399 | -83.801 | -67.7297 | -80.1615 | -86.0524 | -87.241 | -88.0743 | -76.7458 | -98.2568 | -115.9979 | -128.6577 | -143.4313 | -157.8387 | -171.4884 | -184.8272 | -197.3239 | -209.2742 | -220.8802 | -232.0149 | -242.9294 | -253.0873 | -262.5792 | -271.6502 | -280.4907 | -288.7761 | -296.4513 | -303.8846 | -310.9543 | -317.6237 | -324.07 | -330.1333 | -335.8344 | -341.2666 | -346.3272 | -350.9766 | -355.4633 | -359.6825 | -363.6737 | -367.5398 | -371.1814 | -374.5671 | -377.8058 | -380.825
Northwest | Multi Family | Minimum | April | All | LDCEU/TDEF | Electric Load with Losses, Incl. Cogeneration | MW | -2.3846 | -5.4968 | -14.2276 | -21.4616 | -33.1982 | -38.5428 | -53.6909 | -47.2907 | -66.3753 | -67.9771 | -71.4416 | -59.4227 | -73.1613 | -73.9876 | -75.1101 | -101.5893 | -88.4232 | -86.6247 | -112.041 | -83.7666 | -106.2365 | -102.924 | -113.4882 | -86.7436 | -130.5173 | -142.9721 | -157.5322 | -171.5309 | -184.6242 | -197.2962 | -209.0143 | -220.1109 | -230.8131 | -241.012 | -250.9736 | -260.1611 | -268.6699 | -276.7511 | -284.6192 | -291.9289 | -298.6333 | -305.1145 | -311.2404 | -316.9799 | -322.5199 | -327.6898 | -332.5076 | -337.0837 | -341.3018 | -345.1279 | -348.8199 | -352.2615 | -355.4921 | -358.6258 | -361.5473 | -364.2259 | -366.7863 | -369.1417
Northwest | Multi Family | Minimum | May | All | LDCEU/TDEF | Electric Load with Losses, Incl. Cogeneration | MW | -0.6401 | -1.6037 | -3.4064 | -8.2366 | -7.2356 | -11.3558 | -17.5253 | -15.656 | -15.9508 | -21.3653 | -19.3307 | -18.7502 | -18.4218 | -19.976 | -20.6641 | -22.3235 | -23.0869 | -28.9161 | -32.6805 | -27.3798 | -26.9119 | -26.1749 | -28.0691 | -29.827 | -43.8394 | -53.8244 | -64.1645 | -74.1976 | -83.6851 | -92.8534 | -101.4933 | -109.7347 | -117.6879 | -125.2982 | -132.7002 | -139.5509 | -145.9596 | -152.0875 | -158.0078 | -163.5847 | -168.7828 | -173.7991 | -178.5885 | -183.1314 | -187.5078 | -191.6562 | -195.5934 | -199.3485 | -202.8866 | -206.1867 | -209.3663 | -212.3909 | -215.2871 | -217.9343 | -220.447 | -222.8162 | -225.0795 | -227.2164
Northwest | Multi Family | Minimum | June | All | LDCEU/TDEF | Electric Load with Losses, Incl. Cogeneration | MW | -0.6659 | -1.8917 | -3.3097 | -6.8694 | -8.7998 | -9.6533 | -16.3843 | -12.0162 | -21.1932 | -13.9735 | -11.1227 | -14.1121 | -23.5153 | -14.3388 | -20.784 | -30.648 | -15.6667 | -29.1608 | -32.7603 | -33.8989 | -25.226 | -31.1172 | -11.518 | -28.715 | -39.5745 | -47.9554 | -56.5995 | -64.851 | -72.5265 | -79.8542 | -86.6541 | -93.064 | -99.1866 | -104.9889 | -110.5956 | -115.7513 | -120.5239 | -125.0471 | -129.392 | -133.4412 | -137.1705 | -140.7444 | -144.1243 | -147.2965 | -150.3312 | -153.1745 | -155.84 | -158.3571 | -160.694 | -162.8358 | -164.8819 | -166.8008 | -168.6136 | -170.3532 | -171.993 | -173.5182 | -174.9642 | -176.3105
Northwest | Multi Family | Minimum | July | All | LDCEU/TDEF | Electric Load with Losses, Incl. Cogeneration | MW | -0.1174 | -0.2136 | -0.3811 | -0.627 | -0.9321 | -0.9944 | -1.7549 | -1.6954 | -2.1113 | -1.8957 | -1.7783 | -1.9548 | -2.2774 | -2.3092 | -2.3888 | -2.8855 | -2.6667 | -3.0442 | -3.5984 | -3.3203 | -3.3737 | -3.5257 | -3.6818 | -4.3795 | -12.5865 | -21.4597 | -30.287 | -39.0287 | -47.4599 | -55.6887 | -63.5961 | -71.2288 | -78.6434 | -85.7959 | -92.7739 | -99.3188 | -105.5049 | -111.4633 | -117.2135 | -122.6858 | -127.8438 | -132.8241 | -137.608 | -142.1785 | -146.578 | -150.7808 | -154.8025 | -158.644 | -162.2963 | -165.7419 | -169.0535 | -172.2243 | -175.2777 | -178.0948 | -180.7953 | -183.3702 | -185.8282 | -188.1717
Northwest | Multi Family | Minimum | August | All | LDCEU/TDEF | Electric Load with Losses, Incl. Cogeneration | MW | -0.293 | -0.5734 | -2.3918 | -2.0336 | -1.7341 | -2.7908 | -4.4693 | -7.4357 | -5.951 | -7.5905 | -5.332 | -5.424 | -6.5023 | -8.6763 | -9.6853 | -9.1423 | -9.6175 | -10.9133 | -10.1947 | -6.8644 | -8.595 | -6.8923 | -8.5195 | -9.8951 | -19.9511 | -27.6734 | -35.1148 | -42.0898 | -48.4741 | -54.4621 | -59.9602 | -65.0804 | -69.9071 | -74.4293 | -78.7445 | -82.6696 | -86.2765 | -89.6683 | -92.8893 | -95.8762 | -98.617 | -101.2217 | -103.6763 | -105.974 | -108.1578 | -110.2026 | -112.1202 | -113.9234 | -115.5998 | -117.14 | -118.6051 | -119.983 | -121.2898 | -122.4912 | -123.6245 | -124.6822 | -125.6809 | -126.6138
Northwest | Multi Family | Minimum | September | All | LDCEU/TDEF | Electric Load with Losses, Incl. Cogeneration | MW | -0.3928 | -0.9752 | -1.888 | -3.8342 | -3.9397 | -5.057 | -6.9208 | -7.6593 | -8.3261 | -9.2165 | -8.8136 | -11.0622 | -11.5497 | -10.3928 | -11.6101 | -12.3863 | -11.9585 | -12.2145 | -13.596 | -13.0065 | -14.5085 | -15.3263 | -17.7515 | -19.212 | -26.5582 | -35.2878 | -43.8662 | -52.0771 | -59.7441 | -67.0691 | -73.9412 | -80.4543 | -86.6999 | -92.6477 | -98.4026 | -103.7056 | -108.6625 | -113.3993 | -117.9638 | -122.2721 | -126.3026 | -130.1969 | -133.9321 | -137.4964 | -140.9421 | -144.2348 | -147.3885 | -150.4179 | -153.305 | -156.0349 | -158.6864 | -161.242 | -163.7222 | -165.7163 | -167.603 | -169.3951 | -171.1131 | -172.7484
Northwest | Multi Family | Minimum | October | All | LDCEU/TDEF | Electric Load with Losses, Incl. Cogeneration | MW | -0.3795 | -1.2809 | -2.772 | -4.8751 | -6.4008 | -7.7899 | -9.7619 | -10.6541 | -12.4077 | -14.2856 | -10.0346 | -13.1224 | -13.4783 | -15.6323 | -16.2975 | -17.3549 | -18.0614 | -15.2771 | -17.2041 | -17.3605 | -22.2005 | -14.1224 | -15.1433 | -22.9772 | -31.3473 | -39.606 | -47.8629 | -55.6641 | -62.8299 | -69.6063 | -75.8495 | -81.6916 | -87.2336 | -92.4462 | -97.4468 | -102.0189 | -106.2298 | -110.1998 | -113.9912 | -117.5106 | -120.74 | -123.8207 | -126.7246 | -129.4421 | -132.0314 | -134.4521 | -136.717 | -138.8491 | -140.825 | -142.6313 | -144.3515 | -145.9614 | -147.4801 | -148.932 | -150.2995 | -151.5701 | -152.7714 | -153.8886
Northwest | Multi Family | Minimum | November | All | LDCEU/TDEF | Electric Load with Losses, Incl. Cogeneration | MW | -2.499 | -6.3289 | -9.4459 | -20.9836 | -22.9893 | -30.1724 | -34.9512 | -53.7382 | -45.4707 | -51.9042 | -65.5048 | -62.7408 | -70.3949 | -65.2887 | -65.2483 | -59.4481 | -67.5953 | -73.5621 | -80.5255 | -68.9013 | -85.9434 | -90.0452 | -101.0401 | -80.336 | -112.2499 | -123.3964 | -136.2099 | -148.3664 | -159.5741 | -170.3196 | -180.1466 | -189.3735 | -198.2099 | -206.5693 | -214.6903 | -222.1258 | -228.9693 | -235.4282 | -241.6978 | -247.4847 | -252.7563 | -257.8342 | -262.6111 | -267.0623 | -271.3504 | -275.3287 | -279.0145 | -282.5029 | -285.6961 | -288.5651 | -291.3312 | -293.8926 | -296.2829 | -298.601 | -300.7464 | -302.6958 | -304.5537 | -306.2467
Northwest | Multi Family | Minimum | December | All | LDCEU/TDEF | Electric Load with Losses, Incl. Cogeneration | MW | -2.7652 | -7.1141 | -15.0277 | -28.2123 | -35.8926 | -47.3078 | -52.5973 | -64.4464 | -67.3818 | -68.4664 | -75.5506 | -77.7392 | -88.4022 | -89.736 | -86.5049 | -106.0728 | -106.7673 | -88.5356 | -107.2858 | -98.1967 | -128.3006 | -106.5511 | -121.7157 | -160.863 | -154.3975 | -167.6113 | -183.4033 | -198.4982 | -212.5198 | -226.0652 | -238.507 | -250.248 | -261.554 | -272.3 | -282.791 | -292.437 | -301.344 | -309.778 | -318.002 | -325.611 | -332.559 | -339.276 | -345.608 | -351.52 | -357.232 | -362.542 | -367.469 | -372.145 | -376.432 | -380.293 | -384.023 | -387.485 | -390.718 | -393.86 | -396.772 | -399.419 | -401.949 | -404.257
Northwest | Other Family | Peak | January | All | LDCEU/TDEF | Electric Load with Losses, Incl. Cogeneration | MW | -66.523 | -70.13 | -116.859 | -177.876 | -200.958 | -220.29 | -260.582 | -304.04 | -304.859 | -337.233 | -299.089 | -395.612 | -395.297 | -316.44 | -172.619 | -183.575 | -171.167 | -133.261 | -161.59 | -151.725 | -185.365 | -157.657 | -148.286 | -168.841 | -183.082 | -191.599 | -212.908 | -233.534 | -253.34 | -272.072 | -290.135 | -307.102 | -323.48 | -338.589 | -352.89 | -366.184 | -378.895 | -390.475 | -401.348 | -411.376 | -420.879 | -429.417 | -437.399 | -444.725 | -451.45 | -457.591 | -463.178 | -468.257 | -472.841 | -476.96 | -480.655 | -483.93 | -486.805 | -489.321 | -491.474 | -493.286 | -494.793 | -496.002
Northwest | Other Family | Peak | February | All | LDCEU/TDEF | Electric Load with Losses, Incl. Cogeneration | MW | -112.268 | -165.205 | -201.468 | -324.516 | -361.15 | -369.635 | -501.079 | -518.047 | -610.925 | -649.353 | -647.869 | -671.241 | -734.099 | -716.458 | -268.773 | -297.606 | -314.471 | -254.739 | -329.307 | -266.701 | -300.154 | -340.028 | -239.842 | -274.378 | -322.521 | -323.824 | -345.374 | -365.689 | -385.019 | -402.885 | -419.969 | -435.734 | -450.917 | -464.631 | -477.484 | -489.279 | -500.542 | -510.538 | -519.84 | -528.257 | -536.179 | -543.065 | -549.366 | -555.007 | -560.032 | -564.446 | -568.28 | -571.597 | -574.394 | -576.709 | -578.594 | -580.039 | -581.064 | -581.727 | -582.004 | -581.923 | -581.529 | -580.817
Northwest | Other Family | Peak | March | All | LDCEU/TDEF | Electric Load with Losses, Incl. Cogeneration | MW | -96.142 | -132.518 | -218.17 | -299.043 | -358.74 | -392.506 | -525.94 | -544.777 | -542.486 | -740.739 | -590.327 | -603.568 | -641.045 | -705.485 | -253.175 | -333.869 | -339.48 | -266.798 | -300.384 | -276.717 | -300.103 | -291.919 | -242.246 | -288.991 | -310.813 | -312.077 | -333.325 | -353.399 | -372.565 | -390.31 | -407.297 | -423.003 | -438.145 | -451.848 | -464.71 | -476.532 | -487.831 | -497.884 | -507.251 | -515.741 | -523.75 | -530.728 | -537.132 | -542.879 | -548.016 | -552.547 | -556.503 | -559.945 | -562.872 | -565.32 | -567.339 | -568.919 | -570.083 | -570.884 | -571.303 | -571.364 | -571.113 | -570.545
Northwest | Other Family | Peak | April | All | LDCEU/TDEF | Electric Load with Losses, Incl. Cogeneration | MW | -74.796 | -95.377 | -169.026 | -210.764 | -286.527 | -309.131 | -419.181 | -354.935 | -457.091 | -493.669 | -494.117 | -428.065 | -521.025 | -505.323 | -213.472 | -288.092 | -236.902 | -225.459 | -281.151 | -188.006 | -246.473 | -228.281 | -230.61 | -172.09 | -235.791 | -237.949 | -255.593 | -272.121 | -287.769 | -302.163 | -315.849 | -328.441 | -340.519 | -351.401 | -361.579 | -370.889 | -379.764 | -387.624 | -394.927 | -401.516 | -407.722 | -413.099 | -418.019 | -422.416 | -426.328 | -429.76 | -432.739 | -435.311 | -437.478 | -439.27 | -440.724 | -441.835 | -442.623 | -443.126 | -443.331 | -443.258 | -442.943 | -442.383
Northwest | Other Family | Peak | May | All | LDCEU/TDEF | Electric Load with Losses, Incl. Cogeneration | MW | -38.8538 | -79.9969 | -112.222 | -258.237 | -170.635 | -263.37 | -431.68 | -366.776 | -342.35 | -477.207 | -426.957 | -409.876 | -384.591 | -400.433 | -173.802 | -191.077 | -190.532 | -236.39 | -246.579 | -181.359 | -183.686 | -165.397 | -155.854 | -169.19 | -195.106 | -197.075 | -212.241 | -226.512 | -240.11 | -252.674 | -264.645 | -275.712 | -286.367 | -296.017 | -305.07 | -313.401 | -321.374 | -328.469 | -335.101 | -341.116 | -346.8149 | -351.7984 | -356.3808 | -360.517 | -364.2338 | -367.5345 | -370.4408 | -372.9937 | -375.1924 | -377.0608 | -378.6331 | -379.903 | -380.8856 | -381.6151 | -382.0823 | -382.3017 | -382.3048 | -382.0873
Northwest | Other Family | Peak | June | All | LDCEU/TDEF | Electric Load with Losses, Incl. Cogeneration | MW | -19.0525 | -28.0814 | -47.0214 | -55.5398 | -67.7042 | -86.104 | -72.1278 | -131.131 | -82.3939 | -185.204 | -248.873 | -209.891 | -136.262 | -271.646 | -175.72 | -94.4789 | -227.851 | -92.9497 | -72.959 | -188.135 | -141.052 | -114.6079 | -509.554 | -257.138 | -228.221 | -236.244 | -247.862 | -259.17 | -268.788 | -277.941 | -287.943 | -297.218 | -306.206 | -314.453 | -322.241 | -329.585 | -336.665 | -343.131 | -349.346 | -355.201 | -358.458 | -360.815 | -362.294 | -363.518 | -364.58 | -365.414 | -366.036 | -366.517 | -366.824 | -366.953 | -366.994 | -366.902 | -366.683 | -366.397 | -365.989 | -365.471 | -364.904 | -364.251
Northwest | Other Family | Peak | July | All | LDCEU/TDEF | Electric Load with Losses, Incl. Cogeneration | MW | -11.601 | -47.216 | -59.324 | -91.028 | -74.6535 | -169.424 | -85.3396 | -124.012 | -123.868 | -209.771 | -269.835 | -240.502 | -228.983 | -301.551 | -375.403 | -204.544 | -285.53 | -176.984 | -143.2355 | -216.616 | -240.765 | -288.026 | -287.691 | -194.183 | -261.887 | -270.043 | -281.565 | -292.865 | -302.231 | -311.207 | -321.32 | -330.721 | -339.882 | -348.319 | -356.308 | -363.905 | -371.269 | -378.019 | -384.562 | -390.773 | -393.838 | -395.91 | -396.967 | -397.793 | -398.493 | -398.982 | -399.272 | -399.451 | -399.469 | -399.323 | -399.116 | -398.791 | -398.355 | -397.874 | -397.282 | -396.592 | -395.871 | -395.078
Northwest | Other Family | Peak | August | All | LDCEU/TDEF | Electric Load with Losses, Incl. Cogeneration | MW | -14.2923 | -24.531 | -25.8363 | -46.7035 | -69.1524 | -78.614 | -84.7791 | -80.1337 | -104.6723 | -89.4099 | -136.804 | -128.345 | -137.049 | -122.2251 | -101.9668 | -117.746 | -112.5759 | -96.1762 | -124.7234 | -122.0799 | -131.68 | -132.771 | -132.0928 | -138.715 | -141.8099 | -149.3227 | -159.5602 | -169.7125 | -179.0223 | -188.0258 | -197.5927 | -206.6303 | -215.4334 | -223.6428 | -231.475 | -238.905 | -246.095 | -252.754 | -259.16 | -265.221 | -269.459 | -272.962 | -275.78 | -278.344 | -280.718 | -282.864 | -284.796 | -286.564 | -288.148 | -289.552 | -290.834 | -291.968 | -292.962 | -293.855 | -294.618 | -295.257 | -295.815 | -296.272
Northwest | Other Family | Peak | September | All | LDCEU/TDEF | Electric Load with Losses, Incl. Cogeneration | MW | -15.4294 | -28.127 | -42.738 | -40.8598 | -63.07 | -92.277 | -72.514 | -75.563 | -102.493 | -98.212 | -123.034 | -97.031 | -104.557 | -116.315 | -63.0678 | -72.278 | -127.261 | -74.51 | -135.566 | -86.237 | -93.289 | -101.599 | -67.6881 | -68.8791 | -108.13 | -116.238 | -128.018 | -139.51 | -150.25 | -160.507 | -170.983 | -180.827 | -190.334 | -199.15 | -207.516 | -215.373 | -222.92 | -229.861 | -236.475 | -242.663 | -247.651 | -251.979 | -255.635 | -258.978 | -262.067 | -264.879 | -267.431 | -269.77 | -271.884 | -273.78 | -275.511 | -277.057 | -278.426 | -279.659 | -280.729 | -281.648 | -282.453 | -283.131
Northwest | Other Family | Peak | October | All | LDCEU/TDEF | Electric Load with Losses, Incl. Cogeneration | MW | -74.064 | -137.731 | -209.501 | -288.892 | -325.817 | -376.507 | -469.066 | -480.439 | -528.444 | -625.535 | -438.481 | -577.218 | -593.583 | -643.958 | -277.227 | -289.273 | -300.648 | -231.017 | -259.677 | -277.465 | -305.492 | -194.181 | -191.631 | -267.063 | -277.26 | -278.49 | -296.866 | -314.059 | -330.297 | -345.209 | -359.388 | -372.413 | -384.922 | -396.16 | -406.651 | -416.251 | -425.403 | -433.475 | -440.965 | -447.711 | -454.055 | -459.526 | -464.503 | -468.937 | -472.861 | -476.277 | -479.211 | -481.719 | -483.796 | -485.474 | -486.798 | -487.757 | -488.37 | -488.684 | -488.68 | -488.377 | -487.819 | -486.997
Northwest | Other Family | Peak | November | All | LDCEU/TDEF | Electric Load with Losses, Incl. Cogeneration | MW | -97.189 | -139.555 | -152.943 | -265.32 | -254.363 | -306.281 | -348.433 | -508.223 | -402.552 | -473.918 | -597.714 | -562.169 | -632.108 | -570.236 | -235.345 | -211.853 | -229.729 | -247.042 | -258.61 | -226.349 | -248.592 | -256.32 | -264.912 | -203.379 | -261.826 | -266.996 | -289.448 | -310.904 | -331.418 | -350.604 | -369.026 | -386.187 | -402.731 | -417.841 | -432.074 | -445.225 | -457.791 | -469.101 | -479.672 | -489.335 | -498.467 | -506.547 | -514.027 | -520.817 | -526.97 | -532.495 | -537.425 | -541.819 | -545.68 | -549.044 | -551.962 | -554.427 | -556.463 | -558.121 | -559.388 | -560.286 | -560.862 | -561.116
Northwest | Other Family | Peak | December | All | LDCEU/TDEF | Electric Load with Losses, Incl. Cogeneration | MW | -58.348 | -88.314 | -128.152 | -195.971 | -207.278 | -258.597 | -283.934 | -335.613 | -329.772 | -333.556 | -368.653 | -378.483 | -432.346 | -417.783 | -171.187 | -204.281 | -199.065 | -161.764 | -179.184 | -173.609 | -200.438 | -160.902 | -174.788 | -220.243 | -200.747 | -208.089 | -229.221 | -249.611 | -269.181 | -287.641 | -305.427 | -322.1 | -338.197 | -353.012 | -367.021 | -380.028 | -392.468 | -403.767 | -414.369 | -424.128 | -433.372 | -441.65 | -449.369 | -456.439 | -462.911 | -468.798 | -474.132 | -478.96 | -483.293 | -487.162 | -490.608 | -493.632 | -496.257 | -498.524 | -500.426 | -501.987 | -503.242 | -504.198
Northwest | Other Family | Average | January | All | LDCEU/TDEF | Electric Load with Losses, Incl. Cogeneration | MW | -57.422 | -60.379 | -100.545 | -153.02 | -172.773 | -189.362 | -223.948 | -261.411 | -261.739 | -289.546 | -256.896 | -339.625 | -339.416 | -271.694 | -147.86 | -157.138 | -146.513 | -113.878 | -138.11 | -130.013 | -158.293 | -134.657 | -126.524 | -144.096 | -153.147 | -156.964 | -170.562 | -183.558 | -195.968 | -207.58 | -218.729 | -229.12 | -239.138 | -248.298 | -256.932 | -264.918 | -272.553 | -279.437 | -285.882 | -291.784 | -297.37 | -302.329 | -306.934 | -311.127 | -314.941 | -318.382 | -321.47 | -324.24 | -326.694 | -328.853 | -330.747 | -332.373 | -333.746 | -334.892 | -335.808 | -336.505 | -337.01 | -337.323
Northwest | Other Family | Average | February | All | LDCEU/TDEF | Electric Load with Losses, Incl. Cogeneration | MW | -45.205 | -66.34 | -80.8055 | -129.997 | -144.563 | -147.762 | -200.463 | -207.481 | -244.287 | -259.254 | -259.013 | -268.015 | -293.375 | -286.209 | -107.08 | -118.296 | -125.034 | -101.018 | -130.828 | -106.151 | -119.002 | -135.03 | -94.956 | -108.5 | -130.941 | -135.092 | -147.731 | -159.965 | -171.781 | -182.951 | -193.746 | -203.886 | -213.707 | -222.76 | -231.342 | -239.328 | -246.989 | -253.958 | -260.517 | -266.566 | -272.316 | -277.478 | -282.305 | -286.74 | -290.815 | -294.535 | -297.918 | -300.997 | -303.774 | -306.267 | -308.504 | -310.483 | -312.219 | -313.735 | -315.028 | -316.111 | -317.006 | -317.715
Northwest | Other Family | Average | March | All | LDCEU/TDEF | Electric Load with Losses, Incl. Cogeneration | MW | -33.9104 | -46.5919 | -76.536 | -104.82 | -125.734 | -137.255 | -184.236 | -190.862 | -189.988 | -259.136 | -206.543 | -211.295 | -224.062 | -246.653 | -88.29 | -116.132 | -118.138 | -92.644 | -104.349 | -96.886 | -104.104 | -101.198 | -83.8979 | -100.015 | -111.275 | -115.646 | -127.403 | -138.788 | -149.787 | -160.19 | -170.239 | -179.684 | -188.825 | -197.2609 | -205.2592 | -212.7051 | -219.8459 | -226.3532 | -232.4783 | -238.1329 | -243.5118 | -248.3475 | -252.8782 | -257.0456 | -260.8826 | -264.3928 | -267.5962 | -270.5173 | -273.1616 | -275.5474 | -277.6961 | -279.6102 | -281.2993 | -282.7878 | -284.0721 | -285.1645 | -286.0856 | -286.8346
Northwest | Other Family | Average | April | All | LDCEU/TDEF | Electric Load with Losses, Incl. Cogeneration | MW | -25.568 | -32.4902 | -57.4417 | -71.5548 | -97.2015 | -104.8071 | -142.1505 | -120.6598 | -155.0815 | -167.497 | -167.535 | -145.3287 | -176.5923 | -171.4468 | -72.1348 | -97.156 | -79.8548 | -75.8612 | -94.6913 | -64.131 | -82.8143 | -76.5998 | -77.398 | -58.504 | -82.9432 | -87.4658 | -97.4784 | -107.0451 | -116.1732 | -124.7243 | -132.9069 | -140.5422 | -147.8783 | -154.6072 | -160.9527 | -166.8254 | -172.4323 | -177.5139 | -182.2788 | -186.6549 | -190.8057 | -194.5156 | -197.9807 | -201.1536 | -204.062 | -206.7114 | -209.1183 | -211.3029 | -213.2695 | -215.0343 | -216.6134 | -218.009 | -219.2317 | -220.2983 | -221.207 | -221.9687 | -222.5969 | -223.0955
Northwest | Other Family | Average | May | All | LDCEU/TDEF | Electric Load with Losses, Incl. Cogeneration | MW | -10.3795 | -18.8404 | -26.6816 | -58.8443 | -41.6137 | -60.809 | -98.282 | -84.448 | -80.3662 | -109.0028 | -98.1246 | -94.5284 | -90.6305 | -94.4708 | -42.0264 | -44.9866 | -44.7685 | -53.456 | -55.4164 | -44.4503 | -42.8324 | -39.3571 | -38.568 | -40.8551 | -51.2869 | -56.1959 | -64.439 | -72.4067 | -80.0572 | -87.2974 | -94.2767 | -100.8402 | -107.1638 | -113.0174 | -118.5634 | -123.7326 | -128.6814 | -133.2115 | -137.4858 | -141.4441 | -145.1822 | -148.5595 | -151.725 | -154.6538 | -157.3677 | -159.8732 | -162.1817 | -164.3097 | -166.2618 | -168.0489 | -169.6847 | -171.1721 | -172.5186 | -173.7375 | -174.8288 | -175.8002 | -176.6626 | -177.4186
Northwest | Other Family | Average | June | All | LDCEU/TDEF | Electric Load with Losses, Incl. Cogeneration | MW | -9.4622 | -14.863 | -18.5307 | -30.068 | -33.287 | -37.0633 | -52.876 | -47.5352 | -61.0204 | -54.0833 | -54.2257 | -57.4866 | -72.7534 | -63.4507 | -37.8791 | -39.256 | -37.3347 | -34.8047 | -35.2471 | -46.5751 | -34.4188 | -34.8883 | -59.9802 | -45.2551 | -47.6622 | -52.5027 | -59.3525 | -65.943 | -72.106 | -77.9217 | -83.6072 | -88.925 | -94.0297 | -98.739 | -103.1861 | -107.3277 | -111.2842 | -114.9016 | -118.3175 | -121.4852 | -124.2774 | -126.7499 | -128.9994 | -131.0664 | -132.9753 | -134.726 | -136.3277 | -137.7976 | -139.1365 | -140.3518 | -141.46 | -142.46 | -143.3575 | -144.166 | -144.8815 | -145.5103 | -146.0644 | -146.5429
Northwest | Other Family | Average | July | All | LDCEU/TDEF | Electric Load with Losses, Incl. Cogeneration | MW | -8.5654 | -15.2132 | -20.085 | -29.9679 | -30.0825 | -50.9937 | -42.4338 | -49.0686 | -53.4656 | -71.67 | -82.6147 | -77.9098 | -80.9983 | -94.8098 | -105.9459 | -64.759 | -82.0259 | -56.1481 | -49.3089 | -65.8816 | -72.5759 | -83.5349 | -82.2784 | -62.0384 | -81.2855 | -86.7385 | -93.8032 | -100.6938 | -106.9477 | -112.9172 | -119.0861 | -124.867 | -130.4534 | -135.6263 | -140.5302 | -145.1438 | -149.5789 | -153.6599 | -157.5572 | -161.2167 | -163.9387 | -166.2329 | -168.1328 | -169.8585 | -171.4502 | -172.8895 | -174.1857 | -175.3691 | -176.4296 | -177.371 | -178.2276 | -178.9859 | -179.6507 | -180.2462 | -180.7552 | -181.1841 | -181.5565 | -181.862
Northwest | Other Family | Average | August | All | LDCEU/TDEF | Electric Load with Losses, Incl. Cogeneration | MW | -8.6023 | -13.5662 | -18.231 | -26.4583 | -36.2647 | -42.2167 | -47.4917 | -48.9993 | -58.4779 | -53.3437 | -73.1035 | -70.2751 | -75.6896 | -69.7456 | -54.3546 | -61.5579 | -59.1919 | -51.2608 | -64.683 | -62.1049 | -67.1931 | -67.3136 | -67.4386 | -71.0831 | -74.6615 | -80.3142 | -87.5682 | -94.682 | -101.2793 | -107.6066 | -114.1301 | -120.2748 | -126.2243 | -131.7578 | -137.0216 | -141.9837 | -146.7634 | -151.1795 | -155.4017 | -159.3749 | -162.4184 | -165.0192 | -167.2234 | -169.2432 | -171.1177 | -172.8308 | -174.3925 | -175.8314 | -177.1393 | -178.3208 | -179.4076 | -180.3882 | -181.2679 | -182.07 | -182.7785 | -183.4007 | -183.9587 | -184.4435
Northwest | Other Family | Average | September | All | LDCEU/TDEF | Electric Load with Losses, Incl. Cogeneration | MW | -10.743 | -13.301 | -19.8345 | -39.5055 | -32.8453 | -39.9649 | -57.0948 | -60.0736 | -61.3485 | -68.8728 | -61.8121 | -83.2471 | -86.7309 | -71.3055 | -38.1875 | -40.6554 | -44.8443 | -37.3039 | -43.8947 | -42.6929 | -39.6299 | -39.5511 | -41.6147 | -42.6881 | -49.1182 | -54.1888 | -61.504 | -68.5858 | -75.2854 | -81.6417 | -87.8822 | -93.7435 | -99.3848 | -104.608 | -109.5536 | -114.1733 | -118.5946 | -122.6509 | -126.4876 | -130.0556 | -133.2565 | -136.1199 | -138.7165 | -141.1128 | -143.3345 | -145.3804 | -147.2611 | -148.9958 | -150.5847 | -152.0361 | -153.3685 | -154.5793 | -155.675 | -156.6712 | -157.5627 | -158.3559 | -159.0653 | -159.6891
Northwest | Other Family | Average | October | All | LDCEU/TDEF | Electric Load with Losses, Incl. Cogeneration | MW | -18.6646 | -34.5603 | -52.3675 | -72.2542 | -81.3244 | -93.824 | -117.2628 | -119.8819 | -132.0011 | -155.6116 | -109.5601 | -143.7877 | -147.7662 | -160.2544 | -68.6625 | -71.5897 | -73.9525 | -57.1234 | -64.1059 | -67.6755 | -75.0651 | -47.5198 | -47.5479 | -65.4658 | -71.8384 | -76.0553 | -84.8483 | -93.2493 | -101.2262 | -108.7 | -115.846 | -122.5143 | -128.9181 | -134.7919 | -140.3266 | -145.4513 | -150.3411 | -154.7731 | -158.927 | -162.7437 | -166.3619 | -169.5986 | -172.6183 | -175.3862 | -177.9238 | -180.2369 | -182.3382 | -184.2471 | -185.9673 | -187.5113 | -188.8953 | -190.1203 | -191.1946 | -192.1341 | -192.9367 | -193.6111 | -194.171 | -194.6177
Northwest | Other Family | Average | November | All | LDCEU/TDEF | Electric Load with Losses, Incl. Cogeneration | MW | -44.835 | -64.137 | -70.1902 | -121.811 | -116.474 | -140.278 | -159.744 | -232.725 | -184.45 | -216.702 | -273.624 | -257.242 | -289.496 | -261.219 | -107.371 | -96.495 | -104.487 | -112.412 | -117.644 | -102.428 | -112.948 | -116.216 | -120.089 | -92.1246 | -120.237 | -124.102 | -135.655 | -146.672 | -157.154 | -166.95 | -176.333 | -185.069 | -193.475 | -201.158 | -208.394 | -215.08 | -221.466 | -227.224 | -232.612 | -237.5447 | -242.2143 | -246.3594 | -250.2108 | -253.7194 | -256.9138 | -259.7993 | -262.3929 | -264.7227 | -266.7916 | -268.6184 | -270.2247 | -271.6113 | -272.7894 | -273.781 | -274.5833 | -275.2065 | -275.6721 | -275.9793
Northwest | Other Family | Average | December | All | LDCEU/TDEF | Electric Load with Losses, Incl. Cogeneration | MW | -44.049 | -66.51 | -96.442 | -147.497 | -155.768 | -194.304 | -213.323 | -252.245 | -247.674 | -250.593 | -277.057 | -284.312 | -324.558 | -313.767 | -128.251 | -152.999 | -148.971 | -120.988 | -134.149 | -129.435 | -149.754 | -120.209 | -130.414 | -164.359 | -148.399 | -152.267 | -165.741 | -178.639 | -190.977 | -202.54 | -213.649 | -224.016 | -234.019 | -243.177 | -251.818 | -259.818 | -267.471 | -274.382 | -280.858 | -286.796 | -292.422 | -297.424 | -302.075 | -306.318 | -310.183 | -313.68 | -316.824 | -319.652 | -322.166 | -324.387 | -326.342 | -328.031 | -329.467 | -330.677 | -331.657 | -332.42 | -332.991 | -333.369
Northwest | Other Family | Minimum | January | All | LDCEU/TDEF | Electric Load with Losses, Incl. Cogeneration | MW | -33.7006 | -35.8102 | -59.8511 | -91.1265 | -103.1578 | -113.1817 | -134.0501 | -156.2185 | -157.2051 | -173.8681 | -153.9915 | -204.0132 | -203.4702 | -163.0732 | -89.5772 | -95.3924 | -88.9304 | -69.5141 | -84.3094 | -78.6305 | -96.9199 | -82.3037 | -77.6144 | -88.2491 | -93.8857 | -96.0447 | -103.7032 | -110.8439 | -117.5069 | -123.6145 | -129.3956 | -134.6898 | -139.735 | -144.2652 | -148.486 | -152.3281 | -155.9676 | -159.1909 | -162.1684 | -164.8508 | -167.3625 | -169.535 | -171.5236 | -173.2934 | -174.866 | -176.2444 | -177.4401 | -178.4732 | -179.345 | -180.0677 | -180.658 | -181.114 | -181.4432 | -181.6621 | -181.7659 | -181.7622 | -181.6655 | -181.4744
Northwest | Other Family | Minimum | February | All | LDCEU/TDEF | Electric Load with Losses, Incl. Cogeneration | MW | -25.4454 | -37.6247 | -45.9961 | -74.1824 | -82.6465 | -84.7261 | -114.8748 | -118.5532 | -139.9185 | -149.0753 | -148.4303 | -154.0712 | -168.1938 | -164.1801 | -61.8666 | -68.6677 | -72.5209 | -58.8728 | -76.0255 | -61.4431 | -69.3936 | -78.3121 | -55.4107 | -63.4682 | -76.6313 | -78.9643 | -85.8015 | -92.2401 | -98.294 | -103.893 | -109.2211 | -114.1374 | -118.841 | -123.1008 | -127.091 | -130.7487 | -134.2255 | -137.3362 | -140.2275 | -142.8555 | -145.3291 | -147.5005 | -149.5068 | -151.3156 | -152.9462 | -154.4018 | -155.6925 | -156.8355 | -157.8323 | -158.6936 | -159.4338 | -160.0516 | -160.554 | -160.9547 | -161.2506 | -161.4483 | -161.56 | -161.585
Northwest | Other Family | Minimum | March | All | LDCEU/TDEF | Electric Load with Losses, Incl. Cogeneration | MW | -20.7524 | -28.7023 | -47.3415 | -64.8836 | -77.9335 | -85.3911 | -114.4254 | -118.4932 | -117.9495 | -161.0891 | -128.3719 | -131.315 | -139.3908 | -153.4174 | -55.2894 | -73.0151 | -74.1685 | -58.4177 | -65.741 | -60.2452 | -65.6821 | -63.834 | -53.0465 | -63.2455 | -70.524 | -73.3209 | -80.3942 | -87.134 | -93.5387 | -99.5217 | -105.2498 | -110.5802 | -115.7029 | -120.3842 | -124.7956 | -128.8681 | -132.7542 | -136.2663 | -139.5511 | -142.5618 | -145.4113 | -147.9459 | -150.3088 | -152.4632 | -154.4297 | -156.2121 | -157.8207 | -159.2723 | -160.5692 | -161.7219 | -162.7447 | -163.6373 | -164.4068 | -165.0666 | -165.6146 | -166.0576 | -166.4073 | -166.6639
Northwest | Other Family | Minimum | April | All | LDCEU/TDEF | Electric Load with Losses, Incl. Cogeneration | MW | -23.2735 | -29.706 | -52.687 | -65.7158 | -89.3329 | -96.4578 | -130.8078 | -110.7109 | -142.6031 | -153.9586 | -154.1912 | -133.533 | -162.439 | -157.5799 | -66.648 | -89.9643 | -73.9514 | -70.4237 | -87.8253 | -58.6802 | -76.9434 | -71.2505 | -71.9944 | -53.6552 | -75.2529 | -77.5655 | -84.605 | -91.2182 | -97.4584 | -103.2196 | -108.6921 | -113.7403 | -118.5691 | -122.9413 | -127.0374 | -130.7922 | -134.3654 | -137.559 | -140.5321 | -143.2316 | -145.7797 | -148.0149 | -150.0814 | -151.9461 | -153.6282 | -155.1311 | -156.4651 | -157.6474 | -158.6798 | -159.5726 | -160.3403 | -160.9822 | -161.5051 | -161.923 | -162.2327 | -162.4412 | -162.5605 | -162.5902
Northwest | Other Family | Minimum | May | All | LDCEU/TDEF | Electric Load with Losses, Incl. Cogeneration | MW | -6.9416 | -8.9085 | -13.3316 | -24.8141 | -22.4198 | -27.2392 | -41.4458 | -37.0553 | -37.8656 | -46.5672 | -43.0645 | -42.2988 | -44.0779 | -45.5382 | -22.0761 | -22.0313 | -21.6458 | -22.8386 | -22.9272 | -23.9373 | -20.431 | -20.2726 | -22.3969 | -22.2479 | -28.1725 | -31.5214 | -36.1518 | -40.5499 | -44.6734 | -48.5275 | -52.2363 | -55.6847 | -58.9767 | -61.9959 | -64.8369 | -67.4651 | -69.9672 | -72.2443 | -74.3837 | -76.3567 | -78.1548 | -79.7543 | -81.227 | -82.5788 | -83.8248 | -84.9674 | -86.0132 | -86.972 | -87.8458 | -88.6398 | -89.3632 | -90.0165 | -90.6033 | -91.1317 | -91.6002 | -92.0131 | -92.3768 | -92.6914
Northwest | Other Family | Minimum | June | All | LDCEU/TDEF | Electric Load with Losses, Incl. Cogeneration | MW | -6.2218 | -9.8791 | -11.3277 | -20.0261 | -21.6416 | -23.1966 | -37.1995 | -27.9691 | -42.9651 | -28.8364 | -23.7662 | -29.4585 | -48.1617 | -29.3047 | -16.3631 | -24.1213 | -11.8773 | -20.6546 | -22.6645 | -20.7372 | -16.1151 | -18.7328 | -6.8857 | -15.61 | -19.5704 | -22.2705 | -26.0486 | -29.5811 | -32.8569 | -35.8791 | -38.7197 | -41.3393 | -43.8216 | -46.079 | -48.1872 | -50.1223 | -51.9555 | -53.6059 | -55.1468 | -56.5528 | -57.8848 | -59.0709 | -60.1772 | -61.1894 | -62.1172 | -62.9644 | -63.736 | -64.4389 | -65.0758 | -65.6511 | -66.1703 | -66.6349 | -67.0482 | -67.4151 | -67.7361 | -68.0141 | -68.2532 | -68.4544
Northwest | Other Family | Minimum | July | All | LDCEU/TDEF | Electric Load with Losses, Incl. Cogeneration | MW | -1.1724 | -1.4003 | -1.9264 | -2.7974 | -3.2381 | -4.3862 | -5.0576 | -5.1873 | -5.9387 | -6.8155 | -7.1468 | -7.1259 | -7.9181 | -8.3985 | -8.399 | -5.7489 | -6.7008 | -5.0295 | -4.704 | -5.6576 | -6.0865 | -6.7884 | -6.6767 | -5.5502 | -10.0171 | -13.6433 | -17.4373 | -21.1222 | -24.6097 | -27.9316 | -31.1543 | -34.1942 | -37.1119 | -39.8311 | -42.4113 | -44.8257 | -47.134 | -49.2689 | -51.2928 | -53.182 | -54.9273 | -56.5158 | -58.0016 | -59.3879 | -60.6881 | -61.9047 | -63.0431 | -64.1101 | -65.1084 | -66.0419 | -66.9168 | -67.7348 | -68.4992 | -69.2147 | -69.8821 | -70.5046 | -71.0858 | -71.6272
Northwest | Other Family | Minimum | August | All | LDCEU/TDEF | Electric Load with Losses, Incl. Cogeneration | MW | -3.0853 | -3.2057 | -10.0568 | -6.9732 | -5.249 | -7.6287 | -11.5808 | -17.9332 | -14.0365 | -17.6703 | -12.8489 | -14.3892 | -16.675 | -19.1059 | -9.3434 | -8.9569 | -9.0932 | -9.1851 | -8.8046 | -7.3935 | -7.0412 | -6.4132 | -6.8739 | -7.8465 | -11.5721 | -14.4417 | -17.5621 | -20.4279 | -23.0123 | -25.3619 | -27.5464 | -29.5317 | -31.3834 | -33.0471 | -34.5806 | -35.9719 | -37.2736 | -38.435 | -39.5081 | -40.4796 | -41.3656 | -42.1408 | -42.8488 | -43.4893 | -44.0708 | -44.5963 | -45.0704 | -45.4987 | -45.8831 | -46.2272 | -46.5355 | -46.8092 | -47.0506 | -47.2635 | -47.4481 | -47.6067 | -47.7422 | -47.8552
Northwest | Other Family | Minimum | September | All | LDCEU/TDEF | Electric Load with Losses, Incl. Cogeneration | MW | -3.9632 | -5.9942 | -9.0965 | -12.7146 | -14.1693 | -19.1471 | -20.1262 | -21.0334 | -24.5954 | -25.5671 | -27.3051 | -28.2138 | -29.6667 | -28.2277 | -15.1381 | -16.8231 | -23.9475 | -16.38 | -25.0154 | -18.5202 | -18.9466 | -20.2538 | -16.36 | -16.7186 | -24.1117 | -27.3388 | -31.1521 | -34.7281 | -37.9839 | -41.0006 | -43.942 | -46.6488 | -49.2115 | -51.5439 | -53.7236 | -55.7317 | -57.6341 | -59.3575 | -60.9752 | -62.4652 | -63.7272 | -64.824 | -65.7708 | -66.6285 | -67.4133 | -68.1237 | -68.7648 | -69.3479 | -69.8718 | -70.3403 | -70.7643 | -71.1412 | -71.4737 | -71.7707 | -72.0275 | -72.2476 | -72.4386 | -72.598
Northwest | Other Family | Minimum | October | All | LDCEU/TDEF | Electric Load with Losses, Incl. Cogeneration | MW | -3.9652 | -7.3601 | -11.1666 | -15.4071 | -17.3529 | -20.0298 | -25.0268 | -25.5876 | -28.1652 | -33.2154 | -23.4543 | -30.6932 | -31.5283 | -34.1902 | -14.6849 | -15.3078 | -15.8213 | -12.2172 | -13.717 | -14.5193 | -16.0638 | -10.1677 | -10.3192 | -13.9957 | -17.6441 | -20.5646 | -24.2175 | -27.5953 | -30.6651 | -33.4706 | -36.0836 | -38.4691 | -40.7081 | -42.7257 | -44.595 | -46.2942 | -47.8886 | -49.3158 | -50.6343 | -51.8299 | -52.9503 | -53.9395 | -54.8568 | -55.6877 | -56.4426 | -57.1255 | -57.7417 | -58.2975 | -58.7957 | -59.2408 | -59.6378 | -59.9883 | -60.2953 | -60.5634 | -60.793 | -60.9869 | -61.1488 | -61.2794
Northwest | Other Family | Minimum | November | All | LDCEU/TDEF | Electric Load with Losses, Incl. Cogeneration | MW | -24.8053 | -35.7936 | -39.2912 | -68.1372 | -65.5025 | -78.9255 | -89.7636 | -130.9837 | -103.6994 | -122.3028 | -154.0556 | -145.0374 | -162.8212 | -146.7657 | -60.8928 | -54.8827 | -59.5712 | -64.042 | -67.0836 | -59.022 | -64.4984 | -66.5426 | -68.8339 | -52.8173 | -69.1028 | -71.2427 | -77.3675 | -83.0479 | -88.3142 | -93.1219 | -97.649 | -101.7813 | -105.7037 | -109.2162 | -112.4791 | -115.4413 | -118.2403 | -120.7134 | -122.9932 | -125.042 | -126.9585 | -128.612 | -130.1237 | -131.4666 | -132.6583 | -133.7012 | -134.6048 | -135.3843 | -136.0412 | -136.5847 | -137.0278 | -137.3694 | -137.6151 | -137.7775 | -137.8533 | -137.8481 | -137.773 | -137.6269
Northwest | Other Family | Minimum | December | All | LDCEU/TDEF | Electric Load with Losses, Incl. Cogeneration | MW | -27.4688 | -41.9228 | -61.0163 | -93.2797 | -99.2041 | -123.8609 | -136.1241 | -160.5661 | -158.1054 | -159.7749 | -176.4148 | -181.435 | -207.2859 | -200.1749 | -82.6846 | -98.6972 | -96.341 | -78.4381 | -86.7182 | -85.0509 | -97.471 | -78.1488 | -85.2511 | -107.2088 | -96.5755 | -98.5574 | -106.2965 | -113.524 | -120.2928 | -126.5052 | -132.3942 | -137.7936 | -142.9462 | -147.5777 | -151.8977 | -155.8344 | -159.5677 | -162.8766 | -165.9369 | -168.6958 | -171.282 | -173.5213 | -175.5724 | -177.3999 | -179.0252 | -180.4515 | -181.6902 | -182.7617 | -183.6674 | -184.4196 | -185.0354 | -185.5127 | -185.8593 | -186.0917 | -186.2055 | -186.208 | -186.1143 | -185.923
[8 empty] | 0 | 0 | 0 | 0 | 0 | 0 | 0 | 0 | 0 | 0 | 0 | 0 | 0 | 0 | 0 | 0 | 0 | 0 | 0 | 0 | 0 | 0 | 0 | 0 | 0 | 0 | 0 | 0 | 0 | 0 | 0 | 0 | 0 | 0 | 0 | 0 | 0 | 0 | 0 | 0 | 0 | 0 | 0 | 0 | 0 | 0 | 0 | 0 | 0 | 0 | 0 | 0 | 0 | 0 | 0 | 0 | 0 | 0
Area | Sector | Day | Month | Enduse | Variable | Descriptor | Units | 1993 | 1994 | 1995 | 1996 | 1997 | 1998 | 1999 | 2000 | 2001 | 2002 | 2003 | 2004 | 2005 | 2006 | 2007 | 2008 | 2009 | 2010 | 2011 | 2012 | 2013 | 2014 | 2015 | 2016 | 2017 | 2018 | 2019 | 2020 | 2021 | 2022 | 2023 | 2024 | 2025 | 2026 | 2027 | 2028 | 2029 | 2030 | 2031 | 2032 | 2033 | 2034 | 2035 | 2036 | 2037 | 2038 | 2039 | 2040 | 2041 | 2042 | 2043 | 2044 | 2045 | 2046 | 2047 | 2048 | 2049 | 2050
Northwest | Residential | Peak | January | All | LDCEU/TDEF | Electric Load with Losses, Incl. Cogeneration | MW | -109.88 | -119.99 | -197.29 | -298.12 | -351.13 | -384.76 | -471.4 | -564.1 | -569.71 | -630.27 | -553.8 | -741.04 | -753.5 | -623.91 | -597.96 | -640.35 | -603.06 | -478.5 | -602.97 | -609.02 | -744.9 | -648.25 | -624.3 | -746.19 | -902.85 | -1038.38 | -1236.91 | -1433.91 | -1623.21 | -1807.56 | -1991.19 | -2167.12 | -2336.87 | -2499.58 | -2654.79 | -2803.16 | -2944.03 | -3078.78 | -3208.87 | -3331.21 | -3447.41 | -3559.67 | -3665.91 | -3766.39 | -3862.29 | -3953.08 | -4038.65 | -4120.01 | -4196.85 | -4269.15 | -4338.45 | -4404.67 | -4468.03 | -4528.96 | -4586.82 | -4641.71 | -4694.23 | -4744.15
Northwest | Residential | Peak | February | All | LDCEU/TDEF | Electric Load with Losses, Incl. Cogeneration | MW | -188.36 | -281.09 | -341.16 | -553.15 | -636 | -661.45 | -914.86 | -963.26 | -1145.06 | -1196.64 | -1210.23 | -1255.2 | -1415.7 | -1413.15 | -942.79 | -1033.57 | -1127.14 | -922.67 | -1259.05 | -1096.96 | -1249.61 | -1427.79 | -1045.03 | -1200.25 | -1527.11 | -1621.96 | -1802.18 | -1976.81 | -2143.29 | -2302.8 | -2464.7 | -2617.18 | -2763.04 | -2901.66 | -3032.56 | -3157.27 | -3274.56 | -3386.14 | -3494.34 | -3594.7 | -3689.29 | -3781.01 | -3866.93 | -3947.51 | -4024.4 | -4096.52 | -4163.73 | -4227.42 | -4286.94 | -4342.31 | -4395.62 | -4446.3 | -4494.56 | -4541.12 | -4584.9 | -4625.94 | -4665.2 | -4702.07
Northwest | Residential | Peak | March | All | LDCEU/TDEF | Electric Load with Losses, Incl. Cogeneration | MW | -158.66 | -226.39 | -378.48 | -512.14 | -636.63 | -704.13 | -972.44 | -1031.89 | -1028.94 | -1386.34 | -1111.6 | -1134.55 | -1234.93 | -1411.28 | -883.63 | -1190.62 | -1244.96 | -1013.97 | -1177.95 | -1221.14 | -1251.05 | -1239.69 | -1062.73 | -1346.73 | -1506.34 | -1599.6 | -1777.46 | -1950.29 | -2115.73 | -2274.52 | -2435.81 | -2587.96 | -2733.68 | -2872.33 | -3003.43 | -3128.44 | -3246.13 | -3358.19 | -3466.91 | -3567.88 | -3663.11 | -3755.49 | -3842.12 | -3923.44 | -4001.09 | -4073.97 | -4141.96 | -4206.44 | -4266.76 | -4322.92 | -4376.99 | -4428.44 | -4477.45 | -4524.77 | -4569.28 | -4611.06 | -4651.03 | -4688.61
Northwest | Residential | Peak | April | All | LDCEU/TDEF | Electric Load with Losses, Incl. Cogeneration | MW | -127.59 | -168.68 | -303.39 | -367.75 | -515.46 | -566.88 | -778.31 | -672.41 | -897.16 | -936.96 | -969.62 | -821.38 | -1035.11 | -1014.39 | -786.24 | -1054.96 | -905.5 | -891.2 | -1126.28 | -823.55 | -1047.12 | -1002.38 | -1091.17 | -819.41 | -1198.1 | -1283.4 | -1432.62 | -1576.03 | -1711.65 | -1840.69 | -1970.45 | -2092.05 | -2207.83 | -2317.34 | -2420.35 | -2518.07 | -2609.61 | -2696.41 | -2780.3 | -2857.87 | -2930.74 | -3001.21 | -3067.06 | -3128.62 | -3187.22 | -3242.02 | -3292.93 | -3341.05 | -3385.89 | -3427.44 | -3467.33 | -3505.18 | -3541.14 | -3575.78 | -3608.25 | -3638.59 | -3667.55 | -3694.65
Northwest | Residential | Peak | May | All | LDCEU/TDEF | Electric Load with Losses, Incl. Cogeneration | MW | -68.382 | -139.332 | -202.035 | -449.88 | -295.982 | -506.815 | -805.29 | -698.79 | -649.953 | -926.56 | -828.84 | -788.824 | -760.425 | -804.215 | -657.722 | -711.55 | -721.58 | -941.36 | -1060.71 | -832.963 | -825.666 | -754.432 | -765.393 | -822.418 | -1029.58 | -1103.35 | -1232.75 | -1357.64 | -1476.49 | -1589.98 | -1704.01 | -1811.2 | -1913.53 | -2010.61 | -2102.17 | -2189.26 | -2271.06 | -2348.79 | -2424.09 | -2493.86 | -2559.58 | -2623.27 | -2682.9 | -2738.81 | -2792.16 | -2842.17 | -2888.79 | -2932.97 | -2974.26 | -3012.64 | -3049.55 | -3084.64 | -3118.04 | -3150.25 | -3180.53 | -3208.91 | -3236.05 | -3261.54
Northwest | Residential | Peak | June | All | LDCEU/TDEF | Electric Load with Losses, Incl. Cogeneration | MW | -59.912 | -91.971 | -167.236 | -171.606 | -207.307 | -312.321 | -210.624 | -498.853 | -217.98 | -647.63 | -972.07 | -780.75 | -398.893 | -935.59 | -555.643 | -292.941 | -883.6 | -285.434 | -234.669 | -349.429 | -497.089 | -410.232 | -1957.35 | -844.14 | -838.233 | -918.361 | -1011.04 | -1102.47 | -1189.38 | -1273.99 | -1362.2 | -1446.23 | -1527 | -1603.95 | -1677.17 | -1746.8 | -1812.97 | -1876.24 | -1937.56 | -1995.74 | -2049.26 | -2101.38 | -2150.82 | -2198.33 | -2244.58 | -2289.09 | -2330.86 | -2367.5 | -2402.64 | -2436.18 | -2469.15 | -2501.18 | -2532.4 | -2559.59 | -2585.45 | -2606.06 | -2621.73 | -2636.47
Northwest | Residential | Peak | July | All | LDCEU/TDEF | Electric Load with Losses, Incl. Cogeneration | MW | -34.418 | -196.591 | -236.466 | -371.54 | -277.664 | -632.52 | -295.046 | -415.636 | -406.087 | -733.67 | -964.27 | -909.72 | -784.731 | -1013.41 | -1163.95 | -677.913 | -1086.31 | -618.946 | -411.382 | -623.001 | -841.948 | -1051.93 | -1143.8 | -675.995 | -953.961 | -1030.291 | -1116.932 | -1203.062 | -1285.296 | -1365.942 | -1451.82 | -1533.91 | -1613.13 | -1688.85 | -1761.19 | -1830.37 | -1896.41 | -1959.76 | -2021.51 | -2080.37 | -2134.29 | -2187.06 | -2237.28 | -2285.85 | -2333.44 | -2379.53 | -2422.86 | -2460.42 | -2496.67 | -2531.47 | -2565.92 | -2599.61 | -2632.62 | -2661.01 | -2688.1 | -2709.03 | -2724.11 | -2738.34
Northwest | Residential | Peak | August | All | LDCEU/TDEF | Electric Load with Losses, Incl. Cogeneration | MW | -47.9 | -90.485 | -74.971 | -171.297 | -264.218 | -281.143 | -294.398 | -250.876 | -349.669 | -315.288 | -462.48 | -491.487 | -488.586 | -405.04 | -356.916 | -412.324 | -411.552 | -347.556 | -430.383 | -478.323 | -466.91 | -544.354 | -510.203 | -588.538 | -580.076 | -658.888 | -749.609 | -841.135 | -930.473 | -1018.647 | -1109.23 | -1196.716 | -1281.602 | -1363.319 | -1441.798 | -1517.107 | -1589.183 | -1658.524 | -1725.807 | -1789.961 | -1850.109 | -1908.639 | -1964.457 | -2018.127 | -2070.179 | -2120.305 | -2167.736 | -2210.835 | -2252.186 | -2291.73 | -2330.27 | -2367.65 | -2403.989 | -2436.97 | -2468.53 | -2496.02 | -2519.65 | -2542.22
Northwest | Residential | Peak | September | All | LDCEU/TDEF | Electric Load with Losses, Incl. Cogeneration | MW | -48.795 | -112.471 | -162.515 | -87.709 | -208.667 | -314.606 | -209.233 | -207.609 | -309.691 | -289.231 | -445.127 | -241.885 | -252.139 | -377.452 | -224.208 | -293.206 | -444.13 | -288.105 | -566.63 | -358.876 | -339.89 | -457.605 | -247.219 | -290.618 | -507.734 | -600.898 | -711.61 | -821.528 | -927.221 | -1030.251 | -1133.432 | -1232.415 | -1327.825 | -1419.172 | -1506.426 | -1589.699 | -1668.95 | -1744.82 | -1818.03 | -1887.37 | -1952.74 | -2016.04 | -2076.08 | -2133.38 | -2188.53 | -2241.27 | -2290.91 | -2336.11 | -2379.16 | -2420 | -2459.45 | -2497.44 | -2534.09 | -2567.4 | -2599.07 | -2627.59 | -2653.23 | -2677.6
Northwest | Residential | Peak | October | All | LDCEU/TDEF | Electric Load with Losses, Incl. Cogeneration | MW | -120.43 | -235.89 | -356.82 | -491.75 | -578.5 | -672.75 | -833.94 | -889.8 | -989.48 | -1159.29 | -811.01 | -1068.99 | -1128.56 | -1260.22 | -984.27 | -1034.15 | -1072.16 | -895.71 | -988.65 | -1008.94 | -1259.35 | -789.81 | -816.88 | -1245.06 | -1318.76 | -1402.61 | -1559.95 | -1710.96 | -1853.36 | -1988.86 | -2125.49 | -2253.47 | -2375.39 | -2490.88 | -2599.51 | -2702.77 | -2799.58 | -2891.46 | -2980.5 | -3062.78 | -3140.15 | -3215.15 | -3285.2 | -3350.75 | -3413.26 | -3471.74 | -3526.09 | -3577.55 | -3625.5 | -3669.98 | -3712.8 | -3753.43 | -3792.04 | -3829.3 | -3864.22 | -3896.85 | -3928.05 | -3957.24
Northwest | Residential | Peak | November | All | LDCEU/TDEF | Electric Load with Losses, Incl. Cogeneration | MW | -162.52 | -239.46 | -255.94 | -445.11 | -441.32 | -544.24 | -622.68 | -939.79 | -757.56 | -880.4 | -1107.72 | -1058.94 | -1218.24 | -1102.12 | -822.75 | -743.78 | -836.9 | -900.81 | -970.8 | -835.84 | -1014.13 | -1049.16 | -1161.2 | -906.02 | -1257.2 | -1378.22 | -1578.8 | -1775.7 | -1964.17 | -2146.4 | -2329.3 | -2503.18 | -2670.32 | -2829.95 | -2981.54 | -3126.26 | -3263.11 | -3393.69 | -3520.03 | -3638.11 | -3749.89 | -3858.06 | -3959.95 | -4055.98 | -4147.62 | -4234.01 | -4315.05 | -4391.98 | -4464.3 | -4532.01 | -4597.01 | -4658.97 | -4718.12 | -4775.04 | -4828.87 | -4879.64 | -4928.22 | -4974.13
Northwest | Residential | Peak | December | All | LDCEU/TDEF | Electric Load with Losses, Incl. Cogeneration | MW | -97.47 | -148.79 | -217.43 | -326.34 | -367.13 | -461.35 | -509.12 | -614.04 | -614.83 | -623.96 | -687.97 | -711.28 | -833.53 | -818.18 | -593.31 | -717.94 | -712.86 | -589.93 | -701.5 | -646.97 | -825.62 | -671.01 | -759.45 | -981.6 | -986.97 | -1114.77 | -1308.56 | -1500.38 | -1684.66 | -1863.84 | -2042.81 | -2213.94 | -2378.93 | -2536.95 | -2687.53 | -2831.46 | -2967.98 | -3098.52 | -3224.64 | -3343.06 | -3455.45 | -3564.11 | -3666.82 | -3763.87 | -3856.53 | -3944.16 | -4026.66 | -4105.08 | -4179.07 | -4248.61 | -4315.3 | -4378.99 | -4439.91 | -4498.51 | -4554.11 | -4606.79 | -4657.2 | -4705.05
Northwest | Residential | Average | January | All | LDCEU/TDEF | Electric Load with Losses, Incl. Cogeneration | MW | -95.35 | -104.086 | -170.96 | -258.18 | -304.11 | -333.18 | -408.26 | -488.64 | -493.12 | -545.56 | -479.34 | -641.37 | -652.23 | -540.27 | -519.75 | -556.47 | -523.91 | -415.59 | -523.77 | -529.52 | -647.13 | -563.07 | -542.12 | -648.29 | -749.3 | -828.66 | -951.41 | -1071.78 | -1186.74 | -1297.82 | -1409.11 | -1514.91 | -1616.58 | -1713.66 | -1805.87 | -1893.86 | -1977.09 | -2056.54 | -2133.38 | -2205.26 | -2273.35 | -2339.26 | -2401.4 | -2460.03 | -2516.01 | -2568.86 | -2618.49 | -2665.67 | -2710.1 | -2751.76 | -2791.8 | -2830.04 | -2866.61 | -2901.86 | -2935.27 | -2966.87 | -2997.15 | -3025.84
Northwest | Residential | Average | February | All | LDCEU/TDEF | Electric Load with Losses, Incl. Cogeneration | MW | -75.652 | -112.65 | -136.69 | -221.521 | -254.613 | -264.566 | -366.203 | -385.967 | -458.464 | -478.74 | -484.533 | -502.18 | -566.73 | -565.59 | -377.056 | -413.07 | -450.53 | -368.473 | -503.18 | -438.582 | -499.03 | -570.72 | -417.307 | -479.198 | -645.34 | -722.18 | -837.69 | -952.47 | -1063.66 | -1172.07 | -1280.96 | -1385.26 | -1486.05 | -1582.79 | -1675.17 | -1763.67 | -1847.78 | -1928.37 | -2006.45 | -2079.88 | -2149.7 | -2217.38 | -2281.48 | -2342.19 | -2400.3 | -2455.37 | -2507.33 | -2556.87 | -2603.73 | -2647.88 | -2690.36 | -2731.04 | -2770.07 | -2807.75 | -2843.59 | -2877.65 | -2910.36 | -2941.49
Northwest | Residential | Average | March | All | LDCEU/TDEF | Electric Load with Losses, Incl. Cogeneration | MW | -55.765 | -79.33 | -132.483 | -179.296 | -222.887 | -246.165 | -340.392 | -361.34 | -360.367 | -485.29 | -389.13 | -397.36 | -432.137 | -493.834 | -308.896 | -415.73 | -434.82 | -353.82 | -411.182 | -427.143 | -436.586 | -432.623 | -370.841 | -469.666 | -564.908 | -639.615 | -748.357 | -856.405 | -961.017 | -1062.989 | -1165.04 | -1262.828 | -1357.283 | -1447.924 | -1534.468 | -1617.339 | -1696.094 | -1771.537 | -1844.547 | -1913.257 | -1978.595 | -2041.887 | -2101.84 | -2158.631 | -2212.969 | -2264.492 | -2313.116 | -2359.47 | -2403.317 | -2444.654 | -2484.399 | -2522.466 | -2558.994 | -2594.216 | -2627.753 | -2659.64 | -2690.25 | -2719.4
Northwest | Residential | Average | April | All | LDCEU/TDEF | Electric Load with Losses, Incl. Cogeneration | MW | -43.453 | -57.275 | -102.901 | -124.751 | -174.804 | -192.158 | -263.964 | -228.45 | -304.439 | -318.077 | -328.903 | -278.914 | -351.164 | -344.406 | -266.392 | -357.238 | -306.553 | -301.512 | -381.321 | -279.685 | -354.322 | -339.052 | -369.074 | -279.47 | -445.352 | -514.873 | -608.686 | -700.422 | -787.936 | -872.233 | -955.531 | -1034.678 | -1110.544 | -1182.819 | -1251.395 | -1316.642 | -1378.294 | -1437.063 | -1493.668 | -1546.684 | -1596.884 | -1645.331 | -1691.054 | -1734.192 | -1775.322 | -1814.17 | -1850.72 | -1885.429 | -1918.157 | -1948.896 | -1978.372 | -2006.518 | -2033.47 | -2059.406 | -2084.024 | -2107.373 | -2129.726 | -2150.969
Northwest | Residential | Average | May | All | LDCEU/TDEF | Electric Load with Losses, Incl. Cogeneration | MW | -20.985 | -34.994 | -51.713 | -103.397 | -81.401 | -119.095 | -185.007 | -162.845 | -158.993 | -213.375 | -193.143 | -188.32 | -188.928 | -197.7 | -158.272 | -169.073 | -170.786 | -216.955 | -242.959 | -196.284 | -192.842 | -182.153 | -189.811 | -202.002 | -293.774 | -358.574 | -438.805 | -517.992 | -594.082 | -667.839 | -740.454 | -809.887 | -876.685 | -940.56 | -1001.417 | -1059.433 | -1114.458 | -1167.045 | -1217.694 | -1265.371 | -1310.637 | -1354.331 | -1395.723 | -1434.937 | -1472.385 | -1507.909 | -1541.47 | -1573.36 | -1603.563 | -1632.064 | -1659.41 | -1685.601 | -1710.743 | -1734.885 | -1757.905 | -1779.772 | -1800.676 | -1820.614
Northwest | Residential | Average | June | All | LDCEU/TDEF | Electric Load with Losses, Incl. Cogeneration | MW | -19.148 | -30.642 | -42.303 | -60.301 | -69.954 | -83.71 | -107.537 | -114.166 | -126.658 | -134.651 | -153.783 | -149.611 | -160.875 | -166.685 | -134.86 | -144.862 | -147.673 | -137.81 | -144.584 | -158.358 | -140.667 | -152.621 | -235.426 | -182.022 | -241.052 | -298.794 | -365.566 | -430.956 | -492.969 | -552.771 | -611.481 | -667.399 | -720.967 | -771.981 | -820.435 | -866.425 | -909.941 | -951.424 | -991.268 | -1028.759 | -1064.139 | -1098.24 | -1130.504 | -1161.085 | -1190.301 | -1218.042 | -1244.194 | -1268.712 | -1291.949 | -1313.889 | -1334.958 | -1355.158 | -1374.569 | -1392.912 | -1410.382 | -1426.63 | -1441.791 | -1456.23
Northwest | Residential | Average | July | All | LDCEU/TDEF | Electric Load with Losses, Incl. Cogeneration | MW | -18.623 | -59.276 | -73.067 | -113.144 | -94.768 | -185.546 | -117.173 | -145.007 | -150.813 | -231.616 | -286.97 | -277.252 | -254.191 | -308.12 | -338.259 | -221.022 | -318.58 | -204.58 | -159.964 | -206.282 | -260.942 | -312.383 | -333.836 | -233.42 | -337.608 | -396.385 | -461.635 | -526.238 | -587.993 | -648.132 | -708.639 | -766.59 | -822.392 | -875.749 | -926.668 | -975.206 | -1021.391 | -1065.607 | -1108.301 | -1148.78 | -1186.752 | -1223.56 | -1258.536 | -1291.988 | -1324.263 | -1355.196 | -1384.394 | -1411.031 | -1436.485 | -1460.719 | -1484.234 | -1506.965 | -1528.987 | -1549.093 | -1568.293 | -1585.3 | -1600.257 | -1614.518
Northwest | Residential | Average | August | All | LDCEU/TDEF | Electric Load with Losses, Incl. Cogeneration | MW | -26.4 | -47.611 | -46.49 | -91.027 | -135.123 | -145.891 | -156.505 | -142.294 | -186.664 | -173.965 | -240.602 | -257.018 | -258.014 | -220.22 | -192.913 | -219.03 | -219.013 | -189.575 | -228.528 | -246.882 | -243.43 | -279.059 | -264.409 | -305.718 | -327.095 | -388.528 | -456.801 | -524.807 | -590.274 | -654.282 | -718.674 | -780.565 | -840.316 | -897.601 | -952.403 | -1004.768 | -1054.696 | -1102.578 | -1148.842 | -1192.782 | -1234.132 | -1274.223 | -1312.38 | -1348.905 | -1384.152 | -1417.959 | -1449.931 | -1479.26 | -1507.31 | -1534.043 | -1559.964 | -1585.023 | -1609.307 | -1631.612 | -1652.946 | -1672.042 | -1689.033 | -1705.264
Northwest | Residential | Average | September | All | LDCEU/TDEF | Electric Load with Losses, Incl. Cogeneration | MW | -22.503 | -36.964 | -53.805 | -70.779 | -79.776 | -104.825 | -117.615 | -124.588 | -140.217 | -150.11 | -162.303 | -167.917 | -178.278 | -171.061 | -135.104 | -147.291 | -159.2 | -141.003 | -177.816 | -154.411 | -158.392 | -168.882 | -172.041 | -188.786 | -251.025 | -312.744 | -385.278 | -456.777 | -524.923 | -590.993 | -656.071 | -718.319 | -778.178 | -835.397 | -889.923 | -941.885 | -991.218 | -1038.375 | -1083.784 | -1126.635 | -1167.241 | -1206.467 | -1243.652 | -1278.987 | -1312.814 | -1345.014 | -1375.416 | -1403.872 | -1430.896 | -1456.47 | -1481.059 | -1504.666 | -1527.384 | -1548.782 | -1569.182 | -1588.283 | -1606.238 | -1623.369
Northwest | Residential | Average | October | All | LDCEU/TDEF | Electric Load with Losses, Incl. Cogeneration | MW | -30.323 | -59.184 | -89.362 | -123.249 | -144.842 | -168.289 | -209.127 | -222.94 | -248.132 | -290.034 | -203.414 | -267.691 | -282.556 | -315.488 | -246.49 | -258.916 | -267.934 | -224.206 | -247.464 | -251.571 | -314.792 | -197.211 | -205.479 | -311.107 | -371.493 | -434.589 | -519.013 | -601.481 | -679.583 | -754.802 | -828.901 | -899.317 | -966.804 | -1031.113 | -1092.128 | -1150.191 | -1205.07 | -1257.379 | -1307.762 | -1354.958 | -1399.66 | -1442.796 | -1483.508 | -1521.939 | -1558.575 | -1593.199 | -1625.775 | -1656.73 | -1685.923 | -1713.353 | -1739.648 | -1764.766 | -1788.804 | -1811.931 | -1833.89 | -1854.717 | -1874.658 | -1893.605
Northwest | Residential | Average | November | All | LDCEU/TDEF | Electric Load with Losses, Incl. Cogeneration | MW | -75.334 | -110.828 | -118.278 | -205.704 | -203.717 | -251.337 | -287.657 | -434 | -349.982 | -406.242 | -511.39 | -488.879 | -562.75 | -509.097 | -381.429 | -344.63 | -387.728 | -417.238 | -449.64 | -386.489 | -469.74 | -485.571 | -537.72 | -419.481 | -599.037 | -670.931 | -777.204 | -881.087 | -979.792 | -1074.936 | -1169.698 | -1259.674 | -1345.986 | -1428.276 | -1506.346 | -1580.743 | -1651.038 | -1718.07 | -1782.81 | -1843.34 | -1900.63 | -1956.04 | -2008.26 | -2057.5 | -2104.48 | -2148.81 | -2190.45 | -2230.01 | -2267.25 | -2302.17 | -2335.69 | -2367.69 | -2398.3 | -2427.77 | -2455.71 | -2482.13 | -2507.44 | -2531.42
Northwest | Residential | Average | December | All | LDCEU/TDEF | Electric Load with Losses, Incl. Cogeneration | MW | -74.02 | -112.905 | -164.87 | -247.27 | -278.21 | -349.58 | -385.63 | -465.13 | -465.63 | -472.64 | -521.16 | -538.74 | -631.3 | -619.83 | -451.31 | -546.05 | -542.07 | -448.5 | -533.74 | -491.42 | -627.9 | -510.11 | -577.36 | -746.3 | -734.03 | -812.84 | -934.38 | -1053.78 | -1168.02 | -1278.54 | -1389.29 | -1494.68 | -1596.03 | -1692.85 | -1784.89 | -1872.76 | -1955.93 | -2035.33 | -2112.16 | -2184.07 | -2252.22 | -2318.19 | -2380.43 | -2439.17 | -2495.28 | -2548.27 | -2598.06 | -2645.41 | -2690.02 | -2731.86 | -2772.09 | -2810.51 | -2847.27 | -2882.71 | -2916.29 | -2948.08 | -2978.55 | -3007.43
Northwest | Residential | Minimum | January | All | LDCEU/TDEF | Electric Load with Losses, Incl. Cogeneration | MW | -56.556 | -62.287 | -102.355 | -154.431 | -182.226 | -199.694 | -244.886 | -292.625 | -296.071 | -327.527 | -287.355 | -385.055 | -390.975 | -324.19 | -313.281 | -335.638 | -315.761 | -251.004 | -316.227 | -318.743 | -390.907 | -339.721 | -327.332 | -391.29 | -454.06 | -500.789 | -569.327 | -634.773 | -695.574 | -753.16 | -810.345 | -863.814 | -914.518 | -962.308 | -1007.15 | -1049.515 | -1089.142 | -1126.635 | -1162.697 | -1196.056 | -1227.373 | -1257.562 | -1285.78 | -1312.161 | -1337.221 | -1360.675 | -1382.495 | -1403.109 | -1422.348 | -1440.22 | -1457.364 | -1473.657 | -1489.168 | -1504.103 | -1518.155 | -1531.347 | -1543.952 | -1555.803
Northwest | Residential | Minimum | February | All | LDCEU/TDEF | Electric Load with Losses, Incl. Cogeneration | MW | -42.929 | -64.29 | -78.102 | -126.7 | -145.765 | -151.758 | -209.863 | -220.666 | -262.401 | -274.56 | -277.378 | -287.984 | -324.47 | -323.931 | -216.593 | -237.611 | -259.046 | -212.191 | -289.406 | -252.023 | -287.291 | -327.66 | -240.089 | -275.768 | -374.281 | -418.327 | -480.659 | -540.786 | -597.164 | -650.986 | -704.438 | -754.782 | -802.771 | -848.241 | -891.132 | -931.815 | -970.064 | -1006.399 | -1041.402 | -1073.98 | -1104.704 | -1134.366 | -1162.232 | -1188.411 | -1213.346 | -1236.801 | -1258.751 | -1279.564 | -1299.098 | -1317.36 | -1334.898 | -1351.626 | -1367.613 | -1383.022 | -1397.603 | -1411.376 | -1424.568 | -1437.05
Northwest | Residential | Minimum | March | All | LDCEU/TDEF | Electric Load with Losses, Incl. Cogeneration | MW | -34.355 | -49.15 | -82.246 | -111.255 | -138.394 | -153.202 | -211.557 | -224.423 | -223.703 | -301.429 | -241.692 | -246.726 | -268.481 | -306.861 | -192.405 | -259.396 | -271.119 | -220.973 | -256.631 | -265.663 | -272.436 | -269.828 | -231.405 | -293.188 | -355.516 | -403.121 | -468.65 | -532.629 | -593.378 | -651.885 | -710.06 | -765.277 | -818.214 | -868.647 | -916.485 | -962.047 | -1005.101 | -1046.165 | -1085.793 | -1122.892 | -1158.032 | -1192.005 | -1224.076 | -1254.338 | -1283.232 | -1310.537 | -1336.22 | -1360.65 | -1383.691 | -1405.342 | -1426.156 | -1446.071 | -1465.159 | -1483.577 | -1501.081 | -1517.697 | -1533.645 | -1548.807
Northwest | Residential | Minimum | April | All | LDCEU/TDEF | Electric Load with Losses, Incl. Cogeneration | MW | -40.004 | -52.988 | -95.329 | -115.458 | -161.839 | -178.113 | -244.474 | -211.08 | -281.792 | -294.024 | -304.596 | -257.836 | -324.934 | -318.401 | -247.952 | -332.654 | -285.567 | -281.184 | -355.173 | -259.752 | -330.086 | -315.983 | -344.188 | -258.301 | -395.933 | -440.426 | -503.724 | -564.626 | -621.953 | -676.535 | -730.667 | -781.534 | -829.946 | -875.739 | -918.872 | -959.729 | -998.07 | -1034.45 | -1069.479 | -1102.017 | -1132.659 | -1162.228 | -1189.967 | -1215.987 | -1240.753 | -1264.014 | -1285.744 | -1306.326 | -1325.611 | -1343.596 | -1360.86 | -1377.306 | -1393.002 | -1408.124 | -1422.408 | -1435.873 | -1448.759 | -1460.923
Northwest | Residential | Minimum | May | All | LDCEU/TDEF | Electric Load with Losses, Incl. Cogeneration | MW | -18.168 | -20.226 | -31.668 | -44.471 | -58.842 | -55.858 | -79.483 | -73.757 | -85.203 | -92.442 | -87.758 | -93.874 | -106.697 | -107.71 | -79.912 | -82.165 | -81.807 | -94.402 | -102.84 | -91.64 | -88.084 | -93.906 | -106.098 | -110.052 | -159.83 | -201.107 | -247.096 | -291.573 | -333.24 | -373.05 | -411.767 | -448.386 | -483.265 | -516.302 | -547.528 | -577.04 | -604.841 | -631.256 | -656.551 | -680.256 | -702.614 | -724.122 | -744.421 | -763.597 | -781.872 | -799.175 | -815.461 | -830.783 | -845.271 | -858.917 | -872.005 | -884.54 | -896.578 | -908.027 | -918.93 | -929.178 | -938.86 | -948.084
Northwest | Residential | Minimum | June | All | LDCEU/TDEF | Electric Load with Losses, Incl. Cogeneration | MW | -10.983 | -17.868 | -21.358 | -35.75 | -40.866 | -43.61 | -71.634 | -52.873 | -86.775 | -57.838 | -46.658 | -58.989 | -100.455 | -59.96 | -66.353 | -96.525 | -50.196 | -91.437 | -101.312 | -101.294 | -75.652 | -93.295 | -32.995 | -81.25 | -125.711 | -159.94 | -198.031 | -234.305 | -267.664 | -299.134 | -329.309 | -357.562 | -384.245 | -409.326 | -432.853 | -454.954 | -475.617 | -495.126 | -513.724 | -531.005 | -547.244 | -562.8 | -577.389 | -591.075 | -604.038 | -616.225 | -627.638 | -638.425 | -648.557 | -658.031 | -667.073 | -675.686 | -683.913 | -691.807 | -699.293 | -706.385 | -713.159 | -719.588
Northwest | Residential | Minimum | July | All | LDCEU/TDEF | Electric Load with Losses, Incl. Cogeneration | MW | -2.384 | -5.271 | -6.65 | -10.13 | -9.377 | -15.998 | -12.846 | -14.554 | -15.809 | -21.326 | -25.014 | -24.77 | -23.934 | -27.393 | -28.748 | -21.022 | -27.475 | -19.798 | -17.462 | -19.924 | -23.592 | -27.126 | -28.618 | -23.343 | -65.461 | -104.798 | -144.898 | -184.413 | -221.908 | -258.21 | -293.4 | -327.109 | -359.486 | -390.403 | -419.88 | -447.904 | -474.505 | -499.922 | -524.284 | -547.321 | -569.193 | -590.248 | -610.26 | -629.284 | -647.453 | -664.763 | -681.182 | -696.717 | -711.507 | -725.544 | -739.005 | -751.946 | -764.42 | -776.316 | -787.721 | -798.548 | -808.836 | -818.704
Northwest | Residential | Minimum | August | All | LDCEU/TDEF | Electric Load with Losses, Incl. Cogeneration | MW | -5.472 | -6.52 | -17.362 | -13.262 | -11.781 | -16.189 | -23.559 | -35.326 | -29.158 | -35.966 | -28.08 | -30.098 | -35.057 | -41.158 | -34.508 | -33.203 | -33.983 | -37.404 | -35.069 | -27.131 | -30.395 | -26.174 | -29.464 | -34.102 | -75.066 | -108.139 | -141.276 | -172.212 | -199.974 | -225.723 | -249.838 | -272.121 | -292.871 | -312.122 | -329.966 | -346.515 | -361.827 | -376.132 | -389.613 | -402.039 | -413.601 | -424.575 | -434.79 | -444.311 | -453.262 | -461.633 | -469.419 | -476.681 | -483.47 | -489.787 | -495.778 | -501.466 | -506.885 | -512.014 | -516.864 | -521.402 | -525.671 | -529.71
Northwest | Residential | Minimum | September | All | LDCEU/TDEF | Electric Load with Losses, Incl. Cogeneration | MW | -10.726 | -21.742 | -31.465 | -25.171 | -42.42 | -60.891 | -50.22 | -51.17 | -67.266 | -66.778 | -89.2 | -64.123 | -67.236 | -82.155 | -55.482 | -67.073 | -87.816 | -64.755 | -107.597 | -76.431 | -74.157 | -92.324 | -65.786 | -74.595 | -130.23 | -167.498 | -205.964 | -242.576 | -276.05 | -307.659 | -338.145 | -366.716 | -393.692 | -419.029 | -442.813 | -465.137 | -486.055 | -505.826 | -524.669 | -542.278 | -558.764 | -574.588 | -589.465 | -603.511 | -616.903 | -629.592 | -641.463 | -652.3 | -662.543 | -672.187 | -681.447 | -690.328 | -698.87 | -706.701 | -714.132 | -720.927 | -727.155 | -733.068
Northwest | Residential | Minimum | October | All | LDCEU/TDEF | Electric Load with Losses, Incl. Cogeneration | MW | -6.501 | -12.741 | -19.234 | -26.507 | -31.179 | -36.24 | -44.967 | -47.96 | -53.349 | -62.377 | -43.8 | -57.551 | -60.745 | -67.853 | -53.357 | -56.032 | -57.987 | -48.552 | -53.529 | -54.443 | -68.127 | -42.64 | -44.786 | -67.346 | -104.875 | -140.258 | -177.788 | -213.12 | -244.95 | -274.713 | -302.932 | -329.166 | -353.763 | -376.722 | -398.116 | -418.087 | -436.663 | -454.113 | -470.648 | -485.954 | -500.28 | -513.941 | -526.713 | -538.645 | -549.9 | -560.45 | -570.298 | -579.575 | -588.263 | -596.367 | -604.079 | -611.414 | -618.414 | -625.118 | -631.467 | -637.478 | -643.211 | -648.648
Northwest | Residential | Minimum | November | All | LDCEU/TDEF | Electric Load with Losses, Incl. Cogeneration | MW | -42.179 | -62.516 | -66.695 | -115.822 | -115.101 | -142.107 | -162.318 | -245.121 | -197.477 | -229.698 | -288.657 | -276.283 | -317.501 | -286.876 | -216.558 | -195.854 | -220.599 | -237.078 | -255.465 | -220.317 | -266.985 | -276.027 | -305.946 | -238.598 | -342.973 | -383.457 | -439.495 | -492.647 | -541.628 | -587.764 | -633.158 | -675.434 | -715.359 | -752.855 | -787.918 | -820.932 | -851.721 | -880.771 | -908.635 | -934.348 | -958.435 | -981.606 | -1003.222 | -1023.39 | -1042.512 | -1060.38 | -1076.973 | -1092.626 | -1107.21 | -1120.732 | -1133.685 | -1145.978 | -1157.67 | -1168.915 | -1179.485 | -1189.396 | -1198.856 | -1207.741
Northwest | Residential | Minimum | December | All | LDCEU/TDEF | Electric Load with Losses, Incl. Cogeneration | MW | -46.714 | -71.836 | -105.022 | -157.178 | -177.789 | -223.501 | -246.395 | -296.51 | -297.281 | -301.583 | -332.208 | -343.879 | -403.171 | -395.461 | -289.555 | -350.422 | -348.075 | -288.141 | -342.685 | -316.967 | -403.735 | -327.57 | -371.453 | -479.595 | -469.631 | -515.247 | -583.758 | -649.312 | -710.515 | -768.569 | -826.386 | -880.502 | -931.875 | -980.347 | -1025.866 | -1068.917 | -1109.212 | -1147.365 | -1184.094 | -1218.088 | -1250.016 | -1280.815 | -1309.614 | -1336.549 | -1362.149 | -1386.118 | -1408.419 | -1429.5 | -1449.177 | -1467.459 | -1485.004 | -1501.681 | -1517.559 | -1532.851 | -1547.24 | -1560.749 | -1573.656 | -1585.793
[8 empty] | 0 | 0 | 0 | 0 | 0 | 0 | 0 | 0 | 0 | 0 | 0 | 0 | 0 | 0 | 0 | 0 | 0 | 0 | 0 | 0 | 0 | 0 | 0 | 0 | 0 | 0 | 0 | 0 | 0 | 0 | 0 | 0 | 0 | 0 | 0 | 0 | 0 | 0 | 0 | 0 | 0 | 0 | 0 | 0 | 0 | 0 | 0 | 0 | 0 | 0 | 0 | 0 | 0 | 0 | 0 | 0 | 0 | 0
Area | Sector | Day | Month | Enduse | Variable | Descriptor | Units | 1993 | 1994 | 1995 | 1996 | 1997 | 1998 | 1999 | 2000 | 2001 | 2002 | 2003 | 2004 | 2005 | 2006 | 2007 | 2008 | 2009 | 2010 | 2011 | 2012 | 2013 | 2014 | 2015 | 2016 | 2017 | 2018 | 2019 | 2020 | 2021 | 2022 | 2023 | 2024 | 2025 | 2026 | 2027 | 2028 | 2029 | 2030 | 2031 | 2032 | 2033 | 2034 | 2035 | 2036 | 2037 | 2038 | 2039 | 2040 | 2041 | 2042 | 2043 | 2044 | 2045 | 2046 | 2047 | 2048 | 2049 | 2050
Northwest | Commercial | Peak | Annual | All | LDCEU/TDEF | Electric Load with Losses, INCL. Demand for Cogen | MW | -0.448 | 28.859 | 36.87 | 75.593 | 115.518 | 164.06 | 138.01 | 153.7 | 91.272 | 22.49 | 32.76 | -21.04 | -114.3 | -188.079 | -234.26 | -266.25 | -202.88 | -139.313 | -119.24 | -176.86 | -265.455 | -330.822 | -405.35 | -485.97 | -548.5 | -660.4 | -761.69 | -850.76 | -930.35 | -1001.12 | -1151.323 | -1285.203 | -1407.102 | -1519.785 | -1626.175 | -1721.21 | -1804.885 | -1886.174 | -1959.715 | -2027.816 | -2087.735 | -2142.82 | -2193.02 | -2239.46 | -2283.58 | -2324.88 | -2363.06 | -2396.13 | -2426.56 | -2456.28 | -2483.44 | -2508.76 | -2532.22 | -2553.73 | -2573.81 | -2592.62 | -2610.63 | -2606.66
Northwest | Commercial | Peak | Annual | Space Heating | LDCEU/TDEF | Electric Load with Losses, INCL. Demand for Cogen | MW | -13.398 | -12.629 | -12.384 | -19.001 | -18.795 | -17.504 | -25.481 | -30.912 | -33.018 | -36.315 | -31.41 | -34.56 | -42.14 | -47.037 | -49.938 | -53.614 | -56.201 | -54.107 | -57.741 | -55.646 | -58.091 | -61.584 | -74.96 | -75.936 | -82.165 | -81.765 | -79.037 | -76.505 | -73.835 | -70.967 | -68.485 | -66.345 | -64.532 | -62.818 | -61.374 | -59.799 | -58.47 | -57.502 | -56.338 | -55.47 | -54.951 | -54.282 | -53.935 | -53.729 | -53.36 | -53.276 | -53.396 | -53.266 | -53.371 | -53.643 | -53.675 | -53.833 | -54.089 | -54.149 | -54.379 | -54.76 | -54.974 | -55.163
Northwest | Commercial | Peak | Annual | Water Heating | LDCEU/TDEF | Electric Load with Losses, INCL. Demand for Cogen | MW | 0 | 0 | 0 | 0 | 0 | 0 | 0 | 0 | 0 | 0 | 0 | 0 | 0 | -0.2193 | -0.9368 | -1.4069 | -1.4799 | -1.831 | -1.3061 | -2.6202 | -3.2065 | -1.9963 | -8.3 | -12.044 | -11.4961 | -10.7493 | -9.5497 | -8.1605 | -6.5128 | -4.5767 | -2.4511 | -0.3062 | 1.897 | 4.2411 | 6.7629 | 9.3075 | 11.7092 | 14.2114 | 16.7396 | 19.2079 | 21.5166 | 23.8023 | 25.9868 | 28.1343 | 30.3258 | 32.4566 | 34.5113 | 36.5117 | 38.4241 | 40.3147 | 42.1856 | 43.9933 | 45.743 | 47.4872 | 49.1628 | 50.7742 | 52.3731 | 53.2246
Northwest | Commercial | Peak | Annual | Other Substitutables | LDCEU/TDEF | Electric Load with Losses, INCL. Demand for Cogen | MW | 0 | 0 | 0 | 0 | 0 | 0 | 0 | 0 | 0 | 0 | 0 | 0 | -0.5366 | -0.7684 | -1.0306 | -1.4476 | -1.7771 | -2.3367 | -2.7486 | -3.7285 | -4.9736 | -6.4498 | -7.8725 | -8.9338 | -5.872 | -2.6001 | 1.0723 | 4.9243 | 8.7102 | 12.5075 | 16.0734 | 19.4323 | 22.7026 | 25.8914 | 29.0519 | 32.0636 | 34.725 | 37.5134 | 40.1209 | 42.6377 | 44.8243 | 47.0034 | 48.903 | 50.7019 | 52.3917 | 53.9902 | 55.3312 | 56.6197 | 57.6713 | 58.678 | 59.6156 | 60.435 | 61.1653 | 61.857 | 62.4494 | 62.9503 | 63.4209 | 63.4578
Northwest | Commercial | Peak | Annual | Refrigeration | LDCEU/TDEF | Electric Load with Losses, INCL. Demand for Cogen | MW | 0 | 0 | 0 | 0 | 0 | 0 | 0 | 0 | 0 | 0 | 0 | 0 | -1.188 | -2.927 | -4.668 | -6.584 | -7.224 | -49.163 | -88.243 | -134.937 | -179.943 | -214.392 | -251.395 | -277.437 | -328.012 | -376.061 | -419.004 | -458.4369 | -493.6958 | -526.2267 | -556.6072 | -583.8212 | -609.6752 | -634.7459 | -659.7701 | -682.8869 | -702.9557 | -725.4936 | -745.7853 | -765.8945 | -783.6506 | -801.6387 | -818.1376 | -834.6394 | -850.2906 | -866.4403 | -881.0638 | -895.1546 | -908.239 | -922.0184 | -935.1494 | -948.0451 | -960.8724 | -973.5842 | -986.2001 | -998.766 | -1011.2742 | -1015.8147
Northwest | Commercial | Peak | Annual | Lighting | LDCEU/TDEF | Electric Load with Losses, INCL. Demand for Cogen | MW | 0 | -12.73 | -37.139 | -47.664 | -56.073 | -61.773 | -80.715 | -91.792 | -224.679 | -360.945 | -450.518 | -515.59 | -582.678 | -622.013 | -669.005 | -722.724 | -595.459 | -460.16 | -404.409 | -353.514 | -322.805 | -287.236 | -268.18 | -276.871 | -257.407 | -241.368 | -227.991 | -217.049 | -207.076 | -197.995 | -189.796 | -182.174 | -175.187 | -168.777 | -163.037 | -157.668 | -152.52 | -147.917 | -143.531 | -139.415 | -135.42 | -131.609 | -127.949 | -124.455 | -121.126 | -117.92 | -114.801 | -111.697 | -108.65 | -105.707 | -102.79 | -99.912 | -97.065 | -94.244 | -91.442 | -88.65 | -85.864 | -82.601
Northwest | Commercial | Peak | Annual | Air Conditioning | LDCEU/TDEF | Electric Load with Losses, INCL. Demand for Cogen | MW | -0.23 | 39.35 | 69.225 | 113.256 | 157.594 | 210.011 | 197.845 | 221.49 | 259.992 | 297.989 | 373.062 | 367.649 | 339.54 | 317.491 | 329.873 | 333.871 | 322.358 | 303.985 | 315.944 | 247.519 | 165.66 | 94.305 | 29.276 | -26.425 | -73.256 | -169.1 | -256.62 | -332.788 | -401.322 | -462.218 | -603.184 | -729.253 | -843.745 | -949.098 | -1047.683 | -1135.702 | -1213.937 | -1288.005 | -1355.445 | -1417.314 | -1472.142 | -1521.923 | -1567.355 | -1608.933 | -1648.473 | -1684.874 | -1718.839 | -1748.074 | -1775.017 | -1800.775 | -1824.344 | -1846.11 | -1866.016 | -1884.032 | -1900.619 | -1915.921 | -1930.464 | -1927.966
Northwest | Commercial | Peak | Annual | Other Non-Substitutables | LDCEU/TDEF | Electric Load with Losses, INCL. Demand for Cogen | MW | 0 | 0 | 0 | 0 | 0 | 0 | 0 | 0 | 0 | 0 | 0 | 0 | -22.244 | -44.218 | -63.736 | -81.941 | -91.964 | -97.475 | -110.6 | -107.059 | -109.085 | -106.858 | -104.644 | -104.025 | -105.832 | -107.14 | -107.536 | -107.468 | -107.164 | -106.672 | -106.104 | -105.257 | -104.329 | -103.401 | -102.561 | -101.576 | -100.418 | -99.41 | -98.271 | -97.108 | -95.807 | -94.402 | -92.973 | -91.497 | -89.996 | -88.489 | -86.987 | -85.303 | -83.597 | -81.894 | -80.125 | -78.317 | -76.471 | -74.586 | -72.663 | -70.701 | -68.699 | -66.227
Northwest | Commercial | Average | Annual | All | LDCEU/TDEF | Electric Load with Losses, Incl. Cogeneration | MW | -2.729 | -0.804 | -9.96 | -8.683 | -4.864 | 6.504 | -14.441 | -14.45 | -99.651 | -181.388 | -223.181 | -275.571 | -348.668 | -396.807 | -445.046 | -493.545 | -420.967 | -363.28 | -362.194 | -378.144 | -410 | -427.799 | -461.41 | -502.389 | -536.53 | -582.229 | -622.517 | -658.6 | -690.258 | -718.327 | -766.658 | -809.295 | -848.394 | -884.968 | -920.271 | -951.695 | -978.751 | -1006.841 | -1031.758 | -1055.368 | -1075.817 | -1095.127 | -1112.62 | -1129.286 | -1144.983 | -1160.382 | -1174.349 | -1186.661 | -1197.932 | -1209.494 | -1220.034 | -1230.061 | -1239.648 | -1248.679 | -1257.372 | -1265.78 | -1273.935 | -1271.928
Northwest | Commercial | Average | Annual | Space Heating | LDCEU/TDEF | Electric Load with Losses, Incl. Cogeneration | MW | -2.739 | -2.4105 | -2.3264 | -3.433 | -3.2775 | -2.9803 | -4.3105 | -5.2462 | -5.4573 | -6.191 | -5.1974 | -5.8553 | -7.3418 | -8.1332 | -9.4472 | -10.3379 | -10.4179 | -10.5917 | -10.806 | -10.3306 | -10.8139 | -10.9108 | -13.5477 | -13.7076 | -14.2966 | -13.9128 | -13.109 | -12.3388 | -11.5344 | -10.6912 | -9.9324 | -9.252 | -8.6427 | -8.0572 | -7.5211 | -6.9792 | -6.5165 | -6.1299 | -5.7092 | -5.3612 | -5.1053 | -4.8316 | -4.6395 | -4.4811 | -4.2869 | -4.1645 | -4.0935 | -3.972 | -3.9104 | -3.8864 | -3.82 | -3.7869 | -3.7811 | -3.7386 | -3.7383 | -3.7765 | -3.7835 | -3.8386
Northwest | Commercial | Average | Annual | Water Heating | LDCEU/TDEF | Electric Load with Losses, Incl. Cogeneration | MW | 0 | 0 | 0 | 0 | 0 | 0 | 0 | 0 | 0 | 0 | 0 | 0 | 0 | -0.1381 | -0.3025 | -0.4795 | -0.5223 | -0.7243 | -0.8654 | -0.9268 | -1.0639 | -1.1834 | -3.361 | -4.6995 | -4.6678 | -4.3259 | -3.7946 | -3.1948 | -2.484 | -1.6509 | -0.7263 | 0.2112 | 1.175 | 2.2066 | 3.3246 | 4.4537 | 5.5249 | 6.6391 | 7.7696 | 8.8774 | 9.9235 | 10.9538 | 11.9497 | 12.9304 | 13.9365 | 14.917 | 15.8724 | 16.7988 | 17.6945 | 18.5812 | 19.4577 | 20.3086 | 21.1347 | 21.9562 | 22.7491 | 23.5149 | 24.2727 | 24.6775
Northwest | Commercial | Average | Annual | Other Substitutables | LDCEU/TDEF | Electric Load with Losses, Incl. Cogeneration | MW | 0 | 0 | 0 | 0 | 0 | 0 | 0 | 0 | 0 | 0 | 0 | 0 | -0.2707 | -0.3926 | -0.5273 | -0.7372 | -0.8991 | -1.2057 | -1.4174 | -1.909 | -2.5285 | -3.2685 | -4.0504 | -4.5899 | -2.9446 | -1.2133 | 0.6191 | 2.5352 | 4.4175 | 6.3035 | 8.087 | 9.7795 | 11.4335 | 13.0454 | 14.6463 | 16.1771 | 17.5373 | 18.9549 | 20.2849 | 21.5683 | 22.694 | 23.8098 | 24.7913 | 25.721 | 26.5983 | 27.4262 | 28.1299 | 28.8074 | 29.3727 | 29.9131 | 30.418 | 30.8641 | 31.2641 | 31.6439 | 31.9729 | 32.2552 | 32.5209 | 32.568
Northwest | Commercial | Average | Annual | Refrigeration | LDCEU/TDEF | Electric Load with Losses, Incl. Cogeneration | MW | 0 | 0 | 0 | 0 | 0 | 0 | 0 | 0 | 0 | 0 | 0 | 0 | -0.8282 | -2.0381 | -3.2532 | -4.5912 | -5.0304 | -34.1271 | -61.269 | -93.4859 | -124.4933 | -148.3244 | -173.8771 | -191.9727 | -226.9673 | -260.2346 | -289.896 | -317.0978 | -341.4508 | -363.8986 | -384.857 | -403.6686 | -421.509 | -438.772 | -455.9829 | -471.9064 | -485.7178 | -501.1713 | -515.0896 | -528.872 | -541.0504 | -553.3854 | -564.7187 | -576.022 | -586.7608 | -597.7781 | -607.7543 | -617.3676 | -626.3234 | -635.7272 | -644.6879 | -653.4869 | -662.2268 | -670.8829 | -679.4699 | -688.0156 | -696.5187 | -699.6337
Northwest | Commercial | Average | Annual | Lighting | LDCEU/TDEF | Electric Load with Losses, Incl. Cogeneration | MW | 0 | -8.551 | -25.203 | -32.765 | -38.904 | -43.133 | -56.619 | -64.582 | -156.665 | -250.984 | -313.097 | -358.786 | -405.982 | -436.452 | -467.607 | -501.776 | -421.363 | -323.507 | -286.224 | -254.066 | -233.682 | -209.229 | -196.227 | -202.481 | -188.576 | -177.03 | -167.263 | -159.182 | -151.799 | -145.056 | -138.957 | -133.28 | -128.064 | -123.266 | -118.953 | -114.923 | -111.074 | -107.606 | -104.315 | -101.225 | -98.241 | -95.396 | -92.676 | -90.084 | -87.62 | -85.251 | -82.958 | -80.683 | -78.461 | -76.317 | -74.201 | -72.12 | -70.069 | -68.043 | -66.035 | -64.042 | -62.058 | -59.75
Northwest | Commercial | Average | Annual | Air Conditioning | LDCEU/TDEF | Electric Load with Losses, Incl. Cogeneration | MW | 0.011 | 10.158 | 17.57 | 27.516 | 37.318 | 52.617 | 46.489 | 55.379 | 62.471 | 75.788 | 95.113 | 89.07 | 81.266 | 81.013 | 80.509 | 81.872 | 81.165 | 75.205 | 76.371 | 57.787 | 39.417 | 20.626 | 3.811 | -11.038 | -23.921 | -49.428 | -72.7 | -93.01 | -111.305 | -127.577 | -164.921 | -198.337 | -228.709 | -256.72 | -282.995 | -306.432 | -327.238 | -346.997 | -364.986 | -381.482 | -396.09 | -409.339 | -421.4 | -432.479 | -443.038 | -452.794 | -461.868 | -469.766 | -477.034 | -483.991 | -490.386 | -496.302 | -501.738 | -506.714 | -511.309 | -515.561 | -519.628 | -518.961
Northwest | Commercial | Average | Annual | Other Non-Substitutables | LDCEU/TDEF | Electric Load with Losses, Incl. Cogeneration | MW | 0 | 0 | 0 | 0 | 0 | 0 | 0 | 0 | 0 | 0 | 0 | 0 | -15.512 | -30.666 | -44.418 | -57.495 | -63.899 | -68.33 | -77.983 | -75.212 | -76.834 | -75.51 | -74.159 | -73.901 | -75.157 | -76.084 | -76.374 | -76.312 | -76.102 | -75.757 | -75.351 | -74.747 | -74.078 | -73.403 | -72.79 | -72.084 | -71.267 | -70.53 | -69.712 | -68.874 | -67.947 | -66.939 | -65.926 | -64.873 | -63.811 | -62.737 | -61.677 | -60.479 | -59.272 | -58.067 | -56.814 | -55.537 | -54.231 | -52.899 | -51.541 | -50.155 | -48.741 | -46.991
Northwest | Commercial | Minimum | Annual | All | LDCEU/TDEF | Electric Load with Losses, Incl. Cogeneration | MW | -0.763 | -5.135 | -8.453 | -11.121 | -10.913 | -19.605 | -20.213 | -22.549 | -65.393 | -110.022 | -145.622 | -168.729 | -197.745 | -225.106 | -251.648 | -278.591 | -242.394 | -223.91 | -235.12 | -251.239 | -275.835 | -290.239 | -312.911 | -337.952 | -366.269 | -398.028 | -426.404 | -452.154 | -475.019 | -495.649 | -521.734 | -544.86 | -566.315 | -586.761 | -606.948 | -625.181 | -640.769 | -657.637 | -672.697 | -687.256 | -699.89 | -712.215 | -723.427 | -734.351 | -744.761 | -755.169 | -764.577 | -773.235 | -781.243 | -789.587 | -797.371 | -803.642 | -808.605 | -813.13 | -817.526 | -821.826 | -825.651 | -823.563
Northwest | Commercial | Minimum | Annual | Space Heating | LDCEU/TDEF | Electric Load with Losses, Incl. Cogeneration | MW | -0.299 | -0.2309 | -0.2642 | -0.4044 | -0.399 | -0.3985 | -0.6609 | -0.959 | -0.8616 | -1.021 | -0.8209 | -0.779 | -0.9989 | -1.1778 | -1.3027 | -1.5337 | -1.3442 | -1.7386 | -1.441 | -1.2314 | -1.3179 | -1.1818 | -1.3425 | -1.3387 | -1.6026 | -1.5432 | -1.4518 | -1.3623 | -1.2702 | -1.1741 | -1.0873 | -1.0098 | -0.9406 | -0.8735 | -0.8129 | -0.7533 | -0.7021 | -0.6596 | -0.6149 | -0.5777 | -0.5504 | -0.5222 | -0.5032 | -0.4871 | -0.4682 | -0.4563 | -0.449 | -0.4363 | -0.4306 | -0.4288 | -0.4227 | -0.4202 | -0.4201 | -0.4166 | -0.4173 | -0.4215 | -0.4227 | -0.4294
Northwest | Commercial | Minimum | Annual | Water Heating | LDCEU/TDEF | Electric Load with Losses, Incl. Cogeneration | MW | 0 | 0 | 0 | 0 | 0 | 0 | 0 | 0 | 0 | 0 | 0 | 0 | 0 | -0.0114 | -0.0243 | -0.0536 | -0.0414 | -0.0884 | -0.0967 | -0.0988 | -0.1106 | -0.0957 | -0.4475 | -0.7605 | -0.7636 | -0.6867 | -0.5714 | -0.4483 | -0.3042 | -0.138 | 0.0471 | 0.235 | 0.4278 | 0.6345 | 0.8597 | 1.0874 | 1.3045 | 1.5286 | 1.7573 | 1.9824 | 2.1967 | 2.4064 | 2.6121 | 2.8143 | 3.0232 | 3.2269 | 3.4276 | 3.6208 | 3.8098 | 3.9968 | 4.1817 | 4.3619 | 4.5374 | 4.7116 | 4.8805 | 5.0443 | 5.2061 | 5.2905
Northwest | Commercial | Minimum | Annual | Other Substitutables | LDCEU/TDEF | Electric Load with Losses, Incl. Cogeneration | MW | 0 | 0 | 0 | 0 | 0 | 0 | 0 | 0 | 0 | 0 | 0 | 0 | -0.059 | -0.0803 | -0.1092 | -0.1546 | -0.1888 | -0.2521 | -0.3012 | -0.4114 | -0.5524 | -0.7198 | -0.8964 | -1.0199 | -0.6475 | -0.2656 | 0.1391 | 0.5628 | 0.9796 | 1.3981 | 1.7921 | 2.1639 | 2.5262 | 2.8808 | 3.2324 | 3.5681 | 3.8674 | 4.1783 | 4.4708 | 4.753 | 5.0003 | 5.2458 | 5.4616 | 5.6664 | 5.8603 | 6.0437 | 6.1998 | 6.3494 | 6.4741 | 6.5934 | 6.7052 | 6.8042 | 6.893 | 6.9778 | 7.0514 | 7.1147 | 7.1747 | 7.1865
Northwest | Commercial | Minimum | Annual | Refrigeration | LDCEU/TDEF | Electric Load with Losses, Incl. Cogeneration | MW | 0 | 0 | 0 | 0 | 0 | 0 | 0 | 0 | 0 | 0 | 0 | 0 | -0.7091 | -1.7411 | -2.7833 | -3.9254 | -4.2902 | -28.8868 | -51.8603 | -78.7761 | -104.6669 | -124.7048 | -146.059 | -161.4209 | -190.7616 | -218.7069 | -243.5597 | -266.3064 | -286.7191 | -305.4973 | -323.0075 | -338.7693 | -353.6607 | -368.0135 | -382.288 | -395.5303 | -406.9932 | -419.7421 | -431.2238 | -442.5825 | -452.632 | -462.8152 | -472.1921 | -481.4948 | -490.3603 | -499.3552 | -507.505 | -515.3601 | -522.7144 | -530.4031 | -537.7243 | -544.9087 | -552.0296 | -559.0704 | -566.0493 | -572.9826 | -579.8751 | -582.4583
Northwest | Commercial | Minimum | Annual | Lighting | LDCEU/TDEF | Electric Load with Losses, Incl. Cogeneration | MW | 0 | -3.6337 | -11.2184 | -15.1337 | -18.4903 | -20.8649 | -27.6962 | -31.8536 | -74.5664 | -118.1561 | -144.1971 | -166.1137 | -189.854 | -205.2934 | -221.4715 | -237.7104 | -200.8263 | -154.9196 | -136.9473 | -122.1632 | -112.9375 | -101.4341 | -95.3183 | -97.5441 | -90.8406 | -85.1428 | -80.6104 | -76.8574 | -73.4243 | -70.3313 | -67.5434 | -64.9284 | -62.5308 | -60.3752 | -58.452 | -56.5308 | -54.6914 | -53.0332 | -51.4606 | -49.9828 | -48.5544 | -47.1887 | -45.8829 | -44.6394 | -43.4628 | -42.331 | -41.2388 | -40.1542 | -39.0964 | -38.0774 | -37.0713 | -36.0822 | -35.1077 | -34.1453 | -33.1911 | -32.2439 | -31.301 | -30.181
Northwest | Commercial | Minimum | Annual | Air Conditioning | LDCEU/TDEF | Electric Load with Losses, Incl. Cogeneration | MW | 0.0296 | 0.553 | 0.8893 | 1.419 | 1.9155 | 2.7104 | 2.4083 | 2.9304 | 3.342 | 4.0617 | 4.9735 | 4.5965 | 4.2352 | 4.2168 | 4.3087 | 4.3413 | 4.2823 | 4.0053 | 4.1009 | 2.7847 | 1.43 | 0.078 | -1.1607 | -2.2073 | -3.2118 | -5.1152 | -6.9107 | -8.4807 | -9.9109 | -11.1918 | -13.9688 | -16.4507 | -18.7032 | -20.8078 | -22.8117 | -24.6 | -26.1849 | -27.701 | -29.0889 | -30.3598 | -31.4823 | -32.4962 | -33.4151 | -34.2681 | -35.099 | -35.8708 | -36.5937 | -37.2364 | -37.8318 | -38.4057 | -38.9449 | -39.4477 | -39.9177 | -40.3723 | -40.7962 | -41.1929 | -41.5826 | -41.5044
Northwest | Commercial | Minimum | Annual | Other Non-Substitutables | LDCEU/TDEF | Electric Load with Losses, Incl. Cogeneration | MW | 0 | 0 | 0 | 0 | 0 | 0 | 0 | 0 | 0 | 0 | 0 | 0 | -8.9123 | -17.5032 | -25.4408 | -33.2193 | -36.4748 | -39.3975 | -45.3139 | -43.8081 | -45.1882 | -44.868 | -44.4737 | -44.7942 | -45.6347 | -46.2969 | -46.6162 | -46.6775 | -46.6489 | -46.5244 | -46.3384 | -46.0139 | -45.6315 | -45.232 | -44.862 | -44.441 | -43.964 | -43.51 | -43.01 | -42.495 | -41.932 | -41.312 | -40.695 | -40.048 | -39.404 | -38.744 | -38.102 | -37.364 | -36.625 | -35.886 | -35.118 | -34.335 | -33.534 | -32.717 | -31.883 | -31.034 | -30.166 | -29.086
[8 empty] | 0 | 0 | 0 | 0 | 0 | 0 | 0 | 0 | 0 | 0 | 0 | 0 | 0 | 0 | 0 | 0 | 0 | 0 | 0 | 0 | 0 | 0 | 0 | 0 | 0 | 0 | 0 | 0 | 0 | 0 | 0 | 0 | 0 | 0 | 0 | 0 | 0 | 0 | 0 | 0 | 0 | 0 | 0 | 0 | 0 | 0 | 0 | 0 | 0 | 0 | 0 | 0 | 0 | 0 | 0 | 0 | 0 | 0
Area | Sector | Day | Month | Enduse | Variable | Descriptor | Units | 1993 | 1994 | 1995 | 1996 | 1997 | 1998 | 1999 | 2000 | 2001 | 2002 | 2003 | 2004 | 2005 | 2006 | 2007 | 2008 | 2009 | 2010 | 2011 | 2012 | 2013 | 2014 | 2015 | 2016 | 2017 | 2018 | 2019 | 2020 | 2021 | 2022 | 2023 | 2024 | 2025 | 2026 | 2027 | 2028 | 2029 | 2030 | 2031 | 2032 | 2033 | 2034 | 2035 | 2036 | 2037 | 2038 | 2039 | 2040 | 2041 | 2042 | 2043 | 2044 | 2045 | 2046 | 2047 | 2048 | 2049 | 2050
Northwest | Large Office | Peak | January | Space Heating | LDCEU/TDEF | Electric Load with Losses, Incl. Cogeneration | MW | -1.8509 | -1.3295 | -1.1852 | -1.2055 | -0.9912 | -0.8122 | -0.8293 | -0.7142 | -0.6268 | -0.5251 | -0.4094 | -0.4205 | -0.4931 | -0.5771 | -0.7582 | -0.9336 | -0.9107 | -0.855 | -1.002 | -0.9505 | -1.0792 | -1.1517 | -1.15 | -1.2344 | -1.1445 | -1.0888 | -0.9349 | -0.8094 | -0.6789 | -0.5416 | -0.416 | -0.3114 | -0.2135 | -0.123 | -0.0337 | 0.0658 | 0.1578 | 0.2438 | 0.3338 | 0.4131 | 0.4794 | 0.5491 | 0.61 | 0.6599 | 0.7174 | 0.7625 | 0.7968 | 0.8348 | 0.8646 | 0.8856 | 0.9155 | 0.9383 | 0.9538 | 0.9772 | 0.9901 | 0.9931 | 1.0025 | 1.0002
Northwest | Large Office | Peak | January | Water Heating | LDCEU/TDEF | Electric Load with Losses, Incl. Cogeneration | MW | 0 | 0 | 0 | 0 | 0 | 0 | 0 | 0 | 0 | 0 | 0 | 0 | 0 | 0 | 0 | 0 | 0 | 0 | 0 | 0 | 0 | 0 | -0.2837 | -0.4854 | -0.3731 | -0.2235 | -0.0196 | 0.1552 | 0.3551 | 0.5656 | 0.7796 | 0.9767 | 1.1764 | 1.3792 | 1.6025 | 1.8362 | 2.0818 | 2.3354 | 2.5814 | 2.834 | 3.0886 | 3.3319 | 3.5836 | 3.8289 | 4.0817 | 4.3299 | 4.5867 | 4.815 | 5.0458 | 5.2766 | 5.5007 | 5.7209 | 5.9367 | 6.1472 | 6.3538 | 6.5562 | 6.753 | 6.8587
Northwest | Large Office | Peak | January | Other Substitutables | LDCEU/TDEF | Electric Load with Losses, Incl. Cogeneration | MW | 0 | 0 | 0 | 0 | 0 | 0 | 0 | 0 | 0 | 0 | 0 | 0 | 0 | -0.0004 | -0.0017 | -0.0042 | -0.0037 | -0.005 | -0.0072 | -0.0124 | -0.0151 | -0.0205 | -0.0264 | -0.0288 | -0.0218 | -0.0137 | -0.0043 | 0.0036 | 0.0119 | 0.0201 | 0.028 | 0.0351 | 0.042 | 0.0486 | 0.0557 | 0.0627 | 0.0698 | 0.0769 | 0.0836 | 0.0903 | 0.0968 | 0.1029 | 0.109 | 0.1148 | 0.1206 | 0.1262 | 0.132 | 0.1367 | 0.1415 | 0.1462 | 0.1506 | 0.1547 | 0.1586 | 0.1624 | 0.166 | 0.1693 | 0.1725 | 0.1738
Northwest | Large Office | Peak | January | Refrigeration | LDCEU/TDEF | Electric Load with Losses, Incl. Cogeneration | MW | 0 | 0 | 0 | 0 | 0 | 0 | 0 | 0 | 0 | 0 | 0 | 0 | -0.0003 | -0.0006 | -0.001 | -0.0013 | -0.0016 | -0.0077 | -0.0153 | -0.0223 | -0.0333 | -0.0438 | -0.0569 | -0.0702 | -0.077 | -0.0834 | -0.0899 | -0.0956 | -0.1013 | -0.1066 | -0.1117 | -0.1158 | -0.1197 | -0.1234 | -0.1274 | -0.1309 | -0.1342 | -0.1381 | -0.1407 | -0.1435 | -0.1465 | -0.1493 | -0.152 | -0.1542 | -0.1566 | -0.1588 | -0.1609 | -0.1626 | -0.1647 | -0.1664 | -0.1683 | -0.1701 | -0.1719 | -0.1737 | -0.1755 | -0.1773 | -0.1792 | -0.1796
Northwest | Large Office | Peak | January | Lighting | LDCEU/TDEF | Electric Load with Losses, Incl. Cogeneration | MW | 0 | -0.6273 | -1.9211 | -3.2017 | -4.244 | -5.1324 | -7.1775 | -8.5844 | -18.3915 | -28.2304 | -34.4743 | -37.751 | -40.3109 | -46.0963 | -45.8636 | -40.7881 | -46.7945 | -32.4001 | -30.5805 | -33.1558 | -32.7719 | -31.1415 | -30.7199 | -32.1767 | -30.3295 | -28.7523 | -27.4438 | -26.2812 | -25.2184 | -24.2299 | -23.3033 | -22.411 | -21.5717 | -20.7823 | -20.06 | -19.3917 | -18.7774 | -18.2044 | -17.6596 | -17.151 | -16.6733 | -16.2082 | -15.778 | -15.3656 | -14.9817 | -14.6133 | -14.2744 | -13.9205 | -13.5851 | -13.2649 | -12.9517 | -12.6473 | -12.3498 | -12.059 | -11.7737 | -11.4932 | -11.2164 | -10.8709
Northwest | Large Office | Peak | January | Air Conditioning | LDCEU/TDEF | Electric Load with Losses, Incl. Cogeneration | MW | -0.0896 | 0.1026 | 0.2719 | 0.5149 | 0.7534 | 1.1441 | 0.9719 | 1.18 | 1.3234 | 1.587 | 2.0128 | 1.8663 | 1.689 | 1.6863 | 1.8061 | 1.9565 | 1.8358 | 1.909 | 2.0814 | 0.9252 | -0.3169 | -1.6341 | -2.9035 | -4.0191 | -4.9285 | -6.7535 | -8.5577 | -10.0946 | -11.5306 | -12.84 | -15.5095 | -17.8431 | -19.9556 | -21.8681 | -23.6772 | -25.359 | -26.93 | -28.3987 | -29.7033 | -30.9214 | -32.042 | -33.03 | -33.9703 | -34.807 | -35.626 | -36.3661 | -37.0905 | -37.6627 | -38.2113 | -38.7279 | -39.2089 | -39.6532 | -40.0634 | -40.4583 | -40.8239 | -41.1632 | -41.4938 | -41.4045
Northwest | Large Office | Peak | January | Other Non-Substitutables | LDCEU/TDEF | Electric Load with Losses, Incl. Cogeneration | MW | 0 | 0 | 0 | 0 | 0 | 0 | 0 | 0 | 0 | 0 | 0 | 0 | -2.2847 | -4.5206 | -6.8329 | -9.2771 | -9.643 | -10.7778 | -13.241 | -13.6925 | -15.413 | -16.531 | -17.4899 | -18.7762 | -19.4096 | -19.9757 | -20.5077 | -20.8262 | -21.0763 | -21.2411 | -21.3224 | -21.2919 | -21.2001 | -21.0596 | -20.9148 | -20.7502 | -20.5785 | -20.3901 | -20.1645 | -19.931 | -19.6853 | -19.4026 | -19.1253 | -18.8265 | -18.5337 | -18.2261 | -17.9301 | -17.5778 | -17.2275 | -16.8748 | -16.5099 | -16.137 | -15.7556 | -15.3664 | -14.9697 | -14.5652 | -14.1529 | -13.6256
Northwest | Large Office | Peak | February | Space Heating | LDCEU/TDEF | Electric Load with Losses, Incl. Cogeneration | MW | -2.3395 | -1.7912 | -1.4644 | -1.5431 | -1.2505 | -1.0276 | -1.0629 | -0.8746 | -0.7962 | -0.6503 | -0.5333 | -0.5116 | -0.6229 | -0.7483 | -0.9146 | -1.1266 | -1.1261 | -1.0465 | -1.2353 | -1.1677 | -1.3158 | -1.425 | -1.3999 | -1.4939 | -1.3936 | -1.3242 | -1.1309 | -0.9734 | -0.8098 | -0.6377 | -0.4805 | -0.3498 | -0.2275 | -0.1146 | -0.0032 | 0.1208 | 0.2355 | 0.3423 | 0.4543 | 0.5528 | 0.635 | 0.7214 | 0.7967 | 0.8581 | 0.929 | 0.9844 | 1.0263 | 1.0726 | 1.1087 | 1.1339 | 1.1702 | 1.1975 | 1.2156 | 1.2438 | 1.2587 | 1.2612 | 1.2718 | 1.2679
Northwest | Large Office | Peak | February | Water Heating | LDCEU/TDEF | Electric Load with Losses, Incl. Cogeneration | MW | 0 | 0 | 0 | 0 | 0 | 0 | 0 | 0 | 0 | 0 | 0 | 0 | 0 | 0 | 0 | 0 | 0 | 0 | 0 | 0 | 0 | 0 | -0.2804 | -0.4683 | -0.4029 | -0.242 | -0.0232 | 0.1644 | 0.3787 | 0.6047 | 0.8343 | 1.0459 | 1.2601 | 1.4776 | 1.7173 | 1.9682 | 2.2317 | 2.5037 | 2.7676 | 3.0386 | 3.3118 | 3.5729 | 3.8431 | 4.1061 | 4.3774 | 4.6436 | 4.9191 | 5.1637 | 5.4111 | 5.6586 | 5.899 | 6.1349 | 6.3661 | 6.5917 | 6.8131 | 7.0299 | 7.2407 | 7.3542
Northwest | Large Office | Peak | February | Other Substitutables | LDCEU/TDEF | Electric Load with Losses, Incl. Cogeneration | MW | 0 | 0 | 0 | 0 | 0 | 0 | 0 | 0 | 0 | 0 | 0 | 0 | 0 | -0.0011 | -0.0038 | -0.0092 | -0.0079 | -0.0109 | -0.0159 | -0.0275 | -0.0336 | -0.0457 | -0.0589 | -0.0644 | -0.0492 | -0.0311 | -0.0107 | 0.0067 | 0.0249 | 0.0427 | 0.0599 | 0.0755 | 0.0907 | 0.1054 | 0.1208 | 0.1361 | 0.1518 | 0.1673 | 0.182 | 0.1966 | 0.2109 | 0.2243 | 0.2377 | 0.2505 | 0.2632 | 0.2755 | 0.2879 | 0.2985 | 0.309 | 0.3191 | 0.3287 | 0.3379 | 0.3465 | 0.3548 | 0.3625 | 0.37 | 0.3769 | 0.3797
Northwest | Large Office | Peak | February | Refrigeration | LDCEU/TDEF | Electric Load with Losses, Incl. Cogeneration | MW | 0 | 0 | 0 | 0 | 0 | 0 | 0 | 0 | 0 | 0 | 0 | 0 | -0.0002 | -0.0006 | -0.0009 | -0.0012 | -0.0015 | -0.0069 | -0.0138 | -0.0202 | -0.03 | -0.0395 | -0.0514 | -0.0632 | -0.0695 | -0.0752 | -0.0811 | -0.0862 | -0.0914 | -0.0961 | -0.1007 | -0.1045 | -0.108 | -0.1113 | -0.115 | -0.1181 | -0.1211 | -0.1246 | -0.1268 | -0.1295 | -0.1321 | -0.1347 | -0.1371 | -0.1391 | -0.1412 | -0.1433 | -0.145 | -0.1466 | -0.1485 | -0.1501 | -0.1518 | -0.1533 | -0.155 | -0.1567 | -0.1583 | -0.16 | -0.1617 | -0.1619
Northwest | Large Office | Peak | February | Lighting | LDCEU/TDEF | Electric Load with Losses, Incl. Cogeneration | MW | 0 | -0.6604 | -2.0514 | -3.4287 | -4.5524 | -5.5096 | -7.7034 | -9.2137 | -19.6766 | -30.1756 | -36.8279 | -40.3219 | -43.0543 | -49.1548 | -48.9575 | -43.6673 | -49.8567 | -34.6815 | -32.7433 | -35.4468 | -35.0526 | -33.3338 | -32.8988 | -34.4348 | -32.4625 | -30.7792 | -29.3832 | -28.1432 | -27.0094 | -25.9548 | -24.9658 | -24.0133 | -23.117 | -22.2739 | -21.5025 | -20.7885 | -20.132 | -19.5197 | -18.9369 | -18.3931 | -17.8823 | -17.3848 | -16.9246 | -16.483 | -16.072 | -15.6774 | -15.3143 | -14.935 | -14.5756 | -14.2322 | -13.8964 | -13.57 | -13.2509 | -12.9388 | -12.6327 | -12.3318 | -12.0349 | -11.6647
Northwest | Large Office | Peak | February | Air Conditioning | LDCEU/TDEF | Electric Load with Losses, Incl. Cogeneration | MW | -0.0422 | 0.0495 | 0.1299 | 0.2458 | 0.359 | 0.5444 | 0.4628 | 0.5625 | 0.6308 | 0.756 | 0.9573 | 0.8877 | 0.8045 | 0.8038 | 0.861 | 0.9318 | 0.8747 | 0.9079 | 0.9917 | 0.4401 | -0.153 | -0.7832 | -1.3917 | -1.9276 | -2.3629 | -3.2373 | -4.1012 | -4.8373 | -5.5248 | -6.1518 | -7.4304 | -8.5479 | -9.5594 | -10.4752 | -11.3418 | -12.1467 | -12.8985 | -13.6016 | -14.2251 | -14.8077 | -15.3438 | -15.8165 | -16.2663 | -16.6658 | -17.0571 | -17.4102 | -17.7557 | -18.0282 | -18.2898 | -18.5359 | -18.7649 | -18.9762 | -19.1713 | -19.359 | -19.5328 | -19.6939 | -19.8508 | -19.8082
Northwest | Large Office | Peak | February | Other Non-Substitutables | LDCEU/TDEF | Electric Load with Losses, Incl. Cogeneration | MW | 0 | 0 | 0 | 0 | 0 | 0 | 0 | 0 | 0 | 0 | 0 | 0 | -2.4653 | -4.8822 | -7.3758 | -9.993 | -10.394 | -11.6192 | -14.2707 | -14.7956 | -16.6649 | -17.8918 | -18.9416 | -20.3446 | -21.0317 | -21.6456 | -22.221 | -22.5657 | -22.8359 | -23.0138 | -23.1013 | -23.0675 | -22.9672 | -22.814 | -22.6567 | -22.4773 | -22.2903 | -22.0852 | -21.8393 | -21.5851 | -21.318 | -21.0111 | -20.7101 | -20.3852 | -20.067 | -19.7326 | -19.4108 | -19.0281 | -18.6478 | -18.2648 | -17.8687 | -17.464 | -17.0502 | -16.6281 | -16.1979 | -15.7594 | -15.3125 | -14.7421
Northwest | Large Office | Peak | March | Space Heating | LDCEU/TDEF | Electric Load with Losses, Incl. Cogeneration | MW | -1.4004 | -1.0833 | -1.0035 | -0.9739 | -0.813 | -0.6791 | -0.7091 | -0.5858 | -0.4958 | -0.441 | -0.3341 | -0.314 | -0.3812 | -0.4804 | -0.5534 | -0.6953 | -0.7054 | -0.6403 | -0.7461 | -0.7233 | -0.797 | -0.8568 | -0.8457 | -0.9121 | -0.8392 | -0.7961 | -0.6746 | -0.5759 | -0.4737 | -0.3658 | -0.2679 | -0.1863 | -0.1104 | -0.0403 | 0.0286 | 0.1056 | 0.1768 | 0.2425 | 0.3119 | 0.3726 | 0.423 | 0.4762 | 0.5223 | 0.5597 | 0.603 | 0.6365 | 0.6614 | 0.6893 | 0.7107 | 0.7251 | 0.7467 | 0.7625 | 0.7726 | 0.7891 | 0.7973 | 0.7976 | 0.803 | 0.7996
Northwest | Large Office | Peak | March | Water Heating | LDCEU/TDEF | Electric Load with Losses, Incl. Cogeneration | MW | 0 | 0 | 0 | 0 | 0 | 0 | 0 | 0 | 0 | 0 | 0 | 0 | 0 | 0 | 0 | 0 | 0 | 0 | 0 | 0 | 0 | 0 | -0.2415 | -0.4352 | -0.3388 | -0.2042 | -0.0212 | 0.1356 | 0.3146 | 0.5036 | 0.6954 | 0.8722 | 1.0514 | 1.2332 | 1.4333 | 1.6432 | 1.8638 | 2.091 | 2.3122 | 2.539 | 2.7676 | 2.9861 | 3.2123 | 3.4328 | 3.66 | 3.883 | 4.1141 | 4.3191 | 4.5265 | 4.734 | 4.9355 | 5.1333 | 5.3271 | 5.5164 | 5.702 | 5.8839 | 6.0607 | 6.156
Northwest | Large Office | Peak | March | Other Substitutables | LDCEU/TDEF | Electric Load with Losses, Incl. Cogeneration | MW | 0 | 0 | 0 | 0 | 0 | 0 | 0 | 0 | 0 | 0 | 0 | 0 | 0 | -0.0011 | -0.0038 | -0.0092 | -0.0079 | -0.0108 | -0.0158 | -0.0276 | -0.0337 | -0.0459 | -0.0593 | -0.0648 | -0.0495 | -0.0316 | -0.0112 | 0.0062 | 0.0243 | 0.0421 | 0.0592 | 0.0749 | 0.09 | 0.1046 | 0.1199 | 0.1352 | 0.1509 | 0.1664 | 0.181 | 0.1955 | 0.2099 | 0.2232 | 0.2366 | 0.2494 | 0.262 | 0.2743 | 0.2867 | 0.2972 | 0.3076 | 0.3178 | 0.3273 | 0.3365 | 0.3451 | 0.3533 | 0.3611 | 0.3685 | 0.3755 | 0.3782
Northwest | Large Office | Peak | March | Refrigeration | LDCEU/TDEF | Electric Load with Losses, Incl. Cogeneration | MW | 0 | 0 | 0 | 0 | 0 | 0 | 0 | 0 | 0 | 0 | 0 | 0 | -0.0002 | -0.0005 | -0.0008 | -0.0012 | -0.0014 | -0.0069 | -0.0138 | -0.0201 | -0.03 | -0.0395 | -0.0514 | -0.0633 | -0.0695 | -0.0753 | -0.0811 | -0.0863 | -0.0914 | -0.0962 | -0.1009 | -0.1046 | -0.1081 | -0.1114 | -0.1151 | -0.1182 | -0.1212 | -0.1248 | -0.1269 | -0.1296 | -0.1324 | -0.1348 | -0.1372 | -0.1392 | -0.1414 | -0.1434 | -0.1452 | -0.1469 | -0.1486 | -0.1502 | -0.1519 | -0.1535 | -0.1552 | -0.1568 | -0.1585 | -0.1601 | -0.1618 | -0.1621
Northwest | Large Office | Peak | March | Lighting | LDCEU/TDEF | Electric Load with Losses, Incl. Cogeneration | MW | 0 | -0.672 | -2.0959 | -3.5059 | -4.6571 | -5.6376 | -7.8819 | -9.4272 | -20.1143 | -30.839 | -37.6311 | -41.1995 | -43.9906 | -50.2009 | -50.0141 | -44.6463 | -50.9048 | -35.4571 | -33.4782 | -36.2269 | -35.8288 | -34.0784 | -33.6287 | -35.185 | -33.171 | -31.4525 | -30.0274 | -28.7616 | -27.6043 | -26.5278 | -25.5182 | -24.5456 | -23.6303 | -22.7694 | -21.9817 | -21.2526 | -20.5823 | -19.9568 | -19.3615 | -18.806 | -18.2841 | -17.7761 | -17.306 | -16.8546 | -16.4347 | -16.0314 | -15.6603 | -15.2726 | -14.9052 | -14.5541 | -14.2108 | -13.877 | -13.5508 | -13.2316 | -12.9187 | -12.6108 | -12.3072 | -11.9286
Northwest | Large Office | Peak | March | Air Conditioning | LDCEU/TDEF | Electric Load with Losses, Incl. Cogeneration | MW | -0.0808 | 0.0957 | 0.2504 | 0.4738 | 0.6918 | 1.0483 | 0.892 | 1.084 | 1.2152 | 1.4565 | 1.8428 | 1.7098 | 1.5489 | 1.5485 | 1.6589 | 1.7935 | 1.6834 | 1.7467 | 1.9097 | 0.8472 | -0.2961 | -1.5116 | -2.6865 | -3.7228 | -4.5633 | -6.2519 | -7.9198 | -9.3409 | -10.6686 | -11.8794 | -14.3482 | -16.5061 | -18.4593 | -20.2276 | -21.9014 | -23.4556 | -24.9072 | -26.265 | -27.4684 | -28.5931 | -29.6281 | -30.5411 | -31.4095 | -32.1804 | -32.9357 | -33.6173 | -34.2838 | -34.8095 | -35.3143 | -35.7887 | -36.2306 | -36.6382 | -37.0144 | -37.3763 | -37.7114 | -38.022 | -38.3246 | -38.2424
Northwest | Large Office | Peak | March | Other Non-Substitutables | LDCEU/TDEF | Electric Load with Losses, Incl. Cogeneration | MW | 0 | 0 | 0 | 0 | 0 | 0 | 0 | 0 | 0 | 0 | 0 | 0 | -2.3905 | -4.7316 | -7.146 | -9.6874 | -10.0762 | -11.271 | -13.8376 | -14.3479 | -16.1697 | -17.361 | -18.3826 | -19.7536 | -20.4213 | -21.0177 | -21.5767 | -21.9113 | -22.1739 | -22.3469 | -22.4318 | -22.3988 | -22.3014 | -22.1528 | -22 | -21.8256 | -21.6439 | -21.4447 | -21.2055 | -20.9584 | -20.6989 | -20.4007 | -20.1082 | -19.7925 | -19.4833 | -19.1584 | -18.8456 | -18.4734 | -18.104 | -17.7318 | -17.3469 | -16.9536 | -16.5516 | -16.1414 | -15.7235 | -15.2975 | -14.8633 | -14.3095
Northwest | Large Office | Peak | April | Space Heating | LDCEU/TDEF | Electric Load with Losses, Incl. Cogeneration | MW | -1.391 | -1.0424 | -0.9864 | -0.9229 | -0.7919 | -0.6611 | -0.6799 | -0.5281 | -0.5086 | -0.4062 | -0.3454 | -0.3043 | -0.3844 | -0.4506 | -0.5666 | -0.7072 | -0.6951 | -0.6516 | -0.7621 | -0.7104 | -0.8047 | -0.8655 | -0.8751 | -0.906 | -0.8503 | -0.808 | -0.6894 | -0.593 | -0.4929 | -0.3873 | -0.2913 | -0.2113 | -0.1365 | -0.0675 | 0.0004 | 0.0762 | 0.1463 | 0.2114 | 0.2799 | 0.3401 | 0.3901 | 0.4428 | 0.4887 | 0.5261 | 0.5693 | 0.603 | 0.6284 | 0.6565 | 0.6783 | 0.6934 | 0.7155 | 0.732 | 0.7428 | 0.7598 | 0.7686 | 0.7699 | 0.7762 | 0.7736
Northwest | Large Office | Peak | April | Water Heating | LDCEU/TDEF | Electric Load with Losses, Incl. Cogeneration | MW | 0 | 0 | 0 | 0 | 0 | 0 | 0 | 0 | 0 | 0 | 0 | 0 | 0 | 0 | 0 | 0 | 0 | 0 | 0 | 0 | 0 | 0 | -0.2355 | -0.2867 | -0.2703 | -0.1638 | -0.0192 | 0.1043 | 0.2454 | 0.3945 | 0.5455 | 0.685 | 0.8263 | 0.9697 | 1.1273 | 1.2929 | 1.4673 | 1.6462 | 1.8214 | 2.0006 | 2.1812 | 2.3539 | 2.5326 | 2.707 | 2.8869 | 3.0634 | 3.2465 | 3.4087 | 3.5729 | 3.7372 | 3.8967 | 4.0536 | 4.2071 | 4.3569 | 4.504 | 4.6481 | 4.7882 | 4.8638
Northwest | Large Office | Peak | April | Other Substitutables | LDCEU/TDEF | Electric Load with Losses, Incl. Cogeneration | MW | 0 | 0 | 0 | 0 | 0 | 0 | 0 | 0 | 0 | 0 | 0 | 0 | 0 | -0.001 | -0.0036 | -0.0086 | -0.0075 | -0.0101 | -0.0148 | -0.0257 | -0.0314 | -0.0428 | -0.0552 | -0.0603 | -0.0461 | -0.0292 | -0.01 | 0.0063 | 0.0232 | 0.0398 | 0.0559 | 0.0706 | 0.0847 | 0.0984 | 0.1127 | 0.1271 | 0.1417 | 0.1562 | 0.1699 | 0.1835 | 0.197 | 0.2094 | 0.222 | 0.2339 | 0.2459 | 0.2573 | 0.2689 | 0.2788 | 0.2885 | 0.2981 | 0.3071 | 0.3155 | 0.3237 | 0.3313 | 0.3387 | 0.3455 | 0.352 | 0.3547
Northwest | Large Office | Peak | April | Refrigeration | LDCEU/TDEF | Electric Load with Losses, Incl. Cogeneration | MW | 0 | 0 | 0 | 0 | 0 | 0 | 0 | 0 | 0 | 0 | 0 | 0 | -0.0002 | -0.0005 | -0.0008 | -0.0011 | -0.0013 | -0.0063 | -0.0127 | -0.0184 | -0.0275 | -0.0362 | -0.0471 | -0.058 | -0.0637 | -0.069 | -0.0744 | -0.0791 | -0.0839 | -0.0882 | -0.0925 | -0.0958 | -0.099 | -0.1021 | -0.1054 | -0.1084 | -0.1111 | -0.1143 | -0.1164 | -0.1188 | -0.1212 | -0.1235 | -0.1257 | -0.1276 | -0.1296 | -0.1314 | -0.133 | -0.1346 | -0.1362 | -0.1377 | -0.1392 | -0.1406 | -0.1422 | -0.1437 | -0.1452 | -0.1467 | -0.1483 | -0.1486
Northwest | Large Office | Peak | April | Lighting | LDCEU/TDEF | Electric Load with Losses, Incl. Cogeneration | MW | 0 | -0.6522 | -2.0383 | -3.4109 | -4.5319 | -5.4867 | -7.6705 | -9.1745 | -19.5665 | -29.9955 | -36.5988 | -40.0686 | -42.782 | -48.8103 | -48.6347 | -43.4308 | -49.4865 | -34.4892 | -32.5633 | -35.228 | -34.8395 | -33.1361 | -32.6861 | -34.1832 | -32.2205 | -30.5448 | -29.1536 | -27.9174 | -26.787 | -25.7355 | -24.7496 | -23.8006 | -22.9077 | -22.0681 | -21.2996 | -20.5884 | -19.935 | -19.3249 | -18.7451 | -18.2039 | -17.6957 | -17.2011 | -16.7436 | -16.3046 | -15.8965 | -15.5045 | -15.144 | -14.7676 | -14.4109 | -14.0703 | -13.7375 | -13.4139 | -13.0978 | -12.7887 | -12.4856 | -12.1876 | -11.8937 | -11.5275
Northwest | Large Office | Peak | April | Air Conditioning | LDCEU/TDEF | Electric Load with Losses, Incl. Cogeneration | MW | -0.0784 | 0.0913 | 0.2408 | 0.456 | 0.6663 | 1.0101 | 0.8585 | 1.0417 | 1.1679 | 1.4008 | 1.7751 | 1.6477 | 1.4904 | 1.4885 | 1.5956 | 1.728 | 1.6205 | 1.6843 | 1.84 | 0.8169 | -0.2806 | -1.4458 | -2.5704 | -3.5612 | -4.3699 | -5.9883 | -7.5872 | -8.9488 | -10.2209 | -11.3811 | -13.7453 | -15.8125 | -17.6834 | -19.377 | -20.9791 | -22.4677 | -23.8589 | -25.1579 | -26.312 | -27.3893 | -28.3807 | -29.255 | -30.0866 | -30.8259 | -31.5498 | -32.2032 | -32.8433 | -33.3472 | -33.8312 | -34.2864 | -34.7102 | -35.1013 | -35.4621 | -35.8092 | -36.1304 | -36.4283 | -36.7184 | -36.6395
Northwest | Large Office | Peak | April | Other Non-Substitutables | LDCEU/TDEF | Electric Load with Losses, Incl. Cogeneration | MW | 0 | 0 | 0 | 0 | 0 | 0 | 0 | 0 | 0 | 0 | 0 | 0 | -2.3106 | -4.5705 | -6.9038 | -9.3692 | -9.7408 | -10.9005 | -13.3756 | -13.8554 | -15.6055 | -16.746 | -17.7216 | -19.039 | -19.6824 | -20.2583 | -20.7982 | -21.1213 | -21.3748 | -21.5421 | -21.624 | -21.5927 | -21.4992 | -21.3561 | -21.2087 | -21.041 | -20.8665 | -20.6743 | -20.4449 | -20.2071 | -19.9575 | -19.6706 | -19.3892 | -19.0857 | -18.7885 | -18.476 | -18.1757 | -17.8178 | -17.4624 | -17.1045 | -16.7342 | -16.356 | -15.9691 | -15.5745 | -15.1723 | -14.7623 | -14.3444 | -13.8109
Northwest | Large Office | Peak | May | Space Heating | LDCEU/TDEF | Electric Load with Losses, Incl. Cogeneration | MW | -0.5017 | -0.4174 | -0.378 | -0.4337 | -0.2713 | -0.3006 | -0.3111 | -0.233 | -0.1893 | -0.1854 | -0.1435 | -0.1318 | -0.1524 | -0.175 | -0.2112 | -0.2508 | -0.2506 | -0.2406 | -0.279 | -0.2611 | -0.284 | -0.3028 | -0.3041 | -0.3193 | -0.2982 | -0.283 | -0.2387 | -0.203 | -0.1662 | -0.1273 | -0.0923 | -0.0629 | -0.0357 | -0.0107 | 0.0136 | 0.0411 | 0.0666 | 0.0896 | 0.1144 | 0.1359 | 0.1536 | 0.1723 | 0.1885 | 0.2015 | 0.2165 | 0.2282 | 0.2366 | 0.2462 | 0.2533 | 0.258 | 0.2652 | 0.2704 | 0.2735 | 0.2789 | 0.2812 | 0.2808 | 0.2822 | 0.2806
Northwest | Large Office | Peak | May | Water Heating | LDCEU/TDEF | Electric Load with Losses, Incl. Cogeneration | MW | 0 | 0 | 0 | 0 | 0 | 0 | 0 | 0 | 0 | 0 | 0 | 0 | 0 | 0 | 0 | 0 | 0 | 0 | 0 | 0 | 0 | 0 | -0.1287 | -0.2035 | -0.1695 | -0.1027 | -0.0117 | 0.0659 | 0.1545 | 0.2481 | 0.3429 | 0.4307 | 0.5196 | 0.6097 | 0.7084 | 0.8126 | 0.9226 | 1.0347 | 1.1455 | 1.2585 | 1.3722 | 1.4807 | 1.5933 | 1.7035 | 1.8169 | 1.9284 | 2.0442 | 2.1469 | 2.2505 | 2.3545 | 2.4554 | 2.5547 | 2.6518 | 2.7467 | 2.8399 | 2.9311 | 3.0199 | 3.0676
Northwest | Large Office | Peak | May | Other Substitutables | LDCEU/TDEF | Electric Load with Losses, Incl. Cogeneration | MW | 0 | 0 | 0 | 0 | 0 | 0 | 0 | 0 | 0 | 0 | 0 | 0 | 0 | -0.0008 | -0.0034 | -0.0089 | -0.0077 | -0.0107 | -0.0153 | -0.0251 | -0.0305 | -0.0412 | -0.0531 | -0.0577 | -0.0434 | -0.0263 | -0.0068 | 0.0098 | 0.0269 | 0.0439 | 0.0602 | 0.0749 | 0.0892 | 0.1032 | 0.1176 | 0.1322 | 0.147 | 0.1616 | 0.1756 | 0.1893 | 0.203 | 0.2155 | 0.2282 | 0.2402 | 0.2524 | 0.2639 | 0.2757 | 0.2857 | 0.2956 | 0.3052 | 0.3143 | 0.323 | 0.3311 | 0.3389 | 0.3463 | 0.3532 | 0.3599 | 0.3624
Northwest | Large Office | Peak | May | Refrigeration | LDCEU/TDEF | Electric Load with Losses, Incl. Cogeneration | MW | 0 | 0 | 0 | 0 | 0 | 0 | 0 | 0 | 0 | 0 | 0 | 0 | -0.0001 | -0.0003 | -0.0005 | -0.0008 | -0.0009 | -0.0043 | -0.0085 | -0.0124 | -0.0186 | -0.0244 | -0.0317 | -0.0391 | -0.043 | -0.0465 | -0.0501 | -0.0533 | -0.0564 | -0.0594 | -0.0623 | -0.0646 | -0.0668 | -0.0688 | -0.071 | -0.073 | -0.0748 | -0.077 | -0.0784 | -0.08 | -0.0817 | -0.0832 | -0.0847 | -0.0859 | -0.0873 | -0.0886 | -0.0897 | -0.0907 | -0.0918 | -0.0928 | -0.0938 | -0.0948 | -0.0958 | -0.0968 | -0.0978 | -0.0989 | -0.1 | -0.1001
Northwest | Large Office | Peak | May | Lighting | LDCEU/TDEF | Electric Load with Losses, Incl. Cogeneration | MW | 0 | -0.608 | -1.8581 | -3.0952 | -4.1018 | -4.9599 | -6.9364 | -8.2961 | -17.7824 | -27.2992 | -33.3402 | -36.5098 | -38.9844 | -44.5889 | -44.3555 | -39.4275 | -45.2672 | -31.3172 | -29.5526 | -32.0451 | -31.6642 | -30.0773 | -29.6633 | -31.0665 | -29.2683 | -27.7304 | -26.4511 | -25.3128 | -24.2719 | -23.3042 | -22.3973 | -21.526 | -20.7067 | -19.9368 | -19.2316 | -18.5802 | -17.9818 | -17.4228 | -16.8936 | -16.3992 | -15.935 | -15.4837 | -15.0664 | -14.6674 | -14.2961 | -13.9401 | -13.6133 | -13.2726 | -12.9496 | -12.6418 | -12.341 | -12.0491 | -11.7639 | -11.4853 | -11.2124 | -10.9441 | -10.6799 | -10.3501
Northwest | Large Office | Peak | May | Air Conditioning | LDCEU/TDEF | Electric Load with Losses, Incl. Cogeneration | MW | -0.1718 | 0.1853 | 0.5009 | 0.9132 | 1.4486 | 2.0386 | 1.7235 | 2.0962 | 2.4391 | 2.8115 | 3.5966 | 3.4008 | 3.0965 | 3.0734 | 3.2304 | 3.5092 | 3.2948 | 3.4167 | 3.7091 | 1.659 | -0.537 | -2.902 | -5.1588 | -7.2265 | -8.7818 | -12.0428 | -15.2652 | -18.0064 | -20.5647 | -22.899 | -27.649 | -31.808 | -35.569 | -38.9719 | -42.1834 | -45.1759 | -47.9762 | -50.5753 | -52.906 | -55.0722 | -57.0632 | -58.817 | -60.4879 | -61.9788 | -63.4353 | -64.7518 | -66.0479 | -67.0646 | -68.0388 | -68.9584 | -69.8134 | -70.6032 | -71.3308 | -72.0309 | -72.6785 | -73.2787 | -73.8631 | -73.7027
Northwest | Large Office | Peak | May | Other Non-Substitutables | LDCEU/TDEF | Electric Load with Losses, Incl. Cogeneration | MW | 0 | 0 | 0 | 0 | 0 | 0 | 0 | 0 | 0 | 0 | 0 | 0 | -2.0529 | -4.0636 | -6.1489 | -8.3475 | -8.6693 | -9.6802 | -11.8911 | -12.2784 | -13.7799 | -14.7645 | -15.5958 | -16.7111 | -17.2735 | -17.7787 | -18.2538 | -18.5379 | -18.7606 | -18.9076 | -18.9797 | -18.9536 | -18.8723 | -18.7476 | -18.6182 | -18.4726 | -18.3214 | -18.1533 | -17.9554 | -17.749 | -17.5315 | -17.2809 | -17.0356 | -16.7721 | -16.5133 | -16.2417 | -15.9813 | -15.67 | -15.3602 | -15.0486 | -14.726 | -14.3963 | -14.0588 | -13.7145 | -13.3635 | -13.0053 | -12.6402 | -12.1719
Northwest | Large Office | Peak | June | Space Heating | LDCEU/TDEF | Electric Load with Losses, Incl. Cogeneration | MW | -0.1721 | -0.1371 | -0.1146 | -0.1143 | -0.0959 | -0.0784 | -0.0876 | -0.0609 | -0.0663 | -0.0481 | -0.0358 | -0.0373 | -0.0524 | -0.0471 | -0.0612 | -0.0755 | -0.0682 | -0.0678 | -0.0768 | -0.0757 | -0.0779 | -0.0872 | -0.0776 | -0.0879 | -0.0832 | -0.0792 | -0.0675 | -0.058 | -0.0483 | -0.0381 | -0.0288 | -0.0211 | -0.0139 | -0.0073 | -0.0009 | 0.0063 | 0.0131 | 0.0191 | 0.0258 | 0.0314 | 0.0362 | 0.0411 | 0.0454 | 0.0488 | 0.0529 | 0.0559 | 0.0582 | 0.0608 | 0.0627 | 0.064 | 0.066 | 0.0673 | 0.0682 | 0.0697 | 0.0703 | 0.0703 | 0.0707 | 0.0702
Northwest | Large Office | Peak | June | Water Heating | LDCEU/TDEF | Electric Load with Losses, Incl. Cogeneration | MW | 0 | 0 | 0 | 0 | 0 | 0 | 0 | 0 | 0 | 0 | 0 | 0 | 0 | 0 | 0 | 0 | 0 | 0 | 0 | 0 | 0 | 0 | -0.0524 | -0.1125 | -0.0927 | -0.056 | -0.0054 | 0.0375 | 0.0864 | 0.1383 | 0.1906 | 0.2393 | 0.2884 | 0.3384 | 0.3927 | 0.4505 | 0.5116 | 0.5734 | 0.6355 | 0.6983 | 0.7613 | 0.8214 | 0.8839 | 0.9454 | 1.0085 | 1.0707 | 1.1355 | 1.1931 | 1.2509 | 1.309 | 1.3656 | 1.4212 | 1.4756 | 1.5289 | 1.5812 | 1.6324 | 1.6823 | 1.7089
Northwest | Large Office | Peak | June | Other Substitutables | LDCEU/TDEF | Electric Load with Losses, Incl. Cogeneration | MW | 0 | 0 | 0 | 0 | 0 | 0 | 0 | 0 | 0 | 0 | 0 | 0 | 0 | -0.0003 | -0.0016 | -0.0046 | -0.004 | -0.0058 | -0.008 | -0.0121 | -0.0147 | -0.0195 | -0.0249 | -0.0269 | -0.0196 | -0.0108 | -0.0007 | 0.0078 | 0.0167 | 0.0253 | 0.0337 | 0.0413 | 0.0486 | 0.0558 | 0.0632 | 0.0706 | 0.0782 | 0.0857 | 0.0928 | 0.0999 | 0.1068 | 0.1133 | 0.1198 | 0.126 | 0.1322 | 0.1382 | 0.1443 | 0.1493 | 0.1544 | 0.1594 | 0.1639 | 0.1684 | 0.1726 | 0.1766 | 0.1803 | 0.1839 | 0.1873 | 0.1886
Northwest | Large Office | Peak | June | Refrigeration | LDCEU/TDEF | Electric Load with Losses, Incl. Cogeneration | MW | 0 | 0 | 0 | 0 | 0 | 0 | 0 | 0 | 0 | 0 | 0 | 0 | -0.0001 | -0.0002 | -0.0004 | -0.0005 | -0.0006 | -0.0026 | -0.0051 | -0.0074 | -0.0111 | -0.0146 | -0.019 | -0.0233 | -0.0256 | -0.0278 | -0.03 | -0.0318 | -0.0338 | -0.0356 | -0.0372 | -0.0386 | -0.0399 | -0.0411 | -0.0425 | -0.0436 | -0.0447 | -0.0461 | -0.0468 | -0.0478 | -0.0488 | -0.0498 | -0.0507 | -0.0514 | -0.0522 | -0.0529 | -0.0535 | -0.0542 | -0.0548 | -0.0554 | -0.056 | -0.0566 | -0.0573 | -0.0579 | -0.0585 | -0.0591 | -0.0597 | -0.0598
Northwest | Large Office | Peak | June | Lighting | LDCEU/TDEF | Electric Load with Losses, Incl. Cogeneration | MW | 0 | -0.5725 | -1.7001 | -2.8156 | -3.7182 | -4.4888 | -6.2803 | -7.5109 | -16.2075 | -24.9281 | -30.4819 | -33.3905 | -35.6554 | -40.9142 | -40.6115 | -35.8795 | -41.606 | -28.5055 | -26.878 | -29.2329 | -28.8489 | -27.3515 | -26.9447 | -28.2545 | -26.5952 | -25.1725 | -23.9842 | -22.9244 | -21.9553 | -21.055 | -20.2122 | -19.4048 | -18.6467 | -17.9349 | -17.2825 | -16.6809 | -16.1291 | -15.613 | -15.1274 | -14.6734 | -14.2473 | -13.8337 | -13.4519 | -13.0883 | -12.7498 | -12.4265 | -12.1302 | -11.8224 | -11.5305 | -11.253 | -10.9823 | -10.72 | -10.4641 | -10.2145 | -9.9702 | -9.7306 | -9.4946 | -9.1998
Northwest | Large Office | Peak | June | Air Conditioning | LDCEU/TDEF | Electric Load with Losses, Incl. Cogeneration | MW | -0.5902 | 0.5789 | 1.6819 | 3.1602 | 4.6356 | 7.0987 | 5.936 | 7.6878 | 7.9604 | 10.0283 | 13.0794 | 11.9438 | 10.2558 | 10.8253 | 11.1602 | 11.9854 | 11.6741 | 11.8769 | 12.6588 | 5.6462 | -1.7063 | -9.31 | -19.1011 | -24.3092 | -29.791 | -40.9129 | -51.8979 | -61.2183 | -69.9017 | -77.8345 | -93.9179 | -108.0387 | -120.7894 | -132.3125 | -143.1418 | -153.2779 | -162.7926 | -171.5113 | -179.4659 | -186.7966 | -193.5241 | -199.4441 | -205.0909 | -210.1589 | -215.0925 | -219.557 | -223.996 | -227.4373 | -230.7313 | -233.8548 | -236.7509 | -239.428 | -241.8861 | -244.2502 | -246.4322 | -248.4505 | -250.414 | -249.8614
Northwest | Large Office | Peak | June | Other Non-Substitutables | LDCEU/TDEF | Electric Load with Losses, Incl. Cogeneration | MW | 0 | 0 | 0 | 0 | 0 | 0 | 0 | 0 | 0 | 0 | 0 | 0 | -1.7244 | -3.4104 | -5.1737 | -7.0489 | -7.3035 | -8.1403 | -10.0046 | -10.2596 | -11.4528 | -12.2304 | -12.8746 | -13.7443 | -14.2044 | -14.6207 | -15.0145 | -15.2491 | -15.4334 | -15.5555 | -15.6155 | -15.596 | -15.5309 | -15.4298 | -15.3234 | -15.206 | -15.085 | -14.9474 | -14.7898 | -14.6234 | -14.4472 | -14.2428 | -14.0436 | -13.8312 | -13.6216 | -13.4021 | -13.1928 | -12.9409 | -12.6893 | -12.4369 | -12.1748 | -11.9071 | -11.6325 | -11.3522 | -11.0662 | -10.7742 | -10.4762 | -10.0909
Northwest | Large Office | Peak | July | Space Heating | LDCEU/TDEF | Electric Load with Losses, Incl. Cogeneration | MW | -0.0793 | -0.0354 | -0.0325 | -0.0298 | -0.0303 | -0.0205 | -0.0296 | -0.0236 | -0.0216 | -0.0151 | -0.0115 | -0.0114 | -0.0142 | -0.0156 | -0.0195 | -0.0257 | -0.023 | -0.0238 | -0.0283 | -0.026 | -0.0272 | -0.0288 | -0.0287 | -0.0332 | -0.0301 | -0.0288 | -0.0248 | -0.0216 | -0.0183 | -0.0149 | -0.0117 | -0.009 | -0.0066 | -0.0042 | -0.002 | 0.0004 | 0.0028 | 0.0049 | 0.0072 | 0.0092 | 0.0108 | 0.0125 | 0.0141 | 0.0153 | 0.0167 | 0.0179 | 0.0187 | 0.0196 | 0.0204 | 0.0208 | 0.0216 | 0.0222 | 0.0225 | 0.0231 | 0.0233 | 0.0234 | 0.0237 | 0.0236
Northwest | Large Office | Peak | July | Water Heating | LDCEU/TDEF | Electric Load with Losses, Incl. Cogeneration | MW | 0 | 0 | 0 | 0 | 0 | 0 | 0 | 0 | 0 | 0 | 0 | 0 | 0 | 0 | 0 | 0 | 0 | 0 | 0 | 0 | 0 | 0 | -0.0358 | -0.0724 | -0.0518 | -0.0307 | -0.0013 | 0.0236 | 0.0522 | 0.0823 | 0.1129 | 0.1412 | 0.1699 | 0.1989 | 0.2305 | 0.2642 | 0.2995 | 0.3356 | 0.3716 | 0.4081 | 0.4446 | 0.4795 | 0.5157 | 0.5514 | 0.5879 | 0.624 | 0.6616 | 0.6949 | 0.7285 | 0.7622 | 0.795 | 0.8273 | 0.8589 | 0.8899 | 0.9202 | 0.95 | 0.979 | 0.9941
Northwest | Large Office | Peak | July | Other Substitutables | LDCEU/TDEF | Electric Load with Losses, Incl. Cogeneration | MW | 0 | 0 | 0 | 0 | 0 | 0 | 0 | 0 | 0 | 0 | 0 | 0 | 0 | -0.0002 | -0.0012 | -0.0038 | -0.0032 | -0.0047 | -0.0065 | -0.0096 | -0.0116 | -0.0152 | -0.0194 | -0.021 | -0.015 | -0.0078 | 0.0003 | 0.0073 | 0.0145 | 0.0216 | 0.0284 | 0.0347 | 0.0406 | 0.0464 | 0.0525 | 0.0586 | 0.0648 | 0.0709 | 0.0768 | 0.0825 | 0.0882 | 0.0934 | 0.0987 | 0.1038 | 0.1089 | 0.1137 | 0.1187 | 0.1229 | 0.127 | 0.131 | 0.1348 | 0.1384 | 0.1418 | 0.1451 | 0.1481 | 0.1511 | 0.1538 | 0.1547
Northwest | Large Office | Peak | July | Refrigeration | LDCEU/TDEF | Electric Load with Losses, Incl. Cogeneration | MW | 0 | 0 | 0 | 0 | 0 | 0 | 0 | 0 | 0 | 0 | 0 | 0 | -0.0001 | -0.0002 | -0.0003 | -0.0004 | -0.0005 | -0.0024 | -0.0047 | -0.0069 | -0.0103 | -0.0135 | -0.0176 | -0.0216 | -0.0238 | -0.0258 | -0.0279 | -0.0296 | -0.0313 | -0.033 | -0.0346 | -0.0358 | -0.037 | -0.0381 | -0.0394 | -0.0406 | -0.0415 | -0.0427 | -0.0435 | -0.0445 | -0.0454 | -0.0462 | -0.047 | -0.0477 | -0.0485 | -0.0491 | -0.0497 | -0.0503 | -0.0509 | -0.0515 | -0.0521 | -0.0527 | -0.0532 | -0.0537 | -0.0543 | -0.0549 | -0.0555 | -0.0556
Northwest | Large Office | Peak | July | Lighting | LDCEU/TDEF | Electric Load with Losses, Incl. Cogeneration | MW | 0 | -0.4829 | -1.3804 | -2.2675 | -2.9798 | -3.5891 | -5.0246 | -6.0088 | -13.0881 | -20.1824 | -24.721 | -27.0918 | -28.9351 | -33.354 | -33.0123 | -28.9262 | -34.004 | -22.996 | -21.6695 | -23.674 | -23.3389 | -22.0899 | -21.7728 | -22.9107 | -21.5693 | -20.4197 | -19.4618 | -18.6081 | -17.8279 | -17.1028 | -16.4244 | -15.774 | -15.163 | -14.5894 | -14.0637 | -13.5791 | -13.1341 | -12.719 | -12.3273 | -11.9613 | -11.6176 | -11.2835 | -10.9751 | -10.6814 | -10.4078 | -10.1463 | -9.9064 | -9.6575 | -9.421 | -9.1961 | -8.9765 | -8.7634 | -8.5557 | -8.3529 | -8.1543 | -7.9591 | -7.767 | -7.5258
Northwest | Large Office | Peak | July | Air Conditioning | LDCEU/TDEF | Electric Load with Losses, Incl. Cogeneration | MW | -0.7055 | 0.8243 | 2.2963 | 4.5419 | 5.9862 | 9.6221 | 7.6956 | 9.355 | 10.346 | 13.2036 | 16.642 | 15.5379 | 14.0114 | 13.8696 | 15.6295 | 16.473 | 15.6748 | 16.1753 | 16.0511 | 7.4412 | -2.3301 | -12.9076 | -22.8783 | -29.925 | -39.578 | -54.363 | -68.9117 | -81.2559 | -92.7341 | -103.2327 | -124.4813 | -143.1574 | -160.0034 | -175.2184 | -189.5064 | -202.8665 | -215.4236 | -226.8562 | -237.3194 | -246.9419 | -255.7781 | -263.5592 | -270.9718 | -277.593 | -284.0448 | -289.8607 | -295.6564 | -300.0901 | -304.3587 | -308.3884 | -312.1188 | -315.5564 | -318.6985 | -321.7146 | -324.489 | -327.045 | -329.527 | -328.8001
Northwest | Large Office | Peak | July | Other Non-Substitutables | LDCEU/TDEF | Electric Load with Losses, Incl. Cogeneration | MW | 0 | 0 | 0 | 0 | 0 | 0 | 0 | 0 | 0 | 0 | 0 | 0 | -1.4608 | -2.8934 | -4.3941 | -5.9832 | -6.2003 | -6.8903 | -8.4933 | -8.6912 | -9.6961 | -10.3507 | -10.8974 | -11.6184 | -12.0058 | -12.3547 | -12.6861 | -12.8839 | -13.0395 | -13.1421 | -13.1935 | -13.1772 | -13.1223 | -13.0374 | -12.9483 | -12.8497 | -12.7473 | -12.6327 | -12.4997 | -12.3596 | -12.211 | -12.0383 | -11.8699 | -11.6904 | -11.5132 | -11.3278 | -11.1504 | -10.9377 | -10.7247 | -10.5112 | -10.2896 | -10.0627 | -9.8304 | -9.5931 | -9.3508 | -9.1034 | -8.8509 | -8.5236
Northwest | Large Office | Peak | August | Space Heating | LDCEU/TDEF | Electric Load with Losses, Incl. Cogeneration | MW | -0.0578 | -0.0422 | -0.0459 | -0.0347 | -0.0261 | -0.0234 | -0.0252 | -0.0243 | -0.0192 | -0.0179 | -0.0127 | -0.0117 | -0.0145 | -0.0186 | -0.0224 | -0.0264 | -0.0257 | -0.0247 | -0.0272 | -0.0253 | -0.0287 | -0.0301 | -0.0302 | -0.0323 | -0.0309 | -0.0295 | -0.0255 | -0.0222 | -0.0188 | -0.0152 | -0.0119 | -0.0092 | -0.0067 | -0.0043 | -0.002 | 0.0005 | 0.003 | 0.0051 | 0.0075 | 0.0096 | 0.0113 | 0.013 | 0.0147 | 0.0159 | 0.0174 | 0.0186 | 0.0194 | 0.0204 | 0.0211 | 0.0217 | 0.0225 | 0.023 | 0.0234 | 0.024 | 0.0243 | 0.0244 | 0.0246 | 0.0245
Northwest | Large Office | Peak | August | Water Heating | LDCEU/TDEF | Electric Load with Losses, Incl. Cogeneration | MW | 0 | 0 | 0 | 0 | 0 | 0 | 0 | 0 | 0 | 0 | 0 | 0 | 0 | 0 | 0 | 0 | 0 | 0 | 0 | 0 | 0 | 0 | -0.0427 | -0.0676 | -0.056 | -0.0332 | -0.0018 | 0.025 | 0.0556 | 0.0878 | 0.1206 | 0.1509 | 0.1816 | 0.2127 | 0.2466 | 0.2826 | 0.3206 | 0.3592 | 0.3976 | 0.4367 | 0.4759 | 0.5131 | 0.5519 | 0.5901 | 0.6293 | 0.6678 | 0.7079 | 0.7436 | 0.7794 | 0.8155 | 0.8505 | 0.885 | 0.9187 | 0.9518 | 0.9842 | 1.016 | 1.0468 | 1.0632
Northwest | Large Office | Peak | August | Other Substitutables | LDCEU/TDEF | Electric Load with Losses, Incl. Cogeneration | MW | 0 | 0 | 0 | 0 | 0 | 0 | 0 | 0 | 0 | 0 | 0 | 0 | 0 | -0.0003 | -0.0013 | -0.0041 | -0.0035 | -0.0052 | -0.0072 | -0.0109 | -0.013 | -0.0173 | -0.0222 | -0.024 | -0.0174 | -0.0096 | -0.0005 | 0.0071 | 0.015 | 0.0228 | 0.0303 | 0.0371 | 0.0437 | 0.0501 | 0.0567 | 0.0634 | 0.0702 | 0.077 | 0.0834 | 0.0898 | 0.0959 | 0.1016 | 0.1075 | 0.1131 | 0.1186 | 0.124 | 0.1293 | 0.134 | 0.1385 | 0.1429 | 0.1471 | 0.1511 | 0.1548 | 0.1584 | 0.1618 | 0.165 | 0.168 | 0.1692
Northwest | Large Office | Peak | August | Refrigeration | LDCEU/TDEF | Electric Load with Losses, Incl. Cogeneration | MW | 0 | 0 | 0 | 0 | 0 | 0 | 0 | 0 | 0 | 0 | 0 | 0 | -0.0001 | -0.0003 | -0.0004 | -0.0005 | -0.0006 | -0.0029 | -0.0058 | -0.0084 | -0.0126 | -0.0165 | -0.0214 | -0.0264 | -0.029 | -0.0314 | -0.0338 | -0.036 | -0.0381 | -0.0401 | -0.0421 | -0.0436 | -0.0451 | -0.0465 | -0.048 | -0.0493 | -0.0505 | -0.052 | -0.0529 | -0.0541 | -0.0552 | -0.0562 | -0.0573 | -0.058 | -0.059 | -0.0599 | -0.0606 | -0.0612 | -0.062 | -0.0627 | -0.0633 | -0.0641 | -0.0647 | -0.0654 | -0.0661 | -0.0668 | -0.0675 | -0.0676
Northwest | Large Office | Peak | August | Lighting | LDCEU/TDEF | Electric Load with Losses, Incl. Cogeneration | MW | 0 | -0.5241 | -1.5246 | -2.5138 | -3.3109 | -3.9922 | -5.5873 | -6.6818 | -14.491 | -22.3192 | -27.3169 | -29.9305 | -31.9646 | -36.7696 | -36.4415 | -32.0534 | -37.4435 | -25.4756 | -24.0145 | -26.1829 | -25.8274 | -24.4673 | -24.1121 | -25.3341 | -23.8537 | -22.5856 | -21.5288 | -20.5873 | -19.7268 | -18.927 | -18.1784 | -17.4604 | -16.7858 | -16.1524 | -15.572 | -15.0367 | -14.5452 | -14.0864 | -13.6533 | -13.2487 | -12.8687 | -12.4994 | -12.1584 | -11.8334 | -11.5307 | -11.2412 | -10.9758 | -10.6997 | -10.4378 | -10.1887 | -9.9454 | -9.7094 | -9.479 | -9.2542 | -9.0341 | -8.8178 | -8.6048 | -8.3379
Northwest | Large Office | Peak | August | Air Conditioning | LDCEU/TDEF | Electric Load with Losses, Incl. Cogeneration | MW | -0.7978 | 0.8294 | 2.2104 | 4.5274 | 6.8199 | 9.8214 | 8.7375 | 10.0034 | 11.5881 | 13.2295 | 16.995 | 16.4554 | 14.9233 | 13.8426 | 15.1533 | 17.3709 | 15.4201 | 16.8916 | 18.9162 | 8.4732 | -2.4288 | -13.564 | -23.645 | -35.83 | -42.225 | -57.992 | -73.497 | -86.656 | -98.891 | -110.085 | -132.737 | -152.643 | -170.6012 | -186.8201 | -202.0582 | -216.2958 | -229.6753 | -241.8621 | -252.9943 | -263.2404 | -272.6534 | -280.9473 | -288.8434 | -295.8833 | -302.7491 | -308.9312 | -315.0877 | -319.7904 | -324.3249 | -328.6002 | -332.5554 | -336.1987 | -339.5291 | -342.7226 | -345.6593 | -348.3644 | -350.9891 | -350.2173
Northwest | Large Office | Peak | August | Other Non-Substitutables | LDCEU/TDEF | Electric Load with Losses, Incl. Cogeneration | MW | 0 | 0 | 0 | 0 | 0 | 0 | 0 | 0 | 0 | 0 | 0 | 0 | -1.5916 | -3.1497 | -4.7786 | -6.5095 | -6.7475 | -7.5117 | -9.2474 | -9.4776 | -10.5903 | -11.3122 | -11.9174 | -12.7245 | -13.1499 | -13.5331 | -13.8962 | -14.1129 | -14.2834 | -14.396 | -14.452 | -14.4338 | -14.3734 | -14.2801 | -14.1823 | -14.0737 | -13.9609 | -13.8347 | -13.688 | -13.5338 | -13.3704 | -13.1809 | -12.9961 | -12.7986 | -12.6039 | -12.4 | -12.2048 | -11.9711 | -11.7373 | -11.5027 | -11.2592 | -11.0103 | -10.7553 | -10.4949 | -10.229 | -9.9578 | -9.6809 | -9.3228
Northwest | Large Office | Peak | September | Space Heating | LDCEU/TDEF | Electric Load with Losses, Incl. Cogeneration | MW | -0.0863 | -0.0616 | -0.0552 | -0.0724 | -0.0481 | -0.0387 | -0.0439 | -0.0386 | -0.0318 | -0.0281 | -0.021 | -0.0244 | -0.0296 | -0.029 | -0.0369 | -0.0422 | -0.0402 | -0.0385 | -0.042 | -0.041 | -0.0474 | -0.0488 | -0.0518 | -0.0548 | -0.0496 | -0.0473 | -0.0405 | -0.035 | -0.0294 | -0.0234 | -0.018 | -0.0134 | -0.0092 | -0.0054 | -0.0016 | 0.0026 | 0.0066 | 0.0102 | 0.0141 | 0.0175 | 0.0202 | 0.0232 | 0.0257 | 0.0278 | 0.0302 | 0.032 | 0.0335 | 0.035 | 0.0362 | 0.037 | 0.0382 | 0.0391 | 0.0397 | 0.0405 | 0.041 | 0.041 | 0.0413 | 0.0412
Northwest | Large Office | Peak | September | Water Heating | LDCEU/TDEF | Electric Load with Losses, Incl. Cogeneration | MW | 0 | 0 | 0 | 0 | 0 | 0 | 0 | 0 | 0 | 0 | 0 | 0 | 0 | 0 | 0 | 0 | 0 | 0 | 0 | 0 | 0 | 0 | -0.075 | -0.1141 | -0.0764 | -0.0453 | -0.0021 | 0.0347 | 0.0768 | 0.1211 | 0.1662 | 0.2078 | 0.25 | 0.2928 | 0.3394 | 0.3889 | 0.4408 | 0.494 | 0.5467 | 0.6003 | 0.654 | 0.7053 | 0.7585 | 0.8107 | 0.8644 | 0.9173 | 0.9722 | 1.0211 | 1.0702 | 1.1196 | 1.1676 | 1.2147 | 1.261 | 1.3062 | 1.3506 | 1.3941 | 1.4364 | 1.4587
Northwest | Large Office | Peak | September | Other Substitutables | LDCEU/TDEF | Electric Load with Losses, Incl. Cogeneration | MW | 0 | 0 | 0 | 0 | 0 | 0 | 0 | 0 | 0 | 0 | 0 | 0 | 0 | -0.0001 | -0.0006 | -0.0017 | -0.0014 | -0.0022 | -0.003 | -0.0045 | -0.0055 | -0.0073 | -0.0093 | -0.0101 | -0.0074 | -0.0041 | -0.0003 | 0.0029 | 0.0062 | 0.0095 | 0.0127 | 0.0155 | 0.0183 | 0.021 | 0.0238 | 0.0266 | 0.0295 | 0.0323 | 0.035 | 0.0376 | 0.0402 | 0.0426 | 0.0451 | 0.0475 | 0.0497 | 0.052 | 0.0543 | 0.0562 | 0.0581 | 0.06 | 0.0618 | 0.0634 | 0.065 | 0.0665 | 0.0678 | 0.0693 | 0.0705 | 0.071
Northwest | Large Office | Peak | September | Refrigeration | LDCEU/TDEF | Electric Load with Losses, Incl. Cogeneration | MW | 0 | 0 | 0 | 0 | 0 | 0 | 0 | 0 | 0 | 0 | 0 | 0 | -0.0002 | -0.0003 | -0.0004 | -0.0005 | -0.0006 | -0.0032 | -0.0064 | -0.0093 | -0.0139 | -0.0182 | -0.0237 | -0.0292 | -0.0321 | -0.0348 | -0.0374 | -0.0398 | -0.0422 | -0.0444 | -0.0466 | -0.0483 | -0.0499 | -0.0515 | -0.0531 | -0.0545 | -0.0559 | -0.0575 | -0.0586 | -0.0598 | -0.061 | -0.0622 | -0.0633 | -0.0643 | -0.0653 | -0.0662 | -0.0671 | -0.0678 | -0.0686 | -0.0694 | -0.0702 | -0.0709 | -0.0717 | -0.0724 | -0.0731 | -0.0739 | -0.0746 | -0.0749
Northwest | Large Office | Peak | September | Lighting | LDCEU/TDEF | Electric Load with Losses, Incl. Cogeneration | MW | 0 | -0.4147 | -1.2093 | -1.9949 | -2.6284 | -3.1697 | -4.4359 | -5.305 | -11.4982 | -17.7066 | -21.669 | -23.7416 | -25.3547 | -29.1576 | -28.9028 | -25.4358 | -29.687 | -20.2151 | -19.0565 | -20.7712 | -20.4905 | -19.4135 | -19.1276 | -20.0901 | -18.916 | -17.9102 | -17.072 | -16.3252 | -15.6426 | -15.0082 | -14.4144 | -13.8448 | -13.3098 | -12.8073 | -12.347 | -11.9224 | -11.5325 | -11.1686 | -10.8251 | -10.5041 | -10.2027 | -9.9098 | -9.6393 | -9.3816 | -9.1415 | -8.912 | -8.7014 | -8.4824 | -8.2748 | -8.0772 | -7.8842 | -7.6971 | -7.5144 | -7.3361 | -7.1615 | -6.9901 | -6.8211 | -6.6095
Northwest | Large Office | Peak | September | Air Conditioning | LDCEU/TDEF | Electric Load with Losses, Incl. Cogeneration | MW | -0.292 | 0.3123 | 0.8852 | 1.4617 | 2.3229 | 3.5675 | 2.9818 | 3.4882 | 4.0439 | 4.7366 | 6.1661 | 5.4105 | 4.8724 | 5.0077 | 5.1912 | 6.0033 | 5.6045 | 5.8824 | 7.1937 | 2.9228 | -0.8247 | -4.8041 | -7.9243 | -11.0943 | -14.5306 | -19.9493 | -25.2971 | -29.837 | -34.0669 | -37.9313 | -45.7691 | -52.6474 | -58.8595 | -64.4742 | -69.7557 | -74.692 | -79.3237 | -83.5749 | -87.4393 | -91.0062 | -94.2818 | -97.1659 | -99.9148 | -102.3753 | -104.7734 | -106.9408 | -109.0915 | -110.758 | -112.3562 | -113.8682 | -115.2704 | -116.5654 | -117.7542 | -118.8971 | -119.9515 | -120.9266 | -121.8748 | -121.6072
Northwest | Large Office | Peak | September | Other Non-Substitutables | LDCEU/TDEF | Electric Load with Losses, Incl. Cogeneration | MW | 0 | 0 | 0 | 0 | 0 | 0 | 0 | 0 | 0 | 0 | 0 | 0 | -1.4708 | -2.9092 | -4.4131 | -6.0162 | -6.2355 | -6.9457 | -8.5473 | -8.7577 | -9.7891 | -10.4548 | -11.0142 | -11.764 | -12.1575 | -12.512 | -12.848 | -13.0485 | -13.2063 | -13.3106 | -13.3625 | -13.3455 | -13.2899 | -13.2035 | -13.1132 | -13.0127 | -12.9085 | -12.7919 | -12.6563 | -12.5135 | -12.3625 | -12.1873 | -12.0164 | -11.8338 | -11.6538 | -11.4652 | -11.2848 | -11.0686 | -10.8525 | -10.6355 | -10.4104 | -10.1802 | -9.9444 | -9.7036 | -9.4578 | -9.2068 | -8.9509 | -8.6198
Northwest | Large Office | Peak | October | Space Heating | LDCEU/TDEF | Electric Load with Losses, Incl. Cogeneration | MW | -0.9271 | -0.816 | -0.7114 | -0.7006 | -0.5818 | -0.4899 | -0.4693 | -0.4013 | -0.3547 | -0.3051 | -0.22 | -0.2252 | -0.2694 | -0.333 | -0.4077 | -0.4889 | -0.4927 | -0.4503 | -0.5184 | -0.4955 | -0.5657 | -0.5837 | -0.584 | -0.6417 | -0.588 | -0.5583 | -0.4748 | -0.4069 | -0.3365 | -0.2624 | -0.195 | -0.1388 | -0.0864 | -0.0381 | 0.0094 | 0.0624 | 0.1116 | 0.1569 | 0.2048 | 0.2468 | 0.2816 | 0.3184 | 0.3503 | 0.3762 | 0.4062 | 0.4296 | 0.447 | 0.4663 | 0.4813 | 0.4915 | 0.5065 | 0.5177 | 0.5249 | 0.5365 | 0.5424 | 0.5428 | 0.5468 | 0.5447
Northwest | Large Office | Peak | October | Water Heating | LDCEU/TDEF | Electric Load with Losses, Incl. Cogeneration | MW | 0 | 0 | 0 | 0 | 0 | 0 | 0 | 0 | 0 | 0 | 0 | 0 | 0 | 0 | 0 | 0 | 0 | 0 | 0 | 0 | 0 | 0 | -0.1535 | -0.3097 | -0.2317 | -0.139 | -0.0122 | 0.0963 | 0.2204 | 0.3511 | 0.4839 | 0.6064 | 0.7304 | 0.8563 | 0.9947 | 1.14 | 1.2927 | 1.45 | 1.6032 | 1.7602 | 1.9185 | 2.0696 | 2.226 | 2.3786 | 2.5359 | 2.6903 | 2.8503 | 2.9925 | 3.136 | 3.2797 | 3.4194 | 3.5565 | 3.6908 | 3.822 | 3.9507 | 4.0768 | 4.1995 | 4.2651
Northwest | Large Office | Peak | October | Other Substitutables | LDCEU/TDEF | Electric Load with Losses, Incl. Cogeneration | MW | 0 | 0 | 0 | 0 | 0 | 0 | 0 | 0 | 0 | 0 | 0 | 0 | 0 | -0.0009 | -0.0035 | -0.0086 | -0.0074 | -0.0101 | -0.0148 | -0.0254 | -0.031 | -0.0421 | -0.0543 | -0.0593 | -0.0452 | -0.0284 | -0.0094 | 0.0068 | 0.0236 | 0.0401 | 0.0561 | 0.0705 | 0.0845 | 0.0982 | 0.1124 | 0.1267 | 0.1412 | 0.1556 | 0.1692 | 0.1827 | 0.196 | 0.2084 | 0.2209 | 0.2327 | 0.2445 | 0.2559 | 0.2674 | 0.2773 | 0.2869 | 0.2964 | 0.3052 | 0.3137 | 0.3218 | 0.3294 | 0.3366 | 0.3435 | 0.3499 | 0.3525
Northwest | Large Office | Peak | October | Refrigeration | LDCEU/TDEF | Electric Load with Losses, Incl. Cogeneration | MW | 0 | 0 | 0 | 0 | 0 | 0 | 0 | 0 | 0 | 0 | 0 | 0 | -0.0002 | -0.0005 | -0.0007 | -0.001 | -0.0013 | -0.0061 | -0.0122 | -0.0177 | -0.0264 | -0.0348 | -0.0453 | -0.0558 | -0.0613 | -0.0663 | -0.0715 | -0.0761 | -0.0806 | -0.0849 | -0.0889 | -0.0921 | -0.0953 | -0.0982 | -0.1014 | -0.1042 | -0.1068 | -0.1099 | -0.1119 | -0.1143 | -0.1166 | -0.1188 | -0.1209 | -0.1226 | -0.1246 | -0.1264 | -0.1279 | -0.1294 | -0.1309 | -0.1324 | -0.1339 | -0.1353 | -0.1367 | -0.1382 | -0.1396 | -0.1411 | -0.1426 | -0.1429
Northwest | Large Office | Peak | October | Lighting | LDCEU/TDEF | Electric Load with Losses, Incl. Cogeneration | MW | 0 | -0.6443 | -1.9985 | -3.3391 | -4.4327 | -5.3643 | -7.5004 | -8.9708 | -19.1647 | -29.3935 | -35.8757 | -39.28 | -41.9418 | -47.8929 | -47.6949 | -42.527 | -48.5808 | -33.7758 | -31.8862 | -34.524 | -34.1369 | -32.4585 | -32.032 | -33.5285 | -31.6047 | -29.9624 | -28.5995 | -27.3886 | -26.2813 | -25.2515 | -24.286 | -23.3563 | -22.4816 | -21.659 | -20.9062 | -20.2096 | -19.5694 | -18.9718 | -18.4038 | -17.8735 | -17.3755 | -16.8907 | -16.4424 | -16.0121 | -15.6119 | -15.2277 | -14.8742 | -14.5051 | -14.1553 | -13.8213 | -13.4948 | -13.1773 | -12.8672 | -12.5638 | -12.2663 | -11.9739 | -11.6854 | -11.3258
Northwest | Large Office | Peak | October | Air Conditioning | LDCEU/TDEF | Electric Load with Losses, Incl. Cogeneration | MW | -0.1208 | 0.1404 | 0.37 | 0.7007 | 1.024 | 1.5536 | 1.3197 | 1.6025 | 1.7976 | 2.1549 | 2.7321 | 2.5333 | 2.2945 | 2.2906 | 2.4542 | 2.6593 | 2.4956 | 2.5932 | 2.8298 | 1.2562 | -0.4322 | -2.2245 | -3.9712 | -5.4739 | -6.7164 | -9.2031 | -11.66 | -13.753 | -15.7079 | -17.4906 | -21.125 | -24.3024 | -27.178 | -29.7813 | -32.2437 | -34.5322 | -36.6703 | -38.6675 | -40.4418 | -42.0982 | -43.6223 | -44.9659 | -46.2445 | -47.381 | -48.4938 | -49.4986 | -50.4824 | -51.2581 | -52.0023 | -52.7024 | -53.3544 | -53.9562 | -54.5115 | -55.0457 | -55.5402 | -55.9989 | -56.4455 | -56.3241
Northwest | Large Office | Peak | October | Other Non-Substitutables | LDCEU/TDEF | Electric Load with Losses, Incl. Cogeneration | MW | 0 | 0 | 0 | 0 | 0 | 0 | 0 | 0 | 0 | 0 | 0 | 0 | -2.2526 | -4.4608 | -6.7407 | -9.1342 | -9.4987 | -10.6166 | -13.0391 | -13.5119 | -15.2102 | -16.3257 | -17.2775 | -18.5504 | -19.1766 | -19.7366 | -20.2617 | -20.5762 | -20.8226 | -20.985 | -21.0648 | -21.0342 | -20.9429 | -20.8034 | -20.66 | -20.4966 | -20.3264 | -20.1394 | -19.9159 | -19.6844 | -19.4413 | -19.1616 | -18.8874 | -18.5919 | -18.3021 | -17.9978 | -17.705 | -17.3565 | -17.0102 | -16.6615 | -16.3009 | -15.9323 | -15.5554 | -15.171 | -14.7792 | -14.3798 | -13.9727 | -13.4527
Northwest | Large Office | Peak | November | Space Heating | LDCEU/TDEF | Electric Load with Losses, Incl. Cogeneration | MW | -1.3508 | -1.0484 | -0.7987 | -0.85 | -0.6657 | -0.5773 | -0.5557 | -0.5235 | -0.4247 | -0.3597 | -0.31 | -0.2936 | -0.3567 | -0.4045 | -0.508 | -0.6105 | -0.6147 | -0.5778 | -0.6692 | -0.63 | -0.7151 | -0.7717 | -0.7818 | -0.8102 | -0.7577 | -0.7199 | -0.6139 | -0.5278 | -0.4384 | -0.3441 | -0.2584 | -0.1869 | -0.1201 | -0.0586 | 0.0021 | 0.0698 | 0.1324 | 0.1904 | 0.2515 | 0.3052 | 0.3499 | 0.3969 | 0.4378 | 0.4711 | 0.5097 | 0.5397 | 0.5622 | 0.5873 | 0.6068 | 0.6202 | 0.6398 | 0.6544 | 0.664 | 0.6792 | 0.687 | 0.6881 | 0.6936 | 0.6912
Northwest | Large Office | Peak | November | Water Heating | LDCEU/TDEF | Electric Load with Losses, Incl. Cogeneration | MW | 0 | 0 | 0 | 0 | 0 | 0 | 0 | 0 | 0 | 0 | 0 | 0 | 0 | 0 | 0 | 0 | 0 | 0 | 0 | 0 | 0 | 0 | -0.2727 | -0.3308 | -0.2976 | -0.1783 | -0.0156 | 0.1238 | 0.2832 | 0.4512 | 0.622 | 0.7791 | 0.9385 | 1.1003 | 1.2783 | 1.4648 | 1.6608 | 1.863 | 2.0595 | 2.2611 | 2.4643 | 2.6584 | 2.8592 | 3.055 | 3.2569 | 3.455 | 3.6601 | 3.8424 | 4.0267 | 4.211 | 4.39 | 4.5658 | 4.738 | 4.9063 | 5.0713 | 5.233 | 5.3902 | 5.4745
Northwest | Large Office | Peak | November | Other Substitutables | LDCEU/TDEF | Electric Load with Losses, Incl. Cogeneration | MW | 0 | 0 | 0 | 0 | 0 | 0 | 0 | 0 | 0 | 0 | 0 | 0 | 0 | -0.0006 | -0.0018 | -0.0045 | -0.0039 | -0.0054 | -0.0079 | -0.0135 | -0.0164 | -0.0223 | -0.0287 | -0.0314 | -0.0238 | -0.015 | -0.0047 | 0.0039 | 0.0128 | 0.0216 | 0.0301 | 0.0379 | 0.0454 | 0.0526 | 0.0603 | 0.0678 | 0.0756 | 0.0832 | 0.0905 | 0.0977 | 0.1048 | 0.1114 | 0.118 | 0.1244 | 0.1307 | 0.1368 | 0.1429 | 0.1481 | 0.1532 | 0.1583 | 0.163 | 0.1675 | 0.1718 | 0.1759 | 0.1798 | 0.1835 | 0.1868 | 0.1883
Northwest | Large Office | Peak | November | Refrigeration | LDCEU/TDEF | Electric Load with Losses, Incl. Cogeneration | MW | 0 | 0 | 0 | 0 | 0 | 0 | 0 | 0 | 0 | 0 | 0 | 0 | -0.0002 | -0.0005 | -0.0009 | -0.0012 | -0.0014 | -0.0066 | -0.0132 | -0.0193 | -0.0287 | -0.0378 | -0.0491 | -0.0604 | -0.0665 | -0.072 | -0.0775 | -0.0825 | -0.0875 | -0.0919 | -0.0964 | -0.1 | -0.1033 | -0.1065 | -0.11 | -0.113 | -0.1158 | -0.1192 | -0.1213 | -0.1239 | -0.1265 | -0.1288 | -0.1311 | -0.133 | -0.1351 | -0.137 | -0.1387 | -0.1403 | -0.142 | -0.1436 | -0.1452 | -0.1467 | -0.1483 | -0.1498 | -0.1514 | -0.153 | -0.1546 | -0.1549
Northwest | Large Office | Peak | November | Lighting | LDCEU/TDEF | Electric Load with Losses, Incl. Cogeneration | MW | 0 | -0.543 | -1.6631 | -2.7718 | -3.6742 | -4.4433 | -6.2137 | -7.4318 | -15.9218 | -24.4393 | -29.8446 | -32.6811 | -34.8975 | -39.9057 | -39.7048 | -35.3121 | -40.5103 | -28.0507 | -26.4761 | -28.7057 | -28.3745 | -26.9644 | -26.603 | -27.8674 | -26.2696 | -24.9055 | -23.7745 | -22.7697 | -21.8511 | -20.9967 | -20.1957 | -19.4242 | -18.6984 | -18.0158 | -17.3913 | -16.8133 | -16.2819 | -15.7864 | -15.315 | -14.875 | -14.4617 | -14.0592 | -13.6869 | -13.3296 | -12.9973 | -12.6783 | -12.3846 | -12.0781 | -11.7875 | -11.51 | -11.2386 | -10.9746 | -10.7168 | -10.4645 | -10.2172 | -9.9738 | -9.7338 | -9.4342
Northwest | Large Office | Peak | November | Air Conditioning | LDCEU/TDEF | Electric Load with Losses, Incl. Cogeneration | MW | -0.0722 | 0.0833 | 0.2197 | 0.416 | 0.6084 | 0.9238 | 0.785 | 0.9537 | 1.0694 | 1.2822 | 1.6252 | 1.5067 | 1.3644 | 1.3628 | 1.4593 | 1.5797 | 1.4827 | 1.5408 | 1.6807 | 0.7468 | -0.2576 | -1.3233 | -2.3511 | -3.255 | -3.9915 | -5.469 | -6.9296 | -8.1739 | -9.3366 | -10.3967 | -12.5586 | -14.4481 | -16.1586 | -17.7072 | -19.1726 | -20.5343 | -21.8062 | -22.996 | -24.0517 | -25.038 | -25.9454 | -26.7454 | -27.5067 | -28.1839 | -28.8468 | -29.4456 | -30.0317 | -30.4946 | -30.9386 | -31.3565 | -31.7456 | -32.105 | -32.4369 | -32.7563 | -33.052 | -33.3265 | -33.5939 | -33.5217
Northwest | Large Office | Peak | November | Other Non-Substitutables | LDCEU/TDEF | Electric Load with Losses, Incl. Cogeneration | MW | 0 | 0 | 0 | 0 | 0 | 0 | 0 | 0 | 0 | 0 | 0 | 0 | -2.035 | -4.0275 | -6.0869 | -8.2611 | -8.5885 | -9.5984 | -11.7937 | -12.2011 | -13.738 | -14.7379 | -15.5964 | -16.7459 | -17.3109 | -17.8156 | -18.2896 | -18.5734 | -18.7964 | -18.9432 | -19.0157 | -18.9884 | -18.9063 | -18.7809 | -18.6518 | -18.5048 | -18.3514 | -18.1835 | -17.9819 | -17.7733 | -17.554 | -17.3017 | -17.0543 | -16.7875 | -16.5261 | -16.2515 | -15.987 | -15.6726 | -15.3599 | -15.045 | -14.7193 | -14.3863 | -14.0459 | -13.6987 | -13.3446 | -12.9837 | -12.6158 | -12.1453
Northwest | Large Office | Peak | December | Space Heating | LDCEU/TDEF | Electric Load with Losses, Incl. Cogeneration | MW | -1.9406 | -1.489 | -1.3132 | -1.3239 | -1.0938 | -0.9322 | -0.9103 | -0.7822 | -0.6931 | -0.571 | -0.4694 | -0.4526 | -0.5535 | -0.6631 | -0.8547 | -1.0742 | -1.0499 | -0.9924 | -1.1608 | -1.0889 | -1.2426 | -1.3239 | -1.3352 | -1.4359 | -1.3243 | -1.2608 | -1.087 | -0.9449 | -0.7969 | -0.6416 | -0.499 | -0.3803 | -0.2689 | -0.1658 | -0.0641 | 0.0491 | 0.1538 | 0.2521 | 0.3546 | 0.4453 | 0.5213 | 0.601 | 0.6708 | 0.7282 | 0.7941 | 0.8463 | 0.8862 | 0.9302 | 0.9649 | 0.9899 | 1.0248 | 1.0516 | 1.0701 | 1.0977 | 1.1133 | 1.1177 | 1.1293 | 1.1275
Northwest | Large Office | Peak | December | Water Heating | LDCEU/TDEF | Electric Load with Losses, Incl. Cogeneration | MW | 0 | 0 | 0 | 0 | 0 | 0 | 0 | 0 | 0 | 0 | 0 | 0 | 0 | 0 | 0 | 0 | 0 | 0 | 0 | 0 | 0 | 0 | -0.271 | -0.4977 | -0.3332 | -0.1998 | -0.018 | 0.1377 | 0.3157 | 0.5033 | 0.694 | 0.8696 | 1.0475 | 1.2282 | 1.427 | 1.6354 | 1.8543 | 2.0802 | 2.2996 | 2.5247 | 2.7517 | 2.9686 | 3.1929 | 3.4115 | 3.637 | 3.8583 | 4.0874 | 4.2909 | 4.4967 | 4.7026 | 4.9024 | 5.0988 | 5.291 | 5.4788 | 5.6631 | 5.8437 | 6.0191 | 6.1134
Northwest | Large Office | Peak | December | Other Substitutables | LDCEU/TDEF | Electric Load with Losses, Incl. Cogeneration | MW | 0 | 0 | 0 | 0 | 0 | 0 | 0 | 0 | 0 | 0 | 0 | 0 | 0 | -0.0004 | -0.0015 | -0.0035 | -0.0031 | -0.0042 | -0.0061 | -0.0104 | -0.0127 | -0.0172 | -0.0222 | -0.0242 | -0.0183 | -0.0114 | -0.0036 | 0.0032 | 0.0102 | 0.017 | 0.0237 | 0.0296 | 0.0355 | 0.0411 | 0.047 | 0.053 | 0.059 | 0.065 | 0.0706 | 0.0762 | 0.0818 | 0.0869 | 0.092 | 0.097 | 0.1019 | 0.1066 | 0.1114 | 0.1155 | 0.1194 | 0.1233 | 0.127 | 0.1306 | 0.134 | 0.1371 | 0.1401 | 0.1429 | 0.1456 | 0.1467
Northwest | Large Office | Peak | December | Refrigeration | LDCEU/TDEF | Electric Load with Losses, Incl. Cogeneration | MW | 0 | 0 | 0 | 0 | 0 | 0 | 0 | 0 | 0 | 0 | 0 | 0 | -0.0002 | -0.0005 | -0.0009 | -0.0011 | -0.0013 | -0.0065 | -0.013 | -0.0189 | -0.0282 | -0.0371 | -0.0483 | -0.0594 | -0.0653 | -0.0707 | -0.0762 | -0.081 | -0.0859 | -0.0904 | -0.0947 | -0.0982 | -0.1015 | -0.1046 | -0.1081 | -0.111 | -0.1138 | -0.1171 | -0.1192 | -0.1217 | -0.1243 | -0.1266 | -0.1289 | -0.1307 | -0.1328 | -0.1346 | -0.1364 | -0.1379 | -0.1396 | -0.1411 | -0.1427 | -0.1442 | -0.1457 | -0.1473 | -0.1488 | -0.1504 | -0.1519 | -0.1523
Northwest | Large Office | Peak | December | Lighting | LDCEU/TDEF | Electric Load with Losses, Incl. Cogeneration | MW | 0 | -0.5243 | -1.6036 | -2.672 | -3.5414 | -4.2824 | -5.9888 | -7.1628 | -15.3498 | -23.563 | -28.776 | -31.5114 | -33.6485 | -38.4825 | -38.2853 | -34.0409 | -39.0684 | -27.0411 | -25.5219 | -27.6744 | -27.353 | -25.9911 | -25.6447 | -26.8669 | -25.3243 | -24.007 | -22.9142 | -21.9431 | -21.0555 | -20.2298 | -19.4559 | -18.7107 | -18.0097 | -17.3505 | -16.7472 | -16.1891 | -15.6761 | -15.1975 | -14.7426 | -14.3179 | -13.919 | -13.5307 | -13.1714 | -12.827 | -12.5065 | -12.1989 | -11.9158 | -11.6205 | -11.3405 | -11.073 | -10.8117 | -10.5575 | -10.3092 | -10.0664 | -9.8282 | -9.594 | -9.3631 | -9.0746
Northwest | Large Office | Peak | December | Air Conditioning | LDCEU/TDEF | Electric Load with Losses, Incl. Cogeneration | MW | -0.0511 | 0.0585 | 0.1549 | 0.2934 | 0.4294 | 0.6522 | 0.5537 | 0.6724 | 0.7543 | 0.9044 | 1.1477 | 1.0636 | 0.9631 | 0.9611 | 1.0294 | 1.1158 | 1.0471 | 1.0891 | 1.1868 | 0.5274 | -0.1803 | -0.9307 | -1.6537 | -2.2883 | -2.806 | -3.8451 | -4.8723 | -5.7474 | -6.5648 | -7.3103 | -8.83 | -10.1587 | -11.3612 | -12.45 | -13.4798 | -14.4372 | -15.3316 | -16.1676 | -16.9103 | -17.6038 | -18.2417 | -18.804 | -19.3393 | -19.8156 | -20.2818 | -20.7031 | -21.1157 | -21.4414 | -21.7537 | -22.0478 | -22.3217 | -22.5746 | -22.8081 | -23.0328 | -23.241 | -23.4342 | -23.6223 | -23.5714
Northwest | Large Office | Peak | December | Other Non-Substitutables | LDCEU/TDEF | Electric Load with Losses, Incl. Cogeneration | MW | 0 | 0 | 0 | 0 | 0 | 0 | 0 | 0 | 0 | 0 | 0 | 0 | -1.9417 | -3.8443 | -5.8114 | -7.8835 | -8.1954 | -9.1551 | -11.2507 | -11.6386 | -13.0959 | -14.0479 | -14.8621 | -15.95 | -16.4877 | -16.9684 | -17.4201 | -17.6904 | -17.9027 | -18.0425 | -18.1114 | -18.0855 | -18.0074 | -17.8879 | -17.7648 | -17.625 | -17.4791 | -17.3191 | -17.1275 | -16.9291 | -16.7205 | -16.4803 | -16.2449 | -15.9912 | -15.7424 | -15.4813 | -15.2299 | -14.9307 | -14.6333 | -14.3338 | -14.0239 | -13.7072 | -13.3834 | -13.0529 | -12.7161 | -12.3726 | -12.0225 | -11.5747
Northwest | Large Office | Average | January | Space Heating | LDCEU/TDEF | Electric Load with Losses, Incl. Cogeneration | MW | -1.6259 | -1.1675 | -1.0414 | -1.0596 | -0.8721 | -0.7148 | -0.7308 | -0.6304 | -0.5535 | -0.4653 | -0.3623 | -0.3727 | -0.4363 | -0.5074 | -0.6633 | -0.8156 | -0.7943 | -0.7444 | -0.8716 | -0.8275 | -0.9389 | -1.0018 | -0.9996 | -1.0731 | -0.9961 | -0.9479 | -0.8145 | -0.7059 | -0.5928 | -0.4739 | -0.3652 | -0.2747 | -0.1899 | -0.1115 | -0.0343 | 0.0519 | 0.1316 | 0.2058 | 0.2839 | 0.3526 | 0.4099 | 0.4702 | 0.5229 | 0.5661 | 0.6158 | 0.6549 | 0.6847 | 0.7174 | 0.7432 | 0.7614 | 0.7873 | 0.807 | 0.8203 | 0.8407 | 0.8517 | 0.8543 | 0.8623 | 0.8604
Northwest | Large Office | Average | January | Water Heating | LDCEU/TDEF | Electric Load with Losses, Incl. Cogeneration | MW | 0 | 0 | 0 | 0 | 0 | 0 | 0 | 0 | 0 | 0 | 0 | 0 | 0 | 0 | 0 | 0 | 0 | 0 | 0 | 0 | 0 | 0 | -0.2669 | -0.4566 | -0.3519 | -0.2114 | -0.02 | 0.1438 | 0.3311 | 0.5286 | 0.7292 | 0.914 | 1.1013 | 1.2914 | 1.5007 | 1.7199 | 1.9505 | 2.1881 | 2.4193 | 2.6563 | 2.8954 | 3.1237 | 3.36 | 3.5903 | 3.8279 | 4.061 | 4.3025 | 4.5169 | 4.7337 | 4.9506 | 5.1613 | 5.3683 | 5.5709 | 5.7689 | 5.9631 | 6.1533 | 6.3383 | 6.4377
Northwest | Large Office | Average | January | Other Substitutables | LDCEU/TDEF | Electric Load with Losses, Incl. Cogeneration | MW | 0 | 0 | 0 | 0 | 0 | 0 | 0 | 0 | 0 | 0 | 0 | 0 | 0 | -0.0006 | -0.0024 | -0.0059 | -0.0052 | -0.0071 | -0.0103 | -0.0175 | -0.0213 | -0.0288 | -0.0372 | -0.0406 | -0.0308 | -0.0192 | -0.006 | 0.0053 | 0.0169 | 0.0284 | 0.0395 | 0.0496 | 0.0593 | 0.0688 | 0.0786 | 0.0886 | 0.0986 | 0.1086 | 0.1181 | 0.1274 | 0.1367 | 0.1452 | 0.1539 | 0.1622 | 0.1704 | 0.1782 | 0.1862 | 0.193 | 0.1998 | 0.2063 | 0.2125 | 0.2184 | 0.224 | 0.2292 | 0.2343 | 0.239 | 0.2435 | 0.2453
Northwest | Large Office | Average | January | Refrigeration | LDCEU/TDEF | Electric Load with Losses, Incl. Cogeneration | MW | 0 | 0 | 0 | 0 | 0 | 0 | 0 | 0 | 0 | 0 | 0 | 0 | -0.0002 | -0.0005 | -0.0008 | -0.001 | -0.0013 | -0.0063 | -0.0125 | -0.0181 | -0.027 | -0.0357 | -0.0464 | -0.0571 | -0.0627 | -0.0679 | -0.0731 | -0.0779 | -0.0825 | -0.0868 | -0.0909 | -0.0942 | -0.0974 | -0.1004 | -0.1038 | -0.1066 | -0.1092 | -0.1125 | -0.1145 | -0.1168 | -0.1193 | -0.1215 | -0.1237 | -0.1255 | -0.1275 | -0.1293 | -0.1309 | -0.1323 | -0.134 | -0.1354 | -0.137 | -0.1384 | -0.1399 | -0.1413 | -0.1429 | -0.1443 | -0.1459 | -0.1461
Northwest | Large Office | Average | January | Lighting | LDCEU/TDEF | Electric Load with Losses, Incl. Cogeneration | MW | 0 | -0.5067 | -1.5617 | -2.6062 | -3.4573 | -4.1825 | -5.8483 | -6.9948 | -14.9641 | -22.9599 | -28.0305 | -30.6925 | -32.7724 | -37.448 | -37.2759 | -33.1939 | -37.9986 | -26.3642 | -24.885 | -26.9606 | -26.651 | -25.3299 | -24.9809 | -26.1476 | -24.6425 | -23.3567 | -22.289 | -21.3396 | -20.4718 | -19.6646 | -18.9079 | -18.1799 | -17.4952 | -16.8514 | -16.2621 | -15.717 | -15.2162 | -14.7487 | -14.3049 | -13.8904 | -13.5013 | -13.1226 | -12.7724 | -12.4368 | -12.1246 | -11.825 | -11.5495 | -11.2622 | -10.9898 | -10.7297 | -10.4756 | -10.2287 | -9.9874 | -9.7517 | -9.5205 | -9.2932 | -9.0692 | -8.7896
Northwest | Large Office | Average | January | Air Conditioning | LDCEU/TDEF | Electric Load with Losses, Incl. Cogeneration | MW | -0.0647 | 0.0734 | 0.1952 | 0.3701 | 0.5419 | 0.8228 | 0.6982 | 0.8464 | 0.9494 | 1.1392 | 1.4466 | 1.342 | 1.2131 | 1.21 | 1.2968 | 1.4071 | 1.3193 | 1.3738 | 1.4971 | 0.6656 | -0.2247 | -1.1679 | -2.0761 | -2.8736 | -3.5228 | -4.8284 | -6.119 | -7.2178 | -8.2445 | -9.1807 | -11.0885 | -12.7568 | -14.2667 | -15.6336 | -16.9258 | -18.1277 | -19.251 | -20.2994 | -21.2328 | -22.1033 | -22.904 | -23.6099 | -24.2816 | -24.88 | -25.4654 | -25.9945 | -26.5132 | -26.9221 | -27.3142 | -27.6836 | -28.0275 | -28.3451 | -28.6383 | -28.9204 | -29.1816 | -29.4239 | -29.66 | -29.596
Northwest | Large Office | Average | January | Other Non-Substitutables | LDCEU/TDEF | Electric Load with Losses, Incl. Cogeneration | MW | 0 | 0 | 0 | 0 | 0 | 0 | 0 | 0 | 0 | 0 | 0 | 0 | -2.1522 | -4.2569 | -6.4346 | -8.74 | -9.0821 | -10.1554 | -12.4686 | -12.8911 | -14.5033 | -15.5512 | -16.4463 | -17.6533 | -18.2489 | -18.7823 | -19.2834 | -19.5832 | -19.8184 | -19.9738 | -20.0501 | -20.0217 | -19.9355 | -19.8033 | -19.667 | -19.5123 | -19.3513 | -19.1738 | -18.9624 | -18.7429 | -18.5121 | -18.2467 | -17.9864 | -17.706 | -17.4312 | -17.1425 | -16.8652 | -16.5345 | -16.2057 | -15.8746 | -15.5322 | -15.1822 | -14.8241 | -14.4588 | -14.0864 | -13.7067 | -13.3196 | -12.8244
Northwest | Large Office | Average | February | Space Heating | LDCEU/TDEF | Electric Load with Losses, Incl. Cogeneration | MW | -1.2323 | -0.9444 | -0.7737 | -0.8158 | -0.6616 | -0.5444 | -0.5645 | -0.4658 | -0.4243 | -0.3483 | -0.2852 | -0.2741 | -0.3328 | -0.397 | -0.4839 | -0.596 | -0.593 | -0.5512 | -0.6497 | -0.6142 | -0.6921 | -0.7495 | -0.7356 | -0.7856 | -0.7345 | -0.6984 | -0.5978 | -0.516 | -0.431 | -0.3416 | -0.2599 | -0.192 | -0.1284 | -0.0696 | -0.0117 | 0.0528 | 0.1125 | 0.1679 | 0.2263 | 0.2776 | 0.3204 | 0.3653 | 0.4046 | 0.4367 | 0.4736 | 0.5026 | 0.5244 | 0.5486 | 0.5675 | 0.5808 | 0.5997 | 0.614 | 0.6236 | 0.6383 | 0.6462 | 0.6477 | 0.6532 | 0.6513
Northwest | Large Office | Average | February | Water Heating | LDCEU/TDEF | Electric Load with Losses, Incl. Cogeneration | MW | 0 | 0 | 0 | 0 | 0 | 0 | 0 | 0 | 0 | 0 | 0 | 0 | 0 | 0 | 0 | 0 | 0 | 0 | 0 | 0 | 0 | 0 | -0.2101 | -0.3495 | -0.3016 | -0.1812 | -0.0171 | 0.1233 | 0.2838 | 0.4531 | 0.625 | 0.7834 | 0.9439 | 1.1069 | 1.2862 | 1.4742 | 1.6718 | 1.8755 | 2.0737 | 2.2769 | 2.4817 | 2.6774 | 2.8799 | 3.0774 | 3.281 | 3.4807 | 3.6878 | 3.8716 | 4.0575 | 4.2433 | 4.4239 | 4.6013 | 4.775 | 4.9448 | 5.1112 | 5.2742 | 5.4328 | 5.5179
Northwest | Large Office | Average | February | Other Substitutables | LDCEU/TDEF | Electric Load with Losses, Incl. Cogeneration | MW | 0 | 0 | 0 | 0 | 0 | 0 | 0 | 0 | 0 | 0 | 0 | 0 | 0 | -0.0005 | -0.0022 | -0.0053 | -0.0046 | -0.0062 | -0.009 | -0.0155 | -0.0189 | -0.0256 | -0.0331 | -0.0361 | -0.0275 | -0.0171 | -0.0054 | 0.0044 | 0.0148 | 0.025 | 0.0348 | 0.0437 | 0.0523 | 0.0607 | 0.0694 | 0.0782 | 0.0871 | 0.096 | 0.1044 | 0.1127 | 0.1209 | 0.1284 | 0.1361 | 0.1433 | 0.1506 | 0.1576 | 0.1647 | 0.1707 | 0.1767 | 0.1825 | 0.1879 | 0.1932 | 0.1981 | 0.2027 | 0.2072 | 0.2115 | 0.2154 | 0.2169
Northwest | Large Office | Average | February | Refrigeration | LDCEU/TDEF | Electric Load with Losses, Incl. Cogeneration | MW | 0 | 0 | 0 | 0 | 0 | 0 | 0 | 0 | 0 | 0 | 0 | 0 | -0.0002 | -0.0005 | -0.0008 | -0.0009 | -0.0012 | -0.0057 | -0.0113 | -0.0164 | -0.0246 | -0.0323 | -0.042 | -0.0518 | -0.0569 | -0.0615 | -0.0663 | -0.0705 | -0.0748 | -0.0786 | -0.0824 | -0.0854 | -0.0884 | -0.0911 | -0.094 | -0.0966 | -0.0991 | -0.1019 | -0.1038 | -0.106 | -0.1082 | -0.1102 | -0.1122 | -0.1137 | -0.1155 | -0.1172 | -0.1187 | -0.12 | -0.1215 | -0.1228 | -0.1241 | -0.1255 | -0.1268 | -0.1282 | -0.1295 | -0.1309 | -0.1322 | -0.1325
Northwest | Large Office | Average | February | Lighting | LDCEU/TDEF | Electric Load with Losses, Incl. Cogeneration | MW | 0 | -0.4655 | -1.4358 | -2.3963 | -3.1791 | -3.846 | -5.378 | -6.4323 | -13.7583 | -21.109 | -25.7701 | -28.2172 | -30.1295 | -34.4255 | -34.2692 | -30.521 | -34.9304 | -24.2414 | -22.8821 | -24.7891 | -24.5059 | -23.2928 | -22.9736 | -24.0469 | -22.6643 | -21.4835 | -20.5032 | -19.6318 | -18.8352 | -18.0943 | -17.3998 | -16.7312 | -16.1025 | -15.5112 | -14.97 | -14.4694 | -14.0094 | -13.5801 | -13.1722 | -12.7915 | -12.4339 | -12.0858 | -11.764 | -11.4554 | -11.1684 | -10.8928 | -10.6395 | -10.375 | -10.1244 | -9.8852 | -9.6512 | -9.424 | -9.2019 | -8.9849 | -8.772 | -8.5626 | -8.3563 | -8.0989
Northwest | Large Office | Average | February | Air Conditioning | LDCEU/TDEF | Electric Load with Losses, Incl. Cogeneration | MW | -0.0516 | 0.059 | 0.1564 | 0.2964 | 0.4337 | 0.6584 | 0.559 | 0.6781 | 0.7605 | 0.9123 | 1.1577 | 1.0739 | 0.9711 | 0.9691 | 1.0386 | 1.1259 | 1.0559 | 1.0988 | 1.1982 | 0.5326 | -0.1811 | -0.9375 | -1.6663 | -2.307 | -2.8283 | -3.8761 | -4.9118 | -5.7938 | -6.6179 | -7.3693 | -8.901 | -10.2401 | -11.452 | -12.5494 | -13.5869 | -14.5517 | -15.4533 | -16.2952 | -17.044 | -17.7426 | -18.3853 | -18.952 | -19.4913 | -19.9713 | -20.441 | -20.8655 | -21.2814 | -21.6093 | -21.924 | -22.2202 | -22.496 | -22.7507 | -22.9858 | -23.212 | -23.4214 | -23.6158 | -23.8051 | -23.7539
Northwest | Large Office | Average | February | Other Non-Substitutables | LDCEU/TDEF | Electric Load with Losses, Incl. Cogeneration | MW | 0 | 0 | 0 | 0 | 0 | 0 | 0 | 0 | 0 | 0 | 0 | 0 | -1.9026 | -3.7635 | -5.6879 | -7.7245 | -8.028 | -8.9774 | -11.0226 | -11.4001 | -12.8305 | -13.76 | -14.5554 | -15.627 | -16.1545 | -16.6265 | -17.0699 | -17.3351 | -17.5434 | -17.6807 | -17.7483 | -17.723 | -17.6466 | -17.5295 | -17.4089 | -17.2717 | -17.129 | -16.9719 | -16.7843 | -16.59 | -16.3855 | -16.1503 | -15.9197 | -15.6713 | -15.4277 | -15.1719 | -14.926 | -14.6328 | -14.3416 | -14.0483 | -13.7448 | -13.4347 | -13.1175 | -12.7939 | -12.4641 | -12.1278 | -11.7849 | -11.3464
Northwest | Large Office | Average | March | Space Heating | LDCEU/TDEF | Electric Load with Losses, Incl. Cogeneration | MW | -0.8239 | -0.6379 | -0.5912 | -0.5748 | -0.48 | -0.4013 | -0.42 | -0.348 | -0.2953 | -0.2634 | -0.1996 | -0.1881 | -0.2278 | -0.2846 | -0.3273 | -0.411 | -0.4148 | -0.3767 | -0.4384 | -0.4249 | -0.4683 | -0.5035 | -0.4964 | -0.5359 | -0.4942 | -0.4692 | -0.3988 | -0.3416 | -0.2823 | -0.2197 | -0.1631 | -0.1157 | -0.0716 | -0.0309 | 0.009 | 0.0536 | 0.095 | 0.1331 | 0.1734 | 0.2088 | 0.238 | 0.2689 | 0.2957 | 0.3174 | 0.3426 | 0.3622 | 0.3767 | 0.393 | 0.4055 | 0.414 | 0.4265 | 0.4359 | 0.4418 | 0.4515 | 0.4563 | 0.4566 | 0.4599 | 0.458
Northwest | Large Office | Average | March | Water Heating | LDCEU/TDEF | Electric Load with Losses, Incl. Cogeneration | MW | 0 | 0 | 0 | 0 | 0 | 0 | 0 | 0 | 0 | 0 | 0 | 0 | 0 | 0 | 0 | 0 | 0 | 0 | 0 | 0 | 0 | 0 | -0.1909 | -0.3424 | -0.2673 | -0.161 | -0.0162 | 0.1075 | 0.2489 | 0.3982 | 0.5497 | 0.6894 | 0.831 | 0.9747 | 1.1327 | 1.2985 | 1.473 | 1.6524 | 1.8277 | 2.007 | 2.1878 | 2.3607 | 2.5395 | 2.714 | 2.8939 | 3.0706 | 3.2536 | 3.4162 | 3.5805 | 3.7449 | 3.9046 | 4.0615 | 4.2152 | 4.3653 | 4.5126 | 4.6569 | 4.7971 | 4.8725
Northwest | Large Office | Average | March | Other Substitutables | LDCEU/TDEF | Electric Load with Losses, Incl. Cogeneration | MW | 0 | 0 | 0 | 0 | 0 | 0 | 0 | 0 | 0 | 0 | 0 | 0 | 0 | -0.0006 | -0.0022 | -0.0055 | -0.0047 | -0.0065 | -0.0094 | -0.0161 | -0.0197 | -0.0266 | -0.0344 | -0.0375 | -0.0285 | -0.0179 | -0.0058 | 0.0045 | 0.0151 | 0.0256 | 0.0357 | 0.0449 | 0.0539 | 0.0625 | 0.0716 | 0.0806 | 0.0898 | 0.0989 | 0.1076 | 0.1161 | 0.1246 | 0.1325 | 0.1403 | 0.1478 | 0.1554 | 0.1626 | 0.17 | 0.1762 | 0.1823 | 0.1883 | 0.194 | 0.1993 | 0.2044 | 0.2093 | 0.2139 | 0.2183 | 0.2223 | 0.224
Northwest | Large Office | Average | March | Refrigeration | LDCEU/TDEF | Electric Load with Losses, Incl. Cogeneration | MW | 0 | 0 | 0 | 0 | 0 | 0 | 0 | 0 | 0 | 0 | 0 | 0 | -0.0002 | -0.0005 | -0.0008 | -0.001 | -0.0012 | -0.0059 | -0.0119 | -0.0172 | -0.0256 | -0.0339 | -0.044 | -0.0542 | -0.0595 | -0.0644 | -0.0694 | -0.0739 | -0.0782 | -0.0823 | -0.0863 | -0.0895 | -0.0924 | -0.0953 | -0.0984 | -0.1012 | -0.1037 | -0.1066 | -0.1086 | -0.1108 | -0.1132 | -0.1153 | -0.1174 | -0.119 | -0.1209 | -0.1227 | -0.1242 | -0.1256 | -0.1271 | -0.1285 | -0.13 | -0.1313 | -0.1327 | -0.1341 | -0.1355 | -0.137 | -0.1384 | -0.1386
Northwest | Large Office | Average | March | Lighting | LDCEU/TDEF | Electric Load with Losses, Incl. Cogeneration | MW | 0 | -0.4971 | -1.5366 | -2.5658 | -3.4048 | -4.1196 | -5.7603 | -6.8896 | -14.7294 | -22.5957 | -27.5825 | -30.2011 | -32.2475 | -36.8364 | -36.6749 | -32.6779 | -37.3714 | -25.9536 | -24.4992 | -26.535 | -26.2337 | -24.9373 | -24.5915 | -25.7333 | -24.2543 | -22.9911 | -21.9425 | -21.0104 | -20.1583 | -19.3658 | -18.6229 | -17.9077 | -17.235 | -16.6025 | -16.0236 | -15.488 | -14.9958 | -14.5365 | -14.1 | -13.6926 | -13.3099 | -12.9376 | -12.5932 | -12.263 | -11.9557 | -11.6608 | -11.3897 | -11.1067 | -10.8384 | -10.5824 | -10.332 | -10.0887 | -9.8509 | -9.6185 | -9.3906 | -9.1666 | -8.9456 | -8.67
Northwest | Large Office | Average | March | Air Conditioning | LDCEU/TDEF | Electric Load with Losses, Incl. Cogeneration | MW | -0.0906 | 0.1039 | 0.2754 | 0.5216 | 0.7632 | 1.1581 | 0.9839 | 1.1932 | 1.3379 | 1.6052 | 2.0358 | 1.8894 | 1.7078 | 1.7051 | 1.8274 | 1.9798 | 1.8564 | 1.9314 | 2.1074 | 0.9367 | -0.3193 | -1.6511 | -2.9348 | -4.0646 | -4.983 | -6.8289 | -8.6536 | -10.2074 | -11.6593 | -12.9833 | -15.6816 | -18.0407 | -20.1762 | -22.1094 | -23.9378 | -25.6374 | -27.2258 | -28.7094 | -30.0281 | -31.259 | -32.3914 | -33.3899 | -34.34 | -35.1855 | -36.0132 | -36.7607 | -37.4932 | -38.0708 | -38.6249 | -39.1466 | -39.6323 | -40.0808 | -40.4948 | -40.8931 | -41.2619 | -41.6042 | -41.9375 | -41.8473
Northwest | Large Office | Average | March | Other Non-Substitutables | LDCEU/TDEF | Electric Load with Losses, Incl. Cogeneration | MW | 0 | 0 | 0 | 0 | 0 | 0 | 0 | 0 | 0 | 0 | 0 | 0 | -1.9615 | -3.8781 | -5.86 | -7.9635 | -8.2758 | -9.2593 | -11.3653 | -11.7525 | -13.2325 | -14.1904 | -15.0118 | -16.1225 | -16.6671 | -17.1543 | -17.6118 | -17.8856 | -18.1006 | -18.2427 | -18.3124 | -18.2862 | -18.2075 | -18.0867 | -17.9622 | -17.8207 | -17.6734 | -17.5114 | -17.3177 | -17.117 | -16.9059 | -16.6633 | -16.4253 | -16.1689 | -15.9175 | -15.6534 | -15.3995 | -15.097 | -14.7964 | -14.4936 | -14.1804 | -13.8603 | -13.5329 | -13.1989 | -12.8584 | -12.5113 | -12.1574 | -11.7049
Northwest | Large Office | Average | April | Space Heating | LDCEU/TDEF | Electric Load with Losses, Incl. Cogeneration | MW | -0.7743 | -0.5811 | -0.55 | -0.5158 | -0.4427 | -0.3698 | -0.3815 | -0.2978 | -0.2866 | -0.2305 | -0.1953 | -0.173 | -0.2175 | -0.253 | -0.3167 | -0.3952 | -0.3865 | -0.3621 | -0.4229 | -0.3944 | -0.4465 | -0.4804 | -0.485 | -0.5026 | -0.4729 | -0.4498 | -0.3848 | -0.332 | -0.2772 | -0.2195 | -0.167 | -0.1231 | -0.0821 | -0.0443 | -0.0072 | 0.0343 | 0.0728 | 0.1084 | 0.146 | 0.179 | 0.2065 | 0.2354 | 0.2606 | 0.2811 | 0.3048 | 0.3234 | 0.3374 | 0.3528 | 0.3649 | 0.3732 | 0.3854 | 0.3945 | 0.4006 | 0.4099 | 0.4148 | 0.4156 | 0.4192 | 0.4178
Northwest | Large Office | Average | April | Water Heating | LDCEU/TDEF | Electric Load with Losses, Incl. Cogeneration | MW | 0 | 0 | 0 | 0 | 0 | 0 | 0 | 0 | 0 | 0 | 0 | 0 | 0 | 0 | 0 | 0 | 0 | 0 | 0 | 0 | 0 | 0 | -0.1857 | -0.2249 | -0.2127 | -0.129 | -0.0149 | 0.0824 | 0.1936 | 0.3111 | 0.4301 | 0.5401 | 0.6514 | 0.7645 | 0.8885 | 1.0191 | 1.1567 | 1.2977 | 1.4361 | 1.5774 | 1.7199 | 1.8561 | 1.997 | 2.1349 | 2.2768 | 2.4163 | 2.561 | 2.6893 | 2.819 | 2.9488 | 3.075 | 3.199 | 3.3204 | 3.439 | 3.5553 | 3.6692 | 3.7801 | 3.8399
Northwest | Large Office | Average | April | Other Substitutables | LDCEU/TDEF | Electric Load with Losses, Incl. Cogeneration | MW | 0 | 0 | 0 | 0 | 0 | 0 | 0 | 0 | 0 | 0 | 0 | 0 | 0 | -0.0005 | -0.0021 | -0.0052 | -0.0046 | -0.0062 | -0.009 | -0.0153 | -0.0186 | -0.0253 | -0.0326 | -0.0356 | -0.027 | -0.0169 | -0.0053 | 0.0045 | 0.0147 | 0.0247 | 0.0343 | 0.0431 | 0.0516 | 0.0599 | 0.0685 | 0.0771 | 0.0859 | 0.0946 | 0.1028 | 0.1111 | 0.1192 | 0.1266 | 0.1341 | 0.1413 | 0.1486 | 0.1553 | 0.1624 | 0.1683 | 0.1741 | 0.1799 | 0.1853 | 0.1904 | 0.1953 | 0.1999 | 0.2043 | 0.2085 | 0.2124 | 0.2139
Northwest | Large Office | Average | April | Refrigeration | LDCEU/TDEF | Electric Load with Losses, Incl. Cogeneration | MW | 0 | 0 | 0 | 0 | 0 | 0 | 0 | 0 | 0 | 0 | 0 | 0 | -0.0002 | -0.0005 | -0.0007 | -0.001 | -0.001 | -0.0053 | -0.0106 | -0.0155 | -0.023 | -0.0304 | -0.0395 | -0.0486 | -0.0534 | -0.0578 | -0.0624 | -0.0663 | -0.0703 | -0.0739 | -0.0775 | -0.0804 | -0.0831 | -0.0857 | -0.0884 | -0.0909 | -0.0932 | -0.0959 | -0.0976 | -0.0996 | -0.1017 | -0.1036 | -0.1054 | -0.1069 | -0.1086 | -0.1102 | -0.1116 | -0.1128 | -0.1142 | -0.1155 | -0.1168 | -0.1179 | -0.1193 | -0.1205 | -0.1218 | -0.123 | -0.1243 | -0.1246
Northwest | Large Office | Average | April | Lighting | LDCEU/TDEF | Electric Load with Losses, Incl. Cogeneration | MW | 0 | -0.4837 | -1.4996 | -2.5054 | -3.3258 | -4.0246 | -5.6272 | -6.7305 | -14.3799 | -22.0555 | -26.9199 | -29.4745 | -31.4708 | -35.9371 | -35.7865 | -31.9043 | -36.4512 | -25.3371 | -23.9169 | -25.8951 | -25.6007 | -24.3359 | -23.9923 | -25.0953 | -23.6484 | -22.4122 | -21.3848 | -20.4709 | -19.6354 | -18.8585 | -18.1301 | -17.4296 | -16.7709 | -16.1516 | -15.5846 | -15.0604 | -14.5786 | -14.1289 | -13.7022 | -13.3038 | -12.9296 | -12.5658 | -12.2293 | -11.9069 | -11.6071 | -11.3193 | -11.055 | -10.7791 | -10.5179 | -10.2684 | -10.0248 | -9.7879 | -9.5567 | -9.3307 | -9.1092 | -8.8915 | -8.6769 | -8.4093
Northwest | Large Office | Average | April | Air Conditioning | LDCEU/TDEF | Electric Load with Losses, Incl. Cogeneration | MW | -0.0951 | 0.1072 | 0.2866 | 0.5433 | 0.7954 | 1.2075 | 1.0246 | 1.2407 | 1.3914 | 1.6704 | 2.122 | 1.9701 | 1.7785 | 1.7735 | 1.9019 | 2.0647 | 1.9346 | 2.016 | 2.1976 | 0.9773 | -0.3272 | -1.7086 | -3.0382 | -4.2063 | -5.1619 | -7.0759 | -8.968 | -10.5784 | -12.0829 | -13.4553 | -16.2502 | -18.6949 | -20.9074 | -22.9099 | -24.8026 | -26.5635 | -28.2098 | -29.7447 | -31.1128 | -32.388 | -33.5609 | -34.595 | -35.5791 | -36.4559 | -37.3136 | -38.0887 | -38.8493 | -39.4481 | -40.0225 | -40.5636 | -41.0673 | -41.5325 | -41.9618 | -42.3748 | -42.757 | -43.1118 | -43.4572 | -43.3634
Northwest | Large Office | Average | April | Other Non-Substitutables | LDCEU/TDEF | Electric Load with Losses, Incl. Cogeneration | MW | 0 | 0 | 0 | 0 | 0 | 0 | 0 | 0 | 0 | 0 | 0 | 0 | -1.8757 | -3.7071 | -5.6027 | -7.6183 | -7.9141 | -8.8565 | -10.866 | -11.2294 | -12.634 | -13.5428 | -14.3188 | -15.373 | -15.892 | -16.3574 | -16.7945 | -17.0559 | -17.2612 | -17.3969 | -17.4634 | -17.4387 | -17.3638 | -17.2488 | -17.1299 | -16.9953 | -16.8554 | -16.7004 | -16.5167 | -16.3257 | -16.1248 | -15.8938 | -15.6672 | -15.4235 | -15.1843 | -14.9332 | -14.6921 | -14.4042 | -14.1182 | -13.8301 | -13.5321 | -13.2276 | -12.916 | -12.5981 | -12.274 | -11.9436 | -11.6067 | -11.1757
Northwest | Large Office | Average | May | Space Heating | LDCEU/TDEF | Electric Load with Losses, Incl. Cogeneration | MW | -0.2811 | -0.2343 | -0.2125 | -0.2441 | -0.1525 | -0.1696 | -0.1757 | -0.1319 | -0.1072 | -0.1055 | -0.0815 | -0.0749 | -0.0865 | -0.0986 | -0.1182 | -0.1401 | -0.1395 | -0.1338 | -0.1549 | -0.1451 | -0.1575 | -0.168 | -0.1685 | -0.1769 | -0.1656 | -0.1573 | -0.1329 | -0.1133 | -0.0931 | -0.0716 | -0.0524 | -0.0362 | -0.0212 | -0.0075 | 0.0059 | 0.021 | 0.0349 | 0.0476 | 0.0613 | 0.0731 | 0.0827 | 0.0931 | 0.1019 | 0.1091 | 0.1174 | 0.1237 | 0.1284 | 0.1337 | 0.1376 | 0.1401 | 0.1441 | 0.1469 | 0.1486 | 0.1516 | 0.1529 | 0.1526 | 0.1534 | 0.1525
Northwest | Large Office | Average | May | Water Heating | LDCEU/TDEF | Electric Load with Losses, Incl. Cogeneration | MW | 0 | 0 | 0 | 0 | 0 | 0 | 0 | 0 | 0 | 0 | 0 | 0 | 0 | 0 | 0 | 0 | 0 | 0 | 0 | 0 | 0 | 0 | -0.1048 | -0.1651 | -0.1384 | -0.0842 | -0.0101 | 0.0528 | 0.1247 | 0.2008 | 0.2776 | 0.349 | 0.4212 | 0.4943 | 0.5744 | 0.6591 | 0.7485 | 0.8395 | 0.9298 | 1.0216 | 1.1141 | 1.2024 | 1.294 | 1.3837 | 1.4761 | 1.5668 | 1.6614 | 1.7449 | 1.8294 | 1.9142 | 1.9964 | 2.0773 | 2.1565 | 2.234 | 2.3099 | 2.3844 | 2.4568 | 2.4958
Northwest | Large Office | Average | May | Other Substitutables | LDCEU/TDEF | Electric Load with Losses, Incl. Cogeneration | MW | 0 | 0 | 0 | 0 | 0 | 0 | 0 | 0 | 0 | 0 | 0 | 0 | 0 | -0.0004 | -0.0018 | -0.0048 | -0.0042 | -0.0058 | -0.0083 | -0.0135 | -0.0164 | -0.022 | -0.0284 | -0.0308 | -0.0231 | -0.0138 | -0.0033 | 0.0057 | 0.0149 | 0.024 | 0.0329 | 0.0408 | 0.0485 | 0.0561 | 0.0638 | 0.0717 | 0.0796 | 0.0876 | 0.0951 | 0.1025 | 0.1098 | 0.1166 | 0.1234 | 0.13 | 0.1366 | 0.1427 | 0.1492 | 0.1546 | 0.1598 | 0.1651 | 0.1699 | 0.1746 | 0.179 | 0.1832 | 0.1872 | 0.191 | 0.1945 | 0.1959
Northwest | Large Office | Average | May | Refrigeration | LDCEU/TDEF | Electric Load with Losses, Incl. Cogeneration | MW | 0 | 0 | 0 | 0 | 0 | 0 | 0 | 0 | 0 | 0 | 0 | 0 | -0.0002 | -0.0003 | -0.0005 | -0.0007 | -0.0008 | -0.0038 | -0.0076 | -0.0112 | -0.0166 | -0.0219 | -0.0285 | -0.0351 | -0.0385 | -0.0417 | -0.0449 | -0.0478 | -0.0507 | -0.0533 | -0.0559 | -0.0579 | -0.0598 | -0.0617 | -0.0637 | -0.0655 | -0.0671 | -0.0691 | -0.0703 | -0.0718 | -0.0733 | -0.0746 | -0.076 | -0.0771 | -0.0783 | -0.0794 | -0.0804 | -0.0813 | -0.0823 | -0.0832 | -0.0841 | -0.085 | -0.086 | -0.0869 | -0.0877 | -0.0887 | -0.0896 | -0.0898
Northwest | Large Office | Average | May | Lighting | LDCEU/TDEF | Electric Load with Losses, Incl. Cogeneration | MW | 0 | -0.4646 | -1.4243 | -2.3742 | -3.1475 | -3.8065 | -5.3232 | -6.3666 | -13.6371 | -20.9313 | -25.56 | -27.989 | -29.8847 | -34.1683 | -33.9961 | -30.2367 | -34.6789 | -24.014 | -22.6597 | -24.561 | -24.2675 | -23.0496 | -22.7156 | -23.7708 | -22.3881 | -21.2047 | -20.2185 | -19.3402 | -18.5369 | -17.7904 | -17.0909 | -16.4195 | -15.7885 | -15.1958 | -14.6527 | -14.1512 | -13.6909 | -13.2605 | -12.8539 | -12.474 | -12.1174 | -11.771 | -11.4509 | -11.1451 | -10.8606 | -10.5881 | -10.3381 | -10.0777 | -9.831 | -9.5961 | -9.3666 | -9.144 | -8.9267 | -8.7145 | -8.5068 | -8.3027 | -8.1017 | -7.8512
Northwest | Large Office | Average | May | Air Conditioning | LDCEU/TDEF | Electric Load with Losses, Incl. Cogeneration | MW | -0.2115 | 0.2218 | 0.6082 | 1.1093 | 1.765 | 2.4815 | 2.0947 | 2.541 | 2.9589 | 3.412 | 4.3755 | 4.1427 | 3.7622 | 3.7282 | 3.9211 | 4.2702 | 4.0036 | 4.1629 | 4.5134 | 2.0218 | -0.6347 | -3.4903 | -6.2081 | -8.6976 | -10.5648 | -14.4939 | -18.3779 | -21.6791 | -24.76 | -27.5717 | -33.2877 | -38.2953 | -42.8233 | -46.9189 | -50.7803 | -54.3829 | -57.7568 | -60.8799 | -63.6923 | -66.3007 | -68.6974 | -70.8082 | -72.8197 | -74.6184 | -76.374 | -77.962 | -79.5293 | -80.7563 | -81.9315 | -83.0423 | -84.0746 | -85.0287 | -85.9074 | -86.753 | -87.535 | -88.2597 | -88.9653 | -88.7714
Northwest | Large Office | Average | May | Other Non-Substitutables | LDCEU/TDEF | Electric Load with Losses, Incl. Cogeneration | MW | 0 | 0 | 0 | 0 | 0 | 0 | 0 | 0 | 0 | 0 | 0 | 0 | -1.7276 | -3.4152 | -5.1689 | -7.0333 | -7.2982 | -8.1567 | -10.0097 | -10.3158 | -11.5673 | -12.3809 | -13.0653 | -13.9955 | -14.4666 | -14.8911 | -15.2907 | -15.5292 | -15.7164 | -15.8403 | -15.9008 | -15.8794 | -15.8119 | -15.7078 | -15.5994 | -15.4779 | -15.3523 | -15.2112 | -15.0469 | -14.8747 | -14.6932 | -14.4839 | -14.279 | -14.0595 | -13.8437 | -13.6172 | -13.4006 | -13.1408 | -12.8822 | -12.6223 | -12.353 | -12.0778 | -11.796 | -11.5083 | -11.2151 | -10.9159 | -10.6109 | -10.2189
Northwest | Large Office | Average | June | Space Heating | LDCEU/TDEF | Electric Load with Losses, Incl. Cogeneration | MW | -0.1746 | -0.1392 | -0.1157 | -0.1149 | -0.0965 | -0.0786 | -0.0881 | -0.0599 | -0.066 | -0.0468 | -0.0347 | -0.0362 | -0.052 | -0.0463 | -0.0606 | -0.0747 | -0.0679 | -0.0677 | -0.0769 | -0.076 | -0.0777 | -0.0872 | -0.0772 | -0.0876 | -0.0826 | -0.0785 | -0.0664 | -0.0566 | -0.0466 | -0.0361 | -0.0266 | -0.0187 | -0.0112 | -0.0044 | 0.0021 | 0.0096 | 0.0165 | 0.0227 | 0.0294 | 0.0353 | 0.0401 | 0.0451 | 0.0496 | 0.053 | 0.0572 | 0.0603 | 0.0626 | 0.0652 | 0.0671 | 0.0683 | 0.0703 | 0.0717 | 0.0725 | 0.074 | 0.0746 | 0.0745 | 0.0748 | 0.0744
Northwest | Large Office | Average | June | Water Heating | LDCEU/TDEF | Electric Load with Losses, Incl. Cogeneration | MW | 0 | 0 | 0 | 0 | 0 | 0 | 0 | 0 | 0 | 0 | 0 | 0 | 0 | 0 | 0 | 0 | 0 | 0 | 0 | 0 | 0 | 0 | -0.0511 | -0.1112 | -0.0916 | -0.0557 | -0.0065 | 0.0353 | 0.083 | 0.1334 | 0.1845 | 0.2318 | 0.2798 | 0.3283 | 0.3813 | 0.4376 | 0.497 | 0.5574 | 0.6176 | 0.6786 | 0.74 | 0.7987 | 0.8595 | 0.9193 | 0.9807 | 1.0411 | 1.1041 | 1.1599 | 1.2162 | 1.2726 | 1.3275 | 1.3815 | 1.4343 | 1.4859 | 1.5366 | 1.5863 | 1.6346 | 1.6605
Northwest | Large Office | Average | June | Other Substitutables | LDCEU/TDEF | Electric Load with Losses, Incl. Cogeneration | MW | 0 | 0 | 0 | 0 | 0 | 0 | 0 | 0 | 0 | 0 | 0 | 0 | 0 | -0.0003 | -0.0017 | -0.0048 | -0.0041 | -0.0057 | -0.0083 | -0.0131 | -0.0159 | -0.0212 | -0.0274 | -0.0297 | -0.0221 | -0.013 | -0.0026 | 0.0062 | 0.0153 | 0.0242 | 0.0329 | 0.0408 | 0.0484 | 0.0557 | 0.0633 | 0.071 | 0.0789 | 0.0866 | 0.094 | 0.1014 | 0.1085 | 0.1152 | 0.1219 | 0.1284 | 0.1348 | 0.1409 | 0.1472 | 0.1525 | 0.1578 | 0.1628 | 0.1677 | 0.1722 | 0.1766 | 0.1807 | 0.1846 | 0.1883 | 0.1918 | 0.1932
Northwest | Large Office | Average | June | Refrigeration | LDCEU/TDEF | Electric Load with Losses, Incl. Cogeneration | MW | 0 | 0 | 0 | 0 | 0 | 0 | 0 | 0 | 0 | 0 | 0 | 0 | -0.0001 | -0.0003 | -0.0004 | -0.0005 | -0.0007 | -0.0033 | -0.0067 | -0.0096 | -0.0143 | -0.0189 | -0.0246 | -0.0302 | -0.0333 | -0.036 | -0.0389 | -0.0413 | -0.0438 | -0.0461 | -0.0483 | -0.0501 | -0.0517 | -0.0533 | -0.0551 | -0.0565 | -0.058 | -0.0597 | -0.0608 | -0.0621 | -0.0634 | -0.0645 | -0.0657 | -0.0666 | -0.0677 | -0.0686 | -0.0695 | -0.0703 | -0.0712 | -0.0719 | -0.0727 | -0.0735 | -0.0742 | -0.075 | -0.0758 | -0.0767 | -0.0775 | -0.0776
Northwest | Large Office | Average | June | Lighting | LDCEU/TDEF | Electric Load with Losses, Incl. Cogeneration | MW | 0 | -0.4594 | -1.4054 | -2.3419 | -3.1039 | -3.7534 | -5.249 | -6.2779 | -13.4531 | -20.6513 | -25.22 | -27.6173 | -29.4875 | -33.7211 | -33.5458 | -29.8234 | -34.2277 | -23.6852 | -22.347 | -24.2259 | -23.9321 | -22.7257 | -22.3912 | -23.4299 | -22.0614 | -20.8895 | -19.9115 | -19.04 | -18.2428 | -17.5022 | -16.8082 | -16.1428 | -15.5177 | -14.9306 | -14.3924 | -13.896 | -13.4402 | -13.0139 | -12.6121 | -12.2363 | -11.8838 | -11.5416 | -11.2254 | -10.9237 | -10.6431 | -10.3744 | -10.1282 | -9.8719 | -9.6291 | -9.3979 | -9.1724 | -8.9536 | -8.7403 | -8.532 | -8.3281 | -8.1279 | -7.9309 | -7.6853
Northwest | Large Office | Average | June | Air Conditioning | LDCEU/TDEF | Electric Load with Losses, Incl. Cogeneration | MW | -0.3112 | 0.324 | 0.9204 | 1.7234 | 2.5177 | 3.8401 | 3.2237 | 4.1984 | 4.3214 | 5.456 | 7.085 | 6.4756 | 5.5492 | 5.8999 | 6.0703 | 6.477 | 6.327 | 6.397 | 6.8529 | 3.0471 | -0.9641 | -5.1312 | -10.5916 | -13.4745 | -16.5038 | -22.6564 | -28.7229 | -33.874 | -38.6728 | -43.0578 | -51.9497 | -59.7524 | -66.7999 | -73.1692 | -79.1624 | -84.7594 | -90.0111 | -94.8307 | -99.2057 | -103.246 | -106.9579 | -110.2279 | -113.3425 | -116.1249 | -118.8391 | -121.2888 | -123.7187 | -125.597 | -127.4022 | -129.1065 | -130.687 | -132.1454 | -133.4833 | -134.7688 | -135.9541 | -137.0494 | -138.1141 | -137.8117
Northwest | Large Office | Average | June | Other Non-Substitutables | LDCEU/TDEF | Electric Load with Losses, Incl. Cogeneration | MW | 0 | 0 | 0 | 0 | 0 | 0 | 0 | 0 | 0 | 0 | 0 | 0 | -1.7071 | -3.3744 | -5.1099 | -6.9563 | -7.2145 | -8.0607 | -9.8904 | -10.1815 | -11.4005 | -12.1943 | -12.8573 | -13.7606 | -14.2233 | -14.6413 | -15.0349 | -15.2698 | -15.454 | -15.5761 | -15.6356 | -15.6149 | -15.549 | -15.4469 | -15.34 | -15.2211 | -15.0983 | -14.9595 | -14.7992 | -14.6306 | -14.4527 | -14.2473 | -14.0466 | -13.8317 | -13.6203 | -13.3987 | -13.187 | -12.9325 | -12.6791 | -12.4246 | -12.1607 | -11.891 | -11.6148 | -11.3329 | -11.0453 | -10.7519 | -10.4528 | -10.0676
Northwest | Large Office | Average | July | Space Heating | LDCEU/TDEF | Electric Load with Losses, Incl. Cogeneration | MW | -0.0927 | -0.0396 | -0.0363 | -0.0328 | -0.0342 | -0.0226 | -0.0337 | -0.0266 | -0.0242 | -0.0163 | -0.0124 | -0.0124 | -0.0154 | -0.0172 | -0.0214 | -0.0283 | -0.0254 | -0.0265 | -0.0317 | -0.029 | -0.0301 | -0.0318 | -0.0317 | -0.0372 | -0.0334 | -0.0318 | -0.0273 | -0.0237 | -0.0199 | -0.0158 | -0.0122 | -0.0093 | -0.0064 | -0.0038 | -0.0012 | 0.0016 | 0.0043 | 0.0067 | 0.0093 | 0.0115 | 0.0134 | 0.0153 | 0.017 | 0.0184 | 0.0201 | 0.0213 | 0.0223 | 0.0234 | 0.0242 | 0.0247 | 0.0255 | 0.0262 | 0.0265 | 0.0272 | 0.0274 | 0.0275 | 0.0277 | 0.0276
Northwest | Large Office | Average | July | Water Heating | LDCEU/TDEF | Electric Load with Losses, Incl. Cogeneration | MW | 0 | 0 | 0 | 0 | 0 | 0 | 0 | 0 | 0 | 0 | 0 | 0 | 0 | 0 | 0 | 0 | 0 | 0 | 0 | 0 | 0 | 0 | -0.0388 | -0.0797 | -0.0569 | -0.034 | -0.0024 | 0.0244 | 0.0551 | 0.0876 | 0.1205 | 0.1509 | 0.1817 | 0.213 | 0.2471 | 0.2832 | 0.3214 | 0.3603 | 0.3989 | 0.4382 | 0.4776 | 0.5152 | 0.5542 | 0.5925 | 0.6319 | 0.6707 | 0.7111 | 0.747 | 0.7832 | 0.8194 | 0.8547 | 0.8894 | 0.9233 | 0.9565 | 0.9892 | 1.0211 | 1.0523 | 1.0687
Northwest | Large Office | Average | July | Other Substitutables | LDCEU/TDEF | Electric Load with Losses, Incl. Cogeneration | MW | 0 | 0 | 0 | 0 | 0 | 0 | 0 | 0 | 0 | 0 | 0 | 0 | 0 | -0.0004 | -0.0015 | -0.0045 | -0.0038 | -0.0055 | -0.0077 | -0.012 | -0.0144 | -0.0192 | -0.0246 | -0.0267 | -0.0196 | -0.0112 | -0.0015 | 0.0068 | 0.0153 | 0.0236 | 0.0318 | 0.0391 | 0.0462 | 0.0531 | 0.0603 | 0.0674 | 0.0748 | 0.0821 | 0.089 | 0.0958 | 0.1026 | 0.1088 | 0.115 | 0.1211 | 0.127 | 0.1327 | 0.1386 | 0.1435 | 0.1484 | 0.1532 | 0.1577 | 0.162 | 0.166 | 0.1699 | 0.1735 | 0.177 | 0.1803 | 0.1815
Northwest | Large Office | Average | July | Refrigeration | LDCEU/TDEF | Electric Load with Losses, Incl. Cogeneration | MW | 0 | 0 | 0 | 0 | 0 | 0 | 0 | 0 | 0 | 0 | 0 | 0 | -0.0001 | -0.0002 | -0.0004 | -0.0006 | -0.0006 | -0.0031 | -0.0062 | -0.0091 | -0.0135 | -0.0178 | -0.0232 | -0.0285 | -0.0313 | -0.0339 | -0.0366 | -0.0388 | -0.0411 | -0.0433 | -0.0454 | -0.0471 | -0.0486 | -0.0501 | -0.0518 | -0.0532 | -0.0545 | -0.0562 | -0.0572 | -0.0584 | -0.0595 | -0.0607 | -0.0617 | -0.0627 | -0.0636 | -0.0646 | -0.0653 | -0.0661 | -0.0669 | -0.0676 | -0.0684 | -0.0691 | -0.0698 | -0.0706 | -0.0713 | -0.0721 | -0.0728 | -0.073
Northwest | Large Office | Average | July | Lighting | LDCEU/TDEF | Electric Load with Losses, Incl. Cogeneration | MW | 0 | -0.4334 | -1.2846 | -2.1265 | -2.8076 | -3.389 | -4.7418 | -5.6709 | -12.2428 | -18.8326 | -23.0305 | -25.2286 | -26.9409 | -30.9224 | -30.6898 | -27.1035 | -31.4509 | -21.5354 | -20.3077 | -22.0937 | -21.8064 | -20.6772 | -20.374 | -21.3727 | -20.1253 | -19.0568 | -18.1663 | -17.373 | -16.6478 | -15.9737 | -15.3426 | -14.7372 | -14.1684 | -13.6341 | -13.1447 | -12.6931 | -12.2785 | -11.8912 | -11.5257 | -11.1841 | -10.8634 | -10.5517 | -10.2639 | -9.9895 | -9.7338 | -9.4894 | -9.2651 | -9.0319 | -8.8107 | -8.6002 | -8.3946 | -8.1951 | -8.0006 | -7.8105 | -7.6245 | -7.4419 | -7.2619 | -7.0368
Northwest | Large Office | Average | July | Air Conditioning | LDCEU/TDEF | Electric Load with Losses, Incl. Cogeneration | MW | -0.447 | 0.5549 | 1.5218 | 3.0125 | 3.9243 | 6.3078 | 5.0408 | 6.1306 | 6.7609 | 8.6739 | 10.87 | 10.1828 | 9.1751 | 9.1055 | 10.3113 | 10.7954 | 10.2804 | 10.5664 | 10.4666 | 4.8563 | -1.5657 | -8.5608 | -15.1837 | -19.8443 | -26.3598 | -36.2033 | -45.8712 | -54.0753 | -61.7016 | -68.6807 | -82.7963 | -95.2021 | -106.3932 | -116.4986 | -125.9925 | -134.8572 | -143.1904 | -150.7692 | -157.6912 | -164.0607 | -169.9147 | -175.0762 | -179.986 | -184.3542 | -188.6178 | -192.4501 | -196.2677 | -199.1698 | -201.977 | -204.6164 | -207.0578 | -209.3039 | -211.3538 | -213.318 | -215.1218 | -216.7813 | -218.3903 | -217.9114
Northwest | Large Office | Average | July | Other Non-Substitutables | LDCEU/TDEF | Electric Load with Losses, Incl. Cogeneration | MW | 0 | 0 | 0 | 0 | 0 | 0 | 0 | 0 | 0 | 0 | 0 | 0 | -1.6044 | -3.1727 | -4.8093 | -6.5525 | -6.7937 | -7.5758 | -9.3138 | -9.5608 | -10.697 | -11.4323 | -12.0499 | -12.882 | -13.3138 | -13.7029 | -14.0708 | -14.2903 | -14.4631 | -14.5772 | -14.6336 | -14.6147 | -14.5534 | -14.4584 | -14.3591 | -14.2486 | -14.1341 | -14.0056 | -13.8562 | -13.6993 | -13.5333 | -13.3412 | -13.1537 | -12.9531 | -12.7555 | -12.5485 | -12.3503 | -12.1128 | -11.8758 | -11.6378 | -11.3909 | -11.1384 | -10.8799 | -10.6159 | -10.3466 | -10.0717 | -9.7912 | -9.4293
Northwest | Large Office | Average | August | Space Heating | LDCEU/TDEF | Electric Load with Losses, Incl. Cogeneration | MW | -0.063 | -0.046 | -0.0505 | -0.0374 | -0.028 | -0.0252 | -0.0272 | -0.0263 | -0.0205 | -0.0192 | -0.0136 | -0.0124 | -0.0154 | -0.0201 | -0.0241 | -0.0282 | -0.0277 | -0.0266 | -0.0293 | -0.0272 | -0.0307 | -0.0323 | -0.0325 | -0.0346 | -0.0332 | -0.0317 | -0.0273 | -0.0236 | -0.0199 | -0.016 | -0.0125 | -0.0094 | -0.0067 | -0.0041 | -0.0016 | 0.0012 | 0.0038 | 0.0062 | 0.0087 | 0.011 | 0.0129 | 0.0148 | 0.0165 | 0.0179 | 0.0195 | 0.0208 | 0.0217 | 0.0227 | 0.0235 | 0.0241 | 0.0249 | 0.0255 | 0.0259 | 0.0265 | 0.0269 | 0.0269 | 0.0271 | 0.027
Northwest | Large Office | Average | August | Water Heating | LDCEU/TDEF | Electric Load with Losses, Incl. Cogeneration | MW | 0 | 0 | 0 | 0 | 0 | 0 | 0 | 0 | 0 | 0 | 0 | 0 | 0 | 0 | 0 | 0 | 0 | 0 | 0 | 0 | 0 | 0 | -0.0425 | -0.0679 | -0.0563 | -0.0336 | -0.0024 | 0.0242 | 0.0545 | 0.0865 | 0.119 | 0.1491 | 0.1796 | 0.2104 | 0.244 | 0.2797 | 0.3174 | 0.3558 | 0.3939 | 0.4326 | 0.4714 | 0.5086 | 0.547 | 0.5849 | 0.6238 | 0.662 | 0.7018 | 0.7371 | 0.7727 | 0.8085 | 0.8432 | 0.8774 | 0.9108 | 0.9436 | 0.9757 | 1.0072 | 1.0378 | 1.0541
Northwest | Large Office | Average | August | Other Substitutables | LDCEU/TDEF | Electric Load with Losses, Incl. Cogeneration | MW | 0 | 0 | 0 | 0 | 0 | 0 | 0 | 0 | 0 | 0 | 0 | 0 | 0 | -0.0003 | -0.0016 | -0.0044 | -0.0039 | -0.0055 | -0.0078 | -0.012 | -0.0146 | -0.0194 | -0.0249 | -0.027 | -0.0199 | -0.0113 | -0.0016 | 0.0066 | 0.0152 | 0.0237 | 0.0318 | 0.0392 | 0.0463 | 0.0532 | 0.0604 | 0.0677 | 0.075 | 0.0823 | 0.0893 | 0.0962 | 0.1029 | 0.1091 | 0.1155 | 0.1215 | 0.1275 | 0.1333 | 0.1391 | 0.1441 | 0.1491 | 0.1539 | 0.1584 | 0.1626 | 0.1667 | 0.1707 | 0.1743 | 0.1778 | 0.1811 | 0.1822
Northwest | Large Office | Average | August | Refrigeration | LDCEU/TDEF | Electric Load with Losses, Incl. Cogeneration | MW | 0 | 0 | 0 | 0 | 0 | 0 | 0 | 0 | 0 | 0 | 0 | 0 | -0.0001 | -0.0002 | -0.0004 | -0.0005 | -0.0007 | -0.0032 | -0.0064 | -0.0092 | -0.0137 | -0.0181 | -0.0235 | -0.0291 | -0.0319 | -0.0345 | -0.0372 | -0.0396 | -0.042 | -0.0442 | -0.0462 | -0.0479 | -0.0496 | -0.0511 | -0.0528 | -0.0542 | -0.0556 | -0.0572 | -0.0582 | -0.0595 | -0.0607 | -0.0619 | -0.0629 | -0.0638 | -0.0648 | -0.0657 | -0.0666 | -0.0674 | -0.0682 | -0.0689 | -0.0697 | -0.0704 | -0.0712 | -0.0719 | -0.0727 | -0.0735 | -0.0742 | -0.0743
Northwest | Large Office | Average | August | Lighting | LDCEU/TDEF | Electric Load with Losses, Incl. Cogeneration | MW | 0 | -0.4444 | -1.3208 | -2.1878 | -2.8895 | -3.4885 | -4.8807 | -5.837 | -12.5931 | -19.3678 | -23.6819 | -25.9414 | -27.7018 | -31.7852 | -31.553 | -27.8825 | -32.3228 | -22.1535 | -20.8917 | -22.722 | -22.4287 | -21.2703 | -20.9586 | -21.9813 | -20.6988 | -19.6004 | -18.685 | -17.8695 | -17.124 | -16.431 | -15.7821 | -15.1597 | -14.5749 | -14.0257 | -13.5224 | -13.058 | -12.6317 | -12.2335 | -11.8575 | -11.5062 | -11.1763 | -10.8559 | -10.5599 | -10.2775 | -10.0147 | -9.7632 | -9.5325 | -9.2925 | -9.0649 | -8.8484 | -8.6369 | -8.4317 | -8.2314 | -8.036 | -7.8447 | -7.6566 | -7.4715 | -7.24
Northwest | Large Office | Average | August | Air Conditioning | LDCEU/TDEF | Electric Load with Losses, Incl. Cogeneration | MW | -0.4956 | 0.529 | 1.3951 | 2.864 | 4.3109 | 6.1773 | 5.519 | 6.3023 | 7.3059 | 8.3217 | 10.6674 | 10.3659 | 9.3994 | 8.7021 | 9.542 | 10.9425 | 9.6851 | 10.6177 | 11.9441 | 5.3442 | -1.5477 | -8.5925 | -14.974 | -22.8075 | -26.8262 | -36.842 | -46.6809 | -55.0307 | -62.7933 | -69.8968 | -84.2662 | -96.8937 | -108.2859 | -118.5733 | -128.24 | -137.2651 | -145.7476 | -153.4677 | -160.5139 | -167 | -172.9611 | -178.2173 | -183.2172 | -187.6655 | -192.0079 | -195.9111 | -199.7981 | -202.7557 | -205.616 | -208.3054 | -210.7935 | -213.0828 | -215.1729 | -217.1758 | -219.0155 | -220.7084 | -222.35 | -221.8628
Northwest | Large Office | Average | August | Other Non-Substitutables | LDCEU/TDEF | Electric Load with Losses, Incl. Cogeneration | MW | 0 | 0 | 0 | 0 | 0 | 0 | 0 | 0 | 0 | 0 | 0 | 0 | -1.6109 | -3.1855 | -4.828 | -6.5774 | -6.82 | -7.6066 | -9.3503 | -9.6016 | -10.7449 | -11.485 | -12.1069 | -12.9454 | -13.3795 | -13.7707 | -14.1404 | -14.3609 | -14.5344 | -14.6492 | -14.7058 | -14.6868 | -14.6251 | -14.5296 | -14.4298 | -14.3185 | -14.2033 | -14.0742 | -13.9239 | -13.766 | -13.5991 | -13.4061 | -13.2175 | -13.0157 | -12.8171 | -12.6089 | -12.4097 | -12.1708 | -11.9326 | -11.6932 | -11.445 | -11.1913 | -10.9313 | -10.666 | -10.3952 | -10.1189 | -9.837 | -9.4734
Northwest | Large Office | Average | September | Space Heating | LDCEU/TDEF | Electric Load with Losses, Incl. Cogeneration | MW | -0.1533 | -0.1088 | -0.0972 | -0.1294 | -0.0846 | -0.0678 | -0.0773 | -0.0677 | -0.0553 | -0.0485 | -0.036 | -0.0425 | -0.0519 | -0.0507 | -0.0649 | -0.0735 | -0.0705 | -0.0676 | -0.0738 | -0.0723 | -0.0836 | -0.0859 | -0.0916 | -0.0968 | -0.0869 | -0.0827 | -0.0704 | -0.0605 | -0.0502 | -0.0394 | -0.0296 | -0.0214 | -0.0138 | -0.0068 | 0.0001 | 0.0078 | 0.0149 | 0.0213 | 0.0284 | 0.0344 | 0.0394 | 0.0447 | 0.0493 | 0.053 | 0.0573 | 0.0607 | 0.0632 | 0.066 | 0.068 | 0.0695 | 0.0715 | 0.0731 | 0.0741 | 0.0757 | 0.0764 | 0.0765 | 0.0769 | 0.0765
Northwest | Large Office | Average | September | Water Heating | LDCEU/TDEF | Electric Load with Losses, Incl. Cogeneration | MW | 0 | 0 | 0 | 0 | 0 | 0 | 0 | 0 | 0 | 0 | 0 | 0 | 0 | 0 | 0 | 0 | 0 | 0 | 0 | 0 | 0 | 0 | -0.0944 | -0.1461 | -0.0976 | -0.0581 | -0.0037 | 0.0426 | 0.0956 | 0.1515 | 0.2083 | 0.2608 | 0.3138 | 0.3677 | 0.4265 | 0.4888 | 0.5543 | 0.6214 | 0.6875 | 0.7548 | 0.8226 | 0.8872 | 0.9543 | 1.0199 | 1.0874 | 1.1539 | 1.2229 | 1.2842 | 1.346 | 1.408 | 1.4682 | 1.5275 | 1.5854 | 1.6422 | 1.6979 | 1.7523 | 1.8054 | 1.8336
Northwest | Large Office | Average | September | Other Substitutables | LDCEU/TDEF | Electric Load with Losses, Incl. Cogeneration | MW | 0 | 0 | 0 | 0 | 0 | 0 | 0 | 0 | 0 | 0 | 0 | 0 | 0 | -0.0004 | -0.0019 | -0.0051 | -0.0043 | -0.0062 | -0.0088 | -0.014 | -0.0169 | -0.0227 | -0.0291 | -0.0317 | -0.0235 | -0.0138 | -0.0027 | 0.0066 | 0.0164 | 0.026 | 0.0353 | 0.0437 | 0.0518 | 0.0597 | 0.068 | 0.0762 | 0.0846 | 0.0929 | 0.1009 | 0.1087 | 0.1164 | 0.1235 | 0.1307 | 0.1376 | 0.1444 | 0.151 | 0.1577 | 0.1634 | 0.169 | 0.1745 | 0.1796 | 0.1845 | 0.1892 | 0.1936 | 0.1978 | 0.2017 | 0.2055 | 0.2069
Northwest | Large Office | Average | September | Refrigeration | LDCEU/TDEF | Electric Load with Losses, Incl. Cogeneration | MW | 0 | 0 | 0 | 0 | 0 | 0 | 0 | 0 | 0 | 0 | 0 | 0 | -0.0001 | -0.0004 | -0.0005 | -0.0007 | -0.0008 | -0.004 | -0.0081 | -0.0119 | -0.0178 | -0.0233 | -0.0304 | -0.0373 | -0.041 | -0.0444 | -0.0478 | -0.0509 | -0.0539 | -0.0568 | -0.0594 | -0.0617 | -0.0637 | -0.0657 | -0.0679 | -0.0698 | -0.0715 | -0.0736 | -0.0749 | -0.0765 | -0.078 | -0.0795 | -0.0809 | -0.0821 | -0.0834 | -0.0846 | -0.0856 | -0.0866 | -0.0876 | -0.0887 | -0.0896 | -0.0906 | -0.0915 | -0.0925 | -0.0935 | -0.0945 | -0.0955 | -0.0956
Northwest | Large Office | Average | September | Lighting | LDCEU/TDEF | Electric Load with Losses, Incl. Cogeneration | MW | 0 | -0.4889 | -1.4663 | -2.4333 | -3.2175 | -3.8865 | -5.4367 | -6.5021 | -13.9976 | -21.515 | -26.297 | -28.803 | -30.757 | -35.2536 | -35.0202 | -31.0069 | -35.8298 | -24.6336 | -23.2358 | -25.2467 | -24.9301 | -23.6554 | -23.3104 | -24.4327 | -23.0122 | -21.7964 | -20.7841 | -19.8828 | -19.0587 | -18.2928 | -17.5754 | -16.8865 | -16.2392 | -15.631 | -15.0739 | -14.5596 | -14.0873 | -13.6463 | -13.2292 | -12.8396 | -12.4737 | -12.1182 | -11.7897 | -11.4759 | -11.1838 | -10.9042 | -10.6475 | -10.3804 | -10.127 | -9.8856 | -9.6499 | -9.4212 | -9.198 | -8.9798 | -8.7662 | -8.5563 | -8.3496 | -8.0912
Northwest | Large Office | Average | September | Air Conditioning | LDCEU/TDEF | Electric Load with Losses, Incl. Cogeneration | MW | -0.346 | 0.3905 | 1.0866 | 1.777 | 2.8262 | 4.3259 | 3.6271 | 4.2407 | 4.9193 | 5.751 | 7.4578 | 6.533 | 5.8875 | 6.0829 | 6.2957 | 7.2719 | 6.7893 | 7.1003 | 8.7883 | 3.5432 | -1.035 | -5.9203 | -9.7373 | -13.6771 | -17.952 | -24.6388 | -31.2274 | -36.8242 | -42.0382 | -46.8027 | -56.4669 | -64.9443 | -72.6023 | -79.5239 | -86.0412 | -92.1209 | -97.8236 | -103.063 | -107.8056 | -112.1908 | -116.2215 | -119.7742 | -123.1558 | -126.1699 | -129.1132 | -131.7666 | -134.3947 | -136.4244 | -138.3788 | -140.2199 | -141.9276 | -143.5021 | -144.9463 | -146.3332 | -147.6116 | -148.7923 | -149.9398 | -149.6127
Northwest | Large Office | Average | September | Other Non-Substitutables | LDCEU/TDEF | Electric Load with Losses, Incl. Cogeneration | MW | 0 | 0 | 0 | 0 | 0 | 0 | 0 | 0 | 0 | 0 | 0 | 0 | -1.8234 | -3.6044 | -5.4585 | -7.4355 | -7.7133 | -8.6118 | -10.5807 | -10.8803 | -12.196 | -13.045 | -13.7632 | -14.7345 | -15.2296 | -15.6749 | -16.0952 | -16.3461 | -16.5435 | -16.674 | -16.7384 | -16.7161 | -16.6456 | -16.5366 | -16.4229 | -16.2957 | -16.1638 | -16.0165 | -15.844 | -15.6634 | -15.4727 | -15.2526 | -15.0372 | -14.8064 | -14.5794 | -14.3413 | -14.1133 | -13.8403 | -13.5682 | -13.2947 | -13.0112 | -12.7214 | -12.4247 | -12.1218 | -11.8129 | -11.4976 | -11.176 | -10.7622
Northwest | Large Office | Average | October | Space Heating | LDCEU/TDEF | Electric Load with Losses, Incl. Cogeneration | MW | -0.4923 | -0.4334 | -0.3786 | -0.3735 | -0.3105 | -0.2618 | -0.2521 | -0.2164 | -0.1917 | -0.166 | -0.1199 | -0.1229 | -0.1463 | -0.1784 | -0.2172 | -0.2602 | -0.2604 | -0.2377 | -0.2731 | -0.2612 | -0.2979 | -0.3076 | -0.3071 | -0.3378 | -0.3106 | -0.2953 | -0.2521 | -0.2171 | -0.1807 | -0.1423 | -0.1076 | -0.0785 | -0.0515 | -0.0264 | -0.0019 | 0.0255 | 0.0509 | 0.0743 | 0.0993 | 0.1209 | 0.139 | 0.158 | 0.1745 | 0.188 | 0.2035 | 0.2156 | 0.2247 | 0.2348 | 0.2426 | 0.248 | 0.2558 | 0.2616 | 0.2654 | 0.2715 | 0.2746 | 0.2748 | 0.2769 | 0.2759
Northwest | Large Office | Average | October | Water Heating | LDCEU/TDEF | Electric Load with Losses, Incl. Cogeneration | MW | 0 | 0 | 0 | 0 | 0 | 0 | 0 | 0 | 0 | 0 | 0 | 0 | 0 | 0 | 0 | 0 | 0 | 0 | 0 | 0 | 0 | 0 | -0.1194 | -0.2394 | -0.1799 | -0.1079 | -0.0096 | 0.0745 | 0.1706 | 0.272 | 0.3748 | 0.4698 | 0.566 | 0.6636 | 0.7707 | 0.8834 | 1.002 | 1.1238 | 1.2432 | 1.3652 | 1.488 | 1.6053 | 1.7268 | 1.8456 | 1.968 | 2.0881 | 2.2128 | 2.3236 | 2.4355 | 2.5475 | 2.6563 | 2.7632 | 2.8679 | 2.9703 | 3.0707 | 3.1691 | 3.2648 | 3.316
Northwest | Large Office | Average | October | Other Substitutables | LDCEU/TDEF | Electric Load with Losses, Incl. Cogeneration | MW | 0 | 0 | 0 | 0 | 0 | 0 | 0 | 0 | 0 | 0 | 0 | 0 | 0 | -0.0005 | -0.0019 | -0.005 | -0.0043 | -0.006 | -0.0086 | -0.0144 | -0.0175 | -0.0236 | -0.0305 | -0.0333 | -0.0251 | -0.0155 | -0.0045 | 0.0048 | 0.0145 | 0.024 | 0.0332 | 0.0415 | 0.0496 | 0.0574 | 0.0656 | 0.0738 | 0.0821 | 0.0904 | 0.0982 | 0.106 | 0.1136 | 0.1207 | 0.1279 | 0.1347 | 0.1415 | 0.148 | 0.1547 | 0.1603 | 0.1659 | 0.1713 | 0.1764 | 0.1813 | 0.186 | 0.1904 | 0.1945 | 0.1984 | 0.2021 | 0.2035
Northwest | Large Office | Average | October | Refrigeration | LDCEU/TDEF | Electric Load with Losses, Incl. Cogeneration | MW | 0 | 0 | 0 | 0 | 0 | 0 | 0 | 0 | 0 | 0 | 0 | 0 | -0.0001 | -0.0004 | -0.0006 | -0.0008 | -0.001 | -0.0048 | -0.0096 | -0.014 | -0.0208 | -0.0274 | -0.0357 | -0.044 | -0.0483 | -0.0523 | -0.0563 | -0.0599 | -0.0635 | -0.0668 | -0.07 | -0.0726 | -0.075 | -0.0774 | -0.0799 | -0.0821 | -0.0842 | -0.0866 | -0.0881 | -0.09 | -0.0918 | -0.0936 | -0.0953 | -0.0966 | -0.0982 | -0.0996 | -0.1008 | -0.1019 | -0.1032 | -0.1043 | -0.1055 | -0.1066 | -0.1078 | -0.1089 | -0.11 | -0.1111 | -0.1124 | -0.1126
Northwest | Large Office | Average | October | Lighting | LDCEU/TDEF | Electric Load with Losses, Incl. Cogeneration | MW | 0 | -0.4712 | -1.451 | -2.4209 | -3.211 | -3.8844 | -5.4316 | -6.4964 | -13.9011 | -21.3303 | -26.0421 | -28.5156 | -30.4475 | -34.795 | -34.632 | -30.8321 | -35.3072 | -24.4874 | -23.1114 | -25.0407 | -24.7499 | -23.5185 | -23.1864 | -24.264 | -22.8623 | -21.6642 | -20.668 | -19.7817 | -18.9715 | -18.2181 | -17.5119 | -16.833 | -16.1947 | -15.5946 | -15.0453 | -14.5374 | -14.0709 | -13.6352 | -13.2223 | -12.8365 | -12.4744 | -12.1223 | -11.7967 | -11.4851 | -11.195 | -10.917 | -10.6615 | -10.3951 | -10.1427 | -9.9018 | -9.6666 | -9.438 | -9.2149 | -8.9969 | -8.7831 | -8.5731 | -8.3661 | -8.1079
Northwest | Large Office | Average | October | Air Conditioning | LDCEU/TDEF | Electric Load with Losses, Incl. Cogeneration | MW | -0.145 | 0.1607 | 0.4326 | 0.8208 | 1.2028 | 1.8279 | 1.5488 | 1.8746 | 2.1032 | 2.5252 | 3.2136 | 2.9819 | 2.6913 | 2.6806 | 2.8748 | 3.1263 | 2.9289 | 3.056 | 3.3256 | 1.4801 | -0.4889 | -2.5708 | -4.5917 | -6.3235 | -7.7592 | -10.6376 | -13.4842 | -15.9065 | -18.1692 | -20.233 | -24.4359 | -28.1128 | -31.4402 | -34.4517 | -37.2965 | -39.9453 | -42.4221 | -44.7292 | -46.7897 | -48.7086 | -50.473 | -52.0278 | -53.5085 | -54.8292 | -56.1205 | -57.2879 | -58.4348 | -59.3379 | -60.2033 | -61.0195 | -61.7793 | -62.4812 | -63.1289 | -63.7523 | -64.3294 | -64.8648 | -65.3864 | -65.245
Northwest | Large Office | Average | October | Other Non-Substitutables | LDCEU/TDEF | Electric Load with Losses, Incl. Cogeneration | MW | 0 | 0 | 0 | 0 | 0 | 0 | 0 | 0 | 0 | 0 | 0 | 0 | -1.7881 | -3.5353 | -5.3456 | -7.2682 | -7.5486 | -8.4417 | -10.361 | -10.6989 | -12.0257 | -12.886 | -13.6181 | -14.6098 | -15.1026 | -15.5447 | -15.9603 | -16.2087 | -16.4039 | -16.5328 | -16.5961 | -16.5728 | -16.5019 | -16.3928 | -16.2799 | -16.1522 | -16.0197 | -15.8727 | -15.6988 | -15.5178 | -15.3273 | -15.108 | -14.8931 | -14.662 | -14.4352 | -14.1971 | -13.9687 | -13.6957 | -13.4243 | -13.1512 | -12.8685 | -12.5795 | -12.2839 | -11.9822 | -11.6746 | -11.361 | -11.0412 | -10.6316
Northwest | Large Office | Average | November | Space Heating | LDCEU/TDEF | Electric Load with Losses, Incl. Cogeneration | MW | -1.073 | -0.8338 | -0.6347 | -0.6762 | -0.5301 | -0.4602 | -0.4439 | -0.4193 | -0.3404 | -0.2899 | -0.2492 | -0.2367 | -0.2868 | -0.3223 | -0.4021 | -0.4823 | -0.4842 | -0.4543 | -0.5253 | -0.4949 | -0.5613 | -0.606 | -0.6133 | -0.6353 | -0.5955 | -0.5662 | -0.4836 | -0.4164 | -0.3468 | -0.2735 | -0.2068 | -0.1512 | -0.0992 | -0.0513 | -0.0042 | 0.0485 | 0.0973 | 0.1423 | 0.19 | 0.2318 | 0.2664 | 0.303 | 0.3349 | 0.3609 | 0.3909 | 0.4143 | 0.4318 | 0.4513 | 0.4665 | 0.477 | 0.4922 | 0.5035 | 0.511 | 0.5228 | 0.529 | 0.5297 | 0.534 | 0.5322
Northwest | Large Office | Average | November | Water Heating | LDCEU/TDEF | Electric Load with Losses, Incl. Cogeneration | MW | 0 | 0 | 0 | 0 | 0 | 0 | 0 | 0 | 0 | 0 | 0 | 0 | 0 | 0 | 0 | 0 | 0 | 0 | 0 | 0 | 0 | 0 | -0.2573 | -0.3113 | -0.2811 | -0.169 | -0.0159 | 0.1149 | 0.2645 | 0.4224 | 0.5825 | 0.7302 | 0.8799 | 1.0318 | 1.1988 | 1.3741 | 1.5584 | 1.7482 | 1.9333 | 2.1229 | 2.3139 | 2.4964 | 2.6854 | 2.8698 | 3.0598 | 3.2464 | 3.4398 | 3.6115 | 3.785 | 3.9587 | 4.1273 | 4.2932 | 4.4555 | 4.614 | 4.7696 | 4.9221 | 5.0703 | 5.1498
Northwest | Large Office | Average | November | Other Substitutables | LDCEU/TDEF | Electric Load with Losses, Incl. Cogeneration | MW | 0 | 0 | 0 | 0 | 0 | 0 | 0 | 0 | 0 | 0 | 0 | 0 | 0 | -0.0006 | -0.0022 | -0.0054 | -0.0046 | -0.0064 | -0.0092 | -0.0156 | -0.019 | -0.0257 | -0.0332 | -0.0362 | -0.0274 | -0.0171 | -0.0053 | 0.0048 | 0.0153 | 0.0255 | 0.0354 | 0.0443 | 0.053 | 0.0615 | 0.0704 | 0.0792 | 0.0882 | 0.0971 | 0.1055 | 0.1139 | 0.1222 | 0.1299 | 0.1375 | 0.1449 | 0.1523 | 0.1593 | 0.1665 | 0.1725 | 0.1785 | 0.1844 | 0.1899 | 0.1952 | 0.2001 | 0.2049 | 0.2093 | 0.2136 | 0.2176 | 0.2192
Northwest | Large Office | Average | November | Refrigeration | LDCEU/TDEF | Electric Load with Losses, Incl. Cogeneration | MW | 0 | 0 | 0 | 0 | 0 | 0 | 0 | 0 | 0 | 0 | 0 | 0 | -0.0002 | -0.0004 | -0.0007 | -0.0009 | -0.0011 | -0.0056 | -0.0111 | -0.0161 | -0.024 | -0.0317 | -0.0412 | -0.0507 | -0.0557 | -0.0603 | -0.0651 | -0.0692 | -0.0733 | -0.0771 | -0.0808 | -0.0838 | -0.0866 | -0.0893 | -0.0922 | -0.0947 | -0.0971 | -0.1 | -0.1017 | -0.1039 | -0.106 | -0.108 | -0.1099 | -0.1115 | -0.1132 | -0.1149 | -0.1163 | -0.1176 | -0.1191 | -0.1204 | -0.1217 | -0.123 | -0.1243 | -0.1256 | -0.1269 | -0.1283 | -0.1297 | -0.1298
Northwest | Large Office | Average | November | Lighting | LDCEU/TDEF | Electric Load with Losses, Incl. Cogeneration | MW | 0 | -0.4859 | -1.4945 | -2.4928 | -3.306 | -3.9989 | -5.592 | -6.6882 | -14.3151 | -21.9673 | -26.8212 | -29.3691 | -31.3595 | -35.8425 | -35.6719 | -31.7509 | -36.374 | -25.2187 | -23.8025 | -25.794 | -25.496 | -24.229 | -23.8915 | -25.0086 | -23.5684 | -22.3381 | -21.3162 | -20.4076 | -19.5769 | -18.8045 | -18.0804 | -17.3837 | -16.7285 | -16.1125 | -15.5487 | -15.0272 | -14.548 | -14.1007 | -13.6762 | -13.2797 | -12.9074 | -12.5452 | -12.2103 | -11.8892 | -11.5906 | -11.3041 | -11.0407 | -10.7659 | -10.5054 | -10.2569 | -10.0139 | -9.7779 | -9.5473 | -9.3218 | -9.1008 | -8.8835 | -8.6693 | -8.402
Northwest | Large Office | Average | November | Air Conditioning | LDCEU/TDEF | Electric Load with Losses, Incl. Cogeneration | MW | -0.0761 | 0.0858 | 0.2291 | 0.4344 | 0.6361 | 0.966 | 0.8198 | 0.9936 | 1.1145 | 1.3374 | 1.6987 | 1.576 | 1.424 | 1.4203 | 1.5223 | 1.6518 | 1.5485 | 1.613 | 1.7575 | 0.7817 | -0.2632 | -1.3696 | -2.4347 | -3.3697 | -4.1314 | -5.6625 | -7.1766 | -8.4655 | -9.6698 | -10.7681 | -13.006 | -14.9629 | -16.7342 | -18.3375 | -19.8532 | -21.2633 | -22.5812 | -23.8111 | -24.9063 | -25.9277 | -26.8672 | -27.6953 | -28.4836 | -29.1859 | -29.8729 | -30.4939 | -31.1029 | -31.583 | -32.0434 | -32.4771 | -32.881 | -33.254 | -33.5983 | -33.9298 | -34.2366 | -34.5213 | -34.7987 | -34.7237
Northwest | Large Office | Average | November | Other Non-Substitutables | LDCEU/TDEF | Electric Load with Losses, Incl. Cogeneration | MW | 0 | 0 | 0 | 0 | 0 | 0 | 0 | 0 | 0 | 0 | 0 | 0 | -1.9222 | -3.801 | -5.7456 | -7.8094 | -8.1136 | -9.0736 | -11.1398 | -11.5104 | -12.9496 | -13.882 | -14.6792 | -15.7563 | -16.288 | -16.7641 | -17.2115 | -17.4792 | -17.6895 | -17.8283 | -17.8965 | -17.8712 | -17.7944 | -17.6766 | -17.555 | -17.4171 | -17.2736 | -17.1152 | -16.9268 | -16.7312 | -16.5252 | -16.2884 | -16.0561 | -15.8062 | -15.5609 | -15.3035 | -15.056 | -14.761 | -14.4676 | -14.1722 | -13.8666 | -13.5543 | -13.2348 | -12.9088 | -12.5765 | -12.2375 | -11.892 | -11.4499
Northwest | Large Office | Average | December | Space Heating | LDCEU/TDEF | Electric Load with Losses, Incl. Cogeneration | MW | -1.8033 | -1.385 | -1.222 | -1.232 | -1.0192 | -0.8695 | -0.8497 | -0.7315 | -0.6484 | -0.536 | -0.4401 | -0.425 | -0.5189 | -0.6178 | -0.792 | -0.9943 | -0.97 | -0.9153 | -1.0698 | -1.0041 | -1.1454 | -1.22 | -1.2298 | -1.323 | -1.2213 | -1.1632 | -1.0037 | -0.8735 | -0.7378 | -0.5954 | -0.4648 | -0.3559 | -0.2539 | -0.1594 | -0.0663 | 0.0375 | 0.1336 | 0.2235 | 0.3176 | 0.4007 | 0.4703 | 0.5433 | 0.6073 | 0.66 | 0.7204 | 0.7682 | 0.8048 | 0.8451 | 0.8769 | 0.8997 | 0.9318 | 0.9564 | 0.9733 | 0.9987 | 1.0129 | 1.0169 | 1.0275 | 1.026
Northwest | Large Office | Average | December | Water Heating | LDCEU/TDEF | Electric Load with Losses, Incl. Cogeneration | MW | 0 | 0 | 0 | 0 | 0 | 0 | 0 | 0 | 0 | 0 | 0 | 0 | 0 | 0 | 0 | 0 | 0 | 0 | 0 | 0 | 0 | 0 | -0.2761 | -0.507 | -0.3403 | -0.2047 | -0.02 | 0.138 | 0.3187 | 0.5093 | 0.7028 | 0.8811 | 1.0618 | 1.2453 | 1.4471 | 1.6587 | 1.8813 | 2.1104 | 2.3339 | 2.5626 | 2.7933 | 3.0137 | 3.2418 | 3.4643 | 3.6936 | 3.9188 | 4.1521 | 4.3592 | 4.5685 | 4.7781 | 4.9815 | 5.1815 | 5.3772 | 5.5684 | 5.7559 | 5.9396 | 6.1184 | 6.2145
Northwest | Large Office | Average | December | Other Substitutables | LDCEU/TDEF | Electric Load with Losses, Incl. Cogeneration | MW | 0 | 0 | 0 | 0 | 0 | 0 | 0 | 0 | 0 | 0 | 0 | 0 | 0 | -0.0005 | -0.0022 | -0.0055 | -0.0048 | -0.0066 | -0.0095 | -0.016 | -0.0195 | -0.0264 | -0.0341 | -0.0371 | -0.0282 | -0.0175 | -0.0054 | 0.0049 | 0.0157 | 0.0263 | 0.0365 | 0.0457 | 0.0546 | 0.0633 | 0.0724 | 0.0815 | 0.0908 | 0.0999 | 0.1086 | 0.1172 | 0.1257 | 0.1336 | 0.1416 | 0.1491 | 0.1566 | 0.1639 | 0.1712 | 0.1775 | 0.1837 | 0.1897 | 0.1954 | 0.2008 | 0.206 | 0.2108 | 0.2154 | 0.2197 | 0.2239 | 0.2255
Northwest | Large Office | Average | December | Refrigeration | LDCEU/TDEF | Electric Load with Losses, Incl. Cogeneration | MW | 0 | 0 | 0 | 0 | 0 | 0 | 0 | 0 | 0 | 0 | 0 | 0 | -0.0002 | -0.0004 | -0.0007 | -0.001 | -0.0011 | -0.0056 | -0.0113 | -0.0165 | -0.0245 | -0.0323 | -0.042 | -0.0517 | -0.0568 | -0.0615 | -0.0663 | -0.0705 | -0.0748 | -0.0786 | -0.0824 | -0.0854 | -0.0883 | -0.091 | -0.094 | -0.0966 | -0.099 | -0.1019 | -0.1037 | -0.1059 | -0.1081 | -0.1102 | -0.1121 | -0.1137 | -0.1155 | -0.1172 | -0.1186 | -0.12 | -0.1214 | -0.1228 | -0.1241 | -0.1255 | -0.1268 | -0.1281 | -0.1295 | -0.1308 | -0.1322 | -0.1324
Northwest | Large Office | Average | December | Lighting | LDCEU/TDEF | Electric Load with Losses, Incl. Cogeneration | MW | 0 | -0.4716 | -1.4523 | -2.4232 | -3.2143 | -3.8883 | -5.4372 | -6.503 | -13.9146 | -21.3507 | -26.0667 | -28.5425 | -30.4768 | -34.8281 | -34.6659 | -30.8649 | -35.3418 | -24.5146 | -23.1387 | -25.0707 | -24.782 | -23.5526 | -23.2309 | -24.319 | -22.9186 | -21.7222 | -20.7286 | -19.8451 | -19.0373 | -18.2861 | -17.5819 | -16.9045 | -16.2673 | -15.6682 | -15.1199 | -14.6128 | -14.1468 | -13.7117 | -13.2988 | -12.9133 | -12.5512 | -12.1989 | -11.8731 | -11.5611 | -11.2706 | -10.992 | -10.7358 | -10.4685 | -10.2152 | -9.9734 | -9.7372 | -9.5076 | -9.2833 | -9.0641 | -8.8492 | -8.6379 | -8.4296 | -8.1699
Northwest | Large Office | Average | December | Air Conditioning | LDCEU/TDEF | Electric Load with Losses, Incl. Cogeneration | MW | -0.0497 | 0.0561 | 0.1495 | 0.2836 | 0.4152 | 0.6305 | 0.5348 | 0.6484 | 0.7274 | 0.8727 | 1.1089 | 1.0284 | 0.9298 | 0.9271 | 0.9936 | 1.0788 | 1.0116 | 1.0535 | 1.1475 | 0.5102 | -0.1717 | -0.894 | -1.5891 | -2.1989 | -2.6957 | -3.6947 | -4.6824 | -5.5234 | -6.309 | -7.0254 | -8.4852 | -9.7619 | -10.9173 | -11.9631 | -12.9517 | -13.8714 | -14.731 | -15.533 | -16.2474 | -16.9136 | -17.5262 | -18.0662 | -18.5803 | -19.0381 | -19.4861 | -19.891 | -20.288 | -20.601 | -20.901 | -21.1838 | -21.447 | -21.6901 | -21.9144 | -22.1303 | -22.3303 | -22.5158 | -22.6964 | -22.6474
Northwest | Large Office | Average | December | Other Non-Substitutables | LDCEU/TDEF | Electric Load with Losses, Incl. Cogeneration | MW | 0 | 0 | 0 | 0 | 0 | 0 | 0 | 0 | 0 | 0 | 0 | 0 | -1.9805 | -3.9188 | -5.9243 | -8.0427 | -8.3578 | -9.3422 | -11.4721 | -11.8628 | -13.342 | -14.3067 | -15.1289 | -16.2348 | -16.7825 | -17.273 | -17.7337 | -18.0093 | -18.2255 | -18.3683 | -18.4383 | -18.4122 | -18.3329 | -18.2113 | -18.0859 | -17.9436 | -17.7956 | -17.6323 | -17.438 | -17.2363 | -17.0242 | -16.78 | -16.5407 | -16.283 | -16.0304 | -15.7651 | -15.5101 | -15.2061 | -14.9039 | -14.5996 | -14.2848 | -13.9631 | -13.634 | -13.2981 | -12.9558 | -12.6067 | -12.251 | -11.7956
Northwest | Large Office | Minimum | January | Space Heating | LDCEU/TDEF | Electric Load with Losses, Incl. Cogeneration | MW | -1.3637 | -0.9749 | -0.8669 | -0.8802 | -0.7236 | -0.5915 | -0.6022 | -0.5157 | -0.4506 | -0.3737 | -0.2916 | -0.2994 | -0.3518 | -0.4171 | -0.5517 | -0.6775 | -0.6663 | -0.6251 | -0.7358 | -0.6984 | -0.7942 | -0.8464 | -0.8463 | -0.9083 | -0.8389 | -0.797 | -0.6817 | -0.5876 | -0.4895 | -0.3864 | -0.2922 | -0.2139 | -0.1404 | -0.0726 | -0.0056 | 0.0689 | 0.1378 | 0.2023 | 0.2694 | 0.3288 | 0.3784 | 0.4306 | 0.476 | 0.5132 | 0.5561 | 0.5897 | 0.6151 | 0.6434 | 0.6654 | 0.681 | 0.7032 | 0.7199 | 0.7313 | 0.7486 | 0.758 | 0.76 | 0.7667 | 0.7648
Northwest | Large Office | Minimum | January | Water Heating | LDCEU/TDEF | Electric Load with Losses, Incl. Cogeneration | MW | 0 | 0 | 0 | 0 | 0 | 0 | 0 | 0 | 0 | 0 | 0 | 0 | 0 | 0 | 0 | 0 | 0 | 0 | 0 | 0 | 0 | 0 | -0.2093 | -0.3627 | -0.2782 | -0.1676 | -0.0171 | 0.1117 | 0.2592 | 0.4146 | 0.5726 | 0.7178 | 0.8651 | 1.0147 | 1.1797 | 1.352 | 1.533 | 1.7204 | 1.9014 | 2.0874 | 2.2753 | 2.455 | 2.6408 | 2.8215 | 3.0079 | 3.1908 | 3.3799 | 3.5478 | 3.718 | 3.8878 | 4.0529 | 4.2149 | 4.3736 | 4.5286 | 4.6806 | 4.8295 | 4.9742 | 5.0523
Northwest | Large Office | Minimum | January | Other Substitutables | LDCEU/TDEF | Electric Load with Losses, Incl. Cogeneration | MW | 0 | 0 | 0 | 0 | 0 | 0 | 0 | 0 | 0 | 0 | 0 | 0 | 0 | -0.0002 | -0.0005 | -0.0012 | -0.001 | -0.0014 | -0.002 | -0.0036 | -0.0044 | -0.006 | -0.0078 | -0.0085 | -0.0065 | -0.0042 | -0.0015 | 0.0007 | 0.003 | 0.0053 | 0.0075 | 0.0095 | 0.0114 | 0.0134 | 0.0153 | 0.0173 | 0.0194 | 0.0213 | 0.0231 | 0.025 | 0.027 | 0.0287 | 0.0303 | 0.0321 | 0.0336 | 0.0353 | 0.0369 | 0.0382 | 0.0396 | 0.0408 | 0.042 | 0.0433 | 0.0443 | 0.0454 | 0.0464 | 0.0474 | 0.0483 | 0.0486
Northwest | Large Office | Minimum | January | Refrigeration | LDCEU/TDEF | Electric Load with Losses, Incl. Cogeneration | MW | 0 | 0 | 0 | 0 | 0 | 0 | 0 | 0 | 0 | 0 | 0 | 0 | -0.0002 | -0.0005 | -0.0009 | -0.0012 | -0.0015 | -0.0071 | -0.0142 | -0.0207 | -0.0308 | -0.0405 | -0.0527 | -0.065 | -0.0714 | -0.0772 | -0.0833 | -0.0886 | -0.0939 | -0.0988 | -0.1035 | -0.1073 | -0.1109 | -0.1144 | -0.1181 | -0.1213 | -0.1244 | -0.128 | -0.1303 | -0.133 | -0.1358 | -0.1383 | -0.1409 | -0.1428 | -0.1451 | -0.1471 | -0.1491 | -0.1506 | -0.1525 | -0.1542 | -0.156 | -0.1575 | -0.1593 | -0.1609 | -0.1626 | -0.1644 | -0.1661 | -0.1664
Northwest | Large Office | Minimum | January | Lighting | LDCEU/TDEF | Electric Load with Losses, Incl. Cogeneration | MW | 0 | -0.2705 | -0.8492 | -1.4224 | -1.8909 | -2.2898 | -3.2011 | -3.8287 | -8.1571 | -12.5012 | -15.2504 | -16.6954 | -17.8258 | -20.3273 | -20.2612 | -18.1102 | -20.6033 | -14.3811 | -13.5799 | -14.6848 | -14.5264 | -13.8202 | -13.6277 | -14.2442 | -13.4294 | -12.7342 | -12.1578 | -11.6457 | -11.1778 | -10.7424 | -10.334 | -9.9404 | -9.5702 | -9.2219 | -8.9032 | -8.6081 | -8.3369 | -8.0838 | -7.8429 | -7.6179 | -7.4067 | -7.2011 | -7.0108 | -6.828 | -6.658 | -6.4947 | -6.3444 | -6.1874 | -6.0385 | -5.8963 | -5.7573 | -5.622 | -5.4897 | -5.3605 | -5.2337 | -5.109 | -4.9859 | -4.8325
Northwest | Large Office | Minimum | January | Air Conditioning | LDCEU/TDEF | Electric Load with Losses, Incl. Cogeneration | MW | -0.0255 | 0.0304 | 0.0795 | 0.1502 | 0.2192 | 0.3318 | 0.2829 | 0.3436 | 0.3847 | 0.4614 | 0.5828 | 0.5415 | 0.4897 | 0.4904 | 0.5255 | 0.5668 | 0.5316 | 0.5514 | 0.6041 | 0.2681 | -0.0944 | -0.4799 | -0.8532 | -1.1838 | -1.4511 | -1.9881 | -2.5185 | -2.9703 | -3.3926 | -3.7778 | -4.563 | -5.249 | -5.8704 | -6.4329 | -6.9655 | -7.4598 | -7.9214 | -8.3536 | -8.7361 | -9.0936 | -9.423 | -9.7136 | -9.9898 | -10.2349 | -10.4752 | -10.6919 | -10.9038 | -11.0707 | -11.2314 | -11.3822 | -11.5225 | -11.6521 | -11.7716 | -11.8866 | -11.9931 | -12.0919 | -12.188 | -12.162
Northwest | Large Office | Minimum | January | Other Non-Substitutables | LDCEU/TDEF | Electric Load with Losses, Incl. Cogeneration | MW | 0 | 0 | 0 | 0 | 0 | 0 | 0 | 0 | 0 | 0 | 0 | 0 | -1.7193 | -3.3963 | -5.1257 | -6.9692 | -7.2463 | -8.1217 | -9.9596 | -10.3159 | -11.6425 | -12.495 | -13.2325 | -14.2371 | -14.7193 | -15.15 | -15.5538 | -15.7953 | -15.9853 | -16.1108 | -16.1723 | -16.1485 | -16.0786 | -15.9716 | -15.8617 | -15.736 | -15.6049 | -15.4615 | -15.2888 | -15.1104 | -14.9232 | -14.7084 | -14.4973 | -14.2694 | -14.0463 | -13.8119 | -13.5861 | -13.3174 | -13.0509 | -12.7821 | -12.5044 | -12.2205 | -11.9304 | -11.6343 | -11.3327 | -11.0251 | -10.7118 | -10.3122
Northwest | Large Office | Minimum | February | Space Heating | LDCEU/TDEF | Electric Load with Losses, Incl. Cogeneration | MW | -0.8615 | -0.6594 | -0.5372 | -0.5663 | -0.4584 | -0.3763 | -0.3892 | -0.3184 | -0.2895 | -0.2346 | -0.193 | -0.1843 | -0.2251 | -0.2735 | -0.3359 | -0.4133 | -0.415 | -0.3862 | -0.4575 | -0.4323 | -0.488 | -0.5282 | -0.5193 | -0.5543 | -0.516 | -0.49 | -0.4177 | -0.3588 | -0.2976 | -0.2332 | -0.1744 | -0.1255 | -0.0798 | -0.0375 | 0.0041 | 0.0506 | 0.0935 | 0.1334 | 0.1753 | 0.2121 | 0.2429 | 0.2752 | 0.3034 | 0.3264 | 0.3529 | 0.3736 | 0.3892 | 0.4065 | 0.4199 | 0.4293 | 0.4429 | 0.4531 | 0.4598 | 0.4704 | 0.4759 | 0.4768 | 0.4808 | 0.4793
Northwest | Large Office | Minimum | February | Water Heating | LDCEU/TDEF | Electric Load with Losses, Incl. Cogeneration | MW | 0 | 0 | 0 | 0 | 0 | 0 | 0 | 0 | 0 | 0 | 0 | 0 | 0 | 0 | 0 | 0 | 0 | 0 | 0 | 0 | 0 | 0 | -0.1624 | -0.2737 | -0.2348 | -0.1413 | -0.0141 | 0.0948 | 0.2196 | 0.351 | 0.4845 | 0.6073 | 0.7319 | 0.8584 | 0.9978 | 1.1436 | 1.2967 | 1.4551 | 1.6082 | 1.7657 | 1.9245 | 2.0764 | 2.2336 | 2.3864 | 2.5441 | 2.6988 | 2.8588 | 3.0009 | 3.1449 | 3.2887 | 3.4283 | 3.5654 | 3.6998 | 3.8309 | 3.9595 | 4.0856 | 4.208 | 4.2741
Northwest | Large Office | Minimum | February | Other Substitutables | LDCEU/TDEF | Electric Load with Losses, Incl. Cogeneration | MW | 0 | 0 | 0 | 0 | 0 | 0 | 0 | 0 | 0 | 0 | 0 | 0 | 0 | -0.0001 | -0.0004 | -0.001 | -0.0008 | -0.0011 | -0.0017 | -0.003 | -0.0036 | -0.0049 | -0.0065 | -0.007 | -0.0054 | -0.0035 | -0.0013 | 0.0006 | 0.0025 | 0.0044 | 0.0062 | 0.0079 | 0.0095 | 0.0111 | 0.0127 | 0.0143 | 0.016 | 0.0176 | 0.0192 | 0.0207 | 0.0223 | 0.0237 | 0.0252 | 0.0265 | 0.0279 | 0.0292 | 0.0305 | 0.0316 | 0.0327 | 0.0338 | 0.0348 | 0.0359 | 0.0367 | 0.0376 | 0.0384 | 0.0392 | 0.04 | 0.0403
Northwest | Large Office | Minimum | February | Refrigeration | LDCEU/TDEF | Electric Load with Losses, Incl. Cogeneration | MW | 0 | 0 | 0 | 0 | 0 | 0 | 0 | 0 | 0 | 0 | 0 | 0 | -0.0002 | -0.0005 | -0.0007 | -0.0011 | -0.0013 | -0.0063 | -0.0125 | -0.0182 | -0.0271 | -0.0358 | -0.0465 | -0.0572 | -0.0629 | -0.0681 | -0.0734 | -0.0781 | -0.0828 | -0.0871 | -0.0913 | -0.0946 | -0.0978 | -0.1008 | -0.1041 | -0.107 | -0.1096 | -0.1129 | -0.1148 | -0.1173 | -0.1197 | -0.122 | -0.1241 | -0.1259 | -0.128 | -0.1297 | -0.1314 | -0.1329 | -0.1345 | -0.136 | -0.1374 | -0.1389 | -0.1404 | -0.1418 | -0.1434 | -0.1449 | -0.1464 | -0.1467
Northwest | Large Office | Minimum | February | Lighting | LDCEU/TDEF | Electric Load with Losses, Incl. Cogeneration | MW | 0 | -0.2469 | -0.7725 | -1.2929 | -1.718 | -2.08 | -2.9079 | -3.4781 | -7.4162 | -11.3684 | -13.8706 | -15.1855 | -16.214 | -18.497 | -18.4319 | -16.4629 | -18.7525 | -13.0738 | -12.3448 | -13.3547 | -13.2094 | -12.5655 | -12.3907 | -12.9551 | -12.2146 | -11.5827 | -11.059 | -10.5938 | -10.1686 | -9.7731 | -9.402 | -9.0444 | -8.708 | -8.3916 | -8.102 | -7.8338 | -7.5874 | -7.3575 | -7.1384 | -6.934 | -6.742 | -6.5551 | -6.3821 | -6.216 | -6.0614 | -5.9129 | -5.7762 | -5.6334 | -5.4981 | -5.3687 | -5.2422 | -5.1191 | -4.9989 | -4.8813 | -4.7658 | -4.6522 | -4.5403 | -4.4006
Northwest | Large Office | Minimum | February | Air Conditioning | LDCEU/TDEF | Electric Load with Losses, Incl. Cogeneration | MW | -0.0227 | 0.0271 | 0.071 | 0.1341 | 0.1957 | 0.2962 | 0.2526 | 0.3069 | 0.3436 | 0.4121 | 0.5204 | 0.4835 | 0.4374 | 0.438 | 0.4692 | 0.5059 | 0.4746 | 0.4922 | 0.5393 | 0.2394 | -0.0845 | -0.4289 | -0.7624 | -1.0578 | -1.2968 | -1.7765 | -2.2504 | -2.6542 | -3.0316 | -3.3758 | -4.0775 | -4.6907 | -5.246 | -5.7487 | -6.2248 | -6.6667 | -7.0792 | -7.4656 | -7.8074 | -8.1271 | -8.4215 | -8.6813 | -8.9282 | -9.1473 | -9.3621 | -9.5558 | -9.7452 | -9.8946 | -10.0382 | -10.173 | -10.2985 | -10.4145 | -10.5214 | -10.6242 | -10.7195 | -10.8079 | -10.8939 | -10.8706
Northwest | Large Office | Minimum | February | Other Non-Substitutables | LDCEU/TDEF | Electric Load with Losses, Incl. Cogeneration | MW | 0 | 0 | 0 | 0 | 0 | 0 | 0 | 0 | 0 | 0 | 0 | 0 | -1.4825 | -2.9287 | -4.4202 | -6.0103 | -6.2494 | -7.0031 | -8.5899 | -8.8953 | -10.0398 | -10.7746 | -11.4112 | -12.2772 | -12.6929 | -13.064 | -13.412 | -13.6203 | -13.7841 | -13.8923 | -13.9455 | -13.9249 | -13.8647 | -13.7725 | -13.6778 | -13.5694 | -13.4564 | -13.3329 | -13.1839 | -13.0301 | -12.8687 | -12.6833 | -12.5013 | -12.3048 | -12.1124 | -11.9102 | -11.7153 | -11.4837 | -11.2538 | -11.022 | -10.7823 | -10.5375 | -10.2871 | -10.0318 | -9.7715 | -9.5062 | -9.2359 | -8.8912
Northwest | Large Office | Minimum | March | Space Heating | LDCEU/TDEF | Electric Load with Losses, Incl. Cogeneration | MW | -0.6112 | -0.4729 | -0.4378 | -0.4244 | -0.3542 | -0.2956 | -0.3089 | -0.2541 | -0.2146 | -0.1901 | -0.1441 | -0.1348 | -0.164 | -0.2088 | -0.2414 | -0.3031 | -0.3086 | -0.2804 | -0.3277 | -0.3177 | -0.3505 | -0.3766 | -0.3719 | -0.4013 | -0.3686 | -0.3495 | -0.2958 | -0.2522 | -0.2069 | -0.1591 | -0.1159 | -0.0797 | -0.0462 | -0.0151 | 0.0154 | 0.0495 | 0.081 | 0.1101 | 0.1407 | 0.1675 | 0.1898 | 0.2134 | 0.2338 | 0.2504 | 0.2695 | 0.2843 | 0.2954 | 0.3077 | 0.3171 | 0.3235 | 0.333 | 0.3401 | 0.3446 | 0.3518 | 0.3554 | 0.3556 | 0.358 | 0.3565
Northwest | Large Office | Minimum | March | Water Heating | LDCEU/TDEF | Electric Load with Losses, Incl. Cogeneration | MW | 0 | 0 | 0 | 0 | 0 | 0 | 0 | 0 | 0 | 0 | 0 | 0 | 0 | 0 | 0 | 0 | 0 | 0 | 0 | 0 | 0 | 0 | -0.152 | -0.2756 | -0.2141 | -0.1292 | -0.0137 | 0.0851 | 0.1982 | 0.3174 | 0.4385 | 0.5499 | 0.6629 | 0.7777 | 0.904 | 1.0364 | 1.1755 | 1.319 | 1.4584 | 1.6013 | 1.7457 | 1.8836 | 2.0263 | 2.1653 | 2.3088 | 2.4495 | 2.5952 | 2.7245 | 2.8554 | 2.9863 | 3.1134 | 3.2382 | 3.3605 | 3.4799 | 3.597 | 3.7117 | 3.8233 | 3.8835
Northwest | Large Office | Minimum | March | Other Substitutables | LDCEU/TDEF | Electric Load with Losses, Incl. Cogeneration | MW | 0 | 0 | 0 | 0 | 0 | 0 | 0 | 0 | 0 | 0 | 0 | 0 | 0 | -0.0001 | -0.0004 | -0.0011 | -0.0009 | -0.0012 | -0.0018 | -0.0032 | -0.0039 | -0.0052 | -0.0068 | -0.0075 | -0.0057 | -0.0037 | -0.0014 | 0.0006 | 0.0026 | 0.0047 | 0.0066 | 0.0083 | 0.01 | 0.0118 | 0.0135 | 0.0152 | 0.017 | 0.0188 | 0.0204 | 0.0221 | 0.0237 | 0.0252 | 0.0268 | 0.0282 | 0.0297 | 0.0311 | 0.0325 | 0.0336 | 0.0348 | 0.036 | 0.0371 | 0.0381 | 0.0391 | 0.04 | 0.0409 | 0.0418 | 0.0425 | 0.0428
Northwest | Large Office | Minimum | March | Refrigeration | LDCEU/TDEF | Electric Load with Losses, Incl. Cogeneration | MW | 0 | 0 | 0 | 0 | 0 | 0 | 0 | 0 | 0 | 0 | 0 | 0 | -0.0002 | -0.0005 | -0.0009 | -0.0012 | -0.0014 | -0.0067 | -0.0134 | -0.0195 | -0.0291 | -0.0383 | -0.0498 | -0.0613 | -0.0674 | -0.073 | -0.0787 | -0.0837 | -0.0887 | -0.0932 | -0.0978 | -0.1014 | -0.1048 | -0.108 | -0.1116 | -0.1146 | -0.1175 | -0.1209 | -0.1231 | -0.1256 | -0.1283 | -0.1307 | -0.133 | -0.135 | -0.1371 | -0.1391 | -0.1408 | -0.1423 | -0.1441 | -0.1457 | -0.1473 | -0.1488 | -0.1504 | -0.1521 | -0.1537 | -0.1552 | -0.1569 | -0.1571
Northwest | Large Office | Minimum | March | Lighting | LDCEU/TDEF | Electric Load with Losses, Incl. Cogeneration | MW | 0 | -0.2772 | -0.8682 | -1.4533 | -1.9315 | -2.3386 | -3.2694 | -3.9104 | -8.3361 | -12.7776 | -15.5893 | -17.0668 | -18.2226 | -20.786 | -20.7145 | -18.5056 | -21.0716 | -14.6958 | -13.8766 | -15.0101 | -14.8474 | -14.1243 | -13.9262 | -14.5584 | -13.7262 | -13.0163 | -12.428 | -11.9054 | -11.4278 | -10.9834 | -10.5666 | -10.1648 | -9.7869 | -9.4312 | -9.106 | -8.8047 | -8.5278 | -8.2694 | -8.0233 | -7.7936 | -7.5779 | -7.3679 | -7.1734 | -6.9867 | -6.8131 | -6.6462 | -6.4926 | -6.3321 | -6.18 | -6.0345 | -5.8924 | -5.7541 | -5.6189 | -5.4866 | -5.3569 | -5.2293 | -5.1034 | -4.9464
Northwest | Large Office | Minimum | March | Air Conditioning | LDCEU/TDEF | Electric Load with Losses, Incl. Cogeneration | MW | -0.0357 | 0.0426 | 0.1112 | 0.2099 | 0.3065 | 0.4638 | 0.3956 | 0.4806 | 0.5381 | 0.6454 | 0.8147 | 0.7571 | 0.6847 | 0.6859 | 0.7349 | 0.792 | 0.7429 | 0.7704 | 0.8443 | 0.3747 | -0.1324 | -0.6721 | -1.1946 | -1.6579 | -2.0324 | -2.7842 | -3.5269 | -4.1597 | -4.7513 | -5.2907 | -6.3906 | -7.3516 | -8.2219 | -9.0099 | -9.756 | -10.4485 | -11.0952 | -11.7008 | -12.2364 | -12.7375 | -13.1989 | -13.606 | -13.9931 | -14.3365 | -14.6732 | -14.9767 | -15.2735 | -15.5074 | -15.7326 | -15.9438 | -16.1406 | -16.3221 | -16.4897 | -16.6509 | -16.8002 | -16.9387 | -17.0735 | -17.037
Northwest | Large Office | Minimum | March | Other Non-Substitutables | LDCEU/TDEF | Electric Load with Losses, Incl. Cogeneration | MW | 0 | 0 | 0 | 0 | 0 | 0 | 0 | 0 | 0 | 0 | 0 | 0 | -1.5961 | -3.152 | -4.7567 | -6.4707 | -6.7278 | -7.5417 | -9.2487 | -9.5762 | -10.8111 | -11.6018 | -12.2878 | -13.2231 | -13.6709 | -14.0708 | -14.4457 | -14.67 | -14.8467 | -14.9632 | -15.0206 | -14.9985 | -14.9336 | -14.8342 | -14.7324 | -14.6157 | -14.4938 | -14.3609 | -14.2004 | -14.0345 | -13.8606 | -13.6611 | -13.465 | -13.2533 | -13.046 | -12.8281 | -12.6182 | -12.3685 | -12.121 | -11.8712 | -11.613 | -11.3492 | -11.0795 | -10.8044 | -10.5241 | -10.2382 | -9.947 | -9.5756
Northwest | Large Office | Minimum | April | Space Heating | LDCEU/TDEF | Electric Load with Losses, Incl. Cogeneration | MW | -0.58 | -0.4346 | -0.4117 | -0.3842 | -0.3302 | -0.2757 | -0.2837 | -0.2196 | -0.2117 | -0.1686 | -0.1437 | -0.126 | -0.1595 | -0.1873 | -0.2354 | -0.2934 | -0.2886 | -0.2704 | -0.3168 | -0.2953 | -0.3346 | -0.3598 | -0.3639 | -0.3765 | -0.3534 | -0.3357 | -0.2862 | -0.246 | -0.2043 | -0.1603 | -0.1203 | -0.087 | -0.0558 | -0.027 | 0.0013 | 0.0329 | 0.0621 | 0.0892 | 0.1177 | 0.1427 | 0.1636 | 0.1856 | 0.2047 | 0.2202 | 0.2383 | 0.2523 | 0.2628 | 0.2745 | 0.2836 | 0.2898 | 0.299 | 0.3058 | 0.3103 | 0.3174 | 0.321 | 0.3216 | 0.3241 | 0.323
Northwest | Large Office | Minimum | April | Water Heating | LDCEU/TDEF | Electric Load with Losses, Incl. Cogeneration | MW | 0 | 0 | 0 | 0 | 0 | 0 | 0 | 0 | 0 | 0 | 0 | 0 | 0 | 0 | 0 | 0 | 0 | 0 | 0 | 0 | 0 | 0 | -0.1354 | -0.1653 | -0.156 | -0.0948 | -0.0118 | 0.059 | 0.14 | 0.2256 | 0.3123 | 0.3922 | 0.4733 | 0.5556 | 0.6461 | 0.7412 | 0.8413 | 0.944 | 1.0446 | 1.1475 | 1.2512 | 1.3505 | 1.4532 | 1.5533 | 1.6567 | 1.7582 | 1.8634 | 1.9566 | 2.051 | 2.1454 | 2.2371 | 2.3271 | 2.4153 | 2.5016 | 2.5861 | 2.6688 | 2.7494 | 2.7929
Northwest | Large Office | Minimum | April | Other Substitutables | LDCEU/TDEF | Electric Load with Losses, Incl. Cogeneration | MW | 0 | 0 | 0 | 0 | 0 | 0 | 0 | 0 | 0 | 0 | 0 | 0 | 0 | -0.0001 | -0.0005 | -0.0013 | -0.0011 | -0.0015 | -0.0021 | -0.0036 | -0.0044 | -0.0061 | -0.0079 | -0.0086 | -0.0066 | -0.0042 | -0.0015 | 0.0008 | 0.0032 | 0.0055 | 0.0078 | 0.0099 | 0.0118 | 0.0137 | 0.0157 | 0.0178 | 0.0198 | 0.0219 | 0.0239 | 0.0257 | 0.0276 | 0.0294 | 0.0311 | 0.0328 | 0.0346 | 0.0361 | 0.0378 | 0.0392 | 0.0405 | 0.0418 | 0.0432 | 0.0444 | 0.0455 | 0.0466 | 0.0476 | 0.0486 | 0.0495 | 0.0499
Northwest | Large Office | Minimum | April | Refrigeration | LDCEU/TDEF | Electric Load with Losses, Incl. Cogeneration | MW | 0 | 0 | 0 | 0 | 0 | 0 | 0 | 0 | 0 | 0 | 0 | 0 | -0.0002 | -0.0004 | -0.0006 | -0.0009 | -0.0011 | -0.0053 | -0.0106 | -0.0154 | -0.023 | -0.0303 | -0.0394 | -0.0485 | -0.0533 | -0.0576 | -0.0621 | -0.0661 | -0.0701 | -0.0737 | -0.0772 | -0.08 | -0.0828 | -0.0853 | -0.0881 | -0.0905 | -0.0928 | -0.0954 | -0.0972 | -0.0993 | -0.1013 | -0.1032 | -0.1051 | -0.1065 | -0.1082 | -0.1098 | -0.1112 | -0.1124 | -0.1137 | -0.115 | -0.1163 | -0.1176 | -0.1188 | -0.1201 | -0.1213 | -0.1226 | -0.1238 | -0.1241
Northwest | Large Office | Minimum | April | Lighting | LDCEU/TDEF | Electric Load with Losses, Incl. Cogeneration | MW | 0 | -0.2424 | -0.7648 | -1.2821 | -1.7052 | -2.0654 | -2.8872 | -3.4533 | -7.3502 | -11.2614 | -13.7355 | -15.0362 | -16.0536 | -18.2971 | -18.2429 | -16.3201 | -18.5394 | -12.958 | -12.2359 | -13.2243 | -13.0814 | -12.4457 | -12.2685 | -12.8157 | -12.0793 | -11.4505 | -10.9281 | -10.4638 | -10.0391 | -9.6443 | -9.274 | -8.9176 | -8.5823 | -8.2671 | -7.9784 | -7.7114 | -7.4661 | -7.237 | -7.0194 | -6.8162 | -6.6254 | -6.4398 | -6.2681 | -6.1035 | -5.9503 | -5.8032 | -5.6681 | -5.5269 | -5.3932 | -5.2655 | -5.1407 | -5.0194 | -4.9009 | -4.7851 | -4.6715 | -4.56 | -4.4498 | -4.3128
Northwest | Large Office | Minimum | April | Air Conditioning | LDCEU/TDEF | Electric Load with Losses, Incl. Cogeneration | MW | -0.0299 | 0.0347 | 0.0918 | 0.1738 | 0.254 | 0.3846 | 0.3272 | 0.3965 | 0.4442 | 0.5333 | 0.6751 | 0.6277 | 0.5666 | 0.5663 | 0.6074 | 0.6572 | 0.6158 | 0.6402 | 0.7004 | 0.311 | -0.1066 | -0.5502 | -0.9785 | -1.357 | -1.6649 | -2.2817 | -2.8911 | -3.41 | -3.8947 | -4.3369 | -5.2376 | -6.0251 | -6.7381 | -7.3835 | -7.9938 | -8.561 | -9.0912 | -9.586 | -10.0257 | -10.436 | -10.8138 | -11.147 | -11.4638 | -11.7455 | -12.0213 | -12.2702 | -12.5141 | -12.7059 | -12.8903 | -13.0636 | -13.225 | -13.3739 | -13.5112 | -13.6434 | -13.7656 | -13.8789 | -13.9893 | -13.9593
Northwest | Large Office | Minimum | April | Other Non-Substitutables | LDCEU/TDEF | Electric Load with Losses, Incl. Cogeneration | MW | 0 | 0 | 0 | 0 | 0 | 0 | 0 | 0 | 0 | 0 | 0 | 0 | -1.3973 | -2.7591 | -4.1654 | -5.6665 | -5.8888 | -6.6015 | -8.0904 | -8.374 | -9.4395 | -10.1251 | -10.7142 | -11.5208 | -11.9109 | -12.2604 | -12.588 | -12.7838 | -12.9377 | -13.0395 | -13.0892 | -13.0702 | -13.0139 | -12.9274 | -12.8382 | -12.7367 | -12.6313 | -12.5148 | -12.376 | -12.2321 | -12.0809 | -11.9075 | -11.737 | -11.5534 | -11.3735 | -11.1846 | -11.0029 | -10.7861 | -10.5712 | -10.3545 | -10.1304 | -9.9014 | -9.6672 | -9.4283 | -9.1849 | -8.9367 | -8.6838 | -8.3609
Northwest | Large Office | Minimum | May | Space Heating | LDCEU/TDEF | Electric Load with Losses, Incl. Cogeneration | MW | -0.2065 | -0.1727 | -0.1566 | -0.1805 | -0.1119 | -0.1255 | -0.1302 | -0.0974 | -0.0789 | -0.078 | -0.0603 | -0.0552 | -0.0637 | -0.0723 | -0.0863 | -0.1019 | -0.1016 | -0.0973 | -0.1127 | -0.1057 | -0.1144 | -0.122 | -0.1224 | -0.1284 | -0.1202 | -0.1142 | -0.0963 | -0.0821 | -0.0673 | -0.0516 | -0.0376 | -0.0259 | -0.015 | -0.0049 | 0.0048 | 0.0157 | 0.0259 | 0.0351 | 0.0451 | 0.0537 | 0.0607 | 0.0682 | 0.0747 | 0.0798 | 0.0859 | 0.0905 | 0.0938 | 0.0976 | 0.1005 | 0.1023 | 0.1052 | 0.1072 | 0.1084 | 0.1105 | 0.1114 | 0.1112 | 0.1117 | 0.111
Northwest | Large Office | Minimum | May | Water Heating | LDCEU/TDEF | Electric Load with Losses, Incl. Cogeneration | MW | 0 | 0 | 0 | 0 | 0 | 0 | 0 | 0 | 0 | 0 | 0 | 0 | 0 | 0 | 0 | 0 | 0 | 0 | 0 | 0 | 0 | 0 | -0.0845 | -0.1337 | -0.1124 | -0.0687 | -0.0091 | 0.0414 | 0.0991 | 0.1604 | 0.2221 | 0.2794 | 0.3374 | 0.3962 | 0.4605 | 0.5287 | 0.6005 | 0.6737 | 0.7463 | 0.8202 | 0.8946 | 0.9658 | 1.0394 | 1.1117 | 1.1861 | 1.2592 | 1.3353 | 1.4027 | 1.4707 | 1.5389 | 1.6052 | 1.6704 | 1.7341 | 1.7966 | 1.8578 | 1.9177 | 1.976 | 2.0075
Northwest | Large Office | Minimum | May | Other Substitutables | LDCEU/TDEF | Electric Load with Losses, Incl. Cogeneration | MW | 0 | 0 | 0 | 0 | 0 | 0 | 0 | 0 | 0 | 0 | 0 | 0 | 0 | -0.0001 | -0.0004 | -0.0012 | -0.001 | -0.0015 | -0.0022 | -0.0035 | -0.0043 | -0.0057 | -0.0074 | -0.008 | -0.0061 | -0.0036 | -0.0009 | 0.0014 | 0.0037 | 0.0061 | 0.0084 | 0.0105 | 0.0125 | 0.0144 | 0.0164 | 0.0184 | 0.0205 | 0.0225 | 0.0245 | 0.0264 | 0.0283 | 0.03 | 0.0319 | 0.0335 | 0.0352 | 0.0368 | 0.0384 | 0.0399 | 0.0412 | 0.0426 | 0.0438 | 0.045 | 0.0462 | 0.0473 | 0.0483 | 0.0493 | 0.0502 | 0.0505
Northwest | Large Office | Minimum | May | Refrigeration | LDCEU/TDEF | Electric Load with Losses, Incl. Cogeneration | MW | 0 | 0 | 0 | 0 | 0 | 0 | 0 | 0 | 0 | 0 | 0 | 0 | -0.0001 | -0.0003 | -0.0005 | -0.0006 | -0.0008 | -0.0038 | -0.0074 | -0.0108 | -0.0162 | -0.0213 | -0.0277 | -0.0341 | -0.0375 | -0.0405 | -0.0437 | -0.0465 | -0.0493 | -0.0518 | -0.0544 | -0.0563 | -0.0582 | -0.06 | -0.062 | -0.0637 | -0.0652 | -0.0672 | -0.0684 | -0.0698 | -0.0713 | -0.0726 | -0.0739 | -0.075 | -0.0762 | -0.0772 | -0.0782 | -0.079 | -0.08 | -0.0809 | -0.0818 | -0.0827 | -0.0835 | -0.0845 | -0.0853 | -0.0862 | -0.0872 | -0.0873
Northwest | Large Office | Minimum | May | Lighting | LDCEU/TDEF | Electric Load with Losses, Incl. Cogeneration | MW | 0 | -0.2677 | -0.8324 | -1.3915 | -1.8477 | -2.2364 | -3.1268 | -3.7398 | -7.9851 | -12.245 | -14.9438 | -16.3614 | -17.4682 | -19.9399 | -19.8595 | -17.714 | -20.2189 | -14.065 | -13.2743 | -14.3655 | -14.1984 | -13.4929 | -13.29 | -13.8867 | -13.0771 | -12.384 | -11.8058 | -11.2904 | -10.819 | -10.3811 | -9.9706 | -9.5769 | -9.2069 | -8.8594 | -8.541 | -8.247 | -7.9771 | -7.7247 | -7.4865 | -7.2639 | -7.055 | -6.8522 | -6.6649 | -6.486 | -6.3196 | -6.1602 | -6.0141 | -5.862 | -5.7179 | -5.5806 | -5.4467 | -5.3168 | -5.19 | -5.0663 | -4.9452 | -4.8263 | -4.7093 | -4.5636
Northwest | Large Office | Minimum | May | Air Conditioning | LDCEU/TDEF | Electric Load with Losses, Incl. Cogeneration | MW | -0.0797 | 0.0833 | 0.2293 | 0.4177 | 0.6664 | 0.9332 | 0.7878 | 0.9542 | 1.1121 | 1.2816 | 1.6438 | 1.56 | 1.4141 | 1.401 | 1.4739 | 1.6057 | 1.5038 | 1.5647 | 1.6981 | 0.7609 | -0.2361 | -1.3083 | -2.3287 | -3.2667 | -3.9651 | -5.4409 | -6.8995 | -8.1385 | -9.2948 | -10.3504 | -12.4947 | -14.3736 | -16.0727 | -17.6093 | -19.0572 | -20.4086 | -21.6748 | -22.8448 | -23.9004 | -24.8784 | -25.777 | -26.5687 | -27.3229 | -27.9975 | -28.6559 | -29.2512 | -29.8396 | -30.2989 | -30.7393 | -31.1555 | -31.5421 | -31.8994 | -32.2282 | -32.5445 | -32.837 | -33.1079 | -33.3716 | -33.2989
Northwest | Large Office | Minimum | May | Other Non-Substitutables | LDCEU/TDEF | Electric Load with Losses, Incl. Cogeneration | MW | 0 | 0 | 0 | 0 | 0 | 0 | 0 | 0 | 0 | 0 | 0 | 0 | -1.4283 | -2.8196 | -4.2657 | -5.814 | -6.0305 | -6.7509 | -8.2725 | -8.5235 | -9.5602 | -10.2293 | -10.7914 | -11.5669 | -11.9569 | -12.3092 | -12.6404 | -12.8379 | -12.993 | -13.096 | -13.1459 | -13.1283 | -13.0727 | -12.9867 | -12.8968 | -12.7963 | -12.6927 | -12.5756 | -12.4401 | -12.2977 | -12.1477 | -11.9749 | -11.8057 | -11.6244 | -11.4462 | -11.2593 | -11.0806 | -10.866 | -10.6525 | -10.4379 | -10.2156 | -9.9883 | -9.7557 | -9.5182 | -9.276 | -9.029 | -8.7771 | -8.4536
Northwest | Large Office | Minimum | June | Space Heating | LDCEU/TDEF | Electric Load with Losses, Incl. Cogeneration | MW | -0.1597 | -0.1275 | -0.1058 | -0.105 | -0.0884 | -0.0719 | -0.081 | -0.0547 | -0.0607 | -0.0429 | -0.0317 | -0.0332 | -0.0478 | -0.0421 | -0.0547 | -0.0672 | -0.0607 | -0.0607 | -0.0688 | -0.0682 | -0.0694 | -0.078 | -0.0685 | -0.078 | -0.0737 | -0.07 | -0.0592 | -0.0505 | -0.0415 | -0.0321 | -0.0236 | -0.0165 | -0.0099 | -0.0039 | 0.002 | 0.0086 | 0.0148 | 0.0203 | 0.0263 | 0.0315 | 0.0358 | 0.0403 | 0.0442 | 0.0473 | 0.051 | 0.0537 | 0.0557 | 0.058 | 0.0597 | 0.0608 | 0.0625 | 0.0638 | 0.0645 | 0.0657 | 0.0663 | 0.0661 | 0.0664 | 0.066
Northwest | Large Office | Minimum | June | Water Heating | LDCEU/TDEF | Electric Load with Losses, Incl. Cogeneration | MW | 0 | 0 | 0 | 0 | 0 | 0 | 0 | 0 | 0 | 0 | 0 | 0 | 0 | 0 | 0 | 0 | 0 | 0 | 0 | 0 | 0 | 0 | -0.0412 | -0.0902 | -0.0746 | -0.0456 | -0.006 | 0.0275 | 0.0658 | 0.1063 | 0.1472 | 0.1854 | 0.2239 | 0.2629 | 0.3054 | 0.3506 | 0.3985 | 0.4469 | 0.4954 | 0.5446 | 0.594 | 0.6412 | 0.6901 | 0.7383 | 0.7878 | 0.8366 | 0.8875 | 0.9324 | 0.9776 | 1.0232 | 1.0674 | 1.1109 | 1.1535 | 1.1951 | 1.236 | 1.276 | 1.315 | 1.336
Northwest | Large Office | Minimum | June | Other Substitutables | LDCEU/TDEF | Electric Load with Losses, Incl. Cogeneration | MW | 0 | 0 | 0 | 0 | 0 | 0 | 0 | 0 | 0 | 0 | 0 | 0 | 0 | -0.0001 | -0.0006 | -0.0016 | -0.0014 | -0.002 | -0.0028 | -0.0045 | -0.0054 | -0.0072 | -0.0093 | -0.0101 | -0.0076 | -0.0044 | -0.001 | 0.002 | 0.0051 | 0.0081 | 0.011 | 0.0137 | 0.0162 | 0.0187 | 0.0213 | 0.0239 | 0.0265 | 0.0291 | 0.0316 | 0.0341 | 0.0365 | 0.0388 | 0.0411 | 0.0432 | 0.0454 | 0.0474 | 0.0496 | 0.0513 | 0.0531 | 0.0548 | 0.0565 | 0.058 | 0.0595 | 0.0608 | 0.0622 | 0.0634 | 0.0646 | 0.065
Northwest | Large Office | Minimum | June | Refrigeration | LDCEU/TDEF | Electric Load with Losses, Incl. Cogeneration | MW | 0 | 0 | 0 | 0 | 0 | 0 | 0 | 0 | 0 | 0 | 0 | 0 | -0.0001 | -0.0002 | -0.0004 | -0.0005 | -0.0006 | -0.0029 | -0.0057 | -0.0083 | -0.0124 | -0.0163 | -0.0212 | -0.0262 | -0.0287 | -0.0311 | -0.0335 | -0.0357 | -0.0378 | -0.0398 | -0.0416 | -0.0432 | -0.0447 | -0.046 | -0.0475 | -0.0489 | -0.0501 | -0.0515 | -0.0525 | -0.0535 | -0.0546 | -0.0557 | -0.0566 | -0.0575 | -0.0584 | -0.0593 | -0.06 | -0.0606 | -0.0614 | -0.062 | -0.0628 | -0.0634 | -0.0641 | -0.0648 | -0.0654 | -0.0661 | -0.0668 | -0.0669
Northwest | Large Office | Minimum | June | Lighting | LDCEU/TDEF | Electric Load with Losses, Incl. Cogeneration | MW | 0 | -0.2894 | -0.9004 | -1.5054 | -1.9992 | -2.4197 | -3.3831 | -4.0463 | -8.6383 | -13.2462 | -16.1653 | -17.6987 | -18.8953 | -21.567 | -21.4804 | -19.1614 | -21.8668 | -15.213 | -14.3563 | -15.5342 | -15.351 | -14.5856 | -14.3625 | -15.0029 | -14.1231 | -13.3691 | -12.7389 | -12.1767 | -11.6624 | -11.1846 | -10.737 | -10.3082 | -9.9054 | -9.5272 | -9.1805 | -8.8607 | -8.5673 | -8.2926 | -8.0342 | -7.7925 | -7.5657 | -7.3459 | -7.1428 | -6.9493 | -6.7692 | -6.5969 | -6.4392 | -6.275 | -6.1196 | -5.9719 | -5.8277 | -5.688 | -5.5518 | -5.4188 | -5.2888 | -5.1614 | -5.0359 | -4.8798
Northwest | Large Office | Minimum | June | Air Conditioning | LDCEU/TDEF | Electric Load with Losses, Incl. Cogeneration | MW | -0.1087 | 0.1119 | 0.3208 | 0.6008 | 0.8775 | 1.3375 | 1.1216 | 1.4623 | 1.4985 | 1.8986 | 2.47 | 2.2594 | 1.9268 | 2.0533 | 2.1113 | 2.2543 | 2.2033 | 2.2281 | 2.3863 | 1.0612 | -0.3285 | -1.7694 | -3.6837 | -4.6693 | -5.7159 | -7.8497 | -9.9529 | -11.7374 | -13.3993 | -14.9184 | -17.9955 | -20.6973 | -23.1371 | -25.3413 | -27.4134 | -29.3501 | -31.1689 | -32.8324 | -34.3484 | -35.7456 | -37.029 | -38.1598 | -39.2365 | -40.1995 | -41.1382 | -41.9852 | -42.8275 | -43.4758 | -44.0995 | -44.6884 | -45.2341 | -45.7377 | -46.1991 | -46.6422 | -47.0505 | -47.4275 | -47.7938 | -47.6889
Northwest | Large Office | Minimum | June | Other Non-Substitutables | LDCEU/TDEF | Electric Load with Losses, Incl. Cogeneration | MW | 0 | 0 | 0 | 0 | 0 | 0 | 0 | 0 | 0 | 0 | 0 | 0 | -1.3943 | -2.7524 | -4.1671 | -5.6811 | -5.8888 | -6.5899 | -8.0723 | -8.3076 | -9.2989 | -9.9417 | -10.4754 | -11.2142 | -11.5919 | -11.9343 | -12.2564 | -12.4482 | -12.5988 | -12.699 | -12.7471 | -12.7305 | -12.677 | -12.5937 | -12.5062 | -12.4093 | -12.3098 | -12.1959 | -12.066 | -11.9287 | -11.7838 | -11.6167 | -11.4534 | -11.2788 | -11.1071 | -10.9268 | -10.7552 | -10.5481 | -10.3422 | -10.1354 | -9.9208 | -9.7017 | -9.4772 | -9.2479 | -9.0141 | -8.7756 | -8.5324 | -8.2193
Northwest | Large Office | Minimum | July | Space Heating | LDCEU/TDEF | Electric Load with Losses, Incl. Cogeneration | MW | -0.0741 | -0.0302 | -0.0277 | -0.0246 | -0.0265 | -0.017 | -0.0263 | -0.0206 | -0.0189 | -0.0125 | -0.0094 | -0.0093 | -0.0117 | -0.0128 | -0.0159 | -0.021 | -0.0187 | -0.0196 | -0.0236 | -0.0216 | -0.0221 | -0.0232 | -0.0232 | -0.0275 | -0.0246 | -0.0234 | -0.02 | -0.0173 | -0.0145 | -0.0114 | -0.0088 | -0.0066 | -0.0044 | -0.0025 | -0.0006 | 0.0015 | 0.0034 | 0.0053 | 0.0072 | 0.0089 | 0.0103 | 0.0117 | 0.013 | 0.014 | 0.0152 | 0.0161 | 0.0168 | 0.0176 | 0.0181 | 0.0186 | 0.0191 | 0.0195 | 0.0198 | 0.0203 | 0.0205 | 0.0205 | 0.0207 | 0.0206
Northwest | Large Office | Minimum | July | Water Heating | LDCEU/TDEF | Electric Load with Losses, Incl. Cogeneration | MW | 0 | 0 | 0 | 0 | 0 | 0 | 0 | 0 | 0 | 0 | 0 | 0 | 0 | 0 | 0 | 0 | 0 | 0 | 0 | 0 | 0 | 0 | -0.0347 | -0.0724 | -0.0521 | -0.0316 | -0.0035 | 0.0203 | 0.0476 | 0.0763 | 0.1055 | 0.1324 | 0.1599 | 0.1876 | 0.2177 | 0.25 | 0.2839 | 0.3183 | 0.3527 | 0.3876 | 0.4227 | 0.4562 | 0.491 | 0.5251 | 0.5602 | 0.5949 | 0.6309 | 0.6628 | 0.695 | 0.7273 | 0.7587 | 0.7897 | 0.8199 | 0.8495 | 0.8786 | 0.907 | 0.9347 | 0.9495
Northwest | Large Office | Minimum | July | Other Substitutables | LDCEU/TDEF | Electric Load with Losses, Incl. Cogeneration | MW | 0 | 0 | 0 | 0 | 0 | 0 | 0 | 0 | 0 | 0 | 0 | 0 | 0 | -0.0001 | -0.0006 | -0.0016 | -0.0014 | -0.0019 | -0.0027 | -0.0043 | -0.0053 | -0.007 | -0.0091 | -0.0097 | -0.0073 | -0.0042 | -0.0008 | 0.002 | 0.005 | 0.0079 | 0.0108 | 0.0133 | 0.0158 | 0.0182 | 0.0207 | 0.0233 | 0.0258 | 0.0284 | 0.0308 | 0.0332 | 0.0356 | 0.0378 | 0.0399 | 0.0421 | 0.0441 | 0.0461 | 0.0482 | 0.0499 | 0.0516 | 0.0534 | 0.055 | 0.0564 | 0.0578 | 0.0592 | 0.0605 | 0.0617 | 0.0628 | 0.0633
Northwest | Large Office | Minimum | July | Refrigeration | LDCEU/TDEF | Electric Load with Losses, Incl. Cogeneration | MW | 0 | 0 | 0 | 0 | 0 | 0 | 0 | 0 | 0 | 0 | 0 | 0 | -0.0001 | -0.0003 | -0.0004 | -0.0005 | -0.0006 | -0.003 | -0.006 | -0.0088 | -0.0131 | -0.0173 | -0.0224 | -0.0276 | -0.0304 | -0.0329 | -0.0354 | -0.0376 | -0.04 | -0.042 | -0.044 | -0.0457 | -0.0472 | -0.0486 | -0.0502 | -0.0516 | -0.0528 | -0.0544 | -0.0554 | -0.0566 | -0.0578 | -0.0588 | -0.0599 | -0.0608 | -0.0617 | -0.0626 | -0.0634 | -0.0641 | -0.0649 | -0.0656 | -0.0663 | -0.0671 | -0.0678 | -0.0684 | -0.0691 | -0.0699 | -0.0706 | -0.0707
Northwest | Large Office | Minimum | July | Lighting | LDCEU/TDEF | Electric Load with Losses, Incl. Cogeneration | MW | 0 | -0.2739 | -0.849 | -1.4183 | -1.8827 | -2.2784 | -3.1856 | -3.8101 | -8.1406 | -12.4858 | -15.2396 | -16.6858 | -17.8142 | -20.3412 | -20.2544 | -18.0545 | -20.6286 | -14.3349 | -13.5268 | -14.6423 | -14.4682 | -13.7446 | -13.5339 | -14.1407 | -13.3115 | -12.6008 | -12.0069 | -11.4769 | -10.9922 | -10.542 | -10.1201 | -9.716 | -9.3365 | -8.9801 | -8.6534 | -8.352 | -8.0755 | -7.8167 | -7.5731 | -7.3453 | -7.1317 | -6.9245 | -6.7331 | -6.5508 | -6.381 | -6.2187 | -6.0701 | -5.9154 | -5.769 | -5.6297 | -5.4939 | -5.3622 | -5.2338 | -5.1086 | -4.9861 | -4.8658 | -4.7476 | -4.6005
Northwest | Large Office | Minimum | July | Air Conditioning | LDCEU/TDEF | Electric Load with Losses, Incl. Cogeneration | MW | -0.1243 | 0.1589 | 0.4365 | 0.8675 | 1.1152 | 1.7968 | 1.4277 | 1.7321 | 1.9052 | 2.4649 | 3.0821 | 2.8985 | 2.604 | 2.5827 | 2.9477 | 3.0769 | 2.9297 | 3.0081 | 2.9598 | 1.3773 | -0.4379 | -2.4235 | -4.3038 | -5.6 | -7.4946 | -10.2985 | -13.0467 | -15.3769 | -17.5407 | -19.5227 | -23.5232 | -27.043 | -30.2163 | -33.0798 | -35.7666 | -38.2763 | -40.6392 | -42.7743 | -44.7351 | -46.5337 | -48.1872 | -49.646 | -51.0324 | -52.2644 | -53.4669 | -54.5453 | -55.6238 | -56.4346 | -57.2222 | -57.9611 | -58.6436 | -59.2706 | -59.8407 | -60.3864 | -60.8862 | -61.3447 | -61.7886 | -61.653
Northwest | Large Office | Minimum | July | Other Non-Substitutables | LDCEU/TDEF | Electric Load with Losses, Incl. Cogeneration | MW | 0 | 0 | 0 | 0 | 0 | 0 | 0 | 0 | 0 | 0 | 0 | 0 | -1.4731 | -2.9079 | -4.4028 | -6.004 | -6.223 | -6.9629 | -8.5307 | -8.7756 | -9.8221 | -10.4995 | -11.0624 | -11.8415 | -12.2401 | -12.6015 | -12.9417 | -13.1442 | -13.3032 | -13.4089 | -13.4599 | -13.4425 | -13.3859 | -13.2982 | -13.2059 | -13.1037 | -12.9986 | -12.8786 | -12.7414 | -12.5965 | -12.4437 | -12.2673 | -12.0948 | -11.9106 | -11.7292 | -11.539 | -11.3579 | -11.1394 | -10.9219 | -10.7035 | -10.477 | -10.2456 | -10.0085 | -9.7664 | -9.5196 | -9.2677 | -9.0108 | -8.6801
Northwest | Large Office | Minimum | August | Space Heating | LDCEU/TDEF | Electric Load with Losses, Incl. Cogeneration | MW | -0.0636 | -0.0463 | -0.0514 | -0.0375 | -0.0279 | -0.0252 | -0.0274 | -0.0267 | -0.0207 | -0.0194 | -0.0137 | -0.0124 | -0.0155 | -0.0202 | -0.0239 | -0.0278 | -0.0272 | -0.0261 | -0.0286 | -0.0265 | -0.03 | -0.0313 | -0.0316 | -0.0336 | -0.0324 | -0.0309 | -0.0266 | -0.0231 | -0.0194 | -0.0156 | -0.0121 | -0.0092 | -0.0065 | -0.004 | -0.0016 | 0.0011 | 0.0037 | 0.006 | 0.0085 | 0.0107 | 0.0125 | 0.0143 | 0.016 | 0.0174 | 0.0189 | 0.0201 | 0.021 | 0.0221 | 0.0229 | 0.0234 | 0.0241 | 0.0247 | 0.0251 | 0.0257 | 0.0261 | 0.0261 | 0.0263 | 0.0262
Northwest | Large Office | Minimum | August | Water Heating | LDCEU/TDEF | Electric Load with Losses, Incl. Cogeneration | MW | 0 | 0 | 0 | 0 | 0 | 0 | 0 | 0 | 0 | 0 | 0 | 0 | 0 | 0 | 0 | 0 | 0 | 0 | 0 | 0 | 0 | 0 | -0.0373 | -0.0597 | -0.0498 | -0.0301 | -0.0028 | 0.0202 | 0.0466 | 0.0745 | 0.1027 | 0.1289 | 0.1554 | 0.1822 | 0.2115 | 0.2427 | 0.2755 | 0.3089 | 0.3422 | 0.376 | 0.4098 | 0.4422 | 0.4758 | 0.5089 | 0.5428 | 0.5763 | 0.6111 | 0.6419 | 0.6731 | 0.7044 | 0.7347 | 0.7646 | 0.7938 | 0.8224 | 0.8505 | 0.878 | 0.9048 | 0.9191
Northwest | Large Office | Minimum | August | Other Substitutables | LDCEU/TDEF | Electric Load with Losses, Incl. Cogeneration | MW | 0 | 0 | 0 | 0 | 0 | 0 | 0 | 0 | 0 | 0 | 0 | 0 | 0 | -0.0001 | -0.0005 | -0.0016 | -0.0014 | -0.002 | -0.0028 | -0.0044 | -0.0053 | -0.0071 | -0.0092 | -0.0099 | -0.0073 | -0.0043 | -0.0007 | 0.0022 | 0.0054 | 0.0084 | 0.0113 | 0.0139 | 0.0165 | 0.019 | 0.0216 | 0.0243 | 0.0269 | 0.0295 | 0.032 | 0.0345 | 0.0369 | 0.0392 | 0.0415 | 0.0436 | 0.0458 | 0.0478 | 0.0501 | 0.0518 | 0.0536 | 0.0553 | 0.0569 | 0.0585 | 0.06 | 0.0613 | 0.0627 | 0.0639 | 0.0651 | 0.0656
Northwest | Large Office | Minimum | August | Refrigeration | LDCEU/TDEF | Electric Load with Losses, Incl. Cogeneration | MW | 0 | 0 | 0 | 0 | 0 | 0 | 0 | 0 | 0 | 0 | 0 | 0 | 0 | -0.0003 | -0.0004 | -0.0005 | -0.0006 | -0.003 | -0.0059 | -0.0086 | -0.0129 | -0.017 | -0.022 | -0.0271 | -0.0299 | -0.0323 | -0.0348 | -0.037 | -0.0392 | -0.0413 | -0.0433 | -0.0449 | -0.0464 | -0.0478 | -0.0494 | -0.0507 | -0.052 | -0.0535 | -0.0545 | -0.0556 | -0.0568 | -0.0579 | -0.0589 | -0.0597 | -0.0607 | -0.0615 | -0.0623 | -0.0631 | -0.0638 | -0.0645 | -0.0652 | -0.0659 | -0.0666 | -0.0673 | -0.068 | -0.0688 | -0.0695 | -0.0696
Northwest | Large Office | Minimum | August | Lighting | LDCEU/TDEF | Electric Load with Losses, Incl. Cogeneration | MW | 0 | -0.2964 | -0.9041 | -1.5056 | -1.9947 | -2.4118 | -3.373 | -4.0342 | -8.6506 | -13.2817 | -16.222 | -17.7646 | -18.9673 | -21.6975 | -21.5797 | -19.1727 | -22.0262 | -15.2264 | -14.3641 | -15.5761 | -15.3842 | -14.6041 | -14.3798 | -15.0427 | -14.1608 | -13.405 | -12.7736 | -12.2104 | -11.6955 | -11.217 | -10.7688 | -10.3395 | -9.9362 | -9.5576 | -9.2104 | -8.8903 | -8.5966 | -8.3218 | -8.063 | -7.8211 | -7.5941 | -7.3739 | -7.1705 | -6.9768 | -6.7964 | -6.6239 | -6.4659 | -6.3016 | -6.1459 | -5.9979 | -5.8534 | -5.7134 | -5.5769 | -5.4436 | -5.3133 | -5.1854 | -5.0595 | -4.9026
Northwest | Large Office | Minimum | August | Air Conditioning | LDCEU/TDEF | Electric Load with Losses, Incl. Cogeneration | MW | -0.2196 | 0.2333 | 0.618 | 1.2757 | 1.9224 | 2.7399 | 2.4555 | 2.786 | 3.2355 | 3.6764 | 4.7176 | 4.6077 | 4.1684 | 3.837 | 4.2216 | 4.8651 | 4.2828 | 4.7174 | 5.3245 | 2.3826 | -0.6715 | -3.7847 | -6.593 | -10.1187 | -11.8602 | -16.2957 | -20.6481 | -24.339 | -27.7681 | -30.9079 | -37.2496 | -42.8272 | -47.8574 | -52.3974 | -56.6585 | -60.6398 | -64.3861 | -67.7795 | -70.8914 | -73.7487 | -76.3746 | -78.6906 | -80.8929 | -82.8526 | -84.7647 | -86.4819 | -88.1972 | -89.4933 | -90.7494 | -91.9297 | -93.0203 | -94.0235 | -94.9371 | -95.8121 | -96.6145 | -97.3518 | -98.0661 | -97.8507
Northwest | Large Office | Minimum | August | Other Non-Substitutables | LDCEU/TDEF | Electric Load with Losses, Incl. Cogeneration | MW | 0 | 0 | 0 | 0 | 0 | 0 | 0 | 0 | 0 | 0 | 0 | 0 | -1.4307 | -2.8243 | -4.2784 | -5.8382 | -6.0499 | -6.7632 | -8.2939 | -8.5188 | -9.5313 | -10.1838 | -10.728 | -11.4775 | -11.8634 | -12.2126 | -12.5421 | -12.7384 | -12.8926 | -12.9951 | -13.0449 | -13.0282 | -12.9737 | -12.8888 | -12.7997 | -12.701 | -12.5993 | -12.4837 | -12.3511 | -12.211 | -12.0632 | -11.8923 | -11.7253 | -11.547 | -11.3713 | -11.1873 | -11.0118 | -10.8002 | -10.5896 | -10.3779 | -10.1584 | -9.9342 | -9.7044 | -9.4697 | -9.2303 | -8.9861 | -8.7369 | -8.4157
Northwest | Large Office | Minimum | September | Space Heating | LDCEU/TDEF | Electric Load with Losses, Incl. Cogeneration | MW | -0.1284 | -0.0909 | -0.0812 | -0.1092 | -0.0709 | -0.0566 | -0.0649 | -0.057 | -0.0463 | -0.0408 | -0.0302 | -0.0358 | -0.0438 | -0.0423 | -0.054 | -0.0607 | -0.0582 | -0.0557 | -0.0606 | -0.0596 | -0.069 | -0.0706 | -0.0755 | -0.0798 | -0.0716 | -0.0681 | -0.0579 | -0.0497 | -0.0412 | -0.0322 | -0.0242 | -0.0174 | -0.0111 | -0.0053 | 0.0003 | 0.0066 | 0.0125 | 0.0179 | 0.0236 | 0.0287 | 0.0328 | 0.0371 | 0.0409 | 0.0439 | 0.0475 | 0.0503 | 0.0522 | 0.0545 | 0.0562 | 0.0573 | 0.0591 | 0.0604 | 0.0611 | 0.0625 | 0.0631 | 0.0631 | 0.0635 | 0.0631
Northwest | Large Office | Minimum | September | Water Heating | LDCEU/TDEF | Electric Load with Losses, Incl. Cogeneration | MW | 0 | 0 | 0 | 0 | 0 | 0 | 0 | 0 | 0 | 0 | 0 | 0 | 0 | 0 | 0 | 0 | 0 | 0 | 0 | 0 | 0 | 0 | -0.0763 | -0.1186 | -0.0794 | -0.0476 | -0.0038 | 0.0334 | 0.076 | 0.121 | 0.1666 | 0.2087 | 0.2515 | 0.2948 | 0.3421 | 0.3922 | 0.4449 | 0.4989 | 0.5522 | 0.6064 | 0.6609 | 0.713 | 0.767 | 0.8199 | 0.8744 | 0.9279 | 0.9836 | 1.033 | 1.0829 | 1.1329 | 1.1815 | 1.2292 | 1.276 | 1.3218 | 1.3666 | 1.4106 | 1.4534 | 1.4762
Northwest | Large Office | Minimum | September | Other Substitutables | LDCEU/TDEF | Electric Load with Losses, Incl. Cogeneration | MW | 0 | 0 | 0 | 0 | 0 | 0 | 0 | 0 | 0 | 0 | 0 | 0 | 0 | -0.0001 | -0.0005 | -0.0013 | -0.0012 | -0.0017 | -0.0024 | -0.0038 | -0.0045 | -0.0062 | -0.0079 | -0.0085 | -0.0064 | -0.0038 | -0.0008 | 0.0017 | 0.0042 | 0.0069 | 0.0093 | 0.0116 | 0.0137 | 0.0158 | 0.018 | 0.0202 | 0.0225 | 0.0247 | 0.0268 | 0.0288 | 0.031 | 0.0328 | 0.0347 | 0.0366 | 0.0384 | 0.0402 | 0.042 | 0.0435 | 0.045 | 0.0464 | 0.0478 | 0.0491 | 0.0503 | 0.0515 | 0.0527 | 0.0537 | 0.0547 | 0.055
Northwest | Large Office | Minimum | September | Refrigeration | LDCEU/TDEF | Electric Load with Losses, Incl. Cogeneration | MW | 0 | 0 | 0 | 0 | 0 | 0 | 0 | 0 | 0 | 0 | 0 | 0 | -0.0001 | -0.0003 | -0.0005 | -0.0007 | -0.0008 | -0.0039 | -0.0077 | -0.0112 | -0.0168 | -0.0221 | -0.0288 | -0.0354 | -0.039 | -0.0421 | -0.0455 | -0.0484 | -0.0513 | -0.0539 | -0.0565 | -0.0585 | -0.0605 | -0.0624 | -0.0645 | -0.0662 | -0.0678 | -0.0698 | -0.0711 | -0.0726 | -0.0741 | -0.0755 | -0.0769 | -0.0779 | -0.0791 | -0.0803 | -0.0813 | -0.0822 | -0.0832 | -0.0841 | -0.0851 | -0.0859 | -0.0869 | -0.0878 | -0.0887 | -0.0897 | -0.0906 | -0.0908
Northwest | Large Office | Minimum | September | Lighting | LDCEU/TDEF | Electric Load with Losses, Incl. Cogeneration | MW | 0 | -0.2838 | -0.8658 | -1.442 | -1.9104 | -2.31 | -3.2305 | -3.8637 | -8.2848 | -12.72 | -15.5358 | -17.013 | -18.1654 | -20.78 | -20.668 | -18.3642 | -21.0957 | -14.5851 | -13.7608 | -14.9226 | -14.7414 | -13.9969 | -13.7848 | -14.4232 | -13.5823 | -12.8623 | -12.262 | -11.727 | -11.2379 | -10.7834 | -10.3576 | -9.949 | -9.5651 | -9.2046 | -8.8742 | -8.5693 | -8.2893 | -8.0276 | -7.7805 | -7.5497 | -7.333 | -7.1226 | -6.9282 | -6.7427 | -6.57 | -6.4047 | -6.2531 | -6.0952 | -5.9457 | -5.8033 | -5.6643 | -5.5296 | -5.398 | -5.2695 | -5.1437 | -5.0203 | -4.8986 | -4.7471
Northwest | Large Office | Minimum | September | Air Conditioning | LDCEU/TDEF | Electric Load with Losses, Incl. Cogeneration | MW | -0.1406 | 0.1587 | 0.4436 | 0.721 | 1.1505 | 1.7594 | 1.4746 | 1.7182 | 1.9953 | 2.3319 | 3.0268 | 2.6488 | 2.3817 | 2.4646 | 2.5495 | 2.9547 | 2.7551 | 2.8842 | 3.5926 | 1.4426 | -0.4144 | -2.3962 | -3.9287 | -5.5273 | -7.2755 | -9.9882 | -12.6596 | -14.9276 | -17.04 | -18.9711 | -22.8842 | -26.3183 | -29.4202 | -32.2229 | -34.8602 | -37.3215 | -39.6316 | -41.7487 | -43.6699 | -45.4439 | -47.0744 | -48.5121 | -49.8799 | -51.0994 | -52.2899 | -53.3627 | -54.4271 | -55.2458 | -56.0354 | -56.7788 | -57.4679 | -58.1032 | -58.6851 | -59.2438 | -59.7584 | -60.2333 | -60.6946 | -60.5621
Northwest | Large Office | Minimum | September | Other Non-Substitutables | LDCEU/TDEF | Electric Load with Losses, Incl. Cogeneration | MW | 0 | 0 | 0 | 0 | 0 | 0 | 0 | 0 | 0 | 0 | 0 | 0 | -1.5129 | -2.9865 | -4.5206 | -6.1677 | -6.3954 | -7.153 | -8.7739 | -9.0219 | -10.1149 | -10.8156 | -11.407 | -12.2195 | -12.6308 | -13.0018 | -13.3516 | -13.5602 | -13.7243 | -13.8331 | -13.8863 | -13.868 | -13.8095 | -13.7191 | -13.6246 | -13.519 | -13.4098 | -13.287 | -13.1442 | -12.9944 | -12.8363 | -12.6538 | -12.4754 | -12.2843 | -12.0962 | -11.8991 | -11.7105 | -11.4842 | -11.2588 | -11.0323 | -10.7975 | -10.5575 | -10.3118 | -10.061 | -9.8051 | -9.544 | -9.2777 | -8.9351
Northwest | Large Office | Minimum | October | Space Heating | LDCEU/TDEF | Electric Load with Losses, Incl. Cogeneration | MW | -0.3908 | -0.3457 | -0.3015 | -0.2971 | -0.2471 | -0.2084 | -0.2003 | -0.1716 | -0.1518 | -0.1313 | -0.0945 | -0.0969 | -0.1155 | -0.1414 | -0.1717 | -0.2052 | -0.206 | -0.1877 | -0.2159 | -0.2067 | -0.2361 | -0.2432 | -0.2428 | -0.2675 | -0.2456 | -0.2335 | -0.199 | -0.171 | -0.1421 | -0.1115 | -0.0839 | -0.0607 | -0.0391 | -0.0192 | 0.0003 | 0.0221 | 0.0423 | 0.061 | 0.0808 | 0.098 | 0.1124 | 0.1275 | 0.1407 | 0.1513 | 0.1637 | 0.1733 | 0.1805 | 0.1885 | 0.1947 | 0.1989 | 0.2051 | 0.2097 | 0.2127 | 0.2174 | 0.2199 | 0.22 | 0.2217 | 0.2208
Northwest | Large Office | Minimum | October | Water Heating | LDCEU/TDEF | Electric Load with Losses, Incl. Cogeneration | MW | 0 | 0 | 0 | 0 | 0 | 0 | 0 | 0 | 0 | 0 | 0 | 0 | 0 | 0 | 0 | 0 | 0 | 0 | 0 | 0 | 0 | 0 | -0.0963 | -0.1945 | -0.1461 | -0.0881 | -0.0086 | 0.059 | 0.1365 | 0.2183 | 0.3012 | 0.3776 | 0.4552 | 0.5339 | 0.6202 | 0.7111 | 0.8069 | 0.905 | 1.0013 | 1.0997 | 1.1987 | 1.2934 | 1.3915 | 1.4873 | 1.5861 | 1.683 | 1.7837 | 1.873 | 1.9633 | 2.0536 | 2.1415 | 2.2278 | 2.3123 | 2.3948 | 2.4759 | 2.5553 | 2.6326 | 2.6739
Northwest | Large Office | Minimum | October | Other Substitutables | LDCEU/TDEF | Electric Load with Losses, Incl. Cogeneration | MW | 0 | 0 | 0 | 0 | 0 | 0 | 0 | 0 | 0 | 0 | 0 | 0 | 0 | -0.0001 | -0.0005 | -0.0013 | -0.0011 | -0.0015 | -0.0022 | -0.0038 | -0.0046 | -0.0062 | -0.008 | -0.0087 | -0.0067 | -0.0041 | -0.0013 | 0.0011 | 0.0036 | 0.0061 | 0.0084 | 0.0106 | 0.0127 | 0.0147 | 0.0169 | 0.019 | 0.0211 | 0.0232 | 0.0253 | 0.0273 | 0.0293 | 0.0311 | 0.033 | 0.0348 | 0.0366 | 0.0383 | 0.0399 | 0.0414 | 0.0429 | 0.0443 | 0.0456 | 0.0469 | 0.0481 | 0.0492 | 0.0503 | 0.0513 | 0.0523 | 0.0527
Northwest | Large Office | Minimum | October | Refrigeration | LDCEU/TDEF | Electric Load with Losses, Incl. Cogeneration | MW | 0 | 0 | 0 | 0 | 0 | 0 | 0 | 0 | 0 | 0 | 0 | 0 | -0.0002 | -0.0004 | -0.0006 | -0.0008 | -0.001 | -0.005 | -0.01 | -0.0145 | -0.0216 | -0.0285 | -0.037 | -0.0457 | -0.0502 | -0.0543 | -0.0585 | -0.0622 | -0.0659 | -0.0693 | -0.0727 | -0.0754 | -0.078 | -0.0803 | -0.083 | -0.0852 | -0.0874 | -0.0899 | -0.0916 | -0.0935 | -0.0954 | -0.0972 | -0.0989 | -0.1004 | -0.1019 | -0.1034 | -0.1046 | -0.1058 | -0.1071 | -0.1084 | -0.1095 | -0.1107 | -0.1118 | -0.1131 | -0.1142 | -0.1154 | -0.1167 | -0.1169
Northwest | Large Office | Minimum | October | Lighting | LDCEU/TDEF | Electric Load with Losses, Incl. Cogeneration | MW | 0 | -0.266 | -0.83 | -1.3884 | -1.8444 | -2.2327 | -3.1215 | -3.7334 | -7.9651 | -12.2116 | -14.9009 | -16.3138 | -17.4179 | -19.8752 | -19.8009 | -17.6754 | -20.1505 | -14.0352 | -13.2492 | -14.3347 | -14.1733 | -13.4754 | -13.2768 | -13.8741 | -13.0724 | -12.3871 | -11.8171 | -11.3097 | -10.846 | -10.4148 | -10.0105 | -9.622 | -9.2566 | -8.9131 | -8.5986 | -8.3079 | -8.0409 | -7.7914 | -7.555 | -7.3342 | -7.1269 | -6.9254 | -6.7391 | -6.5607 | -6.3948 | -6.2357 | -6.0895 | -5.937 | -5.7926 | -5.6549 | -5.5203 | -5.3896 | -5.2619 | -5.1372 | -5.015 | -4.8949 | -4.7766 | -4.6293
Northwest | Large Office | Minimum | October | Air Conditioning | LDCEU/TDEF | Electric Load with Losses, Incl. Cogeneration | MW | -0.0559 | 0.0624 | 0.1679 | 0.3184 | 0.4664 | 0.7076 | 0.6004 | 0.7259 | 0.8136 | 0.9778 | 1.2425 | 1.1549 | 1.0405 | 1.0374 | 1.1133 | 1.209 | 1.1316 | 1.1807 | 1.2875 | 0.5729 | -0.1897 | -0.9966 | -1.7811 | -2.4558 | -3.0125 | -4.1304 | -5.2355 | -6.1758 | -7.0542 | -7.8556 | -9.4869 | -10.9139 | -12.2057 | -13.3746 | -14.479 | -15.5068 | -16.4683 | -17.3636 | -18.1629 | -18.9072 | -19.5919 | -20.1955 | -20.77 | -21.2822 | -21.7832 | -22.2358 | -22.6805 | -23.0301 | -23.3657 | -23.6818 | -23.9761 | -24.2478 | -24.4986 | -24.7397 | -24.963 | -25.1701 | -25.3718 | -25.3171
Northwest | Large Office | Minimum | October | Other Non-Substitutables | LDCEU/TDEF | Electric Load with Losses, Incl. Cogeneration | MW | 0 | 0 | 0 | 0 | 0 | 0 | 0 | 0 | 0 | 0 | 0 | 0 | -1.4801 | -2.921 | -4.4137 | -6.014 | -6.2444 | -6.9971 | -8.5755 | -8.853 | -9.962 | -10.6724 | -11.2797 | -12.115 | -12.5245 | -12.8923 | -13.2378 | -13.4441 | -13.6063 | -13.7139 | -13.7663 | -13.7471 | -13.6884 | -13.5979 | -13.5041 | -13.3981 | -13.2882 | -13.1661 | -13.0216 | -12.8712 | -12.713 | -12.5312 | -12.3529 | -12.161 | -11.9729 | -11.7753 | -11.5857 | -11.3591 | -11.1339 | -10.9072 | -10.6725 | -10.4328 | -10.1874 | -9.9371 | -9.6819 | -9.4217 | -9.1564 | -8.8169
Northwest | Large Office | Minimum | November | Space Heating | LDCEU/TDEF | Electric Load with Losses, Incl. Cogeneration | MW | -0.8516 | -0.6614 | -0.4987 | -0.5316 | -0.4152 | -0.3609 | -0.3458 | -0.3264 | -0.2626 | -0.2213 | -0.1919 | -0.181 | -0.2204 | -0.251 | -0.3152 | -0.3771 | -0.3824 | -0.3589 | -0.4167 | -0.3925 | -0.4461 | -0.4812 | -0.4882 | -0.5049 | -0.4713 | -0.4474 | -0.3804 | -0.326 | -0.2694 | -0.2098 | -0.1556 | -0.1104 | -0.0683 | -0.0294 | 0.0089 | 0.0516 | 0.0911 | 0.1277 | 0.1662 | 0.2001 | 0.2282 | 0.2579 | 0.2837 | 0.3046 | 0.3289 | 0.3477 | 0.3618 | 0.3775 | 0.3897 | 0.398 | 0.4103 | 0.4194 | 0.4253 | 0.4347 | 0.4396 | 0.4401 | 0.4434 | 0.4418
Northwest | Large Office | Minimum | November | Water Heating | LDCEU/TDEF | Electric Load with Losses, Incl. Cogeneration | MW | 0 | 0 | 0 | 0 | 0 | 0 | 0 | 0 | 0 | 0 | 0 | 0 | 0 | 0 | 0 | 0 | 0 | 0 | 0 | 0 | 0 | 0 | -0.2016 | -0.2471 | -0.2223 | -0.134 | -0.0138 | 0.0889 | 0.2065 | 0.3306 | 0.4565 | 0.5724 | 0.6899 | 0.8094 | 0.9408 | 1.0785 | 1.2231 | 1.3725 | 1.5174 | 1.666 | 1.816 | 1.9596 | 2.1079 | 2.2525 | 2.4016 | 2.5479 | 2.6994 | 2.8338 | 2.9698 | 3.1058 | 3.238 | 3.3677 | 3.4948 | 3.619 | 3.7407 | 3.8599 | 3.9759 | 4.0385
Northwest | Large Office | Minimum | November | Other Substitutables | LDCEU/TDEF | Electric Load with Losses, Incl. Cogeneration | MW | 0 | 0 | 0 | 0 | 0 | 0 | 0 | 0 | 0 | 0 | 0 | 0 | 0 | -0.0001 | -0.0005 | -0.0011 | -0.0009 | -0.0012 | -0.0018 | -0.0033 | -0.004 | -0.0055 | -0.0071 | -0.0077 | -0.006 | -0.0038 | -0.0014 | 0.0006 | 0.0028 | 0.0049 | 0.0069 | 0.0088 | 0.0106 | 0.0123 | 0.014 | 0.0159 | 0.0178 | 0.0196 | 0.0213 | 0.023 | 0.0248 | 0.0263 | 0.0279 | 0.0294 | 0.0309 | 0.0324 | 0.0338 | 0.035 | 0.0363 | 0.0375 | 0.0386 | 0.0397 | 0.0407 | 0.0416 | 0.0426 | 0.0434 | 0.0443 | 0.0447
Northwest | Large Office | Minimum | November | Refrigeration | LDCEU/TDEF | Electric Load with Losses, Incl. Cogeneration | MW | 0 | 0 | 0 | 0 | 0 | 0 | 0 | 0 | 0 | 0 | 0 | 0 | -0.0002 | -0.0005 | -0.0008 | -0.001 | -0.0013 | -0.0061 | -0.0121 | -0.0176 | -0.0262 | -0.0345 | -0.0449 | -0.0553 | -0.0608 | -0.0658 | -0.0709 | -0.0754 | -0.08 | -0.0841 | -0.0882 | -0.0914 | -0.0945 | -0.0973 | -0.1006 | -0.1034 | -0.1059 | -0.109 | -0.111 | -0.1133 | -0.1156 | -0.1178 | -0.1199 | -0.1216 | -0.1235 | -0.1254 | -0.1269 | -0.1283 | -0.1299 | -0.1313 | -0.1328 | -0.1342 | -0.1356 | -0.137 | -0.1385 | -0.1399 | -0.1414 | -0.1417
Northwest | Large Office | Minimum | November | Lighting | LDCEU/TDEF | Electric Load with Losses, Incl. Cogeneration | MW | 0 | -0.263 | -0.8246 | -1.3807 | -1.8352 | -2.2221 | -3.1065 | -3.7156 | -7.919 | -12.1373 | -14.8075 | -16.2107 | -17.3083 | -19.7406 | -19.674 | -17.5795 | -20.01 | -13.9597 | -13.1813 | -14.2558 | -14.1008 | -13.4135 | -13.2236 | -13.821 | -13.0293 | -12.3536 | -11.7931 | -11.295 | -10.8397 | -10.4164 | -10.0191 | -9.6366 | -9.2766 | -8.938 | -8.6282 | -8.3415 | -8.0779 | -7.8319 | -7.5979 | -7.3794 | -7.1743 | -6.9746 | -6.7898 | -6.6124 | -6.4474 | -6.289 | -6.1432 | -5.9908 | -5.8465 | -5.7087 | -5.5738 | -5.4428 | -5.3147 | -5.1894 | -5.0666 | -4.9457 | -4.8265 | -4.678
Northwest | Large Office | Minimum | November | Air Conditioning | LDCEU/TDEF | Electric Load with Losses, Incl. Cogeneration | MW | -0.0286 | 0.0338 | 0.0886 | 0.1675 | 0.2446 | 0.3704 | 0.3156 | 0.383 | 0.429 | 0.5148 | 0.6506 | 0.6047 | 0.5464 | 0.5469 | 0.5861 | 0.6326 | 0.5932 | 0.6158 | 0.6743 | 0.2994 | -0.1045 | -0.5338 | -0.9491 | -1.3168 | -1.614 | -2.2115 | -2.8018 | -3.3045 | -3.7745 | -4.203 | -5.0766 | -5.8398 | -6.5312 | -7.1571 | -7.7494 | -8.2995 | -8.8132 | -9.2939 | -9.7198 | -10.1177 | -10.4842 | -10.8075 | -11.1149 | -11.3879 | -11.6554 | -11.8967 | -12.1328 | -12.3188 | -12.4977 | -12.6657 | -12.8222 | -12.9666 | -13.0998 | -13.228 | -13.3467 | -13.4567 | -13.5639 | -13.5349
Northwest | Large Office | Minimum | November | Other Non-Substitutables | LDCEU/TDEF | Electric Load with Losses, Incl. Cogeneration | MW | 0 | 0 | 0 | 0 | 0 | 0 | 0 | 0 | 0 | 0 | 0 | 0 | -1.5174 | -2.9963 | -4.5227 | -6.154 | -6.397 | -7.1708 | -8.792 | -9.0995 | -10.2667 | -11.0143 | -11.661 | -12.5445 | -12.9693 | -13.3489 | -13.7051 | -13.9181 | -14.0857 | -14.1964 | -14.2507 | -14.2299 | -14.1686 | -14.0744 | -13.9776 | -13.867 | -13.7518 | -13.6254 | -13.4736 | -13.3167 | -13.1519 | -12.9628 | -12.7769 | -12.5765 | -12.3803 | -12.1739 | -11.9753 | -11.7389 | -11.5044 | -11.2678 | -11.0233 | -10.7734 | -10.5179 | -10.2573 | -9.9917 | -9.7209 | -9.445 | -9.0928
Northwest | Large Office | Minimum | December | Space Heating | LDCEU/TDEF | Electric Load with Losses, Incl. Cogeneration | MW | -1.326 | -1.0166 | -0.8934 | -0.898 | -0.7419 | -0.6325 | -0.6134 | -0.5234 | -0.4617 | -0.3751 | -0.3103 | -0.2971 | -0.366 | -0.4462 | -0.579 | -0.7267 | -0.7167 | -0.6773 | -0.7962 | -0.7467 | -0.8541 | -0.9085 | -0.9184 | -0.9876 | -0.9065 | -0.8619 | -0.7399 | -0.6402 | -0.5363 | -0.4271 | -0.327 | -0.2438 | -0.1658 | -0.0935 | -0.0221 | 0.0573 | 0.1307 | 0.1996 | 0.2712 | 0.3347 | 0.3879 | 0.4436 | 0.4924 | 0.5325 | 0.5786 | 0.6149 | 0.6426 | 0.6731 | 0.6972 | 0.7144 | 0.7386 | 0.7571 | 0.7698 | 0.7889 | 0.7996 | 0.8025 | 0.8102 | 0.8087
Northwest | Large Office | Minimum | December | Water Heating | LDCEU/TDEF | Electric Load with Losses, Incl. Cogeneration | MW | 0 | 0 | 0 | 0 | 0 | 0 | 0 | 0 | 0 | 0 | 0 | 0 | 0 | 0 | 0 | 0 | 0 | 0 | 0 | 0 | 0 | 0 | -0.2119 | -0.3945 | -0.2636 | -0.159 | -0.0169 | 0.1048 | 0.244 | 0.3908 | 0.5398 | 0.6769 | 0.816 | 0.9573 | 1.113 | 1.2758 | 1.4468 | 1.6236 | 1.7947 | 1.9705 | 2.1478 | 2.3177 | 2.4931 | 2.6638 | 2.84 | 3.0127 | 3.1914 | 3.3501 | 3.5108 | 3.6713 | 3.8272 | 3.9804 | 4.1304 | 4.2767 | 4.4203 | 4.561 | 4.6977 | 4.7716
Northwest | Large Office | Minimum | December | Other Substitutables | LDCEU/TDEF | Electric Load with Losses, Incl. Cogeneration | MW | 0 | 0 | 0 | 0 | 0 | 0 | 0 | 0 | 0 | 0 | 0 | 0 | 0 | -0.0001 | -0.0005 | -0.0011 | -0.0009 | -0.0012 | -0.0018 | -0.0032 | -0.0039 | -0.0053 | -0.0069 | -0.0075 | -0.0058 | -0.0037 | -0.0014 | 0.0006 | 0.0027 | 0.0047 | 0.0067 | 0.0084 | 0.0102 | 0.0118 | 0.0136 | 0.0154 | 0.0172 | 0.0189 | 0.0206 | 0.0222 | 0.0239 | 0.0254 | 0.027 | 0.0284 | 0.0299 | 0.0312 | 0.0327 | 0.0339 | 0.0351 | 0.0362 | 0.0373 | 0.0384 | 0.0394 | 0.0403 | 0.0412 | 0.042 | 0.0428 | 0.0432
Northwest | Large Office | Minimum | December | Refrigeration | LDCEU/TDEF | Electric Load with Losses, Incl. Cogeneration | MW | 0 | 0 | 0 | 0 | 0 | 0 | 0 | 0 | 0 | 0 | 0 | 0 | -0.0002 | -0.0005 | -0.0008 | -0.0011 | -0.0013 | -0.0063 | -0.0126 | -0.0183 | -0.0274 | -0.036 | -0.0468 | -0.0577 | -0.0634 | -0.0686 | -0.074 | -0.0786 | -0.0834 | -0.0878 | -0.0919 | -0.0953 | -0.0985 | -0.1015 | -0.1049 | -0.1078 | -0.1104 | -0.1137 | -0.1157 | -0.1181 | -0.1206 | -0.1229 | -0.1251 | -0.1269 | -0.1289 | -0.1307 | -0.1323 | -0.1339 | -0.1354 | -0.1369 | -0.1385 | -0.14 | -0.1414 | -0.143 | -0.1444 | -0.1459 | -0.1475 | -0.1478
Northwest | Large Office | Minimum | December | Lighting | LDCEU/TDEF | Electric Load with Losses, Incl. Cogeneration | MW | 0 | -0.2467 | -0.7756 | -1.2993 | -1.7274 | -2.092 | -2.9245 | -3.4979 | -7.4507 | -11.4177 | -13.928 | -15.2475 | -16.2799 | -18.5624 | -18.5033 | -16.5425 | -18.8132 | -13.1361 | -12.4046 | -13.4125 | -13.2682 | -12.624 | -12.4496 | -13.0131 | -12.2689 | -11.634 | -11.1075 | -10.6399 | -10.2125 | -9.8149 | -9.4419 | -9.0825 | -8.7443 | -8.4261 | -8.1351 | -7.8655 | -7.6177 | -7.3866 | -7.1664 | -6.9611 | -6.7681 | -6.5802 | -6.4064 | -6.2394 | -6.0841 | -5.9349 | -5.7976 | -5.6541 | -5.5181 | -5.3881 | -5.2611 | -5.1375 | -5.0167 | -4.8985 | -4.7827 | -4.6687 | -4.5562 | -4.4161
Northwest | Large Office | Minimum | December | Air Conditioning | LDCEU/TDEF | Electric Load with Losses, Incl. Cogeneration | MW | -0.0184 | 0.0219 | 0.0573 | 0.1082 | 0.158 | 0.239 | 0.2037 | 0.2474 | 0.2771 | 0.3324 | 0.4198 | 0.39 | 0.3528 | 0.3533 | 0.3786 | 0.4084 | 0.3831 | 0.3973 | 0.4353 | 0.1931 | -0.068 | -0.3459 | -0.6149 | -0.8533 | -1.0458 | -1.4328 | -1.815 | -2.1406 | -2.4449 | -2.7224 | -3.2883 | -3.7827 | -4.2304 | -4.6357 | -5.0195 | -5.3757 | -5.7084 | -6.0197 | -6.2953 | -6.553 | -6.7902 | -6.9996 | -7.1985 | -7.3752 | -7.5483 | -7.7043 | -7.857 | -7.9772 | -8.0929 | -8.2015 | -8.3026 | -8.3958 | -8.482 | -8.5648 | -8.6414 | -8.7126 | -8.7818 | -8.7629
Northwest | Large Office | Minimum | December | Other Non-Substitutables | LDCEU/TDEF | Electric Load with Losses, Incl. Cogeneration | MW | 0 | 0 | 0 | 0 | 0 | 0 | 0 | 0 | 0 | 0 | 0 | 0 | -1.5269 | -3.017 | -4.5534 | -6.1875 | -6.4343 | -7.2104 | -8.8427 | -9.1629 | -10.3406 | -11.0995 | -11.7554 | -12.6471 | -13.0753 | -13.458 | -13.8164 | -14.031 | -14.1997 | -14.311 | -14.3655 | -14.3444 | -14.2821 | -14.1871 | -14.0894 | -13.9776 | -13.8611 | -13.7337 | -13.5801 | -13.4216 | -13.2552 | -13.0644 | -12.8768 | -12.6743 | -12.4762 | -12.2678 | -12.0671 | -11.8285 | -11.5917 | -11.3529 | -11.1062 | -10.854 | -10.5962 | -10.3333 | -10.0653 | -9.7922 | -9.5138 | -9.159
Northwest | Medium Office | Peak | January | Space Heating | LDCEU/TDEF | Electric Load with Losses, Incl. Cogeneration | MW | -0.611 | -0.4363 | -0.3919 | -0.4009 | -0.3298 | -0.2715 | -0.2805 | -0.2411 | -0.2105 | -0.1732 | -0.1378 | -0.141 | -0.1845 | -0.2598 | -0.3632 | -0.4388 | -0.411 | -0.4109 | -0.4812 | -0.461 | -0.5356 | -0.5619 | -0.5642 | -0.6098 | -0.5577 | -0.5206 | -0.4274 | -0.352 | -0.2735 | -0.1914 | -0.1141 | -0.0513 | 0.0062 | 0.0608 | 0.1187 | 0.1812 | 0.2402 | 0.2992 | 0.3556 | 0.4095 | 0.4571 | 0.5048 | 0.5496 | 0.5865 | 0.629 | 0.6646 | 0.6943 | 0.7249 | 0.7514 | 0.7737 | 0.8006 | 0.8235 | 0.8427 | 0.8663 | 0.8841 | 0.8966 | 0.9126 | 0.915
Northwest | Medium Office | Peak | January | Water Heating | LDCEU/TDEF | Electric Load with Losses, Incl. Cogeneration | MW | 0 | 0 | 0 | 0 | 0 | 0 | 0 | 0 | 0 | 0 | 0 | 0 | 0 | 0 | 0 | 0 | 0 | 0 | 0 | 0 | 0 | 0 | -0.1266 | -0.2226 | -0.176 | -0.1027 | 0.0014 | 0.0869 | 0.1837 | 0.2866 | 0.3912 | 0.4833 | 0.5733 | 0.6658 | 0.7728 | 0.8852 | 1.0048 | 1.1304 | 1.249 | 1.3744 | 1.5016 | 1.622 | 1.7499 | 1.8708 | 1.9999 | 2.1259 | 2.2577 | 2.3724 | 2.4905 | 2.6097 | 2.727 | 2.8428 | 2.9572 | 3.0705 | 3.1825 | 3.293 | 3.4022 | 3.4541
Northwest | Medium Office | Peak | January | Other Substitutables | LDCEU/TDEF | Electric Load with Losses, Incl. Cogeneration | MW | 0 | 0 | 0 | 0 | 0 | 0 | 0 | 0 | 0 | 0 | 0 | 0 | 0 | -0.0004 | -0.0005 | -0.0003 | -0.0003 | -0.0003 | -0.0006 | -0.0012 | -0.0013 | -0.0017 | -0.003 | -0.0031 | -0.0022 | -0.0006 | 0.0013 | 0.0029 | 0.0045 | 0.0062 | 0.0078 | 0.0091 | 0.0104 | 0.0117 | 0.0131 | 0.0144 | 0.0159 | 0.0174 | 0.0187 | 0.02 | 0.0214 | 0.0225 | 0.0238 | 0.0249 | 0.0261 | 0.0273 | 0.0284 | 0.0294 | 0.0304 | 0.0313 | 0.0323 | 0.0331 | 0.034 | 0.0347 | 0.0355 | 0.0362 | 0.0369 | 0.0371
Northwest | Medium Office | Peak | January | Refrigeration | LDCEU/TDEF | Electric Load with Losses, Incl. Cogeneration | MW | 0 | 0 | 0 | 0 | 0 | 0 | 0 | 0 | 0 | 0 | 0 | 0 | -0.0002 | -0.0003 | -0.0006 | -0.0008 | -0.001 | -0.0043 | -0.0092 | -0.0119 | -0.017 | -0.0221 | -0.0282 | -0.0343 | -0.038 | -0.0414 | -0.0452 | -0.0484 | -0.0518 | -0.055 | -0.0581 | -0.0606 | -0.0628 | -0.0651 | -0.0678 | -0.0701 | -0.0723 | -0.0752 | -0.0767 | -0.0788 | -0.081 | -0.0831 | -0.0852 | -0.0868 | -0.0887 | -0.0905 | -0.0921 | -0.0936 | -0.0952 | -0.0967 | -0.0983 | -0.0999 | -0.1014 | -0.1031 | -0.1047 | -0.1065 | -0.1082 | -0.1085
Northwest | Medium Office | Peak | January | Lighting | LDCEU/TDEF | Electric Load with Losses, Incl. Cogeneration | MW | 0 | -0.2685 | -0.8313 | -1.3901 | -1.8498 | -2.2445 | -3.1475 | -3.7799 | -8.0858 | -12.4138 | -15.1703 | -16.6386 | -17.8367 | -18.8516 | -18.5344 | -19.9128 | -18.1256 | -15.0473 | -14.7145 | -14.0055 | -13.7954 | -13.0771 | -12.8852 | -13.5826 | -12.8471 | -12.2371 | -11.7535 | -11.3215 | -10.9295 | -10.5657 | -10.2242 | -9.8863 | -9.5636 | -9.2598 | -8.9893 | -8.7403 | -8.5152 | -8.3073 | -8.105 | -7.92 | -7.7474 | -7.5742 | -7.4187 | -7.2648 | -7.1256 | -6.9903 | -6.8691 | -6.7324 | -6.604 | -6.482 | -6.3611 | -6.2424 | -6.1255 | -6.0099 | -5.8957 | -5.7821 | -5.6689 | -5.5073
Northwest | Medium Office | Peak | January | Air Conditioning | LDCEU/TDEF | Electric Load with Losses, Incl. Cogeneration | MW | -0.0266 | 0.0235 | 0.07 | 0.1367 | 0.2007 | 0.3041 | 0.2704 | 0.3323 | 0.3728 | 0.4468 | 0.5565 | 0.5252 | 0.4831 | 0.5412 | 0.5408 | 0.4914 | 0.6184 | 0.4912 | 0.5252 | 0.1479 | -0.301 | -0.7473 | -1.1589 | -1.5651 | -1.8936 | -2.5716 | -3.2621 | -3.8417 | -4.3898 | -4.8944 | -5.9175 | -6.8014 | -7.5983 | -8.3275 | -9.043 | -9.7132 | -10.3527 | -10.9674 | -11.5032 | -12.0239 | -12.5148 | -12.9464 | -13.3748 | -13.7511 | -14.1352 | -14.4875 | -14.8418 | -15.1188 | -15.3953 | -15.6638 | -15.9187 | -16.1598 | -16.3899 | -16.6152 | -16.8312 | -17.0388 | -17.244 | -17.2242
Northwest | Medium Office | Peak | January | Other Non-Substitutables | LDCEU/TDEF | Electric Load with Losses, Incl. Cogeneration | MW | 0 | 0 | 0 | 0 | 0 | 0 | 0 | 0 | 0 | 0 | 0 | 0 | -1.0684 | -2.1459 | -3.1437 | -4.0953 | -4.3531 | -4.9066 | -5.8431 | -6.1881 | -6.9559 | -7.4508 | -7.8677 | -8.4617 | -8.7822 | -9.0986 | -9.4205 | -9.6232 | -9.7972 | -9.9329 | -10.0272 | -10.0548 | -10.046 | -10.0142 | -9.9925 | -9.9599 | -9.928 | -9.8902 | -9.8231 | -9.7583 | -9.6886 | -9.5934 | -9.5057 | -9.3973 | -9.2971 | -9.1854 | -9.0815 | -8.9361 | -8.7941 | -8.6502 | -8.4978 | -8.3393 | -8.1747 | -8.0045 | -7.8288 | -7.6474 | -7.4601 | -7.1929
Northwest | Medium Office | Peak | February | Space Heating | LDCEU/TDEF | Electric Load with Losses, Incl. Cogeneration | MW | -0.7734 | -0.5902 | -0.4841 | -0.5134 | -0.416 | -0.3431 | -0.3588 | -0.2942 | -0.2662 | -0.2132 | -0.1781 | -0.1705 | -0.2328 | -0.3476 | -0.4433 | -0.5376 | -0.533 | -0.5289 | -0.6365 | -0.5934 | -0.6734 | -0.7465 | -0.7057 | -0.7464 | -0.7081 | -0.6615 | -0.544 | -0.4486 | -0.3498 | -0.2461 | -0.1487 | -0.0697 | 0.0026 | 0.0713 | 0.1441 | 0.2227 | 0.297 | 0.3711 | 0.4418 | 0.5095 | 0.5691 | 0.6291 | 0.6853 | 0.7313 | 0.7846 | 0.8291 | 0.8662 | 0.9041 | 0.9372 | 0.9646 | 0.9982 | 1.0266 | 1.0503 | 1.0795 | 1.1015 | 1.1167 | 1.1363 | 1.1392
Northwest | Medium Office | Peak | February | Water Heating | LDCEU/TDEF | Electric Load with Losses, Incl. Cogeneration | MW | 0 | 0 | 0 | 0 | 0 | 0 | 0 | 0 | 0 | 0 | 0 | 0 | 0 | 0 | 0 | 0 | 0 | 0 | 0 | 0 | 0 | 0 | -0.1256 | -0.2147 | -0.1901 | -0.1108 | 0.0013 | 0.0936 | 0.1977 | 0.3085 | 0.4211 | 0.5204 | 0.6171 | 0.7164 | 0.8317 | 0.9528 | 1.0814 | 1.2166 | 1.3441 | 1.479 | 1.6161 | 1.7457 | 1.8834 | 2.0134 | 2.1523 | 2.2878 | 2.4296 | 2.5529 | 2.6797 | 2.808 | 2.9342 | 3.0586 | 3.1814 | 3.3033 | 3.4237 | 3.5424 | 3.6598 | 3.7156
Northwest | Medium Office | Peak | February | Other Substitutables | LDCEU/TDEF | Electric Load with Losses, Incl. Cogeneration | MW | 0 | 0 | 0 | 0 | 0 | 0 | 0 | 0 | 0 | 0 | 0 | 0 | -0.0001 | -0.0009 | -0.001 | -0.0006 | -0.0006 | -0.0007 | -0.0015 | -0.0027 | -0.0029 | -0.0037 | -0.0066 | -0.0068 | -0.0049 | -0.0012 | 0.003 | 0.0065 | 0.01 | 0.0136 | 0.017 | 0.0201 | 0.0229 | 0.0257 | 0.0288 | 0.0318 | 0.0349 | 0.038 | 0.0408 | 0.0439 | 0.0467 | 0.0494 | 0.0521 | 0.0546 | 0.0572 | 0.0598 | 0.0623 | 0.0644 | 0.0665 | 0.0686 | 0.0705 | 0.0725 | 0.0742 | 0.076 | 0.0776 | 0.0792 | 0.0806 | 0.081
Northwest | Medium Office | Peak | February | Refrigeration | LDCEU/TDEF | Electric Load with Losses, Incl. Cogeneration | MW | 0 | 0 | 0 | 0 | 0 | 0 | 0 | 0 | 0 | 0 | 0 | 0 | -0.0001 | -0.0004 | -0.0005 | -0.0007 | -0.0009 | -0.0039 | -0.0082 | -0.0107 | -0.0154 | -0.02 | -0.0254 | -0.0309 | -0.0342 | -0.0374 | -0.0407 | -0.0437 | -0.0467 | -0.0496 | -0.0524 | -0.0546 | -0.0567 | -0.0587 | -0.0611 | -0.0632 | -0.0651 | -0.0678 | -0.0692 | -0.0711 | -0.0731 | -0.0749 | -0.0768 | -0.0783 | -0.0801 | -0.0816 | -0.0831 | -0.0844 | -0.0858 | -0.0873 | -0.0887 | -0.0901 | -0.0916 | -0.093 | -0.0945 | -0.096 | -0.0975 | -0.0979
Northwest | Medium Office | Peak | February | Lighting | LDCEU/TDEF | Electric Load with Losses, Incl. Cogeneration | MW | 0 | -0.2827 | -0.8879 | -1.4889 | -1.9846 | -2.4099 | -3.3787 | -4.0576 | -8.652 | -13.2708 | -16.2079 | -17.7737 | -19.0531 | -20.1757 | -19.7834 | -21.2228 | -19.3762 | -16.0021 | -15.6648 | -14.9556 | -14.7388 | -13.9825 | -13.7858 | -14.5223 | -13.7386 | -13.0893 | -12.5753 | -12.1163 | -11.6996 | -11.313 | -10.9499 | -10.5905 | -10.2468 | -9.9232 | -9.6353 | -9.3701 | -9.1305 | -8.9092 | -8.6935 | -8.4964 | -8.3127 | -8.1281 | -7.9624 | -7.7982 | -7.6496 | -7.5053 | -7.3758 | -7.2295 | -7.0922 | -6.9617 | -6.8324 | -6.7053 | -6.58 | -6.4564 | -6.334 | -6.2122 | -6.091 | -5.9176
Northwest | Medium Office | Peak | February | Air Conditioning | LDCEU/TDEF | Electric Load with Losses, Incl. Cogeneration | MW | -0.0125 | 0.0114 | 0.0336 | 0.0655 | 0.0959 | 0.1451 | 0.1292 | 0.1589 | 0.1782 | 0.2134 | 0.2653 | 0.2505 | 0.2306 | 0.2577 | 0.2578 | 0.2351 | 0.2942 | 0.2349 | 0.2512 | 0.0702 | -0.1441 | -0.3577 | -0.5551 | -0.7502 | -0.9076 | -1.2329 | -1.5638 | -1.8419 | -2.1045 | -2.3464 | -2.837 | -3.2608 | -3.6427 | -3.9921 | -4.3355 | -4.6569 | -4.9634 | -5.2584 | -5.5149 | -5.7646 | -6.0001 | -6.2072 | -6.4128 | -6.5931 | -6.7771 | -6.9459 | -7.1156 | -7.248 | -7.3804 | -7.5089 | -7.6309 | -7.7463 | -7.8565 | -7.9643 | -8.0676 | -8.167 | -8.2652 | -8.2559
Northwest | Medium Office | Peak | February | Other Non-Substitutables | LDCEU/TDEF | Electric Load with Losses, Incl. Cogeneration | MW | 0 | 0 | 0 | 0 | 0 | 0 | 0 | 0 | 0 | 0 | 0 | 0 | -1.1541 | -2.3187 | -3.397 | -4.4204 | -4.701 | -5.2884 | -6.3085 | -6.6927 | -7.5282 | -8.0714 | -8.5283 | -9.1773 | -9.5258 | -9.8701 | -10.2198 | -10.4406 | -10.6296 | -10.7773 | -10.8802 | -10.9104 | -10.9008 | -10.8662 | -10.8433 | -10.808 | -10.7735 | -10.7327 | -10.6596 | -10.5893 | -10.5139 | -10.4108 | -10.3161 | -10.1981 | -10.0894 | -9.9681 | -9.8551 | -9.6969 | -9.5427 | -9.3862 | -9.2208 | -9.0486 | -8.8698 | -8.6851 | -8.4943 | -8.2974 | -8.0942 | -7.8044
Northwest | Medium Office | Peak | March | Space Heating | LDCEU/TDEF | Electric Load with Losses, Incl. Cogeneration | MW | -0.463 | -0.3571 | -0.3332 | -0.3244 | -0.2709 | -0.2272 | -0.2394 | -0.1969 | -0.1654 | -0.1443 | -0.1112 | -0.1043 | -0.1425 | -0.2293 | -0.2785 | -0.3714 | -0.3657 | -0.3581 | -0.4095 | -0.4063 | -0.4325 | -0.4684 | -0.4526 | -0.5001 | -0.4554 | -0.4267 | -0.3528 | -0.2932 | -0.2314 | -0.1664 | -0.1058 | -0.0566 | -0.0114 | 0.0312 | 0.0764 | 0.1253 | 0.1715 | 0.2174 | 0.2613 | 0.3033 | 0.3401 | 0.3774 | 0.4121 | 0.4405 | 0.4734 | 0.5007 | 0.5233 | 0.5467 | 0.5668 | 0.5835 | 0.6039 | 0.6211 | 0.6354 | 0.6531 | 0.6663 | 0.6752 | 0.6869 | 0.6885
Northwest | Medium Office | Peak | March | Water Heating | LDCEU/TDEF | Electric Load with Losses, Incl. Cogeneration | MW | 0 | 0 | 0 | 0 | 0 | 0 | 0 | 0 | 0 | 0 | 0 | 0 | 0 | 0 | 0 | 0 | 0 | 0 | 0 | 0 | 0 | 0 | -0.108 | -0.2 | -0.1603 | -0.0943 | -0.0008 | 0.0758 | 0.1623 | 0.2546 | 0.3482 | 0.4308 | 0.5115 | 0.5941 | 0.69 | 0.7909 | 0.8983 | 1.0106 | 1.1172 | 1.2297 | 1.344 | 1.4521 | 1.5669 | 1.6756 | 1.7916 | 1.9049 | 2.0236 | 2.1266 | 2.2326 | 2.3398 | 2.4453 | 2.5494 | 2.6521 | 2.754 | 2.8546 | 2.954 | 3.0521 | 3.099
Northwest | Medium Office | Peak | March | Other Substitutables | LDCEU/TDEF | Electric Load with Losses, Incl. Cogeneration | MW | 0 | 0 | 0 | 0 | 0 | 0 | 0 | 0 | 0 | 0 | 0 | 0 | -0.0001 | -0.0009 | -0.0009 | -0.0007 | -0.0006 | -0.0007 | -0.0014 | -0.0026 | -0.0028 | -0.0037 | -0.0065 | -0.0067 | -0.0047 | -0.0012 | 0.0029 | 0.0064 | 0.0099 | 0.0135 | 0.017 | 0.0199 | 0.0227 | 0.0255 | 0.0285 | 0.0315 | 0.0346 | 0.0377 | 0.0405 | 0.0435 | 0.0464 | 0.049 | 0.0517 | 0.0542 | 0.0568 | 0.0593 | 0.0618 | 0.0639 | 0.066 | 0.0681 | 0.0701 | 0.0719 | 0.0737 | 0.0754 | 0.077 | 0.0786 | 0.0801 | 0.0805
Northwest | Medium Office | Peak | March | Refrigeration | LDCEU/TDEF | Electric Load with Losses, Incl. Cogeneration | MW | 0 | 0 | 0 | 0 | 0 | 0 | 0 | 0 | 0 | 0 | 0 | 0 | -0.0002 | -0.0003 | -0.0006 | -0.0008 | -0.0008 | -0.0039 | -0.0083 | -0.0107 | -0.0154 | -0.02 | -0.0255 | -0.0309 | -0.0343 | -0.0373 | -0.0408 | -0.0438 | -0.0468 | -0.0496 | -0.0525 | -0.0546 | -0.0568 | -0.0587 | -0.0612 | -0.0633 | -0.0652 | -0.0678 | -0.0692 | -0.0711 | -0.0732 | -0.0751 | -0.0769 | -0.0783 | -0.0801 | -0.0817 | -0.0831 | -0.0844 | -0.086 | -0.0873 | -0.0887 | -0.0902 | -0.0916 | -0.0931 | -0.0946 | -0.0961 | -0.0977 | -0.098
Northwest | Medium Office | Peak | March | Lighting | LDCEU/TDEF | Electric Load with Losses, Incl. Cogeneration | MW | 0 | -0.2876 | -0.9072 | -1.5226 | -2.0304 | -2.466 | -3.4571 | -4.1519 | -8.8449 | -13.563 | -16.5621 | -18.1611 | -19.4682 | -20.6265 | -20.2101 | -21.6711 | -19.8023 | -16.3297 | -15.9903 | -15.2795 | -15.0602 | -14.2903 | -14.0862 | -14.8324 | -14.0327 | -13.3703 | -12.846 | -12.3778 | -11.9528 | -11.5587 | -11.1884 | -10.8215 | -10.4708 | -10.1407 | -9.8469 | -9.5762 | -9.3317 | -9.1059 | -8.8855 | -8.6843 | -8.4967 | -8.3081 | -8.139 | -7.9712 | -7.8195 | -7.6719 | -7.5397 | -7.39 | -7.2498 | -7.1165 | -6.9842 | -6.8543 | -6.7261 | -6.5997 | -6.4745 | -6.35 | -6.226 | -6.0488
Northwest | Medium Office | Peak | March | Air Conditioning | LDCEU/TDEF | Electric Load with Losses, Incl. Cogeneration | MW | -0.0238 | 0.0224 | 0.065 | 0.1265 | 0.1852 | 0.2799 | 0.2493 | 0.3066 | 0.3438 | 0.4117 | 0.5114 | 0.4829 | 0.4446 | 0.4966 | 0.4969 | 0.4534 | 0.5665 | 0.453 | 0.4845 | 0.1353 | -0.278 | -0.69 | -1.0711 | -1.4485 | -1.7523 | -2.3802 | -3.0191 | -3.5556 | -4.0628 | -4.5301 | -5.4771 | -6.2951 | -7.0325 | -7.7074 | -8.3705 | -8.9908 | -9.5826 | -10.1522 | -10.6469 | -11.1287 | -11.5832 | -11.9832 | -12.38 | -12.7277 | -13.083 | -13.4086 | -13.7358 | -13.9912 | -14.2467 | -14.4946 | -14.7297 | -14.9523 | -15.1646 | -15.3725 | -15.5718 | -15.7633 | -15.9527 | -15.9346
Northwest | Medium Office | Peak | March | Other Non-Substitutables | LDCEU/TDEF | Electric Load with Losses, Incl. Cogeneration | MW | 0 | 0 | 0 | 0 | 0 | 0 | 0 | 0 | 0 | 0 | 0 | 0 | -1.1197 | -2.2508 | -3.2975 | -4.286 | -4.5574 | -5.1244 | -6.1185 | -6.4969 | -7.3122 | -7.8405 | -8.2861 | -8.9207 | -9.2597 | -9.5946 | -9.9346 | -10.149 | -10.333 | -10.4768 | -10.5766 | -10.6057 | -10.5965 | -10.563 | -10.5407 | -10.5062 | -10.4725 | -10.4327 | -10.3612 | -10.2926 | -10.2191 | -10.1188 | -10.0265 | -9.9115 | -9.8057 | -9.6874 | -9.5774 | -9.4233 | -9.2732 | -9.1209 | -8.9598 | -8.7921 | -8.6182 | -8.4384 | -8.2528 | -8.0611 | -7.8634 | -7.5817
Northwest | Medium Office | Peak | April | Space Heating | LDCEU/TDEF | Electric Load with Losses, Incl. Cogeneration | MW | -0.4595 | -0.3431 | -0.3274 | -0.3071 | -0.264 | -0.2213 | -0.23 | -0.1779 | -0.1704 | -0.1336 | -0.1156 | -0.1018 | -0.1437 | -0.208 | -0.2806 | -0.3646 | -0.3371 | -0.3537 | -0.4112 | -0.3618 | -0.418 | -0.453 | -0.4774 | -0.4503 | -0.438 | -0.4098 | -0.3381 | -0.2801 | -0.2199 | -0.1568 | -0.0975 | -0.0495 | -0.0055 | 0.0363 | 0.0804 | 0.1282 | 0.1733 | 0.2183 | 0.2614 | 0.3024 | 0.3386 | 0.375 | 0.4091 | 0.437 | 0.4693 | 0.4963 | 0.5187 | 0.5418 | 0.5617 | 0.5783 | 0.5986 | 0.6158 | 0.63 | 0.6477 | 0.6609 | 0.6699 | 0.6818 | 0.6835
Northwest | Medium Office | Peak | April | Water Heating | LDCEU/TDEF | Electric Load with Losses, Incl. Cogeneration | MW | 0 | 0 | 0 | 0 | 0 | 0 | 0 | 0 | 0 | 0 | 0 | 0 | 0 | 0 | 0 | 0 | 0 | 0 | 0 | 0 | 0 | 0 | -0.1056 | -0.1319 | -0.1285 | -0.0765 | -0.0031 | 0.0569 | 0.1247 | 0.1973 | 0.2704 | 0.3351 | 0.3986 | 0.4635 | 0.5384 | 0.6176 | 0.7023 | 0.7901 | 0.8744 | 0.9628 | 1.0527 | 1.1378 | 1.2282 | 1.314 | 1.4054 | 1.4948 | 1.5886 | 1.6699 | 1.7537 | 1.8383 | 1.9216 | 2.0039 | 2.0849 | 2.1654 | 2.2449 | 2.3234 | 2.4008 | 2.4381
Northwest | Medium Office | Peak | April | Other Substitutables | LDCEU/TDEF | Electric Load with Losses, Incl. Cogeneration | MW | 0 | 0 | 0 | 0 | 0 | 0 | 0 | 0 | 0 | 0 | 0 | 0 | 0 | -0.0008 | -0.0009 | -0.0006 | -0.0006 | -0.0007 | -0.0014 | -0.0024 | -0.0027 | -0.0034 | -0.0062 | -0.0064 | -0.0045 | -0.0011 | 0.0027 | 0.0059 | 0.0093 | 0.0126 | 0.0158 | 0.0186 | 0.0212 | 0.0238 | 0.0266 | 0.0294 | 0.0323 | 0.0352 | 0.0379 | 0.0407 | 0.0434 | 0.0458 | 0.0483 | 0.0507 | 0.0531 | 0.0555 | 0.0578 | 0.0598 | 0.0617 | 0.0637 | 0.0654 | 0.0672 | 0.0688 | 0.0704 | 0.072 | 0.0734 | 0.0748 | 0.0752
Northwest | Medium Office | Peak | April | Refrigeration | LDCEU/TDEF | Electric Load with Losses, Incl. Cogeneration | MW | 0 | 0 | 0 | 0 | 0 | 0 | 0 | 0 | 0 | 0 | 0 | 0 | -0.0001 | -0.0003 | -0.0005 | -0.0006 | -0.0007 | -0.0036 | -0.0076 | -0.0098 | -0.0141 | -0.0183 | -0.0234 | -0.0283 | -0.0315 | -0.0342 | -0.0374 | -0.0401 | -0.0428 | -0.0455 | -0.0481 | -0.0501 | -0.052 | -0.0539 | -0.0561 | -0.058 | -0.0598 | -0.0621 | -0.0634 | -0.0652 | -0.0671 | -0.0688 | -0.0704 | -0.0718 | -0.0734 | -0.0749 | -0.0762 | -0.0774 | -0.0788 | -0.08 | -0.0814 | -0.0826 | -0.084 | -0.0853 | -0.0867 | -0.0881 | -0.0895 | -0.0898
Northwest | Medium Office | Peak | April | Lighting | LDCEU/TDEF | Electric Load with Losses, Incl. Cogeneration | MW | 0 | -0.2791 | -0.8823 | -1.4814 | -1.9759 | -2.4001 | -3.3645 | -4.0407 | -8.6042 | -13.1922 | -16.108 | -17.6628 | -18.9334 | -20.0648 | -19.6521 | -21.0676 | -19.2587 | -15.8693 | -15.5406 | -14.8549 | -14.6409 | -13.8916 | -13.6866 | -14.4043 | -13.6247 | -12.9783 | -12.4655 | -12.0073 | -11.5913 | -11.2055 | -10.8429 | -10.4843 | -10.1418 | -9.8193 | -9.5319 | -9.2673 | -9.0284 | -8.8073 | -8.5925 | -8.3959 | -8.2126 | -8.0287 | -7.8635 | -7.7001 | -7.5523 | -7.4087 | -7.2801 | -7.1347 | -6.9984 | -6.8689 | -6.7406 | -6.6146 | -6.4904 | -6.3679 | -6.2466 | -6.1261 | -6.0061 | -5.835
Northwest | Medium Office | Peak | April | Air Conditioning | LDCEU/TDEF | Electric Load with Losses, Incl. Cogeneration | MW | -0.0232 | 0.0211 | 0.0623 | 0.1216 | 0.1782 | 0.2695 | 0.2397 | 0.2943 | 0.33 | 0.3956 | 0.4923 | 0.4651 | 0.4276 | 0.478 | 0.4782 | 0.4358 | 0.5454 | 0.4358 | 0.4659 | 0.1314 | -0.2652 | -0.6599 | -1.0245 | -1.3855 | -1.6776 | -2.2791 | -2.8913 | -3.4048 | -3.8903 | -4.3376 | -5.2433 | -6.0262 | -6.732 | -7.3776 | -8.011 | -8.6043 | -9.1706 | -9.7141 | -10.1882 | -10.6486 | -11.0829 | -11.4651 | -11.844 | -12.1768 | -12.5165 | -12.8277 | -13.1412 | -13.3855 | -13.6296 | -13.8666 | -14.0914 | -14.3042 | -14.5071 | -14.7056 | -14.8959 | -15.0787 | -15.2594 | -15.242
Northwest | Medium Office | Peak | April | Other Non-Substitutables | LDCEU/TDEF | Electric Load with Losses, Incl. Cogeneration | MW | 0 | 0 | 0 | 0 | 0 | 0 | 0 | 0 | 0 | 0 | 0 | 0 | -1.0812 | -2.1712 | -3.1835 | -4.146 | -4.4044 | -4.9619 | -5.9193 | -6.2696 | -7.0523 | -7.5589 | -7.9843 | -8.594 | -8.92 | -9.2429 | -9.5704 | -9.7766 | -9.9533 | -10.0914 | -10.1866 | -10.2145 | -10.2055 | -10.1727 | -10.1504 | -10.1168 | -10.0844 | -10.045 | -9.9766 | -9.9103 | -9.8391 | -9.7425 | -9.6533 | -9.543 | -9.4411 | -9.3275 | -9.222 | -9.0739 | -8.9297 | -8.7833 | -8.6285 | -8.4675 | -8.3003 | -8.1274 | -7.9491 | -7.7648 | -7.5748 | -7.304
Northwest | Medium Office | Peak | May | Space Heating | LDCEU/TDEF | Electric Load with Losses, Incl. Cogeneration | MW | -0.1667 | -0.1389 | -0.1266 | -0.1463 | -0.0911 | -0.102 | -0.1064 | -0.0797 | -0.0644 | -0.0623 | -0.0487 | -0.0449 | -0.0568 | -0.0815 | -0.1131 | -0.1354 | -0.1288 | -0.1573 | -0.1816 | -0.1545 | -0.1606 | -0.1704 | -0.1768 | -0.1781 | -0.1712 | -0.1615 | -0.1351 | -0.114 | -0.0923 | -0.0694 | -0.0482 | -0.0308 | -0.0151 | -0.0001 | 0.0155 | 0.0326 | 0.0489 | 0.0644 | 0.0801 | 0.0947 | 0.1074 | 0.1203 | 0.1323 | 0.1421 | 0.1535 | 0.1629 | 0.1706 | 0.1786 | 0.1854 | 0.1909 | 0.1979 | 0.2036 | 0.2083 | 0.2143 | 0.2185 | 0.2213 | 0.2251 | 0.2254
Northwest | Medium Office | Peak | May | Water Heating | LDCEU/TDEF | Electric Load with Losses, Incl. Cogeneration | MW | 0 | 0 | 0 | 0 | 0 | 0 | 0 | 0 | 0 | 0 | 0 | 0 | 0 | 0 | 0 | 0 | 0 | 0 | 0 | 0 | 0 | 0 | -0.058 | -0.0938 | -0.0813 | -0.049 | -0.0032 | 0.0342 | 0.0764 | 0.1214 | 0.1669 | 0.2076 | 0.2471 | 0.2876 | 0.3342 | 0.3838 | 0.4369 | 0.4915 | 0.5447 | 0.6002 | 0.6565 | 0.7097 | 0.7665 | 0.8204 | 0.8779 | 0.9341 | 0.9933 | 1.0446 | 1.0972 | 1.1506 | 1.2031 | 1.255 | 1.306 | 1.3568 | 1.4069 | 1.4565 | 1.5053 | 1.5288
Northwest | Medium Office | Peak | May | Other Substitutables | LDCEU/TDEF | Electric Load with Losses, Incl. Cogeneration | MW | 0 | 0 | 0 | 0 | 0 | 0 | 0 | 0 | 0 | 0 | 0 | 0 | 0 | -0.0007 | -0.0007 | -0.0006 | -0.0005 | -0.0007 | -0.0015 | -0.0026 | -0.0028 | -0.0037 | -0.0065 | -0.0067 | -0.0047 | -0.0013 | 0.0027 | 0.006 | 0.0095 | 0.0129 | 0.0162 | 0.0191 | 0.0218 | 0.0245 | 0.0274 | 0.0303 | 0.0333 | 0.0363 | 0.0391 | 0.0419 | 0.0446 | 0.0472 | 0.0498 | 0.0523 | 0.0547 | 0.0572 | 0.0596 | 0.0617 | 0.0637 | 0.0656 | 0.0675 | 0.0694 | 0.0711 | 0.0727 | 0.0744 | 0.0759 | 0.0773 | 0.0777
Northwest | Medium Office | Peak | May | Refrigeration | LDCEU/TDEF | Electric Load with Losses, Incl. Cogeneration | MW | 0 | 0 | 0 | 0 | 0 | 0 | 0 | 0 | 0 | 0 | 0 | 0 | -0.0001 | -0.0002 | -0.0003 | -0.0005 | -0.0005 | -0.0024 | -0.0051 | -0.0066 | -0.0095 | -0.0124 | -0.0157 | -0.0191 | -0.0212 | -0.023 | -0.0252 | -0.027 | -0.0289 | -0.0307 | -0.0325 | -0.0337 | -0.035 | -0.0363 | -0.0378 | -0.039 | -0.0403 | -0.0419 | -0.0428 | -0.044 | -0.0452 | -0.0464 | -0.0474 | -0.0484 | -0.0495 | -0.0505 | -0.0514 | -0.0522 | -0.0531 | -0.0539 | -0.0548 | -0.0557 | -0.0566 | -0.0574 | -0.0584 | -0.0593 | -0.0603 | -0.0605
Northwest | Medium Office | Peak | May | Lighting | LDCEU/TDEF | Electric Load with Losses, Incl. Cogeneration | MW | 0 | -0.2602 | -0.804 | -1.3438 | -1.7878 | -2.169 | -3.0418 | -3.6529 | -7.8177 | -12.0041 | -14.6709 | -16.0914 | -17.2491 | -18.2245 | -17.9241 | -19.2605 | -17.5237 | -14.5577 | -14.2307 | -13.537 | -13.3292 | -12.6299 | -12.442 | -13.1142 | -12.3965 | -11.8001 | -11.3248 | -10.8995 | -10.5129 | -10.1546 | -9.8181 | -9.4869 | -9.1705 | -8.8729 | -8.607 | -8.3629 | -8.1425 | -7.9381 | -7.7408 | -7.56 | -7.3913 | -7.2223 | -7.0707 | -6.9214 | -6.786 | -6.6549 | -6.5378 | -6.406 | -6.282 | -6.1647 | -6.0485 | -5.9346 | -5.8225 | -5.7119 | -5.6026 | -5.4941 | -5.3862 | -5.2322
Northwest | Medium Office | Peak | May | Air Conditioning | LDCEU/TDEF | Electric Load with Losses, Incl. Cogeneration | MW | -0.0511 | 0.0417 | 0.1288 | 0.2405 | 0.3891 | 0.5389 | 0.4771 | 0.5873 | 0.6874 | 0.787 | 0.9901 | 0.9563 | 0.8858 | 0.9899 | 0.9683 | 0.8743 | 1.108 | 0.8698 | 0.9294 | 0.2705 | -0.5217 | -1.3256 | -2.0583 | -2.8134 | -3.373 | -4.5855 | -5.8184 | -6.8519 | -7.8261 | -8.7244 | -10.5407 | -12.115 | -13.5308 | -14.8251 | -16.0906 | -17.2805 | -18.4188 | -19.5003 | -20.4571 | -21.3809 | -22.2502 | -23.0135 | -23.7724 | -24.4416 | -25.1224 | -25.7474 | -26.3805 | -26.8713 | -27.3599 | -27.8369 | -28.2883 | -28.7158 | -29.1225 | -29.5207 | -29.9019 | -30.2678 | -30.6297 | -30.5939
Northwest | Medium Office | Peak | May | Other Non-Substitutables | LDCEU/TDEF | Electric Load with Losses, Incl. Cogeneration | MW | 0 | 0 | 0 | 0 | 0 | 0 | 0 | 0 | 0 | 0 | 0 | 0 | -0.9565 | -1.9131 | -2.8084 | -3.6874 | -3.9135 | -4.4343 | -5.2578 | -5.5237 | -6.1902 | -6.6249 | -6.9837 | -7.4981 | -7.7801 | -8.0609 | -8.3461 | -8.5255 | -8.6782 | -8.7975 | -8.8795 | -8.9041 | -8.8956 | -8.8668 | -8.846 | -8.817 | -8.7891 | -8.7539 | -8.696 | -8.6391 | -8.5776 | -8.4931 | -8.416 | -8.3212 | -8.2333 | -8.1354 | -8.0453 | -7.9179 | -7.7931 | -7.6671 | -7.5336 | -7.3946 | -7.2502 | -7.1008 | -6.9465 | -6.7872 | -6.6226 | -6.3871
Northwest | Medium Office | Peak | June | Space Heating | LDCEU/TDEF | Electric Load with Losses, Incl. Cogeneration | MW | -0.0577 | -0.046 | -0.0387 | -0.0388 | -0.0327 | -0.0268 | -0.0303 | -0.0212 | -0.0229 | -0.0166 | -0.0125 | -0.013 | -0.0195 | -0.0207 | -0.0319 | -0.0434 | -0.0318 | -0.0432 | -0.0474 | -0.0462 | -0.0408 | -0.0511 | -0.0341 | -0.0461 | -0.0454 | -0.043 | -0.0362 | -0.0308 | -0.0253 | -0.0194 | -0.014 | -0.0096 | -0.0055 | -0.0017 | 0.0022 | 0.0066 | 0.0107 | 0.0147 | 0.0188 | 0.0224 | 0.0257 | 0.029 | 0.032 | 0.0345 | 0.0374 | 0.0398 | 0.0418 | 0.0438 | 0.0456 | 0.047 | 0.0487 | 0.0502 | 0.0514 | 0.0529 | 0.0539 | 0.0547 | 0.0556 | 0.0557
Northwest | Medium Office | Peak | June | Water Heating | LDCEU/TDEF | Electric Load with Losses, Incl. Cogeneration | MW | 0 | 0 | 0 | 0 | 0 | 0 | 0 | 0 | 0 | 0 | 0 | 0 | 0 | 0 | 0 | 0 | 0 | 0 | 0 | 0 | 0 | 0 | -0.0236 | -0.052 | -0.0449 | -0.0277 | -0.0028 | 0.0174 | 0.0401 | 0.0645 | 0.0892 | 0.1114 | 0.1329 | 0.155 | 0.1801 | 0.2073 | 0.2364 | 0.266 | 0.2955 | 0.326 | 0.3568 | 0.3858 | 0.4169 | 0.4467 | 0.4782 | 0.5093 | 0.5421 | 0.5704 | 0.5995 | 0.6291 | 0.6581 | 0.6869 | 0.7153 | 0.7434 | 0.7712 | 0.7987 | 0.8258 | 0.8388
Northwest | Medium Office | Peak | June | Other Substitutables | LDCEU/TDEF | Electric Load with Losses, Incl. Cogeneration | MW | 0 | 0 | 0 | 0 | 0 | 0 | 0 | 0 | 0 | 0 | 0 | 0 | 0 | -0.0002 | -0.0002 | -0.0003 | -0.0003 | -0.0003 | -0.0008 | -0.0014 | -0.0015 | -0.002 | -0.0037 | -0.0037 | -0.0026 | -0.0007 | 0.0014 | 0.0031 | 0.0049 | 0.0067 | 0.0084 | 0.0099 | 0.0113 | 0.0127 | 0.0142 | 0.0157 | 0.0173 | 0.0189 | 0.0204 | 0.0218 | 0.0233 | 0.0246 | 0.026 | 0.0272 | 0.0286 | 0.0298 | 0.0311 | 0.0322 | 0.0332 | 0.0343 | 0.0353 | 0.0363 | 0.0372 | 0.0381 | 0.0389 | 0.0397 | 0.0404 | 0.0406
Northwest | Medium Office | Peak | June | Refrigeration | LDCEU/TDEF | Electric Load with Losses, Incl. Cogeneration | MW | 0 | 0 | 0 | 0 | 0 | 0 | 0 | 0 | 0 | 0 | 0 | 0 | 0 | -0.0001 | -0.0002 | -0.0003 | -0.0003 | -0.0015 | -0.003 | -0.0039 | -0.0057 | -0.0074 | -0.0094 | -0.0114 | -0.0126 | -0.0138 | -0.015 | -0.0161 | -0.0173 | -0.0183 | -0.0194 | -0.0201 | -0.0209 | -0.0217 | -0.0226 | -0.0234 | -0.0241 | -0.025 | -0.0256 | -0.0263 | -0.027 | -0.0277 | -0.0284 | -0.029 | -0.0296 | -0.0302 | -0.0307 | -0.0312 | -0.0317 | -0.0322 | -0.0328 | -0.0332 | -0.0338 | -0.0344 | -0.0349 | -0.0355 | -0.036 | -0.0362
Northwest | Medium Office | Peak | June | Lighting | LDCEU/TDEF | Electric Load with Losses, Incl. Cogeneration | MW | 0 | -0.2451 | -0.7353 | -1.2218 | -1.6199 | -1.9623 | -2.7532 | -3.3063 | -7.1231 | -10.9587 | -13.4097 | -14.7132 | -15.7714 | -16.5965 | -16.412 | -17.6894 | -15.9946 | -13.4285 | -13.0955 | -12.3774 | -12.1704 | -11.5085 | -11.3229 | -11.949 | -11.2825 | -10.726 | -10.2788 | -9.8777 | -9.5126 | -9.1743 | -8.8569 | -8.5467 | -8.2509 | -7.973 | -7.7236 | -7.4953 | -7.2893 | -7.0972 | -6.9145 | -6.7462 | -6.589 | -6.4321 | -6.2914 | -6.1541 | -6.0293 | -5.909 | -5.8019 | -5.6822 | -5.5693 | -5.4631 | -5.3581 | -5.2554 | -5.1543 | -5.0551 | -4.957 | -4.8599 | -4.7635 | -4.6263
Northwest | Medium Office | Peak | June | Air Conditioning | LDCEU/TDEF | Electric Load with Losses, Incl. Cogeneration | MW | -0.1772 | 0.12 | 0.4243 | 0.8254 | 1.2187 | 1.8681 | 1.633 | 2.1633 | 2.2107 | 2.8064 | 3.6134 | 3.3515 | 2.902 | 3.5122 | 3.3565 | 2.9392 | 3.911 | 2.9785 | 3.133 | 0.9505 | -1.7222 | -4.2666 | -7.5612 | -9.4646 | -11.4304 | -15.5667 | -19.763 | -23.2667 | -26.5584 | -29.599 | -35.7148 | -41.0436 | -45.8235 | -50.1828 | -54.412 | -58.418 | -62.2681 | -65.8475 | -69.1066 | -72.2073 | -75.1176 | -77.6691 | -80.2096 | -82.4687 | -84.7542 | -86.8541 | -89.01 | -90.6542 | -92.2891 | -93.8932 | -95.4055 | -96.8389 | -98.1956 | -99.5236 | -100.7915 | -102.0057 | -103.2053 | -103.0816
Northwest | Medium Office | Peak | June | Other Non-Substitutables | LDCEU/TDEF | Electric Load with Losses, Incl. Cogeneration | MW | 0 | 0 | 0 | 0 | 0 | 0 | 0 | 0 | 0 | 0 | 0 | 0 | -0.7979 | -1.5856 | -2.334 | -3.1044 | -3.2852 | -3.7621 | -4.4202 | -4.5777 | -5.1014 | -5.443 | -5.7171 | -6.1161 | -6.3425 | -6.5704 | -6.8021 | -6.947 | -7.0695 | -7.165 | -7.2295 | -7.2492 | -7.2417 | -7.2175 | -7.1981 | -7.1741 | -7.1519 | -7.1208 | -7.0761 | -7.0302 | -6.9799 | -6.911 | -6.8483 | -6.773 | -6.7023 | -6.6241 | -6.5533 | -6.4515 | -6.3513 | -6.2508 | -6.1438 | -6.0326 | -5.9167 | -5.7968 | -5.6729 | -5.5448 | -5.4126 | -5.2217
Northwest | Medium Office | Peak | July | Space Heating | LDCEU/TDEF | Electric Load with Losses, Incl. Cogeneration | MW | -0.0267 | -0.0118 | -0.0109 | -0.0101 | -0.0103 | -0.0071 | -0.0103 | -0.0082 | -0.0074 | -0.0052 | -0.004 | -0.004 | -0.0053 | -0.0066 | -0.0081 | -0.0119 | -0.0088 | -0.0129 | -0.0167 | -0.0135 | -0.0118 | -0.0118 | -0.0121 | -0.018 | -0.0147 | -0.0139 | -0.0115 | -0.0097 | -0.0078 | -0.0059 | -0.004 | -0.0025 | -0.0011 | 0.0003 | 0.0016 | 0.0031 | 0.0046 | 0.006 | 0.0073 | 0.0087 | 0.0098 | 0.0109 | 0.012 | 0.0129 | 0.0138 | 0.0147 | 0.0154 | 0.0161 | 0.0167 | 0.0172 | 0.0179 | 0.0184 | 0.0189 | 0.0194 | 0.0198 | 0.0201 | 0.0205 | 0.0204
Northwest | Medium Office | Peak | July | Water Heating | LDCEU/TDEF | Electric Load with Losses, Incl. Cogeneration | MW | 0 | 0 | 0 | 0 | 0 | 0 | 0 | 0 | 0 | 0 | 0 | 0 | 0 | 0 | 0 | 0 | 0 | 0 | 0 | 0 | 0 | 0 | -0.0162 | -0.0334 | -0.025 | -0.0151 | -0.0008 | 0.011 | 0.0243 | 0.0384 | 0.0529 | 0.0658 | 0.0784 | 0.0912 | 0.106 | 0.1217 | 0.1386 | 0.1559 | 0.173 | 0.1908 | 0.2086 | 0.2255 | 0.2435 | 0.2607 | 0.279 | 0.297 | 0.3158 | 0.3324 | 0.3492 | 0.3663 | 0.3833 | 0.3999 | 0.4163 | 0.4327 | 0.4488 | 0.4647 | 0.4805 | 0.4879
Northwest | Medium Office | Peak | July | Other Substitutables | LDCEU/TDEF | Electric Load with Losses, Incl. Cogeneration | MW | 0 | 0 | 0 | 0 | 0 | 0 | 0 | 0 | 0 | 0 | 0 | 0 | 0 | -0.0002 | -0.0003 | -0.0002 | -0.0002 | -0.0003 | -0.0006 | -0.0012 | -0.0013 | -0.0017 | -0.003 | -0.0031 | -0.0022 | -0.0007 | 0.001 | 0.0025 | 0.004 | 0.0055 | 0.0069 | 0.0082 | 0.0094 | 0.0105 | 0.0118 | 0.0131 | 0.0143 | 0.0157 | 0.017 | 0.0182 | 0.0194 | 0.0204 | 0.0216 | 0.0227 | 0.0238 | 0.0248 | 0.0259 | 0.0268 | 0.0277 | 0.0286 | 0.0295 | 0.0302 | 0.031 | 0.0317 | 0.0324 | 0.0331 | 0.0337 | 0.0338
Northwest | Medium Office | Peak | July | Refrigeration | LDCEU/TDEF | Electric Load with Losses, Incl. Cogeneration | MW | 0 | 0 | 0 | 0 | 0 | 0 | 0 | 0 | 0 | 0 | 0 | 0 | -0.0001 | -0.0001 | -0.0001 | -0.0003 | -0.0003 | -0.0014 | -0.0029 | -0.0037 | -0.0053 | -0.0069 | -0.0087 | -0.0106 | -0.0118 | -0.0129 | -0.0139 | -0.0149 | -0.0161 | -0.017 | -0.018 | -0.0187 | -0.0194 | -0.0201 | -0.021 | -0.0217 | -0.0223 | -0.0233 | -0.0237 | -0.0244 | -0.0251 | -0.0257 | -0.0264 | -0.0268 | -0.0274 | -0.028 | -0.0285 | -0.029 | -0.0295 | -0.0299 | -0.0304 | -0.0309 | -0.0314 | -0.0319 | -0.0325 | -0.0329 | -0.0335 | -0.0336
Northwest | Medium Office | Peak | July | Lighting | LDCEU/TDEF | Electric Load with Losses, Incl. Cogeneration | MW | 0 | -0.2067 | -0.5967 | -0.9833 | -1.2975 | -1.5682 | -2.2019 | -2.644 | -5.7497 | -8.8693 | -10.8714 | -11.9341 | -12.7944 | -13.3909 | -13.3441 | -14.4451 | -12.9513 | -11.0345 | -10.7318 | -10.0595 | -9.8802 | -9.3268 | -9.183 | -9.7256 | -9.1848 | -8.7332 | -8.3713 | -8.0475 | -7.7527 | -7.4792 | -7.2235 | -6.9729 | -6.7339 | -6.5093 | -6.3082 | -6.1241 | -5.9576 | -5.8032 | -5.6556 | -5.52 | -5.3932 | -5.2661 | -5.1525 | -5.0414 | -4.9404 | -4.843 | -4.756 | -4.6591 | -4.5674 | -4.4812 | -4.3958 | -4.3122 | -4.23 | -4.1492 | -4.0692 | -3.9901 | -3.9113 | -3.7987
Northwest | Medium Office | Peak | July | Air Conditioning | LDCEU/TDEF | Electric Load with Losses, Incl. Cogeneration | MW | -0.2119 | 0.185 | 0.5967 | 1.2258 | 1.5926 | 2.5841 | 2.1405 | 2.6315 | 2.904 | 3.7393 | 4.629 | 4.4032 | 4.0335 | 4.5032 | 4.7335 | 4.1487 | 5.2118 | 4.1864 | 4.0045 | 1.2918 | -2.2815 | -5.8336 | -9.0745 | -11.6523 | -15.1487 | -20.6652 | -26.2384 | -30.8858 | -35.2423 | -39.2751 | -47.3619 | -54.4165 | -60.7339 | -66.4912 | -72.0761 | -77.3646 | -82.4624 | -87.1599 | -91.4601 | -95.5436 | -99.3823 | -102.7512 | -106.1065 | -109.0736 | -112.0845 | -114.8404 | -117.6842 | -119.8171 | -121.9567 | -124.0509 | -126.0231 | -127.8897 | -129.6523 | -131.3758 | -133.019 | -134.5913 | -136.1431 | -135.9858
Northwest | Medium Office | Peak | July | Other Non-Substitutables | LDCEU/TDEF | Electric Load with Losses, Incl. Cogeneration | MW | 0 | 0 | 0 | 0 | 0 | 0 | 0 | 0 | 0 | 0 | 0 | 0 | -0.6758 | -1.3449 | -1.9743 | -2.6224 | -2.7813 | -3.1817 | -3.7287 | -3.8703 | -4.3097 | -4.5945 | -4.8253 | -5.1545 | -5.3449 | -5.5352 | -5.7297 | -5.852 | -5.9555 | -6.0357 | -6.0912 | -6.1084 | -6.1024 | -6.0825 | -6.0674 | -6.0479 | -6.0293 | -6.0048 | -5.9673 | -5.9294 | -5.8877 | -5.8297 | -5.7773 | -5.7137 | -5.6542 | -5.5886 | -5.5283 | -5.443 | -5.3583 | -5.2736 | -5.1833 | -5.0893 | -4.9915 | -4.8903 | -4.7855 | -4.6772 | -4.5653 | -4.4033
Northwest | Medium Office | Peak | August | Space Heating | LDCEU/TDEF | Electric Load with Losses, Incl. Cogeneration | MW | -0.0192 | -0.0141 | -0.0155 | -0.0117 | -0.0088 | -0.008 | -0.0088 | -0.0085 | -0.0066 | -0.0062 | -0.0045 | -0.0042 | -0.0054 | -0.0083 | -0.0112 | -0.0125 | -0.0117 | -0.0138 | -0.0134 | -0.0115 | -0.0134 | -0.0132 | -0.0138 | -0.0146 | -0.0151 | -0.0142 | -0.0118 | -0.0099 | -0.0079 | -0.0058 | -0.004 | -0.0023 | -0.0009 | 0.0004 | 0.0018 | 0.0034 | 0.0049 | 0.0063 | 0.0077 | 0.0091 | 0.0103 | 0.0115 | 0.0125 | 0.0134 | 0.0145 | 0.0153 | 0.0161 | 0.0168 | 0.0175 | 0.018 | 0.0187 | 0.0192 | 0.0197 | 0.0203 | 0.0207 | 0.021 | 0.0213 | 0.0214
Northwest | Medium Office | Peak | August | Water Heating | LDCEU/TDEF | Electric Load with Losses, Incl. Cogeneration | MW | 0 | 0 | 0 | 0 | 0 | 0 | 0 | 0 | 0 | 0 | 0 | 0 | 0 | 0 | 0 | 0 | 0 | 0 | 0 | 0 | 0 | 0 | -0.0191 | -0.0312 | -0.0269 | -0.0162 | -0.0007 | 0.012 | 0.0262 | 0.0415 | 0.057 | 0.071 | 0.0844 | 0.0983 | 0.1141 | 0.1311 | 0.1492 | 0.1679 | 0.1862 | 0.2052 | 0.2245 | 0.2425 | 0.2619 | 0.2804 | 0.3001 | 0.3193 | 0.3396 | 0.3574 | 0.3753 | 0.3937 | 0.4118 | 0.4296 | 0.4472 | 0.4647 | 0.482 | 0.4991 | 0.5159 | 0.5239
Northwest | Medium Office | Peak | August | Other Substitutables | LDCEU/TDEF | Electric Load with Losses, Incl. Cogeneration | MW | 0 | 0 | 0 | 0 | 0 | 0 | 0 | 0 | 0 | 0 | 0 | 0 | 0 | -0.0002 | -0.0003 | -0.0003 | -0.0003 | -0.0003 | -0.0006 | -0.0013 | -0.0014 | -0.0017 | -0.0032 | -0.0034 | -0.0023 | -0.0007 | 0.0012 | 0.0028 | 0.0044 | 0.006 | 0.0075 | 0.0089 | 0.0102 | 0.0114 | 0.0129 | 0.0142 | 0.0156 | 0.017 | 0.0183 | 0.0197 | 0.021 | 0.0222 | 0.0235 | 0.0246 | 0.0258 | 0.0269 | 0.0281 | 0.029 | 0.03 | 0.0309 | 0.0318 | 0.0328 | 0.0336 | 0.0343 | 0.0351 | 0.0358 | 0.0365 | 0.0367
Northwest | Medium Office | Peak | August | Refrigeration | LDCEU/TDEF | Electric Load with Losses, Incl. Cogeneration | MW | 0 | 0 | 0 | 0 | 0 | 0 | 0 | 0 | 0 | 0 | 0 | 0 | -0.0001 | -0.0001 | -0.0002 | -0.0003 | -0.0003 | -0.0016 | -0.0034 | -0.0044 | -0.0064 | -0.0083 | -0.0106 | -0.0129 | -0.0143 | -0.0156 | -0.017 | -0.0183 | -0.0195 | -0.0208 | -0.0219 | -0.0228 | -0.0236 | -0.0245 | -0.0256 | -0.0264 | -0.0272 | -0.0283 | -0.0289 | -0.0297 | -0.0305 | -0.0313 | -0.0321 | -0.0327 | -0.0334 | -0.034 | -0.0347 | -0.0352 | -0.0359 | -0.0365 | -0.037 | -0.0376 | -0.0383 | -0.0388 | -0.0395 | -0.0401 | -0.0408 | -0.0408
Northwest | Medium Office | Peak | August | Lighting | LDCEU/TDEF | Electric Load with Losses, Incl. Cogeneration | MW | 0 | -0.2243 | -0.6592 | -1.0904 | -1.442 | -1.7446 | -2.4489 | -2.9406 | -6.3674 | -9.81 | -12.015 | -13.1864 | -14.1363 | -14.8329 | -14.729 | -15.9129 | -14.3229 | -12.1215 | -11.8044 | -11.1079 | -10.9168 | -10.3149 | -10.1531 | -10.7364 | -10.1411 | -9.6443 | -9.2465 | -8.8904 | -8.5665 | -8.266 | -7.9846 | -7.7088 | -7.4456 | -7.1984 | -6.977 | -6.7741 | -6.5907 | -6.4206 | -6.2577 | -6.1081 | -5.9682 | -5.8282 | -5.7028 | -5.5802 | -5.4686 | -5.361 | -5.2649 | -5.1575 | -5.0563 | -4.9609 | -4.8663 | -4.7739 | -4.6828 | -4.5933 | -4.5048 | -4.417 | -4.3298 | -4.2052
Northwest | Medium Office | Peak | August | Air Conditioning | LDCEU/TDEF | Electric Load with Losses, Incl. Cogeneration | MW | -0.2384 | 0.1846 | 0.5646 | 1.2144 | 1.8472 | 2.632 | 2.4669 | 2.8301 | 3.295 | 3.7303 | 4.7197 | 4.6794 | 4.3156 | 4.4843 | 4.5712 | 4.3963 | 5.1521 | 4.3887 | 4.8224 | 1.5178 | -2.3701 | -6.1267 | -9.3836 | -13.8717 | -16.1478 | -22.0309 | -27.9718 | -32.9234 | -37.5694 | -41.8707 | -50.4913 | -58.0067 | -64.7443 | -70.8828 | -76.8402 | -82.4753 | -87.9075 | -92.9174 | -97.4921 | -101.8388 | -105.9286 | -109.5232 | -113.0969 | -116.2541 | -119.4605 | -122.3921 | -125.4161 | -127.6794 | -129.9575 | -132.1809 | -134.2757 | -136.2577 | -138.1291 | -139.9581 | -141.7021 | -143.3707 | -145.0169 | -144.851
Northwest | Medium Office | Peak | August | Other Non-Substitutables | LDCEU/TDEF | Electric Load with Losses, Incl. Cogeneration | MW | 0 | 0 | 0 | 0 | 0 | 0 | 0 | 0 | 0 | 0 | 0 | 0 | -0.7376 | -1.4696 | -2.1581 | -2.8583 | -3.0304 | -3.4606 | -4.0677 | -4.2329 | -4.7217 | -5.0375 | -5.2949 | -5.6645 | -5.8746 | -6.0845 | -6.2987 | -6.433 | -6.5472 | -6.6357 | -6.6967 | -6.7153 | -6.7088 | -6.6868 | -6.6702 | -6.6485 | -6.6278 | -6.6006 | -6.5587 | -6.5165 | -6.4703 | -6.4064 | -6.3485 | -6.2783 | -6.2125 | -6.1398 | -6.0732 | -5.9788 | -5.8854 | -5.7918 | -5.6922 | -5.5884 | -5.4805 | -5.3688 | -5.2534 | -5.1341 | -5.0108 | -4.8329
Northwest | Medium Office | Peak | September | Space Heating | LDCEU/TDEF | Electric Load with Losses, Incl. Cogeneration | MW | -0.0287 | -0.0205 | -0.0185 | -0.0246 | -0.0162 | -0.0132 | -0.0152 | -0.0134 | -0.011 | -0.0097 | -0.0073 | -0.0085 | -0.011 | -0.0129 | -0.0195 | -0.0208 | -0.0181 | -0.0211 | -0.0194 | -0.0201 | -0.0252 | -0.0235 | -0.0299 | -0.0311 | -0.0257 | -0.0242 | -0.0202 | -0.0172 | -0.0139 | -0.0104 | -0.0073 | -0.0047 | -0.0023 | 0 | 0.0023 | 0.0049 | 0.0073 | 0.0097 | 0.0121 | 0.0142 | 0.0162 | 0.0181 | 0.02 | 0.0215 | 0.0232 | 0.0246 | 0.0258 | 0.027 | 0.0281 | 0.0289 | 0.03 | 0.0309 | 0.0316 | 0.0326 | 0.0332 | 0.0336 | 0.0343 | 0.0343
Northwest | Medium Office | Peak | September | Water Heating | LDCEU/TDEF | Electric Load with Losses, Incl. Cogeneration | MW | 0 | 0 | 0 | 0 | 0 | 0 | 0 | 0 | 0 | 0 | 0 | 0 | 0 | 0 | 0 | 0 | 0 | 0 | 0 | 0 | 0 | 0 | -0.0336 | -0.0526 | -0.0367 | -0.0219 | -0.0005 | 0.017 | 0.0368 | 0.0579 | 0.0793 | 0.0985 | 0.1171 | 0.1362 | 0.1582 | 0.1816 | 0.2065 | 0.2323 | 0.2575 | 0.2836 | 0.3101 | 0.3351 | 0.3617 | 0.3872 | 0.4141 | 0.4406 | 0.4684 | 0.4928 | 0.5175 | 0.5428 | 0.5675 | 0.5921 | 0.6162 | 0.6402 | 0.6639 | 0.6873 | 0.7105 | 0.7214
Northwest | Medium Office | Peak | September | Other Substitutables | LDCEU/TDEF | Electric Load with Losses, Incl. Cogeneration | MW | 0 | 0 | 0 | 0 | 0 | 0 | 0 | 0 | 0 | 0 | 0 | 0 | 0 | -0.0001 | -0.0001 | -0.0001 | -0.0001 | -0.0002 | -0.0003 | -0.0005 | -0.0006 | -0.0007 | -0.0014 | -0.0014 | -0.001 | -0.0003 | 0.0005 | 0.0012 | 0.0018 | 0.0025 | 0.0032 | 0.0037 | 0.0042 | 0.0048 | 0.0054 | 0.006 | 0.0066 | 0.0072 | 0.0076 | 0.0083 | 0.0088 | 0.0093 | 0.0098 | 0.0103 | 0.0108 | 0.0112 | 0.0117 | 0.0122 | 0.0125 | 0.0129 | 0.0133 | 0.0137 | 0.014 | 0.0144 | 0.0147 | 0.015 | 0.0152 | 0.0153
Northwest | Medium Office | Peak | September | Refrigeration | LDCEU/TDEF | Electric Load with Losses, Incl. Cogeneration | MW | 0 | 0 | 0 | 0 | 0 | 0 | 0 | 0 | 0 | 0 | 0 | 0 | -0.0001 | -0.0002 | -0.0003 | -0.0003 | -0.0004 | -0.0018 | -0.0038 | -0.0049 | -0.0071 | -0.0092 | -0.0118 | -0.0142 | -0.0158 | -0.0173 | -0.0188 | -0.0202 | -0.0216 | -0.0229 | -0.0242 | -0.0253 | -0.0262 | -0.0272 | -0.0283 | -0.0293 | -0.0301 | -0.0313 | -0.032 | -0.0328 | -0.0338 | -0.0347 | -0.0355 | -0.0362 | -0.037 | -0.0377 | -0.0384 | -0.039 | -0.0397 | -0.0403 | -0.041 | -0.0416 | -0.0423 | -0.0429 | -0.0436 | -0.0444 | -0.0451 | -0.0452
Northwest | Medium Office | Peak | September | Lighting | LDCEU/TDEF | Electric Load with Losses, Incl. Cogeneration | MW | 0 | -0.1775 | -0.5229 | -0.8654 | -1.1448 | -1.3852 | -1.9443 | -2.3347 | -5.0524 | -7.7828 | -9.5311 | -10.46 | -11.2133 | -11.77 | -11.6818 | -12.6172 | -11.3627 | -9.6071 | -9.3575 | -8.81 | -8.6591 | -8.1825 | -8.0517 | -8.511 | -8.0391 | -7.6452 | -7.3298 | -7.0473 | -6.7904 | -6.5522 | -6.329 | -6.1101 | -5.9014 | -5.7054 | -5.5297 | -5.3688 | -5.2233 | -5.0883 | -4.9591 | -4.8403 | -4.7293 | -4.6183 | -4.5187 | -4.4214 | -4.3329 | -4.2475 | -4.1714 | -4.0862 | -4.0059 | -3.9302 | -3.8552 | -3.7818 | -3.7096 | -3.6386 | -3.5684 | -3.4989 | -3.4297 | -3.3309
Northwest | Medium Office | Peak | September | Air Conditioning | LDCEU/TDEF | Electric Load with Losses, Incl. Cogeneration | MW | -0.0873 | 0.0698 | 0.2301 | 0.3807 | 0.6187 | 0.9512 | 0.8299 | 0.9761 | 1.1381 | 1.3269 | 1.7045 | 1.5095 | 1.3812 | 1.6204 | 1.5582 | 1.4958 | 1.8773 | 1.5008 | 1.8386 | 0.5066 | -0.8242 | -2.1829 | -3.1692 | -4.3274 | -5.5716 | -7.5878 | -9.6323 | -11.3398 | -12.9453 | -14.4283 | -17.4121 | -20.0088 | -22.3401 | -24.4665 | -26.5329 | -28.4865 | -30.3633 | -32.1135 | -33.698 | -35.2095 | -36.6299 | -37.8766 | -39.1166 | -40.216 | -41.3305 | -42.3531 | -43.401 | -44.1996 | -44.9965 | -45.776 | -46.5117 | -47.2084 | -47.8684 | -48.5141 | -49.1307 | -49.7215 | -50.305 | -50.2457
Northwest | Medium Office | Peak | September | Other Non-Substitutables | LDCEU/TDEF | Electric Load with Losses, Incl. Cogeneration | MW | 0 | 0 | 0 | 0 | 0 | 0 | 0 | 0 | 0 | 0 | 0 | 0 | -0.6817 | -1.3589 | -1.9957 | -2.6418 | -2.8 | -3.1977 | -3.7605 | -3.914 | -4.3674 | -4.6594 | -4.8978 | -5.2412 | -5.4356 | -5.6299 | -5.8281 | -5.9523 | -6.0579 | -6.1398 | -6.1961 | -6.2132 | -6.2071 | -6.1868 | -6.1713 | -6.1511 | -6.1318 | -6.1066 | -6.0677 | -6.0284 | -5.9856 | -5.9264 | -5.8726 | -5.8075 | -5.7466 | -5.6793 | -5.6175 | -5.5301 | -5.4437 | -5.3569 | -5.2647 | -5.1686 | -5.0687 | -4.9653 | -4.8584 | -4.748 | -4.6338 | -4.4693
Northwest | Medium Office | Peak | October | Space Heating | LDCEU/TDEF | Electric Load with Losses, Incl. Cogeneration | MW | -0.306 | -0.2701 | -0.2366 | -0.2339 | -0.1945 | -0.1644 | -0.1589 | -0.1355 | -0.1189 | -0.1006 | -0.0738 | -0.0754 | -0.1007 | -0.1567 | -0.2137 | -0.2548 | -0.2494 | -0.2478 | -0.272 | -0.261 | -0.3105 | -0.2914 | -0.295 | -0.3499 | -0.311 | -0.2914 | -0.2408 | -0.1999 | -0.1575 | -0.1131 | -0.0714 | -0.0377 | -0.0067 | 0.0226 | 0.0535 | 0.0871 | 0.1188 | 0.1503 | 0.1805 | 0.2094 | 0.2346 | 0.2602 | 0.284 | 0.3035 | 0.3262 | 0.345 | 0.3606 | 0.3767 | 0.3905 | 0.402 | 0.4161 | 0.4281 | 0.4379 | 0.4502 | 0.4592 | 0.4654 | 0.4735 | 0.4747
Northwest | Medium Office | Peak | October | Water Heating | LDCEU/TDEF | Electric Load with Losses, Incl. Cogeneration | MW | 0 | 0 | 0 | 0 | 0 | 0 | 0 | 0 | 0 | 0 | 0 | 0 | 0 | 0 | 0 | 0 | 0 | 0 | 0 | 0 | 0 | 0 | -0.0687 | -0.1424 | -0.1098 | -0.0644 | 0.0001 | 0.053 | 0.1128 | 0.1764 | 0.2411 | 0.2983 | 0.3541 | 0.4112 | 0.4774 | 0.5472 | 0.6214 | 0.6991 | 0.7728 | 0.8507 | 0.9297 | 1.0043 | 1.0837 | 1.1589 | 1.239 | 1.3173 | 1.3993 | 1.4707 | 1.544 | 1.6182 | 1.6911 | 1.7632 | 1.8344 | 1.9049 | 1.9745 | 2.0433 | 2.1112 | 2.1435
Northwest | Medium Office | Peak | October | Other Substitutables | LDCEU/TDEF | Electric Load with Losses, Incl. Cogeneration | MW | 0 | 0 | 0 | 0 | 0 | 0 | 0 | 0 | 0 | 0 | 0 | 0 | -0.0001 | -0.0008 | -0.0009 | -0.0006 | -0.0005 | -0.0006 | -0.0014 | -0.0024 | -0.0027 | -0.0035 | -0.0062 | -0.0063 | -0.0045 | -0.0012 | 0.0028 | 0.006 | 0.0093 | 0.0125 | 0.0158 | 0.0186 | 0.0212 | 0.0238 | 0.0267 | 0.0294 | 0.0323 | 0.0352 | 0.0379 | 0.0407 | 0.0434 | 0.0459 | 0.0484 | 0.0507 | 0.0532 | 0.0555 | 0.0579 | 0.0598 | 0.0617 | 0.0637 | 0.0655 | 0.0673 | 0.0689 | 0.0706 | 0.0721 | 0.0736 | 0.075 | 0.0753
Northwest | Medium Office | Peak | October | Refrigeration | LDCEU/TDEF | Electric Load with Losses, Incl. Cogeneration | MW | 0 | 0 | 0 | 0 | 0 | 0 | 0 | 0 | 0 | 0 | 0 | 0 | -0.0001 | -0.0003 | -0.0004 | -0.0006 | -0.0008 | -0.0034 | -0.0073 | -0.0095 | -0.0135 | -0.0176 | -0.0225 | -0.0272 | -0.0302 | -0.0329 | -0.0359 | -0.0386 | -0.0412 | -0.0438 | -0.0462 | -0.0482 | -0.05 | -0.0518 | -0.0539 | -0.0558 | -0.0575 | -0.0598 | -0.061 | -0.0627 | -0.0645 | -0.0662 | -0.0678 | -0.0691 | -0.0706 | -0.072 | -0.0733 | -0.0744 | -0.0757 | -0.077 | -0.0783 | -0.0795 | -0.0807 | -0.082 | -0.0834 | -0.0847 | -0.0861 | -0.0863
Northwest | Medium Office | Peak | October | Lighting | LDCEU/TDEF | Electric Load with Losses, Incl. Cogeneration | MW | 0 | -0.2758 | -0.865 | -1.45 | -1.9324 | -2.3463 | -3.2896 | -3.9507 | -8.4268 | -12.9267 | -15.7887 | -17.3143 | -18.5604 | -19.6497 | -19.2731 | -20.6786 | -18.8731 | -15.5952 | -15.2643 | -14.5679 | -14.3551 | -13.6166 | -13.4236 | -14.1412 | -13.3763 | -12.7422 | -12.2397 | -11.7909 | -11.3833 | -11.0052 | -10.6502 | -10.2991 | -9.9633 | -9.6472 | -9.3658 | -9.1068 | -8.8727 | -8.6564 | -8.4459 | -8.2535 | -8.0742 | -7.8938 | -7.7323 | -7.5721 | -7.4273 | -7.2866 | -7.1605 | -7.018 | -6.8844 | -6.7574 | -6.6316 | -6.508 | -6.3862 | -6.266 | -6.1469 | -6.0287 | -5.9109 | -5.7426
Northwest | Medium Office | Peak | October | Air Conditioning | LDCEU/TDEF | Electric Load with Losses, Incl. Cogeneration | MW | -0.0358 | 0.0324 | 0.0956 | 0.1864 | 0.2733 | 0.4137 | 0.3678 | 0.452 | 0.5071 | 0.6076 | 0.7564 | 0.714 | 0.6571 | 0.7347 | 0.735 | 0.6696 | 0.8395 | 0.6694 | 0.7157 | 0.2013 | -0.409 | -1.0164 | -1.5839 | -2.1311 | -2.5801 | -3.5049 | -4.4459 | -5.2363 | -5.9828 | -6.6704 | -8.0643 | -9.269 | -10.3541 | -11.347 | -12.3221 | -13.2352 | -14.1066 | -14.9436 | -15.6731 | -16.3826 | -17.0517 | -17.6396 | -18.2237 | -18.736 | -19.2591 | -19.7387 | -20.2213 | -20.598 | -20.974 | -21.3395 | -21.6862 | -22.0143 | -22.3271 | -22.6337 | -22.9273 | -23.2096 | -23.4887 | -23.4619
Northwest | Medium Office | Peak | October | Other Non-Substitutables | LDCEU/TDEF | Electric Load with Losses, Incl. Cogeneration | MW | 0 | 0 | 0 | 0 | 0 | 0 | 0 | 0 | 0 | 0 | 0 | 0 | -1.0537 | -2.1154 | -3.1002 | -4.0402 | -4.2953 | -4.8376 | -5.7653 | -6.1066 | -6.8649 | -7.3586 | -7.7724 | -8.3609 | -8.6779 | -8.9917 | -9.3102 | -9.5113 | -9.6831 | -9.8175 | -9.9108 | -9.9383 | -9.9294 | -9.8978 | -9.8766 | -9.8444 | -9.8131 | -9.7756 | -9.7092 | -9.6452 | -9.5767 | -9.4826 | -9.3964 | -9.2893 | -9.1904 | -9.0801 | -8.9776 | -8.8337 | -8.6934 | -8.5513 | -8.4009 | -8.2443 | -8.0817 | -7.9137 | -7.7402 | -7.5611 | -7.3762 | -7.1124
Northwest | Medium Office | Peak | November | Space Heating | LDCEU/TDEF | Electric Load with Losses, Incl. Cogeneration | MW | -0.4479 | -0.3467 | -0.2643 | -0.2832 | -0.2215 | -0.1932 | -0.1878 | -0.1766 | -0.1423 | -0.1184 | -0.1037 | -0.0982 | -0.1332 | -0.1871 | -0.2537 | -0.2909 | -0.2944 | -0.3096 | -0.3463 | -0.3179 | -0.3697 | -0.4053 | -0.43 | -0.408 | -0.3914 | -0.3662 | -0.3021 | -0.2502 | -0.1963 | -0.1399 | -0.087 | -0.044 | -0.0047 | 0.0327 | 0.0722 | 0.1147 | 0.1552 | 0.1953 | 0.2338 | 0.2706 | 0.3028 | 0.3354 | 0.3658 | 0.3908 | 0.4197 | 0.4437 | 0.4637 | 0.4843 | 0.5021 | 0.517 | 0.5351 | 0.5504 | 0.563 | 0.5788 | 0.5906 | 0.5987 | 0.6092 | 0.6108
Northwest | Medium Office | Peak | November | Water Heating | LDCEU/TDEF | Electric Load with Losses, Incl. Cogeneration | MW | 0 | 0 | 0 | 0 | 0 | 0 | 0 | 0 | 0 | 0 | 0 | 0 | 0 | 0 | 0 | 0 | 0 | 0 | 0 | 0 | 0 | 0 | -0.1219 | -0.1517 | -0.1406 | -0.0822 | 0.0007 | 0.0688 | 0.1459 | 0.2278 | 0.3111 | 0.3845 | 0.4563 | 0.5299 | 0.6151 | 0.7048 | 0.8001 | 0.9001 | 0.9947 | 1.0946 | 1.196 | 1.292 | 1.394 | 1.4904 | 1.5933 | 1.6938 | 1.7989 | 1.8905 | 1.9846 | 2.0798 | 2.1734 | 2.2658 | 2.357 | 2.4475 | 2.5368 | 2.625 | 2.7121 | 2.7536
Northwest | Medium Office | Peak | November | Other Substitutables | LDCEU/TDEF | Electric Load with Losses, Incl. Cogeneration | MW | 0 | 0 | 0 | 0 | 0 | 0 | 0 | 0 | 0 | 0 | 0 | 0 | 0 | -0.0005 | -0.0004 | -0.0003 | -0.0002 | -0.0003 | -0.0007 | -0.0013 | -0.0014 | -0.0019 | -0.0033 | -0.0034 | -0.0024 | -0.0006 | 0.0014 | 0.0032 | 0.0049 | 0.0067 | 0.0084 | 0.0099 | 0.0113 | 0.0127 | 0.0142 | 0.0157 | 0.0173 | 0.0188 | 0.0203 | 0.0217 | 0.0232 | 0.0245 | 0.0258 | 0.0271 | 0.0284 | 0.0296 | 0.0309 | 0.0319 | 0.0329 | 0.034 | 0.035 | 0.0358 | 0.0368 | 0.0376 | 0.0385 | 0.0392 | 0.04 | 0.0402
Northwest | Medium Office | Peak | November | Refrigeration | LDCEU/TDEF | Electric Load with Losses, Incl. Cogeneration | MW | 0 | 0 | 0 | 0 | 0 | 0 | 0 | 0 | 0 | 0 | 0 | 0 | -0.0001 | -0.0003 | -0.0005 | -0.0007 | -0.0008 | -0.0037 | -0.0079 | -0.0102 | -0.0147 | -0.0191 | -0.0243 | -0.0295 | -0.0328 | -0.0357 | -0.0389 | -0.0417 | -0.0447 | -0.0474 | -0.0502 | -0.0522 | -0.0542 | -0.0561 | -0.0585 | -0.0604 | -0.0623 | -0.0648 | -0.0662 | -0.068 | -0.0699 | -0.0717 | -0.0735 | -0.0749 | -0.0766 | -0.0781 | -0.0795 | -0.0807 | -0.0822 | -0.0835 | -0.0848 | -0.0862 | -0.0875 | -0.089 | -0.0904 | -0.0918 | -0.0933 | -0.0936
Northwest | Medium Office | Peak | November | Lighting | LDCEU/TDEF | Electric Load with Losses, Incl. Cogeneration | MW | 0 | -0.2324 | -0.7197 | -1.2034 | -1.6014 | -1.9432 | -2.7249 | -3.2725 | -6.9999 | -10.7467 | -13.133 | -14.4041 | -15.4414 | -16.3204 | -16.0456 | -17.2389 | -15.6922 | -13.0268 | -12.7391 | -12.1259 | -11.9445 | -11.3234 | -11.159 | -11.7644 | -11.1283 | -10.601 | -10.1833 | -9.8103 | -9.4717 | -9.1576 | -8.8628 | -8.5709 | -8.292 | -8.0295 | -7.7958 | -7.5806 | -7.3861 | -7.2067 | -7.0316 | -6.8718 | -6.7227 | -6.5728 | -6.4384 | -6.3053 | -6.1848 | -6.0678 | -5.9629 | -5.8444 | -5.7333 | -5.6276 | -5.5229 | -5.42 | -5.3186 | -5.2185 | -5.1193 | -5.0209 | -4.9227 | -4.7823
Northwest | Medium Office | Peak | November | Air Conditioning | LDCEU/TDEF | Electric Load with Losses, Incl. Cogeneration | MW | -0.0214 | 0.0191 | 0.0566 | 0.1105 | 0.1621 | 0.2457 | 0.2186 | 0.2688 | 0.3015 | 0.3612 | 0.4495 | 0.4242 | 0.3904 | 0.4372 | 0.4369 | 0.3971 | 0.4993 | 0.3969 | 0.4245 | 0.119 | -0.244 | -0.6051 | -0.9384 | -1.2674 | -1.5335 | -2.0826 | -2.6417 | -3.1113 | -3.5551 | -3.9639 | -4.7926 | -5.5088 | -6.1541 | -6.7448 | -7.3248 | -7.8679 | -8.3858 | -8.8842 | -9.3179 | -9.7399 | -10.1378 | -10.4876 | -10.8347 | -11.1396 | -11.4507 | -11.7361 | -12.023 | -12.2475 | -12.4714 | -12.689 | -12.8954 | -13.0908 | -13.2772 | -13.4598 | -13.6348 | -13.803 | -13.9694 | -13.9534
Northwest | Medium Office | Peak | November | Other Non-Substitutables | LDCEU/TDEF | Electric Load with Losses, Incl. Cogeneration | MW | 0 | 0 | 0 | 0 | 0 | 0 | 0 | 0 | 0 | 0 | 0 | 0 | -0.952 | -1.9131 | -2.8019 | -3.6468 | -3.8777 | -4.3673 | -5.2033 | -5.5162 | -6.2023 | -6.6447 | -7.0181 | -7.549 | -7.8351 | -8.1174 | -8.4045 | -8.5856 | -8.741 | -8.8622 | -8.9466 | -8.9713 | -8.9635 | -8.9353 | -8.9163 | -8.8872 | -8.8588 | -8.8253 | -8.7653 | -8.7075 | -8.6453 | -8.5605 | -8.4824 | -8.3855 | -8.296 | -8.1962 | -8.1033 | -7.9735 | -7.8466 | -7.7181 | -7.582 | -7.4404 | -7.2934 | -7.1416 | -6.9846 | -6.8226 | -6.6554 | -6.4168
Northwest | Medium Office | Peak | December | Space Heating | LDCEU/TDEF | Electric Load with Losses, Incl. Cogeneration | MW | -0.6377 | -0.4879 | -0.4336 | -0.4396 | -0.3634 | -0.3117 | -0.308 | -0.2643 | -0.2331 | -0.1887 | -0.1582 | -0.1522 | -0.2073 | -0.2962 | -0.387 | -0.481 | -0.4608 | -0.4649 | -0.5412 | -0.5019 | -0.593 | -0.6156 | -0.6428 | -0.7003 | -0.6207 | -0.5782 | -0.4731 | -0.3874 | -0.2983 | -0.2055 | -0.1174 | -0.0462 | 0.0191 | 0.0812 | 0.1473 | 0.2183 | 0.2854 | 0.3529 | 0.4167 | 0.4783 | 0.5326 | 0.587 | 0.6382 | 0.6803 | 0.7289 | 0.7696 | 0.8039 | 0.8389 | 0.8693 | 0.8951 | 0.926 | 0.9525 | 0.9747 | 1.0019 | 1.0226 | 1.0372 | 1.0559 | 1.0589
Northwest | Medium Office | Peak | December | Water Heating | LDCEU/TDEF | Electric Load with Losses, Incl. Cogeneration | MW | 0 | 0 | 0 | 0 | 0 | 0 | 0 | 0 | 0 | 0 | 0 | 0 | 0 | 0 | 0 | 0 | 0 | 0 | 0 | 0 | 0 | 0 | -0.1212 | -0.2284 | -0.1574 | -0.092 | 0.0007 | 0.077 | 0.1631 | 0.2547 | 0.3478 | 0.4299 | 0.5101 | 0.5924 | 0.6876 | 0.7879 | 0.8944 | 1.0062 | 1.112 | 1.2238 | 1.3373 | 1.4446 | 1.5586 | 1.6665 | 1.7815 | 1.8939 | 2.0115 | 2.1138 | 2.219 | 2.3253 | 2.43 | 2.5333 | 2.6352 | 2.7363 | 2.8363 | 2.9348 | 3.0322 | 3.0785
Northwest | Medium Office | Peak | December | Other Substitutables | LDCEU/TDEF | Electric Load with Losses, Incl. Cogeneration | MW | 0 | 0 | 0 | 0 | 0 | 0 | 0 | 0 | 0 | 0 | 0 | 0 | 0 | -0.0003 | -0.0003 | -0.0003 | -0.0002 | -0.0003 | -0.0006 | -0.0011 | -0.0011 | -0.0015 | -0.0026 | -0.0027 | -0.0019 | -0.0005 | 0.0011 | 0.0025 | 0.0038 | 0.0052 | 0.0065 | 0.0077 | 0.0089 | 0.0099 | 0.0111 | 0.0123 | 0.0135 | 0.0147 | 0.0158 | 0.017 | 0.0181 | 0.0191 | 0.0202 | 0.0211 | 0.0221 | 0.0231 | 0.0241 | 0.0249 | 0.0258 | 0.0265 | 0.0273 | 0.028 | 0.0287 | 0.0294 | 0.03 | 0.0306 | 0.0312 | 0.0313
Northwest | Medium Office | Peak | December | Refrigeration | LDCEU/TDEF | Electric Load with Losses, Incl. Cogeneration | MW | 0 | 0 | 0 | 0 | 0 | 0 | 0 | 0 | 0 | 0 | 0 | 0 | -0.0002 | -0.0003 | -0.0005 | -0.0007 | -0.0008 | -0.0037 | -0.0077 | -0.01 | -0.0145 | -0.0188 | -0.0239 | -0.029 | -0.0322 | -0.0351 | -0.0383 | -0.0411 | -0.0439 | -0.0466 | -0.0493 | -0.0514 | -0.0533 | -0.0552 | -0.0575 | -0.0594 | -0.0612 | -0.0637 | -0.0651 | -0.0668 | -0.0688 | -0.0705 | -0.0722 | -0.0736 | -0.0753 | -0.0767 | -0.0781 | -0.0793 | -0.0807 | -0.082 | -0.0834 | -0.0847 | -0.086 | -0.0874 | -0.0888 | -0.0903 | -0.0918 | -0.092
Northwest | Medium Office | Peak | December | Lighting | LDCEU/TDEF | Electric Load with Losses, Incl. Cogeneration | MW | 0 | -0.2244 | -0.6939 | -1.1601 | -1.5436 | -1.8728 | -2.6263 | -3.154 | -6.7484 | -10.3613 | -12.6626 | -13.8884 | -14.8885 | -15.7334 | -15.4718 | -16.6245 | -15.1291 | -12.5648 | -12.2859 | -11.6913 | -11.5154 | -10.9154 | -10.7584 | -11.3436 | -10.7292 | -10.2197 | -9.8157 | -9.4549 | -9.1274 | -8.8235 | -8.5382 | -8.2561 | -7.9865 | -7.7328 | -7.5068 | -7.2989 | -7.1109 | -6.9374 | -6.7684 | -6.614 | -6.4701 | -6.3253 | -6.1955 | -6.0671 | -5.9509 | -5.838 | -5.7368 | -5.6228 | -5.5155 | -5.4138 | -5.3128 | -5.2139 | -5.1161 | -5.0198 | -4.9244 | -4.8297 | -4.7352 | -4.6002
Northwest | Medium Office | Peak | December | Air Conditioning | LDCEU/TDEF | Electric Load with Losses, Incl. Cogeneration | MW | -0.0152 | 0.0134 | 0.0398 | 0.0778 | 0.1143 | 0.1733 | 0.154 | 0.1893 | 0.2124 | 0.2544 | 0.3171 | 0.2991 | 0.2753 | 0.3083 | 0.3081 | 0.28 | 0.3526 | 0.28 | 0.2993 | 0.0843 | -0.1716 | -0.4258 | -0.6603 | -0.8913 | -1.0784 | -1.4646 | -1.8578 | -2.1881 | -2.5001 | -2.7874 | -3.37 | -3.8737 | -4.3272 | -4.7425 | -5.1499 | -5.5318 | -5.896 | -6.246 | -6.5512 | -6.848 | -7.1277 | -7.3733 | -7.6175 | -7.8319 | -8.0507 | -8.2515 | -8.4533 | -8.6113 | -8.7687 | -8.9218 | -9.067 | -9.2045 | -9.3356 | -9.4641 | -9.5871 | -9.7055 | -9.8225 | -9.8112
Northwest | Medium Office | Peak | December | Other Non-Substitutables | LDCEU/TDEF | Electric Load with Losses, Incl. Cogeneration | MW | 0 | 0 | 0 | 0 | 0 | 0 | 0 | 0 | 0 | 0 | 0 | 0 | -0.9078 | -1.8224 | -2.6699 | -3.4807 | -3.7007 | -4.1716 | -4.9653 | -5.2559 | -5.9058 | -6.3265 | -6.6799 | -7.1822 | -7.454 | -7.7227 | -7.9959 | -8.1682 | -8.3158 | -8.4309 | -8.511 | -8.5347 | -8.5272 | -8.5002 | -8.4819 | -8.4543 | -8.4274 | -8.3954 | -8.3386 | -8.2838 | -8.2249 | -8.1441 | -8.07 | -7.9781 | -7.8932 | -7.7985 | -7.7105 | -7.5872 | -7.4668 | -7.3448 | -7.2156 | -7.0812 | -6.9416 | -6.7973 | -6.6483 | -6.4945 | -6.3356 | -6.1088
Northwest | Medium Office | Average | January | Space Heating | LDCEU/TDEF | Electric Load with Losses, Incl. Cogeneration | MW | -0.5374 | -0.3837 | -0.3449 | -0.3529 | -0.2907 | -0.2395 | -0.2478 | -0.2136 | -0.1866 | -0.1544 | -0.1224 | -0.1256 | -0.1632 | -0.2275 | -0.3172 | -0.3829 | -0.3576 | -0.3569 | -0.4179 | -0.4005 | -0.4651 | -0.4879 | -0.4892 | -0.5291 | -0.4847 | -0.4528 | -0.3725 | -0.3075 | -0.2398 | -0.1692 | -0.1025 | -0.0485 | 0.001 | 0.0482 | 0.0979 | 0.1518 | 0.2025 | 0.2533 | 0.3019 | 0.3484 | 0.3892 | 0.4304 | 0.4689 | 0.5006 | 0.5372 | 0.5678 | 0.5935 | 0.6197 | 0.6425 | 0.6617 | 0.6848 | 0.7045 | 0.721 | 0.7413 | 0.7566 | 0.7672 | 0.781 | 0.7831
Northwest | Medium Office | Average | January | Water Heating | LDCEU/TDEF | Electric Load with Losses, Incl. Cogeneration | MW | 0 | 0 | 0 | 0 | 0 | 0 | 0 | 0 | 0 | 0 | 0 | 0 | 0 | 0 | 0 | 0 | 0 | 0 | 0 | 0 | 0 | 0 | -0.1192 | -0.2095 | -0.1665 | -0.0977 | -0.0003 | 0.0796 | 0.1701 | 0.2664 | 0.3641 | 0.4502 | 0.5345 | 0.621 | 0.7209 | 0.8262 | 0.9383 | 1.0557 | 1.167 | 1.2844 | 1.4037 | 1.5164 | 1.6362 | 1.7498 | 1.8708 | 1.989 | 2.1127 | 2.2204 | 2.3311 | 2.443 | 2.5532 | 2.6618 | 2.7691 | 2.8756 | 2.9807 | 3.0844 | 3.1868 | 3.2357
Northwest | Medium Office | Average | January | Other Substitutables | LDCEU/TDEF | Electric Load with Losses, Incl. Cogeneration | MW | 0 | 0 | 0 | 0 | 0 | 0 | 0 | 0 | 0 | 0 | 0 | 0 | 0 | -0.0005 | -0.0006 | -0.0004 | -0.0004 | -0.0004 | -0.001 | -0.0017 | -0.0018 | -0.0024 | -0.0043 | -0.0044 | -0.0032 | -0.0009 | 0.0018 | 0.0041 | 0.0064 | 0.0086 | 0.0109 | 0.0128 | 0.0147 | 0.0164 | 0.0184 | 0.0203 | 0.0224 | 0.0244 | 0.0263 | 0.0282 | 0.0301 | 0.0318 | 0.0335 | 0.0351 | 0.0368 | 0.0384 | 0.0401 | 0.0414 | 0.0428 | 0.0441 | 0.0453 | 0.0466 | 0.0478 | 0.0489 | 0.0499 | 0.0509 | 0.0519 | 0.0522
Northwest | Medium Office | Average | January | Refrigeration | LDCEU/TDEF | Electric Load with Losses, Incl. Cogeneration | MW | 0 | 0 | 0 | 0 | 0 | 0 | 0 | 0 | 0 | 0 | 0 | 0 | -0.0001 | -0.0003 | -0.0004 | -0.0006 | -0.0008 | -0.0035 | -0.0075 | -0.0097 | -0.0138 | -0.018 | -0.0229 | -0.0279 | -0.0309 | -0.0337 | -0.0367 | -0.0394 | -0.0422 | -0.0447 | -0.0474 | -0.0493 | -0.0512 | -0.053 | -0.0552 | -0.0571 | -0.0588 | -0.0611 | -0.0624 | -0.0642 | -0.0659 | -0.0676 | -0.0693 | -0.0707 | -0.0722 | -0.0737 | -0.075 | -0.0761 | -0.0775 | -0.0787 | -0.08 | -0.0812 | -0.0826 | -0.0839 | -0.0852 | -0.0866 | -0.0881 | -0.0883
Northwest | Medium Office | Average | January | Lighting | LDCEU/TDEF | Electric Load with Losses, Incl. Cogeneration | MW | 0 | -0.2168 | -0.6759 | -1.1317 | -1.507 | -1.8292 | -2.5649 | -3.0803 | -6.5793 | -10.0968 | -12.3354 | -13.5283 | -14.5018 | -15.34 | -15.0631 | -16.1718 | -14.7404 | -12.2074 | -11.9421 | -11.3816 | -11.212 | -10.6302 | -10.471 | -11.0298 | -10.4306 | -9.9333 | -9.5384 | -9.1853 | -8.8647 | -8.5673 | -8.288 | -8.0121 | -7.7488 | -7.5008 | -7.2797 | -7.0763 | -6.8926 | -6.7225 | -6.5576 | -6.4066 | -6.2659 | -6.1246 | -5.9977 | -5.8724 | -5.7591 | -5.649 | -5.5505 | -5.4394 | -5.3351 | -5.2361 | -5.138 | -5.0417 | -4.9468 | -4.8532 | -4.7607 | -4.6688 | -4.5771 | -4.4465
Northwest | Medium Office | Average | January | Air Conditioning | LDCEU/TDEF | Electric Load with Losses, Incl. Cogeneration | MW | -0.0191 | 0.0167 | 0.0502 | 0.0982 | 0.1443 | 0.2186 | 0.1943 | 0.2383 | 0.2673 | 0.3206 | 0.3999 | 0.3776 | 0.3469 | 0.3888 | 0.3886 | 0.353 | 0.4443 | 0.3531 | 0.3776 | 0.1073 | -0.2144 | -0.5338 | -0.8283 | -1.1188 | -1.3532 | -1.8382 | -2.3319 | -2.7461 | -3.1376 | -3.4982 | -4.2286 | -4.8602 | -5.4294 | -5.95 | -6.4604 | -6.9389 | -7.3957 | -7.8335 | -8.2167 | -8.5883 | -8.9384 | -9.2463 | -9.5518 | -9.8206 | -10.0947 | -10.346 | -10.5994 | -10.7971 | -10.9942 | -11.1859 | -11.3677 | -11.5397 | -11.7038 | -11.8644 | -12.0183 | -12.1662 | -12.3124 | -12.2982
Northwest | Medium Office | Average | January | Other Non-Substitutables | LDCEU/TDEF | Electric Load with Losses, Incl. Cogeneration | MW | 0 | 0 | 0 | 0 | 0 | 0 | 0 | 0 | 0 | 0 | 0 | 0 | -1.0057 | -2.0176 | -2.9586 | -3.8616 | -4.1012 | -4.6296 | -5.5104 | -5.8226 | -6.5417 | -7.0063 | -7.3953 | -7.953 | -8.2537 | -8.5517 | -8.8544 | -9.0448 | -9.2078 | -9.3352 | -9.4231 | -9.4488 | -9.4403 | -9.4101 | -9.389 | -9.3581 | -9.3281 | -9.2916 | -9.2289 | -9.1677 | -9.1021 | -9.0125 | -8.9301 | -8.8285 | -8.7345 | -8.6297 | -8.5326 | -8.3961 | -8.2631 | -8.1281 | -7.9853 | -7.8367 | -7.6824 | -7.5229 | -7.3581 | -7.188 | -7.0124 | -6.7618
Northwest | Medium Office | Average | February | Space Heating | LDCEU/TDEF | Electric Load with Losses, Incl. Cogeneration | MW | -0.4077 | -0.3116 | -0.2563 | -0.272 | -0.2206 | -0.1824 | -0.1913 | -0.1576 | -0.1427 | -0.1152 | -0.0959 | -0.0921 | -0.1243 | -0.1827 | -0.2318 | -0.2809 | -0.2773 | -0.2752 | -0.331 | -0.3084 | -0.3497 | -0.3884 | -0.3665 | -0.3881 | -0.369 | -0.3451 | -0.2845 | -0.2355 | -0.1845 | -0.1312 | -0.0811 | -0.0404 | -0.0031 | 0.0323 | 0.0697 | 0.1101 | 0.1484 | 0.1864 | 0.223 | 0.2579 | 0.2885 | 0.3194 | 0.3482 | 0.372 | 0.3994 | 0.4223 | 0.4415 | 0.461 | 0.4781 | 0.4922 | 0.5095 | 0.5242 | 0.5363 | 0.5515 | 0.5628 | 0.5706 | 0.5807 | 0.5822
Northwest | Medium Office | Average | February | Water Heating | LDCEU/TDEF | Electric Load with Losses, Incl. Cogeneration | MW | 0 | 0 | 0 | 0 | 0 | 0 | 0 | 0 | 0 | 0 | 0 | 0 | 0 | 0 | 0 | 0 | 0 | 0 | 0 | 0 | 0 | 0 | -0.094 | -0.1603 | -0.1427 | -0.0838 | -0.0002 | 0.0683 | 0.1458 | 0.2283 | 0.3121 | 0.3859 | 0.4582 | 0.5323 | 0.618 | 0.7083 | 0.8044 | 0.905 | 1.0004 | 1.1011 | 1.2033 | 1.3 | 1.4028 | 1.5001 | 1.6038 | 1.7052 | 1.8114 | 1.9036 | 1.9985 | 2.0945 | 2.189 | 2.2821 | 2.3741 | 2.4654 | 2.5554 | 2.6444 | 2.7322 | 2.7741
Northwest | Medium Office | Average | February | Other Substitutables | LDCEU/TDEF | Electric Load with Losses, Incl. Cogeneration | MW | 0 | 0 | 0 | 0 | 0 | 0 | 0 | 0 | 0 | 0 | 0 | 0 | 0 | -0.0005 | -0.0004 | -0.0004 | -0.0003 | -0.0004 | -0.0008 | -0.0016 | -0.0017 | -0.0021 | -0.0038 | -0.0039 | -0.0028 | -0.0008 | 0.0016 | 0.0036 | 0.0057 | 0.0077 | 0.0096 | 0.0114 | 0.013 | 0.0145 | 0.0163 | 0.018 | 0.0198 | 0.0216 | 0.0232 | 0.0249 | 0.0266 | 0.0281 | 0.0296 | 0.0311 | 0.0326 | 0.034 | 0.0355 | 0.0367 | 0.0378 | 0.0391 | 0.0402 | 0.0412 | 0.0423 | 0.0432 | 0.0441 | 0.0451 | 0.0459 | 0.0462
Northwest | Medium Office | Average | February | Refrigeration | LDCEU/TDEF | Electric Load with Losses, Incl. Cogeneration | MW | 0 | 0 | 0 | 0 | 0 | 0 | 0 | 0 | 0 | 0 | 0 | 0 | -0.0001 | -0.0002 | -0.0004 | -0.0006 | -0.0007 | -0.0031 | -0.0068 | -0.0087 | -0.0126 | -0.0164 | -0.0208 | -0.0253 | -0.028 | -0.0305 | -0.0333 | -0.0357 | -0.0383 | -0.0406 | -0.0429 | -0.0447 | -0.0464 | -0.048 | -0.05 | -0.0517 | -0.0533 | -0.0554 | -0.0566 | -0.0582 | -0.0598 | -0.0613 | -0.0628 | -0.0641 | -0.0654 | -0.0668 | -0.0679 | -0.069 | -0.0703 | -0.0714 | -0.0725 | -0.0737 | -0.0749 | -0.0761 | -0.0773 | -0.0785 | -0.0798 | -0.0801
Northwest | Medium Office | Average | February | Lighting | LDCEU/TDEF | Electric Load with Losses, Incl. Cogeneration | MW | 0 | -0.1992 | -0.6214 | -1.0406 | -1.3858 | -1.6821 | -2.3586 | -2.8326 | -6.0493 | -9.2829 | -11.3407 | -12.4373 | -13.3324 | -14.1045 | -13.8482 | -14.8664 | -13.5525 | -11.221 | -10.978 | -10.4645 | -10.3092 | -9.775 | -9.6295 | -10.1436 | -9.5933 | -9.1369 | -8.7745 | -8.4507 | -8.1567 | -7.8841 | -7.628 | -7.3748 | -7.1331 | -6.9055 | -6.7027 | -6.516 | -6.3474 | -6.1915 | -6.0399 | -5.9014 | -5.7721 | -5.6424 | -5.5259 | -5.4108 | -5.3067 | -5.2056 | -5.115 | -5.0128 | -4.9168 | -4.8258 | -4.7355 | -4.6469 | -4.5595 | -4.4734 | -4.3881 | -4.3034 | -4.2191 | -4.0987
Northwest | Medium Office | Average | February | Air Conditioning | LDCEU/TDEF | Electric Load with Losses, Incl. Cogeneration | MW | -0.0152 | 0.0134 | 0.0402 | 0.0787 | 0.1156 | 0.1751 | 0.1557 | 0.1911 | 0.2143 | 0.2569 | 0.3202 | 0.3024 | 0.2779 | 0.3112 | 0.3112 | 0.2828 | 0.3556 | 0.2829 | 0.3024 | 0.0856 | -0.1722 | -0.4284 | -0.6648 | -0.8981 | -1.0864 | -1.4756 | -1.8719 | -2.2044 | -2.5188 | -2.8083 | -3.3949 | -3.9019 | -4.359 | -4.777 | -5.1871 | -5.5714 | -5.9381 | -6.29 | -6.5974 | -6.8958 | -7.177 | -7.4244 | -7.6697 | -7.8856 | -8.1056 | -8.3075 | -8.5108 | -8.6694 | -8.8278 | -8.9817 | -9.1276 | -9.2657 | -9.3974 | -9.5264 | -9.65 | -9.7687 | -9.8862 | -9.8748
Northwest | Medium Office | Average | February | Other Non-Substitutables | LDCEU/TDEF | Electric Load with Losses, Incl. Cogeneration | MW | 0 | 0 | 0 | 0 | 0 | 0 | 0 | 0 | 0 | 0 | 0 | 0 | -0.8894 | -1.7854 | -2.6174 | -3.4129 | -3.6256 | -4.0897 | -4.8705 | -5.1519 | -5.7903 | -6.2025 | -6.5485 | -7.0438 | -7.3104 | -7.5742 | -7.8423 | -8.011 | -8.1556 | -8.2686 | -8.3466 | -8.3694 | -8.362 | -8.3353 | -8.3168 | -8.2894 | -8.2629 | -8.2308 | -8.175 | -8.1209 | -8.0627 | -7.9835 | -7.9105 | -7.8203 | -7.7369 | -7.644 | -7.5578 | -7.4368 | -7.3187 | -7.199 | -7.0724 | -6.9406 | -6.8037 | -6.6623 | -6.5162 | -6.3654 | -6.2097 | -5.9877
Northwest | Medium Office | Average | March | Space Heating | LDCEU/TDEF | Electric Load with Losses, Incl. Cogeneration | MW | -0.2727 | -0.2106 | -0.1967 | -0.1919 | -0.1604 | -0.1347 | -0.1423 | -0.1176 | -0.0991 | -0.0869 | -0.067 | -0.0631 | -0.085 | -0.1344 | -0.1624 | -0.2163 | -0.2121 | -0.2078 | -0.2374 | -0.2354 | -0.2504 | -0.2717 | -0.2621 | -0.2899 | -0.2646 | -0.2483 | -0.2057 | -0.1716 | -0.136 | -0.0988 | -0.064 | -0.0357 | -0.0098 | 0.0148 | 0.0407 | 0.0688 | 0.0953 | 0.1215 | 0.1469 | 0.171 | 0.1921 | 0.2135 | 0.2334 | 0.2497 | 0.2685 | 0.2843 | 0.2973 | 0.3107 | 0.3223 | 0.3319 | 0.3436 | 0.3535 | 0.3617 | 0.3719 | 0.3794 | 0.3846 | 0.3912 | 0.3922
Northwest | Medium Office | Average | March | Water Heating | LDCEU/TDEF | Electric Load with Losses, Incl. Cogeneration | MW | 0 | 0 | 0 | 0 | 0 | 0 | 0 | 0 | 0 | 0 | 0 | 0 | 0 | 0 | 0 | 0 | 0 | 0 | 0 | 0 | 0 | 0 | -0.0853 | -0.1574 | -0.1269 | -0.0751 | -0.0018 | 0.0583 | 0.1263 | 0.1988 | 0.2722 | 0.337 | 0.4006 | 0.4656 | 0.5408 | 0.6201 | 0.7047 | 0.7929 | 0.877 | 0.9656 | 1.0554 | 1.1406 | 1.2309 | 1.3167 | 1.4081 | 1.4974 | 1.5911 | 1.6724 | 1.7561 | 1.8408 | 1.924 | 2.0063 | 2.0874 | 2.1679 | 2.2474 | 2.3258 | 2.4033 | 2.4404
Northwest | Medium Office | Average | March | Other Substitutables | LDCEU/TDEF | Electric Load with Losses, Incl. Cogeneration | MW | 0 | 0 | 0 | 0 | 0 | 0 | 0 | 0 | 0 | 0 | 0 | 0 | 0 | -0.0005 | -0.0005 | -0.0004 | -0.0003 | -0.0004 | -0.0009 | -0.0016 | -0.0017 | -0.0021 | -0.0039 | -0.004 | -0.0029 | -0.0008 | 0.0016 | 0.0038 | 0.0058 | 0.008 | 0.01 | 0.0117 | 0.0134 | 0.015 | 0.0168 | 0.0185 | 0.0204 | 0.0222 | 0.0239 | 0.0256 | 0.0274 | 0.0289 | 0.0305 | 0.0319 | 0.0335 | 0.0349 | 0.0364 | 0.0377 | 0.0389 | 0.0401 | 0.0413 | 0.0425 | 0.0435 | 0.0444 | 0.0455 | 0.0464 | 0.0472 | 0.0475
Northwest | Medium Office | Average | March | Refrigeration | LDCEU/TDEF | Electric Load with Losses, Incl. Cogeneration | MW | 0 | 0 | 0 | 0 | 0 | 0 | 0 | 0 | 0 | 0 | 0 | 0 | -0.0002 | -0.0003 | -0.0004 | -0.0006 | -0.0007 | -0.0033 | -0.0071 | -0.0091 | -0.0132 | -0.0171 | -0.0217 | -0.0265 | -0.0294 | -0.032 | -0.0349 | -0.0374 | -0.04 | -0.0424 | -0.045 | -0.0468 | -0.0485 | -0.0502 | -0.0524 | -0.0542 | -0.0558 | -0.058 | -0.0592 | -0.0609 | -0.0626 | -0.0642 | -0.0658 | -0.067 | -0.0685 | -0.0699 | -0.0712 | -0.0723 | -0.0735 | -0.0747 | -0.076 | -0.0771 | -0.0783 | -0.0797 | -0.0809 | -0.0822 | -0.0836 | -0.0838
Northwest | Medium Office | Average | March | Lighting | LDCEU/TDEF | Electric Load with Losses, Incl. Cogeneration | MW | 0 | -0.2128 | -0.665 | -1.1142 | -1.4842 | -1.8019 | -2.5263 | -3.034 | -6.4763 | -9.9369 | -12.1385 | -13.312 | -14.2699 | -15.1006 | -14.8202 | -15.9061 | -14.507 | -12.0017 | -11.7436 | -11.1994 | -11.0341 | -10.4633 | -10.3051 | -10.8519 | -10.2635 | -9.7754 | -9.388 | -9.0416 | -8.7274 | -8.4359 | -8.162 | -7.8912 | -7.6327 | -7.3894 | -7.1724 | -6.9727 | -6.7924 | -6.6255 | -6.4634 | -6.3151 | -6.1767 | -6.038 | -5.9134 | -5.7901 | -5.6787 | -5.5704 | -5.4734 | -5.364 | -5.2614 | -5.1638 | -5.0672 | -4.9724 | -4.8788 | -4.7866 | -4.6954 | -4.6046 | -4.5143 | -4.3855
Northwest | Medium Office | Average | March | Air Conditioning | LDCEU/TDEF | Electric Load with Losses, Incl. Cogeneration | MW | -0.0268 | 0.0239 | 0.071 | 0.1387 | 0.2035 | 0.3083 | 0.2742 | 0.3365 | 0.3774 | 0.4525 | 0.5636 | 0.5324 | 0.4892 | 0.5477 | 0.5477 | 0.4979 | 0.6254 | 0.4978 | 0.5323 | 0.1506 | -0.3032 | -0.7541 | -1.1703 | -1.5818 | -1.9134 | -2.599 | -3.2971 | -3.8827 | -4.4365 | -4.9465 | -5.9795 | -6.8724 | -7.6777 | -8.4142 | -9.1365 | -9.8132 | -10.4591 | -11.079 | -11.6202 | -12.1454 | -12.6406 | -13.0764 | -13.5084 | -13.8883 | -14.2758 | -14.6312 | -14.989 | -15.2682 | -15.5471 | -15.8178 | -16.0746 | -16.3177 | -16.5494 | -16.7764 | -16.9938 | -17.2027 | -17.4093 | -17.3892
Northwest | Medium Office | Average | March | Other Non-Substitutables | LDCEU/TDEF | Electric Load with Losses, Incl. Cogeneration | MW | 0 | 0 | 0 | 0 | 0 | 0 | 0 | 0 | 0 | 0 | 0 | 0 | -0.9172 | -1.8421 | -2.7005 | -3.5185 | -3.737 | -4.2145 | -5.0223 | -5.3153 | -5.9764 | -6.4017 | -6.7597 | -7.2732 | -7.5486 | -7.8211 | -8.0979 | -8.272 | -8.4214 | -8.538 | -8.6185 | -8.6419 | -8.6343 | -8.6067 | -8.5876 | -8.5592 | -8.5316 | -8.4984 | -8.4407 | -8.3845 | -8.3242 | -8.2423 | -8.1667 | -8.0735 | -7.9873 | -7.8912 | -7.8021 | -7.6769 | -7.555 | -7.4312 | -7.3002 | -7.1641 | -7.0226 | -6.8764 | -6.7254 | -6.5697 | -6.4088 | -6.1795
Northwest | Medium Office | Average | April | Space Heating | LDCEU/TDEF | Electric Load with Losses, Incl. Cogeneration | MW | -0.2561 | -0.1916 | -0.1829 | -0.1721 | -0.148 | -0.1243 | -0.1296 | -0.1011 | -0.0967 | -0.0766 | -0.0659 | -0.0584 | -0.0813 | -0.1154 | -0.1546 | -0.2007 | -0.1846 | -0.1938 | -0.2251 | -0.1978 | -0.2285 | -0.248 | -0.261 | -0.2464 | -0.2402 | -0.2251 | -0.1861 | -0.1547 | -0.1221 | -0.0878 | -0.0558 | -0.0298 | -0.0058 | 0.0168 | 0.0406 | 0.0666 | 0.091 | 0.1153 | 0.1388 | 0.161 | 0.1806 | 0.2004 | 0.2187 | 0.234 | 0.2514 | 0.2661 | 0.2783 | 0.2908 | 0.3016 | 0.3106 | 0.3216 | 0.331 | 0.3387 | 0.3482 | 0.3554 | 0.3603 | 0.3667 | 0.3676
Northwest | Medium Office | Average | April | Water Heating | LDCEU/TDEF | Electric Load with Losses, Incl. Cogeneration | MW | 0 | 0 | 0 | 0 | 0 | 0 | 0 | 0 | 0 | 0 | 0 | 0 | 0 | 0 | 0 | 0 | 0 | 0 | 0 | 0 | 0 | 0 | -0.0833 | -0.1036 | -0.1014 | -0.0607 | -0.0032 | 0.0436 | 0.0969 | 0.1537 | 0.211 | 0.2618 | 0.3116 | 0.3625 | 0.4212 | 0.4834 | 0.5499 | 0.6188 | 0.6852 | 0.7547 | 0.8253 | 0.8921 | 0.9631 | 1.0307 | 1.1026 | 1.1729 | 1.2469 | 1.3109 | 1.3769 | 1.4436 | 1.5092 | 1.574 | 1.6379 | 1.7013 | 1.764 | 1.8257 | 1.8869 | 1.9163
Northwest | Medium Office | Average | April | Other Substitutables | LDCEU/TDEF | Electric Load with Losses, Incl. Cogeneration | MW | 0 | 0 | 0 | 0 | 0 | 0 | 0 | 0 | 0 | 0 | 0 | 0 | 0 | -0.0004 | -0.0005 | -0.0004 | -0.0003 | -0.0003 | -0.0008 | -0.0015 | -0.0017 | -0.0021 | -0.0038 | -0.0039 | -0.0027 | -0.0007 | 0.0016 | 0.0036 | 0.0055 | 0.0075 | 0.0095 | 0.0111 | 0.0127 | 0.0143 | 0.016 | 0.0177 | 0.0194 | 0.0212 | 0.0228 | 0.0244 | 0.0261 | 0.0276 | 0.029 | 0.0305 | 0.032 | 0.0333 | 0.0348 | 0.036 | 0.0371 | 0.0383 | 0.0394 | 0.0404 | 0.0414 | 0.0424 | 0.0434 | 0.0442 | 0.0451 | 0.0452
Northwest | Medium Office | Average | April | Refrigeration | LDCEU/TDEF | Electric Load with Losses, Incl. Cogeneration | MW | 0 | 0 | 0 | 0 | 0 | 0 | 0 | 0 | 0 | 0 | 0 | 0 | -0.0001 | -0.0002 | -0.0004 | -0.0006 | -0.0006 | -0.003 | -0.0064 | -0.0083 | -0.0119 | -0.0154 | -0.0195 | -0.0237 | -0.0264 | -0.0287 | -0.0313 | -0.0336 | -0.0359 | -0.0381 | -0.0404 | -0.042 | -0.0436 | -0.0452 | -0.047 | -0.0487 | -0.0501 | -0.0521 | -0.0533 | -0.0547 | -0.0563 | -0.0576 | -0.0591 | -0.0602 | -0.0615 | -0.0628 | -0.0639 | -0.0649 | -0.066 | -0.0672 | -0.0682 | -0.0693 | -0.0704 | -0.0716 | -0.0727 | -0.0739 | -0.075 | -0.0752
Northwest | Medium Office | Average | April | Lighting | LDCEU/TDEF | Electric Load with Losses, Incl. Cogeneration | MW | 0 | -0.207 | -0.6491 | -1.088 | -1.4498 | -1.7603 | -2.468 | -2.964 | -6.3229 | -9.6995 | -11.8473 | -12.9921 | -13.9265 | -14.7426 | -14.4607 | -15.5151 | -14.1588 | -11.7007 | -11.4507 | -10.926 | -10.7645 | -10.2077 | -10.0502 | -10.5786 | -10.0028 | -9.5248 | -9.1446 | -8.8045 | -8.4957 | -8.2094 | -7.9402 | -7.6746 | -7.4212 | -7.1826 | -6.9697 | -6.7739 | -6.5969 | -6.4331 | -6.2744 | -6.129 | -5.9935 | -5.8576 | -5.7355 | -5.6152 | -5.5062 | -5.4003 | -5.3058 | -5.199 | -5.099 | -5.0039 | -4.9098 | -4.8175 | -4.7266 | -4.6369 | -4.5481 | -4.4601 | -4.3723 | -4.2475
Northwest | Medium Office | Average | April | Air Conditioning | LDCEU/TDEF | Electric Load with Losses, Incl. Cogeneration | MW | -0.0282 | 0.0244 | 0.0737 | 0.1442 | 0.2119 | 0.3211 | 0.2852 | 0.3496 | 0.392 | 0.4704 | 0.587 | 0.5546 | 0.5091 | 0.5704 | 0.5704 | 0.518 | 0.6515 | 0.5183 | 0.5541 | 0.1584 | -0.3129 | -0.7803 | -1.2114 | -1.637 | -1.9818 | -2.6926 | -3.4161 | -4.0227 | -4.596 | -5.1242 | -6.1931 | -7.1176 | -7.9515 | -8.7137 | -9.4601 | -10.1603 | -10.8291 | -11.4688 | -12.0299 | -12.5732 | -13.0851 | -13.5354 | -13.982 | -14.3754 | -14.7762 | -15.1438 | -15.5147 | -15.8035 | -16.0919 | -16.372 | -16.6376 | -16.8891 | -17.1286 | -17.3632 | -17.5878 | -17.8037 | -18.017 | -17.996
Northwest | Medium Office | Average | April | Other Non-Substitutables | LDCEU/TDEF | Electric Load with Losses, Incl. Cogeneration | MW | 0 | 0 | 0 | 0 | 0 | 0 | 0 | 0 | 0 | 0 | 0 | 0 | -0.8762 | -1.7574 | -2.5786 | -3.3676 | -3.5737 | -4.0378 | -4.8069 | -5.0737 | -5.7004 | -6.1044 | -6.4422 | -6.9296 | -7.1916 | -7.4515 | -7.7152 | -7.8807 | -8.0227 | -8.1336 | -8.2095 | -8.2317 | -8.2243 | -8.1977 | -8.1788 | -8.1516 | -8.1254 | -8.0929 | -8.0383 | -7.9847 | -7.9272 | -7.8492 | -7.7771 | -7.6886 | -7.6066 | -7.5153 | -7.4309 | -7.312 | -7.1961 | -7.0786 | -6.9543 | -6.8249 | -6.6905 | -6.5517 | -6.4082 | -6.2601 | -6.1073 | -5.8894
Northwest | Medium Office | Average | May | Space Heating | LDCEU/TDEF | Electric Load with Losses, Incl. Cogeneration | MW | -0.0935 | -0.078 | -0.0713 | -0.0825 | -0.0514 | -0.0576 | -0.0603 | -0.0453 | -0.0366 | -0.0356 | -0.0278 | -0.0257 | -0.0322 | -0.0456 | -0.0629 | -0.0754 | -0.0714 | -0.0875 | -0.1009 | -0.0856 | -0.0887 | -0.0942 | -0.0977 | -0.0983 | -0.0949 | -0.0897 | -0.0752 | -0.0638 | -0.052 | -0.0394 | -0.0279 | -0.0185 | -0.0099 | -0.0017 | 0.0067 | 0.016 | 0.0248 | 0.0333 | 0.0418 | 0.0497 | 0.0567 | 0.0637 | 0.0701 | 0.0755 | 0.0816 | 0.0867 | 0.0909 | 0.0953 | 0.0989 | 0.1019 | 0.1057 | 0.1088 | 0.1113 | 0.1145 | 0.1169 | 0.1183 | 0.1203 | 0.1206
Northwest | Medium Office | Average | May | Water Heating | LDCEU/TDEF | Electric Load with Losses, Incl. Cogeneration | MW | 0 | 0 | 0 | 0 | 0 | 0 | 0 | 0 | 0 | 0 | 0 | 0 | 0 | 0 | 0 | 0 | 0 | 0 | 0 | 0 | 0 | 0 | -0.0472 | -0.0762 | -0.0666 | -0.0405 | -0.0035 | 0.0265 | 0.0605 | 0.0969 | 0.1336 | 0.1664 | 0.1984 | 0.231 | 0.2685 | 0.3087 | 0.3516 | 0.3956 | 0.4389 | 0.4838 | 0.5293 | 0.5725 | 0.6183 | 0.6622 | 0.7087 | 0.7543 | 0.8023 | 0.844 | 0.8867 | 0.9301 | 0.9727 | 1.0149 | 1.0564 | 1.0977 | 1.1384 | 1.1785 | 1.2183 | 1.2374
Northwest | Medium Office | Average | May | Other Substitutables | LDCEU/TDEF | Electric Load with Losses, Incl. Cogeneration | MW | 0 | 0 | 0 | 0 | 0 | 0 | 0 | 0 | 0 | 0 | 0 | 0 | -0.0001 | -0.0003 | -0.0004 | -0.0003 | -0.0003 | -0.0004 | -0.0007 | -0.0014 | -0.0016 | -0.002 | -0.0036 | -0.0037 | -0.0025 | -0.0007 | 0.0015 | 0.0033 | 0.0051 | 0.0069 | 0.0087 | 0.0103 | 0.0117 | 0.0131 | 0.0147 | 0.0162 | 0.0178 | 0.0194 | 0.0209 | 0.0224 | 0.024 | 0.0253 | 0.0267 | 0.028 | 0.0293 | 0.0307 | 0.032 | 0.0331 | 0.0341 | 0.0353 | 0.0362 | 0.0372 | 0.0382 | 0.039 | 0.0399 | 0.0408 | 0.0415 | 0.0417
Northwest | Medium Office | Average | May | Refrigeration | LDCEU/TDEF | Electric Load with Losses, Incl. Cogeneration | MW | 0 | 0 | 0 | 0 | 0 | 0 | 0 | 0 | 0 | 0 | 0 | 0 | -0.0001 | -0.0002 | -0.0003 | -0.0004 | -0.0005 | -0.0021 | -0.0046 | -0.006 | -0.0085 | -0.0111 | -0.0141 | -0.0172 | -0.019 | -0.0207 | -0.0226 | -0.0242 | -0.0259 | -0.0274 | -0.029 | -0.0303 | -0.0314 | -0.0326 | -0.0339 | -0.0351 | -0.0361 | -0.0375 | -0.0383 | -0.0394 | -0.0405 | -0.0416 | -0.0426 | -0.0434 | -0.0444 | -0.0452 | -0.046 | -0.0467 | -0.0476 | -0.0483 | -0.0491 | -0.05 | -0.0507 | -0.0516 | -0.0524 | -0.0532 | -0.0541 | -0.0542
Northwest | Medium Office | Average | May | Lighting | LDCEU/TDEF | Electric Load with Losses, Incl. Cogeneration | MW | 0 | -0.1989 | -0.6164 | -1.0308 | -1.3719 | -1.6647 | -2.3344 | -2.8034 | -5.9955 | -9.2042 | -11.2476 | -12.3361 | -13.223 | -13.9761 | -13.7372 | -14.7558 | -13.4337 | -11.1465 | -10.8973 | -10.3717 | -10.2118 | -9.6749 | -9.522 | -10.0274 | -9.4753 | -9.0157 | -8.6483 | -8.3191 | -8.0198 | -7.7424 | -7.4818 | -7.2257 | -6.9817 | -6.7521 | -6.5465 | -6.3579 | -6.1877 | -6.0293 | -5.8774 | -5.7378 | -5.6076 | -5.4773 | -5.3605 | -5.2458 | -5.1417 | -5.0411 | -4.9512 | -4.8503 | -4.7555 | -4.6658 | -4.5771 | -4.4901 | -4.4046 | -4.3204 | -4.2371 | -4.1546 | -4.0724 | -3.9558
Northwest | Medium Office | Average | May | Air Conditioning | LDCEU/TDEF | Electric Load with Losses, Incl. Cogeneration | MW | -0.063 | 0.0493 | 0.1559 | 0.2914 | 0.4735 | 0.6551 | 0.5789 | 0.7107 | 0.8329 | 0.9537 | 1.2033 | 1.1639 | 1.0754 | 1.2038 | 1.177 | 1.0602 | 1.3471 | 1.0555 | 1.1277 | 0.3339 | -0.624 | -1.5933 | -2.4755 | -3.3853 | -4.056 | -5.5156 | -6.9998 | -8.2418 | -9.413 | -10.493 | -12.6733 | -14.5651 | -16.2674 | -17.822 | -19.3381 | -20.7665 | -22.1342 | -23.4273 | -24.5797 | -25.6871 | -26.7285 | -27.6433 | -28.5519 | -29.3562 | -30.1729 | -30.9227 | -31.6848 | -32.2738 | -32.8601 | -33.4325 | -33.9739 | -34.4867 | -34.974 | -35.4512 | -35.9075 | -36.3452 | -36.7779 | -36.7345
Northwest | Medium Office | Average | May | Other Non-Substitutables | LDCEU/TDEF | Electric Load with Losses, Incl. Cogeneration | MW | 0 | 0 | 0 | 0 | 0 | 0 | 0 | 0 | 0 | 0 | 0 | 0 | -0.8037 | -1.6049 | -2.3595 | -3.1073 | -3.2922 | -3.7425 | -4.4316 | -4.6367 | -5.1915 | -5.552 | -5.8474 | -6.2765 | -6.5117 | -6.747 | -6.9857 | -7.135 | -7.2623 | -7.3618 | -7.4292 | -7.4493 | -7.442 | -7.4175 | -7.399 | -7.3741 | -7.3508 | -7.32 | -7.272 | -7.2239 | -7.172 | -7.1013 | -7.0364 | -6.9574 | -6.8839 | -6.8023 | -6.7276 | -6.6213 | -6.5172 | -6.4123 | -6.3009 | -6.1851 | -6.0647 | -5.9401 | -5.8114 | -5.6787 | -5.5415 | -5.345
Northwest | Medium Office | Average | June | Space Heating | LDCEU/TDEF | Electric Load with Losses, Incl. Cogeneration | MW | -0.0586 | -0.0466 | -0.0389 | -0.0389 | -0.0327 | -0.0268 | -0.0303 | -0.0207 | -0.0226 | -0.016 | -0.012 | -0.0126 | -0.0193 | -0.0208 | -0.0328 | -0.0452 | -0.0331 | -0.0453 | -0.0496 | -0.0485 | -0.0426 | -0.0534 | -0.0354 | -0.048 | -0.0471 | -0.0446 | -0.0374 | -0.0319 | -0.0261 | -0.0199 | -0.0143 | -0.0096 | -0.0055 | -0.0015 | 0.0026 | 0.0072 | 0.0115 | 0.0156 | 0.0198 | 0.0237 | 0.0271 | 0.0305 | 0.0336 | 0.0363 | 0.0393 | 0.0418 | 0.0438 | 0.046 | 0.0478 | 0.0492 | 0.051 | 0.0525 | 0.0538 | 0.0554 | 0.0565 | 0.0571 | 0.0581 | 0.0582
Northwest | Medium Office | Average | June | Water Heating | LDCEU/TDEF | Electric Load with Losses, Incl. Cogeneration | MW | 0 | 0 | 0 | 0 | 0 | 0 | 0 | 0 | 0 | 0 | 0 | 0 | 0 | 0 | 0 | 0 | 0 | 0 | 0 | 0 | 0 | 0 | -0.023 | -0.0513 | -0.0442 | -0.0271 | -0.0028 | 0.017 | 0.0393 | 0.0633 | 0.0874 | 0.1091 | 0.1302 | 0.1518 | 0.1764 | 0.203 | 0.2314 | 0.2603 | 0.2891 | 0.3188 | 0.3489 | 0.3774 | 0.4077 | 0.4368 | 0.4676 | 0.4979 | 0.5298 | 0.5574 | 0.5858 | 0.6146 | 0.6429 | 0.6708 | 0.6984 | 0.7259 | 0.7529 | 0.7796 | 0.8059 | 0.8188
Northwest | Medium Office | Average | June | Other Substitutables | LDCEU/TDEF | Electric Load with Losses, Incl. Cogeneration | MW | 0 | 0 | 0 | 0 | 0 | 0 | 0 | 0 | 0 | 0 | 0 | 0 | 0 | -0.0003 | -0.0003 | -0.0003 | -0.0003 | -0.0003 | -0.0008 | -0.0014 | -0.0016 | -0.002 | -0.0036 | -0.0036 | -0.0026 | -0.0008 | 0.0014 | 0.0032 | 0.005 | 0.0068 | 0.0085 | 0.0101 | 0.0115 | 0.0129 | 0.0145 | 0.016 | 0.0176 | 0.0192 | 0.0207 | 0.0221 | 0.0236 | 0.025 | 0.0264 | 0.0276 | 0.029 | 0.0302 | 0.0316 | 0.0326 | 0.0337 | 0.0348 | 0.0358 | 0.0368 | 0.0377 | 0.0386 | 0.0394 | 0.0402 | 0.0409 | 0.0411
Northwest | Medium Office | Average | June | Refrigeration | LDCEU/TDEF | Electric Load with Losses, Incl. Cogeneration | MW | 0 | 0 | 0 | 0 | 0 | 0 | 0 | 0 | 0 | 0 | 0 | 0 | 0 | -0.0002 | -0.0002 | -0.0004 | -0.0004 | -0.0018 | -0.0039 | -0.0052 | -0.0074 | -0.0096 | -0.0122 | -0.0148 | -0.0164 | -0.0179 | -0.0195 | -0.021 | -0.0224 | -0.0238 | -0.0251 | -0.0262 | -0.0272 | -0.0281 | -0.0293 | -0.0303 | -0.0312 | -0.0325 | -0.0332 | -0.034 | -0.035 | -0.0359 | -0.0368 | -0.0375 | -0.0383 | -0.0391 | -0.0398 | -0.0404 | -0.0412 | -0.0418 | -0.0425 | -0.0432 | -0.0438 | -0.0445 | -0.0453 | -0.046 | -0.0468 | -0.0469
Northwest | Medium Office | Average | June | Lighting | LDCEU/TDEF | Electric Load with Losses, Incl. Cogeneration | MW | 0 | -0.1967 | -0.6082 | -1.0168 | -1.3528 | -1.6415 | -2.3019 | -2.7644 | -5.9145 | -9.0809 | -11.0978 | -12.1722 | -13.0469 | -13.7861 | -13.555 | -14.5627 | -13.2523 | -11.0033 | -10.7549 | -10.2312 | -10.0714 | -9.5394 | -9.3863 | -9.8838 | -9.3368 | -8.8809 | -8.5156 | -8.188 | -7.89 | -7.614 | -7.3545 | -7.1002 | -6.8578 | -6.63 | -6.4256 | -6.2384 | -6.0694 | -5.9119 | -5.7614 | -5.6229 | -5.4938 | -5.3648 | -5.249 | -5.1356 | -5.0327 | -4.9332 | -4.8446 | -4.7452 | -4.6518 | -4.5635 | -4.4762 | -4.3907 | -4.3067 | -4.224 | -4.1423 | -4.0614 | -3.9809 | -3.8667
Northwest | Medium Office | Average | June | Air Conditioning | LDCEU/TDEF | Electric Load with Losses, Incl. Cogeneration | MW | -0.093 | 0.0707 | 0.2362 | 0.4559 | 0.669 | 1.0201 | 0.8949 | 1.1923 | 1.2113 | 1.5403 | 1.9731 | 1.8307 | 1.5825 | 1.9134 | 1.8279 | 1.6093 | 2.1175 | 1.6297 | 1.7138 | 0.5118 | -0.9471 | -2.3419 | -4.1806 | -5.2344 | -6.3223 | -8.6124 | -10.9327 | -12.8697 | -14.692 | -16.3759 | -19.7612 | -22.7061 | -25.3519 | -27.7647 | -30.1104 | -32.3257 | -34.4547 | -36.4401 | -38.2343 | -39.9467 | -41.5573 | -42.9728 | -44.3787 | -45.6233 | -46.8864 | -48.0437 | -49.2299 | -50.1312 | -51.0336 | -51.9141 | -52.7452 | -53.5322 | -54.2773 | -55.0063 | -55.7021 | -56.3687 | -57.0269 | -56.9605
Northwest | Medium Office | Average | June | Other Non-Substitutables | LDCEU/TDEF | Electric Load with Losses, Incl. Cogeneration | MW | 0 | 0 | 0 | 0 | 0 | 0 | 0 | 0 | 0 | 0 | 0 | 0 | -0.7928 | -1.5799 | -2.3251 | -3.0735 | -3.2535 | -3.7085 | -4.3823 | -4.5667 | -5.1057 | -5.4572 | -5.7424 | -6.1587 | -6.3888 | -6.6197 | -6.8538 | -7.0001 | -7.1245 | -7.2216 | -7.2871 | -7.3067 | -7.2994 | -7.2749 | -7.2561 | -7.2316 | -7.2088 | -7.1777 | -7.1314 | -7.0843 | -7.0334 | -6.9639 | -6.9004 | -6.8234 | -6.7515 | -6.6719 | -6.5994 | -6.4956 | -6.394 | -6.2917 | -6.1829 | -6.0699 | -5.9523 | -5.8307 | -5.705 | -5.5752 | -5.4412 | -5.2488
Northwest | Medium Office | Average | July | Space Heating | LDCEU/TDEF | Electric Load with Losses, Incl. Cogeneration | MW | -0.0313 | -0.0132 | -0.0122 | -0.011 | -0.0116 | -0.0077 | -0.0116 | -0.0092 | -0.0084 | -0.0056 | -0.0044 | -0.0044 | -0.0058 | -0.0074 | -0.0093 | -0.0137 | -0.0102 | -0.0153 | -0.0198 | -0.0158 | -0.0136 | -0.0135 | -0.0139 | -0.0211 | -0.017 | -0.0161 | -0.0134 | -0.0113 | -0.0091 | -0.0068 | -0.0047 | -0.0029 | -0.0013 | 0.0002 | 0.0018 | 0.0035 | 0.0052 | 0.0067 | 0.0083 | 0.0099 | 0.0111 | 0.0125 | 0.0137 | 0.0146 | 0.0158 | 0.0168 | 0.0176 | 0.0184 | 0.0192 | 0.0197 | 0.0204 | 0.0211 | 0.0216 | 0.0222 | 0.0226 | 0.0229 | 0.0233 | 0.0234
Northwest | Medium Office | Average | July | Water Heating | LDCEU/TDEF | Electric Load with Losses, Incl. Cogeneration | MW | 0 | 0 | 0 | 0 | 0 | 0 | 0 | 0 | 0 | 0 | 0 | 0 | 0 | 0 | 0 | 0 | 0 | 0 | 0 | 0 | 0 | 0 | -0.0174 | -0.0367 | -0.0275 | -0.0167 | -0.0011 | 0.0115 | 0.0259 | 0.0412 | 0.0568 | 0.0707 | 0.0842 | 0.0981 | 0.1139 | 0.131 | 0.1491 | 0.1678 | 0.1862 | 0.2053 | 0.2245 | 0.2428 | 0.2622 | 0.2808 | 0.3005 | 0.3198 | 0.3402 | 0.3579 | 0.3762 | 0.3946 | 0.4127 | 0.4307 | 0.4483 | 0.4659 | 0.4833 | 0.5004 | 0.5173 | 0.5253
Northwest | Medium Office | Average | July | Other Substitutables | LDCEU/TDEF | Electric Load with Losses, Incl. Cogeneration | MW | 0 | 0 | 0 | 0 | 0 | 0 | 0 | 0 | 0 | 0 | 0 | 0 | 0 | -0.0003 | -0.0003 | -0.0003 | -0.0003 | -0.0003 | -0.0007 | -0.0013 | -0.0015 | -0.0019 | -0.0034 | -0.0035 | -0.0024 | -0.0007 | 0.0013 | 0.003 | 0.0047 | 0.0064 | 0.0081 | 0.0095 | 0.0109 | 0.0122 | 0.0136 | 0.0151 | 0.0166 | 0.0181 | 0.0195 | 0.021 | 0.0224 | 0.0236 | 0.0249 | 0.0261 | 0.0274 | 0.0286 | 0.0299 | 0.0309 | 0.0319 | 0.033 | 0.0339 | 0.0348 | 0.0357 | 0.0365 | 0.0374 | 0.0381 | 0.0389 | 0.0391
Northwest | Medium Office | Average | July | Refrigeration | LDCEU/TDEF | Electric Load with Losses, Incl. Cogeneration | MW | 0 | 0 | 0 | 0 | 0 | 0 | 0 | 0 | 0 | 0 | 0 | 0 | -0.0001 | -0.0002 | -0.0002 | -0.0003 | -0.0004 | -0.0017 | -0.0037 | -0.0048 | -0.0069 | -0.009 | -0.0115 | -0.0139 | -0.0155 | -0.0168 | -0.0183 | -0.0197 | -0.021 | -0.0223 | -0.0236 | -0.0246 | -0.0255 | -0.0265 | -0.0276 | -0.0284 | -0.0293 | -0.0305 | -0.0312 | -0.032 | -0.033 | -0.0338 | -0.0346 | -0.0352 | -0.0361 | -0.0368 | -0.0374 | -0.038 | -0.0386 | -0.0393 | -0.04 | -0.0405 | -0.0412 | -0.0419 | -0.0425 | -0.0432 | -0.044 | -0.0441
Northwest | Medium Office | Average | July | Lighting | LDCEU/TDEF | Electric Load with Losses, Incl. Cogeneration | MW | 0 | -0.1855 | -0.5556 | -0.9228 | -1.2231 | -1.4814 | -2.0787 | -2.4962 | -5.3806 | -8.2789 | -10.1315 | -11.1166 | -11.9168 | -12.5371 | -12.4031 | -13.372 | -12.0857 | -10.1552 | -9.9034 | -9.3573 | -9.2022 | -8.7031 | -8.5643 | -9.0415 | -8.5411 | -8.1239 | -7.7898 | -7.4905 | -7.2185 | -6.9661 | -6.7295 | -6.4975 | -6.2762 | -6.0682 | -5.8818 | -5.7112 | -5.5568 | -5.4135 | -5.2763 | -5.1501 | -5.0324 | -4.9146 | -4.8089 | -4.7055 | -4.6115 | -4.5207 | -4.4398 | -4.3491 | -4.2638 | -4.1832 | -4.1034 | -4.0254 | -3.9486 | -3.873 | -3.7983 | -3.7243 | -3.6506 | -3.5457
Northwest | Medium Office | Average | July | Air Conditioning | LDCEU/TDEF | Electric Load with Losses, Incl. Cogeneration | MW | -0.1337 | 0.1299 | 0.4024 | 0.824 | 1.0564 | 1.7122 | 1.416 | 1.7421 | 1.9167 | 2.4801 | 3.0516 | 2.9104 | 2.6651 | 2.9605 | 3.1313 | 2.755 | 3.4124 | 2.7797 | 2.6387 | 0.8514 | -1.4991 | -3.8469 | -5.9981 | -7.7052 | -10.0669 | -13.7421 | -17.4482 | -20.5342 | -23.4307 | -26.1142 | -31.4841 | -36.1654 | -40.3648 | -44.1888 | -47.8993 | -51.407 | -54.7915 | -57.9058 | -60.751 | -63.4521 | -65.9962 | -68.2358 | -70.4586 | -72.4197 | -74.4134 | -76.233 | -78.1128 | -79.511 | -80.9252 | -82.3013 | -83.5978 | -84.8239 | -85.9805 | -87.1104 | -88.1871 | -89.2167 | -90.2321 | -90.1303
Northwest | Medium Office | Average | July | Other Non-Substitutables | LDCEU/TDEF | Electric Load with Losses, Incl. Cogeneration | MW | 0 | 0 | 0 | 0 | 0 | 0 | 0 | 0 | 0 | 0 | 0 | 0 | -0.7445 | -1.4845 | -2.1812 | -2.8832 | -3.0553 | -3.4845 | -4.1066 | -4.2805 | -4.7812 | -5.1048 | -5.369 | -5.7511 | -5.9652 | -6.1791 | -6.397 | -6.5334 | -6.6495 | -6.7398 | -6.8016 | -6.8201 | -6.8135 | -6.7911 | -6.7741 | -6.7517 | -6.7305 | -6.7025 | -6.6595 | -6.6161 | -6.5688 | -6.5039 | -6.4447 | -6.3731 | -6.3061 | -6.232 | -6.164 | -6.0676 | -5.9727 | -5.8772 | -5.7757 | -5.6702 | -5.5604 | -5.4467 | -5.3292 | -5.2079 | -5.0826 | -4.9021
Northwest | Medium Office | Average | August | Space Heating | LDCEU/TDEF | Electric Load with Losses, Incl. Cogeneration | MW | -0.0211 | -0.0154 | -0.017 | -0.0126 | -0.0095 | -0.0086 | -0.0094 | -0.0091 | -0.0071 | -0.0066 | -0.0048 | -0.0044 | -0.0058 | -0.0091 | -0.0123 | -0.0137 | -0.0129 | -0.0154 | -0.0148 | -0.0127 | -0.0148 | -0.0144 | -0.0152 | -0.016 | -0.0165 | -0.0156 | -0.013 | -0.0109 | -0.0087 | -0.0065 | -0.0044 | -0.0026 | -0.0011 | 0.0004 | 0.0019 | 0.0036 | 0.0052 | 0.0068 | 0.0084 | 0.0099 | 0.0111 | 0.0125 | 0.0137 | 0.0146 | 0.0158 | 0.0168 | 0.0176 | 0.0184 | 0.0191 | 0.0197 | 0.0203 | 0.021 | 0.0215 | 0.0221 | 0.0226 | 0.0229 | 0.0233 | 0.0233
Northwest | Medium Office | Average | August | Water Heating | LDCEU/TDEF | Electric Load with Losses, Incl. Cogeneration | MW | 0 | 0 | 0 | 0 | 0 | 0 | 0 | 0 | 0 | 0 | 0 | 0 | 0 | 0 | 0 | 0 | 0 | 0 | 0 | 0 | 0 | 0 | -0.019 | -0.0312 | -0.027 | -0.0163 | -0.0009 | 0.0116 | 0.0259 | 0.0411 | 0.0566 | 0.0702 | 0.0838 | 0.0975 | 0.1131 | 0.1301 | 0.148 | 0.1666 | 0.1847 | 0.2037 | 0.2227 | 0.2407 | 0.2599 | 0.2783 | 0.2978 | 0.3169 | 0.3371 | 0.3546 | 0.3725 | 0.3908 | 0.4087 | 0.4264 | 0.4439 | 0.4612 | 0.4783 | 0.4952 | 0.512 | 0.5199
Northwest | Medium Office | Average | August | Other Substitutables | LDCEU/TDEF | Electric Load with Losses, Incl. Cogeneration | MW | 0 | 0 | 0 | 0 | 0 | 0 | 0 | 0 | 0 | 0 | 0 | 0 | 0 | -0.0003 | -0.0003 | -0.0003 | -0.0003 | -0.0004 | -0.0007 | -0.0013 | -0.0014 | -0.0019 | -0.0034 | -0.0035 | -0.0025 | -0.0008 | 0.0013 | 0.003 | 0.0047 | 0.0064 | 0.0081 | 0.0096 | 0.011 | 0.0123 | 0.0137 | 0.0152 | 0.0167 | 0.0182 | 0.0196 | 0.021 | 0.0224 | 0.0238 | 0.025 | 0.0263 | 0.0275 | 0.0287 | 0.0299 | 0.0311 | 0.0321 | 0.0331 | 0.034 | 0.0349 | 0.0359 | 0.0367 | 0.0374 | 0.0383 | 0.0389 | 0.0391
Northwest | Medium Office | Average | August | Refrigeration | LDCEU/TDEF | Electric Load with Losses, Incl. Cogeneration | MW | 0 | 0 | 0 | 0 | 0 | 0 | 0 | 0 | 0 | 0 | 0 | 0 | 0 | -0.0001 | -0.0002 | -0.0003 | -0.0004 | -0.0018 | -0.0038 | -0.0049 | -0.0071 | -0.0092 | -0.0117 | -0.0142 | -0.0157 | -0.0171 | -0.0187 | -0.0201 | -0.0214 | -0.0228 | -0.0241 | -0.025 | -0.0261 | -0.0269 | -0.0281 | -0.029 | -0.0299 | -0.0311 | -0.0318 | -0.0326 | -0.0336 | -0.0344 | -0.0353 | -0.0359 | -0.0367 | -0.0374 | -0.0381 | -0.0388 | -0.0394 | -0.0401 | -0.0407 | -0.0414 | -0.042 | -0.0427 | -0.0433 | -0.0441 | -0.0448 | -0.0449
Northwest | Medium Office | Average | August | Lighting | LDCEU/TDEF | Electric Load with Losses, Incl. Cogeneration | MW | 0 | -0.1902 | -0.5713 | -0.9494 | -1.2588 | -1.525 | -2.1397 | -2.5694 | -5.5347 | -8.5144 | -10.4183 | -11.431 | -12.2536 | -12.8966 | -12.7518 | -13.7436 | -12.4292 | -10.4327 | -10.1761 | -9.6209 | -9.4624 | -8.9506 | -8.808 | -9.2967 | -8.7825 | -8.3536 | -8.0105 | -7.7031 | -7.4235 | -7.1644 | -6.9212 | -6.6827 | -6.4553 | -6.2416 | -6.0501 | -5.8746 | -5.716 | -5.5687 | -5.4276 | -5.298 | -5.177 | -5.0558 | -4.9472 | -4.8409 | -4.7443 | -4.651 | -4.5677 | -4.4745 | -4.3867 | -4.3038 | -4.2218 | -4.1415 | -4.0625 | -3.9846 | -3.9078 | -3.8317 | -3.7559 | -3.648
Northwest | Medium Office | Average | August | Air Conditioning | LDCEU/TDEF | Electric Load with Losses, Incl. Cogeneration | MW | -0.1478 | 0.1206 | 0.36 | 0.774 | 1.1753 | 1.6653 | 1.5669 | 1.793 | 2.089 | 2.3589 | 2.9775 | 2.9619 | 2.7317 | 2.8211 | 2.8827 | 2.7898 | 3.2329 | 2.7838 | 3.0628 | 0.964 | -1.4922 | -3.8686 | -5.9293 | -8.8164 | -10.2464 | -13.9852 | -17.7566 | -20.8975 | -23.8462 | -26.5774 | -32.0447 | -36.8098 | -41.0851 | -44.9786 | -48.7575 | -52.329 | -55.7741 | -58.9477 | -61.8437 | -64.5947 | -67.1856 | -69.4664 | -71.7299 | -73.727 | -75.7573 | -77.6108 | -79.524 | -80.949 | -82.3898 | -83.7916 | -85.1126 | -86.362 | -87.5408 | -88.6924 | -89.79 | -90.8398 | -91.875 | -91.7714
Northwest | Medium Office | Average | August | Other Non-Substitutables | LDCEU/TDEF | Electric Load with Losses, Incl. Cogeneration | MW | 0 | 0 | 0 | 0 | 0 | 0 | 0 | 0 | 0 | 0 | 0 | 0 | -0.7477 | -1.4912 | -2.1911 | -2.895 | -3.0678 | -3.4978 | -4.1241 | -4.3003 | -4.8046 | -5.1305 | -5.3968 | -5.782 | -5.9973 | -6.2126 | -6.4317 | -6.5689 | -6.6857 | -6.7766 | -6.8386 | -6.8572 | -6.8506 | -6.8281 | -6.811 | -6.7884 | -6.7671 | -6.7389 | -6.6956 | -6.6518 | -6.6043 | -6.5391 | -6.4796 | -6.4075 | -6.3401 | -6.2654 | -6.1972 | -6.1001 | -6.0046 | -5.9086 | -5.8065 | -5.7002 | -5.5898 | -5.4755 | -5.3574 | -5.2354 | -5.1092 | -4.928
Northwest | Medium Office | Average | September | Space Heating | LDCEU/TDEF | Electric Load with Losses, Incl. Cogeneration | MW | -0.051 | -0.0361 | -0.0325 | -0.0437 | -0.0285 | -0.023 | -0.0265 | -0.0233 | -0.019 | -0.0164 | -0.0124 | -0.0146 | -0.0193 | -0.0231 | -0.0356 | -0.0379 | -0.0331 | -0.0388 | -0.0354 | -0.037 | -0.0464 | -0.043 | -0.0552 | -0.0572 | -0.047 | -0.0442 | -0.037 | -0.0312 | -0.0253 | -0.019 | -0.0131 | -0.0083 | -0.0039 | 0.0002 | 0.0045 | 0.0092 | 0.0137 | 0.018 | 0.0224 | 0.0264 | 0.03 | 0.0335 | 0.0368 | 0.0395 | 0.0428 | 0.0454 | 0.0475 | 0.0497 | 0.0516 | 0.0532 | 0.0552 | 0.0568 | 0.0581 | 0.0598 | 0.061 | 0.0618 | 0.0629 | 0.0631
Northwest | Medium Office | Average | September | Water Heating | LDCEU/TDEF | Electric Load with Losses, Incl. Cogeneration | MW | 0 | 0 | 0 | 0 | 0 | 0 | 0 | 0 | 0 | 0 | 0 | 0 | 0 | 0 | 0 | 0 | 0 | 0 | 0 | 0 | 0 | 0 | -0.0422 | -0.0672 | -0.0466 | -0.0277 | -0.0006 | 0.0216 | 0.0467 | 0.0735 | 0.1007 | 0.1249 | 0.1485 | 0.1726 | 0.2005 | 0.23 | 0.2615 | 0.2942 | 0.3258 | 0.3589 | 0.3924 | 0.4239 | 0.4576 | 0.4897 | 0.5238 | 0.5572 | 0.5922 | 0.6228 | 0.654 | 0.6858 | 0.717 | 0.7478 | 0.7783 | 0.8085 | 0.8384 | 0.8678 | 0.8969 | 0.9107
Northwest | Medium Office | Average | September | Other Substitutables | LDCEU/TDEF | Electric Load with Losses, Incl. Cogeneration | MW | 0 | 0 | 0 | 0 | 0 | 0 | 0 | 0 | 0 | 0 | 0 | 0 | -0.0001 | -0.0004 | -0.0003 | -0.0003 | -0.0004 | -0.0004 | -0.0008 | -0.0016 | -0.0016 | -0.0021 | -0.0038 | -0.0039 | -0.0027 | -0.0008 | 0.0014 | 0.0034 | 0.0053 | 0.0073 | 0.0092 | 0.0108 | 0.0124 | 0.0139 | 0.0155 | 0.0171 | 0.0189 | 0.0206 | 0.0222 | 0.0238 | 0.0254 | 0.0268 | 0.0283 | 0.0297 | 0.0312 | 0.0325 | 0.0339 | 0.0351 | 0.0362 | 0.0374 | 0.0384 | 0.0395 | 0.0405 | 0.0414 | 0.0423 | 0.0432 | 0.044 | 0.0442
Northwest | Medium Office | Average | September | Refrigeration | LDCEU/TDEF | Electric Load with Losses, Incl. Cogeneration | MW | 0 | 0 | 0 | 0 | 0 | 0 | 0 | 0 | 0 | 0 | 0 | 0 | 0 | -0.0002 | -0.0003 | -0.0005 | -0.0005 | -0.0023 | -0.0048 | -0.0063 | -0.0091 | -0.0118 | -0.015 | -0.0183 | -0.0202 | -0.0221 | -0.024 | -0.0257 | -0.0276 | -0.0292 | -0.031 | -0.0323 | -0.0335 | -0.0346 | -0.0361 | -0.0373 | -0.0385 | -0.04 | -0.0409 | -0.0419 | -0.0431 | -0.0442 | -0.0454 | -0.0462 | -0.0472 | -0.0482 | -0.049 | -0.0499 | -0.0507 | -0.0515 | -0.0523 | -0.0532 | -0.054 | -0.0549 | -0.0558 | -0.0567 | -0.0576 | -0.0578
Northwest | Medium Office | Average | September | Lighting | LDCEU/TDEF | Electric Load with Losses, Incl. Cogeneration | MW | 0 | -0.2092 | -0.6343 | -1.0561 | -1.402 | -1.6991 | -2.3836 | -2.8625 | -6.1527 | -9.4591 | -11.5697 | -12.6929 | -13.6063 | -14.3387 | -14.1527 | -15.2384 | -13.8085 | -11.551 | -11.2752 | -10.6817 | -10.5101 | -9.9473 | -9.7892 | -10.3257 | -9.7572 | -9.2837 | -8.9054 | -8.5667 | -8.2589 | -7.9735 | -7.7057 | -7.4424 | -7.1915 | -6.9554 | -6.7441 | -6.5503 | -6.3753 | -6.2127 | -6.0566 | -5.9132 | -5.7794 | -5.6454 | -5.5252 | -5.4072 | -5.3002 | -5.1967 | -5.1042 | -5.0005 | -4.9029 | -4.8107 | -4.7193 | -4.6299 | -4.5418 | -4.4551 | -4.3693 | -4.2844 | -4.1996 | -4.0792
Northwest | Medium Office | Average | September | Air Conditioning | LDCEU/TDEF | Electric Load with Losses, Incl. Cogeneration | MW | -0.103 | 0.0909 | 0.2868 | 0.4685 | 0.7603 | 1.1638 | 1.0181 | 1.1971 | 1.3964 | 1.6244 | 2.0773 | 1.8356 | 1.6811 | 1.9676 | 1.8921 | 1.834 | 2.2716 | 1.8383 | 2.2672 | 0.6151 | -1.0096 | -2.6793 | -3.8836 | -5.3236 | -6.8734 | -9.3633 | -11.885 | -13.9906 | -15.9726 | -17.8041 | -21.4867 | -24.6876 | -27.565 | -30.1893 | -32.744 | -35.1529 | -37.4673 | -39.6308 | -41.5771 | -43.4385 | -45.1909 | -46.7326 | -48.2624 | -49.6135 | -50.9868 | -52.2438 | -53.5302 | -54.5068 | -55.4875 | -56.4422 | -57.3438 | -58.1972 | -59.0054 | -59.7959 | -60.5507 | -61.2739 | -61.988 | -61.9167
Northwest | Medium Office | Average | September | Other Non-Substitutables | LDCEU/TDEF | Electric Load with Losses, Incl. Cogeneration | MW | 0 | 0 | 0 | 0 | 0 | 0 | 0 | 0 | 0 | 0 | 0 | 0 | -0.8479 | -1.6943 | -2.488 | -3.2753 | -3.4722 | -3.9485 | -4.6684 | -4.8862 | -5.4685 | -5.8435 | -6.1528 | -6.5997 | -6.8465 | -7.0926 | -7.3429 | -7.4997 | -7.6336 | -7.7379 | -7.8091 | -7.8304 | -7.823 | -7.7974 | -7.7783 | -7.7525 | -7.728 | -7.6963 | -7.6461 | -7.5958 | -7.5413 | -7.4668 | -7.3986 | -7.3157 | -7.2384 | -7.1526 | -7.0739 | -6.9623 | -6.8529 | -6.7426 | -6.6254 | -6.5035 | -6.3769 | -6.2458 | -6.1103 | -5.9705 | -5.826 | -5.6188
Northwest | Medium Office | Average | October | Space Heating | LDCEU/TDEF | Electric Load with Losses, Incl. Cogeneration | MW | -0.1628 | -0.1438 | -0.1263 | -0.1252 | -0.1042 | -0.0883 | -0.0858 | -0.0737 | -0.0649 | -0.0555 | -0.0407 | -0.0416 | -0.0546 | -0.0827 | -0.1119 | -0.1331 | -0.1295 | -0.1286 | -0.1409 | -0.1351 | -0.1606 | -0.1508 | -0.1522 | -0.1812 | -0.1617 | -0.1517 | -0.1259 | -0.1051 | -0.0836 | -0.061 | -0.0398 | -0.0226 | -0.0068 | 0.0081 | 0.0237 | 0.0408 | 0.0569 | 0.0729 | 0.0883 | 0.103 | 0.1159 | 0.1288 | 0.1409 | 0.1508 | 0.1624 | 0.172 | 0.1799 | 0.1881 | 0.1951 | 0.2009 | 0.2082 | 0.2142 | 0.2192 | 0.2255 | 0.23 | 0.2332 | 0.2373 | 0.2379
Northwest | Medium Office | Average | October | Water Heating | LDCEU/TDEF | Electric Load with Losses, Incl. Cogeneration | MW | 0 | 0 | 0 | 0 | 0 | 0 | 0 | 0 | 0 | 0 | 0 | 0 | 0 | 0 | 0 | 0 | 0 | 0 | 0 | 0 | 0 | 0 | -0.0534 | -0.1102 | -0.0856 | -0.0508 | -0.0014 | 0.0392 | 0.0851 | 0.134 | 0.1835 | 0.2275 | 0.2704 | 0.3144 | 0.3652 | 0.4189 | 0.4762 | 0.5358 | 0.593 | 0.653 | 0.7138 | 0.7714 | 0.8326 | 0.8908 | 0.9526 | 1.0133 | 1.0769 | 1.1321 | 1.189 | 1.2465 | 1.303 | 1.3588 | 1.414 | 1.4686 | 1.5227 | 1.5759 | 1.6287 | 1.6538
Northwest | Medium Office | Average | October | Other Substitutables | LDCEU/TDEF | Electric Load with Losses, Incl. Cogeneration | MW | 0 | 0 | 0 | 0 | 0 | 0 | 0 | 0 | 0 | 0 | 0 | 0 | 0 | -0.0004 | -0.0004 | -0.0004 | -0.0003 | -0.0003 | -0.0008 | -0.0015 | -0.0016 | -0.002 | -0.0036 | -0.0038 | -0.0026 | -0.0008 | 0.0015 | 0.0034 | 0.0053 | 0.0072 | 0.009 | 0.0106 | 0.0121 | 0.0137 | 0.0153 | 0.0169 | 0.0185 | 0.0202 | 0.0217 | 0.0233 | 0.0249 | 0.0263 | 0.0277 | 0.0291 | 0.0304 | 0.0318 | 0.0332 | 0.0343 | 0.0354 | 0.0365 | 0.0376 | 0.0386 | 0.0396 | 0.0405 | 0.0414 | 0.0423 | 0.0431 | 0.0432
Northwest | Medium Office | Average | October | Refrigeration | LDCEU/TDEF | Electric Load with Losses, Incl. Cogeneration | MW | 0 | 0 | 0 | 0 | 0 | 0 | 0 | 0 | 0 | 0 | 0 | 0 | -0.0001 | -0.0002 | -0.0004 | -0.0006 | -0.0006 | -0.0027 | -0.0057 | -0.0074 | -0.0107 | -0.0139 | -0.0177 | -0.0214 | -0.0238 | -0.026 | -0.0283 | -0.0303 | -0.0325 | -0.0344 | -0.0365 | -0.0379 | -0.0394 | -0.0408 | -0.0425 | -0.0439 | -0.0453 | -0.0471 | -0.0481 | -0.0494 | -0.0508 | -0.0521 | -0.0534 | -0.0544 | -0.0556 | -0.0568 | -0.0577 | -0.0586 | -0.0597 | -0.0607 | -0.0616 | -0.0626 | -0.0636 | -0.0646 | -0.0656 | -0.0667 | -0.0678 | -0.068
Northwest | Medium Office | Average | October | Lighting | LDCEU/TDEF | Electric Load with Losses, Incl. Cogeneration | MW | 0 | -0.2017 | -0.6279 | -1.0512 | -1.3997 | -1.6988 | -2.3821 | -2.8608 | -6.1119 | -9.3801 | -11.4602 | -12.5687 | -13.4728 | -14.2493 | -13.9944 | -15.0256 | -13.6925 | -11.3434 | -11.0951 | -10.5714 | -10.4123 | -9.8698 | -9.7179 | -10.234 | -9.6755 | -9.2115 | -8.8421 | -8.5115 | -8.2114 | -7.9331 | -7.6715 | -7.4137 | -7.1677 | -6.9362 | -6.7294 | -6.5394 | -6.3678 | -6.2086 | -6.0549 | -5.9139 | -5.7825 | -5.6507 | -5.5325 | -5.4159 | -5.3104 | -5.208 | -5.1165 | -5.0133 | -4.9166 | -4.8248 | -4.734 | -4.6447 | -4.557 | -4.4704 | -4.3848 | -4.2999 | -4.2152 | -4.0947
Northwest | Medium Office | Average | October | Air Conditioning | LDCEU/TDEF | Electric Load with Losses, Incl. Cogeneration | MW | -0.043 | 0.0361 | 0.1107 | 0.2172 | 0.3196 | 0.4849 | 0.4301 | 0.5267 | 0.5911 | 0.7094 | 0.887 | 0.8379 | 0.7686 | 0.8624 | 0.8619 | 0.7815 | 0.9864 | 0.7823 | 0.8362 | 0.2404 | -0.4708 | -1.1751 | -1.8316 | -2.4625 | -2.9802 | -4.0491 | -5.1373 | -6.0497 | -6.9116 | -7.7056 | -9.3124 | -10.7031 | -11.9564 | -13.1021 | -14.2234 | -15.2763 | -16.282 | -17.2428 | -18.0877 | -18.9049 | -19.6743 | -20.3509 | -21.0221 | -21.6143 | -22.217 | -22.7701 | -23.3288 | -23.7642 | -24.1977 | -24.6198 | -25.0198 | -25.3986 | -25.7593 | -26.1127 | -26.4509 | -26.7758 | -27.0971 | -27.0655
Northwest | Medium Office | Average | October | Other Non-Substitutables | LDCEU/TDEF | Electric Load with Losses, Incl. Cogeneration | MW | 0 | 0 | 0 | 0 | 0 | 0 | 0 | 0 | 0 | 0 | 0 | 0 | -0.8345 | -1.6718 | -2.4536 | -3.2111 | -3.4071 | -3.8551 | -4.5818 | -4.8263 | -5.4171 | -5.7987 | -6.1165 | -6.5746 | -6.8226 | -7.0689 | -7.3191 | -7.476 | -7.6104 | -7.7153 | -7.7872 | -7.8083 | -7.8011 | -7.7759 | -7.7577 | -7.732 | -7.7072 | -7.6762 | -7.6249 | -7.5743 | -7.5199 | -7.4458 | -7.3777 | -7.294 | -7.2164 | -7.1302 | -7.0505 | -6.9381 | -6.8284 | -6.7173 | -6.5997 | -6.4773 | -6.3501 | -6.2187 | -6.0829 | -5.9428 | -5.798 | -5.5913
Northwest | Medium Office | Average | November | Space Heating | LDCEU/TDEF | Electric Load with Losses, Incl. Cogeneration | MW | -0.3563 | -0.2763 | -0.2105 | -0.2259 | -0.177 | -0.1545 | -0.1507 | -0.1422 | -0.1147 | -0.0962 | -0.084 | -0.0798 | -0.1071 | -0.148 | -0.1998 | -0.2285 | -0.2307 | -0.2425 | -0.2709 | -0.2483 | -0.2885 | -0.3169 | -0.3362 | -0.3181 | -0.3063 | -0.287 | -0.2375 | -0.1974 | -0.1559 | -0.1123 | -0.0716 | -0.0385 | -0.008 | 0.0207 | 0.0511 | 0.084 | 0.1151 | 0.146 | 0.1758 | 0.2041 | 0.229 | 0.254 | 0.2775 | 0.2967 | 0.319 | 0.3375 | 0.3529 | 0.3688 | 0.3825 | 0.3938 | 0.4078 | 0.4196 | 0.4293 | 0.4415 | 0.4506 | 0.4567 | 0.4647 | 0.4659
Northwest | Medium Office | Average | November | Water Heating | LDCEU/TDEF | Electric Load with Losses, Incl. Cogeneration | MW | 0 | 0 | 0 | 0 | 0 | 0 | 0 | 0 | 0 | 0 | 0 | 0 | 0 | 0 | 0 | 0 | 0 | 0 | 0 | 0 | 0 | 0 | -0.1151 | -0.1429 | -0.1332 | -0.0786 | -0.0011 | 0.0624 | 0.1343 | 0.211 | 0.2886 | 0.3572 | 0.4245 | 0.4933 | 0.5728 | 0.6567 | 0.7461 | 0.8394 | 0.9282 | 1.0219 | 1.1168 | 1.2069 | 1.3023 | 1.3929 | 1.4895 | 1.5838 | 1.6827 | 1.7687 | 1.8571 | 1.9465 | 2.0345 | 2.1213 | 2.207 | 2.2921 | 2.376 | 2.4589 | 2.5407 | 2.5798
Northwest | Medium Office | Average | November | Other Substitutables | LDCEU/TDEF | Electric Load with Losses, Incl. Cogeneration | MW | 0 | 0 | 0 | 0 | 0 | 0 | 0 | 0 | 0 | 0 | 0 | 0 | 0 | -0.0005 | -0.0005 | -0.0003 | -0.0003 | -0.0004 | -0.0009 | -0.0016 | -0.0016 | -0.0022 | -0.0039 | -0.004 | -0.0028 | -0.0007 | 0.0016 | 0.0037 | 0.0058 | 0.0077 | 0.0098 | 0.0115 | 0.0131 | 0.0147 | 0.0165 | 0.0182 | 0.02 | 0.0218 | 0.0234 | 0.0251 | 0.0268 | 0.0283 | 0.0299 | 0.0313 | 0.0329 | 0.0343 | 0.0358 | 0.037 | 0.0382 | 0.0393 | 0.0405 | 0.0416 | 0.0427 | 0.0436 | 0.0446 | 0.0455 | 0.0463 | 0.0466
Northwest | Medium Office | Average | November | Refrigeration | LDCEU/TDEF | Electric Load with Losses, Incl. Cogeneration | MW | 0 | 0 | 0 | 0 | 0 | 0 | 0 | 0 | 0 | 0 | 0 | 0 | -0.0001 | -0.0003 | -0.0004 | -0.0006 | -0.0007 | -0.0031 | -0.0066 | -0.0086 | -0.0123 | -0.016 | -0.0204 | -0.0247 | -0.0275 | -0.03 | -0.0327 | -0.035 | -0.0375 | -0.0397 | -0.0421 | -0.0438 | -0.0455 | -0.047 | -0.0491 | -0.0507 | -0.0522 | -0.0544 | -0.0555 | -0.057 | -0.0586 | -0.0601 | -0.0616 | -0.0628 | -0.0642 | -0.0655 | -0.0666 | -0.0676 | -0.0689 | -0.07 | -0.0711 | -0.0722 | -0.0734 | -0.0746 | -0.0758 | -0.077 | -0.0782 | -0.0784
Northwest | Medium Office | Average | November | Lighting | LDCEU/TDEF | Electric Load with Losses, Incl. Cogeneration | MW | 0 | -0.208 | -0.6467 | -1.0824 | -1.441 | -1.7489 | -2.4524 | -2.9451 | -6.2939 | -9.6601 | -11.8029 | -12.9448 | -13.8763 | -14.674 | -14.415 | -15.4796 | -14.1028 | -11.6889 | -11.4329 | -10.8911 | -10.7279 | -10.1699 | -10.0156 | -10.5504 | -9.9769 | -9.5008 | -9.1226 | -8.7843 | -8.4773 | -8.1925 | -7.925 | -7.6609 | -7.4088 | -7.1714 | -6.9597 | -6.765 | -6.589 | -6.4262 | -6.2683 | -6.1238 | -5.989 | -5.8537 | -5.7323 | -5.6125 | -5.5039 | -5.3985 | -5.3042 | -5.198 | -5.0982 | -5.0035 | -4.9096 | -4.8175 | -4.7269 | -4.6373 | -4.5488 | -4.4609 | -4.3733 | -4.2485
Northwest | Medium Office | Average | November | Air Conditioning | LDCEU/TDEF | Electric Load with Losses, Incl. Cogeneration | MW | -0.0225 | 0.0195 | 0.0589 | 0.1152 | 0.1693 | 0.2567 | 0.228 | 0.2797 | 0.3138 | 0.3763 | 0.4694 | 0.4433 | 0.4072 | 0.4564 | 0.4562 | 0.4141 | 0.5216 | 0.4142 | 0.4428 | 0.126 | -0.2515 | -0.6261 | -0.9713 | -1.3119 | -1.5868 | -2.1555 | -2.7345 | -3.2202 | -3.6794 | -4.1022 | -4.9587 | -5.6992 | -6.3668 | -6.9774 | -7.5757 | -8.1368 | -8.6725 | -9.1858 | -9.6351 | -10.0707 | -10.4812 | -10.8422 | -11.2002 | -11.5156 | -11.8368 | -12.1317 | -12.4287 | -12.6606 | -12.8919 | -13.1167 | -13.3298 | -13.5317 | -13.724 | -13.9124 | -14.0928 | -14.2662 | -14.4376 | -14.4209
Northwest | Medium Office | Average | November | Other Non-Substitutables | LDCEU/TDEF | Electric Load with Losses, Incl. Cogeneration | MW | 0 | 0 | 0 | 0 | 0 | 0 | 0 | 0 | 0 | 0 | 0 | 0 | -0.898 | -1.8019 | -2.6423 | -3.4489 | -3.6623 | -4.1357 | -4.9217 | -5.1991 | -5.8409 | -6.2545 | -6.6011 | -7.0987 | -7.367 | -7.6328 | -7.9029 | -8.0726 | -8.2181 | -8.3317 | -8.41 | -8.4328 | -8.4253 | -8.3982 | -8.3793 | -8.3517 | -8.3249 | -8.2922 | -8.2362 | -8.1816 | -8.1229 | -8.0429 | -7.9693 | -7.8786 | -7.7946 | -7.7011 | -7.6145 | -7.4928 | -7.374 | -7.2535 | -7.126 | -6.9935 | -6.8557 | -6.7133 | -6.5662 | -6.4144 | -6.2577 | -6.034
Northwest | Medium Office | Average | December | Space Heating | LDCEU/TDEF | Electric Load with Losses, Incl. Cogeneration | MW | -0.5932 | -0.4544 | -0.4041 | -0.4097 | -0.3394 | -0.2914 | -0.2882 | -0.248 | -0.219 | -0.1782 | -0.149 | -0.1437 | -0.1942 | -0.2747 | -0.3575 | -0.4444 | -0.4246 | -0.4276 | -0.4977 | -0.4613 | -0.545 | -0.5657 | -0.5904 | -0.6438 | -0.5711 | -0.5326 | -0.4367 | -0.3586 | -0.2774 | -0.1928 | -0.1127 | -0.0477 | 0.0118 | 0.0684 | 0.1283 | 0.1931 | 0.2542 | 0.3155 | 0.3739 | 0.43 | 0.4793 | 0.5289 | 0.5754 | 0.6138 | 0.658 | 0.6952 | 0.7264 | 0.7583 | 0.786 | 0.8093 | 0.8375 | 0.8616 | 0.8818 | 0.9065 | 0.9254 | 0.9386 | 0.9555 | 0.9583
Northwest | Medium Office | Average | December | Water Heating | LDCEU/TDEF | Electric Load with Losses, Incl. Cogeneration | MW | 0 | 0 | 0 | 0 | 0 | 0 | 0 | 0 | 0 | 0 | 0 | 0 | 0 | 0 | 0 | 0 | 0 | 0 | 0 | 0 | 0 | 0 | -0.1235 | -0.2329 | -0.1612 | -0.0949 | -0.001 | 0.0761 | 0.1632 | 0.256 | 0.3502 | 0.4333 | 0.5146 | 0.5979 | 0.6942 | 0.7958 | 0.9039 | 1.017 | 1.1244 | 1.2379 | 1.3529 | 1.4618 | 1.5773 | 1.6869 | 1.8037 | 1.9178 | 2.0374 | 2.1413 | 2.2482 | 2.3563 | 2.4627 | 2.5676 | 2.6713 | 2.774 | 2.8754 | 2.9757 | 3.0746 | 3.1218
Northwest | Medium Office | Average | December | Other Substitutables | LDCEU/TDEF | Electric Load with Losses, Incl. Cogeneration | MW | 0 | 0 | 0 | 0 | 0 | 0 | 0 | 0 | 0 | 0 | 0 | 0 | 0 | -0.0005 | -0.0005 | -0.0004 | -0.0003 | -0.0004 | -0.0008 | -0.0016 | -0.0017 | -0.0023 | -0.004 | -0.0041 | -0.0029 | -0.0008 | 0.0017 | 0.0038 | 0.0059 | 0.008 | 0.0101 | 0.0119 | 0.0136 | 0.0152 | 0.0169 | 0.0188 | 0.0206 | 0.0225 | 0.0242 | 0.026 | 0.0276 | 0.0292 | 0.0308 | 0.0324 | 0.0339 | 0.0354 | 0.0369 | 0.0382 | 0.0394 | 0.0407 | 0.0418 | 0.0429 | 0.044 | 0.0451 | 0.046 | 0.047 | 0.0479 | 0.048
Northwest | Medium Office | Average | December | Refrigeration | LDCEU/TDEF | Electric Load with Losses, Incl. Cogeneration | MW | 0 | 0 | 0 | 0 | 0 | 0 | 0 | 0 | 0 | 0 | 0 | 0 | -0.0001 | -0.0003 | -0.0004 | -0.0006 | -0.0007 | -0.0031 | -0.0068 | -0.0088 | -0.0126 | -0.0163 | -0.0208 | -0.0252 | -0.028 | -0.0305 | -0.0333 | -0.0357 | -0.0382 | -0.0406 | -0.0429 | -0.0447 | -0.0464 | -0.0481 | -0.0501 | -0.0517 | -0.0533 | -0.0555 | -0.0566 | -0.0582 | -0.0598 | -0.0613 | -0.0628 | -0.064 | -0.0654 | -0.0667 | -0.068 | -0.069 | -0.0702 | -0.0713 | -0.0726 | -0.0737 | -0.0749 | -0.076 | -0.0773 | -0.0785 | -0.0798 | -0.08
Northwest | Medium Office | Average | December | Lighting | LDCEU/TDEF | Electric Load with Losses, Incl. Cogeneration | MW | 0 | -0.2018 | -0.6286 | -1.0522 | -1.4011 | -1.7006 | -2.3846 | -2.8637 | -6.1178 | -9.389 | -11.4711 | -12.5806 | -13.4858 | -14.2638 | -14.0084 | -15.0407 | -13.7072 | -11.355 | -11.1076 | -10.5845 | -10.4264 | -9.885 | -9.7385 | -10.2599 | -9.7022 | -9.2394 | -8.8717 | -8.543 | -8.2446 | -7.9677 | -7.7077 | -7.451 | -7.2058 | -6.9751 | -6.7693 | -6.58 | -6.409 | -6.2508 | -6.0972 | -5.9568 | -5.8258 | -5.6944 | -5.5765 | -5.4599 | -5.3545 | -5.2521 | -5.1606 | -5.0572 | -4.9602 | -4.8681 | -4.777 | -4.6875 | -4.5993 | -4.5123 | -4.4263 | -4.3408 | -4.2557 | -4.1342
Northwest | Medium Office | Average | December | Air Conditioning | LDCEU/TDEF | Electric Load with Losses, Incl. Cogeneration | MW | -0.0148 | 0.0127 | 0.0385 | 0.0752 | 0.1104 | 0.1675 | 0.1488 | 0.1824 | 0.2047 | 0.2454 | 0.3064 | 0.2892 | 0.2657 | 0.2978 | 0.2977 | 0.2704 | 0.3405 | 0.2705 | 0.2892 | 0.0822 | -0.1641 | -0.4087 | -0.6342 | -0.8563 | -1.0356 | -1.4068 | -1.7848 | -2.1019 | -2.4015 | -2.6774 | -3.2364 | -3.7198 | -4.1553 | -4.5538 | -4.9444 | -5.3106 | -5.6602 | -5.9953 | -6.2886 | -6.573 | -6.841 | -7.0765 | -7.3105 | -7.5163 | -7.726 | -7.9185 | -8.1125 | -8.2639 | -8.4148 | -8.5615 | -8.7007 | -8.8325 | -8.9582 | -9.0811 | -9.199 | -9.3122 | -9.4242 | -9.4133
Northwest | Medium Office | Average | December | Other Non-Substitutables | LDCEU/TDEF | Electric Load with Losses, Incl. Cogeneration | MW | 0 | 0 | 0 | 0 | 0 | 0 | 0 | 0 | 0 | 0 | 0 | 0 | -0.9251 | -1.8554 | -2.7208 | -3.5539 | -3.7747 | -4.2621 | -5.0706 | -5.3549 | -6.0142 | -6.4414 | -6.7985 | -7.3093 | -7.5856 | -7.8595 | -8.1377 | -8.3127 | -8.4625 | -8.5795 | -8.6602 | -8.684 | -8.6762 | -8.6483 | -8.6291 | -8.6007 | -8.5733 | -8.5397 | -8.4822 | -8.4262 | -8.3659 | -8.2838 | -8.2081 | -8.1149 | -8.0286 | -7.9323 | -7.8433 | -7.7181 | -7.5957 | -7.472 | -7.3408 | -7.2044 | -7.0627 | -6.9161 | -6.7649 | -6.6086 | -6.4474 | -6.2171
Northwest | Medium Office | Minimum | January | Space Heating | LDCEU/TDEF | Electric Load with Losses, Incl. Cogeneration | MW | -0.4495 | -0.3191 | -0.2856 | -0.2914 | -0.2396 | -0.1965 | -0.2023 | -0.1724 | -0.1496 | -0.1212 | -0.0966 | -0.0987 | -0.1316 | -0.1916 | -0.2722 | -0.3303 | -0.3116 | -0.3111 | -0.3648 | -0.3498 | -0.4072 | -0.4257 | -0.4284 | -0.4619 | -0.4213 | -0.3931 | -0.323 | -0.2661 | -0.2066 | -0.1446 | -0.0861 | -0.039 | 0.0046 | 0.0459 | 0.0897 | 0.1368 | 0.1812 | 0.226 | 0.2683 | 0.3089 | 0.3448 | 0.3809 | 0.4146 | 0.4423 | 0.4745 | 0.5013 | 0.5237 | 0.5466 | 0.5667 | 0.5834 | 0.6037 | 0.621 | 0.6354 | 0.6532 | 0.6666 | 0.676 | 0.688 | 0.6899
Northwest | Medium Office | Minimum | January | Water Heating | LDCEU/TDEF | Electric Load with Losses, Incl. Cogeneration | MW | 0 | 0 | 0 | 0 | 0 | 0 | 0 | 0 | 0 | 0 | 0 | 0 | 0 | 0 | 0 | 0 | 0 | 0 | 0 | 0 | 0 | 0 | -0.0932 | -0.1662 | -0.1309 | -0.0764 | 0.0006 | 0.0637 | 0.1355 | 0.2118 | 0.289 | 0.3567 | 0.4235 | 0.4918 | 0.571 | 0.6539 | 0.7421 | 0.8349 | 0.9222 | 1.0144 | 1.1084 | 1.1975 | 1.2917 | 1.3809 | 1.476 | 1.5689 | 1.666 | 1.7505 | 1.8375 | 1.9253 | 2.0117 | 2.097 | 2.1812 | 2.2646 | 2.3469 | 2.4283 | 2.5086 | 2.547
Northwest | Medium Office | Minimum | January | Other Substitutables | LDCEU/TDEF | Electric Load with Losses, Incl. Cogeneration | MW | 0 | 0 | 0 | 0 | 0 | 0 | 0 | 0 | 0 | 0 | 0 | 0 | 0 | -0.0001 | -0.0001 | -0.0001 | 0 | -0.0001 | -0.0002 | -0.0003 | -0.0004 | -0.0005 | -0.0008 | -0.0008 | -0.0006 | -0.0002 | 0.0004 | 0.0008 | 0.0012 | 0.0017 | 0.0021 | 0.0026 | 0.0029 | 0.0033 | 0.0037 | 0.004 | 0.0044 | 0.0048 | 0.0051 | 0.0055 | 0.0059 | 0.0063 | 0.0066 | 0.0069 | 0.0072 | 0.0075 | 0.0078 | 0.0081 | 0.0084 | 0.0086 | 0.0089 | 0.0091 | 0.0094 | 0.0096 | 0.0098 | 0.01 | 0.0102 | 0.0102
Northwest | Medium Office | Minimum | January | Refrigeration | LDCEU/TDEF | Electric Load with Losses, Incl. Cogeneration | MW | 0 | 0 | 0 | 0 | 0 | 0 | 0 | 0 | 0 | 0 | 0 | 0 | -0.0001 | -0.0004 | -0.0005 | -0.0008 | -0.0009 | -0.004 | -0.0085 | -0.011 | -0.0158 | -0.0205 | -0.0261 | -0.0317 | -0.0352 | -0.0384 | -0.0419 | -0.0448 | -0.048 | -0.0509 | -0.0539 | -0.0561 | -0.0583 | -0.0603 | -0.0628 | -0.0649 | -0.067 | -0.0696 | -0.0711 | -0.0731 | -0.075 | -0.077 | -0.0789 | -0.0805 | -0.0822 | -0.0839 | -0.0853 | -0.0867 | -0.0882 | -0.0896 | -0.0911 | -0.0925 | -0.0941 | -0.0955 | -0.097 | -0.0986 | -0.1003 | -0.1006
Northwest | Medium Office | Minimum | January | Lighting | LDCEU/TDEF | Electric Load with Losses, Incl. Cogeneration | MW | 0 | -0.1158 | -0.3676 | -0.6178 | -0.8245 | -1.0017 | -1.4041 | -1.6863 | -3.5872 | -5.4984 | -6.7123 | -7.3599 | -7.8893 | -8.366 | -8.1871 | -8.7726 | -8.0271 | -6.6034 | -6.4693 | -6.1901 | -6.1026 | -5.7921 | -5.7034 | -5.9988 | -5.6757 | -5.408 | -5.1962 | -5.0068 | -4.8352 | -4.676 | -4.5262 | -4.3777 | -4.2361 | -4.1026 | -3.9837 | -3.8742 | -3.7752 | -3.6838 | -3.5946 | -3.513 | -3.4369 | -3.3606 | -3.2919 | -3.2241 | -3.1626 | -3.1027 | -3.0492 | -2.9884 | -2.9317 | -2.8776 | -2.824 | -2.7713 | -2.7193 | -2.668 | -2.6172 | -2.5668 | -2.5165 | -2.4447
Northwest | Medium Office | Minimum | January | Air Conditioning | LDCEU/TDEF | Electric Load with Losses, Incl. Cogeneration | MW | -0.0075 | 0.0072 | 0.0207 | 0.0403 | 0.0589 | 0.0889 | 0.0793 | 0.0975 | 0.1092 | 0.1308 | 0.1622 | 0.1534 | 0.1409 | 0.1574 | 0.1576 | 0.1437 | 0.1792 | 0.1436 | 0.1536 | 0.0429 | -0.0882 | -0.2187 | -0.3396 | -0.46 | -0.5567 | -0.7561 | -0.9591 | -1.1293 | -1.2906 | -1.4391 | -1.7399 | -1.9994 | -2.234 | -2.4485 | -2.6592 | -2.8561 | -3.0439 | -3.2248 | -3.3818 | -3.5346 | -3.6787 | -3.8058 | -3.9315 | -4.0419 | -4.1546 | -4.2578 | -4.3615 | -4.4424 | -4.5235 | -4.602 | -4.6764 | -4.7468 | -4.8141 | -4.8799 | -4.9429 | -5.0035 | -5.0634 | -5.0577
Northwest | Medium Office | Minimum | January | Other Non-Substitutables | LDCEU/TDEF | Electric Load with Losses, Incl. Cogeneration | MW | 0 | 0 | 0 | 0 | 0 | 0 | 0 | 0 | 0 | 0 | 0 | 0 | -0.8061 | -1.6232 | -2.3783 | -3.0825 | -3.2749 | -3.6808 | -4.404 | -4.6841 | -5.2794 | -5.6599 | -5.9836 | -6.449 | -6.6946 | -6.9366 | -7.1824 | -7.3368 | -7.4699 | -7.574 | -7.6458 | -7.6663 | -7.6599 | -7.6355 | -7.6191 | -7.5936 | -7.5688 | -7.5397 | -7.4874 | -7.437 | -7.3832 | -7.3107 | -7.2431 | -7.1597 | -7.0826 | -6.9966 | -6.9166 | -6.8047 | -6.696 | -6.5853 | -6.4684 | -6.3468 | -6.2207 | -6.0902 | -5.9556 | -5.8167 | -5.6734 | -5.4698
Northwest | Medium Office | Minimum | February | Space Heating | LDCEU/TDEF | Electric Load with Losses, Incl. Cogeneration | MW | -0.2843 | -0.2169 | -0.1771 | -0.1879 | -0.1519 | -0.1251 | -0.1308 | -0.1064 | -0.0961 | -0.076 | -0.0639 | -0.0607 | -0.0841 | -0.1284 | -0.1652 | -0.2013 | -0.2005 | -0.1991 | -0.2397 | -0.2234 | -0.254 | -0.2811 | -0.2663 | -0.2811 | -0.2664 | -0.2489 | -0.2048 | -0.1694 | -0.1322 | -0.0933 | -0.0569 | -0.0275 | -0.0002 | 0.0255 | 0.0528 | 0.0821 | 0.1099 | 0.1377 | 0.1641 | 0.1894 | 0.2116 | 0.2341 | 0.2552 | 0.2724 | 0.2924 | 0.3089 | 0.3228 | 0.3371 | 0.3494 | 0.3598 | 0.3723 | 0.3829 | 0.3918 | 0.4027 | 0.411 | 0.4168 | 0.4241 | 0.4252
Northwest | Medium Office | Minimum | February | Water Heating | LDCEU/TDEF | Electric Load with Losses, Incl. Cogeneration | MW | 0 | 0 | 0 | 0 | 0 | 0 | 0 | 0 | 0 | 0 | 0 | 0 | 0 | 0 | 0 | 0 | 0 | 0 | 0 | 0 | 0 | 0 | -0.0725 | -0.1253 | -0.1105 | -0.0645 | 0.0005 | 0.0538 | 0.1144 | 0.1787 | 0.244 | 0.3013 | 0.3577 | 0.4154 | 0.4822 | 0.5524 | 0.627 | 0.7053 | 0.7791 | 0.8572 | 0.9365 | 1.0118 | 1.0916 | 1.1669 | 1.2474 | 1.326 | 1.4081 | 1.4795 | 1.5531 | 1.6273 | 1.7005 | 1.7726 | 1.8438 | 1.9143 | 1.984 | 2.0529 | 2.1208 | 2.1533
Northwest | Medium Office | Minimum | February | Other Substitutables | LDCEU/TDEF | Electric Load with Losses, Incl. Cogeneration | MW | 0 | 0 | 0 | 0 | 0 | 0 | 0 | 0 | 0 | 0 | 0 | 0 | 0 | -0.0001 | -0.0001 | -0.0001 | 0 | 0 | -0.0002 | -0.0003 | -0.0003 | -0.0004 | -0.0007 | -0.0007 | -0.0005 | -0.0002 | 0.0004 | 0.0007 | 0.001 | 0.0015 | 0.0018 | 0.0021 | 0.0024 | 0.0027 | 0.003 | 0.0033 | 0.0037 | 0.004 | 0.0043 | 0.0046 | 0.0049 | 0.0051 | 0.0054 | 0.0057 | 0.0059 | 0.0062 | 0.0065 | 0.0068 | 0.007 | 0.0072 | 0.0074 | 0.0076 | 0.0077 | 0.0079 | 0.0081 | 0.0083 | 0.0084 | 0.0085
Northwest | Medium Office | Minimum | February | Refrigeration | LDCEU/TDEF | Electric Load with Losses, Incl. Cogeneration | MW | 0 | 0 | 0 | 0 | 0 | 0 | 0 | 0 | 0 | 0 | 0 | 0 | -0.0001 | -0.0003 | -0.0005 | -0.0006 | -0.0008 | -0.0035 | -0.0074 | -0.0097 | -0.0139 | -0.0181 | -0.023 | -0.0279 | -0.031 | -0.0338 | -0.0368 | -0.0396 | -0.0423 | -0.0449 | -0.0476 | -0.0494 | -0.0514 | -0.0532 | -0.0554 | -0.0573 | -0.059 | -0.0614 | -0.0627 | -0.0644 | -0.0662 | -0.0679 | -0.0696 | -0.0709 | -0.0725 | -0.0739 | -0.0753 | -0.0764 | -0.0778 | -0.079 | -0.0803 | -0.0815 | -0.0828 | -0.0843 | -0.0856 | -0.087 | -0.0883 | -0.0886
Northwest | Medium Office | Minimum | February | Lighting | LDCEU/TDEF | Electric Load with Losses, Incl. Cogeneration | MW | 0 | -0.1057 | -0.3344 | -0.5616 | -0.7491 | -0.9099 | -1.2755 | -1.5319 | -3.2612 | -5 | -6.1048 | -6.6941 | -7.1757 | -7.6056 | -7.448 | -7.984 | -7.2998 | -6.0134 | -5.8898 | -5.6312 | -5.5511 | -5.2678 | -5.1874 | -5.4578 | -5.164 | -4.9206 | -4.7281 | -4.556 | -4.4001 | -4.2554 | -4.1193 | -3.9845 | -3.8557 | -3.7344 | -3.6265 | -3.5269 | -3.437 | -3.3539 | -3.2728 | -3.1987 | -3.1296 | -3.0602 | -2.9978 | -2.936 | -2.8802 | -2.8257 | -2.777 | -2.7218 | -2.6702 | -2.621 | -2.5722 | -2.5242 | -2.4769 | -2.4303 | -2.384 | -2.3381 | -2.2923 | -2.227
Northwest | Medium Office | Minimum | February | Air Conditioning | LDCEU/TDEF | Electric Load with Losses, Incl. Cogeneration | MW | -0.0068 | 0.0064 | 0.0185 | 0.036 | 0.0525 | 0.0793 | 0.0708 | 0.0871 | 0.0975 | 0.1168 | 0.1447 | 0.1369 | 0.1259 | 0.1406 | 0.1407 | 0.1283 | 0.16 | 0.1282 | 0.1371 | 0.0381 | -0.0788 | -0.1955 | -0.3036 | -0.4111 | -0.4975 | -0.6756 | -0.857 | -1.0091 | -1.1533 | -1.2861 | -1.5549 | -1.7869 | -1.9965 | -2.1883 | -2.3767 | -2.5526 | -2.7206 | -2.8825 | -3.0227 | -3.1592 | -3.2881 | -3.4018 | -3.5142 | -3.6129 | -3.7136 | -3.8059 | -3.8985 | -3.971 | -4.0435 | -4.1136 | -4.1802 | -4.2432 | -4.3034 | -4.3622 | -4.4186 | -4.4728 | -4.5264 | -4.5213
Northwest | Medium Office | Minimum | February | Other Non-Substitutables | LDCEU/TDEF | Electric Load with Losses, Incl. Cogeneration | MW | 0 | 0 | 0 | 0 | 0 | 0 | 0 | 0 | 0 | 0 | 0 | 0 | -0.6952 | -1.4002 | -2.0509 | -2.657 | -2.8235 | -3.1728 | -3.7958 | -4.0391 | -4.5527 | -4.8805 | -5.1598 | -5.5609 | -5.7727 | -5.9813 | -6.193 | -6.3262 | -6.4411 | -6.5309 | -6.5929 | -6.6106 | -6.6051 | -6.5841 | -6.57 | -6.5482 | -6.5268 | -6.5019 | -6.4568 | -6.4134 | -6.367 | -6.3044 | -6.2461 | -6.1741 | -6.1077 | -6.0335 | -5.9645 | -5.8679 | -5.7741 | -5.6787 | -5.5778 | -5.4729 | -5.3641 | -5.2515 | -5.1354 | -5.0155 | -4.8919 | -4.7162
Northwest | Medium Office | Minimum | March | Space Heating | LDCEU/TDEF | Electric Load with Losses, Incl. Cogeneration | MW | -0.2018 | -0.1556 | -0.1451 | -0.1411 | -0.1177 | -0.0987 | -0.104 | -0.085 | -0.0711 | -0.0617 | -0.0476 | -0.0444 | -0.0612 | -0.1005 | -0.1228 | -0.1644 | -0.1623 | -0.1592 | -0.182 | -0.1806 | -0.1925 | -0.2082 | -0.2015 | -0.2224 | -0.2023 | -0.1896 | -0.157 | -0.1307 | -0.1032 | -0.0745 | -0.0477 | -0.026 | -0.0059 | 0.013 | 0.0329 | 0.0545 | 0.0749 | 0.0952 | 0.1146 | 0.1331 | 0.1494 | 0.1659 | 0.1813 | 0.1939 | 0.2083 | 0.2205 | 0.2305 | 0.2408 | 0.2498 | 0.2571 | 0.2662 | 0.2738 | 0.2801 | 0.288 | 0.2938 | 0.2978 | 0.3029 | 0.3037
Northwest | Medium Office | Minimum | March | Water Heating | LDCEU/TDEF | Electric Load with Losses, Incl. Cogeneration | MW | 0 | 0 | 0 | 0 | 0 | 0 | 0 | 0 | 0 | 0 | 0 | 0 | 0 | 0 | 0 | 0 | 0 | 0 | 0 | 0 | 0 | 0 | -0.0678 | -0.1265 | -0.1011 | -0.0596 | -0.0008 | 0.0472 | 0.1018 | 0.1601 | 0.2188 | 0.2706 | 0.3216 | 0.3738 | 0.434 | 0.4974 | 0.565 | 0.6356 | 0.7027 | 0.7733 | 0.8452 | 0.9133 | 0.9854 | 1.0538 | 1.1268 | 1.198 | 1.2726 | 1.3374 | 1.4042 | 1.4716 | 1.5379 | 1.6034 | 1.668 | 1.7321 | 1.7954 | 1.8579 | 1.9195 | 1.9492
Northwest | Medium Office | Minimum | March | Other Substitutables | LDCEU/TDEF | Electric Load with Losses, Incl. Cogeneration | MW | 0 | 0 | 0 | 0 | 0 | 0 | 0 | 0 | 0 | 0 | 0 | 0 | 0 | -0.0001 | -0.0001 | -0.0001 | -0.0001 | -0.0001 | -0.0002 | -0.0003 | -0.0004 | -0.0004 | -0.0008 | -0.0007 | -0.0005 | -0.0002 | 0.0003 | 0.0007 | 0.0011 | 0.0015 | 0.0019 | 0.0022 | 0.0025 | 0.0029 | 0.0032 | 0.0035 | 0.0039 | 0.0042 | 0.0046 | 0.0049 | 0.0052 | 0.0055 | 0.0057 | 0.0061 | 0.0063 | 0.0066 | 0.0069 | 0.0071 | 0.0074 | 0.0076 | 0.0078 | 0.008 | 0.0083 | 0.0084 | 0.0086 | 0.0088 | 0.0089 | 0.009
Northwest | Medium Office | Minimum | March | Refrigeration | LDCEU/TDEF | Electric Load with Losses, Incl. Cogeneration | MW | 0 | 0 | 0 | 0 | 0 | 0 | 0 | 0 | 0 | 0 | 0 | 0 | -0.0001 | -0.0003 | -0.0005 | -0.0007 | -0.0008 | -0.0037 | -0.008 | -0.0104 | -0.0149 | -0.0194 | -0.0246 | -0.0299 | -0.0333 | -0.0362 | -0.0395 | -0.0424 | -0.0454 | -0.0482 | -0.0509 | -0.053 | -0.055 | -0.057 | -0.0593 | -0.0613 | -0.0632 | -0.0658 | -0.0671 | -0.069 | -0.071 | -0.0727 | -0.0745 | -0.0759 | -0.0777 | -0.0792 | -0.0806 | -0.0818 | -0.0834 | -0.0846 | -0.086 | -0.0875 | -0.0888 | -0.0902 | -0.0917 | -0.0932 | -0.0947 | -0.0949
Northwest | Medium Office | Minimum | March | Lighting | LDCEU/TDEF | Electric Load with Losses, Incl. Cogeneration | MW | 0 | -0.1187 | -0.3758 | -0.6313 | -0.8422 | -1.023 | -1.4341 | -1.7223 | -3.6658 | -5.6198 | -6.8613 | -7.5234 | -8.0648 | -8.5491 | -8.3704 | -8.9716 | -8.2047 | -6.7561 | -6.6177 | -6.3287 | -6.2389 | -5.9208 | -5.8295 | -6.1323 | -5.8022 | -5.5289 | -5.3126 | -5.1193 | -4.9442 | -4.7817 | -4.6289 | -4.4773 | -4.3327 | -4.1965 | -4.0752 | -3.9633 | -3.8622 | -3.7689 | -3.6778 | -3.5945 | -3.5168 | -3.4389 | -3.3688 | -3.2993 | -3.2366 | -3.1754 | -3.1207 | -3.0586 | -3.0005 | -2.9452 | -2.8904 | -2.8365 | -2.7833 | -2.7308 | -2.6788 | -2.6272 | -2.5757 | -2.5023
Northwest | Medium Office | Minimum | March | Air Conditioning | LDCEU/TDEF | Electric Load with Losses, Incl. Cogeneration | MW | -0.0105 | 0.0101 | 0.029 | 0.0563 | 0.0823 | 0.1243 | 0.1109 | 0.1365 | 0.1528 | 0.1831 | 0.2268 | 0.2143 | 0.1971 | 0.2202 | 0.2204 | 0.201 | 0.2504 | 0.2007 | 0.2148 | 0.0598 | -0.1235 | -0.3063 | -0.4755 | -0.6442 | -0.7796 | -1.0588 | -1.3429 | -1.5814 | -1.8072 | -2.0153 | -2.4365 | -2.8001 | -3.1286 | -3.4291 | -3.7242 | -4.0001 | -4.2632 | -4.5169 | -4.7365 | -4.9504 | -5.1524 | -5.3306 | -5.5066 | -5.6612 | -5.8191 | -5.9636 | -6.1088 | -6.2221 | -6.3358 | -6.4456 | -6.55 | -6.6486 | -6.7428 | -6.835 | -6.9233 | -7.0082 | -7.0921 | -7.084
Northwest | Medium Office | Minimum | March | Other Non-Substitutables | LDCEU/TDEF | Electric Load with Losses, Incl. Cogeneration | MW | 0 | 0 | 0 | 0 | 0 | 0 | 0 | 0 | 0 | 0 | 0 | 0 | -0.7486 | -1.5082 | -2.209 | -2.8604 | -3.0393 | -3.4149 | -4.0869 | -4.3505 | -4.9047 | -5.2578 | -5.5592 | -5.9924 | -6.2207 | -6.4454 | -6.6736 | -6.817 | -6.9409 | -7.0376 | -7.1044 | -7.1233 | -7.1175 | -7.095 | -7.0797 | -7.0561 | -7.033 | -7.0061 | -6.9574 | -6.9106 | -6.8604 | -6.793 | -6.7301 | -6.6525 | -6.5809 | -6.5008 | -6.4262 | -6.3222 | -6.2211 | -6.118 | -6.0093 | -5.8963 | -5.7789 | -5.6576 | -5.5323 | -5.4031 | -5.2698 | -5.0804
Northwest | Medium Office | Minimum | April | Space Heating | LDCEU/TDEF | Electric Load with Losses, Incl. Cogeneration | MW | -0.1916 | -0.1429 | -0.1366 | -0.1278 | -0.11 | -0.0922 | -0.0959 | -0.0739 | -0.0708 | -0.0554 | -0.048 | -0.0421 | -0.0596 | -0.0867 | -0.1174 | -0.1531 | -0.1415 | -0.1485 | -0.1727 | -0.1518 | -0.1754 | -0.1901 | -0.2005 | -0.1886 | -0.1837 | -0.172 | -0.1422 | -0.1182 | -0.0931 | -0.0668 | -0.0422 | -0.0224 | -0.004 | 0.0134 | 0.0317 | 0.0516 | 0.0703 | 0.089 | 0.1068 | 0.1239 | 0.1389 | 0.154 | 0.1681 | 0.1797 | 0.1931 | 0.2043 | 0.2136 | 0.2232 | 0.2315 | 0.2383 | 0.2468 | 0.2539 | 0.2598 | 0.2671 | 0.2726 | 0.2764 | 0.2812 | 0.2819
Northwest | Medium Office | Minimum | April | Water Heating | LDCEU/TDEF | Electric Load with Losses, Incl. Cogeneration | MW | 0 | 0 | 0 | 0 | 0 | 0 | 0 | 0 | 0 | 0 | 0 | 0 | 0 | 0 | 0 | 0 | 0 | 0 | 0 | 0 | 0 | 0 | -0.0606 | -0.0761 | -0.0742 | -0.0444 | -0.0024 | 0.0318 | 0.0707 | 0.1123 | 0.154 | 0.191 | 0.2275 | 0.2647 | 0.3075 | 0.3528 | 0.4013 | 0.4515 | 0.4998 | 0.5504 | 0.6018 | 0.6506 | 0.7023 | 0.7516 | 0.8039 | 0.8551 | 0.909 | 0.9555 | 1.0036 | 1.0521 | 1.0999 | 1.147 | 1.1935 | 1.2397 | 1.2852 | 1.3301 | 1.3745 | 1.396
Northwest | Medium Office | Minimum | April | Other Substitutables | LDCEU/TDEF | Electric Load with Losses, Incl. Cogeneration | MW | 0 | 0 | 0 | 0 | 0 | 0 | 0 | 0 | 0 | 0 | 0 | 0 | 0 | -0.0001 | -0.0001 | -0.0001 | -0.0001 | -0.0001 | -0.0002 | -0.0003 | -0.0003 | -0.0005 | -0.0009 | -0.0009 | -0.0006 | -0.0001 | 0.0004 | 0.0008 | 0.0013 | 0.0018 | 0.0022 | 0.0026 | 0.003 | 0.0033 | 0.0037 | 0.0041 | 0.0045 | 0.0049 | 0.0053 | 0.0057 | 0.0061 | 0.0064 | 0.0067 | 0.007 | 0.0074 | 0.0077 | 0.008 | 0.0083 | 0.0085 | 0.0089 | 0.0091 | 0.0094 | 0.0095 | 0.0098 | 0.01 | 0.0102 | 0.0104 | 0.0105
Northwest | Medium Office | Minimum | April | Refrigeration | LDCEU/TDEF | Electric Load with Losses, Incl. Cogeneration | MW | 0 | 0 | 0 | 0 | 0 | 0 | 0 | 0 | 0 | 0 | 0 | 0 | -0.0002 | -0.0003 | -0.0004 | -0.0005 | -0.0006 | -0.003 | -0.0063 | -0.0082 | -0.0118 | -0.0153 | -0.0194 | -0.0237 | -0.0262 | -0.0286 | -0.0312 | -0.0334 | -0.0358 | -0.038 | -0.0402 | -0.0419 | -0.0434 | -0.045 | -0.0468 | -0.0484 | -0.0499 | -0.0519 | -0.0531 | -0.0545 | -0.056 | -0.0575 | -0.0588 | -0.06 | -0.0613 | -0.0625 | -0.0637 | -0.0646 | -0.0658 | -0.0668 | -0.0679 | -0.069 | -0.0701 | -0.0712 | -0.0724 | -0.0736 | -0.0747 | -0.0749
Northwest | Medium Office | Minimum | April | Lighting | LDCEU/TDEF | Electric Load with Losses, Incl. Cogeneration | MW | 0 | -0.1037 | -0.3311 | -0.5569 | -0.7436 | -0.9036 | -1.2665 | -1.5211 | -3.2325 | -4.9533 | -6.0458 | -6.6286 | -7.1051 | -7.5386 | -7.3712 | -7.8943 | -7.2299 | -5.9378 | -5.8183 | -5.5719 | -5.493 | -5.2135 | -5.1318 | -5.3943 | -5.102 | -4.8596 | -4.6672 | -4.495 | -4.3387 | -4.194 | -4.0576 | -3.9229 | -3.7944 | -3.6734 | -3.5654 | -3.466 | -3.3762 | -3.2931 | -3.2123 | -3.1384 | -3.0695 | -3.0005 | -2.9383 | -2.877 | -2.8215 | -2.7675 | -2.7193 | -2.6647 | -2.6137 | -2.565 | -2.5169 | -2.4696 | -2.423 | -2.3772 | -2.3317 | -2.2865 | -2.2415 | -2.1776
Northwest | Medium Office | Minimum | April | Air Conditioning | LDCEU/TDEF | Electric Load with Losses, Incl. Cogeneration | MW | -0.0088 | 0.0081 | 0.0238 | 0.0465 | 0.0681 | 0.1028 | 0.0915 | 0.1123 | 0.1259 | 0.1509 | 0.1876 | 0.1774 | 0.1629 | 0.1821 | 0.1823 | 0.1662 | 0.2075 | 0.1661 | 0.1776 | 0.0503 | -0.1005 | -0.2506 | -0.3895 | -0.5274 | -0.6386 | -0.8677 | -1.1007 | -1.296 | -1.4809 | -1.6512 | -1.9959 | -2.2935 | -2.5624 | -2.8081 | -3.0491 | -3.2746 | -3.49 | -3.6965 | -3.8768 | -4.0517 | -4.2167 | -4.362 | -4.5058 | -4.6324 | -4.7614 | -4.8796 | -4.9987 | -5.0914 | -5.1842 | -5.2741 | -5.3593 | -5.4401 | -5.517 | -5.5923 | -5.6643 | -5.7335 | -5.802 | -5.7953
Northwest | Medium Office | Minimum | April | Other Non-Substitutables | LDCEU/TDEF | Electric Load with Losses, Incl. Cogeneration | MW | 0 | 0 | 0 | 0 | 0 | 0 | 0 | 0 | 0 | 0 | 0 | 0 | -0.6541 | -1.3143 | -1.9283 | -2.5083 | -2.6618 | -2.9999 | -3.5837 | -3.7963 | -4.2736 | -4.5799 | -4.838 | -5.2118 | -5.4097 | -5.6057 | -5.8044 | -5.9288 | -6.0361 | -6.1199 | -6.1772 | -6.1936 | -6.1882 | -6.1682 | -6.1542 | -6.1335 | -6.1135 | -6.089 | -6.0473 | -6.0066 | -5.963 | -5.9042 | -5.8497 | -5.7826 | -5.7206 | -5.6514 | -5.5874 | -5.4973 | -5.4098 | -5.3208 | -5.2268 | -5.1291 | -5.0275 | -4.9226 | -4.8143 | -4.7024 | -4.5871 | -4.4231
Northwest | Medium Office | Minimum | May | Space Heating | LDCEU/TDEF | Electric Load with Losses, Incl. Cogeneration | MW | -0.0687 | -0.0575 | -0.0525 | -0.061 | -0.0378 | -0.0427 | -0.0447 | -0.0335 | -0.027 | -0.0264 | -0.0206 | -0.019 | -0.0238 | -0.0335 | -0.0464 | -0.0555 | -0.0526 | -0.0648 | -0.0747 | -0.0632 | -0.0652 | -0.0694 | -0.0719 | -0.0721 | -0.0698 | -0.066 | -0.0556 | -0.0472 | -0.0386 | -0.0296 | -0.0213 | -0.0145 | -0.0081 | -0.0023 | 0.0039 | 0.0105 | 0.017 | 0.0231 | 0.0293 | 0.0351 | 0.04 | 0.045 | 0.0497 | 0.0537 | 0.0581 | 0.0617 | 0.0648 | 0.0679 | 0.0706 | 0.0728 | 0.0754 | 0.0777 | 0.0795 | 0.0818 | 0.0835 | 0.0845 | 0.086 | 0.0861
Northwest | Medium Office | Minimum | May | Water Heating | LDCEU/TDEF | Electric Load with Losses, Incl. Cogeneration | MW | 0 | 0 | 0 | 0 | 0 | 0 | 0 | 0 | 0 | 0 | 0 | 0 | 0 | 0 | 0 | 0 | 0 | 0 | 0 | 0 | 0 | 0 | -0.038 | -0.0617 | -0.0541 | -0.0332 | -0.0035 | 0.0204 | 0.0477 | 0.0769 | 0.1062 | 0.1324 | 0.1581 | 0.1843 | 0.2143 | 0.2464 | 0.281 | 0.3162 | 0.3509 | 0.3869 | 0.4234 | 0.4581 | 0.4949 | 0.53 | 0.5674 | 0.6041 | 0.6428 | 0.6762 | 0.7106 | 0.7454 | 0.7797 | 0.8136 | 0.847 | 0.8801 | 0.9128 | 0.9451 | 0.977 | 0.9925
Northwest | Medium Office | Minimum | May | Other Substitutables | LDCEU/TDEF | Electric Load with Losses, Incl. Cogeneration | MW | 0 | 0 | 0 | 0 | 0 | 0 | 0 | 0 | 0 | 0 | 0 | 0 | 0 | 0 | -0.0001 | -0.0001 | -0.0001 | -0.0001 | -0.0002 | -0.0003 | -0.0004 | -0.0005 | -0.0009 | -0.0009 | -0.0006 | -0.0001 | 0.0004 | 0.0008 | 0.0013 | 0.0017 | 0.0022 | 0.0026 | 0.003 | 0.0034 | 0.0037 | 0.0041 | 0.0045 | 0.005 | 0.0054 | 0.0057 | 0.0061 | 0.0064 | 0.0068 | 0.0071 | 0.0075 | 0.0079 | 0.0082 | 0.0085 | 0.0087 | 0.009 | 0.0092 | 0.0095 | 0.0098 | 0.01 | 0.0102 | 0.0104 | 0.0106 | 0.0106
Northwest | Medium Office | Minimum | May | Refrigeration | LDCEU/TDEF | Electric Load with Losses, Incl. Cogeneration | MW | 0 | 0 | 0 | 0 | 0 | 0 | 0 | 0 | 0 | 0 | 0 | 0 | -0.0001 | -0.0001 | -0.0003 | -0.0004 | -0.0005 | -0.0021 | -0.0044 | -0.0058 | -0.0083 | -0.0108 | -0.0137 | -0.0166 | -0.0185 | -0.0202 | -0.022 | -0.0235 | -0.0252 | -0.0268 | -0.0283 | -0.0294 | -0.0306 | -0.0317 | -0.033 | -0.0341 | -0.0352 | -0.0365 | -0.0373 | -0.0383 | -0.0394 | -0.0404 | -0.0415 | -0.0422 | -0.0431 | -0.044 | -0.0448 | -0.0455 | -0.0463 | -0.0471 | -0.0478 | -0.0486 | -0.0494 | -0.0501 | -0.051 | -0.0517 | -0.0526 | -0.0527
Northwest | Medium Office | Minimum | May | Lighting | LDCEU/TDEF | Electric Load with Losses, Incl. Cogeneration | MW | 0 | -0.1146 | -0.3603 | -0.6043 | -0.8055 | -0.9782 | -1.3714 | -1.6471 | -3.5112 | -5.3852 | -6.5769 | -7.2121 | -7.73 | -8.1857 | -8.0241 | -8.6057 | -7.858 | -6.4859 | -6.3469 | -6.0586 | -5.9672 | -5.6565 | -5.5629 | -5.8488 | -5.526 | -5.2572 | -5.0418 | -4.8486 | -4.673 | -4.5103 | -4.3572 | -4.207 | -4.064 | -3.9294 | -3.8088 | -3.6981 | -3.5983 | -3.5051 | -3.4162 | -3.3342 | -3.2578 | -3.1816 | -3.113 | -3.0459 | -2.9849 | -2.926 | -2.8735 | -2.8145 | -2.7592 | -2.7067 | -2.655 | -2.6042 | -2.5543 | -2.5052 | -2.4567 | -2.4087 | -2.3608 | -2.2932
Northwest | Medium Office | Minimum | May | Air Conditioning | LDCEU/TDEF | Electric Load with Losses, Incl. Cogeneration | MW | -0.0237 | 0.0186 | 0.059 | 0.11 | 0.1792 | 0.2469 | 0.2181 | 0.2674 | 0.3137 | 0.3588 | 0.453 | 0.4391 | 0.4051 | 0.4532 | 0.4431 | 0.3993 | 0.506 | 0.3976 | 0.4248 | 0.1269 | -0.2324 | -0.5961 | -0.9272 | -1.2703 | -1.5208 | -2.0689 | -2.6258 | -3.0912 | -3.5304 | -3.9355 | -4.7519 | -5.4606 | -6.099 | -6.6815 | -7.2487 | -7.7833 | -8.2958 | -8.7787 | -9.2107 | -9.6246 | -10.0138 | -10.3562 | -10.6956 | -10.9967 | -11.3021 | -11.5824 | -11.8679 | -12.0877 | -12.3069 | -12.5206 | -12.7226 | -12.9141 | -13.0957 | -13.2736 | -13.4435 | -13.6065 | -13.7676 | -13.7513
Northwest | Medium Office | Minimum | May | Other Non-Substitutables | LDCEU/TDEF | Electric Load with Losses, Incl. Cogeneration | MW | 0 | 0 | 0 | 0 | 0 | 0 | 0 | 0 | 0 | 0 | 0 | 0 | -0.6644 | -1.326 | -1.9519 | -2.5722 | -2.7214 | -3.0973 | -3.6708 | -3.835 | -4.2952 | -4.5933 | -4.837 | -5.1951 | -5.3899 | -5.5851 | -5.783 | -5.9062 | -6.0114 | -6.0936 | -6.1489 | -6.165 | -6.1589 | -6.1383 | -6.1223 | -6.1013 | -6.0817 | -6.0553 | -6.0157 | -5.9754 | -5.932 | -5.8733 | -5.8193 | -5.7539 | -5.693 | -5.6254 | -5.5637 | -5.4756 | -5.3896 | -5.3028 | -5.2107 | -5.1149 | -5.0153 | -4.9123 | -4.806 | -4.6962 | -4.5828 | -4.4206
Northwest | Medium Office | Minimum | June | Space Heating | LDCEU/TDEF | Electric Load with Losses, Incl. Cogeneration | MW | -0.0536 | -0.0429 | -0.0357 | -0.0356 | -0.03 | -0.0246 | -0.0279 | -0.019 | -0.0208 | -0.0148 | -0.011 | -0.0115 | -0.0178 | -0.0188 | -0.0299 | -0.0412 | -0.0298 | -0.0413 | -0.0452 | -0.0442 | -0.0384 | -0.0484 | -0.0313 | -0.0431 | -0.0425 | -0.0403 | -0.034 | -0.0291 | -0.0239 | -0.0186 | -0.0136 | -0.0094 | -0.0057 | -0.0022 | 0.0014 | 0.0055 | 0.0093 | 0.0129 | 0.0166 | 0.0201 | 0.023 | 0.026 | 0.0289 | 0.0311 | 0.0338 | 0.036 | 0.0378 | 0.0397 | 0.0412 | 0.0425 | 0.0441 | 0.0454 | 0.0465 | 0.0479 | 0.0489 | 0.0495 | 0.0503 | 0.0503
Northwest | Medium Office | Minimum | June | Water Heating | LDCEU/TDEF | Electric Load with Losses, Incl. Cogeneration | MW | 0 | 0 | 0 | 0 | 0 | 0 | 0 | 0 | 0 | 0 | 0 | 0 | 0 | 0 | 0 | 0 | 0 | 0 | 0 | 0 | 0 | 0 | -0.0185 | -0.0417 | -0.0361 | -0.0224 | -0.0029 | 0.0129 | 0.0307 | 0.05 | 0.0692 | 0.0865 | 0.1035 | 0.1208 | 0.1404 | 0.1617 | 0.1845 | 0.2076 | 0.2307 | 0.2545 | 0.2786 | 0.3015 | 0.3258 | 0.3492 | 0.374 | 0.3983 | 0.424 | 0.4462 | 0.469 | 0.4921 | 0.5149 | 0.5375 | 0.5596 | 0.5816 | 0.6034 | 0.6249 | 0.6461 | 0.6564
Northwest | Medium Office | Minimum | June | Other Substitutables | LDCEU/TDEF | Electric Load with Losses, Incl. Cogeneration | MW | 0 | 0 | 0 | 0 | 0 | 0 | 0 | 0 | 0 | 0 | 0 | 0 | 0 | 0 | -0.0001 | -0.0001 | -0.0001 | -0.0001 | -0.0003 | -0.0005 | -0.0006 | -0.0007 | -0.0012 | -0.0013 | -0.0008 | -0.0002 | 0.0004 | 0.001 | 0.0016 | 0.0023 | 0.0028 | 0.0033 | 0.0039 | 0.0044 | 0.0048 | 0.0054 | 0.0058 | 0.0064 | 0.0069 | 0.0074 | 0.0079 | 0.0083 | 0.0088 | 0.0092 | 0.0097 | 0.0101 | 0.0105 | 0.0109 | 0.0112 | 0.0116 | 0.012 | 0.0123 | 0.0126 | 0.0129 | 0.0131 | 0.0134 | 0.0137 | 0.0137
Northwest | Medium Office | Minimum | June | Refrigeration | LDCEU/TDEF | Electric Load with Losses, Incl. Cogeneration | MW | 0 | 0 | 0 | 0 | 0 | 0 | 0 | 0 | 0 | 0 | 0 | 0 | -0.0001 | -0.0001 | -0.0002 | -0.0003 | -0.0004 | -0.0016 | -0.0034 | -0.0044 | -0.0064 | -0.0083 | -0.0105 | -0.0128 | -0.0142 | -0.0154 | -0.0168 | -0.0181 | -0.0193 | -0.0205 | -0.0217 | -0.0226 | -0.0234 | -0.0243 | -0.0253 | -0.0261 | -0.0269 | -0.028 | -0.0286 | -0.0294 | -0.0302 | -0.031 | -0.0318 | -0.0323 | -0.0331 | -0.0338 | -0.0343 | -0.0348 | -0.0355 | -0.036 | -0.0367 | -0.0372 | -0.0378 | -0.0385 | -0.0391 | -0.0397 | -0.0403 | -0.0404
Northwest | Medium Office | Minimum | June | Lighting | LDCEU/TDEF | Electric Load with Losses, Incl. Cogeneration | MW | 0 | -0.1238 | -0.3897 | -0.6538 | -0.8716 | -1.0584 | -1.4838 | -1.7821 | -3.7984 | -5.8255 | -7.1145 | -7.8016 | -8.3615 | -8.8549 | -8.6787 | -9.3067 | -8.4991 | -7.0129 | -6.8621 | -6.5504 | -6.4505 | -6.1133 | -6.0106 | -6.3176 | -5.9663 | -5.6733 | -5.4378 | -5.2263 | -5.0338 | -4.8557 | -4.688 | -4.5239 | -4.3678 | -4.221 | -4.0891 | -3.9683 | -3.8594 | -3.7575 | -3.6607 | -3.5713 | -3.488 | -3.405 | -3.3304 | -3.2577 | -3.1915 | -3.1276 | -3.0709 | -3.0072 | -2.9475 | -2.8909 | -2.8352 | -2.7806 | -2.7269 | -2.6742 | -2.6221 | -2.5707 | -2.5195 | -2.447
Northwest | Medium Office | Minimum | June | Air Conditioning | LDCEU/TDEF | Electric Load with Losses, Incl. Cogeneration | MW | -0.0325 | 0.0244 | 0.0825 | 0.1592 | 0.2336 | 0.3559 | 0.3118 | 0.416 | 0.4205 | 0.5368 | 0.6892 | 0.6397 | 0.5503 | 0.6676 | 0.637 | 0.5604 | 0.7369 | 0.5681 | 0.5969 | 0.181 | -0.3245 | -0.8059 | -1.4514 | -1.8122 | -2.1875 | -2.9815 | -3.7854 | -4.4553 | -5.0856 | -5.6683 | -6.8373 | -7.8553 | -8.7703 | -9.6038 | -10.4123 | -11.177 | -11.9129 | -12.5952 | -13.2162 | -13.8062 | -14.361 | -14.8491 | -15.3332 | -15.7629 | -16.1983 | -16.5971 | -17.0075 | -17.3173 | -17.6281 | -17.9312 | -18.2171 | -18.4878 | -18.7437 | -18.994 | -19.2326 | -19.4611 | -19.6865 | -19.6634
Northwest | Medium Office | Minimum | June | Other Non-Substitutables | LDCEU/TDEF | Electric Load with Losses, Incl. Cogeneration | MW | 0 | 0 | 0 | 0 | 0 | 0 | 0 | 0 | 0 | 0 | 0 | 0 | -0.6469 | -1.2872 | -1.8979 | -2.5151 | -2.6574 | -3.0361 | -3.5883 | -3.7265 | -4.165 | -4.4512 | -4.6814 | -5.0225 | -5.2098 | -5.3988 | -5.59 | -5.709 | -5.81 | -5.889 | -5.9416 | -5.9571 | -5.9509 | -5.9305 | -5.9142 | -5.8938 | -5.8751 | -5.8485 | -5.8109 | -5.7721 | -5.7301 | -5.6733 | -5.6213 | -5.5587 | -5.5002 | -5.4353 | -5.3768 | -5.2922 | -5.2096 | -5.1264 | -5.0381 | -4.9462 | -4.8506 | -4.7518 | -4.6497 | -4.5442 | -4.4354 | -4.2793
Northwest | Medium Office | Minimum | July | Space Heating | LDCEU/TDEF | Electric Load with Losses, Incl. Cogeneration | MW | -0.025 | -0.0101 | -0.0093 | -0.0083 | -0.009 | -0.0058 | -0.0091 | -0.0071 | -0.0065 | -0.0043 | -0.0033 | -0.0033 | -0.0044 | -0.0055 | -0.007 | -0.0107 | -0.0076 | -0.0119 | -0.0155 | -0.0123 | -0.0102 | -0.0101 | -0.0103 | -0.0163 | -0.013 | -0.0123 | -0.0103 | -0.0087 | -0.0071 | -0.0054 | -0.0038 | -0.0026 | -0.0014 | -0.0003 | 0.0009 | 0.0021 | 0.0034 | 0.0045 | 0.0057 | 0.0069 | 0.0078 | 0.0087 | 0.0096 | 0.0104 | 0.0112 | 0.012 | 0.0125 | 0.0131 | 0.0137 | 0.0141 | 0.0146 | 0.015 | 0.0154 | 0.0159 | 0.0162 | 0.0164 | 0.0167 | 0.0168
Northwest | Medium Office | Minimum | July | Water Heating | LDCEU/TDEF | Electric Load with Losses, Incl. Cogeneration | MW | 0 | 0 | 0 | 0 | 0 | 0 | 0 | 0 | 0 | 0 | 0 | 0 | 0 | 0 | 0 | 0 | 0 | 0 | 0 | 0 | 0 | 0 | -0.0157 | -0.0335 | -0.0252 | -0.0156 | -0.0017 | 0.0094 | 0.0221 | 0.0357 | 0.0494 | 0.0616 | 0.0736 | 0.0859 | 0.0998 | 0.1149 | 0.1311 | 0.1475 | 0.1639 | 0.1807 | 0.1978 | 0.214 | 0.2312 | 0.2478 | 0.2653 | 0.2826 | 0.3007 | 0.3165 | 0.3326 | 0.3491 | 0.3652 | 0.3811 | 0.3968 | 0.4124 | 0.4279 | 0.4431 | 0.4582 | 0.4654
Northwest | Medium Office | Minimum | July | Other Substitutables | LDCEU/TDEF | Electric Load with Losses, Incl. Cogeneration | MW | 0 | 0 | 0 | 0 | 0 | 0 | 0 | 0 | 0 | 0 | 0 | 0 | 0 | -0.0001 | -0.0001 | -0.0001 | -0.0001 | -0.0001 | -0.0003 | -0.0005 | -0.0005 | -0.0007 | -0.0012 | -0.0012 | -0.0008 | -0.0002 | 0.0004 | 0.0011 | 0.0017 | 0.0022 | 0.0028 | 0.0033 | 0.0038 | 0.0042 | 0.0047 | 0.0052 | 0.0057 | 0.0062 | 0.0067 | 0.0072 | 0.0077 | 0.0081 | 0.0086 | 0.009 | 0.0094 | 0.0098 | 0.0102 | 0.0105 | 0.0109 | 0.0113 | 0.0116 | 0.0119 | 0.0123 | 0.0125 | 0.0128 | 0.013 | 0.0133 | 0.0134
Northwest | Medium Office | Minimum | July | Refrigeration | LDCEU/TDEF | Electric Load with Losses, Incl. Cogeneration | MW | 0 | 0 | 0 | 0 | 0 | 0 | 0 | 0 | 0 | 0 | 0 | 0 | -0.0001 | -0.0001 | -0.0002 | -0.0003 | -0.0004 | -0.0017 | -0.0036 | -0.0047 | -0.0067 | -0.0087 | -0.0111 | -0.0135 | -0.015 | -0.0163 | -0.0178 | -0.0191 | -0.0204 | -0.0217 | -0.0229 | -0.0239 | -0.0248 | -0.0257 | -0.0267 | -0.0276 | -0.0285 | -0.0296 | -0.0302 | -0.031 | -0.0319 | -0.0328 | -0.0335 | -0.0342 | -0.0349 | -0.0357 | -0.0363 | -0.0369 | -0.0375 | -0.0381 | -0.0388 | -0.0394 | -0.04 | -0.0406 | -0.0413 | -0.042 | -0.0427 | -0.0427
Northwest | Medium Office | Minimum | July | Lighting | LDCEU/TDEF | Electric Load with Losses, Incl. Cogeneration | MW | 0 | -0.1172 | -0.3674 | -0.6159 | -0.8207 | -0.9966 | -1.3971 | -1.678 | -3.5794 | -5.491 | -6.7068 | -7.355 | -7.8829 | -8.344 | -8.1834 | -8.779 | -8.0112 | -6.6191 | -6.475 | -6.1763 | -6.0814 | -5.7624 | -5.6655 | -5.9563 | -5.625 | -5.3487 | -5.1267 | -4.9272 | -4.7458 | -4.5778 | -4.4197 | -4.265 | -4.1178 | -3.9794 | -3.855 | -3.7411 | -3.6384 | -3.5423 | -3.4511 | -3.367 | -3.2884 | -3.2101 | -3.1398 | -3.0712 | -3.0089 | -2.9487 | -2.8952 | -2.8351 | -2.7788 | -2.7256 | -2.6729 | -2.6215 | -2.5709 | -2.5212 | -2.4721 | -2.4236 | -2.3752 | -2.307
Northwest | Medium Office | Minimum | July | Air Conditioning | LDCEU/TDEF | Electric Load with Losses, Incl. Cogeneration | MW | -0.0372 | 0.038 | 0.1169 | 0.2397 | 0.3028 | 0.492 | 0.404 | 0.4956 | 0.5439 | 0.7098 | 0.8717 | 0.8342 | 0.7618 | 0.843 | 0.8986 | 0.7921 | 0.9696 | 0.8001 | 0.7509 | 0.2481 | -0.4168 | -1.0819 | -1.6928 | -2.1689 | -2.8554 | -3.9031 | -4.9567 | -5.8318 | -6.6527 | -7.4143 | -8.9326 | -10.2581 | -11.4475 | -12.5289 | -13.5752 | -14.5658 | -15.5242 | -16.3971 | -17.2026 | -17.9627 | -18.679 | -19.3109 | -19.9366 | -20.4892 | -21.0508 | -21.562 | -22.0938 | -22.4835 | -22.8804 | -23.2656 | -23.628 | -23.9706 | -24.2927 | -24.607 | -24.9062 | -25.1917 | -25.4731 | -25.4446
Northwest | Medium Office | Minimum | July | Other Non-Substitutables | LDCEU/TDEF | Electric Load with Losses, Incl. Cogeneration | MW | 0 | 0 | 0 | 0 | 0 | 0 | 0 | 0 | 0 | 0 | 0 | 0 | -0.6834 | -1.3599 | -2.0048 | -2.6567 | -2.8072 | -3.2078 | -3.7899 | -3.9359 | -4.3986 | -4.7 | -4.9427 | -5.3023 | -5.4999 | -5.6992 | -5.9011 | -6.0266 | -6.1332 | -6.2166 | -6.272 | -6.2884 | -6.2819 | -6.2605 | -6.2433 | -6.2217 | -6.202 | -6.1739 | -6.1344 | -6.0933 | -6.0491 | -5.9891 | -5.9342 | -5.8681 | -5.8064 | -5.738 | -5.6761 | -5.5868 | -5.4996 | -5.4119 | -5.3185 | -5.2215 | -5.1207 | -5.0163 | -4.9085 | -4.7972 | -4.6823 | -4.5173
Northwest | Medium Office | Minimum | August | Space Heating | LDCEU/TDEF | Electric Load with Losses, Incl. Cogeneration | MW | -0.0212 | -0.0155 | -0.0174 | -0.0127 | -0.0095 | -0.0086 | -0.0095 | -0.0093 | -0.0072 | -0.0066 | -0.0048 | -0.0044 | -0.0057 | -0.0091 | -0.0124 | -0.0137 | -0.0129 | -0.0155 | -0.0147 | -0.0125 | -0.0145 | -0.0141 | -0.0149 | -0.0155 | -0.0164 | -0.0155 | -0.013 | -0.0109 | -0.0088 | -0.0066 | -0.0047 | -0.003 | -0.0014 | 0 | 0.0014 | 0.0031 | 0.0047 | 0.0061 | 0.0077 | 0.0091 | 0.0103 | 0.0116 | 0.0127 | 0.0137 | 0.0148 | 0.0157 | 0.0165 | 0.0172 | 0.0179 | 0.0185 | 0.0192 | 0.0197 | 0.0202 | 0.0208 | 0.0212 | 0.0215 | 0.0219 | 0.0219
Northwest | Medium Office | Minimum | August | Water Heating | LDCEU/TDEF | Electric Load with Losses, Incl. Cogeneration | MW | 0 | 0 | 0 | 0 | 0 | 0 | 0 | 0 | 0 | 0 | 0 | 0 | 0 | 0 | 0 | 0 | 0 | 0 | 0 | 0 | 0 | 0 | -0.0167 | -0.0275 | -0.0241 | -0.0148 | -0.0014 | 0.0095 | 0.0218 | 0.035 | 0.0483 | 0.0602 | 0.0718 | 0.0838 | 0.0973 | 0.112 | 0.1276 | 0.1436 | 0.1594 | 0.1758 | 0.1924 | 0.208 | 0.2247 | 0.2407 | 0.2577 | 0.2744 | 0.292 | 0.3072 | 0.3229 | 0.3387 | 0.3543 | 0.3698 | 0.385 | 0.4001 | 0.4151 | 0.4297 | 0.4444 | 0.4513
Northwest | Medium Office | Minimum | August | Other Substitutables | LDCEU/TDEF | Electric Load with Losses, Incl. Cogeneration | MW | 0 | 0 | 0 | 0 | 0 | 0 | 0 | 0 | 0 | 0 | 0 | 0 | 0 | -0.0001 | -0.0001 | -0.0001 | -0.0001 | -0.0001 | -0.0002 | -0.0005 | -0.0006 | -0.0007 | -0.0012 | -0.0013 | -0.0008 | -0.0003 | 0.0005 | 0.0011 | 0.0017 | 0.0023 | 0.0028 | 0.0034 | 0.0039 | 0.0044 | 0.0049 | 0.0054 | 0.0059 | 0.0065 | 0.007 | 0.0075 | 0.008 | 0.0085 | 0.0089 | 0.0094 | 0.0098 | 0.0102 | 0.0106 | 0.011 | 0.0114 | 0.0118 | 0.0121 | 0.0124 | 0.0127 | 0.013 | 0.0133 | 0.0136 | 0.0139 | 0.0139
Northwest | Medium Office | Minimum | August | Refrigeration | LDCEU/TDEF | Electric Load with Losses, Incl. Cogeneration | MW | 0 | 0 | 0 | 0 | 0 | 0 | 0 | 0 | 0 | 0 | 0 | 0 | 0 | -0.0001 | -0.0002 | -0.0004 | -0.0004 | -0.0016 | -0.0036 | -0.0046 | -0.0066 | -0.0086 | -0.0109 | -0.0133 | -0.0147 | -0.016 | -0.0175 | -0.0187 | -0.0201 | -0.0214 | -0.0226 | -0.0235 | -0.0244 | -0.0252 | -0.0263 | -0.0272 | -0.028 | -0.0292 | -0.0298 | -0.0306 | -0.0314 | -0.0323 | -0.033 | -0.0337 | -0.0344 | -0.035 | -0.0357 | -0.0363 | -0.0369 | -0.0375 | -0.0381 | -0.0387 | -0.0394 | -0.04 | -0.0407 | -0.0413 | -0.042 | -0.042
Northwest | Medium Office | Minimum | August | Lighting | LDCEU/TDEF | Electric Load with Losses, Incl. Cogeneration | MW | 0 | -0.1269 | -0.3912 | -0.6536 | -0.8694 | -1.0547 | -1.4791 | -1.7763 | -3.8031 | -5.8402 | -7.1382 | -7.8294 | -8.3919 | -8.8636 | -8.7197 | -9.3706 | -8.5219 | -7.083 | -6.921 | -6.5794 | -6.4752 | -6.131 | -6.0277 | -6.3449 | -5.992 | -5.6975 | -5.461 | -5.2486 | -5.0555 | -4.8766 | -4.7083 | -4.5438 | -4.3871 | -4.2398 | -4.1075 | -3.9864 | -3.8771 | -3.7751 | -3.678 | -3.5884 | -3.5048 | -3.4216 | -3.3468 | -3.2737 | -3.2074 | -3.1433 | -3.0863 | -3.0224 | -2.9624 | -2.9058 | -2.8498 | -2.7951 | -2.7412 | -2.6882 | -2.6359 | -2.5842 | -2.5328 | -2.46
Northwest | Medium Office | Minimum | August | Air Conditioning | LDCEU/TDEF | Electric Load with Losses, Incl. Cogeneration | MW | -0.0656 | 0.0535 | 0.1602 | 0.3465 | 0.5267 | 0.7418 | 0.6999 | 0.7953 | 0.9287 | 1.0454 | 1.3217 | 1.3213 | 1.2162 | 1.2479 | 1.2788 | 1.2449 | 1.4277 | 1.2428 | 1.3696 | 0.4384 | -0.6484 | -1.6971 | -2.6035 | -3.905 | -4.523 | -6.179 | -7.8467 | -9.2325 | -10.5333 | -11.7393 | -14.1465 | -16.2473 | -18.1328 | -19.8476 | -21.5076 | -23.0791 | -24.598 | -25.9859 | -27.2635 | -28.4707 | -29.6078 | -30.6103 | -31.6033 | -32.4813 | -33.3729 | -34.1858 | -35.0294 | -35.6515 | -36.2831 | -36.8966 | -37.4742 | -38.0203 | -38.5345 | -39.0363 | -39.5141 | -39.9704 | -40.4202 | -40.3746
Northwest | Medium Office | Minimum | August | Other Non-Substitutables | LDCEU/TDEF | Electric Load with Losses, Incl. Cogeneration | MW | 0 | 0 | 0 | 0 | 0 | 0 | 0 | 0 | 0 | 0 | 0 | 0 | -0.6635 | -1.3207 | -1.9454 | -2.5778 | -2.7251 | -3.1149 | -3.6756 | -3.8176 | -4.2646 | -4.5542 | -4.7883 | -5.1335 | -5.3246 | -5.5168 | -5.7119 | -5.8332 | -5.9364 | -6.0171 | -6.0709 | -6.0869 | -6.0807 | -6.0602 | -6.0437 | -6.023 | -6.0039 | -5.9772 | -5.939 | -5.8995 | -5.8567 | -5.7987 | -5.7455 | -5.6816 | -5.6218 | -5.5557 | -5.4957 | -5.4095 | -5.3251 | -5.24 | -5.1498 | -5.0558 | -4.9581 | -4.857 | -4.7526 | -4.6448 | -4.5334 | -4.3734
Northwest | Medium Office | Minimum | September | Space Heating | LDCEU/TDEF | Electric Load with Losses, Incl. Cogeneration | MW | -0.0428 | -0.0301 | -0.0272 | -0.0369 | -0.0239 | -0.0192 | -0.0223 | -0.0196 | -0.0159 | -0.0139 | -0.0104 | -0.0123 | -0.0163 | -0.0193 | -0.03 | -0.0318 | -0.0278 | -0.0325 | -0.0294 | -0.0308 | -0.0388 | -0.0357 | -0.0463 | -0.0479 | -0.0392 | -0.037 | -0.031 | -0.0263 | -0.0214 | -0.0162 | -0.0114 | -0.0075 | -0.0038 | -0.0005 | 0.003 | 0.0069 | 0.0106 | 0.0141 | 0.0177 | 0.021 | 0.0239 | 0.0268 | 0.0295 | 0.0318 | 0.0344 | 0.0365 | 0.0382 | 0.0401 | 0.0416 | 0.0429 | 0.0445 | 0.0459 | 0.0469 | 0.0482 | 0.0493 | 0.0499 | 0.0508 | 0.0509
Northwest | Medium Office | Minimum | September | Water Heating | LDCEU/TDEF | Electric Load with Losses, Incl. Cogeneration | MW | 0 | 0 | 0 | 0 | 0 | 0 | 0 | 0 | 0 | 0 | 0 | 0 | 0 | 0 | 0 | 0 | 0 | 0 | 0 | 0 | 0 | 0 | -0.0342 | -0.0546 | -0.038 | -0.0228 | -0.0011 | 0.0167 | 0.0368 | 0.0582 | 0.0799 | 0.0993 | 0.1182 | 0.1376 | 0.1598 | 0.1835 | 0.2088 | 0.235 | 0.2604 | 0.2869 | 0.3137 | 0.3391 | 0.3661 | 0.3919 | 0.4193 | 0.4461 | 0.4743 | 0.499 | 0.5241 | 0.5496 | 0.5747 | 0.5996 | 0.624 | 0.6483 | 0.6723 | 0.696 | 0.7194 | 0.7305
Northwest | Medium Office | Minimum | September | Other Substitutables | LDCEU/TDEF | Electric Load with Losses, Incl. Cogeneration | MW | 0 | 0 | 0 | 0 | 0 | 0 | 0 | 0 | 0 | 0 | 0 | 0 | 0 | -0.0001 | -0.0001 | -0.0001 | -0.0001 | -0.0001 | -0.0002 | -0.0004 | -0.0004 | -0.0006 | -0.001 | -0.001 | -0.0007 | -0.0002 | 0.0004 | 0.0009 | 0.0014 | 0.0019 | 0.0024 | 0.0028 | 0.0032 | 0.0036 | 0.0041 | 0.0046 | 0.005 | 0.0054 | 0.0058 | 0.0062 | 0.0067 | 0.0071 | 0.0074 | 0.0078 | 0.0082 | 0.0086 | 0.0089 | 0.0092 | 0.0096 | 0.0099 | 0.0101 | 0.0104 | 0.0106 | 0.0109 | 0.0111 | 0.0114 | 0.0116 | 0.0117
Northwest | Medium Office | Minimum | September | Refrigeration | LDCEU/TDEF | Electric Load with Losses, Incl. Cogeneration | MW | 0 | 0 | 0 | 0 | 0 | 0 | 0 | 0 | 0 | 0 | 0 | 0 | -0.0001 | -0.0002 | -0.0003 | -0.0005 | -0.0005 | -0.0022 | -0.0046 | -0.006 | -0.0086 | -0.0112 | -0.0142 | -0.0173 | -0.0192 | -0.021 | -0.0229 | -0.0245 | -0.0262 | -0.0278 | -0.0295 | -0.0306 | -0.0318 | -0.0329 | -0.0342 | -0.0355 | -0.0365 | -0.038 | -0.0388 | -0.0399 | -0.041 | -0.042 | -0.0431 | -0.0439 | -0.0449 | -0.0458 | -0.0466 | -0.0473 | -0.0481 | -0.0489 | -0.0497 | -0.0505 | -0.0513 | -0.0521 | -0.053 | -0.0538 | -0.0547 | -0.0549
Northwest | Medium Office | Minimum | September | Lighting | LDCEU/TDEF | Electric Load with Losses, Incl. Cogeneration | MW | 0 | -0.1215 | -0.3746 | -0.626 | -0.8326 | -1.0101 | -1.4166 | -1.7013 | -3.6423 | -5.5932 | -6.8362 | -7.4982 | -8.0372 | -8.4895 | -8.3516 | -8.9753 | -8.1628 | -6.7845 | -6.6303 | -6.3038 | -6.2052 | -5.8768 | -5.7789 | -6.0844 | -5.7483 | -5.4683 | -5.2442 | -5.043 | -4.8604 | -4.6911 | -4.5319 | -4.3758 | -4.2271 | -4.0872 | -3.9617 | -3.8467 | -3.7429 | -3.6462 | -3.5537 | -3.4686 | -3.3892 | -3.3099 | -3.2386 | -3.1688 | -3.1055 | -3.0442 | -2.9896 | -2.9283 | -2.8708 | -2.8164 | -2.7625 | -2.7098 | -2.6579 | -2.6069 | -2.5564 | -2.5064 | -2.4567 | -2.3861
Northwest | Medium Office | Minimum | September | Air Conditioning | LDCEU/TDEF | Electric Load with Losses, Incl. Cogeneration | MW | -0.0418 | 0.0372 | 0.1176 | 0.1907 | 0.3106 | 0.4748 | 0.415 | 0.4862 | 0.5679 | 0.6602 | 0.8454 | 0.7458 | 0.6817 | 0.7989 | 0.7676 | 0.747 | 0.9214 | 0.7491 | 0.929 | 0.2536 | -0.4046 | -1.0817 | -1.5643 | -2.1491 | -2.7826 | -3.7925 | -4.8144 | -5.6664 | -6.4687 | -7.2103 | -8.6989 | -9.9934 | -11.1581 | -12.2192 | -13.2505 | -14.2237 | -15.1599 | -16.0311 | -16.8187 | -17.5694 | -18.2761 | -18.8989 | -19.5156 | -20.0613 | -20.6154 | -21.1222 | -21.6425 | -22.0352 | -22.4307 | -22.8151 | -23.178 | -23.5214 | -23.8462 | -24.1637 | -24.4666 | -24.7568 | -25.043 | -25.0142
Northwest | Medium Office | Minimum | September | Other Non-Substitutables | LDCEU/TDEF | Electric Load with Losses, Incl. Cogeneration | MW | 0 | 0 | 0 | 0 | 0 | 0 | 0 | 0 | 0 | 0 | 0 | 0 | -0.7033 | -1.4043 | -2.0654 | -2.7217 | -2.8809 | -3.2807 | -3.8823 | -4.0554 | -4.5398 | -4.8511 | -5.1068 | -5.4813 | -5.6864 | -5.8915 | -6.0996 | -6.2295 | -6.3404 | -6.427 | -6.4854 | -6.5025 | -6.4962 | -6.4747 | -6.458 | -6.436 | -6.4154 | -6.388 | -6.3463 | -6.304 | -6.2583 | -6.1963 | -6.1393 | -6.0705 | -6.0062 | -5.9349 | -5.8698 | -5.777 | -5.6864 | -5.5948 | -5.4976 | -5.3966 | -5.2915 | -5.1828 | -5.0706 | -4.9547 | -4.8349 | -4.6634
Northwest | Medium Office | Minimum | October | Space Heating | LDCEU/TDEF | Electric Load with Losses, Incl. Cogeneration | MW | -0.1292 | -0.1146 | -0.1005 | -0.0995 | -0.0829 | -0.0703 | -0.0681 | -0.0584 | -0.0512 | -0.0437 | -0.032 | -0.0328 | -0.0432 | -0.066 | -0.0896 | -0.1069 | -0.1042 | -0.1034 | -0.1131 | -0.1085 | -0.1292 | -0.1208 | -0.122 | -0.1455 | -0.1297 | -0.1218 | -0.1012 | -0.0848 | -0.0676 | -0.0496 | -0.0328 | -0.0191 | -0.0066 | 0.0053 | 0.0177 | 0.0313 | 0.0441 | 0.0568 | 0.069 | 0.0807 | 0.0909 | 0.1011 | 0.1108 | 0.1187 | 0.1278 | 0.1354 | 0.1418 | 0.1482 | 0.1538 | 0.1584 | 0.1642 | 0.1689 | 0.1729 | 0.1778 | 0.1814 | 0.1839 | 0.1872 | 0.1877
Northwest | Medium Office | Minimum | October | Water Heating | LDCEU/TDEF | Electric Load with Losses, Incl. Cogeneration | MW | 0 | 0 | 0 | 0 | 0 | 0 | 0 | 0 | 0 | 0 | 0 | 0 | 0 | 0 | 0 | 0 | 0 | 0 | 0 | 0 | 0 | 0 | -0.043 | -0.0895 | -0.0695 | -0.0416 | -0.0017 | 0.0308 | 0.0678 | 0.1072 | 0.147 | 0.1823 | 0.2169 | 0.2524 | 0.293 | 0.3362 | 0.3824 | 0.4303 | 0.4763 | 0.5245 | 0.5734 | 0.6198 | 0.6689 | 0.7159 | 0.7657 | 0.8145 | 0.8657 | 0.9103 | 0.956 | 1.0023 | 1.0478 | 1.0929 | 1.1372 | 1.1812 | 1.2247 | 1.2676 | 1.31 | 1.3304
Northwest | Medium Office | Minimum | October | Other Substitutables | LDCEU/TDEF | Electric Load with Losses, Incl. Cogeneration | MW | 0 | 0 | 0 | 0 | 0 | 0 | 0 | 0 | 0 | 0 | 0 | 0 | 0 | -0.0001 | -0.0001 | -0.0001 | -0.0001 | -0.0001 | -0.0002 | -0.0004 | -0.0004 | -0.0005 | -0.001 | -0.001 | -0.0007 | -0.0002 | 0.0004 | 0.0009 | 0.0014 | 0.0018 | 0.0024 | 0.0027 | 0.0031 | 0.0035 | 0.0039 | 0.0044 | 0.0047 | 0.0052 | 0.0056 | 0.0059 | 0.0064 | 0.0067 | 0.0071 | 0.0075 | 0.0078 | 0.0082 | 0.0085 | 0.0088 | 0.009 | 0.0093 | 0.0096 | 0.0099 | 0.0102 | 0.0104 | 0.0106 | 0.0108 | 0.011 | 0.0111
Northwest | Medium Office | Minimum | October | Refrigeration | LDCEU/TDEF | Electric Load with Losses, Incl. Cogeneration | MW | 0 | 0 | 0 | 0 | 0 | 0 | 0 | 0 | 0 | 0 | 0 | 0 | -0.0001 | -0.0003 | -0.0004 | -0.0005 | -0.0006 | -0.0028 | -0.0059 | -0.0077 | -0.011 | -0.0144 | -0.0184 | -0.0223 | -0.0247 | -0.027 | -0.0294 | -0.0316 | -0.0338 | -0.0358 | -0.0378 | -0.0394 | -0.0409 | -0.0423 | -0.0441 | -0.0456 | -0.047 | -0.0489 | -0.0499 | -0.0513 | -0.0527 | -0.0541 | -0.0555 | -0.0565 | -0.0577 | -0.0589 | -0.0599 | -0.0609 | -0.062 | -0.0629 | -0.064 | -0.065 | -0.066 | -0.0671 | -0.0682 | -0.0693 | -0.0704 | -0.0706
Northwest | Medium Office | Minimum | October | Lighting | LDCEU/TDEF | Electric Load with Losses, Incl. Cogeneration | MW | 0 | -0.1139 | -0.3592 | -0.6029 | -0.8041 | -0.9766 | -1.3691 | -1.6442 | -3.5025 | -5.3707 | -6.5581 | -7.1914 | -7.7082 | -8.1669 | -8.0008 | -8.5779 | -7.8387 | -6.4621 | -6.3266 | -6.0446 | -5.956 | -5.6488 | -5.557 | -5.843 | -5.5242 | -5.2592 | -5.0482 | -4.8591 | -4.6875 | -4.5284 | -4.3787 | -4.2312 | -4.0907 | -3.9583 | -3.8399 | -3.7311 | -3.633 | -3.5417 | -3.4538 | -3.373 | -3.2976 | -3.2223 | -3.1546 | -3.0878 | -3.0275 | -2.9688 | -2.9165 | -2.8574 | -2.8021 | -2.7495 | -2.6976 | -2.6465 | -2.5964 | -2.5468 | -2.4979 | -2.4493 | -2.4009 | -2.3323
Northwest | Medium Office | Minimum | October | Air Conditioning | LDCEU/TDEF | Electric Load with Losses, Incl. Cogeneration | MW | -0.0166 | 0.0142 | 0.0433 | 0.0847 | 0.1244 | 0.1884 | 0.1672 | 0.2046 | 0.2295 | 0.2755 | 0.344 | 0.3254 | 0.2981 | 0.3342 | 0.3343 | 0.3034 | 0.3814 | 0.3037 | 0.3247 | 0.0935 | -0.1818 | -0.4546 | -0.7093 | -0.9551 | -1.1558 | -1.5706 | -1.9928 | -2.3463 | -2.6808 | -2.9889 | -3.6116 | -4.1504 | -4.6369 | -5.0812 | -5.5158 | -5.9237 | -6.3135 | -6.6855 | -7.0127 | -7.3288 | -7.6265 | -7.8889 | -8.1484 | -8.3777 | -8.6109 | -8.8248 | -9.0411 | -9.2091 | -9.377 | -9.54 | -9.6944 | -9.8407 | -9.9799 | -10.1162 | -10.2466 | -10.3719 | -10.4957 | -10.4834
Northwest | Medium Office | Minimum | October | Other Non-Substitutables | LDCEU/TDEF | Electric Load with Losses, Incl. Cogeneration | MW | 0 | 0 | 0 | 0 | 0 | 0 | 0 | 0 | 0 | 0 | 0 | 0 | -0.6912 | -1.3859 | -2.0354 | -2.6593 | -2.8187 | -3.189 | -3.7977 | -4.0029 | -4.4981 | -4.8153 | -5.0804 | -5.4669 | -5.6734 | -5.8786 | -6.0868 | -6.2169 | -6.3288 | -6.4162 | -6.4754 | -6.4924 | -6.4866 | -6.4654 | -6.4499 | -6.4279 | -6.4071 | -6.3807 | -6.3377 | -6.295 | -6.2492 | -6.1875 | -6.1303 | -6.0605 | -5.9957 | -5.9237 | -5.8572 | -5.7634 | -5.672 | -5.5794 | -5.4814 | -5.3794 | -5.2734 | -5.1639 | -5.0509 | -4.9341 | -4.8137 | -4.642
Northwest | Medium Office | Minimum | November | Space Heating | LDCEU/TDEF | Electric Load with Losses, Incl. Cogeneration | MW | -0.2823 | -0.2186 | -0.1647 | -0.1767 | -0.1378 | -0.1204 | -0.1163 | -0.1095 | -0.0874 | -0.0721 | -0.0637 | -0.0599 | -0.0823 | -0.1177 | -0.1613 | -0.1851 | -0.1886 | -0.1984 | -0.2218 | -0.2034 | -0.2368 | -0.2594 | -0.2761 | -0.2602 | -0.2499 | -0.234 | -0.1933 | -0.1607 | -0.1266 | -0.0907 | -0.0573 | -0.0302 | -0.0053 | 0.0184 | 0.0433 | 0.0703 | 0.0958 | 0.1211 | 0.1454 | 0.1686 | 0.1889 | 0.2095 | 0.2287 | 0.2444 | 0.2627 | 0.2779 | 0.2906 | 0.3034 | 0.3147 | 0.324 | 0.3354 | 0.3451 | 0.3531 | 0.363 | 0.3704 | 0.3755 | 0.3821 | 0.383
Northwest | Medium Office | Minimum | November | Water Heating | LDCEU/TDEF | Electric Load with Losses, Incl. Cogeneration | MW | 0 | 0 | 0 | 0 | 0 | 0 | 0 | 0 | 0 | 0 | 0 | 0 | 0 | 0 | 0 | 0 | 0 | 0 | 0 | 0 | 0 | 0 | -0.09 | -0.1133 | -0.1049 | -0.0617 | -0.0005 | 0.0495 | 0.1064 | 0.167 | 0.2283 | 0.2821 | 0.3352 | 0.3895 | 0.4522 | 0.5182 | 0.5884 | 0.6621 | 0.7317 | 0.8051 | 0.8798 | 0.9507 | 1.0257 | 1.0968 | 1.1727 | 1.2468 | 1.3244 | 1.3917 | 1.4611 | 1.5312 | 1.6002 | 1.6682 | 1.7354 | 1.8021 | 1.8678 | 1.9327 | 1.9969 | 2.0275
Northwest | Medium Office | Minimum | November | Other Substitutables | LDCEU/TDEF | Electric Load with Losses, Incl. Cogeneration | MW | 0 | 0 | 0 | 0 | 0 | 0 | 0 | 0 | 0 | 0 | 0 | 0 | 0 | -0.0001 | -0.0001 | -0.0001 | -0.0001 | -0.0001 | -0.0002 | -0.0003 | -0.0004 | -0.0004 | -0.0007 | -0.0008 | -0.0006 | -0.0002 | 0.0003 | 0.0008 | 0.0011 | 0.0015 | 0.002 | 0.0024 | 0.0026 | 0.003 | 0.0033 | 0.0037 | 0.0041 | 0.0044 | 0.0047 | 0.005 | 0.0054 | 0.0057 | 0.006 | 0.0063 | 0.0066 | 0.0069 | 0.0072 | 0.0075 | 0.0077 | 0.0079 | 0.0081 | 0.0083 | 0.0085 | 0.0088 | 0.0089 | 0.0091 | 0.0093 | 0.0094
Northwest | Medium Office | Minimum | November | Refrigeration | LDCEU/TDEF | Electric Load with Losses, Incl. Cogeneration | MW | 0 | 0 | 0 | 0 | 0 | 0 | 0 | 0 | 0 | 0 | 0 | 0 | -0.0001 | -0.0002 | -0.0004 | -0.0007 | -0.0007 | -0.0034 | -0.0072 | -0.0094 | -0.0135 | -0.0174 | -0.0223 | -0.027 | -0.03 | -0.0327 | -0.0357 | -0.0381 | -0.0408 | -0.0434 | -0.0459 | -0.0477 | -0.0496 | -0.0514 | -0.0535 | -0.0553 | -0.057 | -0.0593 | -0.0605 | -0.0622 | -0.0639 | -0.0656 | -0.0672 | -0.0685 | -0.07 | -0.0714 | -0.0727 | -0.0738 | -0.0751 | -0.0763 | -0.0775 | -0.0788 | -0.08 | -0.0813 | -0.0826 | -0.084 | -0.0854 | -0.0856
Northwest | Medium Office | Minimum | November | Lighting | LDCEU/TDEF | Electric Load with Losses, Incl. Cogeneration | MW | 0 | -0.1126 | -0.3569 | -0.5997 | -0.8001 | -0.972 | -1.3626 | -1.6365 | -3.4823 | -5.3383 | -6.5173 | -7.1461 | -7.6602 | -8.1213 | -7.9498 | -8.5197 | -7.793 | -6.4145 | -6.2832 | -6.0099 | -5.9244 | -5.622 | -5.5345 | -5.8207 | -5.5065 | -5.2461 | -5.0399 | -4.8554 | -4.6882 | -4.5332 | -4.3872 | -4.2427 | -4.1049 | -3.9751 | -3.8593 | -3.7527 | -3.6564 | -3.5674 | -3.4806 | -3.4013 | -3.3272 | -3.2531 | -3.1863 | -3.1203 | -3.0606 | -3.0024 | -2.9504 | -2.8915 | -2.8364 | -2.7839 | -2.7319 | -2.6809 | -2.6304 | -2.5807 | -2.5315 | -2.4826 | -2.4338 | -2.3644
Northwest | Medium Office | Minimum | November | Air Conditioning | LDCEU/TDEF | Electric Load with Losses, Incl. Cogeneration | MW | -0.0084 | 0.0079 | 0.0231 | 0.0449 | 0.0657 | 0.0992 | 0.0884 | 0.1087 | 0.1217 | 0.1458 | 0.181 | 0.1711 | 0.1572 | 0.1757 | 0.1758 | 0.1602 | 0.2 | 0.1601 | 0.1712 | 0.048 | -0.0979 | -0.2433 | -0.3778 | -0.5118 | -0.6191 | -0.8409 | -1.0667 | -1.2561 | -1.4354 | -1.6006 | -1.935 | -2.2237 | -2.4845 | -2.723 | -2.9571 | -3.176 | -3.3849 | -3.5858 | -3.7605 | -3.9303 | -4.0904 | -4.2317 | -4.3714 | -4.4941 | -4.6194 | -4.7342 | -4.8496 | -4.9395 | -5.0297 | -5.117 | -5.1998 | -5.2781 | -5.3528 | -5.426 | -5.496 | -5.5634 | -5.6299 | -5.6235
Northwest | Medium Office | Minimum | November | Other Non-Substitutables | LDCEU/TDEF | Electric Load with Losses, Incl. Cogeneration | MW | 0 | 0 | 0 | 0 | 0 | 0 | 0 | 0 | 0 | 0 | 0 | 0 | -0.7111 | -1.4313 | -2.0978 | -2.7211 | -2.8898 | -3.2513 | -3.8878 | -4.1303 | -4.6538 | -4.9878 | -5.2715 | -5.6807 | -5.8968 | -6.1099 | -6.3264 | -6.4621 | -6.5793 | -6.6708 | -6.7339 | -6.7517 | -6.746 | -6.7245 | -6.7097 | -6.6873 | -6.6653 | -6.6394 | -6.5936 | -6.5491 | -6.5017 | -6.4377 | -6.3781 | -6.3047 | -6.2369 | -6.1612 | -6.0909 | -5.9924 | -5.8968 | -5.7993 | -5.6965 | -5.5895 | -5.4785 | -5.3638 | -5.2453 | -5.1231 | -4.9969 | -4.8177
Northwest | Medium Office | Minimum | December | Space Heating | LDCEU/TDEF | Electric Load with Losses, Incl. Cogeneration | MW | -0.4347 | -0.332 | -0.2936 | -0.2965 | -0.245 | -0.21 | -0.2057 | -0.1747 | -0.1532 | -0.1213 | -0.1028 | -0.0979 | -0.137 | -0.2037 | -0.2703 | -0.3384 | -0.3272 | -0.3296 | -0.3843 | -0.3565 | -0.4223 | -0.4365 | -0.4575 | -0.4972 | -0.4389 | -0.4087 | -0.3344 | -0.2741 | -0.2109 | -0.1451 | -0.0829 | -0.0327 | 0.0136 | 0.0577 | 0.1044 | 0.1546 | 0.2019 | 0.2498 | 0.2947 | 0.338 | 0.3764 | 0.4149 | 0.451 | 0.4807 | 0.515 | 0.5438 | 0.5679 | 0.5925 | 0.6141 | 0.6323 | 0.6541 | 0.6727 | 0.6884 | 0.7076 | 0.7222 | 0.7326 | 0.7458 | 0.7479
Northwest | Medium Office | Minimum | December | Water Heating | LDCEU/TDEF | Electric Load with Losses, Incl. Cogeneration | MW | 0 | 0 | 0 | 0 | 0 | 0 | 0 | 0 | 0 | 0 | 0 | 0 | 0 | 0 | 0 | 0 | 0 | 0 | 0 | 0 | 0 | 0 | -0.0946 | -0.1808 | -0.1241 | -0.0726 | 0.0001 | 0.0597 | 0.1274 | 0.1994 | 0.2723 | 0.3362 | 0.3993 | 0.4637 | 0.5384 | 0.6167 | 0.7001 | 0.7876 | 0.87 | 0.9572 | 1.0459 | 1.13 | 1.2191 | 1.3033 | 1.3932 | 1.481 | 1.5728 | 1.6524 | 1.7347 | 1.8178 | 1.8994 | 1.9799 | 2.0595 | 2.1383 | 2.2161 | 2.293 | 2.3688 | 2.4052
Northwest | Medium Office | Minimum | December | Other Substitutables | LDCEU/TDEF | Electric Load with Losses, Incl. Cogeneration | MW | 0 | 0 | 0 | 0 | 0 | 0 | 0 | 0 | 0 | 0 | 0 | 0 | 0 | -0.0001 | -0.0001 | -0.0001 | -0.0001 | 0 | -0.0002 | -0.0003 | -0.0004 | -0.0004 | -0.0008 | -0.0007 | -0.0005 | -0.0002 | 0.0003 | 0.0007 | 0.0012 | 0.0016 | 0.0019 | 0.0022 | 0.0026 | 0.0029 | 0.0032 | 0.0035 | 0.0039 | 0.0043 | 0.0046 | 0.0049 | 0.0053 | 0.0055 | 0.0059 | 0.0061 | 0.0064 | 0.0067 | 0.0069 | 0.0072 | 0.0074 | 0.0077 | 0.0079 | 0.0081 | 0.0084 | 0.0085 | 0.0087 | 0.0089 | 0.009 | 0.0091
Northwest | Medium Office | Minimum | December | Refrigeration | LDCEU/TDEF | Electric Load with Losses, Incl. Cogeneration | MW | 0 | 0 | 0 | 0 | 0 | 0 | 0 | 0 | 0 | 0 | 0 | 0 | -0.0001 | -0.0003 | -0.0005 | -0.0006 | -0.0008 | -0.0035 | -0.0076 | -0.0097 | -0.014 | -0.0182 | -0.0232 | -0.0281 | -0.0312 | -0.0341 | -0.0371 | -0.0399 | -0.0426 | -0.0452 | -0.0478 | -0.0498 | -0.0517 | -0.0536 | -0.0558 | -0.0577 | -0.0594 | -0.0618 | -0.0631 | -0.0649 | -0.0667 | -0.0683 | -0.0701 | -0.0714 | -0.073 | -0.0745 | -0.0758 | -0.077 | -0.0783 | -0.0796 | -0.0809 | -0.0822 | -0.0835 | -0.0849 | -0.0862 | -0.0876 | -0.0891 | -0.0892
Northwest | Medium Office | Minimum | December | Lighting | LDCEU/TDEF | Electric Load with Losses, Incl. Cogeneration | MW | 0 | -0.1057 | -0.3358 | -0.5644 | -0.7532 | -0.9152 | -1.2828 | -1.5406 | -3.2765 | -5.0218 | -6.1304 | -6.7216 | -7.2052 | -7.6416 | -7.4767 | -8.0106 | -7.3314 | -6.0289 | -5.9069 | -5.6532 | -5.5735 | -5.2903 | -5.2102 | -5.4804 | -5.1853 | -4.9408 | -4.7474 | -4.5745 | -4.4178 | -4.2725 | -4.1357 | -4.0002 | -3.8708 | -3.7489 | -3.6404 | -3.5404 | -3.45 | -3.3666 | -3.2851 | -3.2106 | -3.1412 | -3.0715 | -3.0088 | -2.9468 | -2.8907 | -2.836 | -2.7871 | -2.7317 | -2.6798 | -2.6304 | -2.5815 | -2.5333 | -2.4858 | -2.439 | -2.3925 | -2.3464 | -2.3004 | -2.235
Northwest | Medium Office | Minimum | December | Air Conditioning | LDCEU/TDEF | Electric Load with Losses, Incl. Cogeneration | MW | -0.0054 | 0.0052 | 0.0149 | 0.029 | 0.0424 | 0.0641 | 0.0571 | 0.0702 | 0.0786 | 0.0942 | 0.1168 | 0.1104 | 0.1016 | 0.1134 | 0.1135 | 0.1036 | 0.1291 | 0.1035 | 0.1108 | 0.0309 | -0.0635 | -0.1577 | -0.2448 | -0.3316 | -0.4012 | -0.545 | -0.6913 | -0.814 | -0.9303 | -1.0373 | -1.254 | -1.4412 | -1.6102 | -1.7648 | -1.9167 | -2.0586 | -2.1941 | -2.3244 | -2.4376 | -2.5477 | -2.6516 | -2.7433 | -2.8339 | -2.9135 | -2.9947 | -3.0691 | -3.1438 | -3.2022 | -3.2606 | -3.3171 | -3.3708 | -3.4216 | -3.4701 | -3.5175 | -3.563 | -3.6066 | -3.6498 | -3.6456
Northwest | Medium Office | Minimum | December | Other Non-Substitutables | LDCEU/TDEF | Electric Load with Losses, Incl. Cogeneration | MW | 0 | 0 | 0 | 0 | 0 | 0 | 0 | 0 | 0 | 0 | 0 | 0 | -0.7159 | -1.4414 | -2.1118 | -2.7375 | -2.9088 | -3.2687 | -3.9109 | -4.16 | -4.6883 | -5.0269 | -5.3146 | -5.7277 | -5.9458 | -6.1609 | -6.3793 | -6.5165 | -6.6348 | -6.7273 | -6.7911 | -6.8094 | -6.8036 | -6.782 | -6.7674 | -6.7449 | -6.723 | -6.6971 | -6.6508 | -6.606 | -6.5583 | -6.4939 | -6.4339 | -6.3598 | -6.2915 | -6.2151 | -6.1441 | -6.0446 | -5.9481 | -5.8499 | -5.746 | -5.6381 | -5.5261 | -5.4103 | -5.2908 | -5.1674 | -5.0401 | -4.8592
Northwest | Small Office | Peak | January | Space Heating | LDCEU/TDEF | Electric Load with Losses, Incl. Cogeneration | MW | -0.7219 | -0.5225 | -0.4616 | -0.4668 | -0.3841 | -0.3179 | -0.3161 | -0.2637 | -0.2307 | -0.1877 | -0.1466 | -0.1488 | -0.1492 | -0.157 | -0.2651 | -0.3427 | -0.3022 | -0.2708 | -0.3644 | -0.3553 | -0.4009 | -0.4251 | -0.4177 | -0.4551 | -0.4238 | -0.4027 | -0.351 | -0.306 | -0.2605 | -0.2127 | -0.1685 | -0.1303 | -0.0945 | -0.0611 | -0.029 | 0.0062 | 0.0385 | 0.0683 | 0.0997 | 0.1273 | 0.1505 | 0.1748 | 0.1961 | 0.2136 | 0.2333 | 0.2489 | 0.261 | 0.2744 | 0.2851 | 0.2928 | 0.3032 | 0.3113 | 0.3169 | 0.3249 | 0.3297 | 0.3314 | 0.3348 | 0.335
Northwest | Small Office | Peak | January | Water Heating | LDCEU/TDEF | Electric Load with Losses, Incl. Cogeneration | MW | 0 | 0 | 0 | 0 | 0 | 0 | 0 | 0 | 0 | 0 | 0 | 0 | 0 | 0 | 0 | 0 | 0 | 0 | 0 | 0 | 0 | 0 | -0.1334 | -0.2325 | -0.1935 | -0.1444 | -0.0803 | -0.0179 | 0.0529 | 0.1298 | 0.2105 | 0.2893 | 0.3698 | 0.4532 | 0.5433 | 0.6363 | 0.7325 | 0.8316 | 0.9281 | 1.0271 | 1.1266 | 1.2233 | 1.3217 | 1.417 | 1.5138 | 1.6084 | 1.7037 | 1.7916 | 1.8794 | 1.9659 | 2.0496 | 2.1312 | 2.2104 | 2.2871 | 2.3617 | 2.4339 | 2.5033 | 2.5523
Northwest | Small Office | Peak | January | Other Substitutables | LDCEU/TDEF | Electric Load with Losses, Incl. Cogeneration | MW | 0 | 0 | 0 | 0 | 0 | 0 | 0 | 0 | 0 | 0 | 0 | 0 | 0 | -0.0006 | -0.0003 | -0.0003 | -0.0007 | -0.0003 | -0.0004 | -0.0008 | -0.0009 | -0.0014 | -0.0018 | -0.0019 | -0.0013 | -0.0004 | 0.0006 | 0.0015 | 0.0024 | 0.0034 | 0.0043 | 0.0051 | 0.0059 | 0.0067 | 0.0074 | 0.0083 | 0.009 | 0.0098 | 0.0105 | 0.0112 | 0.0119 | 0.0126 | 0.0132 | 0.0138 | 0.0144 | 0.015 | 0.0155 | 0.0161 | 0.0166 | 0.0169 | 0.0174 | 0.0178 | 0.0181 | 0.0185 | 0.0188 | 0.0191 | 0.0194 | 0.0195
Northwest | Small Office | Peak | January | Refrigeration | LDCEU/TDEF | Electric Load with Losses, Incl. Cogeneration | MW | 0 | 0 | 0 | 0 | 0 | 0 | 0 | 0 | 0 | 0 | 0 | 0 | -0.0001 | -0.0003 | -0.0005 | -0.0007 | -0.0008 | -0.0036 | -0.0079 | -0.0118 | -0.0175 | -0.023 | -0.0301 | -0.037 | -0.0405 | -0.0437 | -0.0469 | -0.0497 | -0.0525 | -0.0551 | -0.0575 | -0.0594 | -0.0614 | -0.0632 | -0.065 | -0.0666 | -0.068 | -0.0697 | -0.0709 | -0.0722 | -0.0734 | -0.0745 | -0.0757 | -0.0766 | -0.0776 | -0.0785 | -0.0792 | -0.0799 | -0.0807 | -0.0814 | -0.0821 | -0.0828 | -0.0834 | -0.084 | -0.0847 | -0.0854 | -0.0861 | -0.0861
Northwest | Small Office | Peak | January | Lighting | LDCEU/TDEF | Electric Load with Losses, Incl. Cogeneration | MW | 0 | -0.3366 | -1.0328 | -1.7198 | -2.2816 | -2.7636 | -3.8642 | -4.6257 | -9.9115 | -15.2032 | -18.5696 | -20.3614 | -21.6586 | -22.7185 | -22.2058 | -23.7438 | -21.8401 | -18.3085 | -17.9624 | -16.9928 | -16.746 | -15.8814 | -15.6591 | -16.2818 | -15.3092 | -14.4608 | -13.7297 | -13.0871 | -12.4915 | -11.937 | -11.4187 | -10.9289 | -10.4691 | -10.0382 | -9.6389 | -9.2655 | -8.9177 | -8.5918 | -8.2826 | -7.9928 | -7.72 | -7.4587 | -7.2137 | -6.9791 | -6.7582 | -6.5468 | -6.3474 | -6.1505 | -5.9627 | -5.7827 | -5.6086 | -5.4404 | -5.2772 | -5.1189 | -4.9648 | -4.8148 | -4.6681 | -4.51
Northwest | Small Office | Peak | January | Air Conditioning | LDCEU/TDEF | Electric Load with Losses, Incl. Cogeneration | MW | -0.0419 | 0.046 | 0.1233 | 0.2342 | 0.3414 | 0.5142 | 0.4435 | 0.5361 | 0.5984 | 0.7125 | 0.8944 | 0.835 | 0.757 | 0.8408 | 0.8318 | 0.7503 | 0.9521 | 0.7495 | 0.7982 | 0.421 | -0.0693 | -0.5731 | -1.0897 | -1.5841 | -2.0191 | -2.7007 | -3.3468 | -3.9125 | -4.4281 | -4.8947 | -5.8647 | -6.7238 | -7.4953 | -8.1899 | -8.8291 | -9.4113 | -9.941 | -10.4226 | -10.8475 | -11.2337 | -11.5794 | -11.8821 | -12.1584 | -12.3948 | -12.6161 | -12.8076 | -12.982 | -13.119 | -13.2416 | -13.3483 | -13.4427 | -13.5222 | -13.5883 | -13.6474 | -13.6946 | -13.7313 | -13.7635 | -13.7196
Northwest | Small Office | Peak | January | Other Non-Substitutables | LDCEU/TDEF | Electric Load with Losses, Incl. Cogeneration | MW | 0 | 0 | 0 | 0 | 0 | 0 | 0 | 0 | 0 | 0 | 0 | 0 | -0.9377 | -1.8532 | -2.7489 | -3.6294 | -3.8831 | -4.4163 | -5.2562 | -5.5099 | -6.2007 | -6.622 | -6.9968 | -7.4955 | -7.7259 | -7.9089 | -8.054 | -8.137 | -8.1859 | -8.2023 | -8.1892 | -8.1432 | -8.0752 | -7.9904 | -7.8992 | -7.7973 | -7.6893 | -7.5753 | -7.4489 | -7.3201 | -7.1877 | -7.047 | -6.9065 | -6.7592 | -6.6133 | -6.4639 | -6.3157 | -6.1572 | -5.9998 | -5.8418 | -5.682 | -5.521 | -5.3588 | -5.1959 | -5.032 | -4.8672 | -4.7017 | -4.5172
Northwest | Small Office | Peak | February | Space Heating | LDCEU/TDEF | Electric Load with Losses, Incl. Cogeneration | MW | -0.9136 | -0.7063 | -0.5706 | -0.5986 | -0.485 | -0.4024 | -0.4055 | -0.3228 | -0.2932 | -0.2326 | -0.1916 | -0.1808 | -0.1897 | -0.2187 | -0.3213 | -0.4159 | -0.3888 | -0.3482 | -0.4782 | -0.4526 | -0.4996 | -0.5607 | -0.518 | -0.5519 | -0.5334 | -0.5072 | -0.4421 | -0.3854 | -0.3281 | -0.2679 | -0.2124 | -0.1642 | -0.1193 | -0.0776 | -0.0372 | 0.0069 | 0.0474 | 0.0848 | 0.124 | 0.1585 | 0.1874 | 0.2179 | 0.2443 | 0.2661 | 0.2905 | 0.31 | 0.3248 | 0.3413 | 0.3542 | 0.3637 | 0.3764 | 0.3862 | 0.393 | 0.4027 | 0.4083 | 0.4101 | 0.414 | 0.414
Northwest | Small Office | Peak | February | Water Heating | LDCEU/TDEF | Electric Load with Losses, Incl. Cogeneration | MW | 0 | 0 | 0 | 0 | 0 | 0 | 0 | 0 | 0 | 0 | 0 | 0 | 0 | 0 | 0 | 0 | 0 | 0 | 0 | 0 | 0 | 0 | -0.132 | -0.2245 | -0.2087 | -0.1558 | -0.0869 | -0.0197 | 0.0565 | 0.1391 | 0.2259 | 0.3106 | 0.3973 | 0.4869 | 0.5838 | 0.6838 | 0.7874 | 0.894 | 0.9977 | 1.1042 | 1.2113 | 1.3152 | 1.4213 | 1.5236 | 1.6277 | 1.7296 | 1.8321 | 1.9267 | 2.021 | 2.114 | 2.204 | 2.2918 | 2.3771 | 2.4595 | 2.5396 | 2.6173 | 2.692 | 2.7447
Northwest | Small Office | Peak | February | Other Substitutables | LDCEU/TDEF | Electric Load with Losses, Incl. Cogeneration | MW | 0 | 0 | 0 | 0 | 0 | 0 | 0 | 0 | 0 | 0 | 0 | 0 | 0 | -0.0013 | -0.0007 | -0.0007 | -0.0015 | -0.0008 | -0.0009 | -0.0017 | -0.0021 | -0.003 | -0.004 | -0.0043 | -0.0031 | -0.0009 | 0.0013 | 0.0032 | 0.0053 | 0.0072 | 0.0092 | 0.011 | 0.0127 | 0.0144 | 0.0162 | 0.018 | 0.0196 | 0.0213 | 0.0229 | 0.0245 | 0.026 | 0.0274 | 0.0288 | 0.0301 | 0.0314 | 0.0327 | 0.0339 | 0.0349 | 0.036 | 0.0369 | 0.0378 | 0.0387 | 0.0395 | 0.0402 | 0.041 | 0.0416 | 0.0422 | 0.0425
Northwest | Small Office | Peak | February | Refrigeration | LDCEU/TDEF | Electric Load with Losses, Incl. Cogeneration | MW | 0 | 0 | 0 | 0 | 0 | 0 | 0 | 0 | 0 | 0 | 0 | 0 | -0.0002 | -0.0003 | -0.0004 | -0.0006 | -0.0006 | -0.0032 | -0.0071 | -0.0106 | -0.0158 | -0.0208 | -0.0272 | -0.0333 | -0.0365 | -0.0394 | -0.0423 | -0.0448 | -0.0473 | -0.0496 | -0.0518 | -0.0536 | -0.0554 | -0.0569 | -0.0586 | -0.06 | -0.0614 | -0.0629 | -0.0639 | -0.065 | -0.0662 | -0.0672 | -0.0682 | -0.0691 | -0.0699 | -0.0708 | -0.0715 | -0.0721 | -0.0729 | -0.0734 | -0.0741 | -0.0746 | -0.0753 | -0.0758 | -0.0764 | -0.077 | -0.0776 | -0.0776
Northwest | Small Office | Peak | February | Lighting | LDCEU/TDEF | Electric Load with Losses, Incl. Cogeneration | MW | 0 | -0.3544 | -1.1028 | -1.8417 | -2.4474 | -2.9668 | -4.1473 | -4.9648 | -10.6042 | -16.2511 | -19.8376 | -21.7486 | -23.1329 | -24.3129 | -23.7005 | -25.3035 | -23.3453 | -19.4695 | -19.1228 | -18.146 | -17.8918 | -16.9814 | -16.754 | -17.4122 | -16.3746 | -15.4699 | -14.6908 | -14.0062 | -13.3717 | -12.7806 | -12.2283 | -11.706 | -11.2156 | -10.7559 | -10.33 | -9.9318 | -9.5605 | -9.2129 | -8.8826 | -8.5733 | -8.2819 | -8.0029 | -7.7413 | -7.4904 | -7.2544 | -7.0284 | -6.8151 | -6.6044 | -6.4034 | -6.2108 | -6.0245 | -5.8443 | -5.6696 | -5.4999 | -5.3349 | -5.1741 | -5.0169 | -4.8473
Northwest | Small Office | Peak | February | Air Conditioning | LDCEU/TDEF | Electric Load with Losses, Incl. Cogeneration | MW | -0.0197 | 0.0223 | 0.059 | 0.1119 | 0.1628 | 0.2449 | 0.2114 | 0.2558 | 0.2854 | 0.3396 | 0.4258 | 0.3976 | 0.3608 | 0.3998 | 0.3961 | 0.3586 | 0.4527 | 0.3582 | 0.3816 | 0.2007 | -0.0332 | -0.2741 | -0.5215 | -0.7587 | -0.9668 | -1.2932 | -1.6025 | -1.8733 | -2.1201 | -2.3436 | -2.8081 | -3.2195 | -3.5888 | -3.9214 | -4.2277 | -4.5065 | -4.7602 | -4.991 | -5.1944 | -5.3794 | -5.545 | -5.6901 | -5.8226 | -5.9356 | -6.0418 | -6.1336 | -6.217 | -6.2826 | -6.3414 | -6.3925 | -6.4377 | -6.4758 | -6.5074 | -6.5358 | -6.5584 | -6.576 | -6.5915 | -6.5705
Northwest | Small Office | Peak | February | Other Non-Substitutables | LDCEU/TDEF | Electric Load with Losses, Incl. Cogeneration | MW | 0 | 0 | 0 | 0 | 0 | 0 | 0 | 0 | 0 | 0 | 0 | 0 | -1.0118 | -2.0009 | -2.9687 | -3.9161 | -4.1919 | -4.7589 | -5.6739 | -5.959 | -6.7112 | -7.1748 | -7.5859 | -8.1316 | -8.3821 | -8.5812 | -8.739 | -8.8296 | -8.883 | -8.901 | -8.8872 | -8.8376 | -8.7638 | -8.672 | -8.5734 | -8.4628 | -8.3458 | -8.2223 | -8.0852 | -7.9456 | -7.8021 | -7.6497 | -7.4973 | -7.3375 | -7.1792 | -7.0171 | -6.8564 | -6.6843 | -6.5135 | -6.342 | -6.1687 | -5.994 | -5.818 | -5.6411 | -5.4633 | -5.2845 | -5.1049 | -4.9048
Northwest | Small Office | Peak | March | Space Heating | LDCEU/TDEF | Electric Load with Losses, Incl. Cogeneration | MW | -0.547 | -0.4274 | -0.3926 | -0.3784 | -0.3159 | -0.2664 | -0.271 | -0.2167 | -0.1827 | -0.159 | -0.1204 | -0.111 | -0.1166 | -0.1502 | -0.2035 | -0.2894 | -0.2672 | -0.2396 | -0.3069 | -0.3085 | -0.3202 | -0.3506 | -0.3316 | -0.3699 | -0.3414 | -0.3252 | -0.2842 | -0.2485 | -0.2125 | -0.1746 | -0.1398 | -0.1096 | -0.0814 | -0.0552 | -0.0301 | -0.0024 | 0.0229 | 0.0462 | 0.0707 | 0.0922 | 0.1102 | 0.1291 | 0.1455 | 0.159 | 0.1741 | 0.1861 | 0.1951 | 0.2052 | 0.213 | 0.2187 | 0.2264 | 0.2323 | 0.2363 | 0.2421 | 0.2454 | 0.2462 | 0.2484 | 0.2482
Northwest | Small Office | Peak | March | Water Heating | LDCEU/TDEF | Electric Load with Losses, Incl. Cogeneration | MW | 0 | 0 | 0 | 0 | 0 | 0 | 0 | 0 | 0 | 0 | 0 | 0 | 0 | 0 | 0 | 0 | 0 | 0 | 0 | 0 | 0 | 0 | -0.1135 | -0.2081 | -0.1753 | -0.1312 | -0.0738 | -0.0179 | 0.0455 | 0.1144 | 0.1867 | 0.2574 | 0.3297 | 0.4045 | 0.4852 | 0.5687 | 0.6552 | 0.7441 | 0.8308 | 0.9198 | 1.0092 | 1.0961 | 1.1846 | 1.2703 | 1.3572 | 1.4424 | 1.5282 | 1.6072 | 1.6862 | 1.764 | 1.8394 | 1.9127 | 1.9841 | 2.0531 | 2.1201 | 2.1851 | 2.2476 | 2.2918
Northwest | Small Office | Peak | March | Other Substitutables | LDCEU/TDEF | Electric Load with Losses, Incl. Cogeneration | MW | 0 | 0 | 0 | 0 | 0 | 0 | 0 | 0 | 0 | 0 | 0 | 0 | 0 | -0.0013 | -0.0007 | -0.0007 | -0.0014 | -0.0008 | -0.0008 | -0.0017 | -0.0021 | -0.003 | -0.004 | -0.0043 | -0.003 | -0.0009 | 0.0012 | 0.0032 | 0.0052 | 0.0071 | 0.009 | 0.0109 | 0.0126 | 0.0143 | 0.016 | 0.0177 | 0.0194 | 0.021 | 0.0226 | 0.0242 | 0.0257 | 0.0271 | 0.0284 | 0.0298 | 0.0311 | 0.0323 | 0.0334 | 0.0345 | 0.0355 | 0.0365 | 0.0374 | 0.0383 | 0.039 | 0.0398 | 0.0404 | 0.0411 | 0.0417 | 0.042
Northwest | Small Office | Peak | March | Refrigeration | LDCEU/TDEF | Electric Load with Losses, Incl. Cogeneration | MW | 0 | 0 | 0 | 0 | 0 | 0 | 0 | 0 | 0 | 0 | 0 | 0 | -0.0001 | -0.0003 | -0.0005 | -0.0006 | -0.0007 | -0.0033 | -0.0071 | -0.0106 | -0.0159 | -0.0208 | -0.0271 | -0.0334 | -0.0365 | -0.0395 | -0.0423 | -0.0449 | -0.0474 | -0.0497 | -0.0519 | -0.0537 | -0.0554 | -0.0569 | -0.0587 | -0.0601 | -0.0614 | -0.0629 | -0.064 | -0.0651 | -0.0663 | -0.0673 | -0.0684 | -0.0692 | -0.07 | -0.0708 | -0.0715 | -0.0722 | -0.0729 | -0.0735 | -0.0741 | -0.0747 | -0.0753 | -0.0759 | -0.0765 | -0.0771 | -0.0776 | -0.0778
Northwest | Small Office | Peak | March | Lighting | LDCEU/TDEF | Electric Load with Losses, Incl. Cogeneration | MW | 0 | -0.3606 | -1.1267 | -1.8832 | -2.5037 | -3.0358 | -4.2434 | -5.0798 | -10.8401 | -16.6085 | -20.2703 | -22.2221 | -23.6361 | -24.8555 | -24.2109 | -25.8371 | -23.8582 | -19.8678 | -19.5202 | -18.5391 | -18.2821 | -17.3553 | -17.1201 | -17.7865 | -16.7273 | -15.8039 | -15.0087 | -14.3099 | -13.6624 | -13.0593 | -12.4955 | -11.9624 | -11.4618 | -10.9925 | -10.5577 | -10.1511 | -9.7721 | -9.4171 | -9.0799 | -8.764 | -8.4664 | -8.1815 | -7.9142 | -7.6579 | -7.4167 | -7.1859 | -6.9681 | -6.7527 | -6.5474 | -6.3506 | -6.1601 | -5.9759 | -5.7973 | -5.624 | -5.4552 | -5.2908 | -5.1301 | -4.9569
Northwest | Small Office | Peak | March | Air Conditioning | LDCEU/TDEF | Electric Load with Losses, Incl. Cogeneration | MW | -0.0378 | 0.0431 | 0.1138 | 0.2158 | 0.3138 | 0.4717 | 0.4074 | 0.4929 | 0.5501 | 0.6546 | 0.8198 | 0.7658 | 0.6948 | 0.7698 | 0.7628 | 0.6909 | 0.8709 | 0.6901 | 0.7354 | 0.3867 | -0.0639 | -0.5281 | -1.0054 | -1.4636 | -1.8652 | -2.4948 | -3.0915 | -3.6141 | -4.0905 | -4.5216 | -5.4178 | -6.2115 | -6.9243 | -7.5661 | -8.1571 | -8.6952 | -9.1846 | -9.63 | -10.0224 | -10.3794 | -10.6991 | -10.9791 | -11.2347 | -11.453 | -11.6577 | -11.8349 | -11.9959 | -12.1224 | -12.2358 | -12.3344 | -12.4216 | -12.4952 | -12.5561 | -12.6108 | -12.6545 | -12.6885 | -12.7183 | -12.6778
Northwest | Small Office | Peak | March | Other Non-Substitutables | LDCEU/TDEF | Electric Load with Losses, Incl. Cogeneration | MW | 0 | 0 | 0 | 0 | 0 | 0 | 0 | 0 | 0 | 0 | 0 | 0 | -0.981 | -1.9413 | -2.8805 | -3.796 | -4.0628 | -4.6106 | -5.5024 | -5.7844 | -6.5186 | -6.97 | -7.3713 | -7.9055 | -8.1492 | -8.3429 | -8.4964 | -8.5845 | -8.6365 | -8.6542 | -8.6408 | -8.5925 | -8.5209 | -8.4316 | -8.3357 | -8.2283 | -8.1145 | -7.9944 | -7.861 | -7.7252 | -7.5857 | -7.4374 | -7.2893 | -7.1338 | -6.98 | -6.8222 | -6.6658 | -6.4985 | -6.3324 | -6.1656 | -5.9969 | -5.827 | -5.6559 | -5.4838 | -5.3108 | -5.137 | -4.9622 | -4.7676
Northwest | Small Office | Peak | April | Space Heating | LDCEU/TDEF | Electric Load with Losses, Incl. Cogeneration | MW | -0.5429 | -0.4105 | -0.3856 | -0.3578 | -0.3075 | -0.2592 | -0.2597 | -0.1949 | -0.1876 | -0.1456 | -0.1248 | -0.1075 | -0.1176 | -0.1305 | -0.2062 | -0.286 | -0.2476 | -0.2376 | -0.3108 | -0.2774 | -0.312 | -0.3417 | -0.3534 | -0.3344 | -0.3312 | -0.3153 | -0.2753 | -0.2406 | -0.2055 | -0.1686 | -0.1346 | -0.1051 | -0.0777 | -0.052 | -0.0274 | -0.0003 | 0.0244 | 0.0472 | 0.0713 | 0.0924 | 0.1101 | 0.1287 | 0.1449 | 0.1582 | 0.1731 | 0.185 | 0.1941 | 0.2042 | 0.2121 | 0.2178 | 0.2256 | 0.2316 | 0.2357 | 0.2417 | 0.2451 | 0.2461 | 0.2486 | 0.2485
Northwest | Small Office | Peak | April | Water Heating | LDCEU/TDEF | Electric Load with Losses, Incl. Cogeneration | MW | 0 | 0 | 0 | 0 | 0 | 0 | 0 | 0 | 0 | 0 | 0 | 0 | 0 | 0 | 0 | 0 | 0 | 0 | 0 | 0 | 0 | 0 | -0.1103 | -0.137 | -0.1395 | -0.1049 | -0.0598 | -0.016 | 0.0338 | 0.0881 | 0.1447 | 0.2004 | 0.2573 | 0.3162 | 0.3796 | 0.4455 | 0.5137 | 0.5835 | 0.652 | 0.7221 | 0.7925 | 0.8611 | 0.9309 | 0.9985 | 1.0672 | 1.1345 | 1.2022 | 1.2647 | 1.327 | 1.3885 | 1.448 | 1.5061 | 1.5625 | 1.617 | 1.6699 | 1.7214 | 1.7708 | 1.8058
Northwest | Small Office | Peak | April | Other Substitutables | LDCEU/TDEF | Electric Load with Losses, Incl. Cogeneration | MW | 0 | 0 | 0 | 0 | 0 | 0 | 0 | 0 | 0 | 0 | 0 | 0 | -0.0001 | -0.0012 | -0.0006 | -0.0006 | -0.0014 | -0.0008 | -0.0008 | -0.0016 | -0.002 | -0.0028 | -0.0038 | -0.004 | -0.0029 | -0.0009 | 0.0011 | 0.0029 | 0.0048 | 0.0066 | 0.0084 | 0.0102 | 0.0118 | 0.0134 | 0.0151 | 0.0167 | 0.0182 | 0.0198 | 0.0212 | 0.0227 | 0.0241 | 0.0254 | 0.0268 | 0.028 | 0.0292 | 0.0304 | 0.0315 | 0.0324 | 0.0334 | 0.0343 | 0.0351 | 0.036 | 0.0367 | 0.0374 | 0.0381 | 0.0386 | 0.0392 | 0.0395
Northwest | Small Office | Peak | April | Refrigeration | LDCEU/TDEF | Electric Load with Losses, Incl. Cogeneration | MW | 0 | 0 | 0 | 0 | 0 | 0 | 0 | 0 | 0 | 0 | 0 | 0 | -0.0001 | -0.0002 | -0.0004 | -0.0006 | -0.0006 | -0.003 | -0.0066 | -0.0097 | -0.0145 | -0.0191 | -0.0249 | -0.0306 | -0.0335 | -0.0361 | -0.0387 | -0.0411 | -0.0435 | -0.0455 | -0.0475 | -0.0492 | -0.0508 | -0.0522 | -0.0538 | -0.0551 | -0.0563 | -0.0577 | -0.0586 | -0.0597 | -0.0608 | -0.0617 | -0.0626 | -0.0634 | -0.0642 | -0.0649 | -0.0656 | -0.0662 | -0.0668 | -0.0673 | -0.068 | -0.0685 | -0.069 | -0.0695 | -0.0701 | -0.0706 | -0.0711 | -0.0713
Northwest | Small Office | Peak | April | Lighting | LDCEU/TDEF | Electric Load with Losses, Incl. Cogeneration | MW | 0 | -0.35 | -1.0958 | -1.8322 | -2.4365 | -2.9545 | -4.1297 | -4.9437 | -10.5449 | -16.1543 | -19.7143 | -21.6122 | -22.9868 | -24.1788 | -23.5427 | -25.1181 | -23.2036 | -19.3082 | -18.9722 | -18.0249 | -17.7743 | -16.8726 | -16.637 | -17.2767 | -16.2448 | -15.3447 | -14.5689 | -13.8868 | -13.2547 | -12.666 | -12.1159 | -11.596 | -11.1078 | -10.6503 | -10.2264 | -9.8302 | -9.4609 | -9.115 | -8.7867 | -8.4792 | -8.1896 | -7.9123 | -7.6524 | -7.4033 | -7.169 | -6.9448 | -6.7333 | -6.5242 | -6.325 | -6.1342 | -5.9494 | -5.771 | -5.598 | -5.4301 | -5.2667 | -5.1076 | -4.9521 | -4.7846
Northwest | Small Office | Peak | April | Air Conditioning | LDCEU/TDEF | Electric Load with Losses, Incl. Cogeneration | MW | -0.0367 | 0.041 | 0.1095 | 0.2078 | 0.3024 | 0.4546 | 0.3923 | 0.4739 | 0.5288 | 0.6297 | 0.7898 | 0.7382 | 0.6687 | 0.7416 | 0.7345 | 0.6645 | 0.8386 | 0.6638 | 0.7071 | 0.3727 | -0.0602 | -0.5057 | -0.9632 | -1.4021 | -1.7886 | -2.3929 | -2.9655 | -3.4669 | -3.9238 | -4.3374 | -5.1967 | -5.958 | -6.6418 | -7.2572 | -7.8237 | -8.3395 | -8.8088 | -9.2354 | -9.6119 | -9.9539 | -10.2601 | -10.5284 | -10.7732 | -10.9824 | -11.1785 | -11.3481 | -11.5025 | -11.6236 | -11.7321 | -11.8265 | -11.9099 | -11.9801 | -12.0384 | -12.0904 | -12.1321 | -12.1643 | -12.1925 | -12.1537
Northwest | Small Office | Peak | April | Other Non-Substitutables | LDCEU/TDEF | Electric Load with Losses, Incl. Cogeneration | MW | 0 | 0 | 0 | 0 | 0 | 0 | 0 | 0 | 0 | 0 | 0 | 0 | -0.9483 | -1.8746 | -2.7832 | -3.6738 | -3.9282 | -4.4655 | -5.3244 | -5.5819 | -6.286 | -6.7178 | -7.1004 | -7.6125 | -7.8472 | -8.0338 | -8.1816 | -8.2664 | -8.3164 | -8.3335 | -8.3204 | -8.2738 | -8.2049 | -8.1189 | -8.0264 | -7.9229 | -7.8133 | -7.6975 | -7.5692 | -7.4385 | -7.3042 | -7.1613 | -7.0188 | -6.8693 | -6.7212 | -6.5695 | -6.4191 | -6.2581 | -6.0984 | -5.9378 | -5.7756 | -5.6122 | -5.4476 | -5.2822 | -5.1159 | -4.9486 | -4.7805 | -4.5934
Northwest | Small Office | Peak | May | Space Heating | LDCEU/TDEF | Electric Load with Losses, Incl. Cogeneration | MW | -0.1965 | -0.1656 | -0.1486 | -0.17 | -0.1057 | -0.1188 | -0.1199 | -0.087 | -0.0704 | -0.0683 | -0.0528 | -0.0475 | -0.0486 | -0.0565 | -0.0887 | -0.1108 | -0.0989 | -0.1128 | -0.1417 | -0.1218 | -0.1245 | -0.133 | -0.136 | -0.1378 | -0.1333 | -0.1276 | -0.1125 | -0.0994 | -0.0863 | -0.0724 | -0.0598 | -0.0488 | -0.0385 | -0.029 | -0.0198 | -0.0098 | -0.0006 | 0.0078 | 0.0168 | 0.0246 | 0.0311 | 0.0379 | 0.0439 | 0.0487 | 0.0542 | 0.0585 | 0.0617 | 0.0653 | 0.0682 | 0.0702 | 0.0729 | 0.0749 | 0.0764 | 0.0785 | 0.0796 | 0.0798 | 0.0806 | 0.0805
Northwest | Small Office | Peak | May | Water Heating | LDCEU/TDEF | Electric Load with Losses, Incl. Cogeneration | MW | 0 | 0 | 0 | 0 | 0 | 0 | 0 | 0 | 0 | 0 | 0 | 0 | 0 | 0 | 0 | 0 | 0 | 0 | 0 | 0 | 0 | 0 | -0.0603 | -0.0972 | -0.0874 | -0.0658 | -0.0376 | -0.0102 | 0.0209 | 0.0547 | 0.0901 | 0.1251 | 0.1607 | 0.1975 | 0.2373 | 0.2784 | 0.3213 | 0.3648 | 0.4079 | 0.4519 | 0.4961 | 0.5389 | 0.5827 | 0.6251 | 0.6682 | 0.7104 | 0.7531 | 0.7923 | 0.8314 | 0.87 | 0.9075 | 0.9439 | 0.9794 | 1.0136 | 1.047 | 1.0793 | 1.1103 | 1.1323
Northwest | Small Office | Peak | May | Other Substitutables | LDCEU/TDEF | Electric Load with Losses, Incl. Cogeneration | MW | 0 | 0 | 0 | 0 | 0 | 0 | 0 | 0 | 0 | 0 | 0 | 0 | 0 | -0.0013 | -0.0007 | -0.0007 | -0.0015 | -0.0008 | -0.0009 | -0.0016 | -0.002 | -0.0028 | -0.0038 | -0.0041 | -0.0029 | -0.0008 | 0.0013 | 0.0033 | 0.0052 | 0.0072 | 0.0091 | 0.0109 | 0.0126 | 0.0144 | 0.016 | 0.0177 | 0.0194 | 0.0211 | 0.0227 | 0.0242 | 0.0257 | 0.0271 | 0.0284 | 0.0297 | 0.031 | 0.0322 | 0.0334 | 0.0344 | 0.0354 | 0.0364 | 0.0373 | 0.0381 | 0.0389 | 0.0397 | 0.0404 | 0.041 | 0.0416 | 0.0418
Northwest | Small Office | Peak | May | Refrigeration | LDCEU/TDEF | Electric Load with Losses, Incl. Cogeneration | MW | 0 | 0 | 0 | 0 | 0 | 0 | 0 | 0 | 0 | 0 | 0 | 0 | -0.0001 | -0.0002 | -0.0002 | -0.0004 | -0.0004 | -0.002 | -0.0044 | -0.0065 | -0.0098 | -0.0129 | -0.0167 | -0.0206 | -0.0226 | -0.0243 | -0.0261 | -0.0277 | -0.0293 | -0.0307 | -0.0321 | -0.0331 | -0.0342 | -0.0352 | -0.0362 | -0.0371 | -0.0379 | -0.0389 | -0.0395 | -0.0402 | -0.0409 | -0.0416 | -0.0422 | -0.0427 | -0.0433 | -0.0438 | -0.0442 | -0.0446 | -0.045 | -0.0454 | -0.0458 | -0.0462 | -0.0465 | -0.0469 | -0.0472 | -0.0476 | -0.048 | -0.048
Northwest | Small Office | Peak | May | Lighting | LDCEU/TDEF | Electric Load with Losses, Incl. Cogeneration | MW | 0 | -0.3262 | -0.9988 | -1.6626 | -2.2051 | -2.6707 | -3.7344 | -4.4704 | -9.5832 | -14.7016 | -17.9587 | -19.6919 | -20.946 | -21.9639 | -21.4761 | -22.9678 | -21.1165 | -17.7144 | -17.3742 | -16.4266 | -16.1826 | -15.3412 | -15.1231 | -15.7221 | -14.7755 | -13.9485 | -13.2347 | -12.6061 | -12.0237 | -11.4816 | -10.9754 | -10.4975 | -10.0489 | -9.629 | -9.2398 | -8.8764 | -8.5379 | -8.2208 | -7.9205 | -7.6393 | -7.3746 | -7.1214 | -6.8842 | -6.6573 | -6.4438 | -6.2398 | -6.0476 | -5.8578 | -5.6772 | -5.5042 | -5.3371 | -5.1756 | -5.0192 | -4.8676 | -4.7202 | -4.5766 | -4.4365 | -4.2859
Northwest | Small Office | Peak | May | Air Conditioning | LDCEU/TDEF | Electric Load with Losses, Incl. Cogeneration | MW | -0.0801 | 0.0835 | 0.2283 | 0.4154 | 0.6613 | 0.9159 | 0.7868 | 0.9532 | 1.1072 | 1.2625 | 1.5983 | 1.5247 | 1.3919 | 1.5415 | 1.494 | 1.3395 | 1.7094 | 1.3301 | 1.4146 | 0.7543 | -0.1177 | -1.023 | -1.9471 | -2.8642 | -3.6204 | -4.8453 | -6.0058 | -7.0214 | -7.9462 | -8.7834 | -10.5214 | -12.0626 | -13.4456 | -14.69 | -15.8335 | -16.8764 | -17.8257 | -18.6847 | -19.4473 | -20.1381 | -20.7557 | -21.2962 | -21.7896 | -22.2123 | -22.6074 | -22.9492 | -23.2614 | -23.5053 | -23.7231 | -23.9129 | -24.0803 | -24.2211 | -24.3374 | -24.4412 | -24.5237 | -24.5872 | -24.6425 | -24.563
Northwest | Small Office | Peak | May | Other Non-Substitutables | LDCEU/TDEF | Electric Load with Losses, Incl. Cogeneration | MW | 0 | 0 | 0 | 0 | 0 | 0 | 0 | 0 | 0 | 0 | 0 | 0 | -0.8431 | -1.6586 | -2.463 | -3.2738 | -3.4967 | -3.9952 | -4.7335 | -4.9188 | -5.5163 | -5.8835 | -6.204 | -6.6317 | -6.8352 | -6.9973 | -7.1255 | -7.1989 | -7.2418 | -7.256 | -7.2441 | -7.2035 | -7.1432 | -7.0681 | -6.9871 | -6.897 | -6.8017 | -6.7004 | -6.5891 | -6.4755 | -6.3586 | -6.2342 | -6.1102 | -5.9804 | -5.8517 | -5.72 | -5.5896 | -5.4499 | -5.3112 | -5.172 | -5.0313 | -4.8895 | -4.7467 | -4.6031 | -4.4588 | -4.3137 | -4.1678 | -4.0054
Northwest | Small Office | Peak | June | Space Heating | LDCEU/TDEF | Electric Load with Losses, Incl. Cogeneration | MW | -0.0679 | -0.0548 | -0.0453 | -0.0448 | -0.0377 | -0.031 | -0.034 | -0.0229 | -0.025 | -0.0178 | -0.0132 | -0.0137 | -0.0174 | -0.0147 | -0.0263 | -0.0374 | -0.026 | -0.0324 | -0.0387 | -0.038 | -0.0336 | -0.0417 | -0.0283 | -0.0378 | -0.0371 | -0.0357 | -0.0316 | -0.0282 | -0.0247 | -0.0211 | -0.0177 | -0.0148 | -0.012 | -0.0095 | -0.0071 | -0.0044 | -0.0019 | 0.0003 | 0.0026 | 0.0048 | 0.0065 | 0.0083 | 0.0099 | 0.0112 | 0.0127 | 0.0138 | 0.0147 | 0.0157 | 0.0165 | 0.0171 | 0.0179 | 0.0184 | 0.0188 | 0.0194 | 0.0198 | 0.0198 | 0.0201 | 0.02
Northwest | Small Office | Peak | June | Water Heating | LDCEU/TDEF | Electric Load with Losses, Incl. Cogeneration | MW | 0 | 0 | 0 | 0 | 0 | 0 | 0 | 0 | 0 | 0 | 0 | 0 | 0 | 0 | 0 | 0 | 0 | 0 | 0 | 0 | 0 | 0 | -0.0245 | -0.0536 | -0.0478 | -0.0361 | -0.0208 | -0.0058 | 0.0112 | 0.0297 | 0.049 | 0.0682 | 0.0878 | 0.108 | 0.1296 | 0.1522 | 0.1757 | 0.1995 | 0.2233 | 0.2475 | 0.2716 | 0.2951 | 0.3191 | 0.3425 | 0.3661 | 0.3894 | 0.4128 | 0.4344 | 0.456 | 0.4773 | 0.4979 | 0.518 | 0.5375 | 0.5565 | 0.5748 | 0.5926 | 0.6097 | 0.622
Northwest | Small Office | Peak | June | Other Substitutables | LDCEU/TDEF | Electric Load with Losses, Incl. Cogeneration | MW | 0 | 0 | 0 | 0 | 0 | 0 | 0 | 0 | 0 | 0 | 0 | 0 | 0 | -0.0008 | -0.0004 | -0.0004 | -0.0008 | -0.0005 | -0.0005 | -0.0009 | -0.0011 | -0.0015 | -0.002 | -0.0021 | -0.0014 | -0.0004 | 0.0008 | 0.0019 | 0.0029 | 0.004 | 0.005 | 0.006 | 0.007 | 0.0079 | 0.0088 | 0.0098 | 0.0106 | 0.0115 | 0.0123 | 0.0132 | 0.014 | 0.0148 | 0.0155 | 0.0162 | 0.0169 | 0.0175 | 0.0182 | 0.0188 | 0.0193 | 0.0198 | 0.0204 | 0.0208 | 0.0212 | 0.0216 | 0.0219 | 0.0223 | 0.0226 | 0.0228
Northwest | Small Office | Peak | June | Refrigeration | LDCEU/TDEF | Electric Load with Losses, Incl. Cogeneration | MW | 0 | 0 | 0 | 0 | 0 | 0 | 0 | 0 | 0 | 0 | 0 | 0 | -0.0001 | -0.0001 | -0.0002 | -0.0002 | -0.0002 | -0.0012 | -0.0027 | -0.0039 | -0.0058 | -0.0077 | -0.01 | -0.0123 | -0.0135 | -0.0146 | -0.0157 | -0.0165 | -0.0175 | -0.0183 | -0.0191 | -0.0198 | -0.0204 | -0.0211 | -0.0216 | -0.0221 | -0.0226 | -0.0232 | -0.0237 | -0.024 | -0.0245 | -0.0249 | -0.0253 | -0.0255 | -0.0259 | -0.0262 | -0.0264 | -0.0266 | -0.0269 | -0.0271 | -0.0273 | -0.0276 | -0.0277 | -0.028 | -0.0283 | -0.0284 | -0.0286 | -0.0287
Northwest | Small Office | Peak | June | Lighting | LDCEU/TDEF | Electric Load with Losses, Incl. Cogeneration | MW | 0 | -0.3072 | -0.9139 | -1.5122 | -1.9988 | -2.4168 | -3.3812 | -4.0473 | -8.7342 | -13.424 | -16.4188 | -18.0087 | -19.1568 | -20.0054 | -19.6691 | -21.0999 | -19.2784 | -16.3433 | -15.9902 | -15.021 | -14.7775 | -13.9817 | -13.7648 | -14.3208 | -13.4461 | -12.6802 | -12.0167 | -11.4311 | -10.8888 | -10.3844 | -9.9136 | -9.4703 | -9.0548 | -8.666 | -8.3057 | -7.9698 | -7.6574 | -7.3645 | -7.0885 | -6.8298 | -6.5866 | -6.3544 | -6.1371 | -5.93 | -5.7351 | -5.5492 | -5.3746 | -5.2026 | -5.0388 | -4.8824 | -4.7315 | -4.586 | -4.4452 | -4.309 | -4.1767 | -4.0482 | -3.9228 | -3.7883
Northwest | Small Office | Peak | June | Air Conditioning | LDCEU/TDEF | Electric Load with Losses, Incl. Cogeneration | MW | -0.2756 | 0.2591 | 0.7669 | 1.4414 | 2.1049 | 3.1955 | 2.7169 | 3.526 | 3.6058 | 4.528 | 5.8441 | 5.3697 | 4.604 | 5.4887 | 5.2006 | 4.5265 | 6.0392 | 4.5641 | 4.776 | 2.558 | -0.3555 | -3.3289 | -7.238 | -9.7299 | -12.4104 | -16.6274 | -20.6195 | -24.1093 | -27.2821 | -30.1567 | -36.1089 | -41.3978 | -46.1386 | -50.4003 | -54.3046 | -57.8735 | -61.1264 | -64.0428 | -66.662 | -69.0188 | -71.1226 | -72.9622 | -74.6402 | -76.0829 | -77.426 | -78.5873 | -79.6555 | -80.4801 | -81.2147 | -81.8559 | -82.418 | -82.8895 | -83.275 | -83.6175 | -83.8854 | -84.088 | -84.2616 | -83.9854
Northwest | Small Office | Peak | June | Other Non-Substitutables | LDCEU/TDEF | Electric Load with Losses, Incl. Cogeneration | MW | 0 | 0 | 0 | 0 | 0 | 0 | 0 | 0 | 0 | 0 | 0 | 0 | -0.7089 | -1.384 | -2.0577 | -2.7647 | -2.9439 | -3.3954 | -3.985 | -4.0774 | -4.5434 | -4.827 | -5.069 | -5.3945 | -5.5587 | -5.6899 | -5.7937 | -5.8527 | -5.8867 | -5.8975 | -5.8868 | -5.8537 | -5.8045 | -5.7431 | -5.6765 | -5.603 | -5.5256 | -5.4425 | -5.3527 | -5.2604 | -5.1654 | -5.0643 | -4.9635 | -4.8586 | -4.7544 | -4.6478 | -4.5426 | -4.4298 | -4.3176 | -4.2052 | -4.0914 | -3.977 | -3.8615 | -3.7455 | -3.629 | -3.5118 | -3.394 | -3.2627
Northwest | Small Office | Peak | July | Space Heating | LDCEU/TDEF | Electric Load with Losses, Incl. Cogeneration | MW | -0.0314 | -0.014 | -0.0128 | -0.0116 | -0.0119 | -0.0082 | -0.0115 | -0.0089 | -0.0081 | -0.0056 | -0.0042 | -0.0042 | -0.0045 | -0.0044 | -0.0064 | -0.0103 | -0.0074 | -0.0096 | -0.0137 | -0.0112 | -0.0099 | -0.01 | -0.0101 | -0.0146 | -0.0122 | -0.0116 | -0.0103 | -0.0091 | -0.0079 | -0.0067 | -0.0056 | -0.0046 | -0.0036 | -0.0028 | -0.002 | -0.0011 | -0.0002 | 0.0005 | 0.0014 | 0.0021 | 0.0027 | 0.0033 | 0.0039 | 0.0043 | 0.0048 | 0.0052 | 0.0056 | 0.0059 | 0.0061 | 0.0063 | 0.0066 | 0.0068 | 0.007 | 0.0072 | 0.0073 | 0.0074 | 0.0075 | 0.0075
Northwest | Small Office | Peak | July | Water Heating | LDCEU/TDEF | Electric Load with Losses, Incl. Cogeneration | MW | 0 | 0 | 0 | 0 | 0 | 0 | 0 | 0 | 0 | 0 | 0 | 0 | 0 | 0 | 0 | 0 | 0 | 0 | 0 | 0 | 0 | 0 | -0.0168 | -0.0346 | -0.0269 | -0.02 | -0.0112 | -0.0024 | 0.0075 | 0.0182 | 0.0295 | 0.0407 | 0.0521 | 0.0638 | 0.0763 | 0.0894 | 0.1031 | 0.1169 | 0.1306 | 0.1446 | 0.1585 | 0.1721 | 0.186 | 0.1995 | 0.2132 | 0.2266 | 0.24 | 0.2526 | 0.265 | 0.2773 | 0.2892 | 0.3008 | 0.312 | 0.3229 | 0.3334 | 0.3438 | 0.3537 | 0.3606
Northwest | Small Office | Peak | July | Other Substitutables | LDCEU/TDEF | Electric Load with Losses, Incl. Cogeneration | MW | 0 | 0 | 0 | 0 | 0 | 0 | 0 | 0 | 0 | 0 | 0 | 0 | 0 | -0.0006 | -0.0003 | -0.0004 | -0.0007 | -0.0003 | -0.0003 | -0.0007 | -0.0009 | -0.0012 | -0.0015 | -0.0016 | -0.001 | -0.0002 | 0.0008 | 0.0017 | 0.0025 | 0.0035 | 0.0043 | 0.0051 | 0.0059 | 0.0066 | 0.0074 | 0.0082 | 0.0089 | 0.0097 | 0.0103 | 0.0111 | 0.0117 | 0.0123 | 0.013 | 0.0136 | 0.0141 | 0.0146 | 0.0152 | 0.0156 | 0.0161 | 0.0165 | 0.0169 | 0.0173 | 0.0177 | 0.018 | 0.0183 | 0.0185 | 0.0188 | 0.0189
Northwest | Small Office | Peak | July | Refrigeration | LDCEU/TDEF | Electric Load with Losses, Incl. Cogeneration | MW | 0 | 0 | 0 | 0 | 0 | 0 | 0 | 0 | 0 | 0 | 0 | 0 | 0 | -0.0001 | -0.0002 | -0.0002 | -0.0002 | -0.0011 | -0.0024 | -0.0036 | -0.0054 | -0.0072 | -0.0093 | -0.0114 | -0.0126 | -0.0135 | -0.0145 | -0.0154 | -0.0162 | -0.017 | -0.0178 | -0.0184 | -0.019 | -0.0195 | -0.0201 | -0.0206 | -0.0211 | -0.0216 | -0.022 | -0.0224 | -0.0227 | -0.0231 | -0.0234 | -0.0237 | -0.024 | -0.0243 | -0.0245 | -0.0247 | -0.025 | -0.0252 | -0.0254 | -0.0256 | -0.0258 | -0.026 | -0.0262 | -0.0264 | -0.0266 | -0.0266
Northwest | Small Office | Peak | July | Lighting | LDCEU/TDEF | Electric Load with Losses, Incl. Cogeneration | MW | 0 | -0.2591 | -0.742 | -1.2178 | -1.6017 | -1.9323 | -2.7052 | -3.2378 | -7.0528 | -10.8676 | -13.3153 | -14.6107 | -15.5455 | -16.1436 | -15.9952 | -17.2335 | -15.6125 | -13.4297 | -13.1016 | -12.2054 | -11.9933 | -11.3274 | -11.1564 | -11.6409 | -10.9318 | -10.311 | -9.774 | -9.3005 | -8.8619 | -8.4537 | -8.0731 | -7.7144 | -7.378 | -7.0634 | -6.7717 | -6.4998 | -6.2467 | -6.0096 | -5.7857 | -5.5762 | -5.3789 | -5.1904 | -5.014 | -4.8458 | -4.6874 | -4.5364 | -4.3943 | -4.2543 | -4.121 | -3.9936 | -3.8706 | -3.752 | -3.6372 | -3.526 | -3.418 | -3.313 | -3.2105 | -3.1005
Northwest | Small Office | Peak | July | Air Conditioning | LDCEU/TDEF | Electric Load with Losses, Incl. Cogeneration | MW | -0.3298 | 0.3787 | 1.06 | 2.1022 | 2.7326 | 4.3737 | 3.5407 | 4.2888 | 4.7113 | 5.9987 | 7.4619 | 7.0212 | 6.3465 | 7.0171 | 7.2763 | 6.3421 | 8.0068 | 6.3693 | 6.0928 | 3.4119 | -0.4211 | -4.5473 | -8.6789 | -11.9724 | -16.4569 | -22.0671 | -27.3717 | -32.0065 | -36.2179 | -40.036 | -47.9343 | -54.9558 | -61.2467 | -66.9009 | -72.0808 | -76.8153 | -81.1358 | -84.9958 | -88.47 | -91.5934 | -94.3838 | -96.8249 | -99.0515 | -100.9609 | -102.7408 | -104.2764 | -105.6931 | -106.7748 | -107.7433 | -108.5863 | -109.3238 | -109.9408 | -110.443 | -110.8871 | -111.2323 | -111.4908 | -111.7104 | -111.3455
Northwest | Small Office | Peak | July | Other Non-Substitutables | LDCEU/TDEF | Electric Load with Losses, Incl. Cogeneration | MW | 0 | 0 | 0 | 0 | 0 | 0 | 0 | 0 | 0 | 0 | 0 | 0 | -0.6004 | -1.173 | -1.7397 | -2.335 | -2.4922 | -2.8717 | -3.3613 | -3.4483 | -3.8397 | -4.076 | -4.28 | -4.5487 | -4.6866 | -4.7961 | -4.8828 | -4.9323 | -4.9604 | -4.9691 | -4.9601 | -4.9319 | -4.8902 | -4.8383 | -4.7821 | -4.7202 | -4.6546 | -4.5847 | -4.5088 | -4.431 | -4.3508 | -4.2654 | -4.1803 | -4.0916 | -4.0035 | -3.9135 | -3.8245 | -3.7293 | -3.6344 | -3.5395 | -3.4435 | -3.3467 | -3.2491 | -3.1512 | -3.0526 | -2.9535 | -2.854 | -2.7428
Northwest | Small Office | Peak | August | Space Heating | LDCEU/TDEF | Electric Load with Losses, Incl. Cogeneration | MW | -0.0227 | -0.0168 | -0.0181 | -0.0136 | -0.0101 | -0.0092 | -0.0098 | -0.0091 | -0.0071 | -0.0066 | -0.0046 | -0.0042 | -0.0046 | -0.0059 | -0.009 | -0.0107 | -0.0094 | -0.0101 | -0.011 | -0.0097 | -0.0109 | -0.0108 | -0.0112 | -0.0119 | -0.0123 | -0.0118 | -0.0104 | -0.0092 | -0.008 | -0.0068 | -0.0056 | -0.0045 | -0.0036 | -0.0027 | -0.0019 | -0.0009 | -0.0001 | 0.0007 | 0.0016 | 0.0022 | 0.0029 | 0.0036 | 0.0041 | 0.0046 | 0.0051 | 0.0055 | 0.0058 | 0.0062 | 0.0065 | 0.0067 | 0.0069 | 0.0072 | 0.0074 | 0.0075 | 0.0076 | 0.0078 | 0.0079 | 0.0079
Northwest | Small Office | Peak | August | Water Heating | LDCEU/TDEF | Electric Load with Losses, Incl. Cogeneration | MW | 0 | 0 | 0 | 0 | 0 | 0 | 0 | 0 | 0 | 0 | 0 | 0 | 0 | 0 | 0 | 0 | 0 | 0 | 0 | 0 | 0 | 0 | -0.02 | -0.0324 | -0.029 | -0.0217 | -0.012 | -0.0027 | 0.0079 | 0.0195 | 0.0317 | 0.0436 | 0.0558 | 0.0684 | 0.0819 | 0.096 | 0.1106 | 0.1255 | 0.1403 | 0.1553 | 0.1703 | 0.1849 | 0.1997 | 0.2142 | 0.229 | 0.2433 | 0.2579 | 0.2713 | 0.2845 | 0.2977 | 0.3106 | 0.323 | 0.335 | 0.3467 | 0.3582 | 0.3691 | 0.3797 | 0.3873
Northwest | Small Office | Peak | August | Other Substitutables | LDCEU/TDEF | Electric Load with Losses, Incl. Cogeneration | MW | 0 | 0 | 0 | 0 | 0 | 0 | 0 | 0 | 0 | 0 | 0 | 0 | 0 | -0.0006 | -0.0003 | -0.0004 | -0.0008 | -0.0004 | -0.0004 | -0.0008 | -0.001 | -0.0012 | -0.0017 | -0.0018 | -0.0012 | -0.0002 | 0.0008 | 0.0018 | 0.0027 | 0.0036 | 0.0046 | 0.0054 | 0.0063 | 0.0071 | 0.0079 | 0.0087 | 0.0096 | 0.0103 | 0.0111 | 0.0118 | 0.0125 | 0.0132 | 0.0139 | 0.0145 | 0.0152 | 0.0157 | 0.0162 | 0.0167 | 0.0172 | 0.0177 | 0.0181 | 0.0185 | 0.019 | 0.0193 | 0.0196 | 0.0199 | 0.0202 | 0.0203
Northwest | Small Office | Peak | August | Refrigeration | LDCEU/TDEF | Electric Load with Losses, Incl. Cogeneration | MW | 0 | 0 | 0 | 0 | 0 | 0 | 0 | 0 | 0 | 0 | 0 | 0 | 0 | -0.0001 | -0.0002 | -0.0003 | -0.0003 | -0.0013 | -0.0029 | -0.0044 | -0.0066 | -0.0087 | -0.0113 | -0.0139 | -0.0153 | -0.0165 | -0.0177 | -0.0187 | -0.0198 | -0.0208 | -0.0216 | -0.0224 | -0.0231 | -0.0238 | -0.0244 | -0.0251 | -0.0256 | -0.0263 | -0.0267 | -0.0272 | -0.0277 | -0.0281 | -0.0285 | -0.0288 | -0.0292 | -0.0295 | -0.0299 | -0.0301 | -0.0304 | -0.0306 | -0.0309 | -0.0312 | -0.0315 | -0.0317 | -0.0319 | -0.0321 | -0.0324 | -0.0324
Northwest | Small Office | Peak | August | Lighting | LDCEU/TDEF | Electric Load with Losses, Incl. Cogeneration | MW | 0 | -0.2812 | -0.8195 | -1.3501 | -1.7797 | -2.1493 | -3.008 | -3.6005 | -7.809 | -12.0186 | -14.7137 | -16.1421 | -17.1735 | -17.8805 | -17.6533 | -18.9824 | -17.2644 | -14.752 | -14.4116 | -13.4781 | -13.2525 | -12.5283 | -12.3377 | -12.8576 | -12.0758 | -11.3918 | -10.8002 | -10.2786 | -9.7955 | -9.3459 | -8.9264 | -8.5311 | -8.1603 | -7.8134 | -7.4918 | -7.1919 | -6.9128 | -6.6513 | -6.4043 | -6.173 | -5.9554 | -5.7473 | -5.5525 | -5.3667 | -5.1918 | -5.025 | -4.868 | -4.7133 | -4.5659 | -4.4251 | -4.2891 | -4.158 | -4.0309 | -3.9079 | -3.7885 | -3.6722 | -3.5588 | -3.437
Northwest | Small Office | Peak | August | Air Conditioning | LDCEU/TDEF | Electric Load with Losses, Incl. Cogeneration | MW | -0.371 | 0.3782 | 1.0112 | 2.0871 | 3.1366 | 4.4558 | 4.0462 | 4.5938 | 5.3064 | 5.9894 | 7.6077 | 7.4435 | 6.769 | 6.9963 | 7.0465 | 6.7063 | 7.9327 | 6.6692 | 7.2794 | 3.9328 | -0.4495 | -4.7647 | -8.9547 | -14.2497 | -17.5119 | -23.4841 | -29.1304 | -34.0629 | -38.5464 | -42.6115 | -51.0197 | -58.4929 | -65.1912 | -71.2112 | -76.7278 | -81.7681 | -86.3683 | -90.4799 | -94.1768 | -97.5016 | -100.4731 | -103.0745 | -105.4458 | -107.4784 | -109.374 | -111.0088 | -112.5167 | -113.6667 | -114.6987 | -115.5953 | -116.3798 | -117.036 | -117.57 | -118.042 | -118.409 | -118.6837 | -118.9167 | -118.5295
Northwest | Small Office | Peak | August | Other Non-Substitutables | LDCEU/TDEF | Electric Load with Losses, Incl. Cogeneration | MW | 0 | 0 | 0 | 0 | 0 | 0 | 0 | 0 | 0 | 0 | 0 | 0 | -0.6541 | -1.28 | -1.8996 | -2.5433 | -2.7135 | -3.122 | -3.6658 | -3.7707 | -4.2067 | -4.4699 | -4.698 | -5.0012 | -5.1532 | -5.2741 | -5.3698 | -5.4244 | -5.4558 | -5.4656 | -5.4558 | -5.425 | -5.3792 | -5.3222 | -5.2607 | -5.1925 | -5.1204 | -5.0437 | -4.9601 | -4.8744 | -4.7862 | -4.6923 | -4.5987 | -4.5012 | -4.4042 | -4.3052 | -4.2072 | -4.1024 | -3.9981 | -3.8935 | -3.7877 | -3.6812 | -3.5739 | -3.466 | -3.3575 | -3.2485 | -3.1389 | -3.0167
Northwest | Small Office | Peak | September | Space Heating | LDCEU/TDEF | Electric Load with Losses, Incl. Cogeneration | MW | -0.0338 | -0.0244 | -0.0216 | -0.0284 | -0.0187 | -0.0152 | -0.017 | -0.0145 | -0.0119 | -0.0104 | -0.0077 | -0.009 | -0.0097 | -0.0092 | -0.0159 | -0.0177 | -0.0146 | -0.0155 | -0.016 | -0.0167 | -0.0204 | -0.0193 | -0.0238 | -0.0249 | -0.0209 | -0.02 | -0.0177 | -0.0156 | -0.0137 | -0.0116 | -0.0096 | -0.0079 | -0.0063 | -0.0048 | -0.0035 | -0.0019 | -0.0005 | 0.0008 | 0.0022 | 0.0034 | 0.0044 | 0.0055 | 0.0064 | 0.0072 | 0.008 | 0.0088 | 0.0092 | 0.0098 | 0.0104 | 0.0106 | 0.0111 | 0.0114 | 0.0116 | 0.0121 | 0.0122 | 0.0123 | 0.0125 | 0.0125
Northwest | Small Office | Peak | September | Water Heating | LDCEU/TDEF | Electric Load with Losses, Incl. Cogeneration | MW | 0 | 0 | 0 | 0 | 0 | 0 | 0 | 0 | 0 | 0 | 0 | 0 | 0 | 0 | 0 | 0 | 0 | 0 | 0 | 0 | 0 | 0 | -0.0351 | -0.0546 | -0.0396 | -0.0295 | -0.0163 | -0.0033 | 0.0114 | 0.0273 | 0.044 | 0.0605 | 0.0773 | 0.0947 | 0.1132 | 0.1327 | 0.1528 | 0.1732 | 0.1935 | 0.2142 | 0.2348 | 0.2548 | 0.2753 | 0.2953 | 0.3154 | 0.3352 | 0.3551 | 0.3735 | 0.3918 | 0.41 | 0.4274 | 0.4446 | 0.4611 | 0.4772 | 0.4927 | 0.5079 | 0.5224 | 0.5327
Northwest | Small Office | Peak | September | Other Substitutables | LDCEU/TDEF | Electric Load with Losses, Incl. Cogeneration | MW | 0 | 0 | 0 | 0 | 0 | 0 | 0 | 0 | 0 | 0 | 0 | 0 | 0 | -0.0003 | -0.0001 | -0.0001 | -0.0003 | -0.0002 | -0.0002 | -0.0003 | -0.0003 | -0.0005 | -0.0007 | -0.0007 | -0.0005 | -0.0001 | 0.0004 | 0.0008 | 0.0012 | 0.0015 | 0.0019 | 0.0023 | 0.0026 | 0.003 | 0.0033 | 0.0036 | 0.004 | 0.0043 | 0.0046 | 0.0049 | 0.0052 | 0.0055 | 0.0058 | 0.006 | 0.0063 | 0.0066 | 0.0068 | 0.007 | 0.0072 | 0.0074 | 0.0076 | 0.0078 | 0.0079 | 0.0081 | 0.0082 | 0.0083 | 0.0084 | 0.0085
Northwest | Small Office | Peak | September | Refrigeration | LDCEU/TDEF | Electric Load with Losses, Incl. Cogeneration | MW | 0 | 0 | 0 | 0 | 0 | 0 | 0 | 0 | 0 | 0 | 0 | 0 | -0.0001 | -0.0002 | -0.0001 | -0.0003 | -0.0003 | -0.0015 | -0.0033 | -0.0049 | -0.0073 | -0.0096 | -0.0126 | -0.0154 | -0.0169 | -0.0182 | -0.0195 | -0.0207 | -0.0219 | -0.0229 | -0.0239 | -0.0248 | -0.0256 | -0.0263 | -0.027 | -0.0277 | -0.0283 | -0.0291 | -0.0295 | -0.0301 | -0.0306 | -0.0311 | -0.0316 | -0.0319 | -0.0323 | -0.0327 | -0.033 | -0.0333 | -0.0336 | -0.0339 | -0.0342 | -0.0345 | -0.0348 | -0.035 | -0.0353 | -0.0356 | -0.0358 | -0.0359
Northwest | Small Office | Peak | September | Lighting | LDCEU/TDEF | Electric Load with Losses, Incl. Cogeneration | MW | 0 | -0.2225 | -0.6501 | -1.0714 | -1.4129 | -1.7065 | -2.3882 | -2.8586 | -6.1962 | -9.5348 | -11.6716 | -12.8043 | -13.6223 | -14.1881 | -14.001 | -15.0507 | -13.696 | -11.6919 | -11.4242 | -10.6899 | -10.5119 | -9.9384 | -9.785 | -10.194 | -9.5741 | -9.0317 | -8.5625 | -8.1488 | -7.7657 | -7.4092 | -7.0765 | -6.763 | -6.469 | -6.1939 | -5.9389 | -5.701 | -5.4796 | -5.2722 | -5.0764 | -4.8929 | -4.7203 | -4.5553 | -4.4009 | -4.2536 | -4.1148 | -3.9826 | -3.858 | -3.7354 | -3.6186 | -3.507 | -3.3992 | -3.2951 | -3.1944 | -3.0969 | -3.0022 | -2.91 | -2.8202 | -2.7235
Northwest | Small Office | Peak | September | Air Conditioning | LDCEU/TDEF | Electric Load with Losses, Incl. Cogeneration | MW | -0.136 | 0.1426 | 0.408 | 0.6646 | 1.0597 | 1.6143 | 1.3705 | 1.5924 | 1.8413 | 2.1363 | 2.753 | 2.4222 | 2.1862 | 2.5323 | 2.4138 | 2.2917 | 2.8942 | 2.2903 | 2.7722 | 1.3418 | -0.1755 | -1.697 | -3.0177 | -4.4329 | -6.0316 | -8.0809 | -10.0207 | -11.7166 | -13.259 | -14.6565 | -17.5507 | -20.1214 | -22.4265 | -24.4989 | -26.3987 | -28.1344 | -29.7163 | -31.1366 | -32.4091 | -33.5556 | -34.5798 | -35.4758 | -36.2929 | -36.9945 | -37.6486 | -38.2138 | -38.7332 | -39.1342 | -39.4922 | -39.8042 | -40.0779 | -40.3075 | -40.4955 | -40.6625 | -40.7934 | -40.8925 | -40.9777 | -40.844
Northwest | Small Office | Peak | September | Other Non-Substitutables | LDCEU/TDEF | Electric Load with Losses, Incl. Cogeneration | MW | 0 | 0 | 0 | 0 | 0 | 0 | 0 | 0 | 0 | 0 | 0 | 0 | -0.6044 | -1.1833 | -1.7564 | -2.3504 | -2.507 | -2.8846 | -3.3888 | -3.4865 | -3.891 | -4.1344 | -4.3456 | -4.6275 | -4.7684 | -4.8803 | -4.9689 | -5.0194 | -5.0484 | -5.0576 | -5.0486 | -5.0199 | -4.9776 | -4.9249 | -4.8679 | -4.8048 | -4.7381 | -4.667 | -4.5897 | -4.5105 | -4.4287 | -4.3419 | -4.2552 | -4.165 | -4.0752 | -3.9835 | -3.893 | -3.7959 | -3.6993 | -3.6026 | -3.5046 | -3.4061 | -3.3068 | -3.2069 | -3.1065 | -3.0056 | -2.9042 | -2.7911
Northwest | Small Office | Peak | October | Space Heating | LDCEU/TDEF | Electric Load with Losses, Incl. Cogeneration | MW | -0.3616 | -0.3229 | -0.2786 | -0.2726 | -0.2263 | -0.1925 | -0.1794 | -0.1486 | -0.1311 | -0.1102 | -0.0791 | -0.08 | -0.0828 | -0.1027 | -0.1607 | -0.2005 | -0.1843 | -0.1674 | -0.2059 | -0.2004 | -0.2327 | -0.2201 | -0.2183 | -0.2618 | -0.2358 | -0.2246 | -0.1963 | -0.1717 | -0.147 | -0.121 | -0.097 | -0.0761 | -0.0568 | -0.0388 | -0.0214 | -0.0024 | 0.0151 | 0.0311 | 0.048 | 0.0629 | 0.0753 | 0.0884 | 0.0998 | 0.1091 | 0.1196 | 0.1279 | 0.1341 | 0.1412 | 0.1466 | 0.1506 | 0.156 | 0.1601 | 0.1629 | 0.167 | 0.1694 | 0.17 | 0.1717 | 0.1716
Northwest | Small Office | Peak | October | Water Heating | LDCEU/TDEF | Electric Load with Losses, Incl. Cogeneration | MW | 0 | 0 | 0 | 0 | 0 | 0 | 0 | 0 | 0 | 0 | 0 | 0 | 0 | 0 | 0 | 0 | 0 | 0 | 0 | 0 | 0 | 0 | -0.0722 | -0.1481 | -0.1201 | -0.0897 | -0.0499 | -0.0113 | 0.0326 | 0.0802 | 0.1301 | 0.1791 | 0.2291 | 0.2807 | 0.3365 | 0.3942 | 0.454 | 0.5154 | 0.5753 | 0.6367 | 0.6985 | 0.7585 | 0.8196 | 0.8787 | 0.9387 | 0.9975 | 1.0567 | 1.1114 | 1.1658 | 1.2194 | 1.2715 | 1.3222 | 1.3714 | 1.4191 | 1.4653 | 1.5102 | 1.5534 | 1.5838
Northwest | Small Office | Peak | October | Other Substitutables | LDCEU/TDEF | Electric Load with Losses, Incl. Cogeneration | MW | 0 | 0 | 0 | 0 | 0 | 0 | 0 | 0 | 0 | 0 | 0 | 0 | 0 | -0.0012 | -0.0006 | -0.0007 | -0.0014 | -0.0007 | -0.0008 | -0.0016 | -0.002 | -0.0028 | -0.0037 | -0.004 | -0.0028 | -0.0009 | 0.0012 | 0.003 | 0.0049 | 0.0067 | 0.0085 | 0.0103 | 0.0119 | 0.0135 | 0.0151 | 0.0168 | 0.0183 | 0.0199 | 0.0214 | 0.0228 | 0.0243 | 0.0256 | 0.0268 | 0.0281 | 0.0293 | 0.0305 | 0.0315 | 0.0326 | 0.0336 | 0.0344 | 0.0354 | 0.0361 | 0.0368 | 0.0375 | 0.0382 | 0.0388 | 0.0394 | 0.0396
Northwest | Small Office | Peak | October | Refrigeration | LDCEU/TDEF | Electric Load with Losses, Incl. Cogeneration | MW | 0 | 0 | 0 | 0 | 0 | 0 | 0 | 0 | 0 | 0 | 0 | 0 | -0.0001 | -0.0002 | -0.0004 | -0.0005 | -0.0006 | -0.0029 | -0.0063 | -0.0094 | -0.014 | -0.0183 | -0.024 | -0.0295 | -0.0323 | -0.0347 | -0.0373 | -0.0395 | -0.0418 | -0.0438 | -0.0457 | -0.0474 | -0.0488 | -0.0503 | -0.0517 | -0.0529 | -0.0541 | -0.0555 | -0.0564 | -0.0574 | -0.0584 | -0.0594 | -0.0602 | -0.061 | -0.0618 | -0.0624 | -0.0631 | -0.0636 | -0.0642 | -0.0648 | -0.0654 | -0.0659 | -0.0664 | -0.0669 | -0.0674 | -0.0679 | -0.0684 | -0.0686
Northwest | Small Office | Peak | October | Lighting | LDCEU/TDEF | Electric Load with Losses, Incl. Cogeneration | MW | 0 | -0.3458 | -1.0743 | -1.7936 | -2.3831 | -2.8886 | -4.0381 | -4.8339 | -10.3283 | -15.8299 | -19.3246 | -21.1866 | -22.5352 | -23.6794 | -23.0896 | -24.6552 | -22.7396 | -18.9748 | -18.6342 | -17.6759 | -17.4265 | -16.5375 | -16.3143 | -16.9552 | -15.9432 | -15.0605 | -14.3 | -13.6314 | -13.0119 | -12.4349 | -11.8958 | -11.3861 | -10.9075 | -10.459 | -10.0434 | -9.6549 | -9.2929 | -8.9538 | -8.6318 | -8.3303 | -8.0463 | -7.7744 | -7.5195 | -7.2751 | -7.0451 | -6.8252 | -6.6176 | -6.4125 | -6.2169 | -6.0295 | -5.8483 | -5.673 | -5.5031 | -5.3383 | -5.1779 | -5.0215 | -4.8688 | -4.7042
Northwest | Small Office | Peak | October | Air Conditioning | LDCEU/TDEF | Electric Load with Losses, Incl. Cogeneration | MW | -0.0564 | 0.0631 | 0.1681 | 0.319 | 0.4644 | 0.6988 | 0.6026 | 0.7286 | 0.8135 | 0.9682 | 1.215 | 1.1344 | 1.0292 | 1.1409 | 1.1299 | 1.0224 | 1.2922 | 1.0211 | 1.0875 | 0.5727 | -0.0938 | -0.7796 | -1.4896 | -2.157 | -2.7515 | -3.6804 | -4.5608 | -5.3318 | -6.0345 | -6.6702 | -7.9919 | -9.1628 | -10.214 | -11.1602 | -12.0315 | -12.8249 | -13.5467 | -14.2029 | -14.7818 | -15.3081 | -15.7793 | -16.1918 | -16.5684 | -16.8904 | -17.192 | -17.4531 | -17.6906 | -17.8771 | -18.0441 | -18.1893 | -18.3178 | -18.4261 | -18.5159 | -18.5963 | -18.6606 | -18.7105 | -18.7542 | -18.6944
Northwest | Small Office | Peak | October | Other Non-Substitutables | LDCEU/TDEF | Electric Load with Losses, Incl. Cogeneration | MW | 0 | 0 | 0 | 0 | 0 | 0 | 0 | 0 | 0 | 0 | 0 | 0 | -0.9246 | -1.8268 | -2.7109 | -3.5806 | -3.8315 | -4.354 | -5.1862 | -5.4373 | -6.1196 | -6.5401 | -6.912 | -7.4062 | -7.6342 | -7.8155 | -7.9592 | -8.0416 | -8.0901 | -8.1065 | -8.0939 | -8.0486 | -7.9814 | -7.8977 | -7.8078 | -7.7072 | -7.6006 | -7.4881 | -7.3633 | -7.2362 | -7.1056 | -6.9666 | -6.828 | -6.6825 | -6.5385 | -6.3909 | -6.2446 | -6.0881 | -5.9326 | -5.7765 | -5.6188 | -5.4598 | -5.2997 | -5.1386 | -4.9769 | -4.8142 | -4.6507 | -4.4685
Northwest | Small Office | Peak | November | Space Heating | LDCEU/TDEF | Electric Load with Losses, Incl. Cogeneration | MW | -0.5286 | -0.4145 | -0.3113 | -0.33 | -0.2581 | -0.2263 | -0.2119 | -0.1938 | -0.1564 | -0.129 | -0.112 | -0.1042 | -0.1099 | -0.118 | -0.1871 | -0.2264 | -0.2163 | -0.2076 | -0.2616 | -0.2438 | -0.2759 | -0.3058 | -0.3188 | -0.3035 | -0.2961 | -0.2819 | -0.2461 | -0.215 | -0.1837 | -0.1508 | -0.1203 | -0.094 | -0.0694 | -0.0466 | -0.0245 | -0.0004 | 0.0219 | 0.0422 | 0.0637 | 0.0825 | 0.0983 | 0.115 | 0.1295 | 0.1413 | 0.1547 | 0.1652 | 0.1734 | 0.1823 | 0.1894 | 0.1945 | 0.2015 | 0.2067 | 0.2104 | 0.2157 | 0.2187 | 0.2197 | 0.2218 | 0.2218
Northwest | Small Office | Peak | November | Water Heating | LDCEU/TDEF | Electric Load with Losses, Incl. Cogeneration | MW | 0 | 0 | 0 | 0 | 0 | 0 | 0 | 0 | 0 | 0 | 0 | 0 | 0 | 0 | 0 | 0 | 0 | 0 | 0 | 0 | 0 | 0 | -0.1281 | -0.1584 | -0.1543 | -0.1152 | -0.0641 | -0.0144 | 0.042 | 0.1033 | 0.1675 | 0.2304 | 0.2946 | 0.3611 | 0.4328 | 0.507 | 0.5837 | 0.6627 | 0.7396 | 0.8186 | 0.8979 | 0.9749 | 1.0535 | 1.1294 | 1.2066 | 1.2821 | 1.3582 | 1.4282 | 1.4982 | 1.5672 | 1.634 | 1.699 | 1.7623 | 1.8235 | 1.8829 | 1.9405 | 1.9959 | 2.035
Northwest | Small Office | Peak | November | Other Substitutables | LDCEU/TDEF | Electric Load with Losses, Incl. Cogeneration | MW | 0 | 0 | 0 | 0 | 0 | 0 | 0 | 0 | 0 | 0 | 0 | 0 | 0 | -0.0006 | -0.0004 | -0.0003 | -0.0007 | -0.0004 | -0.0004 | -0.0008 | -0.001 | -0.0014 | -0.002 | -0.0021 | -0.0014 | -0.0004 | 0.0007 | 0.0017 | 0.0026 | 0.0036 | 0.0046 | 0.0055 | 0.0063 | 0.0072 | 0.0081 | 0.0089 | 0.0098 | 0.0106 | 0.0114 | 0.0122 | 0.013 | 0.0137 | 0.0143 | 0.015 | 0.0156 | 0.0162 | 0.0168 | 0.0174 | 0.0179 | 0.0184 | 0.0188 | 0.0192 | 0.0196 | 0.02 | 0.0203 | 0.0206 | 0.0209 | 0.0211
Northwest | Small Office | Peak | November | Refrigeration | LDCEU/TDEF | Electric Load with Losses, Incl. Cogeneration | MW | 0 | 0 | 0 | 0 | 0 | 0 | 0 | 0 | 0 | 0 | 0 | 0 | -0.0001 | -0.0002 | -0.0004 | -0.0006 | -0.0006 | -0.0031 | -0.0068 | -0.0101 | -0.0151 | -0.0199 | -0.026 | -0.0319 | -0.0349 | -0.0377 | -0.0405 | -0.0429 | -0.0453 | -0.0475 | -0.0496 | -0.0513 | -0.053 | -0.0545 | -0.0561 | -0.0575 | -0.0587 | -0.0601 | -0.0611 | -0.0623 | -0.0634 | -0.0644 | -0.0653 | -0.0661 | -0.0669 | -0.0677 | -0.0684 | -0.069 | -0.0696 | -0.0702 | -0.0708 | -0.0715 | -0.072 | -0.0725 | -0.0731 | -0.0737 | -0.0742 | -0.0743
Northwest | Small Office | Peak | November | Lighting | LDCEU/TDEF | Electric Load with Losses, Incl. Cogeneration | MW | 0 | -0.2914 | -0.8941 | -1.4889 | -1.9752 | -2.3926 | -3.3453 | -4.0047 | -8.5805 | -13.1615 | -16.0758 | -17.627 | -18.7501 | -19.6681 | -19.2239 | -20.5553 | -18.9078 | -15.8498 | -15.5507 | -14.7121 | -14.499 | -13.7512 | -13.5608 | -14.1015 | -13.2602 | -12.5264 | -11.8943 | -11.3388 | -10.8241 | -10.3446 | -9.8966 | -9.4731 | -9.0753 | -8.7027 | -8.3573 | -8.0344 | -7.7334 | -7.4516 | -7.184 | -6.9333 | -6.6971 | -6.4709 | -6.2589 | -6.0557 | -5.8644 | -5.6814 | -5.5087 | -5.338 | -5.1752 | -5.0193 | -4.8685 | -4.7225 | -4.5811 | -4.4438 | -4.3102 | -4.1801 | -4.0529 | -3.9157
Northwest | Small Office | Peak | November | Air Conditioning | LDCEU/TDEF | Electric Load with Losses, Incl. Cogeneration | MW | -0.0338 | 0.0373 | 0.0997 | 0.1892 | 0.2756 | 0.4151 | 0.3582 | 0.4333 | 0.4836 | 0.5757 | 0.7222 | 0.6741 | 0.6114 | 0.6788 | 0.6717 | 0.6063 | 0.7688 | 0.6056 | 0.6451 | 0.3399 | -0.0564 | -0.4638 | -0.8818 | -1.282 | -1.6342 | -2.1857 | -2.7085 | -3.1663 | -3.5836 | -3.9613 | -4.7463 | -5.4416 | -6.066 | -6.6281 | -7.1457 | -7.617 | -8.0456 | -8.4357 | -8.7795 | -9.0921 | -9.3721 | -9.6172 | -9.8409 | -10.0321 | -10.2114 | -10.3666 | -10.5076 | -10.6186 | -10.7179 | -10.8044 | -10.8808 | -10.9453 | -10.9988 | -11.0467 | -11.085 | -11.1148 | -11.141 | -11.1055
Northwest | Small Office | Peak | November | Other Non-Substitutables | LDCEU/TDEF | Electric Load with Losses, Incl. Cogeneration | MW | 0 | 0 | 0 | 0 | 0 | 0 | 0 | 0 | 0 | 0 | 0 | 0 | -0.8352 | -1.6514 | -2.4491 | -3.2313 | -3.4583 | -3.9305 | -4.6802 | -4.9116 | -5.5291 | -5.9063 | -6.242 | -6.6882 | -6.894 | -7.0571 | -7.1866 | -7.2608 | -7.3044 | -7.319 | -7.3075 | -7.2664 | -7.2057 | -7.1301 | -7.0488 | -6.9579 | -6.8614 | -6.7598 | -6.6469 | -6.532 | -6.4139 | -6.2884 | -6.163 | -6.0315 | -5.9012 | -5.7679 | -5.6356 | -5.4941 | -5.3536 | -5.2125 | -5.0698 | -4.9262 | -4.7814 | -4.6359 | -4.4896 | -4.3425 | -4.1947 | -4.03
Northwest | Small Office | Peak | December | Space Heating | LDCEU/TDEF | Electric Load with Losses, Incl. Cogeneration | MW | -0.7543 | -0.5844 | -0.5108 | -0.5117 | -0.4233 | -0.3648 | -0.3465 | -0.2886 | -0.2548 | -0.2031 | -0.168 | -0.1595 | -0.1664 | -0.1775 | -0.2776 | -0.3752 | -0.3394 | -0.3056 | -0.4107 | -0.3883 | -0.4447 | -0.467 | -0.4772 | -0.5238 | -0.4734 | -0.4493 | -0.3911 | -0.3402 | -0.2887 | -0.2348 | -0.1848 | -0.1414 | -0.1009 | -0.0632 | -0.0267 | 0.0132 | 0.0498 | 0.0837 | 0.1192 | 0.1506 | 0.177 | 0.2046 | 0.2288 | 0.2488 | 0.2712 | 0.2892 | 0.3031 | 0.3184 | 0.3306 | 0.3397 | 0.3516 | 0.3609 | 0.3676 | 0.3768 | 0.3824 | 0.3846 | 0.3887 | 0.3891
Northwest | Small Office | Peak | December | Water Heating | LDCEU/TDEF | Electric Load with Losses, Incl. Cogeneration | MW | 0 | 0 | 0 | 0 | 0 | 0 | 0 | 0 | 0 | 0 | 0 | 0 | 0 | 0 | 0 | 0 | 0 | 0 | 0 | 0 | 0 | 0 | -0.1274 | -0.2384 | -0.1727 | -0.1289 | -0.0719 | -0.0162 | 0.0468 | 0.1153 | 0.1871 | 0.2574 | 0.3292 | 0.4035 | 0.4837 | 0.5665 | 0.6523 | 0.7407 | 0.8267 | 0.9149 | 1.0036 | 1.0897 | 1.1776 | 1.2624 | 1.3487 | 1.4332 | 1.5181 | 1.5965 | 1.6747 | 1.7518 | 1.8265 | 1.8992 | 1.9699 | 2.0383 | 2.1048 | 2.1692 | 2.231 | 2.2747
Northwest | Small Office | Peak | December | Other Substitutables | LDCEU/TDEF | Electric Load with Losses, Incl. Cogeneration | MW | 0 | 0 | 0 | 0 | 0 | 0 | 0 | 0 | 0 | 0 | 0 | 0 | 0 | -0.0005 | -0.0003 | -0.0003 | -0.0005 | -0.0003 | -0.0003 | -0.0006 | -0.0008 | -0.0011 | -0.0015 | -0.0016 | -0.0011 | -0.0004 | 0.0005 | 0.0013 | 0.0021 | 0.0029 | 0.0036 | 0.0043 | 0.005 | 0.0057 | 0.0063 | 0.007 | 0.0077 | 0.0083 | 0.0089 | 0.0095 | 0.0102 | 0.0107 | 0.0112 | 0.0117 | 0.0123 | 0.0127 | 0.0132 | 0.0137 | 0.014 | 0.0144 | 0.0148 | 0.0151 | 0.0154 | 0.0157 | 0.016 | 0.0162 | 0.0164 | 0.0166
Northwest | Small Office | Peak | December | Refrigeration | LDCEU/TDEF | Electric Load with Losses, Incl. Cogeneration | MW | 0 | 0 | 0 | 0 | 0 | 0 | 0 | 0 | 0 | 0 | 0 | 0 | -0.0001 | -0.0002 | -0.0004 | -0.0006 | -0.0007 | -0.0031 | -0.0067 | -0.01 | -0.0149 | -0.0195 | -0.0255 | -0.0314 | -0.0343 | -0.0371 | -0.0397 | -0.0421 | -0.0445 | -0.0467 | -0.0487 | -0.0504 | -0.052 | -0.0535 | -0.0551 | -0.0564 | -0.0577 | -0.0592 | -0.0601 | -0.0612 | -0.0622 | -0.0632 | -0.0641 | -0.0649 | -0.0658 | -0.0665 | -0.0672 | -0.0678 | -0.0685 | -0.069 | -0.0696 | -0.0702 | -0.0707 | -0.0713 | -0.0718 | -0.0724 | -0.0729 | -0.073
Northwest | Small Office | Peak | December | Lighting | LDCEU/TDEF | Electric Load with Losses, Incl. Cogeneration | MW | 0 | -0.2813 | -0.862 | -1.4353 | -1.9038 | -2.306 | -3.2242 | -3.8597 | -8.2722 | -12.6895 | -15.5002 | -16.996 | -18.079 | -18.9608 | -18.5368 | -19.823 | -18.2296 | -15.288 | -14.9977 | -14.1849 | -13.9783 | -13.2561 | -13.0737 | -13.5967 | -12.7843 | -12.0758 | -11.4652 | -10.9284 | -10.431 | -9.9679 | -9.535 | -9.126 | -8.7419 | -8.382 | -8.0485 | -7.7367 | -7.4463 | -7.1742 | -6.9159 | -6.674 | -6.4461 | -6.228 | -6.0234 | -5.8274 | -5.643 | -5.4665 | -5.3 | -5.1356 | -4.9788 | -4.8285 | -4.6832 | -4.5427 | -4.4065 | -4.2744 | -4.1457 | -4.0204 | -3.898 | -3.766
Northwest | Small Office | Peak | December | Air Conditioning | LDCEU/TDEF | Electric Load with Losses, Incl. Cogeneration | MW | -0.0239 | 0.0262 | 0.0702 | 0.1335 | 0.1945 | 0.293 | 0.2527 | 0.3055 | 0.3411 | 0.406 | 0.51 | 0.4759 | 0.4316 | 0.4792 | 0.4742 | 0.4279 | 0.5432 | 0.4274 | 0.4551 | 0.24 | -0.0396 | -0.3268 | -0.6212 | -0.9026 | -1.1504 | -1.5387 | -1.9068 | -2.2291 | -2.5227 | -2.7885 | -3.3411 | -3.8305 | -4.27 | -4.6656 | -5.0297 | -5.3614 | -5.6632 | -5.9375 | -6.1796 | -6.3997 | -6.5966 | -6.769 | -6.9264 | -7.061 | -7.187 | -7.2962 | -7.3955 | -7.4736 | -7.5434 | -7.6043 | -7.658 | -7.7033 | -7.741 | -7.7746 | -7.8016 | -7.8225 | -7.8409 | -7.8158
Northwest | Small Office | Peak | December | Other Non-Substitutables | LDCEU/TDEF | Electric Load with Losses, Incl. Cogeneration | MW | 0 | 0 | 0 | 0 | 0 | 0 | 0 | 0 | 0 | 0 | 0 | 0 | -0.7971 | -1.5743 | -2.3352 | -3.0852 | -3.3016 | -3.7551 | -4.4668 | -4.6801 | -5.2646 | -5.6226 | -5.9401 | -6.3614 | -6.5569 | -6.7123 | -6.8353 | -6.9059 | -6.9473 | -6.9612 | -6.9502 | -6.9112 | -6.8534 | -6.7814 | -6.7041 | -6.6176 | -6.526 | -6.4292 | -6.322 | -6.2128 | -6.1004 | -5.9811 | -5.8619 | -5.7369 | -5.6131 | -5.4864 | -5.3606 | -5.2263 | -5.0927 | -4.9586 | -4.823 | -4.6865 | -4.5489 | -4.4106 | -4.2716 | -4.1318 | -3.9913 | -3.8349
Northwest | Small Office | Average | January | Space Heating | LDCEU/TDEF | Electric Load with Losses, Incl. Cogeneration | MW | -0.6346 | -0.4592 | -0.406 | -0.4106 | -0.3382 | -0.2801 | -0.2789 | -0.2332 | -0.204 | -0.1669 | -0.1301 | -0.1323 | -0.1329 | -0.1395 | -0.2338 | -0.302 | -0.2656 | -0.2375 | -0.3193 | -0.3113 | -0.3513 | -0.3722 | -0.3656 | -0.3982 | -0.3711 | -0.353 | -0.3082 | -0.2692 | -0.2297 | -0.1883 | -0.15 | -0.1168 | -0.0858 | -0.0569 | -0.029 | 0.0015 | 0.0295 | 0.0553 | 0.0825 | 0.1065 | 0.1266 | 0.1477 | 0.1661 | 0.1814 | 0.1984 | 0.212 | 0.2225 | 0.2341 | 0.2434 | 0.2501 | 0.2592 | 0.2662 | 0.2712 | 0.2781 | 0.2822 | 0.2838 | 0.2867 | 0.287
Northwest | Small Office | Average | January | Water Heating | LDCEU/TDEF | Electric Load with Losses, Incl. Cogeneration | MW | 0 | 0 | 0 | 0 | 0 | 0 | 0 | 0 | 0 | 0 | 0 | 0 | 0 | 0 | 0 | 0 | 0 | 0 | 0 | 0 | 0 | 0 | -0.1254 | -0.2185 | -0.1822 | -0.1363 | -0.0763 | -0.0179 | 0.0484 | 0.1203 | 0.1958 | 0.2695 | 0.3451 | 0.4232 | 0.5075 | 0.5947 | 0.6849 | 0.7778 | 0.8682 | 0.9611 | 1.0544 | 1.1451 | 1.2374 | 1.3268 | 1.4175 | 1.5064 | 1.5959 | 1.6783 | 1.7607 | 1.8418 | 1.9205 | 1.9971 | 2.0715 | 2.1435 | 2.2135 | 2.2813 | 2.3465 | 2.3926
Northwest | Small Office | Average | January | Other Substitutables | LDCEU/TDEF | Electric Load with Losses, Incl. Cogeneration | MW | 0 | 0 | 0 | 0 | 0 | 0 | 0 | 0 | 0 | 0 | 0 | 0 | 0 | -0.0008 | -0.0005 | -0.0005 | -0.0009 | -0.0005 | -0.0005 | -0.0011 | -0.0014 | -0.0019 | -0.0026 | -0.0027 | -0.0019 | -0.0006 | 0.0008 | 0.0021 | 0.0034 | 0.0047 | 0.0059 | 0.0071 | 0.0083 | 0.0094 | 0.0105 | 0.0116 | 0.0128 | 0.0138 | 0.0149 | 0.0159 | 0.0169 | 0.0179 | 0.0187 | 0.0195 | 0.0204 | 0.0212 | 0.022 | 0.0227 | 0.0234 | 0.024 | 0.0247 | 0.0252 | 0.0257 | 0.0261 | 0.0267 | 0.027 | 0.0274 | 0.0276
Northwest | Small Office | Average | January | Refrigeration | LDCEU/TDEF | Electric Load with Losses, Incl. Cogeneration | MW | 0 | 0 | 0 | 0 | 0 | 0 | 0 | 0 | 0 | 0 | 0 | 0 | -0.0001 | -0.0002 | -0.0004 | -0.0006 | -0.0006 | -0.0029 | -0.0064 | -0.0096 | -0.0143 | -0.0188 | -0.0244 | -0.0301 | -0.0329 | -0.0356 | -0.0382 | -0.0405 | -0.0428 | -0.0448 | -0.0468 | -0.0484 | -0.05 | -0.0514 | -0.0529 | -0.0542 | -0.0554 | -0.0568 | -0.0577 | -0.0587 | -0.0597 | -0.0607 | -0.0616 | -0.0623 | -0.0631 | -0.0639 | -0.0645 | -0.0651 | -0.0657 | -0.0663 | -0.0669 | -0.0674 | -0.0679 | -0.0684 | -0.0689 | -0.0695 | -0.07 | -0.0701
Northwest | Small Office | Average | January | Lighting | LDCEU/TDEF | Electric Load with Losses, Incl. Cogeneration | MW | 0 | -0.2719 | -0.8396 | -1.3999 | -1.8586 | -2.2521 | -3.1486 | -3.7692 | -8.0644 | -12.3649 | -15.0987 | -16.5545 | -17.6085 | -18.4864 | -18.0468 | -19.2828 | -17.7611 | -14.8534 | -14.579 | -13.8102 | -13.6113 | -12.9111 | -12.7275 | -13.2255 | -12.4334 | -11.7422 | -11.1462 | -10.622 | -10.1363 | -9.6839 | -9.2613 | -8.862 | -8.4872 | -8.1361 | -7.8107 | -7.5066 | -7.2233 | -6.9579 | -6.7062 | -6.4704 | -6.2484 | -6.0359 | -5.8367 | -5.646 | -5.4665 | -5.2949 | -5.133 | -4.973 | -4.8208 | -4.6748 | -4.5336 | -4.3972 | -4.2651 | -4.1368 | -4.012 | -3.8905 | -3.7718 | -3.6439
Northwest | Small Office | Average | January | Air Conditioning | LDCEU/TDEF | Electric Load with Losses, Incl. Cogeneration | MW | -0.0303 | 0.0328 | 0.0886 | 0.1685 | 0.2456 | 0.3699 | 0.3188 | 0.3848 | 0.4295 | 0.5117 | 0.6431 | 0.6007 | 0.544 | 0.6042 | 0.5979 | 0.5391 | 0.6841 | 0.5387 | 0.5735 | 0.3031 | -0.0487 | -0.4099 | -0.7799 | -1.134 | -1.4452 | -1.9333 | -2.396 | -2.801 | -3.1702 | -3.5042 | -4.1983 | -4.8133 | -5.3656 | -5.8626 | -6.3199 | -6.7366 | -7.1156 | -7.4599 | -7.7642 | -8.0403 | -8.2875 | -8.504 | -8.7014 | -8.8705 | -9.0287 | -9.1657 | -9.2904 | -9.3883 | -9.4759 | -9.5521 | -9.6195 | -9.6762 | -9.7232 | -9.7653 | -9.7988 | -9.8249 | -9.8477 | -9.8162
Northwest | Small Office | Average | January | Other Non-Substitutables | LDCEU/TDEF | Electric Load with Losses, Incl. Cogeneration | MW | 0 | 0 | 0 | 0 | 0 | 0 | 0 | 0 | 0 | 0 | 0 | 0 | -0.8835 | -1.7441 | -2.589 | -3.4238 | -3.6598 | -4.1678 | -4.958 | -5.1843 | -5.8306 | -6.2255 | -6.5746 | -7.0417 | -7.2583 | -7.4305 | -7.5669 | -7.6451 | -7.691 | -7.7064 | -7.694 | -7.651 | -7.5871 | -7.5073 | -7.4216 | -7.3259 | -7.2245 | -7.1172 | -6.9986 | -6.8778 | -6.7534 | -6.6213 | -6.4893 | -6.3511 | -6.2142 | -6.0739 | -5.935 | -5.7863 | -5.6385 | -5.4903 | -5.3404 | -5.1893 | -5.0372 | -4.8843 | -4.7305 | -4.576 | -4.4207 | -4.2476
Northwest | Small Office | Average | February | Space Heating | LDCEU/TDEF | Electric Load with Losses, Incl. Cogeneration | MW | -0.4815 | -0.3726 | -0.3017 | -0.3166 | -0.2567 | -0.2134 | -0.2155 | -0.1722 | -0.1565 | -0.125 | -0.1028 | -0.0972 | -0.102 | -0.1162 | -0.17 | -0.2204 | -0.2052 | -0.1837 | -0.2519 | -0.2384 | -0.263 | -0.2951 | -0.2726 | -0.2907 | -0.2812 | -0.2677 | -0.2338 | -0.2043 | -0.1746 | -0.1433 | -0.1146 | -0.0895 | -0.0661 | -0.0444 | -0.0234 | -0.0005 | 0.0206 | 0.04 | 0.0604 | 0.0784 | 0.0934 | 0.1093 | 0.1231 | 0.1345 | 0.1472 | 0.1574 | 0.1651 | 0.1738 | 0.1806 | 0.1856 | 0.1922 | 0.1974 | 0.2011 | 0.2062 | 0.2092 | 0.2102 | 0.2124 | 0.2124
Northwest | Small Office | Average | February | Water Heating | LDCEU/TDEF | Electric Load with Losses, Incl. Cogeneration | MW | 0 | 0 | 0 | 0 | 0 | 0 | 0 | 0 | 0 | 0 | 0 | 0 | 0 | 0 | 0 | 0 | 0 | 0 | 0 | 0 | 0 | 0 | -0.0987 | -0.1674 | -0.1562 | -0.1168 | -0.0654 | -0.0153 | 0.0415 | 0.1032 | 0.1679 | 0.2312 | 0.2959 | 0.3628 | 0.4351 | 0.5098 | 0.5872 | 0.6667 | 0.7443 | 0.8239 | 0.9039 | 0.9816 | 1.0608 | 1.1373 | 1.2151 | 1.2914 | 1.368 | 1.4388 | 1.5093 | 1.5789 | 1.6463 | 1.7119 | 1.7758 | 1.8375 | 1.8975 | 1.9556 | 2.0115 | 2.051
Northwest | Small Office | Average | February | Other Substitutables | LDCEU/TDEF | Electric Load with Losses, Incl. Cogeneration | MW | 0 | 0 | 0 | 0 | 0 | 0 | 0 | 0 | 0 | 0 | 0 | 0 | 0 | -0.0008 | -0.0004 | -0.0004 | -0.0009 | -0.0005 | -0.0005 | -0.001 | -0.0012 | -0.0017 | -0.0023 | -0.0024 | -0.0017 | -0.0006 | 0.0007 | 0.0019 | 0.003 | 0.0041 | 0.0052 | 0.0063 | 0.0073 | 0.0083 | 0.0093 | 0.0103 | 0.0112 | 0.0122 | 0.0131 | 0.014 | 0.015 | 0.0157 | 0.0165 | 0.0173 | 0.0181 | 0.0187 | 0.0194 | 0.0201 | 0.0206 | 0.0212 | 0.0217 | 0.0222 | 0.0227 | 0.0231 | 0.0235 | 0.0239 | 0.0242 | 0.0243
Northwest | Small Office | Average | February | Refrigeration | LDCEU/TDEF | Electric Load with Losses, Incl. Cogeneration | MW | 0 | 0 | 0 | 0 | 0 | 0 | 0 | 0 | 0 | 0 | 0 | 0 | -0.0001 | -0.0002 | -0.0003 | -0.0004 | -0.0006 | -0.0027 | -0.0058 | -0.0087 | -0.013 | -0.017 | -0.0222 | -0.0272 | -0.0299 | -0.0323 | -0.0346 | -0.0367 | -0.0387 | -0.0406 | -0.0424 | -0.0438 | -0.0452 | -0.0465 | -0.0479 | -0.0491 | -0.0502 | -0.0514 | -0.0523 | -0.0533 | -0.0542 | -0.055 | -0.0559 | -0.0565 | -0.0573 | -0.0579 | -0.0584 | -0.059 | -0.0595 | -0.0601 | -0.0606 | -0.0611 | -0.0615 | -0.062 | -0.0625 | -0.063 | -0.0635 | -0.0636
Northwest | Small Office | Average | February | Lighting | LDCEU/TDEF | Electric Load with Losses, Incl. Cogeneration | MW | 0 | -0.2498 | -0.7719 | -1.2871 | -1.7091 | -2.071 | -2.8954 | -3.4661 | -7.4147 | -11.3681 | -13.8811 | -15.2194 | -16.1884 | -16.9973 | -16.5909 | -17.726 | -16.3296 | -13.653 | -13.4018 | -12.6972 | -12.515 | -11.8722 | -11.7042 | -12.1625 | -11.435 | -10.8002 | -10.2529 | -9.7717 | -9.3258 | -8.9105 | -8.5225 | -8.1559 | -7.8117 | -7.4892 | -7.1904 | -6.911 | -6.6508 | -6.407 | -6.1757 | -5.959 | -5.7549 | -5.5596 | -5.3765 | -5.2012 | -5.0361 | -4.8783 | -4.7294 | -4.5823 | -4.4422 | -4.3078 | -4.1779 | -4.0524 | -3.9307 | -3.8126 | -3.6977 | -3.5858 | -3.4765 | -3.3587
Northwest | Small Office | Average | February | Air Conditioning | LDCEU/TDEF | Electric Load with Losses, Incl. Cogeneration | MW | -0.0241 | 0.0265 | 0.071 | 0.1349 | 0.1966 | 0.2961 | 0.2552 | 0.3082 | 0.3441 | 0.4098 | 0.5147 | 0.4808 | 0.4354 | 0.4836 | 0.4786 | 0.4318 | 0.5473 | 0.4314 | 0.4593 | 0.2426 | -0.0392 | -0.3287 | -0.6255 | -0.9096 | -1.1593 | -1.5509 | -1.9219 | -2.2468 | -2.543 | -2.8109 | -3.3678 | -3.8611 | -4.3043 | -4.703 | -5.07 | -5.4043 | -5.7083 | -5.9846 | -6.2287 | -6.4504 | -6.6487 | -6.8224 | -6.981 | -7.1166 | -7.2436 | -7.3536 | -7.4536 | -7.5321 | -7.6025 | -7.6637 | -7.7177 | -7.7633 | -7.801 | -7.8348 | -7.8619 | -7.8828 | -7.9011 | -7.8759
Northwest | Small Office | Average | February | Other Non-Substitutables | LDCEU/TDEF | Electric Load with Losses, Incl. Cogeneration | MW | 0 | 0 | 0 | 0 | 0 | 0 | 0 | 0 | 0 | 0 | 0 | 0 | -0.781 | -1.5425 | -2.2895 | -3.0253 | -3.2346 | -3.6813 | -4.3817 | -4.5871 | -5.1611 | -5.5118 | -5.8225 | -6.2379 | -6.4298 | -6.5823 | -6.7032 | -6.7725 | -6.8132 | -6.8269 | -6.816 | -6.7778 | -6.7212 | -6.6506 | -6.5748 | -6.4899 | -6.4 | -6.3051 | -6.2 | -6.0929 | -5.9828 | -5.8657 | -5.7488 | -5.6263 | -5.505 | -5.3807 | -5.2575 | -5.1257 | -4.9948 | -4.8633 | -4.7305 | -4.5966 | -4.4617 | -4.3263 | -4.1899 | -4.0529 | -3.9153 | -3.7619
Northwest | Small Office | Average | March | Space Heating | LDCEU/TDEF | Electric Load with Losses, Incl. Cogeneration | MW | -0.322 | -0.2518 | -0.2314 | -0.2234 | -0.1866 | -0.1576 | -0.1607 | -0.129 | -0.1091 | -0.0953 | -0.0721 | -0.0668 | -0.0701 | -0.089 | -0.1201 | -0.171 | -0.1573 | -0.1408 | -0.1804 | -0.1811 | -0.1881 | -0.2059 | -0.1948 | -0.2172 | -0.2008 | -0.1915 | -0.1677 | -0.147 | -0.1261 | -0.1042 | -0.0841 | -0.0665 | -0.0502 | -0.035 | -0.0204 | -0.0044 | 0.0104 | 0.0238 | 0.0381 | 0.0506 | 0.061 | 0.072 | 0.0815 | 0.0894 | 0.0982 | 0.1052 | 0.1105 | 0.1164 | 0.1211 | 0.1244 | 0.1289 | 0.1324 | 0.1348 | 0.1382 | 0.1402 | 0.1407 | 0.142 | 0.142
Northwest | Small Office | Average | March | Water Heating | LDCEU/TDEF | Electric Load with Losses, Incl. Cogeneration | MW | 0 | 0 | 0 | 0 | 0 | 0 | 0 | 0 | 0 | 0 | 0 | 0 | 0 | 0 | 0 | 0 | 0 | 0 | 0 | 0 | 0 | 0 | -0.0895 | -0.1636 | -0.1382 | -0.1037 | -0.0585 | -0.0146 | 0.0353 | 0.0896 | 0.1464 | 0.202 | 0.2591 | 0.318 | 0.3816 | 0.4473 | 0.5155 | 0.5854 | 0.6539 | 0.724 | 0.7944 | 0.8629 | 0.9326 | 1.0001 | 1.0687 | 1.1359 | 1.2036 | 1.266 | 1.3282 | 1.3896 | 1.4491 | 1.507 | 1.5633 | 1.6178 | 1.6707 | 1.722 | 1.7714 | 1.8062
Northwest | Small Office | Average | March | Other Substitutables | LDCEU/TDEF | Electric Load with Losses, Incl. Cogeneration | MW | 0 | 0 | 0 | 0 | 0 | 0 | 0 | 0 | 0 | 0 | 0 | 0 | 0 | -0.0008 | -0.0004 | -0.0004 | -0.0008 | -0.0005 | -0.0005 | -0.001 | -0.0013 | -0.0018 | -0.0024 | -0.0025 | -0.0017 | -0.0005 | 0.0008 | 0.0019 | 0.0031 | 0.0043 | 0.0054 | 0.0064 | 0.0075 | 0.0085 | 0.0096 | 0.0105 | 0.0115 | 0.0125 | 0.0135 | 0.0144 | 0.0153 | 0.0162 | 0.017 | 0.0177 | 0.0185 | 0.0192 | 0.0199 | 0.0206 | 0.0211 | 0.0217 | 0.0223 | 0.0228 | 0.0233 | 0.0237 | 0.0241 | 0.0245 | 0.0248 | 0.0251
Northwest | Small Office | Average | March | Refrigeration | LDCEU/TDEF | Electric Load with Losses, Incl. Cogeneration | MW | 0 | 0 | 0 | 0 | 0 | 0 | 0 | 0 | 0 | 0 | 0 | 0 | -0.0001 | -0.0002 | -0.0004 | -0.0005 | -0.0006 | -0.0028 | -0.0061 | -0.009 | -0.0135 | -0.0178 | -0.0232 | -0.0286 | -0.0313 | -0.0337 | -0.0362 | -0.0384 | -0.0406 | -0.0425 | -0.0443 | -0.0459 | -0.0473 | -0.0488 | -0.0502 | -0.0514 | -0.0525 | -0.0539 | -0.0548 | -0.0557 | -0.0566 | -0.0576 | -0.0585 | -0.0591 | -0.0599 | -0.0606 | -0.0612 | -0.0618 | -0.0623 | -0.0629 | -0.0634 | -0.0639 | -0.0644 | -0.065 | -0.0654 | -0.0659 | -0.0664 | -0.0665
Northwest | Small Office | Average | March | Lighting | LDCEU/TDEF | Electric Load with Losses, Incl. Cogeneration | MW | 0 | -0.2668 | -0.8261 | -1.3782 | -1.8304 | -2.2183 | -3.1012 | -3.7125 | -7.938 | -12.1689 | -14.8575 | -16.2895 | -17.3264 | -18.1976 | -17.7552 | -18.9654 | -17.4794 | -14.6027 | -14.3365 | -13.589 | -13.3951 | -12.7082 | -12.5261 | -13.0133 | -12.2351 | -11.5561 | -10.9707 | -10.456 | -9.9791 | -9.5349 | -9.1199 | -8.7278 | -8.3595 | -8.0146 | -7.6949 | -7.3961 | -7.1177 | -6.8568 | -6.6094 | -6.3776 | -6.1592 | -5.9503 | -5.7544 | -5.5668 | -5.3902 | -5.2212 | -5.0619 | -4.9045 | -4.7544 | -4.6107 | -4.4717 | -4.3373 | -4.2071 | -4.0807 | -3.9577 | -3.8379 | -3.7209 | -3.5948
Northwest | Small Office | Average | March | Air Conditioning | LDCEU/TDEF | Electric Load with Losses, Incl. Cogeneration | MW | -0.0424 | 0.0466 | 0.1251 | 0.2374 | 0.3461 | 0.5208 | 0.4493 | 0.5425 | 0.6054 | 0.7212 | 0.9052 | 0.8459 | 0.7659 | 0.8505 | 0.8418 | 0.7595 | 0.962 | 0.7588 | 0.8082 | 0.4267 | -0.069 | -0.5782 | -1.1008 | -1.6015 | -2.0411 | -2.7304 | -3.3838 | -3.9558 | -4.4773 | -4.9491 | -5.9296 | -6.7983 | -7.5785 | -8.2806 | -8.9269 | -9.5154 | -10.0509 | -10.5376 | -10.9672 | -11.3574 | -11.7067 | -12.0127 | -12.2918 | -12.5306 | -12.7542 | -12.9478 | -13.124 | -13.2622 | -13.3862 | -13.4938 | -13.5889 | -13.6692 | -13.7357 | -13.7951 | -13.8426 | -13.8796 | -13.9118 | -13.8673
Northwest | Small Office | Average | March | Other Non-Substitutables | LDCEU/TDEF | Electric Load with Losses, Incl. Cogeneration | MW | 0 | 0 | 0 | 0 | 0 | 0 | 0 | 0 | 0 | 0 | 0 | 0 | -0.805 | -1.591 | -2.3616 | -3.1183 | -3.3336 | -3.7933 | -4.518 | -4.7324 | -5.3269 | -5.689 | -6.0107 | -6.4417 | -6.64 | -6.7975 | -6.9224 | -6.9939 | -7.0361 | -7.0502 | -7.039 | -6.9995 | -6.9411 | -6.8682 | -6.7898 | -6.7022 | -6.6094 | -6.5113 | -6.4027 | -6.2921 | -6.1782 | -6.0574 | -5.9366 | -5.8101 | -5.6848 | -5.5563 | -5.429 | -5.2929 | -5.1577 | -5.0219 | -4.8846 | -4.7463 | -4.6071 | -4.467 | -4.3263 | -4.1847 | -4.0425 | -3.8841
Northwest | Small Office | Average | April | Space Heating | LDCEU/TDEF | Electric Load with Losses, Incl. Cogeneration | MW | -0.3024 | -0.229 | -0.2152 | -0.2001 | -0.172 | -0.1452 | -0.1459 | -0.1102 | -0.106 | -0.083 | -0.0708 | -0.0614 | -0.067 | -0.0735 | -0.1152 | -0.1599 | -0.138 | -0.1321 | -0.1727 | -0.1542 | -0.1733 | -0.1897 | -0.1961 | -0.186 | -0.1843 | -0.1755 | -0.1537 | -0.1346 | -0.1154 | -0.0953 | -0.0767 | -0.0605 | -0.0454 | -0.0314 | -0.0179 | -0.0031 | 0.0105 | 0.023 | 0.0362 | 0.0478 | 0.0575 | 0.0677 | 0.0766 | 0.084 | 0.0921 | 0.0987 | 0.1037 | 0.1093 | 0.1137 | 0.1169 | 0.1212 | 0.1245 | 0.1269 | 0.1301 | 0.1321 | 0.1328 | 0.1341 | 0.1341
Northwest | Small Office | Average | April | Water Heating | LDCEU/TDEF | Electric Load with Losses, Incl. Cogeneration | MW | 0 | 0 | 0 | 0 | 0 | 0 | 0 | 0 | 0 | 0 | 0 | 0 | 0 | 0 | 0 | 0 | 0 | 0 | 0 | 0 | 0 | 0 | -0.0869 | -0.1074 | -0.1098 | -0.0827 | -0.0473 | -0.0129 | 0.0262 | 0.0688 | 0.1133 | 0.1571 | 0.2019 | 0.2481 | 0.2979 | 0.3497 | 0.4033 | 0.4582 | 0.5121 | 0.5672 | 0.6226 | 0.6765 | 0.7314 | 0.7846 | 0.8386 | 0.8915 | 0.9449 | 0.9941 | 1.0432 | 1.0915 | 1.1385 | 1.1842 | 1.2286 | 1.2715 | 1.3132 | 1.3537 | 1.3926 | 1.4203
Northwest | Small Office | Average | April | Other Substitutables | LDCEU/TDEF | Electric Load with Losses, Incl. Cogeneration | MW | 0 | 0 | 0 | 0 | 0 | 0 | 0 | 0 | 0 | 0 | 0 | 0 | 0 | -0.0007 | -0.0004 | -0.0004 | -0.0009 | -0.0004 | -0.0005 | -0.001 | -0.0013 | -0.0017 | -0.0022 | -0.0025 | -0.0017 | -0.0006 | 0.0006 | 0.0019 | 0.0029 | 0.004 | 0.0051 | 0.0062 | 0.0072 | 0.0081 | 0.0091 | 0.0102 | 0.0111 | 0.012 | 0.0129 | 0.0138 | 0.0147 | 0.0155 | 0.0162 | 0.0171 | 0.0178 | 0.0184 | 0.0192 | 0.0198 | 0.0203 | 0.0209 | 0.0214 | 0.0219 | 0.0223 | 0.0227 | 0.0232 | 0.0235 | 0.0238 | 0.024
Northwest | Small Office | Average | April | Refrigeration | LDCEU/TDEF | Electric Load with Losses, Incl. Cogeneration | MW | 0 | 0 | 0 | 0 | 0 | 0 | 0 | 0 | 0 | 0 | 0 | 0 | -0.0001 | -0.0002 | -0.0003 | -0.0005 | -0.0005 | -0.0025 | -0.0055 | -0.0082 | -0.0122 | -0.016 | -0.0208 | -0.0256 | -0.0281 | -0.0303 | -0.0326 | -0.0345 | -0.0364 | -0.0382 | -0.0399 | -0.0413 | -0.0425 | -0.0438 | -0.0451 | -0.0462 | -0.0472 | -0.0484 | -0.0492 | -0.0501 | -0.0509 | -0.0518 | -0.0525 | -0.0532 | -0.0539 | -0.0544 | -0.055 | -0.0555 | -0.056 | -0.0565 | -0.0569 | -0.0574 | -0.0579 | -0.0583 | -0.0588 | -0.0592 | -0.0596 | -0.0598
Northwest | Small Office | Average | April | Lighting | LDCEU/TDEF | Electric Load with Losses, Incl. Cogeneration | MW | 0 | -0.2595 | -0.8062 | -1.3458 | -1.788 | -2.1672 | -3.0296 | -3.6267 | -7.7496 | -11.878 | -14.5006 | -15.8978 | -16.9092 | -17.7663 | -17.3246 | -18.4994 | -17.0601 | -14.237 | -13.9797 | -13.2581 | -13.0688 | -12.3988 | -12.218 | -12.6879 | -11.927 | -11.2626 | -10.6895 | -10.1852 | -9.718 | -9.283 | -8.8765 | -8.4925 | -8.1322 | -7.7947 | -7.4819 | -7.1896 | -6.9173 | -6.6623 | -6.4205 | -6.194 | -5.9807 | -5.7767 | -5.5854 | -5.4024 | -5.2301 | -5.0655 | -4.9102 | -4.7568 | -4.6107 | -4.4709 | -4.3356 | -4.2049 | -4.0783 | -3.9554 | -3.8359 | -3.7195 | -3.6059 | -3.4836
Northwest | Small Office | Average | April | Air Conditioning | LDCEU/TDEF | Electric Load with Losses, Incl. Cogeneration | MW | -0.0444 | 0.0482 | 0.1302 | 0.2474 | 0.3609 | 0.5431 | 0.468 | 0.5643 | 0.6298 | 0.7507 | 0.9437 | 0.8823 | 0.7979 | 0.8865 | 0.8774 | 0.7908 | 1.0026 | 0.7902 | 0.8413 | 0.4451 | -0.0704 | -0.5993 | -1.1413 | -1.66 | -2.118 | -2.8338 | -3.5124 | -4.1062 | -4.6473 | -5.1372 | -6.1545 | -7.0561 | -7.8657 | -8.5943 | -9.2644 | -9.8751 | -10.4307 | -10.9349 | -11.381 | -11.7855 | -12.1476 | -12.4647 | -12.7539 | -13.0017 | -13.2334 | -13.434 | -13.6168 | -13.7599 | -13.8881 | -13.9997 | -14.0981 | -14.1811 | -14.2497 | -14.3111 | -14.36 | -14.3978 | -14.4309 | -14.3846
Northwest | Small Office | Average | April | Other Non-Substitutables | LDCEU/TDEF | Electric Load with Losses, Incl. Cogeneration | MW | 0 | 0 | 0 | 0 | 0 | 0 | 0 | 0 | 0 | 0 | 0 | 0 | -0.7699 | -1.5197 | -2.257 | -2.9861 | -3.1894 | -3.6353 | -4.3252 | -4.5172 | -5.0803 | -5.4233 | -5.7265 | -6.1343 | -6.323 | -6.4733 | -6.5923 | -6.6603 | -6.7003 | -6.7139 | -6.703 | -6.6654 | -6.6099 | -6.5405 | -6.4657 | -6.3822 | -6.2939 | -6.2004 | -6.0972 | -5.9918 | -5.8835 | -5.7684 | -5.6534 | -5.5331 | -5.4138 | -5.2917 | -5.1707 | -5.0412 | -4.9127 | -4.7835 | -4.653 | -4.5215 | -4.3891 | -4.2559 | -4.122 | -3.9875 | -3.8522 | -3.7017
Northwest | Small Office | Average | May | Space Heating | LDCEU/TDEF | Electric Load with Losses, Incl. Cogeneration | MW | -0.1102 | -0.0931 | -0.0835 | -0.0958 | -0.0595 | -0.0671 | -0.0678 | -0.0493 | -0.04 | -0.0389 | -0.0301 | -0.0272 | -0.0278 | -0.0321 | -0.05 | -0.0625 | -0.0556 | -0.0634 | -0.0796 | -0.0684 | -0.0698 | -0.0745 | -0.0762 | -0.0771 | -0.0747 | -0.0716 | -0.0632 | -0.0561 | -0.0489 | -0.0413 | -0.0343 | -0.0282 | -0.0226 | -0.0173 | -0.0122 | -0.0068 | -0.0016 | 0.003 | 0.0079 | 0.0122 | 0.0158 | 0.0195 | 0.0228 | 0.0255 | 0.0285 | 0.0309 | 0.0327 | 0.0347 | 0.0362 | 0.0373 | 0.0389 | 0.04 | 0.0408 | 0.0419 | 0.0426 | 0.0428 | 0.0432 | 0.0432
Northwest | Small Office | Average | May | Water Heating | LDCEU/TDEF | Electric Load with Losses, Incl. Cogeneration | MW | 0 | 0 | 0 | 0 | 0 | 0 | 0 | 0 | 0 | 0 | 0 | 0 | 0 | 0 | 0 | 0 | 0 | 0 | 0 | 0 | 0 | 0 | -0.049 | -0.0788 | -0.0713 | -0.0538 | -0.0311 | -0.009 | 0.0161 | 0.0436 | 0.0722 | 0.1004 | 0.1294 | 0.1592 | 0.1912 | 0.2246 | 0.2593 | 0.2946 | 0.3296 | 0.3652 | 0.401 | 0.4358 | 0.4713 | 0.5058 | 0.5407 | 0.575 | 0.6096 | 0.6414 | 0.6732 | 0.7047 | 0.735 | 0.7647 | 0.7934 | 0.8213 | 0.8484 | 0.8746 | 0.8998 | 0.9178
Northwest | Small Office | Average | May | Other Substitutables | LDCEU/TDEF | Electric Load with Losses, Incl. Cogeneration | MW | 0 | 0 | 0 | 0 | 0 | 0 | 0 | 0 | 0 | 0 | 0 | 0 | 0 | -0.0007 | -0.0003 | -0.0004 | -0.0008 | -0.0004 | -0.0005 | -0.0009 | -0.0012 | -0.0015 | -0.0021 | -0.0023 | -0.0016 | -0.0005 | 0.0007 | 0.0018 | 0.0028 | 0.0039 | 0.0049 | 0.0059 | 0.0069 | 0.0077 | 0.0087 | 0.0096 | 0.0105 | 0.0114 | 0.0123 | 0.013 | 0.0139 | 0.0146 | 0.0154 | 0.0161 | 0.0168 | 0.0175 | 0.0181 | 0.0186 | 0.0192 | 0.0197 | 0.0202 | 0.0207 | 0.0211 | 0.0215 | 0.0218 | 0.0222 | 0.0226 | 0.0227
Northwest | Small Office | Average | May | Refrigeration | LDCEU/TDEF | Electric Load with Losses, Incl. Cogeneration | MW | 0 | 0 | 0 | 0 | 0 | 0 | 0 | 0 | 0 | 0 | 0 | 0 | 0 | -0.0002 | -0.0003 | -0.0003 | -0.0004 | -0.0018 | -0.0039 | -0.0059 | -0.0087 | -0.0115 | -0.0151 | -0.0185 | -0.0202 | -0.0218 | -0.0234 | -0.0248 | -0.0262 | -0.0275 | -0.0288 | -0.0297 | -0.0307 | -0.0315 | -0.0324 | -0.0333 | -0.034 | -0.0349 | -0.0355 | -0.036 | -0.0367 | -0.0373 | -0.0378 | -0.0383 | -0.0388 | -0.0393 | -0.0396 | -0.0399 | -0.0404 | -0.0407 | -0.041 | -0.0414 | -0.0417 | -0.042 | -0.0424 | -0.0427 | -0.043 | -0.0431
Northwest | Small Office | Average | May | Lighting | LDCEU/TDEF | Electric Load with Losses, Incl. Cogeneration | MW | 0 | -0.2493 | -0.7657 | -1.2753 | -1.692 | -2.0496 | -2.8659 | -3.4306 | -7.3493 | -11.2723 | -13.7679 | -15.0962 | -16.0569 | -16.844 | -16.4597 | -17.5964 | -16.1884 | -13.5642 | -13.3056 | -12.5868 | -12.3991 | -11.7534 | -11.5771 | -12.0258 | -11.2982 | -10.6622 | -10.1123 | -9.6278 | -9.1788 | -8.761 | -8.3709 | -8.003 | -7.6578 | -7.3348 | -7.0353 | -6.7558 | -6.4957 | -6.2519 | -6.0214 | -5.8055 | -5.6024 | -5.4082 | -5.2264 | -5.0526 | -4.8892 | -4.7332 | -4.5862 | -4.4413 | -4.3033 | -4.1713 | -4.0438 | -3.9208 | -3.8017 | -3.6862 | -3.5741 | -3.4649 | -3.3584 | -3.244
Northwest | Small Office | Average | May | Air Conditioning | LDCEU/TDEF | Electric Load with Losses, Incl. Cogeneration | MW | -0.0986 | 0.1001 | 0.2774 | 0.5049 | 0.8061 | 1.1152 | 0.9567 | 1.1562 | 1.3439 | 1.5329 | 1.9448 | 1.858 | 1.6918 | 1.8765 | 1.8172 | 1.6248 | 2.0783 | 1.6139 | 1.7155 | 0.9189 | -0.1377 | -1.2324 | -2.3476 | -3.4545 | -4.3654 | -5.844 | -7.2446 | -8.47 | -9.5855 | -10.5957 | -12.691 | -14.5499 | -16.2181 | -17.7185 | -19.0961 | -20.3531 | -21.4977 | -22.5311 | -23.4512 | -24.283 | -25.0264 | -25.6771 | -26.2704 | -26.7797 | -27.255 | -27.6663 | -28.0426 | -28.3358 | -28.5975 | -28.8256 | -29.0264 | -29.1953 | -29.3344 | -29.4584 | -29.5565 | -29.6317 | -29.6969 | -29.6007
Northwest | Small Office | Average | May | Other Non-Substitutables | LDCEU/TDEF | Electric Load with Losses, Incl. Cogeneration | MW | 0 | 0 | 0 | 0 | 0 | 0 | 0 | 0 | 0 | 0 | 0 | 0 | -0.7097 | -1.3938 | -2.072 | -2.7608 | -2.9436 | -3.373 | -3.991 | -4.1287 | -4.6252 | -4.9283 | -5.1916 | -5.5469 | -5.717 | -5.8527 | -5.96 | -6.0214 | -6.0571 | -6.069 | -6.0587 | -6.0247 | -5.9744 | -5.9115 | -5.8435 | -5.768 | -5.6883 | -5.6034 | -5.5105 | -5.4154 | -5.3176 | -5.2136 | -5.1099 | -5.0015 | -4.894 | -4.784 | -4.6752 | -4.5587 | -4.4428 | -4.3266 | -4.2091 | -4.0907 | -3.9715 | -3.8517 | -3.7312 | -3.6101 | -3.4883 | -3.3528
Northwest | Small Office | Average | June | Space Heating | LDCEU/TDEF | Electric Load with Losses, Incl. Cogeneration | MW | -0.0689 | -0.0556 | -0.0456 | -0.0451 | -0.0379 | -0.0311 | -0.0341 | -0.0224 | -0.0248 | -0.0173 | -0.0128 | -0.0132 | -0.0172 | -0.0144 | -0.0266 | -0.038 | -0.0262 | -0.0333 | -0.0396 | -0.0389 | -0.0341 | -0.0425 | -0.0283 | -0.0382 | -0.0375 | -0.036 | -0.032 | -0.0283 | -0.0248 | -0.021 | -0.0176 | -0.0146 | -0.0117 | -0.0091 | -0.0066 | -0.0039 | -0.0014 | 0.0009 | 0.0033 | 0.0055 | 0.0072 | 0.0091 | 0.0108 | 0.0121 | 0.0135 | 0.0148 | 0.0156 | 0.0166 | 0.0174 | 0.0179 | 0.0187 | 0.0193 | 0.0197 | 0.0203 | 0.0206 | 0.0207 | 0.0208 | 0.0209
Northwest | Small Office | Average | June | Water Heating | LDCEU/TDEF | Electric Load with Losses, Incl. Cogeneration | MW | 0 | 0 | 0 | 0 | 0 | 0 | 0 | 0 | 0 | 0 | 0 | 0 | 0 | 0 | 0 | 0 | 0 | 0 | 0 | 0 | 0 | 0 | -0.0238 | -0.053 | -0.0472 | -0.0357 | -0.0206 | -0.0061 | 0.0105 | 0.0287 | 0.0476 | 0.0662 | 0.0854 | 0.1051 | 0.1263 | 0.1483 | 0.1713 | 0.1947 | 0.2178 | 0.2414 | 0.2651 | 0.2882 | 0.3116 | 0.3344 | 0.3576 | 0.3803 | 0.4032 | 0.4244 | 0.4454 | 0.4662 | 0.4863 | 0.506 | 0.5251 | 0.5436 | 0.5615 | 0.5789 | 0.5957 | 0.6076
Northwest | Small Office | Average | June | Other Substitutables | LDCEU/TDEF | Electric Load with Losses, Incl. Cogeneration | MW | 0 | 0 | 0 | 0 | 0 | 0 | 0 | 0 | 0 | 0 | 0 | 0 | 0 | -0.0007 | -0.0004 | -0.0003 | -0.0008 | -0.0005 | -0.0004 | -0.0009 | -0.0011 | -0.0015 | -0.0021 | -0.0022 | -0.0016 | -0.0004 | 0.0007 | 0.0018 | 0.0029 | 0.0039 | 0.0049 | 0.0059 | 0.0068 | 0.0077 | 0.0086 | 0.0096 | 0.0105 | 0.0114 | 0.0122 | 0.0131 | 0.0138 | 0.0146 | 0.0154 | 0.016 | 0.0167 | 0.0174 | 0.0181 | 0.0187 | 0.0191 | 0.0197 | 0.0202 | 0.0206 | 0.021 | 0.0214 | 0.0218 | 0.0222 | 0.0225 | 0.0226
Northwest | Small Office | Average | June | Refrigeration | LDCEU/TDEF | Electric Load with Losses, Incl. Cogeneration | MW | 0 | 0 | 0 | 0 | 0 | 0 | 0 | 0 | 0 | 0 | 0 | 0 | -0.0001 | -0.0001 | -0.0002 | -0.0003 | -0.0003 | -0.0016 | -0.0034 | -0.0051 | -0.0076 | -0.0099 | -0.013 | -0.016 | -0.0175 | -0.0189 | -0.0203 | -0.0215 | -0.0227 | -0.0237 | -0.0248 | -0.0257 | -0.0265 | -0.0273 | -0.0281 | -0.0288 | -0.0294 | -0.0302 | -0.0306 | -0.0312 | -0.0317 | -0.0322 | -0.0327 | -0.0331 | -0.0335 | -0.0339 | -0.0343 | -0.0346 | -0.0348 | -0.0351 | -0.0355 | -0.0358 | -0.0361 | -0.0363 | -0.0366 | -0.0369 | -0.0372 | -0.0372
Northwest | Small Office | Average | June | Lighting | LDCEU/TDEF | Electric Load with Losses, Incl. Cogeneration | MW | 0 | -0.2465 | -0.7556 | -1.2579 | -1.6686 | -2.021 | -2.826 | -3.3829 | -7.25 | -11.1215 | -13.5847 | -14.8957 | -15.8434 | -16.6153 | -16.242 | -17.3668 | -15.9705 | -13.3906 | -13.1323 | -12.4169 | -12.2296 | -11.5899 | -11.4132 | -11.8544 | -11.1343 | -10.5045 | -9.9595 | -9.4788 | -9.0335 | -8.6193 | -8.2325 | -7.868 | -7.5262 | -7.2062 | -6.9097 | -6.6331 | -6.3756 | -6.1344 | -5.9066 | -5.6932 | -5.4925 | -5.3008 | -5.1213 | -4.9499 | -4.7886 | -4.6349 | -4.4902 | -4.3475 | -4.2117 | -4.0819 | -3.9566 | -3.8357 | -3.7187 | -3.6053 | -3.4952 | -3.3882 | -3.2837 | -3.1716
Northwest | Small Office | Average | June | Air Conditioning | LDCEU/TDEF | Electric Load with Losses, Incl. Cogeneration | MW | -0.1452 | 0.1461 | 0.4211 | 0.7883 | 1.1461 | 1.7331 | 1.4782 | 1.9294 | 1.9613 | 2.4686 | 3.1734 | 2.9174 | 2.4955 | 2.9758 | 2.8192 | 2.4664 | 3.2579 | 2.4879 | 2.6046 | 1.3874 | -0.1936 | -1.817 | -3.9867 | -5.36 | -6.8343 | -9.1577 | -11.3566 | -13.2785 | -15.027 | -16.6113 | -19.8921 | -22.8057 | -25.419 | -27.7684 | -29.9228 | -31.8902 | -33.6838 | -35.2942 | -36.7361 | -38.0355 | -39.1969 | -40.2135 | -41.1401 | -41.9352 | -42.6768 | -43.3174 | -43.9061 | -44.3596 | -44.7656 | -45.1187 | -45.4284 | -45.6883 | -45.901 | -46.0896 | -46.2374 | -46.3493 | -46.4453 | -46.2942
Northwest | Small Office | Average | June | Other Non-Substitutables | LDCEU/TDEF | Electric Load with Losses, Incl. Cogeneration | MW | 0 | 0 | 0 | 0 | 0 | 0 | 0 | 0 | 0 | 0 | 0 | 0 | -0.7014 | -1.3747 | -2.0447 | -2.733 | -2.9112 | -3.344 | -3.9481 | -4.0666 | -4.5479 | -4.8422 | -5.0956 | -5.4386 | -5.6052 | -5.7383 | -5.8435 | -5.9036 | -5.9384 | -5.9499 | -5.9397 | -5.9064 | -5.8569 | -5.7953 | -5.7285 | -5.6545 | -5.5764 | -5.4929 | -5.4021 | -5.3089 | -5.2131 | -5.1112 | -5.0095 | -4.9035 | -4.7982 | -4.6906 | -4.5843 | -4.4701 | -4.3568 | -4.243 | -4.1281 | -4.0123 | -3.8957 | -3.7784 | -3.6605 | -3.542 | -3.423 | -3.2903
Northwest | Small Office | Average | July | Space Heating | LDCEU/TDEF | Electric Load with Losses, Incl. Cogeneration | MW | -0.0367 | -0.0156 | -0.0142 | -0.0127 | -0.0134 | -0.0089 | -0.013 | -0.0099 | -0.0091 | -0.0059 | -0.0045 | -0.0044 | -0.0049 | -0.0049 | -0.0071 | -0.0117 | -0.0082 | -0.0111 | -0.0158 | -0.0129 | -0.0111 | -0.0112 | -0.0112 | -0.0169 | -0.0137 | -0.0131 | -0.0116 | -0.0103 | -0.0089 | -0.0075 | -0.0062 | -0.0051 | -0.0041 | -0.0031 | -0.0021 | -0.0011 | -0.0002 | 0.0008 | 0.0016 | 0.0024 | 0.0031 | 0.0038 | 0.0045 | 0.005 | 0.0055 | 0.006 | 0.0064 | 0.0067 | 0.0071 | 0.0073 | 0.0076 | 0.0078 | 0.008 | 0.0082 | 0.0083 | 0.0084 | 0.0085 | 0.0085
Northwest | Small Office | Average | July | Water Heating | LDCEU/TDEF | Electric Load with Losses, Incl. Cogeneration | MW | 0 | 0 | 0 | 0 | 0 | 0 | 0 | 0 | 0 | 0 | 0 | 0 | 0 | 0 | 0 | 0 | 0 | 0 | 0 | 0 | 0 | 0 | -0.0182 | -0.0379 | -0.0295 | -0.0221 | -0.0125 | -0.0031 | 0.0076 | 0.0192 | 0.0313 | 0.0433 | 0.0556 | 0.0682 | 0.0818 | 0.0959 | 0.1107 | 0.1256 | 0.1404 | 0.1555 | 0.1706 | 0.1853 | 0.2003 | 0.2148 | 0.2296 | 0.2441 | 0.2587 | 0.2723 | 0.2857 | 0.2989 | 0.3118 | 0.3243 | 0.3364 | 0.3483 | 0.3597 | 0.3708 | 0.3815 | 0.389
Northwest | Small Office | Average | July | Other Substitutables | LDCEU/TDEF | Electric Load with Losses, Incl. Cogeneration | MW | 0 | 0 | 0 | 0 | 0 | 0 | 0 | 0 | 0 | 0 | 0 | 0 | 0 | -0.0007 | -0.0004 | -0.0003 | -0.0008 | -0.0004 | -0.0004 | -0.0008 | -0.001 | -0.0014 | -0.0019 | -0.002 | -0.0014 | -0.0004 | 0.0007 | 0.0018 | 0.0028 | 0.0038 | 0.0048 | 0.0057 | 0.0065 | 0.0075 | 0.0083 | 0.0092 | 0.01 | 0.0109 | 0.0117 | 0.0124 | 0.0132 | 0.0139 | 0.0147 | 0.0153 | 0.0159 | 0.0166 | 0.0172 | 0.0177 | 0.0183 | 0.0187 | 0.0192 | 0.0196 | 0.02 | 0.0203 | 0.0208 | 0.0211 | 0.0214 | 0.0215
Northwest | Small Office | Average | July | Refrigeration | LDCEU/TDEF | Electric Load with Losses, Incl. Cogeneration | MW | 0 | 0 | 0 | 0 | 0 | 0 | 0 | 0 | 0 | 0 | 0 | 0 | 0 | -0.0002 | -0.0002 | -0.0003 | -0.0003 | -0.0015 | -0.0032 | -0.0048 | -0.0072 | -0.0094 | -0.0123 | -0.0151 | -0.0165 | -0.0177 | -0.0191 | -0.0203 | -0.0214 | -0.0224 | -0.0233 | -0.0241 | -0.025 | -0.0257 | -0.0264 | -0.0271 | -0.0276 | -0.0284 | -0.0288 | -0.0293 | -0.0298 | -0.0303 | -0.0308 | -0.0311 | -0.0315 | -0.0319 | -0.0322 | -0.0325 | -0.0328 | -0.033 | -0.0333 | -0.0336 | -0.0339 | -0.0342 | -0.0345 | -0.0347 | -0.035 | -0.035
Northwest | Small Office | Average | July | Lighting | LDCEU/TDEF | Electric Load with Losses, Incl. Cogeneration | MW | 0 | -0.2326 | -0.6905 | -1.1422 | -1.5092 | -1.8247 | -2.5529 | -3.0557 | -6.5976 | -10.1414 | -12.4051 | -13.6067 | -14.4747 | -15.1118 | -14.8641 | -15.9494 | -14.5663 | -12.3586 | -12.0911 | -11.3546 | -11.1719 | -10.5716 | -10.4096 | -10.8341 | -10.1762 | -9.6007 | -9.1029 | -8.6641 | -8.2576 | -7.8793 | -7.5263 | -7.1935 | -6.8815 | -6.5894 | -6.3188 | -6.0662 | -5.8311 | -5.6109 | -5.4029 | -5.208 | -5.0246 | -4.8495 | -4.6855 | -4.5289 | -4.3816 | -4.241 | -4.1086 | -3.9782 | -3.854 | -3.7352 | -3.6206 | -3.51 | -3.4029 | -3.2992 | -3.1984 | -3.1004 | -3.0047 | -2.902
Northwest | Small Office | Average | July | Air Conditioning | LDCEU/TDEF | Electric Load with Losses, Incl. Cogeneration | MW | -0.2087 | 0.2573 | 0.7061 | 1.4002 | 1.7981 | 2.8782 | 2.3263 | 2.8192 | 3.0883 | 3.9536 | 4.8903 | 4.6158 | 4.1684 | 4.5906 | 4.7907 | 4.19 | 5.2197 | 4.21 | 3.9988 | 2.2408 | -0.2644 | -2.9862 | -5.7216 | -7.8958 | -10.9082 | -14.6331 | -18.1532 | -21.2275 | -24.0222 | -26.5569 | -31.7968 | -36.4542 | -40.6297 | -44.3818 | -47.8203 | -50.9613 | -53.8291 | -56.3903 | -58.6936 | -60.7644 | -62.6161 | -64.2382 | -65.7159 | -66.9817 | -68.1628 | -69.1804 | -70.1198 | -70.8335 | -71.4758 | -72.0325 | -72.5195 | -72.9264 | -73.257 | -73.5487 | -73.775 | -73.9438 | -74.0864 | -73.8456
Northwest | Small Office | Average | July | Other Non-Substitutables | LDCEU/TDEF | Electric Load with Losses, Incl. Cogeneration | MW | 0 | 0 | 0 | 0 | 0 | 0 | 0 | 0 | 0 | 0 | 0 | 0 | -0.6592 | -1.2917 | -1.9184 | -2.5642 | -2.7344 | -3.1426 | -3.7 | -3.8125 | -4.2596 | -4.53 | -4.7646 | -5.0791 | -5.234 | -5.3573 | -5.4549 | -5.5106 | -5.5428 | -5.5531 | -5.5433 | -5.512 | -5.4657 | -5.4079 | -5.3454 | -5.2763 | -5.2032 | -5.1252 | -5.0402 | -4.9532 | -4.8636 | -4.7683 | -4.6733 | -4.5741 | -4.4757 | -4.375 | -4.2755 | -4.169 | -4.063 | -3.9567 | -3.8492 | -3.741 | -3.632 | -3.5224 | -3.4121 | -3.3014 | -3.1899 | -3.0659
Northwest | Small Office | Average | August | Space Heating | LDCEU/TDEF | Electric Load with Losses, Incl. Cogeneration | MW | -0.0247 | -0.0182 | -0.02 | -0.0146 | -0.0109 | -0.0099 | -0.0105 | -0.0099 | -0.0077 | -0.007 | -0.005 | -0.0044 | -0.0049 | -0.0064 | -0.0098 | -0.0115 | -0.0103 | -0.0112 | -0.0121 | -0.0105 | -0.0119 | -0.0117 | -0.0122 | -0.0128 | -0.0134 | -0.0128 | -0.0113 | -0.0099 | -0.0086 | -0.0073 | -0.006 | -0.0049 | -0.0039 | -0.0029 | -0.002 | -0.001 | -0.0001 | 0.0008 | 0.0017 | 0.0026 | 0.0032 | 0.0039 | 0.0045 | 0.0051 | 0.0056 | 0.006 | 0.0064 | 0.0068 | 0.0071 | 0.0073 | 0.0076 | 0.0078 | 0.008 | 0.0082 | 0.0083 | 0.0084 | 0.0085 | 0.0086
Northwest | Small Office | Average | August | Water Heating | LDCEU/TDEF | Electric Load with Losses, Incl. Cogeneration | MW | 0 | 0 | 0 | 0 | 0 | 0 | 0 | 0 | 0 | 0 | 0 | 0 | 0 | 0 | 0 | 0 | 0 | 0 | 0 | 0 | 0 | 0 | -0.0199 | -0.0325 | -0.0291 | -0.0218 | -0.0122 | -0.0029 | 0.0076 | 0.0191 | 0.0311 | 0.043 | 0.0552 | 0.0676 | 0.0811 | 0.0951 | 0.1096 | 0.1244 | 0.1391 | 0.1539 | 0.1689 | 0.1834 | 0.1983 | 0.2127 | 0.2272 | 0.2416 | 0.256 | 0.2694 | 0.2826 | 0.2957 | 0.3084 | 0.3207 | 0.3328 | 0.3445 | 0.3557 | 0.3667 | 0.3773 | 0.3847
Northwest | Small Office | Average | August | Other Substitutables | LDCEU/TDEF | Electric Load with Losses, Incl. Cogeneration | MW | 0 | 0 | 0 | 0 | 0 | 0 | 0 | 0 | 0 | 0 | 0 | 0 | 0 | -0.0007 | -0.0004 | -0.0004 | -0.0008 | -0.0004 | -0.0005 | -0.0009 | -0.001 | -0.0014 | -0.0019 | -0.002 | -0.0014 | -0.0003 | 0.0008 | 0.0018 | 0.0028 | 0.0038 | 0.0047 | 0.0057 | 0.0066 | 0.0075 | 0.0083 | 0.0092 | 0.01 | 0.0109 | 0.0117 | 0.0125 | 0.0133 | 0.014 | 0.0146 | 0.0154 | 0.016 | 0.0166 | 0.0172 | 0.0177 | 0.0182 | 0.0188 | 0.0193 | 0.0196 | 0.0201 | 0.0204 | 0.0207 | 0.0211 | 0.0214 | 0.0215
Northwest | Small Office | Average | August | Refrigeration | LDCEU/TDEF | Electric Load with Losses, Incl. Cogeneration | MW | 0 | 0 | 0 | 0 | 0 | 0 | 0 | 0 | 0 | 0 | 0 | 0 | -0.0001 | -0.0001 | -0.0002 | -0.0003 | -0.0003 | -0.0015 | -0.0032 | -0.0049 | -0.0073 | -0.0095 | -0.0125 | -0.0154 | -0.0168 | -0.0181 | -0.0194 | -0.0206 | -0.0217 | -0.0228 | -0.0238 | -0.0246 | -0.0254 | -0.0261 | -0.0269 | -0.0276 | -0.0282 | -0.0289 | -0.0293 | -0.0299 | -0.0304 | -0.0309 | -0.0314 | -0.0317 | -0.0321 | -0.0325 | -0.0328 | -0.0331 | -0.0334 | -0.0337 | -0.034 | -0.0343 | -0.0345 | -0.0348 | -0.0351 | -0.0354 | -0.0356 | -0.0356
Northwest | Small Office | Average | August | Lighting | LDCEU/TDEF | Electric Load with Losses, Incl. Cogeneration | MW | 0 | -0.2385 | -0.71 | -1.1751 | -1.5532 | -1.8782 | -2.6276 | -3.1453 | -6.7864 | -10.4297 | -12.756 | -13.9912 | -14.8835 | -15.545 | -15.2817 | -16.3924 | -14.9801 | -12.6963 | -12.4242 | -11.6746 | -11.488 | -10.8723 | -10.7061 | -11.1407 | -10.4644 | -9.8729 | -9.3612 | -8.9103 | -8.4925 | -8.1037 | -7.7409 | -7.3989 | -7.0781 | -6.7779 | -6.4996 | -6.24 | -5.9984 | -5.7719 | -5.5582 | -5.3577 | -5.1692 | -4.9892 | -4.8205 | -4.6595 | -4.508 | -4.3634 | -4.2273 | -4.0931 | -3.9655 | -3.8434 | -3.7254 | -3.6117 | -3.5015 | -3.3948 | -3.2912 | -3.1903 | -3.092 | -2.9863
Northwest | Small Office | Average | August | Air Conditioning | LDCEU/TDEF | Electric Load with Losses, Incl. Cogeneration | MW | -0.2302 | 0.2425 | 0.64 | 1.3235 | 1.9873 | 2.8086 | 2.5607 | 2.8994 | 3.3519 | 3.7743 | 4.7841 | 4.6976 | 4.271 | 4.3897 | 4.4321 | 4.2439 | 4.9661 | 4.2198 | 4.6134 | 2.4899 | -0.276 | -3.0021 | -5.6508 | -9.0468 | -11.0984 | -14.8871 | -18.4679 | -21.5953 | -24.4386 | -27.0171 | -32.3484 | -37.0866 | -41.3348 | -45.1523 | -48.6512 | -51.8469 | -54.7647 | -57.3715 | -59.7147 | -61.822 | -63.7063 | -65.357 | -66.8608 | -68.1489 | -69.3509 | -70.3867 | -71.3426 | -72.0693 | -72.7233 | -73.2902 | -73.7861 | -74.2008 | -74.5378 | -74.8352 | -75.0662 | -75.2384 | -75.3844 | -75.1395
Northwest | Small Office | Average | August | Other Non-Substitutables | LDCEU/TDEF | Electric Load with Losses, Incl. Cogeneration | MW | 0 | 0 | 0 | 0 | 0 | 0 | 0 | 0 | 0 | 0 | 0 | 0 | -0.6619 | -1.2972 | -1.9268 | -2.5745 | -2.7454 | -3.1544 | -3.7156 | -3.83 | -4.2804 | -4.553 | -4.7895 | -5.1067 | -5.2626 | -5.3866 | -5.4848 | -5.5408 | -5.5732 | -5.5836 | -5.5739 | -5.5424 | -5.4958 | -5.4378 | -5.3749 | -5.3054 | -5.2319 | -5.1536 | -5.0681 | -4.9806 | -4.8905 | -4.7947 | -4.6992 | -4.5995 | -4.5005 | -4.3993 | -4.2993 | -4.1921 | -4.0854 | -3.9786 | -3.8706 | -3.7617 | -3.652 | -3.5418 | -3.431 | -3.3196 | -3.2076 | -3.0828
Northwest | Small Office | Average | September | Space Heating | LDCEU/TDEF | Electric Load with Losses, Incl. Cogeneration | MW | -0.0601 | -0.0431 | -0.0381 | -0.0508 | -0.033 | -0.0267 | -0.0297 | -0.0253 | -0.0206 | -0.0179 | -0.0132 | -0.0155 | -0.0169 | -0.016 | -0.0285 | -0.0314 | -0.0259 | -0.0278 | -0.0282 | -0.0299 | -0.0365 | -0.0342 | -0.043 | -0.0448 | -0.0372 | -0.0356 | -0.0313 | -0.0278 | -0.0241 | -0.0203 | -0.0168 | -0.0137 | -0.0109 | -0.0081 | -0.0057 | -0.0029 | -0.0003 | 0.002 | 0.0046 | 0.0068 | 0.0085 | 0.0105 | 0.0122 | 0.0136 | 0.0151 | 0.0163 | 0.0172 | 0.0182 | 0.0191 | 0.0196 | 0.0205 | 0.0211 | 0.0215 | 0.0221 | 0.0224 | 0.0225 | 0.0228 | 0.0228
Northwest | Small Office | Average | September | Water Heating | LDCEU/TDEF | Electric Load with Losses, Incl. Cogeneration | MW | 0 | 0 | 0 | 0 | 0 | 0 | 0 | 0 | 0 | 0 | 0 | 0 | 0 | 0 | 0 | 0 | 0 | 0 | 0 | 0 | 0 | 0 | -0.0441 | -0.0699 | -0.0506 | -0.0378 | -0.021 | -0.0046 | 0.014 | 0.0341 | 0.0552 | 0.0761 | 0.0973 | 0.1192 | 0.1428 | 0.1673 | 0.1926 | 0.2186 | 0.2442 | 0.2703 | 0.2965 | 0.3219 | 0.3477 | 0.373 | 0.3984 | 0.4234 | 0.4486 | 0.4719 | 0.495 | 0.5179 | 0.54 | 0.5616 | 0.5826 | 0.6029 | 0.6226 | 0.6416 | 0.66 | 0.6731
Northwest | Small Office | Average | September | Other Substitutables | LDCEU/TDEF | Electric Load with Losses, Incl. Cogeneration | MW | 0 | 0 | 0 | 0 | 0 | 0 | 0 | 0 | 0 | 0 | 0 | 0 | 0 | -0.0007 | -0.0004 | -0.0004 | -0.0008 | -0.0004 | -0.0005 | -0.0009 | -0.0012 | -0.0016 | -0.0022 | -0.0023 | -0.0016 | -0.0005 | 0.0008 | 0.0019 | 0.0031 | 0.0042 | 0.0053 | 0.0064 | 0.0073 | 0.0083 | 0.0093 | 0.0102 | 0.0112 | 0.0121 | 0.013 | 0.0139 | 0.0147 | 0.0156 | 0.0163 | 0.0171 | 0.0179 | 0.0185 | 0.0193 | 0.0198 | 0.0204 | 0.021 | 0.0214 | 0.022 | 0.0224 | 0.0228 | 0.0232 | 0.0235 | 0.0239 | 0.0241
Northwest | Small Office | Average | September | Refrigeration | LDCEU/TDEF | Electric Load with Losses, Incl. Cogeneration | MW | 0 | 0 | 0 | 0 | 0 | 0 | 0 | 0 | 0 | 0 | 0 | 0 | 0 | -0.0002 | -0.0002 | -0.0003 | -0.0004 | -0.0019 | -0.0042 | -0.0062 | -0.0094 | -0.0123 | -0.016 | -0.0197 | -0.0216 | -0.0233 | -0.025 | -0.0265 | -0.028 | -0.0293 | -0.0305 | -0.0317 | -0.0327 | -0.0336 | -0.0346 | -0.0354 | -0.0362 | -0.0372 | -0.0378 | -0.0384 | -0.0391 | -0.0397 | -0.0403 | -0.0408 | -0.0413 | -0.0418 | -0.0422 | -0.0426 | -0.043 | -0.0434 | -0.0438 | -0.0441 | -0.0444 | -0.0448 | -0.0452 | -0.0454 | -0.0458 | -0.0458
Northwest | Small Office | Average | September | Lighting | LDCEU/TDEF | Electric Load with Losses, Incl. Cogeneration | MW | 0 | -0.2623 | -0.7883 | -1.307 | -1.7295 | -2.0926 | -2.927 | -3.5037 | -7.5434 | -11.5862 | -14.1647 | -15.5348 | -16.5251 | -17.2823 | -16.9593 | -18.1738 | -16.6414 | -14.0566 | -13.7658 | -12.9617 | -12.7598 | -12.0827 | -11.899 | -12.3763 | -11.6275 | -10.9731 | -10.4075 | -9.9091 | -9.4475 | -9.0178 | -8.6167 | -8.2383 | -7.8834 | -7.5512 | -7.2433 | -6.9558 | -6.6883 | -6.4375 | -6.2004 | -5.9784 | -5.7693 | -5.5695 | -5.3824 | -5.2037 | -5.0354 | -4.8748 | -4.7235 | -4.5743 | -4.4323 | -4.2964 | -4.165 | -4.0383 | -3.9156 | -3.7967 | -3.6811 | -3.5686 | -3.4588 | -3.3408
Northwest | Small Office | Average | September | Air Conditioning | LDCEU/TDEF | Electric Load with Losses, Incl. Cogeneration | MW | -0.1609 | 0.1795 | 0.5026 | 0.8101 | 1.2926 | 1.9627 | 1.6706 | 1.9395 | 2.2447 | 2.5991 | 3.3376 | 2.9303 | 2.6463 | 3.0612 | 2.9184 | 2.7975 | 3.49 | 2.7956 | 3.4088 | 1.635 | -0.2127 | -2.0732 | -3.6834 | -5.4334 | -7.4129 | -9.933 | -12.3179 | -14.4024 | -16.2993 | -18.0182 | -21.5782 | -24.7388 | -27.5743 | -30.1237 | -32.4628 | -34.5979 | -36.5444 | -38.2938 | -39.8575 | -41.2678 | -42.5291 | -43.6337 | -44.6404 | -45.5032 | -46.3088 | -47.0043 | -47.6431 | -48.1351 | -48.5763 | -48.9596 | -49.296 | -49.5782 | -49.8093 | -50.0144 | -50.1752 | -50.2972 | -50.4018 | -50.2386
Northwest | Small Office | Average | September | Other Non-Substitutables | LDCEU/TDEF | Electric Load with Losses, Incl. Cogeneration | MW | 0 | 0 | 0 | 0 | 0 | 0 | 0 | 0 | 0 | 0 | 0 | 0 | -0.7489 | -1.4712 | -2.1848 | -2.91 | -3.1047 | -3.559 | -4.2043 | -4.3515 | -4.8725 | -5.1876 | -5.4632 | -5.8331 | -6.0116 | -6.1535 | -6.2659 | -6.3301 | -6.3673 | -6.3795 | -6.3686 | -6.3326 | -6.2795 | -6.2133 | -6.1417 | -6.0622 | -5.9782 | -5.8889 | -5.7912 | -5.6912 | -5.5881 | -5.4787 | -5.3694 | -5.2553 | -5.1421 | -5.0264 | -4.9118 | -4.7891 | -4.6672 | -4.5449 | -4.4212 | -4.2966 | -4.1712 | -4.045 | -3.9182 | -3.7907 | -3.6625 | -3.5197
Northwest | Small Office | Average | October | Space Heating | LDCEU/TDEF | Electric Load with Losses, Incl. Cogeneration | MW | -0.1922 | -0.1717 | -0.1485 | -0.1455 | -0.1209 | -0.103 | -0.0965 | -0.0805 | -0.071 | -0.0603 | -0.0434 | -0.0439 | -0.0456 | -0.0554 | -0.0857 | -0.1072 | -0.0981 | -0.0888 | -0.1092 | -0.1062 | -0.1231 | -0.1166 | -0.1155 | -0.1384 | -0.125 | -0.1192 | -0.1046 | -0.0919 | -0.0792 | -0.0657 | -0.0533 | -0.0426 | -0.0325 | -0.0231 | -0.0142 | -0.0044 | 0.0047 | 0.013 | 0.0218 | 0.0294 | 0.0359 | 0.0427 | 0.0485 | 0.0534 | 0.0589 | 0.0632 | 0.0666 | 0.0702 | 0.0731 | 0.0752 | 0.0781 | 0.0802 | 0.0818 | 0.0839 | 0.0852 | 0.0856 | 0.0864 | 0.0864
Northwest | Small Office | Average | October | Water Heating | LDCEU/TDEF | Electric Load with Losses, Incl. Cogeneration | MW | 0 | 0 | 0 | 0 | 0 | 0 | 0 | 0 | 0 | 0 | 0 | 0 | 0 | 0 | 0 | 0 | 0 | 0 | 0 | 0 | 0 | 0 | -0.0559 | -0.1143 | -0.0931 | -0.0698 | -0.0393 | -0.0095 | 0.0243 | 0.0611 | 0.0995 | 0.1372 | 0.1759 | 0.2157 | 0.2587 | 0.3033 | 0.3494 | 0.3967 | 0.4432 | 0.4906 | 0.5383 | 0.5846 | 0.6318 | 0.6776 | 0.7241 | 0.7695 | 0.8153 | 0.8577 | 0.8998 | 0.9413 | 0.9817 | 1.021 | 1.0591 | 1.0961 | 1.1319 | 1.1667 | 1.2001 | 1.2237
Northwest | Small Office | Average | October | Other Substitutables | LDCEU/TDEF | Electric Load with Losses, Incl. Cogeneration | MW | 0 | 0 | 0 | 0 | 0 | 0 | 0 | 0 | 0 | 0 | 0 | 0 | 0 | -0.0007 | -0.0003 | -0.0004 | -0.0008 | -0.0005 | -0.0005 | -0.0009 | -0.0011 | -0.0016 | -0.0021 | -0.0023 | -0.0017 | -0.0005 | 0.0007 | 0.0018 | 0.0028 | 0.0039 | 0.005 | 0.006 | 0.0069 | 0.0079 | 0.0089 | 0.0097 | 0.0106 | 0.0116 | 0.0125 | 0.0133 | 0.0141 | 0.0149 | 0.0157 | 0.0164 | 0.0171 | 0.0177 | 0.0184 | 0.019 | 0.0195 | 0.0201 | 0.0205 | 0.021 | 0.0215 | 0.0219 | 0.0222 | 0.0226 | 0.023 | 0.0231
Northwest | Small Office | Average | October | Refrigeration | LDCEU/TDEF | Electric Load with Losses, Incl. Cogeneration | MW | 0 | 0 | 0 | 0 | 0 | 0 | 0 | 0 | 0 | 0 | 0 | 0 | -0.0001 | -0.0002 | -0.0003 | -0.0004 | -0.0005 | -0.0023 | -0.0049 | -0.0074 | -0.011 | -0.0144 | -0.0188 | -0.0232 | -0.0254 | -0.0273 | -0.0294 | -0.0312 | -0.0329 | -0.0345 | -0.0361 | -0.0373 | -0.0385 | -0.0395 | -0.0407 | -0.0417 | -0.0427 | -0.0437 | -0.0444 | -0.0453 | -0.046 | -0.0468 | -0.0474 | -0.048 | -0.0486 | -0.0492 | -0.0497 | -0.0502 | -0.0507 | -0.0511 | -0.0514 | -0.0519 | -0.0523 | -0.0527 | -0.0531 | -0.0535 | -0.0539 | -0.054
Northwest | Small Office | Average | October | Lighting | LDCEU/TDEF | Electric Load with Losses, Incl. Cogeneration | MW | 0 | -0.2528 | -0.7801 | -1.3004 | -1.7262 | -2.0916 | -2.9243 | -3.5006 | -7.4915 | -11.4873 | -14.0277 | -15.3804 | -16.3593 | -17.1723 | -16.7668 | -17.9167 | -16.4991 | -13.8027 | -13.5458 | -12.8279 | -12.6412 | -11.9885 | -11.8135 | -12.2726 | -11.5351 | -10.8911 | -10.3352 | -9.846 | -9.3927 | -8.9708 | -8.5766 | -8.2044 | -7.855 | -7.5279 | -7.2247 | -6.9415 | -6.6776 | -6.4305 | -6.1964 | -5.977 | -5.7705 | -5.573 | -5.3879 | -5.2108 | -5.0442 | -4.8849 | -4.7348 | -4.5866 | -4.4453 | -4.3102 | -4.1794 | -4.0532 | -3.9309 | -3.8124 | -3.697 | -3.5846 | -3.475 | -3.357
Northwest | Small Office | Average | October | Air Conditioning | LDCEU/TDEF | Electric Load with Losses, Incl. Cogeneration | MW | -0.0678 | 0.072 | 0.1964 | 0.3735 | 0.5454 | 0.8218 | 0.7072 | 0.8524 | 0.9517 | 1.1345 | 1.4285 | 1.3349 | 1.207 | 1.3422 | 1.3276 | 1.1948 | 1.5196 | 1.194 | 1.2707 | 0.6733 | -0.1058 | -0.9043 | -1.7283 | -2.5006 | -3.19 | -4.2681 | -5.2899 | -6.1843 | -6.9991 | -7.7367 | -9.2685 | -10.6262 | -11.8453 | -12.9422 | -13.9508 | -14.8702 | -15.7066 | -16.4652 | -17.1371 | -17.7462 | -18.291 | -18.7681 | -19.2033 | -19.5762 | -19.925 | -20.2268 | -20.502 | -20.7176 | -20.9105 | -21.0784 | -21.2264 | -21.3512 | -21.4545 | -21.5469 | -21.6204 | -21.6772 | -21.7269 | -21.657
Northwest | Small Office | Average | October | Other Non-Substitutables | LDCEU/TDEF | Electric Load with Losses, Incl. Cogeneration | MW | 0 | 0 | 0 | 0 | 0 | 0 | 0 | 0 | 0 | 0 | 0 | 0 | -0.7342 | -1.4472 | -2.1494 | -2.8488 | -3.0422 | -3.4718 | -4.1237 | -4.2972 | -4.8275 | -5.1508 | -5.4355 | -5.8178 | -5.9966 | -6.139 | -6.2516 | -6.3161 | -6.3539 | -6.3666 | -6.3562 | -6.3205 | -6.2678 | -6.2019 | -6.1309 | -6.0518 | -5.968 | -5.8792 | -5.7814 | -5.6816 | -5.5789 | -5.4698 | -5.3608 | -5.2467 | -5.1337 | -5.0179 | -4.9033 | -4.7806 | -4.6588 | -4.5365 | -4.4128 | -4.2881 | -4.1627 | -4.0365 | -3.9097 | -3.7822 | -3.6541 | -3.5114
Northwest | Small Office | Average | November | Space Heating | LDCEU/TDEF | Electric Load with Losses, Incl. Cogeneration | MW | -0.4203 | -0.33 | -0.2477 | -0.2627 | -0.2058 | -0.1806 | -0.1695 | -0.1556 | -0.1257 | -0.1045 | -0.0904 | -0.0844 | -0.0891 | -0.0951 | -0.1494 | -0.1807 | -0.1721 | -0.1649 | -0.2073 | -0.1931 | -0.2184 | -0.242 | -0.2524 | -0.2399 | -0.2345 | -0.2234 | -0.1956 | -0.1714 | -0.147 | -0.1213 | -0.0977 | -0.0772 | -0.0579 | -0.0401 | -0.0229 | -0.0042 | 0.0131 | 0.029 | 0.0457 | 0.0605 | 0.0727 | 0.0857 | 0.0971 | 0.1063 | 0.1167 | 0.125 | 0.1314 | 0.1384 | 0.1439 | 0.148 | 0.1534 | 0.1576 | 0.1605 | 0.1647 | 0.167 | 0.1679 | 0.1695 | 0.1696
Northwest | Small Office | Average | November | Water Heating | LDCEU/TDEF | Electric Load with Losses, Incl. Cogeneration | MW | 0 | 0 | 0 | 0 | 0 | 0 | 0 | 0 | 0 | 0 | 0 | 0 | 0 | 0 | 0 | 0 | 0 | 0 | 0 | 0 | 0 | 0 | -0.1206 | -0.1489 | -0.1456 | -0.109 | -0.0612 | -0.0148 | 0.0381 | 0.0954 | 0.1555 | 0.2144 | 0.2747 | 0.3369 | 0.4041 | 0.4736 | 0.5456 | 0.6196 | 0.6919 | 0.7658 | 0.8403 | 0.9126 | 0.9863 | 1.0575 | 1.1301 | 1.201 | 1.2724 | 1.3383 | 1.404 | 1.4688 | 1.5316 | 1.5928 | 1.6523 | 1.7098 | 1.7657 | 1.8199 | 1.8719 | 1.9087
Northwest | Small Office | Average | November | Other Substitutables | LDCEU/TDEF | Electric Load with Losses, Incl. Cogeneration | MW | 0 | 0 | 0 | 0 | 0 | 0 | 0 | 0 | 0 | 0 | 0 | 0 | 0 | -0.0008 | -0.0004 | -0.0004 | -0.0009 | -0.0005 | -0.0005 | -0.001 | -0.0013 | -0.0018 | -0.0023 | -0.0024 | -0.0018 | -0.0006 | 0.0007 | 0.0019 | 0.0031 | 0.0042 | 0.0053 | 0.0064 | 0.0075 | 0.0085 | 0.0094 | 0.0105 | 0.0114 | 0.0124 | 0.0133 | 0.0142 | 0.0151 | 0.0159 | 0.0168 | 0.0175 | 0.0183 | 0.0189 | 0.0197 | 0.0203 | 0.0208 | 0.0215 | 0.0219 | 0.0225 | 0.023 | 0.0234 | 0.0238 | 0.0242 | 0.0245 | 0.0246
Northwest | Small Office | Average | November | Refrigeration | LDCEU/TDEF | Electric Load with Losses, Incl. Cogeneration | MW | 0 | 0 | 0 | 0 | 0 | 0 | 0 | 0 | 0 | 0 | 0 | 0 | -0.0001 | -0.0002 | -0.0003 | -0.0005 | -0.0005 | -0.0026 | -0.0057 | -0.0085 | -0.0127 | -0.0167 | -0.0217 | -0.0267 | -0.0293 | -0.0316 | -0.0339 | -0.036 | -0.0379 | -0.0398 | -0.0415 | -0.043 | -0.0443 | -0.0456 | -0.047 | -0.0482 | -0.0492 | -0.0504 | -0.0513 | -0.0522 | -0.0531 | -0.0539 | -0.0548 | -0.0554 | -0.0561 | -0.0568 | -0.0574 | -0.0578 | -0.0584 | -0.0588 | -0.0594 | -0.0598 | -0.0604 | -0.0608 | -0.0612 | -0.0618 | -0.0623 | -0.0623
Northwest | Small Office | Average | November | Lighting | LDCEU/TDEF | Electric Load with Losses, Incl. Cogeneration | MW | 0 | -0.2607 | -0.8034 | -1.3389 | -1.7773 | -2.1533 | -3.0106 | -3.6039 | -7.7147 | -11.8303 | -14.4473 | -15.8407 | -16.8493 | -17.684 | -17.2705 | -18.4577 | -16.9931 | -14.2226 | -13.9574 | -13.215 | -13.0236 | -12.3519 | -12.174 | -12.6504 | -11.8925 | -11.231 | -10.6605 | -10.1586 | -9.6937 | -9.2607 | -8.8562 | -8.474 | -8.1153 | -7.7793 | -7.4679 | -7.1768 | -6.9057 | -6.6517 | -6.4109 | -6.1852 | -5.9728 | -5.7696 | -5.579 | -5.3965 | -5.2247 | -5.0606 | -4.9057 | -4.7528 | -4.6071 | -4.4675 | -4.3325 | -4.202 | -4.0756 | -3.9529 | -3.8337 | -3.7175 | -3.604 | -3.4818
Northwest | Small Office | Average | November | Air Conditioning | LDCEU/TDEF | Electric Load with Losses, Incl. Cogeneration | MW | -0.0355 | 0.0385 | 0.104 | 0.1977 | 0.2884 | 0.4342 | 0.3742 | 0.4517 | 0.5042 | 0.6007 | 0.7551 | 0.7054 | 0.6384 | 0.7095 | 0.702 | 0.6324 | 0.8032 | 0.632 | 0.6728 | 0.3557 | -0.0571 | -0.4808 | -0.9147 | -1.3298 | -1.695 | -2.2675 | -2.8102 | -3.2852 | -3.7182 | -4.1101 | -4.9241 | -5.6454 | -6.2933 | -6.8762 | -7.4125 | -7.9012 | -8.3458 | -8.7495 | -9.1063 | -9.4303 | -9.7201 | -9.9739 | -10.2055 | -10.4038 | -10.5894 | -10.75 | -10.8962 | -11.0111 | -11.1138 | -11.2031 | -11.2821 | -11.3486 | -11.4037 | -11.453 | -11.4924 | -11.5229 | -11.5496 | -11.5126
Northwest | Small Office | Average | November | Other Non-Substitutables | LDCEU/TDEF | Electric Load with Losses, Incl. Cogeneration | MW | 0 | 0 | 0 | 0 | 0 | 0 | 0 | 0 | 0 | 0 | 0 | 0 | -0.7891 | -1.5577 | -2.3123 | -3.058 | -3.2682 | -3.7233 | -4.4282 | -4.6291 | -5.206 | -5.5572 | -5.8684 | -6.285 | -6.4783 | -6.6319 | -6.7535 | -6.8233 | -6.8642 | -6.8779 | -6.8668 | -6.8283 | -6.7713 | -6.7002 | -6.6236 | -6.5381 | -6.4476 | -6.3517 | -6.2459 | -6.1379 | -6.0269 | -5.9091 | -5.7912 | -5.6679 | -5.5456 | -5.4205 | -5.2965 | -5.1637 | -5.0319 | -4.8995 | -4.7657 | -4.6309 | -4.495 | -4.3586 | -4.2214 | -4.0834 | -3.9447 | -3.7903
Northwest | Small Office | Average | December | Space Heating | LDCEU/TDEF | Electric Load with Losses, Incl. Cogeneration | MW | -0.7014 | -0.5439 | -0.4756 | -0.4765 | -0.3948 | -0.3405 | -0.3239 | -0.2703 | -0.2387 | -0.1914 | -0.1579 | -0.1504 | -0.157 | -0.1669 | -0.2592 | -0.3503 | -0.3162 | -0.2842 | -0.3813 | -0.3604 | -0.4126 | -0.4329 | -0.4425 | -0.4859 | -0.4392 | -0.4172 | -0.3637 | -0.317 | -0.2699 | -0.2204 | -0.1746 | -0.1348 | -0.0977 | -0.0631 | -0.0296 | 0.007 | 0.0406 | 0.0717 | 0.1043 | 0.1331 | 0.1573 | 0.1827 | 0.2048 | 0.2233 | 0.2439 | 0.2604 | 0.2732 | 0.2873 | 0.2986 | 0.3069 | 0.3179 | 0.3265 | 0.3327 | 0.3412 | 0.3464 | 0.3484 | 0.3523 | 0.3527
Northwest | Small Office | Average | December | Water Heating | LDCEU/TDEF | Electric Load with Losses, Incl. Cogeneration | MW | 0 | 0 | 0 | 0 | 0 | 0 | 0 | 0 | 0 | 0 | 0 | 0 | 0 | 0 | 0 | 0 | 0 | 0 | 0 | 0 | 0 | 0 | -0.1297 | -0.2426 | -0.1762 | -0.1318 | -0.0741 | -0.0178 | 0.0461 | 0.1156 | 0.1883 | 0.2595 | 0.3325 | 0.4078 | 0.489 | 0.5732 | 0.6603 | 0.7498 | 0.8371 | 0.9267 | 1.0167 | 1.1042 | 1.1934 | 1.2796 | 1.3673 | 1.4531 | 1.5394 | 1.6191 | 1.6986 | 1.777 | 1.8528 | 1.9269 | 1.9987 | 2.0682 | 2.1358 | 2.2013 | 2.2643 | 2.3087
Northwest | Small Office | Average | December | Other Substitutables | LDCEU/TDEF | Electric Load with Losses, Incl. Cogeneration | MW | 0 | 0 | 0 | 0 | 0 | 0 | 0 | 0 | 0 | 0 | 0 | 0 | 0 | -0.0008 | -0.0004 | -0.0004 | -0.0009 | -0.0005 | -0.0006 | -0.001 | -0.0013 | -0.0017 | -0.0024 | -0.0025 | -0.0018 | -0.0005 | 0.0007 | 0.0019 | 0.0031 | 0.0043 | 0.0055 | 0.0066 | 0.0077 | 0.0087 | 0.0097 | 0.0108 | 0.0118 | 0.0128 | 0.0138 | 0.0147 | 0.0156 | 0.0164 | 0.0173 | 0.0181 | 0.0188 | 0.0196 | 0.0203 | 0.021 | 0.0216 | 0.0222 | 0.0228 | 0.0232 | 0.0237 | 0.0241 | 0.0246 | 0.025 | 0.0253 | 0.0255
Northwest | Small Office | Average | December | Refrigeration | LDCEU/TDEF | Electric Load with Losses, Incl. Cogeneration | MW | 0 | 0 | 0 | 0 | 0 | 0 | 0 | 0 | 0 | 0 | 0 | 0 | -0.0001 | -0.0002 | -0.0003 | -0.0005 | -0.0006 | -0.0027 | -0.0058 | -0.0087 | -0.0129 | -0.017 | -0.0222 | -0.0273 | -0.0298 | -0.0322 | -0.0346 | -0.0367 | -0.0387 | -0.0406 | -0.0423 | -0.0439 | -0.0453 | -0.0466 | -0.048 | -0.0491 | -0.0502 | -0.0515 | -0.0522 | -0.0532 | -0.0541 | -0.055 | -0.0558 | -0.0565 | -0.0572 | -0.0579 | -0.0585 | -0.0589 | -0.0596 | -0.06 | -0.0605 | -0.061 | -0.0616 | -0.062 | -0.0625 | -0.063 | -0.0635 | -0.0635
Northwest | Small Office | Average | December | Lighting | LDCEU/TDEF | Electric Load with Losses, Incl. Cogeneration | MW | 0 | -0.253 | -0.7807 | -1.3017 | -1.728 | -2.0937 | -2.9273 | -3.5042 | -7.4988 | -11.4983 | -14.0409 | -15.3948 | -16.375 | -17.1897 | -16.7832 | -17.9342 | -16.5163 | -13.8164 | -13.5603 | -12.8431 | -12.6576 | -12.006 | -11.8368 | -12.3016 | -11.5646 | -10.9215 | -10.3668 | -9.8789 | -9.4269 | -9.0059 | -8.6127 | -8.2411 | -7.8924 | -7.5657 | -7.2628 | -6.98 | -6.7164 | -6.4694 | -6.2352 | -6.0159 | -5.8094 | -5.6117 | -5.4264 | -5.249 | -5.0821 | -4.9225 | -4.7719 | -4.6232 | -4.4815 | -4.3458 | -4.2145 | -4.0878 | -3.9648 | -3.8455 | -3.7296 | -3.6166 | -3.5063 | -3.3875
Northwest | Small Office | Average | December | Air Conditioning | LDCEU/TDEF | Electric Load with Losses, Incl. Cogeneration | MW | -0.0232 | 0.0252 | 0.0679 | 0.129 | 0.1882 | 0.2835 | 0.2442 | 0.2947 | 0.3292 | 0.392 | 0.4929 | 0.4603 | 0.4169 | 0.4631 | 0.4582 | 0.4133 | 0.5245 | 0.4129 | 0.4395 | 0.2323 | -0.0373 | -0.3141 | -0.5975 | -0.8682 | -1.1066 | -1.4804 | -1.8346 | -2.1447 | -2.4273 | -2.6831 | -3.2145 | -3.6854 | -4.1082 | -4.4888 | -4.8389 | -5.1578 | -5.448 | -5.7115 | -5.9445 | -6.156 | -6.3452 | -6.5109 | -6.6621 | -6.7916 | -6.9127 | -7.0176 | -7.113 | -7.188 | -7.255 | -7.3134 | -7.3649 | -7.4083 | -7.4443 | -7.4765 | -7.5023 | -7.5221 | -7.5396 | -7.5154
Northwest | Small Office | Average | December | Other Non-Substitutables | LDCEU/TDEF | Electric Load with Losses, Incl. Cogeneration | MW | 0 | 0 | 0 | 0 | 0 | 0 | 0 | 0 | 0 | 0 | 0 | 0 | -0.813 | -1.6043 | -2.3815 | -3.1514 | -3.3689 | -3.8373 | -4.5625 | -4.7681 | -5.3605 | -5.7232 | -6.0435 | -6.4711 | -6.6701 | -6.8283 | -6.9537 | -7.0256 | -7.0676 | -7.0818 | -7.0704 | -7.0309 | -6.9721 | -6.899 | -6.8201 | -6.7322 | -6.639 | -6.5404 | -6.4315 | -6.3204 | -6.2063 | -6.0848 | -5.9637 | -5.8367 | -5.7109 | -5.5821 | -5.4544 | -5.3178 | -5.1821 | -5.0459 | -4.9082 | -4.7694 | -4.6297 | -4.4891 | -4.348 | -4.206 | -4.0632 | -3.9044
Northwest | Small Office | Minimum | January | Space Heating | LDCEU/TDEF | Electric Load with Losses, Incl. Cogeneration | MW | -0.5315 | -0.3826 | -0.3371 | -0.3402 | -0.2798 | -0.2309 | -0.2289 | -0.1895 | -0.1649 | -0.1324 | -0.1036 | -0.105 | -0.1048 | -0.1124 | -0.1944 | -0.2514 | -0.2227 | -0.2 | -0.2694 | -0.2629 | -0.2971 | -0.3141 | -0.3088 | -0.3361 | -0.3125 | -0.2968 | -0.2581 | -0.2245 | -0.1905 | -0.1547 | -0.1217 | -0.093 | -0.0664 | -0.0415 | -0.0175 | 0.0088 | 0.0329 | 0.0552 | 0.0785 | 0.0991 | 0.1164 | 0.1345 | 0.1504 | 0.1634 | 0.178 | 0.1896 | 0.1985 | 0.2084 | 0.2162 | 0.2219 | 0.2296 | 0.2354 | 0.2396 | 0.2454 | 0.2489 | 0.25 | 0.2525 | 0.2525
Northwest | Small Office | Minimum | January | Water Heating | LDCEU/TDEF | Electric Load with Losses, Incl. Cogeneration | MW | 0 | 0 | 0 | 0 | 0 | 0 | 0 | 0 | 0 | 0 | 0 | 0 | 0 | 0 | 0 | 0 | 0 | 0 | 0 | 0 | 0 | 0 | -0.0985 | -0.1736 | -0.1441 | -0.1079 | -0.0605 | -0.0145 | 0.0378 | 0.0946 | 0.1542 | 0.2122 | 0.2719 | 0.3334 | 0.4 | 0.4687 | 0.5397 | 0.6131 | 0.6842 | 0.7574 | 0.8309 | 0.9024 | 0.9752 | 1.0455 | 1.1171 | 1.1871 | 1.2575 | 1.3225 | 1.3873 | 1.4512 | 1.5131 | 1.5734 | 1.632 | 1.6887 | 1.7437 | 1.7972 | 1.8484 | 1.8847
Northwest | Small Office | Minimum | January | Other Substitutables | LDCEU/TDEF | Electric Load with Losses, Incl. Cogeneration | MW | 0 | 0 | 0 | 0 | 0 | 0 | 0 | 0 | 0 | 0 | 0 | 0 | 0 | -0.0002 | -0.0001 | -0.0001 | -0.0002 | -0.0001 | -0.0001 | -0.0002 | -0.0003 | -0.0004 | -0.0005 | -0.0005 | -0.0004 | -0.0001 | 0.0001 | 0.0004 | 0.0007 | 0.0009 | 0.0012 | 0.0014 | 0.0016 | 0.0018 | 0.002 | 0.0022 | 0.0024 | 0.0027 | 0.0029 | 0.003 | 0.0032 | 0.0034 | 0.0036 | 0.0038 | 0.0039 | 0.0041 | 0.0042 | 0.0044 | 0.0045 | 0.0046 | 0.0047 | 0.0048 | 0.0049 | 0.005 | 0.0051 | 0.0051 | 0.0053 | 0.0052
Northwest | Small Office | Minimum | January | Refrigeration | LDCEU/TDEF | Electric Load with Losses, Incl. Cogeneration | MW | 0 | 0 | 0 | 0 | 0 | 0 | 0 | 0 | 0 | 0 | 0 | 0 | -0.0001 | -0.0003 | -0.0004 | -0.0006 | -0.0007 | -0.0033 | -0.0074 | -0.0109 | -0.0163 | -0.0214 | -0.0278 | -0.0343 | -0.0375 | -0.0405 | -0.0434 | -0.0461 | -0.0487 | -0.0509 | -0.0532 | -0.0551 | -0.0569 | -0.0585 | -0.0602 | -0.0617 | -0.063 | -0.0646 | -0.0657 | -0.0669 | -0.068 | -0.0691 | -0.0701 | -0.0709 | -0.0718 | -0.0727 | -0.0735 | -0.0741 | -0.0748 | -0.0754 | -0.0761 | -0.0767 | -0.0773 | -0.0779 | -0.0785 | -0.0791 | -0.0797 | -0.0798
Northwest | Small Office | Minimum | January | Lighting | LDCEU/TDEF | Electric Load with Losses, Incl. Cogeneration | MW | 0 | -0.1451 | -0.4565 | -0.764 | -1.0166 | -1.2331 | -1.7233 | -2.0631 | -4.3962 | -6.7327 | -8.2147 | -9.0052 | -9.5779 | -10.081 | -9.8074 | -10.4586 | -9.6708 | -8.0341 | -7.8975 | -7.5107 | -7.4083 | -7.0345 | -6.9334 | -7.1964 | -6.768 | -6.3946 | -6.0731 | -5.7905 | -5.5286 | -5.2848 | -5.0568 | -4.8411 | -4.6386 | -4.4488 | -4.273 | -4.1085 | -3.9552 | -3.8115 | -3.675 | -3.5472 | -3.4268 | -3.3115 | -3.2033 | -3.0996 | -3.002 | -2.9085 | -2.8203 | -2.7331 | -2.65 | -2.5703 | -2.4932 | -2.4186 | -2.3463 | -2.276 | -2.2077 | -2.1411 | -2.076 | -2.0059
Northwest | Small Office | Minimum | January | Air Conditioning | LDCEU/TDEF | Electric Load with Losses, Incl. Cogeneration | MW | -0.0119 | 0.0137 | 0.0361 | 0.0684 | 0.0995 | 0.1494 | 0.1292 | 0.1563 | 0.1742 | 0.2074 | 0.2593 | 0.2427 | 0.2197 | 0.2436 | 0.2414 | 0.2185 | 0.2748 | 0.2183 | 0.2327 | 0.1225 | -0.02 | -0.167 | -0.3183 | -0.4642 | -0.5916 | -0.7914 | -0.9808 | -1.1466 | -1.2978 | -1.4347 | -1.719 | -1.9708 | -2.1972 | -2.4008 | -2.5885 | -2.7592 | -2.9146 | -3.056 | -3.1804 | -3.2937 | -3.3952 | -3.4841 | -3.5651 | -3.6345 | -3.6994 | -3.7556 | -3.8067 | -3.8467 | -3.8828 | -3.9141 | -3.9417 | -3.965 | -3.9843 | -4.0016 | -4.0155 | -4.0263 | -4.0357 | -4.0229
Northwest | Small Office | Minimum | January | Other Non-Substitutables | LDCEU/TDEF | Electric Load with Losses, Incl. Cogeneration | MW | 0 | 0 | 0 | 0 | 0 | 0 | 0 | 0 | 0 | 0 | 0 | 0 | -0.7054 | -1.3984 | -2.0757 | -2.7285 | -2.9178 | -3.3106 | -3.9596 | -4.1697 | -4.7063 | -5.032 | -5.3239 | -5.7169 | -5.8934 | -6.0336 | -6.1447 | -6.2083 | -6.2461 | -6.259 | -6.2493 | -6.2142 | -6.1626 | -6.0979 | -6.0285 | -5.9508 | -5.8684 | -5.7815 | -5.6849 | -5.5864 | -5.4854 | -5.3781 | -5.2708 | -5.1582 | -5.0468 | -4.9326 | -4.8194 | -4.6982 | -4.5779 | -4.4571 | -4.3349 | -4.2119 | -4.088 | -3.9635 | -3.8382 | -3.7123 | -3.5857 | -3.445
Northwest | Small Office | Minimum | February | Space Heating | LDCEU/TDEF | Electric Load with Losses, Incl. Cogeneration | MW | -0.3361 | -0.2597 | -0.2089 | -0.2192 | -0.1774 | -0.1471 | -0.1481 | -0.1171 | -0.1062 | -0.0833 | -0.0689 | -0.0646 | -0.0677 | -0.079 | -0.1177 | -0.1529 | -0.1435 | -0.1289 | -0.1773 | -0.1677 | -0.1853 | -0.2078 | -0.1918 | -0.2043 | -0.1974 | -0.1876 | -0.1634 | -0.1423 | -0.1209 | -0.0986 | -0.0778 | -0.06 | -0.0432 | -0.0276 | -0.0126 | 0.0038 | 0.0189 | 0.0328 | 0.0474 | 0.0602 | 0.0709 | 0.0822 | 0.0921 | 0.1002 | 0.1093 | 0.1165 | 0.122 | 0.1281 | 0.133 | 0.1365 | 0.1412 | 0.1448 | 0.1474 | 0.1509 | 0.153 | 0.1536 | 0.1551 | 0.1551
Northwest | Small Office | Minimum | February | Water Heating | LDCEU/TDEF | Electric Load with Losses, Incl. Cogeneration | MW | 0 | 0 | 0 | 0 | 0 | 0 | 0 | 0 | 0 | 0 | 0 | 0 | 0 | 0 | 0 | 0 | 0 | 0 | 0 | 0 | 0 | 0 | -0.0763 | -0.1312 | -0.1217 | -0.091 | -0.0511 | -0.0122 | 0.0321 | 0.0801 | 0.1304 | 0.1795 | 0.2299 | 0.2819 | 0.3382 | 0.3962 | 0.4563 | 0.5182 | 0.5784 | 0.6402 | 0.7024 | 0.7628 | 0.8243 | 0.8838 | 0.9443 | 1.0034 | 1.0629 | 1.1178 | 1.1726 | 1.2266 | 1.279 | 1.33 | 1.3795 | 1.4274 | 1.4739 | 1.5191 | 1.5624 | 1.5931
Northwest | Small Office | Minimum | February | Other Substitutables | LDCEU/TDEF | Electric Load with Losses, Incl. Cogeneration | MW | 0 | 0 | 0 | 0 | 0 | 0 | 0 | 0 | 0 | 0 | 0 | 0 | 0 | -0.0001 | -0.0001 | 0 | -0.0002 | -0.0001 | -0.0001 | -0.0001 | -0.0002 | -0.0004 | -0.0004 | -0.0004 | -0.0003 | -0.0001 | 0.0001 | 0.0003 | 0.0005 | 0.0007 | 0.0009 | 0.0011 | 0.0013 | 0.0015 | 0.0016 | 0.0019 | 0.002 | 0.0022 | 0.0024 | 0.0025 | 0.0026 | 0.0028 | 0.003 | 0.0031 | 0.0033 | 0.0033 | 0.0035 | 0.0036 | 0.0037 | 0.0038 | 0.0039 | 0.004 | 0.0041 | 0.0041 | 0.0042 | 0.0043 | 0.0043 | 0.0044
Northwest | Small Office | Minimum | February | Refrigeration | LDCEU/TDEF | Electric Load with Losses, Incl. Cogeneration | MW | 0 | 0 | 0 | 0 | 0 | 0 | 0 | 0 | 0 | 0 | 0 | 0 | -0.0001 | -0.0002 | -0.0004 | -0.0005 | -0.0006 | -0.0029 | -0.0065 | -0.0096 | -0.0144 | -0.0188 | -0.0245 | -0.0302 | -0.0331 | -0.0357 | -0.0383 | -0.0406 | -0.0429 | -0.045 | -0.047 | -0.0486 | -0.0501 | -0.0516 | -0.0531 | -0.0544 | -0.0556 | -0.0569 | -0.0579 | -0.059 | -0.06 | -0.0609 | -0.0618 | -0.0625 | -0.0634 | -0.0641 | -0.0648 | -0.0653 | -0.0659 | -0.0665 | -0.067 | -0.0676 | -0.0681 | -0.0687 | -0.0692 | -0.0697 | -0.0702 | -0.0704
Northwest | Small Office | Minimum | February | Lighting | LDCEU/TDEF | Electric Load with Losses, Incl. Cogeneration | MW | 0 | -0.1325 | -0.4152 | -0.6945 | -0.9237 | -1.12 | -1.5655 | -1.8741 | -3.9968 | -6.1225 | -7.4715 | -8.1908 | -8.7118 | -9.1647 | -8.9223 | -9.5186 | -8.7947 | -7.3162 | -7.1898 | -6.8324 | -6.7386 | -6.3976 | -6.3058 | -6.5466 | -6.1572 | -5.8176 | -5.5253 | -5.2685 | -5.0305 | -4.8088 | -4.6016 | -4.4056 | -4.2215 | -4.049 | -3.8891 | -3.7395 | -3.6001 | -3.4695 | -3.3454 | -3.2292 | -3.1196 | -3.0148 | -2.9163 | -2.822 | -2.7332 | -2.6483 | -2.568 | -2.4886 | -2.413 | -2.3405 | -2.2704 | -2.2025 | -2.1367 | -2.0727 | -2.0105 | -1.9499 | -1.8906 | -1.8267
Northwest | Small Office | Minimum | February | Air Conditioning | LDCEU/TDEF | Electric Load with Losses, Incl. Cogeneration | MW | -0.0107 | 0.0122 | 0.0322 | 0.0611 | 0.0888 | 0.1333 | 0.1154 | 0.1396 | 0.1556 | 0.1853 | 0.2315 | 0.2166 | 0.1962 | 0.2175 | 0.2155 | 0.195 | 0.2454 | 0.1948 | 0.2077 | 0.1093 | -0.018 | -0.1493 | -0.2844 | -0.4147 | -0.5285 | -0.707 | -0.8762 | -1.0243 | -1.1593 | -1.2817 | -1.5357 | -1.7607 | -1.9628 | -2.1449 | -2.3125 | -2.4651 | -2.6039 | -2.7302 | -2.8414 | -2.9426 | -3.0332 | -3.1127 | -3.1852 | -3.2471 | -3.3051 | -3.3553 | -3.401 | -3.4368 | -3.4691 | -3.497 | -3.5217 | -3.5425 | -3.5598 | -3.5753 | -3.5877 | -3.5973 | -3.6058 | -3.5944
Northwest | Small Office | Minimum | February | Other Non-Substitutables | LDCEU/TDEF | Electric Load with Losses, Incl. Cogeneration | MW | 0 | 0 | 0 | 0 | 0 | 0 | 0 | 0 | 0 | 0 | 0 | 0 | -0.6082 | -1.206 | -1.7896 | -2.3517 | -2.5155 | -2.8536 | -3.4127 | -3.5956 | -4.0587 | -4.3393 | -4.5913 | -4.9301 | -5.0823 | -5.2031 | -5.2988 | -5.3537 | -5.3862 | -5.3973 | -5.389 | -5.3587 | -5.3141 | -5.2584 | -5.1986 | -5.1314 | -5.0604 | -4.9854 | -4.902 | -4.8171 | -4.73 | -4.6375 | -4.5449 | -4.4478 | -4.3516 | -4.2532 | -4.1555 | -4.0509 | -3.9472 | -3.8429 | -3.7375 | -3.6314 | -3.5245 | -3.4171 | -3.3091 | -3.2004 | -3.0912 | -2.9698
Northwest | Small Office | Minimum | March | Space Heating | LDCEU/TDEF | Electric Load with Losses, Incl. Cogeneration | MW | -0.2386 | -0.1863 | -0.1711 | -0.1647 | -0.1374 | -0.1158 | -0.1178 | -0.0938 | -0.0788 | -0.0682 | -0.0517 | -0.0473 | -0.0496 | -0.0647 | -0.0885 | -0.1265 | -0.1172 | -0.1052 | -0.1348 | -0.1356 | -0.1407 | -0.1539 | -0.1456 | -0.1624 | -0.1498 | -0.1427 | -0.1247 | -0.109 | -0.093 | -0.0764 | -0.061 | -0.0477 | -0.0353 | -0.0237 | -0.0127 | -0.0004 | 0.0106 | 0.0209 | 0.0317 | 0.0412 | 0.0491 | 0.0574 | 0.0646 | 0.0706 | 0.0773 | 0.0825 | 0.0866 | 0.0909 | 0.0944 | 0.0969 | 0.1003 | 0.1029 | 0.1046 | 0.1072 | 0.1086 | 0.109 | 0.1099 | 0.1099
Northwest | Small Office | Minimum | March | Water Heating | LDCEU/TDEF | Electric Load with Losses, Incl. Cogeneration | MW | 0 | 0 | 0 | 0 | 0 | 0 | 0 | 0 | 0 | 0 | 0 | 0 | 0 | 0 | 0 | 0 | 0 | 0 | 0 | 0 | 0 | 0 | -0.0714 | -0.1317 | -0.1108 | -0.0831 | -0.047 | -0.0118 | 0.0281 | 0.0716 | 0.117 | 0.1615 | 0.2071 | 0.2542 | 0.3051 | 0.3577 | 0.4121 | 0.4682 | 0.5228 | 0.5787 | 0.635 | 0.6898 | 0.7456 | 0.7996 | 0.8544 | 0.9081 | 0.9621 | 1.0119 | 1.0618 | 1.1108 | 1.1583 | 1.2045 | 1.2495 | 1.293 | 1.3352 | 1.3762 | 1.4156 | 1.4435
Northwest | Small Office | Minimum | March | Other Substitutables | LDCEU/TDEF | Electric Load with Losses, Incl. Cogeneration | MW | 0 | 0 | 0 | 0 | 0 | 0 | 0 | 0 | 0 | 0 | 0 | 0 | 0 | -0.0001 | -0.0001 | -0.0001 | -0.0001 | -0.0001 | -0.0001 | -0.0002 | -0.0003 | -0.0003 | -0.0004 | -0.0005 | -0.0003 | -0.0001 | 0.0001 | 0.0003 | 0.0006 | 0.0008 | 0.001 | 0.0012 | 0.0014 | 0.0016 | 0.0018 | 0.0019 | 0.0022 | 0.0023 | 0.0025 | 0.0027 | 0.0028 | 0.003 | 0.0031 | 0.0033 | 0.0034 | 0.0036 | 0.0037 | 0.0038 | 0.0039 | 0.0041 | 0.0041 | 0.0042 | 0.0043 | 0.0044 | 0.0045 | 0.0046 | 0.0046 | 0.0046
Northwest | Small Office | Minimum | March | Refrigeration | LDCEU/TDEF | Electric Load with Losses, Incl. Cogeneration | MW | 0 | 0 | 0 | 0 | 0 | 0 | 0 | 0 | 0 | 0 | 0 | 0 | -0.0001 | -0.0003 | -0.0004 | -0.0006 | -0.0006 | -0.0032 | -0.007 | -0.0103 | -0.0154 | -0.0202 | -0.0263 | -0.0323 | -0.0355 | -0.0383 | -0.041 | -0.0435 | -0.0459 | -0.0481 | -0.0503 | -0.052 | -0.0537 | -0.0552 | -0.0569 | -0.0583 | -0.0596 | -0.061 | -0.062 | -0.0632 | -0.0643 | -0.0653 | -0.0663 | -0.0671 | -0.0679 | -0.0687 | -0.0694 | -0.07 | -0.0707 | -0.0713 | -0.0719 | -0.0724 | -0.073 | -0.0735 | -0.0742 | -0.0747 | -0.0752 | -0.0754
Northwest | Small Office | Minimum | March | Lighting | LDCEU/TDEF | Electric Load with Losses, Incl. Cogeneration | MW | 0 | -0.1487 | -0.4667 | -0.7807 | -1.0384 | -1.2594 | -1.7602 | -2.1072 | -4.4926 | -6.8815 | -8.3973 | -9.2055 | -9.7911 | -10.3017 | -10.0271 | -10.6959 | -9.8847 | -8.2196 | -8.0784 | -7.6787 | -7.5734 | -7.1906 | -7.0865 | -7.356 | -6.9185 | -6.5371 | -6.2087 | -5.9201 | -5.6529 | -5.4037 | -5.1709 | -4.9508 | -4.7439 | -4.5502 | -4.3704 | -4.2025 | -4.0458 | -3.8991 | -3.7597 | -3.629 | -3.506 | -3.3882 | -3.2776 | -3.1715 | -3.0718 | -2.9762 | -2.8861 | -2.7969 | -2.7119 | -2.6304 | -2.5516 | -2.4752 | -2.4013 | -2.3295 | -2.2596 | -2.1913 | -2.1248 | -2.053
Northwest | Small Office | Minimum | March | Air Conditioning | LDCEU/TDEF | Electric Load with Losses, Incl. Cogeneration | MW | -0.0166 | 0.0192 | 0.0505 | 0.0957 | 0.1391 | 0.2088 | 0.1807 | 0.2186 | 0.2437 | 0.2902 | 0.3625 | 0.3391 | 0.3072 | 0.3406 | 0.3375 | 0.3054 | 0.3843 | 0.3051 | 0.3253 | 0.1712 | -0.0282 | -0.2337 | -0.4454 | -0.6496 | -0.8281 | -1.1076 | -1.3726 | -1.6047 | -1.8163 | -2.0079 | -2.4059 | -2.7584 | -3.0752 | -3.3603 | -3.6229 | -3.862 | -4.0794 | -4.2774 | -4.4517 | -4.6101 | -4.7521 | -4.8766 | -4.9901 | -5.0872 | -5.1781 | -5.2568 | -5.3283 | -5.3845 | -5.4349 | -5.4787 | -5.5174 | -5.55 | -5.5772 | -5.6014 | -5.6208 | -5.6358 | -5.6491 | -5.6312
Northwest | Small Office | Minimum | March | Other Non-Substitutables | LDCEU/TDEF | Electric Load with Losses, Incl. Cogeneration | MW | 0 | 0 | 0 | 0 | 0 | 0 | 0 | 0 | 0 | 0 | 0 | 0 | -0.6547 | -1.2987 | -1.9273 | -2.5314 | -2.7075 | -3.071 | -3.6743 | -3.8726 | -4.3725 | -4.6749 | -4.9469 | -5.3129 | -5.477 | -5.6072 | -5.7103 | -5.7695 | -5.8045 | -5.8165 | -5.8075 | -5.7749 | -5.7268 | -5.6668 | -5.6023 | -5.53 | -5.4534 | -5.3727 | -5.2827 | -5.1913 | -5.0973 | -4.9976 | -4.8978 | -4.7931 | -4.6895 | -4.5833 | -4.478 | -4.3653 | -4.2535 | -4.1412 | -4.0275 | -3.9132 | -3.798 | -3.6821 | -3.5657 | -3.4486 | -3.3309 | -3.2
Northwest | Small Office | Minimum | April | Space Heating | LDCEU/TDEF | Electric Load with Losses, Incl. Cogeneration | MW | -0.2264 | -0.1711 | -0.1608 | -0.1489 | -0.1281 | -0.1081 | -0.1084 | -0.081 | -0.078 | -0.0604 | -0.0518 | -0.0445 | -0.0487 | -0.0542 | -0.0861 | -0.1198 | -0.1037 | -0.0996 | -0.1302 | -0.116 | -0.1305 | -0.1428 | -0.1479 | -0.1395 | -0.1384 | -0.1317 | -0.115 | -0.1007 | -0.0861 | -0.0707 | -0.0566 | -0.0444 | -0.0328 | -0.0223 | -0.012 | -0.0007 | 0.0096 | 0.0191 | 0.029 | 0.0379 | 0.0452 | 0.0529 | 0.0596 | 0.0653 | 0.0715 | 0.0764 | 0.0801 | 0.0843 | 0.0876 | 0.09 | 0.0932 | 0.0957 | 0.0975 | 0.0999 | 0.1014 | 0.1018 | 0.1028 | 0.1027
Northwest | Small Office | Minimum | April | Water Heating | LDCEU/TDEF | Electric Load with Losses, Incl. Cogeneration | MW | 0 | 0 | 0 | 0 | 0 | 0 | 0 | 0 | 0 | 0 | 0 | 0 | 0 | 0 | 0 | 0 | 0 | 0 | 0 | 0 | 0 | 0 | -0.0634 | -0.0789 | -0.0805 | -0.0607 | -0.0349 | -0.0098 | 0.0187 | 0.0498 | 0.0823 | 0.1141 | 0.1468 | 0.1805 | 0.2169 | 0.2546 | 0.2937 | 0.3337 | 0.373 | 0.4132 | 0.4536 | 0.493 | 0.533 | 0.5718 | 0.6113 | 0.6498 | 0.6887 | 0.7246 | 0.7604 | 0.7957 | 0.8299 | 0.8632 | 0.8956 | 0.927 | 0.9574 | 0.9869 | 1.0152 | 1.0355
Northwest | Small Office | Minimum | April | Other Substitutables | LDCEU/TDEF | Electric Load with Losses, Incl. Cogeneration | MW | 0 | 0 | 0 | 0 | 0 | 0 | 0 | 0 | 0 | 0 | 0 | 0 | 0 | -0.0002 | -0.0001 | 0 | -0.0002 | -0.0001 | -0.0001 | -0.0003 | -0.0003 | -0.0004 | -0.0005 | -0.0006 | -0.0004 | -0.0001 | 0.0001 | 0.0004 | 0.0007 | 0.0009 | 0.0011 | 0.0014 | 0.0016 | 0.0019 | 0.0021 | 0.0023 | 0.0025 | 0.0027 | 0.0029 | 0.0032 | 0.0033 | 0.0035 | 0.0037 | 0.0039 | 0.0041 | 0.0042 | 0.0044 | 0.0045 | 0.0046 | 0.0048 | 0.0049 | 0.005 | 0.0051 | 0.0052 | 0.0053 | 0.0054 | 0.0054 | 0.0055
Northwest | Small Office | Minimum | April | Refrigeration | LDCEU/TDEF | Electric Load with Losses, Incl. Cogeneration | MW | 0 | 0 | 0 | 0 | 0 | 0 | 0 | 0 | 0 | 0 | 0 | 0 | -0.0001 | -0.0003 | -0.0003 | -0.0005 | -0.0005 | -0.0025 | -0.0054 | -0.0081 | -0.0122 | -0.0159 | -0.0208 | -0.0255 | -0.0279 | -0.0302 | -0.0324 | -0.0343 | -0.0362 | -0.038 | -0.0397 | -0.0411 | -0.0424 | -0.0436 | -0.0449 | -0.046 | -0.047 | -0.0482 | -0.049 | -0.0499 | -0.0507 | -0.0516 | -0.0523 | -0.0529 | -0.0537 | -0.0542 | -0.0548 | -0.0552 | -0.0558 | -0.0563 | -0.0567 | -0.0572 | -0.0577 | -0.0581 | -0.0586 | -0.059 | -0.0595 | -0.0595
Northwest | Small Office | Minimum | April | Lighting | LDCEU/TDEF | Electric Load with Losses, Incl. Cogeneration | MW | 0 | -0.1301 | -0.4112 | -0.6887 | -0.9168 | -1.1122 | -1.5544 | -1.8608 | -3.9613 | -6.0651 | -7.3988 | -8.1104 | -8.6257 | -9.0841 | -8.83 | -9.4116 | -8.7107 | -7.2244 | -7.1034 | -6.7613 | -6.669 | -6.3328 | -6.2398 | -6.4728 | -6.0859 | -5.7482 | -5.4571 | -5.2012 | -4.9639 | -4.743 | -4.5366 | -4.3414 | -4.1583 | -3.9867 | -3.8276 | -3.679 | -3.5405 | -3.4107 | -3.2875 | -3.1722 | -3.0636 | -2.9596 | -2.8622 | -2.7688 | -2.6809 | -2.5969 | -2.5177 | -2.4393 | -2.3648 | -2.2932 | -2.2241 | -2.1572 | -2.0925 | -2.0296 | -1.9684 | -1.9089 | -1.8507 | -1.788
Northwest | Small Office | Minimum | April | Air Conditioning | LDCEU/TDEF | Electric Load with Losses, Incl. Cogeneration | MW | -0.0139 | 0.0156 | 0.0418 | 0.0792 | 0.1154 | 0.1732 | 0.1496 | 0.1805 | 0.2013 | 0.2399 | 0.3006 | 0.2814 | 0.2544 | 0.2822 | 0.2796 | 0.2528 | 0.3185 | 0.2526 | 0.2692 | 0.1421 | -0.0224 | -0.1919 | -0.366 | -0.5335 | -0.6806 | -0.9106 | -1.1288 | -1.3196 | -1.4935 | -1.651 | -1.9781 | -2.2679 | -2.5282 | -2.7625 | -2.9781 | -3.1744 | -3.3531 | -3.5154 | -3.6587 | -3.7888 | -3.9053 | -4.0075 | -4.1005 | -4.1802 | -4.2547 | -4.3193 | -4.3781 | -4.424 | -4.4654 | -4.5011 | -4.5329 | -4.5594 | -4.5816 | -4.6013 | -4.6171 | -4.6292 | -4.6399 | -4.625
Northwest | Small Office | Minimum | April | Other Non-Substitutables | LDCEU/TDEF | Electric Load with Losses, Incl. Cogeneration | MW | 0 | 0 | 0 | 0 | 0 | 0 | 0 | 0 | 0 | 0 | 0 | 0 | -0.5733 | -1.1343 | -1.6853 | -2.2221 | -2.3733 | -2.6994 | -3.2233 | -3.3794 | -3.8089 | -4.0701 | -4.3024 | -4.6166 | -4.7591 | -4.8725 | -4.9623 | -5.0137 | -5.0441 | -5.0546 | -5.0466 | -5.0183 | -4.9766 | -4.9245 | -4.8683 | -4.8055 | -4.739 | -4.6687 | -4.5908 | -4.5115 | -4.4299 | -4.3433 | -4.2567 | -4.166 | -4.0762 | -3.9841 | -3.8929 | -3.7952 | -3.6983 | -3.601 | -3.5026 | -3.4034 | -3.3035 | -3.2032 | -3.1023 | -3.0009 | -2.8988 | -2.7854
Northwest | Small Office | Minimum | May | Space Heating | LDCEU/TDEF | Electric Load with Losses, Incl. Cogeneration | MW | -0.081 | -0.0686 | -0.0616 | -0.0708 | -0.0436 | -0.0497 | -0.0503 | -0.0364 | -0.0295 | -0.0288 | -0.0222 | -0.0201 | -0.0205 | -0.0238 | -0.0371 | -0.0463 | -0.0411 | -0.0471 | -0.0591 | -0.0506 | -0.0514 | -0.0548 | -0.0561 | -0.0567 | -0.055 | -0.0528 | -0.0467 | -0.0414 | -0.0362 | -0.0306 | -0.0255 | -0.0211 | -0.017 | -0.0131 | -0.0095 | -0.0055 | -0.0018 | 0.0016 | 0.0052 | 0.0083 | 0.0109 | 0.0136 | 0.0161 | 0.018 | 0.0202 | 0.022 | 0.0233 | 0.0247 | 0.0258 | 0.0266 | 0.0278 | 0.0286 | 0.0291 | 0.03 | 0.0304 | 0.0306 | 0.0309 | 0.0308
Northwest | Small Office | Minimum | May | Water Heating | LDCEU/TDEF | Electric Load with Losses, Incl. Cogeneration | MW | 0 | 0 | 0 | 0 | 0 | 0 | 0 | 0 | 0 | 0 | 0 | 0 | 0 | 0 | 0 | 0 | 0 | 0 | 0 | 0 | 0 | 0 | -0.0395 | -0.0637 | -0.0578 | -0.0438 | -0.0256 | -0.0079 | 0.0123 | 0.0343 | 0.0572 | 0.0799 | 0.1031 | 0.1271 | 0.1527 | 0.1795 | 0.2074 | 0.2357 | 0.2639 | 0.2926 | 0.3213 | 0.3493 | 0.3778 | 0.4055 | 0.4337 | 0.4612 | 0.4891 | 0.5148 | 0.5403 | 0.5656 | 0.5901 | 0.6139 | 0.6371 | 0.6595 | 0.6813 | 0.7025 | 0.7228 | 0.7373
Northwest | Small Office | Minimum | May | Other Substitutables | LDCEU/TDEF | Electric Load with Losses, Incl. Cogeneration | MW | 0 | 0 | 0 | 0 | 0 | 0 | 0 | 0 | 0 | 0 | 0 | 0 | 0 | -0.0002 | -0.0001 | -0.0001 | -0.0002 | -0.0001 | -0.0002 | -0.0002 | -0.0003 | -0.0004 | -0.0006 | -0.0006 | -0.0005 | -0.0001 | 0.0001 | 0.0005 | 0.0007 | 0.001 | 0.0012 | 0.0015 | 0.0017 | 0.002 | 0.0022 | 0.0024 | 0.0026 | 0.0029 | 0.0032 | 0.0033 | 0.0035 | 0.0038 | 0.0039 | 0.0041 | 0.0043 | 0.0044 | 0.0047 | 0.0047 | 0.0049 | 0.0051 | 0.0052 | 0.0053 | 0.0054 | 0.0055 | 0.0056 | 0.0057 | 0.0058 | 0.0058
Northwest | Small Office | Minimum | May | Refrigeration | LDCEU/TDEF | Electric Load with Losses, Incl. Cogeneration | MW | 0 | 0 | 0 | 0 | 0 | 0 | 0 | 0 | 0 | 0 | 0 | 0 | -0.0001 | -0.0002 | -0.0002 | -0.0003 | -0.0004 | -0.0017 | -0.0039 | -0.0058 | -0.0086 | -0.0112 | -0.0146 | -0.0179 | -0.0197 | -0.0212 | -0.0228 | -0.0242 | -0.0256 | -0.0267 | -0.028 | -0.0289 | -0.0298 | -0.0307 | -0.0316 | -0.0324 | -0.0331 | -0.0339 | -0.0344 | -0.0351 | -0.0357 | -0.0363 | -0.0368 | -0.0372 | -0.0377 | -0.0381 | -0.0386 | -0.0388 | -0.0393 | -0.0396 | -0.0399 | -0.0402 | -0.0405 | -0.0409 | -0.0412 | -0.0415 | -0.0418 | -0.0418
Northwest | Small Office | Minimum | May | Lighting | LDCEU/TDEF | Electric Load with Losses, Incl. Cogeneration | MW | 0 | -0.1436 | -0.4475 | -0.7475 | -0.9934 | -1.2043 | -1.6834 | -2.0152 | -4.3033 | -6.5946 | -8.0496 | -8.825 | -9.3857 | -9.865 | -9.6138 | -10.2617 | -9.469 | -7.8927 | -7.7501 | -7.3532 | -7.2462 | -6.8727 | -6.7657 | -7.0187 | -6.5931 | -6.221 | -5.899 | -5.6151 | -5.3521 | -5.1074 | -4.8789 | -4.6635 | -4.4614 | -4.2724 | -4.097 | -3.9334 | -3.7812 | -3.6385 | -3.5038 | -3.3776 | -3.2588 | -3.1453 | -3.0391 | -2.9376 | -2.8421 | -2.751 | -2.6654 | -2.5808 | -2.5004 | -2.4235 | -2.3491 | -2.2775 | -2.208 | -2.1408 | -2.0755 | -2.012 | -1.9501 | -1.8836
Northwest | Small Office | Minimum | May | Air Conditioning | LDCEU/TDEF | Electric Load with Losses, Incl. Cogeneration | MW | -0.0371 | 0.0377 | 0.1048 | 0.1904 | 0.3048 | 0.4199 | 0.3602 | 0.4346 | 0.5057 | 0.5763 | 0.7314 | 0.7004 | 0.6366 | 0.7059 | 0.6835 | 0.6111 | 0.7797 | 0.607 | 0.6453 | 0.3463 | -0.0501 | -0.4612 | -0.8799 | -1.2971 | -1.6383 | -2.1937 | -2.7199 | -3.1799 | -3.5989 | -3.9783 | -4.7648 | -5.4626 | -6.089 | -6.6524 | -7.1692 | -7.641 | -8.0707 | -8.4581 | -8.8036 | -9.1155 | -9.3942 | -9.6384 | -9.8608 | -10.0518 | -10.2301 | -10.3842 | -10.5254 | -10.6351 | -10.7331 | -10.8184 | -10.8935 | -10.9565 | -11.0084 | -11.0545 | -11.091 | -11.1188 | -11.1429 | -11.1067
Northwest | Small Office | Minimum | May | Other Non-Substitutables | LDCEU/TDEF | Electric Load with Losses, Incl. Cogeneration | MW | 0 | 0 | 0 | 0 | 0 | 0 | 0 | 0 | 0 | 0 | 0 | 0 | -0.5866 | -1.152 | -1.7146 | -2.2855 | -2.4334 | -2.7916 | -3.3062 | -3.4145 | -3.8259 | -4.0764 | -4.2935 | -4.5898 | -4.7308 | -4.8435 | -4.9325 | -4.9834 | -5.0131 | -5.023 | -5.0146 | -4.9864 | -4.9448 | -4.8928 | -4.8365 | -4.774 | -4.7081 | -4.6377 | -4.5609 | -4.4822 | -4.4013 | -4.3153 | -4.2294 | -4.1398 | -4.0509 | -3.9599 | -3.8701 | -3.7736 | -3.6778 | -3.5817 | -3.4845 | -3.3867 | -3.2882 | -3.1891 | -3.0894 | -2.9893 | -2.8887 | -2.7767
Northwest | Small Office | Minimum | June | Space Heating | LDCEU/TDEF | Electric Load with Losses, Incl. Cogeneration | MW | -0.063 | -0.0509 | -0.0418 | -0.0412 | -0.0346 | -0.0285 | -0.0313 | -0.0205 | -0.0228 | -0.0159 | -0.0117 | -0.0121 | -0.0158 | -0.0133 | -0.0245 | -0.0351 | -0.0239 | -0.0307 | -0.0363 | -0.0357 | -0.031 | -0.0388 | -0.0254 | -0.0347 | -0.0342 | -0.0328 | -0.0292 | -0.026 | -0.0227 | -0.0194 | -0.0163 | -0.0136 | -0.0111 | -0.0088 | -0.0065 | -0.0041 | -0.0019 | 0.0002 | 0.0024 | 0.0042 | 0.0058 | 0.0075 | 0.009 | 0.0102 | 0.0116 | 0.0125 | 0.0133 | 0.0142 | 0.0149 | 0.0155 | 0.0161 | 0.0166 | 0.017 | 0.0175 | 0.0178 | 0.0179 | 0.018 | 0.018
Northwest | Small Office | Minimum | June | Water Heating | LDCEU/TDEF | Electric Load with Losses, Incl. Cogeneration | MW | 0 | 0 | 0 | 0 | 0 | 0 | 0 | 0 | 0 | 0 | 0 | 0 | 0 | 0 | 0 | 0 | 0 | 0 | 0 | 0 | 0 | 0 | -0.0192 | -0.0429 | -0.0383 | -0.0291 | -0.0171 | -0.0054 | 0.0079 | 0.0224 | 0.0375 | 0.0525 | 0.0678 | 0.0837 | 0.1006 | 0.1184 | 0.1368 | 0.1555 | 0.1742 | 0.1931 | 0.2122 | 0.2307 | 0.2496 | 0.2679 | 0.2865 | 0.3049 | 0.3233 | 0.3403 | 0.3572 | 0.3741 | 0.3903 | 0.4061 | 0.4214 | 0.4364 | 0.4508 | 0.4649 | 0.4784 | 0.488
Northwest | Small Office | Minimum | June | Other Substitutables | LDCEU/TDEF | Electric Load with Losses, Incl. Cogeneration | MW | 0 | 0 | 0 | 0 | 0 | 0 | 0 | 0 | 0 | 0 | 0 | 0 | 0 | -0.0002 | -0.0001 | -0.0001 | -0.0003 | -0.0002 | -0.0002 | -0.0003 | -0.0004 | -0.0006 | -0.0007 | -0.0008 | -0.0006 | -0.0002 | 0.0002 | 0.0005 | 0.001 | 0.0013 | 0.0017 | 0.0019 | 0.0023 | 0.0026 | 0.0029 | 0.0032 | 0.0035 | 0.0038 | 0.0041 | 0.0044 | 0.0047 | 0.0049 | 0.0051 | 0.0054 | 0.0057 | 0.0058 | 0.006 | 0.0063 | 0.0064 | 0.0066 | 0.0068 | 0.007 | 0.0071 | 0.0072 | 0.0073 | 0.0074 | 0.0075 | 0.0076
Northwest | Small Office | Minimum | June | Refrigeration | LDCEU/TDEF | Electric Load with Losses, Incl. Cogeneration | MW | 0 | 0 | 0 | 0 | 0 | 0 | 0 | 0 | 0 | 0 | 0 | 0 | -0.0001 | -0.0001 | -0.0001 | -0.0002 | -0.0003 | -0.0014 | -0.003 | -0.0044 | -0.0066 | -0.0086 | -0.0113 | -0.0138 | -0.0151 | -0.0163 | -0.0174 | -0.0186 | -0.0196 | -0.0205 | -0.0215 | -0.0221 | -0.0228 | -0.0235 | -0.0242 | -0.0248 | -0.0254 | -0.026 | -0.0264 | -0.0269 | -0.0273 | -0.0278 | -0.0282 | -0.0286 | -0.0289 | -0.0293 | -0.0295 | -0.0298 | -0.0301 | -0.0304 | -0.0306 | -0.0309 | -0.0311 | -0.0314 | -0.0316 | -0.0318 | -0.0321 | -0.0321
Northwest | Small Office | Minimum | June | Lighting | LDCEU/TDEF | Electric Load with Losses, Incl. Cogeneration | MW | 0 | -0.1552 | -0.484 | -0.8086 | -1.0748 | -1.303 | -1.8213 | -2.1804 | -4.6554 | -7.1338 | -8.7075 | -9.5462 | -10.1525 | -10.6716 | -10.3985 | -11.0981 | -10.242 | -8.5346 | -8.38 | -7.9509 | -7.8341 | -7.4289 | -7.3114 | -7.5823 | -7.12 | -6.7154 | -6.3648 | -6.0554 | -5.7687 | -5.5022 | -5.2532 | -5.0188 | -4.799 | -4.5934 | -4.4028 | -4.225 | -4.0597 | -3.9048 | -3.7585 | -3.6217 | -3.4929 | -3.37 | -3.2549 | -3.1453 | -3.0421 | -2.9437 | -2.8513 | -2.76 | -2.6734 | -2.5905 | -2.5106 | -2.4335 | -2.359 | -2.2868 | -2.2167 | -2.1485 | -2.0821 | -2.0109
Northwest | Small Office | Minimum | June | Air Conditioning | LDCEU/TDEF | Electric Load with Losses, Incl. Cogeneration | MW | -0.0507 | 0.0506 | 0.1471 | 0.2753 | 0.4002 | 0.6045 | 0.515 | 0.6731 | 0.6811 | 0.8604 | 1.1078 | 1.0193 | 0.8677 | 1.0379 | 0.982 | 0.8581 | 1.1328 | 0.8663 | 0.9061 | 0.4839 | -0.0639 | -0.6262 | -1.3867 | -1.8591 | -2.3699 | -3.1769 | -3.9404 | -4.6074 | -5.2141 | -5.764 | -6.9017 | -7.9126 | -8.8193 | -9.6341 | -10.3807 | -11.0628 | -11.685 | -12.2422 | -12.7426 | -13.1926 | -13.5946 | -13.9468 | -14.2675 | -14.543 | -14.7997 | -15.0212 | -15.2253 | -15.3818 | -15.5221 | -15.6439 | -15.7506 | -15.8401 | -15.913 | -15.9777 | -16.0281 | -16.0659 | -16.0983 | -16.0457
Northwest | Small Office | Minimum | June | Other Non-Substitutables | LDCEU/TDEF | Electric Load with Losses, Incl. Cogeneration | MW | 0 | 0 | 0 | 0 | 0 | 0 | 0 | 0 | 0 | 0 | 0 | 0 | -0.5729 | -1.1215 | -1.6708 | -2.2376 | -2.379 | -2.7384 | -3.2335 | -3.3181 | -3.709 | -3.9478 | -4.152 | -4.4321 | -4.5681 | -4.677 | -4.7631 | -4.8121 | -4.8406 | -4.8501 | -4.8416 | -4.8145 | -4.7744 | -4.7242 | -4.6696 | -4.6093 | -4.5458 | -4.4774 | -4.4037 | -4.3278 | -4.2497 | -4.1667 | -4.0839 | -3.9977 | -3.912 | -3.8244 | -3.7381 | -3.6452 | -3.553 | -3.4605 | -3.3671 | -3.2729 | -3.178 | -3.0827 | -2.9867 | -2.8905 | -2.7936 | -2.6858
Northwest | Small Office | Minimum | July | Space Heating | LDCEU/TDEF | Electric Load with Losses, Incl. Cogeneration | MW | -0.0294 | -0.0119 | -0.0109 | -0.0096 | -0.0104 | -0.0068 | -0.0102 | -0.0077 | -0.007 | -0.0045 | -0.0034 | -0.0034 | -0.0037 | -0.0037 | -0.0055 | -0.009 | -0.0062 | -0.0087 | -0.0125 | -0.01 | -0.0084 | -0.0083 | -0.0084 | -0.0131 | -0.0105 | -0.0101 | -0.0089 | -0.0079 | -0.0069 | -0.0058 | -0.0049 | -0.0041 | -0.0033 | -0.0025 | -0.0018 | -0.001 | -0.0003 | 0.0003 | 0.0009 | 0.0016 | 0.0021 | 0.0026 | 0.0031 | 0.0035 | 0.0039 | 0.0042 | 0.0045 | 0.0047 | 0.005 | 0.0052 | 0.0054 | 0.0056 | 0.0057 | 0.0058 | 0.006 | 0.006 | 0.006 | 0.006
Northwest | Small Office | Minimum | July | Water Heating | LDCEU/TDEF | Electric Load with Losses, Incl. Cogeneration | MW | 0 | 0 | 0 | 0 | 0 | 0 | 0 | 0 | 0 | 0 | 0 | 0 | 0 | 0 | 0 | 0 | 0 | 0 | 0 | 0 | 0 | 0 | -0.0163 | -0.0345 | -0.0268 | -0.0203 | -0.0117 | -0.0035 | 0.0059 | 0.0162 | 0.027 | 0.0376 | 0.0485 | 0.0597 | 0.0717 | 0.0843 | 0.0974 | 0.1106 | 0.1238 | 0.1372 | 0.1507 | 0.1637 | 0.1771 | 0.1901 | 0.2033 | 0.2162 | 0.2293 | 0.2413 | 0.2533 | 0.2651 | 0.2766 | 0.2878 | 0.2986 | 0.3092 | 0.3195 | 0.3294 | 0.3389 | 0.3457
Northwest | Small Office | Minimum | July | Other Substitutables | LDCEU/TDEF | Electric Load with Losses, Incl. Cogeneration | MW | 0 | 0 | 0 | 0 | 0 | 0 | 0 | 0 | 0 | 0 | 0 | 0 | 0 | -0.0002 | -0.0001 | -0.0001 | -0.0003 | -0.0001 | -0.0001 | -0.0003 | -0.0003 | -0.0005 | -0.0007 | -0.0008 | -0.0005 | -0.0001 | 0.0002 | 0.0006 | 0.0009 | 0.0013 | 0.0016 | 0.0019 | 0.0023 | 0.0025 | 0.0028 | 0.0031 | 0.0034 | 0.0037 | 0.004 | 0.0043 | 0.0046 | 0.0048 | 0.005 | 0.0052 | 0.0055 | 0.0057 | 0.0059 | 0.0061 | 0.0062 | 0.0064 | 0.0066 | 0.0068 | 0.0069 | 0.007 | 0.0071 | 0.0072 | 0.0073 | 0.0074
Northwest | Small Office | Minimum | July | Refrigeration | LDCEU/TDEF | Electric Load with Losses, Incl. Cogeneration | MW | 0 | 0 | 0 | 0 | 0 | 0 | 0 | 0 | 0 | 0 | 0 | 0 | -0.0001 | -0.0001 | -0.0002 | -0.0003 | -0.0003 | -0.0014 | -0.0032 | -0.0047 | -0.007 | -0.0091 | -0.0118 | -0.0146 | -0.016 | -0.0172 | -0.0184 | -0.0196 | -0.0207 | -0.0217 | -0.0226 | -0.0234 | -0.0241 | -0.0249 | -0.0256 | -0.0263 | -0.0269 | -0.0274 | -0.028 | -0.0285 | -0.029 | -0.0294 | -0.0298 | -0.0302 | -0.0305 | -0.031 | -0.0312 | -0.0315 | -0.0318 | -0.032 | -0.0323 | -0.0326 | -0.0329 | -0.0331 | -0.0334 | -0.0337 | -0.0339 | -0.034
Northwest | Small Office | Minimum | July | Lighting | LDCEU/TDEF | Electric Load with Losses, Incl. Cogeneration | MW | 0 | -0.1469 | -0.4564 | -0.7618 | -1.0121 | -1.2268 | -1.7151 | -2.0531 | -4.3872 | -6.7242 | -8.2089 | -8.9999 | -9.5716 | -10.056 | -9.8053 | -10.4691 | -9.6541 | -8.0553 | -7.9072 | -7.4967 | -7.3857 | -7.0025 | -6.8912 | -7.148 | -6.7122 | -6.3307 | -6.0002 | -5.7084 | -5.4382 | -5.1868 | -4.9522 | -4.7311 | -4.524 | -4.3302 | -4.1504 | -3.9829 | -3.827 | -3.6809 | -3.5432 | -3.414 | -3.2926 | -3.1769 | -3.0684 | -2.9649 | -2.8677 | -2.7749 | -2.6877 | -2.6018 | -2.5201 | -2.442 | -2.3666 | -2.2939 | -2.2236 | -2.1556 | -2.0895 | -2.0252 | -1.9626 | -1.8955
Northwest | Small Office | Minimum | July | Air Conditioning | LDCEU/TDEF | Electric Load with Losses, Incl. Cogeneration | MW | -0.058 | 0.0745 | 0.2039 | 0.4054 | 0.5134 | 0.8237 | 0.6617 | 0.8 | 0.8739 | 1.1283 | 1.3923 | 1.3192 | 1.1878 | 1.3037 | 1.3709 | 1.2005 | 1.4781 | 1.2073 | 1.1339 | 0.6397 | -0.0666 | -0.8404 | -1.618 | -2.2268 | -3.1014 | -4.1637 | -5.167 | -6.0424 | -6.838 | -7.5601 | -9.0505 | -10.376 | -11.5646 | -12.632 | -13.6093 | -14.5024 | -15.3186 | -16.0447 | -16.7001 | -17.2879 | -17.8136 | -18.2745 | -18.6937 | -19.053 | -19.3881 | -19.6762 | -19.9433 | -20.1442 | -20.3256 | -20.4825 | -20.6193 | -20.7333 | -20.8254 | -20.9064 | -20.9685 | -21.0144 | -21.0526 | -20.9841
Northwest | Small Office | Minimum | July | Other Non-Substitutables | LDCEU/TDEF | Electric Load with Losses, Incl. Cogeneration | MW | 0 | 0 | 0 | 0 | 0 | 0 | 0 | 0 | 0 | 0 | 0 | 0 | -0.6054 | -1.1848 | -1.7648 | -2.3637 | -2.5132 | -2.8932 | -3.4153 | -3.5044 | -3.917 | -4.1686 | -4.3838 | -4.679 | -4.8225 | -4.9374 | -5.0281 | -5.0799 | -5.1099 | -5.1199 | -5.111 | -5.0823 | -5.0399 | -4.9868 | -4.9292 | -4.8656 | -4.7985 | -4.7264 | -4.6484 | -4.5683 | -4.4859 | -4.3983 | -4.3108 | -4.2198 | -4.1293 | -4.0368 | -3.9456 | -3.8476 | -3.7502 | -3.6526 | -3.5539 | -3.4545 | -3.3543 | -3.2536 | -3.1525 | -3.0507 | -2.9485 | -2.8347
Northwest | Small Office | Minimum | August | Space Heating | LDCEU/TDEF | Electric Load with Losses, Incl. Cogeneration | MW | -0.025 | -0.0184 | -0.0204 | -0.0146 | -0.0108 | -0.0099 | -0.0105 | -0.01 | -0.0078 | -0.0072 | -0.005 | -0.0045 | -0.0049 | -0.0065 | -0.01 | -0.0117 | -0.0103 | -0.0114 | -0.0121 | -0.0105 | -0.0119 | -0.0116 | -0.012 | -0.0127 | -0.0133 | -0.0128 | -0.0113 | -0.01 | -0.0088 | -0.0074 | -0.0062 | -0.0051 | -0.0041 | -0.0031 | -0.0022 | -0.0012 | -0.0003 | 0.0005 | 0.0014 | 0.0021 | 0.0028 | 0.0035 | 0.0041 | 0.0046 | 0.0051 | 0.0056 | 0.0059 | 0.0063 | 0.0066 | 0.0069 | 0.0071 | 0.0074 | 0.0075 | 0.0077 | 0.0079 | 0.008 | 0.008 | 0.008
Northwest | Small Office | Minimum | August | Water Heating | LDCEU/TDEF | Electric Load with Losses, Incl. Cogeneration | MW | 0 | 0 | 0 | 0 | 0 | 0 | 0 | 0 | 0 | 0 | 0 | 0 | 0 | 0 | 0 | 0 | 0 | 0 | 0 | 0 | 0 | 0 | -0.0174 | -0.0285 | -0.0257 | -0.0194 | -0.0112 | -0.0031 | 0.0061 | 0.0161 | 0.0265 | 0.0367 | 0.0473 | 0.0582 | 0.0699 | 0.082 | 0.0947 | 0.1075 | 0.1203 | 0.1332 | 0.1463 | 0.1589 | 0.1719 | 0.1844 | 0.1972 | 0.2097 | 0.2223 | 0.2339 | 0.2455 | 0.2569 | 0.268 | 0.2789 | 0.2894 | 0.2996 | 0.3095 | 0.3191 | 0.3282 | 0.3348
Northwest | Small Office | Minimum | August | Other Substitutables | LDCEU/TDEF | Electric Load with Losses, Incl. Cogeneration | MW | 0 | 0 | 0 | 0 | 0 | 0 | 0 | 0 | 0 | 0 | 0 | 0 | 0 | -0.0003 | -0.0001 | -0.0001 | -0.0003 | -0.0001 | -0.0001 | -0.0003 | -0.0004 | -0.0005 | -0.0008 | -0.0007 | -0.0005 | -0.0001 | 0.0002 | 0.0006 | 0.001 | 0.0013 | 0.0017 | 0.002 | 0.0023 | 0.0026 | 0.0029 | 0.0032 | 0.0036 | 0.0039 | 0.0042 | 0.0045 | 0.0047 | 0.005 | 0.0052 | 0.0054 | 0.0057 | 0.0059 | 0.0061 | 0.0064 | 0.0065 | 0.0067 | 0.0069 | 0.0071 | 0.0072 | 0.0073 | 0.0075 | 0.0076 | 0.0076 | 0.0077
Northwest | Small Office | Minimum | August | Refrigeration | LDCEU/TDEF | Electric Load with Losses, Incl. Cogeneration | MW | 0 | 0 | 0 | 0 | 0 | 0 | 0 | 0 | 0 | 0 | 0 | 0 | 0 | -0.0001 | -0.0002 | -0.0002 | -0.0003 | -0.0014 | -0.0031 | -0.0046 | -0.0068 | -0.0089 | -0.0116 | -0.0144 | -0.0157 | -0.017 | -0.0182 | -0.0192 | -0.0203 | -0.0213 | -0.0223 | -0.0231 | -0.0238 | -0.0245 | -0.0251 | -0.0258 | -0.0264 | -0.0271 | -0.0275 | -0.028 | -0.0285 | -0.0289 | -0.0294 | -0.0297 | -0.0301 | -0.0304 | -0.0308 | -0.031 | -0.0313 | -0.0316 | -0.0319 | -0.0321 | -0.0323 | -0.0325 | -0.0329 | -0.033 | -0.0333 | -0.0334
Northwest | Small Office | Minimum | August | Lighting | LDCEU/TDEF | Electric Load with Losses, Incl. Cogeneration | MW | 0 | -0.159 | -0.486 | -0.8086 | -1.0723 | -1.2987 | -1.8159 | -2.1738 | -4.6619 | -7.1527 | -8.738 | -9.5815 | -10.191 | -10.683 | -10.4486 | -11.1754 | -10.2703 | -8.6201 | -8.4514 | -7.9853 | -7.8631 | -7.4494 | -7.3305 | -7.611 | -7.147 | -6.7408 | -6.389 | -6.0784 | -5.7908 | -5.5233 | -5.2736 | -5.0383 | -4.8178 | -4.6116 | -4.4203 | -4.242 | -4.0761 | -3.9205 | -3.7739 | -3.6365 | -3.5073 | -3.3839 | -3.2685 | -3.1583 | -3.0548 | -2.956 | -2.8631 | -2.7716 | -2.6846 | -2.6014 | -2.5211 | -2.4437 | -2.3687 | -2.2962 | -2.2258 | -2.1574 | -2.0907 | -2.0191
Northwest | Small Office | Minimum | August | Air Conditioning | LDCEU/TDEF | Electric Load with Losses, Incl. Cogeneration | MW | -0.1019 | 0.1076 | 0.2845 | 0.5914 | 0.8889 | 1.2491 | 1.1424 | 1.2851 | 1.4884 | 1.6715 | 2.1207 | 2.0932 | 1.8989 | 1.9399 | 1.9637 | 1.8903 | 2.1893 | 1.8797 | 2.0583 | 1.1142 | -0.1125 | -1.3188 | -2.4868 | -4.0149 | -4.911 | -6.5912 | -8.1786 | -9.5639 | -10.8233 | -11.9659 | -14.3254 | -16.4234 | -18.3047 | -19.9947 | -21.542 | -22.9559 | -24.2478 | -25.3983 | -26.436 | -27.3671 | -28.1996 | -28.9293 | -29.5933 | -30.1626 | -30.6933 | -31.1501 | -31.573 | -31.8923 | -32.1803 | -32.4294 | -32.6469 | -32.8284 | -32.9753 | -33.1046 | -33.2043 | -33.2779 | -33.3398 | -33.2312
Northwest | Small Office | Minimum | August | Other Non-Substitutables | LDCEU/TDEF | Electric Load with Losses, Incl. Cogeneration | MW | 0 | 0 | 0 | 0 | 0 | 0 | 0 | 0 | 0 | 0 | 0 | 0 | -0.5879 | -1.1507 | -1.7127 | -2.2935 | -2.4398 | -2.8097 | -3.3123 | -3.3994 | -3.798 | -4.0394 | -4.2469 | -4.5303 | -4.669 | -4.7798 | -4.8674 | -4.9172 | -4.9461 | -4.9556 | -4.9469 | -4.9191 | -4.8779 | -4.8264 | -4.7706 | -4.7089 | -4.6439 | -4.574 | -4.4986 | -4.4209 | -4.341 | -4.2562 | -4.1715 | -4.0832 | -3.9956 | -3.9061 | -3.8176 | -3.7227 | -3.6284 | -3.5339 | -3.4381 | -3.3419 | -3.2449 | -3.1473 | -3.0493 | -2.9507 | -2.8516 | -2.7414
Northwest | Small Office | Minimum | September | Space Heating | LDCEU/TDEF | Electric Load with Losses, Incl. Cogeneration | MW | -0.0504 | -0.036 | -0.0318 | -0.0428 | -0.0277 | -0.0223 | -0.025 | -0.0213 | -0.0173 | -0.015 | -0.011 | -0.013 | -0.0143 | -0.0136 | -0.0241 | -0.0265 | -0.0218 | -0.0235 | -0.0236 | -0.025 | -0.0306 | -0.0285 | -0.0362 | -0.0376 | -0.0311 | -0.0298 | -0.0263 | -0.0234 | -0.0204 | -0.0172 | -0.0142 | -0.0117 | -0.0093 | -0.0072 | -0.0051 | -0.0028 | -0.0006 | 0.0013 | 0.0034 | 0.0052 | 0.0066 | 0.0083 | 0.0096 | 0.0107 | 0.012 | 0.0131 | 0.0138 | 0.0147 | 0.0154 | 0.0159 | 0.0165 | 0.017 | 0.0173 | 0.0179 | 0.0181 | 0.0182 | 0.0184 | 0.0184
Northwest | Small Office | Minimum | September | Water Heating | LDCEU/TDEF | Electric Load with Losses, Incl. Cogeneration | MW | 0 | 0 | 0 | 0 | 0 | 0 | 0 | 0 | 0 | 0 | 0 | 0 | 0 | 0 | 0 | 0 | 0 | 0 | 0 | 0 | 0 | 0 | -0.0356 | -0.0567 | -0.0411 | -0.0308 | -0.0174 | -0.0043 | 0.0106 | 0.0268 | 0.0437 | 0.0605 | 0.0774 | 0.0951 | 0.114 | 0.1337 | 0.154 | 0.1749 | 0.1955 | 0.2165 | 0.2376 | 0.2579 | 0.2788 | 0.2991 | 0.3196 | 0.3397 | 0.3601 | 0.3788 | 0.3974 | 0.4158 | 0.4337 | 0.451 | 0.468 | 0.4843 | 0.5002 | 0.5156 | 0.5304 | 0.5409
Northwest | Small Office | Minimum | September | Other Substitutables | LDCEU/TDEF | Electric Load with Losses, Incl. Cogeneration | MW | 0 | 0 | 0 | 0 | 0 | 0 | 0 | 0 | 0 | 0 | 0 | 0 | 0 | -0.0002 | -0.0001 | -0.0001 | -0.0002 | -0.0002 | -0.0002 | -0.0003 | -0.0003 | -0.0005 | -0.0006 | -0.0006 | -0.0004 | -0.0002 | 0.0001 | 0.0005 | 0.0007 | 0.0011 | 0.0014 | 0.0017 | 0.0019 | 0.0022 | 0.0025 | 0.0027 | 0.003 | 0.0032 | 0.0034 | 0.0037 | 0.0039 | 0.0042 | 0.0043 | 0.0045 | 0.0048 | 0.0049 | 0.005 | 0.0052 | 0.0054 | 0.0055 | 0.0057 | 0.0058 | 0.0059 | 0.006 | 0.0061 | 0.0062 | 0.0063 | 0.0063
Northwest | Small Office | Minimum | September | Refrigeration | LDCEU/TDEF | Electric Load with Losses, Incl. Cogeneration | MW | 0 | 0 | 0 | 0 | 0 | 0 | 0 | 0 | 0 | 0 | 0 | 0 | 0 | -0.0002 | -0.0003 | -0.0003 | -0.0004 | -0.0018 | -0.004 | -0.0059 | -0.0089 | -0.0117 | -0.0152 | -0.0187 | -0.0204 | -0.0221 | -0.0237 | -0.0252 | -0.0266 | -0.0279 | -0.029 | -0.0301 | -0.031 | -0.0319 | -0.0328 | -0.0337 | -0.0344 | -0.0353 | -0.0358 | -0.0365 | -0.0371 | -0.0377 | -0.0383 | -0.0387 | -0.0392 | -0.0396 | -0.0401 | -0.0404 | -0.0409 | -0.0411 | -0.0415 | -0.0419 | -0.0421 | -0.0425 | -0.0428 | -0.0431 | -0.0435 | -0.0435
Northwest | Small Office | Minimum | September | Lighting | LDCEU/TDEF | Electric Load with Losses, Incl. Cogeneration | MW | 0 | -0.1523 | -0.4654 | -0.7745 | -1.027 | -1.2438 | -1.7392 | -2.082 | -4.4648 | -6.8501 | -8.3684 | -9.1761 | -9.7601 | -10.2318 | -10.0072 | -10.7034 | -9.837 | -8.2563 | -8.0956 | -7.6502 | -7.5345 | -7.1396 | -7.0271 | -7.2976 | -6.855 | -6.468 | -6.1331 | -5.8379 | -5.5645 | -5.3101 | -5.0725 | -4.8485 | -4.6385 | -4.4418 | -4.2597 | -4.0896 | -3.9313 | -3.783 | -3.6429 | -3.5116 | -3.3881 | -3.2702 | -3.1596 | -3.0542 | -2.9549 | -2.8603 | -2.771 | -2.6832 | -2.5995 | -2.5195 | -2.4422 | -2.3677 | -2.2955 | -2.2255 | -2.1576 | -2.0915 | -2.0271 | -1.9578
Northwest | Small Office | Minimum | September | Air Conditioning | LDCEU/TDEF | Electric Load with Losses, Incl. Cogeneration | MW | -0.0654 | 0.0733 | 0.2057 | 0.3293 | 0.5272 | 0.7996 | 0.6802 | 0.787 | 0.9119 | 1.0555 | 1.3565 | 1.1897 | 1.0719 | 1.2418 | 1.1827 | 1.1378 | 1.4136 | 1.1373 | 1.3944 | 0.6672 | -0.0827 | -0.8372 | -1.4851 | -2.1955 | -3.0046 | -4.0275 | -4.9952 | -5.8406 | -6.6101 | -7.3074 | -8.7506 | -10.0323 | -11.1823 | -12.216 | -13.1638 | -14.0293 | -14.8186 | -15.5267 | -16.1608 | -16.7319 | -17.2426 | -17.6902 | -18.0976 | -18.4472 | -18.7733 | -19.0547 | -19.3136 | -19.5121 | -19.6906 | -19.8453 | -19.9809 | -20.0946 | -20.1874 | -20.2698 | -20.334 | -20.3824 | -20.4239 | -20.3575
Northwest | Small Office | Minimum | September | Other Non-Substitutables | LDCEU/TDEF | Electric Load with Losses, Incl. Cogeneration | MW | 0 | 0 | 0 | 0 | 0 | 0 | 0 | 0 | 0 | 0 | 0 | 0 | -0.6214 | -1.2202 | -1.8145 | -2.4186 | -2.5763 | -2.9573 | -3.4967 | -3.611 | -4.0441 | -4.3054 | -4.533 | -4.8427 | -4.9911 | -5.1095 | -5.2031 | -5.2565 | -5.2876 | -5.2978 | -5.2887 | -5.2589 | -5.2149 | -5.16 | -5.1004 | -5.0345 | -4.9648 | -4.8905 | -4.8094 | -4.7264 | -4.6408 | -4.55 | -4.4594 | -4.3648 | -4.2709 | -4.1749 | -4.0799 | -3.9782 | -3.8771 | -3.7757 | -3.6731 | -3.5698 | -3.4658 | -3.3611 | -3.2559 | -3.1503 | -3.044 | -2.9258
Northwest | Small Office | Minimum | October | Space Heating | LDCEU/TDEF | Electric Load with Losses, Incl. Cogeneration | MW | -0.1526 | -0.1369 | -0.1182 | -0.1156 | -0.0962 | -0.082 | -0.0767 | -0.0637 | -0.0562 | -0.0477 | -0.0341 | -0.0345 | -0.0358 | -0.0441 | -0.0685 | -0.0856 | -0.0783 | -0.071 | -0.0871 | -0.0847 | -0.0984 | -0.0927 | -0.0919 | -0.1104 | -0.0996 | -0.095 | -0.0834 | -0.0733 | -0.0632 | -0.0524 | -0.0426 | -0.0341 | -0.0261 | -0.0187 | -0.0116 | -0.0037 | 0.0034 | 0.0101 | 0.0171 | 0.0231 | 0.0283 | 0.0336 | 0.0383 | 0.0421 | 0.0465 | 0.0499 | 0.0526 | 0.0555 | 0.0578 | 0.0594 | 0.0617 | 0.0634 | 0.0646 | 0.0663 | 0.0673 | 0.0676 | 0.0683 | 0.0683
Northwest | Small Office | Minimum | October | Water Heating | LDCEU/TDEF | Electric Load with Losses, Incl. Cogeneration | MW | 0 | 0 | 0 | 0 | 0 | 0 | 0 | 0 | 0 | 0 | 0 | 0 | 0 | 0 | 0 | 0 | 0 | 0 | 0 | 0 | 0 | 0 | -0.045 | -0.0928 | -0.0756 | -0.0568 | -0.0322 | -0.0084 | 0.0189 | 0.0485 | 0.0793 | 0.1097 | 0.1409 | 0.173 | 0.2076 | 0.2434 | 0.2807 | 0.3187 | 0.3561 | 0.3944 | 0.4328 | 0.4702 | 0.5082 | 0.5452 | 0.5826 | 0.6193 | 0.6563 | 0.6904 | 0.7244 | 0.758 | 0.7905 | 0.8222 | 0.853 | 0.8828 | 0.9117 | 0.9398 | 0.9667 | 0.9859
Northwest | Small Office | Minimum | October | Other Substitutables | LDCEU/TDEF | Electric Load with Losses, Incl. Cogeneration | MW | 0 | 0 | 0 | 0 | 0 | 0 | 0 | 0 | 0 | 0 | 0 | 0 | 0 | -0.0002 | -0.0001 | -0.0001 | -0.0002 | -0.0002 | -0.0001 | -0.0002 | -0.0003 | -0.0004 | -0.0006 | -0.0007 | -0.0004 | -0.0002 | 0.0001 | 0.0004 | 0.0007 | 0.001 | 0.0012 | 0.0015 | 0.0017 | 0.002 | 0.0022 | 0.0024 | 0.0028 | 0.003 | 0.0032 | 0.0034 | 0.0036 | 0.0038 | 0.004 | 0.0041 | 0.0043 | 0.0045 | 0.0047 | 0.0048 | 0.005 | 0.0051 | 0.0053 | 0.0054 | 0.0055 | 0.0056 | 0.0057 | 0.0058 | 0.0058 | 0.0059
Northwest | Small Office | Minimum | October | Refrigeration | LDCEU/TDEF | Electric Load with Losses, Incl. Cogeneration | MW | 0 | 0 | 0 | 0 | 0 | 0 | 0 | 0 | 0 | 0 | 0 | 0 | -0.0001 | -0.0002 | -0.0003 | -0.0004 | -0.0005 | -0.0023 | -0.0052 | -0.0076 | -0.0114 | -0.015 | -0.0196 | -0.0241 | -0.0264 | -0.0285 | -0.0305 | -0.0324 | -0.0341 | -0.0358 | -0.0374 | -0.0387 | -0.0399 | -0.041 | -0.0423 | -0.0433 | -0.0443 | -0.0454 | -0.0461 | -0.047 | -0.0477 | -0.0485 | -0.0493 | -0.0499 | -0.0505 | -0.0511 | -0.0515 | -0.052 | -0.0525 | -0.053 | -0.0535 | -0.0539 | -0.0543 | -0.0547 | -0.0552 | -0.0555 | -0.056 | -0.056
Northwest | Small Office | Minimum | October | Lighting | LDCEU/TDEF | Electric Load with Losses, Incl. Cogeneration | MW | 0 | -0.1427 | -0.4462 | -0.7457 | -0.9916 | -1.2023 | -1.6805 | -2.0118 | -4.2926 | -6.5767 | -8.0265 | -8.7994 | -9.3587 | -9.8417 | -9.5852 | -10.2277 | -9.4448 | -7.863 | -7.7243 | -7.3352 | -7.2314 | -6.862 | -6.7573 | -7.011 | -6.5895 | -6.2214 | -5.9037 | -5.624 | -5.3648 | -5.1235 | -4.8981 | -4.6853 | -4.4856 | -4.2987 | -4.1252 | -3.9633 | -3.8125 | -3.6712 | -3.5373 | -3.4119 | -3.2938 | -3.181 | -3.0752 | -2.974 | -2.8788 | -2.7877 | -2.7019 | -2.6172 | -2.5366 | -2.4593 | -2.3847 | -2.3126 | -2.2427 | -2.175 | -2.1091 | -2.045 | -1.9824 | -1.915
Northwest | Small Office | Minimum | October | Air Conditioning | LDCEU/TDEF | Electric Load with Losses, Incl. Cogeneration | MW | -0.0261 | 0.0281 | 0.0763 | 0.1451 | 0.2117 | 0.3184 | 0.2744 | 0.3303 | 0.3686 | 0.4396 | 0.5529 | 0.5174 | 0.4669 | 0.5192 | 0.5139 | 0.4626 | 0.5864 | 0.4625 | 0.4924 | 0.2611 | -0.0402 | -0.3493 | -0.6687 | -0.9691 | -1.2362 | -1.6543 | -2.0505 | -2.3972 | -2.7133 | -2.9994 | -3.5932 | -4.1195 | -4.5924 | -5.0177 | -5.4087 | -5.7651 | -6.0895 | -6.3835 | -6.644 | -6.88 | -7.0911 | -7.2762 | -7.4447 | -7.5893 | -7.7244 | -7.8414 | -7.948 | -8.0314 | -8.1062 | -8.1711 | -8.2284 | -8.2767 | -8.3165 | -8.3522 | -8.3806 | -8.4023 | -8.4214 | -8.3944
Northwest | Small Office | Minimum | October | Other Non-Substitutables | LDCEU/TDEF | Electric Load with Losses, Incl. Cogeneration | MW | 0 | 0 | 0 | 0 | 0 | 0 | 0 | 0 | 0 | 0 | 0 | 0 | -0.6076 | -1.1989 | -1.7821 | -2.3584 | -2.5158 | -2.8713 | -3.4174 | -3.5635 | -4.0082 | -4.2772 | -4.515 | -4.8381 | -4.9871 | -5.1057 | -5.1998 | -5.2534 | -5.285 | -5.2957 | -5.2871 | -5.2575 | -5.2137 | -5.1589 | -5.0998 | -5.034 | -4.9643 | -4.8904 | -4.809 | -4.7259 | -4.6403 | -4.5496 | -4.4589 | -4.364 | -4.2699 | -4.1737 | -4.0783 | -3.9762 | -3.8749 | -3.7731 | -3.6702 | -3.5665 | -3.4621 | -3.3571 | -3.2516 | -3.1455 | -3.0389 | -2.9203
Northwest | Small Office | Minimum | November | Space Heating | LDCEU/TDEF | Electric Load with Losses, Incl. Cogeneration | MW | -0.3332 | -0.2614 | -0.1942 | -0.2061 | -0.1608 | -0.1413 | -0.1315 | -0.1205 | -0.0964 | -0.079 | -0.0691 | -0.0639 | -0.0674 | -0.0733 | -0.1176 | -0.1419 | -0.1364 | -0.1315 | -0.1652 | -0.1537 | -0.1741 | -0.1929 | -0.2016 | -0.1906 | -0.1862 | -0.1773 | -0.1547 | -0.1352 | -0.1155 | -0.0947 | -0.0755 | -0.059 | -0.0434 | -0.0291 | -0.0152 | 0.0001 | 0.014 | 0.0269 | 0.0404 | 0.0523 | 0.0621 | 0.0726 | 0.0816 | 0.0892 | 0.0976 | 0.1042 | 0.1092 | 0.1149 | 0.1193 | 0.1224 | 0.1267 | 0.1301 | 0.1324 | 0.1357 | 0.1375 | 0.1381 | 0.1393 | 0.1393
Northwest | Small Office | Minimum | November | Water Heating | LDCEU/TDEF | Electric Load with Losses, Incl. Cogeneration | MW | 0 | 0 | 0 | 0 | 0 | 0 | 0 | 0 | 0 | 0 | 0 | 0 | 0 | 0 | 0 | 0 | 0 | 0 | 0 | 0 | 0 | 0 | -0.0947 | -0.1182 | -0.1151 | -0.0862 | -0.0487 | -0.0121 | 0.0295 | 0.0748 | 0.122 | 0.1682 | 0.2157 | 0.2647 | 0.3176 | 0.3724 | 0.429 | 0.4874 | 0.5441 | 0.6023 | 0.6609 | 0.7179 | 0.7759 | 0.832 | 0.8891 | 0.9448 | 1.001 | 1.0528 | 1.1045 | 1.1556 | 1.205 | 1.253 | 1.2997 | 1.345 | 1.389 | 1.4316 | 1.4725 | 1.5015
Northwest | Small Office | Minimum | November | Other Substitutables | LDCEU/TDEF | Electric Load with Losses, Incl. Cogeneration | MW | 0 | 0 | 0 | 0 | 0 | 0 | 0 | 0 | 0 | 0 | 0 | 0 | 0 | -0.0002 | -0.0001 | -0.0001 | -0.0002 | 0 | -0.0001 | -0.0002 | -0.0003 | -0.0004 | -0.0005 | -0.0005 | -0.0004 | -0.0001 | 0.0001 | 0.0003 | 0.0006 | 0.0008 | 0.001 | 0.0012 | 0.0015 | 0.0017 | 0.0019 | 0.002 | 0.0022 | 0.0025 | 0.0026 | 0.0028 | 0.003 | 0.0031 | 0.0033 | 0.0034 | 0.0036 | 0.0037 | 0.0039 | 0.004 | 0.0041 | 0.0042 | 0.0043 | 0.0044 | 0.0045 | 0.0046 | 0.0047 | 0.0047 | 0.0048 | 0.0049
Northwest | Small Office | Minimum | November | Refrigeration | LDCEU/TDEF | Electric Load with Losses, Incl. Cogeneration | MW | 0 | 0 | 0 | 0 | 0 | 0 | 0 | 0 | 0 | 0 | 0 | 0 | -0.0001 | -0.0002 | -0.0003 | -0.0005 | -0.0006 | -0.0028 | -0.0062 | -0.0093 | -0.0138 | -0.0182 | -0.0237 | -0.0292 | -0.0319 | -0.0345 | -0.0369 | -0.0392 | -0.0415 | -0.0434 | -0.0454 | -0.0469 | -0.0484 | -0.0498 | -0.0512 | -0.0525 | -0.0537 | -0.0551 | -0.0559 | -0.0569 | -0.0579 | -0.0588 | -0.0598 | -0.0605 | -0.0612 | -0.0619 | -0.0626 | -0.0631 | -0.0637 | -0.0643 | -0.0647 | -0.0653 | -0.0658 | -0.0663 | -0.0669 | -0.0673 | -0.0679 | -0.068
Northwest | Small Office | Minimum | November | Lighting | LDCEU/TDEF | Electric Load with Losses, Incl. Cogeneration | MW | 0 | -0.1411 | -0.4433 | -0.7417 | -0.9867 | -1.1966 | -1.6724 | -2.0022 | -4.2678 | -6.5367 | -7.9762 | -8.7438 | -9.2998 | -9.7861 | -9.5233 | -10.1572 | -9.389 | -7.8042 | -7.6704 | -7.2922 | -7.192 | -6.8282 | -6.7284 | -6.9829 | -6.5667 | -6.2037 | -5.891 | -5.6161 | -5.3615 | -5.1243 | -4.9026 | -4.6928 | -4.496 | -4.3116 | -4.1406 | -3.9807 | -3.8317 | -3.6922 | -3.5596 | -3.4354 | -3.3184 | -3.2065 | -3.1015 | -3.0008 | -2.906 | -2.8154 | -2.7298 | -2.6452 | -2.5646 | -2.4873 | -2.4125 | -2.3402 | -2.2701 | -2.2021 | -2.136 | -2.0714 | -2.0084 | -1.9404
Northwest | Small Office | Minimum | November | Air Conditioning | LDCEU/TDEF | Electric Load with Losses, Incl. Cogeneration | MW | -0.0133 | 0.0152 | 0.0403 | 0.0763 | 0.111 | 0.1668 | 0.1442 | 0.1743 | 0.1943 | 0.2315 | 0.2896 | 0.2709 | 0.2452 | 0.2719 | 0.2695 | 0.2436 | 0.3068 | 0.2434 | 0.2595 | 0.1367 | -0.0222 | -0.1859 | -0.3543 | -0.5167 | -0.6585 | -0.881 | -1.0917 | -1.2763 | -1.4446 | -1.597 | -1.9135 | -2.1937 | -2.4457 | -2.6724 | -2.8811 | -3.0712 | -3.2441 | -3.4013 | -3.54 | -3.6659 | -3.7787 | -3.8777 | -3.9679 | -4.045 | -4.1172 | -4.1798 | -4.2366 | -4.2812 | -4.3213 | -4.3561 | -4.3868 | -4.4127 | -4.4342 | -4.4535 | -4.4688 | -4.4807 | -4.4912 | -4.4769
Northwest | Small Office | Minimum | November | Other Non-Substitutables | LDCEU/TDEF | Electric Load with Losses, Incl. Cogeneration | MW | 0 | 0 | 0 | 0 | 0 | 0 | 0 | 0 | 0 | 0 | 0 | 0 | -0.6226 | -1.2337 | -1.8315 | -2.4092 | -2.5753 | -2.9246 | -3.4958 | -3.6767 | -4.1483 | -4.4338 | -4.6896 | -5.0347 | -5.1902 | -5.3135 | -5.4114 | -5.4674 | -5.5005 | -5.512 | -5.5033 | -5.4724 | -5.4268 | -5.37 | -5.3088 | -5.2403 | -5.1677 | -5.0911 | -5.006 | -4.9194 | -4.8304 | -4.7358 | -4.6413 | -4.5423 | -4.4441 | -4.3436 | -4.2439 | -4.1372 | -4.0314 | -3.925 | -3.8176 | -3.7092 | -3.6001 | -3.4904 | -3.3803 | -3.2694 | -3.158 | -3.0341
Northwest | Small Office | Minimum | December | Space Heating | LDCEU/TDEF | Electric Load with Losses, Incl. Cogeneration | MW | -0.5147 | -0.3982 | -0.3466 | -0.3463 | -0.2863 | -0.2468 | -0.2326 | -0.192 | -0.1685 | -0.1319 | -0.11 | -0.1034 | -0.1078 | -0.1178 | -0.1886 | -0.2558 | -0.2331 | -0.2106 | -0.2833 | -0.2675 | -0.3072 | -0.3213 | -0.3294 | -0.3616 | -0.3254 | -0.3086 | -0.2679 | -0.2323 | -0.1963 | -0.1586 | -0.1237 | -0.0934 | -0.0651 | -0.0388 | -0.0134 | 0.0145 | 0.0401 | 0.0637 | 0.0884 | 0.1102 | 0.1286 | 0.1479 | 0.1647 | 0.1786 | 0.1942 | 0.2066 | 0.2162 | 0.2268 | 0.2351 | 0.2413 | 0.2495 | 0.2559 | 0.2605 | 0.2668 | 0.2705 | 0.2719 | 0.2747 | 0.2748
Northwest | Small Office | Minimum | December | Water Heating | LDCEU/TDEF | Electric Load with Losses, Incl. Cogeneration | MW | 0 | 0 | 0 | 0 | 0 | 0 | 0 | 0 | 0 | 0 | 0 | 0 | 0 | 0 | 0 | 0 | 0 | 0 | 0 | 0 | 0 | 0 | -0.0997 | -0.1888 | -0.1364 | -0.1021 | -0.0575 | -0.0141 | 0.0353 | 0.089 | 0.1452 | 0.2 | 0.2563 | 0.3145 | 0.3773 | 0.4422 | 0.5092 | 0.5785 | 0.6457 | 0.7148 | 0.7842 | 0.8518 | 0.9206 | 0.9871 | 1.0547 | 1.1209 | 1.1874 | 1.2487 | 1.31 | 1.3705 | 1.4289 | 1.4859 | 1.5413 | 1.5948 | 1.6468 | 1.6973 | 1.7457 | 1.7801
Northwest | Small Office | Minimum | December | Other Substitutables | LDCEU/TDEF | Electric Load with Losses, Incl. Cogeneration | MW | 0 | 0 | 0 | 0 | 0 | 0 | 0 | 0 | 0 | 0 | 0 | 0 | 0 | -0.0001 | -0.0001 | 0 | -0.0002 | -0.0001 | -0.0001 | -0.0002 | -0.0003 | -0.0003 | -0.0005 | -0.0005 | -0.0003 | -0.0002 | 0.0001 | 0.0004 | 0.0006 | 0.0008 | 0.001 | 0.0012 | 0.0014 | 0.0016 | 0.0018 | 0.002 | 0.0021 | 0.0024 | 0.0025 | 0.0027 | 0.0029 | 0.003 | 0.0032 | 0.0033 | 0.0035 | 0.0036 | 0.0038 | 0.0039 | 0.0039 | 0.0041 | 0.0042 | 0.0043 | 0.0044 | 0.0045 | 0.0045 | 0.0046 | 0.0046 | 0.0047
Northwest | Small Office | Minimum | December | Refrigeration | LDCEU/TDEF | Electric Load with Losses, Incl. Cogeneration | MW | 0 | 0 | 0 | 0 | 0 | 0 | 0 | 0 | 0 | 0 | 0 | 0 | -0.0001 | -0.0002 | -0.0004 | -0.0005 | -0.0007 | -0.003 | -0.0065 | -0.0097 | -0.0145 | -0.0189 | -0.0248 | -0.0304 | -0.0334 | -0.036 | -0.0386 | -0.041 | -0.0432 | -0.0453 | -0.0473 | -0.049 | -0.0504 | -0.0519 | -0.0534 | -0.0548 | -0.056 | -0.0574 | -0.0584 | -0.0594 | -0.0604 | -0.0613 | -0.0622 | -0.063 | -0.0638 | -0.0646 | -0.0652 | -0.0659 | -0.0665 | -0.067 | -0.0675 | -0.0681 | -0.0686 | -0.0692 | -0.0698 | -0.0702 | -0.0708 | -0.0708
Northwest | Small Office | Minimum | December | Lighting | LDCEU/TDEF | Electric Load with Losses, Incl. Cogeneration | MW | 0 | -0.1324 | -0.4169 | -0.698 | -0.9288 | -1.1266 | -1.5744 | -1.8848 | -4.0154 | -6.1492 | -7.5025 | -8.2243 | -8.7473 | -9.2081 | -8.9565 | -9.5501 | -8.8326 | -7.335 | -7.2109 | -6.8593 | -6.7661 | -6.4252 | -6.3338 | -6.5743 | -6.1831 | -5.8421 | -5.5484 | -5.2904 | -5.0513 | -4.8285 | -4.6203 | -4.4234 | -4.2385 | -4.0651 | -3.9045 | -3.7543 | -3.6142 | -3.4831 | -3.3584 | -3.2417 | -3.1316 | -3.0263 | -2.9276 | -2.8328 | -2.7436 | -2.6582 | -2.5777 | -2.498 | -2.4221 | -2.3493 | -2.2789 | -2.2107 | -2.1446 | -2.0805 | -2.018 | -1.9571 | -1.8977 | -1.8336
Northwest | Small Office | Minimum | December | Air Conditioning | LDCEU/TDEF | Electric Load with Losses, Incl. Cogeneration | MW | -0.0086 | 0.0099 | 0.0261 | 0.0493 | 0.0717 | 0.1077 | 0.0931 | 0.1126 | 0.1255 | 0.1495 | 0.1868 | 0.1748 | 0.1583 | 0.1754 | 0.1739 | 0.1575 | 0.198 | 0.1573 | 0.1678 | 0.0882 | -0.0144 | -0.1203 | -0.2295 | -0.3346 | -0.4264 | -0.5704 | -0.7069 | -0.8264 | -0.9354 | -1.0341 | -1.2389 | -1.4204 | -1.5836 | -1.7304 | -1.8656 | -1.9887 | -2.1006 | -2.2026 | -2.2923 | -2.3739 | -2.447 | -2.5111 | -2.5696 | -2.6195 | -2.6663 | -2.7069 | -2.7436 | -2.7725 | -2.7986 | -2.821 | -2.841 | -2.8578 | -2.8717 | -2.8842 | -2.8942 | -2.902 | -2.9087 | -2.8995
Northwest | Small Office | Minimum | December | Other Non-Substitutables | LDCEU/TDEF | Electric Load with Losses, Incl. Cogeneration | MW | 0 | 0 | 0 | 0 | 0 | 0 | 0 | 0 | 0 | 0 | 0 | 0 | -0.6264 | -1.2417 | -1.8431 | -2.4231 | -2.5917 | -2.9399 | -3.5163 | -3.7032 | -4.1795 | -4.4692 | -4.7287 | -5.0776 | -5.2343 | -5.3589 | -5.4576 | -5.5141 | -5.5477 | -5.5592 | -5.5505 | -5.5195 | -5.4735 | -5.4162 | -5.3546 | -5.2855 | -5.2124 | -5.1352 | -5.0493 | -4.962 | -4.8722 | -4.777 | -4.6817 | -4.5817 | -4.4828 | -4.3814 | -4.2807 | -4.1732 | -4.0664 | -3.959 | -3.8506 | -3.7413 | -3.6313 | -3.5207 | -3.4094 | -3.2976 | -3.1853 | -3.0602
Northwest | Big Box-Retail | Peak | January | Space Heating | LDCEU/TDEF | Electric Load with Losses, Incl. Cogeneration | MW | -0.1437 | -0.3198 | -0.5037 | -1.0706 | -1.3077 | -1.34 | -2.1485 | -2.7086 | -2.7456 | -3.0311 | -2.4847 | -2.8757 | -3.1175 | -3.1295 | -3.5656 | -3.5706 | -3.2647 | -3.0451 | -3.0003 | -2.8453 | -2.7519 | -2.4765 | -2.286 | -2.0769 | -2.7085 | -2.7454 | -2.7901 | -2.8344 | -2.879 | -2.9225 | -2.9667 | -3.0194 | -3.0926 | -3.1609 | -3.2453 | -3.3265 | -3.3947 | -3.4869 | -3.5686 | -3.6553 | -3.7345 | -3.8139 | -3.8885 | -3.962 | -4.0301 | -4.1 | -4.1591 | -4.2141 | -4.2635 | -4.317 | -4.3634 | -4.407 | -4.4483 | -4.4855 | -4.5205 | -4.5536 | -4.5828 | -4.5767
Northwest | Big Box-Retail | Peak | January | Water Heating | LDCEU/TDEF | Electric Load with Losses, Incl. Cogeneration | MW | 0 | 0 | 0 | 0 | 0 | 0 | 0 | 0 | 0 | 0 | 0 | 0 | 0 | 0 | 0 | 0 | 0 | 0 | 0 | 0 | 0 | 0 | -0.0056 | -0.0137 | -0.013 | -0.0097 | -0.0048 | 0.001 | 0.0077 | 0.0157 | 0.024 | 0.0332 | 0.0442 | 0.0549 | 0.067 | 0.0796 | 0.0913 | 0.1046 | 0.1177 | 0.1308 | 0.143 | 0.1558 | 0.1678 | 0.1794 | 0.1911 | 0.2023 | 0.2126 | 0.2228 | 0.2323 | 0.2419 | 0.2513 | 0.2603 | 0.269 | 0.2777 | 0.2859 | 0.2937 | 0.3015 | 0.306
Northwest | Big Box-Retail | Peak | January | Other Substitutables | LDCEU/TDEF | Electric Load with Losses, Incl. Cogeneration | MW | 0 | 0 | 0 | 0 | 0 | 0 | 0 | 0 | 0 | 0 | 0 | 0 | -0.0131 | -0.0566 | -0.0687 | -0.0723 | -0.1051 | -0.1376 | -0.1296 | -0.1347 | -0.1303 | -0.1204 | -0.1127 | -0.1016 | 0.0161 | 0.2069 | 0.393 | 0.5751 | 0.7549 | 0.9318 | 1.1052 | 1.2818 | 1.4697 | 1.6478 | 1.8358 | 2.0182 | 2.1787 | 2.3585 | 2.5228 | 2.6844 | 2.8312 | 2.9755 | 3.1076 | 3.2317 | 3.3454 | 3.4531 | 3.5453 | 3.6299 | 3.7054 | 3.779 | 3.8427 | 3.9 | 3.9505 | 3.995 | 4.0335 | 4.0662 | 4.0935 | 4.0899
Northwest | Big Box-Retail | Peak | January | Refrigeration | LDCEU/TDEF | Electric Load with Losses, Incl. Cogeneration | MW | 0 | 0 | 0 | 0 | 0 | 0 | 0 | 0 | 0 | 0 | 0 | 0 | -0.687 | -1.7297 | -2.7797 | -3.9418 | -4.2882 | -21.1679 | -36.0159 | -51.248 | -62.1456 | -67.8455 | -72.7568 | -73.319 | -83.4538 | -93.4769 | -102.6119 | -110.8881 | -118.46 | -125.3938 | -131.7427 | -137.9103 | -144.4116 | -150.277 | -156.4593 | -162.3238 | -167.2189 | -173.0653 | -178.3028 | -183.5913 | -188.3453 | -193.1766 | -197.6741 | -202.051 | -206.2244 | -210.434 | -214.1003 | -217.6734 | -221.0454 | -224.6644 | -228.0733 | -231.4435 | -234.7733 | -238.0747 | -241.3499 | -244.6072 | -247.8506 | -249.005
Northwest | Big Box-Retail | Peak | January | Lighting | LDCEU/TDEF | Electric Load with Losses, Incl. Cogeneration | MW | 0 | -1.8962 | -5.1665 | -5.3057 | -5.1491 | -4.9039 | -5.7372 | -5.9308 | -19.6924 | -33.7757 | -43.2056 | -45.7158 | -47.8745 | -45.9745 | -49.7714 | -55.3451 | -39.8256 | -32.94 | -26.1842 | -18.6896 | -14.8935 | -11.5403 | -9.4508 | -9.5687 | -8.6326 | -7.9194 | -7.3854 | -6.9982 | -6.6556 | -6.3501 | -6.0753 | -5.8351 | -5.6345 | -5.4465 | -5.2876 | -5.1402 | -4.9871 | -4.8654 | -4.7414 | -4.6256 | -4.5059 | -4.3916 | -4.2748 | -4.158 | -4.0388 | -3.9199 | -3.7932 | -3.6643 | -3.5321 | -3.4009 | -3.2656 | -3.1276 | -2.9867 | -2.843 | -2.6962 | -2.5463 | -2.3934 | -2.2259
Northwest | Big Box-Retail | Peak | January | Air Conditioning | LDCEU/TDEF | Electric Load with Losses, Incl. Cogeneration | MW | -0.0046 | 0.3434 | 0.6151 | 0.951 | 1.3039 | 1.865 | 1.6834 | 1.9975 | 2.2379 | 2.7335 | 3.484 | 3.313 | 3.0296 | 2.9914 | 2.6957 | 2.6599 | 2.7054 | 2.3196 | 2.1313 | 1.7758 | 1.3777 | 1.044 | 0.7758 | 0.5567 | 0.4683 | 0.2064 | -0.0203 | -0.2206 | -0.3962 | -0.5472 | -0.9971 | -1.4108 | -1.8079 | -2.1601 | -2.4969 | -2.799 | -3.0579 | -3.323 | -3.5526 | -3.7707 | -3.9633 | -4.1415 | -4.3019 | -4.4496 | -4.5816 | -4.7091 | -4.8167 | -4.9121 | -4.9962 | -5.0813 | -5.153 | -5.2191 | -5.281 | -5.3346 | -5.3856 | -5.4341 | -5.4761 | -5.4724
Northwest | Big Box-Retail | Peak | January | Other Non-Substitutables | LDCEU/TDEF | Electric Load with Losses, Incl. Cogeneration | MW | 0 | 0 | 0 | 0 | 0 | 0 | 0 | 0 | 0 | 0 | 0 | 0 | -0.9592 | -2.0768 | -2.8453 | -3.1758 | -4.2969 | -3.9339 | -3.8751 | -4.2075 | -4.1221 | -3.8235 | -3.4686 | -3.1786 | -3.27 | -3.3437 | -3.3939 | -3.4238 | -3.438 | -3.4392 | -3.4293 | -3.4163 | -3.4091 | -3.3919 | -3.3803 | -3.3642 | -3.3334 | -3.3175 | -3.2924 | -3.2679 | -3.2355 | -3.2039 | -3.1671 | -3.128 | -3.0853 | -3.0419 | -2.991 | -2.938 | -2.8818 | -2.8269 | -2.7684 | -2.7082 | -2.6463 | -2.5824 | -2.5168 | -2.4495 | -2.3804 | -2.2947
Northwest | Big Box-Retail | Peak | February | Space Heating | LDCEU/TDEF | Electric Load with Losses, Incl. Cogeneration | MW | -0.4143 | -0.9995 | -1.4406 | -3.1723 | -3.8293 | -3.9436 | -6.4074 | -7.6713 | -8.1821 | -8.7666 | -7.7007 | -8.14 | -9.2229 | -9.7199 | -9.9015 | -9.9417 | -9.6601 | -8.9178 | -9.148 | -8.3053 | -7.8487 | -7.5225 | -6.4896 | -5.7739 | -7.8475 | -7.9522 | -8.0784 | -8.2037 | -8.3299 | -8.4528 | -8.578 | -8.7268 | -8.9331 | -9.1254 | -9.3639 | -9.5934 | -9.7859 | -10.0475 | -10.2784 | -10.5241 | -10.7483 | -10.9735 | -11.1847 | -11.3923 | -11.5844 | -11.7816 | -11.948 | -12.1026 | -12.2415 | -12.3926 | -12.5228 | -12.6452 | -12.761 | -12.8648 | -12.9629 | -13.055 | -13.1362 | -13.1183
Northwest | Big Box-Retail | Peak | February | Water Heating | LDCEU/TDEF | Electric Load with Losses, Incl. Cogeneration | MW | 0 | 0 | 0 | 0 | 0 | 0 | 0 | 0 | 0 | 0 | 0 | 0 | 0 | 0 | 0 | 0 | 0 | 0 | 0 | 0 | 0 | 0 | -0.0036 | -0.0086 | -0.0091 | -0.0068 | -0.0034 | 0.0006 | 0.0053 | 0.0109 | 0.0168 | 0.0232 | 0.0309 | 0.0384 | 0.0468 | 0.0557 | 0.0638 | 0.073 | 0.0823 | 0.0914 | 0.0999 | 0.1088 | 0.1172 | 0.1253 | 0.1335 | 0.1414 | 0.1485 | 0.1557 | 0.1623 | 0.169 | 0.1756 | 0.1819 | 0.1879 | 0.194 | 0.1997 | 0.2052 | 0.2106 | 0.2137
Northwest | Big Box-Retail | Peak | February | Other Substitutables | LDCEU/TDEF | Electric Load with Losses, Incl. Cogeneration | MW | 0 | 0 | 0 | 0 | 0 | 0 | 0 | 0 | 0 | 0 | 0 | 0 | -0.0136 | -0.0587 | -0.0718 | -0.0761 | -0.1098 | -0.1457 | -0.1373 | -0.1424 | -0.1378 | -0.1274 | -0.1193 | -0.1076 | 0.0159 | 0.2168 | 0.4125 | 0.604 | 0.7931 | 0.9793 | 1.1618 | 1.3474 | 1.5448 | 1.7319 | 1.9294 | 2.1209 | 2.2896 | 2.4784 | 2.6509 | 2.8207 | 2.9749 | 3.1264 | 3.2651 | 3.3954 | 3.5146 | 3.6276 | 3.7244 | 3.8132 | 3.8922 | 3.9693 | 4.0361 | 4.0961 | 4.149 | 4.1956 | 4.2357 | 4.27 | 4.2984 | 4.2947
Northwest | Big Box-Retail | Peak | February | Refrigeration | LDCEU/TDEF | Electric Load with Losses, Incl. Cogeneration | MW | 0 | 0 | 0 | 0 | 0 | 0 | 0 | 0 | 0 | 0 | 0 | 0 | -0.5537 | -1.3951 | -2.2397 | -3.1729 | -3.4545 | -17.0588 | -29.0049 | -41.2849 | -50.0684 | -54.678 | -58.6345 | -59.0802 | -67.2381 | -75.3118 | -82.6659 | -89.3303 | -95.4275 | -101.0109 | -106.1231 | -111.0832 | -116.3097 | -121.0232 | -125.9909 | -130.7023 | -134.6356 | -139.332 | -143.5376 | -147.784 | -151.6001 | -155.4772 | -159.0845 | -162.5919 | -165.9353 | -169.3089 | -172.2453 | -175.1064 | -177.8034 | -180.7018 | -183.4296 | -186.1257 | -188.7891 | -191.4293 | -194.0481 | -196.6523 | -199.2449 | -200.1714
Northwest | Big Box-Retail | Peak | February | Lighting | LDCEU/TDEF | Electric Load with Losses, Incl. Cogeneration | MW | 0 | -1.3913 | -3.8355 | -3.9408 | -3.8283 | -3.6486 | -4.2694 | -4.4148 | -14.6881 | -25.1987 | -32.2403 | -34.1082 | -35.7178 | -34.3239 | -37.1371 | -41.2526 | -29.6983 | -24.5827 | -19.5299 | -13.9429 | -11.1086 | -8.6086 | -7.0562 | -7.1258 | -6.432 | -5.9042 | -5.5093 | -5.2237 | -4.9707 | -4.7449 | -4.5414 | -4.3636 | -4.2148 | -4.0752 | -3.9571 | -3.8474 | -3.7333 | -3.6426 | -3.5501 | -3.4636 | -3.3741 | -3.2887 | -3.2012 | -3.1137 | -3.0244 | -2.9354 | -2.8404 | -2.7439 | -2.6449 | -2.5466 | -2.4452 | -2.3418 | -2.2364 | -2.1288 | -2.0188 | -1.9067 | -1.7922 | -1.667
Northwest | Big Box-Retail | Peak | February | Air Conditioning | LDCEU/TDEF | Electric Load with Losses, Incl. Cogeneration | MW | -0.0003 | 0.0214 | 0.0385 | 0.0596 | 0.0817 | 0.1167 | 0.1055 | 0.1252 | 0.1403 | 0.1713 | 0.2182 | 0.2076 | 0.1899 | 0.1878 | 0.1688 | 0.1662 | 0.1697 | 0.1446 | 0.1331 | 0.1109 | 0.0858 | 0.0649 | 0.048 | 0.0342 | 0.0286 | 0.012 | -0.0022 | -0.0149 | -0.026 | -0.0355 | -0.0639 | -0.0898 | -0.1149 | -0.1371 | -0.1583 | -0.1773 | -0.1935 | -0.2103 | -0.2247 | -0.2384 | -0.2505 | -0.2617 | -0.2719 | -0.2811 | -0.2894 | -0.2974 | -0.3042 | -0.3102 | -0.3155 | -0.3208 | -0.3253 | -0.3295 | -0.3333 | -0.3368 | -0.3399 | -0.3429 | -0.3456 | -0.3454
Northwest | Big Box-Retail | Peak | February | Other Non-Substitutables | LDCEU/TDEF | Electric Load with Losses, Incl. Cogeneration | MW | 0 | 0 | 0 | 0 | 0 | 0 | 0 | 0 | 0 | 0 | 0 | 0 | -0.7045 | -1.5221 | -2.0876 | -2.3393 | -3.148 | -2.8977 | -2.8566 | -3.0903 | -3.0274 | -2.8087 | -2.5478 | -2.3347 | -2.4019 | -2.456 | -2.4929 | -2.5149 | -2.5254 | -2.5262 | -2.519 | -2.5093 | -2.5039 | -2.491 | -2.4824 | -2.4704 | -2.4477 | -2.4358 | -2.4173 | -2.3991 | -2.3752 | -2.3518 | -2.3246 | -2.2958 | -2.2642 | -2.2322 | -2.1948 | -2.1557 | -2.1143 | -2.074 | -2.0309 | -1.9867 | -1.941 | -1.8941 | -1.8459 | -1.7965 | -1.7457 | -1.6829
Northwest | Big Box-Retail | Peak | March | Space Heating | LDCEU/TDEF | Electric Load with Losses, Incl. Cogeneration | MW | -0.186 | -0.4562 | -0.784 | -1.523 | -1.9122 | -2.0096 | -3.282 | -3.9722 | -3.9071 | -4.6091 | -3.7116 | -3.8215 | -4.3037 | -4.8875 | -4.7041 | -5.2724 | -5.0269 | -4.5789 | -4.4693 | -4.2686 | -3.7874 | -3.5443 | -3.116 | -2.9071 | -3.8051 | -3.8537 | -3.9115 | -3.9692 | -4.0272 | -4.0837 | -4.1413 | -4.2095 | -4.3038 | -4.3919 | -4.5017 | -4.6078 | -4.6963 | -4.8178 | -4.9247 | -5.0385 | -5.1424 | -5.2472 | -5.3452 | -5.4414 | -5.5299 | -5.6208 | -5.6974 | -5.7685 | -5.8324 | -5.9024 | -5.9622 | -6.0186 | -6.0717 | -6.1193 | -6.1641 | -6.2061 | -6.243 | -6.2341
Northwest | Big Box-Retail | Peak | March | Water Heating | LDCEU/TDEF | Electric Load with Losses, Incl. Cogeneration | MW | 0 | 0 | 0 | 0 | 0 | 0 | 0 | 0 | 0 | 0 | 0 | 0 | 0 | 0 | 0 | 0 | 0 | 0 | 0 | 0 | 0 | 0 | -0.0031 | -0.0081 | -0.0078 | -0.0059 | -0.003 | 0.0004 | 0.0044 | 0.0091 | 0.0139 | 0.0194 | 0.0258 | 0.0323 | 0.0393 | 0.0468 | 0.0537 | 0.0614 | 0.0692 | 0.0769 | 0.0841 | 0.0916 | 0.0987 | 0.1056 | 0.1124 | 0.1191 | 0.1251 | 0.1312 | 0.1368 | 0.1425 | 0.148 | 0.1533 | 0.1585 | 0.1636 | 0.1684 | 0.1731 | 0.1777 | 0.1803
Northwest | Big Box-Retail | Peak | March | Other Substitutables | LDCEU/TDEF | Electric Load with Losses, Incl. Cogeneration | MW | 0 | 0 | 0 | 0 | 0 | 0 | 0 | 0 | 0 | 0 | 0 | 0 | -0.0136 | -0.0586 | -0.0718 | -0.0761 | -0.1096 | -0.1464 | -0.1378 | -0.1431 | -0.1385 | -0.1281 | -0.1199 | -0.1082 | 0.0152 | 0.2163 | 0.4121 | 0.6037 | 0.7929 | 0.9793 | 1.1618 | 1.3475 | 1.5451 | 1.7322 | 1.9298 | 2.1215 | 2.2902 | 2.4792 | 2.6518 | 2.8217 | 2.976 | 3.1276 | 3.2665 | 3.3968 | 3.5161 | 3.6291 | 3.7259 | 3.8148 | 3.8938 | 3.9711 | 4.038 | 4.098 | 4.1509 | 4.1975 | 4.2376 | 4.2718 | 4.3004 | 4.2967
Northwest | Big Box-Retail | Peak | March | Refrigeration | LDCEU/TDEF | Electric Load with Losses, Incl. Cogeneration | MW | 0 | 0 | 0 | 0 | 0 | 0 | 0 | 0 | 0 | 0 | 0 | 0 | -0.538 | -1.3559 | -2.1764 | -3.0814 | -3.3548 | -16.5734 | -28.1792 | -40.1181 | -48.664 | -53.1379 | -56.9781 | -57.418 | -65.3428 | -73.1889 | -80.3336 | -86.809 | -92.7331 | -98.1581 | -103.1254 | -107.9434 | -113.0216 | -117.6005 | -122.4271 | -127.0043 | -130.8259 | -135.389 | -139.4747 | -143.6001 | -147.3067 | -151.0727 | -154.5758 | -157.981 | -161.2267 | -164.5029 | -167.3541 | -170.1321 | -172.7498 | -175.5647 | -178.2129 | -180.8303 | -183.4159 | -185.9789 | -188.521 | -191.049 | -193.5656 | -194.4656
Northwest | Big Box-Retail | Peak | March | Lighting | LDCEU/TDEF | Electric Load with Losses, Incl. Cogeneration | MW | 0 | -1.421 | -3.9309 | -4.0392 | -3.9251 | -3.7416 | -4.3784 | -4.5279 | -15.0731 | -25.8613 | -33.0897 | -35.0053 | -36.6568 | -35.2329 | -38.1141 | -42.3258 | -30.4745 | -25.231 | -20.0413 | -14.308 | -11.3986 | -8.8324 | -7.2316 | -7.2918 | -6.5832 | -6.0443 | -5.6415 | -5.3503 | -5.0924 | -4.862 | -4.6544 | -4.4727 | -4.3209 | -4.1782 | -4.0576 | -3.9454 | -3.8288 | -3.736 | -3.6413 | -3.5526 | -3.461 | -3.3735 | -3.2838 | -3.1942 | -3.1026 | -3.0112 | -2.9138 | -2.8149 | -2.7132 | -2.6124 | -2.5083 | -2.4023 | -2.294 | -2.1837 | -2.0709 | -1.9558 | -1.8383 | -1.7098
Northwest | Big Box-Retail | Peak | March | Air Conditioning | LDCEU/TDEF | Electric Load with Losses, Incl. Cogeneration | MW | -0.0006 | 0.0492 | 0.0884 | 0.1366 | 0.1872 | 0.2676 | 0.2419 | 0.2872 | 0.3217 | 0.393 | 0.5 | 0.4761 | 0.4355 | 0.4309 | 0.3869 | 0.3809 | 0.389 | 0.3311 | 0.3047 | 0.2539 | 0.1964 | 0.1484 | 0.1095 | 0.0779 | 0.0649 | 0.027 | -0.0059 | -0.0349 | -0.0604 | -0.0823 | -0.1473 | -0.2072 | -0.2646 | -0.3155 | -0.3642 | -0.4079 | -0.4453 | -0.4837 | -0.5169 | -0.5484 | -0.5762 | -0.602 | -0.6252 | -0.6465 | -0.6656 | -0.684 | -0.6995 | -0.7133 | -0.7254 | -0.7377 | -0.748 | -0.7575 | -0.7665 | -0.7742 | -0.7816 | -0.7885 | -0.7945 | -0.7941
Northwest | Big Box-Retail | Peak | March | Other Non-Substitutables | LDCEU/TDEF | Electric Load with Losses, Incl. Cogeneration | MW | 0 | 0 | 0 | 0 | 0 | 0 | 0 | 0 | 0 | 0 | 0 | 0 | -0.6976 | -1.5069 | -2.0673 | -2.3179 | -3.1142 | -2.8715 | -2.8318 | -3.0614 | -2.9996 | -2.7824 | -2.5238 | -2.3131 | -2.3795 | -2.4332 | -2.4698 | -2.4915 | -2.5018 | -2.5027 | -2.4955 | -2.4859 | -2.4805 | -2.4678 | -2.4593 | -2.4474 | -2.4248 | -2.413 | -2.3946 | -2.3766 | -2.3529 | -2.3297 | -2.3027 | -2.274 | -2.2428 | -2.2111 | -2.1739 | -2.1353 | -2.0941 | -2.0542 | -2.0115 | -1.9677 | -1.9225 | -1.8759 | -1.8282 | -1.7791 | -1.7288 | -1.6666
Northwest | Big Box-Retail | Peak | April | Space Heating | LDCEU/TDEF | Electric Load with Losses, Incl. Cogeneration | MW | -0.1972 | -0.4623 | -0.8052 | -1.5095 | -1.9487 | -2.0446 | -3.2894 | -3.6775 | -4.2162 | -4.3597 | -4.0322 | -3.8117 | -4.5347 | -4.6343 | -5.0526 | -5.5069 | -4.9168 | -4.8435 | -4.8046 | -4.0596 | -3.9125 | -3.6544 | -3.5249 | -2.7841 | -3.891 | -3.942 | -4.0033 | -4.0643 | -4.1255 | -4.1852 | -4.2461 | -4.3184 | -4.4185 | -4.512 | -4.628 | -4.74 | -4.8337 | -4.9615 | -5.0742 | -5.1941 | -5.3036 | -5.4137 | -5.517 | -5.6185 | -5.7122 | -5.8085 | -5.8896 | -5.9651 | -6.033 | -6.1069 | -6.1706 | -6.2305 | -6.2871 | -6.3379 | -6.3858 | -6.4309 | -6.4706 | -6.4616
Northwest | Big Box-Retail | Peak | April | Water Heating | LDCEU/TDEF | Electric Load with Losses, Incl. Cogeneration | MW | 0 | 0 | 0 | 0 | 0 | 0 | 0 | 0 | 0 | 0 | 0 | 0 | 0 | 0 | 0 | 0 | 0 | 0 | 0 | 0 | 0 | 0 | -0.0032 | -0.0054 | -0.0063 | -0.0048 | -0.0026 | 0.0002 | 0.0034 | 0.0071 | 0.011 | 0.0154 | 0.0206 | 0.0257 | 0.0314 | 0.0375 | 0.043 | 0.0493 | 0.0555 | 0.0619 | 0.0676 | 0.0737 | 0.0795 | 0.085 | 0.0905 | 0.0959 | 0.1008 | 0.1056 | 0.1103 | 0.1148 | 0.1193 | 0.1236 | 0.1278 | 0.1319 | 0.1358 | 0.1396 | 0.1433 | 0.1455
Northwest | Big Box-Retail | Peak | April | Other Substitutables | LDCEU/TDEF | Electric Load with Losses, Incl. Cogeneration | MW | 0 | 0 | 0 | 0 | 0 | 0 | 0 | 0 | 0 | 0 | 0 | 0 | -0.0132 | -0.0577 | -0.0706 | -0.0748 | -0.1077 | -0.1438 | -0.1354 | -0.1402 | -0.1356 | -0.1253 | -0.1171 | -0.1055 | 0.0157 | 0.2135 | 0.4063 | 0.5948 | 0.7809 | 0.9643 | 1.1438 | 1.3264 | 1.5206 | 1.7046 | 1.8988 | 2.0873 | 2.2532 | 2.439 | 2.6087 | 2.7758 | 2.9274 | 3.0766 | 3.2131 | 3.3412 | 3.4586 | 3.5698 | 3.665 | 3.7523 | 3.8301 | 3.9061 | 3.9718 | 4.0309 | 4.0831 | 4.1289 | 4.1685 | 4.2021 | 4.2303 | 4.2265
Northwest | Big Box-Retail | Peak | April | Refrigeration | LDCEU/TDEF | Electric Load with Losses, Incl. Cogeneration | MW | 0 | 0 | 0 | 0 | 0 | 0 | 0 | 0 | 0 | 0 | 0 | 0 | -0.5305 | -1.3364 | -2.1458 | -3.0381 | -3.3058 | -16.3349 | -27.7703 | -39.5059 | -47.9015 | -52.277 | -56.0061 | -56.398 | -64.1894 | -71.9035 | -78.9271 | -85.2919 | -91.1147 | -96.4467 | -101.3285 | -106.0652 | -111.0512 | -115.5496 | -120.2901 | -124.7876 | -128.5408 | -133.024 | -137.0384 | -141.0912 | -144.7335 | -148.4365 | -151.881 | -155.2311 | -158.4225 | -161.6415 | -164.4442 | -167.1758 | -169.7526 | -172.5219 | -175.1276 | -177.7034 | -180.2477 | -182.7698 | -185.2716 | -187.7592 | -190.236 | -191.1212
Northwest | Big Box-Retail | Peak | April | Lighting | LDCEU/TDEF | Electric Load with Losses, Incl. Cogeneration | MW | 0 | -1.4392 | -3.9878 | -4.098 | -3.9828 | -3.7969 | -4.4432 | -4.5951 | -15.3012 | -26.2533 | -33.5923 | -35.5361 | -37.2115 | -35.7682 | -38.6892 | -42.9582 | -30.9307 | -25.6103 | -20.3385 | -14.5165 | -11.5613 | -8.9552 | -7.3197 | -7.3705 | -6.6519 | -6.1051 | -5.6959 | -5.3997 | -5.1374 | -4.9034 | -4.6927 | -4.5084 | -4.3543 | -4.2097 | -4.0875 | -3.974 | -3.8561 | -3.7623 | -3.6667 | -3.5773 | -3.4849 | -3.3967 | -3.3064 | -3.2162 | -3.1241 | -3.0322 | -2.9342 | -2.8347 | -2.7325 | -2.6311 | -2.5265 | -2.4199 | -2.3111 | -2.2001 | -2.0868 | -1.9711 | -1.8529 | -1.7237
Northwest | Big Box-Retail | Peak | April | Air Conditioning | LDCEU/TDEF | Electric Load with Losses, Incl. Cogeneration | MW | -0.0008 | 0.0613 | 0.11 | 0.1701 | 0.2332 | 0.3332 | 0.3011 | 0.3573 | 0.4002 | 0.489 | 0.6231 | 0.5933 | 0.5424 | 0.5373 | 0.4824 | 0.4749 | 0.4856 | 0.413 | 0.3805 | 0.3181 | 0.2469 | 0.1873 | 0.1391 | 0.0997 | 0.0841 | 0.0374 | -0.003 | -0.0387 | -0.07 | -0.0969 | -0.1771 | -0.2507 | -0.3214 | -0.3841 | -0.4441 | -0.4978 | -0.5439 | -0.591 | -0.6319 | -0.6707 | -0.705 | -0.7366 | -0.7652 | -0.7914 | -0.8149 | -0.8375 | -0.8566 | -0.8735 | -0.8885 | -0.9036 | -0.9163 | -0.928 | -0.939 | -0.9485 | -0.9575 | -0.966 | -0.9734 | -0.9729
Northwest | Big Box-Retail | Peak | April | Other Non-Substitutables | LDCEU/TDEF | Electric Load with Losses, Incl. Cogeneration | MW | 0 | 0 | 0 | 0 | 0 | 0 | 0 | 0 | 0 | 0 | 0 | 0 | -0.6874 | -1.4856 | -2.038 | -2.2824 | -3.0688 | -2.8276 | -2.7873 | -3.0141 | -2.9515 | -2.7364 | -2.4801 | -2.2713 | -2.3366 | -2.3895 | -2.4255 | -2.447 | -2.4573 | -2.4582 | -2.4512 | -2.4419 | -2.4366 | -2.4242 | -2.4158 | -2.4042 | -2.382 | -2.3705 | -2.3524 | -2.3348 | -2.3117 | -2.289 | -2.2626 | -2.2345 | -2.2039 | -2.1728 | -2.1364 | -2.0985 | -2.0582 | -2.019 | -1.9773 | -1.9342 | -1.8899 | -1.8443 | -1.7975 | -1.7493 | -1.7 | -1.639
Northwest | Big Box-Retail | Peak | May | Space Heating | LDCEU/TDEF | Electric Load with Losses, Incl. Cogeneration | MW | -0.0739 | -0.1837 | -0.31 | -0.7247 | -0.6338 | -0.9415 | -1.5042 | -1.6205 | -1.5127 | -1.9554 | -1.6574 | -1.6261 | -1.7361 | -1.8081 | -2.0796 | -2.0984 | -1.9388 | -2.2659 | -2.2686 | -1.7696 | -1.54 | -1.4039 | -1.3254 | -1.118 | -1.5594 | -1.5772 | -1.5983 | -1.6194 | -1.6405 | -1.6611 | -1.6821 | -1.7071 | -1.741 | -1.7731 | -1.8134 | -1.8526 | -1.885 | -1.9304 | -1.9702 | -2.0126 | -2.0514 | -2.0909 | -2.1278 | -2.164 | -2.197 | -2.2308 | -2.2591 | -2.2856 | -2.3094 | -2.3357 | -2.3581 | -2.3791 | -2.3989 | -2.4166 | -2.4332 | -2.4489 | -2.4625 | -2.4585
Northwest | Big Box-Retail | Peak | May | Water Heating | LDCEU/TDEF | Electric Load with Losses, Incl. Cogeneration | MW | 0 | 0 | 0 | 0 | 0 | 0 | 0 | 0 | 0 | 0 | 0 | 0 | 0 | 0 | 0 | 0 | 0 | 0 | 0 | 0 | 0 | 0 | -0.0021 | -0.0046 | -0.0047 | -0.0036 | -0.0019 | 0 | 0.0023 | 0.005 | 0.008 | 0.0112 | 0.015 | 0.0187 | 0.0229 | 0.0272 | 0.0313 | 0.0359 | 0.0405 | 0.0451 | 0.0494 | 0.0537 | 0.0579 | 0.062 | 0.0661 | 0.07 | 0.0736 | 0.0772 | 0.0805 | 0.084 | 0.0872 | 0.0905 | 0.0935 | 0.0966 | 0.0994 | 0.1022 | 0.1049 | 0.1066
Northwest | Big Box-Retail | Peak | May | Other Substitutables | LDCEU/TDEF | Electric Load with Losses, Incl. Cogeneration | MW | 0 | 0 | 0 | 0 | 0 | 0 | 0 | 0 | 0 | 0 | 0 | 0 | -0.013 | -0.0572 | -0.0689 | -0.0726 | -0.1055 | -0.137 | -0.1287 | -0.1326 | -0.1279 | -0.118 | -0.11 | -0.0988 | 0.0194 | 0.2114 | 0.3987 | 0.5817 | 0.7624 | 0.9404 | 1.1146 | 1.2921 | 1.4805 | 1.6593 | 1.8477 | 2.0307 | 2.1917 | 2.372 | 2.5368 | 2.6988 | 2.8461 | 2.9909 | 3.1235 | 3.2482 | 3.3623 | 3.4703 | 3.5628 | 3.6477 | 3.7234 | 3.7973 | 3.8612 | 3.9188 | 3.9696 | 4.0142 | 4.0528 | 4.0856 | 4.113 | 4.1094
Northwest | Big Box-Retail | Peak | May | Refrigeration | LDCEU/TDEF | Electric Load with Losses, Incl. Cogeneration | MW | 0 | 0 | 0 | 0 | 0 | 0 | 0 | 0 | 0 | 0 | 0 | 0 | -0.4337 | -1.0901 | -1.7542 | -2.4907 | -2.7073 | -13.3551 | -22.7113 | -32.2401 | -39.03 | -42.5773 | -45.5764 | -45.8298 | -52.186 | -58.4657 | -64.1915 | -69.3765 | -74.1195 | -78.4621 | -82.438 | -86.305 | -90.3648 | -94.0333 | -97.8969 | -101.565 | -104.6234 | -108.2784 | -111.5544 | -114.8609 | -117.8362 | -120.8644 | -123.6846 | -126.4338 | -129.0522 | -131.6864 | -133.9843 | -136.2242 | -138.3454 | -140.6161 | -142.7568 | -144.8744 | -146.966 | -149.0401 | -151.098 | -153.1447 | -155.1831 | -155.9073
Northwest | Big Box-Retail | Peak | May | Lighting | LDCEU/TDEF | Electric Load with Losses, Incl. Cogeneration | MW | 0 | -1.5486 | -4.212 | -4.3251 | -4.1969 | -3.9966 | -4.6756 | -4.8332 | -16.0429 | -27.5151 | -35.1961 | -37.2417 | -38.9984 | -37.4447 | -40.5394 | -45.0847 | -32.4382 | -26.8232 | -21.3191 | -15.2094 | -12.1141 | -9.3814 | -7.6828 | -7.783 | -7.0129 | -6.4246 | -5.9825 | -5.6605 | -5.376 | -5.1231 | -4.8961 | -4.6984 | -4.5329 | -4.3784 | -4.2481 | -4.1274 | -4.0028 | -3.9036 | -3.8031 | -3.7094 | -3.6127 | -3.5208 | -3.4269 | -3.3333 | -3.2378 | -3.1426 | -3.0412 | -2.9382 | -2.8327 | -2.7278 | -2.6198 | -2.5096 | -2.3973 | -2.2826 | -2.1655 | -2.046 | -1.9239 | -1.7902
Northwest | Big Box-Retail | Peak | May | Air Conditioning | LDCEU/TDEF | Electric Load with Losses, Incl. Cogeneration | MW | -0.003 | 0.198 | 0.3579 | 0.5254 | 0.8007 | 1.032 | 0.9282 | 1.1094 | 1.3154 | 1.5091 | 1.9387 | 1.9017 | 1.7624 | 1.7511 | 1.5167 | 1.4878 | 1.5236 | 1.2919 | 1.1878 | 1.0048 | 0.7809 | 0.6191 | 0.4676 | 0.3526 | 0.2992 | 0.1561 | 0.0324 | -0.0769 | -0.1725 | -0.2545 | -0.5013 | -0.7281 | -0.9446 | -1.1371 | -1.3206 | -1.4853 | -1.6263 | -1.7704 | -1.8953 | -2.0137 | -2.1184 | -2.2152 | -2.3024 | -2.3829 | -2.4546 | -2.5233 | -2.5816 | -2.6332 | -2.679 | -2.725 | -2.7637 | -2.7994 | -2.8328 | -2.8617 | -2.889 | -2.9151 | -2.9375 | -2.9354
Northwest | Big Box-Retail | Peak | May | Other Non-Substitutables | LDCEU/TDEF | Electric Load with Losses, Incl. Cogeneration | MW | 0 | 0 | 0 | 0 | 0 | 0 | 0 | 0 | 0 | 0 | 0 | 0 | -0.6609 | -1.4326 | -1.9614 | -2.1826 | -2.9673 | -2.703 | -2.6576 | -2.8896 | -2.8253 | -2.6191 | -2.3723 | -2.1688 | -2.2315 | -2.282 | -2.3166 | -2.3372 | -2.3471 | -2.3481 | -2.3415 | -2.3329 | -2.3281 | -2.3164 | -2.3085 | -2.2977 | -2.2768 | -2.2659 | -2.249 | -2.2324 | -2.2105 | -2.1891 | -2.1643 | -2.1378 | -2.1089 | -2.0795 | -2.045 | -2.0091 | -1.971 | -1.9338 | -1.8941 | -1.8533 | -1.8112 | -1.7679 | -1.7234 | -1.6777 | -1.6307 | -1.5723
Northwest | Big Box-Retail | Peak | June | Space Heating | LDCEU/TDEF | Electric Load with Losses, Incl. Cogeneration | MW | -0.006 | -0.0131 | -0.0202 | -0.0397 | -0.0489 | -0.0496 | -0.0875 | -0.0834 | -0.1155 | -0.0962 | -0.0768 | -0.0891 | -0.127 | -0.0949 | -0.129 | -0.1535 | -0.1074 | -0.1419 | -0.1337 | -0.1193 | -0.0882 | -0.0948 | -0.0571 | -0.0644 | -0.0919 | -0.0929 | -0.0942 | -0.0953 | -0.0965 | -0.0977 | -0.0988 | -0.1002 | -0.1022 | -0.104 | -0.1062 | -0.1085 | -0.1103 | -0.1128 | -0.1151 | -0.1175 | -0.1198 | -0.1221 | -0.1242 | -0.1263 | -0.1281 | -0.1301 | -0.1317 | -0.1333 | -0.1346 | -0.1362 | -0.1375 | -0.1387 | -0.1398 | -0.1409 | -0.1419 | -0.1427 | -0.1436 | -0.1433
Northwest | Big Box-Retail | Peak | June | Water Heating | LDCEU/TDEF | Electric Load with Losses, Incl. Cogeneration | MW | 0 | 0 | 0 | 0 | 0 | 0 | 0 | 0 | 0 | 0 | 0 | 0 | 0 | 0 | 0 | 0 | 0 | 0 | 0 | 0 | 0 | 0 | -0.0011 | -0.0033 | -0.0033 | -0.0026 | -0.0014 | -0.0001 | 0.0015 | 0.0034 | 0.0054 | 0.0076 | 0.0101 | 0.0127 | 0.0155 | 0.0186 | 0.0213 | 0.0244 | 0.0276 | 0.0307 | 0.0337 | 0.0367 | 0.0396 | 0.0424 | 0.0452 | 0.0479 | 0.0504 | 0.0529 | 0.0552 | 0.0575 | 0.0599 | 0.062 | 0.0642 | 0.0663 | 0.0683 | 0.0703 | 0.0722 | 0.0733
Northwest | Big Box-Retail | Peak | June | Other Substitutables | LDCEU/TDEF | Electric Load with Losses, Incl. Cogeneration | MW | 0 | 0 | 0 | 0 | 0 | 0 | 0 | 0 | 0 | 0 | 0 | 0 | -0.011 | -0.0491 | -0.0577 | -0.06 | -0.0885 | -0.1105 | -0.1033 | -0.1057 | -0.1012 | -0.093 | -0.0863 | -0.077 | 0.0215 | 0.1806 | 0.336 | 0.4879 | 0.6376 | 0.7851 | 0.9293 | 1.0768 | 1.233 | 1.3812 | 1.5374 | 1.6891 | 1.8225 | 1.9719 | 2.1085 | 2.2429 | 2.365 | 2.4852 | 2.5953 | 2.6989 | 2.794 | 2.8836 | 2.9605 | 3.0311 | 3.0943 | 3.1556 | 3.209 | 3.2569 | 3.2994 | 3.3367 | 3.369 | 3.3965 | 3.4197 | 3.4164
Northwest | Big Box-Retail | Peak | June | Refrigeration | LDCEU/TDEF | Electric Load with Losses, Incl. Cogeneration | MW | 0 | 0 | 0 | 0 | 0 | 0 | 0 | 0 | 0 | 0 | 0 | 0 | -0.4672 | -1.1703 | -1.8902 | -2.6944 | -2.921 | -14.3836 | -24.4755 | -34.6099 | -41.7933 | -45.5181 | -48.6081 | -48.7438 | -55.5504 | -62.2555 | -68.3807 | -73.9202 | -78.9865 | -83.6244 | -87.8701 | -92.0169 | -96.3496 | -100.276 | -104.4069 | -108.3354 | -111.6047 | -115.5171 | -119.0292 | -122.5718 | -125.7662 | -129.0257 | -132.0667 | -135.0428 | -137.8746 | -140.7112 | -143.1942 | -145.6162 | -147.9257 | -150.3829 | -152.7061 | -155.0073 | -157.2798 | -159.5346 | -161.7727 | -163.9996 | -166.2186 | -166.9986
Northwest | Big Box-Retail | Peak | June | Lighting | LDCEU/TDEF | Electric Load with Losses, Incl. Cogeneration | MW | 0 | -1.7109 | -4.5451 | -4.6627 | -4.5152 | -4.2936 | -5.0212 | -5.1872 | -17.1461 | -29.3919 | -37.5814 | -39.7784 | -41.6546 | -39.9347 | -43.2859 | -48.2415 | -34.6743 | -28.6213 | -22.769 | -16.2276 | -12.922 | -9.9985 | -8.1781 | -8.3334 | -7.4899 | -6.8418 | -6.3519 | -5.9913 | -5.6743 | -5.3938 | -5.1434 | -4.9263 | -4.7446 | -4.5764 | -4.4346 | -4.3043 | -4.1707 | -4.0646 | -3.9577 | -3.8584 | -3.7568 | -3.6605 | -3.5624 | -3.4651 | -3.366 | -3.2672 | -3.1622 | -3.0556 | -2.9466 | -2.8382 | -2.7265 | -2.6127 | -2.4966 | -2.3781 | -2.2572 | -2.1335 | -2.0073 | -1.8688
Northwest | Big Box-Retail | Peak | June | Air Conditioning | LDCEU/TDEF | Electric Load with Losses, Incl. Cogeneration | MW | -0.0372 | 1.9218 | 3.5638 | 5.4018 | 7.3845 | 10.643 | 9.4758 | 12.5557 | 12.485 | 16.3748 | 21.5009 | 19.9446 | 16.9853 | 19.0251 | 15.784 | 14.997 | 16.4668 | 13.2829 | 12.0674 | 10.2505 | 8.6206 | 6.3814 | 6.1715 | 4.1651 | 3.7099 | 2.3219 | 1.1244 | 0.0687 | -0.8536 | -1.6424 | -4.052 | -6.2665 | -8.3638 | -10.2302 | -12.0047 | -13.5957 | -14.9579 | -16.3461 | -17.5473 | -18.6835 | -19.6909 | -20.6237 | -21.4636 | -22.2405 | -22.9278 | -23.5829 | -24.1407 | -24.6332 | -25.0735 | -25.5145 | -25.8827 | -26.2239 | -26.5411 | -26.8132 | -27.0719 | -27.3181 | -27.5284 | -27.507
Northwest | Big Box-Retail | Peak | June | Other Non-Substitutables | LDCEU/TDEF | Electric Load with Losses, Incl. Cogeneration | MW | 0 | 0 | 0 | 0 | 0 | 0 | 0 | 0 | 0 | 0 | 0 | 0 | -0.7025 | -1.5313 | -2.0902 | -2.2982 | -3.1797 | -2.8452 | -2.7857 | -3.0572 | -2.9814 | -2.7605 | -2.4956 | -2.2741 | -2.3404 | -2.3935 | -2.4302 | -2.4521 | -2.4627 | -2.4641 | -2.4575 | -2.449 | -2.4441 | -2.4324 | -2.4246 | -2.4138 | -2.3921 | -2.3813 | -2.3639 | -2.347 | -2.3245 | -2.3028 | -2.2773 | -2.2504 | -2.2208 | -2.1904 | -2.1547 | -2.1176 | -2.0782 | -2.0396 | -1.9985 | -1.9562 | -1.9125 | -1.8675 | -1.8213 | -1.7736 | -1.7248 | -1.6635
Northwest | Big Box-Retail | Peak | July | Space Heating | LDCEU/TDEF | Electric Load with Losses, Incl. Cogeneration | MW | -0.0038 | -0.0043 | -0.0068 | -0.0127 | -0.02 | -0.0155 | -0.0393 | -0.045 | -0.0487 | -0.038 | -0.031 | -0.0335 | -0.0407 | -0.0392 | -0.0419 | -0.0548 | -0.0396 | -0.0573 | -0.0637 | -0.0472 | -0.0342 | -0.029 | -0.0276 | -0.0344 | -0.04 | -0.0405 | -0.0411 | -0.0416 | -0.0421 | -0.0427 | -0.0433 | -0.044 | -0.0449 | -0.0457 | -0.0469 | -0.048 | -0.0489 | -0.05 | -0.0511 | -0.0523 | -0.0533 | -0.0543 | -0.0554 | -0.0563 | -0.0573 | -0.0582 | -0.059 | -0.0597 | -0.0604 | -0.061 | -0.0617 | -0.0623 | -0.0628 | -0.0634 | -0.0638 | -0.0643 | -0.0647 | -0.0645
Northwest | Big Box-Retail | Peak | July | Water Heating | LDCEU/TDEF | Electric Load with Losses, Incl. Cogeneration | MW | 0 | 0 | 0 | 0 | 0 | 0 | 0 | 0 | 0 | 0 | 0 | 0 | 0 | 0 | 0 | 0 | 0 | 0 | 0 | 0 | 0 | 0 | -0.0007 | -0.0021 | -0.0019 | -0.0015 | -0.0008 | 0 | 0.001 | 0.0021 | 0.0032 | 0.0045 | 0.006 | 0.0075 | 0.0092 | 0.011 | 0.0125 | 0.0144 | 0.0163 | 0.0181 | 0.0198 | 0.0215 | 0.0233 | 0.0249 | 0.0265 | 0.0281 | 0.0296 | 0.031 | 0.0324 | 0.0338 | 0.035 | 0.0363 | 0.0376 | 0.0388 | 0.04 | 0.0411 | 0.0423 | 0.0429
Northwest | Big Box-Retail | Peak | July | Other Substitutables | LDCEU/TDEF | Electric Load with Losses, Incl. Cogeneration | MW | 0 | 0 | 0 | 0 | 0 | 0 | 0 | 0 | 0 | 0 | 0 | 0 | -0.0097 | -0.0421 | -0.0487 | -0.0501 | -0.0753 | -0.0902 | -0.0842 | -0.0871 | -0.0836 | -0.077 | -0.0717 | -0.0642 | 0.0189 | 0.1509 | 0.2803 | 0.4066 | 0.5313 | 0.6539 | 0.774 | 0.897 | 1.0277 | 1.1517 | 1.2824 | 1.4093 | 1.5207 | 1.6456 | 1.7599 | 1.8723 | 1.9744 | 2.0748 | 2.1669 | 2.2537 | 2.3333 | 2.4085 | 2.473 | 2.5321 | 2.585 | 2.6364 | 2.6812 | 2.7213 | 2.7569 | 2.7882 | 2.8154 | 2.8386 | 2.8581 | 2.8552
Northwest | Big Box-Retail | Peak | July | Refrigeration | LDCEU/TDEF | Electric Load with Losses, Incl. Cogeneration | MW | 0 | 0 | 0 | 0 | 0 | 0 | 0 | 0 | 0 | 0 | 0 | 0 | -0.3936 | -0.9845 | -1.5918 | -2.277 | -2.4688 | -12.1285 | -20.6737 | -29.2696 | -35.3652 | -38.5685 | -41.309 | -41.5163 | -47.3146 | -53.0132 | -58.2302 | -62.947 | -67.2616 | -71.2117 | -74.8283 | -78.3681 | -82.082 | -85.4455 | -88.986 | -92.3509 | -95.1539 | -98.5058 | -101.5174 | -104.5565 | -107.2976 | -110.0901 | -112.6994 | -115.2549 | -117.6924 | -120.1357 | -122.2747 | -124.3603 | -126.3481 | -128.4587 | -130.4585 | -132.4389 | -134.396 | -136.3384 | -138.2668 | -140.1863 | -142.0992 | -142.7666
Northwest | Big Box-Retail | Peak | July | Lighting | LDCEU/TDEF | Electric Load with Losses, Incl. Cogeneration | MW | 0 | -1.4566 | -3.7508 | -3.8427 | -3.7108 | -3.5217 | -4.1163 | -4.2489 | -13.9632 | -23.9184 | -30.5657 | -32.3669 | -33.8996 | -32.4384 | -35.2225 | -39.3734 | -28.2666 | -23.2826 | -18.5595 | -13.2316 | -10.5515 | -8.1727 | -6.7228 | -6.9319 | -6.2281 | -5.6867 | -5.2774 | -4.9758 | -4.7108 | -4.4763 | -4.2671 | -4.086 | -3.9347 | -3.7948 | -3.6768 | -3.5683 | -3.4572 | -3.369 | -3.2801 | -3.1976 | -3.1131 | -3.033 | -2.9516 | -2.8708 | -2.7885 | -2.7065 | -2.6193 | -2.5307 | -2.44 | -2.3498 | -2.257 | -2.1623 | -2.0656 | -1.967 | -1.8663 | -1.7634 | -1.6582 | -1.5429
Northwest | Big Box-Retail | Peak | July | Air Conditioning | LDCEU/TDEF | Electric Load with Losses, Incl. Cogeneration | MW | -0.0412 | 2.487 | 4.5868 | 7.4463 | 8.9603 | 13.8493 | 11.6288 | 14.0658 | 15.4417 | 20.6146 | 25.7809 | 24.727 | 22.7444 | 23.2327 | 21.5914 | 19.6775 | 21.5646 | 17.0462 | 14.2312 | 12.9783 | 11.4155 | 8.6927 | 6.6617 | 4.6634 | 4.6657 | 2.9626 | 1.4943 | 0.1995 | -0.932 | -1.8999 | -4.8468 | -7.5501 | -10.1026 | -12.3743 | -14.532 | -16.4665 | -18.1227 | -19.8083 | -21.2654 | -22.6424 | -23.8625 | -24.9924 | -26.0076 | -26.9446 | -27.7707 | -28.557 | -29.2257 | -29.8153 | -30.3411 | -30.8691 | -31.3073 | -31.7126 | -32.0883 | -32.4094 | -32.7137 | -33.0027 | -33.248 | -33.2215
Northwest | Big Box-Retail | Peak | July | Other Non-Substitutables | LDCEU/TDEF | Electric Load with Losses, Incl. Cogeneration | MW | 0 | 0 | 0 | 0 | 0 | 0 | 0 | 0 | 0 | 0 | 0 | 0 | -0.5871 | -1.2842 | -1.7484 | -1.9116 | -2.6771 | -2.3656 | -2.3135 | -2.5598 | -2.5001 | -2.3183 | -2.1019 | -1.9194 | -1.975 | -2.0193 | -2.0499 | -2.0682 | -2.0769 | -2.0778 | -2.0721 | -2.0649 | -2.061 | -2.0513 | -2.045 | -2.0359 | -2.0178 | -2.0088 | -1.9944 | -1.9802 | -1.9614 | -1.9431 | -1.9216 | -1.899 | -1.874 | -1.8485 | -1.8185 | -1.7871 | -1.754 | -1.7213 | -1.6867 | -1.6509 | -1.6139 | -1.5758 | -1.5366 | -1.4963 | -1.4549 | -1.4029
Northwest | Big Box-Retail | Peak | August | Space Heating | LDCEU/TDEF | Electric Load with Losses, Incl. Cogeneration | MW | -0.0032 | -0.0065 | -0.0138 | -0.0191 | -0.0199 | -0.0229 | -0.0392 | -0.0574 | -0.0504 | -0.0606 | -0.0451 | -0.0434 | -0.0521 | -0.0649 | -0.0736 | -0.0699 | -0.0647 | -0.0738 | -0.0596 | -0.0488 | -0.0473 | -0.0391 | -0.0381 | -0.0333 | -0.0496 | -0.0502 | -0.0509 | -0.0517 | -0.0524 | -0.0531 | -0.0539 | -0.0547 | -0.0559 | -0.057 | -0.0583 | -0.0597 | -0.0608 | -0.0624 | -0.0637 | -0.0652 | -0.0665 | -0.0678 | -0.0691 | -0.0703 | -0.0715 | -0.0726 | -0.0736 | -0.0746 | -0.0753 | -0.0763 | -0.0771 | -0.0779 | -0.0785 | -0.0791 | -0.0798 | -0.0803 | -0.0808 | -0.0807
Northwest | Big Box-Retail | Peak | August | Water Heating | LDCEU/TDEF | Electric Load with Losses, Incl. Cogeneration | MW | 0 | 0 | 0 | 0 | 0 | 0 | 0 | 0 | 0 | 0 | 0 | 0 | 0 | 0 | 0 | 0 | 0 | 0 | 0 | 0 | 0 | 0 | -0.0008 | -0.002 | -0.002 | -0.0015 | -0.0008 | 0 | 0.0011 | 0.0022 | 0.0034 | 0.0049 | 0.0065 | 0.0081 | 0.0099 | 0.0118 | 0.0135 | 0.0155 | 0.0174 | 0.0195 | 0.0213 | 0.0232 | 0.025 | 0.0268 | 0.0285 | 0.0302 | 0.0318 | 0.0334 | 0.0348 | 0.0362 | 0.0377 | 0.039 | 0.0404 | 0.0417 | 0.043 | 0.0442 | 0.0454 | 0.0461
Northwest | Big Box-Retail | Peak | August | Other Substitutables | LDCEU/TDEF | Electric Load with Losses, Incl. Cogeneration | MW | 0 | 0 | 0 | 0 | 0 | 0 | 0 | 0 | 0 | 0 | 0 | 0 | -0.0103 | -0.0448 | -0.0525 | -0.0542 | -0.0807 | -0.0989 | -0.0924 | -0.0955 | -0.0917 | -0.0845 | -0.0787 | -0.0705 | 0.0189 | 0.1617 | 0.3018 | 0.4384 | 0.5732 | 0.7059 | 0.8359 | 0.9687 | 1.11 | 1.2439 | 1.3851 | 1.5222 | 1.6426 | 1.7776 | 1.9011 | 2.0224 | 2.1328 | 2.2414 | 2.3409 | 2.4345 | 2.5204 | 2.6016 | 2.6712 | 2.735 | 2.7922 | 2.8476 | 2.8958 | 2.9393 | 2.9777 | 3.0114 | 3.0407 | 3.0657 | 3.0866 | 3.0836
Northwest | Big Box-Retail | Peak | August | Refrigeration | LDCEU/TDEF | Electric Load with Losses, Incl. Cogeneration | MW | 0 | 0 | 0 | 0 | 0 | 0 | 0 | 0 | 0 | 0 | 0 | 0 | -0.4284 | -1.0731 | -1.7331 | -2.4737 | -2.6829 | -13.1981 | -22.4847 | -31.8502 | -38.5025 | -41.9787 | -44.9382 | -45.1632 | -51.4607 | -57.6594 | -63.3275 | -68.454 | -73.1433 | -77.4366 | -81.3673 | -85.2089 | -89.2392 | -92.8877 | -96.7288 | -100.379 | -103.4197 | -107.0562 | -110.3215 | -113.6165 | -116.5869 | -119.6129 | -122.4379 | -125.2017 | -127.8364 | -130.4796 | -132.7919 | -135.0466 | -137.1928 | -139.4762 | -141.6369 | -143.7762 | -145.8902 | -147.9877 | -150.0699 | -152.1419 | -154.2067 | -154.9301
Northwest | Big Box-Retail | Peak | August | Lighting | LDCEU/TDEF | Electric Load with Losses, Incl. Cogeneration | MW | 0 | -1.5826 | -4.1337 | -4.2377 | -4.0975 | -3.8922 | -4.5505 | -4.6987 | -15.4833 | -26.5312 | -33.9133 | -35.9044 | -37.6025 | -36.014 | -39.0738 | -43.6185 | -31.3322 | -25.8345 | -20.5763 | -14.6703 | -11.6937 | -9.0553 | -7.4293 | -7.6186 | -6.8496 | -6.2589 | -5.8129 | -5.485 | -5.1967 | -4.9413 | -4.7131 | -4.5153 | -4.3501 | -4.1968 | -4.0677 | -3.9487 | -3.8267 | -3.7297 | -3.6319 | -3.5411 | -3.4479 | -3.3595 | -3.2694 | -3.18 | -3.089 | -2.9981 | -2.9015 | -2.8035 | -2.703 | -2.6031 | -2.5002 | -2.3954 | -2.2882 | -2.179 | -2.0674 | -1.9535 | -1.8371 | -1.7093
Northwest | Big Box-Retail | Peak | August | Air Conditioning | LDCEU/TDEF | Electric Load with Losses, Incl. Cogeneration | MW | -0.0408 | 2.4839 | 4.3275 | 7.3285 | 10.4537 | 14.0054 | 13.5981 | 15.1515 | 17.8244 | 20.2 | 26.0054 | 26.3174 | 24.424 | 22.3508 | 20.2275 | 20.7837 | 20.4514 | 17.7868 | 17.221 | 15.3604 | 11.5128 | 8.9957 | 6.6945 | 5.8139 | 4.8833 | 3.0645 | 1.4963 | 0.1131 | -1.0959 | -2.1307 | -5.2729 | -8.1541 | -10.8769 | -13.2997 | -15.6013 | -17.6653 | -19.4323 | -21.2313 | -22.7863 | -24.2559 | -25.5574 | -26.7627 | -27.8451 | -28.8432 | -29.7234 | -30.5622 | -31.2747 | -31.9031 | -32.4626 | -33.0256 | -33.4924 | -33.924 | -34.3241 | -34.6661 | -34.9902 | -35.2977 | -35.5588 | -35.5308
Northwest | Big Box-Retail | Peak | August | Other Non-Substitutables | LDCEU/TDEF | Electric Load with Losses, Incl. Cogeneration | MW | 0 | 0 | 0 | 0 | 0 | 0 | 0 | 0 | 0 | 0 | 0 | 0 | -0.6399 | -1.3969 | -1.9045 | -2.0905 | -2.9054 | -2.5877 | -2.5342 | -2.7919 | -2.7274 | -2.5281 | -2.2906 | -2.0921 | -2.1526 | -2.2011 | -2.2345 | -2.2544 | -2.264 | -2.2649 | -2.2587 | -2.2508 | -2.2465 | -2.2357 | -2.2287 | -2.2187 | -2.1989 | -2.1889 | -2.1731 | -2.1575 | -2.1368 | -2.1167 | -2.0933 | -2.0683 | -2.041 | -2.0131 | -1.9802 | -1.946 | -1.9096 | -1.874 | -1.8362 | -1.7971 | -1.7567 | -1.7152 | -1.6724 | -1.6284 | -1.5833 | -1.5268
Northwest | Big Box-Retail | Peak | September | Space Heating | LDCEU/TDEF | Electric Load with Losses, Incl. Cogeneration | MW | -0.007 | -0.0137 | -0.0217 | -0.0627 | -0.0575 | -0.0569 | -0.1036 | -0.1349 | -0.1262 | -0.1405 | -0.1119 | -0.153 | -0.1756 | -0.1479 | -0.1927 | -0.1723 | -0.1468 | -0.1648 | -0.1236 | -0.1255 | -0.1315 | -0.1037 | -0.1217 | -0.1055 | -0.1253 | -0.1267 | -0.1285 | -0.1303 | -0.1319 | -0.1336 | -0.1353 | -0.1374 | -0.1403 | -0.1429 | -0.1462 | -0.1494 | -0.1521 | -0.1558 | -0.1591 | -0.1626 | -0.1658 | -0.169 | -0.172 | -0.175 | -0.1778 | -0.1806 | -0.183 | -0.1852 | -0.1872 | -0.1894 | -0.1912 | -0.193 | -0.1947 | -0.1962 | -0.1977 | -0.199 | -0.2002 | -0.1999
Northwest | Big Box-Retail | Peak | September | Water Heating | LDCEU/TDEF | Electric Load with Losses, Incl. Cogeneration | MW | 0 | 0 | 0 | 0 | 0 | 0 | 0 | 0 | 0 | 0 | 0 | 0 | 0 | 0 | 0 | 0 | 0 | 0 | 0 | 0 | 0 | 0 | -0.0014 | -0.0031 | -0.0025 | -0.002 | -0.001 | 0.0001 | 0.0014 | 0.0029 | 0.0045 | 0.0063 | 0.0085 | 0.0105 | 0.0128 | 0.0153 | 0.0175 | 0.02 | 0.0226 | 0.025 | 0.0275 | 0.0299 | 0.0322 | 0.0345 | 0.0368 | 0.0389 | 0.041 | 0.0429 | 0.0448 | 0.0466 | 0.0485 | 0.0503 | 0.0519 | 0.0536 | 0.0552 | 0.0568 | 0.0583 | 0.0592
Northwest | Big Box-Retail | Peak | September | Other Substitutables | LDCEU/TDEF | Electric Load with Losses, Incl. Cogeneration | MW | 0 | 0 | 0 | 0 | 0 | 0 | 0 | 0 | 0 | 0 | 0 | 0 | -0.0073 | -0.032 | -0.0375 | -0.0387 | -0.0576 | -0.0709 | -0.0662 | -0.0684 | -0.0657 | -0.0605 | -0.0564 | -0.0505 | 0.0133 | 0.1155 | 0.2154 | 0.3131 | 0.4094 | 0.5043 | 0.5972 | 0.6921 | 0.793 | 0.8887 | 0.9896 | 1.0876 | 1.1737 | 1.2702 | 1.3584 | 1.4451 | 1.524 | 1.6016 | 1.6727 | 1.7396 | 1.801 | 1.859 | 1.9087 | 1.9544 | 1.9952 | 2.0349 | 2.0694 | 2.1004 | 2.1278 | 2.152 | 2.1729 | 2.1908 | 2.2058 | 2.2037
Northwest | Big Box-Retail | Peak | September | Refrigeration | LDCEU/TDEF | Electric Load with Losses, Incl. Cogeneration | MW | 0 | 0 | 0 | 0 | 0 | 0 | 0 | 0 | 0 | 0 | 0 | 0 | -0.4702 | -1.1779 | -1.9023 | -2.7143 | -2.9433 | -14.4839 | -24.6758 | -34.9547 | -42.2605 | -46.0659 | -49.3027 | -49.549 | -56.4569 | -63.2585 | -69.4765 | -75.1004 | -80.2449 | -84.9549 | -89.2673 | -93.4811 | -97.9021 | -101.9046 | -106.1184 | -110.1229 | -113.4587 | -117.4484 | -121.0307 | -124.6456 | -127.9038 | -131.2238 | -134.3226 | -137.3541 | -140.2437 | -143.1431 | -145.6792 | -148.1525 | -150.5067 | -153.012 | -155.3822 | -157.7292 | -160.048 | -162.3489 | -164.6329 | -166.906 | -169.1709 | -169.9646
Northwest | Big Box-Retail | Peak | September | Lighting | LDCEU/TDEF | Electric Load with Losses, Incl. Cogeneration | MW | 0 | -1.3498 | -3.5328 | -3.6219 | -3.5026 | -3.3276 | -3.8905 | -4.0176 | -13.2435 | -22.6942 | -29.0098 | -30.7122 | -32.1642 | -30.8092 | -33.4227 | -37.3032 | -26.7977 | -22.0988 | -17.5985 | -12.5465 | -9.9998 | -7.7426 | -6.3445 | -6.498 | -5.8424 | -5.3391 | -4.9591 | -4.6797 | -4.434 | -4.2164 | -4.022 | -3.8534 | -3.7125 | -3.5819 | -3.4718 | -3.3705 | -3.2664 | -3.1837 | -3.1004 | -3.0228 | -2.9434 | -2.8679 | -2.7911 | -2.7148 | -2.6371 | -2.5596 | -2.4772 | -2.3934 | -2.3076 | -2.2225 | -2.1346 | -2.0451 | -1.9537 | -1.8604 | -1.7652 | -1.6679 | -1.5685 | -1.4595
Northwest | Big Box-Retail | Peak | September | Air Conditioning | LDCEU/TDEF | Electric Load with Losses, Incl. Cogeneration | MW | -0.0217 | 1.3311 | 2.5012 | 3.2423 | 4.9278 | 7.1617 | 6.3737 | 7.2721 | 8.5663 | 10.0672 | 13.2152 | 11.5244 | 10.5416 | 11.2141 | 9.4662 | 9.9953 | 10.3942 | 8.6936 | 9.3564 | 7.2445 | 5.1916 | 4.3863 | 2.9814 | 2.3107 | 2.2739 | 1.3808 | 0.61 | -0.0698 | -0.664 | -1.1726 | -2.7191 | -4.1395 | -5.487 | -6.6855 | -7.8257 | -8.8481 | -9.7237 | -10.6164 | -11.3888 | -12.1197 | -12.7671 | -13.3667 | -13.9061 | -14.4045 | -14.8457 | -15.267 | -15.6252 | -15.9416 | -16.2236 | -16.5067 | -16.7431 | -16.9619 | -17.1654 | -17.3401 | -17.5062 | -17.6641 | -17.7989 | -17.7854
Northwest | Big Box-Retail | Peak | September | Other Non-Substitutables | LDCEU/TDEF | Electric Load with Losses, Incl. Cogeneration | MW | 0 | 0 | 0 | 0 | 0 | 0 | 0 | 0 | 0 | 0 | 0 | 0 | -0.576 | -1.2574 | -1.7147 | -1.8821 | -2.6136 | -2.3301 | -2.2824 | -2.5137 | -2.4557 | -2.2756 | -2.0615 | -1.8828 | -1.9373 | -1.981 | -2.0111 | -2.029 | -2.0376 | -2.0385 | -2.0329 | -2.0258 | -2.0219 | -2.0122 | -2.0059 | -1.9969 | -1.979 | -1.97 | -1.9558 | -1.9418 | -1.9232 | -1.9052 | -1.884 | -1.8615 | -1.837 | -1.8118 | -1.7822 | -1.7515 | -1.7187 | -1.6867 | -1.6526 | -1.6173 | -1.5811 | -1.5436 | -1.5051 | -1.4656 | -1.425 | -1.3741
Northwest | Big Box-Retail | Peak | October | Space Heating | LDCEU/TDEF | Electric Load with Losses, Incl. Cogeneration | MW | -0.185 | -0.5211 | -0.8357 | -1.651 | -2.0534 | -2.1768 | -3.2147 | -4.0367 | -4.1757 | -4.7076 | -3.5448 | -4.0661 | -4.5116 | -5.0147 | -5.5469 | -5.4918 | -5.2258 | -4.8481 | -4.4946 | -4.1759 | -4.16 | -3.3284 | -3.0938 | -3.0993 | -3.9516 | -4.002 | -4.0626 | -4.1229 | -4.1835 | -4.2426 | -4.3028 | -4.3741 | -4.4728 | -4.565 | -4.6797 | -4.7906 | -4.8831 | -5.0099 | -5.1216 | -5.2405 | -5.3491 | -5.4586 | -5.561 | -5.6617 | -5.7545 | -5.8496 | -5.9298 | -6.0043 | -6.0713 | -6.1445 | -6.2072 | -6.2664 | -6.3221 | -6.3721 | -6.4192 | -6.4634 | -6.5023 | -6.493
Northwest | Big Box-Retail | Peak | October | Water Heating | LDCEU/TDEF | Electric Load with Losses, Incl. Cogeneration | MW | 0 | 0 | 0 | 0 | 0 | 0 | 0 | 0 | 0 | 0 | 0 | 0 | 0 | 0 | 0 | 0 | 0 | 0 | 0 | 0 | 0 | 0 | -0.0021 | -0.0061 | -0.0057 | -0.0043 | -0.0021 | 0.0004 | 0.0032 | 0.0066 | 0.0103 | 0.0142 | 0.019 | 0.0237 | 0.0288 | 0.0343 | 0.0393 | 0.045 | 0.0507 | 0.0563 | 0.0616 | 0.0671 | 0.0723 | 0.0773 | 0.0823 | 0.0872 | 0.0917 | 0.096 | 0.1001 | 0.1043 | 0.1084 | 0.1122 | 0.116 | 0.1198 | 0.1233 | 0.1267 | 0.1301 | 0.1321
Northwest | Big Box-Retail | Peak | October | Other Substitutables | LDCEU/TDEF | Electric Load with Losses, Incl. Cogeneration | MW | 0 | 0 | 0 | 0 | 0 | 0 | 0 | 0 | 0 | 0 | 0 | 0 | -0.0131 | -0.0566 | -0.0691 | -0.0732 | -0.1055 | -0.1398 | -0.1316 | -0.1364 | -0.1319 | -0.1219 | -0.114 | -0.1027 | 0.0159 | 0.209 | 0.3973 | 0.5814 | 0.7631 | 0.9422 | 1.1176 | 1.296 | 1.4858 | 1.6656 | 1.8553 | 2.0395 | 2.2015 | 2.383 | 2.5489 | 2.7119 | 2.8602 | 3.0059 | 3.1392 | 3.2644 | 3.3791 | 3.4876 | 3.5807 | 3.666 | 3.742 | 3.8162 | 3.8804 | 3.938 | 3.9889 | 4.0337 | 4.0723 | 4.1052 | 4.1326 | 4.129
Northwest | Big Box-Retail | Peak | October | Refrigeration | LDCEU/TDEF | Electric Load with Losses, Incl. Cogeneration | MW | 0 | 0 | 0 | 0 | 0 | 0 | 0 | 0 | 0 | 0 | 0 | 0 | -0.5063 | -1.2752 | -2.0477 | -2.9016 | -3.1585 | -15.595 | -26.5151 | -37.7238 | -45.7356 | -49.9378 | -53.5335 | -53.9201 | -61.3706 | -68.7426 | -75.4581 | -81.5433 | -87.1105 | -92.2082 | -96.8758 | -101.4058 | -106.1759 | -110.4791 | -115.0139 | -119.3154 | -122.9057 | -127.1931 | -131.0331 | -134.9099 | -138.3946 | -141.936 | -145.2313 | -148.4368 | -151.4915 | -154.5725 | -157.2552 | -159.869 | -162.3349 | -164.9833 | -167.4763 | -169.9408 | -172.3753 | -174.7886 | -177.1824 | -179.563 | -181.9331 | -182.7794
Northwest | Big Box-Retail | Peak | October | Lighting | LDCEU/TDEF | Electric Load with Losses, Incl. Cogeneration | MW | 0 | -1.4525 | -3.9992 | -4.1087 | -3.991 | -3.8034 | -4.4504 | -4.6018 | -15.307 | -26.2597 | -33.5971 | -35.5441 | -37.2212 | -35.7657 | -38.6992 | -42.9926 | -30.949 | -25.6151 | -20.3506 | -14.5272 | -11.5732 | -8.9675 | -7.3494 | -7.4241 | -6.6994 | -6.1477 | -5.7348 | -5.4357 | -5.1709 | -4.9347 | -4.7221 | -4.5362 | -4.3808 | -4.2349 | -4.1117 | -3.9972 | -3.8785 | -3.7839 | -3.6876 | -3.5976 | -3.5045 | -3.4157 | -3.3248 | -3.2339 | -3.1413 | -3.0487 | -2.9502 | -2.85 | -2.7472 | -2.6453 | -2.5399 | -2.4327 | -2.3232 | -2.2116 | -2.0975 | -1.9812 | -1.8623 | -1.7324
Northwest | Big Box-Retail | Peak | October | Air Conditioning | LDCEU/TDEF | Electric Load with Losses, Incl. Cogeneration | MW | -0.0014 | 0.1016 | 0.1822 | 0.2818 | 0.3862 | 0.5522 | 0.4986 | 0.5918 | 0.6631 | 0.81 | 1.0321 | 0.9821 | 0.8983 | 0.8886 | 0.7988 | 0.787 | 0.8031 | 0.685 | 0.6304 | 0.5261 | 0.408 | 0.309 | 0.2314 | 0.1642 | 0.1382 | 0.0606 | -0.0066 | -0.066 | -0.1181 | -0.1628 | -0.2961 | -0.4186 | -0.5361 | -0.6405 | -0.7401 | -0.8295 | -0.9061 | -0.9846 | -1.0525 | -1.1171 | -1.1741 | -1.2267 | -1.2742 | -1.3178 | -1.3569 | -1.3945 | -1.4262 | -1.4544 | -1.4792 | -1.5043 | -1.5254 | -1.5449 | -1.5632 | -1.579 | -1.594 | -1.6082 | -1.6206 | -1.6196
Northwest | Big Box-Retail | Peak | October | Other Non-Substitutables | LDCEU/TDEF | Electric Load with Losses, Incl. Cogeneration | MW | 0 | 0 | 0 | 0 | 0 | 0 | 0 | 0 | 0 | 0 | 0 | 0 | -0.6748 | -1.4586 | -2.0001 | -2.2393 | -3.0172 | -2.7736 | -2.7332 | -2.9585 | -2.8972 | -2.6875 | -2.4373 | -2.2325 | -2.2967 | -2.3486 | -2.3839 | -2.4049 | -2.4149 | -2.4158 | -2.409 | -2.3997 | -2.3945 | -2.3823 | -2.3741 | -2.3627 | -2.3409 | -2.3296 | -2.3119 | -2.2946 | -2.2718 | -2.2495 | -2.2235 | -2.196 | -2.1659 | -2.1353 | -2.0995 | -2.0623 | -2.0227 | -1.9842 | -1.9432 | -1.9009 | -1.8573 | -1.8125 | -1.7664 | -1.7191 | -1.6707 | -1.6106
Northwest | Big Box-Retail | Peak | November | Space Heating | LDCEU/TDEF | Electric Load with Losses, Incl. Cogeneration | MW | -0.1892 | -0.4561 | -0.6072 | -1.3507 | -1.5619 | -1.7169 | -2.5583 | -3.5984 | -3.334 | -3.7244 | -3.5005 | -3.6302 | -4.1018 | -4.0318 | -4.4247 | -4.1659 | -4.1462 | -4.0922 | -3.8691 | -3.4474 | -3.344 | -3.1632 | -3.0731 | -2.4431 | -3.3649 | -3.4089 | -3.4618 | -3.5143 | -3.5671 | -3.6186 | -3.671 | -3.7334 | -3.8197 | -3.9003 | -4.0004 | -4.0969 | -4.1776 | -4.2878 | -4.3849 | -4.4884 | -4.5827 | -4.6778 | -4.7668 | -4.8544 | -4.9351 | -5.0181 | -5.0881 | -5.1531 | -5.2116 | -5.2753 | -5.3301 | -5.3817 | -5.4304 | -5.4741 | -5.5154 | -5.5541 | -5.5883 | -5.5805
Northwest | Big Box-Retail | Peak | November | Water Heating | LDCEU/TDEF | Electric Load with Losses, Incl. Cogeneration | MW | 0 | 0 | 0 | 0 | 0 | 0 | 0 | 0 | 0 | 0 | 0 | 0 | 0 | 0 | 0 | 0 | 0 | 0 | 0 | 0 | 0 | 0 | -0.0048 | -0.0084 | -0.0093 | -0.0069 | -0.0034 | 0.0007 | 0.0055 | 0.0112 | 0.0172 | 0.0238 | 0.0316 | 0.0393 | 0.048 | 0.057 | 0.0654 | 0.0748 | 0.0843 | 0.0937 | 0.1024 | 0.1115 | 0.1201 | 0.1284 | 0.1368 | 0.1449 | 0.1523 | 0.1595 | 0.1664 | 0.1733 | 0.18 | 0.1865 | 0.1926 | 0.1989 | 0.2048 | 0.2104 | 0.216 | 0.2193
Northwest | Big Box-Retail | Peak | November | Other Substitutables | LDCEU/TDEF | Electric Load with Losses, Incl. Cogeneration | MW | 0 | 0 | 0 | 0 | 0 | 0 | 0 | 0 | 0 | 0 | 0 | 0 | -0.0111 | -0.0477 | -0.058 | -0.061 | -0.0886 | -0.1162 | -0.1094 | -0.1138 | -0.1101 | -0.1019 | -0.0954 | -0.0861 | 0.0133 | 0.1743 | 0.3313 | 0.4849 | 0.6366 | 0.7859 | 0.9322 | 1.0812 | 1.2397 | 1.3901 | 1.5487 | 1.7026 | 1.838 | 1.9897 | 2.1284 | 2.2648 | 2.3886 | 2.5104 | 2.6219 | 2.7266 | 2.8226 | 2.9134 | 2.9913 | 3.0627 | 3.1263 | 3.1884 | 3.2421 | 3.2904 | 3.3331 | 3.3706 | 3.403 | 3.4306 | 3.4536 | 3.4506
Northwest | Big Box-Retail | Peak | November | Refrigeration | LDCEU/TDEF | Electric Load with Losses, Incl. Cogeneration | MW | 0 | 0 | 0 | 0 | 0 | 0 | 0 | 0 | 0 | 0 | 0 | 0 | -0.5742 | -1.446 | -2.323 | -3.294 | -3.5843 | -17.6926 | -30.1034 | -42.8476 | -51.9678 | -56.7449 | -60.8708 | -61.3569 | -69.8347 | -78.2196 | -85.8615 | -92.7855 | -99.1203 | -104.9212 | -110.2329 | -115.3921 | -120.8328 | -125.7405 | -130.9135 | -135.82 | -139.9161 | -144.8076 | -149.1894 | -153.6142 | -157.5912 | -161.6319 | -165.3934 | -169.0531 | -172.5433 | -176.0648 | -179.1312 | -182.1193 | -184.9381 | -187.964 | -190.8141 | -193.6316 | -196.4155 | -199.1754 | -201.9134 | -204.6364 | -207.3478 | -208.3132
Northwest | Big Box-Retail | Peak | November | Lighting | LDCEU/TDEF | Electric Load with Losses, Incl. Cogeneration | MW | 0 | -1.6076 | -4.3806 | -4.4987 | -4.366 | -4.1581 | -4.8647 | -5.029 | -16.6979 | -28.6397 | -36.6357 | -38.7641 | -40.5951 | -38.9846 | -42.2043 | -46.9303 | -33.7709 | -27.9329 | -22.2048 | -15.8506 | -12.6323 | -9.7895 | -8.0211 | -8.1232 | -7.3297 | -6.7253 | -6.273 | -5.9452 | -5.6551 | -5.3963 | -5.1635 | -4.96 | -4.79 | -4.6305 | -4.4957 | -4.3706 | -4.2407 | -4.1374 | -4.0321 | -3.9336 | -3.8319 | -3.7348 | -3.6354 | -3.5361 | -3.4347 | -3.3335 | -3.2257 | -3.1161 | -3.0037 | -2.8919 | -2.7768 | -2.6593 | -2.5395 | -2.4172 | -2.2923 | -2.1648 | -2.0346 | -1.8922
Northwest | Big Box-Retail | Peak | November | Air Conditioning | LDCEU/TDEF | Electric Load with Losses, Incl. Cogeneration | MW | -0.0025 | 0.1853 | 0.3319 | 0.513 | 0.7034 | 1.0061 | 0.9085 | 1.0781 | 1.2077 | 1.475 | 1.8792 | 1.7869 | 1.6344 | 1.6133 | 1.4537 | 1.4343 | 1.4584 | 1.2502 | 1.1485 | 0.9559 | 0.7406 | 0.5604 | 0.4153 | 0.2969 | 0.249 | 0.107 | -0.016 | -0.1246 | -0.2198 | -0.3017 | -0.5455 | -0.7696 | -0.9849 | -1.1758 | -1.3584 | -1.5221 | -1.6625 | -1.8063 | -1.9308 | -2.0491 | -2.1535 | -2.25 | -2.337 | -2.417 | -2.4887 | -2.5577 | -2.6161 | -2.6678 | -2.7134 | -2.7595 | -2.7983 | -2.8342 | -2.8678 | -2.8969 | -2.9245 | -2.9508 | -2.9735 | -2.9716
Northwest | Big Box-Retail | Peak | November | Other Non-Substitutables | LDCEU/TDEF | Electric Load with Losses, Incl. Cogeneration | MW | 0 | 0 | 0 | 0 | 0 | 0 | 0 | 0 | 0 | 0 | 0 | 0 | -0.7486 | -1.6206 | -2.2205 | -2.4799 | -3.3534 | -3.0718 | -3.0265 | -3.2853 | -3.2193 | -2.9865 | -2.7101 | -2.4843 | -2.5556 | -2.6131 | -2.6524 | -2.6757 | -2.6867 | -2.6876 | -2.6799 | -2.6697 | -2.664 | -2.6505 | -2.6415 | -2.6289 | -2.6048 | -2.5923 | -2.5727 | -2.5534 | -2.5282 | -2.5034 | -2.4747 | -2.4439 | -2.4106 | -2.3766 | -2.3368 | -2.2953 | -2.2513 | -2.2085 | -2.1627 | -2.1157 | -2.0672 | -2.0173 | -1.966 | -1.9133 | -1.8593 | -1.7923
Northwest | Big Box-Retail | Peak | December | Space Heating | LDCEU/TDEF | Electric Load with Losses, Incl. Cogeneration | MW | -0.1941 | -0.4714 | -0.7219 | -1.539 | -1.8838 | -2.0271 | -3.0826 | -3.8641 | -3.9365 | -4.2765 | -3.737 | -3.9808 | -4.573 | -4.7135 | -4.9731 | -5.1525 | -4.8593 | -4.5782 | -4.4617 | -4.1196 | -4.0447 | -3.5947 | -3.4705 | -3.1764 | -3.9958 | -4.0516 | -4.1199 | -4.1874 | -4.2553 | -4.3216 | -4.389 | -4.4694 | -4.5814 | -4.6857 | -4.8141 | -4.9374 | -5.0412 | -5.181 | -5.3048 | -5.4363 | -5.5564 | -5.6765 | -5.7896 | -5.901 | -6.0047 | -6.111 | -6.201 | -6.2846 | -6.3599 | -6.441 | -6.5116 | -6.578 | -6.6409 | -6.6975 | -6.7511 | -6.8015 | -6.8463 | -6.8374
Northwest | Big Box-Retail | Peak | December | Water Heating | LDCEU/TDEF | Electric Load with Losses, Incl. Cogeneration | MW | 0 | 0 | 0 | 0 | 0 | 0 | 0 | 0 | 0 | 0 | 0 | 0 | 0 | 0 | 0 | 0 | 0 | 0 | 0 | 0 | 0 | 0 | -0.0055 | -0.0145 | -0.0119 | -0.009 | -0.0044 | 0.0008 | 0.0071 | 0.0143 | 0.0219 | 0.0304 | 0.0403 | 0.0503 | 0.0613 | 0.0729 | 0.0835 | 0.0956 | 0.1077 | 0.1197 | 0.1309 | 0.1425 | 0.1535 | 0.1642 | 0.1748 | 0.1852 | 0.1946 | 0.204 | 0.2127 | 0.2214 | 0.23 | 0.2383 | 0.2463 | 0.2542 | 0.2617 | 0.2689 | 0.276 | 0.2802
Northwest | Big Box-Retail | Peak | December | Other Substitutables | LDCEU/TDEF | Electric Load with Losses, Incl. Cogeneration | MW | 0 | 0 | 0 | 0 | 0 | 0 | 0 | 0 | 0 | 0 | 0 | 0 | -0.0115 | -0.0496 | -0.0601 | -0.0634 | -0.092 | -0.1203 | -0.1132 | -0.1176 | -0.1137 | -0.1052 | -0.0984 | -0.0887 | 0.0145 | 0.1815 | 0.3445 | 0.5039 | 0.6614 | 0.8164 | 0.9683 | 1.1229 | 1.2875 | 1.4435 | 1.6081 | 1.7677 | 1.9083 | 2.0656 | 2.2095 | 2.351 | 2.4795 | 2.6058 | 2.7215 | 2.8301 | 2.9297 | 3.024 | 3.1048 | 3.1789 | 3.2448 | 3.3092 | 3.365 | 3.4151 | 3.4594 | 3.4983 | 3.5318 | 3.5605 | 3.5844 | 3.5812
Northwest | Big Box-Retail | Peak | December | Refrigeration | LDCEU/TDEF | Electric Load with Losses, Incl. Cogeneration | MW | 0 | 0 | 0 | 0 | 0 | 0 | 0 | 0 | 0 | 0 | 0 | 0 | -0.5899 | -1.4849 | -2.3863 | -3.3848 | -3.683 | -18.1748 | -30.9202 | -43.9916 | -53.3367 | -58.2381 | -62.4584 | -62.9334 | -71.6345 | -80.2377 | -88.0799 | -95.1846 | -101.6845 | -107.6367 | -113.0866 | -118.3813 | -123.9608 | -128.9949 | -134.3003 | -139.333 | -143.5338 | -148.5506 | -153.0452 | -157.5834 | -161.6633 | -165.8093 | -169.6694 | -173.4261 | -177.0083 | -180.6207 | -183.7672 | -186.8332 | -189.7272 | -192.8324 | -195.7577 | -198.6497 | -201.5071 | -204.34 | -207.1505 | -209.9456 | -212.7288 | -213.7195
Northwest | Big Box-Retail | Peak | December | Lighting | LDCEU/TDEF | Electric Load with Losses, Incl. Cogeneration | MW | 0 | -1.6744 | -4.5584 | -4.681 | -4.5426 | -4.326 | -5.0611 | -5.2318 | -17.3685 | -29.7891 | -38.1054 | -40.3197 | -42.2241 | -40.5463 | -43.8971 | -48.8165 | -35.1266 | -29.0516 | -23.0947 | -16.485 | -13.1372 | -10.1804 | -8.3465 | -8.4582 | -7.63 | -6.9989 | -6.5263 | -6.1835 | -5.8802 | -5.6097 | -5.3665 | -5.1541 | -4.9766 | -4.8102 | -4.6696 | -4.5391 | -4.4038 | -4.2962 | -4.1866 | -4.0842 | -3.9784 | -3.8775 | -3.7742 | -3.6711 | -3.5658 | -3.4608 | -3.3489 | -3.2351 | -3.1185 | -3.0026 | -2.8831 | -2.7613 | -2.637 | -2.51 | -2.3805 | -2.2482 | -2.1132 | -1.9655
Northwest | Big Box-Retail | Peak | December | Air Conditioning | LDCEU/TDEF | Electric Load with Losses, Incl. Cogeneration | MW | -0.0023 | 0.1704 | 0.3052 | 0.4718 | 0.6468 | 0.9253 | 0.8349 | 0.9908 | 1.1102 | 1.356 | 1.7288 | 1.6435 | 1.5032 | 1.4839 | 1.3375 | 1.32 | 1.3422 | 1.1514 | 1.0577 | 0.8814 | 0.6839 | 0.5184 | 0.3853 | 0.2767 | 0.233 | 0.1031 | -0.0093 | -0.1087 | -0.1958 | -0.2705 | -0.4937 | -0.6987 | -0.8957 | -1.0703 | -1.2372 | -1.3869 | -1.5153 | -1.6467 | -1.7605 | -1.8685 | -1.964 | -2.0523 | -2.1319 | -2.205 | -2.2706 | -2.3337 | -2.387 | -2.4342 | -2.4759 | -2.5181 | -2.5536 | -2.5864 | -2.617 | -2.6436 | -2.6688 | -2.6929 | -2.7136 | -2.7118
Northwest | Big Box-Retail | Peak | December | Other Non-Substitutables | LDCEU/TDEF | Electric Load with Losses, Incl. Cogeneration | MW | 0 | 0 | 0 | 0 | 0 | 0 | 0 | 0 | 0 | 0 | 0 | 0 | -0.8305 | -1.798 | -2.4632 | -2.7497 | -3.7222 | -3.4057 | -3.3542 | -3.6419 | -3.5675 | -3.3096 | -3.0028 | -2.7513 | -2.8304 | -2.8941 | -2.9376 | -2.9635 | -2.9758 | -2.9768 | -2.9683 | -2.957 | -2.9508 | -2.9358 | -2.9258 | -2.9119 | -2.8852 | -2.8714 | -2.8497 | -2.8284 | -2.8005 | -2.7731 | -2.7413 | -2.7073 | -2.6703 | -2.6328 | -2.5888 | -2.543 | -2.4943 | -2.4468 | -2.3963 | -2.3442 | -2.2905 | -2.2353 | -2.1785 | -2.1202 | -2.0604 | -1.9863
Northwest | Big Box-Retail | Average | January | Space Heating | LDCEU/TDEF | Electric Load with Losses, Incl. Cogeneration | MW | -0.1929 | -0.4227 | -0.6664 | -1.415 | -1.7258 | -1.7676 | -2.8346 | -3.5805 | -3.6298 | -3.9974 | -3.2812 | -3.8034 | -4.1202 | -4.1259 | -4.7141 | -4.7293 | -4.3162 | -4.0278 | -3.9661 | -3.7541 | -3.6286 | -3.2616 | -3.0065 | -2.7297 | -3.568 | -3.616 | -3.6743 | -3.732 | -3.79 | -3.8466 | -3.9042 | -3.9729 | -4.0683 | -4.1574 | -4.2674 | -4.3734 | -4.4622 | -4.5828 | -4.6893 | -4.8027 | -4.9061 | -5.0099 | -5.1075 | -5.2036 | -5.2928 | -5.3841 | -5.4614 | -5.5332 | -5.598 | -5.6681 | -5.7288 | -5.7859 | -5.84 | -5.8886 | -5.9346 | -5.9779 | -6.0162 | -6.0081
Northwest | Big Box-Retail | Average | January | Water Heating | LDCEU/TDEF | Electric Load with Losses, Incl. Cogeneration | MW | 0 | 0 | 0 | 0 | 0 | 0 | 0 | 0 | 0 | 0 | 0 | 0 | 0 | 0 | 0 | 0 | 0 | 0 | 0 | 0 | 0 | 0 | -0.004 | -0.01 | -0.0094 | -0.0071 | -0.0035 | 0.0006 | 0.0054 | 0.0111 | 0.0171 | 0.0237 | 0.0316 | 0.0394 | 0.048 | 0.0572 | 0.0655 | 0.0751 | 0.0845 | 0.094 | 0.1028 | 0.1119 | 0.1206 | 0.1289 | 0.1373 | 0.1455 | 0.1529 | 0.1603 | 0.1671 | 0.174 | 0.1808 | 0.1874 | 0.1936 | 0.1998 | 0.2058 | 0.2114 | 0.217 | 0.2203
Northwest | Big Box-Retail | Average | January | Other Substitutables | LDCEU/TDEF | Electric Load with Losses, Incl. Cogeneration | MW | 0 | 0 | 0 | 0 | 0 | 0 | 0 | 0 | 0 | 0 | 0 | 0 | -0.0104 | -0.0453 | -0.0551 | -0.058 | -0.084 | -0.1106 | -0.104 | -0.1078 | -0.1041 | -0.0962 | -0.0899 | -0.081 | 0.0133 | 0.1666 | 0.3161 | 0.4622 | 0.6065 | 0.7486 | 0.8878 | 1.0295 | 1.1801 | 1.323 | 1.4737 | 1.6199 | 1.7486 | 1.8927 | 2.0245 | 2.154 | 2.2718 | 2.3875 | 2.4935 | 2.593 | 2.6841 | 2.7705 | 2.8444 | 2.9123 | 2.9727 | 3.0317 | 3.0828 | 3.1288 | 3.1693 | 3.205 | 3.2357 | 3.262 | 3.284 | 3.281
Northwest | Big Box-Retail | Average | January | Refrigeration | LDCEU/TDEF | Electric Load with Losses, Incl. Cogeneration | MW | 0 | 0 | 0 | 0 | 0 | 0 | 0 | 0 | 0 | 0 | 0 | 0 | -0.5667 | -1.4265 | -2.2928 | -3.2502 | -3.5347 | -17.4538 | -29.686 | -42.209 | -51.161 | -55.827 | -59.8107 | -60.2217 | -68.5524 | -76.7927 | -84.3009 | -91.1027 | -97.3253 | -103.0231 | -108.2401 | -113.308 | -118.6418 | -123.4562 | -128.5293 | -133.3433 | -137.3598 | -142.1583 | -146.457 | -150.7967 | -154.6985 | -158.6663 | -162.3595 | -165.9545 | -169.3802 | -172.8331 | -175.8415 | -178.7738 | -181.5438 | -184.5158 | -187.3148 | -190.0825 | -192.8166 | -195.5273 | -198.2164 | -200.891 | -203.554 | -204.5024
Northwest | Big Box-Retail | Average | January | Lighting | LDCEU/TDEF | Electric Load with Losses, Incl. Cogeneration | MW | 0 | -1.329 | -3.6405 | -3.7394 | -3.6308 | -3.459 | -4.0471 | -4.1842 | -13.9058 | -23.8535 | -30.5159 | -32.2865 | -33.8097 | -32.4769 | -35.1488 | -39.0662 | -28.1162 | -23.2621 | -18.4841 | -13.1907 | -10.5075 | -8.1389 | -6.6559 | -6.7241 | -6.0649 | -5.5624 | -5.186 | -4.9128 | -4.671 | -4.4557 | -4.2619 | -4.0928 | -3.9515 | -3.8191 | -3.7071 | -3.6035 | -3.4958 | -3.4103 | -3.3233 | -3.2419 | -3.1579 | -3.0779 | -2.996 | -2.9142 | -2.8307 | -2.7474 | -2.6587 | -2.5686 | -2.476 | -2.3842 | -2.2894 | -2.1929 | -2.0944 | -1.9938 | -1.8912 | -1.7864 | -1.6794 | -1.5622
Northwest | Big Box-Retail | Average | January | Air Conditioning | LDCEU/TDEF | Electric Load with Losses, Incl. Cogeneration | MW | -0.0026 | 0.1826 | 0.3276 | 0.5066 | 0.6945 | 0.9934 | 0.896 | 1.0629 | 1.1913 | 1.4556 | 1.8567 | 1.7664 | 1.6146 | 1.597 | 1.4377 | 1.4178 | 1.4453 | 1.2364 | 1.1373 | 0.9511 | 0.7401 | 0.5628 | 0.4205 | 0.304 | 0.2575 | 0.1197 | 0.0005 | -0.1049 | -0.1972 | -0.2765 | -0.5136 | -0.7313 | -0.9403 | -1.1257 | -1.3028 | -1.4617 | -1.5979 | -1.7373 | -1.858 | -1.9726 | -2.0738 | -2.1675 | -2.2518 | -2.3295 | -2.3989 | -2.4657 | -2.5223 | -2.5725 | -2.6166 | -2.6614 | -2.699 | -2.7338 | -2.7662 | -2.7945 | -2.8212 | -2.8466 | -2.8686 | -2.8667
Northwest | Big Box-Retail | Average | January | Other Non-Substitutables | LDCEU/TDEF | Electric Load with Losses, Incl. Cogeneration | MW | 0 | 0 | 0 | 0 | 0 | 0 | 0 | 0 | 0 | 0 | 0 | 0 | -0.6793 | -1.4705 | -2.0152 | -2.2492 | -3.0409 | -2.7863 | -2.7439 | -2.9768 | -2.9143 | -2.7019 | -2.449 | -2.2423 | -2.3068 | -2.359 | -2.3946 | -2.4157 | -2.4259 | -2.4268 | -2.4199 | -2.4109 | -2.4057 | -2.3936 | -2.3854 | -2.374 | -2.3523 | -2.341 | -2.3234 | -2.3061 | -2.2833 | -2.2611 | -2.2351 | -2.2076 | -2.1775 | -2.1469 | -2.1111 | -2.0738 | -2.0341 | -1.9955 | -1.9543 | -1.912 | -1.8682 | -1.8234 | -1.7772 | -1.7297 | -1.681 | -1.6207
Northwest | Big Box-Retail | Average | February | Space Heating | LDCEU/TDEF | Electric Load with Losses, Incl. Cogeneration | MW | -0.1471 | -0.3488 | -0.5015 | -1.1065 | -1.3303 | -1.3701 | -2.2303 | -2.675 | -2.8543 | -3.0466 | -2.6827 | -2.8354 | -3.2129 | -3.379 | -3.4472 | -3.4682 | -3.3646 | -3.1175 | -3.1894 | -2.8915 | -2.7303 | -2.6143 | -2.2521 | -2.002 | -2.728 | -2.7641 | -2.8076 | -2.8508 | -2.8942 | -2.9364 | -2.9795 | -3.0309 | -3.102 | -3.1684 | -3.2506 | -3.33 | -3.3964 | -3.4869 | -3.5667 | -3.6516 | -3.7291 | -3.8071 | -3.8803 | -3.9522 | -4.0188 | -4.0872 | -4.1448 | -4.1984 | -4.2468 | -4.2993 | -4.3445 | -4.3871 | -4.4274 | -4.4636 | -4.4978 | -4.53 | -4.5584 | -4.5521
Northwest | Big Box-Retail | Average | February | Water Heating | LDCEU/TDEF | Electric Load with Losses, Incl. Cogeneration | MW | 0 | 0 | 0 | 0 | 0 | 0 | 0 | 0 | 0 | 0 | 0 | 0 | 0 | 0 | 0 | 0 | 0 | 0 | 0 | 0 | 0 | 0 | -0.0032 | -0.0076 | -0.0081 | -0.0061 | -0.0031 | 0.0005 | 0.0047 | 0.0095 | 0.0147 | 0.0203 | 0.0271 | 0.0338 | 0.0412 | 0.049 | 0.0562 | 0.0643 | 0.0725 | 0.0806 | 0.0881 | 0.0959 | 0.1033 | 0.1105 | 0.1177 | 0.1247 | 0.131 | 0.1373 | 0.1432 | 0.1491 | 0.155 | 0.1605 | 0.1659 | 0.1712 | 0.1763 | 0.1811 | 0.1859 | 0.1887
Northwest | Big Box-Retail | Average | February | Other Substitutables | LDCEU/TDEF | Electric Load with Losses, Incl. Cogeneration | MW | 0 | 0 | 0 | 0 | 0 | 0 | 0 | 0 | 0 | 0 | 0 | 0 | -0.0092 | -0.04 | -0.0487 | -0.0513 | -0.0743 | -0.0979 | -0.0921 | -0.0955 | -0.0923 | -0.0853 | -0.0798 | -0.0718 | 0.0115 | 0.147 | 0.279 | 0.4083 | 0.5358 | 0.6615 | 0.7845 | 0.9097 | 1.043 | 1.1692 | 1.3025 | 1.4318 | 1.5455 | 1.6731 | 1.7895 | 1.9041 | 2.0081 | 2.1104 | 2.2042 | 2.2921 | 2.3727 | 2.449 | 2.5144 | 2.5744 | 2.6279 | 2.6801 | 2.7253 | 2.7658 | 2.8017 | 2.8332 | 2.8604 | 2.8835 | 2.9029 | 2.9004
Northwest | Big Box-Retail | Average | February | Refrigeration | LDCEU/TDEF | Electric Load with Losses, Incl. Cogeneration | MW | 0 | 0 | 0 | 0 | 0 | 0 | 0 | 0 | 0 | 0 | 0 | 0 | -0.5012 | -1.2619 | -2.0278 | -2.8741 | -3.1262 | -15.4378 | -26.2579 | -37.3461 | -45.2759 | -49.4116 | -52.9505 | -53.3282 | -60.7019 | -67.9967 | -74.6429 | -80.6643 | -86.1731 | -91.2173 | -95.8359 | -100.3217 | -105.0449 | -109.3074 | -113.7994 | -118.0614 | -121.6178 | -125.8663 | -129.672 | -133.5142 | -136.9683 | -140.48 | -143.7484 | -146.9292 | -149.9605 | -153.0171 | -155.6796 | -158.2746 | -160.7247 | -163.3544 | -165.8309 | -168.2793 | -170.6982 | -173.0963 | -175.4752 | -177.8411 | -180.1968 | -181.0363
Northwest | Big Box-Retail | Average | February | Lighting | LDCEU/TDEF | Electric Load with Losses, Incl. Cogeneration | MW | 0 | -1.221 | -3.3465 | -3.4374 | -3.3377 | -3.1799 | -3.7206 | -3.8468 | -12.7856 | -21.9322 | -28.0582 | -29.686 | -31.0866 | -29.8624 | -32.3186 | -35.9187 | -25.8519 | -21.3899 | -16.9963 | -12.13 | -9.6631 | -7.4855 | -6.1226 | -6.185 | -5.5795 | -5.1183 | -4.7729 | -4.5223 | -4.3006 | -4.103 | -3.9253 | -3.7699 | -3.6402 | -3.5185 | -3.4158 | -3.3204 | -3.2215 | -3.1427 | -3.0627 | -2.9878 | -2.9104 | -2.8367 | -2.7612 | -2.6858 | -2.6089 | -2.5321 | -2.4503 | -2.3672 | -2.2819 | -2.1972 | -2.1098 | -2.0208 | -1.9299 | -1.8373 | -1.7425 | -1.6459 | -1.5472 | -1.4392
Northwest | Big Box-Retail | Average | February | Air Conditioning | LDCEU/TDEF | Electric Load with Losses, Incl. Cogeneration | MW | -0.002 | 0.1461 | 0.262 | 0.4052 | 0.5554 | 0.7942 | 0.7168 | 0.8504 | 0.953 | 1.1643 | 1.4845 | 1.4124 | 1.2912 | 1.2768 | 1.1491 | 1.1332 | 1.155 | 0.9877 | 0.9085 | 0.759 | 0.5899 | 0.4479 | 0.3339 | 0.2405 | 0.2031 | 0.0924 | -0.0034 | -0.0881 | -0.1622 | -0.226 | -0.4163 | -0.5913 | -0.7592 | -0.908 | -1.0504 | -1.178 | -1.2874 | -1.3994 | -1.4964 | -1.5885 | -1.6699 | -1.7451 | -1.8128 | -1.8753 | -1.9311 | -1.9848 | -2.0302 | -2.0705 | -2.106 | -2.142 | -2.1722 | -2.2001 | -2.2262 | -2.2488 | -2.2704 | -2.2908 | -2.3085 | -2.3069
Northwest | Big Box-Retail | Average | February | Other Non-Substitutables | LDCEU/TDEF | Electric Load with Losses, Incl. Cogeneration | MW | 0 | 0 | 0 | 0 | 0 | 0 | 0 | 0 | 0 | 0 | 0 | 0 | -0.6007 | -1.3001 | -1.7818 | -1.9898 | -2.6881 | -2.465 | -2.4281 | -2.6333 | -2.5787 | -2.391 | -2.1677 | -1.9853 | -2.0425 | -2.0886 | -2.12 | -2.1388 | -2.1477 | -2.1485 | -2.1423 | -2.1342 | -2.1297 | -2.119 | -2.1117 | -2.1016 | -2.0824 | -2.0724 | -2.0568 | -2.0414 | -2.0213 | -2.0015 | -1.9785 | -1.9541 | -1.9274 | -1.9003 | -1.8686 | -1.8355 | -1.8004 | -1.7661 | -1.7296 | -1.6921 | -1.6533 | -1.6136 | -1.5727 | -1.5307 | -1.4875 | -1.434
Northwest | Big Box-Retail | Average | March | Space Heating | LDCEU/TDEF | Electric Load with Losses, Incl. Cogeneration | MW | -0.0985 | -0.2371 | -0.4063 | -0.7912 | -0.9892 | -1.0396 | -1.701 | -2.0625 | -2.0297 | -2.3857 | -1.9255 | -1.9824 | -2.2329 | -2.5302 | -2.4388 | -2.7392 | -2.6078 | -2.3842 | -2.3207 | -2.2135 | -1.9623 | -1.8344 | -1.6108 | -1.5018 | -1.9704 | -1.9952 | -2.0249 | -2.0545 | -2.0842 | -2.1132 | -2.1427 | -2.1777 | -2.2262 | -2.2714 | -2.3279 | -2.3825 | -2.4279 | -2.4904 | -2.5455 | -2.6041 | -2.6576 | -2.7116 | -2.7622 | -2.8119 | -2.8576 | -2.9045 | -2.9441 | -2.9808 | -3.0139 | -3.0501 | -3.0811 | -3.1104 | -3.1379 | -3.1625 | -3.1858 | -3.2078 | -3.2269 | -3.2223
Northwest | Big Box-Retail | Average | March | Water Heating | LDCEU/TDEF | Electric Load with Losses, Incl. Cogeneration | MW | 0 | 0 | 0 | 0 | 0 | 0 | 0 | 0 | 0 | 0 | 0 | 0 | 0 | 0 | 0 | 0 | 0 | 0 | 0 | 0 | 0 | 0 | -0.0029 | -0.0075 | -0.0072 | -0.0055 | -0.0028 | 0.0003 | 0.0039 | 0.0083 | 0.0128 | 0.0178 | 0.0236 | 0.0295 | 0.036 | 0.0429 | 0.0492 | 0.0563 | 0.0635 | 0.0706 | 0.0773 | 0.0842 | 0.0907 | 0.097 | 0.1034 | 0.1095 | 0.1151 | 0.1206 | 0.1258 | 0.1311 | 0.1361 | 0.1411 | 0.1458 | 0.1506 | 0.155 | 0.1593 | 0.1635 | 0.1661
Northwest | Big Box-Retail | Average | March | Other Substitutables | LDCEU/TDEF | Electric Load with Losses, Incl. Cogeneration | MW | 0 | 0 | 0 | 0 | 0 | 0 | 0 | 0 | 0 | 0 | 0 | 0 | -0.0094 | -0.0412 | -0.0502 | -0.0529 | -0.0765 | -0.1012 | -0.0952 | -0.0988 | -0.0955 | -0.0883 | -0.0825 | -0.0743 | 0.0115 | 0.1513 | 0.2875 | 0.4208 | 0.5524 | 0.6819 | 0.8088 | 0.938 | 1.0753 | 1.2056 | 1.343 | 1.4764 | 1.5938 | 1.7253 | 1.8454 | 1.9636 | 2.0709 | 2.1765 | 2.2732 | 2.3639 | 2.4471 | 2.5257 | 2.5932 | 2.6551 | 2.7102 | 2.764 | 2.8107 | 2.8525 | 2.8895 | 2.922 | 2.9502 | 2.9742 | 2.9941 | 2.9915
Northwest | Big Box-Retail | Average | March | Refrigeration | LDCEU/TDEF | Electric Load with Losses, Incl. Cogeneration | MW | 0 | 0 | 0 | 0 | 0 | 0 | 0 | 0 | 0 | 0 | 0 | 0 | -0.5174 | -1.3029 | -2.0936 | -2.9663 | -3.2261 | -15.9359 | -27.106 | -38.5575 | -46.7523 | -51.0159 | -54.6653 | -55.0603 | -62.6715 | -70.2032 | -77.0639 | -83.2799 | -88.9669 | -94.1744 | -98.9424 | -103.5727 | -108.4492 | -112.8497 | -117.4873 | -121.8876 | -125.5595 | -129.9462 | -133.8753 | -137.8422 | -141.408 | -145.0334 | -148.4071 | -151.69 | -154.8185 | -157.9738 | -160.7219 | -163.4006 | -165.9293 | -168.6441 | -171.2003 | -173.7277 | -176.2243 | -178.6995 | -181.1551 | -183.597 | -186.0285 | -186.8951
Northwest | Big Box-Retail | Average | March | Lighting | LDCEU/TDEF | Electric Load with Losses, Incl. Cogeneration | MW | 0 | -1.3038 | -3.5803 | -3.6779 | -3.5717 | -3.4032 | -3.982 | -4.1172 | -13.6886 | -23.482 | -30.0418 | -31.784 | -33.2833 | -31.9757 | -34.6024 | -38.4511 | -27.6762 | -22.9022 | -18.1961 | -12.986 | -10.3445 | -8.0126 | -6.5471 | -6.6067 | -5.9607 | -5.4688 | -5.1004 | -4.8334 | -4.597 | -4.3863 | -4.1967 | -4.031 | -3.8925 | -3.7627 | -3.653 | -3.5513 | -3.4456 | -3.3617 | -3.276 | -3.196 | -3.1134 | -3.0346 | -2.9539 | -2.8733 | -2.791 | -2.7088 | -2.6213 | -2.5324 | -2.4411 | -2.3506 | -2.2571 | -2.1619 | -2.0646 | -1.9654 | -1.8641 | -1.7607 | -1.6551 | -1.5396
Northwest | Big Box-Retail | Average | March | Air Conditioning | LDCEU/TDEF | Electric Load with Losses, Incl. Cogeneration | MW | -0.0034 | 0.2571 | 0.4613 | 0.7133 | 0.9779 | 1.398 | 1.2623 | 1.4975 | 1.6779 | 2.05 | 2.613 | 2.4866 | 2.2731 | 2.2485 | 2.0229 | 1.9941 | 2.0336 | 1.7374 | 1.5985 | 1.3355 | 1.0376 | 0.7878 | 0.5867 | 0.4222 | 0.3562 | 0.1611 | -0.0077 | -0.1569 | -0.2877 | -0.4001 | -0.7353 | -1.0435 | -1.3392 | -1.6015 | -1.8524 | -2.0773 | -2.2701 | -2.4675 | -2.6384 | -2.8007 | -2.9442 | -3.0768 | -3.1962 | -3.3061 | -3.4044 | -3.4991 | -3.5792 | -3.6502 | -3.7128 | -3.7761 | -3.8294 | -3.8787 | -3.9247 | -3.9645 | -4.0025 | -4.0385 | -4.0698 | -4.067
Northwest | Big Box-Retail | Average | March | Other Non-Substitutables | LDCEU/TDEF | Electric Load with Losses, Incl. Cogeneration | MW | 0 | 0 | 0 | 0 | 0 | 0 | 0 | 0 | 0 | 0 | 0 | 0 | -0.62 | -1.3419 | -1.8393 | -2.0542 | -2.7728 | -2.5451 | -2.5075 | -2.7188 | -2.6628 | -2.4686 | -2.2378 | -2.0496 | -2.1086 | -2.1563 | -2.1888 | -2.2082 | -2.2174 | -2.2182 | -2.2119 | -2.2036 | -2.1989 | -2.1877 | -2.1803 | -2.1699 | -2.15 | -2.1397 | -2.1235 | -2.1076 | -2.0868 | -2.0664 | -2.0427 | -2.0174 | -1.9899 | -1.9618 | -1.929 | -1.8949 | -1.8586 | -1.8233 | -1.7856 | -1.7468 | -1.7069 | -1.6657 | -1.6235 | -1.58 | -1.5356 | -1.4803
Northwest | Big Box-Retail | Average | April | Space Heating | LDCEU/TDEF | Electric Load with Losses, Incl. Cogeneration | MW | -0.0924 | -0.2119 | -0.3681 | -0.6916 | -0.8887 | -0.9324 | -1.5028 | -1.6839 | -1.9317 | -1.9894 | -1.8454 | -1.7441 | -2.0756 | -2.1152 | -2.3102 | -2.5249 | -2.251 | -2.2259 | -2.2013 | -1.8567 | -1.7875 | -1.668 | -1.6074 | -1.2674 | -1.7767 | -1.7997 | -1.8276 | -1.8551 | -1.8826 | -1.9096 | -1.937 | -1.9697 | -2.015 | -2.0573 | -2.1098 | -2.1606 | -2.203 | -2.2608 | -2.3119 | -2.3663 | -2.416 | -2.466 | -2.5129 | -2.559 | -2.6017 | -2.6454 | -2.6824 | -2.7167 | -2.7476 | -2.7814 | -2.8103 | -2.8378 | -2.8636 | -2.8868 | -2.9087 | -2.9293 | -2.9476 | -2.9435
Northwest | Big Box-Retail | Average | April | Water Heating | LDCEU/TDEF | Electric Load with Losses, Incl. Cogeneration | MW | 0 | 0 | 0 | 0 | 0 | 0 | 0 | 0 | 0 | 0 | 0 | 0 | 0 | 0 | 0 | 0 | 0 | 0 | 0 | 0 | 0 | 0 | -0.0029 | -0.0049 | -0.0057 | -0.0044 | -0.0023 | 0.0001 | 0.0029 | 0.0063 | 0.0098 | 0.0137 | 0.0183 | 0.023 | 0.0281 | 0.0334 | 0.0384 | 0.044 | 0.0496 | 0.0551 | 0.0604 | 0.0658 | 0.0709 | 0.0758 | 0.0808 | 0.0856 | 0.09 | 0.0943 | 0.0985 | 0.1026 | 0.1066 | 0.1105 | 0.1142 | 0.1179 | 0.1215 | 0.1248 | 0.1281 | 0.1302
Northwest | Big Box-Retail | Average | April | Other Substitutables | LDCEU/TDEF | Electric Load with Losses, Incl. Cogeneration | MW | 0 | 0 | 0 | 0 | 0 | 0 | 0 | 0 | 0 | 0 | 0 | 0 | -0.009 | -0.0395 | -0.048 | -0.0505 | -0.0732 | -0.0969 | -0.0911 | -0.0943 | -0.091 | -0.084 | -0.0784 | -0.0705 | 0.0116 | 0.1457 | 0.2763 | 0.4039 | 0.53 | 0.6542 | 0.7757 | 0.8995 | 1.0311 | 1.1557 | 1.2873 | 1.415 | 1.5274 | 1.6533 | 1.7683 | 1.8815 | 1.9842 | 2.0854 | 2.1779 | 2.2649 | 2.3445 | 2.4198 | 2.4844 | 2.5435 | 2.5964 | 2.6479 | 2.6927 | 2.7328 | 2.7681 | 2.7993 | 2.8262 | 2.8492 | 2.8683 | 2.8658
Northwest | Big Box-Retail | Average | April | Refrigeration | LDCEU/TDEF | Electric Load with Losses, Incl. Cogeneration | MW | 0 | 0 | 0 | 0 | 0 | 0 | 0 | 0 | 0 | 0 | 0 | 0 | -0.495 | -1.2463 | -2.0034 | -2.8385 | -3.0858 | -15.2448 | -25.9247 | -36.8462 | -44.6543 | -48.7038 | -52.1411 | -52.4744 | -59.7355 | -66.9205 | -73.4648 | -79.3932 | -84.8168 | -89.7828 | -94.3296 | -98.746 | -103.3904 | -107.5837 | -112.0018 | -116.1952 | -119.693 | -123.8731 | -127.6174 | -131.397 | -134.7952 | -138.2528 | -141.4702 | -144.6025 | -147.5857 | -150.5921 | -153.2117 | -155.7657 | -158.1793 | -160.7692 | -163.2078 | -165.6194 | -168.0015 | -170.3632 | -172.7061 | -175.0361 | -177.3562 | -178.183
Northwest | Big Box-Retail | Average | April | Lighting | LDCEU/TDEF | Electric Load with Losses, Incl. Cogeneration | MW | 0 | -1.2687 | -3.4922 | -3.5878 | -3.4849 | -3.321 | -3.8859 | -4.018 | -13.3646 | -22.9274 | -29.3334 | -31.0336 | -32.4964 | -31.2231 | -33.7834 | -37.5327 | -27.0168 | -22.3588 | -17.7603 | -12.6722 | -10.0913 | -7.814 | -6.3775 | -6.4275 | -5.7969 | -5.3164 | -4.9562 | -4.6947 | -4.4634 | -4.2573 | -4.072 | -3.9102 | -3.775 | -3.6484 | -3.5414 | -3.4422 | -3.3394 | -3.2577 | -3.1745 | -3.0969 | -3.0166 | -2.9402 | -2.862 | -2.7839 | -2.7043 | -2.6248 | -2.54 | -2.454 | -2.3657 | -2.2781 | -2.1877 | -2.0956 | -2.0015 | -1.9056 | -1.8076 | -1.7076 | -1.6055 | -1.4937
Northwest | Big Box-Retail | Average | April | Air Conditioning | LDCEU/TDEF | Electric Load with Losses, Incl. Cogeneration | MW | -0.0038 | 0.2688 | 0.4826 | 0.7462 | 1.0233 | 1.4631 | 1.3197 | 1.5651 | 1.7542 | 2.1441 | 2.7358 | 2.604 | 2.3792 | 2.3565 | 2.1193 | 2.089 | 2.1333 | 1.8212 | 1.6767 | 1.4056 | 1.0957 | 0.8352 | 0.6259 | 0.4543 | 0.3873 | 0.1856 | 0.0112 | -0.143 | -0.2779 | -0.3939 | -0.7409 | -1.0599 | -1.3656 | -1.6368 | -1.8961 | -2.1285 | -2.3277 | -2.5316 | -2.7082 | -2.8757 | -3.0239 | -3.1609 | -3.2842 | -3.3978 | -3.4993 | -3.5971 | -3.6797 | -3.753 | -3.8176 | -3.8831 | -3.9381 | -3.9889 | -4.0364 | -4.0775 | -4.1166 | -4.1538 | -4.186 | -4.1831
Northwest | Big Box-Retail | Average | April | Other Non-Substitutables | LDCEU/TDEF | Electric Load with Losses, Incl. Cogeneration | MW | 0 | 0 | 0 | 0 | 0 | 0 | 0 | 0 | 0 | 0 | 0 | 0 | -0.5936 | -1.2849 | -1.7611 | -1.9653 | -2.6543 | -2.435 | -2.3979 | -2.5998 | -2.5445 | -2.3579 | -2.1358 | -1.9544 | -2.0108 | -2.0565 | -2.0875 | -2.1061 | -2.115 | -2.1158 | -2.1098 | -2.1019 | -2.0975 | -2.0869 | -2.0798 | -2.07 | -2.0509 | -2.0412 | -2.0258 | -2.0107 | -1.9908 | -1.9715 | -1.949 | -1.9249 | -1.8987 | -1.872 | -1.8408 | -1.8083 | -1.7738 | -1.7402 | -1.7043 | -1.6674 | -1.6293 | -1.5903 | -1.55 | -1.5087 | -1.4663 | -1.4138
Northwest | Big Box-Retail | Average | May | Space Heating | LDCEU/TDEF | Electric Load with Losses, Incl. Cogeneration | MW | -0.0349 | -0.0849 | -0.1434 | -0.3358 | -0.2908 | -0.4355 | -0.6965 | -0.7495 | -0.6988 | -0.9027 | -0.767 | -0.7511 | -0.801 | -0.8325 | -0.9609 | -0.9715 | -0.8957 | -1.0526 | -1.0531 | -0.8171 | -0.7089 | -0.6454 | -0.6085 | -0.5119 | -0.7174 | -0.7254 | -0.7349 | -0.7444 | -0.754 | -0.7632 | -0.7727 | -0.7839 | -0.7992 | -0.8137 | -0.8319 | -0.8496 | -0.8643 | -0.8848 | -0.9028 | -0.9221 | -0.9397 | -0.9577 | -0.9744 | -0.9909 | -1.0059 | -1.0212 | -1.034 | -1.0461 | -1.057 | -1.0689 | -1.0791 | -1.0887 | -1.0977 | -1.1058 | -1.1134 | -1.1205 | -1.1267 | -1.1249
Northwest | Big Box-Retail | Average | May | Water Heating | LDCEU/TDEF | Electric Load with Losses, Incl. Cogeneration | MW | 0 | 0 | 0 | 0 | 0 | 0 | 0 | 0 | 0 | 0 | 0 | 0 | 0 | 0 | 0 | 0 | 0 | 0 | 0 | 0 | 0 | 0 | -0.0016 | -0.0037 | -0.0038 | -0.0029 | -0.0016 | -0.0001 | 0.0018 | 0.0039 | 0.0061 | 0.0087 | 0.0116 | 0.0146 | 0.0179 | 0.0212 | 0.0245 | 0.0281 | 0.0316 | 0.0352 | 0.0386 | 0.042 | 0.0453 | 0.0486 | 0.0518 | 0.0549 | 0.0577 | 0.0605 | 0.0632 | 0.0658 | 0.0684 | 0.0709 | 0.0734 | 0.0757 | 0.078 | 0.0802 | 0.0824 | 0.0837
Northwest | Big Box-Retail | Average | May | Other Substitutables | LDCEU/TDEF | Electric Load with Losses, Incl. Cogeneration | MW | 0 | 0 | 0 | 0 | 0 | 0 | 0 | 0 | 0 | 0 | 0 | 0 | -0.0083 | -0.0367 | -0.0442 | -0.0464 | -0.0675 | -0.0878 | -0.0824 | -0.0846 | -0.0814 | -0.075 | -0.0698 | -0.0625 | 0.0131 | 0.1363 | 0.2566 | 0.3739 | 0.4899 | 0.6039 | 0.7157 | 0.8296 | 0.9503 | 1.0648 | 1.1855 | 1.3029 | 1.4059 | 1.5215 | 1.6272 | 1.731 | 1.8254 | 1.9184 | 2.0034 | 2.0833 | 2.1565 | 2.2257 | 2.285 | 2.3394 | 2.3881 | 2.4354 | 2.4766 | 2.5134 | 2.546 | 2.5747 | 2.5996 | 2.6207 | 2.6383 | 2.636
Northwest | Big Box-Retail | Average | May | Refrigeration | LDCEU/TDEF | Electric Load with Losses, Incl. Cogeneration | MW | 0 | 0 | 0 | 0 | 0 | 0 | 0 | 0 | 0 | 0 | 0 | 0 | -0.4532 | -1.1385 | -1.8334 | -2.6029 | -2.8264 | -13.9492 | -23.7189 | -33.6284 | -40.6851 | -44.338 | -47.3893 | -47.5969 | -54.2087 | -60.7414 | -66.6967 | -72.0881 | -77.0195 | -81.5344 | -85.6676 | -89.6903 | -93.9049 | -97.7167 | -101.7299 | -105.5427 | -108.7192 | -112.518 | -115.9233 | -119.3594 | -122.4525 | -125.6044 | -128.5398 | -131.4037 | -134.1288 | -136.8673 | -139.2583 | -141.5899 | -143.8022 | -146.1683 | -148.3991 | -150.6069 | -152.7869 | -154.9491 | -157.0944 | -159.2282 | -161.3536 | -162.1078
Northwest | Big Box-Retail | Average | May | Lighting | LDCEU/TDEF | Electric Load with Losses, Incl. Cogeneration | MW | 0 | -1.2188 | -3.3234 | -3.413 | -3.3126 | -3.1549 | -3.6911 | -3.8157 | -12.6713 | -21.7337 | -27.8019 | -29.4168 | -30.8026 | -29.5782 | -32.0174 | -35.5991 | -25.6144 | -21.1826 | -16.8305 | -12.0021 | -9.5549 | -7.3947 | -6.0361 | -6.0995 | -5.493 | -5.0291 | -4.6802 | -4.4252 | -4.2004 | -4.0006 | -3.8216 | -3.6657 | -3.5353 | -3.4139 | -3.3113 | -3.2166 | -3.1189 | -3.0413 | -2.9626 | -2.8894 | -2.814 | -2.7424 | -2.6693 | -2.5965 | -2.5222 | -2.4481 | -2.3692 | -2.2892 | -2.2072 | -2.1258 | -2.0419 | -1.9563 | -1.8689 | -1.7799 | -1.6889 | -1.5961 | -1.5011 | -1.3973
Northwest | Big Box-Retail | Average | May | Air Conditioning | LDCEU/TDEF | Electric Load with Losses, Incl. Cogeneration | MW | -0.0092 | 0.5786 | 1.0472 | 1.536 | 2.3447 | 3.0192 | 2.7118 | 3.2396 | 3.8456 | 4.4106 | 5.6757 | 5.5711 | 5.1592 | 5.1349 | 4.4449 | 4.3601 | 4.4732 | 3.7901 | 3.4883 | 2.9664 | 2.3171 | 1.8478 | 1.4085 | 1.0739 | 0.9209 | 0.5113 | 0.1572 | -0.1554 | -0.4287 | -0.6631 | -1.3711 | -2.0219 | -2.6426 | -3.1941 | -3.72 | -4.1915 | -4.5954 | -5.0081 | -5.3654 | -5.704 | -6.0037 | -6.2811 | -6.5308 | -6.7614 | -6.9665 | -7.1633 | -7.3301 | -7.4778 | -7.6088 | -7.7409 | -7.8516 | -7.954 | -8.0495 | -8.132 | -8.2104 | -8.285 | -8.3491 | -8.3431
Northwest | Big Box-Retail | Average | May | Other Non-Substitutables | LDCEU/TDEF | Electric Load with Losses, Incl. Cogeneration | MW | 0 | 0 | 0 | 0 | 0 | 0 | 0 | 0 | 0 | 0 | 0 | 0 | -0.5441 | -1.1805 | -1.616 | -1.7941 | -2.4425 | -2.2222 | -2.1833 | -2.3756 | -2.3206 | -2.1491 | -1.944 | -1.775 | -1.8265 | -1.868 | -1.8964 | -1.9135 | -1.9217 | -1.9226 | -1.9173 | -1.9105 | -1.9064 | -1.8969 | -1.8907 | -1.8818 | -1.8647 | -1.856 | -1.8421 | -1.8286 | -1.8108 | -1.7934 | -1.7732 | -1.7517 | -1.7282 | -1.7041 | -1.676 | -1.6467 | -1.6156 | -1.5853 | -1.5529 | -1.5197 | -1.4853 | -1.45 | -1.4137 | -1.3763 | -1.338 | -1.2903
Northwest | Big Box-Retail | Average | June | Space Heating | LDCEU/TDEF | Electric Load with Losses, Incl. Cogeneration | MW | -0.0227 | -0.0512 | -0.0793 | -0.1543 | -0.192 | -0.1947 | -0.3429 | -0.323 | -0.4506 | -0.3742 | -0.2963 | -0.345 | -0.4946 | -0.3681 | -0.5035 | -0.5974 | -0.4147 | -0.5499 | -0.5208 | -0.4653 | -0.342 | -0.3697 | -0.2194 | -0.2498 | -0.3569 | -0.3607 | -0.3654 | -0.37 | -0.3747 | -0.3791 | -0.3837 | -0.3893 | -0.3967 | -0.4037 | -0.4126 | -0.4213 | -0.4284 | -0.4384 | -0.4472 | -0.4568 | -0.4653 | -0.4742 | -0.4824 | -0.4905 | -0.4978 | -0.5053 | -0.5117 | -0.5175 | -0.5229 | -0.5288 | -0.5338 | -0.5384 | -0.5429 | -0.5469 | -0.5506 | -0.5541 | -0.5571 | -0.5563
Northwest | Big Box-Retail | Average | June | Water Heating | LDCEU/TDEF | Electric Load with Losses, Incl. Cogeneration | MW | 0 | 0 | 0 | 0 | 0 | 0 | 0 | 0 | 0 | 0 | 0 | 0 | 0 | 0 | 0 | 0 | 0 | 0 | 0 | 0 | 0 | 0 | -0.0008 | -0.0025 | -0.0025 | -0.002 | -0.0011 | -0.0001 | 0.0011 | 0.0026 | 0.004 | 0.0057 | 0.0076 | 0.0096 | 0.0117 | 0.014 | 0.0161 | 0.0185 | 0.0209 | 0.0232 | 0.0254 | 0.0277 | 0.0299 | 0.0321 | 0.0342 | 0.0362 | 0.038 | 0.04 | 0.0417 | 0.0435 | 0.0452 | 0.0468 | 0.0485 | 0.05 | 0.0516 | 0.0531 | 0.0544 | 0.0553
Northwest | Big Box-Retail | Average | June | Other Substitutables | LDCEU/TDEF | Electric Load with Losses, Incl. Cogeneration | MW | 0 | 0 | 0 | 0 | 0 | 0 | 0 | 0 | 0 | 0 | 0 | 0 | -0.0081 | -0.0365 | -0.0438 | -0.0459 | -0.0668 | -0.0864 | -0.0809 | -0.0828 | -0.0796 | -0.0732 | -0.068 | -0.0608 | 0.014 | 0.1358 | 0.2547 | 0.3708 | 0.4853 | 0.5982 | 0.7086 | 0.8211 | 0.9404 | 1.0535 | 1.1728 | 1.2887 | 1.3905 | 1.5047 | 1.6091 | 1.7116 | 1.8049 | 1.8967 | 1.9807 | 2.0598 | 2.1321 | 2.2004 | 2.259 | 2.3129 | 2.3609 | 2.4077 | 2.4483 | 2.4848 | 2.5171 | 2.5454 | 2.5699 | 2.5908 | 2.6083 | 2.606
Northwest | Big Box-Retail | Average | June | Refrigeration | LDCEU/TDEF | Electric Load with Losses, Incl. Cogeneration | MW | 0 | 0 | 0 | 0 | 0 | 0 | 0 | 0 | 0 | 0 | 0 | 0 | -0.4471 | -1.1223 | -1.8087 | -2.5695 | -2.7885 | -13.7587 | -23.3913 | -33.1252 | -40.0448 | -43.6192 | -46.5766 | -46.7318 | -53.2347 | -59.6565 | -65.512 | -70.8116 | -75.6588 | -80.0961 | -84.1584 | -88.1146 | -92.2519 | -95.9967 | -99.9377 | -103.684 | -106.8031 | -110.5348 | -113.8809 | -117.2563 | -120.2965 | -123.397 | -126.2852 | -129.1055 | -131.7878 | -134.4797 | -136.8318 | -139.1261 | -141.3069 | -143.6363 | -145.8334 | -148.0085 | -150.1561 | -152.2862 | -154.3999 | -156.5024 | -158.5968 | -159.3389
Northwest | Big Box-Retail | Average | June | Lighting | LDCEU/TDEF | Electric Load with Losses, Incl. Cogeneration | MW | 0 | -1.205 | -3.2804 | -3.3687 | -3.2691 | -3.1132 | -3.6423 | -3.7651 | -12.4997 | -21.4386 | -27.4237 | -29.0172 | -30.3836 | -29.1722 | -31.58 | -35.1171 | -25.2653 | -20.8904 | -16.5978 | -11.833 | -9.418 | -7.2867 | -5.945 | -6.0086 | -5.4079 | -4.9478 | -4.6011 | -4.3472 | -4.1236 | -3.9251 | -3.7475 | -3.593 | -3.4638 | -3.3435 | -3.242 | -3.1485 | -3.0523 | -2.9759 | -2.8985 | -2.8265 | -2.7525 | -2.6823 | -2.6108 | -2.5396 | -2.467 | -2.3945 | -2.3175 | -2.2393 | -2.1593 | -2.0798 | -1.9978 | -1.9143 | -1.8291 | -1.7422 | -1.6535 | -1.5628 | -1.4702 | -1.3687
Northwest | Big Box-Retail | Average | June | Air Conditioning | LDCEU/TDEF | Electric Load with Losses, Incl. Cogeneration | MW | -0.0146 | 0.8605 | 1.6037 | 2.4315 | 3.3184 | 4.7733 | 4.2657 | 5.6861 | 5.6154 | 7.3915 | 9.6892 | 8.9945 | 7.6345 | 8.6333 | 7.0907 | 6.6952 | 7.4321 | 5.8964 | 5.3705 | 4.5598 | 3.8293 | 2.8095 | 2.7356 | 1.8061 | 1.5931 | 0.9567 | 0.4074 | -0.0772 | -0.5009 | -0.8637 | -1.9639 | -2.9741 | -3.9328 | -4.7852 | -5.5964 | -6.3239 | -6.9469 | -7.5821 | -8.1316 | -8.6518 | -9.1122 | -9.5385 | -9.9219 | -10.2758 | -10.589 | -10.8885 | -11.1427 | -11.3674 | -11.5672 | -11.7683 | -11.9359 | -12.0911 | -12.2353 | -12.3592 | -12.4768 | -12.5885 | -12.684 | -12.6744
Northwest | Big Box-Retail | Average | June | Other Non-Substitutables | LDCEU/TDEF | Electric Load with Losses, Incl. Cogeneration | MW | 0 | 0 | 0 | 0 | 0 | 0 | 0 | 0 | 0 | 0 | 0 | 0 | -0.5372 | -1.1664 | -1.596 | -1.7683 | -2.4142 | -2.1902 | -2.1498 | -2.3417 | -2.2853 | -2.1156 | -1.9121 | -1.7438 | -1.7946 | -1.8355 | -1.8636 | -1.8804 | -1.8885 | -1.8895 | -1.8844 | -1.8777 | -1.8738 | -1.8646 | -1.8584 | -1.8498 | -1.8331 | -1.8245 | -1.811 | -1.7978 | -1.7804 | -1.7634 | -1.7437 | -1.7226 | -1.6996 | -1.6761 | -1.6486 | -1.6198 | -1.5894 | -1.5597 | -1.528 | -1.4954 | -1.4618 | -1.4271 | -1.3916 | -1.355 | -1.3174 | -1.2706
Northwest | Big Box-Retail | Average | July | Space Heating | LDCEU/TDEF | Electric Load with Losses, Incl. Cogeneration | MW | -0.0125 | -0.0135 | -0.022 | -0.0398 | -0.0649 | -0.0491 | -0.1279 | -0.1451 | -0.1573 | -0.1206 | -0.0973 | -0.1054 | -0.1285 | -0.1243 | -0.1322 | -0.1747 | -0.124 | -0.1833 | -0.2067 | -0.1514 | -0.1079 | -0.0907 | -0.0863 | -0.1103 | -0.1273 | -0.1288 | -0.1306 | -0.1324 | -0.1342 | -0.136 | -0.1378 | -0.1399 | -0.1429 | -0.1456 | -0.1491 | -0.1524 | -0.1552 | -0.1591 | -0.1625 | -0.1661 | -0.1694 | -0.1728 | -0.1759 | -0.1791 | -0.1819 | -0.1848 | -0.1873 | -0.1896 | -0.1916 | -0.1939 | -0.1959 | -0.1977 | -0.1995 | -0.2011 | -0.2025 | -0.2039 | -0.2051 | -0.2048
Northwest | Big Box-Retail | Average | July | Water Heating | LDCEU/TDEF | Electric Load with Losses, Incl. Cogeneration | MW | 0 | 0 | 0 | 0 | 0 | 0 | 0 | 0 | 0 | 0 | 0 | 0 | 0 | 0 | 0 | 0 | 0 | 0 | 0 | 0 | 0 | 0 | -0.0006 | -0.0018 | -0.0015 | -0.0012 | -0.0007 | 0 | 0.0008 | 0.0017 | 0.0027 | 0.0038 | 0.005 | 0.0062 | 0.0076 | 0.009 | 0.0104 | 0.0119 | 0.0135 | 0.0151 | 0.0164 | 0.0179 | 0.0193 | 0.0206 | 0.022 | 0.0234 | 0.0246 | 0.0257 | 0.0269 | 0.028 | 0.0291 | 0.0302 | 0.0313 | 0.0323 | 0.0333 | 0.0341 | 0.0351 | 0.0357
Northwest | Big Box-Retail | Average | July | Other Substitutables | LDCEU/TDEF | Electric Load with Losses, Incl. Cogeneration | MW | 0 | 0 | 0 | 0 | 0 | 0 | 0 | 0 | 0 | 0 | 0 | 0 | -0.0079 | -0.0347 | -0.041 | -0.0425 | -0.0628 | -0.0787 | -0.0737 | -0.0759 | -0.073 | -0.0672 | -0.0626 | -0.0559 | 0.0139 | 0.1262 | 0.2362 | 0.3435 | 0.4495 | 0.5538 | 0.656 | 0.7602 | 0.8709 | 0.9761 | 1.0868 | 1.1944 | 1.2889 | 1.3948 | 1.4917 | 1.5869 | 1.6735 | 1.7586 | 1.8367 | 1.9101 | 1.9774 | 2.041 | 2.0955 | 2.1456 | 2.1903 | 2.2338 | 2.2717 | 2.3056 | 2.3356 | 2.3621 | 2.385 | 2.4045 | 2.4209 | 2.4186
Northwest | Big Box-Retail | Average | July | Refrigeration | LDCEU/TDEF | Electric Load with Losses, Incl. Cogeneration | MW | 0 | 0 | 0 | 0 | 0 | 0 | 0 | 0 | 0 | 0 | 0 | 0 | -0.4151 | -1.0409 | -1.6795 | -2.3923 | -2.5952 | -12.7838 | -21.7647 | -30.8371 | -37.2885 | -40.6415 | -43.4738 | -43.6782 | -49.761 | -55.757 | -61.2334 | -66.188 | -70.7201 | -74.8695 | -78.6684 | -82.3756 | -86.2627 | -89.7808 | -93.4846 | -97.0042 | -99.9362 | -103.4428 | -106.5896 | -109.7651 | -112.6261 | -115.5415 | -118.2608 | -120.9188 | -123.4507 | -125.9922 | -128.2142 | -130.3809 | -132.4417 | -134.6379 | -136.7135 | -138.7684 | -140.7983 | -142.8122 | -144.811 | -146.7997 | -148.7813 | -149.4784
Northwest | Big Box-Retail | Average | July | Lighting | LDCEU/TDEF | Electric Load with Losses, Incl. Cogeneration | MW | 0 | -1.1369 | -3.0153 | -3.0931 | -2.9948 | -2.8476 | -3.33 | -3.4399 | -11.3673 | -19.485 | -24.9135 | -26.3705 | -27.6157 | -26.4741 | -28.6991 | -31.9905 | -22.9934 | -18.9793 | -15.1026 | -10.7678 | -8.5787 | -6.641 | -5.4348 | -5.5415 | -4.9848 | -4.5579 | -4.236 | -3.9997 | -3.7918 | -3.6074 | -3.4426 | -3.2994 | -3.1798 | -3.0687 | -2.975 | -2.8887 | -2.8 | -2.7295 | -2.6582 | -2.592 | -2.524 | -2.4594 | -2.3937 | -2.3283 | -2.2617 | -2.1952 | -2.1245 | -2.0527 | -1.9792 | -1.9061 | -1.8308 | -1.7541 | -1.6758 | -1.5959 | -1.5142 | -1.4308 | -1.3457 | -1.2522
Northwest | Big Box-Retail | Average | July | Air Conditioning | LDCEU/TDEF | Electric Load with Losses, Incl. Cogeneration | MW | -0.0215 | 1.4678 | 2.7241 | 4.4421 | 5.292 | 8.2033 | 6.8805 | 8.3346 | 9.1312 | 12.2659 | 15.2822 | 14.7032 | 13.5278 | 13.912 | 12.8691 | 11.618 | 12.8991 | 9.996 | 8.3179 | 7.6538 | 6.7675 | 5.1376 | 3.9152 | 2.7013 | 2.7175 | 1.7047 | 0.8319 | 0.0618 | -0.6116 | -1.1879 | -2.9346 | -4.5351 | -6.0471 | -7.3922 | -8.6702 | -9.8162 | -10.7973 | -11.7959 | -12.659 | -13.4743 | -14.1961 | -14.8646 | -15.4645 | -16.017 | -16.5039 | -16.9679 | -17.3617 | -17.7091 | -18.0179 | -18.3292 | -18.5868 | -18.8247 | -19.0451 | -19.2334 | -19.4116 | -19.5806 | -19.7238 | -19.7082
Northwest | Big Box-Retail | Average | July | Other Non-Substitutables | LDCEU/TDEF | Electric Load with Losses, Incl. Cogeneration | MW | 0 | 0 | 0 | 0 | 0 | 0 | 0 | 0 | 0 | 0 | 0 | 0 | -0.4987 | -1.0863 | -1.4834 | -1.6342 | -2.2547 | -2.0236 | -1.984 | -2.1762 | -2.1258 | -1.9695 | -1.7831 | -1.6282 | -1.6754 | -1.7133 | -1.7394 | -1.7549 | -1.7624 | -1.7632 | -1.7584 | -1.7521 | -1.7487 | -1.7402 | -1.7346 | -1.7268 | -1.7112 | -1.7034 | -1.6909 | -1.6788 | -1.6625 | -1.6469 | -1.6284 | -1.6091 | -1.5876 | -1.5658 | -1.5402 | -1.5134 | -1.485 | -1.4574 | -1.4278 | -1.3973 | -1.3658 | -1.3335 | -1.3002 | -1.266 | -1.2308 | -1.187
Northwest | Big Box-Retail | Average | August | Space Heating | LDCEU/TDEF | Electric Load with Losses, Incl. Cogeneration | MW | -0.008 | -0.0162 | -0.035 | -0.0474 | -0.0495 | -0.0572 | -0.098 | -0.1438 | -0.1254 | -0.1518 | -0.1121 | -0.1073 | -0.1292 | -0.1626 | -0.1845 | -0.1742 | -0.1615 | -0.1844 | -0.1485 | -0.1208 | -0.1175 | -0.0966 | -0.0942 | -0.0822 | -0.1233 | -0.1249 | -0.1267 | -0.1285 | -0.1302 | -0.132 | -0.1337 | -0.1359 | -0.1388 | -0.1415 | -0.145 | -0.1483 | -0.1511 | -0.1548 | -0.1582 | -0.1617 | -0.165 | -0.1684 | -0.1715 | -0.1746 | -0.1774 | -0.1803 | -0.1827 | -0.185 | -0.187 | -0.1892 | -0.1912 | -0.1931 | -0.1948 | -0.1964 | -0.1978 | -0.1992 | -0.2004 | -0.2001
Northwest | Big Box-Retail | Average | August | Water Heating | LDCEU/TDEF | Electric Load with Losses, Incl. Cogeneration | MW | 0 | 0 | 0 | 0 | 0 | 0 | 0 | 0 | 0 | 0 | 0 | 0 | 0 | 0 | 0 | 0 | 0 | 0 | 0 | 0 | 0 | 0 | -0.0006 | -0.0015 | -0.0015 | -0.0012 | -0.0006 | 0.0001 | 0.0008 | 0.0017 | 0.0026 | 0.0037 | 0.0049 | 0.0061 | 0.0076 | 0.009 | 0.0103 | 0.0119 | 0.0134 | 0.0148 | 0.0163 | 0.0177 | 0.0191 | 0.0205 | 0.0218 | 0.0232 | 0.0243 | 0.0255 | 0.0267 | 0.0277 | 0.0288 | 0.0299 | 0.031 | 0.0319 | 0.0328 | 0.0338 | 0.0347 | 0.0352
Northwest | Big Box-Retail | Average | August | Other Substitutables | LDCEU/TDEF | Electric Load with Losses, Incl. Cogeneration | MW | 0 | 0 | 0 | 0 | 0 | 0 | 0 | 0 | 0 | 0 | 0 | 0 | -0.0079 | -0.0348 | -0.0411 | -0.0427 | -0.063 | -0.0792 | -0.0742 | -0.0765 | -0.0735 | -0.0677 | -0.0629 | -0.0564 | 0.0138 | 0.1268 | 0.2373 | 0.3453 | 0.4518 | 0.5566 | 0.6594 | 0.7642 | 0.8754 | 0.9811 | 1.0924 | 1.2005 | 1.2956 | 1.402 | 1.4994 | 1.595 | 1.6821 | 1.7677 | 1.8462 | 1.9199 | 1.9875 | 2.0515 | 2.1063 | 2.1566 | 2.2015 | 2.2453 | 2.2833 | 2.3174 | 2.3476 | 2.3742 | 2.3971 | 2.4168 | 2.4332 | 2.4309
Northwest | Big Box-Retail | Average | August | Refrigeration | LDCEU/TDEF | Electric Load with Losses, Incl. Cogeneration | MW | 0 | 0 | 0 | 0 | 0 | 0 | 0 | 0 | 0 | 0 | 0 | 0 | -0.4173 | -1.0466 | -1.6884 | -2.4043 | -2.6084 | -12.8511 | -21.8769 | -30.9986 | -37.4862 | -40.8566 | -43.7014 | -43.9066 | -50.0197 | -56.0467 | -61.5507 | -66.5305 | -71.0857 | -75.2561 | -79.0743 | -82.7994 | -86.7052 | -90.2401 | -93.9613 | -97.4976 | -100.4435 | -103.9667 | -107.1281 | -110.3183 | -113.1923 | -116.1209 | -118.8521 | -121.5213 | -124.0637 | -126.6162 | -128.8473 | -131.023 | -133.0918 | -135.2973 | -137.3813 | -139.4443 | -141.4822 | -143.504 | -145.5106 | -147.5071 | -149.4962 | -150.1966
Northwest | Big Box-Retail | Average | August | Lighting | LDCEU/TDEF | Electric Load with Losses, Incl. Cogeneration | MW | 0 | -1.1657 | -3.0987 | -3.1791 | -3.0786 | -2.9277 | -3.4238 | -3.5371 | -11.6932 | -20.0448 | -25.6302 | -27.1283 | -28.409 | -27.2385 | -29.524 | -32.903 | -23.6513 | -19.5256 | -15.5354 | -11.0766 | -8.8241 | -6.8309 | -5.5887 | -5.6941 | -5.1227 | -4.6845 | -4.3541 | -4.1118 | -3.8986 | -3.7093 | -3.5402 | -3.3933 | -3.2705 | -3.1563 | -3.0602 | -2.9715 | -2.8803 | -2.8079 | -2.7346 | -2.6666 | -2.5966 | -2.5303 | -2.4627 | -2.3953 | -2.3268 | -2.2585 | -2.1857 | -2.1119 | -2.0362 | -1.9611 | -1.8836 | -1.8046 | -1.724 | -1.6418 | -1.5578 | -1.472 | -1.3844 | -1.2883
Northwest | Big Box-Retail | Average | August | Air Conditioning | LDCEU/TDEF | Electric Load with Losses, Incl. Cogeneration | MW | -0.0215 | 1.4 | 2.4428 | 4.1555 | 5.9319 | 7.9163 | 7.7232 | 8.5859 | 10.1165 | 11.4335 | 14.7052 | 14.9392 | 13.871 | 12.6949 | 11.4434 | 11.7482 | 11.6033 | 10.0106 | 9.7376 | 8.7192 | 6.5155 | 5.0887 | 3.7716 | 3.2834 | 2.745 | 1.7138 | 0.825 | 0.0407 | -0.6449 | -1.2319 | -3.0101 | -4.6398 | -6.1799 | -7.55 | -8.8517 | -10.0191 | -11.0186 | -12.0361 | -12.9154 | -13.7464 | -14.4819 | -15.1631 | -15.7744 | -16.3375 | -16.8338 | -17.307 | -17.7086 | -18.0628 | -18.3777 | -18.6951 | -18.9579 | -19.2007 | -19.4257 | -19.6178 | -19.7997 | -19.9723 | -20.1186 | -20.1028
Northwest | Big Box-Retail | Average | August | Other Non-Substitutables | LDCEU/TDEF | Electric Load with Losses, Incl. Cogeneration | MW | 0 | 0 | 0 | 0 | 0 | 0 | 0 | 0 | 0 | 0 | 0 | 0 | -0.5013 | -1.0917 | -1.4909 | -1.6437 | -2.2651 | -2.0353 | -1.9959 | -2.1878 | -2.1372 | -1.98 | -1.7924 | -1.6368 | -1.6842 | -1.7224 | -1.7486 | -1.7642 | -1.7717 | -1.7725 | -1.7676 | -1.7614 | -1.7579 | -1.7493 | -1.7437 | -1.7358 | -1.7202 | -1.7123 | -1.6997 | -1.6875 | -1.6711 | -1.6553 | -1.6369 | -1.6172 | -1.5958 | -1.5738 | -1.548 | -1.5211 | -1.4926 | -1.4647 | -1.435 | -1.4043 | -1.3727 | -1.3402 | -1.3067 | -1.2723 | -1.2369 | -1.1929
Northwest | Big Box-Retail | Average | September | Space Heating | LDCEU/TDEF | Electric Load with Losses, Incl. Cogeneration | MW | -0.0191 | -0.0384 | -0.0614 | -0.1776 | -0.1629 | -0.1611 | -0.2936 | -0.3805 | -0.3548 | -0.3971 | -0.314 | -0.4331 | -0.4967 | -0.4181 | -0.547 | -0.4838 | -0.4111 | -0.461 | -0.3446 | -0.3518 | -0.3706 | -0.291 | -0.3441 | -0.2985 | -0.3525 | -0.3566 | -0.3615 | -0.3663 | -0.3713 | -0.376 | -0.3808 | -0.3867 | -0.3947 | -0.4021 | -0.4115 | -0.4206 | -0.4281 | -0.4387 | -0.4478 | -0.4577 | -0.4666 | -0.4758 | -0.4844 | -0.4929 | -0.5006 | -0.5084 | -0.515 | -0.5212 | -0.5268 | -0.533 | -0.5382 | -0.5432 | -0.5478 | -0.552 | -0.5559 | -0.5597 | -0.563 | -0.5621
Northwest | Big Box-Retail | Average | September | Water Heating | LDCEU/TDEF | Electric Load with Losses, Incl. Cogeneration | MW | 0 | 0 | 0 | 0 | 0 | 0 | 0 | 0 | 0 | 0 | 0 | 0 | 0 | 0 | 0 | 0 | 0 | 0 | 0 | 0 | 0 | 0 | -0.0015 | -0.0033 | -0.0026 | -0.002 | -0.0011 | 0.0001 | 0.0015 | 0.0031 | 0.0047 | 0.0066 | 0.0088 | 0.0109 | 0.0134 | 0.0159 | 0.0183 | 0.0209 | 0.0236 | 0.0263 | 0.0287 | 0.0313 | 0.0337 | 0.0361 | 0.0384 | 0.0407 | 0.0428 | 0.0449 | 0.0468 | 0.0487 | 0.0506 | 0.0525 | 0.0543 | 0.0561 | 0.0578 | 0.0593 | 0.061 | 0.0619
Northwest | Big Box-Retail | Average | September | Other Substitutables | LDCEU/TDEF | Electric Load with Losses, Incl. Cogeneration | MW | 0 | 0 | 0 | 0 | 0 | 0 | 0 | 0 | 0 | 0 | 0 | 0 | -0.0089 | -0.0391 | -0.0466 | -0.0485 | -0.0712 | -0.0908 | -0.0851 | -0.0879 | -0.0845 | -0.0779 | -0.0727 | -0.0651 | 0.0142 | 0.1427 | 0.2681 | 0.3906 | 0.5116 | 0.6307 | 0.7473 | 0.8662 | 0.9926 | 1.1125 | 1.2389 | 1.3616 | 1.4696 | 1.5905 | 1.7009 | 1.8097 | 1.9084 | 2.0057 | 2.0947 | 2.1784 | 2.2551 | 2.3277 | 2.3899 | 2.447 | 2.4979 | 2.5475 | 2.5906 | 2.6294 | 2.6636 | 2.6937 | 2.7198 | 2.742 | 2.7606 | 2.7581
Northwest | Big Box-Retail | Average | September | Refrigeration | LDCEU/TDEF | Electric Load with Losses, Incl. Cogeneration | MW | 0 | 0 | 0 | 0 | 0 | 0 | 0 | 0 | 0 | 0 | 0 | 0 | -0.4745 | -1.1914 | -1.9203 | -2.7308 | -2.9642 | -14.6149 | -24.8766 | -35.2844 | -42.7006 | -46.549 | -49.8103 | -50.0784 | -57.0381 | -63.9065 | -70.1747 | -75.8479 | -81.0375 | -85.789 | -90.1393 | -94.3789 | -98.8297 | -102.8548 | -107.0936 | -111.1201 | -114.4758 | -118.4883 | -122.0871 | -125.719 | -128.9892 | -132.3197 | -135.4241 | -138.4548 | -141.3418 | -144.2437 | -146.778 | -149.2494 | -151.5951 | -154.1002 | -156.4652 | -158.8058 | -161.1179 | -163.4114 | -165.6874 | -167.9517 | -170.2073 | -171.0037
Northwest | Big Box-Retail | Average | September | Lighting | LDCEU/TDEF | Electric Load with Losses, Incl. Cogeneration | MW | 0 | -1.2823 | -3.4345 | -3.5246 | -3.4155 | -3.2495 | -3.8006 | -3.9271 | -13 | -22.2887 | -28.5032 | -30.1661 | -31.59 | -30.3026 | -32.8325 | -36.5652 | -26.292 | -21.7178 | -17.2735 | -12.3184 | -9.8132 | -7.5973 | -6.2102 | -6.3109 | -5.6814 | -5.1996 | -4.837 | -4.5717 | -4.3379 | -4.1302 | -3.9443 | -3.7826 | -3.6475 | -3.5216 | -3.4154 | -3.3174 | -3.2164 | -3.1362 | -3.055 | -2.9793 | -2.9015 | -2.8275 | -2.752 | -2.6768 | -2.6003 | -2.5238 | -2.4425 | -2.3599 | -2.2752 | -2.1911 | -2.1044 | -2.0161 | -1.9259 | -1.8338 | -1.7399 | -1.6439 | -1.5458 | -1.4383
Northwest | Big Box-Retail | Average | September | Air Conditioning | LDCEU/TDEF | Electric Load with Losses, Incl. Cogeneration | MW | -0.0145 | 1.0183 | 1.9235 | 2.4741 | 3.7756 | 5.4802 | 4.8921 | 5.5729 | 6.5767 | 7.7134 | 10.1117 | 8.7949 | 8.048 | 8.6245 | 7.2111 | 7.6146 | 7.979 | 6.5825 | 7.1698 | 5.5254 | 3.9186 | 3.315 | 2.2117 | 1.6954 | 1.6697 | 0.9759 | 0.377 | -0.1516 | -0.614 | -1.0103 | -2.2071 | -3.3056 | -4.3491 | -5.2768 | -6.1602 | -6.9522 | -7.6306 | -8.3227 | -8.9212 | -9.4879 | -9.9894 | -10.4535 | -10.8708 | -11.2555 | -11.5961 | -11.9223 | -12.1988 | -12.4433 | -12.6601 | -12.8789 | -13.0612 | -13.2298 | -13.3865 | -13.5212 | -13.6489 | -13.7703 | -13.874 | -13.8637
Northwest | Big Box-Retail | Average | September | Other Non-Substitutables | LDCEU/TDEF | Electric Load with Losses, Incl. Cogeneration | MW | 0 | 0 | 0 | 0 | 0 | 0 | 0 | 0 | 0 | 0 | 0 | 0 | -0.5697 | -1.2389 | -1.6936 | -1.8726 | -2.5674 | -2.3192 | -2.277 | -2.4897 | -2.4338 | -2.2549 | -2.042 | -1.8661 | -1.9201 | -1.9636 | -1.9933 | -2.0111 | -2.0197 | -2.0206 | -2.015 | -2.0077 | -2.0037 | -1.9938 | -1.9873 | -1.9782 | -1.9603 | -1.9512 | -1.9368 | -1.9227 | -1.9041 | -1.8859 | -1.8647 | -1.8422 | -1.8176 | -1.7923 | -1.7629 | -1.7321 | -1.6995 | -1.6676 | -1.6336 | -1.5986 | -1.5624 | -1.5253 | -1.487 | -1.4477 | -1.4073 | -1.3571
Northwest | Big Box-Retail | Average | October | Space Heating | LDCEU/TDEF | Electric Load with Losses, Incl. Cogeneration | MW | -0.0587 | -0.1598 | -0.2556 | -0.5057 | -0.6252 | -0.663 | -0.9804 | -1.2353 | -1.2791 | -1.4337 | -1.0825 | -1.2424 | -1.3786 | -1.528 | -1.6952 | -1.6842 | -1.5988 | -1.4905 | -1.3758 | -1.2743 | -1.2681 | -1.0106 | -0.9373 | -0.9395 | -1.2024 | -1.2174 | -1.2356 | -1.2535 | -1.2716 | -1.2892 | -1.3071 | -1.3284 | -1.3579 | -1.3854 | -1.4198 | -1.453 | -1.4807 | -1.5188 | -1.5523 | -1.588 | -1.6206 | -1.6536 | -1.6845 | -1.7149 | -1.7429 | -1.7715 | -1.7956 | -1.8181 | -1.8385 | -1.8606 | -1.8796 | -1.8975 | -1.9145 | -1.9296 | -1.9441 | -1.9575 | -1.9694 | -1.9665
Northwest | Big Box-Retail | Average | October | Water Heating | LDCEU/TDEF | Electric Load with Losses, Incl. Cogeneration | MW | 0 | 0 | 0 | 0 | 0 | 0 | 0 | 0 | 0 | 0 | 0 | 0 | 0 | 0 | 0 | 0 | 0 | 0 | 0 | 0 | 0 | 0 | -0.0019 | -0.0053 | -0.0048 | -0.0037 | -0.0019 | 0.0002 | 0.0026 | 0.0055 | 0.0086 | 0.012 | 0.016 | 0.02 | 0.0244 | 0.029 | 0.0333 | 0.0382 | 0.0429 | 0.0478 | 0.0523 | 0.057 | 0.0614 | 0.0657 | 0.07 | 0.0741 | 0.0779 | 0.0816 | 0.0852 | 0.0887 | 0.0922 | 0.0956 | 0.0988 | 0.1019 | 0.105 | 0.1079 | 0.1108 | 0.1125
Northwest | Big Box-Retail | Average | October | Other Substitutables | LDCEU/TDEF | Electric Load with Losses, Incl. Cogeneration | MW | 0 | 0 | 0 | 0 | 0 | 0 | 0 | 0 | 0 | 0 | 0 | 0 | -0.0086 | -0.0378 | -0.0458 | -0.0481 | -0.0698 | -0.0916 | -0.0862 | -0.089 | -0.0859 | -0.0793 | -0.0739 | -0.0665 | 0.0117 | 0.1393 | 0.2635 | 0.385 | 0.505 | 0.623 | 0.7386 | 0.8564 | 0.9816 | 1.1002 | 1.2253 | 1.3469 | 1.4537 | 1.5735 | 1.6829 | 1.7906 | 1.8884 | 1.9845 | 2.0726 | 2.1553 | 2.2311 | 2.3027 | 2.3642 | 2.4205 | 2.4709 | 2.5199 | 2.5625 | 2.6006 | 2.6343 | 2.664 | 2.6897 | 2.7114 | 2.7297 | 2.7273
Northwest | Big Box-Retail | Average | October | Refrigeration | LDCEU/TDEF | Electric Load with Losses, Incl. Cogeneration | MW | 0 | 0 | 0 | 0 | 0 | 0 | 0 | 0 | 0 | 0 | 0 | 0 | -0.4705 | -1.1838 | -1.9038 | -2.6998 | -2.9343 | -14.4888 | -24.6415 | -35.0045 | -42.4054 | -46.2487 | -49.5067 | -49.8074 | -56.7064 | -63.5288 | -69.7455 | -75.3763 | -80.5272 | -85.2436 | -89.5617 | -93.7589 | -98.1699 | -102.1542 | -106.3513 | -110.3359 | -113.6586 | -117.6298 | -121.1881 | -124.7797 | -128.0101 | -131.2974 | -134.3576 | -137.3387 | -140.1778 | -143.037 | -145.5297 | -147.9599 | -150.2589 | -152.7231 | -155.0447 | -157.3409 | -159.6089 | -161.8579 | -164.0889 | -166.308 | -168.5178 | -169.3039
Northwest | Big Box-Retail | Average | October | Lighting | LDCEU/TDEF | Electric Load with Losses, Incl. Cogeneration | MW | 0 | -1.236 | -3.383 | -3.4747 | -3.3735 | -3.2138 | -3.7601 | -3.8875 | -12.9178 | -22.1581 | -28.3466 | -29.9917 | -31.4058 | -30.1654 | -32.648 | -36.289 | -26.1158 | -21.6048 | -17.1658 | -12.2468 | -9.7533 | -7.5521 | -6.1685 | -6.2291 | -5.6156 | -5.1476 | -4.7965 | -4.541 | -4.3154 | -4.1144 | -3.9339 | -3.7765 | -3.6448 | -3.5217 | -3.4178 | -3.3215 | -3.2219 | -3.1426 | -3.0621 | -2.9869 | -2.9094 | -2.8355 | -2.7601 | -2.6848 | -2.6079 | -2.5312 | -2.4496 | -2.3666 | -2.2815 | -2.1971 | -2.11 | -2.0211 | -1.9305 | -1.8381 | -1.7437 | -1.6473 | -1.5488 | -1.4411
Northwest | Big Box-Retail | Average | October | Air Conditioning | LDCEU/TDEF | Electric Load with Losses, Incl. Cogeneration | MW | -0.0061 | 0.4067 | 0.7297 | 1.1281 | 1.5473 | 2.2136 | 1.9943 | 2.3648 | 2.6515 | 3.2408 | 4.1393 | 3.9378 | 3.5975 | 3.5607 | 3.2069 | 3.1639 | 3.2268 | 2.7627 | 2.542 | 2.1326 | 1.666 | 1.2726 | 0.9656 | 0.6992 | 0.5988 | 0.2961 | 0.0342 | -0.1972 | -0.3997 | -0.5737 | -1.0951 | -1.5747 | -2.0338 | -2.4415 | -2.8308 | -3.1799 | -3.4791 | -3.7853 | -4.0504 | -4.302 | -4.5244 | -4.7301 | -4.9154 | -5.0864 | -5.2388 | -5.3855 | -5.5097 | -5.6197 | -5.717 | -5.8153 | -5.8979 | -5.9743 | -6.0456 | -6.1074 | -6.1662 | -6.2221 | -6.2703 | -6.266
Northwest | Big Box-Retail | Average | October | Other Non-Substitutables | LDCEU/TDEF | Electric Load with Losses, Incl. Cogeneration | MW | 0 | 0 | 0 | 0 | 0 | 0 | 0 | 0 | 0 | 0 | 0 | 0 | -0.5643 | -1.2225 | -1.6748 | -1.8659 | -2.5278 | -2.3115 | -2.2747 | -2.4701 | -2.4167 | -2.2394 | -2.0284 | -1.8554 | -1.9091 | -1.9523 | -1.9818 | -1.9994 | -2.0079 | -2.0087 | -2.0031 | -1.9957 | -1.9915 | -1.9814 | -1.9747 | -1.9654 | -1.9475 | -1.9382 | -1.9236 | -1.9094 | -1.8906 | -1.8723 | -1.8509 | -1.8283 | -1.8035 | -1.7781 | -1.7486 | -1.7178 | -1.6851 | -1.6532 | -1.6192 | -1.5843 | -1.5482 | -1.5111 | -1.4729 | -1.4338 | -1.3935 | -1.3436
Northwest | Big Box-Retail | Average | November | Space Heating | LDCEU/TDEF | Electric Load with Losses, Incl. Cogeneration | MW | -0.1311 | -0.3104 | -0.4115 | -0.9163 | -1.055 | -1.1612 | -1.7288 | -2.4441 | -2.2607 | -2.5163 | -2.3776 | -2.4633 | -2.7839 | -2.7266 | -2.9996 | -2.8274 | -2.8124 | -2.784 | -2.6261 | -2.3308 | -2.259 | -2.1363 | -2.0748 | -1.6414 | -2.2717 | -2.3009 | -2.336 | -2.3709 | -2.406 | -2.4402 | -2.4749 | -2.5164 | -2.5737 | -2.6273 | -2.6939 | -2.7582 | -2.8119 | -2.8854 | -2.9502 | -3.0192 | -3.0822 | -3.1457 | -3.2052 | -3.2638 | -3.3178 | -3.3732 | -3.42 | -3.4634 | -3.5027 | -3.5453 | -3.5821 | -3.6166 | -3.6493 | -3.6787 | -3.7063 | -3.7325 | -3.7553 | -3.7501
Northwest | Big Box-Retail | Average | November | Water Heating | LDCEU/TDEF | Electric Load with Losses, Incl. Cogeneration | MW | 0 | 0 | 0 | 0 | 0 | 0 | 0 | 0 | 0 | 0 | 0 | 0 | 0 | 0 | 0 | 0 | 0 | 0 | 0 | 0 | 0 | 0 | -0.004 | -0.0068 | -0.0075 | -0.0058 | -0.0029 | 0.0004 | 0.0043 | 0.0088 | 0.0136 | 0.0189 | 0.0251 | 0.0313 | 0.0382 | 0.0455 | 0.0522 | 0.0597 | 0.0673 | 0.0749 | 0.0818 | 0.0891 | 0.0961 | 0.1027 | 0.1094 | 0.116 | 0.1218 | 0.1276 | 0.1332 | 0.1387 | 0.1441 | 0.1493 | 0.1543 | 0.1593 | 0.164 | 0.1686 | 0.173 | 0.1757
Northwest | Big Box-Retail | Average | November | Other Substitutables | LDCEU/TDEF | Electric Load with Losses, Incl. Cogeneration | MW | 0 | 0 | 0 | 0 | 0 | 0 | 0 | 0 | 0 | 0 | 0 | 0 | -0.0093 | -0.0405 | -0.0491 | -0.0517 | -0.075 | -0.0986 | -0.0928 | -0.096 | -0.0928 | -0.0858 | -0.0801 | -0.0722 | 0.0119 | 0.1487 | 0.282 | 0.4124 | 0.5411 | 0.6678 | 0.792 | 0.9184 | 1.0528 | 1.1803 | 1.3147 | 1.4453 | 1.5601 | 1.6887 | 1.8063 | 1.9219 | 2.027 | 2.1303 | 2.2248 | 2.3137 | 2.395 | 2.4721 | 2.5381 | 2.5986 | 2.6526 | 2.7053 | 2.7509 | 2.7919 | 2.8281 | 2.86 | 2.8875 | 2.911 | 2.9306 | 2.9279
Northwest | Big Box-Retail | Average | November | Refrigeration | LDCEU/TDEF | Electric Load with Losses, Incl. Cogeneration | MW | 0 | 0 | 0 | 0 | 0 | 0 | 0 | 0 | 0 | 0 | 0 | 0 | -0.5058 | -1.2732 | -2.0468 | -2.9021 | -3.1553 | -15.5809 | -26.5044 | -37.6833 | -45.6765 | -49.8363 | -53.3906 | -53.7593 | -61.1971 | -68.5539 | -75.2574 | -81.33 | -86.8856 | -91.9726 | -96.6303 | -101.156 | -105.9196 | -110.2196 | -114.7509 | -119.051 | -122.6384 | -126.9249 | -130.765 | -134.6419 | -138.1276 | -141.6726 | -144.9723 | -148.1851 | -151.2465 | -154.3321 | -157.021 | -159.6419 | -162.1183 | -164.7747 | -167.2769 | -169.7511 | -172.1954 | -174.619 | -177.0232 | -179.4144 | -181.7955 | -182.6429
Northwest | Big Box-Retail | Average | November | Lighting | LDCEU/TDEF | Electric Load with Losses, Incl. Cogeneration | MW | 0 | -1.2746 | -3.485 | -3.5794 | -3.4749 | -3.3101 | -3.8728 | -4.0038 | -13.3022 | -22.8171 | -29.1891 | -30.8835 | -32.3405 | -31.0622 | -33.6208 | -37.374 | -26.8965 | -22.2503 | -17.6814 | -12.6172 | -10.0509 | -7.7847 | -6.3631 | -6.4295 | -5.7987 | -5.3178 | -4.9574 | -4.6958 | -4.4644 | -4.2582 | -4.0728 | -3.911 | -3.7758 | -3.6491 | -3.5421 | -3.4429 | -3.34 | -3.2583 | -3.1751 | -3.0974 | -3.0171 | -2.9406 | -2.8624 | -2.7843 | -2.7045 | -2.625 | -2.5402 | -2.454 | -2.3657 | -2.278 | -2.1874 | -2.0952 | -2.0011 | -1.905 | -1.807 | -1.7068 | -1.6045 | -1.4926
Northwest | Big Box-Retail | Average | November | Air Conditioning | LDCEU/TDEF | Electric Load with Losses, Incl. Cogeneration | MW | -0.003 | 0.2145 | 0.3847 | 0.5947 | 0.8155 | 1.1663 | 1.052 | 1.2477 | 1.3984 | 1.7087 | 2.18 | 2.0737 | 1.8953 | 1.8742 | 1.6879 | 1.6651 | 1.6966 | 1.4527 | 1.336 | 1.1173 | 0.8698 | 0.6618 | 0.4949 | 0.3582 | 0.3038 | 0.1423 | 0.0025 | -0.1211 | -0.2292 | -0.3222 | -0.6001 | -0.8556 | -1.1007 | -1.318 | -1.5258 | -1.7121 | -1.8718 | -2.0353 | -2.1769 | -2.3113 | -2.43 | -2.5399 | -2.6389 | -2.73 | -2.8114 | -2.8898 | -2.9562 | -3.015 | -3.0669 | -3.1194 | -3.1635 | -3.2044 | -3.2425 | -3.2756 | -3.3069 | -3.3368 | -3.3626 | -3.3604
Northwest | Big Box-Retail | Average | November | Other Non-Substitutables | LDCEU/TDEF | Electric Load with Losses, Incl. Cogeneration | MW | 0 | 0 | 0 | 0 | 0 | 0 | 0 | 0 | 0 | 0 | 0 | 0 | -0.6064 | -1.3133 | -1.7994 | -2.0066 | -2.7155 | -2.486 | -2.4479 | -2.6575 | -2.6019 | -2.4119 | -2.1862 | -2.0016 | -2.0592 | -2.1058 | -2.1375 | -2.1564 | -2.1655 | -2.1664 | -2.1602 | -2.1521 | -2.1475 | -2.1367 | -2.1294 | -2.1193 | -2.1 | -2.09 | -2.0742 | -2.0588 | -2.0385 | -2.0187 | -1.9956 | -1.971 | -1.9441 | -1.9169 | -1.8849 | -1.8515 | -1.8162 | -1.7817 | -1.745 | -1.7072 | -1.6682 | -1.6281 | -1.5868 | -1.5446 | -1.5011 | -1.4471
Northwest | Big Box-Retail | Average | December | Space Heating | LDCEU/TDEF | Electric Load with Losses, Incl. Cogeneration | MW | -0.2074 | -0.4961 | -0.7596 | -1.6176 | -1.9769 | -2.1291 | -3.2342 | -4.0618 | -4.139 | -4.4811 | -3.9283 | -4.1828 | -4.808 | -4.9467 | -5.2248 | -5.4279 | -5.1118 | -4.8199 | -4.6935 | -4.3216 | -4.2424 | -3.7636 | -3.6325 | -3.3235 | -4.1867 | -4.2445 | -4.3153 | -4.3853 | -4.4556 | -4.5242 | -4.5939 | -4.6774 | -4.7934 | -4.9016 | -5.0349 | -5.1629 | -5.2707 | -5.416 | -5.5445 | -5.6812 | -5.806 | -5.9311 | -6.0488 | -6.1648 | -6.2727 | -6.3833 | -6.4769 | -6.564 | -6.6424 | -6.727 | -6.8005 | -6.8697 | -6.9354 | -6.9945 | -7.0504 | -7.1031 | -7.1499 | -7.1406
Northwest | Big Box-Retail | Average | December | Water Heating | LDCEU/TDEF | Electric Load with Losses, Incl. Cogeneration | MW | 0 | 0 | 0 | 0 | 0 | 0 | 0 | 0 | 0 | 0 | 0 | 0 | 0 | 0 | 0 | 0 | 0 | 0 | 0 | 0 | 0 | 0 | -0.0042 | -0.0111 | -0.0091 | -0.0069 | -0.0035 | 0.0005 | 0.0052 | 0.0106 | 0.0164 | 0.0229 | 0.0304 | 0.0379 | 0.0462 | 0.055 | 0.0631 | 0.0723 | 0.0814 | 0.0905 | 0.099 | 0.1078 | 0.1162 | 0.1243 | 0.1323 | 0.1402 | 0.1473 | 0.1544 | 0.161 | 0.1677 | 0.1742 | 0.1805 | 0.1866 | 0.1926 | 0.1983 | 0.2037 | 0.2091 | 0.2124
Northwest | Big Box-Retail | Average | December | Other Substitutables | LDCEU/TDEF | Electric Load with Losses, Incl. Cogeneration | MW | 0 | 0 | 0 | 0 | 0 | 0 | 0 | 0 | 0 | 0 | 0 | 0 | -0.0095 | -0.0417 | -0.0506 | -0.0534 | -0.0773 | -0.1017 | -0.0957 | -0.099 | -0.0956 | -0.0884 | -0.0826 | -0.0743 | 0.0125 | 0.1536 | 0.2912 | 0.4257 | 0.5585 | 0.6893 | 0.8174 | 0.9477 | 1.0863 | 1.2178 | 1.3565 | 1.491 | 1.6094 | 1.7422 | 1.8632 | 1.9825 | 2.0908 | 2.1973 | 2.2949 | 2.3864 | 2.4704 | 2.5497 | 2.6177 | 2.6802 | 2.7358 | 2.79 | 2.8371 | 2.8793 | 2.9167 | 2.9494 | 2.9778 | 3.0019 | 3.0221 | 3.0194
Northwest | Big Box-Retail | Average | December | Refrigeration | LDCEU/TDEF | Electric Load with Losses, Incl. Cogeneration | MW | 0 | 0 | 0 | 0 | 0 | 0 | 0 | 0 | 0 | 0 | 0 | 0 | -0.5211 | -1.3116 | -2.1082 | -2.9892 | -3.2511 | -16.0498 | -27.2962 | -38.8048 | -47.0272 | -51.3198 | -54.981 | -55.3508 | -63.0095 | -70.5839 | -77.486 | -83.7386 | -89.4587 | -94.6963 | -99.4918 | -104.1507 | -109.0524 | -113.4773 | -118.1395 | -122.5637 | -126.2548 | -130.6644 | -134.615 | -138.6032 | -142.1893 | -145.8361 | -149.2306 | -152.5354 | -155.6843 | -158.8577 | -161.6229 | -164.3178 | -166.8642 | -169.5955 | -172.1682 | -174.7121 | -177.2251 | -179.7166 | -182.1883 | -184.6465 | -187.0942 | -187.966
Northwest | Big Box-Retail | Average | December | Lighting | LDCEU/TDEF | Electric Load with Losses, Incl. Cogeneration | MW | 0 | -1.2369 | -3.386 | -3.4779 | -3.3767 | -3.2168 | -3.7636 | -3.8911 | -12.9303 | -22.1798 | -28.3744 | -30.0211 | -31.4374 | -30.197 | -32.6826 | -36.327 | -26.1442 | -21.6295 | -17.1873 | -12.2655 | -9.7705 | -7.5683 | -6.1934 | -6.2605 | -5.6462 | -5.1779 | -4.8269 | -4.572 | -4.3466 | -4.1458 | -3.9652 | -3.8076 | -3.6758 | -3.5524 | -3.4482 | -3.3516 | -3.2513 | -3.1717 | -3.0906 | -3.015 | -2.9367 | -2.8622 | -2.7861 | -2.71 | -2.6324 | -2.5548 | -2.4724 | -2.3886 | -2.3025 | -2.2171 | -2.1291 | -2.0393 | -1.9477 | -1.8542 | -1.7588 | -1.6614 | -1.5618 | -1.453
Northwest | Big Box-Retail | Average | December | Air Conditioning | LDCEU/TDEF | Electric Load with Losses, Incl. Cogeneration | MW | -0.002 | 0.1399 | 0.2511 | 0.3881 | 0.5321 | 0.7612 | 0.6864 | 0.8143 | 0.9128 | 1.1152 | 1.4229 | 1.3535 | 1.2372 | 1.2236 | 1.1018 | 1.0867 | 1.1076 | 0.9479 | 0.8718 | 0.7293 | 0.5678 | 0.4319 | 0.3229 | 0.2338 | 0.1982 | 0.0928 | 0.0017 | -0.079 | -0.1496 | -0.2102 | -0.3916 | -0.5583 | -0.7182 | -0.86 | -0.9955 | -1.117 | -1.2212 | -1.3278 | -1.4201 | -1.5077 | -1.5852 | -1.6568 | -1.7214 | -1.7808 | -1.8338 | -1.885 | -1.9283 | -1.9666 | -2.0004 | -2.0346 | -2.0634 | -2.0899 | -2.1147 | -2.1363 | -2.1567 | -2.1762 | -2.193 | -2.1915
Northwest | Big Box-Retail | Average | December | Other Non-Substitutables | LDCEU/TDEF | Electric Load with Losses, Incl. Cogeneration | MW | 0 | 0 | 0 | 0 | 0 | 0 | 0 | 0 | 0 | 0 | 0 | 0 | -0.6247 | -1.3524 | -1.8532 | -2.0683 | -2.7977 | -2.562 | -2.5226 | -2.7368 | -2.679 | -2.4839 | -2.2515 | -2.0611 | -2.1205 | -2.1684 | -2.2011 | -2.2206 | -2.2299 | -2.2308 | -2.2244 | -2.2161 | -2.2114 | -2.2002 | -2.1927 | -2.1822 | -2.1622 | -2.1519 | -2.1357 | -2.1198 | -2.0989 | -2.0784 | -2.0546 | -2.0293 | -2.0016 | -1.9735 | -1.9407 | -1.9064 | -1.8699 | -1.8344 | -1.7966 | -1.7576 | -1.7175 | -1.6762 | -1.6338 | -1.5902 | -1.5455 | -1.49
Northwest | Big Box-Retail | Minimum | January | Space Heating | LDCEU/TDEF | Electric Load with Losses, Incl. Cogeneration | MW | -0.2134 | -0.4901 | -0.7761 | -1.6364 | -2.018 | -2.068 | -3.308 | -4.1524 | -4.2028 | -4.6546 | -3.7962 | -4.4072 | -4.7618 | -4.8026 | -5.477 | -5.4453 | -4.9738 | -4.6033 | -4.5725 | -4.3463 | -4.213 | -3.7876 | -3.4939 | -3.1799 | -4.139 | -4.1962 | -4.2648 | -4.3329 | -4.4015 | -4.4683 | -4.5363 | -4.6172 | -4.73 | -4.835 | -4.9648 | -5.0896 | -5.1945 | -5.3366 | -5.4619 | -5.5952 | -5.7168 | -5.8386 | -5.953 | -6.0654 | -6.1697 | -6.2769 | -6.3675 | -6.4518 | -6.5273 | -6.6094 | -6.6803 | -6.747 | -6.8102 | -6.8669 | -6.9205 | -6.971 | -7.0154 | -7.0063
Northwest | Big Box-Retail | Minimum | January | Water Heating | LDCEU/TDEF | Electric Load with Losses, Incl. Cogeneration | MW | 0 | 0 | 0 | 0 | 0 | 0 | 0 | 0 | 0 | 0 | 0 | 0 | 0 | 0 | 0 | 0 | 0 | 0 | 0 | 0 | 0 | 0 | -0.0016 | -0.0039 | -0.0036 | -0.0027 | -0.0013 | 0.0003 | 0.0022 | 0.0043 | 0.0067 | 0.0093 | 0.0123 | 0.0154 | 0.0188 | 0.0223 | 0.0256 | 0.0294 | 0.0331 | 0.0367 | 0.0401 | 0.0437 | 0.0471 | 0.0504 | 0.0537 | 0.0568 | 0.0597 | 0.0625 | 0.0653 | 0.0679 | 0.0705 | 0.0731 | 0.0755 | 0.0779 | 0.0802 | 0.0824 | 0.0846 | 0.0859
Northwest | Big Box-Retail | Minimum | January | Other Substitutables | LDCEU/TDEF | Electric Load with Losses, Incl. Cogeneration | MW | 0 | 0 | 0 | 0 | 0 | 0 | 0 | 0 | 0 | 0 | 0 | 0 | -0.0012 | -0.0051 | -0.0063 | -0.0067 | -0.0095 | -0.0129 | -0.0122 | -0.0127 | -0.0122 | -0.0113 | -0.0106 | -0.0095 | 0.0012 | 0.0187 | 0.0359 | 0.0527 | 0.0693 | 0.0855 | 0.1015 | 0.1178 | 0.135 | 0.1514 | 0.1686 | 0.1855 | 0.2002 | 0.2168 | 0.2319 | 0.2468 | 0.2603 | 0.2735 | 0.2858 | 0.2971 | 0.3075 | 0.3174 | 0.326 | 0.3337 | 0.3406 | 0.3474 | 0.3532 | 0.3586 | 0.3632 | 0.3673 | 0.3708 | 0.3738 | 0.3763 | 0.376
Northwest | Big Box-Retail | Minimum | January | Refrigeration | LDCEU/TDEF | Electric Load with Losses, Incl. Cogeneration | MW | 0 | 0 | 0 | 0 | 0 | 0 | 0 | 0 | 0 | 0 | 0 | 0 | -0.5399 | -1.3615 | -2.1851 | -3.0898 | -3.362 | -16.6279 | -28.2789 | -40.2764 | -48.8856 | -53.3477 | -57.1818 | -57.6422 | -65.5914 | -73.4689 | -80.6376 | -87.1356 | -93.0808 | -98.5251 | -103.5102 | -108.344 | -113.4428 | -118.0398 | -122.8864 | -127.4833 | -131.3209 | -135.905 | -140.0081 | -144.1515 | -147.8728 | -151.6543 | -155.1706 | -158.5874 | -161.8436 | -165.133 | -167.9946 | -170.784 | -173.4111 | -176.2386 | -178.8976 | -181.5254 | -184.1215 | -186.6948 | -189.2472 | -191.7851 | -194.3117 | -195.2156
Northwest | Big Box-Retail | Minimum | January | Lighting | LDCEU/TDEF | Electric Load with Losses, Incl. Cogeneration | MW | 0 | -0.5087 | -1.4149 | -1.4542 | -1.4137 | -1.3481 | -1.5777 | -1.6318 | -5.437 | -9.3295 | -11.9382 | -12.6284 | -13.2238 | -12.7138 | -13.7495 | -15.262 | -10.9906 | -9.103 | -7.2281 | -5.1597 | -4.1095 | -3.1833 | -2.5954 | -2.6068 | -2.3543 | -2.1625 | -2.0194 | -1.9159 | -1.8244 | -1.7424 | -1.6686 | -1.6039 | -1.5499 | -1.499 | -1.456 | -1.4161 | -1.3744 | -1.3413 | -1.3075 | -1.2759 | -1.243 | -1.2116 | -1.1795 | -1.1474 | -1.1145 | -1.0817 | -1.0467 | -1.0112 | -0.9747 | -0.9385 | -0.9011 | -0.863 | -0.8241 | -0.7844 | -0.7439 | -0.7025 | -0.6603 | -0.6141
Northwest | Big Box-Retail | Minimum | January | Air Conditioning | LDCEU/TDEF | Electric Load with Losses, Incl. Cogeneration | MW | -0.0002 | 0.0113 | 0.0203 | 0.0315 | 0.0432 | 0.0617 | 0.0558 | 0.0663 | 0.0742 | 0.0907 | 0.1153 | 0.1098 | 0.1004 | 0.0995 | 0.0892 | 0.0878 | 0.0898 | 0.0762 | 0.0702 | 0.0585 | 0.0453 | 0.0341 | 0.0252 | 0.0179 | 0.0149 | 0.0061 | -0.0015 | -0.0082 | -0.0141 | -0.0191 | -0.0342 | -0.048 | -0.0613 | -0.0731 | -0.0843 | -0.0944 | -0.1031 | -0.112 | -0.1196 | -0.1269 | -0.1334 | -0.1394 | -0.1447 | -0.1496 | -0.154 | -0.1582 | -0.1619 | -0.165 | -0.1679 | -0.1707 | -0.1731 | -0.1753 | -0.1774 | -0.1791 | -0.1808 | -0.1825 | -0.1839 | -0.1837
Northwest | Big Box-Retail | Minimum | January | Other Non-Substitutables | LDCEU/TDEF | Electric Load with Losses, Incl. Cogeneration | MW | 0 | 0 | 0 | 0 | 0 | 0 | 0 | 0 | 0 | 0 | 0 | 0 | -0.2628 | -0.5678 | -0.7793 | -0.8736 | -1.1708 | -1.0826 | -1.0683 | -1.1544 | -1.1317 | -1.0491 | -0.9512 | -0.8721 | -0.8971 | -0.9174 | -0.9312 | -0.9394 | -0.9434 | -0.9437 | -0.9409 | -0.9373 | -0.9353 | -0.9304 | -0.9273 | -0.9228 | -0.9142 | -0.9099 | -0.9029 | -0.8962 | -0.8872 | -0.8784 | -0.8682 | -0.8575 | -0.8456 | -0.8336 | -0.8196 | -0.805 | -0.7895 | -0.7744 | -0.7583 | -0.7418 | -0.7248 | -0.7071 | -0.6892 | -0.6706 | -0.6517 | -0.6281
Northwest | Big Box-Retail | Minimum | February | Space Heating | LDCEU/TDEF | Electric Load with Losses, Incl. Cogeneration | MW | -0.0867 | -0.2141 | -0.3087 | -0.6776 | -0.8221 | -0.8471 | -1.3763 | -1.6413 | -1.7495 | -1.876 | -1.6437 | -1.738 | -1.9657 | -2.0805 | -2.1177 | -2.1132 | -2.0532 | -1.8899 | -1.9482 | -1.7722 | -1.6773 | -1.6067 | -1.3849 | -1.2336 | -1.6748 | -1.6975 | -1.7246 | -1.7515 | -1.7786 | -1.8051 | -1.8319 | -1.8638 | -1.9084 | -1.9498 | -2.0011 | -2.0505 | -2.0919 | -2.1482 | -2.198 | -2.2508 | -2.299 | -2.3474 | -2.3928 | -2.4373 | -2.4786 | -2.5209 | -2.5567 | -2.59 | -2.6199 | -2.6524 | -2.6805 | -2.7067 | -2.7317 | -2.7541 | -2.7751 | -2.795 | -2.8126 | -2.8087
Northwest | Big Box-Retail | Minimum | February | Water Heating | LDCEU/TDEF | Electric Load with Losses, Incl. Cogeneration | MW | 0 | 0 | 0 | 0 | 0 | 0 | 0 | 0 | 0 | 0 | 0 | 0 | 0 | 0 | 0 | 0 | 0 | 0 | 0 | 0 | 0 | 0 | -0.0012 | -0.0029 | -0.0031 | -0.0023 | -0.0012 | 0.0002 | 0.0018 | 0.0036 | 0.0056 | 0.0078 | 0.0105 | 0.013 | 0.0159 | 0.0189 | 0.0217 | 0.0248 | 0.0279 | 0.031 | 0.0339 | 0.0369 | 0.0398 | 0.0425 | 0.0453 | 0.048 | 0.0504 | 0.0528 | 0.0551 | 0.0574 | 0.0596 | 0.0618 | 0.0638 | 0.0659 | 0.0678 | 0.0696 | 0.0715 | 0.0725
Northwest | Big Box-Retail | Minimum | February | Other Substitutables | LDCEU/TDEF | Electric Load with Losses, Incl. Cogeneration | MW | 0 | 0 | 0 | 0 | 0 | 0 | 0 | 0 | 0 | 0 | 0 | 0 | -0.001 | -0.0045 | -0.0055 | -0.0058 | -0.0084 | -0.0113 | -0.0106 | -0.011 | -0.0107 | -0.0099 | -0.0092 | -0.0084 | 0.001 | 0.0164 | 0.0313 | 0.0459 | 0.0604 | 0.0746 | 0.0885 | 0.1027 | 0.1178 | 0.1321 | 0.1471 | 0.1618 | 0.1746 | 0.1891 | 0.2023 | 0.2152 | 0.227 | 0.2386 | 0.2491 | 0.2591 | 0.2683 | 0.2769 | 0.2843 | 0.291 | 0.2971 | 0.303 | 0.3082 | 0.3127 | 0.3168 | 0.3203 | 0.3234 | 0.326 | 0.3282 | 0.328
Northwest | Big Box-Retail | Minimum | February | Refrigeration | LDCEU/TDEF | Electric Load with Losses, Incl. Cogeneration | MW | 0 | 0 | 0 | 0 | 0 | 0 | 0 | 0 | 0 | 0 | 0 | 0 | -0.471 | -1.188 | -1.9067 | -2.6967 | -2.9343 | -14.5105 | -24.6823 | -35.1605 | -42.6812 | -46.5824 | -49.9452 | -50.3607 | -57.305 | -64.1857 | -70.4483 | -76.1249 | -81.3187 | -86.075 | -90.4302 | -94.6538 | -99.1112 | -103.1296 | -107.3665 | -111.3848 | -114.7398 | -118.7469 | -122.334 | -125.9564 | -129.2099 | -132.5153 | -135.5894 | -138.5764 | -141.4237 | -144.3007 | -146.8033 | -149.2427 | -151.5399 | -154.012 | -156.3371 | -158.6351 | -160.9054 | -163.1557 | -165.3879 | -167.6075 | -169.8172 | -170.6073
Northwest | Big Box-Retail | Minimum | February | Lighting | LDCEU/TDEF | Electric Load with Losses, Incl. Cogeneration | MW | 0 | -0.4644 | -1.2878 | -1.3234 | -1.2863 | -1.2263 | -1.4351 | -1.4842 | -4.9428 | -8.4809 | -10.8518 | -11.4797 | -12.021 | -11.5555 | -12.4988 | -13.8775 | -9.9926 | -8.2747 | -6.5717 | -4.6913 | -3.7371 | -2.895 | -2.3612 | -2.374 | -2.1442 | -1.9695 | -1.8391 | -1.745 | -1.6615 | -1.5869 | -1.5197 | -1.4608 | -1.4116 | -1.3653 | -1.3262 | -1.2898 | -1.2519 | -1.2217 | -1.1909 | -1.1621 | -1.1322 | -1.1036 | -1.0744 | -1.045 | -1.0151 | -0.9852 | -0.9534 | -0.921 | -0.8877 | -0.8547 | -0.8207 | -0.7859 | -0.7505 | -0.7143 | -0.6774 | -0.6397 | -0.6012 | -0.5591
Northwest | Big Box-Retail | Minimum | February | Air Conditioning | LDCEU/TDEF | Electric Load with Losses, Incl. Cogeneration | MW | -0.0002 | 0.0135 | 0.0241 | 0.0374 | 0.0512 | 0.0731 | 0.0663 | 0.0786 | 0.088 | 0.1075 | 0.1366 | 0.1301 | 0.1189 | 0.1178 | 0.1057 | 0.104 | 0.1063 | 0.0904 | 0.0831 | 0.0693 | 0.0535 | 0.0403 | 0.0298 | 0.0211 | 0.0175 | 0.007 | -0.002 | -0.01 | -0.0169 | -0.0229 | -0.0408 | -0.0572 | -0.073 | -0.087 | -0.1004 | -0.1124 | -0.1227 | -0.1332 | -0.1423 | -0.151 | -0.1587 | -0.1657 | -0.1722 | -0.178 | -0.1832 | -0.1883 | -0.1926 | -0.1964 | -0.1997 | -0.2031 | -0.206 | -0.2086 | -0.211 | -0.2132 | -0.2152 | -0.2171 | -0.2188 | -0.2186
Northwest | Big Box-Retail | Minimum | February | Other Non-Substitutables | LDCEU/TDEF | Electric Load with Losses, Incl. Cogeneration | MW | 0 | 0 | 0 | 0 | 0 | 0 | 0 | 0 | 0 | 0 | 0 | 0 | -0.2293 | -0.4955 | -0.6799 | -0.7619 | -1.022 | -0.9443 | -0.9317 | -1.0076 | -0.9879 | -0.9158 | -0.8307 | -0.7617 | -0.7836 | -0.8014 | -0.8133 | -0.8205 | -0.8239 | -0.8242 | -0.8218 | -0.8186 | -0.8169 | -0.8127 | -0.8099 | -0.806 | -0.7986 | -0.7947 | -0.7886 | -0.7827 | -0.7749 | -0.7673 | -0.7584 | -0.749 | -0.7386 | -0.7282 | -0.7159 | -0.7031 | -0.6896 | -0.6764 | -0.6624 | -0.6479 | -0.633 | -0.6177 | -0.6019 | -0.5857 | -0.5691 | -0.5486
Northwest | Big Box-Retail | Minimum | March | Space Heating | LDCEU/TDEF | Electric Load with Losses, Incl. Cogeneration | MW | -0.0893 | -0.2236 | -0.3842 | -0.7446 | -0.9384 | -0.9866 | -1.6115 | -1.945 | -1.9117 | -2.2567 | -1.8133 | -1.8673 | -2.0997 | -2.393 | -2.3019 | -2.5692 | -2.4488 | -2.2264 | -2.1797 | -2.0857 | -1.8524 | -1.7323 | -1.5222 | -1.4218 | -1.8591 | -1.8831 | -1.9115 | -1.9398 | -1.9684 | -1.9961 | -2.0244 | -2.0579 | -2.1044 | -2.1477 | -2.2018 | -2.254 | -2.2976 | -2.3574 | -2.41 | -2.466 | -2.517 | -2.5685 | -2.6167 | -2.6639 | -2.7074 | -2.7522 | -2.7897 | -2.8248 | -2.8562 | -2.8907 | -2.9202 | -2.9479 | -2.9741 | -2.9975 | -3.0196 | -3.0403 | -3.0586 | -3.0543
Northwest | Big Box-Retail | Minimum | March | Water Heating | LDCEU/TDEF | Electric Load with Losses, Incl. Cogeneration | MW | 0 | 0 | 0 | 0 | 0 | 0 | 0 | 0 | 0 | 0 | 0 | 0 | 0 | 0 | 0 | 0 | 0 | 0 | 0 | 0 | 0 | 0 | -0.0012 | -0.003 | -0.0029 | -0.0022 | -0.0012 | 0.0002 | 0.0016 | 0.0034 | 0.0052 | 0.0072 | 0.0096 | 0.0121 | 0.0147 | 0.0175 | 0.0201 | 0.0229 | 0.0258 | 0.0287 | 0.0314 | 0.0342 | 0.0369 | 0.0395 | 0.042 | 0.0445 | 0.0467 | 0.049 | 0.0512 | 0.0532 | 0.0554 | 0.0573 | 0.0593 | 0.0611 | 0.063 | 0.0647 | 0.0664 | 0.0674
Northwest | Big Box-Retail | Minimum | March | Other Substitutables | LDCEU/TDEF | Electric Load with Losses, Incl. Cogeneration | MW | 0 | 0 | 0 | 0 | 0 | 0 | 0 | 0 | 0 | 0 | 0 | 0 | -0.0011 | -0.0047 | -0.0058 | -0.0061 | -0.0088 | -0.012 | -0.0113 | -0.0117 | -0.0114 | -0.0105 | -0.0099 | -0.0089 | 0.001 | 0.0174 | 0.0333 | 0.0487 | 0.0641 | 0.0792 | 0.094 | 0.1091 | 0.1251 | 0.1403 | 0.1563 | 0.1719 | 0.1855 | 0.201 | 0.2149 | 0.2287 | 0.2412 | 0.2535 | 0.2648 | 0.2754 | 0.2851 | 0.2943 | 0.3021 | 0.3093 | 0.3157 | 0.322 | 0.3275 | 0.3324 | 0.3367 | 0.3404 | 0.3437 | 0.3465 | 0.3489 | 0.3486
Northwest | Big Box-Retail | Minimum | March | Refrigeration | LDCEU/TDEF | Electric Load with Losses, Incl. Cogeneration | MW | 0 | 0 | 0 | 0 | 0 | 0 | 0 | 0 | 0 | 0 | 0 | 0 | -0.5009 | -1.2634 | -2.0277 | -2.8672 | -3.1198 | -15.4299 | -26.2472 | -37.3931 | -45.3962 | -49.5414 | -53.1156 | -53.5611 | -60.9456 | -68.2635 | -74.9233 | -80.9602 | -86.4836 | -91.5417 | -96.1734 | -100.6649 | -105.4056 | -109.6794 | -114.1857 | -118.4594 | -122.0278 | -126.2901 | -130.1052 | -133.9581 | -137.4182 | -140.9337 | -144.2028 | -147.3792 | -150.407 | -153.4667 | -156.1282 | -158.7224 | -161.1653 | -163.7946 | -166.2675 | -168.7113 | -171.1256 | -173.5189 | -175.8928 | -178.2533 | -180.6033 | -181.4434
Northwest | Big Box-Retail | Minimum | March | Lighting | LDCEU/TDEF | Electric Load with Losses, Incl. Cogeneration | MW | 0 | -0.5117 | -1.4202 | -1.4596 | -1.4188 | -1.3526 | -1.583 | -1.6372 | -5.4531 | -9.3566 | -11.9726 | -12.6651 | -13.2624 | -12.7494 | -13.7895 | -15.3094 | -11.024 | -9.1294 | -7.2501 | -5.1755 | -4.1227 | -3.1936 | -2.6031 | -2.6155 | -2.3625 | -2.1701 | -2.0267 | -1.9231 | -1.8313 | -1.7492 | -1.6752 | -1.6104 | -1.5563 | -1.5053 | -1.4621 | -1.4221 | -1.3803 | -1.3471 | -1.3132 | -1.2814 | -1.2485 | -1.2169 | -1.1847 | -1.1524 | -1.1193 | -1.0864 | -1.0513 | -1.0156 | -0.9789 | -0.9426 | -0.9049 | -0.8666 | -0.8276 | -0.7877 | -0.747 | -0.7054 | -0.6629 | -0.6165
Northwest | Big Box-Retail | Minimum | March | Air Conditioning | LDCEU/TDEF | Electric Load with Losses, Incl. Cogeneration | MW | -0.0002 | 0.019 | 0.0341 | 0.0527 | 0.0722 | 0.1031 | 0.0935 | 0.1108 | 0.1241 | 0.1516 | 0.1927 | 0.1836 | 0.1679 | 0.1662 | 0.1491 | 0.1467 | 0.1499 | 0.1274 | 0.1173 | 0.0977 | 0.0754 | 0.0569 | 0.0419 | 0.0296 | 0.0246 | 0.0099 | -0.0029 | -0.0142 | -0.024 | -0.0325 | -0.0577 | -0.0809 | -0.1031 | -0.1229 | -0.1417 | -0.1587 | -0.1732 | -0.1881 | -0.2011 | -0.2133 | -0.2241 | -0.2341 | -0.2431 | -0.2513 | -0.2587 | -0.2659 | -0.272 | -0.2773 | -0.282 | -0.2868 | -0.2909 | -0.2945 | -0.298 | -0.301 | -0.3039 | -0.3066 | -0.3089 | -0.3087
Northwest | Big Box-Retail | Minimum | March | Other Non-Substitutables | LDCEU/TDEF | Electric Load with Losses, Incl. Cogeneration | MW | 0 | 0 | 0 | 0 | 0 | 0 | 0 | 0 | 0 | 0 | 0 | 0 | -0.2504 | -0.5412 | -0.7425 | -0.8321 | -1.1157 | -1.0313 | -1.0178 | -1.1006 | -1.0791 | -1.0003 | -0.9072 | -0.8321 | -0.856 | -0.8752 | -0.8884 | -0.8963 | -0.8999 | -0.9003 | -0.8976 | -0.8942 | -0.8923 | -0.8877 | -0.8846 | -0.8804 | -0.8722 | -0.868 | -0.8614 | -0.8549 | -0.8464 | -0.8381 | -0.8283 | -0.818 | -0.8067 | -0.7953 | -0.7819 | -0.768 | -0.7532 | -0.7388 | -0.7234 | -0.7077 | -0.6913 | -0.6746 | -0.6574 | -0.6397 | -0.6216 | -0.5992
Northwest | Big Box-Retail | Minimum | April | Space Heating | LDCEU/TDEF | Electric Load with Losses, Incl. Cogeneration | MW | -0.1154 | -0.2716 | -0.4742 | -0.8845 | -1.1455 | -1.2024 | -1.9347 | -2.1563 | -2.477 | -2.5553 | -2.367 | -2.232 | -2.656 | -2.7171 | -2.9652 | -3.2302 | -2.878 | -2.8351 | -2.8181 | -2.3757 | -2.2906 | -2.1385 | -2.0624 | -1.624 | -2.2753 | -2.3051 | -2.3408 | -2.3763 | -2.4119 | -2.4466 | -2.482 | -2.5241 | -2.5824 | -2.6369 | -2.7047 | -2.7699 | -2.8246 | -2.8991 | -2.9649 | -3.0349 | -3.0987 | -3.1631 | -3.2232 | -3.2825 | -3.3371 | -3.3934 | -3.4407 | -3.4848 | -3.5244 | -3.5678 | -3.6049 | -3.6399 | -3.673 | -3.7028 | -3.7308 | -3.7572 | -3.7804 | -3.7752
Northwest | Big Box-Retail | Minimum | April | Water Heating | LDCEU/TDEF | Electric Load with Losses, Incl. Cogeneration | MW | 0 | 0 | 0 | 0 | 0 | 0 | 0 | 0 | 0 | 0 | 0 | 0 | 0 | 0 | 0 | 0 | 0 | 0 | 0 | 0 | 0 | 0 | -0.001 | -0.0019 | -0.0021 | -0.0016 | -0.0009 | 0 | 0.001 | 0.0023 | 0.0036 | 0.0051 | 0.0068 | 0.0085 | 0.0103 | 0.0124 | 0.0142 | 0.0162 | 0.0184 | 0.0204 | 0.0223 | 0.0243 | 0.0263 | 0.0281 | 0.0299 | 0.0317 | 0.0333 | 0.0349 | 0.0364 | 0.0379 | 0.0395 | 0.0409 | 0.0422 | 0.0436 | 0.0449 | 0.0462 | 0.0474 | 0.0481
Northwest | Big Box-Retail | Minimum | April | Other Substitutables | LDCEU/TDEF | Electric Load with Losses, Incl. Cogeneration | MW | 0 | 0 | 0 | 0 | 0 | 0 | 0 | 0 | 0 | 0 | 0 | 0 | -0.0011 | -0.005 | -0.006 | -0.0064 | -0.0092 | -0.0124 | -0.0117 | -0.0121 | -0.0117 | -0.0108 | -0.01 | -0.009 | 0.0012 | 0.0182 | 0.0347 | 0.0509 | 0.0669 | 0.0826 | 0.0979 | 0.1136 | 0.1302 | 0.146 | 0.1627 | 0.1787 | 0.193 | 0.2089 | 0.2234 | 0.2377 | 0.2507 | 0.2636 | 0.2752 | 0.2862 | 0.2962 | 0.3058 | 0.314 | 0.3214 | 0.3281 | 0.3346 | 0.3403 | 0.3453 | 0.3499 | 0.3537 | 0.3572 | 0.36 | 0.3625 | 0.3622
Northwest | Big Box-Retail | Minimum | April | Refrigeration | LDCEU/TDEF | Electric Load with Losses, Incl. Cogeneration | MW | 0 | 0 | 0 | 0 | 0 | 0 | 0 | 0 | 0 | 0 | 0 | 0 | -0.4342 | -1.0947 | -1.7577 | -2.4856 | -2.7031 | -13.3709 | -22.7307 | -32.3339 | -39.2139 | -42.766 | -45.78 | -46.0907 | -52.4563 | -58.7642 | -64.5037 | -69.7051 | -74.4635 | -78.8209 | -82.8103 | -86.68 | -90.7523 | -94.4269 | -98.2993 | -101.9742 | -105.0401 | -108.7039 | -111.9837 | -115.2947 | -118.2698 | -121.2958 | -124.1096 | -126.8457 | -129.4508 | -132.0793 | -134.3675 | -136.5986 | -138.7034 | -140.9667 | -143.0953 | -145.1998 | -147.2781 | -149.3385 | -151.382 | -153.4141 | -155.4372 | -156.1609
Northwest | Big Box-Retail | Minimum | April | Lighting | LDCEU/TDEF | Electric Load with Losses, Incl. Cogeneration | MW | 0 | -0.468 | -1.3067 | -1.3432 | -1.3063 | -1.2459 | -1.4581 | -1.5083 | -5.0286 | -8.6293 | -11.0429 | -11.6808 | -12.2309 | -11.7611 | -12.7165 | -14.1107 | -10.1625 | -8.4183 | -6.6822 | -4.7685 | -3.7963 | -2.9392 | -2.3931 | -2.3995 | -2.1659 | -1.9883 | -1.8554 | -1.7593 | -1.6742 | -1.5982 | -1.5297 | -1.4699 | -1.4198 | -1.3728 | -1.3331 | -1.2962 | -1.2579 | -1.2274 | -1.1963 | -1.1671 | -1.1371 | -1.1084 | -1.0789 | -1.0495 | -1.0195 | -0.9895 | -0.9576 | -0.9251 | -0.8918 | -0.8588 | -0.8246 | -0.7899 | -0.7545 | -0.7183 | -0.6813 | -0.6435 | -0.605 | -0.5628
Northwest | Big Box-Retail | Minimum | April | Air Conditioning | LDCEU/TDEF | Electric Load with Losses, Incl. Cogeneration | MW | -0.0002 | 0.0156 | 0.0281 | 0.0434 | 0.0595 | 0.085 | 0.0769 | 0.0912 | 0.1021 | 0.1248 | 0.1589 | 0.1514 | 0.1384 | 0.1373 | 0.123 | 0.1211 | 0.1241 | 0.1052 | 0.097 | 0.0813 | 0.0631 | 0.048 | 0.0357 | 0.0256 | 0.0216 | 0.0098 | -0.0005 | -0.0095 | -0.0174 | -0.0243 | -0.0447 | -0.0633 | -0.0812 | -0.0971 | -0.1124 | -0.126 | -0.1378 | -0.1497 | -0.1601 | -0.1699 | -0.1787 | -0.1867 | -0.1939 | -0.2006 | -0.2065 | -0.2122 | -0.2171 | -0.2214 | -0.2252 | -0.229 | -0.2322 | -0.2352 | -0.238 | -0.2404 | -0.2427 | -0.2449 | -0.2468 | -0.2466
Northwest | Big Box-Retail | Minimum | April | Other Non-Substitutables | LDCEU/TDEF | Electric Load with Losses, Incl. Cogeneration | MW | 0 | 0 | 0 | 0 | 0 | 0 | 0 | 0 | 0 | 0 | 0 | 0 | -0.2255 | -0.4873 | -0.6687 | -0.7488 | -1.0043 | -0.9281 | -0.9152 | -0.9888 | -0.9682 | -0.897 | -0.8124 | -0.7438 | -0.7652 | -0.7826 | -0.7944 | -0.8015 | -0.8049 | -0.8051 | -0.8029 | -0.7999 | -0.7982 | -0.794 | -0.7913 | -0.7875 | -0.7802 | -0.7765 | -0.7705 | -0.7649 | -0.7572 | -0.7497 | -0.7411 | -0.732 | -0.7219 | -0.7117 | -0.6998 | -0.6874 | -0.6741 | -0.6614 | -0.6477 | -0.6336 | -0.6191 | -0.6042 | -0.5889 | -0.5731 | -0.5569 | -0.5369
Northwest | Big Box-Retail | Minimum | May | Space Heating | LDCEU/TDEF | Electric Load with Losses, Incl. Cogeneration | MW | -0.0417 | -0.1014 | -0.1718 | -0.4023 | -0.3452 | -0.5224 | -0.8353 | -0.8955 | -0.8327 | -1.0792 | -0.9175 | -0.8961 | -0.9537 | -0.9916 | -1.1478 | -1.1601 | -1.0678 | -1.2612 | -1.2637 | -0.9748 | -0.8431 | -0.7666 | -0.7224 | -0.6059 | -0.8527 | -0.8621 | -0.8733 | -0.8843 | -0.8954 | -0.9061 | -0.9172 | -0.9304 | -0.9483 | -0.9651 | -0.9865 | -1.0073 | -1.0243 | -1.0485 | -1.0697 | -1.0922 | -1.1128 | -1.134 | -1.1536 | -1.173 | -1.1906 | -1.2086 | -1.2237 | -1.2377 | -1.2505 | -1.2646 | -1.2766 | -1.2879 | -1.2984 | -1.308 | -1.3169 | -1.3253 | -1.3326 | -1.3304
Northwest | Big Box-Retail | Minimum | May | Water Heating | LDCEU/TDEF | Electric Load with Losses, Incl. Cogeneration | MW | 0 | 0 | 0 | 0 | 0 | 0 | 0 | 0 | 0 | 0 | 0 | 0 | 0 | 0 | 0 | 0 | 0 | 0 | 0 | 0 | 0 | 0 | -0.0006 | -0.0015 | -0.0015 | -0.0012 | -0.0006 | -0.0001 | 0.0007 | 0.0015 | 0.0024 | 0.0035 | 0.0047 | 0.0059 | 0.0072 | 0.0086 | 0.0099 | 0.0114 | 0.0129 | 0.0143 | 0.0156 | 0.0171 | 0.0184 | 0.0197 | 0.0211 | 0.0223 | 0.0234 | 0.0245 | 0.0257 | 0.0267 | 0.0278 | 0.0288 | 0.0297 | 0.0308 | 0.0317 | 0.0326 | 0.0335 | 0.034
Northwest | Big Box-Retail | Minimum | May | Other Substitutables | LDCEU/TDEF | Electric Load with Losses, Incl. Cogeneration | MW | 0 | 0 | 0 | 0 | 0 | 0 | 0 | 0 | 0 | 0 | 0 | 0 | -0.0011 | -0.0051 | -0.0062 | -0.0065 | -0.0094 | -0.0124 | -0.0117 | -0.0119 | -0.0115 | -0.0105 | -0.0098 | -0.0088 | 0.0018 | 0.0191 | 0.036 | 0.0525 | 0.0688 | 0.0848 | 0.1006 | 0.1165 | 0.1335 | 0.1495 | 0.1665 | 0.1829 | 0.1973 | 0.2136 | 0.2284 | 0.2429 | 0.2562 | 0.2692 | 0.2812 | 0.2924 | 0.3027 | 0.3124 | 0.3207 | 0.3283 | 0.3352 | 0.3418 | 0.3476 | 0.3528 | 0.3573 | 0.3614 | 0.3648 | 0.3678 | 0.3703 | 0.3699
Northwest | Big Box-Retail | Minimum | May | Refrigeration | LDCEU/TDEF | Electric Load with Losses, Incl. Cogeneration | MW | 0 | 0 | 0 | 0 | 0 | 0 | 0 | 0 | 0 | 0 | 0 | 0 | -0.4406 | -1.1071 | -1.7828 | -2.5276 | -2.7433 | -13.5537 | -23.036 | -32.6399 | -39.4811 | -42.9898 | -45.8839 | -46.0434 | -52.4408 | -58.7675 | -64.5302 | -69.7473 | -74.5192 | -78.8877 | -82.8869 | -86.777 | -90.8463 | -94.5283 | -98.4038 | -102.0875 | -105.155 | -108.8251 | -112.1142 | -115.4322 | -118.419 | -121.465 | -124.3004 | -127.0664 | -129.6959 | -132.3373 | -134.6438 | -136.8938 | -139.03 | -141.3159 | -143.4697 | -145.6014 | -147.706 | -149.7932 | -151.8639 | -153.9234 | -155.9748 | -156.704
Northwest | Big Box-Retail | Minimum | May | Lighting | LDCEU/TDEF | Electric Load with Losses, Incl. Cogeneration | MW | 0 | -0.5072 | -1.3993 | -1.4376 | -1.3967 | -1.3312 | -1.5578 | -1.6108 | -5.3601 | -9.196 | -11.7658 | -12.4474 | -13.0328 | -12.5227 | -13.547 | -15.0468 | -10.8309 | -8.9634 | -7.1164 | -5.0735 | -4.0366 | -3.1222 | -2.5392 | -2.5525 | -2.2987 | -2.1048 | -1.9587 | -1.8521 | -1.7581 | -1.6745 | -1.5996 | -1.5345 | -1.4798 | -1.429 | -1.3861 | -1.3464 | -1.3055 | -1.2732 | -1.2402 | -1.2096 | -1.1781 | -1.1481 | -1.1176 | -1.0871 | -1.056 | -1.0251 | -0.9921 | -0.9586 | -0.9244 | -0.8904 | -0.8553 | -0.8196 | -0.783 | -0.7458 | -0.7078 | -0.6691 | -0.6294 | -0.5859
Northwest | Big Box-Retail | Minimum | May | Air Conditioning | LDCEU/TDEF | Electric Load with Losses, Incl. Cogeneration | MW | -0.0011 | 0.0689 | 0.1249 | 0.183 | 0.2802 | 0.3594 | 0.3229 | 0.3856 | 0.4586 | 0.5253 | 0.6763 | 0.6651 | 0.6158 | 0.6147 | 0.5302 | 0.5192 | 0.535 | 0.4506 | 0.4157 | 0.3551 | 0.278 | 0.2226 | 0.1703 | 0.1304 | 0.1122 | 0.064 | 0.0223 | -0.0144 | -0.0465 | -0.0741 | -0.1575 | -0.2342 | -0.3071 | -0.3721 | -0.434 | -0.4894 | -0.5369 | -0.5855 | -0.6275 | -0.6673 | -0.7025 | -0.7352 | -0.7645 | -0.7916 | -0.8157 | -0.8388 | -0.8584 | -0.8757 | -0.8911 | -0.9066 | -0.9197 | -0.9317 | -0.9429 | -0.9526 | -0.9617 | -0.9705 | -0.978 | -0.9773
Northwest | Big Box-Retail | Minimum | May | Other Non-Substitutables | LDCEU/TDEF | Electric Load with Losses, Incl. Cogeneration | MW | 0 | 0 | 0 | 0 | 0 | 0 | 0 | 0 | 0 | 0 | 0 | 0 | -0.2234 | -0.4843 | -0.6635 | -0.7372 | -1 | -0.9134 | -0.8975 | -0.9745 | -0.9515 | -0.8804 | -0.7952 | -0.7254 | -0.7466 | -0.7636 | -0.7754 | -0.7823 | -0.7857 | -0.7861 | -0.7841 | -0.7812 | -0.7795 | -0.7757 | -0.773 | -0.7694 | -0.7625 | -0.7589 | -0.7532 | -0.7477 | -0.7404 | -0.7333 | -0.7251 | -0.7163 | -0.7066 | -0.6969 | -0.6853 | -0.6734 | -0.6607 | -0.6483 | -0.6351 | -0.6215 | -0.6074 | -0.5931 | -0.5782 | -0.563 | -0.5474 | -0.5279
Northwest | Big Box-Retail | Minimum | June | Space Heating | LDCEU/TDEF | Electric Load with Losses, Incl. Cogeneration | MW | -0.0437 | -0.0975 | -0.151 | -0.2922 | -0.364 | -0.3685 | -0.6511 | -0.6076 | -0.8573 | -0.703 | -0.5562 | -0.6496 | -0.9392 | -0.6895 | -0.9538 | -1.1388 | -0.781 | -1.0476 | -0.9916 | -0.8829 | -0.6419 | -0.6981 | -0.4042 | -0.4659 | -0.6704 | -0.6775 | -0.686 | -0.6944 | -0.7029 | -0.7111 | -0.7195 | -0.7296 | -0.7431 | -0.756 | -0.7722 | -0.7882 | -0.8012 | -0.8198 | -0.8359 | -0.8533 | -0.8691 | -0.8854 | -0.9005 | -0.9155 | -0.929 | -0.9428 | -0.9544 | -0.9652 | -0.9751 | -0.9859 | -0.9952 | -1.0039 | -1.0121 | -1.0194 | -1.0263 | -1.0328 | -1.0384 | -1.0367
Northwest | Big Box-Retail | Minimum | June | Water Heating | LDCEU/TDEF | Electric Load with Losses, Incl. Cogeneration | MW | 0 | 0 | 0 | 0 | 0 | 0 | 0 | 0 | 0 | 0 | 0 | 0 | 0 | 0 | 0 | 0 | 0 | 0 | 0 | 0 | 0 | 0 | -0.0003 | -0.0011 | -0.0011 | -0.0009 | -0.0005 | 0 | 0.0004 | 0.001 | 0.0017 | 0.0025 | 0.0033 | 0.0042 | 0.0051 | 0.0061 | 0.007 | 0.008 | 0.009 | 0.0101 | 0.0111 | 0.0121 | 0.013 | 0.0139 | 0.0149 | 0.0157 | 0.0166 | 0.0174 | 0.0182 | 0.0189 | 0.0197 | 0.0204 | 0.0211 | 0.0218 | 0.0225 | 0.0231 | 0.0237 | 0.0242
Northwest | Big Box-Retail | Minimum | June | Other Substitutables | LDCEU/TDEF | Electric Load with Losses, Incl. Cogeneration | MW | 0 | 0 | 0 | 0 | 0 | 0 | 0 | 0 | 0 | 0 | 0 | 0 | -0.002 | -0.0089 | -0.0107 | -0.0113 | -0.0163 | -0.0215 | -0.0201 | -0.0205 | -0.0196 | -0.0181 | -0.0167 | -0.0149 | 0.0035 | 0.0337 | 0.063 | 0.0917 | 0.12 | 0.1479 | 0.1752 | 0.203 | 0.2324 | 0.2603 | 0.2897 | 0.3183 | 0.3434 | 0.3715 | 0.3972 | 0.4225 | 0.4456 | 0.4682 | 0.489 | 0.5084 | 0.5262 | 0.543 | 0.5575 | 0.5707 | 0.5827 | 0.5942 | 0.6042 | 0.6132 | 0.6212 | 0.6281 | 0.6342 | 0.6393 | 0.6437 | 0.6431
Northwest | Big Box-Retail | Minimum | June | Refrigeration | LDCEU/TDEF | Electric Load with Losses, Incl. Cogeneration | MW | 0 | 0 | 0 | 0 | 0 | 0 | 0 | 0 | 0 | 0 | 0 | 0 | -0.4134 | -1.038 | -1.6729 | -2.3735 | -2.5742 | -12.7151 | -21.6015 | -30.5529 | -36.9119 | -40.1635 | -42.8004 | -42.8759 | -48.8478 | -54.7504 | -60.1278 | -64.9942 | -69.4448 | -73.5188 | -77.248 | -80.8783 | -84.664 | -88.0933 | -91.7008 | -95.1323 | -97.987 | -101.4045 | -104.4682 | -107.5578 | -110.3408 | -113.1827 | -115.8288 | -118.4131 | -120.8673 | -123.3279 | -125.4791 | -127.578 | -129.5759 | -131.7103 | -133.7222 | -135.7144 | -137.6807 | -139.6309 | -141.566 | -143.4907 | -145.4078 | -146.0886
Northwest | Big Box-Retail | Minimum | June | Lighting | LDCEU/TDEF | Electric Load with Losses, Incl. Cogeneration | MW | 0 | -0.5509 | -1.521 | -1.5627 | -1.5183 | -1.4471 | -1.6934 | -1.7512 | -5.8275 | -9.9979 | -12.7919 | -13.5329 | -14.1688 | -13.614 | -14.7267 | -16.356 | -11.7729 | -9.7423 | -7.7334 | -5.5113 | -4.383 | -3.3885 | -2.754 | -2.7673 | -2.4901 | -2.2778 | -2.1177 | -2.0003 | -1.897 | -1.8053 | -1.7234 | -1.6521 | -1.5924 | -1.5369 | -1.49 | -1.447 | -1.4026 | -1.3674 | -1.3318 | -1.2988 | -1.2647 | -1.2325 | -1.1997 | -1.167 | -1.1337 | -1.1005 | -1.0652 | -1.0293 | -0.9926 | -0.9562 | -0.9186 | -0.8804 | -0.8414 | -0.8016 | -0.7609 | -0.7195 | -0.6771 | -0.6306
Northwest | Big Box-Retail | Minimum | June | Air Conditioning | LDCEU/TDEF | Electric Load with Losses, Incl. Cogeneration | MW | -0.0016 | 0.0887 | 0.166 | 0.2517 | 0.3433 | 0.4937 | 0.4409 | 0.59 | 0.5802 | 0.7662 | 1.0059 | 0.9341 | 0.7903 | 0.9004 | 0.7356 | 0.6924 | 0.7744 | 0.6093 | 0.5561 | 0.4752 | 0.4013 | 0.2955 | 0.2903 | 0.1928 | 0.1711 | 0.1065 | 0.0507 | 0.0016 | -0.0414 | -0.0781 | -0.19 | -0.2926 | -0.3898 | -0.4763 | -0.5585 | -0.6323 | -0.6954 | -0.7598 | -0.8154 | -0.868 | -0.9147 | -0.9579 | -0.9967 | -1.0325 | -1.0642 | -1.0944 | -1.1201 | -1.1428 | -1.163 | -1.1834 | -1.2003 | -1.216 | -1.2305 | -1.243 | -1.2549 | -1.2661 | -1.2757 | -1.2747
Northwest | Big Box-Retail | Minimum | June | Other Non-Substitutables | LDCEU/TDEF | Electric Load with Losses, Incl. Cogeneration | MW | 0 | 0 | 0 | 0 | 0 | 0 | 0 | 0 | 0 | 0 | 0 | 0 | -0.2541 | -0.5512 | -0.7548 | -0.8369 | -1.1385 | -1.0368 | -1.0176 | -1.1056 | -1.0778 | -0.9967 | -0.8991 | -0.8186 | -0.8426 | -0.8619 | -0.8752 | -0.8832 | -0.8871 | -0.8877 | -0.8853 | -0.8822 | -0.8803 | -0.8759 | -0.8731 | -0.869 | -0.8612 | -0.8571 | -0.8507 | -0.8446 | -0.8363 | -0.8285 | -0.8192 | -0.8094 | -0.7986 | -0.7876 | -0.7747 | -0.7612 | -0.7469 | -0.733 | -0.7182 | -0.703 | -0.6871 | -0.6709 | -0.6543 | -0.6371 | -0.6196 | -0.5976
Northwest | Big Box-Retail | Minimum | July | Space Heating | LDCEU/TDEF | Electric Load with Losses, Incl. Cogeneration | MW | -0.031 | -0.0315 | -0.0521 | -0.0911 | -0.1546 | -0.113 | -0.3083 | -0.3471 | -0.3781 | -0.2787 | -0.224 | -0.2428 | -0.2985 | -0.2866 | -0.3054 | -0.4153 | -0.2848 | -0.4391 | -0.5026 | -0.3596 | -0.2477 | -0.2054 | -0.1952 | -0.2604 | -0.2976 | -0.301 | -0.305 | -0.3091 | -0.3131 | -0.317 | -0.321 | -0.3258 | -0.3323 | -0.3385 | -0.3463 | -0.3539 | -0.36 | -0.3688 | -0.3764 | -0.3846 | -0.3921 | -0.3996 | -0.4068 | -0.4138 | -0.4203 | -0.4268 | -0.4324 | -0.4375 | -0.4423 | -0.4474 | -0.4518 | -0.4559 | -0.4599 | -0.4634 | -0.4667 | -0.4699 | -0.4726 | -0.4718
Northwest | Big Box-Retail | Minimum | July | Water Heating | LDCEU/TDEF | Electric Load with Losses, Incl. Cogeneration | MW | 0 | 0 | 0 | 0 | 0 | 0 | 0 | 0 | 0 | 0 | 0 | 0 | 0 | 0 | 0 | 0 | 0 | 0 | 0 | 0 | 0 | 0 | -0.0003 | -0.0009 | -0.0008 | -0.0007 | -0.0003 | 0 | 0.0003 | 0.0007 | 0.0013 | 0.0017 | 0.0023 | 0.003 | 0.0036 | 0.0044 | 0.0049 | 0.0057 | 0.0065 | 0.0072 | 0.0078 | 0.0086 | 0.0093 | 0.01 | 0.0106 | 0.0112 | 0.0118 | 0.0124 | 0.013 | 0.0135 | 0.0141 | 0.0146 | 0.0151 | 0.0155 | 0.016 | 0.0164 | 0.0169 | 0.0172
Northwest | Big Box-Retail | Minimum | July | Other Substitutables | LDCEU/TDEF | Electric Load with Losses, Incl. Cogeneration | MW | 0 | 0 | 0 | 0 | 0 | 0 | 0 | 0 | 0 | 0 | 0 | 0 | -0.0017 | -0.008 | -0.0096 | -0.0101 | -0.0145 | -0.0191 | -0.0179 | -0.0182 | -0.0174 | -0.0161 | -0.0148 | -0.0132 | 0.0031 | 0.03 | 0.0561 | 0.0817 | 0.1069 | 0.1317 | 0.1559 | 0.1807 | 0.2069 | 0.2317 | 0.2579 | 0.2833 | 0.3057 | 0.3307 | 0.3536 | 0.3761 | 0.3966 | 0.4168 | 0.4353 | 0.4526 | 0.4685 | 0.4834 | 0.4964 | 0.5082 | 0.5187 | 0.529 | 0.5379 | 0.5459 | 0.553 | 0.5593 | 0.5646 | 0.5692 | 0.5731 | 0.5725
Northwest | Big Box-Retail | Minimum | July | Refrigeration | LDCEU/TDEF | Electric Load with Losses, Incl. Cogeneration | MW | 0 | 0 | 0 | 0 | 0 | 0 | 0 | 0 | 0 | 0 | 0 | 0 | -0.4418 | -1.1089 | -1.7876 | -2.5369 | -2.7512 | -13.5873 | -23.0871 | -32.6554 | -39.4532 | -42.9297 | -45.7555 | -45.8425 | -52.2285 | -58.5389 | -64.2889 | -69.4923 | -74.2512 | -78.6074 | -82.595 | -86.4778 | -90.5279 | -94.1969 | -98.0565 | -101.7278 | -104.7822 | -108.4386 | -111.7169 | -115.0228 | -118.001 | -121.042 | -123.8736 | -126.6398 | -129.267 | -131.9013 | -134.2042 | -136.4514 | -138.5907 | -140.8753 | -143.0294 | -145.1625 | -147.2678 | -149.3561 | -151.4281 | -153.4891 | -155.5423 | -156.2707
Northwest | Big Box-Retail | Minimum | July | Lighting | LDCEU/TDEF | Electric Load with Losses, Incl. Cogeneration | MW | 0 | -0.5515 | -1.518 | -1.5595 | -1.5149 | -1.4436 | -1.6892 | -1.7467 | -5.8094 | -9.9662 | -12.7509 | -13.4899 | -14.1239 | -13.5686 | -14.6799 | -16.3083 | -11.7372 | -9.7111 | -7.7098 | -5.4944 | -4.37 | -3.3786 | -2.7465 | -2.7619 | -2.4851 | -2.2731 | -2.1132 | -1.9959 | -1.8926 | -1.8012 | -1.7192 | -1.648 | -1.5884 | -1.533 | -1.4863 | -1.4432 | -1.399 | -1.3639 | -1.3283 | -1.2953 | -1.2614 | -1.2293 | -1.1965 | -1.1639 | -1.1307 | -1.0975 | -1.0624 | -1.0266 | -0.99 | -0.9536 | -0.9163 | -0.8781 | -0.8392 | -0.7994 | -0.7588 | -0.7174 | -0.6752 | -0.6288
Northwest | Big Box-Retail | Minimum | July | Air Conditioning | LDCEU/TDEF | Electric Load with Losses, Incl. Cogeneration | MW | -0.0025 | 0.1768 | 0.3309 | 0.5424 | 0.6387 | 0.9946 | 0.8304 | 1.0073 | 1.1019 | 1.4924 | 1.856 | 1.7918 | 1.648 | 1.7104 | 1.5747 | 1.4069 | 1.5874 | 1.2036 | 0.9984 | 0.9341 | 0.8355 | 0.6366 | 0.4873 | 0.3368 | 0.3428 | 0.2233 | 0.1204 | 0.0296 | -0.0496 | -0.1174 | -0.3235 | -0.512 | -0.6896 | -0.8476 | -0.9977 | -1.1322 | -1.2472 | -1.3643 | -1.4654 | -1.5608 | -1.6451 | -1.7234 | -1.7935 | -1.8581 | -1.9147 | -1.9687 | -2.0144 | -2.0548 | -2.0906 | -2.1268 | -2.1566 | -2.1841 | -2.2095 | -2.2312 | -2.2517 | -2.2711 | -2.2874 | -2.2855
Northwest | Big Box-Retail | Minimum | July | Other Non-Substitutables | LDCEU/TDEF | Electric Load with Losses, Incl. Cogeneration | MW | 0 | 0 | 0 | 0 | 0 | 0 | 0 | 0 | 0 | 0 | 0 | 0 | -0.2537 | -0.5507 | -0.7541 | -0.8354 | -1.1379 | -1.035 | -1.0157 | -1.1044 | -1.0767 | -0.9957 | -0.8984 | -0.8181 | -0.842 | -0.8614 | -0.8746 | -0.8826 | -0.8864 | -0.887 | -0.8847 | -0.8816 | -0.8797 | -0.8753 | -0.8725 | -0.8685 | -0.8605 | -0.8566 | -0.8503 | -0.8441 | -0.8358 | -0.828 | -0.8188 | -0.8089 | -0.7981 | -0.7871 | -0.7742 | -0.7608 | -0.7466 | -0.7327 | -0.7179 | -0.7026 | -0.6868 | -0.6706 | -0.6539 | -0.6368 | -0.6193 | -0.5973
Northwest | Big Box-Retail | Minimum | August | Space Heating | LDCEU/TDEF | Electric Load with Losses, Incl. Cogeneration | MW | -0.0169 | -0.0338 | -0.0742 | -0.0974 | -0.1009 | -0.1173 | -0.202 | -0.2998 | -0.2585 | -0.3143 | -0.2304 | -0.2182 | -0.2643 | -0.337 | -0.3846 | -0.3619 | -0.3343 | -0.3854 | -0.3073 | -0.2464 | -0.2398 | -0.1949 | -0.1904 | -0.1656 | -0.2524 | -0.2554 | -0.2589 | -0.2625 | -0.266 | -0.2695 | -0.2729 | -0.2772 | -0.2829 | -0.2884 | -0.2951 | -0.3017 | -0.3072 | -0.3148 | -0.3215 | -0.3286 | -0.3352 | -0.3418 | -0.3481 | -0.3542 | -0.3598 | -0.3656 | -0.3705 | -0.375 | -0.3792 | -0.3836 | -0.3875 | -0.3911 | -0.3945 | -0.3977 | -0.4006 | -0.4034 | -0.4058 | -0.4053
Northwest | Big Box-Retail | Minimum | August | Water Heating | LDCEU/TDEF | Electric Load with Losses, Incl. Cogeneration | MW | 0 | 0 | 0 | 0 | 0 | 0 | 0 | 0 | 0 | 0 | 0 | 0 | 0 | 0 | 0 | 0 | 0 | 0 | 0 | 0 | 0 | 0 | -0.0003 | -0.0007 | -0.0008 | -0.0006 | -0.0003 | 0 | 0.0004 | 0.0008 | 0.0012 | 0.0017 | 0.0024 | 0.0029 | 0.0036 | 0.0043 | 0.0049 | 0.0057 | 0.0064 | 0.0071 | 0.0077 | 0.0084 | 0.0091 | 0.0097 | 0.0104 | 0.0111 | 0.0116 | 0.0122 | 0.0127 | 0.0133 | 0.0137 | 0.0143 | 0.0148 | 0.0153 | 0.0157 | 0.0161 | 0.0166 | 0.0169
Northwest | Big Box-Retail | Minimum | August | Other Substitutables | LDCEU/TDEF | Electric Load with Losses, Incl. Cogeneration | MW | 0 | 0 | 0 | 0 | 0 | 0 | 0 | 0 | 0 | 0 | 0 | 0 | -0.002 | -0.0089 | -0.0107 | -0.0111 | -0.0162 | -0.021 | -0.0196 | -0.0201 | -0.0192 | -0.0177 | -0.0164 | -0.0146 | 0.0035 | 0.0333 | 0.0623 | 0.0905 | 0.1185 | 0.146 | 0.1729 | 0.2002 | 0.2293 | 0.2569 | 0.2859 | 0.3142 | 0.339 | 0.3668 | 0.3922 | 0.4172 | 0.44 | 0.4624 | 0.4828 | 0.5021 | 0.5198 | 0.5364 | 0.5507 | 0.5638 | 0.5756 | 0.587 | 0.5969 | 0.6058 | 0.6137 | 0.6207 | 0.6266 | 0.6318 | 0.636 | 0.6354
Northwest | Big Box-Retail | Minimum | August | Refrigeration | LDCEU/TDEF | Electric Load with Losses, Incl. Cogeneration | MW | 0 | 0 | 0 | 0 | 0 | 0 | 0 | 0 | 0 | 0 | 0 | 0 | -0.4265 | -1.07 | -1.726 | -2.4526 | -2.6591 | -13.1224 | -22.3136 | -31.5694 | -38.147 | -41.5188 | -44.2895 | -44.4045 | -50.5926 | -56.702 | -62.2734 | -67.3144 | -71.9248 | -76.1453 | -80.009 | -83.775 | -87.7086 | -91.2719 | -95.0211 | -98.5869 | -101.5541 | -105.1059 | -108.2916 | -111.5047 | -114.3997 | -117.3547 | -120.108 | -122.7988 | -125.3568 | -127.9217 | -130.1647 | -132.3533 | -134.4372 | -136.6605 | -138.7586 | -140.8364 | -142.8877 | -144.9226 | -146.9419 | -148.9508 | -150.9522 | -151.6597
Northwest | Big Box-Retail | Minimum | August | Lighting | LDCEU/TDEF | Electric Load with Losses, Incl. Cogeneration | MW | 0 | -0.5831 | -1.5834 | -1.6259 | -1.5775 | -1.5021 | -1.7572 | -1.8164 | -6.0278 | -10.3379 | -13.2234 | -13.9923 | -14.6508 | -14.0642 | -15.2264 | -16.9356 | -12.1829 | -10.0712 | -8.0016 | -5.7026 | -4.5378 | -3.5093 | -2.8562 | -2.8846 | -2.5948 | -2.3727 | -2.205 | -2.082 | -1.9738 | -1.8779 | -1.792 | -1.7175 | -1.6551 | -1.5973 | -1.5484 | -1.5034 | -1.4573 | -1.4206 | -1.3835 | -1.349 | -1.3137 | -1.2802 | -1.246 | -1.212 | -1.1775 | -1.1429 | -1.1062 | -1.069 | -1.0308 | -0.9929 | -0.954 | -0.9141 | -0.8736 | -0.8321 | -0.7898 | -0.7466 | -0.7025 | -0.6541
Northwest | Big Box-Retail | Minimum | August | Air Conditioning | LDCEU/TDEF | Electric Load with Losses, Incl. Cogeneration | MW | -0.0039 | 0.2572 | 0.4497 | 0.7693 | 1.0998 | 1.4613 | 1.4315 | 1.5858 | 1.8736 | 2.1108 | 2.7174 | 2.7736 | 2.5751 | 2.3593 | 2.1178 | 2.1734 | 2.1577 | 1.8456 | 1.8063 | 1.6318 | 1.2218 | 0.959 | 0.7143 | 0.6279 | 0.5276 | 0.3413 | 0.1809 | 0.0393 | -0.0843 | -0.1901 | -0.5116 | -0.8061 | -1.0837 | -1.3308 | -1.5653 | -1.7756 | -1.9556 | -2.1387 | -2.2969 | -2.4462 | -2.5784 | -2.7009 | -2.8107 | -2.912 | -3.001 | -3.0855 | -3.1575 | -3.2208 | -3.2773 | -3.3342 | -3.3811 | -3.4245 | -3.4646 | -3.4987 | -3.5311 | -3.5618 | -3.5876 | -3.5848
Northwest | Big Box-Retail | Minimum | August | Other Non-Substitutables | LDCEU/TDEF | Electric Load with Losses, Incl. Cogeneration | MW | 0 | 0 | 0 | 0 | 0 | 0 | 0 | 0 | 0 | 0 | 0 | 0 | -0.262 | -0.5697 | -0.7793 | -0.8608 | -1.1786 | -1.0663 | -1.0459 | -1.1412 | -1.1132 | -1.0297 | -0.9299 | -0.8473 | -0.872 | -0.892 | -0.9056 | -0.9139 | -0.9178 | -0.9184 | -0.916 | -0.9127 | -0.9109 | -0.9064 | -0.9034 | -0.8993 | -0.8912 | -0.8871 | -0.8806 | -0.8742 | -0.8658 | -0.8577 | -0.848 | -0.838 | -0.8268 | -0.8154 | -0.802 | -0.7882 | -0.7735 | -0.759 | -0.7437 | -0.728 | -0.7116 | -0.6948 | -0.6775 | -0.6598 | -0.6416 | -0.6188
Northwest | Big Box-Retail | Minimum | September | Space Heating | LDCEU/TDEF | Electric Load with Losses, Incl. Cogeneration | MW | -0.022 | -0.0436 | -0.07 | -0.2038 | -0.1852 | -0.1828 | -0.3349 | -0.4348 | -0.4041 | -0.4515 | -0.3564 | -0.4963 | -0.5692 | -0.4755 | -0.6274 | -0.5522 | -0.4667 | -0.5261 | -0.3897 | -0.3985 | -0.4213 | -0.3283 | -0.3918 | -0.3392 | -0.3995 | -0.404 | -0.4095 | -0.4149 | -0.4203 | -0.4257 | -0.431 | -0.4375 | -0.4463 | -0.4546 | -0.465 | -0.4752 | -0.4836 | -0.4953 | -0.5055 | -0.5166 | -0.5265 | -0.5368 | -0.5464 | -0.5558 | -0.5645 | -0.5733 | -0.5806 | -0.5875 | -0.5938 | -0.6006 | -0.6065 | -0.6121 | -0.6172 | -0.6219 | -0.6264 | -0.6305 | -0.6341 | -0.6331
Northwest | Big Box-Retail | Minimum | September | Water Heating | LDCEU/TDEF | Electric Load with Losses, Incl. Cogeneration | MW | 0 | 0 | 0 | 0 | 0 | 0 | 0 | 0 | 0 | 0 | 0 | 0 | 0 | 0 | 0 | 0 | 0 | 0 | 0 | 0 | 0 | 0 | -0.0006 | -0.0013 | -0.0011 | -0.0009 | -0.0004 | 0.0001 | 0.0006 | 0.0012 | 0.0019 | 0.0026 | 0.0035 | 0.0044 | 0.0054 | 0.0064 | 0.0073 | 0.0084 | 0.0094 | 0.0105 | 0.0115 | 0.0125 | 0.0135 | 0.0145 | 0.0154 | 0.0163 | 0.0172 | 0.018 | 0.0188 | 0.0195 | 0.0203 | 0.021 | 0.0218 | 0.0225 | 0.0232 | 0.0238 | 0.0245 | 0.0248
Northwest | Big Box-Retail | Minimum | September | Other Substitutables | LDCEU/TDEF | Electric Load with Losses, Incl. Cogeneration | MW | 0 | 0 | 0 | 0 | 0 | 0 | 0 | 0 | 0 | 0 | 0 | 0 | -0.0012 | -0.0054 | -0.0065 | -0.0068 | -0.0098 | -0.0127 | -0.012 | -0.0123 | -0.0119 | -0.0108 | -0.0101 | -0.0091 | 0.002 | 0.0199 | 0.0374 | 0.0544 | 0.0713 | 0.0879 | 0.1042 | 0.1207 | 0.1384 | 0.155 | 0.1725 | 0.1897 | 0.2047 | 0.2215 | 0.2369 | 0.2521 | 0.2658 | 0.2793 | 0.2917 | 0.3033 | 0.314 | 0.3241 | 0.3327 | 0.3407 | 0.3478 | 0.3547 | 0.3607 | 0.3661 | 0.3709 | 0.375 | 0.3787 | 0.3817 | 0.3844 | 0.384
Northwest | Big Box-Retail | Minimum | September | Refrigeration | LDCEU/TDEF | Electric Load with Losses, Incl. Cogeneration | MW | 0 | 0 | 0 | 0 | 0 | 0 | 0 | 0 | 0 | 0 | 0 | 0 | -0.4575 | -1.1491 | -1.8518 | -2.6294 | -2.8526 | -14.0821 | -23.9545 | -33.9489 | -41.0709 | -44.73 | -47.7834 | -47.9847 | -54.6557 | -61.2461 | -67.2546 | -72.6931 | -77.6676 | -82.2219 | -86.3914 | -90.4522 | -94.7064 | -98.5558 | -102.6082 | -106.4598 | -109.6676 | -113.5054 | -116.9465 | -120.4183 | -123.5443 | -126.7311 | -129.6998 | -132.5977 | -135.3549 | -138.1249 | -140.5445 | -142.9048 | -145.1467 | -147.5426 | -149.8025 | -152.0395 | -154.2485 | -156.4398 | -158.614 | -160.7769 | -162.9314 | -163.6941
Northwest | Big Box-Retail | Minimum | September | Lighting | LDCEU/TDEF | Electric Load with Losses, Incl. Cogeneration | MW | 0 | -0.5278 | -1.4337 | -1.4722 | -1.4283 | -1.3601 | -1.5911 | -1.6447 | -5.4581 | -9.3608 | -11.9736 | -12.6698 | -13.2666 | -12.7359 | -13.7887 | -15.3366 | -11.0331 | -9.1217 | -7.2484 | -5.1676 | -4.1136 | -3.1825 | -2.5912 | -2.6173 | -2.3563 | -2.1566 | -2.0062 | -1.8961 | -1.7992 | -1.7131 | -1.636 | -1.569 | -1.5128 | -1.4606 | -1.4166 | -1.376 | -1.334 | -1.3008 | -1.2671 | -1.2358 | -1.2035 | -1.1729 | -1.1416 | -1.1105 | -1.0788 | -1.0471 | -1.0134 | -0.9792 | -0.9441 | -0.9094 | -0.8735 | -0.837 | -0.7996 | -0.7615 | -0.7226 | -0.6829 | -0.6424 | -0.5979
Northwest | Big Box-Retail | Minimum | September | Air Conditioning | LDCEU/TDEF | Electric Load with Losses, Incl. Cogeneration | MW | -0.0029 | 0.2087 | 0.3957 | 0.5061 | 0.7751 | 1.1246 | 1.0039 | 1.1417 | 1.35 | 1.5818 | 2.076 | 1.8024 | 1.6482 | 1.7768 | 1.4777 | 1.5613 | 1.6451 | 1.3471 | 1.4787 | 1.1415 | 0.8094 | 0.6886 | 0.46 | 0.3547 | 0.3513 | 0.211 | 0.09 | -0.0167 | -0.1102 | -0.1901 | -0.4323 | -0.6544 | -0.865 | -1.0525 | -1.2308 | -1.3907 | -1.5276 | -1.6673 | -1.788 | -1.9023 | -2.0034 | -2.097 | -2.1812 | -2.2587 | -2.3273 | -2.393 | -2.4486 | -2.4977 | -2.5415 | -2.5855 | -2.6221 | -2.6561 | -2.6875 | -2.7146 | -2.7403 | -2.7646 | -2.7853 | -2.7833
Northwest | Big Box-Retail | Minimum | September | Other Non-Substitutables | LDCEU/TDEF | Electric Load with Losses, Incl. Cogeneration | MW | 0 | 0 | 0 | 0 | 0 | 0 | 0 | 0 | 0 | 0 | 0 | 0 | -0.2381 | -0.5173 | -0.7077 | -0.7835 | -1.0695 | -0.9706 | -0.9533 | -1.0393 | -1.0152 | -0.9396 | -0.8496 | -0.7755 | -0.7981 | -0.8162 | -0.8287 | -0.8361 | -0.8397 | -0.8401 | -0.8379 | -0.8349 | -0.8331 | -0.829 | -0.8263 | -0.8225 | -0.815 | -0.8113 | -0.8053 | -0.7994 | -0.7917 | -0.7841 | -0.7753 | -0.7659 | -0.7557 | -0.7452 | -0.733 | -0.7202 | -0.7066 | -0.6934 | -0.6793 | -0.6648 | -0.6498 | -0.6343 | -0.6185 | -0.6022 | -0.5854 | -0.5646
Northwest | Big Box-Retail | Minimum | October | Space Heating | LDCEU/TDEF | Electric Load with Losses, Incl. Cogeneration | MW | -0.0711 | -0.1963 | -0.3146 | -0.6191 | -0.7683 | -0.8152 | -1.2029 | -1.5138 | -1.5672 | -1.7568 | -1.3215 | -1.5195 | -1.6838 | -1.8729 | -2.0802 | -2.0607 | -1.9552 | -1.8184 | -1.6805 | -1.556 | -1.5509 | -1.2301 | -1.1396 | -1.1463 | -1.4669 | -1.4852 | -1.5071 | -1.5289 | -1.5509 | -1.5722 | -1.5939 | -1.6199 | -1.6556 | -1.6891 | -1.7309 | -1.7712 | -1.8048 | -1.8512 | -1.892 | -1.9354 | -1.9751 | -2.0152 | -2.0527 | -2.0897 | -2.1237 | -2.1585 | -2.1879 | -2.2153 | -2.24 | -2.2669 | -2.29 | -2.3119 | -2.3325 | -2.351 | -2.3685 | -2.3849 | -2.3994 | -2.3959
Northwest | Big Box-Retail | Minimum | October | Water Heating | LDCEU/TDEF | Electric Load with Losses, Incl. Cogeneration | MW | 0 | 0 | 0 | 0 | 0 | 0 | 0 | 0 | 0 | 0 | 0 | 0 | 0 | 0 | 0 | 0 | 0 | 0 | 0 | 0 | 0 | 0 | -0.0008 | -0.0022 | -0.002 | -0.0015 | -0.0008 | 0.0001 | 0.0011 | 0.0022 | 0.0034 | 0.0049 | 0.0065 | 0.0081 | 0.0099 | 0.0118 | 0.0136 | 0.0156 | 0.0175 | 0.0195 | 0.0213 | 0.0232 | 0.025 | 0.0268 | 0.0286 | 0.0302 | 0.0318 | 0.0333 | 0.0348 | 0.0362 | 0.0376 | 0.039 | 0.0403 | 0.0416 | 0.0429 | 0.0441 | 0.0453 | 0.046
Northwest | Big Box-Retail | Minimum | October | Other Substitutables | LDCEU/TDEF | Electric Load with Losses, Incl. Cogeneration | MW | 0 | 0 | 0 | 0 | 0 | 0 | 0 | 0 | 0 | 0 | 0 | 0 | -0.0011 | -0.0053 | -0.0064 | -0.0067 | -0.0097 | -0.013 | -0.0122 | -0.0126 | -0.0122 | -0.0112 | -0.0105 | -0.0094 | 0.0015 | 0.0194 | 0.0369 | 0.0539 | 0.0708 | 0.0873 | 0.1036 | 0.1201 | 0.1377 | 0.1543 | 0.1718 | 0.1889 | 0.2039 | 0.2207 | 0.236 | 0.2512 | 0.265 | 0.2784 | 0.2908 | 0.3023 | 0.313 | 0.3231 | 0.3316 | 0.3396 | 0.3466 | 0.3535 | 0.3595 | 0.3648 | 0.3696 | 0.3738 | 0.3773 | 0.3805 | 0.383 | 0.3827
Northwest | Big Box-Retail | Minimum | October | Refrigeration | LDCEU/TDEF | Electric Load with Losses, Incl. Cogeneration | MW | 0 | 0 | 0 | 0 | 0 | 0 | 0 | 0 | 0 | 0 | 0 | 0 | -0.4581 | -1.1532 | -1.8541 | -2.6252 | -2.8521 | -14.1009 | -23.9773 | -34.0618 | -41.2756 | -44.9852 | -48.1121 | -48.3933 | -55.0922 | -61.7243 | -67.7622 | -73.2318 | -78.2354 | -82.8167 | -87.0113 | -91.0855 | -95.3661 | -99.2326 | -103.3059 | -107.1738 | -110.3984 | -114.2539 | -117.7071 | -121.1925 | -124.3264 | -127.5168 | -130.4852 | -133.3756 | -136.1266 | -138.8982 | -141.3139 | -143.6699 | -145.898 | -148.289 | -150.5397 | -152.7659 | -154.9645 | -157.1443 | -159.3069 | -161.4575 | -163.5992 | -164.3624
Northwest | Big Box-Retail | Minimum | October | Lighting | LDCEU/TDEF | Electric Load with Losses, Incl. Cogeneration | MW | 0 | -0.5133 | -1.4206 | -1.4597 | -1.4185 | -1.3523 | -1.5824 | -1.6365 | -5.448 | -9.3474 | -11.9601 | -12.6525 | -13.2482 | -12.7325 | -13.7725 | -15.2939 | -11.0106 | -9.1152 | -7.2375 | -5.1627 | -4.1097 | -3.1807 | -2.5874 | -2.599 | -2.3438 | -2.1493 | -2.0035 | -1.8975 | -1.8039 | -1.7204 | -1.6454 | -1.58 | -1.5253 | -1.474 | -1.4308 | -1.3907 | -1.3491 | -1.3161 | -1.2825 | -1.2511 | -1.2188 | -1.1879 | -1.1564 | -1.1248 | -1.0926 | -1.0605 | -1.0264 | -0.9917 | -0.956 | -0.9207 | -0.8843 | -0.8471 | -0.8091 | -0.7704 | -0.7308 | -0.6905 | -0.6492 | -0.6042
Northwest | Big Box-Retail | Minimum | October | Air Conditioning | LDCEU/TDEF | Electric Load with Losses, Incl. Cogeneration | MW | -0.0006 | 0.0439 | 0.0789 | 0.1221 | 0.1674 | 0.2393 | 0.2158 | 0.2558 | 0.2868 | 0.3507 | 0.4476 | 0.4263 | 0.3893 | 0.3862 | 0.347 | 0.3418 | 0.3498 | 0.2979 | 0.2747 | 0.2309 | 0.1804 | 0.138 | 0.1048 | 0.0758 | 0.0649 | 0.0322 | 0.0041 | -0.0208 | -0.0427 | -0.0615 | -0.1176 | -0.1693 | -0.2187 | -0.2627 | -0.3047 | -0.3423 | -0.3745 | -0.4075 | -0.4361 | -0.4632 | -0.4872 | -0.5094 | -0.5293 | -0.5477 | -0.5641 | -0.5799 | -0.5934 | -0.6052 | -0.6156 | -0.6262 | -0.6352 | -0.6434 | -0.651 | -0.6577 | -0.6641 | -0.6701 | -0.6753 | -0.6748
Northwest | Big Box-Retail | Minimum | October | Other Non-Substitutables | LDCEU/TDEF | Electric Load with Losses, Incl. Cogeneration | MW | 0 | 0 | 0 | 0 | 0 | 0 | 0 | 0 | 0 | 0 | 0 | 0 | -0.238 | -0.5153 | -0.7066 | -0.7879 | -1.0629 | -0.9765 | -0.9616 | -1.0421 | -1.0196 | -0.9441 | -0.8543 | -0.7814 | -0.804 | -0.8223 | -0.8347 | -0.8422 | -0.8457 | -0.8461 | -0.8438 | -0.8407 | -0.8389 | -0.8346 | -0.8317 | -0.8278 | -0.8202 | -0.8164 | -0.8103 | -0.8043 | -0.7963 | -0.7886 | -0.7796 | -0.77 | -0.7595 | -0.7488 | -0.7364 | -0.7234 | -0.7096 | -0.6963 | -0.6819 | -0.6671 | -0.652 | -0.6364 | -0.6203 | -0.6038 | -0.5868 | -0.5658
Northwest | Big Box-Retail | Minimum | November | Space Heating | LDCEU/TDEF | Electric Load with Losses, Incl. Cogeneration | MW | -0.1499 | -0.3678 | -0.4885 | -1.0814 | -1.256 | -1.3838 | -2.0542 | -2.8939 | -2.6691 | -2.9845 | -2.8116 | -2.9123 | -3.286 | -3.2348 | -3.5536 | -3.3198 | -3.3093 | -3.2584 | -3.0922 | -2.7501 | -2.672 | -2.5285 | -2.4583 | -1.9448 | -2.6852 | -2.7204 | -2.7623 | -2.8041 | -2.8461 | -2.8871 | -2.9287 | -2.9782 | -3.0469 | -3.111 | -3.1907 | -3.2676 | -3.3318 | -3.4197 | -3.4971 | -3.5795 | -3.6547 | -3.7303 | -3.8012 | -3.8708 | -3.9349 | -4.001 | -4.0566 | -4.1084 | -4.1549 | -4.2057 | -4.2493 | -4.2904 | -4.3291 | -4.3639 | -4.3967 | -4.4276 | -4.4547 | -4.4485
Northwest | Big Box-Retail | Minimum | November | Water Heating | LDCEU/TDEF | Electric Load with Losses, Incl. Cogeneration | MW | 0 | 0 | 0 | 0 | 0 | 0 | 0 | 0 | 0 | 0 | 0 | 0 | 0 | 0 | 0 | 0 | 0 | 0 | 0 | 0 | 0 | 0 | -0.0015 | -0.0026 | -0.0029 | -0.0022 | -0.0011 | 0.0001 | 0.0017 | 0.0034 | 0.0053 | 0.0074 | 0.0098 | 0.0123 | 0.0149 | 0.0177 | 0.0203 | 0.0233 | 0.0262 | 0.0292 | 0.0319 | 0.0348 | 0.0375 | 0.04 | 0.0427 | 0.0452 | 0.0474 | 0.0498 | 0.0519 | 0.0541 | 0.0561 | 0.0581 | 0.0601 | 0.062 | 0.0638 | 0.0656 | 0.0673 | 0.0683
Northwest | Big Box-Retail | Minimum | November | Other Substitutables | LDCEU/TDEF | Electric Load with Losses, Incl. Cogeneration | MW | 0 | 0 | 0 | 0 | 0 | 0 | 0 | 0 | 0 | 0 | 0 | 0 | -0.001 | -0.0044 | -0.0055 | -0.0058 | -0.0084 | -0.0112 | -0.0106 | -0.0109 | -0.0106 | -0.0098 | -0.0092 | -0.0083 | 0.0011 | 0.0164 | 0.0313 | 0.0459 | 0.0603 | 0.0745 | 0.0885 | 0.1026 | 0.1176 | 0.1319 | 0.1469 | 0.1615 | 0.1744 | 0.1888 | 0.202 | 0.2149 | 0.2267 | 0.2382 | 0.2489 | 0.2588 | 0.2678 | 0.2765 | 0.2838 | 0.2906 | 0.2967 | 0.3026 | 0.3077 | 0.3122 | 0.3163 | 0.3199 | 0.3229 | 0.3256 | 0.3277 | 0.3275
Northwest | Big Box-Retail | Minimum | November | Refrigeration | LDCEU/TDEF | Electric Load with Losses, Incl. Cogeneration | MW | 0 | 0 | 0 | 0 | 0 | 0 | 0 | 0 | 0 | 0 | 0 | 0 | -0.4649 | -1.1724 | -1.8822 | -2.6619 | -2.8955 | -14.3206 | -24.3566 | -34.679 | -42.0851 | -45.915 | -49.1996 | -49.5841 | -56.4254 | -63.2044 | -69.3736 | -74.9652 | -80.0811 | -84.7658 | -89.0554 | -93.2161 | -97.6031 | -101.5594 | -105.7303 | -109.6869 | -112.9895 | -116.935 | -120.4669 | -124.0333 | -127.2368 | -130.4931 | -133.5212 | -136.4645 | -139.2691 | -142.1015 | -144.5663 | -146.969 | -149.2334 | -151.6693 | -153.9605 | -156.2252 | -158.4624 | -160.6802 | -162.88 | -165.0673 | -167.245 | -168.0234
Northwest | Big Box-Retail | Minimum | November | Lighting | LDCEU/TDEF | Electric Load with Losses, Incl. Cogeneration | MW | 0 | -0.4892 | -1.3591 | -1.3968 | -1.3578 | -1.2946 | -1.515 | -1.5669 | -5.22 | -8.9568 | -11.4611 | -12.1239 | -12.6954 | -12.2047 | -13.1996 | -14.6533 | -10.5517 | -8.7385 | -6.9388 | -4.9526 | -3.9443 | -3.0548 | -2.4886 | -2.4993 | -2.2568 | -2.0725 | -1.9348 | -1.8353 | -1.7471 | -1.6684 | -1.5974 | -1.5352 | -1.4833 | -1.4345 | -1.3932 | -1.3549 | -1.315 | -1.2833 | -1.2508 | -1.2206 | -1.1891 | -1.1591 | -1.1284 | -1.0976 | -1.0662 | -1.0348 | -1.0014 | -0.9674 | -0.9325 | -0.8979 | -0.8622 | -0.8257 | -0.7885 | -0.7506 | -0.7118 | -0.6722 | -0.6318 | -0.5877
Northwest | Big Box-Retail | Minimum | November | Air Conditioning | LDCEU/TDEF | Electric Load with Losses, Incl. Cogeneration | MW | -0.0002 | 0.0152 | 0.0273 | 0.0422 | 0.0578 | 0.0826 | 0.0747 | 0.0887 | 0.0992 | 0.1213 | 0.1543 | 0.147 | 0.1343 | 0.1331 | 0.1194 | 0.1175 | 0.1202 | 0.1021 | 0.094 | 0.0785 | 0.0608 | 0.0459 | 0.034 | 0.0242 | 0.0202 | 0.0086 | -0.0016 | -0.0105 | -0.0183 | -0.025 | -0.045 | -0.0634 | -0.0811 | -0.0968 | -0.1117 | -0.1252 | -0.1367 | -0.1485 | -0.1587 | -0.1685 | -0.177 | -0.185 | -0.192 | -0.1986 | -0.2045 | -0.2101 | -0.2149 | -0.2192 | -0.2229 | -0.2267 | -0.2299 | -0.2328 | -0.2356 | -0.2379 | -0.2402 | -0.2424 | -0.2442 | -0.2441
Northwest | Big Box-Retail | Minimum | November | Other Non-Substitutables | LDCEU/TDEF | Electric Load with Losses, Incl. Cogeneration | MW | 0 | 0 | 0 | 0 | 0 | 0 | 0 | 0 | 0 | 0 | 0 | 0 | -0.2351 | -0.5082 | -0.6973 | -0.7809 | -1.0477 | -0.9678 | -0.9547 | -1.0324 | -1.0119 | -0.9377 | -0.85 | -0.7791 | -0.8015 | -0.8197 | -0.832 | -0.8393 | -0.8429 | -0.8431 | -0.8407 | -0.8375 | -0.8357 | -0.8314 | -0.8285 | -0.8246 | -0.817 | -0.8131 | -0.8068 | -0.8008 | -0.7928 | -0.785 | -0.776 | -0.7663 | -0.7557 | -0.7451 | -0.7326 | -0.7195 | -0.7057 | -0.6923 | -0.6779 | -0.6632 | -0.6479 | -0.6322 | -0.6161 | -0.5996 | -0.5827 | -0.5617
Northwest | Big Box-Retail | Minimum | December | Space Heating | LDCEU/TDEF | Electric Load with Losses, Incl. Cogeneration | MW | -0.1609 | -0.409 | -0.6294 | -1.3293 | -1.6459 | -1.7742 | -2.6863 | -3.3485 | -3.4059 | -3.7119 | -3.2323 | -3.4433 | -3.9498 | -4.0984 | -4.3156 | -4.4379 | -4.1865 | -3.9115 | -3.8457 | -3.5566 | -3.5037 | -3.1085 | -3.0045 | -2.7564 | -3.4543 | -3.5036 | -3.5629 | -3.6217 | -3.681 | -3.7388 | -3.7976 | -3.8676 | -3.9654 | -4.0564 | -4.1684 | -4.2759 | -4.3666 | -4.4886 | -4.5965 | -4.7111 | -4.8157 | -4.9202 | -5.0184 | -5.115 | -5.2049 | -5.2974 | -5.3756 | -5.4483 | -5.5135 | -5.5841 | -5.6453 | -5.7028 | -5.7574 | -5.8064 | -5.8528 | -5.8965 | -5.9352 | -5.9278
Northwest | Big Box-Retail | Minimum | December | Water Heating | LDCEU/TDEF | Electric Load with Losses, Incl. Cogeneration | MW | 0 | 0 | 0 | 0 | 0 | 0 | 0 | 0 | 0 | 0 | 0 | 0 | 0 | 0 | 0 | 0 | 0 | 0 | 0 | 0 | 0 | 0 | -0.0016 | -0.0042 | -0.0035 | -0.0026 | -0.0013 | 0.0002 | 0.002 | 0.0042 | 0.0064 | 0.0088 | 0.0119 | 0.0148 | 0.018 | 0.0213 | 0.0245 | 0.028 | 0.0316 | 0.0351 | 0.0384 | 0.0418 | 0.045 | 0.0481 | 0.0513 | 0.0543 | 0.057 | 0.0598 | 0.0623 | 0.0649 | 0.0674 | 0.0699 | 0.0722 | 0.0745 | 0.0767 | 0.0788 | 0.0808 | 0.0821
Northwest | Big Box-Retail | Minimum | December | Other Substitutables | LDCEU/TDEF | Electric Load with Losses, Incl. Cogeneration | MW | 0 | 0 | 0 | 0 | 0 | 0 | 0 | 0 | 0 | 0 | 0 | 0 | -0.0011 | -0.0046 | -0.0056 | -0.0059 | -0.0085 | -0.0114 | -0.0108 | -0.0113 | -0.0109 | -0.0101 | -0.0094 | -0.0085 | 0.0011 | 0.0167 | 0.032 | 0.0469 | 0.0616 | 0.076 | 0.0902 | 0.1046 | 0.12 | 0.1345 | 0.1499 | 0.1648 | 0.178 | 0.1926 | 0.206 | 0.2193 | 0.2313 | 0.2431 | 0.2538 | 0.264 | 0.2732 | 0.282 | 0.2896 | 0.2965 | 0.3027 | 0.3087 | 0.3138 | 0.3185 | 0.3227 | 0.3264 | 0.3294 | 0.3321 | 0.3344 | 0.334
Northwest | Big Box-Retail | Minimum | December | Refrigeration | LDCEU/TDEF | Electric Load with Losses, Incl. Cogeneration | MW | 0 | 0 | 0 | 0 | 0 | 0 | 0 | 0 | 0 | 0 | 0 | 0 | -0.4795 | -1.2093 | -1.9405 | -2.744 | -2.9862 | -14.768 | -25.1132 | -35.7678 | -43.4112 | -47.3784 | -50.7855 | -51.1923 | -58.2516 | -65.2473 | -71.6134 | -77.384 | -82.6638 | -87.4986 | -91.9256 | -96.2179 | -100.7447 | -104.8261 | -109.1289 | -113.2098 | -116.6169 | -120.6863 | -124.3286 | -128.0067 | -131.3102 | -134.6669 | -137.7881 | -140.8206 | -143.7108 | -146.6302 | -149.1699 | -151.6453 | -153.9765 | -156.4857 | -158.8452 | -161.1769 | -163.4804 | -165.7638 | -168.0285 | -170.2803 | -172.5221 | -173.3244
Northwest | Big Box-Retail | Minimum | December | Lighting | LDCEU/TDEF | Electric Load with Losses, Incl. Cogeneration | MW | 0 | -0.4674 | -1.3013 | -1.3375 | -1.3005 | -1.2401 | -1.4514 | -1.5011 | -5.0025 | -8.584 | -10.9845 | -11.6194 | -12.1673 | -11.6986 | -12.6511 | -14.0416 | -10.1122 | -8.3759 | -6.6506 | -4.7476 | -3.7814 | -2.9292 | -2.3894 | -2.4001 | -2.1677 | -1.9912 | -1.8594 | -1.7643 | -1.6799 | -1.6046 | -1.5367 | -1.4771 | -1.4274 | -1.3805 | -1.3409 | -1.3042 | -1.2657 | -1.2353 | -1.2042 | -1.175 | -1.1447 | -1.1159 | -1.0862 | -1.0566 | -1.0264 | -0.9961 | -0.9639 | -0.9312 | -0.8976 | -0.8642 | -0.8298 | -0.7947 | -0.7589 | -0.7224 | -0.685 | -0.6469 | -0.608 | -0.5655
Northwest | Big Box-Retail | Minimum | December | Air Conditioning | LDCEU/TDEF | Electric Load with Losses, Incl. Cogeneration | MW | -0.0001 | 0.0084 | 0.0151 | 0.0233 | 0.0319 | 0.0457 | 0.0413 | 0.049 | 0.0548 | 0.0671 | 0.0852 | 0.0812 | 0.0742 | 0.0736 | 0.066 | 0.0649 | 0.0663 | 0.0563 | 0.0519 | 0.0433 | 0.0334 | 0.0253 | 0.0185 | 0.0132 | 0.0109 | 0.0045 | -0.0012 | -0.0061 | -0.0105 | -0.0143 | -0.0254 | -0.0356 | -0.0454 | -0.0541 | -0.0624 | -0.0698 | -0.0763 | -0.0829 | -0.0885 | -0.0939 | -0.0987 | -0.1031 | -0.107 | -0.1107 | -0.1139 | -0.1171 | -0.1197 | -0.1221 | -0.1242 | -0.1263 | -0.128 | -0.1297 | -0.1312 | -0.1325 | -0.1338 | -0.1349 | -0.1361 | -0.1359
Northwest | Big Box-Retail | Minimum | December | Other Non-Substitutables | LDCEU/TDEF | Electric Load with Losses, Incl. Cogeneration | MW | 0 | 0 | 0 | 0 | 0 | 0 | 0 | 0 | 0 | 0 | 0 | 0 | -0.2397 | -0.5178 | -0.7106 | -0.7971 | -1.0679 | -0.9879 | -0.9748 | -1.053 | -1.0322 | -0.9569 | -0.8676 | -0.7955 | -0.8183 | -0.8368 | -0.8493 | -0.8569 | -0.8605 | -0.8607 | -0.8583 | -0.855 | -0.8531 | -0.8487 | -0.8457 | -0.8416 | -0.8339 | -0.8299 | -0.8235 | -0.8173 | -0.8092 | -0.8011 | -0.7919 | -0.7821 | -0.7712 | -0.7603 | -0.7475 | -0.7342 | -0.7201 | -0.7063 | -0.6916 | -0.6765 | -0.6609 | -0.645 | -0.6285 | -0.6116 | -0.5943 | -0.5729
Northwest | Small Box-Retail | Peak | January | Space Heating | LDCEU/TDEF | Electric Load with Losses, Incl. Cogeneration | MW | -0.5776 | -0.7981 | -1.1877 | -2.3693 | -2.785 | -2.8266 | -4.3469 | -5.3523 | -5.4102 | -5.9071 | -4.8689 | -5.5881 | -5.8568 | -5.4747 | -6.2342 | -6.4101 | -5.7682 | -5.2069 | -5.1977 | -4.6883 | -4.6104 | -4.2716 | -4.0281 | -3.7734 | -4.5844 | -4.5775 | -4.587 | -4.6014 | -4.6194 | -4.6383 | -4.6614 | -4.6922 | -4.7341 | -4.7766 | -4.8286 | -4.8778 | -4.9232 | -4.9796 | -5.0296 | -5.0825 | -5.1329 | -5.1809 | -5.2264 | -5.2711 | -5.3103 | -5.3495 | -5.3831 | -5.412 | -5.4371 | -5.4629 | -5.482 | -5.4981 | -5.5116 | -5.52 | -5.5263 | -5.5304 | -5.5299 | -5.5128
Northwest | Small Box-Retail | Peak | January | Water Heating | LDCEU/TDEF | Electric Load with Losses, Incl. Cogeneration | MW | 0 | 0 | 0 | 0 | 0 | 0 | 0 | 0 | 0 | 0 | 0 | 0 | 0 | 0 | 0 | 0 | 0 | 0 | 0 | 0 | 0 | 0 | -0.0126 | -0.0302 | -0.02 | -0.0043 | 0.0146 | 0.0352 | 0.0577 | 0.0822 | 0.1074 | 0.1334 | 0.1611 | 0.1884 | 0.2166 | 0.2453 | 0.2726 | 0.3006 | 0.3282 | 0.355 | 0.3803 | 0.4053 | 0.429 | 0.4516 | 0.4733 | 0.494 | 0.513 | 0.5311 | 0.548 | 0.564 | 0.5792 | 0.5932 | 0.6062 | 0.6184 | 0.6297 | 0.6399 | 0.6493 | 0.6559
Northwest | Small Box-Retail | Peak | January | Other Substitutables | LDCEU/TDEF | Electric Load with Losses, Incl. Cogeneration | MW | 0 | 0 | 0 | 0 | 0 | 0 | 0 | 0 | 0 | 0 | 0 | 0 | -0.0006 | -0.0025 | -0.0022 | -0.0024 | -0.0028 | -0.0034 | -0.0033 | -0.0038 | -0.0038 | -0.0037 | -0.0039 | -0.0037 | 0.004 | 0.0134 | 0.0222 | 0.031 | 0.0395 | 0.0477 | 0.0557 | 0.0636 | 0.0713 | 0.0787 | 0.086 | 0.0928 | 0.0991 | 0.1055 | 0.1113 | 0.1167 | 0.1217 | 0.1264 | 0.1307 | 0.1345 | 0.1379 | 0.1411 | 0.1437 | 0.146 | 0.148 | 0.1498 | 0.1512 | 0.1523 | 0.1532 | 0.1537 | 0.154 | 0.1541 | 0.154 | 0.1534
Northwest | Small Box-Retail | Peak | January | Refrigeration | LDCEU/TDEF | Electric Load with Losses, Incl. Cogeneration | MW | 0 | 0 | 0 | 0 | 0 | 0 | 0 | 0 | 0 | 0 | 0 | 0 | -0.0144 | -0.0362 | -0.0575 | -0.0803 | -0.09 | -0.4593 | -0.7553 | -0.9831 | -1.2163 | -1.3609 | -1.5043 | -1.5662 | -1.7014 | -1.8253 | -1.9368 | -2.037 | -2.127 | -2.2081 | -2.281 | -2.348 | -2.4118 | -2.4686 | -2.5232 | -2.573 | -2.6155 | -2.6595 | -2.6983 | -2.7351 | -2.7677 | -2.7986 | -2.8265 | -2.8523 | -2.8759 | -2.8986 | -2.9178 | -2.9356 | -2.9516 | -2.968 | -2.9826 | -2.9966 | -3.0097 | -3.0221 | -3.034 | -3.0454 | -3.0564 | -3.0584
Northwest | Small Box-Retail | Peak | January | Lighting | LDCEU/TDEF | Electric Load with Losses, Incl. Cogeneration | MW | 0 | -3.1002 | -8.4012 | -8.5292 | -8.1908 | -7.7398 | -8.9817 | -9.2218 | -30.6873 | -52.5279 | -66.9639 | -70.615 | -73.551 | -70.3227 | -75.9132 | -84.1224 | -61.539 | -51.7269 | -43.1589 | -30.6905 | -25.0546 | -19.8731 | -16.7293 | -17.2479 | -15.453 | -14.064 | -13.0069 | -12.2233 | -11.5333 | -10.9214 | -10.3739 | -9.884 | -9.4467 | -9.0444 | -8.6797 | -8.3405 | -8.0161 | -7.7199 | -7.4348 | -7.1636 | -6.8993 | -6.6448 | -6.3953 | -6.1512 | -5.9106 | -5.6744 | -5.4381 | -5.2041 | -4.9712 | -4.7414 | -4.512 | -4.2834 | -4.0554 | -3.8279 | -3.6006 | -3.3736 | -3.1466 | -2.9146
Northwest | Small Box-Retail | Peak | January | Air Conditioning | LDCEU/TDEF | Electric Load with Losses, Incl. Cogeneration | MW | -0.0717 | 1.1943 | 2.1632 | 3.3628 | 4.5449 | 6.4052 | 5.7304 | 6.7621 | 7.468 | 8.9632 | 11.1533 | 10.4502 | 9.5148 | 9.491 | 8.7416 | 8.9 | 9.0696 | 8.0378 | 7.7546 | 7.0609 | 6.431 | 5.6238 | 5.045 | 4.4518 | 4.3436 | 3.8348 | 3.4103 | 3.0427 | 2.7314 | 2.4794 | 1.4266 | 0.4711 | -0.4008 | -1.1106 | -1.679 | -2.1706 | -2.6012 | -2.9941 | -3.3255 | -3.624 | -3.8881 | -4.1115 | -4.3078 | -4.4801 | -4.6197 | -4.7453 | -4.8517 | -4.9326 | -4.9991 | -5.0576 | -5.092 | -5.1177 | -5.1362 | -5.1368 | -5.1347 | -5.13 | -5.1115 | -5.0767
Northwest | Small Box-Retail | Peak | January | Other Non-Substitutables | LDCEU/TDEF | Electric Load with Losses, Incl. Cogeneration | MW | 0 | 0 | 0 | 0 | 0 | 0 | 0 | 0 | 0 | 0 | 0 | 0 | -1.6244 | -3.5103 | -4.8664 | -5.4873 | -7.4985 | -6.9135 | -7.0125 | -7.5361 | -7.6493 | -7.3474 | -6.9407 | -6.6512 | -6.8395 | -6.9734 | -7.0564 | -7.0975 | -7.1042 | -7.0827 | -7.0379 | -6.9769 | -6.9077 | -6.8233 | -6.7346 | -6.6371 | -6.5264 | -6.4199 | -6.3051 | -6.1881 | -6.0648 | -5.9402 | -5.8117 | -5.6809 | -5.5476 | -5.4138 | -5.2756 | -5.1361 | -4.995 | -4.8549 | -4.7131 | -4.5707 | -4.4277 | -4.2843 | -4.1402 | -3.9958 | -3.851 | -3.6978
Northwest | Small Box-Retail | Peak | February | Space Heating | LDCEU/TDEF | Electric Load with Losses, Incl. Cogeneration | MW | -1.6791 | -2.5376 | -3.3924 | -7.0351 | -8.1638 | -8.3229 | -12.9977 | -15.1526 | -16.1587 | -17.0961 | -15.1519 | -15.8052 | -17.3549 | -17.1458 | -17.2817 | -17.8301 | -17.1559 | -15.394 | -16.018 | -13.7801 | -13.1913 | -13.1736 | -11.4709 | -10.4736 | -13.3495 | -13.3233 | -13.3435 | -13.3784 | -13.4235 | -13.4719 | -13.5325 | -13.6151 | -13.7294 | -13.846 | -13.9897 | -14.1258 | -14.2518 | -14.4092 | -14.5483 | -14.6962 | -14.8373 | -14.9716 | -15.099 | -15.2239 | -15.3329 | -15.4423 | -15.5357 | -15.6158 | -15.685 | -15.7568 | -15.8089 | -15.8528 | -15.8892 | -15.911 | -15.9267 | -15.9363 | -15.9329 | -15.8824
Northwest | Small Box-Retail | Peak | February | Water Heating | LDCEU/TDEF | Electric Load with Losses, Incl. Cogeneration | MW | 0 | 0 | 0 | 0 | 0 | 0 | 0 | 0 | 0 | 0 | 0 | 0 | 0 | 0 | 0 | 0 | 0 | 0 | 0 | 0 | 0 | 0 | -0.0081 | -0.0189 | -0.014 | -0.003 | 0.0103 | 0.0247 | 0.0405 | 0.0576 | 0.0753 | 0.0936 | 0.1129 | 0.132 | 0.1518 | 0.1718 | 0.191 | 0.2106 | 0.23 | 0.2487 | 0.2665 | 0.284 | 0.3006 | 0.3164 | 0.3316 | 0.3462 | 0.3595 | 0.3721 | 0.3839 | 0.3951 | 0.4058 | 0.4155 | 0.4247 | 0.4332 | 0.441 | 0.4482 | 0.4548 | 0.4594
Northwest | Small Box-Retail | Peak | February | Other Substitutables | LDCEU/TDEF | Electric Load with Losses, Incl. Cogeneration | MW | 0 | 0 | 0 | 0 | 0 | 0 | 0 | 0 | 0 | 0 | 0 | 0 | -0.0005 | -0.0026 | -0.0023 | -0.0025 | -0.0029 | -0.0035 | -0.0035 | -0.004 | -0.0041 | -0.0039 | -0.0041 | -0.004 | 0.0042 | 0.014 | 0.0234 | 0.0326 | 0.0415 | 0.0502 | 0.0587 | 0.067 | 0.0752 | 0.0829 | 0.0906 | 0.0978 | 0.1045 | 0.1111 | 0.1172 | 0.123 | 0.1282 | 0.1331 | 0.1376 | 0.1417 | 0.1453 | 0.1485 | 0.1513 | 0.1538 | 0.1559 | 0.1577 | 0.1592 | 0.1603 | 0.1612 | 0.1618 | 0.1622 | 0.1623 | 0.1622 | 0.1615
Northwest | Small Box-Retail | Peak | February | Refrigeration | LDCEU/TDEF | Electric Load with Losses, Incl. Cogeneration | MW | 0 | 0 | 0 | 0 | 0 | 0 | 0 | 0 | 0 | 0 | 0 | 0 | -0.0117 | -0.0292 | -0.0463 | -0.0647 | -0.0725 | -0.3701 | -0.6088 | -0.7921 | -0.9802 | -1.0972 | -1.213 | -1.263 | -1.372 | -1.4719 | -1.5618 | -1.6425 | -1.7151 | -1.7806 | -1.8393 | -1.8933 | -1.9447 | -1.9905 | -2.0345 | -2.0746 | -2.1089 | -2.1443 | -2.1756 | -2.2053 | -2.2315 | -2.2565 | -2.2789 | -2.2997 | -2.3186 | -2.3368 | -2.3523 | -2.3666 | -2.3795 | -2.3926 | -2.4044 | -2.4156 | -2.4261 | -2.4362 | -2.4457 | -2.4549 | -2.4636 | -2.4652
Northwest | Small Box-Retail | Peak | February | Lighting | LDCEU/TDEF | Electric Load with Losses, Incl. Cogeneration | MW | 0 | -2.2747 | -6.2377 | -6.3357 | -6.0904 | -5.759 | -6.6843 | -6.8649 | -22.8901 | -39.1917 | -49.9719 | -52.6878 | -54.8759 | -52.5035 | -56.6435 | -62.7025 | -45.8907 | -38.6045 | -32.1731 | -22.8881 | -18.6823 | -14.8215 | -12.4879 | -12.8452 | -11.5146 | -10.4856 | -9.7034 | -9.1245 | -8.6144 | -8.1615 | -7.756 | -7.3928 | -7.0683 | -6.7694 | -6.4983 | -6.2459 | -6.0041 | -5.7834 | -5.5708 | -5.3683 | -5.1708 | -4.9806 | -4.7941 | -4.6115 | -4.4314 | -4.2546 | -4.0777 | -3.9024 | -3.728 | -3.5559 | -3.3839 | -3.2126 | -3.0419 | -2.8714 | -2.7011 | -2.531 | -2.3608 | -2.1871
Northwest | Small Box-Retail | Peak | February | Air Conditioning | LDCEU/TDEF | Electric Load with Losses, Incl. Cogeneration | MW | -0.0044 | 0.0748 | 0.1357 | 0.2111 | 0.2851 | 0.4015 | 0.3597 | 0.4248 | 0.469 | 0.5629 | 0.6996 | 0.6557 | 0.5974 | 0.5969 | 0.5484 | 0.5579 | 0.5702 | 0.5029 | 0.4858 | 0.4428 | 0.4033 | 0.3527 | 0.3163 | 0.279 | 0.272 | 0.24 | 0.2131 | 0.1899 | 0.1702 | 0.1543 | 0.088 | 0.0278 | -0.0272 | -0.0719 | -0.1076 | -0.1386 | -0.1657 | -0.1905 | -0.2114 | -0.2302 | -0.2468 | -0.2609 | -0.2732 | -0.2841 | -0.2929 | -0.3008 | -0.3075 | -0.3126 | -0.3169 | -0.3204 | -0.3226 | -0.3243 | -0.3255 | -0.3255 | -0.3254 | -0.325 | -0.3239 | -0.3217
Northwest | Small Box-Retail | Peak | February | Other Non-Substitutables | LDCEU/TDEF | Electric Load with Losses, Incl. Cogeneration | MW | 0 | 0 | 0 | 0 | 0 | 0 | 0 | 0 | 0 | 0 | 0 | 0 | -1.1928 | -2.5722 | -3.57 | -4.0416 | -5.493 | -5.0922 | -5.1657 | -5.5335 | -5.6169 | -5.3972 | -5.0989 | -4.8869 | -5.0255 | -5.1241 | -5.1853 | -5.2155 | -5.2205 | -5.2049 | -5.172 | -5.1273 | -5.0764 | -5.0145 | -4.9493 | -4.8775 | -4.7962 | -4.7181 | -4.6337 | -4.5478 | -4.4571 | -4.3656 | -4.2711 | -4.175 | -4.077 | -3.9786 | -3.8771 | -3.7746 | -3.6708 | -3.5679 | -3.4637 | -3.3591 | -3.254 | -3.1485 | -3.0427 | -2.9367 | -2.8303 | -2.7177
Northwest | Small Box-Retail | Peak | March | Space Heating | LDCEU/TDEF | Electric Load with Losses, Incl. Cogeneration | MW | -0.7561 | -1.1611 | -1.852 | -3.3881 | -4.1004 | -4.2631 | -6.706 | -7.9116 | -7.7382 | -9.0715 | -7.3274 | -7.4333 | -8.1119 | -8.7022 | -8.2538 | -9.5883 | -9.0525 | -8.078 | -7.9049 | -7.2353 | -6.4501 | -6.2624 | -5.5903 | -5.4232 | -6.5483 | -6.5292 | -6.5321 | -6.5421 | -6.5573 | -6.5741 | -6.5971 | -6.6307 | -6.679 | -6.7288 | -6.7918 | -6.8516 | -6.9066 | -6.977 | -7.0389 | -7.1051 | -7.1684 | -7.2287 | -7.2859 | -7.3422 | -7.3907 | -7.4396 | -7.481 | -7.5164 | -7.5467 | -7.5786 | -7.6011 | -7.6198 | -7.635 | -7.6433 | -7.6489 | -7.6515 | -7.6482 | -7.6229
Northwest | Small Box-Retail | Peak | March | Water Heating | LDCEU/TDEF | Electric Load with Losses, Incl. Cogeneration | MW | 0 | 0 | 0 | 0 | 0 | 0 | 0 | 0 | 0 | 0 | 0 | 0 | 0 | 0 | 0 | 0 | 0 | 0 | 0 | 0 | 0 | 0 | -0.007 | -0.0176 | -0.0118 | -0.0027 | 0.0085 | 0.0207 | 0.034 | 0.0484 | 0.0633 | 0.0788 | 0.0951 | 0.1113 | 0.1279 | 0.1448 | 0.161 | 0.1776 | 0.1938 | 0.2097 | 0.2247 | 0.2395 | 0.2535 | 0.2668 | 0.2798 | 0.2919 | 0.3032 | 0.314 | 0.3238 | 0.3334 | 0.3423 | 0.3506 | 0.3583 | 0.3656 | 0.3722 | 0.3782 | 0.3839 | 0.3878
Northwest | Small Box-Retail | Peak | March | Other Substitutables | LDCEU/TDEF | Electric Load with Losses, Incl. Cogeneration | MW | 0 | 0 | 0 | 0 | 0 | 0 | 0 | 0 | 0 | 0 | 0 | 0 | -0.0005 | -0.0027 | -0.0023 | -0.0025 | -0.003 | -0.0035 | -0.0034 | -0.0041 | -0.0041 | -0.004 | -0.0042 | -0.004 | 0.0042 | 0.014 | 0.0234 | 0.0327 | 0.0416 | 0.0503 | 0.0588 | 0.0671 | 0.0753 | 0.0831 | 0.0907 | 0.098 | 0.1047 | 0.1113 | 0.1174 | 0.1232 | 0.1284 | 0.1334 | 0.1379 | 0.142 | 0.1456 | 0.1489 | 0.1517 | 0.1542 | 0.1563 | 0.1581 | 0.1595 | 0.1608 | 0.1616 | 0.1622 | 0.1626 | 0.1626 | 0.1625 | 0.1619
Northwest | Small Box-Retail | Peak | March | Refrigeration | LDCEU/TDEF | Electric Load with Losses, Incl. Cogeneration | MW | 0 | 0 | 0 | 0 | 0 | 0 | 0 | 0 | 0 | 0 | 0 | 0 | -0.0113 | -0.0283 | -0.0451 | -0.0629 | -0.0705 | -0.3594 | -0.5915 | -0.7698 | -0.9529 | -1.0665 | -1.179 | -1.2279 | -1.3339 | -1.431 | -1.5183 | -1.5968 | -1.6674 | -1.731 | -1.7881 | -1.8406 | -1.8906 | -1.9352 | -1.9779 | -2.0169 | -2.0503 | -2.0847 | -2.1152 | -2.144 | -2.1694 | -2.1937 | -2.2156 | -2.2358 | -2.2542 | -2.2719 | -2.2869 | -2.3008 | -2.3134 | -2.3262 | -2.3377 | -2.3485 | -2.3588 | -2.3685 | -2.3778 | -2.3867 | -2.3952 | -2.3968
Northwest | Small Box-Retail | Peak | March | Lighting | LDCEU/TDEF | Electric Load with Losses, Incl. Cogeneration | MW | 0 | -2.3233 | -6.3929 | -6.4942 | -6.2446 | -5.9058 | -6.8551 | -7.041 | -23.4907 | -40.2229 | -51.2894 | -54.0745 | -56.3191 | -53.8943 | -58.1337 | -64.3335 | -47.0904 | -39.6227 | -33.0106 | -23.4855 | -19.1689 | -15.2069 | -12.8005 | -13.1486 | -11.7888 | -10.7377 | -9.939 | -9.3484 | -8.8277 | -8.3652 | -7.951 | -7.5797 | -7.2481 | -6.9425 | -6.6651 | -6.4067 | -6.1594 | -5.9334 | -5.7155 | -5.5081 | -5.3057 | -5.1107 | -4.9195 | -4.7321 | -4.5475 | -4.3661 | -4.1846 | -4.0048 | -3.8258 | -3.6492 | -3.4727 | -3.297 | -3.1217 | -2.9466 | -2.7719 | -2.5972 | -2.4226 | -2.2443
Northwest | Small Box-Retail | Peak | March | Air Conditioning | LDCEU/TDEF | Electric Load with Losses, Incl. Cogeneration | MW | -0.0101 | 0.1715 | 0.3111 | 0.4842 | 0.6539 | 0.9206 | 0.8254 | 0.9748 | 1.0762 | 1.2913 | 1.6038 | 1.504 | 1.3701 | 1.3696 | 1.2577 | 1.2789 | 1.3079 | 1.152 | 1.1135 | 1.0155 | 0.9251 | 0.809 | 0.7254 | 0.6398 | 0.6237 | 0.5499 | 0.4884 | 0.435 | 0.3898 | 0.3531 | 0.2008 | 0.0625 | -0.0637 | -0.1663 | -0.2486 | -0.3197 | -0.382 | -0.4389 | -0.4868 | -0.5301 | -0.5683 | -0.6006 | -0.629 | -0.6539 | -0.6742 | -0.6924 | -0.7078 | -0.7195 | -0.7291 | -0.7376 | -0.7426 | -0.7463 | -0.7491 | -0.7492 | -0.7489 | -0.7482 | -0.7455 | -0.7406
Northwest | Small Box-Retail | Peak | March | Other Non-Substitutables | LDCEU/TDEF | Electric Load with Losses, Incl. Cogeneration | MW | 0 | 0 | 0 | 0 | 0 | 0 | 0 | 0 | 0 | 0 | 0 | 0 | -1.1809 | -2.546 | -3.5348 | -4.004 | -5.4334 | -5.0457 | -5.12 | -5.4818 | -5.5656 | -5.3474 | -5.0517 | -4.8428 | -4.9802 | -5.0779 | -5.1386 | -5.1685 | -5.1736 | -5.1581 | -5.1256 | -5.0812 | -5.0308 | -4.9694 | -4.9048 | -4.8338 | -4.7532 | -4.6756 | -4.5921 | -4.5069 | -4.4171 | -4.3264 | -4.2328 | -4.1375 | -4.0403 | -3.9428 | -3.8421 | -3.7406 | -3.6377 | -3.5357 | -3.4324 | -3.3287 | -3.2245 | -3.12 | -3.0151 | -2.91 | -2.8045 | -2.693
Northwest | Small Box-Retail | Peak | April | Space Heating | LDCEU/TDEF | Electric Load with Losses, Incl. Cogeneration | MW | -0.7961 | -1.1667 | -1.9034 | -3.3471 | -4.1729 | -4.3346 | -6.704 | -7.2682 | -8.3611 | -8.5291 | -7.9725 | -7.3999 | -8.5472 | -8.176 | -8.8744 | -9.9982 | -8.785 | -8.5143 | -8.4996 | -6.7561 | -6.6209 | -6.4125 | -6.3886 | -5.0552 | -6.6521 | -6.6366 | -6.644 | -6.6587 | -6.6785 | -6.6998 | -6.7274 | -6.7659 | -6.8197 | -6.875 | -6.9437 | -7.0086 | -7.0688 | -7.1445 | -7.2113 | -7.2825 | -7.3505 | -7.4152 | -7.4766 | -7.5369 | -7.5893 | -7.642 | -7.6869 | -7.7253 | -7.7584 | -7.793 | -7.8179 | -7.8387 | -7.8559 | -7.8659 | -7.8731 | -7.8773 | -7.875 | -7.8497
Northwest | Small Box-Retail | Peak | April | Water Heating | LDCEU/TDEF | Electric Load with Losses, Incl. Cogeneration | MW | 0 | 0 | 0 | 0 | 0 | 0 | 0 | 0 | 0 | 0 | 0 | 0 | 0 | 0 | 0 | 0 | 0 | 0 | 0 | 0 | 0 | 0 | -0.007 | -0.012 | -0.0097 | -0.0023 | 0.0067 | 0.0166 | 0.0274 | 0.039 | 0.0511 | 0.0635 | 0.0768 | 0.0898 | 0.1033 | 0.1169 | 0.13 | 0.1434 | 0.1565 | 0.1694 | 0.1815 | 0.1935 | 0.2048 | 0.2156 | 0.226 | 0.2359 | 0.245 | 0.2537 | 0.2617 | 0.2694 | 0.2767 | 0.2834 | 0.2896 | 0.2956 | 0.301 | 0.3058 | 0.3104 | 0.3136
Northwest | Small Box-Retail | Peak | April | Other Substitutables | LDCEU/TDEF | Electric Load with Losses, Incl. Cogeneration | MW | 0 | 0 | 0 | 0 | 0 | 0 | 0 | 0 | 0 | 0 | 0 | 0 | -0.0005 | -0.0027 | -0.0022 | -0.0025 | -0.0029 | -0.0035 | -0.0034 | -0.004 | -0.004 | -0.0039 | -0.004 | -0.0038 | 0.0043 | 0.0139 | 0.0232 | 0.0323 | 0.041 | 0.0496 | 0.058 | 0.0662 | 0.0742 | 0.0819 | 0.0894 | 0.0966 | 0.1031 | 0.1096 | 0.1157 | 0.1214 | 0.1266 | 0.1314 | 0.1358 | 0.1398 | 0.1434 | 0.1466 | 0.1494 | 0.1518 | 0.1539 | 0.1557 | 0.1572 | 0.1583 | 0.1592 | 0.1598 | 0.16 | 0.1602 | 0.1601 | 0.1594
Northwest | Small Box-Retail | Peak | April | Refrigeration | LDCEU/TDEF | Electric Load with Losses, Incl. Cogeneration | MW | 0 | 0 | 0 | 0 | 0 | 0 | 0 | 0 | 0 | 0 | 0 | 0 | -0.0112 | -0.028 | -0.0444 | -0.062 | -0.0694 | -0.3543 | -0.5827 | -0.7579 | -0.9375 | -1.0488 | -1.1585 | -1.2057 | -1.3099 | -1.4052 | -1.4911 | -1.5682 | -1.6376 | -1.7 | -1.7562 | -1.8078 | -1.8567 | -1.9005 | -1.9424 | -1.9807 | -2.0135 | -2.0474 | -2.0771 | -2.1055 | -2.1305 | -2.1543 | -2.1758 | -2.1956 | -2.2137 | -2.231 | -2.2458 | -2.2595 | -2.2717 | -2.2843 | -2.2955 | -2.3062 | -2.3163 | -2.3258 | -2.335 | -2.3436 | -2.3521 | -2.3536
Northwest | Small Box-Retail | Peak | April | Lighting | LDCEU/TDEF | Electric Load with Losses, Incl. Cogeneration | MW | 0 | -2.3531 | -6.4855 | -6.5887 | -6.3364 | -5.9933 | -6.9567 | -7.1456 | -23.8462 | -40.8331 | -52.0688 | -54.8949 | -57.1718 | -54.7137 | -59.0116 | -65.2953 | -47.796 | -40.2191 | -33.4989 | -23.8285 | -19.4435 | -15.4196 | -12.96 | -13.2953 | -11.9159 | -10.8491 | -10.0377 | -9.437 | -8.9078 | -8.438 | -8.0176 | -7.6411 | -7.3049 | -6.9955 | -6.7147 | -6.4534 | -6.2034 | -5.9751 | -5.7552 | -5.546 | -5.3419 | -5.1454 | -4.9527 | -4.7641 | -4.5782 | -4.3955 | -4.2129 | -4.032 | -3.852 | -3.6744 | -3.4969 | -3.3201 | -3.1439 | -2.968 | -2.7923 | -2.6167 | -2.4411 | -2.2618
Northwest | Small Box-Retail | Peak | April | Air Conditioning | LDCEU/TDEF | Electric Load with Losses, Incl. Cogeneration | MW | -0.0128 | 0.213 | 0.3866 | 0.6016 | 0.8126 | 1.1439 | 1.0245 | 1.2086 | 1.3348 | 1.6024 | 1.993 | 1.8697 | 1.7015 | 1.7023 | 1.5619 | 1.5866 | 1.6243 | 1.429 | 1.381 | 1.2607 | 1.1482 | 1.004 | 0.8999 | 0.7937 | 0.775 | 0.6844 | 0.6086 | 0.5431 | 0.4876 | 0.4426 | 0.255 | 0.0847 | -0.0706 | -0.1972 | -0.2985 | -0.3861 | -0.4629 | -0.5329 | -0.592 | -0.6453 | -0.6923 | -0.7321 | -0.7671 | -0.7978 | -0.8228 | -0.8451 | -0.8641 | -0.8785 | -0.8904 | -0.9008 | -0.9069 | -0.9115 | -0.9149 | -0.915 | -0.9146 | -0.9137 | -0.9105 | -0.9043
Northwest | Small Box-Retail | Peak | April | Other Non-Substitutables | LDCEU/TDEF | Electric Load with Losses, Incl. Cogeneration | MW | 0 | 0 | 0 | 0 | 0 | 0 | 0 | 0 | 0 | 0 | 0 | 0 | -1.1639 | -2.5104 | -3.485 | -3.9427 | -5.3543 | -4.9687 | -5.0401 | -5.3962 | -5.4752 | -5.2577 | -4.963 | -4.7544 | -4.8895 | -4.9857 | -5.0455 | -5.075 | -5.0801 | -5.0651 | -5.0332 | -4.9897 | -4.9404 | -4.8801 | -4.8167 | -4.7471 | -4.668 | -4.5919 | -4.5099 | -4.4263 | -4.3382 | -4.2492 | -4.1574 | -4.0639 | -3.9686 | -3.8729 | -3.7742 | -3.6746 | -3.5737 | -3.4736 | -3.3723 | -3.2706 | -3.1684 | -3.0658 | -2.963 | -2.8598 | -2.7563 | -2.647
Northwest | Small Box-Retail | Peak | May | Space Heating | LDCEU/TDEF | Electric Load with Losses, Incl. Cogeneration | MW | -0.2933 | -0.4775 | -0.7408 | -1.6471 | -1.3722 | -2.0374 | -3.1375 | -3.2741 | -3.0303 | -3.9107 | -3.3214 | -3.2039 | -3.3056 | -3.2684 | -3.7514 | -3.8717 | -3.5408 | -4.1625 | -4.1638 | -3.089 | -2.71 | -2.5482 | -2.4831 | -2.1483 | -2.7641 | -2.7511 | -2.7469 | -2.7456 | -2.7464 | -2.7479 | -2.752 | -2.7605 | -2.7744 | -2.7893 | -2.8095 | -2.8286 | -2.8461 | -2.8698 | -2.8904 | -2.9128 | -2.9343 | -2.955 | -2.9746 | -2.994 | -3.0103 | -3.0268 | -3.0406 | -3.0521 | -3.062 | -3.0725 | -3.0794 | -3.0848 | -3.0891 | -3.0906 | -3.0912 | -3.0907 | -3.0879 | -3.0766
Northwest | Small Box-Retail | Peak | May | Water Heating | LDCEU/TDEF | Electric Load with Losses, Incl. Cogeneration | MW | 0 | 0 | 0 | 0 | 0 | 0 | 0 | 0 | 0 | 0 | 0 | 0 | 0 | 0 | 0 | 0 | 0 | 0 | 0 | 0 | 0 | 0 | -0.0045 | -0.0101 | -0.0073 | -0.0018 | 0.0048 | 0.012 | 0.0199 | 0.0285 | 0.0374 | 0.0465 | 0.0562 | 0.0658 | 0.0756 | 0.0856 | 0.0952 | 0.1051 | 0.1147 | 0.1242 | 0.1331 | 0.1419 | 0.1502 | 0.1581 | 0.1657 | 0.1729 | 0.1797 | 0.1861 | 0.192 | 0.1976 | 0.2029 | 0.2079 | 0.2125 | 0.2169 | 0.2208 | 0.2244 | 0.2278 | 0.2301
Northwest | Small Box-Retail | Peak | May | Other Substitutables | LDCEU/TDEF | Electric Load with Losses, Incl. Cogeneration | MW | 0 | 0 | 0 | 0 | 0 | 0 | 0 | 0 | 0 | 0 | 0 | 0 | -0.0005 | -0.0025 | -0.0021 | -0.0024 | -0.0028 | -0.0032 | -0.0033 | -0.0037 | -0.0037 | -0.0036 | -0.0037 | -0.0035 | 0.0043 | 0.0136 | 0.0226 | 0.0313 | 0.0399 | 0.0481 | 0.0561 | 0.0641 | 0.0718 | 0.0792 | 0.0864 | 0.0933 | 0.0996 | 0.106 | 0.1117 | 0.1172 | 0.1222 | 0.1268 | 0.1311 | 0.135 | 0.1384 | 0.1415 | 0.1442 | 0.1465 | 0.1485 | 0.1502 | 0.1516 | 0.1527 | 0.1535 | 0.1541 | 0.1544 | 0.1545 | 0.1544 | 0.1538
Northwest | Small Box-Retail | Peak | May | Refrigeration | LDCEU/TDEF | Electric Load with Losses, Incl. Cogeneration | MW | 0 | 0 | 0 | 0 | 0 | 0 | 0 | 0 | 0 | 0 | 0 | 0 | -0.0091 | -0.0228 | -0.0363 | -0.0507 | -0.0568 | -0.29 | -0.476 | -0.618 | -0.763 | -0.8529 | -0.9409 | -0.9774 | -1.0619 | -1.1395 | -1.2092 | -1.2717 | -1.328 | -1.3787 | -1.4242 | -1.466 | -1.5058 | -1.5412 | -1.5752 | -1.6062 | -1.6327 | -1.6601 | -1.6843 | -1.7072 | -1.7275 | -1.7468 | -1.7641 | -1.7802 | -1.7949 | -1.809 | -1.821 | -1.832 | -1.842 | -1.8522 | -1.8614 | -1.87 | -1.8782 | -1.886 | -1.8933 | -1.9004 | -1.9073 | -1.9085
Northwest | Small Box-Retail | Peak | May | Lighting | LDCEU/TDEF | Electric Load with Losses, Incl. Cogeneration | MW | 0 | -2.5318 | -6.8489 | -6.9528 | -6.6759 | -6.3077 | -7.3196 | -7.5149 | -24.9999 | -42.791 | -54.5496 | -57.5252 | -59.9146 | -57.2764 | -61.8334 | -68.5285 | -50.1251 | -42.1231 | -35.1457 | -24.98 | -20.3826 | -16.158 | -13.6002 | -14.0271 | -12.5519 | -11.4075 | -10.5343 | -9.8844 | -9.3134 | -8.8081 | -8.3571 | -7.9547 | -7.596 | -7.267 | -6.9692 | -6.693 | -6.4296 | -6.1895 | -5.959 | -5.74 | -5.5271 | -5.3223 | -5.1219 | -4.9261 | -4.7334 | -4.5441 | -4.3551 | -4.1679 | -3.9819 | -3.7983 | -3.6151 | -3.4326 | -3.2507 | -3.0693 | -2.888 | -2.707 | -2.5259 | -2.3409
Northwest | Small Box-Retail | Peak | May | Air Conditioning | LDCEU/TDEF | Electric Load with Losses, Incl. Cogeneration | MW | -0.0449 | 0.6847 | 1.2514 | 1.8477 | 2.7653 | 3.5229 | 3.137 | 3.7217 | 4.3355 | 4.9085 | 6.1649 | 5.9494 | 5.4772 | 5.4902 | 4.8644 | 4.9136 | 5.0387 | 4.4122 | 4.2489 | 3.8979 | 3.5253 | 3.1604 | 2.8283 | 2.5308 | 2.4483 | 2.171 | 1.94 | 1.7404 | 1.5718 | 1.4358 | 0.8588 | 0.3353 | -0.1415 | -0.5301 | -0.8415 | -1.1108 | -1.3468 | -1.5618 | -1.7432 | -1.9063 | -2.0507 | -2.1729 | -2.2803 | -2.3746 | -2.4509 | -2.5193 | -2.5774 | -2.6214 | -2.6578 | -2.6896 | -2.7082 | -2.722 | -2.732 | -2.732 | -2.7306 | -2.7279 | -2.7174 | -2.6984
Northwest | Small Box-Retail | Peak | May | Other Non-Substitutables | LDCEU/TDEF | Electric Load with Losses, Incl. Cogeneration | MW | 0 | 0 | 0 | 0 | 0 | 0 | 0 | 0 | 0 | 0 | 0 | 0 | -1.1202 | -2.4235 | -3.3572 | -3.7735 | -5.1805 | -4.7522 | -4.8119 | -5.1722 | -5.2381 | -5.0274 | -4.7411 | -4.5324 | -4.6613 | -4.7528 | -4.8097 | -4.8379 | -4.8428 | -4.8285 | -4.7981 | -4.7569 | -4.7098 | -4.6524 | -4.5921 | -4.5257 | -4.4504 | -4.3779 | -4.2998 | -4.2203 | -4.1363 | -4.0517 | -3.9643 | -3.8755 | -3.7849 | -3.6939 | -3.5999 | -3.5052 | -3.4093 | -3.3141 | -3.2178 | -3.121 | -3.0239 | -2.9264 | -2.8285 | -2.7304 | -2.6321 | -2.5279
Northwest | Small Box-Retail | Peak | June | Space Heating | LDCEU/TDEF | Electric Load with Losses, Incl. Cogeneration | MW | -0.0236 | -0.035 | -0.049 | -0.0912 | -0.1088 | -0.1087 | -0.1847 | -0.1698 | -0.2353 | -0.1934 | -0.1541 | -0.1769 | -0.2447 | -0.1733 | -0.2365 | -0.2886 | -0.1975 | -0.2629 | -0.2472 | -0.2137 | -0.1574 | -0.1774 | -0.1035 | -0.1256 | -0.1657 | -0.1647 | -0.1644 | -0.1642 | -0.1641 | -0.1641 | -0.1642 | -0.1646 | -0.1653 | -0.166 | -0.1671 | -0.168 | -0.169 | -0.1703 | -0.1714 | -0.1726 | -0.1738 | -0.1748 | -0.1759 | -0.177 | -0.1779 | -0.1788 | -0.1795 | -0.1801 | -0.1807 | -0.1812 | -0.1815 | -0.1818 | -0.1821 | -0.1821 | -0.1821 | -0.182 | -0.1819 | -0.1811
Northwest | Small Box-Retail | Peak | June | Water Heating | LDCEU/TDEF | Electric Load with Losses, Incl. Cogeneration | MW | 0 | 0 | 0 | 0 | 0 | 0 | 0 | 0 | 0 | 0 | 0 | 0 | 0 | 0 | 0 | 0 | 0 | 0 | 0 | 0 | 0 | 0 | -0.0024 | -0.0073 | -0.0051 | -0.0014 | 0.0032 | 0.0082 | 0.0136 | 0.0194 | 0.0256 | 0.0318 | 0.0385 | 0.045 | 0.0517 | 0.0587 | 0.0652 | 0.0719 | 0.0786 | 0.085 | 0.0912 | 0.0971 | 0.1028 | 0.1083 | 0.1136 | 0.1185 | 0.1232 | 0.1276 | 0.1317 | 0.1355 | 0.1392 | 0.1427 | 0.1458 | 0.1488 | 0.1516 | 0.1541 | 0.1564 | 0.1581
Northwest | Small Box-Retail | Peak | June | Other Substitutables | LDCEU/TDEF | Electric Load with Losses, Incl. Cogeneration | MW | 0 | 0 | 0 | 0 | 0 | 0 | 0 | 0 | 0 | 0 | 0 | 0 | -0.0005 | -0.002 | -0.0018 | -0.0019 | -0.0022 | -0.0026 | -0.0026 | -0.0029 | -0.0029 | -0.0027 | -0.0028 | -0.0026 | 0.0039 | 0.0115 | 0.0189 | 0.0261 | 0.0331 | 0.04 | 0.0465 | 0.0531 | 0.0594 | 0.0655 | 0.0715 | 0.0771 | 0.0823 | 0.0874 | 0.0922 | 0.0967 | 0.1009 | 0.1047 | 0.1081 | 0.1113 | 0.1142 | 0.1167 | 0.1189 | 0.1208 | 0.1223 | 0.1238 | 0.1249 | 0.1258 | 0.1264 | 0.127 | 0.1272 | 0.1273 | 0.1272 | 0.1267
Northwest | Small Box-Retail | Peak | June | Refrigeration | LDCEU/TDEF | Electric Load with Losses, Incl. Cogeneration | MW | 0 | 0 | 0 | 0 | 0 | 0 | 0 | 0 | 0 | 0 | 0 | 0 | -0.0098 | -0.0246 | -0.0392 | -0.0548 | -0.0612 | -0.3128 | -0.5119 | -0.6624 | -0.8153 | -0.9093 | -1.0003 | -1.0355 | -1.1255 | -1.2078 | -1.2819 | -1.3483 | -1.4082 | -1.4619 | -1.5102 | -1.5546 | -1.5967 | -1.6343 | -1.6702 | -1.703 | -1.7311 | -1.76 | -1.7855 | -1.8098 | -1.8312 | -1.8517 | -1.87 | -1.8872 | -1.9028 | -1.9177 | -1.9303 | -1.9421 | -1.9527 | -1.9636 | -1.9733 | -1.9825 | -1.9913 | -1.9996 | -2.0075 | -2.0151 | -2.0223 | -2.0236
Northwest | Small Box-Retail | Peak | June | Lighting | LDCEU/TDEF | Electric Load with Losses, Incl. Cogeneration | MW | 0 | -2.7974 | -7.3891 | -7.4941 | -7.1808 | -6.7753 | -7.8592 | -8.064 | -26.7157 | -45.7029 | -58.2392 | -61.4372 | -63.9915 | -61.0831 | -66.0229 | -73.3288 | -53.5811 | -44.9466 | -37.5827 | -26.6751 | -21.7581 | -17.2302 | -14.4822 | -15.0131 | -13.3999 | -12.1434 | -11.1795 | -10.4566 | -9.8241 | -9.2667 | -8.7715 | -8.3317 | -7.9412 | -7.5848 | -7.2637 | -6.9673 | -6.686 | -6.4304 | -6.1862 | -5.955 | -5.7311 | -5.5164 | -5.307 | -5.1028 | -4.9022 | -4.7056 | -4.5095 | -4.3156 | -4.1231 | -3.9334 | -3.7441 | -3.5558 | -3.368 | -3.1808 | -2.9939 | -2.8072 | -2.6207 | -2.43
Northwest | Small Box-Retail | Peak | June | Air Conditioning | LDCEU/TDEF | Electric Load with Losses, Incl. Cogeneration | MW | -0.4384 | 6.5889 | 12.3697 | 18.7853 | 25.3104 | 35.8711 | 31.5641 | 41.2057 | 40.5996 | 52.2395 | 67.2119 | 61.5581 | 52.1916 | 58.5239 | 49.5643 | 48.3684 | 52.8563 | 44.0304 | 41.7726 | 38.1336 | 36.2077 | 30.3597 | 32.0531 | 25.6829 | 25.1571 | 22.4766 | 20.2545 | 18.3406 | 16.7322 | 15.4454 | 9.8112 | 4.7069 | 0.0697 | -3.7166 | -6.7552 | -9.3832 | -11.6843 | -13.7775 | -15.5427 | -17.1292 | -18.5349 | -19.7236 | -20.768 | -21.6859 | -22.4264 | -23.0874 | -23.651 | -24.0765 | -24.4301 | -24.7366 | -24.9141 | -25.0455 | -25.1389 | -25.1344 | -25.1167 | -25.086 | -24.9794 | -24.7941
Northwest | Small Box-Retail | Peak | June | Other Non-Substitutables | LDCEU/TDEF | Electric Load with Losses, Incl. Cogeneration | MW | 0 | 0 | 0 | 0 | 0 | 0 | 0 | 0 | 0 | 0 | 0 | 0 | -1.1924 | -2.5944 | -3.5823 | -3.9778 | -5.5554 | -5.006 | -5.0552 | -5.4704 | -5.5223 | -5.2911 | -4.9772 | -4.7408 | -4.8759 | -4.9717 | -5.0315 | -5.061 | -5.0663 | -5.0514 | -5.0199 | -4.9771 | -4.9279 | -4.868 | -4.805 | -4.7358 | -4.6572 | -4.5816 | -4.5001 | -4.417 | -4.3296 | -4.2414 | -4.1504 | -4.0579 | -3.9636 | -3.8687 | -3.7708 | -3.6721 | -3.5723 | -3.4732 | -3.3729 | -3.2721 | -3.171 | -3.0694 | -2.9675 | -2.8654 | -2.763 | -2.6543
Northwest | Small Box-Retail | Peak | July | Space Heating | LDCEU/TDEF | Electric Load with Losses, Incl. Cogeneration | MW | -0.0154 | -0.0108 | -0.0167 | -0.0287 | -0.0443 | -0.0335 | -0.0826 | -0.0916 | -0.0988 | -0.0756 | -0.0616 | -0.0659 | -0.0774 | -0.0707 | -0.0744 | -0.101 | -0.071 | -0.1038 | -0.1171 | -0.0824 | -0.0588 | -0.0505 | -0.0493 | -0.0674 | -0.0708 | -0.0705 | -0.0705 | -0.0705 | -0.0706 | -0.0707 | -0.0709 | -0.0712 | -0.0715 | -0.072 | -0.0726 | -0.0731 | -0.0736 | -0.0743 | -0.0749 | -0.0755 | -0.0761 | -0.0766 | -0.0772 | -0.0777 | -0.0782 | -0.0786 | -0.0791 | -0.0794 | -0.0796 | -0.08 | -0.0801 | -0.0803 | -0.0805 | -0.0805 | -0.0806 | -0.0805 | -0.0805 | -0.0802
Northwest | Small Box-Retail | Peak | July | Water Heating | LDCEU/TDEF | Electric Load with Losses, Incl. Cogeneration | MW | 0 | 0 | 0 | 0 | 0 | 0 | 0 | 0 | 0 | 0 | 0 | 0 | 0 | 0 | 0 | 0 | 0 | 0 | 0 | 0 | 0 | 0 | -0.0017 | -0.0047 | -0.0029 | -0.0008 | 0.0019 | 0.0048 | 0.008 | 0.0114 | 0.0149 | 0.0186 | 0.0224 | 0.0262 | 0.0302 | 0.0342 | 0.0379 | 0.0419 | 0.0457 | 0.0495 | 0.0529 | 0.0565 | 0.0598 | 0.0629 | 0.066 | 0.069 | 0.0716 | 0.0741 | 0.0764 | 0.0788 | 0.0808 | 0.0829 | 0.0847 | 0.0865 | 0.0881 | 0.0894 | 0.0908 | 0.0917
Northwest | Small Box-Retail | Peak | July | Other Substitutables | LDCEU/TDEF | Electric Load with Losses, Incl. Cogeneration | MW | 0 | 0 | 0 | 0 | 0 | 0 | 0 | 0 | 0 | 0 | 0 | 0 | -0.0004 | -0.0016 | -0.0013 | -0.0015 | -0.0017 | -0.0022 | -0.0022 | -0.0024 | -0.0024 | -0.0023 | -0.0023 | -0.0022 | 0.0031 | 0.0094 | 0.0154 | 0.0215 | 0.0272 | 0.0328 | 0.0383 | 0.0437 | 0.0489 | 0.0539 | 0.0588 | 0.0635 | 0.0678 | 0.0721 | 0.076 | 0.0797 | 0.083 | 0.0862 | 0.0891 | 0.0917 | 0.0941 | 0.0961 | 0.098 | 0.0996 | 0.1009 | 0.102 | 0.1031 | 0.1037 | 0.1044 | 0.1047 | 0.105 | 0.105 | 0.1049 | 0.1045
Northwest | Small Box-Retail | Peak | July | Refrigeration | LDCEU/TDEF | Electric Load with Losses, Incl. Cogeneration | MW | 0 | 0 | 0 | 0 | 0 | 0 | 0 | 0 | 0 | 0 | 0 | 0 | -0.0083 | -0.0208 | -0.033 | -0.0463 | -0.0517 | -0.2641 | -0.432 | -0.5604 | -0.6901 | -0.7704 | -0.8496 | -0.8809 | -0.9573 | -1.0271 | -1.0901 | -1.1465 | -1.1973 | -1.243 | -1.2841 | -1.3218 | -1.3577 | -1.3897 | -1.4203 | -1.4483 | -1.4722 | -1.4968 | -1.5186 | -1.5393 | -1.5575 | -1.575 | -1.5908 | -1.6054 | -1.6187 | -1.6315 | -1.6423 | -1.6524 | -1.6615 | -1.6708 | -1.6792 | -1.6871 | -1.6946 | -1.7017 | -1.7084 | -1.715 | -1.7213 | -1.7224
Northwest | Small Box-Retail | Peak | July | Lighting | LDCEU/TDEF | Electric Load with Losses, Incl. Cogeneration | MW | 0 | -2.3815 | -6.0959 | -6.1744 | -5.8997 | -5.5559 | -6.4412 | -6.6038 | -21.7527 | -37.1846 | -47.3586 | -49.9831 | -52.0726 | -49.612 | -53.7214 | -59.8475 | -43.6762 | -36.5578 | -30.6791 | -21.7665 | -17.7752 | -14.0856 | -11.8959 | -12.466 | -11.1234 | -10.0771 | -9.2742 | -8.6716 | -8.1444 | -7.68 | -7.2676 | -6.9014 | -6.5765 | -6.2801 | -6.013 | -5.7665 | -5.5327 | -5.3203 | -5.1174 | -4.9254 | -4.7393 | -4.561 | -4.387 | -4.2175 | -4.051 | -3.8879 | -3.7251 | -3.5642 | -3.4045 | -3.2469 | -3.0897 | -2.9333 | -2.7775 | -2.6221 | -2.4669 | -2.3119 | -2.157 | -1.9987
Northwest | Small Box-Retail | Peak | July | Air Conditioning | LDCEU/TDEF | Electric Load with Losses, Incl. Cogeneration | MW | -0.4776 | 8.5191 | 15.8898 | 25.8038 | 30.691 | 46.5412 | 38.6836 | 46.2525 | 50.0951 | 65.5714 | 80.508 | 76.117 | 69.3689 | 71.2781 | 67.0195 | 62.7661 | 68.5234 | 55.8729 | 49.0861 | 47.5745 | 46.7807 | 39.9426 | 35.2305 | 29.1152 | 30.9874 | 27.7004 | 24.9742 | 22.6261 | 20.6522 | 19.0724 | 12.1691 | 5.9169 | 0.2394 | -4.3974 | -8.1197 | -11.3397 | -14.1594 | -16.7239 | -18.887 | -20.8309 | -22.5531 | -24.0103 | -25.29 | -26.4144 | -27.3212 | -28.1301 | -28.8199 | -29.3409 | -29.7738 | -30.1496 | -30.3671 | -30.528 | -30.6423 | -30.637 | -30.6154 | -30.5773 | -30.4468 | -30.2224
Northwest | Small Box-Retail | Peak | July | Other Non-Substitutables | LDCEU/TDEF | Electric Load with Losses, Incl. Cogeneration | MW | 0 | 0 | 0 | 0 | 0 | 0 | 0 | 0 | 0 | 0 | 0 | 0 | -0.9974 | -2.1765 | -2.9975 | -3.31 | -4.679 | -4.1633 | -4.2048 | -4.5854 | -4.6353 | -4.4463 | -4.1924 | -3.9989 | -4.1118 | -4.1915 | -4.241 | -4.2653 | -4.2691 | -4.256 | -4.229 | -4.1926 | -4.1508 | -4.1003 | -4.047 | -3.9884 | -3.922 | -3.8581 | -3.7892 | -3.7191 | -3.6452 | -3.5706 | -3.4938 | -3.4156 | -3.336 | -3.2559 | -3.1733 | -3.0899 | -3.0056 | -2.9218 | -2.837 | -2.7519 | -2.6665 | -2.5806 | -2.4945 | -2.4082 | -2.3216 | -2.2297
Northwest | Small Box-Retail | Peak | August | Space Heating | LDCEU/TDEF | Electric Load with Losses, Incl. Cogeneration | MW | -0.0126 | -0.0168 | -0.0333 | -0.0432 | -0.0434 | -0.0496 | -0.0816 | -0.1165 | -0.1011 | -0.1213 | -0.09 | -0.0852 | -0.0992 | -0.1184 | -0.1334 | -0.1288 | -0.1181 | -0.1337 | -0.1069 | -0.0827 | -0.0818 | -0.0685 | -0.0689 | -0.0617 | -0.0873 | -0.087 | -0.087 | -0.087 | -0.0872 | -0.0873 | -0.0876 | -0.088 | -0.0886 | -0.0891 | -0.0898 | -0.0906 | -0.0912 | -0.0921 | -0.0928 | -0.0936 | -0.0943 | -0.0951 | -0.0958 | -0.0964 | -0.097 | -0.0977 | -0.0982 | -0.0986 | -0.0989 | -0.0994 | -0.0996 | -0.0999 | -0.1 | -0.1001 | -0.1001 | -0.1002 | -0.1001 | -0.0997
Northwest | Small Box-Retail | Peak | August | Water Heating | LDCEU/TDEF | Electric Load with Losses, Incl. Cogeneration | MW | 0 | 0 | 0 | 0 | 0 | 0 | 0 | 0 | 0 | 0 | 0 | 0 | 0 | 0 | 0 | 0 | 0 | 0 | 0 | 0 | 0 | 0 | -0.0019 | -0.0044 | -0.0031 | -0.0008 | 0.002 | 0.0052 | 0.0086 | 0.0123 | 0.0161 | 0.02 | 0.0241 | 0.0282 | 0.0324 | 0.0367 | 0.0408 | 0.0451 | 0.0492 | 0.0532 | 0.057 | 0.0607 | 0.0644 | 0.0678 | 0.071 | 0.0742 | 0.0769 | 0.0797 | 0.0823 | 0.0847 | 0.0869 | 0.0891 | 0.0911 | 0.0929 | 0.0946 | 0.0962 | 0.0977 | 0.0986
Northwest | Small Box-Retail | Peak | August | Other Substitutables | LDCEU/TDEF | Electric Load with Losses, Incl. Cogeneration | MW | 0 | 0 | 0 | 0 | 0 | 0 | 0 | 0 | 0 | 0 | 0 | 0 | -0.0004 | -0.0017 | -0.0015 | -0.0017 | -0.0019 | -0.0024 | -0.0023 | -0.0026 | -0.0026 | -0.0025 | -0.0026 | -0.0025 | 0.0034 | 0.0102 | 0.0169 | 0.0233 | 0.0295 | 0.0356 | 0.0416 | 0.0474 | 0.0532 | 0.0586 | 0.064 | 0.0691 | 0.0737 | 0.0784 | 0.0826 | 0.0866 | 0.0903 | 0.0938 | 0.0969 | 0.0997 | 0.1023 | 0.1046 | 0.1065 | 0.1083 | 0.1098 | 0.111 | 0.112 | 0.1128 | 0.1134 | 0.1138 | 0.1141 | 0.1142 | 0.1141 | 0.1136
Northwest | Small Box-Retail | Peak | August | Refrigeration | LDCEU/TDEF | Electric Load with Losses, Incl. Cogeneration | MW | 0 | 0 | 0 | 0 | 0 | 0 | 0 | 0 | 0 | 0 | 0 | 0 | -0.009 | -0.0226 | -0.0358 | -0.0503 | -0.0562 | -0.2871 | -0.4702 | -0.61 | -0.7516 | -0.8391 | -0.9251 | -0.9595 | -1.0427 | -1.1188 | -1.1874 | -1.2488 | -1.3042 | -1.3539 | -1.3987 | -1.4398 | -1.4789 | -1.5137 | -1.5471 | -1.5775 | -1.6036 | -1.6304 | -1.6542 | -1.6767 | -1.6966 | -1.7156 | -1.7327 | -1.7486 | -1.7632 | -1.777 | -1.7889 | -1.7997 | -1.8097 | -1.8198 | -1.8289 | -1.8375 | -1.8456 | -1.8533 | -1.8606 | -1.8677 | -1.8745 | -1.8757
Northwest | Small Box-Retail | Peak | August | Lighting | LDCEU/TDEF | Electric Load with Losses, Incl. Cogeneration | MW | 0 | -2.5877 | -6.7193 | -6.8099 | -6.5154 | -6.141 | -7.1214 | -7.3039 | -24.1226 | -41.2503 | -52.5498 | -55.4497 | -57.763 | -55.0829 | -59.5961 | -66.3 | -48.414 | -40.5665 | -33.9888 | -24.1237 | -19.6938 | -15.6049 | -13.1505 | -13.7127 | -12.2436 | -11.0997 | -10.223 | -9.5664 | -8.9912 | -8.4842 | -8.0334 | -7.6327 | -7.2768 | -6.9517 | -6.6586 | -6.3877 | -6.1304 | -5.8966 | -5.6729 | -5.4611 | -5.2557 | -5.0588 | -4.8664 | -4.6789 | -4.4947 | -4.3139 | -4.1337 | -3.9553 | -3.7782 | -3.6035 | -3.4293 | -3.256 | -3.0831 | -2.9108 | -2.7387 | -2.5667 | -2.3949 | -2.2193
Northwest | Small Box-Retail | Peak | August | Air Conditioning | LDCEU/TDEF | Electric Load with Losses, Incl. Cogeneration | MW | -0.5815 | 8.5238 | 15.0399 | 25.4619 | 35.7568 | 47.1796 | 45.1621 | 49.8723 | 57.6906 | 64.5557 | 81.4449 | 81.0677 | 74.4961 | 69.0031 | 63.3945 | 66.4101 | 65.6879 | 58.4918 | 58.3915 | 55.5409 | 47.7965 | 41.7563 | 36.1325 | 35.0573 | 32.9051 | 29.393 | 26.478 | 23.9663 | 21.8535 | 20.1604 | 12.7951 | 6.1238 | 0.0638 | -4.8846 | -8.857 | -12.2935 | -15.3028 | -18.0408 | -20.3502 | -22.426 | -24.2646 | -25.8208 | -27.1874 | -28.3878 | -29.3564 | -30.221 | -30.9578 | -31.5148 | -31.9775 | -32.3795 | -32.6127 | -32.7856 | -32.9085 | -32.9043 | -32.8822 | -32.8426 | -32.7046 | -32.4657
Northwest | Small Box-Retail | Peak | August | Other Non-Substitutables | LDCEU/TDEF | Electric Load with Losses, Incl. Cogeneration | MW | 0 | 0 | 0 | 0 | 0 | 0 | 0 | 0 | 0 | 0 | 0 | 0 | -1.0863 | -2.3662 | -3.2637 | -3.618 | -5.0762 | -4.5527 | -4.6015 | -5.0002 | -5.0566 | -4.8495 | -4.5713 | -4.3623 | -4.4858 | -4.5732 | -4.6275 | -4.6542 | -4.6585 | -4.6444 | -4.615 | -4.5753 | -4.5299 | -4.4747 | -4.4166 | -4.3528 | -4.2803 | -4.2105 | -4.1355 | -4.0589 | -3.9783 | -3.897 | -3.8131 | -3.7278 | -3.6408 | -3.5534 | -3.4632 | -3.3722 | -3.2801 | -3.1887 | -3.0962 | -3.0033 | -2.91 | -2.8162 | -2.7223 | -2.6281 | -2.5335 | -2.4334
Northwest | Small Box-Retail | Peak | September | Space Heating | LDCEU/TDEF | Electric Load with Losses, Incl. Cogeneration | MW | -0.0273 | -0.0351 | -0.0524 | -0.1437 | -0.1262 | -0.1234 | -0.2163 | -0.2739 | -0.2545 | -0.2811 | -0.2238 | -0.3038 | -0.3373 | -0.2695 | -0.3519 | -0.3187 | -0.2673 | -0.2974 | -0.2193 | -0.2157 | -0.2331 | -0.1857 | -0.2317 | -0.2077 | -0.2224 | -0.2215 | -0.2212 | -0.2212 | -0.2214 | -0.2215 | -0.2219 | -0.2227 | -0.2239 | -0.2252 | -0.2269 | -0.2285 | -0.2299 | -0.2319 | -0.2336 | -0.2354 | -0.2372 | -0.239 | -0.2406 | -0.2422 | -0.2436 | -0.2449 | -0.2461 | -0.2471 | -0.2479 | -0.2487 | -0.2493 | -0.2498 | -0.2502 | -0.2503 | -0.2504 | -0.2504 | -0.2503 | -0.2493
Northwest | Small Box-Retail | Peak | September | Water Heating | LDCEU/TDEF | Electric Load with Losses, Incl. Cogeneration | MW | 0 | 0 | 0 | 0 | 0 | 0 | 0 | 0 | 0 | 0 | 0 | 0 | 0 | 0 | 0 | 0 | 0 | 0 | 0 | 0 | 0 | 0 | -0.0032 | -0.0069 | -0.0039 | -0.001 | 0.0027 | 0.0067 | 0.011 | 0.0157 | 0.0206 | 0.0257 | 0.031 | 0.0363 | 0.0417 | 0.0472 | 0.0525 | 0.0578 | 0.0632 | 0.0684 | 0.0732 | 0.0781 | 0.0827 | 0.087 | 0.0912 | 0.0952 | 0.0988 | 0.1024 | 0.1057 | 0.1088 | 0.1117 | 0.1144 | 0.1169 | 0.1193 | 0.1215 | 0.1234 | 0.1254 | 0.1266
Northwest | Small Box-Retail | Peak | September | Other Substitutables | LDCEU/TDEF | Electric Load with Losses, Incl. Cogeneration | MW | 0 | 0 | 0 | 0 | 0 | 0 | 0 | 0 | 0 | 0 | 0 | 0 | -0.0003 | -0.0013 | -0.0011 | -0.0012 | -0.0014 | -0.0017 | -0.0017 | -0.0019 | -0.0019 | -0.0018 | -0.0019 | -0.0018 | 0.0024 | 0.0073 | 0.012 | 0.0167 | 0.0212 | 0.0255 | 0.0298 | 0.034 | 0.0381 | 0.042 | 0.0458 | 0.0494 | 0.0528 | 0.0561 | 0.0592 | 0.062 | 0.0647 | 0.0671 | 0.0694 | 0.0714 | 0.0732 | 0.0749 | 0.0763 | 0.0775 | 0.0786 | 0.0795 | 0.0801 | 0.0807 | 0.0812 | 0.0815 | 0.0817 | 0.0818 | 0.0817 | 0.0813
Northwest | Small Box-Retail | Peak | September | Refrigeration | LDCEU/TDEF | Electric Load with Losses, Incl. Cogeneration | MW | 0 | 0 | 0 | 0 | 0 | 0 | 0 | 0 | 0 | 0 | 0 | 0 | -0.0099 | -0.0248 | -0.0394 | -0.0551 | -0.0617 | -0.315 | -0.5159 | -0.6694 | -0.825 | -0.9208 | -1.0151 | -1.0528 | -1.1442 | -1.2277 | -1.3029 | -1.3704 | -1.4311 | -1.4858 | -1.5348 | -1.58 | -1.6228 | -1.6611 | -1.6977 | -1.7311 | -1.7597 | -1.7892 | -1.8153 | -1.8399 | -1.8618 | -1.8826 | -1.9015 | -1.9189 | -1.9349 | -1.95 | -1.963 | -1.975 | -1.9859 | -1.997 | -2.007 | -2.0164 | -2.0253 | -2.0338 | -2.0419 | -2.0496 | -2.0571 | -2.0584
Northwest | Small Box-Retail | Peak | September | Lighting | LDCEU/TDEF | Electric Load with Losses, Incl. Cogeneration | MW | 0 | -2.207 | -5.7424 | -5.8204 | -5.5697 | -5.2504 | -6.0887 | -6.2451 | -20.6333 | -35.285 | -44.9522 | -47.4313 | -49.4094 | -47.1223 | -50.9772 | -56.7009 | -41.4077 | -34.7008 | -29.0673 | -20.6306 | -16.8408 | -13.3429 | -11.2324 | -11.6992 | -10.4464 | -9.4712 | -8.7237 | -8.1639 | -7.6736 | -7.2413 | -6.8568 | -6.5151 | -6.2117 | -5.9344 | -5.6844 | -5.4533 | -5.2339 | -5.0343 | -4.8435 | -4.6628 | -4.4874 | -4.3193 | -4.1551 | -3.9951 | -3.8378 | -3.6834 | -3.5296 | -3.3774 | -3.2262 | -3.077 | -2.9283 | -2.7803 | -2.6327 | -2.4856 | -2.3386 | -2.1918 | -2.0451 | -1.8951
Northwest | Small Box-Retail | Peak | September | Air Conditioning | LDCEU/TDEF | Electric Load with Losses, Incl. Cogeneration | MW | -0.2972 | 4.567 | 8.6758 | 11.3203 | 16.9074 | 24.155 | 21.2563 | 24.046 | 27.8541 | 32.2703 | 41.4684 | 35.8069 | 32.5253 | 34.7412 | 29.9665 | 32.2321 | 33.5222 | 28.8617 | 31.639 | 26.6804 | 22.2735 | 20.7609 | 16.9047 | 15.1736 | 15.9792 | 14.2529 | 12.8202 | 11.5851 | 10.5456 | 9.7123 | 6.0941 | 2.8156 | -0.165 | -2.5974 | -4.5492 | -6.2373 | -7.7156 | -9.0609 | -10.1955 | -11.2156 | -12.1191 | -12.8835 | -13.5549 | -14.1449 | -14.6212 | -15.0469 | -15.4094 | -15.6834 | -15.9108 | -16.1085 | -16.2233 | -16.3084 | -16.369 | -16.3671 | -16.3565 | -16.3374 | -16.2699 | -16.1511
Northwest | Small Box-Retail | Peak | September | Other Non-Substitutables | LDCEU/TDEF | Electric Load with Losses, Incl. Cogeneration | MW | 0 | 0 | 0 | 0 | 0 | 0 | 0 | 0 | 0 | 0 | 0 | 0 | -0.9777 | -2.1299 | -2.9381 | -3.2571 | -4.566 | -4.0992 | -4.1437 | -4.5019 | -4.5531 | -4.3657 | -4.1146 | -3.9267 | -4.0379 | -4.1166 | -4.1655 | -4.1896 | -4.1936 | -4.1809 | -4.1545 | -4.1187 | -4.0779 | -4.0282 | -3.9758 | -3.9185 | -3.8532 | -3.7905 | -3.7229 | -3.654 | -3.5814 | -3.5082 | -3.4327 | -3.3559 | -3.2776 | -3.1989 | -3.1177 | -3.0358 | -2.9529 | -2.8706 | -2.7873 | -2.7037 | -2.6197 | -2.5353 | -2.4507 | -2.3659 | -2.2809 | -2.1907
Northwest | Small Box-Retail | Peak | October | Space Heating | LDCEU/TDEF | Electric Load with Losses, Incl. Cogeneration | MW | -0.7445 | -1.3414 | -1.9797 | -3.6867 | -4.42 | -4.6358 | -6.5568 | -8.0368 | -8.2886 | -9.2646 | -6.9742 | -7.9224 | -8.5105 | -8.9319 | -9.8505 | -9.9908 | -9.4124 | -8.556 | -7.9171 | -7.0133 | -7.1486 | -5.7725 | -5.4934 | -5.8085 | -6.8015 | -6.7825 | -6.7865 | -6.7979 | -6.8145 | -6.8328 | -6.8575 | -6.8931 | -6.9441 | -6.9967 | -7.0629 | -7.1255 | -7.1834 | -7.2571 | -7.3219 | -7.3912 | -7.4574 | -7.5206 | -7.5805 | -7.6394 | -7.6902 | -7.7415 | -7.7849 | -7.8221 | -7.8538 | -7.8873 | -7.911 | -7.9306 | -7.9466 | -7.9555 | -7.9615 | -7.9646 | -7.9613 | -7.9349
Northwest | Small Box-Retail | Peak | October | Water Heating | LDCEU/TDEF | Electric Load with Losses, Incl. Cogeneration | MW | 0 | 0 | 0 | 0 | 0 | 0 | 0 | 0 | 0 | 0 | 0 | 0 | 0 | 0 | 0 | 0 | 0 | 0 | 0 | 0 | 0 | 0 | -0.0048 | -0.0134 | -0.0087 | -0.0019 | 0.0062 | 0.0151 | 0.0249 | 0.0355 | 0.0464 | 0.0576 | 0.0695 | 0.0813 | 0.0935 | 0.1059 | 0.1177 | 0.1299 | 0.1417 | 0.1533 | 0.1643 | 0.1751 | 0.1853 | 0.195 | 0.2045 | 0.2134 | 0.2216 | 0.2295 | 0.2367 | 0.2437 | 0.2502 | 0.2563 | 0.2619 | 0.2672 | 0.272 | 0.2765 | 0.2806 | 0.2834
Northwest | Small Box-Retail | Peak | October | Other Substitutables | LDCEU/TDEF | Electric Load with Losses, Incl. Cogeneration | MW | 0 | 0 | 0 | 0 | 0 | 0 | 0 | 0 | 0 | 0 | 0 | 0 | -0.0005 | -0.0025 | -0.0022 | -0.0025 | -0.0028 | -0.0034 | -0.0033 | -0.0038 | -0.0038 | -0.0037 | -0.0039 | -0.0038 | 0.0042 | 0.0135 | 0.0225 | 0.0314 | 0.04 | 0.0483 | 0.0565 | 0.0644 | 0.0723 | 0.0797 | 0.087 | 0.094 | 0.1004 | 0.1068 | 0.1127 | 0.1181 | 0.1232 | 0.128 | 0.1322 | 0.1361 | 0.1396 | 0.1427 | 0.1455 | 0.1478 | 0.1498 | 0.1516 | 0.153 | 0.1541 | 0.155 | 0.1555 | 0.1559 | 0.156 | 0.1558 | 0.1552
Northwest | Small Box-Retail | Peak | October | Refrigeration | LDCEU/TDEF | Electric Load with Losses, Incl. Cogeneration | MW | 0 | 0 | 0 | 0 | 0 | 0 | 0 | 0 | 0 | 0 | 0 | 0 | -0.0107 | -0.0267 | -0.0424 | -0.0592 | -0.0664 | -0.3384 | -0.5564 | -0.7237 | -0.8952 | -1.0018 | -1.1071 | -1.1523 | -1.2518 | -1.343 | -1.425 | -1.4986 | -1.565 | -1.6247 | -1.6783 | -1.7275 | -1.7744 | -1.8162 | -1.8563 | -1.8929 | -1.9242 | -1.9565 | -1.985 | -2.0121 | -2.036 | -2.0588 | -2.0792 | -2.0981 | -2.1155 | -2.1321 | -2.1462 | -2.1592 | -2.1709 | -2.1829 | -2.1937 | -2.2039 | -2.2136 | -2.2227 | -2.2314 | -2.2397 | -2.2477 | -2.2492
Northwest | Small Box-Retail | Peak | October | Lighting | LDCEU/TDEF | Electric Load with Losses, Incl. Cogeneration | MW | 0 | -2.3748 | -6.5037 | -6.6056 | -6.3491 | -6.0032 | -6.9676 | -7.1557 | -23.8545 | -40.8416 | -52.0746 | -54.9058 | -57.1856 | -54.7088 | -59.0261 | -65.3473 | -47.8235 | -40.2259 | -33.5276 | -23.8486 | -19.4647 | -15.4403 | -13.0074 | -13.3827 | -11.9931 | -10.918 | -10.1002 | -9.4945 | -8.961 | -8.4876 | -8.0638 | -7.6845 | -7.3459 | -7.0341 | -6.7513 | -6.4882 | -6.2365 | -6.0067 | -5.7855 | -5.5748 | -5.3696 | -5.1718 | -4.978 | -4.7883 | -4.6013 | -4.4176 | -4.234 | -4.0521 | -3.8709 | -3.6923 | -3.5139 | -3.3362 | -3.1589 | -2.9821 | -2.8053 | -2.6287 | -2.4523 | -2.272
Northwest | Small Box-Retail | Peak | October | Air Conditioning | LDCEU/TDEF | Electric Load with Losses, Incl. Cogeneration | MW | -0.0211 | 0.3534 | 0.6409 | 0.9969 | 1.3467 | 1.8968 | 1.6977 | 2.0039 | 2.2135 | 2.6564 | 3.305 | 3.0978 | 2.8215 | 2.8189 | 2.5902 | 2.6342 | 2.6922 | 2.3749 | 2.2932 | 2.0908 | 1.904 | 1.6652 | 1.5014 | 1.3171 | 1.2859 | 1.1351 | 1.0092 | 0.9003 | 0.8079 | 0.7332 | 0.4212 | 0.1381 | -0.1202 | -0.3305 | -0.4989 | -0.6446 | -0.7721 | -0.8886 | -0.9867 | -1.0751 | -1.1533 | -1.2195 | -1.2777 | -1.3288 | -1.3701 | -1.4074 | -1.4388 | -1.4628 | -1.4826 | -1.4999 | -1.5101 | -1.5176 | -1.5231 | -1.5233 | -1.5227 | -1.5213 | -1.5158 | -1.5055
Northwest | Small Box-Retail | Peak | October | Other Non-Substitutables | LDCEU/TDEF | Electric Load with Losses, Incl. Cogeneration | MW | 0 | 0 | 0 | 0 | 0 | 0 | 0 | 0 | 0 | 0 | 0 | 0 | -1.1428 | -2.4652 | -3.4208 | -3.8692 | -5.2653 | -4.8746 | -4.9434 | -5.297 | -5.3746 | -5.1634 | -4.8765 | -4.6717 | -4.8043 | -4.8986 | -4.957 | -4.986 | -4.9909 | -4.976 | -4.9446 | -4.9018 | -4.8533 | -4.794 | -4.7318 | -4.6633 | -4.5855 | -4.5107 | -4.4302 | -4.348 | -4.2614 | -4.174 | -4.0837 | -3.9919 | -3.8982 | -3.8042 | -3.7072 | -3.6093 | -3.5101 | -3.4118 | -3.3122 | -3.2122 | -3.1119 | -3.0111 | -2.91 | -2.8086 | -2.707 | -2.5994
Northwest | Small Box-Retail | Peak | November | Space Heating | LDCEU/TDEF | Electric Load with Losses, Incl. Cogeneration | MW | -0.7673 | -1.172 | -1.4317 | -3.0021 | -3.3304 | -3.6361 | -5.1823 | -7.166 | -6.5835 | -7.2821 | -6.923 | -7.076 | -7.7461 | -7.1206 | -7.7847 | -7.4829 | -7.3935 | -7.1741 | -6.7937 | -5.7248 | -5.6523 | -5.5564 | -5.5834 | -4.4579 | -5.7574 | -5.7439 | -5.7499 | -5.7622 | -5.7791 | -5.7973 | -5.8207 | -5.8537 | -5.9 | -5.9474 | -6.0064 | -6.0623 | -6.114 | -6.1792 | -6.2367 | -6.298 | -6.3564 | -6.4122 | -6.465 | -6.5169 | -6.562 | -6.6074 | -6.646 | -6.679 | -6.7075 | -6.7372 | -6.7584 | -6.7764 | -6.7911 | -6.7996 | -6.8057 | -6.809 | -6.807 | -6.7851
Northwest | Small Box-Retail | Peak | November | Water Heating | LDCEU/TDEF | Electric Load with Losses, Incl. Cogeneration | MW | 0 | 0 | 0 | 0 | 0 | 0 | 0 | 0 | 0 | 0 | 0 | 0 | 0 | 0 | 0 | 0 | 0 | 0 | 0 | 0 | 0 | 0 | -0.0109 | -0.0186 | -0.0143 | -0.0032 | 0.0105 | 0.0253 | 0.0414 | 0.0589 | 0.0769 | 0.0955 | 0.1153 | 0.1349 | 0.1551 | 0.1756 | 0.1952 | 0.2153 | 0.235 | 0.2543 | 0.2724 | 0.2904 | 0.3073 | 0.3234 | 0.339 | 0.3538 | 0.3675 | 0.3805 | 0.3926 | 0.404 | 0.4148 | 0.425 | 0.4343 | 0.443 | 0.451 | 0.4583 | 0.4651 | 0.4699
Northwest | Small Box-Retail | Peak | November | Other Substitutables | LDCEU/TDEF | Electric Load with Losses, Incl. Cogeneration | MW | 0 | 0 | 0 | 0 | 0 | 0 | 0 | 0 | 0 | 0 | 0 | 0 | -0.0004 | -0.0021 | -0.0018 | -0.002 | -0.0023 | -0.0028 | -0.0028 | -0.0032 | -0.0033 | -0.0032 | -0.0033 | -0.0032 | 0.0035 | 0.0112 | 0.0187 | 0.0261 | 0.0333 | 0.0402 | 0.047 | 0.0537 | 0.0602 | 0.0664 | 0.0726 | 0.0783 | 0.0836 | 0.0889 | 0.0939 | 0.0985 | 0.1027 | 0.1067 | 0.1102 | 0.1134 | 0.1163 | 0.119 | 0.1212 | 0.1232 | 0.1249 | 0.1263 | 0.1275 | 0.1285 | 0.1291 | 0.1297 | 0.1299 | 0.13 | 0.13 | 0.1295
Northwest | Small Box-Retail | Peak | November | Refrigeration | LDCEU/TDEF | Electric Load with Losses, Incl. Cogeneration | MW | 0 | 0 | 0 | 0 | 0 | 0 | 0 | 0 | 0 | 0 | 0 | 0 | -0.012 | -0.0303 | -0.048 | -0.0671 | -0.0753 | -0.3839 | -0.6314 | -0.8221 | -1.0173 | -1.1384 | -1.2587 | -1.3109 | -1.424 | -1.5278 | -1.621 | -1.7048 | -1.7802 | -1.8481 | -1.9091 | -1.9651 | -2.0185 | -2.0661 | -2.1117 | -2.1534 | -2.1891 | -2.2258 | -2.2584 | -2.2892 | -2.3164 | -2.3423 | -2.3657 | -2.3873 | -2.407 | -2.426 | -2.4421 | -2.457 | -2.4704 | -2.4841 | -2.4964 | -2.508 | -2.519 | -2.5294 | -2.5394 | -2.5489 | -2.5581 | -2.5598
Northwest | Small Box-Retail | Peak | November | Lighting | LDCEU/TDEF | Electric Load with Losses, Incl. Cogeneration | MW | 0 | -2.6284 | -7.1233 | -7.2319 | -6.9452 | -6.5627 | -7.6158 | -7.8193 | -26.0209 | -44.5404 | -56.7814 | -59.8773 | -62.3673 | -59.6308 | -64.3714 | -71.3321 | -52.183 | -43.8638 | -36.599 | -26.028 | -21.2501 | -16.8574 | -14.1973 | -14.641 | -13.1196 | -11.9424 | -11.0469 | -10.3834 | -9.7992 | -9.2807 | -8.8167 | -8.4013 | -8.0307 | -7.6894 | -7.3799 | -7.092 | -6.8166 | -6.5651 | -6.3229 | -6.0925 | -5.8679 | -5.6515 | -5.4394 | -5.2318 | -5.0273 | -4.8262 | -4.6253 | -4.4262 | -4.2281 | -4.0326 | -3.8374 | -3.6428 | -3.4489 | -3.2553 | -3.0619 | -2.8687 | -2.6755 | -2.4782
Northwest | Small Box-Retail | Peak | November | Air Conditioning | LDCEU/TDEF | Electric Load with Losses, Incl. Cogeneration | MW | -0.0385 | 0.6449 | 1.1678 | 1.8158 | 2.454 | 3.4583 | 3.0956 | 3.6542 | 4.0353 | 4.8422 | 6.0218 | 5.6416 | 5.1386 | 5.1248 | 4.7208 | 4.8076 | 4.8984 | 4.3417 | 4.1894 | 3.8135 | 3.4738 | 3.0378 | 2.7254 | 2.405 | 2.3461 | 2.0702 | 1.8399 | 1.6405 | 1.4716 | 1.3347 | 0.7641 | 0.2464 | -0.2263 | -0.6108 | -0.919 | -1.1854 | -1.4187 | -1.6316 | -1.8113 | -1.9731 | -2.1161 | -2.2373 | -2.3436 | -2.4371 | -2.5127 | -2.5808 | -2.6385 | -2.6824 | -2.7185 | -2.7502 | -2.7687 | -2.7827 | -2.7928 | -2.7931 | -2.7921 | -2.7895 | -2.7796 | -2.7607
Northwest | Small Box-Retail | Peak | November | Other Non-Substitutables | LDCEU/TDEF | Electric Load with Losses, Incl. Cogeneration | MW | 0 | 0 | 0 | 0 | 0 | 0 | 0 | 0 | 0 | 0 | 0 | 0 | -1.2679 | -2.739 | -3.7976 | -4.2848 | -5.8517 | -5.3984 | -5.4765 | -5.8847 | -5.9745 | -5.7397 | -5.4236 | -5.1988 | -5.3459 | -5.4504 | -5.5153 | -5.5473 | -5.5525 | -5.5356 | -5.5006 | -5.4529 | -5.3988 | -5.3328 | -5.2635 | -5.1872 | -5.1007 | -5.0174 | -4.9276 | -4.8362 | -4.7398 | -4.6424 | -4.5419 | -4.4397 | -4.3354 | -4.2308 | -4.1228 | -4.0137 | -3.9033 | -3.7939 | -3.683 | -3.5716 | -3.4598 | -3.3476 | -3.235 | -3.1221 | -3.0089 | -2.8891
Northwest | Small Box-Retail | Peak | December | Space Heating | LDCEU/TDEF | Electric Load with Losses, Incl. Cogeneration | MW | -0.7729 | -1.1683 | -1.7009 | -3.3927 | -3.995 | -4.2737 | -6.2083 | -7.5964 | -7.7258 | -8.2835 | -7.3118 | -7.6971 | -8.5703 | -8.2275 | -8.6052 | -9.1918 | -8.5506 | -7.7854 | -7.6883 | -6.7074 | -6.7107 | -6.1216 | -6.0894 | -5.7549 | -6.7127 | -6.7072 | -6.7258 | -6.7518 | -6.7829 | -6.8153 | -6.8537 | -6.9036 | -6.9702 | -7.0377 | -7.1188 | -7.1956 | -7.2668 | -7.354 | -7.4315 | -7.5133 | -7.5911 | -7.6651 | -7.7355 | -7.8044 | -7.8651 | -7.9257 | -7.9779 | -8.0229 | -8.0621 | -8.1022 | -8.1322 | -8.1576 | -8.1792 | -8.1931 | -8.2037 | -8.211 | -8.2115 | -8.1867
Northwest | Small Box-Retail | Peak | December | Water Heating | LDCEU/TDEF | Electric Load with Losses, Incl. Cogeneration | MW | 0 | 0 | 0 | 0 | 0 | 0 | 0 | 0 | 0 | 0 | 0 | 0 | 0 | 0 | 0 | 0 | 0 | 0 | 0 | 0 | 0 | 0 | -0.0123 | -0.0319 | -0.0183 | -0.004 | 0.0133 | 0.0323 | 0.0528 | 0.0753 | 0.0984 | 0.1223 | 0.1476 | 0.1727 | 0.1985 | 0.2248 | 0.2498 | 0.2755 | 0.3008 | 0.3254 | 0.3486 | 0.3714 | 0.3932 | 0.4139 | 0.4338 | 0.4528 | 0.4702 | 0.4868 | 0.5022 | 0.517 | 0.5308 | 0.5437 | 0.5556 | 0.5668 | 0.5771 | 0.5864 | 0.5951 | 0.6012
Northwest | Small Box-Retail | Peak | December | Other Substitutables | LDCEU/TDEF | Electric Load with Losses, Incl. Cogeneration | MW | 0 | 0 | 0 | 0 | 0 | 0 | 0 | 0 | 0 | 0 | 0 | 0 | -0.0005 | -0.0021 | -0.0019 | -0.0021 | -0.0023 | -0.0029 | -0.0029 | -0.0033 | -0.0034 | -0.0032 | -0.0034 | -0.0033 | 0.0036 | 0.0117 | 0.0195 | 0.0271 | 0.0346 | 0.0418 | 0.0488 | 0.0556 | 0.0624 | 0.0689 | 0.0752 | 0.0812 | 0.0868 | 0.0922 | 0.0973 | 0.1021 | 0.1064 | 0.1106 | 0.1143 | 0.1177 | 0.1206 | 0.1234 | 0.1257 | 0.1277 | 0.1295 | 0.131 | 0.1323 | 0.1332 | 0.134 | 0.1345 | 0.1347 | 0.1348 | 0.1347 | 0.1342
Northwest | Small Box-Retail | Peak | December | Refrigeration | LDCEU/TDEF | Electric Load with Losses, Incl. Cogeneration | MW | 0 | 0 | 0 | 0 | 0 | 0 | 0 | 0 | 0 | 0 | 0 | 0 | -0.0124 | -0.031 | -0.0494 | -0.069 | -0.0773 | -0.3944 | -0.6485 | -0.8439 | -1.0438 | -1.168 | -1.2912 | -1.3441 | -1.4602 | -1.5666 | -1.6622 | -1.7481 | -1.8255 | -1.8951 | -1.9576 | -2.015 | -2.0698 | -2.1186 | -2.1653 | -2.2081 | -2.2445 | -2.2822 | -2.3156 | -2.3472 | -2.375 | -2.4017 | -2.4256 | -2.4478 | -2.468 | -2.4874 | -2.5039 | -2.5191 | -2.5328 | -2.5469 | -2.5595 | -2.5714 | -2.5827 | -2.5935 | -2.6036 | -2.6134 | -2.6228 | -2.6245
Northwest | Small Box-Retail | Peak | December | Lighting | LDCEU/TDEF | Electric Load with Losses, Incl. Cogeneration | MW | 0 | -2.7378 | -7.4124 | -7.525 | -7.2259 | -6.8276 | -7.9231 | -8.1346 | -27.0656 | -46.3278 | -59.059 | -62.2798 | -64.8697 | -62.0197 | -66.9535 | -74.1994 | -54.2781 | -45.6207 | -38.0681 | -27.0706 | -22.1001 | -17.5308 | -14.772 | -15.242 | -13.6549 | -12.4263 | -11.4911 | -10.7978 | -10.1875 | -9.646 | -9.1618 | -8.7285 | -8.342 | -7.9863 | -7.6639 | -7.3641 | -7.0774 | -6.8157 | -6.5639 | -6.3243 | -6.0909 | -5.8661 | -5.6458 | -5.4302 | -5.218 | -5.0093 | -4.8008 | -4.5941 | -4.3886 | -4.1857 | -3.9832 | -3.7815 | -3.5802 | -3.3795 | -3.1789 | -2.9785 | -2.7782 | -2.5735
Northwest | Small Box-Retail | Peak | December | Air Conditioning | LDCEU/TDEF | Electric Load with Losses, Incl. Cogeneration | MW | -0.0356 | 0.5925 | 1.0731 | 1.6681 | 2.2545 | 3.1777 | 2.8416 | 3.3536 | 3.7044 | 4.4458 | 5.5342 | 5.1839 | 4.7212 | 4.7084 | 4.3371 | 4.4164 | 4.5001 | 3.9892 | 3.8475 | 3.5028 | 3.1899 | 2.7897 | 2.5027 | 2.2083 | 2.1548 | 1.9025 | 1.6921 | 1.51 | 1.3557 | 1.2308 | 0.7088 | 0.2351 | -0.1972 | -0.5491 | -0.8309 | -1.0746 | -1.2881 | -1.4829 | -1.6471 | -1.7951 | -1.926 | -2.0367 | -2.134 | -2.2194 | -2.2887 | -2.3509 | -2.4037 | -2.4437 | -2.4767 | -2.5056 | -2.5226 | -2.5354 | -2.5446 | -2.5448 | -2.5438 | -2.5415 | -2.5322 | -2.5149
Northwest | Small Box-Retail | Peak | December | Other Non-Substitutables | LDCEU/TDEF | Electric Load with Losses, Incl. Cogeneration | MW | 0 | 0 | 0 | 0 | 0 | 0 | 0 | 0 | 0 | 0 | 0 | 0 | -1.4067 | -3.0394 | -4.2134 | -4.7517 | -6.4962 | -5.9859 | -6.0702 | -6.5227 | -6.6194 | -6.3591 | -6.0075 | -5.7559 | -5.919 | -6.0346 | -6.1065 | -6.142 | -6.1478 | -6.1293 | -6.0904 | -6.0377 | -5.9778 | -5.9047 | -5.828 | -5.7436 | -5.6478 | -5.5556 | -5.4562 | -5.355 | -5.2484 | -5.1406 | -5.0294 | -4.9162 | -4.8008 | -4.685 | -4.5655 | -4.4449 | -4.3226 | -4.2015 | -4.0788 | -3.9556 | -3.8319 | -3.7078 | -3.5831 | -3.4582 | -3.3329 | -3.2004
Northwest | Small Box-Retail | Average | January | Space Heating | LDCEU/TDEF | Electric Load with Losses, Incl. Cogeneration | MW | -0.7717 | -1.0582 | -1.575 | -3.1395 | -3.6868 | -3.739 | -5.7514 | -7.0927 | -7.1689 | -7.8103 | -6.4434 | -7.4053 | -7.7541 | -7.2439 | -8.269 | -8.5133 | -7.6492 | -6.9056 | -6.8921 | -6.2104 | -6.1052 | -5.6475 | -5.3189 | -4.9814 | -6.0616 | -6.0516 | -6.0626 | -6.0803 | -6.1026 | -6.1262 | -6.1553 | -6.1946 | -6.2483 | -6.3031 | -6.37 | -6.4335 | -6.4921 | -6.5651 | -6.6296 | -6.6981 | -6.7635 | -6.8256 | -6.8847 | -6.9427 | -6.9934 | -7.0443 | -7.0878 | -7.1251 | -7.1575 | -7.191 | -7.2155 | -7.2362 | -7.2536 | -7.2642 | -7.2721 | -7.2771 | -7.2762 | -7.2535
Northwest | Small Box-Retail | Average | January | Water Heating | LDCEU/TDEF | Electric Load with Losses, Incl. Cogeneration | MW | 0 | 0 | 0 | 0 | 0 | 0 | 0 | 0 | 0 | 0 | 0 | 0 | 0 | 0 | 0 | 0 | 0 | 0 | 0 | 0 | 0 | 0 | -0.0091 | -0.0219 | -0.0145 | -0.0032 | 0.0104 | 0.0253 | 0.0415 | 0.0591 | 0.0773 | 0.0961 | 0.1159 | 0.1357 | 0.156 | 0.1766 | 0.1963 | 0.2165 | 0.2364 | 0.2557 | 0.2739 | 0.292 | 0.309 | 0.3253 | 0.341 | 0.3559 | 0.3696 | 0.3827 | 0.3948 | 0.4064 | 0.4173 | 0.4274 | 0.4368 | 0.4457 | 0.4538 | 0.4611 | 0.4679 | 0.4727
Northwest | Small Box-Retail | Average | January | Other Substitutables | LDCEU/TDEF | Electric Load with Losses, Incl. Cogeneration | MW | 0 | 0 | 0 | 0 | 0 | 0 | 0 | 0 | 0 | 0 | 0 | 0 | -0.0004 | -0.002 | -0.0018 | -0.0019 | -0.0022 | -0.0027 | -0.0026 | -0.003 | -0.003 | -0.0029 | -0.0031 | -0.0029 | 0.0034 | 0.0108 | 0.018 | 0.025 | 0.0318 | 0.0384 | 0.0448 | 0.0512 | 0.0574 | 0.0633 | 0.0692 | 0.0747 | 0.0798 | 0.0848 | 0.0895 | 0.0939 | 0.0979 | 0.1017 | 0.105 | 0.1081 | 0.1109 | 0.1134 | 0.1155 | 0.1174 | 0.119 | 0.1203 | 0.1215 | 0.1224 | 0.1231 | 0.1235 | 0.1238 | 0.1239 | 0.1238 | 0.1232
Northwest | Small Box-Retail | Average | January | Refrigeration | LDCEU/TDEF | Electric Load with Losses, Incl. Cogeneration | MW | 0 | 0 | 0 | 0 | 0 | 0 | 0 | 0 | 0 | 0 | 0 | 0 | -0.0119 | -0.0299 | -0.0475 | -0.0663 | -0.0742 | -0.3787 | -0.6226 | -0.8095 | -1.001 | -1.1194 | -1.2363 | -1.2863 | -1.3974 | -1.4993 | -1.5909 | -1.6731 | -1.7472 | -1.8138 | -1.8737 | -1.9286 | -1.981 | -2.0277 | -2.0724 | -2.1133 | -2.1483 | -2.1843 | -2.2161 | -2.2464 | -2.2731 | -2.2985 | -2.3214 | -2.3425 | -2.362 | -2.3805 | -2.3962 | -2.4109 | -2.4239 | -2.4374 | -2.4495 | -2.4608 | -2.4716 | -2.4818 | -2.4916 | -2.5009 | -2.5099 | -2.5115
Northwest | Small Box-Retail | Average | January | Lighting | LDCEU/TDEF | Electric Load with Losses, Incl. Cogeneration | MW | 0 | -2.173 | -5.9201 | -6.0117 | -5.7757 | -5.4594 | -6.336 | -6.5062 | -21.6704 | -37.098 | -47.2975 | -49.8726 | -51.9436 | -49.6777 | -53.6111 | -59.3797 | -43.4464 | -36.5307 | -30.4606 | -21.6591 | -17.6757 | -14.0161 | -11.7843 | -12.1249 | -10.8606 | -9.8816 | -9.1361 | -8.5831 | -8.0964 | -7.6648 | -7.279 | -6.9339 | -6.6261 | -6.343 | -6.0864 | -5.8479 | -5.62 | -5.412 | -5.2119 | -5.0217 | -4.8362 | -4.6578 | -4.4829 | -4.3118 | -4.1433 | -3.9778 | -3.8124 | -3.6484 | -3.4854 | -3.3245 | -3.1639 | -3.004 | -2.8444 | -2.6852 | -2.5262 | -2.3672 | -2.2084 | -2.0461
Northwest | Small Box-Retail | Average | January | Air Conditioning | LDCEU/TDEF | Electric Load with Losses, Incl. Cogeneration | MW | -0.0383 | 0.6343 | 1.1504 | 1.7879 | 2.4165 | 3.4044 | 3.043 | 3.588 | 3.9637 | 4.7596 | 5.9299 | 5.5592 | 5.057 | 5.0513 | 4.6451 | 4.7229 | 4.8223 | 4.2621 | 4.1126 | 3.7499 | 3.4146 | 2.9856 | 2.6772 | 2.362 | 2.3049 | 2.0372 | 1.8142 | 1.621 | 1.4576 | 1.3255 | 0.771 | 0.2678 | -0.1912 | -0.5649 | -0.8642 | -1.1231 | -1.3499 | -1.5568 | -1.7312 | -1.8883 | -2.0273 | -2.1449 | -2.2483 | -2.339 | -2.4125 | -2.4785 | -2.5346 | -2.5771 | -2.6122 | -2.6429 | -2.6609 | -2.6744 | -2.6842 | -2.6844 | -2.6832 | -2.6808 | -2.6709 | -2.6525
Northwest | Small Box-Retail | Average | January | Other Non-Substitutables | LDCEU/TDEF | Electric Load with Losses, Incl. Cogeneration | MW | 0 | 0 | 0 | 0 | 0 | 0 | 0 | 0 | 0 | 0 | 0 | 0 | -1.1504 | -2.4859 | -3.4471 | -3.8865 | -5.3066 | -4.8968 | -4.965 | -5.3301 | -5.4062 | -5.1904 | -4.8992 | -4.6911 | -4.8243 | -4.919 | -4.9778 | -5.0069 | -5.0118 | -4.9969 | -4.9654 | -4.9225 | -4.8738 | -4.8143 | -4.7518 | -4.683 | -4.6051 | -4.53 | -4.449 | -4.3666 | -4.2797 | -4.192 | -4.1014 | -4.0092 | -3.9153 | -3.8209 | -3.7235 | -3.6253 | -3.5258 | -3.4271 | -3.3272 | -3.2269 | -3.1261 | -3.025 | -2.9235 | -2.8218 | -2.7197 | -2.6118
Northwest | Small Box-Retail | Average | February | Space Heating | LDCEU/TDEF | Electric Load with Losses, Incl. Cogeneration | MW | -0.592 | -0.8871 | -1.1843 | -2.4608 | -2.8464 | -2.9016 | -4.5387 | -5.2992 | -5.6517 | -5.9598 | -5.2918 | -5.5197 | -6.0581 | -5.983 | -6.0365 | -6.2368 | -5.9923 | -5.39 | -5.5992 | -4.815 | -4.6069 | -4.5927 | -3.995 | -3.6456 | -4.6568 | -4.6469 | -4.6532 | -4.6646 | -4.6795 | -4.6955 | -4.7158 | -4.7437 | -4.7826 | -4.8223 | -4.8714 | -4.918 | -4.9609 | -5.0148 | -5.0625 | -5.1131 | -5.1615 | -5.2076 | -5.2513 | -5.2942 | -5.3317 | -5.3692 | -5.4012 | -5.4287 | -5.4525 | -5.4771 | -5.495 | -5.51 | -5.5225 | -5.5298 | -5.5352 | -5.5384 | -5.5371 | -5.5195
Northwest | Small Box-Retail | Average | February | Water Heating | LDCEU/TDEF | Electric Load with Losses, Incl. Cogeneration | MW | 0 | 0 | 0 | 0 | 0 | 0 | 0 | 0 | 0 | 0 | 0 | 0 | 0 | 0 | 0 | 0 | 0 | 0 | 0 | 0 | 0 | 0 | -0.0072 | -0.0167 | -0.0124 | -0.0028 | 0.0089 | 0.0217 | 0.0355 | 0.0507 | 0.0663 | 0.0824 | 0.0994 | 0.1163 | 0.1337 | 0.1514 | 0.1683 | 0.1856 | 0.2027 | 0.2192 | 0.2348 | 0.2503 | 0.265 | 0.2789 | 0.2924 | 0.3051 | 0.3169 | 0.328 | 0.3385 | 0.3484 | 0.3578 | 0.3664 | 0.3745 | 0.3821 | 0.389 | 0.3953 | 0.4012 | 0.4052
Northwest | Small Box-Retail | Average | February | Other Substitutables | LDCEU/TDEF | Electric Load with Losses, Incl. Cogeneration | MW | 0 | 0 | 0 | 0 | 0 | 0 | 0 | 0 | 0 | 0 | 0 | 0 | -0.0003 | -0.0018 | -0.0015 | -0.0017 | -0.0019 | -0.0024 | -0.0023 | -0.0026 | -0.0027 | -0.0026 | -0.0027 | -0.0026 | 0.0029 | 0.0095 | 0.0158 | 0.022 | 0.0281 | 0.034 | 0.0397 | 0.0452 | 0.0508 | 0.056 | 0.0611 | 0.066 | 0.0705 | 0.075 | 0.0791 | 0.083 | 0.0865 | 0.0899 | 0.0929 | 0.0956 | 0.098 | 0.1002 | 0.1021 | 0.1039 | 0.1052 | 0.1065 | 0.1074 | 0.1083 | 0.1088 | 0.1092 | 0.1094 | 0.1095 | 0.1094 | 0.109
Northwest | Small Box-Retail | Average | February | Refrigeration | LDCEU/TDEF | Electric Load with Losses, Incl. Cogeneration | MW | 0 | 0 | 0 | 0 | 0 | 0 | 0 | 0 | 0 | 0 | 0 | 0 | -0.0106 | -0.0263 | -0.042 | -0.0586 | -0.0656 | -0.3349 | -0.5507 | -0.7163 | -0.886 | -0.991 | -1.0947 | -1.1392 | -1.2377 | -1.3278 | -1.409 | -1.4818 | -1.5474 | -1.6064 | -1.6594 | -1.7082 | -1.7545 | -1.7959 | -1.8355 | -1.8717 | -1.9026 | -1.9346 | -1.9629 | -1.9896 | -2.0133 | -2.0358 | -2.0561 | -2.0748 | -2.0919 | -2.1084 | -2.1224 | -2.1353 | -2.1469 | -2.1588 | -2.1694 | -2.1795 | -2.1891 | -2.1981 | -2.2068 | -2.2151 | -2.223 | -2.2245
Northwest | Small Box-Retail | Average | February | Lighting | LDCEU/TDEF | Electric Load with Losses, Incl. Cogeneration | MW | 0 | -1.9963 | -5.442 | -5.5263 | -5.3096 | -5.019 | -5.8249 | -5.9815 | -19.9247 | -34.11 | -43.4884 | -45.8556 | -47.76 | -45.6785 | -49.2941 | -54.5954 | -39.9471 | -33.5902 | -28.0079 | -19.9167 | -16.2549 | -12.8905 | -10.8398 | -11.1527 | -9.9914 | -9.0925 | -8.4084 | -7.901 | -7.4545 | -7.0584 | -6.7042 | -6.3872 | -6.1044 | -5.8442 | -5.6083 | -5.389 | -5.1793 | -4.9879 | -4.8037 | -4.6284 | -4.4577 | -4.2934 | -4.1322 | -3.9746 | -3.8192 | -3.6667 | -3.5142 | -3.3631 | -3.2127 | -3.0645 | -2.9163 | -2.7688 | -2.6217 | -2.4748 | -2.3282 | -2.1816 | -2.0351 | -1.8855
Northwest | Small Box-Retail | Average | February | Air Conditioning | LDCEU/TDEF | Electric Load with Losses, Incl. Cogeneration | MW | -0.0306 | 0.5076 | 0.9206 | 1.431 | 1.934 | 2.7245 | 2.4368 | 2.8741 | 3.1745 | 3.8113 | 4.7453 | 4.4487 | 4.0479 | 4.043 | 3.7181 | 3.7811 | 3.8604 | 3.4117 | 3.2928 | 3.002 | 2.7338 | 2.3905 | 2.1436 | 1.8912 | 1.8452 | 1.6302 | 1.4507 | 1.2955 | 1.164 | 1.0577 | 0.6123 | 0.2083 | -0.1605 | -0.4606 | -0.701 | -0.9089 | -1.0911 | -1.2572 | -1.3974 | -1.5236 | -1.6352 | -1.7298 | -1.8128 | -1.8856 | -1.9447 | -1.9978 | -2.0428 | -2.0769 | -2.1051 | -2.1298 | -2.1444 | -2.1552 | -2.1631 | -2.1633 | -2.1623 | -2.1604 | -2.1525 | -2.1377
Northwest | Small Box-Retail | Average | February | Other Non-Substitutables | LDCEU/TDEF | Electric Load with Losses, Incl. Cogeneration | MW | 0 | 0 | 0 | 0 | 0 | 0 | 0 | 0 | 0 | 0 | 0 | 0 | -1.0173 | -2.1975 | -3.0476 | -3.4381 | -4.6908 | -4.3319 | -4.3931 | -4.7154 | -4.7841 | -4.5938 | -4.337 | -4.1541 | -4.272 | -4.3558 | -4.4078 | -4.4335 | -4.4379 | -4.4246 | -4.3967 | -4.3587 | -4.3155 | -4.2629 | -4.2075 | -4.1466 | -4.0775 | -4.011 | -3.9393 | -3.8664 | -3.7894 | -3.7116 | -3.6314 | -3.5498 | -3.4665 | -3.383 | -3.2967 | -3.2097 | -3.1216 | -3.0341 | -2.9456 | -2.8567 | -2.7675 | -2.6779 | -2.5881 | -2.4979 | -2.4075 | -2.3119
Northwest | Small Box-Retail | Average | March | Space Heating | LDCEU/TDEF | Electric Load with Losses, Incl. Cogeneration | MW | -0.3975 | -0.6045 | -0.9626 | -1.7651 | -2.1288 | -2.2129 | -3.4863 | -4.1193 | -4.0307 | -4.709 | -3.8111 | -3.8664 | -4.2177 | -4.5216 | -4.2939 | -4.9934 | -4.7084 | -4.2117 | -4.1151 | -3.7645 | -3.3551 | -3.2516 | -2.9004 | -2.8121 | -3.4026 | -3.3923 | -3.3932 | -3.3979 | -3.4052 | -3.4133 | -3.4247 | -3.4415 | -3.4659 | -3.4911 | -3.5231 | -3.5535 | -3.5814 | -3.6173 | -3.6489 | -3.6826 | -3.7149 | -3.7457 | -3.7749 | -3.8036 | -3.8285 | -3.8534 | -3.8745 | -3.8926 | -3.9082 | -3.9244 | -3.9359 | -3.9454 | -3.9531 | -3.9573 | -3.9601 | -3.9613 | -3.9595 | -3.9463
Northwest | Small Box-Retail | Average | March | Water Heating | LDCEU/TDEF | Electric Load with Losses, Incl. Cogeneration | MW | 0 | 0 | 0 | 0 | 0 | 0 | 0 | 0 | 0 | 0 | 0 | 0 | 0 | 0 | 0 | 0 | 0 | 0 | 0 | 0 | 0 | 0 | -0.0065 | -0.0163 | -0.0109 | -0.0025 | 0.0078 | 0.0189 | 0.0312 | 0.0445 | 0.0582 | 0.0723 | 0.0873 | 0.1022 | 0.1175 | 0.133 | 0.1479 | 0.1632 | 0.1781 | 0.1927 | 0.2064 | 0.22 | 0.233 | 0.2452 | 0.2571 | 0.2683 | 0.2787 | 0.2885 | 0.2977 | 0.3064 | 0.3146 | 0.3223 | 0.3295 | 0.3362 | 0.3423 | 0.3478 | 0.353 | 0.3566
Northwest | Small Box-Retail | Average | March | Other Substitutables | LDCEU/TDEF | Electric Load with Losses, Incl. Cogeneration | MW | 0 | 0 | 0 | 0 | 0 | 0 | 0 | 0 | 0 | 0 | 0 | 0 | -0.0004 | -0.0019 | -0.0016 | -0.0018 | -0.002 | -0.0024 | -0.0024 | -0.0028 | -0.0028 | -0.0027 | -0.0028 | -0.0027 | 0.003 | 0.0098 | 0.0164 | 0.0227 | 0.029 | 0.0351 | 0.0409 | 0.0468 | 0.0524 | 0.0578 | 0.0631 | 0.0682 | 0.0728 | 0.0775 | 0.0817 | 0.0857 | 0.0894 | 0.0928 | 0.0959 | 0.0988 | 0.1012 | 0.1035 | 0.1055 | 0.1072 | 0.1086 | 0.1099 | 0.1109 | 0.1118 | 0.1123 | 0.1128 | 0.113 | 0.1131 | 0.113 | 0.1126
Northwest | Small Box-Retail | Average | March | Refrigeration | LDCEU/TDEF | Electric Load with Losses, Incl. Cogeneration | MW | 0 | 0 | 0 | 0 | 0 | 0 | 0 | 0 | 0 | 0 | 0 | 0 | -0.0109 | -0.0273 | -0.0433 | -0.0605 | -0.0677 | -0.3456 | -0.5685 | -0.7396 | -0.9149 | -1.0233 | -1.1304 | -1.1765 | -1.2781 | -1.3713 | -1.455 | -1.5302 | -1.5979 | -1.6589 | -1.7137 | -1.764 | -1.8119 | -1.8546 | -1.8955 | -1.933 | -1.9649 | -1.998 | -2.027 | -2.0547 | -2.0791 | -2.1024 | -2.1233 | -2.1427 | -2.1605 | -2.1774 | -2.1918 | -2.2052 | -2.2172 | -2.2295 | -2.2405 | -2.2509 | -2.2608 | -2.2702 | -2.2791 | -2.2876 | -2.2959 | -2.2973
Northwest | Small Box-Retail | Average | March | Lighting | LDCEU/TDEF | Electric Load with Losses, Incl. Cogeneration | MW | 0 | -2.1319 | -5.8222 | -5.9128 | -5.6819 | -5.3715 | -6.2342 | -6.402 | -21.3321 | -36.5208 | -46.5633 | -49.0968 | -51.1352 | -48.9113 | -52.7776 | -58.4447 | -42.7664 | -35.9654 | -29.9826 | -21.3214 | -17.4005 | -13.7984 | -11.5931 | -11.9163 | -10.6767 | -9.7174 | -8.9874 | -8.4462 | -7.9699 | -7.5473 | -7.1692 | -6.8309 | -6.5289 | -6.2511 | -5.9992 | -5.7648 | -5.5408 | -5.3362 | -5.1393 | -4.952 | -4.7694 | -4.5937 | -4.4214 | -4.2527 | -4.0866 | -3.9234 | -3.7601 | -3.5985 | -3.4377 | -3.279 | -3.1204 | -2.9626 | -2.8051 | -2.648 | -2.491 | -2.3342 | -2.1774 | -2.0172
Northwest | Small Box-Retail | Average | March | Air Conditioning | LDCEU/TDEF | Electric Load with Losses, Incl. Cogeneration | MW | -0.0536 | 0.8936 | 1.6209 | 2.52 | 3.4054 | 4.7965 | 4.2922 | 5.0621 | 5.5901 | 6.7121 | 8.3533 | 7.8334 | 7.1261 | 7.12 | 6.5457 | 6.6551 | 6.797 | 6.003 | 5.7961 | 5.2854 | 4.8138 | 4.209 | 3.7741 | 3.3297 | 3.2483 | 2.8693 | 2.5532 | 2.2794 | 2.0477 | 1.8602 | 1.0756 | 0.3636 | -0.286 | -0.815 | -1.2386 | -1.6051 | -1.9259 | -2.2187 | -2.4658 | -2.6882 | -2.885 | -3.0515 | -3.1978 | -3.3262 | -3.4303 | -3.5239 | -3.6032 | -3.6635 | -3.7131 | -3.7567 | -3.7823 | -3.8014 | -3.8153 | -3.8157 | -3.8142 | -3.8107 | -3.7969 | -3.771
Northwest | Small Box-Retail | Average | March | Other Non-Substitutables | LDCEU/TDEF | Electric Load with Losses, Incl. Cogeneration | MW | 0 | 0 | 0 | 0 | 0 | 0 | 0 | 0 | 0 | 0 | 0 | 0 | -1.0498 | -2.2677 | -3.1455 | -3.549 | -4.8382 | -4.4723 | -4.5365 | -4.8686 | -4.9403 | -4.7432 | -4.4778 | -4.2896 | -4.4114 | -4.4981 | -4.5518 | -4.5784 | -4.5829 | -4.5691 | -4.5404 | -4.5012 | -4.4566 | -4.4022 | -4.3451 | -4.2821 | -4.2108 | -4.1421 | -4.0681 | -3.9927 | -3.9132 | -3.8329 | -3.7501 | -3.6657 | -3.5798 | -3.4934 | -3.4043 | -3.3145 | -3.2235 | -3.1332 | -3.0417 | -2.95 | -2.8578 | -2.7653 | -2.6725 | -2.5794 | -2.486 | -2.3873
Northwest | Small Box-Retail | Average | April | Space Heating | LDCEU/TDEF | Electric Load with Losses, Incl. Cogeneration | MW | -0.3696 | -0.5359 | -0.8731 | -1.5391 | -1.9111 | -1.9847 | -3.0743 | -3.3398 | -3.8418 | -3.9057 | -3.6584 | -3.396 | -3.9212 | -3.7491 | -4.0733 | -4.5971 | -4.0353 | -3.9195 | -3.9054 | -3.1035 | -3.0391 | -2.9382 | -2.9248 | -2.3125 | -3.0504 | -3.0428 | -3.0457 | -3.0518 | -3.0602 | -3.0694 | -3.0813 | -3.0983 | -3.1223 | -3.1469 | -3.1776 | -3.2066 | -3.2334 | -3.2674 | -3.2973 | -3.3293 | -3.3597 | -3.3889 | -3.4164 | -3.4436 | -3.4672 | -3.4908 | -3.511 | -3.5282 | -3.5431 | -3.5586 | -3.5698 | -3.5791 | -3.5867 | -3.5911 | -3.5943 | -3.5961 | -3.595 | -3.5832
Northwest | Small Box-Retail | Average | April | Water Heating | LDCEU/TDEF | Electric Load with Losses, Incl. Cogeneration | MW | 0 | 0 | 0 | 0 | 0 | 0 | 0 | 0 | 0 | 0 | 0 | 0 | 0 | 0 | 0 | 0 | 0 | 0 | 0 | 0 | 0 | 0 | -0.0063 | -0.0107 | -0.0087 | -0.0021 | 0.0059 | 0.0147 | 0.0244 | 0.0348 | 0.0456 | 0.0567 | 0.0684 | 0.0801 | 0.0922 | 0.1044 | 0.116 | 0.128 | 0.1397 | 0.1512 | 0.162 | 0.1727 | 0.1828 | 0.1924 | 0.2018 | 0.2106 | 0.2188 | 0.2265 | 0.2337 | 0.2406 | 0.2471 | 0.2532 | 0.2587 | 0.264 | 0.2688 | 0.2732 | 0.2773 | 0.2802
Northwest | Small Box-Retail | Average | April | Other Substitutables | LDCEU/TDEF | Electric Load with Losses, Incl. Cogeneration | MW | 0 | 0 | 0 | 0 | 0 | 0 | 0 | 0 | 0 | 0 | 0 | 0 | -0.0004 | -0.0018 | -0.0015 | -0.0017 | -0.0019 | -0.0023 | -0.0023 | -0.0026 | -0.0026 | -0.0025 | -0.0027 | -0.0025 | 0.0029 | 0.0095 | 0.0158 | 0.0219 | 0.0279 | 0.0337 | 0.0393 | 0.0449 | 0.0503 | 0.0555 | 0.0606 | 0.0654 | 0.0698 | 0.0743 | 0.0783 | 0.0822 | 0.0857 | 0.089 | 0.092 | 0.0947 | 0.0971 | 0.0992 | 0.1011 | 0.1028 | 0.1042 | 0.1054 | 0.1064 | 0.1072 | 0.1078 | 0.1082 | 0.1084 | 0.1085 | 0.1083 | 0.1079
Northwest | Small Box-Retail | Average | April | Refrigeration | LDCEU/TDEF | Electric Load with Losses, Incl. Cogeneration | MW | 0 | 0 | 0 | 0 | 0 | 0 | 0 | 0 | 0 | 0 | 0 | 0 | -0.0104 | -0.0261 | -0.0414 | -0.0579 | -0.0648 | -0.3307 | -0.5436 | -0.7066 | -0.8735 | -0.9765 | -1.0778 | -1.1208 | -1.2177 | -1.3066 | -1.3865 | -1.4582 | -1.5227 | -1.5808 | -1.633 | -1.681 | -1.7265 | -1.7672 | -1.8062 | -1.8418 | -1.8722 | -1.9037 | -1.9314 | -1.9578 | -1.9809 | -2.0031 | -2.0231 | -2.0415 | -2.0583 | -2.0745 | -2.0882 | -2.101 | -2.1123 | -2.1241 | -2.1346 | -2.1445 | -2.1539 | -2.1628 | -2.1713 | -2.1794 | -2.1872 | -2.1887
Northwest | Small Box-Retail | Average | April | Lighting | LDCEU/TDEF | Electric Load with Losses, Incl. Cogeneration | MW | 0 | -2.0745 | -5.6792 | -5.7682 | -5.544 | -5.2418 | -6.0839 | -6.248 | -20.8275 | -35.6588 | -45.466 | -47.9381 | -49.9267 | -47.7607 | -51.5288 | -57.0492 | -41.748 | -35.1129 | -29.2624 | -20.8061 | -16.9752 | -13.457 | -11.2948 | -11.5959 | -10.3858 | -9.4486 | -8.735 | -8.2053 | -7.7394 | -7.3263 | -6.9569 | -6.6267 | -6.3322 | -6.0614 | -5.816 | -5.588 | -5.37 | -5.1712 | -4.9799 | -4.7981 | -4.621 | -4.4505 | -4.2835 | -4.12 | -3.9591 | -3.801 | -3.643 | -3.4865 | -3.3309 | -3.1773 | -3.024 | -2.8712 | -2.7189 | -2.5668 | -2.4151 | -2.2634 | -2.1117 | -1.9568
Northwest | Small Box-Retail | Average | April | Air Conditioning | LDCEU/TDEF | Electric Load with Losses, Incl. Cogeneration | MW | -0.0565 | 0.9323 | 1.693 | 2.6308 | 3.5559 | 5.0078 | 4.4755 | 5.2737 | 5.8257 | 6.9986 | 8.7232 | 8.1832 | 7.4374 | 7.438 | 6.8313 | 6.9382 | 7.0949 | 6.2567 | 6.0398 | 5.5135 | 5.02 | 4.3887 | 3.9342 | 3.4705 | 3.3913 | 2.9998 | 2.6735 | 2.3911 | 2.1521 | 1.9591 | 1.1472 | 0.4105 | -0.2613 | -0.8086 | -1.2469 | -1.6261 | -1.9582 | -2.2611 | -2.5166 | -2.7466 | -2.9501 | -3.1223 | -3.2736 | -3.4064 | -3.5141 | -3.6108 | -3.6927 | -3.755 | -3.8064 | -3.8514 | -3.8778 | -3.8975 | -3.9118 | -3.9121 | -3.9104 | -3.9067 | -3.8924 | -3.8655
Northwest | Small Box-Retail | Average | April | Other Non-Substitutables | LDCEU/TDEF | Electric Load with Losses, Incl. Cogeneration | MW | 0 | 0 | 0 | 0 | 0 | 0 | 0 | 0 | 0 | 0 | 0 | 0 | -1.0051 | -2.1718 | -3.0124 | -3.3959 | -4.6317 | -4.2793 | -4.3386 | -4.6545 | -4.7194 | -4.5291 | -4.2722 | -4.0893 | -4.2057 | -4.2884 | -4.3398 | -4.3654 | -4.3698 | -4.3568 | -4.3295 | -4.2922 | -4.2497 | -4.1979 | -4.1435 | -4.0835 | -4.0156 | -3.9502 | -3.8797 | -3.8078 | -3.7321 | -3.6557 | -3.5768 | -3.4965 | -3.4145 | -3.3324 | -3.2474 | -3.1618 | -3.0752 | -2.9891 | -2.9022 | -2.8147 | -2.7269 | -2.6388 | -2.5505 | -2.4618 | -2.3729 | -2.2788
Northwest | Small Box-Retail | Average | May | Space Heating | LDCEU/TDEF | Electric Load with Losses, Incl. Cogeneration | MW | -0.1372 | -0.2216 | -0.3438 | -0.7657 | -0.6328 | -0.9457 | -1.4576 | -1.5196 | -1.4045 | -1.8119 | -1.5416 | -1.4844 | -1.5292 | -1.5128 | -1.7407 | -1.7989 | -1.6425 | -1.9396 | -1.9395 | -1.4339 | -1.2551 | -1.178 | -1.1469 | -0.9903 | -1.2783 | -1.272 | -1.2697 | -1.2687 | -1.2686 | -1.2688 | -1.2704 | -1.2739 | -1.2798 | -1.2862 | -1.2951 | -1.3035 | -1.3111 | -1.3217 | -1.3307 | -1.3407 | -1.3503 | -1.3595 | -1.3682 | -1.3768 | -1.3841 | -1.3914 | -1.3975 | -1.4026 | -1.407 | -1.4117 | -1.4146 | -1.417 | -1.4188 | -1.4194 | -1.4196 | -1.4192 | -1.4178 | -1.4126
Northwest | Small Box-Retail | Average | May | Water Heating | LDCEU/TDEF | Electric Load with Losses, Incl. Cogeneration | MW | 0 | 0 | 0 | 0 | 0 | 0 | 0 | 0 | 0 | 0 | 0 | 0 | 0 | 0 | 0 | 0 | 0 | 0 | 0 | 0 | 0 | 0 | -0.0036 | -0.0079 | -0.0057 | -0.0015 | 0.0037 | 0.0094 | 0.0155 | 0.0224 | 0.0293 | 0.0365 | 0.044 | 0.0516 | 0.0593 | 0.0672 | 0.0747 | 0.0824 | 0.09 | 0.0973 | 0.1043 | 0.1112 | 0.1178 | 0.124 | 0.13 | 0.1357 | 0.141 | 0.146 | 0.1506 | 0.1551 | 0.1593 | 0.1631 | 0.1668 | 0.1702 | 0.1734 | 0.1761 | 0.1788 | 0.1807
Northwest | Small Box-Retail | Average | May | Other Substitutables | LDCEU/TDEF | Electric Load with Losses, Incl. Cogeneration | MW | 0 | 0 | 0 | 0 | 0 | 0 | 0 | 0 | 0 | 0 | 0 | 0 | -0.0003 | -0.0016 | -0.0014 | -0.0016 | -0.0017 | -0.0021 | -0.0021 | -0.0024 | -0.0023 | -0.0023 | -0.0023 | -0.0022 | 0.0028 | 0.0088 | 0.0146 | 0.0202 | 0.0257 | 0.031 | 0.0361 | 0.0413 | 0.0462 | 0.0509 | 0.0556 | 0.06 | 0.0641 | 0.0681 | 0.0719 | 0.0754 | 0.0786 | 0.0815 | 0.0843 | 0.0868 | 0.089 | 0.091 | 0.0927 | 0.0942 | 0.0955 | 0.0966 | 0.0974 | 0.0981 | 0.0986 | 0.0991 | 0.0992 | 0.0993 | 0.0992 | 0.0988
Northwest | Small Box-Retail | Average | May | Refrigeration | LDCEU/TDEF | Electric Load with Losses, Incl. Cogeneration | MW | 0 | 0 | 0 | 0 | 0 | 0 | 0 | 0 | 0 | 0 | 0 | 0 | -0.0096 | -0.0238 | -0.0379 | -0.053 | -0.0593 | -0.3029 | -0.4968 | -0.6443 | -0.7949 | -0.8875 | -0.9778 | -1.0146 | -1.1025 | -1.1831 | -1.2554 | -1.3205 | -1.3789 | -1.4315 | -1.4789 | -1.5223 | -1.5635 | -1.6003 | -1.6356 | -1.6678 | -1.6953 | -1.7236 | -1.7488 | -1.7725 | -1.7935 | -1.8135 | -1.8316 | -1.8482 | -1.8635 | -1.8781 | -1.8905 | -1.902 | -1.9124 | -1.9229 | -1.9325 | -1.9414 | -1.95 | -1.9581 | -1.9657 | -1.973 | -1.9802 | -1.9814
Northwest | Small Box-Retail | Average | May | Lighting | LDCEU/TDEF | Electric Load with Losses, Incl. Cogeneration | MW | 0 | -1.9926 | -5.4041 | -5.4867 | -5.2693 | -4.9794 | -5.7784 | -5.933 | -19.7461 | -33.8002 | -43.0899 | -45.4389 | -47.3237 | -45.2443 | -48.836 | -54.1111 | -39.5815 | -33.2663 | -27.7444 | -19.7133 | -16.078 | -12.7383 | -10.6907 | -11.0005 | -9.8379 | -8.9352 | -8.2456 | -7.7313 | -7.2799 | -6.881 | -6.5253 | -6.2081 | -5.9258 | -5.6671 | -5.4333 | -5.2166 | -5.0102 | -4.8222 | -4.642 | -4.4709 | -4.3045 | -4.1448 | -3.9887 | -3.8361 | -3.686 | -3.5386 | -3.3916 | -3.2459 | -3.1012 | -2.9586 | -2.8161 | -2.6742 | -2.5329 | -2.3919 | -2.251 | -2.1103 | -1.9696 | -1.8259
Northwest | Small Box-Retail | Average | May | Air Conditioning | LDCEU/TDEF | Electric Load with Losses, Incl. Cogeneration | MW | -0.1325 | 1.9947 | 3.6526 | 5.3839 | 8.0727 | 10.2671 | 9.1265 | 10.8108 | 12.6093 | 14.2745 | 17.969 | 17.3621 | 15.9572 | 16.0179 | 14.1672 | 14.2858 | 14.6724 | 12.8235 | 12.3459 | 11.3462 | 10.2566 | 9.1962 | 8.2259 | 7.3622 | 7.125 | 6.3314 | 5.6714 | 5.1016 | 4.6209 | 4.2343 | 2.5784 | 1.077 | -0.2899 | -1.4045 | -2.2981 | -3.0709 | -3.7477 | -4.3642 | -4.8842 | -5.3522 | -5.7663 | -6.1166 | -6.4244 | -6.6949 | -6.9136 | -7.1095 | -7.276 | -7.402 | -7.5064 | -7.5975 | -7.6506 | -7.6901 | -7.7184 | -7.7182 | -7.714 | -7.7059 | -7.6756 | -7.6209
Northwest | Small Box-Retail | Average | May | Other Non-Substitutables | LDCEU/TDEF | Electric Load with Losses, Incl. Cogeneration | MW | 0 | 0 | 0 | 0 | 0 | 0 | 0 | 0 | 0 | 0 | 0 | 0 | -0.9222 | -1.9973 | -2.7664 | -3.102 | -4.2643 | -3.9071 | -3.9541 | -4.251 | -4.3008 | -4.1237 | -3.8835 | -3.7083 | -3.814 | -3.8892 | -3.9361 | -3.9593 | -3.9635 | -3.9519 | -3.9272 | -3.8937 | -3.8551 | -3.8083 | -3.7589 | -3.7047 | -3.6432 | -3.584 | -3.5201 | -3.4551 | -3.3865 | -3.3174 | -3.246 | -3.1735 | -3.0994 | -3.025 | -2.9483 | -2.8708 | -2.7925 | -2.7148 | -2.636 | -2.557 | -2.4776 | -2.3979 | -2.3181 | -2.2379 | -2.1575 | -2.0725
Northwest | Small Box-Retail | Average | June | Space Heating | LDCEU/TDEF | Electric Load with Losses, Incl. Cogeneration | MW | -0.0904 | -0.1365 | -0.1909 | -0.3522 | -0.4244 | -0.4234 | -0.72 | -0.6537 | -0.9149 | -0.749 | -0.5928 | -0.6825 | -0.9513 | -0.668 | -0.9187 | -1.1212 | -0.7598 | -1.0198 | -0.9616 | -0.8309 | -0.6071 | -0.6897 | -0.3947 | -0.4853 | -0.6394 | -0.6361 | -0.6348 | -0.634 | -0.6338 | -0.6338 | -0.6343 | -0.6358 | -0.6385 | -0.6415 | -0.6458 | -0.6497 | -0.6533 | -0.6584 | -0.6627 | -0.6674 | -0.672 | -0.6765 | -0.6807 | -0.6848 | -0.6883 | -0.6918 | -0.6947 | -0.6971 | -0.6992 | -0.7014 | -0.7028 | -0.704 | -0.7048 | -0.705 | -0.705 | -0.7048 | -0.704 | -0.7015
Northwest | Small Box-Retail | Average | June | Water Heating | LDCEU/TDEF | Electric Load with Losses, Incl. Cogeneration | MW | 0 | 0 | 0 | 0 | 0 | 0 | 0 | 0 | 0 | 0 | 0 | 0 | 0 | 0 | 0 | 0 | 0 | 0 | 0 | 0 | 0 | 0 | -0.0017 | -0.0054 | -0.0038 | -0.001 | 0.0024 | 0.0061 | 0.0103 | 0.0147 | 0.0193 | 0.024 | 0.029 | 0.034 | 0.0391 | 0.0444 | 0.0492 | 0.0544 | 0.0594 | 0.0643 | 0.0688 | 0.0734 | 0.0777 | 0.0819 | 0.0858 | 0.0896 | 0.0931 | 0.0964 | 0.0994 | 0.1025 | 0.1052 | 0.1078 | 0.1101 | 0.1125 | 0.1146 | 0.1164 | 0.1182 | 0.1194
Northwest | Small Box-Retail | Average | June | Other Substitutables | LDCEU/TDEF | Electric Load with Losses, Incl. Cogeneration | MW | 0 | 0 | 0 | 0 | 0 | 0 | 0 | 0 | 0 | 0 | 0 | 0 | -0.0003 | -0.0016 | -0.0014 | -0.0015 | -0.0017 | -0.002 | -0.0021 | -0.0023 | -0.0023 | -0.0022 | -0.0022 | -0.0021 | 0.0029 | 0.0088 | 0.0145 | 0.0201 | 0.0255 | 0.0307 | 0.0358 | 0.0408 | 0.0458 | 0.0504 | 0.055 | 0.0594 | 0.0634 | 0.0673 | 0.071 | 0.0745 | 0.0777 | 0.0806 | 0.0833 | 0.0857 | 0.0879 | 0.0899 | 0.0916 | 0.093 | 0.0942 | 0.0954 | 0.0962 | 0.097 | 0.0975 | 0.0978 | 0.098 | 0.0981 | 0.098 | 0.0976
Northwest | Small Box-Retail | Average | June | Refrigeration | LDCEU/TDEF | Electric Load with Losses, Incl. Cogeneration | MW | 0 | 0 | 0 | 0 | 0 | 0 | 0 | 0 | 0 | 0 | 0 | 0 | -0.0094 | -0.0235 | -0.0375 | -0.0523 | -0.0585 | -0.2989 | -0.4898 | -0.6343 | -0.7819 | -0.8726 | -0.9603 | -0.9953 | -1.0817 | -1.1607 | -1.2318 | -1.2957 | -1.3531 | -1.4047 | -1.4512 | -1.4938 | -1.5342 | -1.5703 | -1.6049 | -1.6364 | -1.6634 | -1.6912 | -1.7158 | -1.739 | -1.7596 | -1.7793 | -1.7969 | -1.8134 | -1.8283 | -1.8426 | -1.8547 | -1.866 | -1.8761 | -1.8866 | -1.8959 | -1.9047 | -1.913 | -1.9209 | -1.9285 | -1.9357 | -1.9427 | -1.9439
Northwest | Small Box-Retail | Average | June | Lighting | LDCEU/TDEF | Electric Load with Losses, Incl. Cogeneration | MW | 0 | -1.9701 | -5.3342 | -5.4154 | -5.2002 | -4.9136 | -5.7019 | -5.8542 | -19.4785 | -33.3411 | -42.5035 | -44.8215 | -46.6798 | -44.6235 | -48.1691 | -53.3791 | -39.0425 | -32.8081 | -27.3641 | -19.4377 | -15.8496 | -12.5533 | -10.5305 | -10.8369 | -9.6855 | -8.7908 | -8.1063 | -7.5948 | -7.1464 | -6.7505 | -6.3979 | -6.0839 | -5.8047 | -5.5491 | -5.3183 | -5.1048 | -4.9016 | -4.7168 | -4.5397 | -4.3716 | -4.2086 | -4.0521 | -3.8992 | -3.7499 | -3.6031 | -3.459 | -3.3153 | -3.1731 | -3.0317 | -2.8923 | -2.7533 | -2.6149 | -2.4769 | -2.3393 | -2.2019 | -2.0646 | -1.9274 | -1.7872
Northwest | Small Box-Retail | Average | June | Air Conditioning | LDCEU/TDEF | Electric Load with Losses, Incl. Cogeneration | MW | -0.1925 | 2.9591 | 5.5779 | 8.4824 | 11.4112 | 16.1453 | 14.2718 | 18.7437 | 18.3515 | 23.6796 | 30.3751 | 27.8374 | 23.5358 | 26.6273 | 22.3611 | 21.7296 | 23.9663 | 19.6963 | 18.7449 | 17.1582 | 16.3396 | 13.6716 | 14.5385 | 11.5887 | 11.3332 | 10.1024 | 9.0802 | 8.1988 | 7.4565 | 6.8608 | 4.2847 | 1.9504 | -0.1723 | -1.9045 | -3.2943 | -4.4965 | -5.5493 | -6.5076 | -7.3158 | -8.0428 | -8.6864 | -9.2311 | -9.7094 | -10.1297 | -10.4691 | -10.7725 | -11.031 | -11.2263 | -11.3885 | -11.5295 | -11.6116 | -11.6725 | -11.7161 | -11.7151 | -11.7079 | -11.6946 | -11.6468 | -11.5625
Northwest | Small Box-Retail | Average | June | Other Non-Substitutables | LDCEU/TDEF | Electric Load with Losses, Incl. Cogeneration | MW | 0 | 0 | 0 | 0 | 0 | 0 | 0 | 0 | 0 | 0 | 0 | 0 | -0.9108 | -1.9742 | -2.7331 | -3.0584 | -4.2155 | -3.8515 | -3.8948 | -4.1891 | -4.2336 | -4.0574 | -3.8177 | -3.6411 | -3.7451 | -3.8191 | -3.8652 | -3.8882 | -3.8924 | -3.8811 | -3.857 | -3.8241 | -3.7863 | -3.7404 | -3.692 | -3.6388 | -3.5783 | -3.5202 | -3.4577 | -3.3939 | -3.3266 | -3.2588 | -3.1888 | -3.1176 | -3.045 | -2.9721 | -2.8968 | -2.8209 | -2.744 | -2.6678 | -2.5907 | -2.5131 | -2.4354 | -2.3573 | -2.2789 | -2.2003 | -2.1215 | -2.038
Northwest | Small Box-Retail | Average | July | Space Heating | LDCEU/TDEF | Electric Load with Losses, Incl. Cogeneration | MW | -0.0503 | -0.0344 | -0.053 | -0.0893 | -0.1426 | -0.1057 | -0.2678 | -0.2946 | -0.3181 | -0.2388 | -0.193 | -0.2069 | -0.2441 | -0.2226 | -0.2341 | -0.3221 | -0.2213 | -0.3327 | -0.3805 | -0.2641 | -0.1842 | -0.1571 | -0.1537 | -0.2166 | -0.2246 | -0.2238 | -0.2236 | -0.2237 | -0.224 | -0.2243 | -0.2247 | -0.2256 | -0.2269 | -0.2283 | -0.2301 | -0.2319 | -0.2335 | -0.2356 | -0.2374 | -0.2393 | -0.2412 | -0.243 | -0.2447 | -0.2464 | -0.2479 | -0.2494 | -0.2506 | -0.2516 | -0.2525 | -0.2534 | -0.254 | -0.2546 | -0.2549 | -0.2552 | -0.2553 | -0.2553 | -0.2551 | -0.2543
Northwest | Small Box-Retail | Average | July | Water Heating | LDCEU/TDEF | Electric Load with Losses, Incl. Cogeneration | MW | 0 | 0 | 0 | 0 | 0 | 0 | 0 | 0 | 0 | 0 | 0 | 0 | 0 | 0 | 0 | 0 | 0 | 0 | 0 | 0 | 0 | 0 | -0.0013 | -0.0039 | -0.0024 | -0.0006 | 0.0016 | 0.004 | 0.0066 | 0.0095 | 0.0124 | 0.0154 | 0.0186 | 0.0218 | 0.025 | 0.0284 | 0.0315 | 0.0349 | 0.038 | 0.0411 | 0.0441 | 0.047 | 0.0498 | 0.0523 | 0.055 | 0.0573 | 0.0596 | 0.0617 | 0.0637 | 0.0655 | 0.0673 | 0.069 | 0.0705 | 0.0719 | 0.0732 | 0.0745 | 0.0756 | 0.0764
Northwest | Small Box-Retail | Average | July | Other Substitutables | LDCEU/TDEF | Electric Load with Losses, Incl. Cogeneration | MW | 0 | 0 | 0 | 0 | 0 | 0 | 0 | 0 | 0 | 0 | 0 | 0 | -0.0003 | -0.0015 | -0.0012 | -0.0013 | -0.0015 | -0.0019 | -0.0019 | -0.0021 | -0.0021 | -0.002 | -0.002 | -0.002 | 0.0026 | 0.008 | 0.0133 | 0.0184 | 0.0233 | 0.0282 | 0.0329 | 0.0374 | 0.0419 | 0.0462 | 0.0505 | 0.0545 | 0.0583 | 0.0619 | 0.0652 | 0.0684 | 0.0714 | 0.074 | 0.0765 | 0.0787 | 0.0808 | 0.0826 | 0.0842 | 0.0855 | 0.0867 | 0.0876 | 0.0885 | 0.0891 | 0.0896 | 0.0899 | 0.0901 | 0.0902 | 0.0901 | 0.0897
Northwest | Small Box-Retail | Average | July | Refrigeration | LDCEU/TDEF | Electric Load with Losses, Incl. Cogeneration | MW | 0 | 0 | 0 | 0 | 0 | 0 | 0 | 0 | 0 | 0 | 0 | 0 | -0.0088 | -0.0219 | -0.0348 | -0.0487 | -0.0544 | -0.2779 | -0.4553 | -0.5906 | -0.728 | -0.8127 | -0.8957 | -0.929 | -1.0096 | -1.0834 | -1.1497 | -1.2092 | -1.2628 | -1.311 | -1.3543 | -1.3942 | -1.432 | -1.4657 | -1.4979 | -1.5275 | -1.5526 | -1.5786 | -1.6016 | -1.6234 | -1.6426 | -1.661 | -1.6776 | -1.693 | -1.707 | -1.7204 | -1.7318 | -1.7424 | -1.752 | -1.7617 | -1.7705 | -1.7788 | -1.7866 | -1.7941 | -1.8011 | -1.8079 | -1.8145 | -1.8156
Northwest | Small Box-Retail | Average | July | Lighting | LDCEU/TDEF | Electric Load with Losses, Incl. Cogeneration | MW | 0 | -1.8588 | -4.902 | -4.9712 | -4.7628 | -4.4934 | -5.212 | -5.3478 | -17.7114 | -30.298 | -38.6076 | -40.7286 | -42.424 | -40.4933 | -43.7732 | -48.6258 | -35.53 | -29.8036 | -24.9287 | -17.6993 | -14.4435 | -11.4432 | -9.6231 | -9.9827 | -8.9179 | -8.0896 | -7.4554 | -6.981 | -6.5653 | -6.1985 | -5.872 | -5.5816 | -5.3235 | -5.0874 | -4.8744 | -4.6775 | -4.4901 | -4.3199 | -4.1567 | -4.0023 | -3.8523 | -3.7084 | -3.5679 | -3.4307 | -3.2959 | -3.1637 | -3.0317 | -2.9012 | -2.7715 | -2.6436 | -2.516 | -2.389 | -2.2624 | -2.1361 | -2.01 | -1.884 | -1.7581 | -1.6294
Northwest | Small Box-Retail | Average | July | Air Conditioning | LDCEU/TDEF | Electric Load with Losses, Incl. Cogeneration | MW | -0.274 | 5.0329 | 9.4391 | 15.402 | 18.1443 | 27.5901 | 22.9237 | 27.4482 | 29.6582 | 39.0474 | 47.7266 | 45.2621 | 41.2355 | 42.6471 | 39.9188 | 37.0592 | 40.9346 | 32.7787 | 28.7091 | 28.0766 | 27.7705 | 23.6705 | 20.8284 | 17.1169 | 18.303 | 16.3471 | 14.7231 | 13.3235 | 12.1458 | 11.2014 | 7.1034 | 3.3917 | 0.02 | -2.7334 | -4.9439 | -6.8565 | -8.5313 | -10.0553 | -11.3409 | -12.4965 | -13.52 | -14.3865 | -15.1474 | -15.8155 | -16.3547 | -16.8362 | -17.2464 | -17.5566 | -17.8143 | -18.0385 | -18.1688 | -18.2653 | -18.3342 | -18.3322 | -18.3204 | -18.2986 | -18.2223 | -18.09
Northwest | Small Box-Retail | Average | July | Other Non-Substitutables | LDCEU/TDEF | Electric Load with Losses, Incl. Cogeneration | MW | 0 | 0 | 0 | 0 | 0 | 0 | 0 | 0 | 0 | 0 | 0 | 0 | -0.846 | -1.8395 | -2.541 | -2.8273 | -3.9382 | -3.5592 | -3.599 | -3.8963 | -3.9407 | -3.7784 | -3.5599 | -3.3976 | -3.4941 | -3.5625 | -3.605 | -3.626 | -3.6296 | -3.6187 | -3.596 | -3.5651 | -3.5298 | -3.4868 | -3.4415 | -3.392 | -3.3355 | -3.2812 | -3.2227 | -3.1631 | -3.1003 | -3.037 | -2.9717 | -2.9052 | -2.8375 | -2.7693 | -2.699 | -2.6282 | -2.5564 | -2.4851 | -2.4131 | -2.3407 | -2.2681 | -2.1951 | -2.1219 | -2.0484 | -1.9749 | -1.8969
Northwest | Small Box-Retail | Average | August | Space Heating | LDCEU/TDEF | Electric Load with Losses, Incl. Cogeneration | MW | -0.0314 | -0.0421 | -0.0843 | -0.1072 | -0.1076 | -0.1235 | -0.2033 | -0.2918 | -0.2516 | -0.3035 | -0.2236 | -0.2103 | -0.2454 | -0.2961 | -0.3344 | -0.3211 | -0.2944 | -0.3348 | -0.2663 | -0.2045 | -0.2031 | -0.1689 | -0.1704 | -0.1526 | -0.2167 | -0.216 | -0.2159 | -0.216 | -0.2164 | -0.2167 | -0.2173 | -0.2182 | -0.2196 | -0.221 | -0.2229 | -0.2246 | -0.2262 | -0.2283 | -0.2302 | -0.2321 | -0.234 | -0.2358 | -0.2376 | -0.2393 | -0.2407 | -0.2421 | -0.2435 | -0.2445 | -0.2454 | -0.2463 | -0.247 | -0.2475 | -0.248 | -0.2482 | -0.2483 | -0.2484 | -0.2482 | -0.2474
Northwest | Small Box-Retail | Average | August | Water Heating | LDCEU/TDEF | Electric Load with Losses, Incl. Cogeneration | MW | 0 | 0 | 0 | 0 | 0 | 0 | 0 | 0 | 0 | 0 | 0 | 0 | 0 | 0 | 0 | 0 | 0 | 0 | 0 | 0 | 0 | 0 | -0.0015 | -0.0034 | -0.0024 | -0.0006 | 0.0016 | 0.004 | 0.0065 | 0.0094 | 0.0123 | 0.0153 | 0.0184 | 0.0216 | 0.0248 | 0.0282 | 0.0313 | 0.0345 | 0.0377 | 0.0408 | 0.0437 | 0.0465 | 0.0493 | 0.0518 | 0.0543 | 0.0568 | 0.0589 | 0.061 | 0.063 | 0.0649 | 0.0666 | 0.0683 | 0.0698 | 0.0712 | 0.0725 | 0.0737 | 0.0748 | 0.0756
Northwest | Small Box-Retail | Average | August | Other Substitutables | LDCEU/TDEF | Electric Load with Losses, Incl. Cogeneration | MW | 0 | 0 | 0 | 0 | 0 | 0 | 0 | 0 | 0 | 0 | 0 | 0 | -0.0003 | -0.0014 | -0.0012 | -0.0013 | -0.0016 | -0.0019 | -0.0019 | -0.0021 | -0.0021 | -0.002 | -0.0021 | -0.002 | 0.0026 | 0.0081 | 0.0133 | 0.0185 | 0.0234 | 0.0283 | 0.033 | 0.0376 | 0.0423 | 0.0466 | 0.0509 | 0.0548 | 0.0586 | 0.0623 | 0.0656 | 0.0689 | 0.0717 | 0.0745 | 0.077 | 0.0792 | 0.0813 | 0.0831 | 0.0847 | 0.086 | 0.0872 | 0.0882 | 0.089 | 0.0896 | 0.0901 | 0.0905 | 0.0906 | 0.0907 | 0.0907 | 0.0903
Northwest | Small Box-Retail | Average | August | Refrigeration | LDCEU/TDEF | Electric Load with Losses, Incl. Cogeneration | MW | 0 | 0 | 0 | 0 | 0 | 0 | 0 | 0 | 0 | 0 | 0 | 0 | -0.0088 | -0.022 | -0.0349 | -0.0489 | -0.0546 | -0.2794 | -0.4578 | -0.5937 | -0.732 | -0.8171 | -0.9004 | -0.9341 | -1.0151 | -1.0892 | -1.1559 | -1.2158 | -1.2697 | -1.3181 | -1.3616 | -1.4017 | -1.4397 | -1.4736 | -1.506 | -1.5357 | -1.5611 | -1.5872 | -1.6103 | -1.6322 | -1.6516 | -1.67 | -1.6867 | -1.7021 | -1.7163 | -1.7297 | -1.7412 | -1.7518 | -1.7614 | -1.7712 | -1.78 | -1.7883 | -1.7963 | -1.8037 | -1.8108 | -1.8177 | -1.8243 | -1.8254
Northwest | Small Box-Retail | Average | August | Lighting | LDCEU/TDEF | Electric Load with Losses, Incl. Cogeneration | MW | 0 | -1.9058 | -5.0378 | -5.1095 | -4.8962 | -4.6199 | -5.3591 | -5.4988 | -18.2195 | -31.1688 | -39.7188 | -41.8994 | -43.6431 | -41.6628 | -45.0315 | -50.0128 | -36.5468 | -30.6616 | -25.6401 | -18.2057 | -14.8561 | -11.77 | -9.8961 | -10.2587 | -9.1654 | -8.3151 | -7.6641 | -7.1774 | -6.7507 | -6.3742 | -6.0392 | -5.741 | -5.4758 | -5.2334 | -5.0146 | -4.8122 | -4.6198 | -4.4447 | -4.2771 | -4.1182 | -3.964 | -3.816 | -3.6715 | -3.5304 | -3.3918 | -3.2557 | -3.1199 | -2.9856 | -2.8522 | -2.7206 | -2.5893 | -2.4586 | -2.3283 | -2.1983 | -2.0686 | -1.939 | -1.8094 | -1.6771
Northwest | Small Box-Retail | Average | August | Air Conditioning | LDCEU/TDEF | Electric Load with Losses, Incl. Cogeneration | MW | -0.3261 | 4.8068 | 8.4908 | 14.4416 | 20.2959 | 26.6772 | 25.6627 | 28.2771 | 32.7509 | 36.5533 | 46.0517 | 46.0105 | 42.2856 | 39.1709 | 35.8503 | 37.5262 | 37.2377 | 32.9161 | 32.9848 | 31.4976 | 27.0527 | 23.6317 | 20.4041 | 19.8641 | 18.5993 | 16.6076 | 14.9537 | 13.5281 | 12.3283 | 11.366 | 7.1942 | 3.4155 | -0.0176 | -2.8209 | -5.0712 | -7.0183 | -8.7234 | -10.275 | -11.5838 | -12.7605 | -13.8025 | -14.6847 | -15.4593 | -16.1396 | -16.6886 | -17.1789 | -17.5967 | -17.9127 | -18.175 | -18.4033 | -18.536 | -18.6344 | -18.7046 | -18.7027 | -18.6908 | -18.6687 | -18.5912 | -18.4564
Northwest | Small Box-Retail | Average | August | Other Non-Substitutables | LDCEU/TDEF | Electric Load with Losses, Incl. Cogeneration | MW | 0 | 0 | 0 | 0 | 0 | 0 | 0 | 0 | 0 | 0 | 0 | 0 | -0.8504 | -1.8484 | -2.5538 | -2.8436 | -3.9561 | -3.5797 | -3.6202 | -3.9168 | -3.9617 | -3.7985 | -3.5788 | -3.4159 | -3.5129 | -3.5817 | -3.6245 | -3.6457 | -3.6492 | -3.6383 | -3.6155 | -3.5845 | -3.5489 | -3.5057 | -3.4603 | -3.4103 | -3.3536 | -3.299 | -3.2402 | -3.1803 | -3.1172 | -3.0535 | -2.9878 | -2.9209 | -2.8528 | -2.7844 | -2.7137 | -2.6424 | -2.5703 | -2.4987 | -2.4262 | -2.3534 | -2.2804 | -2.207 | -2.1334 | -2.0596 | -1.9856 | -1.9072
Northwest | Small Box-Retail | Average | September | Space Heating | LDCEU/TDEF | Electric Load with Losses, Incl. Cogeneration | MW | -0.0753 | -0.0983 | -0.1472 | -0.4049 | -0.3553 | -0.3467 | -0.6097 | -0.7702 | -0.7123 | -0.7913 | -0.6259 | -0.8578 | -0.9521 | -0.7571 | -0.995 | -0.8924 | -0.7459 | -0.8323 | -0.609 | -0.6022 | -0.6546 | -0.5188 | -0.6541 | -0.5864 | -0.6227 | -0.62 | -0.6193 | -0.6193 | -0.6198 | -0.6204 | -0.6216 | -0.6238 | -0.6273 | -0.6309 | -0.6357 | -0.6403 | -0.6444 | -0.65 | -0.655 | -0.6602 | -0.6653 | -0.6702 | -0.6747 | -0.6793 | -0.6833 | -0.6872 | -0.6904 | -0.6932 | -0.6955 | -0.698 | -0.6997 | -0.701 | -0.7021 | -0.7026 | -0.7029 | -0.7029 | -0.7023 | -0.6998
Northwest | Small Box-Retail | Average | September | Water Heating | LDCEU/TDEF | Electric Load with Losses, Incl. Cogeneration | MW | 0 | 0 | 0 | 0 | 0 | 0 | 0 | 0 | 0 | 0 | 0 | 0 | 0 | 0 | 0 | 0 | 0 | 0 | 0 | 0 | 0 | 0 | -0.0033 | -0.0072 | -0.0042 | -0.001 | 0.0028 | 0.007 | 0.0116 | 0.0165 | 0.0216 | 0.0268 | 0.0324 | 0.0379 | 0.0437 | 0.0493 | 0.0549 | 0.0605 | 0.0661 | 0.0716 | 0.0766 | 0.0816 | 0.0865 | 0.0911 | 0.0954 | 0.0996 | 0.1034 | 0.1071 | 0.1105 | 0.1138 | 0.1168 | 0.1197 | 0.1224 | 0.1249 | 0.1271 | 0.1292 | 0.1311 | 0.1325
Northwest | Small Box-Retail | Average | September | Other Substitutables | LDCEU/TDEF | Electric Load with Losses, Incl. Cogeneration | MW | 0 | 0 | 0 | 0 | 0 | 0 | 0 | 0 | 0 | 0 | 0 | 0 | -0.0004 | -0.0017 | -0.0014 | -0.0016 | -0.0018 | -0.0021 | -0.0022 | -0.0024 | -0.0024 | -0.0023 | -0.0025 | -0.0023 | 0.0029 | 0.0092 | 0.0151 | 0.021 | 0.0267 | 0.0322 | 0.0376 | 0.0429 | 0.048 | 0.053 | 0.0578 | 0.0624 | 0.0667 | 0.0708 | 0.0748 | 0.0783 | 0.0817 | 0.0848 | 0.0877 | 0.0903 | 0.0925 | 0.0946 | 0.0964 | 0.098 | 0.0993 | 0.1004 | 0.1013 | 0.1021 | 0.1027 | 0.103 | 0.1033 | 0.1033 | 0.1032 | 0.1028
Northwest | Small Box-Retail | Average | September | Refrigeration | LDCEU/TDEF | Electric Load with Losses, Incl. Cogeneration | MW | 0 | 0 | 0 | 0 | 0 | 0 | 0 | 0 | 0 | 0 | 0 | 0 | -0.0099 | -0.025 | -0.0398 | -0.0556 | -0.0621 | -0.3174 | -0.5208 | -0.676 | -0.8343 | -0.9317 | -1.0273 | -1.0666 | -1.159 | -1.2436 | -1.3197 | -1.3881 | -1.4495 | -1.5049 | -1.5546 | -1.6002 | -1.6436 | -1.6824 | -1.7195 | -1.7533 | -1.7822 | -1.8121 | -1.8385 | -1.8636 | -1.8856 | -1.9068 | -1.9257 | -1.9434 | -1.9595 | -1.9749 | -1.988 | -2.0002 | -2.0111 | -2.0223 | -2.0323 | -2.0418 | -2.0508 | -2.0593 | -2.0674 | -2.0753 | -2.0827 | -2.0841
Northwest | Small Box-Retail | Average | September | Lighting | LDCEU/TDEF | Electric Load with Losses, Incl. Cogeneration | MW | 0 | -2.0966 | -5.5839 | -5.6651 | -5.4323 | -5.1279 | -5.9491 | -6.1055 | -20.2566 | -34.6597 | -44.1729 | -46.5928 | -48.5306 | -46.3502 | -50.0779 | -55.579 | -40.6273 | -34.1044 | -28.498 | -20.2418 | -16.5178 | -13.0889 | -10.9975 | -11.3743 | -10.1691 | -9.2328 | -8.5171 | -7.983 | -7.5145 | -7.1004 | -6.7315 | -6.4026 | -6.1101 | -5.8421 | -5.6001 | -5.3759 | -5.1624 | -4.9681 | -4.7817 | -4.6048 | -4.4331 | -4.2681 | -4.1069 | -3.9493 | -3.7944 | -3.6424 | -3.4905 | -3.3403 | -3.191 | -3.0437 | -2.8968 | -2.7504 | -2.6046 | -2.4591 | -2.3137 | -2.1686 | -2.0235 | -1.8752
Northwest | Small Box-Retail | Average | September | Air Conditioning | LDCEU/TDEF | Electric Load with Losses, Incl. Cogeneration | MW | -0.2236 | 3.5019 | 6.6815 | 8.6627 | 12.9871 | 18.5336 | 16.3703 | 18.5052 | 21.4619 | 24.8149 | 31.8072 | 27.3984 | 24.8992 | 26.7808 | 22.915 | 24.6678 | 25.8245 | 21.9817 | 24.3417 | 20.4986 | 17.0482 | 15.9427 | 12.9054 | 11.5871 | 12.2311 | 10.8885 | 9.7725 | 8.8092 | 7.9973 | 7.3447 | 4.5407 | 1.9994 | -0.3125 | -2.1986 | -3.7117 | -5.0205 | -6.1667 | -7.2105 | -8.091 | -8.8829 | -9.584 | -10.1775 | -10.6987 | -11.1563 | -11.5263 | -11.8572 | -12.1389 | -12.352 | -12.5288 | -12.6827 | -12.7725 | -12.8393 | -12.8871 | -12.8866 | -12.8792 | -12.8651 | -12.8136 | -12.7221
Northwest | Small Box-Retail | Average | September | Other Non-Substitutables | LDCEU/TDEF | Electric Load with Losses, Incl. Cogeneration | MW | 0 | 0 | 0 | 0 | 0 | 0 | 0 | 0 | 0 | 0 | 0 | 0 | -0.966 | -2.0967 | -2.8996 | -3.2382 | -4.4829 | -4.078 | -4.1275 | -4.4578 | -4.5127 | -4.3279 | -4.0794 | -3.8975 | -4.0082 | -4.0868 | -4.1357 | -4.1598 | -4.1639 | -4.1514 | -4.1254 | -4.0898 | -4.0494 | -4 | -3.9481 | -3.8911 | -3.8263 | -3.764 | -3.6969 | -3.6285 | -3.5564 | -3.4837 | -3.4086 | -3.3323 | -3.2544 | -3.1762 | -3.0955 | -3.0141 | -2.9317 | -2.8499 | -2.7672 | -2.684 | -2.6005 | -2.5167 | -2.4326 | -2.3483 | -2.2638 | -2.1742
Northwest | Small Box-Retail | Average | October | Space Heating | LDCEU/TDEF | Electric Load with Losses, Incl. Cogeneration | MW | -0.2327 | -0.4128 | -0.6083 | -1.1349 | -1.3543 | -1.4201 | -2.0115 | -2.472 | -2.5507 | -2.8364 | -2.1401 | -2.4317 | -2.6104 | -2.7401 | -3.0276 | -3.0782 | -2.8944 | -2.6393 | -2.4361 | -2.1553 | -2.1952 | -1.765 | -1.6766 | -1.7739 | -2.0837 | -2.0773 | -2.0778 | -2.0806 | -2.0848 | -2.0897 | -2.0965 | -2.1066 | -2.1213 | -2.1366 | -2.156 | -2.1743 | -2.1911 | -2.2128 | -2.2319 | -2.2523 | -2.2718 | -2.2905 | -2.3081 | -2.3256 | -2.3407 | -2.3558 | -2.3686 | -2.3795 | -2.3889 | -2.3987 | -2.4057 | -2.4114 | -2.4161 | -2.4186 | -2.4203 | -2.4211 | -2.4199 | -2.4117
Northwest | Small Box-Retail | Average | October | Water Heating | LDCEU/TDEF | Electric Load with Losses, Incl. Cogeneration | MW | 0 | 0 | 0 | 0 | 0 | 0 | 0 | 0 | 0 | 0 | 0 | 0 | 0 | 0 | 0 | 0 | 0 | 0 | 0 | 0 | 0 | 0 | -0.0041 | -0.0115 | -0.0074 | -0.0017 | 0.0052 | 0.0128 | 0.021 | 0.0301 | 0.0393 | 0.0489 | 0.0591 | 0.0691 | 0.0794 | 0.09 | 0.1 | 0.1103 | 0.1204 | 0.1303 | 0.1396 | 0.1488 | 0.1575 | 0.1659 | 0.1739 | 0.1815 | 0.1885 | 0.1951 | 0.2014 | 0.2072 | 0.2129 | 0.2181 | 0.2228 | 0.2273 | 0.2315 | 0.2353 | 0.2388 | 0.2412
Northwest | Small Box-Retail | Average | October | Other Substitutables | LDCEU/TDEF | Electric Load with Losses, Incl. Cogeneration | MW | 0 | 0 | 0 | 0 | 0 | 0 | 0 | 0 | 0 | 0 | 0 | 0 | -0.0003 | -0.0017 | -0.0015 | -0.0016 | -0.0019 | -0.0022 | -0.0022 | -0.0025 | -0.0025 | -0.0024 | -0.0025 | -0.0024 | 0.0028 | 0.009 | 0.0149 | 0.0208 | 0.0265 | 0.032 | 0.0373 | 0.0426 | 0.0478 | 0.0527 | 0.0576 | 0.0621 | 0.0664 | 0.0705 | 0.0744 | 0.0781 | 0.0814 | 0.0845 | 0.0873 | 0.0899 | 0.0922 | 0.0942 | 0.0961 | 0.0976 | 0.0989 | 0.1001 | 0.101 | 0.1018 | 0.1023 | 0.1027 | 0.1029 | 0.103 | 0.1029 | 0.1024
Northwest | Small Box-Retail | Average | October | Refrigeration | LDCEU/TDEF | Electric Load with Losses, Incl. Cogeneration | MW | 0 | 0 | 0 | 0 | 0 | 0 | 0 | 0 | 0 | 0 | 0 | 0 | -0.0098 | -0.0248 | -0.0394 | -0.055 | -0.0616 | -0.3144 | -0.5166 | -0.6711 | -0.8293 | -0.9269 | -1.0228 | -1.0632 | -1.1551 | -1.2395 | -1.3152 | -1.3832 | -1.4445 | -1.4996 | -1.5491 | -1.5946 | -1.6378 | -1.6764 | -1.7134 | -1.7472 | -1.776 | -1.8058 | -1.8321 | -1.8571 | -1.8791 | -1.9001 | -1.919 | -1.9366 | -1.9526 | -1.9679 | -1.9809 | -1.993 | -2.0038 | -2.0149 | -2.0249 | -2.0343 | -2.0432 | -2.0517 | -2.0597 | -2.0675 | -2.0749 | -2.0762
Northwest | Small Box-Retail | Average | October | Lighting | LDCEU/TDEF | Electric Load with Losses, Incl. Cogeneration | MW | 0 | -2.0209 | -5.5013 | -5.5861 | -5.3665 | -5.0724 | -5.8866 | -6.0447 | -20.1305 | -34.4612 | -43.9351 | -46.3277 | -48.2505 | -46.1422 | -49.797 | -55.1588 | -40.3557 | -33.9285 | -28.2905 | -20.111 | -16.4085 | -13.007 | -10.9238 | -11.2345 | -10.058 | -9.1461 | -8.4511 | -7.9346 | -7.4805 | -7.0783 | -6.719 | -6.3979 | -6.1117 | -5.8488 | -5.6107 | -5.3897 | -5.1786 | -4.9862 | -4.8012 | -4.6254 | -4.4542 | -4.2896 | -4.1283 | -3.9707 | -3.8155 | -3.663 | -3.5107 | -3.3598 | -3.2099 | -3.0618 | -2.9141 | -2.7669 | -2.6202 | -2.4737 | -2.3275 | -2.1814 | -2.0353 | -1.8861
Northwest | Small Box-Retail | Average | October | Air Conditioning | LDCEU/TDEF | Electric Load with Losses, Incl. Cogeneration | MW | -0.0861 | 1.409 | 2.5578 | 3.9722 | 5.3704 | 7.5668 | 6.7524 | 7.9533 | 8.7893 | 10.5603 | 13.1811 | 12.3596 | 11.2312 | 11.2237 | 10.318 | 10.483 | 10.7079 | 9.463 | 9.1256 | 8.3269 | 7.5797 | 6.6265 | 5.9736 | 5.2414 | 5.1229 | 4.5354 | 4.0461 | 3.6226 | 3.2647 | 2.9758 | 1.7558 | 0.6491 | -0.36 | -1.182 | -1.8406 | -2.4102 | -2.909 | -3.3639 | -3.7476 | -4.093 | -4.3986 | -4.6572 | -4.8844 | -5.0839 | -5.2456 | -5.3905 | -5.5136 | -5.607 | -5.6841 | -5.7515 | -5.7911 | -5.8206 | -5.8419 | -5.8422 | -5.8396 | -5.834 | -5.8121 | -5.7717
Northwest | Small Box-Retail | Average | October | Other Non-Substitutables | LDCEU/TDEF | Electric Load with Losses, Incl. Cogeneration | MW | 0 | 0 | 0 | 0 | 0 | 0 | 0 | 0 | 0 | 0 | 0 | 0 | -0.9559 | -2.0671 | -2.8655 | -3.2247 | -4.4116 | -4.0627 | -4.1171 | -4.422 | -4.4816 | -4.3006 | -4.0559 | -3.8803 | -3.9907 | -4.0692 | -4.118 | -4.1421 | -4.1464 | -4.1341 | -4.1081 | -4.0728 | -4.0324 | -3.9834 | -3.9317 | -3.8748 | -3.8103 | -3.7483 | -3.6814 | -3.6132 | -3.5414 | -3.4689 | -3.394 | -3.3178 | -3.2402 | -3.1623 | -3.0818 | -3.0006 | -2.9184 | -2.8369 | -2.7543 | -2.6714 | -2.5881 | -2.5046 | -2.4207 | -2.3367 | -2.2523 | -2.1632
Northwest | Small Box-Retail | Average | November | Space Heating | LDCEU/TDEF | Electric Load with Losses, Incl. Cogeneration | MW | -0.5282 | -0.8004 | -0.9739 | -2.0441 | -2.2601 | -2.4696 | -3.5169 | -4.8842 | -4.4792 | -4.9385 | -4.7161 | -4.8155 | -5.2703 | -4.8399 | -5.3012 | -5.0984 | -5.0358 | -4.8973 | -4.6303 | -3.8923 | -3.8412 | -3.7724 | -3.7905 | -3.0134 | -3.9072 | -3.8969 | -3.8998 | -3.907 | -3.9172 | -3.9282 | -3.9429 | -3.964 | -3.994 | -4.0248 | -4.0634 | -4.1 | -4.1337 | -4.1766 | -4.2143 | -4.2546 | -4.2932 | -4.3298 | -4.3647 | -4.399 | -4.4287 | -4.4585 | -4.4839 | -4.5056 | -4.5243 | -4.5438 | -4.5578 | -4.5694 | -4.579 | -4.5844 | -4.5881 | -4.5902 | -4.5885 | -4.5735
Northwest | Small Box-Retail | Average | November | Water Heating | LDCEU/TDEF | Electric Load with Losses, Incl. Cogeneration | MW | 0 | 0 | 0 | 0 | 0 | 0 | 0 | 0 | 0 | 0 | 0 | 0 | 0 | 0 | 0 | 0 | 0 | 0 | 0 | 0 | 0 | 0 | -0.0088 | -0.0149 | -0.0115 | -0.0026 | 0.0083 | 0.0201 | 0.033 | 0.0471 | 0.0616 | 0.0765 | 0.0923 | 0.108 | 0.1242 | 0.1407 | 0.1563 | 0.1725 | 0.1883 | 0.2037 | 0.2183 | 0.2326 | 0.2463 | 0.2591 | 0.2717 | 0.2836 | 0.2945 | 0.3049 | 0.3146 | 0.3238 | 0.3326 | 0.3406 | 0.3481 | 0.3552 | 0.3617 | 0.3676 | 0.373 | 0.3769
Northwest | Small Box-Retail | Average | November | Other Substitutables | LDCEU/TDEF | Electric Load with Losses, Incl. Cogeneration | MW | 0 | 0 | 0 | 0 | 0 | 0 | 0 | 0 | 0 | 0 | 0 | 0 | -0.0004 | -0.0018 | -0.0015 | -0.0017 | -0.0019 | -0.0023 | -0.0023 | -0.0027 | -0.0027 | -0.0026 | -0.0028 | -0.0026 | 0.003 | 0.0097 | 0.0161 | 0.0223 | 0.0283 | 0.0343 | 0.04 | 0.0457 | 0.0513 | 0.0566 | 0.0617 | 0.0667 | 0.0712 | 0.0757 | 0.0798 | 0.0837 | 0.0873 | 0.0907 | 0.0937 | 0.0965 | 0.099 | 0.1012 | 0.1031 | 0.1048 | 0.1062 | 0.1074 | 0.1084 | 0.1092 | 0.1098 | 0.1102 | 0.1104 | 0.1105 | 0.1104 | 0.11
Northwest | Small Box-Retail | Average | November | Refrigeration | LDCEU/TDEF | Electric Load with Losses, Incl. Cogeneration | MW | 0 | 0 | 0 | 0 | 0 | 0 | 0 | 0 | 0 | 0 | 0 | 0 | -0.0106 | -0.0267 | -0.0423 | -0.0592 | -0.0662 | -0.3381 | -0.5557 | -0.7227 | -0.8936 | -0.9993 | -1.1035 | -1.1481 | -1.2473 | -1.3383 | -1.42 | -1.4934 | -1.5595 | -1.619 | -1.6725 | -1.7215 | -1.7683 | -1.8099 | -1.8499 | -1.8864 | -1.9176 | -1.9498 | -1.9782 | -2.0052 | -2.029 | -2.0517 | -2.0721 | -2.0911 | -2.1084 | -2.1249 | -2.1389 | -2.152 | -2.1638 | -2.1758 | -2.1865 | -2.1967 | -2.2064 | -2.2155 | -2.2242 | -2.2326 | -2.2405 | -2.242
Northwest | Small Box-Retail | Average | November | Lighting | LDCEU/TDEF | Electric Load with Losses, Incl. Cogeneration | MW | 0 | -2.0839 | -5.6672 | -5.7543 | -5.5277 | -5.2244 | -6.0631 | -6.2256 | -20.7294 | -35.4857 | -45.2407 | -47.705 | -49.6863 | -47.5136 | -51.2803 | -56.8076 | -41.5613 | -34.9415 | -29.1404 | -20.7187 | -16.9084 | -13.4068 | -11.2669 | -11.5945 | -10.3846 | -9.4476 | -8.734 | -8.2045 | -7.7386 | -7.3255 | -6.9562 | -6.626 | -6.3315 | -6.0606 | -5.8153 | -5.5872 | -5.3692 | -5.1704 | -4.9791 | -4.7972 | -4.62 | -4.4495 | -4.2824 | -4.1189 | -3.9579 | -3.7997 | -3.6416 | -3.485 | -3.3293 | -3.1755 | -3.0221 | -2.8693 | -2.7169 | -2.5647 | -2.4128 | -2.261 | -2.1092 | -1.9541
Northwest | Small Box-Retail | Average | November | Air Conditioning | LDCEU/TDEF | Electric Load with Losses, Incl. Cogeneration | MW | -0.0451 | 0.7445 | 1.3504 | 2.0982 | 2.8362 | 3.9962 | 3.5714 | 4.2102 | 4.6508 | 5.5853 | 6.9596 | 6.5245 | 5.9337 | 5.9259 | 5.4515 | 5.5433 | 5.6572 | 5.0041 | 4.8278 | 4.4014 | 4.0078 | 3.5041 | 3.1425 | 2.7726 | 2.7059 | 2.3922 | 2.1307 | 1.9043 | 1.7128 | 1.5579 | 0.9076 | 0.3177 | -0.2205 | -0.6587 | -1.0098 | -1.3134 | -1.5793 | -1.8219 | -2.0265 | -2.2108 | -2.3737 | -2.5117 | -2.6328 | -2.7392 | -2.8254 | -2.9029 | -2.9685 | -3.0184 | -3.0596 | -3.0956 | -3.1167 | -3.1325 | -3.1439 | -3.1443 | -3.1428 | -3.14 | -3.1285 | -3.107
Northwest | Small Box-Retail | Average | November | Other Non-Substitutables | LDCEU/TDEF | Electric Load with Losses, Incl. Cogeneration | MW | 0 | 0 | 0 | 0 | 0 | 0 | 0 | 0 | 0 | 0 | 0 | 0 | -1.0271 | -2.2201 | -3.0779 | -3.4674 | -4.7386 | -4.369 | -4.4298 | -4.7586 | -4.8267 | -4.6335 | -4.3732 | -4.1875 | -4.3064 | -4.3909 | -4.4434 | -4.4693 | -4.4738 | -4.4604 | -4.4323 | -4.3941 | -4.3505 | -4.2975 | -4.2416 | -4.1803 | -4.1106 | -4.0436 | -3.9714 | -3.8978 | -3.8202 | -3.7418 | -3.661 | -3.5788 | -3.4949 | -3.4107 | -3.3237 | -3.2361 | -3.1472 | -3.0591 | -2.97 | -2.8804 | -2.7904 | -2.7001 | -2.6096 | -2.5188 | -2.4277 | -2.3314
Northwest | Small Box-Retail | Average | December | Space Heating | LDCEU/TDEF | Electric Load with Losses, Incl. Cogeneration | MW | -0.8213 | -1.233 | -1.7943 | -3.5757 | -4.2066 | -4.5024 | -6.5336 | -8.0067 | -8.1434 | -8.7043 | -7.7042 | -8.1059 | -9.0278 | -8.6672 | -9.0722 | -9.7109 | -9.0236 | -8.2186 | -8.114 | -7.0656 | -7.0699 | -6.4342 | -6.4002 | -6.0484 | -7.0601 | -7.0526 | -7.0708 | -7.0963 | -7.1273 | -7.1596 | -7.1983 | -7.2492 | -7.3173 | -7.3863 | -7.4696 | -7.5486 | -7.6216 | -7.7114 | -7.7912 | -7.8754 | -7.9558 | -8.0321 | -8.1046 | -8.1758 | -8.2383 | -8.301 | -8.3547 | -8.401 | -8.4414 | -8.4827 | -8.5136 | -8.5397 | -8.5618 | -8.5758 | -8.5865 | -8.5939 | -8.594 | -8.5678
Northwest | Small Box-Retail | Average | December | Water Heating | LDCEU/TDEF | Electric Load with Losses, Incl. Cogeneration | MW | 0 | 0 | 0 | 0 | 0 | 0 | 0 | 0 | 0 | 0 | 0 | 0 | 0 | 0 | 0 | 0 | 0 | 0 | 0 | 0 | 0 | 0 | -0.0094 | -0.0243 | -0.014 | -0.0032 | 0.01 | 0.0243 | 0.0399 | 0.057 | 0.0745 | 0.0927 | 0.1118 | 0.1309 | 0.1505 | 0.1703 | 0.1894 | 0.2088 | 0.228 | 0.2467 | 0.2642 | 0.2817 | 0.2982 | 0.3138 | 0.329 | 0.3434 | 0.3566 | 0.3691 | 0.3809 | 0.392 | 0.4025 | 0.4124 | 0.4215 | 0.43 | 0.4378 | 0.4449 | 0.4514 | 0.4561
Northwest | Small Box-Retail | Average | December | Other Substitutables | LDCEU/TDEF | Electric Load with Losses, Incl. Cogeneration | MW | 0 | 0 | 0 | 0 | 0 | 0 | 0 | 0 | 0 | 0 | 0 | 0 | -0.0004 | -0.0019 | -0.0016 | -0.0018 | -0.002 | -0.0025 | -0.0024 | -0.0028 | -0.0028 | -0.0027 | -0.0028 | -0.0027 | 0.0031 | 0.01 | 0.0165 | 0.023 | 0.0293 | 0.0353 | 0.0413 | 0.0471 | 0.0529 | 0.0583 | 0.0636 | 0.0687 | 0.0734 | 0.078 | 0.0823 | 0.0864 | 0.09 | 0.0934 | 0.0966 | 0.0994 | 0.102 | 0.1043 | 0.1063 | 0.108 | 0.1095 | 0.1107 | 0.1118 | 0.1125 | 0.1132 | 0.1136 | 0.1138 | 0.1139 | 0.1138 | 0.1133
Northwest | Small Box-Retail | Average | December | Refrigeration | LDCEU/TDEF | Electric Load with Losses, Incl. Cogeneration | MW | 0 | 0 | 0 | 0 | 0 | 0 | 0 | 0 | 0 | 0 | 0 | 0 | -0.011 | -0.0275 | -0.0436 | -0.061 | -0.0682 | -0.3483 | -0.5724 | -0.7442 | -0.9201 | -1.029 | -1.1363 | -1.182 | -1.2841 | -1.3778 | -1.4619 | -1.5375 | -1.6056 | -1.6669 | -1.7219 | -1.7724 | -1.8205 | -1.8633 | -1.9045 | -1.9421 | -1.9741 | -2.0073 | -2.0366 | -2.0644 | -2.0888 | -2.1122 | -2.1332 | -2.1526 | -2.1704 | -2.1875 | -2.2019 | -2.2154 | -2.2274 | -2.2397 | -2.2509 | -2.2613 | -2.2712 | -2.2806 | -2.2896 | -2.2982 | -2.3063 | -2.3079
Northwest | Small Box-Retail | Average | December | Lighting | LDCEU/TDEF | Electric Load with Losses, Incl. Cogeneration | MW | 0 | -2.0224 | -5.5062 | -5.5912 | -5.3714 | -5.0771 | -5.8923 | -6.0504 | -20.1501 | -34.4949 | -43.9783 | -46.3731 | -48.2989 | -46.1904 | -49.8495 | -55.2162 | -40.3991 | -33.9667 | -28.3246 | -20.14 | -16.4361 | -13.0333 | -10.9644 | -11.2871 | -10.1092 | -9.197 | -8.5022 | -7.9867 | -7.533 | -7.1308 | -6.7713 | -6.4498 | -6.163 | -5.8994 | -5.6605 | -5.4385 | -5.2263 | -5.0327 | -4.8465 | -4.6694 | -4.497 | -4.331 | -4.1684 | -4.0092 | -3.8525 | -3.6986 | -3.5448 | -3.3924 | -3.2408 | -3.0913 | -2.942 | -2.7933 | -2.645 | -2.4969 | -2.3491 | -2.2014 | -2.0537 | -1.9029
Northwest | Small Box-Retail | Average | December | Air Conditioning | LDCEU/TDEF | Electric Load with Losses, Incl. Cogeneration | MW | -0.0294 | 0.4859 | 0.8813 | 1.3695 | 1.851 | 2.6081 | 2.3302 | 2.7475 | 3.0358 | 3.6453 | 4.5434 | 4.2586 | 3.8743 | 3.8696 | 3.5586 | 3.6183 | 3.6944 | 3.2658 | 3.1504 | 2.8724 | 2.6152 | 2.2868 | 2.0507 | 1.8091 | 1.7655 | 1.5609 | 1.3902 | 1.2425 | 1.1175 | 1.0164 | 0.5922 | 0.2072 | -0.1439 | -0.4297 | -0.6588 | -0.8569 | -1.0303 | -1.1886 | -1.3221 | -1.4422 | -1.5486 | -1.6386 | -1.7176 | -1.787 | -1.8433 | -1.8938 | -1.9366 | -1.9691 | -1.9959 | -2.0194 | -2.0332 | -2.0435 | -2.051 | -2.0511 | -2.0502 | -2.0483 | -2.0408 | -2.0267
Northwest | Small Box-Retail | Average | December | Other Non-Substitutables | LDCEU/TDEF | Electric Load with Losses, Incl. Cogeneration | MW | 0 | 0 | 0 | 0 | 0 | 0 | 0 | 0 | 0 | 0 | 0 | 0 | -1.0582 | -2.2864 | -3.1702 | -3.5743 | -4.8825 | -4.503 | -4.5647 | -4.9002 | -4.9692 | -4.7712 | -4.5033 | -4.3113 | -4.4338 | -4.5208 | -4.5749 | -4.6016 | -4.6061 | -4.5924 | -4.5635 | -4.5241 | -4.4793 | -4.4246 | -4.3671 | -4.304 | -4.2323 | -4.1633 | -4.089 | -4.0132 | -3.9333 | -3.8527 | -3.7694 | -3.6847 | -3.5984 | -3.5118 | -3.4223 | -3.332 | -3.2405 | -3.1499 | -3.0581 | -2.9659 | -2.8734 | -2.7804 | -2.6872 | -2.5937 | -2.4999 | -2.4008
Northwest | Small Box-Retail | Minimum | January | Space Heating | LDCEU/TDEF | Electric Load with Losses, Incl. Cogeneration | MW | -0.871 | -1.2198 | -1.8174 | -3.6004 | -4.2706 | -4.3348 | -6.6575 | -8.1754 | -8.2527 | -9.04 | -7.4176 | -8.5427 | -8.9268 | -8.3505 | -9.5323 | -9.7443 | -8.7545 | -7.8592 | -7.8968 | -7.1278 | -7.0225 | -6.5059 | -6.1282 | -5.7505 | -6.9665 | -6.9568 | -6.9718 | -6.9945 | -7.0227 | -7.0525 | -7.0887 | -7.1366 | -7.2018 | -7.2678 | -7.3484 | -7.4247 | -7.4953 | -7.5827 | -7.6602 | -7.7422 | -7.8204 | -7.8946 | -7.9652 | -8.0343 | -8.0948 | -8.1557 | -8.2077 | -8.2526 | -8.2916 | -8.3318 | -8.3616 | -8.3868 | -8.4079 | -8.4212 | -8.4313 | -8.438 | -8.4377 | -8.4119
Northwest | Small Box-Retail | Minimum | January | Water Heating | LDCEU/TDEF | Electric Load with Losses, Incl. Cogeneration | MW | 0 | 0 | 0 | 0 | 0 | 0 | 0 | 0 | 0 | 0 | 0 | 0 | 0 | 0 | 0 | 0 | 0 | 0 | 0 | 0 | 0 | 0 | -0.0035 | -0.0085 | -0.0056 | -0.0012 | 0.0041 | 0.0099 | 0.0162 | 0.0231 | 0.0302 | 0.0374 | 0.0451 | 0.0528 | 0.0607 | 0.0688 | 0.0764 | 0.0843 | 0.0921 | 0.0996 | 0.1066 | 0.1137 | 0.1203 | 0.1267 | 0.1327 | 0.1386 | 0.1439 | 0.149 | 0.1537 | 0.1582 | 0.1625 | 0.1664 | 0.17 | 0.1735 | 0.1767 | 0.1795 | 0.1821 | 0.1839
Northwest | Small Box-Retail | Minimum | January | Other Substitutables | LDCEU/TDEF | Electric Load with Losses, Incl. Cogeneration | MW | 0 | 0 | 0 | 0 | 0 | 0 | 0 | 0 | 0 | 0 | 0 | 0 | 0 | -0.0002 | -0.0002 | -0.0002 | -0.0003 | -0.0003 | -0.0003 | -0.0003 | -0.0004 | -0.0003 | -0.0004 | -0.0003 | 0.0004 | 0.0012 | 0.0021 | 0.0029 | 0.0036 | 0.0045 | 0.0052 | 0.0059 | 0.0067 | 0.0073 | 0.008 | 0.0086 | 0.0092 | 0.0098 | 0.0103 | 0.0108 | 0.0113 | 0.0117 | 0.0121 | 0.0125 | 0.0128 | 0.0131 | 0.0133 | 0.0135 | 0.0137 | 0.0139 | 0.014 | 0.0141 | 0.0142 | 0.0143 | 0.0143 | 0.0143 | 0.0143 | 0.0143
Northwest | Small Box-Retail | Minimum | January | Refrigeration | LDCEU/TDEF | Electric Load with Losses, Incl. Cogeneration | MW | 0 | 0 | 0 | 0 | 0 | 0 | 0 | 0 | 0 | 0 | 0 | 0 | -0.0114 | -0.0284 | -0.0452 | -0.063 | -0.0705 | -0.3604 | -0.5934 | -0.7729 | -0.9573 | -1.0711 | -1.1838 | -1.2336 | -1.34 | -1.4377 | -1.5254 | -1.6042 | -1.6752 | -1.7391 | -1.7964 | -1.8492 | -1.8994 | -1.9441 | -1.9872 | -2.0263 | -2.0599 | -2.0946 | -2.1251 | -2.1542 | -2.1798 | -2.2042 | -2.2262 | -2.2464 | -2.265 | -2.2828 | -2.2979 | -2.312 | -2.3245 | -2.3374 | -2.349 | -2.3599 | -2.3702 | -2.38 | -2.3893 | -2.3983 | -2.4069 | -2.4085
Northwest | Small Box-Retail | Minimum | January | Lighting | LDCEU/TDEF | Electric Load with Losses, Incl. Cogeneration | MW | 0 | -0.8317 | -2.3012 | -2.3381 | -2.2493 | -2.1279 | -2.4702 | -2.5375 | -8.4735 | -14.5109 | -18.5048 | -19.5082 | -20.3172 | -19.448 | -20.9716 | -23.1976 | -16.9833 | -14.2954 | -11.9027 | -8.4684 | -6.9108 | -5.481 | -4.5969 | -4.7054 | -4.2202 | -3.8454 | -3.5608 | -3.3506 | -3.1652 | -3.0003 | -2.8527 | -2.7202 | -2.6018 | -2.4926 | -2.3935 | -2.3011 | -2.2125 | -2.1316 | -2.0536 | -1.9792 | -1.9066 | -1.8367 | -1.7681 | -1.7008 | -1.6345 | -1.5693 | -1.5041 | -1.4394 | -1.3751 | -1.3116 | -1.2482 | -1.1849 | -1.1219 | -1.059 | -0.9962 | -0.9333 | -0.8705 | -0.8063
Northwest | Small Box-Retail | Minimum | January | Air Conditioning | LDCEU/TDEF | Electric Load with Losses, Incl. Cogeneration | MW | -0.0023 | 0.0395 | 0.0718 | 0.1117 | 0.1509 | 0.2123 | 0.1907 | 0.2251 | 0.2484 | 0.2981 | 0.3697 | 0.3471 | 0.3159 | 0.3161 | 0.29 | 0.2947 | 0.3016 | 0.2652 | 0.2567 | 0.2343 | 0.2135 | 0.1867 | 0.1673 | 0.1476 | 0.1438 | 0.1268 | 0.1125 | 0.1002 | 0.0897 | 0.0813 | 0.0461 | 0.0142 | -0.015 | -0.0388 | -0.0577 | -0.0742 | -0.0886 | -0.1018 | -0.1129 | -0.1229 | -0.1317 | -0.1392 | -0.1458 | -0.1515 | -0.1562 | -0.1604 | -0.164 | -0.1667 | -0.1689 | -0.1709 | -0.172 | -0.1729 | -0.1735 | -0.1735 | -0.1735 | -0.1733 | -0.1727 | -0.1716
Northwest | Small Box-Retail | Minimum | January | Other Non-Substitutables | LDCEU/TDEF | Electric Load with Losses, Incl. Cogeneration | MW | 0 | 0 | 0 | 0 | 0 | 0 | 0 | 0 | 0 | 0 | 0 | 0 | -0.4446 | -0.9589 | -1.3318 | -1.5083 | -2.0419 | -1.9017 | -1.9312 | -2.0677 | -2.1005 | -2.017 | -1.9049 | -1.8271 | -1.879 | -1.916 | -1.9389 | -1.9502 | -1.9521 | -1.9463 | -1.934 | -1.9173 | -1.8984 | -1.8751 | -1.8508 | -1.824 | -1.7936 | -1.7643 | -1.7328 | -1.7007 | -1.6668 | -1.6325 | -1.5971 | -1.5612 | -1.5246 | -1.4877 | -1.4497 | -1.4114 | -1.3726 | -1.3341 | -1.2951 | -1.2559 | -1.2166 | -1.1771 | -1.1375 | -1.0978 | -1.058 | -1.0159
Northwest | Small Box-Retail | Minimum | February | Space Heating | LDCEU/TDEF | Electric Load with Losses, Incl. Cogeneration | MW | -0.3547 | -0.5419 | -0.7232 | -1.496 | -1.7446 | -1.78 | -2.7815 | -3.2338 | -3.4473 | -3.6506 | -3.2294 | -3.3698 | -3.6944 | -3.6551 | -3.6815 | -3.7791 | -3.6353 | -3.2555 | -3.4025 | -2.9285 | -2.8062 | -2.8036 | -2.4373 | -2.2272 | -2.8354 | -2.8302 | -2.8349 | -2.8427 | -2.8526 | -2.8633 | -2.8767 | -2.8948 | -2.9197 | -2.9451 | -2.9762 | -3.0058 | -3.0331 | -3.0673 | -3.0974 | -3.1295 | -3.16 | -3.1891 | -3.2167 | -3.2437 | -3.2674 | -3.291 | -3.3114 | -3.3288 | -3.3439 | -3.3596 | -3.371 | -3.3807 | -3.3887 | -3.3936 | -3.3972 | -3.3996 | -3.399 | -3.3884
Northwest | Small Box-Retail | Minimum | February | Water Heating | LDCEU/TDEF | Electric Load with Losses, Incl. Cogeneration | MW | 0 | 0 | 0 | 0 | 0 | 0 | 0 | 0 | 0 | 0 | 0 | 0 | 0 | 0 | 0 | 0 | 0 | 0 | 0 | 0 | 0 | 0 | -0.0027 | -0.0064 | -0.0047 | -0.001 | 0.0034 | 0.0083 | 0.0137 | 0.0195 | 0.0255 | 0.0316 | 0.0382 | 0.0446 | 0.0513 | 0.0581 | 0.0646 | 0.0712 | 0.0777 | 0.0841 | 0.0902 | 0.0961 | 0.1017 | 0.107 | 0.1122 | 0.117 | 0.1216 | 0.1259 | 0.1299 | 0.1337 | 0.1372 | 0.1406 | 0.1437 | 0.1466 | 0.1492 | 0.1516 | 0.1539 | 0.1555
Northwest | Small Box-Retail | Minimum | February | Other Substitutables | LDCEU/TDEF | Electric Load with Losses, Incl. Cogeneration | MW | 0 | 0 | 0 | 0 | 0 | 0 | 0 | 0 | 0 | 0 | 0 | 0 | -0.0001 | -0.0002 | -0.0002 | -0.0002 | -0.0002 | -0.0003 | -0.0003 | -0.0004 | -0.0003 | -0.0003 | -0.0003 | -0.0003 | 0.0004 | 0.0011 | 0.0018 | 0.0025 | 0.0032 | 0.0038 | 0.0045 | 0.0051 | 0.0058 | 0.0063 | 0.0069 | 0.0075 | 0.008 | 0.0085 | 0.009 | 0.0094 | 0.0098 | 0.0102 | 0.0106 | 0.0109 | 0.0112 | 0.0114 | 0.0117 | 0.0118 | 0.012 | 0.0122 | 0.0122 | 0.0123 | 0.0124 | 0.0124 | 0.0125 | 0.0125 | 0.0125 | 0.0124
Northwest | Small Box-Retail | Minimum | February | Refrigeration | LDCEU/TDEF | Electric Load with Losses, Incl. Cogeneration | MW | 0 | 0 | 0 | 0 | 0 | 0 | 0 | 0 | 0 | 0 | 0 | 0 | -0.0098 | -0.0248 | -0.0394 | -0.055 | -0.0616 | -0.3145 | -0.518 | -0.6748 | -0.8359 | -0.9353 | -1.034 | -1.0776 | -1.1707 | -1.2559 | -1.3325 | -1.4014 | -1.4634 | -1.5192 | -1.5694 | -1.6154 | -1.6593 | -1.6985 | -1.736 | -1.7703 | -1.7995 | -1.8298 | -1.8566 | -1.882 | -1.9043 | -1.9256 | -1.9448 | -1.9626 | -1.9788 | -1.9944 | -2.0076 | -2.0199 | -2.0308 | -2.0421 | -2.0523 | -2.0617 | -2.0708 | -2.0794 | -2.0876 | -2.0954 | -2.1029 | -2.1043
Northwest | Small Box-Retail | Minimum | February | Lighting | LDCEU/TDEF | Electric Load with Losses, Incl. Cogeneration | MW | 0 | -0.7594 | -2.0945 | -2.1278 | -2.0465 | -1.9357 | -2.247 | -2.308 | -7.7031 | -13.1908 | -16.8205 | -17.7333 | -18.4691 | -17.676 | -19.0639 | -21.0931 | -15.4408 | -12.9946 | -10.8233 | -7.7002 | -6.2846 | -4.9847 | -4.1821 | -4.2848 | -3.843 | -3.5017 | -3.2426 | -3.0512 | -2.8824 | -2.7323 | -2.5979 | -2.4772 | -2.3694 | -2.2701 | -2.1798 | -2.0956 | -2.015 | -1.9413 | -1.8702 | -1.8025 | -1.7364 | -1.6726 | -1.6101 | -1.5488 | -1.4884 | -1.429 | -1.3696 | -1.3107 | -1.2521 | -1.1942 | -1.1365 | -1.0789 | -1.0214 | -0.9641 | -0.9068 | -0.8496 | -0.7923 | -0.7338
Northwest | Small Box-Retail | Minimum | February | Air Conditioning | LDCEU/TDEF | Electric Load with Losses, Incl. Cogeneration | MW | -0.0027 | 0.0469 | 0.0851 | 0.1325 | 0.1789 | 0.2517 | 0.2261 | 0.267 | 0.2946 | 0.3536 | 0.4384 | 0.4114 | 0.3745 | 0.3746 | 0.3439 | 0.3495 | 0.3575 | 0.3147 | 0.3045 | 0.2779 | 0.2532 | 0.2214 | 0.1985 | 0.1751 | 0.1707 | 0.1504 | 0.1334 | 0.1188 | 0.1064 | 0.0963 | 0.0545 | 0.0165 | -0.0182 | -0.0464 | -0.069 | -0.0886 | -0.1056 | -0.1213 | -0.1345 | -0.1463 | -0.1569 | -0.1657 | -0.1735 | -0.1804 | -0.1859 | -0.191 | -0.1952 | -0.1984 | -0.201 | -0.2034 | -0.2047 | -0.2058 | -0.2066 | -0.2066 | -0.2065 | -0.2064 | -0.2057 | -0.2042
Northwest | Small Box-Retail | Minimum | February | Other Non-Substitutables | LDCEU/TDEF | Electric Load with Losses, Incl. Cogeneration | MW | 0 | 0 | 0 | 0 | 0 | 0 | 0 | 0 | 0 | 0 | 0 | 0 | -0.3879 | -0.8369 | -1.1621 | -1.3156 | -1.7826 | -1.6586 | -1.6845 | -1.8047 | -1.8338 | -1.761 | -1.6636 | -1.596 | -1.6413 | -1.6736 | -1.6935 | -1.7034 | -1.7051 | -1.7 | -1.6892 | -1.6746 | -1.658 | -1.6377 | -1.6165 | -1.5931 | -1.5665 | -1.5409 | -1.5134 | -1.4853 | -1.4557 | -1.4257 | -1.3949 | -1.3635 | -1.3314 | -1.2993 | -1.266 | -1.2325 | -1.1986 | -1.165 | -1.1309 | -1.0967 | -1.0624 | -1.0278 | -0.9932 | -0.9586 | -0.9238 | -0.8869
Northwest | Small Box-Retail | Minimum | March | Space Heating | LDCEU/TDEF | Electric Load with Losses, Incl. Cogeneration | MW | -0.3662 | -0.5674 | -0.9044 | -1.6507 | -2.0053 | -2.0863 | -3.284 | -3.8673 | -3.7798 | -4.4353 | -3.5759 | -3.6284 | -3.9541 | -4.248 | -4.0263 | -4.6633 | -4.4005 | -3.922 | -3.8478 | -3.5252 | -3.1437 | -3.0519 | -2.7218 | -2.6434 | -3.1876 | -3.1786 | -3.1802 | -3.1855 | -3.1932 | -3.2018 | -3.2134 | -3.2302 | -3.2542 | -3.279 | -3.3101 | -3.3398 | -3.3671 | -3.402 | -3.4327 | -3.4654 | -3.4968 | -3.5266 | -3.5549 | -3.5827 | -3.6068 | -3.6309 | -3.6515 | -3.6692 | -3.6843 | -3.7001 | -3.7114 | -3.7207 | -3.7284 | -3.7327 | -3.7357 | -3.7373 | -3.7358 | -3.7237
Northwest | Small Box-Retail | Minimum | March | Water Heating | LDCEU/TDEF | Electric Load with Losses, Incl. Cogeneration | MW | 0 | 0 | 0 | 0 | 0 | 0 | 0 | 0 | 0 | 0 | 0 | 0 | 0 | 0 | 0 | 0 | 0 | 0 | 0 | 0 | 0 | 0 | -0.0027 | -0.0066 | -0.0044 | -0.001 | 0.0032 | 0.0077 | 0.0127 | 0.0181 | 0.0236 | 0.0294 | 0.0354 | 0.0415 | 0.0477 | 0.054 | 0.06 | 0.0662 | 0.0722 | 0.0781 | 0.0837 | 0.0892 | 0.0944 | 0.0994 | 0.1043 | 0.1088 | 0.113 | 0.117 | 0.1207 | 0.1243 | 0.1276 | 0.1307 | 0.1336 | 0.1363 | 0.1388 | 0.141 | 0.1431 | 0.1445
Northwest | Small Box-Retail | Minimum | March | Other Substitutables | LDCEU/TDEF | Electric Load with Losses, Incl. Cogeneration | MW | 0 | 0 | 0 | 0 | 0 | 0 | 0 | 0 | 0 | 0 | 0 | 0 | 0 | -0.0002 | -0.0001 | -0.0002 | -0.0003 | -0.0003 | -0.0003 | -0.0004 | -0.0003 | -0.0004 | -0.0004 | -0.0003 | 0.0004 | 0.0011 | 0.0019 | 0.0027 | 0.0034 | 0.0041 | 0.0048 | 0.0055 | 0.0061 | 0.0068 | 0.0074 | 0.0079 | 0.0085 | 0.0091 | 0.0096 | 0.01 | 0.0105 | 0.0109 | 0.0112 | 0.0116 | 0.0118 | 0.0121 | 0.0123 | 0.0125 | 0.0127 | 0.0129 | 0.013 | 0.0131 | 0.0132 | 0.0132 | 0.0133 | 0.0133 | 0.0132 | 0.0132
Northwest | Small Box-Retail | Minimum | March | Refrigeration | LDCEU/TDEF | Electric Load with Losses, Incl. Cogeneration | MW | 0 | 0 | 0 | 0 | 0 | 0 | 0 | 0 | 0 | 0 | 0 | 0 | -0.0105 | -0.0264 | -0.0419 | -0.0585 | -0.0655 | -0.3343 | -0.5509 | -0.7176 | -0.8891 | -0.9947 | -1.0997 | -1.1463 | -1.2452 | -1.3358 | -1.4174 | -1.4907 | -1.5566 | -1.616 | -1.6693 | -1.7182 | -1.765 | -1.8066 | -1.8465 | -1.8829 | -1.9142 | -1.9464 | -1.9748 | -2.0018 | -2.0257 | -2.0484 | -2.0687 | -2.0876 | -2.1049 | -2.1215 | -2.1355 | -2.1485 | -2.1602 | -2.1722 | -2.183 | -2.1931 | -2.2028 | -2.2119 | -2.2206 | -2.2289 | -2.2369 | -2.2383
Northwest | Small Box-Retail | Minimum | March | Lighting | LDCEU/TDEF | Electric Load with Losses, Incl. Cogeneration | MW | 0 | -0.8367 | -2.3098 | -2.3468 | -2.2573 | -2.1352 | -2.4785 | -2.5459 | -8.4985 | -14.553 | -18.5579 | -19.5648 | -20.3763 | -19.5022 | -21.0325 | -23.2696 | -17.0346 | -14.3368 | -11.9401 | -8.4948 | -6.9329 | -5.4988 | -4.6108 | -4.7214 | -4.2349 | -3.8591 | -3.5738 | -3.3632 | -3.1773 | -3.0122 | -2.8641 | -2.7312 | -2.6125 | -2.503 | -2.4036 | -2.3109 | -2.222 | -2.1407 | -2.0624 | -1.9877 | -1.9149 | -1.8446 | -1.7757 | -1.7081 | -1.6415 | -1.5759 | -1.5105 | -1.4455 | -1.3808 | -1.3171 | -1.2534 | -1.1898 | -1.1265 | -1.0632 | -1 | -0.9369 | -0.8737 | -0.8093
Northwest | Small Box-Retail | Minimum | March | Air Conditioning | LDCEU/TDEF | Electric Load with Losses, Incl. Cogeneration | MW | -0.0039 | 0.0662 | 0.1201 | 0.1869 | 0.2524 | 0.3552 | 0.3191 | 0.3768 | 0.4156 | 0.4988 | 0.6183 | 0.5805 | 0.5283 | 0.5285 | 0.4852 | 0.4931 | 0.5044 | 0.4439 | 0.4297 | 0.3919 | 0.3573 | 0.3124 | 0.2801 | 0.247 | 0.2407 | 0.2121 | 0.1883 | 0.1675 | 0.15 | 0.1357 | 0.0767 | 0.0231 | -0.0258 | -0.0657 | -0.0975 | -0.1251 | -0.1492 | -0.1713 | -0.1899 | -0.2067 | -0.2215 | -0.2341 | -0.2451 | -0.2548 | -0.2626 | -0.2697 | -0.2757 | -0.2802 | -0.284 | -0.2872 | -0.2893 | -0.2907 | -0.2918 | -0.2918 | -0.2917 | -0.2915 | -0.2904 | -0.2884
Northwest | Small Box-Retail | Minimum | March | Other Non-Substitutables | LDCEU/TDEF | Electric Load with Losses, Incl. Cogeneration | MW | 0 | 0 | 0 | 0 | 0 | 0 | 0 | 0 | 0 | 0 | 0 | 0 | -0.4236 | -0.9138 | -1.2691 | -1.4366 | -1.9458 | -1.8114 | -1.84 | -1.9713 | -2.0032 | -1.9236 | -1.8172 | -1.7434 | -1.7929 | -1.8282 | -1.85 | -1.8608 | -1.8627 | -1.857 | -1.8454 | -1.8294 | -1.8112 | -1.7891 | -1.7659 | -1.7402 | -1.7113 | -1.6833 | -1.6533 | -1.6225 | -1.5902 | -1.5575 | -1.5238 | -1.4895 | -1.4544 | -1.4193 | -1.3831 | -1.3465 | -1.3094 | -1.2726 | -1.2354 | -1.198 | -1.1604 | -1.1228 | -1.085 | -1.0471 | -1.0091 | -0.9688
Northwest | Small Box-Retail | Minimum | April | Space Heating | LDCEU/TDEF | Electric Load with Losses, Incl. Cogeneration | MW | -0.4668 | -0.6854 | -1.1196 | -1.9599 | -2.4518 | -2.5477 | -3.9425 | -4.2629 | -4.9134 | -5.0019 | -4.683 | -4.3356 | -5.0085 | -4.7939 | -5.2085 | -5.8674 | -5.1446 | -4.9889 | -4.9897 | -3.9558 | -3.8784 | -3.7551 | -3.7411 | -2.9501 | -3.8897 | -3.8804 | -3.8843 | -3.8925 | -3.9037 | -3.9159 | -3.9317 | -3.9539 | -3.9851 | -4.0172 | -4.057 | -4.0948 | -4.1297 | -4.1738 | -4.2126 | -4.254 | -4.2936 | -4.3313 | -4.367 | -4.4022 | -4.4327 | -4.4634 | -4.4895 | -4.512 | -4.5312 | -4.5515 | -4.566 | -4.5782 | -4.5881 | -4.5941 | -4.5983 | -4.6007 | -4.5995 | -4.5846
Northwest | Small Box-Retail | Minimum | April | Water Heating | LDCEU/TDEF | Electric Load with Losses, Incl. Cogeneration | MW | 0 | 0 | 0 | 0 | 0 | 0 | 0 | 0 | 0 | 0 | 0 | 0 | 0 | 0 | 0 | 0 | 0 | 0 | 0 | 0 | 0 | 0 | -0.0023 | -0.004 | -0.0032 | -0.0007 | 0.0022 | 0.0054 | 0.009 | 0.0129 | 0.0168 | 0.021 | 0.0253 | 0.0296 | 0.0341 | 0.0386 | 0.0429 | 0.0473 | 0.0517 | 0.0559 | 0.0599 | 0.0639 | 0.0676 | 0.0712 | 0.0746 | 0.0779 | 0.0809 | 0.0838 | 0.0864 | 0.089 | 0.0914 | 0.0936 | 0.0957 | 0.0976 | 0.0994 | 0.101 | 0.1026 | 0.1035
Northwest | Small Box-Retail | Minimum | April | Other Substitutables | LDCEU/TDEF | Electric Load with Losses, Incl. Cogeneration | MW | 0 | 0 | 0 | 0 | 0 | 0 | 0 | 0 | 0 | 0 | 0 | 0 | 0 | -0.0002 | -0.0002 | -0.0002 | -0.0002 | -0.0003 | -0.0003 | -0.0003 | -0.0004 | -0.0004 | -0.0003 | -0.0003 | 0.0004 | 0.0012 | 0.002 | 0.0028 | 0.0036 | 0.0043 | 0.005 | 0.0057 | 0.0064 | 0.007 | 0.0077 | 0.0083 | 0.0089 | 0.0094 | 0.01 | 0.0105 | 0.0109 | 0.0113 | 0.0117 | 0.012 | 0.0124 | 0.0126 | 0.0129 | 0.0131 | 0.0133 | 0.0134 | 0.0135 | 0.0136 | 0.0137 | 0.0137 | 0.0138 | 0.0138 | 0.0137 | 0.0137
Northwest | Small Box-Retail | Minimum | April | Refrigeration | LDCEU/TDEF | Electric Load with Losses, Incl. Cogeneration | MW | 0 | 0 | 0 | 0 | 0 | 0 | 0 | 0 | 0 | 0 | 0 | 0 | -0.0091 | -0.0228 | -0.0363 | -0.0507 | -0.0568 | -0.2899 | -0.4769 | -0.6201 | -0.7675 | -0.8581 | -0.9472 | -0.9859 | -1.071 | -1.1491 | -1.2193 | -1.2824 | -1.3391 | -1.3902 | -1.4361 | -1.4783 | -1.5183 | -1.5541 | -1.5884 | -1.6198 | -1.6465 | -1.6742 | -1.6986 | -1.7217 | -1.7422 | -1.7617 | -1.7792 | -1.7954 | -1.8102 | -1.8244 | -1.8365 | -1.8477 | -1.8577 | -1.868 | -1.8772 | -1.886 | -1.8942 | -1.902 | -1.9094 | -1.9166 | -1.9234 | -1.9247
Northwest | Small Box-Retail | Minimum | April | Lighting | LDCEU/TDEF | Electric Load with Losses, Incl. Cogeneration | MW | 0 | -0.7652 | -2.1253 | -2.1597 | -2.0783 | -1.9666 | -2.2831 | -2.3455 | -7.8371 | -13.4221 | -17.1173 | -18.0446 | -18.7919 | -17.991 | -19.3963 | -21.448 | -15.7039 | -13.2208 | -11.0027 | -7.8263 | -6.3841 | -5.0612 | -4.2396 | -4.3326 | -3.8836 | -3.5364 | -3.2725 | -3.0772 | -2.9051 | -2.7523 | -2.6155 | -2.493 | -2.3836 | -2.2827 | -2.1914 | -2.1062 | -2.0248 | -1.9504 | -1.8787 | -1.8106 | -1.744 | -1.6799 | -1.6171 | -1.5555 | -1.4949 | -1.4353 | -1.3757 | -1.3167 | -1.2579 | -1.2 | -1.1421 | -1.0844 | -1.0269 | -0.9694 | -0.9121 | -0.8547 | -0.7974 | -0.7389
Northwest | Small Box-Retail | Minimum | April | Air Conditioning | LDCEU/TDEF | Electric Load with Losses, Incl. Cogeneration | MW | -0.0032 | 0.0542 | 0.0986 | 0.1534 | 0.2071 | 0.2915 | 0.2612 | 0.3079 | 0.3399 | 0.4084 | 0.5076 | 0.4768 | 0.4333 | 0.4342 | 0.3978 | 0.4036 | 0.4139 | 0.363 | 0.3512 | 0.3211 | 0.2925 | 0.2557 | 0.2291 | 0.2021 | 0.1973 | 0.1742 | 0.155 | 0.1384 | 0.1243 | 0.1129 | 0.0652 | 0.022 | -0.0174 | -0.0496 | -0.0753 | -0.0975 | -0.1171 | -0.1348 | -0.1499 | -0.1634 | -0.1753 | -0.1854 | -0.1943 | -0.2021 | -0.2085 | -0.2141 | -0.2189 | -0.2226 | -0.2256 | -0.2282 | -0.2298 | -0.231 | -0.2319 | -0.2319 | -0.2318 | -0.2316 | -0.2308 | -0.2292
Northwest | Small Box-Retail | Minimum | April | Other Non-Substitutables | LDCEU/TDEF | Electric Load with Losses, Incl. Cogeneration | MW | 0 | 0 | 0 | 0 | 0 | 0 | 0 | 0 | 0 | 0 | 0 | 0 | -0.3815 | -0.8231 | -1.1432 | -1.2932 | -1.7519 | -1.6304 | -1.6545 | -1.7702 | -1.7961 | -1.7236 | -1.6261 | -1.5577 | -1.602 | -1.6337 | -1.6532 | -1.663 | -1.6648 | -1.6599 | -1.6494 | -1.6352 | -1.6191 | -1.5993 | -1.5786 | -1.5558 | -1.5299 | -1.505 | -1.4781 | -1.4508 | -1.4219 | -1.3927 | -1.3626 | -1.332 | -1.3008 | -1.2694 | -1.2371 | -1.2045 | -1.1714 | -1.1386 | -1.1055 | -1.0721 | -1.0387 | -1.005 | -0.9713 | -0.9376 | -0.9036 | -0.8678
Northwest | Small Box-Retail | Minimum | May | Space Heating | LDCEU/TDEF | Electric Load with Losses, Incl. Cogeneration | MW | -0.164 | -0.2653 | -0.4121 | -0.9182 | -0.7528 | -1.1359 | -1.751 | -1.8191 | -1.6766 | -2.17 | -1.8471 | -1.7739 | -1.8234 | -1.8062 | -2.0844 | -2.1529 | -1.963 | -2.3309 | -2.3336 | -1.7167 | -1.4984 | -1.4046 | -1.3671 | -1.1776 | -1.5241 | -1.5162 | -1.513 | -1.5113 | -1.5109 | -1.5108 | -1.5122 | -1.516 | -1.5226 | -1.5299 | -1.54 | -1.5495 | -1.5582 | -1.5705 | -1.5809 | -1.5924 | -1.6034 | -1.6141 | -1.6242 | -1.6342 | -1.6426 | -1.651 | -1.6581 | -1.6639 | -1.669 | -1.6743 | -1.6777 | -1.6804 | -1.6825 | -1.683 | -1.6831 | -1.6827 | -1.681 | -1.6748
Northwest | Small Box-Retail | Minimum | May | Water Heating | LDCEU/TDEF | Electric Load with Losses, Incl. Cogeneration | MW | 0 | 0 | 0 | 0 | 0 | 0 | 0 | 0 | 0 | 0 | 0 | 0 | 0 | 0 | 0 | 0 | 0 | 0 | 0 | 0 | 0 | 0 | -0.0014 | -0.0033 | -0.0024 | -0.0006 | 0.0015 | 0.0038 | 0.0063 | 0.0091 | 0.0119 | 0.0148 | 0.0179 | 0.0209 | 0.0241 | 0.0273 | 0.0303 | 0.0335 | 0.0366 | 0.0396 | 0.0424 | 0.0452 | 0.0479 | 0.0505 | 0.0528 | 0.0551 | 0.0573 | 0.0593 | 0.0612 | 0.0631 | 0.0647 | 0.0663 | 0.0678 | 0.0692 | 0.0705 | 0.0716 | 0.0728 | 0.0735
Northwest | Small Box-Retail | Minimum | May | Other Substitutables | LDCEU/TDEF | Electric Load with Losses, Incl. Cogeneration | MW | 0 | 0 | 0 | 0 | 0 | 0 | 0 | 0 | 0 | 0 | 0 | 0 | 0 | -0.0002 | -0.0001 | -0.0002 | -0.0003 | -0.0003 | -0.0003 | -0.0004 | -0.0004 | -0.0003 | -0.0003 | -0.0003 | 0.0004 | 0.0012 | 0.002 | 0.0029 | 0.0037 | 0.0044 | 0.0051 | 0.0059 | 0.0065 | 0.0072 | 0.0078 | 0.0085 | 0.0091 | 0.0096 | 0.0102 | 0.0106 | 0.0111 | 0.0115 | 0.0119 | 0.0123 | 0.0125 | 0.0129 | 0.0131 | 0.0133 | 0.0135 | 0.0136 | 0.0137 | 0.0139 | 0.014 | 0.014 | 0.014 | 0.014 | 0.014 | 0.0139
Northwest | Small Box-Retail | Minimum | May | Refrigeration | LDCEU/TDEF | Electric Load with Losses, Incl. Cogeneration | MW | 0 | 0 | 0 | 0 | 0 | 0 | 0 | 0 | 0 | 0 | 0 | 0 | -0.0092 | -0.0232 | -0.0369 | -0.0515 | -0.0575 | -0.2942 | -0.4826 | -0.6251 | -0.7712 | -0.8605 | -0.9469 | -0.9818 | -1.067 | -1.1451 | -1.2152 | -1.2782 | -1.3348 | -1.3857 | -1.4315 | -1.4735 | -1.5134 | -1.5491 | -1.5831 | -1.6142 | -1.6409 | -1.6683 | -1.6926 | -1.7155 | -1.7358 | -1.7552 | -1.7726 | -1.7888 | -1.8035 | -1.8176 | -1.8296 | -1.8407 | -1.8507 | -1.8609 | -1.8701 | -1.8788 | -1.887 | -1.8948 | -1.9022 | -1.9094 | -1.9162 | -1.9174
Northwest | Small Box-Retail | Minimum | May | Lighting | LDCEU/TDEF | Electric Load with Losses, Incl. Cogeneration | MW | 0 | -0.8292 | -2.2756 | -2.3115 | -2.2221 | -2.1013 | -2.4389 | -2.5049 | -8.3534 | -14.3026 | -18.237 | -19.2279 | -20.0238 | -19.156 | -20.6636 | -22.8717 | -16.7373 | -14.0774 | -11.7254 | -8.3314 | -6.7916 | -5.3784 | -4.4997 | -4.608 | -4.1209 | -3.7428 | -3.4538 | -3.2384 | -3.0493 | -2.8822 | -2.7332 | -2.6004 | -2.4821 | -2.3738 | -2.2758 | -2.1851 | -2.0987 | -2.02 | -1.9446 | -1.8729 | -1.8034 | -1.7366 | -1.6712 | -1.6074 | -1.5446 | -1.4828 | -1.4213 | -1.3604 | -1.2999 | -1.2402 | -1.1806 | -1.1212 | -1.0622 | -1.0032 | -0.9442 | -0.8854 | -0.8266 | -0.7664
Northwest | Small Box-Retail | Minimum | May | Air Conditioning | LDCEU/TDEF | Electric Load with Losses, Incl. Cogeneration | MW | -0.0159 | 0.237 | 0.435 | 0.6403 | 0.963 | 1.2197 | 1.0845 | 1.2836 | 1.4996 | 1.6956 | 2.1356 | 2.0682 | 1.8989 | 1.9111 | 1.6836 | 1.6934 | 1.7457 | 1.5169 | 1.4621 | 1.3473 | 1.2175 | 1.0924 | 0.9763 | 0.874 | 0.8454 | 0.752 | 0.6744 | 0.6074 | 0.5509 | 0.5055 | 0.3104 | 0.1335 | -0.0275 | -0.1588 | -0.2641 | -0.3552 | -0.435 | -0.5076 | -0.5689 | -0.6239 | -0.6728 | -0.7141 | -0.7504 | -0.7822 | -0.8079 | -0.831 | -0.8506 | -0.8655 | -0.8778 | -0.8885 | -0.8948 | -0.8995 | -0.9028 | -0.9027 | -0.9023 | -0.9013 | -0.8977 | -0.8913
Northwest | Small Box-Retail | Minimum | May | Other Non-Substitutables | LDCEU/TDEF | Electric Load with Losses, Incl. Cogeneration | MW | 0 | 0 | 0 | 0 | 0 | 0 | 0 | 0 | 0 | 0 | 0 | 0 | -0.3784 | -0.8193 | -1.1356 | -1.2743 | -1.7456 | -1.6056 | -1.6249 | -1.7433 | -1.7627 | -1.6888 | -1.5886 | -1.516 | -1.5595 | -1.5904 | -1.6097 | -1.6193 | -1.621 | -1.6164 | -1.6064 | -1.5927 | -1.5769 | -1.5578 | -1.5377 | -1.5156 | -1.4904 | -1.4663 | -1.4402 | -1.4136 | -1.3856 | -1.3573 | -1.3282 | -1.2985 | -1.2683 | -1.2379 | -1.2065 | -1.1749 | -1.1428 | -1.1111 | -1.079 | -1.0466 | -1.0142 | -0.9817 | -0.949 | -0.9163 | -0.8835 | -0.8487
Northwest | Small Box-Retail | Minimum | June | Space Heating | LDCEU/TDEF | Electric Load with Losses, Incl. Cogeneration | MW | -0.1731 | -0.2607 | -0.3641 | -0.6688 | -0.8069 | -0.8041 | -1.3717 | -1.2343 | -1.7454 | -1.4122 | -1.1163 | -1.2888 | -1.8107 | -1.258 | -1.748 | -2.1441 | -1.4376 | -1.9511 | -1.8387 | -1.5857 | -1.1475 | -1.3103 | -0.7323 | -0.9127 | -1.2083 | -1.2016 | -1.1985 | -1.1967 | -1.1957 | -1.1951 | -1.1957 | -1.1981 | -1.2027 | -1.2078 | -1.2151 | -1.2221 | -1.2283 | -1.2374 | -1.2451 | -1.2537 | -1.2618 | -1.2698 | -1.2773 | -1.2848 | -1.291 | -1.2973 | -1.3025 | -1.3067 | -1.3104 | -1.3144 | -1.3168 | -1.3187 | -1.3201 | -1.3204 | -1.3202 | -1.3197 | -1.3182 | -1.3132
Northwest | Small Box-Retail | Minimum | June | Water Heating | LDCEU/TDEF | Electric Load with Losses, Incl. Cogeneration | MW | 0 | 0 | 0 | 0 | 0 | 0 | 0 | 0 | 0 | 0 | 0 | 0 | 0 | 0 | 0 | 0 | 0 | 0 | 0 | 0 | 0 | 0 | -0.0007 | -0.0024 | -0.0016 | -0.0005 | 0.0011 | 0.0027 | 0.0045 | 0.0064 | 0.0084 | 0.0105 | 0.0126 | 0.0148 | 0.017 | 0.0193 | 0.0215 | 0.0237 | 0.0259 | 0.0281 | 0.0301 | 0.0321 | 0.0339 | 0.0357 | 0.0375 | 0.0392 | 0.0407 | 0.0421 | 0.0434 | 0.0447 | 0.0459 | 0.0471 | 0.0481 | 0.0491 | 0.05 | 0.0509 | 0.0516 | 0.0522
Northwest | Small Box-Retail | Minimum | June | Other Substitutables | LDCEU/TDEF | Electric Load with Losses, Incl. Cogeneration | MW | 0 | 0 | 0 | 0 | 0 | 0 | 0 | 0 | 0 | 0 | 0 | 0 | 0 | -0.0004 | -0.0003 | -0.0004 | -0.0004 | -0.0005 | -0.0005 | -0.0005 | -0.0006 | -0.0005 | -0.0005 | -0.0005 | 0.0008 | 0.0022 | 0.0036 | 0.005 | 0.0063 | 0.0077 | 0.0089 | 0.0102 | 0.0114 | 0.0125 | 0.0137 | 0.0148 | 0.0158 | 0.0168 | 0.0177 | 0.0185 | 0.0193 | 0.02 | 0.0207 | 0.0213 | 0.0218 | 0.0223 | 0.0227 | 0.0231 | 0.0234 | 0.0237 | 0.0239 | 0.0241 | 0.0242 | 0.0243 | 0.0244 | 0.0243 | 0.0243 | 0.0242
Northwest | Small Box-Retail | Minimum | June | Refrigeration | LDCEU/TDEF | Electric Load with Losses, Incl. Cogeneration | MW | 0 | 0 | 0 | 0 | 0 | 0 | 0 | 0 | 0 | 0 | 0 | 0 | -0.0087 | -0.0217 | -0.0346 | -0.0484 | -0.054 | -0.2761 | -0.4522 | -0.5848 | -0.7203 | -0.8031 | -0.8823 | -0.9132 | -0.9926 | -1.0653 | -1.1307 | -1.1893 | -1.242 | -1.2895 | -1.3321 | -1.3712 | -1.4083 | -1.4414 | -1.4731 | -1.502 | -1.5267 | -1.5522 | -1.5747 | -1.5961 | -1.6149 | -1.6328 | -1.649 | -1.6641 | -1.6778 | -1.6908 | -1.7019 | -1.7122 | -1.7215 | -1.7311 | -1.7396 | -1.7477 | -1.7553 | -1.7625 | -1.7694 | -1.7761 | -1.7824 | -1.7835
Northwest | Small Box-Retail | Minimum | June | Lighting | LDCEU/TDEF | Electric Load with Losses, Incl. Cogeneration | MW | 0 | -0.9008 | -2.4735 | -2.5126 | -2.4155 | -2.2843 | -2.6513 | -2.7231 | -9.0818 | -15.5499 | -19.8275 | -20.9047 | -21.769 | -20.8256 | -22.4634 | -24.8621 | -18.1934 | -15.3013 | -12.7424 | -9.0511 | -7.3752 | -5.838 | -4.8811 | -4.9961 | -4.4643 | -4.0508 | -3.7342 | -3.4976 | -3.2902 | -3.1071 | -2.9442 | -2.7992 | -2.6703 | -2.5523 | -2.4459 | -2.3475 | -2.2539 | -2.1689 | -2.0874 | -2.0101 | -1.9351 | -1.8633 | -1.793 | -1.7244 | -1.657 | -1.5909 | -1.5249 | -1.4597 | -1.3948 | -1.3309 | -1.2671 | -1.2037 | -1.1404 | -1.0773 | -1.0144 | -0.9514 | -0.8885 | -0.8242
Northwest | Small Box-Retail | Minimum | June | Air Conditioning | LDCEU/TDEF | Electric Load with Losses, Incl. Cogeneration | MW | -0.02 | 0.3043 | 0.5762 | 0.8754 | 1.1773 | 1.6643 | 1.47 | 1.9364 | 1.8871 | 2.4441 | 3.1417 | 2.8808 | 2.4249 | 2.7639 | 2.306 | 2.2307 | 2.4783 | 2.0178 | 1.9214 | 1.7643 | 1.6828 | 1.4051 | 1.5031 | 1.193 | 1.1667 | 1.0419 | 0.9383 | 0.849 | 0.7739 | 0.7138 | 0.4519 | 0.2145 | -0.0011 | -0.1771 | -0.3185 | -0.4407 | -0.5478 | -0.6451 | -0.7272 | -0.8011 | -0.8665 | -0.9219 | -0.9705 | -1.0133 | -1.0478 | -1.0785 | -1.1047 | -1.1246 | -1.1411 | -1.1554 | -1.1637 | -1.1699 | -1.1743 | -1.1742 | -1.1734 | -1.172 | -1.1671 | -1.1585
Northwest | Small Box-Retail | Minimum | June | Other Non-Substitutables | LDCEU/TDEF | Electric Load with Losses, Incl. Cogeneration | MW | 0 | 0 | 0 | 0 | 0 | 0 | 0 | 0 | 0 | 0 | 0 | 0 | -0.4306 | -0.9329 | -1.2926 | -1.4474 | -1.9879 | -1.823 | -1.8428 | -1.9767 | -1.9955 | -1.9104 | -1.7945 | -1.7094 | -1.7585 | -1.7934 | -1.8153 | -1.8262 | -1.8283 | -1.8232 | -1.812 | -1.7967 | -1.7789 | -1.7575 | -1.7347 | -1.7098 | -1.6815 | -1.6543 | -1.625 | -1.595 | -1.5634 | -1.5316 | -1.4989 | -1.4655 | -1.4315 | -1.3973 | -1.362 | -1.3263 | -1.2904 | -1.2547 | -1.2185 | -1.1821 | -1.1457 | -1.109 | -1.0723 | -1.0355 | -0.9986 | -0.9595
Northwest | Small Box-Retail | Minimum | July | Space Heating | LDCEU/TDEF | Electric Load with Losses, Incl. Cogeneration | MW | -0.1253 | -0.0808 | -0.1257 | -0.2053 | -0.3412 | -0.244 | -0.6485 | -0.708 | -0.7677 | -0.5548 | -0.4462 | -0.4782 | -0.5692 | -0.5168 | -0.5442 | -0.7704 | -0.5116 | -0.8045 | -0.9322 | -0.6339 | -0.4273 | -0.3586 | -0.3509 | -0.5183 | -0.5299 | -0.5275 | -0.5267 | -0.5265 | -0.5267 | -0.527 | -0.5278 | -0.5294 | -0.5321 | -0.535 | -0.5388 | -0.5425 | -0.5458 | -0.5503 | -0.5542 | -0.5585 | -0.5626 | -0.5666 | -0.5703 | -0.5741 | -0.5772 | -0.5803 | -0.583 | -0.5852 | -0.5872 | -0.5891 | -0.5905 | -0.5915 | -0.5925 | -0.5928 | -0.5929 | -0.5928 | -0.5923 | -0.5902
Northwest | Small Box-Retail | Minimum | July | Water Heating | LDCEU/TDEF | Electric Load with Losses, Incl. Cogeneration | MW | 0 | 0 | 0 | 0 | 0 | 0 | 0 | 0 | 0 | 0 | 0 | 0 | 0 | 0 | 0 | 0 | 0 | 0 | 0 | 0 | 0 | 0 | -0.0007 | -0.0019 | -0.0012 | -0.0003 | 0.0008 | 0.0019 | 0.0031 | 0.0046 | 0.006 | 0.0075 | 0.009 | 0.0105 | 0.0121 | 0.0137 | 0.0153 | 0.0168 | 0.0184 | 0.0199 | 0.0213 | 0.0227 | 0.024 | 0.0254 | 0.0266 | 0.0277 | 0.0288 | 0.0299 | 0.0308 | 0.0317 | 0.0326 | 0.0334 | 0.0341 | 0.0348 | 0.0355 | 0.0361 | 0.0367 | 0.037
Northwest | Small Box-Retail | Minimum | July | Other Substitutables | LDCEU/TDEF | Electric Load with Losses, Incl. Cogeneration | MW | 0 | 0 | 0 | 0 | 0 | 0 | 0 | 0 | 0 | 0 | 0 | 0 | -0.0001 | -0.0004 | -0.0004 | -0.0003 | -0.0004 | -0.0005 | -0.0004 | -0.0005 | -0.0005 | -0.0005 | -0.0005 | -0.0004 | 0.0006 | 0.0019 | 0.0033 | 0.0045 | 0.0057 | 0.0068 | 0.0079 | 0.009 | 0.0101 | 0.0112 | 0.0122 | 0.0132 | 0.014 | 0.0149 | 0.0157 | 0.0165 | 0.0172 | 0.0178 | 0.0183 | 0.019 | 0.0194 | 0.0198 | 0.0202 | 0.0205 | 0.0208 | 0.0211 | 0.0213 | 0.0214 | 0.0216 | 0.0216 | 0.0217 | 0.0216 | 0.0216 | 0.0215
Northwest | Small Box-Retail | Minimum | July | Refrigeration | LDCEU/TDEF | Electric Load with Losses, Incl. Cogeneration | MW | 0 | 0 | 0 | 0 | 0 | 0 | 0 | 0 | 0 | 0 | 0 | 0 | -0.0093 | -0.0233 | -0.037 | -0.0517 | -0.0577 | -0.2951 | -0.4833 | -0.625 | -0.7699 | -0.8584 | -0.9431 | -0.9763 | -1.0612 | -1.1389 | -1.2088 | -1.2714 | -1.3278 | -1.3784 | -1.424 | -1.4659 | -1.5055 | -1.5409 | -1.5748 | -1.6057 | -1.6322 | -1.6593 | -1.6834 | -1.7062 | -1.7263 | -1.7456 | -1.763 | -1.7791 | -1.7937 | -1.8076 | -1.8195 | -1.8305 | -1.8406 | -1.8506 | -1.8598 | -1.8685 | -1.8766 | -1.8843 | -1.8917 | -1.8988 | -1.9056 | -1.9068
Northwest | Small Box-Retail | Minimum | July | Lighting | LDCEU/TDEF | Electric Load with Losses, Incl. Cogeneration | MW | 0 | -0.9018 | -2.4687 | -2.5074 | -2.41 | -2.2786 | -2.6446 | -2.7159 | -9.0534 | -15.5004 | -19.7635 | -20.8381 | -21.7 | -20.756 | -22.3919 | -24.7895 | -18.1382 | -15.252 | -12.7052 | -9.0241 | -7.3538 | -5.8211 | -4.8675 | -4.9861 | -4.4551 | -4.0421 | -3.726 | -3.4896 | -3.2825 | -3.0996 | -2.9369 | -2.7922 | -2.6634 | -2.5457 | -2.4394 | -2.3411 | -2.2478 | -2.1628 | -2.0815 | -2.0045 | -1.9296 | -1.858 | -1.7879 | -1.7194 | -1.6522 | -1.5863 | -1.5204 | -1.4553 | -1.3906 | -1.3269 | -1.2634 | -1.2 | -1.1369 | -1.074 | -1.0112 | -0.9483 | -0.8856 | -0.8215
Northwest | Small Box-Retail | Minimum | July | Air Conditioning | LDCEU/TDEF | Electric Load with Losses, Incl. Cogeneration | MW | -0.0326 | 0.6047 | 1.1433 | 1.8744 | 2.1819 | 3.3318 | 2.7545 | 3.2985 | 3.5571 | 4.7249 | 5.7664 | 5.4886 | 4.9916 | 5.207 | 4.8457 | 4.4427 | 4.9843 | 3.9007 | 3.3944 | 3.3635 | 3.3502 | 2.8486 | 2.4982 | 2.0371 | 2.1952 | 1.9646 | 1.7734 | 1.6086 | 1.4703 | 1.3595 | 0.8755 | 0.4373 | 0.0396 | -0.2853 | -0.5464 | -0.7723 | -0.9702 | -1.1501 | -1.3019 | -1.4383 | -1.5591 | -1.6614 | -1.7513 | -1.8302 | -1.8938 | -1.9505 | -1.9989 | -2.0355 | -2.066 | -2.0924 | -2.1077 | -2.1192 | -2.1273 | -2.127 | -2.1255 | -2.1229 | -2.1138 | -2.0984
Northwest | Small Box-Retail | Minimum | July | Other Non-Substitutables | LDCEU/TDEF | Electric Load with Losses, Incl. Cogeneration | MW | 0 | 0 | 0 | 0 | 0 | 0 | 0 | 0 | 0 | 0 | 0 | 0 | -0.4301 | -0.9322 | -1.2913 | -1.4448 | -1.9868 | -1.8199 | -1.8396 | -1.9748 | -1.9936 | -1.9087 | -1.7931 | -1.7082 | -1.7572 | -1.7922 | -1.8139 | -1.8248 | -1.8269 | -1.8218 | -1.8105 | -1.7952 | -1.7775 | -1.756 | -1.7334 | -1.7084 | -1.6802 | -1.653 | -1.6236 | -1.5937 | -1.5622 | -1.5304 | -1.4976 | -1.4643 | -1.4303 | -1.3961 | -1.3608 | -1.3252 | -1.2893 | -1.2535 | -1.2174 | -1.1811 | -1.1446 | -1.108 | -1.0714 | -1.0346 | -0.9976 | -0.9586
Northwest | Small Box-Retail | Minimum | August | Space Heating | LDCEU/TDEF | Electric Load with Losses, Incl. Cogeneration | MW | -0.0663 | -0.0881 | -0.1791 | -0.2211 | -0.2204 | -0.2545 | -0.421 | -0.6108 | -0.5211 | -0.6311 | -0.4613 | -0.4299 | -0.5036 | -0.6175 | -0.7009 | -0.6703 | -0.6132 | -0.7045 | -0.5547 | -0.421 | -0.4183 | -0.3438 | -0.3475 | -0.3102 | -0.4467 | -0.4449 | -0.4445 | -0.4446 | -0.445 | -0.4455 | -0.4465 | -0.4481 | -0.4506 | -0.4534 | -0.4569 | -0.4602 | -0.4633 | -0.4673 | -0.4708 | -0.4746 | -0.4783 | -0.4818 | -0.4852 | -0.4886 | -0.4913 | -0.4942 | -0.4966 | -0.4986 | -0.5004 | -0.5022 | -0.5034 | -0.5045 | -0.5052 | -0.5056 | -0.5058 | -0.5059 | -0.5055 | -0.5037
Northwest | Small Box-Retail | Minimum | August | Water Heating | LDCEU/TDEF | Electric Load with Losses, Incl. Cogeneration | MW | 0 | 0 | 0 | 0 | 0 | 0 | 0 | 0 | 0 | 0 | 0 | 0 | 0 | 0 | 0 | 0 | 0 | 0 | 0 | 0 | 0 | 0 | -0.0007 | -0.0016 | -0.0011 | -0.0003 | 0.0008 | 0.0019 | 0.0031 | 0.0044 | 0.0058 | 0.0073 | 0.0088 | 0.0103 | 0.0118 | 0.0135 | 0.015 | 0.0165 | 0.018 | 0.0195 | 0.0209 | 0.0223 | 0.0235 | 0.0248 | 0.0261 | 0.0272 | 0.0282 | 0.0293 | 0.0302 | 0.0311 | 0.0319 | 0.0327 | 0.0334 | 0.0341 | 0.0347 | 0.0353 | 0.0359 | 0.0362
Northwest | Small Box-Retail | Minimum | August | Other Substitutables | LDCEU/TDEF | Electric Load with Losses, Incl. Cogeneration | MW | 0 | 0 | 0 | 0 | 0 | 0 | 0 | 0 | 0 | 0 | 0 | 0 | 0 | -0.0003 | -0.0004 | -0.0003 | -0.0004 | -0.0005 | -0.0005 | -0.0006 | -0.0005 | -0.0005 | -0.0005 | -0.0005 | 0.0007 | 0.0022 | 0.0036 | 0.0049 | 0.0062 | 0.0075 | 0.0087 | 0.01 | 0.0111 | 0.0123 | 0.0134 | 0.0145 | 0.0154 | 0.0164 | 0.0173 | 0.0182 | 0.0189 | 0.0197 | 0.0203 | 0.0209 | 0.0214 | 0.0219 | 0.0223 | 0.0227 | 0.023 | 0.0233 | 0.0234 | 0.0236 | 0.0237 | 0.0238 | 0.0239 | 0.024 | 0.0239 | 0.0238
Northwest | Small Box-Retail | Minimum | August | Refrigeration | LDCEU/TDEF | Electric Load with Losses, Incl. Cogeneration | MW | 0 | 0 | 0 | 0 | 0 | 0 | 0 | 0 | 0 | 0 | 0 | 0 | -0.009 | -0.0225 | -0.0358 | -0.0499 | -0.0558 | -0.2851 | -0.4669 | -0.6043 | -0.7445 | -0.8301 | -0.9126 | -0.9451 | -1.0272 | -1.1024 | -1.1699 | -1.2306 | -1.2852 | -1.3343 | -1.3784 | -1.4189 | -1.4573 | -1.4916 | -1.5243 | -1.5543 | -1.5799 | -1.6063 | -1.6297 | -1.6517 | -1.6713 | -1.6899 | -1.7067 | -1.7223 | -1.7366 | -1.7501 | -1.7616 | -1.7723 | -1.7821 | -1.7918 | -1.8008 | -1.8092 | -1.8171 | -1.8246 | -1.8318 | -1.8387 | -1.8453 | -1.8465
Northwest | Small Box-Retail | Minimum | August | Lighting | LDCEU/TDEF | Electric Load with Losses, Incl. Cogeneration | MW | 0 | -0.9533 | -2.5748 | -2.6138 | -2.5093 | -2.3707 | -2.751 | -2.8242 | -9.3931 | -16.0772 | -20.4945 | -21.613 | -22.5087 | -21.5134 | -23.225 | -25.7428 | -18.8263 | -15.8168 | -13.1941 | -9.3689 | -7.6378 | -6.0467 | -5.0612 | -5.2047 | -4.6492 | -4.2171 | -3.8862 | -3.6386 | -3.4217 | -3.2303 | -3.0601 | -2.9086 | -2.774 | -2.6509 | -2.54 | -2.4373 | -2.3398 | -2.2511 | -2.1663 | -2.0859 | -2.0079 | -1.933 | -1.86 | -1.7887 | -1.7186 | -1.6498 | -1.5813 | -1.5135 | -1.4461 | -1.3797 | -1.3134 | -1.2474 | -1.1817 | -1.1161 | -1.0506 | -0.9852 | -0.9199 | -0.853
Northwest | Small Box-Retail | Minimum | August | Air Conditioning | LDCEU/TDEF | Electric Load with Losses, Incl. Cogeneration | MW | -0.0603 | 0.8803 | 1.5587 | 2.6648 | 3.751 | 4.906 | 4.7383 | 5.1959 | 6.0339 | 6.7138 | 8.4704 | 8.5068 | 7.8087 | 7.2353 | 6.5874 | 6.8824 | 6.8596 | 6.0075 | 6.0444 | 5.8079 | 4.9714 | 4.3413 | 3.7359 | 3.6553 | 3.4137 | 3.0542 | 2.7559 | 2.499 | 2.2831 | 2.1102 | 1.3554 | 0.6719 | 0.0514 | -0.4555 | -0.8626 | -1.215 | -1.5235 | -1.8042 | -2.041 | -2.2537 | -2.4421 | -2.6017 | -2.7418 | -2.8649 | -2.964 | -3.0526 | -3.1281 | -3.1852 | -3.2327 | -3.2739 | -3.2979 | -3.3156 | -3.3282 | -3.3278 | -3.3255 | -3.3215 | -3.3074 | -3.2831
Northwest | Small Box-Retail | Minimum | August | Other Non-Substitutables | LDCEU/TDEF | Electric Load with Losses, Incl. Cogeneration | MW | 0 | 0 | 0 | 0 | 0 | 0 | 0 | 0 | 0 | 0 | 0 | 0 | -0.4444 | -0.9646 | -1.3346 | -1.4888 | -2.0581 | -1.8751 | -1.8954 | -2.0415 | -2.0618 | -1.9744 | -1.8559 | -1.7687 | -1.8192 | -1.8552 | -1.8776 | -1.8889 | -1.8909 | -1.8855 | -1.8739 | -1.8579 | -1.8396 | -1.8173 | -1.7938 | -1.768 | -1.7387 | -1.7105 | -1.68 | -1.6491 | -1.6165 | -1.5836 | -1.5496 | -1.5151 | -1.4799 | -1.4444 | -1.4079 | -1.371 | -1.3338 | -1.2968 | -1.2593 | -1.2218 | -1.184 | -1.1461 | -1.108 | -1.0699 | -1.0317 | -0.9912
Northwest | Small Box-Retail | Minimum | September | Space Heating | LDCEU/TDEF | Electric Load with Losses, Incl. Cogeneration | MW | -0.0864 | -0.112 | -0.1678 | -0.4655 | -0.4051 | -0.3945 | -0.697 | -0.8822 | -0.8128 | -0.9022 | -0.7121 | -0.9847 | -1.093 | -0.864 | -1.1445 | -1.0215 | -0.8496 | -0.9538 | -0.6912 | -0.6854 | -0.748 | -0.588 | -0.7485 | -0.6702 | -0.7086 | -0.7054 | -0.7044 | -0.7042 | -0.7044 | -0.7049 | -0.706 | -0.7083 | -0.7119 | -0.7158 | -0.721 | -0.726 | -0.7305 | -0.7367 | -0.742 | -0.7478 | -0.7534 | -0.7587 | -0.7637 | -0.7688 | -0.773 | -0.7773 | -0.7809 | -0.784 | -0.7865 | -0.7892 | -0.791 | -0.7925 | -0.7936 | -0.7941 | -0.7943 | -0.7943 | -0.7936 | -0.7907
Northwest | Small Box-Retail | Minimum | September | Water Heating | LDCEU/TDEF | Electric Load with Losses, Incl. Cogeneration | MW | 0 | 0 | 0 | 0 | 0 | 0 | 0 | 0 | 0 | 0 | 0 | 0 | 0 | 0 | 0 | 0 | 0 | 0 | 0 | 0 | 0 | 0 | -0.0014 | -0.0029 | -0.0017 | -0.0004 | 0.0011 | 0.0028 | 0.0046 | 0.0066 | 0.0087 | 0.0108 | 0.013 | 0.0153 | 0.0174 | 0.0198 | 0.0221 | 0.0243 | 0.0265 | 0.0287 | 0.0308 | 0.0328 | 0.0347 | 0.0365 | 0.0383 | 0.04 | 0.0415 | 0.043 | 0.0444 | 0.0457 | 0.0469 | 0.0481 | 0.0491 | 0.0501 | 0.051 | 0.0519 | 0.0527 | 0.0532
Northwest | Small Box-Retail | Minimum | September | Other Substitutables | LDCEU/TDEF | Electric Load with Losses, Incl. Cogeneration | MW | 0 | 0 | 0 | 0 | 0 | 0 | 0 | 0 | 0 | 0 | 0 | 0 | -0.0001 | -0.0002 | -0.0002 | -0.0002 | -0.0003 | -0.0003 | -0.0003 | -0.0003 | -0.0003 | -0.0004 | -0.0003 | -0.0003 | 0.0004 | 0.0012 | 0.0021 | 0.003 | 0.0038 | 0.0045 | 0.0053 | 0.006 | 0.0068 | 0.0074 | 0.0081 | 0.0087 | 0.0093 | 0.0099 | 0.0105 | 0.011 | 0.0114 | 0.0119 | 0.0123 | 0.0127 | 0.0129 | 0.0133 | 0.0135 | 0.0137 | 0.0139 | 0.0141 | 0.0142 | 0.0143 | 0.0144 | 0.0145 | 0.0145 | 0.0145 | 0.0144 | 0.0144
Northwest | Small Box-Retail | Minimum | September | Refrigeration | LDCEU/TDEF | Electric Load with Losses, Incl. Cogeneration | MW | 0 | 0 | 0 | 0 | 0 | 0 | 0 | 0 | 0 | 0 | 0 | 0 | -0.0097 | -0.0241 | -0.0383 | -0.0535 | -0.0598 | -0.3058 | -0.5015 | -0.6502 | -0.8022 | -0.8951 | -0.9856 | -1.0224 | -1.1111 | -1.1923 | -1.2654 | -1.3309 | -1.3899 | -1.4429 | -1.4906 | -1.5344 | -1.5759 | -1.6131 | -1.6486 | -1.6811 | -1.7088 | -1.7374 | -1.7627 | -1.7866 | -1.8078 | -1.828 | -1.8463 | -1.8631 | -1.8785 | -1.8932 | -1.9057 | -1.9173 | -1.9278 | -1.9385 | -1.9481 | -1.9572 | -1.9658 | -1.9739 | -1.9817 | -1.9892 | -1.9963 | -1.9977
Northwest | Small Box-Retail | Minimum | September | Lighting | LDCEU/TDEF | Electric Load with Losses, Incl. Cogeneration | MW | 0 | -0.8629 | -2.3313 | -2.3666 | -2.2721 | -2.1465 | -2.4909 | -2.5573 | -8.5053 | -14.5576 | -18.5575 | -19.5701 | -20.3819 | -19.4815 | -21.0318 | -23.312 | -17.0494 | -14.3252 | -11.9511 | -8.4891 | -6.923 | -5.4831 | -4.5914 | -4.7225 | -4.222 | -3.8331 | -3.5358 | -3.314 | -3.1194 | -2.9474 | -2.7942 | -2.6577 | -2.5362 | -2.4249 | -2.3245 | -2.2314 | -2.1429 | -2.0623 | -1.9849 | -1.9116 | -1.8404 | -1.772 | -1.7051 | -1.6399 | -1.5757 | -1.5126 | -1.4497 | -1.3874 | -1.3256 | -1.2645 | -1.2036 | -1.143 | -1.0826 | -1.0223 | -0.9621 | -0.902 | -0.8418 | -0.7804
Northwest | Small Box-Retail | Minimum | September | Air Conditioning | LDCEU/TDEF | Electric Load with Losses, Incl. Cogeneration | MW | -0.0459 | 0.7164 | 1.3725 | 1.7682 | 2.6605 | 3.7948 | 3.3514 | 3.779 | 4.3908 | 5.0729 | 6.5113 | 5.5993 | 5.0809 | 5.496 | 4.6741 | 5.0304 | 5.2926 | 4.4703 | 4.9838 | 4.195 | 3.4763 | 3.2587 | 2.6249 | 2.3575 | 2.4961 | 2.2247 | 1.9993 | 1.8048 | 1.6411 | 1.5095 | 0.9421 | 0.428 | -0.0395 | -0.4211 | -0.7273 | -0.9922 | -1.2242 | -1.4353 | -1.6134 | -1.7737 | -1.9156 | -2.0356 | -2.1411 | -2.2337 | -2.3085 | -2.3755 | -2.4324 | -2.4755 | -2.5113 | -2.5425 | -2.5607 | -2.5741 | -2.5838 | -2.5836 | -2.5822 | -2.5793 | -2.5688 | -2.5503
Northwest | Small Box-Retail | Minimum | September | Other Non-Substitutables | LDCEU/TDEF | Electric Load with Losses, Incl. Cogeneration | MW | 0 | 0 | 0 | 0 | 0 | 0 | 0 | 0 | 0 | 0 | 0 | 0 | -0.4035 | -0.8752 | -1.2116 | -1.3546 | -1.8671 | -1.7065 | -1.727 | -1.8601 | -1.8816 | -1.803 | -1.6972 | -1.6201 | -1.6664 | -1.6992 | -1.7197 | -1.7299 | -1.7317 | -1.7266 | -1.7159 | -1.7012 | -1.6844 | -1.6639 | -1.6424 | -1.6187 | -1.5918 | -1.5659 | -1.5381 | -1.5096 | -1.4798 | -1.4496 | -1.4184 | -1.3866 | -1.3543 | -1.3218 | -1.2883 | -1.2545 | -1.2203 | -1.1863 | -1.1519 | -1.1174 | -1.0827 | -1.0479 | -1.0131 | -0.9781 | -0.9429 | -0.9057
Northwest | Small Box-Retail | Minimum | October | Space Heating | LDCEU/TDEF | Electric Load with Losses, Incl. Cogeneration | MW | -0.2835 | -0.5073 | -0.7474 | -1.3882 | -1.6626 | -1.7444 | -2.4664 | -3.0291 | -3.125 | -3.4764 | -2.6133 | -2.9749 | -3.1889 | -3.3578 | -3.7149 | -3.7675 | -3.5408 | -3.224 | -2.9774 | -2.6328 | -2.6861 | -2.1488 | -2.0389 | -2.1663 | -2.5413 | -2.5332 | -2.5336 | -2.5366 | -2.5417 | -2.5473 | -2.5554 | -2.5674 | -2.5852 | -2.6036 | -2.627 | -2.6492 | -2.6696 | -2.6959 | -2.719 | -2.7438 | -2.7675 | -2.7902 | -2.8116 | -2.8328 | -2.851 | -2.8694 | -2.8849 | -2.8982 | -2.9096 | -2.9216 | -2.93 | -2.937 | -2.9427 | -2.9457 | -2.9478 | -2.9487 | -2.9474 | -2.9375
Northwest | Small Box-Retail | Minimum | October | Water Heating | LDCEU/TDEF | Electric Load with Losses, Incl. Cogeneration | MW | 0 | 0 | 0 | 0 | 0 | 0 | 0 | 0 | 0 | 0 | 0 | 0 | 0 | 0 | 0 | 0 | 0 | 0 | 0 | 0 | 0 | 0 | -0.0017 | -0.0047 | -0.0031 | -0.0007 | 0.0021 | 0.0052 | 0.0086 | 0.0122 | 0.0161 | 0.0199 | 0.0241 | 0.0281 | 0.0324 | 0.0367 | 0.0408 | 0.045 | 0.0491 | 0.0532 | 0.0569 | 0.0607 | 0.0642 | 0.0677 | 0.0709 | 0.074 | 0.0769 | 0.0796 | 0.0822 | 0.0846 | 0.0868 | 0.089 | 0.0909 | 0.0928 | 0.0945 | 0.096 | 0.0974 | 0.0985
Northwest | Small Box-Retail | Minimum | October | Other Substitutables | LDCEU/TDEF | Electric Load with Losses, Incl. Cogeneration | MW | 0 | 0 | 0 | 0 | 0 | 0 | 0 | 0 | 0 | 0 | 0 | 0 | 0 | -0.0003 | -0.0002 | -0.0003 | -0.0003 | -0.0003 | -0.0003 | -0.0003 | -0.0003 | -0.0003 | -0.0003 | -0.0003 | 0.0004 | 0.0012 | 0.0021 | 0.0029 | 0.0038 | 0.0045 | 0.0053 | 0.0061 | 0.0068 | 0.0074 | 0.0081 | 0.0088 | 0.0093 | 0.0099 | 0.0105 | 0.011 | 0.0114 | 0.0119 | 0.0123 | 0.0127 | 0.0131 | 0.0133 | 0.0135 | 0.0137 | 0.0139 | 0.0141 | 0.0143 | 0.0143 | 0.0144 | 0.0145 | 0.0145 | 0.0145 | 0.0146 | 0.0145
Northwest | Small Box-Retail | Minimum | October | Refrigeration | LDCEU/TDEF | Electric Load with Losses, Incl. Cogeneration | MW | 0 | 0 | 0 | 0 | 0 | 0 | 0 | 0 | 0 | 0 | 0 | 0 | -0.0096 | -0.0242 | -0.0383 | -0.0535 | -0.0599 | -0.3058 | -0.5027 | -0.653 | -0.8072 | -0.9018 | -0.9944 | -1.0338 | -1.1232 | -1.2053 | -1.279 | -1.3451 | -1.4047 | -1.4583 | -1.5064 | -1.5507 | -1.5927 | -1.6302 | -1.6662 | -1.699 | -1.7271 | -1.756 | -1.7817 | -1.806 | -1.8273 | -1.8478 | -1.8662 | -1.8832 | -1.8988 | -1.9136 | -1.9263 | -1.938 | -1.9486 | -1.9594 | -1.9691 | -1.9782 | -1.9868 | -1.9951 | -2.0029 | -2.0104 | -2.0176 | -2.019
Northwest | Small Box-Retail | Minimum | October | Lighting | LDCEU/TDEF | Electric Load with Losses, Incl. Cogeneration | MW | 0 | -0.8393 | -2.3103 | -2.347 | -2.2568 | -2.1344 | -2.4776 | -2.5447 | -8.4905 | -14.5383 | -18.5384 | -19.5449 | -20.3546 | -19.4768 | -21.0071 | -23.2467 | -17.0147 | -14.3152 | -11.9224 | -8.4761 | -6.9131 | -5.4781 | -4.5847 | -4.6926 | -4.2024 | -3.8226 | -3.5334 | -3.3186 | -3.1297 | -2.9623 | -2.8127 | -2.6789 | -2.5597 | -2.4499 | -2.3506 | -2.2584 | -2.1702 | -2.0899 | -2.0126 | -1.939 | -1.8674 | -1.7986 | -1.7311 | -1.6651 | -1.6001 | -1.5361 | -1.4724 | -1.4092 | -1.3463 | -1.2844 | -1.2224 | -1.1608 | -1.0993 | -1.0379 | -0.9766 | -0.9153 | -0.8541 | -0.7915
Northwest | Small Box-Retail | Minimum | October | Air Conditioning | LDCEU/TDEF | Electric Load with Losses, Incl. Cogeneration | MW | -0.0093 | 0.1521 | 0.2765 | 0.4297 | 0.5808 | 0.8175 | 0.7306 | 0.86 | 0.95 | 1.1419 | 1.424 | 1.3372 | 1.2136 | 1.2155 | 1.1148 | 1.1307 | 1.1581 | 1.0188 | 0.984 | 0.8996 | 0.819 | 0.7159 | 0.6451 | 0.5658 | 0.5528 | 0.4894 | 0.4367 | 0.391 | 0.3524 | 0.3213 | 0.1898 | 0.0704 | -0.0383 | -0.127 | -0.198 | -0.2594 | -0.3132 | -0.3623 | -0.4037 | -0.441 | -0.4739 | -0.5018 | -0.5263 | -0.5479 | -0.5653 | -0.5809 | -0.5942 | -0.6043 | -0.6126 | -0.6199 | -0.6242 | -0.6274 | -0.6297 | -0.6297 | -0.6295 | -0.6289 | -0.6265 | -0.6222
Northwest | Small Box-Retail | Minimum | October | Other Non-Substitutables | LDCEU/TDEF | Electric Load with Losses, Incl. Cogeneration | MW | 0 | 0 | 0 | 0 | 0 | 0 | 0 | 0 | 0 | 0 | 0 | 0 | -0.4029 | -0.871 | -1.2084 | -1.3612 | -1.8545 | -1.7157 | -1.7396 | -1.8655 | -1.8908 | -1.8132 | -1.709 | -1.6351 | -1.6818 | -1.715 | -1.7356 | -1.7459 | -1.7477 | -1.7426 | -1.7317 | -1.7168 | -1.6999 | -1.6791 | -1.6574 | -1.6335 | -1.6063 | -1.5802 | -1.552 | -1.5233 | -1.4931 | -1.4624 | -1.4309 | -1.3988 | -1.3661 | -1.3332 | -1.2993 | -1.2651 | -1.2305 | -1.1961 | -1.1613 | -1.1264 | -1.0912 | -1.0561 | -1.0208 | -0.9853 | -0.9498 | -0.9122
Northwest | Small Box-Retail | Minimum | November | Space Heating | LDCEU/TDEF | Electric Load with Losses, Incl. Cogeneration | MW | -0.6132 | -0.9454 | -1.1471 | -2.3966 | -2.6696 | -2.9221 | -4.1506 | -5.758 | -5.2642 | -5.8304 | -5.559 | -5.6746 | -6.204 | -5.7008 | -6.2427 | -5.9574 | -5.8966 | -5.7201 | -5.4296 | -4.562 | -4.5111 | -4.4402 | -4.4665 | -3.5446 | -4.586 | -4.5746 | -4.5791 | -4.5885 | -4.6015 | -4.6157 | -4.6342 | -4.6601 | -4.6968 | -4.7345 | -4.7813 | -4.8258 | -4.8669 | -4.9189 | -4.9647 | -5.0134 | -5.06 | -5.1045 | -5.1466 | -5.1879 | -5.2238 | -5.26 | -5.2907 | -5.3171 | -5.3398 | -5.3636 | -5.3806 | -5.3949 | -5.4067 | -5.4136 | -5.4185 | -5.4212 | -5.4197 | -5.4023
Northwest | Small Box-Retail | Minimum | November | Water Heating | LDCEU/TDEF | Electric Load with Losses, Incl. Cogeneration | MW | 0 | 0 | 0 | 0 | 0 | 0 | 0 | 0 | 0 | 0 | 0 | 0 | 0 | 0 | 0 | 0 | 0 | 0 | 0 | 0 | 0 | 0 | -0.0034 | -0.0058 | -0.0045 | -0.001 | 0.0033 | 0.0079 | 0.0129 | 0.0183 | 0.024 | 0.0298 | 0.0359 | 0.042 | 0.0483 | 0.0547 | 0.0608 | 0.0671 | 0.0732 | 0.0792 | 0.0849 | 0.0904 | 0.0957 | 0.1008 | 0.1056 | 0.1102 | 0.1145 | 0.1186 | 0.1223 | 0.1259 | 0.1293 | 0.1324 | 0.1353 | 0.1381 | 0.1406 | 0.1429 | 0.145 | 0.1465
Northwest | Small Box-Retail | Minimum | November | Other Substitutables | LDCEU/TDEF | Electric Load with Losses, Incl. Cogeneration | MW | 0 | 0 | 0 | 0 | 0 | 0 | 0 | 0 | 0 | 0 | 0 | 0 | 0 | -0.0002 | -0.0002 | -0.0002 | -0.0002 | -0.0002 | -0.0003 | -0.0004 | -0.0003 | -0.0003 | -0.0003 | -0.0003 | 0.0004 | 0.0011 | 0.0018 | 0.0025 | 0.0032 | 0.0038 | 0.0045 | 0.0051 | 0.0058 | 0.0063 | 0.0069 | 0.0075 | 0.008 | 0.0085 | 0.0089 | 0.0094 | 0.0098 | 0.0102 | 0.0105 | 0.0108 | 0.0112 | 0.0114 | 0.0116 | 0.0118 | 0.012 | 0.0121 | 0.0122 | 0.0123 | 0.0124 | 0.0124 | 0.0125 | 0.0125 | 0.0124 | 0.0124
Northwest | Small Box-Retail | Minimum | November | Refrigeration | LDCEU/TDEF | Electric Load with Losses, Incl. Cogeneration | MW | 0 | 0 | 0 | 0 | 0 | 0 | 0 | 0 | 0 | 0 | 0 | 0 | -0.0097 | -0.0245 | -0.039 | -0.0543 | -0.0608 | -0.3104 | -0.5111 | -0.6654 | -0.8241 | -0.9217 | -1.0184 | -1.0608 | -1.1524 | -1.2364 | -1.3119 | -1.3798 | -1.4408 | -1.4957 | -1.5451 | -1.5904 | -1.6336 | -1.6722 | -1.7091 | -1.7428 | -1.7717 | -1.8015 | -1.8278 | -1.8528 | -1.8748 | -1.8958 | -1.9146 | -1.9321 | -1.9481 | -1.9634 | -1.9764 | -1.9884 | -1.9993 | -2.0104 | -2.0203 | -2.0297 | -2.0386 | -2.0471 | -2.0551 | -2.0628 | -2.0701 | -2.0716
Northwest | Small Box-Retail | Minimum | November | Lighting | LDCEU/TDEF | Electric Load with Losses, Incl. Cogeneration | MW | 0 | -0.7999 | -2.2104 | -2.2458 | -2.1602 | -2.0435 | -2.3722 | -2.4367 | -8.1352 | -13.9312 | -17.7653 | -18.7288 | -19.5054 | -18.6692 | -20.133 | -22.2725 | -16.305 | -13.7231 | -11.4273 | -8.129 | -6.6333 | -5.2601 | -4.4085 | -4.5121 | -4.0459 | -3.6857 | -3.4121 | -3.2097 | -3.0315 | -2.873 | -2.7311 | -2.6038 | -2.4901 | -2.3853 | -2.2902 | -2.2016 | -2.1167 | -2.0391 | -1.9643 | -1.8932 | -1.8237 | -1.7567 | -1.691 | -1.6267 | -1.5632 | -1.5008 | -1.4384 | -1.3766 | -1.3151 | -1.2544 | -1.1937 | -1.1333 | -1.0731 | -1.0129 | -0.9528 | -0.8927 | -0.8326 | -0.7714
Northwest | Small Box-Retail | Minimum | November | Air Conditioning | LDCEU/TDEF | Electric Load with Losses, Incl. Cogeneration | MW | -0.0031 | 0.0529 | 0.0959 | 0.1493 | 0.2018 | 0.2839 | 0.2548 | 0.3007 | 0.3317 | 0.3982 | 0.4943 | 0.464 | 0.422 | 0.4225 | 0.3876 | 0.3938 | 0.403 | 0.3544 | 0.3429 | 0.313 | 0.2853 | 0.2495 | 0.2235 | 0.1972 | 0.1923 | 0.1695 | 0.1506 | 0.1342 | 0.1203 | 0.109 | 0.0622 | 0.0196 | -0.0192 | -0.0508 | -0.076 | -0.098 | -0.1171 | -0.1347 | -0.1494 | -0.1626 | -0.1744 | -0.1844 | -0.1931 | -0.2008 | -0.207 | -0.2127 | -0.2174 | -0.221 | -0.2239 | -0.2266 | -0.2282 | -0.2293 | -0.2301 | -0.2302 | -0.23 | -0.2299 | -0.229 | -0.2275
Northwest | Small Box-Retail | Minimum | November | Other Non-Substitutables | LDCEU/TDEF | Electric Load with Losses, Incl. Cogeneration | MW | 0 | 0 | 0 | 0 | 0 | 0 | 0 | 0 | 0 | 0 | 0 | 0 | -0.3978 | -0.8582 | -1.1919 | -1.3483 | -1.8273 | -1.7 | -1.7261 | -1.849 | -1.8779 | -1.8027 | -1.7022 | -1.6321 | -1.6785 | -1.7116 | -1.7321 | -1.7422 | -1.7439 | -1.7388 | -1.7278 | -1.7128 | -1.6959 | -1.6752 | -1.6534 | -1.6295 | -1.6023 | -1.5762 | -1.5481 | -1.5194 | -1.4891 | -1.4585 | -1.427 | -1.3948 | -1.362 | -1.3292 | -1.2952 | -1.2611 | -1.2263 | -1.192 | -1.1571 | -1.1222 | -1.087 | -1.0518 | -1.0165 | -0.981 | -0.9454 | -0.9078
Northwest | Small Box-Retail | Minimum | December | Space Heating | LDCEU/TDEF | Electric Load with Losses, Incl. Cogeneration | MW | -0.6534 | -1.0097 | -1.4706 | -2.9089 | -3.4634 | -3.7135 | -5.3741 | -6.5518 | -6.6544 | -7.1569 | -6.3029 | -6.6355 | -7.3822 | -7.1022 | -7.4204 | -7.8828 | -7.3317 | -6.6366 | -6.6004 | -5.7536 | -5.7746 | -5.263 | -5.2423 | -4.9658 | -5.7619 | -5.7578 | -5.7748 | -5.7982 | -5.826 | -5.8551 | -5.8895 | -5.9337 | -5.9925 | -6.0521 | -6.1237 | -6.1914 | -6.2543 | -6.3311 | -6.3994 | -6.4715 | -6.54 | -6.6051 | -6.667 | -6.7275 | -6.7808 | -6.8343 | -6.8802 | -6.92 | -6.9544 | -6.99 | -7.0166 | -7.0394 | -7.0586 | -7.0712 | -7.0809 | -7.0878 | -7.0887 | -7.0677
Northwest | Small Box-Retail | Minimum | December | Water Heating | LDCEU/TDEF | Electric Load with Losses, Incl. Cogeneration | MW | 0 | 0 | 0 | 0 | 0 | 0 | 0 | 0 | 0 | 0 | 0 | 0 | 0 | 0 | 0 | 0 | 0 | 0 | 0 | 0 | 0 | 0 | -0.0036 | -0.0094 | -0.0053 | -0.0011 | 0.0039 | 0.0095 | 0.0155 | 0.022 | 0.0288 | 0.0358 | 0.0432 | 0.0505 | 0.0581 | 0.0658 | 0.0731 | 0.0807 | 0.0881 | 0.0953 | 0.1021 | 0.1088 | 0.1151 | 0.1212 | 0.127 | 0.1326 | 0.1377 | 0.1426 | 0.1471 | 0.1514 | 0.1555 | 0.1593 | 0.1628 | 0.166 | 0.169 | 0.1718 | 0.1743 | 0.1761
Northwest | Small Box-Retail | Minimum | December | Other Substitutables | LDCEU/TDEF | Electric Load with Losses, Incl. Cogeneration | MW | 0 | 0 | 0 | 0 | 0 | 0 | 0 | 0 | 0 | 0 | 0 | 0 | -0.0001 | -0.0002 | -0.0001 | -0.0002 | -0.0002 | -0.0003 | -0.0003 | -0.0003 | -0.0003 | -0.0004 | -0.0003 | -0.0003 | 0.0004 | 0.0011 | 0.0018 | 0.0026 | 0.0033 | 0.0039 | 0.0046 | 0.0052 | 0.0059 | 0.0065 | 0.0071 | 0.0077 | 0.0082 | 0.0087 | 0.0091 | 0.0096 | 0.0101 | 0.0104 | 0.0108 | 0.0111 | 0.0113 | 0.0116 | 0.0118 | 0.012 | 0.0122 | 0.0123 | 0.0125 | 0.0125 | 0.0126 | 0.0127 | 0.0127 | 0.0127 | 0.0127 | 0.0127
Northwest | Small Box-Retail | Minimum | December | Refrigeration | LDCEU/TDEF | Electric Load with Losses, Incl. Cogeneration | MW | 0 | 0 | 0 | 0 | 0 | 0 | 0 | 0 | 0 | 0 | 0 | 0 | -0.0101 | -0.0253 | -0.0402 | -0.056 | -0.0627 | -0.3201 | -0.5271 | -0.6864 | -0.8502 | -0.9513 | -1.0514 | -1.0956 | -1.1901 | -1.2768 | -1.3547 | -1.4247 | -1.4877 | -1.5445 | -1.5955 | -1.6423 | -1.6868 | -1.7266 | -1.7648 | -1.7996 | -1.8294 | -1.8602 | -1.8874 | -1.9131 | -1.9358 | -1.9575 | -1.9771 | -1.995 | -2.0115 | -2.0274 | -2.0407 | -2.0532 | -2.0643 | -2.0758 | -2.0861 | -2.0957 | -2.1049 | -2.1136 | -2.1219 | -2.1298 | -2.1375 | -2.1389
Northwest | Small Box-Retail | Minimum | December | Lighting | LDCEU/TDEF | Electric Load with Losses, Incl. Cogeneration | MW | 0 | -0.7643 | -2.1165 | -2.1507 | -2.069 | -1.9575 | -2.2725 | -2.3344 | -7.7964 | -13.3516 | -17.0266 | -17.9496 | -18.694 | -17.8951 | -19.2963 | -21.3428 | -15.6259 | -13.1536 | -10.9513 | -7.7918 | -6.3586 | -5.0433 | -4.2318 | -4.332 | -3.8854 | -3.5405 | -3.2786 | -3.0851 | -2.9145 | -2.7628 | -2.6268 | -2.5049 | -2.396 | -2.2955 | -2.2043 | -2.1191 | -2.0376 | -1.9631 | -1.8913 | -1.8228 | -1.756 | -1.6915 | -1.6284 | -1.5664 | -1.5053 | -1.4453 | -1.3853 | -1.3258 | -1.2665 | -1.2081 | -1.1496 | -1.0914 | -1.0333 | -0.9754 | -0.9175 | -0.8597 | -0.8018 | -0.7427
Northwest | Small Box-Retail | Minimum | December | Air Conditioning | LDCEU/TDEF | Electric Load with Losses, Incl. Cogeneration | MW | -0.0018 | 0.0292 | 0.0531 | 0.0827 | 0.1116 | 0.157 | 0.141 | 0.1665 | 0.1837 | 0.2204 | 0.2734 | 0.2566 | 0.2336 | 0.2338 | 0.2144 | 0.2179 | 0.2231 | 0.1961 | 0.1898 | 0.1732 | 0.1578 | 0.138 | 0.1237 | 0.1091 | 0.1064 | 0.0937 | 0.0832 | 0.074 | 0.0663 | 0.0601 | 0.034 | 0.0104 | -0.0112 | -0.0287 | -0.0428 | -0.0549 | -0.0656 | -0.0754 | -0.0836 | -0.091 | -0.0975 | -0.103 | -0.1078 | -0.1121 | -0.1156 | -0.1187 | -0.1214 | -0.1233 | -0.125 | -0.1264 | -0.1273 | -0.1279 | -0.1284 | -0.1285 | -0.1284 | -0.1283 | -0.1278 | -0.127
Northwest | Small Box-Retail | Minimum | December | Other Non-Substitutables | LDCEU/TDEF | Electric Load with Losses, Incl. Cogeneration | MW | 0 | 0 | 0 | 0 | 0 | 0 | 0 | 0 | 0 | 0 | 0 | 0 | -0.4056 | -0.8744 | -1.2146 | -1.3763 | -1.8624 | -1.7351 | -1.762 | -1.8858 | -1.9156 | -1.8397 | -1.7376 | -1.6665 | -1.7139 | -1.7476 | -1.7684 | -1.7788 | -1.7805 | -1.7752 | -1.7641 | -1.7488 | -1.7314 | -1.7104 | -1.6881 | -1.6637 | -1.6359 | -1.6093 | -1.5805 | -1.5512 | -1.5203 | -1.489 | -1.4568 | -1.424 | -1.3906 | -1.3569 | -1.3223 | -1.2873 | -1.2519 | -1.2168 | -1.1812 | -1.1455 | -1.1096 | -1.0737 | -1.0375 | -1.0013 | -0.965 | -0.9266
Northwest | High End-Retail | Peak | January | Space Heating | LDCEU/TDEF | Electric Load with Losses, Incl. Cogeneration | MW | -0.1136 | -0.1486 | -0.2257 | -0.4681 | -0.5489 | -0.5539 | -0.8665 | -1.0716 | -1.0819 | -1.1772 | -0.973 | -1.1104 | -1.2321 | -1.4034 | -1.466 | -1.2828 | -1.5677 | -1.1444 | -1.2172 | -1.3813 | -1.5192 | -1.5317 | -1.5918 | -1.5897 | -1.6028 | -1.6281 | -1.6577 | -1.6857 | -1.713 | -1.7392 | -1.7652 | -1.7986 | -1.8506 | -1.8975 | -1.9601 | -2.0202 | -2.0678 | -2.1399 | -2.2027 | -2.2717 | -2.3341 | -2.3983 | -2.4593 | -2.52 | -2.5774 | -2.6377 | -2.6884 | -2.7364 | -2.7803 | -2.8298 | -2.8739 | -2.9169 | -2.959 | -2.9986 | -3.0376 | -3.0759 | -3.1119 | -3.1132
Northwest | High End-Retail | Peak | January | Water Heating | LDCEU/TDEF | Electric Load with Losses, Incl. Cogeneration | MW | 0 | 0 | 0 | 0 | 0 | 0 | 0 | 0 | 0 | 0 | 0 | 0 | 0 | 0 | 0 | 0 | 0 | 0 | 0 | 0 | 0 | 0 | -0.015 | -0.0254 | -0.0244 | -0.0211 | -0.0161 | -0.0105 | -0.0039 | 0.0039 | 0.0122 | 0.0219 | 0.0344 | 0.0465 | 0.0608 | 0.0762 | 0.0897 | 0.1064 | 0.1229 | 0.1398 | 0.1553 | 0.1718 | 0.1875 | 0.2027 | 0.2182 | 0.2335 | 0.2471 | 0.2608 | 0.2737 | 0.287 | 0.3001 | 0.3129 | 0.3253 | 0.3379 | 0.35 | 0.3618 | 0.3734 | 0.3797
Northwest | High End-Retail | Peak | January | Other Substitutables | LDCEU/TDEF | Electric Load with Losses, Incl. Cogeneration | MW | 0 | 0 | 0 | 0 | 0 | 0 | 0 | 0 | 0 | 0 | 0 | 0 | -0.0001 | -0.0003 | -0.0003 | -0.0003 | -0.0003 | -0.0004 | -0.0005 | -0.0011 | -0.0013 | -0.0015 | -0.0019 | -0.0019 | -0.0014 | -0.0006 | 0.0001 | 0.0008 | 0.0015 | 0.0022 | 0.0029 | 0.0037 | 0.0044 | 0.0053 | 0.0062 | 0.0071 | 0.0078 | 0.0087 | 0.0096 | 0.0104 | 0.0112 | 0.012 | 0.0127 | 0.0134 | 0.014 | 0.0146 | 0.0152 | 0.0157 | 0.0161 | 0.0165 | 0.017 | 0.0173 | 0.0177 | 0.018 | 0.0183 | 0.0186 | 0.0188 | 0.0188
Northwest | High End-Retail | Peak | January | Refrigeration | LDCEU/TDEF | Electric Load with Losses, Incl. Cogeneration | MW | 0 | 0 | 0 | 0 | 0 | 0 | 0 | 0 | 0 | 0 | 0 | 0 | -0.0001 | -0.0003 | -0.0004 | -0.0005 | -0.0006 | -0.0029 | -0.0054 | -0.0084 | -0.0116 | -0.0142 | -0.0178 | -0.0209 | -0.0222 | -0.0235 | -0.0247 | -0.0258 | -0.0269 | -0.0279 | -0.0289 | -0.0298 | -0.0312 | -0.0324 | -0.0339 | -0.0353 | -0.0364 | -0.038 | -0.0393 | -0.0408 | -0.0421 | -0.0433 | -0.0444 | -0.0455 | -0.0467 | -0.0479 | -0.0489 | -0.05 | -0.0508 | -0.0518 | -0.0528 | -0.0537 | -0.0546 | -0.0555 | -0.0565 | -0.0574 | -0.0583 | -0.0586
Northwest | High End-Retail | Peak | January | Lighting | LDCEU/TDEF | Electric Load with Losses, Incl. Cogeneration | MW | 0 | -0.8693 | -2.356 | -2.4033 | -2.3049 | -2.1743 | -2.5389 | -2.6055 | -8.6759 | -14.8198 | -18.9092 | -19.9469 | -20.9538 | -20.1803 | -21.5565 | -23.4402 | -16.4311 | -13.5622 | -11.3825 | -8.6884 | -7.7969 | -6.8927 | -6.5123 | -7.847 | -7.1743 | -6.6824 | -6.3294 | -6.0897 | -5.8742 | -5.6789 | -5.5 | -5.3511 | -5.2475 | -5.1431 | -5.074 | -5.0097 | -4.9211 | -4.8799 | -4.8245 | -4.7765 | -4.714 | -4.656 | -4.588 | -4.5155 | -4.4349 | -4.3517 | -4.2509 | -4.1438 | -4.0279 | -3.9124 | -3.7872 | -3.6557 | -3.5174 | -3.3725 | -3.2207 | -3.0622 | -2.8966 | -2.7034
Northwest | High End-Retail | Peak | January | Air Conditioning | LDCEU/TDEF | Electric Load with Losses, Incl. Cogeneration | MW | -0.0162 | 0.3466 | 0.6191 | 0.9674 | 1.3057 | 1.8456 | 1.6474 | 1.9489 | 2.1523 | 2.5837 | 3.2177 | 3.0067 | 2.795 | 2.6232 | 2.7515 | 2.9569 | 2.6474 | 2.7068 | 2.9948 | 2.6923 | 2.6994 | 2.6195 | 2.6127 | 2.5799 | 2.5548 | 2.3056 | 2.1035 | 1.9233 | 1.7671 | 1.6381 | 1.1078 | 0.6141 | 0.1314 | -0.2982 | -0.7166 | -1.0898 | -1.4108 | -1.7476 | -2.0357 | -2.3147 | -2.5648 | -2.7939 | -3.0032 | -3.1977 | -3.3697 | -3.5391 | -3.6842 | -3.8095 | -3.9204 | -4.0351 | -4.1269 | -4.2123 | -4.2931 | -4.3581 | -4.4216 | -4.4839 | -4.5326 | -4.5284
Northwest | High End-Retail | Peak | January | Other Non-Substitutables | LDCEU/TDEF | Electric Load with Losses, Incl. Cogeneration | MW | 0 | 0 | 0 | 0 | 0 | 0 | 0 | 0 | 0 | 0 | 0 | 0 | -0.5539 | -1.136 | -1.4204 | -1.7447 | -2.0454 | -1.9376 | -2.1966 | -2.5149 | -2.7412 | -2.8566 | -2.9556 | -3.1178 | -3.2067 | -3.2894 | -3.3514 | -3.3936 | -3.4217 | -3.4377 | -3.4434 | -3.4523 | -3.4802 | -3.4941 | -3.525 | -3.5508 | -3.5506 | -3.5828 | -3.5992 | -3.6186 | -3.6238 | -3.6312 | -3.6293 | -3.6231 | -3.6104 | -3.5965 | -3.5677 | -3.5346 | -3.4946 | -3.4574 | -3.413 | -3.3647 | -3.3126 | -3.2567 | -3.1968 | -3.1333 | -3.0658 | -2.9651
Northwest | High End-Retail | Peak | February | Space Heating | LDCEU/TDEF | Electric Load with Losses, Incl. Cogeneration | MW | -0.3298 | -0.4658 | -0.6425 | -1.3812 | -1.6032 | -1.6258 | -2.5812 | -3.0297 | -3.2219 | -3.4016 | -3.0159 | -3.1375 | -3.6464 | -4.3285 | -4.052 | -3.5742 | -4.5783 | -3.3628 | -3.6698 | -4.0205 | -4.3253 | -4.6465 | -4.5124 | -4.415 | -4.6396 | -4.7128 | -4.7967 | -4.8764 | -4.9544 | -5.0287 | -5.1028 | -5.197 | -5.3432 | -5.4747 | -5.6515 | -5.8214 | -5.9554 | -6.1601 | -6.3376 | -6.5328 | -6.7097 | -6.8918 | -7.0638 | -7.2356 | -7.3971 | -7.5669 | -7.7095 | -7.8444 | -7.9676 | -8.1073 | -8.2312 | -8.3518 | -8.4701 | -8.5812 | -8.6905 | -8.7981 | -8.8988 | -8.9022
Northwest | High End-Retail | Peak | February | Water Heating | LDCEU/TDEF | Electric Load with Losses, Incl. Cogeneration | MW | 0 | 0 | 0 | 0 | 0 | 0 | 0 | 0 | 0 | 0 | 0 | 0 | 0 | 0 | 0 | 0 | 0 | 0 | 0 | 0 | 0 | 0 | -0.0097 | -0.016 | -0.0171 | -0.0147 | -0.0113 | -0.0073 | -0.0027 | 0.0028 | 0.0086 | 0.0154 | 0.0241 | 0.0326 | 0.0426 | 0.0534 | 0.0627 | 0.0745 | 0.086 | 0.0978 | 0.1087 | 0.1202 | 0.1312 | 0.1419 | 0.1527 | 0.1634 | 0.1729 | 0.1825 | 0.1914 | 0.2007 | 0.21 | 0.2188 | 0.2275 | 0.2364 | 0.2448 | 0.2529 | 0.2612 | 0.2656
Northwest | High End-Retail | Peak | February | Other Substitutables | LDCEU/TDEF | Electric Load with Losses, Incl. Cogeneration | MW | 0 | 0 | 0 | 0 | 0 | 0 | 0 | 0 | 0 | 0 | 0 | 0 | -0.0001 | -0.0004 | -0.0003 | -0.0004 | -0.0003 | -0.0004 | -0.0005 | -0.0011 | -0.0012 | -0.0014 | -0.0019 | -0.002 | -0.0014 | -0.0006 | 0.0001 | 0.0008 | 0.0016 | 0.0023 | 0.0031 | 0.0038 | 0.0047 | 0.0056 | 0.0065 | 0.0074 | 0.0082 | 0.0091 | 0.01 | 0.0109 | 0.0117 | 0.0125 | 0.0133 | 0.014 | 0.0147 | 0.0152 | 0.0158 | 0.0163 | 0.0168 | 0.0173 | 0.0176 | 0.018 | 0.0184 | 0.0187 | 0.0191 | 0.0193 | 0.0196 | 0.0196
Northwest | High End-Retail | Peak | February | Refrigeration | LDCEU/TDEF | Electric Load with Losses, Incl. Cogeneration | MW | 0 | 0 | 0 | 0 | 0 | 0 | 0 | 0 | 0 | 0 | 0 | 0 | -0.0001 | -0.0002 | -0.0003 | -0.0004 | -0.0005 | -0.0025 | -0.0046 | -0.007 | -0.0097 | -0.0118 | -0.0148 | -0.0174 | -0.0184 | -0.0195 | -0.0206 | -0.0215 | -0.0224 | -0.0232 | -0.024 | -0.0247 | -0.026 | -0.027 | -0.0282 | -0.0294 | -0.0303 | -0.0316 | -0.0328 | -0.0339 | -0.035 | -0.0361 | -0.037 | -0.0379 | -0.0388 | -0.0399 | -0.0407 | -0.0416 | -0.0422 | -0.0431 | -0.044 | -0.0447 | -0.0454 | -0.0462 | -0.047 | -0.0478 | -0.0485 | -0.0489
Northwest | High End-Retail | Peak | February | Lighting | LDCEU/TDEF | Electric Load with Losses, Incl. Cogeneration | MW | 0 | -0.6378 | -1.7493 | -1.7852 | -1.7139 | -1.6178 | -1.8894 | -1.9396 | -6.4715 | -11.0577 | -14.1109 | -14.8834 | -15.6342 | -15.0618 | -16.1002 | -17.5116 | -12.2713 | -10.1227 | -8.5004 | -6.4811 | -5.8154 | -5.1422 | -4.8629 | -5.843 | -5.3454 | -4.9822 | -4.7223 | -4.5467 | -4.3885 | -4.2448 | -4.113 | -4.0032 | -3.9267 | -3.8494 | -3.7984 | -3.7508 | -3.6849 | -3.6544 | -3.6131 | -3.5773 | -3.5306 | -3.4872 | -3.4363 | -3.3819 | -3.3215 | -3.259 | -3.1833 | -3.103 | -3.0162 | -2.9296 | -2.8358 | -2.7372 | -2.6336 | -2.5251 | -2.4115 | -2.2927 | -2.1687 | -2.0243
Northwest | High End-Retail | Peak | February | Air Conditioning | LDCEU/TDEF | Electric Load with Losses, Incl. Cogeneration | MW | -0.001 | 0.0218 | 0.0388 | 0.0608 | 0.0819 | 0.1158 | 0.1035 | 0.1225 | 0.1353 | 0.1624 | 0.2019 | 0.1888 | 0.1756 | 0.165 | 0.173 | 0.1855 | 0.1662 | 0.17 | 0.1878 | 0.1689 | 0.1695 | 0.1644 | 0.164 | 0.1618 | 0.1602 | 0.1444 | 0.1316 | 0.1203 | 0.1104 | 0.1022 | 0.0688 | 0.0377 | 0.0072 | -0.0199 | -0.0462 | -0.0697 | -0.09 | -0.1112 | -0.1294 | -0.147 | -0.1628 | -0.1772 | -0.1905 | -0.2028 | -0.2136 | -0.2242 | -0.2334 | -0.2413 | -0.2483 | -0.2556 | -0.2613 | -0.2667 | -0.2718 | -0.2759 | -0.2799 | -0.2839 | -0.2869 | -0.2867
Northwest | High End-Retail | Peak | February | Other Non-Substitutables | LDCEU/TDEF | Electric Load with Losses, Incl. Cogeneration | MW | 0 | 0 | 0 | 0 | 0 | 0 | 0 | 0 | 0 | 0 | 0 | 0 | -0.4072 | -0.8364 | -1.0432 | -1.2803 | -1.505 | -1.4187 | -1.6097 | -1.8444 | -2.0107 | -2.096 | -2.1689 | -2.2879 | -2.3532 | -2.4138 | -2.4593 | -2.4902 | -2.5108 | -2.5226 | -2.5268 | -2.533 | -2.5533 | -2.5632 | -2.5856 | -2.6042 | -2.604 | -2.6273 | -2.6391 | -2.6531 | -2.6567 | -2.6619 | -2.6602 | -2.6555 | -2.6459 | -2.6355 | -2.6142 | -2.5897 | -2.5601 | -2.5327 | -2.5 | -2.4645 | -2.4261 | -2.385 | -2.3411 | -2.2943 | -2.2448 | -2.1711
Northwest | High End-Retail | Peak | March | Space Heating | LDCEU/TDEF | Electric Load with Losses, Incl. Cogeneration | MW | -0.1484 | -0.2125 | -0.3453 | -0.6613 | -0.8004 | -0.828 | -1.324 | -1.5743 | -1.5392 | -1.797 | -1.4548 | -1.4732 | -1.7039 | -2.1726 | -1.9284 | -1.929 | -2.3379 | -1.7326 | -1.7748 | -2.0627 | -2.0866 | -2.1882 | -2.1683 | -2.2367 | -2.2442 | -2.2792 | -2.3181 | -2.3551 | -2.3914 | -2.4258 | -2.4602 | -2.5035 | -2.5704 | -2.6305 | -2.7121 | -2.7908 | -2.8524 | -2.9477 | -3.03 | -3.1206 | -3.2026 | -3.2876 | -3.3675 | -3.4472 | -3.5217 | -3.6 | -3.6658 | -3.7279 | -3.7847 | -3.8498 | -3.9072 | -3.9629 | -4.0176 | -4.0689 | -4.1194 | -4.1691 | -4.2155 | -4.2169
Northwest | High End-Retail | Peak | March | Water Heating | LDCEU/TDEF | Electric Load with Losses, Incl. Cogeneration | MW | 0 | 0 | 0 | 0 | 0 | 0 | 0 | 0 | 0 | 0 | 0 | 0 | 0 | 0 | 0 | 0 | 0 | 0 | 0 | 0 | 0 | 0 | -0.0084 | -0.0148 | -0.0145 | -0.0126 | -0.0097 | -0.0063 | -0.0024 | 0.0022 | 0.007 | 0.0127 | 0.0201 | 0.0272 | 0.0357 | 0.0447 | 0.0527 | 0.0625 | 0.0722 | 0.0821 | 0.0913 | 0.1011 | 0.1103 | 0.1193 | 0.1285 | 0.1375 | 0.1455 | 0.1536 | 0.1612 | 0.1691 | 0.1768 | 0.1844 | 0.1917 | 0.1991 | 0.2063 | 0.2132 | 0.2202 | 0.2239
Northwest | High End-Retail | Peak | March | Other Substitutables | LDCEU/TDEF | Electric Load with Losses, Incl. Cogeneration | MW | 0 | 0 | 0 | 0 | 0 | 0 | 0 | 0 | 0 | 0 | 0 | 0 | -0.0001 | -0.0004 | -0.0003 | -0.0004 | -0.0003 | -0.0004 | -0.0005 | -0.0011 | -0.0013 | -0.0014 | -0.0019 | -0.002 | -0.0014 | -0.0006 | 0.0001 | 0.0008 | 0.0015 | 0.0023 | 0.0031 | 0.0038 | 0.0047 | 0.0056 | 0.0065 | 0.0074 | 0.0081 | 0.0092 | 0.01 | 0.0109 | 0.0117 | 0.0125 | 0.0132 | 0.014 | 0.0146 | 0.0153 | 0.0158 | 0.0163 | 0.0168 | 0.0173 | 0.0177 | 0.0181 | 0.0184 | 0.0187 | 0.019 | 0.0193 | 0.0195 | 0.0195
Northwest | High End-Retail | Peak | March | Refrigeration | LDCEU/TDEF | Electric Load with Losses, Incl. Cogeneration | MW | 0 | 0 | 0 | 0 | 0 | 0 | 0 | 0 | 0 | 0 | 0 | 0 | -0.0001 | -0.0002 | -0.0004 | -0.0004 | -0.0005 | -0.0025 | -0.0045 | -0.0069 | -0.0095 | -0.0117 | -0.0147 | -0.0173 | -0.0183 | -0.0194 | -0.0204 | -0.0213 | -0.0222 | -0.023 | -0.0238 | -0.0246 | -0.0258 | -0.0267 | -0.028 | -0.0291 | -0.0301 | -0.0313 | -0.0325 | -0.0337 | -0.0347 | -0.0357 | -0.0367 | -0.0376 | -0.0385 | -0.0396 | -0.0403 | -0.0412 | -0.0419 | -0.0428 | -0.0435 | -0.0443 | -0.045 | -0.0458 | -0.0466 | -0.0473 | -0.0482 | -0.0484
Northwest | High End-Retail | Peak | March | Lighting | LDCEU/TDEF | Electric Load with Losses, Incl. Cogeneration | MW | 0 | -0.6514 | -1.7929 | -1.8298 | -1.7572 | -1.659 | -1.9377 | -1.9894 | -6.6413 | -11.3487 | -14.4828 | -15.2752 | -16.0455 | -15.4594 | -16.5285 | -17.9786 | -12.5973 | -10.3898 | -8.726 | -6.651 | -5.9676 | -5.2766 | -4.9861 | -5.9829 | -5.4747 | -5.1044 | -4.8396 | -4.6609 | -4.4998 | -4.3536 | -4.2192 | -4.1072 | -4.0293 | -3.9504 | -3.8985 | -3.8499 | -3.7825 | -3.7514 | -3.7091 | -3.6724 | -3.6245 | -3.5801 | -3.5277 | -3.4718 | -3.4096 | -3.3455 | -3.2678 | -3.1853 | -3.096 | -3.0071 | -2.9108 | -2.8095 | -2.7031 | -2.5916 | -2.4749 | -2.353 | -2.2257 | -2.0774
Northwest | High End-Retail | Peak | March | Air Conditioning | LDCEU/TDEF | Electric Load with Losses, Incl. Cogeneration | MW | -0.0023 | 0.0499 | 0.0891 | 0.1395 | 0.1881 | 0.2656 | 0.2376 | 0.2814 | 0.3106 | 0.3728 | 0.4632 | 0.4332 | 0.4031 | 0.3785 | 0.3966 | 0.4255 | 0.3813 | 0.3902 | 0.4307 | 0.3874 | 0.3886 | 0.3771 | 0.376 | 0.3712 | 0.3672 | 0.331 | 0.3017 | 0.2755 | 0.2528 | 0.2341 | 0.1574 | 0.086 | 0.0161 | -0.0461 | -0.1067 | -0.1607 | -0.2072 | -0.256 | -0.2977 | -0.3382 | -0.3744 | -0.4076 | -0.4379 | -0.466 | -0.491 | -0.5155 | -0.5365 | -0.5547 | -0.5707 | -0.5873 | -0.6006 | -0.613 | -0.6247 | -0.6342 | -0.6434 | -0.6523 | -0.6594 | -0.6589
Northwest | High End-Retail | Peak | March | Other Non-Substitutables | LDCEU/TDEF | Electric Load with Losses, Incl. Cogeneration | MW | 0 | 0 | 0 | 0 | 0 | 0 | 0 | 0 | 0 | 0 | 0 | 0 | -0.4036 | -0.8291 | -1.0334 | -1.2677 | -1.491 | -1.4037 | -1.5935 | -1.8261 | -1.9912 | -2.0754 | -2.1474 | -2.2658 | -2.3303 | -2.3905 | -2.4354 | -2.4661 | -2.4863 | -2.498 | -2.5021 | -2.5083 | -2.5282 | -2.538 | -2.5601 | -2.5785 | -2.5781 | -2.6011 | -2.6127 | -2.6265 | -2.63 | -2.6351 | -2.6334 | -2.6285 | -2.619 | -2.6086 | -2.5874 | -2.5631 | -2.5338 | -2.5066 | -2.4741 | -2.4389 | -2.4009 | -2.3601 | -2.3166 | -2.2703 | -2.2212 | -2.1483
Northwest | High End-Retail | Peak | April | Space Heating | LDCEU/TDEF | Electric Load with Losses, Incl. Cogeneration | MW | -0.1565 | -0.2152 | -0.3566 | -0.6583 | -0.8175 | -0.8445 | -1.3284 | -1.454 | -1.6643 | -1.6959 | -1.5834 | -1.4705 | -1.7973 | -2.0722 | -2.0797 | -2.0075 | -2.3228 | -1.8281 | -1.9089 | -1.968 | -2.1588 | -2.259 | -2.4584 | -2.1306 | -2.2978 | -2.3338 | -2.3747 | -2.4135 | -2.4515 | -2.4877 | -2.5238 | -2.5696 | -2.6407 | -2.7047 | -2.791 | -2.8741 | -2.9394 | -3.0395 | -3.1264 | -3.2218 | -3.3082 | -3.3975 | -3.4818 | -3.5659 | -3.6449 | -3.7279 | -3.7976 | -3.8636 | -3.9241 | -3.9927 | -4.0536 | -4.1128 | -4.1709 | -4.2254 | -4.2791 | -4.3319 | -4.3814 | -4.383
Northwest | High End-Retail | Peak | April | Water Heating | LDCEU/TDEF | Electric Load with Losses, Incl. Cogeneration | MW | 0 | 0 | 0 | 0 | 0 | 0 | 0 | 0 | 0 | 0 | 0 | 0 | 0 | 0 | 0 | 0 | 0 | 0 | 0 | 0 | 0 | 0 | -0.0084 | -0.01 | -0.0118 | -0.0103 | -0.0079 | -0.0053 | -0.0021 | 0.0016 | 0.0055 | 0.0101 | 0.016 | 0.0217 | 0.0285 | 0.0357 | 0.0422 | 0.0501 | 0.058 | 0.066 | 0.0734 | 0.0813 | 0.0887 | 0.096 | 0.1033 | 0.1106 | 0.1171 | 0.1237 | 0.1298 | 0.1362 | 0.1425 | 0.1487 | 0.1546 | 0.1607 | 0.1664 | 0.1721 | 0.1777 | 0.1807
Northwest | High End-Retail | Peak | April | Other Substitutables | LDCEU/TDEF | Electric Load with Losses, Incl. Cogeneration | MW | 0 | 0 | 0 | 0 | 0 | 0 | 0 | 0 | 0 | 0 | 0 | 0 | 0 | -0.0004 | -0.0003 | -0.0003 | -0.0003 | -0.0005 | -0.0006 | -0.0011 | -0.0012 | -0.0015 | -0.0019 | -0.002 | -0.0014 | -0.0006 | 0.0001 | 0.0008 | 0.0015 | 0.0023 | 0.003 | 0.0038 | 0.0047 | 0.0055 | 0.0064 | 0.0073 | 0.0081 | 0.009 | 0.0099 | 0.0108 | 0.0115 | 0.0124 | 0.0131 | 0.0138 | 0.0145 | 0.0151 | 0.0156 | 0.0161 | 0.0167 | 0.0171 | 0.0175 | 0.0179 | 0.0182 | 0.0186 | 0.0189 | 0.0191 | 0.0194 | 0.0194
Northwest | High End-Retail | Peak | April | Refrigeration | LDCEU/TDEF | Electric Load with Losses, Incl. Cogeneration | MW | 0 | 0 | 0 | 0 | 0 | 0 | 0 | 0 | 0 | 0 | 0 | 0 | -0.0001 | -0.0002 | -0.0003 | -0.0004 | -0.0005 | -0.0023 | -0.0042 | -0.0065 | -0.009 | -0.0109 | -0.0137 | -0.0161 | -0.0171 | -0.0181 | -0.019 | -0.0199 | -0.0207 | -0.0215 | -0.0223 | -0.0229 | -0.0241 | -0.025 | -0.0261 | -0.0272 | -0.0281 | -0.0293 | -0.0303 | -0.0315 | -0.0325 | -0.0334 | -0.0343 | -0.0351 | -0.036 | -0.037 | -0.0378 | -0.0386 | -0.0391 | -0.04 | -0.0406 | -0.0414 | -0.0421 | -0.0428 | -0.0436 | -0.0443 | -0.045 | -0.0453
Northwest | High End-Retail | Peak | April | Lighting | LDCEU/TDEF | Electric Load with Losses, Incl. Cogeneration | MW | 0 | -0.6598 | -1.8188 | -1.8565 | -1.783 | -1.6836 | -1.9664 | -2.0189 | -6.7418 | -11.5209 | -14.7029 | -15.5071 | -16.2883 | -15.6933 | -16.7798 | -18.2528 | -12.7882 | -10.5462 | -8.8566 | -6.7466 | -6.0512 | -5.3484 | -5.0462 | -6.0487 | -5.5327 | -5.1564 | -4.8866 | -4.7041 | -4.5397 | -4.3906 | -4.2538 | -4.1398 | -4.0603 | -3.9799 | -3.9269 | -3.8774 | -3.809 | -3.7773 | -3.7345 | -3.6973 | -3.649 | -3.6042 | -3.5515 | -3.4954 | -3.4329 | -3.3683 | -3.2902 | -3.2073 | -3.1177 | -3.0283 | -2.9316 | -2.8299 | -2.723 | -2.611 | -2.4938 | -2.3713 | -2.2435 | -2.0943
Northwest | High End-Retail | Peak | April | Air Conditioning | LDCEU/TDEF | Electric Load with Losses, Incl. Cogeneration | MW | -0.0029 | 0.0618 | 0.1106 | 0.1731 | 0.2335 | 0.3296 | 0.2945 | 0.3484 | 0.3848 | 0.462 | 0.5751 | 0.538 | 0.5 | 0.4695 | 0.4921 | 0.5284 | 0.4734 | 0.4846 | 0.5347 | 0.4809 | 0.4822 | 0.4678 | 0.4663 | 0.4603 | 0.4562 | 0.4118 | 0.3757 | 0.3436 | 0.3157 | 0.2926 | 0.1981 | 0.1102 | 0.0243 | -0.0522 | -0.1267 | -0.1932 | -0.2504 | -0.3103 | -0.3616 | -0.4112 | -0.4557 | -0.4965 | -0.5337 | -0.5683 | -0.5989 | -0.629 | -0.6548 | -0.677 | -0.6967 | -0.7171 | -0.7334 | -0.7486 | -0.7629 | -0.7745 | -0.7858 | -0.7968 | -0.8054 | -0.8047
Northwest | High End-Retail | Peak | April | Other Non-Substitutables | LDCEU/TDEF | Electric Load with Losses, Incl. Cogeneration | MW | 0 | 0 | 0 | 0 | 0 | 0 | 0 | 0 | 0 | 0 | 0 | 0 | -0.3976 | -0.8174 | -1.0177 | -1.2469 | -1.4682 | -1.3804 | -1.5662 | -1.7975 | -1.9586 | -2.0402 | -2.1097 | -2.2251 | -2.2886 | -2.3479 | -2.3921 | -2.4223 | -2.4424 | -2.4538 | -2.4579 | -2.4642 | -2.4837 | -2.4934 | -2.515 | -2.5332 | -2.5328 | -2.5555 | -2.5669 | -2.5804 | -2.584 | -2.5891 | -2.5875 | -2.5829 | -2.5736 | -2.5634 | -2.5427 | -2.5189 | -2.4903 | -2.4637 | -2.4319 | -2.3975 | -2.3603 | -2.3204 | -2.2778 | -2.2324 | -2.1843 | -2.1128
Northwest | High End-Retail | Peak | May | Space Heating | LDCEU/TDEF | Electric Load with Losses, Incl. Cogeneration | MW | -0.0578 | -0.0869 | -0.1376 | -0.3167 | -0.2691 | -0.3928 | -0.6151 | -0.6502 | -0.6024 | -0.7724 | -0.6563 | -0.6332 | -0.6969 | -0.8234 | -0.8777 | -0.7756 | -0.9062 | -0.853 | -0.8688 | -0.8606 | -0.8546 | -0.8715 | -0.9303 | -0.8675 | -0.9143 | -0.9279 | -0.9428 | -0.957 | -0.9708 | -0.9839 | -0.997 | -1.0135 | -1.0383 | -1.0608 | -1.0917 | -1.1217 | -1.1449 | -1.1816 | -1.2132 | -1.248 | -1.2796 | -1.3128 | -1.3439 | -1.375 | -1.4037 | -1.4336 | -1.4588 | -1.4828 | -1.5049 | -1.5302 | -1.5525 | -1.5742 | -1.5954 | -1.6154 | -1.635 | -1.6542 | -1.6723 | -1.6729
Northwest | High End-Retail | Peak | May | Water Heating | LDCEU/TDEF | Electric Load with Losses, Incl. Cogeneration | MW | 0 | 0 | 0 | 0 | 0 | 0 | 0 | 0 | 0 | 0 | 0 | 0 | 0 | 0 | 0 | 0 | 0 | 0 | 0 | 0 | 0 | 0 | -0.0054 | -0.0083 | -0.0086 | -0.0076 | -0.0058 | -0.0039 | -0.0016 | 0.0011 | 0.0039 | 0.0073 | 0.0116 | 0.0159 | 0.0208 | 0.0261 | 0.0308 | 0.0366 | 0.0424 | 0.0482 | 0.0536 | 0.0595 | 0.0649 | 0.0704 | 0.0757 | 0.081 | 0.0858 | 0.0907 | 0.0952 | 0.1 | 0.1046 | 0.1091 | 0.1135 | 0.1179 | 0.1223 | 0.1264 | 0.1306 | 0.1329
Northwest | High End-Retail | Peak | May | Other Substitutables | LDCEU/TDEF | Electric Load with Losses, Incl. Cogeneration | MW | 0 | 0 | 0 | 0 | 0 | 0 | 0 | 0 | 0 | 0 | 0 | 0 | 0 | -0.0004 | -0.0003 | -0.0003 | -0.0003 | -0.0004 | -0.0006 | -0.0011 | -0.0013 | -0.0014 | -0.002 | -0.002 | -0.0014 | -0.0006 | 0.0001 | 0.0008 | 0.0015 | 0.0022 | 0.003 | 0.0037 | 0.0046 | 0.0054 | 0.0063 | 0.0072 | 0.008 | 0.0089 | 0.0098 | 0.0106 | 0.0114 | 0.0122 | 0.013 | 0.0137 | 0.0143 | 0.015 | 0.0155 | 0.016 | 0.0165 | 0.0169 | 0.0173 | 0.0177 | 0.018 | 0.0184 | 0.0187 | 0.0189 | 0.0192 | 0.0192
Northwest | High End-Retail | Peak | May | Refrigeration | LDCEU/TDEF | Electric Load with Losses, Incl. Cogeneration | MW | 0 | 0 | 0 | 0 | 0 | 0 | 0 | 0 | 0 | 0 | 0 | 0 | 0 | -0.0002 | -0.0002 | -0.0003 | -0.0003 | -0.0015 | -0.0028 | -0.0043 | -0.006 | -0.0074 | -0.0092 | -0.0108 | -0.0114 | -0.0121 | -0.0128 | -0.0133 | -0.0139 | -0.0144 | -0.0149 | -0.0153 | -0.0161 | -0.0167 | -0.0174 | -0.0182 | -0.0188 | -0.0196 | -0.0202 | -0.021 | -0.0217 | -0.0223 | -0.023 | -0.0234 | -0.024 | -0.0247 | -0.0252 | -0.0257 | -0.0262 | -0.0267 | -0.0272 | -0.0276 | -0.0281 | -0.0286 | -0.0291 | -0.0296 | -0.0301 | -0.0303
Northwest | High End-Retail | Peak | May | Lighting | LDCEU/TDEF | Electric Load with Losses, Incl. Cogeneration | MW | 0 | -0.7099 | -1.9208 | -1.9591 | -1.8787 | -1.7719 | -2.0691 | -2.1232 | -7.0679 | -12.0726 | -15.4037 | -16.2493 | -17.0684 | -16.4355 | -17.5538 | -19.088 | -13.3797 | -11.0446 | -9.2656 | -7.0668 | -6.3367 | -5.5972 | -5.2855 | -6.3724 | -5.8176 | -5.4096 | -5.1152 | -4.9131 | -4.7322 | -4.5688 | -4.4199 | -4.2962 | -4.209 | -4.122 | -4.0641 | -4.0104 | -3.9378 | -3.9036 | -3.8583 | -3.8191 | -3.7687 | -3.7224 | -3.668 | -3.6104 | -3.5463 | -3.4801 | -3.3999 | -3.3148 | -3.2228 | -3.131 | -3.0317 | -2.9273 | -2.8175 | -2.7023 | -2.5817 | -2.4558 | -2.3242 | -2.1705
Northwest | High End-Retail | Peak | May | Air Conditioning | LDCEU/TDEF | Electric Load with Losses, Incl. Cogeneration | MW | -0.0104 | 0.1978 | 0.3567 | 0.5295 | 0.7906 | 1.0116 | 0.8977 | 1.0671 | 1.2425 | 1.4086 | 1.7729 | 1.7059 | 1.603 | 1.5049 | 1.5301 | 1.6353 | 1.4677 | 1.4844 | 1.6431 | 1.4877 | 1.4802 | 1.4731 | 1.4658 | 1.4693 | 1.4413 | 1.3055 | 1.1951 | 1.0968 | 1.0116 | 0.9415 | 0.6502 | 0.3791 | 0.1156 | -0.1192 | -0.3475 | -0.551 | -0.7261 | -0.9093 | -1.066 | -1.2176 | -1.3536 | -1.4782 | -1.5921 | -1.6981 | -1.7913 | -1.8828 | -1.9613 | -2.029 | -2.0891 | -2.151 | -2.2003 | -2.2463 | -2.2897 | -2.3244 | -2.3582 | -2.3913 | -2.4171 | -2.4146
Northwest | High End-Retail | Peak | May | Other Non-Substitutables | LDCEU/TDEF | Electric Load with Losses, Incl. Cogeneration | MW | 0 | 0 | 0 | 0 | 0 | 0 | 0 | 0 | 0 | 0 | 0 | 0 | -0.3811 | -0.7821 | -0.9763 | -1.1969 | -1.4064 | -1.3303 | -1.5049 | -1.7282 | -1.8791 | -1.9566 | -2.022 | -2.1294 | -2.1908 | -2.2474 | -2.2903 | -2.3195 | -2.339 | -2.3503 | -2.3544 | -2.361 | -2.38 | -2.3896 | -2.411 | -2.4288 | -2.4288 | -2.451 | -2.4625 | -2.4759 | -2.4798 | -2.4853 | -2.4845 | -2.4808 | -2.4726 | -2.4634 | -2.4441 | -2.4218 | -2.395 | -2.3699 | -2.3399 | -2.3073 | -2.272 | -2.2342 | -2.1936 | -2.1505 | -2.1047 | -2.0361
Northwest | High End-Retail | Peak | June | Space Heating | LDCEU/TDEF | Electric Load with Losses, Incl. Cogeneration | MW | -0.0046 | -0.0063 | -0.0091 | -0.0177 | -0.0211 | -0.021 | -0.0362 | -0.0339 | -0.0465 | -0.0384 | -0.0307 | -0.0351 | -0.0518 | -0.0449 | -0.0559 | -0.0576 | -0.0515 | -0.0528 | -0.0509 | -0.0585 | -0.0494 | -0.0593 | -0.0405 | -0.0503 | -0.0537 | -0.0545 | -0.0554 | -0.0562 | -0.057 | -0.0578 | -0.0585 | -0.0595 | -0.0609 | -0.0622 | -0.064 | -0.0658 | -0.0672 | -0.0693 | -0.0711 | -0.0732 | -0.0751 | -0.0771 | -0.0789 | -0.0807 | -0.0825 | -0.0842 | -0.0857 | -0.0872 | -0.0885 | -0.09 | -0.0914 | -0.0927 | -0.094 | -0.0952 | -0.0964 | -0.0975 | -0.0986 | -0.0986
Northwest | High End-Retail | Peak | June | Water Heating | LDCEU/TDEF | Electric Load with Losses, Incl. Cogeneration | MW | 0 | 0 | 0 | 0 | 0 | 0 | 0 | 0 | 0 | 0 | 0 | 0 | 0 | 0 | 0 | 0 | 0 | 0 | 0 | 0 | 0 | 0 | -0.0027 | -0.0059 | -0.006 | -0.0053 | -0.0041 | -0.0028 | -0.0012 | 0.0006 | 0.0026 | 0.0049 | 0.0078 | 0.0107 | 0.0141 | 0.0178 | 0.0209 | 0.0249 | 0.0289 | 0.033 | 0.0366 | 0.0407 | 0.0444 | 0.0482 | 0.0519 | 0.0556 | 0.0589 | 0.0622 | 0.0654 | 0.0687 | 0.072 | 0.0751 | 0.0781 | 0.0813 | 0.0843 | 0.0872 | 0.0901 | 0.0917
Northwest | High End-Retail | Peak | June | Other Substitutables | LDCEU/TDEF | Electric Load with Losses, Incl. Cogeneration | MW | 0 | 0 | 0 | 0 | 0 | 0 | 0 | 0 | 0 | 0 | 0 | 0 | 0 | -0.0003 | -0.0002 | -0.0002 | -0.0003 | -0.0004 | -0.0004 | -0.001 | -0.0011 | -0.0013 | -0.0017 | -0.0018 | -0.0012 | -0.0006 | 0.0001 | 0.0006 | 0.0013 | 0.0018 | 0.0025 | 0.0031 | 0.0039 | 0.0046 | 0.0054 | 0.0062 | 0.0069 | 0.0076 | 0.0084 | 0.0092 | 0.0098 | 0.0105 | 0.0111 | 0.0118 | 0.0123 | 0.0128 | 0.0133 | 0.0137 | 0.0142 | 0.0146 | 0.0149 | 0.0152 | 0.0156 | 0.0158 | 0.0161 | 0.0163 | 0.0166 | 0.0166
Northwest | High End-Retail | Peak | June | Refrigeration | LDCEU/TDEF | Electric Load with Losses, Incl. Cogeneration | MW | 0 | 0 | 0 | 0 | 0 | 0 | 0 | 0 | 0 | 0 | 0 | 0 | -0.0001 | -0.0001 | -0.0001 | -0.0001 | -0.0002 | -0.001 | -0.0018 | -0.0028 | -0.0039 | -0.0048 | -0.0061 | -0.0071 | -0.0075 | -0.0079 | -0.0084 | -0.0088 | -0.0092 | -0.0095 | -0.0098 | -0.0101 | -0.0105 | -0.011 | -0.0115 | -0.0119 | -0.0124 | -0.0129 | -0.0133 | -0.0138 | -0.0143 | -0.0147 | -0.0151 | -0.0154 | -0.0158 | -0.0163 | -0.0165 | -0.0169 | -0.0172 | -0.0176 | -0.0179 | -0.0182 | -0.0185 | -0.0188 | -0.0192 | -0.0194 | -0.0198 | -0.0199
Northwest | High End-Retail | Peak | June | Lighting | LDCEU/TDEF | Electric Load with Losses, Incl. Cogeneration | MW | 0 | -0.7844 | -2.0722 | -2.1118 | -2.0209 | -1.9032 | -2.2216 | -2.2784 | -7.553 | -12.893 | -16.446 | -17.3531 | -18.2276 | -17.5378 | -18.7026 | -20.3277 | -14.2568 | -11.783 | -9.8698 | -7.5362 | -6.7525 | -5.9559 | -5.6124 | -6.8093 | -6.1979 | -5.7433 | -5.4119 | -5.1797 | -4.9733 | -4.7884 | -4.6212 | -4.4832 | -4.3841 | -4.2875 | -4.2219 | -4.1622 | -4.0834 | -4.0454 | -3.9966 | -3.9547 | -3.9018 | -3.8535 | -3.7974 | -3.7384 | -3.6728 | -3.6048 | -3.5227 | -3.4354 | -3.3414 | -3.2474 | -3.1457 | -3.0386 | -2.926 | -2.8079 | -2.6842 | -2.5547 | -2.4195 | -2.2608
Northwest | High End-Retail | Peak | June | Air Conditioning | LDCEU/TDEF | Electric Load with Losses, Incl. Cogeneration | MW | -0.1021 | 1.8923 | 3.5056 | 5.3467 | 7.1972 | 10.2366 | 8.9562 | 11.6923 | 11.5449 | 14.8659 | 19.2124 | 17.5515 | 15.1767 | 15.8232 | 15.5613 | 16.1393 | 15.3006 | 14.8977 | 16.2053 | 14.5576 | 15.2213 | 14.1324 | 16.6724 | 14.9251 | 14.8187 | 13.5096 | 12.443 | 11.4941 | 10.6745 | 10.0015 | 7.152 | 4.5011 | 1.9509 | -0.3275 | -2.5313 | -4.4981 | -6.1883 | -7.949 | -9.4555 | -10.907 | -12.2121 | -13.4101 | -14.5025 | -15.5222 | -16.4138 | -17.2788 | -18.0254 | -18.6666 | -19.2421 | -19.8289 | -20.2938 | -20.7265 | -21.1329 | -21.4537 | -21.7673 | -22.0733 | -22.3069 | -22.2779
Northwest | High End-Retail | Peak | June | Other Non-Substitutables | LDCEU/TDEF | Electric Load with Losses, Incl. Cogeneration | MW | 0 | 0 | 0 | 0 | 0 | 0 | 0 | 0 | 0 | 0 | 0 | 0 | -0.4032 | -0.826 | -1.0343 | -1.2669 | -1.4851 | -1.4158 | -1.5942 | -1.8355 | -1.9886 | -2.0671 | -2.1321 | -2.2403 | -2.3058 | -2.3657 | -2.4117 | -2.4428 | -2.4638 | -2.4762 | -2.481 | -2.4889 | -2.5095 | -2.5205 | -2.5437 | -2.5633 | -2.5639 | -2.5881 | -2.601 | -2.616 | -2.621 | -2.6279 | -2.6281 | -2.6256 | -2.6181 | -2.6092 | -2.5898 | -2.5672 | -2.54 | -2.5143 | -2.4836 | -2.4501 | -2.4137 | -2.3746 | -2.3325 | -2.2877 | -2.24 | -2.1675
Northwest | High End-Retail | Peak | July | Space Heating | LDCEU/TDEF | Electric Load with Losses, Incl. Cogeneration | MW | -0.003 | -0.0021 | -0.0032 | -0.0058 | -0.0087 | -0.0067 | -0.0163 | -0.0183 | -0.0196 | -0.0151 | -0.0124 | -0.0132 | -0.0164 | -0.0188 | -0.018 | -0.02 | -0.0199 | -0.0213 | -0.0244 | -0.0232 | -0.0192 | -0.0182 | -0.0195 | -0.0268 | -0.0235 | -0.0238 | -0.0242 | -0.0246 | -0.025 | -0.0253 | -0.0257 | -0.0261 | -0.0269 | -0.0275 | -0.0284 | -0.0292 | -0.0299 | -0.0308 | -0.0317 | -0.0327 | -0.0336 | -0.0345 | -0.0353 | -0.0363 | -0.037 | -0.0379 | -0.0386 | -0.0392 | -0.0399 | -0.0407 | -0.0412 | -0.0418 | -0.0425 | -0.0431 | -0.0436 | -0.0442 | -0.0447 | -0.0447
Northwest | High End-Retail | Peak | July | Water Heating | LDCEU/TDEF | Electric Load with Losses, Incl. Cogeneration | MW | 0 | 0 | 0 | 0 | 0 | 0 | 0 | 0 | 0 | 0 | 0 | 0 | 0 | 0 | 0 | 0 | 0 | 0 | 0 | 0 | 0 | 0 | -0.0019 | -0.0039 | -0.0034 | -0.003 | -0.0023 | -0.0015 | -0.0006 | 0.0005 | 0.0016 | 0.003 | 0.0047 | 0.0064 | 0.0084 | 0.0106 | 0.0124 | 0.0147 | 0.0171 | 0.0194 | 0.0216 | 0.024 | 0.0262 | 0.0283 | 0.0305 | 0.0327 | 0.0346 | 0.0365 | 0.0384 | 0.0403 | 0.0422 | 0.0441 | 0.0459 | 0.0477 | 0.0494 | 0.0511 | 0.0528 | 0.0537
Northwest | High End-Retail | Peak | July | Other Substitutables | LDCEU/TDEF | Electric Load with Losses, Incl. Cogeneration | MW | 0 | 0 | 0 | 0 | 0 | 0 | 0 | 0 | 0 | 0 | 0 | 0 | 0 | -0.0002 | -0.0001 | -0.0003 | -0.0002 | -0.0003 | -0.0004 | -0.0008 | -0.0009 | -0.0011 | -0.0015 | -0.0015 | -0.0011 | -0.0005 | 0 | 0.0005 | 0.001 | 0.0014 | 0.002 | 0.0026 | 0.0032 | 0.0038 | 0.0045 | 0.0051 | 0.0057 | 0.0063 | 0.0069 | 0.0076 | 0.0081 | 0.0087 | 0.0093 | 0.0098 | 0.0102 | 0.0108 | 0.0111 | 0.0115 | 0.0118 | 0.0122 | 0.0124 | 0.0127 | 0.013 | 0.0132 | 0.0135 | 0.0136 | 0.0138 | 0.0138
Northwest | High End-Retail | Peak | July | Refrigeration | LDCEU/TDEF | Electric Load with Losses, Incl. Cogeneration | MW | 0 | 0 | 0 | 0 | 0 | 0 | 0 | 0 | 0 | 0 | 0 | 0 | -0.0001 | -0.0001 | -0.0001 | -0.0002 | -0.0002 | -0.0009 | -0.0017 | -0.0027 | -0.0037 | -0.0045 | -0.0056 | -0.0066 | -0.007 | -0.0074 | -0.0078 | -0.0082 | -0.0085 | -0.0087 | -0.0091 | -0.0094 | -0.0098 | -0.0102 | -0.0106 | -0.0111 | -0.0115 | -0.012 | -0.0124 | -0.0128 | -0.0132 | -0.0136 | -0.014 | -0.0144 | -0.0147 | -0.0151 | -0.0154 | -0.0157 | -0.016 | -0.0164 | -0.0166 | -0.0169 | -0.0172 | -0.0174 | -0.0177 | -0.018 | -0.0183 | -0.0185
Northwest | High End-Retail | Peak | July | Lighting | LDCEU/TDEF | Electric Load with Losses, Incl. Cogeneration | MW | 0 | -0.6677 | -1.7095 | -1.74 | -1.6605 | -1.5606 | -1.821 | -1.8658 | -6.15 | -10.4887 | -13.374 | -14.1164 | -14.8312 | -14.259 | -15.1761 | -16.4823 | -11.5725 | -9.5816 | -8.0169 | -6.1491 | -5.517 | -4.8702 | -4.6093 | -5.6547 | -5.1445 | -4.7639 | -4.4865 | -4.2917 | -4.1187 | -3.9637 | -3.8238 | -3.7087 | -3.6266 | -3.5465 | -3.4923 | -3.4429 | -3.3778 | -3.3462 | -3.3061 | -3.2716 | -3.2279 | -3.1878 | -3.1414 | -3.0926 | -3.0385 | -2.9823 | -2.9145 | -2.8421 | -2.7641 | -2.6858 | -2.6013 | -2.5122 | -2.4186 | -2.3204 | -2.2173 | -2.1096 | -1.997 | -1.8648
Northwest | High End-Retail | Peak | July | Air Conditioning | LDCEU/TDEF | Electric Load with Losses, Incl. Cogeneration | MW | -0.111 | 2.444 | 4.5018 | 7.3392 | 8.7266 | 13.2798 | 10.9754 | 13.1332 | 14.2446 | 18.6625 | 23.0163 | 21.7097 | 20.1951 | 19.1874 | 21.2422 | 21.2831 | 19.6445 | 19.7477 | 19.1495 | 18.2321 | 19.7559 | 18.6791 | 18.3236 | 16.9332 | 18.3217 | 16.7137 | 15.3984 | 14.2284 | 13.2169 | 12.3854 | 8.8865 | 5.6377 | 2.5219 | -0.2627 | -2.9545 | -5.3579 | -7.4232 | -9.5729 | -11.4115 | -13.1815 | -14.7723 | -16.2337 | -17.5641 | -18.8035 | -19.8846 | -20.932 | -21.8354 | -22.6111 | -23.3062 | -24.017 | -24.5779 | -25.0997 | -25.5887 | -25.9739 | -26.3501 | -26.7164 | -26.995 | -26.9632
Northwest | High End-Retail | Peak | July | Other Non-Substitutables | LDCEU/TDEF | Electric Load with Losses, Incl. Cogeneration | MW | 0 | 0 | 0 | 0 | 0 | 0 | 0 | 0 | 0 | 0 | 0 | 0 | -0.336 | -0.6844 | -0.8653 | -1.0669 | -1.2382 | -1.2002 | -1.3498 | -1.5443 | -1.6757 | -1.7444 | -1.8028 | -1.8953 | -1.9507 | -2.0007 | -2.0393 | -2.0656 | -2.0832 | -2.0935 | -2.0974 | -2.1043 | -2.1225 | -2.1323 | -2.1524 | -2.1695 | -2.1704 | -2.1913 | -2.2026 | -2.2157 | -2.2203 | -2.2263 | -2.2268 | -2.2249 | -2.2189 | -2.2118 | -2.1956 | -2.1766 | -2.1536 | -2.1318 | -2.1058 | -2.0774 | -2.0465 | -2.0131 | -1.9775 | -1.9393 | -1.8987 | -1.837
Northwest | High End-Retail | Peak | August | Space Heating | LDCEU/TDEF | Electric Load with Losses, Incl. Cogeneration | MW | -0.0025 | -0.0031 | -0.0062 | -0.0085 | -0.0086 | -0.0097 | -0.0162 | -0.0232 | -0.0202 | -0.0241 | -0.018 | -0.0171 | -0.021 | -0.0304 | -0.0316 | -0.0256 | -0.0312 | -0.0274 | -0.0235 | -0.024 | -0.0265 | -0.0245 | -0.0269 | -0.0257 | -0.0292 | -0.0296 | -0.0301 | -0.0306 | -0.0311 | -0.0315 | -0.032 | -0.0326 | -0.0334 | -0.0342 | -0.0353 | -0.0363 | -0.0372 | -0.0384 | -0.0395 | -0.0407 | -0.0419 | -0.0429 | -0.0441 | -0.0451 | -0.0462 | -0.0472 | -0.0481 | -0.0489 | -0.0497 | -0.0507 | -0.0514 | -0.0522 | -0.053 | -0.0536 | -0.0543 | -0.0551 | -0.0557 | -0.0557
Northwest | High End-Retail | Peak | August | Water Heating | LDCEU/TDEF | Electric Load with Losses, Incl. Cogeneration | MW | 0 | 0 | 0 | 0 | 0 | 0 | 0 | 0 | 0 | 0 | 0 | 0 | 0 | 0 | 0 | 0 | 0 | 0 | 0 | 0 | 0 | 0 | -0.0022 | -0.0036 | -0.0037 | -0.0032 | -0.0024 | -0.0016 | -0.0006 | 0.0005 | 0.0018 | 0.0032 | 0.0051 | 0.0069 | 0.0091 | 0.0114 | 0.0134 | 0.0159 | 0.0184 | 0.0209 | 0.0233 | 0.0257 | 0.0281 | 0.0305 | 0.0328 | 0.0351 | 0.0372 | 0.0392 | 0.0412 | 0.0433 | 0.0454 | 0.0472 | 0.0492 | 0.0511 | 0.053 | 0.0549 | 0.0567 | 0.0576
Northwest | High End-Retail | Peak | August | Other Substitutables | LDCEU/TDEF | Electric Load with Losses, Incl. Cogeneration | MW | 0 | 0 | 0 | 0 | 0 | 0 | 0 | 0 | 0 | 0 | 0 | 0 | 0 | -0.0003 | -0.0001 | -0.0002 | -0.0003 | -0.0004 | -0.0005 | -0.0009 | -0.001 | -0.0012 | -0.0015 | -0.0016 | -0.0011 | -0.0006 | 0 | 0.0006 | 0.0011 | 0.0016 | 0.0022 | 0.0028 | 0.0034 | 0.0041 | 0.0048 | 0.0055 | 0.0061 | 0.0069 | 0.0075 | 0.0082 | 0.0088 | 0.0094 | 0.0099 | 0.0105 | 0.011 | 0.0115 | 0.012 | 0.0123 | 0.0127 | 0.013 | 0.0134 | 0.0137 | 0.014 | 0.0142 | 0.0144 | 0.0147 | 0.0149 | 0.0148
Northwest | High End-Retail | Peak | August | Refrigeration | LDCEU/TDEF | Electric Load with Losses, Incl. Cogeneration | MW | 0 | 0 | 0 | 0 | 0 | 0 | 0 | 0 | 0 | 0 | 0 | 0 | -0.0001 | -0.0001 | -0.0002 | -0.0002 | -0.0002 | -0.0011 | -0.002 | -0.0031 | -0.0044 | -0.0054 | -0.0067 | -0.008 | -0.0084 | -0.0089 | -0.0094 | -0.0098 | -0.0103 | -0.0106 | -0.0109 | -0.0113 | -0.0119 | -0.0123 | -0.0129 | -0.0134 | -0.0138 | -0.0145 | -0.015 | -0.0154 | -0.0159 | -0.0164 | -0.0169 | -0.0173 | -0.0177 | -0.0182 | -0.0185 | -0.019 | -0.0193 | -0.0197 | -0.02 | -0.0204 | -0.0207 | -0.0211 | -0.0214 | -0.0218 | -0.0222 | -0.0223
Northwest | High End-Retail | Peak | August | Lighting | LDCEU/TDEF | Electric Load with Losses, Incl. Cogeneration | MW | 0 | -0.7256 | -1.8844 | -1.919 | -1.8337 | -1.725 | -2.0132 | -2.0636 | -6.82 | -11.6362 | -14.8397 | -15.661 | -16.4528 | -15.8245 | -16.858 | -18.315 | -12.8532 | -10.6333 | -8.9026 | -6.8172 | -6.1148 | -5.3977 | -5.0994 | -6.2238 | -5.6667 | -5.2528 | -4.9515 | -4.7411 | -4.5538 | -4.3858 | -4.2337 | -4.1085 | -4.0192 | -3.9319 | -3.8729 | -3.8189 | -3.7474 | -3.7129 | -3.6687 | -3.6307 | -3.5823 | -3.5379 | -3.4864 | -3.4321 | -3.3718 | -3.3093 | -3.2338 | -3.1533 | -3.0665 | -2.9797 | -2.8858 | -2.787 | -2.683 | -2.5738 | -2.4596 | -2.3399 | -2.215 | -2.0684
Northwest | High End-Retail | Peak | August | Air Conditioning | LDCEU/TDEF | Electric Load with Losses, Incl. Cogeneration | MW | -0.1356 | 2.4492 | 4.2681 | 7.2524 | 10.1703 | 13.4776 | 12.8199 | 14.18 | 16.4162 | 18.4036 | 23.3099 | 23.1435 | 21.7135 | 18.6928 | 20.006 | 22.5491 | 18.9485 | 20.7026 | 23.163 | 21.3433 | 20.165 | 19.5214 | 18.7765 | 20.4953 | 19.4625 | 17.7451 | 16.3402 | 15.0903 | 14.0091 | 13.1195 | 9.3905 | 5.929 | 2.6063 | -0.3628 | -3.2337 | -5.7974 | -8.0005 | -10.2947 | -12.2562 | -14.1447 | -15.8408 | -17.3997 | -18.8178 | -20.1379 | -21.2895 | -22.4069 | -23.3699 | -24.1978 | -24.9388 | -25.6979 | -26.297 | -26.8541 | -27.3765 | -27.7886 | -28.1907 | -28.5823 | -28.8809 | -28.848
Northwest | High End-Retail | Peak | August | Other Non-Substitutables | LDCEU/TDEF | Electric Load with Losses, Incl. Cogeneration | MW | 0 | 0 | 0 | 0 | 0 | 0 | 0 | 0 | 0 | 0 | 0 | 0 | -0.367 | -0.7492 | -0.9438 | -1.1612 | -1.3523 | -1.302 | -1.4664 | -1.6802 | -1.8238 | -1.8981 | -1.961 | -2.0626 | -2.1227 | -2.1773 | -2.2192 | -2.2477 | -2.2668 | -2.278 | -2.2822 | -2.2894 | -2.3087 | -2.3191 | -2.3407 | -2.359 | -2.3597 | -2.3821 | -2.3942 | -2.4082 | -2.4128 | -2.419 | -2.4192 | -2.4167 | -2.4099 | -2.4019 | -2.3839 | -2.363 | -2.3378 | -2.314 | -2.2855 | -2.2545 | -2.2207 | -2.1844 | -2.1455 | -2.1039 | -2.0598 | -1.9927
Northwest | High End-Retail | Peak | September | Space Heating | LDCEU/TDEF | Electric Load with Losses, Incl. Cogeneration | MW | -0.0054 | -0.0065 | -0.0099 | -0.0278 | -0.0247 | -0.0241 | -0.0429 | -0.0545 | -0.0507 | -0.0558 | -0.0446 | -0.06 | -0.0713 | -0.0692 | -0.0829 | -0.0633 | -0.0709 | -0.0612 | -0.0493 | -0.0618 | -0.0734 | -0.0648 | -0.086 | -0.0825 | -0.0735 | -0.0745 | -0.0758 | -0.077 | -0.0781 | -0.0792 | -0.0802 | -0.0816 | -0.0837 | -0.0857 | -0.0882 | -0.0908 | -0.0927 | -0.0958 | -0.0984 | -0.1013 | -0.104 | -0.1068 | -0.1093 | -0.112 | -0.1144 | -0.117 | -0.1191 | -0.1211 | -0.123 | -0.1252 | -0.1271 | -0.1289 | -0.1308 | -0.1325 | -0.1342 | -0.1359 | -0.1374 | -0.1375
Northwest | High End-Retail | Peak | September | Water Heating | LDCEU/TDEF | Electric Load with Losses, Incl. Cogeneration | MW | 0 | 0 | 0 | 0 | 0 | 0 | 0 | 0 | 0 | 0 | 0 | 0 | 0 | 0 | 0 | 0 | 0 | 0 | 0 | 0 | 0 | 0 | -0.0036 | -0.0057 | -0.0047 | -0.0041 | -0.0031 | -0.002 | -0.0008 | 0.0007 | 0.0023 | 0.0042 | 0.0065 | 0.0089 | 0.0117 | 0.0146 | 0.0172 | 0.0205 | 0.0237 | 0.0269 | 0.0299 | 0.0331 | 0.0362 | 0.0391 | 0.0423 | 0.0452 | 0.0479 | 0.0505 | 0.053 | 0.0557 | 0.0583 | 0.0607 | 0.0632 | 0.0658 | 0.0682 | 0.0705 | 0.0728 | 0.074
Northwest | High End-Retail | Peak | September | Other Substitutables | LDCEU/TDEF | Electric Load with Losses, Incl. Cogeneration | MW | 0 | 0 | 0 | 0 | 0 | 0 | 0 | 0 | 0 | 0 | 0 | 0 | 0 | -0.0002 | -0.0002 | -0.0002 | -0.0001 | -0.0002 | -0.0003 | -0.0007 | -0.0007 | -0.0008 | -0.0011 | -0.0011 | -0.0008 | -0.0004 | 0 | 0.0004 | 0.0008 | 0.0012 | 0.0016 | 0.002 | 0.0025 | 0.0029 | 0.0034 | 0.0039 | 0.0044 | 0.0049 | 0.0053 | 0.0059 | 0.0063 | 0.0067 | 0.0071 | 0.0075 | 0.0079 | 0.0082 | 0.0085 | 0.0088 | 0.0091 | 0.0094 | 0.0095 | 0.0098 | 0.01 | 0.0102 | 0.0103 | 0.0105 | 0.0106 | 0.0106
Northwest | High End-Retail | Peak | September | Refrigeration | LDCEU/TDEF | Electric Load with Losses, Incl. Cogeneration | MW | 0 | 0 | 0 | 0 | 0 | 0 | 0 | 0 | 0 | 0 | 0 | 0 | 0 | -0.0001 | -0.0002 | -0.0002 | -0.0003 | -0.0012 | -0.0023 | -0.0036 | -0.0049 | -0.006 | -0.0075 | -0.0088 | -0.0093 | -0.0099 | -0.0104 | -0.0109 | -0.0113 | -0.0117 | -0.0122 | -0.0125 | -0.0132 | -0.0137 | -0.0143 | -0.0148 | -0.0154 | -0.016 | -0.0165 | -0.0171 | -0.0177 | -0.0182 | -0.0188 | -0.0192 | -0.0196 | -0.0202 | -0.0206 | -0.021 | -0.0214 | -0.0219 | -0.0222 | -0.0226 | -0.023 | -0.0234 | -0.0238 | -0.0242 | -0.0246 | -0.0247
Northwest | High End-Retail | Peak | September | Lighting | LDCEU/TDEF | Electric Load with Losses, Incl. Cogeneration | MW | 0 | -0.6189 | -1.6105 | -1.6402 | -1.5676 | -1.4748 | -1.7213 | -1.7644 | -5.8334 | -9.9536 | -12.6941 | -13.3965 | -14.0735 | -13.5367 | -14.4226 | -15.6698 | -10.996 | -9.0957 | -7.6159 | -5.8302 | -5.2291 | -4.6155 | -4.3561 | -5.3111 | -4.8363 | -4.4836 | -4.2269 | -4.0477 | -3.8882 | -3.7451 | -3.6155 | -3.5086 | -3.4327 | -3.3582 | -3.3079 | -3.2619 | -3.201 | -3.1715 | -3.1338 | -3.1013 | -3.0599 | -3.0221 | -2.9781 | -2.9317 | -2.8802 | -2.8267 | -2.7621 | -2.6935 | -2.6194 | -2.5453 | -2.4649 | -2.3806 | -2.2917 | -2.1985 | -2.1009 | -1.9987 | -1.892 | -1.7668
Northwest | High End-Retail | Peak | September | Air Conditioning | LDCEU/TDEF | Electric Load with Losses, Incl. Cogeneration | MW | -0.0692 | 1.3124 | 2.461 | 3.2292 | 4.814 | 6.9024 | 6.0416 | 6.8452 | 7.9339 | 9.2043 | 11.8725 | 10.2269 | 9.476 | 9.4508 | 9.3983 | 10.8306 | 9.7009 | 9.9407 | 12.5773 | 10.2191 | 9.3568 | 9.687 | 8.7469 | 8.7944 | 9.4185 | 8.5752 | 7.8877 | 7.2761 | 6.7473 | 6.3126 | 4.4838 | 2.7832 | 1.1439 | -0.3199 | -1.737 | -3.0018 | -4.089 | -5.2225 | -6.1922 | -7.1269 | -7.9668 | -8.7378 | -9.4405 | -10.0958 | -10.6693 | -11.2269 | -11.7076 | -12.121 | -12.491 | -12.8695 | -13.1695 | -13.4486 | -13.7111 | -13.9189 | -14.1219 | -14.32 | -14.4718 | -14.4544
Northwest | High End-Retail | Peak | September | Other Non-Substitutables | LDCEU/TDEF | Electric Load with Losses, Incl. Cogeneration | MW | 0 | 0 | 0 | 0 | 0 | 0 | 0 | 0 | 0 | 0 | 0 | 0 | -0.3305 | -0.675 | -0.8498 | -1.0449 | -1.2176 | -1.1711 | -1.3193 | -1.5122 | -1.6415 | -1.7079 | -1.7642 | -1.8558 | -1.9098 | -1.959 | -1.9968 | -2.0224 | -2.0395 | -2.0496 | -2.0534 | -2.0598 | -2.0772 | -2.0865 | -2.1059 | -2.1224 | -2.123 | -2.1431 | -2.1539 | -2.1665 | -2.1706 | -2.1762 | -2.1762 | -2.1741 | -2.1678 | -2.1605 | -2.1443 | -2.1256 | -2.1028 | -2.0815 | -2.0558 | -2.0279 | -1.9975 | -1.9649 | -1.9298 | -1.8925 | -1.8527 | -1.7923
Northwest | High End-Retail | Peak | October | Space Heating | LDCEU/TDEF | Electric Load with Losses, Incl. Cogeneration | MW | -0.1465 | -0.2442 | -0.3694 | -0.719 | -0.8624 | -0.9001 | -1.299 | -1.6017 | -1.649 | -1.8373 | -1.3894 | -1.5706 | -1.7892 | -2.2417 | -2.2976 | -2.0063 | -2.4427 | -1.8289 | -1.7932 | -2.0231 | -2.2959 | -2.0578 | -2.154 | -2.3878 | -2.3307 | -2.3669 | -2.4079 | -2.4467 | -2.4847 | -2.5209 | -2.557 | -2.6026 | -2.6729 | -2.7362 | -2.822 | -2.9046 | -2.9694 | -3.0693 | -3.1558 | -3.2509 | -3.3372 | -3.4264 | -3.5104 | -3.5944 | -3.673 | -3.7554 | -3.8246 | -3.8902 | -3.9502 | -4.0186 | -4.0789 | -4.1378 | -4.1955 | -4.2496 | -4.3028 | -4.3552 | -4.4042 | -4.4058
Northwest | High End-Retail | Peak | October | Water Heating | LDCEU/TDEF | Electric Load with Losses, Incl. Cogeneration | MW | 0 | 0 | 0 | 0 | 0 | 0 | 0 | 0 | 0 | 0 | 0 | 0 | 0 | 0 | 0 | 0 | 0 | 0 | 0 | 0 | 0 | 0 | -0.0057 | -0.0112 | -0.0106 | -0.0092 | -0.007 | -0.0046 | -0.0017 | 0.0017 | 0.0053 | 0.0094 | 0.0148 | 0.0201 | 0.0262 | 0.0328 | 0.0387 | 0.0459 | 0.053 | 0.0603 | 0.067 | 0.0741 | 0.0809 | 0.0875 | 0.0941 | 0.1008 | 0.1067 | 0.1126 | 0.1182 | 0.1239 | 0.1297 | 0.1352 | 0.1405 | 0.146 | 0.1512 | 0.1564 | 0.1615 | 0.1642
Northwest | High End-Retail | Peak | October | Other Substitutables | LDCEU/TDEF | Electric Load with Losses, Incl. Cogeneration | MW | 0 | 0 | 0 | 0 | 0 | 0 | 0 | 0 | 0 | 0 | 0 | 0 | 0 | -0.0004 | -0.0003 | -0.0003 | -0.0003 | -0.0004 | -0.0006 | -0.0011 | -0.0012 | -0.0014 | -0.0019 | -0.002 | -0.0014 | -0.0006 | 0.0001 | 0.0008 | 0.0015 | 0.0023 | 0.0029 | 0.0037 | 0.0045 | 0.0053 | 0.0062 | 0.0072 | 0.0079 | 0.0088 | 0.0097 | 0.0105 | 0.0112 | 0.012 | 0.0128 | 0.0135 | 0.0141 | 0.0148 | 0.0152 | 0.0157 | 0.0162 | 0.0167 | 0.0171 | 0.0175 | 0.0178 | 0.0181 | 0.0183 | 0.0186 | 0.0188 | 0.0189
Northwest | High End-Retail | Peak | October | Refrigeration | LDCEU/TDEF | Electric Load with Losses, Incl. Cogeneration | MW | 0 | 0 | 0 | 0 | 0 | 0 | 0 | 0 | 0 | 0 | 0 | 0 | 0 | -0.0002 | -0.0003 | -0.0004 | -0.0004 | -0.0021 | -0.004 | -0.0062 | -0.0086 | -0.0104 | -0.0131 | -0.0153 | -0.0163 | -0.0173 | -0.0182 | -0.019 | -0.0198 | -0.0205 | -0.0212 | -0.0219 | -0.0229 | -0.0238 | -0.0249 | -0.0259 | -0.0268 | -0.0279 | -0.0289 | -0.0299 | -0.0309 | -0.0318 | -0.0327 | -0.0334 | -0.0343 | -0.0352 | -0.036 | -0.0367 | -0.0373 | -0.038 | -0.0387 | -0.0394 | -0.0401 | -0.0408 | -0.0415 | -0.0422 | -0.0428 | -0.0431
Northwest | High End-Retail | Peak | October | Lighting | LDCEU/TDEF | Electric Load with Losses, Incl. Cogeneration | MW | 0 | -0.6659 | -1.8239 | -1.8612 | -1.7867 | -1.6864 | -1.9695 | -2.0217 | -6.7441 | -11.5231 | -14.7046 | -15.5098 | -16.2921 | -15.6947 | -16.7753 | -18.2456 | -12.7858 | -10.5478 | -8.8564 | -6.7521 | -6.0577 | -5.3555 | -5.0636 | -6.086 | -5.5658 | -5.1859 | -4.9135 | -4.729 | -4.5629 | -4.4124 | -4.2743 | -4.1593 | -4.0791 | -3.9981 | -3.9447 | -3.8948 | -3.8261 | -3.7941 | -3.7511 | -3.7138 | -3.6652 | -3.6202 | -3.5672 | -3.5109 | -3.4481 | -3.3834 | -3.305 | -3.2217 | -3.1316 | -3.0419 | -2.9446 | -2.8424 | -2.7349 | -2.6225 | -2.5046 | -2.3814 | -2.253 | -2.1032
Northwest | High End-Retail | Peak | October | Air Conditioning | LDCEU/TDEF | Electric Load with Losses, Incl. Cogeneration | MW | -0.0048 | 0.1025 | 0.1834 | 0.2868 | 0.3869 | 0.5466 | 0.488 | 0.5776 | 0.638 | 0.7658 | 0.9535 | 0.8914 | 0.8289 | 0.7787 | 0.8165 | 0.8761 | 0.7847 | 0.8027 | 0.8869 | 0.7979 | 0.7999 | 0.7762 | 0.7784 | 0.764 | 0.7571 | 0.6831 | 0.6231 | 0.5696 | 0.5232 | 0.4849 | 0.3275 | 0.1812 | 0.0381 | -0.0893 | -0.2132 | -0.3239 | -0.4191 | -0.5188 | -0.6042 | -0.6869 | -0.7611 | -0.829 | -0.891 | -0.9488 | -0.9997 | -1.0499 | -1.0929 | -1.1299 | -1.1628 | -1.1967 | -1.2239 | -1.2491 | -1.2731 | -1.2922 | -1.3111 | -1.3294 | -1.3439 | -1.3427
Northwest | High End-Retail | Peak | October | Other Non-Substitutables | LDCEU/TDEF | Electric Load with Losses, Incl. Cogeneration | MW | 0 | 0 | 0 | 0 | 0 | 0 | 0 | 0 | 0 | 0 | 0 | 0 | -0.39 | -0.8009 | -0.9988 | -1.2255 | -1.4408 | -1.3583 | -1.5406 | -1.766 | -1.9243 | -2.0057 | -2.0749 | -2.1883 | -2.2507 | -2.3088 | -2.3524 | -2.3821 | -2.4017 | -2.4131 | -2.4172 | -2.4233 | -2.4427 | -2.4522 | -2.4737 | -2.4916 | -2.4913 | -2.5138 | -2.5251 | -2.5384 | -2.542 | -2.5472 | -2.5456 | -2.5412 | -2.5321 | -2.5223 | -2.5019 | -2.4786 | -2.4504 | -2.4243 | -2.393 | -2.3592 | -2.3226 | -2.2833 | -2.2413 | -2.1967 | -2.1493 | -2.0789
Northwest | High End-Retail | Peak | November | Space Heating | LDCEU/TDEF | Electric Load with Losses, Incl. Cogeneration | MW | -0.1506 | -0.2134 | -0.2709 | -0.5886 | -0.655 | -0.7091 | -1.0313 | -1.4278 | -1.3139 | -1.4482 | -1.3746 | -1.4023 | -1.6285 | -1.8022 | -1.8227 | -1.4989 | -1.9627 | -1.5437 | -1.5485 | -1.6712 | -1.8448 | -1.9553 | -2.1434 | -1.8714 | -1.9869 | -2.0179 | -2.0533 | -2.0869 | -2.1198 | -2.151 | -2.1822 | -2.2218 | -2.2831 | -2.3384 | -2.4128 | -2.4845 | -2.5409 | -2.6273 | -2.7022 | -2.7846 | -2.8593 | -2.9364 | -3.0091 | -3.0818 | -3.15 | -3.2216 | -3.2817 | -3.3386 | -3.3908 | -3.4501 | -3.5024 | -3.5536 | -3.6036 | -3.6506 | -3.6969 | -3.7424 | -3.7851 | -3.7865
Northwest | High End-Retail | Peak | November | Water Heating | LDCEU/TDEF | Electric Load with Losses, Incl. Cogeneration | MW | 0 | 0 | 0 | 0 | 0 | 0 | 0 | 0 | 0 | 0 | 0 | 0 | 0 | 0 | 0 | 0 | 0 | 0 | 0 | 0 | 0 | 0 | -0.0129 | -0.0156 | -0.0175 | -0.0152 | -0.0116 | -0.0075 | -0.0028 | 0.0028 | 0.0086 | 0.0156 | 0.0245 | 0.0333 | 0.0435 | 0.0545 | 0.0642 | 0.0762 | 0.088 | 0.1 | 0.1112 | 0.123 | 0.1342 | 0.1451 | 0.1562 | 0.1672 | 0.177 | 0.1868 | 0.196 | 0.2055 | 0.215 | 0.2242 | 0.233 | 0.2421 | 0.2507 | 0.2591 | 0.2676 | 0.2721
Northwest | High End-Retail | Peak | November | Other Substitutables | LDCEU/TDEF | Electric Load with Losses, Incl. Cogeneration | MW | 0 | 0 | 0 | 0 | 0 | 0 | 0 | 0 | 0 | 0 | 0 | 0 | 0 | -0.0003 | -0.0002 | -0.0003 | -0.0002 | -0.0004 | -0.0004 | -0.0009 | -0.0011 | -0.0012 | -0.0016 | -0.0017 | -0.0012 | -0.0005 | 0.0001 | 0.0007 | 0.0012 | 0.0019 | 0.0024 | 0.003 | 0.0038 | 0.0044 | 0.0052 | 0.006 | 0.0066 | 0.0074 | 0.0081 | 0.0087 | 0.0095 | 0.0101 | 0.0107 | 0.0113 | 0.0118 | 0.0123 | 0.0127 | 0.0131 | 0.0135 | 0.0139 | 0.0143 | 0.0146 | 0.0149 | 0.0151 | 0.0154 | 0.0156 | 0.0158 | 0.0159
Northwest | High End-Retail | Peak | November | Refrigeration | LDCEU/TDEF | Electric Load with Losses, Incl. Cogeneration | MW | 0 | 0 | 0 | 0 | 0 | 0 | 0 | 0 | 0 | 0 | 0 | 0 | -0.0001 | -0.0002 | -0.0003 | -0.0005 | -0.0005 | -0.0025 | -0.0047 | -0.0071 | -0.0099 | -0.0121 | -0.0152 | -0.0179 | -0.0189 | -0.02 | -0.0211 | -0.0221 | -0.023 | -0.0238 | -0.0247 | -0.0254 | -0.0267 | -0.0277 | -0.0289 | -0.0301 | -0.0311 | -0.0324 | -0.0336 | -0.0349 | -0.0359 | -0.0371 | -0.038 | -0.0389 | -0.0398 | -0.0409 | -0.0418 | -0.0426 | -0.0434 | -0.0442 | -0.045 | -0.0459 | -0.0467 | -0.0474 | -0.0483 | -0.049 | -0.0498 | -0.0501
Northwest | High End-Retail | Peak | November | Lighting | LDCEU/TDEF | Electric Load with Losses, Incl. Cogeneration | MW | 0 | -0.737 | -1.9977 | -2.0378 | -1.9544 | -1.8436 | -2.1527 | -2.2093 | -7.3565 | -12.5663 | -16.0339 | -16.9137 | -17.7679 | -17.1123 | -18.2795 | -19.8767 | -13.9334 | -11.5006 | -9.6528 | -7.3692 | -6.6138 | -5.8477 | -5.5275 | -6.6616 | -6.0916 | -5.675 | -5.3763 | -5.1738 | -4.9916 | -4.8265 | -4.6751 | -4.549 | -4.4614 | -4.3731 | -4.3148 | -4.2603 | -4.1851 | -4.1503 | -4.1033 | -4.0626 | -4.0094 | -3.9601 | -3.9023 | -3.8406 | -3.772 | -3.7011 | -3.6154 | -3.5242 | -3.4256 | -3.3272 | -3.2207 | -3.1087 | -2.991 | -2.8676 | -2.7384 | -2.6034 | -2.4625 | -2.2982
Northwest | High End-Retail | Peak | November | Air Conditioning | LDCEU/TDEF | Electric Load with Losses, Incl. Cogeneration | MW | -0.0087 | 0.1872 | 0.3344 | 0.5227 | 0.7053 | 0.9969 | 0.8904 | 1.0539 | 1.1637 | 1.3966 | 1.738 | 1.6239 | 1.5101 | 1.4174 | 1.4865 | 1.5969 | 1.43 | 1.4619 | 1.6176 | 1.4542 | 1.4583 | 1.4151 | 1.4116 | 1.3938 | 1.3802 | 1.2449 | 1.1353 | 1.0376 | 0.9528 | 0.8828 | 0.5954 | 0.3279 | 0.0661 | -0.1668 | -0.3937 | -0.596 | -0.7701 | -0.9528 | -1.1091 | -1.2605 | -1.396 | -1.5204 | -1.6339 | -1.7394 | -1.8328 | -1.9247 | -2.0034 | -2.0715 | -2.1316 | -2.1938 | -2.2436 | -2.29 | -2.3339 | -2.3692 | -2.4037 | -2.4375 | -2.464 | -2.4618
Northwest | High End-Retail | Peak | November | Other Non-Substitutables | LDCEU/TDEF | Electric Load with Losses, Incl. Cogeneration | MW | 0 | 0 | 0 | 0 | 0 | 0 | 0 | 0 | 0 | 0 | 0 | 0 | -0.4324 | -0.8867 | -1.1089 | -1.3626 | -1.5971 | -1.5131 | -1.7159 | -1.9635 | -2.1409 | -2.2315 | -2.3094 | -2.4364 | -2.5059 | -2.5703 | -2.6189 | -2.6518 | -2.6737 | -2.6861 | -2.6905 | -2.6974 | -2.7193 | -2.7301 | -2.7542 | -2.7743 | -2.7743 | -2.7993 | -2.8121 | -2.8271 | -2.8312 | -2.8369 | -2.8354 | -2.8305 | -2.8205 | -2.8095 | -2.7871 | -2.7611 | -2.7299 | -2.7007 | -2.6659 | -2.6282 | -2.5874 | -2.5436 | -2.4968 | -2.447 | -2.3943 | -2.3155
Northwest | High End-Retail | Peak | December | Space Heating | LDCEU/TDEF | Electric Load with Losses, Incl. Cogeneration | MW | -0.1525 | -0.2187 | -0.3256 | -0.6748 | -0.7909 | -0.8387 | -1.2426 | -1.5256 | -1.5497 | -1.6559 | -1.463 | -1.5348 | -1.8033 | -2.116 | -2.0346 | -1.8358 | -2.3471 | -1.7177 | -1.8193 | -2.0022 | -2.2332 | -2.2241 | -2.4161 | -2.4298 | -2.3681 | -2.406 | -2.4509 | -2.4933 | -2.5349 | -2.5745 | -2.614 | -2.665 | -2.7445 | -2.8161 | -2.9114 | -3.0026 | -3.0751 | -3.1844 | -3.2795 | -3.384 | -3.4789 | -3.576 | -3.6681 | -3.7604 | -3.8478 | -3.9393 | -4.0166 | -4.0895 | -4.1564 | -4.2312 | -4.2982 | -4.3632 | -4.4273 | -4.4874 | -4.5467 | -4.605 | -4.6597 | -4.6618
Northwest | High End-Retail | Peak | December | Water Heating | LDCEU/TDEF | Electric Load with Losses, Incl. Cogeneration | MW | 0 | 0 | 0 | 0 | 0 | 0 | 0 | 0 | 0 | 0 | 0 | 0 | 0 | 0 | 0 | 0 | 0 | 0 | 0 | 0 | 0 | 0 | -0.0148 | -0.0269 | -0.0224 | -0.0194 | -0.0148 | -0.0097 | -0.0036 | 0.0035 | 0.0111 | 0.02 | 0.0314 | 0.0426 | 0.0556 | 0.0697 | 0.0821 | 0.0973 | 0.1125 | 0.1279 | 0.1421 | 0.1573 | 0.1716 | 0.1857 | 0.1998 | 0.2139 | 0.2263 | 0.2389 | 0.2507 | 0.2628 | 0.2749 | 0.2867 | 0.298 | 0.3096 | 0.3206 | 0.3314 | 0.3422 | 0.3479
Northwest | High End-Retail | Peak | December | Other Substitutables | LDCEU/TDEF | Electric Load with Losses, Incl. Cogeneration | MW | 0 | 0 | 0 | 0 | 0 | 0 | 0 | 0 | 0 | 0 | 0 | 0 | -0.0001 | -0.0003 | -0.0002 | -0.0003 | -0.0003 | -0.0004 | -0.0005 | -0.0009 | -0.0011 | -0.0013 | -0.0017 | -0.0018 | -0.0012 | -0.0005 | 0.0001 | 0.0007 | 0.0013 | 0.0019 | 0.0025 | 0.0032 | 0.0039 | 0.0046 | 0.0054 | 0.0062 | 0.0068 | 0.0077 | 0.0084 | 0.0091 | 0.0098 | 0.0105 | 0.0111 | 0.0117 | 0.0123 | 0.0128 | 0.0133 | 0.0137 | 0.0141 | 0.0145 | 0.0148 | 0.0152 | 0.0154 | 0.0158 | 0.016 | 0.0162 | 0.0165 | 0.0165
Northwest | High End-Retail | Peak | December | Refrigeration | LDCEU/TDEF | Electric Load with Losses, Incl. Cogeneration | MW | 0 | 0 | 0 | 0 | 0 | 0 | 0 | 0 | 0 | 0 | 0 | 0 | -0.0001 | -0.0002 | -0.0003 | -0.0004 | -0.0005 | -0.0025 | -0.0047 | -0.0071 | -0.0098 | -0.0121 | -0.0151 | -0.0177 | -0.0187 | -0.0199 | -0.021 | -0.0219 | -0.0228 | -0.0236 | -0.0245 | -0.0252 | -0.0264 | -0.0274 | -0.0288 | -0.0299 | -0.0309 | -0.0322 | -0.0333 | -0.0346 | -0.0356 | -0.0368 | -0.0377 | -0.0387 | -0.0396 | -0.0407 | -0.0415 | -0.0423 | -0.0431 | -0.0439 | -0.0447 | -0.0455 | -0.0463 | -0.0471 | -0.0479 | -0.0487 | -0.0495 | -0.0497
Northwest | High End-Retail | Peak | December | Lighting | LDCEU/TDEF | Electric Load with Losses, Incl. Cogeneration | MW | 0 | -0.7676 | -2.0787 | -2.1203 | -2.0335 | -1.9179 | -2.2396 | -2.2984 | -7.652 | -13.0705 | -16.6771 | -17.5923 | -18.4805 | -17.7979 | -19.0106 | -20.6716 | -14.4908 | -11.9614 | -10.0386 | -7.6634 | -6.8771 | -6.0798 | -5.7492 | -6.9324 | -6.3373 | -5.9018 | -5.5894 | -5.377 | -5.1861 | -5.0131 | -4.8548 | -4.7231 | -4.6312 | -4.5388 | -4.4777 | -4.4207 | -4.3423 | -4.306 | -4.257 | -4.2145 | -4.1593 | -4.1083 | -4.0482 | -3.9843 | -3.9133 | -3.8398 | -3.7509 | -3.6564 | -3.5542 | -3.4523 | -3.3419 | -3.2258 | -3.1039 | -2.9761 | -2.8422 | -2.7024 | -2.5563 | -2.386
Northwest | High End-Retail | Peak | December | Air Conditioning | LDCEU/TDEF | Electric Load with Losses, Incl. Cogeneration | MW | -0.008 | 0.1719 | 0.3071 | 0.4797 | 0.6475 | 0.9154 | 0.8167 | 0.9662 | 1.0673 | 1.2812 | 1.5963 | 1.4912 | 1.3864 | 1.3017 | 1.3655 | 1.4668 | 1.3134 | 1.3424 | 1.4857 | 1.336 | 1.3393 | 1.2997 | 1.2965 | 1.28 | 1.2677 | 1.1441 | 1.0438 | 0.9544 | 0.8769 | 0.8129 | 0.5498 | 0.3049 | 0.0654 | -0.1477 | -0.3553 | -0.5403 | -0.6996 | -0.8666 | -1.0095 | -1.1479 | -1.2719 | -1.3857 | -1.4894 | -1.586 | -1.6714 | -1.7554 | -1.8274 | -1.8896 | -1.9446 | -2.0014 | -2.0469 | -2.0892 | -2.1292 | -2.1614 | -2.193 | -2.2238 | -2.248 | -2.2459
Northwest | High End-Retail | Peak | December | Other Non-Substitutables | LDCEU/TDEF | Electric Load with Losses, Incl. Cogeneration | MW | 0 | 0 | 0 | 0 | 0 | 0 | 0 | 0 | 0 | 0 | 0 | 0 | -0.4794 | -0.9832 | -1.2295 | -1.5106 | -1.7709 | -1.6779 | -1.9018 | -2.1773 | -2.3729 | -2.4731 | -2.5591 | -2.699 | -2.7761 | -2.8475 | -2.9014 | -2.938 | -2.9622 | -2.9761 | -2.9811 | -2.9888 | -3.013 | -3.0252 | -3.0519 | -3.0742 | -3.0741 | -3.102 | -3.1162 | -3.133 | -3.1376 | -3.1441 | -3.1425 | -3.1372 | -3.1262 | -3.1142 | -3.0893 | -3.0607 | -3.0261 | -2.9939 | -2.9555 | -2.9138 | -2.8686 | -2.8202 | -2.7684 | -2.7133 | -2.6549 | -2.5678
Northwest | High End-Retail | Average | January | Space Heating | LDCEU/TDEF | Electric Load with Losses, Incl. Cogeneration | MW | -0.1519 | -0.1969 | -0.2992 | -0.6202 | -0.7263 | -0.7327 | -1.1464 | -1.4199 | -1.4336 | -1.5564 | -1.2875 | -1.4713 | -1.6328 | -1.8606 | -1.9475 | -1.7019 | -2.0763 | -1.5105 | -1.6051 | -1.8258 | -2.0063 | -2.0197 | -2.0969 | -2.0926 | -2.1096 | -2.1429 | -2.1816 | -2.2181 | -2.254 | -2.2882 | -2.3222 | -2.3661 | -2.434 | -2.4952 | -2.5772 | -2.6561 | -2.7183 | -2.813 | -2.8953 | -2.9857 | -3.0677 | -3.1521 | -3.232 | -3.3119 | -3.3874 | -3.4664 | -3.5331 | -3.596 | -3.6539 | -3.719 | -3.7771 | -3.8336 | -3.8891 | -3.9411 | -3.9926 | -4.0431 | -4.0905 | -4.0922
Northwest | High End-Retail | Average | January | Water Heating | LDCEU/TDEF | Electric Load with Losses, Incl. Cogeneration | MW | 0 | 0 | 0 | 0 | 0 | 0 | 0 | 0 | 0 | 0 | 0 | 0 | 0 | 0 | 0 | 0 | 0 | 0 | 0 | 0 | 0 | 0 | -0.0109 | -0.0183 | -0.0177 | -0.0152 | -0.0117 | -0.0077 | -0.003 | 0.0027 | 0.0087 | 0.0155 | 0.0245 | 0.0332 | 0.0436 | 0.0546 | 0.0643 | 0.0763 | 0.0882 | 0.1003 | 0.1116 | 0.1234 | 0.1348 | 0.1458 | 0.1569 | 0.1679 | 0.1777 | 0.1876 | 0.1969 | 0.2064 | 0.2159 | 0.2252 | 0.2341 | 0.2432 | 0.252 | 0.2604 | 0.2689 | 0.2734
Northwest | High End-Retail | Average | January | Other Substitutables | LDCEU/TDEF | Electric Load with Losses, Incl. Cogeneration | MW | 0 | 0 | 0 | 0 | 0 | 0 | 0 | 0 | 0 | 0 | 0 | 0 | 0 | -0.0003 | -0.0002 | -0.0003 | -0.0003 | -0.0004 | -0.0004 | -0.0008 | -0.001 | -0.0011 | -0.0015 | -0.0016 | -0.0011 | -0.0005 | 0.0001 | 0.0007 | 0.0012 | 0.0017 | 0.0024 | 0.0029 | 0.0036 | 0.0042 | 0.005 | 0.0057 | 0.0064 | 0.0071 | 0.0077 | 0.0084 | 0.0091 | 0.0097 | 0.0102 | 0.0108 | 0.0113 | 0.0118 | 0.0123 | 0.0126 | 0.013 | 0.0134 | 0.0137 | 0.014 | 0.0143 | 0.0145 | 0.0147 | 0.015 | 0.0152 | 0.0152
Northwest | High End-Retail | Average | January | Refrigeration | LDCEU/TDEF | Electric Load with Losses, Incl. Cogeneration | MW | 0 | 0 | 0 | 0 | 0 | 0 | 0 | 0 | 0 | 0 | 0 | 0 | -0.0001 | -0.0002 | -0.0003 | -0.0004 | -0.0004 | -0.0023 | -0.0043 | -0.0066 | -0.009 | -0.0111 | -0.014 | -0.0163 | -0.0173 | -0.0184 | -0.0193 | -0.0202 | -0.021 | -0.0218 | -0.0226 | -0.0232 | -0.0244 | -0.0254 | -0.0265 | -0.0275 | -0.0285 | -0.0297 | -0.0307 | -0.0319 | -0.0329 | -0.0339 | -0.0348 | -0.0357 | -0.0365 | -0.0375 | -0.0383 | -0.039 | -0.0397 | -0.0405 | -0.0413 | -0.042 | -0.0427 | -0.0435 | -0.0441 | -0.0449 | -0.0456 | -0.0459
Northwest | High End-Retail | Average | January | Lighting | LDCEU/TDEF | Electric Load with Losses, Incl. Cogeneration | MW | 0 | -0.6092 | -1.6602 | -1.6938 | -1.6254 | -1.5336 | -1.791 | -1.8383 | -6.1266 | -10.4667 | -13.3558 | -14.0879 | -14.7983 | -14.2532 | -15.2298 | -16.5627 | -11.6077 | -9.5783 | -8.0396 | -6.1307 | -5.4992 | -4.8597 | -4.5858 | -5.5149 | -5.0408 | -4.6939 | -4.4446 | -4.275 | -4.1226 | -3.9847 | -3.8583 | -3.7533 | -3.6798 | -3.606 | -3.557 | -3.5116 | -3.449 | -3.4199 | -3.3809 | -3.347 | -3.3032 | -3.2625 | -3.215 | -3.1641 | -3.1078 | -3.0494 | -2.9789 | -2.904 | -2.823 | -2.7422 | -2.6548 | -2.5628 | -2.4661 | -2.3649 | -2.2587 | -2.1479 | -2.0322 | -1.8971
Northwest | High End-Retail | Average | January | Air Conditioning | LDCEU/TDEF | Electric Load with Losses, Incl. Cogeneration | MW | -0.0087 | 0.1839 | 0.329 | 0.5138 | 0.6935 | 0.98 | 0.8737 | 1.0327 | 1.1409 | 1.3704 | 1.7093 | 1.5981 | 1.4841 | 1.3932 | 1.4616 | 1.5711 | 1.4065 | 1.4388 | 1.5904 | 1.4302 | 1.4334 | 1.3906 | 1.3864 | 1.369 | 1.3557 | 1.2247 | 1.1185 | 1.0237 | 0.9417 | 0.8739 | 0.5946 | 0.3345 | 0.0807 | -0.1453 | -0.3653 | -0.5616 | -0.7303 | -0.9073 | -1.0586 | -1.2052 | -1.3365 | -1.4569 | -1.5668 | -1.669 | -1.7593 | -1.8481 | -1.9243 | -1.99 | -2.0482 | -2.1084 | -2.1565 | -2.2013 | -2.2436 | -2.2776 | -2.3108 | -2.3433 | -2.3688 | -2.3665
Northwest | High End-Retail | Average | January | Other Non-Substitutables | LDCEU/TDEF | Electric Load with Losses, Incl. Cogeneration | MW | 0 | 0 | 0 | 0 | 0 | 0 | 0 | 0 | 0 | 0 | 0 | 0 | -0.3923 | -0.8056 | -1.0052 | -1.2328 | -1.4483 | -1.3677 | -1.5502 | -1.7781 | -1.9365 | -2.0169 | -2.0856 | -2.1989 | -2.2618 | -2.3203 | -2.3643 | -2.3941 | -2.414 | -2.4254 | -2.4295 | -2.4358 | -2.4554 | -2.4652 | -2.4869 | -2.5051 | -2.5049 | -2.5276 | -2.5391 | -2.5528 | -2.5565 | -2.5617 | -2.5604 | -2.5562 | -2.5473 | -2.5374 | -2.5172 | -2.4939 | -2.4658 | -2.4397 | -2.4084 | -2.3746 | -2.3378 | -2.2985 | -2.2564 | -2.2117 | -2.1642 | -2.0934
Northwest | High End-Retail | Average | February | Space Heating | LDCEU/TDEF | Electric Load with Losses, Incl. Cogeneration | MW | -0.1164 | -0.163 | -0.2244 | -0.4835 | -0.5593 | -0.5672 | -0.9017 | -1.06 | -1.1274 | -1.1862 | -1.0536 | -1.0961 | -1.2748 | -1.518 | -1.4205 | -1.2476 | -1.6034 | -1.1719 | -1.2775 | -1.4041 | -1.5084 | -1.6177 | -1.57 | -1.5337 | -1.6115 | -1.6367 | -1.6658 | -1.6932 | -1.7202 | -1.7458 | -1.7713 | -1.8041 | -1.8547 | -1.9003 | -1.9616 | -2.0206 | -2.0671 | -2.1381 | -2.1998 | -2.2675 | -2.329 | -2.3923 | -2.4523 | -2.5121 | -2.5684 | -2.6274 | -2.6771 | -2.7242 | -2.7673 | -2.8161 | -2.8595 | -2.9017 | -2.9431 | -2.982 | -3.0203 | -3.0581 | -3.0934 | -3.0946
Northwest | High End-Retail | Average | February | Water Heating | LDCEU/TDEF | Electric Load with Losses, Incl. Cogeneration | MW | 0 | 0 | 0 | 0 | 0 | 0 | 0 | 0 | 0 | 0 | 0 | 0 | 0 | 0 | 0 | 0 | 0 | 0 | 0 | 0 | 0 | 0 | -0.0086 | -0.014 | -0.0151 | -0.0131 | -0.01 | -0.0066 | -0.0025 | 0.0023 | 0.0074 | 0.0134 | 0.0211 | 0.0285 | 0.0374 | 0.0468 | 0.0551 | 0.0655 | 0.0757 | 0.086 | 0.0957 | 0.1058 | 0.1155 | 0.1249 | 0.1345 | 0.144 | 0.1523 | 0.1608 | 0.1688 | 0.1769 | 0.1851 | 0.193 | 0.2007 | 0.2085 | 0.2161 | 0.2232 | 0.2305 | 0.2344
Northwest | High End-Retail | Average | February | Other Substitutables | LDCEU/TDEF | Electric Load with Losses, Incl. Cogeneration | MW | 0 | 0 | 0 | 0 | 0 | 0 | 0 | 0 | 0 | 0 | 0 | 0 | 0 | -0.0003 | -0.0002 | -0.0002 | -0.0002 | -0.0004 | -0.0004 | -0.0008 | -0.0008 | -0.001 | -0.0014 | -0.0014 | -0.001 | -0.0004 | 0.0001 | 0.0006 | 0.0011 | 0.0015 | 0.0021 | 0.0026 | 0.0031 | 0.0037 | 0.0044 | 0.005 | 0.0055 | 0.0062 | 0.0069 | 0.0074 | 0.008 | 0.0085 | 0.009 | 0.0096 | 0.0099 | 0.0104 | 0.0108 | 0.0112 | 0.0114 | 0.0118 | 0.0121 | 0.0123 | 0.0125 | 0.0128 | 0.013 | 0.0132 | 0.0134 | 0.0133
Northwest | High End-Retail | Average | February | Refrigeration | LDCEU/TDEF | Electric Load with Losses, Incl. Cogeneration | MW | 0 | 0 | 0 | 0 | 0 | 0 | 0 | 0 | 0 | 0 | 0 | 0 | -0.0001 | -0.0002 | -0.0003 | -0.0004 | -0.0004 | -0.0021 | -0.0038 | -0.0059 | -0.0082 | -0.0101 | -0.0126 | -0.0148 | -0.0157 | -0.0166 | -0.0175 | -0.0183 | -0.019 | -0.0198 | -0.0205 | -0.0211 | -0.0221 | -0.023 | -0.024 | -0.025 | -0.0258 | -0.0269 | -0.0279 | -0.029 | -0.0298 | -0.0307 | -0.0315 | -0.0323 | -0.0331 | -0.034 | -0.0347 | -0.0354 | -0.036 | -0.0367 | -0.0374 | -0.038 | -0.0387 | -0.0393 | -0.04 | -0.0407 | -0.0413 | -0.0416
Northwest | High End-Retail | Average | February | Lighting | LDCEU/TDEF | Electric Load with Losses, Incl. Cogeneration | MW | 0 | -0.5597 | -1.5261 | -1.5571 | -1.4941 | -1.4099 | -1.6465 | -1.6899 | -5.6331 | -9.6237 | -12.2802 | -12.9532 | -13.6065 | -13.1057 | -14.0042 | -15.23 | -10.6738 | -8.8073 | -7.393 | -5.638 | -5.0578 | -4.4702 | -4.2191 | -5.0733 | -4.6381 | -4.32 | -4.0916 | -3.9363 | -3.7968 | -3.6704 | -3.5546 | -3.4583 | -3.3909 | -3.3233 | -3.2784 | -3.2368 | -3.1793 | -3.1527 | -3.1168 | -3.0856 | -3.0452 | -3.0078 | -2.9638 | -2.917 | -2.865 | -2.8112 | -2.7461 | -2.6769 | -2.6022 | -2.5277 | -2.447 | -2.3622 | -2.273 | -2.1795 | -2.0817 | -1.9794 | -1.8726 | -1.748
Northwest | High End-Retail | Average | February | Air Conditioning | LDCEU/TDEF | Electric Load with Losses, Incl. Cogeneration | MW | -0.0069 | 0.1473 | 0.2633 | 0.4115 | 0.5553 | 0.7846 | 0.7001 | 0.8277 | 0.9143 | 1.098 | 1.3684 | 1.2795 | 1.1886 | 1.1157 | 1.1703 | 1.2577 | 1.1261 | 1.152 | 1.2732 | 1.1448 | 1.1477 | 1.1135 | 1.1102 | 1.0962 | 1.0854 | 0.9801 | 0.8947 | 0.8186 | 0.7526 | 0.6981 | 0.4738 | 0.265 | 0.061 | -0.1205 | -0.2973 | -0.455 | -0.5906 | -0.7328 | -0.8544 | -0.9722 | -1.0778 | -1.1746 | -1.2629 | -1.345 | -1.4177 | -1.4891 | -1.5502 | -1.6032 | -1.65 | -1.6984 | -1.7371 | -1.7731 | -1.8071 | -1.8344 | -1.8613 | -1.8874 | -1.9079 | -1.9062
Northwest | High End-Retail | Average | February | Other Non-Substitutables | LDCEU/TDEF | Electric Load with Losses, Incl. Cogeneration | MW | 0 | 0 | 0 | 0 | 0 | 0 | 0 | 0 | 0 | 0 | 0 | 0 | -0.347 | -0.7125 | -0.8892 | -1.0907 | -1.2812 | -1.2099 | -1.3717 | -1.5728 | -1.7135 | -1.7849 | -1.8459 | -1.9467 | -2.0023 | -2.054 | -2.0928 | -2.1192 | -2.1367 | -2.1469 | -2.1504 | -2.156 | -2.1733 | -2.1819 | -2.2011 | -2.2172 | -2.217 | -2.2371 | -2.2472 | -2.2593 | -2.2625 | -2.2671 | -2.2659 | -2.2621 | -2.2541 | -2.2454 | -2.2274 | -2.2067 | -2.1819 | -2.1587 | -2.1309 | -2.1009 | -2.0684 | -2.0335 | -1.9963 | -1.9566 | -1.9145 | -1.8517
Northwest | High End-Retail | Average | March | Space Heating | LDCEU/TDEF | Electric Load with Losses, Incl. Cogeneration | MW | -0.0781 | -0.1108 | -0.1796 | -0.3449 | -0.4158 | -0.4301 | -0.6887 | -0.8201 | -0.8021 | -0.9331 | -0.7569 | -0.7667 | -0.8874 | -1.1346 | -1.0071 | -1.0026 | -1.2194 | -0.8993 | -0.9202 | -1.0728 | -1.0839 | -1.1347 | -1.1239 | -1.1575 | -1.1611 | -1.1791 | -1.1992 | -1.2182 | -1.2369 | -1.2545 | -1.2722 | -1.2946 | -1.329 | -1.3601 | -1.4024 | -1.443 | -1.4749 | -1.5242 | -1.5668 | -1.6136 | -1.656 | -1.7002 | -1.7416 | -1.783 | -1.8217 | -1.8624 | -1.8965 | -1.9288 | -1.9585 | -1.9924 | -2.0222 | -2.0514 | -2.0799 | -2.1066 | -2.133 | -2.159 | -2.1833 | -2.1841
Northwest | High End-Retail | Average | March | Water Heating | LDCEU/TDEF | Electric Load with Losses, Incl. Cogeneration | MW | 0 | 0 | 0 | 0 | 0 | 0 | 0 | 0 | 0 | 0 | 0 | 0 | 0 | 0 | 0 | 0 | 0 | 0 | 0 | 0 | 0 | 0 | -0.0077 | -0.0136 | -0.0133 | -0.0116 | -0.0089 | -0.0059 | -0.0023 | 0.0019 | 0.0063 | 0.0116 | 0.0184 | 0.0248 | 0.0326 | 0.0409 | 0.0482 | 0.0573 | 0.0662 | 0.0754 | 0.0838 | 0.0928 | 0.1013 | 0.1096 | 0.118 | 0.1263 | 0.1337 | 0.1412 | 0.1482 | 0.1554 | 0.1626 | 0.1696 | 0.1764 | 0.1832 | 0.1899 | 0.1963 | 0.2027 | 0.2062
Northwest | High End-Retail | Average | March | Other Substitutables | LDCEU/TDEF | Electric Load with Losses, Incl. Cogeneration | MW | 0 | 0 | 0 | 0 | 0 | 0 | 0 | 0 | 0 | 0 | 0 | 0 | -0.0001 | -0.0003 | -0.0002 | -0.0002 | -0.0002 | -0.0004 | -0.0004 | -0.0008 | -0.0009 | -0.001 | -0.0014 | -0.0014 | -0.001 | -0.0005 | 0 | 0.0006 | 0.0011 | 0.0017 | 0.0021 | 0.0027 | 0.0032 | 0.0039 | 0.0046 | 0.0052 | 0.0058 | 0.0065 | 0.0071 | 0.0076 | 0.0082 | 0.0088 | 0.0093 | 0.0098 | 0.0103 | 0.0107 | 0.0111 | 0.0115 | 0.0118 | 0.0121 | 0.0125 | 0.0128 | 0.013 | 0.0132 | 0.0134 | 0.0136 | 0.0138 | 0.0138
Northwest | High End-Retail | Average | March | Refrigeration | LDCEU/TDEF | Electric Load with Losses, Incl. Cogeneration | MW | 0 | 0 | 0 | 0 | 0 | 0 | 0 | 0 | 0 | 0 | 0 | 0 | -0.0001 | -0.0002 | -0.0003 | -0.0003 | -0.0004 | -0.0022 | -0.0041 | -0.0062 | -0.0086 | -0.0105 | -0.0132 | -0.0156 | -0.0164 | -0.0174 | -0.0183 | -0.0192 | -0.02 | -0.0207 | -0.0214 | -0.0221 | -0.0232 | -0.024 | -0.0252 | -0.0262 | -0.027 | -0.0281 | -0.0292 | -0.0303 | -0.0312 | -0.0321 | -0.033 | -0.0338 | -0.0346 | -0.0356 | -0.0363 | -0.0371 | -0.0376 | -0.0385 | -0.0391 | -0.0398 | -0.0405 | -0.0412 | -0.0419 | -0.0426 | -0.0433 | -0.0436
Northwest | High End-Retail | Average | March | Lighting | LDCEU/TDEF | Electric Load with Losses, Incl. Cogeneration | MW | 0 | -0.5977 | -1.6328 | -1.666 | -1.5989 | -1.5089 | -1.7622 | -1.8088 | -6.031 | -10.3039 | -13.1484 | -13.8688 | -14.5681 | -14.0326 | -14.9962 | -16.3094 | -11.4295 | -9.43 | -7.9162 | -6.036 | -5.4146 | -4.7854 | -4.5132 | -5.4222 | -4.9578 | -4.6186 | -4.3752 | -4.2098 | -4.0612 | -3.9266 | -3.8032 | -3.7004 | -3.6287 | -3.5565 | -3.5088 | -3.4643 | -3.403 | -3.3745 | -3.3362 | -3.3029 | -3.2597 | -3.2196 | -3.1726 | -3.1224 | -3.0666 | -3.009 | -2.9393 | -2.8653 | -2.7853 | -2.7055 | -2.6191 | -2.5282 | -2.4327 | -2.3327 | -2.2279 | -2.1184 | -2.004 | -1.8707
Northwest | High End-Retail | Average | March | Air Conditioning | LDCEU/TDEF | Electric Load with Losses, Incl. Cogeneration | MW | -0.0121 | 0.2592 | 0.4638 | 0.7248 | 0.9781 | 1.3818 | 1.2335 | 1.4584 | 1.6106 | 1.9343 | 2.4094 | 2.2535 | 2.093 | 1.9643 | 2.06 | 2.2145 | 1.9828 | 2.0289 | 2.2417 | 2.0153 | 2.0205 | 1.9602 | 1.9543 | 1.9297 | 1.9106 | 1.7251 | 1.5747 | 1.4406 | 1.3243 | 1.2283 | 0.8334 | 0.4657 | 0.1065 | -0.2132 | -0.5247 | -0.8023 | -1.0412 | -1.2917 | -1.5061 | -1.7135 | -1.8994 | -2.0698 | -2.2253 | -2.37 | -2.4978 | -2.6235 | -2.7314 | -2.8245 | -2.9069 | -2.9922 | -3.0604 | -3.1239 | -3.1839 | -3.2322 | -3.2794 | -3.3254 | -3.3616 | -3.3584
Northwest | High End-Retail | Average | March | Other Non-Substitutables | LDCEU/TDEF | Electric Load with Losses, Incl. Cogeneration | MW | 0 | 0 | 0 | 0 | 0 | 0 | 0 | 0 | 0 | 0 | 0 | 0 | -0.3583 | -0.7359 | -0.9181 | -1.1257 | -1.3226 | -1.2483 | -1.4156 | -1.6233 | -1.7687 | -1.8422 | -1.9051 | -2.0094 | -2.0667 | -2.1201 | -2.1602 | -2.1874 | -2.2055 | -2.2159 | -2.2195 | -2.2253 | -2.2431 | -2.252 | -2.2717 | -2.2883 | -2.2881 | -2.3087 | -2.3192 | -2.3316 | -2.3348 | -2.3396 | -2.3383 | -2.3343 | -2.326 | -2.317 | -2.2984 | -2.277 | -2.2513 | -2.2273 | -2.1987 | -2.1676 | -2.1341 | -2.0981 | -2.0596 | -2.0186 | -1.9752 | -1.9104
Northwest | High End-Retail | Average | April | Space Heating | LDCEU/TDEF | Electric Load with Losses, Incl. Cogeneration | MW | -0.0727 | -0.099 | -0.1637 | -0.303 | -0.3746 | -0.387 | -0.6095 | -0.6686 | -0.7651 | -0.7769 | -0.7268 | -0.6751 | -0.8259 | -0.9555 | -0.9583 | -0.921 | -1.0696 | -0.8371 | -0.873 | -0.9033 | -0.9891 | -1.0333 | -1.1239 | -0.972 | -1.0483 | -1.0646 | -1.0832 | -1.1007 | -1.118 | -1.1343 | -1.1507 | -1.1716 | -1.2039 | -1.2332 | -1.2725 | -1.3103 | -1.3401 | -1.3858 | -1.4254 | -1.4689 | -1.5084 | -1.5493 | -1.5878 | -1.6263 | -1.6625 | -1.7004 | -1.7325 | -1.7627 | -1.7905 | -1.8221 | -1.85 | -1.8773 | -1.904 | -1.929 | -1.9538 | -1.9781 | -2.001 | -2.0017
Northwest | High End-Retail | Average | April | Water Heating | LDCEU/TDEF | Electric Load with Losses, Incl. Cogeneration | MW | 0 | 0 | 0 | 0 | 0 | 0 | 0 | 0 | 0 | 0 | 0 | 0 | 0 | 0 | 0 | 0 | 0 | 0 | 0 | 0 | 0 | 0 | -0.0076 | -0.0089 | -0.0105 | -0.0092 | -0.0071 | -0.0048 | -0.002 | 0.0013 | 0.0048 | 0.0089 | 0.0142 | 0.0193 | 0.0253 | 0.0318 | 0.0376 | 0.0447 | 0.0517 | 0.0588 | 0.0654 | 0.0725 | 0.0791 | 0.0857 | 0.0923 | 0.0988 | 0.1046 | 0.1104 | 0.1159 | 0.1217 | 0.1273 | 0.1328 | 0.1382 | 0.1436 | 0.1488 | 0.1538 | 0.1589 | 0.1616
Northwest | High End-Retail | Average | April | Other Substitutables | LDCEU/TDEF | Electric Load with Losses, Incl. Cogeneration | MW | 0 | 0 | 0 | 0 | 0 | 0 | 0 | 0 | 0 | 0 | 0 | 0 | 0 | -0.0003 | -0.0002 | -0.0002 | -0.0003 | -0.0003 | -0.0004 | -0.0008 | -0.0009 | -0.001 | -0.0013 | -0.0014 | -0.0009 | -0.0004 | 0.0001 | 0.0006 | 0.0011 | 0.0015 | 0.0021 | 0.0026 | 0.0031 | 0.0037 | 0.0044 | 0.005 | 0.0056 | 0.0062 | 0.0068 | 0.0073 | 0.008 | 0.0085 | 0.009 | 0.0095 | 0.01 | 0.0103 | 0.0108 | 0.0111 | 0.0114 | 0.0117 | 0.0121 | 0.0123 | 0.0125 | 0.0128 | 0.013 | 0.0131 | 0.0132 | 0.0133
Northwest | High End-Retail | Average | April | Refrigeration | LDCEU/TDEF | Electric Load with Losses, Incl. Cogeneration | MW | 0 | 0 | 0 | 0 | 0 | 0 | 0 | 0 | 0 | 0 | 0 | 0 | 0 | -0.0002 | -0.0002 | -0.0003 | -0.0003 | -0.002 | -0.0036 | -0.0056 | -0.0078 | -0.0094 | -0.0119 | -0.0139 | -0.0147 | -0.0157 | -0.0165 | -0.0172 | -0.0179 | -0.0186 | -0.0193 | -0.0198 | -0.0208 | -0.0216 | -0.0225 | -0.0236 | -0.0243 | -0.0253 | -0.0263 | -0.0272 | -0.0281 | -0.0289 | -0.0297 | -0.0303 | -0.0311 | -0.032 | -0.0327 | -0.0333 | -0.0338 | -0.0346 | -0.0352 | -0.0358 | -0.0365 | -0.037 | -0.0377 | -0.0383 | -0.0389 | -0.0391
Northwest | High End-Retail | Average | April | Lighting | LDCEU/TDEF | Electric Load with Losses, Incl. Cogeneration | MW | 0 | -0.5816 | -1.5927 | -1.6252 | -1.5601 | -1.4726 | -1.7198 | -1.7652 | -5.8883 | -10.0608 | -12.8385 | -13.5416 | -14.2238 | -13.7011 | -14.6437 | -15.9271 | -11.1603 | -9.2067 | -7.7285 | -5.8888 | -5.2807 | -4.6651 | -4.395 | -5.2747 | -4.821 | -4.4891 | -4.2505 | -4.088 | -3.9421 | -3.8099 | -3.689 | -3.5884 | -3.5178 | -3.4471 | -3.4001 | -3.3565 | -3.2967 | -3.2687 | -3.2314 | -3.199 | -3.157 | -3.1181 | -3.0726 | -3.0241 | -2.9702 | -2.9144 | -2.847 | -2.7755 | -2.6982 | -2.6212 | -2.5376 | -2.4499 | -2.3576 | -2.261 | -2.1598 | -2.0539 | -1.9434 | -1.8145
Northwest | High End-Retail | Average | April | Air Conditioning | LDCEU/TDEF | Electric Load with Losses, Incl. Cogeneration | MW | -0.0128 | 0.2701 | 0.4838 | 0.7558 | 1.0201 | 1.4411 | 1.2843 | 1.5169 | 1.676 | 2.0139 | 2.5135 | 2.3517 | 2.182 | 2.048 | 2.1487 | 2.3108 | 2.0686 | 2.1173 | 2.3382 | 2.1025 | 2.107 | 2.0436 | 2.0369 | 2.0112 | 1.9945 | 1.803 | 1.6477 | 1.5092 | 1.3892 | 1.2902 | 0.8815 | 0.501 | 0.1298 | -0.2008 | -0.5224 | -0.8092 | -1.056 | -1.3146 | -1.5358 | -1.7498 | -1.9416 | -2.1174 | -2.278 | -2.4273 | -2.5591 | -2.6886 | -2.7997 | -2.8957 | -2.9808 | -3.0687 | -3.1388 | -3.2041 | -3.2659 | -3.3155 | -3.3639 | -3.4113 | -3.4483 | -3.4448
Northwest | High End-Retail | Average | April | Other Non-Substitutables | LDCEU/TDEF | Electric Load with Losses, Incl. Cogeneration | MW | 0 | 0 | 0 | 0 | 0 | 0 | 0 | 0 | 0 | 0 | 0 | 0 | -0.343 | -0.7049 | -0.8782 | -1.0754 | -1.2655 | -1.1921 | -1.3512 | -1.5518 | -1.6895 | -1.7588 | -1.8176 | -1.9162 | -1.971 | -2.0222 | -2.0605 | -2.0865 | -2.1039 | -2.1139 | -2.1175 | -2.1231 | -2.14 | -2.1485 | -2.1674 | -2.1831 | -2.1829 | -2.2027 | -2.2127 | -2.2245 | -2.2277 | -2.2324 | -2.2312 | -2.2275 | -2.2197 | -2.2111 | -2.1934 | -2.1731 | -2.1487 | -2.126 | -2.0988 | -2.0693 | -2.0374 | -2.0032 | -1.9666 | -1.9276 | -1.8864 | -1.8247
Northwest | High End-Retail | Average | May | Space Heating | LDCEU/TDEF | Electric Load with Losses, Incl. Cogeneration | MW | -0.0271 | -0.0403 | -0.0638 | -0.1472 | -0.1241 | -0.1823 | -0.2857 | -0.3018 | -0.2791 | -0.3578 | -0.3046 | -0.2933 | -0.3229 | -0.3826 | -0.4084 | -0.3598 | -0.4202 | -0.3954 | -0.4021 | -0.3984 | -0.3944 | -0.4014 | -0.4283 | -0.3981 | -0.42 | -0.4263 | -0.4331 | -0.4395 | -0.4458 | -0.4517 | -0.4577 | -0.4651 | -0.4764 | -0.4866 | -0.5007 | -0.5143 | -0.5249 | -0.5416 | -0.556 | -0.5719 | -0.5863 | -0.6015 | -0.6157 | -0.6299 | -0.6431 | -0.6568 | -0.6683 | -0.6792 | -0.6894 | -0.7011 | -0.7113 | -0.7213 | -0.731 | -0.7402 | -0.7492 | -0.7581 | -0.7664 | -0.7667
Northwest | High End-Retail | Average | May | Water Heating | LDCEU/TDEF | Electric Load with Losses, Incl. Cogeneration | MW | 0 | 0 | 0 | 0 | 0 | 0 | 0 | 0 | 0 | 0 | 0 | 0 | 0 | 0 | 0 | 0 | 0 | 0 | 0 | 0 | 0 | 0 | -0.0042 | -0.0065 | -0.0068 | -0.006 | -0.0047 | -0.0031 | -0.0014 | 0.0008 | 0.003 | 0.0056 | 0.009 | 0.0123 | 0.0162 | 0.0203 | 0.024 | 0.0285 | 0.0331 | 0.0376 | 0.042 | 0.0465 | 0.0507 | 0.055 | 0.0592 | 0.0635 | 0.0672 | 0.071 | 0.0746 | 0.0782 | 0.0819 | 0.0855 | 0.089 | 0.0925 | 0.0959 | 0.0991 | 0.1025 | 0.1042
Northwest | High End-Retail | Average | May | Other Substitutables | LDCEU/TDEF | Electric Load with Losses, Incl. Cogeneration | MW | 0 | 0 | 0 | 0 | 0 | 0 | 0 | 0 | 0 | 0 | 0 | 0 | 0 | -0.0002 | -0.0002 | -0.0002 | -0.0002 | -0.0003 | -0.0003 | -0.0007 | -0.0008 | -0.0009 | -0.0012 | -0.0013 | -0.0009 | -0.0004 | 0 | 0.0005 | 0.001 | 0.0014 | 0.0019 | 0.0024 | 0.0029 | 0.0035 | 0.0041 | 0.0047 | 0.0052 | 0.0058 | 0.0063 | 0.0069 | 0.0075 | 0.008 | 0.0084 | 0.0089 | 0.0093 | 0.0097 | 0.01 | 0.0104 | 0.0107 | 0.011 | 0.0113 | 0.0115 | 0.0118 | 0.012 | 0.0121 | 0.0123 | 0.0125 | 0.0124
Northwest | High End-Retail | Average | May | Refrigeration | LDCEU/TDEF | Electric Load with Losses, Incl. Cogeneration | MW | 0 | 0 | 0 | 0 | 0 | 0 | 0 | 0 | 0 | 0 | 0 | 0 | 0 | -0.0001 | -0.0002 | -0.0003 | -0.0003 | -0.0014 | -0.0026 | -0.0041 | -0.0056 | -0.0068 | -0.0085 | -0.01 | -0.0106 | -0.0113 | -0.0119 | -0.0124 | -0.0129 | -0.0134 | -0.0139 | -0.0143 | -0.015 | -0.0155 | -0.0163 | -0.0169 | -0.0175 | -0.0183 | -0.0189 | -0.0196 | -0.0202 | -0.0208 | -0.0213 | -0.0218 | -0.0224 | -0.023 | -0.0235 | -0.024 | -0.0244 | -0.0249 | -0.0254 | -0.0258 | -0.0262 | -0.0267 | -0.0271 | -0.0276 | -0.0281 | -0.0282
Northwest | High End-Retail | Average | May | Lighting | LDCEU/TDEF | Electric Load with Losses, Incl. Cogeneration | MW | 0 | -0.5587 | -1.5156 | -1.546 | -1.4828 | -1.3988 | -1.6334 | -1.6763 | -5.5826 | -9.5362 | -12.1677 | -12.8353 | -13.4813 | -12.9814 | -13.8663 | -15.0792 | -10.5682 | -8.7223 | -7.3165 | -5.575 | -4.9961 | -4.41 | -4.1525 | -4.9969 | -4.5591 | -4.2366 | -4.0032 | -3.8423 | -3.6984 | -3.5688 | -3.4507 | -3.3529 | -3.2833 | -3.2146 | -3.1684 | -3.1259 | -3.0687 | -3.0415 | -3.0058 | -2.9751 | -2.9357 | -2.8995 | -2.8572 | -2.8124 | -2.7626 | -2.711 | -2.6488 | -2.5826 | -2.5113 | -2.4402 | -2.363 | -2.282 | -2.1968 | -2.1074 | -2.0138 | -1.916 | -1.8139 | -1.6944
Northwest | High End-Retail | Average | May | Air Conditioning | LDCEU/TDEF | Electric Load with Losses, Incl. Cogeneration | MW | -0.0306 | 0.5753 | 1.0395 | 1.5403 | 2.3042 | 2.9435 | 2.606 | 3.0919 | 3.6059 | 4.0877 | 5.1597 | 4.9709 | 4.6627 | 4.376 | 4.4492 | 4.762 | 4.2724 | 4.3231 | 4.7812 | 4.329 | 4.3045 | 4.2838 | 4.2605 | 4.2722 | 4.1917 | 3.8039 | 3.4887 | 3.2081 | 2.9653 | 2.7654 | 1.9303 | 1.153 | 0.3991 | -0.2732 | -0.9256 | -1.5077 | -2.0082 | -2.5313 | -2.9788 | -3.411 | -3.799 | -4.1549 | -4.4796 | -4.7823 | -5.0483 | -5.3084 | -5.5319 | -5.7246 | -5.8965 | -6.0728 | -6.2133 | -6.344 | -6.4672 | -6.5654 | -6.6615 | -6.7553 | -6.828 | -6.8202
Northwest | High End-Retail | Average | May | Other Non-Substitutables | LDCEU/TDEF | Electric Load with Losses, Incl. Cogeneration | MW | 0 | 0 | 0 | 0 | 0 | 0 | 0 | 0 | 0 | 0 | 0 | 0 | -0.3136 | -0.6445 | -0.8031 | -0.9824 | -1.1564 | -1.0914 | -1.2337 | -1.4202 | -1.5424 | -1.6043 | -1.656 | -1.7431 | -1.7934 | -1.8401 | -1.8753 | -1.8993 | -1.9154 | -1.9247 | -1.9282 | -1.9337 | -1.9492 | -1.9573 | -1.9746 | -1.9894 | -1.9893 | -2.0075 | -2.017 | -2.0282 | -2.0313 | -2.0361 | -2.0355 | -2.0326 | -2.026 | -2.0186 | -2.0029 | -1.9848 | -1.963 | -1.9427 | -1.9183 | -1.8918 | -1.8631 | -1.8323 | -1.7993 | -1.7642 | -1.7268 | -1.6707
Northwest | High End-Retail | Average | June | Space Heating | LDCEU/TDEF | Electric Load with Losses, Incl. Cogeneration | MW | -0.0178 | -0.0244 | -0.0352 | -0.068 | -0.0821 | -0.0819 | -0.1412 | -0.1304 | -0.1807 | -0.1485 | -0.1179 | -0.1352 | -0.2009 | -0.1714 | -0.2155 | -0.2248 | -0.1968 | -0.2062 | -0.1984 | -0.227 | -0.1908 | -0.2302 | -0.1547 | -0.1946 | -0.2086 | -0.2118 | -0.2151 | -0.2182 | -0.2213 | -0.2243 | -0.2272 | -0.2309 | -0.2364 | -0.2415 | -0.2483 | -0.2551 | -0.2603 | -0.2686 | -0.2757 | -0.2836 | -0.2906 | -0.2982 | -0.3052 | -0.3123 | -0.3188 | -0.3256 | -0.3312 | -0.3367 | -0.3418 | -0.3475 | -0.3526 | -0.3576 | -0.3624 | -0.367 | -0.3715 | -0.3759 | -0.3801 | -0.3802
Northwest | High End-Retail | Average | June | Water Heating | LDCEU/TDEF | Electric Load with Losses, Incl. Cogeneration | MW | 0 | 0 | 0 | 0 | 0 | 0 | 0 | 0 | 0 | 0 | 0 | 0 | 0 | 0 | 0 | 0 | 0 | 0 | 0 | 0 | 0 | 0 | -0.002 | -0.0044 | -0.0045 | -0.004 | -0.0031 | -0.0021 | -0.0009 | 0.0005 | 0.0019 | 0.0037 | 0.0059 | 0.0081 | 0.0106 | 0.0134 | 0.0157 | 0.0188 | 0.0218 | 0.0248 | 0.0277 | 0.0306 | 0.0334 | 0.0363 | 0.0391 | 0.0419 | 0.0443 | 0.0469 | 0.0492 | 0.0517 | 0.0542 | 0.0565 | 0.0588 | 0.0612 | 0.0634 | 0.0656 | 0.0678 | 0.069
Northwest | High End-Retail | Average | June | Other Substitutables | LDCEU/TDEF | Electric Load with Losses, Incl. Cogeneration | MW | 0 | 0 | 0 | 0 | 0 | 0 | 0 | 0 | 0 | 0 | 0 | 0 | 0 | -0.0003 | -0.0001 | -0.0002 | -0.0002 | -0.0003 | -0.0004 | -0.0007 | -0.0008 | -0.0009 | -0.0012 | -0.0013 | -0.0009 | -0.0004 | 0.0001 | 0.0005 | 0.001 | 0.0015 | 0.0019 | 0.0024 | 0.003 | 0.0035 | 0.0041 | 0.0047 | 0.0052 | 0.0058 | 0.0064 | 0.0069 | 0.0074 | 0.0079 | 0.0084 | 0.0088 | 0.0092 | 0.0096 | 0.0101 | 0.0104 | 0.0107 | 0.0109 | 0.0112 | 0.0115 | 0.0117 | 0.0119 | 0.0121 | 0.0123 | 0.0124 | 0.0124
Northwest | High End-Retail | Average | June | Refrigeration | LDCEU/TDEF | Electric Load with Losses, Incl. Cogeneration | MW | 0 | 0 | 0 | 0 | 0 | 0 | 0 | 0 | 0 | 0 | 0 | 0 | 0 | -0.0001 | -0.0001 | -0.0002 | -0.0003 | -0.0012 | -0.0023 | -0.0035 | -0.0048 | -0.0059 | -0.0074 | -0.0087 | -0.0092 | -0.0098 | -0.0103 | -0.0107 | -0.0112 | -0.0116 | -0.0119 | -0.0123 | -0.013 | -0.0134 | -0.0141 | -0.0146 | -0.0152 | -0.0158 | -0.0163 | -0.017 | -0.0174 | -0.018 | -0.0185 | -0.0189 | -0.0194 | -0.0199 | -0.0203 | -0.0208 | -0.021 | -0.0215 | -0.0219 | -0.0222 | -0.0227 | -0.0231 | -0.0235 | -0.0238 | -0.0243 | -0.0243
Northwest | High End-Retail | Average | June | Lighting | LDCEU/TDEF | Electric Load with Losses, Incl. Cogeneration | MW | 0 | -0.5524 | -1.496 | -1.5259 | -1.4634 | -1.3803 | -1.6118 | -1.654 | -5.507 | -9.4065 | -12.0021 | -12.6609 | -13.2977 | -12.8033 | -13.6745 | -14.8704 | -10.4218 | -8.6022 | -7.214 | -5.4952 | -4.9228 | -4.3434 | -4.0871 | -4.9197 | -4.4854 | -4.1648 | -3.932 | -3.7709 | -3.627 | -3.4975 | -3.38 | -3.2826 | -3.2129 | -3.1444 | -3.0982 | -3.0559 | -2.9993 | -2.9723 | -2.9371 | -2.9068 | -2.8681 | -2.8327 | -2.7914 | -2.7478 | -2.6993 | -2.649 | -2.5883 | -2.5239 | -2.4545 | -2.3851 | -2.3101 | -2.2312 | -2.1482 | -2.0611 | -1.97 | -1.8748 | -1.7753 | -1.6587
Northwest | High End-Retail | Average | June | Air Conditioning | LDCEU/TDEF | Electric Load with Losses, Incl. Cogeneration | MW | -0.0446 | 0.852 | 1.5846 | 2.421 | 3.2534 | 4.6192 | 4.0633 | 5.3367 | 5.2373 | 6.7604 | 8.7015 | 7.9561 | 6.8653 | 7.1939 | 7.0394 | 7.2736 | 6.9245 | 6.7403 | 7.2936 | 6.5528 | 6.8739 | 6.3687 | 7.5692 | 6.7427 | 6.6843 | 6.0832 | 5.593 | 5.1567 | 4.7794 | 4.4688 | 3.1677 | 1.9582 | 0.7919 | -0.2496 | -1.2581 | -2.1583 | -2.9322 | -3.7391 | -4.4293 | -5.0946 | -5.692 | -6.2407 | -6.7404 | -7.2061 | -7.6136 | -8.0103 | -8.3519 | -8.646 | -8.909 | -9.1784 | -9.3919 | -9.5906 | -9.7774 | -9.9253 | -10.0699 | -10.2109 | -10.3193 | -10.3072
Northwest | High End-Retail | Average | June | Other Non-Substitutables | LDCEU/TDEF | Electric Load with Losses, Incl. Cogeneration | MW | 0 | 0 | 0 | 0 | 0 | 0 | 0 | 0 | 0 | 0 | 0 | 0 | -0.3093 | -0.6359 | -0.792 | -0.9678 | -1.1403 | -1.0757 | -1.2148 | -1.4004 | -1.5191 | -1.5793 | -1.629 | -1.7135 | -1.7631 | -1.8091 | -1.844 | -1.8677 | -1.8836 | -1.8929 | -1.8965 | -1.902 | -1.9174 | -1.9253 | -1.9424 | -1.9571 | -1.957 | -1.9751 | -1.9846 | -1.9955 | -1.9989 | -2.0036 | -2.0032 | -2.0007 | -1.9944 | -1.9872 | -1.972 | -1.9543 | -1.9331 | -1.9132 | -1.8894 | -1.8636 | -1.8355 | -1.8053 | -1.773 | -1.7386 | -1.7021 | -1.6469
Northwest | High End-Retail | Average | July | Space Heating | LDCEU/TDEF | Electric Load with Losses, Incl. Cogeneration | MW | -0.0099 | -0.0064 | -0.01 | -0.0179 | -0.0278 | -0.0209 | -0.0527 | -0.0586 | -0.0631 | -0.0477 | -0.0387 | -0.0413 | -0.0518 | -0.0585 | -0.0563 | -0.064 | -0.0617 | -0.0683 | -0.079 | -0.0742 | -0.0603 | -0.0567 | -0.0609 | -0.0862 | -0.0747 | -0.0758 | -0.0771 | -0.0783 | -0.0795 | -0.0806 | -0.0817 | -0.0831 | -0.0853 | -0.0873 | -0.09 | -0.0926 | -0.0946 | -0.0977 | -0.1005 | -0.1035 | -0.1062 | -0.1091 | -0.1118 | -0.1145 | -0.1171 | -0.1196 | -0.1218 | -0.124 | -0.1259 | -0.1281 | -0.1301 | -0.132 | -0.1339 | -0.1356 | -0.1374 | -0.1391 | -0.1407 | -0.1408
Northwest | High End-Retail | Average | July | Water Heating | LDCEU/TDEF | Electric Load with Losses, Incl. Cogeneration | MW | 0 | 0 | 0 | 0 | 0 | 0 | 0 | 0 | 0 | 0 | 0 | 0 | 0 | 0 | 0 | 0 | 0 | 0 | 0 | 0 | 0 | 0 | -0.0016 | -0.0032 | -0.0028 | -0.0025 | -0.0019 | -0.0013 | -0.0006 | 0.0004 | 0.0013 | 0.0024 | 0.0039 | 0.0053 | 0.0069 | 0.0086 | 0.0103 | 0.0122 | 0.0141 | 0.016 | 0.0178 | 0.0198 | 0.0216 | 0.0235 | 0.0253 | 0.0271 | 0.0286 | 0.0303 | 0.0318 | 0.0334 | 0.035 | 0.0365 | 0.038 | 0.0395 | 0.041 | 0.0423 | 0.0437 | 0.0445
Northwest | High End-Retail | Average | July | Other Substitutables | LDCEU/TDEF | Electric Load with Losses, Incl. Cogeneration | MW | 0 | 0 | 0 | 0 | 0 | 0 | 0 | 0 | 0 | 0 | 0 | 0 | 0 | -0.0002 | -0.0001 | -0.0002 | -0.0002 | -0.0003 | -0.0003 | -0.0007 | -0.0008 | -0.0009 | -0.0012 | -0.0012 | -0.0009 | -0.0004 | 0.0001 | 0.0004 | 0.0009 | 0.0013 | 0.0017 | 0.0022 | 0.0027 | 0.0033 | 0.0038 | 0.0044 | 0.0048 | 0.0054 | 0.0059 | 0.0064 | 0.0069 | 0.0073 | 0.0078 | 0.0082 | 0.0086 | 0.009 | 0.0093 | 0.0096 | 0.0099 | 0.0102 | 0.0104 | 0.0107 | 0.0109 | 0.011 | 0.0112 | 0.0114 | 0.0116 | 0.0115
Northwest | High End-Retail | Average | July | Refrigeration | LDCEU/TDEF | Electric Load with Losses, Incl. Cogeneration | MW | 0 | 0 | 0 | 0 | 0 | 0 | 0 | 0 | 0 | 0 | 0 | 0 | 0 | -0.0001 | -0.0001 | -0.0002 | -0.0002 | -0.0011 | -0.0021 | -0.0033 | -0.0045 | -0.0055 | -0.007 | -0.0082 | -0.0087 | -0.0092 | -0.0096 | -0.0101 | -0.0105 | -0.0109 | -0.0112 | -0.0116 | -0.0122 | -0.0127 | -0.0132 | -0.0138 | -0.0142 | -0.0149 | -0.0154 | -0.0159 | -0.0164 | -0.0169 | -0.0174 | -0.0177 | -0.0182 | -0.0187 | -0.0191 | -0.0195 | -0.0198 | -0.0202 | -0.0206 | -0.021 | -0.0214 | -0.0217 | -0.022 | -0.0224 | -0.0228 | -0.023
Northwest | High End-Retail | Average | July | Lighting | LDCEU/TDEF | Electric Load with Losses, Incl. Cogeneration | MW | 0 | -0.5212 | -1.3747 | -1.4008 | -1.3404 | -1.2622 | -1.4734 | -1.511 | -5.0074 | -8.5472 | -10.9023 | -11.5038 | -12.0844 | -11.6276 | -12.3991 | -13.4755 | -9.4521 | -7.8128 | -6.5456 | -5.0029 | -4.4857 | -3.9593 | -3.7337 | -4.5326 | -4.1298 | -3.8313 | -3.6146 | -3.4636 | -3.3292 | -3.2085 | -3.0989 | -3.0086 | -2.9441 | -2.8809 | -2.8383 | -2.7993 | -2.7473 | -2.7223 | -2.69 | -2.6622 | -2.6268 | -2.5943 | -2.5566 | -2.5167 | -2.4723 | -2.4264 | -2.3708 | -2.3118 | -2.2481 | -2.1845 | -2.1156 | -2.0431 | -1.9669 | -1.8869 | -1.8032 | -1.7156 | -1.624 | -1.5167
Northwest | High End-Retail | Average | July | Air Conditioning | LDCEU/TDEF | Electric Load with Losses, Incl. Cogeneration | MW | -0.0635 | 1.4456 | 2.6779 | 4.3869 | 5.1671 | 7.8838 | 6.517 | 7.8112 | 8.4515 | 11.1353 | 13.6628 | 12.9295 | 12.0294 | 11.4396 | 12.6828 | 12.6363 | 11.6994 | 11.779 | 11.2581 | 10.7665 | 11.7379 | 11.0771 | 10.8422 | 9.9682 | 10.8367 | 9.8808 | 9.0979 | 8.4013 | 7.7985 | 7.3022 | 5.2286 | 3.305 | 1.4594 | -0.1902 | -1.7847 | -3.2091 | -4.4332 | -5.7076 | -6.7969 | -7.8454 | -8.7865 | -9.6519 | -10.4383 | -11.1699 | -11.8074 | -12.4263 | -12.9594 | -13.4182 | -13.8285 | -14.2496 | -14.5815 | -14.89 | -15.1792 | -15.4074 | -15.6298 | -15.8464 | -16.0116 | -15.9939
Northwest | High End-Retail | Average | July | Other Non-Substitutables | LDCEU/TDEF | Electric Load with Losses, Incl. Cogeneration | MW | 0 | 0 | 0 | 0 | 0 | 0 | 0 | 0 | 0 | 0 | 0 | 0 | -0.2866 | -0.5864 | -0.7356 | -0.903 | -1.056 | -1.009 | -1.138 | -1.3064 | -1.4183 | -1.4755 | -1.5237 | -1.603 | -1.6496 | -1.6922 | -1.7248 | -1.7469 | -1.7616 | -1.7703 | -1.7736 | -1.779 | -1.7938 | -1.8016 | -1.8181 | -1.832 | -1.8324 | -1.8496 | -1.8587 | -1.8693 | -1.8727 | -1.8774 | -1.8773 | -1.8752 | -1.8696 | -1.8631 | -1.849 | -1.8326 | -1.8129 | -1.7943 | -1.7721 | -1.7478 | -1.7216 | -1.6933 | -1.6631 | -1.6308 | -1.5964 | -1.5446
Northwest | High End-Retail | Average | August | Space Heating | LDCEU/TDEF | Electric Load with Losses, Incl. Cogeneration | MW | -0.0062 | -0.0078 | -0.0155 | -0.0211 | -0.0213 | -0.0242 | -0.0404 | -0.0581 | -0.0503 | -0.0602 | -0.0446 | -0.042 | -0.0519 | -0.0756 | -0.0789 | -0.0639 | -0.0774 | -0.0688 | -0.0584 | -0.0595 | -0.0656 | -0.0603 | -0.0664 | -0.0635 | -0.0725 | -0.0735 | -0.0748 | -0.076 | -0.0772 | -0.0782 | -0.0794 | -0.0808 | -0.0829 | -0.0849 | -0.0875 | -0.0901 | -0.0921 | -0.0952 | -0.0979 | -0.1009 | -0.1036 | -0.1064 | -0.109 | -0.1117 | -0.1142 | -0.1168 | -0.119 | -0.121 | -0.123 | -0.1252 | -0.127 | -0.129 | -0.1309 | -0.1326 | -0.1343 | -0.136 | -0.1376 | -0.1377
Northwest | High End-Retail | Average | August | Water Heating | LDCEU/TDEF | Electric Load with Losses, Incl. Cogeneration | MW | 0 | 0 | 0 | 0 | 0 | 0 | 0 | 0 | 0 | 0 | 0 | 0 | 0 | 0 | 0 | 0 | 0 | 0 | 0 | 0 | 0 | 0 | -0.0017 | -0.0027 | -0.0029 | -0.0025 | -0.0019 | -0.0013 | -0.0005 | 0.0004 | 0.0013 | 0.0024 | 0.0038 | 0.0052 | 0.0069 | 0.0086 | 0.0102 | 0.0121 | 0.014 | 0.0159 | 0.0177 | 0.0196 | 0.0215 | 0.0232 | 0.025 | 0.0268 | 0.0284 | 0.0299 | 0.0315 | 0.0331 | 0.0346 | 0.0361 | 0.0376 | 0.0391 | 0.0405 | 0.0418 | 0.0433 | 0.0441
Northwest | High End-Retail | Average | August | Other Substitutables | LDCEU/TDEF | Electric Load with Losses, Incl. Cogeneration | MW | 0 | 0 | 0 | 0 | 0 | 0 | 0 | 0 | 0 | 0 | 0 | 0 | -0.0001 | -0.0002 | -0.0002 | -0.0002 | -0.0002 | -0.0003 | -0.0003 | -0.0007 | -0.0008 | -0.0009 | -0.0012 | -0.0013 | -0.0008 | -0.0004 | 0 | 0.0005 | 0.0008 | 0.0013 | 0.0017 | 0.0022 | 0.0028 | 0.0032 | 0.0038 | 0.0043 | 0.0048 | 0.0054 | 0.0059 | 0.0065 | 0.0069 | 0.0074 | 0.0079 | 0.0082 | 0.0087 | 0.0091 | 0.0093 | 0.0096 | 0.0099 | 0.0102 | 0.0105 | 0.0107 | 0.011 | 0.0112 | 0.0113 | 0.0115 | 0.0116 | 0.0117
Northwest | High End-Retail | Average | August | Refrigeration | LDCEU/TDEF | Electric Load with Losses, Incl. Cogeneration | MW | 0 | 0 | 0 | 0 | 0 | 0 | 0 | 0 | 0 | 0 | 0 | 0 | -0.0001 | -0.0001 | -0.0002 | -0.0002 | -0.0003 | -0.0012 | -0.0021 | -0.0033 | -0.0046 | -0.0056 | -0.0071 | -0.0084 | -0.0088 | -0.0093 | -0.0098 | -0.0103 | -0.0107 | -0.0111 | -0.0115 | -0.0118 | -0.0124 | -0.0129 | -0.0134 | -0.014 | -0.0145 | -0.0152 | -0.0156 | -0.0163 | -0.0168 | -0.0172 | -0.0177 | -0.0181 | -0.0185 | -0.0191 | -0.0195 | -0.0199 | -0.0202 | -0.0207 | -0.021 | -0.0214 | -0.0218 | -0.0221 | -0.0225 | -0.0229 | -0.0232 | -0.0233
Northwest | High End-Retail | Average | August | Lighting | LDCEU/TDEF | Electric Load with Losses, Incl. Cogeneration | MW | 0 | -0.5344 | -1.4128 | -1.4398 | -1.378 | -1.2978 | -1.515 | -1.5536 | -5.151 | -8.7929 | -11.2161 | -11.8346 | -12.4317 | -11.9626 | -12.7583 | -13.8664 | -9.7257 | -8.0379 | -6.7349 | -5.1463 | -4.6141 | -4.0726 | -3.8401 | -4.6582 | -4.2447 | -3.9386 | -3.7162 | -3.5617 | -3.4239 | -3.3002 | -3.1878 | -3.095 | -3.029 | -2.9641 | -2.9204 | -2.8803 | -2.8268 | -2.8012 | -2.7681 | -2.7395 | -2.7031 | -2.6697 | -2.6308 | -2.5897 | -2.544 | -2.4968 | -2.4396 | -2.3788 | -2.3133 | -2.2478 | -2.1768 | -2.1023 | -2.0238 | -1.9415 | -1.8554 | -1.7652 | -1.671 | -1.5606
Northwest | High End-Retail | Average | August | Air Conditioning | LDCEU/TDEF | Electric Load with Losses, Incl. Cogeneration | MW | -0.0759 | 1.3821 | 2.4115 | 4.1166 | 5.7765 | 7.6264 | 7.2909 | 8.0485 | 9.3282 | 10.4317 | 13.1893 | 13.1453 | 12.3378 | 10.5893 | 11.3296 | 12.7832 | 10.7222 | 11.7621 | 13.1279 | 12.1102 | 11.4198 | 11.053 | 10.6089 | 11.6237 | 11.0102 | 10.0367 | 9.2397 | 8.5306 | 7.9169 | 7.4115 | 5.3009 | 3.3428 | 1.4631 | -0.2166 | -1.8406 | -3.2914 | -4.5381 | -5.8362 | -6.946 | -8.0141 | -8.9729 | -9.8545 | -10.6558 | -11.4011 | -12.0508 | -12.6818 | -13.2253 | -13.693 | -14.1112 | -14.5406 | -14.8791 | -15.1938 | -15.4888 | -15.7216 | -15.9488 | -16.1699 | -16.3385 | -16.3206
Northwest | High End-Retail | Average | August | Other Non-Substitutables | LDCEU/TDEF | Electric Load with Losses, Incl. Cogeneration | MW | 0 | 0 | 0 | 0 | 0 | 0 | 0 | 0 | 0 | 0 | 0 | 0 | -0.2881 | -0.5899 | -0.7396 | -0.9075 | -1.0619 | -1.0136 | -1.1434 | -1.3129 | -1.4254 | -1.4828 | -1.5312 | -1.611 | -1.6578 | -1.7007 | -1.7334 | -1.7556 | -1.7704 | -1.7791 | -1.7825 | -1.7879 | -1.8027 | -1.8105 | -1.827 | -1.841 | -1.8413 | -1.8586 | -1.8677 | -1.8783 | -1.8817 | -1.8863 | -1.8861 | -1.884 | -1.8783 | -1.8718 | -1.8576 | -1.8411 | -1.8212 | -1.8026 | -1.7802 | -1.7559 | -1.7295 | -1.7011 | -1.6707 | -1.6382 | -1.6037 | -1.5515
Northwest | High End-Retail | Average | September | Space Heating | LDCEU/TDEF | Electric Load with Losses, Incl. Cogeneration | MW | -0.0149 | -0.0182 | -0.0277 | -0.0779 | -0.0695 | -0.0677 | -0.1205 | -0.1532 | -0.1418 | -0.157 | -0.1245 | -0.1692 | -0.2009 | -0.1926 | -0.2329 | -0.1782 | -0.1965 | -0.1723 | -0.1376 | -0.1722 | -0.2062 | -0.1812 | -0.2424 | -0.233 | -0.2068 | -0.2099 | -0.2133 | -0.2165 | -0.2197 | -0.2228 | -0.2258 | -0.2296 | -0.2354 | -0.2408 | -0.2479 | -0.255 | -0.2604 | -0.2689 | -0.2763 | -0.2843 | -0.2917 | -0.2994 | -0.3066 | -0.3139 | -0.3206 | -0.3277 | -0.3336 | -0.3392 | -0.3444 | -0.3503 | -0.3556 | -0.3607 | -0.3657 | -0.3704 | -0.3751 | -0.3796 | -0.3839 | -0.3841
Northwest | High End-Retail | Average | September | Water Heating | LDCEU/TDEF | Electric Load with Losses, Incl. Cogeneration | MW | 0 | 0 | 0 | 0 | 0 | 0 | 0 | 0 | 0 | 0 | 0 | 0 | 0 | 0 | 0 | 0 | 0 | 0 | 0 | 0 | 0 | 0 | -0.0038 | -0.006 | -0.005 | -0.0043 | -0.0033 | -0.0022 | -0.0009 | 0.0007 | 0.0024 | 0.0044 | 0.0069 | 0.0093 | 0.0122 | 0.0153 | 0.018 | 0.0214 | 0.0247 | 0.0281 | 0.0313 | 0.0346 | 0.0378 | 0.0409 | 0.044 | 0.0471 | 0.05 | 0.0527 | 0.0553 | 0.0581 | 0.0608 | 0.0634 | 0.066 | 0.0685 | 0.0711 | 0.0735 | 0.0759 | 0.0771
Northwest | High End-Retail | Average | September | Other Substitutables | LDCEU/TDEF | Electric Load with Losses, Incl. Cogeneration | MW | 0 | 0 | 0 | 0 | 0 | 0 | 0 | 0 | 0 | 0 | 0 | 0 | 0 | -0.0003 | -0.0002 | -0.0002 | -0.0002 | -0.0003 | -0.0004 | -0.0007 | -0.0009 | -0.001 | -0.0013 | -0.0014 | -0.001 | -0.0004 | 0.0001 | 0.0005 | 0.001 | 0.0015 | 0.002 | 0.0025 | 0.003 | 0.0036 | 0.0043 | 0.0049 | 0.0055 | 0.0061 | 0.0067 | 0.0073 | 0.0078 | 0.0084 | 0.0088 | 0.0093 | 0.0098 | 0.0102 | 0.0106 | 0.0109 | 0.0112 | 0.0116 | 0.0118 | 0.0121 | 0.0123 | 0.0125 | 0.0128 | 0.013 | 0.0131 | 0.013
Northwest | High End-Retail | Average | September | Refrigeration | LDCEU/TDEF | Electric Load with Losses, Incl. Cogeneration | MW | 0 | 0 | 0 | 0 | 0 | 0 | 0 | 0 | 0 | 0 | 0 | 0 | 0 | -0.0001 | -0.0002 | -0.0003 | -0.0003 | -0.0015 | -0.0028 | -0.0043 | -0.006 | -0.0072 | -0.0091 | -0.0107 | -0.0113 | -0.012 | -0.0127 | -0.0132 | -0.0138 | -0.0142 | -0.0148 | -0.0152 | -0.016 | -0.0166 | -0.0174 | -0.0181 | -0.0186 | -0.0194 | -0.0201 | -0.0209 | -0.0215 | -0.0222 | -0.0227 | -0.0233 | -0.0239 | -0.0246 | -0.0251 | -0.0256 | -0.026 | -0.0265 | -0.027 | -0.0274 | -0.028 | -0.0285 | -0.0289 | -0.0293 | -0.0299 | -0.03
Northwest | High End-Retail | Average | September | Lighting | LDCEU/TDEF | Electric Load with Losses, Incl. Cogeneration | MW | 0 | -0.5878 | -1.566 | -1.5963 | -1.5287 | -1.4404 | -1.6818 | -1.725 | -5.727 | -9.778 | -12.4737 | -13.1605 | -13.8245 | -13.306 | -14.1978 | -15.4334 | -10.8225 | -8.9408 | -7.4946 | -5.724 | -5.1326 | -4.5315 | -4.271 | -5.168 | -4.7133 | -4.3777 | -4.1346 | -3.9665 | -3.8165 | -3.6813 | -3.5584 | -3.4567 | -3.3846 | -3.3134 | -3.2657 | -3.2217 | -3.1626 | -3.1346 | -3.0979 | -3.0661 | -3.0255 | -2.9882 | -2.9446 | -2.8985 | -2.8472 | -2.7942 | -2.7299 | -2.6618 | -2.5882 | -2.5147 | -2.4352 | -2.3514 | -2.2634 | -2.1711 | -2.0744 | -1.9733 | -1.8677 | -1.7441
Northwest | High End-Retail | Average | September | Air Conditioning | LDCEU/TDEF | Electric Load with Losses, Incl. Cogeneration | MW | -0.0518 | 1.0082 | 1.8988 | 2.4775 | 3.7056 | 5.307 | 4.6656 | 5.285 | 6.1306 | 7.0985 | 9.1241 | 7.8434 | 7.2746 | 7.2788 | 7.2052 | 8.3168 | 7.4583 | 7.6582 | 9.7114 | 7.8559 | 7.167 | 7.4446 | 6.6831 | 6.7234 | 7.2184 | 6.5624 | 6.0274 | 5.551 | 5.1387 | 4.7991 | 3.3834 | 2.0679 | 0.7974 | -0.3365 | -1.4353 | -2.4162 | -3.2595 | -4.1395 | -4.8919 | -5.6177 | -6.269 | -6.8671 | -7.4117 | -7.9187 | -8.3627 | -8.7957 | -9.1682 | -9.4892 | -9.7755 | -10.0697 | -10.303 | -10.5199 | -10.724 | -10.8861 | -11.0444 | -11.1987 | -11.3175 | -11.3052
Northwest | High End-Retail | Average | September | Other Non-Substitutables | LDCEU/TDEF | Electric Load with Losses, Incl. Cogeneration | MW | 0 | 0 | 0 | 0 | 0 | 0 | 0 | 0 | 0 | 0 | 0 | 0 | -0.328 | -0.6719 | -0.8413 | -1.0322 | -1.2088 | -1.1507 | -1.2999 | -1.4921 | -1.6215 | -1.6872 | -1.7428 | -1.8349 | -1.8879 | -1.9368 | -1.9738 | -1.999 | -2.0158 | -2.0256 | -2.0293 | -2.0351 | -2.0519 | -2.0606 | -2.0792 | -2.0949 | -2.0952 | -2.1147 | -2.1248 | -2.1367 | -2.1404 | -2.1454 | -2.1449 | -2.1422 | -2.1354 | -2.1277 | -2.1114 | -2.0925 | -2.0696 | -2.0482 | -2.0226 | -1.9947 | -1.9645 | -1.932 | -1.8972 | -1.8601 | -1.8207 | -1.7614
Northwest | High End-Retail | Average | October | Space Heating | LDCEU/TDEF | Electric Load with Losses, Incl. Cogeneration | MW | -0.0459 | -0.0753 | -0.1135 | -0.2215 | -0.2644 | -0.276 | -0.3987 | -0.4929 | -0.5077 | -0.5627 | -0.4266 | -0.4823 | -0.5502 | -0.6928 | -0.7098 | -0.6163 | -0.7531 | -0.5595 | -0.547 | -0.6205 | -0.7028 | -0.627 | -0.6555 | -0.7261 | -0.7081 | -0.719 | -0.7313 | -0.7429 | -0.7543 | -0.7652 | -0.776 | -0.7899 | -0.811 | -0.8301 | -0.856 | -0.881 | -0.9006 | -0.9309 | -0.9571 | -0.9859 | -1.0121 | -1.0392 | -1.0648 | -1.0904 | -1.1144 | -1.1394 | -1.1605 | -1.1805 | -1.199 | -1.2198 | -1.2384 | -1.2565 | -1.2741 | -1.2908 | -1.3071 | -1.3232 | -1.3384 | -1.3389
Northwest | High End-Retail | Average | October | Water Heating | LDCEU/TDEF | Electric Load with Losses, Incl. Cogeneration | MW | 0 | 0 | 0 | 0 | 0 | 0 | 0 | 0 | 0 | 0 | 0 | 0 | 0 | 0 | 0 | 0 | 0 | 0 | 0 | 0 | 0 | 0 | -0.0049 | -0.0096 | -0.0091 | -0.0079 | -0.006 | -0.004 | -0.0016 | 0.0012 | 0.0043 | 0.0078 | 0.0124 | 0.0168 | 0.0221 | 0.0277 | 0.0326 | 0.0388 | 0.0448 | 0.0511 | 0.0568 | 0.0628 | 0.0686 | 0.0743 | 0.0799 | 0.0856 | 0.0906 | 0.0956 | 0.1005 | 0.1054 | 0.1102 | 0.1149 | 0.1196 | 0.1242 | 0.1288 | 0.1332 | 0.1375 | 0.1399
Northwest | High End-Retail | Average | October | Other Substitutables | LDCEU/TDEF | Electric Load with Losses, Incl. Cogeneration | MW | 0 | 0 | 0 | 0 | 0 | 0 | 0 | 0 | 0 | 0 | 0 | 0 | 0 | -0.0002 | -0.0001 | -0.0002 | -0.0002 | -0.0004 | -0.0003 | -0.0007 | -0.0008 | -0.0009 | -0.0013 | -0.0014 | -0.0009 | -0.0004 | 0.0001 | 0.0005 | 0.001 | 0.0015 | 0.0019 | 0.0024 | 0.003 | 0.0035 | 0.0041 | 0.0048 | 0.0053 | 0.0059 | 0.0065 | 0.0071 | 0.0076 | 0.0081 | 0.0086 | 0.0091 | 0.0095 | 0.0099 | 0.0102 | 0.0106 | 0.0109 | 0.0112 | 0.0115 | 0.0117 | 0.0119 | 0.0121 | 0.0124 | 0.0125 | 0.0127 | 0.0127
Northwest | High End-Retail | Average | October | Refrigeration | LDCEU/TDEF | Electric Load with Losses, Incl. Cogeneration | MW | 0 | 0 | 0 | 0 | 0 | 0 | 0 | 0 | 0 | 0 | 0 | 0 | -0.0001 | -0.0002 | -0.0003 | -0.0004 | -0.0003 | -0.0017 | -0.0033 | -0.0051 | -0.007 | -0.0086 | -0.0107 | -0.0126 | -0.0133 | -0.0142 | -0.0149 | -0.0156 | -0.0162 | -0.0168 | -0.0174 | -0.0179 | -0.0188 | -0.0195 | -0.0204 | -0.0213 | -0.0219 | -0.0229 | -0.0237 | -0.0246 | -0.0253 | -0.0261 | -0.0268 | -0.0275 | -0.0281 | -0.0289 | -0.0295 | -0.0301 | -0.0305 | -0.0312 | -0.0318 | -0.0323 | -0.0329 | -0.0334 | -0.034 | -0.0346 | -0.0351 | -0.0354
Northwest | High End-Retail | Average | October | Lighting | LDCEU/TDEF | Electric Load with Losses, Incl. Cogeneration | MW | 0 | -0.5666 | -1.5428 | -1.574 | -1.5102 | -1.4249 | -1.664 | -1.7078 | -5.6913 | -9.7228 | -12.4063 | -13.0865 | -13.7459 | -13.2387 | -14.1447 | -15.3826 | -10.7805 | -8.8959 | -7.4654 | -5.6909 | -5.103 | -4.5076 | -4.2485 | -5.1083 | -4.6665 | -4.3427 | -4.1094 | -3.95 | -3.807 | -3.6778 | -3.5596 | -3.4614 | -3.3924 | -3.3234 | -3.2775 | -3.235 | -3.1769 | -3.1497 | -3.1134 | -3.0821 | -3.0415 | -3.004 | -2.9602 | -2.9136 | -2.8618 | -2.8082 | -2.7433 | -2.6744 | -2.6 | -2.526 | -2.4456 | -2.3612 | -2.2724 | -2.1794 | -2.082 | -1.9801 | -1.8738 | -1.7496
Northwest | High End-Retail | Average | October | Air Conditioning | LDCEU/TDEF | Electric Load with Losses, Incl. Cogeneration | MW | -0.0196 | 0.4079 | 0.7305 | 1.1399 | 1.5392 | 2.1754 | 1.9354 | 2.2846 | 2.5254 | 3.0354 | 3.7949 | 3.5487 | 3.2917 | 3.0899 | 3.2435 | 3.4893 | 3.1226 | 3.1945 | 3.5311 | 3.1755 | 3.1812 | 3.0854 | 3.0931 | 3.037 | 3.0121 | 2.7248 | 2.4918 | 2.284 | 2.104 | 1.9556 | 1.3412 | 0.7691 | 0.2115 | -0.2853 | -0.7683 | -1.1992 | -1.5698 | -1.9579 | -2.29 | -2.6113 | -2.8993 | -3.1635 | -3.4045 | -3.629 | -3.8269 | -4.0212 | -4.1879 | -4.3319 | -4.4598 | -4.5915 | -4.6967 | -4.7947 | -4.8872 | -4.9614 | -5.0339 | -5.1049 | -5.1602 | -5.1549
Northwest | High End-Retail | Average | October | Other Non-Substitutables | LDCEU/TDEF | Electric Load with Losses, Incl. Cogeneration | MW | 0 | 0 | 0 | 0 | 0 | 0 | 0 | 0 | 0 | 0 | 0 | 0 | -0.3258 | -0.6692 | -0.8344 | -1.0223 | -1.2019 | -1.1344 | -1.2849 | -1.4756 | -1.6057 | -1.6715 | -1.7273 | -1.8203 | -1.8725 | -1.9211 | -1.9576 | -1.9824 | -1.9989 | -2.0085 | -2.0119 | -2.0173 | -2.0335 | -2.0417 | -2.0597 | -2.0748 | -2.0747 | -2.0936 | -2.1032 | -2.1146 | -2.1177 | -2.1223 | -2.1213 | -2.1179 | -2.1108 | -2.1027 | -2.086 | -2.0669 | -2.0438 | -2.0223 | -1.9965 | -1.9686 | -1.9384 | -1.906 | -1.8712 | -1.8344 | -1.7951 | -1.7364
Northwest | High End-Retail | Average | November | Space Heating | LDCEU/TDEF | Electric Load with Losses, Incl. Cogeneration | MW | -0.1038 | -0.1457 | -0.1843 | -0.4007 | -0.4443 | -0.4816 | -0.6998 | -0.9731 | -0.894 | -0.9822 | -0.9363 | -0.9543 | -1.1095 | -1.2294 | -1.2447 | -1.0194 | -1.336 | -1.0472 | -1.0478 | -1.1333 | -1.2495 | -1.3229 | -1.4505 | -1.2601 | -1.3399 | -1.3606 | -1.3843 | -1.4067 | -1.4286 | -1.4495 | -1.4703 | -1.4969 | -1.5378 | -1.5747 | -1.6245 | -1.6727 | -1.7103 | -1.7683 | -1.8186 | -1.8739 | -1.924 | -1.9758 | -2.0248 | -2.0738 | -2.1197 | -2.1677 | -2.2082 | -2.2466 | -2.2818 | -2.3218 | -2.3571 | -2.3917 | -2.4255 | -2.4573 | -2.4886 | -2.5194 | -2.5483 | -2.5492
Northwest | High End-Retail | Average | November | Water Heating | LDCEU/TDEF | Electric Load with Losses, Incl. Cogeneration | MW | 0 | 0 | 0 | 0 | 0 | 0 | 0 | 0 | 0 | 0 | 0 | 0 | 0 | 0 | 0 | 0 | 0 | 0 | 0 | 0 | 0 | 0 | -0.0104 | -0.0125 | -0.0141 | -0.0123 | -0.0094 | -0.0061 | -0.0024 | 0.0021 | 0.0068 | 0.0123 | 0.0194 | 0.0264 | 0.0346 | 0.0433 | 0.0511 | 0.0607 | 0.0702 | 0.0799 | 0.0888 | 0.0982 | 0.1072 | 0.116 | 0.1249 | 0.1337 | 0.1415 | 0.1494 | 0.1569 | 0.1645 | 0.172 | 0.1795 | 0.1866 | 0.1939 | 0.2009 | 0.2077 | 0.2145 | 0.2181
Northwest | High End-Retail | Average | November | Other Substitutables | LDCEU/TDEF | Electric Load with Losses, Incl. Cogeneration | MW | 0 | 0 | 0 | 0 | 0 | 0 | 0 | 0 | 0 | 0 | 0 | 0 | 0 | -0.0002 | -0.0002 | -0.0002 | -0.0002 | -0.0003 | -0.0004 | -0.0008 | -0.0009 | -0.001 | -0.0014 | -0.0014 | -0.001 | -0.0004 | 0.0001 | 0.0006 | 0.0011 | 0.0016 | 0.0021 | 0.0027 | 0.0032 | 0.0038 | 0.0045 | 0.0051 | 0.0057 | 0.0063 | 0.0069 | 0.0075 | 0.0081 | 0.0086 | 0.0091 | 0.0096 | 0.0101 | 0.0106 | 0.011 | 0.0113 | 0.0116 | 0.0119 | 0.0122 | 0.0126 | 0.0128 | 0.013 | 0.0132 | 0.0134 | 0.0135 | 0.0136
Northwest | High End-Retail | Average | November | Refrigeration | LDCEU/TDEF | Electric Load with Losses, Incl. Cogeneration | MW | 0 | 0 | 0 | 0 | 0 | 0 | 0 | 0 | 0 | 0 | 0 | 0 | -0.0001 | -0.0002 | -0.0002 | -0.0004 | -0.0004 | -0.0021 | -0.0038 | -0.0058 | -0.0081 | -0.0099 | -0.0124 | -0.0145 | -0.0154 | -0.0163 | -0.0171 | -0.018 | -0.0187 | -0.0194 | -0.02 | -0.0207 | -0.0217 | -0.0225 | -0.0235 | -0.0245 | -0.0254 | -0.0264 | -0.0274 | -0.0284 | -0.0292 | -0.0301 | -0.0309 | -0.0316 | -0.0325 | -0.0333 | -0.034 | -0.0348 | -0.0353 | -0.036 | -0.0367 | -0.0373 | -0.038 | -0.0386 | -0.0393 | -0.0399 | -0.0405 | -0.0407
Northwest | High End-Retail | Average | November | Lighting | LDCEU/TDEF | Electric Load with Losses, Incl. Cogeneration | MW | 0 | -0.5843 | -1.5893 | -1.6214 | -1.5555 | -1.4676 | -1.7139 | -1.759 | -5.8606 | -10.0117 | -12.775 | -13.4755 | -14.1551 | -13.633 | -14.5655 | -15.8396 | -11.1015 | -9.1613 | -7.6889 | -5.8642 | -5.2602 | -4.6482 | -4.3843 | -5.2742 | -4.8203 | -4.4882 | -4.2494 | -4.0868 | -3.9408 | -3.8086 | -3.6876 | -3.5871 | -3.5166 | -3.446 | -3.3992 | -3.3556 | -3.2958 | -3.2681 | -3.2306 | -3.1984 | -3.1563 | -3.1176 | -3.072 | -3.0235 | -2.9696 | -2.9139 | -2.8465 | -2.7749 | -2.6976 | -2.6204 | -2.5368 | -2.449 | -2.3566 | -2.2597 | -2.1584 | -2.0525 | -1.9419 | -1.8128
Northwest | High End-Retail | Average | November | Air Conditioning | LDCEU/TDEF | Electric Load with Losses, Incl. Cogeneration | MW | -0.0103 | 0.2158 | 0.386 | 0.603 | 0.8139 | 1.1503 | 1.0253 | 1.2115 | 1.3385 | 1.6078 | 2.0059 | 1.8755 | 1.7413 | 1.6342 | 1.7146 | 1.8439 | 1.6506 | 1.6884 | 1.8666 | 1.6782 | 1.682 | 1.6317 | 1.6269 | 1.6066 | 1.5911 | 1.4377 | 1.3132 | 1.2022 | 1.106 | 1.0266 | 0.6992 | 0.3945 | 0.0969 | -0.1681 | -0.426 | -0.656 | -0.8538 | -1.0612 | -1.2387 | -1.4104 | -1.5643 | -1.7055 | -1.8342 | -1.9541 | -2.0599 | -2.1639 | -2.2532 | -2.3303 | -2.3986 | -2.4691 | -2.5255 | -2.578 | -2.6275 | -2.6673 | -2.7063 | -2.7444 | -2.7742 | -2.7715
Northwest | High End-Retail | Average | November | Other Non-Substitutables | LDCEU/TDEF | Electric Load with Losses, Incl. Cogeneration | MW | 0 | 0 | 0 | 0 | 0 | 0 | 0 | 0 | 0 | 0 | 0 | 0 | -0.3503 | -0.719 | -0.8974 | -1.1006 | -1.2925 | -1.2215 | -1.3843 | -1.5876 | -1.7292 | -1.8007 | -1.8619 | -1.9632 | -2.0193 | -2.0716 | -2.1108 | -2.1374 | -2.1551 | -2.1654 | -2.169 | -2.1747 | -2.1922 | -2.201 | -2.2204 | -2.2367 | -2.2365 | -2.2569 | -2.2672 | -2.2794 | -2.2827 | -2.2874 | -2.2863 | -2.2825 | -2.2746 | -2.2658 | -2.2478 | -2.227 | -2.202 | -2.1786 | -2.1508 | -2.1205 | -2.0878 | -2.0527 | -2.0152 | -1.9752 | -1.9329 | -1.8695
Northwest | High End-Retail | Average | December | Space Heating | LDCEU/TDEF | Electric Load with Losses, Incl. Cogeneration | MW | -0.1621 | -0.2308 | -0.3433 | -0.7111 | -0.8326 | -0.8836 | -1.3076 | -1.608 | -1.6335 | -1.7399 | -1.5413 | -1.6163 | -1.9016 | -2.2345 | -2.1494 | -1.9372 | -2.4747 | -1.8045 | -1.9093 | -2.1048 | -2.3464 | -2.3317 | -2.5334 | -2.5463 | -2.4792 | -2.5186 | -2.5653 | -2.6093 | -2.6526 | -2.6938 | -2.7349 | -2.788 | -2.8707 | -2.9453 | -3.0444 | -3.1397 | -3.2152 | -3.3291 | -3.4284 | -3.5374 | -3.6364 | -3.7378 | -3.8342 | -3.9307 | -4.022 | -4.1176 | -4.1984 | -4.2747 | -4.3447 | -4.423 | -4.4932 | -4.5615 | -4.6285 | -4.6915 | -4.7537 | -4.8149 | -4.8723 | -4.8745
Northwest | High End-Retail | Average | December | Water Heating | LDCEU/TDEF | Electric Load with Losses, Incl. Cogeneration | MW | 0 | 0 | 0 | 0 | 0 | 0 | 0 | 0 | 0 | 0 | 0 | 0 | 0 | 0 | 0 | 0 | 0 | 0 | 0 | 0 | 0 | 0 | -0.0113 | -0.0204 | -0.0171 | -0.0147 | -0.0113 | -0.0075 | -0.0029 | 0.0025 | 0.0083 | 0.0149 | 0.0236 | 0.032 | 0.0419 | 0.0526 | 0.062 | 0.0735 | 0.085 | 0.0967 | 0.1075 | 0.1189 | 0.1298 | 0.1404 | 0.1512 | 0.1619 | 0.1712 | 0.1808 | 0.1897 | 0.199 | 0.2082 | 0.2171 | 0.2257 | 0.2345 | 0.243 | 0.2511 | 0.2593 | 0.2637
Northwest | High End-Retail | Average | December | Other Substitutables | LDCEU/TDEF | Electric Load with Losses, Incl. Cogeneration | MW | 0 | 0 | 0 | 0 | 0 | 0 | 0 | 0 | 0 | 0 | 0 | 0 | 0 | -0.0003 | -0.0002 | -0.0002 | -0.0002 | -0.0003 | -0.0004 | -0.0009 | -0.0009 | -0.0011 | -0.0014 | -0.0015 | -0.001 | -0.0004 | 0.0001 | 0.0006 | 0.0011 | 0.0017 | 0.0021 | 0.0027 | 0.0033 | 0.0039 | 0.0046 | 0.0053 | 0.0059 | 0.0065 | 0.0071 | 0.0078 | 0.0084 | 0.0089 | 0.0094 | 0.0099 | 0.0104 | 0.0109 | 0.0112 | 0.0117 | 0.0119 | 0.0123 | 0.0126 | 0.0129 | 0.0132 | 0.0133 | 0.0136 | 0.0137 | 0.014 | 0.0139
Northwest | High End-Retail | Average | December | Refrigeration | LDCEU/TDEF | Electric Load with Losses, Incl. Cogeneration | MW | 0 | 0 | 0 | 0 | 0 | 0 | 0 | 0 | 0 | 0 | 0 | 0 | -0.0001 | -0.0002 | -0.0003 | -0.0004 | -0.0004 | -0.0021 | -0.0039 | -0.006 | -0.0082 | -0.0101 | -0.0126 | -0.0148 | -0.0157 | -0.0167 | -0.0176 | -0.0183 | -0.019 | -0.0198 | -0.0205 | -0.0211 | -0.0222 | -0.023 | -0.024 | -0.025 | -0.0258 | -0.0269 | -0.0279 | -0.0289 | -0.0299 | -0.0307 | -0.0315 | -0.0323 | -0.033 | -0.034 | -0.0347 | -0.0355 | -0.036 | -0.0368 | -0.0374 | -0.038 | -0.0388 | -0.0394 | -0.04 | -0.0407 | -0.0413 | -0.0415
Northwest | High End-Retail | Average | December | Lighting | LDCEU/TDEF | Electric Load with Losses, Incl. Cogeneration | MW | 0 | -0.567 | -1.5442 | -1.5754 | -1.5116 | -1.4263 | -1.6656 | -1.7095 | -5.6968 | -9.7323 | -12.4185 | -13.0993 | -13.7599 | -13.2528 | -14.1602 | -15.3994 | -10.7928 | -8.9061 | -7.475 | -5.7004 | -5.1132 | -4.5185 | -4.266 | -5.1326 | -4.6908 | -4.3674 | -4.1348 | -3.9765 | -3.8343 | -3.7055 | -3.5878 | -3.4898 | -3.4213 | -3.3524 | -3.3067 | -3.2643 | -3.206 | -3.1789 | -3.1425 | -3.1111 | -3.0703 | -3.0325 | -2.9883 | -2.9411 | -2.8887 | -2.8345 | -2.7689 | -2.6993 | -2.6241 | -2.5491 | -2.4678 | -2.3823 | -2.2925 | -2.1984 | -2.0999 | -1.9969 | -1.8893 | -1.7639
Northwest | High End-Retail | Average | December | Air Conditioning | LDCEU/TDEF | Electric Load with Losses, Incl. Cogeneration | MW | -0.0067 | 0.1408 | 0.2519 | 0.3935 | 0.5311 | 0.7506 | 0.6689 | 0.7905 | 0.8735 | 1.0491 | 1.3093 | 1.224 | 1.1367 | 1.0674 | 1.1199 | 1.2035 | 1.0774 | 1.1019 | 1.2183 | 1.0957 | 1.098 | 1.0652 | 1.0622 | 1.0486 | 1.0385 | 0.9384 | 0.857 | 0.7845 | 0.7218 | 0.6699 | 0.4561 | 0.2571 | 0.0627 | -0.1102 | -0.2785 | -0.4287 | -0.5579 | -0.6933 | -0.8091 | -0.9212 | -1.0218 | -1.1139 | -1.198 | -1.2763 | -1.3454 | -1.4133 | -1.4715 | -1.5218 | -1.5664 | -1.6124 | -1.6492 | -1.6835 | -1.7158 | -1.7418 | -1.7672 | -1.7921 | -1.8115 | -1.8098
Northwest | High End-Retail | Average | December | Other Non-Substitutables | LDCEU/TDEF | Electric Load with Losses, Incl. Cogeneration | MW | 0 | 0 | 0 | 0 | 0 | 0 | 0 | 0 | 0 | 0 | 0 | 0 | -0.3607 | -0.7407 | -0.9243 | -1.1335 | -1.3318 | -1.2578 | -1.4254 | -1.635 | -1.7803 | -1.8545 | -1.9176 | -2.0216 | -2.0794 | -2.1331 | -2.1736 | -2.2011 | -2.2193 | -2.2299 | -2.2336 | -2.2395 | -2.2575 | -2.2665 | -2.2865 | -2.3032 | -2.3031 | -2.3239 | -2.3346 | -2.3471 | -2.3505 | -2.3555 | -2.3543 | -2.3504 | -2.3423 | -2.3333 | -2.3146 | -2.2933 | -2.2675 | -2.2434 | -2.2148 | -2.1836 | -2.1499 | -2.1138 | -2.0751 | -2.034 | -1.9903 | -1.9252
Northwest | High End-Retail | Minimum | January | Space Heating | LDCEU/TDEF | Electric Load with Losses, Incl. Cogeneration | MW | -0.1709 | -0.2261 | -0.344 | -0.7096 | -0.8404 | -0.848 | -1.3251 | -1.6345 | -1.6482 | -1.7997 | -1.4809 | -1.6955 | -1.8749 | -2.1254 | -2.2294 | -1.9576 | -2.3713 | -1.7432 | -1.858 | -2.1012 | -2.3176 | -2.3353 | -2.4261 | -2.4304 | -2.4513 | -2.4904 | -2.535 | -2.5774 | -2.619 | -2.6584 | -2.6978 | -2.7482 | -2.8271 | -2.898 | -2.9931 | -3.0843 | -3.1564 | -3.2659 | -3.361 | -3.4654 | -3.5599 | -3.657 | -3.7488 | -3.8403 | -3.9266 | -4.0176 | -4.094 | -4.1665 | -4.2326 | -4.3075 | -4.3739 | -4.4387 | -4.5022 | -4.5618 | -4.6206 | -4.6784 | -4.7325 | -4.7343
Northwest | High End-Retail | Minimum | January | Water Heating | LDCEU/TDEF | Electric Load with Losses, Incl. Cogeneration | MW | 0 | 0 | 0 | 0 | 0 | 0 | 0 | 0 | 0 | 0 | 0 | 0 | 0 | 0 | 0 | 0 | 0 | 0 | 0 | 0 | 0 | 0 | -0.0042 | -0.0072 | -0.0069 | -0.006 | -0.0046 | -0.003 | -0.0011 | 0.001 | 0.0034 | 0.006 | 0.0095 | 0.013 | 0.0169 | 0.0212 | 0.025 | 0.0297 | 0.0343 | 0.0391 | 0.0434 | 0.048 | 0.0525 | 0.0567 | 0.061 | 0.0653 | 0.0691 | 0.073 | 0.0765 | 0.0802 | 0.0839 | 0.0875 | 0.091 | 0.0945 | 0.0979 | 0.1011 | 0.1044 | 0.1063
Northwest | High End-Retail | Minimum | January | Other Substitutables | LDCEU/TDEF | Electric Load with Losses, Incl. Cogeneration | MW | 0 | 0 | 0 | 0 | 0 | 0 | 0 | 0 | 0 | 0 | 0 | 0 | 0 | -0.0001 | 0 | 0 | 0 | 0 | -0.0001 | -0.0001 | -0.0001 | -0.0001 | -0.0002 | -0.0001 | -0.0001 | -0.0001 | 0 | 0 | 0.0001 | 0.0002 | 0.0003 | 0.0003 | 0.0005 | 0.0005 | 0.0005 | 0.0007 | 0.0007 | 0.0008 | 0.0009 | 0.0009 | 0.0011 | 0.0011 | 0.0011 | 0.0013 | 0.0013 | 0.0014 | 0.0014 | 0.0015 | 0.0014 | 0.0015 | 0.0015 | 0.0016 | 0.0016 | 0.0016 | 0.0017 | 0.0017 | 0.0018 | 0.0017
Northwest | High End-Retail | Minimum | January | Refrigeration | LDCEU/TDEF | Electric Load with Losses, Incl. Cogeneration | MW | 0 | 0 | 0 | 0 | 0 | 0 | 0 | 0 | 0 | 0 | 0 | 0 | 0 | -0.0003 | -0.0003 | -0.0004 | -0.0005 | -0.0025 | -0.0047 | -0.0072 | -0.01 | -0.0122 | -0.0153 | -0.0181 | -0.0191 | -0.0202 | -0.0213 | -0.0223 | -0.0232 | -0.024 | -0.0249 | -0.0256 | -0.0269 | -0.0279 | -0.0292 | -0.0304 | -0.0314 | -0.0328 | -0.0339 | -0.0352 | -0.0362 | -0.0373 | -0.0383 | -0.0393 | -0.0402 | -0.0413 | -0.0422 | -0.0431 | -0.0438 | -0.0446 | -0.0454 | -0.0463 | -0.047 | -0.0479 | -0.0487 | -0.0494 | -0.0502 | -0.0505
Northwest | High End-Retail | Minimum | January | Lighting | LDCEU/TDEF | Electric Load with Losses, Incl. Cogeneration | MW | 0 | -0.2332 | -0.6453 | -0.6588 | -0.6329 | -0.5978 | -0.6982 | -0.7169 | -2.3956 | -4.0943 | -5.2253 | -5.5108 | -5.7886 | -5.5779 | -5.9655 | -6.4894 | -4.5462 | -3.7484 | -3.1488 | -2.3986 | -2.1519 | -1.9023 | -1.7918 | -2.1434 | -1.9623 | -1.8307 | -1.7367 | -1.6734 | -1.6164 | -1.5645 | -1.5168 | -1.4769 | -1.4493 | -1.4213 | -1.4028 | -1.3856 | -1.3615 | -1.3505 | -1.3353 | -1.3221 | -1.3049 | -1.2889 | -1.2701 | -1.2499 | -1.2274 | -1.2044 | -1.1763 | -1.1466 | -1.1144 | -1.0824 | -1.0476 | -1.0112 | -0.9728 | -0.9327 | -0.8907 | -0.8467 | -0.8008 | -0.7474
Northwest | High End-Retail | Minimum | January | Air Conditioning | LDCEU/TDEF | Electric Load with Losses, Incl. Cogeneration | MW | -0.0005 | 0.0115 | 0.0206 | 0.0322 | 0.0435 | 0.0613 | 0.055 | 0.0651 | 0.0717 | 0.0862 | 0.1069 | 0.1001 | 0.093 | 0.0873 | 0.0914 | 0.0982 | 0.088 | 0.0902 | 0.0993 | 0.0893 | 0.0896 | 0.087 | 0.0866 | 0.0855 | 0.0847 | 0.0763 | 0.0695 | 0.0635 | 0.0582 | 0.0539 | 0.0363 | 0.0198 | 0.0037 | -0.0107 | -0.0247 | -0.0371 | -0.0478 | -0.0591 | -0.0687 | -0.078 | -0.0864 | -0.094 | -0.101 | -0.1075 | -0.1133 | -0.1189 | -0.1237 | -0.1279 | -0.1317 | -0.1355 | -0.1386 | -0.1414 | -0.1441 | -0.1463 | -0.1485 | -0.1506 | -0.1521 | -0.152
Northwest | High End-Retail | Minimum | January | Other Non-Substitutables | LDCEU/TDEF | Electric Load with Losses, Incl. Cogeneration | MW | 0 | 0 | 0 | 0 | 0 | 0 | 0 | 0 | 0 | 0 | 0 | 0 | -0.1522 | -0.313 | -0.3897 | -0.4775 | -0.5619 | -0.5281 | -0.6 | -0.6879 | -0.7505 | -0.7818 | -0.8086 | -0.8537 | -0.8779 | -0.9006 | -0.9176 | -0.929 | -0.9366 | -0.941 | -0.9425 | -0.9448 | -0.9523 | -0.9559 | -0.9642 | -0.9711 | -0.9709 | -0.9795 | -0.9838 | -0.989 | -0.9903 | -0.9921 | -0.9914 | -0.9895 | -0.9858 | -0.9818 | -0.9738 | -0.9646 | -0.9535 | -0.9432 | -0.931 | -0.9177 | -0.9034 | -0.8881 | -0.8716 | -0.8541 | -0.8356 | -0.8081
Northwest | High End-Retail | Minimum | February | Space Heating | LDCEU/TDEF | Electric Load with Losses, Incl. Cogeneration | MW | -0.0695 | -0.0993 | -0.1367 | -0.2935 | -0.3424 | -0.3474 | -0.552 | -0.6462 | -0.6869 | -0.726 | -0.6425 | -0.6686 | -0.7758 | -0.9208 | -0.861 | -0.7593 | -0.9715 | -0.7163 | -0.783 | -0.8562 | -0.9226 | -0.9907 | -0.9617 | -0.9425 | -0.9908 | -1.0065 | -1.0242 | -1.0411 | -1.0576 | -1.0733 | -1.0889 | -1.1088 | -1.14 | -1.168 | -1.2056 | -1.2418 | -1.2703 | -1.3138 | -1.3516 | -1.393 | -1.4306 | -1.4692 | -1.5057 | -1.5421 | -1.5762 | -1.6122 | -1.6425 | -1.6711 | -1.6973 | -1.7271 | -1.7534 | -1.7791 | -1.8043 | -1.8279 | -1.8512 | -1.8741 | -1.8956 | -1.8961
Northwest | High End-Retail | Minimum | February | Water Heating | LDCEU/TDEF | Electric Load with Losses, Incl. Cogeneration | MW | 0 | 0 | 0 | 0 | 0 | 0 | 0 | 0 | 0 | 0 | 0 | 0 | 0 | 0 | 0 | 0 | 0 | 0 | 0 | 0 | 0 | 0 | -0.0033 | -0.0054 | -0.0059 | -0.005 | -0.0039 | -0.0025 | -0.0009 | 0.0009 | 0.0028 | 0.0051 | 0.0081 | 0.0109 | 0.0144 | 0.018 | 0.0212 | 0.0252 | 0.029 | 0.033 | 0.0367 | 0.0406 | 0.0443 | 0.0479 | 0.0515 | 0.0552 | 0.0584 | 0.0617 | 0.0647 | 0.0678 | 0.071 | 0.074 | 0.0769 | 0.08 | 0.0828 | 0.0855 | 0.0883 | 0.0898
Northwest | High End-Retail | Minimum | February | Other Substitutables | LDCEU/TDEF | Electric Load with Losses, Incl. Cogeneration | MW | 0 | 0 | 0 | 0 | 0 | 0 | 0 | 0 | 0 | 0 | 0 | 0 | 0 | 0 | 0 | 0 | 0 | 0 | 0 | 0 | -0.0001 | -0.0001 | -0.0001 | -0.0001 | -0.0001 | -0.0001 | 0 | 0.0001 | 0.0002 | 0.0002 | 0.0002 | 0.0003 | 0.0003 | 0.0005 | 0.0005 | 0.0006 | 0.0006 | 0.0007 | 0.0008 | 0.0008 | 0.0009 | 0.0009 | 0.001 | 0.0011 | 0.0011 | 0.0011 | 0.0012 | 0.0012 | 0.0013 | 0.0014 | 0.0013 | 0.0014 | 0.0014 | 0.0014 | 0.0014 | 0.0015 | 0.0015 | 0.0015
Northwest | High End-Retail | Minimum | February | Refrigeration | LDCEU/TDEF | Electric Load with Losses, Incl. Cogeneration | MW | 0 | 0 | 0 | 0 | 0 | 0 | 0 | 0 | 0 | 0 | 0 | 0 | -0.0001 | -0.0003 | -0.0003 | -0.0004 | -0.0005 | -0.0022 | -0.0042 | -0.0064 | -0.0088 | -0.0108 | -0.0135 | -0.0159 | -0.0169 | -0.0178 | -0.0188 | -0.0196 | -0.0205 | -0.0213 | -0.0219 | -0.0227 | -0.0237 | -0.0246 | -0.0258 | -0.0268 | -0.0276 | -0.0289 | -0.0299 | -0.0311 | -0.032 | -0.0329 | -0.0338 | -0.0346 | -0.0354 | -0.0364 | -0.0372 | -0.038 | -0.0386 | -0.0393 | -0.0401 | -0.0408 | -0.0415 | -0.0422 | -0.0429 | -0.0436 | -0.0444 | -0.0445
Northwest | High End-Retail | Minimum | February | Lighting | LDCEU/TDEF | Electric Load with Losses, Incl. Cogeneration | MW | 0 | -0.2129 | -0.5873 | -0.5995 | -0.5759 | -0.5438 | -0.6351 | -0.6521 | -2.1778 | -3.7218 | -4.7497 | -5.0094 | -5.262 | -5.0701 | -5.4215 | -5.8972 | -4.1318 | -3.4072 | -2.862 | -2.181 | -1.957 | -1.7303 | -1.6302 | -1.9519 | -1.787 | -1.6672 | -1.5815 | -1.524 | -1.4721 | -1.4248 | -1.3813 | -1.3451 | -1.3199 | -1.2944 | -1.2777 | -1.262 | -1.24 | -1.23 | -1.2162 | -1.2043 | -1.1886 | -1.174 | -1.1568 | -1.1385 | -1.118 | -1.097 | -1.0715 | -1.0444 | -1.015 | -0.9859 | -0.9542 | -0.9209 | -0.886 | -0.8494 | -0.811 | -0.7709 | -0.7292 | -0.6804
Northwest | High End-Retail | Minimum | February | Air Conditioning | LDCEU/TDEF | Electric Load with Losses, Incl. Cogeneration | MW | -0.0006 | 0.0136 | 0.0245 | 0.0382 | 0.0515 | 0.0727 | 0.0652 | 0.0772 | 0.0851 | 0.1022 | 0.1267 | 0.1187 | 0.1103 | 0.1034 | 0.1083 | 0.1164 | 0.1044 | 0.1068 | 0.1178 | 0.1059 | 0.1063 | 0.1031 | 0.1028 | 0.1015 | 0.1004 | 0.0905 | 0.0824 | 0.0752 | 0.069 | 0.0639 | 0.0429 | 0.0233 | 0.0042 | -0.0129 | -0.0295 | -0.0443 | -0.057 | -0.0704 | -0.0819 | -0.0929 | -0.1028 | -0.112 | -0.1203 | -0.128 | -0.1348 | -0.1416 | -0.1473 | -0.1524 | -0.1567 | -0.1613 | -0.1649 | -0.1683 | -0.1716 | -0.1742 | -0.1767 | -0.1792 | -0.1812 | -0.181
Northwest | High End-Retail | Minimum | February | Other Non-Substitutables | LDCEU/TDEF | Electric Load with Losses, Incl. Cogeneration | MW | 0 | 0 | 0 | 0 | 0 | 0 | 0 | 0 | 0 | 0 | 0 | 0 | -0.1328 | -0.2729 | -0.34 | -0.4169 | -0.4902 | -0.4613 | -0.5242 | -0.6006 | -0.6554 | -0.6827 | -0.7064 | -0.7459 | -0.7669 | -0.7868 | -0.8016 | -0.8116 | -0.8182 | -0.8221 | -0.8234 | -0.8254 | -0.8319 | -0.8351 | -0.8424 | -0.8484 | -0.8482 | -0.8558 | -0.8596 | -0.8641 | -0.8652 | -0.8668 | -0.8662 | -0.8645 | -0.8613 | -0.8578 | -0.8508 | -0.8428 | -0.8331 | -0.8242 | -0.8135 | -0.8019 | -0.7893 | -0.7758 | -0.7615 | -0.7462 | -0.7301 | -0.7061
Northwest | High End-Retail | Minimum | March | Space Heating | LDCEU/TDEF | Electric Load with Losses, Incl. Cogeneration | MW | -0.0718 | -0.1037 | -0.1684 | -0.322 | -0.3913 | -0.4051 | -0.6481 | -0.7692 | -0.7516 | -0.8783 | -0.7097 | -0.7188 | -0.8302 | -1.0594 | -0.9391 | -0.9396 | -1.1379 | -0.8456 | -0.8669 | -1.0066 | -1.0192 | -1.0681 | -1.0584 | -1.0934 | -1.097 | -1.1141 | -1.1331 | -1.151 | -1.1686 | -1.1852 | -1.2018 | -1.2229 | -1.2554 | -1.2848 | -1.3245 | -1.3629 | -1.393 | -1.4394 | -1.4796 | -1.5237 | -1.5635 | -1.6048 | -1.6437 | -1.6824 | -1.7186 | -1.7566 | -1.7886 | -1.819 | -1.8466 | -1.8784 | -1.9063 | -1.9336 | -1.9603 | -1.9853 | -2.0099 | -2.0342 | -2.0568 | -2.0574
Northwest | High End-Retail | Minimum | March | Water Heating | LDCEU/TDEF | Electric Load with Losses, Incl. Cogeneration | MW | 0 | 0 | 0 | 0 | 0 | 0 | 0 | 0 | 0 | 0 | 0 | 0 | 0 | 0 | 0 | 0 | 0 | 0 | 0 | 0 | 0 | 0 | -0.0032 | -0.0055 | -0.0054 | -0.0047 | -0.0036 | -0.0024 | -0.0009 | 0.0007 | 0.0026 | 0.0047 | 0.0074 | 0.01 | 0.0133 | 0.0166 | 0.0195 | 0.0233 | 0.0269 | 0.0305 | 0.034 | 0.0376 | 0.0411 | 0.0445 | 0.0478 | 0.0511 | 0.0542 | 0.0572 | 0.0601 | 0.063 | 0.0658 | 0.0687 | 0.0715 | 0.0742 | 0.0769 | 0.0795 | 0.0821 | 0.0834
Northwest | High End-Retail | Minimum | March | Other Substitutables | LDCEU/TDEF | Electric Load with Losses, Incl. Cogeneration | MW | 0 | 0 | 0 | 0 | 0 | 0 | 0 | 0 | 0 | 0 | 0 | 0 | 0 | 0 | 0 | 0 | 0 | 0 | -0.0001 | -0.0001 | -0.0001 | -0.0001 | -0.0002 | -0.0001 | -0.0001 | -0.0001 | 0 | 0.0001 | 0.0001 | 0.0002 | 0.0003 | 0.0004 | 0.0004 | 0.0005 | 0.0005 | 0.0006 | 0.0007 | 0.0007 | 0.0009 | 0.0009 | 0.0009 | 0.001 | 0.0011 | 0.0012 | 0.0012 | 0.0013 | 0.0013 | 0.0013 | 0.0013 | 0.0014 | 0.0015 | 0.0014 | 0.0015 | 0.0016 | 0.0015 | 0.0016 | 0.0016 | 0.0016
Northwest | High End-Retail | Minimum | March | Refrigeration | LDCEU/TDEF | Electric Load with Losses, Incl. Cogeneration | MW | 0 | 0 | 0 | 0 | 0 | 0 | 0 | 0 | 0 | 0 | 0 | 0 | -0.0001 | -0.0002 | -0.0003 | -0.0005 | -0.0004 | -0.0023 | -0.0045 | -0.0069 | -0.0095 | -0.0116 | -0.0145 | -0.017 | -0.018 | -0.0191 | -0.0202 | -0.021 | -0.0219 | -0.0227 | -0.0235 | -0.0242 | -0.0254 | -0.0263 | -0.0276 | -0.0287 | -0.0297 | -0.031 | -0.0321 | -0.0332 | -0.0343 | -0.0353 | -0.0362 | -0.0371 | -0.038 | -0.039 | -0.0399 | -0.0406 | -0.0413 | -0.0421 | -0.0429 | -0.0437 | -0.0445 | -0.0452 | -0.046 | -0.0467 | -0.0475 | -0.0478
Northwest | High End-Retail | Minimum | March | Lighting | LDCEU/TDEF | Electric Load with Losses, Incl. Cogeneration | MW | 0 | -0.2346 | -0.6478 | -0.6612 | -0.6351 | -0.5998 | -0.7006 | -0.7193 | -2.4027 | -4.1061 | -5.2403 | -5.5268 | -5.8054 | -5.5939 | -5.9819 | -6.5069 | -4.5588 | -3.7592 | -3.1577 | -2.4063 | -2.159 | -1.9088 | -1.7975 | -2.1513 | -1.9697 | -1.8378 | -1.7436 | -1.6803 | -1.6232 | -1.5712 | -1.5234 | -1.4835 | -1.4559 | -1.4277 | -1.4093 | -1.3921 | -1.3679 | -1.3568 | -1.3417 | -1.3284 | -1.3112 | -1.2951 | -1.2762 | -1.2559 | -1.2334 | -1.2101 | -1.182 | -1.152 | -1.1197 | -1.0875 | -1.0525 | -1.0158 | -0.9773 | -0.9369 | -0.8946 | -0.8504 | -0.8043 | -0.7506
Northwest | High End-Retail | Minimum | March | Air Conditioning | LDCEU/TDEF | Electric Load with Losses, Incl. Cogeneration | MW | -0.0009 | 0.0193 | 0.0344 | 0.0539 | 0.0727 | 0.1025 | 0.0921 | 0.1089 | 0.1201 | 0.1442 | 0.1788 | 0.1674 | 0.1556 | 0.146 | 0.1529 | 0.1642 | 0.1472 | 0.1508 | 0.1662 | 0.1494 | 0.15 | 0.1455 | 0.145 | 0.1431 | 0.1416 | 0.1277 | 0.1163 | 0.1061 | 0.0974 | 0.0901 | 0.0605 | 0.0329 | 0.0058 | -0.0182 | -0.0416 | -0.0626 | -0.0805 | -0.0994 | -0.1156 | -0.1313 | -0.1453 | -0.1581 | -0.1698 | -0.1807 | -0.1903 | -0.1999 | -0.2079 | -0.2149 | -0.2212 | -0.2277 | -0.2328 | -0.2377 | -0.2421 | -0.2458 | -0.2494 | -0.2529 | -0.2557 | -0.2555
Northwest | High End-Retail | Minimum | March | Other Non-Substitutables | LDCEU/TDEF | Electric Load with Losses, Incl. Cogeneration | MW | 0 | 0 | 0 | 0 | 0 | 0 | 0 | 0 | 0 | 0 | 0 | 0 | -0.145 | -0.2981 | -0.3714 | -0.4553 | -0.5353 | -0.5037 | -0.5724 | -0.6559 | -0.7158 | -0.7456 | -0.7714 | -0.8146 | -0.8377 | -0.8593 | -0.8754 | -0.8863 | -0.8936 | -0.8977 | -0.8991 | -0.9013 | -0.9085 | -0.9119 | -0.9198 | -0.9265 | -0.9263 | -0.9346 | -0.9387 | -0.9436 | -0.9448 | -0.9466 | -0.9458 | -0.944 | -0.9405 | -0.9367 | -0.9291 | -0.9202 | -0.9097 | -0.8998 | -0.8882 | -0.8755 | -0.8618 | -0.8471 | -0.8314 | -0.8148 | -0.7971 | -0.7709
Northwest | High End-Retail | Minimum | April | Space Heating | LDCEU/TDEF | Electric Load with Losses, Incl. Cogeneration | MW | -0.0918 | -0.1262 | -0.2094 | -0.3852 | -0.48 | -0.4961 | -0.7807 | -0.8524 | -0.9775 | -0.9943 | -0.9297 | -0.8612 | -1.0535 | -1.215 | -1.2201 | -1.1787 | -1.3596 | -1.0716 | -1.1189 | -1.1518 | -1.2639 | -1.3215 | -1.4389 | -1.2435 | -1.3434 | -1.3644 | -1.3881 | -1.4105 | -1.4325 | -1.4533 | -1.4742 | -1.5008 | -1.542 | -1.5792 | -1.6293 | -1.6775 | -1.7155 | -1.7737 | -1.8242 | -1.8797 | -1.9298 | -1.9817 | -2.0307 | -2.0795 | -2.1253 | -2.1735 | -2.214 | -2.2525 | -2.2877 | -2.3278 | -2.3632 | -2.3977 | -2.4315 | -2.4633 | -2.4946 | -2.5254 | -2.5543 | -2.5552
Northwest | High End-Retail | Minimum | April | Water Heating | LDCEU/TDEF | Electric Load with Losses, Incl. Cogeneration | MW | 0 | 0 | 0 | 0 | 0 | 0 | 0 | 0 | 0 | 0 | 0 | 0 | 0 | 0 | 0 | 0 | 0 | 0 | 0 | 0 | 0 | 0 | -0.0028 | -0.0033 | -0.0039 | -0.0034 | -0.0027 | -0.0017 | -0.0007 | 0.0005 | 0.0017 | 0.0032 | 0.0052 | 0.0071 | 0.0093 | 0.0117 | 0.0138 | 0.0165 | 0.0191 | 0.0217 | 0.0242 | 0.0268 | 0.0292 | 0.0317 | 0.034 | 0.0365 | 0.0385 | 0.0407 | 0.0428 | 0.0449 | 0.0469 | 0.049 | 0.051 | 0.053 | 0.0549 | 0.0567 | 0.0587 | 0.0596
Northwest | High End-Retail | Minimum | April | Other Substitutables | LDCEU/TDEF | Electric Load with Losses, Incl. Cogeneration | MW | 0 | 0 | 0 | 0 | 0 | 0 | 0 | 0 | 0 | 0 | 0 | 0 | 0 | 0 | -0.0001 | 0 | -0.0001 | -0.0001 | 0 | -0.0001 | -0.0001 | -0.0001 | -0.0002 | -0.0002 | -0.0001 | 0 | 0 | 0.0001 | 0.0002 | 0.0002 | 0.0003 | 0.0004 | 0.0004 | 0.0005 | 0.0006 | 0.0006 | 0.0007 | 0.0008 | 0.0009 | 0.0009 | 0.001 | 0.0011 | 0.0011 | 0.0011 | 0.0013 | 0.0013 | 0.0014 | 0.0014 | 0.0014 | 0.0015 | 0.0015 | 0.0015 | 0.0016 | 0.0016 | 0.0016 | 0.0017 | 0.0017 | 0.0017
Northwest | High End-Retail | Minimum | April | Refrigeration | LDCEU/TDEF | Electric Load with Losses, Incl. Cogeneration | MW | 0 | 0 | 0 | 0 | 0 | 0 | 0 | 0 | 0 | 0 | 0 | 0 | 0 | -0.0002 | -0.0002 | -0.0003 | -0.0004 | -0.0018 | -0.0035 | -0.0053 | -0.0074 | -0.009 | -0.0113 | -0.0133 | -0.0141 | -0.015 | -0.0157 | -0.0164 | -0.0171 | -0.0178 | -0.0183 | -0.0189 | -0.0198 | -0.0206 | -0.0215 | -0.0225 | -0.0232 | -0.0241 | -0.025 | -0.0259 | -0.0267 | -0.0275 | -0.0282 | -0.0289 | -0.0297 | -0.0305 | -0.0311 | -0.0317 | -0.0323 | -0.033 | -0.0335 | -0.0342 | -0.0348 | -0.0353 | -0.0359 | -0.0365 | -0.0371 | -0.0373
Northwest | High End-Retail | Minimum | April | Lighting | LDCEU/TDEF | Electric Load with Losses, Incl. Cogeneration | MW | 0 | -0.2146 | -0.596 | -0.6085 | -0.5848 | -0.5525 | -0.6454 | -0.6626 | -2.2157 | -3.7871 | -4.8335 | -5.0974 | -5.354 | -5.1592 | -5.5187 | -6.004 | -4.2054 | -3.4668 | -2.912 | -2.216 | -1.987 | -1.7555 | -1.6513 | -1.9724 | -1.8046 | -1.6825 | -1.5949 | -1.5358 | -1.4825 | -1.4341 | -1.3897 | -1.3525 | -1.3268 | -1.3006 | -1.2834 | -1.2672 | -1.245 | -1.2347 | -1.2207 | -1.2085 | -1.1928 | -1.1781 | -1.1608 | -1.1425 | -1.122 | -1.1009 | -1.0754 | -1.0483 | -1.019 | -0.9899 | -0.9583 | -0.925 | -0.8901 | -0.8535 | -0.8153 | -0.7751 | -0.7334 | -0.6847
Northwest | High End-Retail | Minimum | April | Air Conditioning | LDCEU/TDEF | Electric Load with Losses, Incl. Cogeneration | MW | -0.0007 | 0.0157 | 0.0282 | 0.0441 | 0.0595 | 0.084 | 0.0751 | 0.0888 | 0.098 | 0.1178 | 0.1465 | 0.1372 | 0.1274 | 0.1195 | 0.1252 | 0.1347 | 0.1206 | 0.1236 | 0.1362 | 0.1224 | 0.1228 | 0.1191 | 0.1186 | 0.1171 | 0.1161 | 0.1048 | 0.0956 | 0.0875 | 0.0804 | 0.0746 | 0.0507 | 0.0283 | 0.0066 | -0.0127 | -0.0317 | -0.0485 | -0.063 | -0.0782 | -0.0912 | -0.1037 | -0.1149 | -0.1253 | -0.1347 | -0.1434 | -0.1512 | -0.1588 | -0.1653 | -0.171 | -0.176 | -0.1811 | -0.1852 | -0.1891 | -0.1927 | -0.1956 | -0.1986 | -0.2013 | -0.2035 | -0.2033
Northwest | High End-Retail | Minimum | April | Other Non-Substitutables | LDCEU/TDEF | Electric Load with Losses, Incl. Cogeneration | MW | 0 | 0 | 0 | 0 | 0 | 0 | 0 | 0 | 0 | 0 | 0 | 0 | -0.1305 | -0.2687 | -0.3339 | -0.4083 | -0.4817 | -0.4514 | -0.5125 | -0.589 | -0.6417 | -0.6679 | -0.6903 | -0.7282 | -0.7489 | -0.7684 | -0.7829 | -0.7928 | -0.7994 | -0.8031 | -0.8044 | -0.8064 | -0.8127 | -0.8159 | -0.823 | -0.8288 | -0.8287 | -0.8361 | -0.8398 | -0.8442 | -0.8453 | -0.847 | -0.8464 | -0.8448 | -0.8418 | -0.8383 | -0.8315 | -0.8237 | -0.8143 | -0.8057 | -0.7953 | -0.7841 | -0.7719 | -0.7589 | -0.7449 | -0.7301 | -0.7144 | -0.6909
Northwest | High End-Retail | Minimum | May | Space Heating | LDCEU/TDEF | Electric Load with Losses, Incl. Cogeneration | MW | -0.0324 | -0.0482 | -0.0764 | -0.1762 | -0.1474 | -0.2188 | -0.3429 | -0.3609 | -0.3331 | -0.4283 | -0.3648 | -0.3504 | -0.3852 | -0.4568 | -0.489 | -0.4307 | -0.5005 | -0.4738 | -0.4813 | -0.4756 | -0.4693 | -0.4771 | -0.509 | -0.4721 | -0.4988 | -0.5062 | -0.5142 | -0.5217 | -0.5289 | -0.5359 | -0.5429 | -0.5516 | -0.5647 | -0.5767 | -0.5931 | -0.6092 | -0.6215 | -0.6412 | -0.6581 | -0.6767 | -0.6937 | -0.7116 | -0.7282 | -0.745 | -0.7604 | -0.7765 | -0.79 | -0.8029 | -0.8148 | -0.8286 | -0.8406 | -0.8523 | -0.8639 | -0.8746 | -0.8853 | -0.8958 | -0.9056 | -0.9059
Northwest | High End-Retail | Minimum | May | Water Heating | LDCEU/TDEF | Electric Load with Losses, Incl. Cogeneration | MW | 0 | 0 | 0 | 0 | 0 | 0 | 0 | 0 | 0 | 0 | 0 | 0 | 0 | 0 | 0 | 0 | 0 | 0 | 0 | 0 | 0 | 0 | -0.0017 | -0.0027 | -0.0028 | -0.0024 | -0.002 | -0.0014 | -0.0006 | 0.0003 | 0.0012 | 0.0022 | 0.0036 | 0.0049 | 0.0065 | 0.0082 | 0.0097 | 0.0115 | 0.0134 | 0.0153 | 0.0169 | 0.0188 | 0.0206 | 0.0223 | 0.024 | 0.0257 | 0.0272 | 0.0287 | 0.0303 | 0.0318 | 0.0332 | 0.0347 | 0.0361 | 0.0375 | 0.0389 | 0.0402 | 0.0416 | 0.0423
Northwest | High End-Retail | Minimum | May | Other Substitutables | LDCEU/TDEF | Electric Load with Losses, Incl. Cogeneration | MW | 0 | 0 | 0 | 0 | 0 | 0 | 0 | 0 | 0 | 0 | 0 | 0 | 0 | 0 | 0 | 0 | 0 | 0 | 0 | -0.0001 | -0.0001 | -0.0002 | -0.0002 | -0.0002 | -0.0001 | 0 | 0 | 0.0001 | 0.0002 | 0.0002 | 0.0003 | 0.0004 | 0.0004 | 0.0005 | 0.0006 | 0.0006 | 0.0008 | 0.0008 | 0.0009 | 0.001 | 0.0011 | 0.0011 | 0.0012 | 0.0013 | 0.0013 | 0.0014 | 0.0014 | 0.0015 | 0.0015 | 0.0016 | 0.0016 | 0.0016 | 0.0017 | 0.0017 | 0.0017 | 0.0017 | 0.0018 | 0.0018
Northwest | High End-Retail | Minimum | May | Refrigeration | LDCEU/TDEF | Electric Load with Losses, Incl. Cogeneration | MW | 0 | 0 | 0 | 0 | 0 | 0 | 0 | 0 | 0 | 0 | 0 | 0 | -0.0001 | -0.0001 | -0.0001 | -0.0002 | -0.0003 | -0.0014 | -0.0024 | -0.0038 | -0.0052 | -0.0064 | -0.0079 | -0.0093 | -0.0099 | -0.0105 | -0.011 | -0.0115 | -0.012 | -0.0125 | -0.0129 | -0.0133 | -0.014 | -0.0145 | -0.0152 | -0.0158 | -0.0163 | -0.017 | -0.0176 | -0.0183 | -0.0189 | -0.0193 | -0.0199 | -0.0204 | -0.0208 | -0.0214 | -0.0219 | -0.0223 | -0.0227 | -0.0232 | -0.0236 | -0.024 | -0.0245 | -0.0249 | -0.0253 | -0.0256 | -0.0261 | -0.0263
Northwest | High End-Retail | Minimum | May | Lighting | LDCEU/TDEF | Electric Load with Losses, Incl. Cogeneration | MW | 0 | -0.2325 | -0.6382 | -0.6512 | -0.6253 | -0.5902 | -0.6894 | -0.7078 | -2.3616 | -4.0354 | -5.1497 | -5.4316 | -5.7044 | -5.4943 | -5.8727 | -6.388 | -4.4752 | -3.6913 | -3.0973 | -2.3561 | -2.1101 | -1.8617 | -1.7478 | -2.0936 | -1.9103 | -1.7754 | -1.6778 | -1.6105 | -1.5503 | -1.496 | -1.4467 | -1.4056 | -1.3764 | -1.3475 | -1.3281 | -1.3103 | -1.2863 | -1.2749 | -1.2598 | -1.247 | -1.2304 | -1.2152 | -1.1976 | -1.1787 | -1.1578 | -1.1362 | -1.1101 | -1.0824 | -1.0526 | -1.0229 | -0.9906 | -0.9568 | -0.9211 | -0.8838 | -0.8446 | -0.8038 | -0.761 | -0.7111
Northwest | High End-Retail | Minimum | May | Air Conditioning | LDCEU/TDEF | Electric Load with Losses, Incl. Cogeneration | MW | -0.0036 | 0.0683 | 0.1237 | 0.1831 | 0.2747 | 0.3496 | 0.3094 | 0.3669 | 0.4285 | 0.4853 | 0.6129 | 0.5919 | 0.5547 | 0.5205 | 0.5285 | 0.5659 | 0.5078 | 0.5143 | 0.5675 | 0.514 | 0.5109 | 0.5086 | 0.5056 | 0.5072 | 0.4974 | 0.4517 | 0.4147 | 0.3818 | 0.3532 | 0.3297 | 0.2314 | 0.14 | 0.0514 | -0.0277 | -0.1043 | -0.1728 | -0.2315 | -0.293 | -0.3455 | -0.3962 | -0.4417 | -0.4834 | -0.5216 | -0.5571 | -0.5882 | -0.6186 | -0.6448 | -0.6674 | -0.6876 | -0.7082 | -0.7247 | -0.74 | -0.7544 | -0.7659 | -0.7771 | -0.7881 | -0.7965 | -0.7956
Northwest | High End-Retail | Minimum | May | Other Non-Substitutables | LDCEU/TDEF | Electric Load with Losses, Incl. Cogeneration | MW | 0 | 0 | 0 | 0 | 0 | 0 | 0 | 0 | 0 | 0 | 0 | 0 | -0.1289 | -0.2654 | -0.3296 | -0.402 | -0.475 | -0.4455 | -0.5039 | -0.5816 | -0.6312 | -0.656 | -0.6764 | -0.7118 | -0.7324 | -0.7516 | -0.766 | -0.7758 | -0.7824 | -0.7863 | -0.7877 | -0.7899 | -0.7962 | -0.7994 | -0.8064 | -0.8124 | -0.8123 | -0.8197 | -0.8236 | -0.828 | -0.8293 | -0.8312 | -0.831 | -0.8298 | -0.827 | -0.824 | -0.8176 | -0.8101 | -0.8013 | -0.793 | -0.7831 | -0.7723 | -0.7606 | -0.748 | -0.7345 | -0.7203 | -0.7051 | -0.6821
Northwest | High End-Retail | Minimum | June | Space Heating | LDCEU/TDEF | Electric Load with Losses, Incl. Cogeneration | MW | -0.0341 | -0.0467 | -0.0671 | -0.1289 | -0.156 | -0.1553 | -0.2687 | -0.2459 | -0.3446 | -0.2799 | -0.2219 | -0.2551 | -0.3826 | -0.3232 | -0.4105 | -0.4298 | -0.3708 | -0.3925 | -0.3763 | -0.4312 | -0.3587 | -0.435 | -0.2857 | -0.364 | -0.3915 | -0.3973 | -0.4034 | -0.4092 | -0.4149 | -0.4202 | -0.4256 | -0.4325 | -0.4425 | -0.4517 | -0.4645 | -0.477 | -0.4866 | -0.5018 | -0.515 | -0.5295 | -0.5427 | -0.5566 | -0.5697 | -0.5827 | -0.5948 | -0.6074 | -0.6179 | -0.628 | -0.6373 | -0.6481 | -0.6575 | -0.6667 | -0.6757 | -0.6842 | -0.6926 | -0.7008 | -0.7085 | -0.7088
Northwest | High End-Retail | Minimum | June | Water Heating | LDCEU/TDEF | Electric Load with Losses, Incl. Cogeneration | MW | 0 | 0 | 0 | 0 | 0 | 0 | 0 | 0 | 0 | 0 | 0 | 0 | 0 | 0 | 0 | 0 | 0 | 0 | 0 | 0 | 0 | 0 | -0.0009 | -0.002 | -0.002 | -0.0017 | -0.0014 | -0.001 | -0.0004 | 0.0002 | 0.0008 | 0.0015 | 0.0025 | 0.0034 | 0.0046 | 0.0057 | 0.0068 | 0.0081 | 0.0094 | 0.0108 | 0.0119 | 0.0133 | 0.0146 | 0.0158 | 0.017 | 0.0182 | 0.0193 | 0.0204 | 0.0214 | 0.0224 | 0.0236 | 0.0246 | 0.0256 | 0.0266 | 0.0276 | 0.0286 | 0.0295 | 0.03
Northwest | High End-Retail | Minimum | June | Other Substitutables | LDCEU/TDEF | Electric Load with Losses, Incl. Cogeneration | MW | 0 | 0 | 0 | 0 | 0 | 0 | 0 | 0 | 0 | 0 | 0 | 0 | 0 | 0 | -0.0001 | -0.0001 | 0 | 0 | -0.0001 | -0.0002 | -0.0002 | -0.0002 | -0.0003 | -0.0004 | -0.0002 | -0.0001 | 0 | 0.0002 | 0.0003 | 0.0003 | 0.0005 | 0.0006 | 0.0007 | 0.0009 | 0.001 | 0.0012 | 0.0013 | 0.0015 | 0.0016 | 0.0017 | 0.0018 | 0.002 | 0.0021 | 0.0022 | 0.0023 | 0.0024 | 0.0025 | 0.0026 | 0.0026 | 0.0027 | 0.0028 | 0.0028 | 0.003 | 0.003 | 0.0031 | 0.0031 | 0.0031 | 0.0031
Northwest | High End-Retail | Minimum | June | Refrigeration | LDCEU/TDEF | Electric Load with Losses, Incl. Cogeneration | MW | 0 | 0 | 0 | 0 | 0 | 0 | 0 | 0 | 0 | 0 | 0 | 0 | -0.0001 | -0.0001 | -0.0001 | -0.0002 | -0.0002 | -0.001 | -0.0018 | -0.0029 | -0.0039 | -0.0048 | -0.0061 | -0.0071 | -0.0075 | -0.008 | -0.0084 | -0.0088 | -0.0091 | -0.0095 | -0.0098 | -0.0101 | -0.0106 | -0.011 | -0.0115 | -0.012 | -0.0123 | -0.0129 | -0.0134 | -0.0139 | -0.0143 | -0.0147 | -0.0151 | -0.0155 | -0.0159 | -0.0163 | -0.0166 | -0.017 | -0.0173 | -0.0176 | -0.0179 | -0.0182 | -0.0185 | -0.0189 | -0.0191 | -0.0195 | -0.0198 | -0.0199
Northwest | High End-Retail | Minimum | June | Lighting | LDCEU/TDEF | Electric Load with Losses, Incl. Cogeneration | MW | 0 | -0.2525 | -0.6937 | -0.708 | -0.6797 | -0.6417 | -0.7495 | -0.7693 | -2.5675 | -4.3873 | -5.5988 | -5.9052 | -6.2016 | -5.9726 | -6.384 | -6.9445 | -4.8647 | -4.0124 | -3.366 | -2.5584 | -2.29 | -2.019 | -1.8939 | -2.2678 | -2.0672 | -1.9192 | -1.8116 | -1.7368 | -1.6703 | -1.6104 | -1.5559 | -1.5108 | -1.4785 | -1.4467 | -1.4251 | -1.4055 | -1.3793 | -1.3667 | -1.3504 | -1.3364 | -1.3185 | -1.3023 | -1.2834 | -1.2633 | -1.241 | -1.2179 | -1.19 | -1.1604 | -1.1287 | -1.097 | -1.0626 | -1.0265 | -0.9885 | -0.9487 | -0.907 | -0.8634 | -0.8178 | -0.7644
Northwest | High End-Retail | Minimum | June | Air Conditioning | LDCEU/TDEF | Electric Load with Losses, Incl. Cogeneration | MW | -0.0047 | 0.0875 | 0.1635 | 0.2495 | 0.3352 | 0.4756 | 0.4179 | 0.5504 | 0.5377 | 0.6967 | 0.8991 | 0.8225 | 0.7066 | 0.7437 | 0.7257 | 0.7491 | 0.7148 | 0.6954 | 0.7499 | 0.674 | 0.708 | 0.6545 | 0.7826 | 0.6943 | 0.6882 | 0.6273 | 0.5776 | 0.5334 | 0.4952 | 0.4638 | 0.3315 | 0.2087 | 0.0905 | -0.0151 | -0.1173 | -0.2084 | -0.2868 | -0.3684 | -0.4382 | -0.5054 | -0.5658 | -0.6213 | -0.6717 | -0.7188 | -0.7599 | -0.7999 | -0.8342 | -0.8639 | -0.8905 | -0.9176 | -0.9391 | -0.9591 | -0.9778 | -0.9927 | -1.0072 | -1.0213 | -1.032 | -1.0308
Northwest | High End-Retail | Minimum | June | Other Non-Substitutables | LDCEU/TDEF | Electric Load with Losses, Incl. Cogeneration | MW | 0 | 0 | 0 | 0 | 0 | 0 | 0 | 0 | 0 | 0 | 0 | 0 | -0.1464 | -0.3018 | -0.3741 | -0.4555 | -0.5393 | -0.5049 | -0.5702 | -0.6599 | -0.7149 | -0.7423 | -0.7647 | -0.8038 | -0.8272 | -0.8489 | -0.8653 | -0.8765 | -0.8841 | -0.8885 | -0.8902 | -0.8928 | -0.8999 | -0.9036 | -0.9115 | -0.9183 | -0.9183 | -0.9266 | -0.931 | -0.9361 | -0.9377 | -0.94 | -0.9397 | -0.9386 | -0.9357 | -0.9322 | -0.9251 | -0.9168 | -0.9069 | -0.8976 | -0.8865 | -0.8745 | -0.8613 | -0.8473 | -0.8322 | -0.8162 | -0.7991 | -0.7732
Northwest | High End-Retail | Minimum | July | Space Heating | LDCEU/TDEF | Electric Load with Losses, Incl. Cogeneration | MW | -0.0246 | -0.015 | -0.0237 | -0.041 | -0.0664 | -0.0481 | -0.1272 | -0.1406 | -0.1519 | -0.1107 | -0.0893 | -0.0954 | -0.1207 | -0.1358 | -0.1309 | -0.1534 | -0.1416 | -0.1637 | -0.1906 | -0.1764 | -0.1389 | -0.1287 | -0.138 | -0.2041 | -0.1742 | -0.1769 | -0.1797 | -0.1824 | -0.1851 | -0.1876 | -0.1901 | -0.1934 | -0.1982 | -0.2026 | -0.2086 | -0.2146 | -0.2191 | -0.2263 | -0.2325 | -0.2392 | -0.2455 | -0.2519 | -0.2581 | -0.2642 | -0.27 | -0.2759 | -0.2809 | -0.2856 | -0.2901 | -0.2952 | -0.2997 | -0.304 | -0.3082 | -0.3123 | -0.3162 | -0.3201 | -0.3238 | -0.3239
Northwest | High End-Retail | Minimum | July | Water Heating | LDCEU/TDEF | Electric Load with Losses, Incl. Cogeneration | MW | 0 | 0 | 0 | 0 | 0 | 0 | 0 | 0 | 0 | 0 | 0 | 0 | 0 | 0 | 0 | 0 | 0 | 0 | 0 | 0 | 0 | 0 | -0.0008 | -0.0016 | -0.0015 | -0.0013 | -0.0009 | -0.0006 | -0.0003 | 0.0001 | 0.0006 | 0.0012 | 0.0018 | 0.0025 | 0.0033 | 0.0041 | 0.0048 | 0.0058 | 0.0067 | 0.0076 | 0.0085 | 0.0095 | 0.0103 | 0.0112 | 0.0121 | 0.013 | 0.0138 | 0.0145 | 0.0152 | 0.016 | 0.0168 | 0.0175 | 0.0183 | 0.019 | 0.0197 | 0.0203 | 0.021 | 0.0214
Northwest | High End-Retail | Minimum | July | Other Substitutables | LDCEU/TDEF | Electric Load with Losses, Incl. Cogeneration | MW | 0 | 0 | 0 | 0 | 0 | 0 | 0 | 0 | 0 | 0 | 0 | 0 | 0 | -0.0001 | 0 | 0 | -0.0001 | -0.0001 | -0.0001 | -0.0002 | -0.0002 | -0.0002 | -0.0003 | -0.0003 | -0.0002 | -0.0001 | 0 | 0.0001 | 0.0003 | 0.0003 | 0.0005 | 0.0005 | 0.0006 | 0.0007 | 0.0009 | 0.001 | 0.0011 | 0.0013 | 0.0014 | 0.0015 | 0.0016 | 0.0018 | 0.0019 | 0.002 | 0.002 | 0.0021 | 0.0023 | 0.0023 | 0.0023 | 0.0024 | 0.0025 | 0.0025 | 0.0026 | 0.0026 | 0.0027 | 0.0027 | 0.0028 | 0.0027
Northwest | High End-Retail | Minimum | July | Refrigeration | LDCEU/TDEF | Electric Load with Losses, Incl. Cogeneration | MW | 0 | 0 | 0 | 0 | 0 | 0 | 0 | 0 | 0 | 0 | 0 | 0 | 0 | -0.0001 | -0.0001 | -0.0002 | -0.0002 | -0.001 | -0.002 | -0.003 | -0.0042 | -0.0051 | -0.0065 | -0.0076 | -0.008 | -0.0085 | -0.009 | -0.0094 | -0.0097 | -0.0101 | -0.0104 | -0.0108 | -0.0113 | -0.0117 | -0.0123 | -0.0128 | -0.0132 | -0.0138 | -0.0143 | -0.0148 | -0.0153 | -0.0157 | -0.0161 | -0.0165 | -0.0169 | -0.0174 | -0.0177 | -0.0182 | -0.0184 | -0.0187 | -0.0191 | -0.0195 | -0.0198 | -0.0201 | -0.0205 | -0.0208 | -0.0212 | -0.0213
Northwest | High End-Retail | Minimum | July | Lighting | LDCEU/TDEF | Electric Load with Losses, Incl. Cogeneration | MW | 0 | -0.2529 | -0.6924 | -0.7065 | -0.6782 | -0.6401 | -0.7475 | -0.7674 | -2.5596 | -4.3733 | -5.5807 | -5.8864 | -6.1818 | -5.9532 | -6.3621 | -6.9203 | -4.8481 | -3.9993 | -3.3547 | -2.5507 | -2.2832 | -2.0132 | -1.8885 | -2.2634 | -2.063 | -1.9151 | -1.8075 | -1.7329 | -1.6662 | -1.6063 | -1.552 | -1.5069 | -1.4746 | -1.4429 | -1.4214 | -1.4018 | -1.3756 | -1.3631 | -1.3468 | -1.3328 | -1.315 | -1.2988 | -1.2798 | -1.2599 | -1.2377 | -1.2147 | -1.1868 | -1.1574 | -1.1257 | -1.094 | -1.0597 | -1.0237 | -0.9858 | -0.946 | -0.9045 | -0.861 | -0.8156 | -0.7623
Northwest | High End-Retail | Minimum | July | Air Conditioning | LDCEU/TDEF | Electric Load with Losses, Incl. Cogeneration | MW | -0.0076 | 0.1734 | 0.324 | 0.5333 | 0.6205 | 0.951 | 0.7818 | 0.937 | 1.012 | 1.3457 | 1.6491 | 1.5667 | 1.4554 | 1.3865 | 1.5424 | 1.5264 | 1.418 | 1.4297 | 1.3415 | 1.2915 | 1.4179 | 1.3343 | 1.3018 | 1.1884 | 1.3016 | 1.1891 | 1.0968 | 1.0147 | 0.9436 | 0.8852 | 0.6404 | 0.4135 | 0.1967 | 0.0028 | -0.1843 | -0.3516 | -0.4953 | -0.6447 | -0.7723 | -0.8949 | -1.0049 | -1.1062 | -1.1981 | -1.2836 | -1.3577 | -1.4296 | -1.4916 | -1.5448 | -1.5926 | -1.6417 | -1.6802 | -1.7159 | -1.7493 | -1.7756 | -1.8012 | -1.8261 | -1.8449 | -1.8428
Northwest | High End-Retail | Minimum | July | Other Non-Substitutables | LDCEU/TDEF | Electric Load with Losses, Incl. Cogeneration | MW | 0 | 0 | 0 | 0 | 0 | 0 | 0 | 0 | 0 | 0 | 0 | 0 | -0.1462 | -0.3012 | -0.3738 | -0.4552 | -0.5385 | -0.5049 | -0.5701 | -0.6595 | -0.7145 | -0.742 | -0.7643 | -0.8034 | -0.8268 | -0.8486 | -0.865 | -0.8761 | -0.8836 | -0.8881 | -0.8898 | -0.8924 | -0.8995 | -0.9032 | -0.9112 | -0.918 | -0.9179 | -0.9264 | -0.9308 | -0.9359 | -0.9375 | -0.9397 | -0.9396 | -0.9384 | -0.9354 | -0.932 | -0.9249 | -0.9167 | -0.9068 | -0.8975 | -0.8864 | -0.8743 | -0.8613 | -0.8472 | -0.8321 | -0.8161 | -0.799 | -0.7732
Northwest | High End-Retail | Minimum | August | Space Heating | LDCEU/TDEF | Electric Load with Losses, Incl. Cogeneration | MW | -0.0131 | -0.0161 | -0.0329 | -0.0435 | -0.0436 | -0.0498 | -0.0835 | -0.1215 | -0.104 | -0.1252 | -0.092 | -0.0858 | -0.1069 | -0.1575 | -0.1655 | -0.1333 | -0.16 | -0.1435 | -0.1202 | -0.1216 | -0.1343 | -0.1221 | -0.1346 | -0.1282 | -0.1479 | -0.1501 | -0.1527 | -0.155 | -0.1574 | -0.1596 | -0.1618 | -0.1646 | -0.1689 | -0.1727 | -0.1781 | -0.1832 | -0.1872 | -0.1934 | -0.1989 | -0.2047 | -0.2101 | -0.2159 | -0.2211 | -0.2266 | -0.2316 | -0.2367 | -0.2411 | -0.2453 | -0.2492 | -0.2536 | -0.2576 | -0.2614 | -0.2651 | -0.2685 | -0.2721 | -0.2755 | -0.2787 | -0.2788
Northwest | High End-Retail | Minimum | August | Water Heating | LDCEU/TDEF | Electric Load with Losses, Incl. Cogeneration | MW | 0 | 0 | 0 | 0 | 0 | 0 | 0 | 0 | 0 | 0 | 0 | 0 | 0 | 0 | 0 | 0 | 0 | 0 | 0 | 0 | 0 | 0 | -0.0008 | -0.0013 | -0.0013 | -0.0012 | -0.0009 | -0.0007 | -0.0002 | 0.0001 | 0.0006 | 0.0011 | 0.0018 | 0.0025 | 0.0033 | 0.0041 | 0.0048 | 0.0057 | 0.0066 | 0.0076 | 0.0084 | 0.0093 | 0.0102 | 0.011 | 0.0119 | 0.0128 | 0.0135 | 0.0143 | 0.015 | 0.0158 | 0.0165 | 0.0172 | 0.0179 | 0.0186 | 0.0193 | 0.02 | 0.0207 | 0.0211
Northwest | High End-Retail | Minimum | August | Other Substitutables | LDCEU/TDEF | Electric Load with Losses, Incl. Cogeneration | MW | 0 | 0 | 0 | 0 | 0 | 0 | 0 | 0 | 0 | 0 | 0 | 0 | 0 | -0.0001 | 0 | -0.0001 | 0 | -0.0001 | 0 | -0.0001 | -0.0002 | -0.0002 | -0.0003 | -0.0003 | -0.0002 | -0.0001 | 0 | 0.0001 | 0.0002 | 0.0004 | 0.0005 | 0.0005 | 0.0007 | 0.0008 | 0.001 | 0.0011 | 0.0013 | 0.0014 | 0.0016 | 0.0017 | 0.0018 | 0.0019 | 0.0021 | 0.0022 | 0.0023 | 0.0024 | 0.0025 | 0.0025 | 0.0027 | 0.0027 | 0.0028 | 0.0028 | 0.0029 | 0.0029 | 0.003 | 0.003 | 0.0031 | 0.0031
Northwest | High End-Retail | Minimum | August | Refrigeration | LDCEU/TDEF | Electric Load with Losses, Incl. Cogeneration | MW | 0 | 0 | 0 | 0 | 0 | 0 | 0 | 0 | 0 | 0 | 0 | 0 | 0 | -0.0001 | -0.0001 | -0.0001 | -0.0002 | -0.001 | -0.0019 | -0.0029 | -0.0041 | -0.005 | -0.0062 | -0.0074 | -0.0078 | -0.0083 | -0.0087 | -0.0091 | -0.0095 | -0.0098 | -0.0102 | -0.0105 | -0.011 | -0.0114 | -0.012 | -0.0125 | -0.0129 | -0.0134 | -0.0139 | -0.0145 | -0.0149 | -0.0153 | -0.0157 | -0.0161 | -0.0164 | -0.0169 | -0.0172 | -0.0176 | -0.0179 | -0.0183 | -0.0186 | -0.019 | -0.0193 | -0.0196 | -0.0199 | -0.0202 | -0.0206 | -0.0207
Northwest | High End-Retail | Minimum | August | Lighting | LDCEU/TDEF | Electric Load with Losses, Incl. Cogeneration | MW | 0 | -0.2673 | -0.7221 | -0.7365 | -0.7061 | -0.666 | -0.7776 | -0.7979 | -2.6557 | -4.5359 | -5.7872 | -6.105 | -6.4119 | -6.1728 | -6.5917 | -7.1678 | -5.0236 | -4.147 | -3.4768 | -2.6479 | -2.3713 | -2.0911 | -1.9635 | -2.3629 | -2.1531 | -1.9978 | -1.8849 | -1.8063 | -1.7364 | -1.6734 | -1.6164 | -1.5692 | -1.5354 | -1.5022 | -1.4797 | -1.4593 | -1.432 | -1.4189 | -1.402 | -1.3874 | -1.3688 | -1.352 | -1.3322 | -1.3115 | -1.2884 | -1.2645 | -1.2355 | -1.2049 | -1.1718 | -1.1389 | -1.103 | -1.0655 | -1.026 | -0.9845 | -0.9412 | -0.8958 | -0.8484 | -0.7928
Northwest | High End-Retail | Minimum | August | Air Conditioning | LDCEU/TDEF | Electric Load with Losses, Incl. Cogeneration | MW | -0.0141 | 0.2527 | 0.4421 | 0.7586 | 1.0662 | 1.4008 | 1.3439 | 1.476 | 1.7156 | 1.913 | 2.4231 | 2.4281 | 2.2765 | 1.945 | 2.0825 | 2.3562 | 1.9697 | 2.1729 | 2.4182 | 2.2347 | 2.0997 | 2.031 | 1.9431 | 2.1409 | 2.022 | 1.8466 | 1.7028 | 1.5749 | 1.4642 | 1.3731 | 0.9914 | 0.6376 | 0.299 | -0.0039 | -0.2962 | -0.5576 | -0.7819 | -1.0154 | -1.2149 | -1.4065 | -1.5787 | -1.7369 | -1.8808 | -2.0145 | -2.1307 | -2.2433 | -2.3405 | -2.4241 | -2.4989 | -2.5757 | -2.6361 | -2.6922 | -2.7447 | -2.786 | -2.8263 | -2.8654 | -2.8951 | -2.8918
Northwest | High End-Retail | Minimum | August | Other Non-Substitutables | LDCEU/TDEF | Electric Load with Losses, Incl. Cogeneration | MW | 0 | 0 | 0 | 0 | 0 | 0 | 0 | 0 | 0 | 0 | 0 | 0 | -0.1509 | -0.3101 | -0.3862 | -0.4713 | -0.5554 | -0.5242 | -0.5914 | -0.6827 | -0.7399 | -0.7686 | -0.7922 | -0.8329 | -0.8571 | -0.8796 | -0.8966 | -0.9081 | -0.9159 | -0.9204 | -0.9223 | -0.925 | -0.9325 | -0.9364 | -0.9448 | -0.9519 | -0.952 | -0.9609 | -0.9654 | -0.9709 | -0.9725 | -0.9749 | -0.9748 | -0.9737 | -0.9707 | -0.9673 | -0.9599 | -0.9514 | -0.9411 | -0.9316 | -0.9201 | -0.9076 | -0.894 | -0.8794 | -0.8637 | -0.8471 | -0.8293 | -0.8025
Northwest | High End-Retail | Minimum | September | Space Heating | LDCEU/TDEF | Electric Load with Losses, Incl. Cogeneration | MW | -0.0171 | -0.0207 | -0.0316 | -0.0894 | -0.0792 | -0.0769 | -0.1375 | -0.1752 | -0.1617 | -0.1789 | -0.1416 | -0.1941 | -0.2308 | -0.2198 | -0.2679 | -0.204 | -0.223 | -0.1967 | -0.155 | -0.1953 | -0.2347 | -0.2046 | -0.2762 | -0.2653 | -0.2341 | -0.2376 | -0.2414 | -0.245 | -0.2486 | -0.2519 | -0.2553 | -0.2596 | -0.2661 | -0.2719 | -0.2799 | -0.2878 | -0.2938 | -0.3034 | -0.3115 | -0.3206 | -0.3289 | -0.3375 | -0.3456 | -0.3537 | -0.3612 | -0.369 | -0.3757 | -0.382 | -0.3878 | -0.3945 | -0.4004 | -0.4061 | -0.4117 | -0.417 | -0.4223 | -0.4273 | -0.4322 | -0.4323
Northwest | High End-Retail | Minimum | September | Water Heating | LDCEU/TDEF | Electric Load with Losses, Incl. Cogeneration | MW | 0 | 0 | 0 | 0 | 0 | 0 | 0 | 0 | 0 | 0 | 0 | 0 | 0 | 0 | 0 | 0 | 0 | 0 | 0 | 0 | 0 | 0 | -0.0015 | -0.0024 | -0.002 | -0.0017 | -0.0014 | -0.0009 | -0.0003 | 0.0002 | 0.0009 | 0.0017 | 0.0027 | 0.0036 | 0.0049 | 0.0061 | 0.0072 | 0.0085 | 0.0099 | 0.0112 | 0.0125 | 0.0138 | 0.0151 | 0.0163 | 0.0176 | 0.0188 | 0.02 | 0.0211 | 0.0222 | 0.0233 | 0.0243 | 0.0254 | 0.0264 | 0.0274 | 0.0285 | 0.0294 | 0.0304 | 0.0309
Northwest | High End-Retail | Minimum | September | Other Substitutables | LDCEU/TDEF | Electric Load with Losses, Incl. Cogeneration | MW | 0 | 0 | 0 | 0 | 0 | 0 | 0 | 0 | 0 | 0 | 0 | 0 | 0 | -0.0001 | 0 | -0.0001 | 0 | -0.0001 | -0.0001 | -0.0001 | -0.0001 | -0.0001 | -0.0002 | -0.0002 | -0.0002 | -0.0001 | 0.0001 | 0.0001 | 0.0002 | 0.0002 | 0.0003 | 0.0004 | 0.0004 | 0.0006 | 0.0006 | 0.0007 | 0.0008 | 0.0009 | 0.0009 | 0.001 | 0.0011 | 0.0012 | 0.0012 | 0.0013 | 0.0014 | 0.0015 | 0.0015 | 0.0016 | 0.0016 | 0.0017 | 0.0016 | 0.0017 | 0.0017 | 0.0017 | 0.0018 | 0.0018 | 0.0018 | 0.0018
Northwest | High End-Retail | Minimum | September | Refrigeration | LDCEU/TDEF | Electric Load with Losses, Incl. Cogeneration | MW | 0 | 0 | 0 | 0 | 0 | 0 | 0 | 0 | 0 | 0 | 0 | 0 | 0 | -0.0001 | -0.0002 | -0.0003 | -0.0003 | -0.0013 | -0.0025 | -0.0039 | -0.0054 | -0.0066 | -0.0082 | -0.0097 | -0.0103 | -0.0109 | -0.0115 | -0.012 | -0.0125 | -0.013 | -0.0135 | -0.0138 | -0.0145 | -0.015 | -0.0158 | -0.0164 | -0.017 | -0.0176 | -0.0183 | -0.0189 | -0.0196 | -0.0202 | -0.0207 | -0.0212 | -0.0217 | -0.0223 | -0.0228 | -0.0233 | -0.0236 | -0.0241 | -0.0246 | -0.025 | -0.0254 | -0.0258 | -0.0263 | -0.0267 | -0.0271 | -0.0272
Northwest | High End-Retail | Minimum | September | Lighting | LDCEU/TDEF | Electric Load with Losses, Incl. Cogeneration | MW | 0 | -0.242 | -0.6538 | -0.6668 | -0.6394 | -0.603 | -0.7041 | -0.7225 | -2.4046 | -4.1071 | -5.2403 | -5.5279 | -5.8062 | -5.5901 | -5.9698 | -6.4914 | -4.5497 | -3.7557 | -3.1496 | -2.4004 | -2.1508 | -1.8979 | -1.7831 | -2.1459 | -1.9572 | -1.8181 | -1.7173 | -1.6476 | -1.5854 | -1.5293 | -1.4782 | -1.436 | -1.406 | -1.3763 | -1.3564 | -1.3381 | -1.3135 | -1.3017 | -1.2864 | -1.2733 | -1.2564 | -1.2409 | -1.2227 | -1.2036 | -1.1823 | -1.1603 | -1.1336 | -1.1054 | -1.0749 | -1.0445 | -1.0115 | -0.9768 | -0.9405 | -0.9022 | -0.8622 | -0.8203 | -0.7767 | -0.7255
Northwest | High End-Retail | Minimum | September | Air Conditioning | LDCEU/TDEF | Electric Load with Losses, Incl. Cogeneration | MW | -0.0106 | 0.2061 | 0.3898 | 0.5053 | 0.7586 | 1.086 | 0.9543 | 1.0781 | 1.253 | 1.4499 | 1.8667 | 1.6021 | 1.4837 | 1.4883 | 1.4695 | 1.7014 | 1.5262 | 1.5694 | 1.9949 | 1.6081 | 1.4615 | 1.5216 | 1.3591 | 1.3683 | 1.4734 | 1.341 | 1.233 | 1.1368 | 1.0536 | 0.9851 | 0.6989 | 0.4329 | 0.1766 | -0.0523 | -0.2739 | -0.4718 | -0.6419 | -0.8193 | -0.9708 | -1.1169 | -1.248 | -1.3685 | -1.4781 | -1.5801 | -1.6694 | -1.7562 | -1.831 | -1.8955 | -1.9531 | -2.0123 | -2.0591 | -2.1026 | -2.1436 | -2.176 | -2.2077 | -2.2386 | -2.2623 | -2.2597
Northwest | High End-Retail | Minimum | September | Other Non-Substitutables | LDCEU/TDEF | Electric Load with Losses, Incl. Cogeneration | MW | 0 | 0 | 0 | 0 | 0 | 0 | 0 | 0 | 0 | 0 | 0 | 0 | -0.1372 | -0.2819 | -0.3515 | -0.4296 | -0.5054 | -0.4776 | -0.5398 | -0.6216 | -0.675 | -0.7015 | -0.7238 | -0.7619 | -0.7838 | -0.8043 | -0.8197 | -0.8302 | -0.8373 | -0.8413 | -0.8428 | -0.8453 | -0.8521 | -0.8557 | -0.8633 | -0.8698 | -0.8699 | -0.8778 | -0.882 | -0.8869 | -0.8883 | -0.8904 | -0.8902 | -0.889 | -0.8862 | -0.883 | -0.8761 | -0.8683 | -0.8587 | -0.8499 | -0.8393 | -0.8278 | -0.8153 | -0.8018 | -0.7874 | -0.7721 | -0.7559 | -0.7312
Northwest | High End-Retail | Minimum | October | Space Heating | LDCEU/TDEF | Electric Load with Losses, Incl. Cogeneration | MW | -0.0559 | -0.0923 | -0.1393 | -0.2706 | -0.3242 | -0.3387 | -0.4886 | -0.6037 | -0.6217 | -0.6893 | -0.5206 | -0.5897 | -0.6722 | -0.8477 | -0.8698 | -0.7551 | -0.9194 | -0.6841 | -0.6676 | -0.7573 | -0.859 | -0.7625 | -0.797 | -0.8863 | -0.8636 | -0.877 | -0.8918 | -0.9058 | -0.9196 | -0.9326 | -0.9456 | -0.9623 | -0.9878 | -1.011 | -1.0422 | -1.0726 | -1.0963 | -1.1328 | -1.1646 | -1.1994 | -1.2311 | -1.2639 | -1.2948 | -1.3257 | -1.3546 | -1.3849 | -1.4104 | -1.4346 | -1.457 | -1.4824 | -1.5047 | -1.5266 | -1.5481 | -1.5682 | -1.5882 | -1.6076 | -1.6259 | -1.6266
Northwest | High End-Retail | Minimum | October | Water Heating | LDCEU/TDEF | Electric Load with Losses, Incl. Cogeneration | MW | 0 | 0 | 0 | 0 | 0 | 0 | 0 | 0 | 0 | 0 | 0 | 0 | 0 | 0 | 0 | 0 | 0 | 0 | 0 | 0 | 0 | 0 | -0.002 | -0.004 | -0.0037 | -0.0032 | -0.0025 | -0.0016 | -0.0007 | 0.0005 | 0.0017 | 0.0032 | 0.005 | 0.0068 | 0.0089 | 0.0112 | 0.0133 | 0.0157 | 0.0182 | 0.0207 | 0.023 | 0.0255 | 0.0279 | 0.0302 | 0.0325 | 0.0348 | 0.0369 | 0.0389 | 0.0409 | 0.0429 | 0.0449 | 0.0468 | 0.0487 | 0.0506 | 0.0525 | 0.0542 | 0.056 | 0.057
Northwest | High End-Retail | Minimum | October | Other Substitutables | LDCEU/TDEF | Electric Load with Losses, Incl. Cogeneration | MW | 0 | 0 | 0 | 0 | 0 | 0 | 0 | 0 | 0 | 0 | 0 | 0 | 0 | 0 | -0.0001 | 0 | -0.0001 | 0 | 0 | -0.0001 | -0.0002 | -0.0002 | -0.0002 | -0.0002 | -0.0001 | -0.0001 | 0 | 0.0001 | 0.0001 | 0.0002 | 0.0003 | 0.0003 | 0.0005 | 0.0005 | 0.0005 | 0.0007 | 0.0007 | 0.0009 | 0.0009 | 0.001 | 0.001 | 0.0012 | 0.0012 | 0.0013 | 0.0013 | 0.0014 | 0.0015 | 0.0014 | 0.0015 | 0.0016 | 0.0016 | 0.0017 | 0.0016 | 0.0017 | 0.0018 | 0.0017 | 0.0018 | 0.0018
Northwest | High End-Retail | Minimum | October | Refrigeration | LDCEU/TDEF | Electric Load with Losses, Incl. Cogeneration | MW | 0 | 0 | 0 | 0 | 0 | 0 | 0 | 0 | 0 | 0 | 0 | 0 | 0 | -0.0002 | -0.0003 | -0.0003 | -0.0003 | -0.0018 | -0.0032 | -0.005 | -0.0069 | -0.0085 | -0.0107 | -0.0126 | -0.0132 | -0.0141 | -0.0148 | -0.0155 | -0.0161 | -0.0167 | -0.0173 | -0.0178 | -0.0187 | -0.0194 | -0.0203 | -0.0211 | -0.0218 | -0.0228 | -0.0235 | -0.0244 | -0.0252 | -0.0259 | -0.0266 | -0.0272 | -0.0279 | -0.0287 | -0.0293 | -0.0299 | -0.0305 | -0.031 | -0.0316 | -0.0321 | -0.0327 | -0.0333 | -0.0338 | -0.0344 | -0.035 | -0.0351
Northwest | High End-Retail | Minimum | October | Lighting | LDCEU/TDEF | Electric Load with Losses, Incl. Cogeneration | MW | 0 | -0.2353 | -0.6479 | -0.6613 | -0.6351 | -0.5996 | -0.7003 | -0.7189 | -2.4004 | -4.102 | -5.2347 | -5.5211 | -5.7989 | -5.5864 | -5.9724 | -6.4966 | -4.5514 | -3.7535 | -3.151 | -2.3988 | -2.1502 | -1.8987 | -1.784 | -2.1352 | -1.9514 | -1.817 | -1.7203 | -1.6544 | -1.5952 | -1.5416 | -1.4926 | -1.4518 | -1.4232 | -1.3944 | -1.3754 | -1.3576 | -1.3334 | -1.322 | -1.3069 | -1.2937 | -1.2767 | -1.261 | -1.2425 | -1.223 | -1.2012 | -1.1786 | -1.1514 | -1.1225 | -1.0913 | -1.0601 | -1.0264 | -0.991 | -0.9537 | -0.9147 | -0.8739 | -0.8311 | -0.7866 | -0.7344
Northwest | High End-Retail | Minimum | October | Air Conditioning | LDCEU/TDEF | Electric Load with Losses, Incl. Cogeneration | MW | -0.0021 | 0.0441 | 0.079 | 0.1234 | 0.1665 | 0.2351 | 0.2095 | 0.2472 | 0.2731 | 0.3284 | 0.4101 | 0.3841 | 0.3559 | 0.3338 | 0.3503 | 0.3772 | 0.3375 | 0.3458 | 0.3815 | 0.3429 | 0.3436 | 0.3332 | 0.3339 | 0.3278 | 0.325 | 0.2941 | 0.2689 | 0.2466 | 0.2272 | 0.2112 | 0.1452 | 0.0836 | 0.0236 | -0.0299 | -0.0818 | -0.1282 | -0.1681 | -0.2099 | -0.2456 | -0.2801 | -0.311 | -0.3394 | -0.3653 | -0.3894 | -0.4107 | -0.4315 | -0.4495 | -0.4649 | -0.4787 | -0.4929 | -0.5042 | -0.5147 | -0.5247 | -0.5327 | -0.5405 | -0.5481 | -0.554 | -0.5535
Northwest | High End-Retail | Minimum | October | Other Non-Substitutables | LDCEU/TDEF | Electric Load with Losses, Incl. Cogeneration | MW | 0 | 0 | 0 | 0 | 0 | 0 | 0 | 0 | 0 | 0 | 0 | 0 | -0.1376 | -0.2831 | -0.3521 | -0.4304 | -0.5073 | -0.4765 | -0.5403 | -0.6215 | -0.6764 | -0.7035 | -0.7265 | -0.7658 | -0.7877 | -0.8082 | -0.8236 | -0.834 | -0.841 | -0.845 | -0.8465 | -0.8486 | -0.8554 | -0.8588 | -0.8663 | -0.8726 | -0.8725 | -0.8804 | -0.8843 | -0.889 | -0.8903 | -0.8922 | -0.8917 | -0.8903 | -0.8871 | -0.8837 | -0.8766 | -0.8685 | -0.8588 | -0.8497 | -0.8389 | -0.8271 | -0.8145 | -0.8008 | -0.7862 | -0.7707 | -0.7541 | -0.7296
Northwest | High End-Retail | Minimum | November | Space Heating | LDCEU/TDEF | Electric Load with Losses, Incl. Cogeneration | MW | -0.1202 | -0.1715 | -0.2163 | -0.4689 | -0.5242 | -0.569 | -0.8249 | -1.1459 | -1.0494 | -1.1585 | -1.1027 | -1.1234 | -1.3036 | -1.4374 | -1.4572 | -1.1963 | -1.5601 | -1.2348 | -1.2371 | -1.3305 | -1.4717 | -1.5604 | -1.7131 | -1.4896 | -1.5857 | -1.6105 | -1.6383 | -1.6646 | -1.6904 | -1.7149 | -1.7394 | -1.7705 | -1.8188 | -1.8623 | -1.921 | -1.9776 | -2.0219 | -2.0903 | -2.1493 | -2.2144 | -2.2731 | -2.3338 | -2.3911 | -2.4482 | -2.5017 | -2.558 | -2.6053 | -2.6501 | -2.6912 | -2.738 | -2.7793 | -2.8197 | -2.8591 | -2.8962 | -2.9327 | -2.9686 | -3.0022 | -3.0032
Northwest | High End-Retail | Minimum | November | Water Heating | LDCEU/TDEF | Electric Load with Losses, Incl. Cogeneration | MW | 0 | 0 | 0 | 0 | 0 | 0 | 0 | 0 | 0 | 0 | 0 | 0 | 0 | 0 | 0 | 0 | 0 | 0 | 0 | 0 | 0 | 0 | -0.0041 | -0.0048 | -0.0055 | -0.0048 | -0.0036 | -0.0024 | -0.001 | 0.0008 | 0.0027 | 0.0047 | 0.0076 | 0.0102 | 0.0134 | 0.0168 | 0.0198 | 0.0236 | 0.0273 | 0.031 | 0.0345 | 0.0381 | 0.0416 | 0.045 | 0.0485 | 0.0519 | 0.055 | 0.058 | 0.0609 | 0.0639 | 0.0668 | 0.0696 | 0.0724 | 0.0752 | 0.0779 | 0.0806 | 0.0831 | 0.0846
Northwest | High End-Retail | Minimum | November | Other Substitutables | LDCEU/TDEF | Electric Load with Losses, Incl. Cogeneration | MW | 0 | 0 | 0 | 0 | 0 | 0 | 0 | 0 | 0 | 0 | 0 | 0 | 0 | 0 | 0 | 0 | 0 | 0 | 0 | 0 | -0.0001 | -0.0001 | -0.0001 | -0.0001 | -0.0001 | -0.0001 | 0 | 0.0001 | 0.0001 | 0.0002 | 0.0002 | 0.0003 | 0.0003 | 0.0005 | 0.0005 | 0.0006 | 0.0006 | 0.0007 | 0.0008 | 0.0008 | 0.0009 | 0.0009 | 0.0011 | 0.0011 | 0.0012 | 0.0012 | 0.0012 | 0.0012 | 0.0013 | 0.0014 | 0.0013 | 0.0014 | 0.0015 | 0.0014 | 0.0014 | 0.0015 | 0.0015 | 0.0015
Northwest | High End-Retail | Minimum | November | Refrigeration | LDCEU/TDEF | Electric Load with Losses, Incl. Cogeneration | MW | 0 | 0 | 0 | 0 | 0 | 0 | 0 | 0 | 0 | 0 | 0 | 0 | -0.0001 | -0.0002 | -0.0003 | -0.0004 | -0.0004 | -0.0022 | -0.004 | -0.0062 | -0.0084 | -0.0103 | -0.013 | -0.0152 | -0.0161 | -0.017 | -0.018 | -0.0187 | -0.0195 | -0.0202 | -0.021 | -0.0216 | -0.0226 | -0.0236 | -0.0246 | -0.0256 | -0.0264 | -0.0276 | -0.0285 | -0.0296 | -0.0306 | -0.0315 | -0.0323 | -0.033 | -0.0338 | -0.0348 | -0.0356 | -0.0363 | -0.0369 | -0.0376 | -0.0383 | -0.0389 | -0.0396 | -0.0403 | -0.041 | -0.0417 | -0.0423 | -0.0426
Northwest | High End-Retail | Minimum | November | Lighting | LDCEU/TDEF | Electric Load with Losses, Incl. Cogeneration | MW | 0 | -0.2242 | -0.6199 | -0.6328 | -0.6078 | -0.5741 | -0.6706 | -0.6885 | -2.3 | -3.9307 | -5.0164 | -5.2907 | -5.5572 | -5.3547 | -5.7263 | -6.229 | -4.3638 | -3.5983 | -3.0223 | -2.3022 | -2.0652 | -1.8254 | -1.718 | -2.0552 | -1.8811 | -1.7546 | -1.664 | -1.603 | -1.548 | -1.4979 | -1.452 | -1.4136 | -1.3871 | -1.3601 | -1.3422 | -1.3257 | -1.3026 | -1.2919 | -1.2774 | -1.2648 | -1.2483 | -1.233 | -1.2149 | -1.1957 | -1.1742 | -1.1521 | -1.1253 | -1.0969 | -1.0661 | -1.0355 | -1.0023 | -0.9675 | -0.9308 | -0.8925 | -0.8522 | -0.8102 | -0.7664 | -0.7153
Northwest | High End-Retail | Minimum | November | Air Conditioning | LDCEU/TDEF | Electric Load with Losses, Incl. Cogeneration | MW | -0.0007 | 0.0153 | 0.0275 | 0.043 | 0.058 | 0.0819 | 0.0734 | 0.0868 | 0.0958 | 0.115 | 0.1428 | 0.1337 | 0.1243 | 0.1166 | 0.1221 | 0.1312 | 0.1175 | 0.1205 | 0.1328 | 0.1193 | 0.1197 | 0.1162 | 0.1158 | 0.1143 | 0.1131 | 0.1019 | 0.093 | 0.085 | 0.078 | 0.0723 | 0.0487 | 0.0269 | 0.0054 | -0.0137 | -0.0323 | -0.0489 | -0.0631 | -0.0781 | -0.0909 | -0.1032 | -0.1144 | -0.1246 | -0.1338 | -0.1424 | -0.1501 | -0.1577 | -0.164 | -0.1696 | -0.1745 | -0.1796 | -0.1837 | -0.1875 | -0.1911 | -0.194 | -0.1969 | -0.1996 | -0.2018 | -0.2017
Northwest | High End-Retail | Minimum | November | Other Non-Substitutables | LDCEU/TDEF | Electric Load with Losses, Incl. Cogeneration | MW | 0 | 0 | 0 | 0 | 0 | 0 | 0 | 0 | 0 | 0 | 0 | 0 | -0.1361 | -0.28 | -0.3485 | -0.4269 | -0.5024 | -0.4723 | -0.5365 | -0.6152 | -0.6711 | -0.6988 | -0.7226 | -0.7628 | -0.7844 | -0.8048 | -0.82 | -0.8302 | -0.8371 | -0.8409 | -0.8423 | -0.8443 | -0.8511 | -0.8543 | -0.8617 | -0.8679 | -0.8677 | -0.8755 | -0.8794 | -0.884 | -0.8851 | -0.8868 | -0.8862 | -0.8845 | -0.8813 | -0.8777 | -0.8705 | -0.8624 | -0.8525 | -0.8434 | -0.8325 | -0.8206 | -0.8078 | -0.7941 | -0.7795 | -0.7639 | -0.7473 | -0.7227
Northwest | High End-Retail | Minimum | December | Space Heating | LDCEU/TDEF | Electric Load with Losses, Incl. Cogeneration | MW | -0.1285 | -0.1882 | -0.2804 | -0.5771 | -0.6846 | -0.7273 | -1.0738 | -1.3139 | -1.3328 | -1.4291 | -1.2597 | -1.3214 | -1.5503 | -1.8123 | -1.743 | -1.5817 | -2.0062 | -1.4806 | -1.5718 | -1.7199 | -1.9264 | -1.9161 | -2.085 | -2.1048 | -2.0495 | -2.0825 | -2.1209 | -2.1571 | -2.1928 | -2.2267 | -2.2605 | -2.3039 | -2.3723 | -2.4337 | -2.5154 | -2.5938 | -2.656 | -2.7498 | -2.8314 | -2.921 | -3.002 | -3.085 | -3.1637 | -3.2421 | -3.3164 | -3.3946 | -3.4604 | -3.5227 | -3.5796 | -3.6436 | -3.7008 | -3.7563 | -3.8108 | -3.8621 | -3.9126 | -3.9622 | -4.0088 | -4.0103
Northwest | High End-Retail | Minimum | December | Water Heating | LDCEU/TDEF | Electric Load with Losses, Incl. Cogeneration | MW | 0 | 0 | 0 | 0 | 0 | 0 | 0 | 0 | 0 | 0 | 0 | 0 | 0 | 0 | 0 | 0 | 0 | 0 | 0 | 0 | 0 | 0 | -0.0044 | -0.0079 | -0.0066 | -0.0057 | -0.0044 | -0.0029 | -0.0011 | 0.001 | 0.0032 | 0.0057 | 0.0092 | 0.0124 | 0.0163 | 0.0204 | 0.0239 | 0.0284 | 0.0328 | 0.0374 | 0.0415 | 0.0459 | 0.0501 | 0.0542 | 0.0583 | 0.0625 | 0.0661 | 0.0697 | 0.0732 | 0.0768 | 0.0803 | 0.0837 | 0.0871 | 0.0904 | 0.0937 | 0.0968 | 0.0999 | 0.1016
Northwest | High End-Retail | Minimum | December | Other Substitutables | LDCEU/TDEF | Electric Load with Losses, Incl. Cogeneration | MW | 0 | 0 | 0 | 0 | 0 | 0 | 0 | 0 | 0 | 0 | 0 | 0 | 0 | -0.0001 | -0.0001 | 0 | -0.0001 | 0 | 0 | -0.0001 | -0.0001 | -0.0001 | -0.0001 | -0.0002 | -0.0001 | -0.0001 | 0 | 0.0001 | 0.0001 | 0.0002 | 0.0003 | 0.0003 | 0.0004 | 0.0004 | 0.0005 | 0.0006 | 0.0007 | 0.0007 | 0.0008 | 0.0008 | 0.0009 | 0.001 | 0.001 | 0.0011 | 0.0011 | 0.0012 | 0.0012 | 0.0013 | 0.0013 | 0.0013 | 0.0014 | 0.0015 | 0.0014 | 0.0015 | 0.0015 | 0.0015 | 0.0015 | 0.0015
Northwest | High End-Retail | Minimum | December | Refrigeration | LDCEU/TDEF | Electric Load with Losses, Incl. Cogeneration | MW | 0 | 0 | 0 | 0 | 0 | 0 | 0 | 0 | 0 | 0 | 0 | 0 | 0 | -0.0002 | -0.0003 | -0.0004 | -0.0005 | -0.0022 | -0.0041 | -0.0064 | -0.0089 | -0.0109 | -0.0137 | -0.016 | -0.017 | -0.018 | -0.0189 | -0.0198 | -0.0206 | -0.0214 | -0.022 | -0.0228 | -0.0239 | -0.0249 | -0.0259 | -0.027 | -0.0279 | -0.0291 | -0.0301 | -0.0312 | -0.0322 | -0.0332 | -0.034 | -0.0348 | -0.0357 | -0.0367 | -0.0375 | -0.0383 | -0.0389 | -0.0396 | -0.0404 | -0.0411 | -0.0418 | -0.0425 | -0.0433 | -0.0439 | -0.0447 | -0.0449
Northwest | High End-Retail | Minimum | December | Lighting | LDCEU/TDEF | Electric Load with Losses, Incl. Cogeneration | MW | 0 | -0.2143 | -0.5936 | -0.606 | -0.5822 | -0.5499 | -0.6423 | -0.6596 | -2.2042 | -3.7672 | -4.8079 | -5.0706 | -5.3261 | -5.1324 | -5.4893 | -5.9716 | -4.1834 | -3.4491 | -2.8974 | -2.207 | -1.98 | -1.7505 | -1.6495 | -1.973 | -1.8064 | -1.6853 | -1.5987 | -1.5406 | -1.4882 | -1.4404 | -1.3965 | -1.3598 | -1.3344 | -1.3087 | -1.2916 | -1.2757 | -1.2535 | -1.2434 | -1.2295 | -1.2174 | -1.2015 | -1.1868 | -1.1694 | -1.1508 | -1.1302 | -1.1089 | -1.0831 | -1.0558 | -1.0261 | -0.9967 | -0.9646 | -0.931 | -0.8958 | -0.8587 | -0.82 | -0.7796 | -0.7373 | -0.6882
Northwest | High End-Retail | Minimum | December | Air Conditioning | LDCEU/TDEF | Electric Load with Losses, Incl. Cogeneration | MW | -0.0004 | 0.0085 | 0.0152 | 0.0238 | 0.0322 | 0.0453 | 0.0406 | 0.0481 | 0.0531 | 0.0637 | 0.079 | 0.074 | 0.0688 | 0.0645 | 0.0676 | 0.0726 | 0.0651 | 0.0667 | 0.0735 | 0.066 | 0.0662 | 0.0643 | 0.064 | 0.0633 | 0.0626 | 0.0564 | 0.0514 | 0.0469 | 0.0431 | 0.0399 | 0.0268 | 0.0146 | 0.0027 | -0.0079 | -0.0182 | -0.0275 | -0.0355 | -0.0438 | -0.0509 | -0.0578 | -0.0639 | -0.0696 | -0.0748 | -0.0796 | -0.0839 | -0.088 | -0.0916 | -0.0947 | -0.0975 | -0.1003 | -0.1026 | -0.1047 | -0.1067 | -0.1083 | -0.1099 | -0.1115 | -0.1126 | -0.1126
Northwest | High End-Retail | Minimum | December | Other Non-Substitutables | LDCEU/TDEF | Electric Load with Losses, Incl. Cogeneration | MW | 0 | 0 | 0 | 0 | 0 | 0 | 0 | 0 | 0 | 0 | 0 | 0 | -0.1388 | -0.2855 | -0.3554 | -0.4355 | -0.5126 | -0.4816 | -0.5472 | -0.6274 | -0.6845 | -0.713 | -0.7376 | -0.7786 | -0.8007 | -0.8215 | -0.8369 | -0.8474 | -0.8543 | -0.8583 | -0.8597 | -0.8617 | -0.8685 | -0.8718 | -0.8794 | -0.8856 | -0.8855 | -0.8934 | -0.8973 | -0.9021 | -0.9032 | -0.9049 | -0.9042 | -0.9024 | -0.8991 | -0.8955 | -0.8881 | -0.8798 | -0.8696 | -0.8603 | -0.8491 | -0.837 | -0.8239 | -0.8099 | -0.7948 | -0.779 | -0.7621 | -0.737
Northwest | Anchor-Retail | Peak | January | Space Heating | LDCEU/TDEF | Electric Load with Losses, Incl. Cogeneration | MW | -0.3336 | -0.4547 | -0.6695 | -1.5187 | -1.8145 | -1.8558 | -2.8933 | -3.5686 | -3.6159 | -3.9583 | -3.2685 | -3.7348 | -3.9897 | -4.1221 | -4.2611 | -3.8319 | -4.2864 | -3.2856 | -3.162 | -3.3819 | -3.3997 | -3.2136 | -3.112 | -3.0127 | -3.2549 | -3.2636 | -3.2821 | -3.3027 | -3.325 | -3.3473 | -3.3719 | -3.403 | -3.4472 | -3.4897 | -3.5435 | -3.5948 | -3.6393 | -3.6992 | -3.752 | -3.8087 | -3.8616 | -3.9139 | -3.9634 | -4.0121 | -4.0566 | -4.1022 | -4.1411 | -4.1762 | -4.2077 | -4.242 | -4.2702 | -4.2964 | -4.3209 | -4.3416 | -4.3608 | -4.3787 | -4.393 | -4.3851
Northwest | Anchor-Retail | Peak | January | Water Heating | LDCEU/TDEF | Electric Load with Losses, Incl. Cogeneration | MW | 0 | 0 | 0 | 0 | 0 | 0 | 0 | 0 | 0 | 0 | 0 | 0 | 0 | 0 | 0 | 0 | 0 | 0 | 0 | 0 | 0 | 0 | -0.0077 | -0.0162 | -0.0105 | -0.0021 | 0.0079 | 0.0188 | 0.0309 | 0.0439 | 0.0573 | 0.0715 | 0.0871 | 0.1025 | 0.1189 | 0.1355 | 0.1512 | 0.168 | 0.1845 | 0.2007 | 0.2159 | 0.2311 | 0.2456 | 0.2593 | 0.2728 | 0.2858 | 0.2975 | 0.3088 | 0.3193 | 0.3296 | 0.3393 | 0.3485 | 0.357 | 0.3653 | 0.373 | 0.38 | 0.3867 | 0.3908
Northwest | Anchor-Retail | Peak | January | Other Substitutables | LDCEU/TDEF | Electric Load with Losses, Incl. Cogeneration | MW | 0 | 0 | 0 | 0 | 0 | 0 | 0 | 0 | 0 | 0 | 0 | 0 | 0 | 0 | 0 | -0.0001 | 0 | -0.0003 | -0.0004 | -0.0004 | -0.0003 | -0.0003 | -0.0003 | -0.0003 | 0.0006 | 0.0016 | 0.0026 | 0.0036 | 0.0045 | 0.0055 | 0.0064 | 0.0072 | 0.0081 | 0.009 | 0.0098 | 0.0107 | 0.0114 | 0.0122 | 0.0129 | 0.0136 | 0.0142 | 0.0149 | 0.0154 | 0.0159 | 0.0164 | 0.0168 | 0.0171 | 0.0175 | 0.0177 | 0.018 | 0.0182 | 0.0184 | 0.0186 | 0.0187 | 0.0187 | 0.0188 | 0.0189 | 0.0188
Northwest | Anchor-Retail | Peak | January | Refrigeration | LDCEU/TDEF | Electric Load with Losses, Incl. Cogeneration | MW | 0 | 0 | 0 | 0 | 0 | 0 | 0 | 0 | 0 | 0 | 0 | 0 | -0.0001 | -0.0003 | -0.0005 | -0.0006 | -0.0007 | -0.0039 | -0.0065 | -0.0093 | -0.0126 | -0.0149 | -0.0181 | -0.0207 | -0.0223 | -0.0238 | -0.0252 | -0.0263 | -0.0275 | -0.0285 | -0.0294 | -0.0303 | -0.0313 | -0.0321 | -0.0331 | -0.0339 | -0.0347 | -0.0355 | -0.0362 | -0.0369 | -0.0376 | -0.0382 | -0.0388 | -0.0393 | -0.0398 | -0.0403 | -0.0407 | -0.0412 | -0.0415 | -0.0419 | -0.0423 | -0.0426 | -0.043 | -0.0433 | -0.0436 | -0.044 | -0.0443 | -0.0444
Northwest | Anchor-Retail | Peak | January | Lighting | LDCEU/TDEF | Electric Load with Losses, Incl. Cogeneration | MW | 0 | -1.583 | -4.281 | -4.3378 | -4.1585 | -3.9189 | -4.5368 | -4.6525 | -15.5241 | -26.5673 | -33.8528 | -35.6424 | -37.1237 | -35.6144 | -38.0205 | -41.2873 | -30.3187 | -26.0973 | -20.935 | -15.6658 | -12.9183 | -10.3899 | -8.8364 | -9.326 | -8.385 | -7.6627 | -7.1169 | -6.7169 | -6.3635 | -6.0487 | -5.7663 | -5.5146 | -5.2944 | -5.09 | -4.9089 | -4.7403 | -4.5741 | -4.4294 | -4.287 | -4.1523 | -4.0183 | -3.8896 | -3.7614 | -3.6348 | -3.5084 | -3.3836 | -3.2558 | -3.1281 | -2.9994 | -2.8723 | -2.7437 | -2.6146 | -2.4845 | -2.3535 | -2.2217 | -2.0887 | -1.9546 | -1.8137
Northwest | Anchor-Retail | Peak | January | Air Conditioning | LDCEU/TDEF | Electric Load with Losses, Incl. Cogeneration | MW | 0.0374 | 1.1292 | 1.8407 | 2.802 | 3.751 | 5.3335 | 4.451 | 5.2475 | 5.8407 | 7.0864 | 9.0911 | 8.3673 | 7.4848 | 7.0686 | 7.4141 | 7.98 | 7.1176 | 7.2058 | 7.2841 | 6.1676 | 5.6621 | 5.012 | 4.5504 | 4.0907 | 3.9842 | 3.5064 | 3.1053 | 2.7569 | 2.4606 | 2.2192 | 1.2213 | 0.3109 | -0.5316 | -1.2925 | -1.9991 | -2.6318 | -3.1992 | -3.7441 | -4.2248 | -4.6782 | -5.0955 | -5.4752 | -5.8277 | -6.1576 | -6.4543 | -6.7413 | -7.0056 | -7.2423 | -7.4634 | -7.683 | -7.8731 | -8.0555 | -8.1999 | -8.2001 | -8.1989 | -8.1961 | -8.1745 | -8.1129
Northwest | Anchor-Retail | Peak | January | Other Non-Substitutables | LDCEU/TDEF | Electric Load with Losses, Incl. Cogeneration | MW | 0 | 0 | 0 | 0 | 0 | 0 | 0 | 0 | 0 | 0 | 0 | 0 | -0.8193 | -1.7052 | -2.2319 | -2.8426 | -3.4206 | -3.3205 | -3.5194 | -3.7666 | -3.8587 | -3.753 | -3.5984 | -3.5231 | -3.6216 | -3.6956 | -3.7431 | -3.7685 | -3.7764 | -3.7695 | -3.7506 | -3.7248 | -3.699 | -3.6638 | -3.6301 | -3.5915 | -3.5423 | -3.5011 | -3.4534 | -3.4051 | -3.3515 | -3.2977 | -3.2404 | -3.1811 | -3.1196 | -3.0576 | -2.9909 | -2.9229 | -2.8528 | -2.7838 | -2.7127 | -2.6405 | -2.5674 | -2.4934 | -2.4185 | -2.3425 | -2.2659 | -2.1794
Northwest | Anchor-Retail | Peak | February | Space Heating | LDCEU/TDEF | Electric Load with Losses, Incl. Cogeneration | MW | -0.9539 | -1.391 | -1.8931 | -4.4706 | -5.2928 | -5.4372 | -8.6093 | -10.0884 | -10.7556 | -11.4286 | -10.1082 | -10.552 | -11.7866 | -12.7343 | -11.8063 | -10.7064 | -12.6048 | -9.7797 | -9.7187 | -9.9232 | -9.7273 | -9.842 | -8.8656 | -8.3922 | -9.4656 | -9.4879 | -9.5376 | -9.5937 | -9.6548 | -9.7155 | -9.7832 | -9.8692 | -9.992 | -10.1104 | -10.2612 | -10.4054 | -10.5296 | -10.6993 | -10.8478 | -11.0081 | -11.1574 | -11.3053 | -11.445 | -11.5827 | -11.7076 | -11.836 | -11.9452 | -12.0439 | -12.1318 | -12.2284 | -12.3076 | -12.381 | -12.4492 | -12.5067 | -12.5604 | -12.6097 | -12.6494 | -12.6259
Northwest | Anchor-Retail | Peak | February | Water Heating | LDCEU/TDEF | Electric Load with Losses, Incl. Cogeneration | MW | 0 | 0 | 0 | 0 | 0 | 0 | 0 | 0 | 0 | 0 | 0 | 0 | 0 | 0 | 0 | 0 | 0 | 0 | 0 | 0 | 0 | 0 | -0.0048 | -0.0101 | -0.0073 | -0.0014 | 0.0056 | 0.0133 | 0.0216 | 0.0308 | 0.0402 | 0.0501 | 0.061 | 0.0718 | 0.0832 | 0.0949 | 0.1058 | 0.1176 | 0.1292 | 0.1406 | 0.1511 | 0.1619 | 0.1719 | 0.1817 | 0.191 | 0.2001 | 0.2083 | 0.2162 | 0.2235 | 0.2308 | 0.2376 | 0.244 | 0.25 | 0.2557 | 0.2611 | 0.2661 | 0.2707 | 0.2735
Northwest | Anchor-Retail | Peak | February | Other Substitutables | LDCEU/TDEF | Electric Load with Losses, Incl. Cogeneration | MW | 0 | 0 | 0 | 0 | 0 | 0 | 0 | 0 | 0 | 0 | 0 | 0 | 0 | 0 | 0 | 0 | 0 | -0.0003 | -0.0004 | -0.0004 | -0.0003 | -0.0004 | -0.0003 | -0.0004 | 0.0006 | 0.0017 | 0.0027 | 0.0038 | 0.0047 | 0.0057 | 0.0066 | 0.0076 | 0.0085 | 0.0093 | 0.0103 | 0.0112 | 0.0119 | 0.0128 | 0.0134 | 0.0142 | 0.0148 | 0.0155 | 0.0161 | 0.0166 | 0.0171 | 0.0175 | 0.0179 | 0.0182 | 0.0185 | 0.0187 | 0.019 | 0.0192 | 0.0193 | 0.0194 | 0.0196 | 0.0197 | 0.0196 | 0.0197
Northwest | Anchor-Retail | Peak | February | Refrigeration | LDCEU/TDEF | Electric Load with Losses, Incl. Cogeneration | MW | 0 | 0 | 0 | 0 | 0 | 0 | 0 | 0 | 0 | 0 | 0 | 0 | -0.0001 | -0.0002 | -0.0004 | -0.0005 | -0.0006 | -0.0033 | -0.0054 | -0.0077 | -0.0105 | -0.0124 | -0.015 | -0.0173 | -0.0185 | -0.0198 | -0.021 | -0.0219 | -0.0229 | -0.0237 | -0.0246 | -0.0252 | -0.0261 | -0.0268 | -0.0276 | -0.0282 | -0.0289 | -0.0295 | -0.0301 | -0.0308 | -0.0313 | -0.0318 | -0.0322 | -0.0327 | -0.0331 | -0.0335 | -0.0339 | -0.0343 | -0.0345 | -0.0349 | -0.0352 | -0.0355 | -0.0358 | -0.036 | -0.0363 | -0.0366 | -0.0369 | -0.037
Northwest | Anchor-Retail | Peak | February | Lighting | LDCEU/TDEF | Electric Load with Losses, Incl. Cogeneration | MW | 0 | -1.1614 | -3.1786 | -3.2223 | -3.0922 | -2.916 | -3.3765 | -3.4636 | -11.58 | -19.8226 | -25.2632 | -26.5947 | -27.6985 | -26.5797 | -28.3951 | -30.8408 | -22.6435 | -19.48 | -15.6404 | -11.6881 | -9.6359 | -7.7507 | -6.5953 | -6.9425 | -6.2455 | -5.7113 | -5.308 | -5.013 | -4.7523 | -4.5197 | -4.3109 | -4.1245 | -3.9613 | -3.8097 | -3.6751 | -3.5499 | -3.4262 | -3.3184 | -3.2124 | -3.1119 | -3.0118 | -2.9158 | -2.82 | -2.7253 | -2.6307 | -2.5372 | -2.4416 | -2.3459 | -2.2495 | -2.1543 | -2.0579 | -1.9611 | -1.8636 | -1.7655 | -1.6667 | -1.567 | -1.4666 | -1.361
Northwest | Anchor-Retail | Peak | February | Air Conditioning | LDCEU/TDEF | Electric Load with Losses, Incl. Cogeneration | MW | 0.0023 | 0.0706 | 0.1153 | 0.1758 | 0.2351 | 0.3341 | 0.2793 | 0.3295 | 0.3669 | 0.4448 | 0.5701 | 0.5249 | 0.47 | 0.4443 | 0.4657 | 0.5003 | 0.4465 | 0.4523 | 0.4566 | 0.3868 | 0.3551 | 0.3143 | 0.2854 | 0.2564 | 0.2495 | 0.2194 | 0.1941 | 0.1721 | 0.1533 | 0.1382 | 0.0753 | 0.0179 | -0.0352 | -0.0831 | -0.1277 | -0.1676 | -0.2034 | -0.2378 | -0.2681 | -0.2968 | -0.3231 | -0.3471 | -0.3693 | -0.3901 | -0.4089 | -0.427 | -0.4437 | -0.4587 | -0.4727 | -0.4867 | -0.4987 | -0.5103 | -0.5193 | -0.5194 | -0.5193 | -0.5192 | -0.5178 | -0.514
Northwest | Anchor-Retail | Peak | February | Other Non-Substitutables | LDCEU/TDEF | Electric Load with Losses, Incl. Cogeneration | MW | 0 | 0 | 0 | 0 | 0 | 0 | 0 | 0 | 0 | 0 | 0 | 0 | -0.6019 | -1.2545 | -1.6382 | -2.0849 | -2.5159 | -2.4307 | -2.5788 | -2.7624 | -2.8301 | -2.7537 | -2.6405 | -2.5856 | -2.6579 | -2.7123 | -2.7473 | -2.766 | -2.7719 | -2.7669 | -2.7531 | -2.7341 | -2.7152 | -2.6894 | -2.6647 | -2.6363 | -2.6002 | -2.5701 | -2.535 | -2.4996 | -2.4602 | -2.4208 | -2.3787 | -2.3353 | -2.2901 | -2.2445 | -2.1956 | -2.1456 | -2.0941 | -2.0435 | -1.9913 | -1.9383 | -1.8847 | -1.8303 | -1.7753 | -1.7196 | -1.6633 | -1.5998
Northwest | Anchor-Retail | Peak | March | Space Heating | LDCEU/TDEF | Electric Load with Losses, Incl. Cogeneration | MW | -0.4273 | -0.6314 | -0.9811 | -2.134 | -2.6343 | -2.7566 | -4.4066 | -5.2269 | -5.1318 | -6.0141 | -4.8681 | -4.9504 | -5.4973 | -6.3881 | -5.6116 | -5.7674 | -6.4862 | -5.1389 | -4.7679 | -5.1619 | -4.7265 | -4.6579 | -4.2847 | -4.2737 | -4.6037 | -4.612 | -4.6327 | -4.6566 | -4.683 | -4.7093 | -4.739 | -4.7772 | -4.8323 | -4.8857 | -4.9546 | -5.0208 | -5.0775 | -5.1562 | -5.2249 | -5.2993 | -5.3684 | -5.4375 | -5.5024 | -5.5665 | -5.6242 | -5.6836 | -5.734 | -5.7796 | -5.8201 | -5.8652 | -5.9018 | -5.9357 | -5.9673 | -5.9936 | -6.0183 | -6.0409 | -6.0589 | -6.0474
Northwest | Anchor-Retail | Peak | March | Water Heating | LDCEU/TDEF | Electric Load with Losses, Incl. Cogeneration | MW | 0 | 0 | 0 | 0 | 0 | 0 | 0 | 0 | 0 | 0 | 0 | 0 | 0 | 0 | 0 | 0 | 0 | 0 | 0 | 0 | 0 | 0 | -0.0043 | -0.0095 | -0.0063 | -0.0014 | 0.0046 | 0.0111 | 0.0181 | 0.0258 | 0.0338 | 0.0421 | 0.0513 | 0.0605 | 0.0701 | 0.08 | 0.0892 | 0.0992 | 0.1089 | 0.1185 | 0.1275 | 0.1365 | 0.1451 | 0.1532 | 0.1612 | 0.1688 | 0.1757 | 0.1824 | 0.1886 | 0.1948 | 0.2005 | 0.2059 | 0.211 | 0.2158 | 0.2204 | 0.2246 | 0.2286 | 0.2311
Northwest | Anchor-Retail | Peak | March | Other Substitutables | LDCEU/TDEF | Electric Load with Losses, Incl. Cogeneration | MW | 0 | 0 | 0 | 0 | 0 | 0 | 0 | 0 | 0 | 0 | 0 | 0 | 0 | 0 | 0 | 0 | 0 | -0.0003 | -0.0004 | -0.0004 | -0.0003 | -0.0004 | -0.0004 | -0.0004 | 0.0006 | 0.0017 | 0.0027 | 0.0038 | 0.0047 | 0.0057 | 0.0066 | 0.0076 | 0.0085 | 0.0093 | 0.0103 | 0.0112 | 0.0119 | 0.0128 | 0.0135 | 0.0142 | 0.0148 | 0.0155 | 0.0161 | 0.0166 | 0.0171 | 0.0175 | 0.0179 | 0.0182 | 0.0185 | 0.0188 | 0.019 | 0.0192 | 0.0193 | 0.0195 | 0.0196 | 0.0197 | 0.0196 | 0.0197
Northwest | Anchor-Retail | Peak | March | Refrigeration | LDCEU/TDEF | Electric Load with Losses, Incl. Cogeneration | MW | 0 | 0 | 0 | 0 | 0 | 0 | 0 | 0 | 0 | 0 | 0 | 0 | -0.0001 | -0.0003 | -0.0005 | -0.0005 | -0.0006 | -0.0032 | -0.0053 | -0.0077 | -0.0104 | -0.0123 | -0.0149 | -0.0171 | -0.0184 | -0.0196 | -0.0207 | -0.0218 | -0.0227 | -0.0235 | -0.0243 | -0.025 | -0.0259 | -0.0265 | -0.0273 | -0.028 | -0.0286 | -0.0293 | -0.0299 | -0.0305 | -0.031 | -0.0315 | -0.032 | -0.0324 | -0.0328 | -0.0333 | -0.0336 | -0.034 | -0.0342 | -0.0346 | -0.0349 | -0.0352 | -0.0355 | -0.0358 | -0.036 | -0.0363 | -0.0365 | -0.0366
Northwest | Anchor-Retail | Peak | March | Lighting | LDCEU/TDEF | Electric Load with Losses, Incl. Cogeneration | MW | 0 | -1.1863 | -3.2577 | -3.3029 | -3.1704 | -2.9904 | -3.4629 | -3.5524 | -11.8839 | -20.3443 | -25.9295 | -27.2949 | -28.4271 | -27.281 | -29.15 | -31.6623 | -23.2453 | -19.9943 | -16.0574 | -11.9952 | -9.8884 | -7.9535 | -6.7632 | -7.1102 | -6.3978 | -5.852 | -5.4403 | -5.1394 | -4.8732 | -4.6359 | -4.4224 | -4.232 | -4.0652 | -3.9101 | -3.7726 | -3.6443 | -3.5177 | -3.4072 | -3.2986 | -3.1956 | -3.093 | -2.9943 | -2.8961 | -2.7989 | -2.7018 | -2.6059 | -2.5078 | -2.4094 | -2.3104 | -2.2126 | -2.1137 | -2.0143 | -1.9141 | -1.8133 | -1.7117 | -1.6093 | -1.5061 | -1.3977
Northwest | Anchor-Retail | Peak | March | Air Conditioning | LDCEU/TDEF | Electric Load with Losses, Incl. Cogeneration | MW | 0.0054 | 0.1619 | 0.2645 | 0.4032 | 0.5393 | 0.7661 | 0.6409 | 0.7562 | 0.8415 | 1.0206 | 1.3069 | 1.204 | 1.0777 | 1.0185 | 1.0673 | 1.1469 | 1.0238 | 1.0374 | 1.0466 | 0.8868 | 0.8142 | 0.7208 | 0.654 | 0.5877 | 0.5719 | 0.5028 | 0.4447 | 0.3941 | 0.3512 | 0.3161 | 0.1718 | 0.0403 | -0.0817 | -0.1918 | -0.294 | -0.3856 | -0.4678 | -0.5467 | -0.6163 | -0.682 | -0.7425 | -0.7976 | -0.8487 | -0.8966 | -0.9397 | -0.9814 | -1.0198 | -1.0542 | -1.0863 | -1.1182 | -1.1459 | -1.1725 | -1.1936 | -1.1937 | -1.1935 | -1.1932 | -1.1901 | -1.1813
Northwest | Anchor-Retail | Peak | March | Other Non-Substitutables | LDCEU/TDEF | Electric Load with Losses, Incl. Cogeneration | MW | 0 | 0 | 0 | 0 | 0 | 0 | 0 | 0 | 0 | 0 | 0 | 0 | -0.596 | -1.243 | -1.6222 | -2.0638 | -2.492 | -2.4047 | -2.5527 | -2.7353 | -2.803 | -2.7269 | -2.6147 | -2.5611 | -2.6327 | -2.6867 | -2.7213 | -2.7398 | -2.7456 | -2.7408 | -2.7271 | -2.7083 | -2.6895 | -2.664 | -2.6395 | -2.6115 | -2.5757 | -2.5458 | -2.511 | -2.476 | -2.4369 | -2.3979 | -2.3562 | -2.3131 | -2.2683 | -2.2232 | -2.1747 | -2.1252 | -2.0741 | -2.024 | -1.9722 | -1.9198 | -1.8666 | -1.8127 | -1.7583 | -1.7031 | -1.6473 | -1.5845
Northwest | Anchor-Retail | Peak | April | Space Heating | LDCEU/TDEF | Electric Load with Losses, Incl. Cogeneration | MW | -0.4555 | -0.6484 | -1.0231 | -2.1311 | -2.6943 | -2.8161 | -4.4252 | -4.8411 | -5.5474 | -5.6922 | -5.2973 | -4.9468 | -5.8005 | -6.0865 | -6.0397 | -5.9912 | -6.3951 | -5.3864 | -5.1068 | -4.8544 | -4.8601 | -4.7802 | -4.8564 | -4.0418 | -4.6902 | -4.7003 | -4.7238 | -4.7505 | -4.7798 | -4.8088 | -4.8414 | -4.8829 | -4.9424 | -5 | -5.0734 | -5.1438 | -5.2044 | -5.2875 | -5.3602 | -5.4387 | -5.5117 | -5.5843 | -5.653 | -5.7206 | -5.7818 | -5.8447 | -5.8982 | -5.9467 | -5.99 | -6.0375 | -6.0765 | -6.1127 | -6.1463 | -6.1746 | -6.2011 | -6.2254 | -6.2449 | -6.2334
Northwest | Anchor-Retail | Peak | April | Water Heating | LDCEU/TDEF | Electric Load with Losses, Incl. Cogeneration | MW | 0 | 0 | 0 | 0 | 0 | 0 | 0 | 0 | 0 | 0 | 0 | 0 | 0 | 0 | 0 | 0 | 0 | 0 | 0 | 0 | 0 | 0 | -0.0042 | -0.0065 | -0.0052 | -0.0013 | 0.0035 | 0.0088 | 0.0145 | 0.0206 | 0.0271 | 0.0339 | 0.0414 | 0.0487 | 0.0564 | 0.0645 | 0.0719 | 0.0799 | 0.0878 | 0.0956 | 0.1028 | 0.1102 | 0.1171 | 0.1237 | 0.1301 | 0.1363 | 0.142 | 0.1474 | 0.1524 | 0.1574 | 0.1621 | 0.1664 | 0.1705 | 0.1745 | 0.1782 | 0.1816 | 0.1849 | 0.1868
Northwest | Anchor-Retail | Peak | April | Other Substitutables | LDCEU/TDEF | Electric Load with Losses, Incl. Cogeneration | MW | 0 | 0 | 0 | 0 | 0 | 0 | 0 | 0 | 0 | 0 | 0 | 0 | 0 | 0 | 0 | -0.0001 | 0 | -0.0004 | -0.0004 | -0.0004 | -0.0004 | -0.0003 | -0.0004 | -0.0003 | 0.0007 | 0.0017 | 0.0027 | 0.0038 | 0.0047 | 0.0056 | 0.0065 | 0.0075 | 0.0084 | 0.0093 | 0.0102 | 0.0111 | 0.0118 | 0.0127 | 0.0134 | 0.0141 | 0.0147 | 0.0153 | 0.0159 | 0.0165 | 0.017 | 0.0173 | 0.0177 | 0.0181 | 0.0183 | 0.0187 | 0.0188 | 0.019 | 0.0192 | 0.0193 | 0.0194 | 0.0195 | 0.0195 | 0.0195
Northwest | Anchor-Retail | Peak | April | Refrigeration | LDCEU/TDEF | Electric Load with Losses, Incl. Cogeneration | MW | 0 | 0 | 0 | 0 | 0 | 0 | 0 | 0 | 0 | 0 | 0 | 0 | -0.0001 | -0.0003 | -0.0004 | -0.0005 | -0.0006 | -0.003 | -0.005 | -0.0072 | -0.0097 | -0.0115 | -0.014 | -0.016 | -0.0172 | -0.0183 | -0.0194 | -0.0204 | -0.0212 | -0.022 | -0.0227 | -0.0234 | -0.0242 | -0.0248 | -0.0255 | -0.0261 | -0.0267 | -0.0274 | -0.028 | -0.0285 | -0.029 | -0.0295 | -0.0299 | -0.0302 | -0.0306 | -0.0311 | -0.0314 | -0.0317 | -0.032 | -0.0323 | -0.0326 | -0.0329 | -0.0331 | -0.0334 | -0.0337 | -0.0339 | -0.0342 | -0.0343
Northwest | Anchor-Retail | Peak | April | Lighting | LDCEU/TDEF | Electric Load with Losses, Incl. Cogeneration | MW | 0 | -1.2015 | -3.305 | -3.351 | -3.217 | -3.0347 | -3.5142 | -3.6051 | -12.0638 | -20.6529 | -26.3236 | -27.7092 | -28.8576 | -27.6943 | -29.5937 | -32.1451 | -23.5984 | -20.2962 | -16.3001 | -12.1709 | -10.0303 | -8.0649 | -6.849 | -7.1918 | -6.4687 | -5.9142 | -5.4954 | -5.189 | -4.9181 | -4.6766 | -4.4598 | -4.2664 | -4.0972 | -3.9399 | -3.8005 | -3.6707 | -3.5426 | -3.431 | -3.3212 | -3.2173 | -3.1137 | -3.0144 | -2.9154 | -2.8175 | -2.7198 | -2.6232 | -2.5244 | -2.4256 | -2.326 | -2.2277 | -2.1282 | -2.0282 | -1.9276 | -1.8263 | -1.7243 | -1.6214 | -1.5176 | -1.4087
Northwest | Anchor-Retail | Peak | April | Air Conditioning | LDCEU/TDEF | Electric Load with Losses, Incl. Cogeneration | MW | 0.0066 | 0.2013 | 0.329 | 0.5013 | 0.6704 | 0.9521 | 0.7957 | 0.9378 | 1.0437 | 1.2668 | 1.6242 | 1.497 | 1.3385 | 1.2646 | 1.3255 | 1.4253 | 1.2719 | 1.2894 | 1.3004 | 1.1016 | 1.0111 | 0.8948 | 0.8116 | 0.7292 | 0.7108 | 0.6257 | 0.5542 | 0.4921 | 0.4393 | 0.3963 | 0.2184 | 0.0562 | -0.0939 | -0.2295 | -0.3553 | -0.4681 | -0.5693 | -0.6663 | -0.752 | -0.8328 | -0.9071 | -0.9748 | -1.0376 | -1.0964 | -1.1492 | -1.2004 | -1.2474 | -1.2896 | -1.329 | -1.3681 | -1.402 | -1.4345 | -1.4601 | -1.4602 | -1.4601 | -1.4596 | -1.4557 | -1.4447
Northwest | Anchor-Retail | Peak | April | Other Non-Substitutables | LDCEU/TDEF | Electric Load with Losses, Incl. Cogeneration | MW | 0 | 0 | 0 | 0 | 0 | 0 | 0 | 0 | 0 | 0 | 0 | 0 | -0.5873 | -1.226 | -1.5983 | -2.0305 | -2.4544 | -2.365 | -2.51 | -2.6931 | -2.7577 | -2.681 | -2.5684 | -2.5136 | -2.5841 | -2.6372 | -2.6712 | -2.6895 | -2.6953 | -2.6906 | -2.6772 | -2.6588 | -2.6404 | -2.6154 | -2.5913 | -2.5638 | -2.5286 | -2.4994 | -2.4653 | -2.4309 | -2.3927 | -2.3544 | -2.3134 | -2.2712 | -2.2273 | -2.1831 | -2.1355 | -2.087 | -2.037 | -1.9878 | -1.9371 | -1.8856 | -1.8335 | -1.7807 | -1.7273 | -1.6732 | -1.6185 | -1.5569
Northwest | Anchor-Retail | Peak | May | Space Heating | LDCEU/TDEF | Electric Load with Losses, Incl. Cogeneration | MW | -0.1664 | -0.2535 | -0.385 | -1.0128 | -0.8871 | -1.2958 | -2.0391 | -2.1522 | -2.0035 | -2.5752 | -2.1873 | -2.1206 | -2.2325 | -2.4015 | -2.5197 | -2.3003 | -2.502 | -2.5968 | -2.4218 | -2.1631 | -1.9392 | -1.8518 | -1.8387 | -1.6456 | -1.8784 | -1.8799 | -1.8862 | -1.8939 | -1.9027 | -1.9115 | -1.9219 | -1.9357 | -1.9555 | -1.9751 | -2.0009 | -2.0259 | -2.0471 | -2.0774 | -2.1037 | -2.1323 | -2.1591 | -2.186 | -2.2115 | -2.2366 | -2.2591 | -2.282 | -2.3016 | -2.3193 | -2.3353 | -2.3531 | -2.3674 | -2.3808 | -2.3932 | -2.4036 | -2.4133 | -2.4223 | -2.4294 | -2.4249
Northwest | Anchor-Retail | Peak | May | Water Heating | LDCEU/TDEF | Electric Load with Losses, Incl. Cogeneration | MW | 0 | 0 | 0 | 0 | 0 | 0 | 0 | 0 | 0 | 0 | 0 | 0 | 0 | 0 | 0 | 0 | 0 | 0 | 0 | 0 | 0 | 0 | -0.0027 | -0.0055 | -0.0041 | -0.0012 | 0.0023 | 0.0061 | 0.0103 | 0.0149 | 0.0196 | 0.0245 | 0.03 | 0.0353 | 0.041 | 0.0468 | 0.0523 | 0.0581 | 0.0639 | 0.0695 | 0.0748 | 0.0802 | 0.0853 | 0.0901 | 0.0948 | 0.0994 | 0.1035 | 0.1075 | 0.1112 | 0.1148 | 0.1182 | 0.1214 | 0.1245 | 0.1274 | 0.1301 | 0.1326 | 0.1351 | 0.1365
Northwest | Anchor-Retail | Peak | May | Other Substitutables | LDCEU/TDEF | Electric Load with Losses, Incl. Cogeneration | MW | 0 | 0 | 0 | 0 | 0 | 0 | 0 | 0 | 0 | 0 | 0 | 0 | 0 | 0 | 0 | 0 | -0.0001 | -0.0003 | -0.0004 | -0.0003 | -0.0003 | -0.0003 | -0.0003 | -0.0003 | 0.0006 | 0.0016 | 0.0026 | 0.0036 | 0.0046 | 0.0056 | 0.0065 | 0.0073 | 0.0083 | 0.0092 | 0.01 | 0.0109 | 0.0117 | 0.0124 | 0.0131 | 0.0139 | 0.0145 | 0.0151 | 0.0157 | 0.0162 | 0.0167 | 0.0171 | 0.0175 | 0.0178 | 0.0181 | 0.0184 | 0.0186 | 0.0187 | 0.0189 | 0.019 | 0.0191 | 0.0192 | 0.0193 | 0.0192
Northwest | Anchor-Retail | Peak | May | Refrigeration | LDCEU/TDEF | Electric Load with Losses, Incl. Cogeneration | MW | 0 | 0 | 0 | 0 | 0 | 0 | 0 | 0 | 0 | 0 | 0 | 0 | -0.0001 | -0.0001 | -0.0002 | -0.0003 | -0.0003 | -0.002 | -0.0033 | -0.0048 | -0.0065 | -0.0077 | -0.0093 | -0.0107 | -0.0115 | -0.0123 | -0.0129 | -0.0136 | -0.0141 | -0.0146 | -0.0152 | -0.0156 | -0.0162 | -0.0166 | -0.017 | -0.0175 | -0.0179 | -0.0183 | -0.0187 | -0.0191 | -0.0193 | -0.0196 | -0.02 | -0.0202 | -0.0205 | -0.0207 | -0.021 | -0.0212 | -0.0214 | -0.0216 | -0.0218 | -0.022 | -0.0221 | -0.0223 | -0.0225 | -0.0227 | -0.0228 | -0.0229
Northwest | Anchor-Retail | Peak | May | Lighting | LDCEU/TDEF | Electric Load with Losses, Incl. Cogeneration | MW | 0 | -1.2928 | -3.49 | -3.5361 | -3.3893 | -3.1937 | -3.6972 | -3.7914 | -12.6469 | -21.6425 | -27.5767 | -29.0353 | -30.2407 | -29.0079 | -30.9633 | -33.6237 | -24.6902 | -21.2542 | -17.0437 | -12.7482 | -10.5062 | -8.4441 | -7.1777 | -7.5766 | -6.8025 | -6.2066 | -5.7547 | -5.4218 | -5.1285 | -4.8679 | -4.6349 | -4.4277 | -4.2467 | -4.0792 | -3.931 | -3.7935 | -3.6587 | -3.5412 | -3.4261 | -3.3174 | -3.2097 | -3.1063 | -3.0036 | -2.9024 | -2.8015 | -2.7018 | -2.5999 | -2.4981 | -2.3956 | -2.2945 | -2.1921 | -2.0895 | -1.9861 | -1.882 | -1.7772 | -1.6716 | -1.5651 | -1.4532
Northwest | Anchor-Retail | Peak | May | Air Conditioning | LDCEU/TDEF | Electric Load with Losses, Incl. Cogeneration | MW | 0.0223 | 0.6492 | 1.0676 | 1.5424 | 2.2849 | 2.9369 | 2.4395 | 2.89 | 3.3913 | 3.8837 | 5.0273 | 4.7667 | 4.3108 | 4.0688 | 4.1352 | 4.4248 | 3.9564 | 3.9625 | 4.008 | 3.4158 | 3.1123 | 2.825 | 2.5575 | 2.3306 | 2.25 | 1.9879 | 1.7682 | 1.5777 | 1.4161 | 1.2848 | 0.7352 | 0.234 | -0.2286 | -0.6465 | -1.0339 | -1.3807 | -1.6916 | -1.9895 | -2.2522 | -2.4996 | -2.7273 | -2.9343 | -3.1263 | -3.3059 | -3.4669 | -3.6223 | -3.7652 | -3.8931 | -4.0124 | -4.1308 | -4.2328 | -4.3305 | -4.4077 | -4.4069 | -4.4055 | -4.4031 | -4.3904 | -4.3564
Northwest | Anchor-Retail | Peak | May | Other Non-Substitutables | LDCEU/TDEF | Electric Load with Losses, Incl. Cogeneration | MW | 0 | 0 | 0 | 0 | 0 | 0 | 0 | 0 | 0 | 0 | 0 | 0 | -0.5648 | -1.1762 | -1.5368 | -1.9528 | -2.3538 | -2.2815 | -2.413 | -2.5892 | -2.6457 | -2.5704 | -2.4595 | -2.4018 | -2.4692 | -2.5198 | -2.5524 | -2.57 | -2.5755 | -2.571 | -2.5583 | -2.5409 | -2.5232 | -2.4992 | -2.4763 | -2.4499 | -2.4164 | -2.3884 | -2.3558 | -2.323 | -2.2865 | -2.2501 | -2.2111 | -2.1709 | -2.129 | -2.0869 | -2.0416 | -1.9954 | -1.9477 | -1.9009 | -1.8526 | -1.8036 | -1.7539 | -1.7036 | -1.6528 | -1.6012 | -1.5491 | -1.4904
Northwest | Anchor-Retail | Peak | June | Space Heating | LDCEU/TDEF | Electric Load with Losses, Incl. Cogeneration | MW | -0.0128 | -0.0179 | -0.025 | -0.0566 | -0.0691 | -0.0695 | -0.1201 | -0.1123 | -0.1541 | -0.1283 | -0.1026 | -0.1174 | -0.1644 | -0.1295 | -0.1586 | -0.1695 | -0.14 | -0.1602 | -0.1407 | -0.1471 | -0.1108 | -0.1257 | -0.0767 | -0.0938 | -0.1095 | -0.1096 | -0.1099 | -0.1104 | -0.1109 | -0.1114 | -0.112 | -0.1128 | -0.114 | -0.1151 | -0.1166 | -0.1181 | -0.1193 | -0.1212 | -0.1227 | -0.1244 | -0.126 | -0.1276 | -0.1291 | -0.1306 | -0.132 | -0.1334 | -0.1345 | -0.1356 | -0.1366 | -0.1376 | -0.1385 | -0.1393 | -0.1401 | -0.1408 | -0.1414 | -0.1419 | -0.1424 | -0.1421
Northwest | Anchor-Retail | Peak | June | Water Heating | LDCEU/TDEF | Electric Load with Losses, Incl. Cogeneration | MW | 0 | 0 | 0 | 0 | 0 | 0 | 0 | 0 | 0 | 0 | 0 | 0 | 0 | 0 | 0 | 0 | 0 | 0 | 0 | 0 | 0 | 0 | -0.0015 | -0.0042 | -0.0031 | -0.0011 | 0.0013 | 0.0039 | 0.0067 | 0.0098 | 0.0131 | 0.0164 | 0.0202 | 0.0238 | 0.0277 | 0.0316 | 0.0354 | 0.0394 | 0.0433 | 0.0471 | 0.0508 | 0.0544 | 0.0579 | 0.0613 | 0.0645 | 0.0676 | 0.0704 | 0.0731 | 0.0757 | 0.0781 | 0.0805 | 0.0828 | 0.0849 | 0.0869 | 0.0888 | 0.0905 | 0.0922 | 0.0932
Northwest | Anchor-Retail | Peak | June | Other Substitutables | LDCEU/TDEF | Electric Load with Losses, Incl. Cogeneration | MW | 0 | 0 | 0 | 0 | 0 | 0 | 0 | 0 | 0 | 0 | 0 | 0 | 0 | 0 | 0 | -0.0001 | -0.0001 | -0.0003 | -0.0003 | -0.0003 | -0.0003 | -0.0003 | -0.0003 | -0.0003 | 0.0005 | 0.0015 | 0.0023 | 0.0031 | 0.0039 | 0.0047 | 0.0055 | 0.0063 | 0.007 | 0.0079 | 0.0086 | 0.0093 | 0.01 | 0.0106 | 0.0112 | 0.0119 | 0.0124 | 0.013 | 0.0134 | 0.0139 | 0.0143 | 0.0146 | 0.0149 | 0.0152 | 0.0155 | 0.0157 | 0.0159 | 0.0161 | 0.0162 | 0.0163 | 0.0164 | 0.0165 | 0.0164 | 0.0164
Northwest | Anchor-Retail | Peak | June | Refrigeration | LDCEU/TDEF | Electric Load with Losses, Incl. Cogeneration | MW | 0 | 0 | 0 | 0 | 0 | 0 | 0 | 0 | 0 | 0 | 0 | 0 | -0.0001 | -0.0001 | -0.0002 | -0.0002 | -0.0002 | -0.0014 | -0.0022 | -0.0031 | -0.0043 | -0.0051 | -0.0061 | -0.007 | -0.0076 | -0.0081 | -0.0085 | -0.009 | -0.0093 | -0.0097 | -0.0099 | -0.0102 | -0.0106 | -0.011 | -0.0112 | -0.0115 | -0.0117 | -0.012 | -0.0123 | -0.0126 | -0.0128 | -0.0129 | -0.0131 | -0.0133 | -0.0135 | -0.0136 | -0.0138 | -0.0139 | -0.014 | -0.0142 | -0.0143 | -0.0145 | -0.0145 | -0.0147 | -0.0148 | -0.0149 | -0.0151 | -0.015
Northwest | Anchor-Retail | Peak | June | Lighting | LDCEU/TDEF | Electric Load with Losses, Incl. Cogeneration | MW | 0 | -1.4283 | -3.7651 | -3.8111 | -3.6454 | -3.4303 | -3.9695 | -4.0682 | -13.5141 | -23.1144 | -29.4407 | -31.0077 | -32.2966 | -30.9594 | -32.9972 | -35.8192 | -26.31 | -22.6748 | -18.144 | -13.5987 | -11.2038 | -8.9954 | -7.6357 | -8.1035 | -7.2546 | -6.5977 | -6.0963 | -5.7232 | -5.3962 | -5.1072 | -4.8499 | -4.6226 | -4.4243 | -4.2422 | -4.0816 | -3.9335 | -3.7893 | -3.6638 | -3.5418 | -3.427 | -3.3137 | -3.2056 | -3.0985 | -2.9934 | -2.8888 | -2.7857 | -2.6805 | -2.5755 | -2.4701 | -2.3661 | -2.261 | -2.1556 | -2.0495 | -1.9427 | -1.8353 | -1.7271 | -1.618 | -1.5032
Northwest | Anchor-Retail | Peak | June | Air Conditioning | LDCEU/TDEF | Electric Load with Losses, Incl. Cogeneration | MW | 0.2112 | 6.2874 | 10.5955 | 15.7371 | 20.9828 | 29.9587 | 24.5957 | 32.0159 | 31.7849 | 41.3806 | 54.8115 | 49.3788 | 41.1116 | 43.007 | 42.2678 | 43.8796 | 41.4021 | 39.9492 | 39.7398 | 33.5674 | 32.1425 | 27.2292 | 29.1086 | 23.7162 | 23.1746 | 20.6192 | 18.4834 | 16.6365 | 15.076 | 13.8163 | 8.4145 | 3.493 | -1.0313 | -5.1166 | -8.8951 | -12.2742 | -15.2982 | -18.1889 | -20.7331 | -23.1227 | -25.3207 | -27.3161 | -29.1628 | -30.8892 | -32.4284 | -33.9048 | -35.2642 | -36.4726 | -37.6036 | -38.7187 | -39.672 | -40.5829 | -41.2978 | -41.2761 | -41.2478 | -41.2114 | -41.0718 | -40.7354
Northwest | Anchor-Retail | Peak | June | Other Non-Substitutables | LDCEU/TDEF | Electric Load with Losses, Incl. Cogeneration | MW | 0 | 0 | 0 | 0 | 0 | 0 | 0 | 0 | 0 | 0 | 0 | 0 | -0.6007 | -1.2477 | -1.634 | -2.0732 | -2.4903 | -2.4322 | -2.5594 | -2.7511 | -2.801 | -2.7153 | -2.5907 | -2.5199 | -2.591 | -2.6441 | -2.6784 | -2.6969 | -2.7028 | -2.6981 | -2.6848 | -2.6668 | -2.6481 | -2.6232 | -2.5989 | -2.5714 | -2.5362 | -2.5068 | -2.4727 | -2.4384 | -2.4001 | -2.362 | -2.3214 | -2.2796 | -2.236 | -2.1919 | -2.1447 | -2.0964 | -2.0468 | -1.9979 | -1.9475 | -1.8964 | -1.8446 | -1.7923 | -1.7392 | -1.6854 | -1.6311 | -1.5696
Northwest | Anchor-Retail | Peak | July | Space Heating | LDCEU/TDEF | Electric Load with Losses, Incl. Cogeneration | MW | -0.0081 | -0.0062 | -0.0094 | -0.0188 | -0.0285 | -0.0223 | -0.0541 | -0.0605 | -0.0652 | -0.0508 | -0.0416 | -0.0444 | -0.0529 | -0.054 | -0.0514 | -0.0588 | -0.0531 | -0.0627 | -0.067 | -0.0572 | -0.042 | -0.0369 | -0.0369 | -0.0503 | -0.0473 | -0.0474 | -0.0477 | -0.0479 | -0.0482 | -0.0485 | -0.0488 | -0.0492 | -0.0498 | -0.0503 | -0.0511 | -0.0518 | -0.0524 | -0.0533 | -0.054 | -0.0548 | -0.0555 | -0.0562 | -0.057 | -0.0577 | -0.0583 | -0.059 | -0.0595 | -0.0601 | -0.0605 | -0.061 | -0.0614 | -0.0618 | -0.0622 | -0.0625 | -0.0628 | -0.063 | -0.0633 | -0.0632
Northwest | Anchor-Retail | Peak | July | Water Heating | LDCEU/TDEF | Electric Load with Losses, Incl. Cogeneration | MW | 0 | 0 | 0 | 0 | 0 | 0 | 0 | 0 | 0 | 0 | 0 | 0 | 0 | 0 | 0 | 0 | 0 | 0 | 0 | 0 | 0 | 0 | -0.001 | -0.0027 | -0.0018 | -0.0006 | 0.0008 | 0.0023 | 0.004 | 0.0057 | 0.0076 | 0.0096 | 0.0117 | 0.0138 | 0.0161 | 0.0184 | 0.0205 | 0.0228 | 0.0251 | 0.0273 | 0.0294 | 0.0315 | 0.0335 | 0.0354 | 0.0374 | 0.0391 | 0.0408 | 0.0424 | 0.0438 | 0.0453 | 0.0467 | 0.0479 | 0.0492 | 0.0503 | 0.0514 | 0.0524 | 0.0533 | 0.054
Northwest | Anchor-Retail | Peak | July | Other Substitutables | LDCEU/TDEF | Electric Load with Losses, Incl. Cogeneration | MW | 0 | 0 | 0 | 0 | 0 | 0 | 0 | 0 | 0 | 0 | 0 | 0 | 0 | 0 | 0 | 0 | 0 | -0.0002 | -0.0002 | -0.0002 | -0.0003 | -0.0002 | -0.0003 | -0.0002 | 0.0004 | 0.0011 | 0.0019 | 0.0025 | 0.0033 | 0.0039 | 0.0046 | 0.0052 | 0.0058 | 0.0065 | 0.0071 | 0.0077 | 0.0082 | 0.0088 | 0.0093 | 0.0099 | 0.0103 | 0.0107 | 0.0112 | 0.0114 | 0.0118 | 0.0121 | 0.0123 | 0.0126 | 0.0128 | 0.013 | 0.0131 | 0.0133 | 0.0134 | 0.0134 | 0.0135 | 0.0136 | 0.0136 | 0.0135
Northwest | Anchor-Retail | Peak | July | Refrigeration | LDCEU/TDEF | Electric Load with Losses, Incl. Cogeneration | MW | 0 | 0 | 0 | 0 | 0 | 0 | 0 | 0 | 0 | 0 | 0 | 0 | -0.0001 | 0 | -0.0001 | -0.0002 | -0.0003 | -0.0013 | -0.002 | -0.0029 | -0.004 | -0.0046 | -0.0057 | -0.0065 | -0.007 | -0.0075 | -0.0079 | -0.0083 | -0.0087 | -0.009 | -0.0092 | -0.0095 | -0.0099 | -0.0101 | -0.0104 | -0.0107 | -0.0109 | -0.0112 | -0.0114 | -0.0117 | -0.0119 | -0.0121 | -0.0123 | -0.0124 | -0.0125 | -0.0127 | -0.0128 | -0.0129 | -0.0131 | -0.0132 | -0.0133 | -0.0134 | -0.0136 | -0.0136 | -0.0138 | -0.0139 | -0.0139 | -0.014
Northwest | Anchor-Retail | Peak | July | Lighting | LDCEU/TDEF | Electric Load with Losses, Incl. Cogeneration | MW | 0 | -1.2159 | -3.1059 | -3.1398 | -2.9948 | -2.8127 | -3.253 | -3.3312 | -11.0028 | -18.8051 | -23.939 | -25.2243 | -26.2791 | -25.1735 | -26.778 | -29.0521 | -21.3531 | -18.4334 | -14.7168 | -11.0818 | -9.1433 | -7.3478 | -6.2639 | -6.7204 | -6.0144 | -5.4675 | -5.0501 | -4.7391 | -4.4666 | -4.2259 | -4.0118 | -3.8226 | -3.6578 | -3.5066 | -3.3733 | -3.2502 | -3.1305 | -3.0262 | -2.9249 | -2.8296 | -2.7356 | -2.6459 | -2.5571 | -2.4698 | -2.3832 | -2.2977 | -2.2105 | -2.1234 | -2.0361 | -1.9498 | -1.8626 | -1.7751 | -1.6871 | -1.5987 | -1.5095 | -1.4197 | -1.3291 | -1.234
Northwest | Anchor-Retail | Peak | July | Air Conditioning | LDCEU/TDEF | Electric Load with Losses, Incl. Cogeneration | MW | 0.2319 | 8.1078 | 13.6022 | 21.6232 | 25.4221 | 38.7936 | 30.1319 | 35.9361 | 39.203 | 51.9198 | 65.6216 | 61.0485 | 54.6377 | 52.1046 | 57.5623 | 57.689 | 53.0473 | 52.8142 | 46.9466 | 42.0165 | 41.6652 | 35.9175 | 31.9984 | 26.8949 | 28.5624 | 25.4254 | 22.8018 | 20.5328 | 18.6153 | 17.0668 | 10.433 | 4.3918 | -1.158 | -6.1696 | -10.8049 | -14.9515 | -18.6618 | -22.2092 | -25.3314 | -28.2632 | -30.9596 | -33.4093 | -35.6747 | -37.7917 | -39.6773 | -41.4854 | -43.1496 | -44.6293 | -46.0138 | -47.3805 | -48.5479 | -49.663 | -50.5375 | -50.5102 | -50.4746 | -50.4287 | -50.2567 | -49.8487
Northwest | Anchor-Retail | Peak | July | Other Non-Substitutables | LDCEU/TDEF | Electric Load with Losses, Incl. Cogeneration | MW | 0 | 0 | 0 | 0 | 0 | 0 | 0 | 0 | 0 | 0 | 0 | 0 | -0.5019 | -1.0351 | -1.3683 | -1.7475 | -2.0778 | -2.063 | -2.1657 | -2.3125 | -2.3585 | -2.29 | -2.1907 | -2.1345 | -2.1942 | -2.2385 | -2.2672 | -2.2825 | -2.2871 | -2.2829 | -2.2715 | -2.256 | -2.2402 | -2.219 | -2.1986 | -2.1752 | -2.1453 | -2.1203 | -2.0914 | -2.0622 | -2.0298 | -1.9973 | -1.9628 | -1.9273 | -1.8904 | -1.853 | -1.813 | -1.7721 | -1.7299 | -1.6884 | -1.6456 | -1.6022 | -1.5582 | -1.5137 | -1.4687 | -1.423 | -1.3768 | -1.3246
Northwest | Anchor-Retail | Peak | August | Space Heating | LDCEU/TDEF | Electric Load with Losses, Incl. Cogeneration | MW | -0.0071 | -0.0092 | -0.0169 | -0.0276 | -0.0285 | -0.0324 | -0.054 | -0.0769 | -0.0674 | -0.0806 | -0.0602 | -0.0573 | -0.0676 | -0.0878 | -0.0901 | -0.0752 | -0.0848 | -0.0814 | -0.0618 | -0.0581 | -0.0585 | -0.0501 | -0.0514 | -0.0476 | -0.0589 | -0.0589 | -0.0593 | -0.0596 | -0.0599 | -0.0603 | -0.0607 | -0.0612 | -0.062 | -0.0626 | -0.0635 | -0.0645 | -0.0652 | -0.0663 | -0.0673 | -0.0682 | -0.0691 | -0.0701 | -0.071 | -0.0718 | -0.0727 | -0.0735 | -0.0742 | -0.0748 | -0.0754 | -0.0759 | -0.0765 | -0.077 | -0.0774 | -0.0778 | -0.0782 | -0.0785 | -0.0787 | -0.0787
Northwest | Anchor-Retail | Peak | August | Water Heating | LDCEU/TDEF | Electric Load with Losses, Incl. Cogeneration | MW | 0 | 0 | 0 | 0 | 0 | 0 | 0 | 0 | 0 | 0 | 0 | 0 | 0 | 0 | 0 | 0 | 0 | 0 | 0 | 0 | 0 | 0 | -0.0012 | -0.0025 | -0.0018 | -0.0006 | 0.0009 | 0.0025 | 0.0043 | 0.0062 | 0.0082 | 0.0104 | 0.0127 | 0.015 | 0.0174 | 0.0198 | 0.0221 | 0.0246 | 0.0271 | 0.0295 | 0.0318 | 0.034 | 0.0362 | 0.0383 | 0.0403 | 0.0422 | 0.0439 | 0.0457 | 0.0472 | 0.0488 | 0.0503 | 0.0517 | 0.053 | 0.0542 | 0.0554 | 0.0565 | 0.0575 | 0.0581
Northwest | Anchor-Retail | Peak | August | Other Substitutables | LDCEU/TDEF | Electric Load with Losses, Incl. Cogeneration | MW | 0 | 0 | 0 | 0 | 0 | 0 | 0 | 0 | 0 | 0 | 0 | 0 | 0 | 0 | 0 | 0 | 0 | -0.0002 | -0.0003 | -0.0003 | -0.0002 | -0.0003 | -0.0002 | -0.0002 | 0.0005 | 0.0013 | 0.002 | 0.0028 | 0.0035 | 0.0042 | 0.0049 | 0.0056 | 0.0063 | 0.0069 | 0.0076 | 0.0083 | 0.0088 | 0.0095 | 0.0101 | 0.0106 | 0.0111 | 0.0116 | 0.0119 | 0.0124 | 0.0127 | 0.013 | 0.0134 | 0.0136 | 0.0138 | 0.014 | 0.0141 | 0.0143 | 0.0144 | 0.0145 | 0.0146 | 0.0147 | 0.0147 | 0.0147
Northwest | Anchor-Retail | Peak | August | Refrigeration | LDCEU/TDEF | Electric Load with Losses, Incl. Cogeneration | MW | 0 | 0 | 0 | 0 | 0 | 0 | 0 | 0 | 0 | 0 | 0 | 0 | -0.0001 | -0.0001 | -0.0001 | -0.0002 | -0.0003 | -0.0015 | -0.0025 | -0.0035 | -0.0048 | -0.0057 | -0.0069 | -0.0079 | -0.0084 | -0.0091 | -0.0096 | -0.01 | -0.0104 | -0.0108 | -0.0112 | -0.0115 | -0.0119 | -0.0122 | -0.0126 | -0.0129 | -0.0132 | -0.0135 | -0.0138 | -0.014 | -0.0143 | -0.0146 | -0.0147 | -0.0149 | -0.0151 | -0.0153 | -0.0155 | -0.0157 | -0.0157 | -0.0159 | -0.016 | -0.0161 | -0.0164 | -0.0165 | -0.0166 | -0.0167 | -0.0168 | -0.0169
Northwest | Anchor-Retail | Peak | August | Lighting | LDCEU/TDEF | Electric Load with Losses, Incl. Cogeneration | MW | 0 | -1.3213 | -3.4236 | -3.4631 | -3.3075 | -3.1091 | -3.5967 | -3.6845 | -12.202 | -20.8617 | -26.5638 | -27.9843 | -29.152 | -27.9354 | -29.7434 | -32.2771 | -23.717 | -20.4583 | -16.3523 | -12.2901 | -10.1362 | -8.1446 | -6.9312 | -7.3999 | -6.6274 | -6.0298 | -5.5742 | -5.2358 | -4.9388 | -4.6761 | -4.4422 | -4.2353 | -4.0548 | -3.889 | -3.7426 | -3.6074 | -3.4756 | -3.3609 | -3.2491 | -3.144 | -3.0401 | -2.9407 | -2.8424 | -2.7458 | -2.6496 | -2.5547 | -2.458 | -2.3614 | -2.2643 | -2.1684 | -2.0716 | -1.9744 | -1.8766 | -1.7782 | -1.6792 | -1.5794 | -1.4787 | -1.3729
Northwest | Anchor-Retail | Peak | August | Air Conditioning | LDCEU/TDEF | Electric Load with Losses, Incl. Cogeneration | MW | 0.2767 | 8.1094 | 12.8676 | 21.3223 | 29.5847 | 39.3259 | 35.1583 | 38.735 | 45.1228 | 51.1117 | 66.3906 | 65.0088 | 58.6689 | 50.7304 | 54.2159 | 61.0567 | 51.1768 | 55.3205 | 56.7649 | 49.1522 | 42.5041 | 37.5108 | 32.7806 | 32.3674 | 30.3085 | 26.9646 | 24.1666 | 21.7462 | 19.6996 | 18.0456 | 10.9797 | 4.5449 | -1.369 | -6.7099 | -11.6511 | -16.0723 | -20.0286 | -23.8129 | -27.1439 | -30.2729 | -33.1502 | -35.7654 | -38.1839 | -40.4438 | -42.4576 | -44.39 | -46.1686 | -47.7514 | -49.2321 | -50.6953 | -51.946 | -53.141 | -54.0791 | -54.0531 | -54.0181 | -53.9718 | -53.7916 | -53.3584
Northwest | Anchor-Retail | Peak | August | Other Non-Substitutables | LDCEU/TDEF | Electric Load with Losses, Incl. Cogeneration | MW | 0 | 0 | 0 | 0 | 0 | 0 | 0 | 0 | 0 | 0 | 0 | 0 | -0.547 | -1.1314 | -1.4905 | -1.8999 | -2.2677 | -2.2365 | -2.3526 | -2.5168 | -2.5677 | -2.4926 | -2.3838 | -2.3236 | -2.3887 | -2.4372 | -2.4686 | -2.4853 | -2.4905 | -2.4859 | -2.4734 | -2.4567 | -2.4395 | -2.4164 | -2.3942 | -2.3687 | -2.3362 | -2.309 | -2.2775 | -2.2458 | -2.2105 | -2.1752 | -2.1376 | -2.099 | -2.0587 | -2.0179 | -1.9742 | -1.9296 | -1.8838 | -1.8385 | -1.792 | -1.7447 | -1.6968 | -1.6482 | -1.5992 | -1.5494 | -1.4992 | -1.4423
Northwest | Anchor-Retail | Peak | September | Space Heating | LDCEU/TDEF | Electric Load with Losses, Incl. Cogeneration | MW | -0.0156 | -0.0196 | -0.0288 | -0.0887 | -0.0814 | -0.0803 | -0.1422 | -0.1805 | -0.1688 | -0.1867 | -0.1492 | -0.2007 | -0.2269 | -0.2001 | -0.2359 | -0.1865 | -0.1924 | -0.1808 | -0.1273 | -0.1509 | -0.165 | -0.1346 | -0.1687 | -0.1554 | -0.1492 | -0.1494 | -0.15 | -0.1506 | -0.1515 | -0.1522 | -0.1531 | -0.1544 | -0.1561 | -0.1578 | -0.16 | -0.1621 | -0.1639 | -0.1664 | -0.1687 | -0.1711 | -0.1734 | -0.1756 | -0.1777 | -0.1799 | -0.1818 | -0.1838 | -0.1855 | -0.187 | -0.1884 | -0.1899 | -0.1911 | -0.1923 | -0.1933 | -0.1943 | -0.1952 | -0.196 | -0.1966 | -0.1962
Northwest | Anchor-Retail | Peak | September | Water Heating | LDCEU/TDEF | Electric Load with Losses, Incl. Cogeneration | MW | 0 | 0 | 0 | 0 | 0 | 0 | 0 | 0 | 0 | 0 | 0 | 0 | 0 | 0 | 0 | 0 | 0 | 0 | 0 | 0 | 0 | 0 | -0.002 | -0.004 | -0.0022 | -0.0007 | 0.0012 | 0.0032 | 0.0056 | 0.008 | 0.0106 | 0.0134 | 0.0164 | 0.0193 | 0.0223 | 0.0256 | 0.0285 | 0.0317 | 0.0349 | 0.038 | 0.0409 | 0.0438 | 0.0465 | 0.0492 | 0.0518 | 0.0542 | 0.0565 | 0.0587 | 0.0607 | 0.0627 | 0.0646 | 0.0664 | 0.0681 | 0.0697 | 0.0711 | 0.0725 | 0.0738 | 0.0746
Northwest | Anchor-Retail | Peak | September | Other Substitutables | LDCEU/TDEF | Electric Load with Losses, Incl. Cogeneration | MW | 0 | 0 | 0 | 0 | 0 | 0 | 0 | 0 | 0 | 0 | 0 | 0 | 0 | 0 | 0 | 0 | 0 | -0.0002 | -0.0002 | -0.0002 | -0.0002 | -0.0002 | -0.0002 | -0.0002 | 0.0004 | 0.0009 | 0.0015 | 0.002 | 0.0025 | 0.003 | 0.0035 | 0.004 | 0.0046 | 0.005 | 0.0055 | 0.006 | 0.0063 | 0.0068 | 0.0072 | 0.0076 | 0.0079 | 0.0082 | 0.0086 | 0.0089 | 0.0091 | 0.0093 | 0.0095 | 0.0097 | 0.0098 | 0.0101 | 0.0101 | 0.0103 | 0.0103 | 0.0104 | 0.0104 | 0.0104 | 0.0105 | 0.0105
Northwest | Anchor-Retail | Peak | September | Refrigeration | LDCEU/TDEF | Electric Load with Losses, Incl. Cogeneration | MW | 0 | 0 | 0 | 0 | 0 | 0 | 0 | 0 | 0 | 0 | 0 | 0 | -0.0001 | -0.0001 | -0.0002 | -0.0003 | -0.0003 | -0.0016 | -0.0027 | -0.004 | -0.0053 | -0.0063 | -0.0076 | -0.0087 | -0.0094 | -0.01 | -0.0106 | -0.0111 | -0.0116 | -0.012 | -0.0124 | -0.0127 | -0.0132 | -0.0136 | -0.014 | -0.0143 | -0.0146 | -0.015 | -0.0153 | -0.0156 | -0.0159 | -0.0161 | -0.0164 | -0.0165 | -0.0168 | -0.017 | -0.0172 | -0.0173 | -0.0175 | -0.0177 | -0.0178 | -0.0179 | -0.0181 | -0.0182 | -0.0184 | -0.0185 | -0.0187 | -0.0188
Northwest | Anchor-Retail | Peak | September | Lighting | LDCEU/TDEF | Electric Load with Losses, Incl. Cogeneration | MW | 0 | -1.1269 | -2.9259 | -2.9599 | -2.8275 | -2.6582 | -3.0752 | -3.1505 | -10.437 | -17.845 | -22.7233 | -23.9378 | -24.9361 | -23.8965 | -25.4463 | -27.6149 | -20.2904 | -17.5005 | -13.9902 | -10.5116 | -8.6687 | -6.9649 | -5.9223 | -6.3164 | -5.6575 | -5.1478 | -4.7593 | -4.4708 | -4.2175 | -3.9935 | -3.794 | -3.6174 | -3.4635 | -3.3221 | -3.1971 | -3.0817 | -2.9693 | -2.8713 | -2.776 | -2.6861 | -2.5974 | -2.5126 | -2.4286 | -2.3461 | -2.2639 | -2.1828 | -2.1002 | -2.0177 | -1.9348 | -1.8528 | -1.7701 | -1.6871 | -1.6035 | -1.5195 | -1.4348 | -1.3495 | -1.2636 | -1.1731
Northwest | Anchor-Retail | Peak | September | Air Conditioning | LDCEU/TDEF | Electric Load with Losses, Incl. Cogeneration | MW | 0.1426 | 4.3446 | 7.422 | 9.4728 | 13.9988 | 20.143 | 16.5511 | 18.6831 | 21.7937 | 25.5536 | 33.8138 | 28.7133 | 25.614 | 25.6537 | 25.4983 | 29.3703 | 26.2109 | 26.5961 | 30.8227 | 23.5339 | 19.7359 | 18.6242 | 15.3135 | 13.9959 | 14.7092 | 13.0681 | 11.6954 | 10.5074 | 9.5026 | 8.6902 | 5.2275 | 2.0724 | -0.8308 | -3.4524 | -5.8787 | -8.0492 | -9.9922 | -11.8509 | -13.4876 | -15.0258 | -16.4406 | -17.7258 | -18.9155 | -20.0277 | -21.0206 | -21.9743 | -22.8523 | -23.6339 | -24.3652 | -25.0873 | -25.7059 | -26.2973 | -26.762 | -26.7506 | -26.7349 | -26.7136 | -26.6266 | -26.4119
Northwest | Anchor-Retail | Peak | September | Other Non-Substitutables | LDCEU/TDEF | Electric Load with Losses, Incl. Cogeneration | MW | 0 | 0 | 0 | 0 | 0 | 0 | 0 | 0 | 0 | 0 | 0 | 0 | -0.4923 | -1.019 | -1.3418 | -1.7094 | -2.0413 | -2.0114 | -2.1167 | -2.2653 | -2.3113 | -2.2431 | -2.1448 | -2.0908 | -2.1494 | -2.1931 | -2.2213 | -2.2364 | -2.2411 | -2.237 | -2.2257 | -2.2106 | -2.1952 | -2.1744 | -2.1544 | -2.1315 | -2.1023 | -2.0778 | -2.0495 | -2.0209 | -1.9892 | -1.9574 | -1.9236 | -1.8888 | -1.8525 | -1.8159 | -1.7765 | -1.7365 | -1.6952 | -1.6544 | -1.6125 | -1.57 | -1.5269 | -1.4832 | -1.4391 | -1.3943 | -1.3491 | -1.2979
Northwest | Anchor-Retail | Peak | October | Space Heating | LDCEU/TDEF | Electric Load with Losses, Incl. Cogeneration | MW | -0.4304 | -0.7166 | -1.0489 | -2.3186 | -2.8381 | -2.9933 | -4.3276 | -5.3214 | -5.4961 | -6.1536 | -4.659 | -5.2766 | -5.7723 | -6.5819 | -6.6539 | -5.9913 | -6.7604 | -5.4124 | -4.7727 | -5.0173 | -5.2047 | -4.3315 | -4.2276 | -4.5531 | -4.7688 | -4.7778 | -4.8001 | -4.8256 | -4.8537 | -4.8818 | -4.9134 | -4.9541 | -5.0124 | -5.0688 | -5.1415 | -5.2111 | -5.2709 | -5.3536 | -5.4258 | -5.5039 | -5.5767 | -5.6492 | -5.7176 | -5.7851 | -5.8459 | -5.9084 | -5.9616 | -6.0098 | -6.0526 | -6.1001 | -6.1387 | -6.1746 | -6.208 | -6.236 | -6.2621 | -6.2861 | -6.3053 | -6.2935
Northwest | Anchor-Retail | Peak | October | Water Heating | LDCEU/TDEF | Electric Load with Losses, Incl. Cogeneration | MW | 0 | 0 | 0 | 0 | 0 | 0 | 0 | 0 | 0 | 0 | 0 | 0 | 0 | 0 | 0 | 0 | 0 | 0 | 0 | 0 | 0 | 0 | -0.0029 | -0.0073 | -0.0046 | -0.0011 | 0.0032 | 0.008 | 0.0132 | 0.0187 | 0.0246 | 0.0308 | 0.0374 | 0.0441 | 0.0511 | 0.0583 | 0.0651 | 0.0723 | 0.0794 | 0.0864 | 0.0929 | 0.0995 | 0.1058 | 0.1117 | 0.1175 | 0.123 | 0.1281 | 0.133 | 0.1375 | 0.1421 | 0.1463 | 0.1502 | 0.1539 | 0.1575 | 0.1608 | 0.1638 | 0.1667 | 0.1685
Northwest | Anchor-Retail | Peak | October | Other Substitutables | LDCEU/TDEF | Electric Load with Losses, Incl. Cogeneration | MW | 0 | 0 | 0 | 0 | 0 | 0 | 0 | 0 | 0 | 0 | 0 | 0 | 0 | 0 | 0 | -0.0001 | 0 | -0.0003 | -0.0004 | -0.0003 | -0.0003 | -0.0003 | -0.0003 | -0.0003 | 0.0006 | 0.0016 | 0.0026 | 0.0036 | 0.0045 | 0.0055 | 0.0064 | 0.0073 | 0.0081 | 0.009 | 0.0099 | 0.0108 | 0.0115 | 0.0123 | 0.013 | 0.0138 | 0.0143 | 0.0149 | 0.0155 | 0.016 | 0.0165 | 0.0169 | 0.0172 | 0.0176 | 0.0178 | 0.0181 | 0.0183 | 0.0185 | 0.0187 | 0.0188 | 0.0189 | 0.0189 | 0.019 | 0.0189
Northwest | Anchor-Retail | Peak | October | Refrigeration | LDCEU/TDEF | Electric Load with Losses, Incl. Cogeneration | MW | 0 | 0 | 0 | 0 | 0 | 0 | 0 | 0 | 0 | 0 | 0 | 0 | -0.0001 | -0.0002 | -0.0004 | -0.0005 | -0.0006 | -0.0029 | -0.0048 | -0.0068 | -0.0092 | -0.0109 | -0.0132 | -0.0152 | -0.0164 | -0.0174 | -0.0184 | -0.0194 | -0.0202 | -0.0209 | -0.0216 | -0.0223 | -0.023 | -0.0237 | -0.0243 | -0.025 | -0.0255 | -0.026 | -0.0266 | -0.0272 | -0.0276 | -0.0281 | -0.0285 | -0.0289 | -0.0292 | -0.0296 | -0.0299 | -0.0302 | -0.0305 | -0.0308 | -0.031 | -0.0313 | -0.0316 | -0.0318 | -0.0321 | -0.0323 | -0.0325 | -0.0326
Northwest | Anchor-Retail | Peak | October | Lighting | LDCEU/TDEF | Electric Load with Losses, Incl. Cogeneration | MW | 0 | -1.2126 | -3.3142 | -3.3596 | -3.2235 | -3.0397 | -3.5196 | -3.6102 | -12.0678 | -20.657 | -26.3261 | -27.7141 | -28.8642 | -27.6971 | -29.5864 | -32.1342 | -23.5933 | -20.2982 | -16.2951 | -12.1777 | -10.0386 | -8.0736 | -6.8688 | -7.2321 | -6.504 | -5.9456 | -5.5237 | -5.2147 | -4.9419 | -4.6986 | -4.4803 | -4.2855 | -4.1151 | -3.9569 | -3.8165 | -3.6859 | -3.5571 | -3.4449 | -3.3344 | -3.23 | -3.1259 | -3.0261 | -2.9266 | -2.8283 | -2.7301 | -2.6331 | -2.5338 | -2.4346 | -2.3346 | -2.2359 | -2.1359 | -2.0355 | -1.9344 | -1.8327 | -1.7302 | -1.6268 | -1.5227 | -1.4133
Northwest | Anchor-Retail | Peak | October | Air Conditioning | LDCEU/TDEF | Electric Load with Losses, Incl. Cogeneration | MW | 0.011 | 0.334 | 0.5452 | 0.8306 | 1.1112 | 1.5789 | 1.3185 | 1.555 | 1.7311 | 2.1 | 2.6936 | 2.4802 | 2.2195 | 2.0979 | 2.1995 | 2.3637 | 2.1093 | 2.1362 | 2.1569 | 1.8276 | 1.6773 | 1.4848 | 1.3549 | 1.2107 | 1.18 | 1.0382 | 0.9193 | 0.8158 | 0.7279 | 0.6562 | 0.3603 | 0.0902 | -0.1596 | -0.3852 | -0.5948 | -0.7825 | -0.9508 | -1.1125 | -1.2551 | -1.3896 | -1.5134 | -1.626 | -1.7307 | -1.8286 | -1.9166 | -2.0018 | -2.0802 | -2.1504 | -2.216 | -2.2812 | -2.3376 | -2.3917 | -2.4346 | -2.4347 | -2.4344 | -2.4335 | -2.4271 | -2.4088
Northwest | Anchor-Retail | Peak | October | Other Non-Substitutables | LDCEU/TDEF | Electric Load with Losses, Incl. Cogeneration | MW | 0 | 0 | 0 | 0 | 0 | 0 | 0 | 0 | 0 | 0 | 0 | 0 | -0.5766 | -1.2018 | -1.5691 | -1.9963 | -2.4091 | -2.3277 | -2.4684 | -2.6453 | -2.7089 | -2.6351 | -2.5258 | -2.4721 | -2.5413 | -2.5934 | -2.6268 | -2.6448 | -2.6504 | -2.6456 | -2.6325 | -2.6144 | -2.5963 | -2.5716 | -2.548 | -2.5209 | -2.4864 | -2.4575 | -2.424 | -2.3902 | -2.3525 | -2.3149 | -2.2746 | -2.2331 | -2.1899 | -2.1464 | -2.0997 | -2.0519 | -2.0027 | -1.9543 | -1.9044 | -1.8538 | -1.8026 | -1.7507 | -1.6981 | -1.6449 | -1.591 | -1.5305
Northwest | Anchor-Retail | Peak | November | Space Heating | LDCEU/TDEF | Electric Load with Losses, Incl. Cogeneration | MW | -0.4282 | -0.6275 | -0.7964 | -1.9033 | -2.1629 | -2.3668 | -3.4415 | -4.7424 | -4.3869 | -4.8623 | -4.5986 | -4.7101 | -5.2471 | -5.2943 | -5.2921 | -4.4816 | -5.401 | -4.54 | -4.1038 | -4.1175 | -4.1516 | -4.1396 | -4.2383 | -3.5536 | -4.0571 | -4.0657 | -4.0859 | -4.1088 | -4.134 | -4.159 | -4.187 | -4.2228 | -4.2741 | -4.3236 | -4.387 | -4.4477 | -4.4998 | -4.5715 | -4.6343 | -4.702 | -4.7651 | -4.8278 | -4.887 | -4.9453 | -4.9981 | -5.0524 | -5.0985 | -5.1403 | -5.1776 | -5.2187 | -5.2522 | -5.2834 | -5.3124 | -5.3367 | -5.3595 | -5.3804 | -5.3973 | -5.3873
Northwest | Anchor-Retail | Peak | November | Water Heating | LDCEU/TDEF | Electric Load with Losses, Incl. Cogeneration | MW | 0 | 0 | 0 | 0 | 0 | 0 | 0 | 0 | 0 | 0 | 0 | 0 | 0 | 0 | 0 | 0 | 0 | 0 | 0 | 0 | 0 | 0 | -0.0066 | -0.0099 | -0.0076 | -0.0016 | 0.0056 | 0.0134 | 0.022 | 0.0314 | 0.041 | 0.0512 | 0.0623 | 0.0733 | 0.0851 | 0.097 | 0.1082 | 0.1202 | 0.132 | 0.1437 | 0.1545 | 0.1655 | 0.1758 | 0.1857 | 0.1953 | 0.2045 | 0.213 | 0.2211 | 0.2286 | 0.236 | 0.2429 | 0.2495 | 0.2557 | 0.2616 | 0.2671 | 0.2721 | 0.277 | 0.2799
Northwest | Anchor-Retail | Peak | November | Other Substitutables | LDCEU/TDEF | Electric Load with Losses, Incl. Cogeneration | MW | 0 | 0 | 0 | 0 | 0 | 0 | 0 | 0 | 0 | 0 | 0 | 0 | 0 | 0 | 0 | 0 | 0 | -0.0004 | -0.0003 | -0.0003 | -0.0002 | -0.0003 | -0.0003 | -0.0002 | 0.0005 | 0.0013 | 0.0022 | 0.003 | 0.0038 | 0.0046 | 0.0054 | 0.0061 | 0.0068 | 0.0075 | 0.0083 | 0.009 | 0.0096 | 0.0102 | 0.0109 | 0.0115 | 0.012 | 0.0124 | 0.013 | 0.0133 | 0.0137 | 0.0141 | 0.0144 | 0.0146 | 0.0149 | 0.0151 | 0.0153 | 0.0155 | 0.0156 | 0.0156 | 0.0158 | 0.0159 | 0.0158 | 0.0158
Northwest | Anchor-Retail | Peak | November | Refrigeration | LDCEU/TDEF | Electric Load with Losses, Incl. Cogeneration | MW | 0 | 0 | 0 | 0 | 0 | 0 | 0 | 0 | 0 | 0 | 0 | 0 | -0.0001 | -0.0003 | -0.0004 | -0.0005 | -0.0006 | -0.0033 | -0.0055 | -0.008 | -0.0107 | -0.0128 | -0.0154 | -0.0177 | -0.0191 | -0.0203 | -0.0214 | -0.0226 | -0.0235 | -0.0243 | -0.0251 | -0.0259 | -0.0268 | -0.0275 | -0.0283 | -0.029 | -0.0296 | -0.0303 | -0.031 | -0.0316 | -0.0321 | -0.0327 | -0.0331 | -0.0335 | -0.034 | -0.0345 | -0.0348 | -0.0352 | -0.0355 | -0.0358 | -0.0361 | -0.0365 | -0.0367 | -0.037 | -0.0373 | -0.0376 | -0.0379 | -0.038
Northwest | Anchor-Retail | Peak | November | Lighting | LDCEU/TDEF | Electric Load with Losses, Incl. Cogeneration | MW | 0 | -1.3421 | -3.6299 | -3.6781 | -3.526 | -3.3229 | -3.8469 | -3.945 | -13.1634 | -22.5275 | -28.7051 | -30.2226 | -31.4789 | -30.1995 | -32.2402 | -35.0104 | -25.7096 | -22.1299 | -17.7532 | -13.286 | -10.9568 | -8.8134 | -7.4987 | -7.9159 | -7.1184 | -6.5066 | -6.0443 | -5.7059 | -5.4067 | -5.1403 | -4.901 | -4.6877 | -4.501 | -4.3278 | -4.1742 | -4.0311 | -3.8901 | -3.7671 | -3.6463 | -3.5319 | -3.4179 | -3.3085 | -3.1995 | -3.0919 | -2.9844 | -2.8783 | -2.7696 | -2.6608 | -2.5513 | -2.4432 | -2.3337 | -2.2238 | -2.1131 | -2.0017 | -1.8894 | -1.7762 | -1.6621 | -1.5422
Northwest | Anchor-Retail | Peak | November | Air Conditioning | LDCEU/TDEF | Electric Load with Losses, Incl. Cogeneration | MW | 0.0202 | 0.6095 | 0.9934 | 1.5127 | 2.0249 | 2.8792 | 2.404 | 2.8356 | 3.1559 | 3.8279 | 4.9082 | 4.5168 | 4.0421 | 3.8178 | 4.0038 | 4.3083 | 3.8432 | 3.8905 | 3.9328 | 3.3302 | 3.0576 | 2.7069 | 2.4578 | 2.2096 | 2.1518 | 1.8928 | 1.6754 | 1.4864 | 1.3256 | 1.1947 | 0.6541 | 0.1607 | -0.2958 | -0.7082 | -1.0912 | -1.4341 | -1.7418 | -2.0372 | -2.2979 | -2.5438 | -2.7701 | -2.9761 | -3.1674 | -3.3463 | -3.5074 | -3.6632 | -3.8066 | -3.9351 | -4.0552 | -4.1745 | -4.2778 | -4.3769 | -4.4555 | -4.4556 | -4.4551 | -4.4537 | -4.442 | -4.4087
Northwest | Anchor-Retail | Peak | November | Other Non-Substitutables | LDCEU/TDEF | Electric Load with Losses, Incl. Cogeneration | MW | 0 | 0 | 0 | 0 | 0 | 0 | 0 | 0 | 0 | 0 | 0 | 0 | -0.6395 | -1.3306 | -1.7421 | -2.2198 | -2.6706 | -2.593 | -2.7489 | -2.9407 | -3.0135 | -2.9317 | -2.8118 | -2.7538 | -2.8308 | -2.8885 | -2.9256 | -2.9454 | -2.9516 | -2.9462 | -2.9314 | -2.9112 | -2.891 | -2.8636 | -2.8372 | -2.807 | -2.7685 | -2.7363 | -2.699 | -2.6614 | -2.6193 | -2.5773 | -2.5325 | -2.4861 | -2.438 | -2.3896 | -2.3374 | -2.2843 | -2.2294 | -2.1754 | -2.1198 | -2.0634 | -2.0062 | -1.9483 | -1.8898 | -1.8304 | -1.7705 | -1.7028
Northwest | Anchor-Retail | Peak | December | Space Heating | LDCEU/TDEF | Electric Load with Losses, Incl. Cogeneration | MW | -0.4638 | -0.6769 | -0.9818 | -2.1967 | -2.6207 | -2.8123 | -4.1545 | -5.0901 | -5.1879 | -5.5826 | -4.9182 | -5.1733 | -5.8543 | -6.2163 | -5.9313 | -5.4895 | -6.4042 | -4.907 | -4.6921 | -4.8631 | -4.9715 | -4.6375 | -4.7148 | -4.6004 | -4.7925 | -4.807 | -4.8365 | -4.8692 | -4.9044 | -4.9394 | -4.9778 | -5.0262 | -5.0944 | -5.16 | -5.2421 | -5.3204 | -5.3884 | -5.4793 | -5.5594 | -5.6455 | -5.7257 | -5.8047 | -5.8796 | -5.9535 | -6.021 | -6.0903 | -6.1493 | -6.2028 | -6.2505 | -6.3023 | -6.3452 | -6.385 | -6.4221 | -6.4535 | -6.483 | -6.5101 | -6.5322 | -6.5206
Northwest | Anchor-Retail | Peak | December | Water Heating | LDCEU/TDEF | Electric Load with Losses, Incl. Cogeneration | MW | 0 | 0 | 0 | 0 | 0 | 0 | 0 | 0 | 0 | 0 | 0 | 0 | 0 | 0 | 0 | 0 | 0 | 0 | 0 | 0 | 0 | 0 | -0.0075 | -0.0172 | -0.0097 | -0.002 | 0.0071 | 0.0172 | 0.0281 | 0.0401 | 0.0525 | 0.0654 | 0.0797 | 0.0938 | 0.1088 | 0.124 | 0.1383 | 0.1538 | 0.1688 | 0.1837 | 0.1976 | 0.2116 | 0.2248 | 0.2375 | 0.2498 | 0.2617 | 0.2724 | 0.2827 | 0.2924 | 0.3018 | 0.3107 | 0.3192 | 0.327 | 0.3346 | 0.3415 | 0.348 | 0.3542 | 0.358
Northwest | Anchor-Retail | Peak | December | Other Substitutables | LDCEU/TDEF | Electric Load with Losses, Incl. Cogeneration | MW | 0 | 0 | 0 | 0 | 0 | 0 | 0 | 0 | 0 | 0 | 0 | 0 | 0 | 0 | 0 | 0 | -0.0001 | -0.0003 | -0.0004 | -0.0003 | -0.0003 | -0.0003 | -0.0003 | -0.0003 | 0.0006 | 0.0014 | 0.0023 | 0.0032 | 0.004 | 0.0048 | 0.0055 | 0.0063 | 0.0071 | 0.0078 | 0.0086 | 0.0093 | 0.01 | 0.0107 | 0.0113 | 0.0119 | 0.0124 | 0.0129 | 0.0135 | 0.0139 | 0.0143 | 0.0147 | 0.0149 | 0.0153 | 0.0155 | 0.0157 | 0.0159 | 0.0161 | 0.0162 | 0.0163 | 0.0164 | 0.0164 | 0.0165 | 0.0164
Northwest | Anchor-Retail | Peak | December | Refrigeration | LDCEU/TDEF | Electric Load with Losses, Incl. Cogeneration | MW | 0 | 0 | 0 | 0 | 0 | 0 | 0 | 0 | 0 | 0 | 0 | 0 | -0.0001 | -0.0002 | -0.0004 | -0.0005 | -0.0006 | -0.0033 | -0.0055 | -0.0079 | -0.0106 | -0.0126 | -0.0153 | -0.0176 | -0.0189 | -0.0201 | -0.0213 | -0.0223 | -0.0234 | -0.0242 | -0.025 | -0.0257 | -0.0266 | -0.0273 | -0.0281 | -0.0288 | -0.0294 | -0.0301 | -0.0307 | -0.0313 | -0.0318 | -0.0324 | -0.0328 | -0.0333 | -0.0338 | -0.0341 | -0.0346 | -0.0349 | -0.0352 | -0.0356 | -0.0358 | -0.0362 | -0.0365 | -0.0368 | -0.037 | -0.0373 | -0.0376 | -0.0377
Northwest | Anchor-Retail | Peak | December | Lighting | LDCEU/TDEF | Electric Load with Losses, Incl. Cogeneration | MW | 0 | -1.3979 | -3.7771 | -3.8271 | -3.6685 | -3.457 | -4.0022 | -4.1041 | -13.6919 | -23.4313 | -29.8565 | -31.4352 | -32.7419 | -31.4101 | -33.5304 | -36.4111 | -26.7385 | -23.0167 | -18.4626 | -13.8171 | -11.394 | -9.1643 | -7.7997 | -8.2372 | -7.4053 | -6.7667 | -6.2839 | -5.9299 | -5.6174 | -5.339 | -5.0893 | -4.8667 | -4.6721 | -4.4914 | -4.3314 | -4.1824 | -4.0357 | -3.9078 | -3.7821 | -3.6632 | -3.5449 | -3.4313 | -3.3182 | -3.2066 | -3.0951 | -2.9849 | -2.8722 | -2.7596 | -2.646 | -2.534 | -2.4205 | -2.3065 | -2.1918 | -2.0763 | -1.96 | -1.8428 | -1.7246 | -1.6003
Northwest | Anchor-Retail | Peak | December | Air Conditioning | LDCEU/TDEF | Electric Load with Losses, Incl. Cogeneration | MW | 0.0186 | 0.5603 | 0.9132 | 1.3901 | 1.8609 | 2.6463 | 2.2073 | 2.6026 | 2.8974 | 3.515 | 4.5112 | 4.1507 | 3.7141 | 3.5086 | 3.6805 | 3.9595 | 3.5317 | 3.5743 | 3.6142 | 3.0608 | 2.8095 | 2.4872 | 2.2583 | 2.03 | 1.9773 | 1.7401 | 1.5411 | 1.3682 | 1.2213 | 1.1015 | 0.6064 | 0.1545 | -0.2635 | -0.641 | -0.9916 | -1.3055 | -1.587 | -1.8574 | -2.0958 | -2.3207 | -2.5278 | -2.7162 | -2.891 | -3.0546 | -3.2019 | -3.3443 | -3.4753 | -3.5927 | -3.7024 | -3.8112 | -3.9055 | -3.996 | -4.0675 | -4.0676 | -4.0669 | -4.0655 | -4.0547 | -4.0242
Northwest | Anchor-Retail | Peak | December | Other Non-Substitutables | LDCEU/TDEF | Electric Load with Losses, Incl. Cogeneration | MW | 0 | 0 | 0 | 0 | 0 | 0 | 0 | 0 | 0 | 0 | 0 | 0 | -0.7095 | -1.4761 | -1.9324 | -2.4615 | -2.9619 | -2.876 | -3.0472 | -3.2608 | -3.3399 | -3.249 | -3.1153 | -3.0496 | -3.1348 | -3.1988 | -3.2399 | -3.262 | -3.2687 | -3.2628 | -3.2464 | -3.2241 | -3.2017 | -3.1714 | -3.1421 | -3.1088 | -3.0662 | -3.0305 | -2.9891 | -2.9474 | -2.9009 | -2.8545 | -2.8048 | -2.7536 | -2.7003 | -2.6467 | -2.589 | -2.5302 | -2.4694 | -2.4097 | -2.3482 | -2.2857 | -2.2225 | -2.1584 | -2.0936 | -2.0279 | -1.9616 | -1.8867
Northwest | Anchor-Retail | Average | January | Space Heating | LDCEU/TDEF | Electric Load with Losses, Incl. Cogeneration | MW | -0.4451 | -0.6016 | -0.8854 | -2.0106 | -2.4003 | -2.4527 | -3.8259 | -4.7263 | -4.7885 | -5.2308 | -4.323 | -4.9468 | -5.2805 | -5.4541 | -5.6476 | -5.0731 | -5.6676 | -4.3326 | -4.169 | -4.4659 | -4.4852 | -4.232 | -4.0914 | -3.9576 | -4.281 | -4.292 | -4.3159 | -4.3426 | -4.3718 | -4.4006 | -4.4328 | -4.4735 | -4.5312 | -4.5869 | -4.6573 | -4.7245 | -4.7828 | -4.8615 | -4.9307 | -5.0053 | -5.0747 | -5.1435 | -5.2086 | -5.2727 | -5.3313 | -5.3912 | -5.4423 | -5.4886 | -5.5301 | -5.5753 | -5.6126 | -5.6472 | -5.6795 | -5.7068 | -5.7324 | -5.7559 | -5.775 | -5.7648
Northwest | Anchor-Retail | Average | January | Water Heating | LDCEU/TDEF | Electric Load with Losses, Incl. Cogeneration | MW | 0 | 0 | 0 | 0 | 0 | 0 | 0 | 0 | 0 | 0 | 0 | 0 | 0 | 0 | 0 | 0 | 0 | 0 | 0 | 0 | 0 | 0 | -0.0055 | -0.0118 | -0.0077 | -0.0017 | 0.0056 | 0.0134 | 0.022 | 0.0314 | 0.0412 | 0.0514 | 0.0626 | 0.0737 | 0.0855 | 0.0975 | 0.1087 | 0.1209 | 0.1327 | 0.1445 | 0.1554 | 0.1664 | 0.1768 | 0.1868 | 0.1964 | 0.2057 | 0.2142 | 0.2224 | 0.23 | 0.2374 | 0.2444 | 0.251 | 0.2572 | 0.2632 | 0.2687 | 0.2738 | 0.2787 | 0.2816
Northwest | Anchor-Retail | Average | January | Other Substitutables | LDCEU/TDEF | Electric Load with Losses, Incl. Cogeneration | MW | 0 | 0 | 0 | 0 | 0 | 0 | 0 | 0 | 0 | 0 | 0 | 0 | 0 | 0 | 0 | 0 | -0.0001 | -0.0003 | -0.0003 | -0.0003 | -0.0003 | -0.0002 | -0.0003 | -0.0003 | 0.0004 | 0.0013 | 0.0022 | 0.0029 | 0.0036 | 0.0044 | 0.0051 | 0.0059 | 0.0065 | 0.0073 | 0.0079 | 0.0086 | 0.0093 | 0.0098 | 0.0105 | 0.011 | 0.0115 | 0.012 | 0.0124 | 0.0128 | 0.0132 | 0.0135 | 0.0138 | 0.0141 | 0.0143 | 0.0145 | 0.0147 | 0.0149 | 0.0149 | 0.015 | 0.0152 | 0.0152 | 0.0152 | 0.0152
Northwest | Anchor-Retail | Average | January | Refrigeration | LDCEU/TDEF | Electric Load with Losses, Incl. Cogeneration | MW | 0 | 0 | 0 | 0 | 0 | 0 | 0 | 0 | 0 | 0 | 0 | 0 | -0.0001 | -0.0002 | -0.0004 | -0.0005 | -0.0005 | -0.0031 | -0.005 | -0.0072 | -0.0098 | -0.0117 | -0.0141 | -0.0163 | -0.0174 | -0.0186 | -0.0196 | -0.0206 | -0.0215 | -0.0223 | -0.0231 | -0.0237 | -0.0245 | -0.0252 | -0.0259 | -0.0266 | -0.0271 | -0.0277 | -0.0283 | -0.0289 | -0.0294 | -0.0299 | -0.0303 | -0.0307 | -0.0311 | -0.0315 | -0.0319 | -0.0322 | -0.0325 | -0.0327 | -0.0331 | -0.0334 | -0.0336 | -0.0339 | -0.0342 | -0.0344 | -0.0347 | -0.0348
Northwest | Anchor-Retail | Average | January | Lighting | LDCEU/TDEF | Electric Load with Losses, Incl. Cogeneration | MW | 0 | -1.1095 | -3.0168 | -3.0574 | -2.9323 | -2.7643 | -3.2005 | -3.2825 | -10.9628 | -18.7635 | -23.9109 | -25.1733 | -26.2179 | -25.1543 | -26.8617 | -29.1724 | -21.4198 | -18.4324 | -14.7906 | -11.0579 | -9.1148 | -7.3283 | -6.2254 | -6.5571 | -5.8938 | -5.3845 | -4.9992 | -4.7166 | -4.4671 | -4.245 | -4.0458 | -3.8684 | -3.7132 | -3.5693 | -3.4417 | -3.3231 | -3.2064 | -3.1046 | -3.0047 | -2.9101 | -2.8161 | -2.726 | -2.6361 | -2.5474 | -2.4589 | -2.3715 | -2.2821 | -2.1926 | -2.1026 | -2.0136 | -1.9237 | -1.8333 | -1.7423 | -1.6507 | -1.5585 | -1.4655 | -1.3717 | -1.2732
Northwest | Anchor-Retail | Average | January | Air Conditioning | LDCEU/TDEF | Electric Load with Losses, Incl. Cogeneration | MW | 0.0199 | 0.6002 | 0.9796 | 1.4906 | 1.9952 | 2.8355 | 2.3644 | 2.7847 | 3.1001 | 3.7637 | 4.8337 | 4.452 | 3.9786 | 3.7572 | 3.9412 | 4.2425 | 3.7836 | 3.8325 | 3.8713 | 3.2782 | 3.0084 | 2.6622 | 2.4157 | 2.171 | 2.1147 | 1.8632 | 1.6521 | 1.4689 | 1.3132 | 1.1864 | 0.6605 | 0.1807 | -0.263 | -0.6637 | -1.0357 | -1.3688 | -1.6674 | -1.9541 | -2.2069 | -2.4452 | -2.6646 | -2.8642 | -3.0494 | -3.2226 | -3.3785 | -3.5291 | -3.6676 | -3.7917 | -3.9076 | -4.0227 | -4.1223 | -4.2177 | -4.2933 | -4.2932 | -4.2924 | -4.2907 | -4.2792 | -4.2466
Northwest | Anchor-Retail | Average | January | Other Non-Substitutables | LDCEU/TDEF | Electric Load with Losses, Incl. Cogeneration | MW | 0 | 0 | 0 | 0 | 0 | 0 | 0 | 0 | 0 | 0 | 0 | 0 | -0.5804 | -1.2094 | -1.5799 | -2.0088 | -2.4222 | -2.3442 | -2.4845 | -2.6637 | -2.7265 | -2.6502 | -2.5386 | -2.4833 | -2.5529 | -2.6052 | -2.6388 | -2.6569 | -2.6625 | -2.6578 | -2.6446 | -2.6265 | -2.6081 | -2.5835 | -2.5596 | -2.5325 | -2.4978 | -2.4688 | -2.4351 | -2.4012 | -2.3633 | -2.3255 | -2.2852 | -2.2435 | -2.2001 | -2.1565 | -2.1096 | -2.0616 | -2.0123 | -1.9637 | -1.9136 | -1.8628 | -1.8113 | -1.7593 | -1.7065 | -1.6531 | -1.5991 | -1.5382
Northwest | Anchor-Retail | Average | February | Space Heating | LDCEU/TDEF | Electric Load with Losses, Incl. Cogeneration | MW | -0.3373 | -0.4869 | -0.6612 | -1.564 | -1.8457 | -1.8953 | -3.0063 | -3.5278 | -3.7614 | -3.9836 | -3.5299 | -3.6847 | -4.1146 | -4.4512 | -4.1241 | -3.7227 | -4.3958 | -3.3931 | -3.3715 | -3.4547 | -3.3822 | -3.4163 | -3.0713 | -2.9036 | -3.2806 | -3.2882 | -3.3053 | -3.3246 | -3.3458 | -3.3668 | -3.3903 | -3.4203 | -3.4629 | -3.504 | -3.5564 | -3.6066 | -3.6499 | -3.7089 | -3.7606 | -3.8164 | -3.8684 | -3.92 | -3.9687 | -4.0169 | -4.0605 | -4.1053 | -4.1435 | -4.178 | -4.209 | -4.2429 | -4.2706 | -4.2965 | -4.3206 | -4.3408 | -4.3598 | -4.3772 | -4.3914 | -4.3834
Northwest | Anchor-Retail | Average | February | Water Heating | LDCEU/TDEF | Electric Load with Losses, Incl. Cogeneration | MW | 0 | 0 | 0 | 0 | 0 | 0 | 0 | 0 | 0 | 0 | 0 | 0 | 0 | 0 | 0 | 0 | 0 | 0 | 0 | 0 | 0 | 0 | -0.0043 | -0.009 | -0.0066 | -0.0014 | 0.0047 | 0.0116 | 0.0189 | 0.027 | 0.0353 | 0.044 | 0.0537 | 0.0632 | 0.0732 | 0.0835 | 0.0931 | 0.1036 | 0.1137 | 0.1237 | 0.1331 | 0.1426 | 0.1514 | 0.1601 | 0.1683 | 0.1763 | 0.1836 | 0.1906 | 0.1971 | 0.2035 | 0.2094 | 0.2151 | 0.2204 | 0.2255 | 0.2303 | 0.2347 | 0.2388 | 0.2414
Northwest | Anchor-Retail | Average | February | Other Substitutables | LDCEU/TDEF | Electric Load with Losses, Incl. Cogeneration | MW | 0 | 0 | 0 | 0 | 0 | 0 | 0 | 0 | 0 | 0 | 0 | 0 | 0 | 0 | 0 | 0 | 0 | -0.0003 | -0.0003 | -0.0003 | -0.0003 | -0.0003 | -0.0002 | -0.0002 | 0.0004 | 0.0012 | 0.0018 | 0.0026 | 0.0033 | 0.0039 | 0.0045 | 0.0051 | 0.0058 | 0.0064 | 0.007 | 0.0076 | 0.0081 | 0.0087 | 0.0092 | 0.0097 | 0.0101 | 0.0106 | 0.011 | 0.0113 | 0.0117 | 0.0119 | 0.0122 | 0.0125 | 0.0127 | 0.0128 | 0.013 | 0.0131 | 0.0132 | 0.0133 | 0.0133 | 0.0134 | 0.0134 | 0.0133
Northwest | Anchor-Retail | Average | February | Refrigeration | LDCEU/TDEF | Electric Load with Losses, Incl. Cogeneration | MW | 0 | 0 | 0 | 0 | 0 | 0 | 0 | 0 | 0 | 0 | 0 | 0 | -0.0001 | -0.0002 | -0.0003 | -0.0004 | -0.0005 | -0.0028 | -0.0046 | -0.0066 | -0.0089 | -0.0105 | -0.0128 | -0.0147 | -0.0158 | -0.0168 | -0.0178 | -0.0187 | -0.0195 | -0.0202 | -0.0209 | -0.0215 | -0.0222 | -0.0229 | -0.0235 | -0.0241 | -0.0246 | -0.0252 | -0.0257 | -0.0263 | -0.0266 | -0.0271 | -0.0274 | -0.0278 | -0.0281 | -0.0286 | -0.0289 | -0.0292 | -0.0294 | -0.0298 | -0.03 | -0.0302 | -0.0305 | -0.0307 | -0.0309 | -0.0312 | -0.0314 | -0.0315
Northwest | Anchor-Retail | Average | February | Lighting | LDCEU/TDEF | Electric Load with Losses, Incl. Cogeneration | MW | 0 | -1.0193 | -2.7731 | -2.8106 | -2.6957 | -2.5413 | -2.9423 | -3.0177 | -10.0796 | -17.2521 | -21.9853 | -23.1457 | -24.1064 | -23.129 | -24.6999 | -26.8248 | -19.696 | -16.9487 | -13.601 | -10.1686 | -8.3824 | -6.7401 | -5.7268 | -6.0315 | -5.4225 | -4.955 | -4.6016 | -4.3425 | -4.1137 | -3.9099 | -3.7271 | -3.5642 | -3.4216 | -3.2894 | -3.1722 | -3.0632 | -2.9558 | -2.8621 | -2.7701 | -2.6831 | -2.5966 | -2.5134 | -2.4306 | -2.3489 | -2.2672 | -2.1867 | -2.1042 | -2.0217 | -1.9387 | -1.8566 | -1.7736 | -1.6903 | -1.6063 | -1.5218 | -1.4367 | -1.3509 | -1.2644 | -1.1736
Northwest | Anchor-Retail | Average | February | Air Conditioning | LDCEU/TDEF | Electric Load with Losses, Incl. Cogeneration | MW | 0.0159 | 0.4802 | 0.7836 | 1.1927 | 1.5964 | 2.2688 | 1.8929 | 2.2304 | 2.4827 | 3.0135 | 3.868 | 3.5624 | 3.1845 | 3.0075 | 3.1543 | 3.3949 | 3.0281 | 3.0672 | 3.098 | 2.6234 | 2.4079 | 2.131 | 1.9338 | 1.738 | 1.6926 | 1.4906 | 1.3211 | 1.1739 | 1.0486 | 0.9468 | 0.5245 | 0.1394 | -0.2169 | -0.5387 | -0.8375 | -1.1049 | -1.3448 | -1.5751 | -1.7783 | -1.9699 | -2.1461 | -2.3066 | -2.4554 | -2.5947 | -2.72 | -2.8411 | -2.9526 | -3.0525 | -3.1458 | -3.2384 | -3.3186 | -3.3954 | -3.4562 | -3.4562 | -3.4557 | -3.4544 | -3.4452 | -3.4191
Northwest | Anchor-Retail | Average | February | Other Non-Substitutables | LDCEU/TDEF | Electric Load with Losses, Incl. Cogeneration | MW | 0 | 0 | 0 | 0 | 0 | 0 | 0 | 0 | 0 | 0 | 0 | 0 | -0.5132 | -1.0694 | -1.3972 | -1.777 | -2.1424 | -2.0735 | -2.1982 | -2.356 | -2.4123 | -2.3452 | -2.2471 | -2.1989 | -2.2605 | -2.3068 | -2.3365 | -2.3524 | -2.3574 | -2.3532 | -2.3414 | -2.3254 | -2.3093 | -2.2874 | -2.2663 | -2.2423 | -2.2116 | -2.1858 | -2.1561 | -2.126 | -2.0925 | -2.059 | -2.0233 | -1.9863 | -1.9478 | -1.9092 | -1.8676 | -1.8252 | -1.7814 | -1.7385 | -1.694 | -1.649 | -1.6034 | -1.5573 | -1.5106 | -1.4633 | -1.4154 | -1.3616
Northwest | Anchor-Retail | Average | March | Space Heating | LDCEU/TDEF | Electric Load with Losses, Incl. Cogeneration | MW | -0.2255 | -0.3294 | -0.5104 | -1.1123 | -1.368 | -1.4309 | -2.2911 | -2.7214 | -2.673 | -3.1218 | -2.5319 | -2.5748 | -2.8587 | -3.3251 | -2.9197 | -2.9871 | -3.3693 | -2.6563 | -2.4633 | -2.6764 | -2.4476 | -2.4076 | -2.211 | -2.2032 | -2.3764 | -2.3806 | -2.3913 | -2.4036 | -2.4171 | -2.4307 | -2.4461 | -2.4659 | -2.4944 | -2.5221 | -2.5579 | -2.5922 | -2.6215 | -2.6623 | -2.698 | -2.7365 | -2.7725 | -2.8083 | -2.8421 | -2.8755 | -2.9055 | -2.9365 | -2.9627 | -2.9866 | -3.0079 | -3.0314 | -3.0506 | -3.0684 | -3.0849 | -3.0988 | -3.1118 | -3.1238 | -3.1333 | -3.1275
Northwest | Anchor-Retail | Average | March | Water Heating | LDCEU/TDEF | Electric Load with Losses, Incl. Cogeneration | MW | 0 | 0 | 0 | 0 | 0 | 0 | 0 | 0 | 0 | 0 | 0 | 0 | 0 | 0 | 0 | 0 | 0 | 0 | 0 | 0 | 0 | 0 | -0.004 | -0.0089 | -0.006 | -0.0014 | 0.004 | 0.01 | 0.0165 | 0.0235 | 0.0309 | 0.0386 | 0.0471 | 0.0554 | 0.0643 | 0.0733 | 0.0818 | 0.0909 | 0.0999 | 0.1087 | 0.117 | 0.1253 | 0.1331 | 0.1407 | 0.148 | 0.155 | 0.1615 | 0.1676 | 0.1734 | 0.179 | 0.1842 | 0.1893 | 0.194 | 0.1985 | 0.2026 | 0.2065 | 0.2101 | 0.2124
Northwest | Anchor-Retail | Average | March | Other Substitutables | LDCEU/TDEF | Electric Load with Losses, Incl. Cogeneration | MW | 0 | 0 | 0 | 0 | 0 | 0 | 0 | 0 | 0 | 0 | 0 | 0 | 0 | 0 | 0 | 0 | 0 | -0.0003 | -0.0002 | -0.0003 | -0.0003 | -0.0002 | -0.0003 | -0.0003 | 0.0005 | 0.0012 | 0.0019 | 0.0027 | 0.0033 | 0.004 | 0.0047 | 0.0053 | 0.006 | 0.0066 | 0.0072 | 0.0078 | 0.0084 | 0.009 | 0.0095 | 0.01 | 0.0105 | 0.0109 | 0.0113 | 0.0117 | 0.012 | 0.0124 | 0.0126 | 0.0128 | 0.013 | 0.0132 | 0.0133 | 0.0135 | 0.0136 | 0.0137 | 0.0138 | 0.0139 | 0.0138 | 0.0138
Northwest | Anchor-Retail | Average | March | Refrigeration | LDCEU/TDEF | Electric Load with Losses, Incl. Cogeneration | MW | 0 | 0 | 0 | 0 | 0 | 0 | 0 | 0 | 0 | 0 | 0 | 0 | -0.0001 | -0.0002 | -0.0004 | -0.0004 | -0.0005 | -0.0029 | -0.0048 | -0.0069 | -0.0093 | -0.0111 | -0.0134 | -0.0153 | -0.0166 | -0.0177 | -0.0187 | -0.0196 | -0.0204 | -0.0212 | -0.0219 | -0.0225 | -0.0232 | -0.0239 | -0.0245 | -0.0252 | -0.0258 | -0.0263 | -0.0269 | -0.0274 | -0.0279 | -0.0283 | -0.0288 | -0.0291 | -0.0295 | -0.0299 | -0.0302 | -0.0306 | -0.0308 | -0.0311 | -0.0314 | -0.0317 | -0.0319 | -0.0322 | -0.0324 | -0.0326 | -0.0329 | -0.033
Northwest | Anchor-Retail | Average | March | Lighting | LDCEU/TDEF | Electric Load with Losses, Incl. Cogeneration | MW | 0 | -1.0885 | -2.9669 | -3.0072 | -2.8847 | -2.7198 | -3.1491 | -3.2299 | -10.7916 | -18.4715 | -23.5398 | -24.7818 | -25.8101 | -24.7646 | -26.4494 | -28.7253 | -21.0908 | -18.1473 | -14.5647 | -10.8869 | -8.9741 | -7.2157 | -6.1268 | -6.4475 | -5.7973 | -5.2982 | -4.9211 | -4.6447 | -4.4006 | -4.1832 | -3.988 | -3.8141 | -3.6619 | -3.5206 | -3.3955 | -3.279 | -3.1642 | -3.0641 | -2.9657 | -2.8726 | -2.78 | -2.691 | -2.6024 | -2.5149 | -2.4276 | -2.3413 | -2.253 | -2.1647 | -2.0757 | -1.988 | -1.8991 | -1.8097 | -1.7199 | -1.6294 | -1.5382 | -1.4464 | -1.3537 | -1.2563
Northwest | Anchor-Retail | Average | March | Air Conditioning | LDCEU/TDEF | Electric Load with Losses, Incl. Cogeneration | MW | 0.028 | 0.845 | 1.3795 | 2.1002 | 2.8108 | 3.9938 | 3.334 | 3.9281 | 4.3718 | 5.3067 | 6.8084 | 6.2725 | 5.606 | 5.2932 | 5.5507 | 5.9759 | 5.3304 | 5.4013 | 5.4534 | 4.6174 | 4.2385 | 3.7508 | 3.4034 | 3.0588 | 2.9788 | 2.6231 | 2.3245 | 2.0652 | 1.8448 | 1.6653 | 0.922 | 0.2439 | -0.3835 | -0.9501 | -1.4761 | -1.9472 | -2.3697 | -2.7753 | -3.1331 | -3.4704 | -3.7809 | -4.0635 | -4.3256 | -4.571 | -4.7916 | -5.005 | -5.2015 | -5.3774 | -5.5417 | -5.7049 | -5.8462 | -5.9817 | -6.0889 | -6.089 | -6.0881 | -6.086 | -6.0699 | -6.0239
Northwest | Anchor-Retail | Average | March | Other Non-Substitutables | LDCEU/TDEF | Electric Load with Losses, Incl. Cogeneration | MW | 0 | 0 | 0 | 0 | 0 | 0 | 0 | 0 | 0 | 0 | 0 | 0 | -0.5296 | -1.1041 | -1.4422 | -1.8337 | -2.2114 | -2.139 | -2.2685 | -2.4319 | -2.4904 | -2.4208 | -2.3194 | -2.27 | -2.3336 | -2.3814 | -2.4121 | -2.4286 | -2.4337 | -2.4294 | -2.4172 | -2.4006 | -2.384 | -2.3614 | -2.3397 | -2.3149 | -2.2831 | -2.2566 | -2.2258 | -2.1948 | -2.1602 | -2.1256 | -2.0886 | -2.0505 | -2.0109 | -1.971 | -1.928 | -1.8841 | -1.839 | -1.7946 | -1.7488 | -1.7023 | -1.6552 | -1.6075 | -1.5594 | -1.5105 | -1.4611 | -1.4054
Northwest | Anchor-Retail | Average | April | Space Heating | LDCEU/TDEF | Electric Load with Losses, Incl. Cogeneration | MW | -0.2123 | -0.2983 | -0.4697 | -0.9805 | -1.2343 | -1.2894 | -2.0294 | -2.2246 | -2.5489 | -2.6066 | -2.4308 | -2.2702 | -2.6616 | -2.7963 | -2.7726 | -2.7391 | -2.9324 | -2.4568 | -2.3279 | -2.2202 | -2.2194 | -2.1788 | -2.2108 | -1.8355 | -2.1343 | -2.1389 | -2.1495 | -2.1616 | -2.1748 | -2.1881 | -2.2029 | -2.222 | -2.2491 | -2.2754 | -2.309 | -2.3411 | -2.3687 | -2.4067 | -2.44 | -2.4759 | -2.5094 | -2.5426 | -2.5741 | -2.6052 | -2.6333 | -2.6621 | -2.6867 | -2.7091 | -2.729 | -2.751 | -2.769 | -2.7857 | -2.8012 | -2.8145 | -2.8267 | -2.8381 | -2.8472 | -2.8421
Northwest | Anchor-Retail | Average | April | Water Heating | LDCEU/TDEF | Electric Load with Losses, Incl. Cogeneration | MW | 0 | 0 | 0 | 0 | 0 | 0 | 0 | 0 | 0 | 0 | 0 | 0 | 0 | 0 | 0 | 0 | 0 | 0 | 0 | 0 | 0 | 0 | -0.0039 | -0.0058 | -0.0048 | -0.0012 | 0.0031 | 0.0077 | 0.0128 | 0.0183 | 0.0241 | 0.0302 | 0.0368 | 0.0433 | 0.0503 | 0.0574 | 0.064 | 0.0712 | 0.0783 | 0.0852 | 0.0917 | 0.0982 | 0.1044 | 0.1103 | 0.1161 | 0.1216 | 0.1266 | 0.1315 | 0.136 | 0.1404 | 0.1447 | 0.1486 | 0.1522 | 0.1558 | 0.1591 | 0.1622 | 0.1651 | 0.1668
Northwest | Anchor-Retail | Average | April | Other Substitutables | LDCEU/TDEF | Electric Load with Losses, Incl. Cogeneration | MW | 0 | 0 | 0 | 0 | 0 | 0 | 0 | 0 | 0 | 0 | 0 | 0 | 0 | 0 | 0 | 0 | 0 | -0.0003 | -0.0002 | -0.0003 | -0.0003 | -0.0003 | -0.0002 | -0.0002 | 0.0004 | 0.0012 | 0.0018 | 0.0025 | 0.0032 | 0.0039 | 0.0045 | 0.0052 | 0.0057 | 0.0064 | 0.0069 | 0.0076 | 0.0081 | 0.0086 | 0.0092 | 0.0096 | 0.0101 | 0.0105 | 0.0109 | 0.0113 | 0.0116 | 0.0118 | 0.0121 | 0.0124 | 0.0126 | 0.0128 | 0.0129 | 0.013 | 0.0131 | 0.0133 | 0.0133 | 0.0134 | 0.0133 | 0.0133
Northwest | Anchor-Retail | Average | April | Refrigeration | LDCEU/TDEF | Electric Load with Losses, Incl. Cogeneration | MW | 0 | 0 | 0 | 0 | 0 | 0 | 0 | 0 | 0 | 0 | 0 | 0 | -0.0001 | -0.0002 | -0.0004 | -0.0004 | -0.0005 | -0.0026 | -0.0043 | -0.0062 | -0.0084 | -0.01 | -0.0121 | -0.0138 | -0.0148 | -0.0159 | -0.0168 | -0.0175 | -0.0183 | -0.019 | -0.0197 | -0.0203 | -0.0209 | -0.0215 | -0.022 | -0.0226 | -0.0231 | -0.0237 | -0.0242 | -0.0246 | -0.0251 | -0.0255 | -0.0259 | -0.0261 | -0.0265 | -0.0268 | -0.0272 | -0.0274 | -0.0277 | -0.028 | -0.0282 | -0.0284 | -0.0286 | -0.0289 | -0.0291 | -0.0293 | -0.0296 | -0.0296
Northwest | Anchor-Retail | Average | April | Lighting | LDCEU/TDEF | Electric Load with Losses, Incl. Cogeneration | MW | 0 | -1.0592 | -2.894 | -2.9336 | -2.8147 | -2.6542 | -3.0732 | -3.1523 | -10.5364 | -18.0356 | -22.9852 | -24.1972 | -25.2003 | -24.1799 | -25.8281 | -28.0518 | -20.5949 | -17.7184 | -14.2216 | -10.6245 | -8.7549 | -7.037 | -5.9694 | -6.2746 | -5.6393 | -5.1516 | -4.7825 | -4.5116 | -4.2725 | -4.0598 | -3.869 | -3.6992 | -3.5505 | -3.4127 | -3.2906 | -3.1771 | -3.0654 | -2.968 | -2.8725 | -2.7821 | -2.6922 | -2.606 | -2.5202 | -2.4354 | -2.3509 | -2.2673 | -2.1819 | -2.0964 | -2.0104 | -1.9255 | -1.8396 | -1.7533 | -1.6664 | -1.5789 | -1.4908 | -1.402 | -1.3125 | -1.2184
Northwest | Anchor-Retail | Average | April | Air Conditioning | LDCEU/TDEF | Electric Load with Losses, Incl. Cogeneration | MW | 0.0292 | 0.8827 | 1.4421 | 2.1939 | 2.9365 | 4.1712 | 3.4777 | 4.093 | 4.5565 | 5.5345 | 7.1107 | 6.5541 | 5.8518 | 5.5246 | 5.7949 | 6.2408 | 5.5654 | 5.641 | 5.6936 | 4.8209 | 4.4236 | 3.9135 | 3.5495 | 3.1895 | 3.111 | 2.7431 | 2.4345 | 2.1664 | 1.9389 | 1.7538 | 0.9838 | 0.2816 | -0.3677 | -0.954 | -1.4982 | -1.9855 | -2.4223 | -2.8415 | -3.2111 | -3.5596 | -3.8803 | -4.1719 | -4.4425 | -4.6957 | -4.9232 | -5.143 | -5.3453 | -5.5264 | -5.6957 | -5.8636 | -6.0087 | -6.1478 | -6.2579 | -6.2577 | -6.2563 | -6.2539 | -6.2367 | -6.1891
Northwest | Anchor-Retail | Average | April | Other Non-Substitutables | LDCEU/TDEF | Electric Load with Losses, Incl. Cogeneration | MW | 0 | 0 | 0 | 0 | 0 | 0 | 0 | 0 | 0 | 0 | 0 | 0 | -0.5071 | -1.0581 | -1.3801 | -1.7523 | -2.1162 | -2.043 | -2.166 | -2.3254 | -2.3792 | -2.3113 | -2.2124 | -2.1633 | -2.224 | -2.2697 | -2.2991 | -2.3149 | -2.3199 | -2.3158 | -2.3043 | -2.2886 | -2.2727 | -2.2511 | -2.2304 | -2.2067 | -2.1766 | -2.1514 | -2.122 | -2.0924 | -2.0595 | -2.0266 | -1.9914 | -1.9552 | -1.9174 | -1.8793 | -1.8384 | -1.7967 | -1.7538 | -1.7115 | -1.6679 | -1.6237 | -1.5789 | -1.5336 | -1.4876 | -1.4412 | -1.3941 | -1.3411
Northwest | Anchor-Retail | Average | May | Space Heating | LDCEU/TDEF | Electric Load with Losses, Incl. Cogeneration | MW | -0.0778 | -0.1174 | -0.1781 | -0.4702 | -0.4088 | -0.6007 | -0.9465 | -0.9981 | -0.9278 | -1.1921 | -1.0144 | -0.9818 | -1.0323 | -1.112 | -1.1681 | -1.0633 | -1.156 | -1.2021 | -1.1204 | -0.9999 | -0.8932 | -0.851 | -0.8438 | -0.7526 | -0.8619 | -0.8625 | -0.8653 | -0.8686 | -0.8726 | -0.8765 | -0.8812 | -0.8874 | -0.8964 | -0.9053 | -0.9171 | -0.9285 | -0.9381 | -0.9519 | -0.9639 | -0.9771 | -0.9893 | -1.0017 | -1.0134 | -1.0249 | -1.0352 | -1.0458 | -1.0547 | -1.0629 | -1.0702 | -1.0784 | -1.0851 | -1.0913 | -1.097 | -1.1018 | -1.1064 | -1.1105 | -1.1138 | -1.1118
Northwest | Anchor-Retail | Average | May | Water Heating | LDCEU/TDEF | Electric Load with Losses, Incl. Cogeneration | MW | 0 | 0 | 0 | 0 | 0 | 0 | 0 | 0 | 0 | 0 | 0 | 0 | 0 | 0 | 0 | 0 | 0 | 0 | 0 | 0 | 0 | 0 | -0.0022 | -0.0044 | -0.0033 | -0.001 | 0.0017 | 0.0047 | 0.0079 | 0.0116 | 0.0152 | 0.0192 | 0.0234 | 0.0276 | 0.0321 | 0.0366 | 0.0409 | 0.0455 | 0.0501 | 0.0544 | 0.0586 | 0.0629 | 0.0669 | 0.0707 | 0.0743 | 0.0779 | 0.0812 | 0.0843 | 0.0872 | 0.09 | 0.0927 | 0.0954 | 0.0977 | 0.1 | 0.1022 | 0.1042 | 0.1061 | 0.1072
Northwest | Anchor-Retail | Average | May | Other Substitutables | LDCEU/TDEF | Electric Load with Losses, Incl. Cogeneration | MW | 0 | 0 | 0 | 0 | 0 | 0 | 0 | 0 | 0 | 0 | 0 | 0 | 0 | 0 | 0 | 0 | 0 | -0.0003 | -0.0003 | -0.0002 | -0.0003 | -0.0002 | -0.0002 | -0.0002 | 0.0004 | 0.001 | 0.0017 | 0.0024 | 0.003 | 0.0037 | 0.0042 | 0.0048 | 0.0054 | 0.0059 | 0.0065 | 0.0071 | 0.0076 | 0.0081 | 0.0085 | 0.009 | 0.0095 | 0.0098 | 0.0102 | 0.0106 | 0.0108 | 0.0111 | 0.0113 | 0.0116 | 0.0117 | 0.0119 | 0.0121 | 0.0122 | 0.0123 | 0.0124 | 0.0124 | 0.0125 | 0.0124 | 0.0125
Northwest | Anchor-Retail | Average | May | Refrigeration | LDCEU/TDEF | Electric Load with Losses, Incl. Cogeneration | MW | 0 | 0 | 0 | 0 | 0 | 0 | 0 | 0 | 0 | 0 | 0 | 0 | -0.0001 | -0.0001 | -0.0003 | -0.0003 | -0.0003 | -0.0019 | -0.0031 | -0.0045 | -0.006 | -0.0071 | -0.0087 | -0.01 | -0.0107 | -0.0115 | -0.0121 | -0.0126 | -0.0132 | -0.0137 | -0.0141 | -0.0146 | -0.0151 | -0.0155 | -0.0159 | -0.0163 | -0.0167 | -0.017 | -0.0174 | -0.0177 | -0.0181 | -0.0183 | -0.0186 | -0.0189 | -0.0191 | -0.0194 | -0.0196 | -0.0198 | -0.0199 | -0.0201 | -0.0203 | -0.0205 | -0.0207 | -0.0208 | -0.021 | -0.0212 | -0.0213 | -0.0214
Northwest | Anchor-Retail | Average | May | Lighting | LDCEU/TDEF | Electric Load with Losses, Incl. Cogeneration | MW | 0 | -1.0174 | -2.7538 | -2.7904 | -2.6753 | -2.5213 | -2.9189 | -2.9933 | -9.9892 | -17.0954 | -21.7837 | -22.935 | -23.8858 | -22.9122 | -24.4596 | -26.5623 | -19.503 | -16.7864 | -13.4613 | -10.0615 | -8.288 | -6.6573 | -5.6451 | -5.9465 | -5.3355 | -4.8647 | -4.5071 | -4.243 | -4.0107 | -3.8045 | -3.6203 | -3.4567 | -3.3139 | -3.182 | -3.0654 | -2.9573 | -2.8515 | -2.7594 | -2.6693 | -2.5842 | -2.5 | -2.4194 | -2.3393 | -2.2604 | -2.1818 | -2.1041 | -2.0249 | -1.9457 | -1.866 | -1.7874 | -1.7079 | -1.6282 | -1.5478 | -1.467 | -1.3856 | -1.3035 | -1.2208 | -1.1339
Northwest | Anchor-Retail | Average | May | Air Conditioning | LDCEU/TDEF | Electric Load with Losses, Incl. Cogeneration | MW | 0.0651 | 1.8948 | 3.1196 | 4.4988 | 6.6754 | 8.5643 | 7.1011 | 8.3969 | 9.8644 | 11.2985 | 14.6557 | 13.9158 | 12.5621 | 11.8481 | 12.0406 | 12.9001 | 11.5291 | 11.5537 | 11.6796 | 9.9517 | 9.0624 | 8.2249 | 7.4405 | 6.781 | 6.5483 | 5.7978 | 5.1693 | 4.6246 | 4.1631 | 3.789 | 2.2114 | 0.7732 | -0.5532 | -1.7511 | -2.861 | -3.8543 | -4.7441 | -5.5965 | -6.3474 | -7.0543 | -7.7045 | -8.2955 | -8.8433 | -9.3556 | -9.8143 | -10.2562 | -10.663 | -11.026 | -11.3655 | -11.7013 | -11.9903 | -12.2669 | -12.485 | -12.4819 | -12.4768 | -12.4692 | -12.4316 | -12.3336
Northwest | Anchor-Retail | Average | May | Other Non-Substitutables | LDCEU/TDEF | Electric Load with Losses, Incl. Cogeneration | MW | 0 | 0 | 0 | 0 | 0 | 0 | 0 | 0 | 0 | 0 | 0 | 0 | -0.4651 | -0.9698 | -1.2648 | -1.6034 | -1.9358 | -1.8721 | -1.9792 | -2.1288 | -2.1726 | -2.1081 | -2.014 | -1.9642 | -2.0195 | -2.0611 | -2.0879 | -2.1023 | -2.1069 | -2.1032 | -2.0929 | -2.0788 | -2.0643 | -2.0447 | -2.026 | -2.0045 | -1.9771 | -1.9542 | -1.9276 | -1.9007 | -1.8709 | -1.8411 | -1.8093 | -1.7765 | -1.7424 | -1.708 | -1.671 | -1.6332 | -1.5943 | -1.5562 | -1.5167 | -1.4767 | -1.4361 | -1.3952 | -1.3536 | -1.3116 | -1.2691 | -1.2211
Northwest | Anchor-Retail | Average | June | Space Heating | LDCEU/TDEF | Electric Load with Losses, Incl. Cogeneration | MW | -0.0486 | -0.0692 | -0.0966 | -0.2176 | -0.2688 | -0.2703 | -0.4676 | -0.4318 | -0.5983 | -0.496 | -0.394 | -0.4525 | -0.6378 | -0.4964 | -0.6145 | -0.6631 | -0.5382 | -0.629 | -0.5523 | -0.5745 | -0.4303 | -0.4916 | -0.2962 | -0.3664 | -0.4276 | -0.4278 | -0.4292 | -0.4309 | -0.4327 | -0.4347 | -0.4369 | -0.44 | -0.4444 | -0.4487 | -0.4545 | -0.4602 | -0.4649 | -0.4717 | -0.4777 | -0.4842 | -0.4902 | -0.4964 | -0.5022 | -0.5079 | -0.5131 | -0.5183 | -0.5227 | -0.5267 | -0.5305 | -0.5346 | -0.5379 | -0.541 | -0.5438 | -0.5462 | -0.5484 | -0.5505 | -0.5523 | -0.5513
Northwest | Anchor-Retail | Average | June | Water Heating | LDCEU/TDEF | Electric Load with Losses, Incl. Cogeneration | MW | 0 | 0 | 0 | 0 | 0 | 0 | 0 | 0 | 0 | 0 | 0 | 0 | 0 | 0 | 0 | 0 | 0 | 0 | 0 | 0 | 0 | 0 | -0.0011 | -0.0031 | -0.0023 | -0.0007 | 0.0011 | 0.003 | 0.0052 | 0.0076 | 0.01 | 0.0126 | 0.0153 | 0.0181 | 0.021 | 0.024 | 0.0269 | 0.0299 | 0.0329 | 0.0358 | 0.0386 | 0.0414 | 0.044 | 0.0465 | 0.049 | 0.0513 | 0.0535 | 0.0555 | 0.0575 | 0.0594 | 0.0611 | 0.0629 | 0.0644 | 0.0659 | 0.0674 | 0.0687 | 0.0699 | 0.0707
Northwest | Anchor-Retail | Average | June | Other Substitutables | LDCEU/TDEF | Electric Load with Losses, Incl. Cogeneration | MW | 0 | 0 | 0 | 0 | 0 | 0 | 0 | 0 | 0 | 0 | 0 | 0 | 0 | 0 | 0 | 0 | 0 | -0.0002 | -0.0002 | -0.0003 | -0.0002 | -0.0002 | -0.0002 | -0.0002 | 0.0004 | 0.0011 | 0.0018 | 0.0023 | 0.003 | 0.0036 | 0.0042 | 0.0047 | 0.0053 | 0.0059 | 0.0065 | 0.007 | 0.0075 | 0.0081 | 0.0086 | 0.0089 | 0.0094 | 0.0098 | 0.0101 | 0.0105 | 0.0108 | 0.0111 | 0.0113 | 0.0116 | 0.0117 | 0.0119 | 0.012 | 0.0122 | 0.0123 | 0.0124 | 0.0124 | 0.0125 | 0.0124 | 0.0124
Northwest | Anchor-Retail | Average | June | Refrigeration | LDCEU/TDEF | Electric Load with Losses, Incl. Cogeneration | MW | 0 | 0 | 0 | 0 | 0 | 0 | 0 | 0 | 0 | 0 | 0 | 0 | 0 | -0.0001 | -0.0003 | -0.0002 | -0.0003 | -0.0016 | -0.0027 | -0.0038 | -0.0053 | -0.0062 | -0.0075 | -0.0086 | -0.0092 | -0.0099 | -0.0104 | -0.0109 | -0.0114 | -0.0118 | -0.0122 | -0.0126 | -0.013 | -0.0134 | -0.0138 | -0.0141 | -0.0144 | -0.0148 | -0.0151 | -0.0153 | -0.0156 | -0.0158 | -0.0161 | -0.0164 | -0.0165 | -0.0168 | -0.0169 | -0.017 | -0.0172 | -0.0174 | -0.0176 | -0.0177 | -0.0179 | -0.018 | -0.0182 | -0.0183 | -0.0184 | -0.0184
Northwest | Anchor-Retail | Average | June | Lighting | LDCEU/TDEF | Electric Load with Losses, Incl. Cogeneration | MW | 0 | -1.0059 | -2.7182 | -2.7542 | -2.6401 | -2.4879 | -2.8801 | -2.9535 | -9.8537 | -16.863 | -21.4871 | -22.6232 | -23.5607 | -22.5987 | -24.1223 | -26.1957 | -19.2336 | -16.5557 | -13.2733 | -9.9198 | -8.1691 | -6.5594 | -5.5591 | -5.8564 | -5.251 | -4.7839 | -4.4286 | -4.1655 | -3.9342 | -3.7294 | -3.5466 | -3.3845 | -3.243 | -3.1125 | -2.9973 | -2.8908 | -2.7866 | -2.6959 | -2.6074 | -2.5239 | -2.4413 | -2.3624 | -2.284 | -2.207 | -2.1301 | -2.0544 | -1.977 | -1.8998 | -1.8221 | -1.7455 | -1.668 | -1.5902 | -1.5119 | -1.4332 | -1.3539 | -1.2741 | -1.1935 | -1.1088
Northwest | Anchor-Retail | Average | June | Air Conditioning | LDCEU/TDEF | Electric Load with Losses, Incl. Cogeneration | MW | 0.0942 | 2.8152 | 4.7692 | 7.0968 | 9.4456 | 13.4656 | 11.1096 | 14.5538 | 14.3601 | 18.7444 | 24.7556 | 22.3193 | 18.5324 | 19.4974 | 19.0661 | 19.7195 | 18.6884 | 18.025 | 17.8458 | 15.0814 | 14.4847 | 12.242 | 13.1851 | 10.6853 | 10.4267 | 9.2589 | 8.2816 | 7.4356 | 6.7197 | 6.1405 | 3.6782 | 1.4345 | -0.6306 | -2.4955 | -4.222 | -5.7668 | -7.1496 | -8.4733 | -9.6387 | -10.7343 | -11.742 | -12.6578 | -13.5055 | -14.2979 | -15.0055 | -15.6855 | -16.3116 | -16.8693 | -17.3911 | -17.9069 | -18.3489 | -18.7717 | -19.1041 | -19.0968 | -19.0864 | -19.0722 | -19.0112 | -18.8591
Northwest | Anchor-Retail | Average | June | Other Non-Substitutables | LDCEU/TDEF | Electric Load with Losses, Incl. Cogeneration | MW | 0 | 0 | 0 | 0 | 0 | 0 | 0 | 0 | 0 | 0 | 0 | 0 | -0.4593 | -0.9578 | -1.2484 | -1.5807 | -1.9096 | -1.846 | -1.9496 | -2.0995 | -2.1401 | -2.0752 | -1.9806 | -1.9291 | -1.9835 | -2.0244 | -2.0508 | -2.065 | -2.0696 | -2.0661 | -2.056 | -2.0422 | -2.0279 | -2.0088 | -1.9903 | -1.9692 | -1.9423 | -1.9198 | -1.8937 | -1.8674 | -1.8381 | -1.8089 | -1.7778 | -1.7456 | -1.7121 | -1.6783 | -1.6421 | -1.6051 | -1.567 | -1.5295 | -1.4908 | -1.4517 | -1.4119 | -1.3717 | -1.331 | -1.2898 | -1.2481 | -1.2011
Northwest | Anchor-Retail | Average | July | Space Heating | LDCEU/TDEF | Electric Load with Losses, Incl. Cogeneration | MW | -0.0259 | -0.0196 | -0.0294 | -0.0581 | -0.0915 | -0.0699 | -0.1747 | -0.1939 | -0.2094 | -0.1603 | -0.1299 | -0.139 | -0.1664 | -0.1693 | -0.1612 | -0.1887 | -0.1652 | -0.2035 | -0.2187 | -0.1841 | -0.1327 | -0.1159 | -0.1159 | -0.1626 | -0.1516 | -0.1518 | -0.1525 | -0.1532 | -0.1541 | -0.1548 | -0.1559 | -0.1571 | -0.1589 | -0.1607 | -0.1629 | -0.1652 | -0.1671 | -0.1697 | -0.172 | -0.1744 | -0.1768 | -0.1792 | -0.1813 | -0.1836 | -0.1856 | -0.1875 | -0.1893 | -0.1908 | -0.1922 | -0.1938 | -0.1951 | -0.1963 | -0.1974 | -0.1984 | -0.1992 | -0.2001 | -0.2007 | -0.2004
Northwest | Anchor-Retail | Average | July | Water Heating | LDCEU/TDEF | Electric Load with Losses, Incl. Cogeneration | MW | 0 | 0 | 0 | 0 | 0 | 0 | 0 | 0 | 0 | 0 | 0 | 0 | 0 | 0 | 0 | 0 | 0 | 0 | 0 | 0 | 0 | 0 | -0.0008 | -0.0023 | -0.0014 | -0.0005 | 0.0007 | 0.002 | 0.0033 | 0.0048 | 0.0063 | 0.008 | 0.0098 | 0.0116 | 0.0135 | 0.0154 | 0.0172 | 0.0191 | 0.021 | 0.0229 | 0.0246 | 0.0264 | 0.028 | 0.0297 | 0.0312 | 0.0328 | 0.0341 | 0.0355 | 0.0366 | 0.0379 | 0.039 | 0.0401 | 0.0411 | 0.042 | 0.0429 | 0.0438 | 0.0446 | 0.0451
Northwest | Anchor-Retail | Average | July | Other Substitutables | LDCEU/TDEF | Electric Load with Losses, Incl. Cogeneration | MW | 0 | 0 | 0 | 0 | 0 | 0 | 0 | 0 | 0 | 0 | 0 | 0 | 0 | 0 | 0 | 0 | 0 | -0.0002 | -0.0002 | -0.0002 | -0.0003 | -0.0002 | -0.0002 | -0.0002 | 0.0004 | 0.001 | 0.0016 | 0.0022 | 0.0028 | 0.0033 | 0.0039 | 0.0044 | 0.0049 | 0.0055 | 0.006 | 0.0066 | 0.007 | 0.0074 | 0.0079 | 0.0083 | 0.0087 | 0.009 | 0.0095 | 0.0097 | 0.01 | 0.0103 | 0.0104 | 0.0107 | 0.0109 | 0.011 | 0.0111 | 0.0113 | 0.0113 | 0.0114 | 0.0115 | 0.0115 | 0.0115 | 0.0115
Northwest | Anchor-Retail | Average | July | Refrigeration | LDCEU/TDEF | Electric Load with Losses, Incl. Cogeneration | MW | 0 | 0 | 0 | 0 | 0 | 0 | 0 | 0 | 0 | 0 | 0 | 0 | -0.0001 | -0.0002 | -0.0002 | -0.0002 | -0.0003 | -0.0015 | -0.0025 | -0.0037 | -0.0049 | -0.0058 | -0.0071 | -0.0081 | -0.0087 | -0.0092 | -0.0099 | -0.0103 | -0.0108 | -0.0112 | -0.0115 | -0.0119 | -0.0122 | -0.0126 | -0.013 | -0.0132 | -0.0135 | -0.0139 | -0.0141 | -0.0145 | -0.0147 | -0.0149 | -0.0152 | -0.0153 | -0.0155 | -0.0158 | -0.0159 | -0.0161 | -0.0162 | -0.0164 | -0.0165 | -0.0166 | -0.0168 | -0.017 | -0.0171 | -0.0172 | -0.0173 | -0.0173
Northwest | Anchor-Retail | Average | July | Lighting | LDCEU/TDEF | Electric Load with Losses, Incl. Cogeneration | MW | 0 | -0.9491 | -2.4978 | -2.5282 | -2.4179 | -2.275 | -2.6324 | -2.6978 | -8.9592 | -15.3232 | -19.5166 | -20.5559 | -21.4114 | -20.5253 | -21.8748 | -23.7445 | -17.4423 | -15.0336 | -12.0305 | -9.0233 | -7.4382 | -5.9756 | -5.0762 | -5.3918 | -4.8318 | -4.3991 | -4.0698 | -3.8255 | -3.611 | -3.4211 | -3.2517 | -3.1018 | -2.9709 | -2.8505 | -2.7442 | -2.6459 | -2.5498 | -2.4662 | -2.3848 | -2.308 | -2.2321 | -2.1595 | -2.0875 | -2.0168 | -1.9463 | -1.8768 | -1.8058 | -1.7349 | -1.6637 | -1.5934 | -1.5224 | -1.4511 | -1.3793 | -1.3072 | -1.2345 | -1.1612 | -1.0873 | -1.0097
Northwest | Anchor-Retail | Average | July | Air Conditioning | LDCEU/TDEF | Electric Load with Losses, Incl. Cogeneration | MW | 0.1341 | 4.7798 | 8.0714 | 12.8991 | 15.0123 | 22.9699 | 17.8431 | 21.313 | 23.1984 | 30.9019 | 38.8775 | 36.2921 | 32.472 | 30.998 | 34.2975 | 34.1736 | 31.5268 | 31.4352 | 27.561 | 24.7838 | 24.7205 | 21.265 | 18.8933 | 15.7882 | 16.851 | 14.9917 | 13.4354 | 12.089 | 10.9503 | 10.0297 | 6.1016 | 2.5247 | -0.7626 | -3.7316 | -6.4787 | -8.9373 | -11.1372 | -13.2422 | -15.0948 | -16.8352 | -18.4354 | -19.8905 | -21.2358 | -22.4925 | -23.6124 | -24.6872 | -25.6764 | -26.5572 | -27.381 | -28.1959 | -28.8924 | -29.5579 | -30.0804 | -30.0669 | -30.0483 | -30.0232 | -29.9239 | -29.6842
Northwest | Anchor-Retail | Average | July | Other Non-Substitutables | LDCEU/TDEF | Electric Load with Losses, Incl. Cogeneration | MW | 0 | 0 | 0 | 0 | 0 | 0 | 0 | 0 | 0 | 0 | 0 | 0 | -0.4263 | -0.8845 | -1.1608 | -1.4762 | -1.7695 | -1.7325 | -1.8258 | -1.9576 | -1.9973 | -1.9381 | -1.8525 | -1.8059 | -1.8566 | -1.8945 | -1.919 | -1.9321 | -1.9362 | -1.9328 | -1.9231 | -1.9101 | -1.8968 | -1.8788 | -1.8615 | -1.8418 | -1.8166 | -1.7954 | -1.771 | -1.7462 | -1.7188 | -1.6915 | -1.6622 | -1.6321 | -1.6008 | -1.5692 | -1.5352 | -1.5005 | -1.4649 | -1.4297 | -1.3934 | -1.3567 | -1.3195 | -1.2818 | -1.2436 | -1.205 | -1.1659 | -1.1218
Northwest | Anchor-Retail | Average | August | Space Heating | LDCEU/TDEF | Electric Load with Losses, Incl. Cogeneration | MW | -0.0175 | -0.0228 | -0.0422 | -0.0682 | -0.0706 | -0.0806 | -0.1345 | -0.1923 | -0.1672 | -0.2012 | -0.1494 | -0.1413 | -0.1673 | -0.2188 | -0.2253 | -0.1881 | -0.2107 | -0.205 | -0.1546 | -0.1441 | -0.1455 | -0.1241 | -0.1275 | -0.118 | -0.1467 | -0.1469 | -0.1476 | -0.1484 | -0.1493 | -0.1502 | -0.1512 | -0.1524 | -0.1542 | -0.156 | -0.1583 | -0.1604 | -0.1623 | -0.1649 | -0.1672 | -0.1696 | -0.1719 | -0.1741 | -0.1763 | -0.1785 | -0.1804 | -0.1824 | -0.1841 | -0.1857 | -0.1871 | -0.1886 | -0.1899 | -0.191 | -0.1922 | -0.1931 | -0.194 | -0.1948 | -0.1955 | -0.1951
Northwest | Anchor-Retail | Average | August | Water Heating | LDCEU/TDEF | Electric Load with Losses, Incl. Cogeneration | MW | 0 | 0 | 0 | 0 | 0 | 0 | 0 | 0 | 0 | 0 | 0 | 0 | 0 | 0 | 0 | 0 | 0 | 0 | 0 | 0 | 0 | 0 | -0.0009 | -0.0019 | -0.0014 | -0.0004 | 0.0007 | 0.0019 | 0.0033 | 0.0048 | 0.0064 | 0.008 | 0.0097 | 0.0115 | 0.0133 | 0.0152 | 0.017 | 0.0189 | 0.0208 | 0.0227 | 0.0244 | 0.0262 | 0.0278 | 0.0294 | 0.0309 | 0.0324 | 0.0338 | 0.0351 | 0.0363 | 0.0374 | 0.0387 | 0.0397 | 0.0406 | 0.0417 | 0.0425 | 0.0434 | 0.0442 | 0.0447
Northwest | Anchor-Retail | Average | August | Other Substitutables | LDCEU/TDEF | Electric Load with Losses, Incl. Cogeneration | MW | 0 | 0 | 0 | 0 | 0 | 0 | 0 | 0 | 0 | 0 | 0 | 0 | 0 | 0 | 0 | 0 | 0 | -0.0002 | -0.0002 | -0.0002 | -0.0002 | -0.0002 | -0.0002 | -0.0002 | 0.0003 | 0.001 | 0.0016 | 0.0022 | 0.0028 | 0.0033 | 0.0039 | 0.0044 | 0.0049 | 0.0055 | 0.006 | 0.0066 | 0.007 | 0.0075 | 0.008 | 0.0084 | 0.0087 | 0.0092 | 0.0095 | 0.0098 | 0.01 | 0.0103 | 0.0106 | 0.0107 | 0.0109 | 0.0111 | 0.0111 | 0.0113 | 0.0114 | 0.0115 | 0.0115 | 0.0116 | 0.0116 | 0.0115
Northwest | Anchor-Retail | Average | August | Refrigeration | LDCEU/TDEF | Electric Load with Losses, Incl. Cogeneration | MW | 0 | 0 | 0 | 0 | 0 | 0 | 0 | 0 | 0 | 0 | 0 | 0 | 0 | -0.0001 | -0.0002 | -0.0002 | -0.0003 | -0.0015 | -0.0025 | -0.0037 | -0.005 | -0.0059 | -0.0072 | -0.0082 | -0.0088 | -0.0095 | -0.01 | -0.0105 | -0.0109 | -0.0113 | -0.0117 | -0.012 | -0.0125 | -0.0128 | -0.0132 | -0.0135 | -0.0138 | -0.0141 | -0.0144 | -0.0147 | -0.015 | -0.0152 | -0.0154 | -0.0156 | -0.0159 | -0.016 | -0.0162 | -0.0164 | -0.0165 | -0.0167 | -0.0168 | -0.017 | -0.0171 | -0.0172 | -0.0174 | -0.0175 | -0.0176 | -0.0177
Northwest | Anchor-Retail | Average | August | Lighting | LDCEU/TDEF | Electric Load with Losses, Incl. Cogeneration | MW | 0 | -0.9732 | -2.5669 | -2.5985 | -2.4856 | -2.339 | -2.7067 | -2.774 | -9.2164 | -15.7637 | -20.0784 | -21.1469 | -22.0268 | -21.1164 | -22.508 | -24.4327 | -17.9472 | -15.4669 | -12.3795 | -9.2823 | -7.6513 | -6.1468 | -5.2207 | -5.5413 | -4.9664 | -4.5223 | -4.1843 | -3.9338 | -3.7136 | -3.5187 | -3.3449 | -3.191 | -3.0566 | -2.9329 | -2.8237 | -2.7227 | -2.624 | -2.5381 | -2.4543 | -2.3754 | -2.2973 | -2.2227 | -2.1487 | -2.0759 | -2.0033 | -1.9318 | -1.8589 | -1.7859 | -1.7126 | -1.6403 | -1.5671 | -1.4937 | -1.4199 | -1.3456 | -1.2708 | -1.1954 | -1.1193 | -1.0394
Northwest | Anchor-Retail | Average | August | Air Conditioning | LDCEU/TDEF | Electric Load with Losses, Incl. Cogeneration | MW | 0.1554 | 4.5679 | 7.26 | 12.0899 | 16.783 | 22.2216 | 19.9713 | 21.9553 | 25.6098 | 28.9327 | 37.5264 | 36.8912 | 33.2984 | 28.7039 | 30.6669 | 34.571 | 28.9252 | 31.3942 | 32.153 | 27.8741 | 24.0524 | 21.2201 | 18.4995 | 18.3287 | 17.1219 | 15.2293 | 13.6449 | 12.2741 | 11.1147 | 10.1771 | 6.1795 | 2.5391 | -0.807 | -3.8291 | -6.6257 | -9.1284 | -11.3682 | -13.5112 | -15.3976 | -17.1699 | -18.7994 | -20.2811 | -21.6512 | -22.9311 | -24.0719 | -25.167 | -26.1749 | -27.0726 | -27.9121 | -28.7426 | -29.4525 | -30.1311 | -30.6639 | -30.6506 | -30.6319 | -30.6068 | -30.506 | -30.262
Northwest | Anchor-Retail | Average | August | Other Non-Substitutables | LDCEU/TDEF | Electric Load with Losses, Incl. Cogeneration | MW | 0 | 0 | 0 | 0 | 0 | 0 | 0 | 0 | 0 | 0 | 0 | 0 | -0.4285 | -0.8895 | -1.1667 | -1.4834 | -1.7791 | -1.7401 | -1.8344 | -1.9673 | -2.0073 | -1.9479 | -1.8618 | -1.815 | -1.866 | -1.9041 | -1.9287 | -1.9419 | -1.9461 | -1.9427 | -1.9329 | -1.9198 | -1.9064 | -1.8884 | -1.8711 | -1.8512 | -1.8258 | -1.8046 | -1.7801 | -1.7552 | -1.7277 | -1.7001 | -1.6707 | -1.6405 | -1.609 | -1.5772 | -1.543 | -1.5082 | -1.4724 | -1.437 | -1.4006 | -1.3637 | -1.3262 | -1.2883 | -1.25 | -1.2111 | -1.1719 | -1.1275
Northwest | Anchor-Retail | Average | September | Space Heating | LDCEU/TDEF | Electric Load with Losses, Incl. Cogeneration | MW | -0.0425 | -0.0543 | -0.0802 | -0.2489 | -0.2286 | -0.2252 | -0.4 | -0.507 | -0.4716 | -0.5247 | -0.4164 | -0.5659 | -0.6397 | -0.5596 | -0.6655 | -0.5264 | -0.536 | -0.5128 | -0.3581 | -0.4239 | -0.4662 | -0.3792 | -0.479 | -0.4419 | -0.4221 | -0.4226 | -0.4242 | -0.4261 | -0.4283 | -0.4305 | -0.433 | -0.4363 | -0.441 | -0.4457 | -0.4518 | -0.4577 | -0.4627 | -0.4698 | -0.476 | -0.4826 | -0.4889 | -0.4951 | -0.5011 | -0.5069 | -0.5123 | -0.5177 | -0.5223 | -0.5264 | -0.5302 | -0.5344 | -0.5378 | -0.5409 | -0.5439 | -0.5464 | -0.5487 | -0.5509 | -0.5526 | -0.5516
Northwest | Anchor-Retail | Average | September | Water Heating | LDCEU/TDEF | Electric Load with Losses, Incl. Cogeneration | MW | 0 | 0 | 0 | 0 | 0 | 0 | 0 | 0 | 0 | 0 | 0 | 0 | 0 | 0 | 0 | 0 | 0 | 0 | 0 | 0 | 0 | 0 | -0.0021 | -0.0041 | -0.0023 | -0.0006 | 0.0014 | 0.0035 | 0.0059 | 0.0085 | 0.0113 | 0.0141 | 0.0172 | 0.0203 | 0.0236 | 0.0269 | 0.03 | 0.0335 | 0.0367 | 0.0399 | 0.0431 | 0.0461 | 0.0489 | 0.0518 | 0.0545 | 0.0571 | 0.0594 | 0.0617 | 0.0638 | 0.0659 | 0.0679 | 0.0697 | 0.0715 | 0.0732 | 0.0748 | 0.0762 | 0.0776 | 0.0783
Northwest | Anchor-Retail | Average | September | Other Substitutables | LDCEU/TDEF | Electric Load with Losses, Incl. Cogeneration | MW | 0 | 0 | 0 | 0 | 0 | 0 | 0 | 0 | 0 | 0 | 0 | 0 | 0 | 0 | 0 | -0.0001 | 0 | -0.0002 | -0.0002 | -0.0003 | -0.0002 | -0.0002 | -0.0003 | -0.0003 | 0.0004 | 0.0012 | 0.0018 | 0.0025 | 0.0032 | 0.0038 | 0.0043 | 0.005 | 0.0056 | 0.0062 | 0.0068 | 0.0074 | 0.0079 | 0.0084 | 0.0089 | 0.0094 | 0.0098 | 0.0103 | 0.0106 | 0.011 | 0.0113 | 0.0116 | 0.0118 | 0.0121 | 0.0122 | 0.0124 | 0.0126 | 0.0127 | 0.0129 | 0.0129 | 0.013 | 0.013 | 0.013 | 0.013
Northwest | Anchor-Retail | Average | September | Refrigeration | LDCEU/TDEF | Electric Load with Losses, Incl. Cogeneration | MW | 0 | 0 | 0 | 0 | 0 | 0 | 0 | 0 | 0 | 0 | 0 | 0 | -0.0001 | -0.0001 | -0.0002 | -0.0003 | -0.0003 | -0.002 | -0.0033 | -0.0048 | -0.0064 | -0.0076 | -0.0092 | -0.0106 | -0.0115 | -0.0121 | -0.0129 | -0.0135 | -0.0141 | -0.0146 | -0.015 | -0.0155 | -0.016 | -0.0165 | -0.017 | -0.0173 | -0.0177 | -0.0182 | -0.0185 | -0.0189 | -0.0193 | -0.0196 | -0.0198 | -0.02 | -0.0204 | -0.0206 | -0.0209 | -0.0211 | -0.0212 | -0.0215 | -0.0217 | -0.0218 | -0.022 | -0.0222 | -0.0223 | -0.0226 | -0.0227 | -0.0227
Northwest | Anchor-Retail | Average | September | Lighting | LDCEU/TDEF | Electric Load with Losses, Incl. Cogeneration | MW | 0 | -1.0705 | -2.8453 | -2.8811 | -2.7578 | -2.5963 | -3.0048 | -3.0802 | -10.2469 | -17.5295 | -22.3304 | -23.5162 | -24.494 | -23.4864 | -25.0461 | -27.191 | -19.971 | -17.2045 | -13.7792 | -10.3242 | -8.5101 | -6.8379 | -5.8053 | -6.148 | -5.5144 | -5.0259 | -4.6546 | -4.3801 | -4.1387 | -3.9246 | -3.7335 | -3.5638 | -3.4157 | -3.2791 | -3.1583 | -3.0465 | -2.937 | -2.8417 | -2.7486 | -2.6607 | -2.5737 | -2.4904 | -2.4077 | -2.3262 | -2.245 | -2.165 | -2.0832 | -2.0015 | -1.9194 | -1.8383 | -1.7563 | -1.6738 | -1.591 | -1.5076 | -1.4236 | -1.339 | -1.2536 | -1.164
Northwest | Anchor-Retail | Average | September | Air Conditioning | LDCEU/TDEF | Electric Load with Losses, Incl. Cogeneration | MW | 0.1084 | 3.3229 | 5.7076 | 7.2402 | 10.7386 | 15.4362 | 12.7358 | 14.3688 | 16.7851 | 19.6376 | 25.9207 | 21.9606 | 19.6019 | 19.7054 | 19.4965 | 22.4979 | 20.1046 | 20.4408 | 23.7624 | 18.0647 | 15.0876 | 14.2849 | 11.6731 | 10.6725 | 11.2466 | 9.9753 | 8.9107 | 7.9886 | 7.2077 | 6.575 | 3.8984 | 1.4593 | -0.7872 | -2.8161 | -4.6953 | -6.3771 | -7.8832 | -9.3254 | -10.5958 | -11.7905 | -12.8894 | -13.8886 | -14.8136 | -15.6783 | -16.4512 | -17.1948 | -17.8794 | -18.4898 | -19.0607 | -19.6259 | -20.1108 | -20.5748 | -20.94 | -20.9337 | -20.9238 | -20.9096 | -20.8447 | -20.68
Northwest | Anchor-Retail | Average | September | Other Non-Substitutables | LDCEU/TDEF | Electric Load with Losses, Incl. Cogeneration | MW | 0 | 0 | 0 | 0 | 0 | 0 | 0 | 0 | 0 | 0 | 0 | 0 | -0.4869 | -1.0118 | -1.3258 | -1.6855 | -2.0242 | -1.9745 | -2.0849 | -2.2357 | -2.2834 | -2.2166 | -2.1198 | -2.0687 | -2.1268 | -2.1704 | -2.1984 | -2.2133 | -2.2181 | -2.2141 | -2.2031 | -2.1881 | -2.1729 | -2.1523 | -2.1325 | -2.1099 | -2.081 | -2.0568 | -2.0288 | -2.0005 | -1.969 | -1.9376 | -1.9041 | -1.8695 | -1.8336 | -1.7972 | -1.7583 | -1.7185 | -1.6775 | -1.6372 | -1.5956 | -1.5535 | -1.5108 | -1.4675 | -1.4237 | -1.3794 | -1.3346 | -1.284
Northwest | Anchor-Retail | Average | October | Space Heating | LDCEU/TDEF | Electric Load with Losses, Incl. Cogeneration | MW | -0.1351 | -0.2207 | -0.322 | -0.7136 | -0.8694 | -0.9164 | -1.3273 | -1.6362 | -1.6907 | -1.8832 | -1.429 | -1.619 | -1.7704 | -2.0235 | -2.0445 | -1.8299 | -2.0717 | -1.6467 | -1.449 | -1.5318 | -1.5863 | -1.3126 | -1.2773 | -1.3763 | -1.444 | -1.4465 | -1.4532 | -1.4608 | -1.4692 | -1.4776 | -1.4872 | -1.4995 | -1.5171 | -1.5342 | -1.5562 | -1.5774 | -1.5955 | -1.6206 | -1.6426 | -1.6664 | -1.6885 | -1.7107 | -1.7316 | -1.7522 | -1.7709 | -1.79 | -1.8063 | -1.8211 | -1.8343 | -1.849 | -1.8608 | -1.872 | -1.8823 | -1.8911 | -1.8992 | -1.9067 | -1.9127 | -1.9093
Northwest | Anchor-Retail | Average | October | Water Heating | LDCEU/TDEF | Electric Load with Losses, Incl. Cogeneration | MW | 0 | 0 | 0 | 0 | 0 | 0 | 0 | 0 | 0 | 0 | 0 | 0 | 0 | 0 | 0 | 0 | 0 | 0 | 0 | 0 | 0 | 0 | -0.0025 | -0.0063 | -0.0041 | -0.0011 | 0.0026 | 0.0066 | 0.011 | 0.0157 | 0.0208 | 0.0259 | 0.0316 | 0.0373 | 0.0433 | 0.0494 | 0.0551 | 0.0613 | 0.0673 | 0.0732 | 0.0789 | 0.0844 | 0.0897 | 0.0948 | 0.0997 | 0.1046 | 0.1089 | 0.113 | 0.1169 | 0.1207 | 0.1243 | 0.1276 | 0.1309 | 0.1339 | 0.1368 | 0.1393 | 0.1418 | 0.1434
Northwest | Anchor-Retail | Average | October | Other Substitutables | LDCEU/TDEF | Electric Load with Losses, Incl. Cogeneration | MW | 0 | 0 | 0 | 0 | 0 | 0 | 0 | 0 | 0 | 0 | 0 | 0 | 0 | 0 | 0 | 0 | 0 | -0.0003 | -0.0003 | -0.0003 | -0.0002 | -0.0002 | -0.0002 | -0.0002 | 0.0004 | 0.0011 | 0.0017 | 0.0024 | 0.0031 | 0.0037 | 0.0042 | 0.0049 | 0.0055 | 0.0061 | 0.0067 | 0.0073 | 0.0077 | 0.0083 | 0.0087 | 0.0092 | 0.0096 | 0.01 | 0.0104 | 0.0107 | 0.0111 | 0.0113 | 0.0116 | 0.0118 | 0.012 | 0.0122 | 0.0123 | 0.0125 | 0.0125 | 0.0126 | 0.0126 | 0.0128 | 0.0128 | 0.0127
Northwest | Anchor-Retail | Average | October | Refrigeration | LDCEU/TDEF | Electric Load with Losses, Incl. Cogeneration | MW | 0 | 0 | 0 | 0 | 0 | 0 | 0 | 0 | 0 | 0 | 0 | 0 | -0.0001 | -0.0002 | -0.0003 | -0.0004 | -0.0004 | -0.0024 | -0.0039 | -0.0056 | -0.0076 | -0.009 | -0.0109 | -0.0125 | -0.0134 | -0.0143 | -0.0151 | -0.0159 | -0.0166 | -0.0172 | -0.0178 | -0.0182 | -0.0189 | -0.0194 | -0.0199 | -0.0205 | -0.0209 | -0.0214 | -0.0218 | -0.0223 | -0.0227 | -0.0231 | -0.0233 | -0.0237 | -0.0239 | -0.0243 | -0.0246 | -0.0248 | -0.025 | -0.0253 | -0.0255 | -0.0256 | -0.0259 | -0.0261 | -0.0263 | -0.0265 | -0.0267 | -0.0268
Northwest | Anchor-Retail | Average | October | Lighting | LDCEU/TDEF | Electric Load with Losses, Incl. Cogeneration | MW | 0 | -1.0318 | -2.8034 | -2.8411 | -2.7246 | -2.5683 | -2.9735 | -3.0496 | -10.1837 | -17.4297 | -22.2111 | -23.3839 | -24.3539 | -23.3645 | -24.9489 | -27.0947 | -19.8938 | -17.1198 | -13.735 | -10.2669 | -8.4607 | -6.8 | -5.771 | -6.0762 | -5.4584 | -4.9837 | -4.624 | -4.3596 | -4.1265 | -3.9192 | -3.7334 | -3.5681 | -3.4237 | -3.2898 | -3.1714 | -3.0613 | -2.9532 | -2.8588 | -2.7665 | -2.6791 | -2.5923 | -2.5091 | -2.4263 | -2.3446 | -2.2631 | -2.1827 | -2.1003 | -2.0181 | -1.9353 | -1.8536 | -1.7709 | -1.6878 | -1.6042 | -1.52 | -1.4353 | -1.3499 | -1.2638 | -1.1733
Northwest | Anchor-Retail | Average | October | Air Conditioning | LDCEU/TDEF | Electric Load with Losses, Incl. Cogeneration | MW | 0.0442 | 1.3352 | 2.1801 | 3.314 | 4.4371 | 6.3052 | 5.2486 | 6.1741 | 6.8754 | 8.353 | 10.7465 | 9.9006 | 8.8378 | 8.3432 | 8.7558 | 9.4318 | 8.4082 | 8.518 | 8.6051 | 7.2857 | 6.6834 | 5.9128 | 5.3934 | 4.8198 | 4.702 | 4.1488 | 3.6852 | 3.2827 | 2.9411 | 2.6633 | 1.5052 | 0.4489 | -0.5273 | -1.409 | -2.2269 | -2.9591 | -3.6155 | -4.2451 | -4.8002 | -5.3234 | -5.8048 | -6.2426 | -6.6488 | -7.0288 | -7.37 | -7.6995 | -8.0028 | -8.2741 | -8.5276 | -8.779 | -8.9961 | -9.2042 | -9.3687 | -9.3679 | -9.3657 | -9.3615 | -9.3353 | -9.2635
Northwest | Anchor-Retail | Average | October | Other Non-Substitutables | LDCEU/TDEF | Electric Load with Losses, Incl. Cogeneration | MW | 0 | 0 | 0 | 0 | 0 | 0 | 0 | 0 | 0 | 0 | 0 | 0 | -0.4822 | -1.0052 | -1.3123 | -1.6666 | -2.0106 | -1.9449 | -2.0599 | -2.2112 | -2.2611 | -2.1964 | -2.1019 | -2.0542 | -2.1119 | -2.1553 | -2.1831 | -2.1982 | -2.2029 | -2.199 | -2.188 | -2.1731 | -2.1581 | -2.1376 | -2.1179 | -2.0955 | -2.0668 | -2.0428 | -2.0149 | -1.9869 | -1.9557 | -1.9244 | -1.891 | -1.8566 | -1.8208 | -1.7847 | -1.7459 | -1.7063 | -1.6655 | -1.6255 | -1.5841 | -1.5421 | -1.4996 | -1.4566 | -1.413 | -1.3689 | -1.3242 | -1.274
Northwest | Anchor-Retail | Average | November | Space Heating | LDCEU/TDEF | Electric Load with Losses, Incl. Cogeneration | MW | -0.2947 | -0.4275 | -0.5401 | -1.2946 | -1.4666 | -1.6057 | -2.334 | -3.2301 | -2.9827 | -3.2953 | -3.1303 | -3.2034 | -3.5685 | -3.6 | -3.6008 | -3.0362 | -3.6649 | -3.0738 | -2.7734 | -2.7866 | -2.8061 | -2.7947 | -2.8599 | -2.3843 | -2.7317 | -2.7373 | -2.7505 | -2.7657 | -2.7823 | -2.7989 | -2.8175 | -2.8415 | -2.8758 | -2.9089 | -2.9514 | -2.9921 | -3.0271 | -3.0752 | -3.1174 | -3.163 | -3.2054 | -3.2476 | -3.2875 | -3.327 | -3.3626 | -3.3992 | -3.4304 | -3.4586 | -3.4839 | -3.5117 | -3.5345 | -3.5556 | -3.5753 | -3.5919 | -3.6074 | -3.6217 | -3.6332 | -3.6267
Northwest | Anchor-Retail | Average | November | Water Heating | LDCEU/TDEF | Electric Load with Losses, Incl. Cogeneration | MW | 0 | 0 | 0 | 0 | 0 | 0 | 0 | 0 | 0 | 0 | 0 | 0 | 0 | 0 | 0 | 0 | 0 | 0 | 0 | 0 | 0 | 0 | -0.0054 | -0.0081 | -0.0062 | -0.0014 | 0.0043 | 0.0106 | 0.0174 | 0.0249 | 0.0327 | 0.0408 | 0.0498 | 0.0586 | 0.068 | 0.0775 | 0.0865 | 0.0962 | 0.1056 | 0.1149 | 0.1237 | 0.1324 | 0.1407 | 0.1487 | 0.1565 | 0.1639 | 0.1706 | 0.1771 | 0.1831 | 0.1891 | 0.1947 | 0.2 | 0.2049 | 0.2097 | 0.2141 | 0.2182 | 0.2221 | 0.2245
Northwest | Anchor-Retail | Average | November | Other Substitutables | LDCEU/TDEF | Electric Load with Losses, Incl. Cogeneration | MW | 0 | 0 | 0 | 0 | 0 | 0 | 0 | 0 | 0 | 0 | 0 | 0 | 0 | 0 | 0 | 0 | 0 | -0.0003 | -0.0002 | -0.0002 | -0.0002 | -0.0002 | -0.0003 | -0.0002 | 0.0004 | 0.0012 | 0.0019 | 0.0026 | 0.0033 | 0.004 | 0.0045 | 0.0052 | 0.0058 | 0.0065 | 0.0071 | 0.0077 | 0.0082 | 0.0088 | 0.0093 | 0.0098 | 0.0103 | 0.0108 | 0.0111 | 0.0115 | 0.0118 | 0.0121 | 0.0123 | 0.0126 | 0.0128 | 0.013 | 0.0132 | 0.0132 | 0.0134 | 0.0135 | 0.0135 | 0.0136 | 0.0136 | 0.0136
Northwest | Anchor-Retail | Average | November | Refrigeration | LDCEU/TDEF | Electric Load with Losses, Incl. Cogeneration | MW | 0 | 0 | 0 | 0 | 0 | 0 | 0 | 0 | 0 | 0 | 0 | 0 | -0.0001 | -0.0002 | -0.0003 | -0.0004 | -0.0005 | -0.0027 | -0.0045 | -0.0065 | -0.0087 | -0.0104 | -0.0126 | -0.0144 | -0.0155 | -0.0166 | -0.0175 | -0.0183 | -0.0191 | -0.0198 | -0.0205 | -0.0211 | -0.0218 | -0.0224 | -0.023 | -0.0236 | -0.0241 | -0.0247 | -0.0252 | -0.0257 | -0.0261 | -0.0266 | -0.0269 | -0.0273 | -0.0276 | -0.028 | -0.0283 | -0.0286 | -0.0288 | -0.0291 | -0.0294 | -0.0296 | -0.0299 | -0.0301 | -0.0303 | -0.0306 | -0.0308 | -0.0309
Northwest | Anchor-Retail | Average | November | Lighting | LDCEU/TDEF | Electric Load with Losses, Incl. Cogeneration | MW | 0 | -1.064 | -2.8878 | -2.9265 | -2.8064 | -2.6453 | -3.0626 | -3.1409 | -10.4867 | -17.948 | -22.871 | -24.079 | -25.0785 | -24.0601 | -25.6904 | -27.8993 | -20.4856 | -17.63 | -14.1447 | -10.5771 | -8.7187 | -7.0096 | -5.9528 | -6.2716 | -5.6366 | -5.1491 | -4.7803 | -4.5095 | -4.2705 | -4.0579 | -3.8672 | -3.6973 | -3.5488 | -3.411 | -3.289 | -3.1755 | -3.0638 | -2.9666 | -2.871 | -2.7806 | -2.6907 | -2.6045 | -2.5186 | -2.4338 | -2.3492 | -2.2657 | -2.1802 | -2.0948 | -2.0087 | -1.9237 | -1.8378 | -1.7514 | -1.6645 | -1.577 | -1.4888 | -1.3999 | -1.3104 | -1.2163
Northwest | Anchor-Retail | Average | November | Air Conditioning | LDCEU/TDEF | Electric Load with Losses, Incl. Cogeneration | MW | 0.0234 | 0.7047 | 1.1499 | 1.7494 | 2.342 | 3.3285 | 2.7749 | 3.2677 | 3.6376 | 4.4168 | 5.6733 | 5.2253 | 4.6685 | 4.4075 | 4.6238 | 4.9796 | 4.4404 | 4.4979 | 4.5442 | 3.8473 | 3.5308 | 3.1243 | 2.8352 | 2.5482 | 2.4824 | 2.1875 | 1.9402 | 1.7254 | 1.543 | 1.3944 | 0.7779 | 0.2155 | -0.3047 | -0.7744 | -1.2104 | -1.6008 | -1.9509 | -2.2868 | -2.5831 | -2.8624 | -3.1195 | -3.3534 | -3.5704 | -3.7735 | -3.956 | -4.1324 | -4.2948 | -4.4401 | -4.576 | -4.7108 | -4.8274 | -4.9392 | -5.0276 | -5.0275 | -5.0265 | -5.0245 | -5.011 | -4.9729
Northwest | Anchor-Retail | Average | November | Other Non-Substitutables | LDCEU/TDEF | Electric Load with Losses, Incl. Cogeneration | MW | 0 | 0 | 0 | 0 | 0 | 0 | 0 | 0 | 0 | 0 | 0 | 0 | -0.5181 | -1.0794 | -1.4106 | -1.7936 | -2.1616 | -2.0936 | -2.2187 | -2.3785 | -2.4346 | -2.3662 | -2.2664 | -2.2171 | -2.2792 | -2.3259 | -2.3559 | -2.372 | -2.377 | -2.3728 | -2.3609 | -2.3447 | -2.3284 | -2.3064 | -2.2851 | -2.261 | -2.2299 | -2.2041 | -2.174 | -2.1437 | -2.1099 | -2.0761 | -2.0401 | -2.0029 | -1.9642 | -1.9252 | -1.8833 | -1.8405 | -1.7964 | -1.7531 | -1.7084 | -1.663 | -1.6171 | -1.5705 | -1.5235 | -1.4758 | -1.4276 | -1.3732
Northwest | Anchor-Retail | Average | December | Space Heating | LDCEU/TDEF | Electric Load with Losses, Incl. Cogeneration | MW | -0.4924 | -0.7129 | -1.0328 | -2.3131 | -2.7575 | -2.9599 | -4.3697 | -5.3619 | -5.4651 | -5.8631 | -5.1789 | -5.4453 | -6.1646 | -6.5493 | -6.2487 | -5.7775 | -6.7381 | -5.1474 | -4.9207 | -5.1056 | -5.2169 | -4.8539 | -4.9326 | -4.8104 | -5.0121 | -5.0268 | -5.0572 | -5.091 | -5.1275 | -5.1636 | -5.2036 | -5.254 | -5.3248 | -5.3932 | -5.4788 | -5.5605 | -5.6314 | -5.7264 | -5.81 | -5.9 | -5.9838 | -6.0664 | -6.1449 | -6.2222 | -6.2929 | -6.3654 | -6.4272 | -6.4834 | -6.5335 | -6.5879 | -6.633 | -6.6748 | -6.7138 | -6.7469 | -6.778 | -6.8066 | -6.8299 | -6.818
Northwest | Anchor-Retail | Average | December | Water Heating | LDCEU/TDEF | Electric Load with Losses, Incl. Cogeneration | MW | 0 | 0 | 0 | 0 | 0 | 0 | 0 | 0 | 0 | 0 | 0 | 0 | 0 | 0 | 0 | 0 | 0 | 0 | 0 | 0 | 0 | 0 | -0.0057 | -0.0132 | -0.0075 | -0.0017 | 0.0053 | 0.0128 | 0.0212 | 0.0302 | 0.0396 | 0.0495 | 0.0603 | 0.071 | 0.0824 | 0.0939 | 0.1047 | 0.1165 | 0.1279 | 0.1392 | 0.1497 | 0.1604 | 0.1704 | 0.18 | 0.1894 | 0.1983 | 0.2065 | 0.2144 | 0.2217 | 0.2289 | 0.2356 | 0.2421 | 0.2481 | 0.2537 | 0.259 | 0.264 | 0.2687 | 0.2716
Northwest | Anchor-Retail | Average | December | Other Substitutables | LDCEU/TDEF | Electric Load with Losses, Incl. Cogeneration | MW | 0 | 0 | 0 | 0 | 0 | 0 | 0 | 0 | 0 | 0 | 0 | 0 | 0 | 0 | 0 | 0 | 0 | -0.0003 | -0.0003 | -0.0002 | -0.0003 | -0.0002 | -0.0003 | -0.0003 | 0.0004 | 0.0012 | 0.002 | 0.0026 | 0.0034 | 0.0041 | 0.0047 | 0.0053 | 0.006 | 0.0067 | 0.0073 | 0.0079 | 0.0084 | 0.009 | 0.0096 | 0.0101 | 0.0106 | 0.0111 | 0.0114 | 0.0118 | 0.0122 | 0.0125 | 0.0127 | 0.0129 | 0.0132 | 0.0134 | 0.0135 | 0.0137 | 0.0137 | 0.0139 | 0.014 | 0.014 | 0.014 | 0.014
Northwest | Anchor-Retail | Average | December | Refrigeration | LDCEU/TDEF | Electric Load with Losses, Incl. Cogeneration | MW | 0 | 0 | 0 | 0 | 0 | 0 | 0 | 0 | 0 | 0 | 0 | 0 | -0.0001 | -0.0002 | -0.0003 | -0.0005 | -0.0005 | -0.0028 | -0.0046 | -0.0065 | -0.0089 | -0.0105 | -0.0129 | -0.0147 | -0.0158 | -0.0169 | -0.0178 | -0.0187 | -0.0195 | -0.0202 | -0.0209 | -0.0215 | -0.0222 | -0.0228 | -0.0234 | -0.0241 | -0.0246 | -0.0251 | -0.0256 | -0.0262 | -0.0266 | -0.0271 | -0.0275 | -0.0278 | -0.0282 | -0.0286 | -0.0289 | -0.0292 | -0.0294 | -0.0297 | -0.03 | -0.0303 | -0.0304 | -0.0307 | -0.031 | -0.0312 | -0.0314 | -0.0314
Northwest | Anchor-Retail | Average | December | Lighting | LDCEU/TDEF | Electric Load with Losses, Incl. Cogeneration | MW | 0 | -1.0326 | -2.8059 | -2.8436 | -2.7271 | -2.5708 | -2.9763 | -3.0526 | -10.1937 | -17.4468 | -22.2329 | -23.4068 | -24.3784 | -23.3889 | -24.9755 | -27.1238 | -19.9158 | -17.1388 | -13.7518 | -10.2818 | -8.475 | -6.8139 | -5.7908 | -6.1019 | -5.484 | -5.0095 | -4.6505 | -4.3869 | -4.1544 | -3.9474 | -3.7619 | -3.5966 | -3.452 | -3.318 | -3.1993 | -3.0888 | -2.9802 | -2.8855 | -2.7926 | -2.7046 | -2.6172 | -2.5333 | -2.4498 | -2.3674 | -2.2852 | -2.2039 | -2.1208 | -2.0377 | -1.954 | -1.8714 | -1.7878 | -1.7038 | -1.6193 | -1.5342 | -1.4485 | -1.3621 | -1.275 | -1.1836
Northwest | Anchor-Retail | Average | December | Air Conditioning | LDCEU/TDEF | Electric Load with Losses, Incl. Cogeneration | MW | 0.0152 | 0.4599 | 0.7505 | 1.1419 | 1.5285 | 2.1724 | 1.8107 | 2.1325 | 2.3745 | 2.8827 | 3.7037 | 3.4106 | 3.0482 | 2.8792 | 3.0204 | 3.2505 | 2.8989 | 2.9357 | 2.9661 | 2.512 | 2.3049 | 2.0398 | 1.851 | 1.6633 | 1.6203 | 1.4278 | 1.2662 | 1.1259 | 1.0067 | 0.9097 | 0.5071 | 0.1398 | -0.1999 | -0.5066 | -0.7913 | -1.0463 | -1.2748 | -1.4942 | -1.6878 | -1.8702 | -2.0381 | -2.1908 | -2.3326 | -2.4651 | -2.5843 | -2.6995 | -2.8056 | -2.9005 | -2.9892 | -3.0772 | -3.1534 | -3.2263 | -3.284 | -3.2839 | -3.2832 | -3.282 | -3.273 | -3.2481
Northwest | Anchor-Retail | Average | December | Other Non-Substitutables | LDCEU/TDEF | Electric Load with Losses, Incl. Cogeneration | MW | 0 | 0 | 0 | 0 | 0 | 0 | 0 | 0 | 0 | 0 | 0 | 0 | -0.5338 | -1.1122 | -1.4529 | -1.8475 | -2.2276 | -2.1562 | -2.2845 | -2.4493 | -2.5066 | -2.4366 | -2.3338 | -2.2826 | -2.3465 | -2.3947 | -2.4256 | -2.4422 | -2.4474 | -2.443 | -2.4308 | -2.4142 | -2.3975 | -2.3747 | -2.3528 | -2.3278 | -2.296 | -2.2694 | -2.2384 | -2.2072 | -2.1724 | -2.1377 | -2.1006 | -2.0623 | -2.0224 | -1.9823 | -1.9392 | -1.8951 | -1.8497 | -1.8051 | -1.7591 | -1.7125 | -1.6651 | -1.6173 | -1.5689 | -1.5197 | -1.4701 | -1.4142
Northwest | Anchor-Retail | Minimum | January | Space Heating | LDCEU/TDEF | Electric Load with Losses, Incl. Cogeneration | MW | -0.4973 | -0.6891 | -1.0162 | -2.3005 | -2.7755 | -2.8412 | -4.4247 | -5.4432 | -5.508 | -6.049 | -4.9724 | -5.7023 | -6.0724 | -6.2653 | -6.5034 | -5.8616 | -6.504 | -5.0268 | -4.8482 | -5.1708 | -5.2125 | -4.9284 | -4.7701 | -4.6298 | -4.9966 | -5.0099 | -5.0378 | -5.0688 | -5.1026 | -5.136 | -5.173 | -5.2197 | -5.2867 | -5.3511 | -5.4325 | -5.5103 | -5.5774 | -5.6685 | -5.7483 | -5.8343 | -5.9141 | -5.9931 | -6.0678 | -6.1413 | -6.208 | -6.2768 | -6.3353 | -6.3883 | -6.4353 | -6.4871 | -6.5295 | -6.5688 | -6.6055 | -6.6363 | -6.6652 | -6.6918 | -6.7131 | -6.7006
Northwest | Anchor-Retail | Minimum | January | Water Heating | LDCEU/TDEF | Electric Load with Losses, Incl. Cogeneration | MW | 0 | 0 | 0 | 0 | 0 | 0 | 0 | 0 | 0 | 0 | 0 | 0 | 0 | 0 | 0 | 0 | 0 | 0 | 0 | 0 | 0 | 0 | -0.0021 | -0.0045 | -0.0029 | -0.0005 | 0.0023 | 0.0054 | 0.0088 | 0.0124 | 0.0162 | 0.0202 | 0.0246 | 0.029 | 0.0335 | 0.0383 | 0.0427 | 0.0474 | 0.052 | 0.0566 | 0.0608 | 0.0652 | 0.0692 | 0.0731 | 0.0769 | 0.0806 | 0.0839 | 0.0871 | 0.09 | 0.0929 | 0.0956 | 0.0982 | 0.1006 | 0.103 | 0.1051 | 0.107 | 0.1089 | 0.1101
Northwest | Anchor-Retail | Minimum | January | Other Substitutables | LDCEU/TDEF | Electric Load with Losses, Incl. Cogeneration | MW | 0 | 0 | 0 | 0 | 0 | 0 | 0 | 0 | 0 | 0 | 0 | 0 | 0 | 0 | 0 | 0 | 0 | 0 | 0 | 0 | -0.0001 | -0.0001 | 0 | 0 | 0.0001 | 0.0001 | 0.0002 | 0.0003 | 0.0004 | 0.0005 | 0.0006 | 0.0006 | 0.0007 | 0.0009 | 0.0009 | 0.001 | 0.0011 | 0.0011 | 0.0012 | 0.0013 | 0.0014 | 0.0013 | 0.0014 | 0.0015 | 0.0015 | 0.0015 | 0.0016 | 0.0016 | 0.0016 | 0.0017 | 0.0017 | 0.0017 | 0.0017 | 0.0018 | 0.0018 | 0.0018 | 0.0018 | 0.0017
Northwest | Anchor-Retail | Minimum | January | Refrigeration | LDCEU/TDEF | Electric Load with Losses, Incl. Cogeneration | MW | 0 | 0 | 0 | 0 | 0 | 0 | 0 | 0 | 0 | 0 | 0 | 0 | -0.0001 | -0.0002 | -0.0004 | -0.0006 | -0.0006 | -0.0034 | -0.0055 | -0.008 | -0.0109 | -0.0128 | -0.0155 | -0.0179 | -0.0192 | -0.0205 | -0.0217 | -0.0227 | -0.0237 | -0.0246 | -0.0254 | -0.0262 | -0.027 | -0.0278 | -0.0285 | -0.0293 | -0.0299 | -0.0306 | -0.0312 | -0.0319 | -0.0324 | -0.0329 | -0.0334 | -0.0339 | -0.0342 | -0.0348 | -0.0351 | -0.0355 | -0.0358 | -0.0361 | -0.0365 | -0.0368 | -0.0371 | -0.0374 | -0.0377 | -0.0379 | -0.0382 | -0.0383
Northwest | Anchor-Retail | Minimum | January | Lighting | LDCEU/TDEF | Electric Load with Losses, Incl. Cogeneration | MW | 0 | -0.4246 | -1.1727 | -1.1891 | -1.142 | -1.0775 | -1.2478 | -1.2802 | -4.2868 | -7.3395 | -9.3552 | -9.8472 | -10.2553 | -9.843 | -10.5206 | -11.4279 | -8.389 | -7.2138 | -5.7955 | -4.3266 | -3.5662 | -2.8679 | -2.4322 | -2.5493 | -2.2948 | -2.1 | -1.9532 | -1.8461 | -1.7513 | -1.6666 | -1.5905 | -1.5225 | -1.4628 | -1.4074 | -1.3582 | -1.3123 | -1.2669 | -1.2273 | -1.1883 | -1.1513 | -1.1144 | -1.0789 | -1.0435 | -1.0085 | -0.9736 | -0.939 | -0.9037 | -0.8682 | -0.8326 | -0.7973 | -0.7617 | -0.7258 | -0.6896 | -0.6533 | -0.6167 | -0.5798 | -0.5426 | -0.5035
Northwest | Anchor-Retail | Minimum | January | Air Conditioning | LDCEU/TDEF | Electric Load with Losses, Incl. Cogeneration | MW | 0.0013 | 0.0373 | 0.061 | 0.093 | 0.1244 | 0.1766 | 0.1481 | 0.1746 | 0.1941 | 0.2356 | 0.3012 | 0.2779 | 0.2484 | 0.2346 | 0.2457 | 0.2644 | 0.2361 | 0.2395 | 0.2413 | 0.2043 | 0.1877 | 0.1661 | 0.1506 | 0.1354 | 0.1317 | 0.1158 | 0.1024 | 0.0907 | 0.0809 | 0.0727 | 0.0395 | 0.0092 | -0.0188 | -0.0442 | -0.0678 | -0.0889 | -0.1079 | -0.126 | -0.1422 | -0.1573 | -0.1712 | -0.184 | -0.1957 | -0.2068 | -0.2167 | -0.2263 | -0.2352 | -0.2431 | -0.2506 | -0.2579 | -0.2642 | -0.2705 | -0.2753 | -0.2753 | -0.2753 | -0.2752 | -0.2745 | -0.2725
Northwest | Anchor-Retail | Minimum | January | Other Non-Substitutables | LDCEU/TDEF | Electric Load with Losses, Incl. Cogeneration | MW | 0 | 0 | 0 | 0 | 0 | 0 | 0 | 0 | 0 | 0 | 0 | 0 | -0.2245 | -0.4688 | -0.6112 | -0.7768 | -0.9387 | -0.9042 | -0.9612 | -1.0308 | -1.0568 | -1.0275 | -0.985 | -0.9653 | -0.9924 | -1.0128 | -1.0257 | -1.0328 | -1.0349 | -1.0332 | -1.028 | -1.0209 | -1.0138 | -1.0042 | -0.995 | -0.9844 | -0.9709 | -0.9596 | -0.9465 | -0.9334 | -0.9186 | -0.9039 | -0.8882 | -0.8719 | -0.855 | -0.838 | -0.8196 | -0.801 | -0.7817 | -0.7628 | -0.7433 | -0.7235 | -0.7034 | -0.6831 | -0.6627 | -0.6418 | -0.6207 | -0.5971
Northwest | Anchor-Retail | Minimum | February | Space Heating | LDCEU/TDEF | Electric Load with Losses, Incl. Cogeneration | MW | -0.2004 | -0.2961 | -0.4021 | -0.9491 | -1.1297 | -1.162 | -1.8412 | -2.1514 | -2.2929 | -2.4384 | -2.1526 | -2.2482 | -2.5069 | -2.712 | -2.5131 | -2.2743 | -2.6734 | -2.0824 | -2.0734 | -2.1171 | -2.0791 | -2.1042 | -1.8936 | -1.7956 | -2.0244 | -2.0293 | -2.0399 | -2.0518 | -2.0648 | -2.0778 | -2.0921 | -2.1103 | -2.1365 | -2.1618 | -2.1939 | -2.2246 | -2.251 | -2.2873 | -2.3188 | -2.353 | -2.3847 | -2.416 | -2.4458 | -2.475 | -2.5015 | -2.5287 | -2.5519 | -2.5729 | -2.5915 | -2.612 | -2.6289 | -2.6445 | -2.6589 | -2.6712 | -2.6825 | -2.6931 | -2.7015 | -2.6963
Northwest | Anchor-Retail | Minimum | February | Water Heating | LDCEU/TDEF | Electric Load with Losses, Incl. Cogeneration | MW | 0 | 0 | 0 | 0 | 0 | 0 | 0 | 0 | 0 | 0 | 0 | 0 | 0 | 0 | 0 | 0 | 0 | 0 | 0 | 0 | 0 | 0 | -0.0017 | -0.0034 | -0.0025 | -0.0005 | 0.0019 | 0.0045 | 0.0073 | 0.0105 | 0.0137 | 0.0171 | 0.0207 | 0.0245 | 0.0283 | 0.0323 | 0.0359 | 0.04 | 0.0439 | 0.0478 | 0.0514 | 0.055 | 0.0584 | 0.0618 | 0.0649 | 0.068 | 0.0708 | 0.0735 | 0.076 | 0.0784 | 0.0808 | 0.0829 | 0.0849 | 0.0869 | 0.0888 | 0.0904 | 0.092 | 0.0929
Northwest | Anchor-Retail | Minimum | February | Other Substitutables | LDCEU/TDEF | Electric Load with Losses, Incl. Cogeneration | MW | 0 | 0 | 0 | 0 | 0 | 0 | 0 | 0 | 0 | 0 | 0 | 0 | 0 | 0 | 0 | 0 | 0 | -0.0001 | 0 | 0 | 0 | 0 | -0.0001 | 0 | 0.0001 | 0.0002 | 0.0003 | 0.0003 | 0.0003 | 0.0004 | 0.0005 | 0.0006 | 0.0006 | 0.0007 | 0.0008 | 0.0009 | 0.0009 | 0.001 | 0.001 | 0.0011 | 0.0011 | 0.0012 | 0.0012 | 0.0013 | 0.0013 | 0.0013 | 0.0014 | 0.0014 | 0.0014 | 0.0015 | 0.0015 | 0.0015 | 0.0015 | 0.0015 | 0.0015 | 0.0015 | 0.0015 | 0.0015
Northwest | Anchor-Retail | Minimum | February | Refrigeration | LDCEU/TDEF | Electric Load with Losses, Incl. Cogeneration | MW | 0 | 0 | 0 | 0 | 0 | 0 | 0 | 0 | 0 | 0 | 0 | 0 | -0.0001 | -0.0002 | -0.0004 | -0.0005 | -0.0006 | -0.003 | -0.0049 | -0.0071 | -0.0096 | -0.0114 | -0.0137 | -0.0158 | -0.0169 | -0.0181 | -0.0191 | -0.02 | -0.0209 | -0.0217 | -0.0224 | -0.0231 | -0.0238 | -0.0244 | -0.0252 | -0.0258 | -0.0263 | -0.027 | -0.0276 | -0.0281 | -0.0285 | -0.0291 | -0.0294 | -0.0299 | -0.0302 | -0.0306 | -0.031 | -0.0313 | -0.0315 | -0.0319 | -0.0322 | -0.0324 | -0.0327 | -0.0329 | -0.0332 | -0.0335 | -0.0337 | -0.0338
Northwest | Anchor-Retail | Minimum | February | Lighting | LDCEU/TDEF | Electric Load with Losses, Incl. Cogeneration | MW | 0 | -0.3877 | -1.0673 | -1.0822 | -1.039 | -0.9801 | -1.1351 | -1.1644 | -3.8971 | -6.6717 | -8.5037 | -8.9512 | -9.3223 | -8.947 | -9.5613 | -10.3854 | -7.6241 | -6.557 | -5.2669 | -3.9337 | -3.2428 | -2.6081 | -2.2125 | -2.3213 | -2.0896 | -1.9123 | -1.7786 | -1.6811 | -1.5948 | -1.5178 | -1.4485 | -1.3865 | -1.3323 | -1.2818 | -1.2369 | -1.1951 | -1.1538 | -1.1177 | -1.0821 | -1.0484 | -1.0149 | -0.9826 | -0.9504 | -0.9184 | -0.8866 | -0.8551 | -0.8229 | -0.7906 | -0.7581 | -0.726 | -0.6935 | -0.6608 | -0.6279 | -0.5948 | -0.5614 | -0.5278 | -0.4938 | -0.4583
Northwest | Anchor-Retail | Minimum | February | Air Conditioning | LDCEU/TDEF | Electric Load with Losses, Incl. Cogeneration | MW | 0.0015 | 0.0442 | 0.0723 | 0.1103 | 0.1475 | 0.2095 | 0.1755 | 0.2071 | 0.2303 | 0.2793 | 0.3571 | 0.3293 | 0.2945 | 0.2781 | 0.2912 | 0.3135 | 0.2798 | 0.2839 | 0.2861 | 0.2423 | 0.2226 | 0.1969 | 0.1787 | 0.1606 | 0.1563 | 0.1374 | 0.1214 | 0.1076 | 0.0958 | 0.0862 | 0.0467 | 0.0107 | -0.0227 | -0.0528 | -0.0809 | -0.106 | -0.1284 | -0.1501 | -0.1692 | -0.1872 | -0.2038 | -0.2189 | -0.2328 | -0.246 | -0.2578 | -0.2692 | -0.2798 | -0.2892 | -0.298 | -0.3068 | -0.3145 | -0.3217 | -0.3275 | -0.3276 | -0.3276 | -0.3275 | -0.3267 | -0.3242
Northwest | Anchor-Retail | Minimum | February | Other Non-Substitutables | LDCEU/TDEF | Electric Load with Losses, Incl. Cogeneration | MW | 0 | 0 | 0 | 0 | 0 | 0 | 0 | 0 | 0 | 0 | 0 | 0 | -0.1958 | -0.4087 | -0.5334 | -0.6783 | -0.8189 | -0.79 | -0.8397 | -0.8999 | -0.9228 | -0.8974 | -0.8605 | -0.8435 | -0.8671 | -0.8848 | -0.8962 | -0.9024 | -0.9042 | -0.9027 | -0.8982 | -0.8919 | -0.8857 | -0.8774 | -0.8693 | -0.8601 | -0.8482 | -0.8384 | -0.827 | -0.8155 | -0.8025 | -0.7897 | -0.7759 | -0.7617 | -0.7469 | -0.7321 | -0.716 | -0.6998 | -0.683 | -0.6664 | -0.6494 | -0.632 | -0.6145 | -0.5968 | -0.5788 | -0.5606 | -0.5422 | -0.5215
Northwest | Anchor-Retail | Minimum | March | Space Heating | LDCEU/TDEF | Electric Load with Losses, Incl. Cogeneration | MW | -0.2061 | -0.3078 | -0.4778 | -1.0385 | -1.2872 | -1.3484 | -2.157 | -2.5536 | -2.5052 | -2.9387 | -2.3743 | -2.4151 | -2.6779 | -3.1167 | -2.7359 | -2.8083 | -3.1549 | -2.5063 | -2.3277 | -2.5218 | -2.3117 | -2.278 | -2.0943 | -2.092 | -2.2525 | -2.2567 | -2.2668 | -2.2784 | -2.2913 | -2.3041 | -2.3185 | -2.3371 | -2.3641 | -2.3901 | -2.4238 | -2.4561 | -2.4838 | -2.5222 | -2.5557 | -2.592 | -2.6256 | -2.6593 | -2.6909 | -2.722 | -2.7501 | -2.7791 | -2.8036 | -2.8258 | -2.8456 | -2.8676 | -2.8854 | -2.902 | -2.9172 | -2.9302 | -2.9422 | -2.9532 | -2.9619 | -2.9562
Northwest | Anchor-Retail | Minimum | March | Water Heating | LDCEU/TDEF | Electric Load with Losses, Incl. Cogeneration | MW | 0 | 0 | 0 | 0 | 0 | 0 | 0 | 0 | 0 | 0 | 0 | 0 | 0 | 0 | 0 | 0 | 0 | 0 | 0 | 0 | 0 | 0 | -0.0016 | -0.0036 | -0.0024 | -0.0005 | 0.0017 | 0.0041 | 0.0068 | 0.0097 | 0.0126 | 0.0157 | 0.0192 | 0.0226 | 0.0263 | 0.0299 | 0.0333 | 0.0371 | 0.0408 | 0.0444 | 0.0477 | 0.0511 | 0.0543 | 0.0573 | 0.0603 | 0.0631 | 0.0658 | 0.0683 | 0.0706 | 0.0728 | 0.075 | 0.077 | 0.0789 | 0.0807 | 0.0825 | 0.0841 | 0.0855 | 0.0865
Northwest | Anchor-Retail | Minimum | March | Other Substitutables | LDCEU/TDEF | Electric Load with Losses, Incl. Cogeneration | MW | 0 | 0 | 0 | 0 | 0 | 0 | 0 | 0 | 0 | 0 | 0 | 0 | 0 | 0 | 0 | 0 | 0 | 0 | 0 | -0.0001 | -0.0001 | 0 | 0 | 0 | 0.0001 | 0.0001 | 0.0002 | 0.0003 | 0.0004 | 0.0005 | 0.0005 | 0.0006 | 0.0007 | 0.0008 | 0.0008 | 0.0009 | 0.001 | 0.0011 | 0.0011 | 0.0012 | 0.0012 | 0.0012 | 0.0013 | 0.0014 | 0.0014 | 0.0015 | 0.0014 | 0.0015 | 0.0015 | 0.0015 | 0.0016 | 0.0016 | 0.0016 | 0.0016 | 0.0016 | 0.0016 | 0.0016 | 0.0016
Northwest | Anchor-Retail | Minimum | March | Refrigeration | LDCEU/TDEF | Electric Load with Losses, Incl. Cogeneration | MW | 0 | 0 | 0 | 0 | 0 | 0 | 0 | 0 | 0 | 0 | 0 | 0 | -0.0001 | -0.0003 | -0.0004 | -0.0005 | -0.0006 | -0.0032 | -0.0053 | -0.0075 | -0.0102 | -0.0122 | -0.0147 | -0.0169 | -0.0181 | -0.0194 | -0.0205 | -0.0215 | -0.0223 | -0.0232 | -0.024 | -0.0247 | -0.0255 | -0.0262 | -0.0269 | -0.0277 | -0.0283 | -0.0289 | -0.0295 | -0.0301 | -0.0306 | -0.0311 | -0.0315 | -0.032 | -0.0324 | -0.0328 | -0.0331 | -0.0335 | -0.0338 | -0.0342 | -0.0344 | -0.0348 | -0.035 | -0.0353 | -0.0355 | -0.0358 | -0.0361 | -0.0362
Northwest | Anchor-Retail | Minimum | March | Lighting | LDCEU/TDEF | Electric Load with Losses, Incl. Cogeneration | MW | 0 | -0.4272 | -1.1771 | -1.1936 | -1.146 | -1.0811 | -1.252 | -1.2844 | -4.2994 | -7.3608 | -9.382 | -9.8757 | -10.2851 | -9.8712 | -10.5494 | -11.4589 | -8.4121 | -7.2343 | -5.8113 | -4.3399 | -3.5776 | -2.8772 | -2.4399 | -2.5587 | -2.3034 | -2.1082 | -1.961 | -1.8537 | -1.7587 | -1.6738 | -1.5975 | -1.5293 | -1.4695 | -1.4139 | -1.3645 | -1.3183 | -1.2728 | -1.2331 | -1.1939 | -1.1567 | -1.1197 | -1.0841 | -1.0486 | -1.0134 | -0.9782 | -0.9435 | -0.9079 | -0.8723 | -0.8364 | -0.801 | -0.7651 | -0.7291 | -0.6928 | -0.6563 | -0.6194 | -0.5823 | -0.5448 | -0.5055
Northwest | Anchor-Retail | Minimum | March | Air Conditioning | LDCEU/TDEF | Electric Load with Losses, Incl. Cogeneration | MW | 0.0021 | 0.0624 | 0.102 | 0.1556 | 0.2081 | 0.2954 | 0.2477 | 0.2922 | 0.3249 | 0.3941 | 0.5038 | 0.4646 | 0.4155 | 0.3922 | 0.4107 | 0.4422 | 0.3948 | 0.4005 | 0.4036 | 0.3417 | 0.314 | 0.2778 | 0.252 | 0.2265 | 0.2204 | 0.1937 | 0.1712 | 0.1518 | 0.1351 | 0.1215 | 0.0658 | 0.015 | -0.0321 | -0.0746 | -0.1141 | -0.1495 | -0.1813 | -0.2118 | -0.2388 | -0.2642 | -0.2876 | -0.3089 | -0.3287 | -0.3471 | -0.3638 | -0.38 | -0.3948 | -0.4082 | -0.4206 | -0.433 | -0.4438 | -0.454 | -0.4622 | -0.4623 | -0.4623 | -0.4622 | -0.4611 | -0.4576
Northwest | Anchor-Retail | Minimum | March | Other Non-Substitutables | LDCEU/TDEF | Electric Load with Losses, Incl. Cogeneration | MW | 0 | 0 | 0 | 0 | 0 | 0 | 0 | 0 | 0 | 0 | 0 | 0 | -0.2138 | -0.4464 | -0.5825 | -0.7406 | -0.8943 | -0.8625 | -0.9169 | -0.9826 | -1.008 | -0.9801 | -0.9397 | -0.9213 | -0.947 | -0.9665 | -0.9789 | -0.9856 | -0.9877 | -0.9859 | -0.981 | -0.9742 | -0.9674 | -0.9583 | -0.9495 | -0.9394 | -0.9265 | -0.9157 | -0.9033 | -0.8906 | -0.8766 | -0.8625 | -0.8475 | -0.832 | -0.8158 | -0.7996 | -0.7821 | -0.7643 | -0.7459 | -0.7278 | -0.7092 | -0.6904 | -0.6712 | -0.6518 | -0.6322 | -0.6123 | -0.5922 | -0.5695
Northwest | Anchor-Retail | Minimum | April | Space Heating | LDCEU/TDEF | Electric Load with Losses, Incl. Cogeneration | MW | -0.2659 | -0.3794 | -0.5991 | -1.2458 | -1.581 | -1.6534 | -2.6002 | -2.8369 | -3.2572 | -3.3352 | -3.1087 | -2.8961 | -3.3965 | -3.5661 | -3.5411 | -3.5131 | -3.7385 | -3.1566 | -2.9941 | -2.8426 | -2.8472 | -2.7991 | -2.8428 | -2.3589 | -2.7432 | -2.749 | -2.7625 | -2.7779 | -2.7947 | -2.8115 | -2.8303 | -2.8544 | -2.8889 | -2.9223 | -2.965 | -3.006 | -3.0411 | -3.0895 | -3.1318 | -3.1775 | -3.2199 | -3.2622 | -3.3022 | -3.3415 | -3.3772 | -3.4138 | -3.4449 | -3.4731 | -3.4984 | -3.5261 | -3.5488 | -3.5699 | -3.5896 | -3.6061 | -3.6215 | -3.6358 | -3.6471 | -3.6405
Northwest | Anchor-Retail | Minimum | April | Water Heating | LDCEU/TDEF | Electric Load with Losses, Incl. Cogeneration | MW | 0 | 0 | 0 | 0 | 0 | 0 | 0 | 0 | 0 | 0 | 0 | 0 | 0 | 0 | 0 | 0 | 0 | 0 | 0 | 0 | 0 | 0 | -0.0014 | -0.0021 | -0.0018 | -0.0005 | 0.0011 | 0.0029 | 0.0048 | 0.0069 | 0.0089 | 0.0112 | 0.0137 | 0.0161 | 0.0186 | 0.0213 | 0.0238 | 0.0265 | 0.0291 | 0.0316 | 0.034 | 0.0365 | 0.0387 | 0.0409 | 0.043 | 0.0451 | 0.047 | 0.0488 | 0.0504 | 0.0521 | 0.0536 | 0.055 | 0.0564 | 0.0578 | 0.059 | 0.0601 | 0.0612 | 0.0619
Northwest | Anchor-Retail | Minimum | April | Other Substitutables | LDCEU/TDEF | Electric Load with Losses, Incl. Cogeneration | MW | 0 | 0 | 0 | 0 | 0 | 0 | 0 | 0 | 0 | 0 | 0 | 0 | 0 | 0 | 0 | 0 | 0 | 0 | -0.0001 | -0.0001 | 0 | 0 | 0 | 0 | 0 | 0.0001 | 0.0002 | 0.0003 | 0.0004 | 0.0004 | 0.0005 | 0.0006 | 0.0007 | 0.0008 | 0.0009 | 0.001 | 0.0011 | 0.0011 | 0.0012 | 0.0012 | 0.0012 | 0.0013 | 0.0014 | 0.0015 | 0.0014 | 0.0015 | 0.0015 | 0.0016 | 0.0016 | 0.0016 | 0.0017 | 0.0016 | 0.0016 | 0.0016 | 0.0016 | 0.0016 | 0.0017 | 0.0017
Northwest | Anchor-Retail | Minimum | April | Refrigeration | LDCEU/TDEF | Electric Load with Losses, Incl. Cogeneration | MW | 0 | 0 | 0 | 0 | 0 | 0 | 0 | 0 | 0 | 0 | 0 | 0 | -0.0001 | -0.0002 | -0.0003 | -0.0004 | -0.0004 | -0.0025 | -0.0042 | -0.0059 | -0.008 | -0.0094 | -0.0115 | -0.0132 | -0.0142 | -0.0151 | -0.016 | -0.0168 | -0.0175 | -0.0181 | -0.0187 | -0.0193 | -0.0199 | -0.0205 | -0.0211 | -0.0216 | -0.022 | -0.0226 | -0.023 | -0.0235 | -0.0239 | -0.0243 | -0.0247 | -0.025 | -0.0253 | -0.0256 | -0.0259 | -0.0262 | -0.0264 | -0.0267 | -0.0269 | -0.0271 | -0.0273 | -0.0275 | -0.0277 | -0.028 | -0.0282 | -0.0282
Northwest | Anchor-Retail | Minimum | April | Lighting | LDCEU/TDEF | Electric Load with Losses, Incl. Cogeneration | MW | 0 | -0.3908 | -1.083 | -1.0984 | -1.0552 | -0.9958 | -1.1534 | -1.1834 | -3.9649 | -6.7889 | -8.6538 | -9.1084 | -9.4854 | -9.1044 | -9.7329 | -10.5731 | -7.7606 | -6.6723 | -5.361 | -3.9989 | -3.2945 | -2.6481 | -2.2429 | -2.3471 | -2.1115 | -1.9309 | -1.7946 | -1.6948 | -1.6067 | -1.5281 | -1.4575 | -1.3944 | -1.3393 | -1.288 | -1.2425 | -1.2002 | -1.1585 | -1.122 | -1.0862 | -1.0523 | -1.0185 | -0.986 | -0.9536 | -0.9216 | -0.8897 | -0.8582 | -0.8259 | -0.7935 | -0.761 | -0.7289 | -0.6964 | -0.6636 | -0.6308 | -0.5977 | -0.5643 | -0.5306 | -0.4967 | -0.4611
Northwest | Anchor-Retail | Minimum | April | Air Conditioning | LDCEU/TDEF | Electric Load with Losses, Incl. Cogeneration | MW | 0.0017 | 0.0512 | 0.0839 | 0.1278 | 0.1709 | 0.2426 | 0.2028 | 0.2389 | 0.2658 | 0.3228 | 0.4136 | 0.3818 | 0.3409 | 0.3218 | 0.3372 | 0.363 | 0.324 | 0.3288 | 0.3311 | 0.2804 | 0.2574 | 0.2277 | 0.2065 | 0.1854 | 0.1808 | 0.1592 | 0.1411 | 0.1253 | 0.112 | 0.1011 | 0.0561 | 0.0149 | -0.0231 | -0.0574 | -0.0894 | -0.1179 | -0.1436 | -0.1682 | -0.1899 | -0.2103 | -0.2292 | -0.2463 | -0.2622 | -0.2771 | -0.2904 | -0.3034 | -0.3153 | -0.326 | -0.3359 | -0.3458 | -0.3545 | -0.3626 | -0.3692 | -0.3691 | -0.3691 | -0.369 | -0.368 | -0.3653
Northwest | Anchor-Retail | Minimum | April | Other Non-Substitutables | LDCEU/TDEF | Electric Load with Losses, Incl. Cogeneration | MW | 0 | 0 | 0 | 0 | 0 | 0 | 0 | 0 | 0 | 0 | 0 | 0 | -0.1927 | -0.4027 | -0.5242 | -0.6647 | -0.8049 | -0.7731 | -0.8213 | -0.8827 | -0.9038 | -0.878 | -0.8405 | -0.8226 | -0.8457 | -0.8632 | -0.8743 | -0.8803 | -0.8822 | -0.8807 | -0.8763 | -0.8704 | -0.8643 | -0.8561 | -0.8482 | -0.8393 | -0.8278 | -0.8182 | -0.807 | -0.7957 | -0.7832 | -0.7707 | -0.7574 | -0.7435 | -0.7291 | -0.7146 | -0.6991 | -0.6832 | -0.6669 | -0.6508 | -0.6342 | -0.6173 | -0.6002 | -0.583 | -0.5655 | -0.5478 | -0.5299 | -0.5098
Northwest | Anchor-Retail | Minimum | May | Space Heating | LDCEU/TDEF | Electric Load with Losses, Incl. Cogeneration | MW | -0.0926 | -0.1397 | -0.2119 | -0.5625 | -0.4853 | -0.7203 | -1.1356 | -1.1934 | -1.1061 | -1.4261 | -1.2139 | -1.1719 | -1.2297 | -1.3257 | -1.3966 | -1.2704 | -1.3762 | -1.4425 | -1.344 | -1.195 | -1.0638 | -1.0121 | -1.0025 | -0.8918 | -1.0241 | -1.0247 | -1.0278 | -1.0317 | -1.0361 | -1.0406 | -1.0461 | -1.0533 | -1.0638 | -1.0741 | -1.0878 | -1.1012 | -1.1125 | -1.1287 | -1.1429 | -1.1583 | -1.1726 | -1.1872 | -1.2009 | -1.2146 | -1.2267 | -1.2391 | -1.2497 | -1.2593 | -1.268 | -1.2777 | -1.2855 | -1.2928 | -1.2996 | -1.3053 | -1.3106 | -1.3155 | -1.3194 | -1.3171
Northwest | Anchor-Retail | Minimum | May | Water Heating | LDCEU/TDEF | Electric Load with Losses, Incl. Cogeneration | MW | 0 | 0 | 0 | 0 | 0 | 0 | 0 | 0 | 0 | 0 | 0 | 0 | 0 | 0 | 0 | 0 | 0 | 0 | 0 | 0 | 0 | 0 | -0.0009 | -0.0018 | -0.0013 | -0.0004 | 0.0007 | 0.0019 | 0.0032 | 0.0047 | 0.0062 | 0.0077 | 0.0096 | 0.0112 | 0.013 | 0.0149 | 0.0167 | 0.0185 | 0.0203 | 0.0222 | 0.0239 | 0.0256 | 0.0273 | 0.0288 | 0.0302 | 0.0317 | 0.0331 | 0.0343 | 0.0355 | 0.0367 | 0.0378 | 0.0388 | 0.0398 | 0.0408 | 0.0416 | 0.0424 | 0.0432 | 0.0437
Northwest | Anchor-Retail | Minimum | May | Other Substitutables | LDCEU/TDEF | Electric Load with Losses, Incl. Cogeneration | MW | 0 | 0 | 0 | 0 | 0 | 0 | 0 | 0 | 0 | 0 | 0 | 0 | 0 | 0 | 0 | 0 | 0 | -0.0001 | 0 | 0 | 0 | 0 | 0 | 0 | 0.0001 | 0.0002 | 0.0003 | 0.0003 | 0.0004 | 0.0005 | 0.0006 | 0.0007 | 0.0007 | 0.0008 | 0.0009 | 0.001 | 0.0011 | 0.0012 | 0.0013 | 0.0013 | 0.0013 | 0.0014 | 0.0014 | 0.0015 | 0.0016 | 0.0016 | 0.0016 | 0.0016 | 0.0016 | 0.0017 | 0.0017 | 0.0017 | 0.0018 | 0.0018 | 0.0018 | 0.0018 | 0.0018 | 0.0018
Northwest | Anchor-Retail | Minimum | May | Refrigeration | LDCEU/TDEF | Electric Load with Losses, Incl. Cogeneration | MW | 0 | 0 | 0 | 0 | 0 | 0 | 0 | 0 | 0 | 0 | 0 | 0 | 0 | -0.0002 | -0.0002 | -0.0003 | -0.0004 | -0.0018 | -0.0029 | -0.0041 | -0.0057 | -0.0067 | -0.008 | -0.0093 | -0.01 | -0.0106 | -0.0113 | -0.0118 | -0.0123 | -0.0127 | -0.0131 | -0.0136 | -0.014 | -0.0144 | -0.0148 | -0.0152 | -0.0155 | -0.0158 | -0.0162 | -0.0166 | -0.0168 | -0.0171 | -0.0173 | -0.0176 | -0.0178 | -0.0181 | -0.0182 | -0.0184 | -0.0186 | -0.0188 | -0.019 | -0.0191 | -0.0193 | -0.0193 | -0.0195 | -0.0197 | -0.0199 | -0.0199
Northwest | Anchor-Retail | Minimum | May | Lighting | LDCEU/TDEF | Electric Load with Losses, Incl. Cogeneration | MW | 0 | -0.4234 | -1.1596 | -1.1756 | -1.1282 | -1.064 | -1.232 | -1.2638 | -4.2259 | -7.234 | -9.2197 | -9.7055 | -10.1069 | -9.6971 | -10.3589 | -11.2515 | -8.2593 | -7.1048 | -5.7016 | -4.2543 | -3.5024 | -2.8119 | -2.3781 | -2.4936 | -2.2374 | -2.04 | -1.8901 | -1.7793 | -1.6819 | -1.5955 | -1.5183 | -1.4497 | -1.3897 | -1.3344 | -1.2855 | -1.2403 | -1.1959 | -1.1573 | -1.1195 | -1.0839 | -1.0486 | -1.0148 | -0.9813 | -0.9483 | -0.9153 | -0.8828 | -0.8496 | -0.8165 | -0.7831 | -0.7502 | -0.7169 | -0.6835 | -0.6498 | -0.616 | -0.582 | -0.5476 | -0.5131 | -0.4766
Northwest | Anchor-Retail | Minimum | May | Air Conditioning | LDCEU/TDEF | Electric Load with Losses, Incl. Cogeneration | MW | 0.0077 | 0.2252 | 0.3717 | 0.5353 | 0.7963 | 1.0174 | 0.8439 | 0.997 | 1.1731 | 1.3421 | 1.7416 | 1.6579 | 1.495 | 1.4095 | 1.4305 | 1.533 | 1.3703 | 1.3747 | 1.387 | 1.1821 | 1.076 | 0.9769 | 0.8828 | 0.8047 | 0.7767 | 0.6884 | 0.6145 | 0.5505 | 0.4963 | 0.4524 | 0.2667 | 0.0974 | -0.0587 | -0.1997 | -0.3303 | -0.4471 | -0.5517 | -0.652 | -0.7403 | -0.8233 | -0.8997 | -0.9691 | -1.0334 | -1.0936 | -1.1474 | -1.1991 | -1.2468 | -1.2894 | -1.3292 | -1.3685 | -1.4023 | -1.4346 | -1.4602 | -1.4598 | -1.4591 | -1.4582 | -1.4538 | -1.4422
Northwest | Anchor-Retail | Minimum | May | Other Non-Substitutables | LDCEU/TDEF | Electric Load with Losses, Incl. Cogeneration | MW | 0 | 0 | 0 | 0 | 0 | 0 | 0 | 0 | 0 | 0 | 0 | 0 | -0.191 | -0.3992 | -0.519 | -0.6559 | -0.7948 | -0.7641 | -0.8087 | -0.8722 | -0.8895 | -0.8622 | -0.8227 | -0.8017 | -0.8244 | -0.8415 | -0.8525 | -0.8584 | -0.8603 | -0.8589 | -0.8546 | -0.849 | -0.843 | -0.835 | -0.8274 | -0.8187 | -0.8075 | -0.7981 | -0.7873 | -0.7763 | -0.7641 | -0.7521 | -0.739 | -0.7256 | -0.7118 | -0.6977 | -0.6826 | -0.6672 | -0.6513 | -0.6358 | -0.6197 | -0.6034 | -0.5869 | -0.5702 | -0.5532 | -0.5361 | -0.5187 | -0.4992
Northwest | Anchor-Retail | Minimum | June | Space Heating | LDCEU/TDEF | Electric Load with Losses, Incl. Cogeneration | MW | -0.0927 | -0.1313 | -0.1826 | -0.412 | -0.5101 | -0.5121 | -0.8892 | -0.814 | -1.1398 | -0.9339 | -0.7408 | -0.8533 | -1.2126 | -0.9334 | -1.1671 | -1.265 | -1.0123 | -1.1989 | -1.0502 | -1.0926 | -0.8093 | -0.9294 | -0.5456 | -0.6841 | -0.8025 | -0.8027 | -0.805 | -0.8078 | -0.8112 | -0.8146 | -0.8188 | -0.8243 | -0.8324 | -0.8403 | -0.851 | -0.8614 | -0.87 | -0.8827 | -0.8937 | -0.9057 | -0.917 | -0.9284 | -0.9392 | -0.9498 | -0.9593 | -0.969 | -0.9773 | -0.9848 | -0.9917 | -0.9994 | -1.0055 | -1.0112 | -1.0166 | -1.0211 | -1.0254 | -1.0292 | -1.0323 | -1.0306
Northwest | Anchor-Retail | Minimum | June | Water Heating | LDCEU/TDEF | Electric Load with Losses, Incl. Cogeneration | MW | 0 | 0 | 0 | 0 | 0 | 0 | 0 | 0 | 0 | 0 | 0 | 0 | 0 | 0 | 0 | 0 | 0 | 0 | 0 | 0 | 0 | 0 | -0.0005 | -0.0014 | -0.001 | -0.0003 | 0.0004 | 0.0013 | 0.0022 | 0.0033 | 0.0043 | 0.0055 | 0.0067 | 0.0079 | 0.0092 | 0.0105 | 0.0117 | 0.0131 | 0.0143 | 0.0156 | 0.0168 | 0.0181 | 0.0192 | 0.0203 | 0.0214 | 0.0225 | 0.0234 | 0.0243 | 0.0251 | 0.0259 | 0.0267 | 0.0275 | 0.0282 | 0.0289 | 0.0295 | 0.03 | 0.0305 | 0.031
Northwest | Anchor-Retail | Minimum | June | Other Substitutables | LDCEU/TDEF | Electric Load with Losses, Incl. Cogeneration | MW | 0 | 0 | 0 | 0 | 0 | 0 | 0 | 0 | 0 | 0 | 0 | 0 | 0 | 0 | 0 | 0 | 0 | -0.0001 | 0 | -0.0001 | 0 | -0.0001 | -0.0001 | -0.0001 | 0.0001 | 0.0003 | 0.0005 | 0.0006 | 0.0008 | 0.0009 | 0.001 | 0.0012 | 0.0013 | 0.0015 | 0.0016 | 0.0018 | 0.0019 | 0.002 | 0.0021 | 0.0023 | 0.0023 | 0.0024 | 0.0025 | 0.0027 | 0.0027 | 0.0028 | 0.0028 | 0.0029 | 0.0029 | 0.003 | 0.003 | 0.003 | 0.003 | 0.003 | 0.003 | 0.0031 | 0.0032 | 0.0031
Northwest | Anchor-Retail | Minimum | June | Refrigeration | LDCEU/TDEF | Electric Load with Losses, Incl. Cogeneration | MW | 0 | 0 | 0 | 0 | 0 | 0 | 0 | 0 | 0 | 0 | 0 | 0 | 0 | -0.0001 | -0.0001 | -0.0002 | -0.0003 | -0.0013 | -0.0022 | -0.0032 | -0.0043 | -0.005 | -0.0061 | -0.007 | -0.0076 | -0.008 | -0.0085 | -0.0089 | -0.0093 | -0.0097 | -0.01 | -0.0103 | -0.0107 | -0.0109 | -0.0112 | -0.0115 | -0.0118 | -0.0121 | -0.0123 | -0.0125 | -0.0127 | -0.013 | -0.0132 | -0.0133 | -0.0135 | -0.0137 | -0.0138 | -0.014 | -0.0141 | -0.0142 | -0.0144 | -0.0145 | -0.0146 | -0.0147 | -0.0149 | -0.0149 | -0.015 | -0.0151
Northwest | Anchor-Retail | Minimum | June | Lighting | LDCEU/TDEF | Electric Load with Losses, Incl. Cogeneration | MW | 0 | -0.46 | -1.2605 | -1.2779 | -1.2264 | -1.1566 | -1.3393 | -1.3739 | -4.5945 | -7.8649 | -10.0238 | -10.5519 | -10.9878 | -10.5419 | -11.2614 | -12.232 | -8.9785 | -7.7232 | -6.197 | -4.6216 | -3.8029 | -3.0514 | -2.5786 | -2.7023 | -2.4223 | -2.2063 | -2.0417 | -1.9198 | -1.8127 | -1.7178 | -1.6333 | -1.5584 | -1.4929 | -1.4326 | -1.3794 | -1.3302 | -1.2821 | -1.2403 | -1.1996 | -1.1612 | -1.1231 | -1.0869 | -1.0509 | -1.0155 | -0.9802 | -0.9454 | -0.9099 | -0.8744 | -0.8388 | -0.8037 | -0.7682 | -0.7325 | -0.6965 | -0.6605 | -0.6241 | -0.5875 | -0.5506 | -0.5118
Northwest | Anchor-Retail | Minimum | June | Air Conditioning | LDCEU/TDEF | Electric Load with Losses, Incl. Cogeneration | MW | 0.0097 | 0.2898 | 0.4931 | 0.733 | 0.975 | 1.3883 | 1.1447 | 1.5036 | 1.4767 | 1.9351 | 2.5603 | 2.3103 | 1.9098 | 2.0171 | 1.967 | 2.0317 | 1.93 | 1.8607 | 1.8369 | 1.5524 | 1.4932 | 1.2589 | 1.3635 | 1.1001 | 1.0735 | 0.9549 | 0.8557 | 0.77 | 0.6975 | 0.6389 | 0.3884 | 0.1602 | -0.0496 | -0.239 | -0.4142 | -0.5711 | -0.7114 | -0.8457 | -0.9638 | -1.0748 | -1.1769 | -1.2695 | -1.3553 | -1.4355 | -1.5069 | -1.5756 | -1.6387 | -1.6949 | -1.7476 | -1.7995 | -1.8439 | -1.8863 | -1.9197 | -1.9189 | -1.9177 | -1.9162 | -1.9098 | -1.8943
Northwest | Anchor-Retail | Minimum | June | Other Non-Substitutables | LDCEU/TDEF | Electric Load with Losses, Incl. Cogeneration | MW | 0 | 0 | 0 | 0 | 0 | 0 | 0 | 0 | 0 | 0 | 0 | 0 | -0.2172 | -0.4545 | -0.5898 | -0.744 | -0.903 | -0.8665 | -0.9157 | -0.99 | -1.0077 | -0.9757 | -0.9295 | -0.904 | -0.9296 | -0.9489 | -0.9614 | -0.9681 | -0.9704 | -0.9688 | -0.9641 | -0.9577 | -0.951 | -0.9421 | -0.9334 | -0.9236 | -0.9109 | -0.9005 | -0.8882 | -0.8758 | -0.8622 | -0.8486 | -0.834 | -0.8189 | -0.8033 | -0.7874 | -0.7705 | -0.7531 | -0.7353 | -0.7178 | -0.6997 | -0.6814 | -0.6628 | -0.644 | -0.625 | -0.6058 | -0.5863 | -0.5642
Northwest | Anchor-Retail | Minimum | July | Space Heating | LDCEU/TDEF | Electric Load with Losses, Incl. Cogeneration | MW | -0.0635 | -0.0452 | -0.0684 | -0.1329 | -0.2179 | -0.1607 | -0.4214 | -0.4646 | -0.5035 | -0.3711 | -0.2995 | -0.3205 | -0.3871 | -0.3913 | -0.3734 | -0.4502 | -0.3784 | -0.4909 | -0.5323 | -0.4395 | -0.3057 | -0.2628 | -0.2624 | -0.3854 | -0.3544 | -0.3548 | -0.3561 | -0.3576 | -0.3594 | -0.3613 | -0.3634 | -0.3662 | -0.3701 | -0.3741 | -0.3792 | -0.3842 | -0.3884 | -0.3943 | -0.3996 | -0.4051 | -0.4105 | -0.4158 | -0.4209 | -0.4258 | -0.4303 | -0.4349 | -0.4388 | -0.4424 | -0.4457 | -0.4493 | -0.4522 | -0.4549 | -0.4574 | -0.4596 | -0.4616 | -0.4635 | -0.465 | -0.4643
Northwest | Anchor-Retail | Minimum | July | Water Heating | LDCEU/TDEF | Electric Load with Losses, Incl. Cogeneration | MW | 0 | 0 | 0 | 0 | 0 | 0 | 0 | 0 | 0 | 0 | 0 | 0 | 0 | 0 | 0 | 0 | 0 | 0 | 0 | 0 | 0 | 0 | -0.0004 | -0.0011 | -0.0007 | -0.0002 | 0.0003 | 0.0009 | 0.0016 | 0.0023 | 0.0031 | 0.0039 | 0.0047 | 0.0056 | 0.0065 | 0.0074 | 0.0083 | 0.0093 | 0.0102 | 0.0111 | 0.0119 | 0.0128 | 0.0136 | 0.0144 | 0.0151 | 0.0159 | 0.0166 | 0.0172 | 0.0178 | 0.0184 | 0.0189 | 0.0195 | 0.02 | 0.0204 | 0.0209 | 0.0213 | 0.0217 | 0.0219
Northwest | Anchor-Retail | Minimum | July | Other Substitutables | LDCEU/TDEF | Electric Load with Losses, Incl. Cogeneration | MW | 0 | 0 | 0 | 0 | 0 | 0 | 0 | 0 | 0 | 0 | 0 | 0 | 0 | 0 | 0 | 0 | 0 | 0 | -0.0001 | -0.0001 | 0 | 0 | 0 | -0.0001 | 0.0001 | 0.0002 | 0.0004 | 0.0005 | 0.0007 | 0.0008 | 0.001 | 0.001 | 0.0012 | 0.0013 | 0.0015 | 0.0015 | 0.0017 | 0.0018 | 0.0019 | 0.002 | 0.0021 | 0.0021 | 0.0023 | 0.0023 | 0.0024 | 0.0025 | 0.0025 | 0.0025 | 0.0026 | 0.0027 | 0.0027 | 0.0027 | 0.0028 | 0.0028 | 0.0028 | 0.0028 | 0.0028 | 0.0028
Northwest | Anchor-Retail | Minimum | July | Refrigeration | LDCEU/TDEF | Electric Load with Losses, Incl. Cogeneration | MW | 0 | 0 | 0 | 0 | 0 | 0 | 0 | 0 | 0 | 0 | 0 | 0 | -0.0001 | -0.0001 | -0.0001 | -0.0002 | -0.0002 | -0.0014 | -0.0023 | -0.0034 | -0.0046 | -0.0054 | -0.0066 | -0.0075 | -0.0081 | -0.0086 | -0.0091 | -0.0095 | -0.01 | -0.0103 | -0.0107 | -0.011 | -0.0113 | -0.0117 | -0.012 | -0.0123 | -0.0126 | -0.0128 | -0.0132 | -0.0134 | -0.0136 | -0.0139 | -0.014 | -0.0142 | -0.0144 | -0.0146 | -0.0148 | -0.0149 | -0.0151 | -0.0152 | -0.0154 | -0.0154 | -0.0156 | -0.0157 | -0.0158 | -0.0159 | -0.016 | -0.0161
Northwest | Anchor-Retail | Minimum | July | Lighting | LDCEU/TDEF | Electric Load with Losses, Incl. Cogeneration | MW | 0 | -0.4605 | -1.258 | -1.2752 | -1.2235 | -1.1537 | -1.3359 | -1.3703 | -4.5801 | -7.8399 | -9.9913 | -10.5182 | -10.953 | -10.5077 | -11.223 | -12.1897 | -8.9479 | -7.698 | -6.1755 | -4.6072 | -3.7915 | -3.0425 | -2.5714 | -2.6969 | -2.4173 | -2.2015 | -2.0372 | -1.9154 | -1.8083 | -1.7137 | -1.6292 | -1.5544 | -1.489 | -1.4288 | -1.3757 | -1.3265 | -1.2786 | -1.2369 | -1.1962 | -1.1579 | -1.12 | -1.0837 | -1.0478 | -1.0125 | -0.9773 | -0.9426 | -0.9071 | -0.8718 | -0.8363 | -0.8012 | -0.7658 | -0.7302 | -0.6944 | -0.6584 | -0.6221 | -0.5857 | -0.5488 | -0.5101
Northwest | Anchor-Retail | Minimum | July | Air Conditioning | LDCEU/TDEF | Electric Load with Losses, Incl. Cogeneration | MW | 0.0157 | 0.5744 | 0.9782 | 1.571 | 1.8054 | 2.7726 | 2.1443 | 2.5608 | 2.7816 | 3.7393 | 4.6955 | 4.4018 | 3.9313 | 3.7578 | 4.1705 | 4.1261 | 3.8197 | 3.8141 | 3.2872 | 2.975 | 2.9871 | 2.5614 | 2.2668 | 1.8789 | 2.0209 | 1.8017 | 1.6183 | 1.4598 | 1.3259 | 1.2177 | 0.7535 | 0.3309 | -0.0569 | -0.4071 | -0.731 | -1.0208 | -1.28 | -1.5279 | -1.746 | -1.9506 | -2.1388 | -2.3099 | -2.4679 | -2.6155 | -2.7466 | -2.8724 | -2.988 | -3.0911 | -3.1873 | -3.2826 | -3.3638 | -3.4413 | -3.502 | -3.5001 | -3.4977 | -3.4945 | -3.4825 | -3.4543
Northwest | Anchor-Retail | Minimum | July | Other Non-Substitutables | LDCEU/TDEF | Electric Load with Losses, Incl. Cogeneration | MW | 0 | 0 | 0 | 0 | 0 | 0 | 0 | 0 | 0 | 0 | 0 | 0 | -0.217 | -0.4538 | -0.5892 | -0.7436 | -0.9017 | -0.8664 | -0.9154 | -0.9892 | -1.007 | -0.9752 | -0.929 | -0.9037 | -0.9293 | -0.9485 | -0.961 | -0.9677 | -0.9699 | -0.9684 | -0.9637 | -0.9573 | -0.9506 | -0.9416 | -0.9329 | -0.9231 | -0.9105 | -0.9 | -0.8878 | -0.8754 | -0.8618 | -0.8481 | -0.8336 | -0.8185 | -0.8028 | -0.787 | -0.7701 | -0.7528 | -0.7349 | -0.7175 | -0.6994 | -0.681 | -0.6625 | -0.6437 | -0.6247 | -0.6055 | -0.5859 | -0.5639
Northwest | Anchor-Retail | Minimum | August | Space Heating | LDCEU/TDEF | Electric Load with Losses, Incl. Cogeneration | MW | -0.0367 | -0.0471 | -0.0885 | -0.1403 | -0.1442 | -0.1657 | -0.2777 | -0.4015 | -0.3456 | -0.4176 | -0.3075 | -0.2882 | -0.3428 | -0.4552 | -0.4708 | -0.3912 | -0.4352 | -0.4293 | -0.3191 | -0.295 | -0.2978 | -0.2507 | -0.2578 | -0.2375 | -0.2998 | -0.3002 | -0.3014 | -0.3028 | -0.3046 | -0.3062 | -0.3081 | -0.3106 | -0.3142 | -0.3177 | -0.3222 | -0.3266 | -0.3302 | -0.3355 | -0.34 | -0.345 | -0.3496 | -0.3542 | -0.3586 | -0.3629 | -0.3668 | -0.3709 | -0.3744 | -0.3774 | -0.3803 | -0.3834 | -0.386 | -0.3884 | -0.3906 | -0.3925 | -0.3943 | -0.3959 | -0.3973 | -0.3966
Northwest | Anchor-Retail | Minimum | August | Water Heating | LDCEU/TDEF | Electric Load with Losses, Incl. Cogeneration | MW | 0 | 0 | 0 | 0 | 0 | 0 | 0 | 0 | 0 | 0 | 0 | 0 | 0 | 0 | 0 | 0 | 0 | 0 | 0 | 0 | 0 | 0 | -0.0004 | -0.0009 | -0.0006 | -0.0003 | 0.0003 | 0.0009 | 0.0015 | 0.0023 | 0.003 | 0.0038 | 0.0046 | 0.0055 | 0.0063 | 0.0073 | 0.0081 | 0.0091 | 0.01 | 0.0108 | 0.0117 | 0.0125 | 0.0133 | 0.0141 | 0.0148 | 0.0155 | 0.0162 | 0.0169 | 0.0174 | 0.018 | 0.0186 | 0.019 | 0.0195 | 0.02 | 0.0204 | 0.0208 | 0.0212 | 0.0215
Northwest | Anchor-Retail | Minimum | August | Other Substitutables | LDCEU/TDEF | Electric Load with Losses, Incl. Cogeneration | MW | 0 | 0 | 0 | 0 | 0 | 0 | 0 | 0 | 0 | 0 | 0 | 0 | 0 | 0 | 0 | 0 | 0 | -0.0001 | -0.0001 | 0 | -0.0001 | 0 | 0 | 0 | 0.0001 | 0.0002 | 0.0004 | 0.0006 | 0.0007 | 0.0009 | 0.001 | 0.0012 | 0.0013 | 0.0014 | 0.0016 | 0.0017 | 0.0019 | 0.002 | 0.0021 | 0.0022 | 0.0024 | 0.0024 | 0.0025 | 0.0026 | 0.0027 | 0.0027 | 0.0028 | 0.0029 | 0.0028 | 0.0029 | 0.003 | 0.003 | 0.003 | 0.003 | 0.0031 | 0.0031 | 0.0031 | 0.003
Northwest | Anchor-Retail | Minimum | August | Refrigeration | LDCEU/TDEF | Electric Load with Losses, Incl. Cogeneration | MW | 0 | 0 | 0 | 0 | 0 | 0 | 0 | 0 | 0 | 0 | 0 | 0 | 0 | -0.0001 | -0.0002 | -0.0002 | -0.0003 | -0.0013 | -0.0022 | -0.0033 | -0.0044 | -0.0053 | -0.0064 | -0.0074 | -0.0078 | -0.0084 | -0.0089 | -0.0093 | -0.0097 | -0.01 | -0.0104 | -0.0107 | -0.011 | -0.0114 | -0.0117 | -0.0119 | -0.0122 | -0.0125 | -0.0128 | -0.0131 | -0.0133 | -0.0135 | -0.0137 | -0.0138 | -0.014 | -0.0142 | -0.0144 | -0.0145 | -0.0146 | -0.0147 | -0.0149 | -0.015 | -0.0152 | -0.0153 | -0.0154 | -0.0156 | -0.0157 | -0.0156
Northwest | Anchor-Retail | Minimum | August | Lighting | LDCEU/TDEF | Electric Load with Losses, Incl. Cogeneration | MW | 0 | -0.4867 | -1.312 | -1.3292 | -1.274 | -1.2004 | -1.3896 | -1.4249 | -4.7517 | -8.1313 | -10.3607 | -10.9089 | -11.3607 | -10.8959 | -11.6286 | -12.6276 | -9.2715 | -7.9814 | -6.3971 | -4.7809 | -3.9364 | -3.1595 | -2.6729 | -2.8146 | -2.5222 | -2.2963 | -2.1242 | -1.9966 | -1.8845 | -1.7853 | -1.6968 | -1.6185 | -1.5502 | -1.4873 | -1.4318 | -1.3804 | -1.3304 | -1.2868 | -1.2443 | -1.2044 | -1.1648 | -1.127 | -1.0896 | -1.0528 | -1.0161 | -0.98 | -0.9431 | -0.9062 | -0.8692 | -0.8326 | -0.7957 | -0.7587 | -0.7214 | -0.684 | -0.6462 | -0.6081 | -0.5697 | -0.5294
Northwest | Anchor-Retail | Minimum | August | Air Conditioning | LDCEU/TDEF | Electric Load with Losses, Incl. Cogeneration | MW | 0.0284 | 0.8372 | 1.3339 | 2.2326 | 3.1028 | 4.0864 | 3.6884 | 4.0342 | 4.7177 | 5.3149 | 6.9014 | 6.8224 | 6.1501 | 5.276 | 5.6396 | 6.3727 | 5.315 | 5.8006 | 5.9287 | 5.1474 | 4.4254 | 3.9011 | 3.3882 | 3.373 | 3.1426 | 2.8007 | 2.5147 | 2.2675 | 2.0586 | 1.89 | 1.1662 | 0.5074 | -0.0974 | -0.6437 | -1.1489 | -1.601 | -2.0053 | -2.392 | -2.7322 | -3.0515 | -3.345 | -3.6119 | -3.8585 | -4.0888 | -4.2936 | -4.49 | -4.6707 | -4.8315 | -4.9819 | -5.1306 | -5.2575 | -5.3785 | -5.4735 | -5.4707 | -5.467 | -5.462 | -5.4434 | -5.3993
Northwest | Anchor-Retail | Minimum | August | Other Non-Substitutables | LDCEU/TDEF | Electric Load with Losses, Incl. Cogeneration | MW | 0 | 0 | 0 | 0 | 0 | 0 | 0 | 0 | 0 | 0 | 0 | 0 | -0.2241 | -0.4674 | -0.609 | -0.7702 | -0.9304 | -0.8996 | -0.9495 | -1.0238 | -1.0427 | -1.0101 | -0.9631 | -0.9371 | -0.9636 | -0.9835 | -0.9964 | -1.0033 | -1.0056 | -1.0039 | -0.999 | -0.9923 | -0.9854 | -0.9761 | -0.9671 | -0.9569 | -0.9438 | -0.9328 | -0.9202 | -0.9074 | -0.8932 | -0.879 | -0.8639 | -0.8484 | -0.8321 | -0.8157 | -0.7981 | -0.7801 | -0.7616 | -0.7434 | -0.7247 | -0.7057 | -0.6865 | -0.667 | -0.6472 | -0.6272 | -0.607 | -0.5841
Northwest | Anchor-Retail | Minimum | September | Space Heating | LDCEU/TDEF | Electric Load with Losses, Incl. Cogeneration | MW | -0.0484 | -0.0615 | -0.0907 | -0.2853 | -0.2602 | -0.2557 | -0.4566 | -0.5797 | -0.5373 | -0.5973 | -0.4731 | -0.6488 | -0.7335 | -0.6375 | -0.7642 | -0.6013 | -0.6075 | -0.5863 | -0.4042 | -0.4811 | -0.5311 | -0.4282 | -0.546 | -0.5028 | -0.4782 | -0.4787 | -0.4804 | -0.4825 | -0.4848 | -0.4871 | -0.4899 | -0.4937 | -0.4989 | -0.504 | -0.5108 | -0.5173 | -0.523 | -0.5308 | -0.5377 | -0.5452 | -0.5523 | -0.5593 | -0.5659 | -0.5725 | -0.5784 | -0.5845 | -0.5896 | -0.5943 | -0.5986 | -0.6033 | -0.6071 | -0.6107 | -0.6141 | -0.6168 | -0.6195 | -0.6218 | -0.6239 | -0.6227
Northwest | Anchor-Retail | Minimum | September | Water Heating | LDCEU/TDEF | Electric Load with Losses, Incl. Cogeneration | MW | 0 | 0 | 0 | 0 | 0 | 0 | 0 | 0 | 0 | 0 | 0 | 0 | 0 | 0 | 0 | 0 | 0 | 0 | 0 | 0 | 0 | 0 | -0.0009 | -0.0017 | -0.0009 | -0.0002 | 0.0005 | 0.0014 | 0.0024 | 0.0034 | 0.0045 | 0.0057 | 0.0069 | 0.0081 | 0.0095 | 0.0109 | 0.012 | 0.0134 | 0.0148 | 0.0161 | 0.0172 | 0.0185 | 0.0197 | 0.0208 | 0.0219 | 0.023 | 0.0239 | 0.0248 | 0.0257 | 0.0265 | 0.0273 | 0.0281 | 0.0287 | 0.0294 | 0.03 | 0.0307 | 0.0312 | 0.0315
Northwest | Anchor-Retail | Minimum | September | Other Substitutables | LDCEU/TDEF | Electric Load with Losses, Incl. Cogeneration | MW | 0 | 0 | 0 | 0 | 0 | 0 | 0 | 0 | 0 | 0 | 0 | 0 | 0 | 0 | 0 | 0 | 0 | 0 | 0 | 0 | 0 | 0 | 0 | 0 | 0.0001 | 0.0002 | 0.0003 | 0.0003 | 0.0004 | 0.0005 | 0.0006 | 0.0007 | 0.0008 | 0.0009 | 0.001 | 0.001 | 0.0011 | 0.0012 | 0.0012 | 0.0013 | 0.0014 | 0.0014 | 0.0015 | 0.0016 | 0.0016 | 0.0016 | 0.0017 | 0.0017 | 0.0017 | 0.0018 | 0.0018 | 0.0018 | 0.0018 | 0.0018 | 0.0018 | 0.0019 | 0.0019 | 0.0018
Northwest | Anchor-Retail | Minimum | September | Refrigeration | LDCEU/TDEF | Electric Load with Losses, Incl. Cogeneration | MW | 0 | 0 | 0 | 0 | 0 | 0 | 0 | 0 | 0 | 0 | 0 | 0 | -0.0001 | -0.0001 | -0.0002 | -0.0003 | -0.0003 | -0.0018 | -0.003 | -0.0043 | -0.0058 | -0.0069 | -0.0084 | -0.0096 | -0.0104 | -0.0111 | -0.0117 | -0.0122 | -0.0128 | -0.0133 | -0.0137 | -0.0141 | -0.0145 | -0.015 | -0.0154 | -0.0158 | -0.0162 | -0.0165 | -0.0169 | -0.0172 | -0.0174 | -0.0178 | -0.018 | -0.0183 | -0.0185 | -0.0188 | -0.019 | -0.0192 | -0.0193 | -0.0195 | -0.0196 | -0.0198 | -0.02 | -0.0202 | -0.0203 | -0.0204 | -0.0206 | -0.0206
Northwest | Anchor-Retail | Minimum | September | Lighting | LDCEU/TDEF | Electric Load with Losses, Incl. Cogeneration | MW | 0 | -0.4406 | -1.1879 | -1.2036 | -1.1535 | -1.0869 | -1.2582 | -1.2901 | -4.3026 | -7.3628 | -9.3815 | -9.8778 | -10.2873 | -9.867 | -10.5308 | -11.4353 | -8.3964 | -7.2281 | -5.7944 | -4.3324 | -3.5685 | -2.8657 | -2.4259 | -2.5553 | -2.2919 | -2.0888 | -1.9345 | -1.8204 | -1.72 | -1.631 | -1.5515 | -1.481 | -1.4195 | -1.3626 | -1.3125 | -1.266 | -1.2205 | -1.1809 | -1.1423 | -1.1058 | -1.0696 | -1.0351 | -1.0008 | -0.967 | -0.9333 | -0.9001 | -0.8662 | -0.8323 | -0.7982 | -0.7646 | -0.7306 | -0.6965 | -0.6621 | -0.6275 | -0.5927 | -0.5576 | -0.5223 | -0.485
Northwest | Anchor-Retail | Minimum | September | Air Conditioning | LDCEU/TDEF | Electric Load with Losses, Incl. Cogeneration | MW | 0.0221 | 0.68 | 1.1729 | 1.4786 | 2.2003 | 3.1605 | 2.6077 | 2.9342 | 3.4336 | 4.0148 | 5.3056 | 4.4888 | 4.0003 | 4.0303 | 3.977 | 4.6025 | 4.1139 | 4.1892 | 4.8838 | 3.6994 | 3.078 | 2.9205 | 2.3739 | 2.1709 | 2.2946 | 2.0378 | 1.8228 | 1.6367 | 1.4791 | 1.3516 | 0.8102 | 0.3169 | -0.1372 | -0.5474 | -0.927 | -1.2668 | -1.5711 | -1.8622 | -2.1186 | -2.3597 | -2.5813 | -2.7829 | -2.9694 | -3.1437 | -3.2992 | -3.4489 | -3.5866 | -3.7094 | -3.8242 | -3.9378 | -4.0352 | -4.1283 | -4.2016 | -4.2001 | -4.198 | -4.195 | -4.1817 | -4.1485
Northwest | Anchor-Retail | Minimum | September | Other Non-Substitutables | LDCEU/TDEF | Electric Load with Losses, Incl. Cogeneration | MW | 0 | 0 | 0 | 0 | 0 | 0 | 0 | 0 | 0 | 0 | 0 | 0 | -0.2035 | -0.4242 | -0.5537 | -0.7014 | -0.8461 | -0.8194 | -0.8661 | -0.9319 | -0.9509 | -0.922 | -0.8803 | -0.8583 | -0.8825 | -0.9007 | -0.9124 | -0.9187 | -0.9207 | -0.9191 | -0.9146 | -0.9084 | -0.902 | -0.8936 | -0.8854 | -0.8759 | -0.8639 | -0.854 | -0.8423 | -0.8307 | -0.8176 | -0.8046 | -0.7907 | -0.7764 | -0.7615 | -0.7465 | -0.7302 | -0.7137 | -0.6968 | -0.6801 | -0.6629 | -0.6454 | -0.6277 | -0.6098 | -0.5917 | -0.5733 | -0.5547 | -0.5337
Northwest | Anchor-Retail | Minimum | October | Space Heating | LDCEU/TDEF | Electric Load with Losses, Incl. Cogeneration | MW | -0.1637 | -0.2698 | -0.3933 | -0.871 | -1.0655 | -1.124 | -1.6257 | -2.0028 | -2.069 | -2.3055 | -1.743 | -1.9787 | -2.1608 | -2.4758 | -2.5053 | -2.2402 | -2.5287 | -2.0151 | -1.771 | -1.8722 | -1.9421 | -1.5993 | -1.5545 | -1.6815 | -1.7632 | -1.7663 | -1.774 | -1.7832 | -1.7932 | -1.8033 | -1.8147 | -1.8296 | -1.8508 | -1.8714 | -1.8981 | -1.9237 | -1.9456 | -1.9761 | -2.0026 | -2.0314 | -2.0582 | -2.085 | -2.1103 | -2.1354 | -2.1579 | -2.181 | -2.2008 | -2.2186 | -2.2348 | -2.2524 | -2.267 | -2.2804 | -2.2929 | -2.3035 | -2.3133 | -2.3225 | -2.3298 | -2.3256
Northwest | Anchor-Retail | Minimum | October | Water Heating | LDCEU/TDEF | Electric Load with Losses, Incl. Cogeneration | MW | 0 | 0 | 0 | 0 | 0 | 0 | 0 | 0 | 0 | 0 | 0 | 0 | 0 | 0 | 0 | 0 | 0 | 0 | 0 | 0 | 0 | 0 | -0.0011 | -0.0026 | -0.0017 | -0.0004 | 0.001 | 0.0027 | 0.0045 | 0.0064 | 0.0085 | 0.0106 | 0.0129 | 0.0153 | 0.0177 | 0.0202 | 0.0225 | 0.025 | 0.0276 | 0.03 | 0.0323 | 0.0345 | 0.0367 | 0.0388 | 0.0409 | 0.0428 | 0.0445 | 0.0463 | 0.0479 | 0.0494 | 0.0509 | 0.0522 | 0.0536 | 0.0548 | 0.056 | 0.057 | 0.0581 | 0.0586
Northwest | Anchor-Retail | Minimum | October | Other Substitutables | LDCEU/TDEF | Electric Load with Losses, Incl. Cogeneration | MW | 0 | 0 | 0 | 0 | 0 | 0 | 0 | 0 | 0 | 0 | 0 | 0 | 0 | 0 | 0 | 0 | 0 | 0 | -0.0001 | 0 | 0 | -0.0001 | 0 | -0.0001 | 0.0001 | 0.0001 | 0.0002 | 0.0003 | 0.0005 | 0.0006 | 0.0006 | 0.0007 | 0.0008 | 0.0009 | 0.0009 | 0.001 | 0.0011 | 0.0011 | 0.0012 | 0.0013 | 0.0013 | 0.0014 | 0.0015 | 0.0015 | 0.0015 | 0.0016 | 0.0016 | 0.0017 | 0.0017 | 0.0017 | 0.0017 | 0.0017 | 0.0017 | 0.0018 | 0.0018 | 0.0018 | 0.0018 | 0.0018
Northwest | Anchor-Retail | Minimum | October | Refrigeration | LDCEU/TDEF | Electric Load with Losses, Incl. Cogeneration | MW | 0 | 0 | 0 | 0 | 0 | 0 | 0 | 0 | 0 | 0 | 0 | 0 | -0.0001 | -0.0002 | -0.0003 | -0.0003 | -0.0004 | -0.0024 | -0.0039 | -0.0055 | -0.0075 | -0.0089 | -0.0109 | -0.0125 | -0.0134 | -0.0142 | -0.0151 | -0.0158 | -0.0165 | -0.0171 | -0.0176 | -0.0182 | -0.0188 | -0.0193 | -0.0199 | -0.0203 | -0.0208 | -0.0213 | -0.0217 | -0.0221 | -0.0225 | -0.0229 | -0.0232 | -0.0235 | -0.0238 | -0.0242 | -0.0244 | -0.0247 | -0.0249 | -0.0251 | -0.0253 | -0.0255 | -0.0257 | -0.026 | -0.0262 | -0.0264 | -0.0266 | -0.0266
Northwest | Anchor-Retail | Minimum | October | Lighting | LDCEU/TDEF | Electric Load with Losses, Incl. Cogeneration | MW | 0 | -0.4286 | -1.1773 | -1.1936 | -1.1458 | -1.0808 | -1.2515 | -1.2839 | -4.2954 | -7.3533 | -9.3721 | -9.8656 | -10.2739 | -9.8589 | -10.534 | -11.4419 | -8.3992 | -7.2242 | -5.8001 | -4.3293 | -3.5662 | -2.8653 | -2.425 | -2.542 | -2.2843 | -2.0865 | -1.9367 | -1.8268 | -1.7297 | -1.6434 | -1.566 | -1.4971 | -1.4368 | -1.3809 | -1.3315 | -1.2855 | -1.2403 | -1.2008 | -1.1621 | -1.1255 | -1.0892 | -1.0543 | -1.0196 | -0.9853 | -0.9511 | -0.9174 | -0.8828 | -0.8482 | -0.8135 | -0.7792 | -0.7445 | -0.7095 | -0.6744 | -0.6392 | -0.6036 | -0.5677 | -0.5314 | -0.4934
Northwest | Anchor-Retail | Minimum | October | Air Conditioning | LDCEU/TDEF | Electric Load with Losses, Incl. Cogeneration | MW | 0.0047 | 0.1441 | 0.2357 | 0.3584 | 0.4798 | 0.681 | 0.5678 | 0.6675 | 0.743 | 0.9031 | 1.1607 | 1.0711 | 0.955 | 0.901 | 0.9451 | 1.0188 | 0.9084 | 0.9216 | 0.9293 | 0.7866 | 0.7217 | 0.6382 | 0.5818 | 0.5198 | 0.5069 | 0.4474 | 0.3976 | 0.3543 | 0.3176 | 0.2877 | 0.1631 | 0.0494 | -0.0556 | -0.1505 | -0.2385 | -0.3173 | -0.3879 | -0.4556 | -0.5154 | -0.5717 | -0.6234 | -0.6706 | -0.7142 | -0.755 | -0.7917 | -0.8272 | -0.8598 | -0.889 | -0.9163 | -0.9433 | -0.9667 | -0.989 | -1.0068 | -1.0067 | -1.0065 | -1.0061 | -1.0033 | -0.9955
Northwest | Anchor-Retail | Minimum | October | Other Non-Substitutables | LDCEU/TDEF | Electric Load with Losses, Incl. Cogeneration | MW | 0 | 0 | 0 | 0 | 0 | 0 | 0 | 0 | 0 | 0 | 0 | 0 | -0.2034 | -0.4249 | -0.5533 | -0.7012 | -0.8483 | -0.8166 | -0.8662 | -0.9317 | -0.9527 | -0.9247 | -0.8844 | -0.8643 | -0.8886 | -0.907 | -0.9187 | -0.925 | -0.9271 | -0.9254 | -0.9208 | -0.9146 | -0.9083 | -0.8997 | -0.8914 | -0.882 | -0.8699 | -0.8598 | -0.8481 | -0.8363 | -0.8231 | -0.81 | -0.796 | -0.7815 | -0.7664 | -0.7512 | -0.7349 | -0.7182 | -0.7011 | -0.6842 | -0.6667 | -0.6491 | -0.6313 | -0.6131 | -0.5948 | -0.5762 | -0.5575 | -0.5363
Northwest | Anchor-Retail | Minimum | November | Space Heating | LDCEU/TDEF | Electric Load with Losses, Incl. Cogeneration | MW | -0.3387 | -0.5016 | -0.6324 | -1.514 | -1.7291 | -1.898 | -2.7519 | -3.8044 | -3.5022 | -3.8866 | -3.6862 | -3.7717 | -4.1962 | -4.2268 | -4.2352 | -3.5762 | -4.2964 | -3.6406 | -3.288 | -3.289 | -3.3225 | -3.3161 | -3.3975 | -2.836 | -3.2452 | -3.252 | -3.2677 | -3.2855 | -3.305 | -3.3245 | -3.3463 | -3.3743 | -3.4146 | -3.4535 | -3.5034 | -3.5513 | -3.5924 | -3.6491 | -3.6986 | -3.752 | -3.8017 | -3.8513 | -3.8978 | -3.9438 | -3.9853 | -4.0281 | -4.0644 | -4.0972 | -4.1266 | -4.1591 | -4.1854 | -4.21 | -4.2327 | -4.252 | -4.2699 | -4.2863 | -4.2995 | -4.2914
Northwest | Anchor-Retail | Minimum | November | Water Heating | LDCEU/TDEF | Electric Load with Losses, Incl. Cogeneration | MW | 0 | 0 | 0 | 0 | 0 | 0 | 0 | 0 | 0 | 0 | 0 | 0 | 0 | 0 | 0 | 0 | 0 | 0 | 0 | 0 | 0 | 0 | -0.0021 | -0.0031 | -0.0024 | -0.0005 | 0.0018 | 0.0042 | 0.0068 | 0.0099 | 0.0129 | 0.016 | 0.0195 | 0.023 | 0.0267 | 0.0304 | 0.0338 | 0.0376 | 0.0413 | 0.0449 | 0.0484 | 0.0518 | 0.055 | 0.0581 | 0.0611 | 0.064 | 0.0667 | 0.0691 | 0.0716 | 0.0739 | 0.0761 | 0.0781 | 0.08 | 0.0819 | 0.0836 | 0.0852 | 0.0867 | 0.0876
Northwest | Anchor-Retail | Minimum | November | Other Substitutables | LDCEU/TDEF | Electric Load with Losses, Incl. Cogeneration | MW | 0 | 0 | 0 | 0 | 0 | 0 | 0 | 0 | 0 | 0 | 0 | 0 | 0 | 0 | 0 | 0 | 0 | -0.0001 | 0 | 0 | 0 | 0 | 0 | 0 | 0.0001 | 0.0002 | 0.0002 | 0.0003 | 0.0004 | 0.0004 | 0.0005 | 0.0006 | 0.0006 | 0.0007 | 0.0008 | 0.0009 | 0.0009 | 0.001 | 0.0011 | 0.0011 | 0.0011 | 0.0012 | 0.0013 | 0.0013 | 0.0013 | 0.0013 | 0.0014 | 0.0014 | 0.0014 | 0.0015 | 0.0015 | 0.0015 | 0.0014 | 0.0014 | 0.0016 | 0.0016 | 0.0016 | 0.0015
Northwest | Anchor-Retail | Minimum | November | Refrigeration | LDCEU/TDEF | Electric Load with Losses, Incl. Cogeneration | MW | 0 | 0 | 0 | 0 | 0 | 0 | 0 | 0 | 0 | 0 | 0 | 0 | -0.0001 | -0.0002 | -0.0003 | -0.0004 | -0.0005 | -0.0028 | -0.0047 | -0.0068 | -0.0091 | -0.0108 | -0.0131 | -0.0151 | -0.0162 | -0.0173 | -0.0183 | -0.0191 | -0.02 | -0.0207 | -0.0214 | -0.022 | -0.0227 | -0.0234 | -0.024 | -0.0247 | -0.0252 | -0.0257 | -0.0263 | -0.0269 | -0.0273 | -0.0278 | -0.0281 | -0.0285 | -0.0288 | -0.0293 | -0.0296 | -0.0299 | -0.0301 | -0.0304 | -0.0307 | -0.031 | -0.0312 | -0.0315 | -0.0317 | -0.032 | -0.0322 | -0.0322
Northwest | Anchor-Retail | Minimum | November | Lighting | LDCEU/TDEF | Electric Load with Losses, Incl. Cogeneration | MW | 0 | -0.4084 | -1.1264 | -1.1422 | -1.0968 | -1.0347 | -1.1984 | -1.2294 | -4.1157 | -7.0463 | -8.9812 | -9.4537 | -9.8454 | -9.4492 | -10.0988 | -10.9697 | -8.0527 | -6.925 | -5.5627 | -4.153 | -3.4229 | -2.7522 | -2.3327 | -2.445 | -2.2004 | -2.0132 | -1.8719 | -1.7687 | -1.6774 | -1.596 | -1.5228 | -1.4574 | -1.4001 | -1.3469 | -1.2996 | -1.2555 | -1.2119 | -1.174 | -1.1366 | -1.1012 | -1.0658 | -1.0319 | -0.9981 | -0.9645 | -0.9311 | -0.898 | -0.8643 | -0.8303 | -0.7962 | -0.7626 | -0.7284 | -0.6941 | -0.6597 | -0.625 | -0.5899 | -0.5546 | -0.519 | -0.4816
Northwest | Anchor-Retail | Minimum | November | Air Conditioning | LDCEU/TDEF | Electric Load with Losses, Incl. Cogeneration | MW | 0.0017 | 0.0499 | 0.0816 | 0.1244 | 0.1664 | 0.2362 | 0.1978 | 0.2331 | 0.2593 | 0.3147 | 0.4027 | 0.3715 | 0.332 | 0.3134 | 0.3283 | 0.3534 | 0.3155 | 0.3201 | 0.3225 | 0.2731 | 0.2508 | 0.2219 | 0.2013 | 0.1809 | 0.176 | 0.1548 | 0.137 | 0.1216 | 0.1084 | 0.0977 | 0.0534 | 0.0131 | -0.0244 | -0.0581 | -0.0895 | -0.1176 | -0.1428 | -0.167 | -0.1883 | -0.2085 | -0.227 | -0.2439 | -0.2596 | -0.2742 | -0.2874 | -0.3002 | -0.3119 | -0.3225 | -0.3324 | -0.3422 | -0.3506 | -0.3588 | -0.3653 | -0.3652 | -0.3652 | -0.3652 | -0.3643 | -0.3615
Northwest | Anchor-Retail | Minimum | November | Other Non-Substitutables | LDCEU/TDEF | Electric Load with Losses, Incl. Cogeneration | MW | 0 | 0 | 0 | 0 | 0 | 0 | 0 | 0 | 0 | 0 | 0 | 0 | -0.2008 | -0.4194 | -0.5469 | -0.6946 | -0.8394 | -0.8086 | -0.8594 | -0.922 | -0.9451 | -0.9186 | -0.8802 | -0.8624 | -0.8865 | -0.9048 | -0.9164 | -0.9227 | -0.9247 | -0.923 | -0.9184 | -0.9121 | -0.9057 | -0.8971 | -0.889 | -0.8795 | -0.8674 | -0.8574 | -0.8457 | -0.8339 | -0.8207 | -0.8076 | -0.7935 | -0.779 | -0.7639 | -0.7487 | -0.7324 | -0.7158 | -0.6985 | -0.6816 | -0.6642 | -0.6466 | -0.6286 | -0.6105 | -0.5922 | -0.5735 | -0.5548 | -0.5336
Northwest | Anchor-Retail | Minimum | December | Space Heating | LDCEU/TDEF | Electric Load with Losses, Incl. Cogeneration | MW | -0.3876 | -0.5799 | -0.8415 | -1.8772 | -2.2659 | -2.439 | -3.5908 | -4.3837 | -4.462 | -4.8162 | -4.2332 | -4.454 | -5.0349 | -5.3458 | -5.1053 | -4.743 | -5.4928 | -4.249 | -4.0723 | -4.2016 | -4.313 | -4.0222 | -4.0946 | -4.0084 | -4.1647 | -4.1774 | -4.2027 | -4.2306 | -4.2608 | -4.2906 | -4.3233 | -4.3644 | -4.423 | -4.4791 | -4.5496 | -4.6166 | -4.6748 | -4.753 | -4.8216 | -4.8953 | -4.9638 | -5.0314 | -5.0953 | -5.1581 | -5.2155 | -5.2746 | -5.3248 | -5.3704 | -5.4108 | -5.4549 | -5.4913 | -5.525 | -5.5565 | -5.5831 | -5.608 | -5.6309 | -5.6494 | -5.6388
Northwest | Anchor-Retail | Minimum | December | Water Heating | LDCEU/TDEF | Electric Load with Losses, Incl. Cogeneration | MW | 0 | 0 | 0 | 0 | 0 | 0 | 0 | 0 | 0 | 0 | 0 | 0 | 0 | 0 | 0 | 0 | 0 | 0 | 0 | 0 | 0 | 0 | -0.0021 | -0.005 | -0.0028 | -0.0005 | 0.0022 | 0.0052 | 0.0084 | 0.0119 | 0.0156 | 0.0193 | 0.0235 | 0.0277 | 0.0321 | 0.0366 | 0.0408 | 0.0453 | 0.0498 | 0.0541 | 0.0582 | 0.0624 | 0.0663 | 0.07 | 0.0736 | 0.0771 | 0.0802 | 0.0833 | 0.0861 | 0.0889 | 0.0915 | 0.094 | 0.0963 | 0.0985 | 0.1006 | 0.1025 | 0.1042 | 0.1053
Northwest | Anchor-Retail | Minimum | December | Other Substitutables | LDCEU/TDEF | Electric Load with Losses, Incl. Cogeneration | MW | 0 | 0 | 0 | 0 | 0 | 0 | 0 | 0 | 0 | 0 | 0 | 0 | 0 | 0 | 0 | 0 | 0 | 0 | 0 | -0.0001 | -0.0001 | 0 | 0 | -0.0001 | 0 | 0.0001 | 0.0002 | 0.0003 | 0.0004 | 0.0005 | 0.0006 | 0.0006 | 0.0007 | 0.0008 | 0.0008 | 0.0008 | 0.0009 | 0.001 | 0.001 | 0.0011 | 0.0012 | 0.0012 | 0.0012 | 0.0013 | 0.0013 | 0.0014 | 0.0014 | 0.0014 | 0.0014 | 0.0014 | 0.0015 | 0.0015 | 0.0015 | 0.0015 | 0.0015 | 0.0015 | 0.0015 | 0.0015
Northwest | Anchor-Retail | Minimum | December | Refrigeration | LDCEU/TDEF | Electric Load with Losses, Incl. Cogeneration | MW | 0 | 0 | 0 | 0 | 0 | 0 | 0 | 0 | 0 | 0 | 0 | 0 | -0.0001 | -0.0002 | -0.0004 | -0.0005 | -0.0005 | -0.003 | -0.005 | -0.0071 | -0.0096 | -0.0115 | -0.0138 | -0.0158 | -0.0171 | -0.0182 | -0.0192 | -0.0202 | -0.021 | -0.0218 | -0.0225 | -0.0232 | -0.024 | -0.0246 | -0.0253 | -0.026 | -0.0265 | -0.0272 | -0.0278 | -0.0283 | -0.0288 | -0.0293 | -0.0297 | -0.0301 | -0.0305 | -0.0309 | -0.0312 | -0.0316 | -0.0318 | -0.0321 | -0.0323 | -0.0326 | -0.0329 | -0.0332 | -0.0334 | -0.0336 | -0.0339 | -0.034
Northwest | Anchor-Retail | Minimum | December | Lighting | LDCEU/TDEF | Electric Load with Losses, Incl. Cogeneration | MW | 0 | -0.3902 | -1.0786 | -1.0938 | -1.0505 | -0.9912 | -1.1479 | -1.1778 | -3.9442 | -6.7531 | -8.6079 | -9.0605 | -9.4359 | -9.0568 | -9.6807 | -10.5158 | -7.7194 | -6.6377 | -5.3331 | -3.981 | -3.2813 | -2.6388 | -2.2387 | -2.3465 | -2.1122 | -1.933 | -1.798 | -1.6995 | -1.6122 | -1.5343 | -1.4642 | -1.4016 | -1.3469 | -1.2958 | -1.2505 | -1.2082 | -1.1665 | -1.13 | -1.094 | -1.0601 | -1.0261 | -0.9934 | -0.9609 | -0.9287 | -0.8965 | -0.8647 | -0.8321 | -0.7995 | -0.7666 | -0.7342 | -0.7013 | -0.6683 | -0.6351 | -0.6016 | -0.5679 | -0.5339 | -0.4997 | -0.4637
Northwest | Anchor-Retail | Minimum | December | Air Conditioning | LDCEU/TDEF | Electric Load with Losses, Incl. Cogeneration | MW | 0.0009 | 0.0276 | 0.0451 | 0.0688 | 0.0919 | 0.1306 | 0.1094 | 0.1291 | 0.1436 | 0.1742 | 0.2228 | 0.2055 | 0.1837 | 0.1735 | 0.1817 | 0.1955 | 0.1745 | 0.177 | 0.1784 | 0.1511 | 0.1388 | 0.1228 | 0.1114 | 0.1001 | 0.0974 | 0.0856 | 0.0757 | 0.0671 | 0.0597 | 0.0537 | 0.0292 | 0.0067 | -0.014 | -0.0328 | -0.0502 | -0.0659 | -0.0799 | -0.0934 | -0.1053 | -0.1165 | -0.1268 | -0.1362 | -0.1449 | -0.1531 | -0.1604 | -0.1675 | -0.1741 | -0.1799 | -0.1855 | -0.1909 | -0.1956 | -0.2002 | -0.2038 | -0.2039 | -0.2039 | -0.2038 | -0.2032 | -0.2018
Northwest | Anchor-Retail | Minimum | December | Other Non-Substitutables | LDCEU/TDEF | Electric Load with Losses, Incl. Cogeneration | MW | 0 | 0 | 0 | 0 | 0 | 0 | 0 | 0 | 0 | 0 | 0 | 0 | -0.2048 | -0.4276 | -0.5575 | -0.7085 | -0.8564 | -0.8246 | -0.8766 | -0.94 | -0.9638 | -0.9371 | -0.8985 | -0.8804 | -0.9051 | -0.9236 | -0.9356 | -0.942 | -0.9439 | -0.9423 | -0.9376 | -0.9311 | -0.9247 | -0.9159 | -0.9075 | -0.8979 | -0.8855 | -0.8753 | -0.8633 | -0.8513 | -0.8378 | -0.8244 | -0.8101 | -0.7952 | -0.7798 | -0.7643 | -0.7477 | -0.7306 | -0.713 | -0.6958 | -0.678 | -0.66 | -0.6416 | -0.6231 | -0.6044 | -0.5854 | -0.5661 | -0.5445
Northwest | K-12 | Peak | January | Space Heating | LDCEU/TDEF | Electric Load with Losses, Incl. Cogeneration | MW | -0.316 | -0.2782 | -0.3098 | -0.3284 | -0.2697 | -0.2556 | -0.3142 | -0.5719 | -0.5659 | -0.6642 | -0.5551 | -0.6772 | -0.9088 | -1.0066 | -1.1865 | -1.4284 | -1.4575 | -1.5204 | -1.6528 | -1.7283 | -2.0161 | -2.131 | -3.9634 | -4.1866 | -4.2342 | -4.3345 | -4.2979 | -4.2694 | -4.2383 | -4.1979 | -4.162 | -4.1305 | -4.1003 | -4.0717 | -4.045 | -4.0063 | -3.9713 | -3.9398 | -3.897 | -3.8612 | -3.8329 | -3.7957 | -3.7632 | -3.7346 | -3.6989 | -3.6681 | -3.6431 | -3.6106 | -3.5828 | -3.5593 | -3.5264 | -3.4965 | -3.4688 | -3.434 | -3.4041 | -3.3784 | -3.3473 | -3.3174
Northwest | K-12 | Peak | January | Water Heating | LDCEU/TDEF | Electric Load with Losses, Incl. Cogeneration | MW | 0 | 0 | 0 | 0 | 0 | 0 | 0 | 0 | 0 | 0 | 0 | 0 | 0 | 0 | 0 | 0 | 0 | 0 | 0 | 0 | 0 | 0 | -0.0982 | -0.1626 | -0.1241 | -0.1079 | -0.1126 | -0.1132 | -0.1103 | -0.1036 | -0.0941 | -0.0823 | -0.0679 | -0.0517 | -0.0336 | -0.013 | 0.0095 | 0.0323 | 0.0568 | 0.0817 | 0.1081 | 0.1346 | 0.1612 | 0.1878 | 0.2151 | 0.2421 | 0.2691 | 0.2959 | 0.3228 | 0.3494 | 0.3757 | 0.4016 | 0.4267 | 0.4515 | 0.4756 | 0.4988 | 0.5215 | 0.543
Northwest | K-12 | Peak | January | Other Substitutables | LDCEU/TDEF | Electric Load with Losses, Incl. Cogeneration | MW | 0 | 0 | 0 | 0 | 0 | 0 | 0 | 0 | 0 | 0 | 0 | 0 | -0.0026 | -0.0027 | -0.0055 | -0.0072 | -0.0071 | -0.0237 | -0.028 | -0.0391 | -0.049 | -0.0699 | -0.1263 | -0.1387 | -0.062 | -0.0042 | 0.0235 | 0.0515 | 0.0788 | 0.1059 | 0.1326 | 0.159 | 0.1851 | 0.2107 | 0.2357 | 0.2602 | 0.285 | 0.3083 | 0.3308 | 0.3527 | 0.3748 | 0.3952 | 0.4147 | 0.4334 | 0.4513 | 0.4684 | 0.4847 | 0.5001 | 0.5148 | 0.5288 | 0.5417 | 0.5538 | 0.565 | 0.5753 | 0.5848 | 0.5935 | 0.6013 | 0.608
Northwest | K-12 | Peak | January | Refrigeration | LDCEU/TDEF | Electric Load with Losses, Incl. Cogeneration | MW | 0 | 0 | 0 | 0 | 0 | 0 | 0 | 0 | 0 | 0 | 0 | 0 | -0.0365 | -0.093 | -0.1488 | -0.2124 | -0.2364 | -1.1777 | -2.1521 | -3.0484 | -4.4076 | -5.7675 | -7.4412 | -8.8881 | -10.7629 | -12.3131 | -13.314 | -14.2414 | -15.087 | -15.8638 | -16.577 | -17.2308 | -17.8305 | -18.3798 | -18.8826 | -19.3442 | -19.7794 | -20.1641 | -20.5159 | -20.8371 | -21.1483 | -21.4173 | -21.6621 | -21.8844 | -22.0891 | -22.2734 | -22.4434 | -22.5967 | -22.7404 | -22.8726 | -22.9906 | -23.0988 | -23.1961 | -23.284 | -23.3636 | -23.4357 | -23.5006 | -23.5533
Northwest | K-12 | Peak | January | Lighting | LDCEU/TDEF | Electric Load with Losses, Incl. Cogeneration | MW | 0 | -0.0798 | -0.4106 | -0.5829 | -0.7404 | -0.8406 | -1.1326 | -1.3131 | -3.6006 | -6.244 | -8.195 | -10.6693 | -13.0579 | -16.2799 | -17.9131 | -17.5664 | -18.6977 | -12.5867 | -11.9194 | -12.515 | -12.2654 | -11.5552 | -11.2504 | -11.7076 | -11.0982 | -10.5463 | -10.0012 | -9.525 | -9.0792 | -8.6621 | -8.2717 | -7.9058 | -7.5627 | -7.2406 | -6.938 | -6.6534 | -6.3863 | -6.1336 | -5.895 | -5.6693 | -5.4572 | -5.2548 | -5.0626 | -4.8796 | -4.7057 | -4.5393 | -4.3805 | -4.2281 | -4.0826 | -3.9427 | -3.8078 | -3.6777 | -3.5518 | -3.43 | -3.312 | -3.1972 | -3.0855 | -2.9762
Northwest | K-12 | Peak | January | Air Conditioning | LDCEU/TDEF | Electric Load with Losses, Incl. Cogeneration | MW | 0.001 | 0.009 | 0.0174 | 0.0265 | 0.0353 | 0.0472 | 0.0487 | 0.0587 | 0.0679 | 0.0842 | 0.1025 | 0.1027 | 0.1027 | 0.1051 | 0.1123 | 0.1185 | 0.1134 | 0.1155 | 0.1258 | 0.076 | 0.0128 | -0.0547 | -0.1153 | -0.1689 | -0.2157 | -0.3028 | -0.3656 | -0.4215 | -0.4708 | -0.5142 | -0.6142 | -0.7038 | -0.7838 | -0.8552 | -0.9185 | -0.9747 | -1.025 | -1.0685 | -1.1065 | -1.1397 | -1.1691 | -1.1935 | -1.2143 | -1.2316 | -1.2459 | -1.2574 | -1.2665 | -1.2733 | -1.2782 | -1.2812 | -1.2827 | -1.2825 | -1.281 | -1.2784 | -1.2746 | -1.2698 | -1.2642 | -1.2575
Northwest | K-12 | Peak | January | Other Non-Substitutables | LDCEU/TDEF | Electric Load with Losses, Incl. Cogeneration | MW | 0 | 0 | 0 | 0 | 0 | 0 | 0 | 0 | 0 | 0 | 0 | 0 | -0.2103 | -0.4152 | -0.6328 | -0.8597 | -0.8972 | -0.9988 | -1.2296 | -1.0006 | -0.9063 | -0.7859 | -0.6966 | -0.6028 | -0.5166 | -0.4386 | -0.3711 | -0.3124 | -0.2629 | -0.2211 | -0.186 | -0.1563 | -0.1314 | -0.1104 | -0.0927 | -0.0779 | -0.0654 | -0.0549 | -0.0461 | -0.0386 | -0.0324 | -0.0272 | -0.0228 | -0.0191 | -0.016 | -0.0135 | -0.0113 | -0.0095 | -0.0079 | -0.0067 | -0.0055 | -0.0047 | -0.0039 | -0.0033 | -0.0027 | -0.0023 | -0.0019 | -0.0016
Northwest | K-12 | Peak | February | Space Heating | LDCEU/TDEF | Electric Load with Losses, Incl. Cogeneration | MW | -2.6436 | -2.4525 | -2.5535 | -2.7473 | -2.1902 | -2.0732 | -2.6017 | -4.6916 | -4.7793 | -5.582 | -4.925 | -5.5913 | -7.7439 | -9.2257 | -9.6029 | -11.5717 | -12.4345 | -12.6285 | -14.0629 | -14.6443 | -16.7577 | -18.8055 | -32.5407 | -33.9572 | -35.1926 | -36.0389 | -35.725 | -35.4812 | -35.2163 | -34.8731 | -34.5687 | -34.3031 | -34.0482 | -33.8083 | -33.5859 | -33.2618 | -32.9703 | -32.7092 | -32.3538 | -32.0573 | -31.8259 | -31.5194 | -31.2536 | -31.021 | -30.7295 | -30.4787 | -30.278 | -30.0143 | -29.7901 | -29.6025 | -29.3368 | -29.0953 | -28.8727 | -28.5898 | -28.3482 | -28.1436 | -27.8918 | -27.6516
Northwest | K-12 | Peak | February | Water Heating | LDCEU/TDEF | Electric Load with Losses, Incl. Cogeneration | MW | 0 | 0 | 0 | 0 | 0 | 0 | 0 | 0 | 0 | 0 | 0 | 0 | 0 | 0 | 0 | 0 | 0 | 0 | 0 | 0 | 0 | 0 | -0.2097 | -0.3371 | -0.2884 | -0.2506 | -0.2616 | -0.2626 | -0.2559 | -0.2401 | -0.218 | -0.1904 | -0.1572 | -0.1192 | -0.077 | -0.0292 | 0.0235 | 0.0765 | 0.1334 | 0.1915 | 0.253 | 0.3146 | 0.3765 | 0.4385 | 0.5023 | 0.5651 | 0.6277 | 0.6905 | 0.7532 | 0.815 | 0.8763 | 0.9365 | 0.9951 | 1.0529 | 1.1088 | 1.163 | 1.2158 | 1.2659
Northwest | K-12 | Peak | February | Other Substitutables | LDCEU/TDEF | Electric Load with Losses, Incl. Cogeneration | MW | 0 | 0 | 0 | 0 | 0 | 0 | 0 | 0 | 0 | 0 | 0 | 0 | -0.0156 | -0.0161 | -0.0344 | -0.044 | -0.0436 | -0.1447 | -0.1715 | -0.2412 | -0.303 | -0.4308 | -0.7752 | -0.8524 | -0.3802 | -0.0265 | 0.1435 | 0.3157 | 0.4831 | 0.6491 | 0.8135 | 0.9754 | 1.1351 | 1.2917 | 1.4452 | 1.5958 | 1.7484 | 1.8908 | 2.0292 | 2.1631 | 2.299 | 2.4239 | 2.5439 | 2.6586 | 2.7692 | 2.8736 | 2.9736 | 3.0678 | 3.1585 | 3.2443 | 3.3238 | 3.3983 | 3.4671 | 3.5306 | 3.5888 | 3.6419 | 3.6899 | 3.7311
Northwest | K-12 | Peak | February | Refrigeration | LDCEU/TDEF | Electric Load with Losses, Incl. Cogeneration | MW | 0 | 0 | 0 | 0 | 0 | 0 | 0 | 0 | 0 | 0 | 0 | 0 | -0.0326 | -0.0829 | -0.1325 | -0.1891 | -0.2107 | -1.048 | -1.9152 | -2.714 | -3.9251 | -5.1397 | -6.6348 | -7.9275 | -9.6025 | -10.9824 | -11.8748 | -12.7019 | -13.4559 | -14.1486 | -14.7847 | -15.3678 | -15.9026 | -16.3927 | -16.8411 | -17.2528 | -17.6415 | -17.9847 | -18.2986 | -18.585 | -18.8632 | -19.1033 | -19.3218 | -19.5201 | -19.7029 | -19.8675 | -20.0194 | -20.1564 | -20.2849 | -20.4033 | -20.5089 | -20.6059 | -20.6931 | -20.7719 | -20.8434 | -20.9081 | -20.9662 | -21.0134
Northwest | K-12 | Peak | February | Lighting | LDCEU/TDEF | Electric Load with Losses, Incl. Cogeneration | MW | 0 | -0.1765 | -0.9318 | -1.3317 | -1.6983 | -1.9325 | -2.6073 | -3.0258 | -8.1639 | -14.1118 | -18.4812 | -24.0377 | -29.3945 | -36.5629 | -40.2645 | -39.6111 | -41.9267 | -28.3502 | -26.8615 | -28.1684 | -27.634 | -26.0642 | -25.3965 | -26.4125 | -25.0416 | -23.7983 | -22.5704 | -21.4983 | -20.4943 | -19.555 | -18.6756 | -17.8513 | -17.0783 | -16.3526 | -15.6706 | -15.0292 | -14.4275 | -13.8575 | -13.3196 | -12.8109 | -12.3328 | -11.8766 | -11.443 | -11.0304 | -10.6379 | -10.2625 | -9.9043 | -9.5608 | -9.2322 | -8.9167 | -8.6122 | -8.3187 | -8.0348 | -7.7599 | -7.4932 | -7.234 | -6.9819 | -6.7351
Northwest | K-12 | Peak | February | Air Conditioning | LDCEU/TDEF | Electric Load with Losses, Incl. Cogeneration | MW | 0.0019 | 0.0154 | 0.0296 | 0.0449 | 0.0599 | 0.08 | 0.0826 | 0.0998 | 0.1152 | 0.143 | 0.1737 | 0.1739 | 0.1742 | 0.1788 | 0.1911 | 0.201 | 0.1927 | 0.1957 | 0.2133 | 0.1289 | 0.0208 | -0.0948 | -0.1987 | -0.2907 | -0.371 | -0.5198 | -0.6274 | -0.7232 | -0.8077 | -0.8821 | -1.0534 | -1.2068 | -1.3439 | -1.4661 | -1.5746 | -1.671 | -1.7572 | -1.8318 | -1.897 | -1.9537 | -2.0043 | -2.0463 | -2.0818 | -2.1116 | -2.1363 | -2.156 | -2.1716 | -2.1832 | -2.1918 | -2.1972 | -2.1996 | -2.1996 | -2.1971 | -2.1926 | -2.1862 | -2.1781 | -2.1685 | -2.1572
Northwest | K-12 | Peak | February | Other Non-Substitutables | LDCEU/TDEF | Electric Load with Losses, Incl. Cogeneration | MW | 0 | 0 | 0 | 0 | 0 | 0 | 0 | 0 | 0 | 0 | 0 | 0 | -0.5143 | -1.0178 | -1.5503 | -2.1009 | -2.1945 | -2.4426 | -3.0039 | -2.4511 | -2.2207 | -1.9266 | -1.7075 | -1.4779 | -1.2666 | -1.0756 | -0.9101 | -0.766 | -0.6446 | -0.5422 | -0.456 | -0.3834 | -0.3222 | -0.2708 | -0.2274 | -0.191 | -0.1604 | -0.1346 | -0.113 | -0.0948 | -0.0795 | -0.0667 | -0.0559 | -0.0469 | -0.0394 | -0.033 | -0.0277 | -0.0231 | -0.0194 | -0.0163 | -0.0136 | -0.0114 | -0.0096 | -0.0081 | -0.0067 | -0.0056 | -0.0047 | -0.0039
Northwest | K-12 | Peak | March | Space Heating | LDCEU/TDEF | Electric Load with Losses, Incl. Cogeneration | MW | -1.5935 | -1.4917 | -1.7071 | -1.7021 | -1.3147 | -1.243 | -1.6236 | -3.0638 | -2.9756 | -3.8399 | -3.1424 | -3.4945 | -4.8052 | -6.2925 | -6.0225 | -7.6418 | -8.4461 | -8.1186 | -8.8585 | -9.9471 | -10.7989 | -11.8781 | -20.3926 | -22.0848 | -22.1651 | -22.7059 | -22.4956 | -22.3324 | -22.1562 | -21.9301 | -21.7299 | -21.5558 | -21.3895 | -21.2342 | -21.0911 | -20.8828 | -20.6968 | -20.5314 | -20.3057 | -20.119 | -19.9753 | -19.7836 | -19.619 | -19.4767 | -19.296 | -19.1427 | -19.022 | -18.8607 | -18.7249 | -18.6129 | -18.4508 | -18.3044 | -18.1705 | -17.9976 | -17.8515 | -17.7299 | -17.5774 | -17.4334
Northwest | K-12 | Peak | March | Water Heating | LDCEU/TDEF | Electric Load with Losses, Incl. Cogeneration | MW | 0 | 0 | 0 | 0 | 0 | 0 | 0 | 0 | 0 | 0 | 0 | 0 | 0 | 0 | 0 | 0 | 0 | 0 | 0 | 0 | 0 | 0 | -0.1815 | -0.316 | -0.2443 | -0.2136 | -0.2229 | -0.224 | -0.2186 | -0.2057 | -0.1874 | -0.1645 | -0.137 | -0.1054 | -0.0704 | -0.0306 | 0.0131 | 0.0573 | 0.1047 | 0.1531 | 0.2043 | 0.2555 | 0.3072 | 0.3589 | 0.412 | 0.4644 | 0.5167 | 0.5689 | 0.6212 | 0.6728 | 0.7239 | 0.7741 | 0.8229 | 0.8712 | 0.9179 | 0.9631 | 1.0072 | 1.049
Northwest | K-12 | Peak | March | Other Substitutables | LDCEU/TDEF | Electric Load with Losses, Incl. Cogeneration | MW | 0 | 0 | 0 | 0 | 0 | 0 | 0 | 0 | 0 | 0 | 0 | 0 | -0.0156 | -0.0161 | -0.0344 | -0.0442 | -0.0439 | -0.1467 | -0.1737 | -0.2447 | -0.3076 | -0.4371 | -0.7863 | -0.8652 | -0.3865 | -0.029 | 0.1428 | 0.317 | 0.4863 | 0.6543 | 0.8206 | 0.9844 | 1.146 | 1.3046 | 1.4599 | 1.6124 | 1.7671 | 1.9112 | 2.0512 | 2.1868 | 2.3247 | 2.4511 | 2.5727 | 2.6888 | 2.8008 | 2.9065 | 3.0078 | 3.1034 | 3.1951 | 3.2818 | 3.3623 | 3.4377 | 3.5073 | 3.5715 | 3.6305 | 3.6843 | 3.7328 | 3.7747
Northwest | K-12 | Peak | March | Refrigeration | LDCEU/TDEF | Electric Load with Losses, Incl. Cogeneration | MW | 0 | 0 | 0 | 0 | 0 | 0 | 0 | 0 | 0 | 0 | 0 | 0 | -0.0316 | -0.0807 | -0.1288 | -0.1837 | -0.2046 | -1.0182 | -1.8609 | -2.6375 | -3.8154 | -4.9963 | -6.4515 | -7.711 | -9.3404 | -10.6807 | -11.5482 | -12.3524 | -13.0854 | -13.7589 | -14.3773 | -14.9443 | -15.4642 | -15.9406 | -16.3766 | -16.7771 | -17.1553 | -17.489 | -17.7943 | -18.073 | -18.3438 | -18.5773 | -18.7898 | -18.9827 | -19.1605 | -19.3205 | -19.4681 | -19.6013 | -19.7261 | -19.841 | -19.9435 | -20.0376 | -20.1221 | -20.1986 | -20.2679 | -20.3305 | -20.387 | -20.4329
Northwest | K-12 | Peak | March | Lighting | LDCEU/TDEF | Electric Load with Losses, Incl. Cogeneration | MW | 0 | -0.1791 | -0.9526 | -1.3641 | -1.7415 | -1.9829 | -2.6764 | -3.1068 | -8.3449 | -14.4117 | -18.8625 | -24.5268 | -29.9853 | -37.2736 | -41.0566 | -40.4265 | -42.7218 | -28.9243 | -27.4097 | -28.7331 | -28.1959 | -26.6023 | -25.9189 | -26.9457 | -25.5482 | -24.2801 | -23.0281 | -21.935 | -20.9113 | -19.9534 | -19.0567 | -18.2162 | -17.4279 | -16.6877 | -15.9922 | -15.3381 | -14.7244 | -14.1431 | -13.5944 | -13.0756 | -12.5879 | -12.1226 | -11.6803 | -11.2593 | -10.8588 | -10.4759 | -10.1104 | -9.7598 | -9.4245 | -9.1024 | -8.7917 | -8.4921 | -8.2023 | -7.9216 | -7.6494 | -7.3849 | -7.1276 | -6.8755
Northwest | K-12 | Peak | March | Air Conditioning | LDCEU/TDEF | Electric Load with Losses, Incl. Cogeneration | MW | 0.0027 | 0.0229 | 0.0443 | 0.0672 | 0.0897 | 0.1196 | 0.1235 | 0.1491 | 0.1723 | 0.2137 | 0.2596 | 0.26 | 0.2604 | 0.2676 | 0.286 | 0.3004 | 0.288 | 0.2923 | 0.3189 | 0.1927 | 0.0309 | -0.1425 | -0.2984 | -0.4367 | -0.5573 | -0.7804 | -0.9418 | -1.0856 | -1.2123 | -1.3239 | -1.5809 | -1.8111 | -2.0168 | -2.2001 | -2.3629 | -2.5075 | -2.637 | -2.7488 | -2.8468 | -2.9319 | -3.0078 | -3.071 | -3.1244 | -3.169 | -3.2061 | -3.2357 | -3.2591 | -3.2767 | -3.2894 | -3.2976 | -3.3013 | -3.3012 | -3.2974 | -3.2907 | -3.2812 | -3.2691 | -3.2547 | -3.2377
Northwest | K-12 | Peak | March | Other Non-Substitutables | LDCEU/TDEF | Electric Load with Losses, Incl. Cogeneration | MW | 0 | 0 | 0 | 0 | 0 | 0 | 0 | 0 | 0 | 0 | 0 | 0 | -0.5189 | -1.027 | -1.5636 | -2.1208 | -2.2154 | -2.4675 | -3.0318 | -2.4734 | -2.2422 | -1.9451 | -1.7238 | -1.4924 | -1.2792 | -1.0863 | -0.9192 | -0.7738 | -0.6511 | -0.5477 | -0.4606 | -0.3873 | -0.3255 | -0.2735 | -0.2297 | -0.1929 | -0.162 | -0.136 | -0.1141 | -0.0957 | -0.0804 | -0.0674 | -0.0565 | -0.0474 | -0.0398 | -0.0333 | -0.0279 | -0.0235 | -0.0196 | -0.0164 | -0.0138 | -0.0115 | -0.0097 | -0.0081 | -0.0068 | -0.0057 | -0.0047 | -0.004
Northwest | K-12 | Peak | April | Space Heating | LDCEU/TDEF | Electric Load with Losses, Incl. Cogeneration | MW | -1.7042 | -1.5522 | -1.8068 | -1.7804 | -1.434 | -1.3571 | -1.7298 | -3.0518 | -3.2403 | -3.7334 | -3.4314 | -3.559 | -5.134 | -5.9469 | -6.5498 | -8.1847 | -8.4806 | -8.7645 | -9.6398 | -9.6806 | -11.2864 | -12.3737 | -22.8812 | -22.2123 | -23.3811 | -23.9422 | -23.7291 | -23.5633 | -23.3836 | -23.1518 | -22.9463 | -22.7669 | -22.5949 | -22.4332 | -22.2836 | -22.0662 | -21.8709 | -21.6962 | -21.4588 | -21.261 | -21.1068 | -20.9028 | -20.7261 | -20.5719 | -20.3782 | -20.212 | -20.0791 | -19.9044 | -19.7557 | -19.6313 | -19.4552 | -19.295 | -19.1478 | -18.9604 | -18.8005 | -18.6656 | -18.499 | -18.3411
Northwest | K-12 | Peak | April | Water Heating | LDCEU/TDEF | Electric Load with Losses, Incl. Cogeneration | MW | 0 | 0 | 0 | 0 | 0 | 0 | 0 | 0 | 0 | 0 | 0 | 0 | 0 | 0 | 0 | 0 | 0 | 0 | 0 | 0 | 0 | 0 | -0.1748 | -0.2053 | -0.1933 | -0.1704 | -0.1778 | -0.1788 | -0.1749 | -0.1651 | -0.1512 | -0.1336 | -0.1125 | -0.0883 | -0.0614 | -0.0308 | 0.0027 | 0.0367 | 0.0732 | 0.1105 | 0.1499 | 0.1894 | 0.2293 | 0.2691 | 0.3102 | 0.3506 | 0.3909 | 0.4314 | 0.4717 | 0.5115 | 0.5509 | 0.5897 | 0.6275 | 0.6647 | 0.7008 | 0.7358 | 0.7699 | 0.8023
Northwest | K-12 | Peak | April | Other Substitutables | LDCEU/TDEF | Electric Load with Losses, Incl. Cogeneration | MW | 0 | 0 | 0 | 0 | 0 | 0 | 0 | 0 | 0 | 0 | 0 | 0 | -0.0142 | -0.0146 | -0.0307 | -0.0397 | -0.0392 | -0.1312 | -0.1557 | -0.2207 | -0.2778 | -0.3956 | -0.709 | -0.7796 | -0.3549 | -0.0362 | 0.1173 | 0.2728 | 0.4242 | 0.5743 | 0.723 | 0.8695 | 1.0139 | 1.1557 | 1.2946 | 1.431 | 1.569 | 1.698 | 1.8232 | 1.9446 | 2.0677 | 2.1809 | 2.2897 | 2.3936 | 2.4937 | 2.5885 | 2.6792 | 2.7646 | 2.8467 | 2.9244 | 2.9963 | 3.0638 | 3.1261 | 3.1836 | 3.2364 | 3.2845 | 3.3281 | 3.3656
Northwest | K-12 | Peak | April | Refrigeration | LDCEU/TDEF | Electric Load with Losses, Incl. Cogeneration | MW | 0 | 0 | 0 | 0 | 0 | 0 | 0 | 0 | 0 | 0 | 0 | 0 | -0.0306 | -0.078 | -0.1247 | -0.1779 | -0.198 | -0.9865 | -1.8048 | -2.5617 | -3.705 | -4.851 | -6.2612 | -7.4844 | -9.0608 | -10.3614 | -11.2042 | -11.9852 | -12.6976 | -13.3519 | -13.9527 | -14.5036 | -15.0089 | -15.4718 | -15.8954 | -16.2844 | -16.6513 | -16.9755 | -17.272 | -17.5428 | -17.8052 | -18.032 | -18.2384 | -18.4259 | -18.5984 | -18.754 | -18.8972 | -19.0265 | -19.1475 | -19.2588 | -19.3581 | -19.4493 | -19.5313 | -19.6053 | -19.6724 | -19.7331 | -19.7877 | -19.8322
Northwest | K-12 | Peak | April | Lighting | LDCEU/TDEF | Electric Load with Losses, Incl. Cogeneration | MW | 0 | -0.1722 | -0.9187 | -1.3167 | -1.6819 | -1.9155 | -2.5858 | -3.0021 | -8.0464 | -13.8903 | -18.1747 | -23.6294 | -28.8837 | -35.8919 | -39.5382 | -38.9468 | -41.1268 | -27.8587 | -26.3999 | -27.6693 | -27.1528 | -25.6185 | -24.9504 | -25.9269 | -24.5748 | -23.3488 | -22.1397 | -21.0833 | -20.0943 | -19.1691 | -18.303 | -17.4915 | -16.7305 | -16.0163 | -15.3452 | -14.7142 | -14.1223 | -13.5619 | -13.0332 | -12.5333 | -12.0634 | -11.6154 | -11.1897 | -10.7846 | -10.3994 | -10.0313 | -9.6798 | -9.343 | -9.0208 | -8.7114 | -8.4131 | -8.1256 | -7.8475 | -7.5782 | -7.3173 | -7.0637 | -6.817 | -6.5757
Northwest | K-12 | Peak | April | Air Conditioning | LDCEU/TDEF | Electric Load with Losses, Incl. Cogeneration | MW | 0.0043 | 0.0364 | 0.0701 | 0.1065 | 0.142 | 0.1898 | 0.1958 | 0.2363 | 0.273 | 0.3385 | 0.4117 | 0.4126 | 0.4126 | 0.4228 | 0.4519 | 0.4759 | 0.4555 | 0.4637 | 0.5054 | 0.3037 | 0.0468 | -0.228 | -0.4753 | -0.6945 | -0.8868 | -1.2409 | -1.4972 | -1.7256 | -1.9267 | -2.1042 | -2.5123 | -2.8778 | -3.2044 | -3.4955 | -3.7542 | -3.9838 | -4.1893 | -4.367 | -4.5226 | -4.6579 | -4.7783 | -4.8787 | -4.9636 | -5.0345 | -5.0934 | -5.1406 | -5.1779 | -5.2059 | -5.2261 | -5.2391 | -5.245 | -5.2449 | -5.2391 | -5.2284 | -5.2133 | -5.1941 | -5.1713 | -5.1444
Northwest | K-12 | Peak | April | Other Non-Substitutables | LDCEU/TDEF | Electric Load with Losses, Incl. Cogeneration | MW | 0 | 0 | 0 | 0 | 0 | 0 | 0 | 0 | 0 | 0 | 0 | 0 | -0.4725 | -0.9331 | -1.4213 | -1.931 | -2.0155 | -2.246 | -2.7627 | -2.252 | -2.0424 | -1.7728 | -1.5723 | -1.3628 | -1.1684 | -0.9924 | -0.8397 | -0.7068 | -0.5948 | -0.5004 | -0.4208 | -0.3538 | -0.2973 | -0.2498 | -0.2099 | -0.1763 | -0.148 | -0.1242 | -0.1043 | -0.0875 | -0.0735 | -0.0616 | -0.0516 | -0.0433 | -0.0363 | -0.0305 | -0.0255 | -0.0214 | -0.018 | -0.015 | -0.0125 | -0.0105 | -0.0089 | -0.0074 | -0.0062 | -0.0052 | -0.0044 | -0.0036
Northwest | K-12 | Peak | May | Space Heating | LDCEU/TDEF | Electric Load with Losses, Incl. Cogeneration | MW | -0.5809 | -0.5734 | -0.6427 | -0.6974 | -0.4646 | -0.4449 | -0.6246 | -1.1783 | -1.1068 | -1.5725 | -1.3341 | -1.4332 | -1.8849 | -2.3308 | -2.542 | -2.9047 | -3.1701 | -3.4356 | -3.8671 | -4.01 | -4.3162 | -4.645 | -8.043 | -8.2188 | -8.4942 | -8.7118 | -8.6248 | -8.5578 | -8.4859 | -8.3945 | -8.3142 | -8.2448 | -8.1793 | -8.1188 | -8.0637 | -7.9832 | -7.9117 | -7.8494 | -7.7632 | -7.6932 | -7.6405 | -7.5692 | -7.5092 | -7.4584 | -7.3923 | -7.3375 | -7.296 | -7.238 | -7.1906 | -7.1528 | -7.0948 | -7.0432 | -6.9967 | -6.9345 | -6.8832 | -6.8416 | -6.7877 | -6.7373
Northwest | K-12 | Peak | May | Water Heating | LDCEU/TDEF | Electric Load with Losses, Incl. Cogeneration | MW | 0 | 0 | 0 | 0 | 0 | 0 | 0 | 0 | 0 | 0 | 0 | 0 | 0 | 0 | 0 | 0 | 0 | 0 | 0 | 0 | 0 | 0 | -0.1278 | -0.1973 | -0.1672 | -0.1482 | -0.1544 | -0.1556 | -0.1525 | -0.1444 | -0.1328 | -0.1183 | -0.1007 | -0.0806 | -0.0583 | -0.0329 | -0.0052 | 0.0231 | 0.0535 | 0.0847 | 0.1172 | 0.1501 | 0.1833 | 0.2166 | 0.2509 | 0.2846 | 0.3183 | 0.3521 | 0.3858 | 0.4192 | 0.4522 | 0.4847 | 0.5164 | 0.5476 | 0.5779 | 0.6072 | 0.6359 | 0.663
Northwest | K-12 | Peak | May | Other Substitutables | LDCEU/TDEF | Electric Load with Losses, Incl. Cogeneration | MW | 0 | 0 | 0 | 0 | 0 | 0 | 0 | 0 | 0 | 0 | 0 | 0 | -0.0157 | -0.0161 | -0.0332 | -0.0428 | -0.0416 | -0.1356 | -0.162 | -0.2287 | -0.2873 | -0.4125 | -0.7375 | -0.8076 | -0.3759 | -0.043 | 0.1167 | 0.278 | 0.4354 | 0.5915 | 0.746 | 0.8983 | 1.0483 | 1.1956 | 1.3399 | 1.4813 | 1.6234 | 1.7572 | 1.8872 | 2.013 | 2.1396 | 2.2569 | 2.3697 | 2.4773 | 2.5813 | 2.6794 | 2.7734 | 2.862 | 2.9473 | 3.028 | 3.1027 | 3.1728 | 3.2376 | 3.2974 | 3.3522 | 3.4023 | 3.4475 | 3.4863
Northwest | K-12 | Peak | May | Refrigeration | LDCEU/TDEF | Electric Load with Losses, Incl. Cogeneration | MW | 0 | 0 | 0 | 0 | 0 | 0 | 0 | 0 | 0 | 0 | 0 | 0 | -0.0254 | -0.064 | -0.1024 | -0.1468 | -0.1633 | -0.8148 | -1.4915 | -2.1195 | -3.0604 | -4.0039 | -5.157 | -6.1553 | -7.4441 | -8.5211 | -9.2173 | -9.8614 | -10.4495 | -10.9897 | -11.4857 | -11.9403 | -12.3572 | -12.739 | -13.0886 | -13.4092 | -13.7094 | -13.9768 | -14.2212 | -14.4444 | -14.6584 | -14.8453 | -15.0151 | -15.1695 | -15.3117 | -15.4397 | -15.5577 | -15.6642 | -15.7642 | -15.8564 | -15.9385 | -16.0139 | -16.0817 | -16.143 | -16.1986 | -16.2489 | -16.2941 | -16.3306
Northwest | K-12 | Peak | May | Lighting | LDCEU/TDEF | Electric Load with Losses, Incl. Cogeneration | MW | 0 | -0.1844 | -0.9457 | -1.3416 | -1.7028 | -1.9328 | -2.6034 | -3.0177 | -8.2956 | -14.3927 | -18.8957 | -24.6049 | -30.1145 | -37.5552 | -41.3156 | -40.4938 | -43.1389 | -29.0142 | -27.4692 | -28.8456 | -28.2588 | -26.6107 | -25.8994 | -26.9484 | -25.5257 | -24.2406 | -22.9741 | -21.8656 | -20.8287 | -19.8593 | -18.9522 | -18.1027 | -17.3065 | -16.5595 | -15.8581 | -15.199 | -14.5802 | -13.9955 | -13.444 | -12.923 | -12.433 | -11.9665 | -11.5236 | -11.1027 | -10.7025 | -10.3203 | -9.9557 | -9.6065 | -9.2728 | -8.9528 | -8.6442 | -8.3469 | -8.0597 | -7.7818 | -7.5125 | -7.2511 | -6.9968 | -6.7482
Northwest | K-12 | Peak | May | Air Conditioning | LDCEU/TDEF | Electric Load with Losses, Incl. Cogeneration | MW | 0.0101 | 0.0828 | 0.1591 | 0.238 | 0.325 | 0.427 | 0.4382 | 0.5298 | 0.6186 | 0.7552 | 0.9258 | 0.9327 | 0.9336 | 0.9446 | 1.0047 | 1.0696 | 1.0202 | 1.0475 | 1.1341 | 0.6737 | 0.1052 | -0.5273 | -1.0779 | -1.6013 | -2.0062 | -2.8032 | -3.3812 | -3.8955 | -4.3493 | -4.7494 | -5.6688 | -6.4922 | -7.2281 | -7.884 | -8.4668 | -8.9841 | -9.4453 | -9.8458 | -10.1967 | -10.5014 | -10.7714 | -10.9977 | -11.1892 | -11.3491 | -11.4823 | -11.5889 | -11.6731 | -11.7364 | -11.7826 | -11.8123 | -11.8261 | -11.8263 | -11.8137 | -11.7902 | -11.7565 | -11.7137 | -11.663 | -11.6027
Northwest | K-12 | Peak | May | Other Non-Substitutables | LDCEU/TDEF | Electric Load with Losses, Incl. Cogeneration | MW | 0 | 0 | 0 | 0 | 0 | 0 | 0 | 0 | 0 | 0 | 0 | 0 | -0.5653 | -1.1102 | -1.697 | -2.3058 | -2.4018 | -2.6712 | -3.3055 | -2.6886 | -2.4334 | -2.1144 | -1.8776 | -1.6275 | -1.3953 | -1.1848 | -1.0025 | -0.8438 | -0.71 | -0.5972 | -0.5023 | -0.4222 | -0.3548 | -0.2981 | -0.2504 | -0.2103 | -0.1766 | -0.1482 | -0.1244 | -0.1044 | -0.0876 | -0.0735 | -0.0616 | -0.0517 | -0.0434 | -0.0363 | -0.0304 | -0.0255 | -0.0214 | -0.0179 | -0.015 | -0.0126 | -0.0105 | -0.0088 | -0.0074 | -0.0062 | -0.0051 | -0.0044
Northwest | K-12 | Peak | June | Space Heating | LDCEU/TDEF | Electric Load with Losses, Incl. Cogeneration | MW | -0.0631 | -0.06 | -0.0626 | -0.0612 | -0.0433 | -0.0405 | -0.0566 | -0.0999 | -0.1189 | -0.124 | -0.1006 | -0.1238 | -0.2058 | -0.1926 | -0.2457 | -0.3058 | -0.2758 | -0.3248 | -0.3532 | -0.412 | -0.3877 | -0.4835 | -0.6132 | -0.7423 | -0.7747 | -0.7949 | -0.787 | -0.7809 | -0.7744 | -0.7661 | -0.7588 | -0.7526 | -0.7467 | -0.7412 | -0.7363 | -0.729 | -0.7226 | -0.717 | -0.7093 | -0.7029 | -0.6981 | -0.6917 | -0.6863 | -0.6817 | -0.6758 | -0.6709 | -0.6671 | -0.6619 | -0.6576 | -0.6542 | -0.649 | -0.6443 | -0.6401 | -0.6344 | -0.6298 | -0.6261 | -0.6211 | -0.6165
Northwest | K-12 | Peak | June | Water Heating | LDCEU/TDEF | Electric Load with Losses, Incl. Cogeneration | MW | 0 | 0 | 0 | 0 | 0 | 0 | 0 | 0 | 0 | 0 | 0 | 0 | 0 | 0 | 0 | 0 | 0 | 0 | 0 | 0 | 0 | 0 | -0.0181 | -0.0391 | -0.033 | -0.0295 | -0.0307 | -0.031 | -0.0305 | -0.0291 | -0.0269 | -0.0242 | -0.0211 | -0.0173 | -0.0132 | -0.0085 | -0.0034 | 0.0018 | 0.0075 | 0.0132 | 0.0192 | 0.0253 | 0.0315 | 0.0377 | 0.0441 | 0.0504 | 0.0567 | 0.063 | 0.0693 | 0.0755 | 0.0817 | 0.0877 | 0.0936 | 0.0995 | 0.1052 | 0.1107 | 0.1161 | 0.1212
Northwest | K-12 | Peak | June | Other Substitutables | LDCEU/TDEF | Electric Load with Losses, Incl. Cogeneration | MW | 0 | 0 | 0 | 0 | 0 | 0 | 0 | 0 | 0 | 0 | 0 | 0 | -0.0028 | -0.0029 | -0.0055 | -0.0073 | -0.0069 | -0.0217 | -0.0263 | -0.0371 | -0.0465 | -0.0678 | -0.1205 | -0.1311 | -0.0646 | -0.0109 | 0.0147 | 0.0405 | 0.0659 | 0.091 | 0.1159 | 0.1404 | 0.1646 | 0.1883 | 0.2114 | 0.2342 | 0.2567 | 0.2782 | 0.2991 | 0.3193 | 0.3394 | 0.3582 | 0.3764 | 0.3936 | 0.4104 | 0.4261 | 0.4411 | 0.4554 | 0.4691 | 0.4821 | 0.4942 | 0.5054 | 0.5159 | 0.5255 | 0.5344 | 0.5424 | 0.5496 | 0.556
Northwest | K-12 | Peak | June | Refrigeration | LDCEU/TDEF | Electric Load with Losses, Incl. Cogeneration | MW | 0 | 0 | 0 | 0 | 0 | 0 | 0 | 0 | 0 | 0 | 0 | 0 | -0.024 | -0.0588 | -0.0946 | -0.1362 | -0.1513 | -0.7584 | -1.3913 | -1.9841 | -2.8579 | -3.7329 | -4.7909 | -5.7082 | -6.8867 | -7.8947 | -8.5447 | -9.1446 | -9.6936 | -10.1977 | -10.6605 | -11.0846 | -11.4734 | -11.8296 | -12.1554 | -12.4539 | -12.7299 | -12.9791 | -13.2067 | -13.4145 | -13.6101 | -13.7839 | -13.9418 | -14.0852 | -14.2174 | -14.3362 | -14.4458 | -14.5447 | -14.6376 | -14.7232 | -14.7995 | -14.8694 | -14.9323 | -14.9892 | -15.0407 | -15.0874 | -15.1294 | -15.163
Northwest | K-12 | Peak | June | Lighting | LDCEU/TDEF | Electric Load with Losses, Incl. Cogeneration | MW | 0 | -0.0722 | -0.3516 | -0.4917 | -0.6185 | -0.6987 | -0.9381 | -1.0848 | -3.09 | -5.3976 | -7.1185 | -9.2884 | -11.3871 | -14.2672 | -15.668 | -15.2535 | -16.4401 | -10.9526 | -10.3556 | -10.9022 | -10.6549 | -10.0058 | -9.7204 | -10.1249 | -9.578 | -9.0871 | -8.6041 | -8.1802 | -7.7842 | -7.4143 | -7.0685 | -6.745 | -6.4421 | -6.1581 | -5.8918 | -5.6417 | -5.4066 | -5.1853 | -4.9768 | -4.7801 | -4.5949 | -4.4191 | -4.2524 | -4.0942 | -3.944 | -3.8007 | -3.6641 | -3.5336 | -3.409 | -3.2896 | -3.1747 | -3.0642 | -2.9574 | -2.8543 | -2.7545 | -2.6577 | -2.5637 | -2.4718
Northwest | K-12 | Peak | June | Air Conditioning | LDCEU/TDEF | Electric Load with Losses, Incl. Cogeneration | MW | 0.0227 | 0.1931 | 0.3735 | 0.5609 | 0.7468 | 1.0155 | 1.0326 | 1.2754 | 1.4358 | 1.7895 | 2.2248 | 2.22 | 2.1773 | 2.2024 | 2.3292 | 2.5126 | 2.4006 | 2.4918 | 2.6666 | 1.5353 | 0.1401 | -1.2209 | -3.1605 | -3.9496 | -4.9724 | -6.8989 | -8.3053 | -9.5559 | -10.6618 | -11.6378 | -13.8714 | -15.8729 | -17.6626 | -19.2587 | -20.6776 | -21.9371 | -23.0534 | -24.0305 | -24.8871 | -25.632 | -26.2852 | -26.84 | -27.3094 | -27.7025 | -28.0308 | -28.2941 | -28.5033 | -28.6616 | -28.7782 | -28.8546 | -28.8923 | -28.8971 | -28.8707 | -28.8179 | -28.7401 | -28.6399 | -28.521 | -28.3787
Northwest | K-12 | Peak | June | Other Non-Substitutables | LDCEU/TDEF | Electric Load with Losses, Incl. Cogeneration | MW | 0 | 0 | 0 | 0 | 0 | 0 | 0 | 0 | 0 | 0 | 0 | 0 | -0.1364 | -0.2648 | -0.4069 | -0.5555 | -0.576 | -0.64 | -0.7994 | -0.6464 | -0.584 | -0.5084 | -0.4527 | -0.3932 | -0.3372 | -0.2863 | -0.2422 | -0.2038 | -0.1715 | -0.1443 | -0.1213 | -0.1019 | -0.0857 | -0.072 | -0.0605 | -0.0507 | -0.0427 | -0.0358 | -0.03 | -0.0252 | -0.0212 | -0.0178 | -0.0149 | -0.0125 | -0.0104 | -0.0087 | -0.0074 | -0.0062 | -0.0051 | -0.0043 | -0.0036 | -0.0031 | -0.0025 | -0.0022 | -0.0018 | -0.0015 | -0.0013 | -0.0011
Northwest | K-12 | Peak | July | Space Heating | LDCEU/TDEF | Electric Load with Losses, Incl. Cogeneration | MW | -0.0351 | -0.0206 | -0.0234 | -0.0232 | -0.0201 | -0.0188 | -0.0254 | -0.0482 | -0.0494 | -0.0474 | -0.0393 | -0.0456 | -0.0676 | -0.0728 | -0.0835 | -0.1157 | -0.1007 | -0.133 | -0.158 | -0.1544 | -0.1429 | -0.1432 | -0.2771 | -0.3562 | -0.3289 | -0.3372 | -0.3342 | -0.3318 | -0.3293 | -0.3261 | -0.3232 | -0.3207 | -0.3184 | -0.3162 | -0.3142 | -0.3112 | -0.3085 | -0.3062 | -0.303 | -0.3003 | -0.2982 | -0.2954 | -0.2931 | -0.2911 | -0.2885 | -0.2862 | -0.2845 | -0.2822 | -0.2802 | -0.2786 | -0.2763 | -0.2742 | -0.2722 | -0.2697 | -0.2675 | -0.2658 | -0.2636 | -0.2614
Northwest | K-12 | Peak | July | Water Heating | LDCEU/TDEF | Electric Load with Losses, Incl. Cogeneration | MW | 0 | 0 | 0 | 0 | 0 | 0 | 0 | 0 | 0 | 0 | 0 | 0 | 0 | 0 | 0 | 0 | 0 | 0 | 0 | 0 | 0 | 0 | -0.0121 | -0.0248 | -0.0184 | -0.0163 | -0.017 | -0.0171 | -0.0168 | -0.0159 | -0.0147 | -0.0132 | -0.0113 | -0.0092 | -0.0068 | -0.004 | -0.0012 | 0.0018 | 0.0051 | 0.0085 | 0.0119 | 0.0154 | 0.0188 | 0.0224 | 0.0261 | 0.0297 | 0.0333 | 0.0369 | 0.0405 | 0.0441 | 0.0477 | 0.0511 | 0.0545 | 0.0578 | 0.0611 | 0.0642 | 0.0673 | 0.0702
Northwest | K-12 | Peak | July | Other Substitutables | LDCEU/TDEF | Electric Load with Losses, Incl. Cogeneration | MW | 0 | 0 | 0 | 0 | 0 | 0 | 0 | 0 | 0 | 0 | 0 | 0 | -0.0029 | -0.0029 | -0.0056 | -0.0073 | -0.007 | -0.0215 | -0.0258 | -0.0352 | -0.0436 | -0.0636 | -0.1154 | -0.1252 | -0.0585 | -0.0044 | 0.0212 | 0.0468 | 0.0721 | 0.097 | 0.1217 | 0.1459 | 0.1698 | 0.1933 | 0.2163 | 0.2387 | 0.261 | 0.2822 | 0.3029 | 0.3229 | 0.3427 | 0.3612 | 0.3791 | 0.3961 | 0.4126 | 0.4281 | 0.443 | 0.4569 | 0.4704 | 0.4832 | 0.495 | 0.5062 | 0.5164 | 0.5259 | 0.5345 | 0.5424 | 0.5496 | 0.5556
Northwest | K-12 | Peak | July | Refrigeration | LDCEU/TDEF | Electric Load with Losses, Incl. Cogeneration | MW | 0 | 0 | 0 | 0 | 0 | 0 | 0 | 0 | 0 | 0 | 0 | 0 | -0.0206 | -0.0508 | -0.0817 | -0.1176 | -0.131 | -0.6548 | -1.1973 | -1.6977 | -2.4443 | -3.1893 | -4.0918 | -4.8668 | -5.8784 | -6.7448 | -7.2985 | -7.8094 | -8.2768 | -8.7058 | -9.0996 | -9.4604 | -9.7911 | -10.094 | -10.3711 | -10.625 | -10.8602 | -11.0719 | -11.2653 | -11.4419 | -11.6085 | -11.7561 | -11.8902 | -12.012 | -12.1245 | -12.2253 | -12.3186 | -12.4027 | -12.4819 | -12.5553 | -12.6203 | -12.6802 | -12.734 | -12.7825 | -12.8267 | -12.8665 | -12.9025 | -12.9309
Northwest | K-12 | Peak | July | Lighting | LDCEU/TDEF | Electric Load with Losses, Incl. Cogeneration | MW | 0 | -0.0728 | -0.3303 | -0.4525 | -0.5615 | -0.6295 | -0.841 | -0.9691 | -2.9127 | -5.1377 | -6.8192 | -8.9238 | -10.9679 | -13.8346 | -15.158 | -14.6231 | -16.0165 | -10.5379 | -9.9497 | -10.5138 | -10.2489 | -9.5962 | -9.321 | -9.7413 | -9.2196 | -8.7522 | -8.2903 | -7.8854 | -7.5071 | -7.1537 | -6.8231 | -6.5138 | -6.224 | -5.9523 | -5.6972 | -5.4576 | -5.2325 | -5.0202 | -4.8202 | -4.6312 | -4.4532 | -4.2843 | -4.124 | -3.9716 | -3.827 | -3.6888 | -3.5572 | -3.4312 | -3.3108 | -3.1955 | -3.0844 | -2.9775 | -2.8742 | -2.7742 | -2.6775 | -2.5836 | -2.4924 | -2.4031
Northwest | K-12 | Peak | July | Air Conditioning | LDCEU/TDEF | Electric Load with Losses, Incl. Cogeneration | MW | 0.0266 | 0.2407 | 0.4587 | 0.6997 | 0.9011 | 1.2436 | 1.2461 | 1.51 | 1.7349 | 2.173 | 2.67 | 2.6796 | 2.6661 | 2.6496 | 2.8723 | 3.0815 | 2.9257 | 3.0399 | 3.1943 | 1.7871 | -0.0671 | -1.9406 | -3.6031 | -4.7119 | -6.619 | -9.0864 | -10.9048 | -12.5235 | -13.9564 | -15.2226 | -18.1084 | -20.6962 | -23.0118 | -25.0788 | -26.9178 | -28.5517 | -30.0006 | -31.271 | -32.3864 | -33.3576 | -34.2104 | -34.9372 | -35.5534 | -36.0713 | -36.5053 | -36.8556 | -37.1359 | -37.3506 | -37.5112 | -37.6201 | -37.6786 | -37.6947 | -37.6703 | -37.6117 | -37.5207 | -37.4008 | -37.2562 | -37.0815
Northwest | K-12 | Peak | July | Other Non-Substitutables | LDCEU/TDEF | Electric Load with Losses, Incl. Cogeneration | MW | 0 | 0 | 0 | 0 | 0 | 0 | 0 | 0 | 0 | 0 | 0 | 0 | -0.1518 | -0.2957 | -0.4548 | -0.619 | -0.6427 | -0.712 | -0.8898 | -0.718 | -0.6466 | -0.5613 | -0.4986 | -0.4313 | -0.3695 | -0.3134 | -0.265 | -0.223 | -0.1876 | -0.1578 | -0.1327 | -0.1115 | -0.0937 | -0.0788 | -0.0661 | -0.0556 | -0.0466 | -0.0391 | -0.0329 | -0.0275 | -0.0231 | -0.0194 | -0.0162 | -0.0137 | -0.0114 | -0.0095 | -0.008 | -0.0068 | -0.0057 | -0.0048 | -0.004 | -0.0033 | -0.0028 | -0.0024 | -0.002 | -0.0017 | -0.0014 | -0.0011
Northwest | K-12 | Peak | August | Space Heating | LDCEU/TDEF | Electric Load with Losses, Incl. Cogeneration | MW | -0.0684 | -0.0605 | -0.0788 | -0.0646 | -0.0515 | -0.0489 | -0.0614 | -0.1258 | -0.1145 | -0.1477 | -0.1136 | -0.1205 | -0.1768 | -0.2465 | -0.2712 | -0.3022 | -0.3177 | -0.3498 | -0.347 | -0.3396 | -0.4001 | -0.393 | -0.7571 | -0.7822 | -0.8479 | -0.8693 | -0.8615 | -0.8556 | -0.8491 | -0.8407 | -0.8334 | -0.8269 | -0.8209 | -0.8151 | -0.8099 | -0.8022 | -0.7953 | -0.7892 | -0.7807 | -0.7738 | -0.7684 | -0.7612 | -0.755 | -0.7497 | -0.7428 | -0.737 | -0.7324 | -0.7263 | -0.7212 | -0.7169 | -0.7107 | -0.7051 | -0.7 | -0.6934 | -0.6877 | -0.683 | -0.6772 | -0.6716
Northwest | K-12 | Peak | August | Water Heating | LDCEU/TDEF | Electric Load with Losses, Incl. Cogeneration | MW | 0 | 0 | 0 | 0 | 0 | 0 | 0 | 0 | 0 | 0 | 0 | 0 | 0 | 0 | 0 | 0 | 0 | 0 | 0 | 0 | 0 | 0 | -0.0146 | -0.0229 | -0.0196 | -0.0173 | -0.018 | -0.0181 | -0.0178 | -0.0168 | -0.0155 | -0.0138 | -0.0118 | -0.0095 | -0.007 | -0.0041 | -0.0009 | 0.0024 | 0.0058 | 0.0093 | 0.0131 | 0.0169 | 0.0207 | 0.0245 | 0.0284 | 0.0323 | 0.0361 | 0.04 | 0.044 | 0.0477 | 0.0516 | 0.0553 | 0.059 | 0.0625 | 0.066 | 0.0694 | 0.0727 | 0.0758
Northwest | K-12 | Peak | August | Other Substitutables | LDCEU/TDEF | Electric Load with Losses, Incl. Cogeneration | MW | 0 | 0 | 0 | 0 | 0 | 0 | 0 | 0 | 0 | 0 | 0 | 0 | -0.0027 | -0.0028 | -0.0054 | -0.007 | -0.0067 | -0.0211 | -0.0254 | -0.035 | -0.0435 | -0.0633 | -0.1143 | -0.1242 | -0.0585 | -0.0058 | 0.0192 | 0.0444 | 0.0691 | 0.0935 | 0.1177 | 0.1415 | 0.165 | 0.1879 | 0.2105 | 0.2326 | 0.2544 | 0.2754 | 0.2957 | 0.3152 | 0.3348 | 0.353 | 0.3706 | 0.3873 | 0.4035 | 0.4188 | 0.4334 | 0.4471 | 0.4604 | 0.473 | 0.4846 | 0.4955 | 0.5056 | 0.5149 | 0.5234 | 0.5312 | 0.5382 | 0.5442
Northwest | K-12 | Peak | August | Refrigeration | LDCEU/TDEF | Electric Load with Losses, Incl. Cogeneration | MW | 0 | 0 | 0 | 0 | 0 | 0 | 0 | 0 | 0 | 0 | 0 | 0 | -0.0225 | -0.0558 | -0.0896 | -0.1289 | -0.1433 | -0.7169 | -1.312 | -1.8623 | -2.6834 | -3.5033 | -4.4989 | -5.3571 | -6.4712 | -7.4199 | -8.0284 | -8.5904 | -9.1041 | -9.5759 | -10.0088 | -10.4056 | -10.7695 | -11.1026 | -11.4075 | -11.6869 | -11.9463 | -12.1793 | -12.3922 | -12.5866 | -12.7707 | -12.9332 | -13.0809 | -13.215 | -13.3388 | -13.4499 | -13.5526 | -13.645 | -13.7321 | -13.8124 | -13.8837 | -13.9493 | -14.0083 | -14.0615 | -14.1098 | -14.1535 | -14.1928 | -14.2242
Northwest | K-12 | Peak | August | Lighting | LDCEU/TDEF | Electric Load with Losses, Incl. Cogeneration | MW | 0 | -0.0717 | -0.3362 | -0.4651 | -0.5809 | -0.6536 | -0.8752 | -1.0104 | -2.9602 | -5.1978 | -6.8786 | -8.9892 | -11.0357 | -13.8774 | -15.2214 | -14.7467 | -16.0322 | -10.6102 | -10.0251 | -10.5755 | -10.3225 | -9.6795 | -9.4038 | -9.8136 | -9.2891 | -8.8182 | -8.3533 | -7.946 | -7.5653 | -7.2096 | -6.8769 | -6.5655 | -6.2737 | -6.0002 | -5.7434 | -5.5022 | -5.2756 | -5.0618 | -4.8603 | -4.6701 | -4.491 | -4.3208 | -4.1593 | -4.0058 | -3.8601 | -3.721 | -3.5883 | -3.4614 | -3.3401 | -3.2239 | -3.1119 | -3.0041 | -2.8999 | -2.7992 | -2.7017 | -2.607 | -2.5151 | -2.4251
Northwest | K-12 | Peak | August | Air Conditioning | LDCEU/TDEF | Electric Load with Losses, Incl. Cogeneration | MW | 0.028 | 0.2253 | 0.4256 | 0.6569 | 0.8838 | 1.175 | 1.2206 | 1.4494 | 1.6896 | 2.046 | 2.5258 | 2.5641 | 2.5542 | 2.5015 | 2.6889 | 2.9435 | 2.7443 | 2.8908 | 3.1504 | 1.6692 | -0.0135 | -1.8418 | -3.3377 | -5.4633 | -6.4483 | -8.837 | -10.6002 | -12.1704 | -13.5603 | -14.789 | -17.5872 | -20.0969 | -22.3432 | -24.3484 | -26.1328 | -27.7187 | -29.1265 | -30.36 | -31.4431 | -32.3867 | -33.2167 | -33.9233 | -34.5227 | -35.0268 | -35.4491 | -35.7907 | -36.0641 | -36.2738 | -36.4307 | -36.5372 | -36.5952 | -36.6118 | -36.5894 | -36.5335 | -36.4464 | -36.3312 | -36.192 | -36.0242
Northwest | K-12 | Peak | August | Other Non-Substitutables | LDCEU/TDEF | Electric Load with Losses, Incl. Cogeneration | MW | 0 | 0 | 0 | 0 | 0 | 0 | 0 | 0 | 0 | 0 | 0 | 0 | -0.1487 | -0.2898 | -0.4449 | -0.6063 | -0.6298 | -0.6989 | -0.8711 | -0.7036 | -0.6348 | -0.5513 | -0.4898 | -0.4241 | -0.3635 | -0.3084 | -0.2609 | -0.2195 | -0.1847 | -0.1553 | -0.1306 | -0.1098 | -0.0923 | -0.0775 | -0.0651 | -0.0547 | -0.0459 | -0.0386 | -0.0323 | -0.0271 | -0.0227 | -0.0191 | -0.016 | -0.0135 | -0.0113 | -0.0095 | -0.0079 | -0.0066 | -0.0055 | -0.0046 | -0.0039 | -0.0033 | -0.0028 | -0.0023 | -0.0019 | -0.0016 | -0.0013 | -0.0011
Northwest | K-12 | Peak | September | Space Heating | LDCEU/TDEF | Electric Load with Losses, Incl. Cogeneration | MW | -0.0083 | -0.0072 | -0.0079 | -0.0096 | -0.0065 | -0.0061 | -0.008 | -0.0159 | -0.0151 | -0.0185 | -0.015 | -0.0211 | -0.0295 | -0.0305 | -0.0373 | -0.0393 | -0.0393 | -0.0431 | -0.0412 | -0.0466 | -0.0589 | -0.0557 | -0.1153 | -0.1205 | -0.1121 | -0.1148 | -0.1138 | -0.113 | -0.112 | -0.1109 | -0.1099 | -0.1091 | -0.1081 | -0.1074 | -0.1067 | -0.1057 | -0.1047 | -0.1039 | -0.1028 | -0.1019 | -0.1012 | -0.1002 | -0.0995 | -0.0987 | -0.0979 | -0.0971 | -0.0965 | -0.0957 | -0.0951 | -0.0946 | -0.0938 | -0.0931 | -0.0924 | -0.0915 | -0.0908 | -0.0902 | -0.0895 | -0.0888
Northwest | K-12 | Peak | September | Water Heating | LDCEU/TDEF | Electric Load with Losses, Incl. Cogeneration | MW | 0 | 0 | 0 | 0 | 0 | 0 | 0 | 0 | 0 | 0 | 0 | 0 | 0 | 0 | 0 | 0 | 0 | 0 | 0 | 0 | 0 | 0 | -0.0237 | -0.0355 | -0.0244 | -0.0214 | -0.0223 | -0.0224 | -0.022 | -0.0208 | -0.0191 | -0.017 | -0.0144 | -0.0115 | -0.0082 | -0.0045 | -0.0005 | 0.0036 | 0.0081 | 0.0126 | 0.0173 | 0.0221 | 0.0269 | 0.0317 | 0.0367 | 0.0416 | 0.0465 | 0.0514 | 0.0564 | 0.0612 | 0.0661 | 0.0708 | 0.0754 | 0.08 | 0.0843 | 0.0886 | 0.0928 | 0.0968
Northwest | K-12 | Peak | September | Other Substitutables | LDCEU/TDEF | Electric Load with Losses, Incl. Cogeneration | MW | 0 | 0 | 0 | 0 | 0 | 0 | 0 | 0 | 0 | 0 | 0 | 0 | -0.0013 | -0.0014 | -0.0027 | -0.0035 | -0.0033 | -0.0104 | -0.0125 | -0.0173 | -0.0215 | -0.0313 | -0.0565 | -0.0614 | -0.029 | -0.0031 | 0.0092 | 0.0216 | 0.0337 | 0.0457 | 0.0577 | 0.0694 | 0.0809 | 0.0923 | 0.1034 | 0.1142 | 0.1251 | 0.1354 | 0.1453 | 0.155 | 0.1646 | 0.1736 | 0.1823 | 0.1906 | 0.1984 | 0.206 | 0.2132 | 0.22 | 0.2265 | 0.2328 | 0.2385 | 0.2439 | 0.2488 | 0.2533 | 0.2576 | 0.2614 | 0.2649 | 0.2678
Northwest | K-12 | Peak | September | Refrigeration | LDCEU/TDEF | Electric Load with Losses, Incl. Cogeneration | MW | 0 | 0 | 0 | 0 | 0 | 0 | 0 | 0 | 0 | 0 | 0 | 0 | -0.0249 | -0.0616 | -0.099 | -0.1422 | -0.1581 | -0.7914 | -1.4487 | -2.0572 | -2.9649 | -3.8705 | -4.9711 | -5.921 | -7.1517 | -8.199 | -8.8713 | -9.4923 | -10.06 | -10.5812 | -11.0597 | -11.4983 | -11.9003 | -12.2685 | -12.6054 | -12.9141 | -13.2009 | -13.4584 | -13.6938 | -13.9086 | -14.1122 | -14.2918 | -14.455 | -14.6034 | -14.74 | -14.8628 | -14.9763 | -15.0785 | -15.1744 | -15.2629 | -15.3416 | -15.4139 | -15.4788 | -15.5375 | -15.5907 | -15.6388 | -15.6821 | -15.7168
Northwest | K-12 | Peak | September | Lighting | LDCEU/TDEF | Electric Load with Losses, Incl. Cogeneration | MW | 0 | -0.052 | -0.2448 | -0.3391 | -0.4239 | -0.4772 | -0.6392 | -0.738 | -2.1549 | -3.7814 | -5.002 | -6.5357 | -8.0223 | -10.0838 | -11.0619 | -10.7233 | -11.6458 | -7.7134 | -7.2888 | -7.6872 | -7.5045 | -7.0383 | -6.8367 | -7.1321 | -6.7507 | -6.4083 | -6.0703 | -5.7742 | -5.4975 | -5.2389 | -4.997 | -4.7706 | -4.5585 | -4.3596 | -4.173 | -3.9977 | -3.833 | -3.6776 | -3.5312 | -3.3929 | -3.2626 | -3.139 | -3.0216 | -2.9101 | -2.8042 | -2.703 | -2.6067 | -2.5144 | -2.4263 | -2.3418 | -2.2603 | -2.1821 | -2.1064 | -2.0332 | -1.9623 | -1.8935 | -1.8266 | -1.7613
Northwest | K-12 | Peak | September | Air Conditioning | LDCEU/TDEF | Electric Load with Losses, Incl. Cogeneration | MW | 0.0071 | 0.0585 | 0.1127 | 0.163 | 0.2224 | 0.3018 | 0.3075 | 0.3678 | 0.4286 | 0.5236 | 0.6489 | 0.6401 | 0.6371 | 0.6431 | 0.6814 | 0.746 | 0.706 | 0.7352 | 0.821 | 0.4437 | 0.0529 | -0.4206 | -0.7113 | -1.0605 | -1.4835 | -2.0554 | -2.4734 | -2.8452 | -3.174 | -3.4642 | -4.1282 | -4.7232 | -5.2554 | -5.7299 | -6.1519 | -6.5266 | -6.8593 | -7.15 | -7.4049 | -7.6266 | -7.8216 | -7.9868 | -8.1268 | -8.244 | -8.3419 | -8.4205 | -8.4829 | -8.5303 | -8.5653 | -8.5882 | -8.5996 | -8.6013 | -8.5938 | -8.5783 | -8.5554 | -8.5259 | -8.4907 | -8.4488
Northwest | K-12 | Peak | September | Other Non-Substitutables | LDCEU/TDEF | Electric Load with Losses, Incl. Cogeneration | MW | 0 | 0 | 0 | 0 | 0 | 0 | 0 | 0 | 0 | 0 | 0 | 0 | -0.138 | -0.2689 | -0.4126 | -0.563 | -0.5847 | -0.6493 | -0.8089 | -0.6531 | -0.5896 | -0.5119 | -0.4549 | -0.3941 | -0.3378 | -0.2866 | -0.2424 | -0.204 | -0.1717 | -0.1444 | -0.1214 | -0.102 | -0.0858 | -0.0721 | -0.0606 | -0.0508 | -0.0427 | -0.0358 | -0.0301 | -0.0252 | -0.0212 | -0.0177 | -0.0149 | -0.0125 | -0.0105 | -0.0088 | -0.0073 | -0.0062 | -0.0052 | -0.0043 | -0.0037 | -0.003 | -0.0025 | -0.0022 | -0.0018 | -0.0015 | -0.0013 | -0.001
Northwest | K-12 | Peak | October | Space Heating | LDCEU/TDEF | Electric Load with Losses, Incl. Cogeneration | MW | -1.4463 | -1.4947 | -1.6292 | -1.6358 | -1.2524 | -1.1837 | -1.5049 | -2.8411 | -2.8435 | -3.536 | -2.7437 | -3.3324 | -4.5325 | -5.7825 | -6.2277 | -7.197 | -7.8846 | -7.7038 | -8.1707 | -8.7993 | -10.6018 | -10.0693 | -18.6045 | -21.0464 | -20.7664 | -21.2751 | -21.0816 | -20.9317 | -20.7694 | -20.5606 | -20.3759 | -20.2152 | -20.0617 | -19.918 | -19.7857 | -19.5924 | -19.4196 | -19.2658 | -19.0557 | -18.8817 | -18.7475 | -18.5684 | -18.4144 | -18.281 | -18.112 | -17.9681 | -17.8546 | -17.7032 | -17.5757 | -17.4704 | -17.3181 | -17.1804 | -17.0544 | -16.8918 | -16.7545 | -16.6394 | -16.4958 | -16.3596
Northwest | K-12 | Peak | October | Water Heating | LDCEU/TDEF | Electric Load with Losses, Incl. Cogeneration | MW | 0 | 0 | 0 | 0 | 0 | 0 | 0 | 0 | 0 | 0 | 0 | 0 | 0 | 0 | 0 | 0 | 0 | 0 | 0 | 0 | 0 | 0 | -0.1176 | -0.2305 | -0.1717 | -0.1497 | -0.1562 | -0.157 | -0.1531 | -0.144 | -0.1312 | -0.1151 | -0.0957 | -0.0737 | -0.0491 | -0.0212 | 0.0095 | 0.0404 | 0.0736 | 0.1075 | 0.1434 | 0.1793 | 0.2154 | 0.2517 | 0.289 | 0.3257 | 0.3623 | 0.399 | 0.4356 | 0.4718 | 0.5077 | 0.5428 | 0.5772 | 0.611 | 0.6438 | 0.6755 | 0.7064 | 0.7358
Northwest | K-12 | Peak | October | Other Substitutables | LDCEU/TDEF | Electric Load with Losses, Incl. Cogeneration | MW | 0 | 0 | 0 | 0 | 0 | 0 | 0 | 0 | 0 | 0 | 0 | 0 | -0.0141 | -0.0144 | -0.0308 | -0.0394 | -0.039 | -0.1289 | -0.1531 | -0.2156 | -0.2708 | -0.3856 | -0.6929 | -0.7613 | -0.3422 | -0.0268 | 0.1247 | 0.2782 | 0.4274 | 0.5755 | 0.722 | 0.8665 | 1.0087 | 1.1485 | 1.2853 | 1.4195 | 1.5555 | 1.6824 | 1.8057 | 1.9251 | 2.0461 | 2.1576 | 2.2646 | 2.3668 | 2.4653 | 2.5584 | 2.6477 | 2.7318 | 2.8126 | 2.8892 | 2.96 | 3.0264 | 3.0879 | 3.1444 | 3.1964 | 3.2438 | 3.2867 | 3.3234
Northwest | K-12 | Peak | October | Refrigeration | LDCEU/TDEF | Electric Load with Losses, Incl. Cogeneration | MW | 0 | 0 | 0 | 0 | 0 | 0 | 0 | 0 | 0 | 0 | 0 | 0 | -0.0293 | -0.0747 | -0.1195 | -0.1706 | -0.1901 | -0.9455 | -1.7286 | -2.4508 | -3.5436 | -4.6396 | -5.9872 | -7.1527 | -8.6618 | -9.9076 | -10.7135 | -11.4601 | -12.141 | -12.7665 | -13.3407 | -13.8672 | -14.3501 | -14.7925 | -15.1974 | -15.569 | -15.9194 | -16.2293 | -16.5126 | -16.7713 | -17.0219 | -17.2386 | -17.4358 | -17.6148 | -17.7799 | -17.9284 | -18.0655 | -18.1891 | -18.3052 | -18.4121 | -18.5074 | -18.5949 | -18.6737 | -18.7448 | -18.8093 | -18.8677 | -18.9203 | -18.9628
Northwest | K-12 | Peak | October | Lighting | LDCEU/TDEF | Electric Load with Losses, Incl. Cogeneration | MW | 0 | -0.1709 | -0.8995 | -1.2847 | -1.6377 | -1.863 | -2.5132 | -2.9163 | -7.8822 | -13.6299 | -17.8542 | -23.2247 | -28.4025 | -35.3376 | -38.911 | -38.2658 | -40.5279 | -27.3897 | -25.9492 | -27.2152 | -26.6946 | -25.1736 | -24.5254 | -25.5069 | -24.1791 | -22.9756 | -21.7878 | -20.75 | -19.7783 | -18.8695 | -18.0186 | -17.2212 | -16.4735 | -15.7716 | -15.1121 | -14.4919 | -13.91 | -13.3592 | -12.8393 | -12.3477 | -11.8856 | -11.4449 | -11.0261 | -10.6277 | -10.2486 | -9.8864 | -9.5405 | -9.209 | -8.892 | -8.5876 | -8.2939 | -8.0108 | -7.7371 | -7.4719 | -7.2149 | -6.9652 | -6.7222 | -6.4844
Northwest | K-12 | Peak | October | Air Conditioning | LDCEU/TDEF | Electric Load with Losses, Incl. Cogeneration | MW | 0.0054 | 0.0458 | 0.0883 | 0.1339 | 0.1787 | 0.2388 | 0.2462 | 0.2972 | 0.3437 | 0.4257 | 0.518 | 0.5188 | 0.5196 | 0.5319 | 0.5686 | 0.5994 | 0.5741 | 0.5843 | 0.6361 | 0.3832 | 0.0613 | -0.2829 | -0.5968 | -0.8654 | -1.1058 | -1.549 | -1.8697 | -2.1552 | -2.4068 | -2.6285 | -3.1391 | -3.5961 | -4.0045 | -4.3685 | -4.6919 | -4.9789 | -5.2357 | -5.4577 | -5.6522 | -5.8211 | -5.9716 | -6.0969 | -6.2028 | -6.2912 | -6.3648 | -6.4237 | -6.4701 | -6.5049 | -6.5303 | -6.5464 | -6.5537 | -6.5535 | -6.5461 | -6.5328 | -6.5138 | -6.4896 | -6.4612 | -6.4274
Northwest | K-12 | Peak | October | Other Non-Substitutables | LDCEU/TDEF | Electric Load with Losses, Incl. Cogeneration | MW | 0 | 0 | 0 | 0 | 0 | 0 | 0 | 0 | 0 | 0 | 0 | 0 | -0.4829 | -0.9546 | -1.4549 | -1.9723 | -2.0591 | -2.2917 | -2.8212 | -2.3012 | -2.0845 | -1.809 | -1.6039 | -1.3886 | -1.1902 | -1.0107 | -0.8551 | -0.7198 | -0.6057 | -0.5095 | -0.4284 | -0.3603 | -0.3028 | -0.2544 | -0.2137 | -0.1794 | -0.1507 | -0.1265 | -0.1061 | -0.0891 | -0.0747 | -0.0627 | -0.0525 | -0.0441 | -0.0369 | -0.031 | -0.026 | -0.0218 | -0.0183 | -0.0153 | -0.0128 | -0.0108 | -0.009 | -0.0076 | -0.0063 | -0.0053 | -0.0044 | -0.0038
Northwest | K-12 | Peak | November | Space Heating | LDCEU/TDEF | Electric Load with Losses, Incl. Cogeneration | MW | -0.9016 | -0.8462 | -0.8323 | -0.8985 | -0.7083 | -0.672 | -0.8319 | -1.6285 | -1.5287 | -1.8382 | -1.7121 | -1.9169 | -2.6445 | -2.9799 | -3.286 | -3.7689 | -4.1295 | -4.2972 | -4.5997 | -4.7361 | -5.5512 | -6.157 | -11.4153 | -11.1327 | -11.6042 | -11.8842 | -11.7783 | -11.6961 | -11.6069 | -11.4918 | -11.3899 | -11.301 | -11.2158 | -11.1357 | -11.0617 | -10.954 | -10.8573 | -10.771 | -10.6533 | -10.5555 | -10.4793 | -10.3783 | -10.2911 | -10.215 | -10.1193 | -10.0372 | -9.9719 | -9.8855 | -9.8123 | -9.7512 | -9.6643 | -9.5854 | -9.5129 | -9.4203 | -9.3414 | -9.275 | -9.1928 | -9.1148
Northwest | K-12 | Peak | November | Water Heating | LDCEU/TDEF | Electric Load with Losses, Incl. Cogeneration | MW | 0 | 0 | 0 | 0 | 0 | 0 | 0 | 0 | 0 | 0 | 0 | 0 | 0 | 0 | 0 | 0 | 0 | 0 | 0 | 0 | 0 | 0 | -0.135 | -0.1579 | -0.1413 | -0.123 | -0.1284 | -0.129 | -0.1258 | -0.1182 | -0.1075 | -0.0941 | -0.078 | -0.0596 | -0.0391 | -0.0158 | 0.0097 | 0.0355 | 0.0631 | 0.0915 | 0.1213 | 0.1513 | 0.1814 | 0.2116 | 0.2425 | 0.2731 | 0.3035 | 0.3341 | 0.3646 | 0.3947 | 0.4245 | 0.4537 | 0.4822 | 0.5103 | 0.5375 | 0.5639 | 0.5896 | 0.614
Northwest | K-12 | Peak | November | Other Substitutables | LDCEU/TDEF | Electric Load with Losses, Incl. Cogeneration | MW | 0 | 0 | 0 | 0 | 0 | 0 | 0 | 0 | 0 | 0 | 0 | 0 | -0.006 | -0.0061 | -0.0129 | -0.0167 | -0.0166 | -0.0549 | -0.065 | -0.0906 | -0.1136 | -0.1616 | -0.2924 | -0.3212 | -0.1427 | -0.0085 | 0.0559 | 0.1211 | 0.1844 | 0.2473 | 0.3094 | 0.3707 | 0.4312 | 0.4904 | 0.5485 | 0.6055 | 0.6632 | 0.7171 | 0.7694 | 0.82 | 0.8715 | 0.9187 | 0.9641 | 1.0075 | 1.0493 | 1.0888 | 1.1265 | 1.1622 | 1.1965 | 1.2288 | 1.2588 | 1.287 | 1.3129 | 1.3369 | 1.3589 | 1.3789 | 1.397 | 1.4126
Northwest | K-12 | Peak | November | Refrigeration | LDCEU/TDEF | Electric Load with Losses, Incl. Cogeneration | MW | 0 | 0 | 0 | 0 | 0 | 0 | 0 | 0 | 0 | 0 | 0 | 0 | -0.0312 | -0.0796 | -0.1272 | -0.1816 | -0.2023 | -1.0065 | -1.8389 | -2.6035 | -3.7646 | -4.9265 | -6.3574 | -7.5937 | -9.1973 | -10.5216 | -11.3764 | -12.1685 | -12.8907 | -13.554 | -14.1632 | -14.7215 | -15.2336 | -15.7028 | -16.1322 | -16.5264 | -16.8984 | -17.2269 | -17.5274 | -17.8016 | -18.0677 | -18.2975 | -18.5066 | -18.6964 | -18.8713 | -19.0288 | -19.174 | -19.305 | -19.4277 | -19.5408 | -19.6416 | -19.7341 | -19.8173 | -19.8925 | -19.9605 | -20.0222 | -20.0776 | -20.1226
Northwest | K-12 | Peak | November | Lighting | LDCEU/TDEF | Electric Load with Losses, Incl. Cogeneration | MW | 0 | -0.0997 | -0.5136 | -0.7293 | -0.9263 | -1.0517 | -1.417 | -1.6428 | -4.5042 | -7.8106 | -10.2509 | -13.3459 | -16.3337 | -20.3639 | -22.4072 | -21.9744 | -23.3884 | -15.7456 | -14.9111 | -15.6562 | -15.3446 | -14.457 | -14.0779 | -14.6515 | -13.8905 | -13.2011 | -12.5198 | -11.9249 | -11.3678 | -10.8467 | -10.3588 | -9.9014 | -9.4726 | -9.07 | -8.6916 | -8.3358 | -8.0019 | -7.6857 | -7.3873 | -7.1051 | -6.8398 | -6.5866 | -6.346 | -6.1171 | -5.8993 | -5.6911 | -5.4923 | -5.3016 | -5.1192 | -4.9441 | -4.7751 | -4.6122 | -4.4546 | -4.302 | -4.1539 | -4.0101 | -3.8701 | -3.7331
Northwest | K-12 | Peak | November | Air Conditioning | LDCEU/TDEF | Electric Load with Losses, Incl. Cogeneration | MW | 0.0009 | 0.0079 | 0.0153 | 0.0232 | 0.0309 | 0.0413 | 0.0427 | 0.0515 | 0.0595 | 0.0738 | 0.0898 | 0.0899 | 0.09 | 0.0922 | 0.0986 | 0.1038 | 0.0994 | 0.1012 | 0.1102 | 0.0667 | 0.0113 | -0.0479 | -0.101 | -0.148 | -0.1891 | -0.2654 | -0.3205 | -0.3695 | -0.4127 | -0.4508 | -0.5385 | -0.6171 | -0.6872 | -0.7498 | -0.8053 | -0.8546 | -0.8987 | -0.9369 | -0.9702 | -0.9993 | -1.025 | -1.0466 | -1.0647 | -1.0799 | -1.0924 | -1.1025 | -1.1105 | -1.1164 | -1.1207 | -1.1234 | -1.1246 | -1.1245 | -1.1232 | -1.1208 | -1.1176 | -1.1134 | -1.1084 | -1.1026
Northwest | K-12 | Peak | November | Other Non-Substitutables | LDCEU/TDEF | Electric Load with Losses, Incl. Cogeneration | MW | 0 | 0 | 0 | 0 | 0 | 0 | 0 | 0 | 0 | 0 | 0 | 0 | -0.295 | -0.5831 | -0.8884 | -1.206 | -1.2593 | -1.4017 | -1.7247 | -1.404 | -1.2716 | -1.1024 | -0.9767 | -0.8451 | -0.7241 | -0.6148 | -0.5201 | -0.4378 | -0.3684 | -0.3099 | -0.2606 | -0.2191 | -0.1841 | -0.1548 | -0.13 | -0.1091 | -0.0916 | -0.0769 | -0.0645 | -0.0541 | -0.0455 | -0.0381 | -0.032 | -0.0268 | -0.0225 | -0.0188 | -0.0158 | -0.0133 | -0.0111 | -0.0093 | -0.0078 | -0.0065 | -0.0055 | -0.0046 | -0.0038 | -0.0032 | -0.0027 | -0.0022
Northwest | K-12 | Peak | December | Space Heating | LDCEU/TDEF | Electric Load with Losses, Incl. Cogeneration | MW | -0.4812 | -0.4443 | -0.4915 | -0.5245 | -0.4443 | -0.4219 | -0.508 | -0.9021 | -0.8954 | -1.0156 | -0.8945 | -1.0197 | -1.4376 | -1.6096 | -1.8143 | -2.2682 | -2.327 | -2.471 | -2.6677 | -2.6871 | -3.1673 | -3.3037 | -6.4518 | -6.8383 | -6.7861 | -6.9458 | -6.8895 | -6.8456 | -6.7975 | -6.7347 | -6.6788 | -6.6298 | -6.5824 | -6.5374 | -6.4953 | -6.4341 | -6.3785 | -6.3283 | -6.2604 | -6.2029 | -6.1574 | -6.0977 | -6.0451 | -5.9987 | -5.9413 | -5.891 | -5.8501 | -5.7974 | -5.7519 | -5.7132 | -5.66 | -5.611 | -5.5656 | -5.509 | -5.46 | -5.4177 | -5.3668 | -5.3178
Northwest | K-12 | Peak | December | Water Heating | LDCEU/TDEF | Electric Load with Losses, Incl. Cogeneration | MW | 0 | 0 | 0 | 0 | 0 | 0 | 0 | 0 | 0 | 0 | 0 | 0 | 0 | 0 | 0 | 0 | 0 | 0 | 0 | 0 | 0 | 0 | -0.0931 | -0.1657 | -0.1101 | -0.0958 | -0.1 | -0.1005 | -0.098 | -0.0921 | -0.0837 | -0.0732 | -0.0607 | -0.0463 | -0.0304 | -0.0123 | 0.0076 | 0.0277 | 0.0493 | 0.0713 | 0.0946 | 0.1179 | 0.1414 | 0.1649 | 0.189 | 0.2128 | 0.2366 | 0.2603 | 0.2841 | 0.3075 | 0.3308 | 0.3535 | 0.3757 | 0.3977 | 0.4189 | 0.4394 | 0.4595 | 0.4785
Northwest | K-12 | Peak | December | Other Substitutables | LDCEU/TDEF | Electric Load with Losses, Incl. Cogeneration | MW | 0 | 0 | 0 | 0 | 0 | 0 | 0 | 0 | 0 | 0 | 0 | 0 | -0.002 | -0.002 | -0.0043 | -0.0055 | -0.0055 | -0.0181 | -0.0214 | -0.0298 | -0.0374 | -0.0533 | -0.0962 | -0.1056 | -0.0472 | -0.003 | 0.0182 | 0.0396 | 0.0605 | 0.0811 | 0.1016 | 0.1217 | 0.1416 | 0.1611 | 0.1802 | 0.1989 | 0.2179 | 0.2356 | 0.2528 | 0.2694 | 0.2864 | 0.3019 | 0.3168 | 0.331 | 0.3448 | 0.3578 | 0.3703 | 0.3819 | 0.3932 | 0.4039 | 0.4137 | 0.423 | 0.4315 | 0.4394 | 0.4467 | 0.4532 | 0.4592 | 0.4644
Northwest | K-12 | Peak | December | Refrigeration | LDCEU/TDEF | Electric Load with Losses, Incl. Cogeneration | MW | 0 | 0 | 0 | 0 | 0 | 0 | 0 | 0 | 0 | 0 | 0 | 0 | -0.0314 | -0.0798 | -0.1277 | -0.1823 | -0.2031 | -1.011 | -1.8473 | -2.6165 | -3.7823 | -4.9496 | -6.3852 | -7.6249 | -9.2337 | -10.5647 | -11.4238 | -12.2196 | -12.9454 | -13.6121 | -14.2242 | -14.7853 | -15.2999 | -15.7714 | -16.2027 | -16.5988 | -16.9721 | -17.3022 | -17.6041 | -17.8797 | -18.1466 | -18.3773 | -18.5874 | -18.778 | -18.9538 | -19.1119 | -19.2579 | -19.3895 | -19.5131 | -19.6269 | -19.7283 | -19.8214 | -19.9052 | -19.9808 | -20.0494 | -20.1116 | -20.1674 | -20.2125
Northwest | K-12 | Peak | December | Lighting | LDCEU/TDEF | Electric Load with Losses, Incl. Cogeneration | MW | 0 | -0.0563 | -0.2896 | -0.411 | -0.5219 | -0.5924 | -0.798 | -0.9251 | -2.5401 | -4.4059 | -5.7835 | -7.5304 | -9.2168 | -11.4931 | -12.6453 | -12.3976 | -13.2018 | -8.884 | -8.4126 | -8.8339 | -8.6569 | -8.1552 | -7.9417 | -8.2662 | -7.8358 | -7.4462 | -7.0612 | -6.725 | -6.4102 | -6.1156 | -5.84 | -5.5816 | -5.3393 | -5.1119 | -4.8982 | -4.6973 | -4.5087 | -4.3302 | -4.1616 | -4.0023 | -3.8527 | -3.7098 | -3.574 | -3.4449 | -3.322 | -3.2045 | -3.0924 | -2.985 | -2.8822 | -2.7834 | -2.6882 | -2.5964 | -2.5076 | -2.4216 | -2.3383 | -2.2573 | -2.1784 | -2.1013
Northwest | K-12 | Peak | December | Air Conditioning | LDCEU/TDEF | Electric Load with Losses, Incl. Cogeneration | MW | 0.0004 | 0.003 | 0.0059 | 0.009 | 0.012 | 0.016 | 0.0166 | 0.0199 | 0.0231 | 0.0285 | 0.0347 | 0.0348 | 0.0349 | 0.0356 | 0.0381 | 0.0402 | 0.0384 | 0.0393 | 0.0426 | 0.0257 | 0.0043 | -0.0185 | -0.0391 | -0.0572 | -0.073 | -0.1025 | -0.1237 | -0.1427 | -0.1594 | -0.1741 | -0.208 | -0.2383 | -0.2654 | -0.2896 | -0.311 | -0.3301 | -0.3471 | -0.3618 | -0.3747 | -0.3859 | -0.3958 | -0.4041 | -0.4111 | -0.417 | -0.4218 | -0.4257 | -0.4288 | -0.4311 | -0.4327 | -0.4338 | -0.4343 | -0.4342 | -0.4337 | -0.4328 | -0.4315 | -0.4299 | -0.428 | -0.4258
Northwest | K-12 | Peak | December | Other Non-Substitutables | LDCEU/TDEF | Electric Load with Losses, Incl. Cogeneration | MW | 0 | 0 | 0 | 0 | 0 | 0 | 0 | 0 | 0 | 0 | 0 | 0 | -0.1519 | -0.3 | -0.4575 | -0.6207 | -0.648 | -0.7209 | -0.888 | -0.723 | -0.6545 | -0.5677 | -0.5031 | -0.4353 | -0.3731 | -0.3168 | -0.268 | -0.2256 | -0.1898 | -0.1597 | -0.1343 | -0.1128 | -0.0948 | -0.0797 | -0.0669 | -0.0562 | -0.0472 | -0.0396 | -0.0332 | -0.0279 | -0.0235 | -0.0197 | -0.0165 | -0.0138 | -0.0116 | -0.0098 | -0.0081 | -0.0068 | -0.0058 | -0.0048 | -0.004 | -0.0033 | -0.0028 | -0.0023 | -0.002 | -0.0017 | -0.0013 | -0.0012
Northwest | K-12 | Average | January | Space Heating | LDCEU/TDEF | Electric Load with Losses, Incl. Cogeneration | MW | -0.7659 | -0.6731 | -0.7496 | -0.7928 | -0.6484 | -0.614 | -0.7564 | -1.3835 | -1.3687 | -1.6084 | -1.3447 | -1.6435 | -2.2059 | -2.4486 | -2.8841 | -3.4645 | -3.5353 | -3.6767 | -3.9989 | -4.1909 | -4.8907 | -5.1661 | -9.5644 | -10.1051 | -10.2194 | -10.462 | -10.3731 | -10.3038 | -10.2283 | -10.1304 | -10.0434 | -9.9674 | -9.894 | -9.8249 | -9.7604 | -9.6668 | -9.5822 | -9.5061 | -9.4031 | -9.3167 | -9.2484 | -9.1587 | -9.0806 | -9.0118 | -8.926 | -8.8517 | -8.7916 | -8.7135 | -8.6466 | -8.5898 | -8.511 | -8.4389 | -8.3723 | -8.2884 | -8.2163 | -8.1547 | -8.0796 | -8.0081
Northwest | K-12 | Average | January | Water Heating | LDCEU/TDEF | Electric Load with Losses, Incl. Cogeneration | MW | 0 | 0 | 0 | 0 | 0 | 0 | 0 | 0 | 0 | 0 | 0 | 0 | 0 | 0 | 0 | 0 | 0 | 0 | 0 | 0 | 0 | 0 | -0.1738 | -0.2883 | -0.2209 | -0.1928 | -0.2013 | -0.2023 | -0.1974 | -0.1857 | -0.1691 | -0.1484 | -0.1235 | -0.0949 | -0.0632 | -0.0272 | 0.0124 | 0.0523 | 0.0953 | 0.1392 | 0.1854 | 0.2318 | 0.2786 | 0.3254 | 0.3735 | 0.4209 | 0.4682 | 0.5155 | 0.5628 | 0.6094 | 0.6557 | 0.7011 | 0.7454 | 0.789 | 0.8313 | 0.8722 | 0.9121 | 0.9499
Northwest | K-12 | Average | January | Other Substitutables | LDCEU/TDEF | Electric Load with Losses, Incl. Cogeneration | MW | 0 | 0 | 0 | 0 | 0 | 0 | 0 | 0 | 0 | 0 | 0 | 0 | -0.0081 | -0.0084 | -0.0174 | -0.0225 | -0.0222 | -0.0736 | -0.0875 | -0.1232 | -0.1548 | -0.221 | -0.3971 | -0.4359 | -0.1989 | -0.0195 | 0.0667 | 0.154 | 0.239 | 0.3233 | 0.4067 | 0.489 | 0.57 | 0.6496 | 0.7276 | 0.8041 | 0.8814 | 0.9537 | 1.024 | 1.092 | 1.1609 | 1.2243 | 1.2853 | 1.3436 | 1.3998 | 1.4529 | 1.5036 | 1.5516 | 1.5976 | 1.6411 | 1.6815 | 1.7193 | 1.7543 | 1.7864 | 1.816 | 1.8431 | 1.8675 | 1.8885
Northwest | K-12 | Average | January | Refrigeration | LDCEU/TDEF | Electric Load with Losses, Incl. Cogeneration | MW | 0 | 0 | 0 | 0 | 0 | 0 | 0 | 0 | 0 | 0 | 0 | 0 | -0.0318 | -0.0807 | -0.1291 | -0.1843 | -0.2051 | -1.0229 | -1.8713 | -2.6553 | -3.8384 | -5.023 | -6.4787 | -7.7398 | -9.3675 | -10.7164 | -11.5889 | -12.3971 | -13.1343 | -13.8115 | -14.4334 | -15.0035 | -15.5263 | -16.0052 | -16.4436 | -16.8459 | -17.2246 | -17.56 | -17.8669 | -18.1469 | -18.4175 | -18.652 | -18.8654 | -19.0592 | -19.2376 | -19.3984 | -19.5465 | -19.6801 | -19.8052 | -19.9204 | -20.0231 | -20.1174 | -20.202 | -20.2785 | -20.3479 | -20.4107 | -20.4671 | -20.5131
Northwest | K-12 | Average | January | Lighting | LDCEU/TDEF | Electric Load with Losses, Incl. Cogeneration | MW | 0 | -0.1147 | -0.597 | -0.8503 | -1.0819 | -1.2296 | -1.6578 | -1.9228 | -5.2333 | -9.062 | -11.8817 | -15.4622 | -18.9157 | -23.5575 | -25.9299 | -25.464 | -27.0349 | -18.2343 | -17.2705 | -18.1226 | -17.7671 | -16.7447 | -16.3004 | -16.9515 | -16.0645 | -15.2616 | -14.4695 | -13.7772 | -13.1291 | -12.5229 | -11.9557 | -11.4242 | -10.9259 | -10.4582 | -10.0187 | -9.6058 | -9.2181 | -8.8515 | -8.5054 | -8.1783 | -7.8709 | -7.5777 | -7.2993 | -7.0344 | -6.7825 | -6.5418 | -6.3122 | -6.092 | -5.8815 | -5.6794 | -5.4845 | -5.2967 | -5.1151 | -4.9393 | -4.7689 | -4.6034 | -4.4423 | -4.2848
Northwest | K-12 | Average | January | Air Conditioning | LDCEU/TDEF | Electric Load with Losses, Incl. Cogeneration | MW | 0.0047 | 0.04 | 0.0772 | 0.1172 | 0.1564 | 0.2094 | 0.2157 | 0.2603 | 0.3008 | 0.3725 | 0.4542 | 0.4552 | 0.4549 | 0.4645 | 0.4965 | 0.5247 | 0.5015 | 0.5124 | 0.5572 | 0.3345 | 0.0535 | -0.2468 | -0.5158 | -0.7542 | -0.9619 | -1.3482 | -1.6276 | -1.8763 | -2.0955 | -2.2887 | -2.7335 | -3.1317 | -3.4875 | -3.8046 | -4.0863 | -4.3363 | -4.5597 | -4.7532 | -4.9226 | -5.0697 | -5.2006 | -5.3096 | -5.4019 | -5.479 | -5.5429 | -5.5941 | -5.6345 | -5.6647 | -5.6866 | -5.7004 | -5.7066 | -5.7064 | -5.6998 | -5.688 | -5.6713 | -5.6501 | -5.6252 | -5.5956
Northwest | K-12 | Average | January | Other Non-Substitutables | LDCEU/TDEF | Electric Load with Losses, Incl. Cogeneration | MW | 0 | 0 | 0 | 0 | 0 | 0 | 0 | 0 | 0 | 0 | 0 | 0 | -0.4031 | -0.7944 | -1.2114 | -1.6471 | -1.7179 | -1.9133 | -2.3577 | -1.9186 | -1.7387 | -1.509 | -1.3385 | -1.1599 | -0.9942 | -0.8443 | -0.7143 | -0.6013 | -0.506 | -0.4256 | -0.3579 | -0.301 | -0.253 | -0.2125 | -0.1785 | -0.1499 | -0.1258 | -0.1057 | -0.0886 | -0.0744 | -0.0624 | -0.0523 | -0.0439 | -0.0368 | -0.0309 | -0.0259 | -0.0217 | -0.0182 | -0.0153 | -0.0128 | -0.0107 | -0.0089 | -0.0075 | -0.0063 | -0.0052 | -0.0044 | -0.0037 | -0.0031
Northwest | K-12 | Average | February | Space Heating | LDCEU/TDEF | Electric Load with Losses, Incl. Cogeneration | MW | -0.5762 | -0.5337 | -0.556 | -0.5978 | -0.4762 | -0.4507 | -0.5654 | -1.023 | -1.0416 | -1.214 | -1.0722 | -1.2184 | -1.691 | -2.013 | -2.1025 | -2.5336 | -2.7129 | -2.7612 | -3.0716 | -3.1966 | -3.6589 | -4.1013 | -7.0883 | -7.3948 | -7.6633 | -7.8467 | -7.778 | -7.7247 | -7.6667 | -7.5918 | -7.5253 | -7.4672 | -7.4114 | -7.3589 | -7.3103 | -7.2394 | -7.1758 | -7.1187 | -7.0411 | -6.9763 | -6.9255 | -6.8586 | -6.8005 | -6.7496 | -6.6858 | -6.6309 | -6.5868 | -6.5291 | -6.4798 | -6.4384 | -6.3801 | -6.3271 | -6.2782 | -6.2162 | -6.1632 | -6.1182 | -6.0631 | -6.0105
Northwest | K-12 | Average | February | Water Heating | LDCEU/TDEF | Electric Load with Losses, Incl. Cogeneration | MW | 0 | 0 | 0 | 0 | 0 | 0 | 0 | 0 | 0 | 0 | 0 | 0 | 0 | 0 | 0 | 0 | 0 | 0 | 0 | 0 | 0 | 0 | -0.1369 | -0.2198 | -0.1895 | -0.1654 | -0.1727 | -0.1735 | -0.1693 | -0.1592 | -0.1451 | -0.1273 | -0.1059 | -0.0815 | -0.0542 | -0.0233 | 0.0106 | 0.0448 | 0.0816 | 0.1192 | 0.1589 | 0.1987 | 0.2386 | 0.2789 | 0.32 | 0.3607 | 0.4012 | 0.4418 | 0.4824 | 0.5224 | 0.562 | 0.601 | 0.6389 | 0.6763 | 0.7125 | 0.7476 | 0.7819 | 0.8143
Northwest | K-12 | Average | February | Other Substitutables | LDCEU/TDEF | Electric Load with Losses, Incl. Cogeneration | MW | 0 | 0 | 0 | 0 | 0 | 0 | 0 | 0 | 0 | 0 | 0 | 0 | -0.0072 | -0.0074 | -0.0154 | -0.0199 | -0.0196 | -0.0654 | -0.0775 | -0.1091 | -0.1371 | -0.1955 | -0.3516 | -0.3862 | -0.1752 | -0.016 | 0.0604 | 0.138 | 0.2133 | 0.2881 | 0.3622 | 0.4351 | 0.5071 | 0.5777 | 0.6469 | 0.7146 | 0.7833 | 0.8475 | 0.9098 | 0.9702 | 1.0313 | 1.0877 | 1.1418 | 1.1935 | 1.2433 | 1.2904 | 1.3355 | 1.378 | 1.4188 | 1.4575 | 1.4932 | 1.5267 | 1.5578 | 1.5863 | 1.6126 | 1.6365 | 1.6582 | 1.6767
Northwest | K-12 | Average | February | Refrigeration | LDCEU/TDEF | Electric Load with Losses, Incl. Cogeneration | MW | 0 | 0 | 0 | 0 | 0 | 0 | 0 | 0 | 0 | 0 | 0 | 0 | -0.0281 | -0.0716 | -0.1145 | -0.1635 | -0.1819 | -0.9067 | -1.6583 | -2.352 | -3.4005 | -4.4503 | -5.7412 | -6.8593 | -8.3033 | -9.4983 | -10.2712 | -10.9872 | -11.6402 | -12.24 | -12.7909 | -13.2958 | -13.759 | -14.1833 | -14.5716 | -14.928 | -15.2639 | -15.5609 | -15.8327 | -16.0808 | -16.3209 | -16.5286 | -16.7178 | -16.8894 | -17.0475 | -17.1899 | -17.3211 | -17.4395 | -17.5504 | -17.6524 | -17.7434 | -17.8268 | -17.902 | -17.9698 | -18.0311 | -18.0868 | -18.1368 | -18.1775
Northwest | K-12 | Average | February | Lighting | LDCEU/TDEF | Electric Load with Losses, Incl. Cogeneration | MW | 0 | -0.1053 | -0.5491 | -0.7823 | -0.9957 | -1.1318 | -1.526 | -1.77 | -4.8136 | -8.3338 | -10.9258 | -14.2177 | -17.3926 | -21.6584 | -23.8407 | -23.4163 | -24.8539 | -16.7675 | -15.8819 | -16.6646 | -16.3391 | -15.4003 | -14.9932 | -15.5925 | -14.7782 | -14.0408 | -13.3131 | -12.6773 | -12.082 | -11.5252 | -11.004 | -10.5157 | -10.0579 | -9.6281 | -9.2243 | -8.8447 | -8.4885 | -8.1514 | -7.8333 | -7.5326 | -7.2499 | -6.9804 | -6.7243 | -6.4806 | -6.2489 | -6.0275 | -5.8162 | -5.6135 | -5.4197 | -5.2338 | -5.0544 | -4.8815 | -4.7142 | -4.5523 | -4.3954 | -4.2429 | -4.0946 | -3.9495
Northwest | K-12 | Average | February | Air Conditioning | LDCEU/TDEF | Electric Load with Losses, Incl. Cogeneration | MW | 0.0038 | 0.0321 | 0.0619 | 0.094 | 0.1254 | 0.1678 | 0.1729 | 0.2087 | 0.2411 | 0.2988 | 0.364 | 0.3648 | 0.3647 | 0.3728 | 0.3985 | 0.4206 | 0.4022 | 0.4104 | 0.4466 | 0.2686 | 0.0433 | -0.1975 | -0.4136 | -0.6049 | -0.7719 | -1.0818 | -1.306 | -1.5056 | -1.6814 | -1.8365 | -2.1933 | -2.5128 | -2.7984 | -3.0529 | -3.2789 | -3.4795 | -3.6589 | -3.8141 | -3.9501 | -4.0681 | -4.1732 | -4.2608 | -4.3348 | -4.3966 | -4.4479 | -4.489 | -4.5214 | -4.5457 | -4.5633 | -4.5744 | -4.5794 | -4.5791 | -4.5739 | -4.5644 | -4.5509 | -4.534 | -4.514 | -4.4903
Northwest | K-12 | Average | February | Other Non-Substitutables | LDCEU/TDEF | Electric Load with Losses, Incl. Cogeneration | MW | 0 | 0 | 0 | 0 | 0 | 0 | 0 | 0 | 0 | 0 | 0 | 0 | -0.357 | -0.7043 | -1.0735 | -1.4592 | -1.5224 | -1.6957 | -2.0882 | -1.6996 | -1.5403 | -1.3365 | -1.1853 | -1.0268 | -0.8801 | -0.7474 | -0.6324 | -0.5323 | -0.4479 | -0.3768 | -0.3169 | -0.2664 | -0.2239 | -0.1881 | -0.1581 | -0.1327 | -0.1114 | -0.0935 | -0.0785 | -0.0659 | -0.0553 | -0.0464 | -0.0389 | -0.0326 | -0.0273 | -0.0229 | -0.0192 | -0.0161 | -0.0135 | -0.0113 | -0.0095 | -0.008 | -0.0066 | -0.0056 | -0.0047 | -0.0039 | -0.0033 | -0.0028
Northwest | K-12 | Average | March | Space Heating | LDCEU/TDEF | Electric Load with Losses, Incl. Cogeneration | MW | -0.3846 | -0.3593 | -0.4112 | -0.41 | -0.3168 | -0.2994 | -0.3906 | -0.7391 | -0.718 | -0.9234 | -0.7569 | -0.8427 | -1.1615 | -1.5176 | -1.4597 | -1.8511 | -2.0373 | -1.9645 | -2.1415 | -2.4004 | -2.6083 | -2.866 | -4.9165 | -5.3209 | -5.3413 | -5.471 | -5.4203 | -5.3809 | -5.3383 | -5.2837 | -5.2354 | -5.1933 | -5.1531 | -5.1156 | -5.0809 | -5.0307 | -4.9857 | -4.9457 | -4.8912 | -4.8461 | -4.8112 | -4.7649 | -4.7252 | -4.6906 | -4.6469 | -4.6098 | -4.5805 | -4.5414 | -4.5083 | -4.481 | -4.4416 | -4.4061 | -4.3735 | -4.3316 | -4.2961 | -4.2665 | -4.2294 | -4.1945
Northwest | K-12 | Average | March | Water Heating | LDCEU/TDEF | Electric Load with Losses, Incl. Cogeneration | MW | 0 | 0 | 0 | 0 | 0 | 0 | 0 | 0 | 0 | 0 | 0 | 0 | 0 | 0 | 0 | 0 | 0 | 0 | 0 | 0 | 0 | 0 | -0.1251 | -0.2174 | -0.1696 | -0.1488 | -0.1553 | -0.1563 | -0.1527 | -0.1439 | -0.1315 | -0.116 | -0.0973 | -0.0759 | -0.052 | -0.0249 | 0.0048 | 0.0349 | 0.0673 | 0.1004 | 0.1352 | 0.1702 | 0.2054 | 0.2408 | 0.277 | 0.3129 | 0.3486 | 0.3842 | 0.4199 | 0.4551 | 0.4901 | 0.5244 | 0.5578 | 0.5907 | 0.6226 | 0.6535 | 0.6837 | 0.7123
Northwest | K-12 | Average | March | Other Substitutables | LDCEU/TDEF | Electric Load with Losses, Incl. Cogeneration | MW | 0 | 0 | 0 | 0 | 0 | 0 | 0 | 0 | 0 | 0 | 0 | 0 | -0.0074 | -0.0076 | -0.0157 | -0.0204 | -0.0202 | -0.0675 | -0.0801 | -0.1127 | -0.1417 | -0.2021 | -0.3636 | -0.3995 | -0.1815 | -0.0174 | 0.0615 | 0.1413 | 0.2191 | 0.2962 | 0.3727 | 0.448 | 0.5221 | 0.5951 | 0.6665 | 0.7365 | 0.8074 | 0.8737 | 0.938 | 1.0003 | 1.0635 | 1.1217 | 1.1776 | 1.231 | 1.2824 | 1.331 | 1.3776 | 1.4215 | 1.4635 | 1.5034 | 1.5404 | 1.5749 | 1.6069 | 1.6364 | 1.6635 | 1.6882 | 1.7105 | 1.7298
Northwest | K-12 | Average | March | Refrigeration | LDCEU/TDEF | Electric Load with Losses, Incl. Cogeneration | MW | 0 | 0 | 0 | 0 | 0 | 0 | 0 | 0 | 0 | 0 | 0 | 0 | -0.0291 | -0.0739 | -0.1183 | -0.1687 | -0.1877 | -0.9359 | -1.7119 | -2.4283 | -3.5116 | -4.5955 | -5.9296 | -7.0861 | -8.5778 | -9.8111 | -10.6091 | -11.3486 | -12.0228 | -12.6424 | -13.2112 | -13.7327 | -14.211 | -14.6492 | -15.0503 | -15.4184 | -15.7654 | -16.0724 | -16.3531 | -16.6093 | -16.8574 | -17.0721 | -17.2674 | -17.4447 | -17.6079 | -17.7551 | -17.8905 | -18.0128 | -18.1272 | -18.2322 | -18.326 | -18.412 | -18.4894 | -18.5592 | -18.6225 | -18.6799 | -18.7312 | -18.7733
Northwest | K-12 | Average | March | Lighting | LDCEU/TDEF | Electric Load with Losses, Incl. Cogeneration | MW | 0 | -0.1125 | -0.5887 | -0.8396 | -1.0692 | -1.2157 | -1.6394 | -1.9019 | -5.1597 | -8.9288 | -11.702 | -15.2254 | -18.6229 | -23.1823 | -25.5214 | -25.079 | -26.5959 | -17.9548 | -17.0079 | -17.8427 | -17.4968 | -16.4941 | -16.056 | -16.6932 | -15.8218 | -15.0323 | -14.2534 | -13.5728 | -12.9357 | -12.3397 | -11.7819 | -11.2592 | -10.7691 | -10.309 | -9.8767 | -9.4704 | -9.0892 | -8.7283 | -8.3877 | -8.0657 | -7.7632 | -7.4746 | -7.2005 | -6.9396 | -6.6915 | -6.4544 | -6.2281 | -6.0112 | -5.8038 | -5.6045 | -5.4124 | -5.2271 | -5.048 | -4.8747 | -4.7066 | -4.5433 | -4.3845 | -4.2291
Northwest | K-12 | Average | March | Air Conditioning | LDCEU/TDEF | Electric Load with Losses, Incl. Cogeneration | MW | 0.0066 | 0.0563 | 0.1089 | 0.1652 | 0.2205 | 0.2949 | 0.3042 | 0.3668 | 0.4239 | 0.5255 | 0.6398 | 0.6413 | 0.6407 | 0.6559 | 0.7011 | 0.7389 | 0.7067 | 0.7208 | 0.785 | 0.4725 | 0.0758 | -0.3483 | -0.7291 | -1.0666 | -1.3606 | -1.9065 | -2.3013 | -2.6529 | -2.9627 | -3.2358 | -3.8644 | -4.4272 | -4.9303 | -5.3785 | -5.7767 | -6.1302 | -6.4464 | -6.7198 | -6.9594 | -7.1674 | -7.3527 | -7.5069 | -7.6375 | -7.7464 | -7.837 | -7.9094 | -7.9664 | -8.0093 | -8.0402 | -8.0598 | -8.0686 | -8.0681 | -8.0588 | -8.0422 | -8.0186 | -7.9887 | -7.9533 | -7.9118
Northwest | K-12 | Average | March | Other Non-Substitutables | LDCEU/TDEF | Electric Load with Losses, Incl. Cogeneration | MW | 0 | 0 | 0 | 0 | 0 | 0 | 0 | 0 | 0 | 0 | 0 | 0 | -0.3683 | -0.7263 | -1.1066 | -1.5057 | -1.5708 | -1.7505 | -2.1544 | -1.7529 | -1.5894 | -1.3789 | -1.2228 | -1.0597 | -0.9083 | -0.7713 | -0.6527 | -0.5494 | -0.4623 | -0.3889 | -0.3271 | -0.275 | -0.2311 | -0.1942 | -0.1631 | -0.137 | -0.115 | -0.0966 | -0.0811 | -0.068 | -0.057 | -0.0479 | -0.0401 | -0.0337 | -0.0282 | -0.0236 | -0.0198 | -0.0166 | -0.0139 | -0.0117 | -0.0098 | -0.0082 | -0.0068 | -0.0058 | -0.0048 | -0.0041 | -0.0034 | -0.0029
Northwest | K-12 | Average | April | Space Heating | LDCEU/TDEF | Electric Load with Losses, Incl. Cogeneration | MW | -0.3632 | -0.3303 | -0.3843 | -0.3788 | -0.3048 | -0.2885 | -0.3673 | -0.6505 | -0.6902 | -0.7935 | -0.7299 | -0.7585 | -1.0962 | -1.2688 | -1.4017 | -1.7505 | -1.8076 | -1.8717 | -2.0564 | -2.0646 | -2.4071 | -2.6365 | -4.865 | -4.7237 | -4.9716 | -5.0908 | -5.0454 | -5.01 | -4.9718 | -4.9225 | -4.8787 | -4.8405 | -4.804 | -4.7695 | -4.7377 | -4.6914 | -4.6498 | -4.6126 | -4.5622 | -4.5201 | -4.4873 | -4.4438 | -4.4062 | -4.3734 | -4.3321 | -4.2967 | -4.2683 | -4.2311 | -4.1993 | -4.1727 | -4.1351 | -4.1009 | -4.0694 | -4.0294 | -3.9953 | -3.9665 | -3.9309 | -3.8973
Northwest | K-12 | Average | April | Water Heating | LDCEU/TDEF | Electric Load with Losses, Incl. Cogeneration | MW | 0 | 0 | 0 | 0 | 0 | 0 | 0 | 0 | 0 | 0 | 0 | 0 | 0 | 0 | 0 | 0 | 0 | 0 | 0 | 0 | 0 | 0 | -0.1226 | -0.1438 | -0.1365 | -0.1207 | -0.1259 | -0.1268 | -0.1242 | -0.1174 | -0.1078 | -0.0956 | -0.081 | -0.0643 | -0.0456 | -0.0244 | -0.0012 | 0.0224 | 0.0478 | 0.0738 | 0.101 | 0.1285 | 0.1562 | 0.184 | 0.2125 | 0.2407 | 0.2687 | 0.2968 | 0.3249 | 0.3526 | 0.3801 | 0.407 | 0.4333 | 0.4592 | 0.4843 | 0.5087 | 0.5325 | 0.5551
Northwest | K-12 | Average | April | Other Substitutables | LDCEU/TDEF | Electric Load with Losses, Incl. Cogeneration | MW | 0 | 0 | 0 | 0 | 0 | 0 | 0 | 0 | 0 | 0 | 0 | 0 | -0.0071 | -0.0073 | -0.015 | -0.0195 | -0.0192 | -0.064 | -0.076 | -0.1078 | -0.1357 | -0.194 | -0.3473 | -0.3813 | -0.1766 | -0.0215 | 0.0532 | 0.1287 | 0.2024 | 0.2755 | 0.3478 | 0.4192 | 0.4895 | 0.5586 | 0.6261 | 0.6925 | 0.7596 | 0.8224 | 0.8833 | 0.9424 | 1.0021 | 1.0573 | 1.1103 | 1.1609 | 1.2096 | 1.2558 | 1.2999 | 1.3415 | 1.3814 | 1.4192 | 1.4543 | 1.4871 | 1.5174 | 1.5454 | 1.5712 | 1.5946 | 1.6158 | 1.634
Northwest | K-12 | Average | April | Refrigeration | LDCEU/TDEF | Electric Load with Losses, Incl. Cogeneration | MW | 0 | 0 | 0 | 0 | 0 | 0 | 0 | 0 | 0 | 0 | 0 | 0 | -0.0277 | -0.0701 | -0.1121 | -0.16 | -0.178 | -0.8888 | -1.627 | -2.3117 | -3.3419 | -4.3733 | -5.6402 | -6.7405 | -8.1549 | -9.3279 | -10.0879 | -10.7919 | -11.4341 | -12.0242 | -12.5659 | -13.0627 | -13.5183 | -13.9356 | -14.3176 | -14.6682 | -14.9979 | -15.2902 | -15.5575 | -15.8016 | -16.0371 | -16.2415 | -16.4276 | -16.5964 | -16.7517 | -16.8919 | -17.0208 | -17.1372 | -17.246 | -17.3459 | -17.4352 | -17.517 | -17.5905 | -17.657 | -17.7172 | -17.7716 | -17.8205 | -17.8605
Northwest | K-12 | Average | April | Lighting | LDCEU/TDEF | Electric Load with Losses, Incl. Cogeneration | MW | 0 | -0.1094 | -0.5758 | -0.8222 | -1.0479 | -1.1921 | -1.6081 | -1.866 | -5.0456 | -8.7257 | -11.4308 | -14.8697 | -18.184 | -22.6247 | -24.9111 | -24.4941 | -25.9464 | -17.5304 | -16.6065 | -17.4168 | -17.0806 | -16.1033 | -15.6716 | -16.2867 | -15.4318 | -14.6577 | -13.895 | -13.2281 | -12.6039 | -12.0201 | -11.4738 | -10.9621 | -10.4823 | -10.0321 | -9.6093 | -9.2119 | -8.8389 | -8.4862 | -8.1534 | -7.8388 | -7.5432 | -7.2615 | -6.994 | -6.7395 | -6.4975 | -6.2664 | -6.0458 | -5.8345 | -5.6324 | -5.4384 | -5.2514 | -5.0712 | -4.8971 | -4.7284 | -4.565 | -4.4064 | -4.2521 | -4.1012
Northwest | K-12 | Average | April | Air Conditioning | LDCEU/TDEF | Electric Load with Losses, Incl. Cogeneration | MW | 0.0068 | 0.0584 | 0.1127 | 0.171 | 0.2282 | 0.3057 | 0.315 | 0.3798 | 0.4387 | 0.5434 | 0.6628 | 0.6646 | 0.6632 | 0.6769 | 0.7236 | 0.765 | 0.7305 | 0.7474 | 0.8129 | 0.486 | 0.0746 | -0.365 | -0.7593 | -1.1088 | -1.415 | -1.9811 | -2.3908 | -2.7556 | -3.0772 | -3.3608 | -4.013 | -4.597 | -5.1189 | -5.5841 | -5.9974 | -6.3643 | -6.692 | -6.976 | -7.2247 | -7.4406 | -7.6326 | -7.7929 | -7.9285 | -8.0416 | -8.1357 | -8.211 | -8.2704 | -8.3149 | -8.3472 | -8.3677 | -8.3769 | -8.3764 | -8.367 | -8.3498 | -8.3254 | -8.2945 | -8.2579 | -8.2149
Northwest | K-12 | Average | April | Other Non-Substitutables | LDCEU/TDEF | Electric Load with Losses, Incl. Cogeneration | MW | 0 | 0 | 0 | 0 | 0 | 0 | 0 | 0 | 0 | 0 | 0 | 0 | -0.3502 | -0.6891 | -1.0506 | -1.4311 | -1.4917 | -1.6628 | -2.0493 | -1.6667 | -1.5117 | -1.3125 | -1.165 | -1.0105 | -0.8665 | -0.736 | -0.6227 | -0.5242 | -0.4411 | -0.3711 | -0.3121 | -0.2624 | -0.2205 | -0.1853 | -0.1556 | -0.1307 | -0.1098 | -0.0921 | -0.0774 | -0.0649 | -0.0544 | -0.0457 | -0.0383 | -0.0321 | -0.0269 | -0.0226 | -0.0189 | -0.0159 | -0.0133 | -0.0112 | -0.0093 | -0.0079 | -0.0066 | -0.0055 | -0.0046 | -0.0039 | -0.0032 | -0.0027
Northwest | K-12 | Average | May | Space Heating | LDCEU/TDEF | Electric Load with Losses, Incl. Cogeneration | MW | -0.1284 | -0.1267 | -0.142 | -0.1538 | -0.1014 | -0.0972 | -0.1372 | -0.2605 | -0.2445 | -0.3483 | -0.2958 | -0.3178 | -0.4183 | -0.5189 | -0.5657 | -0.6449 | -0.7035 | -0.7615 | -0.8578 | -0.8906 | -0.9581 | -1.0304 | -1.7739 | -1.8116 | -1.873 | -1.9209 | -1.9015 | -1.8866 | -1.8705 | -1.8502 | -1.8324 | -1.8169 | -1.8024 | -1.7889 | -1.7767 | -1.7588 | -1.743 | -1.7292 | -1.7102 | -1.6946 | -1.683 | -1.6673 | -1.654 | -1.6428 | -1.6282 | -1.6161 | -1.607 | -1.5942 | -1.5837 | -1.5753 | -1.5625 | -1.5511 | -1.5408 | -1.5271 | -1.5157 | -1.5066 | -1.4947 | -1.4836
Northwest | K-12 | Average | May | Water Heating | LDCEU/TDEF | Electric Load with Losses, Incl. Cogeneration | MW | 0 | 0 | 0 | 0 | 0 | 0 | 0 | 0 | 0 | 0 | 0 | 0 | 0 | 0 | 0 | 0 | 0 | 0 | 0 | 0 | 0 | 0 | -0.0695 | -0.1072 | -0.0917 | -0.0817 | -0.0852 | -0.0859 | -0.0843 | -0.08 | -0.0739 | -0.0662 | -0.0568 | -0.0461 | -0.0341 | -0.0205 | -0.0058 | 0.0094 | 0.0258 | 0.0424 | 0.0599 | 0.0776 | 0.0954 | 0.1133 | 0.1317 | 0.1498 | 0.1679 | 0.186 | 0.2042 | 0.2221 | 0.2398 | 0.2573 | 0.2743 | 0.2911 | 0.3074 | 0.3232 | 0.3386 | 0.3533
Northwest | K-12 | Average | May | Other Substitutables | LDCEU/TDEF | Electric Load with Losses, Incl. Cogeneration | MW | 0 | 0 | 0 | 0 | 0 | 0 | 0 | 0 | 0 | 0 | 0 | 0 | -0.0068 | -0.0069 | -0.0138 | -0.0181 | -0.0175 | -0.0569 | -0.0683 | -0.0972 | -0.1226 | -0.1767 | -0.3139 | -0.3434 | -0.1651 | -0.0262 | 0.0406 | 0.108 | 0.1739 | 0.2393 | 0.304 | 0.3678 | 0.4307 | 0.4925 | 0.553 | 0.6122 | 0.6717 | 0.7278 | 0.7824 | 0.8352 | 0.8881 | 0.9375 | 0.9847 | 1.0299 | 1.0737 | 1.1149 | 1.1543 | 1.1916 | 1.2273 | 1.2612 | 1.2925 | 1.322 | 1.3492 | 1.3743 | 1.3973 | 1.4183 | 1.4374 | 1.4538
Northwest | K-12 | Average | May | Refrigeration | LDCEU/TDEF | Electric Load with Losses, Incl. Cogeneration | MW | 0 | 0 | 0 | 0 | 0 | 0 | 0 | 0 | 0 | 0 | 0 | 0 | -0.0251 | -0.0628 | -0.1006 | -0.1441 | -0.1602 | -0.8013 | -1.4691 | -2.093 | -3.0212 | -3.9513 | -5.0857 | -6.0718 | -7.3357 | -8.3973 | -9.085 | -9.721 | -10.3021 | -10.8359 | -11.3259 | -11.7752 | -12.1872 | -12.5646 | -12.9099 | -13.2266 | -13.5222 | -13.7864 | -14.028 | -14.2485 | -14.4589 | -14.6434 | -14.8113 | -14.9637 | -15.1041 | -15.2305 | -15.3469 | -15.452 | -15.5503 | -15.6408 | -15.7216 | -15.7956 | -15.8622 | -15.9223 | -15.9768 | -16.0261 | -16.0704 | -16.1065
Northwest | K-12 | Average | May | Lighting | LDCEU/TDEF | Electric Load with Losses, Incl. Cogeneration | MW | 0 | -0.1051 | -0.5421 | -0.7701 | -0.9784 | -1.111 | -1.497 | -1.7357 | -4.7541 | -8.2425 | -10.8162 | -14.0811 | -17.2299 | -21.4753 | -23.6289 | -23.1735 | -24.6571 | -16.5974 | -15.7137 | -16.496 | -16.1611 | -15.2188 | -14.8007 | -15.3877 | -14.5682 | -13.8288 | -13.1013 | -12.4639 | -11.8681 | -11.3111 | -10.7901 | -10.3023 | -9.8454 | -9.4168 | -9.0146 | -8.6367 | -8.282 | -7.9471 | -7.6314 | -7.3333 | -7.0529 | -6.7863 | -6.5332 | -6.2928 | -6.0644 | -5.8464 | -5.6385 | -5.4396 | -5.2495 | -5.0672 | -4.8916 | -4.7225 | -4.5592 | -4.4013 | -4.2484 | -4.0999 | -3.9558 | -3.8148
Northwest | K-12 | Average | May | Air Conditioning | LDCEU/TDEF | Electric Load with Losses, Incl. Cogeneration | MW | 0.0146 | 0.1205 | 0.232 | 0.3468 | 0.4739 | 0.6237 | 0.6391 | 0.7721 | 0.9013 | 1.0993 | 1.3514 | 1.363 | 1.3602 | 1.3706 | 1.4578 | 1.5584 | 1.4819 | 1.5296 | 1.6536 | 0.9726 | 0.1422 | -0.7821 | -1.5851 | -2.3511 | -2.9382 | -4.1012 | -4.9455 | -5.6969 | -6.3599 | -6.9447 | -8.2875 | -9.4901 | -10.5651 | -11.5233 | -12.3749 | -13.1307 | -13.8035 | -14.3889 | -14.9018 | -15.3474 | -15.7411 | -16.0722 | -16.3523 | -16.5863 | -16.7811 | -16.9371 | -17.0604 | -17.1532 | -17.2208 | -17.2641 | -17.2842 | -17.2847 | -17.2664 | -17.2322 | -17.183 | -17.1205 | -17.0465 | -16.9588
Northwest | K-12 | Average | May | Other Non-Substitutables | LDCEU/TDEF | Electric Load with Losses, Incl. Cogeneration | MW | 0 | 0 | 0 | 0 | 0 | 0 | 0 | 0 | 0 | 0 | 0 | 0 | -0.3176 | -0.6213 | -0.9503 | -1.2957 | -1.3476 | -1.5006 | -1.8601 | -1.51 | -1.368 | -1.1898 | -1.0581 | -0.919 | -0.7882 | -0.6695 | -0.5665 | -0.4769 | -0.4012 | -0.3375 | -0.2838 | -0.2386 | -0.2005 | -0.1685 | -0.1415 | -0.1188 | -0.0998 | -0.0838 | -0.0703 | -0.059 | -0.0495 | -0.0415 | -0.0348 | -0.0292 | -0.0245 | -0.0206 | -0.0172 | -0.0144 | -0.0121 | -0.0101 | -0.0085 | -0.0071 | -0.006 | -0.005 | -0.0042 | -0.0035 | -0.003 | -0.0025
Northwest | K-12 | Average | June | Space Heating | LDCEU/TDEF | Electric Load with Losses, Incl. Cogeneration | MW | -0.0761 | -0.0728 | -0.0756 | -0.0734 | -0.0511 | -0.0479 | -0.0679 | -0.1194 | -0.1435 | -0.1499 | -0.1207 | -0.1491 | -0.2491 | -0.232 | -0.2955 | -0.3677 | -0.3322 | -0.3908 | -0.4264 | -0.5021 | -0.4679 | -0.5885 | -0.7307 | -0.8937 | -0.9338 | -0.9578 | -0.9481 | -0.9406 | -0.9326 | -0.9224 | -0.9135 | -0.9058 | -0.8985 | -0.8918 | -0.8858 | -0.8769 | -0.869 | -0.8621 | -0.8527 | -0.8449 | -0.8392 | -0.8314 | -0.8249 | -0.8193 | -0.8121 | -0.8061 | -0.8016 | -0.7954 | -0.7901 | -0.786 | -0.7797 | -0.7741 | -0.769 | -0.7623 | -0.7567 | -0.7522 | -0.7463 | -0.7408
Northwest | K-12 | Average | June | Water Heating | LDCEU/TDEF | Electric Load with Losses, Incl. Cogeneration | MW | 0 | 0 | 0 | 0 | 0 | 0 | 0 | 0 | 0 | 0 | 0 | 0 | 0 | 0 | 0 | 0 | 0 | 0 | 0 | 0 | 0 | 0 | -0.0341 | -0.0742 | -0.0619 | -0.0554 | -0.0577 | -0.0583 | -0.0572 | -0.0545 | -0.0504 | -0.0453 | -0.0392 | -0.0322 | -0.0243 | -0.0153 | -0.0056 | 0.0043 | 0.0151 | 0.0262 | 0.0376 | 0.0493 | 0.0611 | 0.0729 | 0.085 | 0.097 | 0.109 | 0.1209 | 0.1329 | 0.1448 | 0.1565 | 0.1681 | 0.1793 | 0.1904 | 0.2012 | 0.2117 | 0.2219 | 0.2316
Northwest | K-12 | Average | June | Other Substitutables | LDCEU/TDEF | Electric Load with Losses, Incl. Cogeneration | MW | 0 | 0 | 0 | 0 | 0 | 0 | 0 | 0 | 0 | 0 | 0 | 0 | -0.0067 | -0.0069 | -0.0136 | -0.0178 | -0.0171 | -0.0555 | -0.0667 | -0.0955 | -0.1204 | -0.1743 | -0.3082 | -0.3367 | -0.1652 | -0.0299 | 0.0352 | 0.1007 | 0.165 | 0.2286 | 0.2918 | 0.3539 | 0.4152 | 0.4754 | 0.5344 | 0.5921 | 0.6498 | 0.7045 | 0.7577 | 0.8092 | 0.8605 | 0.9086 | 0.9547 | 0.9988 | 1.0413 | 1.0815 | 1.12 | 1.1563 | 1.1912 | 1.2242 | 1.2549 | 1.2835 | 1.3101 | 1.3346 | 1.3571 | 1.3777 | 1.3962 | 1.4123
Northwest | K-12 | Average | June | Refrigeration | LDCEU/TDEF | Electric Load with Losses, Incl. Cogeneration | MW | 0 | 0 | 0 | 0 | 0 | 0 | 0 | 0 | 0 | 0 | 0 | 0 | -0.0246 | -0.0612 | -0.0982 | -0.1408 | -0.1565 | -0.7838 | -1.4384 | -2.0527 | -2.961 | -3.8719 | -4.9791 | -5.9427 | -7.1745 | -8.2151 | -8.8897 | -9.513 | -10.0829 | -10.6064 | -11.0869 | -11.5275 | -11.9314 | -12.3014 | -12.6401 | -12.9506 | -13.2393 | -13.4983 | -13.7351 | -13.9512 | -14.1564 | -14.3374 | -14.5018 | -14.6512 | -14.7887 | -14.9125 | -15.0265 | -15.1295 | -15.226 | -15.3147 | -15.3938 | -15.4663 | -15.5316 | -15.5906 | -15.6439 | -15.6923 | -15.7357 | -15.7711
Northwest | K-12 | Average | June | Lighting | LDCEU/TDEF | Electric Load with Losses, Incl. Cogeneration | MW | 0 | -0.1039 | -0.5341 | -0.7581 | -0.9626 | -1.0928 | -1.4721 | -1.7065 | -4.6847 | -8.1256 | -10.666 | -13.8875 | -16.9943 | -21.1874 | -23.3092 | -22.8492 | -24.3308 | -16.3661 | -15.4924 | -16.266 | -15.9317 | -14.9984 | -14.5818 | -15.1588 | -14.3461 | -13.6136 | -12.8937 | -12.2625 | -11.6725 | -11.1212 | -10.6057 | -10.1232 | -9.6713 | -9.2476 | -8.85 | -8.4766 | -8.126 | -7.7954 | -7.4838 | -7.1897 | -6.9129 | -6.6501 | -6.4007 | -6.1639 | -5.939 | -5.7244 | -5.5199 | -5.3243 | -5.1373 | -4.9582 | -4.7857 | -4.6198 | -4.4594 | -4.3045 | -4.1545 | -4.0091 | -3.8678 | -3.7297
Northwest | K-12 | Average | June | Air Conditioning | LDCEU/TDEF | Electric Load with Losses, Incl. Cogeneration | MW | 0.0211 | 0.1774 | 0.3437 | 0.5168 | 0.688 | 0.9304 | 0.9502 | 1.1744 | 1.3197 | 1.6511 | 2.042 | 2.0375 | 1.9975 | 2.0414 | 2.1577 | 2.3051 | 2.2101 | 2.274 | 2.4471 | 1.4111 | 0.1045 | -1.1724 | -3.0365 | -3.7782 | -4.7486 | -6.5634 | -7.8926 | -9.0758 | -10.1217 | -11.0454 | -13.1567 | -15.0493 | -16.7421 | -18.2521 | -19.5952 | -20.788 | -21.848 | -22.7739 | -23.5862 | -24.2928 | -24.9155 | -25.4428 | -25.8895 | -26.264 | -26.5768 | -26.8286 | -27.029 | -27.1813 | -27.2938 | -27.368 | -27.4058 | -27.4126 | -27.3897 | -27.3419 | -27.2704 | -27.1779 | -27.0673 | -26.9354
Northwest | K-12 | Average | June | Other Non-Substitutables | LDCEU/TDEF | Electric Load with Losses, Incl. Cogeneration | MW | 0 | 0 | 0 | 0 | 0 | 0 | 0 | 0 | 0 | 0 | 0 | 0 | -0.3115 | -0.6074 | -0.9304 | -1.2699 | -1.319 | -1.4684 | -1.8249 | -1.4803 | -1.3409 | -1.1673 | -1.0391 | -0.9032 | -0.7749 | -0.6583 | -0.557 | -0.4689 | -0.3945 | -0.3318 | -0.279 | -0.2346 | -0.1972 | -0.1656 | -0.1391 | -0.1169 | -0.0981 | -0.0823 | -0.0691 | -0.058 | -0.0486 | -0.0408 | -0.0343 | -0.0287 | -0.0241 | -0.0202 | -0.0169 | -0.0141 | -0.0119 | -0.0099 | -0.0083 | -0.007 | -0.0059 | -0.0049 | -0.0041 | -0.0034 | -0.0029 | -0.0024
Northwest | K-12 | Average | July | Space Heating | LDCEU/TDEF | Electric Load with Losses, Incl. Cogeneration | MW | -0.0388 | -0.0221 | -0.0251 | -0.0245 | -0.021 | -0.0197 | -0.0272 | -0.0521 | -0.0536 | -0.051 | -0.042 | -0.0487 | -0.0721 | -0.0783 | -0.0888 | -0.1241 | -0.1076 | -0.1434 | -0.1724 | -0.1689 | -0.1533 | -0.1527 | -0.2952 | -0.3876 | -0.3545 | -0.3634 | -0.36 | -0.3574 | -0.3547 | -0.3511 | -0.3479 | -0.3451 | -0.3425 | -0.3401 | -0.3378 | -0.3345 | -0.3317 | -0.3291 | -0.3255 | -0.3226 | -0.3203 | -0.3173 | -0.3147 | -0.3125 | -0.3097 | -0.3073 | -0.3054 | -0.3029 | -0.3007 | -0.299 | -0.2965 | -0.2942 | -0.2921 | -0.2893 | -0.287 | -0.2851 | -0.2828 | -0.2805
Northwest | K-12 | Average | July | Water Heating | LDCEU/TDEF | Electric Load with Losses, Incl. Cogeneration | MW | 0 | 0 | 0 | 0 | 0 | 0 | 0 | 0 | 0 | 0 | 0 | 0 | 0 | 0 | 0 | 0 | 0 | 0 | 0 | 0 | 0 | 0 | -0.0257 | -0.053 | -0.0391 | -0.0347 | -0.0361 | -0.0364 | -0.0358 | -0.0339 | -0.0314 | -0.0281 | -0.0241 | -0.0196 | -0.0145 | -0.0088 | -0.0027 | 0.0037 | 0.0106 | 0.0176 | 0.025 | 0.0324 | 0.04 | 0.0475 | 0.0552 | 0.0629 | 0.0706 | 0.0781 | 0.0859 | 0.0934 | 0.1009 | 0.1082 | 0.1155 | 0.1225 | 0.1295 | 0.1361 | 0.1426 | 0.1488
Northwest | K-12 | Average | July | Other Substitutables | LDCEU/TDEF | Electric Load with Losses, Incl. Cogeneration | MW | 0 | 0 | 0 | 0 | 0 | 0 | 0 | 0 | 0 | 0 | 0 | 0 | -0.0065 | -0.0066 | -0.013 | -0.017 | -0.0162 | -0.0521 | -0.0625 | -0.0873 | -0.1093 | -0.1583 | -0.2842 | -0.3097 | -0.1475 | -0.0188 | 0.0426 | 0.1045 | 0.1649 | 0.225 | 0.2844 | 0.343 | 0.4006 | 0.4572 | 0.5126 | 0.5669 | 0.6211 | 0.6725 | 0.7224 | 0.7708 | 0.8189 | 0.864 | 0.9073 | 0.9486 | 0.9885 | 1.0261 | 1.0621 | 1.0961 | 1.1288 | 1.1598 | 1.1884 | 1.2153 | 1.2401 | 1.263 | 1.284 | 1.3032 | 1.3206 | 1.3353
Northwest | K-12 | Average | July | Refrigeration | LDCEU/TDEF | Electric Load with Losses, Incl. Cogeneration | MW | 0 | 0 | 0 | 0 | 0 | 0 | 0 | 0 | 0 | 0 | 0 | 0 | -0.0233 | -0.0577 | -0.0925 | -0.1328 | -0.1476 | -0.739 | -1.3536 | -1.9246 | -2.7749 | -3.6248 | -4.6587 | -5.5531 | -6.7076 | -7.6861 | -8.3162 | -8.8984 | -9.4306 | -9.9192 | -10.3679 | -10.7791 | -11.1562 | -11.5014 | -11.8174 | -12.1071 | -12.3764 | -12.618 | -12.8389 | -13.0404 | -13.2318 | -13.4004 | -13.5536 | -13.6928 | -13.8211 | -13.9365 | -14.0429 | -14.1388 | -14.2288 | -14.3118 | -14.3856 | -14.4533 | -14.5143 | -14.5693 | -14.6192 | -14.6642 | -14.7048 | -14.7375
Northwest | K-12 | Average | July | Lighting | LDCEU/TDEF | Electric Load with Losses, Incl. Cogeneration | MW | 0 | -0.098 | -0.4758 | -0.6648 | -0.8357 | -0.9436 | -1.2666 | -1.4646 | -4.1826 | -7.3096 | -9.6433 | -12.5847 | -15.4309 | -19.3417 | -21.2389 | -20.6686 | -22.2946 | -14.8459 | -14.0374 | -14.7817 | -14.4474 | -13.5681 | -13.1844 | -13.7384 | -13.0043 | -12.3441 | -11.6935 | -11.1234 | -10.5904 | -10.0923 | -9.6265 | -9.1904 | -8.782 | -8.3989 | -8.0394 | -7.7017 | -7.3845 | -7.0853 | -6.8033 | -6.5369 | -6.2862 | -6.048 | -5.822 | -5.6073 | -5.4032 | -5.2086 | -5.0229 | -4.8452 | -4.6756 | -4.5129 | -4.3561 | -4.2052 | -4.0595 | -3.9185 | -3.7821 | -3.6496 | -3.5209 | -3.3951
Northwest | K-12 | Average | July | Air Conditioning | LDCEU/TDEF | Electric Load with Losses, Incl. Cogeneration | MW | 0.0302 | 0.2724 | 0.5198 | 0.7947 | 1.0196 | 1.4034 | 1.4093 | 1.7056 | 1.9572 | 2.4632 | 3.0122 | 3.0264 | 3.0066 | 3.008 | 3.2668 | 3.4757 | 3.3044 | 3.4132 | 3.597 | 1.9893 | -0.1743 | -2.3657 | -4.328 | -5.6191 | -7.9067 | -10.794 | -12.9331 | -14.8391 | -16.5269 | -18.0195 | -21.4138 | -24.4589 | -27.1852 | -29.6198 | -31.7872 | -33.7141 | -35.4262 | -36.9261 | -38.2441 | -39.3928 | -40.4049 | -41.2667 | -41.9986 | -42.6147 | -43.1312 | -43.5502 | -43.8862 | -44.145 | -44.3393 | -44.4719 | -44.5461 | -44.5699 | -44.5464 | -44.4824 | -44.3803 | -44.244 | -44.0787 | -43.8793
Northwest | K-12 | Average | July | Other Non-Substitutables | LDCEU/TDEF | Electric Load with Losses, Incl. Cogeneration | MW | 0 | 0 | 0 | 0 | 0 | 0 | 0 | 0 | 0 | 0 | 0 | 0 | -0.294 | -0.5735 | -0.8793 | -1.1995 | -1.2463 | -1.3852 | -1.7232 | -1.3938 | -1.2597 | -1.0946 | -0.9729 | -0.8436 | -0.7233 | -0.614 | -0.5194 | -0.4371 | -0.3677 | -0.3093 | -0.2601 | -0.2187 | -0.1838 | -0.1544 | -0.1297 | -0.1089 | -0.0914 | -0.0767 | -0.0645 | -0.054 | -0.0454 | -0.038 | -0.0319 | -0.0267 | -0.0224 | -0.0188 | -0.0158 | -0.0132 | -0.011 | -0.0093 | -0.0078 | -0.0066 | -0.0055 | -0.0046 | -0.0039 | -0.0032 | -0.0027 | -0.0023
Northwest | K-12 | Average | August | Space Heating | LDCEU/TDEF | Electric Load with Losses, Incl. Cogeneration | MW | -0.0283 | -0.025 | -0.0327 | -0.0264 | -0.0209 | -0.0198 | -0.0251 | -0.0519 | -0.0469 | -0.0611 | -0.0467 | -0.0493 | -0.0724 | -0.1026 | -0.112 | -0.124 | -0.1313 | -0.1439 | -0.1425 | -0.1397 | -0.1647 | -0.1612 | -0.3099 | -0.3202 | -0.3483 | -0.357 | -0.3538 | -0.3513 | -0.3486 | -0.3451 | -0.342 | -0.3394 | -0.3368 | -0.3345 | -0.3322 | -0.329 | -0.3262 | -0.3237 | -0.3201 | -0.3172 | -0.3151 | -0.312 | -0.3095 | -0.3073 | -0.3045 | -0.3021 | -0.3003 | -0.2977 | -0.2956 | -0.2938 | -0.2912 | -0.289 | -0.2869 | -0.2842 | -0.2818 | -0.28 | -0.2775 | -0.2753
Northwest | K-12 | Average | August | Water Heating | LDCEU/TDEF | Electric Load with Losses, Incl. Cogeneration | MW | 0 | 0 | 0 | 0 | 0 | 0 | 0 | 0 | 0 | 0 | 0 | 0 | 0 | 0 | 0 | 0 | 0 | 0 | 0 | 0 | 0 | 0 | -0.0283 | -0.0447 | -0.0382 | -0.0337 | -0.0352 | -0.0355 | -0.0349 | -0.033 | -0.0304 | -0.0272 | -0.0233 | -0.0188 | -0.0138 | -0.0081 | -0.0019 | 0.0044 | 0.0112 | 0.0182 | 0.0254 | 0.0328 | 0.0403 | 0.0477 | 0.0554 | 0.063 | 0.0705 | 0.0781 | 0.0857 | 0.0932 | 0.1005 | 0.1079 | 0.1149 | 0.122 | 0.1287 | 0.1354 | 0.1418 | 0.1479
Northwest | K-12 | Average | August | Other Substitutables | LDCEU/TDEF | Electric Load with Losses, Incl. Cogeneration | MW | 0 | 0 | 0 | 0 | 0 | 0 | 0 | 0 | 0 | 0 | 0 | 0 | -0.0065 | -0.0066 | -0.013 | -0.0171 | -0.0163 | -0.0524 | -0.063 | -0.0879 | -0.1101 | -0.1595 | -0.286 | -0.3118 | -0.1486 | -0.0194 | 0.0424 | 0.1046 | 0.1654 | 0.2258 | 0.2855 | 0.3444 | 0.4023 | 0.4592 | 0.5149 | 0.5696 | 0.624 | 0.6757 | 0.726 | 0.7745 | 0.823 | 0.8684 | 0.9118 | 0.9533 | 0.9934 | 1.0313 | 1.0676 | 1.1018 | 1.1347 | 1.1658 | 1.1945 | 1.2216 | 1.2466 | 1.2696 | 1.2907 | 1.3101 | 1.3275 | 1.3425
Northwest | K-12 | Average | August | Refrigeration | LDCEU/TDEF | Electric Load with Losses, Incl. Cogeneration | MW | 0 | 0 | 0 | 0 | 0 | 0 | 0 | 0 | 0 | 0 | 0 | 0 | -0.0233 | -0.0579 | -0.093 | -0.1335 | -0.1484 | -0.7426 | -1.3604 | -1.9344 | -2.7894 | -3.644 | -4.6839 | -5.5841 | -6.7452 | -7.7285 | -8.3621 | -8.9474 | -9.4824 | -9.9738 | -10.4248 | -10.8384 | -11.2174 | -11.5647 | -11.8824 | -12.1736 | -12.4446 | -12.6876 | -12.9096 | -13.1123 | -13.3049 | -13.4744 | -13.6285 | -13.7685 | -13.8975 | -14.0136 | -14.1205 | -14.217 | -14.3075 | -14.3908 | -14.4651 | -14.5333 | -14.5945 | -14.6498 | -14.6999 | -14.7452 | -14.7861 | -14.8189
Northwest | K-12 | Average | August | Lighting | LDCEU/TDEF | Electric Load with Losses, Incl. Cogeneration | MW | 0 | -0.1006 | -0.4904 | -0.6861 | -0.8633 | -0.9753 | -1.3096 | -1.5147 | -4.3097 | -7.5266 | -9.925 | -12.9497 | -15.8756 | -19.8896 | -21.8443 | -21.2718 | -22.9185 | -15.2754 | -14.4452 | -15.2071 | -14.8662 | -13.9647 | -13.5707 | -14.1381 | -13.383 | -12.7037 | -12.0342 | -11.4476 | -10.8993 | -10.3868 | -9.9075 | -9.4589 | -9.0387 | -8.6445 | -8.2746 | -7.9271 | -7.6007 | -7.2929 | -7.0026 | -6.7286 | -6.4706 | -6.2255 | -5.9929 | -5.772 | -5.562 | -5.3616 | -5.1706 | -4.9878 | -4.8131 | -4.6456 | -4.4843 | -4.329 | -4.1791 | -4.034 | -3.8935 | -3.7572 | -3.6248 | -3.4952
Northwest | K-12 | Average | August | Air Conditioning | LDCEU/TDEF | Electric Load with Losses, Incl. Cogeneration | MW | 0.034 | 0.2717 | 0.5128 | 0.7933 | 1.0678 | 1.4147 | 1.4741 | 1.7472 | 2.0371 | 2.4679 | 3.0402 | 3.0903 | 3.0762 | 3.0195 | 3.2474 | 3.5451 | 3.3034 | 3.4726 | 3.7981 | 1.9901 | -0.0715 | -2.321 | -4.1645 | -6.8278 | -8.0282 | -10.9666 | -13.1422 | -15.0808 | -16.7972 | -18.315 | -21.7675 | -24.8649 | -27.6378 | -30.1138 | -32.318 | -34.2775 | -36.0189 | -37.5441 | -38.884 | -40.0518 | -41.081 | -41.9568 | -42.7005 | -43.3265 | -43.8513 | -44.2768 | -44.6178 | -44.8803 | -45.0772 | -45.2114 | -45.2862 | -45.3097 | -45.2851 | -45.2193 | -45.1148 | -44.9755 | -44.8068 | -44.6032
Northwest | K-12 | Average | August | Other Non-Substitutables | LDCEU/TDEF | Electric Load with Losses, Incl. Cogeneration | MW | 0 | 0 | 0 | 0 | 0 | 0 | 0 | 0 | 0 | 0 | 0 | 0 | -0.2953 | -0.5763 | -0.8833 | -1.205 | -1.252 | -1.3918 | -1.7308 | -1.4004 | -1.266 | -1.1 | -0.9778 | -0.848 | -0.727 | -0.6172 | -0.522 | -0.4394 | -0.3698 | -0.3109 | -0.2615 | -0.2199 | -0.1847 | -0.1552 | -0.1304 | -0.1095 | -0.0919 | -0.0771 | -0.0647 | -0.0543 | -0.0456 | -0.0383 | -0.0321 | -0.0269 | -0.0225 | -0.0189 | -0.0158 | -0.0133 | -0.0111 | -0.0093 | -0.0078 | -0.0065 | -0.0055 | -0.0046 | -0.0038 | -0.0032 | -0.0027 | -0.0022
Northwest | K-12 | Average | September | Space Heating | LDCEU/TDEF | Electric Load with Losses, Incl. Cogeneration | MW | -0.0697 | -0.0603 | -0.067 | -0.0818 | -0.0543 | -0.0512 | -0.0675 | -0.1349 | -0.1269 | -0.1582 | -0.1275 | -0.1811 | -0.2518 | -0.2605 | -0.3176 | -0.3308 | -0.3333 | -0.3638 | -0.346 | -0.3955 | -0.5025 | -0.4724 | -0.9837 | -1.029 | -0.9513 | -0.9751 | -0.9657 | -0.9585 | -0.9507 | -0.9407 | -0.9319 | -0.9243 | -0.9171 | -0.9105 | -0.9043 | -0.8953 | -0.8873 | -0.8803 | -0.8708 | -0.8628 | -0.8568 | -0.8487 | -0.8418 | -0.836 | -0.8284 | -0.822 | -0.8171 | -0.8105 | -0.8049 | -0.8003 | -0.7936 | -0.7875 | -0.7821 | -0.7749 | -0.7688 | -0.7639 | -0.7576 | -0.7516
Northwest | K-12 | Average | September | Water Heating | LDCEU/TDEF | Electric Load with Losses, Incl. Cogeneration | MW | 0 | 0 | 0 | 0 | 0 | 0 | 0 | 0 | 0 | 0 | 0 | 0 | 0 | 0 | 0 | 0 | 0 | 0 | 0 | 0 | 0 | 0 | -0.0631 | -0.0954 | -0.0648 | -0.0568 | -0.0592 | -0.0596 | -0.0583 | -0.0551 | -0.0505 | -0.0447 | -0.0378 | -0.0299 | -0.021 | -0.011 | -0.0002 | 0.011 | 0.023 | 0.0352 | 0.048 | 0.061 | 0.0739 | 0.087 | 0.1005 | 0.1138 | 0.127 | 0.1402 | 0.1535 | 0.1666 | 0.1796 | 0.1924 | 0.2048 | 0.2171 | 0.229 | 0.2405 | 0.2517 | 0.2624
Northwest | K-12 | Average | September | Other Substitutables | LDCEU/TDEF | Electric Load with Losses, Incl. Cogeneration | MW | 0 | 0 | 0 | 0 | 0 | 0 | 0 | 0 | 0 | 0 | 0 | 0 | -0.0073 | -0.0074 | -0.0146 | -0.0192 | -0.0185 | -0.0602 | -0.072 | -0.1008 | -0.1264 | -0.1823 | -0.3275 | -0.3578 | -0.1686 | -0.0209 | 0.0498 | 0.1211 | 0.1907 | 0.2598 | 0.3283 | 0.3957 | 0.4621 | 0.5274 | 0.5912 | 0.6539 | 0.7166 | 0.7758 | 0.8334 | 0.8891 | 0.945 | 0.9969 | 1.0468 | 1.0945 | 1.1406 | 1.1839 | 1.2255 | 1.2648 | 1.3023 | 1.338 | 1.371 | 1.402 | 1.4306 | 1.457 | 1.4813 | 1.5033 | 1.5233 | 1.5405
Northwest | K-12 | Average | September | Refrigeration | LDCEU/TDEF | Electric Load with Losses, Incl. Cogeneration | MW | 0 | 0 | 0 | 0 | 0 | 0 | 0 | 0 | 0 | 0 | 0 | 0 | -0.0265 | -0.0664 | -0.1064 | -0.1525 | -0.1696 | -0.848 | -1.553 | -2.2069 | -3.1849 | -4.1623 | -5.3556 | -6.3893 | -7.7217 | -8.843 | -9.5665 | -10.2353 | -10.8463 | -11.4075 | -11.9228 | -12.3951 | -12.8281 | -13.2248 | -13.5878 | -13.9207 | -14.2314 | -14.5091 | -14.7628 | -14.9945 | -15.2158 | -15.4097 | -15.586 | -15.746 | -15.8935 | -16.0261 | -16.1484 | -16.2588 | -16.362 | -16.4571 | -16.5418 | -16.6196 | -16.6895 | -16.7525 | -16.8097 | -16.8615 | -16.9079 | -16.9456
Northwest | K-12 | Average | September | Lighting | LDCEU/TDEF | Electric Load with Losses, Incl. Cogeneration | MW | 0 | -0.1106 | -0.5484 | -0.7709 | -0.973 | -1.1009 | -1.4799 | -1.7129 | -4.8172 | -8.3944 | -11.053 | -14.4118 | -17.6584 | -22.0897 | -24.2742 | -23.689 | -25.4273 | -16.9989 | -16.0814 | -16.9157 | -16.5485 | -15.5581 | -15.1234 | -15.7467 | -14.9102 | -14.1564 | -13.4134 | -12.7627 | -12.1543 | -11.5855 | -11.0536 | -10.5555 | -10.0887 | -9.6509 | -9.24 | -8.8539 | -8.4913 | -8.1489 | -7.8261 | -7.5213 | -7.2345 | -6.9616 | -6.7026 | -6.4565 | -6.2227 | -5.9994 | -5.7864 | -5.5826 | -5.3877 | -5.2007 | -5.0207 | -4.8473 | -4.6798 | -4.5177 | -4.3607 | -4.2083 | -4.0603 | -3.9154
Northwest | K-12 | Average | September | Air Conditioning | LDCEU/TDEF | Electric Load with Losses, Incl. Cogeneration | MW | 0.024 | 0.1971 | 0.3801 | 0.5485 | 0.7497 | 1.0128 | 1.0354 | 1.2367 | 1.4423 | 1.7654 | 2.1779 | 2.1463 | 2.137 | 2.1765 | 2.305 | 2.5053 | 2.3763 | 2.4568 | 2.7647 | 1.4869 | 0.1523 | -1.4836 | -2.4808 | -3.6972 | -5.1782 | -7.1478 | -8.5919 | -9.8779 | -11.0146 | -12.0185 | -14.3127 | -16.3692 | -18.209 | -19.8504 | -21.3103 | -22.6073 | -23.7614 | -24.7684 | -25.6519 | -26.4208 | -27.0999 | -27.6739 | -28.1604 | -28.5684 | -28.9094 | -29.1841 | -29.4029 | -29.5694 | -29.6926 | -29.7741 | -29.8162 | -29.8243 | -29.8005 | -29.7493 | -29.6726 | -29.5729 | -29.4535 | -29.3111
Northwest | K-12 | Average | September | Other Non-Substitutables | LDCEU/TDEF | Electric Load with Losses, Incl. Cogeneration | MW | 0 | 0 | 0 | 0 | 0 | 0 | 0 | 0 | 0 | 0 | 0 | 0 | -0.3362 | -0.6576 | -1.0063 | -1.3729 | -1.4279 | -1.5888 | -1.9701 | -1.5956 | -1.4438 | -1.254 | -1.114 | -0.9661 | -0.8283 | -0.7032 | -0.5949 | -0.5007 | -0.4213 | -0.3543 | -0.298 | -0.2505 | -0.2105 | -0.1768 | -0.1486 | -0.1247 | -0.1048 | -0.088 | -0.0738 | -0.0619 | -0.0519 | -0.0435 | -0.0365 | -0.0307 | -0.0257 | -0.0215 | -0.0181 | -0.0151 | -0.0127 | -0.0107 | -0.0089 | -0.0075 | -0.0062 | -0.0053 | -0.0044 | -0.0037 | -0.0031 | -0.0026
Northwest | K-12 | Average | October | Space Heating | LDCEU/TDEF | Electric Load with Losses, Incl. Cogeneration | MW | -0.2318 | -0.2389 | -0.2603 | -0.2609 | -0.1991 | -0.188 | -0.2392 | -0.4547 | -0.4551 | -0.5644 | -0.4389 | -0.5338 | -0.7285 | -0.9292 | -1.0038 | -1.1594 | -1.2646 | -1.2374 | -1.3114 | -1.4121 | -1.7015 | -1.6151 | -2.9694 | -3.3577 | -3.3135 | -3.3943 | -3.3632 | -3.3391 | -3.313 | -3.2795 | -3.2499 | -3.2242 | -3.1995 | -3.1765 | -3.1552 | -3.1243 | -3.0965 | -3.0719 | -3.0384 | -3.0105 | -2.9889 | -2.9603 | -2.9356 | -2.9143 | -2.8872 | -2.8641 | -2.8459 | -2.8215 | -2.8011 | -2.784 | -2.7595 | -2.7374 | -2.7171 | -2.6911 | -2.6689 | -2.6504 | -2.6273 | -2.6056
Northwest | K-12 | Average | October | Water Heating | LDCEU/TDEF | Electric Load with Losses, Incl. Cogeneration | MW | 0 | 0 | 0 | 0 | 0 | 0 | 0 | 0 | 0 | 0 | 0 | 0 | 0 | 0 | 0 | 0 | 0 | 0 | 0 | 0 | 0 | 0 | -0.0788 | -0.1541 | -0.1163 | -0.1021 | -0.1066 | -0.1072 | -0.1048 | -0.099 | -0.0906 | -0.0802 | -0.0675 | -0.0531 | -0.0369 | -0.0187 | 0.0013 | 0.0217 | 0.0435 | 0.0658 | 0.0894 | 0.113 | 0.1368 | 0.1607 | 0.1852 | 0.2094 | 0.2335 | 0.2577 | 0.2818 | 0.3056 | 0.3293 | 0.3525 | 0.3751 | 0.3974 | 0.419 | 0.44 | 0.4605 | 0.4798
Northwest | K-12 | Average | October | Other Substitutables | LDCEU/TDEF | Electric Load with Losses, Incl. Cogeneration | MW | 0 | 0 | 0 | 0 | 0 | 0 | 0 | 0 | 0 | 0 | 0 | 0 | -0.0068 | -0.007 | -0.0143 | -0.0187 | -0.0183 | -0.0604 | -0.072 | -0.1019 | -0.1282 | -0.1836 | -0.3287 | -0.3605 | -0.1676 | -0.0204 | 0.0504 | 0.1219 | 0.1917 | 0.261 | 0.3295 | 0.3971 | 0.4637 | 0.5291 | 0.5932 | 0.656 | 0.7194 | 0.7788 | 0.8366 | 0.8925 | 0.949 | 1.0011 | 1.0513 | 1.0992 | 1.1454 | 1.189 | 1.2308 | 1.2702 | 1.308 | 1.3438 | 1.377 | 1.4081 | 1.4368 | 1.4633 | 1.4876 | 1.5099 | 1.53 | 1.5473
Northwest | K-12 | Average | October | Refrigeration | LDCEU/TDEF | Electric Load with Losses, Incl. Cogeneration | MW | 0 | 0 | 0 | 0 | 0 | 0 | 0 | 0 | 0 | 0 | 0 | 0 | -0.0263 | -0.0664 | -0.1063 | -0.1518 | -0.169 | -0.8433 | -1.5441 | -2.1941 | -3.1705 | -4.1481 | -5.3468 | -6.387 | -7.7255 | -8.8392 | -9.5603 | -10.2278 | -10.837 | -11.3966 | -11.9105 | -12.3816 | -12.8136 | -13.2093 | -13.5716 | -13.904 | -14.216 | -14.4931 | -14.7465 | -14.9779 | -15.2007 | -15.3943 | -15.5706 | -15.7307 | -15.878 | -16.0107 | -16.133 | -16.2433 | -16.3465 | -16.4415 | -16.5262 | -16.6039 | -16.6737 | -16.7368 | -16.794 | -16.8457 | -16.8922 | -16.9301
Northwest | K-12 | Average | October | Lighting | LDCEU/TDEF | Electric Load with Losses, Incl. Cogeneration | MW | 0 | -0.1066 | -0.5542 | -0.789 | -1.0036 | -1.1405 | -1.5374 | -1.7831 | -4.8587 | -8.4153 | -11.0354 | -14.3619 | -17.57 | -21.8846 | -24.0866 | -23.6475 | -25.1166 | -16.9335 | -16.0366 | -16.829 | -16.4959 | -15.5432 | -15.1244 | -15.725 | -14.8972 | -14.1486 | -13.4108 | -12.7656 | -12.1616 | -11.5971 | -11.0687 | -10.5738 | -10.1099 | -9.6746 | -9.2658 | -8.8817 | -8.5211 | -8.1802 | -7.8587 | -7.5548 | -7.2692 | -6.997 | -6.7387 | -6.493 | -6.2594 | -6.0363 | -5.8234 | -5.6195 | -5.4245 | -5.2374 | -5.0571 | -4.8833 | -4.7154 | -4.5528 | -4.3953 | -4.2425 | -4.0938 | -3.9483
Northwest | K-12 | Average | October | Air Conditioning | LDCEU/TDEF | Electric Load with Losses, Incl. Cogeneration | MW | 0.0103 | 0.0884 | 0.1706 | 0.2586 | 0.3451 | 0.463 | 0.4764 | 0.5746 | 0.6638 | 0.8214 | 1.0037 | 1.0063 | 1.0041 | 1.0216 | 1.0922 | 1.1583 | 1.105 | 1.1334 | 1.2306 | 0.7342 | 0.1138 | -0.5483 | -1.1501 | -1.6652 | -2.1245 | -2.9764 | -3.5929 | -4.1416 | -4.6254 | -5.0519 | -6.033 | -6.9115 | -7.6966 | -8.3963 | -9.0178 | -9.5694 | -10.0619 | -10.4887 | -10.8625 | -11.1871 | -11.4753 | -11.7161 | -11.9199 | -12.0898 | -12.231 | -12.344 | -12.4331 | -12.4999 | -12.5482 | -12.5788 | -12.5925 | -12.5918 | -12.5774 | -12.5514 | -12.5144 | -12.4677 | -12.4127 | -12.3478
Northwest | K-12 | Average | October | Other Non-Substitutables | LDCEU/TDEF | Electric Load with Losses, Incl. Cogeneration | MW | 0 | 0 | 0 | 0 | 0 | 0 | 0 | 0 | 0 | 0 | 0 | 0 | -0.3328 | -0.6542 | -0.9985 | -1.3597 | -1.4167 | -1.5782 | -1.9481 | -1.5835 | -1.4353 | -1.2465 | -1.1066 | -0.9598 | -0.823 | -0.6989 | -0.5914 | -0.4978 | -0.4189 | -0.3523 | -0.2963 | -0.2491 | -0.2094 | -0.1759 | -0.1477 | -0.1241 | -0.1042 | -0.0875 | -0.0734 | -0.0616 | -0.0516 | -0.0433 | -0.0364 | -0.0305 | -0.0256 | -0.0215 | -0.0179 | -0.015 | -0.0127 | -0.0106 | -0.0089 | -0.0075 | -0.0062 | -0.0052 | -0.0044 | -0.0036 | -0.0031 | -0.0025
Northwest | K-12 | Average | November | Space Heating | LDCEU/TDEF | Electric Load with Losses, Incl. Cogeneration | MW | -0.4921 | -0.4615 | -0.4528 | -0.4877 | -0.3822 | -0.3624 | -0.4497 | -0.8873 | -0.832 | -1.0012 | -0.9349 | -1.0474 | -1.447 | -1.6342 | -1.8007 | -2.0594 | -2.2565 | -2.3427 | -2.5074 | -2.5863 | -3.033 | -3.3636 | -6.2044 | -6.0406 | -6.3005 | -6.4526 | -6.3946 | -6.3495 | -6.3006 | -6.2378 | -6.1821 | -6.1336 | -6.087 | -6.0434 | -6.003 | -5.9443 | -5.8917 | -5.8448 | -5.7808 | -5.7276 | -5.6862 | -5.6315 | -5.5841 | -5.5428 | -5.4909 | -5.4464 | -5.4109 | -5.3641 | -5.3244 | -5.2911 | -5.244 | -5.2011 | -5.1618 | -5.1116 | -5.0688 | -5.0327 | -4.9882 | -4.9459
Northwest | K-12 | Average | November | Water Heating | LDCEU/TDEF | Electric Load with Losses, Incl. Cogeneration | MW | 0 | 0 | 0 | 0 | 0 | 0 | 0 | 0 | 0 | 0 | 0 | 0 | 0 | 0 | 0 | 0 | 0 | 0 | 0 | 0 | 0 | 0 | -0.1688 | -0.1976 | -0.1782 | -0.156 | -0.1628 | -0.1637 | -0.16 | -0.1507 | -0.1376 | -0.1211 | -0.1013 | -0.0786 | -0.0534 | -0.0247 | 0.0068 | 0.0386 | 0.0727 | 0.1076 | 0.1445 | 0.1815 | 0.2188 | 0.2561 | 0.2943 | 0.3321 | 0.3699 | 0.4076 | 0.4453 | 0.4825 | 0.5194 | 0.5556 | 0.5909 | 0.6257 | 0.6594 | 0.692 | 0.7239 | 0.7542
Northwest | K-12 | Average | November | Other Substitutables | LDCEU/TDEF | Electric Load with Losses, Incl. Cogeneration | MW | 0 | 0 | 0 | 0 | 0 | 0 | 0 | 0 | 0 | 0 | 0 | 0 | -0.0074 | -0.0075 | -0.0155 | -0.0201 | -0.0198 | -0.0657 | -0.0781 | -0.1098 | -0.138 | -0.1971 | -0.3544 | -0.389 | -0.1778 | -0.0177 | 0.0591 | 0.137 | 0.2127 | 0.2879 | 0.3624 | 0.4357 | 0.508 | 0.579 | 0.6485 | 0.7168 | 0.7856 | 0.8502 | 0.9129 | 0.9735 | 1.035 | 1.0916 | 1.146 | 1.198 | 1.2481 | 1.2954 | 1.3407 | 1.3835 | 1.4245 | 1.4634 | 1.4993 | 1.533 | 1.5641 | 1.5929 | 1.6192 | 1.6434 | 1.6651 | 1.6838
Northwest | K-12 | Average | November | Refrigeration | LDCEU/TDEF | Electric Load with Losses, Incl. Cogeneration | MW | 0 | 0 | 0 | 0 | 0 | 0 | 0 | 0 | 0 | 0 | 0 | 0 | -0.0284 | -0.072 | -0.1152 | -0.1645 | -0.1831 | -0.9133 | -1.6707 | -2.3706 | -3.4269 | -4.4839 | -5.7827 | -6.9085 | -8.3606 | -9.5649 | -10.3436 | -11.0649 | -11.723 | -12.3274 | -12.8825 | -13.3912 | -13.8579 | -14.2854 | -14.6767 | -15.0358 | -15.3737 | -15.6731 | -15.9468 | -16.1968 | -16.4383 | -16.6476 | -16.8381 | -17.0111 | -17.1702 | -17.3137 | -17.4458 | -17.565 | -17.6766 | -17.7792 | -17.8707 | -17.9547 | -18.0302 | -18.0984 | -18.1601 | -18.2161 | -18.2663 | -18.3072
Northwest | K-12 | Average | November | Lighting | LDCEU/TDEF | Electric Load with Losses, Incl. Cogeneration | MW | 0 | -0.1099 | -0.5703 | -0.8114 | -1.0318 | -1.1723 | -1.5801 | -1.8324 | -5 | -8.6623 | -11.3614 | -14.7874 | -18.0925 | -22.5404 | -24.8072 | -24.3493 | -25.8739 | -17.4391 | -16.5158 | -17.3342 | -16.9914 | -16.0106 | -15.5825 | -16.2056 | -15.3572 | -14.5892 | -13.8318 | -13.1696 | -12.5498 | -11.9701 | -11.4276 | -10.9194 | -10.4428 | -9.9955 | -9.5754 | -9.1804 | -8.8098 | -8.4591 | -8.1283 | -7.8156 | -7.5215 | -7.2413 | -6.9751 | -6.7219 | -6.4811 | -6.251 | -6.0313 | -5.8209 | -5.6197 | -5.4265 | -5.2402 | -5.0606 | -4.8869 | -4.7189 | -4.5559 | -4.3978 | -4.2439 | -4.0933
Northwest | K-12 | Average | November | Air Conditioning | LDCEU/TDEF | Electric Load with Losses, Incl. Cogeneration | MW | 0.0055 | 0.0469 | 0.0907 | 0.1376 | 0.1837 | 0.246 | 0.2534 | 0.3056 | 0.3532 | 0.4374 | 0.5334 | 0.5347 | 0.5341 | 0.5452 | 0.5829 | 0.616 | 0.5885 | 0.6017 | 0.6543 | 0.3929 | 0.0632 | -0.2888 | -0.6044 | -0.8839 | -1.1275 | -1.5806 | -1.9082 | -2.1998 | -2.4569 | -2.6836 | -3.2051 | -3.672 | -4.0894 | -4.4612 | -4.7916 | -5.0848 | -5.3469 | -5.5736 | -5.7724 | -5.9448 | -6.0982 | -6.2261 | -6.3344 | -6.4246 | -6.4997 | -6.5597 | -6.6069 | -6.6424 | -6.668 | -6.6842 | -6.6914 | -6.6909 | -6.6832 | -6.6693 | -6.6497 | -6.6247 | -6.5954 | -6.5608
Northwest | K-12 | Average | November | Other Non-Substitutables | LDCEU/TDEF | Electric Load with Losses, Incl. Cogeneration | MW | 0 | 0 | 0 | 0 | 0 | 0 | 0 | 0 | 0 | 0 | 0 | 0 | -0.3598 | -0.7088 | -1.0809 | -1.4707 | -1.5336 | -1.7085 | -2.1055 | -1.7122 | -1.5517 | -1.3465 | -1.1945 | -1.0351 | -0.8873 | -0.7535 | -0.6376 | -0.5367 | -0.4515 | -0.3799 | -0.3194 | -0.2685 | -0.2258 | -0.1897 | -0.1593 | -0.1338 | -0.1123 | -0.0943 | -0.0791 | -0.0664 | -0.0558 | -0.0467 | -0.0392 | -0.0329 | -0.0275 | -0.0231 | -0.0194 | -0.0162 | -0.0136 | -0.0114 | -0.0096 | -0.008 | -0.0067 | -0.0056 | -0.0047 | -0.0039 | -0.0033 | -0.0028
Northwest | K-12 | Average | December | Space Heating | LDCEU/TDEF | Electric Load with Losses, Incl. Cogeneration | MW | -0.8727 | -0.8052 | -0.8904 | -0.948 | -0.7999 | -0.7594 | -0.916 | -1.634 | -1.6217 | -1.8403 | -1.6235 | -1.8515 | -2.6137 | -2.9343 | -3.302 | -4.1216 | -4.2293 | -4.4784 | -4.837 | -4.8799 | -5.7563 | -5.9977 | -11.669 | -12.3719 | -12.2703 | -12.5593 | -12.4565 | -12.3767 | -12.2892 | -12.175 | -12.0735 | -11.9844 | -11.8983 | -11.8168 | -11.7404 | -11.6294 | -11.5287 | -11.4379 | -11.3148 | -11.211 | -11.1285 | -11.0205 | -10.9256 | -10.8417 | -10.7379 | -10.6473 | -10.5732 | -10.4779 | -10.3959 | -10.3259 | -10.2296 | -10.1411 | -10.0591 | -9.9567 | -9.8682 | -9.792 | -9.7 | -9.6116
Northwest | K-12 | Average | December | Water Heating | LDCEU/TDEF | Electric Load with Losses, Incl. Cogeneration | MW | 0 | 0 | 0 | 0 | 0 | 0 | 0 | 0 | 0 | 0 | 0 | 0 | 0 | 0 | 0 | 0 | 0 | 0 | 0 | 0 | 0 | 0 | -0.1803 | -0.3212 | -0.2145 | -0.1875 | -0.1958 | -0.1968 | -0.1921 | -0.1808 | -0.1649 | -0.1449 | -0.1208 | -0.0934 | -0.0628 | -0.028 | 0.01 | 0.0486 | 0.0899 | 0.1323 | 0.1769 | 0.2217 | 0.2667 | 0.3119 | 0.3583 | 0.4041 | 0.4496 | 0.4954 | 0.541 | 0.586 | 0.6306 | 0.6745 | 0.7172 | 0.7594 | 0.8002 | 0.8397 | 0.8782 | 0.9148
Northwest | K-12 | Average | December | Other Substitutables | LDCEU/TDEF | Electric Load with Losses, Incl. Cogeneration | MW | 0 | 0 | 0 | 0 | 0 | 0 | 0 | 0 | 0 | 0 | 0 | 0 | -0.0075 | -0.0077 | -0.0161 | -0.0208 | -0.0205 | -0.0675 | -0.0804 | -0.1132 | -0.1422 | -0.2031 | -0.3646 | -0.4002 | -0.1826 | -0.0176 | 0.0617 | 0.1418 | 0.22 | 0.2975 | 0.3741 | 0.4498 | 0.5242 | 0.5973 | 0.669 | 0.7393 | 0.8103 | 0.8767 | 0.9413 | 1.0038 | 1.0671 | 1.1254 | 1.1814 | 1.2349 | 1.2866 | 1.3354 | 1.382 | 1.4261 | 1.4684 | 1.5084 | 1.5455 | 1.5802 | 1.6124 | 1.642 | 1.6692 | 1.694 | 1.7165 | 1.7357
Northwest | K-12 | Average | December | Refrigeration | LDCEU/TDEF | Electric Load with Losses, Incl. Cogeneration | MW | 0 | 0 | 0 | 0 | 0 | 0 | 0 | 0 | 0 | 0 | 0 | 0 | -0.0292 | -0.0741 | -0.1186 | -0.1695 | -0.1886 | -0.9401 | -1.7196 | -2.4403 | -3.527 | -4.6157 | -5.9524 | -7.11 | -8.605 | -9.8449 | -10.6468 | -11.3894 | -12.0669 | -12.6893 | -13.2607 | -13.7845 | -14.265 | -14.7051 | -15.1079 | -15.4776 | -15.8254 | -16.1336 | -16.4154 | -16.6728 | -16.9212 | -17.1367 | -17.3328 | -17.5108 | -17.6748 | -17.8224 | -17.9586 | -18.0815 | -18.1966 | -18.3026 | -18.397 | -18.4838 | -18.5618 | -18.6323 | -18.6961 | -18.7539 | -18.8059 | -18.8481
Northwest | K-12 | Average | December | Lighting | LDCEU/TDEF | Electric Load with Losses, Incl. Cogeneration | MW | 0 | -0.1067 | -0.5549 | -0.79 | -1.0049 | -1.142 | -1.5394 | -1.7855 | -4.8641 | -8.4241 | -11.0466 | -14.3763 | -17.588 | -21.9067 | -24.1119 | -23.6744 | -25.1428 | -16.9539 | -16.0572 | -16.8506 | -16.5189 | -15.5673 | -15.1559 | -15.7635 | -14.9381 | -14.1912 | -13.4543 | -12.8102 | -12.2072 | -11.6434 | -11.1157 | -10.6213 | -10.1577 | -9.7226 | -9.3139 | -8.9298 | -8.5692 | -8.2282 | -7.9063 | -7.6022 | -7.3162 | -7.0435 | -6.7846 | -6.5384 | -6.3041 | -6.0803 | -5.8668 | -5.6622 | -5.4664 | -5.2786 | -5.0974 | -4.9228 | -4.7541 | -4.5907 | -4.4322 | -4.2784 | -4.1288 | -3.9824
Northwest | K-12 | Average | December | Air Conditioning | LDCEU/TDEF | Electric Load with Losses, Incl. Cogeneration | MW | 0.0036 | 0.0307 | 0.0592 | 0.0898 | 0.1199 | 0.1605 | 0.1653 | 0.1994 | 0.2305 | 0.2853 | 0.3481 | 0.3488 | 0.3486 | 0.3556 | 0.3802 | 0.4022 | 0.3843 | 0.3929 | 0.4271 | 0.2562 | 0.0408 | -0.189 | -0.3949 | -0.5772 | -0.7361 | -1.0318 | -1.2456 | -1.436 | -1.6038 | -1.7518 | -2.0921 | -2.3969 | -2.6692 | -2.912 | -3.1275 | -3.3189 | -3.4899 | -3.6379 | -3.7675 | -3.8801 | -3.9802 | -4.0637 | -4.1343 | -4.1933 | -4.2422 | -4.2814 | -4.3122 | -4.3353 | -4.3522 | -4.3627 | -4.3675 | -4.3672 | -4.3623 | -4.3533 | -4.3405 | -4.3243 | -4.3052 | -4.2826
Northwest | K-12 | Average | December | Other Non-Substitutables | LDCEU/TDEF | Electric Load with Losses, Incl. Cogeneration | MW | 0 | 0 | 0 | 0 | 0 | 0 | 0 | 0 | 0 | 0 | 0 | 0 | -0.3707 | -0.7306 | -1.1143 | -1.5141 | -1.5791 | -1.7581 | -2.1677 | -1.7645 | -1.5985 | -1.3876 | -1.2309 | -1.0665 | -0.9142 | -0.7763 | -0.6569 | -0.5529 | -0.4652 | -0.3914 | -0.3291 | -0.2766 | -0.2325 | -0.1954 | -0.1641 | -0.1378 | -0.1157 | -0.0971 | -0.0815 | -0.0685 | -0.0574 | -0.0481 | -0.0403 | -0.0339 | -0.0284 | -0.0238 | -0.0199 | -0.0167 | -0.0141 | -0.0118 | -0.0098 | -0.0083 | -0.007 | -0.0058 | -0.0049 | -0.0041 | -0.0034 | -0.0028
Northwest | K-12 | Minimum | January | Space Heating | LDCEU/TDEF | Electric Load with Losses, Incl. Cogeneration | MW | -0.6558 | -0.5775 | -0.6424 | -0.6791 | -0.5546 | -0.5257 | -0.6506 | -1.1848 | -1.1715 | -1.3835 | -1.1523 | -1.4094 | -1.8816 | -2.095 | -2.4572 | -2.9506 | -3.0339 | -3.1416 | -3.4268 | -3.6006 | -4.2041 | -4.4426 | -8.2519 | -8.7303 | -8.8243 | -9.0283 | -8.9503 | -8.8893 | -8.823 | -8.7372 | -8.6607 | -8.5936 | -8.5288 | -8.4677 | -8.4105 | -8.3282 | -8.2538 | -8.1867 | -8.0964 | -8.0203 | -7.9602 | -7.8815 | -7.8126 | -7.752 | -7.6766 | -7.6114 | -7.5582 | -7.4896 | -7.4304 | -7.38 | -7.3106 | -7.2472 | -7.1885 | -7.1151 | -7.0518 | -6.9976 | -6.9319 | -6.8696
Northwest | K-12 | Minimum | January | Water Heating | LDCEU/TDEF | Electric Load with Losses, Incl. Cogeneration | MW | 0 | 0 | 0 | 0 | 0 | 0 | 0 | 0 | 0 | 0 | 0 | 0 | 0 | 0 | 0 | 0 | 0 | 0 | 0 | 0 | 0 | 0 | -0.065 | -0.1083 | -0.0817 | -0.0711 | -0.0744 | -0.0747 | -0.0728 | -0.0684 | -0.0621 | -0.0542 | -0.0447 | -0.0339 | -0.0219 | -0.0082 | 0.0069 | 0.0222 | 0.0384 | 0.055 | 0.0727 | 0.0903 | 0.108 | 0.1258 | 0.144 | 0.162 | 0.1799 | 0.1979 | 0.2157 | 0.2334 | 0.2508 | 0.2679 | 0.2846 | 0.3012 | 0.3171 | 0.3326 | 0.3476 | 0.362
Northwest | K-12 | Minimum | January | Other Substitutables | LDCEU/TDEF | Electric Load with Losses, Incl. Cogeneration | MW | 0 | 0 | 0 | 0 | 0 | 0 | 0 | 0 | 0 | 0 | 0 | 0 | -0.0014 | -0.0015 | -0.003 | -0.0039 | -0.0039 | -0.0133 | -0.0158 | -0.0223 | -0.028 | -0.0397 | -0.0716 | -0.0789 | -0.0355 | -0.0034 | 0.0121 | 0.0278 | 0.0431 | 0.0582 | 0.0731 | 0.0879 | 0.1026 | 0.1169 | 0.1309 | 0.1447 | 0.1587 | 0.1717 | 0.1843 | 0.1967 | 0.2092 | 0.2205 | 0.2316 | 0.2421 | 0.2522 | 0.2618 | 0.271 | 0.2796 | 0.2878 | 0.2957 | 0.3029 | 0.3098 | 0.316 | 0.3218 | 0.3272 | 0.332 | 0.3364 | 0.3401
Northwest | K-12 | Minimum | January | Refrigeration | LDCEU/TDEF | Electric Load with Losses, Incl. Cogeneration | MW | 0 | 0 | 0 | 0 | 0 | 0 | 0 | 0 | 0 | 0 | 0 | 0 | -0.0313 | -0.0804 | -0.1284 | -0.1827 | -0.2032 | -1.0129 | -1.8525 | -2.6267 | -3.8025 | -4.9783 | -6.4317 | -7.6943 | -9.3189 | -10.6515 | -11.5158 | -12.3173 | -13.0477 | -13.7188 | -14.335 | -14.9001 | -15.4184 | -15.8934 | -16.328 | -16.7273 | -17.1051 | -17.4379 | -17.7423 | -18.0202 | -18.291 | -18.5238 | -18.7359 | -18.9283 | -19.1053 | -19.265 | -19.4117 | -19.5444 | -19.668 | -19.7814 | -19.8828 | -19.9757 | -20.0593 | -20.1346 | -20.2029 | -20.2646 | -20.32 | -20.3658
Northwest | K-12 | Minimum | January | Lighting | LDCEU/TDEF | Electric Load with Losses, Incl. Cogeneration | MW | 0 | -0.0427 | -0.2299 | -0.3301 | -0.4222 | -0.4811 | -0.6498 | -0.7547 | -2.0124 | -3.4706 | -4.538 | -5.898 | -7.2078 | -8.9504 | -9.8624 | -9.7248 | -10.2506 | -6.9541 | -6.5914 | -6.9059 | -6.7797 | -6.3994 | -6.2309 | -6.4714 | -6.136 | -5.8312 | -5.5306 | -5.2682 | -5.0225 | -4.7924 | -4.5772 | -4.3754 | -4.186 | -4.0083 | -3.8413 | -3.6842 | -3.5369 | -3.3973 | -3.2655 | -3.1409 | -3.0238 | -2.912 | -2.8058 | -2.7047 | -2.6084 | -2.5165 | -2.4286 | -2.3445 | -2.2638 | -2.1863 | -2.1117 | -2.0397 | -1.97 | -1.9025 | -1.8371 | -1.7735 | -1.7115 | -1.651
Northwest | K-12 | Minimum | January | Air Conditioning | LDCEU/TDEF | Electric Load with Losses, Incl. Cogeneration | MW | 0.0002 | 0.0017 | 0.0032 | 0.0048 | 0.0065 | 0.0087 | 0.0089 | 0.0108 | 0.0125 | 0.0155 | 0.0188 | 0.0188 | 0.0188 | 0.0194 | 0.0208 | 0.0217 | 0.0209 | 0.0211 | 0.0231 | 0.0139 | 0.0022 | -0.0104 | -0.0218 | -0.0319 | -0.0408 | -0.0569 | -0.0687 | -0.0792 | -0.0884 | -0.0966 | -0.1153 | -0.1321 | -0.1471 | -0.1605 | -0.1724 | -0.1829 | -0.1924 | -0.2005 | -0.2077 | -0.214 | -0.2195 | -0.2241 | -0.228 | -0.2312 | -0.234 | -0.2361 | -0.2379 | -0.2391 | -0.24 | -0.2406 | -0.2409 | -0.2408 | -0.2407 | -0.2401 | -0.2394 | -0.2386 | -0.2375 | -0.2363
Northwest | K-12 | Minimum | January | Other Non-Substitutables | LDCEU/TDEF | Electric Load with Losses, Incl. Cogeneration | MW | 0 | 0 | 0 | 0 | 0 | 0 | 0 | 0 | 0 | 0 | 0 | 0 | -0.1731 | -0.3422 | -0.5204 | -0.7086 | -0.74 | -0.8261 | -1.0128 | -0.8248 | -0.749 | -0.6494 | -0.5756 | -0.499 | -0.4277 | -0.3633 | -0.3075 | -0.2588 | -0.2178 | -0.1832 | -0.1541 | -0.1296 | -0.1089 | -0.0915 | -0.0769 | -0.0646 | -0.0542 | -0.0455 | -0.0381 | -0.032 | -0.0269 | -0.0225 | -0.0189 | -0.0159 | -0.0133 | -0.0112 | -0.0094 | -0.0078 | -0.0066 | -0.0055 | -0.0046 | -0.0039 | -0.0032 | -0.0027 | -0.0022 | -0.0019 | -0.0016 | -0.0014
Northwest | K-12 | Minimum | February | Space Heating | LDCEU/TDEF | Electric Load with Losses, Incl. Cogeneration | MW | -0.2883 | -0.2679 | -0.2785 | -0.2994 | -0.2383 | -0.2257 | -0.2843 | -0.5119 | -0.5214 | -0.6099 | -0.5376 | -0.6101 | -0.8437 | -1.0083 | -1.0466 | -1.2615 | -1.3609 | -1.3805 | -1.5401 | -1.605 | -1.8372 | -2.0625 | -3.5728 | -3.7307 | -3.8659 | -3.9561 | -3.9212 | -3.8937 | -3.864 | -3.8257 | -3.7917 | -3.7619 | -3.7332 | -3.7061 | -3.6809 | -3.6446 | -3.6119 | -3.5826 | -3.5428 | -3.5096 | -3.4835 | -3.4492 | -3.4193 | -3.3931 | -3.3604 | -3.3322 | -3.3094 | -3.2798 | -3.2543 | -3.2328 | -3.203 | -3.1756 | -3.1505 | -3.1188 | -3.0916 | -3.0685 | -3.0402 | -3.0135
Northwest | K-12 | Minimum | February | Water Heating | LDCEU/TDEF | Electric Load with Losses, Incl. Cogeneration | MW | 0 | 0 | 0 | 0 | 0 | 0 | 0 | 0 | 0 | 0 | 0 | 0 | 0 | 0 | 0 | 0 | 0 | 0 | 0 | 0 | 0 | 0 | -0.0505 | -0.0814 | -0.0693 | -0.0604 | -0.0631 | -0.0634 | -0.0618 | -0.0581 | -0.0527 | -0.046 | -0.038 | -0.0289 | -0.0187 | -0.0071 | 0.0056 | 0.0184 | 0.0322 | 0.0462 | 0.0611 | 0.076 | 0.091 | 0.106 | 0.1213 | 0.1365 | 0.1516 | 0.1668 | 0.182 | 0.1969 | 0.2116 | 0.2261 | 0.2403 | 0.2541 | 0.2677 | 0.2807 | 0.2934 | 0.3055
Northwest | K-12 | Minimum | February | Other Substitutables | LDCEU/TDEF | Electric Load with Losses, Incl. Cogeneration | MW | 0 | 0 | 0 | 0 | 0 | 0 | 0 | 0 | 0 | 0 | 0 | 0 | -0.0011 | -0.0012 | -0.0024 | -0.0033 | -0.0032 | -0.011 | -0.013 | -0.0183 | -0.023 | -0.0325 | -0.0588 | -0.0647 | -0.029 | -0.0025 | 0.0102 | 0.0232 | 0.0357 | 0.0483 | 0.0606 | 0.0727 | 0.0848 | 0.0966 | 0.1081 | 0.1194 | 0.131 | 0.1417 | 0.1521 | 0.1622 | 0.1725 | 0.182 | 0.191 | 0.1997 | 0.2079 | 0.2159 | 0.2234 | 0.2305 | 0.2373 | 0.2437 | 0.2497 | 0.2554 | 0.2605 | 0.2652 | 0.2696 | 0.2736 | 0.2773 | 0.2804
Northwest | K-12 | Minimum | February | Refrigeration | LDCEU/TDEF | Electric Load with Losses, Incl. Cogeneration | MW | 0 | 0 | 0 | 0 | 0 | 0 | 0 | 0 | 0 | 0 | 0 | 0 | -0.0274 | -0.0704 | -0.1123 | -0.1598 | -0.1778 | -0.8862 | -1.6201 | -2.2959 | -3.3237 | -4.3511 | -5.6216 | -6.7245 | -8.1453 | -9.3106 | -10.0656 | -10.766 | -11.4041 | -11.9904 | -12.5289 | -13.0225 | -13.4753 | -13.8903 | -14.27 | -14.6188 | -14.9491 | -15.2398 | -15.5057 | -15.7485 | -15.9852 | -16.1886 | -16.3738 | -16.5419 | -16.6965 | -16.836 | -16.9643 | -17.0801 | -17.1882 | -17.2872 | -17.3758 | -17.457 | -17.5299 | -17.5957 | -17.6554 | -17.7094 | -17.7577 | -17.7977
Northwest | K-12 | Minimum | February | Lighting | LDCEU/TDEF | Electric Load with Losses, Incl. Cogeneration | MW | 0 | -0.039 | -0.2085 | -0.2989 | -0.3819 | -0.435 | -0.5873 | -0.6819 | -1.8258 | -3.1514 | -4.1228 | -5.3598 | -6.5515 | -8.1403 | -8.968 | -8.8358 | -9.327 | -6.3204 | -5.9901 | -6.2778 | -6.1619 | -5.8148 | -5.6615 | -5.8816 | -5.5771 | -5.3006 | -5.0276 | -4.7894 | -4.5662 | -4.3574 | -4.1618 | -3.9786 | -3.8067 | -3.6453 | -3.4936 | -3.3509 | -3.2171 | -3.0903 | -2.9705 | -2.8574 | -2.751 | -2.6494 | -2.5528 | -2.4609 | -2.3735 | -2.2899 | -2.21 | -2.1335 | -2.0601 | -1.9897 | -1.9218 | -1.8563 | -1.7929 | -1.7315 | -1.6719 | -1.6141 | -1.5577 | -1.5026
Northwest | K-12 | Minimum | February | Air Conditioning | LDCEU/TDEF | Electric Load with Losses, Incl. Cogeneration | MW | 0.0001 | 0.0006 | 0.0013 | 0.0019 | 0.0026 | 0.0034 | 0.0035 | 0.0043 | 0.0049 | 0.0061 | 0.0075 | 0.0075 | 0.0075 | 0.0077 | 0.0082 | 0.0086 | 0.0083 | 0.0084 | 0.0091 | 0.0055 | 0.0009 | -0.0041 | -0.0086 | -0.0126 | -0.0161 | -0.0225 | -0.0272 | -0.0313 | -0.035 | -0.0382 | -0.0457 | -0.0522 | -0.0582 | -0.0636 | -0.0682 | -0.0724 | -0.0761 | -0.0794 | -0.0822 | -0.0846 | -0.0869 | -0.0886 | -0.0902 | -0.0915 | -0.0926 | -0.0935 | -0.0941 | -0.0946 | -0.095 | -0.0952 | -0.0953 | -0.0954 | -0.0952 | -0.095 | -0.0948 | -0.0944 | -0.094 | -0.0935
Northwest | K-12 | Minimum | February | Other Non-Substitutables | LDCEU/TDEF | Electric Load with Losses, Incl. Cogeneration | MW | 0 | 0 | 0 | 0 | 0 | 0 | 0 | 0 | 0 | 0 | 0 | 0 | -0.1587 | -0.3141 | -0.4775 | -0.6502 | -0.6791 | -0.758 | -0.9291 | -0.7564 | -0.6869 | -0.5954 | -0.5275 | -0.4571 | -0.3918 | -0.3327 | -0.2816 | -0.237 | -0.1995 | -0.1678 | -0.1411 | -0.1187 | -0.0998 | -0.0838 | -0.0704 | -0.0591 | -0.0497 | -0.0417 | -0.035 | -0.0294 | -0.0246 | -0.0206 | -0.0173 | -0.0145 | -0.0121 | -0.0102 | -0.0086 | -0.0072 | -0.0061 | -0.005 | -0.0042 | -0.0035 | -0.0029 | -0.0025 | -0.0021 | -0.0018 | -0.0015 | -0.0013
Northwest | K-12 | Minimum | March | Space Heating | LDCEU/TDEF | Electric Load with Losses, Incl. Cogeneration | MW | -0.2146 | -0.2012 | -0.2301 | -0.2292 | -0.1768 | -0.1673 | -0.2191 | -0.4132 | -0.401 | -0.5183 | -0.4236 | -0.4708 | -0.6468 | -0.8493 | -0.8112 | -1.0303 | -1.1417 | -1.0968 | -1.1981 | -1.3462 | -1.4615 | -1.6077 | -2.7639 | -2.9951 | -3.0052 | -3.0767 | -3.0479 | -3.0253 | -3.0011 | -2.9701 | -2.9425 | -2.9184 | -2.8954 | -2.8739 | -2.854 | -2.8254 | -2.7997 | -2.7767 | -2.7457 | -2.72 | -2.7 | -2.6736 | -2.6508 | -2.6311 | -2.6061 | -2.5849 | -2.5681 | -2.5458 | -2.5267 | -2.5109 | -2.4885 | -2.4681 | -2.4495 | -2.4256 | -2.4053 | -2.3884 | -2.3673 | -2.3476
Northwest | K-12 | Minimum | March | Water Heating | LDCEU/TDEF | Electric Load with Losses, Incl. Cogeneration | MW | 0 | 0 | 0 | 0 | 0 | 0 | 0 | 0 | 0 | 0 | 0 | 0 | 0 | 0 | 0 | 0 | 0 | 0 | 0 | 0 | 0 | 0 | -0.0476 | -0.083 | -0.064 | -0.056 | -0.0585 | -0.0588 | -0.0574 | -0.0541 | -0.0493 | -0.0433 | -0.0361 | -0.0279 | -0.0187 | -0.0083 | 0.0032 | 0.0148 | 0.0273 | 0.04 | 0.0534 | 0.0669 | 0.0805 | 0.094 | 0.1079 | 0.1217 | 0.1354 | 0.1492 | 0.1628 | 0.1764 | 0.1897 | 0.2028 | 0.2157 | 0.2283 | 0.2405 | 0.2524 | 0.2639 | 0.275
Northwest | K-12 | Minimum | March | Other Substitutables | LDCEU/TDEF | Electric Load with Losses, Incl. Cogeneration | MW | 0 | 0 | 0 | 0 | 0 | 0 | 0 | 0 | 0 | 0 | 0 | 0 | -0.0012 | -0.0013 | -0.0028 | -0.0037 | -0.0036 | -0.0124 | -0.0147 | -0.0206 | -0.026 | -0.0368 | -0.0664 | -0.0732 | -0.0328 | -0.0029 | 0.0115 | 0.026 | 0.0403 | 0.0544 | 0.0684 | 0.0821 | 0.0957 | 0.109 | 0.122 | 0.1348 | 0.1479 | 0.16 | 0.1718 | 0.1832 | 0.1948 | 0.2055 | 0.2157 | 0.2255 | 0.2349 | 0.2438 | 0.2523 | 0.2604 | 0.2681 | 0.2753 | 0.282 | 0.2884 | 0.2942 | 0.2996 | 0.3046 | 0.309 | 0.3131 | 0.3167
Northwest | K-12 | Minimum | March | Refrigeration | LDCEU/TDEF | Electric Load with Losses, Incl. Cogeneration | MW | 0 | 0 | 0 | 0 | 0 | 0 | 0 | 0 | 0 | 0 | 0 | 0 | -0.0291 | -0.0748 | -0.1195 | -0.1699 | -0.1891 | -0.9423 | -1.723 | -2.4419 | -3.5353 | -4.6281 | -5.9802 | -7.1543 | -8.6658 | -9.905 | -10.708 | -11.4529 | -12.1317 | -12.7554 | -13.3281 | -13.8532 | -14.3349 | -14.7763 | -15.1803 | -15.5512 | -15.9027 | -16.2119 | -16.4948 | -16.7531 | -17.005 | -17.2214 | -17.4185 | -17.5974 | -17.7617 | -17.9102 | -18.0466 | -18.1697 | -18.2845 | -18.3898 | -18.484 | -18.5701 | -18.6476 | -18.7175 | -18.7808 | -18.8381 | -18.8894 | -18.932
Northwest | K-12 | Minimum | March | Lighting | LDCEU/TDEF | Electric Load with Losses, Incl. Cogeneration | MW | 0 | -0.043 | -0.2302 | -0.3301 | -0.422 | -0.4807 | -0.649 | -0.7536 | -2.0156 | -3.4779 | -4.5493 | -5.9139 | -7.2282 | -8.9797 | -9.8933 | -9.7497 | -10.2874 | -6.9735 | -6.6094 | -6.9263 | -6.7988 | -6.4162 | -6.2465 | -6.4885 | -6.1526 | -5.8476 | -5.5466 | -5.2837 | -5.0376 | -4.8073 | -4.5915 | -4.3894 | -4.1998 | -4.0218 | -3.8544 | -3.6971 | -3.5494 | -3.4095 | -3.2774 | -3.1525 | -3.0352 | -2.9232 | -2.8166 | -2.7153 | -2.6187 | -2.5265 | -2.4384 | -2.3539 | -2.2731 | -2.1953 | -2.1203 | -2.0481 | -1.9781 | -1.9104 | -1.8447 | -1.7809 | -1.7187 | -1.6579
Northwest | K-12 | Minimum | March | Air Conditioning | LDCEU/TDEF | Electric Load with Losses, Incl. Cogeneration | MW | 0.0001 | 0.0006 | 0.0011 | 0.0018 | 0.0023 | 0.0031 | 0.0032 | 0.0039 | 0.0044 | 0.0056 | 0.0068 | 0.0068 | 0.0067 | 0.007 | 0.0075 | 0.0078 | 0.0075 | 0.0076 | 0.0083 | 0.005 | 0.0008 | -0.0038 | -0.0078 | -0.0114 | -0.0146 | -0.0205 | -0.0247 | -0.0284 | -0.0317 | -0.0347 | -0.0414 | -0.0475 | -0.0528 | -0.0576 | -0.0618 | -0.0656 | -0.0691 | -0.072 | -0.0745 | -0.0768 | -0.0788 | -0.0804 | -0.0819 | -0.083 | -0.084 | -0.0848 | -0.0854 | -0.0858 | -0.0862 | -0.0863 | -0.0865 | -0.0865 | -0.0864 | -0.0862 | -0.0859 | -0.0856 | -0.0852 | -0.0848
Northwest | K-12 | Minimum | March | Other Non-Substitutables | LDCEU/TDEF | Electric Load with Losses, Incl. Cogeneration | MW | 0 | 0 | 0 | 0 | 0 | 0 | 0 | 0 | 0 | 0 | 0 | 0 | -0.1727 | -0.3416 | -0.5192 | -0.7074 | -0.7388 | -0.8249 | -1.0108 | -0.8226 | -0.7472 | -0.6476 | -0.5737 | -0.4973 | -0.4263 | -0.3621 | -0.3064 | -0.2579 | -0.217 | -0.1826 | -0.1535 | -0.1291 | -0.1085 | -0.0912 | -0.0766 | -0.0643 | -0.054 | -0.0453 | -0.0381 | -0.032 | -0.0268 | -0.0225 | -0.0188 | -0.0158 | -0.0132 | -0.0111 | -0.0093 | -0.0078 | -0.0066 | -0.0055 | -0.0046 | -0.0039 | -0.0033 | -0.0027 | -0.0023 | -0.0019 | -0.0016 | -0.0013
Northwest | K-12 | Minimum | April | Space Heating | LDCEU/TDEF | Electric Load with Losses, Incl. Cogeneration | MW | -0.3185 | -0.2902 | -0.3379 | -0.3317 | -0.266 | -0.2517 | -0.3223 | -0.5698 | -0.6058 | -0.6987 | -0.6431 | -0.6657 | -0.961 | -1.1171 | -1.2272 | -1.5328 | -1.5916 | -1.6404 | -1.8068 | -1.8166 | -2.119 | -2.3236 | -4.2872 | -4.1563 | -4.378 | -4.4815 | -4.441 | -4.4095 | -4.3752 | -4.3313 | -4.2923 | -4.2582 | -4.2254 | -4.1946 | -4.1661 | -4.1249 | -4.0879 | -4.0546 | -4.0098 | -3.9724 | -3.943 | -3.9045 | -3.871 | -3.8418 | -3.8051 | -3.7737 | -3.7484 | -3.7154 | -3.6871 | -3.6633 | -3.6299 | -3.5995 | -3.5716 | -3.5362 | -3.5059 | -3.4803 | -3.4489 | -3.4192
Northwest | K-12 | Minimum | April | Water Heating | LDCEU/TDEF | Electric Load with Losses, Incl. Cogeneration | MW | 0 | 0 | 0 | 0 | 0 | 0 | 0 | 0 | 0 | 0 | 0 | 0 | 0 | 0 | 0 | 0 | 0 | 0 | 0 | 0 | 0 | 0 | -0.0416 | -0.0489 | -0.0461 | -0.0407 | -0.0426 | -0.0429 | -0.042 | -0.0397 | -0.0364 | -0.0322 | -0.0272 | -0.0216 | -0.0152 | -0.0079 | 0 | 0.0081 | 0.0166 | 0.0255 | 0.0349 | 0.0442 | 0.0537 | 0.0631 | 0.0729 | 0.0824 | 0.092 | 0.1016 | 0.1111 | 0.1205 | 0.1298 | 0.1391 | 0.148 | 0.1568 | 0.1654 | 0.1736 | 0.1817 | 0.1894
Northwest | K-12 | Minimum | April | Other Substitutables | LDCEU/TDEF | Electric Load with Losses, Incl. Cogeneration | MW | 0 | 0 | 0 | 0 | 0 | 0 | 0 | 0 | 0 | 0 | 0 | 0 | -0.0013 | -0.0013 | -0.0029 | -0.0037 | -0.0037 | -0.0126 | -0.0149 | -0.0212 | -0.0268 | -0.0382 | -0.0683 | -0.0752 | -0.0348 | -0.0046 | 0.0099 | 0.0248 | 0.0392 | 0.0534 | 0.0676 | 0.0815 | 0.0953 | 0.1087 | 0.122 | 0.135 | 0.1482 | 0.1604 | 0.1724 | 0.184 | 0.1958 | 0.2065 | 0.2169 | 0.2269 | 0.2364 | 0.2454 | 0.2541 | 0.2623 | 0.27 | 0.2775 | 0.2843 | 0.2908 | 0.2967 | 0.3021 | 0.3072 | 0.3117 | 0.3159 | 0.3195
Northwest | K-12 | Minimum | April | Refrigeration | LDCEU/TDEF | Electric Load with Losses, Incl. Cogeneration | MW | 0 | 0 | 0 | 0 | 0 | 0 | 0 | 0 | 0 | 0 | 0 | 0 | -0.025 | -0.0637 | -0.1019 | -0.1452 | -0.1614 | -0.8059 | -1.4758 | -2.0975 | -3.0349 | -3.9733 | -5.1298 | -6.1369 | -7.4266 | -8.4895 | -9.1802 | -9.8203 | -10.4041 | -10.9403 | -11.4329 | -11.8844 | -12.2986 | -12.6781 | -13.0255 | -13.3445 | -13.6454 | -13.9112 | -14.1545 | -14.3765 | -14.5919 | -14.7779 | -14.9473 | -15.1011 | -15.2424 | -15.37 | -15.4872 | -15.5932 | -15.6918 | -15.7823 | -15.8633 | -15.9374 | -16.004 | -16.0642 | -16.1187 | -16.168 | -16.2122 | -16.2488
Northwest | K-12 | Minimum | April | Lighting | LDCEU/TDEF | Electric Load with Losses, Incl. Cogeneration | MW | 0 | -0.0383 | -0.2077 | -0.2988 | -0.3827 | -0.4363 | -0.5896 | -0.6849 | -1.8179 | -3.132 | -4.0926 | -5.3176 | -6.4964 | -8.0609 | -8.8843 | -8.7683 | -9.2267 | -6.2671 | -5.9406 | -6.2214 | -6.1085 | -5.7667 | -5.6132 | -5.8265 | -5.522 | -5.2456 | -4.9734 | -4.7356 | -4.5129 | -4.3046 | -4.1097 | -3.9271 | -3.7558 | -3.595 | -3.444 | -3.3021 | -3.1689 | -3.0429 | -2.924 | -2.8116 | -2.7059 | -2.6052 | -2.5095 | -2.4185 | -2.332 | -2.2492 | -2.1703 | -2.0947 | -2.0222 | -1.9527 | -1.8857 | -1.8211 | -1.7586 | -1.6982 | -1.6397 | -1.5827 | -1.5274 | -1.4733
Northwest | K-12 | Minimum | April | Air Conditioning | LDCEU/TDEF | Electric Load with Losses, Incl. Cogeneration | MW | 0.0001 | 0.0011 | 0.0022 | 0.0033 | 0.0044 | 0.0059 | 0.0061 | 0.0073 | 0.0085 | 0.0104 | 0.0128 | 0.0128 | 0.0128 | 0.0131 | 0.014 | 0.0148 | 0.0141 | 0.0144 | 0.0156 | 0.0094 | 0.0014 | -0.0071 | -0.0149 | -0.0218 | -0.0278 | -0.0388 | -0.0468 | -0.0539 | -0.0602 | -0.0657 | -0.0785 | -0.0899 | -0.1 | -0.1091 | -0.1172 | -0.1244 | -0.1308 | -0.1364 | -0.1412 | -0.1455 | -0.1492 | -0.1524 | -0.1551 | -0.1572 | -0.1591 | -0.1605 | -0.1617 | -0.1626 | -0.1633 | -0.1637 | -0.1638 | -0.1638 | -0.1636 | -0.1633 | -0.1628 | -0.1623 | -0.1616 | -0.1608
Northwest | K-12 | Minimum | April | Other Non-Substitutables | LDCEU/TDEF | Electric Load with Losses, Incl. Cogeneration | MW | 0 | 0 | 0 | 0 | 0 | 0 | 0 | 0 | 0 | 0 | 0 | 0 | -0.1395 | -0.275 | -0.4185 | -0.5707 | -0.5952 | -0.6646 | -0.8166 | -0.6647 | -0.6039 | -0.5242 | -0.4652 | -0.4038 | -0.3463 | -0.2942 | -0.249 | -0.2097 | -0.1764 | -0.1484 | -0.1248 | -0.105 | -0.0882 | -0.0741 | -0.0623 | -0.0523 | -0.0439 | -0.0368 | -0.0309 | -0.0259 | -0.0218 | -0.0183 | -0.0153 | -0.0128 | -0.0108 | -0.009 | -0.0076 | -0.0063 | -0.0053 | -0.0045 | -0.0037 | -0.0032 | -0.0026 | -0.0022 | -0.0018 | -0.0015 | -0.0013 | -0.0011
Northwest | K-12 | Minimum | May | Space Heating | LDCEU/TDEF | Electric Load with Losses, Incl. Cogeneration | MW | -0.0885 | -0.0875 | -0.098 | -0.1059 | -0.0687 | -0.0658 | -0.094 | -0.1797 | -0.1682 | -0.2418 | -0.2054 | -0.2203 | -0.2895 | -0.3614 | -0.3925 | -0.4455 | -0.4881 | -0.5267 | -0.5946 | -0.6191 | -0.6649 | -0.7149 | -1.2224 | -1.2477 | -1.2907 | -1.3236 | -1.3099 | -1.2995 | -1.2882 | -1.274 | -1.2615 | -1.2508 | -1.2406 | -1.2312 | -1.2226 | -1.2102 | -1.1992 | -1.1896 | -1.1764 | -1.1656 | -1.1576 | -1.1467 | -1.1375 | -1.1298 | -1.1197 | -1.1115 | -1.1051 | -1.0963 | -1.0891 | -1.0832 | -1.0744 | -1.0666 | -1.0595 | -1.05 | -1.0423 | -1.036 | -1.0278 | -1.0202
Northwest | K-12 | Minimum | May | Water Heating | LDCEU/TDEF | Electric Load with Losses, Incl. Cogeneration | MW | 0 | 0 | 0 | 0 | 0 | 0 | 0 | 0 | 0 | 0 | 0 | 0 | 0 | 0 | 0 | 0 | 0 | 0 | 0 | 0 | 0 | 0 | -0.027 | -0.0418 | -0.0358 | -0.0321 | -0.0335 | -0.0338 | -0.0331 | -0.0315 | -0.0292 | -0.0263 | -0.0227 | -0.0185 | -0.0139 | -0.0087 | -0.0031 | 0.0028 | 0.0091 | 0.0155 | 0.0223 | 0.0291 | 0.036 | 0.0429 | 0.05 | 0.057 | 0.0639 | 0.071 | 0.0779 | 0.0848 | 0.0917 | 0.0984 | 0.105 | 0.1114 | 0.1177 | 0.1239 | 0.1298 | 0.1355
Northwest | K-12 | Minimum | May | Other Substitutables | LDCEU/TDEF | Electric Load with Losses, Incl. Cogeneration | MW | 0 | 0 | 0 | 0 | 0 | 0 | 0 | 0 | 0 | 0 | 0 | 0 | -0.0013 | -0.0013 | -0.0026 | -0.0035 | -0.0033 | -0.0109 | -0.0131 | -0.019 | -0.024 | -0.0347 | -0.0613 | -0.067 | -0.0331 | -0.0067 | 0.0062 | 0.019 | 0.0317 | 0.0443 | 0.0567 | 0.0689 | 0.0809 | 0.0928 | 0.1044 | 0.1158 | 0.1272 | 0.1379 | 0.1485 | 0.1586 | 0.1688 | 0.1783 | 0.1873 | 0.1961 | 0.2045 | 0.2125 | 0.22 | 0.2271 | 0.2341 | 0.2405 | 0.2466 | 0.2523 | 0.2575 | 0.2623 | 0.2668 | 0.2708 | 0.2745 | 0.2777
Northwest | K-12 | Minimum | May | Refrigeration | LDCEU/TDEF | Electric Load with Losses, Incl. Cogeneration | MW | 0 | 0 | 0 | 0 | 0 | 0 | 0 | 0 | 0 | 0 | 0 | 0 | -0.0252 | -0.0629 | -0.101 | -0.1446 | -0.1605 | -0.8047 | -1.4779 | -2.1109 | -3.0477 | -3.9864 | -5.131 | -6.131 | -7.4021 | -8.4704 | -9.165 | -9.8073 | -10.3945 | -10.9338 | -11.429 | -11.883 | -12.2994 | -12.6807 | -13.0298 | -13.35 | -13.6484 | -13.9155 | -14.1597 | -14.3826 | -14.5951 | -14.7818 | -14.9514 | -15.1056 | -15.2474 | -15.3751 | -15.4926 | -15.5988 | -15.6977 | -15.7887 | -15.8698 | -15.9443 | -16.0111 | -16.0715 | -16.1262 | -16.1757 | -16.2201 | -16.2566
Northwest | K-12 | Minimum | May | Lighting | LDCEU/TDEF | Electric Load with Losses, Incl. Cogeneration | MW | 0 | -0.0393 | -0.2077 | -0.2969 | -0.3787 | -0.431 | -0.5815 | -0.6749 | -1.819 | -3.1437 | -4.1164 | -5.3538 | -6.5452 | -8.1388 | -8.9621 | -8.8168 | -9.3289 | -6.3068 | -5.9736 | -6.2631 | -6.1411 | -5.7885 | -5.6275 | -5.8424 | -5.5296 | -5.2473 | -4.9702 | -4.7272 | -4.5001 | -4.2878 | -4.0893 | -3.9034 | -3.7294 | -3.5662 | -3.4131 | -3.2692 | -3.1343 | -3.0069 | -2.8869 | -2.7736 | -2.667 | -2.5657 | -2.4696 | -2.3783 | -2.2917 | -2.2089 | -2.1301 | -2.0547 | -1.9825 | -1.9135 | -1.847 | -1.7829 | -1.7211 | -1.6613 | -1.6035 | -1.5474 | -1.4928 | -1.4395
Northwest | K-12 | Minimum | May | Air Conditioning | LDCEU/TDEF | Electric Load with Losses, Incl. Cogeneration | MW | 0.0005 | 0.0039 | 0.0074 | 0.011 | 0.0151 | 0.0199 | 0.0204 | 0.0246 | 0.0288 | 0.0351 | 0.0431 | 0.0435 | 0.0433 | 0.0436 | 0.0464 | 0.0496 | 0.0471 | 0.0487 | 0.0526 | 0.0307 | 0.004 | -0.0258 | -0.0516 | -0.0764 | -0.0952 | -0.1326 | -0.1599 | -0.184 | -0.2055 | -0.2243 | -0.2675 | -0.3063 | -0.3409 | -0.3719 | -0.3992 | -0.4237 | -0.4453 | -0.4643 | -0.4808 | -0.4952 | -0.5079 | -0.5186 | -0.5276 | -0.5352 | -0.5415 | -0.5466 | -0.5505 | -0.5536 | -0.5557 | -0.5572 | -0.5578 | -0.5579 | -0.5573 | -0.5562 | -0.5546 | -0.5527 | -0.5503 | -0.5476
Northwest | K-12 | Minimum | May | Other Non-Substitutables | LDCEU/TDEF | Electric Load with Losses, Incl. Cogeneration | MW | 0 | 0 | 0 | 0 | 0 | 0 | 0 | 0 | 0 | 0 | 0 | 0 | -0.1493 | -0.2912 | -0.4453 | -0.609 | -0.6327 | -0.7058 | -0.8748 | -0.7098 | -0.6442 | -0.5609 | -0.4993 | -0.4345 | -0.3729 | -0.3168 | -0.2682 | -0.2258 | -0.19 | -0.1598 | -0.1344 | -0.113 | -0.0949 | -0.0798 | -0.067 | -0.0563 | -0.0473 | -0.0397 | -0.0333 | -0.028 | -0.0234 | -0.0196 | -0.0165 | -0.0138 | -0.0116 | -0.0097 | -0.0082 | -0.0068 | -0.0057 | -0.0048 | -0.004 | -0.0033 | -0.0028 | -0.0024 | -0.002 | -0.0017 | -0.0014 | -0.0011
Northwest | K-12 | Minimum | June | Space Heating | LDCEU/TDEF | Electric Load with Losses, Incl. Cogeneration | MW | -0.0957 | -0.0917 | -0.095 | -0.0915 | -0.0626 | -0.0585 | -0.0842 | -0.1489 | -0.1804 | -0.1881 | -0.1512 | -0.1874 | -0.3154 | -0.2931 | -0.3736 | -0.464 | -0.418 | -0.4913 | -0.5367 | -0.6368 | -0.5894 | -0.7452 | -0.903 | -1.1139 | -1.1652 | -1.1953 | -1.1829 | -1.1734 | -1.1631 | -1.1503 | -1.139 | -1.1292 | -1.1201 | -1.1116 | -1.104 | -1.0927 | -1.0828 | -1.0742 | -1.0624 | -1.0528 | -1.0455 | -1.0358 | -1.0277 | -1.0208 | -1.0119 | -1.0044 | -0.9988 | -0.9911 | -0.9846 | -0.9795 | -0.9716 | -0.9647 | -0.9585 | -0.9501 | -0.9431 | -0.9376 | -0.9304 | -0.9236
Northwest | K-12 | Minimum | June | Water Heating | LDCEU/TDEF | Electric Load with Losses, Incl. Cogeneration | MW | 0 | 0 | 0 | 0 | 0 | 0 | 0 | 0 | 0 | 0 | 0 | 0 | 0 | 0 | 0 | 0 | 0 | 0 | 0 | 0 | 0 | 0 | -0.0147 | -0.0321 | -0.027 | -0.0242 | -0.0253 | -0.0256 | -0.0251 | -0.0239 | -0.0223 | -0.0202 | -0.0176 | -0.0145 | -0.0111 | -0.0074 | -0.0032 | 0.001 | 0.0056 | 0.0103 | 0.0152 | 0.0202 | 0.0252 | 0.0302 | 0.0355 | 0.0406 | 0.0457 | 0.0508 | 0.0559 | 0.061 | 0.066 | 0.0709 | 0.0757 | 0.0804 | 0.0851 | 0.0896 | 0.0939 | 0.0981
Northwest | K-12 | Minimum | June | Other Substitutables | LDCEU/TDEF | Electric Load with Losses, Incl. Cogeneration | MW | 0 | 0 | 0 | 0 | 0 | 0 | 0 | 0 | 0 | 0 | 0 | 0 | -0.0023 | -0.0024 | -0.0046 | -0.0061 | -0.0058 | -0.019 | -0.023 | -0.0335 | -0.0425 | -0.0617 | -0.1078 | -0.1179 | -0.0599 | -0.0141 | 0.0082 | 0.0305 | 0.0525 | 0.0742 | 0.0958 | 0.1171 | 0.1381 | 0.1587 | 0.1789 | 0.1987 | 0.2183 | 0.2371 | 0.2554 | 0.2731 | 0.2907 | 0.3071 | 0.323 | 0.3381 | 0.3527 | 0.3665 | 0.3798 | 0.3922 | 0.4042 | 0.4156 | 0.4261 | 0.436 | 0.4451 | 0.4535 | 0.4612 | 0.4683 | 0.4747 | 0.4803
Northwest | K-12 | Minimum | June | Refrigeration | LDCEU/TDEF | Electric Load with Losses, Incl. Cogeneration | MW | 0 | 0 | 0 | 0 | 0 | 0 | 0 | 0 | 0 | 0 | 0 | 0 | -0.0235 | -0.0579 | -0.0931 | -0.1336 | -0.1482 | -0.7446 | -1.3694 | -1.9616 | -2.8296 | -3.7006 | -4.7574 | -5.6825 | -6.853 | -7.8448 | -8.4907 | -9.0874 | -9.6332 | -10.1346 | -10.595 | -11.0171 | -11.4041 | -11.7587 | -12.0832 | -12.3807 | -12.6564 | -12.9047 | -13.1315 | -13.3388 | -13.5346 | -13.7081 | -13.8656 | -14.0088 | -14.1405 | -14.2592 | -14.3684 | -14.467 | -14.5589 | -14.6434 | -14.7189 | -14.7881 | -14.8502 | -14.9065 | -14.9573 | -15.0032 | -15.0447 | -15.0786
Northwest | K-12 | Minimum | June | Lighting | LDCEU/TDEF | Electric Load with Losses, Incl. Cogeneration | MW | 0 | -0.0485 | -0.2572 | -0.3679 | -0.4693 | -0.5342 | -0.7209 | -0.8367 | -2.2534 | -3.8938 | -5.0983 | -6.6304 | -8.105 | -10.0769 | -11.0962 | -10.9173 | -11.5486 | -7.8078 | -7.3946 | -7.7521 | -7.6 | -7.1624 | -6.961 | -7.2246 | -6.834 | -6.4821 | -6.1371 | -5.8342 | -5.5513 | -5.2869 | -5.0398 | -4.8086 | -4.5921 | -4.3892 | -4.1989 | -4.0203 | -3.8526 | -3.6945 | -3.5457 | -3.4052 | -3.2731 | -3.1477 | -3.0288 | -2.9159 | -2.8088 | -2.7067 | -2.6094 | -2.5164 | -2.4275 | -2.3424 | -2.2606 | -2.1818 | -2.1058 | -2.0323 | -1.9612 | -1.8924 | -1.8255 | -1.7603
Northwest | K-12 | Minimum | June | Air Conditioning | LDCEU/TDEF | Electric Load with Losses, Incl. Cogeneration | MW | 0.0009 | 0.0071 | 0.0139 | 0.0208 | 0.0277 | 0.0375 | 0.0383 | 0.0473 | 0.053 | 0.0664 | 0.0823 | 0.0821 | 0.0803 | 0.0819 | 0.0864 | 0.0927 | 0.0887 | 0.0916 | 0.0985 | 0.0559 | 0.0027 | -0.0492 | -0.1265 | -0.1562 | -0.1957 | -0.2696 | -0.3239 | -0.3722 | -0.415 | -0.4528 | -0.5391 | -0.6165 | -0.6856 | -0.7474 | -0.8022 | -0.8511 | -0.8944 | -0.9323 | -0.9656 | -0.9945 | -1.0199 | -1.0417 | -1.0599 | -1.0754 | -1.0882 | -1.0985 | -1.1068 | -1.1132 | -1.1178 | -1.1209 | -1.1225 | -1.1228 | -1.1219 | -1.1201 | -1.1171 | -1.1135 | -1.109 | -1.1037
Northwest | K-12 | Minimum | June | Other Non-Substitutables | LDCEU/TDEF | Electric Load with Losses, Incl. Cogeneration | MW | 0 | 0 | 0 | 0 | 0 | 0 | 0 | 0 | 0 | 0 | 0 | 0 | -0.189 | -0.3672 | -0.5626 | -0.7702 | -0.7989 | -0.8909 | -1.1084 | -0.8989 | -0.8156 | -0.7113 | -0.6342 | -0.5528 | -0.4746 | -0.4033 | -0.3415 | -0.2874 | -0.2418 | -0.2034 | -0.171 | -0.1438 | -0.1208 | -0.1015 | -0.0853 | -0.0716 | -0.0602 | -0.0505 | -0.0423 | -0.0356 | -0.0298 | -0.025 | -0.021 | -0.0176 | -0.0147 | -0.0124 | -0.0104 | -0.0087 | -0.0073 | -0.0061 | -0.0051 | -0.0042 | -0.0036 | -0.003 | -0.0025 | -0.0021 | -0.0018 | -0.0015
Northwest | K-12 | Minimum | July | Space Heating | LDCEU/TDEF | Electric Load with Losses, Incl. Cogeneration | MW | -0.0225 | -0.0122 | -0.0139 | -0.0133 | -0.0113 | -0.0105 | -0.015 | -0.0293 | -0.0302 | -0.0283 | -0.0232 | -0.027 | -0.0403 | -0.0441 | -0.0493 | -0.0696 | -0.0596 | -0.0805 | -0.0983 | -0.0966 | -0.0854 | -0.0842 | -0.1609 | -0.218 | -0.1969 | -0.2018 | -0.1998 | -0.1983 | -0.1967 | -0.1946 | -0.1928 | -0.1912 | -0.1897 | -0.1884 | -0.1871 | -0.1852 | -0.1836 | -0.1822 | -0.1801 | -0.1786 | -0.1773 | -0.1756 | -0.1742 | -0.173 | -0.1714 | -0.1701 | -0.1691 | -0.1676 | -0.1665 | -0.1655 | -0.1641 | -0.1629 | -0.1618 | -0.1602 | -0.159 | -0.158 | -0.1567 | -0.1554
Northwest | K-12 | Minimum | July | Water Heating | LDCEU/TDEF | Electric Load with Losses, Incl. Cogeneration | MW | 0 | 0 | 0 | 0 | 0 | 0 | 0 | 0 | 0 | 0 | 0 | 0 | 0 | 0 | 0 | 0 | 0 | 0 | 0 | 0 | 0 | 0 | -0.0123 | -0.0258 | -0.019 | -0.017 | -0.0177 | -0.018 | -0.0177 | -0.0168 | -0.0156 | -0.0141 | -0.0122 | -0.0101 | -0.0077 | -0.005 | -0.0021 | 0.0009 | 0.0042 | 0.0075 | 0.011 | 0.0145 | 0.018 | 0.0216 | 0.0253 | 0.0289 | 0.0325 | 0.0361 | 0.0398 | 0.0433 | 0.0469 | 0.0504 | 0.0539 | 0.0572 | 0.0605 | 0.0636 | 0.0667 | 0.0697
Northwest | K-12 | Minimum | July | Other Substitutables | LDCEU/TDEF | Electric Load with Losses, Incl. Cogeneration | MW | 0 | 0 | 0 | 0 | 0 | 0 | 0 | 0 | 0 | 0 | 0 | 0 | -0.0019 | -0.0018 | -0.0036 | -0.0048 | -0.0045 | -0.0149 | -0.0181 | -0.0263 | -0.0333 | -0.0483 | -0.0847 | -0.0925 | -0.047 | -0.0108 | 0.0067 | 0.0242 | 0.0415 | 0.0586 | 0.0756 | 0.0923 | 0.1088 | 0.1251 | 0.1409 | 0.1565 | 0.172 | 0.1867 | 0.2011 | 0.215 | 0.2288 | 0.2418 | 0.2543 | 0.2662 | 0.2776 | 0.2885 | 0.2989 | 0.3087 | 0.3181 | 0.327 | 0.3353 | 0.343 | 0.3502 | 0.3569 | 0.3629 | 0.3685 | 0.3736 | 0.3779
Northwest | K-12 | Minimum | July | Refrigeration | LDCEU/TDEF | Electric Load with Losses, Incl. Cogeneration | MW | 0 | 0 | 0 | 0 | 0 | 0 | 0 | 0 | 0 | 0 | 0 | 0 | -0.0251 | -0.0621 | -0.0996 | -0.143 | -0.1586 | -0.7968 | -1.4652 | -2.0981 | -3.0262 | -3.9573 | -5.0869 | -6.0754 | -7.3271 | -8.3881 | -9.0786 | -9.7165 | -10.3 | -10.8361 | -11.3282 | -11.7795 | -12.1932 | -12.5723 | -12.9191 | -13.2371 | -13.5319 | -13.7972 | -14.0398 | -14.2612 | -14.4706 | -14.656 | -14.8244 | -14.9774 | -15.1182 | -15.2451 | -15.3617 | -15.4671 | -15.5654 | -15.6556 | -15.7364 | -15.8102 | -15.8767 | -15.9367 | -15.991 | -16.0402 | -16.0844 | -16.1206
Northwest | K-12 | Minimum | July | Lighting | LDCEU/TDEF | Electric Load with Losses, Incl. Cogeneration | MW | 0 | -0.0487 | -0.2561 | -0.3657 | -0.4661 | -0.5302 | -0.7153 | -0.8299 | -2.2443 | -3.8811 | -5.0844 | -6.6139 | -8.0867 | -10.06 | -11.0753 | -10.888 | -11.5341 | -7.7892 | -7.3761 | -7.7352 | -7.5817 | -7.1432 | -6.9416 | -7.2061 | -6.8166 | -6.4656 | -6.1216 | -5.8196 | -5.5374 | -5.2738 | -5.0274 | -4.7968 | -4.5809 | -4.3786 | -4.1888 | -4.0107 | -3.8433 | -3.6857 | -3.5373 | -3.3972 | -3.2654 | -3.1404 | -3.0217 | -2.9092 | -2.8023 | -2.7005 | -2.6034 | -2.5105 | -2.422 | -2.337 | -2.2553 | -2.1767 | -2.1009 | -2.0277 | -1.9567 | -1.888 | -1.8213 | -1.7561
Northwest | K-12 | Minimum | July | Air Conditioning | LDCEU/TDEF | Electric Load with Losses, Incl. Cogeneration | MW | 0.0007 | 0.0062 | 0.0118 | 0.0182 | 0.0231 | 0.0319 | 0.0319 | 0.0386 | 0.0442 | 0.0559 | 0.0683 | 0.0687 | 0.068 | 0.0679 | 0.0739 | 0.0787 | 0.0746 | 0.0772 | 0.0812 | 0.0433 | -0.008 | -0.0598 | -0.1064 | -0.1363 | -0.1922 | -0.2605 | -0.3114 | -0.3569 | -0.3971 | -0.4328 | -0.5135 | -0.5861 | -0.6511 | -0.7091 | -0.7608 | -0.8068 | -0.8477 | -0.8835 | -0.9152 | -0.9427 | -0.9669 | -0.9877 | -1.0052 | -1.0201 | -1.0326 | -1.0429 | -1.0511 | -1.0574 | -1.0622 | -1.0655 | -1.0675 | -1.0682 | -1.0678 | -1.0664 | -1.0642 | -1.0611 | -1.0573 | -1.0527
Northwest | K-12 | Minimum | July | Other Non-Substitutables | LDCEU/TDEF | Electric Load with Losses, Incl. Cogeneration | MW | 0 | 0 | 0 | 0 | 0 | 0 | 0 | 0 | 0 | 0 | 0 | 0 | -0.1484 | -0.2881 | -0.4415 | -0.6046 | -0.6272 | -0.6992 | -0.8699 | -0.7052 | -0.6398 | -0.5578 | -0.4973 | -0.4334 | -0.372 | -0.3161 | -0.2676 | -0.2252 | -0.1896 | -0.1595 | -0.1341 | -0.1127 | -0.0948 | -0.0796 | -0.0668 | -0.0561 | -0.0471 | -0.0395 | -0.0332 | -0.0279 | -0.0234 | -0.0196 | -0.0164 | -0.0138 | -0.0116 | -0.0097 | -0.0081 | -0.0068 | -0.0057 | -0.0048 | -0.004 | -0.0033 | -0.0028 | -0.0023 | -0.002 | -0.0016 | -0.0014 | -0.0012
Northwest | K-12 | Minimum | August | Space Heating | LDCEU/TDEF | Electric Load with Losses, Incl. Cogeneration | MW | -0.0228 | -0.02 | -0.0265 | -0.0208 | -0.0162 | -0.0154 | -0.0196 | -0.0416 | -0.0373 | -0.0494 | -0.0375 | -0.0393 | -0.0579 | -0.0839 | -0.091 | -0.0995 | -0.1061 | -0.1156 | -0.1139 | -0.112 | -0.1324 | -0.1285 | -0.2451 | -0.253 | -0.2768 | -0.2837 | -0.2811 | -0.2791 | -0.2768 | -0.274 | -0.2716 | -0.2694 | -0.2673 | -0.2653 | -0.2636 | -0.2611 | -0.2587 | -0.2566 | -0.2539 | -0.2516 | -0.2498 | -0.2475 | -0.2454 | -0.2437 | -0.2415 | -0.2395 | -0.2381 | -0.2361 | -0.2344 | -0.2331 | -0.231 | -0.2292 | -0.2275 | -0.2253 | -0.2235 | -0.2221 | -0.2202 | -0.2184
Northwest | K-12 | Minimum | August | Water Heating | LDCEU/TDEF | Electric Load with Losses, Incl. Cogeneration | MW | 0 | 0 | 0 | 0 | 0 | 0 | 0 | 0 | 0 | 0 | 0 | 0 | 0 | 0 | 0 | 0 | 0 | 0 | 0 | 0 | 0 | 0 | -0.0144 | -0.0229 | -0.0197 | -0.0176 | -0.0183 | -0.0185 | -0.0181 | -0.0173 | -0.016 | -0.0144 | -0.0124 | -0.0102 | -0.0077 | -0.0048 | -0.0017 | 0.0014 | 0.0049 | 0.0083 | 0.012 | 0.0157 | 0.0194 | 0.0232 | 0.027 | 0.0307 | 0.0346 | 0.0384 | 0.0421 | 0.0459 | 0.0497 | 0.0534 | 0.0569 | 0.0604 | 0.0639 | 0.0672 | 0.0704 | 0.0735
Northwest | K-12 | Minimum | August | Other Substitutables | LDCEU/TDEF | Electric Load with Losses, Incl. Cogeneration | MW | 0 | 0 | 0 | 0 | 0 | 0 | 0 | 0 | 0 | 0 | 0 | 0 | -0.0024 | -0.0024 | -0.0046 | -0.0062 | -0.0059 | -0.0192 | -0.0231 | -0.0332 | -0.042 | -0.0609 | -0.1076 | -0.1173 | -0.0588 | -0.0122 | 0.0102 | 0.0328 | 0.055 | 0.077 | 0.0987 | 0.1202 | 0.1414 | 0.1621 | 0.1825 | 0.2025 | 0.2223 | 0.2413 | 0.2596 | 0.2774 | 0.2952 | 0.3118 | 0.3277 | 0.3429 | 0.3576 | 0.3715 | 0.3848 | 0.3973 | 0.4094 | 0.4208 | 0.4314 | 0.4414 | 0.4505 | 0.459 | 0.4667 | 0.4738 | 0.4803 | 0.4858
Northwest | K-12 | Minimum | August | Refrigeration | LDCEU/TDEF | Electric Load with Losses, Incl. Cogeneration | MW | 0 | 0 | 0 | 0 | 0 | 0 | 0 | 0 | 0 | 0 | 0 | 0 | -0.0244 | -0.0603 | -0.097 | -0.1391 | -0.1544 | -0.7752 | -1.4241 | -2.0355 | -2.9353 | -3.8363 | -4.93 | -5.8844 | -7.0985 | -8.1293 | -8.798 | -9.4155 | -9.9806 | -10.4995 | -10.9759 | -11.4127 | -11.8132 | -12.1801 | -12.5158 | -12.8234 | -13.1088 | -13.3655 | -13.6002 | -13.8145 | -14.0171 | -14.1964 | -14.3593 | -14.5074 | -14.6435 | -14.7662 | -14.879 | -14.9809 | -15.076 | -15.1635 | -15.2416 | -15.313 | -15.3773 | -15.4354 | -15.4879 | -15.5354 | -15.5782 | -15.6131
Northwest | K-12 | Minimum | August | Lighting | LDCEU/TDEF | Electric Load with Losses, Incl. Cogeneration | MW | 0 | -0.0559 | -0.2857 | -0.4049 | -0.5136 | -0.5828 | -0.7849 | -0.9098 | -2.506 | -4.3496 | -5.712 | -7.4388 | -9.1041 | -11.3556 | -12.4903 | -12.2352 | -13.0437 | -8.7649 | -8.2954 | -8.7118 | -8.53 | -8.0271 | -7.7982 | -8.1043 | -7.6671 | -7.2733 | -6.8869 | -6.5477 | -6.2308 | -5.9348 | -5.658 | -5.399 | -5.1566 | -4.9293 | -4.716 | -4.5159 | -4.3279 | -4.1508 | -3.9839 | -3.8264 | -3.6782 | -3.5375 | -3.4042 | -3.2776 | -3.1573 | -3.0427 | -2.9334 | -2.8289 | -2.7292 | -2.6336 | -2.5415 | -2.453 | -2.3676 | -2.285 | -2.2052 | -2.1277 | -2.0524 | -1.979
Northwest | K-12 | Minimum | August | Air Conditioning | LDCEU/TDEF | Electric Load with Losses, Incl. Cogeneration | MW | 0.0019 | 0.0151 | 0.0284 | 0.0439 | 0.0591 | 0.0782 | 0.0817 | 0.0964 | 0.1125 | 0.136 | 0.1679 | 0.1712 | 0.1698 | 0.1657 | 0.1784 | 0.1957 | 0.1814 | 0.1918 | 0.2101 | 0.1066 | -0.0098 | -0.1374 | -0.2415 | -0.3966 | -0.4628 | -0.6292 | -0.7531 | -0.8635 | -0.9613 | -1.0477 | -1.2442 | -1.4203 | -1.5783 | -1.7192 | -1.8448 | -1.9565 | -2.0556 | -2.1427 | -2.2192 | -2.2859 | -2.3447 | -2.3949 | -2.4374 | -2.4735 | -2.5035 | -2.5281 | -2.5478 | -2.563 | -2.5745 | -2.5824 | -2.5868 | -2.5884 | -2.5873 | -2.5838 | -2.5781 | -2.5703 | -2.561 | -2.5497
Northwest | K-12 | Minimum | August | Other Non-Substitutables | LDCEU/TDEF | Electric Load with Losses, Incl. Cogeneration | MW | 0 | 0 | 0 | 0 | 0 | 0 | 0 | 0 | 0 | 0 | 0 | 0 | -0.1707 | -0.3315 | -0.5081 | -0.6957 | -0.7218 | -0.8042 | -1.0009 | -0.8101 | -0.7342 | -0.6394 | -0.5697 | -0.4959 | -0.4255 | -0.3615 | -0.3059 | -0.2575 | -0.2167 | -0.1823 | -0.1532 | -0.1288 | -0.1083 | -0.091 | -0.0765 | -0.0642 | -0.0539 | -0.0452 | -0.038 | -0.0318 | -0.0267 | -0.0224 | -0.0188 | -0.0158 | -0.0132 | -0.011 | -0.0093 | -0.0078 | -0.0065 | -0.0055 | -0.0045 | -0.0038 | -0.0032 | -0.0027 | -0.0023 | -0.0019 | -0.0016 | -0.0014
Northwest | K-12 | Minimum | September | Space Heating | LDCEU/TDEF | Electric Load with Losses, Incl. Cogeneration | MW | -0.0239 | -0.0206 | -0.0228 | -0.0279 | -0.0182 | -0.0172 | -0.0228 | -0.0461 | -0.0432 | -0.0543 | -0.0436 | -0.0625 | -0.0869 | -0.09 | -0.1097 | -0.1133 | -0.1143 | -0.1243 | -0.1177 | -0.1357 | -0.173 | -0.1617 | -0.3366 | -0.3522 | -0.3242 | -0.3323 | -0.329 | -0.3265 | -0.3238 | -0.3203 | -0.3173 | -0.3146 | -0.3121 | -0.3098 | -0.3077 | -0.3046 | -0.3019 | -0.2995 | -0.2962 | -0.2935 | -0.2914 | -0.2886 | -0.2864 | -0.2843 | -0.2817 | -0.2795 | -0.2779 | -0.2757 | -0.2738 | -0.2722 | -0.2699 | -0.2678 | -0.2659 | -0.2635 | -0.2615 | -0.2598 | -0.2577 | -0.2557
Northwest | K-12 | Minimum | September | Water Heating | LDCEU/TDEF | Electric Load with Losses, Incl. Cogeneration | MW | 0 | 0 | 0 | 0 | 0 | 0 | 0 | 0 | 0 | 0 | 0 | 0 | 0 | 0 | 0 | 0 | 0 | 0 | 0 | 0 | 0 | 0 | -0.025 | -0.0379 | -0.0257 | -0.0227 | -0.0237 | -0.0239 | -0.0234 | -0.0222 | -0.0204 | -0.0182 | -0.0155 | -0.0124 | -0.0089 | -0.005 | -0.0007 | 0.0035 | 0.0082 | 0.013 | 0.018 | 0.0231 | 0.0282 | 0.0333 | 0.0386 | 0.0438 | 0.0489 | 0.0542 | 0.0593 | 0.0644 | 0.0695 | 0.0745 | 0.0793 | 0.0842 | 0.0888 | 0.0933 | 0.0978 | 0.1019
Northwest | K-12 | Minimum | September | Other Substitutables | LDCEU/TDEF | Electric Load with Losses, Incl. Cogeneration | MW | 0 | 0 | 0 | 0 | 0 | 0 | 0 | 0 | 0 | 0 | 0 | 0 | -0.0015 | -0.0015 | -0.0029 | -0.0039 | -0.0036 | -0.0121 | -0.0145 | -0.0206 | -0.0261 | -0.0376 | -0.0668 | -0.0731 | -0.0356 | -0.0063 | 0.0079 | 0.0221 | 0.0361 | 0.0499 | 0.0636 | 0.0771 | 0.0904 | 0.1034 | 0.1163 | 0.1289 | 0.1414 | 0.1533 | 0.1649 | 0.1761 | 0.1872 | 0.1976 | 0.2077 | 0.2172 | 0.2265 | 0.2352 | 0.2436 | 0.2515 | 0.259 | 0.2662 | 0.2728 | 0.2791 | 0.2848 | 0.2901 | 0.295 | 0.2995 | 0.3035 | 0.3069
Northwest | K-12 | Minimum | September | Refrigeration | LDCEU/TDEF | Electric Load with Losses, Incl. Cogeneration | MW | 0 | 0 | 0 | 0 | 0 | 0 | 0 | 0 | 0 | 0 | 0 | 0 | -0.0263 | -0.066 | -0.1057 | -0.1513 | -0.1681 | -0.8425 | -1.5459 | -2.2036 | -3.1808 | -4.1579 | -5.3498 | -6.3881 | -7.714 | -8.8309 | -9.5545 | -10.2237 | -10.8351 | -11.3967 | -11.9124 | -12.3852 | -12.8187 | -13.2158 | -13.5793 | -13.9126 | -14.2232 | -14.5012 | -14.7554 | -14.9874 | -15.2085 | -15.4027 | -15.5793 | -15.7397 | -15.8872 | -16.02 | -16.1423 | -16.2527 | -16.3557 | -16.4503 | -16.5347 | -16.612 | -16.6816 | -16.7444 | -16.8012 | -16.8526 | -16.8987 | -16.9366
Northwest | K-12 | Minimum | September | Lighting | LDCEU/TDEF | Electric Load with Losses, Incl. Cogeneration | MW | 0 | -0.0443 | -0.2268 | -0.3215 | -0.408 | -0.4629 | -0.6235 | -0.7226 | -1.99 | -3.454 | -4.5357 | -5.9067 | -7.2294 | -9.0176 | -9.919 | -9.7174 | -10.3586 | -6.9621 | -6.5899 | -6.9209 | -6.7778 | -6.3796 | -6.1994 | -6.4441 | -6.0997 | -5.7891 | -5.4838 | -5.2161 | -4.9658 | -4.7321 | -4.5134 | -4.3087 | -4.117 | -3.9371 | -3.7683 | -3.6099 | -3.4611 | -3.3207 | -3.1883 | -3.0634 | -2.9459 | -2.8341 | -2.7281 | -2.6274 | -2.5318 | -2.4405 | -2.3535 | -2.2702 | -2.1906 | -2.1143 | -2.0407 | -1.97 | -1.9017 | -1.8357 | -1.7717 | -1.7097 | -1.6493 | -1.5905
Northwest | K-12 | Minimum | September | Air Conditioning | LDCEU/TDEF | Electric Load with Losses, Incl. Cogeneration | MW | 0.001 | 0.0083 | 0.016 | 0.023 | 0.0315 | 0.0427 | 0.0436 | 0.052 | 0.0606 | 0.0742 | 0.0916 | 0.0903 | 0.0897 | 0.0913 | 0.0967 | 0.1052 | 0.0997 | 0.1033 | 0.1165 | 0.0617 | 0.0049 | -0.0651 | -0.107 | -0.1592 | -0.2232 | -0.3072 | -0.3688 | -0.4239 | -0.4725 | -0.5155 | -0.6135 | -0.7015 | -0.7802 | -0.8503 | -0.9128 | -0.9683 | -1.0177 | -1.0608 | -1.0986 | -1.1316 | -1.1607 | -1.1854 | -1.2063 | -1.2238 | -1.2384 | -1.2503 | -1.2597 | -1.2669 | -1.2722 | -1.2758 | -1.2777 | -1.2781 | -1.2772 | -1.2751 | -1.2719 | -1.2677 | -1.2626 | -1.2566
Northwest | K-12 | Minimum | September | Other Non-Substitutables | LDCEU/TDEF | Electric Load with Losses, Incl. Cogeneration | MW | 0 | 0 | 0 | 0 | 0 | 0 | 0 | 0 | 0 | 0 | 0 | 0 | -0.1421 | -0.2772 | -0.424 | -0.5803 | -0.6029 | -0.6721 | -0.8334 | -0.6749 | -0.6119 | -0.532 | -0.4733 | -0.4115 | -0.353 | -0.2998 | -0.2537 | -0.2135 | -0.1797 | -0.1511 | -0.1271 | -0.1068 | -0.0898 | -0.0754 | -0.0634 | -0.0532 | -0.0447 | -0.0375 | -0.0315 | -0.0265 | -0.0222 | -0.0185 | -0.0156 | -0.0131 | -0.011 | -0.0092 | -0.0077 | -0.0065 | -0.0054 | -0.0045 | -0.0038 | -0.0032 | -0.0027 | -0.0022 | -0.0019 | -0.0016 | -0.0013 | -0.0011
Northwest | K-12 | Minimum | October | Space Heating | LDCEU/TDEF | Electric Load with Losses, Incl. Cogeneration | MW | -0.0473 | -0.0489 | -0.0532 | -0.0531 | -0.0403 | -0.038 | -0.0487 | -0.0929 | -0.0929 | -0.1157 | -0.0897 | -0.1093 | -0.1489 | -0.1914 | -0.2058 | -0.237 | -0.2598 | -0.2528 | -0.2682 | -0.2898 | -0.3497 | -0.3308 | -0.6064 | -0.6877 | -0.6779 | -0.6942 | -0.6877 | -0.6827 | -0.6773 | -0.6703 | -0.6642 | -0.6588 | -0.6536 | -0.6489 | -0.6444 | -0.638 | -0.6323 | -0.6272 | -0.6202 | -0.6144 | -0.61 | -0.6041 | -0.5989 | -0.5945 | -0.5889 | -0.5842 | -0.5804 | -0.5754 | -0.5711 | -0.5675 | -0.5625 | -0.5579 | -0.5537 | -0.5484 | -0.5438 | -0.5399 | -0.5352 | -0.5307
Northwest | K-12 | Minimum | October | Water Heating | LDCEU/TDEF | Electric Load with Losses, Incl. Cogeneration | MW | 0 | 0 | 0 | 0 | 0 | 0 | 0 | 0 | 0 | 0 | 0 | 0 | 0 | 0 | 0 | 0 | 0 | 0 | 0 | 0 | 0 | 0 | -0.0297 | -0.0584 | -0.044 | -0.0387 | -0.0404 | -0.0408 | -0.0399 | -0.0377 | -0.0346 | -0.0307 | -0.0259 | -0.0205 | -0.0145 | -0.0076 | -0.0001 | 0.0076 | 0.0158 | 0.0242 | 0.033 | 0.0419 | 0.0509 | 0.0599 | 0.0692 | 0.0782 | 0.0873 | 0.0964 | 0.1055 | 0.1144 | 0.1233 | 0.132 | 0.1404 | 0.1489 | 0.157 | 0.1649 | 0.1725 | 0.1799
Northwest | K-12 | Minimum | October | Other Substitutables | LDCEU/TDEF | Electric Load with Losses, Incl. Cogeneration | MW | 0 | 0 | 0 | 0 | 0 | 0 | 0 | 0 | 0 | 0 | 0 | 0 | -0.0014 | -0.0014 | -0.0028 | -0.0037 | -0.0036 | -0.0124 | -0.0147 | -0.0211 | -0.0266 | -0.0381 | -0.068 | -0.0746 | -0.0353 | -0.0054 | 0.009 | 0.0235 | 0.0378 | 0.0519 | 0.0659 | 0.0796 | 0.0933 | 0.1066 | 0.1197 | 0.1325 | 0.1456 | 0.1577 | 0.1695 | 0.1809 | 0.1925 | 0.2031 | 0.2135 | 0.2232 | 0.2327 | 0.2416 | 0.2502 | 0.2582 | 0.266 | 0.2733 | 0.2801 | 0.2864 | 0.2923 | 0.2977 | 0.3027 | 0.3072 | 0.3113 | 0.3149
Northwest | K-12 | Minimum | October | Refrigeration | LDCEU/TDEF | Electric Load with Losses, Incl. Cogeneration | MW | 0 | 0 | 0 | 0 | 0 | 0 | 0 | 0 | 0 | 0 | 0 | 0 | -0.0262 | -0.0665 | -0.1064 | -0.1518 | -0.1687 | -0.8436 | -1.5464 | -2.2007 | -3.1819 | -4.1633 | -5.3689 | -6.4199 | -7.7626 | -8.8774 | -9.6015 | -10.272 | -10.8839 | -11.4461 | -11.9623 | -12.4356 | -12.8697 | -13.2674 | -13.6315 | -13.9657 | -14.2796 | -14.5581 | -14.8129 | -15.0455 | -15.2697 | -15.4645 | -15.6418 | -15.8028 | -15.9508 | -16.0843 | -16.207 | -16.3178 | -16.421 | -16.5156 | -16.6002 | -16.6776 | -16.7473 | -16.8102 | -16.867 | -16.9185 | -16.9646 | -17.0029
Northwest | K-12 | Minimum | October | Lighting | LDCEU/TDEF | Electric Load with Losses, Incl. Cogeneration | MW | 0 | -0.042 | -0.2235 | -0.3202 | -0.4088 | -0.4655 | -0.6284 | -0.7294 | -1.9583 | -3.3817 | -4.4258 | -5.7547 | -7.0344 | -8.7429 | -9.6299 | -9.4818 | -10.0185 | -6.782 | -6.4257 | -6.7353 | -6.6075 | -6.2317 | -6.0613 | -6.2934 | -5.9615 | -5.6611 | -5.3655 | -5.1069 | -4.8649 | -4.6386 | -4.4269 | -4.2286 | -4.0426 | -3.8683 | -3.7045 | -3.5506 | -3.4061 | -3.2697 | -3.1409 | -3.0192 | -2.9049 | -2.7959 | -2.6926 | -2.5943 | -2.5007 | -2.4115 | -2.3263 | -2.2448 | -2.1668 | -2.0918 | -2.0197 | -1.9502 | -1.883 | -1.818 | -1.755 | -1.6939 | -1.6345 | -1.5764
Northwest | K-12 | Minimum | October | Air Conditioning | LDCEU/TDEF | Electric Load with Losses, Incl. Cogeneration | MW | 0.0002 | 0.0019 | 0.0037 | 0.0056 | 0.0074 | 0.0099 | 0.0102 | 0.0123 | 0.0142 | 0.0176 | 0.0215 | 0.0215 | 0.0214 | 0.0218 | 0.0234 | 0.0246 | 0.0235 | 0.0241 | 0.0262 | 0.0156 | 0.0023 | -0.012 | -0.025 | -0.0361 | -0.0461 | -0.0644 | -0.0777 | -0.0895 | -0.1 | -0.1092 | -0.1303 | -0.1493 | -0.1663 | -0.1814 | -0.1947 | -0.2067 | -0.2174 | -0.2265 | -0.2347 | -0.2417 | -0.2479 | -0.2531 | -0.2575 | -0.2612 | -0.2643 | -0.2667 | -0.2687 | -0.2701 | -0.2711 | -0.2718 | -0.2721 | -0.2721 | -0.2718 | -0.2713 | -0.2705 | -0.2694 | -0.2682 | -0.2668
Northwest | K-12 | Minimum | October | Other Non-Substitutables | LDCEU/TDEF | Electric Load with Losses, Incl. Cogeneration | MW | 0 | 0 | 0 | 0 | 0 | 0 | 0 | 0 | 0 | 0 | 0 | 0 | -0.1572 | -0.3086 | -0.4704 | -0.6428 | -0.6695 | -0.7474 | -0.921 | -0.7481 | -0.6794 | -0.5901 | -0.5242 | -0.4554 | -0.3906 | -0.3318 | -0.2808 | -0.2364 | -0.199 | -0.1673 | -0.1407 | -0.1184 | -0.0995 | -0.0836 | -0.0702 | -0.0589 | -0.0495 | -0.0415 | -0.0349 | -0.0292 | -0.0246 | -0.0206 | -0.0173 | -0.0144 | -0.0121 | -0.0102 | -0.0085 | -0.0072 | -0.006 | -0.005 | -0.0042 | -0.0035 | -0.003 | -0.0025 | -0.0021 | -0.0017 | -0.0014 | -0.0012
Northwest | K-12 | Minimum | November | Space Heating | LDCEU/TDEF | Electric Load with Losses, Incl. Cogeneration | MW | -0.2783 | -0.2619 | -0.2557 | -0.2752 | -0.2148 | -0.2039 | -0.2543 | -0.5017 | -0.4692 | -0.5678 | -0.5304 | -0.5932 | -0.8166 | -0.9257 | -1.0137 | -1.156 | -1.2787 | -1.3216 | -1.4174 | -1.4654 | -1.7198 | -1.9106 | -3.5299 | -3.4328 | -3.5819 | -3.6665 | -3.633 | -3.6068 | -3.5786 | -3.5423 | -3.5101 | -3.4818 | -3.4549 | -3.4295 | -3.406 | -3.3721 | -3.3416 | -3.3144 | -3.2775 | -3.2467 | -3.2228 | -3.1911 | -3.1638 | -3.1399 | -3.11 | -3.0842 | -3.0637 | -3.0366 | -3.0136 | -2.9942 | -2.9669 | -2.9422 | -2.9194 | -2.8906 | -2.8659 | -2.8451 | -2.8195 | -2.7954
Northwest | K-12 | Minimum | November | Water Heating | LDCEU/TDEF | Electric Load with Losses, Incl. Cogeneration | MW | 0 | 0 | 0 | 0 | 0 | 0 | 0 | 0 | 0 | 0 | 0 | 0 | 0 | 0 | 0 | 0 | 0 | 0 | 0 | 0 | 0 | 0 | -0.0667 | -0.0784 | -0.0698 | -0.061 | -0.0638 | -0.0642 | -0.0626 | -0.059 | -0.0537 | -0.0471 | -0.0392 | -0.0302 | -0.0201 | -0.0086 | 0.0041 | 0.0167 | 0.0304 | 0.0444 | 0.0592 | 0.0739 | 0.0888 | 0.1038 | 0.119 | 0.1341 | 0.1492 | 0.1643 | 0.1792 | 0.1941 | 0.2088 | 0.2232 | 0.2372 | 0.2511 | 0.2645 | 0.2775 | 0.2901 | 0.3022
Northwest | K-12 | Minimum | November | Other Substitutables | LDCEU/TDEF | Electric Load with Losses, Incl. Cogeneration | MW | 0 | 0 | 0 | 0 | 0 | 0 | 0 | 0 | 0 | 0 | 0 | 0 | -0.0013 | -0.0014 | -0.0029 | -0.0038 | -0.0038 | -0.0129 | -0.0153 | -0.0216 | -0.0272 | -0.0387 | -0.0696 | -0.0766 | -0.0347 | -0.0036 | 0.0113 | 0.0265 | 0.0414 | 0.056 | 0.0706 | 0.0849 | 0.0991 | 0.1129 | 0.1265 | 0.1399 | 0.1534 | 0.1661 | 0.1783 | 0.1903 | 0.2024 | 0.2134 | 0.2241 | 0.2343 | 0.2442 | 0.2534 | 0.2623 | 0.2707 | 0.2787 | 0.2863 | 0.2933 | 0.2999 | 0.306 | 0.3117 | 0.3168 | 0.3215 | 0.3257 | 0.3295
Northwest | K-12 | Minimum | November | Refrigeration | LDCEU/TDEF | Electric Load with Losses, Incl. Cogeneration | MW | 0 | 0 | 0 | 0 | 0 | 0 | 0 | 0 | 0 | 0 | 0 | 0 | -0.0272 | -0.0697 | -0.1115 | -0.1586 | -0.1765 | -0.88 | -1.6101 | -2.284 | -3.306 | -4.3277 | -5.59 | -6.6872 | -8.0972 | -9.2556 | -10.007 | -10.7038 | -11.3388 | -11.9222 | -12.4581 | -12.9494 | -13.4001 | -13.8129 | -14.1908 | -14.5379 | -14.8662 | -15.1555 | -15.4202 | -15.6617 | -15.8968 | -16.0993 | -16.2836 | -16.4509 | -16.6046 | -16.7435 | -16.871 | -16.9863 | -17.0936 | -17.1921 | -17.2801 | -17.3606 | -17.4332 | -17.4985 | -17.5577 | -17.6113 | -17.6593 | -17.6991
Northwest | K-12 | Minimum | November | Lighting | LDCEU/TDEF | Electric Load with Losses, Incl. Cogeneration | MW | 0 | -0.0433 | -0.2323 | -0.3333 | -0.426 | -0.4854 | -0.6556 | -0.7613 | -2.0336 | -3.5081 | -4.5881 | -5.9638 | -7.2886 | -9.053 | -9.9745 | -9.8318 | -10.3698 | -7.0312 | -6.664 | -6.9827 | -6.8542 | -6.4685 | -6.2965 | -6.5391 | -6.1992 | -5.8908 | -5.5866 | -5.3209 | -5.0721 | -4.8393 | -4.6214 | -4.4171 | -4.2257 | -4.0458 | -3.8768 | -3.718 | -3.5689 | -3.4277 | -3.2945 | -3.1685 | -3.0501 | -2.9372 | -2.8298 | -2.7277 | -2.6304 | -2.5375 | -2.4488 | -2.3637 | -2.2824 | -2.2041 | -2.1287 | -2.056 | -1.9856 | -1.9176 | -1.8515 | -1.7874 | -1.7249 | -1.6638
Northwest | K-12 | Minimum | November | Air Conditioning | LDCEU/TDEF | Electric Load with Losses, Incl. Cogeneration | MW | 0.0001 | 0.0005 | 0.001 | 0.0014 | 0.0019 | 0.0025 | 0.0026 | 0.0031 | 0.0036 | 0.0044 | 0.0054 | 0.0054 | 0.0054 | 0.0055 | 0.006 | 0.0062 | 0.006 | 0.0061 | 0.0066 | 0.004 | 0.0006 | -0.0029 | -0.0062 | -0.0092 | -0.0117 | -0.0163 | -0.0196 | -0.0226 | -0.0252 | -0.0276 | -0.033 | -0.0377 | -0.042 | -0.0458 | -0.0492 | -0.0523 | -0.0549 | -0.0573 | -0.0593 | -0.061 | -0.0626 | -0.064 | -0.0651 | -0.066 | -0.0668 | -0.0674 | -0.0679 | -0.0683 | -0.0686 | -0.0687 | -0.0688 | -0.0687 | -0.0687 | -0.0686 | -0.0683 | -0.0681 | -0.0678 | -0.0675
Northwest | K-12 | Minimum | November | Other Non-Substitutables | LDCEU/TDEF | Electric Load with Losses, Incl. Cogeneration | MW | 0 | 0 | 0 | 0 | 0 | 0 | 0 | 0 | 0 | 0 | 0 | 0 | -0.1725 | -0.3406 | -0.518 | -0.7061 | -0.7371 | -0.823 | -1.0096 | -0.8215 | -0.7462 | -0.6471 | -0.5737 | -0.4975 | -0.4265 | -0.3623 | -0.3066 | -0.2581 | -0.2172 | -0.1827 | -0.1537 | -0.1292 | -0.1086 | -0.0912 | -0.0767 | -0.0643 | -0.054 | -0.0454 | -0.0381 | -0.032 | -0.0268 | -0.0225 | -0.0188 | -0.0159 | -0.0133 | -0.0111 | -0.0094 | -0.0079 | -0.0066 | -0.0055 | -0.0046 | -0.0039 | -0.0032 | -0.0027 | -0.0023 | -0.0019 | -0.0016 | -0.0014
Northwest | K-12 | Minimum | December | Space Heating | LDCEU/TDEF | Electric Load with Losses, Incl. Cogeneration | MW | -0.7183 | -0.6657 | -0.735 | -0.7823 | -0.6598 | -0.627 | -0.7596 | -1.3472 | -1.3363 | -1.5234 | -1.3406 | -1.5262 | -2.1454 | -2.4181 | -2.7025 | -3.3777 | -3.4969 | -3.6872 | -3.9943 | -4.036 | -4.7655 | -4.9656 | -9.7118 | -10.3135 | -10.2169 | -10.4505 | -10.3638 | -10.2958 | -10.2214 | -10.1248 | -10.0385 | -9.9627 | -9.8891 | -9.8193 | -9.7539 | -9.6597 | -9.5741 | -9.4966 | -9.3924 | -9.3042 | -9.2339 | -9.1423 | -9.0617 | -8.9902 | -8.902 | -8.825 | -8.7617 | -8.6809 | -8.6107 | -8.5505 | -8.4686 | -8.3935 | -8.3236 | -8.2371 | -8.162 | -8.0973 | -8.0194 | -7.9453
Northwest | K-12 | Minimum | December | Water Heating | LDCEU/TDEF | Electric Load with Losses, Incl. Cogeneration | MW | 0 | 0 | 0 | 0 | 0 | 0 | 0 | 0 | 0 | 0 | 0 | 0 | 0 | 0 | 0 | 0 | 0 | 0 | 0 | 0 | 0 | 0 | -0.0688 | -0.1228 | -0.0807 | -0.0704 | -0.0736 | -0.074 | -0.0721 | -0.0677 | -0.0616 | -0.0538 | -0.0445 | -0.0338 | -0.022 | -0.0086 | 0.0063 | 0.0212 | 0.0372 | 0.0536 | 0.071 | 0.0883 | 0.1058 | 0.1233 | 0.1411 | 0.1588 | 0.1764 | 0.1941 | 0.2117 | 0.229 | 0.2462 | 0.2631 | 0.2795 | 0.2958 | 0.3115 | 0.3266 | 0.3415 | 0.3556
Northwest | K-12 | Minimum | December | Other Substitutables | LDCEU/TDEF | Electric Load with Losses, Incl. Cogeneration | MW | 0 | 0 | 0 | 0 | 0 | 0 | 0 | 0 | 0 | 0 | 0 | 0 | -0.0014 | -0.0014 | -0.003 | -0.0039 | -0.0039 | -0.0132 | -0.0157 | -0.0221 | -0.0278 | -0.0395 | -0.071 | -0.0783 | -0.0352 | -0.0033 | 0.0121 | 0.0276 | 0.0428 | 0.0579 | 0.0728 | 0.0875 | 0.102 | 0.1162 | 0.1301 | 0.1438 | 0.1577 | 0.1707 | 0.1832 | 0.1954 | 0.2078 | 0.2191 | 0.2301 | 0.2406 | 0.2506 | 0.26 | 0.2692 | 0.2777 | 0.2859 | 0.2937 | 0.301 | 0.3077 | 0.3139 | 0.3197 | 0.3249 | 0.3298 | 0.3341 | 0.3379
Northwest | K-12 | Minimum | December | Refrigeration | LDCEU/TDEF | Electric Load with Losses, Incl. Cogeneration | MW | 0 | 0 | 0 | 0 | 0 | 0 | 0 | 0 | 0 | 0 | 0 | 0 | -0.0278 | -0.0714 | -0.1139 | -0.1623 | -0.1806 | -0.8995 | -1.6451 | -2.3326 | -3.3766 | -4.4212 | -5.7121 | -6.8331 | -8.2762 | -9.4599 | -10.2274 | -10.9392 | -11.5879 | -12.184 | -12.7313 | -13.2332 | -13.6935 | -14.1153 | -14.5014 | -14.856 | -15.1915 | -15.4871 | -15.7574 | -16.0042 | -16.2447 | -16.4516 | -16.6399 | -16.8108 | -16.9679 | -17.1098 | -17.2403 | -17.3581 | -17.468 | -17.5689 | -17.659 | -17.7416 | -17.8159 | -17.8829 | -17.9438 | -17.9986 | -18.0479 | -18.0887
Northwest | K-12 | Minimum | December | Lighting | LDCEU/TDEF | Electric Load with Losses, Incl. Cogeneration | MW | 0 | -0.0403 | -0.2174 | -0.3123 | -0.3995 | -0.4553 | -0.615 | -0.7143 | -1.9028 | -3.2806 | -4.289 | -5.574 | -6.8113 | -8.4567 | -9.319 | -9.1912 | -9.6842 | -6.572 | -6.2295 | -6.526 | -6.4073 | -6.0485 | -5.8901 | -6.1176 | -5.8006 | -5.5126 | -5.2285 | -4.9805 | -4.7481 | -4.5308 | -4.3273 | -4.1366 | -3.9576 | -3.7897 | -3.6318 | -3.4833 | -3.344 | -3.2121 | -3.0875 | -2.9697 | -2.859 | -2.7535 | -2.653 | -2.5575 | -2.4665 | -2.3796 | -2.2965 | -2.2169 | -2.1407 | -2.0675 | -1.9968 | -1.9288 | -1.8629 | -1.7991 | -1.7373 | -1.6771 | -1.6187 | -1.5614
Northwest | K-12 | Minimum | December | Air Conditioning | LDCEU/TDEF | Electric Load with Losses, Incl. Cogeneration | MW | 0.0002 | 0.0012 | 0.0024 | 0.0036 | 0.0048 | 0.0064 | 0.0066 | 0.008 | 0.0092 | 0.0115 | 0.0139 | 0.0139 | 0.0139 | 0.0144 | 0.0154 | 0.0161 | 0.0154 | 0.0156 | 0.0171 | 0.0103 | 0.0017 | -0.0077 | -0.0162 | -0.0237 | -0.0301 | -0.0421 | -0.0509 | -0.0586 | -0.0654 | -0.0714 | -0.0853 | -0.0977 | -0.1088 | -0.1188 | -0.1276 | -0.1353 | -0.1423 | -0.1484 | -0.1537 | -0.1583 | -0.1624 | -0.1657 | -0.1686 | -0.171 | -0.1731 | -0.1747 | -0.176 | -0.1769 | -0.1776 | -0.178 | -0.1782 | -0.1782 | -0.178 | -0.1777 | -0.1772 | -0.1764 | -0.1757 | -0.1748
Northwest | K-12 | Minimum | December | Other Non-Substitutables | LDCEU/TDEF | Electric Load with Losses, Incl. Cogeneration | MW | 0 | 0 | 0 | 0 | 0 | 0 | 0 | 0 | 0 | 0 | 0 | 0 | -0.1725 | -0.3412 | -0.5188 | -0.706 | -0.7374 | -0.8229 | -1.0091 | -0.8221 | -0.7465 | -0.6473 | -0.5737 | -0.4973 | -0.4263 | -0.362 | -0.3064 | -0.258 | -0.217 | -0.1826 | -0.1536 | -0.1291 | -0.1086 | -0.0912 | -0.0766 | -0.0643 | -0.0541 | -0.0454 | -0.0381 | -0.0319 | -0.0268 | -0.0224 | -0.0188 | -0.0158 | -0.0133 | -0.0111 | -0.0093 | -0.0078 | -0.0065 | -0.0055 | -0.0046 | -0.0038 | -0.0032 | -0.0027 | -0.0023 | -0.0019 | -0.0016 | -0.0014
Northwest | University | Peak | January | Space Heating | LDCEU/TDEF | Electric Load with Losses, Incl. Cogeneration | MW | -0.1979 | -0.1339 | -0.113 | -0.0932 | -0.0545 | -0.0418 | 0.0126 | 0.0832 | 0.0899 | 0.1298 | 0.1034 | 0.1288 | 0.1352 | 0.1041 | 0.0826 | 0.0867 | 0.0923 | 0.0564 | 0.0622 | 0.0628 | 0.0689 | 0.0656 | 0.0269 | 0.0295 | -0.05 | -0.1408 | -0.1703 | -0.203 | -0.2357 | -0.2668 | -0.2998 | -0.3359 | -0.3728 | -0.4116 | -0.4518 | -0.4883 | -0.5261 | -0.564 | -0.599 | -0.6353 | -0.6732 | -0.7073 | -0.7424 | -0.7789 | -0.8129 | -0.8473 | -0.8828 | -0.9143 | -0.9467 | -0.9792 | -1.0076 | -1.0358 | -1.0633 | -1.0873 | -1.1116 | -1.1358 | -1.1572 | -1.1754
Northwest | University | Peak | January | Water Heating | LDCEU/TDEF | Electric Load with Losses, Incl. Cogeneration | MW | 0 | 0 | 0 | 0 | 0 | 0 | 0 | 0 | 0 | 0 | 0 | 0 | 0 | 0 | 0 | 0 | 0 | 0 | 0 | 0 | 0 | 0 | -0.6531 | -1.221 | -1.6826 | -2.0808 | -2.3881 | -2.6603 | -2.8971 | -3.0971 | -3.2711 | -3.4206 | -3.5465 | -3.651 | -3.7357 | -3.7942 | -3.8374 | -3.8684 | -3.8775 | -3.8782 | -3.871 | -3.8489 | -3.8195 | -3.7834 | -3.7335 | -3.6803 | -3.6234 | -3.5567 | -3.4859 | -3.4127 | -3.3291 | -3.2431 | -3.1559 | -3.0598 | -2.9646 | -2.8703 | -2.769 | -2.6716
Northwest | University | Peak | January | Other Substitutables | LDCEU/TDEF | Electric Load with Losses, Incl. Cogeneration | MW | 0 | 0 | 0 | 0 | 0 | 0 | 0 | 0 | 0 | 0 | 0 | 0 | -0.0039 | -0.0129 | -0.0177 | -0.0207 | -0.0203 | -0.0594 | -0.068 | -0.074 | -0.0819 | -0.0965 | -0.1164 | -0.118 | 0.0877 | 0.2815 | 0.3752 | 0.4679 | 0.5593 | 0.6504 | 0.739 | 0.8328 | 0.9238 | 1.0169 | 1.1095 | 1.1991 | 1.2865 | 1.3656 | 1.445 | 1.5189 | 1.5897 | 1.6537 | 1.716 | 1.7789 | 1.8415 | 1.8996 | 1.9553 | 2.0058 | 2.0549 | 2.101 | 2.1434 | 2.1833 | 2.2199 | 2.2535 | 2.2842 | 2.3121 | 2.3372 | 2.3521
Northwest | University | Peak | January | Refrigeration | LDCEU/TDEF | Electric Load with Losses, Incl. Cogeneration | MW | 0 | 0 | 0 | 0 | 0 | 0 | 0 | 0 | 0 | 0 | 0 | 0 | -0.0382 | -0.0921 | -0.1485 | -0.2135 | -0.2408 | -1.2219 | -2.0789 | -2.998 | -4.1703 | -5.011 | -6.0021 | -6.8339 | -8.1886 | -9.445 | -10.2488 | -10.9864 | -11.6632 | -12.286 | -12.8552 | -13.3901 | -13.8793 | -14.3368 | -14.761 | -15.1505 | -15.5075 | -15.8244 | -16.1224 | -16.3897 | -16.6346 | -16.8491 | -17.0486 | -17.2402 | -17.4247 | -17.5909 | -17.7486 | -17.8857 | -18.0208 | -18.1471 | -18.2611 | -18.3691 | -18.4682 | -18.5602 | -18.6461 | -18.7266 | -18.8019 | -18.841
Northwest | University | Peak | January | Lighting | LDCEU/TDEF | Electric Load with Losses, Incl. Cogeneration | MW | 0 | -0.1384 | -0.6471 | -0.9863 | -1.3559 | -1.6102 | -2.2438 | -2.6603 | -6.0484 | -9.8591 | -12.6809 | -15.3096 | -17.818 | -21.516 | -23.0706 | -22.1988 | -24.0629 | -16.8496 | -14.9275 | -15.4111 | -14.2838 | -12.9518 | -12.1394 | -12.0556 | -11.3955 | -10.8229 | -10.2537 | -9.7557 | -9.2911 | -8.8575 | -8.4519 | -8.0742 | -7.7204 | -7.3898 | -7.0802 | -6.7892 | -6.5152 | -6.2562 | -6.0127 | -5.7821 | -5.5639 | -5.3562 | -5.1594 | -4.9733 | -4.797 | -4.6284 | -4.4677 | -4.3131 | -4.1658 | -4.0244 | -3.8878 | -3.7563 | -3.6292 | -3.506 | -3.3866 | -3.2706 | -3.1576 | -3.0456
Northwest | University | Peak | January | Air Conditioning | LDCEU/TDEF | Electric Load with Losses, Incl. Cogeneration | MW | 0.0199 | 0.2053 | 0.3134 | 0.4855 | 0.6415 | 0.8965 | 0.7921 | 0.9712 | 1.1095 | 1.3657 | 1.703 | 1.5698 | 1.4635 | 1.4846 | 1.5754 | 1.6124 | 1.5498 | 1.5487 | 1.6004 | 1.1038 | 0.523 | 0.0097 | -0.4623 | -0.8959 | -1.3091 | -2.1322 | -2.7707 | -3.3545 | -3.8891 | -4.3799 | -5.4733 | -6.4954 | -7.4394 | -8.322 | -9.1031 | -9.5755 | -9.9935 | -10.3507 | -10.6715 | -10.945 | -11.1806 | -11.3747 | -11.5413 | -11.6882 | -11.8185 | -11.9221 | -12.0079 | -12.0694 | -12.1205 | -12.1568 | -12.1784 | -12.1889 | -12.1873 | -12.1765 | -12.1564 | -12.1277 | -12.0927 | -12.0273
Northwest | University | Peak | January | Other Non-Substitutables | LDCEU/TDEF | Electric Load with Losses, Incl. Cogeneration | MW | 0 | 0 | 0 | 0 | 0 | 0 | 0 | 0 | 0 | 0 | 0 | 0 | -1.4241 | -2.7308 | -4.1838 | -5.7268 | -6.0322 | -6.8297 | -7.8099 | -6.1032 | -5.2249 | -4.3627 | -3.732 | -3.0886 | -2.6448 | -2.2445 | -1.8976 | -1.5964 | -1.3426 | -1.1288 | -0.9488 | -0.7973 | -0.6699 | -0.5627 | -0.4725 | -0.3966 | -0.3329 | -0.2795 | -0.2346 | -0.1967 | -0.1651 | -0.1385 | -0.1161 | -0.0973 | -0.0816 | -0.0684 | -0.0573 | -0.0481 | -0.0403 | -0.0338 | -0.0283 | -0.0238 | -0.0199 | -0.0167 | -0.014 | -0.0117 | -0.0098 | -0.0082
Northwest | University | Peak | February | Space Heating | LDCEU/TDEF | Electric Load with Losses, Incl. Cogeneration | MW | -0.2556 | -0.1834 | -0.1403 | -0.1149 | -0.0633 | -0.0468 | 0.03 | 0.1113 | 0.1326 | 0.1775 | 0.159 | 0.1691 | 0.189 | 0.152 | 0.1064 | 0.1126 | 0.1287 | 0.0797 | 0.0918 | 0.0898 | 0.0943 | 0.1013 | 0.0421 | 0.041 | -0.0519 | -0.1674 | -0.2051 | -0.2467 | -0.2887 | -0.3285 | -0.3708 | -0.4171 | -0.4645 | -0.5143 | -0.5659 | -0.6129 | -0.6615 | -0.7104 | -0.7555 | -0.8022 | -0.8511 | -0.8951 | -0.9405 | -0.9875 | -1.0316 | -1.076 | -1.1219 | -1.1627 | -1.2046 | -1.2467 | -1.2834 | -1.3199 | -1.3556 | -1.3869 | -1.4183 | -1.4498 | -1.4775 | -1.5013
Northwest | University | Peak | February | Water Heating | LDCEU/TDEF | Electric Load with Losses, Incl. Cogeneration | MW | 0 | 0 | 0 | 0 | 0 | 0 | 0 | 0 | 0 | 0 | 0 | 0 | 0 | 0 | 0 | 0 | 0 | 0 | 0 | 0 | 0 | 0 | -0.4721 | -0.8593 | -1.3267 | -1.6402 | -1.8825 | -2.0971 | -2.2837 | -2.4413 | -2.5785 | -2.6963 | -2.7955 | -2.8776 | -2.9443 | -2.9904 | -3.0243 | -3.0485 | -3.0555 | -3.0559 | -3.05 | -3.0324 | -3.0091 | -2.9803 | -2.9408 | -2.8986 | -2.8535 | -2.8006 | -2.7446 | -2.6866 | -2.6204 | -2.5524 | -2.4833 | -2.4073 | -2.332 | -2.2573 | -2.1773 | -2.1002
Northwest | University | Peak | February | Other Substitutables | LDCEU/TDEF | Electric Load with Losses, Incl. Cogeneration | MW | 0 | 0 | 0 | 0 | 0 | 0 | 0 | 0 | 0 | 0 | 0 | 0 | -0.003 | -0.0102 | -0.014 | -0.0166 | -0.0161 | -0.0461 | -0.053 | -0.0578 | -0.0642 | -0.0759 | -0.0917 | -0.0931 | 0.0675 | 0.2178 | 0.2911 | 0.3633 | 0.4348 | 0.506 | 0.5752 | 0.6488 | 0.72 | 0.793 | 0.8658 | 0.9362 | 1.0049 | 1.0669 | 1.1293 | 1.1872 | 1.2429 | 1.2929 | 1.3418 | 1.3913 | 1.4405 | 1.4862 | 1.5301 | 1.5699 | 1.6086 | 1.6449 | 1.6783 | 1.7098 | 1.7387 | 1.7652 | 1.7895 | 1.8116 | 1.8315 | 1.8432
Northwest | University | Peak | February | Refrigeration | LDCEU/TDEF | Electric Load with Losses, Incl. Cogeneration | MW | 0 | 0 | 0 | 0 | 0 | 0 | 0 | 0 | 0 | 0 | 0 | 0 | -0.0321 | -0.0771 | -0.1244 | -0.1789 | -0.2018 | -1.0246 | -1.7433 | -2.5145 | -3.497 | -4.203 | -5.0345 | -5.7323 | -6.8673 | -7.9166 | -8.5905 | -9.2088 | -9.7764 | -10.2987 | -10.776 | -11.225 | -11.6356 | -12.02 | -12.3765 | -12.7038 | -13.004 | -13.2702 | -13.5209 | -13.7455 | -13.9513 | -14.1313 | -14.2989 | -14.4603 | -14.6158 | -14.7559 | -14.889 | -15.0046 | -15.1189 | -15.2258 | -15.3222 | -15.4136 | -15.4978 | -15.5758 | -15.6488 | -15.7173 | -15.7813 | -15.8142
Northwest | University | Peak | February | Lighting | LDCEU/TDEF | Electric Load with Losses, Incl. Cogeneration | MW | 0 | -0.0999 | -0.4779 | -0.732 | -1.0086 | -1.1988 | -1.6712 | -1.982 | -4.465 | -7.2622 | -9.3286 | -11.2562 | -13.0928 | -15.7761 | -16.9291 | -16.3398 | -17.6136 | -12.3934 | -10.9834 | -11.3195 | -10.4979 | -9.528 | -8.9369 | -8.8687 | -8.384 | -7.963 | -7.5449 | -7.179 | -6.8377 | -6.5192 | -6.2212 | -5.9437 | -5.6838 | -5.4408 | -5.2133 | -4.9996 | -4.7982 | -4.6078 | -4.4288 | -4.2592 | -4.0989 | -3.9461 | -3.8014 | -3.6646 | -3.5349 | -3.4109 | -3.2928 | -3.1792 | -3.0708 | -2.9667 | -2.8664 | -2.7697 | -2.6761 | -2.5855 | -2.4977 | -2.4123 | -2.3292 | -2.2467
Northwest | University | Peak | February | Air Conditioning | LDCEU/TDEF | Electric Load with Losses, Incl. Cogeneration | MW | 0.0058 | 0.0593 | 0.0899 | 0.1393 | 0.1837 | 0.2562 | 0.2268 | 0.2784 | 0.3179 | 0.3908 | 0.4856 | 0.4474 | 0.4177 | 0.4244 | 0.4502 | 0.4594 | 0.4421 | 0.4402 | 0.4558 | 0.3144 | 0.1485 | 0.0019 | -0.1332 | -0.2575 | -0.3757 | -0.6108 | -0.7936 | -0.9607 | -1.1138 | -1.2543 | -1.5672 | -1.8598 | -2.1301 | -2.383 | -2.6068 | -2.7424 | -2.8622 | -2.9646 | -3.0568 | -3.1353 | -3.203 | -3.2587 | -3.3064 | -3.3488 | -3.3865 | -3.4163 | -3.4413 | -3.4591 | -3.4741 | -3.4848 | -3.4913 | -3.4947 | -3.4946 | -3.4918 | -3.4863 | -3.4784 | -3.4687 | -3.45
Northwest | University | Peak | February | Other Non-Substitutables | LDCEU/TDEF | Electric Load with Losses, Incl. Cogeneration | MW | 0 | 0 | 0 | 0 | 0 | 0 | 0 | 0 | 0 | 0 | 0 | 0 | -1.2654 | -2.4285 | -3.7191 | -5.0801 | -5.3564 | -6.0654 | -6.929 | -5.4227 | -4.6429 | -3.8791 | -3.3192 | -2.7475 | -2.353 | -1.9972 | -1.6889 | -1.4209 | -1.195 | -1.0047 | -0.8445 | -0.7097 | -0.5963 | -0.5009 | -0.4206 | -0.3531 | -0.2964 | -0.2487 | -0.2088 | -0.1751 | -0.1469 | -0.1232 | -0.1034 | -0.0867 | -0.0727 | -0.061 | -0.0511 | -0.0429 | -0.0359 | -0.0301 | -0.0253 | -0.0212 | -0.0177 | -0.0148 | -0.0125 | -0.0104 | -0.0088 | -0.0074
Northwest | University | Peak | March | Space Heating | LDCEU/TDEF | Electric Load with Losses, Incl. Cogeneration | MW | -0.1421 | -0.1029 | -0.0817 | -0.0634 | -0.0316 | -0.021 | 0.0308 | 0.0825 | 0.0838 | 0.1277 | 0.0999 | 0.1016 | 0.1119 | 0.0972 | 0.064 | 0.0751 | 0.086 | 0.053 | 0.0574 | 0.064 | 0.0608 | 0.0623 | 0.0323 | 0.0385 | -0.0213 | -0.0883 | -0.1102 | -0.1344 | -0.1589 | -0.182 | -0.2067 | -0.2337 | -0.2614 | -0.2905 | -0.3206 | -0.3481 | -0.3766 | -0.4052 | -0.4316 | -0.4591 | -0.4878 | -0.5136 | -0.5402 | -0.568 | -0.5938 | -0.6199 | -0.6469 | -0.671 | -0.6956 | -0.7203 | -0.7419 | -0.7635 | -0.7845 | -0.8029 | -0.8214 | -0.84 | -0.8563 | -0.8704
Northwest | University | Peak | March | Water Heating | LDCEU/TDEF | Electric Load with Losses, Incl. Cogeneration | MW | 0 | 0 | 0 | 0 | 0 | 0 | 0 | 0 | 0 | 0 | 0 | 0 | 0 | 0 | 0 | 0 | 0 | 0 | 0 | 0 | 0 | 0 | -0.4194 | -0.8235 | -1.1491 | -1.4206 | -1.6303 | -1.816 | -1.9777 | -2.1143 | -2.2332 | -2.3354 | -2.4215 | -2.493 | -2.5511 | -2.5912 | -2.6211 | -2.6424 | -2.6488 | -2.6496 | -2.645 | -2.63 | -2.6102 | -2.5858 | -2.552 | -2.5159 | -2.4773 | -2.4319 | -2.3839 | -2.334 | -2.2772 | -2.2188 | -2.1595 | -2.0942 | -2.0295 | -1.9653 | -1.8964 | -1.83
Northwest | University | Peak | March | Other Substitutables | LDCEU/TDEF | Electric Load with Losses, Incl. Cogeneration | MW | 0 | 0 | 0 | 0 | 0 | 0 | 0 | 0 | 0 | 0 | 0 | 0 | -0.003 | -0.0105 | -0.0144 | -0.0169 | -0.0165 | -0.0466 | -0.0537 | -0.0586 | -0.0651 | -0.077 | -0.0932 | -0.0945 | 0.0685 | 0.2209 | 0.2952 | 0.3686 | 0.4413 | 0.5135 | 0.584 | 0.6587 | 0.7312 | 0.8056 | 0.8797 | 0.9514 | 1.0214 | 1.0846 | 1.1481 | 1.2071 | 1.2637 | 1.3147 | 1.3644 | 1.4148 | 1.465 | 1.5116 | 1.5564 | 1.5968 | 1.6363 | 1.6734 | 1.7074 | 1.7396 | 1.7691 | 1.7962 | 1.821 | 1.8436 | 1.8639 | 1.8758
Northwest | University | Peak | March | Refrigeration | LDCEU/TDEF | Electric Load with Losses, Incl. Cogeneration | MW | 0 | 0 | 0 | 0 | 0 | 0 | 0 | 0 | 0 | 0 | 0 | 0 | -0.0314 | -0.0756 | -0.1219 | -0.1754 | -0.1979 | -1.0053 | -1.7109 | -2.468 | -3.4328 | -4.1246 | -4.9398 | -5.625 | -6.7373 | -7.7661 | -8.4273 | -9.0341 | -9.5909 | -10.1035 | -10.5718 | -11.0126 | -11.4157 | -11.7933 | -12.1436 | -12.4651 | -12.7603 | -13.0217 | -13.268 | -13.4887 | -13.6909 | -13.8677 | -14.0323 | -14.1909 | -14.344 | -14.4818 | -14.6127 | -14.7265 | -14.8389 | -14.9441 | -15.039 | -15.129 | -15.2119 | -15.2888 | -15.3608 | -15.4283 | -15.4915 | -15.5237
Northwest | University | Peak | March | Lighting | LDCEU/TDEF | Electric Load with Losses, Incl. Cogeneration | MW | 0 | -0.1021 | -0.4914 | -0.7537 | -1.0391 | -1.2352 | -1.7223 | -2.0428 | -4.5899 | -7.4607 | -9.5801 | -11.558 | -13.4416 | -16.1863 | -17.3732 | -16.783 | -18.0628 | -12.7269 | -11.28 | -11.6195 | -10.7781 | -9.7845 | -9.1767 | -9.1028 | -8.6053 | -8.1733 | -7.7442 | -7.369 | -7.0187 | -6.6919 | -6.3861 | -6.1014 | -5.8347 | -5.5854 | -5.352 | -5.1327 | -4.9262 | -4.7307 | -4.5471 | -4.3731 | -4.2085 | -4.0517 | -3.9032 | -3.7627 | -3.6297 | -3.5025 | -3.3813 | -3.2646 | -3.1534 | -3.0466 | -2.9435 | -2.8442 | -2.7483 | -2.6552 | -2.565 | -2.4774 | -2.3921 | -2.3074
Northwest | University | Peak | March | Air Conditioning | LDCEU/TDEF | Electric Load with Losses, Incl. Cogeneration | MW | 0.0127 | 0.1294 | 0.1958 | 0.3035 | 0.4 | 0.5571 | 0.4938 | 0.6063 | 0.6918 | 0.8506 | 1.0548 | 0.9717 | 0.9072 | 0.9226 | 0.9787 | 0.9967 | 0.9597 | 0.9541 | 0.989 | 0.6829 | 0.3229 | 0.0046 | -0.2887 | -0.5586 | -0.8152 | -1.3255 | -1.7224 | -2.0854 | -2.4177 | -2.7231 | -3.4026 | -4.0383 | -4.6255 | -5.1748 | -5.6613 | -5.956 | -6.2169 | -6.4395 | -6.6399 | -6.8106 | -6.9578 | -7.0788 | -7.1829 | -7.2751 | -7.3572 | -7.4226 | -7.4769 | -7.516 | -7.5487 | -7.5723 | -7.5866 | -7.5942 | -7.5942 | -7.5884 | -7.5768 | -7.5599 | -7.5391 | -7.4986
Northwest | University | Peak | March | Other Non-Substitutables | LDCEU/TDEF | Electric Load with Losses, Incl. Cogeneration | MW | 0 | 0 | 0 | 0 | 0 | 0 | 0 | 0 | 0 | 0 | 0 | 0 | -1.3705 | -2.628 | -4.0234 | -5.5009 | -5.8017 | -6.5746 | -7.5045 | -5.871 | -5.028 | -4.2001 | -3.5937 | -2.9755 | -2.5484 | -2.1632 | -1.8293 | -1.539 | -1.2943 | -1.0882 | -0.9148 | -0.7688 | -0.6459 | -0.5425 | -0.4556 | -0.3824 | -0.3211 | -0.2695 | -0.2261 | -0.1897 | -0.1592 | -0.1335 | -0.112 | -0.0939 | -0.0788 | -0.066 | -0.0553 | -0.0464 | -0.0389 | -0.0326 | -0.0273 | -0.0229 | -0.0191 | -0.0161 | -0.0135 | -0.0113 | -0.0095 | -0.0079
Northwest | University | Peak | April | Space Heating | LDCEU/TDEF | Electric Load with Losses, Incl. Cogeneration | MW | -0.1502 | -0.1057 | -0.0879 | -0.0691 | -0.0373 | -0.0264 | 0.0231 | 0.0644 | 0.0881 | 0.1096 | 0.1065 | 0.0949 | 0.1142 | 0.0881 | 0.0665 | 0.0757 | 0.0801 | 0.0533 | 0.0592 | 0.0534 | 0.0582 | 0.0598 | 0.0379 | 0.0228 | -0.0307 | -0.101 | -0.1238 | -0.1492 | -0.1747 | -0.1988 | -0.2245 | -0.2526 | -0.2813 | -0.3115 | -0.3428 | -0.3714 | -0.4008 | -0.4305 | -0.4579 | -0.4861 | -0.5159 | -0.5426 | -0.5701 | -0.5987 | -0.6254 | -0.6523 | -0.6802 | -0.7048 | -0.7303 | -0.7557 | -0.778 | -0.8001 | -0.8217 | -0.8406 | -0.8597 | -0.8787 | -0.8955 | -0.9099
Northwest | University | Peak | April | Water Heating | LDCEU/TDEF | Electric Load with Losses, Incl. Cogeneration | MW | 0 | 0 | 0 | 0 | 0 | 0 | 0 | 0 | 0 | 0 | 0 | 0 | 0 | 0 | 0 | 0 | 0 | 0 | 0 | 0 | 0 | 0 | -0.3913 | -0.5226 | -0.8777 | -1.0847 | -1.2448 | -1.3866 | -1.51 | -1.6143 | -1.7053 | -1.7836 | -1.8496 | -1.9045 | -1.9491 | -1.9801 | -2.0033 | -2.02 | -2.0255 | -2.0264 | -2.0233 | -2.0124 | -1.9976 | -1.9793 | -1.9541 | -1.927 | -1.898 | -1.8638 | -1.8276 | -1.7901 | -1.7472 | -1.7031 | -1.6583 | -1.609 | -1.5601 | -1.5115 | -1.4595 | -1.4091
Northwest | University | Peak | April | Other Substitutables | LDCEU/TDEF | Electric Load with Losses, Incl. Cogeneration | MW | 0 | 0 | 0 | 0 | 0 | 0 | 0 | 0 | 0 | 0 | 0 | 0 | -0.0026 | -0.0088 | -0.0122 | -0.0145 | -0.0142 | -0.0407 | -0.0468 | -0.0511 | -0.0568 | -0.0673 | -0.0816 | -0.0828 | 0.0577 | 0.1897 | 0.2538 | 0.3172 | 0.3797 | 0.442 | 0.5027 | 0.5669 | 0.6293 | 0.693 | 0.7565 | 0.818 | 0.8779 | 0.9321 | 0.9866 | 1.0373 | 1.0858 | 1.1296 | 1.1724 | 1.2155 | 1.2586 | 1.2985 | 1.3367 | 1.3714 | 1.4052 | 1.4369 | 1.466 | 1.4934 | 1.5185 | 1.5416 | 1.5628 | 1.582 | 1.5994 | 1.6097
Northwest | University | Peak | April | Refrigeration | LDCEU/TDEF | Electric Load with Losses, Incl. Cogeneration | MW | 0 | 0 | 0 | 0 | 0 | 0 | 0 | 0 | 0 | 0 | 0 | 0 | -0.0296 | -0.0713 | -0.1149 | -0.1651 | -0.1862 | -0.9461 | -1.6113 | -2.3265 | -3.2368 | -3.8906 | -4.6604 | -5.3102 | -6.3593 | -7.3322 | -7.9566 | -8.5293 | -9.0551 | -9.5389 | -9.981 | -10.3967 | -10.7768 | -11.1323 | -11.462 | -11.7646 | -12.042 | -12.2883 | -12.52 | -12.7277 | -12.918 | -13.0846 | -13.2396 | -13.3885 | -13.532 | -13.6611 | -13.7835 | -13.8901 | -13.995 | -14.0929 | -14.1814 | -14.2651 | -14.3421 | -14.4134 | -14.4801 | -14.5425 | -14.6009 | -14.6313
Northwest | University | Peak | April | Lighting | LDCEU/TDEF | Electric Load with Losses, Incl. Cogeneration | MW | 0 | -0.0985 | -0.4757 | -0.73 | -1.0069 | -1.1971 | -1.6692 | -1.9799 | -4.4433 | -7.2202 | -9.2696 | -11.1824 | -13.0034 | -15.6537 | -16.8029 | -16.2381 | -17.4632 | -12.3114 | -10.9115 | -11.237 | -10.4231 | -9.4624 | -8.8716 | -8.7966 | -8.3139 | -7.8951 | -7.4791 | -7.1151 | -6.7755 | -6.4585 | -6.162 | -5.886 | -5.6274 | -5.3858 | -5.1595 | -4.9468 | -4.7467 | -4.5575 | -4.3797 | -4.2113 | -4.052 | -3.9003 | -3.7568 | -3.621 | -3.4923 | -3.3693 | -3.2522 | -3.1395 | -3.0321 | -2.929 | -2.8294 | -2.7336 | -2.641 | -2.5514 | -2.4644 | -2.38 | -2.2978 | -2.2162
Northwest | University | Peak | April | Air Conditioning | LDCEU/TDEF | Electric Load with Losses, Incl. Cogeneration | MW | 0.0108 | 0.1102 | 0.1679 | 0.2601 | 0.3434 | 0.4791 | 0.4237 | 0.5195 | 0.5931 | 0.7302 | 0.9091 | 0.8384 | 0.7813 | 0.793 | 0.8417 | 0.8606 | 0.8271 | 0.8256 | 0.8545 | 0.5883 | 0.2768 | 0.0014 | -0.2523 | -0.486 | -0.709 | -1.1515 | -1.4953 | -1.8097 | -2.0975 | -2.362 | -2.9505 | -3.5007 | -4.009 | -4.4843 | -4.9049 | -5.1594 | -5.3846 | -5.577 | -5.7499 | -5.8973 | -6.0243 | -6.129 | -6.2188 | -6.2982 | -6.3684 | -6.4244 | -6.4708 | -6.5041 | -6.5318 | -6.5514 | -6.5631 | -6.569 | -6.5682 | -6.5625 | -6.5519 | -6.5365 | -6.5178 | -6.4827
Northwest | University | Peak | April | Other Non-Substitutables | LDCEU/TDEF | Electric Load with Losses, Incl. Cogeneration | MW | 0 | 0 | 0 | 0 | 0 | 0 | 0 | 0 | 0 | 0 | 0 | 0 | -1.0658 | -2.0424 | -3.127 | -4.2805 | -4.5101 | -5.1133 | -5.8421 | -4.5716 | -3.9167 | -3.2729 | -2.8017 | -2.3215 | -1.9886 | -1.6883 | -1.4278 | -1.2012 | -1.0103 | -0.8495 | -0.714 | -0.6 | -0.5041 | -0.4235 | -0.3556 | -0.2985 | -0.2506 | -0.2104 | -0.1765 | -0.1481 | -0.1243 | -0.1042 | -0.0874 | -0.0733 | -0.0614 | -0.0516 | -0.0432 | -0.0362 | -0.0304 | -0.0255 | -0.0213 | -0.0179 | -0.0149 | -0.0125 | -0.0105 | -0.0088 | -0.0074 | -0.0062
Northwest | University | Peak | May | Space Heating | LDCEU/TDEF | Electric Load with Losses, Incl. Cogeneration | MW | -0.0559 | -0.0443 | -0.0336 | -0.0274 | -0.0151 | -0.0066 | 0.0204 | 0.037 | 0.0344 | 0.0588 | 0.0498 | 0.0468 | 0.0474 | 0.0364 | 0.0285 | 0.0281 | 0.0321 | 0.0257 | 0.0295 | 0.0278 | 0.026 | 0.0256 | 0.0176 | 0.0158 | -0.0081 | -0.0363 | -0.0454 | -0.0555 | -0.0657 | -0.0754 | -0.0857 | -0.0969 | -0.1085 | -0.1205 | -0.1329 | -0.1442 | -0.156 | -0.1679 | -0.1788 | -0.1902 | -0.2021 | -0.2129 | -0.2241 | -0.2355 | -0.2462 | -0.2571 | -0.2682 | -0.2781 | -0.2883 | -0.2985 | -0.3074 | -0.3163 | -0.3249 | -0.3325 | -0.3401 | -0.3477 | -0.3544 | -0.3604
Northwest | University | Peak | May | Water Heating | LDCEU/TDEF | Electric Load with Losses, Incl. Cogeneration | MW | 0 | 0 | 0 | 0 | 0 | 0 | 0 | 0 | 0 | 0 | 0 | 0 | 0 | 0 | 0 | 0 | 0 | 0 | 0 | 0 | 0 | 0 | -0.2485 | -0.4355 | -0.6445 | -0.7966 | -0.9136 | -1.0174 | -1.1078 | -1.1843 | -1.251 | -1.3085 | -1.357 | -1.3975 | -1.4305 | -1.4538 | -1.4712 | -1.4838 | -1.4883 | -1.4895 | -1.4877 | -1.4802 | -1.4698 | -1.457 | -1.439 | -1.4197 | -1.399 | -1.3746 | -1.3486 | -1.3216 | -1.2908 | -1.2591 | -1.2268 | -1.1914 | -1.1561 | -1.1212 | -1.0837 | -1.0472
Northwest | University | Peak | May | Other Substitutables | LDCEU/TDEF | Electric Load with Losses, Incl. Cogeneration | MW | 0 | 0 | 0 | 0 | 0 | 0 | 0 | 0 | 0 | 0 | 0 | 0 | -0.0024 | -0.0068 | -0.0096 | -0.0118 | -0.0115 | -0.0358 | -0.041 | -0.0445 | -0.0492 | -0.0583 | -0.0705 | -0.0716 | 0.048 | 0.1626 | 0.2171 | 0.271 | 0.3241 | 0.3769 | 0.4283 | 0.482 | 0.5342 | 0.5873 | 0.6399 | 0.6908 | 0.7403 | 0.7855 | 0.8307 | 0.8729 | 0.9133 | 0.9501 | 0.9858 | 1.0216 | 1.057 | 1.0898 | 1.1212 | 1.1497 | 1.1775 | 1.2033 | 1.2271 | 1.2494 | 1.2699 | 1.2886 | 1.3057 | 1.3212 | 1.335 | 1.3436
Northwest | University | Peak | May | Refrigeration | LDCEU/TDEF | Electric Load with Losses, Incl. Cogeneration | MW | 0 | 0 | 0 | 0 | 0 | 0 | 0 | 0 | 0 | 0 | 0 | 0 | -0.0245 | -0.0592 | -0.0953 | -0.137 | -0.1541 | -0.782 | -1.3321 | -1.9249 | -2.6781 | -3.2247 | -3.8662 | -4.4067 | -5.2818 | -6.0965 | -6.6152 | -7.091 | -7.5276 | -7.9291 | -8.2961 | -8.6395 | -8.9536 | -9.2463 | -9.5169 | -9.765 | -9.9921 | -10.1948 | -10.3846 | -10.5552 | -10.7114 | -10.8491 | -10.9767 | -11.0981 | -11.214 | -11.3184 | -11.4172 | -11.5034 | -11.5876 | -11.6662 | -11.7369 | -11.8035 | -11.8645 | -11.9209 | -11.9732 | -12.022 | -12.0673 | -12.0924
Northwest | University | Peak | May | Lighting | LDCEU/TDEF | Electric Load with Losses, Incl. Cogeneration | MW | 0 | -0.1037 | -0.4832 | -0.736 | -1.0116 | -1.2011 | -1.6737 | -1.9842 | -4.5177 | -7.3664 | -9.4766 | -11.4419 | -13.3167 | -16.0852 | -17.2444 | -16.5839 | -17.9916 | -12.5866 | -11.1485 | -11.5119 | -10.6662 | -9.6686 | -9.0608 | -8.9989 | -8.5019 | -8.0709 | -7.6425 | -7.2674 | -6.9175 | -6.591 | -6.2858 | -6.0015 | -5.7353 | -5.4866 | -5.2536 | -5.0348 | -4.8289 | -4.6344 | -4.4517 | -4.2789 | -4.1154 | -3.9601 | -3.8131 | -3.6738 | -3.5419 | -3.416 | -3.2961 | -3.1809 | -3.0711 | -2.9657 | -2.8641 | -2.7663 | -2.6717 | -2.5804 | -2.4917 | -2.4057 | -2.3221 | -2.2393
Northwest | University | Peak | May | Air Conditioning | LDCEU/TDEF | Electric Load with Losses, Incl. Cogeneration | MW | 0.0235 | 0.2318 | 0.3621 | 0.5487 | 0.7592 | 1.0273 | 0.8992 | 1.1017 | 1.2856 | 1.5555 | 1.972 | 1.8409 | 1.7166 | 1.7262 | 1.8163 | 1.8832 | 1.8017 | 1.817 | 1.8663 | 1.2756 | 0.5938 | -0.0209 | -0.5831 | -1.1258 | -1.6041 | -2.5923 | -3.3573 | -4.0567 | -4.6972 | -5.285 | -6.5945 | -7.8155 | -8.9435 | -9.9957 | -10.9254 | -11.4848 | -11.9788 | -12.4029 | -12.782 | -13.1055 | -13.3841 | -13.6149 | -13.8119 | -13.9836 | -14.1339 | -14.2528 | -14.3502 | -14.4195 | -14.4756 | -14.5138 | -14.5347 | -14.5421 | -14.5352 | -14.5173 | -14.4881 | -14.4488 | -14.4019 | -14.3232
Northwest | University | Peak | May | Other Non-Substitutables | LDCEU/TDEF | Electric Load with Losses, Incl. Cogeneration | MW | 0 | 0 | 0 | 0 | 0 | 0 | 0 | 0 | 0 | 0 | 0 | 0 | -1.133 | -2.1768 | -3.3379 | -4.5644 | -4.794 | -5.4202 | -6.2268 | -4.8781 | -4.1762 | -3.4933 | -2.9923 | -2.4791 | -2.1237 | -1.8025 | -1.524 | -1.2821 | -1.0782 | -0.9065 | -0.7619 | -0.6403 | -0.538 | -0.4518 | -0.3794 | -0.3185 | -0.2674 | -0.2244 | -0.1883 | -0.158 | -0.1325 | -0.1111 | -0.0932 | -0.0781 | -0.0656 | -0.0549 | -0.0461 | -0.0386 | -0.0324 | -0.0271 | -0.0227 | -0.019 | -0.0159 | -0.0134 | -0.0112 | -0.0094 | -0.0078 | -0.0066
Northwest | University | Peak | June | Space Heating | LDCEU/TDEF | Electric Load with Losses, Incl. Cogeneration | MW | -0.0196 | -0.0153 | -0.0106 | -0.0086 | -0.0045 | -0.0033 | 0.0047 | 0.0076 | 0.014 | 0.0117 | 0.009 | 0.0111 | 0.017 | 0.0082 | 0.0076 | 0.0088 | 0.0072 | 0.0065 | 0.0071 | 0.0087 | 0.006 | 0.0082 | 0 | 0.0031 | -0.004 | -0.0122 | -0.0149 | -0.0178 | -0.0207 | -0.0235 | -0.0264 | -0.0297 | -0.0329 | -0.0363 | -0.0398 | -0.0431 | -0.0463 | -0.0497 | -0.0527 | -0.0559 | -0.0593 | -0.0624 | -0.0655 | -0.0687 | -0.0717 | -0.0747 | -0.0778 | -0.0807 | -0.0835 | -0.0863 | -0.0888 | -0.0912 | -0.0936 | -0.0957 | -0.0978 | -0.0998 | -0.1017 | -0.1034
Northwest | University | Peak | June | Water Heating | LDCEU/TDEF | Electric Load with Losses, Incl. Cogeneration | MW | 0 | 0 | 0 | 0 | 0 | 0 | 0 | 0 | 0 | 0 | 0 | 0 | 0 | 0 | 0 | 0 | 0 | 0 | 0 | 0 | 0 | 0 | -0.1333 | -0.328 | -0.4691 | -0.5801 | -0.6649 | -0.7401 | -0.8056 | -0.8613 | -0.9099 | -0.9518 | -0.9873 | -1.0171 | -1.0415 | -1.0589 | -1.0721 | -1.0819 | -1.0858 | -1.0874 | -1.0866 | -1.0818 | -1.0749 | -1.0663 | -1.0541 | -1.0408 | -1.0266 | -1.0096 | -0.9915 | -0.9728 | -0.9512 | -0.9291 | -0.9065 | -0.8816 | -0.8568 | -0.8323 | -0.8059 | -0.7801
Northwest | University | Peak | June | Other Substitutables | LDCEU/TDEF | Electric Load with Losses, Incl. Cogeneration | MW | 0 | 0 | 0 | 0 | 0 | 0 | 0 | 0 | 0 | 0 | 0 | 0 | -0.0032 | -0.0065 | -0.0095 | -0.0128 | -0.0121 | -0.0449 | -0.0506 | -0.0543 | -0.0601 | -0.071 | -0.0858 | -0.0871 | 0.0529 | 0.1921 | 0.2558 | 0.3187 | 0.3805 | 0.4418 | 0.5015 | 0.5626 | 0.622 | 0.6814 | 0.74 | 0.7966 | 0.8514 | 0.9024 | 0.9528 | 1.0002 | 1.0457 | 1.0876 | 1.1281 | 1.1678 | 1.2065 | 1.2426 | 1.277 | 1.3084 | 1.3384 | 1.3664 | 1.3922 | 1.4162 | 1.4381 | 1.4579 | 1.476 | 1.4921 | 1.5065 | 1.5162
Northwest | University | Peak | June | Refrigeration | LDCEU/TDEF | Electric Load with Losses, Incl. Cogeneration | MW | 0 | 0 | 0 | 0 | 0 | 0 | 0 | 0 | 0 | 0 | 0 | 0 | -0.0244 | -0.0589 | -0.0947 | -0.1359 | -0.1523 | -0.7722 | -1.3173 | -1.9083 | -2.6564 | -3.2067 | -3.8496 | -4.3939 | -5.2708 | -6.0967 | -6.6148 | -7.0899 | -7.5257 | -7.9261 | -8.2922 | -8.6321 | -8.9429 | -9.2305 | -9.4951 | -9.7375 | -9.9583 | -10.1577 | -10.3426 | -10.5096 | -10.6622 | -10.7984 | -10.9238 | -11.041 | -11.151 | -11.2503 | -11.3434 | -11.4252 | -11.5039 | -11.5769 | -11.6422 | -11.703 | -11.7584 | -11.809 | -11.8556 | -11.8985 | -11.9379 | -11.9626
Northwest | University | Peak | June | Lighting | LDCEU/TDEF | Electric Load with Losses, Incl. Cogeneration | MW | 0 | -0.1105 | -0.4909 | -0.7402 | -1.0123 | -1.1999 | -1.6702 | -1.9788 | -4.5958 | -7.5286 | -9.7115 | -11.739 | -13.6777 | -16.595 | -17.761 | -16.9693 | -18.6242 | -12.8957 | -11.4118 | -11.8259 | -10.9395 | -9.8949 | -9.2591 | -9.2101 | -8.6945 | -8.2482 | -7.8042 | -7.4147 | -7.0516 | -6.713 | -6.3969 | -6.102 | -5.8262 | -5.5684 | -5.327 | -5.1005 | -4.8875 | -4.6869 | -4.4983 | -4.3203 | -4.1521 | -3.9927 | -3.8418 | -3.699 | -3.5635 | -3.4344 | -3.3115 | -3.1936 | -3.0813 | -2.9737 | -2.8701 | -2.7704 | -2.6743 | -2.5813 | -2.4913 | -2.4041 | -2.3193 | -2.236
Northwest | University | Peak | June | Air Conditioning | LDCEU/TDEF | Electric Load with Losses, Incl. Cogeneration | MW | 0.0702 | 0.7599 | 1.2623 | 1.9288 | 2.591 | 3.71 | 3.1822 | 4.0221 | 4.4331 | 5.6599 | 7.4448 | 6.8437 | 6.1371 | 6.3198 | 6.5878 | 6.9399 | 6.7113 | 6.8386 | 6.9049 | 4.6101 | 2.066 | -0.1574 | -2.9236 | -4.5327 | -6.4385 | -10.2804 | -13.2414 | -15.9481 | -18.4265 | -20.6995 | -25.764 | -30.4669 | -34.811 | -38.8487 | -42.4042 | -44.5254 | -46.3896 | -48.0052 | -49.4354 | -50.6609 | -51.7124 | -52.5931 | -53.339 | -53.9733 | -54.5131 | -54.9375 | -55.2759 | -55.5137 | -55.6929 | -55.8033 | -55.8481 | -55.8394 | -55.7763 | -55.6706 | -55.5215 | -55.3337 | -55.1163 | -54.8102
Northwest | University | Peak | June | Other Non-Substitutables | LDCEU/TDEF | Electric Load with Losses, Incl. Cogeneration | MW | 0 | 0 | 0 | 0 | 0 | 0 | 0 | 0 | 0 | 0 | 0 | 0 | -0.9524 | -1.8319 | -2.8155 | -3.8591 | -4.0289 | -4.5438 | -5.2653 | -4.1276 | -3.5324 | -2.9586 | -2.5377 | -2.1045 | -1.8033 | -1.53 | -1.2935 | -1.088 | -0.915 | -0.7692 | -0.6464 | -0.5432 | -0.4564 | -0.3833 | -0.3218 | -0.2701 | -0.2268 | -0.1903 | -0.1597 | -0.134 | -0.1124 | -0.0943 | -0.0791 | -0.0663 | -0.0556 | -0.0465 | -0.039 | -0.0327 | -0.0274 | -0.0229 | -0.0192 | -0.0162 | -0.0136 | -0.0114 | -0.0095 | -0.008 | -0.0067 | -0.0055
Northwest | University | Peak | July | Space Heating | LDCEU/TDEF | Electric Load with Losses, Incl. Cogeneration | MW | -0.0072 | -0.0032 | -0.0028 | -0.0024 | -0.0015 | -0.0015 | 0.001 | 0.0026 | 0.0031 | 0.0022 | 0.0018 | 0.002 | 0.0026 | 0.0019 | 0.0012 | 0.0017 | 0.0013 | 0.0014 | 0.0019 | 0.0016 | 0.0009 | 0.0007 | -0.0001 | 0.0012 | -0.0015 | -0.0038 | -0.0045 | -0.0053 | -0.0062 | -0.0068 | -0.0077 | -0.0085 | -0.0094 | -0.0103 | -0.0113 | -0.0121 | -0.0131 | -0.0139 | -0.0147 | -0.0156 | -0.0165 | -0.0173 | -0.0181 | -0.019 | -0.0198 | -0.0206 | -0.0214 | -0.0222 | -0.0229 | -0.0237 | -0.0243 | -0.025 | -0.0257 | -0.0262 | -0.0268 | -0.0273 | -0.0278 | -0.0283
Northwest | University | Peak | July | Water Heating | LDCEU/TDEF | Electric Load with Losses, Incl. Cogeneration | MW | 0 | 0 | 0 | 0 | 0 | 0 | 0 | 0 | 0 | 0 | 0 | 0 | 0 | 0 | 0 | 0 | 0 | 0 | 0 | 0 | 0 | 0 | -0.0896 | -0.2078 | -0.2624 | -0.3248 | -0.3722 | -0.4142 | -0.4509 | -0.4819 | -0.509 | -0.5324 | -0.5522 | -0.5687 | -0.5823 | -0.592 | -0.5993 | -0.6047 | -0.6067 | -0.6075 | -0.6071 | -0.6043 | -0.6004 | -0.5956 | -0.5887 | -0.5812 | -0.5732 | -0.5637 | -0.5535 | -0.543 | -0.5309 | -0.5184 | -0.5058 | -0.4918 | -0.478 | -0.4643 | -0.4494 | -0.4349
Northwest | University | Peak | July | Other Substitutables | LDCEU/TDEF | Electric Load with Losses, Incl. Cogeneration | MW | 0 | 0 | 0 | 0 | 0 | 0 | 0 | 0 | 0 | 0 | 0 | 0 | -0.0029 | -0.006 | -0.0086 | -0.0111 | -0.0106 | -0.0398 | -0.0444 | -0.0473 | -0.0519 | -0.0604 | -0.0722 | -0.0732 | 0.0537 | 0.1796 | 0.2372 | 0.294 | 0.3499 | 0.4052 | 0.4592 | 0.5145 | 0.5683 | 0.6221 | 0.6752 | 0.7265 | 0.7762 | 0.8224 | 0.868 | 0.9108 | 0.9519 | 0.9897 | 1.0263 | 1.0622 | 1.0973 | 1.1301 | 1.1611 | 1.1895 | 1.2167 | 1.2421 | 1.2654 | 1.2871 | 1.3069 | 1.3249 | 1.3413 | 1.3559 | 1.3689 | 1.3776
Northwest | University | Peak | July | Refrigeration | LDCEU/TDEF | Electric Load with Losses, Incl. Cogeneration | MW | 0 | 0 | 0 | 0 | 0 | 0 | 0 | 0 | 0 | 0 | 0 | 0 | -0.0211 | -0.0512 | -0.0823 | -0.1184 | -0.1328 | -0.6711 | -1.1412 | -1.6472 | -2.2916 | -2.7633 | -3.3163 | -3.7769 | -4.5367 | -5.2502 | -5.6959 | -6.1046 | -6.4795 | -6.8238 | -7.1388 | -7.4314 | -7.6989 | -7.9467 | -8.1749 | -8.3839 | -8.5744 | -8.7462 | -8.9058 | -9.0497 | -9.1813 | -9.2986 | -9.4067 | -9.508 | -9.6034 | -9.6895 | -9.7705 | -9.8414 | -9.9101 | -9.974 | -10.0313 | -10.0846 | -10.1333 | -10.178 | -10.2191 | -10.2572 | -10.2922 | -10.3136
Northwest | University | Peak | July | Lighting | LDCEU/TDEF | Electric Load with Losses, Incl. Cogeneration | MW | 0 | -0.1001 | -0.4168 | -0.6194 | -0.8409 | -0.9941 | -1.3816 | -1.6352 | -3.91 | -6.4476 | -8.3491 | -10.1084 | -11.7993 | -14.4066 | -15.3852 | -14.5694 | -16.2499 | -11.0986 | -9.8136 | -10.2223 | -9.4419 | -8.5201 | -7.9707 | -7.9567 | -7.5146 | -7.1323 | -6.7508 | -6.4166 | -6.1049 | -5.8145 | -5.543 | -5.29 | -5.0531 | -4.8317 | -4.6243 | -4.4296 | -4.2464 | -4.0739 | -3.9115 | -3.7581 | -3.6132 | -3.4757 | -3.3455 | -3.2222 | -3.1052 | -2.9935 | -2.8873 | -2.7853 | -2.688 | -2.5949 | -2.5049 | -2.4185 | -2.335 | -2.2542 | -2.176 | -2.1001 | -2.0262 | -1.9536
Northwest | University | Peak | July | Air Conditioning | LDCEU/TDEF | Electric Load with Losses, Incl. Cogeneration | MW | 0.0854 | 1.0232 | 1.6673 | 2.6224 | 3.3171 | 4.876 | 4.0822 | 4.9823 | 5.695 | 7.3303 | 9.4416 | 8.7913 | 8.104 | 8.0456 | 8.8145 | 9.1864 | 8.7635 | 8.9943 | 8.7221 | 5.8837 | 2.481 | -0.6214 | -3.4626 | -5.6417 | -8.9024 | -14.034 | -18.0143 | -21.6555 | -24.9921 | -28.0542 | -34.8541 | -41.1704 | -47.0076 | -52.4348 | -57.2153 | -60.0662 | -62.5728 | -64.7476 | -66.6727 | -68.3242 | -69.7428 | -70.9326 | -71.9412 | -72.7993 | -73.5295 | -74.105 | -74.5652 | -74.8903 | -75.1361 | -75.2898 | -75.3548 | -75.348 | -75.2679 | -75.1301 | -74.9342 | -74.6863 | -74.3983 | -73.9933
Northwest | University | Peak | July | Other Non-Substitutables | LDCEU/TDEF | Electric Load with Losses, Incl. Cogeneration | MW | 0 | 0 | 0 | 0 | 0 | 0 | 0 | 0 | 0 | 0 | 0 | 0 | -0.9295 | -1.7917 | -2.7573 | -3.7724 | -3.9407 | -4.4296 | -5.1367 | -4.0152 | -3.4295 | -2.867 | -2.4547 | -2.0289 | -1.7367 | -1.4722 | -1.2439 | -1.0462 | -0.8797 | -0.7395 | -0.6215 | -0.5222 | -0.4387 | -0.3684 | -0.3093 | -0.2597 | -0.218 | -0.1829 | -0.1535 | -0.1288 | -0.108 | -0.0906 | -0.0759 | -0.0636 | -0.0534 | -0.0448 | -0.0375 | -0.0315 | -0.0264 | -0.0221 | -0.0185 | -0.0155 | -0.013 | -0.0109 | -0.0092 | -0.0077 | -0.0064 | -0.0053
Northwest | University | Peak | August | Space Heating | LDCEU/TDEF | Electric Load with Losses, Incl. Cogeneration | MW | -0.0058 | -0.0042 | -0.0036 | -0.0027 | -0.0019 | -0.0015 | 0.0002 | 0.003 | 0.0024 | 0.0039 | 0.0026 | 0.0023 | 0.003 | 0.0031 | 0.0023 | 0.0021 | 0.0023 | 0.0017 | 0.0014 | 0.0013 | 0.0014 | 0.001 | 0.0002 | 0.0002 | -0.0017 | -0.0042 | -0.005 | -0.0059 | -0.0068 | -0.0076 | -0.0085 | -0.0095 | -0.0105 | -0.0115 | -0.0126 | -0.0135 | -0.0145 | -0.0155 | -0.0164 | -0.0174 | -0.0184 | -0.0193 | -0.0203 | -0.0212 | -0.0221 | -0.023 | -0.024 | -0.0247 | -0.0256 | -0.0265 | -0.0272 | -0.0279 | -0.0287 | -0.0292 | -0.0299 | -0.0305 | -0.031 | -0.0315
Northwest | University | Peak | August | Water Heating | LDCEU/TDEF | Electric Load with Losses, Incl. Cogeneration | MW | 0 | 0 | 0 | 0 | 0 | 0 | 0 | 0 | 0 | 0 | 0 | 0 | 0 | 0 | 0 | 0 | 0 | 0 | 0 | 0 | 0 | 0 | -0.106 | -0.1913 | -0.279 | -0.3452 | -0.3957 | -0.4405 | -0.4794 | -0.5124 | -0.5413 | -0.5661 | -0.5872 | -0.6048 | -0.6191 | -0.6293 | -0.637 | -0.6426 | -0.6448 | -0.6455 | -0.6449 | -0.6419 | -0.6376 | -0.6323 | -0.6249 | -0.6169 | -0.6082 | -0.5979 | -0.5869 | -0.5757 | -0.5627 | -0.5493 | -0.5357 | -0.5207 | -0.5058 | -0.491 | -0.4752 | -0.4596
Northwest | University | Peak | August | Other Substitutables | LDCEU/TDEF | Electric Load with Losses, Incl. Cogeneration | MW | 0 | 0 | 0 | 0 | 0 | 0 | 0 | 0 | 0 | 0 | 0 | 0 | -0.0031 | -0.0068 | -0.0096 | -0.0123 | -0.0117 | -0.0422 | -0.0474 | -0.0508 | -0.056 | -0.0654 | -0.0785 | -0.0796 | 0.0563 | 0.1901 | 0.2519 | 0.3128 | 0.3727 | 0.4321 | 0.4901 | 0.5498 | 0.6078 | 0.666 | 0.7236 | 0.7792 | 0.8331 | 0.8831 | 0.9325 | 0.9788 | 1.0233 | 1.0642 | 1.1036 | 1.1426 | 1.1808 | 1.2163 | 1.2502 | 1.2811 | 1.3108 | 1.3384 | 1.364 | 1.3877 | 1.4093 | 1.4291 | 1.4471 | 1.4632 | 1.4775 | 1.4869
Northwest | University | Peak | August | Refrigeration | LDCEU/TDEF | Electric Load with Losses, Incl. Cogeneration | MW | 0 | 0 | 0 | 0 | 0 | 0 | 0 | 0 | 0 | 0 | 0 | 0 | -0.0231 | -0.056 | -0.09 | -0.1295 | -0.1452 | -0.7354 | -1.2516 | -1.8078 | -2.5155 | -3.0319 | -3.6375 | -4.1447 | -4.9749 | -5.7542 | -6.243 | -6.6913 | -7.1025 | -7.4803 | -7.8259 | -8.1473 | -8.4414 | -8.7141 | -8.9654 | -9.1957 | -9.4058 | -9.5948 | -9.7706 | -9.9292 | -10.0742 | -10.2029 | -10.3219 | -10.4337 | -10.5394 | -10.6346 | -10.7243 | -10.8027 | -10.8789 | -10.9497 | -11.0131 | -11.0725 | -11.1266 | -11.1764 | -11.2223 | -11.2647 | -11.304 | -11.3274
Northwest | University | Peak | August | Lighting | LDCEU/TDEF | Electric Load with Losses, Incl. Cogeneration | MW | 0 | -0.1071 | -0.4593 | -0.6871 | -0.936 | -1.1081 | -1.5411 | -1.8247 | -4.3038 | -7.0752 | -9.1455 | -11.0643 | -12.9046 | -15.7104 | -16.795 | -15.9705 | -17.6803 | -12.1534 | -10.751 | -11.1724 | -10.3277 | -9.3303 | -8.7298 | -8.7006 | -8.2171 | -7.799 | -7.3822 | -7.0169 | -6.6764 | -6.3589 | -6.0622 | -5.7856 | -5.5268 | -5.2849 | -5.0582 | -4.8455 | -4.6453 | -4.4566 | -4.2793 | -4.1117 | -3.9532 | -3.8029 | -3.6605 | -3.5257 | -3.3978 | -3.2759 | -3.1597 | -3.0482 | -2.942 | -2.8401 | -2.7418 | -2.6473 | -2.556 | -2.4677 | -2.3822 | -2.2992 | -2.2185 | -2.1391
Northwest | University | Peak | August | Air Conditioning | LDCEU/TDEF | Electric Load with Losses, Incl. Cogeneration | MW | 0.1091 | 1.0666 | 1.6844 | 2.7017 | 3.6814 | 5.069 | 4.5218 | 5.3373 | 6.255 | 7.5489 | 9.7795 | 9.2981 | 8.6041 | 8.2521 | 8.8854 | 9.6694 | 8.8847 | 9.3943 | 9.8017 | 6.4122 | 2.6441 | -0.6073 | -3.4617 | -7.1236 | -9.4352 | -14.8632 | -19.0811 | -22.9404 | -26.4777 | -29.7245 | -36.9294 | -43.6267 | -49.8169 | -55.5762 | -60.6521 | -63.6836 | -66.351 | -68.6624 | -70.7117 | -72.4692 | -73.9798 | -75.2449 | -76.319 | -77.2365 | -78.0206 | -78.6398 | -79.1362 | -79.4888 | -79.7576 | -79.9284 | -80.0052 | -80.006 | -79.9292 | -79.791 | -79.5914 | -79.3366 | -79.039 | -78.6117
Northwest | University | Peak | August | Other Non-Substitutables | LDCEU/TDEF | Electric Load with Losses, Incl. Cogeneration | MW | 0 | 0 | 0 | 0 | 0 | 0 | 0 | 0 | 0 | 0 | 0 | 0 | -1.0081 | -1.9397 | -2.982 | -4.0853 | -4.272 | -4.8125 | -5.5669 | -4.3521 | -3.7206 | -3.1104 | -2.6637 | -2.2039 | -1.8871 | -1.6002 | -1.3523 | -1.1374 | -0.9565 | -0.8041 | -0.6757 | -0.5679 | -0.477 | -0.4006 | -0.3364 | -0.2824 | -0.237 | -0.1989 | -0.1669 | -0.14 | -0.1175 | -0.0986 | -0.0826 | -0.0693 | -0.0581 | -0.0487 | -0.0408 | -0.0342 | -0.0287 | -0.024 | -0.0201 | -0.0169 | -0.0142 | -0.0119 | -0.0099 | -0.0084 | -0.007 | -0.0059
Northwest | University | Peak | September | Space Heating | LDCEU/TDEF | Electric Load with Losses, Incl. Cogeneration | MW | -0.0133 | -0.0093 | -0.0076 | -0.0069 | -0.0041 | -0.0032 | 0.0017 | 0.0073 | 0.0067 | 0.0094 | 0.0072 | 0.0114 | 0.0126 | 0.0073 | 0.0064 | 0.0052 | 0.0054 | 0.0039 | 0.0028 | 0.0039 | 0.0051 | 0.0037 | 0.0039 | 0.0039 | -0.0035 | -0.0099 | -0.0118 | -0.0141 | -0.0163 | -0.0184 | -0.0206 | -0.0231 | -0.0256 | -0.0282 | -0.0309 | -0.0334 | -0.0359 | -0.0385 | -0.0408 | -0.0433 | -0.0458 | -0.0481 | -0.0506 | -0.053 | -0.0553 | -0.0576 | -0.0599 | -0.0621 | -0.0642 | -0.0663 | -0.0682 | -0.0702 | -0.072 | -0.0735 | -0.0751 | -0.0767 | -0.0782 | -0.0794
Northwest | University | Peak | September | Water Heating | LDCEU/TDEF | Electric Load with Losses, Incl. Cogeneration | MW | 0 | 0 | 0 | 0 | 0 | 0 | 0 | 0 | 0 | 0 | 0 | 0 | 0 | 0 | 0 | 0 | 0 | 0 | 0 | 0 | 0 | 0 | -0.1741 | -0.3005 | -0.3558 | -0.4403 | -0.5048 | -0.5619 | -0.6117 | -0.6537 | -0.6905 | -0.7222 | -0.7489 | -0.7712 | -0.7895 | -0.8023 | -0.812 | -0.8191 | -0.8217 | -0.8224 | -0.8216 | -0.8175 | -0.812 | -0.8051 | -0.7955 | -0.785 | -0.7739 | -0.7606 | -0.7465 | -0.7318 | -0.7152 | -0.6979 | -0.6804 | -0.6611 | -0.642 | -0.6229 | -0.6026 | -0.5827
Northwest | University | Peak | September | Other Substitutables | LDCEU/TDEF | Electric Load with Losses, Incl. Cogeneration | MW | 0 | 0 | 0 | 0 | 0 | 0 | 0 | 0 | 0 | 0 | 0 | 0 | -0.0023 | -0.0051 | -0.0073 | -0.0093 | -0.009 | -0.032 | -0.036 | -0.0384 | -0.0424 | -0.0497 | -0.0595 | -0.0604 | 0.0425 | 0.1438 | 0.1906 | 0.2368 | 0.2822 | 0.3273 | 0.3712 | 0.4164 | 0.4603 | 0.5046 | 0.5482 | 0.5905 | 0.6314 | 0.6692 | 0.7067 | 0.7419 | 0.7756 | 0.8066 | 0.8365 | 0.8661 | 0.8951 | 0.9221 | 0.9478 | 0.9713 | 0.9938 | 1.0148 | 1.0341 | 1.0522 | 1.0687 | 1.0836 | 1.0973 | 1.1095 | 1.1204 | 1.1275
Northwest | University | Peak | September | Refrigeration | LDCEU/TDEF | Electric Load with Losses, Incl. Cogeneration | MW | 0 | 0 | 0 | 0 | 0 | 0 | 0 | 0 | 0 | 0 | 0 | 0 | -0.0254 | -0.0613 | -0.0986 | -0.1417 | -0.159 | -0.8055 | -1.3713 | -1.9813 | -2.7573 | -3.3227 | -3.9859 | -4.5426 | -5.4515 | -6.3054 | -6.841 | -7.3324 | -7.7831 | -8.1972 | -8.5759 | -8.9283 | -9.2506 | -9.5495 | -9.8251 | -10.0777 | -10.308 | -10.5153 | -10.708 | -10.8818 | -11.0408 | -11.182 | -11.3124 | -11.435 | -11.5509 | -11.6553 | -11.7536 | -11.8397 | -11.9232 | -12.0006 | -12.0701 | -12.1352 | -12.1946 | -12.2489 | -12.2993 | -12.3458 | -12.3889 | -12.4146
Northwest | University | Peak | September | Lighting | LDCEU/TDEF | Electric Load with Losses, Incl. Cogeneration | MW | 0 | -0.0857 | -0.369 | -0.5527 | -0.7533 | -0.8918 | -1.2405 | -1.4689 | -3.458 | -5.6823 | -7.3433 | -8.8831 | -10.3594 | -12.6067 | -13.4788 | -12.8244 | -14.1827 | -9.7577 | -8.6322 | -8.9676 | -8.2904 | -7.4908 | -7.0075 | -6.9814 | -6.5933 | -6.2575 | -5.923 | -5.6298 | -5.3565 | -5.1016 | -4.8634 | -4.6415 | -4.4337 | -4.2395 | -4.0576 | -3.8869 | -3.7262 | -3.5748 | -3.4325 | -3.2979 | -3.1708 | -3.0501 | -2.9359 | -2.8277 | -2.7251 | -2.6273 | -2.5341 | -2.4446 | -2.3593 | -2.2775 | -2.1988 | -2.123 | -2.0497 | -1.9788 | -1.9103 | -1.8437 | -1.779 | -1.7153
Northwest | University | Peak | September | Air Conditioning | LDCEU/TDEF | Electric Load with Losses, Incl. Cogeneration | MW | 0.056 | 0.5719 | 0.9338 | 1.3336 | 1.8641 | 2.6617 | 2.293 | 2.7428 | 3.2122 | 3.9321 | 5.1256 | 4.6007 | 4.2494 | 4.3239 | 4.5212 | 4.9276 | 4.6648 | 4.8085 | 5.2799 | 3.3082 | 1.454 | -0.2092 | -1.4685 | -2.8286 | -4.4731 | -7.1406 | -9.2022 | -11.0871 | -12.8135 | -14.3973 | -17.923 | -21.2009 | -24.2293 | -27.0469 | -29.5307 | -31.0158 | -32.3228 | -33.453 | -34.456 | -35.315 | -36.0528 | -36.6692 | -37.1925 | -37.6406 | -38.0248 | -38.3276 | -38.5709 | -38.7429 | -38.8749 | -38.9592 | -38.9974 | -38.9987 | -38.9618 | -38.8952 | -38.7985 | -38.6746 | -38.5303 | -38.3183
Northwest | University | Peak | September | Other Non-Substitutables | LDCEU/TDEF | Electric Load with Losses, Incl. Cogeneration | MW | 0 | 0 | 0 | 0 | 0 | 0 | 0 | 0 | 0 | 0 | 0 | 0 | -0.8376 | -1.6102 | -2.4749 | -3.3945 | -3.5497 | -4.0016 | -4.6267 | -3.6157 | -3.0919 | -2.5845 | -2.2133 | -1.8318 | -1.5686 | -1.3302 | -1.1243 | -0.9456 | -0.7952 | -0.6685 | -0.5618 | -0.4721 | -0.3965 | -0.333 | -0.2797 | -0.2348 | -0.1971 | -0.1653 | -0.1388 | -0.1165 | -0.0977 | -0.0819 | -0.0687 | -0.0576 | -0.0483 | -0.0405 | -0.0339 | -0.0285 | -0.0239 | -0.02 | -0.0167 | -0.014 | -0.0117 | -0.0098 | -0.0083 | -0.0069 | -0.0058 | -0.0049
Northwest | University | Peak | October | Space Heating | LDCEU/TDEF | Electric Load with Losses, Incl. Cogeneration | MW | -0.0974 | -0.0799 | -0.0599 | -0.047 | -0.0238 | -0.0158 | 0.0155 | 0.0544 | 0.0606 | 0.086 | 0.0602 | 0.0728 | 0.0786 | 0.0669 | 0.0516 | 0.0518 | 0.0594 | 0.0368 | 0.0376 | 0.0394 | 0.0457 | 0.0351 | 0.0168 | 0.0273 | -0.0184 | -0.0665 | -0.0821 | -0.0994 | -0.117 | -0.1335 | -0.151 | -0.1704 | -0.1901 | -0.2108 | -0.2323 | -0.2518 | -0.272 | -0.2924 | -0.3112 | -0.3307 | -0.3511 | -0.3695 | -0.3885 | -0.4081 | -0.4264 | -0.445 | -0.4641 | -0.4811 | -0.4986 | -0.5162 | -0.5315 | -0.5467 | -0.5617 | -0.5747 | -0.5878 | -0.6009 | -0.6125 | -0.6225
Northwest | University | Peak | October | Water Heating | LDCEU/TDEF | Electric Load with Losses, Incl. Cogeneration | MW | 0 | 0 | 0 | 0 | 0 | 0 | 0 | 0 | 0 | 0 | 0 | 0 | 0 | 0 | 0 | 0 | 0 | 0 | 0 | 0 | 0 | 0 | -0.2598 | -0.5741 | -0.769 | -0.9509 | -1.0911 | -1.2154 | -1.3235 | -1.4148 | -1.4942 | -1.5627 | -1.6202 | -1.668 | -1.7069 | -1.7338 | -1.7538 | -1.7681 | -1.7725 | -1.7731 | -1.7701 | -1.7603 | -1.7471 | -1.7308 | -1.7083 | -1.6844 | -1.6587 | -1.6284 | -1.5965 | -1.5633 | -1.5254 | -1.4865 | -1.4469 | -1.4034 | -1.3603 | -1.3176 | -1.2716 | -1.2274
Northwest | University | Peak | October | Other Substitutables | LDCEU/TDEF | Electric Load with Losses, Incl. Cogeneration | MW | 0 | 0 | 0 | 0 | 0 | 0 | 0 | 0 | 0 | 0 | 0 | 0 | -0.0027 | -0.0089 | -0.0123 | -0.0146 | -0.0143 | -0.0414 | -0.0476 | -0.0518 | -0.0575 | -0.0681 | -0.0823 | -0.0835 | 0.0596 | 0.1941 | 0.2594 | 0.3238 | 0.3874 | 0.4508 | 0.5125 | 0.5778 | 0.6412 | 0.706 | 0.7705 | 0.833 | 0.894 | 0.949 | 1.0044 | 1.0559 | 1.1053 | 1.1498 | 1.1932 | 1.2371 | 1.2808 | 1.3213 | 1.3602 | 1.3954 | 1.4296 | 1.4618 | 1.4915 | 1.5193 | 1.5449 | 1.5683 | 1.5898 | 1.6092 | 1.6268 | 1.6372
Northwest | University | Peak | October | Refrigeration | LDCEU/TDEF | Electric Load with Losses, Incl. Cogeneration | MW | 0 | 0 | 0 | 0 | 0 | 0 | 0 | 0 | 0 | 0 | 0 | 0 | -0.0289 | -0.0697 | -0.1123 | -0.1615 | -0.1822 | -0.9246 | -1.5736 | -2.2703 | -3.1577 | -3.7965 | -4.5483 | -5.1798 | -6.2057 | -7.1553 | -7.7643 | -8.3232 | -8.836 | -9.308 | -9.7393 | -10.1447 | -10.5154 | -10.8621 | -11.1837 | -11.4787 | -11.7494 | -11.9895 | -12.2154 | -12.418 | -12.6036 | -12.7661 | -12.9174 | -13.0626 | -13.2025 | -13.3284 | -13.448 | -13.552 | -13.6545 | -13.7504 | -13.837 | -13.9189 | -13.9942 | -14.064 | -14.1294 | -14.1904 | -14.2475 | -14.2773
Northwest | University | Peak | October | Lighting | LDCEU/TDEF | Electric Load with Losses, Incl. Cogeneration | MW | 0 | -0.0987 | -0.4706 | -0.7203 | -0.9923 | -1.1793 | -1.6439 | -1.9496 | -4.3964 | -7.1523 | -9.1888 | -11.0881 | -12.898 | -15.5449 | -16.6794 | -16.0932 | -17.3584 | -12.2069 | -10.8173 | -11.1503 | -10.3399 | -9.3832 | -8.8003 | -8.7337 | -8.2555 | -7.8402 | -7.4278 | -7.0669 | -6.7301 | -6.4159 | -6.122 | -5.8483 | -5.5918 | -5.3523 | -5.1279 | -4.917 | -4.7185 | -4.5308 | -4.3544 | -4.1872 | -4.0291 | -3.8786 | -3.7362 | -3.6013 | -3.4736 | -3.3514 | -3.2352 | -3.1232 | -3.0166 | -2.9142 | -2.8153 | -2.7202 | -2.6281 | -2.5389 | -2.4525 | -2.3686 | -2.2869 | -2.2058
Northwest | University | Peak | October | Air Conditioning | LDCEU/TDEF | Electric Load with Losses, Incl. Cogeneration | MW | 0.0189 | 0.1928 | 0.2937 | 0.4549 | 0.6007 | 0.8389 | 0.7414 | 0.9094 | 1.0389 | 1.2784 | 1.593 | 1.468 | 1.3695 | 1.3894 | 1.4744 | 1.5088 | 1.4505 | 1.4481 | 1.4973 | 1.031 | 0.4857 | 0.0036 | -0.4447 | -0.8483 | -1.2385 | -2.0122 | -2.6132 | -3.1628 | -3.666 | -4.1282 | -5.1571 | -6.1191 | -7.0076 | -7.8382 | -8.5736 | -9.0183 | -9.4118 | -9.7481 | -10.0502 | -10.3077 | -10.5296 | -10.7124 | -10.8693 | -11.0078 | -11.1308 | -11.2284 | -11.3094 | -11.3675 | -11.416 | -11.4505 | -11.4711 | -11.4813 | -11.48 | -11.4702 | -11.4515 | -11.4248 | -11.3922 | -11.3307
Northwest | University | Peak | October | Other Non-Substitutables | LDCEU/TDEF | Electric Load with Losses, Incl. Cogeneration | MW | 0 | 0 | 0 | 0 | 0 | 0 | 0 | 0 | 0 | 0 | 0 | 0 | -1.1644 | -2.2354 | -3.4239 | -4.677 | -4.9284 | -5.5795 | -6.3795 | -4.9943 | -4.2761 | -3.5735 | -3.0584 | -2.5322 | -2.1687 | -1.8409 | -1.5566 | -1.3096 | -1.1014 | -0.926 | -0.7784 | -0.6541 | -0.5495 | -0.4616 | -0.3876 | -0.3255 | -0.2732 | -0.2292 | -0.1924 | -0.1614 | -0.1354 | -0.1135 | -0.0953 | -0.0798 | -0.067 | -0.0561 | -0.0471 | -0.0395 | -0.0331 | -0.0277 | -0.0233 | -0.0195 | -0.0163 | -0.0137 | -0.0114 | -0.0096 | -0.0081 | -0.0068
Northwest | University | Peak | November | Space Heating | LDCEU/TDEF | Electric Load with Losses, Incl. Cogeneration | MW | -0.1271 | -0.093 | -0.0662 | -0.0544 | -0.0306 | -0.0214 | 0.0103 | 0.0649 | 0.0588 | 0.0849 | 0.0846 | 0.0869 | 0.0962 | 0.0701 | 0.0534 | 0.0519 | 0.0613 | 0.041 | 0.0427 | 0.0409 | 0.0452 | 0.0474 | 0.0312 | 0.0199 | -0.0237 | -0.0789 | -0.0968 | -0.1167 | -0.1367 | -0.1556 | -0.1758 | -0.1979 | -0.2205 | -0.2443 | -0.2688 | -0.2913 | -0.3144 | -0.3377 | -0.3592 | -0.3814 | -0.4048 | -0.4257 | -0.4474 | -0.4699 | -0.4908 | -0.512 | -0.5338 | -0.5533 | -0.5733 | -0.5933 | -0.6109 | -0.6282 | -0.6452 | -0.6601 | -0.6751 | -0.69 | -0.7032 | -0.7145
Northwest | University | Peak | November | Water Heating | LDCEU/TDEF | Electric Load with Losses, Incl. Cogeneration | MW | 0 | 0 | 0 | 0 | 0 | 0 | 0 | 0 | 0 | 0 | 0 | 0 | 0 | 0 | 0 | 0 | 0 | 0 | 0 | 0 | 0 | 0 | -0.5442 | -0.7229 | -1.166 | -1.4419 | -1.6547 | -1.8434 | -2.0074 | -2.146 | -2.2665 | -2.3702 | -2.4576 | -2.5299 | -2.5888 | -2.6295 | -2.6595 | -2.681 | -2.6875 | -2.6881 | -2.6833 | -2.6682 | -2.648 | -2.6231 | -2.5886 | -2.5519 | -2.5127 | -2.4665 | -2.4178 | -2.3672 | -2.3094 | -2.25 | -2.1898 | -2.1234 | -2.0576 | -1.9925 | -1.9225 | -1.8552
Northwest | University | Peak | November | Other Substitutables | LDCEU/TDEF | Electric Load with Losses, Incl. Cogeneration | MW | 0 | 0 | 0 | 0 | 0 | 0 | 0 | 0 | 0 | 0 | 0 | 0 | -0.0029 | -0.0095 | -0.013 | -0.0153 | -0.015 | -0.0435 | -0.0498 | -0.0542 | -0.0601 | -0.0706 | -0.0853 | -0.0864 | 0.0651 | 0.2073 | 0.2763 | 0.3445 | 0.4118 | 0.4789 | 0.5442 | 0.6133 | 0.6803 | 0.7489 | 0.8172 | 0.8835 | 0.948 | 1.0062 | 1.0648 | 1.1193 | 1.1715 | 1.2186 | 1.2646 | 1.311 | 1.3572 | 1.4002 | 1.4413 | 1.4785 | 1.5148 | 1.5488 | 1.5802 | 1.6096 | 1.6368 | 1.6616 | 1.6843 | 1.7049 | 1.7236 | 1.7345
Northwest | University | Peak | November | Refrigeration | LDCEU/TDEF | Electric Load with Losses, Incl. Cogeneration | MW | 0 | 0 | 0 | 0 | 0 | 0 | 0 | 0 | 0 | 0 | 0 | 0 | -0.0317 | -0.0764 | -0.1231 | -0.177 | -0.1996 | -1.0134 | -1.7238 | -2.4851 | -3.4566 | -4.1528 | -4.9737 | -5.6618 | -6.7843 | -7.8244 | -8.4903 | -9.1013 | -9.662 | -10.1781 | -10.6496 | -11.0929 | -11.4985 | -11.878 | -12.2299 | -12.5529 | -12.8491 | -13.112 | -13.3593 | -13.581 | -13.7842 | -13.962 | -14.1274 | -14.2865 | -14.4399 | -14.578 | -14.7091 | -14.8231 | -14.9356 | -15.0407 | -15.1357 | -15.2256 | -15.3083 | -15.385 | -15.4568 | -15.524 | -15.5869 | -15.6193
Northwest | University | Peak | November | Lighting | LDCEU/TDEF | Electric Load with Losses, Incl. Cogeneration | MW | 0 | -0.1054 | -0.4924 | -0.7506 | -1.0319 | -1.2255 | -1.7078 | -2.0247 | -4.603 | -7.5029 | -9.6502 | -11.6504 | -13.5594 | -16.3734 | -17.5567 | -16.894 | -18.3117 | -12.8234 | -11.3608 | -11.7289 | -10.8713 | -9.858 | -9.2408 | -9.1779 | -8.676 | -8.2407 | -7.8079 | -7.4293 | -7.076 | -6.7463 | -6.4379 | -6.1508 | -5.8817 | -5.6304 | -5.3949 | -5.1737 | -4.9653 | -4.7683 | -4.583 | -4.4075 | -4.2416 | -4.0835 | -3.9337 | -3.7921 | -3.6579 | -3.5295 | -3.4073 | -3.2896 | -3.1774 | -3.0696 | -2.9657 | -2.8655 | -2.7686 | -2.6748 | -2.5838 | -2.4954 | -2.4093 | -2.3239
Northwest | University | Peak | November | Air Conditioning | LDCEU/TDEF | Electric Load with Losses, Incl. Cogeneration | MW | 0.0143 | 0.1464 | 0.2229 | 0.3452 | 0.4559 | 0.6366 | 0.563 | 0.6907 | 0.7888 | 0.9705 | 1.2081 | 1.1132 | 1.0385 | 1.0544 | 1.1185 | 1.1429 | 1.0993 | 1.0968 | 1.1341 | 0.7831 | 0.3717 | 0.008 | -0.3264 | -0.6335 | -0.9265 | -1.5094 | -1.9618 | -2.3754 | -2.7542 | -3.102 | -3.8768 | -4.6011 | -5.2703 | -5.8959 | -6.4497 | -6.7848 | -7.0815 | -7.3348 | -7.5625 | -7.7565 | -7.9237 | -8.0613 | -8.1796 | -8.284 | -8.3768 | -8.4504 | -8.5116 | -8.5556 | -8.5922 | -8.6182 | -8.6339 | -8.6419 | -8.641 | -8.6337 | -8.6199 | -8.5999 | -8.5755 | -8.5291
Northwest | University | Peak | November | Other Non-Substitutables | LDCEU/TDEF | Electric Load with Losses, Incl. Cogeneration | MW | 0 | 0 | 0 | 0 | 0 | 0 | 0 | 0 | 0 | 0 | 0 | 0 | -1.2404 | -2.3788 | -3.6444 | -4.9864 | -5.2545 | -5.9487 | -6.7996 | -5.3131 | -4.5481 | -3.7971 | -3.2477 | -2.6872 | -2.3009 | -1.9525 | -1.6508 | -1.3888 | -1.168 | -0.982 | -0.8254 | -0.6936 | -0.5828 | -0.4895 | -0.411 | -0.3451 | -0.2897 | -0.2432 | -0.204 | -0.1711 | -0.1436 | -0.1204 | -0.1011 | -0.0847 | -0.071 | -0.0595 | -0.0499 | -0.0419 | -0.0351 | -0.0294 | -0.0246 | -0.0206 | -0.0173 | -0.0145 | -0.0121 | -0.0101 | -0.0085 | -0.0071
Northwest | University | Peak | December | Space Heating | LDCEU/TDEF | Electric Load with Losses, Incl. Cogeneration | MW | -0.1827 | -0.1309 | -0.1128 | -0.0943 | -0.0581 | -0.044 | 0.0031 | 0.0697 | 0.0766 | 0.111 | 0.099 | 0.1084 | 0.126 | 0.1018 | 0.073 | 0.0813 | 0.0886 | 0.0547 | 0.0594 | 0.0552 | 0.0623 | 0.0577 | 0.0239 | 0.0272 | -0.0562 | -0.1459 | -0.175 | -0.2072 | -0.2395 | -0.27 | -0.3025 | -0.3381 | -0.3744 | -0.4125 | -0.452 | -0.4879 | -0.5251 | -0.5622 | -0.5967 | -0.6322 | -0.6693 | -0.7028 | -0.7372 | -0.7729 | -0.8063 | -0.84 | -0.8747 | -0.9056 | -0.9373 | -0.9692 | -0.997 | -1.0245 | -1.0515 | -1.0751 | -1.0988 | -1.1225 | -1.1433 | -1.1611
Northwest | University | Peak | December | Water Heating | LDCEU/TDEF | Electric Load with Losses, Incl. Cogeneration | MW | 0 | 0 | 0 | 0 | 0 | 0 | 0 | 0 | 0 | 0 | 0 | 0 | 0 | 0 | 0 | 0 | 0 | 0 | 0 | 0 | 0 | 0 | -0.6006 | -1.2097 | -1.4482 | -1.7907 | -2.0551 | -2.2893 | -2.4931 | -2.6651 | -2.8147 | -2.9435 | -3.0519 | -3.1418 | -3.2148 | -3.2653 | -3.3026 | -3.3293 | -3.3373 | -3.338 | -3.3319 | -3.313 | -3.2879 | -3.2569 | -3.2142 | -3.1685 | -3.1197 | -3.0624 | -3.0017 | -2.9388 | -2.867 | -2.7932 | -2.7182 | -2.6358 | -2.554 | -2.4729 | -2.386 | -2.3022
Northwest | University | Peak | December | Other Substitutables | LDCEU/TDEF | Electric Load with Losses, Incl. Cogeneration | MW | 0 | 0 | 0 | 0 | 0 | 0 | 0 | 0 | 0 | 0 | 0 | 0 | -0.003 | -0.0097 | -0.0132 | -0.0157 | -0.0153 | -0.045 | -0.0515 | -0.0561 | -0.0621 | -0.0732 | -0.0882 | -0.0894 | 0.0662 | 0.213 | 0.284 | 0.354 | 0.4232 | 0.492 | 0.5592 | 0.63 | 0.6988 | 0.7691 | 0.839 | 0.9068 | 0.9728 | 1.0325 | 1.0925 | 1.1484 | 1.2019 | 1.2501 | 1.2973 | 1.3448 | 1.3921 | 1.4359 | 1.478 | 1.5161 | 1.5532 | 1.5879 | 1.62 | 1.6501 | 1.6777 | 1.703 | 1.7263 | 1.7473 | 1.7662 | 1.7774
Northwest | University | Peak | December | Refrigeration | LDCEU/TDEF | Electric Load with Losses, Incl. Cogeneration | MW | 0 | 0 | 0 | 0 | 0 | 0 | 0 | 0 | 0 | 0 | 0 | 0 | -0.0322 | -0.0776 | -0.1249 | -0.1798 | -0.2028 | -1.0286 | -1.7497 | -2.523 | -3.5093 | -4.2181 | -5.053 | -5.7527 | -6.8941 | -7.9519 | -8.6285 | -9.2494 | -9.8192 | -10.3434 | -10.8225 | -11.2727 | -11.6844 | -12.0693 | -12.4261 | -12.7536 | -13.0538 | -13.3205 | -13.5712 | -13.796 | -14.002 | -14.1825 | -14.3504 | -14.5115 | -14.6666 | -14.8063 | -14.9388 | -15.0541 | -15.1677 | -15.274 | -15.3699 | -15.4606 | -15.5439 | -15.6213 | -15.6935 | -15.761 | -15.8243 | -15.8573
Northwest | University | Peak | December | Lighting | LDCEU/TDEF | Electric Load with Losses, Incl. Cogeneration | MW | 0 | -0.1037 | -0.4835 | -0.7369 | -1.0127 | -1.2026 | -1.6758 | -1.9868 | -4.5205 | -7.3697 | -9.48 | -11.4455 | -13.3215 | -16.089 | -17.2505 | -16.5948 | -17.9961 | -12.5967 | -11.1595 | -11.5226 | -10.6791 | -9.6828 | -9.0774 | -9.0169 | -8.5233 | -8.095 | -7.6692 | -7.2968 | -6.9493 | -6.6249 | -6.3216 | -6.0391 | -5.7744 | -5.5271 | -5.2955 | -5.0779 | -4.873 | -4.6791 | -4.497 | -4.3245 | -4.1613 | -4.0059 | -3.8588 | -3.7195 | -3.5877 | -3.4615 | -3.3414 | -3.2258 | -3.1156 | -3.0098 | -2.9077 | -2.8093 | -2.7143 | -2.6222 | -2.5328 | -2.4461 | -2.3617 | -2.2779
Northwest | University | Peak | December | Air Conditioning | LDCEU/TDEF | Electric Load with Losses, Incl. Cogeneration | MW | 0.0092 | 0.0952 | 0.1455 | 0.2253 | 0.2979 | 0.4165 | 0.3677 | 0.451 | 0.5153 | 0.6343 | 0.7917 | 0.7297 | 0.6804 | 0.6899 | 0.7321 | 0.7502 | 0.7209 | 0.7209 | 0.7444 | 0.513 | 0.2428 | 0.0038 | -0.2158 | -0.4174 | -0.6098 | -0.9927 | -1.2898 | -1.5614 | -1.8101 | -2.0385 | -2.5472 | -3.0226 | -3.4617 | -3.8722 | -4.2355 | -4.455 | -4.6493 | -4.8154 | -4.9645 | -5.0917 | -5.2012 | -5.2914 | -5.3688 | -5.437 | -5.4975 | -5.5456 | -5.5854 | -5.614 | -5.6377 | -5.6545 | -5.6644 | -5.6693 | -5.6684 | -5.6634 | -5.6539 | -5.6405 | -5.6241 | -5.5937
Northwest | University | Peak | December | Other Non-Substitutables | LDCEU/TDEF | Electric Load with Losses, Incl. Cogeneration | MW | 0 | 0 | 0 | 0 | 0 | 0 | 0 | 0 | 0 | 0 | 0 | 0 | -1.1863 | -2.2768 | -3.489 | -4.7701 | -5.0242 | -5.6848 | -6.5042 | -5.0858 | -4.3529 | -3.6356 | -3.1104 | -2.5736 | -2.2038 | -1.8701 | -1.5812 | -1.3302 | -1.1187 | -0.9405 | -0.7906 | -0.6644 | -0.5581 | -0.4688 | -0.3937 | -0.3305 | -0.2775 | -0.2328 | -0.1954 | -0.1639 | -0.1375 | -0.1153 | -0.0968 | -0.0811 | -0.068 | -0.057 | -0.0478 | -0.0401 | -0.0336 | -0.0282 | -0.0236 | -0.0198 | -0.0166 | -0.0139 | -0.0116 | -0.0098 | -0.0082 | -0.0069
Northwest | University | Average | January | Space Heating | LDCEU/TDEF | Electric Load with Losses, Incl. Cogeneration | MW | -0.1826 | -0.124 | -0.1044 | -0.0865 | -0.051 | -0.0392 | 0.0112 | 0.0765 | 0.0827 | 0.1184 | 0.0945 | 0.1181 | 0.1236 | 0.0947 | 0.0747 | 0.078 | 0.0832 | 0.0501 | 0.0555 | 0.0566 | 0.0622 | 0.0592 | 0.0236 | 0.0259 | -0.0475 | -0.1311 | -0.1581 | -0.1882 | -0.2182 | -0.2467 | -0.277 | -0.31 | -0.3439 | -0.3794 | -0.4161 | -0.4496 | -0.4841 | -0.5189 | -0.5509 | -0.584 | -0.6188 | -0.65 | -0.6822 | -0.7155 | -0.7466 | -0.7781 | -0.8105 | -0.8394 | -0.8689 | -0.8986 | -0.9246 | -0.9502 | -0.9754 | -0.9973 | -1.0194 | -1.0415 | -1.0609 | -1.0777
Northwest | University | Average | January | Water Heating | LDCEU/TDEF | Electric Load with Losses, Incl. Cogeneration | MW | 0 | 0 | 0 | 0 | 0 | 0 | 0 | 0 | 0 | 0 | 0 | 0 | 0 | 0 | 0 | 0 | 0 | 0 | 0 | 0 | 0 | 0 | -0.5165 | -0.9679 | -1.3335 | -1.6487 | -1.8921 | -2.1078 | -2.2954 | -2.4538 | -2.5918 | -2.7105 | -2.8104 | -2.8933 | -2.9608 | -3.0074 | -3.042 | -3.0668 | -3.0743 | -3.0752 | -3.0699 | -3.0527 | -3.0298 | -3.0015 | -2.9623 | -2.9205 | -2.8758 | -2.8232 | -2.7676 | -2.7099 | -2.6441 | -2.5763 | -2.5076 | -2.432 | -2.357 | -2.2826 | -2.2028 | -2.1259
Northwest | University | Average | January | Other Substitutables | LDCEU/TDEF | Electric Load with Losses, Incl. Cogeneration | MW | 0 | 0 | 0 | 0 | 0 | 0 | 0 | 0 | 0 | 0 | 0 | 0 | -0.0026 | -0.0082 | -0.0113 | -0.0135 | -0.0132 | -0.039 | -0.0447 | -0.0486 | -0.054 | -0.0638 | -0.0771 | -0.0782 | 0.0552 | 0.1815 | 0.2424 | 0.3024 | 0.3618 | 0.4209 | 0.4784 | 0.5391 | 0.5979 | 0.658 | 0.7179 | 0.7757 | 0.8321 | 0.8833 | 0.9346 | 0.9823 | 1.0282 | 1.0696 | 1.1099 | 1.1505 | 1.1909 | 1.2284 | 1.2643 | 1.2969 | 1.3286 | 1.3583 | 1.3855 | 1.4112 | 1.4348 | 1.4564 | 1.4761 | 1.4941 | 1.5101 | 1.5198
Northwest | University | Average | January | Refrigeration | LDCEU/TDEF | Electric Load with Losses, Incl. Cogeneration | MW | 0 | 0 | 0 | 0 | 0 | 0 | 0 | 0 | 0 | 0 | 0 | 0 | -0.0313 | -0.0755 | -0.1216 | -0.1748 | -0.197 | -1.0003 | -1.7035 | -2.4593 | -3.4217 | -4.1139 | -4.9287 | -5.6154 | -6.7273 | -7.7604 | -8.4209 | -9.0269 | -9.583 | -10.0948 | -10.5624 | -11.0014 | -11.4029 | -11.778 | -12.1256 | -12.4445 | -12.7368 | -12.9967 | -13.2408 | -13.4597 | -13.6603 | -13.8363 | -13.9999 | -14.1566 | -14.3071 | -14.4427 | -14.5711 | -14.6829 | -14.7928 | -14.8954 | -14.9879 | -15.0754 | -15.1557 | -15.2301 | -15.2994 | -15.3644 | -15.425 | -15.457
Northwest | University | Average | January | Lighting | LDCEU/TDEF | Electric Load with Losses, Incl. Cogeneration | MW | 0 | -0.0955 | -0.4508 | -0.6887 | -0.9479 | -1.126 | -1.5694 | -1.861 | -4.2134 | -6.861 | -8.8195 | -10.645 | -12.3853 | -14.9407 | -16.0255 | -15.441 | -16.6951 | -11.7152 | -10.3796 | -10.7072 | -9.9255 | -9.0028 | -8.4372 | -8.3736 | -7.9134 | -7.5143 | -7.1176 | -6.7705 | -6.4467 | -6.1444 | -5.8618 | -5.5987 | -5.3521 | -5.1217 | -4.906 | -4.7034 | -4.5126 | -4.3323 | -4.1628 | -4.0024 | -3.8507 | -3.7063 | -3.5696 | -3.4402 | -3.3177 | -3.2005 | -3.089 | -2.9816 | -2.8794 | -2.7813 | -2.6865 | -2.5953 | -2.5072 | -2.4218 | -2.3391 | -2.2588 | -2.1806 | -2.1031
Northwest | University | Average | January | Air Conditioning | LDCEU/TDEF | Electric Load with Losses, Incl. Cogeneration | MW | 0.0111 | 0.1144 | 0.1757 | 0.2721 | 0.36 | 0.5038 | 0.4442 | 0.544 | 0.6219 | 0.7663 | 0.9589 | 0.8847 | 0.8235 | 0.8339 | 0.8855 | 0.9095 | 0.8727 | 0.8751 | 0.9034 | 0.6209 | 0.2923 | 0.0018 | -0.2653 | -0.5111 | -0.7447 | -1.211 | -1.5725 | -1.903 | -2.2056 | -2.4834 | -3.1024 | -3.6805 | -4.2146 | -4.7136 | -5.1551 | -5.4219 | -5.6577 | -5.8595 | -6.0405 | -6.1949 | -6.3278 | -6.4375 | -6.5315 | -6.6143 | -6.6873 | -6.7454 | -6.7933 | -6.8276 | -6.8559 | -6.8758 | -6.8874 | -6.8927 | -6.8912 | -6.8845 | -6.8725 | -6.8556 | -6.8352 | -6.7982
Northwest | University | Average | January | Other Non-Substitutables | LDCEU/TDEF | Electric Load with Losses, Incl. Cogeneration | MW | 0 | 0 | 0 | 0 | 0 | 0 | 0 | 0 | 0 | 0 | 0 | 0 | -1.2012 | -2.3028 | -3.528 | -4.8317 | -5.0854 | -5.7601 | -6.5924 | -5.1561 | -4.4159 | -3.6895 | -3.158 | -2.6158 | -2.2405 | -1.9018 | -1.6081 | -1.3529 | -1.1378 | -0.9566 | -0.8041 | -0.6757 | -0.5676 | -0.4768 | -0.4004 | -0.3362 | -0.2822 | -0.2368 | -0.1987 | -0.1668 | -0.1398 | -0.1173 | -0.0984 | -0.0825 | -0.0691 | -0.058 | -0.0486 | -0.0407 | -0.0341 | -0.0286 | -0.024 | -0.0202 | -0.0169 | -0.0141 | -0.0119 | -0.0099 | -0.0083 | -0.0069
Northwest | University | Average | February | Space Heating | LDCEU/TDEF | Electric Load with Losses, Incl. Cogeneration | MW | -0.1382 | -0.0998 | -0.0767 | -0.0635 | -0.0359 | -0.0268 | 0.0145 | 0.0586 | 0.0701 | 0.0932 | 0.0839 | 0.0892 | 0.0998 | 0.0801 | 0.0551 | 0.0579 | 0.0666 | 0.0403 | 0.0469 | 0.0462 | 0.0485 | 0.0523 | 0.02 | 0.0194 | -0.0313 | -0.0939 | -0.1142 | -0.1367 | -0.1594 | -0.1808 | -0.2036 | -0.2285 | -0.2541 | -0.2808 | -0.3085 | -0.3338 | -0.3599 | -0.3861 | -0.4102 | -0.4353 | -0.4615 | -0.4852 | -0.5095 | -0.5348 | -0.5583 | -0.5822 | -0.6067 | -0.6285 | -0.6508 | -0.6734 | -0.693 | -0.7124 | -0.7315 | -0.7481 | -0.765 | -0.7817 | -0.7965 | -0.8091
Northwest | University | Average | February | Water Heating | LDCEU/TDEF | Electric Load with Losses, Incl. Cogeneration | MW | 0 | 0 | 0 | 0 | 0 | 0 | 0 | 0 | 0 | 0 | 0 | 0 | 0 | 0 | 0 | 0 | 0 | 0 | 0 | 0 | 0 | 0 | -0.4062 | -0.7398 | -1.1432 | -1.4134 | -1.6219 | -1.8069 | -1.9676 | -2.1035 | -2.2216 | -2.3233 | -2.4091 | -2.4801 | -2.5378 | -2.5779 | -2.6075 | -2.6287 | -2.6353 | -2.636 | -2.6314 | -2.6168 | -2.5971 | -2.5729 | -2.5393 | -2.5035 | -2.4652 | -2.4201 | -2.3725 | -2.323 | -2.2666 | -2.2086 | -2.1496 | -2.0848 | -2.0205 | -1.9568 | -1.8883 | -1.8224
Northwest | University | Average | February | Other Substitutables | LDCEU/TDEF | Electric Load with Losses, Incl. Cogeneration | MW | 0 | 0 | 0 | 0 | 0 | 0 | 0 | 0 | 0 | 0 | 0 | 0 | -0.0022 | -0.0073 | -0.0102 | -0.012 | -0.0117 | -0.0344 | -0.0396 | -0.0431 | -0.0477 | -0.0564 | -0.0682 | -0.0692 | 0.0495 | 0.1614 | 0.2154 | 0.2688 | 0.3215 | 0.374 | 0.4252 | 0.4792 | 0.5316 | 0.5852 | 0.6384 | 0.69 | 0.7403 | 0.7858 | 0.8316 | 0.8741 | 0.9149 | 0.9518 | 0.9877 | 1.0239 | 1.0599 | 1.0933 | 1.1253 | 1.1544 | 1.1827 | 1.2092 | 1.2335 | 1.2565 | 1.2775 | 1.2968 | 1.3145 | 1.3305 | 1.3449 | 1.3535
Northwest | University | Average | February | Refrigeration | LDCEU/TDEF | Electric Load with Losses, Incl. Cogeneration | MW | 0 | 0 | 0 | 0 | 0 | 0 | 0 | 0 | 0 | 0 | 0 | 0 | -0.0278 | -0.0668 | -0.1077 | -0.1549 | -0.1745 | -0.8865 | -1.5094 | -2.1786 | -3.0309 | -3.6432 | -4.3643 | -4.9717 | -5.9559 | -6.8697 | -7.4544 | -7.991 | -8.4834 | -8.9364 | -9.3504 | -9.7393 | -10.095 | -10.4274 | -10.7356 | -11.0184 | -11.2776 | -11.5079 | -11.7243 | -11.9185 | -12.0963 | -12.2522 | -12.3972 | -12.5363 | -12.67 | -12.7904 | -12.9045 | -13.0039 | -13.1016 | -13.1929 | -13.2752 | -13.3532 | -13.4247 | -13.491 | -13.5529 | -13.6108 | -13.6649 | -13.6934
Northwest | University | Average | February | Lighting | LDCEU/TDEF | Electric Load with Losses, Incl. Cogeneration | MW | 0 | -0.0877 | -0.4147 | -0.6336 | -0.8721 | -1.036 | -1.4441 | -1.7123 | -3.8751 | -6.3095 | -8.11 | -9.7884 | -11.3884 | -13.7368 | -14.7349 | -14.1997 | -15.3489 | -10.7733 | -9.5455 | -9.8459 | -9.1278 | -8.2797 | -7.7602 | -7.7016 | -7.2789 | -6.9122 | -6.5478 | -6.2289 | -5.9314 | -5.6538 | -5.3942 | -5.1524 | -4.9258 | -4.7142 | -4.516 | -4.3298 | -4.1545 | -3.9887 | -3.833 | -3.6855 | -3.546 | -3.4133 | -3.2876 | -3.1687 | -3.0559 | -2.9483 | -2.8457 | -2.747 | -2.6528 | -2.5625 | -2.4754 | -2.3915 | -2.3104 | -2.2318 | -2.1557 | -2.0817 | -2.0098 | -1.9384
Northwest | University | Average | February | Air Conditioning | LDCEU/TDEF | Electric Load with Losses, Incl. Cogeneration | MW | 0.009 | 0.0925 | 0.1416 | 0.2193 | 0.29 | 0.4055 | 0.3579 | 0.4385 | 0.5011 | 0.6172 | 0.7709 | 0.7109 | 0.6622 | 0.6712 | 0.7125 | 0.7305 | 0.7015 | 0.7021 | 0.7254 | 0.4993 | 0.2354 | 0.0023 | -0.2122 | -0.4095 | -0.5972 | -0.9713 | -1.2616 | -1.5269 | -1.77 | -1.9931 | -2.49 | -2.9544 | -3.3834 | -3.7843 | -4.1391 | -4.3535 | -4.5431 | -4.7053 | -4.851 | -4.975 | -5.0821 | -5.1702 | -5.2458 | -5.3124 | -5.3714 | -5.4182 | -5.457 | -5.4847 | -5.5077 | -5.5239 | -5.5335 | -5.538 | -5.5371 | -5.5319 | -5.5225 | -5.5092 | -5.4931 | -5.4633
Northwest | University | Average | February | Other Non-Substitutables | LDCEU/TDEF | Electric Load with Losses, Incl. Cogeneration | MW | 0 | 0 | 0 | 0 | 0 | 0 | 0 | 0 | 0 | 0 | 0 | 0 | -1.0642 | -2.04 | -3.1249 | -4.2793 | -4.5057 | -5.1042 | -5.8383 | -4.5654 | -3.9098 | -3.2662 | -2.7953 | -2.315 | -1.9827 | -1.6829 | -1.4231 | -1.1972 | -1.0069 | -0.8465 | -0.7116 | -0.5979 | -0.5024 | -0.4219 | -0.3544 | -0.2975 | -0.2497 | -0.2096 | -0.1758 | -0.1475 | -0.1238 | -0.1039 | -0.087 | -0.073 | -0.0613 | -0.0513 | -0.0431 | -0.036 | -0.0303 | -0.0254 | -0.0212 | -0.0178 | -0.0149 | -0.0125 | -0.0105 | -0.0088 | -0.0073 | -0.0061
Northwest | University | Average | March | Space Heating | LDCEU/TDEF | Electric Load with Losses, Incl. Cogeneration | MW | -0.0924 | -0.0673 | -0.0538 | -0.0423 | -0.0219 | -0.0149 | 0.0186 | 0.0524 | 0.0532 | 0.0807 | 0.0633 | 0.0644 | 0.0709 | 0.0616 | 0.0398 | 0.0466 | 0.0537 | 0.0324 | 0.0353 | 0.0398 | 0.0377 | 0.0387 | 0.0188 | 0.023 | -0.0164 | -0.0601 | -0.0743 | -0.09 | -0.1059 | -0.1209 | -0.1369 | -0.1544 | -0.1724 | -0.1911 | -0.2106 | -0.2284 | -0.2467 | -0.2652 | -0.2822 | -0.2999 | -0.3185 | -0.3351 | -0.3523 | -0.3702 | -0.3868 | -0.4037 | -0.421 | -0.4365 | -0.4523 | -0.4682 | -0.4821 | -0.4959 | -0.5094 | -0.5212 | -0.533 | -0.5449 | -0.5554 | -0.5645
Northwest | University | Average | March | Water Heating | LDCEU/TDEF | Electric Load with Losses, Incl. Cogeneration | MW | 0 | 0 | 0 | 0 | 0 | 0 | 0 | 0 | 0 | 0 | 0 | 0 | 0 | 0 | 0 | 0 | 0 | 0 | 0 | 0 | 0 | 0 | -0.3694 | -0.7256 | -1.0133 | -1.2528 | -1.4376 | -1.6014 | -1.7438 | -1.8643 | -1.9692 | -2.0595 | -2.1356 | -2.1989 | -2.2503 | -2.2861 | -2.3127 | -2.3319 | -2.3381 | -2.339 | -2.3354 | -2.3227 | -2.3056 | -2.2845 | -2.2552 | -2.2239 | -2.1904 | -2.1508 | -2.1089 | -2.0656 | -2.016 | -1.9651 | -1.9133 | -1.8563 | -1.7997 | -1.7437 | -1.6835 | -1.6254
Northwest | University | Average | March | Other Substitutables | LDCEU/TDEF | Electric Load with Losses, Incl. Cogeneration | MW | 0 | 0 | 0 | 0 | 0 | 0 | 0 | 0 | 0 | 0 | 0 | 0 | -0.0024 | -0.0076 | -0.0106 | -0.0125 | -0.0122 | -0.0356 | -0.0409 | -0.0445 | -0.0493 | -0.0584 | -0.0705 | -0.0716 | 0.0511 | 0.1667 | 0.2228 | 0.2779 | 0.3326 | 0.3869 | 0.4399 | 0.4958 | 0.5501 | 0.6056 | 0.6608 | 0.7144 | 0.7664 | 0.8136 | 0.861 | 0.9051 | 0.9473 | 0.9855 | 1.0227 | 1.0603 | 1.0976 | 1.1323 | 1.1655 | 1.1957 | 1.225 | 1.2525 | 1.2777 | 1.3016 | 1.3234 | 1.3434 | 1.3617 | 1.3784 | 1.3934 | 1.4023
Northwest | University | Average | March | Refrigeration | LDCEU/TDEF | Electric Load with Losses, Incl. Cogeneration | MW | 0 | 0 | 0 | 0 | 0 | 0 | 0 | 0 | 0 | 0 | 0 | 0 | -0.0286 | -0.069 | -0.1111 | -0.1598 | -0.1801 | -0.9151 | -1.5584 | -2.2494 | -3.1298 | -3.7611 | -4.5051 | -5.1324 | -6.1475 | -7.0905 | -7.6941 | -8.248 | -8.7563 | -9.224 | -9.6514 | -10.0529 | -10.4203 | -10.7637 | -11.0821 | -11.3742 | -11.6422 | -11.88 | -12.1037 | -12.3042 | -12.488 | -12.649 | -12.7987 | -12.9425 | -13.0808 | -13.2053 | -13.3232 | -13.426 | -13.527 | -13.6214 | -13.7065 | -13.787 | -13.8611 | -13.9296 | -13.9937 | -14.0537 | -14.1097 | -14.1391
Northwest | University | Average | March | Lighting | LDCEU/TDEF | Electric Load with Losses, Incl. Cogeneration | MW | 0 | -0.0936 | -0.4444 | -0.6795 | -0.9356 | -1.1117 | -1.5496 | -1.8376 | -4.1526 | -6.759 | -8.6861 | -10.4829 | -12.1954 | -14.7053 | -15.7755 | -15.2097 | -16.4266 | -11.5382 | -10.2237 | -10.5428 | -9.7747 | -8.8676 | -8.31 | -8.2448 | -7.7922 | -7.3997 | -7.0096 | -6.6683 | -6.3498 | -6.0527 | -5.7747 | -5.5159 | -5.2734 | -5.0469 | -4.8348 | -4.6355 | -4.4478 | -4.2704 | -4.1037 | -3.9459 | -3.7965 | -3.6544 | -3.5198 | -3.3925 | -3.2718 | -3.1565 | -3.0467 | -2.9411 | -2.8404 | -2.7437 | -2.6503 | -2.5606 | -2.4737 | -2.3896 | -2.3081 | -2.2289 | -2.1518 | -2.0754
Northwest | University | Average | March | Air Conditioning | LDCEU/TDEF | Electric Load with Losses, Incl. Cogeneration | MW | 0.0159 | 0.1636 | 0.2501 | 0.3873 | 0.5118 | 0.7151 | 0.6319 | 0.7742 | 0.8843 | 1.0892 | 1.3587 | 1.2533 | 1.1671 | 1.1838 | 1.2565 | 1.2866 | 1.2359 | 1.2359 | 1.2778 | 0.8801 | 0.4154 | 0.0048 | -0.3732 | -0.721 | -1.0513 | -1.7105 | -2.2219 | -2.6895 | -3.1177 | -3.5109 | -4.3865 | -5.205 | -5.961 | -6.6676 | -7.2931 | -7.6713 | -8.0058 | -8.2917 | -8.5486 | -8.7676 | -8.9562 | -9.1116 | -9.2451 | -9.3626 | -9.4668 | -9.5496 | -9.6181 | -9.6673 | -9.7079 | -9.7367 | -9.7537 | -9.7619 | -9.7603 | -9.7515 | -9.735 | -9.7118 | -9.6835 | -9.6311
Northwest | University | Average | March | Other Non-Substitutables | LDCEU/TDEF | Electric Load with Losses, Incl. Cogeneration | MW | 0 | 0 | 0 | 0 | 0 | 0 | 0 | 0 | 0 | 0 | 0 | 0 | -1.0981 | -2.1033 | -3.2212 | -4.4153 | -4.6496 | -5.2703 | -6.025 | -4.7094 | -4.0341 | -3.3692 | -2.8833 | -2.3884 | -2.0457 | -1.7364 | -1.4684 | -1.2352 | -1.0388 | -0.8735 | -0.7342 | -0.617 | -0.5184 | -0.4354 | -0.3657 | -0.307 | -0.2576 | -0.2162 | -0.1814 | -0.1522 | -0.1278 | -0.1071 | -0.0899 | -0.0753 | -0.0632 | -0.053 | -0.0443 | -0.0372 | -0.0312 | -0.0261 | -0.0219 | -0.0184 | -0.0154 | -0.0129 | -0.0108 | -0.0091 | -0.0076 | -0.0064
Northwest | University | Average | April | Space Heating | LDCEU/TDEF | Electric Load with Losses, Incl. Cogeneration | MW | -0.0868 | -0.0616 | -0.0515 | -0.041 | -0.0228 | -0.0165 | 0.012 | 0.036 | 0.0497 | 0.0612 | 0.0599 | 0.0532 | 0.0643 | 0.0494 | 0.0367 | 0.0416 | 0.0441 | 0.0288 | 0.0321 | 0.0292 | 0.0319 | 0.0328 | 0.0198 | 0.0112 | -0.0201 | -0.0609 | -0.074 | -0.0886 | -0.1034 | -0.1172 | -0.1321 | -0.1482 | -0.1647 | -0.182 | -0.2 | -0.2162 | -0.2331 | -0.2501 | -0.2658 | -0.282 | -0.299 | -0.3143 | -0.3301 | -0.3465 | -0.3617 | -0.3771 | -0.393 | -0.4071 | -0.4215 | -0.4361 | -0.4488 | -0.4614 | -0.4737 | -0.4844 | -0.4953 | -0.5061 | -0.5157 | -0.5239
Northwest | University | Average | April | Water Heating | LDCEU/TDEF | Electric Load with Losses, Incl. Cogeneration | MW | 0 | 0 | 0 | 0 | 0 | 0 | 0 | 0 | 0 | 0 | 0 | 0 | 0 | 0 | 0 | 0 | 0 | 0 | 0 | 0 | 0 | 0 | -0.3585 | -0.4785 | -0.8045 | -0.9945 | -1.141 | -1.2709 | -1.384 | -1.4797 | -1.563 | -1.635 | -1.6956 | -1.746 | -1.7871 | -1.8159 | -1.8373 | -1.8529 | -1.8582 | -1.8593 | -1.8568 | -1.847 | -1.8339 | -1.8174 | -1.7946 | -1.7701 | -1.744 | -1.713 | -1.6802 | -1.6461 | -1.6073 | -1.5672 | -1.5265 | -1.4818 | -1.4373 | -1.3933 | -1.346 | -1.3001
Northwest | University | Average | April | Other Substitutables | LDCEU/TDEF | Electric Load with Losses, Incl. Cogeneration | MW | 0 | 0 | 0 | 0 | 0 | 0 | 0 | 0 | 0 | 0 | 0 | 0 | -0.0022 | -0.007 | -0.0098 | -0.0118 | -0.0114 | -0.034 | -0.0391 | -0.0425 | -0.0472 | -0.0559 | -0.0677 | -0.0689 | 0.0469 | 0.1566 | 0.2093 | 0.2615 | 0.313 | 0.3642 | 0.4141 | 0.4666 | 0.5176 | 0.5697 | 0.6214 | 0.6715 | 0.7202 | 0.7645 | 0.809 | 0.8503 | 0.89 | 0.9259 | 0.9608 | 0.996 | 1.0309 | 1.0634 | 1.0944 | 1.1227 | 1.1501 | 1.1757 | 1.1994 | 1.2215 | 1.2419 | 1.2605 | 1.2777 | 1.2931 | 1.3071 | 1.3154
Northwest | University | Average | April | Refrigeration | LDCEU/TDEF | Electric Load with Losses, Incl. Cogeneration | MW | 0 | 0 | 0 | 0 | 0 | 0 | 0 | 0 | 0 | 0 | 0 | 0 | -0.0272 | -0.0656 | -0.1057 | -0.1518 | -0.1711 | -0.8696 | -1.4819 | -2.1413 | -2.9799 | -3.5831 | -4.293 | -4.8938 | -5.8611 | -6.7617 | -7.3373 | -7.8655 | -8.35 | -8.7961 | -9.2036 | -9.5859 | -9.9357 | -10.2622 | -10.5647 | -10.8423 | -11.0966 | -11.3229 | -11.5352 | -11.7258 | -11.9004 | -12.0538 | -12.1961 | -12.3324 | -12.4632 | -12.5808 | -12.6922 | -12.7894 | -12.8845 | -12.9732 | -13.0533 | -13.1289 | -13.1982 | -13.2624 | -13.3224 | -13.3783 | -13.4305 | -13.4583
Northwest | University | Average | April | Lighting | LDCEU/TDEF | Electric Load with Losses, Incl. Cogeneration | MW | 0 | -0.0912 | -0.4345 | -0.665 | -0.916 | -1.0886 | -1.5175 | -1.7996 | -4.0593 | -6.6043 | -8.4849 | -10.2391 | -11.9098 | -14.3544 | -15.4012 | -14.8574 | -16.0281 | -11.2683 | -9.9845 | -10.2922 | -9.5425 | -8.6579 | -8.1119 | -8.0452 | -7.6019 | -7.2175 | -6.8357 | -6.5014 | -6.1895 | -5.8985 | -5.6264 | -5.3729 | -5.1356 | -4.9139 | -4.7062 | -4.5112 | -4.3275 | -4.154 | -3.9911 | -3.8367 | -3.6908 | -3.5521 | -3.4206 | -3.2963 | -3.1785 | -3.066 | -2.9588 | -2.8558 | -2.7576 | -2.6633 | -2.5724 | -2.4849 | -2.4003 | -2.3184 | -2.2391 | -2.162 | -2.0871 | -2.0128
Northwest | University | Average | April | Air Conditioning | LDCEU/TDEF | Electric Load with Losses, Incl. Cogeneration | MW | 0.0161 | 0.1663 | 0.2559 | 0.3963 | 0.5246 | 0.7345 | 0.6472 | 0.792 | 0.9054 | 1.1165 | 1.3992 | 1.2919 | 1.2011 | 1.2154 | 1.2911 | 1.3278 | 1.273 | 1.2784 | 1.3198 | 0.9056 | 0.4249 | 0 | -0.391 | -0.7513 | -1.0946 | -1.7781 | -2.3079 | -2.7921 | -3.2357 | -3.6429 | -4.5498 | -5.397 | -6.1795 | -6.9105 | -7.5572 | -7.9476 | -8.2927 | -8.5882 | -8.8531 | -9.079 | -9.2737 | -9.4343 | -9.572 | -9.6929 | -9.7995 | -9.8842 | -9.9539 | -10.004 | -10.045 | -10.0735 | -10.0901 | -10.0973 | -10.0946 | -10.0843 | -10.0661 | -10.041 | -10.0106 | -9.9562
Northwest | University | Average | April | Other Non-Substitutables | LDCEU/TDEF | Electric Load with Losses, Incl. Cogeneration | MW | 0 | 0 | 0 | 0 | 0 | 0 | 0 | 0 | 0 | 0 | 0 | 0 | -1.0441 | -1.9994 | -3.0625 | -4.2001 | -4.4187 | -5.0095 | -5.7336 | -4.4847 | -3.8428 | -3.2113 | -2.7496 | -2.2793 | -1.9527 | -1.6577 | -1.4019 | -1.1794 | -0.9919 | -0.8339 | -0.701 | -0.5891 | -0.4949 | -0.4157 | -0.3491 | -0.2931 | -0.246 | -0.2065 | -0.1732 | -0.1453 | -0.1219 | -0.1022 | -0.0858 | -0.072 | -0.0603 | -0.0506 | -0.0424 | -0.0355 | -0.0298 | -0.0249 | -0.0209 | -0.0175 | -0.0147 | -0.0124 | -0.0103 | -0.0086 | -0.0073 | -0.006
Northwest | University | Average | May | Space Heating | LDCEU/TDEF | Electric Load with Losses, Incl. Cogeneration | MW | -0.0308 | -0.0247 | -0.0186 | -0.0154 | -0.0086 | -0.0039 | 0.0112 | 0.0203 | 0.0188 | 0.0321 | 0.0273 | 0.0256 | 0.0258 | 0.0196 | 0.0153 | 0.0148 | 0.0171 | 0.0136 | 0.0156 | 0.0149 | 0.0138 | 0.0137 | 0.0093 | 0.0083 | -0.0049 | -0.0206 | -0.0256 | -0.0312 | -0.0367 | -0.042 | -0.0477 | -0.0538 | -0.0601 | -0.0667 | -0.0735 | -0.0797 | -0.0861 | -0.0926 | -0.0986 | -0.1048 | -0.1113 | -0.1173 | -0.1234 | -0.1296 | -0.1354 | -0.1413 | -0.1474 | -0.1528 | -0.1583 | -0.1639 | -0.1687 | -0.1736 | -0.1782 | -0.1823 | -0.1865 | -0.1907 | -0.1943 | -0.1975
Northwest | University | Average | May | Water Heating | LDCEU/TDEF | Electric Load with Losses, Incl. Cogeneration | MW | 0 | 0 | 0 | 0 | 0 | 0 | 0 | 0 | 0 | 0 | 0 | 0 | 0 | 0 | 0 | 0 | 0 | 0 | 0 | 0 | 0 | 0 | -0.2022 | -0.3552 | -0.5266 | -0.6509 | -0.7464 | -0.8311 | -0.905 | -0.9675 | -1.0221 | -1.0693 | -1.1091 | -1.1423 | -1.1695 | -1.1886 | -1.203 | -1.2136 | -1.2175 | -1.2187 | -1.2175 | -1.2116 | -1.2034 | -1.1931 | -1.1787 | -1.1633 | -1.1466 | -1.1268 | -1.1059 | -1.0842 | -1.0593 | -1.0337 | -1.0077 | -0.979 | -0.9505 | -0.9222 | -0.8919 | -0.8624
Northwest | University | Average | May | Other Substitutables | LDCEU/TDEF | Electric Load with Losses, Incl. Cogeneration | MW | 0 | 0 | 0 | 0 | 0 | 0 | 0 | 0 | 0 | 0 | 0 | 0 | -0.0022 | -0.0056 | -0.0079 | -0.01 | -0.0096 | -0.0312 | -0.0357 | -0.0387 | -0.043 | -0.051 | -0.0619 | -0.0628 | 0.0393 | 0.138 | 0.1845 | 0.2305 | 0.2758 | 0.3208 | 0.3647 | 0.4103 | 0.4546 | 0.4994 | 0.5438 | 0.5868 | 0.6285 | 0.6669 | 0.7051 | 0.7407 | 0.775 | 0.8063 | 0.8366 | 0.8667 | 0.8965 | 0.9242 | 0.9506 | 0.9747 | 0.9979 | 1.0195 | 1.0396 | 1.0582 | 1.0755 | 1.0911 | 1.1053 | 1.1182 | 1.1298 | 1.137
Northwest | University | Average | May | Refrigeration | LDCEU/TDEF | Electric Load with Losses, Incl. Cogeneration | MW | 0 | 0 | 0 | 0 | 0 | 0 | 0 | 0 | 0 | 0 | 0 | 0 | -0.0246 | -0.0595 | -0.0958 | -0.1375 | -0.1545 | -0.7847 | -1.3386 | -1.9376 | -2.697 | -3.2494 | -3.8969 | -4.4464 | -5.3278 | -6.1527 | -6.6761 | -7.1564 | -7.5968 | -8.002 | -8.3724 | -8.7182 | -9.0344 | -9.3285 | -9.6002 | -9.8492 | -10.0768 | -10.2807 | -10.4709 | -10.6422 | -10.7989 | -10.9375 | -11.0657 | -11.1871 | -11.3025 | -11.4065 | -11.5045 | -11.5901 | -11.6735 | -11.7509 | -11.8206 | -11.886 | -11.9457 | -12.0008 | -12.0518 | -12.0992 | -12.1431 | -12.1682
Northwest | University | Average | May | Lighting | LDCEU/TDEF | Electric Load with Losses, Incl. Cogeneration | MW | 0 | -0.0876 | -0.4097 | -0.6248 | -0.8591 | -1.0203 | -1.4218 | -1.6857 | -3.8302 | -6.2424 | -8.0284 | -9.6922 | -11.2782 | -13.616 | -14.5993 | -14.0484 | -15.2225 | -10.6592 | -9.4409 | -9.7446 | -9.0284 | -8.1842 | -7.6646 | -7.6065 | -7.1839 | -6.8175 | -6.4536 | -6.1346 | -5.8371 | -5.5596 | -5.3003 | -5.0586 | -4.8324 | -4.6211 | -4.4232 | -4.2374 | -4.0626 | -3.8977 | -3.7427 | -3.5962 | -3.4578 | -3.3264 | -3.2019 | -3.0842 | -2.9726 | -2.8661 | -2.7647 | -2.6674 | -2.5746 | -2.4857 | -2.4 | -2.3175 | -2.2378 | -2.1608 | -2.0861 | -2.0138 | -1.9434 | -1.8739
Northwest | University | Average | May | Air Conditioning | LDCEU/TDEF | Electric Load with Losses, Incl. Cogeneration | MW | 0.0321 | 0.3194 | 0.5051 | 0.7642 | 1.0624 | 1.4398 | 1.2552 | 1.534 | 1.7939 | 2.1735 | 2.7757 | 2.5969 | 2.414 | 2.419 | 2.5472 | 2.6584 | 2.5353 | 2.5744 | 2.6385 | 1.7943 | 0.8286 | -0.0425 | -0.839 | -1.6105 | -2.2857 | -3.689 | -4.7731 | -5.7642 | -6.6715 | -7.5043 | -9.3598 | -11.0883 | -12.6848 | -14.1729 | -15.4866 | -16.2756 | -16.9713 | -17.5699 | -18.1038 | -18.5599 | -18.9522 | -19.2779 | -19.5555 | -19.796 | -20.0049 | -20.17 | -20.3042 | -20.3995 | -20.4751 | -20.5253 | -20.5512 | -20.5579 | -20.5444 | -20.5152 | -20.4703 | -20.4108 | -20.3407 | -20.2289
Northwest | University | Average | May | Other Non-Substitutables | LDCEU/TDEF | Electric Load with Losses, Incl. Cogeneration | MW | 0 | 0 | 0 | 0 | 0 | 0 | 0 | 0 | 0 | 0 | 0 | 0 | -0.945 | -1.813 | -2.7803 | -3.8121 | -3.997 | -4.5235 | -5.2046 | -4.078 | -3.4936 | -2.9236 | -2.5062 | -2.0792 | -1.7817 | -1.5126 | -1.2791 | -1.076 | -0.9049 | -0.7608 | -0.6394 | -0.5373 | -0.4514 | -0.3792 | -0.3184 | -0.2673 | -0.2244 | -0.1883 | -0.158 | -0.1326 | -0.1113 | -0.0933 | -0.0782 | -0.0656 | -0.055 | -0.0461 | -0.0386 | -0.0324 | -0.0271 | -0.0228 | -0.0191 | -0.0159 | -0.0134 | -0.0112 | -0.0094 | -0.0079 | -0.0066 | -0.0055
Northwest | University | Average | June | Space Heating | LDCEU/TDEF | Electric Load with Losses, Incl. Cogeneration | MW | -0.0187 | -0.0146 | -0.0097 | -0.0077 | -0.0038 | -0.0025 | 0.0054 | 0.0077 | 0.0142 | 0.012 | 0.0091 | 0.0112 | 0.0171 | 0.0083 | 0.0079 | 0.0091 | 0.0075 | 0.0069 | 0.0074 | 0.0091 | 0.0063 | 0.0086 | 0.0006 | 0.0037 | -0.0028 | -0.0106 | -0.0131 | -0.0158 | -0.0186 | -0.0213 | -0.0241 | -0.0271 | -0.0302 | -0.0335 | -0.0369 | -0.04 | -0.0431 | -0.0464 | -0.0493 | -0.0524 | -0.0557 | -0.0586 | -0.0616 | -0.0647 | -0.0676 | -0.0706 | -0.0736 | -0.0762 | -0.079 | -0.0817 | -0.0841 | -0.0865 | -0.0888 | -0.0909 | -0.0929 | -0.0949 | -0.0967 | -0.0984
Northwest | University | Average | June | Water Heating | LDCEU/TDEF | Electric Load with Losses, Incl. Cogeneration | MW | 0 | 0 | 0 | 0 | 0 | 0 | 0 | 0 | 0 | 0 | 0 | 0 | 0 | 0 | 0 | 0 | 0 | 0 | 0 | 0 | 0 | 0 | -0.0992 | -0.2449 | -0.3509 | -0.4338 | -0.4972 | -0.5537 | -0.6028 | -0.6444 | -0.6808 | -0.7122 | -0.7388 | -0.761 | -0.7792 | -0.7922 | -0.8019 | -0.8091 | -0.8119 | -0.8128 | -0.8123 | -0.8085 | -0.8032 | -0.7965 | -0.7873 | -0.7771 | -0.7663 | -0.7533 | -0.7396 | -0.7253 | -0.709 | -0.6923 | -0.6751 | -0.6563 | -0.6375 | -0.619 | -0.599 | -0.5795
Northwest | University | Average | June | Other Substitutables | LDCEU/TDEF | Electric Load with Losses, Incl. Cogeneration | MW | 0 | 0 | 0 | 0 | 0 | 0 | 0 | 0 | 0 | 0 | 0 | 0 | -0.0021 | -0.0051 | -0.0074 | -0.0096 | -0.0092 | -0.0309 | -0.0352 | -0.038 | -0.0423 | -0.0503 | -0.0611 | -0.0621 | 0.0367 | 0.1333 | 0.1783 | 0.2228 | 0.2666 | 0.31 | 0.3524 | 0.3962 | 0.4387 | 0.4817 | 0.5241 | 0.5651 | 0.605 | 0.6417 | 0.6782 | 0.7125 | 0.7452 | 0.7752 | 0.8044 | 0.8333 | 0.8615 | 0.8879 | 0.9131 | 0.9359 | 0.958 | 0.9786 | 0.9976 | 1.0153 | 1.0315 | 1.0463 | 1.0597 | 1.0719 | 1.0826 | 1.0897
Northwest | University | Average | June | Refrigeration | LDCEU/TDEF | Electric Load with Losses, Incl. Cogeneration | MW | 0 | 0 | 0 | 0 | 0 | 0 | 0 | 0 | 0 | 0 | 0 | 0 | -0.0241 | -0.0583 | -0.0938 | -0.1348 | -0.1511 | -0.7682 | -1.3112 | -1.8999 | -2.645 | -3.1896 | -3.8268 | -4.369 | -5.2355 | -6.0487 | -6.5632 | -7.0352 | -7.4681 | -7.8662 | -8.2301 | -8.5691 | -8.8793 | -9.167 | -9.4325 | -9.6757 | -9.8977 | -10.0973 | -10.2831 | -10.4505 | -10.6036 | -10.7395 | -10.8649 | -10.9831 | -11.095 | -11.1958 | -11.2905 | -11.3735 | -11.4539 | -11.5285 | -11.5955 | -11.6583 | -11.7155 | -11.768 | -11.8166 | -11.8615 | -11.903 | -11.9276
Northwest | University | Average | June | Lighting | LDCEU/TDEF | Electric Load with Losses, Incl. Cogeneration | MW | 0 | -0.0866 | -0.4038 | -0.6154 | -0.8458 | -1.0045 | -1.3997 | -1.6594 | -3.7753 | -6.1546 | -7.9169 | -9.5583 | -11.1228 | -13.4321 | -14.4002 | -13.8506 | -15.0195 | -10.5091 | -9.3068 | -9.6082 | -8.9002 | -8.0663 | -7.5527 | -7.4955 | -7.0773 | -6.7149 | -6.3548 | -6.039 | -5.7446 | -5.47 | -5.2136 | -4.9745 | -4.7508 | -4.5417 | -4.3459 | -4.1622 | -3.9893 | -3.8264 | -3.6734 | -3.5287 | -3.3921 | -3.2624 | -3.1397 | -3.0236 | -2.9135 | -2.8086 | -2.7087 | -2.6128 | -2.5214 | -2.4338 | -2.3495 | -2.2684 | -2.19 | -2.1144 | -2.041 | -1.9699 | -1.9007 | -1.8328
Northwest | University | Average | June | Air Conditioning | LDCEU/TDEF | Electric Load with Losses, Incl. Cogeneration | MW | 0.0437 | 0.4539 | 0.7361 | 1.1261 | 1.5026 | 2.1324 | 1.8462 | 2.3414 | 2.5692 | 3.2738 | 4.2466 | 3.9 | 3.5019 | 3.635 | 3.7821 | 3.93 | 3.8205 | 3.8448 | 3.9086 | 2.6227 | 1.1759 | -0.0885 | -1.685 | -2.6021 | -3.6914 | -5.8823 | -7.5793 | -9.1311 | -10.5528 | -11.8575 | -14.7589 | -17.4581 | -19.9522 | -22.2742 | -24.3222 | -25.5482 | -26.6279 | -27.5606 | -28.3896 | -29.0994 | -29.7094 | -30.2185 | -30.6513 | -31.0232 | -31.3431 | -31.5959 | -31.7994 | -31.9441 | -32.0558 | -32.1282 | -32.1626 | -32.1668 | -32.1394 | -32.0876 | -32.0109 | -31.9119 | -31.7959 | -31.6223
Northwest | University | Average | June | Other Non-Substitutables | LDCEU/TDEF | Electric Load with Losses, Incl. Cogeneration | MW | 0 | 0 | 0 | 0 | 0 | 0 | 0 | 0 | 0 | 0 | 0 | 0 | -0.9262 | -1.7777 | -2.7273 | -3.7401 | -3.9154 | -4.4291 | -5.1075 | -4.0055 | -3.4318 | -2.874 | -2.4652 | -2.0464 | -1.754 | -1.489 | -1.2592 | -1.0593 | -0.8908 | -0.749 | -0.6296 | -0.529 | -0.4444 | -0.3733 | -0.3135 | -0.2632 | -0.2208 | -0.1854 | -0.1556 | -0.1305 | -0.1095 | -0.0918 | -0.077 | -0.0646 | -0.0541 | -0.0454 | -0.038 | -0.0319 | -0.0267 | -0.0224 | -0.0187 | -0.0157 | -0.0131 | -0.011 | -0.0092 | -0.0077 | -0.0065 | -0.0055
Northwest | University | Average | July | Space Heating | LDCEU/TDEF | Electric Load with Losses, Incl. Cogeneration | MW | -0.0098 | -0.0042 | -0.0036 | -0.0031 | -0.0018 | -0.0017 | 0.0016 | 0.0037 | 0.0044 | 0.0032 | 0.0024 | 0.0028 | 0.0035 | 0.0027 | 0.0017 | 0.0024 | 0.0019 | 0.0021 | 0.0029 | 0.0024 | 0.0014 | 0.0011 | 0 | 0.0019 | -0.0016 | -0.0047 | -0.0056 | -0.0066 | -0.0077 | -0.0087 | -0.0097 | -0.0109 | -0.0121 | -0.0133 | -0.0146 | -0.0156 | -0.0168 | -0.0181 | -0.0191 | -0.0204 | -0.0216 | -0.0226 | -0.0237 | -0.0248 | -0.0259 | -0.027 | -0.0281 | -0.0291 | -0.0301 | -0.0311 | -0.032 | -0.0329 | -0.0338 | -0.0345 | -0.0353 | -0.036 | -0.0367 | -0.0372
Northwest | University | Average | July | Water Heating | LDCEU/TDEF | Electric Load with Losses, Incl. Cogeneration | MW | 0 | 0 | 0 | 0 | 0 | 0 | 0 | 0 | 0 | 0 | 0 | 0 | 0 | 0 | 0 | 0 | 0 | 0 | 0 | 0 | 0 | 0 | -0.0755 | -0.1762 | -0.2223 | -0.2751 | -0.3152 | -0.3509 | -0.3821 | -0.4085 | -0.4314 | -0.4513 | -0.468 | -0.4821 | -0.4936 | -0.5018 | -0.5079 | -0.5125 | -0.5142 | -0.5148 | -0.5145 | -0.512 | -0.5087 | -0.5046 | -0.4986 | -0.4923 | -0.4854 | -0.4773 | -0.4686 | -0.4595 | -0.4492 | -0.4387 | -0.4278 | -0.416 | -0.4041 | -0.3924 | -0.3797 | -0.3674
Northwest | University | Average | July | Other Substitutables | LDCEU/TDEF | Electric Load with Losses, Incl. Cogeneration | MW | 0 | 0 | 0 | 0 | 0 | 0 | 0 | 0 | 0 | 0 | 0 | 0 | -0.002 | -0.0049 | -0.0069 | -0.0087 | -0.0084 | -0.0292 | -0.0329 | -0.0354 | -0.0391 | -0.046 | -0.0554 | -0.0562 | 0.0378 | 0.1299 | 0.1728 | 0.2151 | 0.2567 | 0.2979 | 0.3381 | 0.3797 | 0.42 | 0.4607 | 0.5009 | 0.5397 | 0.5775 | 0.6123 | 0.6469 | 0.6792 | 0.7103 | 0.7387 | 0.7662 | 0.7935 | 0.8203 | 0.8452 | 0.869 | 0.8905 | 0.9114 | 0.9308 | 0.9487 | 0.9654 | 0.9808 | 0.9946 | 1.0073 | 1.0188 | 1.0289 | 1.0355
Northwest | University | Average | July | Refrigeration | LDCEU/TDEF | Electric Load with Losses, Incl. Cogeneration | MW | 0 | 0 | 0 | 0 | 0 | 0 | 0 | 0 | 0 | 0 | 0 | 0 | -0.0227 | -0.055 | -0.0884 | -0.127 | -0.1425 | -0.7227 | -1.2313 | -1.7801 | -2.4776 | -2.9856 | -3.5813 | -4.0834 | -4.8978 | -5.6621 | -6.1434 | -6.5849 | -6.9897 | -7.362 | -7.7022 | -8.0192 | -8.3092 | -8.5783 | -8.8264 | -9.0539 | -9.2614 | -9.448 | -9.6217 | -9.7783 | -9.9214 | -10.0484 | -10.1658 | -10.2764 | -10.3811 | -10.4754 | -10.5642 | -10.6418 | -10.7173 | -10.7873 | -10.8502 | -10.9091 | -10.9629 | -11.0122 | -11.0579 | -11.1002 | -11.1393 | -11.1623
Northwest | University | Average | July | Lighting | LDCEU/TDEF | Electric Load with Losses, Incl. Cogeneration | MW | 0 | -0.0817 | -0.3616 | -0.5448 | -0.7447 | -0.8827 | -1.2285 | -1.4553 | -3.385 | -5.5469 | -7.1568 | -8.6515 | -10.082 | -12.2366 | -13.0954 | -12.5067 | -13.7377 | -9.5069 | -8.4137 | -8.7217 | -8.0689 | -7.2986 | -6.8301 | -6.7958 | -6.418 | -6.0909 | -5.7653 | -5.4799 | -5.2138 | -4.9658 | -4.7339 | -4.5178 | -4.3155 | -4.1266 | -3.9495 | -3.7833 | -3.6269 | -3.4795 | -3.341 | -3.2101 | -3.0863 | -2.9689 | -2.8577 | -2.7523 | -2.6526 | -2.5574 | -2.4667 | -2.3796 | -2.2967 | -2.2171 | -2.1405 | -2.0667 | -1.9954 | -1.9266 | -1.8599 | -1.7951 | -1.7322 | -1.6701
Northwest | University | Average | July | Air Conditioning | LDCEU/TDEF | Electric Load with Losses, Incl. Cogeneration | MW | 0.0615 | 0.7119 | 1.1416 | 1.799 | 2.2561 | 3.2991 | 2.7761 | 3.3918 | 3.864 | 4.9804 | 6.3458 | 5.9151 | 5.4531 | 5.438 | 5.9682 | 6.1547 | 5.8873 | 5.9935 | 5.8242 | 3.9352 | 1.6354 | -0.4679 | -2.402 | -3.8761 | -6.1251 | -9.6144 | -12.3329 | -14.8209 | -17.1021 | -19.1967 | -23.8385 | -28.1553 | -32.1461 | -35.8609 | -39.1362 | -41.0937 | -42.8171 | -44.3099 | -45.6345 | -46.7707 | -47.7478 | -48.5659 | -49.2611 | -49.8565 | -50.3662 | -50.7695 | -51.0933 | -51.3243 | -51.5011 | -51.6143 | -51.6673 | -51.671 | -51.6248 | -51.539 | -51.4137 | -51.2527 | -51.0641 | -50.7903
Northwest | University | Average | July | Other Non-Substitutables | LDCEU/TDEF | Electric Load with Losses, Incl. Cogeneration | MW | 0 | 0 | 0 | 0 | 0 | 0 | 0 | 0 | 0 | 0 | 0 | 0 | -0.8727 | -1.6766 | -2.5751 | -3.5316 | -3.696 | -4.1718 | -4.8165 | -3.7675 | -3.2238 | -2.6959 | -2.3096 | -1.9132 | -1.6387 | -1.3901 | -1.1751 | -0.9885 | -0.8312 | -0.6988 | -0.5873 | -0.4936 | -0.4146 | -0.3482 | -0.2924 | -0.2455 | -0.206 | -0.1729 | -0.1451 | -0.1217 | -0.1021 | -0.0856 | -0.0719 | -0.0602 | -0.0505 | -0.0423 | -0.0355 | -0.0297 | -0.0249 | -0.0209 | -0.0175 | -0.0147 | -0.0123 | -0.0103 | -0.0086 | -0.0073 | -0.006 | -0.005
Northwest | University | Average | August | Space Heating | LDCEU/TDEF | Electric Load with Losses, Incl. Cogeneration | MW | -0.0068 | -0.0049 | -0.0041 | -0.0031 | -0.0021 | -0.0015 | 0.0004 | 0.0036 | 0.003 | 0.0047 | 0.0032 | 0.0028 | 0.0036 | 0.0037 | 0.0027 | 0.0025 | 0.0028 | 0.0021 | 0.0017 | 0.0016 | 0.0018 | 0.0014 | 0.0003 | 0.0003 | -0.0018 | -0.0047 | -0.0056 | -0.0067 | -0.0077 | -0.0087 | -0.0097 | -0.0108 | -0.0119 | -0.0131 | -0.0144 | -0.0155 | -0.0167 | -0.0179 | -0.0189 | -0.02 | -0.0212 | -0.0223 | -0.0233 | -0.0245 | -0.0255 | -0.0265 | -0.0276 | -0.0286 | -0.0296 | -0.0306 | -0.0315 | -0.0323 | -0.0331 | -0.0339 | -0.0346 | -0.0353 | -0.036 | -0.0366
Northwest | University | Average | August | Water Heating | LDCEU/TDEF | Electric Load with Losses, Incl. Cogeneration | MW | 0 | 0 | 0 | 0 | 0 | 0 | 0 | 0 | 0 | 0 | 0 | 0 | 0 | 0 | 0 | 0 | 0 | 0 | 0 | 0 | 0 | 0 | -0.0829 | -0.15 | -0.2189 | -0.2708 | -0.3105 | -0.3457 | -0.3763 | -0.4023 | -0.4249 | -0.4444 | -0.461 | -0.4748 | -0.486 | -0.494 | -0.5001 | -0.5045 | -0.5061 | -0.5067 | -0.5062 | -0.5038 | -0.5005 | -0.4963 | -0.4904 | -0.4841 | -0.4772 | -0.4691 | -0.4605 | -0.4516 | -0.4413 | -0.4307 | -0.42 | -0.4083 | -0.3965 | -0.3849 | -0.3724 | -0.3602
Northwest | University | Average | August | Other Substitutables | LDCEU/TDEF | Electric Load with Losses, Incl. Cogeneration | MW | 0 | 0 | 0 | 0 | 0 | 0 | 0 | 0 | 0 | 0 | 0 | 0 | -0.002 | -0.0049 | -0.0069 | -0.0089 | -0.0084 | -0.0293 | -0.0331 | -0.0356 | -0.0394 | -0.0463 | -0.0558 | -0.0566 | 0.0379 | 0.1304 | 0.1735 | 0.2159 | 0.2578 | 0.2992 | 0.3397 | 0.3815 | 0.4222 | 0.4631 | 0.5036 | 0.5427 | 0.5807 | 0.6157 | 0.6505 | 0.6831 | 0.7144 | 0.743 | 0.7707 | 0.7982 | 0.8251 | 0.8503 | 0.8742 | 0.896 | 0.917 | 0.9366 | 0.9546 | 0.9715 | 0.9869 | 1.0009 | 1.0137 | 1.0252 | 1.0354 | 1.0421
Northwest | University | Average | August | Refrigeration | LDCEU/TDEF | Electric Load with Losses, Incl. Cogeneration | MW | 0 | 0 | 0 | 0 | 0 | 0 | 0 | 0 | 0 | 0 | 0 | 0 | -0.0228 | -0.0552 | -0.0887 | -0.1275 | -0.1432 | -0.7263 | -1.2375 | -1.7893 | -2.4904 | -3.0009 | -3.5996 | -4.1044 | -4.9226 | -5.6902 | -6.1739 | -6.6176 | -7.0245 | -7.3986 | -7.7407 | -8.0594 | -8.3508 | -8.6214 | -8.871 | -9.0998 | -9.3086 | -9.4962 | -9.6709 | -9.8283 | -9.9723 | -10.1 | -10.218 | -10.3292 | -10.4345 | -10.5295 | -10.6189 | -10.6971 | -10.773 | -10.8435 | -10.9069 | -10.9661 | -11.0203 | -11.07 | -11.1161 | -11.1587 | -11.1981 | -11.2214
Northwest | University | Average | August | Lighting | LDCEU/TDEF | Electric Load with Losses, Incl. Cogeneration | MW | 0 | -0.0838 | -0.3724 | -0.5618 | -0.7683 | -0.9108 | -1.2679 | -1.5021 | -3.4866 | -5.7107 | -7.366 | -8.9034 | -10.3741 | -12.5856 | -13.471 | -12.8737 | -14.1244 | -9.7845 | -8.6599 | -8.9737 | -8.303 | -7.5117 | -7.03 | -6.9932 | -6.6044 | -6.2678 | -5.9328 | -5.6392 | -5.3654 | -5.1102 | -4.8716 | -4.6493 | -4.4411 | -4.2467 | -4.0646 | -3.8935 | -3.7327 | -3.5811 | -3.4385 | -3.3037 | -3.1764 | -3.0556 | -2.9411 | -2.8328 | -2.7301 | -2.6321 | -2.5389 | -2.4493 | -2.3639 | -2.282 | -2.2032 | -2.1272 | -2.054 | -1.983 | -1.9144 | -1.8478 | -1.7831 | -1.7192
Northwest | University | Average | August | Air Conditioning | LDCEU/TDEF | Electric Load with Losses, Incl. Cogeneration | MW | 0.0735 | 0.7042 | 1.1019 | 1.7708 | 2.4086 | 3.2993 | 2.9576 | 3.4877 | 4.0851 | 4.9215 | 6.3433 | 6.0411 | 5.5908 | 5.3647 | 5.7788 | 6.2686 | 5.7565 | 6.0715 | 6.3628 | 4.157 | 1.6958 | -0.4267 | -2.2913 | -4.7174 | -6.2187 | -9.7697 | -12.536 | -15.0677 | -17.3887 | -19.5201 | -24.2437 | -28.6373 | -32.6989 | -36.48 | -39.8141 | -41.8073 | -43.5623 | -45.082 | -46.4309 | -47.5878 | -48.5827 | -49.4154 | -50.1232 | -50.7297 | -51.2495 | -51.6608 | -51.9913 | -52.2271 | -52.4078 | -52.524 | -52.5788 | -52.5837 | -52.5376 | -52.4512 | -52.3246 | -52.1617 | -51.9707 | -51.6921
Northwest | University | Average | August | Other Non-Substitutables | LDCEU/TDEF | Electric Load with Losses, Incl. Cogeneration | MW | 0 | 0 | 0 | 0 | 0 | 0 | 0 | 0 | 0 | 0 | 0 | 0 | -0.8768 | -1.6842 | -2.5865 | -3.5473 | -3.713 | -4.192 | -4.8382 | -3.785 | -3.239 | -2.7088 | -2.3207 | -1.9227 | -1.6468 | -1.3971 | -1.1811 | -0.9935 | -0.8354 | -0.7023 | -0.5903 | -0.496 | -0.4167 | -0.35 | -0.2939 | -0.2468 | -0.207 | -0.1738 | -0.1458 | -0.1224 | -0.1027 | -0.0861 | -0.0722 | -0.0605 | -0.0507 | -0.0426 | -0.0357 | -0.0299 | -0.025 | -0.021 | -0.0176 | -0.0148 | -0.0123 | -0.0104 | -0.0086 | -0.0072 | -0.0061 | -0.0051
Northwest | University | Average | September | Space Heating | LDCEU/TDEF | Electric Load with Losses, Incl. Cogeneration | MW | -0.0167 | -0.0116 | -0.0093 | -0.0082 | -0.0045 | -0.0035 | 0.0028 | 0.0099 | 0.0092 | 0.0127 | 0.0096 | 0.0152 | 0.0169 | 0.0097 | 0.0088 | 0.0072 | 0.0074 | 0.0055 | 0.0042 | 0.0054 | 0.0071 | 0.0053 | 0.0058 | 0.0058 | -0.0034 | -0.0113 | -0.0139 | -0.0167 | -0.0195 | -0.0222 | -0.0251 | -0.0281 | -0.0313 | -0.0346 | -0.038 | -0.0412 | -0.0444 | -0.0476 | -0.0506 | -0.0538 | -0.057 | -0.06 | -0.0631 | -0.0662 | -0.0691 | -0.0721 | -0.0751 | -0.0778 | -0.0805 | -0.0834 | -0.0858 | -0.0882 | -0.0905 | -0.0926 | -0.0946 | -0.0967 | -0.0985 | -0.1001
Northwest | University | Average | September | Water Heating | LDCEU/TDEF | Electric Load with Losses, Incl. Cogeneration | MW | 0 | 0 | 0 | 0 | 0 | 0 | 0 | 0 | 0 | 0 | 0 | 0 | 0 | 0 | 0 | 0 | 0 | 0 | 0 | 0 | 0 | 0 | -0.184 | -0.3197 | -0.3785 | -0.4683 | -0.537 | -0.598 | -0.6511 | -0.6959 | -0.735 | -0.7687 | -0.7972 | -0.821 | -0.8402 | -0.8538 | -0.864 | -0.8713 | -0.874 | -0.8747 | -0.8736 | -0.8692 | -0.8631 | -0.8556 | -0.845 | -0.8337 | -0.8216 | -0.8073 | -0.7921 | -0.7762 | -0.7582 | -0.7395 | -0.7207 | -0.6999 | -0.6793 | -0.6588 | -0.6368 | -0.6155
Northwest | University | Average | September | Other Substitutables | LDCEU/TDEF | Electric Load with Losses, Incl. Cogeneration | MW | 0 | 0 | 0 | 0 | 0 | 0 | 0 | 0 | 0 | 0 | 0 | 0 | -0.0023 | -0.0059 | -0.0084 | -0.0105 | -0.01 | -0.0332 | -0.0376 | -0.0406 | -0.0449 | -0.053 | -0.0638 | -0.0647 | 0.0442 | 0.1497 | 0.1993 | 0.2483 | 0.2965 | 0.3445 | 0.3912 | 0.4398 | 0.487 | 0.5347 | 0.5819 | 0.6277 | 0.6721 | 0.7129 | 0.7535 | 0.7915 | 0.8279 | 0.8611 | 0.8933 | 0.9254 | 0.957 | 0.9865 | 1.0145 | 1.0401 | 1.0647 | 1.0878 | 1.1091 | 1.1289 | 1.147 | 1.1637 | 1.1788 | 1.1924 | 1.2047 | 1.2125
Northwest | University | Average | September | Refrigeration | LDCEU/TDEF | Electric Load with Losses, Incl. Cogeneration | MW | 0 | 0 | 0 | 0 | 0 | 0 | 0 | 0 | 0 | 0 | 0 | 0 | -0.026 | -0.0629 | -0.1012 | -0.1454 | -0.1634 | -0.8293 | -1.4129 | -2.0422 | -2.8423 | -3.4222 | -4.1031 | -4.6778 | -5.6081 | -6.4794 | -7.0303 | -7.5358 | -7.9994 | -8.4258 | -8.8155 | -9.1795 | -9.5123 | -9.8219 | -10.1079 | -10.3701 | -10.6097 | -10.8243 | -11.0247 | -11.2049 | -11.3699 | -11.5158 | -11.6507 | -11.7786 | -11.9002 | -12.0098 | -12.1131 | -12.2034 | -12.2913 | -12.373 | -12.4466 | -12.5156 | -12.5787 | -12.6369 | -12.6908 | -12.7409 | -12.7874 | -12.8139
Northwest | University | Average | September | Lighting | LDCEU/TDEF | Electric Load with Losses, Incl. Cogeneration | MW | 0 | -0.0921 | -0.416 | -0.6294 | -0.8624 | -1.0229 | -1.4243 | -1.6878 | -3.8922 | -6.3655 | -8.2034 | -9.912 | -11.5451 | -13.9858 | -14.9779 | -14.3437 | -15.6785 | -10.8969 | -9.647 | -9.985 | -9.2433 | -8.3678 | -7.8326 | -7.786 | -7.3543 | -6.9806 | -6.6087 | -6.2829 | -5.979 | -5.6956 | -5.4308 | -5.184 | -4.953 | -4.7371 | -4.5348 | -4.345 | -4.1663 | -3.9978 | -3.8394 | -3.6896 | -3.548 | -3.4135 | -3.2862 | -3.1657 | -3.0514 | -2.9424 | -2.8385 | -2.7389 | -2.6438 | -2.5525 | -2.4647 | -2.3801 | -2.2984 | -2.2193 | -2.1427 | -2.0685 | -1.9961 | -1.9248
Northwest | University | Average | September | Air Conditioning | LDCEU/TDEF | Electric Load with Losses, Incl. Cogeneration | MW | 0.0535 | 0.5298 | 0.8485 | 1.211 | 1.6849 | 2.3878 | 2.0732 | 2.4836 | 2.9017 | 3.5426 | 4.5628 | 4.0878 | 3.7833 | 3.8752 | 4.0454 | 4.3653 | 4.1468 | 4.2322 | 4.6932 | 2.9416 | 1.2895 | -0.1941 | -1.3123 | -2.533 | -4.0142 | -6.3932 | -8.2402 | -9.9295 | -11.4775 | -12.8986 | -16.0561 | -18.9963 | -21.7135 | -24.2454 | -26.4801 | -27.8204 | -29.0018 | -30.0208 | -30.9281 | -31.7047 | -32.3726 | -32.929 | -33.403 | -33.8124 | -34.1665 | -34.4467 | -34.6737 | -34.8356 | -34.9626 | -35.0464 | -35.0888 | -35.0985 | -35.0736 | -35.0222 | -34.9437 | -34.8409 | -34.7195 | -34.5316
Northwest | University | Average | September | Other Non-Substitutables | LDCEU/TDEF | Electric Load with Losses, Incl. Cogeneration | MW | 0 | 0 | 0 | 0 | 0 | 0 | 0 | 0 | 0 | 0 | 0 | 0 | -0.9996 | -1.9176 | -2.9428 | -4.0381 | -4.233 | -4.7853 | -5.5087 | -4.3071 | -3.6872 | -3.082 | -2.6397 | -2.187 | -1.8732 | -1.5894 | -1.3438 | -1.1304 | -0.9505 | -0.7991 | -0.6717 | -0.5644 | -0.4742 | -0.3983 | -0.3344 | -0.2807 | -0.2357 | -0.1978 | -0.1659 | -0.1393 | -0.1167 | -0.0979 | -0.0821 | -0.0689 | -0.0578 | -0.0484 | -0.0406 | -0.034 | -0.0286 | -0.0239 | -0.02 | -0.0168 | -0.0141 | -0.0118 | -0.0099 | -0.0083 | -0.0069 | -0.0058
Northwest | University | Average | October | Space Heating | LDCEU/TDEF | Electric Load with Losses, Incl. Cogeneration | MW | -0.055 | -0.0457 | -0.0344 | -0.0276 | -0.0146 | -0.01 | 0.0077 | 0.0297 | 0.0333 | 0.0467 | 0.0327 | 0.0397 | 0.0428 | 0.0364 | 0.0274 | 0.0272 | 0.0315 | 0.0188 | 0.0193 | 0.0206 | 0.0242 | 0.0182 | 0.0076 | 0.0136 | -0.0125 | -0.0399 | -0.0487 | -0.0584 | -0.0682 | -0.0775 | -0.0874 | -0.0982 | -0.1092 | -0.1208 | -0.1328 | -0.1437 | -0.1549 | -0.1663 | -0.1767 | -0.1876 | -0.1989 | -0.2092 | -0.2198 | -0.2307 | -0.2409 | -0.2512 | -0.2619 | -0.2713 | -0.2809 | -0.2906 | -0.2992 | -0.3075 | -0.3158 | -0.3229 | -0.3301 | -0.3374 | -0.3438 | -0.3494
Northwest | University | Average | October | Water Heating | LDCEU/TDEF | Electric Load with Losses, Incl. Cogeneration | MW | 0 | 0 | 0 | 0 | 0 | 0 | 0 | 0 | 0 | 0 | 0 | 0 | 0 | 0 | 0 | 0 | 0 | 0 | 0 | 0 | 0 | 0 | -0.232 | -0.5134 | -0.688 | -0.8508 | -0.9761 | -1.0871 | -1.1838 | -1.2654 | -1.3367 | -1.398 | -1.4497 | -1.4928 | -1.5279 | -1.5523 | -1.5706 | -1.5838 | -1.5883 | -1.5892 | -1.5869 | -1.5786 | -1.5673 | -1.5532 | -1.5337 | -1.5128 | -1.4903 | -1.4638 | -1.4357 | -1.4066 | -1.3734 | -1.3391 | -1.3043 | -1.266 | -1.228 | -1.1903 | -1.1499 | -1.1107
Northwest | University | Average | October | Other Substitutables | LDCEU/TDEF | Electric Load with Losses, Incl. Cogeneration | MW | 0 | 0 | 0 | 0 | 0 | 0 | 0 | 0 | 0 | 0 | 0 | 0 | -0.0022 | -0.0065 | -0.0091 | -0.011 | -0.0106 | -0.0324 | -0.0371 | -0.0403 | -0.0447 | -0.053 | -0.0642 | -0.0652 | 0.0442 | 0.1483 | 0.1981 | 0.2474 | 0.296 | 0.3443 | 0.3913 | 0.4407 | 0.4888 | 0.5376 | 0.5861 | 0.6332 | 0.6789 | 0.7206 | 0.7622 | 0.8011 | 0.8383 | 0.8721 | 0.905 | 0.938 | 0.9707 | 1.0011 | 1.0301 | 1.0565 | 1.0822 | 1.1061 | 1.1283 | 1.149 | 1.168 | 1.1854 | 1.2013 | 1.2156 | 1.2286 | 1.2365
Northwest | University | Average | October | Refrigeration | LDCEU/TDEF | Electric Load with Losses, Incl. Cogeneration | MW | 0 | 0 | 0 | 0 | 0 | 0 | 0 | 0 | 0 | 0 | 0 | 0 | -0.0258 | -0.0623 | -0.1004 | -0.1443 | -0.1624 | -0.8252 | -1.4061 | -2.0319 | -2.8276 | -3.4016 | -4.0764 | -4.647 | -5.5669 | -6.4242 | -6.9709 | -7.4725 | -7.9328 | -8.3562 | -8.7433 | -9.106 | -9.4376 | -9.7471 | -10.0336 | -10.2964 | -10.537 | -10.7515 | -10.9525 | -11.133 | -11.2983 | -11.4437 | -11.5787 | -11.7075 | -11.8308 | -11.9419 | -12.0469 | -12.1385 | -12.2281 | -12.3117 | -12.3871 | -12.4581 | -12.5233 | -12.5835 | -12.6396 | -12.6919 | -12.7407 | -12.7672
Northwest | University | Average | October | Lighting | LDCEU/TDEF | Electric Load with Losses, Incl. Cogeneration | MW | 0 | -0.0888 | -0.4186 | -0.6393 | -0.8796 | -1.045 | -1.4564 | -1.7269 | -3.9123 | -6.3717 | -8.1912 | -9.8871 | -11.5036 | -13.879 | -14.8856 | -14.3389 | -15.5098 | -10.8786 | -9.6376 | -9.9427 | -9.2154 | -8.3574 | -7.8298 | -7.7694 | -7.3408 | -6.9691 | -6.5998 | -6.2764 | -5.9748 | -5.6933 | -5.4302 | -5.1851 | -4.9556 | -4.7411 | -4.5402 | -4.3516 | -4.1741 | -4.0064 | -3.8488 | -3.6997 | -3.5587 | -3.4245 | -3.2976 | -3.1775 | -3.0638 | -2.9551 | -2.8515 | -2.752 | -2.6572 | -2.5662 | -2.4784 | -2.3939 | -2.3122 | -2.2332 | -2.1566 | -2.0824 | -2.01 | -1.9384
Northwest | University | Average | October | Air Conditioning | LDCEU/TDEF | Electric Load with Losses, Incl. Cogeneration | MW | 0.0236 | 0.2467 | 0.382 | 0.5912 | 0.7842 | 1.1006 | 0.9672 | 1.1827 | 1.3535 | 1.6703 | 2.102 | 1.9412 | 1.8034 | 1.8213 | 1.9353 | 1.9985 | 1.9134 | 1.9284 | 1.9867 | 1.3604 | 0.6371 | -0.0024 | -0.5962 | -1.1312 | -1.647 | -2.6754 | -3.4714 | -4.1991 | -4.8654 | -5.477 | -6.8399 | -8.1122 | -9.2873 | -10.3844 | -11.3543 | -11.9393 | -12.4563 | -12.8991 | -13.2958 | -13.6343 | -13.9256 | -14.1663 | -14.3723 | -14.5528 | -14.7114 | -14.8372 | -14.9406 | -15.0144 | -15.0746 | -15.1163 | -15.1398 | -15.1494 | -15.1439 | -15.1272 | -15.0987 | -15.0595 | -15.0126 | -14.9307
Northwest | University | Average | October | Other Non-Substitutables | LDCEU/TDEF | Electric Load with Losses, Incl. Cogeneration | MW | 0 | 0 | 0 | 0 | 0 | 0 | 0 | 0 | 0 | 0 | 0 | 0 | -0.9917 | -1.9006 | -2.9125 | -3.9925 | -4.197 | -4.754 | -5.4491 | -4.2635 | -3.6522 | -3.0527 | -2.6142 | -2.1668 | -1.8562 | -1.5756 | -1.3324 | -1.1209 | -0.9427 | -0.7926 | -0.6662 | -0.5598 | -0.4703 | -0.3951 | -0.3317 | -0.2785 | -0.2337 | -0.1962 | -0.1647 | -0.1381 | -0.1159 | -0.0972 | -0.0815 | -0.0683 | -0.0573 | -0.048 | -0.0403 | -0.0337 | -0.0283 | -0.0237 | -0.0199 | -0.0167 | -0.014 | -0.0117 | -0.0098 | -0.0082 | -0.0069 | -0.0058
Northwest | University | Average | November | Space Heating | LDCEU/TDEF | Electric Load with Losses, Incl. Cogeneration | MW | -0.1192 | -0.0878 | -0.0624 | -0.0517 | -0.0295 | -0.0208 | 0.0089 | 0.0604 | 0.0545 | 0.0779 | 0.0785 | 0.0804 | 0.089 | 0.0642 | 0.0483 | 0.0464 | 0.0555 | 0.0363 | 0.038 | 0.0368 | 0.0408 | 0.043 | 0.0278 | 0.0171 | -0.0239 | -0.0756 | -0.0923 | -0.1108 | -0.1295 | -0.1472 | -0.166 | -0.1865 | -0.2075 | -0.2295 | -0.2523 | -0.2731 | -0.2945 | -0.3161 | -0.336 | -0.3567 | -0.3783 | -0.3978 | -0.4179 | -0.4388 | -0.4582 | -0.4777 | -0.498 | -0.516 | -0.5344 | -0.5529 | -0.5692 | -0.5852 | -0.6008 | -0.6145 | -0.6284 | -0.6422 | -0.6543 | -0.6649
Northwest | University | Average | November | Water Heating | LDCEU/TDEF | Electric Load with Losses, Incl. Cogeneration | MW | 0 | 0 | 0 | 0 | 0 | 0 | 0 | 0 | 0 | 0 | 0 | 0 | 0 | 0 | 0 | 0 | 0 | 0 | 0 | 0 | 0 | 0 | -0.4975 | -0.6621 | -1.0679 | -1.3205 | -1.5153 | -1.6879 | -1.8381 | -1.965 | -2.0755 | -2.1707 | -2.2508 | -2.3174 | -2.3715 | -2.4092 | -2.4372 | -2.4573 | -2.4637 | -2.4647 | -2.4607 | -2.4472 | -2.4292 | -2.4069 | -2.3759 | -2.3427 | -2.3072 | -2.2655 | -2.2214 | -2.1755 | -2.1233 | -2.0694 | -2.0147 | -1.9546 | -1.8949 | -1.8357 | -1.7722 | -1.7109
Northwest | University | Average | November | Other Substitutables | LDCEU/TDEF | Electric Load with Losses, Incl. Cogeneration | MW | 0 | 0 | 0 | 0 | 0 | 0 | 0 | 0 | 0 | 0 | 0 | 0 | -0.0023 | -0.0073 | -0.0101 | -0.0121 | -0.0117 | -0.0349 | -0.04 | -0.0434 | -0.0482 | -0.0569 | -0.0688 | -0.0699 | 0.0494 | 0.1624 | 0.2168 | 0.2705 | 0.3235 | 0.3763 | 0.4277 | 0.4818 | 0.5345 | 0.5881 | 0.6415 | 0.6932 | 0.7435 | 0.7891 | 0.835 | 0.8776 | 0.9185 | 0.9555 | 0.9915 | 1.0278 | 1.0639 | 1.0973 | 1.1293 | 1.1583 | 1.1866 | 1.2131 | 1.2375 | 1.2604 | 1.2815 | 1.3007 | 1.3183 | 1.3343 | 1.3486 | 1.3573
Northwest | University | Average | November | Refrigeration | LDCEU/TDEF | Electric Load with Losses, Incl. Cogeneration | MW | 0 | 0 | 0 | 0 | 0 | 0 | 0 | 0 | 0 | 0 | 0 | 0 | -0.0279 | -0.0674 | -0.1086 | -0.156 | -0.1758 | -0.893 | -1.5208 | -2.1956 | -3.0549 | -3.6725 | -4.3998 | -5.0129 | -6.0055 | -6.9285 | -7.5181 | -8.0592 | -8.5557 | -9.0126 | -9.4301 | -9.822 | -10.1804 | -10.5151 | -10.8253 | -11.11 | -11.3708 | -11.6028 | -11.8206 | -12.016 | -12.1951 | -12.3521 | -12.4981 | -12.6379 | -12.7722 | -12.8932 | -13.0076 | -13.1074 | -13.2053 | -13.2968 | -13.3792 | -13.4571 | -13.5287 | -13.5949 | -13.6567 | -13.7145 | -13.7685 | -13.7971
Northwest | University | Average | November | Lighting | LDCEU/TDEF | Electric Load with Losses, Incl. Cogeneration | MW | 0 | -0.0916 | -0.4308 | -0.6576 | -0.9047 | -1.0747 | -1.4978 | -1.776 | -4.0266 | -6.5592 | -8.4331 | -10.1796 | -11.8449 | -14.2937 | -15.3296 | -14.7633 | -15.9763 | -11.2023 | -9.9246 | -10.2405 | -9.492 | -8.6082 | -8.0659 | -8.0055 | -7.5654 | -7.1837 | -6.8044 | -6.4723 | -6.1627 | -5.8736 | -5.6034 | -5.3517 | -5.1158 | -4.8956 | -4.6893 | -4.4956 | -4.3131 | -4.1407 | -3.9786 | -3.8252 | -3.6801 | -3.5421 | -3.4113 | -3.2877 | -3.1705 | -3.0585 | -2.9518 | -2.8493 | -2.7515 | -2.6577 | -2.5671 | -2.4799 | -2.3956 | -2.3141 | -2.235 | -2.1581 | -2.0834 | -2.0094
Northwest | University | Average | November | Air Conditioning | LDCEU/TDEF | Electric Load with Losses, Incl. Cogeneration | MW | 0.0129 | 0.1341 | 0.206 | 0.319 | 0.4222 | 0.591 | 0.521 | 0.6379 | 0.7292 | 0.8988 | 1.1254 | 1.0384 | 0.9662 | 0.9783 | 1.0388 | 1.0674 | 1.0239 | 1.0273 | 1.0604 | 0.7289 | 0.3434 | 0.0027 | -0.3106 | -0.5988 | -0.8727 | -1.4197 | -1.8436 | -2.231 | -2.5859 | -2.9117 | -3.6375 | -4.3155 | -4.9418 | -5.5269 | -6.0446 | -6.3572 | -6.6337 | -6.8703 | -7.0825 | -7.2634 | -7.4192 | -7.5478 | -7.658 | -7.7549 | -7.8404 | -7.9085 | -7.9645 | -8.0046 | -8.0377 | -8.0609 | -8.0744 | -8.0805 | -8.0785 | -8.0706 | -8.0563 | -8.0364 | -8.0124 | -7.9688
Northwest | University | Average | November | Other Non-Substitutables | LDCEU/TDEF | Electric Load with Losses, Incl. Cogeneration | MW | 0 | 0 | 0 | 0 | 0 | 0 | 0 | 0 | 0 | 0 | 0 | 0 | -1.0724 | -2.055 | -3.1484 | -4.3149 | -4.5407 | -5.144 | -5.8876 | -4.6029 | -3.9423 | -3.2932 | -2.8187 | -2.3348 | -1.9999 | -1.6974 | -1.4353 | -1.2074 | -1.0155 | -0.8538 | -0.7176 | -0.603 | -0.5067 | -0.4255 | -0.3573 | -0.3 | -0.2519 | -0.2114 | -0.1774 | -0.1488 | -0.1248 | -0.1047 | -0.0878 | -0.0737 | -0.0617 | -0.0517 | -0.0434 | -0.0364 | -0.0305 | -0.0255 | -0.0214 | -0.018 | -0.0151 | -0.0126 | -0.0106 | -0.0088 | -0.0074 | -0.0062
Northwest | University | Average | December | Space Heating | LDCEU/TDEF | Electric Load with Losses, Incl. Cogeneration | MW | -0.2046 | -0.1473 | -0.1267 | -0.1065 | -0.066 | -0.0501 | 0.0028 | 0.0775 | 0.0852 | 0.1223 | 0.1099 | 0.1201 | 0.1396 | 0.1124 | 0.0796 | 0.0882 | 0.0968 | 0.0586 | 0.0641 | 0.06 | 0.068 | 0.0626 | 0.0249 | 0.0289 | -0.065 | -0.1654 | -0.1977 | -0.2336 | -0.2697 | -0.3038 | -0.34 | -0.3796 | -0.42 | -0.4624 | -0.5062 | -0.5461 | -0.5874 | -0.6288 | -0.667 | -0.7065 | -0.7479 | -0.785 | -0.8233 | -0.863 | -0.9 | -0.9374 | -0.976 | -1.0103 | -1.0454 | -1.0807 | -1.1116 | -1.1421 | -1.172 | -1.198 | -1.2243 | -1.2506 | -1.2736 | -1.2933
Northwest | University | Average | December | Water Heating | LDCEU/TDEF | Electric Load with Losses, Incl. Cogeneration | MW | 0 | 0 | 0 | 0 | 0 | 0 | 0 | 0 | 0 | 0 | 0 | 0 | 0 | 0 | 0 | 0 | 0 | 0 | 0 | 0 | 0 | 0 | -0.5338 | -1.0773 | -1.2896 | -1.5945 | -1.8297 | -2.0382 | -2.2196 | -2.3728 | -2.5063 | -2.6211 | -2.7177 | -2.798 | -2.8632 | -2.9085 | -2.9421 | -2.9662 | -2.9737 | -2.9747 | -2.9697 | -2.9532 | -2.9311 | -2.9039 | -2.8662 | -2.826 | -2.7829 | -2.7323 | -2.6787 | -2.623 | -2.5596 | -2.4942 | -2.4279 | -2.3549 | -2.2826 | -2.2108 | -2.1339 | -2.0595
Northwest | University | Average | December | Other Substitutables | LDCEU/TDEF | Electric Load with Losses, Incl. Cogeneration | MW | 0 | 0 | 0 | 0 | 0 | 0 | 0 | 0 | 0 | 0 | 0 | 0 | -0.0024 | -0.0075 | -0.0103 | -0.0123 | -0.012 | -0.0358 | -0.0411 | -0.0447 | -0.0496 | -0.0587 | -0.0708 | -0.0719 | 0.0505 | 0.1663 | 0.2222 | 0.2773 | 0.3317 | 0.3858 | 0.4385 | 0.494 | 0.5481 | 0.6031 | 0.6578 | 0.7107 | 0.7623 | 0.8091 | 0.8561 | 0.8998 | 0.9418 | 0.9796 | 1.0166 | 1.0538 | 1.0907 | 1.125 | 1.1579 | 1.1876 | 1.2166 | 1.2437 | 1.2688 | 1.2923 | 1.3138 | 1.3334 | 1.3516 | 1.3679 | 1.3826 | 1.3915
Northwest | University | Average | December | Refrigeration | LDCEU/TDEF | Electric Load with Losses, Incl. Cogeneration | MW | 0 | 0 | 0 | 0 | 0 | 0 | 0 | 0 | 0 | 0 | 0 | 0 | -0.0288 | -0.0694 | -0.1117 | -0.1607 | -0.1811 | -0.9194 | -1.5654 | -2.2601 | -3.1442 | -3.7813 | -4.5307 | -5.1619 | -6.1846 | -7.1345 | -7.7417 | -8.2988 | -8.81 | -9.2804 | -9.7102 | -10.1136 | -10.4826 | -10.8272 | -11.1465 | -11.4393 | -11.7078 | -11.9465 | -12.1706 | -12.3717 | -12.5561 | -12.7177 | -12.8681 | -13.012 | -13.1501 | -13.2744 | -13.3922 | -13.4949 | -13.5957 | -13.6899 | -13.7747 | -13.855 | -13.9286 | -13.9969 | -14.0605 | -14.1199 | -14.1754 | -14.2049
Northwest | University | Average | December | Lighting | LDCEU/TDEF | Electric Load with Losses, Incl. Cogeneration | MW | 0 | -0.0889 | -0.419 | -0.64 | -0.8806 | -1.0462 | -1.4581 | -1.729 | -3.9164 | -6.3783 | -8.1995 | -9.8971 | -11.5154 | -13.8931 | -14.9012 | -14.3553 | -15.526 | -10.8918 | -9.6499 | -9.9553 | -9.2282 | -8.3699 | -7.8451 | -7.7871 | -7.359 | -6.9877 | -6.6188 | -6.2959 | -5.9946 | -5.7135 | -5.4506 | -5.2058 | -4.9764 | -4.7622 | -4.5614 | -4.3729 | -4.1954 | -4.0277 | -3.8702 | -3.7209 | -3.5798 | -3.4455 | -3.3183 | -3.198 | -3.084 | -2.9751 | -2.8714 | -2.7717 | -2.6765 | -2.5853 | -2.4972 | -2.4124 | -2.3304 | -2.2511 | -2.1741 | -2.0994 | -2.0268 | -1.9547
Northwest | University | Average | December | Air Conditioning | LDCEU/TDEF | Electric Load with Losses, Incl. Cogeneration | MW | 0.0085 | 0.0873 | 0.1342 | 0.2077 | 0.2749 | 0.3849 | 0.3391 | 0.4153 | 0.4748 | 0.5852 | 0.7332 | 0.6764 | 0.6297 | 0.6372 | 0.6767 | 0.6958 | 0.6675 | 0.6699 | 0.6911 | 0.4746 | 0.2232 | 0.0009 | -0.2036 | -0.3916 | -0.5704 | -0.9273 | -1.2039 | -1.4567 | -1.6883 | -1.9008 | -2.3745 | -2.8168 | -3.2254 | -3.6071 | -3.9447 | -4.1487 | -4.329 | -4.4832 | -4.6215 | -4.7396 | -4.8412 | -4.9251 | -4.997 | -5.0601 | -5.1159 | -5.1601 | -5.1967 | -5.2229 | -5.2444 | -5.2595 | -5.2683 | -5.2722 | -5.271 | -5.2658 | -5.2564 | -5.2435 | -5.2278 | -5.1993
Northwest | University | Average | December | Other Non-Substitutables | LDCEU/TDEF | Electric Load with Losses, Incl. Cogeneration | MW | 0 | 0 | 0 | 0 | 0 | 0 | 0 | 0 | 0 | 0 | 0 | 0 | -1.1043 | -2.1183 | -3.2457 | -4.4418 | -4.6744 | -5.2923 | -6.06 | -4.7416 | -4.0604 | -3.3933 | -2.9048 | -2.4058 | -2.0607 | -1.749 | -1.4789 | -1.2442 | -1.0464 | -0.8798 | -0.7395 | -0.6214 | -0.5221 | -0.4385 | -0.3682 | -0.3091 | -0.2595 | -0.2178 | -0.1828 | -0.1533 | -0.1286 | -0.1079 | -0.0905 | -0.0759 | -0.0636 | -0.0533 | -0.0447 | -0.0375 | -0.0315 | -0.0263 | -0.0221 | -0.0185 | -0.0155 | -0.013 | -0.0109 | -0.0091 | -0.0076 | -0.0064
Northwest | University | Minimum | January | Space Heating | LDCEU/TDEF | Electric Load with Losses, Incl. Cogeneration | MW | -0.1213 | -0.0808 | -0.0672 | -0.0543 | -0.03 | -0.0224 | 0.0113 | 0.0542 | 0.0582 | 0.0839 | 0.0664 | 0.0824 | 0.0859 | 0.066 | 0.0535 | 0.0565 | 0.0598 | 0.0376 | 0.0413 | 0.0415 | 0.0454 | 0.0432 | 0.0201 | 0.0217 | -0.0255 | -0.0806 | -0.0986 | -0.1185 | -0.1385 | -0.1576 | -0.1777 | -0.1999 | -0.2225 | -0.2464 | -0.2711 | -0.2936 | -0.317 | -0.3402 | -0.3619 | -0.3841 | -0.4075 | -0.4285 | -0.4501 | -0.4726 | -0.4937 | -0.515 | -0.5369 | -0.5563 | -0.5763 | -0.5965 | -0.6141 | -0.6314 | -0.6485 | -0.6634 | -0.6785 | -0.6936 | -0.7068 | -0.7181
Northwest | University | Minimum | January | Water Heating | LDCEU/TDEF | Electric Load with Losses, Incl. Cogeneration | MW | 0 | 0 | 0 | 0 | 0 | 0 | 0 | 0 | 0 | 0 | 0 | 0 | 0 | 0 | 0 | 0 | 0 | 0 | 0 | 0 | 0 | 0 | -0.221 | -0.4147 | -0.5715 | -0.7066 | -0.8112 | -0.9038 | -0.9845 | -1.0526 | -1.1118 | -1.1627 | -1.2054 | -1.2409 | -1.2697 | -1.2894 | -1.3041 | -1.3145 | -1.3174 | -1.3175 | -1.315 | -1.3074 | -1.2972 | -1.2848 | -1.2676 | -1.2494 | -1.2298 | -1.2069 | -1.1827 | -1.1576 | -1.129 | -1.0996 | -1.0697 | -1.0369 | -1.0042 | -0.972 | -0.9374 | -0.904
Northwest | University | Minimum | January | Other Substitutables | LDCEU/TDEF | Electric Load with Losses, Incl. Cogeneration | MW | 0 | 0 | 0 | 0 | 0 | 0 | 0 | 0 | 0 | 0 | 0 | 0 | -0.0007 | -0.0025 | -0.0034 | -0.004 | -0.004 | -0.011 | -0.0127 | -0.0139 | -0.0154 | -0.0182 | -0.0221 | -0.0224 | 0.0162 | 0.0522 | 0.0697 | 0.0872 | 0.1043 | 0.1215 | 0.1382 | 0.156 | 0.1732 | 0.1909 | 0.2085 | 0.2256 | 0.2423 | 0.2573 | 0.2724 | 0.2865 | 0.3 | 0.312 | 0.3238 | 0.3358 | 0.3478 | 0.3589 | 0.3696 | 0.3792 | 0.3887 | 0.3975 | 0.4057 | 0.4134 | 0.4204 | 0.4269 | 0.4328 | 0.4383 | 0.4431 | 0.446
Northwest | University | Minimum | January | Refrigeration | LDCEU/TDEF | Electric Load with Losses, Incl. Cogeneration | MW | 0 | 0 | 0 | 0 | 0 | 0 | 0 | 0 | 0 | 0 | 0 | 0 | -0.0293 | -0.0705 | -0.1136 | -0.1633 | -0.1843 | -0.9377 | -1.5972 | -2.3047 | -3.2072 | -3.8496 | -4.6083 | -5.2499 | -6.2842 | -7.2435 | -7.8605 | -8.4267 | -8.9464 | -9.4249 | -9.862 | -10.2738 | -10.6505 | -11.0035 | -11.3313 | -11.6322 | -11.9086 | -12.1532 | -12.3837 | -12.5902 | -12.7793 | -12.9444 | -13.0984 | -13.2469 | -13.3906 | -13.5199 | -13.6425 | -13.7493 | -13.8545 | -13.9528 | -14.0418 | -14.126 | -14.2038 | -14.2758 | -14.3434 | -14.4068 | -14.4662 | -14.4963
Northwest | University | Minimum | January | Lighting | LDCEU/TDEF | Electric Load with Losses, Incl. Cogeneration | MW | 0 | -0.0384 | -0.1871 | -0.2876 | -0.397 | -0.4721 | -0.6584 | -0.7809 | -1.7476 | -2.8377 | -3.6418 | -4.3926 | -5.107 | -6.1437 | -6.5965 | -6.3811 | -6.8503 | -4.8372 | -4.2879 | -4.4136 | -4.095 | -3.7187 | -3.4853 | -3.4536 | -3.2646 | -3.1007 | -2.9379 | -2.7955 | -2.6627 | -2.5387 | -2.4226 | -2.3146 | -2.2134 | -2.1189 | -2.0304 | -1.9471 | -1.8688 | -1.7946 | -1.725 | -1.659 | -1.5966 | -1.5371 | -1.4808 | -1.4275 | -1.377 | -1.3288 | -1.2827 | -1.2385 | -1.1962 | -1.1558 | -1.1166 | -1.0789 | -1.0426 | -1.0073 | -0.973 | -0.9398 | -0.9074 | -0.8753
Northwest | University | Minimum | January | Air Conditioning | LDCEU/TDEF | Electric Load with Losses, Incl. Cogeneration | MW | 0.0048 | 0.0491 | 0.0741 | 0.1148 | 0.1512 | 0.21 | 0.1867 | 0.2292 | 0.2611 | 0.3211 | 0.3967 | 0.3657 | 0.341 | 0.3476 | 0.3687 | 0.3739 | 0.3603 | 0.3573 | 0.3712 | 0.257 | 0.122 | 0.0026 | -0.1074 | -0.209 | -0.3051 | -0.4967 | -0.6458 | -0.7821 | -0.907 | -1.0216 | -1.2768 | -1.5156 | -1.7363 | -1.9428 | -2.1259 | -2.2368 | -2.3351 | -2.4189 | -2.4944 | -2.5587 | -2.6142 | -2.6597 | -2.699 | -2.7338 | -2.7648 | -2.7896 | -2.8103 | -2.8251 | -2.8376 | -2.8466 | -2.8521 | -2.8551 | -2.8552 | -2.8532 | -2.849 | -2.8428 | -2.8351 | -2.8199
Northwest | University | Minimum | January | Other Non-Substitutables | LDCEU/TDEF | Electric Load with Losses, Incl. Cogeneration | MW | 0 | 0 | 0 | 0 | 0 | 0 | 0 | 0 | 0 | 0 | 0 | 0 | -0.5677 | -1.0849 | -1.6597 | -2.2784 | -2.4039 | -2.7305 | -3.1105 | -2.429 | -2.0821 | -1.7376 | -1.4865 | -1.2317 | -1.055 | -0.8958 | -0.7576 | -0.6374 | -0.536 | -0.4507 | -0.3788 | -0.3183 | -0.2675 | -0.2247 | -0.1887 | -0.1584 | -0.133 | -0.1116 | -0.0936 | -0.0786 | -0.0659 | -0.0552 | -0.0463 | -0.0388 | -0.0326 | -0.0273 | -0.023 | -0.0192 | -0.0162 | -0.0135 | -0.0113 | -0.0095 | -0.0079 | -0.0066 | -0.0056 | -0.0047 | -0.0039 | -0.0033
Northwest | University | Minimum | February | Space Heating | LDCEU/TDEF | Electric Load with Losses, Incl. Cogeneration | MW | -0.0681 | -0.0485 | -0.0368 | -0.0297 | -0.0157 | -0.0114 | 0.009 | 0.0305 | 0.0361 | 0.0484 | 0.0431 | 0.0458 | 0.051 | 0.0409 | 0.029 | 0.0308 | 0.035 | 0.0219 | 0.0252 | 0.0246 | 0.0259 | 0.0276 | 0.0119 | 0.0116 | -0.0125 | -0.0432 | -0.0532 | -0.0644 | -0.0756 | -0.0861 | -0.0974 | -0.1098 | -0.1224 | -0.1357 | -0.1496 | -0.1622 | -0.1752 | -0.1883 | -0.2004 | -0.2129 | -0.2259 | -0.2376 | -0.2497 | -0.2624 | -0.2741 | -0.2861 | -0.2983 | -0.3093 | -0.3205 | -0.3318 | -0.3416 | -0.3514 | -0.361 | -0.3694 | -0.3778 | -0.3862 | -0.3936 | -0.4
Northwest | University | Minimum | February | Water Heating | LDCEU/TDEF | Electric Load with Losses, Incl. Cogeneration | MW | 0 | 0 | 0 | 0 | 0 | 0 | 0 | 0 | 0 | 0 | 0 | 0 | 0 | 0 | 0 | 0 | 0 | 0 | 0 | 0 | 0 | 0 | -0.1672 | -0.3053 | -0.4715 | -0.583 | -0.6693 | -0.7458 | -0.8123 | -0.8684 | -0.9172 | -0.9592 | -0.9946 | -1.0238 | -1.0475 | -1.0639 | -1.076 | -1.0846 | -1.0871 | -1.0873 | -1.0852 | -1.0789 | -1.0706 | -1.0603 | -1.0462 | -1.0313 | -1.0152 | -0.9963 | -0.9764 | -0.9557 | -0.9323 | -0.908 | -0.8834 | -0.8564 | -0.8295 | -0.803 | -0.7745 | -0.747
Northwest | University | Minimum | February | Other Substitutables | LDCEU/TDEF | Electric Load with Losses, Incl. Cogeneration | MW | 0 | 0 | 0 | 0 | 0 | 0 | 0 | 0 | 0 | 0 | 0 | 0 | -0.0007 | -0.0024 | -0.0034 | -0.0039 | -0.0039 | -0.0106 | -0.0123 | -0.0134 | -0.0149 | -0.0177 | -0.0213 | -0.0216 | 0.016 | 0.0509 | 0.0681 | 0.085 | 0.1018 | 0.1185 | 0.1348 | 0.1521 | 0.1688 | 0.1861 | 0.2033 | 0.22 | 0.2361 | 0.2508 | 0.2655 | 0.2792 | 0.2924 | 0.3041 | 0.3157 | 0.3273 | 0.3391 | 0.3498 | 0.3602 | 0.3697 | 0.3788 | 0.3875 | 0.3954 | 0.4029 | 0.4097 | 0.4161 | 0.4219 | 0.4271 | 0.4319 | 0.4347
Northwest | University | Minimum | February | Refrigeration | LDCEU/TDEF | Electric Load with Losses, Incl. Cogeneration | MW | 0 | 0 | 0 | 0 | 0 | 0 | 0 | 0 | 0 | 0 | 0 | 0 | -0.0256 | -0.0616 | -0.0994 | -0.1428 | -0.1611 | -0.8201 | -1.3964 | -2.0144 | -2.8031 | -3.364 | -4.0267 | -4.5863 | -5.4904 | -6.3287 | -6.8678 | -7.3625 | -7.8164 | -8.2344 | -8.6162 | -8.9761 | -9.3054 | -9.6139 | -9.9004 | -10.1635 | -10.4052 | -10.6188 | -10.8204 | -11.0008 | -11.1662 | -11.3105 | -11.445 | -11.575 | -11.7006 | -11.8138 | -11.9211 | -12.0145 | -12.1066 | -12.1926 | -12.2706 | -12.3444 | -12.4126 | -12.4757 | -12.535 | -12.5905 | -12.6427 | -12.669
Northwest | University | Minimum | February | Lighting | LDCEU/TDEF | Electric Load with Losses, Incl. Cogeneration | MW | 0 | -0.0351 | -0.1698 | -0.2607 | -0.3596 | -0.4276 | -0.5962 | -0.7073 | -1.5863 | -2.5773 | -3.3085 | -3.9912 | -4.641 | -5.5863 | -5.9969 | -5.7966 | -6.2317 | -4.3951 | -3.8957 | -4.0116 | -3.7217 | -3.379 | -3.1668 | -3.1389 | -2.9673 | -2.8185 | -2.6707 | -2.5413 | -2.4207 | -2.3081 | -2.2027 | -2.1046 | -2.0127 | -1.927 | -1.8464 | -1.771 | -1.6997 | -1.6324 | -1.5692 | -1.5092 | -1.4524 | -1.3984 | -1.3472 | -1.2988 | -1.2529 | -1.2091 | -1.1673 | -1.1271 | -1.0887 | -1.0518 | -1.0162 | -0.9819 | -0.9489 | -0.9167 | -0.8856 | -0.8553 | -0.8259 | -0.7967
Northwest | University | Minimum | February | Air Conditioning | LDCEU/TDEF | Electric Load with Losses, Incl. Cogeneration | MW | 0.0043 | 0.044 | 0.0664 | 0.1029 | 0.1354 | 0.1881 | 0.1673 | 0.2054 | 0.234 | 0.2877 | 0.3551 | 0.3274 | 0.3054 | 0.3114 | 0.3302 | 0.3346 | 0.3225 | 0.3197 | 0.3322 | 0.2302 | 0.1095 | 0.0028 | -0.0955 | -0.1862 | -0.2722 | -0.4433 | -0.5766 | -0.6984 | -0.8099 | -0.9123 | -1.1404 | -1.3538 | -1.5511 | -1.7356 | -1.8992 | -1.9984 | -2.0863 | -2.1612 | -2.2287 | -2.2862 | -2.3357 | -2.3765 | -2.4115 | -2.4427 | -2.4705 | -2.4927 | -2.5112 | -2.5245 | -2.5356 | -2.5437 | -2.5487 | -2.5513 | -2.5515 | -2.5498 | -2.546 | -2.5405 | -2.5337 | -2.5202
Northwest | University | Minimum | February | Other Non-Substitutables | LDCEU/TDEF | Electric Load with Losses, Incl. Cogeneration | MW | 0 | 0 | 0 | 0 | 0 | 0 | 0 | 0 | 0 | 0 | 0 | 0 | -0.4855 | -0.9278 | -1.4195 | -1.9488 | -2.0563 | -2.3353 | -2.66 | -2.0763 | -1.7795 | -1.4848 | -1.27 | -1.052 | -0.9009 | -0.7649 | -0.6468 | -0.5442 | -0.4576 | -0.3849 | -0.3235 | -0.2718 | -0.2284 | -0.1918 | -0.1611 | -0.1352 | -0.1136 | -0.0953 | -0.0799 | -0.067 | -0.0563 | -0.0472 | -0.0395 | -0.0332 | -0.0279 | -0.0234 | -0.0196 | -0.0164 | -0.0138 | -0.0116 | -0.0097 | -0.0081 | -0.0068 | -0.0057 | -0.0048 | -0.004 | -0.0034 | -0.0028
Northwest | University | Minimum | March | Space Heating | LDCEU/TDEF | Electric Load with Losses, Incl. Cogeneration | MW | -0.0665 | -0.0479 | -0.0378 | -0.029 | -0.014 | -0.0091 | 0.0152 | 0.0393 | 0.0397 | 0.0606 | 0.0473 | 0.0481 | 0.0528 | 0.0458 | 0.0304 | 0.0357 | 0.0408 | 0.0253 | 0.0274 | 0.0304 | 0.029 | 0.0296 | 0.0155 | 0.0185 | -0.0091 | -0.0404 | -0.0507 | -0.0619 | -0.0735 | -0.0842 | -0.0958 | -0.1085 | -0.1215 | -0.1352 | -0.1494 | -0.1623 | -0.1757 | -0.1891 | -0.2015 | -0.2144 | -0.2279 | -0.24 | -0.2525 | -0.2655 | -0.2777 | -0.29 | -0.3026 | -0.3139 | -0.3255 | -0.3371 | -0.3473 | -0.3574 | -0.3673 | -0.376 | -0.3847 | -0.3934 | -0.401 | -0.4076
Northwest | University | Minimum | March | Water Heating | LDCEU/TDEF | Electric Load with Losses, Incl. Cogeneration | MW | 0 | 0 | 0 | 0 | 0 | 0 | 0 | 0 | 0 | 0 | 0 | 0 | 0 | 0 | 0 | 0 | 0 | 0 | 0 | 0 | 0 | 0 | -0.1566 | -0.3081 | -0.4301 | -0.5318 | -0.6105 | -0.6802 | -0.7408 | -0.792 | -0.8366 | -0.875 | -0.9073 | -0.9341 | -0.9559 | -0.9709 | -0.9821 | -0.9901 | -0.9926 | -0.9928 | -0.9911 | -0.9856 | -0.9781 | -0.969 | -0.9563 | -0.9428 | -0.9284 | -0.9113 | -0.8935 | -0.8748 | -0.8536 | -0.8316 | -0.8095 | -0.785 | -0.7607 | -0.7367 | -0.7108 | -0.686
Northwest | University | Minimum | March | Other Substitutables | LDCEU/TDEF | Electric Load with Losses, Incl. Cogeneration | MW | 0 | 0 | 0 | 0 | 0 | 0 | 0 | 0 | 0 | 0 | 0 | 0 | -0.0007 | -0.0025 | -0.0034 | -0.0039 | -0.0038 | -0.0106 | -0.0122 | -0.0133 | -0.0148 | -0.0175 | -0.0212 | -0.0215 | 0.0159 | 0.0506 | 0.0677 | 0.0846 | 0.1012 | 0.1177 | 0.134 | 0.1511 | 0.1679 | 0.1851 | 0.2021 | 0.2187 | 0.2349 | 0.2494 | 0.264 | 0.2777 | 0.2907 | 0.3025 | 0.314 | 0.3256 | 0.3372 | 0.348 | 0.3584 | 0.3677 | 0.3768 | 0.3855 | 0.3933 | 0.4008 | 0.4076 | 0.4139 | 0.4197 | 0.425 | 0.4297 | 0.4325
Northwest | University | Minimum | March | Refrigeration | LDCEU/TDEF | Electric Load with Losses, Incl. Cogeneration | MW | 0 | 0 | 0 | 0 | 0 | 0 | 0 | 0 | 0 | 0 | 0 | 0 | -0.0275 | -0.0662 | -0.1068 | -0.1536 | -0.1733 | -0.8819 | -1.5019 | -2.1667 | -3.0151 | -3.6178 | -4.3301 | -4.9322 | -5.9039 | -6.8053 | -7.3849 | -7.9168 | -8.405 | -8.8546 | -9.2652 | -9.6524 | -10.0065 | -10.3384 | -10.6467 | -10.9298 | -11.1898 | -11.4197 | -11.6365 | -11.8307 | -12.0087 | -12.1639 | -12.3085 | -12.4485 | -12.5838 | -12.7055 | -12.8211 | -12.9217 | -13.0207 | -13.1133 | -13.1972 | -13.2767 | -13.35 | -13.418 | -13.4818 | -13.5416 | -13.5978 | -13.6262
Northwest | University | Minimum | March | Lighting | LDCEU/TDEF | Electric Load with Losses, Incl. Cogeneration | MW | 0 | -0.0406 | -0.1968 | -0.3023 | -0.417 | -0.4959 | -0.6915 | -0.8202 | -1.8384 | -2.9864 | -3.8334 | -4.6242 | -5.3768 | -6.4709 | -6.9469 | -6.7164 | -7.2175 | -5.0922 | -4.5137 | -4.6475 | -4.3117 | -3.915 | -3.6686 | -3.6357 | -3.4369 | -3.2646 | -3.0934 | -2.9437 | -2.804 | -2.6735 | -2.5515 | -2.4379 | -2.3315 | -2.232 | -2.1389 | -2.0514 | -1.969 | -1.891 | -1.8177 | -1.7482 | -1.6825 | -1.62 | -1.5606 | -1.5045 | -1.4514 | -1.4006 | -1.3522 | -1.3056 | -1.2612 | -1.2185 | -1.1772 | -1.1376 | -1.0992 | -1.062 | -1.0259 | -0.991 | -0.9568 | -0.9229
Northwest | University | Minimum | March | Air Conditioning | LDCEU/TDEF | Electric Load with Losses, Incl. Cogeneration | MW | 0.0045 | 0.0455 | 0.0686 | 0.1062 | 0.1398 | 0.1941 | 0.1727 | 0.212 | 0.2416 | 0.2969 | 0.3664 | 0.3377 | 0.315 | 0.3213 | 0.3407 | 0.345 | 0.3326 | 0.3295 | 0.3425 | 0.2375 | 0.1131 | 0.003 | -0.0983 | -0.1919 | -0.2805 | -0.457 | -0.5943 | -0.7199 | -0.835 | -0.9407 | -1.1758 | -1.3959 | -1.5993 | -1.7896 | -1.9584 | -2.0607 | -2.1514 | -2.2286 | -2.2982 | -2.3576 | -2.4088 | -2.4508 | -2.487 | -2.5191 | -2.5479 | -2.5707 | -2.5898 | -2.6036 | -2.6152 | -2.6235 | -2.6287 | -2.6314 | -2.6317 | -2.6299 | -2.626 | -2.6204 | -2.6134 | -2.5994
Northwest | University | Minimum | March | Other Non-Substitutables | LDCEU/TDEF | Electric Load with Losses, Incl. Cogeneration | MW | 0 | 0 | 0 | 0 | 0 | 0 | 0 | 0 | 0 | 0 | 0 | 0 | -0.5513 | -1.0531 | -1.6111 | -2.2132 | -2.3354 | -2.6533 | -3.0211 | -2.3576 | -2.0208 | -1.6859 | -1.4419 | -1.1946 | -1.0231 | -0.8686 | -0.7346 | -0.618 | -0.5197 | -0.437 | -0.3674 | -0.3087 | -0.2593 | -0.2178 | -0.183 | -0.1536 | -0.129 | -0.1082 | -0.0908 | -0.0762 | -0.0639 | -0.0536 | -0.0449 | -0.0377 | -0.0316 | -0.0265 | -0.0223 | -0.0187 | -0.0156 | -0.0131 | -0.011 | -0.0092 | -0.0077 | -0.0064 | -0.0054 | -0.0045 | -0.0038 | -0.0032
Northwest | University | Minimum | April | Space Heating | LDCEU/TDEF | Electric Load with Losses, Incl. Cogeneration | MW | -0.042 | -0.0295 | -0.0244 | -0.0191 | -0.0101 | -0.0072 | 0.0068 | 0.0182 | 0.025 | 0.0309 | 0.0301 | 0.0267 | 0.0321 | 0.0246 | 0.0187 | 0.0212 | 0.0224 | 0.0149 | 0.0166 | 0.0149 | 0.0164 | 0.0168 | 0.0108 | 0.0064 | -0.0083 | -0.028 | -0.0342 | -0.0413 | -0.0484 | -0.0552 | -0.0624 | -0.0702 | -0.0782 | -0.0866 | -0.0954 | -0.1034 | -0.1116 | -0.1199 | -0.1274 | -0.1354 | -0.1437 | -0.1511 | -0.1588 | -0.1668 | -0.1743 | -0.1818 | -0.1895 | -0.1964 | -0.2035 | -0.2106 | -0.2168 | -0.223 | -0.229 | -0.2343 | -0.2396 | -0.2449 | -0.2496 | -0.2535
Northwest | University | Minimum | April | Water Heating | LDCEU/TDEF | Electric Load with Losses, Incl. Cogeneration | MW | 0 | 0 | 0 | 0 | 0 | 0 | 0 | 0 | 0 | 0 | 0 | 0 | 0 | 0 | 0 | 0 | 0 | 0 | 0 | 0 | 0 | 0 | -0.1356 | -0.1813 | -0.3048 | -0.3767 | -0.4323 | -0.4816 | -0.5245 | -0.5609 | -0.5925 | -0.6197 | -0.6427 | -0.6618 | -0.6774 | -0.6882 | -0.6963 | -0.7022 | -0.7041 | -0.7044 | -0.7034 | -0.6997 | -0.6946 | -0.6883 | -0.6796 | -0.6702 | -0.6602 | -0.6483 | -0.6358 | -0.6229 | -0.6081 | -0.5927 | -0.5773 | -0.5601 | -0.5432 | -0.5264 | -0.5083 | -0.4909
Northwest | University | Minimum | April | Other Substitutables | LDCEU/TDEF | Electric Load with Losses, Incl. Cogeneration | MW | 0 | 0 | 0 | 0 | 0 | 0 | 0 | 0 | 0 | 0 | 0 | 0 | -0.0006 | -0.0022 | -0.003 | -0.0035 | -0.0035 | -0.0099 | -0.0115 | -0.0125 | -0.0139 | -0.0165 | -0.02 | -0.0204 | 0.0138 | 0.0458 | 0.0613 | 0.0768 | 0.0919 | 0.107 | 0.1219 | 0.1374 | 0.1525 | 0.1681 | 0.1835 | 0.1985 | 0.2131 | 0.2262 | 0.2395 | 0.2518 | 0.2637 | 0.2744 | 0.2847 | 0.2952 | 0.3057 | 0.3154 | 0.3248 | 0.3331 | 0.3414 | 0.3491 | 0.3562 | 0.3628 | 0.369 | 0.3746 | 0.3798 | 0.3845 | 0.3887 | 0.3912
Northwest | University | Minimum | April | Refrigeration | LDCEU/TDEF | Electric Load with Losses, Incl. Cogeneration | MW | 0 | 0 | 0 | 0 | 0 | 0 | 0 | 0 | 0 | 0 | 0 | 0 | -0.0241 | -0.0581 | -0.0937 | -0.1345 | -0.1516 | -0.7719 | -1.316 | -1.902 | -2.6472 | -3.1806 | -3.809 | -4.3431 | -5.1981 | -5.9935 | -6.5039 | -6.9724 | -7.4023 | -7.7981 | -8.1597 | -8.4996 | -8.8106 | -9.1015 | -9.3713 | -9.6189 | -9.846 | -10.0475 | -10.2371 | -10.4069 | -10.5627 | -10.6989 | -10.8257 | -10.9477 | -11.065 | -11.1706 | -11.2706 | -11.3578 | -11.4433 | -11.523 | -11.5952 | -11.6634 | -11.7261 | -11.7842 | -11.8385 | -11.8893 | -11.9368 | -11.9617
Northwest | University | Minimum | April | Lighting | LDCEU/TDEF | Electric Load with Losses, Incl. Cogeneration | MW | 0 | -0.0345 | -0.169 | -0.2601 | -0.3592 | -0.4272 | -0.5959 | -0.707 | -1.5778 | -2.5603 | -3.2844 | -3.9608 | -4.604 | -5.5348 | -5.9439 | -5.7549 | -6.1675 | -4.361 | -3.8657 | -3.9767 | -3.6898 | -3.3512 | -3.1403 | -3.1101 | -2.939 | -2.7906 | -2.6433 | -2.5144 | -2.3941 | -2.2818 | -2.1768 | -2.079 | -1.9874 | -1.9019 | -1.8218 | -1.7466 | -1.6757 | -1.6087 | -1.5458 | -1.4862 | -1.4299 | -1.3762 | -1.3254 | -1.2774 | -1.2319 | -1.1884 | -1.147 | -1.1072 | -1.0693 | -1.0328 | -0.9976 | -0.9638 | -0.931 | -0.8993 | -0.8687 | -0.8388 | -0.8099 | -0.7811
Northwest | University | Minimum | April | Air Conditioning | LDCEU/TDEF | Electric Load with Losses, Incl. Cogeneration | MW | 0.0061 | 0.0615 | 0.0937 | 0.1451 | 0.1915 | 0.2669 | 0.2364 | 0.2896 | 0.3303 | 0.407 | 0.5061 | 0.4671 | 0.4346 | 0.4415 | 0.4687 | 0.4785 | 0.4598 | 0.4588 | 0.4756 | 0.3275 | 0.154 | 0.0006 | -0.1408 | -0.2714 | -0.3955 | -0.6423 | -0.834 | -1.0093 | -1.1698 | -1.3174 | -1.6456 | -1.9525 | -2.236 | -2.5011 | -2.7358 | -2.8778 | -3.0035 | -3.1109 | -3.2074 | -3.2897 | -3.3607 | -3.419 | -3.4692 | -3.5135 | -3.5528 | -3.5841 | -3.6099 | -3.6286 | -3.6441 | -3.6549 | -3.6614 | -3.6647 | -3.6643 | -3.6611 | -3.6551 | -3.6465 | -3.6361 | -3.6165
Northwest | University | Minimum | April | Other Non-Substitutables | LDCEU/TDEF | Electric Load with Losses, Incl. Cogeneration | MW | 0 | 0 | 0 | 0 | 0 | 0 | 0 | 0 | 0 | 0 | 0 | 0 | -0.5793 | -1.1072 | -1.6942 | -2.3269 | -2.4515 | -2.7849 | -3.1783 | -2.4849 | -2.1308 | -1.7801 | -1.524 | -1.2642 | -1.0832 | -0.9199 | -0.778 | -0.6546 | -0.5505 | -0.4628 | -0.389 | -0.327 | -0.2747 | -0.2307 | -0.1938 | -0.1627 | -0.1366 | -0.1147 | -0.0962 | -0.0807 | -0.0677 | -0.0567 | -0.0476 | -0.04 | -0.0335 | -0.0281 | -0.0235 | -0.0198 | -0.0166 | -0.0138 | -0.0116 | -0.0097 | -0.0082 | -0.0068 | -0.0057 | -0.0048 | -0.004 | -0.0034
Northwest | University | Minimum | May | Space Heating | LDCEU/TDEF | Electric Load with Losses, Incl. Cogeneration | MW | -0.0146 | -0.0118 | -0.0088 | -0.0073 | -0.004 | -0.0017 | 0.0055 | 0.0098 | 0.009 | 0.0155 | 0.0132 | 0.0123 | 0.0123 | 0.0093 | 0.0072 | 0.007 | 0.0081 | 0.0065 | 0.0075 | 0.0071 | 0.0066 | 0.0066 | 0.0044 | 0.004 | -0.0022 | -0.0096 | -0.012 | -0.0146 | -0.0173 | -0.0198 | -0.0225 | -0.0253 | -0.0283 | -0.0315 | -0.0347 | -0.0376 | -0.0406 | -0.0437 | -0.0465 | -0.0495 | -0.0526 | -0.0554 | -0.0582 | -0.0612 | -0.064 | -0.0667 | -0.0696 | -0.0722 | -0.0748 | -0.0775 | -0.0797 | -0.082 | -0.0842 | -0.0861 | -0.0881 | -0.0901 | -0.0918 | -0.0934
Northwest | University | Minimum | May | Water Heating | LDCEU/TDEF | Electric Load with Losses, Incl. Cogeneration | MW | 0 | 0 | 0 | 0 | 0 | 0 | 0 | 0 | 0 | 0 | 0 | 0 | 0 | 0 | 0 | 0 | 0 | 0 | 0 | 0 | 0 | 0 | -0.0869 | -0.1531 | -0.2271 | -0.2807 | -0.3219 | -0.3585 | -0.3903 | -0.4173 | -0.4409 | -0.4613 | -0.4785 | -0.4929 | -0.5046 | -0.513 | -0.5193 | -0.5239 | -0.5256 | -0.5262 | -0.5257 | -0.5232 | -0.5198 | -0.5153 | -0.5092 | -0.5026 | -0.4955 | -0.487 | -0.478 | -0.4688 | -0.4581 | -0.447 | -0.4359 | -0.4236 | -0.4113 | -0.3992 | -0.3862 | -0.3735
Northwest | University | Minimum | May | Other Substitutables | LDCEU/TDEF | Electric Load with Losses, Incl. Cogeneration | MW | 0 | 0 | 0 | 0 | 0 | 0 | 0 | 0 | 0 | 0 | 0 | 0 | -0.0007 | -0.0017 | -0.0024 | -0.003 | -0.0029 | -0.0094 | -0.0108 | -0.0117 | -0.0131 | -0.0156 | -0.0189 | -0.0193 | 0.0111 | 0.0406 | 0.0545 | 0.0682 | 0.0817 | 0.0951 | 0.1082 | 0.1218 | 0.135 | 0.1483 | 0.1615 | 0.1743 | 0.1868 | 0.1982 | 0.2095 | 0.2202 | 0.2303 | 0.2397 | 0.2487 | 0.2577 | 0.2666 | 0.2747 | 0.2826 | 0.2897 | 0.2966 | 0.3031 | 0.3091 | 0.3146 | 0.3197 | 0.3244 | 0.3286 | 0.3325 | 0.3358 | 0.338
Northwest | University | Minimum | May | Refrigeration | LDCEU/TDEF | Electric Load with Losses, Incl. Cogeneration | MW | 0 | 0 | 0 | 0 | 0 | 0 | 0 | 0 | 0 | 0 | 0 | 0 | -0.0237 | -0.0572 | -0.0922 | -0.1323 | -0.1484 | -0.7556 | -1.2908 | -1.8715 | -2.6061 | -3.1405 | -3.7664 | -4.3023 | -5.1517 | -5.9494 | -6.4557 | -6.9202 | -7.3464 | -7.7384 | -8.0967 | -8.431 | -8.7367 | -9.0209 | -9.2833 | -9.5238 | -9.7435 | -9.9405 | -10.1242 | -10.2897 | -10.441 | -10.575 | -10.6988 | -10.8159 | -10.9269 | -11.0272 | -11.1212 | -11.2036 | -11.2834 | -11.3575 | -11.4241 | -11.4865 | -11.5436 | -11.5961 | -11.6445 | -11.6896 | -11.7313 | -11.7554
Northwest | University | Minimum | May | Lighting | LDCEU/TDEF | Electric Load with Losses, Incl. Cogeneration | MW | 0 | -0.0374 | -0.1789 | -0.2742 | -0.3779 | -0.4491 | -0.6261 | -0.7426 | -1.6719 | -2.7188 | -3.4922 | -4.2137 | -4.9 | -5.9028 | -6.3337 | -6.1132 | -6.5873 | -4.6345 | -4.1057 | -4.2303 | -3.9213 | -3.5573 | -3.3305 | -3.3003 | -3.1162 | -2.9566 | -2.7982 | -2.6592 | -2.5297 | -2.4088 | -2.296 | -2.1907 | -2.0923 | -2.0002 | -1.9141 | -1.8333 | -1.7573 | -1.6856 | -1.6182 | -1.5545 | -1.4944 | -1.4372 | -1.3832 | -1.3321 | -1.2837 | -1.2375 | -1.1936 | -1.1514 | -1.1112 | -1.0726 | -1.0355 | -0.9998 | -0.9653 | -0.9319 | -0.8996 | -0.8683 | -0.8379 | -0.8079
Northwest | University | Minimum | May | Air Conditioning | LDCEU/TDEF | Electric Load with Losses, Incl. Cogeneration | MW | 0.0123 | 0.1219 | 0.1935 | 0.2923 | 0.4074 | 0.5512 | 0.4801 | 0.5861 | 0.686 | 0.8313 | 1.0634 | 0.9969 | 0.9248 | 0.9259 | 0.9752 | 1.0193 | 0.9708 | 0.9876 | 1.0128 | 0.6867 | 0.3148 | -0.0211 | -0.3284 | -0.6278 | -0.8873 | -1.4292 | -1.8479 | -2.2306 | -2.5811 | -2.9028 | -3.6193 | -4.2866 | -4.9029 | -5.4773 | -5.9841 | -6.2884 | -6.5567 | -6.7876 | -6.9935 | -7.1694 | -7.3207 | -7.4465 | -7.5536 | -7.6462 | -7.7264 | -7.7899 | -7.8412 | -7.8777 | -7.9064 | -7.9252 | -7.9348 | -7.9368 | -7.9311 | -7.9194 | -7.9015 | -7.8781 | -7.8505 | -7.8073
Northwest | University | Minimum | May | Other Non-Substitutables | LDCEU/TDEF | Electric Load with Losses, Incl. Cogeneration | MW | 0 | 0 | 0 | 0 | 0 | 0 | 0 | 0 | 0 | 0 | 0 | 0 | -0.5052 | -0.9672 | -1.4825 | -2.0376 | -2.1352 | -2.4211 | -2.7848 | -2.1828 | -1.8719 | -1.5672 | -1.3444 | -1.1171 | -0.9577 | -0.8133 | -0.6879 | -0.5788 | -0.4867 | -0.4092 | -0.3439 | -0.289 | -0.2428 | -0.2039 | -0.1713 | -0.1438 | -0.1207 | -0.1013 | -0.085 | -0.0713 | -0.0598 | -0.0502 | -0.0421 | -0.0353 | -0.0296 | -0.0248 | -0.0208 | -0.0174 | -0.0147 | -0.0122 | -0.0103 | -0.0086 | -0.0072 | -0.006 | -0.005 | -0.0043 | -0.0036 | -0.003
Northwest | University | Minimum | June | Space Heating | LDCEU/TDEF | Electric Load with Losses, Incl. Cogeneration | MW | -0.0083 | -0.0066 | -0.0043 | -0.0034 | -0.0017 | -0.0011 | 0.0025 | 0.0035 | 0.0065 | 0.0053 | 0.004 | 0.005 | 0.0076 | 0.0037 | 0.0034 | 0.004 | 0.0032 | 0.003 | 0.0033 | 0.004 | 0.0028 | 0.0038 | 0.0002 | 0.0016 | -0.0012 | -0.0046 | -0.0057 | -0.007 | -0.0082 | -0.0093 | -0.0106 | -0.0119 | -0.0133 | -0.0148 | -0.0162 | -0.0175 | -0.0189 | -0.0204 | -0.0216 | -0.023 | -0.0244 | -0.0258 | -0.027 | -0.0284 | -0.0297 | -0.031 | -0.0323 | -0.0335 | -0.0346 | -0.0358 | -0.0369 | -0.038 | -0.039 | -0.0399 | -0.0408 | -0.0416 | -0.0424 | -0.0432
Northwest | University | Minimum | June | Water Heating | LDCEU/TDEF | Electric Load with Losses, Incl. Cogeneration | MW | 0 | 0 | 0 | 0 | 0 | 0 | 0 | 0 | 0 | 0 | 0 | 0 | 0 | 0 | 0 | 0 | 0 | 0 | 0 | 0 | 0 | 0 | -0.0495 | -0.1231 | -0.1764 | -0.218 | -0.2499 | -0.2783 | -0.303 | -0.324 | -0.3423 | -0.3581 | -0.3715 | -0.3827 | -0.3918 | -0.3984 | -0.4034 | -0.4071 | -0.4086 | -0.4091 | -0.4088 | -0.4071 | -0.4044 | -0.4012 | -0.3965 | -0.3915 | -0.3861 | -0.3797 | -0.3729 | -0.3658 | -0.3577 | -0.3493 | -0.3407 | -0.3314 | -0.322 | -0.3128 | -0.3028 | -0.293
Northwest | University | Minimum | June | Other Substitutables | LDCEU/TDEF | Electric Load with Losses, Incl. Cogeneration | MW | 0 | 0 | 0 | 0 | 0 | 0 | 0 | 0 | 0 | 0 | 0 | 0 | -0.0009 | -0.0021 | -0.0031 | -0.0042 | -0.004 | -0.0139 | -0.0159 | -0.0172 | -0.0192 | -0.0229 | -0.0281 | -0.0285 | 0.0149 | 0.0576 | 0.0774 | 0.097 | 0.1163 | 0.1354 | 0.154 | 0.1732 | 0.1919 | 0.2106 | 0.2291 | 0.247 | 0.2643 | 0.2804 | 0.2964 | 0.3113 | 0.3257 | 0.3389 | 0.3516 | 0.3642 | 0.3766 | 0.3881 | 0.399 | 0.409 | 0.4186 | 0.4276 | 0.4358 | 0.4435 | 0.4505 | 0.4569 | 0.4628 | 0.468 | 0.4726 | 0.4758
Northwest | University | Minimum | June | Refrigeration | LDCEU/TDEF | Electric Load with Losses, Incl. Cogeneration | MW | 0 | 0 | 0 | 0 | 0 | 0 | 0 | 0 | 0 | 0 | 0 | 0 | -0.023 | -0.0556 | -0.0893 | -0.1282 | -0.1435 | -0.731 | -1.2502 | -1.8161 | -2.5296 | -3.0529 | -3.6639 | -4.1893 | -5.0168 | -5.7966 | -6.2898 | -6.7422 | -7.1573 | -7.5389 | -7.8878 | -8.2123 | -8.509 | -8.784 | -9.0373 | -9.2695 | -9.4811 | -9.6719 | -9.849 | -10.0088 | -10.155 | -10.285 | -10.4048 | -10.5173 | -10.6233 | -10.7188 | -10.8083 | -10.887 | -10.9625 | -11.0324 | -11.0953 | -11.1539 | -11.2073 | -11.2561 | -11.3011 | -11.3427 | -11.381 | -11.4044
Northwest | University | Minimum | June | Lighting | LDCEU/TDEF | Electric Load with Losses, Incl. Cogeneration | MW | 0 | -0.0457 | -0.2193 | -0.3361 | -0.4631 | -0.5504 | -0.7675 | -0.9102 | -2.0484 | -3.3309 | -4.2781 | -5.1617 | -6.002 | -7.2295 | -7.7573 | -7.4877 | -8.0666 | -5.6754 | -5.0274 | -5.1793 | -4.8003 | -4.3543 | -4.0759 | -4.0382 | -3.8115 | -3.615 | -3.4201 | -3.249 | -3.0894 | -2.9406 | -2.8017 | -2.6722 | -2.551 | -2.4378 | -2.3318 | -2.2324 | -2.1389 | -2.0508 | -1.968 | -1.89 | -1.8162 | -1.7462 | -1.68 | -1.6175 | -1.5581 | -1.5016 | -1.4478 | -1.3962 | -1.3471 | -1.2999 | -1.2545 | -1.211 | -1.1689 | -1.1283 | -1.089 | -1.0509 | -1.0138 | -0.9775
Northwest | University | Minimum | June | Air Conditioning | LDCEU/TDEF | Electric Load with Losses, Incl. Cogeneration | MW | 0.0142 | 0.1479 | 0.2425 | 0.3705 | 0.4953 | 0.7044 | 0.608 | 0.7714 | 0.8443 | 1.0804 | 1.4099 | 1.2965 | 1.1583 | 1.2022 | 1.2503 | 1.305 | 1.2669 | 1.2801 | 1.2999 | 0.8665 | 0.3826 | -0.0403 | -0.5829 | -0.8885 | -1.2535 | -1.9906 | -2.5613 | -3.0833 | -3.5614 | -4.0003 | -4.9758 | -5.8826 | -6.7206 | -7.5003 | -8.1876 | -8.5982 | -8.9597 | -9.2725 | -9.55 | -9.7878 | -9.9922 | -10.163 | -10.308 | -10.4321 | -10.5382 | -10.622 | -10.689 | -10.7366 | -10.7727 | -10.7954 | -10.8056 | -10.8054 | -10.7948 | -10.7759 | -10.7486 | -10.714 | -10.6736 | -10.6152
Northwest | University | Minimum | June | Other Non-Substitutables | LDCEU/TDEF | Electric Load with Losses, Incl. Cogeneration | MW | 0 | 0 | 0 | 0 | 0 | 0 | 0 | 0 | 0 | 0 | 0 | 0 | -0.6938 | -1.3296 | -2.0388 | -2.8021 | -2.9296 | -3.3198 | -3.8313 | -3.0085 | -2.5805 | -2.1634 | -1.8578 | -1.5454 | -1.3253 | -1.1256 | -0.9522 | -0.801 | -0.6737 | -0.5664 | -0.4761 | -0.4 | -0.3361 | -0.2823 | -0.237 | -0.199 | -0.167 | -0.1402 | -0.1176 | -0.0987 | -0.0828 | -0.0694 | -0.0583 | -0.0489 | -0.0409 | -0.0343 | -0.0287 | -0.0241 | -0.0202 | -0.0169 | -0.0142 | -0.0119 | -0.0099 | -0.0084 | -0.007 | -0.0059 | -0.0049 | -0.0041
Northwest | University | Minimum | July | Space Heating | LDCEU/TDEF | Electric Load with Losses, Incl. Cogeneration | MW | -0.0042 | -0.0017 | -0.0015 | -0.0012 | -0.0007 | -0.0007 | 0.0008 | 0.0016 | 0.002 | 0.0013 | 0.001 | 0.0012 | 0.0015 | 0.001 | 0.0006 | 0.001 | 0.0008 | 0.0009 | 0.0012 | 0.0011 | 0.0006 | 0.0005 | 0 | 0.0009 | -0.0006 | -0.0019 | -0.0022 | -0.0026 | -0.003 | -0.0035 | -0.0039 | -0.0043 | -0.0048 | -0.0053 | -0.0058 | -0.0063 | -0.0068 | -0.0073 | -0.0077 | -0.0081 | -0.0086 | -0.0091 | -0.0095 | -0.01 | -0.0105 | -0.0109 | -0.0113 | -0.0117 | -0.0121 | -0.0125 | -0.013 | -0.0132 | -0.0136 | -0.0139 | -0.0142 | -0.0145 | -0.0147 | -0.0151
Northwest | University | Minimum | July | Water Heating | LDCEU/TDEF | Electric Load with Losses, Incl. Cogeneration | MW | 0 | 0 | 0 | 0 | 0 | 0 | 0 | 0 | 0 | 0 | 0 | 0 | 0 | 0 | 0 | 0 | 0 | 0 | 0 | 0 | 0 | 0 | -0.0368 | -0.0868 | -0.1093 | -0.1353 | -0.155 | -0.1725 | -0.1879 | -0.2009 | -0.2122 | -0.2221 | -0.2303 | -0.2373 | -0.243 | -0.2471 | -0.2502 | -0.2525 | -0.2534 | -0.2537 | -0.2535 | -0.2524 | -0.2508 | -0.2488 | -0.2459 | -0.2428 | -0.2395 | -0.2356 | -0.2313 | -0.2269 | -0.2219 | -0.2167 | -0.2114 | -0.2056 | -0.1998 | -0.194 | -0.188 | -0.1819
Northwest | University | Minimum | July | Other Substitutables | LDCEU/TDEF | Electric Load with Losses, Incl. Cogeneration | MW | 0 | 0 | 0 | 0 | 0 | 0 | 0 | 0 | 0 | 0 | 0 | 0 | -0.0007 | -0.0014 | -0.0021 | -0.0029 | -0.0028 | -0.0094 | -0.0108 | -0.0117 | -0.013 | -0.0156 | -0.0191 | -0.0194 | 0.0103 | 0.0394 | 0.0529 | 0.0662 | 0.0793 | 0.0924 | 0.1051 | 0.1182 | 0.1309 | 0.1437 | 0.1563 | 0.1685 | 0.1803 | 0.1912 | 0.2021 | 0.2123 | 0.2221 | 0.2311 | 0.2397 | 0.2484 | 0.2567 | 0.2646 | 0.272 | 0.2788 | 0.2854 | 0.2915 | 0.2971 | 0.3024 | 0.3071 | 0.3115 | 0.3154 | 0.319 | 0.3222 | 0.3243
Northwest | University | Minimum | July | Refrigeration | LDCEU/TDEF | Electric Load with Losses, Incl. Cogeneration | MW | 0 | 0 | 0 | 0 | 0 | 0 | 0 | 0 | 0 | 0 | 0 | 0 | -0.0244 | -0.0588 | -0.0946 | -0.1357 | -0.152 | -0.7738 | -1.3232 | -1.9216 | -2.6764 | -3.2299 | -3.8762 | -4.4314 | -5.3073 | -6.1329 | -6.6545 | -7.1333 | -7.5723 | -7.9759 | -8.3451 | -8.6882 | -9.0022 | -9.2931 | -9.5611 | -9.8067 | -10.0306 | -10.2323 | -10.4197 | -10.5888 | -10.7434 | -10.8809 | -11.0077 | -11.1266 | -11.2387 | -11.3398 | -11.4344 | -11.5175 | -11.5976 | -11.6715 | -11.738 | -11.8 | -11.8565 | -11.9081 | -11.9558 | -11.9997 | -12.0401 | -12.065
Northwest | University | Minimum | July | Lighting | LDCEU/TDEF | Electric Load with Losses, Incl. Cogeneration | MW | 0 | -0.0396 | -0.1889 | -0.2891 | -0.3982 | -0.4732 | -0.6596 | -0.7823 | -1.7645 | -2.8707 | -3.6883 | -4.4508 | -5.176 | -6.2381 | -6.6921 | -6.4546 | -6.9634 | -4.8933 | -4.3343 | -4.4673 | -4.1398 | -3.7543 | -3.5139 | -3.4824 | -3.2869 | -3.1175 | -2.9494 | -2.8019 | -2.6643 | -2.5361 | -2.4163 | -2.3046 | -2.2002 | -2.1026 | -2.0111 | -1.9255 | -1.8447 | -1.7689 | -1.6975 | -1.6302 | -1.5666 | -1.5062 | -1.4492 | -1.3952 | -1.344 | -1.2952 | -1.2489 | -1.2044 | -1.1619 | -1.1213 | -1.0822 | -1.0447 | -1.0083 | -0.9733 | -0.9394 | -0.9065 | -0.8746 | -0.8432
Northwest | University | Minimum | July | Air Conditioning | LDCEU/TDEF | Electric Load with Losses, Incl. Cogeneration | MW | 0.0161 | 0.1866 | 0.3013 | 0.4757 | 0.5918 | 0.8689 | 0.7266 | 0.8856 | 1.008 | 1.3098 | 1.6732 | 1.5653 | 1.437 | 1.4293 | 1.5779 | 1.6294 | 1.5552 | 1.588 | 1.5349 | 1.0268 | 0.4076 | -0.1616 | -0.6871 | -1.0821 | -1.7067 | -2.6569 | -3.399 | -4.0783 | -4.7015 | -5.2739 | -6.5398 | -7.7165 | -8.8047 | -9.817 | -10.7093 | -11.2416 | -11.71 | -12.1167 | -12.4769 | -12.7864 | -13.0525 | -13.2758 | -13.4655 | -13.6272 | -13.7649 | -13.8738 | -13.9608 | -14.0229 | -14.0696 | -14.0987 | -14.1117 | -14.1111 | -14.097 | -14.072 | -14.0363 | -13.9908 | -13.9378 | -13.8636
Northwest | University | Minimum | July | Other Non-Substitutables | LDCEU/TDEF | Electric Load with Losses, Incl. Cogeneration | MW | 0 | 0 | 0 | 0 | 0 | 0 | 0 | 0 | 0 | 0 | 0 | 0 | -0.5819 | -1.115 | -1.71 | -2.3508 | -2.4576 | -2.7845 | -3.2138 | -2.5227 | -2.1636 | -1.8135 | -1.5571 | -1.2951 | -1.1106 | -0.9432 | -0.7978 | -0.6712 | -0.5644 | -0.4745 | -0.3988 | -0.3352 | -0.2816 | -0.2364 | -0.1986 | -0.1667 | -0.14 | -0.1175 | -0.0985 | -0.0827 | -0.0693 | -0.0582 | -0.0488 | -0.0409 | -0.0343 | -0.0287 | -0.0241 | -0.0202 | -0.0169 | -0.0142 | -0.0119 | -0.0099 | -0.0084 | -0.007 | -0.0059 | -0.0049 | -0.0041 | -0.0035
Northwest | University | Minimum | August | Space Heating | LDCEU/TDEF | Electric Load with Losses, Incl. Cogeneration | MW | -0.0038 | -0.0028 | -0.0023 | -0.0018 | -0.0012 | -0.0009 | 0.0003 | 0.0021 | 0.0017 | 0.0027 | 0.0018 | 0.0016 | 0.002 | 0.0021 | 0.0016 | 0.0014 | 0.0015 | 0.0012 | 0.0009 | 0.0009 | 0.0009 | 0.0007 | 0.0002 | 0.0002 | -0.0009 | -0.0027 | -0.0031 | -0.0037 | -0.0043 | -0.0048 | -0.0054 | -0.0061 | -0.0067 | -0.0073 | -0.0081 | -0.0086 | -0.0093 | -0.0099 | -0.0106 | -0.0112 | -0.0118 | -0.0124 | -0.0131 | -0.0137 | -0.0142 | -0.0148 | -0.0154 | -0.016 | -0.0166 | -0.0171 | -0.0175 | -0.018 | -0.0185 | -0.0189 | -0.0193 | -0.0198 | -0.0201 | -0.0204
Northwest | University | Minimum | August | Water Heating | LDCEU/TDEF | Electric Load with Losses, Incl. Cogeneration | MW | 0 | 0 | 0 | 0 | 0 | 0 | 0 | 0 | 0 | 0 | 0 | 0 | 0 | 0 | 0 | 0 | 0 | 0 | 0 | 0 | 0 | 0 | -0.0437 | -0.0795 | -0.1162 | -0.1437 | -0.1648 | -0.1834 | -0.1997 | -0.2135 | -0.2255 | -0.236 | -0.2447 | -0.2521 | -0.2582 | -0.2625 | -0.2657 | -0.2681 | -0.269 | -0.2693 | -0.2692 | -0.2679 | -0.2662 | -0.264 | -0.261 | -0.2577 | -0.2541 | -0.2499 | -0.2453 | -0.2407 | -0.2353 | -0.2298 | -0.2241 | -0.2179 | -0.2118 | -0.2056 | -0.199 | -0.1927
Northwest | University | Minimum | August | Other Substitutables | LDCEU/TDEF | Electric Load with Losses, Incl. Cogeneration | MW | 0 | 0 | 0 | 0 | 0 | 0 | 0 | 0 | 0 | 0 | 0 | 0 | -0.001 | -0.0023 | -0.0033 | -0.0045 | -0.0042 | -0.0148 | -0.0168 | -0.0182 | -0.0202 | -0.024 | -0.0292 | -0.0297 | 0.0169 | 0.0628 | 0.0839 | 0.1049 | 0.1255 | 0.146 | 0.1659 | 0.1864 | 0.2064 | 0.2265 | 0.2462 | 0.2653 | 0.2839 | 0.301 | 0.3181 | 0.3341 | 0.3494 | 0.3635 | 0.3771 | 0.3906 | 0.4037 | 0.416 | 0.4277 | 0.4383 | 0.4485 | 0.4581 | 0.4669 | 0.4751 | 0.4826 | 0.4894 | 0.4956 | 0.5012 | 0.5061 | 0.5094
Northwest | University | Minimum | August | Refrigeration | LDCEU/TDEF | Electric Load with Losses, Incl. Cogeneration | MW | 0 | 0 | 0 | 0 | 0 | 0 | 0 | 0 | 0 | 0 | 0 | 0 | -0.0236 | -0.0572 | -0.092 | -0.1319 | -0.1478 | -0.752 | -1.2847 | -1.8637 | -2.5954 | -3.1308 | -3.7568 | -4.2923 | -5.1429 | -5.9449 | -6.4504 | -6.9142 | -7.3397 | -7.7308 | -8.0884 | -8.4209 | -8.7251 | -9.0068 | -9.2666 | -9.5044 | -9.7213 | -9.9168 | -10.0983 | -10.2622 | -10.4119 | -10.5452 | -10.668 | -10.7833 | -10.892 | -10.9899 | -11.0817 | -11.1623 | -11.2399 | -11.3117 | -11.3762 | -11.4363 | -11.4912 | -11.5414 | -11.5876 | -11.6303 | -11.6696 | -11.6937
Northwest | University | Minimum | August | Lighting | LDCEU/TDEF | Electric Load with Losses, Incl. Cogeneration | MW | 0 | -0.0475 | -0.2204 | -0.3355 | -0.4609 | -0.5473 | -0.7626 | -0.904 | -2.0607 | -3.361 | -4.3246 | -5.2217 | -6.0769 | -7.3418 | -7.8694 | -7.5638 | -8.2117 | -5.7394 | -5.0821 | -5.2485 | -4.8606 | -4.4038 | -4.1205 | -4.0884 | -3.8593 | -3.6609 | -3.4638 | -3.2908 | -3.1295 | -2.9792 | -2.8387 | -2.7079 | -2.5854 | -2.471 | -2.3638 | -2.2633 | -2.1686 | -2.0797 | -1.996 | -1.9169 | -1.8422 | -1.7714 | -1.7045 | -1.6411 | -1.581 | -1.5237 | -1.4693 | -1.417 | -1.3671 | -1.3194 | -1.2734 | -1.2292 | -1.1866 | -1.1454 | -1.1055 | -1.0668 | -1.0292 | -0.9923
Northwest | University | Minimum | August | Air Conditioning | LDCEU/TDEF | Electric Load with Losses, Incl. Cogeneration | MW | 0.0235 | 0.2226 | 0.351 | 0.5661 | 0.7727 | 1.0563 | 0.9473 | 1.1104 | 1.3042 | 1.5704 | 2.0359 | 1.9485 | 1.7972 | 1.7126 | 1.8496 | 2.0229 | 1.8459 | 1.9625 | 2.0609 | 1.3324 | 0.5263 | -0.1681 | -0.7774 | -1.5906 | -2.0756 | -3.2434 | -4.1538 | -4.987 | -5.7511 | -6.4529 | -8.0066 | -9.4506 | -10.7857 | -12.0279 | -13.1226 | -13.7759 | -14.3506 | -14.8494 | -15.2912 | -15.6706 | -15.9968 | -16.2704 | -16.5027 | -16.7009 | -16.8696 | -17.0031 | -17.1094 | -17.1855 | -17.2426 | -17.2784 | -17.2941 | -17.2933 | -17.2759 | -17.2451 | -17.2012 | -17.1453 | -17.0802 | -16.9887
Northwest | University | Minimum | August | Other Non-Substitutables | LDCEU/TDEF | Electric Load with Losses, Incl. Cogeneration | MW | 0 | 0 | 0 | 0 | 0 | 0 | 0 | 0 | 0 | 0 | 0 | 0 | -0.5854 | -1.1221 | -1.7218 | -2.3676 | -2.4747 | -2.8012 | -3.2347 | -2.5355 | -2.1733 | -1.8202 | -1.5618 | -1.2977 | -1.1124 | -0.9445 | -0.7987 | -0.6718 | -0.5651 | -0.475 | -0.3993 | -0.3355 | -0.2819 | -0.2367 | -0.1988 | -0.1669 | -0.14 | -0.1176 | -0.0986 | -0.0828 | -0.0694 | -0.0582 | -0.0488 | -0.0409 | -0.0343 | -0.0287 | -0.0242 | -0.0202 | -0.017 | -0.0142 | -0.0119 | -0.0099 | -0.0083 | -0.007 | -0.0059 | -0.005 | -0.0041 | -0.0034
Northwest | University | Minimum | September | Space Heating | LDCEU/TDEF | Electric Load with Losses, Incl. Cogeneration | MW | -0.0081 | -0.0056 | -0.0045 | -0.0039 | -0.0021 | -0.0016 | 0.0015 | 0.0049 | 0.0045 | 0.0062 | 0.0047 | 0.0074 | 0.0082 | 0.0047 | 0.0043 | 0.0034 | 0.0036 | 0.0026 | 0.002 | 0.0026 | 0.0034 | 0.0025 | 0.0029 | 0.0029 | -0.0016 | -0.0054 | -0.0066 | -0.008 | -0.0093 | -0.0106 | -0.0119 | -0.0134 | -0.015 | -0.0165 | -0.0181 | -0.0196 | -0.0212 | -0.0227 | -0.0242 | -0.0257 | -0.0273 | -0.0287 | -0.0301 | -0.0316 | -0.033 | -0.0345 | -0.0359 | -0.0372 | -0.0385 | -0.0398 | -0.041 | -0.0421 | -0.0433 | -0.0443 | -0.0452 | -0.0462 | -0.0471 | -0.0478
Northwest | University | Minimum | September | Water Heating | LDCEU/TDEF | Electric Load with Losses, Incl. Cogeneration | MW | 0 | 0 | 0 | 0 | 0 | 0 | 0 | 0 | 0 | 0 | 0 | 0 | 0 | 0 | 0 | 0 | 0 | 0 | 0 | 0 | 0 | 0 | -0.0782 | -0.1364 | -0.1615 | -0.1996 | -0.229 | -0.2549 | -0.2776 | -0.2967 | -0.3135 | -0.3279 | -0.34 | -0.3502 | -0.3585 | -0.3643 | -0.3687 | -0.3719 | -0.3731 | -0.3735 | -0.373 | -0.3711 | -0.3687 | -0.3655 | -0.3611 | -0.3563 | -0.3512 | -0.3451 | -0.3387 | -0.332 | -0.3244 | -0.3165 | -0.3085 | -0.2997 | -0.2909 | -0.2822 | -0.273 | -0.2639
Northwest | University | Minimum | September | Other Substitutables | LDCEU/TDEF | Electric Load with Losses, Incl. Cogeneration | MW | 0 | 0 | 0 | 0 | 0 | 0 | 0 | 0 | 0 | 0 | 0 | 0 | -0.0006 | -0.0017 | -0.0024 | -0.0031 | -0.003 | -0.0099 | -0.0113 | -0.0121 | -0.0135 | -0.016 | -0.0194 | -0.0197 | 0.0123 | 0.0434 | 0.058 | 0.0724 | 0.0866 | 0.1007 | 0.1145 | 0.1288 | 0.1426 | 0.1566 | 0.1705 | 0.1839 | 0.1969 | 0.2089 | 0.2208 | 0.2319 | 0.2427 | 0.2525 | 0.2619 | 0.2713 | 0.2807 | 0.2893 | 0.2975 | 0.305 | 0.3122 | 0.319 | 0.3252 | 0.331 | 0.3364 | 0.3412 | 0.3456 | 0.3496 | 0.3532 | 0.3555
Northwest | University | Minimum | September | Refrigeration | LDCEU/TDEF | Electric Load with Losses, Incl. Cogeneration | MW | 0 | 0 | 0 | 0 | 0 | 0 | 0 | 0 | 0 | 0 | 0 | 0 | -0.0249 | -0.0599 | -0.0964 | -0.1384 | -0.1553 | -0.79 | -1.3485 | -1.953 | -2.7195 | -3.2756 | -3.9278 | -4.4836 | -5.3715 | -6.2058 | -6.7338 | -7.2181 | -7.6625 | -8.071 | -8.4446 | -8.793 | -9.1117 | -9.408 | -9.6814 | -9.932 | -10.1609 | -10.3662 | -10.5578 | -10.7301 | -10.8878 | -11.0274 | -11.1565 | -11.2786 | -11.3944 | -11.4987 | -11.5968 | -11.6827 | -11.7659 | -11.843 | -11.9126 | -11.9776 | -12.0372 | -12.0919 | -12.1424 | -12.1894 | -12.2328 | -12.2582
Northwest | University | Minimum | September | Lighting | LDCEU/TDEF | Electric Load with Losses, Incl. Cogeneration | MW | 0 | -0.0389 | -0.1806 | -0.275 | -0.3778 | -0.4485 | -0.6249 | -0.741 | -1.6887 | -2.7543 | -3.5438 | -4.2789 | -4.9801 | -6.0165 | -6.4493 | -6.1994 | -6.73 | -4.7047 | -4.1663 | -4.3029 | -3.9856 | -3.6115 | -3.3797 | -3.3536 | -3.1669 | -3.005 | -2.8442 | -2.7032 | -2.5717 | -2.4491 | -2.3345 | -2.2278 | -2.1279 | -2.0345 | -1.9471 | -1.865 | -1.7878 | -1.715 | -1.6466 | -1.5819 | -1.5209 | -1.4629 | -1.408 | -1.356 | -1.3069 | -1.2599 | -1.2152 | -1.1723 | -1.1314 | -1.0921 | -1.0543 | -1.018 | -0.9829 | -0.949 | -0.9161 | -0.8842 | -0.8532 | -0.8227
Northwest | University | Minimum | September | Air Conditioning | LDCEU/TDEF | Electric Load with Losses, Incl. Cogeneration | MW | 0.0175 | 0.1724 | 0.2776 | 0.394 | 0.5502 | 0.7802 | 0.6765 | 0.8082 | 0.9454 | 1.1549 | 1.4919 | 1.3361 | 1.2335 | 1.2635 | 1.3186 | 1.4289 | 1.3547 | 1.3864 | 1.5448 | 0.9603 | 0.4153 | -0.0746 | -0.4406 | -0.8451 | -1.3382 | -2.1251 | -2.736 | -3.2949 | -3.8071 | -4.2774 | -5.3217 | -6.2938 | -7.1922 | -8.029 | -8.7675 | -9.21 | -9.5999 | -9.9366 | -10.2362 | -10.4926 | -10.7132 | -10.8972 | -11.0538 | -11.1888 | -11.3051 | -11.3972 | -11.4715 | -11.5245 | -11.5656 | -11.5923 | -11.6055 | -11.6078 | -11.5987 | -11.5808 | -11.554 | -11.5192 | -11.4782 | -11.4161
Northwest | University | Minimum | September | Other Non-Substitutables | LDCEU/TDEF | Electric Load with Losses, Incl. Cogeneration | MW | 0 | 0 | 0 | 0 | 0 | 0 | 0 | 0 | 0 | 0 | 0 | 0 | -0.4759 | -0.9112 | -1.3974 | -1.9222 | -2.0135 | -2.2808 | -2.6252 | -2.0542 | -1.7605 | -1.4726 | -1.2623 | -1.0478 | -0.898 | -0.7622 | -0.6446 | -0.5422 | -0.456 | -0.3833 | -0.3222 | -0.2708 | -0.2274 | -0.1911 | -0.1604 | -0.1347 | -0.113 | -0.0949 | -0.0796 | -0.0668 | -0.0561 | -0.047 | -0.0394 | -0.0331 | -0.0277 | -0.0233 | -0.0195 | -0.0163 | -0.0136 | -0.0114 | -0.0096 | -0.0081 | -0.0068 | -0.0057 | -0.0047 | -0.004 | -0.0034 | -0.0028
Northwest | University | Minimum | October | Space Heating | LDCEU/TDEF | Electric Load with Losses, Incl. Cogeneration | MW | -0.0249 | -0.0206 | -0.0154 | -0.0123 | -0.0063 | -0.0042 | 0.0038 | 0.0138 | 0.0154 | 0.0216 | 0.015 | 0.0182 | 0.0196 | 0.0166 | 0.0126 | 0.0124 | 0.0144 | 0.0087 | 0.0089 | 0.0095 | 0.0112 | 0.0083 | 0.0036 | 0.0064 | -0.0053 | -0.0177 | -0.0216 | -0.026 | -0.0305 | -0.0346 | -0.0391 | -0.044 | -0.049 | -0.0542 | -0.0596 | -0.0646 | -0.0697 | -0.0747 | -0.0795 | -0.0844 | -0.0895 | -0.0942 | -0.099 | -0.1039 | -0.1085 | -0.1132 | -0.118 | -0.1222 | -0.1267 | -0.131 | -0.1349 | -0.1387 | -0.1424 | -0.1457 | -0.1489 | -0.1522 | -0.1551 | -0.1575
Northwest | University | Minimum | October | Water Heating | LDCEU/TDEF | Electric Load with Losses, Incl. Cogeneration | MW | 0 | 0 | 0 | 0 | 0 | 0 | 0 | 0 | 0 | 0 | 0 | 0 | 0 | 0 | 0 | 0 | 0 | 0 | 0 | 0 | 0 | 0 | -0.0947 | -0.2105 | -0.282 | -0.3488 | -0.4001 | -0.4456 | -0.4853 | -0.5189 | -0.5481 | -0.5733 | -0.5946 | -0.6122 | -0.6267 | -0.6367 | -0.6443 | -0.6497 | -0.6515 | -0.652 | -0.6511 | -0.6477 | -0.6431 | -0.6373 | -0.6293 | -0.6208 | -0.6116 | -0.6007 | -0.5893 | -0.5774 | -0.5638 | -0.5498 | -0.5355 | -0.5199 | -0.5044 | -0.4889 | -0.4723 | -0.4563
Northwest | University | Minimum | October | Other Substitutables | LDCEU/TDEF | Electric Load with Losses, Incl. Cogeneration | MW | 0 | 0 | 0 | 0 | 0 | 0 | 0 | 0 | 0 | 0 | 0 | 0 | -0.0007 | -0.002 | -0.0028 | -0.0035 | -0.0034 | -0.0101 | -0.0117 | -0.0127 | -0.0141 | -0.0168 | -0.0204 | -0.0207 | 0.0135 | 0.046 | 0.0616 | 0.077 | 0.0922 | 0.1074 | 0.1222 | 0.1378 | 0.1528 | 0.1681 | 0.1834 | 0.1982 | 0.2126 | 0.2257 | 0.2388 | 0.251 | 0.2627 | 0.2733 | 0.2837 | 0.294 | 0.3044 | 0.3139 | 0.3231 | 0.3314 | 0.3395 | 0.3471 | 0.354 | 0.3606 | 0.3665 | 0.372 | 0.377 | 0.3816 | 0.3857 | 0.3882
Northwest | University | Minimum | October | Refrigeration | LDCEU/TDEF | Electric Load with Losses, Incl. Cogeneration | MW | 0 | 0 | 0 | 0 | 0 | 0 | 0 | 0 | 0 | 0 | 0 | 0 | -0.025 | -0.0603 | -0.0971 | -0.1396 | -0.157 | -0.7995 | -1.3638 | -1.9729 | -2.7466 | -3.3026 | -3.9568 | -4.514 | -5.4039 | -6.2352 | -6.7661 | -7.2533 | -7.7003 | -8.1116 | -8.4875 | -8.8399 | -9.1624 | -9.4632 | -9.7419 | -9.9975 | -10.2316 | -10.4401 | -10.6356 | -10.8112 | -10.9719 | -11.1132 | -11.2444 | -11.3697 | -11.4897 | -11.5979 | -11.6999 | -11.7891 | -11.876 | -11.957 | -12.0301 | -12.0991 | -12.1623 | -12.2208 | -12.2753 | -12.326 | -12.3733 | -12.399
Northwest | University | Minimum | October | Lighting | LDCEU/TDEF | Electric Load with Losses, Incl. Cogeneration | MW | 0 | -0.0387 | -0.1867 | -0.2864 | -0.395 | -0.4695 | -0.6547 | -0.7765 | -1.7444 | -2.8352 | -3.6405 | -4.392 | -5.1071 | -6.1492 | -6.5999 | -6.3754 | -6.8604 | -4.8332 | -4.283 | -4.4114 | -4.0908 | -3.7126 | -3.4767 | -3.4449 | -3.2544 | -3.0893 | -2.9253 | -2.7817 | -2.6477 | -2.5228 | -2.4058 | -2.2971 | -2.1951 | -2.1 | -2.0108 | -1.927 | -1.8483 | -1.7739 | -1.704 | -1.6378 | -1.5752 | -1.5158 | -1.4595 | -1.4062 | -1.3558 | -1.3076 | -1.2617 | -1.2176 | -1.1756 | -1.1353 | -1.0963 | -1.0589 | -1.0227 | -0.9878 | -0.9539 | -0.9209 | -0.8889 | -0.8573
Northwest | University | Minimum | October | Air Conditioning | LDCEU/TDEF | Electric Load with Losses, Incl. Cogeneration | MW | 0.0083 | 0.0856 | 0.1321 | 0.2045 | 0.2709 | 0.3796 | 0.3343 | 0.4084 | 0.467 | 0.5765 | 0.7237 | 0.6689 | 0.6207 | 0.6277 | 0.667 | 0.6869 | 0.6577 | 0.662 | 0.6835 | 0.4682 | 0.219 | -0.0014 | -0.2063 | -0.3915 | -0.569 | -0.9239 | -1.1987 | -1.45 | -1.6802 | -1.8915 | -2.362 | -2.8014 | -3.2072 | -3.5863 | -3.9216 | -4.1238 | -4.3027 | -4.4558 | -4.5931 | -4.7101 | -4.8109 | -4.8942 | -4.9655 | -5.028 | -5.0832 | -5.1269 | -5.1627 | -5.1884 | -5.2094 | -5.2238 | -5.232 | -5.2355 | -5.2337 | -5.228 | -5.2183 | -5.2049 | -5.1888 | -5.1605
Northwest | University | Minimum | October | Other Non-Substitutables | LDCEU/TDEF | Electric Load with Losses, Incl. Cogeneration | MW | 0 | 0 | 0 | 0 | 0 | 0 | 0 | 0 | 0 | 0 | 0 | 0 | -0.5331 | -1.0189 | -1.56 | -2.1455 | -2.2557 | -2.5611 | -2.9309 | -2.2917 | -1.9651 | -1.6422 | -1.4066 | -1.1673 | -1.0004 | -0.8494 | -0.7184 | -0.6044 | -0.5083 | -0.4274 | -0.3592 | -0.3018 | -0.2536 | -0.213 | -0.1789 | -0.1501 | -0.1261 | -0.1058 | -0.0888 | -0.0745 | -0.0625 | -0.0524 | -0.044 | -0.0369 | -0.0309 | -0.026 | -0.0217 | -0.0182 | -0.0153 | -0.0128 | -0.0108 | -0.009 | -0.0075 | -0.0063 | -0.0053 | -0.0045 | -0.0037 | -0.0031
Northwest | University | Minimum | November | Space Heating | LDCEU/TDEF | Electric Load with Losses, Incl. Cogeneration | MW | -0.0653 | -0.0476 | -0.0331 | -0.0268 | -0.0144 | -0.0097 | 0.0066 | 0.0348 | 0.0314 | 0.0451 | 0.0449 | 0.046 | 0.0506 | 0.0367 | 0.0282 | 0.0274 | 0.0324 | 0.0218 | 0.0229 | 0.0219 | 0.0242 | 0.0253 | 0.0173 | 0.0113 | -0.0104 | -0.0384 | -0.0476 | -0.0578 | -0.068 | -0.0776 | -0.088 | -0.0992 | -0.1108 | -0.1229 | -0.1356 | -0.1471 | -0.159 | -0.1709 | -0.1819 | -0.1934 | -0.2054 | -0.2161 | -0.2273 | -0.2388 | -0.2495 | -0.2604 | -0.2717 | -0.2817 | -0.2919 | -0.3022 | -0.3113 | -0.3202 | -0.3289 | -0.3366 | -0.3442 | -0.352 | -0.3587 | -0.3646
Northwest | University | Minimum | November | Water Heating | LDCEU/TDEF | Electric Load with Losses, Incl. Cogeneration | MW | 0 | 0 | 0 | 0 | 0 | 0 | 0 | 0 | 0 | 0 | 0 | 0 | 0 | 0 | 0 | 0 | 0 | 0 | 0 | 0 | 0 | 0 | -0.2022 | -0.2698 | -0.435 | -0.538 | -0.6176 | -0.688 | -0.7493 | -0.8012 | -0.8463 | -0.8851 | -0.9177 | -0.9449 | -0.9668 | -0.9821 | -0.9933 | -1.0014 | -1.0038 | -1.0041 | -1.0023 | -0.9966 | -0.9891 | -0.9798 | -0.9669 | -0.9533 | -0.9386 | -0.9214 | -0.9031 | -0.8842 | -0.8627 | -0.8405 | -0.818 | -0.7932 | -0.7687 | -0.7443 | -0.7181 | -0.6929
Northwest | University | Minimum | November | Other Substitutables | LDCEU/TDEF | Electric Load with Losses, Incl. Cogeneration | MW | 0 | 0 | 0 | 0 | 0 | 0 | 0 | 0 | 0 | 0 | 0 | 0 | -0.0007 | -0.0025 | -0.0034 | -0.004 | -0.0039 | -0.011 | -0.0127 | -0.0139 | -0.0154 | -0.0182 | -0.022 | -0.0224 | 0.0161 | 0.052 | 0.0695 | 0.0868 | 0.104 | 0.121 | 0.1377 | 0.1553 | 0.1724 | 0.19 | 0.2076 | 0.2246 | 0.2411 | 0.2559 | 0.271 | 0.285 | 0.2983 | 0.3104 | 0.3221 | 0.3341 | 0.3459 | 0.357 | 0.3676 | 0.3771 | 0.3865 | 0.3952 | 0.4034 | 0.4109 | 0.418 | 0.4244 | 0.4302 | 0.4356 | 0.4405 | 0.4433
Northwest | University | Minimum | November | Refrigeration | LDCEU/TDEF | Electric Load with Losses, Incl. Cogeneration | MW | 0 | 0 | 0 | 0 | 0 | 0 | 0 | 0 | 0 | 0 | 0 | 0 | -0.0254 | -0.0612 | -0.0988 | -0.1419 | -0.16 | -0.8149 | -1.3882 | -2.004 | -2.789 | -3.348 | -4.008 | -4.567 | -5.4667 | -6.3023 | -6.8391 | -7.3318 | -7.7838 | -8.2001 | -8.5803 | -8.9384 | -9.2659 | -9.5727 | -9.8575 | -10.1189 | -10.3589 | -10.5713 | -10.7716 | -10.9509 | -11.1153 | -11.2589 | -11.3926 | -11.5216 | -11.6461 | -11.7582 | -11.8644 | -11.957 | -12.048 | -12.133 | -12.2099 | -12.2828 | -12.3498 | -12.4121 | -12.4704 | -12.525 | -12.5762 | -12.6023
Northwest | University | Minimum | November | Lighting | LDCEU/TDEF | Electric Load with Losses, Incl. Cogeneration | MW | 0 | -0.0378 | -0.1837 | -0.2822 | -0.3894 | -0.4629 | -0.6456 | -0.7658 | -1.7154 | -2.7863 | -3.5761 | -4.3136 | -5.0154 | -6.0349 | -6.4791 | -6.2654 | -6.73 | -4.7497 | -4.2101 | -4.3342 | -4.0209 | -3.6509 | -3.4209 | -3.3897 | -3.2039 | -3.0428 | -2.8828 | -2.7429 | -2.6122 | -2.4903 | -2.3763 | -2.2702 | -2.1707 | -2.0778 | -1.9907 | -1.909 | -1.832 | -1.7591 | -1.6907 | -1.626 | -1.5646 | -1.5062 | -1.4509 | -1.3986 | -1.349 | -1.3016 | -1.2565 | -1.2131 | -1.1716 | -1.1319 | -1.0935 | -1.0566 | -1.0208 | -0.9862 | -0.9526 | -0.92 | -0.8883 | -0.8568
Northwest | University | Minimum | November | Air Conditioning | LDCEU/TDEF | Electric Load with Losses, Incl. Cogeneration | MW | 0.0054 | 0.0542 | 0.0822 | 0.1273 | 0.1676 | 0.2332 | 0.207 | 0.2539 | 0.2895 | 0.3562 | 0.4409 | 0.4067 | 0.3789 | 0.3858 | 0.4093 | 0.4159 | 0.4003 | 0.3978 | 0.413 | 0.2856 | 0.1354 | 0.0027 | -0.1198 | -0.2328 | -0.3396 | -0.5528 | -0.7186 | -0.8702 | -1.009 | -1.1366 | -1.4203 | -1.6859 | -1.9313 | -2.1608 | -2.3641 | -2.4874 | -2.5966 | -2.6897 | -2.7735 | -2.8449 | -2.9064 | -2.9571 | -3.0006 | -3.0392 | -3.0736 | -3.101 | -3.1238 | -3.1401 | -3.1538 | -3.1636 | -3.1697 | -3.1728 | -3.1728 | -3.1704 | -3.1656 | -3.1585 | -3.1498 | -3.1329
Northwest | University | Minimum | November | Other Non-Substitutables | LDCEU/TDEF | Electric Load with Losses, Incl. Cogeneration | MW | 0 | 0 | 0 | 0 | 0 | 0 | 0 | 0 | 0 | 0 | 0 | 0 | -0.5044 | -0.9636 | -1.4742 | -2.0255 | -2.1359 | -2.4266 | -2.7655 | -2.1592 | -1.8511 | -1.545 | -1.3218 | -1.0956 | -0.9384 | -0.7967 | -0.6739 | -0.5669 | -0.4767 | -0.4009 | -0.337 | -0.2832 | -0.2379 | -0.1998 | -0.1679 | -0.1409 | -0.1183 | -0.0993 | -0.0833 | -0.0699 | -0.0586 | -0.0492 | -0.0412 | -0.0346 | -0.029 | -0.0243 | -0.0203 | -0.0171 | -0.0143 | -0.0121 | -0.0101 | -0.0084 | -0.0071 | -0.0059 | -0.005 | -0.0042 | -0.0034 | -0.0029
Northwest | University | Minimum | December | Space Heating | LDCEU/TDEF | Electric Load with Losses, Incl. Cogeneration | MW | -0.1388 | -0.0981 | -0.0833 | -0.0681 | -0.0396 | -0.029 | 0.0071 | 0.0572 | 0.0623 | 0.0901 | 0.0797 | 0.0869 | 0.1001 | 0.0809 | 0.0594 | 0.0666 | 0.0723 | 0.0458 | 0.0498 | 0.046 | 0.0518 | 0.0478 | 0.0231 | 0.0258 | -0.036 | -0.1036 | -0.1257 | -0.1502 | -0.1748 | -0.1981 | -0.2227 | -0.2499 | -0.2777 | -0.3069 | -0.3371 | -0.3648 | -0.3934 | -0.4219 | -0.4483 | -0.4756 | -0.5041 | -0.5296 | -0.5561 | -0.5835 | -0.6092 | -0.6352 | -0.662 | -0.6858 | -0.7102 | -0.7348 | -0.7563 | -0.7775 | -0.7983 | -0.8165 | -0.835 | -0.8533 | -0.8695 | -0.8831
Northwest | University | Minimum | December | Water Heating | LDCEU/TDEF | Electric Load with Losses, Incl. Cogeneration | MW | 0 | 0 | 0 | 0 | 0 | 0 | 0 | 0 | 0 | 0 | 0 | 0 | 0 | 0 | 0 | 0 | 0 | 0 | 0 | 0 | 0 | 0 | -0.2205 | -0.4455 | -0.5336 | -0.6597 | -0.7574 | -0.8439 | -0.9192 | -0.9827 | -1.038 | -1.0855 | -1.1255 | -1.1586 | -1.1855 | -1.2041 | -1.2177 | -1.2275 | -1.2303 | -1.2304 | -1.2281 | -1.221 | -1.2116 | -1.1999 | -1.1839 | -1.1669 | -1.1488 | -1.1275 | -1.1048 | -1.0815 | -1.0548 | -1.0273 | -0.9995 | -0.9689 | -0.9385 | -0.9084 | -0.8761 | -0.845
Northwest | University | Minimum | December | Other Substitutables | LDCEU/TDEF | Electric Load with Losses, Incl. Cogeneration | MW | 0 | 0 | 0 | 0 | 0 | 0 | 0 | 0 | 0 | 0 | 0 | 0 | -0.0007 | -0.0026 | -0.0035 | -0.0042 | -0.0041 | -0.0112 | -0.0129 | -0.0142 | -0.0157 | -0.0186 | -0.0225 | -0.0228 | 0.0165 | 0.0531 | 0.071 | 0.0887 | 0.1063 | 0.1237 | 0.1407 | 0.1589 | 0.1764 | 0.1944 | 0.2124 | 0.2298 | 0.2468 | 0.262 | 0.2775 | 0.2918 | 0.3055 | 0.3178 | 0.3299 | 0.3422 | 0.3543 | 0.3656 | 0.3765 | 0.3864 | 0.396 | 0.405 | 0.4133 | 0.4211 | 0.4283 | 0.4349 | 0.441 | 0.4465 | 0.4514 | 0.4543
Northwest | University | Minimum | December | Refrigeration | LDCEU/TDEF | Electric Load with Losses, Incl. Cogeneration | MW | 0 | 0 | 0 | 0 | 0 | 0 | 0 | 0 | 0 | 0 | 0 | 0 | -0.0266 | -0.064 | -0.1032 | -0.1483 | -0.1674 | -0.8516 | -1.4503 | -2.0927 | -2.912 | -3.4957 | -4.1848 | -4.7673 | -5.7067 | -6.5774 | -7.1377 | -7.6518 | -8.1237 | -8.5582 | -8.955 | -9.3291 | -9.6711 | -9.9916 | -10.2893 | -10.5627 | -10.8136 | -11.0356 | -11.2449 | -11.4324 | -11.6043 | -11.7542 | -11.8939 | -12.0289 | -12.1593 | -12.2768 | -12.3881 | -12.4851 | -12.5808 | -12.67 | -12.7509 | -12.8276 | -12.8982 | -12.9637 | -13.0252 | -13.0828 | -13.1367 | -13.1641
Northwest | University | Minimum | December | Lighting | LDCEU/TDEF | Electric Load with Losses, Incl. Cogeneration | MW | 0 | -0.0361 | -0.1763 | -0.271 | -0.374 | -0.4448 | -0.6204 | -0.7359 | -1.6458 | -2.672 | -3.4287 | -4.1354 | -4.8078 | -5.7829 | -6.2094 | -6.0081 | -6.4472 | -4.5542 | -4.0371 | -4.1548 | -3.8552 | -3.5013 | -3.282 | -3.2522 | -3.0743 | -2.92 | -2.7667 | -2.6326 | -2.5076 | -2.3908 | -2.2815 | -2.1798 | -2.0845 | -1.9955 | -1.9122 | -1.8339 | -1.7601 | -1.6903 | -1.6248 | -1.5626 | -1.5038 | -1.4477 | -1.3947 | -1.3445 | -1.297 | -1.2515 | -1.2083 | -1.1666 | -1.1268 | -1.0887 | -1.0518 | -1.0163 | -0.9821 | -0.9488 | -0.9166 | -0.8853 | -0.8548 | -0.8245
Northwest | University | Minimum | December | Air Conditioning | LDCEU/TDEF | Electric Load with Losses, Incl. Cogeneration | MW | 0.0027 | 0.027 | 0.0407 | 0.0632 | 0.0831 | 0.1155 | 0.1027 | 0.126 | 0.1436 | 0.1765 | 0.218 | 0.2011 | 0.1876 | 0.1911 | 0.2027 | 0.2055 | 0.1981 | 0.1964 | 0.2041 | 0.1413 | 0.067 | 0.0013 | -0.0592 | -0.115 | -0.168 | -0.2733 | -0.3553 | -0.4303 | -0.4989 | -0.562 | -0.7024 | -0.8337 | -0.9551 | -1.0687 | -1.1694 | -1.2304 | -1.2844 | -1.3306 | -1.3721 | -1.4075 | -1.4379 | -1.4631 | -1.4846 | -1.5038 | -1.5209 | -1.5345 | -1.5459 | -1.554 | -1.5608 | -1.5658 | -1.5689 | -1.5705 | -1.5706 | -1.5695 | -1.5672 | -1.5638 | -1.5596 | -1.5512
Northwest | University | Minimum | December | Other Non-Substitutables | LDCEU/TDEF | Electric Load with Losses, Incl. Cogeneration | MW | 0 | 0 | 0 | 0 | 0 | 0 | 0 | 0 | 0 | 0 | 0 | 0 | -0.5714 | -1.0925 | -1.6713 | -2.293 | -2.4194 | -2.7476 | -3.1302 | -2.4452 | -2.0958 | -1.7494 | -1.4966 | -1.24 | -1.0621 | -0.9018 | -0.7627 | -0.6416 | -0.5397 | -0.4538 | -0.3814 | -0.3205 | -0.2693 | -0.2262 | -0.1899 | -0.1595 | -0.1339 | -0.1124 | -0.0943 | -0.0791 | -0.0663 | -0.0557 | -0.0467 | -0.0392 | -0.0328 | -0.0275 | -0.0231 | -0.0193 | -0.0162 | -0.0136 | -0.0114 | -0.0096 | -0.008 | -0.0067 | -0.0057 | -0.0047 | -0.0039 | -0.0033
Northwest | Warehouse | Peak | January | Space Heating | LDCEU/TDEF | Electric Load with Losses, Incl. Cogeneration | MW | -0.0848 | -0.078 | -0.1049 | -0.1041 | -0.0908 | -0.0745 | -0.0191 | -0.0049 | 0.0039 | 0.0085 | 0.0151 | 0.0152 | 0.0179 | 0.0191 | 0.0213 | -0.0238 | -0.02 | -0.0184 | -0.0189 | -0.0179 | -0.0182 | -0.0176 | -0.0194 | -0.0648 | -0.1111 | -0.1627 | -0.1848 | -0.2082 | -0.2314 | -0.2523 | -0.2749 | -0.2982 | -0.3221 | -0.3447 | -0.3684 | -0.3913 | -0.4134 | -0.4368 | -0.4593 | -0.4821 | -0.505 | -0.5265 | -0.5489 | -0.5713 | -0.5934 | -0.6147 | -0.6361 | -0.6564 | -0.6763 | -0.6962 | -0.7145 | -0.7324 | -0.7498 | -0.7659 | -0.7819 | -0.7975 | -0.8121 | -0.826
Northwest | Warehouse | Peak | January | Water Heating | LDCEU/TDEF | Electric Load with Losses, Incl. Cogeneration | MW | 0 | 0 | 0 | 0 | 0 | 0 | 0 | 0 | 0 | 0 | 0 | 0 | 0 | 0 | 0 | 0 | 0 | 0 | 0 | 0 | 0 | 0 | -0.0612 | -0.129 | -0.1729 | -0.2125 | -0.2418 | -0.2683 | -0.291 | -0.3094 | -0.3258 | -0.3397 | -0.3508 | -0.3597 | -0.3671 | -0.3717 | -0.3744 | -0.3759 | -0.3751 | -0.3735 | -0.371 | -0.3671 | -0.3627 | -0.3578 | -0.3517 | -0.345 | -0.3382 | -0.3301 | -0.3217 | -0.3133 | -0.3036 | -0.2937 | -0.2837 | -0.2727 | -0.2619 | -0.2512 | -0.2398 | -0.2284
Northwest | Warehouse | Peak | January | Other Substitutables | LDCEU/TDEF | Electric Load with Losses, Incl. Cogeneration | MW | 0 | 0 | 0 | 0 | 0 | 0 | 0 | 0 | 0 | 0 | 0 | 0 | 0 | 0 | 0 | 0 | 0 | 0 | 0 | 0 | 0 | 0 | 0 | 0 | 0 | 0 | 0 | 0 | 0 | 0 | 0 | 0 | 0 | 0 | 0 | 0 | 0 | 0 | 0 | 0 | 0 | 0 | 0 | 0 | 0 | 0 | 0 | 0 | 0 | 0 | 0 | 0 | 0 | 0 | 0 | 0 | 0 | 0
Northwest | Warehouse | Peak | January | Refrigeration | LDCEU/TDEF | Electric Load with Losses, Incl. Cogeneration | MW | 0 | 0 | 0 | 0 | 0 | 0 | 0 | 0 | 0 | 0 | 0 | 0 | 0 | 0 | 0 | 0 | 0 | -0.0089 | -0.0207 | -0.0306 | -0.0484 | -0.0652 | -0.0893 | -0.1111 | -0.1492 | -0.1677 | -0.1823 | -0.1957 | -0.2091 | -0.2215 | -0.232 | -0.2417 | -0.2506 | -0.2589 | -0.2664 | -0.2734 | -0.2796 | -0.2869 | -0.2936 | -0.2996 | -0.305 | -0.3092 | -0.3132 | -0.3167 | -0.3201 | -0.3235 | -0.3262 | -0.3294 | -0.3317 | -0.3337 | -0.3356 | -0.3374 | -0.339 | -0.3405 | -0.3418 | -0.3431 | -0.3443 | -0.3454
Northwest | Warehouse | Peak | January | Lighting | LDCEU/TDEF | Electric Load with Losses, Incl. Cogeneration | MW | 0 | -0.4794 | -1.9265 | -4.0007 | -6.0868 | -7.6043 | -10.5596 | -12.7932 | -22.5298 | -31.9638 | -37.2487 | -42.0401 | -47.2454 | -52.7792 | -50.7643 | -53.5877 | -50.4444 | -36.9881 | -36.3672 | -35.7588 | -34.8675 | -32.8731 | -32.2244 | -32.97 | -31.226 | -29.7205 | -28.1977 | -26.8698 | -25.6279 | -24.4433 | -23.3507 | -22.3262 | -21.3684 | -20.4546 | -19.606 | -18.8093 | -18.0482 | -17.34 | -16.6742 | -16.0442 | -15.4462 | -14.8771 | -14.3453 | -13.8395 | -13.3666 | -12.9088 | -12.4723 | -12.0544 | -11.652 | -11.2678 | -10.8956 | -10.5364 | -10.1892 | -9.853 | -9.5266 | -9.2096 | -8.9007 | -8.5986
Northwest | Warehouse | Peak | January | Air Conditioning | LDCEU/TDEF | Electric Load with Losses, Incl. Cogeneration | MW | -0.0013 | 0.062 | 0.1526 | 0.2334 | 0.3058 | 0.3629 | 0.4507 | 0.5215 | 0.5644 | 0.6265 | 0.6199 | 0.6498 | 0.6823 | 0.7139 | 0.7214 | 0.6964 | 0.7647 | 0.6874 | 0.7087 | 0.6154 | 0.4753 | 0.307 | 0.136 | -0.0474 | -0.2385 | -0.609 | -0.8928 | -1.1547 | -1.3963 | -1.6135 | -2.1088 | -2.5692 | -3.0001 | -3.393 | -3.7647 | -4.1135 | -4.4328 | -4.7379 | -5.0263 | -5.2963 | -5.5485 | -5.7849 | -6.0134 | -6.2292 | -6.4413 | -6.6378 | -6.8252 | -7.0056 | -7.1764 | -7.3423 | -7.501 | -7.654 | -7.8019 | -7.9463 | -8.0861 | -8.2217 | -8.3554 | -8.4844
Northwest | Warehouse | Peak | January | Other Non-Substitutables | LDCEU/TDEF | Electric Load with Losses, Incl. Cogeneration | MW | 0 | 0 | 0 | 0 | 0 | 0 | 0 | 0 | 0 | 0 | 0 | 0 | -0.9617 | -1.8786 | -2.8054 | -3.6355 | -3.8687 | -4.2916 | -5.1478 | -5.3261 | -6.0054 | -6.4354 | -6.7935 | -7.3026 | -7.7962 | -8.1865 | -8.3124 | -8.3997 | -8.4491 | -8.4463 | -8.4293 | -8.3851 | -8.3197 | -8.2277 | -8.13 | -8.0205 | -7.8913 | -7.7619 | -7.627 | -7.4845 | -7.3346 | -7.1776 | -7.0239 | -6.8662 | -6.7132 | -6.5516 | -6.3883 | -6.2234 | -6.0552 | -5.8877 | -5.7169 | -5.5452 | -5.3726 | -5.1992 | -5.0251 | -4.8505 | -4.6754 | -4.4993
Northwest | Warehouse | Peak | February | Space Heating | LDCEU/TDEF | Electric Load with Losses, Incl. Cogeneration | MW | -1.1787 | -1.1985 | -1.4235 | -1.5005 | -1.283 | -1.0584 | -0.3418 | -0.0977 | -0.0126 | 0.0719 | 0.14 | 0.1776 | 0.2014 | 0.2132 | 0.2667 | -0.3123 | -0.2654 | -0.2413 | -0.2458 | -0.2318 | -0.2354 | -0.2225 | -0.2491 | -0.8682 | -1.4859 | -2.1889 | -2.4872 | -2.805 | -3.1227 | -3.4058 | -3.7155 | -4.0319 | -4.3559 | -4.6616 | -4.985 | -5.2966 | -5.596 | -5.9125 | -6.2183 | -6.527 | -6.8369 | -7.1283 | -7.4332 | -7.7372 | -8.0397 | -8.3305 | -8.6218 | -8.8984 | -9.1681 | -9.44 | -9.6888 | -9.932 | -10.1696 | -10.3894 | -10.6064 | -10.8199 | -11.0173 | -11.2069
Northwest | Warehouse | Peak | February | Water Heating | LDCEU/TDEF | Electric Load with Losses, Incl. Cogeneration | MW | 0 | 0 | 0 | 0 | 0 | 0 | 0 | 0 | 0 | 0 | 0 | 0 | 0 | 0 | 0 | 0 | 0 | 0 | 0 | 0 | 0 | 0 | -0.0676 | -0.1387 | -0.208 | -0.2558 | -0.291 | -0.3228 | -0.3501 | -0.3721 | -0.3919 | -0.4087 | -0.422 | -0.4328 | -0.4416 | -0.4472 | -0.4506 | -0.4522 | -0.4514 | -0.4494 | -0.4466 | -0.4418 | -0.4366 | -0.4307 | -0.4234 | -0.4155 | -0.4073 | -0.3976 | -0.3875 | -0.3774 | -0.3658 | -0.3539 | -0.342 | -0.3288 | -0.3158 | -0.303 | -0.2892 | -0.2757
Northwest | Warehouse | Peak | February | Other Substitutables | LDCEU/TDEF | Electric Load with Losses, Incl. Cogeneration | MW | 0 | 0 | 0 | 0 | 0 | 0 | 0 | 0 | 0 | 0 | 0 | 0 | 0 | 0 | 0 | 0 | 0 | 0 | 0 | 0 | 0 | 0 | 0 | 0 | 0 | 0 | 0 | 0 | 0 | 0 | 0 | 0 | 0 | 0 | 0 | 0 | 0 | 0 | 0 | 0 | 0 | 0 | 0 | 0 | 0 | 0 | 0 | 0 | 0 | 0 | 0 | 0 | 0 | 0 | 0 | 0 | 0 | 0
Northwest | Warehouse | Peak | February | Refrigeration | LDCEU/TDEF | Electric Load with Losses, Incl. Cogeneration | MW | 0 | 0 | 0 | 0 | 0 | 0 | 0 | 0 | 0 | 0 | 0 | 0 | 0 | 0 | 0 | 0 | 0 | -0.0076 | -0.0177 | -0.0263 | -0.0415 | -0.0559 | -0.0766 | -0.0953 | -0.128 | -0.1438 | -0.1564 | -0.1678 | -0.1793 | -0.1899 | -0.199 | -0.2073 | -0.215 | -0.2221 | -0.2285 | -0.2345 | -0.2399 | -0.2461 | -0.2518 | -0.257 | -0.2616 | -0.2652 | -0.2687 | -0.2717 | -0.2746 | -0.2775 | -0.2798 | -0.2825 | -0.2845 | -0.2863 | -0.2879 | -0.2894 | -0.2907 | -0.2921 | -0.2932 | -0.2943 | -0.2953 | -0.2963
Northwest | Warehouse | Peak | February | Lighting | LDCEU/TDEF | Electric Load with Losses, Incl. Cogeneration | MW | 0 | -0.6215 | -2.5499 | -5.3074 | -8.0944 | -10.1163 | -14.0426 | -17.0254 | -29.932 | -42.4623 | -49.4187 | -55.758 | -62.6499 | -70.1293 | -67.2502 | -70.8697 | -66.9792 | -48.813 | -47.9799 | -47.2461 | -46.0282 | -43.3729 | -42.4887 | -43.4024 | -41.1131 | -39.1373 | -37.1373 | -35.395 | -33.7657 | -32.2109 | -30.7772 | -29.4323 | -28.1743 | -26.974 | -25.8598 | -24.8131 | -23.8132 | -22.8826 | -22.0077 | -21.1797 | -20.3933 | -19.6448 | -18.9454 | -18.28 | -17.6583 | -17.0559 | -16.4814 | -15.9312 | -15.4014 | -14.8955 | -14.4051 | -13.9318 | -13.4743 | -13.031 | -12.6007 | -12.1825 | -11.7753 | -11.3767
Northwest | Warehouse | Peak | February | Air Conditioning | LDCEU/TDEF | Electric Load with Losses, Incl. Cogeneration | MW | -0.0003 | 0.0136 | 0.0335 | 0.0512 | 0.0671 | 0.0796 | 0.0989 | 0.1145 | 0.1238 | 0.1375 | 0.1359 | 0.1424 | 0.1496 | 0.1562 | 0.1581 | 0.1532 | 0.1674 | 0.1512 | 0.1557 | 0.1349 | 0.1046 | 0.068 | 0.0309 | -0.0089 | -0.0504 | -0.1308 | -0.1924 | -0.2493 | -0.3017 | -0.3489 | -0.4564 | -0.5564 | -0.6499 | -0.7352 | -0.8159 | -0.8915 | -0.9609 | -1.0271 | -1.0897 | -1.1483 | -1.2031 | -1.2543 | -1.304 | -1.3508 | -1.3969 | -1.4395 | -1.4801 | -1.5193 | -1.5564 | -1.5924 | -1.6269 | -1.6601 | -1.6922 | -1.7236 | -1.7539 | -1.7834 | -1.8124 | -1.8404
Northwest | Warehouse | Peak | February | Other Non-Substitutables | LDCEU/TDEF | Electric Load with Losses, Incl. Cogeneration | MW | 0 | 0 | 0 | 0 | 0 | 0 | 0 | 0 | 0 | 0 | 0 | 0 | -0.9657 | -1.888 | -2.8199 | -3.6516 | -3.8881 | -4.3059 | -5.1648 | -5.3426 | -6.0209 | -6.4508 | -6.8065 | -7.314 | -7.8089 | -8.1988 | -8.3245 | -8.4119 | -8.4615 | -8.4588 | -8.4421 | -8.3978 | -8.332 | -8.2397 | -8.1418 | -8.0323 | -7.9027 | -7.7732 | -7.6383 | -7.4955 | -7.3455 | -7.1881 | -7.0342 | -6.8764 | -6.7234 | -6.5616 | -6.3981 | -6.233 | -6.0647 | -5.8969 | -5.726 | -5.5542 | -5.3813 | -5.2078 | -5.0336 | -4.8587 | -4.6835 | -4.5072
Northwest | Warehouse | Peak | March | Space Heating | LDCEU/TDEF | Electric Load with Losses, Incl. Cogeneration | MW | -0.7961 | -0.8224 | -1.175 | -1.1046 | -0.9915 | -0.8395 | -0.3404 | -0.1573 | -0.0451 | -0.026 | 0.0675 | 0.1022 | 0.1215 | 0.1198 | 0.1683 | -0.2201 | -0.1829 | -0.1625 | -0.1625 | -0.1504 | -0.153 | -0.1443 | -0.1598 | -0.5741 | -1.0149 | -1.5255 | -1.7375 | -1.9673 | -2.197 | -2.4 | -2.6257 | -2.8535 | -3.0838 | -3.3023 | -3.5354 | -3.7602 | -3.9744 | -4.2 | -4.4193 | -4.64 | -4.8612 | -5.0694 | -5.2891 | -5.5081 | -5.7282 | -5.9376 | -6.1479 | -6.3471 | -6.5414 | -6.7378 | -6.9173 | -7.0927 | -7.2639 | -7.4226 | -7.5791 | -7.7331 | -7.8756 | -8.0126
Northwest | Warehouse | Peak | March | Water Heating | LDCEU/TDEF | Electric Load with Losses, Incl. Cogeneration | MW | 0 | 0 | 0 | 0 | 0 | 0 | 0 | 0 | 0 | 0 | 0 | 0 | 0 | 0 | 0 | 0 | 0 | 0 | 0 | 0 | 0 | 0 | -0.0589 | -0.1305 | -0.1771 | -0.2178 | -0.2478 | -0.275 | -0.2983 | -0.3171 | -0.3341 | -0.3484 | -0.3598 | -0.3691 | -0.3768 | -0.3816 | -0.3846 | -0.3861 | -0.3855 | -0.3839 | -0.3816 | -0.3776 | -0.3733 | -0.3684 | -0.3623 | -0.3556 | -0.3488 | -0.3406 | -0.3322 | -0.3237 | -0.3139 | -0.3039 | -0.2938 | -0.2827 | -0.2718 | -0.261 | -0.2494 | -0.2379
Northwest | Warehouse | Peak | March | Other Substitutables | LDCEU/TDEF | Electric Load with Losses, Incl. Cogeneration | MW | 0 | 0 | 0 | 0 | 0 | 0 | 0 | 0 | 0 | 0 | 0 | 0 | 0 | 0 | 0 | 0 | 0 | 0 | 0 | 0 | 0 | 0 | 0 | 0 | 0 | 0 | 0 | 0 | 0 | 0 | 0 | 0 | 0 | 0 | 0 | 0 | 0 | 0 | 0 | 0 | 0 | 0 | 0 | 0 | 0 | 0 | 0 | 0 | 0 | 0 | 0 | 0 | 0 | 0 | 0 | 0 | 0 | 0
Northwest | Warehouse | Peak | March | Refrigeration | LDCEU/TDEF | Electric Load with Losses, Incl. Cogeneration | MW | 0 | 0 | 0 | 0 | 0 | 0 | 0 | 0 | 0 | 0 | 0 | 0 | 0 | 0 | 0 | 0 | 0 | -0.0076 | -0.0176 | -0.026 | -0.0411 | -0.0554 | -0.0759 | -0.0944 | -0.1269 | -0.1426 | -0.1549 | -0.1664 | -0.1778 | -0.1882 | -0.1973 | -0.2055 | -0.2131 | -0.22 | -0.2265 | -0.2323 | -0.2377 | -0.2439 | -0.2497 | -0.2547 | -0.2593 | -0.2629 | -0.2663 | -0.2692 | -0.2722 | -0.2751 | -0.2773 | -0.2801 | -0.2819 | -0.2837 | -0.2854 | -0.2869 | -0.2882 | -0.2895 | -0.2906 | -0.2917 | -0.2927 | -0.2937
Northwest | Warehouse | Peak | March | Lighting | LDCEU/TDEF | Electric Load with Losses, Incl. Cogeneration | MW | 0 | -0.6357 | -2.6234 | -5.464 | -8.3387 | -10.4228 | -14.4666 | -17.5445 | -30.8289 | -43.7342 | -50.8752 | -57.3953 | -64.4836 | -72.2252 | -69.2024 | -72.891 | -68.9658 | -50.1744 | -49.3144 | -48.5797 | -47.3166 | -44.5788 | -43.6499 | -44.5607 | -42.2136 | -40.1868 | -38.1347 | -36.3474 | -34.6761 | -33.0812 | -31.6105 | -30.2306 | -28.9396 | -27.708 | -26.5647 | -25.4907 | -24.4643 | -23.5093 | -22.6114 | -21.7615 | -20.9544 | -20.186 | -19.4679 | -18.7849 | -18.1467 | -17.5281 | -16.9383 | -16.3734 | -15.8293 | -15.3096 | -14.8059 | -14.3197 | -13.8497 | -13.3944 | -12.9523 | -12.5226 | -12.104 | -11.6945
Northwest | Warehouse | Peak | March | Air Conditioning | LDCEU/TDEF | Electric Load with Losses, Incl. Cogeneration | MW | -0.0008 | 0.0388 | 0.0956 | 0.1462 | 0.1917 | 0.2274 | 0.2825 | 0.3268 | 0.3535 | 0.3927 | 0.388 | 0.4066 | 0.427 | 0.4458 | 0.4513 | 0.4375 | 0.4776 | 0.432 | 0.4445 | 0.3854 | 0.2989 | 0.1949 | 0.0891 | -0.0244 | -0.1425 | -0.3714 | -0.5467 | -0.7087 | -0.8581 | -0.9925 | -1.2988 | -1.5834 | -1.8496 | -2.0923 | -2.3222 | -2.5377 | -2.735 | -2.9237 | -3.1019 | -3.2689 | -3.4248 | -3.5708 | -3.7121 | -3.8454 | -3.9767 | -4.0982 | -4.2141 | -4.3256 | -4.4312 | -4.5338 | -4.6318 | -4.7264 | -4.8177 | -4.907 | -4.9933 | -5.0772 | -5.1598 | -5.2396
Northwest | Warehouse | Peak | March | Other Non-Substitutables | LDCEU/TDEF | Electric Load with Losses, Incl. Cogeneration | MW | 0 | 0 | 0 | 0 | 0 | 0 | 0 | 0 | 0 | 0 | 0 | 0 | -0.9697 | -1.8967 | -2.8331 | -3.6653 | -3.9028 | -4.3199 | -5.1831 | -5.3636 | -6.0453 | -6.4751 | -6.8311 | -7.3415 | -7.8395 | -8.2307 | -8.3566 | -8.4442 | -8.4941 | -8.4914 | -8.4745 | -8.4299 | -8.3637 | -8.2709 | -8.1726 | -8.0624 | -7.9324 | -7.8024 | -7.6668 | -7.5234 | -7.3727 | -7.2146 | -7.0602 | -6.9017 | -6.748 | -6.5855 | -6.4214 | -6.2557 | -6.0867 | -5.9182 | -5.7466 | -5.574 | -5.4005 | -5.2262 | -5.0513 | -4.8757 | -4.6998 | -4.5227
Northwest | Warehouse | Peak | April | Space Heating | LDCEU/TDEF | Electric Load with Losses, Incl. Cogeneration | MW | -0.8945 | -0.8796 | -1.2957 | -1.1408 | -1.0688 | -0.9033 | -0.3126 | -0.0627 | -0.0372 | 0.0507 | 0.0889 | 0.1538 | 0.1598 | 0.1753 | 0.2077 | -0.2539 | -0.2088 | -0.1901 | -0.191 | -0.1803 | -0.1822 | -0.1732 | -0.1851 | -0.6675 | -1.1577 | -1.7228 | -1.9607 | -2.2153 | -2.4695 | -2.6954 | -2.9439 | -3.1969 | -3.4551 | -3.6991 | -3.9578 | -4.207 | -4.446 | -4.6981 | -4.9422 | -5.1883 | -5.4354 | -5.6679 | -5.9118 | -6.1549 | -6.3976 | -6.6301 | -6.8633 | -7.0844 | -7.3002 | -7.5178 | -7.7169 | -7.9115 | -8.1015 | -8.2775 | -8.4511 | -8.6221 | -8.78 | -8.9318
Northwest | Warehouse | Peak | April | Water Heating | LDCEU/TDEF | Electric Load with Losses, Incl. Cogeneration | MW | 0 | 0 | 0 | 0 | 0 | 0 | 0 | 0 | 0 | 0 | 0 | 0 | 0 | 0 | 0 | 0 | 0 | 0 | 0 | 0 | 0 | 0 | -0.0564 | -0.0843 | -0.1378 | -0.1697 | -0.1932 | -0.2144 | -0.2325 | -0.2473 | -0.2606 | -0.2718 | -0.2808 | -0.2882 | -0.2942 | -0.2981 | -0.3006 | -0.3018 | -0.3015 | -0.3004 | -0.2988 | -0.2958 | -0.2926 | -0.2889 | -0.2844 | -0.2792 | -0.274 | -0.2678 | -0.2614 | -0.2549 | -0.2474 | -0.2397 | -0.232 | -0.2236 | -0.2152 | -0.2068 | -0.198 | -0.1891
Northwest | Warehouse | Peak | April | Other Substitutables | LDCEU/TDEF | Electric Load with Losses, Incl. Cogeneration | MW | 0 | 0 | 0 | 0 | 0 | 0 | 0 | 0 | 0 | 0 | 0 | 0 | 0 | 0 | 0 | 0 | 0 | 0 | 0 | 0 | 0 | 0 | 0 | 0 | 0 | 0 | 0 | 0 | 0 | 0 | 0 | 0 | 0 | 0 | 0 | 0 | 0 | 0 | 0 | 0 | 0 | 0 | 0 | 0 | 0 | 0 | 0 | 0 | 0 | 0 | 0 | 0 | 0 | 0 | 0 | 0 | 0 | 0
Northwest | Warehouse | Peak | April | Refrigeration | LDCEU/TDEF | Electric Load with Losses, Incl. Cogeneration | MW | 0 | 0 | 0 | 0 | 0 | 0 | 0 | 0 | 0 | 0 | 0 | 0 | 0 | 0 | 0 | 0 | 0 | -0.0071 | -0.0162 | -0.0241 | -0.038 | -0.0513 | -0.0703 | -0.0874 | -0.1174 | -0.132 | -0.1434 | -0.154 | -0.1646 | -0.1742 | -0.1825 | -0.1902 | -0.1972 | -0.2037 | -0.2096 | -0.2151 | -0.22 | -0.2258 | -0.231 | -0.2358 | -0.24 | -0.2433 | -0.2465 | -0.2492 | -0.2519 | -0.2546 | -0.2567 | -0.2592 | -0.261 | -0.2626 | -0.2641 | -0.2654 | -0.2667 | -0.2679 | -0.269 | -0.27 | -0.271 | -0.2718
Northwest | Warehouse | Peak | April | Lighting | LDCEU/TDEF | Electric Load with Losses, Incl. Cogeneration | MW | 0 | -0.597 | -2.4711 | -5.1483 | -7.8596 | -9.8244 | -13.6353 | -16.5078 | -28.9993 | -41.1302 | -47.8771 | -54.0212 | -60.6978 | -68.0189 | -65.1454 | -68.5982 | -64.9411 | -47.1987 | -46.3841 | -45.7025 | -44.5017 | -41.9159 | -41.0194 | -41.8534 | -39.6385 | -37.729 | -35.7956 | -34.1107 | -32.5351 | -31.0318 | -29.6462 | -28.3463 | -27.1303 | -25.9705 | -24.8941 | -23.8832 | -22.9175 | -22.0186 | -21.1737 | -20.3743 | -19.6152 | -18.8931 | -18.2185 | -17.5768 | -16.9776 | -16.3969 | -15.8434 | -15.3134 | -14.803 | -14.3158 | -13.8436 | -13.388 | -12.9478 | -12.5213 | -12.1073 | -11.705 | -11.3133 | -10.9301
Northwest | Warehouse | Peak | April | Air Conditioning | LDCEU/TDEF | Electric Load with Losses, Incl. Cogeneration | MW | -0.0006 | 0.0267 | 0.0662 | 0.1013 | 0.1329 | 0.1576 | 0.1957 | 0.2263 | 0.2447 | 0.2716 | 0.2686 | 0.2816 | 0.2955 | 0.3088 | 0.3125 | 0.3025 | 0.3303 | 0.2987 | 0.3072 | 0.2662 | 0.2061 | 0.1339 | 0.0607 | -0.0177 | -0.0991 | -0.2575 | -0.3786 | -0.4905 | -0.5937 | -0.6865 | -0.8982 | -1.095 | -1.279 | -1.4468 | -1.6056 | -1.7546 | -1.891 | -2.0213 | -2.1444 | -2.2598 | -2.3674 | -2.4683 | -2.5659 | -2.6581 | -2.7489 | -2.8328 | -2.9129 | -2.9899 | -3.0629 | -3.1338 | -3.2016 | -3.2669 | -3.33 | -3.3917 | -3.4513 | -3.5094 | -3.5663 | -3.6215
Northwest | Warehouse | Peak | April | Other Non-Substitutables | LDCEU/TDEF | Electric Load with Losses, Incl. Cogeneration | MW | 0 | 0 | 0 | 0 | 0 | 0 | 0 | 0 | 0 | 0 | 0 | 0 | -0.9019 | -1.7617 | -2.6338 | -3.4144 | -3.6314 | -4.0271 | -4.8264 | -4.9768 | -5.6052 | -6.0012 | -6.3275 | -6.7981 | -7.2568 | -7.6214 | -7.7384 | -7.8202 | -7.8665 | -7.864 | -7.8489 | -7.8078 | -7.7467 | -7.661 | -7.5703 | -7.4686 | -7.3483 | -7.2278 | -7.1023 | -6.9696 | -6.83 | -6.6838 | -6.5409 | -6.3944 | -6.2525 | -6.1022 | -5.9506 | -5.7972 | -5.6409 | -5.4852 | -5.3265 | -5.1668 | -5.0064 | -4.8451 | -4.6833 | -4.521 | -4.3581 | -4.1944
Northwest | Warehouse | Peak | May | Space Heating | LDCEU/TDEF | Electric Load with Losses, Incl. Cogeneration | MW | -0.5395 | -0.6146 | -0.8491 | -1.0204 | -0.5871 | -0.7636 | -0.3568 | -0.135 | -0.0316 | -0.0477 | 0.0163 | 0.0558 | 0.0823 | 0.0921 | 0.111 | -0.146 | -0.1194 | -0.109 | -0.104 | -0.0955 | -0.0959 | -0.0904 | -0.096 | -0.3105 | -0.6303 | -1.0205 | -1.1772 | -1.3505 | -1.5231 | -1.6737 | -1.8454 | -2.0161 | -2.1864 | -2.3486 | -2.5235 | -2.6925 | -2.8518 | -3.018 | -3.181 | -3.3445 | -3.5081 | -3.6631 | -3.8281 | -3.9928 | -4.1604 | -4.3176 | -4.4765 | -4.626 | -4.7725 | -4.921 | -5.0565 | -5.189 | -5.3183 | -5.4387 | -5.5571 | -5.6736 | -5.7817 | -5.8856
Northwest | Warehouse | Peak | May | Water Heating | LDCEU/TDEF | Electric Load with Losses, Incl. Cogeneration | MW | 0 | 0 | 0 | 0 | 0 | 0 | 0 | 0 | 0 | 0 | 0 | 0 | 0 | 0 | 0 | 0 | 0 | 0 | 0 | 0 | 0 | 0 | -0.0302 | -0.0593 | -0.0854 | -0.1053 | -0.1199 | -0.1331 | -0.1444 | -0.1537 | -0.162 | -0.169 | -0.1746 | -0.1792 | -0.183 | -0.1855 | -0.1871 | -0.1879 | -0.1878 | -0.1871 | -0.1861 | -0.1843 | -0.1823 | -0.1801 | -0.1774 | -0.1742 | -0.171 | -0.1672 | -0.1632 | -0.1592 | -0.1547 | -0.1499 | -0.1451 | -0.1399 | -0.1348 | -0.1297 | -0.1241 | -0.1187
Northwest | Warehouse | Peak | May | Other Substitutables | LDCEU/TDEF | Electric Load with Losses, Incl. Cogeneration | MW | 0 | 0 | 0 | 0 | 0 | 0 | 0 | 0 | 0 | 0 | 0 | 0 | 0 | 0 | 0 | 0 | 0 | 0 | 0 | 0 | 0 | 0 | 0 | 0 | 0 | 0 | 0 | 0 | 0 | 0 | 0 | 0 | 0 | 0 | 0 | 0 | 0 | 0 | 0 | 0 | 0 | 0 | 0 | 0 | 0 | 0 | 0 | 0 | 0 | 0 | 0 | 0 | 0 | 0 | 0 | 0 | 0 | 0
Northwest | Warehouse | Peak | May | Refrigeration | LDCEU/TDEF | Electric Load with Losses, Incl. Cogeneration | MW | 0 | 0 | 0 | 0 | 0 | 0 | 0 | 0 | 0 | 0 | 0 | 0 | 0 | 0 | 0 | 0 | 0 | -0.0048 | -0.0109 | -0.0162 | -0.0256 | -0.0346 | -0.0474 | -0.059 | -0.0792 | -0.089 | -0.0967 | -0.1038 | -0.111 | -0.1176 | -0.1231 | -0.1282 | -0.133 | -0.1374 | -0.1414 | -0.145 | -0.1484 | -0.1522 | -0.1559 | -0.159 | -0.1619 | -0.1641 | -0.1662 | -0.1681 | -0.1699 | -0.1717 | -0.1731 | -0.1748 | -0.176 | -0.1772 | -0.1781 | -0.179 | -0.1799 | -0.1807 | -0.1814 | -0.1821 | -0.1827 | -0.1833
Northwest | Warehouse | Peak | May | Lighting | LDCEU/TDEF | Electric Load with Losses, Incl. Cogeneration | MW | 0 | -0.5376 | -2.1539 | -4.4716 | -6.8007 | -8.4955 | -11.7979 | -14.2264 | -25.0605 | -35.5373 | -41.5158 | -46.8822 | -52.7081 | -58.8888 | -56.6641 | -59.8262 | -56.2893 | -41.2951 | -40.5946 | -39.9092 | -38.9021 | -36.6681 | -35.9396 | -36.7741 | -34.8025 | -33.1083 | -31.3956 | -29.9 | -28.501 | -27.1674 | -25.9385 | -24.7868 | -23.7107 | -22.6847 | -21.7325 | -20.8387 | -19.9859 | -19.1917 | -18.4456 | -17.7403 | -17.0713 | -16.4358 | -15.8421 | -15.278 | -14.751 | -14.241 | -13.7554 | -13.2905 | -12.8435 | -12.4172 | -12.0043 | -11.6064 | -11.222 | -10.8499 | -10.4892 | -10.1388 | -9.7978 | -9.4644
Northwest | Warehouse | Peak | May | Air Conditioning | LDCEU/TDEF | Electric Load with Losses, Incl. Cogeneration | MW | -0.0024 | 0.0731 | 0.1847 | 0.2615 | 0.4038 | 0.4066 | 0.504 | 0.5886 | 0.6895 | 0.6973 | 0.6972 | 0.7632 | 0.8165 | 0.8502 | 0.8227 | 0.7863 | 0.8682 | 0.7658 | 0.789 | 0.6908 | 0.5249 | 0.3515 | 0.1539 | -0.0527 | -0.2713 | -0.6966 | -1.0209 | -1.3207 | -1.5967 | -1.8446 | -2.4121 | -2.9392 | -3.4318 | -3.8811 | -4.3066 | -4.7058 | -5.0709 | -5.4188 | -5.7481 | -6.0562 | -6.3438 | -6.6138 | -6.8753 | -7.1222 | -7.3654 | -7.5899 | -7.8045 | -8.0104 | -8.2057 | -8.3957 | -8.5772 | -8.7521 | -8.9211 | -9.0862 | -9.2459 | -9.401 | -9.5535 | -9.701
Northwest | Warehouse | Peak | May | Other Non-Substitutables | LDCEU/TDEF | Electric Load with Losses, Incl. Cogeneration | MW | 0 | 0 | 0 | 0 | 0 | 0 | 0 | 0 | 0 | 0 | 0 | 0 | -0.7805 | -1.5167 | -2.2696 | -2.964 | -3.1459 | -3.5094 | -4.194 | -4.2971 | -4.8331 | -5.1781 | -5.4607 | -5.8619 | -6.2501 | -6.5685 | -6.6708 | -6.7423 | -6.7823 | -6.7803 | -6.7678 | -6.7332 | -6.6818 | -6.6086 | -6.531 | -6.4439 | -6.3408 | -6.2369 | -6.1288 | -6.0145 | -5.8944 | -5.769 | -5.6463 | -5.5205 | -5.3985 | -5.2692 | -5.139 | -5.007 | -4.8726 | -4.7388 | -4.6025 | -4.4652 | -4.3273 | -4.1887 | -4.0495 | -3.9099 | -3.7699 | -3.629
Northwest | Warehouse | Peak | June | Space Heating | LDCEU/TDEF | Electric Load with Losses, Incl. Cogeneration | MW | -0.0038 | -0.004 | -0.005 | -0.0048 | -0.0043 | -0.0035 | -0.0017 | -0.0002 | -0.0005 | 0.0002 | 0.0005 | 0.0005 | 0.0004 | 0.0007 | 0.0007 | -0.0008 | -0.0006 | -0.0006 | -0.0006 | -0.0005 | -0.0005 | -0.0004 | -0.0006 | -0.0012 | -0.003 | -0.0051 | -0.0059 | -0.0069 | -0.0077 | -0.0086 | -0.0095 | -0.0104 | -0.0113 | -0.0122 | -0.0131 | -0.014 | -0.0148 | -0.0157 | -0.0166 | -0.0175 | -0.0184 | -0.0192 | -0.0201 | -0.0209 | -0.0219 | -0.0227 | -0.0236 | -0.0243 | -0.0252 | -0.0259 | -0.0267 | -0.0274 | -0.0281 | -0.0287 | -0.0294 | -0.03 | -0.0306 | -0.0312
Northwest | Warehouse | Peak | June | Water Heating | LDCEU/TDEF | Electric Load with Losses, Incl. Cogeneration | MW | 0 | 0 | 0 | 0 | 0 | 0 | 0 | 0 | 0 | 0 | 0 | 0 | 0 | 0 | 0 | 0 | 0 | 0 | 0 | 0 | 0 | 0 | -0.0121 | -0.0335 | -0.0474 | -0.0584 | -0.0666 | -0.0739 | -0.0803 | -0.0854 | -0.0901 | -0.094 | -0.0971 | -0.0997 | -0.1019 | -0.1033 | -0.1042 | -0.1048 | -0.1047 | -0.1044 | -0.1039 | -0.1029 | -0.1019 | -0.1007 | -0.0991 | -0.0975 | -0.0956 | -0.0936 | -0.0914 | -0.0892 | -0.0867 | -0.084 | -0.0814 | -0.0785 | -0.0757 | -0.0728 | -0.0698 | -0.0668
Northwest | Warehouse | Peak | June | Other Substitutables | LDCEU/TDEF | Electric Load with Losses, Incl. Cogeneration | MW | 0 | 0 | 0 | 0 | 0 | 0 | 0 | 0 | 0 | 0 | 0 | 0 | 0 | 0 | 0 | 0 | 0 | 0 | 0 | 0 | 0 | 0 | 0 | 0 | 0 | 0 | 0 | 0 | 0 | 0 | 0 | 0 | 0 | 0 | 0 | 0 | 0 | 0 | 0 | 0 | 0 | 0 | 0 | 0 | 0 | 0 | 0 | 0 | 0 | 0 | 0 | 0 | 0 | 0 | 0 | 0 | 0 | 0
Northwest | Warehouse | Peak | June | Refrigeration | LDCEU/TDEF | Electric Load with Losses, Incl. Cogeneration | MW | 0 | 0 | 0 | 0 | 0 | 0 | 0 | 0 | 0 | 0 | 0 | 0 | 0 | 0 | 0 | 0 | 0 | -0.003 | -0.0071 | -0.0104 | -0.0166 | -0.0223 | -0.0306 | -0.0381 | -0.0511 | -0.0574 | -0.0624 | -0.0671 | -0.0716 | -0.0758 | -0.0795 | -0.0828 | -0.0859 | -0.0887 | -0.0912 | -0.0936 | -0.0958 | -0.0983 | -0.1006 | -0.1026 | -0.1044 | -0.1059 | -0.1073 | -0.1085 | -0.1097 | -0.1109 | -0.1117 | -0.1129 | -0.1136 | -0.1143 | -0.1149 | -0.1156 | -0.1161 | -0.1167 | -0.1171 | -0.1176 | -0.118 | -0.1184
Northwest | Warehouse | Peak | June | Lighting | LDCEU/TDEF | Electric Load with Losses, Incl. Cogeneration | MW | 0 | -0.4549 | -1.7477 | -3.6108 | -5.4632 | -6.8192 | -9.4774 | -11.3424 | -20.0545 | -28.4252 | -33.3991 | -37.7664 | -42.4976 | -47.3023 | -45.8044 | -48.5301 | -45.2832 | -33.6351 | -33.075 | -32.4199 | -31.6419 | -29.8458 | -29.2874 | -30.0635 | -28.4157 | -27.0074 | -25.5869 | -24.3419 | -23.1769 | -22.0681 | -21.0467 | -20.0912 | -19.2 | -18.3508 | -17.5628 | -16.824 | -16.1204 | -15.4643 | -14.8489 | -14.268 | -13.7179 | -13.1968 | -12.71 | -12.2482 | -11.817 | -11.4005 | -11.0046 | -10.6257 | -10.2624 | -9.9164 | -9.5818 | -9.2597 | -8.9491 | -8.6488 | -8.358 | -8.0759 | -7.8017 | -7.534
Northwest | Warehouse | Peak | June | Air Conditioning | LDCEU/TDEF | Electric Load with Losses, Incl. Cogeneration | MW | -0.0165 | 0.535 | 1.4232 | 2.1113 | 2.7674 | 3.3015 | 4.0489 | 5.4838 | 4.94 | 6.017 | 6.1995 | 6.2654 | 5.9771 | 7.1937 | 6.6551 | 6.0289 | 7.2234 | 6.0299 | 6.0339 | 5.2061 | 4.2378 | 2.4748 | 1.6189 | -0.4676 | -2.1579 | -5.5701 | -8.15 | -10.5388 | -12.735 | -14.7014 | -19.2364 | -23.4427 | -27.3679 | -30.9455 | -34.3416 | -37.5271 | -40.434 | -43.1929 | -45.8069 | -48.2517 | -50.5333 | -52.6801 | -54.7635 | -56.7325 | -58.6786 | -60.4657 | -62.178 | -63.8136 | -65.3702 | -66.8852 | -68.3306 | -69.723 | -71.0681 | -72.3816 | -73.6521 | -74.8843 | -76.0953 | -77.2669
Northwest | Warehouse | Peak | June | Other Non-Substitutables | LDCEU/TDEF | Electric Load with Losses, Incl. Cogeneration | MW | 0 | 0 | 0 | 0 | 0 | 0 | 0 | 0 | 0 | 0 | 0 | 0 | -0.7222 | -1.3911 | -2.087 | -2.7596 | -2.915 | -3.2881 | -3.9098 | -3.9535 | -4.4359 | -4.7534 | -5.0106 | -5.3721 | -5.7166 | -6.0162 | -6.1124 | -6.1796 | -6.2168 | -6.215 | -6.2045 | -6.1742 | -6.1289 | -6.0628 | -5.9927 | -5.914 | -5.8205 | -5.7251 | -5.6259 | -5.5214 | -5.4117 | -5.2976 | -5.1859 | -5.0715 | -4.9605 | -4.8427 | -4.7241 | -4.6035 | -4.4812 | -4.3593 | -4.2351 | -4.11 | -3.9842 | -3.8578 | -3.7309 | -3.6035 | -3.4757 | -3.347
Northwest | Warehouse | Peak | July | Space Heating | LDCEU/TDEF | Electric Load with Losses, Incl. Cogeneration | MW | -0.0038 | -0.0018 | -0.0025 | -0.0019 | -0.0025 | -0.0015 | -0.001 | -0.0003 | -0.0001 | 0.0005 | 0.0005 | 0.0006 | 0.0005 | 0.0006 | 0.0006 | -0.0005 | -0.0004 | -0.0005 | -0.0004 | -0.0004 | -0.0004 | -0.0004 | -0.0004 | -0.001 | -0.0022 | -0.0036 | -0.0041 | -0.0048 | -0.0054 | -0.0059 | -0.0065 | -0.007 | -0.0077 | -0.0082 | -0.0088 | -0.0094 | -0.01 | -0.0106 | -0.0112 | -0.0118 | -0.0124 | -0.0129 | -0.0135 | -0.014 | -0.0146 | -0.0152 | -0.0158 | -0.0163 | -0.0168 | -0.0174 | -0.0179 | -0.0183 | -0.0188 | -0.0191 | -0.0196 | -0.02 | -0.0204 | -0.0208
Northwest | Warehouse | Peak | July | Water Heating | LDCEU/TDEF | Electric Load with Losses, Incl. Cogeneration | MW | 0 | 0 | 0 | 0 | 0 | 0 | 0 | 0 | 0 | 0 | 0 | 0 | 0 | 0 | 0 | 0 | 0 | 0 | 0 | 0 | 0 | 0 | -0.0081 | -0.0213 | -0.0263 | -0.0324 | -0.037 | -0.041 | -0.0445 | -0.0473 | -0.0499 | -0.0521 | -0.0537 | -0.0552 | -0.0563 | -0.0571 | -0.0575 | -0.0577 | -0.0577 | -0.0574 | -0.0571 | -0.0565 | -0.0559 | -0.0551 | -0.0542 | -0.0532 | -0.0522 | -0.0509 | -0.0497 | -0.0483 | -0.0469 | -0.0454 | -0.0439 | -0.0422 | -0.0405 | -0.0389 | -0.0372 | -0.0354
Northwest | Warehouse | Peak | July | Other Substitutables | LDCEU/TDEF | Electric Load with Losses, Incl. Cogeneration | MW | 0 | 0 | 0 | 0 | 0 | 0 | 0 | 0 | 0 | 0 | 0 | 0 | 0 | 0 | 0 | 0 | 0 | 0 | 0 | 0 | 0 | 0 | 0 | 0 | 0 | 0 | 0 | 0 | 0 | 0 | 0 | 0 | 0 | 0 | 0 | 0 | 0 | 0 | 0 | 0 | 0 | 0 | 0 | 0 | 0 | 0 | 0 | 0 | 0 | 0 | 0 | 0 | 0 | 0 | 0 | 0 | 0 | 0
Northwest | Warehouse | Peak | July | Refrigeration | LDCEU/TDEF | Electric Load with Losses, Incl. Cogeneration | MW | 0 | 0 | 0 | 0 | 0 | 0 | 0 | 0 | 0 | 0 | 0 | 0 | 0 | 0 | 0 | 0 | 0 | -0.0028 | -0.0066 | -0.0098 | -0.0154 | -0.0207 | -0.0284 | -0.0353 | -0.0475 | -0.0534 | -0.058 | -0.0623 | -0.0666 | -0.0704 | -0.0738 | -0.0769 | -0.0797 | -0.0823 | -0.0847 | -0.0869 | -0.089 | -0.0913 | -0.0934 | -0.0953 | -0.097 | -0.0983 | -0.0996 | -0.1007 | -0.1018 | -0.1029 | -0.1037 | -0.1048 | -0.1055 | -0.1061 | -0.1068 | -0.1073 | -0.1078 | -0.1083 | -0.1088 | -0.1092 | -0.1096 | -0.1099
Northwest | Warehouse | Peak | July | Lighting | LDCEU/TDEF | Electric Load with Losses, Incl. Cogeneration | MW | 0 | -0.3767 | -1.367 | -2.8051 | -4.2125 | -5.2517 | -7.3073 | -8.7697 | -15.5914 | -22.1164 | -26.0345 | -29.4516 | -33.153 | -36.6471 | -35.8119 | -38.1438 | -35.1648 | -26.6145 | -26.1988 | -25.5705 | -25.0319 | -23.6614 | -23.3093 | -24.0661 | -22.7538 | -21.6279 | -20.4947 | -19.5007 | -18.5703 | -17.6851 | -16.8684 | -16.1049 | -15.3937 | -14.7153 | -14.0851 | -13.4941 | -12.9316 | -12.4074 | -11.9152 | -11.4505 | -11.0105 | -10.5936 | -10.2034 | -9.8333 | -9.4868 | -9.1527 | -8.8349 | -8.5308 | -8.2391 | -7.961 | -7.6923 | -7.4335 | -7.1838 | -6.9424 | -6.7086 | -6.4816 | -6.2611 | -6.0456
Northwest | Warehouse | Peak | July | Air Conditioning | LDCEU/TDEF | Electric Load with Losses, Incl. Cogeneration | MW | -0.0138 | 0.6947 | 1.8429 | 2.9869 | 3.3073 | 4.403 | 4.9063 | 5.7818 | 6.0146 | 7.4624 | 7.1918 | 7.5766 | 8.0265 | 8.3797 | 9.1915 | 8.2343 | 9.1154 | 8.1749 | 6.9348 | 6.4471 | 5.5823 | 3.5298 | 1.6244 | -0.4668 | -2.205 | -6.1513 | -9.1242 | -11.8864 | -14.4267 | -16.6963 | -21.9553 | -26.8192 | -31.3417 | -35.47 | -39.3984 | -43.0833 | -46.4362 | -49.616 | -52.6326 | -55.4507 | -58.0779 | -60.549 | -62.957 | -65.2322 | -67.4935 | -69.5582 | -71.5393 | -73.4282 | -75.2256 | -76.9784 | -78.6469 | -80.254 | -81.806 | -83.3212 | -84.7865 | -86.2071 | -87.603 | -88.953
Northwest | Warehouse | Peak | July | Other Non-Substitutables | LDCEU/TDEF | Electric Load with Losses, Incl. Cogeneration | MW | 0 | 0 | 0 | 0 | 0 | 0 | 0 | 0 | 0 | 0 | 0 | 0 | -0.5822 | -1.1233 | -1.6794 | -2.2155 | -2.3456 | -2.6433 | -3.1517 | -3.2205 | -3.6245 | -3.8932 | -4.1168 | -4.42 | -4.7058 | -4.949 | -5.0282 | -5.0825 | -5.1124 | -5.1107 | -5.1009 | -5.0755 | -5.0384 | -4.9841 | -4.9259 | -4.8606 | -4.7836 | -4.7054 | -4.6237 | -4.5377 | -4.4475 | -4.3535 | -4.2612 | -4.1666 | -4.0743 | -3.977 | -3.8789 | -3.7794 | -3.6781 | -3.5774 | -3.4747 | -3.3714 | -3.2675 | -3.1631 | -3.0583 | -2.953 | -2.8476 | -2.7413
Northwest | Warehouse | Peak | August | Space Heating | LDCEU/TDEF | Electric Load with Losses, Incl. Cogeneration | MW | -0.0017 | -0.0016 | -0.0029 | -0.0019 | -0.0013 | -0.0013 | -0.0003 | -0.0002 | 0.0001 | 0.0001 | 0.0003 | 0.0004 | 0.0004 | 0.0004 | 0.0004 | -0.0004 | -0.0004 | -0.0003 | -0.0003 | -0.0003 | -0.0002 | -0.0003 | -0.0003 | -0.0008 | -0.0016 | -0.0026 | -0.003 | -0.0033 | -0.0039 | -0.0042 | -0.0047 | -0.005 | -0.0055 | -0.0058 | -0.0064 | -0.0067 | -0.0071 | -0.0076 | -0.008 | -0.0083 | -0.0088 | -0.0092 | -0.0096 | -0.01 | -0.0104 | -0.0108 | -0.0112 | -0.0116 | -0.012 | -0.0124 | -0.0126 | -0.013 | -0.0133 | -0.0136 | -0.0139 | -0.0142 | -0.0145 | -0.0148
Northwest | Warehouse | Peak | August | Water Heating | LDCEU/TDEF | Electric Load with Losses, Incl. Cogeneration | MW | 0 | 0 | 0 | 0 | 0 | 0 | 0 | 0 | 0 | 0 | 0 | 0 | 0 | 0 | 0 | 0 | 0 | 0 | 0 | 0 | 0 | 0 | -0.0097 | -0.0199 | -0.0284 | -0.0349 | -0.0399 | -0.0442 | -0.048 | -0.051 | -0.0538 | -0.0561 | -0.0579 | -0.0594 | -0.0607 | -0.0615 | -0.062 | -0.0622 | -0.0621 | -0.0619 | -0.0615 | -0.0609 | -0.0602 | -0.0594 | -0.0584 | -0.0573 | -0.0562 | -0.0549 | -0.0535 | -0.0522 | -0.0506 | -0.049 | -0.0473 | -0.0455 | -0.0438 | -0.042 | -0.0401 | -0.0382
Northwest | Warehouse | Peak | August | Other Substitutables | LDCEU/TDEF | Electric Load with Losses, Incl. Cogeneration | MW | 0 | 0 | 0 | 0 | 0 | 0 | 0 | 0 | 0 | 0 | 0 | 0 | 0 | 0 | 0 | 0 | 0 | 0 | 0 | 0 | 0 | 0 | 0 | 0 | 0 | 0 | 0 | 0 | 0 | 0 | 0 | 0 | 0 | 0 | 0 | 0 | 0 | 0 | 0 | 0 | 0 | 0 | 0 | 0 | 0 | 0 | 0 | 0 | 0 | 0 | 0 | 0 | 0 | 0 | 0 | 0 | 0 | 0
Northwest | Warehouse | Peak | August | Refrigeration | LDCEU/TDEF | Electric Load with Losses, Incl. Cogeneration | MW | 0 | 0 | 0 | 0 | 0 | 0 | 0 | 0 | 0 | 0 | 0 | 0 | 0 | 0 | 0 | 0 | 0 | -0.0035 | -0.008 | -0.0119 | -0.0188 | -0.0252 | -0.0346 | -0.043 | -0.0578 | -0.0649 | -0.0705 | -0.0757 | -0.0809 | -0.0857 | -0.0898 | -0.0936 | -0.0971 | -0.1002 | -0.1032 | -0.1058 | -0.1083 | -0.1111 | -0.1137 | -0.116 | -0.1181 | -0.1198 | -0.1212 | -0.1227 | -0.1239 | -0.1252 | -0.1263 | -0.1276 | -0.1285 | -0.1292 | -0.13 | -0.1307 | -0.1313 | -0.1318 | -0.1324 | -0.1328 | -0.1333 | -0.1338
Northwest | Warehouse | Peak | August | Lighting | LDCEU/TDEF | Electric Load with Losses, Incl. Cogeneration | MW | 0 | -0.4086 | -1.522 | -3.1332 | -4.7216 | -5.8898 | -8.1907 | -9.8372 | -17.444 | -24.7407 | -29.0691 | -32.8704 | -36.9892 | -41.0123 | -39.9077 | -42.4034 | -39.3107 | -29.4984 | -29.0263 | -28.3857 | -27.7545 | -26.2125 | -25.779 | -26.5468 | -25.1036 | -23.8656 | -22.6176 | -21.5242 | -20.5008 | -19.5268 | -18.6285 | -17.7882 | -17.0048 | -16.2578 | -15.5641 | -14.9134 | -14.2938 | -13.7163 | -13.1741 | -12.6621 | -12.1772 | -11.7174 | -11.2873 | -10.8793 | -10.4976 | -10.1292 | -9.7787 | -9.4433 | -9.1214 | -8.8145 | -8.5178 | -8.232 | -7.9563 | -7.6896 | -7.4312 | -7.1804 | -6.9366 | -6.6985
Northwest | Warehouse | Peak | August | Air Conditioning | LDCEU/TDEF | Electric Load with Losses, Incl. Cogeneration | MW | -0.027 | 0.665 | 1.6168 | 2.8007 | 3.9659 | 4.2702 | 5.8812 | 6.1514 | 7.0356 | 6.9711 | 6.9888 | 7.9089 | 8.4704 | 7.778 | 8.1179 | 8.5474 | 8.3386 | 8.3469 | 8.8256 | 7.6778 | 5.4986 | 3.6084 | 1.5899 | -0.101 | -2.2094 | -6.2822 | -9.3492 | -12.2007 | -14.8239 | -17.1672 | -22.5989 | -27.62 | -32.2854 | -36.546 | -40.6018 | -44.4063 | -47.8664 | -51.1488 | -54.2638 | -57.1728 | -59.8842 | -62.4336 | -64.9196 | -67.2682 | -69.6047 | -71.7365 | -73.7818 | -75.7325 | -77.5877 | -79.3968 | -81.1187 | -82.777 | -84.3783 | -85.9416 | -87.4531 | -88.9184 | -90.3582 | -91.751
Northwest | Warehouse | Peak | August | Other Non-Substitutables | LDCEU/TDEF | Electric Load with Losses, Incl. Cogeneration | MW | 0 | 0 | 0 | 0 | 0 | 0 | 0 | 0 | 0 | 0 | 0 | 0 | -0.6387 | -1.2343 | -1.8466 | -2.4299 | -2.573 | -2.8935 | -3.4515 | -3.5259 | -3.9672 | -4.2571 | -4.4973 | -4.8285 | -5.1427 | -5.4081 | -5.494 | -5.5533 | -5.5861 | -5.5843 | -5.5738 | -5.5458 | -5.5049 | -5.4452 | -5.3816 | -5.3102 | -5.2259 | -5.1403 | -5.0511 | -4.9572 | -4.8585 | -4.7556 | -4.6547 | -4.5514 | -4.4507 | -4.3443 | -4.2371 | -4.1283 | -4.0178 | -3.9077 | -3.7955 | -3.6826 | -3.569 | -3.455 | -3.3405 | -3.2255 | -3.1103 | -2.9942
Northwest | Warehouse | Peak | September | Space Heating | LDCEU/TDEF | Electric Load with Losses, Incl. Cogeneration | MW | -0.0195 | -0.0176 | -0.0238 | -0.0351 | -0.0218 | -0.0171 | -0.0066 | -0.003 | 0.0004 | 0.0015 | 0.0033 | 0.0023 | 0.0029 | 0.0043 | 0.0045 | -0.005 | -0.004 | -0.0037 | -0.0038 | -0.0036 | -0.0034 | -0.0035 | -0.0033 | -0.009 | -0.0202 | -0.0331 | -0.0383 | -0.044 | -0.0497 | -0.0547 | -0.0604 | -0.0659 | -0.0717 | -0.077 | -0.0829 | -0.0885 | -0.0938 | -0.0993 | -0.1047 | -0.1101 | -0.1156 | -0.1207 | -0.1262 | -0.1317 | -0.1371 | -0.1424 | -0.1476 | -0.1525 | -0.1575 | -0.1623 | -0.1668 | -0.1712 | -0.1755 | -0.1795 | -0.1834 | -0.1873 | -0.1909 | -0.1944
Northwest | Warehouse | Peak | September | Water Heating | LDCEU/TDEF | Electric Load with Losses, Incl. Cogeneration | MW | 0 | 0 | 0 | 0 | 0 | 0 | 0 | 0 | 0 | 0 | 0 | 0 | 0 | 0 | 0 | 0 | 0 | 0 | 0 | 0 | 0 | 0 | -0.0134 | -0.0266 | -0.0308 | -0.0379 | -0.0432 | -0.0479 | -0.052 | -0.0553 | -0.0583 | -0.0607 | -0.0628 | -0.0644 | -0.0657 | -0.0665 | -0.067 | -0.0672 | -0.0672 | -0.0669 | -0.0665 | -0.0657 | -0.065 | -0.0642 | -0.0631 | -0.0619 | -0.0606 | -0.0592 | -0.0577 | -0.0561 | -0.0544 | -0.0526 | -0.0508 | -0.0488 | -0.0469 | -0.045 | -0.0429 | -0.0409
Northwest | Warehouse | Peak | September | Other Substitutables | LDCEU/TDEF | Electric Load with Losses, Incl. Cogeneration | MW | 0 | 0 | 0 | 0 | 0 | 0 | 0 | 0 | 0 | 0 | 0 | 0 | 0 | 0 | 0 | 0 | 0 | 0 | 0 | 0 | 0 | 0 | 0 | 0 | 0 | 0 | 0 | 0 | 0 | 0 | 0 | 0 | 0 | 0 | 0 | 0 | 0 | 0 | 0 | 0 | 0 | 0 | 0 | 0 | 0 | 0 | 0 | 0 | 0 | 0 | 0 | 0 | 0 | 0 | 0 | 0 | 0 | 0
Northwest | Warehouse | Peak | September | Refrigeration | LDCEU/TDEF | Electric Load with Losses, Incl. Cogeneration | MW | 0 | 0 | 0 | 0 | 0 | 0 | 0 | 0 | 0 | 0 | 0 | 0 | 0 | 0 | 0 | 0 | 0 | -0.0038 | -0.0086 | -0.0129 | -0.0203 | -0.0274 | -0.0376 | -0.0468 | -0.0628 | -0.0706 | -0.0767 | -0.0825 | -0.088 | -0.0932 | -0.0977 | -0.1017 | -0.1055 | -0.109 | -0.1122 | -0.115 | -0.1177 | -0.1208 | -0.1236 | -0.1262 | -0.1284 | -0.1302 | -0.1319 | -0.1333 | -0.1348 | -0.1362 | -0.1373 | -0.1387 | -0.1396 | -0.1406 | -0.1414 | -0.1421 | -0.1427 | -0.1433 | -0.144 | -0.1445 | -0.145 | -0.1454
Northwest | Warehouse | Peak | September | Lighting | LDCEU/TDEF | Electric Load with Losses, Incl. Cogeneration | MW | 0 | -0.3049 | -1.1397 | -2.3472 | -3.5388 | -4.4148 | -6.139 | -7.3725 | -13.0684 | -18.5341 | -21.772 | -24.618 | -27.7013 | -30.7285 | -29.8835 | -31.7412 | -29.4486 | -22.0715 | -21.7171 | -21.2433 | -20.7673 | -19.6105 | -19.278 | -19.8428 | -18.7641 | -17.8387 | -16.9058 | -16.0884 | -15.3234 | -14.5952 | -13.9238 | -13.2956 | -12.71 | -12.1515 | -11.6329 | -11.1466 | -10.6833 | -10.2517 | -9.8463 | -9.4636 | -9.1011 | -8.7573 | -8.436 | -8.1309 | -7.8457 | -7.5702 | -7.3083 | -7.0577 | -6.817 | -6.5876 | -6.3658 | -6.1522 | -5.9461 | -5.7468 | -5.5537 | -5.3662 | -5.184 | -5.006
Northwest | Warehouse | Peak | September | Air Conditioning | LDCEU/TDEF | Electric Load with Losses, Incl. Cogeneration | MW | -0.0106 | 0.2916 | 0.7924 | 0.9331 | 1.4387 | 1.7452 | 2.1248 | 2.3013 | 2.6561 | 2.7654 | 2.849 | 2.6454 | 2.7839 | 3.1627 | 2.9592 | 3.1682 | 3.4412 | 3.1188 | 3.9503 | 2.8864 | 1.9403 | 1.3885 | 0.4626 | -0.2601 | -0.9952 | -2.6171 | -3.8442 | -4.9811 | -6.0269 | -6.9633 | -9.122 | -11.1235 | -12.99 | -14.6921 | -16.3082 | -17.8239 | -19.2069 | -20.5205 | -21.7652 | -22.929 | -24.0149 | -25.036 | -26.0276 | -26.9644 | -27.8911 | -28.7418 | -29.5566 | -30.3355 | -31.076 | -31.7969 | -32.4847 | -33.1471 | -33.787 | -34.412 | -35.0164 | -35.6026 | -36.1788 | -36.7363
Northwest | Warehouse | Peak | September | Other Non-Substitutables | LDCEU/TDEF | Electric Load with Losses, Incl. Cogeneration | MW | 0 | 0 | 0 | 0 | 0 | 0 | 0 | 0 | 0 | 0 | 0 | 0 | -0.5291 | -1.0229 | -1.5306 | -2.0132 | -2.1313 | -2.3966 | -2.859 | -2.9199 | -3.2854 | -3.5244 | -3.7225 | -3.997 | -4.2574 | -4.4773 | -4.5484 | -4.5976 | -4.6247 | -4.6231 | -4.6145 | -4.5913 | -4.5573 | -4.5079 | -4.4552 | -4.3962 | -4.3263 | -4.2554 | -4.1816 | -4.1037 | -4.022 | -3.9368 | -3.8533 | -3.7677 | -3.6844 | -3.5964 | -3.5076 | -3.4176 | -3.326 | -3.2349 | -3.1419 | -3.0485 | -2.9545 | -2.8601 | -2.7653 | -2.6701 | -2.5747 | -2.4786
Northwest | Warehouse | Peak | October | Space Heating | LDCEU/TDEF | Electric Load with Losses, Incl. Cogeneration | MW | -1.0556 | -1.3059 | -1.7124 | -1.6431 | -1.4616 | -1.2512 | -0.3909 | -0.1773 | -0.0589 | -0.0009 | 0.1506 | 0.157 | 0.1897 | 0.1903 | 0.2351 | -0.3159 | -0.2632 | -0.2352 | -0.2362 | -0.2211 | -0.2199 | -0.2189 | -0.2389 | -0.8007 | -1.4351 | -2.1623 | -2.4657 | -2.7929 | -3.1197 | -3.409 | -3.7296 | -4.0542 | -4.3838 | -4.6958 | -5.0279 | -5.3481 | -5.654 | -5.9761 | -6.2888 | -6.6036 | -6.9196 | -7.2171 | -7.5302 | -7.8425 | -8.1554 | -8.454 | -8.7539 | -9.0379 | -9.315 | -9.5949 | -9.8509 | -10.1011 | -10.3454 | -10.5718 | -10.7951 | -11.0149 | -11.2183 | -11.4136
Northwest | Warehouse | Peak | October | Water Heating | LDCEU/TDEF | Electric Load with Losses, Incl. Cogeneration | MW | 0 | 0 | 0 | 0 | 0 | 0 | 0 | 0 | 0 | 0 | 0 | 0 | 0 | 0 | 0 | 0 | 0 | 0 | 0 | 0 | 0 | 0 | -0.0359 | -0.0904 | -0.118 | -0.145 | -0.165 | -0.1831 | -0.1986 | -0.2112 | -0.2224 | -0.2319 | -0.2394 | -0.2456 | -0.2507 | -0.2539 | -0.2558 | -0.2568 | -0.2563 | -0.2552 | -0.2536 | -0.2509 | -0.2479 | -0.2447 | -0.2405 | -0.236 | -0.2314 | -0.2259 | -0.2202 | -0.2144 | -0.2078 | -0.2011 | -0.1944 | -0.1869 | -0.1795 | -0.1723 | -0.1645 | -0.1568
Northwest | Warehouse | Peak | October | Other Substitutables | LDCEU/TDEF | Electric Load with Losses, Incl. Cogeneration | MW | 0 | 0 | 0 | 0 | 0 | 0 | 0 | 0 | 0 | 0 | 0 | 0 | 0 | 0 | 0 | 0 | 0 | 0 | 0 | 0 | 0 | 0 | 0 | 0 | 0 | 0 | 0 | 0 | 0 | 0 | 0 | 0 | 0 | 0 | 0 | 0 | 0 | 0 | 0 | 0 | 0 | 0 | 0 | 0 | 0 | 0 | 0 | 0 | 0 | 0 | 0 | 0 | 0 | 0 | 0 | 0 | 0 | 0
Northwest | Warehouse | Peak | October | Refrigeration | LDCEU/TDEF | Electric Load with Losses, Incl. Cogeneration | MW | 0 | 0 | 0 | 0 | 0 | 0 | 0 | 0 | 0 | 0 | 0 | 0 | 0 | 0 | 0 | 0 | 0 | -0.0067 | -0.0153 | -0.0227 | -0.0359 | -0.0484 | -0.0662 | -0.0824 | -0.1106 | -0.1244 | -0.1351 | -0.1451 | -0.1551 | -0.1643 | -0.1721 | -0.1792 | -0.1858 | -0.192 | -0.1975 | -0.2027 | -0.2074 | -0.2128 | -0.2177 | -0.2222 | -0.2262 | -0.2293 | -0.2323 | -0.2349 | -0.2374 | -0.2399 | -0.2419 | -0.2443 | -0.246 | -0.2475 | -0.249 | -0.2503 | -0.2515 | -0.2525 | -0.2535 | -0.2545 | -0.2554 | -0.2562
Northwest | Warehouse | Peak | October | Lighting | LDCEU/TDEF | Electric Load with Losses, Incl. Cogeneration | MW | 0 | -0.5807 | -2.3768 | -4.9459 | -7.5411 | -9.4243 | -13.0826 | -15.8469 | -27.8651 | -39.5271 | -46.0284 | -51.9394 | -58.3644 | -65.3231 | -62.6613 | -66.0451 | -62.3935 | -45.498 | -44.721 | -44.0305 | -42.896 | -40.4213 | -39.598 | -40.455 | -38.3154 | -36.4702 | -34.6027 | -32.9753 | -31.4534 | -30.0013 | -28.6625 | -27.4067 | -26.2324 | -25.1119 | -24.0719 | -23.0953 | -22.1621 | -21.2937 | -20.4775 | -19.7049 | -18.9716 | -18.2737 | -17.6216 | -17.0014 | -16.4218 | -15.8604 | -15.3253 | -14.8127 | -14.3193 | -13.8482 | -13.3915 | -12.951 | -12.5251 | -12.1126 | -11.7123 | -11.3233 | -10.9443 | -10.5737
Northwest | Warehouse | Peak | October | Air Conditioning | LDCEU/TDEF | Electric Load with Losses, Incl. Cogeneration | MW | -0.001 | 0.052 | 0.1285 | 0.1965 | 0.2577 | 0.3056 | 0.3793 | 0.4387 | 0.4747 | 0.5269 | 0.5212 | 0.5464 | 0.5739 | 0.5995 | 0.6065 | 0.5872 | 0.6424 | 0.5796 | 0.5967 | 0.5173 | 0.4002 | 0.2597 | 0.1189 | -0.0361 | -0.1949 | -0.5038 | -0.7403 | -0.9588 | -1.1604 | -1.3415 | -1.7547 | -2.1388 | -2.4979 | -2.8254 | -3.1355 | -3.4263 | -3.6925 | -3.9469 | -4.1873 | -4.4124 | -4.6226 | -4.8196 | -5.0101 | -5.1901 | -5.3672 | -5.5309 | -5.6873 | -5.8377 | -5.9801 | -6.1185 | -6.2509 | -6.3784 | -6.5017 | -6.6221 | -6.7387 | -6.8519 | -6.9633 | -7.0709
Northwest | Warehouse | Peak | October | Other Non-Substitutables | LDCEU/TDEF | Electric Load with Losses, Incl. Cogeneration | MW | 0 | 0 | 0 | 0 | 0 | 0 | 0 | 0 | 0 | 0 | 0 | 0 | -0.8592 | -1.678 | -2.5071 | -3.2512 | -3.4599 | -3.8362 | -4.5983 | -4.7483 | -5.3491 | -5.7307 | -6.0458 | -6.4953 | -6.9332 | -7.2805 | -7.3923 | -7.4703 | -7.5144 | -7.5121 | -7.4975 | -7.4582 | -7.4 | -7.3182 | -7.2315 | -7.1343 | -7.0194 | -6.9044 | -6.7845 | -6.6578 | -6.5246 | -6.3849 | -6.2484 | -6.1085 | -5.9726 | -5.829 | -5.6841 | -5.5375 | -5.3881 | -5.2394 | -5.0877 | -4.9352 | -4.7819 | -4.6278 | -4.4732 | -4.318 | -4.1625 | -4.006
Northwest | Warehouse | Peak | November | Space Heating | LDCEU/TDEF | Electric Load with Losses, Incl. Cogeneration | MW | -0.5256 | -0.5456 | -0.5862 | -0.6275 | -0.5075 | -0.4565 | -0.1178 | -0.0783 | 0.0043 | 0.0278 | 0.0444 | 0.0647 | 0.0766 | 0.0899 | 0.1067 | -0.127 | -0.1085 | -0.099 | -0.0999 | -0.0942 | -0.0952 | -0.0902 | -0.096 | -0.3468 | -0.6041 | -0.9001 | -1.0246 | -1.158 | -1.2912 | -1.4096 | -1.5398 | -1.6724 | -1.8076 | -1.9354 | -2.0709 | -2.2016 | -2.3268 | -2.4588 | -2.5867 | -2.7156 | -2.8451 | -2.9669 | -3.0947 | -3.2221 | -3.3493 | -3.4713 | -3.5934 | -3.7094 | -3.8224 | -3.9365 | -4.0409 | -4.1429 | -4.2425 | -4.3347 | -4.4258 | -4.5153 | -4.5982 | -4.6777
Northwest | Warehouse | Peak | November | Water Heating | LDCEU/TDEF | Electric Load with Losses, Incl. Cogeneration | MW | 0 | 0 | 0 | 0 | 0 | 0 | 0 | 0 | 0 | 0 | 0 | 0 | 0 | 0 | 0 | 0 | 0 | 0 | 0 | 0 | 0 | 0 | -0.0581 | -0.0869 | -0.1364 | -0.1676 | -0.1908 | -0.2117 | -0.2296 | -0.2441 | -0.2571 | -0.268 | -0.2768 | -0.2839 | -0.2897 | -0.2934 | -0.2956 | -0.2966 | -0.2961 | -0.2948 | -0.2929 | -0.2898 | -0.2864 | -0.2825 | -0.2777 | -0.2725 | -0.2671 | -0.2607 | -0.2541 | -0.2474 | -0.2399 | -0.232 | -0.2242 | -0.2155 | -0.207 | -0.1985 | -0.1895 | -0.1806
Northwest | Warehouse | Peak | November | Other Substitutables | LDCEU/TDEF | Electric Load with Losses, Incl. Cogeneration | MW | 0 | 0 | 0 | 0 | 0 | 0 | 0 | 0 | 0 | 0 | 0 | 0 | 0 | 0 | 0 | 0 | 0 | 0 | 0 | 0 | 0 | 0 | 0 | 0 | 0 | 0 | 0 | 0 | 0 | 0 | 0 | 0 | 0 | 0 | 0 | 0 | 0 | 0 | 0 | 0 | 0 | 0 | 0 | 0 | 0 | 0 | 0 | 0 | 0 | 0 | 0 | 0 | 0 | 0 | 0 | 0 | 0 | 0
Northwest | Warehouse | Peak | November | Refrigeration | LDCEU/TDEF | Electric Load with Losses, Incl. Cogeneration | MW | 0 | 0 | 0 | 0 | 0 | 0 | 0 | 0 | 0 | 0 | 0 | 0 | 0 | 0 | 0 | 0 | 0 | -0.0077 | -0.0176 | -0.0261 | -0.0413 | -0.0557 | -0.0762 | -0.0948 | -0.1274 | -0.1432 | -0.1557 | -0.1672 | -0.1787 | -0.1892 | -0.1982 | -0.2064 | -0.2141 | -0.2211 | -0.2275 | -0.2335 | -0.2389 | -0.2451 | -0.2508 | -0.2559 | -0.2606 | -0.2641 | -0.2675 | -0.2705 | -0.2734 | -0.2763 | -0.2786 | -0.2814 | -0.2832 | -0.2851 | -0.2867 | -0.2882 | -0.2896 | -0.2908 | -0.2919 | -0.2931 | -0.2942 | -0.2951
Northwest | Warehouse | Peak | November | Lighting | LDCEU/TDEF | Electric Load with Losses, Incl. Cogeneration | MW | 0 | -0.4314 | -1.7339 | -3.6009 | -5.4785 | -6.8444 | -9.5043 | -11.5224 | -20.2918 | -28.7907 | -33.5404 | -37.8519 | -42.5368 | -47.5164 | -45.7013 | -48.2432 | -45.4145 | -33.3004 | -32.7422 | -32.1948 | -31.394 | -29.5999 | -29.0198 | -29.6934 | -28.1256 | -26.7715 | -25.4017 | -24.2075 | -23.0907 | -22.0253 | -21.0425 | -20.1209 | -19.2592 | -18.4371 | -17.6736 | -16.9565 | -16.2717 | -15.6344 | -15.0352 | -14.4682 | -13.9299 | -13.4175 | -12.9385 | -12.483 | -12.0572 | -11.6448 | -11.2516 | -10.875 | -10.5124 | -10.1662 | -9.8307 | -9.5069 | -9.1939 | -8.8907 | -8.5965 | -8.3105 | -8.032 | -7.7595
Northwest | Warehouse | Peak | November | Air Conditioning | LDCEU/TDEF | Electric Load with Losses, Incl. Cogeneration | MW | -0.0005 | 0.0247 | 0.0609 | 0.093 | 0.1219 | 0.1446 | 0.1796 | 0.208 | 0.2251 | 0.2499 | 0.2472 | 0.259 | 0.272 | 0.2846 | 0.2876 | 0.2778 | 0.3049 | 0.2742 | 0.2828 | 0.2456 | 0.1898 | 0.1228 | 0.0547 | -0.0185 | -0.0947 | -0.2425 | -0.3557 | -0.4601 | -0.5565 | -0.6432 | -0.8408 | -1.0244 | -1.1962 | -1.3529 | -1.5012 | -1.6404 | -1.7677 | -1.8895 | -2.0045 | -2.1123 | -2.2128 | -2.3071 | -2.3983 | -2.4844 | -2.5689 | -2.6473 | -2.7221 | -2.7941 | -2.8621 | -2.9284 | -2.9916 | -3.0526 | -3.1116 | -3.1693 | -3.2251 | -3.2792 | -3.3325 | -3.384
Northwest | Warehouse | Peak | November | Other Non-Substitutables | LDCEU/TDEF | Electric Load with Losses, Incl. Cogeneration | MW | 0 | 0 | 0 | 0 | 0 | 0 | 0 | 0 | 0 | 0 | 0 | 0 | -0.7512 | -1.4683 | -2.192 | -2.8383 | -3.0216 | -3.3494 | -4.0194 | -4.1638 | -4.6961 | -5.0329 | -5.3138 | -5.7127 | -6.0996 | -6.4042 | -6.5026 | -6.5708 | -6.6092 | -6.6071 | -6.5937 | -6.559 | -6.5077 | -6.4357 | -6.3592 | -6.2735 | -6.1723 | -6.0711 | -5.9656 | -5.854 | -5.7368 | -5.6139 | -5.4936 | -5.3702 | -5.2505 | -5.1239 | -4.9962 | -4.867 | -4.7355 | -4.6043 | -4.4707 | -4.3363 | -4.2012 | -4.0655 | -3.9293 | -3.7927 | -3.6556 | -3.5178
Northwest | Warehouse | Peak | December | Space Heating | LDCEU/TDEF | Electric Load with Losses, Incl. Cogeneration | MW | -0.1317 | -0.133 | -0.1755 | -0.1702 | -0.1496 | -0.1312 | -0.024 | 0.0003 | 0.0142 | 0.0228 | 0.0291 | 0.0331 | 0.0349 | 0.0358 | 0.0411 | -0.0424 | -0.0361 | -0.0334 | -0.0345 | -0.0329 | -0.0336 | -0.0328 | -0.0356 | -0.1173 | -0.1993 | -0.2885 | -0.3273 | -0.3678 | -0.4082 | -0.4445 | -0.4835 | -0.524 | -0.5661 | -0.6055 | -0.6468 | -0.6866 | -0.7252 | -0.7661 | -0.8054 | -0.8451 | -0.8853 | -0.9228 | -0.9618 | -1.0007 | -1.0389 | -1.076 | -1.1131 | -1.1485 | -1.183 | -1.2176 | -1.2494 | -1.2805 | -1.3108 | -1.3388 | -1.3665 | -1.3938 | -1.419 | -1.4432
Northwest | Warehouse | Peak | December | Water Heating | LDCEU/TDEF | Electric Load with Losses, Incl. Cogeneration | MW | 0 | 0 | 0 | 0 | 0 | 0 | 0 | 0 | 0 | 0 | 0 | 0 | 0 | 0 | 0 | 0 | 0 | 0 | 0 | 0 | 0 | 0 | -0.0565 | -0.1279 | -0.1492 | -0.1834 | -0.2087 | -0.2315 | -0.251 | -0.267 | -0.2812 | -0.2931 | -0.3027 | -0.3104 | -0.3168 | -0.3209 | -0.3233 | -0.3245 | -0.3238 | -0.3225 | -0.3204 | -0.3171 | -0.3133 | -0.309 | -0.3039 | -0.2981 | -0.2922 | -0.2852 | -0.2781 | -0.2708 | -0.2625 | -0.2539 | -0.2453 | -0.2359 | -0.2266 | -0.2174 | -0.2075 | -0.1978
Northwest | Warehouse | Peak | December | Other Substitutables | LDCEU/TDEF | Electric Load with Losses, Incl. Cogeneration | MW | 0 | 0 | 0 | 0 | 0 | 0 | 0 | 0 | 0 | 0 | 0 | 0 | 0 | 0 | 0 | 0 | 0 | 0 | 0 | 0 | 0 | 0 | 0 | 0 | 0 | 0 | 0 | 0 | 0 | 0 | 0 | 0 | 0 | 0 | 0 | 0 | 0 | 0 | 0 | 0 | 0 | 0 | 0 | 0 | 0 | 0 | 0 | 0 | 0 | 0 | 0 | 0 | 0 | 0 | 0 | 0 | 0 | 0
Northwest | Warehouse | Peak | December | Refrigeration | LDCEU/TDEF | Electric Load with Losses, Incl. Cogeneration | MW | 0 | 0 | 0 | 0 | 0 | 0 | 0 | 0 | 0 | 0 | 0 | 0 | 0 | 0 | 0 | 0 | 0 | -0.0076 | -0.0175 | -0.026 | -0.041 | -0.0553 | -0.0757 | -0.0941 | -0.1265 | -0.1421 | -0.1545 | -0.1659 | -0.1773 | -0.1877 | -0.1967 | -0.2049 | -0.2125 | -0.2195 | -0.2259 | -0.2317 | -0.2371 | -0.2433 | -0.2489 | -0.2541 | -0.2586 | -0.2621 | -0.2656 | -0.2686 | -0.2715 | -0.2743 | -0.2765 | -0.2793 | -0.2812 | -0.2829 | -0.2846 | -0.2861 | -0.2874 | -0.2887 | -0.2898 | -0.291 | -0.2919 | -0.2929
Northwest | Warehouse | Peak | December | Lighting | LDCEU/TDEF | Electric Load with Losses, Incl. Cogeneration | MW | 0 | -0.4078 | -1.6362 | -3.3972 | -5.1676 | -6.4557 | -8.9648 | -10.8598 | -19.128 | -27.1376 | -31.6304 | -35.7004 | -40.1226 | -44.8138 | -43.1127 | -45.5171 | -42.8344 | -31.4231 | -30.8961 | -30.3761 | -29.6205 | -27.9282 | -27.3851 | -28.0262 | -26.5428 | -25.2627 | -23.9681 | -22.8392 | -21.7832 | -20.7761 | -19.8471 | -18.9761 | -18.1619 | -17.3852 | -16.6637 | -15.9864 | -15.3395 | -14.7374 | -14.1715 | -13.636 | -13.1276 | -12.6439 | -12.1919 | -11.762 | -11.3601 | -10.9709 | -10.5999 | -10.2447 | -9.9027 | -9.5762 | -9.2598 | -8.9546 | -8.6596 | -8.3739 | -8.0966 | -7.827 | -7.5647 | -7.3079
Northwest | Warehouse | Peak | December | Air Conditioning | LDCEU/TDEF | Electric Load with Losses, Incl. Cogeneration | MW | -0.0004 | 0.0215 | 0.0528 | 0.0806 | 0.1056 | 0.1254 | 0.1557 | 0.18 | 0.1949 | 0.2164 | 0.2141 | 0.2245 | 0.2358 | 0.2466 | 0.2492 | 0.2406 | 0.2644 | 0.2375 | 0.2448 | 0.2126 | 0.1641 | 0.1059 | 0.0468 | -0.0166 | -0.0826 | -0.2107 | -0.3087 | -0.3993 | -0.4828 | -0.558 | -0.7291 | -0.8883 | -1.0372 | -1.1731 | -1.3016 | -1.4221 | -1.5325 | -1.638 | -1.7377 | -1.8309 | -1.9181 | -1.9998 | -2.0788 | -2.1534 | -2.2268 | -2.2947 | -2.3594 | -2.4218 | -2.4808 | -2.5382 | -2.5931 | -2.646 | -2.6971 | -2.7471 | -2.7954 | -2.8423 | -2.8885 | -2.9332
Northwest | Warehouse | Peak | December | Other Non-Substitutables | LDCEU/TDEF | Electric Load with Losses, Incl. Cogeneration | MW | 0 | 0 | 0 | 0 | 0 | 0 | 0 | 0 | 0 | 0 | 0 | 0 | -0.8176 | -1.5965 | -2.384 | -3.0917 | -3.2903 | -3.6506 | -4.3778 | -4.5279 | -5.1043 | -5.4709 | -5.7757 | -6.2075 | -6.6262 | -6.9579 | -7.065 | -7.1394 | -7.1813 | -7.179 | -7.1646 | -7.1271 | -7.0716 | -6.9935 | -6.9105 | -6.8175 | -6.7077 | -6.5978 | -6.4832 | -6.362 | -6.2348 | -6.1013 | -5.9707 | -5.8368 | -5.7068 | -5.5694 | -5.4307 | -5.2906 | -5.1476 | -5.0054 | -4.8603 | -4.7144 | -4.5677 | -4.4204 | -4.2724 | -4.1241 | -3.9754 | -3.8256
Northwest | Warehouse | Average | January | Space Heating | LDCEU/TDEF | Electric Load with Losses, Incl. Cogeneration | MW | -0.3795 | -0.3486 | -0.469 | -0.465 | -0.4064 | -0.3327 | -0.0846 | -0.0207 | 0.0187 | 0.0398 | 0.0681 | 0.0687 | 0.081 | 0.0867 | 0.0964 | -0.105 | -0.0881 | -0.0811 | -0.0834 | -0.0789 | -0.0801 | -0.0776 | -0.0852 | -0.278 | -0.4845 | -0.7152 | -0.8137 | -0.9178 | -1.0216 | -1.1143 | -1.2152 | -1.319 | -1.4259 | -1.5264 | -1.6323 | -1.7343 | -1.8328 | -1.9368 | -2.037 | -2.1383 | -2.2403 | -2.3362 | -2.4361 | -2.5358 | -2.6344 | -2.7298 | -2.8252 | -2.9158 | -3.0042 | -3.0932 | -3.1748 | -3.2545 | -3.3324 | -3.4044 | -3.4755 | -3.5456 | -3.6103 | -3.6724
Northwest | Warehouse | Average | January | Water Heating | LDCEU/TDEF | Electric Load with Losses, Incl. Cogeneration | MW | 0 | 0 | 0 | 0 | 0 | 0 | 0 | 0 | 0 | 0 | 0 | 0 | 0 | 0 | 0 | 0 | 0 | 0 | 0 | 0 | 0 | 0 | -0.0568 | -0.12 | -0.161 | -0.198 | -0.2253 | -0.2499 | -0.2711 | -0.2883 | -0.3037 | -0.3166 | -0.327 | -0.3353 | -0.3423 | -0.3467 | -0.3493 | -0.3507 | -0.35 | -0.3486 | -0.3465 | -0.3429 | -0.3389 | -0.3343 | -0.3288 | -0.3226 | -0.3163 | -0.3089 | -0.3012 | -0.2934 | -0.2844 | -0.2753 | -0.266 | -0.256 | -0.2459 | -0.236 | -0.2255 | -0.215
Northwest | Warehouse | Average | January | Other Substitutables | LDCEU/TDEF | Electric Load with Losses, Incl. Cogeneration | MW | 0 | 0 | 0 | 0 | 0 | 0 | 0 | 0 | 0 | 0 | 0 | 0 | 0 | 0 | 0 | 0 | 0 | 0 | 0 | 0 | 0 | 0 | 0 | 0 | 0 | 0 | 0 | 0 | 0 | 0 | 0 | 0 | 0 | 0 | 0 | 0 | 0 | 0 | 0 | 0 | 0 | 0 | 0 | 0 | 0 | 0 | 0 | 0 | 0 | 0 | 0 | 0 | 0 | 0 | 0 | 0 | 0 | 0
Northwest | Warehouse | Average | January | Refrigeration | LDCEU/TDEF | Electric Load with Losses, Incl. Cogeneration | MW | 0 | 0 | 0 | 0 | 0 | 0 | 0 | 0 | 0 | 0 | 0 | 0 | 0 | 0 | 0 | 0 | 0 | -0.0071 | -0.0164 | -0.0244 | -0.0386 | -0.052 | -0.0713 | -0.0886 | -0.119 | -0.1338 | -0.1454 | -0.1561 | -0.1669 | -0.1767 | -0.1851 | -0.1928 | -0.1999 | -0.2065 | -0.2125 | -0.2181 | -0.2231 | -0.2289 | -0.2342 | -0.239 | -0.2434 | -0.2466 | -0.2499 | -0.2527 | -0.2554 | -0.2581 | -0.2602 | -0.2628 | -0.2646 | -0.2662 | -0.2678 | -0.2692 | -0.2704 | -0.2716 | -0.2727 | -0.2737 | -0.2747 | -0.2756
Northwest | Warehouse | Average | January | Lighting | LDCEU/TDEF | Electric Load with Losses, Incl. Cogeneration | MW | 0 | -0.4234 | -1.718 | -3.5715 | -5.4397 | -6.797 | -9.4371 | -11.4139 | -20.0842 | -28.4871 | -33.2079 | -37.4823 | -42.1246 | -47.1138 | -45.2527 | -47.7295 | -45.0135 | -32.9074 | -32.3478 | -31.8282 | -31.0168 | -29.2298 | -28.6305 | -29.2624 | -27.708 | -26.3685 | -25.0133 | -23.8312 | -22.7256 | -21.6712 | -20.6991 | -19.7877 | -18.9356 | -18.1228 | -17.3684 | -16.66 | -15.9836 | -15.3539 | -14.7621 | -14.2023 | -13.6711 | -13.1658 | -12.6938 | -12.2449 | -11.8256 | -11.4195 | -11.0326 | -10.662 | -10.3054 | -9.9651 | -9.6352 | -9.3172 | -9.0098 | -8.7122 | -8.4235 | -8.1429 | -7.8696 | -7.6025
Northwest | Warehouse | Average | January | Air Conditioning | LDCEU/TDEF | Electric Load with Losses, Incl. Cogeneration | MW | -0.0013 | 0.059 | 0.1462 | 0.2236 | 0.2933 | 0.3479 | 0.4319 | 0.4991 | 0.54 | 0.599 | 0.5933 | 0.6221 | 0.6529 | 0.6831 | 0.6905 | 0.6665 | 0.731 | 0.6578 | 0.6773 | 0.5877 | 0.4534 | 0.2924 | 0.1293 | -0.0456 | -0.2268 | -0.5796 | -0.8495 | -1.0986 | -1.3284 | -1.5348 | -2.006 | -2.4442 | -2.8539 | -3.2276 | -3.5813 | -3.913 | -4.2167 | -4.5067 | -4.7808 | -5.0375 | -5.2772 | -5.502 | -5.7193 | -5.9247 | -6.1265 | -6.3133 | -6.4916 | -6.6632 | -6.8256 | -6.9834 | -7.1344 | -7.2798 | -7.4204 | -7.5577 | -7.6906 | -7.8196 | -7.9465 | -8.0693
Northwest | Warehouse | Average | January | Other Non-Substitutables | LDCEU/TDEF | Electric Load with Losses, Incl. Cogeneration | MW | 0 | 0 | 0 | 0 | 0 | 0 | 0 | 0 | 0 | 0 | 0 | 0 | -0.7642 | -1.4909 | -2.2288 | -2.8945 | -3.0767 | -3.4186 | -4.0954 | -4.2201 | -4.7534 | -5.0912 | -5.3705 | -5.7701 | -6.1579 | -6.4683 | -6.5681 | -6.6376 | -6.6768 | -6.6746 | -6.6617 | -6.6271 | -6.5756 | -6.5031 | -6.4262 | -6.3399 | -6.2379 | -6.1356 | -6.0291 | -5.9164 | -5.7981 | -5.6742 | -5.5529 | -5.4286 | -5.3081 | -5.1806 | -5.0519 | -4.9218 | -4.789 | -4.6569 | -4.5223 | -4.3868 | -4.2506 | -4.1138 | -3.9765 | -3.8387 | -3.7005 | -3.5615
Northwest | Warehouse | Average | February | Space Heating | LDCEU/TDEF | Electric Load with Losses, Incl. Cogeneration | MW | -0.2928 | -0.2974 | -0.3534 | -0.3722 | -0.318 | -0.2623 | -0.0812 | -0.0199 | 0.0012 | 0.0227 | 0.0386 | 0.048 | 0.0541 | 0.0568 | 0.07 | -0.0772 | -0.0656 | -0.0599 | -0.061 | -0.0576 | -0.0584 | -0.0553 | -0.062 | -0.2073 | -0.3618 | -0.5379 | -0.6123 | -0.6916 | -0.7707 | -0.8413 | -0.9184 | -0.9973 | -1.0782 | -1.1544 | -1.235 | -1.3127 | -1.3874 | -1.4661 | -1.5423 | -1.6192 | -1.6964 | -1.7692 | -1.8452 | -1.921 | -1.9964 | -2.0689 | -2.1416 | -2.2106 | -2.2779 | -2.3457 | -2.4078 | -2.4685 | -2.5278 | -2.5827 | -2.6368 | -2.6901 | -2.7394 | -2.7867
Northwest | Warehouse | Average | February | Water Heating | LDCEU/TDEF | Electric Load with Losses, Incl. Cogeneration | MW | 0 | 0 | 0 | 0 | 0 | 0 | 0 | 0 | 0 | 0 | 0 | 0 | 0 | 0 | 0 | 0 | 0 | 0 | 0 | 0 | 0 | 0 | -0.0447 | -0.0919 | -0.1379 | -0.1696 | -0.1931 | -0.2142 | -0.2323 | -0.247 | -0.2602 | -0.2713 | -0.2802 | -0.2874 | -0.2933 | -0.2971 | -0.2993 | -0.3005 | -0.3 | -0.2987 | -0.2969 | -0.2938 | -0.2904 | -0.2865 | -0.2818 | -0.2765 | -0.2711 | -0.2647 | -0.2581 | -0.2514 | -0.2438 | -0.2359 | -0.228 | -0.2193 | -0.2107 | -0.2022 | -0.1931 | -0.1842
Northwest | Warehouse | Average | February | Other Substitutables | LDCEU/TDEF | Electric Load with Losses, Incl. Cogeneration | MW | 0 | 0 | 0 | 0 | 0 | 0 | 0 | 0 | 0 | 0 | 0 | 0 | 0 | 0 | 0 | 0 | 0 | 0 | 0 | 0 | 0 | 0 | 0 | 0 | 0 | 0 | 0 | 0 | 0 | 0 | 0 | 0 | 0 | 0 | 0 | 0 | 0 | 0 | 0 | 0 | 0 | 0 | 0 | 0 | 0 | 0 | 0 | 0 | 0 | 0 | 0 | 0 | 0 | 0 | 0 | 0 | 0 | 0
Northwest | Warehouse | Average | February | Refrigeration | LDCEU/TDEF | Electric Load with Losses, Incl. Cogeneration | MW | 0 | 0 | 0 | 0 | 0 | 0 | 0 | 0 | 0 | 0 | 0 | 0 | 0 | 0 | 0 | 0 | 0 | -0.0065 | -0.0149 | -0.0221 | -0.035 | -0.0471 | -0.0646 | -0.0803 | -0.1079 | -0.1213 | -0.1318 | -0.1415 | -0.1513 | -0.1602 | -0.1678 | -0.1748 | -0.1812 | -0.1872 | -0.1927 | -0.1976 | -0.2022 | -0.2076 | -0.2123 | -0.2167 | -0.2206 | -0.2236 | -0.2265 | -0.229 | -0.2315 | -0.2339 | -0.2359 | -0.2382 | -0.2399 | -0.2413 | -0.2427 | -0.244 | -0.2452 | -0.2463 | -0.2472 | -0.2482 | -0.2491 | -0.2498
Northwest | Warehouse | Average | February | Lighting | LDCEU/TDEF | Electric Load with Losses, Incl. Cogeneration | MW | 0 | -0.3891 | -1.5799 | -3.2848 | -5.0038 | -6.2523 | -8.6806 | -10.5056 | -18.4844 | -26.2195 | -30.5538 | -34.4838 | -38.7528 | -43.3443 | -41.6262 | -43.9014 | -41.4107 | -30.2661 | -29.7519 | -29.2759 | -28.5299 | -26.8867 | -26.3361 | -26.9163 | -25.4891 | -24.2586 | -23.0134 | -21.9276 | -20.9121 | -19.9436 | -19.0505 | -18.2131 | -17.4301 | -16.6832 | -15.9899 | -15.3389 | -14.717 | -14.1383 | -13.5944 | -13.0798 | -12.5913 | -12.1266 | -11.6925 | -11.2797 | -10.8939 | -10.5203 | -10.1643 | -9.8233 | -9.4951 | -9.1819 | -8.8783 | -8.5855 | -8.3026 | -8.0284 | -7.7625 | -7.5041 | -7.2525 | -7.0064
Northwest | Warehouse | Average | February | Air Conditioning | LDCEU/TDEF | Electric Load with Losses, Incl. Cogeneration | MW | -0.0011 | 0.0473 | 0.1171 | 0.1792 | 0.235 | 0.2788 | 0.3461 | 0.4001 | 0.4329 | 0.4803 | 0.4754 | 0.4985 | 0.5231 | 0.5474 | 0.5533 | 0.5343 | 0.5858 | 0.5274 | 0.5431 | 0.4713 | 0.3639 | 0.2351 | 0.1044 | -0.0355 | -0.1809 | -0.4636 | -0.6798 | -0.8795 | -1.0637 | -1.2291 | -1.6068 | -1.9579 | -2.2861 | -2.5856 | -2.869 | -3.1349 | -3.3782 | -3.6107 | -3.8305 | -4.0362 | -4.2283 | -4.4085 | -4.5827 | -4.7472 | -4.9089 | -5.0587 | -5.2016 | -5.339 | -5.4692 | -5.5957 | -5.7166 | -5.8332 | -5.9459 | -6.0559 | -6.1624 | -6.2659 | -6.3675 | -6.466
Northwest | Warehouse | Average | February | Other Non-Substitutables | LDCEU/TDEF | Electric Load with Losses, Incl. Cogeneration | MW | 0 | 0 | 0 | 0 | 0 | 0 | 0 | 0 | 0 | 0 | 0 | 0 | -0.6763 | -1.3202 | -1.973 | -2.56 | -2.7222 | -3.0223 | -3.6222 | -3.7371 | -4.2106 | -4.51 | -4.7579 | -5.1127 | -5.4572 | -5.7316 | -5.8199 | -5.8813 | -5.916 | -5.9141 | -5.9026 | -5.8717 | -5.826 | -5.7616 | -5.6934 | -5.6169 | -5.5265 | -5.4359 | -5.3414 | -5.2416 | -5.1367 | -5.0268 | -4.9193 | -4.8091 | -4.7023 | -4.5892 | -4.4751 | -4.3598 | -4.2421 | -4.125 | -4.0055 | -3.8855 | -3.7648 | -3.6435 | -3.5217 | -3.3996 | -3.2771 | -3.1539
Northwest | Warehouse | Average | March | Space Heating | LDCEU/TDEF | Electric Load with Losses, Incl. Cogeneration | MW | -0.1972 | -0.2034 | -0.2906 | -0.273 | -0.2449 | -0.2073 | -0.0813 | -0.0356 | -0.0079 | -0.0027 | 0.0196 | 0.0283 | 0.0331 | 0.0326 | 0.0445 | -0.0543 | -0.0451 | -0.0403 | -0.0402 | -0.0373 | -0.0379 | -0.0358 | -0.0398 | -0.136 | -0.2461 | -0.3736 | -0.4265 | -0.4836 | -0.5407 | -0.591 | -0.6471 | -0.7038 | -0.7612 | -0.8156 | -0.8736 | -0.9294 | -0.9827 | -1.0388 | -1.0933 | -1.1481 | -1.203 | -1.2549 | -1.3095 | -1.364 | -1.4188 | -1.4709 | -1.5232 | -1.5727 | -1.6212 | -1.67 | -1.7147 | -1.7583 | -1.801 | -1.8405 | -1.8795 | -1.9178 | -1.9533 | -1.9874
Northwest | Warehouse | Average | March | Water Heating | LDCEU/TDEF | Electric Load with Losses, Incl. Cogeneration | MW | 0 | 0 | 0 | 0 | 0 | 0 | 0 | 0 | 0 | 0 | 0 | 0 | 0 | 0 | 0 | 0 | 0 | 0 | 0 | 0 | 0 | 0 | -0.0406 | -0.0899 | -0.122 | -0.1502 | -0.1709 | -0.1897 | -0.2058 | -0.2188 | -0.2306 | -0.2404 | -0.2484 | -0.2548 | -0.2601 | -0.2635 | -0.2655 | -0.2666 | -0.2663 | -0.2652 | -0.2636 | -0.2609 | -0.258 | -0.2547 | -0.2505 | -0.2459 | -0.2413 | -0.2356 | -0.2299 | -0.2241 | -0.2173 | -0.2104 | -0.2036 | -0.1959 | -0.1884 | -0.181 | -0.1729 | -0.1651
Northwest | Warehouse | Average | March | Other Substitutables | LDCEU/TDEF | Electric Load with Losses, Incl. Cogeneration | MW | 0 | 0 | 0 | 0 | 0 | 0 | 0 | 0 | 0 | 0 | 0 | 0 | 0 | 0 | 0 | 0 | 0 | 0 | 0 | 0 | 0 | 0 | 0 | 0 | 0 | 0 | 0 | 0 | 0 | 0 | 0 | 0 | 0 | 0 | 0 | 0 | 0 | 0 | 0 | 0 | 0 | 0 | 0 | 0 | 0 | 0 | 0 | 0 | 0 | 0 | 0 | 0 | 0 | 0 | 0 | 0 | 0 | 0
Northwest | Warehouse | Average | March | Refrigeration | LDCEU/TDEF | Electric Load with Losses, Incl. Cogeneration | MW | 0 | 0 | 0 | 0 | 0 | 0 | 0 | 0 | 0 | 0 | 0 | 0 | 0 | 0 | 0 | 0 | 0 | -0.0068 | -0.0156 | -0.0231 | -0.0366 | -0.0494 | -0.0676 | -0.0841 | -0.1129 | -0.1269 | -0.1379 | -0.1481 | -0.1583 | -0.1676 | -0.1756 | -0.1829 | -0.1896 | -0.1959 | -0.2017 | -0.2068 | -0.2116 | -0.2172 | -0.2223 | -0.2268 | -0.2308 | -0.234 | -0.237 | -0.2397 | -0.2423 | -0.2449 | -0.2469 | -0.2493 | -0.251 | -0.2526 | -0.254 | -0.2554 | -0.2566 | -0.2577 | -0.2587 | -0.2597 | -0.2607 | -0.2614
Northwest | Warehouse | Average | March | Lighting | LDCEU/TDEF | Electric Load with Losses, Incl. Cogeneration | MW | 0 | -0.4155 | -1.6926 | -3.5203 | -5.3645 | -6.7035 | -9.3063 | -11.2645 | -19.8141 | -28.1054 | -32.7427 | -36.9521 | -41.5243 | -46.4599 | -44.5982 | -47.0231 | -44.3818 | -32.4072 | -31.8555 | -31.3524 | -30.5499 | -28.7872 | -28.1883 | -28.7982 | -27.2724 | -25.9564 | -24.6245 | -23.4632 | -22.3772 | -21.3412 | -20.386 | -19.4903 | -18.6527 | -17.8537 | -17.112 | -16.4157 | -15.7504 | -15.1314 | -14.5495 | -13.9989 | -13.4764 | -12.9792 | -12.5147 | -12.073 | -11.6603 | -11.2606 | -10.8796 | -10.5147 | -10.1636 | -9.8283 | -9.5035 | -9.19 | -8.8872 | -8.5939 | -8.3092 | -8.0326 | -7.7632 | -7.4999
Northwest | Warehouse | Average | March | Air Conditioning | LDCEU/TDEF | Electric Load with Losses, Incl. Cogeneration | MW | -0.002 | 0.0833 | 0.2063 | 0.3157 | 0.4142 | 0.4914 | 0.6103 | 0.7055 | 0.7631 | 0.8468 | 0.838 | 0.8785 | 0.9217 | 0.9644 | 0.9752 | 0.9416 | 1.0315 | 0.9296 | 0.9571 | 0.8305 | 0.6419 | 0.4151 | 0.1851 | -0.0613 | -0.3173 | -0.8147 | -1.1951 | -1.5465 | -1.8706 | -2.1618 | -2.8264 | -3.4442 | -4.022 | -4.5489 | -5.0477 | -5.5155 | -5.9437 | -6.3528 | -6.7396 | -7.1016 | -7.4397 | -7.7567 | -8.0633 | -8.3527 | -8.6375 | -8.9011 | -9.1525 | -9.3944 | -9.6235 | -9.8459 | -10.0588 | -10.2639 | -10.4622 | -10.6558 | -10.8431 | -11.0251 | -11.2041 | -11.3772
Northwest | Warehouse | Average | March | Other Non-Substitutables | LDCEU/TDEF | Electric Load with Losses, Incl. Cogeneration | MW | 0 | 0 | 0 | 0 | 0 | 0 | 0 | 0 | 0 | 0 | 0 | 0 | -0.6987 | -1.3644 | -2.0392 | -2.644 | -2.8115 | -3.1206 | -3.7409 | -3.8604 | -4.3502 | -4.6585 | -4.9141 | -5.2812 | -5.6377 | -5.9212 | -6.0123 | -6.0757 | -6.1115 | -6.1095 | -6.0976 | -6.0657 | -6.0183 | -5.9518 | -5.8813 | -5.8022 | -5.7087 | -5.6151 | -5.5175 | -5.4144 | -5.306 | -5.1924 | -5.0813 | -4.9674 | -4.857 | -4.7402 | -4.6223 | -4.5031 | -4.3815 | -4.2605 | -4.1372 | -4.013 | -3.8884 | -3.763 | -3.6372 | -3.511 | -3.3845 | -3.2572
Northwest | Warehouse | Average | April | Space Heating | LDCEU/TDEF | Electric Load with Losses, Incl. Cogeneration | MW | -0.1816 | -0.1783 | -0.2628 | -0.2311 | -0.2163 | -0.1828 | -0.0607 | -0.0096 | -0.0044 | 0.0137 | 0.0207 | 0.034 | 0.0353 | 0.0382 | 0.0448 | -0.0513 | -0.0421 | -0.0385 | -0.0387 | -0.0365 | -0.037 | -0.0352 | -0.0377 | -0.1288 | -0.2291 | -0.3448 | -0.3934 | -0.4453 | -0.497 | -0.543 | -0.5937 | -0.6452 | -0.698 | -0.7477 | -0.8004 | -0.8512 | -0.8999 | -0.9512 | -1.001 | -1.0511 | -1.1014 | -1.1488 | -1.1986 | -1.2482 | -1.2977 | -1.3451 | -1.3927 | -1.4377 | -1.4818 | -1.5262 | -1.5668 | -1.6065 | -1.6453 | -1.6813 | -1.7167 | -1.7516 | -1.7839 | -1.8148
Northwest | Warehouse | Average | April | Water Heating | LDCEU/TDEF | Electric Load with Losses, Incl. Cogeneration | MW | 0 | 0 | 0 | 0 | 0 | 0 | 0 | 0 | 0 | 0 | 0 | 0 | 0 | 0 | 0 | 0 | 0 | 0 | 0 | 0 | 0 | 0 | -0.0395 | -0.0591 | -0.0968 | -0.1191 | -0.1356 | -0.1506 | -0.1634 | -0.1738 | -0.1832 | -0.1911 | -0.1975 | -0.2026 | -0.2069 | -0.2097 | -0.2114 | -0.2123 | -0.2121 | -0.2113 | -0.2102 | -0.2082 | -0.206 | -0.2034 | -0.2002 | -0.1967 | -0.1931 | -0.1886 | -0.1842 | -0.1796 | -0.1744 | -0.1691 | -0.1637 | -0.1577 | -0.1518 | -0.146 | -0.1398 | -0.1336
Northwest | Warehouse | Average | April | Other Substitutables | LDCEU/TDEF | Electric Load with Losses, Incl. Cogeneration | MW | 0 | 0 | 0 | 0 | 0 | 0 | 0 | 0 | 0 | 0 | 0 | 0 | 0 | 0 | 0 | 0 | 0 | 0 | 0 | 0 | 0 | 0 | 0 | 0 | 0 | 0 | 0 | 0 | 0 | 0 | 0 | 0 | 0 | 0 | 0 | 0 | 0 | 0 | 0 | 0 | 0 | 0 | 0 | 0 | 0 | 0 | 0 | 0 | 0 | 0 | 0 | 0 | 0 | 0 | 0 | 0 | 0 | 0
Northwest | Warehouse | Average | April | Refrigeration | LDCEU/TDEF | Electric Load with Losses, Incl. Cogeneration | MW | 0 | 0 | 0 | 0 | 0 | 0 | 0 | 0 | 0 | 0 | 0 | 0 | 0 | 0 | 0 | 0 | 0 | -0.0061 | -0.014 | -0.0208 | -0.0329 | -0.0444 | -0.0607 | -0.0755 | -0.1015 | -0.114 | -0.1239 | -0.1331 | -0.1422 | -0.1506 | -0.1578 | -0.1644 | -0.1705 | -0.176 | -0.1812 | -0.1859 | -0.1901 | -0.1952 | -0.1997 | -0.2037 | -0.2074 | -0.2102 | -0.213 | -0.2154 | -0.2177 | -0.22 | -0.2218 | -0.2239 | -0.2255 | -0.227 | -0.2282 | -0.2294 | -0.2306 | -0.2315 | -0.2325 | -0.2334 | -0.2342 | -0.2349
Northwest | Warehouse | Average | April | Lighting | LDCEU/TDEF | Electric Load with Losses, Incl. Cogeneration | MW | 0 | -0.4043 | -1.6539 | -3.4415 | -5.2469 | -6.5571 | -9.1025 | -10.9981 | -19.3383 | -27.4243 | -31.9697 | -36.0849 | -40.5534 | -45.4022 | -43.5561 | -45.9063 | -43.3641 | -31.6193 | -31.0763 | -30.5951 | -29.8013 | -28.0737 | -27.4755 | -28.0541 | -26.5605 | -25.2745 | -23.973 | -22.8377 | -21.7759 | -20.7634 | -19.8301 | -18.955 | -18.1367 | -17.3565 | -16.6325 | -15.9527 | -15.3036 | -14.6992 | -14.1314 | -13.5943 | -13.0847 | -12.6001 | -12.1474 | -11.7172 | -11.3154 | -10.9262 | -10.5555 | -10.2005 | -9.8589 | -9.5329 | -9.2171 | -8.9126 | -8.6183 | -8.3334 | -8.057 | -7.7884 | -7.527 | -7.2714
Northwest | Warehouse | Average | April | Air Conditioning | LDCEU/TDEF | Electric Load with Losses, Incl. Cogeneration | MW | -0.0021 | 0.0865 | 0.2154 | 0.3296 | 0.4327 | 0.5132 | 0.6372 | 0.7357 | 0.7956 | 0.8822 | 0.8741 | 0.9168 | 0.9613 | 1.0062 | 1.0174 | 0.9816 | 1.0753 | 0.9688 | 0.9968 | 0.8644 | 0.6669 | 0.43 | 0.1903 | -0.0664 | -0.3315 | -0.8498 | -1.2457 | -1.6113 | -1.9483 | -2.2511 | -2.943 | -3.586 | -4.1873 | -4.7356 | -5.2547 | -5.7416 | -6.1873 | -6.6126 | -7.0148 | -7.3913 | -7.7429 | -8.0726 | -8.3917 | -8.6929 | -8.9893 | -9.2635 | -9.5252 | -9.7768 | -10.0152 | -10.2468 | -10.4683 | -10.6817 | -10.8878 | -11.0893 | -11.2842 | -11.4735 | -11.6595 | -11.8396
Northwest | Warehouse | Average | April | Other Non-Substitutables | LDCEU/TDEF | Electric Load with Losses, Incl. Cogeneration | MW | 0 | 0 | 0 | 0 | 0 | 0 | 0 | 0 | 0 | 0 | 0 | 0 | -0.6684 | -1.3033 | -1.9497 | -2.5342 | -2.6917 | -2.9933 | -3.5836 | -3.6837 | -4.147 | -4.4394 | -4.6801 | -5.0274 | -5.3646 | -5.6363 | -5.7233 | -5.7841 | -5.8183 | -5.8165 | -5.8055 | -5.7755 | -5.7307 | -5.6674 | -5.6006 | -5.5255 | -5.4368 | -5.3475 | -5.2546 | -5.1565 | -5.0533 | -4.9454 | -4.8398 | -4.7317 | -4.6269 | -4.5158 | -4.4038 | -4.2904 | -4.1749 | -4.06 | -3.9427 | -3.8248 | -3.7062 | -3.5871 | -3.4675 | -3.3475 | -3.2272 | -3.1062
Northwest | Warehouse | Average | May | Space Heating | LDCEU/TDEF | Electric Load with Losses, Incl. Cogeneration | MW | -0.0661 | -0.0754 | -0.1043 | -0.1256 | -0.0718 | -0.094 | -0.0437 | -0.0161 | -0.0033 | -0.0053 | 0.0024 | 0.0073 | 0.0107 | 0.0118 | 0.0141 | -0.0176 | -0.0143 | -0.0131 | -0.0125 | -0.0114 | -0.0114 | -0.0108 | -0.0115 | -0.035 | -0.0742 | -0.1223 | -0.1415 | -0.1627 | -0.1839 | -0.2023 | -0.2233 | -0.2443 | -0.2652 | -0.285 | -0.3065 | -0.3272 | -0.3467 | -0.367 | -0.387 | -0.407 | -0.4269 | -0.446 | -0.4662 | -0.4863 | -0.507 | -0.5262 | -0.5457 | -0.564 | -0.5819 | -0.6002 | -0.6168 | -0.6331 | -0.649 | -0.6637 | -0.6783 | -0.6926 | -0.7058 | -0.7186
Northwest | Warehouse | Average | May | Water Heating | LDCEU/TDEF | Electric Load with Losses, Incl. Cogeneration | MW | 0 | 0 | 0 | 0 | 0 | 0 | 0 | 0 | 0 | 0 | 0 | 0 | 0 | 0 | 0 | 0 | 0 | 0 | 0 | 0 | 0 | 0 | -0.022 | -0.0434 | -0.0628 | -0.0774 | -0.0881 | -0.0979 | -0.1063 | -0.1131 | -0.1192 | -0.1244 | -0.1286 | -0.1319 | -0.1348 | -0.1367 | -0.1378 | -0.1385 | -0.1384 | -0.1381 | -0.1373 | -0.1361 | -0.1347 | -0.133 | -0.1311 | -0.1288 | -0.1265 | -0.1237 | -0.1209 | -0.118 | -0.1146 | -0.1112 | -0.1077 | -0.1039 | -0.1001 | -0.0965 | -0.0924 | -0.0885
Northwest | Warehouse | Average | May | Other Substitutables | LDCEU/TDEF | Electric Load with Losses, Incl. Cogeneration | MW | 0 | 0 | 0 | 0 | 0 | 0 | 0 | 0 | 0 | 0 | 0 | 0 | 0 | 0 | 0 | 0 | 0 | 0 | 0 | 0 | 0 | 0 | 0 | 0 | 0 | 0 | 0 | 0 | 0 | 0 | 0 | 0 | 0 | 0 | 0 | 0 | 0 | 0 | 0 | 0 | 0 | 0 | 0 | 0 | 0 | 0 | 0 | 0 | 0 | 0 | 0 | 0 | 0 | 0 | 0 | 0 | 0 | 0
Northwest | Warehouse | Average | May | Refrigeration | LDCEU/TDEF | Electric Load with Losses, Incl. Cogeneration | MW | 0 | 0 | 0 | 0 | 0 | 0 | 0 | 0 | 0 | 0 | 0 | 0 | 0 | 0 | 0 | 0 | 0 | -0.0044 | -0.0101 | -0.015 | -0.0237 | -0.0319 | -0.0438 | -0.0544 | -0.0731 | -0.0821 | -0.0893 | -0.0959 | -0.1024 | -0.1085 | -0.1136 | -0.1184 | -0.1228 | -0.1269 | -0.1305 | -0.1339 | -0.137 | -0.1406 | -0.1438 | -0.1468 | -0.1495 | -0.1515 | -0.1534 | -0.1552 | -0.1569 | -0.1585 | -0.1598 | -0.1614 | -0.1625 | -0.1635 | -0.1645 | -0.1653 | -0.1661 | -0.1668 | -0.1675 | -0.1681 | -0.1687 | -0.1692
Northwest | Warehouse | Average | May | Lighting | LDCEU/TDEF | Electric Load with Losses, Incl. Cogeneration | MW | 0 | -0.3884 | -1.5629 | -3.2461 | -4.9395 | -6.1711 | -8.5693 | -10.3047 | -18.1441 | -25.721 | -30.0783 | -33.9745 | -38.2008 | -42.7155 | -41.0746 | -43.3466 | -40.8212 | -29.8988 | -29.386 | -28.8993 | -28.1574 | -26.529 | -25.9755 | -26.5549 | -25.121 | -23.8915 | -22.6486 | -21.5623 | -20.546 | -19.5777 | -18.6858 | -17.8501 | -17.0696 | -16.3256 | -15.6354 | -14.9878 | -14.37 | -13.7945 | -13.2542 | -12.7437 | -12.2596 | -11.8002 | -11.3712 | -10.9639 | -10.5835 | -10.2155 | -9.8653 | -9.5301 | -9.2081 | -8.9011 | -8.6039 | -8.3176 | -8.0411 | -7.7736 | -7.5144 | -7.2626 | -7.0178 | -6.7786
Northwest | Warehouse | Average | May | Air Conditioning | LDCEU/TDEF | Electric Load with Losses, Incl. Cogeneration | MW | -0.0067 | 0.1854 | 0.4722 | 0.6674 | 1.035 | 1.0389 | 1.2877 | 1.5013 | 1.7602 | 1.7752 | 1.7783 | 1.9494 | 2.0835 | 2.1718 | 2.0996 | 2.0013 | 2.211 | 1.9486 | 2.0052 | 1.7553 | 1.3295 | 0.8867 | 0.3824 | -0.1434 | -0.6972 | -1.7797 | -2.603 | -3.364 | -4.0647 | -4.6932 | -6.1351 | -7.4743 | -8.7258 | -9.8666 | -10.9478 | -11.9617 | -12.8888 | -13.7715 | -14.6069 | -15.3887 | -16.1185 | -16.804 | -17.468 | -18.0952 | -18.7133 | -19.2834 | -19.8284 | -20.3511 | -20.8471 | -21.3294 | -21.7902 | -22.2343 | -22.6632 | -23.0822 | -23.4876 | -23.8811 | -24.2678 | -24.642
Northwest | Warehouse | Average | May | Other Non-Substitutables | LDCEU/TDEF | Electric Load with Losses, Incl. Cogeneration | MW | 0 | 0 | 0 | 0 | 0 | 0 | 0 | 0 | 0 | 0 | 0 | 0 | -0.6082 | -1.1792 | -1.7675 | -2.3157 | -2.4528 | -2.745 | -3.2747 | -3.3355 | -3.7472 | -4.0115 | -4.2262 | -4.5346 | -4.8325 | -5.0816 | -5.1612 | -5.217 | -5.2484 | -5.2467 | -5.2375 | -5.2112 | -5.1717 | -5.1151 | -5.0554 | -4.9885 | -4.9089 | -4.8283 | -4.7447 | -4.6562 | -4.5633 | -4.4664 | -4.3717 | -4.2747 | -4.1807 | -4.0809 | -3.9804 | -3.8785 | -3.7748 | -3.6715 | -3.5663 | -3.4603 | -3.3538 | -3.2468 | -3.1393 | -3.0314 | -2.9233 | -2.8144
Northwest | Warehouse | Average | June | Space Heating | LDCEU/TDEF | Electric Load with Losses, Incl. Cogeneration | MW | -0.044 | -0.0473 | -0.0581 | -0.0568 | -0.0512 | -0.0414 | -0.0212 | -0.004 | -0.0076 | 0.0012 | 0.0047 | 0.0048 | 0.0034 | 0.0069 | 0.007 | -0.0095 | -0.0069 | -0.0065 | -0.0062 | -0.0055 | -0.0057 | -0.005 | -0.0065 | -0.016 | -0.0355 | -0.0596 | -0.0692 | -0.0799 | -0.0905 | -0.0997 | -0.1103 | -0.1208 | -0.1312 | -0.1412 | -0.1518 | -0.1622 | -0.1721 | -0.1822 | -0.1921 | -0.2022 | -0.2122 | -0.2216 | -0.2318 | -0.2419 | -0.2522 | -0.2619 | -0.2716 | -0.2809 | -0.2899 | -0.299 | -0.3073 | -0.3155 | -0.3234 | -0.3309 | -0.3381 | -0.3453 | -0.352 | -0.3585
Northwest | Warehouse | Average | June | Water Heating | LDCEU/TDEF | Electric Load with Losses, Incl. Cogeneration | MW | 0 | 0 | 0 | 0 | 0 | 0 | 0 | 0 | 0 | 0 | 0 | 0 | 0 | 0 | 0 | 0 | 0 | 0 | 0 | 0 | 0 | 0 | -0.0106 | -0.0294 | -0.0415 | -0.0512 | -0.0584 | -0.0648 | -0.0704 | -0.0749 | -0.079 | -0.0825 | -0.0852 | -0.0875 | -0.0893 | -0.0906 | -0.0914 | -0.0919 | -0.0919 | -0.0916 | -0.0911 | -0.0903 | -0.0894 | -0.0883 | -0.0871 | -0.0856 | -0.0841 | -0.0822 | -0.0804 | -0.0785 | -0.0763 | -0.074 | -0.0717 | -0.0692 | -0.0667 | -0.0643 | -0.0616 | -0.059
Northwest | Warehouse | Average | June | Other Substitutables | LDCEU/TDEF | Electric Load with Losses, Incl. Cogeneration | MW | 0 | 0 | 0 | 0 | 0 | 0 | 0 | 0 | 0 | 0 | 0 | 0 | 0 | 0 | 0 | 0 | 0 | 0 | 0 | 0 | 0 | 0 | 0 | 0 | 0 | 0 | 0 | 0 | 0 | 0 | 0 | 0 | 0 | 0 | 0 | 0 | 0 | 0 | 0 | 0 | 0 | 0 | 0 | 0 | 0 | 0 | 0 | 0 | 0 | 0 | 0 | 0 | 0 | 0 | 0 | 0 | 0 | 0
Northwest | Warehouse | Average | June | Refrigeration | LDCEU/TDEF | Electric Load with Losses, Incl. Cogeneration | MW | 0 | 0 | 0 | 0 | 0 | 0 | 0 | 0 | 0 | 0 | 0 | 0 | 0 | 0 | 0 | 0 | 0 | -0.0038 | -0.0087 | -0.0129 | -0.0205 | -0.0276 | -0.0378 | -0.047 | -0.0632 | -0.071 | -0.0772 | -0.0828 | -0.0885 | -0.0938 | -0.0982 | -0.1023 | -0.1061 | -0.1096 | -0.1128 | -0.1158 | -0.1185 | -0.1216 | -0.1244 | -0.127 | -0.1292 | -0.1309 | -0.1327 | -0.1342 | -0.1356 | -0.1371 | -0.1382 | -0.1396 | -0.1405 | -0.1413 | -0.1421 | -0.1429 | -0.1436 | -0.1442 | -0.1448 | -0.1453 | -0.1459 | -0.1463
Northwest | Warehouse | Average | June | Lighting | LDCEU/TDEF | Electric Load with Losses, Incl. Cogeneration | MW | 0 | -0.384 | -1.5409 | -3.1994 | -4.8668 | -6.0799 | -8.4429 | -10.1299 | -17.8403 | -25.2849 | -29.6048 | -33.449 | -37.6172 | -42.0602 | -40.4604 | -42.7066 | -40.1985 | -29.4615 | -28.9544 | -28.4699 | -27.7367 | -26.1303 | -25.5823 | -26.1554 | -24.7339 | -23.5177 | -22.2884 | -21.2133 | -20.2075 | -19.2494 | -18.3672 | -17.5409 | -16.7693 | -16.0341 | -15.3522 | -14.7126 | -14.1027 | -13.5342 | -13.0009 | -12.497 | -12.0196 | -11.5667 | -11.144 | -10.7427 | -10.3682 | -10.0059 | -9.6614 | -9.3316 | -9.015 | -8.7133 | -8.4215 | -8.1403 | -7.869 | -7.6066 | -7.3524 | -7.1055 | -6.8655 | -6.6312
Northwest | Warehouse | Average | June | Air Conditioning | LDCEU/TDEF | Electric Load with Losses, Incl. Cogeneration | MW | -0.0091 | 0.2735 | 0.7306 | 1.083 | 1.4218 | 1.6971 | 2.0823 | 2.8325 | 2.5376 | 3.1027 | 3.1896 | 3.2179 | 3.0597 | 3.6867 | 3.4122 | 3.1069 | 3.691 | 3.1128 | 3.1034 | 2.67 | 2.1977 | 1.3072 | 0.8948 | -0.1637 | -1.016 | -2.7286 | -4.0237 | -5.2244 | -6.3294 | -7.3184 | -9.5999 | -11.7139 | -13.6836 | -15.4807 | -17.1877 | -18.789 | -20.2489 | -21.636 | -22.9507 | -24.1796 | -25.326 | -26.4035 | -27.4508 | -28.4402 | -29.4201 | -30.3187 | -31.1794 | -32.0023 | -32.7843 | -33.5456 | -34.2717 | -34.9711 | -35.6466 | -36.306 | -36.9439 | -37.5626 | -38.1706 | -38.7589
Northwest | Warehouse | Average | June | Other Non-Substitutables | LDCEU/TDEF | Electric Load with Losses, Incl. Cogeneration | MW | 0 | 0 | 0 | 0 | 0 | 0 | 0 | 0 | 0 | 0 | 0 | 0 | -0.5989 | -1.1583 | -1.7378 | -2.2853 | -2.4172 | -2.713 | -3.2308 | -3.2752 | -3.6752 | -3.9337 | -4.1421 | -4.4418 | -4.7307 | -4.9766 | -5.0551 | -5.1104 | -5.1412 | -5.1397 | -5.1311 | -5.1056 | -5.0673 | -5.0122 | -4.9541 | -4.8887 | -4.8109 | -4.732 | -4.6501 | -4.5636 | -4.4726 | -4.378 | -4.2855 | -4.1907 | -4.0989 | -4.0013 | -3.9031 | -3.8035 | -3.7021 | -3.6012 | -3.4983 | -3.3948 | -3.2907 | -3.186 | -3.081 | -2.9755 | -2.8697 | -2.7633
Northwest | Warehouse | Average | July | Space Heating | LDCEU/TDEF | Electric Load with Losses, Incl. Cogeneration | MW | -0.0249 | -0.0112 | -0.0158 | -0.0125 | -0.0165 | -0.0091 | -0.0069 | -0.0024 | -0.0013 | 0.0022 | 0.0029 | 0.0033 | 0.0032 | 0.0034 | 0.0038 | -0.0034 | -0.0026 | -0.0026 | -0.0026 | -0.0024 | -0.0025 | -0.0026 | -0.0028 | -0.0065 | -0.014 | -0.0227 | -0.0263 | -0.03 | -0.0338 | -0.0372 | -0.041 | -0.0447 | -0.0486 | -0.0523 | -0.0561 | -0.0598 | -0.0634 | -0.0671 | -0.0707 | -0.0744 | -0.0781 | -0.0815 | -0.0852 | -0.0889 | -0.0926 | -0.096 | -0.0996 | -0.1029 | -0.1061 | -0.1094 | -0.1124 | -0.1154 | -0.1183 | -0.1209 | -0.1235 | -0.1262 | -0.1285 | -0.1308
Northwest | Warehouse | Average | July | Water Heating | LDCEU/TDEF | Electric Load with Losses, Incl. Cogeneration | MW | 0 | 0 | 0 | 0 | 0 | 0 | 0 | 0 | 0 | 0 | 0 | 0 | 0 | 0 | 0 | 0 | 0 | 0 | 0 | 0 | 0 | 0 | -0.008 | -0.0211 | -0.026 | -0.0321 | -0.0365 | -0.0406 | -0.044 | -0.0469 | -0.0494 | -0.0516 | -0.0533 | -0.0547 | -0.0558 | -0.0565 | -0.057 | -0.0573 | -0.0572 | -0.057 | -0.0567 | -0.0562 | -0.0555 | -0.0548 | -0.054 | -0.053 | -0.052 | -0.0508 | -0.0495 | -0.0483 | -0.0469 | -0.0454 | -0.0439 | -0.0423 | -0.0407 | -0.0391 | -0.0374 | -0.0358
Northwest | Warehouse | Average | July | Other Substitutables | LDCEU/TDEF | Electric Load with Losses, Incl. Cogeneration | MW | 0 | 0 | 0 | 0 | 0 | 0 | 0 | 0 | 0 | 0 | 0 | 0 | 0 | 0 | 0 | 0 | 0 | 0 | 0 | 0 | 0 | 0 | 0 | 0 | 0 | 0 | 0 | 0 | 0 | 0 | 0 | 0 | 0 | 0 | 0 | 0 | 0 | 0 | 0 | 0 | 0 | 0 | 0 | 0 | 0 | 0 | 0 | 0 | 0 | 0 | 0 | 0 | 0 | 0 | 0 | 0 | 0 | 0
Northwest | Warehouse | Average | July | Refrigeration | LDCEU/TDEF | Electric Load with Losses, Incl. Cogeneration | MW | 0 | 0 | 0 | 0 | 0 | 0 | 0 | 0 | 0 | 0 | 0 | 0 | 0 | 0 | 0 | 0 | 0 | -0.0036 | -0.0083 | -0.0122 | -0.0192 | -0.026 | -0.0356 | -0.0442 | -0.0595 | -0.0668 | -0.0726 | -0.0779 | -0.0832 | -0.0882 | -0.0924 | -0.0962 | -0.0998 | -0.1031 | -0.1061 | -0.1088 | -0.1114 | -0.1143 | -0.1169 | -0.1194 | -0.1215 | -0.1232 | -0.1248 | -0.1261 | -0.1275 | -0.1288 | -0.1299 | -0.1311 | -0.1321 | -0.1329 | -0.1337 | -0.1344 | -0.135 | -0.1356 | -0.1361 | -0.1367 | -0.1371 | -0.1375
Northwest | Warehouse | Average | July | Lighting | LDCEU/TDEF | Electric Load with Losses, Incl. Cogeneration | MW | 0 | -0.3623 | -1.3875 | -2.8657 | -4.3342 | -5.4096 | -7.5188 | -9.0319 | -15.9735 | -22.6503 | -26.5691 | -30.0321 | -33.7854 | -37.5795 | -36.4069 | -38.5862 | -35.98 | -26.7584 | -26.3187 | -25.7907 | -25.1843 | -23.7632 | -23.329 | -23.9579 | -22.6578 | -21.5429 | -20.4178 | -19.4327 | -18.511 | -17.6334 | -16.8243 | -16.0672 | -15.3608 | -14.6875 | -14.0623 | -13.4759 | -12.9171 | -12.3964 | -11.9076 | -11.4459 | -11.0086 | -10.5936 | -10.2059 | -9.8379 | -9.4939 | -9.1616 | -8.8455 | -8.5429 | -8.2525 | -7.9755 | -7.7076 | -7.4498 | -7.2007 | -6.9599 | -6.7266 | -6.5001 | -6.2799 | -6.0648
Northwest | Warehouse | Average | July | Air Conditioning | LDCEU/TDEF | Electric Load with Losses, Incl. Cogeneration | MW | -0.0119 | 0.496 | 1.3291 | 2.1594 | 2.382 | 3.1848 | 3.5368 | 4.169 | 4.3225 | 5.3911 | 5.1789 | 5.4541 | 5.7727 | 6.0113 | 6.6349 | 5.9581 | 6.5286 | 5.9236 | 4.9676 | 4.6173 | 4.0489 | 2.5976 | 1.2586 | -0.211 | -1.4141 | -4.1686 | -6.2397 | -8.1676 | -9.9417 | -11.5254 | -15.2024 | -18.5977 | -21.748 | -24.627 | -27.3701 | -29.9432 | -32.2808 | -34.4981 | -36.6037 | -38.5688 | -40.3999 | -42.121 | -43.8019 | -45.3897 | -46.9727 | -48.414 | -49.7972 | -51.1162 | -52.37 | -53.5931 | -54.7568 | -55.8771 | -56.9586 | -58.0145 | -59.0352 | -60.0244 | -60.9964 | -61.9369
Northwest | Warehouse | Average | July | Other Non-Substitutables | LDCEU/TDEF | Electric Load with Losses, Incl. Cogeneration | MW | 0 | 0 | 0 | 0 | 0 | 0 | 0 | 0 | 0 | 0 | 0 | 0 | -0.5508 | -1.0657 | -1.5956 | -2.0966 | -2.2197 | -2.4925 | -2.973 | -3.0323 | -3.4097 | -3.6553 | -3.8572 | -4.1404 | -4.4107 | -4.6385 | -4.7119 | -4.7628 | -4.7911 | -4.7896 | -4.7808 | -4.7569 | -4.7214 | -4.6701 | -4.6155 | -4.5543 | -4.4819 | -4.4084 | -4.332 | -4.2513 | -4.1666 | -4.0783 | -3.9918 | -3.9032 | -3.8171 | -3.7259 | -3.634 | -3.5408 | -3.4462 | -3.3518 | -3.2555 | -3.1589 | -3.0615 | -2.9638 | -2.8656 | -2.767 | -2.6682 | -2.5687
Northwest | Warehouse | Average | August | Space Heating | LDCEU/TDEF | Electric Load with Losses, Incl. Cogeneration | MW | -0.015 | -0.0142 | -0.0258 | -0.0159 | -0.0116 | -0.0111 | -0.0033 | -0.0023 | 0.0006 | 0.0007 | 0.0024 | 0.0031 | 0.0032 | 0.0028 | 0.0032 | -0.0034 | -0.0029 | -0.0026 | -0.0026 | -0.0025 | -0.0025 | -0.0025 | -0.0027 | -0.007 | -0.014 | -0.0224 | -0.0258 | -0.0296 | -0.0332 | -0.0365 | -0.0401 | -0.0438 | -0.0475 | -0.051 | -0.0549 | -0.0584 | -0.0619 | -0.0656 | -0.0691 | -0.0727 | -0.0762 | -0.0796 | -0.0831 | -0.0867 | -0.0903 | -0.0936 | -0.097 | -0.1003 | -0.1034 | -0.1066 | -0.1095 | -0.1124 | -0.1152 | -0.1178 | -0.1203 | -0.1228 | -0.1252 | -0.1274
Northwest | Warehouse | Average | August | Water Heating | LDCEU/TDEF | Electric Load with Losses, Incl. Cogeneration | MW | 0 | 0 | 0 | 0 | 0 | 0 | 0 | 0 | 0 | 0 | 0 | 0 | 0 | 0 | 0 | 0 | 0 | 0 | 0 | 0 | 0 | 0 | -0.0087 | -0.018 | -0.0257 | -0.0317 | -0.0361 | -0.04 | -0.0435 | -0.0463 | -0.0487 | -0.0508 | -0.0526 | -0.0539 | -0.0551 | -0.0558 | -0.0562 | -0.0565 | -0.0564 | -0.0562 | -0.0559 | -0.0553 | -0.0547 | -0.054 | -0.0531 | -0.0521 | -0.0512 | -0.05 | -0.0488 | -0.0476 | -0.0461 | -0.0446 | -0.0432 | -0.0416 | -0.04 | -0.0384 | -0.0367 | -0.035
Northwest | Warehouse | Average | August | Other Substitutables | LDCEU/TDEF | Electric Load with Losses, Incl. Cogeneration | MW | 0 | 0 | 0 | 0 | 0 | 0 | 0 | 0 | 0 | 0 | 0 | 0 | 0 | 0 | 0 | 0 | 0 | 0 | 0 | 0 | 0 | 0 | 0 | 0 | 0 | 0 | 0 | 0 | 0 | 0 | 0 | 0 | 0 | 0 | 0 | 0 | 0 | 0 | 0 | 0 | 0 | 0 | 0 | 0 | 0 | 0 | 0 | 0 | 0 | 0 | 0 | 0 | 0 | 0 | 0 | 0 | 0 | 0
Northwest | Warehouse | Average | August | Refrigeration | LDCEU/TDEF | Electric Load with Losses, Incl. Cogeneration | MW | 0 | 0 | 0 | 0 | 0 | 0 | 0 | 0 | 0 | 0 | 0 | 0 | 0 | 0 | 0 | 0 | 0 | -0.0036 | -0.0084 | -0.0124 | -0.0196 | -0.0264 | -0.0363 | -0.045 | -0.0606 | -0.0681 | -0.074 | -0.0794 | -0.0848 | -0.0899 | -0.0942 | -0.0981 | -0.1018 | -0.105 | -0.1081 | -0.1109 | -0.1134 | -0.1165 | -0.1191 | -0.1216 | -0.1238 | -0.1255 | -0.1271 | -0.1285 | -0.1299 | -0.1313 | -0.1324 | -0.1336 | -0.1345 | -0.1355 | -0.1362 | -0.1369 | -0.1376 | -0.1382 | -0.1387 | -0.1393 | -0.1398 | -0.1402
Northwest | Warehouse | Average | August | Lighting | LDCEU/TDEF | Electric Load with Losses, Incl. Cogeneration | MW | 0 | -0.3714 | -1.4285 | -2.952 | -4.467 | -5.5758 | -7.7492 | -9.3099 | -16.4588 | -23.3379 | -27.3679 | -30.933 | -34.7972 | -38.7226 | -37.4901 | -39.7194 | -37.0683 | -27.5317 | -27.0776 | -26.5425 | -25.9135 | -24.4483 | -23.996 | -24.6334 | -23.2973 | -22.1514 | -20.9951 | -19.9827 | -19.0355 | -18.1336 | -17.3021 | -16.524 | -15.798 | -15.1057 | -14.4632 | -13.8605 | -13.2861 | -12.751 | -12.2484 | -11.7739 | -11.3242 | -10.8977 | -10.499 | -10.1207 | -9.7671 | -9.4254 | -9.1004 | -8.7893 | -8.4906 | -8.2059 | -7.9305 | -7.6652 | -7.4091 | -7.1614 | -6.9215 | -6.6885 | -6.462 | -6.2407
Northwest | Warehouse | Average | August | Air Conditioning | LDCEU/TDEF | Electric Load with Losses, Incl. Cogeneration | MW | -0.0202 | 0.4622 | 1.1285 | 1.961 | 2.7856 | 2.993 | 4.132 | 4.3112 | 4.9326 | 4.8769 | 4.8847 | 5.5365 | 5.9285 | 5.4171 | 5.6696 | 6.0005 | 5.7999 | 5.8624 | 6.189 | 5.3754 | 3.8597 | 2.5555 | 1.1607 | 0.0056 | -1.4464 | -4.2465 | -6.3527 | -8.313 | -10.117 | -11.7275 | -15.4655 | -18.9176 | -22.1214 | -25.049 | -27.8379 | -30.454 | -32.8313 | -35.0863 | -37.2277 | -39.2262 | -41.0888 | -42.8391 | -44.5483 | -46.1628 | -47.7718 | -49.2374 | -50.6438 | -51.985 | -53.26 | -54.5037 | -55.6868 | -56.8261 | -57.926 | -58.9997 | -60.0376 | -61.0437 | -62.0322 | -62.9887
Northwest | Warehouse | Average | August | Other Non-Substitutables | LDCEU/TDEF | Electric Load with Losses, Incl. Cogeneration | MW | 0 | 0 | 0 | 0 | 0 | 0 | 0 | 0 | 0 | 0 | 0 | 0 | -0.5543 | -1.0727 | -1.6062 | -2.1097 | -2.2338 | -2.5075 | -2.9911 | -3.0506 | -3.4302 | -3.6767 | -3.8793 | -4.164 | -4.4361 | -4.6652 | -4.7388 | -4.7901 | -4.8186 | -4.817 | -4.8083 | -4.7841 | -4.7483 | -4.6968 | -4.6419 | -4.5803 | -4.5074 | -4.4335 | -4.3567 | -4.2755 | -4.1903 | -4.1016 | -4.0145 | -3.9255 | -3.8388 | -3.7471 | -3.6547 | -3.5611 | -3.4658 | -3.3709 | -3.2741 | -3.1768 | -3.079 | -2.9806 | -2.8819 | -2.7828 | -2.6834 | -2.5834
Northwest | Warehouse | Average | September | Space Heating | LDCEU/TDEF | Electric Load with Losses, Incl. Cogeneration | MW | -0.0363 | -0.0327 | -0.0441 | -0.0663 | -0.0408 | -0.032 | -0.0137 | -0.0071 | -0.0007 | 0.0013 | 0.005 | 0.003 | 0.0042 | 0.0068 | 0.0072 | -0.0092 | -0.0074 | -0.0068 | -0.0068 | -0.0063 | -0.0061 | -0.0062 | -0.0059 | -0.0182 | -0.0386 | -0.0622 | -0.0718 | -0.0823 | -0.0927 | -0.1019 | -0.1121 | -0.1226 | -0.1329 | -0.1429 | -0.1534 | -0.1636 | -0.1734 | -0.1835 | -0.1934 | -0.2033 | -0.2132 | -0.2227 | -0.2327 | -0.2427 | -0.2528 | -0.2623 | -0.2719 | -0.281 | -0.2898 | -0.2988 | -0.3071 | -0.3151 | -0.3229 | -0.3302 | -0.3374 | -0.3444 | -0.3509 | -0.3572
Northwest | Warehouse | Average | September | Water Heating | LDCEU/TDEF | Electric Load with Losses, Incl. Cogeneration | MW | 0 | 0 | 0 | 0 | 0 | 0 | 0 | 0 | 0 | 0 | 0 | 0 | 0 | 0 | 0 | 0 | 0 | 0 | 0 | 0 | 0 | 0 | -0.0194 | -0.0386 | -0.0448 | -0.0551 | -0.0628 | -0.0696 | -0.0755 | -0.0803 | -0.0846 | -0.0883 | -0.0911 | -0.0934 | -0.0954 | -0.0967 | -0.0974 | -0.0978 | -0.0976 | -0.0972 | -0.0966 | -0.0956 | -0.0945 | -0.0932 | -0.0916 | -0.0899 | -0.0882 | -0.0861 | -0.084 | -0.0818 | -0.0792 | -0.0767 | -0.0741 | -0.0712 | -0.0684 | -0.0657 | -0.0627 | -0.0598
Northwest | Warehouse | Average | September | Other Substitutables | LDCEU/TDEF | Electric Load with Losses, Incl. Cogeneration | MW | 0 | 0 | 0 | 0 | 0 | 0 | 0 | 0 | 0 | 0 | 0 | 0 | 0 | 0 | 0 | 0 | 0 | 0 | 0 | 0 | 0 | 0 | 0 | 0 | 0 | 0 | 0 | 0 | 0 | 0 | 0 | 0 | 0 | 0 | 0 | 0 | 0 | 0 | 0 | 0 | 0 | 0 | 0 | 0 | 0 | 0 | 0 | 0 | 0 | 0 | 0 | 0 | 0 | 0 | 0 | 0 | 0 | 0
Northwest | Warehouse | Average | September | Refrigeration | LDCEU/TDEF | Electric Load with Losses, Incl. Cogeneration | MW | 0 | 0 | 0 | 0 | 0 | 0 | 0 | 0 | 0 | 0 | 0 | 0 | 0 | 0 | 0 | 0 | 0 | -0.0046 | -0.0108 | -0.0159 | -0.0253 | -0.034 | -0.0466 | -0.058 | -0.0779 | -0.0875 | -0.0951 | -0.1021 | -0.1092 | -0.1156 | -0.1211 | -0.1262 | -0.1308 | -0.1351 | -0.139 | -0.1427 | -0.1459 | -0.1498 | -0.1532 | -0.1563 | -0.1592 | -0.1614 | -0.1635 | -0.1653 | -0.1671 | -0.1689 | -0.1703 | -0.1719 | -0.1731 | -0.1742 | -0.1752 | -0.176 | -0.1769 | -0.1777 | -0.1784 | -0.1791 | -0.1798 | -0.1803
Northwest | Warehouse | Average | September | Lighting | LDCEU/TDEF | Electric Load with Losses, Incl. Cogeneration | MW | 0 | -0.4086 | -1.5928 | -3.2964 | -4.9966 | -6.2386 | -8.668 | -10.433 | -18.4217 | -26.1234 | -30.5844 | -34.5558 | -38.862 | -43.3032 | -41.839 | -44.2756 | -41.432 | -30.6475 | -30.1383 | -29.5709 | -28.8571 | -27.2169 | -26.6955 | -27.3714 | -25.8952 | -24.6274 | -23.3469 | -22.227 | -21.1792 | -20.1811 | -19.2611 | -18.3995 | -17.5952 | -16.8283 | -16.1165 | -15.4486 | -14.8117 | -14.2186 | -13.6615 | -13.135 | -12.636 | -12.1624 | -11.7198 | -11.2995 | -10.9066 | -10.5269 | -10.1655 | -9.8195 | -9.4872 | -9.1702 | -8.8636 | -8.568 | -8.2827 | -8.0066 | -7.739 | -7.4792 | -7.2265 | -6.9795
Northwest | Warehouse | Average | September | Air Conditioning | LDCEU/TDEF | Electric Load with Losses, Incl. Cogeneration | MW | -0.0131 | 0.3399 | 0.9282 | 1.0855 | 1.6841 | 2.0444 | 2.4894 | 2.6929 | 3.1093 | 3.2364 | 3.328 | 3.0772 | 3.2365 | 3.6756 | 3.4411 | 3.7173 | 3.997 | 3.6635 | 4.6479 | 3.3759 | 2.2814 | 1.6617 | 0.5932 | -0.2283 | -1.0664 | -2.9172 | -4.3176 | -5.6165 | -6.8124 | -7.8828 | -10.3517 | -12.6383 | -14.7674 | -16.7109 | -18.5576 | -20.2897 | -21.8686 | -23.3694 | -24.7923 | -26.1219 | -27.3621 | -28.5271 | -29.66 | -30.7302 | -31.7908 | -32.763 | -33.6941 | -34.5847 | -35.4306 | -36.254 | -37.0393 | -37.7957 | -38.5262 | -39.2394 | -39.9292 | -40.5983 | -41.2558 | -41.8921
Northwest | Warehouse | Average | September | Other Non-Substitutables | LDCEU/TDEF | Electric Load with Losses, Incl. Cogeneration | MW | 0 | 0 | 0 | 0 | 0 | 0 | 0 | 0 | 0 | 0 | 0 | 0 | -0.6329 | -1.2279 | -1.8378 | -2.4054 | -2.5493 | -2.8537 | -3.4086 | -3.4873 | -3.9237 | -4.2043 | -4.4357 | -4.7632 | -5.0772 | -5.3377 | -5.4214 | -5.4797 | -5.5122 | -5.5105 | -5.5002 | -5.4722 | -5.4308 | -5.3715 | -5.3086 | -5.2379 | -5.1542 | -5.0697 | -4.9817 | -4.8888 | -4.7913 | -4.6895 | -4.5897 | -4.4877 | -4.3884 | -4.2834 | -4.1775 | -4.0702 | -3.9611 | -3.8523 | -3.7415 | -3.63 | -3.5179 | -3.4052 | -3.2921 | -3.1786 | -3.0648 | -2.9503
Northwest | Warehouse | Average | October | Space Heating | LDCEU/TDEF | Electric Load with Losses, Incl. Cogeneration | MW | -0.1133 | -0.1401 | -0.1837 | -0.176 | -0.1565 | -0.1339 | -0.0396 | -0.0162 | -0.0036 | 0.0031 | 0.0185 | 0.0193 | 0.0229 | 0.0228 | 0.0276 | -0.0334 | -0.0279 | -0.025 | -0.0251 | -0.0235 | -0.0234 | -0.0233 | -0.0255 | -0.0788 | -0.1474 | -0.2263 | -0.2591 | -0.2943 | -0.3295 | -0.3605 | -0.395 | -0.43 | -0.4655 | -0.4991 | -0.5349 | -0.5695 | -0.6023 | -0.6369 | -0.6705 | -0.7044 | -0.7383 | -0.7705 | -0.8042 | -0.8378 | -0.8716 | -0.9037 | -0.9361 | -0.9667 | -0.9966 | -1.0267 | -1.0544 | -1.0814 | -1.1078 | -1.1322 | -1.1563 | -1.18 | -1.202 | -1.2231
Northwest | Warehouse | Average | October | Water Heating | LDCEU/TDEF | Electric Load with Losses, Incl. Cogeneration | MW | 0 | 0 | 0 | 0 | 0 | 0 | 0 | 0 | 0 | 0 | 0 | 0 | 0 | 0 | 0 | 0 | 0 | 0 | 0 | 0 | 0 | 0 | -0.025 | -0.063 | -0.0823 | -0.1012 | -0.1152 | -0.1279 | -0.1387 | -0.1475 | -0.1555 | -0.1621 | -0.1675 | -0.1718 | -0.1754 | -0.1777 | -0.1791 | -0.1798 | -0.1795 | -0.1789 | -0.1778 | -0.1759 | -0.174 | -0.1717 | -0.1689 | -0.1658 | -0.1626 | -0.1588 | -0.1549 | -0.1509 | -0.1463 | -0.1417 | -0.137 | -0.1319 | -0.1268 | -0.1218 | -0.1163 | -0.111
Northwest | Warehouse | Average | October | Other Substitutables | LDCEU/TDEF | Electric Load with Losses, Incl. Cogeneration | MW | 0 | 0 | 0 | 0 | 0 | 0 | 0 | 0 | 0 | 0 | 0 | 0 | 0 | 0 | 0 | 0 | 0 | 0 | 0 | 0 | 0 | 0 | 0 | 0 | 0 | 0 | 0 | 0 | 0 | 0 | 0 | 0 | 0 | 0 | 0 | 0 | 0 | 0 | 0 | 0 | 0 | 0 | 0 | 0 | 0 | 0 | 0 | 0 | 0 | 0 | 0 | 0 | 0 | 0 | 0 | 0 | 0 | 0
Northwest | Warehouse | Average | October | Refrigeration | LDCEU/TDEF | Electric Load with Losses, Incl. Cogeneration | MW | 0 | 0 | 0 | 0 | 0 | 0 | 0 | 0 | 0 | 0 | 0 | 0 | 0 | 0 | 0 | 0 | 0 | -0.0055 | -0.0127 | -0.0188 | -0.0298 | -0.04 | -0.0549 | -0.0682 | -0.0917 | -0.103 | -0.112 | -0.1203 | -0.1285 | -0.1361 | -0.1425 | -0.1485 | -0.154 | -0.159 | -0.1636 | -0.1679 | -0.1718 | -0.1763 | -0.1804 | -0.184 | -0.1874 | -0.19 | -0.1925 | -0.1946 | -0.1967 | -0.1987 | -0.2004 | -0.2024 | -0.2038 | -0.205 | -0.2062 | -0.2073 | -0.2083 | -0.2092 | -0.21 | -0.2108 | -0.2115 | -0.2122
Northwest | Warehouse | Average | October | Lighting | LDCEU/TDEF | Electric Load with Losses, Incl. Cogeneration | MW | 0 | -0.3938 | -1.5954 | -3.3161 | -5.05 | -6.3099 | -8.7609 | -10.5755 | -18.6108 | -26.392 | -30.7958 | -34.7675 | -39.0792 | -43.7107 | -41.9926 | -44.2943 | -41.7633 | -30.5393 | -30.0179 | -29.5331 | -28.777 | -27.1154 | -26.5516 | -27.135 | -25.6857 | -24.4389 | -23.1776 | -22.0768 | -21.0473 | -20.0655 | -19.1607 | -18.3126 | -17.5198 | -16.7639 | -16.0624 | -15.4039 | -14.7753 | -14.1898 | -13.64 | -13.12 | -12.6268 | -12.1579 | -11.7199 | -11.3037 | -10.9148 | -10.5384 | -10.18 | -9.8368 | -9.5067 | -9.1916 | -8.8865 | -8.5923 | -8.3082 | -8.0331 | -7.7663 | -7.507 | -7.2547 | -7.0081
Northwest | Warehouse | Average | October | Air Conditioning | LDCEU/TDEF | Electric Load with Losses, Incl. Cogeneration | MW | -0.0031 | 0.1301 | 0.3237 | 0.4954 | 0.6503 | 0.771 | 0.9567 | 1.1044 | 1.1946 | 1.3242 | 1.3134 | 1.3779 | 1.4451 | 1.5135 | 1.5292 | 1.4734 | 1.6181 | 1.4536 | 1.4963 | 1.2982 | 0.9988 | 0.6412 | 0.2839 | -0.1083 | -0.508 | -1.2904 | -1.8877 | -2.4394 | -2.9478 | -3.4045 | -4.4483 | -5.4185 | -6.326 | -7.1533 | -7.9367 | -8.6713 | -9.3437 | -9.9853 | -10.5921 | -11.16 | -11.6904 | -12.188 | -12.6693 | -13.1239 | -13.5711 | -13.9846 | -14.3795 | -14.759 | -15.1187 | -15.4681 | -15.8023 | -16.1243 | -16.4356 | -16.7395 | -17.0337 | -17.3194 | -17.6002 | -17.8719
Northwest | Warehouse | Average | October | Other Non-Substitutables | LDCEU/TDEF | Electric Load with Losses, Incl. Cogeneration | MW | 0 | 0 | 0 | 0 | 0 | 0 | 0 | 0 | 0 | 0 | 0 | 0 | -0.6338 | -1.2339 | -1.8463 | -2.4042 | -2.5523 | -2.8427 | -3.4008 | -3.4911 | -3.9292 | -4.2072 | -4.4358 | -4.7641 | -5.0822 | -5.3402 | -5.423 | -5.4808 | -5.5133 | -5.5117 | -5.5013 | -5.473 | -5.4307 | -5.371 | -5.3077 | -5.2368 | -5.1528 | -5.0682 | -4.9803 | -4.8873 | -4.7896 | -4.6874 | -4.5875 | -4.4851 | -4.3858 | -4.2806 | -4.1745 | -4.0673 | -3.9579 | -3.849 | -3.738 | -3.6263 | -3.514 | -3.4012 | -3.2879 | -3.1743 | -3.0604 | -2.9458
Northwest | Warehouse | Average | November | Space Heating | LDCEU/TDEF | Electric Load with Losses, Incl. Cogeneration | MW | -0.2618 | -0.2718 | -0.291 | -0.3118 | -0.2519 | -0.2269 | -0.057 | -0.0373 | 0.0039 | 0.016 | 0.0234 | 0.0337 | 0.0398 | 0.0464 | 0.0546 | -0.062 | -0.053 | -0.0484 | -0.0488 | -0.046 | -0.0465 | -0.044 | -0.0468 | -0.1623 | -0.29 | -0.4376 | -0.4994 | -0.5656 | -0.6317 | -0.6903 | -0.755 | -0.8207 | -0.8878 | -0.9512 | -1.0184 | -1.0833 | -1.1453 | -1.2107 | -1.274 | -1.3379 | -1.402 | -1.4624 | -1.5259 | -1.5892 | -1.6523 | -1.7128 | -1.7735 | -1.8311 | -1.8872 | -1.9439 | -1.9957 | -2.0464 | -2.0959 | -2.1418 | -2.187 | -2.2315 | -2.2727 | -2.3123
Northwest | Warehouse | Average | November | Water Heating | LDCEU/TDEF | Electric Load with Losses, Incl. Cogeneration | MW | 0 | 0 | 0 | 0 | 0 | 0 | 0 | 0 | 0 | 0 | 0 | 0 | 0 | 0 | 0 | 0 | 0 | 0 | 0 | 0 | 0 | 0 | -0.0547 | -0.0818 | -0.1285 | -0.1582 | -0.18 | -0.1997 | -0.2166 | -0.2303 | -0.2427 | -0.2531 | -0.2614 | -0.2681 | -0.2737 | -0.2772 | -0.2793 | -0.2805 | -0.28 | -0.2789 | -0.2772 | -0.2743 | -0.2712 | -0.2676 | -0.2632 | -0.2584 | -0.2533 | -0.2474 | -0.2413 | -0.2351 | -0.2279 | -0.2207 | -0.2133 | -0.2053 | -0.1973 | -0.1894 | -0.181 | -0.1727
Northwest | Warehouse | Average | November | Other Substitutables | LDCEU/TDEF | Electric Load with Losses, Incl. Cogeneration | MW | 0 | 0 | 0 | 0 | 0 | 0 | 0 | 0 | 0 | 0 | 0 | 0 | 0 | 0 | 0 | 0 | 0 | 0 | 0 | 0 | 0 | 0 | 0 | 0 | 0 | 0 | 0 | 0 | 0 | 0 | 0 | 0 | 0 | 0 | 0 | 0 | 0 | 0 | 0 | 0 | 0 | 0 | 0 | 0 | 0 | 0 | 0 | 0 | 0 | 0 | 0 | 0 | 0 | 0 | 0 | 0 | 0 | 0
Northwest | Warehouse | Average | November | Refrigeration | LDCEU/TDEF | Electric Load with Losses, Incl. Cogeneration | MW | 0 | 0 | 0 | 0 | 0 | 0 | 0 | 0 | 0 | 0 | 0 | 0 | 0 | 0 | 0 | 0 | 0 | -0.0063 | -0.0146 | -0.0216 | -0.0343 | -0.0462 | -0.0633 | -0.0787 | -0.1058 | -0.1189 | -0.1292 | -0.1388 | -0.1482 | -0.157 | -0.1645 | -0.1714 | -0.1777 | -0.1835 | -0.1888 | -0.1938 | -0.1982 | -0.2035 | -0.2082 | -0.2124 | -0.2162 | -0.2192 | -0.2221 | -0.2246 | -0.2269 | -0.2294 | -0.2313 | -0.2336 | -0.2351 | -0.2366 | -0.238 | -0.2392 | -0.2403 | -0.2414 | -0.2424 | -0.2432 | -0.2441 | -0.2449
Northwest | Warehouse | Average | November | Lighting | LDCEU/TDEF | Electric Load with Losses, Incl. Cogeneration | MW | 0 | -0.4061 | -1.6423 | -3.4129 | -5.1964 | -6.4925 | -9.0148 | -10.9015 | -19.1876 | -27.2155 | -31.7321 | -35.8184 | -40.2556 | -45.0099 | -43.2523 | -45.6316 | -43.008 | -31.471 | -30.9373 | -30.4333 | -29.6616 | -27.9545 | -27.382 | -27.9921 | -26.5045 | -25.2225 | -23.9254 | -22.7939 | -21.7357 | -20.7264 | -19.7959 | -18.9236 | -18.108 | -17.3302 | -16.6082 | -15.9303 | -15.283 | -14.6804 | -14.1142 | -13.5784 | -13.0701 | -12.5868 | -12.1351 | -11.7056 | -11.3044 | -10.9159 | -10.5457 | -10.1913 | -9.8502 | -9.5246 | -9.2093 | -8.905 | -8.611 | -8.3264 | -8.0502 | -7.7819 | -7.5206 | -7.2651
Northwest | Warehouse | Average | November | Air Conditioning | LDCEU/TDEF | Electric Load with Losses, Incl. Cogeneration | MW | -0.0016 | 0.0691 | 0.1711 | 0.2619 | 0.3435 | 0.4074 | 0.5059 | 0.5846 | 0.6325 | 0.7017 | 0.695 | 0.7287 | 0.7646 | 0.8005 | 0.8089 | 0.7802 | 0.8563 | 0.7699 | 0.793 | 0.6883 | 0.5308 | 0.3419 | 0.1505 | -0.0546 | -0.2672 | -0.6813 | -0.9978 | -1.2901 | -1.5596 | -1.8017 | -2.3546 | -2.8685 | -3.3493 | -3.7877 | -4.2026 | -4.5918 | -4.9481 | -5.2882 | -5.6099 | -5.911 | -6.1922 | -6.4559 | -6.7109 | -6.9517 | -7.1885 | -7.4078 | -7.6169 | -7.8181 | -8.0086 | -8.1938 | -8.3708 | -8.5415 | -8.7064 | -8.8674 | -9.0234 | -9.1747 | -9.3236 | -9.4676
Northwest | Warehouse | Average | November | Other Non-Substitutables | LDCEU/TDEF | Electric Load with Losses, Incl. Cogeneration | MW | 0 | 0 | 0 | 0 | 0 | 0 | 0 | 0 | 0 | 0 | 0 | 0 | -0.6818 | -1.3298 | -1.988 | -2.5819 | -2.744 | -3.0499 | -3.6538 | -3.7652 | -4.2415 | -4.5428 | -4.7922 | -5.1493 | -5.4955 | -5.7727 | -5.8618 | -5.9238 | -5.9587 | -5.9569 | -5.9453 | -5.9143 | -5.8684 | -5.8037 | -5.735 | -5.658 | -5.567 | -5.4757 | -5.3807 | -5.2801 | -5.1744 | -5.0638 | -4.9556 | -4.8447 | -4.7372 | -4.6233 | -4.5083 | -4.3922 | -4.2738 | -4.1558 | -4.0356 | -3.9148 | -3.7932 | -3.6711 | -3.5486 | -3.4255 | -3.3022 | -3.1782
Northwest | Warehouse | Average | December | Space Heating | LDCEU/TDEF | Electric Load with Losses, Incl. Cogeneration | MW | -0.3986 | -0.4025 | -0.5311 | -0.5149 | -0.4529 | -0.3975 | -0.0712 | 0.0027 | 0.0447 | 0.0718 | 0.0897 | 0.1019 | 0.1073 | 0.1102 | 0.1262 | -0.1268 | -0.1079 | -0.0999 | -0.1031 | -0.0983 | -0.1002 | -0.098 | -0.1062 | -0.3412 | -0.5889 | -0.8592 | -0.9763 | -1.0986 | -1.2206 | -1.3302 | -1.4481 | -1.5702 | -1.6974 | -1.8163 | -1.941 | -2.0612 | -2.1777 | -2.301 | -2.4194 | -2.5394 | -2.6601 | -2.7737 | -2.8914 | -3.0089 | -3.1244 | -3.2366 | -3.3489 | -3.4556 | -3.5598 | -3.6646 | -3.7606 | -3.8545 | -3.9461 | -4.0309 | -4.1146 | -4.1972 | -4.2732 | -4.3463
Northwest | Warehouse | Average | December | Water Heating | LDCEU/TDEF | Electric Load with Losses, Incl. Cogeneration | MW | 0 | 0 | 0 | 0 | 0 | 0 | 0 | 0 | 0 | 0 | 0 | 0 | 0 | 0 | 0 | 0 | 0 | 0 | 0 | 0 | 0 | 0 | -0.0589 | -0.1333 | -0.1555 | -0.1913 | -0.2178 | -0.2417 | -0.2621 | -0.2787 | -0.2936 | -0.3062 | -0.3162 | -0.3244 | -0.331 | -0.3354 | -0.338 | -0.3393 | -0.3387 | -0.3373 | -0.3353 | -0.3318 | -0.328 | -0.3237 | -0.3183 | -0.3124 | -0.3064 | -0.2992 | -0.2919 | -0.2843 | -0.2757 | -0.2669 | -0.258 | -0.2482 | -0.2386 | -0.2291 | -0.2188 | -0.2087
Northwest | Warehouse | Average | December | Other Substitutables | LDCEU/TDEF | Electric Load with Losses, Incl. Cogeneration | MW | 0 | 0 | 0 | 0 | 0 | 0 | 0 | 0 | 0 | 0 | 0 | 0 | 0 | 0 | 0 | 0 | 0 | 0 | 0 | 0 | 0 | 0 | 0 | 0 | 0 | 0 | 0 | 0 | 0 | 0 | 0 | 0 | 0 | 0 | 0 | 0 | 0 | 0 | 0 | 0 | 0 | 0 | 0 | 0 | 0 | 0 | 0 | 0 | 0 | 0 | 0 | 0 | 0 | 0 | 0 | 0 | 0 | 0
Northwest | Warehouse | Average | December | Refrigeration | LDCEU/TDEF | Electric Load with Losses, Incl. Cogeneration | MW | 0 | 0 | 0 | 0 | 0 | 0 | 0 | 0 | 0 | 0 | 0 | 0 | 0 | 0 | 0 | 0 | 0 | -0.0065 | -0.0149 | -0.0221 | -0.035 | -0.0471 | -0.0645 | -0.0803 | -0.1079 | -0.1213 | -0.1317 | -0.1415 | -0.1512 | -0.1601 | -0.1678 | -0.1748 | -0.1812 | -0.1872 | -0.1926 | -0.1976 | -0.2021 | -0.2074 | -0.2123 | -0.2166 | -0.2205 | -0.2235 | -0.2265 | -0.229 | -0.2315 | -0.2339 | -0.2358 | -0.2381 | -0.2398 | -0.2413 | -0.2427 | -0.244 | -0.245 | -0.2461 | -0.2471 | -0.2481 | -0.249 | -0.2497
Northwest | Warehouse | Average | December | Lighting | LDCEU/TDEF | Electric Load with Losses, Incl. Cogeneration | MW | 0 | -0.3941 | -1.5971 | -3.3197 | -5.0556 | -6.317 | -8.7707 | -10.6055 | -18.6638 | -26.4719 | -30.865 | -34.8392 | -39.1559 | -43.7883 | -42.0653 | -44.3722 | -41.8383 | -30.5961 | -30.0759 | -29.5907 | -28.8371 | -27.1767 | -26.624 | -27.2164 | -25.7695 | -24.523 | -23.262 | -22.1622 | -21.1335 | -20.1524 | -19.248 | -18.3999 | -17.6071 | -16.851 | -16.1492 | -15.4902 | -14.8609 | -14.2751 | -13.7247 | -13.204 | -12.7098 | -12.2399 | -11.8008 | -11.3834 | -10.9933 | -10.6157 | -10.2559 | -9.9113 | -9.5797 | -9.2633 | -8.9567 | -8.661 | -8.3752 | -8.0986 | -7.83 | -7.5692 | -7.3153 | -7.0669
Northwest | Warehouse | Average | December | Air Conditioning | LDCEU/TDEF | Electric Load with Losses, Incl. Cogeneration | MW | -0.001 | 0.0452 | 0.1119 | 0.1713 | 0.2246 | 0.2664 | 0.3307 | 0.382 | 0.4134 | 0.4585 | 0.4542 | 0.4765 | 0.5001 | 0.5232 | 0.5288 | 0.5105 | 0.5601 | 0.5036 | 0.5187 | 0.45 | 0.347 | 0.2237 | 0.0986 | -0.0353 | -0.1742 | -0.4444 | -0.6511 | -0.842 | -1.018 | -1.1761 | -1.5372 | -1.8728 | -2.1868 | -2.473 | -2.7439 | -2.998 | -3.2307 | -3.4529 | -3.6629 | -3.8595 | -4.0431 | -4.2152 | -4.3818 | -4.539 | -4.6937 | -4.8368 | -4.9734 | -5.1047 | -5.2292 | -5.3502 | -5.4658 | -5.5772 | -5.6849 | -5.7902 | -5.892 | -5.9908 | -6.0881 | -6.1822
Northwest | Warehouse | Average | December | Other Non-Substitutables | LDCEU/TDEF | Electric Load with Losses, Incl. Cogeneration | MW | 0 | 0 | 0 | 0 | 0 | 0 | 0 | 0 | 0 | 0 | 0 | 0 | -0.7026 | -1.3699 | -2.0479 | -2.6615 | -2.8289 | -3.1442 | -3.7656 | -3.8782 | -4.3675 | -4.6785 | -4.935 | -5.3015 | -5.6571 | -5.9424 | -6.0341 | -6.0981 | -6.1342 | -6.1322 | -6.1204 | -6.0887 | -6.0415 | -5.9748 | -5.9042 | -5.8251 | -5.7315 | -5.6375 | -5.5396 | -5.4362 | -5.3275 | -5.2136 | -5.1023 | -4.9881 | -4.8774 | -4.7603 | -4.6421 | -4.5226 | -4.4007 | -4.2794 | -4.1557 | -4.0313 | -3.9062 | -3.7806 | -3.6545 | -3.5279 | -3.4011 | -3.2734
Northwest | Warehouse | Minimum | January | Space Heating | LDCEU/TDEF | Electric Load with Losses, Incl. Cogeneration | MW | -0.2911 | -0.2679 | -0.3602 | -0.3578 | -0.3133 | -0.2567 | -0.0731 | -0.0251 | 0.0055 | 0.0207 | 0.0449 | 0.045 | 0.0546 | 0.0598 | 0.0673 | -0.0809 | -0.0676 | -0.0621 | -0.0634 | -0.0598 | -0.0609 | -0.0588 | -0.0645 | -0.2342 | -0.3907 | -0.5648 | -0.6393 | -0.7181 | -0.797 | -0.8674 | -0.944 | -1.0226 | -1.1034 | -1.1794 | -1.2598 | -1.337 | -1.4115 | -1.4904 | -1.5665 | -1.6434 | -1.7206 | -1.7931 | -1.8686 | -1.944 | -2.0187 | -2.0909 | -2.163 | -2.2315 | -2.2983 | -2.3656 | -2.4271 | -2.4873 | -2.546 | -2.6002 | -2.6538 | -2.7067 | -2.7553 | -2.8022
Northwest | Warehouse | Minimum | January | Water Heating | LDCEU/TDEF | Electric Load with Losses, Incl. Cogeneration | MW | 0 | 0 | 0 | 0 | 0 | 0 | 0 | 0 | 0 | 0 | 0 | 0 | 0 | 0 | 0 | 0 | 0 | 0 | 0 | 0 | 0 | 0 | -0.0313 | -0.0659 | -0.0882 | -0.1085 | -0.1234 | -0.137 | -0.1486 | -0.1579 | -0.1663 | -0.1734 | -0.1791 | -0.1836 | -0.1874 | -0.1898 | -0.1913 | -0.192 | -0.1916 | -0.1908 | -0.1896 | -0.1876 | -0.1854 | -0.1829 | -0.1798 | -0.1765 | -0.1731 | -0.1689 | -0.1648 | -0.1605 | -0.1555 | -0.1505 | -0.1455 | -0.1399 | -0.1344 | -0.129 | -0.1232 | -0.1175
Northwest | Warehouse | Minimum | January | Other Substitutables | LDCEU/TDEF | Electric Load with Losses, Incl. Cogeneration | MW | 0 | 0 | 0 | 0 | 0 | 0 | 0 | 0 | 0 | 0 | 0 | 0 | 0 | 0 | 0 | 0 | 0 | 0 | 0 | 0 | 0 | 0 | 0 | 0 | 0 | 0 | 0 | 0 | 0 | 0 | 0 | 0 | 0 | 0 | 0 | 0 | 0 | 0 | 0 | 0 | 0 | 0 | 0 | 0 | 0 | 0 | 0 | 0 | 0 | 0 | 0 | 0 | 0 | 0 | 0 | 0 | 0 | 0
Northwest | Warehouse | Minimum | January | Refrigeration | LDCEU/TDEF | Electric Load with Losses, Incl. Cogeneration | MW | 0 | 0 | 0 | 0 | 0 | 0 | 0 | 0 | 0 | 0 | 0 | 0 | 0 | 0 | 0 | 0 | 0 | -0.0078 | -0.0181 | -0.0269 | -0.0426 | -0.0573 | -0.0785 | -0.0977 | -0.1311 | -0.1475 | -0.1603 | -0.172 | -0.1839 | -0.1947 | -0.204 | -0.2125 | -0.2203 | -0.2275 | -0.2342 | -0.2403 | -0.2459 | -0.2523 | -0.2581 | -0.2634 | -0.2682 | -0.2719 | -0.2754 | -0.2785 | -0.2815 | -0.2844 | -0.2868 | -0.2896 | -0.2916 | -0.2934 | -0.2951 | -0.2966 | -0.2981 | -0.2993 | -0.3005 | -0.3016 | -0.3027 | -0.3037
Northwest | Warehouse | Minimum | January | Lighting | LDCEU/TDEF | Electric Load with Losses, Incl. Cogeneration | MW | 0 | -0.1621 | -0.6754 | -1.4081 | -2.1512 | -2.6893 | -3.7322 | -4.5277 | -7.9491 | -11.2764 | -13.1071 | -14.7846 | -16.6073 | -18.6206 | -17.8178 | -18.752 | -17.7734 | -12.8946 | -12.6723 | -12.4912 | -12.1621 | -11.454 | -11.2016 | -11.4202 | -10.82 | -10.3012 | -9.7755 | -9.3177 | -8.8898 | -8.4813 | -8.1046 | -7.7511 | -7.4203 | -7.1048 | -6.8119 | -6.5367 | -6.2737 | -6.029 | -5.7989 | -5.5811 | -5.3743 | -5.1773 | -4.9932 | -4.8181 | -4.6545 | -4.496 | -4.3448 | -4.1999 | -4.0604 | -3.9271 | -3.7979 | -3.6732 | -3.5527 | -3.4358 | -3.3224 | -3.2122 | -3.1047 | -2.9996
Northwest | Warehouse | Minimum | January | Air Conditioning | LDCEU/TDEF | Electric Load with Losses, Incl. Cogeneration | MW | -0.0001 | 0.0006 | 0.0016 | 0.0024 | 0.0031 | 0.0036 | 0.0046 | 0.0053 | 0.0057 | 0.0063 | 0.0063 | 0.0065 | 0.0069 | 0.0072 | 0.0073 | 0.007 | 0.0077 | 0.0069 | 0.0071 | 0.0062 | 0.0049 | 0.0032 | 0.0014 | -0.0004 | -0.0023 | -0.006 | -0.0087 | -0.0114 | -0.0138 | -0.0159 | -0.0209 | -0.0254 | -0.0297 | -0.0336 | -0.0373 | -0.0407 | -0.0439 | -0.0469 | -0.0498 | -0.0525 | -0.055 | -0.0573 | -0.0596 | -0.0617 | -0.0638 | -0.0658 | -0.0676 | -0.0694 | -0.0711 | -0.0728 | -0.0743 | -0.0758 | -0.0773 | -0.0788 | -0.0802 | -0.0815 | -0.0828 | -0.0841
Northwest | Warehouse | Minimum | January | Other Non-Substitutables | LDCEU/TDEF | Electric Load with Losses, Incl. Cogeneration | MW | 0 | 0 | 0 | 0 | 0 | 0 | 0 | 0 | 0 | 0 | 0 | 0 | -0.3787 | -0.7418 | -1.1082 | -1.4304 | -1.5225 | -1.6841 | -2.0224 | -2.0943 | -2.3618 | -2.5277 | -2.6657 | -2.8664 | -3.0621 | -3.2149 | -3.264 | -3.2981 | -3.3176 | -3.3164 | -3.3098 | -3.2923 | -3.2662 | -3.2298 | -3.1914 | -3.1482 | -3.0974 | -3.0465 | -2.9935 | -2.9375 | -2.8785 | -2.8167 | -2.7562 | -2.6943 | -2.6342 | -2.5708 | -2.5066 | -2.4419 | -2.3758 | -2.3099 | -2.2428 | -2.1754 | -2.1075 | -2.0393 | -1.971 | -1.9024 | -1.8336 | -1.7644
Northwest | Warehouse | Minimum | February | Space Heating | LDCEU/TDEF | Electric Load with Losses, Incl. Cogeneration | MW | -0.0547 | -0.0557 | -0.066 | -0.0696 | -0.0596 | -0.0492 | -0.0164 | -0.0051 | -0.0012 | 0.0027 | 0.006 | 0.0078 | 0.009 | 0.0096 | 0.012 | -0.0145 | -0.0123 | -0.0112 | -0.0113 | -0.0107 | -0.0108 | -0.0103 | -0.0115 | -0.0421 | -0.0707 | -0.1032 | -0.1168 | -0.1315 | -0.1462 | -0.1593 | -0.1735 | -0.1881 | -0.2031 | -0.2171 | -0.232 | -0.2463 | -0.2602 | -0.2747 | -0.2888 | -0.3031 | -0.3173 | -0.3307 | -0.3448 | -0.3587 | -0.3727 | -0.3861 | -0.3994 | -0.4122 | -0.4245 | -0.4371 | -0.4485 | -0.4597 | -0.4706 | -0.4806 | -0.4907 | -0.5005 | -0.5095 | -0.5182
Northwest | Warehouse | Minimum | February | Water Heating | LDCEU/TDEF | Electric Load with Losses, Incl. Cogeneration | MW | 0 | 0 | 0 | 0 | 0 | 0 | 0 | 0 | 0 | 0 | 0 | 0 | 0 | 0 | 0 | 0 | 0 | 0 | 0 | 0 | 0 | 0 | -0.0242 | -0.0498 | -0.0745 | -0.0916 | -0.1042 | -0.1156 | -0.1254 | -0.1333 | -0.1404 | -0.1464 | -0.1512 | -0.155 | -0.1583 | -0.1603 | -0.1615 | -0.1621 | -0.1618 | -0.1611 | -0.1601 | -0.1584 | -0.1566 | -0.1545 | -0.1518 | -0.1491 | -0.1461 | -0.1426 | -0.1391 | -0.1354 | -0.1313 | -0.127 | -0.1229 | -0.1181 | -0.1135 | -0.1089 | -0.104 | -0.0992
Northwest | Warehouse | Minimum | February | Other Substitutables | LDCEU/TDEF | Electric Load with Losses, Incl. Cogeneration | MW | 0 | 0 | 0 | 0 | 0 | 0 | 0 | 0 | 0 | 0 | 0 | 0 | 0 | 0 | 0 | 0 | 0 | 0 | 0 | 0 | 0 | 0 | 0 | 0 | 0 | 0 | 0 | 0 | 0 | 0 | 0 | 0 | 0 | 0 | 0 | 0 | 0 | 0 | 0 | 0 | 0 | 0 | 0 | 0 | 0 | 0 | 0 | 0 | 0 | 0 | 0 | 0 | 0 | 0 | 0 | 0 | 0 | 0
Northwest | Warehouse | Minimum | February | Refrigeration | LDCEU/TDEF | Electric Load with Losses, Incl. Cogeneration | MW | 0 | 0 | 0 | 0 | 0 | 0 | 0 | 0 | 0 | 0 | 0 | 0 | 0 | 0 | 0 | 0 | 0 | -0.0069 | -0.016 | -0.0237 | -0.0375 | -0.0505 | -0.0692 | -0.0861 | -0.1156 | -0.13 | -0.1413 | -0.1517 | -0.1621 | -0.1717 | -0.1798 | -0.1874 | -0.1942 | -0.2006 | -0.2065 | -0.2118 | -0.2167 | -0.2225 | -0.2276 | -0.2323 | -0.2365 | -0.2396 | -0.2428 | -0.2455 | -0.2482 | -0.2508 | -0.2528 | -0.2553 | -0.257 | -0.2587 | -0.2602 | -0.2615 | -0.2628 | -0.2639 | -0.265 | -0.266 | -0.2669 | -0.2677
Northwest | Warehouse | Minimum | February | Lighting | LDCEU/TDEF | Electric Load with Losses, Incl. Cogeneration | MW | 0 | -0.1557 | -0.6456 | -1.3452 | -2.054 | -2.5675 | -3.5633 | -4.3248 | -7.5963 | -10.7767 | -12.5269 | -14.1302 | -15.8725 | -17.7862 | -17.0324 | -17.9336 | -16.9802 | -12.3392 | -12.1277 | -11.9498 | -11.6383 | -10.9628 | -10.7247 | -10.9398 | -10.3653 | -9.8686 | -9.3653 | -8.927 | -8.5172 | -8.1261 | -7.7655 | -7.427 | -7.1103 | -6.8081 | -6.5276 | -6.2641 | -6.0122 | -5.7778 | -5.5576 | -5.3489 | -5.1508 | -4.9621 | -4.7858 | -4.618 | -4.4613 | -4.3093 | -4.1644 | -4.0256 | -3.8919 | -3.7642 | -3.6404 | -3.5208 | -3.4053 | -3.2933 | -3.1845 | -3.0789 | -2.9759 | -2.8752
Northwest | Warehouse | Minimum | February | Air Conditioning | LDCEU/TDEF | Electric Load with Losses, Incl. Cogeneration | MW | -0.0001 | 0.0044 | 0.0109 | 0.0167 | 0.0219 | 0.026 | 0.0324 | 0.0375 | 0.0405 | 0.0451 | 0.0444 | 0.0465 | 0.0488 | 0.051 | 0.0517 | 0.05 | 0.0546 | 0.0494 | 0.0509 | 0.0441 | 0.0343 | 0.0225 | 0.0103 | -0.0026 | -0.0162 | -0.0424 | -0.0624 | -0.081 | -0.098 | -0.1134 | -0.1484 | -0.181 | -0.2114 | -0.2391 | -0.2654 | -0.2901 | -0.3127 | -0.3343 | -0.3547 | -0.3738 | -0.3916 | -0.4083 | -0.4245 | -0.4397 | -0.4548 | -0.4687 | -0.4819 | -0.4947 | -0.5067 | -0.5184 | -0.5297 | -0.5405 | -0.5509 | -0.5612 | -0.571 | -0.5806 | -0.59 | -0.5991
Northwest | Warehouse | Minimum | February | Other Non-Substitutables | LDCEU/TDEF | Electric Load with Losses, Incl. Cogeneration | MW | 0 | 0 | 0 | 0 | 0 | 0 | 0 | 0 | 0 | 0 | 0 | 0 | -0.3441 | -0.6745 | -1.0073 | -1.2994 | -1.3835 | -1.5299 | -1.8379 | -1.9055 | -2.1498 | -2.3012 | -2.4275 | -2.6107 | -2.7893 | -2.9282 | -2.9728 | -3.0039 | -3.0215 | -3.0205 | -3.0144 | -2.9984 | -2.9746 | -2.9415 | -2.9064 | -2.8672 | -2.8207 | -2.7744 | -2.7261 | -2.6751 | -2.6214 | -2.5651 | -2.51 | -2.4535 | -2.3988 | -2.341 | -2.2825 | -2.2235 | -2.1632 | -2.1032 | -2.0422 | -1.9807 | -1.9188 | -1.8567 | -1.7944 | -1.7318 | -1.6692 | -1.6062
Northwest | Warehouse | Minimum | March | Space Heating | LDCEU/TDEF | Electric Load with Losses, Incl. Cogeneration | MW | -0.0863 | -0.0893 | -0.1275 | -0.1199 | -0.1077 | -0.0912 | -0.0375 | -0.0177 | -0.0054 | -0.0035 | 0.0069 | 0.0107 | 0.0128 | 0.0128 | 0.018 | -0.0238 | -0.0198 | -0.0176 | -0.0175 | -0.0162 | -0.0165 | -0.0156 | -0.0173 | -0.0648 | -0.1126 | -0.1677 | -0.1906 | -0.2155 | -0.2404 | -0.2624 | -0.2867 | -0.3113 | -0.3362 | -0.3597 | -0.385 | -0.4092 | -0.4324 | -0.4567 | -0.4805 | -0.5042 | -0.5282 | -0.5506 | -0.5743 | -0.598 | -0.6217 | -0.6443 | -0.6671 | -0.6885 | -0.7095 | -0.7306 | -0.75 | -0.7689 | -0.7873 | -0.8045 | -0.8213 | -0.8379 | -0.8533 | -0.868
Northwest | Warehouse | Minimum | March | Water Heating | LDCEU/TDEF | Electric Load with Losses, Incl. Cogeneration | MW | 0 | 0 | 0 | 0 | 0 | 0 | 0 | 0 | 0 | 0 | 0 | 0 | 0 | 0 | 0 | 0 | 0 | 0 | 0 | 0 | 0 | 0 | -0.0226 | -0.05 | -0.0678 | -0.0834 | -0.0949 | -0.1053 | -0.1143 | -0.1214 | -0.128 | -0.1334 | -0.1378 | -0.1414 | -0.1443 | -0.1462 | -0.1474 | -0.1479 | -0.1477 | -0.1472 | -0.1463 | -0.1448 | -0.1431 | -0.1412 | -0.139 | -0.1364 | -0.1338 | -0.1306 | -0.1274 | -0.1242 | -0.1204 | -0.1166 | -0.1128 | -0.1086 | -0.1044 | -0.1002 | -0.0958 | -0.0914
Northwest | Warehouse | Minimum | March | Other Substitutables | LDCEU/TDEF | Electric Load with Losses, Incl. Cogeneration | MW | 0 | 0 | 0 | 0 | 0 | 0 | 0 | 0 | 0 | 0 | 0 | 0 | 0 | 0 | 0 | 0 | 0 | 0 | 0 | 0 | 0 | 0 | 0 | 0 | 0 | 0 | 0 | 0 | 0 | 0 | 0 | 0 | 0 | 0 | 0 | 0 | 0 | 0 | 0 | 0 | 0 | 0 | 0 | 0 | 0 | 0 | 0 | 0 | 0 | 0 | 0 | 0 | 0 | 0 | 0 | 0 | 0 | 0
Northwest | Warehouse | Minimum | March | Refrigeration | LDCEU/TDEF | Electric Load with Losses, Incl. Cogeneration | MW | 0 | 0 | 0 | 0 | 0 | 0 | 0 | 0 | 0 | 0 | 0 | 0 | 0 | 0 | 0 | 0 | 0 | -0.0074 | -0.017 | -0.0251 | -0.0398 | -0.0535 | -0.0734 | -0.0912 | -0.1225 | -0.1377 | -0.1497 | -0.1608 | -0.1718 | -0.1819 | -0.1905 | -0.1985 | -0.2059 | -0.2126 | -0.2188 | -0.2245 | -0.2297 | -0.2357 | -0.2411 | -0.2461 | -0.2505 | -0.2539 | -0.2572 | -0.2601 | -0.263 | -0.2658 | -0.2679 | -0.2705 | -0.2724 | -0.2741 | -0.2756 | -0.2771 | -0.2784 | -0.2796 | -0.2807 | -0.2819 | -0.2828 | -0.2837
Northwest | Warehouse | Minimum | March | Lighting | LDCEU/TDEF | Electric Load with Losses, Incl. Cogeneration | MW | 0 | -0.1674 | -0.6946 | -1.4477 | -2.2109 | -2.7637 | -3.8355 | -4.6556 | -8.1761 | -11.5994 | -13.4812 | -15.2062 | -17.0806 | -19.1431 | -18.3278 | -19.2949 | -18.2745 | -13.2736 | -13.0458 | -12.8558 | -12.52 | -11.7926 | -11.5344 | -11.7631 | -11.1457 | -10.6118 | -10.0707 | -9.5995 | -9.159 | -8.7386 | -8.3508 | -7.9869 | -7.6464 | -7.3216 | -7.02 | -6.7366 | -6.4658 | -6.2138 | -5.9769 | -5.7526 | -5.5396 | -5.3367 | -5.1472 | -4.9667 | -4.7982 | -4.6348 | -4.479 | -4.3297 | -4.186 | -4.0486 | -3.9154 | -3.7868 | -3.6626 | -3.5421 | -3.4251 | -3.3115 | -3.2008 | -3.0924
Northwest | Warehouse | Minimum | March | Air Conditioning | LDCEU/TDEF | Electric Load with Losses, Incl. Cogeneration | MW | -0.0001 | 0.0054 | 0.0132 | 0.0202 | 0.0266 | 0.0315 | 0.0392 | 0.0454 | 0.0491 | 0.0545 | 0.0538 | 0.0563 | 0.0591 | 0.0618 | 0.0625 | 0.0606 | 0.066 | 0.0599 | 0.0616 | 0.0534 | 0.0415 | 0.0272 | 0.0125 | -0.0031 | -0.0195 | -0.0512 | -0.0754 | -0.0979 | -0.1184 | -0.137 | -0.1794 | -0.2188 | -0.2555 | -0.2891 | -0.321 | -0.3507 | -0.378 | -0.4041 | -0.4288 | -0.4519 | -0.4734 | -0.4936 | -0.5131 | -0.5316 | -0.5497 | -0.5666 | -0.5826 | -0.598 | -0.6126 | -0.6268 | -0.6403 | -0.6534 | -0.666 | -0.6783 | -0.6902 | -0.7018 | -0.7132 | -0.7243
Northwest | Warehouse | Minimum | March | Other Non-Substitutables | LDCEU/TDEF | Electric Load with Losses, Incl. Cogeneration | MW | 0 | 0 | 0 | 0 | 0 | 0 | 0 | 0 | 0 | 0 | 0 | 0 | -0.3662 | -0.7177 | -1.0718 | -1.3821 | -1.4715 | -1.627 | -1.9548 | -2.0271 | -2.2872 | -2.448 | -2.5822 | -2.7774 | -2.9676 | -3.1154 | -3.1628 | -3.1958 | -3.2146 | -3.2135 | -3.2069 | -3.1899 | -3.1646 | -3.1293 | -3.092 | -3.0502 | -3.0008 | -2.9516 | -2.9002 | -2.8458 | -2.7888 | -2.7288 | -2.6702 | -2.6101 | -2.5519 | -2.4903 | -2.4281 | -2.3652 | -2.3012 | -2.2373 | -2.1723 | -2.1068 | -2.0411 | -1.975 | -1.9087 | -1.8421 | -1.7754 | -1.7084
Northwest | Warehouse | Minimum | April | Space Heating | LDCEU/TDEF | Electric Load with Losses, Incl. Cogeneration | MW | -0.1048 | -0.1031 | -0.152 | -0.1336 | -0.1255 | -0.1061 | -0.0373 | -0.0078 | -0.0049 | 0.0055 | 0.01 | 0.0176 | 0.0184 | 0.0203 | 0.0241 | -0.0295 | -0.0242 | -0.022 | -0.0221 | -0.0208 | -0.021 | -0.0199 | -0.0213 | -0.078 | -0.1353 | -0.2013 | -0.229 | -0.2587 | -0.2883 | -0.3146 | -0.3436 | -0.3731 | -0.4032 | -0.4315 | -0.4616 | -0.4907 | -0.5185 | -0.5478 | -0.5763 | -0.6048 | -0.6336 | -0.6607 | -0.6891 | -0.7174 | -0.7457 | -0.7728 | -0.7999 | -0.8257 | -0.8507 | -0.8761 | -0.8993 | -0.922 | -0.9441 | -0.9645 | -0.9848 | -1.0046 | -1.023 | -1.0407
Northwest | Warehouse | Minimum | April | Water Heating | LDCEU/TDEF | Electric Load with Losses, Incl. Cogeneration | MW | 0 | 0 | 0 | 0 | 0 | 0 | 0 | 0 | 0 | 0 | 0 | 0 | 0 | 0 | 0 | 0 | 0 | 0 | 0 | 0 | 0 | 0 | -0.022 | -0.033 | -0.0539 | -0.0664 | -0.0755 | -0.0839 | -0.0909 | -0.0968 | -0.102 | -0.1064 | -0.1099 | -0.1128 | -0.1152 | -0.1167 | -0.1177 | -0.1183 | -0.1181 | -0.1178 | -0.1171 | -0.116 | -0.1147 | -0.1133 | -0.1116 | -0.1096 | -0.1076 | -0.1052 | -0.1027 | -0.1002 | -0.0973 | -0.0944 | -0.0913 | -0.088 | -0.0848 | -0.0815 | -0.0781 | -0.0746
Northwest | Warehouse | Minimum | April | Other Substitutables | LDCEU/TDEF | Electric Load with Losses, Incl. Cogeneration | MW | 0 | 0 | 0 | 0 | 0 | 0 | 0 | 0 | 0 | 0 | 0 | 0 | 0 | 0 | 0 | 0 | 0 | 0 | 0 | 0 | 0 | 0 | 0 | 0 | 0 | 0 | 0 | 0 | 0 | 0 | 0 | 0 | 0 | 0 | 0 | 0 | 0 | 0 | 0 | 0 | 0 | 0 | 0 | 0 | 0 | 0 | 0 | 0 | 0 | 0 | 0 | 0 | 0 | 0 | 0 | 0 | 0 | 0
Northwest | Warehouse | Minimum | April | Refrigeration | LDCEU/TDEF | Electric Load with Losses, Incl. Cogeneration | MW | 0 | 0 | 0 | 0 | 0 | 0 | 0 | 0 | 0 | 0 | 0 | 0 | 0 | 0 | 0 | 0 | 0 | -0.0058 | -0.0133 | -0.0199 | -0.0314 | -0.0423 | -0.0579 | -0.072 | -0.0968 | -0.1088 | -0.1182 | -0.1269 | -0.1357 | -0.1436 | -0.1505 | -0.1567 | -0.1626 | -0.1679 | -0.1727 | -0.1773 | -0.1814 | -0.1861 | -0.1905 | -0.1943 | -0.1978 | -0.2005 | -0.2032 | -0.2054 | -0.2076 | -0.2098 | -0.2115 | -0.2136 | -0.2151 | -0.2164 | -0.2177 | -0.2188 | -0.2199 | -0.2208 | -0.2217 | -0.2225 | -0.2234 | -0.224
Northwest | Warehouse | Minimum | April | Lighting | LDCEU/TDEF | Electric Load with Losses, Incl. Cogeneration | MW | 0 | -0.176 | -0.7377 | -1.5391 | -2.3531 | -2.942 | -4.0824 | -4.9394 | -8.667 | -12.2906 | -14.2999 | -16.1335 | -18.1251 | -20.3413 | -19.4464 | -20.454 | -19.4111 | -14.0528 | -13.8074 | -13.6165 | -13.2506 | -12.4739 | -12.1903 | -12.4182 | -11.7606 | -11.1939 | -10.6196 | -10.1192 | -9.6512 | -9.2048 | -8.7935 | -8.4074 | -8.0462 | -7.7018 | -7.3823 | -7.0822 | -6.7954 | -6.5285 | -6.2777 | -6.0404 | -5.8151 | -5.6007 | -5.4005 | -5.2101 | -5.0325 | -4.8602 | -4.696 | -4.5388 | -4.3874 | -4.243 | -4.1029 | -3.9679 | -3.8373 | -3.7108 | -3.588 | -3.4688 | -3.3527 | -3.2391
Northwest | Warehouse | Minimum | April | Air Conditioning | LDCEU/TDEF | Electric Load with Losses, Incl. Cogeneration | MW | -0.0001 | 0.0059 | 0.0148 | 0.0226 | 0.0298 | 0.0353 | 0.0439 | 0.0507 | 0.0547 | 0.0607 | 0.0601 | 0.0629 | 0.066 | 0.069 | 0.0699 | 0.0676 | 0.0736 | 0.0668 | 0.0686 | 0.0594 | 0.0461 | 0.03 | 0.0137 | -0.0037 | -0.0218 | -0.057 | -0.0839 | -0.1087 | -0.1316 | -0.1522 | -0.1992 | -0.2429 | -0.2838 | -0.321 | -0.3563 | -0.3894 | -0.4197 | -0.4485 | -0.4759 | -0.5014 | -0.5254 | -0.5478 | -0.5695 | -0.59 | -0.6101 | -0.6288 | -0.6465 | -0.6636 | -0.6798 | -0.6955 | -0.7105 | -0.7251 | -0.7391 | -0.7527 | -0.766 | -0.7788 | -0.7915 | -0.8037
Northwest | Warehouse | Minimum | April | Other Non-Substitutables | LDCEU/TDEF | Electric Load with Losses, Incl. Cogeneration | MW | 0 | 0 | 0 | 0 | 0 | 0 | 0 | 0 | 0 | 0 | 0 | 0 | -0.3472 | -0.6786 | -1.0153 | -1.3154 | -1.3977 | -1.5505 | -1.8581 | -1.9129 | -2.1542 | -2.3044 | -2.4279 | -2.6088 | -2.7853 | -2.9257 | -2.9706 | -3.002 | -3.0198 | -3.0189 | -3.0131 | -2.9974 | -2.9738 | -2.9409 | -2.9061 | -2.8671 | -2.8208 | -2.7745 | -2.7263 | -2.6753 | -2.6218 | -2.5655 | -2.5107 | -2.4545 | -2.4001 | -2.3424 | -2.2843 | -2.2254 | -2.1653 | -2.1057 | -2.0447 | -1.9835 | -1.9219 | -1.86 | -1.7979 | -1.7356 | -1.6731 | -1.6103
Northwest | Warehouse | Minimum | May | Space Heating | LDCEU/TDEF | Electric Load with Losses, Incl. Cogeneration | MW | -0.0201 | -0.0231 | -0.0318 | -0.0385 | -0.0218 | -0.0289 | -0.0136 | -0.0051 | -0.0012 | -0.0018 | 0.0006 | 0.0021 | 0.0032 | 0.0036 | 0.0042 | -0.0052 | -0.0043 | -0.0039 | -0.0036 | -0.0033 | -0.0034 | -0.0031 | -0.0033 | -0.0101 | -0.0221 | -0.0366 | -0.0424 | -0.0489 | -0.0554 | -0.0609 | -0.0673 | -0.0736 | -0.08 | -0.086 | -0.0925 | -0.0987 | -0.1046 | -0.1108 | -0.1168 | -0.1228 | -0.1289 | -0.1347 | -0.1408 | -0.1469 | -0.1531 | -0.159 | -0.1649 | -0.1704 | -0.1758 | -0.1815 | -0.1864 | -0.1914 | -0.1962 | -0.2007 | -0.2051 | -0.2094 | -0.2134 | -0.2173
Northwest | Warehouse | Minimum | May | Water Heating | LDCEU/TDEF | Electric Load with Losses, Incl. Cogeneration | MW | 0 | 0 | 0 | 0 | 0 | 0 | 0 | 0 | 0 | 0 | 0 | 0 | 0 | 0 | 0 | 0 | 0 | 0 | 0 | 0 | 0 | 0 | -0.0136 | -0.0267 | -0.0386 | -0.0477 | -0.0543 | -0.0603 | -0.0654 | -0.0696 | -0.0735 | -0.0767 | -0.0793 | -0.0813 | -0.0831 | -0.0843 | -0.0851 | -0.0855 | -0.0855 | -0.0853 | -0.0848 | -0.0841 | -0.0833 | -0.0823 | -0.0812 | -0.0798 | -0.0784 | -0.0767 | -0.075 | -0.0732 | -0.0711 | -0.0692 | -0.067 | -0.0647 | -0.0624 | -0.0601 | -0.0577 | -0.0553
Northwest | Warehouse | Minimum | May | Other Substitutables | LDCEU/TDEF | Electric Load with Losses, Incl. Cogeneration | MW | 0 | 0 | 0 | 0 | 0 | 0 | 0 | 0 | 0 | 0 | 0 | 0 | 0 | 0 | 0 | 0 | 0 | 0 | 0 | 0 | 0 | 0 | 0 | 0 | 0 | 0 | 0 | 0 | 0 | 0 | 0 | 0 | 0 | 0 | 0 | 0 | 0 | 0 | 0 | 0 | 0 | 0 | 0 | 0 | 0 | 0 | 0 | 0 | 0 | 0 | 0 | 0 | 0 | 0 | 0 | 0 | 0 | 0
Northwest | Warehouse | Minimum | May | Refrigeration | LDCEU/TDEF | Electric Load with Losses, Incl. Cogeneration | MW | 0 | 0 | 0 | 0 | 0 | 0 | 0 | 0 | 0 | 0 | 0 | 0 | 0 | 0 | 0 | 0 | 0 | -0.0041 | -0.0094 | -0.014 | -0.022 | -0.0298 | -0.0407 | -0.0507 | -0.0681 | -0.0765 | -0.0831 | -0.0893 | -0.0955 | -0.101 | -0.1059 | -0.1103 | -0.1144 | -0.1181 | -0.1215 | -0.1247 | -0.1276 | -0.1309 | -0.1339 | -0.1367 | -0.1392 | -0.1411 | -0.1429 | -0.1446 | -0.1461 | -0.1476 | -0.1488 | -0.1503 | -0.1513 | -0.1523 | -0.1531 | -0.154 | -0.1547 | -0.1553 | -0.156 | -0.1566 | -0.1572 | -0.1576
Northwest | Warehouse | Minimum | May | Lighting | LDCEU/TDEF | Electric Load with Losses, Incl. Cogeneration | MW | 0 | -0.1865 | -0.7661 | -1.5948 | -2.4326 | -3.0403 | -4.2202 | -5.0671 | -8.9056 | -12.6205 | -14.753 | -16.6627 | -18.7335 | -20.9972 | -20.1302 | -21.2055 | -20.0503 | -14.5923 | -14.3366 | -14.1197 | -13.7426 | -12.937 | -12.6452 | -12.8978 | -12.1991 | -11.6011 | -10.9959 | -10.467 | -9.9722 | -9.5008 | -9.0669 | -8.6603 | -8.2803 | -7.9183 | -7.5826 | -7.2677 | -6.9672 | -6.6872 | -6.4245 | -6.1763 | -5.941 | -5.7177 | -5.5094 | -5.3117 | -5.1271 | -4.9485 | -4.7786 | -4.6159 | -4.4598 | -4.311 | -4.1668 | -4.028 | -3.8941 | -3.7645 | -3.6389 | -3.5169 | -3.3984 | -3.2826
Northwest | Warehouse | Minimum | May | Air Conditioning | LDCEU/TDEF | Electric Load with Losses, Incl. Cogeneration | MW | -0.0009 | 0.022 | 0.0566 | 0.0799 | 0.1245 | 0.1245 | 0.1543 | 0.1797 | 0.2109 | 0.2121 | 0.2126 | 0.2334 | 0.2493 | 0.2597 | 0.251 | 0.2393 | 0.2634 | 0.233 | 0.2393 | 0.2092 | 0.1586 | 0.1061 | 0.0462 | -0.0161 | -0.0814 | -0.2095 | -0.3066 | -0.3966 | -0.4794 | -0.5536 | -0.7241 | -0.8824 | -1.0302 | -1.165 | -1.2927 | -1.4127 | -1.5221 | -1.6264 | -1.725 | -1.8174 | -1.9035 | -1.9844 | -2.0629 | -2.137 | -2.2102 | -2.2775 | -2.342 | -2.4037 | -2.4623 | -2.5193 | -2.5737 | -2.6262 | -2.6768 | -2.7263 | -2.7742 | -2.8205 | -2.8662 | -2.9104
Northwest | Warehouse | Minimum | May | Other Non-Substitutables | LDCEU/TDEF | Electric Load with Losses, Incl. Cogeneration | MW | 0 | 0 | 0 | 0 | 0 | 0 | 0 | 0 | 0 | 0 | 0 | 0 | -0.3362 | -0.6514 | -0.9778 | -1.2823 | -1.3564 | -1.5197 | -1.8109 | -1.8364 | -2.0608 | -2.2036 | -2.3187 | -2.4869 | -2.6498 | -2.7874 | -2.831 | -2.8619 | -2.8792 | -2.8784 | -2.8736 | -2.8593 | -2.8375 | -2.8065 | -2.7739 | -2.7373 | -2.6936 | -2.6494 | -2.6035 | -2.555 | -2.5041 | -2.4509 | -2.3991 | -2.346 | -2.2945 | -2.2399 | -2.1849 | -2.1291 | -2.0723 | -2.0158 | -1.9581 | -1.9001 | -1.8417 | -1.7832 | -1.7243 | -1.6653 | -1.606 | -1.5464
Northwest | Warehouse | Minimum | June | Space Heating | LDCEU/TDEF | Electric Load with Losses, Incl. Cogeneration | MW | -0.0418 | -0.0451 | -0.0553 | -0.054 | -0.0488 | -0.0394 | -0.0205 | -0.0039 | -0.0076 | 0.001 | 0.0043 | 0.0044 | 0.003 | 0.0065 | 0.0066 | -0.0087 | -0.0063 | -0.006 | -0.0056 | -0.0049 | -0.0051 | -0.0044 | -0.0059 | -0.0136 | -0.0319 | -0.0547 | -0.0637 | -0.0736 | -0.0836 | -0.0922 | -0.1022 | -0.1121 | -0.1218 | -0.1311 | -0.1412 | -0.1509 | -0.1601 | -0.1695 | -0.1788 | -0.1883 | -0.1975 | -0.2064 | -0.216 | -0.2255 | -0.2352 | -0.2443 | -0.2534 | -0.2621 | -0.2705 | -0.2792 | -0.2869 | -0.2946 | -0.3021 | -0.309 | -0.3159 | -0.3226 | -0.3289 | -0.335
Northwest | Warehouse | Minimum | June | Water Heating | LDCEU/TDEF | Electric Load with Losses, Incl. Cogeneration | MW | 0 | 0 | 0 | 0 | 0 | 0 | 0 | 0 | 0 | 0 | 0 | 0 | 0 | 0 | 0 | 0 | 0 | 0 | 0 | 0 | 0 | 0 | -0.0078 | -0.0217 | -0.0307 | -0.0379 | -0.0432 | -0.048 | -0.0521 | -0.0555 | -0.0585 | -0.0611 | -0.0632 | -0.0649 | -0.0662 | -0.0672 | -0.0678 | -0.0682 | -0.0682 | -0.068 | -0.0677 | -0.0671 | -0.0665 | -0.0658 | -0.0648 | -0.0638 | -0.0627 | -0.0614 | -0.0601 | -0.0587 | -0.0571 | -0.0554 | -0.0537 | -0.0519 | -0.0501 | -0.0483 | -0.0464 | -0.0445
Northwest | Warehouse | Minimum | June | Other Substitutables | LDCEU/TDEF | Electric Load with Losses, Incl. Cogeneration | MW | 0 | 0 | 0 | 0 | 0 | 0 | 0 | 0 | 0 | 0 | 0 | 0 | 0 | 0 | 0 | 0 | 0 | 0 | 0 | 0 | 0 | 0 | 0 | 0 | 0 | 0 | 0 | 0 | 0 | 0 | 0 | 0 | 0 | 0 | 0 | 0 | 0 | 0 | 0 | 0 | 0 | 0 | 0 | 0 | 0 | 0 | 0 | 0 | 0 | 0 | 0 | 0 | 0 | 0 | 0 | 0 | 0 | 0
Northwest | Warehouse | Minimum | June | Refrigeration | LDCEU/TDEF | Electric Load with Losses, Incl. Cogeneration | MW | 0 | 0 | 0 | 0 | 0 | 0 | 0 | 0 | 0 | 0 | 0 | 0 | 0 | 0 | 0 | 0 | 0 | -0.0032 | -0.0072 | -0.0107 | -0.017 | -0.0228 | -0.0313 | -0.0389 | -0.0522 | -0.0587 | -0.0638 | -0.0685 | -0.0732 | -0.0775 | -0.0812 | -0.0847 | -0.0877 | -0.0906 | -0.0933 | -0.0957 | -0.0978 | -0.1005 | -0.1028 | -0.1049 | -0.1068 | -0.1083 | -0.1096 | -0.1109 | -0.1121 | -0.1132 | -0.1142 | -0.1153 | -0.1161 | -0.1168 | -0.1175 | -0.1181 | -0.1187 | -0.1192 | -0.1196 | -0.1202 | -0.1206 | -0.121
Northwest | Warehouse | Minimum | June | Lighting | LDCEU/TDEF | Electric Load with Losses, Incl. Cogeneration | MW | 0 | -0.277 | -1.1391 | -2.3714 | -3.6178 | -4.5216 | -6.2762 | -7.5107 | -13.1991 | -18.6982 | -21.8925 | -24.7352 | -27.8161 | -31.1905 | -29.8982 | -31.4907 | -29.7825 | -21.6629 | -21.2796 | -20.9598 | -20.3924 | -19.1917 | -18.7521 | -19.121 | -18.0756 | -17.1834 | -16.2809 | -15.4915 | -14.753 | -14.0495 | -13.4025 | -12.7963 | -12.2301 | -11.6909 | -11.1911 | -10.7224 | -10.2755 | -9.8588 | -9.4681 | -9.0991 | -8.7495 | -8.4183 | -8.1091 | -7.816 | -7.5426 | -7.2781 | -7.0268 | -6.7862 | -6.5553 | -6.3354 | -6.1227 | -5.9179 | -5.7203 | -5.5294 | -5.3443 | -5.1647 | -4.9902 | -4.8199
Northwest | Warehouse | Minimum | June | Air Conditioning | LDCEU/TDEF | Electric Load with Losses, Incl. Cogeneration | MW | -0.0015 | 0.0394 | 0.1065 | 0.1576 | 0.2074 | 0.2475 | 0.3035 | 0.414 | 0.3685 | 0.4516 | 0.4652 | 0.469 | 0.444 | 0.5372 | 0.4963 | 0.4513 | 0.5356 | 0.4525 | 0.4494 | 0.3859 | 0.3184 | 0.1891 | 0.1318 | -0.0218 | -0.1434 | -0.3894 | -0.5749 | -0.747 | -0.9052 | -1.0468 | -1.3741 | -1.6773 | -1.9594 | -2.2168 | -2.4616 | -2.6913 | -2.9004 | -3.0988 | -3.2871 | -3.463 | -3.6271 | -3.7814 | -3.9315 | -4.0733 | -4.214 | -4.3427 | -4.4662 | -4.584 | -4.696 | -4.8052 | -4.9091 | -5.0094 | -5.1061 | -5.2005 | -5.2918 | -5.3803 | -5.4673 | -5.5515
Northwest | Warehouse | Minimum | June | Other Non-Substitutables | LDCEU/TDEF | Electric Load with Losses, Incl. Cogeneration | MW | 0 | 0 | 0 | 0 | 0 | 0 | 0 | 0 | 0 | 0 | 0 | 0 | -0.4447 | -0.8583 | -1.2906 | -1.702 | -1.7967 | -2.0212 | -2.402 | -2.417 | -2.7072 | -2.8937 | -3.0418 | -3.2591 | -3.4692 | -3.6518 | -3.7095 | -3.7506 | -3.7736 | -3.7726 | -3.7667 | -3.7484 | -3.7203 | -3.68 | -3.6376 | -3.5899 | -3.533 | -3.4749 | -3.4149 | -3.3513 | -3.2847 | -3.2153 | -3.1477 | -3.0783 | -3.0114 | -2.94 | -2.8683 | -2.7954 | -2.7212 | -2.6474 | -2.5721 | -2.4964 | -2.4202 | -2.3436 | -2.2667 | -2.1895 | -2.1121 | -2.0342
Northwest | Warehouse | Minimum | July | Space Heating | LDCEU/TDEF | Electric Load with Losses, Incl. Cogeneration | MW | -0.0435 | -0.0186 | -0.0263 | -0.0203 | -0.0281 | -0.0149 | -0.0129 | -0.0049 | -0.003 | 0.0032 | 0.0045 | 0.005 | 0.005 | 0.0053 | 0.0059 | -0.0054 | -0.0042 | -0.004 | -0.0039 | -0.0036 | -0.0038 | -0.0039 | -0.0042 | -0.0094 | -0.0217 | -0.0359 | -0.0417 | -0.048 | -0.0542 | -0.0597 | -0.0659 | -0.072 | -0.0783 | -0.0842 | -0.0905 | -0.0967 | -0.1025 | -0.1085 | -0.1144 | -0.1204 | -0.1264 | -0.132 | -0.138 | -0.144 | -0.15 | -0.1558 | -0.1615 | -0.1669 | -0.1722 | -0.1777 | -0.1826 | -0.1874 | -0.1921 | -0.1964 | -0.2008 | -0.205 | -0.209 | -0.2128
Northwest | Warehouse | Minimum | July | Water Heating | LDCEU/TDEF | Electric Load with Losses, Incl. Cogeneration | MW | 0 | 0 | 0 | 0 | 0 | 0 | 0 | 0 | 0 | 0 | 0 | 0 | 0 | 0 | 0 | 0 | 0 | 0 | 0 | 0 | 0 | 0 | -0.0056 | -0.0149 | -0.0184 | -0.0227 | -0.0259 | -0.0287 | -0.0312 | -0.0332 | -0.035 | -0.0365 | -0.0378 | -0.0388 | -0.0396 | -0.0402 | -0.0406 | -0.0408 | -0.0407 | -0.0406 | -0.0405 | -0.0401 | -0.0397 | -0.0393 | -0.0386 | -0.0381 | -0.0374 | -0.0366 | -0.0358 | -0.0349 | -0.0339 | -0.0328 | -0.0319 | -0.0308 | -0.0297 | -0.0286 | -0.0274 | -0.0262
Northwest | Warehouse | Minimum | July | Other Substitutables | LDCEU/TDEF | Electric Load with Losses, Incl. Cogeneration | MW | 0 | 0 | 0 | 0 | 0 | 0 | 0 | 0 | 0 | 0 | 0 | 0 | 0 | 0 | 0 | 0 | 0 | 0 | 0 | 0 | 0 | 0 | 0 | 0 | 0 | 0 | 0 | 0 | 0 | 0 | 0 | 0 | 0 | 0 | 0 | 0 | 0 | 0 | 0 | 0 | 0 | 0 | 0 | 0 | 0 | 0 | 0 | 0 | 0 | 0 | 0 | 0 | 0 | 0 | 0 | 0 | 0 | 0
Northwest | Warehouse | Minimum | July | Refrigeration | LDCEU/TDEF | Electric Load with Losses, Incl. Cogeneration | MW | 0 | 0 | 0 | 0 | 0 | 0 | 0 | 0 | 0 | 0 | 0 | 0 | 0 | 0 | 0 | 0 | 0 | -0.0033 | -0.0076 | -0.0113 | -0.0179 | -0.0241 | -0.0331 | -0.0411 | -0.0552 | -0.062 | -0.0674 | -0.0724 | -0.0774 | -0.0819 | -0.0858 | -0.0894 | -0.0927 | -0.0958 | -0.0985 | -0.1011 | -0.1034 | -0.1061 | -0.1086 | -0.1108 | -0.1128 | -0.1144 | -0.1158 | -0.1171 | -0.1184 | -0.1197 | -0.1207 | -0.1219 | -0.1227 | -0.1235 | -0.1242 | -0.1247 | -0.1253 | -0.1259 | -0.1264 | -0.127 | -0.1274 | -0.1278
Northwest | Warehouse | Minimum | July | Lighting | LDCEU/TDEF | Electric Load with Losses, Incl. Cogeneration | MW | 0 | -0.2044 | -0.836 | -1.7395 | -2.6519 | -3.3142 | -4.6007 | -5.5061 | -9.6806 | -13.7144 | -16.0606 | -18.1471 | -20.4081 | -22.8714 | -21.9403 | -23.119 | -21.843 | -15.9129 | -15.6325 | -15.392 | -14.979 | -14.0993 | -13.7799 | -14.0577 | -13.289 | -12.633 | -11.9695 | -11.389 | -10.8459 | -10.3287 | -9.8529 | -9.4072 | -8.9909 | -8.5944 | -8.2269 | -7.8822 | -7.5537 | -7.2473 | -6.96 | -6.6886 | -6.4317 | -6.1881 | -5.9609 | -5.7453 | -5.5442 | -5.3497 | -5.1649 | -4.9879 | -4.8183 | -4.6565 | -4.5001 | -4.3495 | -4.2043 | -4.0638 | -3.9278 | -3.7957 | -3.6674 | -3.5422
Northwest | Warehouse | Minimum | July | Air Conditioning | LDCEU/TDEF | Electric Load with Losses, Incl. Cogeneration | MW | -0.0016 | 0.0546 | 0.1488 | 0.2424 | 0.2662 | 0.3577 | 0.3947 | 0.4646 | 0.4796 | 0.6018 | 0.5774 | 0.6084 | 0.6432 | 0.6682 | 0.7431 | 0.6671 | 0.7243 | 0.6639 | 0.5474 | 0.509 | 0.4515 | 0.292 | 0.1465 | -0.0131 | -0.1394 | -0.4352 | -0.6566 | -0.8632 | -1.0532 | -1.2226 | -1.6175 | -1.9815 | -2.3184 | -2.6265 | -2.9207 | -3.1966 | -3.4467 | -3.6836 | -3.9088 | -4.1189 | -4.3145 | -4.4983 | -4.6784 | -4.8486 | -5.0189 | -5.1732 | -5.3215 | -5.4627 | -5.597 | -5.7281 | -5.8526 | -5.9724 | -6.0881 | -6.201 | -6.3101 | -6.4157 | -6.5195 | -6.62
Northwest | Warehouse | Minimum | July | Other Non-Substitutables | LDCEU/TDEF | Electric Load with Losses, Incl. Cogeneration | MW | 0 | 0 | 0 | 0 | 0 | 0 | 0 | 0 | 0 | 0 | 0 | 0 | -0.3362 | -0.649 | -0.9756 | -1.2866 | -1.3582 | -1.5281 | -1.8162 | -1.8286 | -2.0487 | -2.19 | -2.3027 | -2.4675 | -2.6266 | -2.7648 | -2.8085 | -2.8395 | -2.857 | -2.8561 | -2.8518 | -2.8378 | -2.8165 | -2.786 | -2.7539 | -2.7178 | -2.6747 | -2.6308 | -2.5853 | -2.5372 | -2.4867 | -2.4341 | -2.3829 | -2.3304 | -2.2797 | -2.2257 | -2.1713 | -2.116 | -2.0599 | -2.004 | -1.9471 | -1.8897 | -1.8319 | -1.7739 | -1.7157 | -1.6573 | -1.5986 | -1.5397
Northwest | Warehouse | Minimum | August | Space Heating | LDCEU/TDEF | Electric Load with Losses, Incl. Cogeneration | MW | -0.0352 | -0.0331 | -0.0609 | -0.0369 | -0.0266 | -0.0257 | -0.0081 | -0.0059 | 0.0011 | 0.0013 | 0.0053 | 0.0072 | 0.0072 | 0.0061 | 0.0072 | -0.0076 | -0.0063 | -0.0058 | -0.0057 | -0.0054 | -0.0054 | -0.0055 | -0.0059 | -0.0145 | -0.0304 | -0.0496 | -0.0575 | -0.066 | -0.0745 | -0.0818 | -0.0902 | -0.0986 | -0.1071 | -0.1152 | -0.1237 | -0.132 | -0.14 | -0.1482 | -0.1562 | -0.1643 | -0.1724 | -0.1801 | -0.1883 | -0.1964 | -0.2045 | -0.2122 | -0.22 | -0.2274 | -0.2347 | -0.2419 | -0.2486 | -0.2551 | -0.2615 | -0.2674 | -0.2732 | -0.279 | -0.2843 | -0.2894
Northwest | Warehouse | Minimum | August | Water Heating | LDCEU/TDEF | Electric Load with Losses, Incl. Cogeneration | MW | 0 | 0 | 0 | 0 | 0 | 0 | 0 | 0 | 0 | 0 | 0 | 0 | 0 | 0 | 0 | 0 | 0 | 0 | 0 | 0 | 0 | 0 | -0.0068 | -0.0142 | -0.0203 | -0.0251 | -0.0286 | -0.0318 | -0.0345 | -0.0367 | -0.0387 | -0.0404 | -0.0418 | -0.0429 | -0.0438 | -0.0444 | -0.0448 | -0.0449 | -0.0449 | -0.0448 | -0.0445 | -0.0442 | -0.0437 | -0.0431 | -0.0425 | -0.0418 | -0.0411 | -0.0401 | -0.0392 | -0.0382 | -0.0371 | -0.036 | -0.0349 | -0.0336 | -0.0324 | -0.0312 | -0.0299 | -0.0286
Northwest | Warehouse | Minimum | August | Other Substitutables | LDCEU/TDEF | Electric Load with Losses, Incl. Cogeneration | MW | 0 | 0 | 0 | 0 | 0 | 0 | 0 | 0 | 0 | 0 | 0 | 0 | 0 | 0 | 0 | 0 | 0 | 0 | 0 | 0 | 0 | 0 | 0 | 0 | 0 | 0 | 0 | 0 | 0 | 0 | 0 | 0 | 0 | 0 | 0 | 0 | 0 | 0 | 0 | 0 | 0 | 0 | 0 | 0 | 0 | 0 | 0 | 0 | 0 | 0 | 0 | 0 | 0 | 0 | 0 | 0 | 0 | 0
Northwest | Warehouse | Minimum | August | Refrigeration | LDCEU/TDEF | Electric Load with Losses, Incl. Cogeneration | MW | 0 | 0 | 0 | 0 | 0 | 0 | 0 | 0 | 0 | 0 | 0 | 0 | 0 | 0 | 0 | 0 | 0 | -0.0032 | -0.0075 | -0.0111 | -0.0176 | -0.0238 | -0.0325 | -0.0404 | -0.0543 | -0.061 | -0.0664 | -0.0713 | -0.0761 | -0.0806 | -0.0844 | -0.088 | -0.0912 | -0.0942 | -0.097 | -0.0994 | -0.1018 | -0.1044 | -0.1069 | -0.1091 | -0.1111 | -0.1126 | -0.1141 | -0.1153 | -0.1165 | -0.1178 | -0.1188 | -0.1199 | -0.1207 | -0.1214 | -0.1221 | -0.1228 | -0.1234 | -0.1239 | -0.1244 | -0.1249 | -0.1254 | -0.1258
Northwest | Warehouse | Minimum | August | Lighting | LDCEU/TDEF | Electric Load with Losses, Incl. Cogeneration | MW | 0 | -0.2808 | -1.1218 | -2.3282 | -3.5399 | -4.4218 | -6.1409 | -7.3532 | -12.9542 | -18.3565 | -21.5163 | -24.3165 | -27.3504 | -30.5751 | -29.4309 | -31.074 | -29.2252 | -21.4429 | -21.0734 | -20.7145 | -20.1816 | -19.0109 | -18.6045 | -19.0208 | -17.9816 | -17.0935 | -16.196 | -15.4105 | -14.6755 | -13.9756 | -13.3313 | -12.7281 | -12.165 | -11.6284 | -11.1309 | -10.6644 | -10.2198 | -9.8053 | -9.4165 | -9.0492 | -8.7015 | -8.3718 | -8.0641 | -7.7723 | -7.4999 | -7.2365 | -6.9861 | -6.7465 | -6.5167 | -6.2976 | -6.0858 | -5.8819 | -5.6852 | -5.4951 | -5.3108 | -5.132 | -4.9582 | -4.7886
Northwest | Warehouse | Minimum | August | Air Conditioning | LDCEU/TDEF | Electric Load with Losses, Incl. Cogeneration | MW | -0.0055 | 0.1117 | 0.2758 | 0.4817 | 0.6879 | 0.7361 | 1.0195 | 1.058 | 1.2116 | 1.1916 | 1.1952 | 1.3591 | 1.4546 | 1.3207 | 1.3866 | 1.4747 | 1.4101 | 1.4407 | 1.518 | 1.3155 | 0.9429 | 0.6271 | 0.2893 | 0.0149 | -0.332 | -1.0037 | -1.507 | -1.9761 | -2.4077 | -2.7924 | -3.6885 | -4.5151 | -5.281 | -5.9812 | -6.6491 | -7.2755 | -7.8439 | -8.3825 | -8.8943 | -9.3718 | -9.8165 | -10.2347 | -10.6437 | -11.0302 | -11.4163 | -11.7669 | -12.1037 | -12.4244 | -12.7294 | -13.027 | -13.31 | -13.5823 | -13.8453 | -14.1019 | -14.3498 | -14.59 | -14.8259 | -15.0544
Northwest | Warehouse | Minimum | August | Other Non-Substitutables | LDCEU/TDEF | Electric Load with Losses, Incl. Cogeneration | MW | 0 | 0 | 0 | 0 | 0 | 0 | 0 | 0 | 0 | 0 | 0 | 0 | -0.4434 | -0.8561 | -1.2857 | -1.6948 | -1.7898 | -2.0144 | -2.3962 | -2.4197 | -2.7137 | -2.9032 | -3.0555 | -3.276 | -3.4878 | -3.6708 | -3.7289 | -3.7699 | -3.7928 | -3.7917 | -3.7855 | -3.767 | -3.7389 | -3.6983 | -3.6555 | -3.6075 | -3.5502 | -3.4919 | -3.4315 | -3.3676 | -3.3006 | -3.2308 | -3.1627 | -3.093 | -3.0253 | -2.9535 | -2.8812 | -2.8078 | -2.7331 | -2.6588 | -2.583 | -2.5067 | -2.43 | -2.3529 | -2.2755 | -2.1978 | -2.1198 | -2.0414
Northwest | Warehouse | Minimum | September | Space Heating | LDCEU/TDEF | Electric Load with Losses, Incl. Cogeneration | MW | -0.0448 | -0.0402 | -0.0542 | -0.0825 | -0.0503 | -0.0394 | -0.0174 | -0.0092 | -0.0012 | 0.0012 | 0.0059 | 0.0032 | 0.0047 | 0.0082 | 0.0087 | -0.011 | -0.0088 | -0.0081 | -0.0081 | -0.0075 | -0.0073 | -0.0072 | -0.007 | -0.0211 | -0.046 | -0.075 | -0.0866 | -0.0994 | -0.1122 | -0.1233 | -0.136 | -0.1486 | -0.1613 | -0.1734 | -0.1863 | -0.1988 | -0.2106 | -0.2229 | -0.235 | -0.2472 | -0.2592 | -0.2708 | -0.283 | -0.2952 | -0.3075 | -0.3192 | -0.331 | -0.342 | -0.3528 | -0.3638 | -0.3738 | -0.3837 | -0.3933 | -0.4022 | -0.411 | -0.4196 | -0.4275 | -0.4352
Northwest | Warehouse | Minimum | September | Water Heating | LDCEU/TDEF | Electric Load with Losses, Incl. Cogeneration | MW | 0 | 0 | 0 | 0 | 0 | 0 | 0 | 0 | 0 | 0 | 0 | 0 | 0 | 0 | 0 | 0 | 0 | 0 | 0 | 0 | 0 | 0 | -0.012 | -0.0239 | -0.0277 | -0.0341 | -0.0388 | -0.0431 | -0.0468 | -0.0498 | -0.0524 | -0.0547 | -0.0565 | -0.058 | -0.0592 | -0.06 | -0.0605 | -0.0608 | -0.0607 | -0.0604 | -0.0601 | -0.0595 | -0.0588 | -0.0581 | -0.0572 | -0.0561 | -0.0551 | -0.0538 | -0.0525 | -0.0511 | -0.0496 | -0.048 | -0.0465 | -0.0447 | -0.0431 | -0.0413 | -0.0395 | -0.0378
Northwest | Warehouse | Minimum | September | Other Substitutables | LDCEU/TDEF | Electric Load with Losses, Incl. Cogeneration | MW | 0 | 0 | 0 | 0 | 0 | 0 | 0 | 0 | 0 | 0 | 0 | 0 | 0 | 0 | 0 | 0 | 0 | 0 | 0 | 0 | 0 | 0 | 0 | 0 | 0 | 0 | 0 | 0 | 0 | 0 | 0 | 0 | 0 | 0 | 0 | 0 | 0 | 0 | 0 | 0 | 0 | 0 | 0 | 0 | 0 | 0 | 0 | 0 | 0 | 0 | 0 | 0 | 0 | 0 | 0 | 0 | 0 | 0
Northwest | Warehouse | Minimum | September | Refrigeration | LDCEU/TDEF | Electric Load with Losses, Incl. Cogeneration | MW | 0 | 0 | 0 | 0 | 0 | 0 | 0 | 0 | 0 | 0 | 0 | 0 | 0 | 0 | 0 | 0 | 0 | -0.0042 | -0.0097 | -0.0144 | -0.0227 | -0.0306 | -0.0419 | -0.0521 | -0.07 | -0.0787 | -0.0855 | -0.0918 | -0.0981 | -0.1039 | -0.1089 | -0.1134 | -0.1176 | -0.1214 | -0.125 | -0.1282 | -0.1312 | -0.1346 | -0.1377 | -0.1405 | -0.1432 | -0.145 | -0.147 | -0.1486 | -0.1502 | -0.1517 | -0.1531 | -0.1546 | -0.1556 | -0.1566 | -0.1575 | -0.1583 | -0.1591 | -0.1597 | -0.1604 | -0.161 | -0.1616 | -0.162
Northwest | Warehouse | Minimum | September | Lighting | LDCEU/TDEF | Electric Load with Losses, Incl. Cogeneration | MW | 0 | -0.1984 | -0.7929 | -1.6457 | -2.5022 | -3.1256 | -4.3407 | -5.2144 | -9.186 | -13.0212 | -15.2382 | -17.2153 | -19.3583 | -21.6346 | -20.8246 | -21.988 | -20.6794 | -15.1759 | -14.9167 | -14.6623 | -14.2893 | -13.4636 | -13.1791 | -13.4759 | -12.7463 | -12.1208 | -11.4884 | -10.9355 | -10.4182 | -9.9254 | -9.4716 | -9.0464 | -8.6494 | -8.2709 | -7.9199 | -7.5907 | -7.2767 | -6.984 | -6.7094 | -6.4499 | -6.2039 | -5.9707 | -5.7527 | -5.546 | -5.3528 | -5.166 | -4.9884 | -4.8184 | -4.655 | -4.4993 | -4.3486 | -4.2035 | -4.0635 | -3.9279 | -3.7966 | -3.6691 | -3.5451 | -3.424
Northwest | Warehouse | Minimum | September | Air Conditioning | LDCEU/TDEF | Electric Load with Losses, Incl. Cogeneration | MW | -0.0033 | 0.0771 | 0.2127 | 0.2469 | 0.3856 | 0.4682 | 0.5698 | 0.6144 | 0.71 | 0.7374 | 0.7594 | 0.6998 | 0.7351 | 0.8366 | 0.7823 | 0.8486 | 0.9083 | 0.8365 | 1.0649 | 0.7687 | 0.5179 | 0.3796 | 0.1365 | -0.0476 | -0.2343 | -0.6505 | -0.9647 | -1.2563 | -1.5248 | -1.7649 | -2.3198 | -2.8334 | -3.3112 | -3.7474 | -4.1622 | -4.5513 | -4.9057 | -5.2422 | -5.5616 | -5.8598 | -6.138 | -6.3993 | -6.6537 | -6.894 | -7.1325 | -7.3507 | -7.5599 | -7.7598 | -7.9497 | -8.1346 | -8.3108 | -8.4806 | -8.6444 | -8.8045 | -8.9591 | -9.1091 | -9.2565 | -9.3992
Northwest | Warehouse | Minimum | September | Other Non-Substitutables | LDCEU/TDEF | Electric Load with Losses, Incl. Cogeneration | MW | 0 | 0 | 0 | 0 | 0 | 0 | 0 | 0 | 0 | 0 | 0 | 0 | -0.3609 | -0.6993 | -1.0486 | -1.3747 | -1.4546 | -1.6305 | -1.9447 | -1.9782 | -2.2226 | -2.3785 | -2.5054 | -2.689 | -2.8655 | -3.0138 | -3.0611 | -3.0943 | -3.1129 | -3.1119 | -3.1064 | -3.0909 | -3.0674 | -3.034 | -2.9986 | -2.9588 | -2.9117 | -2.8638 | -2.8142 | -2.7618 | -2.7067 | -2.6492 | -2.593 | -2.5355 | -2.4797 | -2.4206 | -2.361 | -2.3006 | -2.2391 | -2.1778 | -2.1154 | -2.0526 | -1.9894 | -1.926 | -1.8622 | -1.7983 | -1.7341 | -1.6695
Northwest | Warehouse | Minimum | October | Space Heating | LDCEU/TDEF | Electric Load with Losses, Incl. Cogeneration | MW | -0.0491 | -0.0611 | -0.08 | -0.0767 | -0.0683 | -0.0585 | -0.0178 | -0.0076 | -0.0021 | 0.0007 | 0.0077 | 0.0079 | 0.0096 | 0.0096 | 0.0116 | -0.0144 | -0.0119 | -0.0107 | -0.0107 | -0.01 | -0.0099 | -0.0099 | -0.0109 | -0.0343 | -0.0639 | -0.098 | -0.1121 | -0.1274 | -0.1425 | -0.156 | -0.1708 | -0.1859 | -0.2013 | -0.2157 | -0.2311 | -0.246 | -0.2601 | -0.2751 | -0.2895 | -0.3041 | -0.3188 | -0.3326 | -0.3471 | -0.3616 | -0.3761 | -0.39 | -0.404 | -0.4172 | -0.43 | -0.4431 | -0.4549 | -0.4666 | -0.4779 | -0.4885 | -0.4988 | -0.509 | -0.5185 | -0.5276
Northwest | Warehouse | Minimum | October | Water Heating | LDCEU/TDEF | Electric Load with Losses, Incl. Cogeneration | MW | 0 | 0 | 0 | 0 | 0 | 0 | 0 | 0 | 0 | 0 | 0 | 0 | 0 | 0 | 0 | 0 | 0 | 0 | 0 | 0 | 0 | 0 | -0.0154 | -0.0388 | -0.0507 | -0.0625 | -0.071 | -0.0788 | -0.0856 | -0.091 | -0.0959 | -0.1001 | -0.1034 | -0.106 | -0.1082 | -0.1097 | -0.1106 | -0.1111 | -0.1109 | -0.1105 | -0.1099 | -0.1088 | -0.1076 | -0.1062 | -0.1045 | -0.1026 | -0.1007 | -0.0984 | -0.096 | -0.0935 | -0.0907 | -0.088 | -0.085 | -0.0819 | -0.0788 | -0.0758 | -0.0724 | -0.0691
Northwest | Warehouse | Minimum | October | Other Substitutables | LDCEU/TDEF | Electric Load with Losses, Incl. Cogeneration | MW | 0 | 0 | 0 | 0 | 0 | 0 | 0 | 0 | 0 | 0 | 0 | 0 | 0 | 0 | 0 | 0 | 0 | 0 | 0 | 0 | 0 | 0 | 0 | 0 | 0 | 0 | 0 | 0 | 0 | 0 | 0 | 0 | 0 | 0 | 0 | 0 | 0 | 0 | 0 | 0 | 0 | 0 | 0 | 0 | 0 | 0 | 0 | 0 | 0 | 0 | 0 | 0 | 0 | 0 | 0 | 0 | 0 | 0
Northwest | Warehouse | Minimum | October | Refrigeration | LDCEU/TDEF | Electric Load with Losses, Incl. Cogeneration | MW | 0 | 0 | 0 | 0 | 0 | 0 | 0 | 0 | 0 | 0 | 0 | 0 | 0 | 0 | 0 | 0 | 0 | -0.0055 | -0.0126 | -0.0187 | -0.0295 | -0.0398 | -0.0545 | -0.0678 | -0.0911 | -0.1024 | -0.1113 | -0.1196 | -0.1278 | -0.1353 | -0.1417 | -0.1477 | -0.1531 | -0.1581 | -0.1627 | -0.1669 | -0.1708 | -0.1753 | -0.1793 | -0.183 | -0.1863 | -0.1889 | -0.1913 | -0.1934 | -0.1955 | -0.1976 | -0.1993 | -0.2012 | -0.2025 | -0.2038 | -0.205 | -0.2061 | -0.207 | -0.2079 | -0.2087 | -0.2096 | -0.2103 | -0.2109
Northwest | Warehouse | Minimum | October | Lighting | LDCEU/TDEF | Electric Load with Losses, Incl. Cogeneration | MW | 0 | -0.1929 | -0.7967 | -1.6596 | -2.533 | -3.1661 | -4.3943 | -5.3024 | -9.3154 | -13.2077 | -15.3978 | -17.3805 | -19.5319 | -21.893 | -20.9748 | -22.0879 | -20.9023 | -15.1965 | -14.9326 | -14.711 | -14.3217 | -13.4851 | -13.1827 | -13.4433 | -12.7255 | -12.108 | -11.4829 | -10.9374 | -10.4273 | -9.9408 | -9.4927 | -9.0724 | -8.6795 | -8.3048 | -7.9573 | -7.6311 | -7.3195 | -7.0294 | -6.7571 | -6.4993 | -6.2549 | -6.0225 | -5.8056 | -5.5994 | -5.407 | -5.2205 | -5.043 | -4.873 | -4.7096 | -4.5535 | -4.4024 | -4.2568 | -4.1159 | -3.9797 | -3.8475 | -3.7191 | -3.5942 | -3.472
Northwest | Warehouse | Minimum | October | Air Conditioning | LDCEU/TDEF | Electric Load with Losses, Incl. Cogeneration | MW | -0.0003 | 0.0113 | 0.0282 | 0.0431 | 0.0567 | 0.0672 | 0.0835 | 0.0962 | 0.104 | 0.1153 | 0.1143 | 0.1199 | 0.1256 | 0.1315 | 0.133 | 0.1282 | 0.1403 | 0.1266 | 0.1301 | 0.1127 | 0.0869 | 0.056 | 0.0252 | -0.0086 | -0.0431 | -0.1105 | -0.1618 | -0.2094 | -0.2531 | -0.2924 | -0.3823 | -0.4658 | -0.5439 | -0.6152 | -0.6827 | -0.7459 | -0.8038 | -0.859 | -0.9113 | -0.9601 | -1.0058 | -1.0486 | -1.0901 | -1.1292 | -1.1677 | -1.2033 | -1.2374 | -1.27 | -1.3009 | -1.331 | -1.3598 | -1.3875 | -1.4143 | -1.4404 | -1.4657 | -1.4903 | -1.5144 | -1.5378
Northwest | Warehouse | Minimum | October | Other Non-Substitutables | LDCEU/TDEF | Electric Load with Losses, Incl. Cogeneration | MW | 0 | 0 | 0 | 0 | 0 | 0 | 0 | 0 | 0 | 0 | 0 | 0 | -0.3646 | -0.7105 | -1.0641 | -1.3842 | -1.4683 | -1.635 | -1.9561 | -2.0046 | -2.2557 | -2.4128 | -2.5415 | -2.7299 | -2.9128 | -3.0612 | -3.1084 | -3.1417 | -3.1604 | -3.1593 | -3.1535 | -3.1373 | -3.1129 | -3.0786 | -3.0423 | -3.0017 | -2.9535 | -2.9049 | -2.8545 | -2.8011 | -2.7452 | -2.6865 | -2.6292 | -2.5706 | -2.5137 | -2.4535 | -2.3927 | -2.3312 | -2.2686 | -2.2061 | -2.1426 | -2.0786 | -2.0143 | -1.9496 | -1.8847 | -1.8195 | -1.7543 | -1.6886
Northwest | Warehouse | Minimum | November | Space Heating | LDCEU/TDEF | Electric Load with Losses, Incl. Cogeneration | MW | -0.14 | -0.1458 | -0.1554 | -0.1669 | -0.135 | -0.1218 | -0.0335 | -0.0237 | -0.0013 | 0.0047 | 0.0095 | 0.015 | 0.0183 | 0.0222 | 0.0266 | -0.0331 | -0.0282 | -0.0257 | -0.0257 | -0.0242 | -0.0244 | -0.023 | -0.0244 | -0.0938 | -0.161 | -0.2387 | -0.2712 | -0.3062 | -0.3411 | -0.3722 | -0.4064 | -0.4411 | -0.4763 | -0.5097 | -0.5451 | -0.5794 | -0.612 | -0.6466 | -0.68 | -0.7138 | -0.7475 | -0.7794 | -0.8127 | -0.8461 | -0.8794 | -0.9113 | -0.9433 | -0.9736 | -1.0032 | -1.033 | -1.0603 | -1.0869 | -1.1129 | -1.137 | -1.1608 | -1.1841 | -1.2057 | -1.2265
Northwest | Warehouse | Minimum | November | Water Heating | LDCEU/TDEF | Electric Load with Losses, Incl. Cogeneration | MW | 0 | 0 | 0 | 0 | 0 | 0 | 0 | 0 | 0 | 0 | 0 | 0 | 0 | 0 | 0 | 0 | 0 | 0 | 0 | 0 | 0 | 0 | -0.0315 | -0.0471 | -0.0739 | -0.0909 | -0.1034 | -0.1148 | -0.1244 | -0.1323 | -0.1394 | -0.1454 | -0.1502 | -0.154 | -0.1572 | -0.1592 | -0.1604 | -0.1611 | -0.1608 | -0.1602 | -0.1593 | -0.1576 | -0.1557 | -0.1537 | -0.1512 | -0.1484 | -0.1456 | -0.1422 | -0.1386 | -0.135 | -0.131 | -0.1268 | -0.1226 | -0.118 | -0.1135 | -0.109 | -0.1041 | -0.0992
Northwest | Warehouse | Minimum | November | Other Substitutables | LDCEU/TDEF | Electric Load with Losses, Incl. Cogeneration | MW | 0 | 0 | 0 | 0 | 0 | 0 | 0 | 0 | 0 | 0 | 0 | 0 | 0 | 0 | 0 | 0 | 0 | 0 | 0 | 0 | 0 | 0 | 0 | 0 | 0 | 0 | 0 | 0 | 0 | 0 | 0 | 0 | 0 | 0 | 0 | 0 | 0 | 0 | 0 | 0 | 0 | 0 | 0 | 0 | 0 | 0 | 0 | 0 | 0 | 0 | 0 | 0 | 0 | 0 | 0 | 0 | 0 | 0
Northwest | Warehouse | Minimum | November | Refrigeration | LDCEU/TDEF | Electric Load with Losses, Incl. Cogeneration | MW | 0 | 0 | 0 | 0 | 0 | 0 | 0 | 0 | 0 | 0 | 0 | 0 | 0 | 0 | 0 | 0 | 0 | -0.0068 | -0.0155 | -0.0229 | -0.0362 | -0.0488 | -0.0669 | -0.0832 | -0.1117 | -0.1256 | -0.1365 | -0.1466 | -0.1566 | -0.1658 | -0.1737 | -0.1809 | -0.1876 | -0.1937 | -0.1994 | -0.2046 | -0.2094 | -0.2148 | -0.2198 | -0.2243 | -0.2284 | -0.2315 | -0.2345 | -0.2371 | -0.2396 | -0.2422 | -0.2442 | -0.2466 | -0.2483 | -0.2498 | -0.2513 | -0.2526 | -0.2538 | -0.2549 | -0.2559 | -0.2569 | -0.2579 | -0.2586
Northwest | Warehouse | Minimum | November | Lighting | LDCEU/TDEF | Electric Load with Losses, Incl. Cogeneration | MW | 0 | -0.1679 | -0.698 | -1.4549 | -2.2221 | -2.7778 | -3.8551 | -4.6734 | -8.2063 | -11.6405 | -13.5362 | -15.2701 | -17.1537 | -19.2306 | -18.4074 | -19.3758 | -18.3569 | -13.3258 | -13.0961 | -12.9069 | -12.5674 | -11.8355 | -11.5734 | -11.8001 | -11.1785 | -10.6416 | -10.0976 | -9.6237 | -9.1807 | -8.7579 | -8.3681 | -8.0023 | -7.66 | -7.3336 | -7.0305 | -6.7459 | -6.4739 | -6.2207 | -5.9828 | -5.7576 | -5.5437 | -5.3401 | -5.1499 | -4.9689 | -4.7998 | -4.636 | -4.4799 | -4.3303 | -4.1862 | -4.0486 | -3.9151 | -3.7865 | -3.662 | -3.5415 | -3.4244 | -3.3106 | -3.1999 | -3.0915
Northwest | Warehouse | Minimum | November | Air Conditioning | LDCEU/TDEF | Electric Load with Losses, Incl. Cogeneration | MW | -0.0001 | 0.0043 | 0.0106 | 0.0162 | 0.0213 | 0.0251 | 0.0313 | 0.0362 | 0.0392 | 0.0435 | 0.0429 | 0.045 | 0.0472 | 0.0493 | 0.0499 | 0.0483 | 0.0526 | 0.0477 | 0.0491 | 0.0426 | 0.0331 | 0.0215 | 0.0099 | -0.0026 | -0.0156 | -0.0409 | -0.0602 | -0.0781 | -0.0945 | -0.1093 | -0.1431 | -0.1744 | -0.2038 | -0.2305 | -0.2557 | -0.2796 | -0.3013 | -0.322 | -0.3418 | -0.3601 | -0.3773 | -0.3933 | -0.4089 | -0.4237 | -0.4381 | -0.4515 | -0.4642 | -0.4765 | -0.4881 | -0.4994 | -0.5103 | -0.5206 | -0.5307 | -0.5405 | -0.5501 | -0.5593 | -0.5684 | -0.5771
Northwest | Warehouse | Minimum | November | Other Non-Substitutables | LDCEU/TDEF | Electric Load with Losses, Incl. Cogeneration | MW | 0 | 0 | 0 | 0 | 0 | 0 | 0 | 0 | 0 | 0 | 0 | 0 | -0.3646 | -0.7137 | -1.0666 | -1.3779 | -1.4659 | -1.623 | -1.9481 | -2.0149 | -2.2719 | -2.4311 | -2.5635 | -2.7564 | -2.9443 | -3.0916 | -3.1388 | -3.1718 | -3.1904 | -3.1894 | -3.1831 | -3.1662 | -3.1412 | -3.1063 | -3.0694 | -3.028 | -2.979 | -2.93 | -2.8791 | -2.8252 | -2.7686 | -2.7091 | -2.6511 | -2.5915 | -2.5337 | -2.4727 | -2.4111 | -2.3488 | -2.2852 | -2.2219 | -2.1575 | -2.0926 | -2.0274 | -1.9619 | -1.8961 | -1.8302 | -1.764 | -1.6976
Northwest | Warehouse | Minimum | December | Space Heating | LDCEU/TDEF | Electric Load with Losses, Incl. Cogeneration | MW | -0.1856 | -0.1882 | -0.248 | -0.2409 | -0.2125 | -0.1868 | -0.0398 | -0.0062 | 0.0138 | 0.0256 | 0.0357 | 0.0414 | 0.044 | 0.0459 | 0.0534 | -0.0595 | -0.0504 | -0.0466 | -0.0478 | -0.0454 | -0.0464 | -0.0452 | -0.0489 | -0.1766 | -0.2906 | -0.4144 | -0.4681 | -0.5243 | -0.5806 | -0.6312 | -0.6855 | -0.7418 | -0.8001 | -0.8548 | -0.9121 | -0.9674 | -1.0209 | -1.0777 | -1.1324 | -1.1875 | -1.2432 | -1.2952 | -1.3494 | -1.4032 | -1.4563 | -1.5079 | -1.5593 | -1.6084 | -1.6562 | -1.7042 | -1.7481 | -1.7911 | -1.8331 | -1.8719 | -1.9101 | -1.9477 | -1.9826 | -2.0159
Northwest | Warehouse | Minimum | December | Water Heating | LDCEU/TDEF | Electric Load with Losses, Incl. Cogeneration | MW | 0 | 0 | 0 | 0 | 0 | 0 | 0 | 0 | 0 | 0 | 0 | 0 | 0 | 0 | 0 | 0 | 0 | 0 | 0 | 0 | 0 | 0 | -0.0331 | -0.0748 | -0.0871 | -0.1072 | -0.122 | -0.1353 | -0.1467 | -0.156 | -0.1644 | -0.1714 | -0.1769 | -0.1814 | -0.1853 | -0.1876 | -0.189 | -0.1898 | -0.1894 | -0.1886 | -0.1875 | -0.1855 | -0.1834 | -0.1809 | -0.178 | -0.1747 | -0.1713 | -0.1672 | -0.1631 | -0.1588 | -0.1541 | -0.1491 | -0.1441 | -0.1387 | -0.1333 | -0.1279 | -0.1223 | -0.1166
Northwest | Warehouse | Minimum | December | Other Substitutables | LDCEU/TDEF | Electric Load with Losses, Incl. Cogeneration | MW | 0 | 0 | 0 | 0 | 0 | 0 | 0 | 0 | 0 | 0 | 0 | 0 | 0 | 0 | 0 | 0 | 0 | 0 | 0 | 0 | 0 | 0 | 0 | 0 | 0 | 0 | 0 | 0 | 0 | 0 | 0 | 0 | 0 | 0 | 0 | 0 | 0 | 0 | 0 | 0 | 0 | 0 | 0 | 0 | 0 | 0 | 0 | 0 | 0 | 0 | 0 | 0 | 0 | 0 | 0 | 0 | 0 | 0
Northwest | Warehouse | Minimum | December | Refrigeration | LDCEU/TDEF | Electric Load with Losses, Incl. Cogeneration | MW | 0 | 0 | 0 | 0 | 0 | 0 | 0 | 0 | 0 | 0 | 0 | 0 | 0 | 0 | 0 | 0 | 0 | -0.007 | -0.0161 | -0.0238 | -0.0377 | -0.0509 | -0.0698 | -0.0867 | -0.1165 | -0.1309 | -0.1423 | -0.1528 | -0.1633 | -0.1729 | -0.1812 | -0.1887 | -0.1956 | -0.2021 | -0.208 | -0.2134 | -0.2184 | -0.224 | -0.2293 | -0.234 | -0.2382 | -0.2414 | -0.2446 | -0.2473 | -0.25 | -0.2526 | -0.2547 | -0.2572 | -0.259 | -0.2606 | -0.2621 | -0.2634 | -0.2647 | -0.2659 | -0.267 | -0.2679 | -0.2689 | -0.2697
Northwest | Warehouse | Minimum | December | Lighting | LDCEU/TDEF | Electric Load with Losses, Incl. Cogeneration | MW | 0 | -0.149 | -0.6215 | -1.2961 | -1.9807 | -2.4761 | -3.4361 | -4.1688 | -7.3182 | -10.3813 | -12.0658 | -13.6097 | -15.2875 | -17.143 | -16.4003 | -17.2583 | -16.3623 | -11.8658 | -11.6608 | -11.4954 | -11.1918 | -10.54 | -10.3082 | -10.5088 | -9.9566 | -9.4794 | -8.9957 | -8.5746 | -8.1809 | -7.8051 | -7.4587 | -7.1335 | -6.8292 | -6.5389 | -6.2694 | -6.0163 | -5.7743 | -5.5492 | -5.3376 | -5.1371 | -4.9468 | -4.7656 | -4.5962 | -4.4351 | -4.2846 | -4.1387 | -3.9995 | -3.8664 | -3.7379 | -3.6153 | -3.4964 | -3.3817 | -3.2707 | -3.1632 | -3.0588 | -2.9573 | -2.8585 | -2.7617
Northwest | Warehouse | Minimum | December | Air Conditioning | LDCEU/TDEF | Electric Load with Losses, Incl. Cogeneration | MW | -0.0001 | 0.0014 | 0.0034 | 0.0053 | 0.0069 | 0.0082 | 0.0101 | 0.0117 | 0.0127 | 0.0141 | 0.0139 | 0.0146 | 0.0152 | 0.0159 | 0.0162 | 0.0157 | 0.0171 | 0.0155 | 0.016 | 0.0138 | 0.0108 | 0.007 | 0.0033 | -0.0008 | -0.005 | -0.0132 | -0.0194 | -0.0251 | -0.0305 | -0.0353 | -0.0462 | -0.0563 | -0.0658 | -0.0745 | -0.0827 | -0.0903 | -0.0974 | -0.1041 | -0.1105 | -0.1164 | -0.122 | -0.1272 | -0.1322 | -0.137 | -0.1416 | -0.1459 | -0.1501 | -0.154 | -0.1578 | -0.1615 | -0.165 | -0.1683 | -0.1716 | -0.1747 | -0.1778 | -0.1809 | -0.1838 | -0.1866
Northwest | Warehouse | Minimum | December | Other Non-Substitutables | LDCEU/TDEF | Electric Load with Losses, Incl. Cogeneration | MW | 0 | 0 | 0 | 0 | 0 | 0 | 0 | 0 | 0 | 0 | 0 | 0 | -0.3436 | -0.673 | -1.0055 | -1.2979 | -1.3818 | -1.5281 | -1.8349 | -1.9 | -2.1425 | -2.2931 | -2.4182 | -2.6 | -2.7775 | -2.9161 | -2.9606 | -2.9915 | -3.0092 | -3.0081 | -3.0021 | -2.9863 | -2.9626 | -2.9296 | -2.8948 | -2.8557 | -2.8095 | -2.7634 | -2.7153 | -2.6644 | -2.6111 | -2.555 | -2.5002 | -2.444 | -2.3895 | -2.332 | -2.2738 | -2.215 | -2.1551 | -2.0954 | -2.0345 | -1.9733 | -1.9118 | -1.85 | -1.7879 | -1.7257 | -1.6633 | -1.6006
Northwest | Supermarket | Peak | January | Space Heating | LDCEU/TDEF | Electric Load with Losses, Incl. Cogeneration | MW | -0.2625 | -0.2012 | -0.2021 | -0.2098 | -0.2186 | -0.2285 | -0.3445 | -0.4462 | -0.4609 | -0.5128 | -0.4088 | -0.4325 | -0.4161 | -0.3786 | -0.4223 | -0.454 | -0.4124 | -0.3582 | -0.4032 | -0.3679 | -0.3805 | -0.3613 | -0.3399 | -0.3422 | -0.2995 | -0.2539 | -0.1951 | -0.1385 | -0.0829 | -0.0275 | 0.025 | 0.0742 | 0.1213 | 0.1659 | 0.2079 | 0.2491 | 0.2856 | 0.3207 | 0.3538 | 0.3838 | 0.4089 | 0.4333 | 0.4542 | 0.4723 | 0.4893 | 0.5038 | 0.5145 | 0.5247 | 0.5325 | 0.5386 | 0.5448 | 0.5493 | 0.5524 | 0.5559 | 0.5576 | 0.5579 | 0.5586 | 0.5566
Northwest | Supermarket | Peak | January | Water Heating | LDCEU/TDEF | Electric Load with Losses, Incl. Cogeneration | MW | 0 | 0 | 0 | 0 | 0 | 0 | 0 | 0 | 0 | 0 | 0 | 0 | 0 | 0 | 0 | 0 | 0 | 0 | 0 | 0 | 0 | 0 | -0.4224 | -0.6825 | -0.8043 | -0.8692 | -0.8846 | -0.8734 | -0.8351 | -0.7679 | -0.6906 | -0.6071 | -0.5136 | -0.4141 | -0.3101 | -0.1925 | -0.0826 | 0.0293 | 0.1476 | 0.2599 | 0.3584 | 0.4644 | 0.5605 | 0.6498 | 0.743 | 0.8301 | 0.9055 | 0.9849 | 1.0572 | 1.1256 | 1.2008 | 1.272 | 1.3389 | 1.4133 | 1.4813 | 1.544 | 1.613 | 1.6667
Northwest | Supermarket | Peak | January | Other Substitutables | LDCEU/TDEF | Electric Load with Losses, Incl. Cogeneration | MW | 0 | 0 | 0 | 0 | 0 | 0 | 0 | 0 | 0 | 0 | 0 | 0 | -0.0192 | -0.0246 | -0.0395 | -0.0672 | -0.0917 | -0.0812 | -0.1194 | -0.1753 | -0.2649 | -0.3136 | -0.3476 | -0.4526 | -0.3632 | -0.2734 | -0.1745 | -0.0765 | 0.0234 | 0.1281 | 0.2292 | 0.3261 | 0.4227 | 0.5182 | 0.6124 | 0.71 | 0.798 | 0.8884 | 0.978 | 1.0633 | 1.1362 | 1.2139 | 1.2833 | 1.3473 | 1.4124 | 1.4737 | 1.5248 | 1.5778 | 1.6253 | 1.6707 | 1.7199 | 1.766 | 1.8091 | 1.8576 | 1.9014 | 1.9414 | 1.9864 | 2.0173
Northwest | Supermarket | Peak | January | Refrigeration | LDCEU/TDEF | Electric Load with Losses, Incl. Cogeneration | MW | 0 | 0 | 0 | 0 | 0 | 0 | 0 | 0 | 0 | 0 | 0 | 0 | 0 | 0 | 0 | 0 | 0 | -4.3512 | -8.4587 | -16.1071 | -23.55 | -29.2847 | -35.0798 | -39.0858 | -48.8557 | -58.1333 | -66.5111 | -73.9818 | -80.6464 | -86.5852 | -91.8955 | -96.6441 | -101.039 | -105.1268 | -108.9907 | -112.527 | -115.5489 | -118.8868 | -121.7209 | -124.6049 | -126.9971 | -129.4998 | -131.7445 | -133.9221 | -135.9493 | -138.0314 | -139.717 | -141.3318 | -142.8197 | -144.3996 | -145.8286 | -147.2161 | -148.557 | -149.8614 | -151.1252 | -152.3673 | -153.5797 | -154.1782
Northwest | Supermarket | Peak | January | Lighting | LDCEU/TDEF | Electric Load with Losses, Incl. Cogeneration | MW | 0 | -1.2672 | -3.0911 | -4.1501 | -4.816 | -5.229 | -6.7557 | -7.5071 | -16.9812 | -26.6176 | -32.6813 | -41.5322 | -49.2241 | -54.0212 | -57.206 | -64.2357 | -45.0924 | -31.4761 | -24.9501 | -18.9717 | -15.6513 | -12.6511 | -10.9465 | -11.5809 | -10.1632 | -9.0702 | -8.2455 | -7.6362 | -7.1173 | -6.6717 | -6.2861 | -5.949 | -5.6545 | -5.3951 | -5.165 | -4.9563 | -4.7592 | -4.5892 | -4.4238 | -4.2725 | -4.1209 | -3.9798 | -3.8407 | -3.7058 | -3.5723 | -3.4421 | -3.307 | -3.1727 | -3.0377 | -2.9043 | -2.7692 | -2.6333 | -2.4966 | -2.3589 | -2.2201 | -2.0803 | -1.9392 | -1.7941
Northwest | Supermarket | Peak | January | Air Conditioning | LDCEU/TDEF | Electric Load with Losses, Incl. Cogeneration | MW | -0.0164 | 0.2159 | 0.3521 | 0.5104 | 0.6267 | 0.8492 | 0.6685 | 0.7965 | 0.9081 | 1.0788 | 1.3387 | 1.1888 | 1.0735 | 1.1243 | 1.0997 | 0.9962 | 1.2224 | 0.9611 | 0.9439 | 0.4933 | -0.001 | -0.4148 | -0.775 | -1.0582 | -1.3912 | -1.9478 | -2.4594 | -2.9062 | -3.298 | -3.644 | -4.3598 | -4.9848 | -5.5444 | -6.0453 | -6.4981 | -6.9055 | -7.2453 | -7.5825 | -7.87 | -8.1385 | -8.3498 | -8.5594 | -8.733 | -8.8884 | -9.0286 | -9.1596 | -9.2524 | -9.3376 | -9.4052 | -9.4697 | -9.5271 | -9.5751 | -9.6135 | -9.6527 | -9.6816 | -9.7026 | -9.7247 | -9.7008
Northwest | Supermarket | Peak | January | Other Non-Substitutables | LDCEU/TDEF | Electric Load with Losses, Incl. Cogeneration | MW | 0 | 0 | 0 | 0 | 0 | 0 | 0 | 0 | 0 | 0 | 0 | 0 | -0.2697 | -0.5218 | -0.7709 | -0.9827 | -1.0774 | -1.1806 | -1.3617 | -1.0758 | -0.8876 | -0.7074 | -0.5812 | -0.4659 | -0.3874 | -0.319 | -0.2616 | -0.2132 | -0.1737 | -0.1415 | -0.1153 | -0.094 | -0.0766 | -0.0624 | -0.0509 | -0.0415 | -0.0339 | -0.0276 | -0.0225 | -0.0183 | -0.0149 | -0.0123 | -0.0099 | -0.0081 | -0.0067 | -0.0054 | -0.0044 | -0.0036 | -0.0029 | -0.0024 | -0.0019 | -0.0016 | -0.0013 | -0.0011 | -0.0009 | -0.0008 | -0.0006 | -0.0005
Northwest | Supermarket | Peak | February | Space Heating | LDCEU/TDEF | Electric Load with Losses, Incl. Cogeneration | MW | -1.0584 | -0.8562 | -0.8026 | -0.8549 | -0.8819 | -0.9247 | -1.4083 | -1.7669 | -1.8933 | -2.0665 | -1.7386 | -1.7159 | -1.7107 | -1.6252 | -1.6496 | -1.7734 | -1.6874 | -1.4637 | -1.683 | -1.5008 | -1.5199 | -1.5368 | -1.3498 | -1.3266 | -1.2183 | -1.0333 | -0.7952 | -0.5656 | -0.3402 | -0.1157 | 0.097 | 0.2967 | 0.4876 | 0.6685 | 0.8389 | 1.0056 | 1.1536 | 1.2963 | 1.4304 | 1.5525 | 1.6536 | 1.7532 | 1.8379 | 1.9114 | 1.9805 | 2.0394 | 2.0825 | 2.1236 | 2.155 | 2.1801 | 2.2049 | 2.2233 | 2.2357 | 2.2497 | 2.2569 | 2.258 | 2.2609 | 2.2526
Northwest | Supermarket | Peak | February | Water Heating | LDCEU/TDEF | Electric Load with Losses, Incl. Cogeneration | MW | 0 | 0 | 0 | 0 | 0 | 0 | 0 | 0 | 0 | 0 | 0 | 0 | 0 | 0 | 0 | 0 | 0 | 0 | 0 | 0 | 0 | 0 | -0.3016 | -0.4727 | -0.626 | -0.6764 | -0.6883 | -0.6795 | -0.6496 | -0.5972 | -0.537 | -0.472 | -0.3992 | -0.3217 | -0.2406 | -0.149 | -0.0633 | 0.0238 | 0.1161 | 0.2035 | 0.2803 | 0.363 | 0.4379 | 0.5075 | 0.5802 | 0.648 | 0.7068 | 0.7687 | 0.825 | 0.8782 | 0.9368 | 0.9923 | 1.0443 | 1.1023 | 1.1553 | 1.2041 | 1.2578 | 1.2995
Northwest | Supermarket | Peak | February | Other Substitutables | LDCEU/TDEF | Electric Load with Losses, Incl. Cogeneration | MW | 0 | 0 | 0 | 0 | 0 | 0 | 0 | 0 | 0 | 0 | 0 | 0 | -0.0227 | -0.0293 | -0.0465 | -0.0791 | -0.1075 | -0.0957 | -0.1404 | -0.2079 | -0.3169 | -0.3746 | -0.4159 | -0.5386 | -0.4324 | -0.3259 | -0.2085 | -0.0921 | 0.0265 | 0.1507 | 0.2707 | 0.3856 | 0.5005 | 0.6139 | 0.7261 | 0.8422 | 0.9469 | 1.0546 | 1.1611 | 1.2628 | 1.3497 | 1.4423 | 1.525 | 1.6013 | 1.6788 | 1.7519 | 1.813 | 1.876 | 1.9327 | 1.9869 | 2.0454 | 2.1006 | 2.1519 | 2.2097 | 2.2621 | 2.3099 | 2.3635 | 2.4003
Northwest | Supermarket | Peak | February | Refrigeration | LDCEU/TDEF | Electric Load with Losses, Incl. Cogeneration | MW | 0 | 0 | 0 | 0 | 0 | 0 | 0 | 0 | 0 | 0 | 0 | 0 | 0 | 0 | 0 | 0 | 0 | -3.3614 | -6.5316 | -12.452 | -18.2208 | -22.6675 | -27.1459 | -30.2274 | -37.7873 | -44.9644 | -51.4446 | -57.2232 | -62.3784 | -66.9721 | -71.0798 | -74.7533 | -78.1569 | -81.3269 | -84.328 | -87.0765 | -89.4232 | -92.0234 | -94.2311 | -96.4798 | -98.3448 | -100.2993 | -102.052 | -103.7504 | -105.3309 | -106.9571 | -108.275 | -109.5364 | -110.6978 | -111.9335 | -113.0509 | -114.1364 | -115.186 | -116.2074 | -117.1975 | -118.171 | -119.1215 | -119.587
Northwest | Supermarket | Peak | February | Lighting | LDCEU/TDEF | Electric Load with Losses, Incl. Cogeneration | MW | 0 | -1.0103 | -2.4853 | -3.3424 | -3.884 | -4.2201 | -5.4526 | -6.0601 | -13.7019 | -21.4799 | -26.3767 | -33.516 | -39.7187 | -43.6672 | -46.1243 | -51.726 | -36.4066 | -25.2986 | -20.0771 | -15.3066 | -12.6366 | -10.2242 | -8.8609 | -9.3592 | -8.2177 | -7.3381 | -6.6749 | -6.1855 | -5.7685 | -5.4103 | -5.1 | -4.8286 | -4.5914 | -4.3825 | -4.1973 | -4.029 | -3.8699 | -3.733 | -3.5995 | -3.4773 | -3.3548 | -3.2407 | -3.1281 | -3.0188 | -2.9105 | -2.805 | -2.6953 | -2.5863 | -2.4764 | -2.3681 | -2.2581 | -2.1476 | -2.0364 | -1.9243 | -1.8113 | -1.6974 | -1.5825 | -1.4643
Northwest | Supermarket | Peak | February | Air Conditioning | LDCEU/TDEF | Electric Load with Losses, Incl. Cogeneration | MW | -0.0043 | 0.0581 | 0.0945 | 0.1372 | 0.1682 | 0.2279 | 0.1798 | 0.2148 | 0.2448 | 0.2903 | 0.3593 | 0.3189 | 0.2886 | 0.3014 | 0.2952 | 0.2689 | 0.3281 | 0.2595 | 0.2546 | 0.1324 | -0.001 | -0.1125 | -0.2094 | -0.2856 | -0.3751 | -0.525 | -0.6626 | -0.7829 | -0.8883 | -0.9815 | -1.1741 | -1.3424 | -1.4932 | -1.6284 | -1.7507 | -1.8608 | -1.9525 | -2.0438 | -2.1216 | -2.1944 | -2.2517 | -2.3086 | -2.3558 | -2.398 | -2.4362 | -2.4719 | -2.4972 | -2.5204 | -2.5388 | -2.5566 | -2.5723 | -2.5855 | -2.5962 | -2.607 | -2.615 | -2.6209 | -2.6272 | -2.6208
Northwest | Supermarket | Peak | February | Other Non-Substitutables | LDCEU/TDEF | Electric Load with Losses, Incl. Cogeneration | MW | 0 | 0 | 0 | 0 | 0 | 0 | 0 | 0 | 0 | 0 | 0 | 0 | -0.2449 | -0.4743 | -0.7009 | -0.8922 | -0.9794 | -1.0704 | -1.2362 | -0.9785 | -0.8066 | -0.6427 | -0.5276 | -0.4227 | -0.3515 | -0.2896 | -0.2375 | -0.1935 | -0.1577 | -0.1284 | -0.1047 | -0.0853 | -0.0696 | -0.0567 | -0.0462 | -0.0376 | -0.0307 | -0.0251 | -0.0204 | -0.0166 | -0.0136 | -0.0111 | -0.0091 | -0.0073 | -0.0061 | -0.0049 | -0.004 | -0.0033 | -0.0027 | -0.0021 | -0.0018 | -0.0014 | -0.0012 | -0.001 | -0.0008 | -0.0006 | -0.0005 | -0.0005
Northwest | Supermarket | Peak | March | Space Heating | LDCEU/TDEF | Electric Load with Losses, Incl. Cogeneration | MW | -0.603 | -0.4925 | -0.511 | -0.5079 | -0.5362 | -0.569 | -0.8745 | -1.1042 | -1.1246 | -1.3226 | -1.046 | -1.0106 | -1.0037 | -1.0177 | -0.9798 | -1.1414 | -1.0788 | -0.9359 | -1.0212 | -0.9697 | -0.9297 | -0.9188 | -0.8263 | -0.8675 | -0.7571 | -0.6441 | -0.4984 | -0.3578 | -0.2198 | -0.0821 | 0.0484 | 0.1708 | 0.2879 | 0.3986 | 0.503 | 0.605 | 0.6955 | 0.7831 | 0.8653 | 0.94 | 1.0019 | 1.0631 | 1.1151 | 1.16 | 1.2022 | 1.2382 | 1.2645 | 1.2897 | 1.3088 | 1.3243 | 1.3395 | 1.3507 | 1.3583 | 1.3668 | 1.3712 | 1.3719 | 1.3736 | 1.3688
Northwest | Supermarket | Peak | March | Water Heating | LDCEU/TDEF | Electric Load with Losses, Incl. Cogeneration | MW | 0 | 0 | 0 | 0 | 0 | 0 | 0 | 0 | 0 | 0 | 0 | 0 | 0 | 0 | 0 | 0 | 0 | 0 | 0 | 0 | 0 | 0 | -0.2607 | -0.4423 | -0.5281 | -0.5715 | -0.5827 | -0.5765 | -0.5526 | -0.5097 | -0.4604 | -0.4067 | -0.3466 | -0.2826 | -0.2157 | -0.1399 | -0.0688 | 0.0033 | 0.0798 | 0.1524 | 0.216 | 0.2846 | 0.3468 | 0.4045 | 0.4649 | 0.5212 | 0.5701 | 0.6215 | 0.6683 | 0.7125 | 0.7613 | 0.8074 | 0.8507 | 0.8989 | 0.943 | 0.9835 | 1.0282 | 1.0632
Northwest | Supermarket | Peak | March | Other Substitutables | LDCEU/TDEF | Electric Load with Losses, Incl. Cogeneration | MW | 0 | 0 | 0 | 0 | 0 | 0 | 0 | 0 | 0 | 0 | 0 | 0 | -0.0223 | -0.0286 | -0.0455 | -0.0773 | -0.1051 | -0.0935 | -0.137 | -0.2034 | -0.3113 | -0.3674 | -0.4082 | -0.5286 | -0.4246 | -0.3203 | -0.2053 | -0.0912 | 0.0249 | 0.1466 | 0.264 | 0.3766 | 0.4892 | 0.6003 | 0.7103 | 0.8241 | 0.9267 | 1.0323 | 1.1368 | 1.2366 | 1.3217 | 1.4126 | 1.4937 | 1.5686 | 1.6445 | 1.7162 | 1.7761 | 1.838 | 1.8936 | 1.9468 | 2.0043 | 2.0584 | 2.1088 | 2.1656 | 2.2169 | 2.264 | 2.3166 | 2.3527
Northwest | Supermarket | Peak | March | Refrigeration | LDCEU/TDEF | Electric Load with Losses, Incl. Cogeneration | MW | 0 | 0 | 0 | 0 | 0 | 0 | 0 | 0 | 0 | 0 | 0 | 0 | 0 | 0 | 0 | 0 | 0 | -3.2597 | -6.3352 | -12.0864 | -17.7034 | -22.0231 | -26.372 | -29.3673 | -36.7153 | -43.6903 | -49.9867 | -55.6015 | -60.6105 | -65.0739 | -69.0651 | -72.6344 | -75.944 | -79.0273 | -81.9487 | -84.6238 | -86.9077 | -89.4414 | -91.5912 | -93.7828 | -95.5995 | -97.5055 | -99.2131 | -100.8679 | -102.4076 | -103.9934 | -105.2791 | -106.5094 | -107.6423 | -108.8489 | -109.9395 | -110.9996 | -112.0245 | -113.0221 | -113.9894 | -114.9406 | -115.8696 | -116.3229
Northwest | Supermarket | Peak | March | Lighting | LDCEU/TDEF | Electric Load with Losses, Incl. Cogeneration | MW | 0 | -1.012 | -2.4958 | -3.358 | -3.9037 | -4.2424 | -5.4816 | -6.0925 | -13.7735 | -21.5928 | -26.5163 | -33.6923 | -39.9259 | -43.9173 | -46.3549 | -51.9651 | -36.6022 | -25.4014 | -20.1653 | -15.385 | -12.7038 | -10.2807 | -8.9042 | -9.3969 | -8.2523 | -7.3705 | -6.706 | -6.2158 | -5.7981 | -5.439 | -5.128 | -4.8558 | -4.618 | -4.4085 | -4.2227 | -4.0539 | -3.8943 | -3.7569 | -3.6228 | -3.5001 | -3.377 | -3.2623 | -3.1492 | -3.0393 | -2.9304 | -2.8242 | -2.7138 | -2.604 | -2.4935 | -2.3844 | -2.2737 | -2.1625 | -2.0505 | -1.9377 | -1.8238 | -1.7091 | -1.5934 | -1.4743
Northwest | Supermarket | Peak | March | Air Conditioning | LDCEU/TDEF | Electric Load with Losses, Incl. Cogeneration | MW | -0.0076 | 0.1039 | 0.1693 | 0.2458 | 0.3013 | 0.4079 | 0.3227 | 0.3851 | 0.4386 | 0.5203 | 0.6427 | 0.5708 | 0.5163 | 0.5392 | 0.5283 | 0.4812 | 0.5865 | 0.4647 | 0.456 | 0.2367 | -0.0027 | -0.2025 | -0.3763 | -0.5126 | -0.6731 | -0.9418 | -1.1887 | -1.4043 | -1.5934 | -1.7603 | -2.1059 | -2.4077 | -2.6782 | -2.9207 | -3.1404 | -3.338 | -3.5028 | -3.6669 | -3.8068 | -3.9377 | -4.0406 | -4.1431 | -4.228 | -4.304 | -4.3724 | -4.4367 | -4.4824 | -4.5243 | -4.5576 | -4.5896 | -4.618 | -4.6419 | -4.6612 | -4.6809 | -4.6956 | -4.7064 | -4.7178 | -4.7063
Northwest | Supermarket | Peak | March | Other Non-Substitutables | LDCEU/TDEF | Electric Load with Losses, Incl. Cogeneration | MW | 0 | 0 | 0 | 0 | 0 | 0 | 0 | 0 | 0 | 0 | 0 | 0 | -0.2378 | -0.461 | -0.6812 | -0.8657 | -0.9505 | -1.0379 | -1.2001 | -0.9512 | -0.7841 | -0.6244 | -0.5125 | -0.4105 | -0.3414 | -0.2812 | -0.2306 | -0.1879 | -0.1531 | -0.1248 | -0.1017 | -0.0828 | -0.0675 | -0.0551 | -0.0449 | -0.0366 | -0.0298 | -0.0243 | -0.0198 | -0.0162 | -0.0132 | -0.0108 | -0.0088 | -0.0072 | -0.0059 | -0.0048 | -0.0039 | -0.0032 | -0.0026 | -0.0021 | -0.0018 | -0.0014 | -0.0012 | -0.0009 | -0.0007 | -0.0007 | -0.0005 | -0.0004
Northwest | Supermarket | Peak | April | Space Heating | LDCEU/TDEF | Electric Load with Losses, Incl. Cogeneration | MW | -0.6452 | -0.5123 | -0.5406 | -0.5232 | -0.5635 | -0.5972 | -0.9068 | -1.0866 | -1.223 | -1.3041 | -1.1445 | -1.0358 | -1.0715 | -0.9925 | -1.064 | -1.2152 | -1.0894 | -1.0011 | -1.1128 | -0.9406 | -0.9731 | -0.9601 | -0.9524 | -0.8245 | -0.7807 | -0.6634 | -0.5122 | -0.3664 | -0.2231 | -0.0804 | 0.0548 | 0.1819 | 0.3034 | 0.4182 | 0.5265 | 0.6323 | 0.7264 | 0.8171 | 0.9022 | 0.9797 | 1.0439 | 1.1072 | 1.161 | 1.2077 | 1.2515 | 1.289 | 1.3163 | 1.3424 | 1.3623 | 1.3783 | 1.3941 | 1.4058 | 1.4137 | 1.4226 | 1.4271 | 1.4278 | 1.4296 | 1.4246
Northwest | Supermarket | Peak | April | Water Heating | LDCEU/TDEF | Electric Load with Losses, Incl. Cogeneration | MW | 0 | 0 | 0 | 0 | 0 | 0 | 0 | 0 | 0 | 0 | 0 | 0 | 0 | 0 | 0 | 0 | 0 | 0 | 0 | 0 | 0 | 0 | -0.2603 | -0.2983 | -0.4306 | -0.4671 | -0.4776 | -0.4741 | -0.4562 | -0.4229 | -0.3844 | -0.3421 | -0.2947 | -0.2443 | -0.1915 | -0.1315 | -0.0751 | -0.0181 | 0.0427 | 0.1002 | 0.1508 | 0.2053 | 0.2547 | 0.3007 | 0.3488 | 0.3936 | 0.4324 | 0.4733 | 0.5107 | 0.546 | 0.5848 | 0.6216 | 0.6561 | 0.6944 | 0.7296 | 0.7619 | 0.7975 | 0.8257
Northwest | Supermarket | Peak | April | Other Substitutables | LDCEU/TDEF | Electric Load with Losses, Incl. Cogeneration | MW | 0 | 0 | 0 | 0 | 0 | 0 | 0 | 0 | 0 | 0 | 0 | 0 | -0.022 | -0.0282 | -0.0449 | -0.076 | -0.1034 | -0.0921 | -0.1344 | -0.1972 | -0.2987 | -0.3523 | -0.3903 | -0.5069 | -0.4067 | -0.3063 | -0.1955 | -0.0855 | 0.0264 | 0.1437 | 0.2569 | 0.3655 | 0.4738 | 0.5806 | 0.6863 | 0.7956 | 0.8942 | 0.9955 | 1.0958 | 1.1915 | 1.273 | 1.3602 | 1.438 | 1.5098 | 1.5825 | 1.6512 | 1.7086 | 1.7679 | 1.821 | 1.8721 | 1.9271 | 1.9789 | 2.0271 | 2.0814 | 2.1305 | 2.1754 | 2.2257 | 2.2606
Northwest | Supermarket | Peak | April | Refrigeration | LDCEU/TDEF | Electric Load with Losses, Incl. Cogeneration | MW | 0 | 0 | 0 | 0 | 0 | 0 | 0 | 0 | 0 | 0 | 0 | 0 | 0 | 0 | 0 | 0 | 0 | -3.1994 | -6.224 | -11.8635 | -17.359 | -21.6003 | -25.8851 | -28.8678 | -36.0778 | -42.9256 | -49.1127 | -54.6302 | -59.5526 | -63.9392 | -67.8617 | -71.3694 | -74.6164 | -77.6358 | -80.49 | -83.1022 | -85.3343 | -87.8044 | -89.8997 | -92.0322 | -93.8001 | -95.6533 | -97.3145 | -98.9229 | -100.4196 | -101.9573 | -103.2012 | -104.3936 | -105.4911 | -106.6596 | -107.7146 | -108.739 | -109.7291 | -110.692 | -111.625 | -112.5421 | -113.4371 | -113.88
Northwest | Supermarket | Peak | April | Lighting | LDCEU/TDEF | Electric Load with Losses, Incl. Cogeneration | MW | 0 | -1.0149 | -2.5058 | -3.3722 | -3.921 | -4.2617 | -5.5065 | -6.1203 | -13.8355 | -21.6904 | -26.6366 | -33.8445 | -40.1039 | -44.1229 | -46.5545 | -52.1782 | -36.7635 | -25.4947 | -20.2392 | -15.4435 | -12.7498 | -10.3162 | -8.9249 | -9.4129 | -8.2632 | -7.377 | -6.7089 | -6.2155 | -5.7952 | -5.434 | -5.1215 | -4.8482 | -4.6094 | -4.3989 | -4.2121 | -4.0427 | -3.8826 | -3.7447 | -3.6103 | -3.4873 | -3.364 | -3.2493 | -3.1362 | -3.0264 | -2.9176 | -2.8116 | -2.7015 | -2.5921 | -2.4819 | -2.3733 | -2.2631 | -2.1524 | -2.0409 | -1.9287 | -1.8156 | -1.7015 | -1.5865 | -1.4682
Northwest | Supermarket | Peak | April | Air Conditioning | LDCEU/TDEF | Electric Load with Losses, Incl. Cogeneration | MW | -0.0076 | 0.1012 | 0.1653 | 0.2397 | 0.294 | 0.398 | 0.3139 | 0.3738 | 0.426 | 0.5063 | 0.6276 | 0.5581 | 0.5035 | 0.5268 | 0.5158 | 0.4683 | 0.5721 | 0.452 | 0.444 | 0.2313 | -0.0011 | -0.196 | -0.3658 | -0.4998 | -0.6572 | -0.9198 | -1.1612 | -1.3721 | -1.557 | -1.7203 | -2.0581 | -2.3532 | -2.6175 | -2.854 | -3.0677 | -3.2601 | -3.4205 | -3.5799 | -3.7158 | -3.8426 | -3.9425 | -4.0417 | -4.1238 | -4.1973 | -4.2634 | -4.3253 | -4.3692 | -4.4094 | -4.4414 | -4.4718 | -4.499 | -4.5217 | -4.5398 | -4.5584 | -4.572 | -4.582 | -4.5924 | -4.5812
Northwest | Supermarket | Peak | April | Other Non-Substitutables | LDCEU/TDEF | Electric Load with Losses, Incl. Cogeneration | MW | 0 | 0 | 0 | 0 | 0 | 0 | 0 | 0 | 0 | 0 | 0 | 0 | -0.2304 | -0.4458 | -0.659 | -0.8397 | -0.9201 | -1.0077 | -1.1648 | -0.9202 | -0.7598 | -0.6061 | -0.4983 | -0.3999 | -0.3327 | -0.2741 | -0.2249 | -0.1832 | -0.1493 | -0.1217 | -0.0991 | -0.0808 | -0.0659 | -0.0536 | -0.0437 | -0.0357 | -0.0291 | -0.0237 | -0.0193 | -0.0158 | -0.0129 | -0.0105 | -0.0085 | -0.007 | -0.0057 | -0.0047 | -0.0038 | -0.0031 | -0.0025 | -0.0021 | -0.0017 | -0.0013 | -0.0011 | -0.0009 | -0.0008 | -0.0006 | -0.0005 | -0.0004
Northwest | Supermarket | Peak | May | Space Heating | LDCEU/TDEF | Electric Load with Losses, Incl. Cogeneration | MW | -0.1458 | -0.1254 | -0.1274 | -0.1448 | -0.1193 | -0.1593 | -0.2435 | -0.2812 | -0.2755 | -0.3509 | -0.292 | -0.2707 | -0.2581 | -0.2469 | -0.2743 | -0.291 | -0.2698 | -0.29 | -0.3202 | -0.265 | -0.2528 | -0.2452 | -0.2405 | -0.2303 | -0.2134 | -0.183 | -0.1437 | -0.1054 | -0.0679 | -0.0304 | 0.0053 | 0.0388 | 0.0707 | 0.1008 | 0.1292 | 0.1568 | 0.1815 | 0.2052 | 0.2276 | 0.2478 | 0.2647 | 0.2813 | 0.2956 | 0.3078 | 0.3192 | 0.329 | 0.3361 | 0.343 | 0.3482 | 0.3524 | 0.3565 | 0.3595 | 0.3615 | 0.3638 | 0.3649 | 0.3651 | 0.3656 | 0.3644
Northwest | Supermarket | Peak | May | Water Heating | LDCEU/TDEF | Electric Load with Losses, Incl. Cogeneration | MW | 0 | 0 | 0 | 0 | 0 | 0 | 0 | 0 | 0 | 0 | 0 | 0 | 0 | 0 | 0 | 0 | 0 | 0 | 0 | 0 | 0 | 0 | -0.1422 | -0.2133 | -0.273 | -0.2971 | -0.3049 | -0.3039 | -0.2939 | -0.2742 | -0.2509 | -0.2254 | -0.1967 | -0.1661 | -0.1341 | -0.0977 | -0.0633 | -0.0286 | 0.0085 | 0.0435 | 0.0744 | 0.1077 | 0.1379 | 0.166 | 0.1956 | 0.2229 | 0.2466 | 0.2717 | 0.2947 | 0.3162 | 0.34 | 0.3625 | 0.3835 | 0.407 | 0.4284 | 0.4482 | 0.4699 | 0.4876
Northwest | Supermarket | Peak | May | Other Substitutables | LDCEU/TDEF | Electric Load with Losses, Incl. Cogeneration | MW | 0 | 0 | 0 | 0 | 0 | 0 | 0 | 0 | 0 | 0 | 0 | 0 | -0.0182 | -0.0234 | -0.0374 | -0.0639 | -0.0872 | -0.0773 | -0.1138 | -0.1616 | -0.2351 | -0.2793 | -0.3064 | -0.4012 | -0.321 | -0.2402 | -0.1508 | -0.062 | 0.0284 | 0.1231 | 0.2145 | 0.3021 | 0.3892 | 0.4748 | 0.559 | 0.6462 | 0.7249 | 0.8055 | 0.8853 | 0.9613 | 1.0262 | 1.0953 | 1.157 | 1.2141 | 1.272 | 1.3262 | 1.3715 | 1.4184 | 1.4605 | 1.5006 | 1.544 | 1.5847 | 1.6226 | 1.6653 | 1.7039 | 1.739 | 1.7785 | 1.8064
Northwest | Supermarket | Peak | May | Refrigeration | LDCEU/TDEF | Electric Load with Losses, Incl. Cogeneration | MW | 0 | 0 | 0 | 0 | 0 | 0 | 0 | 0 | 0 | 0 | 0 | 0 | 0 | 0 | 0 | 0 | 0 | -2.6236 | -5.1081 | -9.6875 | -14.0873 | -17.5341 | -21.045 | -23.5214 | -29.3677 | -34.9298 | -39.9653 | -44.4563 | -48.4633 | -52.0348 | -55.2281 | -58.0833 | -60.71 | -63.1409 | -65.4216 | -67.5069 | -69.2932 | -71.2476 | -72.9106 | -74.5916 | -75.9879 | -77.4417 | -78.7514 | -80.0183 | -81.1989 | -82.4001 | -83.3662 | -84.2965 | -85.1512 | -86.0566 | -86.8737 | -87.6645 | -88.4274 | -89.1679 | -89.884 | -90.5859 | -91.2701 | -91.6231
Northwest | Supermarket | Peak | May | Lighting | LDCEU/TDEF | Electric Load with Losses, Incl. Cogeneration | MW | 0 | -0.9424 | -2.2958 | -3.0815 | -3.5753 | -3.8814 | -5.0146 | -5.5723 | -12.6053 | -19.7582 | -24.2588 | -30.8293 | -36.5366 | -40.0848 | -42.4618 | -47.6862 | -33.4585 | -23.3656 | -18.5116 | -14.0642 | -11.5941 | -9.3661 | -8.1041 | -8.5792 | -7.5192 | -6.7009 | -6.0824 | -5.6239 | -5.2339 | -4.8998 | -4.6111 | -4.3591 | -4.1391 | -3.9453 | -3.7733 | -3.6176 | -3.4713 | -3.3447 | -3.222 | -3.1098 | -2.9979 | -2.8938 | -2.7916 | -2.6927 | -2.595 | -2.4996 | -2.401 | -2.3032 | -2.2049 | -2.108 | -2.0098 | -1.9113 | -1.8123 | -1.7127 | -1.6123 | -1.5113 | -1.4095 | -1.305
Northwest | Supermarket | Peak | May | Air Conditioning | LDCEU/TDEF | Electric Load with Losses, Incl. Cogeneration | MW | -0.0185 | 0.2135 | 0.3504 | 0.4928 | 0.6393 | 0.8232 | 0.6398 | 0.7624 | 0.8945 | 1.0365 | 1.3059 | 1.1784 | 1.0679 | 1.1189 | 1.0757 | 0.9659 | 1.1954 | 0.9251 | 0.9106 | 0.483 | 0.0103 | -0.3959 | -0.7522 | -1.052 | -1.3711 | -1.9213 | -2.4283 | -2.8713 | -3.2596 | -3.6025 | -4.3117 | -4.9307 | -5.4825 | -5.9744 | -6.4162 | -6.8132 | -7.145 | -7.4714 | -7.7502 | -8.0084 | -8.2118 | -8.4126 | -8.5795 | -8.7277 | -8.8612 | -8.9844 | -9.0703 | -9.1495 | -9.2116 | -9.2703 | -9.322 | -9.3645 | -9.3976 | -9.4313 | -9.4551 | -9.471 | -9.488 | -9.4646
Northwest | Supermarket | Peak | May | Other Non-Substitutables | LDCEU/TDEF | Electric Load with Losses, Incl. Cogeneration | MW | 0 | 0 | 0 | 0 | 0 | 0 | 0 | 0 | 0 | 0 | 0 | 0 | -0.1925 | -0.3694 | -0.5463 | -0.7041 | -0.7684 | -0.8493 | -0.9754 | -0.7619 | -0.6307 | -0.5056 | -0.4174 | -0.336 | -0.2796 | -0.2304 | -0.189 | -0.154 | -0.1255 | -0.1023 | -0.0833 | -0.0679 | -0.0553 | -0.0451 | -0.0368 | -0.03 | -0.0244 | -0.0199 | -0.0163 | -0.0132 | -0.0108 | -0.0088 | -0.0072 | -0.0059 | -0.0048 | -0.0039 | -0.0032 | -0.0026 | -0.0021 | -0.0017 | -0.0014 | -0.0012 | -0.0009 | -0.0008 | -0.0006 | -0.0005 | -0.0004 | -0.0003
Northwest | Supermarket | Peak | June | Space Heating | LDCEU/TDEF | Electric Load with Losses, Incl. Cogeneration | MW | -0.0061 | -0.005 | -0.0047 | -0.0047 | -0.0049 | -0.005 | -0.0083 | -0.0087 | -0.0114 | -0.0104 | -0.0082 | -0.0088 | -0.0106 | -0.0078 | -0.01 | -0.012 | -0.0089 | -0.0105 | -0.0112 | -0.0106 | -0.0087 | -0.01 | -0.0064 | -0.0082 | -0.0077 | -0.0066 | -0.0053 | -0.0039 | -0.0026 | -0.0013 | 0.0001 | 0.0012 | 0.0024 | 0.0034 | 0.0044 | 0.0054 | 0.0063 | 0.0071 | 0.0079 | 0.0086 | 0.0092 | 0.0098 | 0.0103 | 0.0107 | 0.0112 | 0.0115 | 0.0118 | 0.012 | 0.0122 | 0.0123 | 0.0124 | 0.0126 | 0.0126 | 0.0127 | 0.0127 | 0.0128 | 0.0128 | 0.0128
Northwest | Supermarket | Peak | June | Water Heating | LDCEU/TDEF | Electric Load with Losses, Incl. Cogeneration | MW | 0 | 0 | 0 | 0 | 0 | 0 | 0 | 0 | 0 | 0 | 0 | 0 | 0 | 0 | 0 | 0 | 0 | 0 | 0 | 0 | 0 | 0 | -0.0725 | -0.152 | -0.1888 | -0.2066 | -0.2132 | -0.2138 | -0.2083 | -0.196 | -0.1814 | -0.165 | -0.1467 | -0.127 | -0.1066 | -0.083 | -0.0606 | -0.0383 | -0.0142 | 0.0085 | 0.0286 | 0.0502 | 0.07 | 0.0883 | 0.1077 | 0.1254 | 0.1409 | 0.1573 | 0.1724 | 0.1864 | 0.202 | 0.2166 | 0.2304 | 0.2458 | 0.2598 | 0.2726 | 0.2868 | 0.2989
Northwest | Supermarket | Peak | June | Other Substitutables | LDCEU/TDEF | Electric Load with Losses, Incl. Cogeneration | MW | 0 | 0 | 0 | 0 | 0 | 0 | 0 | 0 | 0 | 0 | 0 | 0 | -0.0134 | -0.0171 | -0.0277 | -0.0477 | -0.0651 | -0.0574 | -0.085 | -0.1135 | -0.153 | -0.1833 | -0.1971 | -0.2635 | -0.2096 | -0.155 | -0.0939 | -0.0334 | 0.0282 | 0.0928 | 0.1552 | 0.2149 | 0.2738 | 0.3313 | 0.3874 | 0.4455 | 0.4981 | 0.5512 | 0.6042 | 0.6542 | 0.6971 | 0.7425 | 0.7834 | 0.8208 | 0.8592 | 0.8945 | 0.924 | 0.9548 | 0.9822 | 1.0083 | 1.0365 | 1.0629 | 1.0874 | 1.1149 | 1.1399 | 1.1623 | 1.1876 | 1.2066
Northwest | Supermarket | Peak | June | Refrigeration | LDCEU/TDEF | Electric Load with Losses, Incl. Cogeneration | MW | 0 | 0 | 0 | 0 | 0 | 0 | 0 | 0 | 0 | 0 | 0 | 0 | 0 | 0 | 0 | 0 | 0 | -2.9554 | -5.77 | -10.8557 | -15.6375 | -19.472 | -23.4476 | -26.3498 | -32.8404 | -39.0343 | -44.6639 | -49.6855 | -54.1668 | -58.1625 | -61.7345 | -64.9272 | -67.8329 | -70.4957 | -72.9584 | -75.2042 | -77.1379 | -79.2098 | -80.9788 | -82.7449 | -84.2159 | -85.7295 | -87.1035 | -88.43 | -89.6693 | -90.9067 | -91.8887 | -92.8443 | -93.7199 | -94.6388 | -95.4662 | -96.2611 | -97.0254 | -97.7632 | -98.4744 | -99.1666 | -99.8398 | -100.2194
Northwest | Supermarket | Peak | June | Lighting | LDCEU/TDEF | Electric Load with Losses, Incl. Cogeneration | MW | 0 | -1.0037 | -2.4043 | -3.2162 | -3.7213 | -4.0339 | -5.2109 | -5.7885 | -13.1059 | -20.5384 | -25.2099 | -32.0459 | -37.9837 | -41.5181 | -44.2066 | -49.772 | -34.7305 | -24.4711 | -19.3333 | -14.602 | -12.0105 | -9.6781 | -8.3515 | -8.8765 | -7.7601 | -6.8957 | -6.2399 | -5.7507 | -5.336 | -4.9816 | -4.6766 | -4.4114 | -4.1797 | -3.9759 | -3.7948 | -3.6315 | -3.4793 | -3.3467 | -3.2194 | -3.1029 | -2.9879 | -2.8807 | -2.7764 | -2.6756 | -2.5768 | -2.4804 | -2.381 | -2.2829 | -2.1847 | -2.0879 | -1.9903 | -1.8924 | -1.7942 | -1.6956 | -1.5964 | -1.4967 | -1.3964 | -1.2938
Northwest | Supermarket | Peak | June | Air Conditioning | LDCEU/TDEF | Electric Load with Losses, Incl. Cogeneration | MW | -0.1058 | 1.083 | 1.8138 | 2.5759 | 3.1769 | 4.3295 | 3.2812 | 4.0831 | 4.4146 | 5.5099 | 7.1818 | 6.3179 | 5.4349 | 6.0535 | 5.6957 | 4.9443 | 6.3932 | 4.7659 | 4.6688 | 2.5212 | 0.1643 | -1.8887 | -4.2831 | -5.5568 | -7.3135 | -10.2633 | -12.9958 | -15.3832 | -17.4764 | -19.3244 | -23.1414 | -26.4736 | -29.4196 | -32.0243 | -34.3363 | -36.4076 | -38.1462 | -39.8293 | -41.2682 | -42.5819 | -43.6179 | -44.6304 | -45.4763 | -46.217 | -46.8839 | -47.4806 | -47.8817 | -48.2572 | -48.5429 | -48.8089 | -49.0372 | -49.2153 | -49.3454 | -49.4765 | -49.5564 | -49.5944 | -49.6376 | -49.5139
Northwest | Supermarket | Peak | June | Other Non-Substitutables | LDCEU/TDEF | Electric Load with Losses, Incl. Cogeneration | MW | 0 | 0 | 0 | 0 | 0 | 0 | 0 | 0 | 0 | 0 | 0 | 0 | -0.1825 | -0.3454 | -0.5113 | -0.6718 | -0.7266 | -0.8174 | -0.9302 | -0.7122 | -0.5934 | -0.4799 | -0.3994 | -0.3239 | -0.2697 | -0.2222 | -0.1823 | -0.1486 | -0.121 | -0.0986 | -0.0803 | -0.0655 | -0.0534 | -0.0436 | -0.0354 | -0.0289 | -0.0236 | -0.0192 | -0.0156 | -0.0127 | -0.0104 | -0.0085 | -0.0069 | -0.0056 | -0.0046 | -0.0038 | -0.0031 | -0.0025 | -0.002 | -0.0017 | -0.0013 | -0.0011 | -0.0009 | -0.0007 | -0.0006 | -0.0005 | -0.0004 | -0.0004
Northwest | Supermarket | Peak | July | Space Heating | LDCEU/TDEF | Electric Load with Losses, Incl. Cogeneration | MW | -0.0058 | -0.0028 | -0.003 | -0.0027 | -0.0034 | -0.0029 | -0.006 | -0.0073 | -0.0078 | -0.0068 | -0.0054 | -0.0055 | -0.0058 | -0.0052 | -0.0056 | -0.0072 | -0.0055 | -0.0068 | -0.0084 | -0.0066 | -0.0053 | -0.0048 | -0.0047 | -0.0068 | -0.0052 | -0.0044 | -0.0035 | -0.0026 | -0.0016 | -0.0007 | 0.0001 | 0.001 | 0.0017 | 0.0024 | 0.0031 | 0.0038 | 0.0044 | 0.005 | 0.0055 | 0.006 | 0.0064 | 0.0068 | 0.0071 | 0.0074 | 0.0077 | 0.0079 | 0.0082 | 0.0083 | 0.0084 | 0.0085 | 0.0087 | 0.0087 | 0.0087 | 0.0088 | 0.0088 | 0.0088 | 0.0088 | 0.0088
Northwest | Supermarket | Peak | July | Water Heating | LDCEU/TDEF | Electric Load with Losses, Incl. Cogeneration | MW | 0 | 0 | 0 | 0 | 0 | 0 | 0 | 0 | 0 | 0 | 0 | 0 | 0 | 0 | 0 | 0 | 0 | 0 | 0 | 0 | 0 | 0 | -0.0497 | -0.0986 | -0.1075 | -0.1173 | -0.1207 | -0.1206 | -0.117 | -0.1095 | -0.1007 | -0.091 | -0.0801 | -0.0684 | -0.0563 | -0.0425 | -0.0293 | -0.0161 | -0.002 | 0.0112 | 0.023 | 0.0357 | 0.0472 | 0.0579 | 0.0692 | 0.0796 | 0.0886 | 0.0982 | 0.107 | 0.1152 | 0.1242 | 0.1328 | 0.1407 | 0.1497 | 0.1579 | 0.1654 | 0.1735 | 0.1805
Northwest | Supermarket | Peak | July | Other Substitutables | LDCEU/TDEF | Electric Load with Losses, Incl. Cogeneration | MW | 0 | 0 | 0 | 0 | 0 | 0 | 0 | 0 | 0 | 0 | 0 | 0 | -0.0107 | -0.0136 | -0.0225 | -0.0391 | -0.0537 | -0.0468 | -0.0704 | -0.0954 | -0.1296 | -0.1567 | -0.1693 | -0.2268 | -0.1806 | -0.1338 | -0.0817 | -0.03 | 0.0226 | 0.0777 | 0.131 | 0.182 | 0.2324 | 0.2816 | 0.3297 | 0.3795 | 0.4247 | 0.4704 | 0.5159 | 0.5589 | 0.5957 | 0.6347 | 0.6698 | 0.7021 | 0.7351 | 0.7656 | 0.791 | 0.8175 | 0.8411 | 0.8635 | 0.8878 | 0.9106 | 0.9317 | 0.9555 | 0.9769 | 0.9963 | 1.0182 | 1.0343
Northwest | Supermarket | Peak | July | Refrigeration | LDCEU/TDEF | Electric Load with Losses, Incl. Cogeneration | MW | 0 | 0 | 0 | 0 | 0 | 0 | 0 | 0 | 0 | 0 | 0 | 0 | 0 | 0 | 0 | 0 | 0 | -2.5434 | -4.9529 | -9.309 | -13.402 | -16.6613 | -20.03 | -22.4292 | -27.9735 | -33.2596 | -38.0543 | -42.3304 | -46.1457 | -49.547 | -52.5875 | -55.3051 | -57.7819 | -60.0574 | -62.167 | -64.0927 | -65.7488 | -67.5215 | -69.0388 | -70.5562 | -71.8216 | -73.1192 | -74.2978 | -75.442 | -76.5115 | -77.5825 | -78.4365 | -79.2644 | -80.0252 | -80.8192 | -81.5379 | -82.2293 | -82.8948 | -83.538 | -84.1584 | -84.763 | -85.3514 | -85.6755
Northwest | Supermarket | Peak | July | Lighting | LDCEU/TDEF | Electric Load with Losses, Incl. Cogeneration | MW | 0 | -0.8607 | -2.0165 | -2.6853 | -3.0953 | -3.3486 | -4.3248 | -4.8021 | -10.8855 | -17.0535 | -20.9247 | -26.6078 | -31.5525 | -34.3191 | -36.804 | -41.5882 | -28.8142 | -20.5628 | -16.2014 | -12.1569 | -9.9877 | -8.0345 | -6.9446 | -7.4288 | -6.4933 | -5.769 | -5.219 | -4.809 | -4.4612 | -4.1641 | -3.9083 | -3.6859 | -3.4918 | -3.3211 | -3.1696 | -3.033 | -2.9057 | -2.7946 | -2.6881 | -2.5906 | -2.4945 | -2.4047 | -2.3173 | -2.2331 | -2.1504 | -2.0697 | -1.9866 | -1.9046 | -1.8224 | -1.7412 | -1.6594 | -1.5774 | -1.4951 | -1.4124 | -1.3293 | -1.2457 | -1.1615 | -1.0754
Northwest | Supermarket | Peak | July | Air Conditioning | LDCEU/TDEF | Electric Load with Losses, Incl. Cogeneration | MW | -0.1164 | 1.3418 | 2.2364 | 3.3021 | 3.7764 | 5.3403 | 3.9287 | 4.6708 | 5.307 | 6.694 | 8.4992 | 7.6156 | 6.8237 | 7.1731 | 7.2419 | 6.3007 | 7.8024 | 6.0563 | 5.5372 | 3.0665 | 0.1826 | -2.4596 | -4.7934 | -6.3836 | -9.0762 | -12.718 | -16.0968 | -19.0494 | -21.6387 | -23.9244 | -28.6502 | -32.7763 | -36.4232 | -39.6467 | -42.5071 | -45.0703 | -47.2217 | -49.3148 | -51.1014 | -52.7324 | -54.0179 | -55.2817 | -56.339 | -57.2569 | -58.0822 | -58.8205 | -59.3149 | -59.7791 | -60.1289 | -60.4607 | -60.742 | -60.9607 | -61.1204 | -61.2808 | -61.3781 | -61.4237 | -61.4755 | -61.3251
Northwest | Supermarket | Peak | July | Other Non-Substitutables | LDCEU/TDEF | Electric Load with Losses, Incl. Cogeneration | MW | 0 | 0 | 0 | 0 | 0 | 0 | 0 | 0 | 0 | 0 | 0 | 0 | -0.1576 | -0.2985 | -0.4408 | -0.5781 | -0.6274 | -0.7042 | -0.7982 | -0.6133 | -0.5093 | -0.4106 | -0.3406 | -0.2749 | -0.2286 | -0.1882 | -0.1542 | -0.1257 | -0.1024 | -0.0834 | -0.068 | -0.0554 | -0.0451 | -0.0368 | -0.03 | -0.0245 | -0.0199 | -0.0163 | -0.0132 | -0.0108 | -0.0088 | -0.0072 | -0.0059 | -0.0048 | -0.0039 | -0.0032 | -0.0026 | -0.0022 | -0.0017 | -0.0014 | -0.0012 | -0.0009 | -0.0008 | -0.0007 | -0.0005 | -0.0004 | -0.0004 | -0.0003
Northwest | Supermarket | Peak | August | Space Heating | LDCEU/TDEF | Electric Load with Losses, Incl. Cogeneration | MW | -0.0048 | -0.0036 | -0.0044 | -0.0034 | -0.0032 | -0.0037 | -0.0058 | -0.0082 | -0.0076 | -0.0091 | -0.0069 | -0.0063 | -0.0066 | -0.0073 | -0.008 | -0.0081 | -0.0076 | -0.0078 | -0.0074 | -0.0061 | -0.0065 | -0.0058 | -0.0058 | -0.0056 | -0.0056 | -0.0049 | -0.0038 | -0.0027 | -0.0018 | -0.0007 | 0.0001 | 0.0011 | 0.0019 | 0.0028 | 0.0035 | 0.0042 | 0.0049 | 0.0055 | 0.006 | 0.0066 | 0.007 | 0.0075 | 0.0079 | 0.0082 | 0.0085 | 0.0088 | 0.009 | 0.0091 | 0.0093 | 0.0094 | 0.0095 | 0.0096 | 0.0096 | 0.0097 | 0.0098 | 0.0097 | 0.0097 | 0.0098
Northwest | Supermarket | Peak | August | Water Heating | LDCEU/TDEF | Electric Load with Losses, Incl. Cogeneration | MW | 0 | 0 | 0 | 0 | 0 | 0 | 0 | 0 | 0 | 0 | 0 | 0 | 0 | 0 | 0 | 0 | 0 | 0 | 0 | 0 | 0 | 0 | -0.059 | -0.0903 | -0.1141 | -0.1244 | -0.1278 | -0.1276 | -0.1236 | -0.1154 | -0.1059 | -0.0953 | -0.0835 | -0.071 | -0.0579 | -0.043 | -0.0288 | -0.0146 | 0.0006 | 0.0149 | 0.0276 | 0.0413 | 0.0537 | 0.0651 | 0.0773 | 0.0885 | 0.0983 | 0.1085 | 0.118 | 0.1268 | 0.1365 | 0.1457 | 0.1543 | 0.164 | 0.1728 | 0.1808 | 0.1897 | 0.1971
Northwest | Supermarket | Peak | August | Other Substitutables | LDCEU/TDEF | Electric Load with Losses, Incl. Cogeneration | MW | 0 | 0 | 0 | 0 | 0 | 0 | 0 | 0 | 0 | 0 | 0 | 0 | -0.0119 | -0.0152 | -0.0248 | -0.0429 | -0.0588 | -0.0516 | -0.0769 | -0.1051 | -0.1449 | -0.1742 | -0.1888 | -0.2519 | -0.2008 | -0.1491 | -0.0917 | -0.0347 | 0.0234 | 0.0842 | 0.143 | 0.1992 | 0.2548 | 0.3093 | 0.3625 | 0.4178 | 0.4677 | 0.5183 | 0.5688 | 0.6165 | 0.6574 | 0.7006 | 0.7395 | 0.7753 | 0.8118 | 0.8457 | 0.8739 | 0.9034 | 0.9297 | 0.9546 | 0.9816 | 1.0069 | 1.0305 | 1.0569 | 1.0808 | 1.1025 | 1.1269 | 1.1447
Northwest | Supermarket | Peak | August | Refrigeration | LDCEU/TDEF | Electric Load with Losses, Incl. Cogeneration | MW | 0 | 0 | 0 | 0 | 0 | 0 | 0 | 0 | 0 | 0 | 0 | 0 | 0 | 0 | 0 | 0 | 0 | -2.7742 | -5.4051 | -10.1821 | -14.6998 | -18.2802 | -21.9728 | -24.6096 | -30.699 | -36.5023 | -41.7647 | -46.458 | -50.6455 | -54.3785 | -57.7157 | -60.6987 | -63.4233 | -65.9294 | -68.2589 | -70.3853 | -72.2128 | -74.1792 | -75.8585 | -77.5425 | -78.945 | -80.3892 | -81.6976 | -82.9663 | -84.1513 | -85.3424 | -86.2935 | -87.2145 | -88.0611 | -88.9481 | -89.75 | -90.5224 | -91.2663 | -91.9857 | -92.6801 | -93.3578 | -94.0175 | -94.376
Northwest | Supermarket | Peak | August | Lighting | LDCEU/TDEF | Electric Load with Losses, Incl. Cogeneration | MW | 0 | -0.9421 | -2.2295 | -2.9749 | -3.4351 | -3.7197 | -4.8046 | -5.3358 | -12.0888 | -18.9414 | -23.2451 | -29.5536 | -35.0396 | -38.1991 | -40.8312 | -46.0633 | -32.0204 | -22.7201 | -17.926 | -13.4938 | -11.0949 | -8.9339 | -7.7158 | -8.2282 | -7.1962 | -6.3978 | -5.7921 | -5.3411 | -4.9583 | -4.6311 | -4.3491 | -4.1039 | -3.8898 | -3.7013 | -3.5341 | -3.3832 | -3.2422 | -3.1196 | -3.0017 | -2.8936 | -2.7869 | -2.6874 | -2.5903 | -2.4966 | -2.4045 | -2.3148 | -2.2221 | -2.1306 | -2.0388 | -1.9483 | -1.857 | -1.7653 | -1.6733 | -1.5809 | -1.4879 | -1.3944 | -1.3004 | -1.2039
Northwest | Supermarket | Peak | August | Air Conditioning | LDCEU/TDEF | Electric Load with Losses, Incl. Cogeneration | MW | -0.1343 | 1.381 | 2.229 | 3.3718 | 4.2389 | 5.5414 | 4.4293 | 5.0337 | 5.9151 | 6.848 | 8.7899 | 8.1208 | 7.3051 | 7.2877 | 7.1948 | 6.7082 | 7.8895 | 6.4067 | 6.5066 | 3.4622 | 0.1647 | -2.6262 | -5.0037 | -7.7275 | -9.7428 | -13.6439 | -17.2619 | -20.4234 | -23.1961 | -25.6436 | -30.7059 | -35.126 | -39.0377 | -42.4983 | -45.5744 | -48.3313 | -50.6443 | -52.9026 | -54.8281 | -56.5897 | -57.9775 | -59.3463 | -60.4895 | -61.4826 | -62.3752 | -63.1776 | -63.7171 | -64.223 | -64.6057 | -64.9714 | -65.2812 | -65.5245 | -65.704 | -65.8846 | -65.9973 | -66.0544 | -66.1182 | -65.9574
Northwest | Supermarket | Peak | August | Other Non-Substitutables | LDCEU/TDEF | Electric Load with Losses, Incl. Cogeneration | MW | 0 | 0 | 0 | 0 | 0 | 0 | 0 | 0 | 0 | 0 | 0 | 0 | -0.1722 | -0.3274 | -0.4839 | -0.6318 | -0.6861 | -0.7678 | -0.8736 | -0.6737 | -0.5594 | -0.4505 | -0.3734 | -0.3014 | -0.2507 | -0.2064 | -0.1693 | -0.1379 | -0.1124 | -0.0916 | -0.0747 | -0.0608 | -0.0495 | -0.0404 | -0.0329 | -0.0268 | -0.0219 | -0.0178 | -0.0146 | -0.0119 | -0.0097 | -0.0078 | -0.0065 | -0.0053 | -0.0043 | -0.0035 | -0.0029 | -0.0023 | -0.0019 | -0.0016 | -0.0013 | -0.0011 | -0.0008 | -0.0006 | -0.0005 | -0.0005 | -0.0004 | -0.0003
Northwest | Supermarket | Peak | September | Space Heating | LDCEU/TDEF | Electric Load with Losses, Incl. Cogeneration | MW | -0.0164 | -0.0122 | -0.0122 | -0.0157 | -0.0135 | -0.0136 | -0.0225 | -0.0296 | -0.0289 | -0.0328 | -0.0259 | -0.0315 | -0.0318 | -0.0257 | -0.0318 | -0.0306 | -0.0266 | -0.0269 | -0.0245 | -0.0243 | -0.0277 | -0.0234 | -0.0286 | -0.0285 | -0.0221 | -0.019 | -0.015 | -0.011 | -0.0071 | -0.0033 | 0.0005 | 0.0039 | 0.0072 | 0.0103 | 0.0132 | 0.0161 | 0.0187 | 0.0211 | 0.0234 | 0.0254 | 0.0272 | 0.0289 | 0.0304 | 0.0317 | 0.0329 | 0.0338 | 0.0346 | 0.0353 | 0.0358 | 0.0362 | 0.0367 | 0.037 | 0.0372 | 0.0375 | 0.0376 | 0.0376 | 0.0376 | 0.0375
Northwest | Supermarket | Peak | September | Water Heating | LDCEU/TDEF | Electric Load with Losses, Incl. Cogeneration | MW | 0 | 0 | 0 | 0 | 0 | 0 | 0 | 0 | 0 | 0 | 0 | 0 | 0 | 0 | 0 | 0 | 0 | 0 | 0 | 0 | 0 | 0 | -0.1171 | -0.1712 | -0.1744 | -0.1898 | -0.1948 | -0.1939 | -0.1873 | -0.1745 | -0.1593 | -0.1427 | -0.1243 | -0.1045 | -0.0841 | -0.0607 | -0.0386 | -0.0165 | 0.0074 | 0.0297 | 0.0495 | 0.0708 | 0.0901 | 0.1081 | 0.127 | 0.1444 | 0.1596 | 0.1756 | 0.1903 | 0.204 | 0.2191 | 0.2334 | 0.2468 | 0.2619 | 0.2755 | 0.288 | 0.3018 | 0.3132
Northwest | Supermarket | Peak | September | Other Substitutables | LDCEU/TDEF | Electric Load with Losses, Incl. Cogeneration | MW | 0 | 0 | 0 | 0 | 0 | 0 | 0 | 0 | 0 | 0 | 0 | 0 | -0.0121 | -0.0154 | -0.0251 | -0.0436 | -0.0597 | -0.0523 | -0.078 | -0.1064 | -0.1469 | -0.1763 | -0.1911 | -0.2552 | -0.2035 | -0.1511 | -0.093 | -0.0353 | 0.0235 | 0.085 | 0.1445 | 0.2014 | 0.2577 | 0.3129 | 0.3669 | 0.4227 | 0.4734 | 0.5246 | 0.5756 | 0.6238 | 0.6652 | 0.7091 | 0.7484 | 0.7847 | 0.8216 | 0.856 | 0.8845 | 0.9143 | 0.9409 | 0.9661 | 0.9936 | 1.0192 | 1.043 | 1.0698 | 1.0941 | 1.1161 | 1.1407 | 1.1587
Northwest | Supermarket | Peak | September | Refrigeration | LDCEU/TDEF | Electric Load with Losses, Incl. Cogeneration | MW | 0 | 0 | 0 | 0 | 0 | 0 | 0 | 0 | 0 | 0 | 0 | 0 | 0 | 0 | 0 | 0 | 0 | -2.9548 | -5.759 | -10.8529 | -15.6778 | -19.4961 | -23.4361 | -26.2575 | -32.755 | -38.947 | -44.5618 | -49.5695 | -54.0375 | -58.0208 | -61.5814 | -64.7643 | -67.6722 | -70.3466 | -72.8328 | -75.1018 | -77.0521 | -79.1518 | -80.9435 | -82.741 | -84.2374 | -85.7794 | -87.1753 | -88.529 | -89.7931 | -91.0641 | -92.0789 | -93.0619 | -93.9656 | -94.913 | -95.769 | -96.5939 | -97.3881 | -98.1562 | -98.8977 | -99.6213 | -100.3257 | -100.7085
Northwest | Supermarket | Peak | September | Lighting | LDCEU/TDEF | Electric Load with Losses, Incl. Cogeneration | MW | 0 | -1.0331 | -2.4484 | -3.268 | -3.7745 | -4.0876 | -5.2799 | -5.8638 | -13.2842 | -20.8147 | -25.5446 | -32.4765 | -38.5039 | -41.9889 | -44.8615 | -50.5982 | -35.1886 | -24.9475 | -19.6869 | -14.8253 | -12.1907 | -9.8169 | -8.4718 | -9.0284 | -7.8965 | -7.0207 | -6.3565 | -5.8619 | -5.4421 | -5.0832 | -4.774 | -4.505 | -4.2701 | -4.0633 | -3.8799 | -3.7143 | -3.5596 | -3.425 | -3.2955 | -3.1771 | -3.0599 | -2.9506 | -2.844 | -2.7412 | -2.6401 | -2.5415 | -2.4397 | -2.3392 | -2.2385 | -2.139 | -2.0388 | -1.9382 | -1.8372 | -1.7357 | -1.6336 | -1.5309 | -1.4276 | -1.3217
Northwest | Supermarket | Peak | September | Air Conditioning | LDCEU/TDEF | Electric Load with Losses, Incl. Cogeneration | MW | -0.0853 | 0.9048 | 1.5254 | 1.9902 | 2.5916 | 3.5428 | 2.7021 | 3.1197 | 3.6652 | 4.3228 | 5.5957 | 4.7607 | 4.2654 | 4.6386 | 4.3914 | 4.0833 | 5.0505 | 3.9159 | 4.3093 | 2.1162 | 0.1028 | -1.6254 | -2.9278 | -4.1497 | -5.8469 | -8.1984 | -10.3747 | -12.2761 | -13.9435 | -15.4154 | -18.4572 | -21.1131 | -23.4661 | -25.5504 | -27.4062 | -29.07 | -30.465 | -31.8233 | -32.9832 | -34.0465 | -34.8844 | -35.707 | -36.3932 | -36.995 | -37.5368 | -38.0257 | -38.3572 | -38.6666 | -38.9035 | -39.1263 | -39.3183 | -39.4701 | -39.5835 | -39.6979 | -39.7711 | -39.8108 | -39.8549 | -39.7563
Northwest | Supermarket | Peak | September | Other Non-Substitutables | LDCEU/TDEF | Electric Load with Losses, Incl. Cogeneration | MW | 0 | 0 | 0 | 0 | 0 | 0 | 0 | 0 | 0 | 0 | 0 | 0 | -0.166 | -0.3157 | -0.4667 | -0.6088 | -0.6609 | -0.7396 | -0.8422 | -0.6497 | -0.5398 | -0.4345 | -0.3603 | -0.291 | -0.2421 | -0.1992 | -0.1634 | -0.1331 | -0.1085 | -0.0884 | -0.072 | -0.0587 | -0.0478 | -0.039 | -0.0318 | -0.0259 | -0.0212 | -0.0172 | -0.014 | -0.0114 | -0.0093 | -0.0077 | -0.0062 | -0.005 | -0.0042 | -0.0034 | -0.0027 | -0.0022 | -0.0018 | -0.0015 | -0.0012 | -0.001 | -0.0008 | -0.0006 | -0.0005 | -0.0004 | -0.0003 | -0.0003
Northwest | Supermarket | Peak | October | Space Heating | LDCEU/TDEF | Electric Load with Losses, Incl. Cogeneration | MW | -0.4218 | -0.382 | -0.3767 | -0.3784 | -0.3971 | -0.4234 | -0.6081 | -0.7866 | -0.8285 | -0.9425 | -0.7073 | -0.7437 | -0.7301 | -0.7283 | -0.7854 | -0.8273 | -0.7804 | -0.6847 | -0.7216 | -0.6627 | -0.7108 | -0.6002 | -0.5697 | -0.6468 | -0.5474 | -0.4657 | -0.3605 | -0.2587 | -0.159 | -0.0593 | 0.035 | 0.1236 | 0.2083 | 0.2884 | 0.3639 | 0.4377 | 0.5032 | 0.5665 | 0.6259 | 0.6799 | 0.7247 | 0.7689 | 0.8065 | 0.839 | 0.8696 | 0.8956 | 0.9147 | 0.9329 | 0.9468 | 0.9578 | 0.9689 | 0.977 | 0.9825 | 0.9887 | 0.9918 | 0.9923 | 0.9935 | 0.9901
Northwest | Supermarket | Peak | October | Water Heating | LDCEU/TDEF | Electric Load with Losses, Incl. Cogeneration | MW | 0 | 0 | 0 | 0 | 0 | 0 | 0 | 0 | 0 | 0 | 0 | 0 | 0 | 0 | 0 | 0 | 0 | 0 | 0 | 0 | 0 | 0 | -0.1721 | -0.3283 | -0.3755 | -0.4064 | -0.4144 | -0.41 | -0.393 | -0.3624 | -0.3272 | -0.289 | -0.2463 | -0.2007 | -0.1532 | -0.0994 | -0.0489 | 0.0023 | 0.0567 | 0.1081 | 0.1533 | 0.202 | 0.2462 | 0.2872 | 0.3301 | 0.3701 | 0.4047 | 0.4412 | 0.4745 | 0.5058 | 0.5404 | 0.5731 | 0.6038 | 0.638 | 0.6692 | 0.698 | 0.7297 | 0.7545
Northwest | Supermarket | Peak | October | Other Substitutables | LDCEU/TDEF | Electric Load with Losses, Incl. Cogeneration | MW | 0 | 0 | 0 | 0 | 0 | 0 | 0 | 0 | 0 | 0 | 0 | 0 | -0.0209 | -0.0269 | -0.0428 | -0.0728 | -0.0991 | -0.088 | -0.1293 | -0.1902 | -0.2879 | -0.3405 | -0.3773 | -0.4893 | -0.3926 | -0.2956 | -0.1886 | -0.0824 | 0.0258 | 0.1391 | 0.2484 | 0.3532 | 0.4579 | 0.5612 | 0.6631 | 0.7688 | 0.864 | 0.962 | 1.0589 | 1.1513 | 1.2302 | 1.3145 | 1.3896 | 1.459 | 1.5295 | 1.5958 | 1.6512 | 1.7086 | 1.76 | 1.8093 | 1.8624 | 1.9125 | 1.959 | 2.0114 | 2.0589 | 2.1022 | 2.1509 | 2.1844
Northwest | Supermarket | Peak | October | Refrigeration | LDCEU/TDEF | Electric Load with Losses, Incl. Cogeneration | MW | 0 | 0 | 0 | 0 | 0 | 0 | 0 | 0 | 0 | 0 | 0 | 0 | 0 | 0 | 0 | 0 | 0 | -3.0388 | -5.9066 | -11.2515 | -16.4474 | -20.4641 | -24.5162 | -27.3163 | -34.1408 | -40.6222 | -46.4769 | -51.6979 | -56.3557 | -60.5064 | -64.218 | -67.5371 | -70.6089 | -73.4668 | -76.1687 | -78.6425 | -80.7558 | -83.0929 | -85.0778 | -87.0973 | -88.7725 | -90.5266 | -92.1005 | -93.6252 | -95.0443 | -96.502 | -97.6817 | -98.8121 | -99.8524 | -100.9586 | -101.9586 | -102.9294 | -103.8678 | -104.7807 | -105.6651 | -106.5345 | -107.3831 | -107.802
Northwest | Supermarket | Peak | October | Lighting | LDCEU/TDEF | Electric Load with Losses, Incl. Cogeneration | MW | 0 | -1.005 | -2.4699 | -3.3211 | -3.8586 | -4.1923 | -5.4167 | -6.0199 | -13.6118 | -21.3384 | -26.2025 | -33.2952 | -39.4568 | -43.3704 | -45.8232 | -51.395 | -36.1625 | -25.1405 | -19.9476 | -15.2023 | -12.548 | -10.1506 | -8.7955 | -9.2923 | -8.1566 | -7.2812 | -6.621 | -6.1335 | -5.7182 | -5.3615 | -5.0527 | -4.7827 | -4.5468 | -4.339 | -4.1546 | -3.9874 | -3.8293 | -3.6932 | -3.5606 | -3.4393 | -3.3177 | -3.2045 | -3.093 | -2.9846 | -2.8774 | -2.7728 | -2.6643 | -2.5564 | -2.4478 | -2.3406 | -2.2319 | -2.1227 | -2.0127 | -1.9021 | -1.7904 | -1.6779 | -1.5645 | -1.4478
Northwest | Supermarket | Peak | October | Air Conditioning | LDCEU/TDEF | Electric Load with Losses, Incl. Cogeneration | MW | -0.0118 | 0.1574 | 0.2566 | 0.3722 | 0.4565 | 0.6186 | 0.4872 | 0.5812 | 0.6629 | 0.7867 | 0.9761 | 0.8662 | 0.7835 | 0.819 | 0.8018 | 0.729 | 0.8913 | 0.703 | 0.6902 | 0.3598 | -0.0012 | -0.3035 | -0.5691 | -0.7738 | -1.0176 | -1.4244 | -1.7983 | -2.125 | -2.4113 | -2.6643 | -3.1876 | -3.6446 | -4.0538 | -4.4201 | -4.7513 | -5.0493 | -5.298 | -5.5447 | -5.7554 | -5.952 | -6.1067 | -6.2604 | -6.3878 | -6.5015 | -6.6042 | -6.7003 | -6.7683 | -6.8307 | -6.8802 | -6.9275 | -6.9696 | -7.0048 | -7.033 | -7.0618 | -7.083 | -7.0985 | -7.1147 | -7.0974
Northwest | Supermarket | Peak | October | Other Non-Substitutables | LDCEU/TDEF | Electric Load with Losses, Incl. Cogeneration | MW | 0 | 0 | 0 | 0 | 0 | 0 | 0 | 0 | 0 | 0 | 0 | 0 | -0.2229 | -0.431 | -0.6369 | -0.8125 | -0.8911 | -0.9755 | -1.1257 | -0.8892 | -0.7335 | -0.585 | -0.4807 | -0.3855 | -0.3205 | -0.264 | -0.2166 | -0.1764 | -0.1438 | -0.1172 | -0.0955 | -0.0778 | -0.0634 | -0.0517 | -0.0421 | -0.0343 | -0.028 | -0.0229 | -0.0186 | -0.0152 | -0.0124 | -0.0101 | -0.0082 | -0.0067 | -0.0055 | -0.0045 | -0.0036 | -0.003 | -0.0024 | -0.002 | -0.0016 | -0.0013 | -0.0011 | -0.0009 | -0.0007 | -0.0006 | -0.0004 | -0.0004
Northwest | Supermarket | Peak | November | Space Heating | LDCEU/TDEF | Electric Load with Losses, Incl. Cogeneration | MW | -0.4243 | -0.3467 | -0.3064 | -0.3288 | -0.3301 | -0.3603 | -0.5198 | -0.7242 | -0.7065 | -0.7946 | -0.706 | -0.686 | -0.6831 | -0.6141 | -0.6614 | -0.6765 | -0.6564 | -0.6032 | -0.6475 | -0.5689 | -0.5918 | -0.5913 | -0.5912 | -0.5166 | -0.4804 | -0.4083 | -0.3153 | -0.2255 | -0.1374 | -0.0496 | 0.0337 | 0.1119 | 0.1867 | 0.2573 | 0.324 | 0.3891 | 0.447 | 0.5027 | 0.5552 | 0.6029 | 0.6425 | 0.6814 | 0.7146 | 0.7432 | 0.7703 | 0.7933 | 0.8101 | 0.8261 | 0.8385 | 0.8483 | 0.858 | 0.8652 | 0.87 | 0.8755 | 0.8783 | 0.8787 | 0.8798 | 0.8767
Northwest | Supermarket | Peak | November | Water Heating | LDCEU/TDEF | Electric Load with Losses, Incl. Cogeneration | MW | 0 | 0 | 0 | 0 | 0 | 0 | 0 | 0 | 0 | 0 | 0 | 0 | 0 | 0 | 0 | 0 | 0 | 0 | 0 | 0 | 0 | 0 | -0.3779 | -0.4314 | -0.5954 | -0.6437 | -0.6554 | -0.6476 | -0.6197 | -0.5703 | -0.5136 | -0.4522 | -0.3834 | -0.3103 | -0.2338 | -0.1473 | -0.0663 | 0.0159 | 0.103 | 0.1857 | 0.2582 | 0.3363 | 0.4071 | 0.4728 | 0.5415 | 0.6056 | 0.6612 | 0.7196 | 0.7729 | 0.8233 | 0.8786 | 0.9311 | 0.9804 | 1.0352 | 1.0853 | 1.1315 | 1.1823 | 1.2219
Northwest | Supermarket | Peak | November | Other Substitutables | LDCEU/TDEF | Electric Load with Losses, Incl. Cogeneration | MW | 0 | 0 | 0 | 0 | 0 | 0 | 0 | 0 | 0 | 0 | 0 | 0 | -0.017 | -0.0217 | -0.0347 | -0.0592 | -0.0807 | -0.0716 | -0.1052 | -0.1553 | -0.2357 | -0.279 | -0.3096 | -0.4027 | -0.3232 | -0.2436 | -0.1558 | -0.0687 | 0.02 | 0.113 | 0.2027 | 0.2887 | 0.3746 | 0.4594 | 0.5431 | 0.6299 | 0.7082 | 0.7886 | 0.8683 | 0.9442 | 1.009 | 1.0782 | 1.1399 | 1.1969 | 1.2548 | 1.3093 | 1.3549 | 1.4021 | 1.4443 | 1.4849 | 1.5285 | 1.5697 | 1.6081 | 1.6512 | 1.6902 | 1.7259 | 1.766 | 1.7935
Northwest | Supermarket | Peak | November | Refrigeration | LDCEU/TDEF | Electric Load with Losses, Incl. Cogeneration | MW | 0 | 0 | 0 | 0 | 0 | 0 | 0 | 0 | 0 | 0 | 0 | 0 | 0 | 0 | 0 | 0 | 0 | -3.6067 | -7.0091 | -13.3526 | -19.5321 | -24.2864 | -29.0843 | -32.3884 | -40.4898 | -48.1812 | -55.1245 | -61.3159 | -66.8391 | -71.7607 | -76.1615 | -80.0968 | -83.7417 | -87.1342 | -90.3438 | -93.2822 | -95.792 | -98.5675 | -100.9241 | -103.3239 | -105.3143 | -107.3977 | -109.2656 | -111.0783 | -112.7655 | -114.5005 | -115.9061 | -117.2519 | -118.4921 | -119.8094 | -121.0011 | -122.1588 | -123.2778 | -124.3667 | -125.4219 | -126.4593 | -127.4721 | -127.9694
Northwest | Supermarket | Peak | November | Lighting | LDCEU/TDEF | Electric Load with Losses, Incl. Cogeneration | MW | 0 | -1.102 | -2.6883 | -3.6093 | -4.1886 | -4.5478 | -5.8756 | -6.5291 | -14.7688 | -23.1499 | -28.4236 | -36.1213 | -42.8117 | -46.9851 | -49.7543 | -55.8685 | -39.2203 | -27.3773 | -21.7024 | -16.5039 | -13.6167 | -11.0078 | -9.5282 | -10.0813 | -8.8487 | -7.8986 | -7.1818 | -6.6525 | -6.2017 | -5.8144 | -5.4792 | -5.1861 | -4.93 | -4.7044 | -4.5044 | -4.3229 | -4.1514 | -4.0037 | -3.8597 | -3.728 | -3.596 | -3.4731 | -3.3519 | -3.2343 | -3.118 | -3.0045 | -2.8866 | -2.7696 | -2.6516 | -2.5352 | -2.4173 | -2.2988 | -2.1794 | -2.0591 | -1.938 | -1.8158 | -1.6926 | -1.5659
Northwest | Supermarket | Peak | November | Air Conditioning | LDCEU/TDEF | Electric Load with Losses, Incl. Cogeneration | MW | -0.0112 | 0.1498 | 0.2441 | 0.354 | 0.4345 | 0.5888 | 0.4641 | 0.5535 | 0.6309 | 0.7489 | 0.928 | 0.8238 | 0.7445 | 0.7791 | 0.7624 | 0.6916 | 0.8475 | 0.6673 | 0.6551 | 0.3418 | -0.0017 | -0.2888 | -0.5383 | -0.7343 | -0.9653 | -1.3512 | -1.706 | -2.0157 | -2.2874 | -2.5273 | -3.0235 | -3.4569 | -3.8452 | -4.1928 | -4.5073 | -4.7904 | -5.0264 | -5.2608 | -5.4607 | -5.6476 | -5.7946 | -5.9405 | -6.0614 | -6.1696 | -6.2672 | -6.3586 | -6.4235 | -6.483 | -6.5303 | -6.5754 | -6.6156 | -6.6493 | -6.6763 | -6.7039 | -6.7243 | -6.7393 | -6.755 | -6.7384
Northwest | Supermarket | Peak | November | Other Non-Substitutables | LDCEU/TDEF | Electric Load with Losses, Incl. Cogeneration | MW | 0 | 0 | 0 | 0 | 0 | 0 | 0 | 0 | 0 | 0 | 0 | 0 | -0.2302 | -0.4456 | -0.6583 | -0.8382 | -0.9197 | -1.0065 | -1.1613 | -0.9186 | -0.7575 | -0.6034 | -0.4954 | -0.3968 | -0.3299 | -0.2717 | -0.2228 | -0.1816 | -0.1479 | -0.1205 | -0.0983 | -0.0801 | -0.0653 | -0.0532 | -0.0434 | -0.0353 | -0.0288 | -0.0235 | -0.0191 | -0.0157 | -0.0127 | -0.0104 | -0.0085 | -0.0069 | -0.0057 | -0.0047 | -0.0038 | -0.003 | -0.0025 | -0.002 | -0.0017 | -0.0013 | -0.0011 | -0.0009 | -0.0008 | -0.0006 | -0.0005 | -0.0004
Northwest | Supermarket | Peak | December | Space Heating | LDCEU/TDEF | Electric Load with Losses, Incl. Cogeneration | MW | -0.4863 | -0.3928 | -0.391 | -0.4042 | -0.4224 | -0.4547 | -0.6624 | -0.8548 | -0.8831 | -0.9682 | -0.8068 | -0.8021 | -0.8054 | -0.7476 | -0.7875 | -0.8706 | -0.8071 | -0.7038 | -0.7895 | -0.6978 | -0.7293 | -0.6829 | -0.6715 | -0.6802 | -0.5719 | -0.4837 | -0.3704 | -0.2611 | -0.154 | -0.0472 | 0.0538 | 0.1487 | 0.2395 | 0.3255 | 0.4067 | 0.4861 | 0.5564 | 0.6241 | 0.6879 | 0.7458 | 0.7939 | 0.8411 | 0.8812 | 0.9162 | 0.9492 | 0.9773 | 0.9978 | 1.0175 | 1.0325 | 1.0443 | 1.0562 | 1.0651 | 1.071 | 1.0776 | 1.0811 | 1.0816 | 1.083 | 1.0789
Northwest | Supermarket | Peak | December | Water Heating | LDCEU/TDEF | Electric Load with Losses, Incl. Cogeneration | MW | 0 | 0 | 0 | 0 | 0 | 0 | 0 | 0 | 0 | 0 | 0 | 0 | 0 | 0 | 0 | 0 | 0 | 0 | 0 | 0 | 0 | 0 | -0.4121 | -0.7152 | -0.7332 | -0.7927 | -0.8073 | -0.7977 | -0.7633 | -0.7026 | -0.6329 | -0.5573 | -0.4727 | -0.3827 | -0.2886 | -0.1822 | -0.0825 | 0.0187 | 0.1259 | 0.2277 | 0.3169 | 0.4131 | 0.5001 | 0.5811 | 0.6656 | 0.7445 | 0.8129 | 0.8849 | 0.9505 | 1.0123 | 1.0806 | 1.1451 | 1.2058 | 1.2731 | 1.3349 | 1.3916 | 1.4541 | 1.503
Northwest | Supermarket | Peak | December | Other Substitutables | LDCEU/TDEF | Electric Load with Losses, Incl. Cogeneration | MW | 0 | 0 | 0 | 0 | 0 | 0 | 0 | 0 | 0 | 0 | 0 | 0 | -0.0166 | -0.0213 | -0.0342 | -0.0582 | -0.0794 | -0.0705 | -0.1037 | -0.1522 | -0.2293 | -0.2717 | -0.301 | -0.3917 | -0.3143 | -0.2366 | -0.1508 | -0.0658 | 0.0208 | 0.1116 | 0.1992 | 0.2831 | 0.367 | 0.4496 | 0.5313 | 0.6159 | 0.6921 | 0.7704 | 0.848 | 0.9219 | 0.9851 | 1.0525 | 1.1125 | 1.168 | 1.2244 | 1.2775 | 1.3219 | 1.3677 | 1.4088 | 1.4482 | 1.4907 | 1.5307 | 1.5679 | 1.6098 | 1.6478 | 1.6825 | 1.7214 | 1.7482
Northwest | Supermarket | Peak | December | Refrigeration | LDCEU/TDEF | Electric Load with Losses, Incl. Cogeneration | MW | 0 | 0 | 0 | 0 | 0 | 0 | 0 | 0 | 0 | 0 | 0 | 0 | 0 | 0 | 0 | 0 | 0 | -3.7412 | -7.2712 | -13.84 | -20.2206 | -25.1471 | -30.1241 | -33.5591 | -41.9449 | -49.9091 | -57.1017 | -63.5156 | -69.2374 | -74.3363 | -78.8954 | -82.9724 | -86.7441 | -90.2519 | -93.5663 | -96.6003 | -99.1929 | -102.0547 | -104.4862 | -106.9592 | -109.0111 | -111.1565 | -113.0821 | -114.9498 | -116.6887 | -118.4737 | -119.9183 | -121.3025 | -122.5774 | -123.9307 | -125.1548 | -126.3431 | -127.4916 | -128.6087 | -129.6909 | -130.7545 | -131.7924 | -132.3058
Northwest | Supermarket | Peak | December | Lighting | LDCEU/TDEF | Electric Load with Losses, Incl. Cogeneration | MW | 0 | -1.1102 | -2.7062 | -3.6328 | -4.2154 | -4.5766 | -5.9128 | -6.5703 | -14.8624 | -23.2965 | -28.6033 | -36.35 | -43.0829 | -47.275 | -50.072 | -56.2309 | -39.4654 | -27.5581 | -21.8426 | -16.606 | -13.6989 | -11.0729 | -9.5887 | -10.1492 | -8.9061 | -7.9476 | -7.2243 | -6.6898 | -6.2347 | -5.8439 | -5.5057 | -5.2101 | -4.952 | -4.7245 | -4.5229 | -4.3399 | -4.1672 | -4.0182 | -3.8734 | -3.7407 | -3.6079 | -3.4843 | -3.3625 | -3.2444 | -3.1275 | -3.0136 | -2.8953 | -2.7778 | -2.6595 | -2.5427 | -2.4245 | -2.3056 | -2.186 | -2.0654 | -1.944 | -1.8216 | -1.6982 | -1.5712
Northwest | Supermarket | Peak | December | Air Conditioning | LDCEU/TDEF | Electric Load with Losses, Incl. Cogeneration | MW | -0.0089 | 0.1184 | 0.1929 | 0.2796 | 0.3433 | 0.4654 | 0.366 | 0.4363 | 0.4977 | 0.591 | 0.7342 | 0.6515 | 0.589 | 0.6165 | 0.603 | 0.5466 | 0.6708 | 0.5271 | 0.5175 | 0.2706 | -0.0001 | -0.2268 | -0.424 | -0.5792 | -0.7615 | -1.0663 | -1.3465 | -1.5911 | -1.8057 | -1.9952 | -2.3871 | -2.7294 | -3.0359 | -3.31 | -3.5578 | -3.7807 | -3.9667 | -4.1511 | -4.3085 | -4.4553 | -4.5709 | -4.6855 | -4.7806 | -4.8655 | -4.9421 | -5.0138 | -5.0645 | -5.1111 | -5.148 | -5.1831 | -5.2144 | -5.2405 | -5.2615 | -5.2829 | -5.2986 | -5.3099 | -5.3219 | -5.3089
Northwest | Supermarket | Peak | December | Other Non-Substitutables | LDCEU/TDEF | Electric Load with Losses, Incl. Cogeneration | MW | 0 | 0 | 0 | 0 | 0 | 0 | 0 | 0 | 0 | 0 | 0 | 0 | -0.2339 | -0.4519 | -0.6676 | -0.8521 | -0.9342 | -1.024 | -1.1802 | -0.9316 | -0.7685 | -0.6128 | -0.5035 | -0.4035 | -0.3355 | -0.2763 | -0.2267 | -0.1847 | -0.1505 | -0.1226 | -0.0999 | -0.0814 | -0.0664 | -0.0541 | -0.0441 | -0.036 | -0.0293 | -0.0239 | -0.0195 | -0.0159 | -0.013 | -0.0106 | -0.0087 | -0.0071 | -0.0057 | -0.0047 | -0.0038 | -0.0031 | -0.0026 | -0.0021 | -0.0017 | -0.0013 | -0.0012 | -0.001 | -0.0007 | -0.0006 | -0.0005 | -0.0004
Northwest | Supermarket | Average | January | Space Heating | LDCEU/TDEF | Electric Load with Losses, Incl. Cogeneration | MW | -0.4617 | -0.3528 | -0.3543 | -0.3678 | -0.3828 | -0.3998 | -0.6032 | -0.7817 | -0.8072 | -0.8975 | -0.717 | -0.7597 | -0.7303 | -0.6645 | -0.743 | -0.7992 | -0.7258 | -0.6295 | -0.7101 | -0.6486 | -0.6718 | -0.6382 | -0.6005 | -0.6054 | -0.5305 | -0.4502 | -0.3469 | -0.2472 | -0.1493 | -0.0517 | 0.0408 | 0.1277 | 0.2107 | 0.2893 | 0.3634 | 0.4358 | 0.5002 | 0.5621 | 0.6203 | 0.6732 | 0.7171 | 0.7603 | 0.797 | 0.8289 | 0.8589 | 0.8846 | 0.9034 | 0.9212 | 0.9349 | 0.9459 | 0.9566 | 0.9647 | 0.97 | 0.9761 | 0.9793 | 0.9797 | 0.9809 | 0.9775
Northwest | Supermarket | Average | January | Water Heating | LDCEU/TDEF | Electric Load with Losses, Incl. Cogeneration | MW | 0 | 0 | 0 | 0 | 0 | 0 | 0 | 0 | 0 | 0 | 0 | 0 | 0 | 0 | 0 | 0 | 0 | 0 | 0 | 0 | 0 | 0 | -0.2718 | -0.4395 | -0.5187 | -0.5612 | -0.572 | -0.5657 | -0.542 | -0.4998 | -0.451 | -0.3981 | -0.3388 | -0.2758 | -0.2099 | -0.1352 | -0.0653 | 0.0057 | 0.081 | 0.1524 | 0.2149 | 0.2825 | 0.3436 | 0.4005 | 0.4598 | 0.5153 | 0.5634 | 0.6139 | 0.66 | 0.7035 | 0.7515 | 0.7968 | 0.8394 | 0.8869 | 0.9302 | 0.9701 | 1.0141 | 1.0486
Northwest | Supermarket | Average | January | Other Substitutables | LDCEU/TDEF | Electric Load with Losses, Incl. Cogeneration | MW | 0 | 0 | 0 | 0 | 0 | 0 | 0 | 0 | 0 | 0 | 0 | 0 | -0.0156 | -0.02 | -0.0319 | -0.0544 | -0.074 | -0.0657 | -0.0962 | -0.1399 | -0.2093 | -0.2475 | -0.2735 | -0.3566 | -0.286 | -0.2151 | -0.1367 | -0.0589 | 0.0202 | 0.1032 | 0.1833 | 0.2601 | 0.3366 | 0.412 | 0.4864 | 0.5635 | 0.633 | 0.7044 | 0.7749 | 0.8423 | 0.8997 | 0.9611 | 1.0158 | 1.0663 | 1.1176 | 1.1659 | 1.2061 | 1.2479 | 1.2853 | 1.321 | 1.3597 | 1.396 | 1.4299 | 1.468 | 1.5025 | 1.5339 | 1.5692 | 1.5938
Northwest | Supermarket | Average | January | Refrigeration | LDCEU/TDEF | Electric Load with Losses, Incl. Cogeneration | MW | 0 | 0 | 0 | 0 | 0 | 0 | 0 | 0 | 0 | 0 | 0 | 0 | 0 | 0 | 0 | 0 | 0 | -3.5351 | -6.8782 | -13.0885 | -19.1174 | -23.7832 | -28.5109 | -31.812 | -39.7488 | -47.29 | -54.1061 | -60.1847 | -65.6076 | -70.4405 | -74.7618 | -78.6259 | -82.1965 | -85.5121 | -88.6395 | -91.5005 | -93.9472 | -96.6445 | -98.9343 | -101.2606 | -103.1902 | -105.2081 | -107.0192 | -108.7737 | -110.4071 | -112.0808 | -113.4327 | -114.7302 | -115.9245 | -117.1932 | -118.3389 | -119.4506 | -120.5243 | -121.5681 | -122.5789 | -123.5715 | -124.5401 | -125.0247
Northwest | Supermarket | Average | January | Lighting | LDCEU/TDEF | Electric Load with Losses, Incl. Cogeneration | MW | 0 | -0.9031 | -2.2114 | -2.9713 | -3.4502 | -3.7473 | -4.8416 | -5.3805 | -12.1682 | -19.0745 | -23.4212 | -29.7626 | -35.2711 | -38.739 | -40.9743 | -45.981 | -32.3148 | -22.5078 | -17.8476 | -13.584 | -11.2068 | -9.0598 | -7.8341 | -8.279 | -7.2635 | -6.4803 | -5.8892 | -5.4522 | -5.0801 | -4.7607 | -4.4844 | -4.243 | -4.032 | -3.8463 | -3.6814 | -3.5319 | -3.3909 | -3.2693 | -3.1509 | -3.0427 | -2.9344 | -2.8336 | -2.7343 | -2.6381 | -2.543 | -2.4501 | -2.3539 | -2.2582 | -2.1621 | -2.0672 | -1.971 | -1.8744 | -1.7772 | -1.6794 | -1.5808 | -1.4814 | -1.3812 | -1.2782
Northwest | Supermarket | Average | January | Air Conditioning | LDCEU/TDEF | Electric Load with Losses, Incl. Cogeneration | MW | -0.01 | 0.1288 | 0.2105 | 0.3047 | 0.3744 | 0.5072 | 0.3983 | 0.4737 | 0.5404 | 0.6431 | 0.8004 | 0.7115 | 0.6413 | 0.6723 | 0.6574 | 0.5943 | 0.7302 | 0.5732 | 0.5635 | 0.2952 | 0.001 | -0.2462 | -0.4619 | -0.6326 | -0.8316 | -1.1644 | -1.4706 | -1.7381 | -1.9726 | -2.1797 | -2.6081 | -2.9821 | -3.3166 | -3.6158 | -3.8857 | -4.1285 | -4.3311 | -4.5317 | -4.7028 | -4.8622 | -4.9878 | -5.1122 | -5.2153 | -5.3074 | -5.3903 | -5.4677 | -5.5223 | -5.5725 | -5.6122 | -5.65 | -5.6836 | -5.7115 | -5.7338 | -5.7565 | -5.7729 | -5.7847 | -5.7972 | -5.783
Northwest | Supermarket | Average | January | Other Non-Substitutables | LDCEU/TDEF | Electric Load with Losses, Incl. Cogeneration | MW | 0 | 0 | 0 | 0 | 0 | 0 | 0 | 0 | 0 | 0 | 0 | 0 | -0.1977 | -0.3817 | -0.5644 | -0.7214 | -0.7894 | -0.8672 | -1 | -0.7876 | -0.6508 | -0.5197 | -0.4277 | -0.3435 | -0.2857 | -0.2354 | -0.193 | -0.1573 | -0.1281 | -0.1044 | -0.0851 | -0.0693 | -0.0565 | -0.0461 | -0.0376 | -0.0306 | -0.025 | -0.0203 | -0.0166 | -0.0135 | -0.011 | -0.009 | -0.0074 | -0.006 | -0.0049 | -0.004 | -0.0032 | -0.0027 | -0.0022 | -0.0018 | -0.0015 | -0.0011 | -0.0009 | -0.0008 | -0.0006 | -0.0006 | -0.0005 | -0.0003
Northwest | Supermarket | Average | February | Space Heating | LDCEU/TDEF | Electric Load with Losses, Incl. Cogeneration | MW | -0.349 | -0.2817 | -0.264 | -0.2815 | -0.2899 | -0.3037 | -0.4635 | -0.5813 | -0.6223 | -0.678 | -0.5722 | -0.5648 | -0.5627 | -0.5346 | -0.5437 | -0.5864 | -0.5579 | -0.4837 | -0.5577 | -0.4972 | -0.5043 | -0.5104 | -0.4489 | -0.442 | -0.4062 | -0.3451 | -0.2663 | -0.1904 | -0.1158 | -0.0415 | 0.029 | 0.0953 | 0.1585 | 0.2184 | 0.2747 | 0.3299 | 0.3789 | 0.4261 | 0.4705 | 0.5107 | 0.5442 | 0.5771 | 0.6051 | 0.6294 | 0.6523 | 0.6718 | 0.686 | 0.6996 | 0.7101 | 0.7184 | 0.7266 | 0.7327 | 0.7368 | 0.7414 | 0.7438 | 0.7441 | 0.7451 | 0.7424
Northwest | Supermarket | Average | February | Water Heating | LDCEU/TDEF | Electric Load with Losses, Incl. Cogeneration | MW | 0 | 0 | 0 | 0 | 0 | 0 | 0 | 0 | 0 | 0 | 0 | 0 | 0 | 0 | 0 | 0 | 0 | 0 | 0 | 0 | 0 | 0 | -0.2143 | -0.3353 | -0.4448 | -0.4813 | -0.4906 | -0.4853 | -0.4651 | -0.4288 | -0.387 | -0.3416 | -0.2909 | -0.2369 | -0.1805 | -0.1165 | -0.0566 | 0.0042 | 0.0688 | 0.1299 | 0.1836 | 0.2414 | 0.2938 | 0.3425 | 0.3934 | 0.4409 | 0.4821 | 0.5254 | 0.5649 | 0.6022 | 0.6433 | 0.6821 | 0.7186 | 0.7592 | 0.7964 | 0.8306 | 0.8682 | 0.8977
Northwest | Supermarket | Average | February | Other Substitutables | LDCEU/TDEF | Electric Load with Losses, Incl. Cogeneration | MW | 0 | 0 | 0 | 0 | 0 | 0 | 0 | 0 | 0 | 0 | 0 | 0 | -0.0137 | -0.0177 | -0.0282 | -0.0479 | -0.0653 | -0.0579 | -0.0849 | -0.1239 | -0.1863 | -0.2203 | -0.2437 | -0.3176 | -0.2547 | -0.1916 | -0.122 | -0.053 | 0.0173 | 0.091 | 0.1622 | 0.2303 | 0.2983 | 0.3653 | 0.4315 | 0.5001 | 0.562 | 0.6254 | 0.6883 | 0.7482 | 0.7994 | 0.8539 | 0.9026 | 0.9475 | 0.9933 | 1.0362 | 1.072 | 1.1092 | 1.1426 | 1.1744 | 1.2089 | 1.2413 | 1.2714 | 1.3054 | 1.3362 | 1.3642 | 1.3956 | 1.4175
Northwest | Supermarket | Average | February | Refrigeration | LDCEU/TDEF | Electric Load with Losses, Incl. Cogeneration | MW | 0 | 0 | 0 | 0 | 0 | 0 | 0 | 0 | 0 | 0 | 0 | 0 | 0 | 0 | 0 | 0 | 0 | -3.1293 | -6.0872 | -11.5892 | -16.9384 | -21.0704 | -25.2524 | -28.1636 | -35.1952 | -41.8747 | -47.9101 | -53.2923 | -58.0939 | -62.3728 | -66.1989 | -69.6203 | -72.7842 | -75.7242 | -78.4999 | -81.0398 | -83.211 | -85.6076 | -87.6418 | -89.7101 | -91.4255 | -93.2204 | -94.8306 | -96.391 | -97.8435 | -99.3335 | -100.5382 | -101.6935 | -102.7573 | -103.8877 | -104.9088 | -105.9 | -106.8577 | -107.7888 | -108.6907 | -109.5768 | -110.4414 | -110.8716
Northwest | Supermarket | Average | February | Lighting | LDCEU/TDEF | Electric Load with Losses, Incl. Cogeneration | MW | 0 | -0.8297 | -2.0325 | -2.7311 | -3.1716 | -3.4447 | -4.4507 | -4.9461 | -11.1855 | -17.5342 | -21.53 | -27.3591 | -32.4231 | -35.6143 | -37.6648 | -42.2648 | -29.7073 | -20.6878 | -16.4061 | -12.4892 | -10.3048 | -8.3315 | -7.2055 | -7.614 | -6.6814 | -5.9622 | -5.4194 | -5.0184 | -4.6768 | -4.3836 | -4.1299 | -3.9081 | -3.7144 | -3.5437 | -3.3922 | -3.255 | -3.1253 | -3.0135 | -2.9047 | -2.8052 | -2.7056 | -2.6129 | -2.5215 | -2.4329 | -2.3452 | -2.2597 | -2.1709 | -2.0828 | -1.9942 | -1.9067 | -1.818 | -1.7289 | -1.6392 | -1.5489 | -1.458 | -1.3662 | -1.2738 | -1.1787
Northwest | Supermarket | Average | February | Air Conditioning | LDCEU/TDEF | Electric Load with Losses, Incl. Cogeneration | MW | -0.008 | 0.1035 | 0.1689 | 0.2446 | 0.3005 | 0.407 | 0.32 | 0.381 | 0.4344 | 0.5166 | 0.642 | 0.5706 | 0.5146 | 0.5391 | 0.5274 | 0.4773 | 0.5857 | 0.4605 | 0.4525 | 0.2367 | 0.0001 | -0.1984 | -0.3715 | -0.5082 | -0.6679 | -0.9352 | -1.1809 | -1.3955 | -1.5838 | -1.7499 | -2.0937 | -2.3939 | -2.6626 | -2.9029 | -3.1199 | -3.3152 | -3.4782 | -3.6396 | -3.7774 | -3.9058 | -4.0069 | -4.1071 | -4.1903 | -4.2645 | -4.3314 | -4.3939 | -4.438 | -4.4787 | -4.5108 | -4.5414 | -4.5687 | -4.5914 | -4.6095 | -4.6281 | -4.6416 | -4.6514 | -4.6617 | -4.6502
Northwest | Supermarket | Average | February | Other Non-Substitutables | LDCEU/TDEF | Electric Load with Losses, Incl. Cogeneration | MW | 0 | 0 | 0 | 0 | 0 | 0 | 0 | 0 | 0 | 0 | 0 | 0 | -0.1752 | -0.3386 | -0.5006 | -0.6388 | -0.6997 | -0.7676 | -0.8858 | -0.6986 | -0.577 | -0.4603 | -0.3787 | -0.3039 | -0.2527 | -0.2082 | -0.1708 | -0.1392 | -0.1134 | -0.0924 | -0.0752 | -0.0614 | -0.05 | -0.0408 | -0.0332 | -0.0271 | -0.0221 | -0.018 | -0.0147 | -0.012 | -0.0098 | -0.0079 | -0.0065 | -0.0053 | -0.0043 | -0.0036 | -0.0029 | -0.0024 | -0.0019 | -0.0016 | -0.0013 | -0.0011 | -0.0009 | -0.0007 | -0.0006 | -0.0004 | -0.0004 | -0.0003
Northwest | Supermarket | Average | March | Space Heating | LDCEU/TDEF | Electric Load with Losses, Incl. Cogeneration | MW | -0.2333 | -0.1901 | -0.1972 | -0.1962 | -0.2067 | -0.2192 | -0.3376 | -0.4261 | -0.4335 | -0.5091 | -0.4038 | -0.3902 | -0.3872 | -0.3927 | -0.3788 | -0.4426 | -0.4183 | -0.3627 | -0.3971 | -0.3768 | -0.3619 | -0.358 | -0.3224 | -0.3389 | -0.296 | -0.2523 | -0.1958 | -0.1412 | -0.0875 | -0.0341 | 0.0165 | 0.0643 | 0.1097 | 0.1527 | 0.1932 | 0.2329 | 0.268 | 0.302 | 0.3338 | 0.3628 | 0.3869 | 0.4106 | 0.4308 | 0.4482 | 0.4646 | 0.4785 | 0.4887 | 0.4986 | 0.506 | 0.512 | 0.5179 | 0.5223 | 0.5252 | 0.5285 | 0.5303 | 0.5305 | 0.5311 | 0.5294
Northwest | Supermarket | Average | March | Water Heating | LDCEU/TDEF | Electric Load with Losses, Incl. Cogeneration | MW | 0 | 0 | 0 | 0 | 0 | 0 | 0 | 0 | 0 | 0 | 0 | 0 | 0 | 0 | 0 | 0 | 0 | 0 | 0 | 0 | 0 | 0 | -0.1955 | -0.3309 | -0.3959 | -0.429 | -0.4382 | -0.4344 | -0.4172 | -0.3861 | -0.3499 | -0.3104 | -0.2662 | -0.2192 | -0.17 | -0.1142 | -0.0617 | -0.0087 | 0.0477 | 0.1012 | 0.1481 | 0.1987 | 0.2445 | 0.2872 | 0.3318 | 0.3734 | 0.4094 | 0.4473 | 0.482 | 0.5147 | 0.5508 | 0.5849 | 0.6168 | 0.6525 | 0.685 | 0.715 | 0.748 | 0.7741
Northwest | Supermarket | Average | March | Other Substitutables | LDCEU/TDEF | Electric Load with Losses, Incl. Cogeneration | MW | 0 | 0 | 0 | 0 | 0 | 0 | 0 | 0 | 0 | 0 | 0 | 0 | -0.0142 | -0.0183 | -0.0291 | -0.0495 | -0.0674 | -0.0598 | -0.0875 | -0.1279 | -0.1928 | -0.2276 | -0.2519 | -0.3284 | -0.2634 | -0.1983 | -0.1265 | -0.0552 | 0.0175 | 0.0935 | 0.167 | 0.2373 | 0.3075 | 0.3768 | 0.4452 | 0.516 | 0.5799 | 0.6455 | 0.7104 | 0.7724 | 0.8252 | 0.8816 | 0.9318 | 0.9783 | 1.0254 | 1.0699 | 1.107 | 1.1453 | 1.1798 | 1.2128 | 1.2484 | 1.2819 | 1.3131 | 1.3483 | 1.3801 | 1.4091 | 1.4416 | 1.4642
Northwest | Supermarket | Average | March | Refrigeration | LDCEU/TDEF | Electric Load with Losses, Incl. Cogeneration | MW | 0 | 0 | 0 | 0 | 0 | 0 | 0 | 0 | 0 | 0 | 0 | 0 | 0 | 0 | 0 | 0 | 0 | -3.2254 | -6.2754 | -11.9534 | -17.4835 | -21.7472 | -26.0625 | -29.0707 | -36.331 | -43.2269 | -49.4571 | -55.013 | -59.9696 | -64.3866 | -68.3361 | -71.8679 | -75.1355 | -78.1722 | -81.0406 | -83.6648 | -85.9083 | -88.3863 | -90.4885 | -92.627 | -94.4002 | -96.2568 | -97.9212 | -99.5342 | -101.0357 | -102.5768 | -103.8231 | -105.0181 | -106.1189 | -107.2891 | -108.346 | -109.3722 | -110.3637 | -111.3277 | -112.2617 | -113.1794 | -114.075 | -114.5198
Northwest | Supermarket | Average | March | Lighting | LDCEU/TDEF | Electric Load with Losses, Incl. Cogeneration | MW | 0 | -0.8861 | -2.1734 | -2.9212 | -3.3929 | -3.6857 | -4.762 | -5.2922 | -11.9676 | -18.7602 | -23.0359 | -29.2722 | -34.6894 | -38.114 | -40.2928 | -45.2047 | -31.7863 | -22.12 | -17.5449 | -13.3612 | -11.0253 | -8.9147 | -7.7049 | -8.1371 | -7.141 | -6.3731 | -5.7937 | -5.3656 | -5.0011 | -4.688 | -4.417 | -4.1803 | -3.9734 | -3.7911 | -3.6294 | -3.4826 | -3.3441 | -3.2247 | -3.1084 | -3.0019 | -2.8955 | -2.7963 | -2.6986 | -2.6038 | -2.51 | -2.4185 | -2.3236 | -2.2292 | -2.1343 | -2.0407 | -1.9458 | -1.8504 | -1.7544 | -1.6577 | -1.5604 | -1.4622 | -1.3631 | -1.2613
Northwest | Supermarket | Average | March | Air Conditioning | LDCEU/TDEF | Electric Load with Losses, Incl. Cogeneration | MW | -0.0139 | 0.1819 | 0.2972 | 0.4307 | 0.5289 | 0.7161 | 0.5638 | 0.6708 | 0.7644 | 0.9094 | 1.1289 | 1.004 | 0.9047 | 0.9481 | 0.9276 | 0.8393 | 1.0292 | 0.81 | 0.7961 | 0.4162 | -0.0007 | -0.3502 | -0.655 | -0.8956 | -1.177 | -1.6477 | -2.0804 | -2.4584 | -2.7899 | -3.0826 | -3.6881 | -4.2168 | -4.6902 | -5.1137 | -5.4963 | -5.8405 | -6.1276 | -6.4125 | -6.6553 | -6.8818 | -7.0602 | -7.2372 | -7.3836 | -7.5146 | -7.6327 | -7.7431 | -7.8211 | -7.8928 | -7.9496 | -8.0038 | -8.052 | -8.0922 | -8.1244 | -8.1572 | -8.1813 | -8.1987 | -8.2171 | -8.1969
Northwest | Supermarket | Average | March | Other Non-Substitutables | LDCEU/TDEF | Electric Load with Losses, Incl. Cogeneration | MW | 0 | 0 | 0 | 0 | 0 | 0 | 0 | 0 | 0 | 0 | 0 | 0 | -0.1806 | -0.3495 | -0.5167 | -0.6587 | -0.7214 | -0.7912 | -0.9136 | -0.7212 | -0.5957 | -0.4751 | -0.3907 | -0.3137 | -0.2608 | -0.2149 | -0.1763 | -0.1436 | -0.117 | -0.0953 | -0.0777 | -0.0634 | -0.0516 | -0.0421 | -0.0343 | -0.028 | -0.0228 | -0.0186 | -0.0152 | -0.0124 | -0.0101 | -0.0083 | -0.0067 | -0.0055 | -0.0044 | -0.0037 | -0.003 | -0.0024 | -0.002 | -0.0016 | -0.0013 | -0.001 | -0.0009 | -0.0007 | -0.0006 | -0.0004 | -0.0004 | -0.0003
Northwest | Supermarket | Average | April | Space Heating | LDCEU/TDEF | Electric Load with Losses, Incl. Cogeneration | MW | -0.2184 | -0.1729 | -0.1825 | -0.1767 | -0.1899 | -0.2011 | -0.306 | -0.3664 | -0.4122 | -0.4386 | -0.3865 | -0.3497 | -0.3617 | -0.3351 | -0.36 | -0.4122 | -0.3696 | -0.3393 | -0.3784 | -0.3199 | -0.3315 | -0.3275 | -0.325 | -0.2822 | -0.2673 | -0.2276 | -0.1763 | -0.1267 | -0.078 | -0.0295 | 0.0165 | 0.0598 | 0.1011 | 0.1402 | 0.1769 | 0.2129 | 0.2449 | 0.2757 | 0.3046 | 0.3309 | 0.3527 | 0.3742 | 0.3924 | 0.4083 | 0.4232 | 0.4359 | 0.4452 | 0.4541 | 0.4609 | 0.4663 | 0.4716 | 0.4757 | 0.4783 | 0.4814 | 0.4829 | 0.4831 | 0.4837 | 0.482
Northwest | Supermarket | Average | April | Water Heating | LDCEU/TDEF | Electric Load with Losses, Incl. Cogeneration | MW | 0 | 0 | 0 | 0 | 0 | 0 | 0 | 0 | 0 | 0 | 0 | 0 | 0 | 0 | 0 | 0 | 0 | 0 | 0 | 0 | 0 | 0 | -0.1915 | -0.2188 | -0.3166 | -0.3439 | -0.3522 | -0.3503 | -0.3377 | -0.314 | -0.2862 | -0.2558 | -0.2216 | -0.1852 | -0.1471 | -0.1038 | -0.0631 | -0.0218 | 0.0222 | 0.0638 | 0.1003 | 0.1398 | 0.1756 | 0.2089 | 0.2438 | 0.2761 | 0.3043 | 0.334 | 0.3611 | 0.3866 | 0.4148 | 0.4414 | 0.4665 | 0.4943 | 0.5198 | 0.5432 | 0.5689 | 0.5897
Northwest | Supermarket | Average | April | Other Substitutables | LDCEU/TDEF | Electric Load with Losses, Incl. Cogeneration | MW | 0 | 0 | 0 | 0 | 0 | 0 | 0 | 0 | 0 | 0 | 0 | 0 | -0.0137 | -0.0177 | -0.0281 | -0.0478 | -0.065 | -0.0578 | -0.0843 | -0.1217 | -0.1813 | -0.214 | -0.2361 | -0.3084 | -0.2472 | -0.1858 | -0.1178 | -0.0504 | 0.0182 | 0.0901 | 0.1595 | 0.226 | 0.2923 | 0.3576 | 0.422 | 0.4887 | 0.5488 | 0.6105 | 0.6716 | 0.7298 | 0.7794 | 0.8324 | 0.8796 | 0.9234 | 0.9677 | 1.0093 | 1.0441 | 1.0802 | 1.1124 | 1.1434 | 1.1768 | 1.2082 | 1.2374 | 1.2703 | 1.3001 | 1.3273 | 1.3577 | 1.3791
Northwest | Supermarket | Average | April | Refrigeration | LDCEU/TDEF | Electric Load with Losses, Incl. Cogeneration | MW | 0 | 0 | 0 | 0 | 0 | 0 | 0 | 0 | 0 | 0 | 0 | 0 | 0 | 0 | 0 | 0 | 0 | -3.0726 | -5.9833 | -11.3849 | -16.6292 | -20.6923 | -24.8178 | -27.7222 | -34.6317 | -41.1987 | -47.1376 | -52.4338 | -57.1591 | -61.3703 | -65.1358 | -68.5029 | -71.612 | -74.4962 | -77.2136 | -79.6985 | -81.8248 | -84.167 | -86.154 | -88.1714 | -89.8444 | -91.5944 | -93.1648 | -94.6847 | -96.0999 | -97.5482 | -98.7165 | -99.8389 | -100.8721 | -101.97 | -102.9605 | -103.9211 | -104.8486 | -105.7499 | -106.6226 | -107.4792 | -108.3146 | -108.736
Northwest | Supermarket | Average | April | Lighting | LDCEU/TDEF | Electric Load with Losses, Incl. Cogeneration | MW | 0 | -0.8622 | -2.1185 | -2.8484 | -3.3094 | -3.5954 | -4.6454 | -5.1628 | -11.6739 | -18.3003 | -22.4718 | -28.5547 | -33.8368 | -37.1897 | -39.2945 | -44.0718 | -31.0046 | -21.5539 | -17.0972 | -13.0242 | -10.7457 | -8.6879 | -7.504 | -7.9204 | -6.9482 | -6.1983 | -5.6322 | -5.2135 | -4.8571 | -4.5512 | -4.2866 | -4.0555 | -3.8536 | -3.6756 | -3.5177 | -3.3746 | -3.2397 | -3.1232 | -3.0099 | -2.9063 | -2.8027 | -2.7063 | -2.6113 | -2.5193 | -2.4283 | -2.3396 | -2.2476 | -2.1563 | -2.0644 | -1.9738 | -1.8821 | -1.7898 | -1.697 | -1.6037 | -1.5096 | -1.4148 | -1.3192 | -1.2211
Northwest | Supermarket | Average | April | Air Conditioning | LDCEU/TDEF | Electric Load with Losses, Incl. Cogeneration | MW | -0.0149 | 0.1879 | 0.3075 | 0.4452 | 0.5471 | 0.7408 | 0.5812 | 0.6902 | 0.7871 | 0.9382 | 1.169 | 1.0406 | 0.9359 | 0.9822 | 0.9602 | 0.8665 | 1.0651 | 0.8357 | 0.8223 | 0.4314 | 0.0024 | -0.359 | -0.6748 | -0.9256 | -1.218 | -1.7056 | -2.1543 | -2.5463 | -2.8899 | -3.1934 | -3.821 | -4.3691 | -4.859 | -5.2967 | -5.6915 | -6.0464 | -6.3427 | -6.6358 | -6.8857 | -7.1184 | -7.3016 | -7.483 | -7.6334 | -7.7675 | -7.8884 | -8.001 | -8.0802 | -8.153 | -8.2107 | -8.2655 | -8.314 | -8.3543 | -8.3863 | -8.4189 | -8.4425 | -8.4593 | -8.4769 | -8.4561
Northwest | Supermarket | Average | April | Other Non-Substitutables | LDCEU/TDEF | Electric Load with Losses, Incl. Cogeneration | MW | 0 | 0 | 0 | 0 | 0 | 0 | 0 | 0 | 0 | 0 | 0 | 0 | -0.1717 | -0.3313 | -0.49 | -0.6267 | -0.685 | -0.7536 | -0.8696 | -0.684 | -0.5658 | -0.4522 | -0.3725 | -0.2996 | -0.2493 | -0.2054 | -0.1685 | -0.1373 | -0.1118 | -0.0911 | -0.0743 | -0.0605 | -0.0494 | -0.0403 | -0.0327 | -0.0267 | -0.0218 | -0.0178 | -0.0144 | -0.0118 | -0.0097 | -0.0079 | -0.0064 | -0.0053 | -0.0043 | -0.0035 | -0.0029 | -0.0024 | -0.0019 | -0.0016 | -0.0012 | -0.0011 | -0.0008 | -0.0007 | -0.0006 | -0.0004 | -0.0003 | -0.0003
Northwest | Supermarket | Average | May | Space Heating | LDCEU/TDEF | Electric Load with Losses, Incl. Cogeneration | MW | -0.0759 | -0.0653 | -0.0663 | -0.0755 | -0.0618 | -0.083 | -0.1271 | -0.1463 | -0.143 | -0.1827 | -0.1526 | -0.1412 | -0.1343 | -0.1287 | -0.1434 | -0.1525 | -0.1414 | -0.1525 | -0.1687 | -0.1394 | -0.1331 | -0.1292 | -0.1268 | -0.1216 | -0.113 | -0.0972 | -0.0764 | -0.0565 | -0.0367 | -0.017 | 0.0017 | 0.0194 | 0.0361 | 0.052 | 0.0668 | 0.0813 | 0.0942 | 0.1068 | 0.1185 | 0.1291 | 0.138 | 0.1466 | 0.1541 | 0.1605 | 0.1665 | 0.1716 | 0.1753 | 0.1789 | 0.1816 | 0.1839 | 0.186 | 0.1876 | 0.1887 | 0.1899 | 0.1905 | 0.1906 | 0.1908 | 0.1903
Northwest | Supermarket | Average | May | Water Heating | LDCEU/TDEF | Electric Load with Losses, Incl. Cogeneration | MW | 0 | 0 | 0 | 0 | 0 | 0 | 0 | 0 | 0 | 0 | 0 | 0 | 0 | 0 | 0 | 0 | 0 | 0 | 0 | 0 | 0 | 0 | -0.1087 | -0.1631 | -0.2093 | -0.2283 | -0.2348 | -0.2346 | -0.2275 | -0.213 | -0.1959 | -0.1769 | -0.1554 | -0.1327 | -0.1089 | -0.0816 | -0.0558 | -0.0298 | -0.002 | 0.0242 | 0.0475 | 0.0724 | 0.0951 | 0.1162 | 0.1384 | 0.1589 | 0.1767 | 0.1956 | 0.2129 | 0.2291 | 0.247 | 0.264 | 0.2798 | 0.2975 | 0.3136 | 0.3285 | 0.3448 | 0.3583
Northwest | Supermarket | Average | May | Other Substitutables | LDCEU/TDEF | Electric Load with Losses, Incl. Cogeneration | MW | 0 | 0 | 0 | 0 | 0 | 0 | 0 | 0 | 0 | 0 | 0 | 0 | -0.0127 | -0.0163 | -0.0262 | -0.0445 | -0.0608 | -0.0539 | -0.0789 | -0.1099 | -0.1568 | -0.1859 | -0.2028 | -0.2672 | -0.2135 | -0.1592 | -0.0991 | -0.0394 | 0.0214 | 0.0851 | 0.1465 | 0.2055 | 0.264 | 0.3213 | 0.3774 | 0.4357 | 0.4884 | 0.5421 | 0.5953 | 0.6458 | 0.6891 | 0.735 | 0.7762 | 0.8142 | 0.8527 | 0.8888 | 0.9188 | 0.9499 | 0.9779 | 1.0046 | 1.0334 | 1.0604 | 1.0855 | 1.1138 | 1.1394 | 1.1626 | 1.1887 | 1.2075
Northwest | Supermarket | Average | May | Refrigeration | LDCEU/TDEF | Electric Load with Losses, Incl. Cogeneration | MW | 0 | 0 | 0 | 0 | 0 | 0 | 0 | 0 | 0 | 0 | 0 | 0 | 0 | 0 | 0 | 0 | 0 | -2.8022 | -5.4653 | -10.3502 | -15.0275 | -18.7114 | -22.4875 | -25.2001 | -31.4448 | -37.3915 | -42.7831 | -47.5918 | -51.8829 | -55.708 | -59.128 | -62.1857 | -64.9906 | -67.5781 | -69.9957 | -72.2037 | -74.0983 | -76.1617 | -77.9164 | -79.6849 | -81.1537 | -82.6809 | -84.0579 | -85.3877 | -86.6274 | -87.8827 | -88.888 | -89.8592 | -90.7512 | -91.6952 | -92.5453 | -93.3665 | -94.1579 | -94.925 | -95.666 | -96.3911 | -97.0973 | -97.4715
Northwest | Supermarket | Average | May | Lighting | LDCEU/TDEF | Electric Load with Losses, Incl. Cogeneration | MW | 0 | -0.8282 | -2.0213 | -2.7141 | -3.1499 | -3.4202 | -4.4188 | -4.9104 | -11.107 | -17.4102 | -21.3765 | -27.1655 | -32.1913 | -35.33 | -37.4029 | -41.9909 | -29.4766 | -20.561 | -16.2895 | -12.3783 | -10.2014 | -8.2386 | -7.1123 | -7.5209 | -6.5878 | -5.8668 | -5.3213 | -4.9163 | -4.5722 | -4.2775 | -4.0231 | -3.8014 | -3.6077 | -3.4371 | -3.2856 | -3.1485 | -3.02 | -2.9086 | -2.801 | -2.7024 | -2.6045 | -2.5133 | -2.424 | -2.3375 | -2.2523 | -2.1692 | -2.0832 | -1.9981 | -1.9128 | -1.8286 | -1.7434 | -1.6579 | -1.572 | -1.4857 | -1.3988 | -1.3113 | -1.2232 | -1.1329
Northwest | Supermarket | Average | May | Air Conditioning | LDCEU/TDEF | Electric Load with Losses, Incl. Cogeneration | MW | -0.035 | 0.3859 | 0.6359 | 0.8918 | 1.1607 | 1.4919 | 1.1535 | 1.369 | 1.6086 | 1.8696 | 2.369 | 2.1438 | 1.9341 | 2.0327 | 1.9511 | 1.7405 | 2.1646 | 1.6658 | 1.6433 | 0.8777 | 0.0281 | -0.7075 | -1.3552 | -1.9064 | -2.4843 | -3.4828 | -4.4043 | -5.2091 | -5.9148 | -6.5379 | -7.8257 | -8.9501 | -9.9504 | -10.8399 | -11.6365 | -12.3515 | -12.9499 | -13.5361 | -14.0364 | -14.4984 | -14.8623 | -15.2206 | -15.5184 | -15.7823 | -16.02 | -16.2377 | -16.388 | -16.5273 | -16.6358 | -16.738 | -16.8274 | -16.9 | -16.956 | -17.0128 | -17.0516 | -17.0763 | -17.1029 | -17.0605
Northwest | Supermarket | Average | May | Other Non-Substitutables | LDCEU/TDEF | Electric Load with Losses, Incl. Cogeneration | MW | 0 | 0 | 0 | 0 | 0 | 0 | 0 | 0 | 0 | 0 | 0 | 0 | -0.1552 | -0.2968 | -0.4393 | -0.5687 | -0.6184 | -0.6872 | -0.7888 | -0.6128 | -0.5088 | -0.409 | -0.3386 | -0.2735 | -0.2278 | -0.1876 | -0.154 | -0.1255 | -0.1022 | -0.0833 | -0.0679 | -0.0553 | -0.045 | -0.0367 | -0.0299 | -0.0244 | -0.02 | -0.0163 | -0.0132 | -0.0108 | -0.0088 | -0.0071 | -0.0058 | -0.0048 | -0.0039 | -0.0032 | -0.0026 | -0.0021 | -0.0017 | -0.0014 | -0.0012 | -0.001 | -0.0008 | -0.0006 | -0.0005 | -0.0005 | -0.0003 | -0.0002
Northwest | Supermarket | Average | June | Space Heating | LDCEU/TDEF | Electric Load with Losses, Incl. Cogeneration | MW | -0.0453 | -0.0375 | -0.0352 | -0.0352 | -0.037 | -0.038 | -0.0624 | -0.0652 | -0.0861 | -0.0781 | -0.0615 | -0.0655 | -0.0798 | -0.0578 | -0.0744 | -0.0896 | -0.0662 | -0.079 | -0.0835 | -0.079 | -0.0646 | -0.0744 | -0.046 | -0.0602 | -0.0569 | -0.0489 | -0.0386 | -0.0287 | -0.0188 | -0.0089 | 0.0005 | 0.0093 | 0.0177 | 0.0256 | 0.0329 | 0.0402 | 0.0467 | 0.0529 | 0.0588 | 0.0641 | 0.0685 | 0.0729 | 0.0766 | 0.0798 | 0.0828 | 0.0854 | 0.0872 | 0.089 | 0.0904 | 0.0915 | 0.0926 | 0.0934 | 0.0939 | 0.0945 | 0.0948 | 0.0948 | 0.095 | 0.0946
Northwest | Supermarket | Average | June | Water Heating | LDCEU/TDEF | Electric Load with Losses, Incl. Cogeneration | MW | 0 | 0 | 0 | 0 | 0 | 0 | 0 | 0 | 0 | 0 | 0 | 0 | 0 | 0 | 0 | 0 | 0 | 0 | 0 | 0 | 0 | 0 | -0.0535 | -0.1128 | -0.14 | -0.153 | -0.1578 | -0.158 | -0.1536 | -0.1444 | -0.1332 | -0.1209 | -0.1071 | -0.0923 | -0.0768 | -0.0591 | -0.0421 | -0.0253 | -0.0072 | 0.01 | 0.0251 | 0.0415 | 0.0563 | 0.0701 | 0.0847 | 0.0981 | 0.1097 | 0.1221 | 0.1334 | 0.144 | 0.1558 | 0.1668 | 0.1772 | 0.1887 | 0.1993 | 0.209 | 0.2197 | 0.2286
Northwest | Supermarket | Average | June | Other Substitutables | LDCEU/TDEF | Electric Load with Losses, Incl. Cogeneration | MW | 0 | 0 | 0 | 0 | 0 | 0 | 0 | 0 | 0 | 0 | 0 | 0 | -0.0127 | -0.0162 | -0.0261 | -0.0444 | -0.0605 | -0.0537 | -0.0786 | -0.1076 | -0.1505 | -0.1788 | -0.1938 | -0.2564 | -0.2046 | -0.1521 | -0.0937 | -0.0358 | 0.0232 | 0.0849 | 0.1447 | 0.2018 | 0.2584 | 0.3138 | 0.3679 | 0.4241 | 0.4749 | 0.5266 | 0.5778 | 0.6264 | 0.668 | 0.7121 | 0.7517 | 0.7881 | 0.8253 | 0.8599 | 0.8886 | 0.9185 | 0.9453 | 0.9708 | 0.9984 | 1.0242 | 1.0483 | 1.0753 | 1.0997 | 1.1218 | 1.1468 | 1.165
Northwest | Supermarket | Average | June | Refrigeration | LDCEU/TDEF | Electric Load with Losses, Incl. Cogeneration | MW | 0 | 0 | 0 | 0 | 0 | 0 | 0 | 0 | 0 | 0 | 0 | 0 | 0 | 0 | 0 | 0 | 0 | -2.7555 | -5.379 | -10.1663 | -14.7225 | -18.3389 | -22.0625 | -24.7665 | -30.8865 | -36.7196 | -42.0153 | -46.7389 | -50.9541 | -54.7121 | -58.0721 | -61.0757 | -63.8228 | -66.35 | -68.7019 | -70.8486 | -72.693 | -74.6914 | -76.3924 | -78.1006 | -79.5204 | -80.9926 | -82.3229 | -83.6058 | -84.8026 | -86.0081 | -86.9696 | -87.9015 | -88.7562 | -89.6594 | -90.4716 | -91.2549 | -92.009 | -92.7385 | -93.443 | -94.1308 | -94.8003 | -95.1641
Northwest | Supermarket | Average | June | Lighting | LDCEU/TDEF | Electric Load with Losses, Incl. Cogeneration | MW | 0 | -0.8188 | -1.9961 | -2.6797 | -3.1094 | -3.3759 | -4.3614 | -4.8466 | -10.9631 | -17.1844 | -21.0989 | -26.8132 | -31.773 | -34.8618 | -36.919 | -41.4536 | -29.0877 | -20.2998 | -16.0774 | -12.2101 | -10.0588 | -8.1204 | -7.0073 | -7.4119 | -6.4883 | -5.7741 | -5.2332 | -4.8311 | -4.4896 | -4.1974 | -3.9454 | -3.726 | -3.5343 | -3.3655 | -3.2155 | -3.08 | -2.9531 | -2.843 | -2.737 | -2.6397 | -2.5433 | -2.4537 | -2.3659 | -2.2811 | -2.1976 | -2.1162 | -2.032 | -1.9489 | -1.8655 | -1.7832 | -1.7002 | -1.6168 | -1.5332 | -1.449 | -1.3645 | -1.2793 | -1.1935 | -1.1058
Northwest | Supermarket | Average | June | Air Conditioning | LDCEU/TDEF | Electric Load with Losses, Incl. Cogeneration | MW | -0.0521 | 0.5652 | 0.9478 | 1.3494 | 1.6586 | 2.2548 | 1.7297 | 2.1618 | 2.3237 | 2.898 | 3.7395 | 3.2941 | 2.8301 | 3.1481 | 2.9665 | 2.595 | 3.3167 | 2.5087 | 2.4538 | 1.3073 | 0.0575 | -1.0232 | -2.294 | -2.9531 | -3.8783 | -5.4344 | -6.8745 | -8.1326 | -9.2358 | -10.2098 | -12.2234 | -13.9815 | -15.5409 | -16.9233 | -18.1559 | -19.2612 | -20.1875 | -21.0927 | -21.8647 | -22.5739 | -23.1324 | -23.6826 | -24.141 | -24.5428 | -24.9044 | -25.2321 | -25.455 | -25.6629 | -25.8224 | -25.9735 | -26.1034 | -26.2071 | -26.285 | -26.3638 | -26.4152 | -26.4443 | -26.4764 | -26.4112
Northwest | Supermarket | Average | June | Other Non-Substitutables | LDCEU/TDEF | Electric Load with Losses, Incl. Cogeneration | MW | 0 | 0 | 0 | 0 | 0 | 0 | 0 | 0 | 0 | 0 | 0 | 0 | -0.1518 | -0.2895 | -0.4288 | -0.5581 | -0.6052 | -0.6757 | -0.774 | -0.5979 | -0.4974 | -0.4009 | -0.3327 | -0.2694 | -0.2244 | -0.1849 | -0.1518 | -0.1237 | -0.1008 | -0.0821 | -0.0669 | -0.0545 | -0.0444 | -0.0362 | -0.0295 | -0.0241 | -0.0196 | -0.016 | -0.0131 | -0.0106 | -0.0087 | -0.0071 | -0.0057 | -0.0047 | -0.0038 | -0.0031 | -0.0025 | -0.0021 | -0.0017 | -0.0014 | -0.0011 | -0.0009 | -0.0008 | -0.0006 | -0.0005 | -0.0004 | -0.0004 | -0.0003
Northwest | Supermarket | Average | July | Space Heating | LDCEU/TDEF | Electric Load with Losses, Incl. Cogeneration | MW | -0.0235 | -0.011 | -0.0114 | -0.0106 | -0.0133 | -0.0115 | -0.0239 | -0.0286 | -0.0312 | -0.0268 | -0.0212 | -0.0214 | -0.0225 | -0.0203 | -0.0214 | -0.0283 | -0.0214 | -0.0269 | -0.0334 | -0.0261 | -0.0206 | -0.0186 | -0.0181 | -0.0267 | -0.0202 | -0.0173 | -0.0136 | -0.0099 | -0.0064 | -0.0029 | 0.0006 | 0.0037 | 0.0067 | 0.0096 | 0.0122 | 0.0148 | 0.0173 | 0.0194 | 0.0216 | 0.0235 | 0.0251 | 0.0266 | 0.028 | 0.0291 | 0.0303 | 0.0311 | 0.0319 | 0.0325 | 0.0329 | 0.0333 | 0.0338 | 0.034 | 0.0343 | 0.0344 | 0.0346 | 0.0345 | 0.0347 | 0.0345
Northwest | Supermarket | Average | July | Water Heating | LDCEU/TDEF | Electric Load with Losses, Incl. Cogeneration | MW | 0 | 0 | 0 | 0 | 0 | 0 | 0 | 0 | 0 | 0 | 0 | 0 | 0 | 0 | 0 | 0 | 0 | 0 | 0 | 0 | 0 | 0 | -0.0404 | -0.0808 | -0.0879 | -0.0959 | -0.0987 | -0.0987 | -0.0957 | -0.0896 | -0.0824 | -0.0745 | -0.0655 | -0.0561 | -0.046 | -0.0347 | -0.024 | -0.0132 | -0.0016 | 0.0093 | 0.019 | 0.0294 | 0.0389 | 0.0476 | 0.0569 | 0.0654 | 0.0728 | 0.0807 | 0.0879 | 0.0947 | 0.1021 | 0.1091 | 0.1157 | 0.123 | 0.1298 | 0.1359 | 0.1428 | 0.1484
Northwest | Supermarket | Average | July | Other Substitutables | LDCEU/TDEF | Electric Load with Losses, Incl. Cogeneration | MW | 0 | 0 | 0 | 0 | 0 | 0 | 0 | 0 | 0 | 0 | 0 | 0 | -0.0114 | -0.0146 | -0.0237 | -0.0409 | -0.0559 | -0.0492 | -0.0729 | -0.1 | -0.1395 | -0.1667 | -0.1809 | -0.2407 | -0.192 | -0.1428 | -0.0882 | -0.034 | 0.0213 | 0.0792 | 0.1351 | 0.1886 | 0.2416 | 0.2936 | 0.3444 | 0.397 | 0.4446 | 0.493 | 0.5411 | 0.5866 | 0.6256 | 0.6669 | 0.7041 | 0.7383 | 0.7731 | 0.8054 | 0.8324 | 0.8605 | 0.8856 | 0.9095 | 0.9353 | 0.9596 | 0.9821 | 1.0075 | 1.0304 | 1.0511 | 1.0745 | 1.0914
Northwest | Supermarket | Average | July | Refrigeration | LDCEU/TDEF | Electric Load with Losses, Incl. Cogeneration | MW | 0 | 0 | 0 | 0 | 0 | 0 | 0 | 0 | 0 | 0 | 0 | 0 | 0 | 0 | 0 | 0 | 0 | -2.5938 | -5.0569 | -9.544 | -13.8077 | -17.1786 | -20.6502 | -23.1412 | -28.869 | -34.3265 | -39.2756 | -43.6896 | -47.6281 | -51.1391 | -54.278 | -57.084 | -59.6504 | -62.0127 | -64.2118 | -66.2191 | -67.9438 | -69.807 | -71.3952 | -72.9905 | -74.3177 | -75.6892 | -76.9293 | -78.13 | -79.2508 | -80.3798 | -81.2819 | -82.1552 | -82.9575 | -83.8014 | -84.563 | -85.2973 | -86.0045 | -86.6889 | -87.3498 | -87.995 | -88.6234 | -88.9626
Northwest | Supermarket | Average | July | Lighting | LDCEU/TDEF | Electric Load with Losses, Incl. Cogeneration | MW | 0 | -0.7726 | -1.8485 | -2.4721 | -2.8597 | -3.0997 | -4.0041 | -4.4478 | -10.0709 | -15.782 | -19.3713 | -24.6245 | -29.1897 | -31.8989 | -33.9784 | -38.2651 | -26.6933 | -18.8238 | -14.8735 | -11.2335 | -9.2439 | -7.4507 | -6.4304 | -6.8355 | -5.9811 | -5.3204 | -4.8196 | -4.447 | -4.1307 | -3.8601 | -3.6269 | -3.4239 | -3.2465 | -3.0904 | -2.9519 | -2.8268 | -2.7097 | -2.6081 | -2.5102 | -2.4205 | -2.3316 | -2.2489 | -2.1681 | -2.0899 | -2.0131 | -1.9382 | -1.8609 | -1.7845 | -1.7078 | -1.6322 | -1.5558 | -1.4792 | -1.4023 | -1.325 | -1.2473 | -1.169 | -1.0902 | -1.0095
Northwest | Supermarket | Average | July | Air Conditioning | LDCEU/TDEF | Electric Load with Losses, Incl. Cogeneration | MW | -0.0747 | 0.898 | 1.5031 | 2.2279 | 2.5259 | 3.573 | 2.6458 | 3.1457 | 3.559 | 4.5088 | 5.6766 | 5.1094 | 4.5671 | 4.7878 | 4.8624 | 4.2448 | 5.1933 | 4.0903 | 3.7185 | 2.0433 | 0.0907 | -1.7012 | -3.2848 | -4.3504 | -6.2013 | -8.6779 | -10.9752 | -12.9828 | -14.7436 | -16.2978 | -19.5141 | -22.3224 | -24.8094 | -27.0102 | -28.968 | -30.7226 | -32.1945 | -33.6362 | -34.8638 | -35.9883 | -36.8736 | -37.7498 | -38.4811 | -39.1148 | -39.6841 | -40.1972 | -40.5425 | -40.8664 | -41.1113 | -41.3473 | -41.5466 | -41.7036 | -41.82 | -41.9371 | -42.0109 | -42.0496 | -42.0923 | -41.9907
Northwest | Supermarket | Average | July | Other Non-Substitutables | LDCEU/TDEF | Electric Load with Losses, Incl. Cogeneration | MW | 0 | 0 | 0 | 0 | 0 | 0 | 0 | 0 | 0 | 0 | 0 | 0 | -0.1431 | -0.2726 | -0.4032 | -0.5249 | -0.5699 | -0.6365 | -0.7266 | -0.5617 | -0.4666 | -0.3756 | -0.3112 | -0.2514 | -0.2093 | -0.1723 | -0.1413 | -0.1151 | -0.0938 | -0.0765 | -0.0623 | -0.0508 | -0.0414 | -0.0337 | -0.0275 | -0.0224 | -0.0183 | -0.0149 | -0.0121 | -0.01 | -0.0081 | -0.0066 | -0.0053 | -0.0044 | -0.0035 | -0.0029 | -0.0024 | -0.0019 | -0.0016 | -0.0013 | -0.001 | -0.0009 | -0.0007 | -0.0006 | -0.0005 | -0.0004 | -0.0003 | -0.0002
Northwest | Supermarket | Average | August | Space Heating | LDCEU/TDEF | Electric Load with Losses, Incl. Cogeneration | MW | -0.0166 | -0.0127 | -0.0153 | -0.0119 | -0.0113 | -0.0126 | -0.0199 | -0.0285 | -0.0264 | -0.0319 | -0.0237 | -0.0217 | -0.0226 | -0.0254 | -0.028 | -0.0282 | -0.0262 | -0.027 | -0.0257 | -0.0212 | -0.0224 | -0.0197 | -0.0198 | -0.0193 | -0.0195 | -0.0166 | -0.013 | -0.0096 | -0.0061 | -0.0027 | 0.0006 | 0.0037 | 0.0066 | 0.0094 | 0.012 | 0.0145 | 0.0169 | 0.019 | 0.021 | 0.0229 | 0.0245 | 0.026 | 0.0273 | 0.0284 | 0.0294 | 0.0303 | 0.0309 | 0.0316 | 0.0321 | 0.0325 | 0.0329 | 0.0331 | 0.0334 | 0.0335 | 0.0337 | 0.0337 | 0.0337 | 0.0336
Northwest | Supermarket | Average | August | Water Heating | LDCEU/TDEF | Electric Load with Losses, Incl. Cogeneration | MW | 0 | 0 | 0 | 0 | 0 | 0 | 0 | 0 | 0 | 0 | 0 | 0 | 0 | 0 | 0 | 0 | 0 | 0 | 0 | 0 | 0 | 0 | -0.0444 | -0.0683 | -0.0864 | -0.0942 | -0.0968 | -0.0966 | -0.0936 | -0.0875 | -0.0803 | -0.0723 | -0.0634 | -0.0538 | -0.044 | -0.0326 | -0.0219 | -0.0111 | 0.0004 | 0.0113 | 0.0209 | 0.0312 | 0.0406 | 0.0493 | 0.0585 | 0.067 | 0.0744 | 0.0822 | 0.0894 | 0.096 | 0.1035 | 0.1105 | 0.117 | 0.1243 | 0.131 | 0.1371 | 0.1438 | 0.1494
Northwest | Supermarket | Average | August | Other Substitutables | LDCEU/TDEF | Electric Load with Losses, Incl. Cogeneration | MW | 0 | 0 | 0 | 0 | 0 | 0 | 0 | 0 | 0 | 0 | 0 | 0 | -0.0115 | -0.0147 | -0.0239 | -0.0411 | -0.0562 | -0.0495 | -0.0732 | -0.1006 | -0.1407 | -0.1679 | -0.1825 | -0.2424 | -0.1934 | -0.1439 | -0.0889 | -0.0344 | 0.0213 | 0.0795 | 0.1358 | 0.1896 | 0.2429 | 0.2952 | 0.3464 | 0.3994 | 0.4473 | 0.496 | 0.5444 | 0.5902 | 0.6296 | 0.6712 | 0.7085 | 0.743 | 0.7781 | 0.8107 | 0.8379 | 0.8662 | 0.8915 | 0.9156 | 0.9415 | 0.966 | 0.9887 | 1.0142 | 1.0373 | 1.0582 | 1.0818 | 1.0989
Northwest | Supermarket | Average | August | Refrigeration | LDCEU/TDEF | Electric Load with Losses, Incl. Cogeneration | MW | 0 | 0 | 0 | 0 | 0 | 0 | 0 | 0 | 0 | 0 | 0 | 0 | 0 | 0 | 0 | 0 | 0 | -2.6053 | -5.0795 | -9.5896 | -13.8787 | -17.268 | -20.757 | -23.2602 | -29.0183 | -34.5044 | -39.4792 | -43.9162 | -47.8752 | -51.4044 | -54.5596 | -57.3802 | -59.9607 | -62.3366 | -64.5493 | -66.5691 | -68.3042 | -70.1802 | -71.7789 | -73.3854 | -74.7217 | -76.1034 | -77.3523 | -78.5614 | -79.6897 | -80.827 | -81.736 | -82.6157 | -83.4241 | -84.2748 | -85.0422 | -85.7824 | -86.4954 | -87.1854 | -87.8517 | -88.5025 | -89.1362 | -89.4777
Northwest | Supermarket | Average | August | Lighting | LDCEU/TDEF | Electric Load with Losses, Incl. Cogeneration | MW | 0 | -0.7921 | -1.8984 | -2.5397 | -2.9387 | -3.1858 | -4.1153 | -4.5715 | -10.3503 | -16.2202 | -19.9096 | -25.3082 | -29.9994 | -32.7956 | -34.9154 | -39.31 | -27.4367 | -19.3303 | -15.2771 | -11.5444 | -9.5009 | -7.6592 | -6.6104 | -7.0236 | -6.1463 | -5.4679 | -4.9538 | -4.5714 | -4.2468 | -3.9691 | -3.7295 | -3.5212 | -3.339 | -3.1787 | -3.0364 | -2.9079 | -2.7877 | -2.6833 | -2.5826 | -2.4905 | -2.3992 | -2.3142 | -2.2311 | -2.1508 | -2.0718 | -1.9948 | -1.9153 | -1.8366 | -1.7577 | -1.68 | -1.6014 | -1.5226 | -1.4434 | -1.3639 | -1.2838 | -1.2033 | -1.1222 | -1.0392
Northwest | Supermarket | Average | August | Air Conditioning | LDCEU/TDEF | Electric Load with Losses, Incl. Cogeneration | MW | -0.0848 | 0.8827 | 1.426 | 2.1643 | 2.7197 | 3.5429 | 2.8513 | 3.2338 | 3.798 | 4.3906 | 5.6149 | 5.2081 | 4.6802 | 4.649 | 4.6005 | 4.312 | 5.0243 | 4.1221 | 4.1925 | 2.2188 | 0.0889 | -1.7104 | -3.242 | -5.0201 | -6.3116 | -8.8323 | -11.1701 | -13.213 | -15.0048 | -16.5864 | -19.8591 | -22.7169 | -25.2483 | -27.489 | -29.483 | -31.2703 | -32.7694 | -34.2383 | -35.4889 | -36.6352 | -37.5376 | -38.4307 | -39.1759 | -39.8224 | -40.4031 | -40.9271 | -41.2801 | -41.6111 | -41.8617 | -42.1032 | -42.3073 | -42.4685 | -42.5884 | -42.7089 | -42.7854 | -42.826 | -42.8709 | -42.7674
Northwest | Supermarket | Average | August | Other Non-Substitutables | LDCEU/TDEF | Electric Load with Losses, Incl. Cogeneration | MW | 0 | 0 | 0 | 0 | 0 | 0 | 0 | 0 | 0 | 0 | 0 | 0 | -0.1438 | -0.274 | -0.4053 | -0.5273 | -0.5727 | -0.6393 | -0.7302 | -0.5647 | -0.4691 | -0.3774 | -0.3128 | -0.2527 | -0.2103 | -0.1732 | -0.142 | -0.1157 | -0.0943 | -0.0768 | -0.0626 | -0.051 | -0.0416 | -0.0339 | -0.0276 | -0.0225 | -0.0184 | -0.015 | -0.0122 | -0.0099 | -0.0082 | -0.0066 | -0.0054 | -0.0044 | -0.0035 | -0.0029 | -0.0024 | -0.0019 | -0.0016 | -0.0013 | -0.0011 | -0.0008 | -0.0007 | -0.0006 | -0.0005 | -0.0004 | -0.0003 | -0.0003
Northwest | Supermarket | Average | September | Space Heating | LDCEU/TDEF | Electric Load with Losses, Incl. Cogeneration | MW | -0.0413 | -0.0307 | -0.0308 | -0.04 | -0.034 | -0.0345 | -0.0572 | -0.0753 | -0.0736 | -0.0837 | -0.0656 | -0.0802 | -0.0812 | -0.0652 | -0.0807 | -0.0772 | -0.0669 | -0.0682 | -0.0613 | -0.0609 | -0.0697 | -0.0585 | -0.0719 | -0.0717 | -0.0553 | -0.0474 | -0.0372 | -0.0273 | -0.0176 | -0.0078 | 0.0014 | 0.0101 | 0.0183 | 0.0261 | 0.0336 | 0.0407 | 0.047 | 0.0532 | 0.0591 | 0.0643 | 0.0686 | 0.0729 | 0.0766 | 0.0798 | 0.0828 | 0.0853 | 0.0871 | 0.0889 | 0.0902 | 0.0913 | 0.0923 | 0.0932 | 0.0937 | 0.0944 | 0.0946 | 0.0947 | 0.0948 | 0.0945
Northwest | Supermarket | Average | September | Water Heating | LDCEU/TDEF | Electric Load with Losses, Incl. Cogeneration | MW | 0 | 0 | 0 | 0 | 0 | 0 | 0 | 0 | 0 | 0 | 0 | 0 | 0 | 0 | 0 | 0 | 0 | 0 | 0 | 0 | 0 | 0 | -0.0988 | -0.1457 | -0.1482 | -0.161 | -0.1649 | -0.164 | -0.158 | -0.1469 | -0.1337 | -0.1194 | -0.1034 | -0.0862 | -0.0685 | -0.0482 | -0.0291 | -0.0099 | 0.0106 | 0.03 | 0.0471 | 0.0654 | 0.0822 | 0.0977 | 0.114 | 0.1291 | 0.1422 | 0.156 | 0.1687 | 0.1805 | 0.1937 | 0.2061 | 0.2177 | 0.2307 | 0.2425 | 0.2533 | 0.2653 | 0.2749
Northwest | Supermarket | Average | September | Other Substitutables | LDCEU/TDEF | Electric Load with Losses, Incl. Cogeneration | MW | 0 | 0 | 0 | 0 | 0 | 0 | 0 | 0 | 0 | 0 | 0 | 0 | -0.0131 | -0.0168 | -0.027 | -0.0464 | -0.0635 | -0.056 | -0.0824 | -0.115 | -0.1641 | -0.1952 | -0.2132 | -0.2819 | -0.2253 | -0.1682 | -0.1048 | -0.0421 | 0.022 | 0.0891 | 0.1539 | 0.2159 | 0.2775 | 0.3378 | 0.3971 | 0.4585 | 0.514 | 0.5706 | 0.6267 | 0.68 | 0.7255 | 0.774 | 0.8173 | 0.8573 | 0.8981 | 0.936 | 0.9677 | 1.0006 | 1.03 | 1.0582 | 1.0885 | 1.117 | 1.1435 | 1.1733 | 1.2003 | 1.2248 | 1.2523 | 1.2721
Northwest | Supermarket | Average | September | Refrigeration | LDCEU/TDEF | Electric Load with Losses, Incl. Cogeneration | MW | 0 | 0 | 0 | 0 | 0 | 0 | 0 | 0 | 0 | 0 | 0 | 0 | 0 | 0 | 0 | 0 | 0 | -2.9597 | -5.7683 | -10.9158 | -15.8446 | -19.7112 | -23.6762 | -26.5039 | -33.0803 | -39.3407 | -45.0123 | -50.0705 | -54.5837 | -58.6065 | -62.2032 | -65.4186 | -68.369 | -71.0918 | -73.637 | -75.9613 | -77.9557 | -80.1242 | -81.9694 | -83.83 | -85.376 | -86.9802 | -88.4265 | -89.8274 | -91.1338 | -92.4571 | -93.5181 | -94.5425 | -95.4845 | -96.4787 | -97.3757 | -98.2426 | -99.0782 | -99.888 | -100.6706 | -101.4364 | -102.1824 | -102.5757
Northwest | Supermarket | Average | September | Lighting | LDCEU/TDEF | Electric Load with Losses, Incl. Cogeneration | MW | 0 | -0.8714 | -2.0996 | -2.8119 | -3.2566 | -3.532 | -4.5628 | -5.0691 | -11.4735 | -17.9817 | -22.0738 | -28.0568 | -33.2555 | -36.3981 | -38.6867 | -43.52 | -30.4279 | -21.3759 | -16.9079 | -12.7998 | -10.5405 | -8.5031 | -7.3378 | -7.7841 | -6.8165 | -6.0689 | -5.5028 | -5.0824 | -4.7253 | -4.4194 | -4.1555 | -3.9256 | -3.7247 | -3.5478 | -3.3909 | -3.2489 | -3.1159 | -3.0005 | -2.889 | -2.7869 | -2.6855 | -2.5912 | -2.4986 | -2.4093 | -2.3211 | -2.2352 | -2.1465 | -2.0586 | -1.9703 | -1.8833 | -1.7953 | -1.7069 | -1.6183 | -1.5291 | -1.4393 | -1.3489 | -1.2579 | -1.1645
Northwest | Supermarket | Average | September | Air Conditioning | LDCEU/TDEF | Electric Load with Losses, Incl. Cogeneration | MW | -0.058 | 0.6455 | 1.0902 | 1.4192 | 1.8475 | 2.5207 | 1.9424 | 2.2446 | 2.6318 | 3.0956 | 3.9722 | 3.3776 | 3.0277 | 3.2857 | 3.1153 | 2.9261 | 3.5749 | 2.8124 | 3.1065 | 1.5027 | 0.0462 | -1.1965 | -2.1243 | -2.9972 | -4.2251 | -5.9164 | -7.4805 | -8.8469 | -10.0452 | -11.1032 | -13.2913 | -15.202 | -16.8995 | -18.4065 | -19.7533 | -20.9618 | -21.9738 | -22.9671 | -23.8135 | -24.5933 | -25.2072 | -25.8141 | -26.3192 | -26.7623 | -27.1611 | -27.5246 | -27.7735 | -28.0051 | -28.1836 | -28.3539 | -28.5008 | -28.619 | -28.7092 | -28.8004 | -28.8614 | -28.8985 | -28.9387 | -28.8679
Northwest | Supermarket | Average | September | Other Non-Substitutables | LDCEU/TDEF | Electric Load with Losses, Incl. Cogeneration | MW | 0 | 0 | 0 | 0 | 0 | 0 | 0 | 0 | 0 | 0 | 0 | 0 | -0.1639 | -0.3137 | -0.4641 | -0.6005 | -0.6534 | -0.7262 | -0.832 | -0.647 | -0.5366 | -0.4309 | -0.3563 | -0.2875 | -0.2392 | -0.197 | -0.1616 | -0.1317 | -0.1073 | -0.0875 | -0.0713 | -0.0581 | -0.0473 | -0.0385 | -0.0314 | -0.0257 | -0.0209 | -0.017 | -0.0139 | -0.0113 | -0.0092 | -0.0076 | -0.0061 | -0.005 | -0.0041 | -0.0033 | -0.0027 | -0.0022 | -0.0019 | -0.0015 | -0.0012 | -0.001 | -0.0008 | -0.0006 | -0.0005 | -0.0004 | -0.0003 | -0.0003
Northwest | Supermarket | Average | October | Space Heating | LDCEU/TDEF | Electric Load with Losses, Incl. Cogeneration | MW | -0.1383 | -0.125 | -0.1233 | -0.1239 | -0.1296 | -0.138 | -0.1987 | -0.2569 | -0.2702 | -0.3068 | -0.2312 | -0.2433 | -0.2386 | -0.2383 | -0.2579 | -0.2728 | -0.2574 | -0.2256 | -0.2387 | -0.2193 | -0.2358 | -0.1995 | -0.1896 | -0.2159 | -0.1831 | -0.1562 | -0.1215 | -0.088 | -0.055 | -0.022 | 0.0092 | 0.0385 | 0.0666 | 0.0931 | 0.118 | 0.1424 | 0.164 | 0.1849 | 0.2045 | 0.2223 | 0.2371 | 0.2517 | 0.2641 | 0.2748 | 0.2849 | 0.2935 | 0.2998 | 0.3058 | 0.3104 | 0.3141 | 0.3177 | 0.3204 | 0.3222 | 0.3242 | 0.3253 | 0.3254 | 0.3258 | 0.3247
Northwest | Supermarket | Average | October | Water Heating | LDCEU/TDEF | Electric Load with Losses, Incl. Cogeneration | MW | 0 | 0 | 0 | 0 | 0 | 0 | 0 | 0 | 0 | 0 | 0 | 0 | 0 | 0 | 0 | 0 | 0 | 0 | 0 | 0 | 0 | 0 | -0.1233 | -0.2347 | -0.2691 | -0.292 | -0.2987 | -0.2965 | -0.2853 | -0.2646 | -0.2403 | -0.214 | -0.1844 | -0.1528 | -0.12 | -0.0826 | -0.0474 | -0.0119 | 0.0259 | 0.0617 | 0.0932 | 0.1271 | 0.1579 | 0.1865 | 0.2165 | 0.2443 | 0.2685 | 0.294 | 0.3173 | 0.3391 | 0.3633 | 0.3862 | 0.4076 | 0.4316 | 0.4534 | 0.4735 | 0.4956 | 0.5133
Northwest | Supermarket | Average | October | Other Substitutables | LDCEU/TDEF | Electric Load with Losses, Incl. Cogeneration | MW | 0 | 0 | 0 | 0 | 0 | 0 | 0 | 0 | 0 | 0 | 0 | 0 | -0.0131 | -0.0167 | -0.0268 | -0.0455 | -0.062 | -0.055 | -0.0806 | -0.1154 | -0.1701 | -0.2013 | -0.2215 | -0.29 | -0.2322 | -0.1742 | -0.11 | -0.0464 | 0.0185 | 0.0864 | 0.152 | 0.2148 | 0.2774 | 0.339 | 0.3996 | 0.4624 | 0.5191 | 0.5771 | 0.6347 | 0.6893 | 0.7362 | 0.786 | 0.8305 | 0.8716 | 0.9133 | 0.9524 | 0.9851 | 1.019 | 1.0494 | 1.0784 | 1.1098 | 1.1392 | 1.1667 | 1.1976 | 1.2255 | 1.251 | 1.2796 | 1.2997
Northwest | Supermarket | Average | October | Refrigeration | LDCEU/TDEF | Electric Load with Losses, Incl. Cogeneration | MW | 0 | 0 | 0 | 0 | 0 | 0 | 0 | 0 | 0 | 0 | 0 | 0 | 0 | 0 | 0 | 0 | 0 | -2.9241 | -5.6946 | -10.8211 | -15.7795 | -19.6356 | -23.5587 | -26.3273 | -32.8815 | -39.1134 | -44.7519 | -49.7803 | -54.2668 | -58.2652 | -61.8405 | -65.0373 | -67.9847 | -70.7157 | -73.284 | -75.632 | -77.6423 | -79.8502 | -81.7251 | -83.6253 | -85.2021 | -86.8482 | -88.3274 | -89.759 | -91.0924 | -92.4537 | -93.5503 | -94.605 | -95.5753 | -96.605 | -97.5339 | -98.4341 | -99.3029 | -100.1467 | -100.9633 | -101.7643 | -102.5455 | -102.9434
Northwest | Supermarket | Average | October | Lighting | LDCEU/TDEF | Electric Load with Losses, Incl. Cogeneration | MW | 0 | -0.8399 | -2.0555 | -2.7614 | -3.2062 | -3.4822 | -4.4989 | -4.9996 | -11.3072 | -17.7246 | -21.7635 | -27.6563 | -32.7738 | -35.9909 | -38.0736 | -42.7286 | -30.0219 | -20.9152 | -16.5809 | -12.6148 | -10.4037 | -8.4077 | -7.2634 | -7.6754 | -6.7305 | -6.0014 | -5.4506 | -5.0427 | -4.6958 | -4.3982 | -4.1409 | -3.9163 | -3.7201 | -3.5472 | -3.3937 | -3.2548 | -3.1239 | -3.0109 | -2.901 | -2.8006 | -2.7004 | -2.607 | -2.5153 | -2.4263 | -2.3384 | -2.2528 | -2.164 | -2.076 | -1.9874 | -1.9001 | -1.8117 | -1.7229 | -1.6335 | -1.5437 | -1.4531 | -1.3619 | -1.27 | -1.1756
Northwest | Supermarket | Average | October | Air Conditioning | LDCEU/TDEF | Electric Load with Losses, Incl. Cogeneration | MW | -0.0228 | 0.2832 | 0.4636 | 0.6703 | 0.8245 | 1.1175 | 0.8733 | 1.0365 | 1.1833 | 1.4114 | 1.765 | 1.5702 | 1.4121 | 1.4833 | 1.4489 | 1.3047 | 1.6091 | 1.2572 | 1.2376 | 0.6516 | 0.008 | -0.5356 | -1.0156 | -1.3897 | -1.8292 | -2.5626 | -3.2377 | -3.8274 | -4.3445 | -4.8011 | -5.7451 | -6.5695 | -7.3057 | -7.9629 | -8.5546 | -9.0865 | -9.5307 | -9.969 | -10.343 | -10.6905 | -10.9642 | -11.2347 | -11.4591 | -11.6592 | -11.8395 | -12.0069 | -12.1241 | -12.2321 | -12.3174 | -12.3981 | -12.4696 | -12.5288 | -12.5755 | -12.623 | -12.657 | -12.6807 | -12.7059 | -12.6745
Northwest | Supermarket | Average | October | Other Non-Substitutables | LDCEU/TDEF | Electric Load with Losses, Incl. Cogeneration | MW | 0 | 0 | 0 | 0 | 0 | 0 | 0 | 0 | 0 | 0 | 0 | 0 | -0.163 | -0.3139 | -0.4643 | -0.5957 | -0.6505 | -0.7172 | -0.8261 | -0.6479 | -0.5362 | -0.4291 | -0.3538 | -0.2847 | -0.2369 | -0.1952 | -0.1601 | -0.1305 | -0.1063 | -0.0867 | -0.0706 | -0.0575 | -0.0469 | -0.0382 | -0.0311 | -0.0254 | -0.0207 | -0.0169 | -0.0137 | -0.0113 | -0.0092 | -0.0075 | -0.0061 | -0.0049 | -0.0041 | -0.0033 | -0.0027 | -0.0022 | -0.0018 | -0.0015 | -0.0012 | -0.001 | -0.0008 | -0.0007 | -0.0005 | -0.0005 | -0.0004 | -0.0002
Northwest | Supermarket | Average | November | Space Heating | LDCEU/TDEF | Electric Load with Losses, Incl. Cogeneration | MW | -0.2984 | -0.2433 | -0.2142 | -0.2302 | -0.2305 | -0.2516 | -0.3631 | -0.5071 | -0.4934 | -0.5544 | -0.4957 | -0.4813 | -0.4792 | -0.4307 | -0.4647 | -0.4758 | -0.4622 | -0.4248 | -0.4567 | -0.4014 | -0.4184 | -0.4188 | -0.4193 | -0.3663 | -0.3417 | -0.2909 | -0.2254 | -0.1621 | -0.1 | -0.0381 | 0.0208 | 0.0759 | 0.1287 | 0.1786 | 0.2255 | 0.2715 | 0.3122 | 0.3516 | 0.3885 | 0.422 | 0.4499 | 0.4774 | 0.5007 | 0.5209 | 0.54 | 0.5562 | 0.5681 | 0.5794 | 0.5881 | 0.5949 | 0.6018 | 0.6069 | 0.6103 | 0.6141 | 0.6161 | 0.6164 | 0.6172 | 0.6151
Northwest | Supermarket | Average | November | Water Heating | LDCEU/TDEF | Electric Load with Losses, Incl. Cogeneration | MW | 0 | 0 | 0 | 0 | 0 | 0 | 0 | 0 | 0 | 0 | 0 | 0 | 0 | 0 | 0 | 0 | 0 | 0 | 0 | 0 | 0 | 0 | -0.2637 | -0.3011 | -0.4163 | -0.4509 | -0.4602 | -0.4558 | -0.4375 | -0.4042 | -0.3657 | -0.3239 | -0.2771 | -0.2272 | -0.175 | -0.116 | -0.0605 | -0.0043 | 0.0555 | 0.112 | 0.1616 | 0.2152 | 0.2637 | 0.3088 | 0.3559 | 0.3999 | 0.438 | 0.4781 | 0.5148 | 0.5494 | 0.5874 | 0.6235 | 0.6573 | 0.695 | 0.7294 | 0.7611 | 0.796 | 0.8236
Northwest | Supermarket | Average | November | Other Substitutables | LDCEU/TDEF | Electric Load with Losses, Incl. Cogeneration | MW | 0 | 0 | 0 | 0 | 0 | 0 | 0 | 0 | 0 | 0 | 0 | 0 | -0.0139 | -0.0178 | -0.0285 | -0.0486 | -0.0661 | -0.0587 | -0.086 | -0.1247 | -0.1864 | -0.2202 | -0.2434 | -0.3177 | -0.2548 | -0.1916 | -0.1217 | -0.0525 | 0.0182 | 0.0921 | 0.1635 | 0.2318 | 0.3 | 0.3673 | 0.4335 | 0.5022 | 0.5641 | 0.6276 | 0.6906 | 0.7505 | 0.8016 | 0.8563 | 0.9049 | 0.9499 | 0.9956 | 1.0386 | 1.0744 | 1.1116 | 1.1448 | 1.1768 | 1.2112 | 1.2436 | 1.2738 | 1.3077 | 1.3383 | 1.3664 | 1.3978 | 1.4197
Northwest | Supermarket | Average | November | Refrigeration | LDCEU/TDEF | Electric Load with Losses, Incl. Cogeneration | MW | 0 | 0 | 0 | 0 | 0 | 0 | 0 | 0 | 0 | 0 | 0 | 0 | 0 | 0 | 0 | 0 | 0 | -3.1549 | -6.1394 | -11.6811 | -17.062 | -21.2241 | -25.4448 | -28.3964 | -35.4805 | -42.2117 | -48.2959 | -53.7217 | -58.5623 | -62.8761 | -66.7333 | -70.1823 | -73.369 | -76.3273 | -79.1168 | -81.6683 | -83.8508 | -86.2554 | -88.2966 | -90.37 | -92.0899 | -93.888 | -95.5016 | -97.0652 | -98.5211 | -100.0122 | -101.2165 | -102.3725 | -103.4369 | -104.5672 | -105.588 | -106.5783 | -107.5348 | -108.4644 | -109.3646 | -110.2487 | -111.1111 | -111.5433
Northwest | Supermarket | Average | November | Lighting | LDCEU/TDEF | Electric Load with Losses, Incl. Cogeneration | MW | 0 | -0.8661 | -2.118 | -2.8451 | -3.303 | -3.587 | -4.6344 | -5.1501 | -11.6481 | -18.2587 | -22.419 | -28.4896 | -33.763 | -37.0723 | -39.2269 | -44.0287 | -30.9299 | -21.5583 | -17.0915 | -13.003 | -10.7261 | -8.6696 | -7.4927 | -7.9195 | -6.9475 | -6.1978 | -5.632 | -5.2134 | -4.8572 | -4.5514 | -4.2869 | -4.0559 | -3.854 | -3.6761 | -3.5184 | -3.3752 | -3.2404 | -3.1239 | -3.0107 | -2.9071 | -2.8035 | -2.7071 | -2.6122 | -2.5202 | -2.4291 | -2.3404 | -2.2483 | -2.1569 | -2.0651 | -1.9743 | -1.8825 | -1.7902 | -1.6973 | -1.6038 | -1.5096 | -1.4146 | -1.3189 | -1.2206
Northwest | Supermarket | Average | November | Air Conditioning | LDCEU/TDEF | Electric Load with Losses, Incl. Cogeneration | MW | -0.0118 | 0.1511 | 0.2469 | 0.3575 | 0.4393 | 0.5952 | 0.4671 | 0.5552 | 0.6333 | 0.7541 | 0.9389 | 0.8349 | 0.752 | 0.7888 | 0.7711 | 0.6964 | 0.8562 | 0.6715 | 0.6603 | 0.3463 | 0.0014 | -0.2885 | -0.5414 | -0.7416 | -0.975 | -1.3654 | -1.7245 | -2.0382 | -2.3133 | -2.5561 | -3.0584 | -3.4971 | -3.8894 | -4.24 | -4.5564 | -4.8409 | -5.0784 | -5.3134 | -5.514 | -5.7007 | -5.8477 | -5.9934 | -6.114 | -6.2218 | -6.319 | -6.4096 | -6.4734 | -6.5321 | -6.5787 | -6.6228 | -6.6619 | -6.6946 | -6.7207 | -6.747 | -6.7663 | -6.7801 | -6.7946 | -6.7779
Northwest | Supermarket | Average | November | Other Non-Substitutables | LDCEU/TDEF | Electric Load with Losses, Incl. Cogeneration | MW | 0 | 0 | 0 | 0 | 0 | 0 | 0 | 0 | 0 | 0 | 0 | 0 | -0.1764 | -0.3406 | -0.5035 | -0.6436 | -0.7041 | -0.7739 | -0.8925 | -0.7027 | -0.5807 | -0.4638 | -0.3817 | -0.3066 | -0.2551 | -0.2101 | -0.1723 | -0.1404 | -0.1144 | -0.0932 | -0.076 | -0.0619 | -0.0504 | -0.0412 | -0.0335 | -0.0274 | -0.0223 | -0.0181 | -0.0148 | -0.0121 | -0.0099 | -0.0081 | -0.0065 | -0.0054 | -0.0044 | -0.0036 | -0.0029 | -0.0023 | -0.002 | -0.0015 | -0.0013 | -0.0011 | -0.0009 | -0.0007 | -0.0006 | -0.0005 | -0.0003 | -0.0003
Northwest | Supermarket | Average | December | Space Heating | LDCEU/TDEF | Electric Load with Losses, Incl. Cogeneration | MW | -0.5217 | -0.4207 | -0.4187 | -0.4326 | -0.4518 | -0.4864 | -0.7086 | -0.9145 | -0.9444 | -1.034 | -0.8648 | -0.8595 | -0.8632 | -0.8018 | -0.8452 | -0.9363 | -0.8682 | -0.7563 | -0.8501 | -0.7514 | -0.7868 | -0.7369 | -0.7254 | -0.7363 | -0.6193 | -0.5246 | -0.4027 | -0.2853 | -0.1699 | -0.0551 | 0.0539 | 0.1561 | 0.2539 | 0.3464 | 0.4338 | 0.5192 | 0.5949 | 0.6678 | 0.7364 | 0.7988 | 0.8505 | 0.9012 | 0.9444 | 0.982 | 1.0175 | 1.0477 | 1.0698 | 1.0909 | 1.1071 | 1.1199 | 1.1327 | 1.1422 | 1.1484 | 1.1557 | 1.1593 | 1.16 | 1.1614 | 1.1572
Northwest | Supermarket | Average | December | Water Heating | LDCEU/TDEF | Electric Load with Losses, Incl. Cogeneration | MW | 0 | 0 | 0 | 0 | 0 | 0 | 0 | 0 | 0 | 0 | 0 | 0 | 0 | 0 | 0 | 0 | 0 | 0 | 0 | 0 | 0 | 0 | -0.2819 | -0.4898 | -0.5027 | -0.5442 | -0.5551 | -0.5495 | -0.527 | -0.4866 | -0.4398 | -0.389 | -0.332 | -0.2715 | -0.2082 | -0.1364 | -0.069 | -0.0008 | 0.0717 | 0.1404 | 0.2007 | 0.2656 | 0.3245 | 0.3792 | 0.4365 | 0.4898 | 0.5361 | 0.5848 | 0.6293 | 0.6711 | 0.7173 | 0.761 | 0.802 | 0.8476 | 0.8894 | 0.9279 | 0.9702 | 1.0035
Northwest | Supermarket | Average | December | Other Substitutables | LDCEU/TDEF | Electric Load with Losses, Incl. Cogeneration | MW | 0 | 0 | 0 | 0 | 0 | 0 | 0 | 0 | 0 | 0 | 0 | 0 | -0.0143 | -0.0184 | -0.0294 | -0.05 | -0.0681 | -0.0605 | -0.0887 | -0.1286 | -0.192 | -0.2272 | -0.2509 | -0.3272 | -0.2623 | -0.1971 | -0.125 | -0.0536 | 0.0191 | 0.0953 | 0.1689 | 0.2394 | 0.3097 | 0.3789 | 0.4472 | 0.518 | 0.5818 | 0.6473 | 0.7122 | 0.7739 | 0.8267 | 0.883 | 0.9332 | 0.9796 | 1.0267 | 1.071 | 1.1079 | 1.1462 | 1.1805 | 1.2133 | 1.2488 | 1.2822 | 1.3132 | 1.3481 | 1.3797 | 1.4086 | 1.441 | 1.4635
Northwest | Supermarket | Average | December | Refrigeration | LDCEU/TDEF | Electric Load with Losses, Incl. Cogeneration | MW | 0 | 0 | 0 | 0 | 0 | 0 | 0 | 0 | 0 | 0 | 0 | 0 | 0 | 0 | 0 | 0 | 0 | -3.253 | -6.3288 | -12.0381 | -17.5722 | -21.863 | -26.2111 | -29.2462 | -36.5401 | -43.4714 | -49.7372 | -55.325 | -60.3104 | -64.7531 | -68.7257 | -72.2779 | -75.5588 | -78.6047 | -81.4763 | -84.1036 | -86.3506 | -88.8258 | -90.9282 | -93.0628 | -94.8339 | -96.685 | -98.3474 | -99.9576 | -101.4567 | -102.9917 | -104.2313 | -105.4211 | -106.516 | -107.6787 | -108.7289 | -109.7474 | -110.7312 | -111.6874 | -112.6133 | -113.5224 | -114.4093 | -114.8543
Northwest | Supermarket | Average | December | Lighting | LDCEU/TDEF | Electric Load with Losses, Incl. Cogeneration | MW | 0 | -0.8405 | -2.0572 | -2.7638 | -3.2091 | -3.4853 | -4.503 | -5.0042 | -11.3174 | -17.7406 | -21.7832 | -27.6813 | -32.8049 | -36.0268 | -38.1108 | -42.7707 | -30.0543 | -20.9385 | -16.6021 | -12.6343 | -10.4226 | -8.4256 | -7.2892 | -7.7056 | -6.7598 | -6.0304 | -5.4797 | -5.0725 | -4.7258 | -4.4282 | -4.1708 | -3.9461 | -3.7497 | -3.5766 | -3.4231 | -3.2839 | -3.1527 | -3.0394 | -2.9294 | -2.8286 | -2.7278 | -2.6342 | -2.5418 | -2.4522 | -2.3638 | -2.2775 | -2.188 | -2.0992 | -2.0097 | -1.9215 | -1.8322 | -1.7424 | -1.6521 | -1.5612 | -1.4695 | -1.3772 | -1.2841 | -1.1884
Northwest | Supermarket | Average | December | Air Conditioning | LDCEU/TDEF | Electric Load with Losses, Incl. Cogeneration | MW | -0.0077 | 0.0987 | 0.1611 | 0.2333 | 0.2867 | 0.3885 | 0.3046 | 0.3625 | 0.4137 | 0.4922 | 0.6134 | 0.5449 | 0.4915 | 0.5152 | 0.5037 | 0.4555 | 0.5597 | 0.439 | 0.4316 | 0.2263 | 0.0012 | -0.1881 | -0.3532 | -0.4839 | -0.6362 | -0.891 | -1.1254 | -1.3301 | -1.5096 | -1.6681 | -1.996 | -2.2823 | -2.5383 | -2.7672 | -2.9735 | -3.1592 | -3.3141 | -3.4675 | -3.5984 | -3.7202 | -3.8161 | -3.9111 | -3.9899 | -4.0602 | -4.1237 | -4.1827 | -4.2244 | -4.2626 | -4.2929 | -4.3217 | -4.3473 | -4.3685 | -4.3854 | -4.4026 | -4.4152 | -4.4241 | -4.4335 | -4.4226
Northwest | Supermarket | Average | December | Other Non-Substitutables | LDCEU/TDEF | Electric Load with Losses, Incl. Cogeneration | MW | 0 | 0 | 0 | 0 | 0 | 0 | 0 | 0 | 0 | 0 | 0 | 0 | -0.1818 | -0.3508 | -0.5186 | -0.6635 | -0.7261 | -0.7981 | -0.9197 | -0.7237 | -0.598 | -0.4777 | -0.3932 | -0.3158 | -0.2627 | -0.2165 | -0.1775 | -0.1446 | -0.1179 | -0.096 | -0.0783 | -0.0638 | -0.052 | -0.0424 | -0.0346 | -0.0281 | -0.023 | -0.0187 | -0.0152 | -0.0125 | -0.0102 | -0.0083 | -0.0068 | -0.0055 | -0.0045 | -0.0037 | -0.0029 | -0.0024 | -0.002 | -0.0016 | -0.0013 | -0.0011 | -0.0009 | -0.0007 | -0.0006 | -0.0005 | -0.0004 | -0.0003
Northwest | Supermarket | Minimum | January | Space Heating | LDCEU/TDEF | Electric Load with Losses, Incl. Cogeneration | MW | -0.7308 | -0.5621 | -0.5647 | -0.5857 | -0.6127 | -0.6419 | -0.9675 | -1.2517 | -1.2942 | -1.4424 | -1.1435 | -1.2122 | -1.1627 | -1.0542 | -1.1762 | -1.2653 | -1.1485 | -0.9992 | -1.1184 | -1.021 | -1.0562 | -0.9995 | -0.938 | -0.9446 | -0.826 | -0.6991 | -0.5362 | -0.3793 | -0.2254 | -0.0721 | 0.073 | 0.2093 | 0.3396 | 0.4631 | 0.5795 | 0.6935 | 0.7944 | 0.8919 | 0.9834 | 1.0668 | 1.1358 | 1.2038 | 1.2615 | 1.3116 | 1.3587 | 1.399 | 1.4285 | 1.4565 | 1.4781 | 1.4952 | 1.5122 | 1.5249 | 1.5333 | 1.543 | 1.548 | 1.5487 | 1.5508 | 1.545
Northwest | Supermarket | Minimum | January | Water Heating | LDCEU/TDEF | Electric Load with Losses, Incl. Cogeneration | MW | 0 | 0 | 0 | 0 | 0 | 0 | 0 | 0 | 0 | 0 | 0 | 0 | 0 | 0 | 0 | 0 | 0 | 0 | 0 | 0 | 0 | 0 | -0.0846 | -0.1374 | -0.1618 | -0.1746 | -0.1776 | -0.1751 | -0.1672 | -0.1536 | -0.1378 | -0.1208 | -0.1019 | -0.0817 | -0.0605 | -0.0365 | -0.0142 | 0.0085 | 0.0325 | 0.0554 | 0.0754 | 0.097 | 0.1165 | 0.1346 | 0.1535 | 0.1712 | 0.1866 | 0.2027 | 0.2175 | 0.2313 | 0.2467 | 0.2612 | 0.2748 | 0.2899 | 0.3038 | 0.3165 | 0.3306 | 0.3415
Northwest | Supermarket | Minimum | January | Other Substitutables | LDCEU/TDEF | Electric Load with Losses, Incl. Cogeneration | MW | 0 | 0 | 0 | 0 | 0 | 0 | 0 | 0 | 0 | 0 | 0 | 0 | -0.0035 | -0.0044 | -0.007 | -0.0118 | -0.0161 | -0.0143 | -0.0208 | -0.0309 | -0.0478 | -0.0561 | -0.0625 | -0.081 | -0.0652 | -0.0492 | -0.0317 | -0.0143 | 0.0035 | 0.022 | 0.0399 | 0.0571 | 0.0743 | 0.0913 | 0.1081 | 0.1255 | 0.1411 | 0.1574 | 0.1733 | 0.1885 | 0.2016 | 0.2155 | 0.2279 | 0.2393 | 0.2509 | 0.2619 | 0.2711 | 0.2806 | 0.2891 | 0.2972 | 0.306 | 0.3143 | 0.322 | 0.3307 | 0.3386 | 0.3459 | 0.354 | 0.3595
Northwest | Supermarket | Minimum | January | Refrigeration | LDCEU/TDEF | Electric Load with Losses, Incl. Cogeneration | MW | 0 | 0 | 0 | 0 | 0 | 0 | 0 | 0 | 0 | 0 | 0 | 0 | 0 | 0 | 0 | 0 | 0 | -3.355 | -6.5263 | -12.4713 | -18.3154 | -22.7782 | -27.2751 | -30.3928 | -38.0048 | -45.2276 | -51.7456 | -57.5578 | -62.7428 | -67.3627 | -71.494 | -75.1888 | -78.6197 | -81.8169 | -84.85 | -87.626 | -89.9962 | -92.6319 | -94.8627 | -97.1414 | -99.0282 | -101.0123 | -102.7852 | -104.5042 | -106.1028 | -107.7527 | -109.0913 | -110.3717 | -111.5525 | -112.8118 | -113.949 | -115.0554 | -116.1249 | -117.1665 | -118.1763 | -119.1703 | -120.1408 | -120.6119
Northwest | Supermarket | Minimum | January | Lighting | LDCEU/TDEF | Electric Load with Losses, Incl. Cogeneration | MW | 0 | -0.4821 | -1.1936 | -1.6072 | -1.8696 | -2.0325 | -2.6262 | -2.9191 | -6.5982 | -10.3445 | -12.704 | -16.1411 | -19.126 | -21.0549 | -22.1975 | -24.8688 | -17.5372 | -12.1447 | -9.6459 | -7.3673 | -6.0852 | -4.9252 | -4.2535 | -4.4795 | -3.9352 | -3.5159 | -3.2002 | -2.9674 | -2.769 | -2.5983 | -2.4504 | -2.321 | -2.2079 | -2.1081 | -2.0197 | -1.9393 | -1.8632 | -1.7978 | -1.7337 | -1.6752 | -1.6164 | -1.5617 | -1.5075 | -1.4549 | -1.4028 | -1.352 | -1.2991 | -1.2466 | -1.1937 | -1.1414 | -1.0884 | -1.0351 | -0.9815 | -0.9274 | -0.8728 | -0.8178 | -0.7623 | -0.7052
Northwest | Supermarket | Minimum | January | Air Conditioning | LDCEU/TDEF | Electric Load with Losses, Incl. Cogeneration | MW | -0.0023 | 0.0324 | 0.0529 | 0.0769 | 0.0942 | 0.1274 | 0.1012 | 0.1205 | 0.137 | 0.1628 | 0.2003 | 0.1784 | 0.1607 | 0.1682 | 0.1648 | 0.1498 | 0.1823 | 0.1449 | 0.1422 | 0.0737 | -0.0013 | -0.0639 | -0.1183 | -0.161 | -0.2113 | -0.2956 | -0.373 | -0.4405 | -0.4998 | -0.5522 | -0.6604 | -0.7551 | -0.84 | -0.9161 | -0.9851 | -1.0472 | -1.099 | -1.1507 | -1.1946 | -1.2358 | -1.2683 | -1.3005 | -1.3272 | -1.3511 | -1.3727 | -1.393 | -1.4074 | -1.4206 | -1.4312 | -1.4414 | -1.4504 | -1.4581 | -1.4642 | -1.4705 | -1.4752 | -1.4787 | -1.4824 | -1.4788
Northwest | Supermarket | Minimum | January | Other Non-Substitutables | LDCEU/TDEF | Electric Load with Losses, Incl. Cogeneration | MW | 0 | 0 | 0 | 0 | 0 | 0 | 0 | 0 | 0 | 0 | 0 | 0 | -0.0913 | -0.1776 | -0.2626 | -0.3323 | -0.3647 | -0.3979 | -0.4615 | -0.3667 | -0.3025 | -0.2406 | -0.1974 | -0.1582 | -0.1315 | -0.1084 | -0.089 | -0.0725 | -0.059 | -0.0481 | -0.0392 | -0.032 | -0.026 | -0.0212 | -0.0173 | -0.0141 | -0.0115 | -0.0094 | -0.0077 | -0.0062 | -0.0051 | -0.0041 | -0.0034 | -0.0028 | -0.0023 | -0.0019 | -0.0015 | -0.0013 | -0.001 | -0.0008 | -0.0007 | -0.0006 | -0.0005 | -0.0004 | -0.0003 | -0.0002 | -0.0002 | -0.0002
Northwest | Supermarket | Minimum | February | Space Heating | LDCEU/TDEF | Electric Load with Losses, Incl. Cogeneration | MW | -0.4372 | -0.3551 | -0.3327 | -0.3547 | -0.3667 | -0.3853 | -0.5877 | -0.7357 | -0.7884 | -0.8607 | -0.7218 | -0.7123 | -0.7083 | -0.6711 | -0.6806 | -0.7345 | -0.6988 | -0.6077 | -0.6962 | -0.6199 | -0.6279 | -0.6343 | -0.5558 | -0.5463 | -0.5016 | -0.4251 | -0.327 | -0.2322 | -0.1394 | -0.0469 | 0.0407 | 0.123 | 0.2016 | 0.2761 | 0.3464 | 0.4151 | 0.4761 | 0.5349 | 0.5901 | 0.6405 | 0.682 | 0.7231 | 0.7579 | 0.7882 | 0.8167 | 0.8409 | 0.8587 | 0.8756 | 0.8885 | 0.8989 | 0.9091 | 0.9168 | 0.9219 | 0.9277 | 0.9306 | 0.9312 | 0.9324 | 0.929
Northwest | Supermarket | Minimum | February | Water Heating | LDCEU/TDEF | Electric Load with Losses, Incl. Cogeneration | MW | 0 | 0 | 0 | 0 | 0 | 0 | 0 | 0 | 0 | 0 | 0 | 0 | 0 | 0 | 0 | 0 | 0 | 0 | 0 | 0 | 0 | 0 | -0.0701 | -0.1104 | -0.146 | -0.1577 | -0.1604 | -0.1583 | -0.1512 | -0.1389 | -0.1248 | -0.1095 | -0.0924 | -0.0743 | -0.0553 | -0.0337 | -0.0137 | 0.0068 | 0.0284 | 0.049 | 0.0669 | 0.0864 | 0.1039 | 0.1202 | 0.1372 | 0.1531 | 0.1669 | 0.1815 | 0.1946 | 0.2072 | 0.2209 | 0.234 | 0.2462 | 0.2598 | 0.2723 | 0.2838 | 0.2964 | 0.3062
Northwest | Supermarket | Minimum | February | Other Substitutables | LDCEU/TDEF | Electric Load with Losses, Incl. Cogeneration | MW | 0 | 0 | 0 | 0 | 0 | 0 | 0 | 0 | 0 | 0 | 0 | 0 | -0.0033 | -0.0042 | -0.0066 | -0.0112 | -0.0154 | -0.0137 | -0.0198 | -0.0296 | -0.0458 | -0.0538 | -0.0599 | -0.0777 | -0.0626 | -0.0472 | -0.0304 | -0.0137 | 0.0032 | 0.0211 | 0.0381 | 0.0547 | 0.0711 | 0.0874 | 0.1035 | 0.1202 | 0.1352 | 0.1507 | 0.166 | 0.1807 | 0.1931 | 0.2065 | 0.2183 | 0.2293 | 0.2405 | 0.251 | 0.2598 | 0.2689 | 0.277 | 0.2848 | 0.2934 | 0.3013 | 0.3087 | 0.317 | 0.3247 | 0.3316 | 0.3393 | 0.3446
Northwest | Supermarket | Minimum | February | Refrigeration | LDCEU/TDEF | Electric Load with Losses, Incl. Cogeneration | MW | 0 | 0 | 0 | 0 | 0 | 0 | 0 | 0 | 0 | 0 | 0 | 0 | 0 | 0 | 0 | 0 | 0 | -2.933 | -5.704 | -10.9005 | -16.0111 | -19.909 | -23.8349 | -26.5495 | -33.2023 | -39.5139 | -45.2082 | -50.2858 | -54.8154 | -58.8513 | -62.4602 | -65.6878 | -68.686 | -71.4808 | -74.1334 | -76.5612 | -78.6337 | -80.939 | -82.8904 | -84.8842 | -86.5352 | -88.2711 | -89.8221 | -91.3267 | -92.7259 | -94.1708 | -95.3436 | -96.465 | -97.4995 | -98.6023 | -99.5988 | -100.5683 | -101.5057 | -102.4186 | -103.3039 | -104.1754 | -105.0263 | -105.4382
Northwest | Supermarket | Minimum | February | Lighting | LDCEU/TDEF | Electric Load with Losses, Incl. Cogeneration | MW | 0 | -0.4568 | -1.1285 | -1.5188 | -1.766 | -1.9195 | -2.4803 | -2.7568 | -6.2319 | -9.7699 | -11.998 | -15.2445 | -18.0644 | -19.8772 | -20.9699 | -23.5017 | -16.562 | -11.4834 | -9.1184 | -6.9602 | -5.7482 | -4.6518 | -4.0176 | -4.2334 | -3.7191 | -3.323 | -3.0246 | -2.8046 | -2.6172 | -2.4559 | -2.3162 | -2.1938 | -2.087 | -1.9927 | -1.9092 | -1.8332 | -1.7613 | -1.6995 | -1.639 | -1.5837 | -1.528 | -1.4763 | -1.4251 | -1.3754 | -1.3262 | -1.2781 | -1.2282 | -1.1784 | -1.1284 | -1.079 | -1.0288 | -0.9784 | -0.9277 | -0.8765 | -0.825 | -0.7729 | -0.7204 | -0.6663
Northwest | Supermarket | Minimum | February | Air Conditioning | LDCEU/TDEF | Electric Load with Losses, Incl. Cogeneration | MW | -0.0025 | 0.0342 | 0.056 | 0.0812 | 0.0996 | 0.1347 | 0.107 | 0.1275 | 0.1448 | 0.1721 | 0.2116 | 0.1885 | 0.1699 | 0.1777 | 0.1742 | 0.1583 | 0.1927 | 0.1532 | 0.1504 | 0.0779 | -0.0015 | -0.0676 | -0.125 | -0.1701 | -0.2232 | -0.3122 | -0.3939 | -0.4652 | -0.5279 | -0.5831 | -0.6975 | -0.7974 | -0.8871 | -0.9675 | -1.0405 | -1.1061 | -1.1608 | -1.2154 | -1.2618 | -1.3054 | -1.3397 | -1.3738 | -1.4021 | -1.4274 | -1.4502 | -1.4717 | -1.4869 | -1.501 | -1.5122 | -1.5229 | -1.5325 | -1.5406 | -1.5472 | -1.5539 | -1.5589 | -1.5626 | -1.5665 | -1.5627
Northwest | Supermarket | Minimum | February | Other Non-Substitutables | LDCEU/TDEF | Electric Load with Losses, Incl. Cogeneration | MW | 0 | 0 | 0 | 0 | 0 | 0 | 0 | 0 | 0 | 0 | 0 | 0 | -0.0817 | -0.159 | -0.235 | -0.2972 | -0.3262 | -0.3557 | -0.4125 | -0.3281 | -0.2705 | -0.2151 | -0.1764 | -0.1413 | -0.1175 | -0.0968 | -0.0794 | -0.0647 | -0.0527 | -0.0429 | -0.035 | -0.0285 | -0.0232 | -0.0189 | -0.0154 | -0.0126 | -0.0103 | -0.0084 | -0.0069 | -0.0056 | -0.0045 | -0.0037 | -0.003 | -0.0025 | -0.002 | -0.0017 | -0.0013 | -0.0011 | -0.0009 | -0.0008 | -0.0006 | -0.0005 | -0.0004 | -0.0003 | -0.0003 | -0.0002 | -0.0002 | -0.0001
Northwest | Supermarket | Minimum | March | Space Heating | LDCEU/TDEF | Electric Load with Losses, Incl. Cogeneration | MW | -0.4032 | -0.3304 | -0.3429 | -0.341 | -0.3606 | -0.3833 | -0.5899 | -0.7435 | -0.7572 | -0.8905 | -0.7024 | -0.6786 | -0.6724 | -0.6804 | -0.6546 | -0.7656 | -0.7235 | -0.6289 | -0.6843 | -0.6491 | -0.6222 | -0.6143 | -0.5517 | -0.5797 | -0.5055 | -0.4299 | -0.3325 | -0.2386 | -0.1464 | -0.0545 | 0.0326 | 0.1144 | 0.1926 | 0.2665 | 0.3362 | 0.4043 | 0.4648 | 0.5233 | 0.5781 | 0.6281 | 0.6693 | 0.7102 | 0.7449 | 0.7749 | 0.803 | 0.8271 | 0.8446 | 0.8615 | 0.8743 | 0.8845 | 0.8948 | 0.9023 | 0.9073 | 0.913 | 0.916 | 0.9165 | 0.9177 | 0.9144
Northwest | Supermarket | Minimum | March | Water Heating | LDCEU/TDEF | Electric Load with Losses, Incl. Cogeneration | MW | 0 | 0 | 0 | 0 | 0 | 0 | 0 | 0 | 0 | 0 | 0 | 0 | 0 | 0 | 0 | 0 | 0 | 0 | 0 | 0 | 0 | 0 | -0.066 | -0.1122 | -0.1338 | -0.1448 | -0.1476 | -0.146 | -0.1398 | -0.129 | -0.1165 | -0.1028 | -0.0875 | -0.0713 | -0.0542 | -0.0349 | -0.0169 | 0.0015 | 0.021 | 0.0394 | 0.0555 | 0.073 | 0.0888 | 0.1034 | 0.1188 | 0.1331 | 0.1455 | 0.1586 | 0.1706 | 0.1819 | 0.1943 | 0.206 | 0.217 | 0.2293 | 0.2406 | 0.2509 | 0.2623 | 0.2712
Northwest | Supermarket | Minimum | March | Other Substitutables | LDCEU/TDEF | Electric Load with Losses, Incl. Cogeneration | MW | 0 | 0 | 0 | 0 | 0 | 0 | 0 | 0 | 0 | 0 | 0 | 0 | -0.0035 | -0.0045 | -0.0071 | -0.012 | -0.0163 | -0.0145 | -0.021 | -0.0314 | -0.0488 | -0.0572 | -0.0638 | -0.0828 | -0.0665 | -0.0504 | -0.0324 | -0.0147 | 0.0033 | 0.0223 | 0.0406 | 0.058 | 0.0756 | 0.0929 | 0.11 | 0.1277 | 0.1438 | 0.1602 | 0.1765 | 0.1921 | 0.2054 | 0.2196 | 0.2322 | 0.2439 | 0.2558 | 0.267 | 0.2763 | 0.286 | 0.2947 | 0.303 | 0.312 | 0.3205 | 0.3284 | 0.3373 | 0.3453 | 0.3527 | 0.3609 | 0.3666
Northwest | Supermarket | Minimum | March | Refrigeration | LDCEU/TDEF | Electric Load with Losses, Incl. Cogeneration | MW | 0 | 0 | 0 | 0 | 0 | 0 | 0 | 0 | 0 | 0 | 0 | 0 | 0 | 0 | 0 | 0 | 0 | -3.0819 | -5.9943 | -11.4587 | -16.8388 | -20.937 | -25.0651 | -27.9218 | -34.9197 | -41.5584 | -47.5473 | -52.8875 | -57.6515 | -61.8959 | -65.6916 | -69.0862 | -72.2403 | -75.1808 | -77.9723 | -80.5273 | -82.7083 | -85.1352 | -87.1886 | -89.2877 | -91.0255 | -92.8534 | -94.4858 | -96.0696 | -97.5424 | -99.0637 | -100.2989 | -101.4797 | -102.5693 | -103.7312 | -104.7807 | -105.8022 | -106.7898 | -107.7518 | -108.6845 | -109.6029 | -110.4996 | -110.9331
Northwest | Supermarket | Minimum | March | Lighting | LDCEU/TDEF | Electric Load with Losses, Incl. Cogeneration | MW | 0 | -0.5033 | -1.2442 | -1.6747 | -1.9477 | -2.1171 | -2.7355 | -3.0405 | -6.873 | -10.7751 | -13.2324 | -16.813 | -19.9226 | -21.9249 | -23.1257 | -25.915 | -18.2664 | -12.6607 | -10.054 | -7.6759 | -6.3396 | -5.1306 | -4.4291 | -4.6656 | -4.0989 | -3.6626 | -3.334 | -3.0919 | -2.8854 | -2.7077 | -2.5538 | -2.419 | -2.3014 | -2.1976 | -2.1055 | -2.0218 | -1.9425 | -1.8744 | -1.8077 | -1.7467 | -1.6854 | -1.6284 | -1.5719 | -1.5172 | -1.4628 | -1.4098 | -1.3547 | -1.2999 | -1.2447 | -1.1902 | -1.1349 | -1.0793 | -1.0232 | -0.9668 | -0.9099 | -0.8525 | -0.7946 | -0.7349
Northwest | Supermarket | Minimum | March | Air Conditioning | LDCEU/TDEF | Electric Load with Losses, Incl. Cogeneration | MW | -0.0036 | 0.0504 | 0.0825 | 0.1198 | 0.1468 | 0.1984 | 0.1578 | 0.188 | 0.2134 | 0.2536 | 0.3117 | 0.2778 | 0.2502 | 0.2617 | 0.2565 | 0.2331 | 0.2838 | 0.2255 | 0.2215 | 0.1147 | -0.0023 | -0.0997 | -0.1844 | -0.2508 | -0.3292 | -0.4604 | -0.5808 | -0.686 | -0.7783 | -0.8597 | -1.0284 | -1.1756 | -1.3079 | -1.4264 | -1.534 | -1.6309 | -1.7115 | -1.792 | -1.8606 | -1.9249 | -1.9755 | -2.0259 | -2.0675 | -2.1048 | -2.1385 | -2.1702 | -2.1928 | -2.2135 | -2.23 | -2.246 | -2.2601 | -2.2721 | -2.2817 | -2.2916 | -2.2991 | -2.3046 | -2.3104 | -2.3048
Northwest | Supermarket | Minimum | March | Other Non-Substitutables | LDCEU/TDEF | Electric Load with Losses, Incl. Cogeneration | MW | 0 | 0 | 0 | 0 | 0 | 0 | 0 | 0 | 0 | 0 | 0 | 0 | -0.0868 | -0.169 | -0.2499 | -0.3158 | -0.3467 | -0.3779 | -0.4385 | -0.3489 | -0.2877 | -0.2287 | -0.1876 | -0.1502 | -0.1249 | -0.1029 | -0.0844 | -0.0688 | -0.0561 | -0.0457 | -0.0372 | -0.0304 | -0.0248 | -0.0202 | -0.0164 | -0.0134 | -0.0109 | -0.0089 | -0.0073 | -0.0059 | -0.0048 | -0.0039 | -0.0033 | -0.0027 | -0.0022 | -0.0018 | -0.0014 | -0.0012 | -0.001 | -0.0008 | -0.0006 | -0.0006 | -0.0004 | -0.0003 | -0.0002 | -0.0002 | -0.0002 | -0.0002
Northwest | Supermarket | Minimum | April | Space Heating | LDCEU/TDEF | Electric Load with Losses, Incl. Cogeneration | MW | -0.5121 | -0.4071 | -0.4301 | -0.4156 | -0.4483 | -0.4755 | -0.7232 | -0.8643 | -0.9745 | -1.0378 | -0.9121 | -0.8235 | -0.8516 | -0.7877 | -0.845 | -0.9689 | -0.8679 | -0.799 | -0.8873 | -0.7486 | -0.7753 | -0.7651 | -0.7593 | -0.6561 | -0.6225 | -0.5293 | -0.4092 | -0.2933 | -0.1794 | -0.066 | 0.0415 | 0.1425 | 0.239 | 0.3303 | 0.4163 | 0.5005 | 0.5752 | 0.6473 | 0.7149 | 0.7764 | 0.8273 | 0.8777 | 0.9205 | 0.9574 | 0.9923 | 1.022 | 1.0437 | 1.0644 | 1.0803 | 1.093 | 1.1055 | 1.1149 | 1.1212 | 1.1282 | 1.1318 | 1.1324 | 1.1338 | 1.1298
Northwest | Supermarket | Minimum | April | Water Heating | LDCEU/TDEF | Electric Load with Losses, Incl. Cogeneration | MW | 0 | 0 | 0 | 0 | 0 | 0 | 0 | 0 | 0 | 0 | 0 | 0 | 0 | 0 | 0 | 0 | 0 | 0 | 0 | 0 | 0 | 0 | -0.0593 | -0.068 | -0.0983 | -0.1067 | -0.1092 | -0.1085 | -0.1045 | -0.097 | -0.0883 | -0.0788 | -0.0681 | -0.0566 | -0.0446 | -0.0311 | -0.0183 | -0.0054 | 0.0084 | 0.0214 | 0.0329 | 0.0453 | 0.0564 | 0.0668 | 0.0778 | 0.0879 | 0.0968 | 0.106 | 0.1146 | 0.1226 | 0.1314 | 0.1397 | 0.1476 | 0.1564 | 0.1644 | 0.1717 | 0.1798 | 0.1862
Northwest | Supermarket | Minimum | April | Other Substitutables | LDCEU/TDEF | Electric Load with Losses, Incl. Cogeneration | MW | 0 | 0 | 0 | 0 | 0 | 0 | 0 | 0 | 0 | 0 | 0 | 0 | -0.0048 | -0.0062 | -0.0099 | -0.0167 | -0.0227 | -0.0202 | -0.0293 | -0.0428 | -0.065 | -0.0763 | -0.0845 | -0.11 | -0.0883 | -0.0665 | -0.0425 | -0.0187 | 0.0056 | 0.031 | 0.0556 | 0.0791 | 0.1026 | 0.1258 | 0.1487 | 0.1723 | 0.1937 | 0.2158 | 0.2375 | 0.2582 | 0.2759 | 0.2948 | 0.3116 | 0.3271 | 0.3429 | 0.3578 | 0.3702 | 0.3831 | 0.3946 | 0.4057 | 0.4176 | 0.4288 | 0.4393 | 0.4511 | 0.4618 | 0.4714 | 0.4824 | 0.49
Northwest | Supermarket | Minimum | April | Refrigeration | LDCEU/TDEF | Electric Load with Losses, Incl. Cogeneration | MW | 0 | 0 | 0 | 0 | 0 | 0 | 0 | 0 | 0 | 0 | 0 | 0 | 0 | 0 | 0 | 0 | 0 | -2.6521 | -5.1652 | -9.8546 | -14.4412 | -17.9705 | -21.5431 | -24.0552 | -30.0618 | -35.7666 | -40.9222 | -45.52 | -49.622 | -53.2774 | -56.5462 | -59.4692 | -62.1759 | -64.6914 | -67.069 | -69.2436 | -71.1028 | -73.1619 | -74.9052 | -76.6807 | -78.1512 | -79.6954 | -81.0773 | -82.4145 | -83.6587 | -84.9372 | -85.971 | -86.9625 | -87.8756 | -88.8491 | -89.7268 | -90.5794 | -91.403 | -92.204 | -92.9801 | -93.743 | -94.4873 | -94.8567
Northwest | Supermarket | Minimum | April | Lighting | LDCEU/TDEF | Electric Load with Losses, Incl. Cogeneration | MW | 0 | -0.4486 | -1.1135 | -1.5001 | -1.7458 | -1.8983 | -2.4528 | -2.7265 | -6.162 | -9.6611 | -11.8652 | -15.0748 | -17.8606 | -19.6722 | -20.7227 | -23.2062 | -16.3769 | -11.3233 | -8.9947 | -6.8732 | -5.6758 | -4.5935 | -3.9642 | -4.1718 | -3.6627 | -3.2702 | -2.9744 | -2.756 | -2.5699 | -2.4101 | -2.2716 | -2.1507 | -2.0449 | -1.9516 | -1.8689 | -1.7937 | -1.7228 | -1.6617 | -1.602 | -1.5474 | -1.4927 | -1.4419 | -1.3916 | -1.3429 | -1.2947 | -1.2475 | -1.1987 | -1.1502 | -1.1012 | -1.053 | -1.0041 | -0.955 | -0.9055 | -0.8558 | -0.8056 | -0.7549 | -0.7039 | -0.6515
Northwest | Supermarket | Minimum | April | Air Conditioning | LDCEU/TDEF | Electric Load with Losses, Incl. Cogeneration | MW | -0.0023 | 0.031 | 0.0508 | 0.0737 | 0.0903 | 0.1222 | 0.0966 | 0.1147 | 0.1305 | 0.1554 | 0.1924 | 0.1716 | 0.1543 | 0.1616 | 0.1582 | 0.1434 | 0.175 | 0.1385 | 0.1362 | 0.0709 | -0.0005 | -0.0605 | -0.1128 | -0.1543 | -0.2027 | -0.2836 | -0.358 | -0.423 | -0.48 | -0.5304 | -0.6345 | -0.7254 | -0.8069 | -0.8798 | -0.9456 | -1.0049 | -1.0544 | -1.1035 | -1.1454 | -1.1844 | -1.2152 | -1.2458 | -1.2711 | -1.2936 | -1.314 | -1.333 | -1.3466 | -1.359 | -1.3687 | -1.3782 | -1.3865 | -1.3935 | -1.3991 | -1.4048 | -1.409 | -1.4121 | -1.4153 | -1.4119
Northwest | Supermarket | Minimum | April | Other Non-Substitutables | LDCEU/TDEF | Electric Load with Losses, Incl. Cogeneration | MW | 0 | 0 | 0 | 0 | 0 | 0 | 0 | 0 | 0 | 0 | 0 | 0 | -0.0852 | -0.1651 | -0.2443 | -0.3107 | -0.34 | -0.3726 | -0.4317 | -0.3412 | -0.2821 | -0.225 | -0.1851 | -0.1488 | -0.1238 | -0.102 | -0.0837 | -0.0682 | -0.0556 | -0.0452 | -0.0369 | -0.03 | -0.0245 | -0.02 | -0.0163 | -0.0133 | -0.0108 | -0.0089 | -0.0072 | -0.0058 | -0.0048 | -0.0039 | -0.0032 | -0.0026 | -0.0022 | -0.0018 | -0.0014 | -0.0012 | -0.0009 | -0.0008 | -0.0007 | -0.0005 | -0.0004 | -0.0004 | -0.0003 | -0.0002 | -0.0002 | -0.0002
Northwest | Supermarket | Minimum | May | Space Heating | LDCEU/TDEF | Electric Load with Losses, Incl. Cogeneration | MW | -0.1335 | -0.115 | -0.117 | -0.1337 | -0.1083 | -0.1468 | -0.2254 | -0.2583 | -0.252 | -0.3233 | -0.2706 | -0.2497 | -0.2371 | -0.2273 | -0.2537 | -0.2701 | -0.2505 | -0.2717 | -0.3005 | -0.2479 | -0.2364 | -0.2296 | -0.2256 | -0.2163 | -0.2014 | -0.1732 | -0.1367 | -0.1012 | -0.0663 | -0.0313 | 0.0019 | 0.0332 | 0.0629 | 0.0909 | 0.1172 | 0.1429 | 0.1659 | 0.188 | 0.2087 | 0.2275 | 0.2432 | 0.2587 | 0.2719 | 0.2832 | 0.2939 | 0.3029 | 0.3095 | 0.3159 | 0.3207 | 0.3246 | 0.3285 | 0.3313 | 0.3332 | 0.3353 | 0.3363 | 0.3366 | 0.3369 | 0.336
Northwest | Supermarket | Minimum | May | Water Heating | LDCEU/TDEF | Electric Load with Losses, Incl. Cogeneration | MW | 0 | 0 | 0 | 0 | 0 | 0 | 0 | 0 | 0 | 0 | 0 | 0 | 0 | 0 | 0 | 0 | 0 | 0 | 0 | 0 | 0 | 0 | -0.0375 | -0.0565 | -0.0725 | -0.0792 | -0.0816 | -0.0816 | -0.0793 | -0.0744 | -0.0686 | -0.0622 | -0.055 | -0.0472 | -0.039 | -0.0298 | -0.0209 | -0.0121 | -0.0026 | 0.0063 | 0.0143 | 0.0228 | 0.0305 | 0.0378 | 0.0454 | 0.0524 | 0.0585 | 0.065 | 0.0709 | 0.0764 | 0.0826 | 0.0883 | 0.0938 | 0.0998 | 0.1054 | 0.1104 | 0.1161 | 0.1207
Northwest | Supermarket | Minimum | May | Other Substitutables | LDCEU/TDEF | Electric Load with Losses, Incl. Cogeneration | MW | 0 | 0 | 0 | 0 | 0 | 0 | 0 | 0 | 0 | 0 | 0 | 0 | -0.005 | -0.0065 | -0.0103 | -0.0175 | -0.0238 | -0.0211 | -0.0308 | -0.0424 | -0.0603 | -0.0711 | -0.0774 | -0.1021 | -0.0816 | -0.0607 | -0.0377 | -0.0148 | 0.0085 | 0.0329 | 0.0565 | 0.0791 | 0.1015 | 0.1235 | 0.145 | 0.1673 | 0.1875 | 0.208 | 0.2283 | 0.2476 | 0.2641 | 0.2817 | 0.2974 | 0.3118 | 0.3266 | 0.3404 | 0.3518 | 0.3636 | 0.3744 | 0.3845 | 0.3956 | 0.4058 | 0.4155 | 0.4262 | 0.436 | 0.4448 | 0.4547 | 0.462
Northwest | Supermarket | Minimum | May | Refrigeration | LDCEU/TDEF | Electric Load with Losses, Incl. Cogeneration | MW | 0 | 0 | 0 | 0 | 0 | 0 | 0 | 0 | 0 | 0 | 0 | 0 | 0 | 0 | 0 | 0 | 0 | -2.666 | -5.2076 | -9.865 | -14.3287 | -17.8504 | -21.4712 | -24.1093 | -30.0738 | -35.7561 | -40.9128 | -45.5125 | -49.6172 | -53.2765 | -56.5483 | -59.4733 | -62.1543 | -64.6234 | -66.9267 | -69.0287 | -70.834 | -72.7991 | -74.4677 | -76.1479 | -77.5426 | -78.9942 | -80.3023 | -81.5631 | -82.7385 | -83.9266 | -84.8756 | -85.7945 | -86.6377 | -87.5319 | -88.335 | -89.1106 | -89.8574 | -90.5806 | -91.2793 | -91.9623 | -92.6272 | -92.9842
Northwest | Supermarket | Minimum | May | Lighting | LDCEU/TDEF | Electric Load with Losses, Incl. Cogeneration | MW | 0 | -0.486 | -1.1963 | -1.6089 | -1.8699 | -2.0318 | -2.6253 | -2.9178 | -6.5968 | -10.3416 | -12.6994 | -16.1365 | -19.1183 | -21.0191 | -22.1952 | -24.8845 | -17.5129 | -12.1587 | -9.6419 | -7.3436 | -6.0541 | -4.8914 | -4.2147 | -4.4445 | -3.8929 | -3.4667 | -3.1442 | -2.9046 | -2.7011 | -2.5269 | -2.3765 | -2.2455 | -2.131 | -2.0301 | -1.9404 | -1.8593 | -1.7833 | -1.7175 | -1.6538 | -1.5955 | -1.5376 | -1.4837 | -1.4309 | -1.3799 | -1.3296 | -1.2804 | -1.2296 | -1.1794 | -1.129 | -1.0794 | -1.0291 | -0.9788 | -0.9281 | -0.8773 | -0.826 | -0.7745 | -0.7226 | -0.6694
Northwest | Supermarket | Minimum | May | Air Conditioning | LDCEU/TDEF | Electric Load with Losses, Incl. Cogeneration | MW | -0.0087 | 0.0945 | 0.1563 | 0.2187 | 0.2855 | 0.3656 | 0.2826 | 0.3343 | 0.3932 | 0.4576 | 0.5806 | 0.5272 | 0.474 | 0.4989 | 0.4785 | 0.4257 | 0.5292 | 0.4074 | 0.4026 | 0.2153 | 0.0073 | -0.1736 | -0.3333 | -0.4705 | -0.6124 | -0.8585 | -1.0857 | -1.2842 | -1.4582 | -1.6118 | -1.9295 | -2.2067 | -2.4532 | -2.6722 | -2.8681 | -3.0438 | -3.191 | -3.335 | -3.4578 | -3.5711 | -3.6603 | -3.7481 | -3.8211 | -3.8857 | -3.9437 | -3.9968 | -4.0333 | -4.0671 | -4.0935 | -4.1183 | -4.1399 | -4.1575 | -4.1708 | -4.1844 | -4.1935 | -4.1992 | -4.2053 | -4.195
Northwest | Supermarket | Minimum | May | Other Non-Substitutables | LDCEU/TDEF | Electric Load with Losses, Incl. Cogeneration | MW | 0 | 0 | 0 | 0 | 0 | 0 | 0 | 0 | 0 | 0 | 0 | 0 | -0.0844 | -0.1615 | -0.2393 | -0.31 | -0.3363 | -0.3745 | -0.4306 | -0.3339 | -0.2778 | -0.2236 | -0.1854 | -0.1502 | -0.1251 | -0.1031 | -0.0846 | -0.069 | -0.0562 | -0.0458 | -0.0374 | -0.0304 | -0.0248 | -0.0202 | -0.0165 | -0.0134 | -0.011 | -0.0089 | -0.0073 | -0.006 | -0.0049 | -0.0039 | -0.0032 | -0.0026 | -0.0022 | -0.0018 | -0.0014 | -0.0011 | -0.0009 | -0.0008 | -0.0007 | -0.0006 | -0.0004 | -0.0003 | -0.0003 | -0.0002 | -0.0002 | -0.0002
Northwest | Supermarket | Minimum | June | Space Heating | LDCEU/TDEF | Electric Load with Losses, Incl. Cogeneration | MW | -0.1303 | -0.1078 | -0.1009 | -0.1007 | -0.1058 | -0.1085 | -0.179 | -0.1852 | -0.2473 | -0.2222 | -0.1749 | -0.1871 | -0.2299 | -0.1647 | -0.214 | -0.2593 | -0.19 | -0.2291 | -0.242 | -0.2294 | -0.1866 | -0.2162 | -0.1312 | -0.174 | -0.1652 | -0.1425 | -0.1128 | -0.084 | -0.0557 | -0.0272 | -0.0003 | 0.0252 | 0.0495 | 0.0723 | 0.0936 | 0.1144 | 0.1332 | 0.151 | 0.1679 | 0.1831 | 0.1959 | 0.2084 | 0.2192 | 0.2284 | 0.237 | 0.2444 | 0.2497 | 0.2549 | 0.2589 | 0.262 | 0.2652 | 0.2674 | 0.269 | 0.2707 | 0.2715 | 0.2716 | 0.272 | 0.2712
Northwest | Supermarket | Minimum | June | Water Heating | LDCEU/TDEF | Electric Load with Losses, Incl. Cogeneration | MW | 0 | 0 | 0 | 0 | 0 | 0 | 0 | 0 | 0 | 0 | 0 | 0 | 0 | 0 | 0 | 0 | 0 | 0 | 0 | 0 | 0 | 0 | -0.0241 | -0.0511 | -0.0636 | -0.0696 | -0.0719 | -0.0722 | -0.0704 | -0.0664 | -0.0615 | -0.0561 | -0.05 | -0.0434 | -0.0367 | -0.0287 | -0.0212 | -0.0138 | -0.0057 | 0.0019 | 0.0086 | 0.0159 | 0.0225 | 0.0286 | 0.0351 | 0.041 | 0.0463 | 0.0518 | 0.0568 | 0.0615 | 0.0668 | 0.0717 | 0.0763 | 0.0815 | 0.0862 | 0.0906 | 0.0953 | 0.0994
Northwest | Supermarket | Minimum | June | Other Substitutables | LDCEU/TDEF | Electric Load with Losses, Incl. Cogeneration | MW | 0 | 0 | 0 | 0 | 0 | 0 | 0 | 0 | 0 | 0 | 0 | 0 | -0.0089 | -0.0115 | -0.0182 | -0.0311 | -0.0422 | -0.0376 | -0.0546 | -0.0735 | -0.1011 | -0.1195 | -0.1289 | -0.171 | -0.1362 | -0.101 | -0.0617 | -0.0227 | 0.017 | 0.0587 | 0.0989 | 0.1374 | 0.1754 | 0.2125 | 0.2487 | 0.2863 | 0.3203 | 0.3548 | 0.3891 | 0.4215 | 0.4492 | 0.4788 | 0.5052 | 0.5294 | 0.5542 | 0.5772 | 0.5963 | 0.6162 | 0.6341 | 0.651 | 0.6694 | 0.6866 | 0.7025 | 0.7205 | 0.7367 | 0.7514 | 0.768 | 0.7802
Northwest | Supermarket | Minimum | June | Refrigeration | LDCEU/TDEF | Electric Load with Losses, Incl. Cogeneration | MW | 0 | 0 | 0 | 0 | 0 | 0 | 0 | 0 | 0 | 0 | 0 | 0 | 0 | 0 | 0 | 0 | 0 | -2.4872 | -4.8651 | -9.1899 | -13.297 | -16.5776 | -19.9722 | -22.4857 | -28.024 | -33.3079 | -38.113 | -42.3994 | -46.2251 | -49.6362 | -52.6861 | -55.4124 | -57.9 | -60.1816 | -62.2975 | -64.2266 | -65.8868 | -67.6806 | -69.2057 | -70.7331 | -72.0022 | -73.3184 | -74.5083 | -75.6522 | -76.7193 | -77.7897 | -78.6393 | -79.4659 | -80.2227 | -81.0238 | -81.7416 | -82.4327 | -83.0972 | -83.7394 | -84.3586 | -84.9622 | -85.5494 | -85.8772
Northwest | Supermarket | Minimum | June | Lighting | LDCEU/TDEF | Electric Load with Losses, Incl. Cogeneration | MW | 0 | -0.5158 | -1.2702 | -1.7085 | -1.9857 | -2.1578 | -2.7879 | -3.0986 | -7.0056 | -10.9825 | -13.4863 | -17.1363 | -20.3015 | -22.3209 | -23.5662 | -26.419 | -18.5935 | -12.904 | -10.2309 | -7.7902 | -6.4194 | -5.1849 | -4.466 | -4.7095 | -4.1214 | -3.6665 | -3.3218 | -3.0654 | -2.8478 | -2.6616 | -2.5011 | -2.3614 | -2.2394 | -2.1318 | -2.0363 | -1.9499 | -1.8693 | -1.7992 | -1.7317 | -1.6699 | -1.6087 | -1.5518 | -1.4961 | -1.4423 | -1.3894 | -1.3378 | -1.2846 | -1.232 | -1.1793 | -1.1273 | -1.0749 | -1.0223 | -0.9696 | -0.9165 | -0.8632 | -0.8096 | -0.7556 | -0.7003
Northwest | Supermarket | Minimum | June | Air Conditioning | LDCEU/TDEF | Electric Load with Losses, Incl. Cogeneration | MW | -0.0125 | 0.1309 | 0.2207 | 0.3136 | 0.3857 | 0.5238 | 0.4005 | 0.5004 | 0.5357 | 0.6724 | 0.872 | 0.7698 | 0.6569 | 0.7344 | 0.6905 | 0.6011 | 0.7701 | 0.5812 | 0.5694 | 0.3043 | 0.0157 | -0.2359 | -0.537 | -0.6916 | -0.9077 | -1.272 | -1.6096 | -1.9045 | -2.163 | -2.3913 | -2.8632 | -3.2753 | -3.6402 | -3.963 | -4.2502 | -4.5074 | -4.7233 | -4.9336 | -5.1129 | -5.2771 | -5.4064 | -5.5336 | -5.6397 | -5.7323 | -5.8156 | -5.8905 | -5.9411 | -5.9885 | -6.0245 | -6.0587 | -6.0878 | -6.1108 | -6.1277 | -6.1448 | -6.1556 | -6.1611 | -6.1673 | -6.1521
Northwest | Supermarket | Minimum | June | Other Non-Substitutables | LDCEU/TDEF | Electric Load with Losses, Incl. Cogeneration | MW | 0 | 0 | 0 | 0 | 0 | 0 | 0 | 0 | 0 | 0 | 0 | 0 | -0.112 | -0.213 | -0.3159 | -0.4126 | -0.4459 | -0.5 | -0.5732 | -0.4407 | -0.3677 | -0.2973 | -0.2474 | -0.2012 | -0.1677 | -0.1383 | -0.1135 | -0.0925 | -0.0753 | -0.0614 | -0.05 | -0.0408 | -0.0333 | -0.0271 | -0.0221 | -0.018 | -0.0146 | -0.0119 | -0.0097 | -0.008 | -0.0065 | -0.0053 | -0.0043 | -0.0035 | -0.0029 | -0.0024 | -0.0019 | -0.0016 | -0.0012 | -0.001 | -0.0008 | -0.0007 | -0.0006 | -0.0005 | -0.0004 | -0.0003 | -0.0002 | -0.0002
Northwest | Supermarket | Minimum | July | Space Heating | LDCEU/TDEF | Electric Load with Losses, Incl. Cogeneration | MW | -0.0993 | -0.0441 | -0.0454 | -0.0418 | -0.054 | -0.0452 | -0.0984 | -0.1167 | -0.1282 | -0.1065 | -0.0843 | -0.0851 | -0.0902 | -0.0807 | -0.0855 | -0.1154 | -0.0851 | -0.1116 | -0.1401 | -0.1084 | -0.0833 | -0.074 | -0.0725 | -0.1121 | -0.0835 | -0.0718 | -0.0566 | -0.0419 | -0.0273 | -0.0128 | 0.0011 | 0.014 | 0.0264 | 0.038 | 0.049 | 0.0597 | 0.0692 | 0.0784 | 0.087 | 0.0948 | 0.1013 | 0.1077 | 0.1131 | 0.1179 | 0.1223 | 0.126 | 0.1289 | 0.1315 | 0.1335 | 0.1352 | 0.1367 | 0.138 | 0.1387 | 0.1396 | 0.14 | 0.1401 | 0.1403 | 0.1399
Northwest | Supermarket | Minimum | July | Water Heating | LDCEU/TDEF | Electric Load with Losses, Incl. Cogeneration | MW | 0 | 0 | 0 | 0 | 0 | 0 | 0 | 0 | 0 | 0 | 0 | 0 | 0 | 0 | 0 | 0 | 0 | 0 | 0 | 0 | 0 | 0 | -0.0203 | -0.0411 | -0.0447 | -0.049 | -0.0505 | -0.0507 | -0.0494 | -0.0465 | -0.043 | -0.0392 | -0.0348 | -0.0301 | -0.0253 | -0.0198 | -0.0145 | -0.0091 | -0.0034 | 0.0019 | 0.0068 | 0.0119 | 0.0166 | 0.0209 | 0.0255 | 0.0297 | 0.0334 | 0.0373 | 0.0409 | 0.0442 | 0.0479 | 0.0514 | 0.0547 | 0.0583 | 0.0616 | 0.0647 | 0.0681 | 0.0709
Northwest | Supermarket | Minimum | July | Other Substitutables | LDCEU/TDEF | Electric Load with Losses, Incl. Cogeneration | MW | 0 | 0 | 0 | 0 | 0 | 0 | 0 | 0 | 0 | 0 | 0 | 0 | -0.0092 | -0.0119 | -0.0189 | -0.0322 | -0.0437 | -0.0389 | -0.0565 | -0.0761 | -0.1047 | -0.1238 | -0.1335 | -0.1774 | -0.1413 | -0.1048 | -0.064 | -0.0235 | 0.0177 | 0.0608 | 0.1025 | 0.1424 | 0.1819 | 0.2204 | 0.2579 | 0.2969 | 0.3322 | 0.368 | 0.4034 | 0.4371 | 0.4658 | 0.4964 | 0.5238 | 0.549 | 0.5746 | 0.5985 | 0.6183 | 0.639 | 0.6574 | 0.6751 | 0.694 | 0.7119 | 0.7285 | 0.7471 | 0.7639 | 0.7791 | 0.7962 | 0.8089
Northwest | Supermarket | Minimum | July | Refrigeration | LDCEU/TDEF | Electric Load with Losses, Incl. Cogeneration | MW | 0 | 0 | 0 | 0 | 0 | 0 | 0 | 0 | 0 | 0 | 0 | 0 | 0 | 0 | 0 | 0 | 0 | -2.6609 | -5.2044 | -9.8292 | -14.2208 | -17.7267 | -21.3554 | -24.0402 | -29.9624 | -35.6123 | -40.7497 | -45.3324 | -49.4226 | -53.0695 | -56.3301 | -59.2448 | -61.9043 | -64.3434 | -66.6053 | -68.6676 | -70.4422 | -72.3591 | -73.989 | -75.6213 | -76.9776 | -78.3838 | -79.655 | -80.8777 | -82.0183 | -83.1624 | -84.0706 | -84.9541 | -85.7633 | -86.6193 | -87.3866 | -88.1254 | -88.8357 | -89.522 | -90.184 | -90.8292 | -91.4567 | -91.8071
Northwest | Supermarket | Minimum | July | Lighting | LDCEU/TDEF | Electric Load with Losses, Incl. Cogeneration | MW | 0 | -0.523 | -1.285 | -1.7277 | -2.0073 | -2.1808 | -2.8177 | -3.1315 | -7.0808 | -11.1 | -13.6303 | -17.3198 | -20.5196 | -22.5506 | -23.8241 | -26.7169 | -18.7909 | -13.0561 | -10.3486 | -7.875 | -6.4884 | -5.2396 | -4.5126 | -4.761 | -4.1662 | -3.7061 | -3.3576 | -3.0981 | -2.878 | -2.6897 | -2.5274 | -2.3861 | -2.2627 | -2.1539 | -2.0572 | -1.97 | -1.8884 | -1.8175 | -1.7493 | -1.6868 | -1.6249 | -1.5673 | -1.5111 | -1.4567 | -1.4033 | -1.3511 | -1.2973 | -1.2442 | -1.1909 | -1.1385 | -1.0855 | -1.0323 | -0.979 | -0.9255 | -0.8715 | -0.8174 | -0.7628 | -0.7071
Northwest | Supermarket | Minimum | July | Air Conditioning | LDCEU/TDEF | Electric Load with Losses, Incl. Cogeneration | MW | -0.0186 | 0.2181 | 0.3682 | 0.5471 | 0.6135 | 0.8704 | 0.6407 | 0.7589 | 0.8567 | 1.0982 | 1.3853 | 1.2542 | 1.1148 | 1.1682 | 1.1937 | 1.0389 | 1.2618 | 1.0017 | 0.9039 | 0.4981 | 0.0242 | -0.4179 | -0.8114 | -1.0749 | -1.5425 | -2.157 | -2.7283 | -3.2276 | -3.6655 | -4.052 | -4.8521 | -5.5507 | -6.1684 | -6.7139 | -7.1978 | -7.631 | -7.995 | -8.3513 | -8.6541 | -8.9307 | -9.1484 | -9.3642 | -9.5444 | -9.6993 | -9.8384 | -9.9627 | -10.0455 | -10.1236 | -10.182 | -10.2388 | -10.2859 | -10.3225 | -10.3492 | -10.3759 | -10.3919 | -10.3992 | -10.4075 | -10.3826
Northwest | Supermarket | Minimum | July | Other Non-Substitutables | LDCEU/TDEF | Electric Load with Losses, Incl. Cogeneration | MW | 0 | 0 | 0 | 0 | 0 | 0 | 0 | 0 | 0 | 0 | 0 | 0 | -0.1133 | -0.2154 | -0.3194 | -0.4171 | -0.4508 | -0.5056 | -0.5796 | -0.4456 | -0.3717 | -0.3005 | -0.2501 | -0.2033 | -0.1694 | -0.1397 | -0.1147 | -0.0935 | -0.0762 | -0.0621 | -0.0505 | -0.0412 | -0.0336 | -0.0274 | -0.0223 | -0.0181 | -0.0148 | -0.012 | -0.0098 | -0.0081 | -0.0066 | -0.0054 | -0.0043 | -0.0035 | -0.0029 | -0.0024 | -0.002 | -0.0016 | -0.0013 | -0.0011 | -0.0009 | -0.0007 | -0.0006 | -0.0004 | -0.0004 | -0.0003 | -0.0002 | -0.0002
Northwest | Supermarket | Minimum | August | Space Heating | LDCEU/TDEF | Electric Load with Losses, Incl. Cogeneration | MW | -0.0201 | -0.0152 | -0.0186 | -0.0141 | -0.0133 | -0.015 | -0.0237 | -0.0343 | -0.0315 | -0.0382 | -0.0283 | -0.0257 | -0.0269 | -0.0306 | -0.0339 | -0.0341 | -0.0316 | -0.033 | -0.0311 | -0.0255 | -0.027 | -0.0236 | -0.0238 | -0.0233 | -0.0238 | -0.0204 | -0.0161 | -0.0118 | -0.0077 | -0.0035 | 0.0005 | 0.0042 | 0.0077 | 0.011 | 0.0142 | 0.0172 | 0.02 | 0.0226 | 0.0251 | 0.0273 | 0.0292 | 0.031 | 0.0325 | 0.034 | 0.0352 | 0.0363 | 0.037 | 0.0378 | 0.0384 | 0.0389 | 0.0393 | 0.0396 | 0.0399 | 0.0402 | 0.0402 | 0.0403 | 0.0404 | 0.0402
Northwest | Supermarket | Minimum | August | Water Heating | LDCEU/TDEF | Electric Load with Losses, Incl. Cogeneration | MW | 0 | 0 | 0 | 0 | 0 | 0 | 0 | 0 | 0 | 0 | 0 | 0 | 0 | 0 | 0 | 0 | 0 | 0 | 0 | 0 | 0 | 0 | -0.0221 | -0.0341 | -0.0432 | -0.0473 | -0.0487 | -0.0488 | -0.0475 | -0.0446 | -0.0411 | -0.0373 | -0.033 | -0.0284 | -0.0237 | -0.0181 | -0.0129 | -0.0077 | -0.0021 | 0.0031 | 0.0078 | 0.0129 | 0.0175 | 0.0217 | 0.0262 | 0.0304 | 0.034 | 0.0379 | 0.0413 | 0.0446 | 0.0482 | 0.0516 | 0.0549 | 0.0584 | 0.0617 | 0.0647 | 0.068 | 0.0707
Northwest | Supermarket | Minimum | August | Other Substitutables | LDCEU/TDEF | Electric Load with Losses, Incl. Cogeneration | MW | 0 | 0 | 0 | 0 | 0 | 0 | 0 | 0 | 0 | 0 | 0 | 0 | -0.0091 | -0.0117 | -0.0187 | -0.0319 | -0.0435 | -0.0385 | -0.0562 | -0.0757 | -0.104 | -0.1234 | -0.1332 | -0.1775 | -0.1414 | -0.1047 | -0.064 | -0.0237 | 0.0174 | 0.0606 | 0.1022 | 0.1422 | 0.1815 | 0.22 | 0.2576 | 0.2965 | 0.3318 | 0.3675 | 0.403 | 0.4366 | 0.4654 | 0.4959 | 0.5233 | 0.5485 | 0.5741 | 0.598 | 0.6177 | 0.6384 | 0.6569 | 0.6744 | 0.6935 | 0.7113 | 0.7279 | 0.7464 | 0.7632 | 0.7785 | 0.7956 | 0.8083
Northwest | Supermarket | Minimum | August | Refrigeration | LDCEU/TDEF | Electric Load with Losses, Incl. Cogeneration | MW | 0 | 0 | 0 | 0 | 0 | 0 | 0 | 0 | 0 | 0 | 0 | 0 | 0 | 0 | 0 | 0 | 0 | -2.5858 | -5.0547 | -9.54 | -13.797 | -17.1875 | -20.6979 | -23.2814 | -29.0215 | -34.4968 | -39.4725 | -43.9109 | -47.8719 | -51.4035 | -54.561 | -57.3834 | -59.9587 | -62.3213 | -64.5126 | -66.5104 | -68.2297 | -70.0839 | -71.6616 | -73.2418 | -74.5554 | -75.915 | -77.1445 | -78.3293 | -79.435 | -80.544 | -81.4253 | -82.2821 | -83.0675 | -83.8966 | -84.6409 | -85.3575 | -86.0467 | -86.7126 | -87.355 | -87.9811 | -88.5901 | -88.929
Northwest | Supermarket | Minimum | August | Lighting | LDCEU/TDEF | Electric Load with Losses, Incl. Cogeneration | MW | 0 | -0.5458 | -1.3285 | -1.7827 | -2.068 | -2.2449 | -2.9004 | -3.2228 | -7.2908 | -11.4278 | -14.0305 | -17.8309 | -21.1287 | -23.1737 | -24.5534 | -27.5757 | -19.3379 | -13.5066 | -10.693 | -8.1145 | -6.6819 | -5.3915 | -4.6429 | -4.9103 | -4.296 | -3.8207 | -3.4605 | -3.1923 | -2.9647 | -2.7701 | -2.6024 | -2.4565 | -2.329 | -2.2167 | -2.1169 | -2.0268 | -1.9427 | -1.8695 | -1.7991 | -1.7347 | -1.6708 | -1.6115 | -1.5534 | -1.4975 | -1.4424 | -1.3887 | -1.3332 | -1.2785 | -1.2237 | -1.1696 | -1.1151 | -1.0604 | -1.0054 | -0.9503 | -0.8948 | -0.839 | -0.7828 | -0.7254
Northwest | Supermarket | Minimum | August | Air Conditioning | LDCEU/TDEF | Electric Load with Losses, Incl. Cogeneration | MW | -0.0285 | 0.2847 | 0.4617 | 0.7029 | 0.885 | 1.1474 | 0.9244 | 1.0401 | 1.2243 | 1.4167 | 1.8205 | 1.7004 | 1.5207 | 1.5056 | 1.4919 | 1.3999 | 1.6204 | 1.3376 | 1.3671 | 0.7246 | 0.0336 | -0.554 | -1.0556 | -1.6558 | -2.0733 | -2.9008 | -3.6694 | -4.3412 | -4.9303 | -5.4504 | -6.5265 | -7.4662 | -8.2972 | -9.0312 | -9.6825 | -10.2657 | -10.7555 | -11.2346 | -11.6419 | -12.0142 | -12.307 | -12.597 | -12.839 | -13.0477 | -13.235 | -13.4028 | -13.5147 | -13.62 | -13.6991 | -13.7756 | -13.8394 | -13.889 | -13.9253 | -13.9616 | -13.9835 | -13.9936 | -14.0052 | -13.9714
Northwest | Supermarket | Minimum | August | Other Non-Substitutables | LDCEU/TDEF | Electric Load with Losses, Incl. Cogeneration | MW | 0 | 0 | 0 | 0 | 0 | 0 | 0 | 0 | 0 | 0 | 0 | 0 | -0.1165 | -0.2216 | -0.3282 | -0.4287 | -0.4636 | -0.52 | -0.5951 | -0.4577 | -0.3816 | -0.3082 | -0.2564 | -0.2081 | -0.1734 | -0.1429 | -0.1174 | -0.0956 | -0.0779 | -0.0635 | -0.0517 | -0.0421 | -0.0344 | -0.028 | -0.0228 | -0.0186 | -0.0151 | -0.0124 | -0.0101 | -0.0082 | -0.0067 | -0.0055 | -0.0045 | -0.0036 | -0.003 | -0.0024 | -0.002 | -0.0016 | -0.0014 | -0.0011 | -0.0008 | -0.0007 | -0.0006 | -0.0005 | -0.0004 | -0.0003 | -0.0003 | -0.0002
Northwest | Supermarket | Minimum | September | Space Heating | LDCEU/TDEF | Electric Load with Losses, Incl. Cogeneration | MW | -0.0286 | -0.0212 | -0.0212 | -0.0278 | -0.0235 | -0.0238 | -0.0396 | -0.0522 | -0.0509 | -0.0579 | -0.0454 | -0.056 | -0.0567 | -0.0452 | -0.0564 | -0.0536 | -0.0464 | -0.0475 | -0.0423 | -0.0424 | -0.0487 | -0.0406 | -0.0504 | -0.0505 | -0.0387 | -0.0332 | -0.0262 | -0.0192 | -0.0125 | -0.0057 | 0.0007 | 0.0067 | 0.0125 | 0.0179 | 0.023 | 0.028 | 0.0324 | 0.0368 | 0.0407 | 0.0444 | 0.0474 | 0.0504 | 0.0529 | 0.0552 | 0.0572 | 0.059 | 0.0603 | 0.0615 | 0.0624 | 0.0632 | 0.064 | 0.0645 | 0.0649 | 0.0652 | 0.0655 | 0.0655 | 0.0656 | 0.0654
Northwest | Supermarket | Minimum | September | Water Heating | LDCEU/TDEF | Electric Load with Losses, Incl. Cogeneration | MW | 0 | 0 | 0 | 0 | 0 | 0 | 0 | 0 | 0 | 0 | 0 | 0 | 0 | 0 | 0 | 0 | 0 | 0 | 0 | 0 | 0 | 0 | -0.0338 | -0.0499 | -0.0508 | -0.0553 | -0.0568 | -0.0565 | -0.0546 | -0.0509 | -0.0466 | -0.0418 | -0.0364 | -0.0307 | -0.0247 | -0.0179 | -0.0115 | -0.005 | 0.0018 | 0.0084 | 0.0142 | 0.0203 | 0.026 | 0.0312 | 0.0367 | 0.0418 | 0.0462 | 0.0509 | 0.0552 | 0.0592 | 0.0636 | 0.0678 | 0.0717 | 0.0761 | 0.08 | 0.0837 | 0.0878 | 0.0911
Northwest | Supermarket | Minimum | September | Other Substitutables | LDCEU/TDEF | Electric Load with Losses, Incl. Cogeneration | MW | 0 | 0 | 0 | 0 | 0 | 0 | 0 | 0 | 0 | 0 | 0 | 0 | -0.0053 | -0.0068 | -0.0109 | -0.0186 | -0.0254 | -0.0225 | -0.0328 | -0.0453 | -0.064 | -0.0759 | -0.0826 | -0.1094 | -0.0874 | -0.0651 | -0.0404 | -0.0159 | 0.009 | 0.0353 | 0.0605 | 0.0847 | 0.1087 | 0.1322 | 0.1552 | 0.179 | 0.2006 | 0.2226 | 0.2443 | 0.265 | 0.2827 | 0.3014 | 0.3183 | 0.3338 | 0.3496 | 0.3642 | 0.3765 | 0.3892 | 0.4007 | 0.4116 | 0.4233 | 0.4343 | 0.4446 | 0.4562 | 0.4666 | 0.4761 | 0.4867 | 0.4945
Northwest | Supermarket | Minimum | September | Refrigeration | LDCEU/TDEF | Electric Load with Losses, Incl. Cogeneration | MW | 0 | 0 | 0 | 0 | 0 | 0 | 0 | 0 | 0 | 0 | 0 | 0 | 0 | 0 | 0 | 0 | 0 | -2.788 | -5.4431 | -10.3022 | -14.9563 | -18.6188 | -22.3877 | -25.1204 | -31.3399 | -37.2642 | -42.6378 | -47.4305 | -51.7072 | -55.5196 | -58.9283 | -61.9755 | -64.7683 | -67.3403 | -69.7395 | -71.9288 | -73.8091 | -75.8522 | -77.5879 | -79.3358 | -80.7872 | -82.2951 | -83.6539 | -84.9668 | -86.191 | -87.4282 | -88.4173 | -89.3745 | -90.2539 | -91.1839 | -92.0206 | -92.8286 | -93.6067 | -94.3602 | -95.088 | -95.7994 | -96.4922 | -96.8634
Northwest | Supermarket | Minimum | September | Lighting | LDCEU/TDEF | Electric Load with Losses, Incl. Cogeneration | MW | 0 | -0.5058 | -1.2311 | -1.6521 | -1.9166 | -2.0806 | -2.6879 | -2.9868 | -6.7568 | -10.5909 | -13.0031 | -16.5252 | -19.5827 | -21.4791 | -22.7581 | -25.56 | -17.9263 | -12.5221 | -9.916 | -7.5275 | -6.2014 | -5.0055 | -4.3115 | -4.559 | -3.9921 | -3.5538 | -3.2221 | -2.9755 | -2.7662 | -2.5869 | -2.4323 | -2.2975 | -2.1798 | -2.0761 | -1.9841 | -1.9008 | -1.8228 | -1.7552 | -1.6898 | -1.63 | -1.5706 | -1.5153 | -1.4612 | -1.4089 | -1.3573 | -1.3071 | -1.2551 | -1.2037 | -1.1522 | -1.1013 | -1.0499 | -0.9984 | -0.9465 | -0.8946 | -0.8422 | -0.7894 | -0.7364 | -0.6819
Northwest | Supermarket | Minimum | September | Air Conditioning | LDCEU/TDEF | Electric Load with Losses, Incl. Cogeneration | MW | -0.0195 | 0.2116 | 0.3592 | 0.4646 | 0.6069 | 0.8273 | 0.6369 | 0.7327 | 0.8599 | 1.0134 | 1.3038 | 1.109 | 0.9901 | 1.0777 | 1.0204 | 0.9588 | 1.1694 | 0.9218 | 1.0258 | 0.4945 | 0.0166 | -0.393 | -0.6972 | -0.9878 | -1.3962 | -1.9549 | -2.4719 | -2.9237 | -3.3198 | -3.6695 | -4.393 | -5.0246 | -5.5853 | -6.0825 | -6.5261 | -6.924 | -7.2574 | -7.5844 | -7.8626 | -8.1187 | -8.3202 | -8.5195 | -8.6852 | -8.8303 | -8.9607 | -9.0792 | -9.1598 | -9.2351 | -9.2929 | -9.3481 | -9.3955 | -9.4333 | -9.4619 | -9.4908 | -9.5099 | -9.5209 | -9.533 | -9.5097
Northwest | Supermarket | Minimum | September | Other Non-Substitutables | LDCEU/TDEF | Electric Load with Losses, Incl. Cogeneration | MW | 0 | 0 | 0 | 0 | 0 | 0 | 0 | 0 | 0 | 0 | 0 | 0 | -0.0883 | -0.1688 | -0.2501 | -0.3239 | -0.3516 | -0.3917 | -0.4497 | -0.3487 | -0.2899 | -0.2333 | -0.1933 | -0.1564 | -0.1302 | -0.1073 | -0.088 | -0.0717 | -0.0585 | -0.0476 | -0.0388 | -0.0316 | -0.0258 | -0.021 | -0.0171 | -0.014 | -0.0114 | -0.0093 | -0.0075 | -0.0061 | -0.005 | -0.0041 | -0.0033 | -0.0027 | -0.0022 | -0.0018 | -0.0015 | -0.0012 | -0.0009 | -0.0008 | -0.0006 | -0.0005 | -0.0004 | -0.0003 | -0.0002 | -0.0003 | -0.0002 | -0.0002
Northwest | Supermarket | Minimum | October | Space Heating | LDCEU/TDEF | Electric Load with Losses, Incl. Cogeneration | MW | -0.3238 | -0.2943 | -0.29 | -0.291 | -0.305 | -0.3252 | -0.4681 | -0.6047 | -0.6364 | -0.723 | -0.543 | -0.5725 | -0.5603 | -0.5603 | -0.6065 | -0.6425 | -0.6064 | -0.532 | -0.5613 | -0.5155 | -0.5555 | -0.4679 | -0.4445 | -0.5085 | -0.4309 | -0.3679 | -0.2863 | -0.2075 | -0.1301 | -0.0529 | 0.0204 | 0.0894 | 0.1552 | 0.2173 | 0.2758 | 0.3329 | 0.3837 | 0.4327 | 0.4788 | 0.5206 | 0.5552 | 0.5894 | 0.6185 | 0.6437 | 0.6674 | 0.6875 | 0.7022 | 0.7164 | 0.7271 | 0.7358 | 0.7443 | 0.7507 | 0.7549 | 0.7596 | 0.7621 | 0.7626 | 0.7635 | 0.7609
Northwest | Supermarket | Minimum | October | Water Heating | LDCEU/TDEF | Electric Load with Losses, Incl. Cogeneration | MW | 0 | 0 | 0 | 0 | 0 | 0 | 0 | 0 | 0 | 0 | 0 | 0 | 0 | 0 | 0 | 0 | 0 | 0 | 0 | 0 | 0 | 0 | -0.0424 | -0.0811 | -0.093 | -0.101 | -0.1033 | -0.1027 | -0.0989 | -0.0917 | -0.0835 | -0.0745 | -0.0643 | -0.0535 | -0.0422 | -0.0294 | -0.0173 | -0.0051 | 0.0079 | 0.0202 | 0.0311 | 0.0427 | 0.0533 | 0.0631 | 0.0734 | 0.083 | 0.0913 | 0.1001 | 0.1081 | 0.1157 | 0.124 | 0.1319 | 0.1392 | 0.1475 | 0.1551 | 0.162 | 0.1696 | 0.1757
Northwest | Supermarket | Minimum | October | Other Substitutables | LDCEU/TDEF | Electric Load with Losses, Incl. Cogeneration | MW | 0 | 0 | 0 | 0 | 0 | 0 | 0 | 0 | 0 | 0 | 0 | 0 | -0.0051 | -0.0067 | -0.0105 | -0.0178 | -0.0243 | -0.0216 | -0.0313 | -0.0447 | -0.0663 | -0.078 | -0.0858 | -0.1126 | -0.0902 | -0.0677 | -0.0428 | -0.0182 | 0.007 | 0.0332 | 0.0586 | 0.0829 | 0.1072 | 0.1311 | 0.1546 | 0.1788 | 0.2008 | 0.2233 | 0.2456 | 0.2668 | 0.2849 | 0.3042 | 0.3214 | 0.3373 | 0.3535 | 0.3686 | 0.3813 | 0.3945 | 0.4062 | 0.4176 | 0.4297 | 0.4411 | 0.4518 | 0.4637 | 0.4746 | 0.4845 | 0.4956 | 0.5034
Northwest | Supermarket | Minimum | October | Refrigeration | LDCEU/TDEF | Electric Load with Losses, Incl. Cogeneration | MW | 0 | 0 | 0 | 0 | 0 | 0 | 0 | 0 | 0 | 0 | 0 | 0 | 0 | 0 | 0 | 0 | 0 | -2.7906 | -5.4411 | -10.3535 | -15.1275 | -18.827 | -22.5957 | -25.2812 | -31.5748 | -37.5584 | -42.973 | -47.8021 | -52.1107 | -55.9507 | -59.3844 | -62.4547 | -65.2874 | -67.9113 | -70.3802 | -72.636 | -74.5678 | -76.6936 | -78.4949 | -80.3225 | -81.8372 | -83.4226 | -84.8441 | -86.2189 | -87.499 | -88.8071 | -89.8605 | -90.8741 | -91.807 | -92.7991 | -93.6926 | -94.559 | -95.395 | -96.207 | -96.9927 | -97.7637 | -98.5155 | -98.8985
Northwest | Supermarket | Minimum | October | Lighting | LDCEU/TDEF | Electric Load with Losses, Incl. Cogeneration | MW | 0 | -0.492 | -1.2135 | -1.6328 | -1.8983 | -2.063 | -2.6656 | -2.9627 | -6.6978 | -10.5001 | -12.8943 | -16.3838 | -19.4124 | -21.3529 | -22.5347 | -25.2587 | -17.7897 | -12.3401 | -9.7921 | -7.4663 | -6.1605 | -4.981 | -4.293 | -4.5237 | -3.9678 | -3.5389 | -3.2151 | -2.9755 | -2.7715 | -2.5966 | -2.4453 | -2.3132 | -2.1977 | -2.096 | -2.0056 | -1.9237 | -1.8466 | -1.78 | -1.7152 | -1.656 | -1.5968 | -1.5418 | -1.4876 | -1.435 | -1.383 | -1.3324 | -1.2799 | -1.2279 | -1.1755 | -1.1239 | -1.0716 | -1.0191 | -0.9663 | -0.9132 | -0.8596 | -0.8057 | -0.7513 | -0.6956
Northwest | Supermarket | Minimum | October | Air Conditioning | LDCEU/TDEF | Electric Load with Losses, Incl. Cogeneration | MW | -0.0057 | 0.0697 | 0.1145 | 0.1655 | 0.2035 | 0.2754 | 0.2159 | 0.2557 | 0.2914 | 0.3483 | 0.4345 | 0.3877 | 0.3474 | 0.3653 | 0.357 | 0.321 | 0.395 | 0.3097 | 0.3051 | 0.1605 | 0.0013 | -0.1332 | -0.2521 | -0.3451 | -0.4538 | -0.6356 | -0.8029 | -0.949 | -1.0771 | -1.1903 | -1.4243 | -1.6286 | -1.8112 | -1.9741 | -2.1209 | -2.2528 | -2.363 | -2.4719 | -2.5646 | -2.6509 | -2.7188 | -2.786 | -2.8417 | -2.8913 | -2.936 | -2.9776 | -3.0067 | -3.0336 | -3.0548 | -3.0749 | -3.0927 | -3.1075 | -3.1191 | -3.1309 | -3.1394 | -3.1454 | -3.1517 | -3.144
Northwest | Supermarket | Minimum | October | Other Non-Substitutables | LDCEU/TDEF | Electric Load with Losses, Incl. Cogeneration | MW | 0 | 0 | 0 | 0 | 0 | 0 | 0 | 0 | 0 | 0 | 0 | 0 | -0.0892 | -0.1721 | -0.2548 | -0.326 | -0.3556 | -0.3921 | -0.4529 | -0.3557 | -0.2947 | -0.2358 | -0.1944 | -0.1567 | -0.1305 | -0.1075 | -0.0882 | -0.0719 | -0.0585 | -0.0477 | -0.0389 | -0.0317 | -0.0258 | -0.0211 | -0.0172 | -0.014 | -0.0114 | -0.0093 | -0.0076 | -0.0062 | -0.005 | -0.0041 | -0.0033 | -0.0028 | -0.0022 | -0.0018 | -0.0015 | -0.0012 | -0.001 | -0.0008 | -0.0007 | -0.0005 | -0.0005 | -0.0003 | -0.0003 | -0.0002 | -0.0002 | -0.0002
Northwest | Supermarket | Minimum | November | Space Heating | LDCEU/TDEF | Electric Load with Losses, Incl. Cogeneration | MW | -0.6105 | -0.501 | -0.4401 | -0.4728 | -0.4753 | -0.5204 | -0.7501 | -1.047 | -1.0192 | -1.1476 | -1.0213 | -0.991 | -0.9851 | -0.8824 | -0.9503 | -0.9722 | -0.9452 | -0.8717 | -0.9309 | -0.8168 | -0.8509 | -0.8504 | -0.8512 | -0.7398 | -0.6902 | -0.5865 | -0.453 | -0.3243 | -0.1979 | -0.072 | 0.0473 | 0.1594 | 0.2665 | 0.3679 | 0.4634 | 0.5568 | 0.6397 | 0.7198 | 0.7949 | 0.8633 | 0.9198 | 0.9759 | 1.0233 | 1.0644 | 1.103 | 1.136 | 1.1601 | 1.1831 | 1.2007 | 1.2148 | 1.2288 | 1.2391 | 1.2461 | 1.2539 | 1.2579 | 1.2586 | 1.2602 | 1.2558
Northwest | Supermarket | Minimum | November | Water Heating | LDCEU/TDEF | Electric Load with Losses, Incl. Cogeneration | MW | 0 | 0 | 0 | 0 | 0 | 0 | 0 | 0 | 0 | 0 | 0 | 0 | 0 | 0 | 0 | 0 | 0 | 0 | 0 | 0 | 0 | 0 | -0.0801 | -0.0918 | -0.1267 | -0.137 | -0.1395 | -0.1379 | -0.1321 | -0.1216 | -0.1097 | -0.0967 | -0.0821 | -0.0666 | -0.0504 | -0.032 | -0.0149 | 0.0026 | 0.0212 | 0.0387 | 0.0541 | 0.0707 | 0.0857 | 0.0997 | 0.1143 | 0.1279 | 0.1397 | 0.1521 | 0.1635 | 0.1742 | 0.186 | 0.1972 | 0.2077 | 0.2194 | 0.2301 | 0.2399 | 0.2508 | 0.2592
Northwest | Supermarket | Minimum | November | Other Substitutables | LDCEU/TDEF | Electric Load with Losses, Incl. Cogeneration | MW | 0 | 0 | 0 | 0 | 0 | 0 | 0 | 0 | 0 | 0 | 0 | 0 | -0.0032 | -0.0041 | -0.0064 | -0.0109 | -0.0147 | -0.0131 | -0.019 | -0.0282 | -0.0432 | -0.0508 | -0.0565 | -0.0734 | -0.059 | -0.0445 | -0.0286 | -0.0128 | 0.0032 | 0.0201 | 0.0363 | 0.0519 | 0.0675 | 0.0829 | 0.0981 | 0.1139 | 0.1281 | 0.1427 | 0.1572 | 0.171 | 0.1828 | 0.1954 | 0.2067 | 0.217 | 0.2275 | 0.2374 | 0.2457 | 0.2543 | 0.262 | 0.2694 | 0.2773 | 0.2848 | 0.2918 | 0.2997 | 0.3068 | 0.3133 | 0.3206 | 0.3257
Northwest | Supermarket | Minimum | November | Refrigeration | LDCEU/TDEF | Electric Load with Losses, Incl. Cogeneration | MW | 0 | 0 | 0 | 0 | 0 | 0 | 0 | 0 | 0 | 0 | 0 | 0 | 0 | 0 | 0 | 0 | 0 | -2.8852 | -5.6147 | -10.7241 | -15.742 | -19.5783 | -23.4508 | -26.1479 | -32.6921 | -38.903 | -44.5097 | -49.5094 | -53.9697 | -57.944 | -61.4979 | -64.6761 | -67.6252 | -70.371 | -72.9732 | -75.3539 | -77.3876 | -79.646 | -81.5573 | -83.5082 | -85.1236 | -86.8215 | -88.3389 | -89.8099 | -91.1781 | -92.5885 | -93.7319 | -94.8262 | -95.8355 | -96.9113 | -97.8825 | -98.8271 | -99.7399 | -100.6285 | -101.49 | -102.3376 | -103.1648 | -103.5689
Northwest | Supermarket | Minimum | November | Lighting | LDCEU/TDEF | Electric Load with Losses, Incl. Cogeneration | MW | 0 | -0.4518 | -1.1176 | -1.5046 | -1.7499 | -1.9022 | -2.4579 | -2.732 | -6.1753 | -9.6814 | -11.8895 | -15.1065 | -17.8999 | -19.7013 | -20.776 | -23.2793 | -16.4112 | -11.3701 | -9.0291 | -6.8936 | -5.6927 | -4.6066 | -3.9756 | -4.1871 | -3.6775 | -3.2849 | -2.9891 | -2.7709 | -2.5849 | -2.425 | -2.2866 | -2.1653 | -2.0595 | -1.9662 | -1.8833 | -1.8081 | -1.7369 | -1.6757 | -1.6158 | -1.561 | -1.506 | -1.455 | -1.4044 | -1.3553 | -1.3066 | -1.2593 | -1.21 | -1.161 | -1.1117 | -1.0629 | -1.0135 | -0.9639 | -0.9139 | -0.8635 | -0.8127 | -0.7615 | -0.7099 | -0.6567
Northwest | Supermarket | Minimum | November | Air Conditioning | LDCEU/TDEF | Electric Load with Losses, Incl. Cogeneration | MW | -0.0024 | 0.0323 | 0.0529 | 0.0768 | 0.0942 | 0.1273 | 0.101 | 0.1201 | 0.1365 | 0.1624 | 0.2002 | 0.1785 | 0.1606 | 0.1681 | 0.1647 | 0.1494 | 0.1822 | 0.1445 | 0.142 | 0.0737 | -0.0011 | -0.0636 | -0.1179 | -0.1607 | -0.211 | -0.2952 | -0.3724 | -0.44 | -0.4992 | -0.5515 | -0.6597 | -0.7542 | -0.839 | -0.9149 | -0.9837 | -1.0456 | -1.0972 | -1.1487 | -1.1925 | -1.2335 | -1.2657 | -1.2978 | -1.3245 | -1.3482 | -1.3696 | -1.3897 | -1.404 | -1.4171 | -1.4276 | -1.4377 | -1.4466 | -1.454 | -1.4601 | -1.4662 | -1.4708 | -1.4743 | -1.4778 | -1.4743
Northwest | Supermarket | Minimum | November | Other Non-Substitutables | LDCEU/TDEF | Electric Load with Losses, Incl. Cogeneration | MW | 0 | 0 | 0 | 0 | 0 | 0 | 0 | 0 | 0 | 0 | 0 | 0 | -0.0793 | -0.1541 | -0.2279 | -0.2887 | -0.3166 | -0.3459 | -0.4011 | -0.3183 | -0.2628 | -0.2091 | -0.1717 | -0.1377 | -0.1146 | -0.0944 | -0.0774 | -0.0631 | -0.0514 | -0.0418 | -0.0342 | -0.0278 | -0.0227 | -0.0185 | -0.0151 | -0.0123 | -0.01 | -0.0081 | -0.0067 | -0.0055 | -0.0044 | -0.0036 | -0.003 | -0.0024 | -0.002 | -0.0016 | -0.0013 | -0.0011 | -0.0009 | -0.0007 | -0.0006 | -0.0004 | -0.0003 | -0.0003 | -0.0003 | -0.0003 | -0.0002 | -0.0002
Northwest | Supermarket | Minimum | December | Space Heating | LDCEU/TDEF | Electric Load with Losses, Incl. Cogeneration | MW | -0.6592 | -0.5362 | -0.5337 | -0.551 | -0.5787 | -0.6253 | -0.9096 | -1.1718 | -1.2121 | -1.3306 | -1.1034 | -1.0964 | -1.0989 | -1.017 | -1.0683 | -1.1843 | -1.0978 | -0.9596 | -1.0693 | -0.9436 | -0.9869 | -0.9199 | -0.9041 | -0.9167 | -0.768 | -0.6483 | -0.4951 | -0.3475 | -0.2028 | -0.0588 | 0.0774 | 0.2054 | 0.3278 | 0.4438 | 0.5534 | 0.6607 | 0.7556 | 0.8471 | 0.9332 | 1.0115 | 1.0763 | 1.1402 | 1.1944 | 1.2415 | 1.2858 | 1.3238 | 1.3516 | 1.378 | 1.3983 | 1.4143 | 1.4303 | 1.4423 | 1.4503 | 1.4594 | 1.4641 | 1.4649 | 1.4668 | 1.4612
Northwest | Supermarket | Minimum | December | Water Heating | LDCEU/TDEF | Electric Load with Losses, Incl. Cogeneration | MW | 0 | 0 | 0 | 0 | 0 | 0 | 0 | 0 | 0 | 0 | 0 | 0 | 0 | 0 | 0 | 0 | 0 | 0 | 0 | 0 | 0 | 0 | -0.0847 | -0.1478 | -0.1513 | -0.1634 | -0.1662 | -0.1641 | -0.1568 | -0.1442 | -0.1295 | -0.1138 | -0.0961 | -0.0773 | -0.0576 | -0.0354 | -0.0146 | 0.0066 | 0.0289 | 0.0502 | 0.0688 | 0.0889 | 0.1071 | 0.1239 | 0.1416 | 0.158 | 0.1723 | 0.1873 | 0.2011 | 0.214 | 0.2282 | 0.2418 | 0.2544 | 0.2686 | 0.2815 | 0.2933 | 0.3064 | 0.3165
Northwest | Supermarket | Minimum | December | Other Substitutables | LDCEU/TDEF | Electric Load with Losses, Incl. Cogeneration | MW | 0 | 0 | 0 | 0 | 0 | 0 | 0 | 0 | 0 | 0 | 0 | 0 | -0.0033 | -0.0043 | -0.0068 | -0.0115 | -0.0156 | -0.0139 | -0.0202 | -0.0301 | -0.0465 | -0.0547 | -0.0608 | -0.0789 | -0.0635 | -0.0479 | -0.0309 | -0.0139 | 0.0034 | 0.0215 | 0.0388 | 0.0556 | 0.0723 | 0.0889 | 0.1052 | 0.1222 | 0.1375 | 0.1532 | 0.1688 | 0.1836 | 0.1963 | 0.2099 | 0.2219 | 0.2331 | 0.2443 | 0.2551 | 0.264 | 0.2732 | 0.2814 | 0.2894 | 0.2981 | 0.3061 | 0.3136 | 0.3221 | 0.3298 | 0.3368 | 0.3447 | 0.35
Northwest | Supermarket | Minimum | December | Refrigeration | LDCEU/TDEF | Electric Load with Losses, Incl. Cogeneration | MW | 0 | 0 | 0 | 0 | 0 | 0 | 0 | 0 | 0 | 0 | 0 | 0 | 0 | 0 | 0 | 0 | 0 | -2.9483 | -5.7344 | -10.9579 | -16.0903 | -20.0124 | -23.9626 | -26.6978 | -33.3842 | -39.7288 | -45.4544 | -50.5599 | -55.1146 | -59.1728 | -62.802 | -66.0475 | -69.0614 | -71.8703 | -74.5353 | -76.9747 | -79.0572 | -81.3733 | -83.3342 | -85.337 | -86.9955 | -88.7394 | -90.2981 | -91.8091 | -93.2144 | -94.6648 | -95.8415 | -96.967 | -98.0048 | -99.1116 | -100.1111 | -101.0836 | -102.0238 | -102.9394 | -103.8271 | -104.7009 | -105.5541 | -105.9679
Northwest | Supermarket | Minimum | December | Lighting | LDCEU/TDEF | Electric Load with Losses, Incl. Cogeneration | MW | 0 | -0.4316 | -1.0695 | -1.4402 | -1.6755 | -1.8215 | -2.3537 | -2.6163 | -5.9133 | -9.2709 | -11.3856 | -14.4659 | -17.1408 | -18.8721 | -19.8925 | -22.2844 | -15.7178 | -10.8812 | -8.6432 | -6.6028 | -5.454 | -4.4148 | -3.8145 | -4.0173 | -3.5292 | -3.1533 | -2.8702 | -2.6616 | -2.4837 | -2.3307 | -2.1981 | -2.082 | -1.9806 | -1.8912 | -1.812 | -1.7398 | -1.6716 | -1.6129 | -1.5556 | -1.5031 | -1.4502 | -1.4012 | -1.3527 | -1.3055 | -1.2588 | -1.2133 | -1.1658 | -1.1186 | -1.0712 | -1.0244 | -0.9768 | -0.929 | -0.8808 | -0.8323 | -0.7834 | -0.734 | -0.6843 | -0.633
Northwest | Supermarket | Minimum | December | Air Conditioning | LDCEU/TDEF | Electric Load with Losses, Incl. Cogeneration | MW | -0.0017 | 0.024 | 0.0392 | 0.0569 | 0.0697 | 0.0942 | 0.0749 | 0.0892 | 0.1014 | 0.1204 | 0.1482 | 0.1319 | 0.119 | 0.1244 | 0.1219 | 0.111 | 0.1349 | 0.1073 | 0.1053 | 0.0546 | -0.001 | -0.0473 | -0.0875 | -0.1191 | -0.1564 | -0.2187 | -0.2759 | -0.3259 | -0.3697 | -0.4085 | -0.4886 | -0.5585 | -0.6214 | -0.6777 | -0.7288 | -0.7747 | -0.8129 | -0.8512 | -0.8838 | -0.9143 | -0.9382 | -0.9622 | -0.9819 | -0.9996 | -1.0155 | -1.0306 | -1.0413 | -1.0511 | -1.0589 | -1.0664 | -1.073 | -1.0787 | -1.0833 | -1.0879 | -1.0914 | -1.094 | -1.0968 | -1.0941
Northwest | Supermarket | Minimum | December | Other Non-Substitutables | LDCEU/TDEF | Electric Load with Losses, Incl. Cogeneration | MW | 0 | 0 | 0 | 0 | 0 | 0 | 0 | 0 | 0 | 0 | 0 | 0 | -0.0811 | -0.1578 | -0.2333 | -0.2953 | -0.3242 | -0.3535 | -0.41 | -0.3258 | -0.2688 | -0.2137 | -0.1753 | -0.1405 | -0.1169 | -0.0963 | -0.079 | -0.0643 | -0.0524 | -0.0427 | -0.0348 | -0.0284 | -0.0232 | -0.0188 | -0.0154 | -0.0125 | -0.0102 | -0.0083 | -0.0068 | -0.0055 | -0.0045 | -0.0036 | -0.003 | -0.0025 | -0.002 | -0.0016 | -0.0013 | -0.0011 | -0.0009 | -0.0008 | -0.0006 | -0.0005 | -0.0004 | -0.0003 | -0.0003 | -0.0002 | -0.0002 | -0.0001
Northwest | MiniMart | Peak | January | Space Heating | LDCEU/TDEF | Electric Load with Losses, Incl. Cogeneration | MW | -0.0398 | -0.0312 | -0.0321 | -0.0328 | -0.0343 | -0.0365 | -0.0583 | -0.0795 | -0.0797 | -0.0933 | -0.0765 | -0.0819 | -0.0821 | -0.0791 | -0.0885 | -0.0944 | -0.0909 | -0.0793 | -0.0818 | -0.0841 | -0.0904 | -0.0895 | -0.0856 | -0.0888 | -0.0785 | -0.0674 | -0.0532 | -0.0393 | -0.0256 | -0.0117 | 0.0017 | 0.0142 | 0.0261 | 0.0383 | 0.05 | 0.0613 | 0.0714 | 0.0811 | 0.0904 | 0.0986 | 0.1056 | 0.1123 | 0.1181 | 0.123 | 0.1276 | 0.1314 | 0.1343 | 0.1371 | 0.1393 | 0.1409 | 0.1426 | 0.1439 | 0.1448 | 0.1457 | 0.1463 | 0.1463 | 0.1466 | 0.1456
Northwest | MiniMart | Peak | January | Water Heating | LDCEU/TDEF | Electric Load with Losses, Incl. Cogeneration | MW | 0 | 0 | 0 | 0 | 0 | 0 | 0 | 0 | 0 | 0 | 0 | 0 | 0 | 0 | 0 | 0 | 0 | 0 | 0 | 0 | 0 | 0 | -0.2039 | -0.3825 | -0.4966 | -0.5839 | -0.6471 | -0.6963 | -0.7315 | -0.752 | -0.7647 | -0.7712 | -0.7716 | -0.7709 | -0.7669 | -0.7548 | -0.7406 | -0.7274 | -0.7079 | -0.6901 | -0.6739 | -0.6544 | -0.6365 | -0.6201 | -0.6003 | -0.583 | -0.5672 | -0.5485 | -0.5315 | -0.5158 | -0.496 | -0.4772 | -0.4594 | -0.4376 | -0.4178 | -0.3998 | -0.3783 | -0.3565
Northwest | MiniMart | Peak | January | Other Substitutables | LDCEU/TDEF | Electric Load with Losses, Incl. Cogeneration | MW | 0 | 0 | 0 | 0 | 0 | 0 | 0 | 0 | 0 | 0 | 0 | 0 | -0.0113 | -0.0149 | -0.0197 | -0.0391 | -0.0544 | -0.0457 | -0.0597 | -0.0767 | -0.1039 | -0.1082 | -0.1161 | -0.129 | -0.1059 | -0.0823 | -0.0581 | -0.0339 | -0.009 | 0.0174 | 0.0427 | 0.0672 | 0.0909 | 0.1158 | 0.1401 | 0.1651 | 0.1879 | 0.2106 | 0.2333 | 0.2541 | 0.2727 | 0.2915 | 0.3088 | 0.3243 | 0.3402 | 0.3547 | 0.367 | 0.3799 | 0.3917 | 0.4028 | 0.4148 | 0.4263 | 0.4369 | 0.4491 | 0.4601 | 0.4703 | 0.4816 | 0.4889
Northwest | MiniMart | Peak | January | Refrigeration | LDCEU/TDEF | Electric Load with Losses, Incl. Cogeneration | MW | 0 | 0 | 0 | 0 | 0 | 0 | 0 | 0 | 0 | 0 | 0 | 0 | 0 | 0 | 0 | 0 | 0 | -2.6994 | -5.536 | -11.861 | -16.7935 | -20.9023 | -25.4458 | -29.1402 | -35.9007 | -42.3911 | -47.8297 | -52.686 | -56.9992 | -60.8356 | -64.2234 | -67.2385 | -69.8928 | -72.8261 | -75.5736 | -78.0283 | -80.1354 | -82.3687 | -84.2999 | -86.1304 | -87.7809 | -89.3325 | -90.7878 | -92.1282 | -93.3759 | -94.5986 | -95.6241 | -96.593 | -97.5464 | -98.4875 | -99.3569 | -100.2114 | -101.0403 | -101.8512 | -102.6429 | -103.421 | -104.176 | -104.2307
Northwest | MiniMart | Peak | January | Lighting | LDCEU/TDEF | Electric Load with Losses, Incl. Cogeneration | MW | 0 | -0.4156 | -1.0289 | -1.3971 | -1.6341 | -1.7904 | -2.3284 | -2.6019 | -5.9217 | -9.3226 | -11.4538 | -14.5859 | -17.4465 | -18.2659 | -21.7725 | -26.39 | -16.3136 | -12.0289 | -9.9202 | -7.2366 | -6.2158 | -5.2581 | -4.7659 | -5.2678 | -4.6384 | -4.152 | -3.7745 | -3.4923 | -3.2497 | -3.04 | -2.8569 | -2.6961 | -2.5532 | -2.4378 | -2.3363 | -2.2434 | -2.1557 | -2.0797 | -2.0063 | -1.9374 | -1.8705 | -1.8062 | -1.7437 | -1.682 | -1.621 | -1.5611 | -1.4999 | -1.4387 | -1.3781 | -1.3176 | -1.2567 | -1.1955 | -1.1341 | -1.0723 | -1.0102 | -0.9476 | -0.8844 | -0.8173
Northwest | MiniMart | Peak | January | Air Conditioning | LDCEU/TDEF | Electric Load with Losses, Incl. Cogeneration | MW | 0.0003 | 0.069 | 0.115 | 0.1712 | 0.2154 | 0.2998 | 0.2636 | 0.3221 | 0.3625 | 0.4287 | 0.5041 | 0.4563 | 0.4165 | 0.4032 | 0.4033 | 0.4417 | 0.4346 | 0.411 | 0.409 | 0.1576 | -0.0252 | -0.1884 | -0.3431 | -0.4756 | -0.6273 | -0.9075 | -1.1556 | -1.3799 | -1.5834 | -1.7506 | -2.0592 | -2.329 | -2.5628 | -2.7948 | -3.0027 | -3.1858 | -3.3403 | -3.4902 | -3.6188 | -3.7328 | -3.8301 | -3.9176 | -3.9938 | -4.0583 | -4.1167 | -4.1685 | -4.2069 | -4.2412 | -4.2707 | -4.2965 | -4.3192 | -4.3386 | -4.3542 | -4.3701 | -4.3818 | -4.3906 | -4.3989 | -4.377
Northwest | MiniMart | Peak | January | Other Non-Substitutables | LDCEU/TDEF | Electric Load with Losses, Incl. Cogeneration | MW | 0 | 0 | 0 | 0 | 0 | 0 | 0 | 0 | 0 | 0 | 0 | 0 | -0.1738 | -0.3631 | -0.4995 | -0.5684 | -0.7843 | -0.7079 | -0.7594 | -0.6681 | -0.5734 | -0.4779 | -0.4097 | -0.3431 | -0.2862 | -0.2364 | -0.1942 | -0.1585 | -0.1291 | -0.1052 | -0.0858 | -0.0698 | -0.0568 | -0.0463 | -0.0377 | -0.0307 | -0.025 | -0.0204 | -0.0167 | -0.0136 | -0.0111 | -0.009 | -0.0074 | -0.006 | -0.0049 | -0.004 | -0.0033 | -0.0027 | -0.0022 | -0.0017 | -0.0014 | -0.0012 | -0.0009 | -0.0008 | -0.0006 | -0.0005 | -0.0004 | -0.0003
Northwest | MiniMart | Peak | February | Space Heating | LDCEU/TDEF | Electric Load with Losses, Incl. Cogeneration | MW | -0.1605 | -0.133 | -0.1272 | -0.1334 | -0.1379 | -0.1477 | -0.2379 | -0.3143 | -0.3261 | -0.375 | -0.3252 | -0.3241 | -0.3367 | -0.3374 | -0.3448 | -0.3684 | -0.3711 | -0.3229 | -0.3458 | -0.3444 | -0.3614 | -0.3822 | -0.3406 | -0.3448 | -0.3199 | -0.2746 | -0.2173 | -0.1611 | -0.1052 | -0.0487 | 0.0052 | 0.0561 | 0.1043 | 0.1539 | 0.2008 | 0.2466 | 0.2875 | 0.3266 | 0.3638 | 0.3968 | 0.4251 | 0.4521 | 0.4753 | 0.4951 | 0.5137 | 0.5292 | 0.5408 | 0.5518 | 0.5605 | 0.5671 | 0.5738 | 0.5789 | 0.5822 | 0.5862 | 0.5882 | 0.5885 | 0.5894 | 0.5855
Northwest | MiniMart | Peak | February | Water Heating | LDCEU/TDEF | Electric Load with Losses, Incl. Cogeneration | MW | 0 | 0 | 0 | 0 | 0 | 0 | 0 | 0 | 0 | 0 | 0 | 0 | 0 | 0 | 0 | 0 | 0 | 0 | 0 | 0 | 0 | 0 | -0.1458 | -0.2649 | -0.3862 | -0.454 | -0.5031 | -0.5412 | -0.5685 | -0.5843 | -0.5941 | -0.5991 | -0.5992 | -0.5985 | -0.5954 | -0.5858 | -0.5746 | -0.5643 | -0.549 | -0.5351 | -0.5224 | -0.5071 | -0.4931 | -0.4802 | -0.4648 | -0.4513 | -0.4388 | -0.4242 | -0.411 | -0.3987 | -0.3833 | -0.3686 | -0.3547 | -0.3377 | -0.3224 | -0.3083 | -0.2916 | -0.2746
Northwest | MiniMart | Peak | February | Other Substitutables | LDCEU/TDEF | Electric Load with Losses, Incl. Cogeneration | MW | 0 | 0 | 0 | 0 | 0 | 0 | 0 | 0 | 0 | 0 | 0 | 0 | -0.0135 | -0.0178 | -0.0235 | -0.0462 | -0.0642 | -0.0542 | -0.0705 | -0.0908 | -0.1238 | -0.1292 | -0.1388 | -0.1545 | -0.1272 | -0.0992 | -0.0706 | -0.0417 | -0.0123 | 0.019 | 0.0491 | 0.0781 | 0.1062 | 0.1359 | 0.1647 | 0.1943 | 0.2214 | 0.2482 | 0.2752 | 0.2999 | 0.3219 | 0.3443 | 0.3647 | 0.3831 | 0.4019 | 0.419 | 0.4336 | 0.4489 | 0.463 | 0.476 | 0.4903 | 0.5038 | 0.5165 | 0.5308 | 0.5438 | 0.5557 | 0.5691 | 0.5778
Northwest | MiniMart | Peak | February | Refrigeration | LDCEU/TDEF | Electric Load with Losses, Incl. Cogeneration | MW | 0 | 0 | 0 | 0 | 0 | 0 | 0 | 0 | 0 | 0 | 0 | 0 | 0 | 0 | 0 | 0 | 0 | -2.0876 | -4.277 | -9.1845 | -13.0026 | -16.1828 | -19.6911 | -22.5343 | -27.7613 | -32.7789 | -36.9819 | -40.7352 | -44.0686 | -47.0337 | -49.6519 | -51.9824 | -54.0336 | -56.2943 | -58.411 | -60.3013 | -61.9245 | -63.6446 | -65.1307 | -66.5391 | -67.8086 | -69.0014 | -70.1194 | -71.1488 | -72.1061 | -73.0435 | -73.8306 | -74.5729 | -75.3026 | -76.0246 | -76.6896 | -77.3433 | -77.9773 | -78.5971 | -79.202 | -79.7964 | -80.3725 | -80.4147
Northwest | MiniMart | Peak | February | Lighting | LDCEU/TDEF | Electric Load with Losses, Incl. Cogeneration | MW | 0 | -0.3313 | -0.8274 | -1.1254 | -1.3181 | -1.4451 | -1.8794 | -2.1005 | -4.7784 | -7.5237 | -9.2446 | -11.7712 | -14.0777 | -14.7466 | -17.567 | -21.2745 | -13.1519 | -9.7012 | -8.0023 | -5.8444 | -5.0234 | -4.2534 | -3.8626 | -4.2622 | -3.7547 | -3.3629 | -3.0588 | -2.8318 | -2.6366 | -2.4676 | -2.3201 | -2.1904 | -2.0751 | -1.9818 | -1.8996 | -1.8244 | -1.7533 | -1.6917 | -1.6321 | -1.5761 | -1.5218 | -1.4695 | -1.4187 | -1.3686 | -1.319 | -1.2702 | -1.2202 | -1.1706 | -1.1213 | -1.0719 | -1.0224 | -0.9727 | -0.9228 | -0.8724 | -0.8219 | -0.771 | -0.7195 | -0.6651
Northwest | MiniMart | Peak | February | Air Conditioning | LDCEU/TDEF | Electric Load with Losses, Incl. Cogeneration | MW | 0.0002 | 0.0186 | 0.031 | 0.0463 | 0.0581 | 0.0809 | 0.0715 | 0.0874 | 0.0983 | 0.116 | 0.1359 | 0.123 | 0.1124 | 0.1089 | 0.1089 | 0.1193 | 0.1176 | 0.1109 | 0.1105 | 0.0423 | -0.0071 | -0.051 | -0.0928 | -0.1284 | -0.1692 | -0.2447 | -0.3114 | -0.3719 | -0.4266 | -0.4716 | -0.5548 | -0.6275 | -0.6905 | -0.7529 | -0.8088 | -0.8579 | -0.8995 | -0.9399 | -0.9744 | -1.005 | -1.0312 | -1.0547 | -1.0751 | -1.0924 | -1.108 | -1.1219 | -1.1322 | -1.1413 | -1.1492 | -1.1561 | -1.1621 | -1.1672 | -1.1713 | -1.1755 | -1.1787 | -1.1809 | -1.1831 | -1.1772
Northwest | MiniMart | Peak | February | Other Non-Substitutables | LDCEU/TDEF | Electric Load with Losses, Incl. Cogeneration | MW | 0 | 0 | 0 | 0 | 0 | 0 | 0 | 0 | 0 | 0 | 0 | 0 | -0.1579 | -0.329 | -0.4531 | -0.5183 | -0.7113 | -0.6458 | -0.693 | -0.607 | -0.5205 | -0.4337 | -0.3715 | -0.311 | -0.2596 | -0.2143 | -0.1761 | -0.1437 | -0.1172 | -0.0955 | -0.0778 | -0.0633 | -0.0516 | -0.042 | -0.0342 | -0.0278 | -0.0227 | -0.0185 | -0.0151 | -0.0123 | -0.01 | -0.0082 | -0.0066 | -0.0055 | -0.0044 | -0.0037 | -0.0029 | -0.0024 | -0.002 | -0.0016 | -0.0013 | -0.0011 | -0.0008 | -0.0007 | -0.0006 | -0.0005 | -0.0004 | -0.0003
Northwest | MiniMart | Peak | March | Space Heating | LDCEU/TDEF | Electric Load with Losses, Incl. Cogeneration | MW | -0.0915 | -0.0765 | -0.081 | -0.0793 | -0.0839 | -0.0909 | -0.1479 | -0.1971 | -0.1932 | -0.2395 | -0.1958 | -0.1908 | -0.1974 | -0.2104 | -0.2045 | -0.238 | -0.2368 | -0.2058 | -0.2121 | -0.2243 | -0.2218 | -0.2289 | -0.2095 | -0.2254 | -0.1987 | -0.1711 | -0.1359 | -0.1016 | -0.0674 | -0.0327 | 0.0003 | 0.0316 | 0.0611 | 0.0913 | 0.1199 | 0.1479 | 0.1729 | 0.1967 | 0.2194 | 0.2395 | 0.2567 | 0.2732 | 0.2873 | 0.2993 | 0.3107 | 0.3201 | 0.3271 | 0.3338 | 0.339 | 0.343 | 0.3471 | 0.3501 | 0.3521 | 0.3545 | 0.3557 | 0.3558 | 0.3563 | 0.354
Northwest | MiniMart | Peak | March | Water Heating | LDCEU/TDEF | Electric Load with Losses, Incl. Cogeneration | MW | 0 | 0 | 0 | 0 | 0 | 0 | 0 | 0 | 0 | 0 | 0 | 0 | 0 | 0 | 0 | 0 | 0 | 0 | 0 | 0 | 0 | 0 | -0.1255 | -0.2474 | -0.3251 | -0.3821 | -0.4235 | -0.4558 | -0.4789 | -0.4925 | -0.501 | -0.5054 | -0.5056 | -0.5053 | -0.5028 | -0.4949 | -0.4857 | -0.4772 | -0.4644 | -0.4529 | -0.4423 | -0.4297 | -0.418 | -0.4073 | -0.3943 | -0.3831 | -0.3727 | -0.3606 | -0.3494 | -0.3392 | -0.3262 | -0.314 | -0.3023 | -0.2881 | -0.2752 | -0.2634 | -0.2494 | -0.2353
Northwest | MiniMart | Peak | March | Other Substitutables | LDCEU/TDEF | Electric Load with Losses, Incl. Cogeneration | MW | 0 | 0 | 0 | 0 | 0 | 0 | 0 | 0 | 0 | 0 | 0 | 0 | -0.0133 | -0.0175 | -0.0231 | -0.0452 | -0.0626 | -0.0528 | -0.0688 | -0.089 | -0.1214 | -0.1266 | -0.1361 | -0.1516 | -0.1248 | -0.0974 | -0.0694 | -0.0411 | -0.0123 | 0.0183 | 0.0478 | 0.0762 | 0.1037 | 0.1327 | 0.161 | 0.1899 | 0.2165 | 0.2428 | 0.2692 | 0.2933 | 0.315 | 0.3369 | 0.3567 | 0.3748 | 0.3933 | 0.41 | 0.4243 | 0.4393 | 0.4531 | 0.4658 | 0.4799 | 0.493 | 0.5053 | 0.5195 | 0.5322 | 0.5438 | 0.557 | 0.5654
Northwest | MiniMart | Peak | March | Refrigeration | LDCEU/TDEF | Electric Load with Losses, Incl. Cogeneration | MW | 0 | 0 | 0 | 0 | 0 | 0 | 0 | 0 | 0 | 0 | 0 | 0 | 0 | 0 | 0 | 0 | 0 | -2.0259 | -4.1509 | -8.928 | -12.6431 | -15.7295 | -19.1344 | -21.8957 | -26.9748 | -31.8499 | -35.9326 | -39.5786 | -42.8168 | -45.6972 | -48.2404 | -50.5044 | -52.4969 | -54.692 | -56.7472 | -58.5823 | -60.1583 | -61.8287 | -63.2713 | -64.6386 | -65.8713 | -67.0291 | -68.1141 | -69.1129 | -70.0417 | -70.9512 | -71.7153 | -72.4353 | -73.143 | -73.844 | -74.4889 | -75.1229 | -75.7376 | -76.3391 | -76.9256 | -77.502 | -78.0606 | -78.1017
Northwest | MiniMart | Peak | March | Lighting | LDCEU/TDEF | Electric Load with Losses, Incl. Cogeneration | MW | 0 | -0.3319 | -0.8309 | -1.1308 | -1.3248 | -1.4529 | -1.8895 | -2.1118 | -4.8034 | -7.5634 | -9.2936 | -11.8332 | -14.1511 | -14.8257 | -17.6581 | -21.3798 | -13.2171 | -9.7504 | -8.0431 | -5.8757 | -5.0511 | -4.2776 | -3.8808 | -4.2779 | -3.7692 | -3.3766 | -3.0719 | -2.8447 | -2.6489 | -2.4797 | -2.3317 | -2.2017 | -2.0861 | -1.9925 | -1.91 | -1.8346 | -1.7631 | -1.7013 | -1.6414 | -1.5852 | -1.5306 | -1.4781 | -1.4269 | -1.3766 | -1.3266 | -1.2776 | -1.2274 | -1.1774 | -1.1277 | -1.0782 | -1.0283 | -0.9783 | -0.9281 | -0.8775 | -0.8267 | -0.7754 | -0.7237 | -0.6689
Northwest | MiniMart | Peak | March | Air Conditioning | LDCEU/TDEF | Electric Load with Losses, Incl. Cogeneration | MW | 0.0002 | 0.0334 | 0.0558 | 0.0833 | 0.1046 | 0.1455 | 0.1288 | 0.1576 | 0.1771 | 0.209 | 0.2442 | 0.221 | 0.2022 | 0.1958 | 0.1957 | 0.2146 | 0.2116 | 0.1995 | 0.1988 | 0.0761 | -0.0127 | -0.0916 | -0.1664 | -0.2303 | -0.3034 | -0.4389 | -0.5587 | -0.6671 | -0.7654 | -0.8461 | -0.9953 | -1.1257 | -1.2387 | -1.3506 | -1.4509 | -1.5392 | -1.6137 | -1.686 | -1.748 | -1.8029 | -1.8498 | -1.8919 | -1.9285 | -1.9595 | -1.9876 | -2.0125 | -2.0308 | -2.0473 | -2.0613 | -2.0737 | -2.0845 | -2.0937 | -2.1011 | -2.1086 | -2.1141 | -2.1181 | -2.1221 | -2.1115
Northwest | MiniMart | Peak | March | Other Non-Substitutables | LDCEU/TDEF | Electric Load with Losses, Incl. Cogeneration | MW | 0 | 0 | 0 | 0 | 0 | 0 | 0 | 0 | 0 | 0 | 0 | 0 | -0.1532 | -0.3194 | -0.4401 | -0.5036 | -0.69 | -0.6277 | -0.6739 | -0.5898 | -0.5057 | -0.4212 | -0.3607 | -0.302 | -0.252 | -0.2082 | -0.171 | -0.1395 | -0.1137 | -0.0927 | -0.0755 | -0.0615 | -0.0501 | -0.0408 | -0.0332 | -0.0271 | -0.0221 | -0.018 | -0.0146 | -0.0119 | -0.0097 | -0.0079 | -0.0065 | -0.0053 | -0.0043 | -0.0035 | -0.0029 | -0.0023 | -0.0019 | -0.0016 | -0.0013 | -0.0011 | -0.0008 | -0.0007 | -0.0006 | -0.0004 | -0.0004 | -0.0003
Northwest | MiniMart | Peak | April | Space Heating | LDCEU/TDEF | Electric Load with Losses, Incl. Cogeneration | MW | -0.0978 | -0.0797 | -0.0858 | -0.0818 | -0.0883 | -0.0956 | -0.1534 | -0.1934 | -0.2106 | -0.2369 | -0.2146 | -0.1958 | -0.2113 | -0.2067 | -0.2226 | -0.2537 | -0.2396 | -0.2209 | -0.231 | -0.216 | -0.2317 | -0.2387 | -0.2417 | -0.2141 | -0.2047 | -0.176 | -0.1396 | -0.1038 | -0.0684 | -0.0324 | 0.0018 | 0.0342 | 0.0648 | 0.0963 | 0.1261 | 0.1553 | 0.1812 | 0.206 | 0.2298 | 0.2507 | 0.2687 | 0.2859 | 0.3007 | 0.3132 | 0.3251 | 0.3349 | 0.3423 | 0.3494 | 0.3549 | 0.3591 | 0.3634 | 0.3666 | 0.3688 | 0.3713 | 0.3726 | 0.3728 | 0.3734 | 0.371
Northwest | MiniMart | Peak | April | Water Heating | LDCEU/TDEF | Electric Load with Losses, Incl. Cogeneration | MW | 0 | 0 | 0 | 0 | 0 | 0 | 0 | 0 | 0 | 0 | 0 | 0 | 0 | 0 | 0 | 0 | 0 | 0 | 0 | 0 | 0 | 0 | -0.1248 | -0.1668 | -0.264 | -0.3104 | -0.3441 | -0.3705 | -0.3895 | -0.4007 | -0.4078 | -0.4116 | -0.4121 | -0.412 | -0.4102 | -0.404 | -0.3968 | -0.3901 | -0.3799 | -0.3706 | -0.3622 | -0.3521 | -0.3427 | -0.3341 | -0.3238 | -0.3147 | -0.3064 | -0.2965 | -0.2876 | -0.2794 | -0.2689 | -0.2591 | -0.2496 | -0.2382 | -0.2278 | -0.2183 | -0.2071 | -0.1956
Northwest | MiniMart | Peak | April | Other Substitutables | LDCEU/TDEF | Electric Load with Losses, Incl. Cogeneration | MW | 0 | 0 | 0 | 0 | 0 | 0 | 0 | 0 | 0 | 0 | 0 | 0 | -0.0128 | -0.0169 | -0.0224 | -0.0439 | -0.0606 | -0.0511 | -0.0666 | -0.0857 | -0.1162 | -0.121 | -0.1298 | -0.1442 | -0.1184 | -0.092 | -0.0649 | -0.0377 | -0.0099 | 0.0196 | 0.048 | 0.0754 | 0.1018 | 0.1299 | 0.1571 | 0.185 | 0.2105 | 0.2359 | 0.2613 | 0.2846 | 0.3053 | 0.3264 | 0.3457 | 0.363 | 0.3808 | 0.3969 | 0.4108 | 0.4252 | 0.4384 | 0.4508 | 0.4643 | 0.477 | 0.489 | 0.5026 | 0.5149 | 0.5261 | 0.5388 | 0.5471
Northwest | MiniMart | Peak | April | Refrigeration | LDCEU/TDEF | Electric Load with Losses, Incl. Cogeneration | MW | 0 | 0 | 0 | 0 | 0 | 0 | 0 | 0 | 0 | 0 | 0 | 0 | 0 | 0 | 0 | 0 | 0 | -1.9854 | -4.074 | -8.74 | -12.3827 | -15.4208 | -18.7781 | -21.5201 | -26.5079 | -31.2971 | -35.3116 | -38.8965 | -42.0806 | -44.9128 | -47.4138 | -49.6399 | -51.5993 | -53.7586 | -55.7806 | -57.5867 | -59.1374 | -60.7798 | -62.1993 | -63.5449 | -64.7571 | -65.8968 | -66.9651 | -67.9488 | -68.8631 | -69.7584 | -70.5097 | -71.2187 | -71.9159 | -72.6054 | -73.2409 | -73.8655 | -74.4711 | -75.063 | -75.641 | -76.2087 | -76.7592 | -76.7993
Northwest | MiniMart | Peak | April | Lighting | LDCEU/TDEF | Electric Load with Losses, Incl. Cogeneration | MW | 0 | -0.3328 | -0.8343 | -1.1356 | -1.3307 | -1.4595 | -1.8982 | -2.1215 | -4.8251 | -7.5976 | -9.3358 | -11.8867 | -14.2142 | -14.8922 | -17.7355 | -21.4712 | -13.2729 | -9.7911 | -8.0757 | -5.8981 | -5.0695 | -4.2924 | -3.8888 | -4.2833 | -3.7726 | -3.3783 | -3.0722 | -2.8436 | -2.647 | -2.477 | -2.3284 | -2.1979 | -2.0819 | -1.9881 | -1.9055 | -1.8301 | -1.7586 | -1.6967 | -1.6369 | -1.5808 | -1.5262 | -1.4739 | -1.4229 | -1.3726 | -1.3229 | -1.274 | -1.224 | -1.1743 | -1.1248 | -1.0754 | -1.0257 | -0.9759 | -0.9259 | -0.8755 | -0.8249 | -0.7738 | -0.7224 | -0.6677
Northwest | MiniMart | Peak | April | Air Conditioning | LDCEU/TDEF | Electric Load with Losses, Incl. Cogeneration | MW | 0.0002 | 0.0325 | 0.0543 | 0.0808 | 0.1015 | 0.1412 | 0.1244 | 0.1519 | 0.1709 | 0.202 | 0.2372 | 0.215 | 0.1962 | 0.1902 | 0.1899 | 0.2078 | 0.2049 | 0.1929 | 0.1924 | 0.0743 | -0.0117 | -0.0885 | -0.1614 | -0.224 | -0.2956 | -0.4277 | -0.5447 | -0.6505 | -0.7463 | -0.8253 | -0.9707 | -1.0979 | -1.2082 | -1.3174 | -1.4153 | -1.5014 | -1.5741 | -1.6447 | -1.7051 | -1.7588 | -1.8045 | -1.8457 | -1.8814 | -1.9116 | -1.9391 | -1.9633 | -1.9813 | -1.9973 | -2.0111 | -2.0233 | -2.0338 | -2.0428 | -2.0501 | -2.0574 | -2.0628 | -2.0668 | -2.0707 | -2.0603
Northwest | MiniMart | Peak | April | Other Non-Substitutables | LDCEU/TDEF | Electric Load with Losses, Incl. Cogeneration | MW | 0 | 0 | 0 | 0 | 0 | 0 | 0 | 0 | 0 | 0 | 0 | 0 | -0.1483 | -0.3097 | -0.4263 | -0.4863 | -0.6679 | -0.6057 | -0.6509 | -0.5716 | -0.4909 | -0.4094 | -0.3511 | -0.2945 | -0.2458 | -0.203 | -0.1669 | -0.1361 | -0.111 | -0.0905 | -0.0737 | -0.06 | -0.0489 | -0.0398 | -0.0324 | -0.0264 | -0.0215 | -0.0175 | -0.0143 | -0.0117 | -0.0094 | -0.0077 | -0.0064 | -0.0051 | -0.0042 | -0.0035 | -0.0028 | -0.0023 | -0.0018 | -0.0015 | -0.0012 | -0.001 | -0.0008 | -0.0006 | -0.0006 | -0.0004 | -0.0003 | -0.0003
Northwest | MiniMart | Peak | May | Space Heating | LDCEU/TDEF | Electric Load with Losses, Incl. Cogeneration | MW | -0.0224 | -0.0198 | -0.0205 | -0.023 | -0.0189 | -0.0258 | -0.0416 | -0.0507 | -0.0477 | -0.0642 | -0.0554 | -0.0518 | -0.0515 | -0.0513 | -0.0572 | -0.0617 | -0.06 | -0.0648 | -0.0694 | -0.062 | -0.0608 | -0.0613 | -0.0613 | -0.0596 | -0.0557 | -0.0482 | -0.0387 | -0.0294 | -0.0201 | -0.0106 | -0.0017 | 0.0068 | 0.0149 | 0.0231 | 0.0308 | 0.0384 | 0.0452 | 0.0516 | 0.0578 | 0.0633 | 0.068 | 0.0724 | 0.0763 | 0.0796 | 0.0827 | 0.0852 | 0.0871 | 0.089 | 0.0905 | 0.0915 | 0.0926 | 0.0935 | 0.094 | 0.0947 | 0.095 | 0.0951 | 0.0952 | 0.0947
Northwest | MiniMart | Peak | May | Water Heating | LDCEU/TDEF | Electric Load with Losses, Incl. Cogeneration | MW | 0 | 0 | 0 | 0 | 0 | 0 | 0 | 0 | 0 | 0 | 0 | 0 | 0 | 0 | 0 | 0 | 0 | 0 | 0 | 0 | 0 | 0 | -0.0681 | -0.1195 | -0.1668 | -0.1961 | -0.2175 | -0.2343 | -0.2464 | -0.2537 | -0.2584 | -0.261 | -0.2615 | -0.2617 | -0.2607 | -0.2571 | -0.2528 | -0.2487 | -0.2425 | -0.2368 | -0.2317 | -0.2255 | -0.2197 | -0.2145 | -0.208 | -0.2024 | -0.1973 | -0.1912 | -0.1856 | -0.1806 | -0.174 | -0.1679 | -0.1621 | -0.155 | -0.1485 | -0.1426 | -0.1355 | -0.1284
Northwest | MiniMart | Peak | May | Other Substitutables | LDCEU/TDEF | Electric Load with Losses, Incl. Cogeneration | MW | 0 | 0 | 0 | 0 | 0 | 0 | 0 | 0 | 0 | 0 | 0 | 0 | -0.01 | -0.0131 | -0.0178 | -0.0358 | -0.0505 | -0.0421 | -0.0551 | -0.0695 | -0.0919 | -0.0959 | -0.1022 | -0.1125 | -0.0917 | -0.0704 | -0.0485 | -0.0265 | -0.0039 | 0.0199 | 0.0429 | 0.0649 | 0.0863 | 0.109 | 0.1309 | 0.1535 | 0.1741 | 0.1944 | 0.215 | 0.2338 | 0.2505 | 0.2675 | 0.2831 | 0.2971 | 0.3115 | 0.3246 | 0.3357 | 0.3474 | 0.3581 | 0.368 | 0.3791 | 0.3894 | 0.3991 | 0.4101 | 0.4202 | 0.4294 | 0.4397 | 0.4464
Northwest | MiniMart | Peak | May | Refrigeration | LDCEU/TDEF | Electric Load with Losses, Incl. Cogeneration | MW | 0 | 0 | 0 | 0 | 0 | 0 | 0 | 0 | 0 | 0 | 0 | 0 | 0 | 0 | 0 | 0 | 0 | -1.6186 | -3.3292 | -7.0579 | -9.9944 | -12.4851 | -15.2468 | -17.5222 | -21.5787 | -25.4773 | -28.7536 | -31.6785 | -34.2761 | -36.5867 | -38.6281 | -40.4437 | -42.0429 | -43.8121 | -45.4696 | -46.9525 | -48.2238 | -49.5683 | -50.7342 | -51.8389 | -52.8329 | -53.7706 | -54.6503 | -55.4618 | -56.2161 | -56.9547 | -57.5723 | -58.1587 | -58.7362 | -59.3029 | -59.8299 | -60.347 | -60.849 | -61.3387 | -61.8186 | -62.289 | -62.747 | -62.7789
Northwest | MiniMart | Peak | May | Lighting | LDCEU/TDEF | Electric Load with Losses, Incl. Cogeneration | MW | 0 | -0.3091 | -0.7641 | -1.0373 | -1.2131 | -1.329 | -1.7283 | -1.9312 | -4.3957 | -6.9201 | -8.502 | -10.827 | -12.9496 | -13.5559 | -16.1592 | -19.5882 | -12.1073 | -8.9247 | -7.3582 | -5.363 | -4.6035 | -3.8924 | -3.5293 | -3.9042 | -3.4336 | -3.0696 | -2.7866 | -2.5746 | -2.3926 | -2.2355 | -2.0986 | -1.9786 | -1.8722 | -1.7863 | -1.7109 | -1.6421 | -1.5773 | -1.5211 | -1.4671 | -1.4164 | -1.3673 | -1.3202 | -1.2744 | -1.2294 | -1.1848 | -1.1412 | -1.0963 | -1.0519 | -1.0077 | -0.9636 | -0.9192 | -0.8747 | -0.83 | -0.785 | -0.7398 | -0.6941 | -0.6482 | -0.5993
Northwest | MiniMart | Peak | May | Air Conditioning | LDCEU/TDEF | Electric Load with Losses, Incl. Cogeneration | MW | 0.0004 | 0.0678 | 0.1128 | 0.1616 | 0.2166 | 0.2831 | 0.2441 | 0.2975 | 0.3457 | 0.3993 | 0.4798 | 0.4423 | 0.4043 | 0.3937 | 0.3834 | 0.4156 | 0.4106 | 0.3851 | 0.3829 | 0.1521 | -0.0213 | -0.1797 | -0.3313 | -0.4685 | -0.6137 | -0.8885 | -1.1324 | -1.3531 | -1.553 | -1.7174 | -2.0204 | -2.285 | -2.5145 | -2.742 | -2.9459 | -3.1256 | -3.277 | -3.4236 | -3.5496 | -3.6613 | -3.7562 | -3.8421 | -3.9167 | -3.9801 | -4.0373 | -4.088 | -4.1253 | -4.1587 | -4.1877 | -4.2128 | -4.2351 | -4.254 | -4.2693 | -4.2847 | -4.2962 | -4.3046 | -4.3129 | -4.2912
Northwest | MiniMart | Peak | May | Other Non-Substitutables | LDCEU/TDEF | Electric Load with Losses, Incl. Cogeneration | MW | 0 | 0 | 0 | 0 | 0 | 0 | 0 | 0 | 0 | 0 | 0 | 0 | -0.124 | -0.2593 | -0.3556 | -0.4018 | -0.5593 | -0.4988 | -0.5358 | -0.4757 | -0.4096 | -0.3431 | -0.2953 | -0.2482 | -0.2072 | -0.1711 | -0.1406 | -0.1147 | -0.0935 | -0.0762 | -0.0621 | -0.0506 | -0.0412 | -0.0335 | -0.0273 | -0.0222 | -0.0181 | -0.0148 | -0.012 | -0.0098 | -0.008 | -0.0065 | -0.0053 | -0.0043 | -0.0035 | -0.0028 | -0.0023 | -0.0019 | -0.0015 | -0.0013 | -0.001 | -0.0008 | -0.0007 | -0.0006 | -0.0004 | -0.0003 | -0.0003 | -0.0002
Northwest | MiniMart | Peak | June | Space Heating | LDCEU/TDEF | Electric Load with Losses, Incl. Cogeneration | MW | -0.001 | -0.0008 | -0.0008 | -0.0007 | -0.0008 | -0.0008 | -0.0014 | -0.0016 | -0.0019 | -0.0019 | -0.0016 | -0.0017 | -0.0021 | -0.0016 | -0.0021 | -0.0026 | -0.002 | -0.0024 | -0.0024 | -0.0025 | -0.0021 | -0.0025 | -0.0016 | -0.0021 | -0.002 | -0.0018 | -0.0014 | -0.0011 | -0.0008 | -0.0004 | -0.0001 | 0.0002 | 0.0005 | 0.0008 | 0.0011 | 0.0013 | 0.0016 | 0.0018 | 0.002 | 0.0022 | 0.0024 | 0.0025 | 0.0027 | 0.0028 | 0.0029 | 0.003 | 0.0031 | 0.0032 | 0.0032 | 0.0033 | 0.0033 | 0.0033 | 0.0034 | 0.0033 | 0.0034 | 0.0034 | 0.0034 | 0.0033
Northwest | MiniMart | Peak | June | Water Heating | LDCEU/TDEF | Electric Load with Losses, Incl. Cogeneration | MW | 0 | 0 | 0 | 0 | 0 | 0 | 0 | 0 | 0 | 0 | 0 | 0 | 0 | 0 | 0 | 0 | 0 | 0 | 0 | 0 | 0 | 0 | -0.0343 | -0.0853 | -0.1149 | -0.1352 | -0.1501 | -0.1618 | -0.1704 | -0.1757 | -0.1792 | -0.1812 | -0.1818 | -0.1822 | -0.1819 | -0.1796 | -0.1769 | -0.1744 | -0.1705 | -0.1669 | -0.1635 | -0.1594 | -0.1557 | -0.1522 | -0.148 | -0.1444 | -0.1409 | -0.1369 | -0.1332 | -0.1298 | -0.1255 | -0.1214 | -0.1175 | -0.1127 | -0.1084 | -0.1043 | -0.0996 | -0.0947
Northwest | MiniMart | Peak | June | Other Substitutables | LDCEU/TDEF | Electric Load with Losses, Incl. Cogeneration | MW | 0 | 0 | 0 | 0 | 0 | 0 | 0 | 0 | 0 | 0 | 0 | 0 | -0.0064 | -0.0085 | -0.012 | -0.0251 | -0.0363 | -0.0296 | -0.0391 | -0.0479 | -0.06 | -0.0627 | -0.0657 | -0.071 | -0.0568 | -0.0422 | -0.0271 | -0.0121 | 0.0033 | 0.0197 | 0.0353 | 0.0503 | 0.0648 | 0.0803 | 0.0953 | 0.1107 | 0.1247 | 0.1386 | 0.1526 | 0.1654 | 0.1767 | 0.1884 | 0.199 | 0.2086 | 0.2184 | 0.2274 | 0.235 | 0.243 | 0.2504 | 0.2572 | 0.2647 | 0.2719 | 0.2787 | 0.2863 | 0.2933 | 0.2996 | 0.3069 | 0.3114
Northwest | MiniMart | Peak | June | Refrigeration | LDCEU/TDEF | Electric Load with Losses, Incl. Cogeneration | MW | 0 | 0 | 0 | 0 | 0 | 0 | 0 | 0 | 0 | 0 | 0 | 0 | 0 | 0 | 0 | 0 | 0 | -1.8051 | -3.735 | -7.7628 | -10.9958 | -13.8103 | -16.9567 | -19.6095 | -24.1376 | -28.4969 | -32.1778 | -35.4622 | -38.3791 | -40.9737 | -43.2679 | -45.3058 | -47.1029 | -49.1049 | -50.9821 | -52.6663 | -54.1064 | -55.6259 | -56.9507 | -58.2057 | -59.3324 | -60.4013 | -61.4061 | -62.3355 | -63.1991 | -64.0453 | -64.7482 | -65.4224 | -66.0886 | -66.734 | -67.3432 | -67.9394 | -68.519 | -69.0832 | -69.639 | -70.1824 | -70.7144 | -70.7488
Northwest | MiniMart | Peak | June | Lighting | LDCEU/TDEF | Electric Load with Losses, Incl. Cogeneration | MW | 0 | -0.3292 | -0.8001 | -1.0823 | -1.2622 | -1.3808 | -1.7955 | -2.0058 | -4.5699 | -7.1923 | -8.8345 | -11.2533 | -13.462 | -14.076 | -16.7996 | -20.3989 | -12.6055 | -9.2821 | -7.6472 | -5.5558 | -4.7592 | -4.0148 | -3.6308 | -4.0339 | -3.5392 | -3.1553 | -2.8565 | -2.6314 | -2.4387 | -2.2728 | -2.1289 | -2.0031 | -1.892 | -1.8027 | -1.7246 | -1.6537 | -1.587 | -1.5295 | -1.4744 | -1.423 | -1.3732 | -1.3257 | -1.2796 | -1.2344 | -1.1898 | -1.1459 | -1.1011 | -1.0565 | -1.0124 | -0.9682 | -0.9239 | -0.8795 | -0.8348 | -0.7899 | -0.7447 | -0.6991 | -0.6531 | -0.6041
Northwest | MiniMart | Peak | June | Air Conditioning | LDCEU/TDEF | Electric Load with Losses, Incl. Cogeneration | MW | -0.0011 | 0.3339 | 0.5643 | 0.8138 | 1.0243 | 1.4253 | 1.1758 | 1.4995 | 1.5984 | 2.0116 | 2.5438 | 2.2823 | 1.9628 | 2.062 | 1.9282 | 2.0224 | 2.0776 | 1.8822 | 1.8583 | 0.7775 | -0.0698 | -0.8657 | -1.831 | -2.4408 | -3.2262 | -4.6789 | -5.9756 | -7.1474 | -8.2086 | -9.0806 | -10.6861 | -12.0862 | -13.3014 | -14.5046 | -15.5827 | -16.5356 | -17.336 | -18.107 | -18.7734 | -19.3633 | -19.8626 | -20.3168 | -20.7124 | -21.0496 | -21.3517 | -21.6189 | -21.8137 | -21.9909 | -22.145 | -22.2756 | -22.3943 | -22.4946 | -22.5759 | -22.6561 | -22.7174 | -22.7617 | -22.8058 | -22.6903
Northwest | MiniMart | Peak | June | Other Non-Substitutables | LDCEU/TDEF | Electric Load with Losses, Incl. Cogeneration | MW | 0 | 0 | 0 | 0 | 0 | 0 | 0 | 0 | 0 | 0 | 0 | 0 | -0.1173 | -0.247 | -0.3367 | -0.3726 | -0.5314 | -0.4602 | -0.4949 | -0.4491 | -0.3889 | -0.3284 | -0.2845 | -0.2405 | -0.2008 | -0.1658 | -0.1363 | -0.1112 | -0.0906 | -0.0739 | -0.0602 | -0.049 | -0.0399 | -0.0325 | -0.0264 | -0.0215 | -0.0176 | -0.0143 | -0.0117 | -0.0095 | -0.0078 | -0.0063 | -0.0052 | -0.0042 | -0.0034 | -0.0028 | -0.0022 | -0.0019 | -0.0015 | -0.0012 | -0.001 | -0.0008 | -0.0007 | -0.0006 | -0.0004 | -0.0003 | -0.0003 | -0.0002
Northwest | MiniMart | Peak | July | Space Heating | LDCEU/TDEF | Electric Load with Losses, Incl. Cogeneration | MW | -0.0009 | -0.0004 | -0.0004 | -0.0004 | -0.0005 | -0.0005 | -0.0011 | -0.0013 | -0.0014 | -0.0013 | -0.001 | -0.0011 | -0.0012 | -0.0011 | -0.0011 | -0.0016 | -0.0012 | -0.0016 | -0.0018 | -0.0015 | -0.0013 | -0.0012 | -0.0012 | -0.0018 | -0.0013 | -0.0012 | -0.0009 | -0.0007 | -0.0004 | -0.0003 | 0 | 0.0002 | 0.0004 | 0.0006 | 0.0008 | 0.0009 | 0.0011 | 0.0013 | 0.0014 | 0.0016 | 0.0017 | 0.0018 | 0.0018 | 0.002 | 0.002 | 0.0021 | 0.0021 | 0.0022 | 0.0022 | 0.0023 | 0.0023 | 0.0023 | 0.0023 | 0.0023 | 0.0023 | 0.0023 | 0.0023 | 0.0024
Northwest | MiniMart | Peak | July | Water Heating | LDCEU/TDEF | Electric Load with Losses, Incl. Cogeneration | MW | 0 | 0 | 0 | 0 | 0 | 0 | 0 | 0 | 0 | 0 | 0 | 0 | 0 | 0 | 0 | 0 | 0 | 0 | 0 | 0 | 0 | 0 | -0.0236 | -0.0556 | -0.0659 | -0.0776 | -0.0861 | -0.0927 | -0.0976 | -0.1007 | -0.1026 | -0.1038 | -0.1041 | -0.1043 | -0.1041 | -0.1028 | -0.1013 | -0.0998 | -0.0976 | -0.0954 | -0.0935 | -0.0913 | -0.0891 | -0.0871 | -0.0847 | -0.0826 | -0.0806 | -0.0784 | -0.0762 | -0.0743 | -0.0718 | -0.0695 | -0.0673 | -0.0645 | -0.0621 | -0.0598 | -0.057 | -0.0542
Northwest | MiniMart | Peak | July | Other Substitutables | LDCEU/TDEF | Electric Load with Losses, Incl. Cogeneration | MW | 0 | 0 | 0 | 0 | 0 | 0 | 0 | 0 | 0 | 0 | 0 | 0 | -0.0053 | -0.0069 | -0.0099 | -0.0212 | -0.0311 | -0.0252 | -0.0336 | -0.041 | -0.0519 | -0.0544 | -0.0571 | -0.062 | -0.0499 | -0.0374 | -0.0245 | -0.0117 | 0.0015 | 0.0155 | 0.0288 | 0.0417 | 0.0541 | 0.0673 | 0.0801 | 0.0933 | 0.1054 | 0.1173 | 0.1293 | 0.1403 | 0.15 | 0.16 | 0.1691 | 0.1773 | 0.1858 | 0.1934 | 0.1999 | 0.2068 | 0.2131 | 0.219 | 0.2255 | 0.2316 | 0.2374 | 0.244 | 0.2499 | 0.2554 | 0.2616 | 0.2654
Northwest | MiniMart | Peak | July | Refrigeration | LDCEU/TDEF | Electric Load with Losses, Incl. Cogeneration | MW | 0 | 0 | 0 | 0 | 0 | 0 | 0 | 0 | 0 | 0 | 0 | 0 | 0 | 0 | 0 | 0 | 0 | -1.5553 | -3.2085 | -6.6698 | -9.4291 | -11.8165 | -14.4839 | -16.697 | -20.5638 | -24.2838 | -27.4194 | -30.2172 | -32.7019 | -34.9116 | -36.8654 | -38.601 | -40.1315 | -41.8454 | -43.4533 | -44.8954 | -46.1289 | -47.4328 | -48.5698 | -49.6469 | -50.6161 | -51.5343 | -52.3983 | -53.1978 | -53.9429 | -54.6742 | -55.2819 | -55.8652 | -56.4417 | -56.9994 | -57.5269 | -58.0437 | -58.5464 | -59.0366 | -59.5191 | -59.9916 | -60.4542 | -60.4842
Northwest | MiniMart | Peak | July | Lighting | LDCEU/TDEF | Electric Load with Losses, Incl. Cogeneration | MW | 0 | -0.2823 | -0.6708 | -0.9031 | -1.0495 | -1.1457 | -1.4897 | -1.6636 | -3.7952 | -5.9708 | -7.332 | -9.3425 | -11.1826 | -11.677 | -13.9607 | -16.9912 | -10.5006 | -7.7261 | -6.3646 | -4.6149 | -3.9489 | -3.326 | -3.0159 | -3.3758 | -2.9611 | -2.6393 | -2.3887 | -2.1999 | -2.0383 | -1.8993 | -1.7787 | -1.6732 | -1.5801 | -1.5054 | -1.44 | -1.3807 | -1.325 | -1.2769 | -1.2309 | -1.1879 | -1.1463 | -1.1066 | -1.0681 | -1.0303 | -0.9929 | -0.9564 | -0.9188 | -0.8816 | -0.8446 | -0.8076 | -0.7706 | -0.7333 | -0.6959 | -0.6582 | -0.6204 | -0.5821 | -0.5436 | -0.5025
Northwest | MiniMart | Peak | July | Air Conditioning | LDCEU/TDEF | Electric Load with Losses, Incl. Cogeneration | MW | -0.0016 | 0.425 | 0.7091 | 1.0701 | 1.23 | 1.7882 | 1.4207 | 1.7182 | 1.9346 | 2.463 | 3.0244 | 2.77 | 2.4891 | 2.4813 | 2.4702 | 2.5173 | 2.5948 | 2.3041 | 2.1859 | 0.9571 | -0.0725 | -1.0889 | -2.063 | -2.8073 | -3.9671 | -5.7523 | -7.3471 | -8.7884 | -10.0936 | -11.1656 | -13.1404 | -14.8629 | -16.3576 | -17.827 | -19.1422 | -20.3042 | -21.2804 | -22.2182 | -23.0278 | -23.7439 | -24.3482 | -24.8982 | -25.3756 | -25.7821 | -26.1438 | -26.462 | -26.6936 | -26.9031 | -27.0839 | -27.2375 | -27.3752 | -27.4905 | -27.5823 | -27.6725 | -27.7399 | -27.7862 | -27.8322 | -27.6916
Northwest | MiniMart | Peak | July | Other Non-Substitutables | LDCEU/TDEF | Electric Load with Losses, Incl. Cogeneration | MW | 0 | 0 | 0 | 0 | 0 | 0 | 0 | 0 | 0 | 0 | 0 | 0 | -0.1013 | -0.2134 | -0.2907 | -0.3217 | -0.4616 | -0.3975 | -0.4253 | -0.3859 | -0.3331 | -0.2804 | -0.2424 | -0.204 | -0.1702 | -0.1404 | -0.1152 | -0.094 | -0.0767 | -0.0625 | -0.0509 | -0.0414 | -0.0338 | -0.0274 | -0.0224 | -0.0182 | -0.0149 | -0.0121 | -0.0099 | -0.0081 | -0.0066 | -0.0053 | -0.0044 | -0.0035 | -0.0029 | -0.0024 | -0.0019 | -0.0016 | -0.0012 | -0.001 | -0.0009 | -0.0007 | -0.0006 | -0.0005 | -0.0004 | -0.0003 | -0.0003 | -0.0002
Northwest | MiniMart | Peak | August | Space Heating | LDCEU/TDEF | Electric Load with Losses, Incl. Cogeneration | MW | -0.0008 | -0.0006 | -0.0007 | -0.0006 | -0.0005 | -0.0006 | -0.001 | -0.0015 | -0.0013 | -0.0017 | -0.0013 | -0.0012 | -0.0013 | -0.0015 | -0.0017 | -0.0018 | -0.0017 | -0.0018 | -0.0016 | -0.0015 | -0.0015 | -0.0014 | -0.0014 | -0.0014 | -0.0015 | -0.0013 | -0.001 | -0.0007 | -0.0005 | -0.0003 | 0 | 0.0002 | 0.0004 | 0.0006 | 0.0008 | 0.001 | 0.0013 | 0.0014 | 0.0016 | 0.0017 | 0.0018 | 0.002 | 0.002 | 0.0022 | 0.0022 | 0.0023 | 0.0023 | 0.0024 | 0.0025 | 0.0025 | 0.0025 | 0.0025 | 0.0026 | 0.0026 | 0.0025 | 0.0025 | 0.0026 | 0.0026
Northwest | MiniMart | Peak | August | Water Heating | LDCEU/TDEF | Electric Load with Losses, Incl. Cogeneration | MW | 0 | 0 | 0 | 0 | 0 | 0 | 0 | 0 | 0 | 0 | 0 | 0 | 0 | 0 | 0 | 0 | 0 | 0 | 0 | 0 | 0 | 0 | -0.0279 | -0.0509 | -0.07 | -0.0823 | -0.0914 | -0.0985 | -0.1036 | -0.1067 | -0.1089 | -0.11 | -0.1103 | -0.1105 | -0.1102 | -0.1089 | -0.1071 | -0.1056 | -0.103 | -0.1008 | -0.0988 | -0.0963 | -0.0939 | -0.0918 | -0.0892 | -0.0869 | -0.0848 | -0.0824 | -0.0801 | -0.078 | -0.0754 | -0.0729 | -0.0705 | -0.0675 | -0.0648 | -0.0624 | -0.0594 | -0.0565
Northwest | MiniMart | Peak | August | Other Substitutables | LDCEU/TDEF | Electric Load with Losses, Incl. Cogeneration | MW | 0 | 0 | 0 | 0 | 0 | 0 | 0 | 0 | 0 | 0 | 0 | 0 | -0.006 | -0.0079 | -0.0111 | -0.0233 | -0.0338 | -0.0276 | -0.0365 | -0.0451 | -0.0575 | -0.0601 | -0.0634 | -0.069 | -0.0556 | -0.0419 | -0.0278 | -0.0135 | 0.001 | 0.0163 | 0.0311 | 0.0452 | 0.059 | 0.0736 | 0.0877 | 0.1022 | 0.1154 | 0.1286 | 0.1419 | 0.1539 | 0.1647 | 0.1756 | 0.1857 | 0.1947 | 0.204 | 0.2124 | 0.2197 | 0.2273 | 0.2342 | 0.2407 | 0.2477 | 0.2545 | 0.2609 | 0.2681 | 0.2747 | 0.2806 | 0.2874 | 0.2917
Northwest | MiniMart | Peak | August | Refrigeration | LDCEU/TDEF | Electric Load with Losses, Incl. Cogeneration | MW | 0 | 0 | 0 | 0 | 0 | 0 | 0 | 0 | 0 | 0 | 0 | 0 | 0 | 0 | 0 | 0 | 0 | -1.6999 | -3.5068 | -7.3256 | -10.3648 | -12.9797 | -15.8986 | -18.3244 | -22.5666 | -26.647 | -30.0847 | -33.1523 | -35.8767 | -38.2997 | -40.4418 | -42.345 | -44.023 | -45.8967 | -47.6541 | -49.2295 | -50.5777 | -52.0028 | -53.244 | -54.4199 | -55.478 | -56.4795 | -57.4214 | -58.2921 | -59.1031 | -59.8987 | -60.5606 | -61.1945 | -61.8204 | -62.4282 | -63.0007 | -63.5617 | -64.1074 | -64.6393 | -65.1625 | -65.675 | -66.176 | -66.209
Northwest | MiniMart | Peak | August | Lighting | LDCEU/TDEF | Electric Load with Losses, Incl. Cogeneration | MW | 0 | -0.309 | -0.7418 | -1.0009 | -1.1649 | -1.2729 | -1.6552 | -1.8488 | -4.215 | -6.6324 | -8.1455 | -10.3774 | -12.4186 | -12.9759 | -15.5014 | -18.8465 | -11.6472 | -8.5738 | -7.064 | -5.1282 | -4.3913 | -3.7018 | -3.3519 | -3.7383 | -3.281 | -2.9263 | -2.6502 | -2.4424 | -2.2645 | -2.1113 | -1.9782 | -1.8619 | -1.759 | -1.6764 | -1.604 | -1.5384 | -1.4766 | -1.4233 | -1.3722 | -1.3244 | -1.2781 | -1.2338 | -1.191 | -1.1489 | -1.1072 | -1.0665 | -1.0246 | -0.983 | -0.9418 | -0.9007 | -0.8592 | -0.8178 | -0.776 | -0.734 | -0.6918 | -0.6492 | -0.6062 | -0.5604
Northwest | MiniMart | Peak | August | Air Conditioning | LDCEU/TDEF | Electric Load with Losses, Incl. Cogeneration | MW | 0.0022 | 0.4367 | 0.7031 | 1.0953 | 1.4117 | 1.8694 | 1.6365 | 1.8847 | 2.2013 | 2.545 | 3.1538 | 2.9842 | 2.6981 | 2.5135 | 2.4756 | 2.7104 | 2.6289 | 2.4668 | 2.5354 | 1.1071 | -0.0846 | -1.1585 | -2.1594 | -3.3339 | -4.2545 | -6.169 | -7.8779 | -9.4226 | -10.8215 | -11.9705 | -14.0878 | -15.9349 | -17.5377 | -19.1112 | -20.5196 | -21.7632 | -22.8087 | -23.8132 | -24.6795 | -25.4458 | -26.0927 | -26.6806 | -27.1907 | -27.6247 | -28.0107 | -28.35 | -28.5974 | -28.8203 | -29.0123 | -29.1763 | -29.3221 | -29.4443 | -29.5412 | -29.6365 | -29.7072 | -29.7554 | -29.8029 | -29.6526
Northwest | MiniMart | Peak | August | Other Non-Substitutables | LDCEU/TDEF | Electric Load with Losses, Incl. Cogeneration | MW | 0 | 0 | 0 | 0 | 0 | 0 | 0 | 0 | 0 | 0 | 0 | 0 | -0.1108 | -0.2332 | -0.3181 | -0.3533 | -0.5034 | -0.4371 | -0.4684 | -0.4232 | -0.3653 | -0.3073 | -0.2654 | -0.2235 | -0.1864 | -0.1539 | -0.1263 | -0.103 | -0.084 | -0.0685 | -0.0558 | -0.0454 | -0.037 | -0.0302 | -0.0245 | -0.0199 | -0.0163 | -0.0132 | -0.0108 | -0.0088 | -0.0072 | -0.0059 | -0.0048 | -0.0039 | -0.0032 | -0.0026 | -0.0021 | -0.0018 | -0.0014 | -0.0011 | -0.0009 | -0.0008 | -0.0006 | -0.0005 | -0.0004 | -0.0003 | -0.0003 | -0.0002
Northwest | MiniMart | Peak | September | Space Heating | LDCEU/TDEF | Electric Load with Losses, Incl. Cogeneration | MW | -0.0025 | -0.0019 | -0.002 | -0.0025 | -0.0021 | -0.0023 | -0.0039 | -0.0054 | -0.005 | -0.0061 | -0.005 | -0.0061 | -0.0064 | -0.0054 | -0.0067 | -0.0066 | -0.006 | -0.0062 | -0.0051 | -0.0057 | -0.0067 | -0.0058 | -0.0073 | -0.0073 | -0.0057 | -0.005 | -0.004 | -0.003 | -0.002 | -0.0011 | -0.0002 | 0.0007 | 0.0016 | 0.0024 | 0.0032 | 0.0039 | 0.0047 | 0.0053 | 0.006 | 0.0066 | 0.007 | 0.0075 | 0.008 | 0.0083 | 0.0086 | 0.0089 | 0.0091 | 0.0093 | 0.0094 | 0.0096 | 0.0097 | 0.0098 | 0.0098 | 0.01 | 0.01 | 0.01 | 0.01 | 0.0099
Northwest | MiniMart | Peak | September | Water Heating | LDCEU/TDEF | Electric Load with Losses, Incl. Cogeneration | MW | 0 | 0 | 0 | 0 | 0 | 0 | 0 | 0 | 0 | 0 | 0 | 0 | 0 | 0 | 0 | 0 | 0 | 0 | 0 | 0 | 0 | 0 | -0.0552 | -0.0964 | -0.1072 | -0.1262 | -0.14 | -0.1508 | -0.1587 | -0.1635 | -0.1665 | -0.1682 | -0.1686 | -0.1689 | -0.1683 | -0.1661 | -0.1635 | -0.161 | -0.1571 | -0.1536 | -0.1504 | -0.1466 | -0.1429 | -0.1396 | -0.1356 | -0.1321 | -0.1289 | -0.1251 | -0.1216 | -0.1184 | -0.1142 | -0.1104 | -0.1067 | -0.1021 | -0.0981 | -0.0943 | -0.0897 | -0.0852
Northwest | MiniMart | Peak | September | Other Substitutables | LDCEU/TDEF | Electric Load with Losses, Incl. Cogeneration | MW | 0 | 0 | 0 | 0 | 0 | 0 | 0 | 0 | 0 | 0 | 0 | 0 | -0.0061 | -0.0081 | -0.0113 | -0.0237 | -0.0341 | -0.0278 | -0.0369 | -0.0457 | -0.0583 | -0.0608 | -0.0641 | -0.0697 | -0.0562 | -0.0423 | -0.028 | -0.0136 | 0.0011 | 0.0166 | 0.0316 | 0.046 | 0.0598 | 0.0745 | 0.0888 | 0.1036 | 0.1169 | 0.1303 | 0.1437 | 0.1559 | 0.1668 | 0.1779 | 0.1881 | 0.1972 | 0.2066 | 0.2152 | 0.2224 | 0.23 | 0.2372 | 0.2437 | 0.2509 | 0.2578 | 0.2641 | 0.2714 | 0.278 | 0.2841 | 0.291 | 0.2954
Northwest | MiniMart | Peak | September | Refrigeration | LDCEU/TDEF | Electric Load with Losses, Incl. Cogeneration | MW | 0 | 0 | 0 | 0 | 0 | 0 | 0 | 0 | 0 | 0 | 0 | 0 | 0 | 0 | 0 | 0 | 0 | -1.811 | -3.7376 | -7.8135 | -11.059 | -13.8469 | -16.9605 | -19.5531 | -24.0793 | -28.433 | -32.1006 | -35.3735 | -38.2803 | -40.8656 | -43.1509 | -45.1818 | -46.9721 | -48.971 | -50.8459 | -52.5265 | -53.9648 | -55.4854 | -56.8094 | -58.0641 | -59.193 | -60.2613 | -61.2661 | -62.1948 | -63.0599 | -63.9084 | -64.6146 | -65.2907 | -65.9583 | -66.6068 | -67.2175 | -67.816 | -68.3979 | -68.9654 | -69.5234 | -70.07 | -70.6045 | -70.6397
Northwest | MiniMart | Peak | September | Lighting | LDCEU/TDEF | Electric Load with Losses, Incl. Cogeneration | MW | 0 | -0.3388 | -0.8146 | -1.0995 | -1.28 | -1.3989 | -1.8191 | -2.0318 | -4.6318 | -7.2884 | -8.9513 | -11.4039 | -13.6464 | -14.26 | -17.0333 | -20.7062 | -12.7964 | -9.4202 | -7.7613 | -5.6349 | -4.8255 | -4.0679 | -3.6794 | -4.1002 | -3.5987 | -3.2099 | -2.9072 | -2.6794 | -2.4843 | -2.3164 | -2.1705 | -2.0429 | -1.9302 | -1.8394 | -1.7602 | -1.6881 | -1.6204 | -1.5618 | -1.5058 | -1.4534 | -1.4026 | -1.3541 | -1.3071 | -1.2608 | -1.2152 | -1.1703 | -1.1245 | -1.0789 | -1.0337 | -0.9885 | -0.943 | -0.8974 | -0.8517 | -0.8055 | -0.7592 | -0.7125 | -0.6653 | -0.6151
Northwest | MiniMart | Peak | September | Air Conditioning | LDCEU/TDEF | Electric Load with Losses, Incl. Cogeneration | MW | 0.0009 | 0.2871 | 0.4872 | 0.6341 | 0.8533 | 1.1928 | 0.9929 | 1.1657 | 1.3614 | 1.6058 | 2.0065 | 1.7348 | 1.5632 | 1.5875 | 1.51 | 1.6811 | 1.6775 | 1.549 | 1.6779 | 0.6685 | -0.0642 | -0.7274 | -1.2901 | -1.8436 | -2.5813 | -3.7423 | -4.7772 | -5.7128 | -6.5602 | -7.2563 | -8.5389 | -9.6578 | -10.6289 | -11.5888 | -12.4487 | -13.2082 | -13.8467 | -14.4621 | -14.9931 | -15.4633 | -15.8615 | -16.223 | -16.5376 | -16.8054 | -17.0453 | -17.2573 | -17.4123 | -17.5526 | -17.6742 | -17.7779 | -17.8712 | -17.9501 | -18.0138 | -18.0768 | -18.1244 | -18.1585 | -18.1923 | -18.1004
Northwest | MiniMart | Peak | September | Other Non-Substitutables | LDCEU/TDEF | Electric Load with Losses, Incl. Cogeneration | MW | 0 | 0 | 0 | 0 | 0 | 0 | 0 | 0 | 0 | 0 | 0 | 0 | -0.1067 | -0.2248 | -0.3067 | -0.3404 | -0.4849 | -0.4213 | -0.4517 | -0.4082 | -0.3525 | -0.2964 | -0.2561 | -0.2156 | -0.1799 | -0.1485 | -0.1219 | -0.0995 | -0.0811 | -0.0661 | -0.0539 | -0.0438 | -0.0357 | -0.0291 | -0.0236 | -0.0193 | -0.0157 | -0.0128 | -0.0104 | -0.0085 | -0.0069 | -0.0057 | -0.0046 | -0.0038 | -0.0031 | -0.0025 | -0.002 | -0.0016 | -0.0013 | -0.0011 | -0.0009 | -0.0007 | -0.0006 | -0.0005 | -0.0004 | -0.0004 | -0.0003 | -0.0002
Northwest | MiniMart | Peak | October | Space Heating | LDCEU/TDEF | Electric Load with Losses, Incl. Cogeneration | MW | -0.0639 | -0.0596 | -0.0599 | -0.0593 | -0.0623 | -0.0678 | -0.103 | -0.1405 | -0.1427 | -0.1712 | -0.1324 | -0.1408 | -0.1441 | -0.1509 | -0.1637 | -0.1731 | -0.172 | -0.1515 | -0.1492 | -0.1528 | -0.1701 | -0.1489 | -0.1438 | -0.168 | -0.1435 | -0.1236 | -0.0981 | -0.0734 | -0.0486 | -0.0235 | 0.0004 | 0.0229 | 0.0443 | 0.0662 | 0.0869 | 0.1072 | 0.1253 | 0.1425 | 0.159 | 0.1735 | 0.186 | 0.198 | 0.2083 | 0.217 | 0.2252 | 0.2321 | 0.2371 | 0.242 | 0.2459 | 0.2488 | 0.2517 | 0.254 | 0.2555 | 0.2572 | 0.2581 | 0.2582 | 0.2585 | 0.2569
Northwest | MiniMart | Peak | October | Water Heating | LDCEU/TDEF | Electric Load with Losses, Incl. Cogeneration | MW | 0 | 0 | 0 | 0 | 0 | 0 | 0 | 0 | 0 | 0 | 0 | 0 | 0 | 0 | 0 | 0 | 0 | 0 | 0 | 0 | 0 | 0 | -0.0827 | -0.1839 | -0.2315 | -0.2722 | -0.3016 | -0.3246 | -0.3411 | -0.3508 | -0.3568 | -0.36 | -0.3603 | -0.36 | -0.3583 | -0.3528 | -0.3463 | -0.3403 | -0.3313 | -0.3232 | -0.3158 | -0.3068 | -0.2986 | -0.291 | -0.2818 | -0.2739 | -0.2665 | -0.2579 | -0.25 | -0.2428 | -0.2336 | -0.225 | -0.2167 | -0.2066 | -0.1975 | -0.1891 | -0.1792 | -0.169
Northwest | MiniMart | Peak | October | Other Substitutables | LDCEU/TDEF | Electric Load with Losses, Incl. Cogeneration | MW | 0 | 0 | 0 | 0 | 0 | 0 | 0 | 0 | 0 | 0 | 0 | 0 | -0.0123 | -0.0162 | -0.0215 | -0.0422 | -0.0589 | -0.0495 | -0.0646 | -0.0828 | -0.1124 | -0.1174 | -0.1258 | -0.1399 | -0.115 | -0.0895 | -0.0634 | -0.037 | -0.0101 | 0.0183 | 0.0458 | 0.0722 | 0.0979 | 0.1249 | 0.1512 | 0.1782 | 0.2029 | 0.2273 | 0.2519 | 0.2744 | 0.2945 | 0.3148 | 0.3334 | 0.3502 | 0.3674 | 0.383 | 0.3964 | 0.4103 | 0.4231 | 0.435 | 0.448 | 0.4604 | 0.4719 | 0.485 | 0.4969 | 0.5077 | 0.52 | 0.5279
Northwest | MiniMart | Peak | October | Refrigeration | LDCEU/TDEF | Electric Load with Losses, Incl. Cogeneration | MW | 0 | 0 | 0 | 0 | 0 | 0 | 0 | 0 | 0 | 0 | 0 | 0 | 0 | 0 | 0 | 0 | 0 | -1.8852 | -3.8647 | -8.2824 | -11.7259 | -14.6033 | -17.7798 | -20.3613 | -25.0826 | -29.6155 | -33.4146 | -36.8071 | -39.8202 | -42.5002 | -44.8669 | -46.9733 | -48.8275 | -50.8718 | -52.7861 | -54.4962 | -55.9643 | -57.5192 | -58.8635 | -60.1375 | -61.2855 | -62.3647 | -63.3765 | -64.3083 | -65.1746 | -66.0229 | -66.7348 | -67.4069 | -68.0676 | -68.7206 | -69.3229 | -69.9148 | -70.4888 | -71.0499 | -71.5978 | -72.1359 | -72.6579 | -72.6959
Northwest | MiniMart | Peak | October | Lighting | LDCEU/TDEF | Electric Load with Losses, Incl. Cogeneration | MW | 0 | -0.3296 | -0.8223 | -1.1182 | -1.3095 | -1.4356 | -1.8671 | -2.0866 | -4.7469 | -7.4741 | -9.1835 | -11.6935 | -13.9848 | -14.6484 | -17.451 | -21.1358 | -13.0659 | -9.6369 | -7.9487 | -5.8037 | -4.9875 | -4.2224 | -3.8337 | -4.2316 | -3.7267 | -3.3369 | -3.0343 | -2.8083 | -2.6138 | -2.4457 | -2.299 | -2.17 | -2.0554 | -1.9627 | -1.881 | -1.8064 | -1.7358 | -1.6747 | -1.6157 | -1.5602 | -1.5063 | -1.4546 | -1.4043 | -1.3547 | -1.3055 | -1.2573 | -1.2078 | -1.1587 | -1.1099 | -1.0612 | -1.0121 | -0.9629 | -0.9136 | -0.8638 | -0.8138 | -0.7635 | -0.7126 | -0.6587
Northwest | MiniMart | Peak | October | Air Conditioning | LDCEU/TDEF | Electric Load with Losses, Incl. Cogeneration | MW | 0.0002 | 0.0504 | 0.0839 | 0.1249 | 0.1571 | 0.2185 | 0.1923 | 0.235 | 0.2645 | 0.3127 | 0.3675 | 0.3326 | 0.3038 | 0.2944 | 0.294 | 0.322 | 0.3173 | 0.2992 | 0.2981 | 0.1147 | -0.0185 | -0.1378 | -0.2517 | -0.3476 | -0.4585 | -0.6632 | -0.8444 | -1.0084 | -1.1569 | -1.2791 | -1.5046 | -1.7016 | -1.8725 | -2.0418 | -2.1933 | -2.327 | -2.4397 | -2.549 | -2.6427 | -2.7258 | -2.7967 | -2.8605 | -2.9158 | -2.9628 | -3.0053 | -3.0429 | -3.0708 | -3.0956 | -3.1171 | -3.1359 | -3.1522 | -3.1662 | -3.1774 | -3.1888 | -3.1972 | -3.2035 | -3.2095 | -3.1934
Northwest | MiniMart | Peak | October | Other Non-Substitutables | LDCEU/TDEF | Electric Load with Losses, Incl. Cogeneration | MW | 0 | 0 | 0 | 0 | 0 | 0 | 0 | 0 | 0 | 0 | 0 | 0 | -0.1436 | -0.2995 | -0.4122 | -0.4707 | -0.6473 | -0.5861 | -0.6291 | -0.5521 | -0.4737 | -0.3952 | -0.3387 | -0.2838 | -0.2368 | -0.1956 | -0.1608 | -0.1311 | -0.1069 | -0.0872 | -0.071 | -0.0578 | -0.047 | -0.0384 | -0.0312 | -0.0254 | -0.0207 | -0.0168 | -0.0137 | -0.0112 | -0.0091 | -0.0075 | -0.0061 | -0.005 | -0.0041 | -0.0033 | -0.0027 | -0.0022 | -0.0017 | -0.0014 | -0.0012 | -0.0009 | -0.0008 | -0.0006 | -0.0005 | -0.0004 | -0.0004 | -0.0003
Northwest | MiniMart | Peak | November | Space Heating | LDCEU/TDEF | Electric Load with Losses, Incl. Cogeneration | MW | -0.0647 | -0.0541 | -0.0486 | -0.0514 | -0.0517 | -0.0577 | -0.0879 | -0.1294 | -0.1219 | -0.1444 | -0.1324 | -0.1299 | -0.1347 | -0.1278 | -0.1383 | -0.1407 | -0.1444 | -0.1332 | -0.1333 | -0.1305 | -0.1409 | -0.147 | -0.1502 | -0.1341 | -0.126 | -0.1083 | -0.086 | -0.064 | -0.0421 | -0.02 | 0.0011 | 0.021 | 0.0398 | 0.0593 | 0.0776 | 0.0955 | 0.1114 | 0.1267 | 0.1413 | 0.1542 | 0.1652 | 0.1758 | 0.1849 | 0.1926 | 0.1999 | 0.2059 | 0.2105 | 0.2148 | 0.2183 | 0.2208 | 0.2235 | 0.2255 | 0.2267 | 0.2283 | 0.2291 | 0.2292 | 0.2296 | 0.2281
Northwest | MiniMart | Peak | November | Water Heating | LDCEU/TDEF | Electric Load with Losses, Incl. Cogeneration | MW | 0 | 0 | 0 | 0 | 0 | 0 | 0 | 0 | 0 | 0 | 0 | 0 | 0 | 0 | 0 | 0 | 0 | 0 | 0 | 0 | 0 | 0 | -0.1817 | -0.2418 | -0.3674 | -0.432 | -0.4787 | -0.5152 | -0.5413 | -0.5565 | -0.5661 | -0.5709 | -0.5713 | -0.5708 | -0.568 | -0.5591 | -0.5487 | -0.5391 | -0.5247 | -0.5116 | -0.4996 | -0.4853 | -0.4722 | -0.46 | -0.4454 | -0.4327 | -0.4209 | -0.4072 | -0.3946 | -0.383 | -0.3685 | -0.3545 | -0.3414 | -0.3253 | -0.3107 | -0.2974 | -0.2816 | -0.2654
Northwest | MiniMart | Peak | November | Other Substitutables | LDCEU/TDEF | Electric Load with Losses, Incl. Cogeneration | MW | 0 | 0 | 0 | 0 | 0 | 0 | 0 | 0 | 0 | 0 | 0 | 0 | -0.0101 | -0.0132 | -0.0175 | -0.0346 | -0.0481 | -0.0404 | -0.0529 | -0.0681 | -0.0924 | -0.0964 | -0.1035 | -0.1151 | -0.0946 | -0.0737 | -0.0523 | -0.0307 | -0.0086 | 0.0148 | 0.0373 | 0.059 | 0.0801 | 0.1023 | 0.1238 | 0.146 | 0.1662 | 0.1864 | 0.2066 | 0.225 | 0.2416 | 0.2583 | 0.2735 | 0.2874 | 0.3014 | 0.3143 | 0.3252 | 0.3367 | 0.3472 | 0.357 | 0.3678 | 0.3779 | 0.3874 | 0.3981 | 0.4079 | 0.4169 | 0.4269 | 0.4335
Northwest | MiniMart | Peak | November | Refrigeration | LDCEU/TDEF | Electric Load with Losses, Incl. Cogeneration | MW | 0 | 0 | 0 | 0 | 0 | 0 | 0 | 0 | 0 | 0 | 0 | 0 | 0 | 0 | 0 | 0 | 0 | -2.239 | -4.5893 | -9.8438 | -13.9354 | -17.3383 | -21.0986 | -24.1485 | -29.7525 | -35.1319 | -39.6378 | -43.6615 | -47.2351 | -50.4137 | -53.2206 | -55.7187 | -57.9177 | -60.3474 | -62.623 | -64.6557 | -66.4009 | -68.251 | -69.8503 | -71.3662 | -72.7333 | -74.0181 | -75.2229 | -76.3324 | -77.3655 | -78.3777 | -79.227 | -80.0291 | -80.8181 | -81.5976 | -82.317 | -83.0241 | -83.7103 | -84.3814 | -85.0366 | -85.6805 | -86.3051 | -86.3506
Northwest | MiniMart | Peak | November | Lighting | LDCEU/TDEF | Electric Load with Losses, Incl. Cogeneration | MW | 0 | -0.3614 | -0.8948 | -1.2151 | -1.4213 | -1.5572 | -2.025 | -2.2629 | -5.1502 | -8.1081 | -9.9616 | -12.6856 | -15.1738 | -15.8868 | -18.9367 | -22.9526 | -14.1891 | -10.4627 | -8.629 | -6.2956 | -5.408 | -4.5753 | -4.149 | -4.5865 | -4.039 | -3.6161 | -3.288 | -3.0428 | -2.8319 | -2.6495 | -2.4903 | -2.3504 | -2.2261 | -2.1257 | -2.0373 | -1.9565 | -1.88 | -1.8138 | -1.7498 | -1.6898 | -1.6314 | -1.5754 | -1.5209 | -1.4671 | -1.4139 | -1.3616 | -1.3081 | -1.2548 | -1.2019 | -1.1491 | -1.0959 | -1.0426 | -0.989 | -0.9351 | -0.881 | -0.8262 | -0.7711 | -0.7126
Northwest | MiniMart | Peak | November | Air Conditioning | LDCEU/TDEF | Electric Load with Losses, Incl. Cogeneration | MW | 0.0002 | 0.0479 | 0.0799 | 0.119 | 0.1497 | 0.2083 | 0.1837 | 0.2246 | 0.2527 | 0.2984 | 0.3502 | 0.3169 | 0.2895 | 0.2802 | 0.2804 | 0.3074 | 0.3023 | 0.286 | 0.2846 | 0.1092 | -0.0178 | -0.1312 | -0.2385 | -0.3302 | -0.4355 | -0.63 | -0.802 | -0.9578 | -1.0989 | -1.2149 | -1.4291 | -1.6163 | -1.7786 | -1.9395 | -2.0837 | -2.2108 | -2.318 | -2.4219 | -2.5112 | -2.5903 | -2.6578 | -2.7185 | -2.7713 | -2.816 | -2.8565 | -2.8924 | -2.9191 | -2.9428 | -2.9633 | -2.9812 | -2.9968 | -3.0103 | -3.0211 | -3.0321 | -3.0402 | -3.0462 | -3.0521 | -3.0368
Northwest | MiniMart | Peak | November | Other Non-Substitutables | LDCEU/TDEF | Electric Load with Losses, Incl. Cogeneration | MW | 0 | 0 | 0 | 0 | 0 | 0 | 0 | 0 | 0 | 0 | 0 | 0 | -0.1483 | -0.3098 | -0.4262 | -0.4857 | -0.6694 | -0.6051 | -0.6489 | -0.5701 | -0.489 | -0.4074 | -0.349 | -0.2921 | -0.2437 | -0.2013 | -0.1653 | -0.1349 | -0.11 | -0.0897 | -0.073 | -0.0594 | -0.0484 | -0.0394 | -0.0321 | -0.0262 | -0.0213 | -0.0174 | -0.0142 | -0.0115 | -0.0094 | -0.0076 | -0.0062 | -0.0051 | -0.0042 | -0.0034 | -0.0028 | -0.0022 | -0.0018 | -0.0015 | -0.0013 | -0.001 | -0.0009 | -0.0006 | -0.0005 | -0.0004 | -0.0003 | -0.0003
Northwest | MiniMart | Peak | December | Space Heating | LDCEU/TDEF | Electric Load with Losses, Incl. Cogeneration | MW | -0.0732 | -0.0609 | -0.0621 | -0.0631 | -0.0662 | -0.0728 | -0.112 | -0.1519 | -0.1531 | -0.1764 | -0.1509 | -0.1516 | -0.1588 | -0.1563 | -0.1653 | -0.181 | -0.1781 | -0.1563 | -0.1594 | -0.159 | -0.1727 | -0.1688 | -0.1687 | -0.1766 | -0.15 | -0.1285 | -0.1012 | -0.0744 | -0.0478 | -0.0209 | 0.0046 | 0.0287 | 0.0517 | 0.0754 | 0.0979 | 0.1199 | 0.1394 | 0.1581 | 0.176 | 0.1918 | 0.2053 | 0.2183 | 0.2295 | 0.239 | 0.2479 | 0.2555 | 0.2611 | 0.2664 | 0.2707 | 0.2738 | 0.2771 | 0.2796 | 0.2812 | 0.2833 | 0.2843 | 0.2845 | 0.285 | 0.2831
Northwest | MiniMart | Peak | December | Water Heating | LDCEU/TDEF | Electric Load with Losses, Incl. Cogeneration | MW | 0 | 0 | 0 | 0 | 0 | 0 | 0 | 0 | 0 | 0 | 0 | 0 | 0 | 0 | 0 | 0 | 0 | 0 | 0 | 0 | 0 | 0 | -0.1987 | -0.401 | -0.4523 | -0.5317 | -0.5893 | -0.6342 | -0.6662 | -0.6849 | -0.6966 | -0.7026 | -0.7029 | -0.7023 | -0.6988 | -0.6879 | -0.675 | -0.6631 | -0.6453 | -0.6292 | -0.6145 | -0.5967 | -0.5805 | -0.5656 | -0.5476 | -0.5319 | -0.5174 | -0.5005 | -0.485 | -0.4707 | -0.4529 | -0.4357 | -0.4195 | -0.3997 | -0.3818 | -0.3653 | -0.3458 | -0.326
Northwest | MiniMart | Peak | December | Other Substitutables | LDCEU/TDEF | Electric Load with Losses, Incl. Cogeneration | MW | 0 | 0 | 0 | 0 | 0 | 0 | 0 | 0 | 0 | 0 | 0 | 0 | -0.0097 | -0.0128 | -0.0171 | -0.0339 | -0.0473 | -0.0397 | -0.0519 | -0.0665 | -0.09 | -0.0938 | -0.1006 | -0.1118 | -0.0918 | -0.0714 | -0.0504 | -0.0294 | -0.0078 | 0.015 | 0.037 | 0.0583 | 0.0787 | 0.1004 | 0.1215 | 0.1431 | 0.163 | 0.1826 | 0.2022 | 0.2203 | 0.2364 | 0.2527 | 0.2676 | 0.2811 | 0.2949 | 0.3074 | 0.3181 | 0.3293 | 0.3396 | 0.3491 | 0.3596 | 0.3695 | 0.3788 | 0.3894 | 0.3988 | 0.4076 | 0.4174 | 0.4238
Northwest | MiniMart | Peak | December | Refrigeration | LDCEU/TDEF | Electric Load with Losses, Incl. Cogeneration | MW | 0 | 0 | 0 | 0 | 0 | 0 | 0 | 0 | 0 | 0 | 0 | 0 | 0 | 0 | 0 | 0 | 0 | -2.32 | -4.7567 | -10.1812 | -14.4113 | -17.9429 | -21.8463 | -25.0167 | -30.8203 | -36.3922 | -41.0619 | -45.2316 | -48.9349 | -52.2288 | -55.1377 | -57.7264 | -60.0054 | -62.5237 | -64.8825 | -66.99 | -68.7989 | -70.7158 | -72.3737 | -73.9451 | -75.3616 | -76.6936 | -77.9428 | -79.0936 | -80.1647 | -81.2141 | -82.0942 | -82.926 | -83.7443 | -84.5519 | -85.2981 | -86.0314 | -86.7429 | -87.4387 | -88.1182 | -88.7859 | -89.4339 | -89.4807
Northwest | MiniMart | Peak | December | Lighting | LDCEU/TDEF | Electric Load with Losses, Incl. Cogeneration | MW | 0 | -0.364 | -0.9007 | -1.2229 | -1.4303 | -1.5671 | -2.0379 | -2.2771 | -5.1828 | -8.1593 | -10.0245 | -12.7659 | -15.2699 | -15.9866 | -19.0566 | -23.0992 | -14.2794 | -10.5286 | -8.683 | -6.334 | -5.4403 | -4.6022 | -4.1761 | -4.6188 | -4.0666 | -3.64 | -3.3088 | -3.0611 | -2.8482 | -2.6643 | -2.5036 | -2.3626 | -2.2373 | -2.1361 | -2.047 | -1.9656 | -1.8887 | -1.822 | -1.7577 | -1.6973 | -1.6386 | -1.5823 | -1.5276 | -1.4735 | -1.4201 | -1.3676 | -1.3139 | -1.2604 | -1.2073 | -1.1542 | -1.1008 | -1.0473 | -0.9935 | -0.9394 | -0.885 | -0.8301 | -0.7749 | -0.7161
Northwest | MiniMart | Peak | December | Air Conditioning | LDCEU/TDEF | Electric Load with Losses, Incl. Cogeneration | MW | 0.0002 | 0.0378 | 0.0629 | 0.0935 | 0.1177 | 0.1638 | 0.1439 | 0.1758 | 0.1979 | 0.2341 | 0.2756 | 0.2494 | 0.2277 | 0.2205 | 0.2204 | 0.2414 | 0.2375 | 0.2246 | 0.2234 | 0.0861 | -0.0138 | -0.1032 | -0.188 | -0.2605 | -0.3435 | -0.4969 | -0.6326 | -0.7556 | -0.8669 | -0.9584 | -1.1274 | -1.275 | -1.403 | -1.53 | -1.6438 | -1.7441 | -1.8287 | -1.9107 | -1.9811 | -2.0435 | -2.0968 | -2.1446 | -2.1863 | -2.2216 | -2.2535 | -2.282 | -2.3029 | -2.3217 | -2.3379 | -2.352 | -2.3644 | -2.375 | -2.3835 | -2.3922 | -2.3987 | -2.4034 | -2.4081 | -2.3959
Northwest | MiniMart | Peak | December | Other Non-Substitutables | LDCEU/TDEF | Electric Load with Losses, Incl. Cogeneration | MW | 0 | 0 | 0 | 0 | 0 | 0 | 0 | 0 | 0 | 0 | 0 | 0 | -0.1506 | -0.3146 | -0.4326 | -0.4927 | -0.6801 | -0.6133 | -0.6578 | -0.5787 | -0.4966 | -0.414 | -0.3549 | -0.2973 | -0.248 | -0.2047 | -0.1682 | -0.1373 | -0.1119 | -0.0912 | -0.0743 | -0.0605 | -0.0493 | -0.0401 | -0.0326 | -0.0266 | -0.0217 | -0.0177 | -0.0144 | -0.0118 | -0.0096 | -0.0078 | -0.0064 | -0.0052 | -0.0043 | -0.0035 | -0.0028 | -0.0023 | -0.0019 | -0.0015 | -0.0012 | -0.001 | -0.0008 | -0.0007 | -0.0006 | -0.0004 | -0.0004 | -0.0003
Northwest | MiniMart | Average | January | Space Heating | LDCEU/TDEF | Electric Load with Losses, Incl. Cogeneration | MW | -0.0702 | -0.0549 | -0.0564 | -0.0576 | -0.0602 | -0.0641 | -0.1022 | -0.1394 | -0.1398 | -0.1636 | -0.1344 | -0.1441 | -0.1445 | -0.1392 | -0.1558 | -0.1667 | -0.1602 | -0.1399 | -0.1445 | -0.1486 | -0.1597 | -0.1581 | -0.1511 | -0.157 | -0.1389 | -0.1193 | -0.0944 | -0.07 | -0.0458 | -0.0211 | 0.0022 | 0.0243 | 0.0453 | 0.067 | 0.0874 | 0.1075 | 0.1253 | 0.1424 | 0.1587 | 0.1731 | 0.1855 | 0.1972 | 0.2075 | 0.2161 | 0.2243 | 0.2312 | 0.2362 | 0.2411 | 0.245 | 0.2479 | 0.2509 | 0.2532 | 0.2547 | 0.2565 | 0.2574 | 0.2576 | 0.2581 | 0.2564
Northwest | MiniMart | Average | January | Water Heating | LDCEU/TDEF | Electric Load with Losses, Incl. Cogeneration | MW | 0 | 0 | 0 | 0 | 0 | 0 | 0 | 0 | 0 | 0 | 0 | 0 | 0 | 0 | 0 | 0 | 0 | 0 | 0 | 0 | 0 | 0 | -0.1309 | -0.2462 | -0.3196 | -0.3758 | -0.4165 | -0.4483 | -0.471 | -0.4843 | -0.4927 | -0.497 | -0.4973 | -0.497 | -0.4946 | -0.4869 | -0.4779 | -0.4696 | -0.4572 | -0.4458 | -0.4355 | -0.423 | -0.4116 | -0.4011 | -0.3884 | -0.3774 | -0.3672 | -0.3552 | -0.3444 | -0.3343 | -0.3217 | -0.3095 | -0.2982 | -0.2842 | -0.2715 | -0.2599 | -0.2462 | -0.2322
Northwest | MiniMart | Average | January | Other Substitutables | LDCEU/TDEF | Electric Load with Losses, Incl. Cogeneration | MW | 0 | 0 | 0 | 0 | 0 | 0 | 0 | 0 | 0 | 0 | 0 | 0 | -0.0089 | -0.0118 | -0.0157 | -0.0312 | -0.0433 | -0.0363 | -0.0475 | -0.0608 | -0.0816 | -0.0851 | -0.0912 | -0.1009 | -0.0827 | -0.064 | -0.0448 | -0.0257 | -0.0059 | 0.015 | 0.0351 | 0.0544 | 0.0732 | 0.093 | 0.1122 | 0.132 | 0.15 | 0.168 | 0.186 | 0.2025 | 0.2171 | 0.2321 | 0.2457 | 0.2579 | 0.2705 | 0.282 | 0.2918 | 0.302 | 0.3114 | 0.3201 | 0.3297 | 0.3387 | 0.3472 | 0.3569 | 0.3657 | 0.3736 | 0.3827 | 0.3884
Northwest | MiniMart | Average | January | Refrigeration | LDCEU/TDEF | Electric Load with Losses, Incl. Cogeneration | MW | 0 | 0 | 0 | 0 | 0 | 0 | 0 | 0 | 0 | 0 | 0 | 0 | 0 | 0 | 0 | 0 | 0 | -2.1899 | -4.4971 | -9.613 | -13.6168 | -16.9676 | -20.6765 | -23.7124 | -29.2083 | -34.4865 | -38.9135 | -42.8665 | -46.3774 | -49.5003 | -52.2583 | -54.7125 | -56.8733 | -59.2601 | -61.4957 | -63.4937 | -65.2082 | -67.0241 | -68.5952 | -70.0845 | -71.4261 | -72.6886 | -73.8727 | -74.9636 | -75.9783 | -76.972 | -77.8051 | -78.5929 | -79.3682 | -80.1328 | -80.8398 | -81.5344 | -82.2083 | -82.8669 | -83.5105 | -84.1427 | -84.7563 | -84.8005
Northwest | MiniMart | Average | January | Lighting | LDCEU/TDEF | Electric Load with Losses, Incl. Cogeneration | MW | 0 | -0.2962 | -0.7361 | -1.0003 | -1.1708 | -1.2832 | -1.6688 | -1.8648 | -4.2434 | -6.6809 | -8.2086 | -10.4527 | -12.5012 | -13.0909 | -15.5994 | -18.9004 | -11.6832 | -8.6152 | -7.1045 | -5.1831 | -4.4521 | -3.7666 | -3.4112 | -3.7656 | -3.3148 | -2.9665 | -2.696 | -2.4937 | -2.3198 | -2.1696 | -2.0384 | -1.9233 | -1.8211 | -1.7385 | -1.6659 | -1.5995 | -1.5369 | -1.4826 | -1.4302 | -1.381 | -1.3333 | -1.2874 | -1.2429 | -1.199 | -1.1555 | -1.1128 | -1.0692 | -1.0257 | -0.9825 | -0.9394 | -0.896 | -0.8526 | -0.8089 | -0.7648 | -0.7206 | -0.676 | -0.6311 | -0.5834
Northwest | MiniMart | Average | January | Air Conditioning | LDCEU/TDEF | Electric Load with Losses, Incl. Cogeneration | MW | 0.0001 | 0.0411 | 0.0685 | 0.1019 | 0.1281 | 0.1782 | 0.156 | 0.1902 | 0.2144 | 0.254 | 0.3001 | 0.2719 | 0.2477 | 0.2401 | 0.2397 | 0.2619 | 0.258 | 0.2434 | 0.2424 | 0.0942 | -0.0143 | -0.1116 | -0.2041 | -0.2837 | -0.3742 | -0.5414 | -0.6896 | -0.8237 | -0.9452 | -1.045 | -1.2294 | -1.3905 | -1.53 | -1.6686 | -1.7927 | -1.902 | -1.9943 | -2.0838 | -2.1605 | -2.2286 | -2.2867 | -2.3389 | -2.3844 | -2.423 | -2.4579 | -2.4888 | -2.5116 | -2.5321 | -2.5498 | -2.5652 | -2.5788 | -2.5904 | -2.5997 | -2.6091 | -2.6162 | -2.6214 | -2.6264 | -2.6133
Northwest | MiniMart | Average | January | Other Non-Substitutables | LDCEU/TDEF | Electric Load with Losses, Incl. Cogeneration | MW | 0 | 0 | 0 | 0 | 0 | 0 | 0 | 0 | 0 | 0 | 0 | 0 | -0.1274 | -0.2662 | -0.3659 | -0.4156 | -0.5742 | -0.5173 | -0.5556 | -0.4899 | -0.4211 | -0.3515 | -0.3017 | -0.2532 | -0.2113 | -0.1745 | -0.1434 | -0.1169 | -0.0954 | -0.0777 | -0.0634 | -0.0516 | -0.042 | -0.0342 | -0.0278 | -0.0227 | -0.0185 | -0.015 | -0.0123 | -0.01 | -0.0082 | -0.0066 | -0.0054 | -0.0044 | -0.0036 | -0.003 | -0.0024 | -0.002 | -0.0016 | -0.0013 | -0.0011 | -0.0008 | -0.0007 | -0.0006 | -0.0004 | -0.0004 | -0.0003 | -0.0003
Northwest | MiniMart | Average | February | Space Heating | LDCEU/TDEF | Electric Load with Losses, Incl. Cogeneration | MW | -0.0531 | -0.0439 | -0.042 | -0.0441 | -0.0455 | -0.0487 | -0.0785 | -0.1036 | -0.1074 | -0.1235 | -0.1074 | -0.107 | -0.1112 | -0.1113 | -0.114 | -0.1221 | -0.123 | -0.1072 | -0.1147 | -0.1142 | -0.12 | -0.1269 | -0.1131 | -0.1147 | -0.1064 | -0.0914 | -0.0725 | -0.0539 | -0.0354 | -0.0167 | 0.0011 | 0.018 | 0.0339 | 0.0504 | 0.066 | 0.0811 | 0.0947 | 0.1077 | 0.1201 | 0.131 | 0.1403 | 0.1494 | 0.1571 | 0.1636 | 0.1699 | 0.175 | 0.1789 | 0.1826 | 0.1856 | 0.1877 | 0.19 | 0.1917 | 0.1928 | 0.1941 | 0.1949 | 0.195 | 0.1953 | 0.1941
Northwest | MiniMart | Average | February | Water Heating | LDCEU/TDEF | Electric Load with Losses, Incl. Cogeneration | MW | 0 | 0 | 0 | 0 | 0 | 0 | 0 | 0 | 0 | 0 | 0 | 0 | 0 | 0 | 0 | 0 | 0 | 0 | 0 | 0 | 0 | 0 | -0.1032 | -0.1879 | -0.2741 | -0.3222 | -0.3571 | -0.3844 | -0.4039 | -0.4153 | -0.4224 | -0.4262 | -0.4264 | -0.4261 | -0.4241 | -0.4175 | -0.4099 | -0.4027 | -0.392 | -0.3823 | -0.3735 | -0.3627 | -0.353 | -0.3439 | -0.3331 | -0.3236 | -0.3149 | -0.3046 | -0.2953 | -0.2867 | -0.2759 | -0.2655 | -0.2557 | -0.2437 | -0.2329 | -0.2229 | -0.2111 | -0.1992
Northwest | MiniMart | Average | February | Other Substitutables | LDCEU/TDEF | Electric Load with Losses, Incl. Cogeneration | MW | 0 | 0 | 0 | 0 | 0 | 0 | 0 | 0 | 0 | 0 | 0 | 0 | -0.008 | -0.0105 | -0.014 | -0.0277 | -0.0383 | -0.0321 | -0.0421 | -0.054 | -0.0728 | -0.0758 | -0.0812 | -0.0901 | -0.0739 | -0.0573 | -0.0403 | -0.0232 | -0.0056 | 0.0129 | 0.0306 | 0.0479 | 0.0646 | 0.0822 | 0.0993 | 0.1167 | 0.1329 | 0.1488 | 0.1648 | 0.1793 | 0.1924 | 0.2057 | 0.2177 | 0.2287 | 0.2398 | 0.25 | 0.2588 | 0.2678 | 0.2761 | 0.2839 | 0.2924 | 0.3005 | 0.3079 | 0.3165 | 0.3243 | 0.3314 | 0.3394 | 0.3445
Northwest | MiniMart | Average | February | Refrigeration | LDCEU/TDEF | Electric Load with Losses, Incl. Cogeneration | MW | 0 | 0 | 0 | 0 | 0 | 0 | 0 | 0 | 0 | 0 | 0 | 0 | 0 | 0 | 0 | 0 | 0 | -1.94 | -3.982 | -8.5231 | -12.0722 | -15.0364 | -18.3159 | -20.9947 | -25.8621 | -30.5359 | -34.4546 | -37.9538 | -41.0616 | -43.8259 | -46.2672 | -48.4398 | -50.3524 | -52.4645 | -54.4428 | -56.2105 | -57.7276 | -59.3349 | -60.7249 | -62.0426 | -63.23 | -64.3468 | -65.3941 | -66.3589 | -67.2564 | -68.1355 | -68.8726 | -69.5694 | -70.2549 | -70.9314 | -71.5565 | -72.1708 | -72.7665 | -73.349 | -73.918 | -74.4771 | -75.0195 | -75.0587
Northwest | MiniMart | Average | February | Lighting | LDCEU/TDEF | Electric Load with Losses, Incl. Cogeneration | MW | 0 | -0.2721 | -0.6766 | -0.9195 | -1.0762 | -1.1796 | -1.534 | -1.7143 | -3.9008 | -6.1414 | -7.5457 | -9.6086 | -11.4918 | -12.0343 | -14.34 | -17.3737 | -10.7398 | -7.9198 | -6.5314 | -4.7658 | -4.0941 | -3.464 | -3.1377 | -3.4634 | -3.0492 | -2.7293 | -2.4809 | -2.2952 | -2.1356 | -1.9976 | -1.8772 | -1.7714 | -1.6775 | -1.6015 | -1.5347 | -1.4737 | -1.416 | -1.366 | -1.3178 | -1.2725 | -1.2286 | -1.1863 | -1.1453 | -1.1049 | -1.0648 | -1.0255 | -0.9852 | -0.9451 | -0.9053 | -0.8656 | -0.8256 | -0.7855 | -0.7452 | -0.7047 | -0.664 | -0.6228 | -0.5814 | -0.5374
Northwest | MiniMart | Average | February | Air Conditioning | LDCEU/TDEF | Electric Load with Losses, Incl. Cogeneration | MW | 0.0002 | 0.0331 | 0.0551 | 0.082 | 0.1031 | 0.1435 | 0.126 | 0.1536 | 0.173 | 0.2048 | 0.2414 | 0.2186 | 0.1993 | 0.1932 | 0.1929 | 0.211 | 0.2078 | 0.1962 | 0.1953 | 0.0756 | -0.0117 | -0.0899 | -0.1641 | -0.2279 | -0.3007 | -0.4351 | -0.5541 | -0.6618 | -0.7593 | -0.8396 | -0.9876 | -1.1169 | -1.2291 | -1.3404 | -1.44 | -1.5279 | -1.602 | -1.6738 | -1.7355 | -1.7901 | -1.8368 | -1.8787 | -1.9152 | -1.9462 | -1.9742 | -1.999 | -2.0174 | -2.0338 | -2.048 | -2.0603 | -2.0712 | -2.0804 | -2.088 | -2.0956 | -2.1012 | -2.1053 | -2.1094 | -2.0988
Northwest | MiniMart | Average | February | Other Non-Substitutables | LDCEU/TDEF | Electric Load with Losses, Incl. Cogeneration | MW | 0 | 0 | 0 | 0 | 0 | 0 | 0 | 0 | 0 | 0 | 0 | 0 | -0.1128 | -0.2359 | -0.3243 | -0.3689 | -0.5089 | -0.4592 | -0.4931 | -0.4343 | -0.3731 | -0.3112 | -0.267 | -0.2239 | -0.1868 | -0.1543 | -0.1268 | -0.1034 | -0.0843 | -0.0688 | -0.056 | -0.0456 | -0.0372 | -0.0302 | -0.0246 | -0.0201 | -0.0163 | -0.0133 | -0.0108 | -0.0089 | -0.0072 | -0.0059 | -0.0048 | -0.0039 | -0.0032 | -0.0026 | -0.0022 | -0.0017 | -0.0014 | -0.0012 | -0.001 | -0.0007 | -0.0007 | -0.0005 | -0.0004 | -0.0004 | -0.0003 | -0.0002
Northwest | MiniMart | Average | March | Space Heating | LDCEU/TDEF | Electric Load with Losses, Incl. Cogeneration | MW | -0.0355 | -0.0296 | -0.0314 | -0.0307 | -0.0325 | -0.0351 | -0.0572 | -0.0762 | -0.0747 | -0.0925 | -0.0758 | -0.074 | -0.0765 | -0.0815 | -0.0793 | -0.0926 | -0.0921 | -0.0802 | -0.0825 | -0.0872 | -0.0864 | -0.0891 | -0.0816 | -0.0879 | -0.0776 | -0.0668 | -0.0532 | -0.0398 | -0.0265 | -0.0131 | -0.0002 | 0.0118 | 0.0233 | 0.0351 | 0.0463 | 0.0571 | 0.0669 | 0.0761 | 0.0849 | 0.0928 | 0.0995 | 0.1059 | 0.1115 | 0.1162 | 0.1206 | 0.1242 | 0.127 | 0.1296 | 0.1317 | 0.1332 | 0.1349 | 0.136 | 0.1369 | 0.1378 | 0.1383 | 0.1384 | 0.1385 | 0.1377
Northwest | MiniMart | Average | March | Water Heating | LDCEU/TDEF | Electric Load with Losses, Incl. Cogeneration | MW | 0 | 0 | 0 | 0 | 0 | 0 | 0 | 0 | 0 | 0 | 0 | 0 | 0 | 0 | 0 | 0 | 0 | 0 | 0 | 0 | 0 | 0 | -0.0938 | -0.1852 | -0.2433 | -0.2862 | -0.3172 | -0.3415 | -0.359 | -0.3694 | -0.3758 | -0.3793 | -0.3797 | -0.3796 | -0.3779 | -0.3722 | -0.3655 | -0.3593 | -0.3499 | -0.3414 | -0.3337 | -0.3243 | -0.3157 | -0.3078 | -0.2983 | -0.2899 | -0.2822 | -0.2731 | -0.2649 | -0.2574 | -0.2478 | -0.2386 | -0.23 | -0.2194 | -0.2099 | -0.2011 | -0.1907 | -0.1801
Northwest | MiniMart | Average | March | Other Substitutables | LDCEU/TDEF | Electric Load with Losses, Incl. Cogeneration | MW | 0 | 0 | 0 | 0 | 0 | 0 | 0 | 0 | 0 | 0 | 0 | 0 | -0.0082 | -0.0109 | -0.0145 | -0.0285 | -0.0395 | -0.0331 | -0.0432 | -0.0558 | -0.0752 | -0.0783 | -0.084 | -0.093 | -0.0764 | -0.0593 | -0.0417 | -0.024 | -0.0059 | 0.0132 | 0.0317 | 0.0494 | 0.0665 | 0.0848 | 0.1024 | 0.1205 | 0.1371 | 0.1535 | 0.17 | 0.1851 | 0.1986 | 0.2123 | 0.2248 | 0.236 | 0.2476 | 0.258 | 0.2671 | 0.2764 | 0.285 | 0.293 | 0.3018 | 0.3101 | 0.3179 | 0.3268 | 0.3347 | 0.342 | 0.3503 | 0.3556
Northwest | MiniMart | Average | March | Refrigeration | LDCEU/TDEF | Electric Load with Losses, Incl. Cogeneration | MW | 0 | 0 | 0 | 0 | 0 | 0 | 0 | 0 | 0 | 0 | 0 | 0 | 0 | 0 | 0 | 0 | 0 | -2.0004 | -4.107 | -8.8 | -12.4676 | -15.5245 | -18.9073 | -21.6731 | -26.6979 | -31.5226 | -35.5673 | -39.1789 | -42.3867 | -45.2399 | -47.7596 | -50.0021 | -51.9762 | -54.156 | -56.1976 | -58.0217 | -59.5875 | -61.2464 | -62.6808 | -64.0409 | -65.2663 | -66.4189 | -67.4996 | -68.4948 | -69.4209 | -70.328 | -71.0888 | -71.8075 | -72.5147 | -73.2131 | -73.858 | -74.4917 | -75.1065 | -75.7075 | -76.2945 | -76.8713 | -77.4309 | -77.4714
Northwest | MiniMart | Average | March | Lighting | LDCEU/TDEF | Electric Load with Losses, Incl. Cogeneration | MW | 0 | -0.2906 | -0.7235 | -0.9835 | -1.1514 | -1.2621 | -1.6413 | -1.8343 | -4.1734 | -6.5709 | -8.0736 | -10.2806 | -12.295 | -12.8764 | -15.342 | -18.5856 | -11.4888 | -8.4727 | -6.9874 | -5.0991 | -4.3807 | -3.7067 | -3.3545 | -3.6999 | -3.2577 | -2.9162 | -2.6512 | -2.453 | -2.2827 | -2.1353 | -2.0068 | -1.8939 | -1.7935 | -1.7125 | -1.6411 | -1.5759 | -1.5143 | -1.461 | -1.4094 | -1.361 | -1.314 | -1.2689 | -1.225 | -1.1817 | -1.1388 | -1.0968 | -1.0538 | -1.0109 | -0.9683 | -0.9258 | -0.883 | -0.8401 | -0.7971 | -0.7536 | -0.7101 | -0.6661 | -0.6217 | -0.5747
Northwest | MiniMart | Average | March | Air Conditioning | LDCEU/TDEF | Electric Load with Losses, Incl. Cogeneration | MW | 0.0003 | 0.0584 | 0.0973 | 0.1447 | 0.1821 | 0.2532 | 0.2226 | 0.2716 | 0.3057 | 0.3618 | 0.4258 | 0.3857 | 0.3517 | 0.3408 | 0.3405 | 0.3724 | 0.3668 | 0.3462 | 0.3449 | 0.1335 | -0.0205 | -0.1583 | -0.2891 | -0.4016 | -0.5297 | -0.7665 | -0.9761 | -1.1658 | -1.3377 | -1.479 | -1.7399 | -1.9678 | -2.1654 | -2.3614 | -2.537 | -2.6918 | -2.8223 | -2.9489 | -3.0576 | -3.1538 | -3.236 | -3.3099 | -3.3742 | -3.4287 | -3.478 | -3.5217 | -3.5541 | -3.5831 | -3.608 | -3.6298 | -3.6489 | -3.6652 | -3.6784 | -3.6918 | -3.7017 | -3.7091 | -3.7161 | -3.6975
Northwest | MiniMart | Average | March | Other Non-Substitutables | LDCEU/TDEF | Electric Load with Losses, Incl. Cogeneration | MW | 0 | 0 | 0 | 0 | 0 | 0 | 0 | 0 | 0 | 0 | 0 | 0 | -0.1164 | -0.2433 | -0.3347 | -0.3805 | -0.5245 | -0.474 | -0.5091 | -0.4483 | -0.3851 | -0.3211 | -0.2755 | -0.231 | -0.1928 | -0.1592 | -0.1308 | -0.1067 | -0.0871 | -0.071 | -0.0578 | -0.047 | -0.0383 | -0.0312 | -0.0254 | -0.0207 | -0.0169 | -0.0137 | -0.0112 | -0.0091 | -0.0074 | -0.006 | -0.005 | -0.0041 | -0.0032 | -0.0026 | -0.0022 | -0.0018 | -0.0015 | -0.0012 | -0.001 | -0.0008 | -0.0007 | -0.0006 | -0.0004 | -0.0004 | -0.0003 | -0.0003
Northwest | MiniMart | Average | April | Space Heating | LDCEU/TDEF | Electric Load with Losses, Incl. Cogeneration | MW | -0.0333 | -0.027 | -0.0291 | -0.0278 | -0.0299 | -0.0323 | -0.0519 | -0.0653 | -0.0711 | -0.08 | -0.0727 | -0.0663 | -0.0716 | -0.07 | -0.0755 | -0.0864 | -0.0815 | -0.0753 | -0.0787 | -0.0735 | -0.079 | -0.0814 | -0.0824 | -0.0731 | -0.07 | -0.0602 | -0.0478 | -0.0357 | -0.0237 | -0.0115 | 0.0002 | 0.0112 | 0.0216 | 0.0324 | 0.0426 | 0.0524 | 0.0613 | 0.0697 | 0.0778 | 0.085 | 0.0911 | 0.0969 | 0.102 | 0.1063 | 0.1104 | 0.1138 | 0.1163 | 0.1187 | 0.1206 | 0.122 | 0.1236 | 0.1247 | 0.1254 | 0.1263 | 0.1268 | 0.1268 | 0.127 | 0.1262
Northwest | MiniMart | Average | April | Water Heating | LDCEU/TDEF | Electric Load with Losses, Incl. Cogeneration | MW | 0 | 0 | 0 | 0 | 0 | 0 | 0 | 0 | 0 | 0 | 0 | 0 | 0 | 0 | 0 | 0 | 0 | 0 | 0 | 0 | 0 | 0 | -0.0914 | -0.1224 | -0.1939 | -0.228 | -0.2528 | -0.2722 | -0.2863 | -0.2947 | -0.3001 | -0.3029 | -0.3034 | -0.3035 | -0.3023 | -0.2979 | -0.2927 | -0.2879 | -0.2805 | -0.2738 | -0.2678 | -0.2605 | -0.2537 | -0.2475 | -0.2399 | -0.2333 | -0.2272 | -0.2201 | -0.2136 | -0.2076 | -0.2 | -0.1929 | -0.186 | -0.1777 | -0.17 | -0.1631 | -0.1549 | -0.1464
Northwest | MiniMart | Average | April | Other Substitutables | LDCEU/TDEF | Electric Load with Losses, Incl. Cogeneration | MW | 0 | 0 | 0 | 0 | 0 | 0 | 0 | 0 | 0 | 0 | 0 | 0 | -0.0078 | -0.0103 | -0.0137 | -0.0272 | -0.0375 | -0.0314 | -0.0412 | -0.0527 | -0.0705 | -0.0733 | -0.0785 | -0.0868 | -0.071 | -0.0547 | -0.0382 | -0.0214 | -0.0044 | 0.0137 | 0.0311 | 0.0479 | 0.0641 | 0.0813 | 0.0979 | 0.115 | 0.1307 | 0.1462 | 0.1618 | 0.1761 | 0.1888 | 0.2017 | 0.2135 | 0.2242 | 0.2351 | 0.245 | 0.2535 | 0.2623 | 0.2705 | 0.278 | 0.2863 | 0.2942 | 0.3015 | 0.3099 | 0.3175 | 0.3244 | 0.3322 | 0.3373
Northwest | MiniMart | Average | April | Refrigeration | LDCEU/TDEF | Electric Load with Losses, Incl. Cogeneration | MW | 0 | 0 | 0 | 0 | 0 | 0 | 0 | 0 | 0 | 0 | 0 | 0 | 0 | 0 | 0 | 0 | 0 | -1.9024 | -3.9111 | -8.3549 | -11.8413 | -14.7625 | -17.9993 | -20.6632 | -25.4494 | -30.0469 | -33.9051 | -37.3499 | -40.4096 | -43.1313 | -45.535 | -47.6739 | -49.5571 | -51.6367 | -53.5845 | -55.3256 | -56.8196 | -58.4012 | -59.77 | -61.0676 | -62.2359 | -63.336 | -64.3676 | -65.3181 | -66.2019 | -67.0672 | -67.7923 | -68.4784 | -69.1536 | -69.8194 | -70.4352 | -71.0401 | -71.627 | -72.2002 | -72.7607 | -73.3111 | -73.8454 | -73.8837
Northwest | MiniMart | Average | April | Lighting | LDCEU/TDEF | Electric Load with Losses, Incl. Cogeneration | MW | 0 | -0.2828 | -0.7053 | -0.9591 | -1.1231 | -1.2312 | -1.6012 | -1.7895 | -4.0711 | -6.4099 | -7.8759 | -10.0287 | -11.9928 | -12.5608 | -14.9638 | -18.1243 | -11.203 | -8.2618 | -6.8128 | -4.9708 | -4.27 | -3.6128 | -3.2669 | -3.6008 | -3.1695 | -2.836 | -2.5772 | -2.3835 | -2.2171 | -2.0732 | -1.9478 | -1.8377 | -1.7399 | -1.6609 | -1.5914 | -1.528 | -1.4681 | -1.4162 | -1.3661 | -1.3191 | -1.2735 | -1.2298 | -1.1872 | -1.1454 | -1.1038 | -1.0631 | -1.0214 | -0.9798 | -0.9386 | -0.8975 | -0.8561 | -0.8146 | -0.7729 | -0.7309 | -0.6887 | -0.6462 | -0.6032 | -0.5577
Northwest | MiniMart | Average | April | Air Conditioning | LDCEU/TDEF | Electric Load with Losses, Incl. Cogeneration | MW | 0.0002 | 0.0601 | 0.1002 | 0.1488 | 0.1872 | 0.2603 | 0.2274 | 0.2768 | 0.312 | 0.3702 | 0.4382 | 0.3973 | 0.3614 | 0.3508 | 0.3498 | 0.3816 | 0.3761 | 0.3545 | 0.3532 | 0.1381 | -0.0201 | -0.1622 | -0.2974 | -0.4142 | -0.5469 | -0.7917 | -1.0086 | -1.2048 | -1.3827 | -1.5288 | -1.7985 | -2.0341 | -2.2386 | -2.4412 | -2.6228 | -2.7829 | -2.9178 | -3.0486 | -3.161 | -3.2606 | -3.3455 | -3.422 | -3.4886 | -3.5449 | -3.596 | -3.6412 | -3.6747 | -3.7046 | -3.7305 | -3.753 | -3.7728 | -3.7898 | -3.8035 | -3.8173 | -3.8276 | -3.8353 | -3.8427 | -3.8234
Northwest | MiniMart | Average | April | Other Non-Substitutables | LDCEU/TDEF | Electric Load with Losses, Incl. Cogeneration | MW | 0 | 0 | 0 | 0 | 0 | 0 | 0 | 0 | 0 | 0 | 0 | 0 | -0.1106 | -0.2313 | -0.3178 | -0.3603 | -0.4979 | -0.4485 | -0.4821 | -0.4258 | -0.3663 | -0.3061 | -0.2629 | -0.2208 | -0.1844 | -0.1523 | -0.1252 | -0.1021 | -0.0833 | -0.0678 | -0.0553 | -0.0451 | -0.0366 | -0.0299 | -0.0243 | -0.0198 | -0.0161 | -0.0131 | -0.0107 | -0.0087 | -0.0071 | -0.0058 | -0.0048 | -0.0039 | -0.0031 | -0.0025 | -0.0021 | -0.0017 | -0.0014 | -0.0012 | -0.0009 | -0.0008 | -0.0006 | -0.0005 | -0.0005 | -0.0003 | -0.0003 | -0.0003
Northwest | MiniMart | Average | May | Space Heating | LDCEU/TDEF | Electric Load with Losses, Incl. Cogeneration | MW | -0.0118 | -0.0103 | -0.0107 | -0.0121 | -0.0098 | -0.0135 | -0.0217 | -0.0264 | -0.0248 | -0.0335 | -0.029 | -0.0271 | -0.027 | -0.0268 | -0.03 | -0.0324 | -0.0315 | -0.0343 | -0.0367 | -0.0326 | -0.032 | -0.0323 | -0.0323 | -0.0314 | -0.0294 | -0.0255 | -0.0205 | -0.0157 | -0.0107 | -0.0058 | -0.0011 | 0.0033 | 0.0076 | 0.0119 | 0.016 | 0.02 | 0.0235 | 0.027 | 0.0302 | 0.033 | 0.0356 | 0.0379 | 0.0399 | 0.0417 | 0.0432 | 0.0447 | 0.0456 | 0.0466 | 0.0474 | 0.0479 | 0.0486 | 0.049 | 0.0493 | 0.0496 | 0.0498 | 0.0499 | 0.05 | 0.0497
Northwest | MiniMart | Average | May | Water Heating | LDCEU/TDEF | Electric Load with Losses, Incl. Cogeneration | MW | 0 | 0 | 0 | 0 | 0 | 0 | 0 | 0 | 0 | 0 | 0 | 0 | 0 | 0 | 0 | 0 | 0 | 0 | 0 | 0 | 0 | 0 | -0.0518 | -0.0913 | -0.1276 | -0.1501 | -0.1665 | -0.1794 | -0.1887 | -0.1945 | -0.1981 | -0.2002 | -0.2007 | -0.2009 | -0.2003 | -0.1976 | -0.1944 | -0.1914 | -0.1867 | -0.1825 | -0.1786 | -0.1739 | -0.1696 | -0.1656 | -0.1608 | -0.1566 | -0.1526 | -0.1481 | -0.1438 | -0.1399 | -0.1351 | -0.1304 | -0.126 | -0.1206 | -0.1156 | -0.1112 | -0.1058 | -0.1003
Northwest | MiniMart | Average | May | Other Substitutables | LDCEU/TDEF | Electric Load with Losses, Incl. Cogeneration | MW | 0 | 0 | 0 | 0 | 0 | 0 | 0 | 0 | 0 | 0 | 0 | 0 | -0.0067 | -0.0089 | -0.0121 | -0.0244 | -0.0343 | -0.0284 | -0.0373 | -0.0468 | -0.0609 | -0.0635 | -0.0674 | -0.0737 | -0.0597 | -0.0454 | -0.0306 | -0.0157 | -0.0006 | 0.0154 | 0.0309 | 0.0457 | 0.06 | 0.0752 | 0.09 | 0.1051 | 0.119 | 0.1327 | 0.1465 | 0.1591 | 0.1703 | 0.1818 | 0.1922 | 0.2016 | 0.2113 | 0.2201 | 0.2276 | 0.2354 | 0.2426 | 0.2494 | 0.2568 | 0.2638 | 0.2703 | 0.2778 | 0.2846 | 0.2908 | 0.2978 | 0.3022
Northwest | MiniMart | Average | May | Refrigeration | LDCEU/TDEF | Electric Load with Losses, Incl. Cogeneration | MW | 0 | 0 | 0 | 0 | 0 | 0 | 0 | 0 | 0 | 0 | 0 | 0 | 0 | 0 | 0 | 0 | 0 | -1.7243 | -3.5566 | -7.5076 | -10.6412 | -13.3149 | -16.2886 | -18.7689 | -23.108 | -27.2807 | -30.7929 | -33.928 | -36.7125 | -39.1893 | -41.378 | -43.3241 | -45.0387 | -46.937 | -48.7158 | -50.3085 | -51.673 | -53.1147 | -54.3664 | -55.5527 | -56.619 | -57.6263 | -58.5719 | -59.4446 | -60.2552 | -61.0489 | -61.7114 | -62.3418 | -62.9633 | -63.5715 | -64.1389 | -64.6953 | -65.2354 | -65.7621 | -66.2787 | -66.7848 | -67.278 | -67.3119
Northwest | MiniMart | Average | May | Lighting | LDCEU/TDEF | Electric Load with Losses, Incl. Cogeneration | MW | 0 | -0.2717 | -0.6728 | -0.9138 | -1.0689 | -1.1711 | -1.523 | -1.7019 | -3.8733 | -6.0978 | -7.4919 | -9.5404 | -11.4095 | -11.9442 | -14.2358 | -17.2535 | -10.6633 | -7.8597 | -6.4788 | -4.7201 | -4.0505 | -3.4237 | -3.0954 | -3.4192 | -3.0053 | -2.685 | -2.4359 | -2.249 | -2.0886 | -1.9503 | -1.83 | -1.7245 | -1.6311 | -1.5557 | -1.4896 | -1.4295 | -1.3727 | -1.3237 | -1.2765 | -1.2324 | -1.1896 | -1.1485 | -1.1087 | -1.0696 | -1.0309 | -0.9929 | -0.954 | -0.9154 | -0.877 | -0.8387 | -0.8001 | -0.7615 | -0.7226 | -0.6837 | -0.6443 | -0.6047 | -0.5648 | -0.5224
Northwest | MiniMart | Average | May | Air Conditioning | LDCEU/TDEF | Electric Load with Losses, Incl. Cogeneration | MW | 0.0005 | 0.1223 | 0.2036 | 0.2904 | 0.3904 | 0.5085 | 0.4344 | 0.5273 | 0.6147 | 0.7121 | 0.8635 | 0.7982 | 0.7266 | 0.7092 | 0.688 | 0.7427 | 0.7344 | 0.6874 | 0.6839 | 0.2766 | -0.0339 | -0.3199 | -0.5945 | -0.8456 | -1.1079 | -1.605 | -2.047 | -2.4466 | -2.8086 | -3.1063 | -3.6547 | -4.1335 | -4.5489 | -4.9609 | -5.3301 | -5.6559 | -5.9301 | -6.1953 | -6.4238 | -6.6261 | -6.7981 | -6.9537 | -7.0892 | -7.2044 | -7.3082 | -7.4002 | -7.4678 | -7.5287 | -7.5816 | -7.6271 | -7.6677 | -7.7023 | -7.7303 | -7.7584 | -7.7795 | -7.7951 | -7.8104 | -7.7711
Northwest | MiniMart | Average | May | Other Non-Substitutables | LDCEU/TDEF | Electric Load with Losses, Incl. Cogeneration | MW | 0 | 0 | 0 | 0 | 0 | 0 | 0 | 0 | 0 | 0 | 0 | 0 | -0.0998 | -0.2093 | -0.2867 | -0.3219 | -0.4501 | -0.3992 | -0.4296 | -0.3838 | -0.3313 | -0.2782 | -0.24 | -0.2023 | -0.1689 | -0.1396 | -0.1147 | -0.0935 | -0.0763 | -0.0621 | -0.0506 | -0.0413 | -0.0335 | -0.0273 | -0.0223 | -0.0182 | -0.0148 | -0.012 | -0.0099 | -0.008 | -0.0065 | -0.0053 | -0.0043 | -0.0036 | -0.0029 | -0.0023 | -0.0019 | -0.0015 | -0.0013 | -0.0011 | -0.0009 | -0.0007 | -0.0005 | -0.0004 | -0.0004 | -0.0003 | -0.0003 | -0.0002
Northwest | MiniMart | Average | June | Space Heating | LDCEU/TDEF | Electric Load with Losses, Incl. Cogeneration | MW | -0.0071 | -0.006 | -0.0057 | -0.0056 | -0.0059 | -0.0061 | -0.0107 | -0.0117 | -0.0148 | -0.0144 | -0.0117 | -0.0126 | -0.016 | -0.0122 | -0.0156 | -0.0192 | -0.0149 | -0.0179 | -0.0182 | -0.0186 | -0.0156 | -0.0187 | -0.0115 | -0.0155 | -0.0148 | -0.0129 | -0.0103 | -0.0079 | -0.0054 | -0.003 | -0.0007 | 0.0016 | 0.0037 | 0.0058 | 0.0079 | 0.0099 | 0.0117 | 0.0133 | 0.015 | 0.0164 | 0.0177 | 0.0189 | 0.0199 | 0.0207 | 0.0215 | 0.0223 | 0.0227 | 0.0232 | 0.0236 | 0.0239 | 0.0242 | 0.0244 | 0.0247 | 0.0248 | 0.0249 | 0.0249 | 0.025 | 0.0248
Northwest | MiniMart | Average | June | Water Heating | LDCEU/TDEF | Electric Load with Losses, Incl. Cogeneration | MW | 0 | 0 | 0 | 0 | 0 | 0 | 0 | 0 | 0 | 0 | 0 | 0 | 0 | 0 | 0 | 0 | 0 | 0 | 0 | 0 | 0 | 0 | -0.0253 | -0.0632 | -0.0852 | -0.1003 | -0.1112 | -0.1199 | -0.1263 | -0.1301 | -0.1326 | -0.1341 | -0.1345 | -0.1348 | -0.1344 | -0.1327 | -0.1305 | -0.1286 | -0.1256 | -0.1229 | -0.1204 | -0.1173 | -0.1144 | -0.1118 | -0.1087 | -0.1059 | -0.1033 | -0.1003 | -0.0975 | -0.0949 | -0.0918 | -0.0886 | -0.0857 | -0.0821 | -0.0789 | -0.0759 | -0.0723 | -0.0687
Northwest | MiniMart | Average | June | Other Substitutables | LDCEU/TDEF | Electric Load with Losses, Incl. Cogeneration | MW | 0 | 0 | 0 | 0 | 0 | 0 | 0 | 0 | 0 | 0 | 0 | 0 | -0.0065 | -0.0085 | -0.0117 | -0.0239 | -0.0337 | -0.0279 | -0.0366 | -0.0455 | -0.0583 | -0.0608 | -0.0643 | -0.07 | -0.0565 | -0.0425 | -0.0282 | -0.0138 | 0.001 | 0.0165 | 0.0315 | 0.0459 | 0.0598 | 0.0745 | 0.0888 | 0.1036 | 0.117 | 0.1303 | 0.1436 | 0.1558 | 0.1667 | 0.1778 | 0.188 | 0.1971 | 0.2065 | 0.215 | 0.2223 | 0.2299 | 0.2369 | 0.2435 | 0.2506 | 0.2574 | 0.2638 | 0.2711 | 0.2777 | 0.2837 | 0.2906 | 0.2949
Northwest | MiniMart | Average | June | Refrigeration | LDCEU/TDEF | Electric Load with Losses, Incl. Cogeneration | MW | 0 | 0 | 0 | 0 | 0 | 0 | 0 | 0 | 0 | 0 | 0 | 0 | 0 | 0 | 0 | 0 | 0 | -1.6908 | -3.4934 | -7.3353 | -10.3991 | -13.035 | -15.9721 | -18.4395 | -22.698 | -26.7954 | -30.2491 | -33.3317 | -36.0696 | -38.505 | -40.6575 | -42.5708 | -44.2571 | -46.1256 | -47.8767 | -49.4458 | -50.789 | -52.207 | -53.4398 | -54.608 | -55.657 | -56.6498 | -57.5819 | -58.4428 | -59.242 | -60.0243 | -60.6763 | -61.2982 | -61.9117 | -62.5103 | -63.0707 | -63.6196 | -64.1528 | -64.672 | -65.1823 | -65.6816 | -66.169 | -66.2016
Northwest | MiniMart | Average | June | Lighting | LDCEU/TDEF | Electric Load with Losses, Incl. Cogeneration | MW | 0 | -0.2685 | -0.6645 | -0.9021 | -1.055 | -1.1559 | -1.5032 | -1.6798 | -3.8231 | -6.0187 | -7.3946 | -9.4166 | -11.2612 | -11.7877 | -14.0502 | -17.0304 | -10.5247 | -7.7563 | -6.3926 | -4.6549 | -3.9931 | -3.3742 | -3.0494 | -3.3694 | -2.9599 | -2.6426 | -2.3958 | -2.2104 | -2.0515 | -1.9145 | -1.7954 | -1.6911 | -1.5988 | -1.5245 | -1.4592 | -1.4 | -1.3441 | -1.2959 | -1.2496 | -1.2062 | -1.1642 | -1.124 | -1.0851 | -1.0468 | -1.0089 | -0.9717 | -0.9337 | -0.8959 | -0.8584 | -0.821 | -0.7833 | -0.7456 | -0.7076 | -0.6695 | -0.6311 | -0.5924 | -0.5535 | -0.512
Northwest | MiniMart | Average | June | Air Conditioning | LDCEU/TDEF | Electric Load with Losses, Incl. Cogeneration | MW | 0.0002 | 0.178 | 0.3018 | 0.4374 | 0.549 | 0.7632 | 0.6421 | 0.8228 | 0.8722 | 1.0913 | 1.357 | 1.2173 | 1.0496 | 1.1055 | 1.0323 | 1.0862 | 1.1201 | 1.0088 | 0.9997 | 0.4109 | -0.0416 | -0.4627 | -0.9763 | -1.2948 | -1.7096 | -2.4784 | -3.1633 | -3.7826 | -4.3434 | -4.8043 | -5.6535 | -6.3945 | -7.0375 | -7.672 | -8.2403 | -8.7422 | -9.1641 | -9.5709 | -9.9215 | -10.232 | -10.4949 | -10.7333 | -10.9407 | -11.1171 | -11.2749 | -11.4143 | -11.5163 | -11.6083 | -11.6878 | -11.756 | -11.8169 | -11.8682 | -11.9095 | -11.9505 | -11.9811 | -12.003 | -12.0245 | -11.9638
Northwest | MiniMart | Average | June | Other Non-Substitutables | LDCEU/TDEF | Electric Load with Losses, Incl. Cogeneration | MW | 0 | 0 | 0 | 0 | 0 | 0 | 0 | 0 | 0 | 0 | 0 | 0 | -0.0977 | -0.2051 | -0.2805 | -0.3136 | -0.4406 | -0.3882 | -0.4182 | -0.3755 | -0.3247 | -0.2734 | -0.2363 | -0.1996 | -0.1667 | -0.1377 | -0.1132 | -0.0923 | -0.0752 | -0.0614 | -0.05 | -0.0408 | -0.0331 | -0.027 | -0.0219 | -0.0179 | -0.0146 | -0.0119 | -0.0097 | -0.0079 | -0.0065 | -0.0053 | -0.0042 | -0.0035 | -0.0028 | -0.0023 | -0.0019 | -0.0016 | -0.0013 | -0.0011 | -0.0008 | -0.0007 | -0.0006 | -0.0004 | -0.0003 | -0.0003 | -0.0002 | -0.0002
Northwest | MiniMart | Average | July | Space Heating | LDCEU/TDEF | Electric Load with Losses, Incl. Cogeneration | MW | -0.0037 | -0.0018 | -0.0019 | -0.0017 | -0.0022 | -0.0019 | -0.0041 | -0.0052 | -0.0054 | -0.0049 | -0.004 | -0.0041 | -0.0045 | -0.0042 | -0.0045 | -0.006 | -0.0048 | -0.0062 | -0.0073 | -0.0061 | -0.0049 | -0.0046 | -0.0045 | -0.0069 | -0.0052 | -0.0045 | -0.0037 | -0.0028 | -0.0019 | -0.001 | -0.0001 | 0.0006 | 0.0014 | 0.0022 | 0.0029 | 0.0037 | 0.0044 | 0.005 | 0.0055 | 0.0061 | 0.0065 | 0.0069 | 0.0073 | 0.0077 | 0.0079 | 0.0081 | 0.0084 | 0.0085 | 0.0087 | 0.0088 | 0.009 | 0.009 | 0.009 | 0.0091 | 0.0092 | 0.0091 | 0.0092 | 0.0092
Northwest | MiniMart | Average | July | Water Heating | LDCEU/TDEF | Electric Load with Losses, Incl. Cogeneration | MW | 0 | 0 | 0 | 0 | 0 | 0 | 0 | 0 | 0 | 0 | 0 | 0 | 0 | 0 | 0 | 0 | 0 | 0 | 0 | 0 | 0 | 0 | -0.0192 | -0.0454 | -0.0538 | -0.0633 | -0.0703 | -0.0758 | -0.0797 | -0.0822 | -0.0837 | -0.0846 | -0.0849 | -0.0851 | -0.0849 | -0.0838 | -0.0825 | -0.0813 | -0.0794 | -0.0777 | -0.0762 | -0.0742 | -0.0724 | -0.0708 | -0.0688 | -0.0671 | -0.0654 | -0.0635 | -0.0618 | -0.0602 | -0.0582 | -0.0562 | -0.0544 | -0.0522 | -0.0501 | -0.0483 | -0.046 | -0.0437
Northwest | MiniMart | Average | July | Other Substitutables | LDCEU/TDEF | Electric Load with Losses, Incl. Cogeneration | MW | 0 | 0 | 0 | 0 | 0 | 0 | 0 | 0 | 0 | 0 | 0 | 0 | -0.0059 | -0.0077 | -0.0108 | -0.0223 | -0.0318 | -0.026 | -0.0344 | -0.0428 | -0.0549 | -0.0572 | -0.0605 | -0.0659 | -0.0533 | -0.0402 | -0.0267 | -0.0132 | 0.0006 | 0.0152 | 0.0292 | 0.0428 | 0.0558 | 0.0696 | 0.083 | 0.0969 | 0.1095 | 0.1219 | 0.1345 | 0.146 | 0.1563 | 0.1666 | 0.1761 | 0.1848 | 0.1936 | 0.2016 | 0.2085 | 0.2156 | 0.2222 | 0.2283 | 0.2351 | 0.2415 | 0.2474 | 0.2543 | 0.2605 | 0.2663 | 0.2727 | 0.2768
Northwest | MiniMart | Average | July | Refrigeration | LDCEU/TDEF | Electric Load with Losses, Incl. Cogeneration | MW | 0 | 0 | 0 | 0 | 0 | 0 | 0 | 0 | 0 | 0 | 0 | 0 | 0 | 0 | 0 | 0 | 0 | -1.5915 | -3.2844 | -6.8857 | -9.7505 | -12.2076 | -14.9483 | -17.233 | -21.2201 | -25.055 | -28.285 | -31.1678 | -33.728 | -36.0052 | -38.018 | -39.8069 | -41.3838 | -43.1394 | -44.7855 | -46.2607 | -47.5235 | -48.8582 | -50.0194 | -51.1197 | -52.1093 | -53.0456 | -53.9255 | -54.7384 | -55.4949 | -56.2365 | -56.8542 | -57.4444 | -58.027 | -58.5942 | -59.1269 | -59.6488 | -60.1561 | -60.6508 | -61.1369 | -61.613 | -62.0781 | -62.1091
Northwest | MiniMart | Average | July | Lighting | LDCEU/TDEF | Electric Load with Losses, Incl. Cogeneration | MW | 0 | -0.2533 | -0.6151 | -0.8319 | -0.97 | -1.061 | -1.3797 | -1.5412 | -3.5116 | -5.5267 | -6.7885 | -8.6471 | -10.3454 | -10.817 | -12.9114 | -15.6799 | -9.6903 | -7.1365 | -5.8807 | -4.2742 | -3.6627 | -3.0904 | -2.7948 | -3.1054 | -2.7268 | -2.4333 | -2.205 | -2.0333 | -1.8862 | -1.7594 | -1.6493 | -1.5529 | -1.4677 | -1.3991 | -1.3391 | -1.2845 | -1.2331 | -1.1887 | -1.1461 | -1.1062 | -1.0677 | -1.0308 | -0.995 | -0.9599 | -0.9251 | -0.891 | -0.8561 | -0.8214 | -0.787 | -0.7525 | -0.718 | -0.6832 | -0.6484 | -0.6134 | -0.5781 | -0.5425 | -0.5066 | -0.4685
Northwest | MiniMart | Average | July | Air Conditioning | LDCEU/TDEF | Electric Load with Losses, Incl. Cogeneration | MW | 0 | 0.2908 | 0.4869 | 0.7385 | 0.842 | 1.2254 | 0.984 | 1.1929 | 1.3365 | 1.701 | 2.0634 | 1.894 | 1.7032 | 1.7046 | 1.6932 | 1.7208 | 1.7861 | 1.5685 | 1.4908 | 0.6517 | -0.0483 | -0.7389 | -1.401 | -1.9023 | -2.6984 | -3.9129 | -4.9969 | -5.9767 | -6.8639 | -7.5928 | -8.9361 | -10.1083 | -11.1252 | -12.1211 | -13.0121 | -13.7986 | -14.46 | -15.0952 | -15.6424 | -16.1264 | -16.5349 | -16.9057 | -17.2272 | -17.5004 | -17.743 | -17.9559 | -18.1112 | -18.2505 | -18.3702 | -18.4728 | -18.5634 | -18.6389 | -18.6984 | -18.757 | -18.7999 | -18.8286 | -18.8567 | -18.7618
Northwest | MiniMart | Average | July | Other Non-Substitutables | LDCEU/TDEF | Electric Load with Losses, Incl. Cogeneration | MW | 0 | 0 | 0 | 0 | 0 | 0 | 0 | 0 | 0 | 0 | 0 | 0 | -0.0921 | -0.1936 | -0.2644 | -0.2945 | -0.417 | -0.3647 | -0.3915 | -0.3526 | -0.3044 | -0.256 | -0.2211 | -0.1863 | -0.1555 | -0.1283 | -0.1055 | -0.086 | -0.0701 | -0.0571 | -0.0466 | -0.0379 | -0.0308 | -0.0252 | -0.0205 | -0.0166 | -0.0136 | -0.0111 | -0.009 | -0.0073 | -0.006 | -0.0049 | -0.004 | -0.0032 | -0.0027 | -0.0021 | -0.0018 | -0.0015 | -0.0012 | -0.001 | -0.0008 | -0.0007 | -0.0005 | -0.0004 | -0.0004 | -0.0003 | -0.0002 | -0.0002
Northwest | MiniMart | Average | August | Space Heating | LDCEU/TDEF | Electric Load with Losses, Incl. Cogeneration | MW | -0.0026 | -0.002 | -0.0025 | -0.0019 | -0.0018 | -0.0021 | -0.0034 | -0.0052 | -0.0047 | -0.0059 | -0.0045 | -0.0042 | -0.0046 | -0.0053 | -0.0059 | -0.006 | -0.0058 | -0.0062 | -0.0054 | -0.0049 | -0.0054 | -0.0049 | -0.0049 | -0.005 | -0.0051 | -0.0044 | -0.0035 | -0.0026 | -0.0018 | -0.001 | -0.0001 | 0.0007 | 0.0015 | 0.0022 | 0.0029 | 0.0036 | 0.0043 | 0.0048 | 0.0054 | 0.0059 | 0.0064 | 0.0068 | 0.0071 | 0.0074 | 0.0078 | 0.008 | 0.0082 | 0.0083 | 0.0085 | 0.0086 | 0.0087 | 0.0088 | 0.0088 | 0.0089 | 0.009 | 0.009 | 0.009 | 0.0089
Northwest | MiniMart | Average | August | Water Heating | LDCEU/TDEF | Electric Load with Losses, Incl. Cogeneration | MW | 0 | 0 | 0 | 0 | 0 | 0 | 0 | 0 | 0 | 0 | 0 | 0 | 0 | 0 | 0 | 0 | 0 | 0 | 0 | 0 | 0 | 0 | -0.0211 | -0.0384 | -0.053 | -0.0622 | -0.0691 | -0.0745 | -0.0783 | -0.0807 | -0.0823 | -0.0831 | -0.0833 | -0.0835 | -0.0833 | -0.0822 | -0.0809 | -0.0797 | -0.0778 | -0.0761 | -0.0745 | -0.0727 | -0.0708 | -0.0693 | -0.0673 | -0.0655 | -0.0639 | -0.0621 | -0.0603 | -0.0588 | -0.0567 | -0.0549 | -0.0531 | -0.0508 | -0.0488 | -0.0469 | -0.0448 | -0.0424
Northwest | MiniMart | Average | August | Other Substitutables | LDCEU/TDEF | Electric Load with Losses, Incl. Cogeneration | MW | 0 | 0 | 0 | 0 | 0 | 0 | 0 | 0 | 0 | 0 | 0 | 0 | -0.0059 | -0.0078 | -0.0108 | -0.0224 | -0.0319 | -0.0262 | -0.0346 | -0.0431 | -0.0553 | -0.0576 | -0.0609 | -0.0664 | -0.0536 | -0.0405 | -0.0269 | -0.0134 | 0.0005 | 0.0152 | 0.0293 | 0.0429 | 0.0559 | 0.0699 | 0.0835 | 0.0973 | 0.11 | 0.1226 | 0.1352 | 0.1468 | 0.157 | 0.1675 | 0.1771 | 0.1857 | 0.1946 | 0.2027 | 0.2096 | 0.2168 | 0.2235 | 0.2296 | 0.2364 | 0.2429 | 0.2489 | 0.2557 | 0.262 | 0.2677 | 0.2741 | 0.2783
Northwest | MiniMart | Average | August | Refrigeration | LDCEU/TDEF | Electric Load with Losses, Incl. Cogeneration | MW | 0 | 0 | 0 | 0 | 0 | 0 | 0 | 0 | 0 | 0 | 0 | 0 | 0 | 0 | 0 | 0 | 0 | -1.599 | -3.2997 | -6.9225 | -9.8035 | -12.2729 | -15.0265 | -17.322 | -21.3295 | -25.1839 | -28.4302 | -31.3274 | -33.9006 | -36.1892 | -38.2121 | -40.01 | -41.5947 | -43.3584 | -45.0118 | -46.4934 | -47.7619 | -49.1025 | -50.2686 | -51.3738 | -52.3675 | -53.3075 | -54.191 | -55.0071 | -55.7664 | -56.5107 | -57.1308 | -57.723 | -58.3077 | -58.877 | -59.4113 | -59.935 | -60.444 | -60.9401 | -61.4278 | -61.9053 | -62.3717 | -62.4029
Northwest | MiniMart | Average | August | Lighting | LDCEU/TDEF | Electric Load with Losses, Incl. Cogeneration | MW | 0 | -0.2598 | -0.6317 | -0.8547 | -0.9969 | -1.0905 | -1.418 | -1.5842 | -3.6091 | -5.6801 | -6.9771 | -8.8873 | -10.6324 | -11.1182 | -13.2693 | -16.1118 | -9.9573 | -7.3336 | -6.0433 | -4.3933 | -3.7653 | -3.1774 | -2.8733 | -3.191 | -2.8022 | -2.5009 | -2.2664 | -2.0902 | -1.9392 | -1.809 | -1.6959 | -1.597 | -1.5095 | -1.439 | -1.3773 | -1.3212 | -1.2684 | -1.2228 | -1.179 | -1.138 | -1.0983 | -1.0604 | -1.0236 | -0.9874 | -0.9517 | -0.9166 | -0.8807 | -0.845 | -0.8095 | -0.7741 | -0.7385 | -0.7029 | -0.6671 | -0.631 | -0.5947 | -0.5581 | -0.5212 | -0.482
Northwest | MiniMart | Average | August | Air Conditioning | LDCEU/TDEF | Electric Load with Losses, Incl. Cogeneration | MW | 0.002 | 0.2825 | 0.4551 | 0.7115 | 0.9166 | 1.2104 | 1.068 | 1.2294 | 1.4341 | 1.6533 | 2.0371 | 1.9326 | 1.7481 | 1.6284 | 1.6006 | 1.7538 | 1.7043 | 1.5919 | 1.6426 | 0.7175 | -0.0538 | -0.7467 | -1.392 | -2.1579 | -2.7488 | -3.9856 | -5.0894 | -6.0872 | -6.9908 | -7.733 | -9.101 | -10.2947 | -11.3304 | -12.3449 | -13.2527 | -14.054 | -14.7279 | -15.3751 | -15.9329 | -16.4261 | -16.8424 | -17.2204 | -17.5481 | -17.8266 | -18.0739 | -18.291 | -18.4495 | -18.5917 | -18.7138 | -18.8185 | -18.911 | -18.9882 | -19.0491 | -19.1089 | -19.1528 | -19.1823 | -19.2113 | -19.1145
Northwest | MiniMart | Average | August | Other Non-Substitutables | LDCEU/TDEF | Electric Load with Losses, Incl. Cogeneration | MW | 0 | 0 | 0 | 0 | 0 | 0 | 0 | 0 | 0 | 0 | 0 | 0 | -0.0925 | -0.1944 | -0.2657 | -0.2961 | -0.4188 | -0.3668 | -0.3939 | -0.3544 | -0.306 | -0.2573 | -0.2221 | -0.1872 | -0.1562 | -0.129 | -0.106 | -0.0864 | -0.0704 | -0.0575 | -0.0468 | -0.0381 | -0.031 | -0.0253 | -0.0206 | -0.0167 | -0.0137 | -0.0112 | -0.009 | -0.0074 | -0.0061 | -0.0049 | -0.004 | -0.0032 | -0.0027 | -0.0022 | -0.0017 | -0.0015 | -0.0012 | -0.0009 | -0.0007 | -0.0007 | -0.0006 | -0.0004 | -0.0003 | -0.0003 | -0.0003 | -0.0002
Northwest | MiniMart | Average | September | Space Heating | LDCEU/TDEF | Electric Load with Losses, Incl. Cogeneration | MW | -0.0064 | -0.0049 | -0.0049 | -0.0064 | -0.0054 | -0.0056 | -0.0097 | -0.0136 | -0.0128 | -0.0154 | -0.0124 | -0.0154 | -0.0163 | -0.0136 | -0.0168 | -0.0163 | -0.0149 | -0.0154 | -0.0126 | -0.0142 | -0.0168 | -0.0145 | -0.0184 | -0.0185 | -0.0144 | -0.0125 | -0.01 | -0.0075 | -0.0051 | -0.0028 | -0.0004 | 0.0018 | 0.0039 | 0.0061 | 0.008 | 0.01 | 0.0118 | 0.0135 | 0.0151 | 0.0165 | 0.0177 | 0.0189 | 0.0199 | 0.0208 | 0.0216 | 0.0223 | 0.0228 | 0.0232 | 0.0236 | 0.024 | 0.0242 | 0.0244 | 0.0246 | 0.0248 | 0.0249 | 0.0249 | 0.025 | 0.0248
Northwest | MiniMart | Average | September | Water Heating | LDCEU/TDEF | Electric Load with Losses, Incl. Cogeneration | MW | 0 | 0 | 0 | 0 | 0 | 0 | 0 | 0 | 0 | 0 | 0 | 0 | 0 | 0 | 0 | 0 | 0 | 0 | 0 | 0 | 0 | 0 | -0.0466 | -0.0819 | -0.0912 | -0.1072 | -0.1189 | -0.1281 | -0.1348 | -0.1387 | -0.1412 | -0.1426 | -0.1429 | -0.143 | -0.1425 | -0.1405 | -0.1382 | -0.136 | -0.1326 | -0.1295 | -0.1268 | -0.1234 | -0.1203 | -0.1175 | -0.1139 | -0.111 | -0.1082 | -0.1049 | -0.1019 | -0.0991 | -0.0956 | -0.0922 | -0.089 | -0.0852 | -0.0816 | -0.0784 | -0.0746 | -0.0706
Northwest | MiniMart | Average | September | Other Substitutables | LDCEU/TDEF | Electric Load with Losses, Incl. Cogeneration | MW | 0 | 0 | 0 | 0 | 0 | 0 | 0 | 0 | 0 | 0 | 0 | 0 | -0.007 | -0.0092 | -0.0125 | -0.0257 | -0.0362 | -0.0299 | -0.0394 | -0.0495 | -0.0643 | -0.067 | -0.0711 | -0.0779 | -0.0631 | -0.0481 | -0.0324 | -0.0168 | -0.0008 | 0.016 | 0.0323 | 0.0479 | 0.063 | 0.0791 | 0.0946 | 0.1106 | 0.1252 | 0.1397 | 0.1543 | 0.1676 | 0.1794 | 0.1915 | 0.2026 | 0.2125 | 0.2227 | 0.232 | 0.2399 | 0.2482 | 0.2558 | 0.2629 | 0.2707 | 0.2781 | 0.2851 | 0.2929 | 0.3001 | 0.3067 | 0.3141 | 0.3188
Northwest | MiniMart | Average | September | Refrigeration | LDCEU/TDEF | Electric Load with Losses, Incl. Cogeneration | MW | 0 | 0 | 0 | 0 | 0 | 0 | 0 | 0 | 0 | 0 | 0 | 0 | 0 | 0 | 0 | 0 | 0 | -1.8215 | -3.7548 | -7.9217 | -11.2214 | -14.027 | -17.1507 | -19.7442 | -24.3146 | -28.7086 | -32.4048 | -35.704 | -38.6343 | -41.2405 | -43.5436 | -45.5913 | -47.3957 | -49.4001 | -51.2788 | -52.9612 | -54.4025 | -55.9268 | -57.2507 | -58.5056 | -59.6347 | -60.7012 | -61.7028 | -62.6275 | -63.488 | -64.3311 | -65.0349 | -65.7053 | -66.3665 | -67.0127 | -67.6167 | -68.2091 | -68.7846 | -69.3462 | -69.8971 | -70.4372 | -70.9638 | -70.9996
Northwest | MiniMart | Average | September | Lighting | LDCEU/TDEF | Electric Load with Losses, Incl. Cogeneration | MW | 0 | -0.2858 | -0.6987 | -0.9463 | -1.1047 | -1.2092 | -1.5723 | -1.7567 | -4.0009 | -6.2973 | -7.7357 | -9.8528 | -11.7865 | -12.3294 | -14.7089 | -17.8504 | -11.0323 | -8.1279 | -6.699 | -4.8742 | -4.1797 | -3.5293 | -3.1901 | -3.5362 | -3.1073 | -2.7753 | -2.517 | -2.3231 | -2.1568 | -2.0135 | -1.8887 | -1.7794 | -1.6827 | -1.6048 | -1.5364 | -1.4742 | -1.4156 | -1.3649 | -1.3163 | -1.2707 | -1.2265 | -1.1842 | -1.1431 | -1.1028 | -1.0628 | -1.0236 | -0.9835 | -0.9436 | -0.904 | -0.8644 | -0.8247 | -0.7847 | -0.7447 | -0.7044 | -0.6638 | -0.6229 | -0.5816 | -0.5378
Northwest | MiniMart | Average | September | Air Conditioning | LDCEU/TDEF | Electric Load with Losses, Incl. Cogeneration | MW | 0.0015 | 0.2086 | 0.3552 | 0.4627 | 0.6223 | 0.8692 | 0.735 | 0.866 | 1.0071 | 1.1816 | 1.4554 | 1.2567 | 1.1361 | 1.1562 | 1.0978 | 1.227 | 1.2284 | 1.128 | 1.2287 | 0.4826 | -0.0504 | -0.529 | -0.9322 | -1.3292 | -1.8632 | -2.7003 | -3.4454 | -4.1191 | -4.7293 | -5.2308 | -6.1552 | -6.962 | -7.6621 | -8.3519 | -8.9697 | -9.5148 | -9.9736 | -10.4159 | -10.7967 | -11.1339 | -11.4196 | -11.6783 | -11.9031 | -12.0941 | -12.265 | -12.4158 | -12.5263 | -12.6256 | -12.7113 | -12.785 | -12.8504 | -12.9056 | -12.9497 | -12.9934 | -13.0259 | -13.0489 | -13.0715 | -13.0057
Northwest | MiniMart | Average | September | Other Non-Substitutables | LDCEU/TDEF | Electric Load with Losses, Incl. Cogeneration | MW | 0 | 0 | 0 | 0 | 0 | 0 | 0 | 0 | 0 | 0 | 0 | 0 | -0.1055 | -0.2216 | -0.3033 | -0.3396 | -0.4772 | -0.4212 | -0.4524 | -0.4049 | -0.3492 | -0.293 | -0.2526 | -0.2125 | -0.1774 | -0.1465 | -0.1203 | -0.0982 | -0.0801 | -0.0653 | -0.0531 | -0.0433 | -0.0352 | -0.0287 | -0.0233 | -0.019 | -0.0155 | -0.0126 | -0.0103 | -0.0084 | -0.0069 | -0.0055 | -0.0046 | -0.0037 | -0.0031 | -0.0025 | -0.0021 | -0.0017 | -0.0013 | -0.0011 | -0.0009 | -0.0007 | -0.0005 | -0.0005 | -0.0004 | -0.0003 | -0.0002 | -0.0002
Northwest | MiniMart | Average | October | Space Heating | LDCEU/TDEF | Electric Load with Losses, Incl. Cogeneration | MW | -0.0212 | -0.0196 | -0.0197 | -0.0196 | -0.0204 | -0.0223 | -0.0337 | -0.0461 | -0.0467 | -0.0561 | -0.0436 | -0.0464 | -0.0474 | -0.0496 | -0.054 | -0.0574 | -0.0569 | -0.0503 | -0.0495 | -0.0506 | -0.0565 | -0.0495 | -0.0477 | -0.0559 | -0.0478 | -0.0413 | -0.0329 | -0.0247 | -0.0165 | -0.0082 | -0.0003 | 0.0072 | 0.0142 | 0.0215 | 0.0283 | 0.0351 | 0.0411 | 0.0468 | 0.0522 | 0.057 | 0.0612 | 0.0652 | 0.0686 | 0.0715 | 0.0742 | 0.0766 | 0.0783 | 0.0799 | 0.0812 | 0.0822 | 0.0832 | 0.0839 | 0.0844 | 0.085 | 0.0853 | 0.0854 | 0.0856 | 0.085
Northwest | MiniMart | Average | October | Water Heating | LDCEU/TDEF | Electric Load with Losses, Incl. Cogeneration | MW | 0 | 0 | 0 | 0 | 0 | 0 | 0 | 0 | 0 | 0 | 0 | 0 | 0 | 0 | 0 | 0 | 0 | 0 | 0 | 0 | 0 | 0 | -0.0589 | -0.1314 | -0.1655 | -0.1946 | -0.2158 | -0.2323 | -0.2442 | -0.2514 | -0.2559 | -0.2583 | -0.2587 | -0.2588 | -0.2578 | -0.254 | -0.2496 | -0.2454 | -0.2392 | -0.2335 | -0.2284 | -0.2222 | -0.2163 | -0.211 | -0.2047 | -0.1991 | -0.1939 | -0.1878 | -0.1823 | -0.1772 | -0.1708 | -0.1646 | -0.1588 | -0.1516 | -0.1452 | -0.1392 | -0.1322 | -0.125
Northwest | MiniMart | Average | October | Other Substitutables | LDCEU/TDEF | Electric Load with Losses, Incl. Cogeneration | MW | 0 | 0 | 0 | 0 | 0 | 0 | 0 | 0 | 0 | 0 | 0 | 0 | -0.0073 | -0.0096 | -0.0129 | -0.0258 | -0.0357 | -0.0299 | -0.0391 | -0.0498 | -0.0663 | -0.069 | -0.0737 | -0.0814 | -0.0664 | -0.0511 | -0.0354 | -0.0196 | -0.0034 | 0.0136 | 0.0301 | 0.0459 | 0.0613 | 0.0775 | 0.0932 | 0.1094 | 0.1242 | 0.1388 | 0.1536 | 0.1671 | 0.179 | 0.1913 | 0.2025 | 0.2125 | 0.2228 | 0.2322 | 0.2402 | 0.2486 | 0.2562 | 0.2634 | 0.2713 | 0.2787 | 0.2856 | 0.2936 | 0.3008 | 0.3074 | 0.3147 | 0.3195
Northwest | MiniMart | Average | October | Refrigeration | LDCEU/TDEF | Electric Load with Losses, Incl. Cogeneration | MW | 0 | 0 | 0 | 0 | 0 | 0 | 0 | 0 | 0 | 0 | 0 | 0 | 0 | 0 | 0 | 0 | 0 | -1.8077 | -3.7182 | -7.9184 | -11.2203 | -13.9988 | -17.08 | -19.6199 | -24.1635 | -28.5288 | -32.1943 | -35.467 | -38.3737 | -40.9593 | -43.243 | -45.2748 | -47.0641 | -49.042 | -50.8949 | -52.5518 | -53.973 | -55.477 | -56.7797 | -58.0146 | -59.1262 | -60.1736 | -61.1561 | -62.0618 | -62.9039 | -63.7286 | -64.419 | -65.0732 | -65.7174 | -66.3511 | -66.9389 | -67.5158 | -68.0757 | -68.6225 | -69.1576 | -69.6827 | -70.193 | -70.2291
Northwest | MiniMart | Average | October | Lighting | LDCEU/TDEF | Electric Load with Losses, Incl. Cogeneration | MW | 0 | -0.2755 | -0.6842 | -0.9297 | -1.0879 | -1.1924 | -1.5507 | -1.7328 | -3.9432 | -6.208 | -7.6275 | -9.7129 | -11.616 | -12.1631 | -14.4942 | -17.5624 | -10.8554 | -8.0038 | -6.5994 | -4.8124 | -4.1325 | -3.495 | -3.1618 | -3.4898 | -3.0705 | -2.7464 | -2.4946 | -2.306 | -2.144 | -2.0042 | -1.8822 | -1.7753 | -1.6804 | -1.6037 | -1.5363 | -1.4749 | -1.4169 | -1.3666 | -1.3182 | -1.2728 | -1.2287 | -1.1865 | -1.1454 | -1.105 | -1.0649 | -1.0256 | -0.9854 | -0.9453 | -0.9056 | -0.8659 | -0.8261 | -0.786 | -0.7457 | -0.7054 | -0.6646 | -0.6236 | -0.5822 | -0.5383
Northwest | MiniMart | Average | October | Air Conditioning | LDCEU/TDEF | Electric Load with Losses, Incl. Cogeneration | MW | 0.0003 | 0.0901 | 0.1499 | 0.2224 | 0.28 | 0.3893 | 0.3383 | 0.4114 | 0.4643 | 0.5518 | 0.6564 | 0.5952 | 0.5409 | 0.525 | 0.5232 | 0.5701 | 0.5618 | 0.5298 | 0.5275 | 0.2075 | -0.0294 | -0.2427 | -0.4476 | -0.6219 | -0.8213 | -1.189 | -1.515 | -1.8098 | -2.0771 | -2.2968 | -2.7021 | -3.056 | -3.3629 | -3.6676 | -3.9407 | -4.1814 | -4.3842 | -4.5809 | -4.7499 | -4.8997 | -5.0273 | -5.1424 | -5.2426 | -5.3277 | -5.4044 | -5.4726 | -5.523 | -5.5682 | -5.6072 | -5.6412 | -5.6711 | -5.6968 | -5.7175 | -5.7385 | -5.7541 | -5.7658 | -5.777 | -5.7481
Northwest | MiniMart | Average | October | Other Non-Substitutables | LDCEU/TDEF | Electric Load with Losses, Incl. Cogeneration | MW | 0 | 0 | 0 | 0 | 0 | 0 | 0 | 0 | 0 | 0 | 0 | 0 | -0.1049 | -0.2197 | -0.3017 | -0.3412 | -0.4731 | -0.4243 | -0.456 | -0.404 | -0.3476 | -0.2908 | -0.25 | -0.2101 | -0.1754 | -0.1448 | -0.1191 | -0.0971 | -0.0792 | -0.0645 | -0.0526 | -0.0428 | -0.0349 | -0.0284 | -0.0231 | -0.0189 | -0.0154 | -0.0125 | -0.0101 | -0.0083 | -0.0068 | -0.0055 | -0.0045 | -0.0037 | -0.003 | -0.0025 | -0.002 | -0.0017 | -0.0013 | -0.0011 | -0.0009 | -0.0007 | -0.0006 | -0.0004 | -0.0004 | -0.0003 | -0.0003 | -0.0002
Northwest | MiniMart | Average | November | Space Heating | LDCEU/TDEF | Electric Load with Losses, Incl. Cogeneration | MW | -0.0457 | -0.0381 | -0.0341 | -0.0361 | -0.0363 | -0.0404 | -0.0616 | -0.0908 | -0.0853 | -0.1011 | -0.0932 | -0.0914 | -0.095 | -0.0898 | -0.0974 | -0.0993 | -0.102 | -0.0943 | -0.0944 | -0.0922 | -0.0997 | -0.1041 | -0.1065 | -0.095 | -0.0894 | -0.077 | -0.0612 | -0.0457 | -0.0304 | -0.0147 | 0.0002 | 0.0142 | 0.0275 | 0.0412 | 0.0541 | 0.0668 | 0.0781 | 0.0888 | 0.0992 | 0.1082 | 0.1161 | 0.1235 | 0.13 | 0.1354 | 0.1406 | 0.1449 | 0.1481 | 0.1511 | 0.1536 | 0.1554 | 0.1573 | 0.1587 | 0.1597 | 0.1608 | 0.1614 | 0.1615 | 0.1617 | 0.1608
Northwest | MiniMart | Average | November | Water Heating | LDCEU/TDEF | Electric Load with Losses, Incl. Cogeneration | MW | 0 | 0 | 0 | 0 | 0 | 0 | 0 | 0 | 0 | 0 | 0 | 0 | 0 | 0 | 0 | 0 | 0 | 0 | 0 | 0 | 0 | 0 | -0.1264 | -0.1686 | -0.2562 | -0.3013 | -0.334 | -0.3595 | -0.3778 | -0.3887 | -0.3955 | -0.3991 | -0.3995 | -0.3993 | -0.3975 | -0.3916 | -0.3845 | -0.378 | -0.368 | -0.3591 | -0.3509 | -0.341 | -0.332 | -0.3236 | -0.3136 | -0.3048 | -0.2967 | -0.2871 | -0.2784 | -0.2705 | -0.2603 | -0.2508 | -0.2416 | -0.2305 | -0.2204 | -0.2112 | -0.2001 | -0.189
Northwest | MiniMart | Average | November | Other Substitutables | LDCEU/TDEF | Electric Load with Losses, Incl. Cogeneration | MW | 0 | 0 | 0 | 0 | 0 | 0 | 0 | 0 | 0 | 0 | 0 | 0 | -0.008 | -0.0105 | -0.014 | -0.0278 | -0.0386 | -0.0323 | -0.0423 | -0.0542 | -0.0727 | -0.0757 | -0.0811 | -0.0898 | -0.0735 | -0.0569 | -0.0397 | -0.0226 | -0.0051 | 0.0136 | 0.0315 | 0.0488 | 0.0654 | 0.0831 | 0.1002 | 0.1178 | 0.1339 | 0.15 | 0.166 | 0.1806 | 0.1937 | 0.2071 | 0.2192 | 0.2301 | 0.2413 | 0.2515 | 0.2603 | 0.2694 | 0.2778 | 0.2856 | 0.2941 | 0.3022 | 0.3097 | 0.3184 | 0.3261 | 0.3332 | 0.3413 | 0.3464
Northwest | MiniMart | Average | November | Refrigeration | LDCEU/TDEF | Electric Load with Losses, Incl. Cogeneration | MW | 0 | 0 | 0 | 0 | 0 | 0 | 0 | 0 | 0 | 0 | 0 | 0 | 0 | 0 | 0 | 0 | 0 | -1.9541 | -4.0141 | -8.5784 | -12.1525 | -15.1424 | -18.4539 | -21.1673 | -26.0734 | -30.7853 | -34.7376 | -38.2665 | -41.4008 | -44.1887 | -46.6509 | -48.842 | -50.771 | -52.903 | -54.9 | -56.685 | -58.2167 | -59.8389 | -61.2427 | -62.5736 | -63.7724 | -64.9007 | -65.959 | -66.9341 | -67.8412 | -68.7299 | -69.4745 | -70.179 | -70.8725 | -71.5561 | -72.1886 | -72.81 | -73.4129 | -74.0021 | -74.578 | -75.1437 | -75.6929 | -75.7323
Northwest | MiniMart | Average | November | Lighting | LDCEU/TDEF | Electric Load with Losses, Incl. Cogeneration | MW | 0 | -0.2841 | -0.7051 | -0.9579 | -1.1208 | -1.2283 | -1.5973 | -1.785 | -4.062 | -6.3951 | -7.8573 | -10.0055 | -11.9666 | -12.53 | -14.9325 | -18.0948 | -11.1851 | -8.2474 | -6.8009 | -4.9606 | -4.2605 | -3.6038 | -3.2616 | -3.6008 | -3.1695 | -2.8362 | -2.5774 | -2.3837 | -2.2173 | -2.0735 | -1.948 | -1.8379 | -1.7401 | -1.6611 | -1.5916 | -1.5283 | -1.4683 | -1.4164 | -1.3664 | -1.3194 | -1.2738 | -1.23 | -1.1874 | -1.1455 | -1.1039 | -1.0632 | -1.0214 | -0.9799 | -0.9387 | -0.8974 | -0.8561 | -0.8145 | -0.7728 | -0.7307 | -0.6885 | -0.6458 | -0.6029 | -0.5573
Northwest | MiniMart | Average | November | Air Conditioning | LDCEU/TDEF | Electric Load with Losses, Incl. Cogeneration | MW | 0.0002 | 0.0482 | 0.0804 | 0.1194 | 0.1503 | 0.2091 | 0.1829 | 0.2229 | 0.2512 | 0.2977 | 0.3519 | 0.3188 | 0.2904 | 0.2815 | 0.281 | 0.307 | 0.3023 | 0.2855 | 0.2842 | 0.1106 | -0.0166 | -0.1307 | -0.2391 | -0.3325 | -0.4386 | -0.6348 | -0.8086 | -0.9658 | -1.1083 | -1.2254 | -1.4415 | -1.6303 | -1.7941 | -1.9566 | -2.1022 | -2.2305 | -2.3387 | -2.4437 | -2.5338 | -2.6136 | -2.6817 | -2.7431 | -2.7964 | -2.8417 | -2.8827 | -2.919 | -2.9459 | -2.9699 | -2.9906 | -3.0087 | -3.0247 | -3.0383 | -3.0494 | -3.0604 | -3.0687 | -3.075 | -3.0808 | -3.0655
Northwest | MiniMart | Average | November | Other Non-Substitutables | LDCEU/TDEF | Electric Load with Losses, Incl. Cogeneration | MW | 0 | 0 | 0 | 0 | 0 | 0 | 0 | 0 | 0 | 0 | 0 | 0 | -0.1136 | -0.2377 | -0.3266 | -0.3705 | -0.5124 | -0.4612 | -0.4953 | -0.4372 | -0.3758 | -0.3138 | -0.2693 | -0.226 | -0.1886 | -0.1557 | -0.1281 | -0.1044 | -0.0851 | -0.0694 | -0.0565 | -0.046 | -0.0375 | -0.0305 | -0.0248 | -0.0202 | -0.0165 | -0.0134 | -0.0109 | -0.0089 | -0.0073 | -0.0059 | -0.0048 | -0.004 | -0.0032 | -0.0027 | -0.0022 | -0.0018 | -0.0014 | -0.0011 | -0.0009 | -0.0008 | -0.0006 | -0.0006 | -0.0004 | -0.0004 | -0.0002 | -0.0003
Northwest | MiniMart | Average | December | Space Heating | LDCEU/TDEF | Electric Load with Losses, Incl. Cogeneration | MW | -0.0789 | -0.0654 | -0.0666 | -0.0677 | -0.071 | -0.078 | -0.12 | -0.1628 | -0.164 | -0.1888 | -0.1622 | -0.1629 | -0.1708 | -0.168 | -0.1778 | -0.1951 | -0.192 | -0.1685 | -0.1721 | -0.1713 | -0.1866 | -0.1821 | -0.1822 | -0.1909 | -0.1622 | -0.139 | -0.1097 | -0.0809 | -0.0523 | -0.0234 | 0.0042 | 0.0302 | 0.0548 | 0.0804 | 0.1045 | 0.1282 | 0.1493 | 0.1695 | 0.1887 | 0.2057 | 0.2203 | 0.2344 | 0.2464 | 0.2567 | 0.2664 | 0.2745 | 0.2806 | 0.2863 | 0.2909 | 0.2943 | 0.2979 | 0.3007 | 0.3025 | 0.3045 | 0.3057 | 0.306 | 0.3066 | 0.3045
Northwest | MiniMart | Average | December | Water Heating | LDCEU/TDEF | Electric Load with Losses, Incl. Cogeneration | MW | 0 | 0 | 0 | 0 | 0 | 0 | 0 | 0 | 0 | 0 | 0 | 0 | 0 | 0 | 0 | 0 | 0 | 0 | 0 | 0 | 0 | 0 | -0.1356 | -0.2744 | -0.3094 | -0.3638 | -0.4032 | -0.4341 | -0.4561 | -0.4691 | -0.4772 | -0.4815 | -0.4819 | -0.4815 | -0.4793 | -0.4719 | -0.4633 | -0.4553 | -0.4432 | -0.4323 | -0.4223 | -0.4103 | -0.3993 | -0.3891 | -0.3769 | -0.3663 | -0.3565 | -0.3449 | -0.3343 | -0.3247 | -0.3124 | -0.3008 | -0.2898 | -0.2762 | -0.264 | -0.2528 | -0.2395 | -0.226
Northwest | MiniMart | Average | December | Other Substitutables | LDCEU/TDEF | Electric Load with Losses, Incl. Cogeneration | MW | 0 | 0 | 0 | 0 | 0 | 0 | 0 | 0 | 0 | 0 | 0 | 0 | -0.0082 | -0.0108 | -0.0145 | -0.0287 | -0.0399 | -0.0335 | -0.0437 | -0.0558 | -0.075 | -0.0782 | -0.0837 | -0.0926 | -0.0759 | -0.0587 | -0.0411 | -0.0234 | -0.0053 | 0.0139 | 0.0324 | 0.0501 | 0.0673 | 0.0856 | 0.1032 | 0.1214 | 0.138 | 0.1544 | 0.171 | 0.1861 | 0.1996 | 0.2133 | 0.2258 | 0.2371 | 0.2487 | 0.2591 | 0.2681 | 0.2775 | 0.2862 | 0.2942 | 0.303 | 0.3113 | 0.319 | 0.328 | 0.336 | 0.3434 | 0.3516 | 0.357
Northwest | MiniMart | Average | December | Refrigeration | LDCEU/TDEF | Electric Load with Losses, Incl. Cogeneration | MW | 0 | 0 | 0 | 0 | 0 | 0 | 0 | 0 | 0 | 0 | 0 | 0 | 0 | 0 | 0 | 0 | 0 | -2.0143 | -4.1362 | -8.833 | -12.5099 | -15.5932 | -19.0054 | -21.7977 | -26.8493 | -31.7011 | -35.7713 | -39.4056 | -42.6333 | -45.5044 | -48.0401 | -50.2965 | -52.2831 | -54.4775 | -56.5327 | -58.3699 | -59.9462 | -61.6153 | -63.0598 | -64.4289 | -65.662 | -66.8229 | -67.9114 | -68.9145 | -69.8473 | -70.761 | -71.5267 | -72.251 | -72.9639 | -73.6665 | -74.3166 | -74.9551 | -75.5746 | -76.18 | -76.7718 | -77.3528 | -77.9171 | -77.9574
Northwest | MiniMart | Average | December | Lighting | LDCEU/TDEF | Electric Load with Losses, Incl. Cogeneration | MW | 0 | -0.2756 | -0.6848 | -0.9305 | -1.0889 | -1.1934 | -1.5521 | -1.7344 | -3.9467 | -6.2137 | -7.6345 | -9.7217 | -11.6271 | -12.1752 | -14.5088 | -17.5797 | -10.8668 | -8.0129 | -6.6078 | -4.8206 | -4.1405 | -3.5029 | -3.1747 | -3.5059 | -3.0859 | -2.7613 | -2.5094 | -2.3208 | -2.1588 | -2.0188 | -1.8967 | -1.7894 | -1.6943 | -1.6173 | -1.5497 | -1.488 | -1.4295 | -1.3789 | -1.3302 | -1.2845 | -1.24 | -1.1975 | -1.156 | -1.1151 | -1.0748 | -1.0351 | -0.9944 | -0.954 | -0.9139 | -0.8737 | -0.8334 | -0.7929 | -0.7523 | -0.7114 | -0.6703 | -0.6289 | -0.5871 | -0.5427
Northwest | MiniMart | Average | December | Air Conditioning | LDCEU/TDEF | Electric Load with Losses, Incl. Cogeneration | MW | 0.0001 | 0.0315 | 0.0523 | 0.0778 | 0.0979 | 0.1361 | 0.119 | 0.1451 | 0.1635 | 0.1938 | 0.2293 | 0.2077 | 0.1892 | 0.1835 | 0.1831 | 0.2 | 0.197 | 0.1859 | 0.1851 | 0.072 | -0.0109 | -0.0854 | -0.1562 | -0.217 | -0.2863 | -0.4142 | -0.5277 | -0.6302 | -0.7232 | -0.7997 | -0.9407 | -1.0639 | -1.1707 | -1.2767 | -1.3716 | -1.4553 | -1.5259 | -1.5943 | -1.6531 | -1.7052 | -1.7495 | -1.7895 | -1.8243 | -1.8538 | -1.8805 | -1.9042 | -1.9217 | -1.9373 | -1.9508 | -1.9626 | -1.973 | -1.9819 | -1.9891 | -1.9963 | -2.0017 | -2.0057 | -2.0095 | -1.9995
Northwest | MiniMart | Average | December | Other Non-Substitutables | LDCEU/TDEF | Electric Load with Losses, Incl. Cogeneration | MW | 0 | 0 | 0 | 0 | 0 | 0 | 0 | 0 | 0 | 0 | 0 | 0 | -0.1171 | -0.2447 | -0.3364 | -0.3821 | -0.5281 | -0.4753 | -0.5105 | -0.4504 | -0.387 | -0.3232 | -0.2775 | -0.2328 | -0.1943 | -0.1605 | -0.1319 | -0.1076 | -0.0877 | -0.0714 | -0.0582 | -0.0474 | -0.0386 | -0.0314 | -0.0256 | -0.0208 | -0.017 | -0.0138 | -0.0113 | -0.0092 | -0.0075 | -0.0061 | -0.005 | -0.004 | -0.0033 | -0.0027 | -0.0022 | -0.0018 | -0.0014 | -0.0012 | -0.001 | -0.0008 | -0.0007 | -0.0005 | -0.0004 | -0.0004 | -0.0003 | -0.0002
Northwest | MiniMart | Minimum | January | Space Heating | LDCEU/TDEF | Electric Load with Losses, Incl. Cogeneration | MW | -0.1102 | -0.0867 | -0.0892 | -0.091 | -0.0955 | -0.1021 | -0.163 | -0.2222 | -0.2225 | -0.2607 | -0.2127 | -0.2281 | -0.2278 | -0.2201 | -0.2463 | -0.261 | -0.2506 | -0.2177 | -0.2259 | -0.233 | -0.2504 | -0.2476 | -0.2365 | -0.2455 | -0.2171 | -0.1861 | -0.1468 | -0.1085 | -0.0702 | -0.0315 | 0.0052 | 0.0401 | 0.0729 | 0.1069 | 0.139 | 0.1704 | 0.1984 | 0.2252 | 0.2507 | 0.2733 | 0.2926 | 0.3112 | 0.3271 | 0.3405 | 0.3533 | 0.364 | 0.3719 | 0.3794 | 0.3855 | 0.3899 | 0.3945 | 0.398 | 0.4003 | 0.403 | 0.4045 | 0.4046 | 0.4052 | 0.4025
Northwest | MiniMart | Minimum | January | Water Heating | LDCEU/TDEF | Electric Load with Losses, Incl. Cogeneration | MW | 0 | 0 | 0 | 0 | 0 | 0 | 0 | 0 | 0 | 0 | 0 | 0 | 0 | 0 | 0 | 0 | 0 | 0 | 0 | 0 | 0 | 0 | -0.0409 | -0.0769 | -0.0998 | -0.1174 | -0.1302 | -0.14 | -0.1471 | -0.1511 | -0.1537 | -0.155 | -0.155 | -0.1548 | -0.154 | -0.1514 | -0.1486 | -0.1458 | -0.1419 | -0.1383 | -0.135 | -0.131 | -0.1274 | -0.124 | -0.12 | -0.1165 | -0.1133 | -0.1094 | -0.106 | -0.1028 | -0.0988 | -0.095 | -0.0914 | -0.0871 | -0.083 | -0.0793 | -0.075 | -0.0706
Northwest | MiniMart | Minimum | January | Other Substitutables | LDCEU/TDEF | Electric Load with Losses, Incl. Cogeneration | MW | 0 | 0 | 0 | 0 | 0 | 0 | 0 | 0 | 0 | 0 | 0 | 0 | -0.002 | -0.0027 | -0.0035 | -0.007 | -0.0094 | -0.008 | -0.0104 | -0.0136 | -0.0185 | -0.0193 | -0.0208 | -0.0232 | -0.0191 | -0.0149 | -0.0106 | -0.0063 | -0.0019 | 0.0028 | 0.0073 | 0.0117 | 0.0158 | 0.0203 | 0.0245 | 0.029 | 0.033 | 0.0371 | 0.041 | 0.0447 | 0.0481 | 0.0514 | 0.0544 | 0.0572 | 0.06 | 0.0625 | 0.0648 | 0.067 | 0.0691 | 0.0711 | 0.0733 | 0.0752 | 0.0772 | 0.0793 | 0.0813 | 0.083 | 0.085 | 0.0863
Northwest | MiniMart | Minimum | January | Refrigeration | LDCEU/TDEF | Electric Load with Losses, Incl. Cogeneration | MW | 0 | 0 | 0 | 0 | 0 | 0 | 0 | 0 | 0 | 0 | 0 | 0 | 0 | 0 | 0 | 0 | 0 | -2.0883 | -4.2829 | -9.2455 | -13.1058 | -16.2886 | -19.8049 | -22.6697 | -27.9285 | -32.9753 | -37.1998 | -40.9727 | -44.3239 | -47.3049 | -49.9362 | -52.2794 | -54.3413 | -56.6126 | -58.7394 | -60.638 | -62.2689 | -63.9985 | -65.4912 | -66.9069 | -68.1832 | -69.3812 | -70.5041 | -71.5368 | -72.4981 | -73.4393 | -74.2305 | -74.9752 | -75.7073 | -76.4339 | -77.101 | -77.7573 | -78.3935 | -79.0161 | -79.623 | -80.2201 | -80.7979 | -80.8409
Northwest | MiniMart | Minimum | January | Lighting | LDCEU/TDEF | Electric Load with Losses, Incl. Cogeneration | MW | 0 | -0.1581 | -0.3974 | -0.5412 | -0.6346 | -0.6961 | -0.9054 | -1.0119 | -2.3011 | -3.6236 | -4.4527 | -5.6691 | -6.7789 | -7.1035 | -8.458 | -10.2372 | -6.3286 | -4.6696 | -3.8518 | -2.8145 | -2.4201 | -2.0495 | -1.852 | -2.036 | -1.7944 | -1.608 | -1.4634 | -1.3556 | -1.2627 | -1.1824 | -1.1121 | -1.0504 | -0.9953 | -0.9509 | -0.9117 | -0.8758 | -0.8418 | -0.8123 | -0.7838 | -0.757 | -0.731 | -0.7059 | -0.6815 | -0.6575 | -0.6336 | -0.6102 | -0.5863 | -0.5624 | -0.5387 | -0.515 | -0.4912 | -0.4673 | -0.4433 | -0.4191 | -0.3948 | -0.3703 | -0.3456 | -0.3194
Northwest | MiniMart | Minimum | January | Air Conditioning | LDCEU/TDEF | Electric Load with Losses, Incl. Cogeneration | MW | 0.0001 | 0.0105 | 0.0176 | 0.0263 | 0.033 | 0.046 | 0.0409 | 0.05 | 0.0562 | 0.0661 | 0.077 | 0.0697 | 0.0637 | 0.0617 | 0.0617 | 0.0677 | 0.0668 | 0.0629 | 0.0628 | 0.024 | -0.0039 | -0.0287 | -0.0521 | -0.0722 | -0.0952 | -0.1376 | -0.1752 | -0.2093 | -0.24 | -0.2654 | -0.3122 | -0.3531 | -0.3886 | -0.4238 | -0.4552 | -0.483 | -0.5063 | -0.529 | -0.5485 | -0.5657 | -0.5804 | -0.5936 | -0.6052 | -0.6148 | -0.6236 | -0.6315 | -0.6373 | -0.6424 | -0.6468 | -0.6507 | -0.6541 | -0.657 | -0.6593 | -0.6617 | -0.6634 | -0.6647 | -0.6659 | -0.6626
Northwest | MiniMart | Minimum | January | Other Non-Substitutables | LDCEU/TDEF | Electric Load with Losses, Incl. Cogeneration | MW | 0 | 0 | 0 | 0 | 0 | 0 | 0 | 0 | 0 | 0 | 0 | 0 | -0.0588 | -0.1229 | -0.1694 | -0.1936 | -0.2647 | -0.2417 | -0.2597 | -0.2272 | -0.195 | -0.1622 | -0.1389 | -0.1163 | -0.0971 | -0.0802 | -0.0659 | -0.0538 | -0.0438 | -0.0358 | -0.0292 | -0.0237 | -0.0193 | -0.0157 | -0.0128 | -0.0104 | -0.0085 | -0.0069 | -0.0056 | -0.0046 | -0.0038 | -0.003 | -0.0025 | -0.002 | -0.0016 | -0.0014 | -0.0011 | -0.0009 | -0.0007 | -0.0006 | -0.0005 | -0.0004 | -0.0003 | -0.0003 | -0.0002 | -0.0002 | -0.0002 | -0.0002
Northwest | MiniMart | Minimum | February | Space Heating | LDCEU/TDEF | Electric Load with Losses, Incl. Cogeneration | MW | -0.066 | -0.055 | -0.0525 | -0.0552 | -0.0572 | -0.0613 | -0.099 | -0.1306 | -0.1353 | -0.1555 | -0.1345 | -0.134 | -0.1389 | -0.1396 | -0.1425 | -0.1514 | -0.1524 | -0.1323 | -0.1424 | -0.1419 | -0.149 | -0.1575 | -0.1403 | -0.142 | -0.1318 | -0.1131 | -0.0895 | -0.0663 | -0.0432 | -0.0199 | 0.0023 | 0.0234 | 0.0431 | 0.0636 | 0.0829 | 0.1019 | 0.1187 | 0.1348 | 0.1502 | 0.1638 | 0.1754 | 0.1866 | 0.1962 | 0.2043 | 0.2119 | 0.2183 | 0.2231 | 0.2276 | 0.2312 | 0.2339 | 0.2367 | 0.2387 | 0.2402 | 0.2418 | 0.2426 | 0.2427 | 0.2431 | 0.2414
Northwest | MiniMart | Minimum | February | Water Heating | LDCEU/TDEF | Electric Load with Losses, Incl. Cogeneration | MW | 0 | 0 | 0 | 0 | 0 | 0 | 0 | 0 | 0 | 0 | 0 | 0 | 0 | 0 | 0 | 0 | 0 | 0 | 0 | 0 | 0 | 0 | -0.0339 | -0.0618 | -0.0901 | -0.1059 | -0.1174 | -0.1264 | -0.1328 | -0.1365 | -0.1388 | -0.1399 | -0.14 | -0.1398 | -0.139 | -0.1369 | -0.1342 | -0.1319 | -0.1283 | -0.125 | -0.122 | -0.1185 | -0.1151 | -0.1122 | -0.1086 | -0.1054 | -0.1025 | -0.099 | -0.096 | -0.0931 | -0.0895 | -0.086 | -0.0828 | -0.0789 | -0.0752 | -0.0719 | -0.068 | -0.0641
Northwest | MiniMart | Minimum | February | Other Substitutables | LDCEU/TDEF | Electric Load with Losses, Incl. Cogeneration | MW | 0 | 0 | 0 | 0 | 0 | 0 | 0 | 0 | 0 | 0 | 0 | 0 | -0.002 | -0.0026 | -0.0035 | -0.0066 | -0.009 | -0.0077 | -0.01 | -0.013 | -0.0178 | -0.0185 | -0.02 | -0.0222 | -0.0183 | -0.0143 | -0.0102 | -0.0061 | -0.0019 | 0.0026 | 0.007 | 0.0111 | 0.0151 | 0.0194 | 0.0235 | 0.0277 | 0.0316 | 0.0354 | 0.0393 | 0.0428 | 0.046 | 0.0492 | 0.0521 | 0.0548 | 0.0575 | 0.0599 | 0.062 | 0.0642 | 0.0662 | 0.0681 | 0.0702 | 0.0721 | 0.0739 | 0.076 | 0.0778 | 0.0795 | 0.0814 | 0.0826
Northwest | MiniMart | Minimum | February | Refrigeration | LDCEU/TDEF | Electric Load with Losses, Incl. Cogeneration | MW | 0 | 0 | 0 | 0 | 0 | 0 | 0 | 0 | 0 | 0 | 0 | 0 | 0 | 0 | 0 | 0 | 0 | -1.826 | -3.744 | -8.0853 | -11.4597 | -14.2383 | -17.3078 | -19.8043 | -24.3999 | -28.8099 | -32.5003 | -35.7963 | -38.7237 | -41.3279 | -43.6266 | -45.6735 | -47.4746 | -49.4597 | -51.3186 | -52.9778 | -54.4033 | -55.9153 | -57.2202 | -58.4577 | -59.5737 | -60.6211 | -61.6029 | -62.5058 | -63.3464 | -64.1697 | -64.8619 | -65.5134 | -66.1538 | -66.7894 | -67.3731 | -67.9473 | -68.504 | -69.0489 | -69.58 | -70.1026 | -70.6084 | -70.646
Northwest | MiniMart | Minimum | February | Lighting | LDCEU/TDEF | Electric Load with Losses, Incl. Cogeneration | MW | 0 | -0.1498 | -0.3757 | -0.5115 | -0.5993 | -0.6574 | -0.8549 | -0.9556 | -2.1733 | -3.4222 | -4.2052 | -5.3542 | -6.4026 | -6.7084 | -7.989 | -9.6715 | -5.9789 | -4.4112 | -3.6388 | -2.6584 | -2.2856 | -1.9353 | -1.749 | -1.9239 | -1.6957 | -1.5195 | -1.3829 | -1.2811 | -1.1934 | -1.1175 | -1.0511 | -0.9927 | -0.9407 | -0.8987 | -0.8616 | -0.8278 | -0.7957 | -0.7678 | -0.7409 | -0.7155 | -0.6909 | -0.6672 | -0.6442 | -0.6215 | -0.5989 | -0.5768 | -0.5541 | -0.5316 | -0.5091 | -0.4867 | -0.4642 | -0.4416 | -0.4188 | -0.396 | -0.3731 | -0.3498 | -0.3265 | -0.3017
Northwest | MiniMart | Minimum | February | Air Conditioning | LDCEU/TDEF | Electric Load with Losses, Incl. Cogeneration | MW | 0.0001 | 0.0111 | 0.0186 | 0.0279 | 0.035 | 0.0486 | 0.0433 | 0.0529 | 0.0594 | 0.07 | 0.0814 | 0.0737 | 0.0674 | 0.0652 | 0.0653 | 0.0716 | 0.0707 | 0.0666 | 0.0665 | 0.0253 | -0.0041 | -0.0303 | -0.0551 | -0.0763 | -0.1005 | -0.1455 | -0.1852 | -0.2211 | -0.2537 | -0.2805 | -0.3299 | -0.3732 | -0.4106 | -0.4478 | -0.481 | -0.5103 | -0.535 | -0.559 | -0.5796 | -0.5978 | -0.6133 | -0.6274 | -0.6395 | -0.6498 | -0.6591 | -0.6673 | -0.6735 | -0.6788 | -0.6835 | -0.6877 | -0.6912 | -0.6943 | -0.6968 | -0.6993 | -0.7011 | -0.7025 | -0.7038 | -0.7002
Northwest | MiniMart | Minimum | February | Other Non-Substitutables | LDCEU/TDEF | Electric Load with Losses, Incl. Cogeneration | MW | 0 | 0 | 0 | 0 | 0 | 0 | 0 | 0 | 0 | 0 | 0 | 0 | -0.0527 | -0.11 | -0.1515 | -0.1732 | -0.2369 | -0.2162 | -0.2323 | -0.2032 | -0.1743 | -0.145 | -0.1241 | -0.1039 | -0.0866 | -0.0716 | -0.0589 | -0.048 | -0.0391 | -0.0319 | -0.026 | -0.0211 | -0.0172 | -0.014 | -0.0115 | -0.0093 | -0.0076 | -0.0061 | -0.005 | -0.0041 | -0.0034 | -0.0027 | -0.0022 | -0.0018 | -0.0015 | -0.0012 | -0.001 | -0.0008 | -0.0007 | -0.0005 | -0.0004 | -0.0003 | -0.0003 | -0.0003 | -0.0002 | -0.0001 | -0.0001 | -0.0001
Northwest | MiniMart | Minimum | March | Space Heating | LDCEU/TDEF | Electric Load with Losses, Incl. Cogeneration | MW | -0.0609 | -0.0512 | -0.0542 | -0.053 | -0.0563 | -0.0611 | -0.0996 | -0.1325 | -0.1298 | -0.1608 | -0.1311 | -0.1277 | -0.1319 | -0.1409 | -0.1368 | -0.1588 | -0.1579 | -0.137 | -0.1415 | -0.1499 | -0.1483 | -0.1529 | -0.1399 | -0.1506 | -0.1327 | -0.1142 | -0.0907 | -0.0678 | -0.0449 | -0.0217 | 0.0003 | 0.0212 | 0.041 | 0.0611 | 0.0803 | 0.099 | 0.1156 | 0.1316 | 0.1467 | 0.1602 | 0.1716 | 0.1826 | 0.1921 | 0.2001 | 0.2077 | 0.214 | 0.2187 | 0.2231 | 0.2267 | 0.2293 | 0.2321 | 0.234 | 0.2354 | 0.237 | 0.2377 | 0.2378 | 0.2381 | 0.2367
Northwest | MiniMart | Minimum | March | Water Heating | LDCEU/TDEF | Electric Load with Losses, Incl. Cogeneration | MW | 0 | 0 | 0 | 0 | 0 | 0 | 0 | 0 | 0 | 0 | 0 | 0 | 0 | 0 | 0 | 0 | 0 | 0 | 0 | 0 | 0 | 0 | -0.0318 | -0.0627 | -0.0824 | -0.0969 | -0.1074 | -0.1157 | -0.1215 | -0.1249 | -0.1271 | -0.1283 | -0.1283 | -0.1282 | -0.1276 | -0.1256 | -0.1233 | -0.1211 | -0.1179 | -0.115 | -0.1123 | -0.1091 | -0.1062 | -0.1034 | -0.1002 | -0.0973 | -0.0947 | -0.0915 | -0.0887 | -0.0861 | -0.0829 | -0.0797 | -0.0768 | -0.0732 | -0.0699 | -0.0669 | -0.0633 | -0.0598
Northwest | MiniMart | Minimum | March | Other Substitutables | LDCEU/TDEF | Electric Load with Losses, Incl. Cogeneration | MW | 0 | 0 | 0 | 0 | 0 | 0 | 0 | 0 | 0 | 0 | 0 | 0 | -0.0021 | -0.0028 | -0.0037 | -0.007 | -0.0095 | -0.0081 | -0.0106 | -0.0138 | -0.019 | -0.0197 | -0.0212 | -0.0237 | -0.0195 | -0.0152 | -0.0109 | -0.0065 | -0.002 | 0.0027 | 0.0073 | 0.0118 | 0.016 | 0.0206 | 0.0249 | 0.0295 | 0.0336 | 0.0377 | 0.0418 | 0.0456 | 0.0489 | 0.0523 | 0.0554 | 0.0583 | 0.0611 | 0.0637 | 0.0659 | 0.0682 | 0.0704 | 0.0724 | 0.0746 | 0.0766 | 0.0785 | 0.0807 | 0.0828 | 0.0845 | 0.0866 | 0.0879
Northwest | MiniMart | Minimum | March | Refrigeration | LDCEU/TDEF | Electric Load with Losses, Incl. Cogeneration | MW | 0 | 0 | 0 | 0 | 0 | 0 | 0 | 0 | 0 | 0 | 0 | 0 | 0 | 0 | 0 | 0 | 0 | -1.9193 | -3.9358 | -8.5049 | -12.0562 | -14.9766 | -18.2034 | -20.8293 | -25.6629 | -30.301 | -34.182 | -37.6482 | -40.7271 | -43.4657 | -45.8831 | -48.0358 | -49.93 | -52.0175 | -53.9724 | -55.7171 | -57.2163 | -58.8066 | -60.1788 | -61.4803 | -62.654 | -63.7554 | -64.7878 | -65.7372 | -66.6212 | -67.487 | -68.215 | -68.9 | -69.5734 | -70.242 | -70.8557 | -71.4596 | -72.045 | -72.6181 | -73.1766 | -73.7261 | -74.2579 | -74.2975
Northwest | MiniMart | Minimum | March | Lighting | LDCEU/TDEF | Electric Load with Losses, Incl. Cogeneration | MW | 0 | -0.1651 | -0.4142 | -0.564 | -0.661 | -0.7251 | -0.943 | -1.0539 | -2.3969 | -3.7743 | -4.6378 | -5.905 | -7.0613 | -7.3988 | -8.8106 | -10.6656 | -6.5935 | -4.8648 | -4.0129 | -2.9318 | -2.5208 | -2.1345 | -1.9278 | -2.1198 | -1.8684 | -1.6744 | -1.524 | -1.4119 | -1.3153 | -1.2316 | -1.1585 | -1.0942 | -1.037 | -0.9907 | -0.9499 | -0.9125 | -0.8772 | -0.8464 | -0.8168 | -0.7889 | -0.7617 | -0.7357 | -0.7103 | -0.6852 | -0.6603 | -0.6359 | -0.611 | -0.5861 | -0.5613 | -0.5367 | -0.5118 | -0.4868 | -0.4618 | -0.4367 | -0.4113 | -0.3857 | -0.3599 | -0.3327
Northwest | MiniMart | Minimum | March | Air Conditioning | LDCEU/TDEF | Electric Load with Losses, Incl. Cogeneration | MW | 0.0001 | 0.0165 | 0.0275 | 0.041 | 0.0516 | 0.0717 | 0.064 | 0.0783 | 0.0877 | 0.1034 | 0.12 | 0.1088 | 0.0994 | 0.0964 | 0.0964 | 0.1059 | 0.1042 | 0.0984 | 0.0982 | 0.0375 | -0.0061 | -0.0447 | -0.0812 | -0.1124 | -0.1483 | -0.2145 | -0.273 | -0.3261 | -0.374 | -0.4136 | -0.4864 | -0.5502 | -0.6055 | -0.6602 | -0.7092 | -0.7524 | -0.7888 | -0.8242 | -0.8546 | -0.8814 | -0.9044 | -0.925 | -0.9429 | -0.958 | -0.9717 | -0.984 | -0.9929 | -1.001 | -1.0079 | -1.0139 | -1.0193 | -1.0237 | -1.0273 | -1.031 | -1.0338 | -1.0358 | -1.0376 | -1.0325
Northwest | MiniMart | Minimum | March | Other Non-Substitutables | LDCEU/TDEF | Electric Load with Losses, Incl. Cogeneration | MW | 0 | 0 | 0 | 0 | 0 | 0 | 0 | 0 | 0 | 0 | 0 | 0 | -0.056 | -0.117 | -0.1612 | -0.1841 | -0.2517 | -0.2299 | -0.247 | -0.2161 | -0.1854 | -0.1541 | -0.1318 | -0.1105 | -0.0922 | -0.0762 | -0.0626 | -0.051 | -0.0416 | -0.0339 | -0.0276 | -0.0225 | -0.0184 | -0.0149 | -0.0121 | -0.0099 | -0.008 | -0.0066 | -0.0053 | -0.0044 | -0.0036 | -0.0029 | -0.0024 | -0.0019 | -0.0016 | -0.0013 | -0.001 | -0.0008 | -0.0007 | -0.0006 | -0.0005 | -0.0004 | -0.0003 | -0.0002 | -0.0002 | -0.0001 | -0.0001 | -0.0001
Northwest | MiniMart | Minimum | April | Space Heating | LDCEU/TDEF | Electric Load with Losses, Incl. Cogeneration | MW | -0.0777 | -0.0632 | -0.0683 | -0.0649 | -0.0703 | -0.076 | -0.1224 | -0.1539 | -0.1676 | -0.1884 | -0.1709 | -0.1555 | -0.1679 | -0.1643 | -0.1771 | -0.2018 | -0.1903 | -0.1755 | -0.184 | -0.1718 | -0.1846 | -0.1901 | -0.1927 | -0.1703 | -0.1632 | -0.1404 | -0.1114 | -0.083 | -0.0548 | -0.0263 | 0.001 | 0.0267 | 0.0511 | 0.0762 | 0.0999 | 0.1231 | 0.1438 | 0.1634 | 0.1822 | 0.199 | 0.2133 | 0.227 | 0.2387 | 0.2487 | 0.2581 | 0.266 | 0.2718 | 0.2774 | 0.2818 | 0.2852 | 0.2887 | 0.2912 | 0.2929 | 0.2949 | 0.296 | 0.2961 | 0.2966 | 0.2947
Northwest | MiniMart | Minimum | April | Water Heating | LDCEU/TDEF | Electric Load with Losses, Incl. Cogeneration | MW | 0 | 0 | 0 | 0 | 0 | 0 | 0 | 0 | 0 | 0 | 0 | 0 | 0 | 0 | 0 | 0 | 0 | 0 | 0 | 0 | 0 | 0 | -0.0284 | -0.038 | -0.0602 | -0.0708 | -0.0784 | -0.0846 | -0.0889 | -0.0914 | -0.0931 | -0.094 | -0.0941 | -0.0941 | -0.0937 | -0.0923 | -0.0906 | -0.0892 | -0.0869 | -0.0848 | -0.0829 | -0.0805 | -0.0785 | -0.0765 | -0.0741 | -0.072 | -0.0701 | -0.0679 | -0.0659 | -0.064 | -0.0616 | -0.0594 | -0.0572 | -0.0546 | -0.0522 | -0.0501 | -0.0476 | -0.0449
Northwest | MiniMart | Minimum | April | Other Substitutables | LDCEU/TDEF | Electric Load with Losses, Incl. Cogeneration | MW | 0 | 0 | 0 | 0 | 0 | 0 | 0 | 0 | 0 | 0 | 0 | 0 | -0.0028 | -0.0037 | -0.0049 | -0.0096 | -0.0131 | -0.011 | -0.0144 | -0.0186 | -0.0251 | -0.026 | -0.028 | -0.0311 | -0.0255 | -0.0198 | -0.0139 | -0.008 | -0.002 | 0.0044 | 0.0106 | 0.0165 | 0.0223 | 0.0284 | 0.0342 | 0.0403 | 0.0458 | 0.0513 | 0.0569 | 0.0618 | 0.0664 | 0.0709 | 0.0751 | 0.0789 | 0.0827 | 0.0862 | 0.0892 | 0.0924 | 0.0952 | 0.0979 | 0.1009 | 0.1036 | 0.1062 | 0.1091 | 0.1118 | 0.1143 | 0.117 | 0.1188
Northwest | MiniMart | Minimum | April | Refrigeration | LDCEU/TDEF | Electric Load with Losses, Incl. Cogeneration | MW | 0 | 0 | 0 | 0 | 0 | 0 | 0 | 0 | 0 | 0 | 0 | 0 | 0 | 0 | 0 | 0 | 0 | -1.6464 | -3.3834 | -7.2701 | -10.3107 | -12.8383 | -15.6356 | -17.936 | -22.0911 | -26.081 | -29.4259 | -32.413 | -35.0662 | -37.4264 | -39.5103 | -41.3653 | -42.9981 | -44.7966 | -46.4808 | -47.9853 | -49.2771 | -50.6452 | -51.8273 | -52.9484 | -53.958 | -54.9072 | -55.7969 | -56.6158 | -57.3772 | -58.1223 | -58.7478 | -59.3378 | -59.9179 | -60.4924 | -61.0213 | -61.5411 | -62.0452 | -62.5379 | -63.0189 | -63.4915 | -63.9495 | -63.983
Northwest | MiniMart | Minimum | April | Lighting | LDCEU/TDEF | Electric Load with Losses, Incl. Cogeneration | MW | 0 | -0.1471 | -0.3708 | -0.5052 | -0.5925 | -0.6502 | -0.8456 | -0.9452 | -2.1491 | -3.3842 | -4.1587 | -5.2947 | -6.3304 | -6.6342 | -7.8977 | -9.5563 | -5.9072 | -4.3584 | -3.5947 | -2.626 | -2.2577 | -1.9118 | -1.7262 | -1.896 | -1.6701 | -1.4957 | -1.3604 | -1.2593 | -1.1723 | -1.0971 | -1.0314 | -0.9737 | -0.9224 | -0.8809 | -0.8443 | -0.811 | -0.7793 | -0.752 | -0.7255 | -0.7006 | -0.6764 | -0.6533 | -0.6307 | -0.6085 | -0.5864 | -0.5647 | -0.5426 | -0.5205 | -0.4987 | -0.4767 | -0.4547 | -0.4327 | -0.4105 | -0.3882 | -0.3657 | -0.3431 | -0.3203 | -0.2961
Northwest | MiniMart | Minimum | April | Air Conditioning | LDCEU/TDEF | Electric Load with Losses, Incl. Cogeneration | MW | 0.0001 | 0.01 | 0.0168 | 0.025 | 0.0314 | 0.0436 | 0.0385 | 0.0469 | 0.0528 | 0.0625 | 0.0732 | 0.0664 | 0.0605 | 0.0588 | 0.0586 | 0.064 | 0.0632 | 0.0595 | 0.0593 | 0.023 | -0.0034 | -0.0271 | -0.0495 | -0.0689 | -0.091 | -0.1316 | -0.1678 | -0.2003 | -0.2298 | -0.2542 | -0.299 | -0.3382 | -0.3721 | -0.4058 | -0.436 | -0.4625 | -0.4849 | -0.5067 | -0.5253 | -0.5418 | -0.5559 | -0.5685 | -0.5795 | -0.5889 | -0.5974 | -0.6048 | -0.6104 | -0.6153 | -0.6196 | -0.6233 | -0.6265 | -0.6293 | -0.6315 | -0.6338 | -0.6355 | -0.6367 | -0.6379 | -0.6347
Northwest | MiniMart | Minimum | April | Other Non-Substitutables | LDCEU/TDEF | Electric Load with Losses, Incl. Cogeneration | MW | 0 | 0 | 0 | 0 | 0 | 0 | 0 | 0 | 0 | 0 | 0 | 0 | -0.0549 | -0.1147 | -0.1579 | -0.1798 | -0.2466 | -0.2241 | -0.2412 | -0.212 | -0.1823 | -0.152 | -0.1305 | -0.1095 | -0.0915 | -0.0756 | -0.0621 | -0.0507 | -0.0413 | -0.0337 | -0.0274 | -0.0223 | -0.0182 | -0.0148 | -0.012 | -0.0098 | -0.008 | -0.0065 | -0.0053 | -0.0043 | -0.0035 | -0.0029 | -0.0023 | -0.0019 | -0.0015 | -0.0013 | -0.0011 | -0.0009 | -0.0007 | -0.0005 | -0.0004 | -0.0004 | -0.0003 | -0.0003 | -0.0002 | -0.0001 | -0.0001 | -0.0001
Northwest | MiniMart | Minimum | May | Space Heating | LDCEU/TDEF | Electric Load with Losses, Incl. Cogeneration | MW | -0.0207 | -0.0183 | -0.0188 | -0.0214 | -0.0172 | -0.0239 | -0.0386 | -0.0467 | -0.0437 | -0.0594 | -0.0515 | -0.048 | -0.0475 | -0.0474 | -0.0532 | -0.0575 | -0.0558 | -0.061 | -0.0654 | -0.0581 | -0.057 | -0.0574 | -0.0574 | -0.0559 | -0.0524 | -0.0455 | -0.0366 | -0.028 | -0.0193 | -0.0106 | -0.0022 | 0.0057 | 0.0132 | 0.0208 | 0.0281 | 0.0352 | 0.0415 | 0.0475 | 0.0533 | 0.0584 | 0.0627 | 0.0669 | 0.0705 | 0.0735 | 0.0765 | 0.0789 | 0.0806 | 0.0824 | 0.0837 | 0.0848 | 0.0858 | 0.0866 | 0.0871 | 0.0878 | 0.0882 | 0.0881 | 0.0883 | 0.0879
Northwest | MiniMart | Minimum | May | Water Heating | LDCEU/TDEF | Electric Load with Losses, Incl. Cogeneration | MW | 0 | 0 | 0 | 0 | 0 | 0 | 0 | 0 | 0 | 0 | 0 | 0 | 0 | 0 | 0 | 0 | 0 | 0 | 0 | 0 | 0 | 0 | -0.0179 | -0.0315 | -0.0441 | -0.0518 | -0.0575 | -0.062 | -0.0653 | -0.0673 | -0.0686 | -0.0693 | -0.0695 | -0.0696 | -0.0694 | -0.0684 | -0.0673 | -0.0663 | -0.0647 | -0.0633 | -0.062 | -0.0604 | -0.0588 | -0.0575 | -0.0559 | -0.0544 | -0.053 | -0.0514 | -0.05 | -0.0487 | -0.047 | -0.0454 | -0.0438 | -0.042 | -0.0403 | -0.0388 | -0.0369 | -0.035
Northwest | MiniMart | Minimum | May | Other Substitutables | LDCEU/TDEF | Electric Load with Losses, Incl. Cogeneration | MW | 0 | 0 | 0 | 0 | 0 | 0 | 0 | 0 | 0 | 0 | 0 | 0 | -0.0026 | -0.0034 | -0.0047 | -0.0095 | -0.0131 | -0.0109 | -0.0143 | -0.018 | -0.0232 | -0.0241 | -0.0256 | -0.0279 | -0.0225 | -0.017 | -0.0113 | -0.0056 | 0.0002 | 0.0063 | 0.0123 | 0.0179 | 0.0234 | 0.0293 | 0.0349 | 0.0407 | 0.046 | 0.0513 | 0.0565 | 0.0614 | 0.0657 | 0.0701 | 0.074 | 0.0776 | 0.0814 | 0.0848 | 0.0876 | 0.0906 | 0.0934 | 0.0959 | 0.0987 | 0.1015 | 0.104 | 0.1069 | 0.1095 | 0.1118 | 0.1146 | 0.1163
Northwest | MiniMart | Minimum | May | Refrigeration | LDCEU/TDEF | Electric Load with Losses, Incl. Cogeneration | MW | 0 | 0 | 0 | 0 | 0 | 0 | 0 | 0 | 0 | 0 | 0 | 0 | 0 | 0 | 0 | 0 | 0 | -1.6393 | -3.3879 | -7.149 | -10.1443 | -12.7039 | -15.555 | -17.9557 | -22.1017 | -26.0901 | -29.45 | -32.4491 | -35.113 | -37.4826 | -39.5766 | -41.4384 | -43.0789 | -44.8928 | -46.5925 | -48.1146 | -49.4183 | -50.795 | -51.9905 | -53.1235 | -54.1411 | -55.1032 | -56.0059 | -56.839 | -57.6123 | -58.3689 | -59.0003 | -59.6012 | -60.1936 | -60.7735 | -61.3144 | -61.8446 | -62.3591 | -62.8605 | -63.3527 | -63.8345 | -64.3042 | -64.3363
Northwest | MiniMart | Minimum | May | Lighting | LDCEU/TDEF | Electric Load with Losses, Incl. Cogeneration | MW | 0 | -0.1593 | -0.3983 | -0.5417 | -0.6345 | -0.6958 | -0.9049 | -1.0113 | -2.3006 | -3.6223 | -4.451 | -5.6673 | -6.7761 | -7.0969 | -8.453 | -10.2365 | -6.3262 | -4.6641 | -3.8445 | -2.8023 | -2.4055 | -2.034 | -1.8341 | -2.0192 | -1.7748 | -1.5855 | -1.4384 | -1.3279 | -1.2331 | -1.1515 | -1.0804 | -1.018 | -0.963 | -0.9184 | -0.8794 | -0.8438 | -0.8103 | -0.7813 | -0.7535 | -0.7275 | -0.7022 | -0.6781 | -0.6545 | -0.6315 | -0.6087 | -0.5862 | -0.5633 | -0.5405 | -0.5178 | -0.4953 | -0.4725 | -0.4497 | -0.4269 | -0.4039 | -0.3807 | -0.3574 | -0.3339 | -0.3088
Northwest | MiniMart | Minimum | May | Air Conditioning | LDCEU/TDEF | Electric Load with Losses, Incl. Cogeneration | MW | 0.0002 | 0.0301 | 0.0502 | 0.0713 | 0.0962 | 0.1248 | 0.1064 | 0.1289 | 0.1504 | 0.1744 | 0.212 | 0.1964 | 0.1783 | 0.1745 | 0.1687 | 0.1816 | 0.18 | 0.1678 | 0.1672 | 0.0683 | -0.0077 | -0.0778 | -0.1454 | -0.2078 | -0.2721 | -0.3945 | -0.5032 | -0.6016 | -0.6907 | -0.7639 | -0.8989 | -1.0167 | -1.1189 | -1.2203 | -1.3111 | -1.3912 | -1.4585 | -1.5237 | -1.5799 | -1.6297 | -1.672 | -1.7102 | -1.7435 | -1.7718 | -1.7974 | -1.8199 | -1.8365 | -1.8514 | -1.8644 | -1.8757 | -1.8856 | -1.8941 | -1.901 | -1.9078 | -1.913 | -1.9168 | -1.9206 | -1.9109
Northwest | MiniMart | Minimum | May | Other Non-Substitutables | LDCEU/TDEF | Electric Load with Losses, Incl. Cogeneration | MW | 0 | 0 | 0 | 0 | 0 | 0 | 0 | 0 | 0 | 0 | 0 | 0 | -0.0544 | -0.114 | -0.1561 | -0.1749 | -0.2443 | -0.2169 | -0.2339 | -0.2094 | -0.1811 | -0.1523 | -0.1316 | -0.1111 | -0.0928 | -0.0767 | -0.0631 | -0.0515 | -0.0419 | -0.0342 | -0.0279 | -0.0227 | -0.0185 | -0.015 | -0.0122 | -0.01 | -0.0081 | -0.0066 | -0.0054 | -0.0044 | -0.0036 | -0.0029 | -0.0024 | -0.002 | -0.0016 | -0.0013 | -0.001 | -0.0009 | -0.0007 | -0.0006 | -0.0004 | -0.0003 | -0.0004 | -0.0002 | -0.0002 | -0.0002 | -0.0001 | -0.0001
Northwest | MiniMart | Minimum | June | Space Heating | LDCEU/TDEF | Electric Load with Losses, Incl. Cogeneration | MW | -0.0205 | -0.0173 | -0.0163 | -0.0162 | -0.0169 | -0.0177 | -0.0308 | -0.0335 | -0.0427 | -0.0411 | -0.0334 | -0.0362 | -0.0464 | -0.0346 | -0.0449 | -0.0557 | -0.0426 | -0.0518 | -0.053 | -0.0542 | -0.045 | -0.0542 | -0.0328 | -0.0449 | -0.0429 | -0.0373 | -0.0302 | -0.0231 | -0.0161 | -0.009 | -0.0021 | 0.0043 | 0.0103 | 0.0166 | 0.0224 | 0.0282 | 0.0334 | 0.0383 | 0.0429 | 0.0471 | 0.0506 | 0.054 | 0.057 | 0.0595 | 0.0618 | 0.0638 | 0.0653 | 0.0666 | 0.0678 | 0.0686 | 0.0696 | 0.0702 | 0.0707 | 0.0711 | 0.0715 | 0.0715 | 0.0716 | 0.0712
Northwest | MiniMart | Minimum | June | Water Heating | LDCEU/TDEF | Electric Load with Losses, Incl. Cogeneration | MW | 0 | 0 | 0 | 0 | 0 | 0 | 0 | 0 | 0 | 0 | 0 | 0 | 0 | 0 | 0 | 0 | 0 | 0 | 0 | 0 | 0 | 0 | -0.0113 | -0.0286 | -0.0386 | -0.0454 | -0.0503 | -0.0543 | -0.0572 | -0.0589 | -0.0601 | -0.0608 | -0.061 | -0.0611 | -0.061 | -0.0603 | -0.0593 | -0.0584 | -0.0571 | -0.0559 | -0.0548 | -0.0534 | -0.0521 | -0.0509 | -0.0496 | -0.0483 | -0.0471 | -0.0458 | -0.0445 | -0.0433 | -0.0419 | -0.0405 | -0.0392 | -0.0376 | -0.0362 | -0.0348 | -0.0332 | -0.0316
Northwest | MiniMart | Minimum | June | Other Substitutables | LDCEU/TDEF | Electric Load with Losses, Incl. Cogeneration | MW | 0 | 0 | 0 | 0 | 0 | 0 | 0 | 0 | 0 | 0 | 0 | 0 | -0.0045 | -0.0059 | -0.008 | -0.0163 | -0.0227 | -0.0188 | -0.0247 | -0.0307 | -0.0388 | -0.0403 | -0.0425 | -0.0459 | -0.0368 | -0.0274 | -0.0178 | -0.0081 | 0.0019 | 0.0123 | 0.0224 | 0.0321 | 0.0415 | 0.0513 | 0.061 | 0.0709 | 0.0798 | 0.0888 | 0.0978 | 0.106 | 0.1133 | 0.1207 | 0.1276 | 0.1337 | 0.1401 | 0.1458 | 0.1507 | 0.1558 | 0.1605 | 0.1648 | 0.1697 | 0.1743 | 0.1786 | 0.1835 | 0.1879 | 0.192 | 0.1967 | 0.1996
Northwest | MiniMart | Minimum | June | Refrigeration | LDCEU/TDEF | Electric Load with Losses, Incl. Cogeneration | MW | 0 | 0 | 0 | 0 | 0 | 0 | 0 | 0 | 0 | 0 | 0 | 0 | 0 | 0 | 0 | 0 | 0 | -1.5231 | -3.1556 | -6.6067 | -9.3782 | -11.7779 | -14.4569 | -16.7369 | -20.5946 | -24.3089 | -27.4448 | -30.2435 | -32.7294 | -34.9408 | -36.8956 | -38.6329 | -40.1641 | -41.8584 | -43.4461 | -44.8696 | -46.0875 | -47.3716 | -48.4889 | -49.5475 | -50.4968 | -51.3966 | -52.2411 | -53.0214 | -53.7445 | -54.4518 | -55.0408 | -55.6031 | -56.1579 | -56.6988 | -57.2056 | -57.7018 | -58.1837 | -58.6523 | -59.1134 | -59.5641 | -60.0043 | -60.0334
Northwest | MiniMart | Minimum | June | Lighting | LDCEU/TDEF | Electric Load with Losses, Incl. Cogeneration | MW | 0 | -0.1692 | -0.4229 | -0.5753 | -0.6739 | -0.739 | -0.9609 | -1.074 | -2.4431 | -3.8468 | -4.7268 | -6.0185 | -7.1954 | -7.5359 | -8.9754 | -10.8686 | -6.7161 | -4.9508 | -4.08 | -2.9724 | -2.5505 | -2.1561 | -1.9436 | -2.1398 | -1.8794 | -1.6774 | -1.5203 | -1.4021 | -1.301 | -1.2138 | -1.1379 | -1.0716 | -1.013 | -0.9657 | -0.9242 | -0.8866 | -0.8512 | -0.8205 | -0.7912 | -0.7637 | -0.7371 | -0.7117 | -0.687 | -0.6628 | -0.6389 | -0.6154 | -0.5913 | -0.5674 | -0.5437 | -0.52 | -0.4963 | -0.4724 | -0.4485 | -0.4245 | -0.4002 | -0.3757 | -0.3512 | -0.3249
Northwest | MiniMart | Minimum | June | Air Conditioning | LDCEU/TDEF | Electric Load with Losses, Incl. Cogeneration | MW | 0 | 0.0414 | 0.0702 | 0.1014 | 0.1273 | 0.1766 | 0.1474 | 0.189 | 0.1996 | 0.2515 | 0.3153 | 0.2833 | 0.2425 | 0.2576 | 0.2386 | 0.2495 | 0.2588 | 0.2312 | 0.2295 | 0.0961 | -0.0082 | -0.1057 | -0.2269 | -0.3015 | -0.3981 | -0.5774 | -0.7374 | -0.882 | -1.013 | -1.1206 | -1.3188 | -1.4917 | -1.6417 | -1.7897 | -1.9222 | -2.0394 | -2.1377 | -2.2324 | -2.3142 | -2.3865 | -2.4477 | -2.5033 | -2.5516 | -2.5927 | -2.6294 | -2.662 | -2.6856 | -2.707 | -2.7255 | -2.7413 | -2.7555 | -2.7674 | -2.777 | -2.7864 | -2.7936 | -2.7986 | -2.8035 | -2.7894
Northwest | MiniMart | Minimum | June | Other Non-Substitutables | LDCEU/TDEF | Electric Load with Losses, Incl. Cogeneration | MW | 0 | 0 | 0 | 0 | 0 | 0 | 0 | 0 | 0 | 0 | 0 | 0 | -0.072 | -0.1513 | -0.2069 | -0.2303 | -0.3238 | -0.285 | -0.3079 | -0.2775 | -0.2407 | -0.2032 | -0.1761 | -0.1492 | -0.1247 | -0.1031 | -0.0847 | -0.0691 | -0.0564 | -0.046 | -0.0374 | -0.0305 | -0.0249 | -0.0202 | -0.0164 | -0.0134 | -0.0109 | -0.0089 | -0.0073 | -0.006 | -0.0049 | -0.0039 | -0.0032 | -0.0026 | -0.0021 | -0.0017 | -0.0014 | -0.0012 | -0.001 | -0.0008 | -0.0007 | -0.0005 | -0.0004 | -0.0003 | -0.0003 | -0.0003 | -0.0002 | -0.0002
Northwest | MiniMart | Minimum | July | Space Heating | LDCEU/TDEF | Electric Load with Losses, Incl. Cogeneration | MW | -0.0158 | -0.007 | -0.0074 | -0.0067 | -0.0087 | -0.0074 | -0.0169 | -0.0211 | -0.0222 | -0.0199 | -0.0161 | -0.0165 | -0.0182 | -0.0171 | -0.0182 | -0.0247 | -0.0192 | -0.0254 | -0.0307 | -0.0254 | -0.0199 | -0.0183 | -0.018 | -0.0289 | -0.0217 | -0.0188 | -0.0151 | -0.0115 | -0.0079 | -0.0043 | -0.0008 | 0.0025 | 0.0056 | 0.0088 | 0.0118 | 0.0148 | 0.0174 | 0.02 | 0.0224 | 0.0245 | 0.0263 | 0.028 | 0.0297 | 0.0309 | 0.0321 | 0.0332 | 0.0339 | 0.0346 | 0.0352 | 0.0356 | 0.0361 | 0.0365 | 0.0367 | 0.037 | 0.0372 | 0.0372 | 0.0373 | 0.037
Northwest | MiniMart | Minimum | July | Water Heating | LDCEU/TDEF | Electric Load with Losses, Incl. Cogeneration | MW | 0 | 0 | 0 | 0 | 0 | 0 | 0 | 0 | 0 | 0 | 0 | 0 | 0 | 0 | 0 | 0 | 0 | 0 | 0 | 0 | 0 | 0 | -0.0096 | -0.023 | -0.0272 | -0.032 | -0.0355 | -0.0383 | -0.0404 | -0.0416 | -0.0424 | -0.0429 | -0.0431 | -0.0432 | -0.0431 | -0.0426 | -0.0419 | -0.0413 | -0.0403 | -0.0395 | -0.0388 | -0.0378 | -0.0368 | -0.0361 | -0.035 | -0.0342 | -0.0334 | -0.0324 | -0.0315 | -0.0307 | -0.0297 | -0.0287 | -0.0278 | -0.0266 | -0.0256 | -0.0247 | -0.0235 | -0.0224
Northwest | MiniMart | Minimum | July | Other Substitutables | LDCEU/TDEF | Electric Load with Losses, Incl. Cogeneration | MW | 0 | 0 | 0 | 0 | 0 | 0 | 0 | 0 | 0 | 0 | 0 | 0 | -0.0046 | -0.006 | -0.0083 | -0.0169 | -0.0236 | -0.0196 | -0.0257 | -0.0318 | -0.0401 | -0.0418 | -0.0441 | -0.0477 | -0.0382 | -0.0284 | -0.0184 | -0.0084 | 0.002 | 0.0129 | 0.0233 | 0.0334 | 0.043 | 0.0533 | 0.0633 | 0.0735 | 0.0829 | 0.0921 | 0.1014 | 0.1099 | 0.1176 | 0.1253 | 0.1323 | 0.1388 | 0.1453 | 0.1512 | 0.1563 | 0.1616 | 0.1665 | 0.171 | 0.1761 | 0.1809 | 0.1853 | 0.1903 | 0.195 | 0.1992 | 0.204 | 0.207
Northwest | MiniMart | Minimum | July | Refrigeration | LDCEU/TDEF | Electric Load with Losses, Incl. Cogeneration | MW | 0 | 0 | 0 | 0 | 0 | 0 | 0 | 0 | 0 | 0 | 0 | 0 | 0 | 0 | 0 | 0 | 0 | -1.6292 | -3.3756 | -7.0661 | -10.0296 | -12.5943 | -15.4582 | -17.8946 | -22.0199 | -25.9917 | -29.3448 | -32.3374 | -34.9955 | -37.3599 | -39.4502 | -41.3076 | -42.9451 | -44.7577 | -46.4565 | -47.9796 | -49.2828 | -50.6569 | -51.8526 | -52.9857 | -54.0018 | -54.9649 | -55.869 | -56.7043 | -57.4788 | -58.2364 | -58.8671 | -59.4694 | -60.0639 | -60.6433 | -61.1863 | -61.718 | -62.2343 | -62.7366 | -63.2309 | -63.7139 | -64.1857 | -64.2169
Northwest | MiniMart | Minimum | July | Lighting | LDCEU/TDEF | Electric Load with Losses, Incl. Cogeneration | MW | 0 | -0.1715 | -0.4278 | -0.5817 | -0.6812 | -0.7468 | -0.9713 | -1.0854 | -2.4694 | -3.888 | -4.7771 | -6.0829 | -7.2727 | -7.6158 | -9.0721 | -10.988 | -6.7899 | -5.0048 | -4.1244 | -3.0041 | -2.5774 | -2.1784 | -1.9635 | -2.1629 | -1.8995 | -1.6953 | -1.5364 | -1.4169 | -1.3145 | -1.2264 | -1.1497 | -1.0827 | -1.0234 | -0.9756 | -0.9337 | -0.8956 | -0.8598 | -0.8289 | -0.7991 | -0.7715 | -0.7445 | -0.7189 | -0.6939 | -0.6695 | -0.6453 | -0.6216 | -0.5972 | -0.5731 | -0.5492 | -0.5253 | -0.5012 | -0.4772 | -0.453 | -0.4286 | -0.4042 | -0.3795 | -0.3546 | -0.3281
Northwest | MiniMart | Minimum | July | Air Conditioning | LDCEU/TDEF | Electric Load with Losses, Incl. Cogeneration | MW | 0.0001 | 0.0717 | 0.1202 | 0.1826 | 0.2054 | 0.2999 | 0.2379 | 0.2873 | 0.3214 | 0.414 | 0.5046 | 0.4654 | 0.4164 | 0.4206 | 0.4148 | 0.4157 | 0.4371 | 0.3762 | 0.357 | 0.161 | -0.0081 | -0.1777 | -0.3412 | -0.4646 | -0.6644 | -0.9642 | -1.2322 | -1.4743 | -1.6935 | -1.8736 | -2.2054 | -2.4949 | -2.746 | -2.991 | -3.2101 | -3.4035 | -3.5662 | -3.7219 | -3.8561 | -3.9748 | -4.0747 | -4.1655 | -4.2442 | -4.311 | -4.37 | -4.4217 | -4.4592 | -4.4928 | -4.5217 | -4.5464 | -4.5681 | -4.586 | -4.6001 | -4.6138 | -4.6238 | -4.6301 | -4.6364 | -4.613
Northwest | MiniMart | Minimum | July | Other Non-Substitutables | LDCEU/TDEF | Electric Load with Losses, Incl. Cogeneration | MW | 0 | 0 | 0 | 0 | 0 | 0 | 0 | 0 | 0 | 0 | 0 | 0 | -0.0728 | -0.1531 | -0.2093 | -0.2329 | -0.3276 | -0.2881 | -0.311 | -0.2806 | -0.2433 | -0.2054 | -0.1779 | -0.1508 | -0.126 | -0.1041 | -0.0856 | -0.0698 | -0.0569 | -0.0464 | -0.0378 | -0.0308 | -0.025 | -0.0205 | -0.0166 | -0.0136 | -0.011 | -0.009 | -0.0074 | -0.006 | -0.0048 | -0.004 | -0.0033 | -0.0026 | -0.0022 | -0.0018 | -0.0015 | -0.0012 | -0.001 | -0.0008 | -0.0006 | -0.0006 | -0.0005 | -0.0003 | -0.0002 | -0.0003 | -0.0002 | -0.0002
Northwest | MiniMart | Minimum | August | Space Heating | LDCEU/TDEF | Electric Load with Losses, Incl. Cogeneration | MW | -0.0032 | -0.0025 | -0.003 | -0.0022 | -0.0022 | -0.0024 | -0.0041 | -0.0062 | -0.0055 | -0.0071 | -0.0054 | -0.005 | -0.0054 | -0.0064 | -0.0071 | -0.0073 | -0.0071 | -0.0075 | -0.0065 | -0.0059 | -0.0065 | -0.0059 | -0.006 | -0.006 | -0.0062 | -0.0053 | -0.0043 | -0.0033 | -0.0022 | -0.0012 | -0.0002 | 0.0008 | 0.0017 | 0.0026 | 0.0034 | 0.0043 | 0.005 | 0.0057 | 0.0065 | 0.0071 | 0.0076 | 0.0081 | 0.0085 | 0.009 | 0.0092 | 0.0095 | 0.0098 | 0.01 | 0.0102 | 0.0103 | 0.0104 | 0.0106 | 0.0106 | 0.0106 | 0.0107 | 0.0107 | 0.0108 | 0.0107
Northwest | MiniMart | Minimum | August | Water Heating | LDCEU/TDEF | Electric Load with Losses, Incl. Cogeneration | MW | 0 | 0 | 0 | 0 | 0 | 0 | 0 | 0 | 0 | 0 | 0 | 0 | 0 | 0 | 0 | 0 | 0 | 0 | 0 | 0 | 0 | 0 | -0.0104 | -0.0192 | -0.0264 | -0.0311 | -0.0345 | -0.0371 | -0.0392 | -0.0404 | -0.0411 | -0.0416 | -0.0417 | -0.0418 | -0.0417 | -0.0412 | -0.0405 | -0.0399 | -0.039 | -0.0382 | -0.0374 | -0.0365 | -0.0356 | -0.0348 | -0.0339 | -0.033 | -0.0322 | -0.0313 | -0.0304 | -0.0296 | -0.0286 | -0.0277 | -0.0268 | -0.0257 | -0.0247 | -0.0238 | -0.0227 | -0.0215
Northwest | MiniMart | Minimum | August | Other Substitutables | LDCEU/TDEF | Electric Load with Losses, Incl. Cogeneration | MW | 0 | 0 | 0 | 0 | 0 | 0 | 0 | 0 | 0 | 0 | 0 | 0 | -0.0045 | -0.006 | -0.0083 | -0.0169 | -0.0237 | -0.0195 | -0.0257 | -0.0318 | -0.0402 | -0.0418 | -0.044 | -0.0477 | -0.0383 | -0.0285 | -0.0184 | -0.0084 | 0.0019 | 0.0128 | 0.0232 | 0.0332 | 0.0429 | 0.0532 | 0.0631 | 0.0734 | 0.0828 | 0.0921 | 0.1014 | 0.1099 | 0.1174 | 0.1252 | 0.1323 | 0.1387 | 0.1452 | 0.1512 | 0.1562 | 0.1616 | 0.1665 | 0.171 | 0.1761 | 0.1808 | 0.1853 | 0.1904 | 0.195 | 0.1992 | 0.204 | 0.2071
Northwest | MiniMart | Minimum | August | Refrigeration | LDCEU/TDEF | Electric Load with Losses, Incl. Cogeneration | MW | 0 | 0 | 0 | 0 | 0 | 0 | 0 | 0 | 0 | 0 | 0 | 0 | 0 | 0 | 0 | 0 | 0 | -1.5833 | -3.2788 | -6.8587 | -9.7303 | -12.2104 | -14.9821 | -17.332 | -21.3313 | -25.181 | -28.4298 | -31.3292 | -33.9045 | -36.1951 | -38.2201 | -40.0197 | -41.606 | -43.3666 | -45.017 | -46.4967 | -47.7628 | -49.0986 | -50.2614 | -51.3634 | -52.3523 | -53.2895 | -54.1698 | -54.9831 | -55.7383 | -56.4775 | -57.0927 | -57.6808 | -58.2614 | -58.8265 | -59.3572 | -59.8767 | -60.3816 | -60.8729 | -61.3564 | -61.8293 | -62.2913 | -62.3218
Northwest | MiniMart | Minimum | August | Lighting | LDCEU/TDEF | Electric Load with Losses, Incl. Cogeneration | MW | 0 | -0.1791 | -0.4422 | -0.6001 | -0.7017 | -0.7686 | -0.9996 | -1.117 | -2.5424 | -4.0024 | -4.9172 | -6.2621 | -7.4885 | -7.8375 | -9.3427 | -11.3265 | -6.9991 | -5.1572 | -4.2497 | -3.0924 | -2.6517 | -2.2395 | -2.0188 | -2.2298 | -1.9577 | -1.7468 | -1.5828 | -1.4593 | -1.3536 | -1.2625 | -1.1833 | -1.1141 | -1.0529 | -1.0036 | -0.9604 | -0.9213 | -0.8843 | -0.8524 | -0.8219 | -0.7934 | -0.7657 | -0.7392 | -0.7136 | -0.6884 | -0.6635 | -0.6391 | -0.6142 | -0.5893 | -0.5647 | -0.5401 | -0.5153 | -0.4905 | -0.4656 | -0.4406 | -0.4154 | -0.3899 | -0.3644 | -0.3371
Northwest | MiniMart | Minimum | August | Air Conditioning | LDCEU/TDEF | Electric Load with Losses, Incl. Cogeneration | MW | 0.0007 | 0.0918 | 0.1476 | 0.2313 | 0.2983 | 0.3914 | 0.3442 | 0.3927 | 0.46 | 0.5304 | 0.6591 | 0.6291 | 0.5668 | 0.5282 | 0.5159 | 0.563 | 0.5486 | 0.5083 | 0.528 | 0.2363 | -0.0133 | -0.2385 | -0.4487 | -0.7057 | -0.8963 | -1.3005 | -1.6617 | -1.9883 | -2.2838 | -2.5267 | -2.974 | -3.3643 | -3.7029 | -4.0339 | -4.3301 | -4.5916 | -4.8114 | -5.0221 | -5.2039 | -5.3646 | -5.4999 | -5.623 | -5.7297 | -5.8203 | -5.9007 | -5.9709 | -6.0222 | -6.0681 | -6.1077 | -6.1414 | -6.1712 | -6.196 | -6.2155 | -6.2345 | -6.2485 | -6.2577 | -6.2667 | -6.2352
Northwest | MiniMart | Minimum | August | Other Non-Substitutables | LDCEU/TDEF | Electric Load with Losses, Incl. Cogeneration | MW | 0 | 0 | 0 | 0 | 0 | 0 | 0 | 0 | 0 | 0 | 0 | 0 | -0.0749 | -0.1577 | -0.2153 | -0.2391 | -0.3377 | -0.2958 | -0.3189 | -0.2882 | -0.2497 | -0.2107 | -0.1825 | -0.1544 | -0.129 | -0.1065 | -0.0876 | -0.0714 | -0.0582 | -0.0475 | -0.0387 | -0.0315 | -0.0256 | -0.0209 | -0.017 | -0.0139 | -0.0113 | -0.0092 | -0.0075 | -0.0061 | -0.005 | -0.0041 | -0.0033 | -0.0027 | -0.0022 | -0.0018 | -0.0014 | -0.0012 | -0.001 | -0.0008 | -0.0006 | -0.0005 | -0.0004 | -0.0004 | -0.0003 | -0.0003 | -0.0002 | -0.0001
Northwest | MiniMart | Minimum | September | Space Heating | LDCEU/TDEF | Electric Load with Losses, Incl. Cogeneration | MW | -0.0044 | -0.0033 | -0.0035 | -0.0045 | -0.0038 | -0.0038 | -0.0067 | -0.0094 | -0.0088 | -0.0106 | -0.0086 | -0.0107 | -0.0114 | -0.0094 | -0.0118 | -0.0114 | -0.0104 | -0.0108 | -0.0088 | -0.0098 | -0.0117 | -0.0101 | -0.0129 | -0.013 | -0.0101 | -0.0087 | -0.007 | -0.0053 | -0.0037 | -0.002 | -0.0004 | 0.0011 | 0.0027 | 0.0041 | 0.0055 | 0.0069 | 0.0082 | 0.0093 | 0.0104 | 0.0114 | 0.0123 | 0.0131 | 0.0138 | 0.0144 | 0.015 | 0.0154 | 0.0157 | 0.0161 | 0.0164 | 0.0166 | 0.0168 | 0.017 | 0.017 | 0.0172 | 0.0173 | 0.0173 | 0.0173 | 0.0172
Northwest | MiniMart | Minimum | September | Water Heating | LDCEU/TDEF | Electric Load with Losses, Incl. Cogeneration | MW | 0 | 0 | 0 | 0 | 0 | 0 | 0 | 0 | 0 | 0 | 0 | 0 | 0 | 0 | 0 | 0 | 0 | 0 | 0 | 0 | 0 | 0 | -0.0159 | -0.028 | -0.0312 | -0.0366 | -0.0407 | -0.0438 | -0.046 | -0.0475 | -0.0484 | -0.0488 | -0.049 | -0.049 | -0.0489 | -0.0482 | -0.0474 | -0.0467 | -0.0455 | -0.0445 | -0.0436 | -0.0425 | -0.0414 | -0.0404 | -0.0392 | -0.0382 | -0.0372 | -0.0361 | -0.0351 | -0.0342 | -0.0329 | -0.0318 | -0.0307 | -0.0294 | -0.0282 | -0.0271 | -0.0258 | -0.0245
Northwest | MiniMart | Minimum | September | Other Substitutables | LDCEU/TDEF | Electric Load with Losses, Incl. Cogeneration | MW | 0 | 0 | 0 | 0 | 0 | 0 | 0 | 0 | 0 | 0 | 0 | 0 | -0.0027 | -0.0036 | -0.005 | -0.0101 | -0.0141 | -0.0117 | -0.0153 | -0.0193 | -0.0248 | -0.0258 | -0.0274 | -0.0298 | -0.0241 | -0.0183 | -0.0121 | -0.0061 | 0.0001 | 0.0068 | 0.0131 | 0.0192 | 0.0251 | 0.0313 | 0.0374 | 0.0436 | 0.0493 | 0.0549 | 0.0606 | 0.0658 | 0.0704 | 0.0751 | 0.0793 | 0.0832 | 0.0872 | 0.0908 | 0.0939 | 0.0972 | 0.1002 | 0.1029 | 0.1059 | 0.1088 | 0.1116 | 0.1146 | 0.1174 | 0.12 | 0.1228 | 0.1247
Northwest | MiniMart | Minimum | September | Refrigeration | LDCEU/TDEF | Electric Load with Losses, Incl. Cogeneration | MW | 0 | 0 | 0 | 0 | 0 | 0 | 0 | 0 | 0 | 0 | 0 | 0 | 0 | 0 | 0 | 0 | 0 | -1.714 | -3.5413 | -7.4646 | -10.5871 | -13.2498 | -16.2189 | -18.7115 | -23.0362 | -27.1958 | -30.6985 | -33.8252 | -36.6022 | -39.0724 | -41.2553 | -43.1961 | -44.9063 | -46.8029 | -48.5806 | -50.1729 | -51.5366 | -52.9775 | -54.2295 | -55.4162 | -56.4827 | -57.491 | -58.4378 | -59.3117 | -60.124 | -60.9194 | -61.5831 | -62.2152 | -62.8389 | -63.4485 | -64.0182 | -64.5767 | -65.1191 | -65.648 | -66.1671 | -66.6757 | -67.1716 | -67.2053
Northwest | MiniMart | Minimum | September | Lighting | LDCEU/TDEF | Electric Load with Losses, Incl. Cogeneration | MW | 0 | -0.1659 | -0.4097 | -0.5562 | -0.6502 | -0.7124 | -0.9264 | -1.0351 | -2.3562 | -3.7093 | -4.5572 | -5.8035 | -6.9406 | -7.2644 | -8.6597 | -10.4984 | -6.4881 | -4.7815 | -3.9407 | -2.8691 | -2.4612 | -2.0792 | -1.8744 | -2.0698 | -1.8188 | -1.6243 | -1.4731 | -1.3595 | -1.262 | -1.1781 | -1.105 | -1.041 | -0.9844 | -0.9387 | -0.8987 | -0.8624 | -0.8281 | -0.7984 | -0.7699 | -0.7432 | -0.7174 | -0.6927 | -0.6687 | -0.6451 | -0.6217 | -0.5988 | -0.5754 | -0.552 | -0.529 | -0.5059 | -0.4826 | -0.4594 | -0.4359 | -0.4124 | -0.3887 | -0.3648 | -0.3408 | -0.3152
Northwest | MiniMart | Minimum | September | Air Conditioning | LDCEU/TDEF | Electric Load with Losses, Incl. Cogeneration | MW | 0.0005 | 0.0689 | 0.1174 | 0.1518 | 0.2047 | 0.2856 | 0.2406 | 0.2824 | 0.329 | 0.3865 | 0.4781 | 0.4125 | 0.3718 | 0.3804 | 0.3591 | 0.4008 | 0.4026 | 0.3675 | 0.4033 | 0.1599 | -0.0147 | -0.172 | -0.3041 | -0.4359 | -0.613 | -0.8888 | -1.1345 | -1.3567 | -1.5579 | -1.7231 | -2.0278 | -2.2938 | -2.5244 | -2.7516 | -2.955 | -3.1345 | -3.2855 | -3.431 | -3.5563 | -3.6673 | -3.7612 | -3.8462 | -3.9202 | -3.983 | -4.0392 | -4.0886 | -4.1248 | -4.1574 | -4.1855 | -4.2097 | -4.2311 | -4.2491 | -4.2635 | -4.2777 | -4.2883 | -4.2958 | -4.3031 | -4.2814
Northwest | MiniMart | Minimum | September | Other Non-Substitutables | LDCEU/TDEF | Electric Load with Losses, Incl. Cogeneration | MW | 0 | 0 | 0 | 0 | 0 | 0 | 0 | 0 | 0 | 0 | 0 | 0 | -0.0568 | -0.1195 | -0.1634 | -0.1825 | -0.2562 | -0.2263 | -0.2438 | -0.2186 | -0.1891 | -0.1588 | -0.1372 | -0.1157 | -0.0967 | -0.0799 | -0.0657 | -0.0536 | -0.0437 | -0.0356 | -0.029 | -0.0236 | -0.0192 | -0.0157 | -0.0127 | -0.0104 | -0.0085 | -0.0069 | -0.0056 | -0.0045 | -0.0037 | -0.0031 | -0.0024 | -0.002 | -0.0016 | -0.0013 | -0.0011 | -0.0009 | -0.0008 | -0.0006 | -0.0005 | -0.0004 | -0.0004 | -0.0003 | -0.0002 | -0.0001 | -0.0002 | -0.0001
Northwest | MiniMart | Minimum | October | Space Heating | LDCEU/TDEF | Electric Load with Losses, Incl. Cogeneration | MW | -0.0493 | -0.0462 | -0.0464 | -0.0458 | -0.0481 | -0.0524 | -0.0795 | -0.1083 | -0.1099 | -0.1319 | -0.1021 | -0.1089 | -0.1112 | -0.1168 | -0.127 | -0.1347 | -0.1337 | -0.1181 | -0.1163 | -0.119 | -0.1331 | -0.116 | -0.1119 | -0.1317 | -0.1126 | -0.0972 | -0.0775 | -0.0582 | -0.039 | -0.0196 | -0.0011 | 0.0165 | 0.033 | 0.0501 | 0.0662 | 0.082 | 0.0961 | 0.1095 | 0.1223 | 0.1337 | 0.1434 | 0.1527 | 0.1608 | 0.1675 | 0.1741 | 0.1794 | 0.1834 | 0.1872 | 0.1903 | 0.1926 | 0.195 | 0.1967 | 0.1979 | 0.1993 | 0.2 | 0.2002 | 0.2005 | 0.1992
Northwest | MiniMart | Minimum | October | Water Heating | LDCEU/TDEF | Electric Load with Losses, Incl. Cogeneration | MW | 0 | 0 | 0 | 0 | 0 | 0 | 0 | 0 | 0 | 0 | 0 | 0 | 0 | 0 | 0 | 0 | 0 | 0 | 0 | 0 | 0 | 0 | -0.0202 | -0.0453 | -0.0571 | -0.0671 | -0.0745 | -0.0802 | -0.0844 | -0.0869 | -0.0884 | -0.0892 | -0.0894 | -0.0895 | -0.0891 | -0.0878 | -0.0863 | -0.0848 | -0.0828 | -0.0808 | -0.079 | -0.0768 | -0.0749 | -0.0731 | -0.0708 | -0.0689 | -0.0671 | -0.0651 | -0.0631 | -0.0613 | -0.0591 | -0.057 | -0.055 | -0.0526 | -0.0503 | -0.0483 | -0.0458 | -0.0434
Northwest | MiniMart | Minimum | October | Other Substitutables | LDCEU/TDEF | Electric Load with Losses, Incl. Cogeneration | MW | 0 | 0 | 0 | 0 | 0 | 0 | 0 | 0 | 0 | 0 | 0 | 0 | -0.0029 | -0.0038 | -0.005 | -0.01 | -0.0137 | -0.0115 | -0.015 | -0.0193 | -0.0257 | -0.0266 | -0.0285 | -0.0313 | -0.0256 | -0.0196 | -0.0136 | -0.0075 | -0.0012 | 0.0054 | 0.0118 | 0.0179 | 0.0238 | 0.0301 | 0.0362 | 0.0425 | 0.0482 | 0.0538 | 0.0596 | 0.0648 | 0.0694 | 0.0742 | 0.0785 | 0.0823 | 0.0864 | 0.09 | 0.0931 | 0.0963 | 0.0993 | 0.1021 | 0.1051 | 0.108 | 0.1107 | 0.1137 | 0.1165 | 0.1191 | 0.1219 | 0.1238
Northwest | MiniMart | Minimum | October | Refrigeration | LDCEU/TDEF | Electric Load with Losses, Incl. Cogeneration | MW | 0 | 0 | 0 | 0 | 0 | 0 | 0 | 0 | 0 | 0 | 0 | 0 | 0 | 0 | 0 | 0 | 0 | -1.7266 | -3.556 | -7.5924 | -10.7705 | -13.434 | -16.391 | -18.8445 | -23.206 | -27.3966 | -30.9155 | -34.0574 | -36.8482 | -39.3306 | -41.5231 | -43.474 | -45.1918 | -47.0886 | -48.8655 | -50.4542 | -51.8171 | -53.2594 | -54.5081 | -55.692 | -56.7574 | -57.7611 | -58.7026 | -59.5698 | -60.3762 | -61.1654 | -61.8265 | -62.4522 | -63.0683 | -63.6756 | -64.2377 | -64.7896 | -65.3251 | -65.848 | -66.3595 | -66.8617 | -67.3493 | -67.384
Northwest | MiniMart | Minimum | October | Lighting | LDCEU/TDEF | Electric Load with Losses, Incl. Cogeneration | MW | 0 | -0.1614 | -0.404 | -0.5498 | -0.6442 | -0.7065 | -0.9189 | -1.0269 | -2.3358 | -3.6779 | -4.5193 | -5.7542 | -6.8804 | -7.2076 | -8.5839 | -10.393 | -6.4238 | -4.7377 | -3.9064 | -2.8503 | -2.4486 | -2.0716 | -1.8679 | -2.0545 | -1.8082 | -1.6176 | -1.4698 | -1.3591 | -1.264 | -1.1818 | -1.1101 | -1.0473 | -0.9914 | -0.9463 | -0.9067 | -0.8705 | -0.8364 | -0.8067 | -0.7782 | -0.7515 | -0.7255 | -0.7005 | -0.6763 | -0.6525 | -0.6288 | -0.6056 | -0.5819 | -0.5583 | -0.5348 | -0.5115 | -0.4879 | -0.4642 | -0.4405 | -0.4166 | -0.3926 | -0.3684 | -0.344 | -0.318
Northwest | MiniMart | Minimum | October | Air Conditioning | LDCEU/TDEF | Electric Load with Losses, Incl. Cogeneration | MW | 0.0001 | 0.0224 | 0.0373 | 0.0554 | 0.0697 | 0.0968 | 0.0844 | 0.1026 | 0.1156 | 0.1374 | 0.163 | 0.148 | 0.1343 | 0.1305 | 0.13 | 0.1415 | 0.1397 | 0.1314 | 0.131 | 0.0517 | -0.007 | -0.0598 | -0.1105 | -0.1539 | -0.2033 | -0.2944 | -0.3751 | -0.4482 | -0.5144 | -0.5689 | -0.6693 | -0.757 | -0.8331 | -0.9085 | -0.9762 | -1.0357 | -1.086 | -1.1347 | -1.1766 | -1.2137 | -1.2452 | -1.2737 | -1.2986 | -1.3196 | -1.3386 | -1.3555 | -1.3679 | -1.3791 | -1.3888 | -1.3971 | -1.4046 | -1.4109 | -1.416 | -1.4212 | -1.425 | -1.4279 | -1.4307 | -1.4235
Northwest | MiniMart | Minimum | October | Other Non-Substitutables | LDCEU/TDEF | Electric Load with Losses, Incl. Cogeneration | MW | 0 | 0 | 0 | 0 | 0 | 0 | 0 | 0 | 0 | 0 | 0 | 0 | -0.0575 | -0.1203 | -0.1653 | -0.1869 | -0.2583 | -0.2325 | -0.2504 | -0.2217 | -0.1911 | -0.1597 | -0.1374 | -0.1156 | -0.0965 | -0.0798 | -0.0656 | -0.0534 | -0.0436 | -0.0355 | -0.029 | -0.0236 | -0.0192 | -0.0157 | -0.0128 | -0.0104 | -0.0084 | -0.0069 | -0.0056 | -0.0046 | -0.0037 | -0.0031 | -0.0025 | -0.002 | -0.0017 | -0.0013 | -0.0011 | -0.0009 | -0.0007 | -0.0006 | -0.0005 | -0.0004 | -0.0003 | -0.0003 | -0.0002 | -0.0002 | -0.0001 | -0.0001
Northwest | MiniMart | Minimum | November | Space Heating | LDCEU/TDEF | Electric Load with Losses, Incl. Cogeneration | MW | -0.0928 | -0.0779 | -0.0696 | -0.0736 | -0.0742 | -0.083 | -0.1265 | -0.1867 | -0.1751 | -0.2077 | -0.1911 | -0.1871 | -0.1938 | -0.1837 | -0.1988 | -0.2009 | -0.2065 | -0.1904 | -0.1913 | -0.1872 | -0.2024 | -0.2114 | -0.2165 | -0.1921 | -0.1811 | -0.1558 | -0.1236 | -0.0921 | -0.0607 | -0.029 | 0.0012 | 0.0298 | 0.0568 | 0.0847 | 0.1109 | 0.1367 | 0.1595 | 0.1814 | 0.2022 | 0.2208 | 0.2365 | 0.2517 | 0.2648 | 0.2757 | 0.2863 | 0.2949 | 0.3014 | 0.3075 | 0.3124 | 0.3161 | 0.3198 | 0.3226 | 0.3245 | 0.3267 | 0.3278 | 0.328 | 0.3285 | 0.3264
Northwest | MiniMart | Minimum | November | Water Heating | LDCEU/TDEF | Electric Load with Losses, Incl. Cogeneration | MW | 0 | 0 | 0 | 0 | 0 | 0 | 0 | 0 | 0 | 0 | 0 | 0 | 0 | 0 | 0 | 0 | 0 | 0 | 0 | 0 | 0 | 0 | -0.0385 | -0.0514 | -0.0781 | -0.0918 | -0.1017 | -0.1096 | -0.1151 | -0.1184 | -0.1204 | -0.1214 | -0.1215 | -0.1214 | -0.1208 | -0.1189 | -0.1167 | -0.1147 | -0.1116 | -0.1088 | -0.1063 | -0.1032 | -0.1004 | -0.0978 | -0.0947 | -0.092 | -0.0895 | -0.0866 | -0.0839 | -0.0815 | -0.0784 | -0.0753 | -0.0726 | -0.0691 | -0.066 | -0.0632 | -0.0598 | -0.0564
Northwest | MiniMart | Minimum | November | Other Substitutables | LDCEU/TDEF | Electric Load with Losses, Incl. Cogeneration | MW | 0 | 0 | 0 | 0 | 0 | 0 | 0 | 0 | 0 | 0 | 0 | 0 | -0.0019 | -0.0025 | -0.0032 | -0.0063 | -0.0085 | -0.0073 | -0.0095 | -0.0123 | -0.0168 | -0.0175 | -0.0188 | -0.0209 | -0.0171 | -0.0134 | -0.0095 | -0.0056 | -0.0016 | 0.0026 | 0.0067 | 0.0107 | 0.0145 | 0.0185 | 0.0224 | 0.0264 | 0.0301 | 0.0338 | 0.0374 | 0.0408 | 0.0437 | 0.0467 | 0.0496 | 0.052 | 0.0545 | 0.0569 | 0.0589 | 0.0609 | 0.0629 | 0.0646 | 0.0666 | 0.0684 | 0.0701 | 0.0721 | 0.0739 | 0.0754 | 0.0773 | 0.0785
Northwest | MiniMart | Minimum | November | Refrigeration | LDCEU/TDEF | Electric Load with Losses, Incl. Cogeneration | MW | 0 | 0 | 0 | 0 | 0 | 0 | 0 | 0 | 0 | 0 | 0 | 0 | 0 | 0 | 0 | 0 | 0 | -1.7946 | -3.6831 | -7.9408 | -11.2587 | -13.9979 | -17.0271 | -19.5027 | -24.0257 | -28.367 | -32.0022 | -35.2488 | -38.1325 | -40.6977 | -42.9621 | -44.9783 | -46.7527 | -48.7084 | -50.5398 | -52.175 | -53.5796 | -55.0687 | -56.3545 | -57.5738 | -58.673 | -59.7053 | -60.6728 | -61.563 | -62.3915 | -63.2027 | -63.8843 | -64.5264 | -65.1578 | -65.7839 | -66.3593 | -66.9253 | -67.4741 | -68.011 | -68.5346 | -69.0497 | -69.5483 | -69.5851
Northwest | MiniMart | Minimum | November | Lighting | LDCEU/TDEF | Electric Load with Losses, Incl. Cogeneration | MW | 0 | -0.1482 | -0.3721 | -0.5067 | -0.5939 | -0.6515 | -0.8472 | -0.947 | -2.1537 | -3.3913 | -4.1672 | -5.3057 | -6.3443 | -6.6476 | -7.9157 | -9.5817 | -5.9232 | -4.3701 | -3.6046 | -2.633 | -2.2637 | -1.9166 | -1.7305 | -1.9023 | -1.6763 | -1.5018 | -1.3665 | -1.2654 | -1.1785 | -1.1032 | -1.0375 | -0.9797 | -0.9283 | -0.8867 | -0.85 | -0.8166 | -0.7848 | -0.7573 | -0.7307 | -0.7057 | -0.6814 | -0.658 | -0.6353 | -0.6129 | -0.5907 | -0.5688 | -0.5465 | -0.5243 | -0.5022 | -0.4801 | -0.4579 | -0.4356 | -0.4132 | -0.3908 | -0.3681 | -0.3453 | -0.3223 | -0.2979
Northwest | MiniMart | Minimum | November | Air Conditioning | LDCEU/TDEF | Electric Load with Losses, Incl. Cogeneration | MW | 0.0001 | 0.0105 | 0.0176 | 0.0263 | 0.033 | 0.0457 | 0.0406 | 0.0497 | 0.0557 | 0.0658 | 0.0768 | 0.0695 | 0.0635 | 0.0615 | 0.0615 | 0.0675 | 0.0665 | 0.0626 | 0.0625 | 0.024 | -0.0038 | -0.0285 | -0.0519 | -0.072 | -0.095 | -0.1374 | -0.1749 | -0.2089 | -0.2396 | -0.265 | -0.3117 | -0.3525 | -0.3878 | -0.423 | -0.4543 | -0.482 | -0.5054 | -0.5281 | -0.5475 | -0.5647 | -0.5794 | -0.5926 | -0.6042 | -0.6138 | -0.6227 | -0.6305 | -0.6363 | -0.6414 | -0.6458 | -0.6497 | -0.6531 | -0.656 | -0.6583 | -0.6607 | -0.6625 | -0.6637 | -0.665 | -0.6617
Northwest | MiniMart | Minimum | November | Other Non-Substitutables | LDCEU/TDEF | Electric Load with Losses, Incl. Cogeneration | MW | 0 | 0 | 0 | 0 | 0 | 0 | 0 | 0 | 0 | 0 | 0 | 0 | -0.0511 | -0.1068 | -0.1471 | -0.1679 | -0.2298 | -0.2094 | -0.2252 | -0.1974 | -0.1695 | -0.1411 | -0.1208 | -0.1013 | -0.0846 | -0.0698 | -0.0574 | -0.0468 | -0.0382 | -0.0311 | -0.0253 | -0.0207 | -0.0168 | -0.0137 | -0.0111 | -0.009 | -0.0074 | -0.006 | -0.0049 | -0.004 | -0.0032 | -0.0027 | -0.0022 | -0.0018 | -0.0015 | -0.0012 | -0.0009 | -0.0008 | -0.0007 | -0.0006 | -0.0004 | -0.0003 | -0.0003 | -0.0002 | -0.0002 | -0.0002 | -0.0002 | -0.0001
Northwest | MiniMart | Minimum | December | Space Heating | LDCEU/TDEF | Electric Load with Losses, Incl. Cogeneration | MW | -0.0986 | -0.0826 | -0.0842 | -0.0853 | -0.0901 | -0.0994 | -0.1531 | -0.2074 | -0.2087 | -0.2405 | -0.2051 | -0.2058 | -0.2152 | -0.2125 | -0.2241 | -0.2435 | -0.2395 | -0.2091 | -0.2147 | -0.2144 | -0.2333 | -0.2272 | -0.2277 | -0.2383 | -0.2019 | -0.1727 | -0.1359 | -0.0997 | -0.0638 | -0.0275 | 0.0071 | 0.0397 | 0.0706 | 0.1027 | 0.1329 | 0.1626 | 0.1889 | 0.2142 | 0.2382 | 0.2596 | 0.2778 | 0.2952 | 0.3102 | 0.3229 | 0.335 | 0.3451 | 0.3525 | 0.3597 | 0.3654 | 0.3695 | 0.374 | 0.3772 | 0.3794 | 0.382 | 0.3834 | 0.3835 | 0.3842 | 0.3816
Northwest | MiniMart | Minimum | December | Water Heating | LDCEU/TDEF | Electric Load with Losses, Incl. Cogeneration | MW | 0 | 0 | 0 | 0 | 0 | 0 | 0 | 0 | 0 | 0 | 0 | 0 | 0 | 0 | 0 | 0 | 0 | 0 | 0 | 0 | 0 | 0 | -0.041 | -0.0827 | -0.0933 | -0.1098 | -0.1216 | -0.1309 | -0.1375 | -0.1413 | -0.1437 | -0.1449 | -0.1449 | -0.1447 | -0.144 | -0.1416 | -0.1389 | -0.1364 | -0.1327 | -0.1294 | -0.1262 | -0.1225 | -0.1191 | -0.116 | -0.1123 | -0.109 | -0.106 | -0.1025 | -0.0993 | -0.0963 | -0.0925 | -0.089 | -0.0856 | -0.0815 | -0.0778 | -0.0744 | -0.0703 | -0.0662
Northwest | MiniMart | Minimum | December | Other Substitutables | LDCEU/TDEF | Electric Load with Losses, Incl. Cogeneration | MW | 0 | 0 | 0 | 0 | 0 | 0 | 0 | 0 | 0 | 0 | 0 | 0 | -0.002 | -0.0026 | -0.0035 | -0.0068 | -0.0092 | -0.0078 | -0.0101 | -0.0132 | -0.0181 | -0.0188 | -0.0203 | -0.0225 | -0.0186 | -0.0145 | -0.0103 | -0.0062 | -0.0019 | 0.0027 | 0.0071 | 0.0113 | 0.0154 | 0.0197 | 0.0239 | 0.0282 | 0.0322 | 0.036 | 0.04 | 0.0436 | 0.0467 | 0.05 | 0.053 | 0.0557 | 0.0584 | 0.0609 | 0.063 | 0.0653 | 0.0673 | 0.0691 | 0.0713 | 0.0733 | 0.0751 | 0.0772 | 0.079 | 0.0807 | 0.0827 | 0.084
Northwest | MiniMart | Minimum | December | Refrigeration | LDCEU/TDEF | Electric Load with Losses, Incl. Cogeneration | MW | 0 | 0 | 0 | 0 | 0 | 0 | 0 | 0 | 0 | 0 | 0 | 0 | 0 | 0 | 0 | 0 | 0 | -1.8352 | -3.7629 | -8.1224 | -11.5125 | -14.3095 | -17.3984 | -19.9127 | -24.5318 | -28.9648 | -32.6754 | -35.9895 | -38.933 | -41.5513 | -43.8626 | -45.9208 | -47.7319 | -49.7262 | -51.5937 | -53.2606 | -54.6927 | -56.2112 | -57.5217 | -58.7645 | -59.8848 | -60.9365 | -61.9221 | -62.8286 | -63.6722 | -64.4981 | -65.1925 | -65.8461 | -66.4884 | -67.1259 | -67.7112 | -68.2869 | -68.845 | -69.3913 | -69.9236 | -70.4473 | -70.9541 | -70.9918