## Summary
Aggregated PNW Lighting Savings by Technology Submarket by Sector
* This page aggregates the high level regional savings number by Technology Submarket and by Sector. Detailed technology savings are captured in the following sheets: "Total_Savings"; "Res_Savings"; "Com_Savings"; "Indust_Savings";"Out_Savings". All values inlcude Busbar.
Residential Sector Savings |  |  | Commercial and Industrial Sector |  |  | Outdoors Sector Savings
| 2010-2015 | 2016-2034 |  | 2010-2015 | 2016-2034 |  | 2010-2015 | 2016-2034
GSL - Medium Screw | 0 | 0 | GSL - Medium Screw | 0 | 0 | GSL - Medium Screw | 0 | 0
Reflectors | 8.7245 | 17.449 | Reflectors | 13.0867 | 1.0906 | Reflectors | 0 | 0
Linear Fluorescent | 1.0906 | 3.2717 | Linear Fluorescent | 42.5318 | 40.3507 | Linear Fluorescent | 0 | 0
HID | 0 | 0 | HID | 3.2717 | 0 | HID | 2.1811 | 3.2717
Miscellaneous | 9.815 | -2.1811 | Miscellaneous | 0 | 0 | Miscellaneous | 0 | 1.0906
Total Residential Sector Savings | 19.6301 | 18.5395 | Total Commercial and Industrial Sector Savings | 58.8902 | 41.4413 | Total Outdoors Sector Savings | 2.1811 | 4.3622
* Accounted for Busbar |  |  | * Accounted for Busbar |  |  | * Accounted for Busbar
Total Savings
| 2010-2015 | 2016-2034
GSL - Medium Screw | 0 | 0
Reflectors | 21.8112 | 18.5395
Linear Fluorescent | 43.6224 | 43.6224
HID | 5.4528 | 3.2717
Miscellaneous | 9.815 | -1.0906
Total Sector Savings | 80.7014 | 64.343
* Accounted for Busbar

## Total_Savings
Active Case Source Consumption (aMW) |  | Site Consumption * Busbar
Submarket
Lamp Type
GSL - Medium Screw
| Incandescent MSB | 0 | 0 | 0 | 0 | 0 | 0 | 0 | 0 | 0 | 0 | 0 | 0 | 0 | 0 | 0 | 0 | 0 | 0 | 0 | 0 | 0 | 0 | 0 | 0 | 0 | 0
| Halogen MSB | 0 | 0 | 0 | 0 | 0 | 0 | 0 | 0 | 0 | 0 | 0 | 0 | 0 | 0 | 0 | 0 | 0 | 0 | 0 | 0 | 0 | 0 | 0 | 0 | 0 | 0
| CFL MSB | 0 | 0 | 0 | 0 | 0 | 0 | 0 | 0 | 0 | 0 | 0 | 0 | 0 | 0 | 0 | 0 | 0 | 0 | 0 | 0 | 0 | 0 | 0 | 0 | 0 | 0
| LED | 0 | 0 | 0 | 0 | 0 | 0 | 0 | 0 | 0 | 0 | 0 | 0 | 0 | 0 | 0 | 0 | 0 | 0 | 0 | 0 | 0 | 0 | 0 | 0 | 0 | 0
| Total With Busbar | 0 | 0 | 0 | 0 | 0 | 0 | 0 | 0 | 0 | 0 | 0 | 0 | 0 | 0 | 0 | 0 | 0 | 0 | 0 | 0 | 0 | 0 | 0 | 0 | 0 | 0
Reflectors
| Incandescent Reflector | 0 | 0 | -2 | -6 | -11 | -12 | -15 | -15 | -16 | -17 | -18 | -17 | -19 | -19 | -20 | -20 | -21 | -20 | -21 | -21 | -22 | -21 | -22 | -23 | -22 | -23
| Halogen Reflector - screw | 0 | 0 | 7 | 17 | 28 | 33 | 38 | 41 | 44 | 47 | 49 | 50 | 50 | 52 | 53 | 54 | 54 | 55 | 56 | 58 | 60 | 59 | 61 | 61 | 62 | 63
| CFL Reflector | 0 | 0 | 0 | 0 | 0 | -1 | -1 | -2 | -2 | -2 | -2 | -2 | -2 | -3 | -2 | -2 | -3 | -3 | -2 | -2 | -3 | -4 | -4 | -2 | -3 | -3
| LED | 0 | 0 | 0 | 0 | 0 | 0 | 0 | 0 | 0 | 0 | 0 | 0 | 0 | 0 | 0 | 0 | 0 | 0 | 0 | 0 | 0 | 0 | 0 | 0 | 0 | 0
| Total With Busbar | 0 | 0 | 5.4528 | 11.9962 | 18.5395 | 21.8112 | 23.9923 | 26.1734 | 28.3546 | 30.5357 | 31.6262 | 33.8074 | 31.6262 | 32.7168 | 33.8074 | 34.8979 | 32.7168 | 34.8979 | 35.9885 | 38.1696 | 38.1696 | 37.079 | 38.1696 | 39.2602 | 40.3507 | 40.3507
Linear Fluorescent
| T12 | 0 | 0 | 19 | 53 | 86 | 106 | 116 | 120 | 121 | 119 | 114 | 110 | 105 | 102 | 97 | 95 | 90 | 88 | 84 | 82 | 80 | 77 | 77 | 75 | 74 | 73
| T8 | 0 | 0 | -12 | -31 | -49 | -57 | -55 | -52 | -48 | -42 | -35 | -30 | -23 | -19 | -16 | -12 | -9 | -6 | -3 | -1 | 1 | 4 | 5 | 7 | 8 | 10
| T5* | 0 | 0 | -1 | -3 | -7 | -9 | -10 | -11 | -10 | -9 | -7 | -8 | -9 | -7 | -6 | -8 | -6 | -5 | -5 | -5 | -3 | -4 | -6 | -5 | -4 | -3
| LED | 0 | 0 | 0 | 0 | 0 | 0 | 0 | 0 | 0 | 0 | 0 | 0 | 0 | 0 | 0 | 0 | 0 | 0 | 0 | 0 | 0 | 0 | 0 | 0 | 0 | 0
| Total With Busbar | 0 | 0 | 6.5434 | 20.7206 | 32.7168 | 43.6224 | 55.6186 | 62.1619 | 68.7053 | 74.1581 | 78.5203 | 78.5203 | 79.6109 | 82.8826 | 81.792 | 81.792 | 81.792 | 83.9731 | 82.8826 | 82.8826 | 85.0637 | 83.9731 | 82.8826 | 83.9731 | 85.0637 | 87.2448
HID
| Mercury Vapor | 0 | 0 | 0 | 0 | 0 | 0 | 0 | 0 | 0 | 0 | 0 | 0 | 0 | 0 | 0 | 0 | 0 | 0 | 0 | 0 | 0 | 0 | 0 | 0 | 0 | 0
| Metal Halide | 0 | 3 | 5 | 5 | 4 | 5 | 5 | 5 | 6 | 6 | 6 | 6 | 6 | 7 | 7 | 7 | 7 | 5 | 7 | 8 | 7 | 8 | 6 | 8 | 8 | 8
| High Pressure Sodium | 0 | 0 | 0 | 0 | 1 | 0 | 0 | 0 | 0 | 0 | 0 | 0 | 0 | 0 | 0 | 0 | 0 | 0 | 0 | 0 | 0 | 0 | 0 | 0 | 0 | 0
| Low Pressure Sodium | 0 | 0 | 0 | 0 | 0 | 0 | 0 | 0 | 0 | 0 | 0 | 0 | 0 | 0 | 0 | 0 | 0 | 0 | 0 | 0 | 0 | 0 | 0 | 0 | 0 | 0
| LED | 0 | 0 | 0 | 0 | 0 | 0 | 0 | 0 | 0 | 0 | 0 | 0 | 0 | 0 | 0 | 0 | 0 | 0 | 0 | 0 | 0 | 0 | 0 | 0 | 0 | 0
| Total With Busbar | 0 | 3.2717 | 5.4528 | 5.4528 | 5.4528 | 5.4528 | 5.4528 | 5.4528 | 6.5434 | 6.5434 | 6.5434 | 6.5434 | 6.5434 | 7.6339 | 7.6339 | 7.6339 | 7.6339 | 5.4528 | 7.6339 | 8.7245 | 7.6339 | 8.7245 | 6.5434 | 8.7245 | 8.7245 | 8.7245
Miscellaneous
| Incandescent Other | 0 | 0 | 2 | 4 | 7 | 8 | 9 | 9 | 10 | 9 | 9 | 8 | 8 | 8 | 8 | 8 | 8 | 7 | 8 | 8 | 7 | 7 | 7 | 7 | 6 | 6
| Halogen Reflector Other | 0 | 0 | 0 | 0 | 0 | 0 | 0 | 0 | 0 | 0 | 0 | 0 | 0 | 0 | 0 | 0 | 0 | 0 | 0 | 0 | 0 | 0 | 0 | 0 | 0 | 0
| CFL Other | 0 | 0 | 0 | 0 | 0 | 0 | 0 | 0 | 0 | 0 | 0 | 0 | 0 | 0 | 0 | 0 | 0 | 0 | 0 | 0 | 0 | 0 | 0 | 0 | 0 | 0
| Linear Fluorescent Other | 0 | 0 | 0 | 0 | 0 | 0 | 0 | 1 | 0 | 0 | 1 | 1 | 0 | 1 | 1 | 1 | 1 | 1 | 1 | 1 | 1 | 1 | 1 | 1 | 1 | 1
| LED | 0 | 0 | 0 | 0 | 0 | 1 | 0 | 0 | 0 | 1 | 0 | 1 | 0 | 1 | 0 | 1 | 1 | 1 | 1 | 1 | 1 | 1 | 1 | 1 | 2 | 1
| T5 less than 4 ft. (res. only) | 0 | 0 | 0 | 0 | 0 | 0 | 0 | 0 | 0 | 0 | 0 | 0 | 0 | 0 | 0 | 0 | 0 | 0 | 0 | 0 | 0 | 0 | 0 | 0 | 0 | 0
| Total With Busbar | 0 | 0 | 2.1811 | 4.3622 | 7.6339 | 9.815 | 9.815 | 10.9056 | 10.9056 | 10.9056 | 10.9056 | 10.9056 | 8.7245 | 10.9056 | 9.815 | 10.9056 | 10.9056 | 9.815 | 10.9056 | 10.9056 | 9.815 | 9.815 | 9.815 | 9.815 | 9.815 | 8.7245
Regional First Year Savings with Busbar
First year savings
Lamp Type
GSL - Medium Screw |  | 2010 | 2011 | 2012 | 2013 | 2014 | 2015 | 2016 | 2017 | 2018 | 2019 | 2020 | 2021 | 2022 | 2023 | 2024 | 2025 | 2026 | 2027 | 2028 | 2029 | 2030 | 2031 | 2032 | 2033 | 2034 | 2035
| Incandescent MSB | 0 | 0 | 0 | 0 | 0 | 0 | 0 | 0 | 0 | 0 | 0 | 0 | 0 | 0 | 0 | 0 | 0 | 0 | 0 | 0 | 0 | 0 | 0 | 0 | 0 | 0
| Halogen MSB | 0 | 0 | 0 | 0 | 0 | 0 | 0 | 0 | 0 | 0 | 0 | 0 | 0 | 0 | 0 | 0 | 0 | 0 | 0 | 0 | 0 | 0 | 0 | 0 | 0 | 0
| CFL MSB | 0 | 0 | 0 | 0 | 0 | 0 | 0 | 0 | 0 | 0 | 0 | 0 | 0 | 0 | 0 | 0 | 0 | 0 | 0 | 0 | 0 | 0 | 0 | 0 | 0 | 0
| LED | 0 | 0 | 0 | 0 | 0 | 0 | 0 | 0 | 0 | 0 | 0 | 0 | 0 | 0 | 0 | 0 | 0 | 0 | 0 | 0 | 0 | 0 | 0 | 0 | 0 | 0
| Total GSL-MB Submarket Savings | 0 | 0 | 0 | 0 | 0 | 0 | 0 | 0 | 0 | 0 | 0 | 0 | 0 | 0 | 0 | 0 | 0 | 0 | 0 | 0 | 0 | 0 | 0 | 0 | 0 | 0
Reflectors |  | 0 | 2011 | 2012 | 2013 | 2014 | 2015 | 2016 | 2017 | 2018 | 2019 | 2020 | 2021 | 2022 | 2023 | 2024 | 2025 | 2026 | 2027 | 2028 | 2029 | 2030 | 2031 | 2032 | 2033 | 2034 | 2035
| Incandescent Reflector | 0 | 0 | -2.1811 | -4.3622 | -5.4528 | -1.0906 | -3.2717 | 0 | -1.0906 | -1.0906 | -1.0906 | 1.0906 | -2.1811 | 0 | -1.0906 | 0 | -1.0906 | 1.0906 | -1.0906 | 0 | -1.0906 | 1.0906 | -1.0906 | -1.0906 | 1.0906 | -1.0906
| Halogen Reflector - screw | 0 | 0 | 7.6339 | 10.9056 | 11.9962 | 5.4528 | 5.4528 | 3.2717 | 3.2717 | 3.2717 | 2.1811 | 1.0906 | 0 | 2.1811 | 1.0906 | 1.0906 | 0 | 1.0906 | 1.0906 | 2.1811 | 2.1811 | -1.0906 | 2.1811 | 0 | 1.0906 | 1.0906
| CFL Reflector | 0 | 0 | 0 | 0 | 0 | -1.0906 | 0 | -1.0906 | 0 | 0 | 0 | 0 | 0 | -1.0906 | 1.0906 | 0 | -1.0906 | 0 | 1.0906 | 0 | -1.0906 | -1.0906 | 0 | 2.1811 | -1.0906 | 0
| LED | 0 | 0 | 0 | 0 | 0 | 0 | 0 | 0 | 0 | 0 | 0 | 0 | 0 | 0 | 0 | 0 | 0 | 0 | 0 | 0 | 0 | 0 | 0 | 0 | 0 | 0
| Total Reflectors Submarket Savings | 0 | 0 | 5.4528 | 6.5434 | 6.5434 | 3.2717 | 2.1811 | 2.1811 | 2.1811 | 2.1811 | 1.0906 | 2.1811 | -2.1811 | 1.0906 | 1.0906 | 1.0906 | -2.1811 | 2.1811 | 1.0906 | 2.1811 | 0 | -1.0906 | 1.0906 | 1.0906 | 1.0906 | 0
Linear Fluorescent |  | 0 | 2011 | 2012 | 2013 | 2014 | 2015 | 2016 | 2017 | 2018 | 2019 | 2020 | 2021 | 2022 | 2023 | 2024 | 2025 | 2026 | 2027 | 2028 | 2029 | 2030 | 2031 | 2032 | 2033 | 2034 | 2035
| T12 | 0 | 0 | 20.7206 | 37.079 | 35.9885 | 21.8112 | 10.9056 | 4.3622 | 1.0906 | -2.1811 | -5.4528 | -4.3622 | -5.4528 | -3.2717 | -5.4528 | -2.1811 | -5.4528 | -2.1811 | -4.3622 | -2.1811 | -2.1811 | -3.2717 | 0 | -2.1811 | -1.0906 | -1.0906
| T8 | 0 | 0 | -13.0867 | -20.7206 | -19.6301 | -8.7245 | 2.1811 | 3.2717 | 4.3622 | 6.5434 | 7.6339 | 5.4528 | 7.6339 | 4.3622 | 3.2717 | 4.3622 | 3.2717 | 3.2717 | 3.2717 | 2.1811 | 2.1811 | 3.2717 | 1.0906 | 2.1811 | 1.0906 | 2.1811
| T5* | 0 | 0 | -1.0906 | -2.1811 | -4.3622 | -2.1811 | -1.0906 | -1.0906 | 1.0906 | 1.0906 | 2.1811 | -1.0906 | -1.0906 | 2.1811 | 1.0906 | -2.1811 | 2.1811 | 1.0906 | 0 | 0 | 2.1811 | -1.0906 | -2.1811 | 1.0906 | 1.0906 | 1.0906
| LED | 0 | 0 | 0 | 0 | 0 | 0 | 0 | 0 | 0 | 0 | 0 | 0 | 0 | 0 | 0 | 0 | 0 | 0 | 0 | 0 | 0 | 0 | 0 | 0 | 0 | 0
| Total LF Submarket Savings | 0 | 0 | 6.5434 | 14.1773 | 11.9962 | 10.9056 | 11.9962 | 6.5434 | 6.5434 | 5.4528 | 4.3622 | 0 | 1.0906 | 3.2717 | -1.0906 | 0 | 0 | 2.1811 | -1.0906 | 0 | 2.1811 | -1.0906 | -1.0906 | 1.0906 | 1.0906 | 2.1811
HID |  | 0 | 2011 | 2012 | 2013 | 2014 | 2015 | 2016 | 2017 | 2018 | 2019 | 2020 | 2021 | 2022 | 2023 | 2024 | 2025 | 2026 | 2027 | 2028 | 2029 | 2030 | 2031 | 2032 | 2033 | 2034 | 2035
| Mercury Vapor | 0 | 0 | 0 | 0 | 0 | 0 | 0 | 0 | 0 | 0 | 0 | 0 | 0 | 0 | 0 | 0 | 0 | 0 | 0 | 0 | 0 | 0 | 0 | 0 | 0 | 0
| Metal Halide | 0 | 3.2717 | 2.1811 | 0 | -1.0906 | 1.0906 | 0 | 0 | 1.0906 | 0 | 0 | 0 | 0 | 1.0906 | 0 | 0 | 0 | -2.1811 | 2.1811 | 1.0906 | -1.0906 | 1.0906 | -2.1811 | 2.1811 | 0 | 0
| High Pressure Sodium | 0 | 0 | 0 | 0 | 1.0906 | -1.0906 | 0 | 0 | 0 | 0 | 0 | 0 | 0 | 0 | 0 | 0 | 0 | 0 | 0 | 0 | 0 | 0 | 0 | 0 | 0 | 0
| Low Pressure Sodium | 0 | 0 | 0 | 0 | 0 | 0 | 0 | 0 | 0 | 0 | 0 | 0 | 0 | 0 | 0 | 0 | 0 | 0 | 0 | 0 | 0 | 0 | 0 | 0 | 0 | 0
| LED | 0 | 0 | 0 | 0 | 0 | 0 | 0 | 0 | 0 | 0 | 0 | 0 | 0 | 0 | 0 | 0 | 0 | 0 | 0 | 0 | 0 | 0 | 0 | 0 | 0 | 0
| Total HID Submarket Savings | 0 | 3.2717 | 2.1811 | 0 | 0 | 0 | 0 | 0 | 1.0906 | 0 | 0 | 0 | 0 | 1.0906 | 0 | 0 | 0 | -2.1811 | 2.1811 | 1.0906 | -1.0906 | 1.0906 | -2.1811 | 2.1811 | 0 | 0
Miscellaneous |  | 0 | 2011 | 2012 | 2013 | 2014 | 2015 | 2016 | 2017 | 2018 | 2019 | 2020 | 2021 | 2022 | 2023 | 2024 | 2025 | 2026 | 2027 | 2028 | 2029 | 2030 | 2031 | 2032 | 2033 | 2034 | 2035
| Incandescent Other | 0 | 0 | 2.1811 | 2.1811 | 3.2717 | 1.0906 | 1.0906 | 0 | 1.0906 | -1.0906 | 0 | -1.0906 | 0 | 0 | 0 | 0 | 0 | -1.0906 | 1.0906 | 0 | -1.0906 | 0 | 0 | 0 | -1.0906 | 0
| Halogen Reflector Other | 0 | 0 | 0 | 0 | 0 | 0 | 0 | 0 | 0 | 0 | 0 | 0 | 0 | 0 | 0 | 0 | 0 | 0 | 0 | 0 | 0 | 0 | 0 | 0 | 0 | 0
| CFL Other | 0 | 0 | 0 | 0 | 0 | 0 | 0 | 0 | 0 | 0 | 0 | 0 | 0 | 0 | 0 | 0 | 0 | 0 | 0 | 0 | 0 | 0 | 0 | 0 | 0 | 0
| Linear Fluorescent Other | 0 | 0 | 0 | 0 | 0 | 0 | 0 | 1.0906 | -1.0906 | 0 | 1.0906 | 0 | -1.0906 | 1.0906 | 0 | 0 | 0 | 0 | 0 | 0 | 0 | 0 | 0 | 0 | 0 | 0
| LED | 0 | 0 | 0 | 0 | 0 | 1.0906 | -1.0906 | 0 | 0 | 1.0906 | -1.0906 | 1.0906 | -1.0906 | 1.0906 | -1.0906 | 1.0906 | 0 | 0 | 0 | 0 | 0 | 0 | 0 | 0 | 1.0906 | -1.0906
| T5 less than 4 ft. (res. only) | 0 | 0 | 0 | 0 | 0 | 0 | 0 | 0 | 0 | 0 | 0 | 0 | 0 | 0 | 0 | 0 | 0 | 0 | 0 | 0 | 0 | 0 | 0 | 0 | 0 | 0
| Total Miscellaneous Submarket Savings | 0 | 0 | 2.1811 | 2.1811 | 3.2717 | 2.1811 | 0 | 1.0906 | 0 | 0 | 0 | 0 | -2.1811 | 2.1811 | -1.0906 | 1.0906 | 0 | -1.0906 | 1.0906 | 0 | -1.0906 | 0 | 0 | 0 | 0 | -1.0906
Total Savings in All Sectors |  | 2010 | 2011 | 2012 | 2013 | 2014 | 2015 | 2016 | 2017 | 2018 | 2019 | 2020 | 2021 | 2022 | 2023 | 2024 | 2025 | 2026 | 2027 | 2028 | 2029 | 2030 | 2031 | 2032 | 2033 | 2034 | 2035
|  | 0 | 3.2717 | 16.3584 | 22.9018 | 21.8112 | 16.3584 | 14.1773 | 9.815 | 9.815 | 7.6339 | 5.4528 | 2.1811 | -3.2717 | 7.6339 | -1.0906 | 2.1811 | -2.1811 | 1.0906 | 3.2717 | 3.2717 | 0 | -1.0906 | -2.1811 | 4.3622 | 2.1811 | 1.0906

## Res_Savings
Active Case Source Consumption (aMW) |  | Site Consumption * Busbar
Submarket
Lamp Type
GSL - Medium Screw
| Incandescent MSB | 0 | 0 | 0 | 0 | 0 | 0 | 0 | 0 | 0 | 0 | 0 | 0 | 0 | 0 | 0 | 0 | 0 | 0 | 0 | 0 | 0 | 0 | 0 | 0 | 0 | 0
| Halogen MSB | 0 | 0 | 0 | 0 | 0 | 0 | 0 | 0 | 0 | 0 | 0 | 0 | 0 | 0 | 0 | 0 | 0 | 0 | 0 | 0 | 0 | 0 | 0 | 0 | 0 | 0
| CFL MSB | 0 | 0 | 0 | 0 | 0 | 0 | 0 | 0 | 0 | 0 | 0 | 0 | 0 | 0 | 0 | 0 | 0 | 0 | 0 | 0 | 0 | 0 | 0 | 0 | 0 | 0
| LED | 0 | 0 | 0 | 0 | 0 | 0 | 0 | 0 | 0 | 0 | 0 | 0 | 0 | 0 | 0 | 0 | 0 | 0 | 0 | 0 | 0 | 0 | 0 | 0 | 0 | 0
| Total With Busbar | 0 | 0 | 0 | 0 | 0 | 0 | 0 | 0 | 0 | 0 | 0 | 0 | 0 | 0 | 0 | 0 | 0 | 0 | 0 | 0 | 0 | 0 | 0 | 0 | 0 | 0
Reflectors
| Incandescent Reflector | 0 | 0 | -1 | -3 | -6 | -8 | -10 | -11 | -11 | -13 | -13 | -13 | -14 | -14 | -15 | -15 | -16 | -15 | -16 | -16 | -17 | -16 | -17 | -17 | -17 | -17
| Halogen Reflector - screw | 0 | 0 | 4 | 9 | 14 | 17 | 21 | 25 | 28 | 30 | 32 | 32 | 33 | 34 | 35 | 36 | 36 | 37 | 37 | 39 | 40 | 40 | 41 | 41 | 42 | 43
| CFL Reflector | 0 | 0 | 0 | 0 | 0 | -1 | 0 | -1 | -1 | -1 | -1 | -1 | -1 | -2 | -1 | -1 | -2 | -2 | -1 | -1 | -2 | -2 | -2 | -1 | -2 | -2
| LED | 0 | 0 | 0 | 0 | 0 | 0 | 0 | 0 | 0 | 0 | 0 | 0 | 0 | 0 | 0 | 0 | 0 | 0 | 0 | 0 | 0 | 0 | 0 | 0 | 0 | 0
| Total With Busbar | 0 | 0 | 3.2717 | 6.5434 | 8.7245 | 8.7245 | 11.9962 | 14.1773 | 17.449 | 17.449 | 19.6301 | 19.6301 | 19.6301 | 19.6301 | 20.7206 | 21.8112 | 19.6301 | 21.8112 | 21.8112 | 23.9923 | 22.9018 | 23.9923 | 23.9923 | 25.0829 | 25.0829 | 26.1734
Linear Fluorescent
| T12 | 0 | 0 | 0 | 1 | 2 | 2 | 3 | 3 | 4 | 4 | 4 | 4 | 4 | 5 | 5 | 5 | 5 | 5 | 5 | 6 | 5 | 5 | 6 | 5 | 5 | 5
| T8 | 0 | 0 | 0 | 0 | -1 | -1 | -1 | -1 | -2 | -2 | -2 | -2 | -1 | -1 | -2 | -2 | -1 | -2 | -1 | -1 | -1 | -1 | -1 | -1 | -1 | -1
| T5* | 0 | 0 | 0 | 0 | 0 | 0 | 0 | -1 | 0 | -1 | 0 | 0 | -1 | 0 | 0 | -1 | 0 | 0 | -1 | -1 | 0 | 0 | -1 | -1 | 0 | 0
| LED | 0 | 0 | 0 | 0 | 0 | 0 | 0 | 0 | 0 | 0 | 0 | 0 | 0 | 0 | 0 | 0 | 0 | 0 | 0 | 0 | 0 | 0 | 0 | 0 | 0 | 0
| Total With Busbar | 0 | 0 | 0 | 1.0906 | 1.0906 | 1.0906 | 2.1811 | 1.0906 | 2.1811 | 1.0906 | 2.1811 | 2.1811 | 2.1811 | 4.3622 | 3.2717 | 2.1811 | 4.3622 | 3.2717 | 3.2717 | 4.3622 | 4.3622 | 4.3622 | 4.3622 | 3.2717 | 4.3622 | 4.3622
HID
| Mercury Vapor | 0 | 0 | 0 | 0 | 0 | 0 | 0 | 0 | 0 | 0 | 0 | 0 | 0 | 0 | 0 | 0 | 0 | 0 | 0 | 0 | 0 | 0 | 0 | 0 | 0 | 0
| Metal Halide | 0 | 0 | 0 | 0 | 0 | 0 | 0 | 0 | 0 | 0 | 0 | 0 | 0 | 0 | 0 | 0 | 0 | 0 | 0 | 0 | 0 | 0 | 0 | 0 | 0 | 0
| High Pressure Sodium | 0 | 0 | 0 | 0 | 0 | 0 | 0 | 0 | 0 | 0 | 0 | 0 | 0 | 0 | 0 | 0 | 0 | 0 | 0 | 0 | 0 | 0 | 0 | 0 | 0 | 0
| Low Pressure Sodium | 0 | 0 | 0 | 0 | 0 | 0 | 0 | 0 | 0 | 0 | 0 | 0 | 0 | 0 | 0 | 0 | 0 | 0 | 0 | 0 | 0 | 0 | 0 | 0 | 0 | 0
| LED | 0 | 0 | 0 | 0 | 0 | 0 | 0 | 0 | 0 | 0 | 0 | 0 | 0 | 0 | 0 | 0 | 0 | 0 | 0 | 0 | 0 | 0 | 0 | 0 | 0 | 0
| Total With Busbar | 0 | 0 | 0 | 0 | 0 | 0 | 0 | 0 | 0 | 0 | 0 | 0 | 0 | 0 | 0 | 0 | 0 | 0 | 0 | 0 | 0 | 0 | 0 | 0 | 0 | 0
Miscellaneous
| Incandescent Other | 0 | 0 | 2 | 4 | 7 | 8 | 9 | 9 | 9 | 9 | 9 | 8 | 8 | 8 | 8 | 8 | 8 | 7 | 8 | 8 | 7 | 7 | 7 | 7 | 6 | 6
| Halogen Reflector Other | 0 | 0 | 0 | 0 | 0 | 0 | 0 | 0 | 0 | 0 | 0 | 0 | 0 | 0 | 0 | 0 | 0 | 0 | 0 | 0 | 0 | 0 | 0 | 0 | 0 | 0
| CFL Other | 0 | 0 | 0 | 0 | 0 | 0 | 0 | 0 | 0 | 0 | 0 | 0 | 0 | 0 | 0 | 0 | 0 | 0 | 0 | 0 | 0 | 0 | 0 | 0 | 0 | 0
| Linear Fluorescent Other | 0 | 0 | 0 | 0 | 0 | 0 | 0 | 0 | 0 | 0 | 0 | 0 | 0 | 0 | 0 | 0 | 0 | 0 | 0 | 0 | 0 | 0 | 0 | 0 | 0 | 0
| LED | 0 | 0 | 0 | 0 | 0 | 1 | 0 | 0 | 0 | 1 | 0 | 1 | 0 | 1 | 0 | 1 | 1 | 1 | 1 | 1 | 1 | 1 | 1 | 1 | 2 | 1
| T5 less than 4 ft. (res. only) | 0 | 0 | 0 | 0 | 0 | 0 | 0 | 0 | 0 | 0 | 0 | 0 | 0 | 0 | 0 | 0 | 0 | 0 | 0 | 0 | 0 | 0 | 0 | 0 | 0 | 0
| Total With Busbar | 0 | 0 | 2.1811 | 4.3622 | 7.6339 | 9.815 | 9.815 | 9.815 | 9.815 | 10.9056 | 9.815 | 9.815 | 8.7245 | 9.815 | 8.7245 | 9.815 | 9.815 | 8.7245 | 9.815 | 9.815 | 8.7245 | 8.7245 | 8.7245 | 8.7245 | 8.7245 | 7.6339
Regional First Year Savings with Busbar
First year savings
Lamp Type
GSL - Medium Screw |  | 2010 | 2011 | 2012 | 2013 | 2014 | 2015 | 2016 | 2017 | 2018 | 2019 | 2020 | 2021 | 2022 | 2023 | 2024 | 2025 | 2026 | 2027 | 2028 | 2029 | 2030 | 2031 | 2032 | 2033 | 2034 | 2035
| Incandescent MSB | 0 | 0 | 0 | 0 | 0 | 0 | 0 | 0 | 0 | 0 | 0 | 0 | 0 | 0 | 0 | 0 | 0 | 0 | 0 | 0 | 0 | 0 | 0 | 0 | 0 | 0
| Halogen MSB | 0 | 0 | 0 | 0 | 0 | 0 | 0 | 0 | 0 | 0 | 0 | 0 | 0 | 0 | 0 | 0 | 0 | 0 | 0 | 0 | 0 | 0 | 0 | 0 | 0 | 0
| CFL MSB | 0 | 0 | 0 | 0 | 0 | 0 | 0 | 0 | 0 | 0 | 0 | 0 | 0 | 0 | 0 | 0 | 0 | 0 | 0 | 0 | 0 | 0 | 0 | 0 | 0 | 0
| LED | 0 | 0 | 0 | 0 | 0 | 0 | 0 | 0 | 0 | 0 | 0 | 0 | 0 | 0 | 0 | 0 | 0 | 0 | 0 | 0 | 0 | 0 | 0 | 0 | 0 | 0
| Total GSL-MB Submarket Savings | 0 | 0 | 0 | 0 | 0 | 0 | 0 | 0 | 0 | 0 | 0 | 0 | 0 | 0 | 0 | 0 | 0 | 0 | 0 | 0 | 0 | 0 | 0 | 0 | 0 | 0
Reflectors |  | 2010 | 2011 | 2012 | 2013 | 2014 | 2015 | 2016 | 2017 | 2018 | 2019 | 2020 | 2021 | 2022 | 2023 | 2024 | 2025 | 2026 | 2027 | 2028 | 2029 | 2030 | 2031 | 2032 | 2033 | 2034 | 2035
| Incandescent Reflector | 0 | 0 | -1.0906 | -2.1811 | -3.2717 | -2.1811 | -2.1811 | -1.0906 | 0 | -2.1811 | 0 | 0 | -1.0906 | 0 | -1.0906 | 0 | -1.0906 | 1.0906 | -1.0906 | 0 | -1.0906 | 1.0906 | -1.0906 | 0 | 0 | 0
| Halogen Reflector - screw | 0 | 0 | 4.3622 | 5.4528 | 5.4528 | 3.2717 | 4.3622 | 4.3622 | 3.2717 | 2.1811 | 2.1811 | 0 | 1.0906 | 1.0906 | 1.0906 | 1.0906 | 0 | 1.0906 | 0 | 2.1811 | 1.0906 | 0 | 1.0906 | 0 | 1.0906 | 1.0906
| CFL Reflector | 0 | 0 | 0 | 0 | 0 | -1.0906 | 1.0906 | -1.0906 | 0 | 0 | 0 | 0 | 0 | -1.0906 | 1.0906 | 0 | -1.0906 | 0 | 1.0906 | 0 | -1.0906 | 0 | 0 | 1.0906 | -1.0906 | 0
| LED | 0 | 0 | 0 | 0 | 0 | 0 | 0 | 0 | 0 | 0 | 0 | 0 | 0 | 0 | 0 | 0 | 0 | 0 | 0 | 0 | 0 | 0 | 0 | 0 | 0 | 0
| Total Reflectors Submarket Savings | 0 | 0 | 3.2717 | 3.2717 | 2.1811 | 0 | 3.2717 | 2.1811 | 3.2717 | 0 | 2.1811 | 0 | 0 | 0 | 1.0906 | 1.0906 | -2.1811 | 2.1811 | 0 | 2.1811 | -1.0906 | 1.0906 | 0 | 1.0906 | 0 | 1.0906
Linear Fluorescent |  | 2010 | 2011 | 2012 | 2013 | 2014 | 2015 | 2016 | 2017 | 2018 | 2019 | 2020 | 2021 | 2022 | 2023 | 2024 | 2025 | 2026 | 2027 | 2028 | 2029 | 2030 | 2031 | 2032 | 2033 | 2034 | 2035
| T12 | 0 | 0 | 0 | 1.0906 | 1.0906 | 0 | 1.0906 | 0 | 1.0906 | 0 | 0 | 0 | 0 | 1.0906 | 0 | 0 | 0 | 0 | 0 | 1.0906 | -1.0906 | 0 | 1.0906 | -1.0906 | 0 | 0
| T8 | 0 | 0 | 0 | 0 | -1.0906 | 0 | 0 | 0 | -1.0906 | 0 | 0 | 0 | 1.0906 | 0 | -1.0906 | 0 | 1.0906 | -1.0906 | 1.0906 | 0 | 0 | 0 | 0 | 0 | 0 | 0
| T5* | 0 | 0 | 0 | 0 | 0 | 0 | 0 | -1.0906 | 1.0906 | -1.0906 | 1.0906 | 0 | -1.0906 | 1.0906 | 0 | -1.0906 | 1.0906 | 0 | -1.0906 | 0 | 1.0906 | 0 | -1.0906 | 0 | 1.0906 | 0
| LED | 0 | 0 | 0 | 0 | 0 | 0 | 0 | 0 | 0 | 0 | 0 | 0 | 0 | 0 | 0 | 0 | 0 | 0 | 0 | 0 | 0 | 0 | 0 | 0 | 0 | 0
| Total LF Submarket Savings | 0 | 0 | 0 | 1.0906 | 0 | 0 | 1.0906 | -1.0906 | 1.0906 | -1.0906 | 1.0906 | 0 | 0 | 2.1811 | -1.0906 | -1.0906 | 2.1811 | -1.0906 | 0 | 1.0906 | 0 | 0 | 0 | -1.0906 | 1.0906 | 0
HID |  | 2010 | 2011 | 2012 | 2013 | 2014 | 2015 | 2016 | 2017 | 2018 | 2019 | 2020 | 2021 | 2022 | 2023 | 2024 | 2025 | 2026 | 2027 | 2028 | 2029 | 2030 | 2031 | 2032 | 2033 | 2034 | 2035
| Mercury Vapor | 0 | 0 | 0 | 0 | 0 | 0 | 0 | 0 | 0 | 0 | 0 | 0 | 0 | 0 | 0 | 0 | 0 | 0 | 0 | 0 | 0 | 0 | 0 | 0 | 0 | 0
| Metal Halide | 0 | 0 | 0 | 0 | 0 | 0 | 0 | 0 | 0 | 0 | 0 | 0 | 0 | 0 | 0 | 0 | 0 | 0 | 0 | 0 | 0 | 0 | 0 | 0 | 0 | 0
| High Pressure Sodium | 0 | 0 | 0 | 0 | 0 | 0 | 0 | 0 | 0 | 0 | 0 | 0 | 0 | 0 | 0 | 0 | 0 | 0 | 0 | 0 | 0 | 0 | 0 | 0 | 0 | 0
| Low Pressure Sodium | 0 | 0 | 0 | 0 | 0 | 0 | 0 | 0 | 0 | 0 | 0 | 0 | 0 | 0 | 0 | 0 | 0 | 0 | 0 | 0 | 0 | 0 | 0 | 0 | 0 | 0
| LED | 0 | 0 | 0 | 0 | 0 | 0 | 0 | 0 | 0 | 0 | 0 | 0 | 0 | 0 | 0 | 0 | 0 | 0 | 0 | 0 | 0 | 0 | 0 | 0 | 0 | 0
| Total HID Submarket Savings | 0 | 0 | 0 | 0 | 0 | 0 | 0 | 0 | 0 | 0 | 0 | 0 | 0 | 0 | 0 | 0 | 0 | 0 | 0 | 0 | 0 | 0 | 0 | 0 | 0 | 0
Miscellaneous |  | 2010 | 2011 | 2012 | 2013 | 2014 | 2015 | 2016 | 2017 | 2018 | 2019 | 2020 | 2021 | 2022 | 2023 | 2024 | 2025 | 2026 | 2027 | 2028 | 2029 | 2030 | 2031 | 2032 | 2033 | 2034 | 2035
| Incandescent Other | 0 | 0 | 2.1811 | 2.1811 | 3.2717 | 1.0906 | 1.0906 | 0 | 0 | 0 | 0 | -1.0906 | 0 | 0 | 0 | 0 | 0 | -1.0906 | 1.0906 | 0 | -1.0906 | 0 | 0 | 0 | -1.0906 | 0
| Halogen Reflector Other | 0 | 0 | 0 | 0 | 0 | 0 | 0 | 0 | 0 | 0 | 0 | 0 | 0 | 0 | 0 | 0 | 0 | 0 | 0 | 0 | 0 | 0 | 0 | 0 | 0 | 0
| CFL Other | 0 | 0 | 0 | 0 | 0 | 0 | 0 | 0 | 0 | 0 | 0 | 0 | 0 | 0 | 0 | 0 | 0 | 0 | 0 | 0 | 0 | 0 | 0 | 0 | 0 | 0
| Linear Fluorescent Other | 0 | 0 | 0 | 0 | 0 | 0 | 0 | 0 | 0 | 0 | 0 | 0 | 0 | 0 | 0 | 0 | 0 | 0 | 0 | 0 | 0 | 0 | 0 | 0 | 0 | 0
| LED | 0 | 0 | 0 | 0 | 0 | 1.0906 | -1.0906 | 0 | 0 | 1.0906 | -1.0906 | 1.0906 | -1.0906 | 1.0906 | -1.0906 | 1.0906 | 0 | 0 | 0 | 0 | 0 | 0 | 0 | 0 | 1.0906 | -1.0906
| T5 less than 4 ft. (res. only) | 0 | 0 | 0 | 0 | 0 | 0 | 0 | 0 | 0 | 0 | 0 | 0 | 0 | 0 | 0 | 0 | 0 | 0 | 0 | 0 | 0 | 0 | 0 | 0 | 0 | 0
| Total Miscellaneous Submarket Savings | 0 | 0 | 2.1811 | 2.1811 | 3.2717 | 2.1811 | 0 | 0 | 0 | 1.0906 | -1.0906 | 0 | -1.0906 | 1.0906 | -1.0906 | 1.0906 | 0 | -1.0906 | 1.0906 | 0 | -1.0906 | 0 | 0 | 0 | 0 | -1.0906
Total |  | 2010 | 2011 | 2012 | 2013 | 2014 | 2015 | 2016 | 2017 | 2018 | 2019 | 2020 | 2021 | 2022 | 2023 | 2024 | 2025 | 2026 | 2027 | 2028 | 2029 | 2030 | 2031 | 2032 | 2033 | 2034 | 2035
|  | 0 | 0 | 5.4528 | 6.5434 | 5.4528 | 2.1811 | 4.3622 | 1.0906 | 4.3622 | 0 | 2.1811 | 0 | -1.0906 | 3.2717 | -1.0906 | 1.0906 | 0 | 0 | 1.0906 | 3.2717 | -2.1811 | 1.0906 | 0 | 0 | 1.0906 | 0

## Com_Savings
Active Case Source Consumption (aMW) |  | Site Consumption * Busbar
Submarket
Lamp Type
GSL - Medium Screw
| Incandescent MSB | 0 | 0 | 0 | 0 | 0 | 0 | 0 | 0 | 0 | 0 | 0 | 0 | 0 | 0 | 0 | 0 | 0 | 0 | 0 | 0 | 0 | 0 | 0 | 0 | 0 | 0
| Halogen MSB | 0 | 0 | 0 | 0 | 0 | 0 | 0 | 0 | 0 | 0 | 0 | 0 | 0 | 0 | 0 | 0 | 0 | 0 | 0 | 0 | 0 | 0 | 0 | 0 | 0 | 0
| CFL MSB | 0 | 0 | 0 | 0 | 0 | 0 | 0 | 0 | 0 | 0 | 0 | 0 | 0 | 0 | 0 | 0 | 0 | 0 | 0 | 0 | 0 | 0 | 0 | 0 | 0 | 0
| LED | 0 | 0 | 0 | 0 | 0 | 0 | 0 | 0 | 0 | 0 | 0 | 0 | 0 | 0 | 0 | 0 | 0 | 0 | 0 | 0 | 0 | 0 | 0 | 0 | 0 | 0
| Total With Busbar | 0 | 0 | 0 | 0 | 0 | 0 | 0 | 0 | 0 | 0 | 0 | 0 | 0 | 0 | 0 | 0 | 0 | 0 | 0 | 0 | 0 | 0 | 0 | 0 | 0 | 0
Reflectors
| Incandescent Reflector | 0 | 0 | -1 | -3 | -5 | -4 | -5 | -4 | -5 | -4 | -5 | -4 | -5 | -5 | -5 | -5 | -5 | -5 | -5 | -5 | -5 | -5 | -5 | -6 | -5 | -6
| Halogen Reflector - screw | 0 | 0 | 3 | 8 | 14 | 16 | 17 | 16 | 16 | 17 | 17 | 18 | 17 | 18 | 18 | 18 | 18 | 18 | 19 | 19 | 20 | 19 | 20 | 20 | 20 | 20
| CFL Reflector | 0 | 0 | 0 | 0 | 0 | 0 | -1 | -1 | -1 | -1 | -1 | -1 | -1 | -1 | -1 | -1 | -1 | -1 | -1 | -1 | -1 | -2 | -2 | -1 | -1 | -1
| LED | 0 | 0 | 0 | 0 | 0 | 0 | 0 | 0 | 0 | 0 | 0 | 0 | 0 | 0 | 0 | 0 | 0 | 0 | 0 | 0 | 0 | 0 | 0 | 0 | 0 | 0
| Total With Busbar | 0 | 0 | 2.1811 | 5.4528 | 9.815 | 13.0867 | 11.9962 | 11.9962 | 10.9056 | 13.0867 | 11.9962 | 14.1773 | 11.9962 | 13.0867 | 13.0867 | 13.0867 | 13.0867 | 13.0867 | 14.1773 | 14.1773 | 15.2678 | 13.0867 | 14.1773 | 14.1773 | 15.2678 | 14.1773
Linear Fluorescent
| T12 | 0 | 0 | 18 | 47 | 77 | 95 | 104 | 107 | 107 | 105 | 101 | 97 | 93 | 89 | 85 | 82 | 78 | 76 | 73 | 70 | 69 | 67 | 66 | 65 | 64 | 63
| T8 | 0 | 0 | -11 | -28 | -44 | -51 | -50 | -47 | -42 | -37 | -30 | -25 | -20 | -16 | -12 | -9 | -6 | -3 | -1 | 1 | 3 | 5 | 7 | 8 | 9 | 11
| T5* | 0 | 0 | -1 | -3 | -7 | -8 | -9 | -9 | -9 | -8 | -7 | -7 | -7 | -6 | -5 | -6 | -5 | -5 | -4 | -4 | -3 | -4 | -4 | -3 | -3 | -3
| LED | 0 | 0 | 0 | 0 | 0 | 0 | 0 | 0 | 0 | 0 | 0 | 0 | 0 | 0 | 0 | 0 | 0 | 0 | 0 | 0 | 0 | 0 | 0 | 0 | 0 | 0
| Total With Busbar | 0 | 0 | 6.5434 | 17.449 | 28.3546 | 39.2602 | 49.0752 | 55.6186 | 61.0714 | 65.4336 | 69.7958 | 70.8864 | 71.977 | 73.0675 | 74.1581 | 73.0675 | 73.0675 | 74.1581 | 74.1581 | 73.0675 | 75.2486 | 74.1581 | 75.2486 | 76.3392 | 76.3392 | 77.4298
HID
| Mercury Vapor | 0 | 0 | 0 | 0 | 0 | 0 | 0 | 0 | 0 | 0 | 0 | 0 | 0 | 0 | 0 | 0 | 0 | 0 | 0 | 0 | 0 | 0 | 0 | 0 | 0 | 0
| Metal Halide | 0 | 1 | 2 | 2 | 1 | 2 | 2 | 1 | 2 | 2 | 1 | 2 | 2 | 2 | 2 | 2 | 2 | 1 | 2 | 2 | 2 | 2 | 2 | 3 | 2 | 2
| High Pressure Sodium | 0 | 0 | 0 | 0 | 1 | 0 | 0 | 0 | 0 | 0 | 0 | 0 | 0 | 0 | 0 | 0 | 0 | 0 | 0 | 0 | 0 | 0 | 0 | 0 | 0 | 0
| Low Pressure Sodium | 0 | 0 | 0 | 0 | 0 | 0 | 0 | 0 | 0 | 0 | 0 | 0 | 0 | 0 | 0 | 0 | 0 | 0 | 0 | 0 | 0 | 0 | 0 | 0 | 0 | 0
| LED | 0 | 0 | 0 | 0 | 0 | 0 | 0 | 0 | 0 | 0 | 0 | 0 | 0 | 0 | 0 | 0 | 0 | 0 | 0 | 0 | 0 | 0 | 0 | 0 | 0 | 0
| Total With Busbar | 0 | 1.0906 | 2.1811 | 2.1811 | 2.1811 | 2.1811 | 2.1811 | 1.0906 | 2.1811 | 2.1811 | 1.0906 | 2.1811 | 2.1811 | 2.1811 | 2.1811 | 2.1811 | 2.1811 | 1.0906 | 2.1811 | 2.1811 | 2.1811 | 2.1811 | 2.1811 | 3.2717 | 2.1811 | 2.1811
Miscellaneous
| Incandescent Other | 0 | 0 | 0 | 0 | 0 | 0 | 0 | 0 | 1 | 0 | 0 | 0 | 0 | 0 | 0 | 0 | 0 | 0 | 0 | 0 | 0 | 0 | 0 | 0 | 0 | 0
| Halogen Reflector Other | 0 | 0 | 0 | 0 | 0 | 0 | 0 | 0 | 0 | 0 | 0 | 0 | 0 | 0 | 0 | 0 | 0 | 0 | 0 | 0 | 0 | 0 | 0 | 0 | 0 | 0
| CFL Other | 0 | 0 | 0 | 0 | 0 | 0 | 0 | 0 | 0 | 0 | 0 | 0 | 0 | 0 | 0 | 0 | 0 | 0 | 0 | 0 | 0 | 0 | 0 | 0 | 0 | 0
| Linear Fluorescent Other | 0 | 0 | 0 | 0 | 0 | 0 | 0 | 0 | 0 | 0 | 0 | 0 | 0 | 0 | 0 | 0 | 0 | 0 | 0 | 0 | 0 | 0 | 0 | 0 | 0 | 0
| LED | 0 | 0 | 0 | 0 | 0 | 0 | 0 | 0 | 0 | 0 | 0 | 0 | 0 | 0 | 0 | 0 | 0 | 0 | 0 | 0 | 0 | 0 | 0 | 0 | 0 | 0
| T5 less than 4 ft. (res. only) | 0 | 0 | 0 | 0 | 0 | 0 | 0 | 0 | 0 | 0 | 0 | 0 | 0 | 0 | 0 | 0 | 0 | 0 | 0 | 0 | 0 | 0 | 0 | 0 | 0 | 0
| Total With Busbar | 0 | 0 | 0 | 0 | 0 | 0 | 0 | 0 | 1.0906 | 0 | 0 | 0 | 0 | 0 | 0 | 0 | 0 | 0 | 0 | 0 | 0 | 0 | 0 | 0 | 0 | 0
Regional First Year Savings with Busbar
First year savings
Lamp Type
GSL - Medium Screw |  | 2010 | 2011 | 2012 | 2013 | 2014 | 2015 | 2016 | 2017 | 2018 | 2019 | 2020 | 2021 | 2022 | 2023 | 2024 | 2025 | 2026 | 2027 | 2028 | 2029 | 2030 | 2031 | 2032 | 2033 | 2034 | 2035
| Incandescent MSB | 0 | 0 | 0 | 0 | 0 | 0 | 0 | 0 | 0 | 0 | 0 | 0 | 0 | 0 | 0 | 0 | 0 | 0 | 0 | 0 | 0 | 0 | 0 | 0 | 0 | 0
| Halogen MSB | 0 | 0 | 0 | 0 | 0 | 0 | 0 | 0 | 0 | 0 | 0 | 0 | 0 | 0 | 0 | 0 | 0 | 0 | 0 | 0 | 0 | 0 | 0 | 0 | 0 | 0
| CFL MSB | 0 | 0 | 0 | 0 | 0 | 0 | 0 | 0 | 0 | 0 | 0 | 0 | 0 | 0 | 0 | 0 | 0 | 0 | 0 | 0 | 0 | 0 | 0 | 0 | 0 | 0
| LED | 0 | 0 | 0 | 0 | 0 | 0 | 0 | 0 | 0 | 0 | 0 | 0 | 0 | 0 | 0 | 0 | 0 | 0 | 0 | 0 | 0 | 0 | 0 | 0 | 0 | 0
| Total GSL-MB Submarket Savings | 0 | 0 | 0 | 0 | 0 | 0 | 0 | 0 | 0 | 0 | 0 | 0 | 0 | 0 | 0 | 0 | 0 | 0 | 0 | 0 | 0 | 0 | 0 | 0 | 0 | 0
Reflectors |  | 2010 | 2011 | 2012 | 2013 | 2014 | 2015 | 2016 | 2017 | 2018 | 2019 | 2020 | 2021 | 2022 | 2023 | 2024 | 2025 | 2026 | 2027 | 2028 | 2029 | 2030 | 2031 | 2032 | 2033 | 2034 | 2035
| Incandescent Reflector | 0 | 0 | -1.0906 | -2.1811 | -2.1811 | 1.0906 | -1.0906 | 1.0906 | -1.0906 | 1.0906 | -1.0906 | 1.0906 | -1.0906 | 0 | 0 | 0 | 0 | 0 | 0 | 0 | 0 | 0 | 0 | -1.0906 | 1.0906 | -1.0906
| Halogen Reflector - screw | 0 | 0 | 3.2717 | 5.4528 | 6.5434 | 2.1811 | 1.0906 | -1.0906 | 0 | 1.0906 | 0 | 1.0906 | -1.0906 | 1.0906 | 0 | 0 | 0 | 0 | 1.0906 | 0 | 1.0906 | -1.0906 | 1.0906 | 0 | 0 | 0
| CFL Reflector | 0 | 0 | 0 | 0 | 0 | 0 | -1.0906 | 0 | 0 | 0 | 0 | 0 | 0 | 0 | 0 | 0 | 0 | 0 | 0 | 0 | 0 | -1.0906 | 0 | 1.0906 | 0 | 0
| LED | 0 | 0 | 0 | 0 | 0 | 0 | 0 | 0 | 0 | 0 | 0 | 0 | 0 | 0 | 0 | 0 | 0 | 0 | 0 | 0 | 0 | 0 | 0 | 0 | 0 | 0
| Total Reflectors Submarket Savings | 0 | 0 | 2.1811 | 3.2717 | 4.3622 | 3.2717 | -1.0906 | 0 | -1.0906 | 2.1811 | -1.0906 | 2.1811 | -2.1811 | 1.0906 | 0 | 0 | 0 | 0 | 1.0906 | 0 | 1.0906 | -2.1811 | 1.0906 | 0 | 1.0906 | -1.0906
Linear Fluorescent |  | 2010 | 2011 | 2012 | 2013 | 2014 | 2015 | 2016 | 2017 | 2018 | 2019 | 2020 | 2021 | 2022 | 2023 | 2024 | 2025 | 2026 | 2027 | 2028 | 2029 | 2030 | 2031 | 2032 | 2033 | 2034 | 2035
| T12 | 0 | 0 | 19.6301 | 31.6262 | 32.7168 | 19.6301 | 9.815 | 3.2717 | 0 | -2.1811 | -4.3622 | -4.3622 | -4.3622 | -4.3622 | -4.3622 | -3.2717 | -4.3622 | -2.1811 | -3.2717 | -3.2717 | -1.0906 | -2.1811 | -1.0906 | -1.0906 | -1.0906 | -1.0906
| T8 | 0 | 0 | -11.9962 | -18.5395 | -17.449 | -7.6339 | 1.0906 | 3.2717 | 5.4528 | 5.4528 | 7.6339 | 5.4528 | 5.4528 | 4.3622 | 4.3622 | 3.2717 | 3.2717 | 3.2717 | 2.1811 | 2.1811 | 2.1811 | 2.1811 | 2.1811 | 1.0906 | 1.0906 | 2.1811
| T5* | 0 | 0 | -1.0906 | -2.1811 | -4.3622 | -1.0906 | -1.0906 | 0 | 0 | 1.0906 | 1.0906 | 0 | 0 | 1.0906 | 1.0906 | -1.0906 | 1.0906 | 0 | 1.0906 | 0 | 1.0906 | -1.0906 | 0 | 1.0906 | 0 | 0
| LED | 0 | 0 | 0 | 0 | 0 | 0 | 0 | 0 | 0 | 0 | 0 | 0 | 0 | 0 | 0 | 0 | 0 | 0 | 0 | 0 | 0 | 0 | 0 | 0 | 0 | 0
| Total LF Submarket Savings | 0 | 0 | 6.5434 | 10.9056 | 10.9056 | 10.9056 | 9.815 | 6.5434 | 5.4528 | 4.3622 | 4.3622 | 1.0906 | 1.0906 | 1.0906 | 1.0906 | -1.0906 | 0 | 1.0906 | 0 | -1.0906 | 2.1811 | -1.0906 | 1.0906 | 1.0906 | 0 | 1.0906
HID |  | 2010 | 2011 | 2012 | 2013 | 2014 | 2015 | 2016 | 2017 | 2018 | 2019 | 2020 | 2021 | 2022 | 2023 | 2024 | 2025 | 2026 | 2027 | 2028 | 2029 | 2030 | 2031 | 2032 | 2033 | 2034 | 2035
| Mercury Vapor | 0 | 0 | 0 | 0 | 0 | 0 | 0 | 0 | 0 | 0 | 0 | 0 | 0 | 0 | 0 | 0 | 0 | 0 | 0 | 0 | 0 | 0 | 0 | 0 | 0 | 0
| Metal Halide | 0 | 1.0906 | 1.0906 | 0 | -1.0906 | 1.0906 | 0 | -1.0906 | 1.0906 | 0 | -1.0906 | 1.0906 | 0 | 0 | 0 | 0 | 0 | -1.0906 | 1.0906 | 0 | 0 | 0 | 0 | 1.0906 | -1.0906 | 0
| High Pressure Sodium | 0 | 0 | 0 | 0 | 1.0906 | -1.0906 | 0 | 0 | 0 | 0 | 0 | 0 | 0 | 0 | 0 | 0 | 0 | 0 | 0 | 0 | 0 | 0 | 0 | 0 | 0 | 0
| Low Pressure Sodium | 0 | 0 | 0 | 0 | 0 | 0 | 0 | 0 | 0 | 0 | 0 | 0 | 0 | 0 | 0 | 0 | 0 | 0 | 0 | 0 | 0 | 0 | 0 | 0 | 0 | 0
| LED | 0 | 0 | 0 | 0 | 0 | 0 | 0 | 0 | 0 | 0 | 0 | 0 | 0 | 0 | 0 | 0 | 0 | 0 | 0 | 0 | 0 | 0 | 0 | 0 | 0 | 0
| Total HID Submarket Savings | 0 | 1.0906 | 1.0906 | 0 | 0 | 0 | 0 | -1.0906 | 1.0906 | 0 | -1.0906 | 1.0906 | 0 | 0 | 0 | 0 | 0 | -1.0906 | 1.0906 | 0 | 0 | 0 | 0 | 1.0906 | -1.0906 | 0
Miscellaneous |  | 2010 | 2011 | 2012 | 2013 | 2014 | 2015 | 2016 | 2017 | 2018 | 2019 | 2020 | 2021 | 2022 | 2023 | 2024 | 2025 | 2026 | 2027 | 2028 | 2029 | 2030 | 2031 | 2032 | 2033 | 2034 | 2035
| Incandescent Other | 0 | 0 | 0 | 0 | 0 | 0 | 0 | 0 | 1.0906 | -1.0906 | 0 | 0 | 0 | 0 | 0 | 0 | 0 | 0 | 0 | 0 | 0 | 0 | 0 | 0 | 0 | 0
| Halogen Reflector Other | 0 | 0 | 0 | 0 | 0 | 0 | 0 | 0 | 0 | 0 | 0 | 0 | 0 | 0 | 0 | 0 | 0 | 0 | 0 | 0 | 0 | 0 | 0 | 0 | 0 | 0
| CFL Other | 0 | 0 | 0 | 0 | 0 | 0 | 0 | 0 | 0 | 0 | 0 | 0 | 0 | 0 | 0 | 0 | 0 | 0 | 0 | 0 | 0 | 0 | 0 | 0 | 0 | 0
| Linear Fluorescent Other | 0 | 0 | 0 | 0 | 0 | 0 | 0 | 0 | 0 | 0 | 0 | 0 | 0 | 0 | 0 | 0 | 0 | 0 | 0 | 0 | 0 | 0 | 0 | 0 | 0 | 0
| LED | 0 | 0 | 0 | 0 | 0 | 0 | 0 | 0 | 0 | 0 | 0 | 0 | 0 | 0 | 0 | 0 | 0 | 0 | 0 | 0 | 0 | 0 | 0 | 0 | 0 | 0
| T5 less than 4 ft. (res. only) | 0 | 0 | 0 | 0 | 0 | 0 | 0 | 0 | 0 | 0 | 0 | 0 | 0 | 0 | 0 | 0 | 0 | 0 | 0 | 0 | 0 | 0 | 0 | 0 | 0 | 0
| Total Miscellaneous Submarket Savings | 0 | 0 | 0 | 0 | 0 | 0 | 0 | 0 | 1.0906 | -1.0906 | 0 | 0 | 0 | 0 | 0 | 0 | 0 | 0 | 0 | 0 | 0 | 0 | 0 | 0 | 0 | 0
Total Savings in Commercial Sectors |  | 2010 | 2011 | 2012 | 2013 | 2014 | 2015 | 2016 | 2017 | 2018 | 2019 | 2020 | 2021 | 2022 | 2023 | 2024 | 2025 | 2026 | 2027 | 2028 | 2029 | 2030 | 2031 | 2032 | 2033 | 2034 | 2035
|  | 0 | 1.0906 | 9.815 | 14.1773 | 15.2678 | 14.1773 | 8.7245 | 5.4528 | 6.5434 | 5.4528 | 2.1811 | 4.3622 | -1.0906 | 2.1811 | 1.0906 | -1.0906 | 0 | 0 | 2.1811 | -1.0906 | 3.2717 | -3.2717 | 2.1811 | 2.1811 | 0 | 0

## Indust_Savings
Active Case Source Consumption (aMW) |  | Site Consumption * Busbar
Submarket
Lamp Type
GSL - Medium Screw
| Incandescent MSB | 0 | 0 | 0 | 0 | 0 | 0 | 0 | 0 | 0 | 0 | 0 | 0 | 0 | 0 | 0 | 0 | 0 | 0 | 0 | 0 | 0 | 0 | 0 | 0 | 0 | 0
| Halogen MSB | 0 | 0 | 0 | 0 | 0 | 0 | 0 | 0 | 0 | 0 | 0 | 0 | 0 | 0 | 0 | 0 | 0 | 0 | 0 | 0 | 0 | 0 | 0 | 0 | 0 | 0
| CFL MSB | 0 | 0 | 0 | 0 | 0 | 0 | 0 | 0 | 0 | 0 | 0 | 0 | 0 | 0 | 0 | 0 | 0 | 0 | 0 | 0 | 0 | 0 | 0 | 0 | 0 | 0
| LED | 0 | 0 | 0 | 0 | 0 | 0 | 0 | 0 | 0 | 0 | 0 | 0 | 0 | 0 | 0 | 0 | 0 | 0 | 0 | 0 | 0 | 0 | 0 | 0 | 0 | 0
| Total With Busbar | 0 | 0 | 0 | 0 | 0 | 0 | 0 | 0 | 0 | 0 | 0 | 0 | 0 | 0 | 0 | 0 | 0 | 0 | 0 | 0 | 0 | 0 | 0 | 0 | 0 | 0
Reflectors
| Incandescent Reflector | 0 | 0 | 0 | 0 | 0 | 0 | 0 | 0 | 0 | 0 | 0 | 0 | 0 | 0 | 0 | 0 | 0 | 0 | 0 | 0 | 0 | 0 | 0 | 0 | 0 | 0
| Halogen Reflector - screw | 0 | 0 | 0 | 0 | 0 | 0 | 0 | 0 | 0 | 0 | 0 | 0 | 0 | 0 | 0 | 0 | 0 | 0 | 0 | 0 | 0 | 0 | 0 | 0 | 0 | 0
| CFL Reflector | 0 | 0 | 0 | 0 | 0 | 0 | 0 | 0 | 0 | 0 | 0 | 0 | 0 | 0 | 0 | 0 | 0 | 0 | 0 | 0 | 0 | 0 | 0 | 0 | 0 | 0
| LED | 0 | 0 | 0 | 0 | 0 | 0 | 0 | 0 | 0 | 0 | 0 | 0 | 0 | 0 | 0 | 0 | 0 | 0 | 0 | 0 | 0 | 0 | 0 | 0 | 0 | 0
| Total With Busbar | 0 | 0 | 0 | 0 | 0 | 0 | 0 | 0 | 0 | 0 | 0 | 0 | 0 | 0 | 0 | 0 | 0 | 0 | 0 | 0 | 0 | 0 | 0 | 0 | 0 | 0
Linear Fluorescent
| T12 | 0 | 0 | 1 | 5 | 7 | 9 | 9 | 10 | 10 | 10 | 9 | 9 | 8 | 8 | 7 | 8 | 7 | 7 | 6 | 6 | 6 | 5 | 5 | 5 | 5 | 5
| T8 | 0 | 0 | -1 | -3 | -4 | -5 | -4 | -4 | -4 | -3 | -3 | -3 | -2 | -2 | -2 | -1 | -2 | -1 | -1 | -1 | -1 | 0 | -1 | 0 | 0 | 0
| T5* | 0 | 0 | 0 | 0 | 0 | -1 | -1 | -1 | -1 | 0 | 0 | -1 | -1 | -1 | -1 | -1 | -1 | 0 | 0 | 0 | 0 | 0 | -1 | -1 | -1 | 0
| LED | 0 | 0 | 0 | 0 | 0 | 0 | 0 | 0 | 0 | 0 | 0 | 0 | 0 | 0 | 0 | 0 | 0 | 0 | 0 | 0 | 0 | 0 | 0 | 0 | 0 | 0
| Total With Busbar | 0 | 0 | 0 | 2.1811 | 3.2717 | 3.2717 | 4.3622 | 5.4528 | 5.4528 | 7.6339 | 6.5434 | 5.4528 | 5.4528 | 5.4528 | 4.3622 | 6.5434 | 4.3622 | 6.5434 | 5.4528 | 5.4528 | 5.4528 | 5.4528 | 3.2717 | 4.3622 | 4.3622 | 5.4528
HID
| Mercury Vapor | 0 | 0 | 0 | 0 | 0 | 0 | 0 | 0 | 0 | 0 | 0 | 0 | 0 | 0 | 0 | 0 | 0 | 0 | 0 | 0 | 0 | 0 | 0 | 0 | 0 | 0
| Metal Halide | 0 | 0 | 1 | 1 | 1 | 1 | 1 | 1 | 1 | 1 | 1 | 1 | 1 | 1 | 1 | 1 | 1 | 0 | 1 | 1 | 1 | 1 | 0 | 0 | 1 | 1
| High Pressure Sodium | 0 | 0 | 0 | 0 | 0 | 0 | 0 | 0 | 0 | 0 | 0 | 0 | 0 | 0 | 0 | 0 | 0 | 0 | 0 | 0 | 0 | 0 | 0 | 0 | 0 | 0
| Low Pressure Sodium | 0 | 0 | 0 | 0 | 0 | 0 | 0 | 0 | 0 | 0 | 0 | 0 | 0 | 0 | 0 | 0 | 0 | 0 | 0 | 0 | 0 | 0 | 0 | 0 | 0 | 0
| LED | 0 | 0 | 0 | 0 | 0 | 0 | 0 | 0 | 0 | 0 | 0 | 0 | 0 | 0 | 0 | 0 | 0 | 0 | 0 | 0 | 0 | 0 | 0 | 0 | 0 | 0
| Total With Busbar | 0 | 0 | 1.0906 | 1.0906 | 1.0906 | 1.0906 | 1.0906 | 1.0906 | 1.0906 | 1.0906 | 1.0906 | 1.0906 | 1.0906 | 1.0906 | 1.0906 | 1.0906 | 1.0906 | 0 | 1.0906 | 1.0906 | 1.0906 | 1.0906 | 0 | 0 | 1.0906 | 1.0906
Miscellaneous
| Incandescent Other | 0 | 0 | 0 | 0 | 0 | 0 | 0 | 0 | 0 | 0 | 0 | 0 | 0 | 0 | 0 | 0 | 0 | 0 | 0 | 0 | 0 | 0 | 0 | 0 | 0 | 0
| Halogen Reflector Other | 0 | 0 | 0 | 0 | 0 | 0 | 0 | 0 | 0 | 0 | 0 | 0 | 0 | 0 | 0 | 0 | 0 | 0 | 0 | 0 | 0 | 0 | 0 | 0 | 0 | 0
| CFL Other | 0 | 0 | 0 | 0 | 0 | 0 | 0 | 0 | 0 | 0 | 0 | 0 | 0 | 0 | 0 | 0 | 0 | 0 | 0 | 0 | 0 | 0 | 0 | 0 | 0 | 0
| Linear Fluorescent Other | 0 | 0 | 0 | 0 | 0 | 0 | 0 | 0 | 0 | 0 | 0 | 0 | 0 | 0 | 0 | 0 | 0 | 0 | 0 | 0 | 0 | 0 | 0 | 0 | 0 | 0
| LED | 0 | 0 | 0 | 0 | 0 | 0 | 0 | 0 | 0 | 0 | 0 | 0 | 0 | 0 | 0 | 0 | 0 | 0 | 0 | 0 | 0 | 0 | 0 | 0 | 0 | 0
| T5 less than 4 ft. (res. only) | 0 | 0 | 0 | 0 | 0 | 0 | 0 | 0 | 0 | 0 | 0 | 0 | 0 | 0 | 0 | 0 | 0 | 0 | 0 | 0 | 0 | 0 | 0 | 0 | 0 | 0
| Total With Busbar | 0 | 0 | 0 | 0 | 0 | 0 | 0 | 0 | 0 | 0 | 0 | 0 | 0 | 0 | 0 | 0 | 0 | 0 | 0 | 0 | 0 | 0 | 0 | 0 | 0 | 0
Regional First Year Savings with Busbar
First year savings
Lamp Type
GSL - Medium Screw |  | 2010 | 2011 | 2012 | 2013 | 2014 | 2015 | 2016 | 2017 | 2018 | 2019 | 2020 | 2021 | 2022 | 2023 | 2024 | 2025 | 2026 | 2027 | 2028 | 2029 | 2030 | 2031 | 2032 | 2033 | 2034 | 2035
| Incandescent MSB | 0 | 0 | 0 | 0 | 0 | 0 | 0 | 0 | 0 | 0 | 0 | 0 | 0 | 0 | 0 | 0 | 0 | 0 | 0 | 0 | 0 | 0 | 0 | 0 | 0 | 0
| Halogen MSB | 0 | 0 | 0 | 0 | 0 | 0 | 0 | 0 | 0 | 0 | 0 | 0 | 0 | 0 | 0 | 0 | 0 | 0 | 0 | 0 | 0 | 0 | 0 | 0 | 0 | 0
| CFL MSB | 0 | 0 | 0 | 0 | 0 | 0 | 0 | 0 | 0 | 0 | 0 | 0 | 0 | 0 | 0 | 0 | 0 | 0 | 0 | 0 | 0 | 0 | 0 | 0 | 0 | 0
| LED | 0 | 0 | 0 | 0 | 0 | 0 | 0 | 0 | 0 | 0 | 0 | 0 | 0 | 0 | 0 | 0 | 0 | 0 | 0 | 0 | 0 | 0 | 0 | 0 | 0 | 0
| Total GSL-MB Submarket Savings | 0 | 0 | 0 | 0 | 0 | 0 | 0 | 0 | 0 | 0 | 0 | 0 | 0 | 0 | 0 | 0 | 0 | 0 | 0 | 0 | 0 | 0 | 0 | 0 | 0 | 0
Reflectors |  | 2010 | 2011 | 2012 | 2013 | 2014 | 2015 | 2016 | 2017 | 2018 | 2019 | 2020 | 2021 | 2022 | 2023 | 2024 | 2025 | 2026 | 2027 | 2028 | 2029 | 2030 | 2031 | 2032 | 2033 | 2034 | 2035
| Incandescent Reflector | 0 | 0 | 0 | 0 | 0 | 0 | 0 | 0 | 0 | 0 | 0 | 0 | 0 | 0 | 0 | 0 | 0 | 0 | 0 | 0 | 0 | 0 | 0 | 0 | 0 | 0
| Halogen Reflector - screw | 0 | 0 | 0 | 0 | 0 | 0 | 0 | 0 | 0 | 0 | 0 | 0 | 0 | 0 | 0 | 0 | 0 | 0 | 0 | 0 | 0 | 0 | 0 | 0 | 0 | 0
| CFL Reflector | 0 | 0 | 0 | 0 | 0 | 0 | 0 | 0 | 0 | 0 | 0 | 0 | 0 | 0 | 0 | 0 | 0 | 0 | 0 | 0 | 0 | 0 | 0 | 0 | 0 | 0
| LED | 0 | 0 | 0 | 0 | 0 | 0 | 0 | 0 | 0 | 0 | 0 | 0 | 0 | 0 | 0 | 0 | 0 | 0 | 0 | 0 | 0 | 0 | 0 | 0 | 0 | 0
| Total Reflectors Submarket Savings | 0 | 0 | 0 | 0 | 0 | 0 | 0 | 0 | 0 | 0 | 0 | 0 | 0 | 0 | 0 | 0 | 0 | 0 | 0 | 0 | 0 | 0 | 0 | 0 | 0 | 0
Linear Fluorescent |  | 2010 | 2011 | 2012 | 2013 | 2014 | 2015 | 2016 | 2017 | 2018 | 2019 | 2020 | 2021 | 2022 | 2023 | 2024 | 2025 | 2026 | 2027 | 2028 | 2029 | 2030 | 2031 | 2032 | 2033 | 2034 | 2035
| T12 | 0 | 0 | 1.0906 | 4.3622 | 2.1811 | 2.1811 | 0 | 1.0906 | 0 | 0 | -1.0906 | 0 | -1.0906 | 0 | -1.0906 | 1.0906 | -1.0906 | 0 | -1.0906 | 0 | 0 | -1.0906 | 0 | 0 | 0 | 0
| T8 | 0 | 0 | -1.0906 | -2.1811 | -1.0906 | -1.0906 | 1.0906 | 0 | 0 | 1.0906 | 0 | 0 | 1.0906 | 0 | 0 | 1.0906 | -1.0906 | 1.0906 | 0 | 0 | 0 | 1.0906 | -1.0906 | 1.0906 | 0 | 0
| T5* | 0 | 0 | 0 | 0 | 0 | -1.0906 | 0 | 0 | 0 | 1.0906 | 0 | -1.0906 | 0 | 0 | 0 | 0 | 0 | 1.0906 | 0 | 0 | 0 | 0 | -1.0906 | 0 | 0 | 1.0906
| LED | 0 | 0 | 0 | 0 | 0 | 0 | 0 | 0 | 0 | 0 | 0 | 0 | 0 | 0 | 0 | 0 | 0 | 0 | 0 | 0 | 0 | 0 | 0 | 0 | 0 | 0
| Total LF Submarket Savings | 0 | 0 | 0 | 2.1811 | 1.0906 | 0 | 1.0906 | 1.0906 | 0 | 2.1811 | -1.0906 | -1.0906 | 0 | 0 | -1.0906 | 2.1811 | -2.1811 | 2.1811 | -1.0906 | 0 | 0 | 0 | -2.1811 | 1.0906 | 0 | 1.0906
HID |  | 2010 | 2011 | 2012 | 2013 | 2014 | 2015 | 2016 | 2017 | 2018 | 2019 | 2020 | 2021 | 2022 | 2023 | 2024 | 2025 | 2026 | 2027 | 2028 | 2029 | 2030 | 2031 | 2032 | 2033 | 2034 | 2035
| Mercury Vapor | 0 | 0 | 0 | 0 | 0 | 0 | 0 | 0 | 0 | 0 | 0 | 0 | 0 | 0 | 0 | 0 | 0 | 0 | 0 | 0 | 0 | 0 | 0 | 0 | 0 | 0
| Metal Halide | 0 | 0 | 1.0906 | 0 | 0 | 0 | 0 | 0 | 0 | 0 | 0 | 0 | 0 | 0 | 0 | 0 | 0 | -1.0906 | 1.0906 | 0 | 0 | 0 | -1.0906 | 0 | 1.0906 | 0
| High Pressure Sodium | 0 | 0 | 0 | 0 | 0 | 0 | 0 | 0 | 0 | 0 | 0 | 0 | 0 | 0 | 0 | 0 | 0 | 0 | 0 | 0 | 0 | 0 | 0 | 0 | 0 | 0
| Low Pressure Sodium | 0 | 0 | 0 | 0 | 0 | 0 | 0 | 0 | 0 | 0 | 0 | 0 | 0 | 0 | 0 | 0 | 0 | 0 | 0 | 0 | 0 | 0 | 0 | 0 | 0 | 0
| LED | 0 | 0 | 0 | 0 | 0 | 0 | 0 | 0 | 0 | 0 | 0 | 0 | 0 | 0 | 0 | 0 | 0 | 0 | 0 | 0 | 0 | 0 | 0 | 0 | 0 | 0
| Total HID Submarket Savings | 0 | 0 | 1.0906 | 0 | 0 | 0 | 0 | 0 | 0 | 0 | 0 | 0 | 0 | 0 | 0 | 0 | 0 | -1.0906 | 1.0906 | 0 | 0 | 0 | -1.0906 | 0 | 1.0906 | 0
Miscellaneous |  | 2010 | 2011 | 2012 | 2013 | 2014 | 2015 | 2016 | 2017 | 2018 | 2019 | 2020 | 2021 | 2022 | 2023 | 2024 | 2025 | 2026 | 2027 | 2028 | 2029 | 2030 | 2031 | 2032 | 2033 | 2034 | 2035
| Incandescent Other | 0 | 0 | 0 | 0 | 0 | 0 | 0 | 0 | 0 | 0 | 0 | 0 | 0 | 0 | 0 | 0 | 0 | 0 | 0 | 0 | 0 | 0 | 0 | 0 | 0 | 0
| Halogen Reflector Other | 0 | 0 | 0 | 0 | 0 | 0 | 0 | 0 | 0 | 0 | 0 | 0 | 0 | 0 | 0 | 0 | 0 | 0 | 0 | 0 | 0 | 0 | 0 | 0 | 0 | 0
| CFL Other | 0 | 0 | 0 | 0 | 0 | 0 | 0 | 0 | 0 | 0 | 0 | 0 | 0 | 0 | 0 | 0 | 0 | 0 | 0 | 0 | 0 | 0 | 0 | 0 | 0 | 0
| Linear Fluorescent Other | 0 | 0 | 0 | 0 | 0 | 0 | 0 | 0 | 0 | 0 | 0 | 0 | 0 | 0 | 0 | 0 | 0 | 0 | 0 | 0 | 0 | 0 | 0 | 0 | 0 | 0
| LED | 0 | 0 | 0 | 0 | 0 | 0 | 0 | 0 | 0 | 0 | 0 | 0 | 0 | 0 | 0 | 0 | 0 | 0 | 0 | 0 | 0 | 0 | 0 | 0 | 0 | 0
| T5 less than 4 ft. (res. only) | 0 | 0 | 0 | 0 | 0 | 0 | 0 | 0 | 0 | 0 | 0 | 0 | 0 | 0 | 0 | 0 | 0 | 0 | 0 | 0 | 0 | 0 | 0 | 0 | 0 | 0
| Total Miscellaneous Submarket Savings | 0 | 0 | 0 | 0 | 0 | 0 | 0 | 0 | 0 | 0 | 0 | 0 | 0 | 0 | 0 | 0 | 0 | 0 | 0 | 0 | 0 | 0 | 0 | 0 | 0 | 0
Total Industrial Sector Savings |  | 2010 | 2011 | 2012 | 2013 | 2014 | 2015 | 2016 | 2017 | 2018 | 2019 | 2020 | 2021 | 2022 | 2023 | 2024 | 2025 | 2026 | 2027 | 2028 | 2029 | 2030 | 2031 | 2032 | 2033 | 2034 | 2035
|  | 0 | 0 | 1.0906 | 2.1811 | 1.0906 | 0 | 1.0906 | 1.0906 | 0 | 2.1811 | -1.0906 | -1.0906 | 0 | 0 | -1.0906 | 2.1811 | -2.1811 | 1.0906 | 0 | 0 | 0 | 0 | -3.2717 | 1.0906 | 1.0906 | 1.0906

## Out_Savings
Active Case Source Consumption (aMW) |  | Site Consumption * Busbar
Submarket
Lamp Type
GSL - Medium Screw
| Incandescent MSB | 0 | 0 | 0 | 0 | 0 | 0 | 0 | 0 | 0 | 0 | 0 | 0 | 0 | 0 | 0 | 0 | 0 | 0 | 0 | 0 | 0 | 0 | 0 | 0 | 0 | 0
| Halogen MSB | 0 | 0 | 0 | 0 | 0 | 0 | 0 | 0 | 0 | 0 | 0 | 0 | 0 | 0 | 0 | 0 | 0 | 0 | 0 | 0 | 0 | 0 | 0 | 0 | 0 | 0
| CFL MSB | 0 | 0 | 0 | 0 | 0 | 0 | 0 | 0 | 0 | 0 | 0 | 0 | 0 | 0 | 0 | 0 | 0 | 0 | 0 | 0 | 0 | 0 | 0 | 0 | 0 | 0
| LED | 0 | 0 | 0 | 0 | 0 | 0 | 0 | 0 | 0 | 0 | 0 | 0 | 0 | 0 | 0 | 0 | 0 | 0 | 0 | 0 | 0 | 0 | 0 | 0 | 0 | 0
| Total With Busbar | 0 | 0 | 0 | 0 | 0 | 0 | 0 | 0 | 0 | 0 | 0 | 0 | 0 | 0 | 0 | 0 | 0 | 0 | 0 | 0 | 0 | 0 | 0 | 0 | 0 | 0
Reflectors
| Incandescent Reflector | 0 | 0 | 0 | 0 | 0 | 0 | 0 | 0 | 0 | 0 | 0 | 0 | 0 | 0 | 0 | 0 | 0 | 0 | 0 | 0 | 0 | 0 | 0 | 0 | 0 | 0
| Halogen Reflector - screw | 0 | 0 | 0 | 0 | 0 | 0 | 0 | 0 | 0 | 0 | 0 | 0 | 0 | 0 | 0 | 0 | 0 | 0 | 0 | 0 | 0 | 0 | 0 | 0 | 0 | 0
| CFL Reflector | 0 | 0 | 0 | 0 | 0 | 0 | 0 | 0 | 0 | 0 | 0 | 0 | 0 | 0 | 0 | 0 | 0 | 0 | 0 | 0 | 0 | 0 | 0 | 0 | 0 | 0
| LED | 0 | 0 | 0 | 0 | 0 | 0 | 0 | 0 | 0 | 0 | 0 | 0 | 0 | 0 | 0 | 0 | 0 | 0 | 0 | 0 | 0 | 0 | 0 | 0 | 0 | 0
| Total With Busbar | 0 | 0 | 0 | 0 | 0 | 0 | 0 | 0 | 0 | 0 | 0 | 0 | 0 | 0 | 0 | 0 | 0 | 0 | 0 | 0 | 0 | 0 | 0 | 0 | 0 | 0
Linear Fluorescent
| T12 | 0 | 0 | 0 | 0 | 0 | 0 | 0 | 0 | 0 | 0 | 0 | 0 | 0 | 0 | 0 | 0 | 0 | 0 | 0 | 0 | 0 | 0 | 0 | 0 | 0 | 0
| T8 | 0 | 0 | 0 | 0 | 0 | 0 | 0 | 0 | 0 | 0 | 0 | 0 | 0 | 0 | 0 | 0 | 0 | 0 | 0 | 0 | 0 | 0 | 0 | 0 | 0 | 0
| T5* | 0 | 0 | 0 | 0 | 0 | 0 | 0 | 0 | 0 | 0 | 0 | 0 | 0 | 0 | 0 | 0 | 0 | 0 | 0 | 0 | 0 | 0 | 0 | 0 | 0 | 0
| LED | 0 | 0 | 0 | 0 | 0 | 0 | 0 | 0 | 0 | 0 | 0 | 0 | 0 | 0 | 0 | 0 | 0 | 0 | 0 | 0 | 0 | 0 | 0 | 0 | 0 | 0
| Total With Busbar | 0 | 0 | 0 | 0 | 0 | 0 | 0 | 0 | 0 | 0 | 0 | 0 | 0 | 0 | 0 | 0 | 0 | 0 | 0 | 0 | 0 | 0 | 0 | 0 | 0 | 0
HID
| Mercury Vapor | 0 | 0 | 0 | 0 | 0 | 0 | 0 | 0 | 0 | 0 | 0 | 0 | 0 | 0 | 0 | 0 | 0 | 0 | 0 | 0 | 0 | 0 | 0 | 0 | 0 | 0
| Metal Halide | 0 | 2 | 2 | 2 | 2 | 2 | 2 | 3 | 3 | 3 | 4 | 3 | 3 | 4 | 4 | 4 | 4 | 4 | 4 | 5 | 4 | 5 | 4 | 5 | 5 | 5
| High Pressure Sodium | 0 | 0 | 0 | 0 | 0 | 0 | 0 | 0 | 0 | 0 | 0 | 0 | 0 | 0 | 0 | 0 | 0 | 0 | 0 | 0 | 0 | 0 | 0 | 0 | 0 | 0
| Low Pressure Sodium | 0 | 0 | 0 | 0 | 0 | 0 | 0 | 0 | 0 | 0 | 0 | 0 | 0 | 0 | 0 | 0 | 0 | 0 | 0 | 0 | 0 | 0 | 0 | 0 | 0 | 0
| LED | 0 | 0 | 0 | 0 | 0 | 0 | 0 | 0 | 0 | 0 | 0 | 0 | 0 | 0 | 0 | 0 | 0 | 0 | 0 | 0 | 0 | 0 | 0 | 0 | 0 | 0
| Total With Busbar | 0 | 2.1811 | 2.1811 | 2.1811 | 2.1811 | 2.1811 | 2.1811 | 3.2717 | 3.2717 | 3.2717 | 4.3622 | 3.2717 | 3.2717 | 4.3622 | 4.3622 | 4.3622 | 4.3622 | 4.3622 | 4.3622 | 5.4528 | 4.3622 | 5.4528 | 4.3622 | 5.4528 | 5.4528 | 5.4528
Miscellaneous
| Incandescent Other | 0 | 0 | 0 | 0 | 0 | 0 | 0 | 0 | 0 | 0 | 0 | 0 | 0 | 0 | 0 | 0 | 0 | 0 | 0 | 0 | 0 | 0 | 0 | 0 | 0 | 0
| Halogen Reflector Other | 0 | 0 | 0 | 0 | 0 | 0 | 0 | 0 | 0 | 0 | 0 | 0 | 0 | 0 | 0 | 0 | 0 | 0 | 0 | 0 | 0 | 0 | 0 | 0 | 0 | 0
| CFL Other | 0 | 0 | 0 | 0 | 0 | 0 | 0 | 0 | 0 | 0 | 0 | 0 | 0 | 0 | 0 | 0 | 0 | 0 | 0 | 0 | 0 | 0 | 0 | 0 | 0 | 0
| Linear Fluorescent Other | 0 | 0 | 0 | 0 | 0 | 0 | 0 | 1 | 0 | 0 | 1 | 1 | 0 | 1 | 1 | 1 | 1 | 1 | 1 | 1 | 1 | 1 | 1 | 1 | 1 | 1
| LED | 0 | 0 | 0 | 0 | 0 | 0 | 0 | 0 | 0 | 0 | 0 | 0 | 0 | 0 | 0 | 0 | 0 | 0 | 0 | 0 | 0 | 0 | 0 | 0 | 0 | 0
| T5 less than 4 ft. (res. only) | 0 | 0 | 0 | 0 | 0 | 0 | 0 | 0 | 0 | 0 | 0 | 0 | 0 | 0 | 0 | 0 | 0 | 0 | 0 | 0 | 0 | 0 | 0 | 0 | 0 | 0
| Total With Busbar | 0 | 0 | 0 | 0 | 0 | 0 | 0 | 1.0906 | 0 | 0 | 1.0906 | 1.0906 | 0 | 1.0906 | 1.0906 | 1.0906 | 1.0906 | 1.0906 | 1.0906 | 1.0906 | 1.0906 | 1.0906 | 1.0906 | 1.0906 | 1.0906 | 1.0906
Regional First Year Savings with Busbar
First year savings
Lamp Type
GSL - Medium Screw |  | 2010 | 2011 | 2012 | 2013 | 2014 | 2015 | 2016 | 2017 | 2018 | 2019 | 2020 | 2021 | 2022 | 2023 | 2024 | 2025 | 2026 | 2027 | 2028 | 2029 | 2030 | 2031 | 2032 | 2033 | 2034 | 2035
| Incandescent MSB | 0 | 0 | 0 | 0 | 0 | 0 | 0 | 0 | 0 | 0 | 0 | 0 | 0 | 0 | 0 | 0 | 0 | 0 | 0 | 0 | 0 | 0 | 0 | 0 | 0 | 0
| Halogen MSB | 0 | 0 | 0 | 0 | 0 | 0 | 0 | 0 | 0 | 0 | 0 | 0 | 0 | 0 | 0 | 0 | 0 | 0 | 0 | 0 | 0 | 0 | 0 | 0 | 0 | 0
| CFL MSB | 0 | 0 | 0 | 0 | 0 | 0 | 0 | 0 | 0 | 0 | 0 | 0 | 0 | 0 | 0 | 0 | 0 | 0 | 0 | 0 | 0 | 0 | 0 | 0 | 0 | 0
| LED | 0 | 0 | 0 | 0 | 0 | 0 | 0 | 0 | 0 | 0 | 0 | 0 | 0 | 0 | 0 | 0 | 0 | 0 | 0 | 0 | 0 | 0 | 0 | 0 | 0 | 0
| Total GSL-MB Submarket Savings | 0 | 0 | 0 | 0 | 0 | 0 | 0 | 0 | 0 | 0 | 0 | 0 | 0 | 0 | 0 | 0 | 0 | 0 | 0 | 0 | 0 | 0 | 0 | 0 | 0 | 0
Reflectors |  | 2010 | 2011 | 2012 | 2013 | 2014 | 2015 | 2016 | 2017 | 2018 | 2019 | 2020 | 2021 | 2022 | 2023 | 2024 | 2025 | 2026 | 2027 | 2028 | 2029 | 2030 | 2031 | 2032 | 2033 | 2034 | 2035
| Incandescent Reflector | 0 | 0 | 0 | 0 | 0 | 0 | 0 | 0 | 0 | 0 | 0 | 0 | 0 | 0 | 0 | 0 | 0 | 0 | 0 | 0 | 0 | 0 | 0 | 0 | 0 | 0
| Halogen Reflector - screw | 0 | 0 | 0 | 0 | 0 | 0 | 0 | 0 | 0 | 0 | 0 | 0 | 0 | 0 | 0 | 0 | 0 | 0 | 0 | 0 | 0 | 0 | 0 | 0 | 0 | 0
| CFL Reflector | 0 | 0 | 0 | 0 | 0 | 0 | 0 | 0 | 0 | 0 | 0 | 0 | 0 | 0 | 0 | 0 | 0 | 0 | 0 | 0 | 0 | 0 | 0 | 0 | 0 | 0
| LED | 0 | 0 | 0 | 0 | 0 | 0 | 0 | 0 | 0 | 0 | 0 | 0 | 0 | 0 | 0 | 0 | 0 | 0 | 0 | 0 | 0 | 0 | 0 | 0 | 0 | 0
| Total Reflectors Submarket Savings | 0 | 0 | 0 | 0 | 0 | 0 | 0 | 0 | 0 | 0 | 0 | 0 | 0 | 0 | 0 | 0 | 0 | 0 | 0 | 0 | 0 | 0 | 0 | 0 | 0 | 0
Linear Fluorescent |  | 2010 | 2011 | 2012 | 2013 | 2014 | 2015 | 2016 | 2017 | 2018 | 2019 | 2020 | 2021 | 2022 | 2023 | 2024 | 2025 | 2026 | 2027 | 2028 | 2029 | 2030 | 2031 | 2032 | 2033 | 2034 | 2035
| T12 | 0 | 0 | 0 | 0 | 0 | 0 | 0 | 0 | 0 | 0 | 0 | 0 | 0 | 0 | 0 | 0 | 0 | 0 | 0 | 0 | 0 | 0 | 0 | 0 | 0 | 0
| T8 | 0 | 0 | 0 | 0 | 0 | 0 | 0 | 0 | 0 | 0 | 0 | 0 | 0 | 0 | 0 | 0 | 0 | 0 | 0 | 0 | 0 | 0 | 0 | 0 | 0 | 0
| T5* | 0 | 0 | 0 | 0 | 0 | 0 | 0 | 0 | 0 | 0 | 0 | 0 | 0 | 0 | 0 | 0 | 0 | 0 | 0 | 0 | 0 | 0 | 0 | 0 | 0 | 0
| LED | 0 | 0 | 0 | 0 | 0 | 0 | 0 | 0 | 0 | 0 | 0 | 0 | 0 | 0 | 0 | 0 | 0 | 0 | 0 | 0 | 0 | 0 | 0 | 0 | 0 | 0
| Total LF Submarket Savings | 0 | 0 | 0 | 0 | 0 | 0 | 0 | 0 | 0 | 0 | 0 | 0 | 0 | 0 | 0 | 0 | 0 | 0 | 0 | 0 | 0 | 0 | 0 | 0 | 0 | 0
HID |  | 2010 | 2011 | 2012 | 2013 | 2014 | 2015 | 2016 | 2017 | 2018 | 2019 | 2020 | 2021 | 2022 | 2023 | 2024 | 2025 | 2026 | 2027 | 2028 | 2029 | 2030 | 2031 | 2032 | 2033 | 2034 | 2035
| Mercury Vapor | 0 | 0 | 0 | 0 | 0 | 0 | 0 | 0 | 0 | 0 | 0 | 0 | 0 | 0 | 0 | 0 | 0 | 0 | 0 | 0 | 0 | 0 | 0 | 0 | 0 | 0
| Metal Halide | 0 | 2.1811 | 0 | 0 | 0 | 0 | 0 | 1.0906 | 0 | 0 | 1.0906 | -1.0906 | 0 | 1.0906 | 0 | 0 | 0 | 0 | 0 | 1.0906 | -1.0906 | 1.0906 | -1.0906 | 1.0906 | 0 | 0
| High Pressure Sodium | 0 | 0 | 0 | 0 | 0 | 0 | 0 | 0 | 0 | 0 | 0 | 0 | 0 | 0 | 0 | 0 | 0 | 0 | 0 | 0 | 0 | 0 | 0 | 0 | 0 | 0
| Low Pressure Sodium | 0 | 0 | 0 | 0 | 0 | 0 | 0 | 0 | 0 | 0 | 0 | 0 | 0 | 0 | 0 | 0 | 0 | 0 | 0 | 0 | 0 | 0 | 0 | 0 | 0 | 0
| LED | 0 | 0 | 0 | 0 | 0 | 0 | 0 | 0 | 0 | 0 | 0 | 0 | 0 | 0 | 0 | 0 | 0 | 0 | 0 | 0 | 0 | 0 | 0 | 0 | 0 | 0
| Total HID Submarket Savings | 0 | 2.1811 | 0 | 0 | 0 | 0 | 0 | 1.0906 | 0 | 0 | 1.0906 | -1.0906 | 0 | 1.0906 | 0 | 0 | 0 | 0 | 0 | 1.0906 | -1.0906 | 1.0906 | -1.0906 | 1.0906 | 0 | 0
Miscellaneous |  | 2010 | 2011 | 2012 | 2013 | 2014 | 2015 | 2016 | 2017 | 2018 | 2019 | 2020 | 2021 | 2022 | 2023 | 2024 | 2025 | 2026 | 2027 | 2028 | 2029 | 2030 | 2031 | 2032 | 2033 | 2034 | 2035
| Incandescent Other | 0 | 0 | 0 | 0 | 0 | 0 | 0 | 0 | 0 | 0 | 0 | 0 | 0 | 0 | 0 | 0 | 0 | 0 | 0 | 0 | 0 | 0 | 0 | 0 | 0 | 0
| Halogen Reflector Other | 0 | 0 | 0 | 0 | 0 | 0 | 0 | 0 | 0 | 0 | 0 | 0 | 0 | 0 | 0 | 0 | 0 | 0 | 0 | 0 | 0 | 0 | 0 | 0 | 0 | 0
| CFL Other | 0 | 0 | 0 | 0 | 0 | 0 | 0 | 0 | 0 | 0 | 0 | 0 | 0 | 0 | 0 | 0 | 0 | 0 | 0 | 0 | 0 | 0 | 0 | 0 | 0 | 0
| Linear Fluorescent Other | 0 | 0 | 0 | 0 | 0 | 0 | 0 | 1.0906 | -1.0906 | 0 | 1.0906 | 0 | -1.0906 | 1.0906 | 0 | 0 | 0 | 0 | 0 | 0 | 0 | 0 | 0 | 0 | 0 | 0
| LED | 0 | 0 | 0 | 0 | 0 | 0 | 0 | 0 | 0 | 0 | 0 | 0 | 0 | 0 | 0 | 0 | 0 | 0 | 0 | 0 | 0 | 0 | 0 | 0 | 0 | 0
| T5 less than 4 ft. (res. only) | 0 | 0 | 0 | 0 | 0 | 0 | 0 | 0 | 0 | 0 | 0 | 0 | 0 | 0 | 0 | 0 | 0 | 0 | 0 | 0 | 0 | 0 | 0 | 0 | 0 | 0
| Total Miscellaneous Submarket Savings | 0 | 0 | 0 | 0 | 0 | 0 | 0 | 1.0906 | -1.0906 | 0 | 1.0906 | 0 | -1.0906 | 1.0906 | 0 | 0 | 0 | 0 | 0 | 0 | 0 | 0 | 0 | 0 | 0 | 0
Total Outdoors Savings |  | 2010 | 2011 | 2012 | 2013 | 2014 | 2015 | 2016 | 2017 | 2018 | 2019 | 2020 | 2021 | 2022 | 2023 | 2024 | 2025 | 2026 | 2027 | 2028 | 2029 | 2030 | 2031 | 2032 | 2033 | 2034 | 2035
|  | 0 | 2.1811 | 0 | 0 | 0 | 0 | 0 | 2.1811 | -1.0906 | 0 | 2.1811 | -1.0906 | -1.0906 | 2.1811 | 0 | 0 | 0 | 0 | 0 | 1.0906 | -1.0906 | 1.0906 | -1.0906 | 1.0906 | 0 | 0

## PreC_Com
Energy Consumption and Sales |  |  |  | Efficiency Case | General Service Fluorescent Lamp | Fluorescent Ballast | Mercury Vapor | Metal Halide | General Service Incandescent | Halogen Reflector | Candelabra
Commercial Sector |  |  |  | Frozen Efficiency | No | No | Yes | No | Yes | No | No
|  |  |  | 2010 | 2011 | 2012 | 2013 | 2014 | 2015 | 2016 | 2017 | 2018 | 2019 | 2020 | 2021 | 2022 | 2023 | 2024 | 2025 | 2026 | 2027 | 2028 | 2029 | 2030 | 2031 | 2032 | 2033 | 2034 | 2035
Active Case Lighting Consumption (Tlm-hr)
Submarket
Lamp Type
GSL - Medium Screw
| Incandescent MSB |  |  | 6.339 | 3.86 | 2.77 | 1.627 | 1.132 | 0.733 | 0.276 | 0.268 | 0.27 | 0.273 | 0.277 | 0.28 | 0.284 | 0.287 | 0.291 | 0.294 | 0.297 | 0.3 | 0.304 | 0.307 | 0.311 | 0.314 | 0.318 | 0.321 | 0.324 | 0.328
| Halogen MSB |  |  | 0.133 | 0.078 | 0.276 | 0.728 | 1.008 | 1.072 | 1.131 | 1.099 | 1.109 | 1.122 | 1.138 | 1.151 | 1.165 | 1.179 | 1.192 | 1.206 | 1.219 | 1.233 | 1.248 | 1.262 | 1.276 | 1.289 | 1.303 | 1.316 | 1.33 | 1.343
| CFL MSB |  |  | 5.308 | 7.995 | 9.059 | 9.927 | 10.312 | 10.815 | 11.365 | 11.558 | 11.718 | 11.871 | 12.03 | 12.185 | 12.336 | 12.485 | 12.634 | 12.781 | 12.923 | 13.069 | 13.221 | 13.374 | 13.524 | 13.672 | 13.819 | 13.966 | 14.112 | 14.257
| LED |  |  | 0 | 0.003 | 0.005 | 0.006 | 0.007 | 0.008 | 0.009 | 0.009 | 0.01 | 0.01 | 0.011 | 0.011 | 0.012 | 0.012 | 0.012 | 0.012 | 0.012 | 0.013 | 0.013 | 0.013 | 0.013 | 0.013 | 0.013 | 0.014 | 0.014 | 0.014
Reflectors
| Incandescent Reflector |  |  | 3.322 | 2.629 | 2.772 | 2.867 | 2.934 | 2.988 | 3.032 | 3.072 | 3.114 | 3.156 | 3.199 | 3.24 | 3.28 | 3.32 | 3.359 | 3.398 | 3.436 | 3.475 | 3.515 | 3.556 | 3.596 | 3.635 | 3.674 | 3.713 | 3.751 | 3.79
| Halogen Reflector - screw |  |  | 4.606 | 6.064 | 6.39 | 6.606 | 6.76 | 6.883 | 6.982 | 7.073 | 7.172 | 7.268 | 7.367 | 7.461 | 7.553 | 7.644 | 7.734 | 7.824 | 7.91 | 7.999 | 8.093 | 8.186 | 8.277 | 8.367 | 8.457 | 8.546 | 8.635 | 8.723
| CFL Reflector |  |  | 4.216 | 3.608 | 3.315 | 3.184 | 3.136 | 3.131 | 3.146 | 3.171 | 3.206 | 3.244 | 3.286 | 3.327 | 3.368 | 3.409 | 3.45 | 3.49 | 3.529 | 3.569 | 3.611 | 3.653 | 3.694 | 3.734 | 3.775 | 3.815 | 3.855 | 3.895
| LED |  |  | 0 | 0.004 | 0.008 | 0.011 | 0.013 | 0.015 | 0.016 | 0.017 | 0.019 | 0.019 | 0.02 | 0.021 | 0.021 | 0.022 | 0.022 | 0.023 | 0.023 | 0.023 | 0.024 | 0.024 | 0.024 | 0.025 | 0.025 | 0.025 | 0.025 | 0.026
Linear Fluorescent
| T12 |  |  | 135.132 | 117.582 | 102.814 | 90.352 | 79.81 | 70.882 | 63.295 | 56.852 | 51.4 | 46.763 | 42.831 | 39.478 | 36.623 | 34.192 | 32.124 | 30.381 | 28.904 | 27.657 | 26.617 | 25.749 | 25.014 | 24.402 | 23.897 | 23.479 | 23.14 | 22.867
| T8 |  |  | 332.456 | 350.977 | 368.122 | 383.676 | 397.628 | 410.315 | 421.475 | 431.786 | 442.042 | 451.643 | 461.04 | 469.759 | 478.005 | 485.86 | 493.427 | 500.72 | 507.56 | 514.435 | 521.398 | 528.27 | 534.904 | 541.361 | 547.715 | 553.982 | 560.161 | 566.265
| T5* |  |  | 44.705 | 50.533 | 55.737 | 60.335 | 64.375 | 67.962 | 71.081 | 73.888 | 76.559 | 78.998 | 81.307 | 83.41 | 85.358 | 87.175 | 88.891 | 90.517 | 92.023 | 93.507 | 94.985 | 96.425 | 97.8 | 99.128 | 100.424 | 101.691 | 102.932 | 104.149
| LED |  |  | 0 | 0 | 0 | 0 | 0 | 0 | 0 | 0 | 0 | 0 | 0 | 0 | 0 | 0 | 0 | 0 | 0 | 0 | 0 | 0 | 0 | 0 | 0 | 0 | 0 | 0
HID
| Mercury Vapor |  |  | 1.444 | 1.277 | 1.132 | 1.005 | 0.895 | 0.798 | 0.713 | 0.639 | 0.574 | 0.518 | 0.468 | 0.425 | 0.387 | 0.354 | 0.325 | 0.3 | 0.278 | 0.259 | 0.242 | 0.228 | 0.215 | 0.204 | 0.194 | 0.186 | 0.179 | 0.173
| Metal Halide |  |  | 81.619 | 84.081 | 86.526 | 88.854 | 91.021 | 93.065 | 94.901 | 96.656 | 98.484 | 100.24 | 102.009 | 103.678 | 105.283 | 106.835 | 108.352 | 109.835 | 111.239 | 112.665 | 114.125 | 115.577 | 116.984 | 118.36 | 119.721 | 121.067 | 122.398 | 123.716
| High Pressure Sodium |  |  | 9.89 | 8.847 | 7.939 | 7.147 | 6.456 | 5.853 | 5.326 | 4.866 | 4.466 | 4.118 | 3.815 | 3.551 | 3.322 | 3.121 | 2.948 | 2.797 | 2.666 | 2.553 | 2.456 | 2.373 | 2.301 | 2.241 | 2.189 | 2.145 | 2.109 | 2.078
| Low Pressure Sodium |  |  | 0.133 | 0.117 | 0.103 | 0.09 | 0.079 | 0.069 | 0.061 | 0.054 | 0.047 | 0.041 | 0.036 | 0.032 | 0.028 | 0.025 | 0.022 | 0.019 | 0.017 | 0.015 | 0.013 | 0.012 | 0.01 | 0.009 | 0.008 | 0.007 | 0.006 | 0.006
| LED |  |  | 0 | 0 | 0 | 0 | 0 | 0 | 0 | 0 | 0 | 0 | 0 | 0 | 0 | 0 | 0 | 0 | 0 | 0 | 0 | 0 | 0 | 0 | 0 | 0 | 0 | 0
Miscellaneous
| Incandescent Other |  |  | 0.265 | 0.26 | 0.256 | 0.251 | 0.246 | 0.242 | 0.237 | 0.232 | 0.227 | 0.223 | 0.219 | 0.214 | 0.21 | 0.206 | 0.201 | 0.197 | 0.193 | 0.189 | 0.185 | 0.181 | 0.177 | 0.174 | 0.17 | 0.166 | 0.162 | 0.159
| Halogen Reflector Other |  |  | 6.367 | 6.362 | 6.366 | 6.37 | 6.37 | 6.367 | 6.356 | 6.343 | 6.339 | 6.333 | 6.33 | 6.322 | 6.312 | 6.3 | 6.287 | 6.273 | 6.255 | 6.239 | 6.224 | 6.21 | 6.193 | 6.174 | 6.154 | 6.134 | 6.112 | 6.09
| CFL Other |  |  | 18.562 | 18.593 | 18.648 | 18.703 | 18.746 | 18.782 | 18.794 | 18.802 | 18.834 | 18.86 | 18.895 | 18.917 | 18.932 | 18.941 | 18.947 | 18.95 | 18.941 | 18.936 | 18.938 | 18.939 | 18.932 | 18.92 | 18.906 | 18.888 | 18.868 | 18.844
| Linear Fluorescent Other |  |  | 3.351 | 3.388 | 3.429 | 3.472 | 3.512 | 3.552 | 3.587 | 3.622 | 3.663 | 3.702 | 3.744 | 3.784 | 3.822 | 3.861 | 3.898 | 3.936 | 3.971 | 4.008 | 4.047 | 4.085 | 4.123 | 4.16 | 4.196 | 4.233 | 4.269 | 4.304
| LED |  |  | 0 | 0.321 | 0.648 | 0.98 | 1.316 | 1.657 | 1.999 | 2.345 | 2.698 | 3.056 | 3.42 | 3.786 | 4.155 | 4.527 | 4.902 | 5.281 | 5.66 | 6.044 | 6.434 | 6.828 | 7.224 | 7.621 | 8.02 | 8.422 | 8.826 | 9.232
| T5 less than 4 ft. (res. only) |  |  | 0 | 0 | 0 | 0 | 0 | 0 | 0 | 0 | 0 | 0 | 0 | 0 | 0 | 0 | 0 | 0 | 0 | 0 | 0 | 0 | 0 | 0 | 0 | 0 | 0 | 0
Active Case Site Consumption (TWh) |  |  |  | Frozen Efficiency 2010: Tlm-hr/(effic iency lamp * efficiency ballast *fixture efficiency)
Submarket
Lamp Type
GSL - Medium Screw
| Incandescent MSB |  |  | 0.511 | 0.311 | 0.223 | 0.131 | 0.091 | 0.059 | 0.022 | 0.022 | 0.022 | 0.022 | 0.022 | 0.023 | 0.023 | 0.023 | 0.023 | 0.024 | 0.024 | 0.024 | 0.025 | 0.025 | 0.025 | 0.025 | 0.026 | 0.026 | 0.026 | 0.026
| Halogen MSB |  |  | 0.009 | 0.005 | 0.019 | 0.049 | 0.069 | 0.073 | 0.077 | 0.075 | 0.075 | 0.076 | 0.077 | 0.078 | 0.079 | 0.08 | 0.081 | 0.082 | 0.083 | 0.084 | 0.085 | 0.086 | 0.087 | 0.088 | 0.089 | 0.09 | 0.09 | 0.091
| CFL MSB |  |  | 0.098 | 0.147 | 0.167 | 0.182 | 0.19 | 0.199 | 0.209 | 0.212 | 0.215 | 0.218 | 0.221 | 0.224 | 0.227 | 0.23 | 0.232 | 0.235 | 0.238 | 0.24 | 0.243 | 0.246 | 0.249 | 0.251 | 0.254 | 0.257 | 0.259 | 0.262
| LED |  |  | 0 | 0 | 0 | 0 | 0 | 0 | 0 | 0 | 0 | 0 | 0 | 0 | 0 | 0 | 0 | 0 | 0 | 0 | 0 | 0 | 0 | 0 | 0 | 0 | 0 | 0
Reflectors
| Incandescent Reflector |  |  | 0.319 | 0.253 | 0.267 | 0.276 | 0.282 | 0.287 | 0.292 | 0.295 | 0.299 | 0.303 | 0.308 | 0.312 | 0.315 | 0.319 | 0.323 | 0.327 | 0.33 | 0.334 | 0.338 | 0.342 | 0.346 | 0.35 | 0.353 | 0.357 | 0.361 | 0.364
| Halogen Reflector - screw |  |  | 0.315 | 0.415 | 0.438 | 0.452 | 0.463 | 0.471 | 0.478 | 0.484 | 0.491 | 0.498 | 0.505 | 0.511 | 0.517 | 0.524 | 0.53 | 0.536 | 0.542 | 0.548 | 0.554 | 0.561 | 0.567 | 0.573 | 0.579 | 0.585 | 0.591 | 0.597
| CFL Reflector |  |  | 0.094 | 0.08 | 0.074 | 0.071 | 0.07 | 0.07 | 0.07 | 0.071 | 0.071 | 0.072 | 0.073 | 0.074 | 0.075 | 0.076 | 0.077 | 0.078 | 0.079 | 0.079 | 0.08 | 0.081 | 0.082 | 0.083 | 0.084 | 0.085 | 0.086 | 0.087
| LED |  |  | 0 | 0 | 0 | 0 | 0 | 0 | 0 | 0 | 0.001 | 0.001 | 0.001 | 0.001 | 0.001 | 0.001 | 0.001 | 0.001 | 0.001 | 0.001 | 0.001 | 0.001 | 0.001 | 0.001 | 0.001 | 0.001 | 0.001 | 0.001
Linear Fluorescent
| T12 |  |  | 3.17 | 2.758 | 2.412 | 2.119 | 1.872 | 1.663 | 1.485 | 1.334 | 1.206 | 1.097 | 1.005 | 0.926 | 0.859 | 0.802 | 0.754 | 0.713 | 0.678 | 0.649 | 0.624 | 0.604 | 0.587 | 0.572 | 0.561 | 0.551 | 0.543 | 0.536
| T8 |  |  | 5.465 | 5.77 | 6.052 | 6.307 | 6.537 | 6.745 | 6.929 | 7.098 | 7.267 | 7.425 | 7.579 | 7.722 | 7.858 | 7.987 | 8.112 | 8.231 | 8.344 | 8.457 | 8.571 | 8.684 | 8.793 | 8.9 | 9.004 | 9.107 | 9.209 | 9.309
| T5* |  |  | 0.616 | 0.697 | 0.768 | 0.832 | 0.887 | 0.937 | 0.98 | 1.019 | 1.055 | 1.089 | 1.121 | 1.15 | 1.177 | 1.202 | 1.225 | 1.248 | 1.269 | 1.289 | 1.309 | 1.329 | 1.348 | 1.367 | 1.384 | 1.402 | 1.419 | 1.436
| LED |  |  | 0 | 0 | 0 | 0 | 0 | 0 | 0 | 0 | 0 | 0 | 0 | 0 | 0 | 0 | 0 | 0 | 0 | 0 | 0 | 0 | 0 | 0 | 0 | 0 | 0 | 0
HID |  | mh STD ON
| Mercury Vapor | 0.13454 | 0.082682 | 0.059 | 0.052 | 0.046 | 0.041 | 0.036 | 0.032 | 0.029 | 0.026 | 0.023 | 0.021 | 0.019 | 0.017 | 0.016 | 0.014 | 0.013 | 0.012 | 0.011 | 0.011 | 0.01 | 0.009 | 0.009 | 0.008 | 0.008 | 0.008 | 0.007 | 0.007
| Metal Halide | 1.6327 | -0.14416 | 1.725 | 1.777 | 1.829 | 1.878 | 1.924 | 1.967 | 2.006 | 2.043 | 2.081 | 2.118 | 2.156 | 2.191 | 2.225 | 2.258 | 2.29 | 2.321 | 2.351 | 2.381 | 2.412 | 2.442 | 2.472 | 2.501 | 2.53 | 2.558 | 2.587 | 2.614
| High Pressure Sodium | 2.0335 | 1.9069 | 0.142 | 0.127 | 0.114 | 0.102 | 0.092 | 0.084 | 0.076 | 0.07 | 0.064 | 0.059 | 0.055 | 0.051 | 0.048 | 0.045 | 0.042 | 0.04 | 0.038 | 0.037 | 0.035 | 0.034 | 0.033 | 0.032 | 0.031 | 0.031 | 0.03 | 0.03
| Low Pressure Sodium | 0.022688 | 0.021435 | 0.001 | 0.001 | 0.001 | 0.001 | 0.001 | 0.001 | 0.001 | 0.001 | 0.001 | 0 | 0 | 0 | 0 | 0 | 0 | 0 | 0 | 0 | 0 | 0 | 0 | 0 | 0 | 0 | 0 | 0
| LED | 0.001191 | 0.001191 | 0 | 0 | 0 | 0 | 0 | 0 | 0 | 0 | 0 | 0 | 0 | 0 | 0 | 0 | 0 | 0 | 0 | 0 | 0 | 0 | 0 | 0 | 0 | 0 | 0 | 0
Miscellaneous
| Incandescent Other |  |  | 0.023 | 0.023 | 0.023 | 0.022 | 0.022 | 0.021 | 0.021 | 0.021 | 0.02 | 0.02 | 0.019 | 0.019 | 0.019 | 0.018 | 0.018 | 0.017 | 0.017 | 0.017 | 0.016 | 0.016 | 0.016 | 0.015 | 0.015 | 0.015 | 0.014 | 0.014
| Halogen Reflector Other |  |  | 0.354 | 0.353 | 0.354 | 0.354 | 0.354 | 0.354 | 0.353 | 0.352 | 0.352 | 0.352 | 0.352 | 0.351 | 0.351 | 0.35 | 0.349 | 0.349 | 0.348 | 0.347 | 0.346 | 0.345 | 0.344 | 0.343 | 0.342 | 0.341 | 0.34 | 0.338
| CFL Other |  |  | 0.318 | 0.318 | 0.319 | 0.32 | 0.321 | 0.322 | 0.322 | 0.322 | 0.322 | 0.323 | 0.324 | 0.324 | 0.324 | 0.324 | 0.324 | 0.324 | 0.324 | 0.324 | 0.324 | 0.324 | 0.324 | 0.324 | 0.324 | 0.323 | 0.323 | 0.323
| Linear Fluorescent Other |  |  | 0.064 | 0.065 | 0.065 | 0.066 | 0.067 | 0.068 | 0.068 | 0.069 | 0.07 | 0.071 | 0.071 | 0.072 | 0.073 | 0.074 | 0.074 | 0.075 | 0.076 | 0.076 | 0.077 | 0.078 | 0.079 | 0.079 | 0.08 | 0.081 | 0.081 | 0.082
| LED |  |  | 0 | 0.005 | 0.009 | 0.014 | 0.019 | 0.024 | 0.029 | 0.034 | 0.039 | 0.044 | 0.049 | 0.054 | 0.059 | 0.065 | 0.07 | 0.076 | 0.081 | 0.086 | 0.092 | 0.098 | 0.103 | 0.109 | 0.115 | 0.121 | 0.126 | 0.132
| T5 less than 4 ft. (res. only) |  |  | 0 | 0 | 0 | 0 | 0 | 0 | 0 | 0 | 0 | 0 | 0 | 0 | 0 | 0 | 0 | 0 | 0 | 0 | 0 | 0 | 0 | 0 | 0 | 0 | 0 | 0
Active Case Source Consumption (aMW) |  |  |  | Frozen Efficiency 2010: Site Consumption * Busbar
Submarket
Lamp Type
GSL - Medium Screw
| Incandescent MSB |  |  | 64 | 39 | 28 | 16 | 11 | 7 | 3 | 3 | 3 | 3 | 3 | 3 | 3 | 3 | 3 | 3 | 3 | 3 | 3 | 3 | 3 | 3 | 3 | 3 | 3 | 3
| Halogen MSB |  |  | 1 | 1 | 2 | 6 | 9 | 9 | 10 | 9 | 9 | 10 | 10 | 10 | 10 | 10 | 10 | 10 | 10 | 10 | 11 | 11 | 11 | 11 | 11 | 11 | 11 | 11
| CFL MSB |  |  | 12 | 18 | 21 | 23 | 24 | 25 | 26 | 26 | 27 | 27 | 28 | 28 | 28 | 29 | 29 | 29 | 30 | 30 | 30 | 31 | 31 | 31 | 32 | 32 | 32 | 33
| LED |  |  | 0 | 0 | 0 | 0 | 0 | 0 | 0 | 0 | 0 | 0 | 0 | 0 | 0 | 0 | 0 | 0 | 0 | 0 | 0 | 0 | 0 | 0 | 0 | 0 | 0 | 0
Reflectors
| Incandescent Reflector |  |  | 40 | 31 | 33 | 34 | 35 | 36 | 36 | 37 | 37 | 38 | 38 | 39 | 39 | 40 | 40 | 41 | 41 | 42 | 42 | 43 | 43 | 44 | 44 | 44 | 45 | 45
| Halogen Reflector - screw |  |  | 39 | 52 | 54 | 56 | 58 | 59 | 60 | 60 | 61 | 62 | 63 | 64 | 64 | 65 | 66 | 67 | 67 | 68 | 69 | 70 | 71 | 71 | 72 | 73 | 74 | 74
| CFL Reflector |  |  | 12 | 10 | 9 | 9 | 9 | 9 | 9 | 9 | 9 | 9 | 9 | 9 | 9 | 9 | 10 | 10 | 10 | 10 | 10 | 10 | 10 | 10 | 10 | 11 | 11 | 11
| LED |  |  | 0 | 0 | 0 | 0 | 0 | 0 | 0 | 0 | 0 | 0 | 0 | 0 | 0 | 0 | 0 | 0 | 0 | 0 | 0 | 0 | 0 | 0 | 0 | 0 | 0 | 0
Linear Fluorescent
| T12 |  |  | 395 | 343 | 300 | 264 | 233 | 207 | 185 | 166 | 150 | 137 | 125 | 115 | 107 | 100 | 94 | 89 | 84 | 81 | 78 | 75 | 73 | 71 | 70 | 69 | 68 | 67
| T8 |  |  | 680 | 718 | 753 | 785 | 814 | 840 | 863 | 884 | 905 | 924 | 944 | 961 | 978 | 994 | 1010 | 1025 | 1039 | 1053 | 1067 | 1081 | 1095 | 1108 | 1121 | 1134 | 1146 | 1159
| T5* |  |  | 77 | 87 | 96 | 104 | 110 | 117 | 122 | 127 | 131 | 136 | 140 | 143 | 146 | 150 | 153 | 155 | 158 | 160 | 163 | 165 | 168 | 170 | 172 | 175 | 177 | 179
| LED |  |  | 0 | 0 | 0 | 0 | 0 | 0 | 0 | 0 | 0 | 0 | 0 | 0 | 0 | 0 | 0 | 0 | 0 | 0 | 0 | 0 | 0 | 0 | 0 | 0 | 0 | 0
HID
| Mercury Vapor |  |  | 7 | 6 | 6 | 5 | 5 | 4 | 4 | 3 | 3 | 3 | 2 | 2 | 2 | 2 | 2 | 2 | 1 | 1 | 1 | 1 | 1 | 1 | 1 | 1 | 1 | 1
| Metal Halide |  |  | 215 | 221 | 228 | 234 | 239 | 245 | 250 | 254 | 259 | 264 | 268 | 273 | 277 | 281 | 285 | 289 | 293 | 296 | 300 | 304 | 308 | 311 | 315 | 319 | 322 | 325
| High Pressure Sodium |  |  | 18 | 16 | 14 | 13 | 12 | 10 | 9 | 9 | 8 | 7 | 7 | 6 | 6 | 6 | 5 | 5 | 5 | 5 | 4 | 4 | 4 | 4 | 4 | 4 | 4 | 4
| Low Pressure Sodium |  |  | 0 | 0 | 0 | 0 | 0 | 0 | 0 | 0 | 0 | 0 | 0 | 0 | 0 | 0 | 0 | 0 | 0 | 0 | 0 | 0 | 0 | 0 | 0 | 0 | 0 | 0
| LED |  |  | 0 | 0 | 0 | 0 | 0 | 0 | 0 | 0 | 0 | 0 | 0 | 0 | 0 | 0 | 0 | 0 | 0 | 0 | 0 | 0 | 0 | 0 | 0 | 0 | 0 | 0
Miscellaneous
| Incandescent Other |  |  | 3 | 3 | 3 | 3 | 3 | 3 | 3 | 3 | 3 | 2 | 2 | 2 | 2 | 2 | 2 | 2 | 2 | 2 | 2 | 2 | 2 | 2 | 2 | 2 | 2 | 2
| Halogen Reflector Other |  |  | 44 | 44 | 44 | 44 | 44 | 44 | 44 | 44 | 44 | 44 | 44 | 44 | 44 | 44 | 43 | 43 | 43 | 43 | 43 | 43 | 43 | 43 | 43 | 42 | 42 | 42
| CFL Other |  |  | 40 | 40 | 40 | 40 | 40 | 40 | 40 | 40 | 40 | 40 | 40 | 40 | 40 | 40 | 40 | 40 | 40 | 40 | 40 | 40 | 40 | 40 | 40 | 40 | 40 | 40
| Linear Fluorescent Other |  |  | 8 | 8 | 8 | 8 | 8 | 8 | 9 | 9 | 9 | 9 | 9 | 9 | 9 | 9 | 9 | 9 | 9 | 10 | 10 | 10 | 10 | 10 | 10 | 10 | 10 | 10
| LED |  |  | 0 | 1 | 1 | 2 | 2 | 3 | 4 | 4 | 5 | 5 | 6 | 7 | 7 | 8 | 9 | 9 | 10 | 11 | 11 | 12 | 13 | 14 | 14 | 15 | 16 | 16
| T5 less than 4 ft. (res. only) |  |  | 0 | 0 | 0 | 0 | 0 | 0 | 0 | 0 | 0 | 0 | 0 | 0 | 0 | 0 | 0 | 0 | 0 | 0 | 0 | 0 | 0 | 0 | 0 | 0 | 0 | 0
Active Case Unit Sales (1000 units) |  |  |  | Frozen Efficiency 2010: From System_Total_Mkt
Submarket
Lamp Type
GSL - Medium Screw
| Incandescent MSB |  |  |  | 1468 | 1054 | 619 | 430 | 279 | 105 | 102 | 103 | 104 | 105 | 107 | 108 | 109 | 111 | 112 | 113 | 114 | 116 | 117 | 118 | 120 | 121 | 122 | 123 | 125
| Halogen MSB |  |  |  | 32 | 113 | 298 | 413 | 439 | 463 | 450 | 454 | 460 | 466 | 472 | 477 | 483 | 489 | 494 | 499 | 505 | 511 | 517 | 523 | 528 | 534 | 539 | 545 | 550
| CFL MSB |  |  |  | 1198 | 1064 | 1122 | 1089 | 1157 | 1219 | 1186 | 1197 | 1211 | 1228 | 1242 | 1257 | 1272 | 1287 | 1301 | 1315 | 1330 | 1346 | 1361 | 1376 | 1390 | 1405 | 1420 | 1434 | 1449
LED | bar: No 2011 to No 2035
Reflectors
| Incandescent Reflector |  |  |  | 863 | 910 | 941 | 963 | 981 | 995 | 1009 | 1022 | 1036 | 1050 | 1064 | 1077 | 1090 | 1103 | 1116 | 1128 | 1141 | 1154 | 1167 | 1180 | 1193 | 1206 | 1219 | 1232 | 1244
| Halogen Reflector - screw |  |  |  | 1442 | 1519 | 1571 | 1607 | 1637 | 1660 | 1682 | 1705 | 1728 | 1752 | 1774 | 1796 | 1817 | 1839 | 1860 | 1881 | 1902 | 1924 | 1946 | 1968 | 1990 | 2011 | 2032 | 2053 | 2074
| CFL Reflector |  |  |  | 353 | 371 | 383 | 392 | 399 | 404 | 409 | 415 | 421 | 427 | 432 | 437 | 442 | 447 | 453 | 457 | 463 | 468 | 473 | 479 | 484 | 489 | 494 | 499 | 504
| LED |  |  |  | 1 | 1 | 1 | 1 | 1 | 1 | 1 | 1 | 1 | 1 | 1 | 1 | 1 | 1 | 1 | 1 | 1 | 2 | 2 | 2 | 2 | 2 | 2 | 2 | 2
Linear Fluorescent
| T12 |  |  |  | 2989 | 2645 | 2354 | 2106 | 1897 | 1718 | 1567 | 1442 | 1334 | 1243 | 1165 | 1099 | 1042 | 995 | 953 | 917 | 890 | 866 | 846 | 830 | 815 | 803 | 795 | 787 | 782
| T8 |  |  |  | 16326 | 16837 | 17257 | 17608 | 17938 | 18179 | 18452 | 18801 | 19063 | 19361 | 19585 | 19811 | 20028 | 20246 | 20402 | 20527 | 20751 | 20940 | 21109 | 21299 | 21448 | 21602 | 21795 | 21948 | 22136
| T5* |  |  |  | 1894 | 1996 | 2082 | 2153 | 2218 | 2268 | 2319 | 2379 | 2425 | 2475 | 2513 | 2550 | 2585 | 2619 | 2645 | 2666 | 2699 | 2728 | 2754 | 2781 | 2803 | 2826 | 2854 | 2876 | 2902
| LED |  |  |  | 0 | 0 | 0 | 0 | 0 | 0 | 0 | 0 | 0 | 0 | 0 | 0 | 0 | 0 | 0 | 0 | 0 | 0 | 0 | 0 | 0 | 0 | 0 | 0 | 0
HID
| Mercury Vapor |  |  |  | 7 | 7 | 6 | 5 | 5 | 4 | 4 | 4 | 3 | 3 | 3 | 2 | 2 | 2 | 2 | 2 | 2 | 2 | 2 | 2 | 1 | 1 | 1 | 1 | 1
| Metal Halide |  |  |  | 438 | 449 | 459 | 467 | 476 | 482 | 489 | 498 | 506 | 514 | 521 | 527 | 534 | 540 | 547 | 552 | 559 | 566 | 572 | 578 | 584 | 589 | 595 | 601 | 606
| High Pressure Sodium |  |  |  | 14 | 13 | 12 | 11 | 10 | 9 | 9 | 8 | 8 | 7 | 7 | 7 | 6 | 6 | 6 | 6 | 5 | 5 | 5 | 5 | 5 | 5 | 5 | 5 | 5
| Low Pressure Sodium |  |  |  | 0 | 0 | 0 | 0 | 0 | 0 | 0 | 0 | 0 | 0 | 0 | 0 | 0 | 0 | 0 | 0 | 0 | 0 | 0 | 0 | 0 | 0 | 0 | 0 | 0
| LED |  |  |  | 0 | 0 | 0 | 0 | 0 | 0 | 0 | 0 | 0 | 0 | 0 | 0 | 0 | 0 | 0 | 0 | 0 | 0 | 0 | 0 | 0 | 0 | 0 | 0 | 0
Miscellaneous
| Incandescent Other |  |  |  | 840 | 825 | 810 | 795 | 780 | 764 | 748 | 734 | 719 | 706 | 692 | 678 | 664 | 650 | 637 | 623 | 610 | 597 | 585 | 572 | 560 | 548 | 536 | 524 | 513
| Halogen Reflector Other |  |  |  | 1437 | 1438 | 1439 | 1439 | 1438 | 1435 | 1432 | 1432 | 1430 | 1429 | 1428 | 1425 | 1423 | 1420 | 1417 | 1412 | 1409 | 1406 | 1402 | 1398 | 1394 | 1390 | 1385 | 1380 | 1375
| CFL Other |  |  |  | 1625 | 1634 | 1639 | 1641 | 1643 | 1640 | 1640 | 1646 | 1648 | 1652 | 1652 | 1653 | 1653 | 1653 | 1652 | 1650 | 1650 | 1651 | 1651 | 1649 | 1647 | 1646 | 1644 | 1642 | 1639
| Linear Fluorescent Other |  |  |  | 175 | 177 | 179 | 180 | 181 | 182 | 183 | 185 | 186 | 188 | 189 | 190 | 192 | 193 | 194 | 194 | 196 | 197 | 199 | 199 | 200 | 202 | 203 | 204 | 205
| LED |  |  |  | 66 | 81 | 97 | 112 | 128 | 144 | 159 | 176 | 193 | 210 | 226 | 243 | 260 | 277 | 294 | 311 | 329 | 347 | 365 | 383 | 401 | 419 | 437 | 455 | 474
| T5 less than 4 ft. (res. only) |  |  |  | 0 | 0 | 0 | 0 | 0 | 0 | 0 | 0 | 0 | 0 | 0 | 0 | 0 | 0 | 0 | 0 | 0 | 0 | 0 | 0 | 0 | 0 | 0 | 0 | 0
Active Case Installed Stock (1000 units) |  |  |  | Frozen Efficiency 2010: Installed Stock in Tlmhr/(lumens*operating hours)
Submarket
Lamp Type
GSL - Medium Screw
| Incandescent MSB |  |  | 2411.037 | 1468.201 | 1053.756 | 618.841 | 430.404 | 278.748 | 105.158 | 101.888 | 102.646 | 103.9 | 105.296 | 106.625 | 107.926 | 109.214 | 110.502 | 111.784 | 112.999 | 114.276 | 115.618 | 116.959 | 118.255 | 119.532 | 120.807 | 122.079 | 123.344 | 124.604
| Halogen MSB |  |  | 54.421 | 31.953 | 113.058 | 298.077 | 413.021 | 439.178 | 463.497 | 450.301 | 454.226 | 459.702 | 466.031 | 471.69 | 477.329 | 482.925 | 488.56 | 494.157 | 499.32 | 505.054 | 511.098 | 517.002 | 522.595 | 528.136 | 533.715 | 539.276 | 544.809 | 550.313
| CFL MSB |  |  | 1317.15 | 1983.966 | 2247.911 | 2463.166 | 2558.755 | 2683.552 | 2820.051 | 2868.112 | 2907.743 | 2945.736 | 2985.242 | 3023.478 | 3061.015 | 3098.038 | 3134.901 | 3171.561 | 3206.799 | 3243.019 | 3280.666 | 3318.644 | 3355.881 | 3392.58 | 3429.101 | 3465.466 | 3501.666 | 3537.689
| LED |  |  | 0 | 0.872 | 1.605 | 1.987 | 2.292 | 2.569 | 2.818 | 3.022 | 3.204 | 3.357 | 3.492 | 3.603 | 3.698 | 3.781 | 3.855 | 3.921 | 3.977 | 4.034 | 4.093 | 4.149 | 4.199 | 4.247 | 4.293 | 4.337 | 4.381 | 4.423
Reflectors
| Incandescent Reflector |  |  | 1090.723 | 863.193 | 910.087 | 941.121 | 963.389 | 981.114 | 995.49 | 1008.592 | 1022.483 | 1036.109 | 1050.176 | 1063.706 | 1076.909 | 1089.907 | 1102.844 | 1115.709 | 1128.055 | 1140.759 | 1154.01 | 1167.382 | 1180.464 | 1193.337 | 1206.148 | 1218.909 | 1231.613 | 1244.255
| Halogen Reflector - screw |  |  | 1095.104 | 1441.826 | 1519.42 | 1570.664 | 1607.341 | 1636.652 | 1660.132 | 1681.893 | 1705.449 | 1728.07 | 1751.682 | 1774.016 | 1795.907 | 1817.476 | 1838.986 | 1860.367 | 1880.733 | 1902.008 | 1924.221 | 1946.493 | 1968.161 | 1989.519 | 2010.819 | 2032.032 | 2053.151 | 2074.164
| CFL Reflector |  |  | 1283.975 | 1098.717 | 1009.485 | 969.71 | 955.166 | 953.654 | 958.101 | 965.911 | 976.488 | 988.059 | 1000.649 | 1013.217 | 1025.748 | 1038.193 | 1050.608 | 1062.966 | 1074.928 | 1087.125 | 1099.709 | 1112.418 | 1124.959 | 1137.358 | 1149.693 | 1161.971 | 1174.19 | 1186.349
| LED |  |  | 0 | 1.233 | 2.241 | 3.055 | 3.708 | 4.235 | 4.649 | 4.989 | 5.29 | 5.541 | 5.763 | 5.947 | 6.104 | 6.24 | 6.362 | 6.472 | 6.567 | 6.661 | 6.758 | 6.85 | 6.934 | 7.013 | 7.09 | 7.165 | 7.237 | 7.309
Linear Fluorescent
| T12 |  |  | 16610.374 | ######## | ######## | ######## | 9810.238 | 8712.82 | 7780.149 | 6988.221 | 6318.006 | 5748.095 | 5264.73 | 4852.655 | 4501.688 | 4202.844 | 3948.697 | 3734.465 | 3552.905 | 3399.53 | 3271.756 | 3165.009 | 3074.722 | 2999.487 | 2937.353 | 2885.975 | 2844.348 | 2810.741
| T8 |  |  | 46549.384 | ######## | ######## | ######## | ######## | ######## | ######## | ######## | ######## | ######## | ######## | ######## | ######## | ######## | ######## | ######## | ######## | ######## | ######## | ######## | ######## | ######## | ######## | ######## | ######## | ########
| T5* |  |  | 4451.529 | 5031.843 | 5550.017 | 6007.877 | 6410.155 | 6767.344 | 7077.866 | 7357.424 | 7623.347 | 7866.201 | 8096.131 | 8305.534 | 8499.489 | 8680.49 | 8851.348 | 9013.173 | 9163.224 | 9310.97 | 9458.082 | 9601.486 | 9738.457 | 9870.661 | 9999.716 | ######## | ######## | ########
| LED |  |  | 0 | 0 | 0 | 0 | 0 | 0 | 0 | 0 | 0 | 0 | 0 | 0 | 0 | 0 | 0 | 0.001 | 0.001 | 0.001 | 0.001 | 0.001 | 0.001 | 0.001 | 0.001 | 0.001 | 0.001 | 0.001
HID
| Mercury Vapor |  |  | 42.223 | 37.355 | 33.109 | 29.402 | 26.161 | 23.33 | 20.851 | 18.685 | 16.794 | 15.14 | 13.696 | 12.433 | 11.327 | 10.361 | 9.516 | 8.778 | 8.132 | 7.57 | 7.081 | 6.655 | 6.284 | 5.962 | 5.683 | 5.441 | 5.233 | 5.053
| Metal Halide |  |  | 1287.714 | 1326.549 | 1365.126 | 1401.86 | 1436.04 | 1468.292 | 1497.263 | 1524.947 | 1553.798 | 1581.499 | 1609.414 | 1635.741 | 1661.065 | 1685.554 | 1709.486 | 1732.873 | 1755.025 | 1777.527 | 1800.562 | 1823.465 | 1845.669 | 1867.384 | 1888.849 | 1910.08 | 1931.085 | 1951.874
| High Pressure Sodium |  |  | 103.651 | 92.717 | 83.201 | 74.904 | 67.663 | 61.345 | 55.817 | 50.994 | 46.808 | 43.158 | 39.988 | 37.221 | 34.812 | 32.715 | 30.893 | 29.313 | 27.936 | 26.752 | 25.738 | 24.869 | 24.121 | 23.482 | 22.941 | 22.484 | 22.101 | 21.784
| Low Pressure Sodium |  |  | 2.018 | 1.77 | 1.552 | 1.362 | 1.196 | 1.05 | 0.923 | 0.811 | 0.713 | 0.627 | 0.552 | 0.486 | 0.428 | 0.377 | 0.332 | 0.293 | 0.258 | 0.228 | 0.201 | 0.177 | 0.157 | 0.138 | 0.122 | 0.108 | 0.096 | 0.085
| LED |  |  | 0 | 0 | 0 | 0 | 0 | 0 | 0 | 0 | 0 | 0 | 0 | 0 | 0 | 0 | 0 | 0 | 0 | 0 | 0 | 0 | 0 | 0 | 0 | 0 | 0 | 0
Miscellaneous
| Incandescent Other |  |  | 856.247 | 839.739 | 824.613 | 809.757 | 794.661 | 779.558 | 763.724 | 748.087 | 733.676 | 719.335 | 705.598 | 691.655 | 677.738 | 663.899 | 650.226 | 636.707 | 623.091 | 609.921 | 597.221 | 584.747 | 572.316 | 559.997 | 547.86 | 535.902 | 524.125 | 512.528
| Halogen Reflector Other |  |  | 1523.564 | 1522.501 | 1523.434 | 1524.362 | 1524.303 | 1523.67 | 1520.978 | 1518.033 | 1516.996 | 1515.517 | 1514.745 | 1512.933 | 1510.558 | 1507.719 | 1504.611 | 1501.204 | 1496.884 | 1492.96 | 1489.532 | 1486.012 | 1481.929 | 1477.449 | 1472.752 | 1467.841 | 1462.717 | 1457.382
| CFL Other |  |  | 4429.972 | 4437.328 | 4450.407 | 4463.51 | 4473.812 | 4482.483 | 4485.221 | 4487.215 | 4494.733 | 4500.975 | 4509.282 | 4514.563 | 4518.195 | 4520.458 | 4521.914 | 4522.468 | 4520.298 | 4519.268 | 4519.68 | 4519.796 | 4518.204 | 4515.394 | 4511.893 | 4507.703 | 4502.827 | 4497.265
| Linear Fluorescent Other |  |  | 552.435 | 558.483 | 565.341 | 572.293 | 578.968 | 585.514 | 591.35 | 597.154 | 603.774 | 610.299 | 617.188 | 623.739 | 630.134 | 636.408 | 642.636 | 648.809 | 654.656 | 660.732 | 667.092 | 673.474 | 679.671 | 685.749 | 691.78 | 697.766 | 703.706 | 709.591
| LED |  |  | 0 | 65.998 | 133.218 | 201.537 | 270.726 | 340.787 | 411.145 | 482.226 | 554.954 | 628.471 | 703.345 | 778.668 | 854.598 | 931.131 | 1008.35 | 1086.188 | 1164.083 | 1243.093 | 1323.38 | 1404.446 | 1485.766 | 1567.441 | 1649.631 | 1732.299 | 1815.417 | 1898.959
| T5 less than 4 ft. (res. only) |  |  | 0 | 0 | 0 | 0 | 0 | 0 | 0 | 0 | 0 | 0 | 0 | 0 | 0 | 0 | 0 | 0 | 0 | 0 | 0 | 0 | 0 | 0 | 0 | 0 | 0 | 0
Active Case Energy Density (kWh/sq2) |  |  |  | Frozen Efficiency 2010: Site Energy/Square_Feet
Submarket
Lamp Type
GSL - Medium Screw
| Incandescent MSB |  |  | 0.173 | 0.104 | 0.074 | 0.043 | 0.029 | 0.019 | 0.007 | 0.007 | 0.007 | 0.007 | 0.007 | 0.007 | 0.007 | 0.007 | 0.007 | 0.007 | 0.007 | 0.007 | 0.007 | 0.007 | 0.007 | 0.007 | 0.007 | 0.007 | 0.007 | 0.007
| Halogen MSB |  |  | 0.003 | 0.002 | 0.006 | 0.016 | 0.022 | 0.023 | 0.024 | 0.023 | 0.023 | 0.023 | 0.023 | 0.023 | 0.023 | 0.023 | 0.023 | 0.023 | 0.023 | 0.023 | 0.023 | 0.023 | 0.023 | 0.023 | 0.023 | 0.023 | 0.023 | 0.023
| CFL MSB |  |  | 0.033 | 0.049 | 0.055 | 0.059 | 0.061 | 0.063 | 0.065 | 0.066 | 0.066 | 0.066 | 0.066 | 0.066 | 0.066 | 0.066 | 0.066 | 0.066 | 0.066 | 0.066 | 0.066 | 0.066 | 0.066 | 0.066 | 0.066 | 0.066 | 0.066 | 0.066
| LED |  |  | 0 | 0 | 0 | 0 | 0 | 0 | 0 | 0 | 0 | 0 | 0 | 0 | 0 | 0 | 0 | 0 | 0 | 0 | 0 | 0 | 0 | 0 | 0 | 0 | 0 | 0
Reflectors
| Incandescent Reflector |  |  | 0.108 | 0.085 | 0.088 | 0.09 | 0.09 | 0.091 | 0.091 | 0.091 | 0.091 | 0.091 | 0.091 | 0.091 | 0.091 | 0.091 | 0.091 | 0.091 | 0.091 | 0.091 | 0.091 | 0.091 | 0.091 | 0.091 | 0.091 | 0.091 | 0.091 | 0.091
| Halogen Reflector - screw |  |  | 0.107 | 0.139 | 0.144 | 0.147 | 0.148 | 0.149 | 0.149 | 0.15 | 0.15 | 0.15 | 0.15 | 0.15 | 0.15 | 0.15 | 0.15 | 0.15 | 0.15 | 0.15 | 0.15 | 0.15 | 0.15 | 0.15 | 0.15 | 0.15 | 0.15 | 0.15
| CFL Reflector |  |  | 0.032 | 0.027 | 0.024 | 0.023 | 0.022 | 0.022 | 0.022 | 0.022 | 0.022 | 0.022 | 0.022 | 0.022 | 0.022 | 0.022 | 0.022 | 0.022 | 0.022 | 0.022 | 0.022 | 0.022 | 0.022 | 0.022 | 0.022 | 0.022 | 0.022 | 0.022
| LED |  |  | 0 | 0 | 0 | 0 | 0 | 0 | 0 | 0 | 0 | 0 | 0 | 0 | 0 | 0 | 0 | 0 | 0 | 0 | 0 | 0 | 0 | 0 | 0 | 0 | 0 | 0
Linear Fluorescent
| T12 |  |  | 1.075 | 0.923 | 0.796 | 0.689 | 0.6 | 0.526 | 0.464 | 0.412 | 0.368 | 0.33 | 0.298 | 0.272 | 0.249 | 0.23 | 0.213 | 0.199 | 0.187 | 0.177 | 0.169 | 0.161 | 0.155 | 0.15 | 0.145 | 0.141 | 0.137 | 0.134
| T8 |  |  | 1.854 | 1.931 | 1.997 | 2.051 | 2.096 | 2.134 | 2.166 | 2.193 | 2.215 | 2.234 | 2.251 | 2.264 | 2.276 | 2.286 | 2.294 | 2.301 | 2.307 | 2.312 | 2.316 | 2.32 | 2.323 | 2.326 | 2.328 | 2.33 | 2.332 | 2.333
| T5* |  |  | 0.209 | 0.233 | 0.254 | 0.27 | 0.285 | 0.296 | 0.306 | 0.315 | 0.322 | 0.328 | 0.333 | 0.337 | 0.341 | 0.344 | 0.347 | 0.349 | 0.351 | 0.352 | 0.354 | 0.355 | 0.356 | 0.357 | 0.358 | 0.359 | 0.359 | 0.36
| LED |  |  | 0 | 0 | 0 | 0 | 0 | 0 | 0 | 0 | 0 | 0 | 0 | 0 | 0 | 0 | 0 | 0 | 0 | 0 | 0 | 0 | 0 | 0 | 0 | 0 | 0 | 0
HID
| Mercury Vapor |  |  | 0.02 | 0.017 | 0.015 | 0.013 | 0.012 | 0.01 | 0.009 | 0.008 | 0.007 | 0.006 | 0.006 | 0.005 | 0.005 | 0.004 | 0.004 | 0.003 | 0.003 | 0.003 | 0.003 | 0.002 | 0.002 | 0.002 | 0.002 | 0.002 | 0.002 | 0.002
| Metal Halide |  |  | 0.585 | 0.595 | 0.603 | 0.611 | 0.617 | 0.622 | 0.627 | 0.631 | 0.634 | 0.638 | 0.64 | 0.642 | 0.644 | 0.646 | 0.648 | 0.649 | 0.65 | 0.651 | 0.652 | 0.653 | 0.653 | 0.654 | 0.654 | 0.655 | 0.655 | 0.655
| High Pressure Sodium |  |  | 0.048 | 0.042 | 0.037 | 0.033 | 0.03 | 0.027 | 0.024 | 0.022 | 0.019 | 0.018 | 0.016 | 0.015 | 0.014 | 0.013 | 0.012 | 0.011 | 0.011 | 0.01 | 0.009 | 0.009 | 0.009 | 0.008 | 0.008 | 0.008 | 0.008 | 0.007
| Low Pressure Sodium |  |  | 0 | 0 | 0 | 0 | 0 | 0 | 0 | 0 | 0 | 0 | 0 | 0 | 0 | 0 | 0 | 0 | 0 | 0 | 0 | 0 | 0 | 0 | 0 | 0 | 0 | 0
| LED |  |  | 0 | 0 | 0 | 0 | 0 | 0 | 0 | 0 | 0 | 0 | 0 | 0 | 0 | 0 | 0 | 0 | 0 | 0 | 0 | 0 | 0 | 0 | 0 | 0 | 0 | 0
Miscellaneous
| Incandescent Other |  |  | 0.008 | 0.008 | 0.007 | 0.007 | 0.007 | 0.007 | 0.007 | 0.006 | 0.006 | 0.006 | 0.006 | 0.006 | 0.005 | 0.005 | 0.005 | 0.005 | 0.005 | 0.005 | 0.004 | 0.004 | 0.004 | 0.004 | 0.004 | 0.004 | 0.004 | 0.004
| Halogen Reflector Other |  |  | 0.12 | 0.118 | 0.117 | 0.115 | 0.113 | 0.112 | 0.11 | 0.109 | 0.107 | 0.106 | 0.104 | 0.103 | 0.102 | 0.1 | 0.099 | 0.097 | 0.096 | 0.095 | 0.093 | 0.092 | 0.091 | 0.09 | 0.088 | 0.087 | 0.086 | 0.085
| CFL Other |  |  | 0.108 | 0.107 | 0.105 | 0.104 | 0.103 | 0.102 | 0.101 | 0.099 | 0.098 | 0.097 | 0.096 | 0.095 | 0.094 | 0.093 | 0.092 | 0.091 | 0.09 | 0.089 | 0.088 | 0.087 | 0.086 | 0.085 | 0.084 | 0.083 | 0.082 | 0.081
| Linear Fluorescent Other |  |  | 0.022 | 0.022 | 0.022 | 0.022 | 0.021 | 0.021 | 0.021 | 0.021 | 0.021 | 0.021 | 0.021 | 0.021 | 0.021 | 0.021 | 0.021 | 0.021 | 0.021 | 0.021 | 0.021 | 0.021 | 0.021 | 0.021 | 0.021 | 0.021 | 0.021 | 0.021
| LED |  |  | 0 | 0.002 | 0.003 | 0.005 | 0.006 | 0.008 | 0.009 | 0.01 | 0.012 | 0.013 | 0.015 | 0.016 | 0.017 | 0.019 | 0.02 | 0.021 | 0.022 | 0.024 | 0.025 | 0.026 | 0.027 | 0.028 | 0.03 | 0.031 | 0.032 | 0.033
| T5 less than 4 ft. (res. only) |  |  | 0 | 0 | 0 | 0 | 0 | 0 | 0 | 0 | 0 | 0 | 0 | 0 | 0 | 0 | 0 | 0 | 0 | 0 | 0 | 0 | 0 | 0 | 0 | 0 | 0 | 0
Active Case Power Density (W/ft2) |  |  |  | Frozen Efficiency 2010: Energy Density/Hours of Operation
Submarket
Lamp Type
GSL - Medium Screw
| Incandescent MSB |  |  | 0.048 | 0.029 | 0.02 | 0.012 | 0.008 | 0.005 | 0.002 | 0.002 | 0.002 | 0.002 | 0.002 | 0.002 | 0.002 | 0.002 | 0.002 | 0.002 | 0.002 | 0.002 | 0.002 | 0.002 | 0.002 | 0.002 | 0.002 | 0.002 | 0.002 | 0.002
| Halogen MSB |  |  | 0.001 | 0 | 0.002 | 0.004 | 0.006 | 0.006 | 0.007 | 0.006 | 0.006 | 0.006 | 0.006 | 0.006 | 0.006 | 0.006 | 0.006 | 0.006 | 0.006 | 0.006 | 0.006 | 0.006 | 0.006 | 0.006 | 0.006 | 0.006 | 0.006 | 0.006
| CFL MSB |  |  | 0.009 | 0.013 | 0.015 | 0.016 | 0.017 | 0.017 | 0.018 | 0.018 | 0.018 | 0.018 | 0.018 | 0.018 | 0.018 | 0.018 | 0.018 | 0.018 | 0.018 | 0.018 | 0.018 | 0.018 | 0.018 | 0.018 | 0.018 | 0.018 | 0.018 | 0.018
| LED |  |  | 0 | 0 | 0 | 0 | 0 | 0 | 0 | 0 | 0 | 0 | 0 | 0 | 0 | 0 | 0 | 0 | 0 | 0 | 0 | 0 | 0 | 0 | 0 | 0 | 0 | 0
Reflectors
| Incandescent Reflector |  |  | 0.029 | 0.023 | 0.024 | 0.024 | 0.024 | 0.025 | 0.025 | 0.025 | 0.025 | 0.025 | 0.025 | 0.025 | 0.025 | 0.025 | 0.025 | 0.025 | 0.025 | 0.025 | 0.025 | 0.025 | 0.025 | 0.025 | 0.025 | 0.025 | 0.025 | 0.025
| Halogen Reflector - screw |  |  | 0.029 | 0.037 | 0.039 | 0.04 | 0.04 | 0.04 | 0.04 | 0.04 | 0.04 | 0.04 | 0.04 | 0.04 | 0.04 | 0.04 | 0.04 | 0.04 | 0.04 | 0.04 | 0.04 | 0.04 | 0.04 | 0.04 | 0.04 | 0.04 | 0.04 | 0.04
| CFL Reflector |  |  | 0.009 | 0.007 | 0.007 | 0.006 | 0.006 | 0.006 | 0.006 | 0.006 | 0.006 | 0.006 | 0.006 | 0.006 | 0.006 | 0.006 | 0.006 | 0.006 | 0.006 | 0.006 | 0.006 | 0.006 | 0.006 | 0.006 | 0.006 | 0.006 | 0.006 | 0.006
| LED |  |  | 0 | 0 | 0 | 0 | 0 | 0 | 0 | 0 | 0 | 0 | 0 | 0 | 0 | 0 | 0 | 0 | 0 | 0 | 0 | 0 | 0 | 0 | 0 | 0 | 0 | 0
Linear Fluorescent
| T12 |  |  | 0.281 | 0.242 | 0.208 | 0.18 | 0.157 | 0.138 | 0.121 | 0.108 | 0.096 | 0.086 | 0.078 | 0.071 | 0.065 | 0.06 | 0.056 | 0.052 | 0.049 | 0.046 | 0.044 | 0.042 | 0.041 | 0.039 | 0.038 | 0.037 | 0.036 | 0.035
| T8 |  |  | 0.485 | 0.505 | 0.522 | 0.537 | 0.549 | 0.558 | 0.567 | 0.574 | 0.58 | 0.585 | 0.589 | 0.592 | 0.596 | 0.598 | 0.6 | 0.602 | 0.604 | 0.605 | 0.606 | 0.607 | 0.608 | 0.609 | 0.609 | 0.61 | 0.61 | 0.611
| T5* |  |  | 0.055 | 0.061 | 0.066 | 0.071 | 0.074 | 0.078 | 0.08 | 0.082 | 0.084 | 0.086 | 0.087 | 0.088 | 0.089 | 0.09 | 0.091 | 0.091 | 0.092 | 0.092 | 0.093 | 0.093 | 0.093 | 0.093 | 0.094 | 0.094 | 0.094 | 0.094
| LED |  |  | 0 | 0 | 0 | 0 | 0 | 0 | 0 | 0 | 0 | 0 | 0 | 0 | 0 | 0 | 0 | 0 | 0 | 0 | 0 | 0 | 0 | 0 | 0 | 0 | 0 | 0
HID
| Mercury Vapor |  |  | 0.005 | 0.005 | 0.004 | 0.003 | 0.003 | 0.003 | 0.002 | 0.002 | 0.002 | 0.002 | 0.001 | 0.001 | 0.001 | 0.001 | 0.001 | 0.001 | 0.001 | 0.001 | 0.001 | 0.001 | 0.001 | 0.001 | 0.001 | 0.001 | 0 | 0
| Metal Halide |  |  | 0.153 | 0.155 | 0.158 | 0.159 | 0.161 | 0.162 | 0.164 | 0.165 | 0.166 | 0.166 | 0.167 | 0.168 | 0.168 | 0.169 | 0.169 | 0.169 | 0.17 | 0.17 | 0.17 | 0.17 | 0.171 | 0.171 | 0.171 | 0.171 | 0.171 | 0.171
| High Pressure Sodium |  |  | 0.013 | 0.011 | 0.01 | 0.009 | 0.008 | 0.007 | 0.006 | 0.006 | 0.005 | 0.005 | 0.004 | 0.004 | 0.004 | 0.003 | 0.003 | 0.003 | 0.003 | 0.003 | 0.002 | 0.002 | 0.002 | 0.002 | 0.002 | 0.002 | 0.002 | 0.002
| Low Pressure Sodium |  |  | 0 | 0 | 0 | 0 | 0 | 0 | 0 | 0 | 0 | 0 | 0 | 0 | 0 | 0 | 0 | 0 | 0 | 0 | 0 | 0 | 0 | 0 | 0 | 0 | 0 | 0
| LED |  |  | 0 | 0 | 0 | 0 | 0 | 0 | 0 | 0 | 0 | 0 | 0 | 0 | 0 | 0 | 0 | 0 | 0 | 0 | 0 | 0 | 0 | 0 | 0 | 0 | 0 | 0
Miscellaneous
| Incandescent Other |  |  | 0.002 | 0.002 | 0.002 | 0.002 | 0.002 | 0.002 | 0.002 | 0.002 | 0.002 | 0.002 | 0.002 | 0.001 | 0.001 | 0.001 | 0.001 | 0.001 | 0.001 | 0.001 | 0.001 | 0.001 | 0.001 | 0.001 | 0.001 | 0.001 | 0.001 | 0.001
| Halogen Reflector Other |  |  | 0.032 | 0.032 | 0.031 | 0.031 | 0.03 | 0.03 | 0.029 | 0.029 | 0.029 | 0.028 | 0.028 | 0.027 | 0.027 | 0.027 | 0.026 | 0.026 | 0.026 | 0.025 | 0.025 | 0.025 | 0.024 | 0.024 | 0.024 | 0.023 | 0.023 | 0.023
| CFL Other |  |  | 0.029 | 0.028 | 0.028 | 0.028 | 0.027 | 0.027 | 0.027 | 0.026 | 0.026 | 0.026 | 0.026 | 0.025 | 0.025 | 0.025 | 0.024 | 0.024 | 0.024 | 0.024 | 0.023 | 0.023 | 0.023 | 0.023 | 0.022 | 0.022 | 0.022 | 0.022
| Linear Fluorescent Other |  |  | 0.006 | 0.006 | 0.006 | 0.006 | 0.006 | 0.006 | 0.006 | 0.006 | 0.006 | 0.006 | 0.006 | 0.006 | 0.006 | 0.006 | 0.006 | 0.006 | 0.006 | 0.006 | 0.006 | 0.006 | 0.006 | 0.006 | 0.006 | 0.006 | 0.005 | 0.005
| LED |  |  | 0 | 0 | 0.001 | 0.001 | 0.002 | 0.002 | 0.002 | 0.003 | 0.003 | 0.004 | 0.004 | 0.004 | 0.005 | 0.005 | 0.005 | 0.006 | 0.006 | 0.006 | 0.007 | 0.007 | 0.007 | 0.008 | 0.008 | 0.008 | 0.009 | 0.009
| T5 less than 4 ft. (res. only) |  |  | 0 | 0 | 0 | 0 | 0 | 0 | 0 | 0 | 0 | 0 | 0 | 0 | 0 | 0 | 0 | 0 | 0 | 0 | 0 | 0 | 0 | 0 | 0 | 0 | 0 | 0

## Results_Com
Energy Consumption and Sales |  |  |  | Efficiency Case | General Service Fluorescent Lamp | Fluorescent Ballast | Mercury Vapor | Metal Halide | General Service Incandescent | Halogen Reflector | Candelabra
Commercial Sector |  |  |  | Frozen Efficiency | Yes | Yes | Yes | Yes | Yes | Yes | Yes
|  |  |  | 2010 | 2011 | 2012 | 2013 | 2014 | 2015 | 2016 | 2017 | 2018 | 2019 | 2020 | 2021 | 2022 | 2023 | 2024 | 2025 | 2026 | 2027 | 2028 | 2029 | 2030 | 2031 | 2032 | 2033 | 2034 | 2035
Active Case Lighting Consumption (Tlm-hr)
Submarket
Lamp Type
GSL - Medium Screw
| Incandescent MSB |  |  | 6.339 | 3.86 | 2.77 | 1.627 | 1.132 | 0.733 | 0.276 | 0.268 | 0.27 | 0.273 | 0.277 | 0.28 | 0.284 | 0.287 | 0.291 | 0.294 | 0.297 | 0.3 | 0.304 | 0.307 | 0.311 | 0.314 | 0.318 | 0.321 | 0.324 | 0.328
| Halogen MSB |  |  | 0.133 | 0.078 | 0.276 | 0.728 | 1.008 | 1.072 | 1.131 | 1.099 | 1.109 | 1.122 | 1.138 | 1.151 | 1.165 | 1.179 | 1.192 | 1.206 | 1.219 | 1.233 | 1.248 | 1.262 | 1.276 | 1.289 | 1.303 | 1.316 | 1.33 | 1.343
| CFL MSB |  |  | 5.308 | 7.995 | 9.059 | 9.927 | 10.312 | 10.815 | 11.365 | 11.558 | 11.718 | 11.871 | 12.03 | 12.185 | 12.336 | 12.485 | 12.634 | 12.781 | 12.923 | 13.069 | 13.221 | 13.374 | 13.524 | 13.672 | 13.819 | 13.966 | 14.112 | 14.257
| LED |  |  | 0 | 0.003 | 0.005 | 0.006 | 0.007 | 0.008 | 0.009 | 0.009 | 0.01 | 0.01 | 0.011 | 0.011 | 0.012 | 0.012 | 0.012 | 0.012 | 0.012 | 0.013 | 0.013 | 0.013 | 0.013 | 0.013 | 0.013 | 0.014 | 0.014 | 0.014
Reflectors
| Incandescent Reflector |  |  | 3.322 | 2.629 | 2.873 | 3.099 | 3.324 | 3.366 | 3.406 | 3.446 | 3.49 | 3.535 | 3.582 | 3.629 | 3.673 | 3.718 | 3.762 | 3.806 | 3.848 | 3.891 | 3.936 | 3.982 | 4.027 | 4.071 | 4.114 | 4.158 | 4.201 | 4.244
| Halogen Reflector - screw |  |  | 4.606 | 6.064 | 6.249 | 6.256 | 6.145 | 6.222 | 6.292 | 6.365 | 6.45 | 6.533 | 6.622 | 6.705 | 6.787 | 6.868 | 6.949 | 7.03 | 7.106 | 7.186 | 7.271 | 7.355 | 7.436 | 7.517 | 7.597 | 7.677 | 7.756 | 7.836
| CFL Reflector |  |  | 4.216 | 3.608 | 3.355 | 3.301 | 3.362 | 3.415 | 3.462 | 3.506 | 3.552 | 3.599 | 3.647 | 3.694 | 3.74 | 3.786 | 3.831 | 3.877 | 3.921 | 3.965 | 4.011 | 4.057 | 4.103 | 4.148 | 4.194 | 4.238 | 4.283 | 4.328
| LED |  |  | 0 | 0.004 | 0.008 | 0.011 | 0.013 | 0.015 | 0.017 | 0.018 | 0.019 | 0.02 | 0.021 | 0.021 | 0.022 | 0.022 | 0.023 | 0.023 | 0.024 | 0.024 | 0.024 | 0.025 | 0.025 | 0.025 | 0.025 | 0.026 | 0.026 | 0.026
Linear Fluorescent
| T12 |  |  | 135.132 | 117.582 | 96.569 | 74.438 | 53.428 | 38.481 | 27.803 | 20.165 | 14.735 | 10.869 | 8.115 | 6.148 | 4.743 | 3.739 | 3.02 | 2.507 | 2.138 | 1.876 | 1.688 | 1.555 | 1.46 | 1.392 | 1.345 | 1.312 | 1.29 | 1.275
| T8 |  |  | 332.456 | 350.977 | 373.472 | 397.324 | 420.068 | 437.802 | 451.541 | 463.036 | 473.415 | 482.482 | 490.981 | 498.609 | 505.697 | 512.402 | 518.878 | 525.172 | 531.11 | 537.183 | 543.453 | 549.728 | 555.843 | 561.859 | 567.844 | 573.8 | 579.727 | 585.625
| T5* |  |  | 44.705 | 50.533 | 56.633 | 62.601 | 68.317 | 72.877 | 76.507 | 79.326 | 81.85 | 84.053 | 86.082 | 87.89 | 89.546 | 91.086 | 92.545 | 93.939 | 95.24 | 96.54 | 97.858 | 99.16 | 100.415 | 101.64 | 102.848 | 104.039 | 105.217 | 106.381
| LED |  |  | 0 | 0 | 0 | 0 | 0 | 0 | 0 | 0 | 0 | 0 | 0 | 0 | 0 | 0 | 0 | 0 | 0 | 0 | 0 | 0 | 0 | 0 | 0 | 0 | 0 | 0
HID
| Mercury Vapor |  |  | 1.444 | 1.277 | 1.132 | 1.005 | 0.894 | 0.797 | 0.712 | 0.638 | 0.574 | 0.517 | 0.468 | 0.424 | 0.387 | 0.353 | 0.325 | 0.299 | 0.277 | 0.258 | 0.241 | 0.227 | 0.214 | 0.203 | 0.193 | 0.185 | 0.178 | 0.172
| Metal Halide |  |  | 81.619 | 84.083 | 86.529 | 88.859 | 91.027 | 93.072 | 94.91 | 96.666 | 98.495 | 100.252 | 102.022 | 103.691 | 105.297 | 106.849 | 108.367 | 109.85 | 111.254 | 112.681 | 114.141 | 115.593 | 117.001 | 118.378 | 119.738 | 121.084 | 122.416 | 123.734
| High Pressure Sodium |  |  | 9.89 | 8.845 | 7.935 | 7.142 | 6.45 | 5.846 | 5.318 | 4.856 | 4.456 | 4.107 | 3.804 | 3.539 | 3.309 | 3.108 | 2.934 | 2.783 | 2.651 | 2.538 | 2.441 | 2.357 | 2.286 | 2.224 | 2.173 | 2.129 | 2.092 | 2.061
| Low Pressure Sodium |  |  | 0.133 | 0.117 | 0.103 | 0.09 | 0.079 | 0.069 | 0.061 | 0.054 | 0.047 | 0.041 | 0.036 | 0.032 | 0.028 | 0.025 | 0.022 | 0.019 | 0.017 | 0.015 | 0.013 | 0.012 | 0.01 | 0.009 | 0.008 | 0.007 | 0.006 | 0.006
| LED |  |  | 0 | 0 | 0 | 0 | 0 | 0 | 0 | 0 | 0 | 0 | 0 | 0 | 0 | 0 | 0 | 0 | 0 | 0 | 0 | 0 | 0 | 0 | 0 | 0 | 0 | 0
Miscellaneous
| Incandescent Other |  |  | 0.265 | 0.26 | 0.256 | 0.251 | 0.246 | 0.242 | 0.237 | 0.232 | 0.228 | 0.223 | 0.219 | 0.215 | 0.21 | 0.206 | 0.202 | 0.198 | 0.193 | 0.189 | 0.185 | 0.182 | 0.178 | 0.174 | 0.17 | 0.167 | 0.163 | 0.159
| Halogen Reflector Other |  |  | 6.367 | 6.362 | 6.366 | 6.37 | 6.37 | 6.367 | 6.356 | 6.343 | 6.339 | 6.333 | 6.33 | 6.322 | 6.312 | 6.3 | 6.287 | 6.273 | 6.255 | 6.239 | 6.224 | 6.21 | 6.193 | 6.174 | 6.154 | 6.134 | 6.112 | 6.09
| CFL Other |  |  | 18.562 | 18.593 | 18.648 | 18.703 | 18.746 | 18.782 | 18.794 | 18.802 | 18.834 | 18.86 | 18.895 | 18.917 | 18.932 | 18.941 | 18.947 | 18.95 | 18.941 | 18.936 | 18.938 | 18.939 | 18.932 | 18.92 | 18.906 | 18.888 | 18.868 | 18.844
| Linear Fluorescent Other |  |  | 3.351 | 3.388 | 3.429 | 3.472 | 3.512 | 3.552 | 3.587 | 3.622 | 3.663 | 3.702 | 3.744 | 3.784 | 3.822 | 3.861 | 3.898 | 3.936 | 3.971 | 4.008 | 4.047 | 4.085 | 4.123 | 4.16 | 4.196 | 4.233 | 4.269 | 4.304
| LED |  |  | 0 | 0.321 | 0.648 | 0.98 | 1.316 | 1.657 | 1.999 | 2.344 | 2.698 | 3.055 | 3.419 | 3.786 | 4.155 | 4.527 | 4.902 | 5.281 | 5.659 | 6.043 | 6.434 | 6.828 | 7.223 | 7.62 | 8.02 | 8.422 | 8.826 | 9.232
| T5 less than 4 ft. (res. only) |  |  | 0 | 0 | 0 | 0 | 0 | 0 | 0 | 0 | 0 | 0 | 0 | 0 | 0 | 0 | 0 | 0 | 0 | 0 | 0 | 0 | 0 | 0 | 0 | 0 | 0 | 0
Active Case Site Consumption (TWh) |  |  |  | Frozen Efficiency 2010: Tlm-hr/(effic iency lamp * efficiency ballast *fixture efficiency)
Submarket
Lamp Type
GSL - Medium Screw
| Incandescent MSB |  |  | 0.511 | 0.311 | 0.223 | 0.131 | 0.091 | 0.059 | 0.022 | 0.022 | 0.022 | 0.022 | 0.022 | 0.023 | 0.023 | 0.023 | 0.023 | 0.024 | 0.024 | 0.024 | 0.025 | 0.025 | 0.025 | 0.025 | 0.026 | 0.026 | 0.026 | 0.026
| Halogen MSB |  |  | 0.009 | 0.005 | 0.019 | 0.049 | 0.069 | 0.073 | 0.077 | 0.075 | 0.075 | 0.076 | 0.077 | 0.078 | 0.079 | 0.08 | 0.081 | 0.082 | 0.083 | 0.084 | 0.085 | 0.086 | 0.087 | 0.088 | 0.089 | 0.09 | 0.09 | 0.091
| CFL MSB |  |  | 0.098 | 0.147 | 0.167 | 0.182 | 0.19 | 0.199 | 0.209 | 0.212 | 0.215 | 0.218 | 0.221 | 0.224 | 0.227 | 0.23 | 0.232 | 0.235 | 0.238 | 0.24 | 0.243 | 0.246 | 0.249 | 0.251 | 0.254 | 0.257 | 0.259 | 0.262
| LED |  |  | 0 | 0 | 0 | 0 | 0 | 0 | 0 | 0 | 0 | 0 | 0 | 0 | 0 | 0 | 0 | 0 | 0 | 0 | 0 | 0 | 0 | 0 | 0 | 0 | 0 | 0
Reflectors
| Incandescent Reflector |  |  | 0.319 | 0.253 | 0.276 | 0.298 | 0.32 | 0.324 | 0.327 | 0.331 | 0.336 | 0.34 | 0.344 | 0.349 | 0.353 | 0.357 | 0.362 | 0.366 | 0.37 | 0.374 | 0.378 | 0.383 | 0.387 | 0.391 | 0.396 | 0.4 | 0.404 | 0.408
| Halogen Reflector - screw |  |  | 0.315 | 0.415 | 0.412 | 0.383 | 0.352 | 0.345 | 0.349 | 0.353 | 0.358 | 0.362 | 0.367 | 0.372 | 0.376 | 0.381 | 0.385 | 0.39 | 0.394 | 0.398 | 0.403 | 0.408 | 0.412 | 0.417 | 0.421 | 0.425 | 0.43 | 0.434
| CFL Reflector |  |  | 0.094 | 0.08 | 0.075 | 0.074 | 0.075 | 0.076 | 0.077 | 0.078 | 0.079 | 0.08 | 0.081 | 0.082 | 0.083 | 0.084 | 0.085 | 0.086 | 0.087 | 0.088 | 0.089 | 0.09 | 0.091 | 0.092 | 0.093 | 0.094 | 0.095 | 0.096
| LED |  |  | 0 | 0 | 0 | 0 | 0 | 0 | 0 | 0 | 0.001 | 0.001 | 0.001 | 0.001 | 0.001 | 0.001 | 0.001 | 0.001 | 0.001 | 0.001 | 0.001 | 0.001 | 0.001 | 0.001 | 0.001 | 0.001 | 0.001 | 0.001
Linear Fluorescent
| T12 |  |  | 3.17 | 2.758 | 2.265 | 1.746 | 1.253 | 0.903 | 0.652 | 0.473 | 0.346 | 0.255 | 0.19 | 0.144 | 0.111 | 0.088 | 0.071 | 0.059 | 0.05 | 0.044 | 0.04 | 0.036 | 0.034 | 0.033 | 0.032 | 0.031 | 0.03 | 0.03
| T8 |  |  | 5.465 | 5.77 | 6.14 | 6.532 | 6.894 | 7.153 | 7.336 | 7.482 | 7.609 | 7.719 | 7.823 | 7.921 | 8.018 | 8.117 | 8.212 | 8.306 | 8.395 | 8.486 | 8.581 | 8.676 | 8.769 | 8.861 | 8.952 | 9.043 | 9.134 | 9.225
| T5* |  |  | 0.616 | 0.697 | 0.781 | 0.863 | 0.942 | 1.004 | 1.054 | 1.092 | 1.126 | 1.155 | 1.183 | 1.207 | 1.23 | 1.251 | 1.27 | 1.289 | 1.307 | 1.325 | 1.343 | 1.36 | 1.378 | 1.394 | 1.411 | 1.427 | 1.443 | 1.459
| LED |  |  | 0 | 0 | 0 | 0 | 0 | 0 | 0 | 0 | 0 | 0 | 0 | 0 | 0 | 0 | 0 | 0 | 0 | 0 | 0 | 0 | 0 | 0 | 0 | 0 | 0 | 0
HID |  | mh STD ON
| Mercury Vapor | 0.13454 | 0.082686 | 0.059 | 0.052 | 0.046 | 0.041 | 0.036 | 0.032 | 0.029 | 0.026 | 0.023 | 0.021 | 0.019 | 0.017 | 0.016 | 0.014 | 0.013 | 0.012 | 0.011 | 0.01 | 0.01 | 0.009 | 0.009 | 0.008 | 0.008 | 0.008 | 0.007 | 0.007
| Metal Halide | 1.6327 | -0.1327 | 1.725 | 1.765 | 1.817 | 1.866 | 1.911 | 1.954 | 1.993 | 2.03 | 2.068 | 2.105 | 2.142 | 2.177 | 2.211 | 2.243 | 2.275 | 2.306 | 2.336 | 2.366 | 2.397 | 2.427 | 2.457 | 2.485 | 2.514 | 2.542 | 2.57 | 2.598
| High Pressure Sodium | 2.0335 | 1.907 | 0.142 | 0.127 | 0.114 | 0.102 | 0.092 | 0.084 | 0.076 | 0.07 | 0.064 | 0.059 | 0.054 | 0.051 | 0.047 | 0.044 | 0.042 | 0.04 | 0.038 | 0.036 | 0.035 | 0.034 | 0.033 | 0.032 | 0.031 | 0.03 | 0.03 | 0.03
| Low Pressure Sodium | 0.022688 | 0.021435 | 0.001 | 0.001 | 0.001 | 0.001 | 0.001 | 0.001 | 0.001 | 0.001 | 0.001 | 0 | 0 | 0 | 0 | 0 | 0 | 0 | 0 | 0 | 0 | 0 | 0 | 0 | 0 | 0 | 0 | 0
| LED | 0.001191 | 0.001191 | 0 | 0 | 0 | 0 | 0 | 0 | 0 | 0 | 0 | 0 | 0 | 0 | 0 | 0 | 0 | 0 | 0 | 0 | 0 | 0 | 0 | 0 | 0 | 0 | 0 | 0
Miscellaneous
| Incandescent Other |  |  | 0.023 | 0.023 | 0.022 | 0.022 | 0.021 | 0.021 | 0.021 | 0.02 | 0.02 | 0.019 | 0.019 | 0.019 | 0.018 | 0.018 | 0.018 | 0.017 | 0.017 | 0.016 | 0.016 | 0.016 | 0.015 | 0.015 | 0.015 | 0.014 | 0.014 | 0.014
| Halogen Reflector Other |  |  | 0.354 | 0.353 | 0.354 | 0.354 | 0.354 | 0.354 | 0.353 | 0.352 | 0.352 | 0.352 | 0.352 | 0.351 | 0.351 | 0.35 | 0.349 | 0.349 | 0.348 | 0.347 | 0.346 | 0.345 | 0.344 | 0.343 | 0.342 | 0.341 | 0.34 | 0.338
| CFL Other |  |  | 0.318 | 0.318 | 0.319 | 0.32 | 0.321 | 0.322 | 0.322 | 0.322 | 0.322 | 0.323 | 0.324 | 0.324 | 0.324 | 0.324 | 0.324 | 0.324 | 0.324 | 0.324 | 0.324 | 0.324 | 0.324 | 0.324 | 0.324 | 0.323 | 0.323 | 0.323
| Linear Fluorescent Other |  |  | 0.064 | 0.065 | 0.065 | 0.066 | 0.067 | 0.068 | 0.068 | 0.069 | 0.07 | 0.071 | 0.071 | 0.072 | 0.073 | 0.074 | 0.074 | 0.075 | 0.076 | 0.076 | 0.077 | 0.078 | 0.079 | 0.079 | 0.08 | 0.081 | 0.081 | 0.082
| LED |  |  | 0 | 0.005 | 0.009 | 0.014 | 0.019 | 0.024 | 0.029 | 0.034 | 0.039 | 0.044 | 0.049 | 0.054 | 0.059 | 0.065 | 0.07 | 0.076 | 0.081 | 0.086 | 0.092 | 0.098 | 0.103 | 0.109 | 0.115 | 0.121 | 0.126 | 0.132
| T5 less than 4 ft. (res. only) |  |  | 0 | 0 | 0 | 0 | 0 | 0 | 0 | 0 | 0 | 0 | 0 | 0 | 0 | 0 | 0 | 0 | 0 | 0 | 0 | 0 | 0 | 0 | 0 | 0 | 0 | 0
Active Case Source Consumption (aMW) |  |  |  | 0.094: Site Consumption * Busbar
Submarket
Lamp Type
GSL - Medium Screw
| Incandescent MSB |  |  | 64 | 39 | 28 | 16 | 11 | 7 | 3 | 3 | 3 | 3 | 3 | 3 | 3 | 3 | 3 | 3 | 3 | 3 | 3 | 3 | 3 | 3 | 3 | 3 | 3 | 3
| Halogen MSB |  |  | 1 | 1 | 2 | 6 | 9 | 9 | 10 | 9 | 9 | 10 | 10 | 10 | 10 | 10 | 10 | 10 | 10 | 10 | 11 | 11 | 11 | 11 | 11 | 11 | 11 | 11
| CFL MSB |  |  | 12 | 18 | 21 | 23 | 24 | 25 | 26 | 26 | 27 | 27 | 28 | 28 | 28 | 29 | 29 | 29 | 30 | 30 | 30 | 31 | 31 | 31 | 32 | 32 | 32 | 33
| LED |  |  | 0 | 0 | 0 | 0 | 0 | 0 | 0 | 0 | 0 | 0 | 0 | 0 | 0 | 0 | 0 | 0 | 0 | 0 | 0 | 0 | 0 | 0 | 0 | 0 | 0 | 0
Reflectors
| Incandescent Reflector |  |  | 40 | 31 | 34 | 37 | 40 | 40 | 41 | 41 | 42 | 42 | 43 | 43 | 44 | 45 | 45 | 46 | 46 | 47 | 47 | 48 | 48 | 49 | 49 | 50 | 50 | 51
| Halogen Reflector - screw |  |  | 39 | 52 | 51 | 48 | 44 | 43 | 43 | 44 | 45 | 45 | 46 | 46 | 47 | 47 | 48 | 49 | 49 | 50 | 50 | 51 | 51 | 52 | 52 | 53 | 54 | 54
| CFL Reflector |  |  | 12 | 10 | 9 | 9 | 9 | 9 | 10 | 10 | 10 | 10 | 10 | 10 | 10 | 10 | 11 | 11 | 11 | 11 | 11 | 11 | 11 | 12 | 12 | 12 | 12 | 12
| LED |  |  | 0 | 0 | 0 | 0 | 0 | 0 | 0 | 0 | 0 | 0 | 0 | 0 | 0 | 0 | 0 | 0 | 0 | 0 | 0 | 0 | 0 | 0 | 0 | 0 | 0 | 0
Linear Fluorescent
| T12 |  |  | 395 | 343 | 282 | 217 | 156 | 112 | 81 | 59 | 43 | 32 | 24 | 18 | 14 | 11 | 9 | 7 | 6 | 5 | 5 | 5 | 4 | 4 | 4 | 4 | 4 | 4
| T8 |  |  | 680 | 718 | 764 | 813 | 858 | 891 | 913 | 931 | 947 | 961 | 974 | 986 | 998 | 1010 | 1022 | 1034 | 1045 | 1056 | 1068 | 1080 | 1092 | 1103 | 1114 | 1126 | 1137 | 1148
| T5* |  |  | 77 | 87 | 97 | 107 | 117 | 125 | 131 | 136 | 140 | 144 | 147 | 150 | 153 | 156 | 158 | 161 | 163 | 165 | 167 | 169 | 171 | 174 | 176 | 178 | 180 | 182
| LED |  |  | 0 | 0 | 0 | 0 | 0 | 0 | 0 | 0 | 0 | 0 | 0 | 0 | 0 | 0 | 0 | 0 | 0 | 0 | 0 | 0 | 0 | 0 | 0 | 0 | 0 | 0
HID
| Mercury Vapor |  |  | 7 | 6 | 6 | 5 | 5 | 4 | 4 | 3 | 3 | 3 | 2 | 2 | 2 | 2 | 2 | 2 | 1 | 1 | 1 | 1 | 1 | 1 | 1 | 1 | 1 | 1
| Metal Halide |  |  | 215 | 220 | 226 | 232 | 238 | 243 | 248 | 253 | 257 | 262 | 267 | 271 | 275 | 279 | 283 | 287 | 291 | 295 | 298 | 302 | 306 | 309 | 313 | 316 | 320 | 323
| High Pressure Sodium |  |  | 18 | 16 | 14 | 13 | 11 | 10 | 9 | 9 | 8 | 7 | 7 | 6 | 6 | 6 | 5 | 5 | 5 | 5 | 4 | 4 | 4 | 4 | 4 | 4 | 4 | 4
| Low Pressure Sodium |  |  | 0 | 0 | 0 | 0 | 0 | 0 | 0 | 0 | 0 | 0 | 0 | 0 | 0 | 0 | 0 | 0 | 0 | 0 | 0 | 0 | 0 | 0 | 0 | 0 | 0 | 0
| LED |  |  | 0 | 0 | 0 | 0 | 0 | 0 | 0 | 0 | 0 | 0 | 0 | 0 | 0 | 0 | 0 | 0 | 0 | 0 | 0 | 0 | 0 | 0 | 0 | 0 | 0 | 0
Miscellaneous
| Incandescent Other |  |  | 3 | 3 | 3 | 3 | 3 | 3 | 3 | 3 | 2 | 2 | 2 | 2 | 2 | 2 | 2 | 2 | 2 | 2 | 2 | 2 | 2 | 2 | 2 | 2 | 2 | 2
| Halogen Reflector Other |  |  | 44 | 44 | 44 | 44 | 44 | 44 | 44 | 44 | 44 | 44 | 44 | 44 | 44 | 44 | 43 | 43 | 43 | 43 | 43 | 43 | 43 | 43 | 43 | 42 | 42 | 42
| CFL Other |  |  | 40 | 40 | 40 | 40 | 40 | 40 | 40 | 40 | 40 | 40 | 40 | 40 | 40 | 40 | 40 | 40 | 40 | 40 | 40 | 40 | 40 | 40 | 40 | 40 | 40 | 40
| Linear Fluorescent Other |  |  | 8 | 8 | 8 | 8 | 8 | 8 | 9 | 9 | 9 | 9 | 9 | 9 | 9 | 9 | 9 | 9 | 9 | 10 | 10 | 10 | 10 | 10 | 10 | 10 | 10 | 10
| LED |  |  | 0 | 1 | 1 | 2 | 2 | 3 | 4 | 4 | 5 | 5 | 6 | 7 | 7 | 8 | 9 | 9 | 10 | 11 | 11 | 12 | 13 | 14 | 14 | 15 | 16 | 16
| T5 less than 4 ft. (res. only) |  |  | 0 | 0 | 0 | 0 | 0 | 0 | 0 | 0 | 0 | 0 | 0 | 0 | 0 | 0 | 0 | 0 | 0 | 0 | 0 | 0 | 0 | 0 | 0 | 0 | 0 | 0
Active Case Unit Sales (1000 units) |  |  |  | 0.094: From System_Total_Mkt
Submarket
Lamp Type
GSL - Medium Screw
| Incandescent MSB |  |  |  | 1468 | 1054 | 619 | 430 | 279 | 105 | 102 | 103 | 104 | 105 | 107 | 108 | 109 | 111 | 112 | 113 | 114 | 116 | 117 | 118 | 120 | 121 | 122 | 123 | 125
| Halogen MSB |  |  |  | 32 | 113 | 298 | 413 | 439 | 463 | 450 | 454 | 460 | 466 | 472 | 477 | 483 | 489 | 494 | 499 | 505 | 511 | 517 | 523 | 528 | 534 | 539 | 545 | 550
| CFL MSB |  |  |  | 1198 | 1064 | 1122 | 1089 | 1157 | 1219 | 1186 | 1197 | 1211 | 1228 | 1242 | 1257 | 1272 | 1287 | 1301 | 1315 | 1330 | 1346 | 1361 | 1376 | 1390 | 1405 | 1420 | 1434 | 1449
LED | bar: 0.08 to 0.096
Reflectors
| Incandescent Reflector |  |  |  | 863 | 943 | 1018 | 1091 | 1105 | 1118 | 1131 | 1146 | 1161 | 1176 | 1191 | 1206 | 1221 | 1235 | 1249 | 1263 | 1277 | 1292 | 1307 | 1322 | 1336 | 1351 | 1365 | 1379 | 1393
| Halogen Reflector - screw |  |  |  | 1442 | 1486 | 1488 | 1461 | 1479 | 1496 | 1513 | 1534 | 1553 | 1574 | 1594 | 1614 | 1633 | 1652 | 1671 | 1690 | 1709 | 1729 | 1749 | 1768 | 1787 | 1806 | 1825 | 1844 | 1863
| CFL Reflector |  |  |  | 353 | 383 | 412 | 440 | 445 | 450 | 455 | 462 | 467 | 474 | 480 | 485 | 491 | 497 | 503 | 508 | 514 | 520 | 526 | 532 | 537 | 543 | 549 | 554 | 560
| LED |  |  |  | 1 | 1 | 1 | 1 | 1 | 1 | 1 | 1 | 1 | 1 | 1 | 1 | 1 | 1 | 2 | 2 | 2 | 2 | 2 | 2 | 2 | 2 | 2 | 2 | 2
Linear Fluorescent
| T12 |  |  |  | 2989 | 1878 | 929 | 220 | 167 | 126 | 97 | 82 | 71 | 63 | 57 | 53 | 50 | 48 | 47 | 45 | 45 | 44 | 44 | 44 | 44 | 44 | 44 | 44 | 44
| T8 |  |  |  | 16326 | 17586 | 18638 | 19396 | 19557 | 19653 | 19831 | 20075 | 20246 | 20468 | 20625 | 20794 | 20964 | 21141 | 21262 | 21356 | 21557 | 21725 | 21878 | 22054 | 22190 | 22335 | 22520 | 22667 | 22851
| T5* |  |  |  | 1894 | 2086 | 2244 | 2386 | 2429 | 2460 | 2476 | 2520 | 2553 | 2590 | 2619 | 2647 | 2675 | 2703 | 2724 | 2740 | 2770 | 2796 | 2819 | 2844 | 2865 | 2886 | 2912 | 2933 | 2959
| LED |  |  |  | 0 | 0 | 0 | 0 | 0 | 0 | 0 | 0 | 0 | 0 | 0 | 0 | 0 | 0 | 0 | 0 | 0 | 0 | 0 | 0 | 0 | 0 | 0 | 0 | 0
HID
| Mercury Vapor |  |  |  | 7 | 7 | 6 | 5 | 5 | 4 | 4 | 4 | 3 | 3 | 3 | 2 | 2 | 2 | 2 | 2 | 2 | 2 | 2 | 2 | 1 | 1 | 1 | 1 | 1
| Metal Halide |  |  |  | 438 | 449 | 459 | 467 | 476 | 482 | 489 | 498 | 506 | 514 | 521 | 527 | 534 | 540 | 547 | 552 | 559 | 566 | 573 | 578 | 584 | 589 | 595 | 601 | 606
| High Pressure Sodium |  |  |  | 14 | 13 | 12 | 11 | 10 | 9 | 9 | 8 | 8 | 7 | 7 | 6 | 6 | 6 | 6 | 6 | 5 | 5 | 5 | 5 | 5 | 5 | 5 | 5 | 5
| Low Pressure Sodium |  |  |  | 0 | 0 | 0 | 0 | 0 | 0 | 0 | 0 | 0 | 0 | 0 | 0 | 0 | 0 | 0 | 0 | 0 | 0 | 0 | 0 | 0 | 0 | 0 | 0 | 0
| LED |  |  |  | 0 | 0 | 0 | 0 | 0 | 0 | 0 | 0 | 0 | 0 | 0 | 0 | 0 | 0 | 0 | 0 | 0 | 0 | 0 | 0 | 0 | 0 | 0 | 0 | 0
Miscellaneous
| Incandescent Other |  |  |  | 840 | 825 | 810 | 795 | 780 | 764 | 749 | 734 | 720 | 706 | 693 | 679 | 665 | 651 | 638 | 624 | 611 | 599 | 586 | 574 | 561 | 549 | 537 | 526 | 514
| Halogen Reflector Other |  |  |  | 1437 | 1438 | 1439 | 1439 | 1438 | 1435 | 1432 | 1432 | 1430 | 1429 | 1428 | 1425 | 1423 | 1420 | 1417 | 1412 | 1409 | 1406 | 1402 | 1398 | 1394 | 1390 | 1385 | 1380 | 1375
| CFL Other |  |  |  | 1625 | 1634 | 1639 | 1641 | 1643 | 1640 | 1640 | 1646 | 1648 | 1652 | 1652 | 1653 | 1653 | 1653 | 1652 | 1650 | 1650 | 1651 | 1651 | 1649 | 1647 | 1646 | 1644 | 1642 | 1639
| Linear Fluorescent Other |  |  |  | 175 | 177 | 179 | 180 | 181 | 182 | 183 | 185 | 186 | 188 | 189 | 190 | 192 | 193 | 194 | 194 | 196 | 197 | 199 | 199 | 200 | 202 | 203 | 204 | 205
| LED |  |  |  | 66 | 81 | 97 | 112 | 128 | 144 | 159 | 176 | 193 | 210 | 226 | 243 | 260 | 277 | 294 | 311 | 329 | 347 | 365 | 383 | 401 | 419 | 437 | 455 | 474
| T5 less than 4 ft. (res. only) |  |  |  | 0 | 0 | 0 | 0 | 0 | 0 | 0 | 0 | 0 | 0 | 0 | 0 | 0 | 0 | 0 | 0 | 0 | 0 | 0 | 0 | 0 | 0 | 0 | 0 | 0
Active Case Installed Stock (1000 units) |  |  |  | 0.094: Installed Stock in Tlmhr/(lumens*operating hours)
Submarket
Lamp Type
GSL - Medium Screw
| Incandescent MSB |  |  | 2411.037 | 1468.201 | 1053.756 | 618.841 | 430.404 | 278.748 | 105.158 | 101.888 | 102.646 | 103.9 | 105.296 | 106.625 | 107.926 | 109.214 | 110.502 | 111.784 | 112.999 | 114.276 | 115.618 | 116.959 | 118.255 | 119.532 | 120.807 | 122.079 | 123.344 | 124.604
| Halogen MSB |  |  | 54.421 | 31.953 | 113.058 | 298.077 | 413.021 | 439.178 | 463.497 | 450.301 | 454.226 | 459.702 | 466.031 | 471.69 | 477.329 | 482.925 | 488.56 | 494.157 | 499.32 | 505.054 | 511.098 | 517.002 | 522.595 | 528.136 | 533.715 | 539.276 | 544.809 | 550.313
| CFL MSB |  |  | 1317.15 | 1983.966 | 2247.911 | 2463.166 | 2558.755 | 2683.552 | 2820.051 | 2868.112 | 2907.743 | 2945.736 | 2985.242 | 3023.478 | 3061.015 | 3098.038 | 3134.901 | 3171.561 | 3206.799 | 3243.019 | 3280.666 | 3318.644 | 3355.881 | 3392.58 | 3429.101 | 3465.466 | 3501.666 | 3537.689
| LED |  |  | 0 | 0.872 | 1.605 | 1.987 | 2.292 | 2.569 | 2.818 | 3.022 | 3.204 | 3.357 | 3.492 | 3.603 | 3.698 | 3.781 | 3.855 | 3.921 | 3.977 | 4.034 | 4.093 | 4.149 | 4.199 | 4.247 | 4.293 | 4.337 | 4.381 | 4.423
Reflectors
| Incandescent Reflector |  |  | 1090.723 | 863.193 | 943.132 | 1017.501 | 1091.314 | 1105.096 | 1118.172 | 1131.208 | 1145.783 | 1160.654 | 1176.136 | 1191.253 | 1206.007 | 1220.553 | 1235.03 | 1249.441 | 1263.32 | 1277.498 | 1292.296 | 1307.283 | 1321.979 | 1336.418 | 1350.773 | 1365.074 | 1379.312 | 1393.482
| Halogen Reflector - screw |  |  | 1095.104 | 1441.826 | 1485.974 | 1487.592 | 1461.071 | 1479.359 | 1496.1 | 1513.461 | 1533.729 | 1553.46 | 1574.473 | 1594.28 | 1613.792 | 1633.06 | 1652.315 | 1671.464 | 1689.625 | 1708.763 | 1728.779 | 1748.781 | 1768.172 | 1787.292 | 1806.381 | 1825.394 | 1844.322 | 1863.155
| CFL Reflector |  |  | 1283.975 | 1098.717 | 1021.668 | 1005.241 | 1023.793 | 1040.032 | 1054.298 | 1067.787 | 1081.928 | 1096.035 | 1110.632 | 1124.958 | 1139.089 | 1153.042 | 1166.91 | 1180.691 | 1194.05 | 1207.614 | 1221.574 | 1235.689 | 1249.648 | 1263.457 | 1277.189 | 1290.854 | 1304.454 | 1317.987
| LED |  |  | 0 | 1.233 | 2.242 | 3.07 | 3.754 | 4.306 | 4.74 | 5.095 | 5.408 | 5.67 | 5.9 | 6.091 | 6.254 | 6.395 | 6.522 | 6.636 | 6.733 | 6.831 | 6.93 | 7.025 | 7.112 | 7.194 | 7.273 | 7.349 | 7.424 | 7.498
Linear Fluorescent
| T12 |  |  | 16610.374 | ######## | ######## | 9149.906 | 6567.385 | 4730.075 | 3417.585 | 2478.611 | 1811.247 | 1336.043 | 997.457 | 755.723 | 583.019 | 459.549 | 371.265 | 308.152 | 262.84 | 230.536 | 207.548 | 191.144 | 179.48 | 171.159 | 165.282 | 161.276 | 158.521 | 156.776
| T8 |  |  | 46549.384 | ######## | ######## | ######## | ######## | ######## | ######## | ######## | ######## | ######## | ######## | ######## | ######## | ######## | ######## | ######## | ######## | ######## | ######## | ######## | ######## | ######## | ######## | ######## | ######## | ########
| T5* |  |  | 4451.529 | 5031.843 | 5639.258 | 6233.522 | 6802.684 | 7256.766 | 7618.126 | 7898.869 | 8150.222 | 8369.552 | 8571.611 | 8751.623 | 8916.522 | 9069.899 | 9215.188 | 9353.977 | 9483.472 | 9612.99 | 9744.221 | 9873.851 | 9998.837 | ######## | ######## | ######## | ######## | ########
| LED |  |  | 0 | 0 | 0 | 0 | 0 | 0 | 0 | 0 | 0 | 0 | 0 | 0.001 | 0.001 | 0.001 | 0.001 | 0.001 | 0.001 | 0.001 | 0.001 | 0.001 | 0.001 | 0.001 | 0.001 | 0.001 | 0.001 | 0.001
HID
| Mercury Vapor |  |  | 42.223 | 37.352 | 33.103 | 29.392 | 26.15 | 23.316 | 20.835 | 18.667 | 16.774 | 15.119 | 13.674 | 12.409 | 11.303 | 10.335 | 9.49 | 8.751 | 8.104 | 7.541 | 7.051 | 6.624 | 6.253 | 5.93 | 5.651 | 5.409 | 5.199 | 5.019
| Metal Halide |  |  | 1287.714 | 1326.58 | 1365.184 | 1401.942 | 1436.144 | 1468.414 | 1497.402 | 1525.102 | 1553.966 | 1581.681 | 1609.607 | 1635.944 | 1661.277 | 1685.776 | 1709.715 | 1733.109 | 1755.268 | 1777.776 | 1800.817 | 1823.725 | 1845.935 | 1867.655 | 1889.125 | 1910.36 | 1931.37 | 1952.163
| High Pressure Sodium |  |  | 103.651 | 92.698 | 83.165 | 74.853 | 67.599 | 61.268 | 55.73 | 50.898 | 46.703 | 43.045 | 39.867 | 37.095 | 34.679 | 32.577 | 30.751 | 29.165 | 27.785 | 26.597 | 25.579 | 24.706 | 23.955 | 23.313 | 22.769 | 22.309 | 21.924 | 21.604
| Low Pressure Sodium |  |  | 2.018 | 1.77 | 1.552 | 1.362 | 1.196 | 1.05 | 0.923 | 0.811 | 0.713 | 0.627 | 0.552 | 0.486 | 0.428 | 0.377 | 0.332 | 0.293 | 0.258 | 0.228 | 0.201 | 0.177 | 0.157 | 0.138 | 0.122 | 0.108 | 0.096 | 0.085
| LED |  |  | 0 | 0 | 0 | 0 | 0 | 0 | 0 | 0 | 0 | 0 | 0 | 0 | 0 | 0 | 0 | 0 | 0 | 0 | 0 | 0 | 0 | 0 | 0 | 0 | 0 | 0
Miscellaneous
| Incandescent Other |  |  | 856.247 | 839.739 | 824.652 | 809.872 | 794.886 | 779.888 | 764.155 | 748.614 | 734.296 | 720.045 | 706.393 | 692.532 | 678.693 | 664.928 | 651.325 | 637.873 | 624.32 | 611.21 | 598.567 | 586.147 | 573.767 | 561.496 | 549.403 | 537.487 | 525.749 | 514.188
| Halogen Reflector Other |  |  | 1523.564 | 1522.501 | 1523.434 | 1524.362 | 1524.303 | 1523.67 | 1520.978 | 1518.033 | 1516.996 | 1515.517 | 1514.745 | 1512.933 | 1510.558 | 1507.719 | 1504.611 | 1501.204 | 1496.884 | 1492.96 | 1489.532 | 1486.012 | 1481.929 | 1477.449 | 1472.752 | 1467.841 | 1462.717 | 1457.382
| CFL Other |  |  | 4429.972 | 4437.328 | 4450.407 | 4463.51 | 4473.812 | 4482.483 | 4485.221 | 4487.215 | 4494.733 | 4500.975 | 4509.282 | 4514.563 | 4518.195 | 4520.458 | 4521.914 | 4522.468 | 4520.298 | 4519.268 | 4519.68 | 4519.796 | 4518.204 | 4515.394 | 4511.893 | 4507.703 | 4502.827 | 4497.265
| Linear Fluorescent Other |  |  | 552.435 | 558.483 | 565.341 | 572.293 | 578.968 | 585.514 | 591.35 | 597.154 | 603.774 | 610.299 | 617.188 | 623.739 | 630.134 | 636.408 | 642.636 | 648.809 | 654.656 | 660.732 | 667.092 | 673.474 | 679.671 | 685.749 | 691.78 | 697.766 | 703.706 | 709.591
| LED |  |  | 0 | 65.998 | 133.216 | 201.53 | 270.711 | 340.766 | 411.117 | 482.192 | 554.914 | 628.426 | 703.295 | 778.612 | 854.538 | 931.066 | 1008.28 | 1086.114 | 1164.004 | 1243.011 | 1323.294 | 1404.357 | 1485.673 | 1567.345 | 1649.532 | 1732.198 | 1815.313 | 1898.853
| T5 less than 4 ft. (res. only) |  |  | 0 | 0 | 0 | 0 | 0 | 0 | 0 | 0 | 0 | 0 | 0 | 0 | 0 | 0 | 0 | 0 | 0 | 0 | 0 | 0 | 0 | 0 | 0 | 0 | 0 | 0
Active Case Energy Density (kWh/sq2) |  |  |  | 0.094: Site Energy/Square_Feet
Submarket
Lamp Type
GSL - Medium Screw
| Incandescent MSB |  |  | 0.173 | 0.104 | 0.074 | 0.043 | 0.029 | 0.019 | 0.007 | 0.007 | 0.007 | 0.007 | 0.007 | 0.007 | 0.007 | 0.007 | 0.007 | 0.007 | 0.007 | 0.007 | 0.007 | 0.007 | 0.007 | 0.007 | 0.007 | 0.007 | 0.007 | 0.007
| Halogen MSB |  |  | 0.003 | 0.002 | 0.006 | 0.016 | 0.022 | 0.023 | 0.024 | 0.023 | 0.023 | 0.023 | 0.023 | 0.023 | 0.023 | 0.023 | 0.023 | 0.023 | 0.023 | 0.023 | 0.023 | 0.023 | 0.023 | 0.023 | 0.023 | 0.023 | 0.023 | 0.023
| CFL MSB |  |  | 0.033 | 0.049 | 0.055 | 0.059 | 0.061 | 0.063 | 0.065 | 0.066 | 0.066 | 0.066 | 0.066 | 0.066 | 0.066 | 0.066 | 0.066 | 0.066 | 0.066 | 0.066 | 0.066 | 0.066 | 0.066 | 0.066 | 0.066 | 0.066 | 0.066 | 0.066
| LED |  |  | 0 | 0 | 0 | 0 | 0 | 0 | 0 | 0 | 0 | 0 | 0 | 0 | 0 | 0 | 0 | 0 | 0 | 0 | 0 | 0 | 0 | 0 | 0 | 0 | 0 | 0
Reflectors
| Incandescent Reflector |  |  | 0.108 | 0.085 | 0.091 | 0.097 | 0.103 | 0.102 | 0.102 | 0.102 | 0.102 | 0.102 | 0.102 | 0.102 | 0.102 | 0.102 | 0.102 | 0.102 | 0.102 | 0.102 | 0.102 | 0.102 | 0.102 | 0.102 | 0.102 | 0.102 | 0.102 | 0.102
| Halogen Reflector - screw |  |  | 0.107 | 0.139 | 0.136 | 0.125 | 0.113 | 0.109 | 0.109 | 0.109 | 0.109 | 0.109 | 0.109 | 0.109 | 0.109 | 0.109 | 0.109 | 0.109 | 0.109 | 0.109 | 0.109 | 0.109 | 0.109 | 0.109 | 0.109 | 0.109 | 0.109 | 0.109
| CFL Reflector |  |  | 0.032 | 0.027 | 0.025 | 0.024 | 0.024 | 0.024 | 0.024 | 0.024 | 0.024 | 0.024 | 0.024 | 0.024 | 0.024 | 0.024 | 0.024 | 0.024 | 0.024 | 0.024 | 0.024 | 0.024 | 0.024 | 0.024 | 0.024 | 0.024 | 0.024 | 0.024
| LED |  |  | 0 | 0 | 0 | 0 | 0 | 0 | 0 | 0 | 0 | 0 | 0 | 0 | 0 | 0 | 0 | 0 | 0 | 0 | 0 | 0 | 0 | 0 | 0 | 0 | 0 | 0
Linear Fluorescent
| T12 |  |  | 1.075 | 0.923 | 0.747 | 0.568 | 0.402 | 0.286 | 0.204 | 0.146 | 0.105 | 0.077 | 0.057 | 0.042 | 0.032 | 0.025 | 0.02 | 0.016 | 0.014 | 0.012 | 0.011 | 0.01 | 0.009 | 0.009 | 0.008 | 0.008 | 0.008 | 0.007
| T8 |  |  | 1.854 | 1.931 | 2.026 | 2.124 | 2.211 | 2.264 | 2.293 | 2.311 | 2.32 | 2.323 | 2.323 | 2.323 | 2.322 | 2.323 | 2.323 | 2.322 | 2.321 | 2.32 | 2.319 | 2.318 | 2.317 | 2.316 | 2.315 | 2.314 | 2.313 | 2.312
| T5* |  |  | 0.209 | 0.233 | 0.258 | 0.281 | 0.302 | 0.318 | 0.329 | 0.337 | 0.343 | 0.348 | 0.351 | 0.354 | 0.356 | 0.358 | 0.359 | 0.36 | 0.361 | 0.362 | 0.363 | 0.363 | 0.364 | 0.364 | 0.365 | 0.365 | 0.365 | 0.366
| LED |  |  | 0 | 0 | 0 | 0 | 0 | 0 | 0 | 0 | 0 | 0 | 0 | 0 | 0 | 0 | 0 | 0 | 0 | 0 | 0 | 0 | 0 | 0 | 0 | 0 | 0 | 0
HID
| Mercury Vapor |  |  | 0.02 | 0.017 | 0.015 | 0.013 | 0.012 | 0.01 | 0.009 | 0.008 | 0.007 | 0.006 | 0.006 | 0.005 | 0.005 | 0.004 | 0.004 | 0.003 | 0.003 | 0.003 | 0.003 | 0.002 | 0.002 | 0.002 | 0.002 | 0.002 | 0.002 | 0.002
| Metal Halide |  |  | 0.585 | 0.591 | 0.599 | 0.607 | 0.613 | 0.618 | 0.623 | 0.627 | 0.63 | 0.633 | 0.636 | 0.638 | 0.64 | 0.642 | 0.643 | 0.645 | 0.646 | 0.647 | 0.648 | 0.648 | 0.649 | 0.65 | 0.65 | 0.65 | 0.651 | 0.651
| High Pressure Sodium |  |  | 0.048 | 0.042 | 0.037 | 0.033 | 0.03 | 0.026 | 0.024 | 0.021 | 0.019 | 0.018 | 0.016 | 0.015 | 0.014 | 0.013 | 0.012 | 0.011 | 0.01 | 0.01 | 0.009 | 0.009 | 0.009 | 0.008 | 0.008 | 0.008 | 0.008 | 0.007
| Low Pressure Sodium |  |  | 0 | 0 | 0 | 0 | 0 | 0 | 0 | 0 | 0 | 0 | 0 | 0 | 0 | 0 | 0 | 0 | 0 | 0 | 0 | 0 | 0 | 0 | 0 | 0 | 0 | 0
| LED |  |  | 0 | 0 | 0 | 0 | 0 | 0 | 0 | 0 | 0 | 0 | 0 | 0 | 0 | 0 | 0 | 0 | 0 | 0 | 0 | 0 | 0 | 0 | 0 | 0 | 0 | 0
Miscellaneous
| Incandescent Other |  |  | 0.008 | 0.008 | 0.007 | 0.007 | 0.007 | 0.007 | 0.006 | 0.006 | 0.006 | 0.006 | 0.006 | 0.005 | 0.005 | 0.005 | 0.005 | 0.005 | 0.005 | 0.004 | 0.004 | 0.004 | 0.004 | 0.004 | 0.004 | 0.004 | 0.004 | 0.003
| Halogen Reflector Other |  |  | 0.12 | 0.118 | 0.117 | 0.115 | 0.113 | 0.112 | 0.11 | 0.109 | 0.107 | 0.106 | 0.104 | 0.103 | 0.102 | 0.1 | 0.099 | 0.097 | 0.096 | 0.095 | 0.093 | 0.092 | 0.091 | 0.09 | 0.088 | 0.087 | 0.086 | 0.085
| CFL Other |  |  | 0.108 | 0.107 | 0.105 | 0.104 | 0.103 | 0.102 | 0.101 | 0.099 | 0.098 | 0.097 | 0.096 | 0.095 | 0.094 | 0.093 | 0.092 | 0.091 | 0.09 | 0.089 | 0.088 | 0.087 | 0.086 | 0.085 | 0.084 | 0.083 | 0.082 | 0.081
| Linear Fluorescent Other |  |  | 0.022 | 0.022 | 0.022 | 0.022 | 0.021 | 0.021 | 0.021 | 0.021 | 0.021 | 0.021 | 0.021 | 0.021 | 0.021 | 0.021 | 0.021 | 0.021 | 0.021 | 0.021 | 0.021 | 0.021 | 0.021 | 0.021 | 0.021 | 0.021 | 0.021 | 0.021
| LED |  |  | 0 | 0.002 | 0.003 | 0.005 | 0.006 | 0.008 | 0.009 | 0.01 | 0.012 | 0.013 | 0.015 | 0.016 | 0.017 | 0.019 | 0.02 | 0.021 | 0.022 | 0.024 | 0.025 | 0.026 | 0.027 | 0.028 | 0.03 | 0.031 | 0.032 | 0.033
| T5 less than 4 ft. (res. only) |  |  | 0 | 0 | 0 | 0 | 0 | 0 | 0 | 0 | 0 | 0 | 0 | 0 | 0 | 0 | 0 | 0 | 0 | 0 | 0 | 0 | 0 | 0 | 0 | 0 | 0 | 0
Active Case Power Density (W/ft2) |  |  |  | 0.094: Energy Density/Hours of Operation
Submarket
Lamp Type
GSL - Medium Screw
| Incandescent MSB |  |  | 0.048 | 0.029 | 0.02 | 0.012 | 0.008 | 0.005 | 0.002 | 0.002 | 0.002 | 0.002 | 0.002 | 0.002 | 0.002 | 0.002 | 0.002 | 0.002 | 0.002 | 0.002 | 0.002 | 0.002 | 0.002 | 0.002 | 0.002 | 0.002 | 0.002 | 0.002
| Halogen MSB |  |  | 0.001 | 0 | 0.002 | 0.004 | 0.006 | 0.006 | 0.007 | 0.006 | 0.006 | 0.006 | 0.006 | 0.006 | 0.006 | 0.006 | 0.006 | 0.006 | 0.006 | 0.006 | 0.006 | 0.006 | 0.006 | 0.006 | 0.006 | 0.006 | 0.006 | 0.006
| CFL MSB |  |  | 0.009 | 0.013 | 0.015 | 0.016 | 0.017 | 0.017 | 0.018 | 0.018 | 0.018 | 0.018 | 0.018 | 0.018 | 0.018 | 0.018 | 0.018 | 0.018 | 0.018 | 0.018 | 0.018 | 0.018 | 0.018 | 0.018 | 0.018 | 0.018 | 0.018 | 0.018
| LED |  |  | 0 | 0 | 0 | 0 | 0 | 0 | 0 | 0 | 0 | 0 | 0 | 0 | 0 | 0 | 0 | 0 | 0 | 0 | 0 | 0 | 0 | 0 | 0 | 0 | 0 | 0
Reflectors
| Incandescent Reflector |  |  | 0.029 | 0.023 | 0.025 | 0.026 | 0.028 | 0.028 | 0.028 | 0.028 | 0.028 | 0.028 | 0.028 | 0.028 | 0.028 | 0.028 | 0.028 | 0.028 | 0.028 | 0.028 | 0.028 | 0.028 | 0.028 | 0.028 | 0.028 | 0.028 | 0.028 | 0.028
| Halogen Reflector - screw |  |  | 0.029 | 0.037 | 0.037 | 0.034 | 0.03 | 0.029 | 0.029 | 0.029 | 0.029 | 0.029 | 0.029 | 0.029 | 0.029 | 0.029 | 0.029 | 0.029 | 0.029 | 0.029 | 0.029 | 0.029 | 0.029 | 0.029 | 0.029 | 0.029 | 0.029 | 0.029
| CFL Reflector |  |  | 0.009 | 0.007 | 0.007 | 0.006 | 0.006 | 0.006 | 0.006 | 0.007 | 0.007 | 0.007 | 0.007 | 0.007 | 0.007 | 0.007 | 0.007 | 0.007 | 0.007 | 0.007 | 0.007 | 0.007 | 0.007 | 0.007 | 0.007 | 0.007 | 0.007 | 0.007
| LED |  |  | 0 | 0 | 0 | 0 | 0 | 0 | 0 | 0 | 0 | 0 | 0 | 0 | 0 | 0 | 0 | 0 | 0 | 0 | 0 | 0 | 0 | 0 | 0 | 0 | 0 | 0
Linear Fluorescent
| T12 |  |  | 0.281 | 0.242 | 0.196 | 0.149 | 0.105 | 0.075 | 0.053 | 0.038 | 0.028 | 0.02 | 0.015 | 0.011 | 0.008 | 0.007 | 0.005 | 0.004 | 0.004 | 0.003 | 0.003 | 0.003 | 0.002 | 0.002 | 0.002 | 0.002 | 0.002 | 0.002
| T8 |  |  | 0.485 | 0.505 | 0.53 | 0.556 | 0.579 | 0.592 | 0.6 | 0.605 | 0.607 | 0.608 | 0.608 | 0.608 | 0.608 | 0.608 | 0.608 | 0.608 | 0.607 | 0.607 | 0.607 | 0.606 | 0.606 | 0.606 | 0.606 | 0.605 | 0.605 | 0.605
| T5* |  |  | 0.055 | 0.061 | 0.067 | 0.073 | 0.079 | 0.083 | 0.086 | 0.088 | 0.09 | 0.091 | 0.092 | 0.093 | 0.093 | 0.094 | 0.094 | 0.094 | 0.095 | 0.095 | 0.095 | 0.095 | 0.095 | 0.095 | 0.095 | 0.096 | 0.096 | 0.096
| LED |  |  | 0 | 0 | 0 | 0 | 0 | 0 | 0 | 0 | 0 | 0 | 0 | 0 | 0 | 0 | 0 | 0 | 0 | 0 | 0 | 0 | 0 | 0 | 0 | 0 | 0 | 0
HID
| Mercury Vapor |  |  | 0.005 | 0.005 | 0.004 | 0.003 | 0.003 | 0.003 | 0.002 | 0.002 | 0.002 | 0.002 | 0.001 | 0.001 | 0.001 | 0.001 | 0.001 | 0.001 | 0.001 | 0.001 | 0.001 | 0.001 | 0.001 | 0.001 | 0.001 | 0.001 | 0 | 0
| Metal Halide |  |  | 0.153 | 0.154 | 0.157 | 0.158 | 0.16 | 0.161 | 0.163 | 0.164 | 0.165 | 0.165 | 0.166 | 0.167 | 0.167 | 0.168 | 0.168 | 0.168 | 0.169 | 0.169 | 0.169 | 0.169 | 0.169 | 0.17 | 0.17 | 0.17 | 0.17 | 0.17
| High Pressure Sodium |  |  | 0.013 | 0.011 | 0.01 | 0.009 | 0.008 | 0.007 | 0.006 | 0.006 | 0.005 | 0.005 | 0.004 | 0.004 | 0.004 | 0.003 | 0.003 | 0.003 | 0.003 | 0.003 | 0.002 | 0.002 | 0.002 | 0.002 | 0.002 | 0.002 | 0.002 | 0.002
| Low Pressure Sodium |  |  | 0 | 0 | 0 | 0 | 0 | 0 | 0 | 0 | 0 | 0 | 0 | 0 | 0 | 0 | 0 | 0 | 0 | 0 | 0 | 0 | 0 | 0 | 0 | 0 | 0 | 0
| LED |  |  | 0 | 0 | 0 | 0 | 0 | 0 | 0 | 0 | 0 | 0 | 0 | 0 | 0 | 0 | 0 | 0 | 0 | 0 | 0 | 0 | 0 | 0 | 0 | 0 | 0 | 0
Miscellaneous
| Incandescent Other |  |  | 0.002 | 0.002 | 0.002 | 0.002 | 0.002 | 0.002 | 0.002 | 0.002 | 0.002 | 0.002 | 0.002 | 0.001 | 0.001 | 0.001 | 0.001 | 0.001 | 0.001 | 0.001 | 0.001 | 0.001 | 0.001 | 0.001 | 0.001 | 0.001 | 0.001 | 0.001
| Halogen Reflector Other |  |  | 0.032 | 0.032 | 0.031 | 0.031 | 0.03 | 0.03 | 0.029 | 0.029 | 0.029 | 0.028 | 0.028 | 0.027 | 0.027 | 0.027 | 0.026 | 0.026 | 0.026 | 0.025 | 0.025 | 0.025 | 0.024 | 0.024 | 0.024 | 0.023 | 0.023 | 0.023
| CFL Other |  |  | 0.029 | 0.028 | 0.028 | 0.028 | 0.027 | 0.027 | 0.027 | 0.026 | 0.026 | 0.026 | 0.026 | 0.025 | 0.025 | 0.025 | 0.024 | 0.024 | 0.024 | 0.024 | 0.023 | 0.023 | 0.023 | 0.023 | 0.022 | 0.022 | 0.022 | 0.022
| Linear Fluorescent Other |  |  | 0.006 | 0.006 | 0.006 | 0.006 | 0.006 | 0.006 | 0.006 | 0.006 | 0.006 | 0.006 | 0.006 | 0.006 | 0.006 | 0.006 | 0.006 | 0.006 | 0.006 | 0.006 | 0.006 | 0.006 | 0.006 | 0.006 | 0.006 | 0.006 | 0.005 | 0.005
| LED |  |  | 0 | 0 | 0.001 | 0.001 | 0.002 | 0.002 | 0.002 | 0.003 | 0.003 | 0.004 | 0.004 | 0.004 | 0.005 | 0.005 | 0.005 | 0.006 | 0.006 | 0.006 | 0.007 | 0.007 | 0.007 | 0.008 | 0.008 | 0.008 | 0.009 | 0.009
| T5 less than 4 ft. (res. only) |  |  | 0 | 0 | 0 | 0 | 0 | 0 | 0 | 0 | 0 | 0 | 0 | 0 | 0 | 0 | 0 | 0 | 0 | 0 | 0 | 0 | 0 | 0 | 0 | 0 | 0 | 0

## Com_Results
Compare #1 | These results show the impact of standards relative to the Sixth Plan by keeping everything besides the standards constant.
GSL_MB
| 2010 | 2011 | 2012 | 2013 | 2014 | 2015 | 2016 | 2017 | 2018 | 2019 | 2020 | 2021 | 2022 | 2023 | 2024 | 2025 | 2026 | 2027 | 2028 | 2029 | 2030 | 2031 | 2032 | 2033 | 2034 | 2035
Pre-case Frozen | 77 | 58 | 51 | 45 | 44 | 41 | 39 | 38 | 39 | 40 | 41 | 41 | 41 | 42 | 42 | 42 | 43 | 43 | 44 | 45 | 45 | 45 | 46 | 46 | 46 | 47
Post-case Frozen | 77 | 58 | 51 | 45 | 44 | 41 | 39 | 38 | 39 | 40 | 41 | 41 | 41 | 42 | 42 | 42 | 43 | 43 | 44 | 45 | 45 | 45 | 46 | 46 | 46 | 47
Cumulative (DOE) | 0 | 0 | 0 | 0 | 0 | 0 | 0 | 0 | 0 | 0 | 0 | 0 | 0 | 0 | 0 | 0 | 0 | 0 | 0 | 0 | 0 | 0 | 0 | 0 | 0 | 0
First Year Savings |  | 0 | 0 | 0 | 0 | 0 | 0 | 0 | 0 | 0 | 0 | 0 | 0 | 0 | 0 | 0 | 0 | 0 | 0 | 0 | 0 | 0 | 0 | 0 | 0 | 0
0
Reflectors
| 2010 | 2011 | 2012 | 2013 | 2014 | 2015 | 2016 | 2017 | 2018 | 2019 | 2020 | 2021 | 2022 | 2023 | 2024 | 2025 | 2026 | 2027 | 2028 | 2029 | 2030 | 2031 | 2032 | 2033 | 2034 | 2035
Pre-case Frozen | 91 | 93 | 96 | 99 | 102 | 104 | 105 | 106 | 107 | 109 | 110 | 112 | 112 | 114 | 116 | 118 | 118 | 120 | 121 | 123 | 124 | 125 | 126 | 128 | 130 | 130
Post-case Frozen | 91 | 93 | 94 | 94 | 93 | 92 | 94 | 95 | 97 | 97 | 99 | 99 | 101 | 102 | 104 | 106 | 106 | 108 | 108 | 110 | 110 | 113 | 113 | 115 | 116 | 117
Cumulative (DOE) | 0 | 0 | 2.1811 | 5.4528 | 9.815 | 13.0867 | 11.9962 | 11.9962 | 10.9056 | 13.0867 | 11.9962 | 14.1773 | 11.9962 | 13.0867 | 13.0867 | 13.0867 | 13.0867 | 13.0867 | 14.1773 | 14.1773 | 15.2678 | 13.0867 | 14.1773 | 14.1773 | 15.2678 | 14.1773
First Year Savings |  | 0 | 2.1811 | 3.2717 | 4.3622 | 3.2717 | -1.0906 | 0 | -1.0906 | 2.1811 | -1.0906 | 2.1811 | -2.1811 | 1.0906 | 0 | 0 | 0 | 0 | 1.0906 | 0 | 1.0906 | -2.1811 | 1.0906 | 0 | 1.0906 | -1.0906
LF
| 2010 | 2011 | 2012 | 2013 | 2014 | 2015 | 2016 | 2017 | 2018 | 2019 | 2020 | 2021 | 2022 | 2023 | 2024 | 2025 | 2026 | 2027 | 2028 | 2029 | 2030 | 2031 | 2032 | 2033 | 2034 | 2035
Pre-case Frozen | 1152 | 1148 | 1149 | 1153 | 1157 | 1164 | 1170 | 1177 | 1186 | 1197 | 1209 | 1219 | 1231 | 1244 | 1257 | 1269 | 1281 | 1294 | 1308 | 1321 | 1336 | 1349 | 1363 | 1378 | 1391 | 1405
Post-case Frozen | 1152 | 1148 | 1143 | 1137 | 1131 | 1128 | 1125 | 1126 | 1130 | 1137 | 1145 | 1154 | 1165 | 1177 | 1189 | 1202 | 1214 | 1226 | 1240 | 1254 | 1267 | 1281 | 1294 | 1308 | 1321 | 1334
Cumulative (DOE) | 0 | 0 | 6.5434 | 17.449 | 28.3546 | 39.2602 | 49.0752 | 55.6186 | 61.0714 | 65.4336 | 69.7958 | 70.8864 | 71.977 | 73.0675 | 74.1581 | 73.0675 | 73.0675 | 74.1581 | 74.1581 | 73.0675 | 75.2486 | 74.1581 | 75.2486 | 76.3392 | 76.3392 | 77.4298
First Year Savings |  | 0 | 6.5434 | 10.9056 | 10.9056 | 10.9056 | 9.815 | 6.5434 | 5.4528 | 4.3622 | 4.3622 | 1.0906 | 1.0906 | 1.0906 | 1.0906 | -1.0906 | 0 | 1.0906 | 0 | -1.0906 | 2.1811 | -1.0906 | 1.0906 | 1.0906 | 0 | 1.0906
HID
| 2010 | 2011 | 2012 | 2013 | 2014 | 2015 | 2016 | 2017 | 2018 | 2019 | 2020 | 2021 | 2022 | 2023 | 2024 | 2025 | 2026 | 2027 | 2028 | 2029 | 2030 | 2031 | 2032 | 2033 | 2034 | 2035
Pre-case Frozen | 240 | 243 | 248 | 252 | 256 | 259 | 263 | 266 | 270 | 274 | 277 | 281 | 285 | 289 | 292 | 296 | 299 | 302 | 305 | 309 | 313 | 316 | 320 | 324 | 327 | 330
Post-case Frozen | 240 | 242 | 246 | 250 | 254 | 257 | 261 | 265 | 268 | 272 | 276 | 279 | 283 | 287 | 290 | 294 | 297 | 301 | 303 | 307 | 311 | 314 | 318 | 321 | 325 | 328
Cumulative (DOE) | 0 | 1.0906 | 2.1811 | 2.1811 | 2.1811 | 2.1811 | 2.1811 | 1.0906 | 2.1811 | 2.1811 | 1.0906 | 2.1811 | 2.1811 | 2.1811 | 2.1811 | 2.1811 | 2.1811 | 1.0906 | 2.1811 | 2.1811 | 2.1811 | 2.1811 | 2.1811 | 3.2717 | 2.1811 | 2.1811
First Year Savings |  | 1.0906 | 1.0906 | 0 | 0 | 0 | 0 | -1.0906 | 1.0906 | 0 | -1.0906 | 1.0906 | 0 | 0 | 0 | 0 | 0 | -1.0906 | 1.0906 | 0 | 0 | 0 | 0 | 1.0906 | -1.0906 | 0
Misc
| 2010 | 2011 | 2012 | 2013 | 2014 | 2015 | 2016 | 2017 | 2018 | 2019 | 2020 | 2021 | 2022 | 2023 | 2024 | 2025 | 2026 | 2027 | 2028 | 2029 | 2030 | 2031 | 2032 | 2033 | 2034 | 2035
Pre-case Frozen | 95 | 96 | 96 | 97 | 97 | 98 | 100 | 100 | 101 | 100 | 101 | 102 | 102 | 103 | 103 | 103 | 104 | 106 | 106 | 107 | 108 | 109 | 109 | 109 | 110 | 110
Post-case Frozen | 95 | 96 | 96 | 97 | 97 | 98 | 100 | 100 | 100 | 100 | 101 | 102 | 102 | 103 | 103 | 103 | 104 | 106 | 106 | 107 | 108 | 109 | 109 | 109 | 110 | 110
Cumulative (DOE) | 0 | 0 | 0 | 0 | 0 | 0 | 0 | 0 | 1.0906 | 0 | 0 | 0 | 0 | 0 | 0 | 0 | 0 | 0 | 0 | 0 | 0 | 0 | 0 | 0 | 0 | 0
First Year Savings |  | 0 | 0 | 0 | 0 | 0 | 0 | 0 | 1.0906 | -1.0906 | 0 | 0 | 0 | 0 | 0 | 0 | 0 | 0 | 0 | 0 | 0 | 0 | 0 | 0 | 0 | 0
Total |  | 1.0906 | 9.815 | 14.1773 | 15.2678 | 14.1773 | 8.7245 | 5.4528 | 6.5434 | 5.4528 | 2.1811 | 4.3622 | -1.0906 | 2.1811 | 1.0906 | -1.0906 | 0 | -3.5527e-15 | 2.1811 | -1.0906 | 3.2717 | -3.2717 | 2.1811 | 2.1811 | 0 | -3.5527e-15

## PreC_Ind
Energy Consumption and Sales |  |  |  | Efficiency Case | General Service Fluorescent Lamp | Fluorescent Ballast | Mercury Vapor | Metal Halide | General Service Incandescent | Halogen Reflector | Candelabra
Industrial Sector |  |  |  | Frozen Efficiency | No | No | Yes | No | Yes | No | No
|  |  |  | 2010 | 2011 | 2012 | 2013 | 2014 | 2015 | 2016 | 2017 | 2018 | 2019 | 2020 | 2021 | 2022 | 2023 | 2024 | 2025 | 2026 | 2027 | 2028 | 2029 | 2030 | 2031 | 2032 | 2033 | 2034 | 2035
Active Case Lighting Consumption (Tlm-hr)
Submarket
Lamp Type
GSL - Medium Screw
| Incandescent MSB |  |  | 0.054 | 0.028 | 0.018 | 0.011 | 0.007 | 0.005 | 0.002 | 0.002 | 0.002 | 0.002 | 0.002 | 0.002 | 0.002 | 0.002 | 0.001 | 0.001 | 0.001 | 0.001 | 0.001 | 0.001 | 0.001 | 0.001 | 0.001 | 0.001 | 0.001 | 0.001
| Halogen MSB |  |  | 0 | 0 | 0.001 | 0.003 | 0.004 | 0.004 | 0.004 | 0.004 | 0.004 | 0.004 | 0.004 | 0.004 | 0.004 | 0.004 | 0.004 | 0.004 | 0.004 | 0.004 | 0.004 | 0.004 | 0.004 | 0.004 | 0.004 | 0.004 | 0.004 | 0.003
| CFL MSB |  |  | 0.012 | 0.038 | 0.046 | 0.051 | 0.052 | 0.054 | 0.056 | 0.056 | 0.055 | 0.055 | 0.054 | 0.054 | 0.053 | 0.053 | 0.052 | 0.052 | 0.051 | 0.051 | 0.05 | 0.05 | 0.049 | 0.049 | 0.048 | 0.048 | 0.047 | 0.047
| LED |  |  | 0 | 0 | 0 | 0 | 0 | 0 | 0 | 0 | 0 | 0 | 0 | 0 | 0 | 0 | 0 | 0 | 0 | 0 | 0 | 0 | 0 | 0 | 0 | 0 | 0 | 0
Reflectors
| Incandescent Reflector |  |  | 0.002 | 0.007 | 0.008 | 0.008 | 0.008 | 0.008 | 0.008 | 0.008 | 0.008 | 0.008 | 0.008 | 0.008 | 0.008 | 0.008 | 0.007 | 0.007 | 0.007 | 0.007 | 0.007 | 0.007 | 0.007 | 0.007 | 0.007 | 0.007 | 0.007 | 0.007
| Halogen Reflector - screw |  |  | 0.013 | 0.011 | 0.011 | 0.012 | 0.012 | 0.012 | 0.012 | 0.012 | 0.012 | 0.011 | 0.011 | 0.011 | 0.011 | 0.011 | 0.011 | 0.011 | 0.011 | 0.011 | 0.01 | 0.01 | 0.01 | 0.01 | 0.01 | 0.01 | 0.01 | 0.01
| CFL Reflector |  |  | 0.011 | 0.008 | 0.007 | 0.006 | 0.005 | 0.005 | 0.005 | 0.005 | 0.005 | 0.005 | 0.005 | 0.005 | 0.005 | 0.005 | 0.005 | 0.004 | 0.004 | 0.004 | 0.004 | 0.004 | 0.004 | 0.004 | 0.004 | 0.004 | 0.004 | 0.004
| LED |  |  | 0 | 0 | 0 | 0 | 0 | 0 | 0 | 0 | 0 | 0 | 0 | 0 | 0 | 0 | 0 | 0 | 0 | 0 | 0 | 0 | 0 | 0 | 0 | 0 | 0 | 0
Linear Fluorescent
| T12 |  |  | 11.117 | 9.821 | 8.709 | 7.753 | 6.929 | 6.217 | 5.599 | 5.064 | 4.597 | 4.19 | 3.834 | 3.523 | 3.249 | 3.01 | 2.799 | 2.614 | 2.451 | 2.305 | 2.176 | 2.061 | 1.958 | 1.866 | 1.783 | 1.708 | 1.64 | 1.578
| T8 |  |  | 32.691 | 33.385 | 33.925 | 34.336 | 34.637 | 34.846 | 34.978 | 35.043 | 35.053 | 35.015 | 34.938 | 34.826 | 34.685 | 34.517 | 34.329 | 34.123 | 33.9 | 33.666 | 33.422 | 33.168 | 32.908 | 32.642 | 32.371 | 32.097 | 31.819 | 31.54
| T5* |  |  | 7.131 | 7.224 | 7.292 | 7.338 | 7.367 | 7.38 | 7.381 | 7.372 | 7.354 | 7.329 | 7.297 | 7.26 | 7.218 | 7.173 | 7.125 | 7.075 | 7.022 | 6.968 | 6.912 | 6.855 | 6.798 | 6.74 | 6.681 | 6.622 | 6.563 | 6.504
| LED |  |  | 0 | 0 | 0 | 0 | 0 | 0 | 0 | 0 | 0 | 0 | 0 | 0 | 0 | 0 | 0 | 0 | 0 | 0 | 0 | 0 | 0 | 0 | 0 | 0 | 0 | 0
HID
| Mercury Vapor |  |  | 3.982 | 3.562 | 3.196 | 2.875 | 2.595 | 2.349 | 2.133 | 1.944 | 1.777 | 1.631 | 1.501 | 1.387 | 1.286 | 1.197 | 1.118 | 1.048 | 0.986 | 0.931 | 0.882 | 0.838 | 0.798 | 0.763 | 0.732 | 0.703 | 0.677 | 0.654
| Metal Halide |  |  | 53.702 | 54.576 | 55.305 | 55.898 | 56.366 | 56.718 | 56.966 | 57.12 | 57.191 | 57.188 | 57.119 | 56.993 | 56.816 | 56.596 | 56.337 | 56.045 | 55.725 | 55.38 | 55.015 | 54.631 | 54.233 | 53.822 | 53.4 | 52.97 | 52.533 | 52.09
| High Pressure Sodium |  |  | 12.316 | 10.836 | 9.545 | 8.417 | 7.431 | 6.568 | 5.813 | 5.152 | 4.572 | 4.063 | 3.616 | 3.224 | 2.878 | 2.575 | 2.308 | 2.073 | 1.867 | 1.685 | 1.525 | 1.384 | 1.258 | 1.147 | 1.049 | 0.962 | 0.885 | 0.816
| Low Pressure Sodium |  |  | 0 | 0 | 0 | 0 | 0 | 0 | 0 | 0 | 0 | 0 | 0 | 0 | 0 | 0 | 0 | 0 | 0 | 0 | 0 | 0 | 0 | 0 | 0 | 0 | 0 | 0
| LED |  |  | 0 | 0.326 | 0.562 | 0.731 | 0.851 | 0.934 | 0.991 | 1.029 | 1.052 | 1.065 | 1.071 | 1.071 | 1.067 | 1.059 | 1.049 | 1.038 | 1.025 | 1.01 | 0.995 | 0.979 | 0.964 | 0.949 | 0.934 | 0.918 | 0.903 | 0.888
Miscellaneous
| Incandescent Other |  |  | 0 | 0 | 0 | 0 | 0 | 0 | 0 | 0 | 0 | 0 | 0 | 0 | 0 | 0 | 0 | 0 | 0 | 0 | 0 | 0 | 0 | 0 | 0 | 0 | 0 | 0
| Halogen Reflector Other |  |  | 0.002 | 0.002 | 0.002 | 0.002 | 0.002 | 0.002 | 0.002 | 0.002 | 0.002 | 0.002 | 0.002 | 0.002 | 0.002 | 0.002 | 0.002 | 0.002 | 0.001 | 0.001 | 0.001 | 0.001 | 0.001 | 0.001 | 0.001 | 0.001 | 0.001 | 0.001
| CFL Other |  |  | 0.09 | 0.088 | 0.085 | 0.083 | 0.081 | 0.079 | 0.077 | 0.075 | 0.073 | 0.071 | 0.069 | 0.067 | 0.065 | 0.064 | 0.062 | 0.06 | 0.059 | 0.057 | 0.056 | 0.054 | 0.053 | 0.051 | 0.05 | 0.049 | 0.047 | 0.046
| Linear Fluorescent Other |  |  | 0.206 | 0.203 | 0.201 | 0.198 | 0.196 | 0.193 | 0.191 | 0.189 | 0.186 | 0.184 | 0.182 | 0.18 | 0.177 | 0.175 | 0.173 | 0.171 | 0.169 | 0.167 | 0.165 | 0.163 | 0.161 | 0.159 | 0.157 | 0.156 | 0.154 | 0.152
| LED |  |  | 0 | 0.002 | 0.004 | 0.006 | 0.008 | 0.009 | 0.011 | 0.013 | 0.014 | 0.016 | 0.017 | 0.019 | 0.02 | 0.021 | 0.022 | 0.023 | 0.025 | 0.026 | 0.027 | 0.028 | 0.029 | 0.03 | 0.03 | 0.031 | 0.032 | 0.033
| T5 less than 4 ft. (res. only) |  |  | 0 | 0 | 0 | 0 | 0 | 0 | 0 | 0 | 0 | 0 | 0 | 0 | 0 | 0 | 0 | 0 | 0 | 0 | 0 | 0 | 0 | 0 | 0 | 0 | 0 | 0
Active Case Site Consumption (TWh) |  |  |  | Frozen Efficiency 2010: Tlm-hr/(effic iency lamp * efficiency ballast *fixture efficiency)
Submarket
Lamp Type
GSL - Medium Screw
| Incandescent MSB |  |  | 0.005 | 0.002 | 0.002 | 0.001 | 0.001 | 0 | 0 | 0 | 0 | 0 | 0 | 0 | 0 | 0 | 0 | 0 | 0 | 0 | 0 | 0 | 0 | 0 | 0 | 0 | 0 | 0
| Halogen MSB |  |  | 0 | 0 | 0 | 0 | 0 | 0 | 0 | 0 | 0 | 0 | 0 | 0 | 0 | 0 | 0 | 0 | 0 | 0 | 0 | 0 | 0 | 0 | 0 | 0 | 0 | 0
| CFL MSB |  |  | 0 | 0.001 | 0.001 | 0.001 | 0.001 | 0.001 | 0.001 | 0.001 | 0.001 | 0.001 | 0.001 | 0.001 | 0.001 | 0.001 | 0.001 | 0.001 | 0.001 | 0.001 | 0.001 | 0.001 | 0.001 | 0.001 | 0.001 | 0.001 | 0.001 | 0.001
| LED |  |  | 0 | 0 | 0 | 0 | 0 | 0 | 0 | 0 | 0 | 0 | 0 | 0 | 0 | 0 | 0 | 0 | 0 | 0 | 0 | 0 | 0 | 0 | 0 | 0 | 0 | 0
Reflectors
| Incandescent Reflector |  |  | 0 | 0.001 | 0.001 | 0.001 | 0.001 | 0.001 | 0.001 | 0.001 | 0.001 | 0.001 | 0.001 | 0.001 | 0.001 | 0.001 | 0.001 | 0.001 | 0.001 | 0.001 | 0.001 | 0.001 | 0.001 | 0.001 | 0.001 | 0.001 | 0.001 | 0.001
| Halogen Reflector - screw |  |  | 0.001 | 0.001 | 0.001 | 0.001 | 0.001 | 0.001 | 0.001 | 0.001 | 0.001 | 0.001 | 0.001 | 0.001 | 0.001 | 0.001 | 0.001 | 0.001 | 0.001 | 0.001 | 0.001 | 0.001 | 0.001 | 0.001 | 0.001 | 0.001 | 0.001 | 0.001
| CFL Reflector |  |  | 0 | 0 | 0 | 0 | 0 | 0 | 0 | 0 | 0 | 0 | 0 | 0 | 0 | 0 | 0 | 0 | 0 | 0 | 0 | 0 | 0 | 0 | 0 | 0 | 0 | 0
| LED |  |  | 0 | 0 | 0 | 0 | 0 | 0 | 0 | 0 | 0 | 0 | 0 | 0 | 0 | 0 | 0 | 0 | 0 | 0 | 0 | 0 | 0 | 0 | 0 | 0 | 0 | 0
Linear Fluorescent
| T12 |  |  | 0.261 | 0.23 | 0.204 | 0.182 | 0.163 | 0.146 | 0.131 | 0.119 | 0.108 | 0.098 | 0.09 | 0.083 | 0.076 | 0.071 | 0.066 | 0.061 | 0.057 | 0.054 | 0.051 | 0.048 | 0.046 | 0.044 | 0.042 | 0.04 | 0.038 | 0.037
| T8 |  |  | 0.537 | 0.549 | 0.558 | 0.564 | 0.569 | 0.573 | 0.575 | 0.576 | 0.576 | 0.576 | 0.574 | 0.573 | 0.57 | 0.567 | 0.564 | 0.561 | 0.557 | 0.553 | 0.549 | 0.545 | 0.541 | 0.537 | 0.532 | 0.528 | 0.523 | 0.518
| T5* |  |  | 0.098 | 0.1 | 0.101 | 0.101 | 0.102 | 0.102 | 0.102 | 0.102 | 0.101 | 0.101 | 0.101 | 0.1 | 0.1 | 0.099 | 0.098 | 0.098 | 0.097 | 0.096 | 0.095 | 0.095 | 0.094 | 0.093 | 0.092 | 0.091 | 0.09 | 0.09
| LED |  |  | 0 | 0 | 0 | 0 | 0 | 0 | 0 | 0 | 0 | 0 | 0 | 0 | 0 | 0 | 0 | 0 | 0 | 0 | 0 | 0 | 0 | 0 | 0 | 0 | 0 | 0
HID |  | mh STD ON
| Mercury Vapor | 0.13454 | -0.00671 | 0.158 | 0.141 | 0.127 | 0.114 | 0.103 | 0.093 | 0.085 | 0.077 | 0.07 | 0.065 | 0.06 | 0.055 | 0.051 | 0.047 | 0.044 | 0.042 | 0.039 | 0.037 | 0.035 | 0.033 | 0.032 | 0.03 | 0.029 | 0.028 | 0.027 | 0.026
| Metal Halide | 1.6327 | 0.52061 | 1.094 | 1.112 | 1.127 | 1.139 | 1.149 | 1.156 | 1.161 | 1.164 | 1.165 | 1.165 | 1.164 | 1.161 | 1.158 | 1.153 | 1.148 | 1.142 | 1.136 | 1.128 | 1.121 | 1.113 | 1.105 | 1.097 | 1.088 | 1.079 | 1.07 | 1.061
| High Pressure Sodium | 2.0335 | 1.8743 | 0.181 | 0.159 | 0.14 | 0.124 | 0.109 | 0.097 | 0.085 | 0.076 | 0.067 | 0.06 | 0.053 | 0.047 | 0.042 | 0.038 | 0.034 | 0.03 | 0.027 | 0.025 | 0.022 | 0.02 | 0.018 | 0.017 | 0.015 | 0.014 | 0.013 | 0.012
| Low Pressure Sodium | 0.022688 | 0.022688 | 0 | 0 | 0 | 0 | 0 | 0 | 0 | 0 | 0 | 0 | 0 | 0 | 0 | 0 | 0 | 0 | 0 | 0 | 0 | 0 | 0 | 0 | 0 | 0 | 0 | 0
| LED | 0.001191 | -0.00348 | 0 | 0.005 | 0.008 | 0.01 | 0.012 | 0.013 | 0.014 | 0.015 | 0.015 | 0.015 | 0.015 | 0.015 | 0.015 | 0.015 | 0.015 | 0.015 | 0.015 | 0.014 | 0.014 | 0.014 | 0.014 | 0.014 | 0.013 | 0.013 | 0.013 | 0.013
Miscellaneous
| Incandescent Other |  |  | 0 | 0 | 0 | 0 | 0 | 0 | 0 | 0 | 0 | 0 | 0 | 0 | 0 | 0 | 0 | 0 | 0 | 0 | 0 | 0 | 0 | 0 | 0 | 0 | 0 | 0
| Halogen Reflector Other |  |  | 0 | 0 | 0 | 0 | 0 | 0 | 0 | 0 | 0 | 0 | 0 | 0 | 0 | 0 | 0 | 0 | 0 | 0 | 0 | 0 | 0 | 0 | 0 | 0 | 0 | 0
| CFL Other |  |  | 0.001 | 0.001 | 0.001 | 0.001 | 0.001 | 0.001 | 0.001 | 0.001 | 0.001 | 0.001 | 0.001 | 0.001 | 0.001 | 0.001 | 0.001 | 0.001 | 0.001 | 0.001 | 0.001 | 0.001 | 0.001 | 0.001 | 0.001 | 0.001 | 0.001 | 0.001
| Linear Fluorescent Other |  |  | 0.004 | 0.004 | 0.004 | 0.004 | 0.004 | 0.003 | 0.003 | 0.003 | 0.003 | 0.003 | 0.003 | 0.003 | 0.003 | 0.003 | 0.003 | 0.003 | 0.003 | 0.003 | 0.003 | 0.003 | 0.003 | 0.003 | 0.003 | 0.003 | 0.003 | 0.003
| LED |  |  | 0 | 0 | 0 | 0 | 0 | 0 | 0 | 0 | 0 | 0 | 0 | 0 | 0 | 0 | 0 | 0 | 0 | 0 | 0 | 0 | 0 | 0 | 0 | 0 | 0 | 0
| T5 less than 4 ft. (res. only) |  |  | 0 | 0 | 0 | 0 | 0 | 0 | 0 | 0 | 0 | 0 | 0 | 0 | 0 | 0 | 0 | 0 | 0 | 0 | 0 | 0 | 0 | 0 | 0 | 0 | 0 | 0
Active Case Source Consumption (aMW) |  |  |  | Frozen Efficiency 2010: Site Consumption * Busbar
Submarket
Lamp Type
GSL - Medium Screw
| Incandescent MSB |  |  | 1 | 0 | 0 | 0 | 0 | 0 | 0 | 0 | 0 | 0 | 0 | 0 | 0 | 0 | 0 | 0 | 0 | 0 | 0 | 0 | 0 | 0 | 0 | 0 | 0 | 0
| Halogen MSB |  |  | 0 | 0 | 0 | 0 | 0 | 0 | 0 | 0 | 0 | 0 | 0 | 0 | 0 | 0 | 0 | 0 | 0 | 0 | 0 | 0 | 0 | 0 | 0 | 0 | 0 | 0
| CFL MSB |  |  | 0 | 0 | 0 | 0 | 0 | 0 | 0 | 0 | 0 | 0 | 0 | 0 | 0 | 0 | 0 | 0 | 0 | 0 | 0 | 0 | 0 | 0 | 0 | 0 | 0 | 0
| LED |  |  | 0 | 0 | 0 | 0 | 0 | 0 | 0 | 0 | 0 | 0 | 0 | 0 | 0 | 0 | 0 | 0 | 0 | 0 | 0 | 0 | 0 | 0 | 0 | 0 | 0 | 0
Reflectors
| Incandescent Reflector |  |  | 0 | 0 | 0 | 0 | 0 | 0 | 0 | 0 | 0 | 0 | 0 | 0 | 0 | 0 | 0 | 0 | 0 | 0 | 0 | 0 | 0 | 0 | 0 | 0 | 0 | 0
| Halogen Reflector - screw |  |  | 0 | 0 | 0 | 0 | 0 | 0 | 0 | 0 | 0 | 0 | 0 | 0 | 0 | 0 | 0 | 0 | 0 | 0 | 0 | 0 | 0 | 0 | 0 | 0 | 0 | 0
| CFL Reflector |  |  | 0 | 0 | 0 | 0 | 0 | 0 | 0 | 0 | 0 | 0 | 0 | 0 | 0 | 0 | 0 | 0 | 0 | 0 | 0 | 0 | 0 | 0 | 0 | 0 | 0 | 0
| LED |  |  | 0 | 0 | 0 | 0 | 0 | 0 | 0 | 0 | 0 | 0 | 0 | 0 | 0 | 0 | 0 | 0 | 0 | 0 | 0 | 0 | 0 | 0 | 0 | 0 | 0 | 0
Linear Fluorescent
| T12 |  |  | 32 | 29 | 25 | 23 | 20 | 18 | 16 | 15 | 13 | 12 | 11 | 10 | 9 | 9 | 8 | 8 | 7 | 7 | 6 | 6 | 6 | 5 | 5 | 5 | 5 | 5
| T8 |  |  | 67 | 68 | 69 | 70 | 71 | 71 | 72 | 72 | 72 | 72 | 72 | 71 | 71 | 71 | 70 | 70 | 69 | 69 | 68 | 68 | 67 | 67 | 66 | 66 | 65 | 65
| T5* |  |  | 12 | 12 | 13 | 13 | 13 | 13 | 13 | 13 | 13 | 13 | 13 | 12 | 12 | 12 | 12 | 12 | 12 | 12 | 12 | 12 | 12 | 12 | 11 | 11 | 11 | 11
| LED |  |  | 0 | 0 | 0 | 0 | 0 | 0 | 0 | 0 | 0 | 0 | 0 | 0 | 0 | 0 | 0 | 0 | 0 | 0 | 0 | 0 | 0 | 0 | 0 | 0 | 0 | 0
HID
| Mercury Vapor |  |  | 20 | 18 | 16 | 14 | 13 | 12 | 11 | 10 | 9 | 8 | 7 | 7 | 6 | 6 | 6 | 5 | 5 | 5 | 4 | 4 | 4 | 4 | 4 | 3 | 3 | 3
| Metal Halide |  |  | 136 | 138 | 140 | 142 | 143 | 144 | 145 | 145 | 145 | 145 | 145 | 145 | 144 | 144 | 143 | 142 | 141 | 140 | 140 | 139 | 138 | 137 | 135 | 134 | 133 | 132
| High Pressure Sodium |  |  | 23 | 20 | 17 | 15 | 14 | 12 | 11 | 9 | 8 | 7 | 7 | 6 | 5 | 5 | 4 | 4 | 3 | 3 | 3 | 3 | 2 | 2 | 2 | 2 | 2 | 1
| Low Pressure Sodium |  |  | 0 | 0 | 0 | 0 | 0 | 0 | 0 | 0 | 0 | 0 | 0 | 0 | 0 | 0 | 0 | 0 | 0 | 0 | 0 | 0 | 0 | 0 | 0 | 0 | 0 | 0
| LED |  |  | 0 | 1 | 1 | 1 | 2 | 2 | 2 | 2 | 2 | 2 | 2 | 2 | 2 | 2 | 2 | 2 | 2 | 2 | 2 | 2 | 2 | 2 | 2 | 2 | 2 | 2
Miscellaneous
| Incandescent Other |  |  | 0 | 0 | 0 | 0 | 0 | 0 | 0 | 0 | 0 | 0 | 0 | 0 | 0 | 0 | 0 | 0 | 0 | 0 | 0 | 0 | 0 | 0 | 0 | 0 | 0 | 0
| Halogen Reflector Other |  |  | 0 | 0 | 0 | 0 | 0 | 0 | 0 | 0 | 0 | 0 | 0 | 0 | 0 | 0 | 0 | 0 | 0 | 0 | 0 | 0 | 0 | 0 | 0 | 0 | 0 | 0
| CFL Other |  |  | 0 | 0 | 0 | 0 | 0 | 0 | 0 | 0 | 0 | 0 | 0 | 0 | 0 | 0 | 0 | 0 | 0 | 0 | 0 | 0 | 0 | 0 | 0 | 0 | 0 | 0
| Linear Fluorescent Other |  |  | 0 | 0 | 0 | 0 | 0 | 0 | 0 | 0 | 0 | 0 | 0 | 0 | 0 | 0 | 0 | 0 | 0 | 0 | 0 | 0 | 0 | 0 | 0 | 0 | 0 | 0
| LED |  |  | 0 | 0 | 0 | 0 | 0 | 0 | 0 | 0 | 0 | 0 | 0 | 0 | 0 | 0 | 0 | 0 | 0 | 0 | 0 | 0 | 0 | 0 | 0 | 0 | 0 | 0
| T5 less than 4 ft. (res. only) |  |  | 0 | 0 | 0 | 0 | 0 | 0 | 0 | 0 | 0 | 0 | 0 | 0 | 0 | 0 | 0 | 0 | 0 | 0 | 0 | 0 | 0 | 0 | 0 | 0 | 0 | 0
Active Case Unit Sales (1000 units) |  |  |  | Frozen Efficiency 2010: From System_Total_Mkt
Submarket
Lamp Type
GSL - Medium Screw
| Incandescent MSB |  |  |  | 12 | 8 | 4 | 3 | 2 | 1 | 1 | 1 | 1 | 1 | 1 | 1 | 1 | 1 | 1 | 1 | 1 | 1 | 1 | 1 | 1 | 1 | 1 | 1 | 1
| Halogen MSB |  |  |  | 0 | 1 | 1 | 2 | 2 | 2 | 2 | 2 | 2 | 2 | 2 | 2 | 2 | 2 | 2 | 2 | 2 | 2 | 2 | 2 | 2 | 2 | 2 | 2 | 2
| CFL MSB |  |  |  | 8 | 6 | 7 | 6 | 6 | 7 | 6 | 6 | 6 | 6 | 6 | 6 | 6 | 6 | 6 | 6 | 6 | 6 | 6 | 6 | 5 | 5 | 5 | 5 | 5
| LED |  |  |  | 0 | 0 | 0 | 0 | 0 | 0 | 0 | 0 | 0 | 0 | 0 | 0 | 0 | 0 | 0 | 0 | 0 | 0 | 0 | 0 | 0 | 0 | 0 | 0 | 0
Reflectors
| Incandescent Reflector |  |  |  | 3 | 3 | 3 | 3 | 3 | 3 | 3 | 3 | 3 | 3 | 3 | 3 | 3 | 3 | 3 | 3 | 3 | 3 | 3 | 2 | 2 | 2 | 2 | 2 | 2
| Halogen Reflector - screw |  |  |  | 3 | 3 | 3 | 3 | 3 | 3 | 3 | 3 | 3 | 3 | 3 | 3 | 3 | 3 | 3 | 3 | 3 | 3 | 3 | 3 | 3 | 3 | 3 | 3 | 3
CFL Reflector | bar: No 2011 to No 2035
| LED |  |  |  | 0 | 0 | 0 | 0 | 0 | 0 | 0 | 0 | 0 | 0 | 0 | 0 | 0 | 0 | 0 | 0 | 0 | 0 | 0 | 0 | 0 | 0 | 0 | 0 | 0
Linear Fluorescent
| T12 |  |  |  | 233 | 208 | 186 | 168 | 151 | 137 | 125 | 114 | 105 | 97 | 90 | 83 | 78 | 73 | 68 | 64 | 61 | 58 | 55 | 53 | 50 | 48 | 46 | 45 | 43
| T8 |  |  |  | 1270 | 1271 | 1269 | 1265 | 1260 | 1253 | 1245 | 1236 | 1226 | 1216 | 1205 | 1193 | 1178 | 1166 | 1150 | 1135 | 1123 | 1108 | 1094 | 1082 | 1068 | 1054 | 1042 | 1029 | 1015
| T5* |  |  |  | 124 | 124 | 123 | 123 | 122 | 121 | 120 | 119 | 118 | 116 | 115 | 114 | 112 | 111 | 110 | 108 | 107 | 105 | 104 | 103 | 101 | 100 | 99 | 98 | 96
| LED |  |  |  | 0 | 0 | 0 | 0 | 0 | 0 | 0 | 0 | 0 | 0 | 0 | 0 | 0 | 0 | 0 | 0 | 0 | 0 | 0 | 0 | 0 | 0 | 0 | 0 | 0
HID
| Mercury Vapor |  |  |  | 16 | 15 | 13 | 12 | 11 | 10 | 9 | 9 | 8 | 7 | 7 | 6 | 6 | 6 | 5 | 5 | 5 | 4 | 4 | 4 | 4 | 4 | 4 | 4 | 3
| Metal Halide |  |  |  | 183 | 185 | 186 | 187 | 187 | 187 | 187 | 187 | 186 | 186 | 185 | 184 | 183 | 181 | 180 | 179 | 177 | 176 | 174 | 173 | 171 | 169 | 168 | 166 | 164
| High Pressure Sodium |  |  |  | 20 | 17 | 15 | 13 | 12 | 11 | 9 | 8 | 7 | 7 | 6 | 5 | 5 | 4 | 4 | 4 | 3 | 3 | 3 | 2 | 2 | 2 | 2 | 2 | 2
| Low Pressure Sodium |  |  |  | 0 | 0 | 0 | 0 | 0 | 0 | 0 | 0 | 0 | 0 | 0 | 0 | 0 | 0 | 0 | 0 | 0 | 0 | 0 | 0 | 0 | 0 | 0 | 0 | 0
| LED |  |  |  | 3 | 3 | 3 | 3 | 3 | 3 | 3 | 2 | 2 | 2 | 2 | 2 | 2 | 2 | 2 | 2 | 2 | 2 | 2 | 2 | 2 | 2 | 2 | 2 | 2
Miscellaneous
| Incandescent Other |  |  |  | 0 | 0 | 0 | 0 | 0 | 0 | 0 | 0 | 0 | 0 | 0 | 0 | 0 | 0 | 0 | 0 | 0 | 0 | 0 | 0 | 0 | 0 | 0 | 0 | 0
| Halogen Reflector Other |  |  |  | 0 | 0 | 0 | 0 | 0 | 0 | 0 | 0 | 0 | 0 | 0 | 0 | 0 | 0 | 0 | 0 | 0 | 0 | 0 | 0 | 0 | 0 | 0 | 0 | 0
| CFL Other |  |  |  | 2 | 2 | 2 | 2 | 2 | 2 | 2 | 2 | 2 | 2 | 2 | 2 | 2 | 2 | 2 | 2 | 2 | 2 | 2 | 1 | 1 | 1 | 1 | 1 | 1
| Linear Fluorescent Other |  |  |  | 6 | 6 | 6 | 6 | 6 | 6 | 6 | 6 | 6 | 5 | 5 | 5 | 5 | 5 | 5 | 5 | 5 | 5 | 5 | 5 | 5 | 4 | 4 | 4 | 4
| LED |  |  |  | 0 | 0 | 0 | 0 | 0 | 0 | 0 | 0 | 0 | 0 | 0 | 0 | 0 | 0 | 0 | 0 | 0 | 0 | 0 | 0 | 0 | 0 | 0 | 0 | 0
| T5 less than 4 ft. (res. only) |  |  |  | 0 | 0 | 0 | 0 | 0 | 0 | 0 | 0 | 0 | 0 | 0 | 0 | 0 | 0 | 0 | 0 | 0 | 0 | 0 | 0 | 0 | 0 | 0 | 0 | 0
Active Case Installed Stock (1000 units) |  |  |  | Frozen Efficiency 2010: Installed Stock in Tlmhr/(lumens*operating hours)
Submarket
Lamp Type
GSL - Medium Screw
| Incandescent MSB |  |  | 22.45 | 11.554 | 7.615 | 4.392 | 3.001 | 1.9 | 0.708 | 0.669 | 0.659 | 0.652 | 0.646 | 0.639 | 0.633 | 0.627 | 0.62 | 0.614 | 0.608 | 0.602 | 0.596 | 0.59 | 0.584 | 0.578 | 0.572 | 0.567 | 0.561 | 0.555
| Halogen MSB |  |  | 0.174 | 0.159 | 0.515 | 1.334 | 1.814 | 1.887 | 1.967 | 1.863 | 1.836 | 1.816 | 1.798 | 1.78 | 1.762 | 1.745 | 1.727 | 1.71 | 1.693 | 1.676 | 1.659 | 1.642 | 1.626 | 1.61 | 1.594 | 1.578 | 1.562 | 1.546
| CFL MSB |  |  | 3.057 | 9.451 | 11.452 | 12.763 | 13.165 | 13.625 | 14.138 | 14.063 | 13.929 | 13.79 | 13.652 | 13.515 | 13.38 | 13.246 | 13.113 | 12.982 | 12.852 | 12.724 | 12.596 | 12.47 | 12.346 | 12.222 | 12.1 | 11.979 | 11.859 | 11.741
| LED |  |  | 0 | 0.003 | 0.006 | 0.007 | 0.009 | 0.009 | 0.01 | 0.011 | 0.011 | 0.012 | 0.012 | 0.012 | 0.012 | 0.012 | 0.012 | 0.012 | 0.012 | 0.012 | 0.012 | 0.012 | 0.012 | 0.012 | 0.012 | 0.012 | 0.011 | 0.011
Reflectors
| Incandescent Reflector |  |  | 0.87 | 2.597 | 2.778 | 2.852 | 2.873 | 2.869 | 2.852 | 2.829 | 2.804 | 2.777 | 2.75 | 2.723 | 2.695 | 2.669 | 2.642 | 2.615 | 2.589 | 2.563 | 2.538 | 2.512 | 2.487 | 2.462 | 2.438 | 2.413 | 2.389 | 2.365
| Halogen Reflector - screw |  |  | 3.655 | 3.051 | 3.261 | 3.347 | 3.371 | 3.366 | 3.346 | 3.319 | 3.289 | 3.258 | 3.226 | 3.194 | 3.162 | 3.131 | 3.099 | 3.068 | 3.038 | 3.007 | 2.977 | 2.947 | 2.918 | 2.889 | 2.86 | 2.831 | 2.803 | 2.775
| CFL Reflector |  |  | 3.83 | 2.782 | 2.256 | 1.988 | 1.847 | 1.769 | 1.722 | 1.69 | 1.665 | 1.645 | 1.627 | 1.61 | 1.593 | 1.577 | 1.561 | 1.545 | 1.53 | 1.514 | 1.499 | 1.484 | 1.469 | 1.455 | 1.44 | 1.426 | 1.411 | 1.397
| LED |  |  | 0 | 0.003 | 0.006 | 0.008 | 0.01 | 0.011 | 0.012 | 0.013 | 0.013 | 0.014 | 0.014 | 0.014 | 0.015 | 0.015 | 0.015 | 0.015 | 0.015 | 0.015 | 0.014 | 0.014 | 0.014 | 0.014 | 0.014 | 0.014 | 0.014 | 0.014
Linear Fluorescent
| T12 |  |  | 1144.699 | 1011.205 | 896.726 | 798.291 | 713.433 | 640.096 | 576.561 | 521.387 | 473.362 | 431.463 | 394.826 | 362.718 | 334.517 | 309.926 | 288.199 | 269.128 | 252.323 | 237.342 | 224.061 | 212.244 | 201.621 | 192.115 | 183.579 | 175.843 | 168.858 | 162.53
| T8 |  |  | 3914.302 | 3997.407 | 4062.054 | 4111.19 | 4147.263 | 4172.314 | 4188.047 | 4195.895 | 4197.061 | 4192.558 | 4183.245 | 4169.847 | 4152.983 | 4132.914 | 4110.416 | 4085.665 | 4059.052 | 4031.044 | 4001.737 | 3971.365 | 3940.22 | 3908.353 | 3875.91 | 3843.078 | 3809.883 | 3776.418
| T5* |  |  | 393.363 | 398.493 | 402.222 | 404.779 | 406.356 | 407.112 | 407.178 | 406.666 | 405.667 | 404.259 | 402.508 | 400.469 | 398.188 | 395.701 | 393.048 | 390.256 | 387.352 | 384.356 | 381.287 | 378.16 | 374.985 | 371.776 | 368.543 | 365.288 | 362.023 | 358.753
| LED |  |  | 0 | 0 | 0 | 0 | 0 | 0 | 0 | 0 | 0 | 0 | 0 | 0 | 0 | 0 | 0 | 0 | 0 | 0 | 0 | 0 | 0 | 0 | 0 | 0 | 0 | 0
HID
| Mercury Vapor |  |  | 60.589 | 54.205 | 48.629 | 43.753 | 39.485 | 35.745 | 32.463 | 29.581 | 27.045 | 24.813 | 22.845 | 21.107 | 19.572 | 18.213 | 17.013 | 15.947 | 15.002 | 14.163 | 13.416 | 12.749 | 12.15 | 11.614 | 11.131 | 10.697 | 10.304 | 9.948
| Metal Halide |  |  | 435.614 | 442.696 | 448.612 | 453.426 | 457.219 | 460.076 | 462.087 | 463.338 | 463.912 | 463.885 | 463.327 | 462.304 | 460.872 | 459.084 | 456.985 | 454.618 | 452.02 | 449.224 | 446.258 | 443.149 | 439.915 | 436.58 | 433.161 | 429.673 | 426.127 | 422.537
| High Pressure Sodium |  |  | 106.074 | 93.329 | 82.206 | 72.491 | 63.999 | 56.57 | 50.067 | 44.369 | 39.374 | 34.992 | 31.144 | 27.763 | 24.79 | 22.174 | 19.88 | 17.857 | 16.079 | 14.514 | 13.134 | 11.917 | 10.837 | 9.882 | 9.036 | 8.286 | 7.619 | 7.027
| Low Pressure Sodium |  |  | 0 | 0 | 0 | 0 | 0 | 0 | 0 | 0 | 0 | 0 | 0 | 0 | 0 | 0 | 0 | 0 | 0 | 0 | 0 | 0 | 0 | 0 | 0 | 0 | 0 | 0
| LED |  |  | 0 | 2.678 | 4.611 | 5.996 | 6.979 | 7.665 | 8.134 | 8.443 | 8.635 | 8.742 | 8.786 | 8.785 | 8.751 | 8.693 | 8.609 | 8.516 | 8.408 | 8.289 | 8.164 | 8.036 | 7.913 | 7.788 | 7.661 | 7.535 | 7.409 | 7.285
Miscellaneous
| Incandescent Other |  |  | 0 | 0 | 0 | 0 | 0 | 0 | 0 | 0 | 0 | 0 | 0 | 0 | 0 | 0 | 0 | 0 | 0 | 0 | 0 | 0 | 0 | 0 | 0 | 0 | 0 | 0
| Halogen Reflector Other |  |  | 0.29 | 0.282 | 0.273 | 0.265 | 0.258 | 0.25 | 0.243 | 0.236 | 0.229 | 0.222 | 0.216 | 0.209 | 0.203 | 0.197 | 0.192 | 0.186 | 0.181 | 0.175 | 0.17 | 0.165 | 0.161 | 0.156 | 0.151 | 0.147 | 0.143 | 0.138
| CFL Other |  |  | 6.752 | 6.574 | 6.4 | 6.231 | 6.066 | 5.906 | 5.75 | 5.598 | 5.45 | 5.306 | 5.166 | 5.029 | 4.896 | 4.767 | 4.641 | 4.518 | 4.399 | 4.283 | 4.169 | 4.059 | 3.952 | 3.847 | 3.746 | 3.647 | 3.55 | 3.456
| Linear Fluorescent Other |  |  | 20.466 | 20.212 | 19.962 | 19.716 | 19.474 | 19.235 | 18.999 | 18.767 | 18.538 | 18.313 | 18.091 | 17.871 | 17.655 | 17.443 | 17.233 | 17.026 | 16.823 | 16.622 | 16.424 | 16.229 | 16.037 | 15.847 | 15.66 | 15.476 | 15.294 | 15.114
| LED |  |  | 0 | 0.11 | 0.216 | 0.318 | 0.417 | 0.512 | 0.603 | 0.691 | 0.775 | 0.857 | 0.935 | 1.01 | 1.083 | 1.152 | 1.218 | 1.282 | 1.343 | 1.402 | 1.458 | 1.511 | 1.563 | 1.612 | 1.658 | 1.703 | 1.746 | 1.787
| T5 less than 4 ft. (res. only) |  |  | 0 | 0 | 0 | 0 | 0 | 0 | 0 | 0 | 0 | 0 | 0 | 0 | 0 | 0 | 0 | 0 | 0 | 0 | 0 | 0 | 0 | 0 | 0 | 0 | 0 | 0
Active Case Energy Density (kWh/sq2) |  |  |  | Frozen Efficiency 2010: Site Energy/Square_Feet
Submarket
Lamp Type
GSL - Medium Screw
| Incandescent MSB |  |  | 0.011 | 0.006 | 0.004 | 0.002 | 0.001 | 0.001 | 0 | 0 | 0 | 0 | 0 | 0 | 0 | 0 | 0 | 0 | 0 | 0 | 0 | 0 | 0 | 0 | 0 | 0 | 0 | 0
| Halogen MSB |  |  | 0 | 0 | 0 | 0.001 | 0.001 | 0.001 | 0.001 | 0.001 | 0.001 | 0.001 | 0.001 | 0.001 | 0.001 | 0.001 | 0.001 | 0.001 | 0.001 | 0.001 | 0.001 | 0.001 | 0.001 | 0.001 | 0.001 | 0.001 | 0.001 | 0.001
| CFL MSB |  |  | 0.001 | 0.002 | 0.002 | 0.002 | 0.002 | 0.003 | 0.003 | 0.003 | 0.003 | 0.003 | 0.003 | 0.003 | 0.002 | 0.002 | 0.002 | 0.002 | 0.002 | 0.002 | 0.002 | 0.002 | 0.002 | 0.002 | 0.002 | 0.002 | 0.002 | 0.002
| LED |  |  | 0 | 0 | 0 | 0 | 0 | 0 | 0 | 0 | 0 | 0 | 0 | 0 | 0 | 0 | 0 | 0 | 0 | 0 | 0 | 0 | 0 | 0 | 0 | 0 | 0 | 0
Reflectors
| Incandescent Reflector |  |  | 0.001 | 0.002 | 0.002 | 0.002 | 0.002 | 0.002 | 0.002 | 0.002 | 0.002 | 0.002 | 0.002 | 0.002 | 0.002 | 0.002 | 0.002 | 0.002 | 0.002 | 0.002 | 0.002 | 0.002 | 0.002 | 0.002 | 0.002 | 0.002 | 0.002 | 0.002
| Halogen Reflector - screw |  |  | 0.002 | 0.002 | 0.002 | 0.002 | 0.002 | 0.002 | 0.002 | 0.002 | 0.002 | 0.002 | 0.002 | 0.002 | 0.002 | 0.002 | 0.002 | 0.002 | 0.002 | 0.002 | 0.002 | 0.002 | 0.002 | 0.002 | 0.002 | 0.002 | 0.002 | 0.002
| CFL Reflector |  |  | 0.001 | 0 | 0 | 0 | 0 | 0 | 0 | 0 | 0 | 0 | 0 | 0 | 0 | 0 | 0 | 0 | 0 | 0 | 0 | 0 | 0 | 0 | 0 | 0 | 0 | 0
| LED |  |  | 0 | 0 | 0 | 0 | 0 | 0 | 0 | 0 | 0 | 0 | 0 | 0 | 0 | 0 | 0 | 0 | 0 | 0 | 0 | 0 | 0 | 0 | 0 | 0 | 0 | 0
Linear Fluorescent
| T12 |  |  | 0.648 | 0.572 | 0.507 | 0.452 | 0.404 | 0.362 | 0.326 | 0.295 | 0.268 | 0.244 | 0.223 | 0.205 | 0.189 | 0.175 | 0.163 | 0.152 | 0.143 | 0.134 | 0.127 | 0.12 | 0.114 | 0.109 | 0.104 | 0.099 | 0.096 | 0.092
| T8 |  |  | 1.335 | 1.363 | 1.385 | 1.402 | 1.414 | 1.423 | 1.428 | 1.431 | 1.431 | 1.43 | 1.426 | 1.422 | 1.416 | 1.409 | 1.402 | 1.393 | 1.384 | 1.374 | 1.364 | 1.354 | 1.344 | 1.333 | 1.322 | 1.31 | 1.299 | 1.288
| T5* |  |  | 0.244 | 0.247 | 0.25 | 0.251 | 0.252 | 0.253 | 0.253 | 0.252 | 0.252 | 0.251 | 0.25 | 0.249 | 0.247 | 0.246 | 0.244 | 0.242 | 0.24 | 0.239 | 0.237 | 0.235 | 0.233 | 0.231 | 0.229 | 0.227 | 0.225 | 0.223
| LED |  |  | 0 | 0 | 0 | 0 | 0 | 0 | 0 | 0 | 0 | 0 | 0 | 0 | 0 | 0 | 0 | 0 | 0 | 0 | 0 | 0 | 0 | 0 | 0 | 0 | 0 | 0
HID
| Mercury Vapor |  |  | 0.392 | 0.351 | 0.315 | 0.283 | 0.256 | 0.231 | 0.21 | 0.191 | 0.175 | 0.161 | 0.148 | 0.137 | 0.127 | 0.118 | 0.11 | 0.103 | 0.097 | 0.092 | 0.087 | 0.083 | 0.079 | 0.075 | 0.072 | 0.069 | 0.067 | 0.064
| Metal Halide |  |  | 2.718 | 2.762 | 2.799 | 2.829 | 2.852 | 2.87 | 2.883 | 2.891 | 2.894 | 2.894 | 2.891 | 2.884 | 2.875 | 2.864 | 2.851 | 2.836 | 2.82 | 2.803 | 2.784 | 2.765 | 2.744 | 2.724 | 2.702 | 2.681 | 2.658 | 2.636
| High Pressure Sodium |  |  | 0.449 | 0.395 | 0.348 | 0.307 | 0.271 | 0.24 | 0.212 | 0.188 | 0.167 | 0.148 | 0.132 | 0.118 | 0.105 | 0.094 | 0.084 | 0.076 | 0.068 | 0.061 | 0.056 | 0.05 | 0.046 | 0.042 | 0.038 | 0.035 | 0.032 | 0.03
| Low Pressure Sodium |  |  | 0 | 0 | 0 | 0 | 0 | 0 | 0 | 0 | 0 | 0 | 0 | 0 | 0 | 0 | 0 | 0 | 0 | 0 | 0 | 0 | 0 | 0 | 0 | 0 | 0 | 0
| LED |  |  | 0 | 0.012 | 0.02 | 0.026 | 0.03 | 0.033 | 0.035 | 0.037 | 0.037 | 0.038 | 0.038 | 0.038 | 0.038 | 0.038 | 0.037 | 0.037 | 0.036 | 0.036 | 0.035 | 0.035 | 0.034 | 0.034 | 0.033 | 0.033 | 0.032 | 0.032
Miscellaneous
| Incandescent Other |  |  | 0 | 0 | 0 | 0 | 0 | 0 | 0 | 0 | 0 | 0 | 0 | 0 | 0 | 0 | 0 | 0 | 0 | 0 | 0 | 0 | 0 | 0 | 0 | 0 | 0 | 0
| Halogen Reflector Other |  |  | 0 | 0 | 0 | 0 | 0 | 0 | 0 | 0 | 0 | 0 | 0 | 0 | 0 | 0 | 0 | 0 | 0 | 0 | 0 | 0 | 0 | 0 | 0 | 0 | 0 | 0
| CFL Other |  |  | 0.003 | 0.003 | 0.003 | 0.003 | 0.003 | 0.003 | 0.003 | 0.003 | 0.003 | 0.003 | 0.002 | 0.002 | 0.002 | 0.002 | 0.002 | 0.002 | 0.002 | 0.002 | 0.002 | 0.002 | 0.002 | 0.002 | 0.002 | 0.002 | 0.002 | 0.002
| Linear Fluorescent Other |  |  | 0.009 | 0.009 | 0.009 | 0.009 | 0.009 | 0.009 | 0.008 | 0.008 | 0.008 | 0.008 | 0.008 | 0.008 | 0.008 | 0.008 | 0.008 | 0.008 | 0.008 | 0.007 | 0.007 | 0.007 | 0.007 | 0.007 | 0.007 | 0.007 | 0.007 | 0.007
| LED |  |  | 0 | 0 | 0 | 0 | 0 | 0 | 0 | 0 | 0.001 | 0.001 | 0.001 | 0.001 | 0.001 | 0.001 | 0.001 | 0.001 | 0.001 | 0.001 | 0.001 | 0.001 | 0.001 | 0.001 | 0.001 | 0.001 | 0.001 | 0.001
| T5 less than 4 ft. (res. only) |  |  | 0 | 0 | 0 | 0 | 0 | 0 | 0 | 0 | 0 | 0 | 0 | 0 | 0 | 0 | 0 | 0 | 0 | 0 | 0 | 0 | 0 | 0 | 0 | 0 | 0 | 0
Active Case Power Density (W/ft2) |  |  |  | Frozen Efficiency 2010: Energy Density/Hours of Operation
Submarket
Lamp Type
GSL - Medium Screw
| Incandescent MSB |  |  | 0.003 | 0.001 | 0.001 | 0 | 0 | 0 | 0 | 0 | 0 | 0 | 0 | 0 | 0 | 0 | 0 | 0 | 0 | 0 | 0 | 0 | 0 | 0 | 0 | 0 | 0 | 0
| Halogen MSB |  |  | 0 | 0 | 0 | 0 | 0 | 0 | 0 | 0 | 0 | 0 | 0 | 0 | 0 | 0 | 0 | 0 | 0 | 0 | 0 | 0 | 0 | 0 | 0 | 0 | 0 | 0
| CFL MSB |  |  | 0 | 0 | 0 | 0.001 | 0.001 | 0.001 | 0.001 | 0.001 | 0.001 | 0.001 | 0.001 | 0.001 | 0.001 | 0.001 | 0.001 | 0.001 | 0.001 | 0.001 | 0.001 | 0.001 | 0.001 | 0.001 | 0.001 | 0.001 | 0.001 | 0
| LED |  |  | 0 | 0 | 0 | 0 | 0 | 0 | 0 | 0 | 0 | 0 | 0 | 0 | 0 | 0 | 0 | 0 | 0 | 0 | 0 | 0 | 0 | 0 | 0 | 0 | 0 | 0
Reflectors
| Incandescent Reflector |  |  | 0 | 0 | 0 | 0 | 0 | 0 | 0 | 0 | 0 | 0 | 0 | 0 | 0 | 0 | 0 | 0 | 0 | 0 | 0 | 0 | 0 | 0 | 0 | 0 | 0 | 0
| Halogen Reflector - screw |  |  | 0.001 | 0 | 0.001 | 0.001 | 0.001 | 0.001 | 0.001 | 0.001 | 0.001 | 0.001 | 0.001 | 0.001 | 0.001 | 0 | 0 | 0 | 0 | 0 | 0 | 0 | 0 | 0 | 0 | 0 | 0 | 0
| CFL Reflector |  |  | 0 | 0 | 0 | 0 | 0 | 0 | 0 | 0 | 0 | 0 | 0 | 0 | 0 | 0 | 0 | 0 | 0 | 0 | 0 | 0 | 0 | 0 | 0 | 0 | 0 | 0
| LED |  |  | 0 | 0 | 0 | 0 | 0 | 0 | 0 | 0 | 0 | 0 | 0 | 0 | 0 | 0 | 0 | 0 | 0 | 0 | 0 | 0 | 0 | 0 | 0 | 0 | 0 | 0
Linear Fluorescent
| T12 |  |  | 0.15 | 0.132 | 0.117 | 0.104 | 0.093 | 0.084 | 0.075 | 0.068 | 0.062 | 0.056 | 0.052 | 0.047 | 0.044 | 0.041 | 0.038 | 0.035 | 0.033 | 0.031 | 0.029 | 0.028 | 0.026 | 0.025 | 0.024 | 0.023 | 0.022 | 0.021
| T8 |  |  | 0.308 | 0.315 | 0.32 | 0.324 | 0.327 | 0.329 | 0.33 | 0.331 | 0.331 | 0.33 | 0.33 | 0.329 | 0.327 | 0.326 | 0.324 | 0.322 | 0.32 | 0.318 | 0.315 | 0.313 | 0.31 | 0.308 | 0.305 | 0.303 | 0.3 | 0.298
| T5* |  |  | 0.056 | 0.057 | 0.058 | 0.058 | 0.058 | 0.058 | 0.058 | 0.058 | 0.058 | 0.058 | 0.058 | 0.057 | 0.057 | 0.057 | 0.056 | 0.056 | 0.056 | 0.055 | 0.055 | 0.054 | 0.054 | 0.053 | 0.053 | 0.052 | 0.052 | 0.051
| LED |  |  | 0 | 0 | 0 | 0 | 0 | 0 | 0 | 0 | 0 | 0 | 0 | 0 | 0 | 0 | 0 | 0 | 0 | 0 | 0 | 0 | 0 | 0 | 0 | 0 | 0 | 0
HID
| Mercury Vapor |  |  | 0.068 | 0.061 | 0.054 | 0.049 | 0.044 | 0.04 | 0.036 | 0.033 | 0.03 | 0.028 | 0.026 | 0.024 | 0.022 | 0.02 | 0.019 | 0.018 | 0.017 | 0.016 | 0.015 | 0.014 | 0.014 | 0.013 | 0.012 | 0.012 | 0.012 | 0.011
| Metal Halide |  |  | 0.47 | 0.478 | 0.484 | 0.49 | 0.494 | 0.497 | 0.499 | 0.5 | 0.501 | 0.501 | 0.5 | 0.499 | 0.498 | 0.496 | 0.493 | 0.491 | 0.488 | 0.485 | 0.482 | 0.479 | 0.475 | 0.471 | 0.468 | 0.464 | 0.46 | 0.456
| High Pressure Sodium |  |  | 0.078 | 0.068 | 0.06 | 0.053 | 0.047 | 0.041 | 0.037 | 0.033 | 0.029 | 0.026 | 0.023 | 0.02 | 0.018 | 0.016 | 0.015 | 0.013 | 0.012 | 0.011 | 0.01 | 0.009 | 0.008 | 0.007 | 0.007 | 0.006 | 0.006 | 0.005
| Low Pressure Sodium |  |  | 0 | 0 | 0 | 0 | 0 | 0 | 0 | 0 | 0 | 0 | 0 | 0 | 0 | 0 | 0 | 0 | 0 | 0 | 0 | 0 | 0 | 0 | 0 | 0 | 0 | 0
| LED |  |  | 0 | 0.002 | 0.003 | 0.004 | 0.005 | 0.006 | 0.006 | 0.006 | 0.006 | 0.007 | 0.007 | 0.007 | 0.007 | 0.007 | 0.006 | 0.006 | 0.006 | 0.006 | 0.006 | 0.006 | 0.006 | 0.006 | 0.006 | 0.006 | 0.006 | 0.005
Miscellaneous
| Incandescent Other |  |  | 0 | 0 | 0 | 0 | 0 | 0 | 0 | 0 | 0 | 0 | 0 | 0 | 0 | 0 | 0 | 0 | 0 | 0 | 0 | 0 | 0 | 0 | 0 | 0 | 0 | 0
| Halogen Reflector Other |  |  | 0 | 0 | 0 | 0 | 0 | 0 | 0 | 0 | 0 | 0 | 0 | 0 | 0 | 0 | 0 | 0 | 0 | 0 | 0 | 0 | 0 | 0 | 0 | 0 | 0 | 0
| CFL Other |  |  | 0.001 | 0.001 | 0.001 | 0.001 | 0.001 | 0.001 | 0.001 | 0.001 | 0.001 | 0.001 | 0.001 | 0.001 | 0.001 | 0.001 | 0.001 | 0.001 | 0 | 0 | 0 | 0 | 0 | 0 | 0 | 0 | 0 | 0
| Linear Fluorescent Other |  |  | 0.002 | 0.002 | 0.002 | 0.002 | 0.002 | 0.002 | 0.002 | 0.002 | 0.002 | 0.002 | 0.002 | 0.002 | 0.002 | 0.002 | 0.002 | 0.002 | 0.002 | 0.002 | 0.002 | 0.002 | 0.002 | 0.002 | 0.002 | 0.002 | 0.002 | 0.002
| LED |  |  | 0 | 0 | 0 | 0 | 0 | 0 | 0 | 0 | 0 | 0 | 0 | 0 | 0 | 0 | 0 | 0 | 0 | 0 | 0 | 0 | 0 | 0 | 0 | 0 | 0 | 0
| T5 less than 4 ft. (res. only) |  |  | 0 | 0 | 0 | 0 | 0 | 0 | 0 | 0 | 0 | 0 | 0 | 0 | 0 | 0 | 0 | 0 | 0 | 0 | 0 | 0 | 0 | 0 | 0 | 0 | 0 | 0
|  |  |  | 0 | 0 | 0 | 0 | 0 | 0 | 0 | 0 | 0 | 0 | 0 | 0 | 0 | 0 | 0 | 0 | 0 | 0 | 0 | 0 | 0 | 0 | 0 | 0 | 0 | 0

## Results_Ind
Energy Consumption and Sales |  |  |  | Efficiency Case | General Service Fluorescent Lamp | Fluorescent Ballast | Mercury Vapor | Metal Halide | General Service Incandescent | Halogen Reflector | Candelabra
Industrial Sector |  |  |  | Frozen Efficiency | Yes | Yes | Yes | Yes | Yes | Yes | Yes
|  |  |  | 2010 | 2011 | 2012 | 2013 | 2014 | 2015 | 2016 | 2017 | 2018 | 2019 | 2020 | 2021 | 2022 | 2023 | 2024 | 2025 | 2026 | 2027 | 2028 | 2029 | 2030 | 2031 | 2032 | 2033 | 2034 | 2035
Active Case Lighting Consumption (Tlm-hr)
Submarket
Lamp Type
GSL - Medium Screw
| Incandescent MSB |  |  | 0.054 | 0.028 | 0.018 | 0.011 | 0.007 | 0.005 | 0.002 | 0.002 | 0.002 | 0.002 | 0.002 | 0.002 | 0.002 | 0.002 | 0.001 | 0.001 | 0.001 | 0.001 | 0.001 | 0.001 | 0.001 | 0.001 | 0.001 | 0.001 | 0.001 | 0.001
| Halogen MSB |  |  | 0 | 0 | 0.001 | 0.003 | 0.004 | 0.004 | 0.004 | 0.004 | 0.004 | 0.004 | 0.004 | 0.004 | 0.004 | 0.004 | 0.004 | 0.004 | 0.004 | 0.004 | 0.004 | 0.004 | 0.004 | 0.004 | 0.004 | 0.004 | 0.004 | 0.003
| CFL MSB |  |  | 0.012 | 0.038 | 0.046 | 0.051 | 0.052 | 0.054 | 0.056 | 0.056 | 0.055 | 0.055 | 0.054 | 0.054 | 0.053 | 0.053 | 0.052 | 0.052 | 0.051 | 0.051 | 0.05 | 0.05 | 0.049 | 0.049 | 0.048 | 0.048 | 0.047 | 0.047
| LED |  |  | 0 | 0 | 0 | 0 | 0 | 0 | 0 | 0 | 0 | 0 | 0 | 0 | 0 | 0 | 0 | 0 | 0 | 0 | 0 | 0 | 0 | 0 | 0 | 0 | 0 | 0
Reflectors
| Incandescent Reflector |  |  | 0.002 | 0.007 | 0.008 | 0.009 | 0.01 | 0.01 | 0.01 | 0.009 | 0.009 | 0.009 | 0.009 | 0.009 | 0.009 | 0.009 | 0.009 | 0.009 | 0.009 | 0.009 | 0.008 | 0.008 | 0.008 | 0.008 | 0.008 | 0.008 | 0.008 | 0.008
| Halogen Reflector - screw |  |  | 0.013 | 0.011 | 0.011 | 0.01 | 0.01 | 0.01 | 0.009 | 0.009 | 0.009 | 0.009 | 0.009 | 0.009 | 0.009 | 0.009 | 0.009 | 0.009 | 0.009 | 0.008 | 0.008 | 0.008 | 0.008 | 0.008 | 0.008 | 0.008 | 0.008 | 0.008
| CFL Reflector |  |  | 0.011 | 0.008 | 0.007 | 0.006 | 0.006 | 0.006 | 0.006 | 0.006 | 0.006 | 0.006 | 0.006 | 0.005 | 0.005 | 0.005 | 0.005 | 0.005 | 0.005 | 0.005 | 0.005 | 0.005 | 0.005 | 0.005 | 0.005 | 0.005 | 0.005 | 0.005
| LED |  |  | 0 | 0 | 0 | 0 | 0 | 0 | 0 | 0 | 0 | 0 | 0 | 0 | 0 | 0 | 0 | 0 | 0 | 0 | 0 | 0 | 0 | 0 | 0 | 0 | 0 | 0
Linear Fluorescent
| T12 |  |  | 11.117 | 9.821 | 8.121 | 6.248 | 4.432 | 3.154 | 2.251 | 1.611 | 1.161 | 0.843 | 0.617 | 0.458 | 0.344 | 0.263 | 0.205 | 0.164 | 0.134 | 0.112 | 0.096 | 0.085 | 0.076 | 0.069 | 0.064 | 0.06 | 0.057 | 0.055
| T8 |  |  | 32.691 | 33.385 | 34.419 | 35.602 | 36.717 | 37.387 | 37.749 | 37.912 | 37.918 | 37.815 | 37.635 | 37.401 | 37.131 | 36.835 | 36.522 | 36.198 | 35.866 | 35.53 | 35.192 | 34.853 | 34.514 | 34.177 | 33.841 | 33.507 | 33.176 | 32.847
| T5* |  |  | 7.131 | 7.224 | 7.386 | 7.578 | 7.784 | 7.902 | 7.959 | 7.955 | 7.925 | 7.877 | 7.817 | 7.749 | 7.677 | 7.602 | 7.526 | 7.449 | 7.373 | 7.297 | 7.222 | 7.147 | 7.074 | 7.001 | 6.929 | 6.859 | 6.789 | 6.72
| LED |  |  | 0 | 0 | 0 | 0 | 0 | 0 | 0 | 0 | 0 | 0 | 0 | 0 | 0 | 0 | 0 | 0 | 0 | 0 | 0 | 0 | 0 | 0 | 0 | 0 | 0 | 0
HID
| Mercury Vapor |  |  | 3.982 | 3.562 | 3.196 | 2.875 | 2.595 | 2.349 | 2.133 | 1.944 | 1.777 | 1.631 | 1.501 | 1.387 | 1.286 | 1.197 | 1.118 | 1.048 | 0.986 | 0.931 | 0.882 | 0.838 | 0.798 | 0.763 | 0.731 | 0.703 | 0.677 | 0.654
| Metal Halide |  |  | 53.702 | 54.576 | 55.305 | 55.899 | 56.366 | 56.718 | 56.966 | 57.121 | 57.191 | 57.188 | 57.119 | 56.993 | 56.817 | 56.596 | 56.337 | 56.046 | 55.725 | 55.381 | 55.015 | 54.632 | 54.233 | 53.822 | 53.4 | 52.97 | 52.533 | 52.091
| High Pressure Sodium |  |  | 12.316 | 10.836 | 9.545 | 8.417 | 7.431 | 6.568 | 5.813 | 5.152 | 4.572 | 4.063 | 3.616 | 3.224 | 2.878 | 2.575 | 2.308 | 2.073 | 1.867 | 1.685 | 1.525 | 1.384 | 1.258 | 1.147 | 1.049 | 0.962 | 0.885 | 0.816
| Low Pressure Sodium |  |  | 0 | 0 | 0 | 0 | 0 | 0 | 0 | 0 | 0 | 0 | 0 | 0 | 0 | 0 | 0 | 0 | 0 | 0 | 0 | 0 | 0 | 0 | 0 | 0 | 0 | 0
| LED |  |  | 0 | 0.326 | 0.562 | 0.731 | 0.85 | 0.934 | 0.991 | 1.029 | 1.052 | 1.065 | 1.071 | 1.071 | 1.066 | 1.059 | 1.049 | 1.038 | 1.025 | 1.01 | 0.995 | 0.979 | 0.964 | 0.949 | 0.934 | 0.918 | 0.903 | 0.888
Miscellaneous
| Incandescent Other |  |  | 0 | 0 | 0 | 0 | 0 | 0 | 0 | 0 | 0 | 0 | 0 | 0 | 0 | 0 | 0 | 0 | 0 | 0 | 0 | 0 | 0 | 0 | 0 | 0 | 0 | 0
| Halogen Reflector Other |  |  | 0.002 | 0.002 | 0.002 | 0.002 | 0.002 | 0.002 | 0.002 | 0.002 | 0.002 | 0.002 | 0.002 | 0.002 | 0.002 | 0.002 | 0.002 | 0.002 | 0.001 | 0.001 | 0.001 | 0.001 | 0.001 | 0.001 | 0.001 | 0.001 | 0.001 | 0.001
| CFL Other |  |  | 0.09 | 0.088 | 0.085 | 0.083 | 0.081 | 0.079 | 0.077 | 0.075 | 0.073 | 0.071 | 0.069 | 0.067 | 0.065 | 0.064 | 0.062 | 0.06 | 0.059 | 0.057 | 0.056 | 0.054 | 0.053 | 0.051 | 0.05 | 0.049 | 0.047 | 0.046
| Linear Fluorescent Other |  |  | 0.206 | 0.203 | 0.201 | 0.198 | 0.196 | 0.193 | 0.191 | 0.189 | 0.186 | 0.184 | 0.182 | 0.18 | 0.177 | 0.175 | 0.173 | 0.171 | 0.169 | 0.167 | 0.165 | 0.163 | 0.161 | 0.159 | 0.157 | 0.156 | 0.154 | 0.152
| LED |  |  | 0 | 0.002 | 0.004 | 0.006 | 0.008 | 0.009 | 0.011 | 0.013 | 0.014 | 0.016 | 0.017 | 0.019 | 0.02 | 0.021 | 0.022 | 0.024 | 0.025 | 0.026 | 0.027 | 0.028 | 0.029 | 0.03 | 0.03 | 0.031 | 0.032 | 0.033
| T5 less than 4 ft. (res. only) |  |  | 0 | 0 | 0 | 0 | 0 | 0 | 0 | 0 | 0 | 0 | 0 | 0 | 0 | 0 | 0 | 0 | 0 | 0 | 0 | 0 | 0 | 0 | 0 | 0 | 0 | 0
Active Case Site Consumption (TWh) |  |  |  | Frozen Efficiency 2010: Tlm-hr/(effic iency lamp * efficiency ballast *fixture efficiency)
Submarket
Lamp Type
GSL - Medium Screw
| Incandescent MSB |  |  | 0.005 | 0.002 | 0.002 | 0.001 | 0.001 | 0 | 0 | 0 | 0 | 0 | 0 | 0 | 0 | 0 | 0 | 0 | 0 | 0 | 0 | 0 | 0 | 0 | 0 | 0 | 0 | 0
| Halogen MSB |  |  | 0 | 0 | 0 | 0 | 0 | 0 | 0 | 0 | 0 | 0 | 0 | 0 | 0 | 0 | 0 | 0 | 0 | 0 | 0 | 0 | 0 | 0 | 0 | 0 | 0 | 0
| CFL MSB |  |  | 0 | 0.001 | 0.001 | 0.001 | 0.001 | 0.001 | 0.001 | 0.001 | 0.001 | 0.001 | 0.001 | 0.001 | 0.001 | 0.001 | 0.001 | 0.001 | 0.001 | 0.001 | 0.001 | 0.001 | 0.001 | 0.001 | 0.001 | 0.001 | 0.001 | 0.001
| LED |  |  | 0 | 0 | 0 | 0 | 0 | 0 | 0 | 0 | 0 | 0 | 0 | 0 | 0 | 0 | 0 | 0 | 0 | 0 | 0 | 0 | 0 | 0 | 0 | 0 | 0 | 0
Reflectors
| Incandescent Reflector |  |  | 0 | 0.001 | 0.001 | 0.001 | 0.001 | 0.001 | 0.001 | 0.001 | 0.001 | 0.001 | 0.001 | 0.001 | 0.001 | 0.001 | 0.001 | 0.001 | 0.001 | 0.001 | 0.001 | 0.001 | 0.001 | 0.001 | 0.001 | 0.001 | 0.001 | 0.001
| Halogen Reflector - screw |  |  | 0.001 | 0.001 | 0.001 | 0.001 | 0.001 | 0.001 | 0.001 | 0.001 | 0.001 | 0.001 | 0.001 | 0.001 | 0.001 | 0.001 | 0.001 | 0.001 | 0.001 | 0.001 | 0 | 0 | 0 | 0 | 0 | 0 | 0 | 0
| CFL Reflector |  |  | 0 | 0 | 0 | 0 | 0 | 0 | 0 | 0 | 0 | 0 | 0 | 0 | 0 | 0 | 0 | 0 | 0 | 0 | 0 | 0 | 0 | 0 | 0 | 0 | 0 | 0
| LED |  |  | 0 | 0 | 0 | 0 | 0 | 0 | 0 | 0 | 0 | 0 | 0 | 0 | 0 | 0 | 0 | 0 | 0 | 0 | 0 | 0 | 0 | 0 | 0 | 0 | 0 | 0
Linear Fluorescent
| T12 |  |  | 0.261 | 0.23 | 0.191 | 0.147 | 0.104 | 0.074 | 0.053 | 0.038 | 0.027 | 0.02 | 0.014 | 0.011 | 0.008 | 0.006 | 0.005 | 0.004 | 0.003 | 0.003 | 0.002 | 0.002 | 0.002 | 0.002 | 0.002 | 0.001 | 0.001 | 0.001
| T8 |  |  | 0.537 | 0.549 | 0.566 | 0.585 | 0.603 | 0.611 | 0.614 | 0.612 | 0.609 | 0.604 | 0.599 | 0.594 | 0.589 | 0.584 | 0.579 | 0.573 | 0.568 | 0.562 | 0.557 | 0.551 | 0.545 | 0.54 | 0.534 | 0.529 | 0.524 | 0.518
| T5* |  |  | 0.098 | 0.1 | 0.102 | 0.104 | 0.107 | 0.109 | 0.11 | 0.109 | 0.109 | 0.108 | 0.107 | 0.106 | 0.105 | 0.104 | 0.103 | 0.102 | 0.101 | 0.1 | 0.099 | 0.098 | 0.097 | 0.096 | 0.095 | 0.094 | 0.093 | 0.092
| LED |  |  | 0 | 0 | 0 | 0 | 0 | 0 | 0 | 0 | 0 | 0 | 0 | 0 | 0 | 0 | 0 | 0 | 0 | 0 | 0 | 0 | 0 | 0 | 0 | 0 | 0 | 0
HID |  | mh STD ON
| Mercury Vapor | 0.13454 | -0.00671 | 0.158 | 0.141 | 0.127 | 0.114 | 0.103 | 0.093 | 0.085 | 0.077 | 0.07 | 0.065 | 0.06 | 0.055 | 0.051 | 0.047 | 0.044 | 0.042 | 0.039 | 0.037 | 0.035 | 0.033 | 0.032 | 0.03 | 0.029 | 0.028 | 0.027 | 0.026
| Metal Halide | 1.6327 | 0.5278 | 1.094 | 1.105 | 1.12 | 1.132 | 1.141 | 1.148 | 1.153 | 1.156 | 1.158 | 1.158 | 1.156 | 1.154 | 1.15 | 1.146 | 1.141 | 1.135 | 1.128 | 1.121 | 1.114 | 1.106 | 1.098 | 1.09 | 1.081 | 1.072 | 1.064 | 1.055
| High Pressure Sodium | 2.0335 | 1.8743 | 0.181 | 0.159 | 0.14 | 0.124 | 0.109 | 0.097 | 0.085 | 0.076 | 0.067 | 0.06 | 0.053 | 0.047 | 0.042 | 0.038 | 0.034 | 0.03 | 0.027 | 0.025 | 0.022 | 0.02 | 0.018 | 0.017 | 0.015 | 0.014 | 0.013 | 0.012
| Low Pressure Sodium | 0.022688 | 0.022688 | 0 | 0 | 0 | 0 | 0 | 0 | 0 | 0 | 0 | 0 | 0 | 0 | 0 | 0 | 0 | 0 | 0 | 0 | 0 | 0 | 0 | 0 | 0 | 0 | 0 | 0
| LED | 0.001191 | -0.00348 | 0 | 0.005 | 0.008 | 0.01 | 0.012 | 0.013 | 0.014 | 0.015 | 0.015 | 0.015 | 0.015 | 0.015 | 0.015 | 0.015 | 0.015 | 0.015 | 0.015 | 0.014 | 0.014 | 0.014 | 0.014 | 0.014 | 0.013 | 0.013 | 0.013 | 0.013
Miscellaneous
| Incandescent Other |  |  | 0 | 0 | 0 | 0 | 0 | 0 | 0 | 0 | 0 | 0 | 0 | 0 | 0 | 0 | 0 | 0 | 0 | 0 | 0 | 0 | 0 | 0 | 0 | 0 | 0 | 0
| Halogen Reflector Other |  |  | 0 | 0 | 0 | 0 | 0 | 0 | 0 | 0 | 0 | 0 | 0 | 0 | 0 | 0 | 0 | 0 | 0 | 0 | 0 | 0 | 0 | 0 | 0 | 0 | 0 | 0
| CFL Other |  |  | 0.001 | 0.001 | 0.001 | 0.001 | 0.001 | 0.001 | 0.001 | 0.001 | 0.001 | 0.001 | 0.001 | 0.001 | 0.001 | 0.001 | 0.001 | 0.001 | 0.001 | 0.001 | 0.001 | 0.001 | 0.001 | 0.001 | 0.001 | 0.001 | 0.001 | 0.001
| Linear Fluorescent Other |  |  | 0.004 | 0.004 | 0.004 | 0.004 | 0.004 | 0.003 | 0.003 | 0.003 | 0.003 | 0.003 | 0.003 | 0.003 | 0.003 | 0.003 | 0.003 | 0.003 | 0.003 | 0.003 | 0.003 | 0.003 | 0.003 | 0.003 | 0.003 | 0.003 | 0.003 | 0.003
| LED |  |  | 0 | 0 | 0 | 0 | 0 | 0 | 0 | 0 | 0 | 0 | 0 | 0 | 0 | 0 | 0 | 0 | 0 | 0 | 0 | 0 | 0 | 0 | 0 | 0 | 0 | 0
| T5 less than 4 ft. (res. only) |  |  | 0 | 0 | 0 | 0 | 0 | 0 | 0 | 0 | 0 | 0 | 0 | 0 | 0 | 0 | 0 | 0 | 0 | 0 | 0 | 0 | 0 | 0 | 0 | 0 | 0 | 0
Active Case Source Consumption (aMW) |  |  |  | Frozen Efficiency 2010: Site Consumption * Busbar
Submarket
Lamp Type
GSL - Medium Screw
| Incandescent MSB |  |  | 1 | 0 | 0 | 0 | 0 | 0 | 0 | 0 | 0 | 0 | 0 | 0 | 0 | 0 | 0 | 0 | 0 | 0 | 0 | 0 | 0 | 0 | 0 | 0 | 0 | 0
| Halogen MSB |  |  | 0 | 0 | 0 | 0 | 0 | 0 | 0 | 0 | 0 | 0 | 0 | 0 | 0 | 0 | 0 | 0 | 0 | 0 | 0 | 0 | 0 | 0 | 0 | 0 | 0 | 0
| CFL MSB |  |  | 0 | 0 | 0 | 0 | 0 | 0 | 0 | 0 | 0 | 0 | 0 | 0 | 0 | 0 | 0 | 0 | 0 | 0 | 0 | 0 | 0 | 0 | 0 | 0 | 0 | 0
| LED |  |  | 0 | 0 | 0 | 0 | 0 | 0 | 0 | 0 | 0 | 0 | 0 | 0 | 0 | 0 | 0 | 0 | 0 | 0 | 0 | 0 | 0 | 0 | 0 | 0 | 0 | 0
Reflectors
| Incandescent Reflector |  |  | 0 | 0 | 0 | 0 | 0 | 0 | 0 | 0 | 0 | 0 | 0 | 0 | 0 | 0 | 0 | 0 | 0 | 0 | 0 | 0 | 0 | 0 | 0 | 0 | 0 | 0
| Halogen Reflector - screw |  |  | 0 | 0 | 0 | 0 | 0 | 0 | 0 | 0 | 0 | 0 | 0 | 0 | 0 | 0 | 0 | 0 | 0 | 0 | 0 | 0 | 0 | 0 | 0 | 0 | 0 | 0
| CFL Reflector |  |  | 0 | 0 | 0 | 0 | 0 | 0 | 0 | 0 | 0 | 0 | 0 | 0 | 0 | 0 | 0 | 0 | 0 | 0 | 0 | 0 | 0 | 0 | 0 | 0 | 0 | 0
| LED |  |  | 0 | 0 | 0 | 0 | 0 | 0 | 0 | 0 | 0 | 0 | 0 | 0 | 0 | 0 | 0 | 0 | 0 | 0 | 0 | 0 | 0 | 0 | 0 | 0 | 0 | 0
Linear Fluorescent
| T12 |  |  | 32 | 29 | 24 | 18 | 13 | 9 | 7 | 5 | 3 | 2 | 2 | 1 | 1 | 1 | 1 | 0 | 0 | 0 | 0 | 0 | 0 | 0 | 0 | 0 | 0 | 0
| T8 |  |  | 67 | 68 | 70 | 73 | 75 | 76 | 76 | 76 | 76 | 75 | 75 | 74 | 73 | 73 | 72 | 71 | 71 | 70 | 69 | 69 | 68 | 67 | 67 | 66 | 65 | 65
| T5* |  |  | 12 | 12 | 13 | 13 | 13 | 14 | 14 | 14 | 14 | 13 | 13 | 13 | 13 | 13 | 13 | 13 | 13 | 12 | 12 | 12 | 12 | 12 | 12 | 12 | 12 | 11
| LED |  |  | 0 | 0 | 0 | 0 | 0 | 0 | 0 | 0 | 0 | 0 | 0 | 0 | 0 | 0 | 0 | 0 | 0 | 0 | 0 | 0 | 0 | 0 | 0 | 0 | 0 | 0
HID
| Mercury Vapor |  |  | 20 | 18 | 16 | 14 | 13 | 12 | 11 | 10 | 9 | 8 | 7 | 7 | 6 | 6 | 6 | 5 | 5 | 5 | 4 | 4 | 4 | 4 | 4 | 3 | 3 | 3
| Metal Halide |  |  | 136 | 138 | 139 | 141 | 142 | 143 | 144 | 144 | 144 | 144 | 144 | 144 | 143 | 143 | 142 | 141 | 140 | 140 | 139 | 138 | 137 | 136 | 135 | 134 | 132 | 131
| High Pressure Sodium |  |  | 23 | 20 | 17 | 15 | 14 | 12 | 11 | 9 | 8 | 7 | 7 | 6 | 5 | 5 | 4 | 4 | 3 | 3 | 3 | 3 | 2 | 2 | 2 | 2 | 2 | 1
| Low Pressure Sodium |  |  | 0 | 0 | 0 | 0 | 0 | 0 | 0 | 0 | 0 | 0 | 0 | 0 | 0 | 0 | 0 | 0 | 0 | 0 | 0 | 0 | 0 | 0 | 0 | 0 | 0 | 0
| LED |  |  | 0 | 1 | 1 | 1 | 2 | 2 | 2 | 2 | 2 | 2 | 2 | 2 | 2 | 2 | 2 | 2 | 2 | 2 | 2 | 2 | 2 | 2 | 2 | 2 | 2 | 2
Miscellaneous
| Incandescent Other |  |  | 0 | 0 | 0 | 0 | 0 | 0 | 0 | 0 | 0 | 0 | 0 | 0 | 0 | 0 | 0 | 0 | 0 | 0 | 0 | 0 | 0 | 0 | 0 | 0 | 0 | 0
| Halogen Reflector Other |  |  | 0 | 0 | 0 | 0 | 0 | 0 | 0 | 0 | 0 | 0 | 0 | 0 | 0 | 0 | 0 | 0 | 0 | 0 | 0 | 0 | 0 | 0 | 0 | 0 | 0 | 0
| CFL Other |  |  | 0 | 0 | 0 | 0 | 0 | 0 | 0 | 0 | 0 | 0 | 0 | 0 | 0 | 0 | 0 | 0 | 0 | 0 | 0 | 0 | 0 | 0 | 0 | 0 | 0 | 0
| Linear Fluorescent Other |  |  | 0 | 0 | 0 | 0 | 0 | 0 | 0 | 0 | 0 | 0 | 0 | 0 | 0 | 0 | 0 | 0 | 0 | 0 | 0 | 0 | 0 | 0 | 0 | 0 | 0 | 0
| LED |  |  | 0 | 0 | 0 | 0 | 0 | 0 | 0 | 0 | 0 | 0 | 0 | 0 | 0 | 0 | 0 | 0 | 0 | 0 | 0 | 0 | 0 | 0 | 0 | 0 | 0 | 0
| T5 less than 4 ft. (res. only) |  |  | 0 | 0 | 0 | 0 | 0 | 0 | 0 | 0 | 0 | 0 | 0 | 0 | 0 | 0 | 0 | 0 | 0 | 0 | 0 | 0 | 0 | 0 | 0 | 0 | 0 | 0
Active Case Unit Sales (1000 units) |  |  |  | Frozen Efficiency 2010: From System_Total_Mkt
Submarket
Lamp Type
GSL - Medium Screw
| Incandescent MSB |  |  |  | 12 | 8 | 4 | 3 | 2 | 1 | 1 | 1 | 1 | 1 | 1 | 1 | 1 | 1 | 1 | 1 | 1 | 1 | 1 | 1 | 1 | 1 | 1 | 1 | 1
| Halogen MSB |  |  |  | 0 | 1 | 1 | 2 | 2 | 2 | 2 | 2 | 2 | 2 | 2 | 2 | 2 | 2 | 2 | 2 | 2 | 2 | 2 | 2 | 2 | 2 | 2 | 2 | 2
| CFL MSB |  |  |  | 8 | 6 | 7 | 6 | 6 | 7 | 6 | 6 | 6 | 6 | 6 | 6 | 6 | 6 | 6 | 6 | 6 | 6 | 6 | 6 | 5 | 5 | 5 | 5 | 5
| LED |  |  |  | 0 | 0 | 0 | 0 | 0 | 0 | 0 | 0 | 0 | 0 | 0 | 0 | 0 | 0 | 0 | 0 | 0 | 0 | 0 | 0 | 0 | 0 | 0 | 0 | 0
Reflectors
| Incandescent Reflector |  |  |  | 3 | 3 | 3 | 3 | 3 | 3 | 3 | 3 | 3 | 3 | 3 | 3 | 3 | 3 | 3 | 3 | 3 | 3 | 3 | 3 | 3 | 3 | 3 | 3 | 3
| Halogen Reflector - screw |  |  |  | 3 | 3 | 3 | 3 | 3 | 3 | 3 | 3 | 3 | 3 | 3 | 3 | 3 | 2 | 2 | 2 | 2 | 2 | 2 | 2 | 2 | 2 | 2 | 2 | 2
CFL Reflector | bar: Yes 2011 to Yes 2035
| LED |  |  |  | 0 | 0 | 0 | 0 | 0 | 0 | 0 | 0 | 0 | 0 | 0 | 0 | 0 | 0 | 0 | 0 | 0 | 0 | 0 | 0 | 0 | 0 | 0 | 0 | 0
Linear Fluorescent
| T12 |  |  |  | 233 | 147 | 73 | 16 | 12 | 9 | 7 | 5 | 4 | 4 | 3 | 3 | 3 | 2 | 2 | 2 | 2 | 2 | 2 | 2 | 2 | 2 | 2 | 2 | 1
| T8 |  |  |  | 1270 | 1330 | 1379 | 1408 | 1389 | 1371 | 1355 | 1337 | 1319 | 1301 | 1284 | 1267 | 1247 | 1231 | 1211 | 1193 | 1178 | 1160 | 1143 | 1129 | 1113 | 1097 | 1084 | 1069 | 1054
| T5* |  |  |  | 124 | 129 | 133 | 136 | 134 | 132 | 129 | 127 | 126 | 124 | 122 | 120 | 118 | 116 | 114 | 113 | 111 | 109 | 108 | 106 | 105 | 103 | 102 | 101 | 99
| LED |  |  |  | 0 | 0 | 0 | 0 | 0 | 0 | 0 | 0 | 0 | 0 | 0 | 0 | 0 | 0 | 0 | 0 | 0 | 0 | 0 | 0 | 0 | 0 | 0 | 0 | 0
HID
| Mercury Vapor |  |  |  | 16 | 15 | 13 | 12 | 11 | 10 | 9 | 9 | 8 | 7 | 7 | 6 | 6 | 6 | 5 | 5 | 5 | 4 | 4 | 4 | 4 | 4 | 4 | 4 | 3
| Metal Halide |  |  |  | 183 | 185 | 186 | 187 | 187 | 187 | 187 | 187 | 186 | 186 | 185 | 184 | 183 | 181 | 180 | 179 | 177 | 176 | 174 | 173 | 171 | 169 | 168 | 166 | 164
| High Pressure Sodium |  |  |  | 20 | 17 | 15 | 13 | 12 | 11 | 9 | 8 | 7 | 7 | 6 | 5 | 5 | 4 | 4 | 4 | 3 | 3 | 3 | 2 | 2 | 2 | 2 | 2 | 2
| Low Pressure Sodium |  |  |  | 0 | 0 | 0 | 0 | 0 | 0 | 0 | 0 | 0 | 0 | 0 | 0 | 0 | 0 | 0 | 0 | 0 | 0 | 0 | 0 | 0 | 0 | 0 | 0 | 0
| LED |  |  |  | 3 | 3 | 3 | 3 | 3 | 3 | 3 | 2 | 2 | 2 | 2 | 2 | 2 | 2 | 2 | 2 | 2 | 2 | 2 | 2 | 2 | 2 | 2 | 2 | 2
Miscellaneous
| Incandescent Other |  |  |  | 0 | 0 | 0 | 0 | 0 | 0 | 0 | 0 | 0 | 0 | 0 | 0 | 0 | 0 | 0 | 0 | 0 | 0 | 0 | 0 | 0 | 0 | 0 | 0 | 0
| Halogen Reflector Other |  |  |  | 0 | 0 | 0 | 0 | 0 | 0 | 0 | 0 | 0 | 0 | 0 | 0 | 0 | 0 | 0 | 0 | 0 | 0 | 0 | 0 | 0 | 0 | 0 | 0 | 0
| CFL Other |  |  |  | 2 | 2 | 2 | 2 | 2 | 2 | 2 | 2 | 2 | 2 | 2 | 2 | 2 | 2 | 2 | 2 | 2 | 2 | 2 | 1 | 1 | 1 | 1 | 1 | 1
| Linear Fluorescent Other |  |  |  | 6 | 6 | 6 | 6 | 6 | 6 | 6 | 6 | 6 | 5 | 5 | 5 | 5 | 5 | 5 | 5 | 5 | 5 | 5 | 5 | 5 | 4 | 4 | 4 | 4
| LED |  |  |  | 0 | 0 | 0 | 0 | 0 | 0 | 0 | 0 | 0 | 0 | 0 | 0 | 0 | 0 | 0 | 0 | 0 | 0 | 0 | 0 | 0 | 0 | 0 | 0 | 0
| T5 less than 4 ft. (res. only) |  |  |  | 0 | 0 | 0 | 0 | 0 | 0 | 0 | 0 | 0 | 0 | 0 | 0 | 0 | 0 | 0 | 0 | 0 | 0 | 0 | 0 | 0 | 0 | 0 | 0 | 0
Active Case Installed Stock (1000 units) |  |  |  | Frozen Efficiency 2010: Installed Stock in Tlmhr/(lumens*operating hours)
Submarket
Lamp Type
GSL - Medium Screw
| Incandescent MSB |  |  | 22.45 | 11.554 | 7.615 | 4.392 | 3.001 | 1.9 | 0.708 | 0.669 | 0.659 | 0.652 | 0.646 | 0.639 | 0.633 | 0.627 | 0.62 | 0.614 | 0.608 | 0.602 | 0.596 | 0.59 | 0.584 | 0.578 | 0.572 | 0.567 | 0.561 | 0.555
| Halogen MSB |  |  | 0.174 | 0.159 | 0.515 | 1.334 | 1.814 | 1.887 | 1.967 | 1.863 | 1.836 | 1.816 | 1.798 | 1.78 | 1.762 | 1.745 | 1.727 | 1.71 | 1.693 | 1.676 | 1.659 | 1.642 | 1.626 | 1.61 | 1.594 | 1.578 | 1.562 | 1.546
| CFL MSB |  |  | 3.057 | 9.451 | 11.452 | 12.763 | 13.165 | 13.625 | 14.138 | 14.063 | 13.929 | 13.79 | 13.652 | 13.515 | 13.38 | 13.246 | 13.113 | 12.982 | 12.852 | 12.724 | 12.596 | 12.47 | 12.346 | 12.222 | 12.1 | 11.979 | 11.859 | 11.741
| LED |  |  | 0 | 0.003 | 0.006 | 0.007 | 0.009 | 0.009 | 0.01 | 0.011 | 0.011 | 0.012 | 0.012 | 0.012 | 0.012 | 0.012 | 0.012 | 0.012 | 0.012 | 0.012 | 0.012 | 0.012 | 0.012 | 0.012 | 0.012 | 0.012 | 0.011 | 0.011
Reflectors
| Incandescent Reflector |  |  | 0.87 | 2.597 | 2.943 | 3.216 | 3.45 | 3.421 | 3.389 | 3.356 | 3.323 | 3.29 | 3.257 | 3.224 | 3.192 | 3.16 | 3.128 | 3.097 | 3.066 | 3.035 | 3.005 | 2.975 | 2.945 | 2.916 | 2.886 | 2.857 | 2.829 | 2.801
| Halogen Reflector - screw |  |  | 3.655 | 3.051 | 3.093 | 2.958 | 2.732 | 2.708 | 2.683 | 2.657 | 2.631 | 2.604 | 2.578 | 2.552 | 2.527 | 2.501 | 2.476 | 2.452 | 2.427 | 2.403 | 2.379 | 2.355 | 2.331 | 2.308 | 2.285 | 2.262 | 2.239 | 2.217
| CFL Reflector |  |  | 3.83 | 2.782 | 2.299 | 2.105 | 2.06 | 2.027 | 2.001 | 1.978 | 1.957 | 1.936 | 1.917 | 1.897 | 1.878 | 1.859 | 1.84 | 1.822 | 1.804 | 1.786 | 1.768 | 1.75 | 1.733 | 1.715 | 1.698 | 1.681 | 1.664 | 1.648
| LED |  |  | 0 | 0.003 | 0.006 | 0.009 | 0.011 | 0.012 | 0.013 | 0.014 | 0.015 | 0.016 | 0.016 | 0.016 | 0.016 | 0.016 | 0.016 | 0.016 | 0.016 | 0.016 | 0.016 | 0.016 | 0.016 | 0.016 | 0.016 | 0.016 | 0.015 | 0.015
Linear Fluorescent
| T12 |  |  | 1144.699 | 1011.205 | 836.241 | 643.288 | 456.305 | 324.718 | 231.751 | 165.927 | 119.53 | 86.762 | 63.57 | 47.122 | 35.429 | 27.108 | 21.154 | 16.88 | 13.793 | 11.555 | 9.917 | 8.707 | 7.812 | 7.135 | 6.616 | 6.218 | 5.901 | 5.644
| T8 |  |  | 3914.302 | 3997.407 | 4121.114 | 4262.744 | 4396.281 | 4476.588 | 4519.837 | 4539.419 | 4540.162 | 4527.754 | 4506.179 | 4478.229 | 4445.87 | 4410.433 | 4372.966 | 4334.122 | 4294.403 | 4254.186 | 4213.695 | 4173.112 | 4132.579 | 4092.173 | 4051.959 | 4011.997 | 3972.309 | 3932.919
| T5* |  |  | 393.363 | 398.493 | 407.417 | 417.997 | 429.384 | 435.889 | 439.047 | 438.834 | 437.157 | 434.5 | 431.195 | 427.471 | 423.484 | 419.361 | 415.154 | 410.929 | 406.714 | 402.515 | 398.361 | 394.256 | 390.195 | 386.19 | 382.242 | 378.34 | 374.494 | 370.702
| LED |  |  | 0 | 0 | 0 | 0 | 0 | 0 | 0 | 0 | 0 | 0 | 0 | 0 | 0 | 0 | 0 | 0 | 0 | 0 | 0 | 0 | 0 | 0 | 0 | 0 | 0 | 0
HID
| Mercury Vapor |  |  | 60.589 | 54.205 | 48.629 | 43.753 | 39.485 | 35.744 | 32.462 | 29.579 | 27.044 | 24.812 | 22.843 | 21.106 | 19.57 | 18.211 | 17.011 | 15.945 | 15 | 14.161 | 13.414 | 12.747 | 12.149 | 11.612 | 11.13 | 10.695 | 10.302 | 9.947
| Metal Halide |  |  | 435.614 | 442.696 | 448.613 | 453.428 | 457.22 | 460.078 | 462.089 | 463.34 | 463.914 | 463.887 | 463.329 | 462.306 | 460.874 | 459.087 | 456.988 | 454.621 | 452.022 | 449.226 | 446.261 | 443.151 | 439.917 | 436.583 | 433.164 | 429.675 | 426.13 | 422.539
| High Pressure Sodium |  |  | 106.074 | 93.329 | 82.206 | 72.49 | 63.998 | 56.57 | 50.066 | 44.369 | 39.374 | 34.992 | 31.144 | 27.763 | 24.79 | 22.174 | 19.879 | 17.856 | 16.078 | 14.513 | 13.134 | 11.916 | 10.836 | 9.881 | 9.035 | 8.285 | 7.619 | 7.027
| Low Pressure Sodium |  |  | 0 | 0 | 0 | 0 | 0 | 0 | 0 | 0 | 0 | 0 | 0 | 0 | 0 | 0 | 0 | 0 | 0 | 0 | 0 | 0 | 0 | 0 | 0 | 0 | 0 | 0
| LED |  |  | 0 | 2.677 | 4.61 | 5.995 | 6.978 | 7.664 | 8.133 | 8.442 | 8.634 | 8.741 | 8.785 | 8.784 | 8.75 | 8.692 | 8.608 | 8.515 | 8.406 | 8.288 | 8.163 | 8.035 | 7.912 | 7.787 | 7.66 | 7.534 | 7.408 | 7.284
Miscellaneous
| Incandescent Other |  |  | 0 | 0 | 0 | 0 | 0 | 0 | 0 | 0 | 0 | 0 | 0 | 0 | 0 | 0 | 0 | 0 | 0 | 0 | 0 | 0 | 0 | 0 | 0 | 0 | 0 | 0
| Halogen Reflector Other |  |  | 0.29 | 0.282 | 0.273 | 0.265 | 0.258 | 0.25 | 0.243 | 0.236 | 0.229 | 0.222 | 0.216 | 0.209 | 0.203 | 0.197 | 0.192 | 0.186 | 0.181 | 0.175 | 0.17 | 0.165 | 0.161 | 0.156 | 0.151 | 0.147 | 0.143 | 0.138
| CFL Other |  |  | 6.752 | 6.574 | 6.4 | 6.231 | 6.066 | 5.906 | 5.75 | 5.598 | 5.45 | 5.306 | 5.166 | 5.029 | 4.896 | 4.767 | 4.641 | 4.518 | 4.399 | 4.283 | 4.169 | 4.059 | 3.952 | 3.847 | 3.746 | 3.647 | 3.55 | 3.456
| Linear Fluorescent Other |  |  | 20.466 | 20.212 | 19.962 | 19.716 | 19.474 | 19.234 | 18.999 | 18.767 | 18.538 | 18.312 | 18.089 | 17.87 | 17.654 | 17.441 | 17.231 | 17.024 | 16.82 | 16.62 | 16.422 | 16.227 | 16.034 | 15.844 | 15.657 | 15.473 | 15.29 | 15.111
| LED |  |  | 0 | 0.11 | 0.216 | 0.318 | 0.417 | 0.512 | 0.603 | 0.691 | 0.776 | 0.857 | 0.936 | 1.011 | 1.083 | 1.153 | 1.219 | 1.283 | 1.344 | 1.403 | 1.459 | 1.513 | 1.564 | 1.613 | 1.66 | 1.705 | 1.748 | 1.789
| T5 less than 4 ft. (res. only) |  |  | 0 | 0 | 0 | 0 | 0 | 0 | 0 | 0 | 0 | 0 | 0 | 0 | 0 | 0 | 0 | 0 | 0 | 0 | 0 | 0 | 0 | 0 | 0 | 0 | 0 | 0
Active Case Energy Density (kWh/sq2) |  |  |  | Frozen Efficiency 2010: Site Energy/Square_Feet
Submarket
Lamp Type
GSL - Medium Screw
| Incandescent MSB |  |  | 0.011 | 0.006 | 0.004 | 0.002 | 0.001 | 0.001 | 0 | 0 | 0 | 0 | 0 | 0 | 0 | 0 | 0 | 0 | 0 | 0 | 0 | 0 | 0 | 0 | 0 | 0 | 0 | 0
| Halogen MSB |  |  | 0 | 0 | 0 | 0.001 | 0.001 | 0.001 | 0.001 | 0.001 | 0.001 | 0.001 | 0.001 | 0.001 | 0.001 | 0.001 | 0.001 | 0.001 | 0.001 | 0.001 | 0.001 | 0.001 | 0.001 | 0.001 | 0.001 | 0.001 | 0.001 | 0.001
| CFL MSB |  |  | 0.001 | 0.002 | 0.002 | 0.002 | 0.002 | 0.003 | 0.003 | 0.003 | 0.003 | 0.003 | 0.003 | 0.003 | 0.002 | 0.002 | 0.002 | 0.002 | 0.002 | 0.002 | 0.002 | 0.002 | 0.002 | 0.002 | 0.002 | 0.002 | 0.002 | 0.002
| LED |  |  | 0 | 0 | 0 | 0 | 0 | 0 | 0 | 0 | 0 | 0 | 0 | 0 | 0 | 0 | 0 | 0 | 0 | 0 | 0 | 0 | 0 | 0 | 0 | 0 | 0 | 0
Reflectors
| Incandescent Reflector |  |  | 0.001 | 0.002 | 0.002 | 0.002 | 0.002 | 0.002 | 0.002 | 0.002 | 0.002 | 0.002 | 0.002 | 0.002 | 0.002 | 0.002 | 0.002 | 0.002 | 0.002 | 0.002 | 0.002 | 0.002 | 0.002 | 0.002 | 0.002 | 0.002 | 0.002 | 0.002
| Halogen Reflector - screw |  |  | 0.002 | 0.002 | 0.002 | 0.002 | 0.001 | 0.001 | 0.001 | 0.001 | 0.001 | 0.001 | 0.001 | 0.001 | 0.001 | 0.001 | 0.001 | 0.001 | 0.001 | 0.001 | 0.001 | 0.001 | 0.001 | 0.001 | 0.001 | 0.001 | 0.001 | 0.001
| CFL Reflector |  |  | 0.001 | 0 | 0 | 0 | 0 | 0 | 0 | 0 | 0 | 0 | 0 | 0 | 0 | 0 | 0 | 0 | 0 | 0 | 0 | 0 | 0 | 0 | 0 | 0 | 0 | 0
| LED |  |  | 0 | 0 | 0 | 0 | 0 | 0 | 0 | 0 | 0 | 0 | 0 | 0 | 0 | 0 | 0 | 0 | 0 | 0 | 0 | 0 | 0 | 0 | 0 | 0 | 0 | 0
Linear Fluorescent
| T12 |  |  | 0.648 | 0.572 | 0.473 | 0.364 | 0.258 | 0.184 | 0.131 | 0.094 | 0.068 | 0.049 | 0.036 | 0.027 | 0.02 | 0.015 | 0.012 | 0.01 | 0.008 | 0.007 | 0.006 | 0.005 | 0.004 | 0.004 | 0.004 | 0.004 | 0.003 | 0.003
| T8 |  |  | 1.335 | 1.363 | 1.405 | 1.453 | 1.497 | 1.517 | 1.524 | 1.521 | 1.513 | 1.501 | 1.489 | 1.476 | 1.464 | 1.451 | 1.438 | 1.424 | 1.41 | 1.396 | 1.382 | 1.368 | 1.355 | 1.341 | 1.327 | 1.314 | 1.3 | 1.287
| T5* |  |  | 0.244 | 0.247 | 0.253 | 0.259 | 0.266 | 0.27 | 0.272 | 0.272 | 0.27 | 0.269 | 0.266 | 0.264 | 0.261 | 0.259 | 0.256 | 0.254 | 0.251 | 0.248 | 0.246 | 0.243 | 0.241 | 0.238 | 0.236 | 0.233 | 0.231 | 0.228
| LED |  |  | 0 | 0 | 0 | 0 | 0 | 0 | 0 | 0 | 0 | 0 | 0 | 0 | 0 | 0 | 0 | 0 | 0 | 0 | 0 | 0 | 0 | 0 | 0 | 0 | 0 | 0
HID
| Mercury Vapor |  |  | 0.392 | 0.351 | 0.315 | 0.283 | 0.256 | 0.231 | 0.21 | 0.191 | 0.175 | 0.161 | 0.148 | 0.137 | 0.127 | 0.118 | 0.11 | 0.103 | 0.097 | 0.092 | 0.087 | 0.082 | 0.079 | 0.075 | 0.072 | 0.069 | 0.067 | 0.064
| Metal Halide |  |  | 2.718 | 2.744 | 2.781 | 2.81 | 2.834 | 2.852 | 2.864 | 2.872 | 2.875 | 2.875 | 2.872 | 2.866 | 2.857 | 2.846 | 2.833 | 2.818 | 2.802 | 2.784 | 2.766 | 2.747 | 2.727 | 2.706 | 2.685 | 2.663 | 2.641 | 2.619
| High Pressure Sodium |  |  | 0.449 | 0.395 | 0.348 | 0.307 | 0.271 | 0.24 | 0.212 | 0.188 | 0.167 | 0.148 | 0.132 | 0.118 | 0.105 | 0.094 | 0.084 | 0.076 | 0.068 | 0.061 | 0.056 | 0.05 | 0.046 | 0.042 | 0.038 | 0.035 | 0.032 | 0.03
| Low Pressure Sodium |  |  | 0 | 0 | 0 | 0 | 0 | 0 | 0 | 0 | 0 | 0 | 0 | 0 | 0 | 0 | 0 | 0 | 0 | 0 | 0 | 0 | 0 | 0 | 0 | 0 | 0 | 0
| LED |  |  | 0 | 0.012 | 0.02 | 0.026 | 0.03 | 0.033 | 0.035 | 0.037 | 0.037 | 0.038 | 0.038 | 0.038 | 0.038 | 0.038 | 0.037 | 0.037 | 0.036 | 0.036 | 0.035 | 0.035 | 0.034 | 0.034 | 0.033 | 0.033 | 0.032 | 0.032
Miscellaneous
| Incandescent Other |  |  | 0 | 0 | 0 | 0 | 0 | 0 | 0 | 0 | 0 | 0 | 0 | 0 | 0 | 0 | 0 | 0 | 0 | 0 | 0 | 0 | 0 | 0 | 0 | 0 | 0 | 0
| Halogen Reflector Other |  |  | 0 | 0 | 0 | 0 | 0 | 0 | 0 | 0 | 0 | 0 | 0 | 0 | 0 | 0 | 0 | 0 | 0 | 0 | 0 | 0 | 0 | 0 | 0 | 0 | 0 | 0
| CFL Other |  |  | 0.003 | 0.003 | 0.003 | 0.003 | 0.003 | 0.003 | 0.003 | 0.003 | 0.003 | 0.003 | 0.002 | 0.002 | 0.002 | 0.002 | 0.002 | 0.002 | 0.002 | 0.002 | 0.002 | 0.002 | 0.002 | 0.002 | 0.002 | 0.002 | 0.002 | 0.002
| Linear Fluorescent Other |  |  | 0.009 | 0.009 | 0.009 | 0.009 | 0.009 | 0.009 | 0.008 | 0.008 | 0.008 | 0.008 | 0.008 | 0.008 | 0.008 | 0.008 | 0.008 | 0.008 | 0.007 | 0.007 | 0.007 | 0.007 | 0.007 | 0.007 | 0.007 | 0.007 | 0.007 | 0.007
| LED |  |  | 0 | 0 | 0 | 0 | 0 | 0 | 0 | 0 | 0.001 | 0.001 | 0.001 | 0.001 | 0.001 | 0.001 | 0.001 | 0.001 | 0.001 | 0.001 | 0.001 | 0.001 | 0.001 | 0.001 | 0.001 | 0.001 | 0.001 | 0.001
| T5 less than 4 ft. (res. only) |  |  | 0 | 0 | 0 | 0 | 0 | 0 | 0 | 0 | 0 | 0 | 0 | 0 | 0 | 0 | 0 | 0 | 0 | 0 | 0 | 0 | 0 | 0 | 0 | 0 | 0 | 0
Active Case Power Density (W/ft2) |  |  |  | Frozen Efficiency 2010: Energy Density/Hours of Operation
Submarket
Lamp Type
GSL - Medium Screw
| Incandescent MSB |  |  | 0.003 | 0.001 | 0.001 | 0 | 0 | 0 | 0 | 0 | 0 | 0 | 0 | 0 | 0 | 0 | 0 | 0 | 0 | 0 | 0 | 0 | 0 | 0 | 0 | 0 | 0 | 0
| Halogen MSB |  |  | 0 | 0 | 0 | 0 | 0 | 0 | 0 | 0 | 0 | 0 | 0 | 0 | 0 | 0 | 0 | 0 | 0 | 0 | 0 | 0 | 0 | 0 | 0 | 0 | 0 | 0
| CFL MSB |  |  | 0 | 0 | 0 | 0.001 | 0.001 | 0.001 | 0.001 | 0.001 | 0.001 | 0.001 | 0.001 | 0.001 | 0.001 | 0.001 | 0.001 | 0.001 | 0.001 | 0.001 | 0.001 | 0.001 | 0.001 | 0.001 | 0.001 | 0.001 | 0.001 | 0
| LED |  |  | 0 | 0 | 0 | 0 | 0 | 0 | 0 | 0 | 0 | 0 | 0 | 0 | 0 | 0 | 0 | 0 | 0 | 0 | 0 | 0 | 0 | 0 | 0 | 0 | 0 | 0
Reflectors
| Incandescent Reflector |  |  | 0 | 0 | 0 | 0.001 | 0.001 | 0.001 | 0.001 | 0.001 | 0.001 | 0.001 | 0.001 | 0.001 | 0.001 | 0.001 | 0.001 | 0.001 | 0 | 0 | 0 | 0 | 0 | 0 | 0 | 0 | 0 | 0
| Halogen Reflector - screw |  |  | 0.001 | 0 | 0 | 0 | 0 | 0 | 0 | 0 | 0 | 0 | 0 | 0 | 0 | 0 | 0 | 0 | 0 | 0 | 0 | 0 | 0 | 0 | 0 | 0 | 0 | 0
| CFL Reflector |  |  | 0 | 0 | 0 | 0 | 0 | 0 | 0 | 0 | 0 | 0 | 0 | 0 | 0 | 0 | 0 | 0 | 0 | 0 | 0 | 0 | 0 | 0 | 0 | 0 | 0 | 0
| LED |  |  | 0 | 0 | 0 | 0 | 0 | 0 | 0 | 0 | 0 | 0 | 0 | 0 | 0 | 0 | 0 | 0 | 0 | 0 | 0 | 0 | 0 | 0 | 0 | 0 | 0 | 0
Linear Fluorescent
| T12 |  |  | 0.15 | 0.132 | 0.109 | 0.084 | 0.06 | 0.042 | 0.03 | 0.022 | 0.016 | 0.011 | 0.008 | 0.006 | 0.005 | 0.004 | 0.003 | 0.002 | 0.002 | 0.002 | 0.001 | 0.001 | 0.001 | 0.001 | 0.001 | 0.001 | 0.001 | 0.001
| T8 |  |  | 0.308 | 0.315 | 0.325 | 0.336 | 0.346 | 0.351 | 0.352 | 0.351 | 0.349 | 0.347 | 0.344 | 0.341 | 0.338 | 0.335 | 0.332 | 0.329 | 0.326 | 0.323 | 0.319 | 0.316 | 0.313 | 0.31 | 0.307 | 0.304 | 0.3 | 0.297
| T5* |  |  | 0.056 | 0.057 | 0.058 | 0.06 | 0.062 | 0.062 | 0.063 | 0.063 | 0.062 | 0.062 | 0.062 | 0.061 | 0.06 | 0.06 | 0.059 | 0.059 | 0.058 | 0.057 | 0.057 | 0.056 | 0.056 | 0.055 | 0.054 | 0.054 | 0.053 | 0.053
| LED |  |  | 0 | 0 | 0 | 0 | 0 | 0 | 0 | 0 | 0 | 0 | 0 | 0 | 0 | 0 | 0 | 0 | 0 | 0 | 0 | 0 | 0 | 0 | 0 | 0 | 0 | 0
HID
| Mercury Vapor |  |  | 0.068 | 0.061 | 0.054 | 0.049 | 0.044 | 0.04 | 0.036 | 0.033 | 0.03 | 0.028 | 0.026 | 0.024 | 0.022 | 0.02 | 0.019 | 0.018 | 0.017 | 0.016 | 0.015 | 0.014 | 0.014 | 0.013 | 0.012 | 0.012 | 0.012 | 0.011
| Metal Halide |  |  | 0.47 | 0.475 | 0.481 | 0.486 | 0.491 | 0.494 | 0.496 | 0.497 | 0.498 | 0.498 | 0.497 | 0.496 | 0.494 | 0.493 | 0.49 | 0.488 | 0.485 | 0.482 | 0.479 | 0.475 | 0.472 | 0.468 | 0.465 | 0.461 | 0.457 | 0.453
| High Pressure Sodium |  |  | 0.078 | 0.068 | 0.06 | 0.053 | 0.047 | 0.041 | 0.037 | 0.033 | 0.029 | 0.026 | 0.023 | 0.02 | 0.018 | 0.016 | 0.015 | 0.013 | 0.012 | 0.011 | 0.01 | 0.009 | 0.008 | 0.007 | 0.007 | 0.006 | 0.006 | 0.005
| Low Pressure Sodium |  |  | 0 | 0 | 0 | 0 | 0 | 0 | 0 | 0 | 0 | 0 | 0 | 0 | 0 | 0 | 0 | 0 | 0 | 0 | 0 | 0 | 0 | 0 | 0 | 0 | 0 | 0
| LED |  |  | 0 | 0.002 | 0.003 | 0.004 | 0.005 | 0.006 | 0.006 | 0.006 | 0.006 | 0.007 | 0.007 | 0.007 | 0.007 | 0.007 | 0.006 | 0.006 | 0.006 | 0.006 | 0.006 | 0.006 | 0.006 | 0.006 | 0.006 | 0.006 | 0.006 | 0.005
Miscellaneous
| Incandescent Other |  |  | 0 | 0 | 0 | 0 | 0 | 0 | 0 | 0 | 0 | 0 | 0 | 0 | 0 | 0 | 0 | 0 | 0 | 0 | 0 | 0 | 0 | 0 | 0 | 0 | 0 | 0
| Halogen Reflector Other |  |  | 0 | 0 | 0 | 0 | 0 | 0 | 0 | 0 | 0 | 0 | 0 | 0 | 0 | 0 | 0 | 0 | 0 | 0 | 0 | 0 | 0 | 0 | 0 | 0 | 0 | 0
| CFL Other |  |  | 0.001 | 0.001 | 0.001 | 0.001 | 0.001 | 0.001 | 0.001 | 0.001 | 0.001 | 0.001 | 0.001 | 0.001 | 0.001 | 0.001 | 0.001 | 0.001 | 0 | 0 | 0 | 0 | 0 | 0 | 0 | 0 | 0 | 0
| Linear Fluorescent Other |  |  | 0.002 | 0.002 | 0.002 | 0.002 | 0.002 | 0.002 | 0.002 | 0.002 | 0.002 | 0.002 | 0.002 | 0.002 | 0.002 | 0.002 | 0.002 | 0.002 | 0.002 | 0.002 | 0.002 | 0.002 | 0.002 | 0.002 | 0.002 | 0.002 | 0.002 | 0.002
| LED |  |  | 0 | 0 | 0 | 0 | 0 | 0 | 0 | 0 | 0 | 0 | 0 | 0 | 0 | 0 | 0 | 0 | 0 | 0 | 0 | 0 | 0 | 0 | 0 | 0 | 0 | 0
| T5 less than 4 ft. (res. only) |  |  | 0 | 0 | 0 | 0 | 0 | 0 | 0 | 0 | 0 | 0 | 0 | 0 | 0 | 0 | 0 | 0 | 0 | 0 | 0 | 0 | 0 | 0 | 0 | 0 | 0 | 0

## Ind_Results
Compare #1 | These results show the impact of standards relative to the Sixth Plan by keeping everything besides the standards constant.
GSL_MB
| 2010 | 2011 | 2012 | 2013 | 2014 | 2015 | 2016 | 2017 | 2018 | 2019 | 2020 | 2021 | 2022 | 2023 | 2024 | 2025 | 2026 | 2027 | 2028 | 2029 | 2030 | 2031 | 2032 | 2033 | 2034 | 2035
Pre-case Frozen | 1 | 0 | 0 | 0 | 0 | 0 | 0 | 0 | 0 | 0 | 0 | 0 | 0 | 0 | 0 | 0 | 0 | 0 | 0 | 0 | 0 | 0 | 0 | 0 | 0 | 0
Post-case Frozen | 1 | 0 | 0 | 0 | 0 | 0 | 0 | 0 | 0 | 0 | 0 | 0 | 0 | 0 | 0 | 0 | 0 | 0 | 0 | 0 | 0 | 0 | 0 | 0 | 0 | 0
Cumulative (DOE) | 0 | 0 | 0 | 0 | 0 | 0 | 0 | 0 | 0 | 0 | 0 | 0 | 0 | 0 | 0 | 0 | 0 | 0 | 0 | 0 | 0 | 0 | 0 | 0 | 0 | 0
First Year Savings |  | 0 | 0 | 0 | 0 | 0 | 0 | 0 | 0 | 0 | 0 | 0 | 0 | 0 | 0 | 0 | 0 | 0 | 0 | 0 | 0 | 0 | 0 | 0 | 0 | 0
0
Reflectors
| 2010 | 2011 | 2012 | 2013 | 2014 | 2015 | 2016 | 2017 | 2018 | 2019 | 2020 | 2021 | 2022 | 2023 | 2024 | 2025 | 2026 | 2027 | 2028 | 2029 | 2030 | 2031 | 2032 | 2033 | 2034 | 2035
Pre-case Frozen | 0 | 0 | 0 | 0 | 0 | 0 | 0 | 0 | 0 | 0 | 0 | 0 | 0 | 0 | 0 | 0 | 0 | 0 | 0 | 0 | 0 | 0 | 0 | 0 | 0 | 0
Post-case Frozen | 0 | 0 | 0 | 0 | 0 | 0 | 0 | 0 | 0 | 0 | 0 | 0 | 0 | 0 | 0 | 0 | 0 | 0 | 0 | 0 | 0 | 0 | 0 | 0 | 0 | 0
Cumulative (DOE) | 0 | 0 | 0 | 0 | 0 | 0 | 0 | 0 | 0 | 0 | 0 | 0 | 0 | 0 | 0 | 0 | 0 | 0 | 0 | 0 | 0 | 0 | 0 | 0 | 0 | 0
First Year Savings |  | 0 | 0 | 0 | 0 | 0 | 0 | 0 | 0 | 0 | 0 | 0 | 0 | 0 | 0 | 0 | 0 | 0 | 0 | 0 | 0 | 0 | 0 | 0 | 0 | 0
LF
| 2010 | 2011 | 2012 | 2013 | 2014 | 2015 | 2016 | 2017 | 2018 | 2019 | 2020 | 2021 | 2022 | 2023 | 2024 | 2025 | 2026 | 2027 | 2028 | 2029 | 2030 | 2031 | 2032 | 2033 | 2034 | 2035
Pre-case Frozen | 111 | 109 | 107 | 106 | 104 | 102 | 101 | 100 | 98 | 97 | 96 | 93 | 92 | 92 | 90 | 90 | 88 | 88 | 86 | 86 | 85 | 84 | 82 | 82 | 81 | 81
Post-case Frozen | 111 | 109 | 107 | 104 | 101 | 99 | 97 | 95 | 93 | 90 | 90 | 88 | 87 | 87 | 86 | 84 | 84 | 82 | 81 | 81 | 80 | 79 | 79 | 78 | 77 | 76
Cumulative (DOE) | 0 | 0 | 0 | 2.1811 | 3.2717 | 3.2717 | 4.3622 | 5.4528 | 5.4528 | 7.6339 | 6.5434 | 5.4528 | 5.4528 | 5.4528 | 4.3622 | 6.5434 | 4.3622 | 6.5434 | 5.4528 | 5.4528 | 5.4528 | 5.4528 | 3.2717 | 4.3622 | 4.3622 | 5.4528
First Year Savings |  | 0 | 0 | 2.1811 | 1.0906 | 0 | 1.0906 | 1.0906 | 0 | 2.1811 | -1.0906 | -1.0906 | 0 | 0 | -1.0906 | 2.1811 | -2.1811 | 2.1811 | -1.0906 | 0 | 0 | 0 | -2.1811 | 1.0906 | 0 | 1.0906
HID
| 2010 | 2011 | 2012 | 2013 | 2014 | 2015 | 2016 | 2017 | 2018 | 2019 | 2020 | 2021 | 2022 | 2023 | 2024 | 2025 | 2026 | 2027 | 2028 | 2029 | 2030 | 2031 | 2032 | 2033 | 2034 | 2035
Pre-case Frozen | 179 | 177 | 174 | 172 | 172 | 170 | 169 | 166 | 164 | 162 | 161 | 160 | 157 | 157 | 155 | 153 | 151 | 150 | 149 | 148 | 146 | 145 | 143 | 141 | 140 | 138
Post-case Frozen | 179 | 177 | 173 | 171 | 171 | 169 | 168 | 165 | 163 | 161 | 160 | 159 | 156 | 156 | 154 | 152 | 150 | 150 | 148 | 147 | 145 | 144 | 143 | 141 | 139 | 137
Cumulative (DOE) | 0 | 0 | 1.0906 | 1.0906 | 1.0906 | 1.0906 | 1.0906 | 1.0906 | 1.0906 | 1.0906 | 1.0906 | 1.0906 | 1.0906 | 1.0906 | 1.0906 | 1.0906 | 1.0906 | 0 | 1.0906 | 1.0906 | 1.0906 | 1.0906 | 0 | 0 | 1.0906 | 1.0906
First Year Savings |  | 0 | 1.0906 | 0 | 0 | 0 | 0 | 0 | 0 | 0 | 0 | 0 | 0 | 0 | 0 | 0 | 0 | -1.0906 | 1.0906 | 0 | 0 | 0 | -1.0906 | 0 | 1.0906 | 0
Misc
| 2010 | 2011 | 2012 | 2013 | 2014 | 2015 | 2016 | 2017 | 2018 | 2019 | 2020 | 2021 | 2022 | 2023 | 2024 | 2025 | 2026 | 2027 | 2028 | 2029 | 2030 | 2031 | 2032 | 2033 | 2034 | 2035
Pre-case Frozen | 0 | 0 | 0 | 0 | 0 | 0 | 0 | 0 | 0 | 0 | 0 | 0 | 0 | 0 | 0 | 0 | 0 | 0 | 0 | 0 | 0 | 0 | 0 | 0 | 0 | 0
Post-case Frozen | 0 | 0 | 0 | 0 | 0 | 0 | 0 | 0 | 0 | 0 | 0 | 0 | 0 | 0 | 0 | 0 | 0 | 0 | 0 | 0 | 0 | 0 | 0 | 0 | 0 | 0
Cumulative (DOE) | 0 | 0 | 0 | 0 | 0 | 0 | 0 | 0 | 0 | 0 | 0 | 0 | 0 | 0 | 0 | 0 | 0 | 0 | 0 | 0 | 0 | 0 | 0 | 0 | 0 | 0
First Year Savings |  | 0 | 0 | 0 | 0 | 0 | 0 | 0 | 0 | 0 | 0 | 0 | 0 | 0 | 0 | 0 | 0 | 0 | 0 | 0 | 0 | 0 | 0 | 0 | 0 | 0
Total |  | 0 | 1.0906 | 2.1811 | 1.0906 | 0 | 1.0906 | 1.0906 | 0 | 2.1811 | -1.0906 | -1.0906 | 0 | 0 | -1.0906 | 2.1811 | -2.1811 | 1.0906 | 0 | 0 | 0 | 0 | -3.2717 | 1.0906 | 1.0906 | 1.0906

## PreC_Out
Energy Consumption and Sales |  |  |  | Efficiency Case | General Service Fluorescent Lamp | Fluorescent Ballast | Mercury Vapor | Metal Halide | General Service Incandescent | Halogen Reflector | Candelabra
Outdoor Sector |  |  |  | Frozen Efficiency | No | No | Yes | No | Yes | No | No
|  |  |  | 2010 | 2011 | 2012 | 2013 | 2014 | 2015 | 2016 | 2017 | 2018 | 2019 | 2020 | 2021 | 2022 | 2023 | 2024 | 2025 | 2026 | 2027 | 2028 | 2029 | 2030 | 2031 | 2032 | 2033 | 2034 | 2035
Active Case Lighting Consumption (Tlm-hr)
Submarket
Lamp Type
GSL - Medium Screw
| Incandescent MSB |  |  | 0 | 0 | 0 | 0 | 0 | 0 | 0 | 0 | 0 | 0 | 0 | 0 | 0 | 0 | 0 | 0 | 0 | 0 | 0 | 0 | 0 | 0 | 0 | 0 | 0 | 0
| Halogen MSB |  |  | 0 | 0 | 0 | 0 | 0 | 0 | 0 | 0 | 0 | 0 | 0 | 0 | 0 | 0 | 0 | 0 | 0 | 0 | 0 | 0 | 0 | 0 | 0 | 0 | 0 | 0
| CFL MSB |  |  | 0 | 0 | 0 | 0 | 0 | 0 | 0 | 0 | 0 | 0 | 0 | 0 | 0 | 0 | 0 | 0 | 0 | 0 | 0 | 0 | 0 | 0 | 0 | 0 | 0 | 0
| LED |  |  | 0 | 0 | 0 | 0 | 0 | 0 | 0 | 0 | 0 | 0 | 0 | 0 | 0 | 0 | 0 | 0 | 0 | 0 | 0 | 0 | 0 | 0 | 0 | 0 | 0 | 0
Reflectors
| Incandescent Reflector |  |  | 0 | 0 | 0 | 0 | 0 | 0 | 0 | 0 | 0 | 0 | 0 | 0 | 0 | 0 | 0 | 0 | 0 | 0 | 0 | 0 | 0 | 0 | 0 | 0 | 0 | 0
| Halogen Reflector - screw |  |  | 0 | 0 | 0 | 0 | 0 | 0 | 0 | 0 | 0 | 0 | 0 | 0 | 0 | 0 | 0 | 0 | 0 | 0 | 0 | 0 | 0 | 0 | 0 | 0 | 0 | 0
| CFL Reflector |  |  | 0 | 0 | 0 | 0 | 0 | 0 | 0 | 0 | 0 | 0 | 0 | 0 | 0 | 0 | 0 | 0 | 0 | 0 | 0 | 0 | 0 | 0 | 0 | 0 | 0 | 0
| LED |  |  | 0 | 0 | 0 | 0 | 0 | 0 | 0 | 0 | 0 | 0 | 0 | 0 | 0 | 0 | 0 | 0 | 0 | 0 | 0 | 0 | 0 | 0 | 0 | 0 | 0 | 0
Linear Fluorescent
| T12 |  |  | 0 | 0 | 0 | 0 | 0 | 0 | 0 | 0 | 0 | 0 | 0 | 0 | 0 | 0 | 0 | 0 | 0 | 0 | 0 | 0 | 0 | 0 | 0 | 0 | 0 | 0
| T8 |  |  | 0 | 0 | 0 | 0 | 0 | 0 | 0 | 0 | 0 | 0 | 0 | 0 | 0 | 0 | 0 | 0 | 0 | 0 | 0 | 0 | 0 | 0 | 0 | 0 | 0 | 0
| T5* |  |  | 0 | 0 | 0 | 0 | 0 | 0 | 0 | 0 | 0 | 0 | 0 | 0 | 0 | 0 | 0 | 0 | 0 | 0 | 0 | 0 | 0 | 0 | 0 | 0 | 0 | 0
| LED |  |  | 0 | 0 | 0 | 0 | 0 | 0 | 0 | 0 | 0 | 0 | 0 | 0 | 0 | 0 | 0 | 0 | 0 | 0 | 0 | 0 | 0 | 0 | 0 | 0 | 0 | 0
HID
| Mercury Vapor |  |  | 2.951 | 2.667 | 2.415 | 2.192 | 1.993 | 1.816 | 1.659 | 1.519 | 1.396 | 1.285 | 1.187 | 1.1 | 1.023 | 0.954 | 0.893 | 0.838 | 0.79 | 0.747 | 0.709 | 0.676 | 0.646 | 0.62 | 0.597 | 0.577 | 0.559 | 0.543
| Metal Halide |  |  | 46.226 | 61.919 | 76.4 | 89.61 | 101.58 | 112.487 | 122.261 | 131.219 | 139.721 | 147.56 | 154.951 | 161.734 | 168.021 | 173.872 | 179.356 | 184.507 | 189.27 | 193.858 | 198.31 | 202.568 | 206.591 | 210.414 | 214.082 | 217.609 | 221.012 | 224.3
| High Pressure Sodium |  |  | 123.523 | 110.5 | 98.922 | 88.621 | 79.451 | 71.284 | 64.004 | 57.515 | 51.728 | 46.565 | 41.956 | 37.839 | 34.161 | 30.872 | 27.932 | 25.301 | 22.946 | 20.839 | 18.959 | 17.28 | 15.775 | 14.428 | 13.224 | 12.145 | 11.176 | 10.308
| Low Pressure Sodium |  |  | 1.473 | 1.315 | 1.176 | 1.051 | 0.94 | 0.841 | 0.753 | 0.675 | 0.605 | 0.542 | 0.486 | 0.436 | 0.392 | 0.352 | 0.316 | 0.284 | 0.256 | 0.23 | 0.207 | 0.187 | 0.168 | 0.152 | 0.137 | 0.124 | 0.112 | 0.101
| LED |  |  | 0 | 0.082 | 0.149 | 0.203 | 0.245 | 0.278 | 0.303 | 0.324 | 0.342 | 0.358 | 0.371 | 0.382 | 0.391 | 0.398 | 0.405 | 0.411 | 0.416 | 0.421 | 0.426 | 0.431 | 0.436 | 0.44 | 0.444 | 0.447 | 0.451 | 0.454
Miscellaneous
| Incandescent Other |  |  | 2.136 | 0.226 | 0.024 | 0.003 | 0 | 0 | 0 | 0 | 0 | 0 | 0 | 0 | 0 | 0 | 0 | 0 | 0 | 0 | 0 | 0 | 0 | 0 | 0 | 0 | 0 | 0
| Halogen Reflector Other |  |  | 0.864 | 0.488 | 0.276 | 0.156 | 0.088 | 0.05 | 0.028 | 0.016 | 0.009 | 0.005 | 0.003 | 0.002 | 0.001 | 0.001 | 0 | 0 | 0 | 0 | 0 | 0 | 0 | 0 | 0 | 0 | 0 | 0
| CFL Other |  |  | 2.067 | 2.06 | 2.055 | 2.05 | 2.044 | 2.038 | 2.028 | 2.019 | 2.012 | 2.004 | 1.997 | 1.989 | 1.98 | 1.971 | 1.962 | 1.952 | 1.941 | 1.93 | 1.92 | 1.91 | 1.9 | 1.889 | 1.878 | 1.866 | 1.854 | 1.843
| Linear Fluorescent Other |  |  | 13.678 | 13.821 | 13.984 | 14.149 | 14.307 | 14.463 | 14.6 | 14.737 | 14.894 | 15.049 | 15.213 | 15.368 | 15.52 | 15.668 | 15.816 | 15.963 | 16.101 | 16.246 | 16.397 | 16.549 | 16.696 | 16.841 | 16.984 | 17.127 | 17.268 | 17.408
| LED |  |  | 3.947 | 6.399 | 6.99 | 7.312 | 7.559 | 7.775 | 7.965 | 8.145 | 8.333 | 8.518 | 8.707 | 8.892 | 9.075 | 9.257 | 9.438 | 9.62 | 9.797 | 9.978 | 10.164 | 10.352 | 10.537 | 10.722 | 10.906 | 11.09 | 11.274 | 11.458
| T5 less than 4 ft. (res. only) |  |  | 0 | 0 | 0 | 0 | 0 | 0 | 0 | 0 | 0 | 0 | 0 | 0 | 0 | 0 | 0 | 0 | 0 | 0 | 0 | 0 | 0 | 0 | 0 | 0 | 0 | 0
Active Case Site Consumption (TWh) |  |  |  | Frozen Efficiency 2010: Tlm-hr/(effic iency lamp * efficiency ballast *fixture efficiency)
Submarket
Lamp Type
GSL - Medium Screw
| Incandescent MSB |  |  | 0 | 0 | 0 | 0 | 0 | 0 | 0 | 0 | 0 | 0 | 0 | 0 | 0 | 0 | 0 | 0 | 0 | 0 | 0 | 0 | 0 | 0 | 0 | 0 | 0 | 0
| Halogen MSB |  |  | 0 | 0 | 0 | 0 | 0 | 0 | 0 | 0 | 0 | 0 | 0 | 0 | 0 | 0 | 0 | 0 | 0 | 0 | 0 | 0 | 0 | 0 | 0 | 0 | 0 | 0
| CFL MSB |  |  | 0 | 0 | 0 | 0 | 0 | 0 | 0 | 0 | 0 | 0 | 0 | 0 | 0 | 0 | 0 | 0 | 0 | 0 | 0 | 0 | 0 | 0 | 0 | 0 | 0 | 0
| LED |  |  | 0 | 0 | 0 | 0 | 0 | 0 | 0 | 0 | 0 | 0 | 0 | 0 | 0 | 0 | 0 | 0 | 0 | 0 | 0 | 0 | 0 | 0 | 0 | 0 | 0 | 0
Reflectors
| Incandescent Reflector |  |  | 0 | 0 | 0 | 0 | 0 | 0 | 0 | 0 | 0 | 0 | 0 | 0 | 0 | 0 | 0 | 0 | 0 | 0 | 0 | 0 | 0 | 0 | 0 | 0 | 0 | 0
| Halogen Reflector - screw |  |  | 0 | 0 | 0 | 0 | 0 | 0 | 0 | 0 | 0 | 0 | 0 | 0 | 0 | 0 | 0 | 0 | 0 | 0 | 0 | 0 | 0 | 0 | 0 | 0 | 0 | 0
| CFL Reflector |  |  | 0 | 0 | 0 | 0 | 0 | 0 | 0 | 0 | 0 | 0 | 0 | 0 | 0 | 0 | 0 | 0 | 0 | 0 | 0 | 0 | 0 | 0 | 0 | 0 | 0 | 0
| LED |  |  | 0 | 0 | 0 | 0 | 0 | 0 | 0 | 0 | 0 | 0 | 0 | 0 | 0 | 0 | 0 | 0 | 0 | 0 | 0 | 0 | 0 | 0 | 0 | 0 | 0 | 0
Linear Fluorescent
| T12 |  |  | 0 | 0 | 0 | 0 | 0 | 0 | 0 | 0 | 0 | 0 | 0 | 0 | 0 | 0 | 0 | 0 | 0 | 0 | 0 | 0 | 0 | 0 | 0 | 0 | 0 | 0
| T8 |  |  | 0 | 0 | 0 | 0 | 0 | 0 | 0 | 0 | 0 | 0 | 0 | 0 | 0 | 0 | 0 | 0 | 0 | 0 | 0 | 0 | 0 | 0 | 0 | 0 | 0 | 0
| T5* |  |  | 0 | 0 | 0 | 0 | 0 | 0 | 0 | 0 | 0 | 0 | 0 | 0 | 0 | 0 | 0 | 0 | 0 | 0 | 0 | 0 | 0 | 0 | 0 | 0 | 0 | 0
| LED |  |  | 0 | 0 | 0 | 0 | 0 | 0 | 0 | 0 | 0 | 0 | 0 | 0 | 0 | 0 | 0 | 0 | 0 | 0 | 0 | 0 | 0 | 0 | 0 | 0 | 0 | 0
HID |  | mh STD ON
| Mercury Vapor | 0.13454 | 1.88e-05 | 0.149 | 0.135 | 0.122 | 0.111 | 0.101 | 0.092 | 0.084 | 0.077 | 0.07 | 0.065 | 0.06 | 0.056 | 0.052 | 0.048 | 0.045 | 0.042 | 0.04 | 0.038 | 0.036 | 0.034 | 0.033 | 0.031 | 0.03 | 0.029 | 0.028 | 0.027
| Metal Halide | 1.6327 | 0.045018 | 1.185 | 1.588 | 1.959 | 2.298 | 2.605 | 2.884 | 3.135 | 3.365 | 3.583 | 3.784 | 3.973 | 4.147 | 4.308 | 4.458 | 4.599 | 4.731 | 4.853 | 4.971 | 5.085 | 5.194 | 5.297 | 5.395 | 5.489 | 5.58 | 5.667 | 5.751
| High Pressure Sodium | 2.0335 | 3.77e-05 | 2.273 | 2.033 | 1.82 | 1.631 | 1.462 | 1.312 | 1.178 | 1.058 | 0.952 | 0.857 | 0.772 | 0.696 | 0.629 | 0.568 | 0.514 | 0.466 | 0.422 | 0.383 | 0.349 | 0.318 | 0.29 | 0.266 | 0.243 | 0.224 | 0.206 | 0.19
| Low Pressure Sodium | 0.022688 | 0 | 0.025 | 0.023 | 0.02 | 0.018 | 0.016 | 0.015 | 0.013 | 0.012 | 0.01 | 0.009 | 0.008 | 0.008 | 0.007 | 0.006 | 0.005 | 0.005 | 0.004 | 0.004 | 0.004 | 0.003 | 0.003 | 0.003 | 0.002 | 0.002 | 0.002 | 0.002
| LED | 0.001191 | 1.24e-05 | 0 | 0.001 | 0.002 | 0.003 | 0.004 | 0.004 | 0.004 | 0.005 | 0.005 | 0.005 | 0.005 | 0.005 | 0.006 | 0.006 | 0.006 | 0.006 | 0.006 | 0.006 | 0.006 | 0.006 | 0.006 | 0.006 | 0.006 | 0.006 | 0.006 | 0.007
Miscellaneous
| Incandescent Other |  |  | 0.175 | 0.019 | 0.002 | 0 | 0 | 0 | 0 | 0 | 0 | 0 | 0 | 0 | 0 | 0 | 0 | 0 | 0 | 0 | 0 | 0 | 0 | 0 | 0 | 0 | 0 | 0
| Halogen Reflector Other |  |  | 0.052 | 0.03 | 0.017 | 0.009 | 0.005 | 0.003 | 0.002 | 0.001 | 0.001 | 0 | 0 | 0 | 0 | 0 | 0 | 0 | 0 | 0 | 0 | 0 | 0 | 0 | 0 | 0 | 0 | 0
| CFL Other |  |  | 0.038 | 0.038 | 0.038 | 0.038 | 0.037 | 0.037 | 0.037 | 0.037 | 0.037 | 0.037 | 0.037 | 0.036 | 0.036 | 0.036 | 0.036 | 0.036 | 0.036 | 0.035 | 0.035 | 0.035 | 0.035 | 0.035 | 0.034 | 0.034 | 0.034 | 0.034
| Linear Fluorescent Other |  |  | 0.265 | 0.268 | 0.271 | 0.274 | 0.277 | 0.28 | 0.283 | 0.286 | 0.289 | 0.292 | 0.295 | 0.298 | 0.301 | 0.304 | 0.307 | 0.309 | 0.312 | 0.315 | 0.318 | 0.321 | 0.324 | 0.326 | 0.329 | 0.332 | 0.335 | 0.337
| LED |  |  | 0.056 | 0.092 | 0.1 | 0.105 | 0.108 | 0.111 | 0.114 | 0.117 | 0.119 | 0.122 | 0.125 | 0.127 | 0.13 | 0.132 | 0.135 | 0.138 | 0.14 | 0.143 | 0.145 | 0.148 | 0.151 | 0.153 | 0.156 | 0.159 | 0.161 | 0.164
| T5 less than 4 ft. (res. only) |  |  | 0 | 0 | 0 | 0 | 0 | 0 | 0 | 0 | 0 | 0 | 0 | 0 | 0 | 0 | 0 | 0 | 0 | 0 | 0 | 0 | 0 | 0 | 0 | 0 | 0 | 0
Active Case Source Consumption (aMW) |  |  |  | 0.265: Site Consumption * Busbar
Submarket
Lamp Type
GSL - Medium Screw
| Incandescent MSB |  |  | 0 | 0 | 0 | 0 | 0 | 0 | 0 | 0 | 0 | 0 | 0 | 0 | 0 | 0 | 0 | 0 | 0 | 0 | 0 | 0 | 0 | 0 | 0 | 0 | 0 | 0
| Halogen MSB |  |  | 0 | 0 | 0 | 0 | 0 | 0 | 0 | 0 | 0 | 0 | 0 | 0 | 0 | 0 | 0 | 0 | 0 | 0 | 0 | 0 | 0 | 0 | 0 | 0 | 0 | 0
| CFL MSB |  |  | 0 | 0 | 0 | 0 | 0 | 0 | 0 | 0 | 0 | 0 | 0 | 0 | 0 | 0 | 0 | 0 | 0 | 0 | 0 | 0 | 0 | 0 | 0 | 0 | 0 | 0
| LED |  |  | 0 | 0 | 0 | 0 | 0 | 0 | 0 | 0 | 0 | 0 | 0 | 0 | 0 | 0 | 0 | 0 | 0 | 0 | 0 | 0 | 0 | 0 | 0 | 0 | 0 | 0
Reflectors
| Incandescent Reflector |  |  | 0 | 0 | 0 | 0 | 0 | 0 | 0 | 0 | 0 | 0 | 0 | 0 | 0 | 0 | 0 | 0 | 0 | 0 | 0 | 0 | 0 | 0 | 0 | 0 | 0 | 0
| Halogen Reflector - screw |  |  | 0 | 0 | 0 | 0 | 0 | 0 | 0 | 0 | 0 | 0 | 0 | 0 | 0 | 0 | 0 | 0 | 0 | 0 | 0 | 0 | 0 | 0 | 0 | 0 | 0 | 0
| CFL Reflector |  |  | 0 | 0 | 0 | 0 | 0 | 0 | 0 | 0 | 0 | 0 | 0 | 0 | 0 | 0 | 0 | 0 | 0 | 0 | 0 | 0 | 0 | 0 | 0 | 0 | 0 | 0
| LED |  |  | 0 | 0 | 0 | 0 | 0 | 0 | 0 | 0 | 0 | 0 | 0 | 0 | 0 | 0 | 0 | 0 | 0 | 0 | 0 | 0 | 0 | 0 | 0 | 0 | 0 | 0
Linear Fluorescent
| T12 |  |  | 0 | 0 | 0 | 0 | 0 | 0 | 0 | 0 | 0 | 0 | 0 | 0 | 0 | 0 | 0 | 0 | 0 | 0 | 0 | 0 | 0 | 0 | 0 | 0 | 0 | 0
| T8 |  |  | 0 | 0 | 0 | 0 | 0 | 0 | 0 | 0 | 0 | 0 | 0 | 0 | 0 | 0 | 0 | 0 | 0 | 0 | 0 | 0 | 0 | 0 | 0 | 0 | 0 | 0
| T5* |  |  | 0 | 0 | 0 | 0 | 0 | 0 | 0 | 0 | 0 | 0 | 0 | 0 | 0 | 0 | 0 | 0 | 0 | 0 | 0 | 0 | 0 | 0 | 0 | 0 | 0 | 0
| LED |  |  | 0 | 0 | 0 | 0 | 0 | 0 | 0 | 0 | 0 | 0 | 0 | 0 | 0 | 0 | 0 | 0 | 0 | 0 | 0 | 0 | 0 | 0 | 0 | 0 | 0 | 0
HID
| Mercury Vapor |  |  | 19 | 17 | 15 | 14 | 13 | 11 | 10 | 10 | 9 | 8 | 7 | 7 | 6 | 6 | 6 | 5 | 5 | 5 | 4 | 4 | 4 | 4 | 4 | 4 | 4 | 3
| Metal Halide |  |  | 148 | 198 | 244 | 286 | 324 | 359 | 390 | 419 | 446 | 471 | 495 | 516 | 536 | 555 | 573 | 589 | 604 | 619 | 633 | 647 | 659 | 672 | 683 | 695 | 706 | 716
| High Pressure Sodium |  |  | 283 | 253 | 227 | 203 | 182 | 163 | 147 | 132 | 119 | 107 | 96 | 87 | 78 | 71 | 64 | 58 | 53 | 48 | 43 | 40 | 36 | 33 | 30 | 28 | 26 | 24
| Low Pressure Sodium |  |  | 3 | 3 | 3 | 2 | 2 | 2 | 2 | 1 | 1 | 1 | 1 | 1 | 1 | 1 | 1 | 1 | 1 | 0 | 0 | 0 | 0 | 0 | 0 | 0 | 0 | 0
| LED |  |  | 0 | 0 | 0 | 0 | 0 | 0 | 1 | 1 | 1 | 1 | 1 | 1 | 1 | 1 | 1 | 1 | 1 | 1 | 1 | 1 | 1 | 1 | 1 | 1 | 1 | 1
Miscellaneous
| Incandescent Other |  |  | 22 | 2 | 0 | 0 | 0 | 0 | 0 | 0 | 0 | 0 | 0 | 0 | 0 | 0 | 0 | 0 | 0 | 0 | 0 | 0 | 0 | 0 | 0 | 0 | 0 | 0
| Halogen Reflector Other |  |  | 7 | 4 | 2 | 1 | 1 | 0 | 0 | 0 | 0 | 0 | 0 | 0 | 0 | 0 | 0 | 0 | 0 | 0 | 0 | 0 | 0 | 0 | 0 | 0 | 0 | 0
| CFL Other |  |  | 5 | 5 | 5 | 5 | 5 | 5 | 5 | 5 | 5 | 5 | 5 | 5 | 5 | 4 | 4 | 4 | 4 | 4 | 4 | 4 | 4 | 4 | 4 | 4 | 4 | 4
| Linear Fluorescent Other |  |  | 33 | 33 | 34 | 34 | 35 | 35 | 35 | 36 | 36 | 36 | 37 | 37 | 37 | 38 | 38 | 39 | 39 | 39 | 40 | 40 | 40 | 41 | 41 | 41 | 42 | 42
| LED |  |  | 7 | 11 | 12 | 13 | 13 | 14 | 14 | 15 | 15 | 15 | 16 | 16 | 16 | 16 | 17 | 17 | 17 | 18 | 18 | 18 | 19 | 19 | 19 | 20 | 20 | 20
| T5 less than 4 ft. (res. only) |  |  | 0 | 0 | 0 | 0 | 0 | 0 | 0 | 0 | 0 | 0 | 0 | 0 | 0 | 0 | 0 | 0 | 0 | 0 | 0 | 0 | 0 | 0 | 0 | 0 | 0 | 0
Active Case Unit Sales (1000 units) |  |  |  | 0.265: From System_Total_Mkt
Submarket
Lamp Type
GSL - Medium Screw
| Incandescent MSB |  |  |  | 0 | 0 | 0 | 0 | 0 | 0 | 0 | 0 | 0 | 0 | 0 | 0 | 0 | 0 | 0 | 0 | 0 | 0 | 0 | 0 | 0 | 0 | 0 | 0 | 0
| Halogen MSB |  |  |  | 0 | 0 | 0 | 0 | 0 | 0 | 0 | 0 | 0 | 0 | 0 | 0 | 0 | 0 | 0 | 0 | 0 | 0 | 0 | 0 | 0 | 0 | 0 | 0 | 0
| CFL MSB |  |  |  | 0 | 0 | 0 | 0 | 0 | 0 | 0 | 0 | 0 | 0 | 0 | 0 | 0 | 0 | 0 | 0 | 0 | 0 | 0 | 0 | 0 | 0 | 0 | 0 | 0
| LED |  |  |  | 0 | 0 | 0 | 0 | 0 | 0 | 0 | 0 | 0 | 0 | 0 | 0 | 0 | 0 | 0 | 0 | 0 | 0 | 0 | 0 | 0 | 0 | 0 | 0 | 0
Reflectors
| Incandescent Reflector |  |  |  | 0 | 0 | 0 | 0 | 0 | 0 | 0 | 0 | 0 | 0 | 0 | 0 | 0 | 0 | 0 | 0 | 0 | 0 | 0 | 0 | 0 | 0 | 0 | 0 | 0
| Halogen Reflector - screw |  |  |  | 0 | 0 | 0 | 0 | 0 | 0 | 0 | 0 | 0 | 0 | 0 | 0 | 0 | 0 | 0 | 0 | 0 | 0 | 0 | 0 | 0 | 0 | 0 | 0 | 0
| CFL Reflector |  |  |  | 0 | 0 | 0 | 0 | 0 | 0 | 0 | 0 | 0 | 0 | 0 | 0 | 0 | 0 | 0 | 0 | 0 | 0 | 0 | 0 | 0 | 0 | 0 | 0 | 0
| LED |  |  |  | 0 | 0 | 0 | 0 | 0 | 0 | 0 | 0 | 0 | 0 | 0 | 0 | 0 | 0 | 0 | 0 | 0 | 0 | 0 | 0 | 0 | 0 | 0 | 0 | 0
Linear Fluorescent
| T12 |  |  |  | 0 | 0 | 0 | 0 | 0 | 0 | 0 | 0 | 0 | 0 | 0 | 0 | 0 | 0 | 0 | 0 | 0 | 0 | 0 | 0 | 0 | 0 | 0 | 0 | 0
| T8 |  |  |  | 0 | 0 | 0 | 0 | 0 | 0 | 0 | 0 | 0 | 0 | 0 | 0 | 0 | 0 | 0 | 0 | 0 | 0 | 0 | 0 | 0 | 0 | 0 | 0 | 0
| T5* |  |  |  | 0 | 0 | 0 | 0 | 0 | 0 | 0 | 0 | 0 | 0 | 0 | 0 | 0 | 0 | 0 | 0 | 0 | 0 | 0 | 0 | 0 | 0 | 0 | 0 | 0
| LED |  |  |  | 0 | 0 | 0 | 0 | 0 | 0 | 0 | 0 | 0 | 0 | 0 | 0 | 0 | 0 | 0 | 0 | 0 | 0 | 0 | 0 | 0 | 0 | 0 | 0 | 0
HID
| Mercury Vapor |  |  |  | 32 | 29 | 27 | 24 | 22 | 20 | 19 | 17 | 16 | 15 | 14 | 13 | 12 | 12 | 11 | 11 | 10 | 10 | 9 | 9 | 9 | 8 | 8 | 8 | 8
| Metal Halide |  |  |  | 717 | 808 | 888 | 960 | 1025 | 1081 | 1136 | 1192 | 1240 | 1288 | 1329 | 1368 | 1404 | 1439 | 1471 | 1500 | 1530 | 1559 | 1586 | 1611 | 1634 | 1657 | 1679 | 1701 | 1721
| High Pressure Sodium |  |  |  | 304 | 272 | 244 | 219 | 197 | 177 | 159 | 144 | 130 | 117 | 106 | 96 | 87 | 79 | 72 | 65 | 60 | 55 | 50 | 46 | 42 | 39 | 36 | 33 | 31
| Low Pressure Sodium |  |  |  | 8 | 8 | 7 | 6 | 5 | 5 | 4 | 4 | 3 | 3 | 3 | 3 | 2 | 2 | 2 | 2 | 1 | 1 | 1 | 1 | 1 | 1 | 1 | 1 | 1
| LED |  |  |  | 2 | 2 | 2 | 2 | 2 | 2 | 2 | 2 | 2 | 2 | 2 | 2 | 2 | 2 | 2 | 2 | 2 | 2 | 2 | 2 | 2 | 2 | 2 | 2 | 2
Miscellaneous
| Incandescent Other |  |  |  | 68 | 7 | 1 | 0 | 0 | 0 | 0 | 0 | 0 | 0 | 0 | 0 | 0 | 0 | 0 | 0 | 0 | 0 | 0 | 0 | 0 | 0 | 0 | 0 | 0
| Halogen Reflector Other |  |  |  | 82 | 46 | 26 | 15 | 8 | 5 | 3 | 2 | 1 | 0 | 0 | 0 | 0 | 0 | 0 | 0 | 0 | 0 | 0 | 0 | 0 | 0 | 0 | 0 | 0
| CFL Other |  |  |  | 158 | 158 | 158 | 157 | 157 | 156 | 155 | 155 | 154 | 154 | 153 | 152 | 151 | 151 | 150 | 149 | 148 | 147 | 147 | 146 | 145 | 144 | 143 | 142 | 141
| Linear Fluorescent Other |  |  |  | 328 | 332 | 334 | 336 | 338 | 339 | 341 | 345 | 347 | 350 | 352 | 354 | 356 | 358 | 360 | 361 | 362 | 365 | 367 | 368 | 371 | 372 | 374 | 376 | 378
| LED |  |  |  | 176 | 102 | 94 | 93 | 94 | 95 | 97 | 99 | 101 | 103 | 105 | 107 | 109 | 111 | 113 | 115 | 117 | 119 | 121 | 123 | 125 | 127 | 129 | 131 | 133
| T5 less than 4 ft. (res. only) |  |  |  | 0 | 0 | 0 | 0 | 0 | 0 | 0 | 0 | 0 | 0 | 0 | 0 | 0 | 0 | 0 | 0 | 0 | 0 | 0 | 0 | 0 | 0 | 0 | 0 | 0
Active Case Installed Stock (1000 units) |  |  |  | Installed Stock in Tlmhr/(lumens*operating hours)
Submarket
Lamp Type
GSL - Medium Screw
| Incandescent MSB |  |  | 0 | 0 | 0 | 0 | 0 | 0 | 0 | 0 | 0 | 0 | 0 | 0 | 0 | 0 | 0 | 0 | 0 | 0 | 0 | 0 | 0 | 0 | 0 | 0 | 0 | 0
| Halogen MSB |  |  | 0 | 0 | 0 | 0 | 0 | 0 | 0 | 0 | 0 | 0 | 0 | 0 | 0 | 0 | 0 | 0 | 0 | 0 | 0 | 0 | 0 | 0 | 0 | 0 | 0 | 0
| CFL MSB |  |  | 0 | 0 | 0 | 0 | 0 | 0 | 0 | 0 | 0 | 0 | 0 | 0 | 0 | 0 | 0 | 0 | 0 | 0 | 0 | 0 | 0 | 0 | 0 | 0 | 0 | 0
| LED |  |  | 0 | 0 | 0 | 0 | 0 | 0 | 0 | 0 | 0 | 0 | 0 | 0 | 0 | 0 | 0 | 0 | 0 | 0 | 0 | 0 | 0 | 0 | 0 | 0 | 0 | 0
Reflectors
| Incandescent Reflector |  |  | 0 | 0 | 0 | 0 | 0 | 0 | 0 | 0 | 0 | 0 | 0 | 0 | 0 | 0 | 0 | 0 | 0 | 0 | 0 | 0 | 0 | 0 | 0 | 0 | 0 | 0
| Halogen Reflector - screw |  |  | 0 | 0 | 0 | 0 | 0 | 0 | 0 | 0 | 0 | 0 | 0 | 0 | 0 | 0 | 0 | 0 | 0 | 0 | 0 | 0 | 0 | 0 | 0 | 0 | 0 | 0
| CFL Reflector |  |  | 0 | 0 | 0 | 0 | 0 | 0 | 0 | 0 | 0 | 0 | 0 | 0 | 0 | 0 | 0 | 0 | 0 | 0 | 0 | 0 | 0 | 0 | 0 | 0 | 0 | 0
| LED |  |  | 0 | 0 | 0 | 0 | 0 | 0 | 0 | 0 | 0 | 0 | 0 | 0 | 0 | 0 | 0 | 0 | 0 | 0 | 0 | 0 | 0 | 0 | 0 | 0 | 0 | 0
Linear Fluorescent
| T12 |  |  | 0 | 0 | 0 | 0 | 0 | 0 | 0 | 0 | 0 | 0 | 0 | 0 | 0 | 0 | 0 | 0 | 0 | 0 | 0 | 0 | 0 | 0 | 0 | 0 | 0 | 0
| T8 |  |  | 0 | 0 | 0 | 0 | 0 | 0 | 0 | 0 | 0 | 0 | 0 | 0 | 0 | 0 | 0 | 0 | 0 | 0 | 0 | 0 | 0 | 0 | 0 | 0 | 0 | 0
| T5* |  |  | 0 | 0 | 0 | 0 | 0 | 0 | 0 | 0 | 0 | 0 | 0 | 0 | 0 | 0 | 0 | 0 | 0 | 0 | 0 | 0 | 0 | 0 | 0 | 0 | 0 | 0
| LED |  |  | 0 | 0 | 0 | 0 | 0 | 0 | 0 | 0 | 0 | 0 | 0 | 0 | 0 | 0 | 0 | 0 | 0 | 0 | 0 | 0 | 0 | 0 | 0 | 0 | 0 | 0
HID
| Mercury Vapor |  |  | 151.648 | 137.056 | 124.119 | 112.634 | 102.427 | 93.355 | 85.275 | 78.09 | 71.72 | 66.055 | 61.028 | 56.552 | 52.57 | 49.027 | 45.879 | 43.081 | 40.588 | 38.382 | 36.439 | 34.726 | 33.205 | 31.862 | 30.678 | 29.637 | 28.719 | 27.914
| Metal Halide |  |  | 1071.518 | 1435.277 | 1770.929 | 2077.134 | 2354.607 | 2607.427 | 2833.987 | 3041.619 | 3238.711 | 3420.401 | 3591.735 | 3748.947 | 3894.677 | 4030.313 | 4157.436 | 4276.822 | 4387.231 | 4493.593 | 4596.776 | 4695.476 | 4788.722 | 4877.349 | 4962.365 | 5044.125 | 5123.013 | 5199.211
| High Pressure Sodium |  |  | 2103.572 | 1881.799 | 1684.625 | 1509.203 | 1353.039 | 1213.951 | 1089.983 | 979.463 | 880.921 | 792.988 | 714.504 | 644.398 | 581.753 | 525.752 | 475.675 | 430.876 | 390.773 | 354.882 | 322.868 | 294.282 | 268.64 | 245.712 | 225.199 | 206.834 | 190.33 | 175.541
| Low Pressure Sodium |  |  | 52.824 | 47.182 | 42.163 | 37.697 | 33.72 | 30.178 | 27.02 | 24.204 | 21.692 | 19.449 | 17.445 | 15.655 | 14.055 | 12.624 | 11.343 | 10.196 | 9.169 | 8.249 | 7.427 | 6.691 | 6.031 | 5.44 | 4.911 | 4.436 | 4.008 | 3.624
| LED |  |  | 0 | 1.553 | 2.815 | 3.822 | 4.613 | 5.242 | 5.718 | 6.104 | 6.455 | 6.742 | 6.998 | 7.201 | 7.369 | 7.512 | 7.638 | 7.749 | 7.838 | 7.932 | 8.034 | 8.13 | 8.213 | 8.289 | 8.361 | 8.431 | 8.499 | 8.565
Miscellaneous
| Incandescent Other |  |  | 646.745 | 68.419 | 7.25 | 0.768 | 0.081 | 0.009 | 0.001 | 0 | 0 | 0 | 0 | 0 | 0 | 0 | 0 | 0 | 0 | 0 | 0 | 0 | 0 | 0 | 0 | 0 | 0 | 0
| Halogen Reflector Other |  |  | 145.984 | 82.43 | 46.604 | 26.349 | 14.887 | 8.408 | 4.743 | 2.675 | 1.51 | 0.853 | 0.482 | 0.272 | 0.153 | 0.086 | 0.049 | 0.027 | 0.015 | 0.009 | 0.005 | 0.003 | 0.002 | 0.001 | 0 | 0 | 0 | 0
| CFL Other |  |  | 437.589 | 436.04 | 435.051 | 434.063 | 432.804 | 431.391 | 429.417 | 427.382 | 425.875 | 424.254 | 422.83 | 421.129 | 419.283 | 417.319 | 415.29 | 413.19 | 410.855 | 408.635 | 406.555 | 404.46 | 402.225 | 399.896 | 397.519 | 395.096 | 392.628 | 390.116
| Linear Fluorescent Other |  |  | 1057.359 | 1068.403 | 1080.992 | 1093.758 | 1106.001 | 1117.997 | 1128.648 | 1139.239 | 1151.381 | 1163.345 | 1175.999 | 1188.012 | 1199.732 | 1211.222 | 1222.65 | 1233.962 | 1244.669 | 1255.827 | 1267.513 | 1279.261 | 1290.665 | 1301.834 | 1312.933 | 1323.954 | 1334.878 | 1345.715
| LED |  |  | 213.842 | 346.669 | 378.728 | 396.145 | 409.564 | 421.239 | 431.512 | 441.295 | 451.481 | 461.49 | 471.759 | 481.767 | 491.676 | 501.524 | 511.363 | 521.197 | 530.783 | 540.596 | 550.701 | 560.867 | 570.906 | 580.887 | 590.864 | 600.834 | 610.806 | 620.766
| T5 less than 4 ft. (res. only) |  |  | 0 | 0 | 0 | 0 | 0 | 0 | 0 | 0 | 0 | 0 | 0 | 0 | 0 | 0 | 0 | 0 | 0 | 0 | 0 | 0 | 0 | 0 | 0 | 0 | 0 | 0
Active Case Energy Density (kWh/sq2) |  |  |  | Site Energy/Square_Feet
Submarket
Lamp Type
GSL - Medium Screw
Incandescent MSB
Halogen MSB
CFL MSB
LED
Reflectors
Incandescent Reflector
Halogen Reflector - screw
CFL Reflector
LED
Linear Fluorescent
T12
T8
T5*
LED
HID
Mercury Vapor
Metal Halide
High Pressure Sodium
Low Pressure Sodium
LED
Miscellaneous
Incandescent Other
Halogen Reflector Other
CFL Other
Linear Fluorescent Other
LED
T5 less than 4 ft. (res. only)
Active Case Power Density (W/ft2) |  |  |  | Energy Density/Hours of Operation
Submarket
Lamp Type
GSL - Medium Screw
Incandescent MSB
Halogen MSB
CFL MSB
LED
Reflectors
Incandescent Reflector
Halogen Reflector - screw
CFL Reflector
LED
Linear Fluorescent
T12
T8
T5*
LED
HID
Mercury Vapor
Metal Halide
High Pressure Sodium
Low Pressure Sodium
LED
Miscellaneous
Incandescent Other
Halogen Reflector Other
CFL Other
Linear Fluorescent Other
LED
T5 less than 4 ft. (res. only)
|  |  |  | 0 | 0 | 0 | 0 | 0 | 0 | 0 | 0 | 0 | 0 | 0 | 0 | 0 | 0 | 0 | 0 | 0 | 0 | 0 | 0 | 0 | 0 | 0 | 0 | 0 | 0

## Results_Out
Energy Consumption and Sales |  |  |  | Efficiency Case | General Service Fluorescent Lamp | Fluorescent Ballast | Mercury Vapor | Metal Halide | General Service Incandescent | Halogen Reflector | Candelabra
Outdoor Sector |  |  |  | Frozen Efficiency | Yes | Yes | Yes | Yes | Yes | Yes | Yes
|  |  |  | 2010 | 2011 | 2012 | 2013 | 2014 | 2015 | 2016 | 2017 | 2018 | 2019 | 2020 | 2021 | 2022 | 2023 | 2024 | 2025 | 2026 | 2027 | 2028 | 2029 | 2030 | 2031 | 2032 | 2033 | 2034 | 2035
Active Case Lighting Consumption (Tlm-hr)
Submarket
Lamp Type
GSL - Medium Screw
| Incandescent MSB |  |  | 0 | 0 | 0 | 0 | 0 | 0 | 0 | 0 | 0 | 0 | 0 | 0 | 0 | 0 | 0 | 0 | 0 | 0 | 0 | 0 | 0 | 0 | 0 | 0 | 0 | 0
| Halogen MSB |  |  | 0 | 0 | 0 | 0 | 0 | 0 | 0 | 0 | 0 | 0 | 0 | 0 | 0 | 0 | 0 | 0 | 0 | 0 | 0 | 0 | 0 | 0 | 0 | 0 | 0 | 0
| CFL MSB |  |  | 0 | 0 | 0 | 0 | 0 | 0 | 0 | 0 | 0 | 0 | 0 | 0 | 0 | 0 | 0 | 0 | 0 | 0 | 0 | 0 | 0 | 0 | 0 | 0 | 0 | 0
| LED |  |  | 0 | 0 | 0 | 0 | 0 | 0 | 0 | 0 | 0 | 0 | 0 | 0 | 0 | 0 | 0 | 0 | 0 | 0 | 0 | 0 | 0 | 0 | 0 | 0 | 0 | 0
Reflectors
| Incandescent Reflector |  |  | 0 | 0 | 0 | 0 | 0 | 0 | 0 | 0 | 0 | 0 | 0 | 0 | 0 | 0 | 0 | 0 | 0 | 0 | 0 | 0 | 0 | 0 | 0 | 0 | 0 | 0
| Halogen Reflector - screw |  |  | 0 | 0 | 0 | 0 | 0 | 0 | 0 | 0 | 0 | 0 | 0 | 0 | 0 | 0 | 0 | 0 | 0 | 0 | 0 | 0 | 0 | 0 | 0 | 0 | 0 | 0
| CFL Reflector |  |  | 0 | 0 | 0 | 0 | 0 | 0 | 0 | 0 | 0 | 0 | 0 | 0 | 0 | 0 | 0 | 0 | 0 | 0 | 0 | 0 | 0 | 0 | 0 | 0 | 0 | 0
| LED |  |  | 0 | 0 | 0 | 0 | 0 | 0 | 0 | 0 | 0 | 0 | 0 | 0 | 0 | 0 | 0 | 0 | 0 | 0 | 0 | 0 | 0 | 0 | 0 | 0 | 0 | 0
Linear Fluorescent
| T12 |  |  | 0 | 0 | 0 | 0 | 0 | 0 | 0 | 0 | 0 | 0 | 0 | 0 | 0 | 0 | 0 | 0 | 0 | 0 | 0 | 0 | 0 | 0 | 0 | 0 | 0 | 0
| T8 |  |  | 0 | 0 | 0 | 0 | 0 | 0 | 0 | 0 | 0 | 0 | 0 | 0 | 0 | 0 | 0 | 0 | 0 | 0 | 0 | 0 | 0 | 0 | 0 | 0 | 0 | 0
| T5* |  |  | 0 | 0 | 0 | 0 | 0 | 0 | 0 | 0 | 0 | 0 | 0 | 0 | 0 | 0 | 0 | 0 | 0 | 0 | 0 | 0 | 0 | 0 | 0 | 0 | 0 | 0
| LED |  |  | 0 | 0 | 0 | 0 | 0 | 0 | 0 | 0 | 0 | 0 | 0 | 0 | 0 | 0 | 0 | 0 | 0 | 0 | 0 | 0 | 0 | 0 | 0 | 0 | 0 | 0
HID
| Mercury Vapor |  |  | 2.951 | 2.667 | 2.415 | 2.191 | 1.993 | 1.816 | 1.659 | 1.519 | 1.395 | 1.285 | 1.187 | 1.1 | 1.022 | 0.953 | 0.892 | 0.838 | 0.789 | 0.746 | 0.708 | 0.675 | 0.645 | 0.619 | 0.596 | 0.576 | 0.558 | 0.542
| Metal Halide |  |  | 46.226 | 61.92 | 76.401 | 89.612 | 101.583 | 112.49 | 122.265 | 131.222 | 139.726 | 147.564 | 154.956 | 161.738 | 168.026 | 173.877 | 179.362 | 184.512 | 189.276 | 193.864 | 198.316 | 202.574 | 206.597 | 210.421 | 214.088 | 217.616 | 221.019 | 224.306
| High Pressure Sodium |  |  | 123.523 | 110.5 | 98.921 | 88.62 | 79.449 | 71.282 | 64.002 | 57.512 | 51.725 | 46.562 | 41.953 | 37.836 | 34.157 | 30.869 | 27.928 | 25.297 | 22.942 | 20.835 | 18.955 | 17.276 | 15.77 | 14.424 | 13.219 | 12.141 | 11.171 | 10.303
| Low Pressure Sodium |  |  | 1.473 | 1.315 | 1.176 | 1.051 | 0.94 | 0.841 | 0.753 | 0.675 | 0.605 | 0.542 | 0.486 | 0.436 | 0.392 | 0.352 | 0.316 | 0.284 | 0.256 | 0.23 | 0.207 | 0.187 | 0.168 | 0.152 | 0.137 | 0.124 | 0.112 | 0.101
| LED |  |  | 0 | 0.082 | 0.149 | 0.202 | 0.244 | 0.277 | 0.303 | 0.323 | 0.342 | 0.357 | 0.37 | 0.381 | 0.39 | 0.398 | 0.404 | 0.41 | 0.415 | 0.42 | 0.425 | 0.43 | 0.435 | 0.439 | 0.442 | 0.446 | 0.45 | 0.453
Miscellaneous
| Incandescent Other |  |  | 2.136 | 0.226 | 0.024 | 0.003 | 0 | 0 | 0 | 0 | 0 | 0 | 0 | 0 | 0 | 0 | 0 | 0 | 0 | 0 | 0 | 0 | 0 | 0 | 0 | 0 | 0 | 0
| Halogen Reflector Other |  |  | 0.864 | 0.488 | 0.276 | 0.156 | 0.088 | 0.05 | 0.028 | 0.016 | 0.009 | 0.005 | 0.003 | 0.002 | 0.001 | 0.001 | 0 | 0 | 0 | 0 | 0 | 0 | 0 | 0 | 0 | 0 | 0 | 0
| CFL Other |  |  | 2.067 | 2.06 | 2.055 | 2.05 | 2.044 | 2.038 | 2.028 | 2.019 | 2.012 | 2.004 | 1.997 | 1.989 | 1.98 | 1.971 | 1.962 | 1.952 | 1.941 | 1.93 | 1.92 | 1.91 | 1.9 | 1.889 | 1.878 | 1.866 | 1.854 | 1.843
| Linear Fluorescent Other |  |  | 13.678 | 13.821 | 13.984 | 14.149 | 14.307 | 14.463 | 14.6 | 14.737 | 14.894 | 15.049 | 15.213 | 15.368 | 15.52 | 15.668 | 15.816 | 15.962 | 16.101 | 16.245 | 16.396 | 16.548 | 16.696 | 16.84 | 16.984 | 17.126 | 17.268 | 17.408
| LED |  |  | 3.947 | 6.399 | 6.99 | 7.312 | 7.559 | 7.775 | 7.965 | 8.145 | 8.333 | 8.518 | 8.708 | 8.892 | 9.075 | 9.257 | 9.439 | 9.62 | 9.797 | 9.978 | 10.165 | 10.352 | 10.538 | 10.722 | 10.906 | 11.09 | 11.274 | 11.458
| T5 less than 4 ft. (res. only) |  |  | 0 | 0 | 0 | 0 | 0 | 0 | 0 | 0 | 0 | 0 | 0 | 0 | 0 | 0 | 0 | 0 | 0 | 0 | 0 | 0 | 0 | 0 | 0 | 0 | 0 | 0
Active Case Site Consumption (TWh) |  |  |  | Frozen Efficiency 2010: Tlm-hr/(effic iency lamp * efficiency ballast *fixture efficiency)
Submarket
Lamp Type
GSL - Medium Screw
| Incandescent MSB |  |  | 0 | 0 | 0 | 0 | 0 | 0 | 0 | 0 | 0 | 0 | 0 | 0 | 0 | 0 | 0 | 0 | 0 | 0 | 0 | 0 | 0 | 0 | 0 | 0 | 0 | 0
| Halogen MSB |  |  | 0 | 0 | 0 | 0 | 0 | 0 | 0 | 0 | 0 | 0 | 0 | 0 | 0 | 0 | 0 | 0 | 0 | 0 | 0 | 0 | 0 | 0 | 0 | 0 | 0 | 0
| CFL MSB |  |  | 0 | 0 | 0 | 0 | 0 | 0 | 0 | 0 | 0 | 0 | 0 | 0 | 0 | 0 | 0 | 0 | 0 | 0 | 0 | 0 | 0 | 0 | 0 | 0 | 0 | 0
| LED |  |  | 0 | 0 | 0 | 0 | 0 | 0 | 0 | 0 | 0 | 0 | 0 | 0 | 0 | 0 | 0 | 0 | 0 | 0 | 0 | 0 | 0 | 0 | 0 | 0 | 0 | 0
Reflectors
| Incandescent Reflector |  |  | 0 | 0 | 0 | 0 | 0 | 0 | 0 | 0 | 0 | 0 | 0 | 0 | 0 | 0 | 0 | 0 | 0 | 0 | 0 | 0 | 0 | 0 | 0 | 0 | 0 | 0
| Halogen Reflector - screw |  |  | 0 | 0 | 0 | 0 | 0 | 0 | 0 | 0 | 0 | 0 | 0 | 0 | 0 | 0 | 0 | 0 | 0 | 0 | 0 | 0 | 0 | 0 | 0 | 0 | 0 | 0
| CFL Reflector |  |  | 0 | 0 | 0 | 0 | 0 | 0 | 0 | 0 | 0 | 0 | 0 | 0 | 0 | 0 | 0 | 0 | 0 | 0 | 0 | 0 | 0 | 0 | 0 | 0 | 0 | 0
| LED |  |  | 0 | 0 | 0 | 0 | 0 | 0 | 0 | 0 | 0 | 0 | 0 | 0 | 0 | 0 | 0 | 0 | 0 | 0 | 0 | 0 | 0 | 0 | 0 | 0 | 0 | 0
Linear Fluorescent
| T12 |  |  | 0 | 0 | 0 | 0 | 0 | 0 | 0 | 0 | 0 | 0 | 0 | 0 | 0 | 0 | 0 | 0 | 0 | 0 | 0 | 0 | 0 | 0 | 0 | 0 | 0 | 0
| T8 |  |  | 0 | 0 | 0 | 0 | 0 | 0 | 0 | 0 | 0 | 0 | 0 | 0 | 0 | 0 | 0 | 0 | 0 | 0 | 0 | 0 | 0 | 0 | 0 | 0 | 0 | 0
| T5* |  |  | 0 | 0 | 0 | 0 | 0 | 0 | 0 | 0 | 0 | 0 | 0 | 0 | 0 | 0 | 0 | 0 | 0 | 0 | 0 | 0 | 0 | 0 | 0 | 0 | 0 | 0
| LED |  |  | 0 | 0 | 0 | 0 | 0 | 0 | 0 | 0 | 0 | 0 | 0 | 0 | 0 | 0 | 0 | 0 | 0 | 0 | 0 | 0 | 0 | 0 | 0 | 0 | 0 | 0
HID |  | mh STD ON
| Mercury Vapor | 0.13454 | 2.31e-05 | 0.149 | 0.135 | 0.122 | 0.111 | 0.101 | 0.092 | 0.084 | 0.077 | 0.07 | 0.065 | 0.06 | 0.055 | 0.052 | 0.048 | 0.045 | 0.042 | 0.04 | 0.038 | 0.036 | 0.034 | 0.033 | 0.031 | 0.03 | 0.029 | 0.028 | 0.027
| Metal Halide | 1.6327 | 0.055272 | 1.185 | 1.577 | 1.946 | 2.283 | 2.588 | 2.866 | 3.115 | 3.343 | 3.56 | 3.759 | 3.948 | 4.12 | 4.28 | 4.43 | 4.569 | 4.7 | 4.822 | 4.939 | 5.052 | 5.161 | 5.263 | 5.36 | 5.454 | 5.544 | 5.63 | 5.714
| High Pressure Sodium | 2.0335 | 4.62e-05 | 2.273 | 2.033 | 1.82 | 1.631 | 1.462 | 1.312 | 1.178 | 1.058 | 0.952 | 0.857 | 0.772 | 0.696 | 0.629 | 0.568 | 0.514 | 0.466 | 0.422 | 0.383 | 0.349 | 0.318 | 0.29 | 0.265 | 0.243 | 0.223 | 0.206 | 0.19
| Low Pressure Sodium | 0.022688 | 0 | 0.025 | 0.023 | 0.02 | 0.018 | 0.016 | 0.015 | 0.013 | 0.012 | 0.01 | 0.009 | 0.008 | 0.008 | 0.007 | 0.006 | 0.005 | 0.005 | 0.004 | 0.004 | 0.004 | 0.003 | 0.003 | 0.003 | 0.002 | 0.002 | 0.002 | 0.002
| LED | 0.001191 | 1.52e-05 | 0 | 0.001 | 0.002 | 0.003 | 0.003 | 0.004 | 0.004 | 0.005 | 0.005 | 0.005 | 0.005 | 0.005 | 0.006 | 0.006 | 0.006 | 0.006 | 0.006 | 0.006 | 0.006 | 0.006 | 0.006 | 0.006 | 0.006 | 0.006 | 0.006 | 0.006
Miscellaneous
| Incandescent Other |  |  | 0.175 | 0.019 | 0.002 | 0 | 0 | 0 | 0 | 0 | 0 | 0 | 0 | 0 | 0 | 0 | 0 | 0 | 0 | 0 | 0 | 0 | 0 | 0 | 0 | 0 | 0 | 0
| Halogen Reflector Other |  |  | 0.052 | 0.03 | 0.017 | 0.009 | 0.005 | 0.003 | 0.002 | 0.001 | 0.001 | 0 | 0 | 0 | 0 | 0 | 0 | 0 | 0 | 0 | 0 | 0 | 0 | 0 | 0 | 0 | 0 | 0
| CFL Other |  |  | 0.038 | 0.038 | 0.038 | 0.038 | 0.037 | 0.037 | 0.037 | 0.037 | 0.037 | 0.037 | 0.037 | 0.036 | 0.036 | 0.036 | 0.036 | 0.036 | 0.036 | 0.035 | 0.035 | 0.035 | 0.035 | 0.035 | 0.034 | 0.034 | 0.034 | 0.034
| Linear Fluorescent Other |  |  | 0.265 | 0.268 | 0.271 | 0.274 | 0.277 | 0.28 | 0.282 | 0.283 | 0.285 | 0.288 | 0.29 | 0.293 | 0.296 | 0.298 | 0.301 | 0.303 | 0.306 | 0.308 | 0.311 | 0.314 | 0.316 | 0.319 | 0.322 | 0.324 | 0.327 | 0.329
| LED |  |  | 0.056 | 0.092 | 0.1 | 0.105 | 0.108 | 0.111 | 0.114 | 0.117 | 0.119 | 0.122 | 0.125 | 0.127 | 0.13 | 0.132 | 0.135 | 0.138 | 0.14 | 0.143 | 0.145 | 0.148 | 0.151 | 0.153 | 0.156 | 0.159 | 0.161 | 0.164
| T5 less than 4 ft. (res. only) |  |  | 0 | 0 | 0 | 0 | 0 | 0 | 0 | 0 | 0 | 0 | 0 | 0 | 0 | 0 | 0 | 0 | 0 | 0 | 0 | 0 | 0 | 0 | 0 | 0 | 0 | 0
Active Case Source Consumption (aMW) |  |  |  | Frozen Efficiency 2010: Site Consumption * Busbar
Submarket
Lamp Type
GSL - Medium Screw
| Incandescent MSB |  |  | 0 | 0 | 0 | 0 | 0 | 0 | 0 | 0 | 0 | 0 | 0 | 0 | 0 | 0 | 0 | 0 | 0 | 0 | 0 | 0 | 0 | 0 | 0 | 0 | 0 | 0
| Halogen MSB |  |  | 0 | 0 | 0 | 0 | 0 | 0 | 0 | 0 | 0 | 0 | 0 | 0 | 0 | 0 | 0 | 0 | 0 | 0 | 0 | 0 | 0 | 0 | 0 | 0 | 0 | 0
| CFL MSB |  |  | 0 | 0 | 0 | 0 | 0 | 0 | 0 | 0 | 0 | 0 | 0 | 0 | 0 | 0 | 0 | 0 | 0 | 0 | 0 | 0 | 0 | 0 | 0 | 0 | 0 | 0
| LED |  |  | 0 | 0 | 0 | 0 | 0 | 0 | 0 | 0 | 0 | 0 | 0 | 0 | 0 | 0 | 0 | 0 | 0 | 0 | 0 | 0 | 0 | 0 | 0 | 0 | 0 | 0
Reflectors
| Incandescent Reflector |  |  | 0 | 0 | 0 | 0 | 0 | 0 | 0 | 0 | 0 | 0 | 0 | 0 | 0 | 0 | 0 | 0 | 0 | 0 | 0 | 0 | 0 | 0 | 0 | 0 | 0 | 0
| Halogen Reflector - screw |  |  | 0 | 0 | 0 | 0 | 0 | 0 | 0 | 0 | 0 | 0 | 0 | 0 | 0 | 0 | 0 | 0 | 0 | 0 | 0 | 0 | 0 | 0 | 0 | 0 | 0 | 0
| CFL Reflector |  |  | 0 | 0 | 0 | 0 | 0 | 0 | 0 | 0 | 0 | 0 | 0 | 0 | 0 | 0 | 0 | 0 | 0 | 0 | 0 | 0 | 0 | 0 | 0 | 0 | 0 | 0
| LED |  |  | 0 | 0 | 0 | 0 | 0 | 0 | 0 | 0 | 0 | 0 | 0 | 0 | 0 | 0 | 0 | 0 | 0 | 0 | 0 | 0 | 0 | 0 | 0 | 0 | 0 | 0
Linear Fluorescent
| T12 |  |  | 0 | 0 | 0 | 0 | 0 | 0 | 0 | 0 | 0 | 0 | 0 | 0 | 0 | 0 | 0 | 0 | 0 | 0 | 0 | 0 | 0 | 0 | 0 | 0 | 0 | 0
| T8 |  |  | 0 | 0 | 0 | 0 | 0 | 0 | 0 | 0 | 0 | 0 | 0 | 0 | 0 | 0 | 0 | 0 | 0 | 0 | 0 | 0 | 0 | 0 | 0 | 0 | 0 | 0
| T5* |  |  | 0 | 0 | 0 | 0 | 0 | 0 | 0 | 0 | 0 | 0 | 0 | 0 | 0 | 0 | 0 | 0 | 0 | 0 | 0 | 0 | 0 | 0 | 0 | 0 | 0 | 0
| LED |  |  | 0 | 0 | 0 | 0 | 0 | 0 | 0 | 0 | 0 | 0 | 0 | 0 | 0 | 0 | 0 | 0 | 0 | 0 | 0 | 0 | 0 | 0 | 0 | 0 | 0 | 0
HID
| Mercury Vapor |  |  | 19 | 17 | 15 | 14 | 13 | 11 | 10 | 10 | 9 | 8 | 7 | 7 | 6 | 6 | 6 | 5 | 5 | 5 | 4 | 4 | 4 | 4 | 4 | 4 | 4 | 3
| Metal Halide |  |  | 148 | 196 | 242 | 284 | 322 | 357 | 388 | 416 | 443 | 468 | 491 | 513 | 533 | 551 | 569 | 585 | 600 | 615 | 629 | 642 | 655 | 667 | 679 | 690 | 701 | 711
| High Pressure Sodium |  |  | 283 | 253 | 227 | 203 | 182 | 163 | 147 | 132 | 119 | 107 | 96 | 87 | 78 | 71 | 64 | 58 | 53 | 48 | 43 | 40 | 36 | 33 | 30 | 28 | 26 | 24
| Low Pressure Sodium |  |  | 3 | 3 | 3 | 2 | 2 | 2 | 2 | 1 | 1 | 1 | 1 | 1 | 1 | 1 | 1 | 1 | 1 | 0 | 0 | 0 | 0 | 0 | 0 | 0 | 0 | 0
| LED |  |  | 0 | 0 | 0 | 0 | 0 | 0 | 1 | 1 | 1 | 1 | 1 | 1 | 1 | 1 | 1 | 1 | 1 | 1 | 1 | 1 | 1 | 1 | 1 | 1 | 1 | 1
Miscellaneous
| Incandescent Other |  |  | 22 | 2 | 0 | 0 | 0 | 0 | 0 | 0 | 0 | 0 | 0 | 0 | 0 | 0 | 0 | 0 | 0 | 0 | 0 | 0 | 0 | 0 | 0 | 0 | 0 | 0
| Halogen Reflector Other |  |  | 7 | 4 | 2 | 1 | 1 | 0 | 0 | 0 | 0 | 0 | 0 | 0 | 0 | 0 | 0 | 0 | 0 | 0 | 0 | 0 | 0 | 0 | 0 | 0 | 0 | 0
| CFL Other |  |  | 5 | 5 | 5 | 5 | 5 | 5 | 5 | 5 | 5 | 5 | 5 | 5 | 5 | 4 | 4 | 4 | 4 | 4 | 4 | 4 | 4 | 4 | 4 | 4 | 4 | 4
| Linear Fluorescent Other |  |  | 33 | 33 | 34 | 34 | 35 | 35 | 35 | 35 | 36 | 36 | 36 | 36 | 37 | 37 | 37 | 38 | 38 | 38 | 39 | 39 | 39 | 40 | 40 | 40 | 41 | 41
| LED |  |  | 7 | 11 | 12 | 13 | 13 | 14 | 14 | 15 | 15 | 15 | 16 | 16 | 16 | 16 | 17 | 17 | 17 | 18 | 18 | 18 | 19 | 19 | 19 | 20 | 20 | 20
| T5 less than 4 ft. (res. only) |  |  | 0 | 0 | 0 | 0 | 0 | 0 | 0 | 0 | 0 | 0 | 0 | 0 | 0 | 0 | 0 | 0 | 0 | 0 | 0 | 0 | 0 | 0 | 0 | 0 | 0 | 0
Active Case Unit Sales (1000 units) |  |  |  | Frozen Efficiency 2010: From System_Total_Mkt
Submarket
Lamp Type
GSL - Medium Screw
| Incandescent MSB |  |  |  | 0 | 0 | 0 | 0 | 0 | 0 | 0 | 0 | 0 | 0 | 0 | 0 | 0 | 0 | 0 | 0 | 0 | 0 | 0 | 0 | 0 | 0 | 0 | 0 | 0
| Halogen MSB |  |  |  | 0 | 0 | 0 | 0 | 0 | 0 | 0 | 0 | 0 | 0 | 0 | 0 | 0 | 0 | 0 | 0 | 0 | 0 | 0 | 0 | 0 | 0 | 0 | 0 | 0
| CFL MSB |  |  |  | 0 | 0 | 0 | 0 | 0 | 0 | 0 | 0 | 0 | 0 | 0 | 0 | 0 | 0 | 0 | 0 | 0 | 0 | 0 | 0 | 0 | 0 | 0 | 0 | 0
| LED |  |  |  | 0 | 0 | 0 | 0 | 0 | 0 | 0 | 0 | 0 | 0 | 0 | 0 | 0 | 0 | 0 | 0 | 0 | 0 | 0 | 0 | 0 | 0 | 0 | 0 | 0
Reflectors
| Incandescent Reflector |  |  |  | 0 | 0 | 0 | 0 | 0 | 0 | 0 | 0 | 0 | 0 | 0 | 0 | 0 | 0 | 0 | 0 | 0 | 0 | 0 | 0 | 0 | 0 | 0 | 0 | 0
| Halogen Reflector - screw |  |  |  | 0 | 0 | 0 | 0 | 0 | 0 | 0 | 0 | 0 | 0 | 0 | 0 | 0 | 0 | 0 | 0 | 0 | 0 | 0 | 0 | 0 | 0 | 0 | 0 | 0
| CFL Reflector |  |  |  | 0 | 0 | 0 | 0 | 0 | 0 | 0 | 0 | 0 | 0 | 0 | 0 | 0 | 0 | 0 | 0 | 0 | 0 | 0 | 0 | 0 | 0 | 0 | 0 | 0
| LED |  |  |  | 0 | 0 | 0 | 0 | 0 | 0 | 0 | 0 | 0 | 0 | 0 | 0 | 0 | 0 | 0 | 0 | 0 | 0 | 0 | 0 | 0 | 0 | 0 | 0 | 0
Linear Fluorescent
| T12 |  |  |  | 0 | 0 | 0 | 0 | 0 | 0 | 0 | 0 | 0 | 0 | 0 | 0 | 0 | 0 | 0 | 0 | 0 | 0 | 0 | 0 | 0 | 0 | 0 | 0 | 0
| T8 |  |  |  | 0 | 0 | 0 | 0 | 0 | 0 | 0 | 0 | 0 | 0 | 0 | 0 | 0 | 0 | 0 | 0 | 0 | 0 | 0 | 0 | 0 | 0 | 0 | 0 | 0
| T5* |  |  |  | 0 | 0 | 0 | 0 | 0 | 0 | 0 | 0 | 0 | 0 | 0 | 0 | 0 | 0 | 0 | 0 | 0 | 0 | 0 | 0 | 0 | 0 | 0 | 0 | 0
| LED |  |  |  | 0 | 0 | 0 | 0 | 0 | 0 | 0 | 0 | 0 | 0 | 0 | 0 | 0 | 0 | 0 | 0 | 0 | 0 | 0 | 0 | 0 | 0 | 0 | 0 | 0
HID
| Mercury Vapor |  |  |  | 32 | 29 | 27 | 24 | 22 | 20 | 19 | 17 | 16 | 15 | 14 | 13 | 12 | 12 | 11 | 11 | 10 | 10 | 9 | 9 | 9 | 8 | 8 | 8 | 8
| Metal Halide |  |  |  | 717 | 808 | 888 | 960 | 1025 | 1081 | 1136 | 1192 | 1240 | 1288 | 1329 | 1368 | 1404 | 1439 | 1471 | 1500 | 1530 | 1559 | 1586 | 1611 | 1634 | 1657 | 1679 | 1701 | 1722
| High Pressure Sodium |  |  |  | 304 | 272 | 244 | 219 | 197 | 177 | 159 | 144 | 130 | 117 | 106 | 96 | 87 | 79 | 72 | 65 | 60 | 55 | 50 | 46 | 42 | 39 | 36 | 33 | 31
| Low Pressure Sodium |  |  |  | 8 | 8 | 7 | 6 | 5 | 5 | 4 | 4 | 3 | 3 | 3 | 3 | 2 | 2 | 2 | 2 | 1 | 1 | 1 | 1 | 1 | 1 | 1 | 1 | 1
| LED |  |  |  | 2 | 2 | 2 | 2 | 2 | 2 | 2 | 2 | 2 | 2 | 2 | 2 | 2 | 2 | 2 | 2 | 2 | 2 | 2 | 2 | 2 | 2 | 2 | 2 | 2
Miscellaneous
| Incandescent Other |  |  |  | 68 | 7 | 1 | 0 | 0 | 0 | 0 | 0 | 0 | 0 | 0 | 0 | 0 | 0 | 0 | 0 | 0 | 0 | 0 | 0 | 0 | 0 | 0 | 0 | 0
| Halogen Reflector Other |  |  |  | 82 | 46 | 26 | 15 | 8 | 5 | 3 | 2 | 1 | 0 | 0 | 0 | 0 | 0 | 0 | 0 | 0 | 0 | 0 | 0 | 0 | 0 | 0 | 0 | 0
| CFL Other |  |  |  | 158 | 158 | 158 | 157 | 157 | 156 | 155 | 155 | 154 | 154 | 153 | 152 | 151 | 151 | 150 | 149 | 148 | 147 | 147 | 146 | 145 | 144 | 143 | 142 | 141
| Linear Fluorescent Other |  |  |  | 328 | 332 | 334 | 336 | 338 | 339 | 341 | 345 | 347 | 350 | 352 | 354 | 356 | 357 | 360 | 361 | 362 | 365 | 367 | 368 | 371 | 372 | 374 | 376 | 378
| LED |  |  |  | 176 | 102 | 94 | 93 | 94 | 95 | 97 | 99 | 101 | 103 | 105 | 107 | 109 | 111 | 113 | 115 | 117 | 119 | 121 | 123 | 125 | 127 | 129 | 131 | 133
| T5 less than 4 ft. (res. only) |  |  |  | 0 | 0 | 0 | 0 | 0 | 0 | 0 | 0 | 0 | 0 | 0 | 0 | 0 | 0 | 0 | 0 | 0 | 0 | 0 | 0 | 0 | 0 | 0 | 0 | 0
Active Case Installed Stock (1000 units) |  |  |  | Installed Stock in Tlmhr/(lumens*operating hours)
Submarket
Lamp Type
GSL - Medium Screw
| Incandescent MSB |  |  | 0 | 0 | 0 | 0 | 0 | 0 | 0 | 0 | 0 | 0 | 0 | 0 | 0 | 0 | 0 | 0 | 0 | 0 | 0 | 0 | 0 | 0 | 0 | 0 | 0 | 0
| Halogen MSB |  |  | 0 | 0 | 0 | 0 | 0 | 0 | 0 | 0 | 0 | 0 | 0 | 0 | 0 | 0 | 0 | 0 | 0 | 0 | 0 | 0 | 0 | 0 | 0 | 0 | 0 | 0
| CFL MSB |  |  | 0 | 0 | 0 | 0 | 0 | 0 | 0 | 0 | 0 | 0 | 0 | 0 | 0 | 0 | 0 | 0 | 0 | 0 | 0 | 0 | 0 | 0 | 0 | 0 | 0 | 0
| LED |  |  | 0 | 0 | 0 | 0 | 0 | 0 | 0 | 0 | 0 | 0 | 0 | 0 | 0 | 0 | 0 | 0 | 0 | 0 | 0 | 0 | 0 | 0 | 0 | 0 | 0 | 0
Reflectors
| Incandescent Reflector |  |  | 0 | 0 | 0 | 0 | 0 | 0 | 0 | 0 | 0 | 0 | 0 | 0 | 0 | 0 | 0 | 0 | 0 | 0 | 0 | 0 | 0 | 0 | 0 | 0 | 0 | 0
| Halogen Reflector - screw |  |  | 0 | 0 | 0 | 0 | 0 | 0 | 0 | 0 | 0 | 0 | 0 | 0 | 0 | 0 | 0 | 0 | 0 | 0 | 0 | 0 | 0 | 0 | 0 | 0 | 0 | 0
| CFL Reflector |  |  | 0 | 0 | 0 | 0 | 0 | 0 | 0 | 0 | 0 | 0 | 0 | 0 | 0 | 0 | 0 | 0 | 0 | 0 | 0 | 0 | 0 | 0 | 0 | 0 | 0 | 0
| LED |  |  | 0 | 0 | 0 | 0 | 0 | 0 | 0 | 0 | 0 | 0 | 0 | 0 | 0 | 0 | 0 | 0 | 0 | 0 | 0 | 0 | 0 | 0 | 0 | 0 | 0 | 0
Linear Fluorescent
| T12 |  |  | 0 | 0 | 0 | 0 | 0 | 0 | 0 | 0 | 0 | 0 | 0 | 0 | 0 | 0 | 0 | 0 | 0 | 0 | 0 | 0 | 0 | 0 | 0 | 0 | 0 | 0
| T8 |  |  | 0 | 0 | 0 | 0 | 0 | 0 | 0 | 0 | 0 | 0 | 0 | 0 | 0 | 0 | 0 | 0 | 0 | 0 | 0 | 0 | 0 | 0 | 0 | 0 | 0 | 0
| T5* |  |  | 0 | 0 | 0 | 0 | 0 | 0 | 0 | 0 | 0 | 0 | 0 | 0 | 0 | 0 | 0 | 0 | 0 | 0 | 0 | 0 | 0 | 0 | 0 | 0 | 0 | 0
| LED |  |  | 0 | 0 | 0 | 0 | 0 | 0 | 0 | 0 | 0 | 0 | 0 | 0 | 0 | 0 | 0 | 0 | 0 | 0 | 0 | 0 | 0 | 0 | 0 | 0 | 0 | 0
HID
| Mercury Vapor |  |  | 151.648 | 137.051 | 124.111 | 112.623 | 102.412 | 93.337 | 85.254 | 78.067 | 71.695 | 66.028 | 60.999 | 56.521 | 52.537 | 48.993 | 45.843 | 43.044 | 40.55 | 38.342 | 36.399 | 34.684 | 33.162 | 31.818 | 30.634 | 29.592 | 28.673 | 27.867
| Metal Halide |  |  | 1071.518 | 1435.294 | 1770.962 | 2077.18 | 2354.665 | 2607.495 | 2834.064 | 3041.704 | 3238.804 | 3420.501 | 3591.841 | 3749.059 | 3894.794 | 4030.435 | 4157.562 | 4276.952 | 4387.365 | 4493.731 | 4596.917 | 4695.621 | 4788.869 | 4877.499 | 4962.518 | 5044.281 | 5123.171 | 5199.371
| High Pressure Sodium |  |  | 2103.572 | 1881.791 | 1684.61 | 1509.182 | 1353.011 | 1213.918 | 1089.946 | 979.421 | 880.875 | 792.938 | 714.451 | 644.341 | 581.693 | 525.69 | 475.611 | 430.81 | 390.704 | 354.811 | 322.796 | 294.208 | 268.564 | 245.634 | 225.12 | 206.753 | 190.247 | 175.457
| Low Pressure Sodium |  |  | 52.824 | 47.182 | 42.163 | 37.697 | 33.72 | 30.178 | 27.02 | 24.204 | 21.692 | 19.449 | 17.445 | 15.655 | 14.055 | 12.624 | 11.343 | 10.196 | 9.169 | 8.249 | 7.427 | 6.691 | 6.031 | 5.44 | 4.911 | 4.436 | 4.008 | 3.624
| LED |  |  | 0 | 1.549 | 2.808 | 3.812 | 4.602 | 5.229 | 5.705 | 6.089 | 6.439 | 6.726 | 6.981 | 7.184 | 7.352 | 7.494 | 7.62 | 7.731 | 7.819 | 7.913 | 8.014 | 8.11 | 8.194 | 8.269 | 8.341 | 8.411 | 8.479 | 8.545
Miscellaneous
| Incandescent Other |  |  | 646.745 | 68.419 | 7.248 | 0.768 | 0.081 | 0.009 | 0.001 | 0 | 0 | 0 | 0 | 0 | 0 | 0 | 0 | 0 | 0 | 0 | 0 | 0 | 0 | 0 | 0 | 0 | 0 | 0
| Halogen Reflector Other |  |  | 145.984 | 82.43 | 46.604 | 26.349 | 14.887 | 8.408 | 4.743 | 2.675 | 1.51 | 0.853 | 0.482 | 0.272 | 0.153 | 0.086 | 0.049 | 0.027 | 0.015 | 0.009 | 0.005 | 0.003 | 0.002 | 0.001 | 0 | 0 | 0 | 0
| CFL Other |  |  | 437.589 | 436.04 | 435.051 | 434.063 | 432.804 | 431.391 | 429.417 | 427.382 | 425.875 | 424.254 | 422.83 | 421.129 | 419.283 | 417.319 | 415.29 | 413.19 | 410.855 | 408.635 | 406.555 | 404.46 | 402.225 | 399.896 | 397.519 | 395.096 | 392.628 | 390.116
| Linear Fluorescent Other |  |  | 1057.359 | 1068.403 | 1080.992 | 1093.758 | 1106.001 | 1117.997 | 1128.647 | 1139.237 | 1151.377 | 1163.339 | 1175.992 | 1188.004 | 1199.722 | 1211.211 | 1222.638 | 1233.949 | 1244.654 | 1255.811 | 1267.495 | 1279.242 | 1290.644 | 1301.813 | 1312.91 | 1323.93 | 1334.852 | 1345.688
| LED |  |  | 213.842 | 346.669 | 378.728 | 396.145 | 409.564 | 421.24 | 431.513 | 441.297 | 451.483 | 461.493 | 471.764 | 481.772 | 491.683 | 501.532 | 511.371 | 521.207 | 530.793 | 540.608 | 550.713 | 560.881 | 570.92 | 580.902 | 590.88 | 600.851 | 610.824 | 620.785
| T5 less than 4 ft. (res. only) |  |  | 0 | 0 | 0 | 0 | 0 | 0 | 0 | 0 | 0 | 0 | 0 | 0 | 0 | 0 | 0 | 0 | 0 | 0 | 0 | 0 | 0 | 0 | 0 | 0 | 0 | 0
Active Case Energy Density (kWh/sq2) |  |  |  | Site Energy/Square_Feet
Submarket
Lamp Type
GSL - Medium Screw
Incandescent MSB
Halogen MSB
CFL MSB
LED
Reflectors
Incandescent Reflector
Halogen Reflector - screw
CFL Reflector
LED
Linear Fluorescent
T12
T8
T5*
LED
HID
Mercury Vapor
Metal Halide
High Pressure Sodium
Low Pressure Sodium
LED
Miscellaneous
Incandescent Other
Halogen Reflector Other
CFL Other
Linear Fluorescent Other
LED
T5 less than 4 ft. (res. only)
Active Case Power Density (W/ft2) |  |  |  | Energy Density/Hours of Operation
Submarket
Lamp Type
GSL - Medium Screw
Incandescent MSB
Halogen MSB
CFL MSB
LED
Reflectors
Incandescent Reflector
Halogen Reflector - screw
CFL Reflector
LED
Linear Fluorescent
T12
T8
T5*
LED
HID
Mercury Vapor
Metal Halide
High Pressure Sodium
Low Pressure Sodium
LED
Miscellaneous
Incandescent Other
Halogen Reflector Other
CFL Other
Linear Fluorescent Other
LED
T5 less than 4 ft. (res. only)
|  |  |  | 0 | 0 | 0 | 0 | 0 | 0 | 0 | 0 | 0 | 0 | 0 | 0 | 0 | 0 | 0 | 0 | 0 | 0 | 0 | 0 | 0 | 0 | 0 | 0 | 0 | 0

## Out_Results
Compare #1 | These results show the impact of standards relative to the Sixth Plan by keeping everything besides the standards constant.
GSL_MB
| 2010 | 2011 | 2012 | 2013 | 2014 | 2015 | 2016 | 2017 | 2018 | 2019 | 2020 | 2021 | 2022 | 2023 | 2024 | 2025 | 2026 | 2027 | 2028 | 2029 | 2030 | 2031 | 2032 | 2033 | 2034 | 2035
Pre-case Frozen | 0 | 0 | 0 | 0 | 0 | 0 | 0 | 0 | 0 | 0 | 0 | 0 | 0 | 0 | 0 | 0 | 0 | 0 | 0 | 0 | 0 | 0 | 0 | 0 | 0 | 0
Post-case Frozen | 0 | 0 | 0 | 0 | 0 | 0 | 0 | 0 | 0 | 0 | 0 | 0 | 0 | 0 | 0 | 0 | 0 | 0 | 0 | 0 | 0 | 0 | 0 | 0 | 0 | 0
Cumulative (DOE) | 0 | 0 | 0 | 0 | 0 | 0 | 0 | 0 | 0 | 0 | 0 | 0 | 0 | 0 | 0 | 0 | 0 | 0 | 0 | 0 | 0 | 0 | 0 | 0 | 0 | 0
First Year Savings |  | 0 | 0 | 0 | 0 | 0 | 0 | 0 | 0 | 0 | 0 | 0 | 0 | 0 | 0 | 0 | 0 | 0 | 0 | 0 | 0 | 0 | 0 | 0 | 0 | 0
0
Reflectors
| 2010 | 2011 | 2012 | 2013 | 2014 | 2015 | 2016 | 2017 | 2018 | 2019 | 2020 | 2021 | 2022 | 2023 | 2024 | 2025 | 2026 | 2027 | 2028 | 2029 | 2030 | 2031 | 2032 | 2033 | 2034 | 2035
Pre-case Frozen | 0 | 0 | 0 | 0 | 0 | 0 | 0 | 0 | 0 | 0 | 0 | 0 | 0 | 0 | 0 | 0 | 0 | 0 | 0 | 0 | 0 | 0 | 0 | 0 | 0 | 0
Post-case Frozen | 0 | 0 | 0 | 0 | 0 | 0 | 0 | 0 | 0 | 0 | 0 | 0 | 0 | 0 | 0 | 0 | 0 | 0 | 0 | 0 | 0 | 0 | 0 | 0 | 0 | 0
Cumulative (DOE) | 0 | 0 | 0 | 0 | 0 | 0 | 0 | 0 | 0 | 0 | 0 | 0 | 0 | 0 | 0 | 0 | 0 | 0 | 0 | 0 | 0 | 0 | 0 | 0 | 0 | 0
First Year Savings |  | 0 | 0 | 0 | 0 | 0 | 0 | 0 | 0 | 0 | 0 | 0 | 0 | 0 | 0 | 0 | 0 | 0 | 0 | 0 | 0 | 0 | 0 | 0 | 0 | 0
LF
| 2010 | 2011 | 2012 | 2013 | 2014 | 2015 | 2016 | 2017 | 2018 | 2019 | 2020 | 2021 | 2022 | 2023 | 2024 | 2025 | 2026 | 2027 | 2028 | 2029 | 2030 | 2031 | 2032 | 2033 | 2034 | 2035
Pre-case Frozen | 0 | 0 | 0 | 0 | 0 | 0 | 0 | 0 | 0 | 0 | 0 | 0 | 0 | 0 | 0 | 0 | 0 | 0 | 0 | 0 | 0 | 0 | 0 | 0 | 0 | 0
Post-case Frozen | 0 | 0 | 0 | 0 | 0 | 0 | 0 | 0 | 0 | 0 | 0 | 0 | 0 | 0 | 0 | 0 | 0 | 0 | 0 | 0 | 0 | 0 | 0 | 0 | 0 | 0
Cumulative (DOE) | 0 | 0 | 0 | 0 | 0 | 0 | 0 | 0 | 0 | 0 | 0 | 0 | 0 | 0 | 0 | 0 | 0 | 0 | 0 | 0 | 0 | 0 | 0 | 0 | 0 | 0
First Year Savings |  | 0 | 0 | 0 | 0 | 0 | 0 | 0 | 0 | 0 | 0 | 0 | 0 | 0 | 0 | 0 | 0 | 0 | 0 | 0 | 0 | 0 | 0 | 0 | 0 | 0
HID
| 2010 | 2011 | 2012 | 2013 | 2014 | 2015 | 2016 | 2017 | 2018 | 2019 | 2020 | 2021 | 2022 | 2023 | 2024 | 2025 | 2026 | 2027 | 2028 | 2029 | 2030 | 2031 | 2032 | 2033 | 2034 | 2035
Pre-case Frozen | 453 | 471 | 489 | 505 | 521 | 535 | 550 | 563 | 576 | 588 | 600 | 612 | 622 | 634 | 645 | 654 | 664 | 673 | 681 | 692 | 700 | 710 | 718 | 728 | 737 | 744
Post-case Frozen | 453 | 469 | 487 | 503 | 519 | 533 | 548 | 560 | 573 | 585 | 596 | 609 | 619 | 630 | 641 | 650 | 660 | 669 | 677 | 687 | 696 | 705 | 714 | 723 | 732 | 739
Cumulative (DOE) | 0 | 2.1811 | 2.1811 | 2.1811 | 2.1811 | 2.1811 | 2.1811 | 3.2717 | 3.2717 | 3.2717 | 4.3622 | 3.2717 | 3.2717 | 4.3622 | 4.3622 | 4.3622 | 4.3622 | 4.3622 | 4.3622 | 5.4528 | 4.3622 | 5.4528 | 4.3622 | 5.4528 | 5.4528 | 5.4528
First Year Savings |  | 2.1811 | 0 | 0 | 0 | 0 | 0 | 1.0906 | 0 | 0 | 1.0906 | -1.0906 | 0 | 1.0906 | 0 | 0 | 0 | 0 | 0 | 1.0906 | -1.0906 | 1.0906 | -1.0906 | 1.0906 | 0 | 0
Misc
| 2010 | 2011 | 2012 | 2013 | 2014 | 2015 | 2016 | 2017 | 2018 | 2019 | 2020 | 2021 | 2022 | 2023 | 2024 | 2025 | 2026 | 2027 | 2028 | 2029 | 2030 | 2031 | 2032 | 2033 | 2034 | 2035
Pre-case Frozen | 74 | 55 | 53 | 53 | 54 | 54 | 54 | 56 | 56 | 56 | 58 | 58 | 58 | 58 | 59 | 60 | 60 | 61 | 62 | 62 | 63 | 64 | 64 | 65 | 66 | 66
Post-case Frozen | 74 | 55 | 53 | 53 | 54 | 54 | 54 | 55 | 56 | 56 | 57 | 57 | 58 | 57 | 58 | 59 | 59 | 60 | 61 | 61 | 62 | 63 | 63 | 64 | 65 | 65
Cumulative (DOE) | 0 | 0 | 0 | 0 | 0 | 0 | 0 | 1.0906 | 0 | 0 | 1.0906 | 1.0906 | 0 | 1.0906 | 1.0906 | 1.0906 | 1.0906 | 1.0906 | 1.0906 | 1.0906 | 1.0906 | 1.0906 | 1.0906 | 1.0906 | 1.0906 | 1.0906
First Year Savings |  | 0 | 0 | 0 | 0 | 0 | 0 | 1.0906 | -1.0906 | 0 | 1.0906 | 0 | -1.0906 | 1.0906 | 0 | 0 | 0 | 0 | 0 | 0 | 0 | 0 | 0 | 0 | 0 | 0
Total |  | 2.1811 | 0 | 0 | 0 | 0 | 0 | 2.1811 | -1.0906 | 0 | 2.1811 | -1.0906 | -1.0906 | 2.1811 | 0 | 0 | 0 | 0 | 0 | 1.0906 | -1.0906 | 1.0906 | -1.0906 | 1.0906 | 0 | 0

## PreC_Res
Energy Consumption and Sales |  |  |  | Efficiency Case | General Service Fluorescent Lamp | Fluorescent Ballast | Mercury Vapor | Metal Halide | General Service Incandescent | Halogen Reflector | Candelabra
Residential Sector |  |  |  | Frozen Efficiency | No | No | Yes | No | Yes | No | No
|  |  |  | 2010 | 2011 | 2012 | 2013 | 2014 | 2015 | 2016 | 2017 | 2018 | 2019 | 2020 | 2021 | 2022 | 2023 | 2024 | 2025 | 2026 | 2027 | 2028 | 2029 | 2030 | 2031 | 2032 | 2033 | 2034 | 2035
Active Case Lighting Consumption (Tlm-hr)
Submarket
Lamp Type
GSL - Medium Screw
| Incandescent MSB |  |  | 55.284 | 51.431 | 46.363 | 37.097 | 28.439 | 20.758 | 12.862 | 8.76 | 6.61 | 5.475 | 4.876 | 4.564 | 4.412 | 4.348 | 4.336 | 4.355 | 4.393 | 4.441 | 4.496 | 4.554 | 4.615 | 4.68 | 4.745 | 4.811 | 4.876 | 4.94
| Halogen MSB |  |  | 0.955 | 0.925 | 2.256 | 6.501 | 10.998 | 14.093 | 16.667 | 17.315 | 17.238 | 16.962 | 16.7 | 16.516 | 16.433 | 16.438 | 16.511 | 16.641 | 16.808 | 16.997 | 17.196 | 17.407 | 17.629 | 17.869 | 18.107 | 18.343 | 18.576 | 18.805
| CFL MSB |  |  | 38.399 | 44.605 | 50.761 | 58.273 | 64.903 | 71.985 | 79.816 | 85.756 | 90.455 | 94.326 | 97.635 | 100.538 | 103.177 | 105.63 | 107.947 | 110.178 | 112.337 | 114.426 | 116.451 | 118.428 | 120.379 | 122.332 | 124.256 | 126.151 | 128.016 | 129.849
| LED |  |  | 0 | 0.013 | 0.026 | 0.035 | 0.043 | 0.051 | 0.06 | 0.069 | 0.076 | 0.084 | 0.091 | 0.098 | 0.104 | 0.11 | 0.116 | 0.122 | 0.127 | 0.132 | 0.137 | 0.141 | 0.146 | 0.15 | 0.154 | 0.158 | 0.162 | 0.165
Reflectors
| Incandescent Reflector |  |  | 9.891 | 8.725 | 7.929 | 7.398 | 7.054 | 6.846 | 6.736 | 6.695 | 6.703 | 6.746 | 6.815 | 6.901 | 7 | 7.107 | 7.221 | 7.34 | 7.462 | 7.585 | 7.706 | 7.828 | 7.95 | 8.073 | 8.196 | 8.317 | 8.437 | 8.555
| Halogen Reflector - screw |  |  | 7.501 | 9.039 | 10.235 | 11.185 | 11.949 | 12.586 | 13.13 | 13.605 | 14.029 | 14.417 | 14.779 | 15.119 | 15.445 | 15.761 | 16.07 | 16.374 | 16.672 | 16.964 | 17.248 | 17.527 | 17.804 | 18.083 | 18.359 | 18.63 | 18.897 | 19.159
| CFL Reflector |  |  | 3.224 | 3.354 | 3.479 | 3.6 | 3.715 | 3.827 | 3.936 | 4.042 | 4.146 | 4.248 | 4.348 | 4.445 | 4.542 | 4.637 | 4.732 | 4.826 | 4.918 | 5.009 | 5.098 | 5.186 | 5.273 | 5.361 | 5.447 | 5.532 | 5.615 | 5.697
| LED |  |  | 0 | 0.006 | 0.011 | 0.017 | 0.022 | 0.027 | 0.031 | 0.035 | 0.039 | 0.043 | 0.047 | 0.05 | 0.053 | 0.057 | 0.06 | 0.062 | 0.065 | 0.068 | 0.07 | 0.073 | 0.075 | 0.077 | 0.079 | 0.081 | 0.083 | 0.085
Linear Fluorescent
| T12 |  |  | 19.543 | 18.384 | 17.305 | 16.3 | 15.363 | 14.49 | 13.676 | 12.917 | 12.208 | 11.546 | 10.929 | 10.352 | 9.813 | 9.309 | 8.839 | 8.399 | 7.989 | 7.605 | 7.245 | 6.909 | 6.595 | 6.302 | 6.027 | 5.771 | 5.531 | 5.306
| T8 |  |  | 3.673 | 4.999 | 6.284 | 7.526 | 8.713 | 9.858 | 10.96 | 12.018 | 13.035 | 14.014 | 14.957 | 15.862 | 16.738 | 17.585 | 18.405 | 19.201 | 19.973 | 20.717 | 21.434 | 22.127 | 22.801 | 23.463 | 24.106 | 24.73 | 25.334 | 25.919
| T5* |  |  | 0 | 0.406 | 0.797 | 1.173 | 1.531 | 1.874 | 2.203 | 2.517 | 2.817 | 3.105 | 3.381 | 3.645 | 3.9 | 4.145 | 4.381 | 4.609 | 4.829 | 5.04 | 5.243 | 5.439 | 5.628 | 5.814 | 5.993 | 6.166 | 6.333 | 6.495
| LED |  |  | 0 | 0 | 0 | 0 | 0 | 0 | 0 | 0 | 0 | 0 | 0 | 0 | 0 | 0 | 0 | 0 | 0 | 0 | 0 | 0 | 0 | 0 | 0 | 0 | 0 | 0
HID
| Mercury Vapor |  |  | 0.027 | 0.025 | 0.024 | 0.023 | 0.022 | 0.021 | 0.02 | 0.019 | 0.018 | 0.017 | 0.017 | 0.016 | 0.015 | 0.015 | 0.014 | 0.014 | 0.013 | 0.013 | 0.012 | 0.012 | 0.011 | 0.011 | 0.011 | 0.011 | 0.01 | 0.01
| Metal Halide |  |  | 0.004 | 0.029 | 0.053 | 0.077 | 0.099 | 0.121 | 0.142 | 0.162 | 0.181 | 0.199 | 0.217 | 0.234 | 0.25 | 0.266 | 0.282 | 0.296 | 0.311 | 0.325 | 0.338 | 0.351 | 0.363 | 0.375 | 0.387 | 0.399 | 0.41 | 0.42
| High Pressure Sodium |  |  | 0.284 | 0.267 | 0.25 | 0.235 | 0.221 | 0.208 | 0.195 | 0.183 | 0.172 | 0.162 | 0.152 | 0.143 | 0.135 | 0.127 | 0.119 | 0.112 | 0.106 | 0.1 | 0.094 | 0.088 | 0.083 | 0.079 | 0.074 | 0.07 | 0.066 | 0.062
| Low Pressure Sodium |  |  | 0 | 0 | 0 | 0 | 0 | 0 | 0 | 0 | 0 | 0 | 0 | 0 | 0 | 0 | 0 | 0 | 0 | 0 | 0 | 0 | 0 | 0 | 0 | 0 | 0 | 0
| LED |  |  | 0 | 0.001 | 0.003 | 0.004 | 0.005 | 0.006 | 0.007 | 0.008 | 0.009 | 0.01 | 0.011 | 0.011 | 0.012 | 0.013 | 0.013 | 0.014 | 0.015 | 0.015 | 0.016 | 0.016 | 0.017 | 0.017 | 0.018 | 0.018 | 0.018 | 0.019
Miscellaneous
| Incandescent Other |  |  | 18.52 | 18.845 | 19.183 | 19.528 | 19.864 | 20.201 | 20.534 | 20.859 | 21.177 | 21.488 | 21.792 | 22.085 | 22.373 | 22.656 | 22.931 | 23.203 | 23.468 | 23.723 | 23.967 | 24.201 | 24.431 | 24.66 | 24.881 | 25.094 | 25.299 | 25.494
| Halogen Reflector Other |  |  | 3.126 | 3.2 | 3.276 | 3.355 | 3.433 | 3.511 | 3.59 | 3.668 | 3.746 | 3.822 | 3.899 | 3.973 | 4.048 | 4.122 | 4.195 | 4.268 | 4.341 | 4.412 | 4.482 | 4.55 | 4.618 | 4.687 | 4.754 | 4.821 | 4.886 | 4.949
| CFL Other |  |  | 3.232 | 3.311 | 3.392 | 3.476 | 3.559 | 3.643 | 3.728 | 3.811 | 3.894 | 3.977 | 4.059 | 4.139 | 4.22 | 4.3 | 4.379 | 4.458 | 4.537 | 4.615 | 4.69 | 4.765 | 4.839 | 4.914 | 4.988 | 5.061 | 5.132 | 5.203
| Linear Fluorescent Other |  |  | 3.707 | 3.796 | 3.888 | 3.983 | 4.077 | 4.171 | 4.267 | 4.361 | 4.454 | 4.547 | 4.64 | 4.731 | 4.821 | 4.911 | 5 | 5.089 | 5.178 | 5.265 | 5.35 | 5.433 | 5.517 | 5.6 | 5.683 | 5.764 | 5.844 | 5.923
| LED |  |  | 0.101 | 0.243 | 0.391 | 0.547 | 0.707 | 0.872 | 1.044 | 1.219 | 1.4 | 1.584 | 1.774 | 1.966 | 2.163 | 2.365 | 2.57 | 2.779 | 2.993 | 3.209 | 3.427 | 3.648 | 3.872 | 4.101 | 4.332 | 4.566 | 4.802 | 5.039
| T5 less than 4 ft. (res. only) |  |  | 0.131 | 0.134 | 0.137 | 0.141 | 0.144 | 0.147 | 0.151 | 0.154 | 0.157 | 0.161 | 0.164 | 0.167 | 0.171 | 0.174 | 0.177 | 0.18 | 0.183 | 0.187 | 0.19 | 0.193 | 0.196 | 0.199 | 0.202 | 0.205 | 0.207 | 0.21
Active Case Site Consumption (TWh) |  |  |  | Frozen Efficiency 2010: Tlm-hr/(effic iency lamp * efficiency ballast *fixture efficiency)
Submarket
Lamp Type
GSL - Medium Screw
| Incandescent MSB |  |  | 3.643 | 3.389 | 3.055 | 2.444 | 1.874 | 1.368 | 0.847 | 0.577 | 0.436 | 0.361 | 0.321 | 0.301 | 0.291 | 0.286 | 0.286 | 0.287 | 0.289 | 0.293 | 0.296 | 0.3 | 0.304 | 0.308 | 0.313 | 0.317 | 0.321 | 0.325
| Halogen MSB |  |  | 0.054 | 0.052 | 0.128 | 0.368 | 0.623 | 0.799 | 0.944 | 0.981 | 0.977 | 0.961 | 0.946 | 0.936 | 0.931 | 0.931 | 0.936 | 0.943 | 0.952 | 0.963 | 0.974 | 0.986 | 0.999 | 1.013 | 1.026 | 1.039 | 1.053 | 1.066
| CFL MSB |  |  | 0.616 | 0.715 | 0.814 | 0.935 | 1.041 | 1.154 | 1.28 | 1.375 | 1.451 | 1.513 | 1.566 | 1.612 | 1.655 | 1.694 | 1.731 | 1.767 | 1.802 | 1.835 | 1.868 | 1.899 | 1.931 | 1.962 | 1.993 | 2.023 | 2.053 | 2.082
| LED |  |  | 0 | 0 | 0.001 | 0.001 | 0.001 | 0.001 | 0.001 | 0.002 | 0.002 | 0.002 | 0.002 | 0.002 | 0.002 | 0.003 | 0.003 | 0.003 | 0.003 | 0.003 | 0.003 | 0.003 | 0.003 | 0.003 | 0.004 | 0.004 | 0.004 | 0.004
Reflectors
| Incandescent Reflector |  |  | 0.824 | 0.727 | 0.661 | 0.616 | 0.588 | 0.57 | 0.561 | 0.558 | 0.559 | 0.562 | 0.568 | 0.575 | 0.583 | 0.592 | 0.602 | 0.612 | 0.622 | 0.632 | 0.642 | 0.652 | 0.662 | 0.673 | 0.683 | 0.693 | 0.703 | 0.713
| Halogen Reflector - screw |  |  | 0.452 | 0.545 | 0.617 | 0.674 | 0.72 | 0.759 | 0.792 | 0.82 | 0.846 | 0.869 | 0.891 | 0.911 | 0.931 | 0.95 | 0.969 | 0.987 | 1.005 | 1.023 | 1.04 | 1.057 | 1.073 | 1.09 | 1.107 | 1.123 | 1.139 | 1.155
| CFL Reflector |  |  | 0.064 | 0.066 | 0.069 | 0.071 | 0.073 | 0.075 | 0.078 | 0.08 | 0.082 | 0.084 | 0.086 | 0.088 | 0.09 | 0.091 | 0.093 | 0.095 | 0.097 | 0.099 | 0.101 | 0.102 | 0.104 | 0.106 | 0.107 | 0.109 | 0.111 | 0.112
| LED |  |  | 0 | 0 | 0 | 0 | 0.001 | 0.001 | 0.001 | 0.001 | 0.001 | 0.001 | 0.001 | 0.001 | 0.001 | 0.001 | 0.001 | 0.001 | 0.002 | 0.002 | 0.002 | 0.002 | 0.002 | 0.002 | 0.002 | 0.002 | 0.002 | 0.002
Linear Fluorescent
| T12 |  |  | 0.354 | 0.333 | 0.314 | 0.295 | 0.278 | 0.263 | 0.248 | 0.234 | 0.221 | 0.209 | 0.198 | 0.188 | 0.178 | 0.169 | 0.16 | 0.152 | 0.145 | 0.138 | 0.131 | 0.125 | 0.12 | 0.114 | 0.109 | 0.105 | 0.1 | 0.096
| T8 |  |  | 0.062 | 0.084 | 0.105 | 0.126 | 0.146 | 0.165 | 0.184 | 0.201 | 0.218 | 0.235 | 0.251 | 0.266 | 0.28 | 0.295 | 0.308 | 0.322 | 0.335 | 0.347 | 0.359 | 0.371 | 0.382 | 0.393 | 0.404 | 0.414 | 0.424 | 0.434
| T5* |  |  | 0 | 0.004 | 0.009 | 0.013 | 0.017 | 0.021 | 0.024 | 0.028 | 0.031 | 0.034 | 0.037 | 0.04 | 0.043 | 0.046 | 0.048 | 0.051 | 0.053 | 0.056 | 0.058 | 0.06 | 0.062 | 0.064 | 0.066 | 0.068 | 0.07 | 0.072
| LED |  |  | 0 | 0 | 0 | 0 | 0 | 0 | 0 | 0 | 0 | 0 | 0 | 0 | 0 | 0 | 0 | 0 | 0 | 0 | 0 | 0 | 0 | 0 | 0 | 0 | 0 | 0
HID |  | mh STD ON
| Mercury Vapor | 0.13454 | 0.1334 | 0.001 | 0.001 | 0.001 | 0.001 | 0.001 | 0.001 | 0.001 | 0.001 | 0.001 | 0.001 | 0.001 | 0.001 | 0.001 | 0.001 | 0.001 | 0.001 | 0.001 | 0.001 | 0.001 | 0.001 | 0.001 | 0 | 0 | 0 | 0 | 0
| Metal Halide | 1.6327 | 1.6319 | 0 | 0.001 | 0.001 | 0.002 | 0.003 | 0.003 | 0.004 | 0.004 | 0.005 | 0.005 | 0.006 | 0.006 | 0.007 | 0.007 | 0.008 | 0.008 | 0.008 | 0.009 | 0.009 | 0.009 | 0.01 | 0.01 | 0.01 | 0.011 | 0.011 | 0.011
| High Pressure Sodium | 2.0335 | 2.0286 | 0.005 | 0.005 | 0.005 | 0.004 | 0.004 | 0.004 | 0.004 | 0.003 | 0.003 | 0.003 | 0.003 | 0.003 | 0.003 | 0.002 | 0.002 | 0.002 | 0.002 | 0.002 | 0.002 | 0.002 | 0.002 | 0.001 | 0.001 | 0.001 | 0.001 | 0.001
| Low Pressure Sodium | 0.022688 | 0.022688 | 0 | 0 | 0 | 0 | 0 | 0 | 0 | 0 | 0 | 0 | 0 | 0 | 0 | 0 | 0 | 0 | 0 | 0 | 0 | 0 | 0 | 0 | 0 | 0 | 0 | 0
| LED | 0.001191 | 0.001174 | 0 | 0 | 0 | 0 | 0 | 0 | 0 | 0 | 0 | 0 | 0 | 0 | 0 | 0 | 0 | 0 | 0 | 0 | 0 | 0 | 0 | 0 | 0 | 0 | 0 | 0
Miscellaneous
| Incandescent Other |  |  | 1.431 | 1.456 | 1.482 | 1.509 | 1.535 | 1.561 | 1.587 | 1.612 | 1.636 | 1.66 | 1.684 | 1.707 | 1.729 | 1.751 | 1.772 | 1.793 | 1.813 | 1.833 | 1.852 | 1.87 | 1.888 | 1.906 | 1.923 | 1.939 | 1.955 | 1.97
| Halogen Reflector Other |  |  | 0.18 | 0.184 | 0.188 | 0.193 | 0.197 | 0.202 | 0.206 | 0.211 | 0.215 | 0.22 | 0.224 | 0.228 | 0.232 | 0.237 | 0.241 | 0.245 | 0.249 | 0.253 | 0.257 | 0.261 | 0.265 | 0.269 | 0.273 | 0.277 | 0.281 | 0.284
| CFL Other |  |  | 0.052 | 0.054 | 0.055 | 0.056 | 0.058 | 0.059 | 0.06 | 0.062 | 0.063 | 0.064 | 0.066 | 0.067 | 0.068 | 0.07 | 0.071 | 0.072 | 0.073 | 0.075 | 0.076 | 0.077 | 0.078 | 0.08 | 0.081 | 0.082 | 0.083 | 0.084
| Linear Fluorescent Other |  |  | 0.072 | 0.074 | 0.075 | 0.077 | 0.079 | 0.081 | 0.083 | 0.084 | 0.086 | 0.088 | 0.09 | 0.092 | 0.093 | 0.095 | 0.097 | 0.099 | 0.1 | 0.102 | 0.104 | 0.105 | 0.107 | 0.108 | 0.11 | 0.112 | 0.113 | 0.115
| LED |  |  | 0.002 | 0.006 | 0.009 | 0.013 | 0.016 | 0.02 | 0.024 | 0.028 | 0.032 | 0.037 | 0.041 | 0.045 | 0.05 | 0.055 | 0.059 | 0.064 | 0.069 | 0.074 | 0.079 | 0.084 | 0.089 | 0.095 | 0.1 | 0.105 | 0.111 | 0.116
| T5 less than 4 ft. (res. only) |  |  | 0.002 | 0.002 | 0.002 | 0.002 | 0.003 | 0.003 | 0.003 | 0.003 | 0.003 | 0.003 | 0.003 | 0.003 | 0.003 | 0.003 | 0.003 | 0.003 | 0.003 | 0.003 | 0.003 | 0.003 | 0.003 | 0.004 | 0.004 | 0.004 | 0.004 | 0.004
Active Case Source Consumption (aMW) |  |  |  | Frozen Efficiency 2010: Site Consumption * Busbar
Submarket
Lamp Type
GSL - Medium Screw
| Incandescent MSB |  |  | 453 | 422 | 380 | 304 | 233 | 170 | 106 | 72 | 54 | 45 | 40 | 37 | 36 | 36 | 36 | 36 | 36 | 36 | 37 | 37 | 38 | 38 | 39 | 39 | 40 | 41
| Halogen MSB |  |  | 7 | 7 | 16 | 46 | 78 | 99 | 118 | 122 | 122 | 120 | 118 | 117 | 116 | 116 | 116 | 117 | 119 | 120 | 121 | 123 | 124 | 126 | 128 | 129 | 131 | 133
| CFL MSB |  |  | 77 | 89 | 101 | 116 | 130 | 144 | 159 | 171 | 181 | 188 | 195 | 201 | 206 | 211 | 216 | 220 | 224 | 228 | 233 | 236 | 240 | 244 | 248 | 252 | 256 | 259
| LED |  |  | 0 | 0 | 0 | 0 | 0 | 0 | 0 | 0 | 0 | 0 | 0 | 0 | 0 | 0 | 0 | 0 | 0 | 0 | 0 | 0 | 0 | 0 | 0 | 0 | 0 | 0
Reflectors
| Incandescent Reflector |  |  | 103 | 91 | 82 | 77 | 73 | 71 | 70 | 69 | 70 | 70 | 71 | 72 | 73 | 74 | 75 | 76 | 77 | 79 | 80 | 81 | 82 | 84 | 85 | 86 | 88 | 89
| Halogen Reflector - screw |  |  | 56 | 68 | 77 | 84 | 90 | 94 | 99 | 102 | 105 | 108 | 111 | 113 | 116 | 118 | 121 | 123 | 125 | 127 | 129 | 132 | 134 | 136 | 138 | 140 | 142 | 144
| CFL Reflector |  |  | 8 | 8 | 9 | 9 | 9 | 9 | 10 | 10 | 10 | 10 | 11 | 11 | 11 | 11 | 12 | 12 | 12 | 12 | 13 | 13 | 13 | 13 | 13 | 14 | 14 | 14
| LED |  |  | 0 | 0 | 0 | 0 | 0 | 0 | 0 | 0 | 0 | 0 | 0 | 0 | 0 | 0 | 0 | 0 | 0 | 0 | 0 | 0 | 0 | 0 | 0 | 0 | 0 | 0
Linear Fluorescent
| T12 |  |  | 44 | 41 | 39 | 37 | 35 | 33 | 31 | 29 | 28 | 26 | 25 | 23 | 22 | 21 | 20 | 19 | 18 | 17 | 16 | 16 | 15 | 14 | 14 | 13 | 12 | 12
| T8 |  |  | 8 | 10 | 13 | 16 | 18 | 21 | 23 | 25 | 27 | 29 | 31 | 33 | 35 | 37 | 38 | 40 | 42 | 43 | 45 | 46 | 48 | 49 | 50 | 52 | 53 | 54
| T5* |  |  | 0 | 1 | 1 | 2 | 2 | 3 | 3 | 3 | 4 | 4 | 5 | 5 | 5 | 6 | 6 | 6 | 7 | 7 | 7 | 7 | 8 | 8 | 8 | 8 | 9 | 9
| LED |  |  | 0 | 0 | 0 | 0 | 0 | 0 | 0 | 0 | 0 | 0 | 0 | 0 | 0 | 0 | 0 | 0 | 0 | 0 | 0 | 0 | 0 | 0 | 0 | 0 | 0 | 0
HID
| Mercury Vapor |  |  | 0 | 0 | 0 | 0 | 0 | 0 | 0 | 0 | 0 | 0 | 0 | 0 | 0 | 0 | 0 | 0 | 0 | 0 | 0 | 0 | 0 | 0 | 0 | 0 | 0 | 0
| Metal Halide |  |  | 0 | 0 | 0 | 0 | 0 | 0 | 0 | 1 | 1 | 1 | 1 | 1 | 1 | 1 | 1 | 1 | 1 | 1 | 1 | 1 | 1 | 1 | 1 | 1 | 1 | 1
| High Pressure Sodium |  |  | 1 | 1 | 1 | 1 | 1 | 0 | 0 | 0 | 0 | 0 | 0 | 0 | 0 | 0 | 0 | 0 | 0 | 0 | 0 | 0 | 0 | 0 | 0 | 0 | 0 | 0
| Low Pressure Sodium |  |  | 0 | 0 | 0 | 0 | 0 | 0 | 0 | 0 | 0 | 0 | 0 | 0 | 0 | 0 | 0 | 0 | 0 | 0 | 0 | 0 | 0 | 0 | 0 | 0 | 0 | 0
| LED |  |  | 0 | 0 | 0 | 0 | 0 | 0 | 0 | 0 | 0 | 0 | 0 | 0 | 0 | 0 | 0 | 0 | 0 | 0 | 0 | 0 | 0 | 0 | 0 | 0 | 0 | 0
Miscellaneous
| Incandescent Other |  |  | 178 | 181 | 185 | 188 | 191 | 194 | 198 | 201 | 204 | 207 | 210 | 212 | 215 | 218 | 221 | 223 | 226 | 228 | 231 | 233 | 235 | 237 | 239 | 241 | 243 | 245
| Halogen Reflector Other |  |  | 22 | 23 | 23 | 24 | 25 | 25 | 26 | 26 | 27 | 27 | 28 | 28 | 29 | 29 | 30 | 31 | 31 | 32 | 32 | 33 | 33 | 34 | 34 | 34 | 35 | 35
| CFL Other |  |  | 7 | 7 | 7 | 7 | 7 | 7 | 8 | 8 | 8 | 8 | 8 | 8 | 9 | 9 | 9 | 9 | 9 | 9 | 9 | 10 | 10 | 10 | 10 | 10 | 10 | 10
| Linear Fluorescent Other |  |  | 9 | 9 | 9 | 10 | 10 | 10 | 10 | 11 | 11 | 11 | 11 | 11 | 12 | 12 | 12 | 12 | 12 | 13 | 13 | 13 | 13 | 14 | 14 | 14 | 14 | 14
| LED |  |  | 0 | 1 | 1 | 2 | 2 | 3 | 3 | 3 | 4 | 5 | 5 | 6 | 6 | 7 | 7 | 8 | 9 | 9 | 10 | 10 | 11 | 12 | 12 | 13 | 14 | 14
| T5 less than 4 ft. (res. only) |  |  | 0 | 0 | 0 | 0 | 0 | 0 | 0 | 0 | 0 | 0 | 0 | 0 | 0 | 0 | 0 | 0 | 0 | 0 | 0 | 0 | 0 | 0 | 0 | 0 | 0 | 0
Active Case Unit Sales (1000 units) |  |  |  | Frozen Efficiency 2010: From System_Total_Mkt
Submarket
Lamp Type
GSL - Medium Screw
| Incandescent MSB |  |  |  | 44838 | 39000 | 26567 | 18984 | 12644 | 5043 | 4571 | 4289 | 4128 | 4043 | 4006 | 4004 | 4024 | 4059 | 4104 | 4156 | 4211 | 4268 | 4326 | 4386 | 4450 | 4512 | 4573 | 4634 | 4693
| Halogen MSB |  |  |  | 833 | 3535 | 10626 | 15106 | 16505 | 18357 | 16907 | 16058 | 15588 | 15357 | 15269 | 15298 | 15396 | 15539 | 15721 | 15917 | 16116 | 16316 | 16524 | 16745 | 16988 | 17210 | 17428 | 17642 | 17852
| CFL MSB |  |  |  | 17841 | 18928 | 22405 | 22318 | 24344 | 26958 | 25211 | 24214 | 23691 | 23462 | 23396 | 23494 | 23674 | 23906 | 24196 | 24494 | 24785 | 25068 | 25370 | 25698 | 26071 | 26390 | 26704 | 27010 | 27308
| LED |  |  |  | 23 | 24 | 19 | 19 | 21 | 23 | 23 | 23 | 24 | 24 | 24 | 24 | 25 | 25 | 25 | 26 | 26 | 26 | 26 | 27 | 27 | 27 | 27 | 28 | 28
Reflectors
| Incandescent Reflector |  |  |  | 3866 | 3917 | 3980 | 4045 | 4120 | 4199 | 4278 | 4359 | 4442 | 4526 | 4607 | 4691 | 4775 | 4858 | 4943 | 5026 | 5107 | 5185 | 5263 | 5342 | 5425 | 5503 | 5580 | 5655 | 5729
| Halogen Reflector - screw |  |  |  | 5561 | 5642 | 5739 | 5830 | 5939 | 6053 | 6164 | 6278 | 6395 | 6512 | 6624 | 6743 | 6861 | 6978 | 7098 | 7215 | 7326 | 7434 | 7542 | 7654 | 7772 | 7880 | 7987 | 8091 | 8193
| CFL Reflector |  |  |  | 1019 | 1038 | 1058 | 1074 | 1095 | 1115 | 1134 | 1154 | 1174 | 1194 | 1212 | 1233 | 1253 | 1272 | 1293 | 1313 | 1331 | 1348 | 1366 | 1385 | 1406 | 1423 | 1441 | 1458 | 1474
| LED |  |  |  | 11 | 12 | 12 | 12 | 13 | 13 | 13 | 13 | 13 | 13 | 14 | 14 | 14 | 14 | 14 | 14 | 15 | 15 | 15 | 15 | 15 | 15 | 16 | 16 | 16
Linear Fluorescent
| T12 |  |  |  | 774 | 735 | 699 | 665 | 633 | 604 | 576 | 551 | 527 | 504 | 483 | 464 | 446 | 429 | 414 | 399 | 386 | 373 | 361 | 350 | 340 | 330 | 321 | 313 | 305
| T8 |  |  |  | 1839 | 1931 | 2017 | 2084 | 2159 | 2230 | 2291 | 2353 | 2413 | 2472 | 2524 | 2581 | 2636 | 2689 | 2743 | 2794 | 2839 | 2880 | 2923 | 2969 | 3021 | 3063 | 3103 | 3141 | 3177
| T5* |  |  |  | 210 | 224 | 236 | 247 | 258 | 269 | 278 | 288 | 297 | 306 | 314 | 322 | 330 | 338 | 346 | 353 | 360 | 366 | 372 | 379 | 386 | 392 | 398 | 403 | 408
| LED |  |  |  | 0 | 0 | 0 | 0 | 0 | 0 | 0 | 0 | 0 | 0 | 0 | 0 | 0 | 0 | 0 | 0 | 0 | 0 | 0 | 0 | 0 | 0 | 0 | 0 | 0
HID
| Mercury Vapor |  |  |  | 0 | 0 | 0 | 0 | 0 | 0 | 0 | 0 | 0 | 0 | 0 | 0 | 0 | 0 | 0 | 0 | 0 | 0 | 0 | 0 | 0 | 0 | 0 | 0 | 0
| Metal Halide |  |  |  | 11 | 12 | 13 | 14 | 14 | 15 | 16 | 16 | 17 | 17 | 18 | 18 | 19 | 19 | 20 | 20 | 21 | 21 | 22 | 22 | 22 | 23 | 23 | 24 | 24
| High Pressure Sodium |  |  |  | 1 | 1 | 1 | 1 | 1 | 1 | 1 | 1 | 1 | 1 | 1 | 1 | 1 | 1 | 1 | 1 | 1 | 1 | 0 | 0 | 0 | 0 | 0 | 0 | 0
| Low Pressure Sodium |  |  |  | 0 | 0 | 0 | 0 | 0 | 0 | 0 | 0 | 0 | 0 | 0 | 0 | 0 | 0 | 0 | 0 | 0 | 0 | 0 | 0 | 0 | 0 | 0 | 0 | 0
| LED |  |  |  | 0 | 0 | 0 | 0 | 0 | 0 | 0 | 0 | 0 | 0 | 0 | 0 | 0 | 0 | 0 | 0 | 0 | 0 | 0 | 0 | 0 | 0 | 0 | 0 | 0
Miscellaneous
| Incandescent Other |  |  |  | 40275 | 41003 | 41743 | 42447 | 43160 | 43865 | 44546 | 45212 | 45866 | 46505 | 47116 | 47723 | 48316 | 48894 | 49467 | 50022 | 50554 | 51060 | 51548 | 52030 | 52516 | 52978 | 53421 | 53847 | 54253
| Halogen Reflector Other |  |  |  | 1025 | 1051 | 1077 | 1099 | 1123 | 1146 | 1168 | 1190 | 1212 | 1234 | 1255 | 1276 | 1297 | 1318 | 1340 | 1361 | 1380 | 1399 | 1418 | 1437 | 1458 | 1477 | 1495 | 1513 | 1530
| CFL Other |  |  |  | 644 | 661 | 678 | 690 | 705 | 719 | 732 | 744 | 757 | 769 | 780 | 793 | 805 | 817 | 830 | 842 | 853 | 863 | 873 | 884 | 898 | 908 | 918 | 928 | 938
| Linear Fluorescent Other |  |  |  | 904 | 926 | 947 | 962 | 980 | 997 | 1011 | 1026 | 1041 | 1055 | 1068 | 1083 | 1097 | 1111 | 1126 | 1140 | 1152 | 1162 | 1174 | 1187 | 1203 | 1214 | 1226 | 1236 | 1247
| LED |  |  |  | 185 | 207 | 229 | 249 | 272 | 294 | 315 | 338 | 360 | 383 | 405 | 428 | 452 | 476 | 500 | 525 | 548 | 571 | 595 | 620 | 646 | 671 | 695 | 720 | 744
| T5 less than 4 ft. (res. only) |  |  |  | 22 | 23 | 24 | 24 | 24 | 25 | 25 | 26 | 26 | 26 | 27 | 27 | 28 | 28 | 28 | 29 | 29 | 29 | 30 | 30 | 31 | 31 | 31 | 32 | 32
Active Case Installed Stock (1000 units) |  |  |  | Frozen Efficiency 2010: Installed Stock in Tlmhr/(lumens*operating hours)
Submarket
Lamp Type
GSL - Medium Screw
| Incandescent MSB |  |  | ######### | ######## | ######## | ######## | ######## | ######## | ######## | ######## | ######## | ######## | 8916.239 | 8346.504 | 8066.785 | 7950.493 | 7928.542 | 7963.626 | 8032.733 | 8121.495 | 8221.134 | 8327.701 | 8439.761 | 8557.82 | 8677.397 | 8797.024 | 8915.777 | 9033.04
| Halogen MSB |  |  | 1915.377 | 1854.133 | 4523.509 | ######## | ######## | ######## | ######## | ######## | ######## | ######## | ######## | ######## | ######## | ######## | ######## | 33372.411 | 33707.621 | 34085.585 | 34486.162 | 34907.954 | 35354.315 | 35834.806 | 36312.835 | 36786.119 | 37252.751 | 37711.158
| CFL MSB |  |  | 65512.762 | ######## | ######## | ######## | ######## | ######## | ######## | ######## | ######## | ######## | ######## | ######## | ######## | ######## | ######## | 187974.912 | 191657.343 | 195222.728 | 198676.734 | 202049.713 | 205377.978 | 208710.065 | 211993.099 | 215226.167 | 218407.533 | 221534.905
| LED |  |  | 0 | 22.951 | 45.542 | 61.471 | 76.244 | 91.446 | 107.193 | 122.056 | 136.114 | 149.444 | 162.092 | 174.027 | 185.399 | 196.236 | 206.563 | 216.46 | 225.909 | 234.885 | 243.383 | 251.476 | 259.253 | 266.833 | 274.086 | 281.024 | 287.659 | 294.002
Reflectors
| Incandescent Reflector |  |  | 21628.378 | ######## | ######## | ######## | ######## | ######## | ######## | ######## | ######## | ######## | ######## | ######## | ######## | ######## | ######## | 16051.489 | 16317.822 | 16585.694 | 16852.136 | 17117.615 | 17383.812 | 17653.992 | 17921.979 | 18187.124 | 18448.872 | 18706.738
| Halogen Reflector - screw |  |  | 12076.208 | ######## | ######## | ######## | ######## | ######## | ######## | ######## | ######## | ######## | ######## | ######## | ######## | ######## | ######## | 26359.466 | 26840.417 | 27310.161 | 27767.386 | 28216.149 | 28661.766 | 29111.742 | 29555.134 | 29991.652 | 30420.948 | 30842.627
| CFL Reflector |  |  | 6703.677 | 6974.169 | 7233.54 | 7484.226 | 7723.095 | 7955.822 | 8183.128 | 8403.927 | 8619.561 | 8831.213 | 9039.27 | 9242.336 | 9443.133 | 9641.626 | 9837.729 | 10032.684 | 10225.468 | 10414.873 | 10600.204 | 10782.511 | 10963.346 | 11145.04 | 11324.233 | 11500.788 | 11674.56 | 11845.398
| LED |  |  | 0 | 11.448 | 22.385 | 32.814 | 42.628 | 51.956 | 60.811 | 69.173 | 77.086 | 84.593 | 91.719 | 98.446 | 104.859 | 110.974 | 116.802 | 122.391 | 127.729 | 132.801 | 137.606 | 142.184 | 146.585 | 150.876 | 154.982 | 158.912 | 162.673 | 166.269
Linear Fluorescent
| T12 |  |  | 21292.655 | ######## | ######## | ######## | ######## | ######## | ######## | ######## | ######## | ######## | ######## | ######## | ######## | ######## | 9630.164 | 9151.398 | 8703.942 | 8285.514 | 7894.064 | 7527.934 | 7185.665 | 6866.023 | 6567.058 | 6287.396 | 6025.757 | 5780.945
| T8 |  |  | 4027.135 | 5480.724 | 6888.834 | 8250.816 | 9551.842 | ######## | ######## | ######## | ######## | ######## | ######## | ######## | ######## | ######## | ######## | 21049.987 | 21895.934 | 22712.114 | 23497.605 | 24256.862 | 24995.747 | 25722.372 | 26427.123 | 27110.505 | 27772.957 | 28414.853
| T5* |  |  | 0 | 209.768 | 411.58 | 605.548 | 790.068 | 967.058 | 1136.735 | 1298.764 | 1453.788 | 1602.434 | 1745.055 | 1881.366 | 2012.613 | 2139.009 | 2260.746 | 2378.499 | 2492.097 | 2601.298 | 2706.05 | 2806.934 | 2904.698 | 3000.354 | 3092.801 | 3182.136 | 3268.449 | 3351.819
| LED |  |  | 0 | 0 | 0 | 0 | 0 | 0 | 0 | 0 | 0 | 0 | 0 | 0 | 0 | 0 | 0 | 0 | 0 | 0 | 0 | 0 | 0 | 0 | 0 | 0 | 0 | 0
HID
| Mercury Vapor |  |  | 8.035 | 7.622 | 7.237 | 6.879 | 6.545 | 6.234 | 5.944 | 5.673 | 5.42 | 5.185 | 4.966 | 4.761 | 4.571 | 4.394 | 4.229 | 4.075 | 3.933 | 3.8 | 3.677 | 3.562 | 3.455 | 3.357 | 3.265 | 3.18 | 3.102 | 3.029
| Metal Halide |  |  | 1.755 | 12.777 | 23.45 | 33.769 | 43.636 | 53.147 | 62.306 | 71.088 | 79.522 | 87.638 | 95.45 | 102.939 | 110.17 | 117.152 | 123.893 | 130.427 | 136.743 | 142.826 | 148.672 | 154.311 | 159.784 | 165.145 | 170.333 | 175.353 | 180.208 | 184.902
| High Pressure Sodium |  |  | 46.141 | 43.329 | 40.695 | 38.227 | 35.914 | 33.746 | 31.713 | 29.808 | 28.021 | 26.346 | 24.775 | 23.302 | 21.92 | 20.624 | 19.408 | 18.268 | 17.198 | 16.193 | 15.251 | 14.367 | 13.537 | 12.758 | 12.027 | 11.34 | 10.696 | 10.091
| Low Pressure Sodium |  |  | 0 | 0 | 0 | 0 | 0 | 0 | 0 | 0 | 0 | 0 | 0 | 0 | 0 | 0 | 0 | 0 | 0 | 0 | 0 | 0 | 0 | 0 | 0 | 0 | 0 | 0
| LED |  |  | 0 | 0.231 | 0.449 | 0.655 | 0.847 | 1.029 | 1.199 | 1.359 | 1.509 | 1.651 | 1.784 | 1.909 | 2.027 | 2.14 | 2.246 | 2.347 | 2.443 | 2.534 | 2.62 | 2.701 | 2.779 | 2.854 | 2.926 | 2.995 | 3.06 | 3.122
Miscellaneous
| Incandescent Other |  |  | 56855.856 | ######## | ######## | ######## | ######## | ######## | ######## | ######## | ######## | ######## | ######## | ######## | ######## | ######## | ######## | 71231.698 | 72045.272 | 72828.527 | 73576.255 | 74296.411 | 75000.291 | 75704.411 | 76383.715 | 77037.408 | 77664.716 | 78264.893
| Halogen Reflector Other |  |  | 4385.595 | 4488.897 | 4596.378 | 4706.823 | 4815.982 | 4926.206 | 5036.804 | 5146.161 | 5254.545 | 5362.26 | 5469.177 | 5574.054 | 5678.511 | 5782.325 | 5885.278 | 5988.08 | 6089.926 | 6189.93 | 6287.579 | 6383.552 | 6478.85 | 6574.977 | 6669.617 | 6762.662 | 6854.008 | 6943.55
| CFL Other |  |  | 5042.566 | 5164.943 | 5292.314 | 5423.279 | 5552.91 | 5683.933 | 5815.55 | 5945.878 | 6075.228 | 6203.951 | 6331.896 | 6457.609 | 6582.98 | 6707.745 | 6831.648 | 6955.517 | 7078.41 | 7199.286 | 7317.539 | 7433.96 | 7549.721 | 7666.589 | 7781.839 | 7895.344 | 8006.977 | 8116.61
| Linear Fluorescent Other |  |  | 7634.399 | 7817.081 | 8007.203 | 8202.652 | 8395.998 | 8591.351 | 8787.506 | 8981.632 | 9174.197 | 9365.732 | 9556.008 | 9742.846 | 9929.083 | ######## | ######## | 10481.925 | 10664.113 | 10843.191 | 11018.257 | 11190.501 | 11361.679 | 11534.44 | 11704.703 | 11872.278 | 12036.978 | 12198.613
| LED |  |  | 124.703 | 300.701 | 484.991 | 677.327 | 875.552 | 1080.889 | 1292.952 | 1510.628 | 1733.921 | 1962.903 | 2197.351 | 2436.121 | 2680.335 | 2929.705 | 3183.926 | 3443.541 | 3707.706 | 3975.388 | 4245.838 | 4519.524 | 4797.363 | 5080.968 | 5367.674 | 5657.186 | 5949.196 | 6243.389
| T5 less than 4 ft. (res. only) |  |  | 210.486 | 215.583 | 220.887 | 226.342 | 231.74 | 237.195 | 242.675 | 248.101 | 253.485 | 258.843 | 264.168 | 269.399 | 274.616 | 279.807 | 284.962 | 290.115 | 295.226 | 300.254 | 305.171 | 310.012 | 314.825 | 319.683 | 324.474 | 329.192 | 333.831 | 338.387
Active Case Energy Density (kWh/sq2) |  |  |  | Frozen Efficiency 2010: Site Energy/Square_Feet
Submarket
Lamp Type
GSL - Medium Screw
| Incandescent MSB |  |  | 0.373 | 0.339 | 0.298 | 0.232 | 0.174 | 0.124 | 0.075 | 0.05 | 0.037 | 0.03 | 0.026 | 0.024 | 0.023 | 0.022 | 0.021 | 0.021 | 0.021 | 0.021 | 0.021 | 0.021 | 0.021 | 0.021 | 0.021 | 0.021 | 0.021 | 0.021
| Halogen MSB |  |  | 0.006 | 0.005 | 0.012 | 0.035 | 0.058 | 0.072 | 0.084 | 0.085 | 0.083 | 0.08 | 0.077 | 0.075 | 0.073 | 0.071 | 0.07 | 0.07 | 0.069 | 0.069 | 0.068 | 0.068 | 0.068 | 0.068 | 0.068 | 0.067 | 0.067 | 0.067
| CFL MSB |  |  | 0.063 | 0.071 | 0.079 | 0.089 | 0.097 | 0.105 | 0.113 | 0.119 | 0.123 | 0.125 | 0.127 | 0.128 | 0.129 | 0.13 | 0.13 | 0.13 | 0.131 | 0.131 | 0.131 | 0.131 | 0.131 | 0.131 | 0.131 | 0.131 | 0.131 | 0.131
| LED |  |  | 0 | 0 | 0 | 0 | 0 | 0 | 0 | 0 | 0 | 0 | 0 | 0 | 0 | 0 | 0 | 0 | 0 | 0 | 0 | 0 | 0 | 0 | 0 | 0 | 0 | 0
Reflectors
| Incandescent Reflector |  |  | 0.084 | 0.073 | 0.064 | 0.059 | 0.055 | 0.052 | 0.05 | 0.048 | 0.047 | 0.047 | 0.046 | 0.046 | 0.046 | 0.045 | 0.045 | 0.045 | 0.045 | 0.045 | 0.045 | 0.045 | 0.045 | 0.045 | 0.045 | 0.045 | 0.045 | 0.045
| Halogen Reflector - screw |  |  | 0.046 | 0.054 | 0.06 | 0.064 | 0.067 | 0.069 | 0.07 | 0.071 | 0.072 | 0.072 | 0.072 | 0.073 | 0.073 | 0.073 | 0.073 | 0.073 | 0.073 | 0.073 | 0.073 | 0.073 | 0.073 | 0.073 | 0.073 | 0.073 | 0.073 | 0.073
| CFL Reflector |  |  | 0.007 | 0.007 | 0.007 | 0.007 | 0.007 | 0.007 | 0.007 | 0.007 | 0.007 | 0.007 | 0.007 | 0.007 | 0.007 | 0.007 | 0.007 | 0.007 | 0.007 | 0.007 | 0.007 | 0.007 | 0.007 | 0.007 | 0.007 | 0.007 | 0.007 | 0.007
| LED |  |  | 0 | 0 | 0 | 0 | 0 | 0 | 0 | 0 | 0 | 0 | 0 | 0 | 0 | 0 | 0 | 0 | 0 | 0 | 0 | 0 | 0 | 0 | 0 | 0 | 0 | 0
Linear Fluorescent
| T12 |  |  | 0.036 | 0.033 | 0.031 | 0.028 | 0.026 | 0.024 | 0.022 | 0.02 | 0.019 | 0.017 | 0.016 | 0.015 | 0.014 | 0.013 | 0.012 | 0.011 | 0.01 | 0.01 | 0.009 | 0.009 | 0.008 | 0.008 | 0.007 | 0.007 | 0.006 | 0.006
| T8 |  |  | 0.006 | 0.008 | 0.01 | 0.012 | 0.014 | 0.015 | 0.016 | 0.017 | 0.018 | 0.019 | 0.02 | 0.021 | 0.022 | 0.023 | 0.023 | 0.024 | 0.024 | 0.025 | 0.025 | 0.026 | 0.026 | 0.026 | 0.027 | 0.027 | 0.027 | 0.027
| T5* |  |  | 0 | 0 | 0.001 | 0.001 | 0.002 | 0.002 | 0.002 | 0.002 | 0.003 | 0.003 | 0.003 | 0.003 | 0.003 | 0.003 | 0.004 | 0.004 | 0.004 | 0.004 | 0.004 | 0.004 | 0.004 | 0.004 | 0.004 | 0.004 | 0.004 | 0.005
| LED |  |  | 0 | 0 | 0 | 0 | 0 | 0 | 0 | 0 | 0 | 0 | 0 | 0 | 0 | 0 | 0 | 0 | 0 | 0 | 0 | 0 | 0 | 0 | 0 | 0 | 0 | 0
HID
| Mercury Vapor |  |  | 0 | 0 | 0 | 0 | 0 | 0 | 0 | 0 | 0 | 0 | 0 | 0 | 0 | 0 | 0 | 0 | 0 | 0 | 0 | 0 | 0 | 0 | 0 | 0 | 0 | 0
| Metal Halide |  |  | 0 | 0 | 0 | 0 | 0 | 0 | 0 | 0 | 0 | 0 | 0 | 0 | 0.001 | 0.001 | 0.001 | 0.001 | 0.001 | 0.001 | 0.001 | 0.001 | 0.001 | 0.001 | 0.001 | 0.001 | 0.001 | 0.001
| High Pressure Sodium |  |  | 0.001 | 0 | 0 | 0 | 0 | 0 | 0 | 0 | 0 | 0 | 0 | 0 | 0 | 0 | 0 | 0 | 0 | 0 | 0 | 0 | 0 | 0 | 0 | 0 | 0 | 0
| Low Pressure Sodium |  |  | 0 | 0 | 0 | 0 | 0 | 0 | 0 | 0 | 0 | 0 | 0 | 0 | 0 | 0 | 0 | 0 | 0 | 0 | 0 | 0 | 0 | 0 | 0 | 0 | 0 | 0
| LED |  |  | 0 | 0 | 0 | 0 | 0 | 0 | 0 | 0 | 0 | 0 | 0 | 0 | 0 | 0 | 0 | 0 | 0 | 0 | 0 | 0 | 0 | 0 | 0 | 0 | 0 | 0
Miscellaneous
| Incandescent Other |  |  | 0.147 | 0.145 | 0.144 | 0.143 | 0.142 | 0.141 | 0.141 | 0.14 | 0.139 | 0.138 | 0.137 | 0.136 | 0.135 | 0.134 | 0.133 | 0.132 | 0.131 | 0.131 | 0.13 | 0.129 | 0.128 | 0.127 | 0.126 | 0.126 | 0.125 | 0.124
| Halogen Reflector Other |  |  | 0.018 | 0.018 | 0.018 | 0.018 | 0.018 | 0.018 | 0.018 | 0.018 | 0.018 | 0.018 | 0.018 | 0.018 | 0.018 | 0.018 | 0.018 | 0.018 | 0.018 | 0.018 | 0.018 | 0.018 | 0.018 | 0.018 | 0.018 | 0.018 | 0.018 | 0.018
| CFL Other |  |  | 0.005 | 0.005 | 0.005 | 0.005 | 0.005 | 0.005 | 0.005 | 0.005 | 0.005 | 0.005 | 0.005 | 0.005 | 0.005 | 0.005 | 0.005 | 0.005 | 0.005 | 0.005 | 0.005 | 0.005 | 0.005 | 0.005 | 0.005 | 0.005 | 0.005 | 0.005
| Linear Fluorescent Other |  |  | 0.007 | 0.007 | 0.007 | 0.007 | 0.007 | 0.007 | 0.007 | 0.007 | 0.007 | 0.007 | 0.007 | 0.007 | 0.007 | 0.007 | 0.007 | 0.007 | 0.007 | 0.007 | 0.007 | 0.007 | 0.007 | 0.007 | 0.007 | 0.007 | 0.007 | 0.007
| LED |  |  | 0 | 0.001 | 0.001 | 0.001 | 0.002 | 0.002 | 0.002 | 0.002 | 0.003 | 0.003 | 0.003 | 0.004 | 0.004 | 0.004 | 0.004 | 0.005 | 0.005 | 0.005 | 0.006 | 0.006 | 0.006 | 0.006 | 0.007 | 0.007 | 0.007 | 0.007
| T5 less than 4 ft. (res. only) |  |  | 0 | 0 | 0 | 0 | 0 | 0 | 0 | 0 | 0 | 0 | 0 | 0 | 0 | 0 | 0 | 0 | 0 | 0 | 0 | 0 | 0 | 0 | 0 | 0 | 0 | 0
Active Case Power Density (W/ft2) |  |  |  | Frozen Efficiency 2010: Energy Density/Hours of Operation
Submarket
Lamp Type
GSL - Medium Screw
| Incandescent MSB |  |  | 0.567 | 0.515 | 0.453 | 0.353 | 0.264 | 0.188 | 0.114 | 0.076 | 0.056 | 0.045 | 0.04 | 0.036 | 0.034 | 0.033 | 0.033 | 0.032 | 0.032 | 0.032 | 0.032 | 0.031 | 0.031 | 0.031 | 0.031 | 0.031 | 0.031 | 0.031
| Halogen MSB |  |  | 0.008 | 0.008 | 0.019 | 0.053 | 0.088 | 0.11 | 0.127 | 0.129 | 0.126 | 0.121 | 0.117 | 0.113 | 0.11 | 0.108 | 0.107 | 0.106 | 0.105 | 0.104 | 0.104 | 0.103 | 0.103 | 0.103 | 0.103 | 0.102 | 0.102 | 0.102
| CFL MSB |  |  | 0.096 | 0.109 | 0.121 | 0.135 | 0.147 | 0.159 | 0.172 | 0.181 | 0.187 | 0.191 | 0.193 | 0.195 | 0.196 | 0.197 | 0.198 | 0.198 | 0.199 | 0.199 | 0.199 | 0.199 | 0.199 | 0.199 | 0.199 | 0.199 | 0.199 | 0.199
| LED |  |  | 0 | 0 | 0 | 0 | 0 | 0 | 0 | 0 | 0 | 0 | 0 | 0 | 0 | 0 | 0 | 0 | 0 | 0 | 0 | 0 | 0 | 0 | 0 | 0 | 0 | 0
Reflectors
| Incandescent Reflector |  |  | 0.13 | 0.112 | 0.099 | 0.09 | 0.084 | 0.08 | 0.077 | 0.075 | 0.073 | 0.072 | 0.071 | 0.071 | 0.07 | 0.07 | 0.07 | 0.07 | 0.07 | 0.069 | 0.069 | 0.069 | 0.069 | 0.069 | 0.069 | 0.069 | 0.069 | 0.069
| Halogen Reflector - screw |  |  | 0.071 | 0.084 | 0.093 | 0.099 | 0.103 | 0.106 | 0.108 | 0.11 | 0.11 | 0.111 | 0.112 | 0.112 | 0.112 | 0.112 | 0.112 | 0.112 | 0.112 | 0.112 | 0.112 | 0.112 | 0.112 | 0.112 | 0.112 | 0.112 | 0.112 | 0.112
| CFL Reflector |  |  | 0.01 | 0.01 | 0.01 | 0.01 | 0.01 | 0.011 | 0.011 | 0.011 | 0.011 | 0.011 | 0.011 | 0.011 | 0.011 | 0.011 | 0.011 | 0.011 | 0.011 | 0.011 | 0.011 | 0.011 | 0.011 | 0.011 | 0.011 | 0.011 | 0.011 | 0.011
| LED |  |  | 0 | 0 | 0 | 0 | 0 | 0 | 0 | 0 | 0 | 0 | 0 | 0 | 0 | 0 | 0 | 0 | 0 | 0 | 0 | 0 | 0 | 0 | 0 | 0 | 0 | 0
Linear Fluorescent
| T12 |  |  | 0.052 | 0.048 | 0.044 | 0.041 | 0.037 | 0.034 | 0.032 | 0.029 | 0.027 | 0.025 | 0.023 | 0.022 | 0.02 | 0.019 | 0.017 | 0.016 | 0.015 | 0.014 | 0.013 | 0.012 | 0.012 | 0.011 | 0.01 | 0.01 | 0.009 | 0.009
| T8 |  |  | 0.009 | 0.012 | 0.015 | 0.017 | 0.02 | 0.022 | 0.023 | 0.025 | 0.027 | 0.028 | 0.029 | 0.03 | 0.032 | 0.033 | 0.033 | 0.034 | 0.035 | 0.036 | 0.036 | 0.037 | 0.037 | 0.038 | 0.038 | 0.039 | 0.039 | 0.039
| T5* |  |  | 0 | 0.001 | 0.001 | 0.002 | 0.002 | 0.003 | 0.003 | 0.003 | 0.004 | 0.004 | 0.004 | 0.005 | 0.005 | 0.005 | 0.005 | 0.005 | 0.006 | 0.006 | 0.006 | 0.006 | 0.006 | 0.006 | 0.006 | 0.006 | 0.006 | 0.007
| LED |  |  | 0 | 0 | 0 | 0 | 0 | 0 | 0 | 0 | 0 | 0 | 0 | 0 | 0 | 0 | 0 | 0 | 0 | 0 | 0 | 0 | 0 | 0 | 0 | 0 | 0 | 0
HID
| Mercury Vapor |  |  | 0 | 0 | 0 | 0 | 0 | 0 | 0 | 0 | 0 | 0 | 0 | 0 | 0 | 0 | 0 | 0 | 0 | 0 | 0 | 0 | 0 | 0 | 0 | 0 | 0 | 0
| Metal Halide |  |  | 0 | 0 | 0 | 0 | 0 | 0 | 0 | 0 | 0 | 0 | 0.001 | 0.001 | 0.001 | 0.001 | 0.001 | 0.001 | 0.001 | 0.001 | 0.001 | 0.001 | 0.001 | 0.001 | 0.001 | 0.001 | 0.001 | 0.001
| High Pressure Sodium |  |  | 0.001 | 0.001 | 0.001 | 0 | 0 | 0 | 0 | 0 | 0 | 0 | 0 | 0 | 0 | 0 | 0 | 0 | 0 | 0 | 0 | 0 | 0 | 0 | 0 | 0 | 0 | 0
| Low Pressure Sodium |  |  | 0 | 0 | 0 | 0 | 0 | 0 | 0 | 0 | 0 | 0 | 0 | 0 | 0 | 0 | 0 | 0 | 0 | 0 | 0 | 0 | 0 | 0 | 0 | 0 | 0 | 0
| LED |  |  | 0 | 0 | 0 | 0 | 0 | 0 | 0 | 0 | 0 | 0 | 0 | 0 | 0 | 0 | 0 | 0 | 0 | 0 | 0 | 0 | 0 | 0 | 0 | 0 | 0 | 0
Miscellaneous
| Incandescent Other |  |  | 0.217 | 0.216 | 0.214 | 0.213 | 0.211 | 0.21 | 0.208 | 0.207 | 0.206 | 0.204 | 0.203 | 0.202 | 0.2 | 0.199 | 0.198 | 0.196 | 0.195 | 0.194 | 0.192 | 0.191 | 0.19 | 0.189 | 0.188 | 0.186 | 0.185 | 0.184
| Halogen Reflector Other |  |  | 0.027 | 0.027 | 0.027 | 0.027 | 0.027 | 0.027 | 0.027 | 0.027 | 0.027 | 0.027 | 0.027 | 0.027 | 0.027 | 0.027 | 0.027 | 0.027 | 0.027 | 0.027 | 0.027 | 0.027 | 0.027 | 0.027 | 0.027 | 0.027 | 0.027 | 0.027
| CFL Other |  |  | 0.008 | 0.008 | 0.008 | 0.008 | 0.008 | 0.008 | 0.008 | 0.008 | 0.008 | 0.008 | 0.008 | 0.008 | 0.008 | 0.008 | 0.008 | 0.008 | 0.008 | 0.008 | 0.008 | 0.008 | 0.008 | 0.008 | 0.008 | 0.008 | 0.008 | 0.008
| Linear Fluorescent Other |  |  | 0.011 | 0.011 | 0.011 | 0.011 | 0.011 | 0.011 | 0.011 | 0.011 | 0.011 | 0.011 | 0.011 | 0.011 | 0.011 | 0.011 | 0.011 | 0.011 | 0.011 | 0.011 | 0.011 | 0.011 | 0.011 | 0.011 | 0.011 | 0.011 | 0.011 | 0.011
| LED |  |  | 0 | 0.001 | 0.001 | 0.002 | 0.002 | 0.003 | 0.003 | 0.004 | 0.004 | 0.004 | 0.005 | 0.005 | 0.006 | 0.006 | 0.007 | 0.007 | 0.007 | 0.008 | 0.008 | 0.009 | 0.009 | 0.009 | 0.01 | 0.01 | 0.01 | 0.011
| T5 less than 4 ft. (res. only) |  |  | 0 | 0 | 0 | 0 | 0 | 0 | 0 | 0 | 0 | 0 | 0 | 0 | 0 | 0 | 0 | 0 | 0 | 0 | 0 | 0 | 0 | 0 | 0 | 0 | 0 | 0

## Results_Res
Energy Consumption and Sales |  |  |  | Efficiency Case | General Service Fluorescent Lamp | Fluorescent Ballast | Mercury Vapor | Metal Halide | General Service Incandescent | Halogen Reflector | Candelabra
Residential Sector |  |  |  | Frozen Efficiency | Yes | Yes | Yes | Yes | Yes | Yes | Yes
|  |  |  | 2010 | 2011 | 2012 | 2013 | 2014 | 2015 | 2016 | 2017 | 2018 | 2019 | 2020 | 2021 | 2022 | 2023 | 2024 | 2025 | 2026 | 2027 | 2028 | 2029 | 2030 | 2031 | 2032 | 2033 | 2034 | 2035
Active Case Lighting Consumption (Tlm-hr)
Submarket
Lamp Type
GSL - Medium Screw
| Incandescent MSB |  |  | 55.284 | 51.431 | 46.363 | 37.097 | 28.439 | 20.758 | 12.862 | 8.76 | 6.61 | 5.475 | 4.876 | 4.564 | 4.412 | 4.348 | 4.336 | 4.355 | 4.393 | 4.441 | 4.496 | 4.554 | 4.615 | 4.68 | 4.745 | 4.811 | 4.876 | 4.94
| Halogen MSB |  |  | 0.955 | 0.925 | 2.256 | 6.501 | 10.998 | 14.093 | 16.667 | 17.315 | 17.238 | 16.962 | 16.7 | 16.516 | 16.433 | 16.438 | 16.511 | 16.641 | 16.808 | 16.997 | 17.196 | 17.407 | 17.629 | 17.869 | 18.107 | 18.343 | 18.576 | 18.805
| CFL MSB |  |  | 38.399 | 44.605 | 50.761 | 58.273 | 64.903 | 71.985 | 79.816 | 85.756 | 90.455 | 94.326 | 97.635 | 100.538 | 103.177 | 105.63 | 107.947 | 110.178 | 112.337 | 114.426 | 116.451 | 118.428 | 120.379 | 122.332 | 124.256 | 126.151 | 128.016 | 129.849
| LED |  |  | 0 | 0.013 | 0.026 | 0.035 | 0.043 | 0.051 | 0.06 | 0.069 | 0.076 | 0.084 | 0.091 | 0.098 | 0.104 | 0.11 | 0.116 | 0.122 | 0.127 | 0.132 | 0.137 | 0.141 | 0.146 | 0.15 | 0.154 | 0.158 | 0.162 | 0.165
Reflectors
| Incandescent Reflector |  |  | 9.891 | 8.725 | 8.031 | 7.697 | 7.638 | 7.639 | 7.682 | 7.756 | 7.852 | 7.965 | 8.089 | 8.22 | 8.357 | 8.499 | 8.644 | 8.792 | 8.941 | 9.09 | 9.238 | 9.384 | 9.531 | 9.678 | 9.825 | 9.971 | 10.114 | 10.256
| Halogen Reflector - screw |  |  | 7.501 | 9.039 | 10.114 | 10.825 | 11.236 | 11.602 | 11.936 | 12.244 | 12.533 | 12.81 | 13.077 | 13.334 | 13.588 | 13.839 | 14.087 | 14.334 | 14.58 | 14.821 | 15.056 | 15.288 | 15.52 | 15.755 | 15.988 | 16.217 | 16.442 | 16.663
| CFL Reflector |  |  | 3.224 | 3.354 | 3.498 | 3.661 | 3.844 | 4.017 | 4.183 | 4.34 | 4.491 | 4.636 | 4.776 | 4.91 | 5.04 | 5.167 | 5.29 | 5.412 | 5.53 | 5.645 | 5.757 | 5.867 | 5.974 | 6.081 | 6.186 | 6.289 | 6.39 | 6.489
| LED |  |  | 0 | 0.006 | 0.011 | 0.017 | 0.022 | 0.027 | 0.032 | 0.036 | 0.04 | 0.044 | 0.048 | 0.051 | 0.055 | 0.058 | 0.061 | 0.064 | 0.067 | 0.069 | 0.072 | 0.074 | 0.077 | 0.079 | 0.081 | 0.083 | 0.085 | 0.087
Linear Fluorescent
| T12 |  |  | 19.543 | 18.384 | 17.197 | 15.995 | 14.787 | 13.664 | 12.618 | 11.647 | 10.755 | 9.934 | 9.178 | 8.483 | 7.844 | 7.255 | 6.712 | 6.212 | 5.752 | 5.328 | 4.936 | 4.576 | 4.243 | 3.936 | 3.653 | 3.392 | 3.151 | 2.929
| T8 |  |  | 3.673 | 4.999 | 6.369 | 7.768 | 9.172 | 10.522 | 11.818 | 13.055 | 14.228 | 15.344 | 16.407 | 17.416 | 18.382 | 19.306 | 20.193 | 21.046 | 21.866 | 22.652 | 23.402 | 24.122 | 24.819 | 25.5 | 26.158 | 26.792 | 27.404 | 27.995
| T5* |  |  | 0 | 0.406 | 0.82 | 1.237 | 1.648 | 2.036 | 2.403 | 2.75 | 3.077 | 3.387 | 3.682 | 3.96 | 4.225 | 4.478 | 4.72 | 4.951 | 5.172 | 5.384 | 5.585 | 5.777 | 5.962 | 6.142 | 6.316 | 6.482 | 6.643 | 6.797
| LED |  |  | 0 | 0 | 0 | 0 | 0 | 0 | 0 | 0 | 0 | 0 | 0 | 0 | 0 | 0 | 0 | 0 | 0 | 0 | 0 | 0 | 0 | 0 | 0 | 0 | 0 | 0
HID
| Mercury Vapor |  |  | 0.027 | 0.025 | 0.024 | 0.023 | 0.022 | 0.021 | 0.02 | 0.019 | 0.018 | 0.017 | 0.017 | 0.016 | 0.015 | 0.015 | 0.014 | 0.014 | 0.013 | 0.013 | 0.012 | 0.012 | 0.011 | 0.011 | 0.011 | 0.011 | 0.01 | 0.01
| Metal Halide |  |  | 0.004 | 0.029 | 0.053 | 0.077 | 0.099 | 0.121 | 0.142 | 0.162 | 0.181 | 0.199 | 0.217 | 0.234 | 0.25 | 0.266 | 0.282 | 0.296 | 0.311 | 0.325 | 0.338 | 0.351 | 0.363 | 0.375 | 0.387 | 0.399 | 0.41 | 0.42
| High Pressure Sodium |  |  | 0.284 | 0.267 | 0.25 | 0.235 | 0.221 | 0.208 | 0.195 | 0.183 | 0.172 | 0.162 | 0.152 | 0.143 | 0.135 | 0.127 | 0.119 | 0.112 | 0.106 | 0.1 | 0.094 | 0.088 | 0.083 | 0.079 | 0.074 | 0.07 | 0.066 | 0.062
| Low Pressure Sodium |  |  | 0 | 0 | 0 | 0 | 0 | 0 | 0 | 0 | 0 | 0 | 0 | 0 | 0 | 0 | 0 | 0 | 0 | 0 | 0 | 0 | 0 | 0 | 0 | 0 | 0 | 0
| LED |  |  | 0 | 0.001 | 0.003 | 0.004 | 0.005 | 0.006 | 0.007 | 0.008 | 0.009 | 0.01 | 0.011 | 0.011 | 0.012 | 0.013 | 0.013 | 0.014 | 0.015 | 0.015 | 0.016 | 0.016 | 0.017 | 0.017 | 0.018 | 0.018 | 0.018 | 0.019
Miscellaneous
| Incandescent Other |  |  | 18.52 | 18.845 | 19.189 | 19.546 | 19.9 | 20.254 | 20.607 | 20.951 | 21.288 | 21.619 | 21.944 | 22.257 | 22.566 | 22.87 | 23.167 | 23.461 | 23.749 | 24.026 | 24.292 | 24.55 | 24.802 | 25.055 | 25.3 | 25.537 | 25.765 | 25.985
| Halogen Reflector Other |  |  | 3.126 | 3.2 | 3.276 | 3.355 | 3.433 | 3.511 | 3.59 | 3.668 | 3.746 | 3.822 | 3.899 | 3.973 | 4.048 | 4.122 | 4.195 | 4.268 | 4.341 | 4.412 | 4.482 | 4.55 | 4.618 | 4.687 | 4.754 | 4.821 | 4.886 | 4.949
| CFL Other |  |  | 3.232 | 3.311 | 3.392 | 3.476 | 3.559 | 3.643 | 3.728 | 3.811 | 3.894 | 3.977 | 4.059 | 4.139 | 4.22 | 4.3 | 4.379 | 4.458 | 4.537 | 4.615 | 4.69 | 4.765 | 4.839 | 4.914 | 4.988 | 5.061 | 5.132 | 5.203
| Linear Fluorescent Other |  |  | 3.707 | 3.796 | 3.888 | 3.983 | 4.077 | 4.171 | 4.267 | 4.361 | 4.454 | 4.547 | 4.64 | 4.731 | 4.821 | 4.911 | 5 | 5.089 | 5.178 | 5.265 | 5.35 | 5.433 | 5.517 | 5.6 | 5.683 | 5.764 | 5.844 | 5.923
| LED |  |  | 0.101 | 0.243 | 0.385 | 0.529 | 0.671 | 0.819 | 0.971 | 1.128 | 1.289 | 1.453 | 1.622 | 1.794 | 1.971 | 2.15 | 2.334 | 2.521 | 2.712 | 2.906 | 3.101 | 3.299 | 3.501 | 3.706 | 3.914 | 4.124 | 4.335 | 4.549
| T5 less than 4 ft. (res. only) |  |  | 0.131 | 0.134 | 0.137 | 0.141 | 0.144 | 0.147 | 0.151 | 0.154 | 0.157 | 0.161 | 0.164 | 0.167 | 0.171 | 0.174 | 0.177 | 0.18 | 0.183 | 0.187 | 0.19 | 0.193 | 0.196 | 0.199 | 0.202 | 0.205 | 0.207 | 0.21
Active Case Site Consumption (TWh) |  |  |  | Frozen Efficiency 2010: Tlm-hr/(effic iency lamp * efficiency ballast *fixture efficiency)
Submarket
Lamp Type
GSL - Medium Screw
| Incandescent MSB |  |  | 3.643 | 3.389 | 3.055 | 2.444 | 1.874 | 1.368 | 0.847 | 0.577 | 0.436 | 0.361 | 0.321 | 0.301 | 0.291 | 0.286 | 0.286 | 0.287 | 0.289 | 0.293 | 0.296 | 0.3 | 0.304 | 0.308 | 0.313 | 0.317 | 0.321 | 0.325
| Halogen MSB |  |  | 0.054 | 0.052 | 0.128 | 0.368 | 0.623 | 0.799 | 0.944 | 0.981 | 0.977 | 0.961 | 0.946 | 0.936 | 0.931 | 0.931 | 0.936 | 0.943 | 0.952 | 0.963 | 0.974 | 0.986 | 0.999 | 1.013 | 1.026 | 1.039 | 1.053 | 1.066
| CFL MSB |  |  | 0.616 | 0.715 | 0.814 | 0.935 | 1.041 | 1.154 | 1.28 | 1.375 | 1.451 | 1.513 | 1.566 | 1.612 | 1.655 | 1.694 | 1.731 | 1.767 | 1.802 | 1.835 | 1.868 | 1.899 | 1.931 | 1.962 | 1.993 | 2.023 | 2.053 | 2.082
| LED |  |  | 0 | 0 | 0.001 | 0.001 | 0.001 | 0.001 | 0.001 | 0.002 | 0.002 | 0.002 | 0.002 | 0.002 | 0.002 | 0.003 | 0.003 | 0.003 | 0.003 | 0.003 | 0.003 | 0.003 | 0.003 | 0.003 | 0.004 | 0.004 | 0.004 | 0.004
Reflectors
| Incandescent Reflector |  |  | 0.824 | 0.727 | 0.669 | 0.641 | 0.636 | 0.637 | 0.64 | 0.646 | 0.654 | 0.664 | 0.674 | 0.685 | 0.696 | 0.708 | 0.72 | 0.733 | 0.745 | 0.758 | 0.77 | 0.782 | 0.794 | 0.807 | 0.819 | 0.831 | 0.843 | 0.855
| Halogen Reflector - screw |  |  | 0.452 | 0.545 | 0.587 | 0.606 | 0.608 | 0.615 | 0.623 | 0.618 | 0.618 | 0.625 | 0.639 | 0.651 | 0.663 | 0.676 | 0.688 | 0.7 | 0.712 | 0.724 | 0.735 | 0.747 | 0.758 | 0.769 | 0.781 | 0.792 | 0.803 | 0.814
| CFL Reflector |  |  | 0.064 | 0.066 | 0.069 | 0.072 | 0.076 | 0.079 | 0.082 | 0.086 | 0.089 | 0.091 | 0.094 | 0.097 | 0.099 | 0.102 | 0.104 | 0.107 | 0.109 | 0.111 | 0.114 | 0.116 | 0.118 | 0.12 | 0.122 | 0.124 | 0.126 | 0.128
| LED |  |  | 0 | 0 | 0 | 0 | 0.001 | 0.001 | 0.001 | 0.001 | 0.001 | 0.001 | 0.001 | 0.001 | 0.001 | 0.001 | 0.001 | 0.001 | 0.002 | 0.002 | 0.002 | 0.002 | 0.002 | 0.002 | 0.002 | 0.002 | 0.002 | 0.002
Linear Fluorescent
| T12 |  |  | 0.354 | 0.333 | 0.312 | 0.29 | 0.268 | 0.248 | 0.229 | 0.211 | 0.195 | 0.18 | 0.166 | 0.154 | 0.142 | 0.131 | 0.122 | 0.113 | 0.104 | 0.097 | 0.089 | 0.083 | 0.077 | 0.071 | 0.066 | 0.061 | 0.057 | 0.053
| T8 |  |  | 0.062 | 0.084 | 0.107 | 0.13 | 0.153 | 0.174 | 0.193 | 0.212 | 0.229 | 0.247 | 0.263 | 0.278 | 0.293 | 0.307 | 0.321 | 0.334 | 0.347 | 0.359 | 0.37 | 0.381 | 0.392 | 0.403 | 0.413 | 0.423 | 0.432 | 0.441
| T5* |  |  | 0 | 0.004 | 0.009 | 0.014 | 0.018 | 0.022 | 0.026 | 0.03 | 0.034 | 0.037 | 0.041 | 0.044 | 0.047 | 0.049 | 0.052 | 0.055 | 0.057 | 0.059 | 0.062 | 0.064 | 0.066 | 0.068 | 0.07 | 0.071 | 0.073 | 0.075
| LED |  |  | 0 | 0 | 0 | 0 | 0 | 0 | 0 | 0 | 0 | 0 | 0 | 0 | 0 | 0 | 0 | 0 | 0 | 0 | 0 | 0 | 0 | 0 | 0 | 0 | 0 | 0
HID |  | mh STD ON
| Mercury Vapor | 0.13454 | 0.1334 | 0.001 | 0.001 | 0.001 | 0.001 | 0.001 | 0.001 | 0.001 | 0.001 | 0.001 | 0.001 | 0.001 | 0.001 | 0.001 | 0.001 | 0.001 | 0.001 | 0.001 | 0.001 | 0.001 | 0.001 | 0.001 | 0 | 0 | 0 | 0 | 0
| Metal Halide | 1.6327 | 1.6319 | 0 | 0.001 | 0.001 | 0.002 | 0.003 | 0.003 | 0.004 | 0.004 | 0.005 | 0.005 | 0.006 | 0.006 | 0.007 | 0.007 | 0.008 | 0.008 | 0.008 | 0.009 | 0.009 | 0.009 | 0.01 | 0.01 | 0.01 | 0.011 | 0.011 | 0.011
| High Pressure Sodium | 2.0335 | 2.0286 | 0.005 | 0.005 | 0.005 | 0.004 | 0.004 | 0.004 | 0.004 | 0.003 | 0.003 | 0.003 | 0.003 | 0.003 | 0.003 | 0.002 | 0.002 | 0.002 | 0.002 | 0.002 | 0.002 | 0.002 | 0.002 | 0.001 | 0.001 | 0.001 | 0.001 | 0.001
| Low Pressure Sodium | 0.022688 | 0.022688 | 0 | 0 | 0 | 0 | 0 | 0 | 0 | 0 | 0 | 0 | 0 | 0 | 0 | 0 | 0 | 0 | 0 | 0 | 0 | 0 | 0 | 0 | 0 | 0 | 0 | 0
| LED | 0.001191 | 0.001174 | 0 | 0 | 0 | 0 | 0 | 0 | 0 | 0 | 0 | 0 | 0 | 0 | 0 | 0 | 0 | 0 | 0 | 0 | 0 | 0 | 0 | 0 | 0 | 0 | 0 | 0
Miscellaneous
| Incandescent Other |  |  | 1.431 | 1.456 | 1.471 | 1.475 | 1.479 | 1.494 | 1.52 | 1.545 | 1.57 | 1.594 | 1.618 | 1.642 | 1.664 | 1.687 | 1.709 | 1.73 | 1.752 | 1.772 | 1.792 | 1.811 | 1.829 | 1.848 | 1.866 | 1.883 | 1.9 | 1.916
| Halogen Reflector Other |  |  | 0.18 | 0.184 | 0.188 | 0.193 | 0.197 | 0.202 | 0.206 | 0.211 | 0.215 | 0.22 | 0.224 | 0.228 | 0.232 | 0.237 | 0.241 | 0.245 | 0.249 | 0.253 | 0.257 | 0.261 | 0.265 | 0.269 | 0.273 | 0.277 | 0.281 | 0.284
| CFL Other |  |  | 0.052 | 0.054 | 0.055 | 0.056 | 0.058 | 0.059 | 0.06 | 0.062 | 0.063 | 0.064 | 0.066 | 0.067 | 0.068 | 0.07 | 0.071 | 0.072 | 0.073 | 0.075 | 0.076 | 0.077 | 0.078 | 0.08 | 0.081 | 0.082 | 0.083 | 0.084
| Linear Fluorescent Other |  |  | 0.072 | 0.074 | 0.075 | 0.077 | 0.079 | 0.081 | 0.083 | 0.084 | 0.086 | 0.088 | 0.09 | 0.092 | 0.093 | 0.095 | 0.097 | 0.099 | 0.1 | 0.102 | 0.104 | 0.105 | 0.107 | 0.108 | 0.11 | 0.112 | 0.113 | 0.115
| LED |  |  | 0.002 | 0.006 | 0.009 | 0.012 | 0.015 | 0.019 | 0.022 | 0.026 | 0.03 | 0.034 | 0.037 | 0.041 | 0.045 | 0.05 | 0.054 | 0.058 | 0.063 | 0.067 | 0.071 | 0.076 | 0.081 | 0.085 | 0.09 | 0.095 | 0.1 | 0.105
| T5 less than 4 ft. (res. only) |  |  | 0.002 | 0.002 | 0.002 | 0.002 | 0.003 | 0.003 | 0.003 | 0.003 | 0.003 | 0.003 | 0.003 | 0.003 | 0.003 | 0.003 | 0.003 | 0.003 | 0.003 | 0.003 | 0.003 | 0.003 | 0.003 | 0.004 | 0.004 | 0.004 | 0.004 | 0.004
Active Case Source Consumption (aMW) |  |  |  | Frozen Efficiency 2010: Site Consumption * Busbar
Submarket
Lamp Type
GSL - Medium Screw
| Incandescent MSB |  |  | 453 | 422 | 380 | 304 | 233 | 170 | 106 | 72 | 54 | 45 | 40 | 37 | 36 | 36 | 36 | 36 | 36 | 36 | 37 | 37 | 38 | 38 | 39 | 39 | 40 | 41
| Halogen MSB |  |  | 7 | 7 | 16 | 46 | 78 | 99 | 118 | 122 | 122 | 120 | 118 | 117 | 116 | 116 | 116 | 117 | 119 | 120 | 121 | 123 | 124 | 126 | 128 | 129 | 131 | 133
| CFL MSB |  |  | 77 | 89 | 101 | 116 | 130 | 144 | 159 | 171 | 181 | 188 | 195 | 201 | 206 | 211 | 216 | 220 | 224 | 228 | 233 | 236 | 240 | 244 | 248 | 252 | 256 | 259
| LED |  |  | 0 | 0 | 0 | 0 | 0 | 0 | 0 | 0 | 0 | 0 | 0 | 0 | 0 | 0 | 0 | 0 | 0 | 0 | 0 | 0 | 0 | 0 | 0 | 0 | 0 | 0
Reflectors
| Incandescent Reflector |  |  | 103 | 91 | 83 | 80 | 79 | 79 | 80 | 80 | 81 | 83 | 84 | 85 | 87 | 88 | 90 | 91 | 93 | 94 | 96 | 97 | 99 | 100 | 102 | 103 | 105 | 106
| Halogen Reflector - screw |  |  | 56 | 68 | 73 | 75 | 76 | 77 | 78 | 77 | 77 | 78 | 79 | 81 | 83 | 84 | 86 | 87 | 89 | 90 | 92 | 93 | 94 | 96 | 97 | 99 | 100 | 101
| CFL Reflector |  |  | 8 | 8 | 9 | 9 | 9 | 10 | 10 | 11 | 11 | 11 | 12 | 12 | 12 | 13 | 13 | 13 | 14 | 14 | 14 | 14 | 15 | 15 | 15 | 15 | 16 | 16
| LED |  |  | 0 | 0 | 0 | 0 | 0 | 0 | 0 | 0 | 0 | 0 | 0 | 0 | 0 | 0 | 0 | 0 | 0 | 0 | 0 | 0 | 0 | 0 | 0 | 0 | 0 | 0
Linear Fluorescent
| T12 |  |  | 44 | 41 | 39 | 36 | 33 | 31 | 28 | 26 | 24 | 22 | 21 | 19 | 18 | 16 | 15 | 14 | 13 | 12 | 11 | 10 | 10 | 9 | 8 | 8 | 7 | 7
| T8 |  |  | 8 | 10 | 13 | 16 | 19 | 22 | 24 | 26 | 29 | 31 | 33 | 35 | 36 | 38 | 40 | 42 | 43 | 45 | 46 | 47 | 49 | 50 | 51 | 53 | 54 | 55
| T5* |  |  | 0 | 1 | 1 | 2 | 2 | 3 | 3 | 4 | 4 | 5 | 5 | 5 | 6 | 6 | 6 | 7 | 7 | 7 | 8 | 8 | 8 | 8 | 9 | 9 | 9 | 9
| LED |  |  | 0 | 0 | 0 | 0 | 0 | 0 | 0 | 0 | 0 | 0 | 0 | 0 | 0 | 0 | 0 | 0 | 0 | 0 | 0 | 0 | 0 | 0 | 0 | 0 | 0 | 0
HID
| Mercury Vapor |  |  | 0 | 0 | 0 | 0 | 0 | 0 | 0 | 0 | 0 | 0 | 0 | 0 | 0 | 0 | 0 | 0 | 0 | 0 | 0 | 0 | 0 | 0 | 0 | 0 | 0 | 0
| Metal Halide |  |  | 0 | 0 | 0 | 0 | 0 | 0 | 0 | 1 | 1 | 1 | 1 | 1 | 1 | 1 | 1 | 1 | 1 | 1 | 1 | 1 | 1 | 1 | 1 | 1 | 1 | 1
| High Pressure Sodium |  |  | 1 | 1 | 1 | 1 | 1 | 0 | 0 | 0 | 0 | 0 | 0 | 0 | 0 | 0 | 0 | 0 | 0 | 0 | 0 | 0 | 0 | 0 | 0 | 0 | 0 | 0
| Low Pressure Sodium |  |  | 0 | 0 | 0 | 0 | 0 | 0 | 0 | 0 | 0 | 0 | 0 | 0 | 0 | 0 | 0 | 0 | 0 | 0 | 0 | 0 | 0 | 0 | 0 | 0 | 0 | 0
| LED |  |  | 0 | 0 | 0 | 0 | 0 | 0 | 0 | 0 | 0 | 0 | 0 | 0 | 0 | 0 | 0 | 0 | 0 | 0 | 0 | 0 | 0 | 0 | 0 | 0 | 0 | 0
Miscellaneous
| Incandescent Other |  |  | 178 | 181 | 183 | 184 | 184 | 186 | 189 | 192 | 195 | 198 | 201 | 204 | 207 | 210 | 213 | 215 | 218 | 221 | 223 | 225 | 228 | 230 | 232 | 234 | 237 | 239
| Halogen Reflector Other |  |  | 22 | 23 | 23 | 24 | 25 | 25 | 26 | 26 | 27 | 27 | 28 | 28 | 29 | 29 | 30 | 31 | 31 | 32 | 32 | 33 | 33 | 34 | 34 | 34 | 35 | 35
| CFL Other |  |  | 7 | 7 | 7 | 7 | 7 | 7 | 8 | 8 | 8 | 8 | 8 | 8 | 9 | 9 | 9 | 9 | 9 | 9 | 9 | 10 | 10 | 10 | 10 | 10 | 10 | 10
| Linear Fluorescent Other |  |  | 9 | 9 | 9 | 10 | 10 | 10 | 10 | 11 | 11 | 11 | 11 | 11 | 12 | 12 | 12 | 12 | 12 | 13 | 13 | 13 | 13 | 14 | 14 | 14 | 14 | 14
| LED |  |  | 0 | 1 | 1 | 2 | 2 | 2 | 3 | 3 | 4 | 4 | 5 | 5 | 6 | 6 | 7 | 7 | 8 | 8 | 9 | 9 | 10 | 11 | 11 | 12 | 12 | 13
| T5 less than 4 ft. (res. only) |  |  | 0 | 0 | 0 | 0 | 0 | 0 | 0 | 0 | 0 | 0 | 0 | 0 | 0 | 0 | 0 | 0 | 0 | 0 | 0 | 0 | 0 | 0 | 0 | 0 | 0 | 0
Active Case Unit Sales (1000 units) |  |  |  | Frozen Efficiency 2010: From System_Total_Mkt
Submarket
Lamp Type
GSL - Medium Screw
| Incandescent MSB |  |  |  | 44838 | 39000 | 26567 | 18984 | 12644 | 5043 | 4571 | 4289 | 4128 | 4043 | 4006 | 4004 | 4024 | 4059 | 4104 | 4156 | 4211 | 4268 | 4326 | 4386 | 4450 | 4512 | 4573 | 4634 | 4693
| Halogen MSB |  |  |  | 833 | 3535 | 10626 | 15106 | 16505 | 18357 | 16907 | 16058 | 15588 | 15357 | 15269 | 15298 | 15396 | 15539 | 15721 | 15917 | 16116 | 16316 | 16524 | 16745 | 16988 | 17210 | 17428 | 17642 | 17852
| CFL MSB |  |  |  | 17841 | 18928 | 22405 | 22318 | 24344 | 26958 | 25211 | 24214 | 23691 | 23462 | 23396 | 23494 | 23674 | 23906 | 24196 | 24494 | 24785 | 25068 | 25370 | 25698 | 26071 | 26390 | 26704 | 27010 | 27308
| LED |  |  |  | 23 | 24 | 19 | 19 | 21 | 23 | 23 | 23 | 24 | 24 | 24 | 24 | 25 | 25 | 25 | 26 | 26 | 26 | 26 | 27 | 27 | 27 | 27 | 28 | 28
Reflectors
| Incandescent Reflector |  |  |  | 3866 | 4140 | 4477 | 4862 | 4954 | 5050 | 5144 | 5240 | 5338 | 5436 | 5532 | 5631 | 5730 | 5829 | 5929 | 6028 | 6124 | 6217 | 6311 | 6405 | 6504 | 6597 | 6689 | 6780 | 6869
| Halogen Reflector - screw |  |  |  | 5561 | 5447 | 5304 | 5113 | 5211 | 5310 | 5404 | 5501 | 5600 | 5698 | 5792 | 5892 | 5992 | 6090 | 6192 | 6290 | 6384 | 6474 | 6566 | 6660 | 6762 | 6853 | 6943 | 7032 | 7118
| CFL Reflector |  |  |  | 1019 | 1078 | 1150 | 1229 | 1253 | 1277 | 1298 | 1321 | 1344 | 1366 | 1387 | 1411 | 1433 | 1456 | 1480 | 1502 | 1523 | 1543 | 1564 | 1585 | 1609 | 1630 | 1650 | 1670 | 1689
| LED |  |  |  | 11 | 12 | 12 | 13 | 13 | 13 | 13 | 13 | 14 | 14 | 14 | 14 | 14 | 14 | 15 | 15 | 15 | 15 | 15 | 15 | 16 | 16 | 16 | 16 | 16
Linear Fluorescent
| T12 |  |  |  | 774 | 618 | 473 | 338 | 301 | 267 | 237 | 220 | 205 | 190 | 177 | 165 | 153 | 143 | 133 | 125 | 117 | 109 | 102 | 96 | 90 | 85 | 80 | 75 | 71
| T8 |  |  |  | 1839 | 2024 | 2198 | 2348 | 2431 | 2511 | 2576 | 2631 | 2686 | 2740 | 2786 | 2838 | 2889 | 2937 | 2988 | 3034 | 3075 | 3113 | 3152 | 3195 | 3245 | 3283 | 3320 | 3356 | 3390
| T5* |  |  |  | 210 | 235 | 259 | 278 | 288 | 297 | 306 | 314 | 322 | 330 | 337 | 344 | 351 | 358 | 365 | 372 | 377 | 383 | 388 | 394 | 401 | 406 | 411 | 416 | 420
| LED |  |  |  | 0 | 0 | 0 | 0 | 0 | 0 | 0 | 0 | 0 | 0 | 0 | 0 | 0 | 0 | 0 | 0 | 0 | 0 | 0 | 0 | 0 | 0 | 0 | 0 | 0
HID
| Mercury Vapor |  |  |  | 0 | 0 | 0 | 0 | 0 | 0 | 0 | 0 | 0 | 0 | 0 | 0 | 0 | 0 | 0 | 0 | 0 | 0 | 0 | 0 | 0 | 0 | 0 | 0 | 0
| Metal Halide |  |  |  | 11 | 12 | 13 | 14 | 14 | 15 | 16 | 16 | 17 | 17 | 18 | 18 | 19 | 19 | 20 | 20 | 21 | 21 | 22 | 22 | 22 | 23 | 23 | 24 | 24
| High Pressure Sodium |  |  |  | 1 | 1 | 1 | 1 | 1 | 1 | 1 | 1 | 1 | 1 | 1 | 1 | 1 | 1 | 1 | 1 | 1 | 1 | 0 | 0 | 0 | 0 | 0 | 0 | 0
| Low Pressure Sodium |  |  |  | 0 | 0 | 0 | 0 | 0 | 0 | 0 | 0 | 0 | 0 | 0 | 0 | 0 | 0 | 0 | 0 | 0 | 0 | 0 | 0 | 0 | 0 | 0 | 0 | 0
| LED |  |  |  | 0 | 0 | 0 | 0 | 0 | 0 | 0 | 0 | 0 | 0 | 0 | 0 | 0 | 0 | 0 | 0 | 0 | 0 | 0 | 0 | 0 | 0 | 0 | 0 | 0
Miscellaneous
| Incandescent Other |  |  |  | 40275 | 41022 | 41792 | 42539 | 43291 | 44037 | 44759 | 45466 | 46163 | 46845 | 47501 | 48152 | 48790 | 49415 | 50035 | 50638 | 51218 | 51772 | 52309 | 52840 | 53377 | 53889 | 54383 | 54859 | 55316
| Halogen Reflector Other |  |  |  | 1025 | 1051 | 1077 | 1099 | 1123 | 1146 | 1168 | 1190 | 1212 | 1234 | 1255 | 1276 | 1297 | 1318 | 1340 | 1361 | 1380 | 1399 | 1418 | 1437 | 1458 | 1477 | 1495 | 1513 | 1530
| CFL Other |  |  |  | 644 | 661 | 678 | 690 | 705 | 719 | 732 | 744 | 757 | 769 | 780 | 793 | 805 | 817 | 830 | 842 | 853 | 863 | 873 | 884 | 898 | 908 | 918 | 928 | 938
| Linear Fluorescent Other |  |  |  | 904 | 926 | 947 | 962 | 980 | 997 | 1011 | 1026 | 1041 | 1055 | 1068 | 1083 | 1097 | 1111 | 1126 | 1140 | 1152 | 1162 | 1174 | 1187 | 1203 | 1214 | 1226 | 1236 | 1247
| LED |  |  |  | 185 | 200 | 214 | 226 | 246 | 266 | 285 | 305 | 325 | 345 | 365 | 386 | 408 | 429 | 451 | 473 | 494 | 515 | 536 | 558 | 582 | 605 | 627 | 649 | 671
| T5 less than 4 ft. (res. only) |  |  |  | 22 | 23 | 24 | 24 | 24 | 25 | 25 | 26 | 26 | 26 | 27 | 27 | 28 | 28 | 28 | 29 | 29 | 29 | 30 | 30 | 31 | 31 | 31 | 32 | 32
Active Case Installed Stock (1000 units) |  |  |  | Frozen Efficiency 2010: Installed Stock in Tlmhr/(lumens*operating hours)
Submarket
Lamp Type
GSL - Medium Screw
| Incandescent MSB |  |  | ######### | ######## | ######## | ######## | ######## | ######## | ######## | ######## | ######## | ######## | 8916.239 | 8346.504 | 8066.785 | 7950.493 | 7928.542 | 7963.626 | 8032.733 | 8121.495 | 8221.134 | 8327.701 | 8439.761 | 8557.82 | 8677.397 | 8797.024 | 8915.777 | 9033.04
| Halogen MSB |  |  | 1915.377 | 1854.133 | 4523.509 | ######## | ######## | ######## | ######## | ######## | ######## | ######## | ######## | ######## | ######## | ######## | ######## | 33372.411 | 33707.621 | 34085.585 | 34486.162 | 34907.954 | 35354.315 | 35834.806 | 36312.835 | 36786.119 | 37252.751 | 37711.158
| CFL MSB |  |  | 65512.762 | ######## | ######## | ######## | ######## | ######## | ######## | ######## | ######## | ######## | ######## | ######## | ######## | ######## | ######## | 187974.912 | 191657.343 | 195222.728 | 198676.734 | 202049.713 | 205377.978 | 208710.065 | 211993.099 | 215226.167 | 218407.533 | 221534.905
| LED |  |  | 0 | 22.951 | 45.542 | 61.471 | 76.244 | 91.446 | 107.193 | 122.056 | 136.114 | 149.444 | 162.092 | 174.027 | 185.399 | 196.236 | 206.563 | 216.46 | 225.909 | 234.885 | 243.383 | 251.476 | 259.253 | 266.833 | 274.086 | 281.024 | 287.659 | 294.002
Reflectors
| Incandescent Reflector |  |  | 21628.378 | ######## | ######## | ######## | ######## | ######## | ######## | ######## | ######## | ######## | ######## | ######## | ######## | ######## | ######## | 19226.373 | 19552.666 | 19878.286 | 20200.784 | 20520.98 | 20840.923 | 21164.332 | 21485.311 | 21803.161 | 22117.259 | 22427.042
| Halogen Reflector - screw |  |  | 12076.208 | ######## | ######## | ######## | ######## | ######## | ######## | ######## | ######## | ######## | ######## | ######## | ######## | ######## | ######## | 23076.33 | 23471.674 | 23859.845 | 24238.909 | 24612.432 | 24985.223 | 25364.203 | 25738.099 | 26106.534 | 26469.099 | 26825.364
| CFL Reflector |  |  | 6703.677 | 6974.169 | 7273.277 | 7611.393 | 7991.128 | 8352.158 | 8696.444 | 9024.019 | 9337.306 | 9638.49 | 9928.863 | ######## | ######## | ######## | ######## | 11251.047 | 11497.207 | 11736.894 | 11969.714 | 12197.021 | 12420.669 | 12643.307 | 12861.737 | 13075.985 | 13286.047 | 13491.891
| LED |  |  | 0 | 11.448 | 22.399 | 32.954 | 43.083 | 52.707 | 61.844 | 70.47 | 78.632 | 86.375 | 93.724 | 100.661 | 107.274 | 113.577 | 119.585 | 125.345 | 130.846 | 136.073 | 141.025 | 145.742 | 150.276 | 154.695 | 158.925 | 162.972 | 166.844 | 170.547
Linear Fluorescent
| T12 |  |  | 21292.655 | ######## | ######## | ######## | ######## | ######## | ######## | ######## | ######## | ######## | ######## | 9242.775 | 8545.756 | 7903.992 | 7312.946 | 6768.502 | 6266.848 | 5804.495 | 5378.255 | 4985.244 | 4622.829 | 4288.614 | 3980.291 | 3695.801 | 3433.257 | 3190.924
| T8 |  |  | 4027.135 | 5480.724 | 6981.862 | 8515.473 | ######## | ######## | ######## | ######## | ######## | ######## | ######## | ######## | ######## | ######## | ######## | 23072.466 | 23971.549 | 24832.375 | 25654.914 | 26444.636 | 27208.385 | 27955.275 | 28675.884 | 29371.264 | 30042.341 | 30689.921
| T5* |  |  | 0 | 209.768 | 423.242 | 638.416 | 850.641 | 1051.001 | 1240.229 | 1419.052 | 1588.057 | 1748.191 | 1900.099 | 2043.757 | 2180.639 | 2311.167 | 2435.718 | 2555.133 | 2669.39 | 2778.38 | 2882.17 | 2981.447 | 3077.048 | 3170.068 | 3259.482 | 3345.456 | 3428.138 | 3507.657
| LED |  |  | 0 | 0 | 0 | 0 | 0 | 0 | 0 | 0 | 0 | 0 | 0 | 0 | 0 | 0 | 0 | 0 | 0 | 0 | 0 | 0 | 0 | 0 | 0 | 0 | 0 | 0
HID
| Mercury Vapor |  |  | 8.035 | 7.622 | 7.237 | 6.879 | 6.545 | 6.234 | 5.944 | 5.673 | 5.42 | 5.185 | 4.966 | 4.761 | 4.571 | 4.394 | 4.229 | 4.075 | 3.933 | 3.8 | 3.677 | 3.562 | 3.455 | 3.357 | 3.265 | 3.18 | 3.102 | 3.029
| Metal Halide |  |  | 1.755 | 12.777 | 23.45 | 33.769 | 43.636 | 53.147 | 62.306 | 71.088 | 79.522 | 87.638 | 95.45 | 102.939 | 110.17 | 117.152 | 123.893 | 130.427 | 136.743 | 142.826 | 148.672 | 154.311 | 159.784 | 165.145 | 170.333 | 175.353 | 180.208 | 184.902
| High Pressure Sodium |  |  | 46.141 | 43.329 | 40.695 | 38.227 | 35.914 | 33.746 | 31.713 | 29.808 | 28.021 | 26.346 | 24.775 | 23.302 | 21.92 | 20.624 | 19.408 | 18.268 | 17.198 | 16.193 | 15.251 | 14.367 | 13.537 | 12.758 | 12.027 | 11.34 | 10.696 | 10.091
| Low Pressure Sodium |  |  | 0 | 0 | 0 | 0 | 0 | 0 | 0 | 0 | 0 | 0 | 0 | 0 | 0 | 0 | 0 | 0 | 0 | 0 | 0 | 0 | 0 | 0 | 0 | 0 | 0 | 0
| LED |  |  | 0 | 0.231 | 0.449 | 0.655 | 0.847 | 1.029 | 1.199 | 1.359 | 1.509 | 1.651 | 1.784 | 1.909 | 2.027 | 2.14 | 2.246 | 2.347 | 2.443 | 2.534 | 2.62 | 2.701 | 2.779 | 2.854 | 2.926 | 2.995 | 3.06 | 3.122
Miscellaneous
| Incandescent Other |  |  | 56855.856 | ######## | ######## | ######## | ######## | ######## | ######## | ######## | ######## | ######## | ######## | ######## | ######## | ######## | ######## | 72023.801 | 72906.003 | 73758.527 | 74575.972 | 75366.393 | 76141.296 | 76917.574 | 77669.519 | 78396.255 | 79096.923 | 79770.694
| Halogen Reflector Other |  |  | 4385.595 | 4488.897 | 4596.378 | 4706.823 | 4815.982 | 4926.206 | 5036.804 | 5146.161 | 5254.545 | 5362.26 | 5469.177 | 5574.054 | 5678.511 | 5782.325 | 5885.278 | 5988.08 | 6089.926 | 6189.93 | 6287.579 | 6383.552 | 6478.85 | 6574.977 | 6669.617 | 6762.662 | 6854.008 | 6943.55
| CFL Other |  |  | 5042.566 | 5164.943 | 5292.314 | 5423.279 | 5552.91 | 5683.933 | 5815.55 | 5945.878 | 6075.228 | 6203.951 | 6331.896 | 6457.609 | 6582.98 | 6707.745 | 6831.648 | 6955.517 | 7078.41 | 7199.286 | 7317.539 | 7433.96 | 7549.721 | 7666.589 | 7781.839 | 7895.344 | 8006.977 | 8116.61
| Linear Fluorescent Other |  |  | 7634.399 | 7817.081 | 8007.203 | 8202.652 | 8395.998 | 8591.351 | 8787.506 | 8981.632 | 9174.197 | 9365.732 | 9556.008 | 9742.846 | 9929.083 | ######## | ######## | 10481.925 | 10664.113 | 10843.191 | 11018.257 | 11190.501 | 11361.679 | 11534.44 | 11704.703 | 11872.278 | 12036.978 | 12198.613
| LED |  |  | 124.703 | 300.701 | 477.536 | 655.081 | 831.496 | 1014.342 | 1203.275 | 1397.293 | 1596.41 | 1800.696 | 2009.958 | 2223.169 | 2441.349 | 2664.245 | 2891.587 | 3123.87 | 3360.339 | 3600.066 | 3842.38 | 4087.71 | 4336.885 | 4591.369 | 4848.76 | 5108.794 | 5371.198 | 5635.691
| T5 less than 4 ft. (res. only) |  |  | 210.486 | 215.583 | 220.887 | 226.342 | 231.74 | 237.195 | 242.675 | 248.101 | 253.485 | 258.843 | 264.168 | 269.399 | 274.616 | 279.807 | 284.962 | 290.115 | 295.226 | 300.254 | 305.171 | 310.012 | 314.825 | 319.683 | 324.474 | 329.192 | 333.831 | 338.387
Active Case Energy Density (kWh/sq2) |  |  |  | Frozen Efficiency 2010: Site Energy/Square_Feet
Submarket
Lamp Type
GSL - Medium Screw
| Incandescent MSB |  |  | 0.373 | 0.339 | 0.298 | 0.232 | 0.174 | 0.124 | 0.075 | 0.05 | 0.037 | 0.03 | 0.026 | 0.024 | 0.023 | 0.022 | 0.021 | 0.021 | 0.021 | 0.021 | 0.021 | 0.021 | 0.021 | 0.021 | 0.021 | 0.021 | 0.021 | 0.021
| Halogen MSB |  |  | 0.006 | 0.005 | 0.012 | 0.035 | 0.058 | 0.072 | 0.084 | 0.085 | 0.083 | 0.08 | 0.077 | 0.075 | 0.073 | 0.071 | 0.07 | 0.07 | 0.069 | 0.069 | 0.068 | 0.068 | 0.068 | 0.068 | 0.068 | 0.067 | 0.067 | 0.067
| CFL MSB |  |  | 0.063 | 0.071 | 0.079 | 0.089 | 0.097 | 0.105 | 0.113 | 0.119 | 0.123 | 0.125 | 0.127 | 0.128 | 0.129 | 0.13 | 0.13 | 0.13 | 0.131 | 0.131 | 0.131 | 0.131 | 0.131 | 0.131 | 0.131 | 0.131 | 0.131 | 0.131
| LED |  |  | 0 | 0 | 0 | 0 | 0 | 0 | 0 | 0 | 0 | 0 | 0 | 0 | 0 | 0 | 0 | 0 | 0 | 0 | 0 | 0 | 0 | 0 | 0 | 0 | 0 | 0
Reflectors
| Incandescent Reflector |  |  | 0.084 | 0.073 | 0.065 | 0.061 | 0.059 | 0.058 | 0.057 | 0.056 | 0.055 | 0.055 | 0.055 | 0.055 | 0.054 | 0.054 | 0.054 | 0.054 | 0.054 | 0.054 | 0.054 | 0.054 | 0.054 | 0.054 | 0.054 | 0.054 | 0.054 | 0.054
| Halogen Reflector - screw |  |  | 0.046 | 0.054 | 0.057 | 0.058 | 0.056 | 0.056 | 0.055 | 0.053 | 0.052 | 0.052 | 0.052 | 0.052 | 0.052 | 0.052 | 0.052 | 0.052 | 0.052 | 0.052 | 0.052 | 0.051 | 0.051 | 0.051 | 0.051 | 0.051 | 0.051 | 0.051
| CFL Reflector |  |  | 0.007 | 0.007 | 0.007 | 0.007 | 0.007 | 0.007 | 0.007 | 0.007 | 0.008 | 0.008 | 0.008 | 0.008 | 0.008 | 0.008 | 0.008 | 0.008 | 0.008 | 0.008 | 0.008 | 0.008 | 0.008 | 0.008 | 0.008 | 0.008 | 0.008 | 0.008
| LED |  |  | 0 | 0 | 0 | 0 | 0 | 0 | 0 | 0 | 0 | 0 | 0 | 0 | 0 | 0 | 0 | 0 | 0 | 0 | 0 | 0 | 0 | 0 | 0 | 0 | 0 | 0
Linear Fluorescent
| T12 |  |  | 0.036 | 0.033 | 0.03 | 0.028 | 0.025 | 0.022 | 0.02 | 0.018 | 0.017 | 0.015 | 0.014 | 0.012 | 0.011 | 0.01 | 0.009 | 0.008 | 0.008 | 0.007 | 0.006 | 0.006 | 0.005 | 0.005 | 0.004 | 0.004 | 0.004 | 0.003
| T8 |  |  | 0.006 | 0.008 | 0.01 | 0.012 | 0.014 | 0.016 | 0.017 | 0.018 | 0.019 | 0.02 | 0.021 | 0.022 | 0.023 | 0.024 | 0.024 | 0.025 | 0.025 | 0.026 | 0.026 | 0.026 | 0.027 | 0.027 | 0.027 | 0.027 | 0.028 | 0.028
| T5* |  |  | 0 | 0 | 0.001 | 0.001 | 0.002 | 0.002 | 0.002 | 0.003 | 0.003 | 0.003 | 0.003 | 0.003 | 0.004 | 0.004 | 0.004 | 0.004 | 0.004 | 0.004 | 0.004 | 0.004 | 0.004 | 0.005 | 0.005 | 0.005 | 0.005 | 0.005
| LED |  |  | 0 | 0 | 0 | 0 | 0 | 0 | 0 | 0 | 0 | 0 | 0 | 0 | 0 | 0 | 0 | 0 | 0 | 0 | 0 | 0 | 0 | 0 | 0 | 0 | 0 | 0
HID
| Mercury Vapor |  |  | 0 | 0 | 0 | 0 | 0 | 0 | 0 | 0 | 0 | 0 | 0 | 0 | 0 | 0 | 0 | 0 | 0 | 0 | 0 | 0 | 0 | 0 | 0 | 0 | 0 | 0
| Metal Halide |  |  | 0 | 0 | 0 | 0 | 0 | 0 | 0 | 0 | 0 | 0 | 0 | 0 | 0.001 | 0.001 | 0.001 | 0.001 | 0.001 | 0.001 | 0.001 | 0.001 | 0.001 | 0.001 | 0.001 | 0.001 | 0.001 | 0.001
| High Pressure Sodium |  |  | 0.001 | 0 | 0 | 0 | 0 | 0 | 0 | 0 | 0 | 0 | 0 | 0 | 0 | 0 | 0 | 0 | 0 | 0 | 0 | 0 | 0 | 0 | 0 | 0 | 0 | 0
| Low Pressure Sodium |  |  | 0 | 0 | 0 | 0 | 0 | 0 | 0 | 0 | 0 | 0 | 0 | 0 | 0 | 0 | 0 | 0 | 0 | 0 | 0 | 0 | 0 | 0 | 0 | 0 | 0 | 0
| LED |  |  | 0 | 0 | 0 | 0 | 0 | 0 | 0 | 0 | 0 | 0 | 0 | 0 | 0 | 0 | 0 | 0 | 0 | 0 | 0 | 0 | 0 | 0 | 0 | 0 | 0 | 0
Miscellaneous
| Incandescent Other |  |  | 0.147 | 0.145 | 0.143 | 0.14 | 0.137 | 0.135 | 0.135 | 0.134 | 0.133 | 0.132 | 0.131 | 0.131 | 0.13 | 0.129 | 0.128 | 0.128 | 0.127 | 0.126 | 0.126 | 0.125 | 0.124 | 0.123 | 0.123 | 0.122 | 0.121 | 0.121
| Halogen Reflector Other |  |  | 0.018 | 0.018 | 0.018 | 0.018 | 0.018 | 0.018 | 0.018 | 0.018 | 0.018 | 0.018 | 0.018 | 0.018 | 0.018 | 0.018 | 0.018 | 0.018 | 0.018 | 0.018 | 0.018 | 0.018 | 0.018 | 0.018 | 0.018 | 0.018 | 0.018 | 0.018
| CFL Other |  |  | 0.005 | 0.005 | 0.005 | 0.005 | 0.005 | 0.005 | 0.005 | 0.005 | 0.005 | 0.005 | 0.005 | 0.005 | 0.005 | 0.005 | 0.005 | 0.005 | 0.005 | 0.005 | 0.005 | 0.005 | 0.005 | 0.005 | 0.005 | 0.005 | 0.005 | 0.005
| Linear Fluorescent Other |  |  | 0.007 | 0.007 | 0.007 | 0.007 | 0.007 | 0.007 | 0.007 | 0.007 | 0.007 | 0.007 | 0.007 | 0.007 | 0.007 | 0.007 | 0.007 | 0.007 | 0.007 | 0.007 | 0.007 | 0.007 | 0.007 | 0.007 | 0.007 | 0.007 | 0.007 | 0.007
| LED |  |  | 0 | 0.001 | 0.001 | 0.001 | 0.001 | 0.002 | 0.002 | 0.002 | 0.003 | 0.003 | 0.003 | 0.003 | 0.004 | 0.004 | 0.004 | 0.004 | 0.005 | 0.005 | 0.005 | 0.005 | 0.005 | 0.006 | 0.006 | 0.006 | 0.006 | 0.007
| T5 less than 4 ft. (res. only) |  |  | 0 | 0 | 0 | 0 | 0 | 0 | 0 | 0 | 0 | 0 | 0 | 0 | 0 | 0 | 0 | 0 | 0 | 0 | 0 | 0 | 0 | 0 | 0 | 0 | 0 | 0
Active Case Power Density (W/ft2) |  |  |  | Frozen Efficiency 2010: Energy Density/Hours of Operation
Submarket
Lamp Type
GSL - Medium Screw
| Incandescent MSB |  |  | 0.567 | 0.515 | 0.453 | 0.353 | 0.264 | 0.188 | 0.114 | 0.076 | 0.056 | 0.045 | 0.04 | 0.036 | 0.034 | 0.033 | 0.033 | 0.032 | 0.032 | 0.032 | 0.032 | 0.031 | 0.031 | 0.031 | 0.031 | 0.031 | 0.031 | 0.031
| Halogen MSB |  |  | 0.008 | 0.008 | 0.019 | 0.053 | 0.088 | 0.11 | 0.127 | 0.129 | 0.126 | 0.121 | 0.117 | 0.113 | 0.11 | 0.108 | 0.107 | 0.106 | 0.105 | 0.104 | 0.104 | 0.103 | 0.103 | 0.103 | 0.103 | 0.102 | 0.102 | 0.102
| CFL MSB |  |  | 0.096 | 0.109 | 0.121 | 0.135 | 0.147 | 0.159 | 0.172 | 0.181 | 0.187 | 0.191 | 0.193 | 0.195 | 0.196 | 0.197 | 0.198 | 0.198 | 0.199 | 0.199 | 0.199 | 0.199 | 0.199 | 0.199 | 0.199 | 0.199 | 0.199 | 0.199
| LED |  |  | 0 | 0 | 0 | 0 | 0 | 0 | 0 | 0 | 0 | 0 | 0 | 0 | 0 | 0 | 0 | 0 | 0 | 0 | 0 | 0 | 0 | 0 | 0 | 0 | 0 | 0
Reflectors
| Incandescent Reflector |  |  | 0.13 | 0.112 | 0.101 | 0.094 | 0.091 | 0.089 | 0.087 | 0.086 | 0.085 | 0.085 | 0.084 | 0.084 | 0.084 | 0.084 | 0.084 | 0.083 | 0.083 | 0.083 | 0.083 | 0.083 | 0.083 | 0.083 | 0.083 | 0.083 | 0.083 | 0.083
| Halogen Reflector - screw |  |  | 0.071 | 0.084 | 0.088 | 0.089 | 0.087 | 0.086 | 0.085 | 0.083 | 0.081 | 0.08 | 0.08 | 0.08 | 0.08 | 0.08 | 0.08 | 0.08 | 0.08 | 0.08 | 0.079 | 0.079 | 0.079 | 0.079 | 0.079 | 0.079 | 0.079 | 0.079
| CFL Reflector |  |  | 0.01 | 0.01 | 0.01 | 0.011 | 0.011 | 0.011 | 0.011 | 0.011 | 0.012 | 0.012 | 0.012 | 0.012 | 0.012 | 0.012 | 0.012 | 0.012 | 0.012 | 0.012 | 0.012 | 0.012 | 0.012 | 0.012 | 0.012 | 0.012 | 0.012 | 0.012
| LED |  |  | 0 | 0 | 0 | 0 | 0 | 0 | 0 | 0 | 0 | 0 | 0 | 0 | 0 | 0 | 0 | 0 | 0 | 0 | 0 | 0 | 0 | 0 | 0 | 0 | 0 | 0
Linear Fluorescent
| T12 |  |  | 0.052 | 0.048 | 0.044 | 0.04 | 0.036 | 0.032 | 0.029 | 0.026 | 0.024 | 0.022 | 0.019 | 0.018 | 0.016 | 0.015 | 0.013 | 0.012 | 0.011 | 0.01 | 0.009 | 0.008 | 0.008 | 0.007 | 0.006 | 0.006 | 0.005 | 0.005
| T8 |  |  | 0.009 | 0.012 | 0.015 | 0.018 | 0.02 | 0.023 | 0.025 | 0.026 | 0.028 | 0.029 | 0.031 | 0.032 | 0.033 | 0.034 | 0.035 | 0.036 | 0.036 | 0.037 | 0.037 | 0.038 | 0.038 | 0.039 | 0.039 | 0.04 | 0.04 | 0.04
| T5* |  |  | 0 | 0.001 | 0.001 | 0.002 | 0.002 | 0.003 | 0.003 | 0.004 | 0.004 | 0.004 | 0.005 | 0.005 | 0.005 | 0.005 | 0.006 | 0.006 | 0.006 | 0.006 | 0.006 | 0.006 | 0.006 | 0.007 | 0.007 | 0.007 | 0.007 | 0.007
| LED |  |  | 0 | 0 | 0 | 0 | 0 | 0 | 0 | 0 | 0 | 0 | 0 | 0 | 0 | 0 | 0 | 0 | 0 | 0 | 0 | 0 | 0 | 0 | 0 | 0 | 0 | 0
HID
| Mercury Vapor |  |  | 0 | 0 | 0 | 0 | 0 | 0 | 0 | 0 | 0 | 0 | 0 | 0 | 0 | 0 | 0 | 0 | 0 | 0 | 0 | 0 | 0 | 0 | 0 | 0 | 0 | 0
| Metal Halide |  |  | 0 | 0 | 0 | 0 | 0 | 0 | 0 | 0 | 0 | 0 | 0.001 | 0.001 | 0.001 | 0.001 | 0.001 | 0.001 | 0.001 | 0.001 | 0.001 | 0.001 | 0.001 | 0.001 | 0.001 | 0.001 | 0.001 | 0.001
| High Pressure Sodium |  |  | 0.001 | 0.001 | 0.001 | 0 | 0 | 0 | 0 | 0 | 0 | 0 | 0 | 0 | 0 | 0 | 0 | 0 | 0 | 0 | 0 | 0 | 0 | 0 | 0 | 0 | 0 | 0
| Low Pressure Sodium |  |  | 0 | 0 | 0 | 0 | 0 | 0 | 0 | 0 | 0 | 0 | 0 | 0 | 0 | 0 | 0 | 0 | 0 | 0 | 0 | 0 | 0 | 0 | 0 | 0 | 0 | 0
| LED |  |  | 0 | 0 | 0 | 0 | 0 | 0 | 0 | 0 | 0 | 0 | 0 | 0 | 0 | 0 | 0 | 0 | 0 | 0 | 0 | 0 | 0 | 0 | 0 | 0 | 0 | 0
Miscellaneous
| Incandescent Other |  |  | 0.217 | 0.216 | 0.213 | 0.208 | 0.204 | 0.201 | 0.2 | 0.198 | 0.197 | 0.196 | 0.195 | 0.194 | 0.193 | 0.192 | 0.191 | 0.189 | 0.188 | 0.187 | 0.186 | 0.185 | 0.184 | 0.183 | 0.182 | 0.181 | 0.18 | 0.179
| Halogen Reflector Other |  |  | 0.027 | 0.027 | 0.027 | 0.027 | 0.027 | 0.027 | 0.027 | 0.027 | 0.027 | 0.027 | 0.027 | 0.027 | 0.027 | 0.027 | 0.027 | 0.027 | 0.027 | 0.027 | 0.027 | 0.027 | 0.027 | 0.027 | 0.027 | 0.027 | 0.027 | 0.027
| CFL Other |  |  | 0.008 | 0.008 | 0.008 | 0.008 | 0.008 | 0.008 | 0.008 | 0.008 | 0.008 | 0.008 | 0.008 | 0.008 | 0.008 | 0.008 | 0.008 | 0.008 | 0.008 | 0.008 | 0.008 | 0.008 | 0.008 | 0.008 | 0.008 | 0.008 | 0.008 | 0.008
| Linear Fluorescent Other |  |  | 0.011 | 0.011 | 0.011 | 0.011 | 0.011 | 0.011 | 0.011 | 0.011 | 0.011 | 0.011 | 0.011 | 0.011 | 0.011 | 0.011 | 0.011 | 0.011 | 0.011 | 0.011 | 0.011 | 0.011 | 0.011 | 0.011 | 0.011 | 0.011 | 0.011 | 0.011
| LED |  |  | 0 | 0.001 | 0.001 | 0.002 | 0.002 | 0.003 | 0.003 | 0.003 | 0.004 | 0.004 | 0.005 | 0.005 | 0.005 | 0.006 | 0.006 | 0.006 | 0.007 | 0.007 | 0.007 | 0.008 | 0.008 | 0.008 | 0.009 | 0.009 | 0.009 | 0.01
| T5 less than 4 ft. (res. only) |  |  | 0 | 0 | 0 | 0 | 0 | 0 | 0 | 0 | 0 | 0 | 0 | 0 | 0 | 0 | 0 | 0 | 0 | 0 | 0 | 0 | 0 | 0 | 0 | 0 | 0 | 0

## Res_Results
Compare #1 | These results show the impact of standards relative to the Sixth Plan by keeping everything besides the standards constant.
GSL_MB
| 2010 | 2011 | 2012 | 2013 | 2014 | 2015 | 2016 | 2017 | 2018 | 2019 | 2020 | 2021 | 2022 | 2023 | 2024 | 2025 | 2026 | 2027 | 2028 | 2029 | 2030 | 2031 | 2032 | 2033 | 2034 | 2035
Pre-case Frozen | 537 | 518 | 497 | 466 | 441 | 413 | 383 | 365 | 357 | 353 | 353 | 355 | 358 | 363 | 368 | 373 | 379 | 384 | 391 | 396 | 402 | 408 | 415 | 420 | 427 | 433
Post-case Frozen | 537 | 518 | 497 | 466 | 441 | 413 | 383 | 365 | 357 | 353 | 353 | 355 | 358 | 363 | 368 | 373 | 379 | 384 | 391 | 396 | 402 | 408 | 415 | 420 | 427 | 433
Cumulative (DOE) | 0 | 0 | 0 | 0 | 0 | 0 | 0 | 0 | 0 | 0 | 0 | 0 | 0 | 0 | 0 | 0 | 0 | 0 | 0 | 0 | 0 | 0 | 0 | 0 | 0 | 0
First Year Savings |  | 0 | 0 | 0 | 0 | 0 | 0 | 0 | 0 | 0 | 0 | 0 | 0 | 0 | 0 | 0 | 0 | 0 | 0 | 0 | 0 | 0 | 0 | 0 | 0 | 0
0
Reflectors
| 2010 | 2011 | 2012 | 2013 | 2014 | 2015 | 2016 | 2017 | 2018 | 2019 | 2020 | 2021 | 2022 | 2023 | 2024 | 2025 | 2026 | 2027 | 2028 | 2029 | 2030 | 2031 | 2032 | 2033 | 2034 | 2035
Pre-case Frozen | 167 | 167 | 168 | 170 | 172 | 174 | 179 | 181 | 185 | 188 | 193 | 196 | 200 | 203 | 208 | 211 | 214 | 218 | 222 | 226 | 229 | 233 | 236 | 240 | 244 | 247
Post-case Frozen | 167 | 167 | 165 | 164 | 164 | 166 | 168 | 168 | 169 | 172 | 175 | 178 | 182 | 185 | 189 | 191 | 196 | 198 | 202 | 204 | 208 | 211 | 214 | 217 | 221 | 223
Cumulative (DOE) | 0 | 0 | 3.2717 | 6.5434 | 8.7245 | 8.7245 | 11.9962 | 14.1773 | 17.449 | 17.449 | 19.6301 | 19.6301 | 19.6301 | 19.6301 | 20.7206 | 21.8112 | 19.6301 | 21.8112 | 21.8112 | 23.9923 | 22.9018 | 23.9923 | 23.9923 | 25.0829 | 25.0829 | 26.1734
First Year Savings |  | 0 | 3.2717 | 3.2717 | 2.1811 | 0 | 3.2717 | 2.1811 | 3.2717 | 0 | 2.1811 | 0 | 0 | 0 | 1.0906 | 1.0906 | -2.1811 | 2.1811 | 0 | 2.1811 | -1.0906 | 1.0906 | 0 | 1.0906 | 0 | 1.0906
LF
| 2010 | 2011 | 2012 | 2013 | 2014 | 2015 | 2016 | 2017 | 2018 | 2019 | 2020 | 2021 | 2022 | 2023 | 2024 | 2025 | 2026 | 2027 | 2028 | 2029 | 2030 | 2031 | 2032 | 2033 | 2034 | 2035
Pre-case Frozen | 52 | 52 | 53 | 55 | 55 | 57 | 57 | 57 | 59 | 59 | 61 | 61 | 62 | 64 | 64 | 65 | 67 | 67 | 68 | 69 | 71 | 71 | 72 | 73 | 74 | 75
Post-case Frozen | 52 | 52 | 53 | 54 | 54 | 56 | 55 | 56 | 57 | 58 | 59 | 59 | 60 | 60 | 61 | 63 | 63 | 64 | 65 | 65 | 67 | 67 | 68 | 70 | 70 | 71
Cumulative (DOE) | 0 | 0 | 0 | 1.0906 | 1.0906 | 1.0906 | 2.1811 | 1.0906 | 2.1811 | 1.0906 | 2.1811 | 2.1811 | 2.1811 | 4.3622 | 3.2717 | 2.1811 | 4.3622 | 3.2717 | 3.2717 | 4.3622 | 4.3622 | 4.3622 | 4.3622 | 3.2717 | 4.3622 | 4.3622
First Year Savings |  | 0 | 0 | 1.0906 | 0 | 0 | 1.0906 | -1.0906 | 1.0906 | -1.0906 | 1.0906 | 0 | 0 | 2.1811 | -1.0906 | -1.0906 | 2.1811 | -1.0906 | 0 | 1.0906 | 0 | 0 | 0 | -1.0906 | 1.0906 | 0
HID
| 2010 | 2011 | 2012 | 2013 | 2014 | 2015 | 2016 | 2017 | 2018 | 2019 | 2020 | 2021 | 2022 | 2023 | 2024 | 2025 | 2026 | 2027 | 2028 | 2029 | 2030 | 2031 | 2032 | 2033 | 2034 | 2035
Pre-case Frozen | 1 | 1 | 1 | 1 | 1 | 0 | 0 | 1 | 1 | 1 | 1 | 1 | 1 | 1 | 1 | 1 | 1 | 1 | 1 | 1 | 1 | 1 | 1 | 1 | 1 | 1
Post-case Frozen | 1 | 1 | 1 | 1 | 1 | 0 | 0 | 1 | 1 | 1 | 1 | 1 | 1 | 1 | 1 | 1 | 1 | 1 | 1 | 1 | 1 | 1 | 1 | 1 | 1 | 1
Cumulative (DOE) | 0 | 0 | 0 | 0 | 0 | 0 | 0 | 0 | 0 | 0 | 0 | 0 | 0 | 0 | 0 | 0 | 0 | 0 | 0 | 0 | 0 | 0 | 0 | 0 | 0 | 0
First Year Savings |  | 0 | 0 | 0 | 0 | 0 | 0 | 0 | 0 | 0 | 0 | 0 | 0 | 0 | 0 | 0 | 0 | 0 | 0 | 0 | 0 | 0 | 0 | 0 | 0 | 0
Misc
| 2010 | 2011 | 2012 | 2013 | 2014 | 2015 | 2016 | 2017 | 2018 | 2019 | 2020 | 2021 | 2022 | 2023 | 2024 | 2025 | 2026 | 2027 | 2028 | 2029 | 2030 | 2031 | 2032 | 2033 | 2034 | 2035
Pre-case Frozen | 216 | 221 | 225 | 231 | 235 | 239 | 245 | 249 | 254 | 258 | 262 | 265 | 271 | 275 | 279 | 283 | 287 | 291 | 295 | 299 | 302 | 307 | 309 | 312 | 316 | 318
Post-case Frozen | 216 | 221 | 223 | 227 | 228 | 230 | 236 | 240 | 245 | 248 | 253 | 256 | 263 | 266 | 271 | 274 | 278 | 283 | 286 | 290 | 294 | 299 | 301 | 304 | 308 | 311
Cumulative (DOE) | 0 | 0 | 2.1811 | 4.3622 | 7.6339 | 9.815 | 9.815 | 9.815 | 9.815 | 10.9056 | 9.815 | 9.815 | 8.7245 | 9.815 | 8.7245 | 9.815 | 9.815 | 8.7245 | 9.815 | 9.815 | 8.7245 | 8.7245 | 8.7245 | 8.7245 | 8.7245 | 7.6339
First Year Savings |  | 0 | 2.1811 | 2.1811 | 3.2717 | 2.1811 | 0 | 0 | 0 | 1.0906 | -1.0906 | 0 | -1.0906 | 1.0906 | -1.0906 | 1.0906 | 0 | -1.0906 | 1.0906 | 0 | -1.0906 | 0 | 0 | 0 | 0 | -1.0906
Total | 0 | 0 | 5.4528 | 6.5434 | 5.4528 | 2.1811 | 4.3622 | 1.0906 | 4.3622 | 0 | 2.1811 | 0 | -1.0906 | 3.2717 | -1.0906 | 1.0906 | 0 | 0 | 1.0906 | 3.2717 | -2.1811 | 1.0906 | 0 | 0 | 1.0906 | 0

## PreC_Total
Energy Consumption and Sales |  | Efficiency Case | General Service Fluorescent Lamp | Fluorescent Ballast | Mercury Vapor | Metal Halide | General Service Incandescent | Halogen Reflector | Candelabra
Total Market |  | Frozen Efficiency | No | No | Yes | No | Yes | No | No
|  | 2010 | 2011 | 2012 | 2013 | 2014 | 2015 | 2016 | 2017 | 2018 | 2019 | 2020 | 2021 | 2022 | 2023 | 2024 | 2025 | 2026 | 2027 | 2028 | 2029 | 2030 | 2031 | 2032 | 2033 | 2034 | 2035
Total Lighting Consumption (Tlm-hr)
Submarket
Lamp Type
GSL - Medium Screw
| Incandescent MSB | 61.677 | 55.319 | 49.151 | 38.734 | 29.578 | 21.495 | 13.14 | 9.03 | 6.881 | 5.75 | 5.154 | 4.846 | 4.697 | 4.637 | 4.628 | 4.65 | 4.691 | 4.743 | 4.801 | 4.863 | 4.928 | 4.996 | 5.064 | 5.133 | 5.201 | 5.269
| Halogen MSB | 1.088 | 1.003 | 2.533 | 7.231 | 12.01 | 15.169 | 17.802 | 18.419 | 18.351 | 18.089 | 17.842 | 17.672 | 17.602 | 17.62 | 17.707 | 17.851 | 18.031 | 18.233 | 18.448 | 18.672 | 18.909 | 19.162 | 19.414 | 19.663 | 19.909 | 20.151
| CFL MSB | 43.719 | 52.638 | 59.865 | 68.251 | 75.267 | 82.854 | 91.237 | 97.371 | 102.228 | 106.252 | 109.72 | 112.776 | 115.566 | 118.168 | 120.633 | 123.011 | 125.311 | 127.546 | 129.722 | 131.852 | 133.952 | 136.053 | 138.124 | 140.165 | 142.175 | 144.152
| LED | - | 0.016 | 0.031 | 0.041 | 0.05 | 0.059 | 0.069 | 0.078 | 0.086 | 0.094 | 0.102 | 0.109 | 0.116 | 0.122 | 0.128 | 0.134 | 0.139 | 0.145 | 0.149 | 0.154 | 0.159 | 0.163 | 0.167 | 0.171 | 0.175 | 0.179
Reflectors
| Incandescent Reflector | 13.215 | 11.362 | 10.709 | 10.273 | 9.996 | 9.842 | 9.776 | 9.775 | 9.825 | 9.91 | 10.022 | 10.149 | 10.287 | 10.435 | 10.588 | 10.746 | 10.905 | 11.067 | 11.229 | 11.391 | 11.552 | 11.715 | 11.876 | 12.037 | 12.195 | 12.351
| Halogen Reflector - screw | 12.12 | 15.114 | 16.637 | 17.802 | 18.721 | 19.481 | 20.124 | 20.69 | 21.213 | 21.696 | 22.158 | 22.591 | 23.009 | 23.416 | 23.815 | 24.208 | 24.593 | 24.974 | 25.351 | 25.724 | 26.091 | 26.461 | 26.825 | 27.186 | 27.541 | 27.891
| CFL Reflector | 7.451 | 6.97 | 6.8 | 6.789 | 6.856 | 6.963 | 7.087 | 7.218 | 7.357 | 7.497 | 7.638 | 7.777 | 7.915 | 8.051 | 8.186 | 8.32 | 8.452 | 8.583 | 8.714 | 8.843 | 8.971 | 9.099 | 9.226 | 9.351 | 9.475 | 9.597
| LED | - | 0.01 | 0.019 | 0.027 | 0.035 | 0.041 | 0.047 | 0.053 | 0.058 | 0.063 | 0.067 | 0.071 | 0.075 | 0.079 | 0.082 | 0.085 | 0.088 | 0.091 | 0.094 | 0.097 | 0.099 | 0.102 | 0.104 | 0.106 | 0.108 | 0.11
Linear Fluorescent
| T12 | 165.793 | 145.787 | 128.828 | 114.405 | 102.102 | 91.589 | 82.571 | 74.833 | 68.205 | 62.5 | 57.594 | 53.353 | 49.685 | 46.511 | 43.762 | 41.395 | 39.344 | 37.566 | 36.039 | 34.719 | 33.568 | 32.57 | 31.707 | 30.957 | 30.311 | 29.751
| T8 | 368.821 | 389.362 | 408.332 | 425.538 | 440.978 | 455.019 | 467.413 | 478.848 | 490.129 | 500.672 | 510.935 | 520.447 | 529.428 | 537.962 | 546.162 | 554.044 | 561.434 | 568.819 | 576.254 | 583.564 | 590.612 | 597.466 | 604.192 | 610.808 | 617.315 | 623.725
| T5* | 51.836 | 58.164 | 63.826 | 68.847 | 73.273 | 77.216 | 80.665 | 83.777 | 86.73 | 89.431 | 91.985 | 94.315 | 96.476 | 98.494 | 100.397 | 102.2 | 103.874 | 105.515 | 107.14 | 108.719 | 110.226 | 111.681 | 113.098 | 114.478 | 115.828 | 117.147
| LED | - | 0 | 0 | 0 | 0 | 0 | 0 | 0 | 0 | 0 | 0 | 0 | 0 | 0 | 0 | 0 | 0 | 0 | 0 | 0 | 0 | 0 | 0 | 0 | 0 | 0
HID
| Mercury Vapor | 8.403 | 7.532 | 6.767 | 6.095 | 5.504 | 4.984 | 4.525 | 4.121 | 3.765 | 3.451 | 3.174 | 2.928 | 2.712 | 2.52 | 2.35 | 2.2 | 2.067 | 1.949 | 1.845 | 1.753 | 1.671 | 1.598 | 1.534 | 1.476 | 1.425 | 1.38
| Metal Halide | 181.552 | 200.605 | 218.284 | 234.439 | 249.066 | 262.391 | 274.27 | 285.156 | 295.578 | 305.187 | 314.297 | 322.639 | 330.37 | 337.57 | 344.327 | 350.683 | 356.544 | 362.228 | 367.787 | 373.127 | 378.17 | 382.971 | 387.59 | 392.044 | 396.353 | 400.526
| High Pressure Sodium | 146.013 | 130.45 | 116.656 | 104.42 | 93.559 | 83.913 | 75.339 | 67.715 | 60.939 | 54.908 | 49.54 | 44.758 | 40.496 | 36.695 | 33.307 | 30.284 | 27.585 | 25.176 | 23.034 | 21.125 | 19.418 | 17.895 | 16.536 | 15.323 | 14.236 | 13.264
| Low Pressure Sodium | 1.606 | 1.432 | 1.278 | 1.141 | 1.019 | 0.911 | 0.814 | 0.728 | 0.652 | 0.584 | 0.523 | 0.469 | 0.42 | 0.377 | 0.338 | 0.304 | 0.273 | 0.245 | 0.22 | 0.198 | 0.179 | 0.161 | 0.145 | 0.131 | 0.118 | 0.107
| LED | - | 0.41 | 0.714 | 0.937 | 1.1 | 1.218 | 1.302 | 1.361 | 1.404 | 1.433 | 1.453 | 1.464 | 1.47 | 1.471 | 1.468 | 1.463 | 1.455 | 1.446 | 1.437 | 1.427 | 1.417 | 1.406 | 1.395 | 1.384 | 1.372 | 1.361
Miscellaneous
| Incandescent Other | 20.921 | 19.332 | 19.463 | 19.782 | 20.111 | 20.442 | 20.771 | 21.091 | 21.404 | 21.711 | 22.011 | 22.3 | 22.583 | 22.861 | 23.133 | 23.4 | 23.661 | 23.912 | 24.152 | 24.383 | 24.608 | 24.834 | 25.051 | 25.26 | 25.461 | 25.653
| Halogen Reflector Other | 10.359 | 10.052 | 9.92 | 9.883 | 9.893 | 9.93 | 9.976 | 10.029 | 10.095 | 10.162 | 10.233 | 10.299 | 10.362 | 10.424 | 10.484 | 10.543 | 10.598 | 10.652 | 10.708 | 10.761 | 10.812 | 10.862 | 10.91 | 10.955 | 10.999 | 11.041
| CFL Other | 23.951 | 24.051 | 24.18 | 24.312 | 24.43 | 24.542 | 24.626 | 24.707 | 24.812 | 24.911 | 25.019 | 25.112 | 25.197 | 25.276 | 25.35 | 25.42 | 25.477 | 25.538 | 25.604 | 25.668 | 25.724 | 25.774 | 25.821 | 25.864 | 25.902 | 25.936
| Linear Fluorescent Other | 20.942 | 21.208 | 21.502 | 21.802 | 22.092 | 22.379 | 22.645 | 22.909 | 23.198 | 23.483 | 23.778 | 24.062 | 24.341 | 24.615 | 24.888 | 25.159 | 25.419 | 25.686 | 25.958 | 26.231 | 26.497 | 26.76 | 27.021 | 27.28 | 27.535 | 27.788
| LED | 4.048 | 6.964 | 8.033 | 8.844 | 9.59 | 10.314 | 11.018 | 11.722 | 12.445 | 13.173 | 13.918 | 14.663 | 15.413 | 16.17 | 16.933 | 17.704 | 18.474 | 19.256 | 20.052 | 20.856 | 21.662 | 22.473 | 23.289 | 24.109 | 24.934 | 25.762
| T5 less than 4 ft. (res. only) | 0.131 | 0.134 | 0.137 | 0.141 | 0.144 | 0.147 | 0.151 | 0.154 | 0.157 | 0.161 | 0.164 | 0.167 | 0.171 | 0.174 | 0.177 | 0.18 | 0.183 | 0.187 | 0.19 | 0.193 | 0.196 | 0.199 | 0.202 | 0.205 | 0.207 | 0.21
Total Site Consumption (TWh)
Submarket
Lamp Type
GSL - Medium Screw
| Incandescent MSB | 4.158 | 3.702 | 3.28 | 2.576 | 1.966 | 1.427 | 0.87 | 0.599 | 0.457 | 0.383 | 0.344 | 0.323 | 0.314 | 0.31 | 0.309 | 0.311 | 0.314 | 0.317 | 0.321 | 0.325 | 0.329 | 0.334 | 0.338 | 0.343 | 0.348 | 0.352
| Halogen MSB | 0.063 | 0.058 | 0.147 | 0.418 | 0.692 | 0.872 | 1.022 | 1.056 | 1.053 | 1.038 | 1.024 | 1.015 | 1.011 | 1.012 | 1.017 | 1.025 | 1.036 | 1.047 | 1.06 | 1.072 | 1.086 | 1.101 | 1.115 | 1.129 | 1.143 | 1.157
| CFL MSB | 0.714 | 0.863 | 0.981 | 1.118 | 1.231 | 1.354 | 1.49 | 1.589 | 1.667 | 1.732 | 1.788 | 1.837 | 1.882 | 1.925 | 1.964 | 2.003 | 2.04 | 2.076 | 2.112 | 2.146 | 2.18 | 2.214 | 2.248 | 2.281 | 2.313 | 2.345
| LED | - | 0 | 0.001 | 0.001 | 0.001 | 0.001 | 0.002 | 0.002 | 0.002 | 0.002 | 0.002 | 0.003 | 0.003 | 0.003 | 0.003 | 0.003 | 0.003 | 0.003 | 0.003 | 0.004 | 0.004 | 0.004 | 0.004 | 0.004 | 0.004 | 0.004
Reflectors
| Incandescent Reflector | 1.144 | 0.981 | 0.928 | 0.893 | 0.871 | 0.859 | 0.854 | 0.854 | 0.859 | 0.866 | 0.876 | 0.887 | 0.899 | 0.912 | 0.926 | 0.939 | 0.953 | 0.967 | 0.981 | 0.995 | 1.009 | 1.023 | 1.037 | 1.051 | 1.064 | 1.078
| Halogen Reflector - screw | 0.769 | 0.961 | 1.056 | 1.128 | 1.184 | 1.231 | 1.271 | 1.306 | 1.338 | 1.368 | 1.396 | 1.423 | 1.449 | 1.475 | 1.499 | 1.524 | 1.548 | 1.571 | 1.595 | 1.618 | 1.641 | 1.664 | 1.687 | 1.709 | 1.731 | 1.753
| CFL Reflector | 0.158 | 0.147 | 0.143 | 0.142 | 0.143 | 0.145 | 0.148 | 0.15 | 0.153 | 0.156 | 0.159 | 0.162 | 0.165 | 0.167 | 0.17 | 0.173 | 0.176 | 0.178 | 0.181 | 0.184 | 0.186 | 0.189 | 0.192 | 0.194 | 0.197 | 0.199
| LED | - | 0 | 0 | 0.001 | 0.001 | 0.001 | 0.001 | 0.001 | 0.001 | 0.002 | 0.002 | 0.002 | 0.002 | 0.002 | 0.002 | 0.002 | 0.002 | 0.002 | 0.002 | 0.002 | 0.002 | 0.002 | 0.002 | 0.003 | 0.003 | 0.003
Linear Fluorescent
| T12 | 3.785 | 3.322 | 2.93 | 2.597 | 2.313 | 2.071 | 1.864 | 1.686 | 1.535 | 1.405 | 1.293 | 1.196 | 1.113 | 1.041 | 0.979 | 0.926 | 0.88 | 0.841 | 0.807 | 0.778 | 0.752 | 0.73 | 0.712 | 0.695 | 0.682 | 0.67
| T8 | 6.064 | 6.402 | 6.715 | 6.998 | 7.252 | 7.483 | 7.687 | 7.876 | 8.061 | 8.235 | 8.404 | 8.561 | 8.709 | 8.849 | 8.984 | 9.114 | 9.236 | 9.357 | 9.48 | 9.6 | 9.716 | 9.829 | 9.94 | 10.049 | 10.156 | 10.262
| T5* | 0.715 | 0.801 | 0.878 | 0.946 | 1.006 | 1.059 | 1.106 | 1.148 | 1.188 | 1.224 | 1.259 | 1.29 | 1.319 | 1.346 | 1.372 | 1.396 | 1.419 | 1.441 | 1.462 | 1.484 | 1.504 | 1.524 | 1.543 | 1.561 | 1.579 | 1.597
| LED | - | 0 | 0 | 0 | 0 | 0 | 0 | 0 | 0 | 0 | 0 | 0 | 0 | 0 | 0 | 0 | 0 | 0 | 0 | 0 | 0 | 0 | 0 | 0 | 0 | 0
HID
| Mercury Vapor | 0.367 | 0.329 | 0.296 | 0.266 | 0.241 | 0.218 | 0.198 | 0.181 | 0.165 | 0.151 | 0.139 | 0.128 | 0.119 | 0.111 | 0.103 | 0.097 | 0.091 | 0.086 | 0.081 | 0.077 | 0.073 | 0.07 | 0.067 | 0.065 | 0.063 | 0.061
| Metal Halide | 4.005 | 4.477 | 4.916 | 5.317 | 5.679 | 6.01 | 6.305 | 6.575 | 6.834 | 7.073 | 7.299 | 7.506 | 7.698 | 7.876 | 8.044 | 8.202 | 8.348 | 8.489 | 8.627 | 8.759 | 8.884 | 9.003 | 9.118 | 9.228 | 9.335 | 9.438
| High Pressure Sodium | 2.601 | 2.324 | 2.079 | 1.861 | 1.668 | 1.496 | 1.343 | 1.207 | 1.086 | 0.979 | 0.883 | 0.797 | 0.721 | 0.653 | 0.592 | 0.538 | 0.49 | 0.447 | 0.408 | 0.374 | 0.343 | 0.316 | 0.291 | 0.27 | 0.25 | 0.233
| Low Pressure Sodium | 0.027 | 0.024 | 0.021 | 0.019 | 0.017 | 0.015 | 0.014 | 0.012 | 0.011 | 0.01 | 0.009 | 0.008 | 0.007 | 0.006 | 0.006 | 0.005 | 0.005 | 0.004 | 0.004 | 0.003 | 0.003 | 0.003 | 0.002 | 0.002 | 0.002 | 0.002
| LED | - | 0.006 | 0.01 | 0.013 | 0.016 | 0.017 | 0.019 | 0.019 | 0.02 | 0.02 | 0.021 | 0.021 | 0.021 | 0.021 | 0.021 | 0.021 | 0.021 | 0.021 | 0.021 | 0.02 | 0.02 | 0.02 | 0.02 | 0.02 | 0.02 | 0.019
Miscellaneous
| Incandescent Other | 1.63 | 1.498 | 1.507 | 1.531 | 1.557 | 1.582 | 1.608 | 1.632 | 1.657 | 1.68 | 1.703 | 1.726 | 1.747 | 1.769 | 1.79 | 1.81 | 1.831 | 1.85 | 1.868 | 1.886 | 1.904 | 1.921 | 1.938 | 1.954 | 1.969 | 1.984
| Halogen Reflector Other | 0.586 | 0.567 | 0.559 | 0.556 | 0.557 | 0.559 | 0.561 | 0.564 | 0.568 | 0.572 | 0.576 | 0.58 | 0.583 | 0.587 | 0.59 | 0.594 | 0.597 | 0.6 | 0.603 | 0.606 | 0.609 | 0.612 | 0.615 | 0.618 | 0.62 | 0.623
| CFL Other | 0.409 | 0.411 | 0.413 | 0.415 | 0.417 | 0.419 | 0.42 | 0.422 | 0.423 | 0.425 | 0.427 | 0.428 | 0.43 | 0.431 | 0.432 | 0.433 | 0.434 | 0.435 | 0.436 | 0.437 | 0.438 | 0.439 | 0.44 | 0.44 | 0.441 | 0.441
| Linear Fluorescent Other | 0.405 | 0.41 | 0.415 | 0.421 | 0.427 | 0.432 | 0.437 | 0.443 | 0.448 | 0.454 | 0.459 | 0.465 | 0.47 | 0.476 | 0.481 | 0.486 | 0.491 | 0.496 | 0.502 | 0.507 | 0.512 | 0.517 | 0.522 | 0.527 | 0.532 | 0.537
| LED | 0.059 | 0.102 | 0.118 | 0.131 | 0.143 | 0.155 | 0.167 | 0.178 | 0.19 | 0.202 | 0.215 | 0.227 | 0.239 | 0.252 | 0.265 | 0.278 | 0.291 | 0.304 | 0.317 | 0.33 | 0.344 | 0.357 | 0.371 | 0.385 | 0.399 | 0.413
| T5 less than 4 ft. (res. only) | 0.002 | 0.002 | 0.002 | 0.002 | 0.003 | 0.003 | 0.003 | 0.003 | 0.003 | 0.003 | 0.003 | 0.003 | 0.003 | 0.003 | 0.003 | 0.003 | 0.003 | 0.003 | 0.003 | 0.003 | 0.003 | 0.004 | 0.004 | 0.004 | 0.004 | 0.004
Total Source Consumption (aMW)
Submarket
Lamp Type
GSL - Medium Screw
| Incandescent MSB | 517.699 | 460.934 | 408.319 | 320.75 | 244.722 | 177.68 | 108.301 | 74.567 | 56.947 | 47.67 | 42.794 | 40.273 | 39.052 | 38.565 | 38.5 | 38.691 | 39.033 | 39.465 | 39.947 | 40.46 | 40.997 | 41.56 | 42.13 | 42.7 | 43.266 | 43.825
| Halogen MSB | 7.866 | 7.186 | 18.26 | 52.049 | 86.16 | 108.536 | 127.197 | 131.498 | 131.033 | 129.202 | 127.484 | 126.303 | 125.831 | 125.978 | 126.612 | 127.645 | 128.93 | 130.378 | 131.912 | 133.517 | 135.203 | 137.007 | 138.804 | 140.583 | 142.339 | 144.065
| CFL MSB | 88.843 | 107.443 | 122.186 | 139.183 | 153.304 | 168.601 | 185.5 | 197.802 | 207.547 | 215.625 | 222.595 | 228.743 | 234.357 | 239.594 | 244.56 | 249.351 | 253.984 | 258.49 | 262.878 | 267.174 | 271.411 | 275.648 | 279.826 | 283.944 | 287.999 | 291.99
| LED | - | 0.046 | 0.09 | 0.12 | 0.147 | 0.174 | 0.202 | 0.229 | 0.253 | 0.276 | 0.298 | 0.318 | 0.338 | 0.356 | 0.374 | 0.39 | 0.406 | 0.421 | 0.435 | 0.449 | 0.462 | 0.475 | 0.487 | 0.499 | 0.51 | 0.52
Reflectors
| Incandescent Reflector | 142.409 | 122.083 | 115.537 | 111.161 | 108.402 | 106.894 | 106.277 | 106.326 | 106.916 | 107.865 | 109.092 | 110.471 | 111.975 | 113.566 | 115.219 | 116.922 | 118.635 | 120.368 | 122.115 | 123.861 | 125.6 | 127.35 | 129.088 | 130.81 | 132.514 | 134.198
| Halogen Reflector - screw | 95.692 | 119.649 | 131.412 | 140.382 | 147.431 | 153.261 | 158.189 | 162.529 | 166.555 | 170.28 | 173.844 | 177.19 | 180.424 | 183.571 | 186.654 | 189.701 | 192.673 | 195.625 | 198.552 | 201.441 | 204.295 | 207.157 | 209.987 | 212.782 | 215.54 | 218.258
| CFL Reflector | 19.638 | 18.262 | 17.752 | 17.683 | 17.832 | 18.092 | 18.401 | 18.732 | 19.083 | 19.438 | 19.798 | 20.152 | 20.503 | 20.851 | 21.195 | 21.538 | 21.874 | 22.209 | 22.542 | 22.873 | 23.201 | 23.528 | 23.852 | 24.172 | 24.488 | 24.801
| LED | - | 0.031 | 0.059 | 0.084 | 0.106 | 0.126 | 0.144 | 0.16 | 0.176 | 0.189 | 0.203 | 0.215 | 0.226 | 0.236 | 0.246 | 0.256 | 0.265 | 0.273 | 0.281 | 0.289 | 0.297 | 0.304 | 0.311 | 0.317 | 0.324 | 0.33
Linear Fluorescent
| T12 | 471.19 | 413.536 | 364.727 | 323.275 | 287.97 | 257.848 | 232.051 | 209.958 | 191.073 | 174.852 | 160.936 | 148.933 | 138.579 | 129.646 | 121.93 | 115.308 | 109.591 | 104.656 | 100.433 | 96.803 | 93.648 | 90.929 | 88.592 | 86.573 | 84.844 | 83.359
| T8 | 754.961 | 797.05 | 835.923 | 871.186 | 902.831 | 931.611 | 957.018 | 980.46 | 1003.589 | 1025.203 | 1046.243 | 1065.744 | 1084.159 | 1101.658 | 1118.47 | 1134.632 | 1149.786 | 1164.928 | 1180.172 | 1195.161 | 1209.611 | 1223.662 | 1237.453 | 1251.017 | 1264.357 | 1277.498
| T5* | 88.961 | 99.681 | 109.264 | 117.751 | 125.223 | 131.874 | 137.679 | 142.912 | 147.876 | 152.413 | 156.701 | 160.609 | 164.23 | 167.608 | 170.794 | 173.809 | 176.607 | 179.35 | 182.069 | 184.711 | 187.233 | 189.666 | 192.036 | 194.345 | 196.603 | 198.812
| LED | - | 0 | 0 | 0 | 0 | 0 | 0 | 0 | 0 | 0 | 0 | 0 | 0 | 0 | 0 | 0 | 0 | 0 | 0 | 0 | 0 | 0 | 0 | 0 | 0 | 0
HID
| Mercury Vapor | 45.629 | 40.927 | 36.796 | 33.164 | 29.966 | 27.149 | 24.664 | 22.471 | 20.539 | 18.833 | 17.326 | 15.994 | 14.814 | 13.77 | 12.847 | 12.029 | 11.304 | 10.662 | 10.096 | 9.595 | 9.148 | 8.753 | 8.402 | 8.09 | 7.813 | 7.567
| Metal Halide | 498.536 | 557.404 | 611.991 | 661.868 | 707.04 | 748.2 | 784.929 | 818.596 | 850.792 | 880.485 | 908.619 | 934.396 | 958.294 | 980.55 | 1001.442 | 1021.092 | 1039.225 | 1056.796 | 1073.964 | 1090.445 | 1106.019 | 1120.843 | 1135.1 | 1148.846 | 1162.141 | 1175.013
| High Pressure Sodium | 323.801 | 289.36 | 258.817 | 231.708 | 207.632 | 186.238 | 167.21 | 150.285 | 135.23 | 121.825 | 109.888 | 99.247 | 89.759 | 81.295 | 73.744 | 67.002 | 60.98 | 55.604 | 50.818 | 46.554 | 42.736 | 39.329 | 36.287 | 33.569 | 31.133 | 28.955
| Low Pressure Sodium | 3.34 | 2.981 | 2.661 | 2.377 | 2.124 | 1.899 | 1.699 | 1.521 | 1.361 | 1.22 | 1.093 | 0.98 | 0.879 | 0.789 | 0.708 | 0.636 | 0.572 | 0.514 | 0.462 | 0.416 | 0.375 | 0.338 | 0.305 | 0.275 | 0.248 | 0.224
| LED | - | 0.73 | 1.271 | 1.669 | 1.959 | 2.169 | 2.317 | 2.422 | 2.498 | 2.55 | 2.585 | 2.605 | 2.615 | 2.617 | 2.611 | 2.602 | 2.588 | 2.572 | 2.556 | 2.537 | 2.519 | 2.5 | 2.48 | 2.46 | 2.44 | 2.419
Miscellaneous
| Incandescent Other | 202.881 | 186.464 | 187.599 | 190.651 | 193.81 | 196.99 | 200.146 | 203.219 | 206.223 | 209.167 | 212.049 | 214.821 | 217.545 | 220.212 | 222.818 | 225.386 | 227.889 | 230.298 | 232.598 | 234.812 | 236.975 | 239.14 | 241.227 | 243.235 | 245.16 | 247.001
| Halogen Reflector Other | 72.928 | 70.584 | 69.558 | 69.242 | 69.284 | 69.538 | 69.859 | 70.239 | 70.709 | 71.185 | 71.69 | 72.163 | 72.621 | 73.064 | 73.497 | 73.921 | 74.314 | 74.71 | 75.108 | 75.495 | 75.862 | 76.222 | 76.568 | 76.9 | 77.217 | 77.519
| CFL Other | 50.961 | 51.163 | 51.43 | 51.701 | 51.943 | 52.171 | 52.34 | 52.501 | 52.716 | 52.917 | 53.137 | 53.325 | 53.497 | 53.654 | 53.802 | 53.941 | 54.053 | 54.173 | 54.304 | 54.431 | 54.539 | 54.638 | 54.727 | 54.808 | 54.88 | 54.942
| Linear Fluorescent Other | 50.36 | 51 | 51.709 | 52.431 | 53.13 | 53.822 | 54.463 | 55.099 | 55.794 | 56.48 | 57.192 | 57.876 | 58.547 | 59.208 | 59.865 | 60.517 | 61.144 | 61.785 | 62.442 | 63.098 | 63.74 | 64.374 | 65.002 | 65.625 | 66.24 | 66.848
| LED | 7.32 | 12.67 | 14.736 | 16.35 | 17.852 | 19.322 | 20.763 | 22.207 | 23.692 | 25.191 | 26.723 | 28.26 | 29.811 | 31.378 | 32.961 | 34.562 | 36.166 | 37.794 | 39.45 | 41.122 | 42.802 | 44.496 | 46.201 | 47.917 | 49.643 | 51.377
| T5 less than 4 ft. (res. only) | 0.288 | 0.295 | 0.303 | 0.31 | 0.318 | 0.325 | 0.333 | 0.34 | 0.347 | 0.355 | 0.362 | 0.369 | 0.376 | 0.383 | 0.391 | 0.398 | 0.405 | 0.411 | 0.418 | 0.425 | 0.431 | 0.438 | 0.445 | 0.451 | 0.458 | 0.464
Total Unit Sales (1000 units)
Submarket
Lamp Type
GSL - Medium Screw
| Incandescent MSB | - | 46317.67 | 40060.877 | 27190.455 | 19416.973 | 12924.289 | 5149.036 | 4673.091 | 4392.539 | 4232.452 | 4149.03 | 4113.648 | 4112.552 | 4133.7 | 4169.637 | 4216.681 | 4269.92 | 4326.313 | 4384.082 | 4443.483 | 4504.961 | 4569.743 | 4633.123 | 4695.81 | 4757.592 | 4818.305
| Halogen MSB | - | 865.179 | 3648.664 | 10925.043 | 15520.628 | 16945.929 | 18822.903 | 17358.929 | 16514.352 | 16049.818 | 15825.279 | 15742.052 | 15777.347 | 15880.788 | 16028.982 | 16216.825 | 16418.163 | 16623.147 | 16828.264 | 17042.399 | 17269.484 | 17517.55 | 17744.997 | 17968.994 | 18188.841 | 18403.981
| CFL MSB | - | 19047.04 | 19998.264 | 23533.674 | 23412.938 | 25507.005 | 28183.427 | 26402.799 | 25417.096 | 24907.885 | 24696.338 | 24644.029 | 24756.817 | 24951.409 | 25198.845 | 25503.362 | 25814.448 | 26120.241 | 26419.585 | 26736.428 | 27079.676 | 27466.414 | 27800.845 | 28128.882 | 28449.58 | 28762.182
| LED | - | 23.826 | 25.234 | 20.068 | 20.112 | 21.684 | 23.4 | 23.705 | 24.037 | 24.372 | 24.704 | 24.945 | 25.285 | 25.61 | 25.921 | 26.275 | 26.573 | 26.82 | 27.03 | 27.272 | 27.57 | 27.964 | 28.213 | 28.451 | 28.677 | 28.891
Reflectors
| Incandescent Reflector | - | 4731.413 | 4829.651 | 4924.338 | 5010.783 | 5103.87 | 5197.42 | 5289.399 | 5384.388 | 5480.99 | 5578.611 | 5673.035 | 5770.401 | 5867.338 | 5963.691 | 6061.512 | 6157.046 | 6250.245 | 6341.477 | 6432.874 | 6525.377 | 6621.148 | 6711.864 | 6801.23 | 6889.142 | 6975.5
| Halogen Reflector - screw | - | 7005.986 | 7164.984 | 7312.549 | 7440.539 | 7579.163 | 7716.124 | 7848.747 | 7986.402 | 8125.974 | 8267.083 | 8401.601 | 8542.146 | 8681.737 | 8820.237 | 8961.596 | 9098.467 | 9231.367 | 9361.031 | 9491.613 | 9624.747 | 9764.271 | 9893.907 | 10021.488 | 10146.867 | 10269.903
| CFL Reflector | - | 1372.285 | 1409.812 | 1442.171 | 1466.91 | 1494.371 | 1520.253 | 1544.341 | 1569.859 | 1595.367 | 1621.26 | 1644.744 | 1670.364 | 1695.636 | 1720.582 | 1746.465 | 1770.832 | 1794.216 | 1816.776 | 1839.834 | 1863.864 | 1890.017 | 1912.925 | 1935.395 | 1957.402 | 1978.921
| LED | - | 12.684 | 13.066 | 13.395 | 13.572 | 13.831 | 14.055 | 14.236 | 14.445 | 14.644 | 14.848 | 14.99 | 15.191 | 15.383 | 15.569 | 15.778 | 15.952 | 16.105 | 16.239 | 16.387 | 16.564 | 16.794 | 16.945 | 17.089 | 17.227 | 17.358
Linear Fluorescent
| T12 | - | 3996.734 | 3588.569 | 3239.127 | 2938.59 | 2681.69 | 2458.931 | 2268.264 | 2106.746 | 1965.408 | 1844.652 | 1738.005 | 1646.056 | 1566.107 | 1496.837 | 1435.534 | 1381.257 | 1336.52 | 1296.77 | 1261.846 | 1232.056 | 1205.442 | 1182.06 | 1162.681 | 1144.848 | 1130.248
| T8 | - | 19434.49 | 20038.381 | 20543.581 | 20957.25 | 21357.211 | 21661.625 | 21988.272 | 22389.298 | 22702.554 | 23049.385 | 23313.776 | 23584.948 | 23842.075 | 24100.178 | 24296.047 | 24455.706 | 24713.355 | 24928.126 | 25125.974 | 25349.981 | 25536.57 | 25718.862 | 25939.73 | 26117.333 | 26329.16
| T5* | - | 2227.711 | 2343.799 | 2441.373 | 2522.499 | 2597.967 | 2657.496 | 2717.582 | 2785.494 | 2839.609 | 2896.674 | 2941.312 | 2985.609 | 3027.216 | 3067.944 | 3100.194 | 3126.974 | 3165.869 | 3199.154 | 3229.68 | 3262.736 | 3290.879 | 3318.34 | 3350.269 | 3376.65 | 3407.085
| LED | - | 0 | 0 | 0 | 0 | 0 | 0 | 0 | 0 | 0 | 0 | 0 | 0 | 0 | 0 | 0 | 0 | 0 | 0 | 0 | 0 | 0 | 0 | 0 | 0 | 0
HID
| Mercury Vapor | - | 56.276 | 50.96 | 46.261 | 42.106 | 38.439 | 35.183 | 32.316 | 29.805 | 27.567 | 25.6 | 23.842 | 22.289 | 20.913 | 19.694 | 18.615 | 17.65 | 16.807 | 16.062 | 15.4 | 14.813 | 14.288 | 13.825 | 13.415 | 13.056 | 12.734
| Metal Halide | - | 1349.269 | 1454.26 | 1546.298 | 1627.366 | 1702.438 | 1765.375 | 1827.55 | 1893.605 | 1949.072 | 2005.262 | 2052.272 | 2097.226 | 2139.48 | 2179.715 | 2217.817 | 2251.007 | 2287.28 | 2322.102 | 2354.012 | 2384.13 | 2411.597 | 2438.559 | 2465.004 | 2491.432 | 2515.882
| High Pressure Sodium | - | 339.16 | 303.967 | 272.685 | 244.869 | 220.145 | 198.112 | 178.536 | 161.164 | 145.646 | 131.849 | 119.509 | 108.509 | 98.695 | 89.938 | 82.118 | 75.114 | 68.888 | 63.343 | 58.389 | 53.951 | 49.979 | 46.435 | 43.272 | 40.44 | 37.9
| Low Pressure Sodium | - | 8.737 | 7.803 | 6.973 | 6.234 | 5.576 | 4.99 | 4.467 | 4.001 | 3.586 | 3.215 | 2.884 | 2.587 | 2.323 | 2.086 | 1.874 | 1.685 | 1.515 | 1.363 | 1.228 | 1.106 | 0.997 | 0.9 | 0.812 | 0.734 | 0.663
| LED | - | 4.461 | 4.498 | 4.5 | 4.481 | 4.467 | 4.426 | 4.41 | 4.431 | 4.414 | 4.417 | 4.39 | 4.371 | 4.353 | 4.329 | 4.315 | 4.279 | 4.268 | 4.26 | 4.243 | 4.226 | 4.205 | 4.186 | 4.168 | 4.151 | 4.134
Miscellaneous
| Incandescent Other | - | 41183.584 | 41835.29 | 42553.289 | 43241.736 | 43939.777 | 44629.195 | 45294.504 | 45946.094 | 46585.557 | 47211.011 | 47808.075 | 48400.268 | 48979.422 | 49544.142 | 50103.308 | 50645.313 | 51163.861 | 51656.727 | 52133.23 | 52602.025 | 53076.204 | 53525.674 | 53957.386 | 54370.812 | 54765.444
| Halogen Reflector Other | - | 2544.227 | 2535.482 | 2541.768 | 2552.183 | 2569.114 | 2586.35 | 2603.5 | 2623.479 | 2643.512 | 2664.292 | 2682.742 | 2701.972 | 2720.508 | 2738.479 | 2756.71 | 2773.218 | 2789.091 | 2804.541 | 2820.057 | 2835.665 | 2852.272 | 2866.541 | 2880.189 | 2893.196 | 2905.543
| CFL Other | - | 2430.092 | 2456.078 | 2477.22 | 2490.718 | 2506.972 | 2517.212 | 2528.949 | 2547.428 | 2560.927 | 2577.355 | 2587.514 | 2599.633 | 2611.105 | 2622.335 | 2633.884 | 2642.147 | 2652.402 | 2662.63 | 2672.064 | 2680.83 | 2691.155 | 2698.968 | 2706.221 | 2712.901 | 2718.997
| Linear Fluorescent Other | - | 1413.155 | 1441.101 | 1466.294 | 1483.598 | 1505.02 | 1523.663 | 1540.928 | 1560.93 | 1579.399 | 1598.812 | 1614.223 | 1632.419 | 1650.139 | 1666.601 | 1684.618 | 1699.571 | 1714.706 | 1729.441 | 1744.151 | 1759.476 | 1778.166 | 1792.738 | 1806.592 | 1820.657 | 1833.953
| LED | - | 427.451 | 390.47 | 419.83 | 455.344 | 494.162 | 532.734 | 571.82 | 613.208 | 654.09 | 696.318 | 736.727 | 778.951 | 821.442 | 864.268 | 908.088 | 950.796 | 994.313 | 1037.857 | 1081.683 | 1126.135 | 1172.715 | 1217.344 | 1261.981 | 1306.604 | 1351.158
| T5 less than 4 ft. (res. only) | - | 22.309 | 22.933 | 23.516 | 23.906 | 24.405 | 24.876 | 25.269 | 25.672 | 26.086 | 26.491 | 26.833 | 27.246 | 27.647 | 28.035 | 28.454 | 28.835 | 29.168 | 29.47 | 29.795 | 30.163 | 30.602 | 30.932 | 31.25 | 31.558 | 31.853
Total Installed Stock (1000 units)
Submarket
Lamp Type
GSL - Medium Screw
| Incandescent MSB | 103524.521 | 95525.32 | 85839.035 | 68457.317 | 52436.28 | 38237.507 | 23625.134 | 16121.465 | 12189.994 | 10115.838 | 9022.181 | 8453.768 | 8175.344 | 8060.334 | 8039.665 | 8076.024 | 8146.34 | 8236.373 | 8337.347 | 8445.25 | 8558.601 | 8677.929 | 8798.777 | 8919.669 | 9039.682 | 9158.199
| Halogen MSB | 1969.972 | 1886.246 | 4637.082 | 13336.477 | 22470.547 | 28703.591 | 33889.349 | 35176.839 | 35025.7 | 34478.517 | 33959.372 | 33596.031 | 33434.625 | 33449.025 | 33601.923 | 33868.279 | 34208.634 | 34592.314 | 34998.919 | 35426.598 | 35878.536 | 36364.552 | 36848.144 | 37326.972 | 37799.122 | 38263.018
| CFL MSB | 66832.969 | 78094.057 | 88862.243 | 101895.703 | 113301.977 | 125511.357 | 139008.714 | 149190.957 | 157246.128 | 163888.707 | 169573.233 | 174564.572 | 179104.94 | 183326.273 | 187316.888 | 191159.455 | 194876.994 | 198478.47 | 201969.997 | 205380.828 | 208746.205 | 212114.867 | 215434.3 | 218703.612 | 221921.059 | 225084.335
| LED | - | 23.826 | 47.154 | 63.465 | 78.545 | 94.024 | 110.021 | 125.089 | 139.33 | 152.812 | 165.595 | 177.642 | 189.11 | 200.029 | 210.43 | 220.394 | 229.899 | 238.931 | 247.487 | 255.636 | 263.464 | 271.092 | 278.39 | 285.372 | 292.051 | 298.437
Reflectors
| Incandescent Reflector | 22719.972 | 19945.896 | 18251.551 | 17121.237 | 16390.679 | 15954.176 | 15728.202 | 15651.119 | 15682.683 | 15791.735 | 15956.502 | 16156.956 | 16385.833 | 16634.504 | 16896.661 | 17169.814 | 17448.466 | 17729.016 | 18008.683 | 18287.509 | 18566.764 | 18849.791 | 19130.565 | 19408.446 | 19682.874 | 19953.359
| Halogen Reflector - screw | 13174.967 | 15997.226 | 17999.814 | 19580.461 | 20847.091 | 21901.449 | 22801.603 | 23586.962 | 24293.167 | 24941.022 | 25547.668 | 26116.301 | 26663.613 | 27194.425 | 27712.102 | 28222.902 | 28724.187 | 29215.176 | 29694.584 | 30165.589 | 30632.845 | 31104.151 | 31568.812 | 32026.516 | 32476.902 | 32919.566
| CFL Reflector | 7991.482 | 8075.667 | 8245.281 | 8455.924 | 8680.108 | 8911.244 | 9142.95 | 9371.527 | 9597.715 | 9820.917 | 10041.545 | 10257.163 | 10470.473 | 10681.396 | 10889.898 | 11097.196 | 11301.925 | 11503.513 | 11701.412 | 11896.413 | 12089.774 | 12283.853 | 12475.367 | 12664.184 | 12850.161 | 13033.144
| LED | - | 12.684 | 24.632 | 35.877 | 46.346 | 56.202 | 65.473 | 74.175 | 82.39 | 90.148 | 97.496 | 104.407 | 110.978 | 117.228 | 123.179 | 128.878 | 134.31 | 139.477 | 144.378 | 149.049 | 153.534 | 157.903 | 162.086 | 166.091 | 169.924 | 173.591
Linear Fluorescent
| T12 | 39047.728 | 35493.703 | 32388.236 | 29663.275 | 27262.173 | 25140.308 | 23257.262 | 21582.693 | 20092.22 | 18759.604 | 17566.623 | 16493.715 | 15527.371 | 14655.431 | 13867.059 | 13154.991 | 12509.17 | 11922.386 | 11389.882 | 10905.188 | 10462.008 | 10057.624 | 9687.989 | 9349.214 | 9038.963 | 8754.216
| T8 | 54490.821 | 58620.725 | 62494.155 | 66083.105 | 69373.689 | 72429.9 | 75217.25 | 77828.333 | 80379.74 | 82792.912 | 85133.754 | 87333.48 | 89431.29 | 91439.733 | 93375.28 | 95244.788 | 97021.902 | 98772.603 | 100503.739 | 102194.803 | 103831.414 | 105430.23 | 106992.261 | 108520.233 | 110014.775 | 111477.853
| T5* | 4844.892 | 5640.104 | 6363.818 | 7018.204 | 7606.58 | 8141.514 | 8621.779 | 9062.854 | 9482.801 | 9872.893 | 10243.694 | 10587.369 | 10910.29 | 11215.2 | 11505.142 | 11781.928 | 12042.673 | 12296.624 | 12545.419 | 12786.581 | 13018.14 | 13242.792 | 13461.06 | 13673.246 | 13879.891 | 14081.156
| LED | - | 0 | 0 | 0 | 0 | 0 | 0 | 0 | 0.001 | 0.001 | 0.001 | 0.001 | 0.001 | 0.001 | 0.001 | 0.001 | 0.001 | 0.001 | 0.001 | 0.001 | 0.001 | 0.001 | 0.001 | 0.001 | 0.001 | 0.001
HID
| Mercury Vapor | 262.494 | 236.238 | 213.095 | 192.669 | 174.619 | 158.663 | 144.533 | 132.028 | 120.979 | 111.193 | 102.535 | 94.853 | 88.039 | 81.994 | 76.636 | 71.881 | 67.655 | 63.914 | 60.612 | 57.691 | 55.094 | 52.794 | 50.758 | 48.956 | 47.358 | 45.945
| Metal Halide | 2796.601 | 3217.299 | 3608.117 | 3966.19 | 4291.502 | 4588.941 | 4855.642 | 5100.992 | 5335.943 | 5553.423 | 5759.926 | 5949.931 | 6126.784 | 6292.104 | 6447.8 | 6594.74 | 6731.019 | 6863.17 | 6992.268 | 7116.401 | 7234.089 | 7346.459 | 7454.709 | 7559.23 | 7660.433 | 7758.524
| High Pressure Sodium | 2359.438 | 2111.175 | 1890.726 | 1694.825 | 1520.614 | 1365.611 | 1227.58 | 1104.634 | 995.125 | 897.483 | 810.411 | 732.684 | 663.275 | 601.265 | 545.857 | 496.314 | 451.985 | 412.34 | 376.992 | 345.434 | 317.134 | 291.834 | 269.203 | 248.944 | 230.746 | 214.442
| Low Pressure Sodium | 54.843 | 48.951 | 43.715 | 39.059 | 34.916 | 31.228 | 27.943 | 25.015 | 22.405 | 20.076 | 17.997 | 16.141 | 14.483 | 13.001 | 11.675 | 10.489 | 9.427 | 8.476 | 7.628 | 6.869 | 6.188 | 5.579 | 5.033 | 4.544 | 4.104 | 3.709
| LED | - | 4.461 | 7.875 | 10.473 | 12.439 | 13.935 | 15.052 | 15.906 | 16.6 | 17.135 | 17.569 | 17.895 | 18.148 | 18.345 | 18.493 | 18.612 | 18.689 | 18.756 | 18.818 | 18.867 | 18.905 | 18.931 | 18.949 | 18.961 | 18.969 | 18.973
Miscellaneous
| Incandescent Other | 58358.848 | 58761.985 | 59722.239 | 60760.712 | 61776.826 | 62793.904 | 63802.469 | 64784.498 | 65744.542 | 66685.282 | 67606.023 | 68492.005 | 69362.431 | 70215.002 | 71047.594 | 71868.404 | 72668.363 | 73438.448 | 74173.476 | 74881.158 | 75572.607 | 76264.408 | 76931.575 | 77573.31 | 78188.841 | 78777.421
| Halogen Reflector Other | 6055.434 | 6094.11 | 6166.689 | 6257.799 | 6355.43 | 6458.534 | 6562.767 | 6667.104 | 6773.28 | 6878.852 | 6984.619 | 7087.467 | 7189.425 | 7290.328 | 7390.13 | 7489.498 | 7587.006 | 7683.074 | 7777.286 | 7869.732 | 7960.94 | 8052.583 | 8142.521 | 8230.65 | 8316.868 | 8401.071
| CFL Other | 9916.88 | 10044.886 | 10184.172 | 10327.083 | 10465.592 | 10603.713 | 10735.937 | 10866.072 | 11001.286 | 11134.486 | 11269.174 | 11398.331 | 11525.355 | 11650.288 | 11773.493 | 11895.693 | 12013.962 | 12131.471 | 12247.943 | 12362.275 | 12474.103 | 12585.725 | 12694.996 | 12801.79 | 12905.982 | 13007.448
| Linear Fluorescent Other | 9264.659 | 9464.18 | 9673.499 | 9888.418 | 10100.441 | 10314.097 | 10526.504 | 10736.792 | 10947.89 | 11157.689 | 11367.286 | 11572.468 | 11776.604 | 11979.398 | 12180.711 | 12381.722 | 12580.26 | 12776.372 | 12969.286 | 13159.465 | 13348.052 | 13537.87 | 13725.076 | 13909.475 | 14090.855 | 14269.033
| LED | 338.545 | 713.478 | 997.154 | 1275.327 | 1556.259 | 1843.427 | 2136.212 | 2434.84 | 2741.131 | 3053.72 | 3373.391 | 3697.566 | 4027.692 | 4363.513 | 4704.857 | 5052.209 | 5403.915 | 5760.479 | 6121.377 | 6486.349 | 6855.597 | 7230.907 | 7609.827 | 7992.022 | 8377.165 | 8764.901
| T5 less than 4 ft. (res. only) | 210.486 | 215.583 | 220.887 | 226.342 | 231.74 | 237.195 | 242.675 | 248.101 | 253.485 | 258.843 | 264.168 | 269.399 | 274.616 | 279.807 | 284.962 | 290.115 | 295.226 | 300.254 | 305.171 | 310.012 | 314.825 | 319.683 | 324.474 | 329.192 | 333.831 | 338.387
Total Energy Density (kWh/sq2)
Submarket
Lamp Type
GSL - Medium Screw
| Incandescent MSB | 0.558 | 0.449 | 0.375 | 0.277 | 0.205 | 0.144 | 0.082 | 0.057 | 0.044 | 0.037 | 0.033 | 0.031 | 0.03 | 0.029 | 0.028 | 0.028 | 0.028 | 0.028 | 0.028 | 0.028 | 0.028 | 0.028 | 0.027 | 0.027 | 0.027 | 0.027
| Halogen MSB | 0.009 | 0.007 | 0.019 | 0.052 | 0.081 | 0.096 | 0.108 | 0.109 | 0.106 | 0.103 | 0.101 | 0.098 | 0.096 | 0.095 | 0.094 | 0.093 | 0.093 | 0.092 | 0.092 | 0.092 | 0.091 | 0.091 | 0.091 | 0.091 | 0.091 | 0.091
| CFL MSB | 0.097 | 0.122 | 0.136 | 0.151 | 0.16 | 0.17 | 0.181 | 0.187 | 0.191 | 0.194 | 0.195 | 0.197 | 0.197 | 0.198 | 0.198 | 0.198 | 0.199 | 0.199 | 0.199 | 0.199 | 0.199 | 0.199 | 0.199 | 0.199 | 0.199 | 0.199
| LED | - | 0 | 0 | 0 | 0 | 0 | 0 | 0 | 0 | 0 | 0 | 0 | 0 | 0 | 0 | 0 | 0 | 0 | 0 | 0 | 0 | 0 | 0 | 0 | 0 | 0
Reflectors
| Incandescent Reflector | 0.193 | 0.159 | 0.154 | 0.15 | 0.147 | 0.145 | 0.143 | 0.142 | 0.141 | 0.14 | 0.139 | 0.139 | 0.139 | 0.139 | 0.138 | 0.138 | 0.138 | 0.138 | 0.138 | 0.138 | 0.138 | 0.138 | 0.138 | 0.138 | 0.138 | 0.138
| Halogen Reflector - screw | 0.156 | 0.196 | 0.207 | 0.213 | 0.218 | 0.22 | 0.222 | 0.223 | 0.224 | 0.224 | 0.224 | 0.225 | 0.225 | 0.225 | 0.225 | 0.225 | 0.225 | 0.225 | 0.225 | 0.225 | 0.225 | 0.225 | 0.225 | 0.224 | 0.224 | 0.224
| CFL Reflector | 0.039 | 0.034 | 0.031 | 0.03 | 0.03 | 0.029 | 0.029 | 0.029 | 0.029 | 0.029 | 0.029 | 0.029 | 0.029 | 0.029 | 0.029 | 0.029 | 0.029 | 0.029 | 0.029 | 0.029 | 0.029 | 0.029 | 0.029 | 0.029 | 0.029 | 0.029
| LED | - | 0 | 0 | 0 | 0 | 0 | 0 | 0 | 0 | 0 | 0 | 0 | 0 | 0 | 0 | 0 | 0 | 0 | 0 | 0 | 0 | 0 | 0 | 0 | 0 | 0
Linear Fluorescent
| T12 | 1.759 | 1.529 | 1.334 | 1.169 | 1.03 | 0.912 | 0.812 | 0.727 | 0.654 | 0.592 | 0.538 | 0.492 | 0.452 | 0.418 | 0.388 | 0.363 | 0.341 | 0.321 | 0.305 | 0.29 | 0.277 | 0.266 | 0.256 | 0.247 | 0.239 | 0.232
| T8 | 3.195 | 3.303 | 3.392 | 3.465 | 3.524 | 3.572 | 3.61 | 3.641 | 3.665 | 3.683 | 3.697 | 3.707 | 3.714 | 3.717 | 3.719 | 3.718 | 3.715 | 3.711 | 3.706 | 3.7 | 3.693 | 3.685 | 3.676 | 3.667 | 3.658 | 3.648
| T5* | 0.453 | 0.481 | 0.504 | 0.523 | 0.538 | 0.551 | 0.561 | 0.569 | 0.576 | 0.581 | 0.586 | 0.589 | 0.591 | 0.593 | 0.594 | 0.595 | 0.595 | 0.595 | 0.595 | 0.594 | 0.593 | 0.592 | 0.591 | 0.59 | 0.588 | 0.587
| LED | - | 0 | 0 | 0 | 0 | 0 | 0 | 0 | 0 | 0 | 0 | 0 | 0 | 0 | 0 | 0 | 0 | 0 | 0 | 0 | 0 | 0 | 0 | 0 | 0 | 0
HID
| Mercury Vapor | 0.412 | 0.368 | 0.33 | 0.297 | 0.267 | 0.242 | 0.219 | 0.2 | 0.182 | 0.167 | 0.154 | 0.142 | 0.131 | 0.122 | 0.114 | 0.107 | 0.1 | 0.095 | 0.09 | 0.085 | 0.081 | 0.077 | 0.074 | 0.071 | 0.069 | 0.066
| Metal Halide | 3.303 | 3.357 | 3.402 | 3.44 | 3.47 | 3.493 | 3.51 | 3.522 | 3.529 | 3.532 | 3.531 | 3.527 | 3.52 | 3.511 | 3.499 | 3.486 | 3.471 | 3.454 | 3.436 | 3.418 | 3.398 | 3.378 | 3.357 | 3.336 | 3.314 | 3.292
| High Pressure Sodium | 0.498 | 0.438 | 0.386 | 0.341 | 0.301 | 0.267 | 0.236 | 0.21 | 0.187 | 0.166 | 0.148 | 0.133 | 0.119 | 0.107 | 0.096 | 0.087 | 0.079 | 0.072 | 0.065 | 0.06 | 0.055 | 0.05 | 0.046 | 0.043 | 0.04 | 0.037
| Low Pressure Sodium | 0 | 0 | 0 | 0 | 0 | 0 | 0 | 0 | 0 | 0 | 0 | 0 | 0 | 0 | 0 | 0 | 0 | 0 | 0 | 0 | 0 | 0 | 0 | 0 | 0 | 0
| LED | - | 0.012 | 0.02 | 0.026 | 0.03 | 0.033 | 0.035 | 0.037 | 0.037 | 0.038 | 0.038 | 0.038 | 0.038 | 0.038 | 0.037 | 0.037 | 0.036 | 0.036 | 0.035 | 0.035 | 0.034 | 0.034 | 0.033 | 0.033 | 0.032 | 0.032
Miscellaneous
| Incandescent Other | 0.154 | 0.153 | 0.152 | 0.151 | 0.149 | 0.148 | 0.147 | 0.146 | 0.145 | 0.144 | 0.143 | 0.141 | 0.14 | 0.139 | 0.138 | 0.137 | 0.136 | 0.135 | 0.134 | 0.133 | 0.132 | 0.131 | 0.13 | 0.129 | 0.129 | 0.128
| Halogen Reflector Other | 0.139 | 0.137 | 0.135 | 0.134 | 0.132 | 0.131 | 0.129 | 0.127 | 0.126 | 0.124 | 0.123 | 0.121 | 0.12 | 0.119 | 0.117 | 0.116 | 0.114 | 0.113 | 0.112 | 0.11 | 0.109 | 0.108 | 0.107 | 0.105 | 0.104 | 0.103
| CFL Other | 0.116 | 0.115 | 0.114 | 0.113 | 0.111 | 0.11 | 0.109 | 0.107 | 0.106 | 0.105 | 0.104 | 0.103 | 0.102 | 0.1 | 0.099 | 0.098 | 0.097 | 0.096 | 0.095 | 0.094 | 0.093 | 0.092 | 0.091 | 0.09 | 0.089 | 0.088
| Linear Fluorescent Other | 0.038 | 0.038 | 0.038 | 0.038 | 0.038 | 0.037 | 0.037 | 0.037 | 0.037 | 0.037 | 0.037 | 0.036 | 0.036 | 0.036 | 0.036 | 0.036 | 0.036 | 0.036 | 0.035 | 0.035 | 0.035 | 0.035 | 0.035 | 0.035 | 0.035 | 0.035
| LED | 0 | 0.002 | 0.004 | 0.006 | 0.008 | 0.01 | 0.011 | 0.013 | 0.015 | 0.017 | 0.018 | 0.02 | 0.022 | 0.023 | 0.025 | 0.027 | 0.028 | 0.03 | 0.031 | 0.033 | 0.034 | 0.036 | 0.037 | 0.039 | 0.04 | 0.042
| T5 less than 4 ft. (res. only) | 0 | 0 | 0 | 0 | 0 | 0 | 0 | 0 | 0 | 0 | 0 | 0 | 0 | 0 | 0 | 0 | 0 | 0 | 0 | 0 | 0 | 0 | 0 | 0 | 0 | 0
Total Power Density (W/sq2)
Submarket
Lamp Type
GSL - Medium Screw
| Incandescent MSB | 0.617 | 0.545 | 0.474 | 0.365 | 0.273 | 0.194 | 0.116 | 0.078 | 0.058 | 0.047 | 0.042 | 0.038 | 0.036 | 0.035 | 0.035 | 0.034 | 0.034 | 0.034 | 0.033 | 0.033 | 0.033 | 0.033 | 0.033 | 0.033 | 0.033 | 0.033
| Halogen MSB | 0.009 | 0.008 | 0.021 | 0.058 | 0.094 | 0.117 | 0.134 | 0.136 | 0.132 | 0.128 | 0.123 | 0.12 | 0.117 | 0.115 | 0.113 | 0.112 | 0.111 | 0.111 | 0.11 | 0.11 | 0.109 | 0.109 | 0.109 | 0.109 | 0.109 | 0.108
| CFL MSB | 0.105 | 0.123 | 0.136 | 0.152 | 0.164 | 0.177 | 0.191 | 0.2 | 0.205 | 0.209 | 0.212 | 0.214 | 0.215 | 0.216 | 0.216 | 0.217 | 0.217 | 0.217 | 0.217 | 0.218 | 0.218 | 0.218 | 0.218 | 0.218 | 0.218 | 0.218
| LED | - | 0 | 0 | 0 | 0 | 0 | 0 | 0 | 0 | 0 | 0 | 0 | 0 | 0 | 0 | 0 | 0 | 0 | 0 | 0 | 0 | 0 | 0 | 0 | 0 | 0
Reflectors
| Incandescent Reflector | 0.159 | 0.135 | 0.123 | 0.115 | 0.109 | 0.105 | 0.102 | 0.1 | 0.098 | 0.097 | 0.096 | 0.096 | 0.095 | 0.095 | 0.095 | 0.095 | 0.095 | 0.094 | 0.094 | 0.094 | 0.094 | 0.094 | 0.094 | 0.094 | 0.094 | 0.094
| Halogen Reflector - screw | 0.101 | 0.122 | 0.132 | 0.139 | 0.144 | 0.147 | 0.149 | 0.15 | 0.151 | 0.152 | 0.153 | 0.153 | 0.153 | 0.153 | 0.153 | 0.153 | 0.153 | 0.153 | 0.153 | 0.153 | 0.153 | 0.153 | 0.153 | 0.153 | 0.153 | 0.153
| CFL Reflector | 0.019 | 0.018 | 0.017 | 0.017 | 0.017 | 0.017 | 0.017 | 0.017 | 0.017 | 0.017 | 0.017 | 0.017 | 0.017 | 0.017 | 0.017 | 0.017 | 0.017 | 0.017 | 0.017 | 0.017 | 0.017 | 0.017 | 0.017 | 0.017 | 0.017 | 0.017
| LED | - | 0 | 0 | 0 | 0 | 0 | 0 | 0 | 0 | 0 | 0 | 0 | 0 | 0 | 0 | 0 | 0 | 0 | 0 | 0 | 0 | 0 | 0 | 0 | 0 | 0
Linear Fluorescent
| T12 | 0.483 | 0.422 | 0.37 | 0.325 | 0.288 | 0.256 | 0.228 | 0.205 | 0.185 | 0.168 | 0.153 | 0.14 | 0.129 | 0.119 | 0.111 | 0.104 | 0.097 | 0.092 | 0.087 | 0.082 | 0.079 | 0.075 | 0.072 | 0.07 | 0.067 | 0.065
| T8 | 0.803 | 0.832 | 0.857 | 0.878 | 0.895 | 0.909 | 0.92 | 0.929 | 0.937 | 0.943 | 0.948 | 0.951 | 0.954 | 0.956 | 0.957 | 0.958 | 0.958 | 0.958 | 0.958 | 0.957 | 0.956 | 0.954 | 0.953 | 0.951 | 0.949 | 0.947
| T5* | 0.111 | 0.119 | 0.125 | 0.131 | 0.135 | 0.139 | 0.142 | 0.144 | 0.146 | 0.148 | 0.149 | 0.15 | 0.151 | 0.152 | 0.152 | 0.153 | 0.153 | 0.153 | 0.153 | 0.153 | 0.153 | 0.153 | 0.153 | 0.153 | 0.152 | 0.152
| LED | - | 0 | 0 | 0 | 0 | 0 | 0 | 0 | 0 | 0 | 0 | 0 | 0 | 0 | 0 | 0 | 0 | 0 | 0 | 0 | 0 | 0 | 0 | 0 | 0 | 0
HID
| Mercury Vapor | 0.073 | 0.065 | 0.059 | 0.053 | 0.047 | 0.043 | 0.039 | 0.035 | 0.032 | 0.03 | 0.027 | 0.025 | 0.023 | 0.022 | 0.02 | 0.019 | 0.018 | 0.017 | 0.016 | 0.015 | 0.014 | 0.014 | 0.013 | 0.013 | 0.012 | 0.012
| Metal Halide | 0.623 | 0.633 | 0.642 | 0.649 | 0.655 | 0.66 | 0.663 | 0.665 | 0.667 | 0.668 | 0.668 | 0.667 | 0.666 | 0.665 | 0.663 | 0.661 | 0.658 | 0.656 | 0.653 | 0.65 | 0.646 | 0.643 | 0.639 | 0.636 | 0.632 | 0.628
| High Pressure Sodium | 0.091 | 0.08 | 0.071 | 0.062 | 0.055 | 0.049 | 0.043 | 0.038 | 0.034 | 0.031 | 0.027 | 0.024 | 0.022 | 0.02 | 0.018 | 0.016 | 0.015 | 0.013 | 0.012 | 0.011 | 0.01 | 0.01 | 0.009 | 0.008 | 0.008 | 0.007
| Low Pressure Sodium | 0 | 0 | 0 | 0 | 0 | 0 | 0 | 0 | 0 | 0 | 0 | 0 | 0 | 0 | 0 | 0 | 0 | 0 | 0 | 0 | 0 | 0 | 0 | 0 | 0 | 0
| LED | - | 0.002 | 0.003 | 0.004 | 0.005 | 0.006 | 0.006 | 0.006 | 0.006 | 0.007 | 0.007 | 0.007 | 0.007 | 0.007 | 0.006 | 0.006 | 0.006 | 0.006 | 0.006 | 0.006 | 0.006 | 0.006 | 0.006 | 0.006 | 0.006 | 0.005
Miscellaneous
| Incandescent Other | 0.219 | 0.218 | 0.216 | 0.215 | 0.213 | 0.212 | 0.21 | 0.209 | 0.207 | 0.206 | 0.204 | 0.203 | 0.202 | 0.2 | 0.199 | 0.198 | 0.196 | 0.195 | 0.194 | 0.192 | 0.191 | 0.19 | 0.189 | 0.187 | 0.186 | 0.185
| Halogen Reflector Other | 0.059 | 0.059 | 0.058 | 0.058 | 0.057 | 0.057 | 0.057 | 0.056 | 0.056 | 0.055 | 0.055 | 0.054 | 0.054 | 0.054 | 0.053 | 0.053 | 0.052 | 0.052 | 0.052 | 0.051 | 0.051 | 0.051 | 0.05 | 0.05 | 0.05 | 0.049
| CFL Other | 0.037 | 0.037 | 0.037 | 0.036 | 0.036 | 0.036 | 0.035 | 0.035 | 0.035 | 0.034 | 0.034 | 0.034 | 0.033 | 0.033 | 0.033 | 0.033 | 0.032 | 0.032 | 0.032 | 0.031 | 0.031 | 0.031 | 0.031 | 0.03 | 0.03 | 0.03
| Linear Fluorescent Other | 0.019 | 0.019 | 0.019 | 0.019 | 0.019 | 0.019 | 0.019 | 0.018 | 0.018 | 0.018 | 0.018 | 0.018 | 0.018 | 0.018 | 0.018 | 0.018 | 0.018 | 0.018 | 0.018 | 0.018 | 0.018 | 0.018 | 0.018 | 0.018 | 0.018 | 0.018
| LED | 0 | 0.001 | 0.002 | 0.003 | 0.004 | 0.005 | 0.006 | 0.006 | 0.007 | 0.008 | 0.009 | 0.01 | 0.011 | 0.011 | 0.012 | 0.013 | 0.014 | 0.014 | 0.015 | 0.016 | 0.016 | 0.017 | 0.018 | 0.019 | 0.019 | 0.02
| T5 less than 4 ft. (res. only) | 0 | 0 | 0 | 0 | 0 | 0 | 0 | 0 | 0 | 0 | 0 | 0 | 0 | 0 | 0 | 0 | 0 | 0 | 0 | 0 | 0 | 0 | 0 | 0 | 0 | 0
| T5 less than 4 ft. (res. only) | 0 | 0 | 0 | 0 | 0 | 0 | 0 | 0 | 0 | 0 | 0 | 0 | 0 | 0 | 0 | 0 | 0 | 0 | 0 | 0 | 0 | 0 | 0 | 0 | 0 | 0

## Results_Total
Energy Consumption and Sales |  | Efficiency Case | General Service Fluorescent Lamp | Fluorescent Ballast | Mercury Vapor | Metal Halide | General Service Incandescent | Halogen Reflector | Candelabra
Total Market |  | Frozen Efficiency | Yes | Yes | Yes | Yes | Yes | Yes | Yes
|  | 2010 | 2011 | 2012 | 2013 | 2014 | 2015 | 2016 | 2017 | 2018 | 2019 | 2020 | 2021 | 2022 | 2023 | 2024 | 2025 | 2026 | 2027 | 2028 | 2029 | 2030 | 2031 | 2032 | 2033 | 2034 | 2035
Total Lighting Consumption (Tlm-hr)
Submarket
Lamp Type
GSL - Medium Screw
| Incandescent MSB | 61.677 | 55.319 | 49.151 | 38.734 | 29.578 | 21.495 | 13.14 | 9.03 | 6.881 | 5.75 | 5.154 | 4.846 | 4.697 | 4.637 | 4.628 | 4.65 | 4.691 | 4.743 | 4.801 | 4.863 | 4.928 | 4.996 | 5.064 | 5.133 | 5.201 | 5.269
| Halogen MSB | 1.088 | 1.003 | 2.533 | 7.231 | 12.01 | 15.169 | 17.802 | 18.419 | 18.351 | 18.089 | 17.842 | 17.672 | 17.602 | 17.62 | 17.707 | 17.851 | 18.031 | 18.233 | 18.448 | 18.672 | 18.909 | 19.162 | 19.414 | 19.663 | 19.909 | 20.151
| CFL MSB | 43.719 | 52.638 | 59.865 | 68.251 | 75.267 | 82.854 | 91.237 | 97.371 | 102.228 | 106.252 | 109.72 | 112.776 | 115.566 | 118.168 | 120.633 | 123.011 | 125.311 | 127.546 | 129.722 | 131.852 | 133.952 | 136.053 | 138.124 | 140.165 | 142.175 | 144.152
| LED | - | 0.016 | 0.031 | 0.041 | 0.05 | 0.059 | 0.069 | 0.078 | 0.086 | 0.094 | 0.102 | 0.109 | 0.116 | 0.122 | 0.128 | 0.134 | 0.139 | 0.145 | 0.149 | 0.154 | 0.159 | 0.163 | 0.167 | 0.171 | 0.175 | 0.179
Reflectors
| Incandescent Reflector | 13.215 | 11.362 | 10.912 | 10.805 | 10.972 | 11.014 | 11.098 | 11.212 | 11.352 | 11.509 | 11.68 | 11.857 | 12.04 | 12.226 | 12.415 | 12.607 | 12.798 | 12.99 | 13.183 | 13.375 | 13.566 | 13.757 | 13.948 | 14.137 | 14.324 | 14.508
| Halogen Reflector - screw | 12.12 | 15.114 | 16.374 | 17.091 | 17.39 | 17.833 | 18.238 | 18.618 | 18.993 | 19.352 | 19.708 | 20.048 | 20.384 | 20.715 | 21.044 | 21.372 | 21.694 | 22.016 | 22.335 | 22.651 | 22.964 | 23.28 | 23.593 | 23.901 | 24.206 | 24.507
| CFL Reflector | 7.451 | 6.97 | 6.86 | 6.968 | 7.211 | 7.438 | 7.65 | 7.852 | 8.049 | 8.24 | 8.428 | 8.609 | 8.786 | 8.958 | 9.127 | 9.294 | 9.456 | 9.615 | 9.773 | 9.929 | 10.082 | 10.235 | 10.385 | 10.533 | 10.678 | 10.822
| LED | - | 0.01 | 0.019 | 0.028 | 0.035 | 0.042 | 0.048 | 0.054 | 0.059 | 0.064 | 0.069 | 0.073 | 0.077 | 0.08 | 0.084 | 0.087 | 0.09 | 0.093 | 0.096 | 0.099 | 0.102 | 0.104 | 0.107 | 0.109 | 0.111 | 0.113
Linear Fluorescent
| T12 | 165.793 | 145.787 | 121.887 | 96.681 | 72.647 | 55.298 | 42.672 | 33.423 | 26.651 | 21.646 | 17.911 | 15.089 | 12.931 | 11.256 | 9.938 | 8.883 | 8.024 | 7.315 | 6.721 | 6.215 | 5.779 | 5.398 | 5.062 | 4.765 | 4.498 | 4.259
| T8 | 368.821 | 389.362 | 414.259 | 440.693 | 465.957 | 485.711 | 501.107 | 514.003 | 525.561 | 535.641 | 545.023 | 553.426 | 561.21 | 568.544 | 575.592 | 582.416 | 588.843 | 595.365 | 602.047 | 608.704 | 615.176 | 621.536 | 627.842 | 634.099 | 640.307 | 646.466
| T5* | 51.836 | 58.164 | 64.839 | 71.416 | 77.749 | 82.816 | 86.869 | 90.031 | 92.852 | 95.317 | 97.581 | 99.599 | 101.448 | 103.167 | 104.791 | 106.339 | 107.785 | 109.221 | 110.664 | 112.084 | 113.451 | 114.783 | 116.093 | 117.38 | 118.648 | 119.898
| LED | - | 0 | 0 | 0 | 0 | 0 | 0 | 0 | 0 | 0 | 0 | 0 | 0 | 0 | 0 | 0 | 0 | 0 | 0 | 0 | 0 | 0 | 0 | 0 | 0 | 0
HID
| Mercury Vapor | 8.403 | 7.532 | 6.767 | 6.095 | 5.504 | 4.983 | 4.524 | 4.12 | 3.764 | 3.45 | 3.172 | 2.927 | 2.71 | 2.518 | 2.348 | 2.198 | 2.065 | 1.947 | 1.843 | 1.751 | 1.669 | 1.596 | 1.532 | 1.474 | 1.423 | 1.378
| Metal Halide | 181.552 | 200.607 | 218.289 | 234.446 | 249.075 | 262.402 | 274.282 | 285.17 | 295.593 | 305.203 | 314.314 | 322.656 | 330.389 | 337.589 | 344.348 | 350.704 | 356.566 | 362.25 | 367.81 | 373.15 | 378.194 | 382.995 | 387.614 | 392.069 | 396.378 | 400.551
| High Pressure Sodium | 146.013 | 130.448 | 116.652 | 104.414 | 93.551 | 83.904 | 75.328 | 67.704 | 60.926 | 54.894 | 49.525 | 44.742 | 40.479 | 36.679 | 33.29 | 30.266 | 27.566 | 25.157 | 23.014 | 21.105 | 19.397 | 17.874 | 16.515 | 15.301 | 14.214 | 13.242
| Low Pressure Sodium | 1.606 | 1.432 | 1.278 | 1.141 | 1.019 | 0.911 | 0.814 | 0.728 | 0.652 | 0.584 | 0.523 | 0.469 | 0.42 | 0.377 | 0.338 | 0.304 | 0.273 | 0.245 | 0.22 | 0.198 | 0.179 | 0.161 | 0.145 | 0.131 | 0.118 | 0.107
| LED | - | 0.41 | 0.714 | 0.937 | 1.1 | 1.218 | 1.301 | 1.36 | 1.403 | 1.432 | 1.452 | 1.463 | 1.469 | 1.47 | 1.467 | 1.462 | 1.454 | 1.445 | 1.436 | 1.426 | 1.416 | 1.405 | 1.394 | 1.382 | 1.371 | 1.36
Miscellaneous
| Incandescent Other | 20.921 | 19.332 | 19.469 | 19.8 | 20.147 | 20.496 | 20.844 | 21.183 | 21.515 | 21.842 | 22.162 | 22.472 | 22.777 | 23.076 | 23.369 | 23.659 | 23.942 | 24.216 | 24.478 | 24.732 | 24.98 | 25.229 | 25.47 | 25.703 | 25.928 | 26.144
| Halogen Reflector Other | 10.359 | 10.052 | 9.92 | 9.883 | 9.893 | 9.93 | 9.976 | 10.029 | 10.095 | 10.162 | 10.233 | 10.299 | 10.362 | 10.424 | 10.484 | 10.543 | 10.598 | 10.652 | 10.708 | 10.761 | 10.812 | 10.862 | 10.91 | 10.955 | 10.999 | 11.041
| CFL Other | 23.951 | 24.051 | 24.18 | 24.312 | 24.43 | 24.542 | 24.626 | 24.707 | 24.812 | 24.911 | 25.019 | 25.112 | 25.197 | 25.276 | 25.35 | 25.42 | 25.477 | 25.538 | 25.604 | 25.668 | 25.724 | 25.774 | 25.821 | 25.864 | 25.902 | 25.936
| Linear Fluorescent Other | 20.942 | 21.208 | 21.502 | 21.802 | 22.092 | 22.379 | 22.645 | 22.909 | 23.198 | 23.483 | 23.778 | 24.062 | 24.341 | 24.615 | 24.888 | 25.159 | 25.419 | 25.685 | 25.958 | 26.23 | 26.497 | 26.76 | 27.021 | 27.279 | 27.535 | 27.787
| LED | 4.048 | 6.964 | 8.027 | 8.826 | 9.554 | 10.26 | 10.946 | 11.63 | 12.334 | 13.042 | 13.766 | 14.491 | 15.22 | 15.955 | 16.697 | 17.446 | 18.193 | 18.953 | 19.726 | 20.507 | 21.29 | 22.078 | 22.87 | 23.667 | 24.467 | 25.272
| T5 less than 4 ft. (res. only) | 0.131 | 0.134 | 0.137 | 0.141 | 0.144 | 0.147 | 0.151 | 0.154 | 0.157 | 0.161 | 0.164 | 0.167 | 0.171 | 0.174 | 0.177 | 0.18 | 0.183 | 0.187 | 0.19 | 0.193 | 0.196 | 0.199 | 0.202 | 0.205 | 0.207 | 0.21
Total Site Consumption (TWh)
Submarket
Lamp Type
GSL - Medium Screw
| Incandescent MSB | 4.158 | 3.702 | 3.28 | 2.576 | 1.966 | 1.427 | 0.87 | 0.599 | 0.457 | 0.383 | 0.344 | 0.323 | 0.314 | 0.31 | 0.309 | 0.311 | 0.314 | 0.317 | 0.321 | 0.325 | 0.329 | 0.334 | 0.338 | 0.343 | 0.348 | 0.352
| Halogen MSB | 0.063 | 0.058 | 0.147 | 0.418 | 0.692 | 0.872 | 1.022 | 1.056 | 1.053 | 1.038 | 1.024 | 1.015 | 1.011 | 1.012 | 1.017 | 1.025 | 1.036 | 1.047 | 1.06 | 1.072 | 1.086 | 1.101 | 1.115 | 1.129 | 1.143 | 1.157
| CFL MSB | 0.714 | 0.863 | 0.981 | 1.118 | 1.231 | 1.354 | 1.49 | 1.589 | 1.667 | 1.732 | 1.788 | 1.837 | 1.882 | 1.925 | 1.964 | 2.003 | 2.04 | 2.076 | 2.112 | 2.146 | 2.18 | 2.214 | 2.248 | 2.281 | 2.313 | 2.345
| LED | - | 0 | 0.001 | 0.001 | 0.001 | 0.001 | 0.002 | 0.002 | 0.002 | 0.002 | 0.002 | 0.003 | 0.003 | 0.003 | 0.003 | 0.003 | 0.003 | 0.003 | 0.003 | 0.004 | 0.004 | 0.004 | 0.004 | 0.004 | 0.004 | 0.004
Reflectors
| Incandescent Reflector | 1.144 | 0.981 | 0.946 | 0.94 | 0.957 | 0.961 | 0.969 | 0.979 | 0.991 | 1.005 | 1.019 | 1.035 | 1.051 | 1.067 | 1.083 | 1.099 | 1.116 | 1.133 | 1.149 | 1.166 | 1.182 | 1.199 | 1.215 | 1.231 | 1.248 | 1.264
| Halogen Reflector - screw | 0.769 | 0.961 | 0.999 | 0.99 | 0.96 | 0.96 | 0.973 | 0.971 | 0.977 | 0.988 | 1.006 | 1.023 | 1.04 | 1.057 | 1.073 | 1.09 | 1.106 | 1.122 | 1.139 | 1.155 | 1.17 | 1.186 | 1.202 | 1.218 | 1.233 | 1.248
| CFL Reflector | 0.158 | 0.147 | 0.144 | 0.146 | 0.151 | 0.155 | 0.16 | 0.164 | 0.168 | 0.172 | 0.176 | 0.179 | 0.183 | 0.186 | 0.19 | 0.193 | 0.197 | 0.2 | 0.203 | 0.206 | 0.209 | 0.212 | 0.216 | 0.219 | 0.222 | 0.224
| LED | - | 0 | 0 | 0.001 | 0.001 | 0.001 | 0.001 | 0.001 | 0.001 | 0.002 | 0.002 | 0.002 | 0.002 | 0.002 | 0.002 | 0.002 | 0.002 | 0.002 | 0.002 | 0.002 | 0.002 | 0.003 | 0.003 | 0.003 | 0.003 | 0.003
Linear Fluorescent
| T12 | 3.785 | 3.322 | 2.767 | 2.183 | 1.625 | 1.224 | 0.934 | 0.722 | 0.568 | 0.455 | 0.371 | 0.309 | 0.261 | 0.225 | 0.197 | 0.175 | 0.158 | 0.143 | 0.131 | 0.121 | 0.113 | 0.106 | 0.099 | 0.094 | 0.089 | 0.084
| T8 | 6.064 | 6.402 | 6.812 | 7.247 | 7.65 | 7.938 | 8.143 | 8.306 | 8.448 | 8.57 | 8.686 | 8.794 | 8.901 | 9.008 | 9.112 | 9.213 | 9.309 | 9.407 | 9.508 | 9.608 | 9.706 | 9.803 | 9.899 | 9.995 | 10.09 | 10.184
| T5* | 0.715 | 0.801 | 0.892 | 0.981 | 1.067 | 1.136 | 1.19 | 1.231 | 1.268 | 1.301 | 1.331 | 1.357 | 1.382 | 1.404 | 1.426 | 1.446 | 1.465 | 1.484 | 1.503 | 1.522 | 1.54 | 1.558 | 1.575 | 1.592 | 1.609 | 1.626
| LED | - | 0 | 0 | 0 | 0 | 0 | 0 | 0 | 0 | 0 | 0 | 0 | 0 | 0 | 0 | 0 | 0 | 0 | 0 | 0 | 0 | 0 | 0 | 0 | 0 | 0
HID
| Mercury Vapor | 0.367 | 0.329 | 0.296 | 0.266 | 0.241 | 0.218 | 0.198 | 0.18 | 0.165 | 0.151 | 0.139 | 0.128 | 0.119 | 0.111 | 0.103 | 0.097 | 0.091 | 0.086 | 0.081 | 0.077 | 0.073 | 0.07 | 0.067 | 0.065 | 0.063 | 0.061
| Metal Halide | 4.005 | 4.448 | 4.884 | 5.282 | 5.643 | 5.971 | 6.264 | 6.533 | 6.79 | 7.027 | 7.252 | 7.457 | 7.648 | 7.826 | 7.993 | 8.149 | 8.294 | 8.434 | 8.571 | 8.703 | 8.827 | 8.946 | 9.059 | 9.169 | 9.275 | 9.378
| High Pressure Sodium | 2.601 | 2.324 | 2.079 | 1.861 | 1.668 | 1.496 | 1.343 | 1.207 | 1.086 | 0.978 | 0.882 | 0.797 | 0.721 | 0.653 | 0.592 | 0.538 | 0.49 | 0.446 | 0.408 | 0.374 | 0.343 | 0.316 | 0.291 | 0.269 | 0.25 | 0.232
| Low Pressure Sodium | 0.027 | 0.024 | 0.021 | 0.019 | 0.017 | 0.015 | 0.014 | 0.012 | 0.011 | 0.01 | 0.009 | 0.008 | 0.007 | 0.006 | 0.006 | 0.005 | 0.005 | 0.004 | 0.004 | 0.003 | 0.003 | 0.003 | 0.002 | 0.002 | 0.002 | 0.002
| LED | - | 0.006 | 0.01 | 0.013 | 0.016 | 0.017 | 0.019 | 0.019 | 0.02 | 0.02 | 0.021 | 0.021 | 0.021 | 0.021 | 0.021 | 0.021 | 0.021 | 0.021 | 0.021 | 0.02 | 0.02 | 0.02 | 0.02 | 0.02 | 0.02 | 0.019
Miscellaneous
| Incandescent Other | 1.63 | 1.498 | 1.495 | 1.497 | 1.5 | 1.515 | 1.54 | 1.565 | 1.59 | 1.614 | 1.637 | 1.66 | 1.683 | 1.705 | 1.726 | 1.747 | 1.768 | 1.788 | 1.808 | 1.826 | 1.845 | 1.863 | 1.881 | 1.898 | 1.914 | 1.93
| Halogen Reflector Other | 0.586 | 0.567 | 0.559 | 0.556 | 0.557 | 0.559 | 0.561 | 0.564 | 0.568 | 0.572 | 0.576 | 0.58 | 0.583 | 0.587 | 0.59 | 0.594 | 0.597 | 0.6 | 0.603 | 0.606 | 0.609 | 0.612 | 0.615 | 0.618 | 0.62 | 0.623
| CFL Other | 0.409 | 0.411 | 0.413 | 0.415 | 0.417 | 0.419 | 0.42 | 0.422 | 0.423 | 0.425 | 0.427 | 0.428 | 0.43 | 0.431 | 0.432 | 0.433 | 0.434 | 0.435 | 0.436 | 0.437 | 0.438 | 0.439 | 0.44 | 0.44 | 0.441 | 0.441
| Linear Fluorescent Other | 0.405 | 0.41 | 0.415 | 0.421 | 0.427 | 0.432 | 0.436 | 0.44 | 0.445 | 0.45 | 0.455 | 0.46 | 0.465 | 0.47 | 0.475 | 0.48 | 0.485 | 0.49 | 0.495 | 0.5 | 0.505 | 0.51 | 0.514 | 0.519 | 0.524 | 0.529
| LED | 0.059 | 0.102 | 0.118 | 0.131 | 0.143 | 0.154 | 0.165 | 0.176 | 0.188 | 0.199 | 0.211 | 0.223 | 0.235 | 0.247 | 0.259 | 0.272 | 0.284 | 0.297 | 0.309 | 0.322 | 0.335 | 0.348 | 0.361 | 0.375 | 0.388 | 0.401
| T5 less than 4 ft. (res. only) | 0.002 | 0.002 | 0.002 | 0.002 | 0.003 | 0.003 | 0.003 | 0.003 | 0.003 | 0.003 | 0.003 | 0.003 | 0.003 | 0.003 | 0.003 | 0.003 | 0.003 | 0.003 | 0.003 | 0.003 | 0.003 | 0.004 | 0.004 | 0.004 | 0.004 | 0.004
Total Source Consumption (aMW)
Submarket
Lamp Type
GSL - Medium Screw
| Incandescent MSB | 517.699 | 460.934 | 408.319 | 320.75 | 244.722 | 177.68 | 108.301 | 74.567 | 56.947 | 47.67 | 42.794 | 40.273 | 39.052 | 38.565 | 38.5 | 38.691 | 39.033 | 39.465 | 39.947 | 40.46 | 40.997 | 41.56 | 42.13 | 42.7 | 43.266 | 43.825
| Halogen MSB | 7.866 | 7.186 | 18.26 | 52.049 | 86.16 | 108.536 | 127.197 | 131.498 | 131.033 | 129.202 | 127.484 | 126.303 | 125.831 | 125.978 | 126.612 | 127.645 | 128.93 | 130.378 | 131.912 | 133.517 | 135.203 | 137.007 | 138.804 | 140.583 | 142.339 | 144.065
| CFL MSB | 88.843 | 107.443 | 122.186 | 139.183 | 153.304 | 168.601 | 185.5 | 197.802 | 207.547 | 215.625 | 222.595 | 228.743 | 234.357 | 239.594 | 244.56 | 249.351 | 253.984 | 258.49 | 262.878 | 267.174 | 271.411 | 275.648 | 279.826 | 283.944 | 287.999 | 291.99
| LED | - | 0.046 | 0.09 | 0.12 | 0.147 | 0.174 | 0.202 | 0.229 | 0.253 | 0.276 | 0.298 | 0.318 | 0.338 | 0.356 | 0.374 | 0.39 | 0.406 | 0.421 | 0.435 | 0.449 | 0.462 | 0.475 | 0.487 | 0.499 | 0.51 | 0.52
Reflectors
| Incandescent Reflector | 142.409 | 122.083 | 117.805 | 117.061 | 119.149 | 119.657 | 120.588 | 121.83 | 123.356 | 125.062 | 126.912 | 128.822 | 130.785 | 132.787 | 134.819 | 136.877 | 138.93 | 140.991 | 143.06 | 145.124 | 147.177 | 149.236 | 151.282 | 153.31 | 155.318 | 157.304
| Halogen Reflector - screw | 95.692 | 119.649 | 124.421 | 123.24 | 119.531 | 119.509 | 121.105 | 120.9 | 121.574 | 123.015 | 125.25 | 127.387 | 129.495 | 131.577 | 133.642 | 135.704 | 137.723 | 139.743 | 141.755 | 143.745 | 145.715 | 147.7 | 149.665 | 151.608 | 153.525 | 155.416
| CFL Reflector | 19.638 | 18.262 | 17.91 | 18.158 | 18.775 | 19.349 | 19.885 | 20.394 | 20.893 | 21.377 | 21.853 | 22.312 | 22.761 | 23.199 | 23.628 | 24.051 | 24.463 | 24.869 | 25.271 | 25.668 | 26.059 | 26.448 | 26.83 | 27.208 | 27.579 | 27.946
| LED | - | 0.031 | 0.059 | 0.085 | 0.108 | 0.128 | 0.147 | 0.164 | 0.179 | 0.194 | 0.207 | 0.22 | 0.231 | 0.242 | 0.252 | 0.262 | 0.271 | 0.28 | 0.289 | 0.297 | 0.304 | 0.312 | 0.319 | 0.326 | 0.332 | 0.338
Linear Fluorescent
| T12 | 471.19 | 413.536 | 344.53 | 271.717 | 202.332 | 152.416 | 116.238 | 89.872 | 70.687 | 56.615 | 46.21 | 38.432 | 32.554 | 28.055 | 24.565 | 21.817 | 19.614 | 17.825 | 16.35 | 15.112 | 14.059 | 13.15 | 12.357 | 11.662 | 11.043 | 10.493
| T8 | 754.961 | 797.05 | 848.057 | 902.211 | 952.314 | 988.237 | 1013.688 | 1033.992 | 1051.675 | 1066.957 | 1081.285 | 1094.766 | 1108.069 | 1121.443 | 1134.384 | 1146.99 | 1158.906 | 1171.076 | 1183.619 | 1196.163 | 1208.387 | 1220.427 | 1232.394 | 1244.29 | 1256.114 | 1267.865
| T5* | 88.961 | 99.681 | 110.995 | 122.138 | 132.866 | 141.362 | 148.09 | 153.274 | 157.904 | 161.946 | 165.66 | 168.97 | 172 | 174.817 | 177.48 | 180.021 | 182.393 | 184.753 | 187.132 | 189.475 | 191.731 | 193.931 | 196.095 | 198.225 | 200.326 | 202.396
| LED | - | 0 | 0 | 0 | 0 | 0 | 0 | 0 | 0 | 0 | 0 | 0 | 0 | 0 | 0 | 0 | 0 | 0 | 0 | 0 | 0 | 0 | 0 | 0 | 0 | 0
HID
| Mercury Vapor | 45.629 | 40.925 | 36.794 | 33.161 | 29.962 | 27.144 | 24.658 | 22.465 | 20.532 | 18.825 | 17.318 | 15.985 | 14.806 | 13.761 | 12.838 | 12.02 | 11.294 | 10.652 | 10.085 | 9.584 | 9.137 | 8.742 | 8.39 | 8.079 | 7.801 | 7.555
| Metal Halide | 498.536 | 553.806 | 608.047 | 657.608 | 702.493 | 743.391 | 779.887 | 813.341 | 845.332 | 874.837 | 902.792 | 928.405 | 952.151 | 974.266 | 995.024 | 1014.549 | 1032.567 | 1050.026 | 1067.085 | 1083.461 | 1098.935 | 1113.665 | 1127.831 | 1141.49 | 1154.699 | 1167.49
| High Pressure Sodium | 323.801 | 289.356 | 258.809 | 231.697 | 207.617 | 186.22 | 167.191 | 150.263 | 135.206 | 121.799 | 109.861 | 99.218 | 89.729 | 81.263 | 73.711 | 66.968 | 60.945 | 55.568 | 50.781 | 46.516 | 42.697 | 39.289 | 36.247 | 33.529 | 31.092 | 28.913
| Low Pressure Sodium | 3.34 | 2.981 | 2.661 | 2.377 | 2.124 | 1.899 | 1.699 | 1.521 | 1.361 | 1.22 | 1.093 | 0.98 | 0.879 | 0.789 | 0.708 | 0.636 | 0.572 | 0.514 | 0.462 | 0.416 | 0.375 | 0.338 | 0.305 | 0.275 | 0.248 | 0.224
| LED | - | 0.73 | 1.27 | 1.668 | 1.957 | 2.167 | 2.316 | 2.421 | 2.497 | 2.548 | 2.583 | 2.603 | 2.613 | 2.615 | 2.609 | 2.6 | 2.586 | 2.57 | 2.553 | 2.535 | 2.517 | 2.498 | 2.478 | 2.458 | 2.437 | 2.417
Miscellaneous
| Incandescent Other | 202.881 | 186.464 | 186.167 | 186.39 | 186.769 | 188.579 | 191.762 | 194.869 | 197.915 | 200.906 | 203.842 | 206.677 | 209.468 | 212.21 | 214.894 | 217.547 | 220.141 | 222.646 | 225.049 | 227.371 | 229.648 | 231.928 | 234.137 | 236.27 | 238.327 | 240.303
| Halogen Reflector Other | 72.928 | 70.584 | 69.558 | 69.242 | 69.284 | 69.538 | 69.859 | 70.239 | 70.709 | 71.185 | 71.69 | 72.163 | 72.621 | 73.064 | 73.497 | 73.921 | 74.314 | 74.71 | 75.108 | 75.495 | 75.862 | 76.222 | 76.568 | 76.9 | 77.217 | 77.519
| CFL Other | 50.961 | 51.163 | 51.43 | 51.701 | 51.943 | 52.171 | 52.34 | 52.501 | 52.716 | 52.917 | 53.137 | 53.325 | 53.497 | 53.654 | 53.802 | 53.941 | 54.053 | 54.173 | 54.304 | 54.431 | 54.539 | 54.638 | 54.727 | 54.808 | 54.88 | 54.942
| Linear Fluorescent Other | 50.36 | 51 | 51.709 | 52.431 | 53.13 | 53.75 | 54.282 | 54.788 | 55.381 | 55.986 | 56.631 | 57.258 | 57.88 | 58.498 | 59.118 | 59.736 | 60.333 | 60.945 | 61.575 | 62.206 | 62.824 | 63.436 | 64.044 | 64.646 | 65.243 | 65.833
| LED | 7.32 | 12.67 | 14.719 | 16.298 | 17.75 | 19.167 | 20.555 | 21.945 | 23.373 | 24.815 | 26.288 | 27.766 | 29.257 | 30.762 | 32.283 | 33.821 | 35.361 | 36.925 | 38.515 | 40.122 | 41.735 | 43.362 | 44.999 | 46.647 | 48.304 | 49.969
| T5 less than 4 ft. (res. only) | 0.288 | 0.295 | 0.303 | 0.31 | 0.318 | 0.325 | 0.333 | 0.34 | 0.347 | 0.355 | 0.362 | 0.369 | 0.376 | 0.383 | 0.391 | 0.398 | 0.405 | 0.411 | 0.418 | 0.425 | 0.431 | 0.438 | 0.445 | 0.451 | 0.458 | 0.464
Total Unit Sales (1000 units)
Submarket
Lamp Type
GSL - Medium Screw
| Incandescent MSB | - | 46317.67 | 40060.877 | 27190.455 | 19416.973 | 12924.289 | 5149.036 | 4673.091 | 4392.539 | 4232.452 | 4149.03 | 4113.648 | 4112.552 | 4133.7 | 4169.637 | 4216.681 | 4269.92 | 4326.313 | 4384.082 | 4443.483 | 4504.961 | 4569.743 | 4633.123 | 4695.81 | 4757.592 | 4818.305
| Halogen MSB | - | 865.179 | 3648.664 | 10925.043 | 15520.628 | 16945.929 | 18822.903 | 17358.929 | 16514.352 | 16049.818 | 15825.279 | 15742.052 | 15777.347 | 15880.788 | 16028.982 | 16216.825 | 16418.163 | 16623.147 | 16828.264 | 17042.399 | 17269.484 | 17517.55 | 17744.997 | 17968.994 | 18188.841 | 18403.981
| CFL MSB | - | 19047.04 | 19998.264 | 23533.674 | 23412.938 | 25507.005 | 28183.427 | 26402.799 | 25417.096 | 24907.885 | 24696.338 | 24644.029 | 24756.817 | 24951.409 | 25198.845 | 25503.362 | 25814.448 | 26120.241 | 26419.585 | 26736.428 | 27079.676 | 27466.414 | 27800.845 | 28128.882 | 28449.58 | 28762.182
| LED | - | 23.826 | 25.234 | 20.068 | 20.112 | 21.684 | 23.4 | 23.705 | 24.037 | 24.372 | 24.704 | 24.945 | 25.285 | 25.61 | 25.921 | 26.275 | 26.573 | 26.82 | 27.03 | 27.272 | 27.57 | 27.964 | 28.213 | 28.451 | 28.677 | 28.891
Reflectors
| Incandescent Reflector | - | 4731.413 | 5085.717 | 5498.09 | 5957.129 | 6062.95 | 6171.073 | 6278.326 | 6388.971 | 6501.667 | 6615.57 | 6726.435 | 6840.234 | 6953.781 | 7066.887 | 7181.639 | 7294.261 | 7404.496 | 7512.705 | 7620.996 | 7730.363 | 7843.119 | 7950.922 | 8057.25 | 8161.967 | 8264.939
| Halogen Reflector - screw | - | 7005.986 | 6936.525 | 6794.273 | 6576.804 | 6692.779 | 6808.42 | 6920.238 | 7037.103 | 7155.6 | 7275.545 | 7388.923 | 7508.506 | 7627.248 | 7745.079 | 7865.906 | 7982.437 | 8095.371 | 8205.418 | 8316.691 | 8430.745 | 8551.264 | 8662.059 | 8771.103 | 8878.257 | 8983.389
| CFL Reflector | - | 1372.285 | 1461.775 | 1562.583 | 1670.105 | 1699.244 | 1727.628 | 1754.544 | 1783.121 | 1811.874 | 1841.079 | 1867.89 | 1896.879 | 1925.542 | 1953.897 | 1983.242 | 2011.069 | 2037.871 | 2063.834 | 2090.308 | 2117.775 | 2147.424 | 2173.772 | 2199.654 | 2225.038 | 2249.895
| LED | - | 12.684 | 13.081 | 13.537 | 13.932 | 14.197 | 14.426 | 14.613 | 14.827 | 15.031 | 15.24 | 15.387 | 15.592 | 15.79 | 15.981 | 16.196 | 16.374 | 16.532 | 16.669 | 16.821 | 17.002 | 17.239 | 17.394 | 17.542 | 17.684 | 17.818
Linear Fluorescent
| T12 | - | 3996.734 | 2643.332 | 1474.483 | 574.289 | 480.782 | 401.827 | 341.159 | 307.256 | 279.375 | 256.485 | 236.944 | 220.359 | 206.009 | 193.508 | 182.228 | 172.045 | 163.357 | 155.336 | 148.012 | 141.517 | 135.465 | 129.913 | 125.028 | 120.371 | 116.273
| T8 | - | 19434.49 | 20939.441 | 22215.339 | 23151.729 | 23377.478 | 23534.77 | 23761.768 | 24042.613 | 24250.976 | 24509.087 | 24695.349 | 24899.841 | 25099.532 | 25308.443 | 25461.147 | 25582.867 | 25810.175 | 25998.319 | 26173.101 | 26377.885 | 26547.544 | 26715.257 | 26924.569 | 27091.601 | 27295.279
| T5* | - | 2227.711 | 2449.897 | 2635.879 | 2799.988 | 2851.012 | 2889.674 | 2911.574 | 2961.495 | 3000.075 | 3043.839 | 3076.948 | 3111.307 | 3144.331 | 3177.654 | 3203.419 | 3224.555 | 3258.717 | 3287.839 | 3314.737 | 3344.691 | 3370.052 | 3395.106 | 3425.021 | 3449.572 | 3478.491
| LED | - | 0 | 0 | 0 | 0 | 0 | 0 | 0 | 0 | 0 | 0 | 0 | 0 | 0 | 0 | 0 | 0 | 0 | 0 | 0 | 0 | 0 | 0 | 0 | 0 | 0
HID
| Mercury Vapor | - | 56.268 | 50.95 | 46.25 | 42.094 | 38.426 | 35.168 | 32.3 | 29.788 | 27.549 | 25.581 | 23.824 | 22.269 | 20.893 | 19.673 | 18.594 | 17.628 | 16.785 | 16.04 | 15.376 | 14.79 | 14.264 | 13.8 | 13.391 | 13.031 | 12.709
| Metal Halide | - | 1349.317 | 1454.318 | 1546.365 | 1627.44 | 1702.519 | 1765.462 | 1827.642 | 1893.703 | 1949.175 | 2005.369 | 2052.383 | 2097.34 | 2139.598 | 2179.836 | 2217.94 | 2251.133 | 2287.408 | 2322.233 | 2354.145 | 2384.265 | 2411.734 | 2438.698 | 2465.145 | 2491.575 | 2516.026
| High Pressure Sodium | - | 339.133 | 303.936 | 272.651 | 244.832 | 220.105 | 198.07 | 178.491 | 161.117 | 145.598 | 131.799 | 119.458 | 108.456 | 98.64 | 89.882 | 82.061 | 75.056 | 68.829 | 63.283 | 58.328 | 53.889 | 49.916 | 46.372 | 43.208 | 40.375 | 37.835
| Low Pressure Sodium | - | 8.737 | 7.803 | 6.973 | 6.234 | 5.576 | 4.99 | 4.467 | 4.001 | 3.586 | 3.215 | 2.884 | 2.587 | 2.323 | 2.086 | 1.874 | 1.685 | 1.515 | 1.363 | 1.228 | 1.106 | 0.997 | 0.9 | 0.812 | 0.734 | 0.663
| LED | - | 4.457 | 4.493 | 4.496 | 4.477 | 4.463 | 4.422 | 4.406 | 4.426 | 4.41 | 4.413 | 4.385 | 4.366 | 4.348 | 4.324 | 4.31 | 4.275 | 4.264 | 4.256 | 4.238 | 4.221 | 4.2 | 4.181 | 4.163 | 4.146 | 4.129
Miscellaneous
| Incandescent Other | - | 41183.584 | 41853.803 | 42602.815 | 43334.084 | 44071.252 | 44800.853 | 45507.159 | 46200.625 | 46882.848 | 47551.876 | 48193.06 | 48830.257 | 49455.141 | 50066.253 | 50672.618 | 51262.375 | 51829.034 | 52370.257 | 52895.525 | 53413.669 | 53938.095 | 54437.942 | 54920.279 | 55384.521 | 55830.102
| Halogen Reflector Other | - | 2544.227 | 2535.482 | 2541.768 | 2552.183 | 2569.114 | 2586.35 | 2603.5 | 2623.479 | 2643.512 | 2664.292 | 2682.742 | 2701.972 | 2720.508 | 2738.479 | 2756.71 | 2773.218 | 2789.091 | 2804.541 | 2820.057 | 2835.665 | 2852.272 | 2866.541 | 2880.189 | 2893.196 | 2905.543
| CFL Other | - | 2430.092 | 2456.078 | 2477.22 | 2490.718 | 2506.972 | 2517.212 | 2528.949 | 2547.428 | 2560.927 | 2577.355 | 2587.514 | 2599.633 | 2611.105 | 2622.335 | 2633.884 | 2642.147 | 2652.402 | 2662.63 | 2672.064 | 2680.83 | 2691.155 | 2698.968 | 2706.221 | 2712.901 | 2718.997
| Linear Fluorescent Other | - | 1413.155 | 1441.101 | 1466.294 | 1483.598 | 1505.02 | 1523.662 | 1540.926 | 1560.928 | 1579.396 | 1598.808 | 1614.219 | 1632.415 | 1650.134 | 1666.596 | 1684.613 | 1699.565 | 1714.7 | 1729.434 | 1744.144 | 1759.468 | 1778.158 | 1792.73 | 1806.584 | 1820.648 | 1833.944
| LED | - | 427.451 | 383.012 | 404.47 | 431.843 | 468.329 | 504.56 | 541.37 | 580.448 | 618.982 | 658.851 | 696.981 | 736.797 | 776.877 | 817.295 | 858.63 | 898.906 | 940.069 | 981.317 | 1022.793 | 1064.794 | 1108.747 | 1150.979 | 1193.237 | 1235.502 | 1277.723
| T5 less than 4 ft. (res. only) | - | 22.309 | 22.933 | 23.516 | 23.906 | 24.405 | 24.876 | 25.269 | 25.672 | 26.086 | 26.491 | 26.833 | 27.246 | 27.647 | 28.035 | 28.454 | 28.835 | 29.168 | 29.47 | 29.795 | 30.163 | 30.602 | 30.932 | 31.25 | 31.558 | 31.853
Total Installed Stock (1000 units)
Submarket
Lamp Type
GSL - Medium Screw
| Incandescent MSB | 103524.521 | 95525.32 | 85839.035 | 68457.317 | 52436.28 | 38237.507 | 23625.134 | 16121.465 | 12189.994 | 10115.838 | 9022.181 | 8453.768 | 8175.344 | 8060.334 | 8039.665 | 8076.024 | 8146.34 | 8236.373 | 8337.347 | 8445.25 | 8558.601 | 8677.929 | 8798.777 | 8919.669 | 9039.682 | 9158.199
| Halogen MSB | 1969.972 | 1886.246 | 4637.082 | 13336.477 | 22470.547 | 28703.591 | 33889.349 | 35176.839 | 35025.7 | 34478.517 | 33959.372 | 33596.031 | 33434.625 | 33449.025 | 33601.923 | 33868.279 | 34208.634 | 34592.314 | 34998.919 | 35426.598 | 35878.536 | 36364.552 | 36848.144 | 37326.972 | 37799.122 | 38263.018
| CFL MSB | 66832.969 | 78094.057 | 88862.243 | 101895.703 | 113301.977 | 125511.357 | 139008.714 | 149190.957 | 157246.128 | 163888.707 | 169573.233 | 174564.572 | 179104.94 | 183326.273 | 187316.888 | 191159.455 | 194876.994 | 198478.47 | 201969.997 | 205380.828 | 208746.205 | 212114.867 | 215434.3 | 218703.612 | 221921.059 | 225084.335
| LED | - | 23.826 | 47.154 | 63.465 | 78.545 | 94.024 | 110.021 | 125.089 | 139.33 | 152.812 | 165.595 | 177.642 | 189.11 | 200.029 | 210.43 | 220.394 | 229.899 | 238.931 | 247.487 | 255.636 | 263.464 | 271.092 | 278.39 | 285.372 | 292.051 | 298.437
Reflectors
| Incandescent Reflector | 22719.972 | 19945.896 | 18507.618 | 17851.757 | 17796.924 | 17812.084 | 17921.197 | 18096.029 | 18320.514 | 18580.894 | 18867.524 | 19169.15 | 19484.517 | 19809.553 | 20141.097 | 20478.911 | 20819.053 | 21158.819 | 21496.085 | 21831.238 | 22165.847 | 22503.666 | 22838.971 | 23171.092 | 23499.4 | 23823.325
| Halogen Reflector - screw | 13174.967 | 15997.226 | 17771.355 | 18917.115 | 19551.607 | 20159.903 | 20714.846 | 21227.397 | 21712.972 | 22177.928 | 22629.382 | 23063.26 | 23491.156 | 23913.975 | 24332.286 | 24750.245 | 25163.726 | 25571.01 | 25970.066 | 26363.568 | 26755.726 | 27153.803 | 27546.765 | 27934.191 | 28315.66 | 28690.736
| CFL Reflector | 7991.482 | 8075.667 | 8297.244 | 8618.739 | 9016.981 | 9394.217 | 9752.743 | 10093.785 | 10421.191 | 10736.461 | 11041.411 | 11334.649 | 11619.743 | 11897.336 | 12168.013 | 12433.561 | 12693.061 | 12946.294 | 13193.056 | 13434.46 | 13672.05 | 13908.479 | 14140.624 | 14368.521 | 14592.165 | 14811.525
| LED | - | 12.684 | 24.647 | 36.032 | 46.848 | 57.026 | 66.597 | 75.579 | 84.056 | 92.06 | 99.64 | 106.768 | 113.544 | 119.989 | 126.123 | 131.997 | 137.596 | 142.92 | 147.971 | 152.783 | 157.404 | 161.905 | 166.213 | 170.337 | 174.284 | 178.06
Linear Fluorescent
| T12 | 39047.728 | 35493.703 | 31442.999 | 27219.751 | 23134.082 | 19941.558 | 17396.909 | 15334.325 | 13648.038 | 12245.649 | 11061.039 | 10045.621 | 9164.205 | 8390.649 | 7705.366 | 7093.533 | 6543.481 | 6046.586 | 5595.72 | 5185.096 | 4810.121 | 4466.908 | 4152.188 | 3863.295 | 3597.679 | 3353.345
| T8 | 54490.821 | 58620.725 | 63395.215 | 68410.219 | 73268.012 | 77310.607 | 80699.025 | 83683.75 | 86423.815 | 88904.566 | 91238.477 | 93384.65 | 95403.321 | 97320.533 | 99161.19 | 100939.418 | 102630.268 | 104301.13 | 105961.104 | 107588.88 | 109168.262 | 110717.05 | 112235.428 | 113724.828 | 115186.073 | 116620.041
| T5* | 4844.892 | 5640.104 | 6469.916 | 7289.935 | 8082.708 | 8743.656 | 9297.401 | 9756.755 | 10175.436 | 10552.242 | 10902.905 | 11222.851 | 11520.645 | 11800.427 | 12066.061 | 12320.039 | 12559.575 | 12793.885 | 13024.752 | 13249.554 | 13466.08 | 13677.01 | 13882.757 | 14083.455 | 14279.595 | 14471.209
| LED | - | 0 | 0 | 0 | 0 | 0 | 0 | 0 | 0.001 | 0.001 | 0.001 | 0.001 | 0.001 | 0.001 | 0.001 | 0.001 | 0.001 | 0.001 | 0.001 | 0.001 | 0.001 | 0.001 | 0.001 | 0.001 | 0.001 | 0.001
HID
| Mercury Vapor | 262.494 | 236.23 | 213.08 | 192.647 | 174.591 | 158.63 | 144.495 | 131.986 | 120.933 | 111.144 | 102.482 | 94.797 | 87.981 | 81.933 | 76.572 | 71.815 | 67.587 | 63.844 | 60.54 | 57.618 | 55.019 | 52.717 | 50.68 | 48.876 | 47.277 | 45.862
| Metal Halide | 2796.601 | 3217.347 | 3608.209 | 3966.319 | 4291.665 | 4589.134 | 4855.861 | 5101.234 | 5336.207 | 5553.706 | 5760.227 | 5950.248 | 6127.116 | 6292.449 | 6448.157 | 6595.109 | 6731.399 | 6863.559 | 6992.667 | 7116.809 | 7234.505 | 7346.883 | 7455.14 | 7559.668 | 7660.878 | 7758.975
| High Pressure Sodium | 2359.438 | 2111.148 | 1890.675 | 1694.752 | 1520.522 | 1365.501 | 1227.455 | 1104.495 | 994.973 | 897.32 | 810.238 | 732.501 | 663.082 | 601.065 | 545.649 | 496.099 | 451.764 | 412.114 | 376.76 | 345.197 | 316.892 | 291.587 | 268.951 | 248.688 | 230.486 | 214.178
| Low Pressure Sodium | 54.843 | 48.951 | 43.715 | 39.059 | 34.916 | 31.228 | 27.943 | 25.015 | 22.405 | 20.076 | 17.997 | 16.141 | 14.483 | 13.001 | 11.675 | 10.489 | 9.427 | 8.476 | 7.628 | 6.869 | 6.188 | 5.579 | 5.033 | 4.544 | 4.104 | 3.709
| LED | - | 4.457 | 7.868 | 10.463 | 12.427 | 13.922 | 15.037 | 15.891 | 16.583 | 17.117 | 17.551 | 17.877 | 18.129 | 18.326 | 18.473 | 18.593 | 18.669 | 18.736 | 18.798 | 18.846 | 18.885 | 18.91 | 18.928 | 18.94 | 18.947 | 18.952
Miscellaneous
| Incandescent Other | 58358.848 | 58761.985 | 59740.752 | 60815.95 | 61886.217 | 62959.13 | 64025.109 | 65065.855 | 66085.899 | 67087.92 | 68071.154 | 69020.55 | 69955.562 | 70873.807 | 71773.073 | 72661.674 | 73530.323 | 74369.737 | 75174.539 | 75952.54 | 76715.062 | 77479.07 | 78218.922 | 78933.742 | 79622.672 | 80284.882
| Halogen Reflector Other | 6055.434 | 6094.11 | 6166.689 | 6257.799 | 6355.43 | 6458.534 | 6562.767 | 6667.104 | 6773.28 | 6878.852 | 6984.619 | 7087.467 | 7189.425 | 7290.328 | 7390.13 | 7489.498 | 7587.006 | 7683.074 | 7777.286 | 7869.732 | 7960.94 | 8052.583 | 8142.521 | 8230.65 | 8316.868 | 8401.071
| CFL Other | 9916.88 | 10044.886 | 10184.172 | 10327.083 | 10465.592 | 10603.713 | 10735.937 | 10866.072 | 11001.286 | 11134.486 | 11269.174 | 11398.331 | 11525.355 | 11650.288 | 11773.493 | 11895.693 | 12013.962 | 12131.471 | 12247.943 | 12362.275 | 12474.103 | 12585.725 | 12694.996 | 12801.79 | 12905.982 | 13007.448
| Linear Fluorescent Other | 9264.659 | 9464.18 | 9673.499 | 9888.418 | 10100.441 | 10314.096 | 10526.502 | 10736.789 | 10947.886 | 11157.682 | 11367.278 | 11572.459 | 11776.593 | 11979.386 | 12180.697 | 12381.707 | 12580.243 | 12776.354 | 12969.266 | 13159.444 | 13348.029 | 13537.846 | 13725.049 | 13909.447 | 14090.826 | 14269.003
| LED | 338.545 | 713.478 | 989.695 | 1253.074 | 1512.189 | 1776.859 | 2046.508 | 2321.473 | 2603.583 | 2891.472 | 3185.952 | 3484.564 | 3788.653 | 4097.996 | 4412.457 | 4732.474 | 5056.481 | 5385.088 | 5717.847 | 6054.46 | 6395.043 | 6741.229 | 7090.832 | 7443.548 | 7799.083 | 8157.117
| T5 less than 4 ft. (res. only) | 210.486 | 215.583 | 220.887 | 226.342 | 231.74 | 237.195 | 242.675 | 248.101 | 253.485 | 258.843 | 264.168 | 269.399 | 274.616 | 279.807 | 284.962 | 290.115 | 295.226 | 300.254 | 305.171 | 310.012 | 314.825 | 319.683 | 324.474 | 329.192 | 333.831 | 338.387
Total Energy Density (kWh/sq2)
Submarket
Lamp Type
GSL - Medium Screw
| Incandescent MSB | 0.558 | 0.449 | 0.375 | 0.277 | 0.205 | 0.144 | 0.082 | 0.057 | 0.044 | 0.037 | 0.033 | 0.031 | 0.03 | 0.029 | 0.028 | 0.028 | 0.028 | 0.028 | 0.028 | 0.028 | 0.028 | 0.028 | 0.027 | 0.027 | 0.027 | 0.027
| Halogen MSB | 0.009 | 0.007 | 0.019 | 0.052 | 0.081 | 0.096 | 0.108 | 0.109 | 0.106 | 0.103 | 0.101 | 0.098 | 0.096 | 0.095 | 0.094 | 0.093 | 0.093 | 0.092 | 0.092 | 0.092 | 0.091 | 0.091 | 0.091 | 0.091 | 0.091 | 0.091
| CFL MSB | 0.097 | 0.122 | 0.136 | 0.151 | 0.16 | 0.17 | 0.181 | 0.187 | 0.191 | 0.194 | 0.195 | 0.197 | 0.197 | 0.198 | 0.198 | 0.198 | 0.199 | 0.199 | 0.199 | 0.199 | 0.199 | 0.199 | 0.199 | 0.199 | 0.199 | 0.199
| LED | - | 0 | 0 | 0 | 0 | 0 | 0 | 0 | 0 | 0 | 0 | 0 | 0 | 0 | 0 | 0 | 0 | 0 | 0 | 0 | 0 | 0 | 0 | 0 | 0 | 0
Reflectors
| Incandescent Reflector | 0.193 | 0.159 | 0.158 | 0.16 | 0.164 | 0.162 | 0.161 | 0.161 | 0.16 | 0.16 | 0.159 | 0.159 | 0.159 | 0.159 | 0.159 | 0.158 | 0.158 | 0.158 | 0.158 | 0.158 | 0.158 | 0.158 | 0.158 | 0.158 | 0.158 | 0.158
| Halogen Reflector - screw | 0.156 | 0.196 | 0.195 | 0.184 | 0.171 | 0.166 | 0.166 | 0.164 | 0.163 | 0.162 | 0.162 | 0.162 | 0.162 | 0.162 | 0.162 | 0.162 | 0.162 | 0.162 | 0.162 | 0.162 | 0.162 | 0.161 | 0.161 | 0.161 | 0.161 | 0.161
| CFL Reflector | 0.039 | 0.034 | 0.032 | 0.031 | 0.031 | 0.032 | 0.032 | 0.032 | 0.032 | 0.032 | 0.032 | 0.032 | 0.032 | 0.032 | 0.032 | 0.032 | 0.032 | 0.032 | 0.032 | 0.032 | 0.032 | 0.032 | 0.032 | 0.032 | 0.032 | 0.033
| LED | - | 0 | 0 | 0 | 0 | 0 | 0 | 0 | 0 | 0 | 0 | 0 | 0 | 0 | 0 | 0 | 0 | 0 | 0 | 0 | 0 | 0 | 0 | 0 | 0 | 0
Linear Fluorescent
| T12 | 1.759 | 1.529 | 1.251 | 0.959 | 0.685 | 0.492 | 0.355 | 0.258 | 0.19 | 0.141 | 0.106 | 0.081 | 0.063 | 0.051 | 0.041 | 0.034 | 0.029 | 0.025 | 0.023 | 0.02 | 0.019 | 0.017 | 0.016 | 0.015 | 0.015 | 0.014
| T8 | 3.195 | 3.303 | 3.441 | 3.59 | 3.722 | 3.797 | 3.834 | 3.85 | 3.852 | 3.845 | 3.833 | 3.821 | 3.809 | 3.797 | 3.784 | 3.77 | 3.756 | 3.742 | 3.727 | 3.712 | 3.698 | 3.683 | 3.669 | 3.655 | 3.641 | 3.627
| T5* | 0.453 | 0.481 | 0.511 | 0.541 | 0.57 | 0.59 | 0.604 | 0.611 | 0.616 | 0.619 | 0.621 | 0.621 | 0.621 | 0.621 | 0.619 | 0.618 | 0.616 | 0.615 | 0.613 | 0.611 | 0.609 | 0.607 | 0.605 | 0.603 | 0.601 | 0.599
| LED | - | 0 | 0 | 0 | 0 | 0 | 0 | 0 | 0 | 0 | 0 | 0 | 0 | 0 | 0 | 0 | 0 | 0 | 0 | 0 | 0 | 0 | 0 | 0 | 0 | 0
HID
| Mercury Vapor | 0.412 | 0.368 | 0.33 | 0.297 | 0.267 | 0.242 | 0.219 | 0.199 | 0.182 | 0.167 | 0.154 | 0.142 | 0.131 | 0.122 | 0.114 | 0.107 | 0.1 | 0.095 | 0.089 | 0.085 | 0.081 | 0.077 | 0.074 | 0.071 | 0.069 | 0.066
| Metal Halide | 3.303 | 3.335 | 3.38 | 3.417 | 3.447 | 3.47 | 3.487 | 3.499 | 3.506 | 3.509 | 3.508 | 3.504 | 3.497 | 3.488 | 3.477 | 3.463 | 3.448 | 3.432 | 3.414 | 3.396 | 3.376 | 3.356 | 3.336 | 3.314 | 3.293 | 3.271
| High Pressure Sodium | 0.498 | 0.438 | 0.386 | 0.341 | 0.301 | 0.267 | 0.236 | 0.21 | 0.187 | 0.166 | 0.148 | 0.133 | 0.119 | 0.107 | 0.096 | 0.087 | 0.079 | 0.072 | 0.065 | 0.06 | 0.055 | 0.05 | 0.046 | 0.043 | 0.04 | 0.037
| Low Pressure Sodium | 0 | 0 | 0 | 0 | 0 | 0 | 0 | 0 | 0 | 0 | 0 | 0 | 0 | 0 | 0 | 0 | 0 | 0 | 0 | 0 | 0 | 0 | 0 | 0 | 0 | 0
| LED | - | 0.012 | 0.02 | 0.026 | 0.03 | 0.033 | 0.035 | 0.037 | 0.037 | 0.038 | 0.038 | 0.038 | 0.038 | 0.038 | 0.037 | 0.037 | 0.036 | 0.036 | 0.035 | 0.035 | 0.034 | 0.034 | 0.033 | 0.033 | 0.032 | 0.032
Miscellaneous
| Incandescent Other | 0.154 | 0.153 | 0.151 | 0.147 | 0.144 | 0.142 | 0.141 | 0.14 | 0.139 | 0.138 | 0.137 | 0.136 | 0.135 | 0.134 | 0.133 | 0.132 | 0.132 | 0.131 | 0.13 | 0.129 | 0.128 | 0.127 | 0.127 | 0.126 | 0.125 | 0.124
| Halogen Reflector Other | 0.139 | 0.137 | 0.135 | 0.134 | 0.132 | 0.131 | 0.129 | 0.127 | 0.126 | 0.124 | 0.123 | 0.121 | 0.12 | 0.119 | 0.117 | 0.116 | 0.114 | 0.113 | 0.112 | 0.11 | 0.109 | 0.108 | 0.107 | 0.105 | 0.104 | 0.103
| CFL Other | 0.116 | 0.115 | 0.114 | 0.113 | 0.111 | 0.11 | 0.109 | 0.107 | 0.106 | 0.105 | 0.104 | 0.103 | 0.102 | 0.1 | 0.099 | 0.098 | 0.097 | 0.096 | 0.095 | 0.094 | 0.093 | 0.092 | 0.091 | 0.09 | 0.089 | 0.088
| Linear Fluorescent Other | 0.038 | 0.038 | 0.038 | 0.038 | 0.038 | 0.037 | 0.037 | 0.037 | 0.037 | 0.037 | 0.037 | 0.036 | 0.036 | 0.036 | 0.036 | 0.036 | 0.036 | 0.035 | 0.035 | 0.035 | 0.035 | 0.035 | 0.035 | 0.035 | 0.035 | 0.034
| LED | 0 | 0.002 | 0.004 | 0.006 | 0.008 | 0.01 | 0.011 | 0.013 | 0.015 | 0.016 | 0.018 | 0.02 | 0.021 | 0.023 | 0.025 | 0.026 | 0.028 | 0.029 | 0.031 | 0.032 | 0.034 | 0.035 | 0.037 | 0.038 | 0.04 | 0.041
| T5 less than 4 ft. (res. only) | 0 | 0 | 0 | 0 | 0 | 0 | 0 | 0 | 0 | 0 | 0 | 0 | 0 | 0 | 0 | 0 | 0 | 0 | 0 | 0 | 0 | 0 | 0 | 0 | 0 | 0
Total Power Density (W/sq2)
Submarket
Lamp Type
GSL - Medium Screw
| Incandescent MSB | 0.617 | 0.545 | 0.474 | 0.365 | 0.273 | 0.194 | 0.116 | 0.078 | 0.058 | 0.047 | 0.042 | 0.038 | 0.036 | 0.035 | 0.035 | 0.034 | 0.034 | 0.034 | 0.033 | 0.033 | 0.033 | 0.033 | 0.033 | 0.033 | 0.033 | 0.033
| Halogen MSB | 0.009 | 0.008 | 0.021 | 0.058 | 0.094 | 0.117 | 0.134 | 0.136 | 0.132 | 0.128 | 0.123 | 0.12 | 0.117 | 0.115 | 0.113 | 0.112 | 0.111 | 0.111 | 0.11 | 0.11 | 0.109 | 0.109 | 0.109 | 0.109 | 0.109 | 0.108
| CFL MSB | 0.105 | 0.123 | 0.136 | 0.152 | 0.164 | 0.177 | 0.191 | 0.2 | 0.205 | 0.209 | 0.212 | 0.214 | 0.215 | 0.216 | 0.216 | 0.217 | 0.217 | 0.217 | 0.217 | 0.218 | 0.218 | 0.218 | 0.218 | 0.218 | 0.218 | 0.218
| LED | - | 0 | 0 | 0 | 0 | 0 | 0 | 0 | 0 | 0 | 0 | 0 | 0 | 0 | 0 | 0 | 0 | 0 | 0 | 0 | 0 | 0 | 0 | 0 | 0 | 0
Reflectors
| Incandescent Reflector | 0.159 | 0.135 | 0.126 | 0.121 | 0.119 | 0.117 | 0.116 | 0.114 | 0.114 | 0.113 | 0.113 | 0.112 | 0.112 | 0.112 | 0.112 | 0.111 | 0.111 | 0.111 | 0.111 | 0.111 | 0.111 | 0.111 | 0.111 | 0.111 | 0.111 | 0.111
| Halogen Reflector - screw | 0.101 | 0.122 | 0.125 | 0.123 | 0.118 | 0.116 | 0.115 | 0.112 | 0.111 | 0.11 | 0.11 | 0.11 | 0.11 | 0.109 | 0.109 | 0.109 | 0.109 | 0.109 | 0.109 | 0.109 | 0.109 | 0.109 | 0.109 | 0.109 | 0.109 | 0.109
| CFL Reflector | 0.019 | 0.018 | 0.017 | 0.017 | 0.017 | 0.018 | 0.018 | 0.018 | 0.018 | 0.018 | 0.018 | 0.018 | 0.019 | 0.019 | 0.019 | 0.019 | 0.019 | 0.019 | 0.019 | 0.019 | 0.019 | 0.019 | 0.019 | 0.019 | 0.019 | 0.019
| LED | - | 0 | 0 | 0 | 0 | 0 | 0 | 0 | 0 | 0 | 0 | 0 | 0 | 0 | 0 | 0 | 0 | 0 | 0 | 0 | 0 | 0 | 0 | 0 | 0 | 0
Linear Fluorescent
| T12 | 0.483 | 0.422 | 0.349 | 0.272 | 0.201 | 0.15 | 0.113 | 0.086 | 0.067 | 0.053 | 0.043 | 0.035 | 0.029 | 0.025 | 0.021 | 0.018 | 0.016 | 0.015 | 0.013 | 0.012 | 0.011 | 0.01 | 0.009 | 0.009 | 0.008 | 0.008
| T8 | 0.803 | 0.832 | 0.87 | 0.909 | 0.945 | 0.966 | 0.977 | 0.982 | 0.984 | 0.984 | 0.983 | 0.981 | 0.979 | 0.977 | 0.975 | 0.972 | 0.969 | 0.966 | 0.964 | 0.961 | 0.958 | 0.955 | 0.951 | 0.948 | 0.945 | 0.943
| T5* | 0.111 | 0.119 | 0.127 | 0.135 | 0.143 | 0.149 | 0.152 | 0.155 | 0.156 | 0.157 | 0.158 | 0.159 | 0.159 | 0.159 | 0.159 | 0.159 | 0.158 | 0.158 | 0.158 | 0.158 | 0.157 | 0.157 | 0.156 | 0.156 | 0.156 | 0.155
| LED | - | 0 | 0 | 0 | 0 | 0 | 0 | 0 | 0 | 0 | 0 | 0 | 0 | 0 | 0 | 0 | 0 | 0 | 0 | 0 | 0 | 0 | 0 | 0 | 0 | 0
HID
| Mercury Vapor | 0.073 | 0.065 | 0.059 | 0.053 | 0.047 | 0.043 | 0.039 | 0.035 | 0.032 | 0.03 | 0.027 | 0.025 | 0.023 | 0.022 | 0.02 | 0.019 | 0.018 | 0.017 | 0.016 | 0.015 | 0.014 | 0.014 | 0.013 | 0.013 | 0.012 | 0.012
| Metal Halide | 0.623 | 0.629 | 0.638 | 0.645 | 0.651 | 0.655 | 0.659 | 0.661 | 0.663 | 0.664 | 0.664 | 0.663 | 0.662 | 0.661 | 0.659 | 0.657 | 0.654 | 0.652 | 0.649 | 0.645 | 0.642 | 0.639 | 0.635 | 0.632 | 0.628 | 0.624
| High Pressure Sodium | 0.091 | 0.08 | 0.071 | 0.062 | 0.055 | 0.049 | 0.043 | 0.038 | 0.034 | 0.031 | 0.027 | 0.024 | 0.022 | 0.02 | 0.018 | 0.016 | 0.015 | 0.013 | 0.012 | 0.011 | 0.01 | 0.01 | 0.009 | 0.008 | 0.008 | 0.007
| Low Pressure Sodium | 0 | 0 | 0 | 0 | 0 | 0 | 0 | 0 | 0 | 0 | 0 | 0 | 0 | 0 | 0 | 0 | 0 | 0 | 0 | 0 | 0 | 0 | 0 | 0 | 0 | 0
| LED | - | 0.002 | 0.003 | 0.004 | 0.005 | 0.006 | 0.006 | 0.006 | 0.006 | 0.007 | 0.007 | 0.007 | 0.007 | 0.007 | 0.006 | 0.006 | 0.006 | 0.006 | 0.006 | 0.006 | 0.006 | 0.006 | 0.006 | 0.006 | 0.006 | 0.005
Miscellaneous
| Incandescent Other | 0.219 | 0.218 | 0.215 | 0.21 | 0.205 | 0.203 | 0.201 | 0.2 | 0.199 | 0.198 | 0.196 | 0.195 | 0.194 | 0.193 | 0.192 | 0.191 | 0.19 | 0.188 | 0.187 | 0.186 | 0.185 | 0.184 | 0.183 | 0.182 | 0.181 | 0.18
| Halogen Reflector Other | 0.059 | 0.059 | 0.058 | 0.058 | 0.057 | 0.057 | 0.057 | 0.056 | 0.056 | 0.055 | 0.055 | 0.054 | 0.054 | 0.054 | 0.053 | 0.053 | 0.052 | 0.052 | 0.052 | 0.051 | 0.051 | 0.051 | 0.05 | 0.05 | 0.05 | 0.049
| CFL Other | 0.037 | 0.037 | 0.037 | 0.036 | 0.036 | 0.036 | 0.035 | 0.035 | 0.035 | 0.034 | 0.034 | 0.034 | 0.033 | 0.033 | 0.033 | 0.033 | 0.032 | 0.032 | 0.032 | 0.031 | 0.031 | 0.031 | 0.031 | 0.03 | 0.03 | 0.03
| Linear Fluorescent Other | 0.019 | 0.019 | 0.019 | 0.019 | 0.019 | 0.019 | 0.019 | 0.018 | 0.018 | 0.018 | 0.018 | 0.018 | 0.018 | 0.018 | 0.018 | 0.018 | 0.018 | 0.018 | 0.018 | 0.018 | 0.018 | 0.018 | 0.018 | 0.018 | 0.018 | 0.018
| LED | 0 | 0.001 | 0.002 | 0.003 | 0.004 | 0.005 | 0.005 | 0.006 | 0.007 | 0.008 | 0.009 | 0.009 | 0.01 | 0.011 | 0.011 | 0.012 | 0.013 | 0.014 | 0.014 | 0.015 | 0.016 | 0.016 | 0.017 | 0.018 | 0.018 | 0.019
| T5 less than 4 ft. (res. only) | 0 | 0 | 0 | 0 | 0 | 0 | 0 | 0 | 0 | 0 | 0 | 0 | 0 | 0 | 0 | 0 | 0 | 0 | 0 | 0 | 0 | 0 | 0 | 0 | 0 | 0

## Total_Results
Compare #1 | These results show the impact of standards relative to the Sixth Plan by keeping everything besides the standards constant.
GSL_MB
| 2010 | 2011 | 2012 | 2013 | 2014 | 2015 | 2016 | 2017 | 2018 | 2019 | 2020 | 2021 | 2022 | 2023 | 2024 | 2025 | 2026 | 2027 | 2028 | 2029 | 2030 | 2031 | 2032 | 2033 | 2034 | 2035
Pre-case Frozen | 614.408 | 575.609 | 548.855 | 512.102 | 484.333 | 454.991 | 421.2 | 404.096 | 395.78 | 392.773 | 393.171 | 395.637 | 399.578 | 404.493 | 410.046 | 416.077 | 422.353 | 428.754 | 435.172 | 441.6 | 448.073 | 454.69 | 461.247 | 467.726 | 474.114 | 480.4
Post-case Frozen | 614.408 | 575.609 | 548.855 | 512.102 | 484.333 | 454.991 | 421.2 | 404.096 | 395.78 | 392.773 | 393.171 | 395.637 | 399.578 | 404.493 | 410.046 | 416.077 | 422.353 | 428.754 | 435.172 | 441.6 | 448.073 | 454.69 | 461.247 | 467.726 | 474.114 | 480.4
Cumulative (DOE) | 0 | 0 | 0 | 0 | 0 | 0 | 0 | 0 | 0 | 0 | 0 | 0 | 0 | 0 | 0 | 0 | 0 | 0 | 0 | 0 | 0 | 0 | 0 | 0 | 0 | 0
First Year Savings |  | 0 | 0 | 0 | 0 | 0 | 0 | 0 | 0 | 0 | 0 | 0 | 0 | 0 | 0 | 0 | 0 | 0 | 0 | 0 | 0 | 0 | 0 | 0 | 0 | 0
0
Reflectors
| 2010 | 2011 | 2012 | 2013 | 2014 | 2015 | 2016 | 2017 | 2018 | 2019 | 2020 | 2021 | 2022 | 2023 | 2024 | 2025 | 2026 | 2027 | 2028 | 2029 | 2030 | 2031 | 2032 | 2033 | 2034 | 2035
Pre-case Frozen | 257.739 | 260.025 | 264.76 | 269.31 | 273.771 | 278.373 | 283.011 | 287.747 | 292.73 | 297.772 | 302.937 | 308.028 | 313.128 | 318.224 | 323.314 | 328.417 | 333.447 | 338.475 | 343.49 | 348.464 | 353.393 | 358.339 | 363.238 | 368.081 | 372.866 | 377.587
Post-case Frozen | 257.739 | 260.025 | 260.195 | 258.544 | 257.563 | 258.643 | 261.725 | 263.288 | 266.002 | 269.648 | 274.222 | 278.741 | 283.272 | 287.805 | 292.341 | 296.894 | 301.387 | 305.883 | 310.375 | 314.834 | 319.255 | 323.696 | 328.096 | 332.452 | 336.754 | 341.004
Cumulative (DOE) | 0 | 0 | 4.9784 | 11.741 | 17.6758 | 21.5167 | 23.2137 | 26.674 | 29.1485 | 30.6709 | 31.3154 | 31.9392 | 32.5598 | 33.1737 | 33.7779 | 34.3777 | 34.9634 | 35.5435 | 36.1139 | 36.6755 | 37.2295 | 37.7803 | 38.3245 | 38.8556 | 39.3823 | 39.896
First Year Savings |  | 0 | 4.9784 | 6.7626 | 5.9348 | 3.841 | 1.6969 | 3.4603 | 2.4745 | 1.5224 | 0.64452 | 0.6238 | 0.62053 | 0.61399 | 0.60417 | 0.59981 | 0.58563 | 0.58018 | 0.57036 | 0.56164 | 0.554 | 0.55073 | 0.54419 | 0.5311 | 0.52674 | 0.51365
LF
| 2010 | 2011 | 2012 | 2013 | 2014 | 2015 | 2016 | 2017 | 2018 | 2019 | 2020 | 2021 | 2022 | 2023 | 2024 | 2025 | 2026 | 2027 | 2028 | 2029 | 2030 | 2031 | 2032 | 2033 | 2034 | 2035
Pre-case Frozen | 1315.112 | 1310.267 | 1309.914 | 1312.212 | 1316.024 | 1321.333 | 1326.748 | 1333.33 | 1342.538 | 1352.468 | 1363.88 | 1375.286 | 1386.968 | 1398.912 | 1411.194 | 1423.749 | 1435.984 | 1448.934 | 1462.674 | 1476.675 | 1490.492 | 1504.257 | 1518.081 | 1531.935 | 1545.804 | 1559.669
Post-case Frozen | 1315.112 | 1310.267 | 1303.582 | 1296.066 | 1287.512 | 1282.015 | 1278.016 | 1277.138 | 1280.266 | 1285.518 | 1293.155 | 1302.168 | 1312.623 | 1324.315 | 1336.429 | 1348.828 | 1360.913 | 1373.654 | 1387.101 | 1400.75 | 1414.177 | 1427.508 | 1440.846 | 1454.177 | 1467.483 | 1480.754
Cumulative (DOE) | 0 | 0 | 6.9054 | 17.6082 | 31.094 | 42.8786 | 53.1452 | 61.2807 | 67.9114 | 73.013 | 77.1299 | 79.7396 | 81.0777 | 81.3525 | 81.5357 | 81.7058 | 81.8694 | 82.0974 | 82.4169 | 82.8008 | 83.2261 | 83.6994 | 84.2294 | 84.7998 | 85.4137 | 86.0615
First Year Savings |  | 0 | 6.9054 | 10.7028 | 13.4859 | 11.7846 | 10.2665 | 8.1356 | 6.6306 | 5.1016 | 4.1169 | 2.6097 | 1.3381 | 0.27482 | 0.18321 | 0.17013 | 0.16358 | 0.22793 | 0.31953 | 0.38388 | 0.42532 | 0.4733 | 0.53001 | 0.57036 | 0.61399 | 0.64779
HID
| 2010 | 2011 | 2012 | 2013 | 2014 | 2015 | 2016 | 2017 | 2018 | 2019 | 2020 | 2021 | 2022 | 2023 | 2024 | 2025 | 2026 | 2027 | 2028 | 2029 | 2030 | 2031 | 2032 | 2033 | 2034 | 2035
Pre-case Frozen | 871.306 | 891.402 | 911.536 | 930.786 | 948.721 | 965.655 | 980.819 | 995.295 | 1010.42 | 1024.913 | 1039.511 | 1053.222 | 1066.361 | 1079.021 | 1091.352 | 1103.361 | 1114.669 | 1126.148 | 1137.896 | 1149.547 | 1160.797 | 1171.763 | 1182.574 | 1193.24 | 1203.775 | 1214.178
Post-case Frozen | 871.306 | 887.798 | 907.581 | 926.511 | 944.153 | 960.821 | 975.751 | 990.011 | 1004.928 | 1019.229 | 1033.647 | 1047.191 | 1060.178 | 1072.694 | 1084.89 | 1096.773 | 1107.964 | 1119.33 | 1130.966 | 1142.512 | 1153.661 | 1164.532 | 1175.251 | 1185.831 | 1196.277 | 1206.599
Cumulative (DOE) | 0 | 3.9304 | 4.3132 | 4.6621 | 4.9817 | 5.2718 | 5.527 | 5.7625 | 5.9894 | 6.1987 | 6.395 | 6.5772 | 6.7429 | 6.9 | 7.0472 | 7.1846 | 7.3122 | 7.4354 | 7.5576 | 7.6721 | 7.7822 | 7.8858 | 7.9862 | 8.08 | 8.177 | 8.2654
First Year Savings |  | 3.9304 | 0.38279 | 0.34898 | 0.31953 | 0.29009 | 0.25519 | 0.23556 | 0.22684 | 0.20939 | 0.1963 | 0.18212 | 0.16577 | 0.15704 | 0.14723 | 0.13741 | 0.1276 | 0.12323 | 0.12214 | 0.11451 | 0.11015 | 0.1036 | 0.10033 | 0.093788 | 0.09706 | 0.088335
Misc
| 2010 | 2011 | 2012 | 2013 | 2014 | 2015 | 2016 | 2017 | 2018 | 2019 | 2020 | 2021 | 2022 | 2023 | 2024 | 2025 | 2026 | 2027 | 2028 | 2029 | 2030 | 2031 | 2032 | 2033 | 2034 | 2035
Pre-case Frozen | 384.738 | 372.176 | 375.335 | 380.685 | 386.337 | 392.168 | 397.904 | 403.605 | 409.481 | 415.295 | 421.153 | 426.814 | 432.397 | 437.899 | 443.334 | 448.725 | 453.971 | 459.171 | 464.32 | 469.383 | 474.349 | 479.308 | 484.17 | 488.936 | 493.598 | 498.151
Post-case Frozen | 384.738 | 372.176 | 373.886 | 376.372 | 379.194 | 383.53 | 389.131 | 394.682 | 400.441 | 406.164 | 411.95 | 417.558 | 423.099 | 428.571 | 433.985 | 439.364 | 444.607 | 449.81 | 454.969 | 460.05 | 465.039 | 470.024 | 474.92 | 479.722 | 484.429 | 489.03
Cumulative (DOE) | 0 | 0 | 1.5802 | 4.7036 | 7.7899 | 9.4203 | 9.5675 | 9.7311 | 9.8587 | 9.9579 | 10.0364 | 10.0942 | 10.14 | 10.1727 | 10.1956 | 10.2087 | 10.212 | 10.2087 | 10.1978 | 10.1782 | 10.1531 | 10.1248 | 10.0877 | 10.0484 | 9.9993 | 9.947
First Year Savings |  | 0 | 1.5802 | 3.1234 | 3.0863 | 1.6304 | 0.14723 | 0.16358 | 0.1276 | 0.099241 | 0.07852 | 0.0578 | 0.045804 | 0.032717 | 0.022902 | 0.013087 | 0.0032717 | -0.0032717 | -0.010906 | -0.01963 | -0.025083 | -0.028355 | -0.037079 | -0.03926 | -0.049075 | -0.052347
Total | 0 | 3.9304 | 13.8468 | 20.9377 | 22.8265 | 17.546 | 12.3659 | 11.9951 | 9.4595 | 6.9327 | 5.0362 | 3.4734 | 2.1702 | 1.0786 | 0.95751 | 0.92043 | 0.88008 | 0.92807 | 1.0011 | 1.0404 | 1.0644 | 1.0993 | 1.1375 | 1.156 | 1.1887 | 1.1974

## QC
| 2011 | 2012 | 2013 | 2014 | 2015 | 2016 | 2017 | 2018 | 2019 | 2020 | 2021 | 2022 | 2023 | 2024 | 2025 | 2026 | 2027 | 2028 | 2029 | 2030 | 2031 | 2032 | 2033 | 2034 | 2035
Com | 1.0906 | 9.815 | 14.1773 | 15.2678 | 14.1773 | 8.7245 | 5.4528 | 6.5434 | 5.4528 | 2.1811 | 4.3622 | -1.0906 | 2.1811 | 1.0906 | -1.0906 | 0 | -3.5527e-15 | 2.1811 | -1.0906 | 3.2717 | -3.2717 | 2.1811 | 2.1811 | 0 | -3.5527e-15
Ind | 0 | 1.0906 | 2.1811 | 1.0906 | 0 | 1.0906 | 1.0906 | 0 | 2.1811 | -1.0906 | -1.0906 | 0 | 0 | -1.0906 | 2.1811 | -2.1811 | 1.0906 | 0 | 0 | 0 | 0 | -3.2717 | 1.0906 | 1.0906 | 1.0906
Out | 2.1811 | 0 | 0 | 0 | 0 | 0 | 2.1811 | -1.0906 | 0 | 2.1811 | -1.0906 | -1.0906 | 2.1811 | 0 | 0 | 0 | 0 | 0 | 1.0906 | -1.0906 | 1.0906 | -1.0906 | 1.0906 | 0 | 0
Res | 0 | 5.4528 | 6.5434 | 5.4528 | 2.1811 | 4.3622 | 1.0906 | 4.3622 | 0 | 2.1811 | 0 | -1.0906 | 3.2717 | -1.0906 | 1.0906 | 0 | 0 | 1.0906 | 3.2717 | -2.1811 | 1.0906 | 0 | 0 | 1.0906 | 0
Total | 3.2717 | 16.3584 | 22.9018 | 21.8112 | 16.3584 | 14.1773 | 9.815 | 9.815 | 7.6339 | 5.4528 | 2.1811 | -3.2717 | 7.6339 | -1.0906 | 2.1811 | -2.1811 | 1.0906 | 3.2717 | 3.2717 | -7.1054e-15 | -1.0906 | -2.1811 | 4.3622 | 2.1811 | 1.0906