## Results-NHRF
BPA Appliance Standards Impact Analysis
Summary
[14 empty] | Standard Effective Year | 2012
[14 empty] | Cumulative Savings (aMW, through 2034) | 0
[14 empty] | 6th Plan One-time Adjustment (aMW) | 0
[14 empty] | Claimable Non Programmatic Savings (aMW) Due to Standard | 0
Notes
1. Scaled to region from national analysis using 4%
Scale to region | 4%
| Unit Energy Consumption (kWh/year) | [5 empty] | Stock and Shipments |  |  | First Year Energy Consumption |  | Total Energy Consumption of Stock (kWh) |  |  | Total Energy Consumption of Stock (aMW) |  |  | Savings (aMW)
Year | Council's Pre-case Shipment UEC | Model Pre-case Shipment UEC | Model Post-case Shipment UEC | Model Weighted Pre-case Installed UEC | Model Weighted Post-case Installed UEC | Council's Shipments | Model Shipments | Model Installed Stock (at Year End) | Council Shipment * UEC (5P/6P) | Model Shipments * Model Pre-Case UEC | Model Shipments * Model Post-Case UEC | Modeled Pre-case Consumption (Installed UEC * Stock) | Modeled Post-case Consumption (Installed UEC* Stock) | Year | Modeled Pre-case Consumption (Installed UEC * Stock) | Modeled Post-case Consumption (Installed UEC* Stock) | One-time Adjustment |  | PNW Cumulative Savings | DOE Carbon Savings Proxy | Annual Savings Due to Standard Before Program Adjustments | Program Savings | Annual Non-programmatic Savings Due to Standard
2005 | 1525.1363 | 1525.1363 | 1525.1363 | 1525.1363 | 1525.1363 | 5139.8551 | 5139.8551 | 56538.4057 | 7838979.498 | 7838979.498 | 7838979.498 | 86228774.4779 | 86228774.4779 | 2005 | 9.8435 | 9.8435 | 0 | 2005 | 0 |  | 0
2006 | 1525.1363 | 1525.1363 | 1525.1363 | 1525.1363 | 1525.1363 | 5139.8551 | 5139.8551 | 56538.4057 | 7838979.498 | 7838979.498 | 7838979.498 | 86228774.4779 | 86228774.4779 | 2006 | 9.8435 | 9.8435 | 0 | 2006 | 0 | 0 | 0
2007 | 1525.1363 | 1525.1363 | 1525.1363 | 1525.1363 | 1525.1363 | 5191.8048 | 5191.8048 | 56590.3554 | 7918209.8746 | 7918209.8746 | 7918209.8746 | 86308004.8545 | 86308004.8545 | 2007 | 9.8525 | 9.8525 | 0 | 2007 | 0 | 0 | 0
2008 | 1525.1363 | 1525.1363 | 1525.1363 | 1525.1363 | 1525.1363 | 5302.4368 | 5302.4368 | 56752.9372 | 8086938.8278 | 8086938.8278 | 8086938.8278 | 86555964.1843 | 86555964.1843 | 2008 | 9.8808 | 9.8808 | 0 | 2008 | 0 | 0 | 0
2009 | 1525.1363 | 1525.1363 | 1525.1363 | 1525.1363 | 1525.1363 | 5489.0796 | 5489.0796 | 57102.1617 | 8371594.4824 | 8371594.4824 | 8371594.4824 | 87088579.1687 | 87088579.1687 | 2009 | 9.9416 | 9.9416 | 0 | 2009 | 0 | 0 | 0
2010 | 1076.4708 | 1076.4708 | 1076.4708 | 1477.7412 | 1477.7412 | 5737.7539 | 5737.7539 | 57700.0606 | 6176524.705 | 6176524.705 | 6176524.705 | 85265754.3578 | 85265754.3578 | 2010 | 9.7335 | 9.7335 | 0 | 2010 | 0 | 0 | 0
2011 | 1076.4708 | 1076.4708 | 1076.4708 | 1429.3016 | 1429.3016 | 5949.2494 | 5949.2494 | 58509.455 | 6404193.4376 | 6404193.4376 | 6404193.4376 | 83627655.9904 | 83627655.9904 | 2011 | 9.5465 | 9.5465 | 0 | 2011 | 0 | 0 | 0
2012 | 1076.4708 | 1076.4708 | 1076.4708 | 1380.7411 | 1380.7411 | 6058.6151 | 6058.6151 | 59428.215 | 6521922.4097 | 6521922.4097 | 6521922.4097 | 82054977.0714 | 82054977.0714 | 2012 | 9.367 | 9.367 | 0 | 2012 | 0 | 0 | 0
2013 | 1076.4708 | 1076.4708 | 1076.4708 | 1333.1134 | 1333.1134 | 5989.8279 | 5989.8279 | 60278.1878 | 6447874.916 | 6447874.916 | 6447874.916 | 80357661.1633 | 80357661.1633 | 2013 | 9.1732 | 9.1732 | 0 | 2013 | 0 | 0 | 0
2014 | 1076.4708 | 1076.4708 | 1076.4708 | 1287.3338 | 1287.3338 | 5921.0895 | 5921.0895 | 61059.4222 | 6373880.0952 | 6373880.0952 | 6373880.0952 | 78603855.0463 | 78603855.0463 | 2014 | 8.973 | 8.973 | 0 | 2014 | 0 | 0 | 0
2015 | 1076.4708 | 1076.4708 | 1076.4708 | 1243.1487 | 1243.1487 | 5867.0906 | 5867.0906 | 61786.6578 | 6315751.8649 | 6315751.8649 | 6315751.8649 | 76810003.3573 | 76810003.3573 | 2015 | 8.7683 | 8.7683 | 0 | 2015 | 0 | 0 | 0
2016 | 1076.4708 | 1076.4708 | 1076.4708 | 1200.2992 | 1200.2992 | 5840.772 | 5840.772 | 62487.5747 | 6287420.6357 | 6287420.6357 | 6287420.6357 | 75003783.3568 | 75003783.3568 | 2016 | 8.5621 | 8.5621 | 0 | 2016 | 0 | 0 | 0
2017 | 1076.4708 | 1076.4708 | 1076.4708 | 1158.5735 | 1158.5735 | 5853.7862 | 5853.7862 | 63201.5059 | 6301430.0693 | 6301430.0693 | 6301430.0693 | 73223592.6289 | 73223592.6289 | 2017 | 8.3589 | 8.3589 | 0 | 2017 | 0 | 0 | 0
2018 | 1076.4708 | 1076.4708 | 1076.4708 | 1117.4816 | 1117.4816 | 5899.8713 | 5899.8713 | 63909.5724 | 6351039.3229 | 6351039.3229 | 6351039.3229 | 71417768.3413 | 71417768.3413 | 2018 | 8.1527 | 8.1527 | 0 | 2018 | 0 | 0 | 0
2019 | 1076.4708 | 1076.4708 | 1076.4708 | 1076.4708 | 1076.4708 | 5989.3842 | 5989.3842 | 64596.5198 | 6447397.3891 | 6447397.3891 | 6447397.3891 | 69536268.8618 | 69536268.8618 | 2019 | 7.9379 | 7.9379 | 0 | 2019 | 0 | 0 | 0
2020 | 1076.4708 | 1076.4708 | 1076.4708 | 1076.4708 | 1076.4708 | 6103.9471 | 6103.9471 | 65211.3874 | 6570720.9475 | 6570720.9475 | 6570720.9475 | 70198155.7931 | 70198155.7931 | 2020 | 8.0135 | 8.0135 | 0 | 2020 | 0 | 0 | 0
2021 | 1076.4708 | 1076.4708 | 1076.4708 | 1076.4708 | 1076.4708 | 6202.4238 | 6202.4238 | 65676.0572 | 6676728.2305 | 6676728.2305 | 6676728.2305 | 70698359.3185 | 70698359.3185 | 2021 | 8.0706 | 8.0706 | 0 | 2021 | 0 | 0 | 0
2022 | 1076.4708 | 1076.4708 | 1076.4708 | 1076.4708 | 1076.4708 | 6261.7348 | 6261.7348 | 65988.5426 | 6740574.8366 | 6740574.8366 | 6740574.8366 | 71034740.7174 | 71034740.7174 | 2022 | 8.109 | 8.109 | 0 | 2022 | 0 | 0 | 0
2023 | 1076.4708 | 1076.4708 | 1076.4708 | 1076.4708 | 1076.4708 | 6285.6532 | 6285.6532 | 66215.5807 | 6766322.3088 | 6766322.3088 | 6766322.3088 | 71279140.6165 | 71279140.6165 | 2023 | 8.1369 | 8.1369 | 0 | 2023 | 0 | 0 | 0
2024 | 1076.4708 | 1076.4708 | 1076.4708 | 1076.4708 | 1076.4708 | 6298.6868 | 6298.6868 | 66524.4396 | 6780352.5415 | 6780352.5415 | 6780352.5415 | 71611618.242 | 71611618.242 | 2024 | 8.1748 | 8.1748 | 0 | 2024 | 0 | 0 | 0
2025 | 1076.4708 | 1076.4708 | 1076.4708 | 1076.4708 | 1076.4708 | 6321.657 | 6321.657 | 66925.0071 | 6805079.3546 | 6805079.3546 | 6805079.3546 | 72042817.5014 | 72042817.5014 | 2025 | 8.2241 | 8.2241 | 0 | 2025 | 0 | 0 | 0
2026 | 1076.4708 | 1076.4708 | 1076.4708 | 1076.4708 | 1076.4708 | 6368.8614 | 6368.8614 | 67426.7779 | 6855893.4217 | 6855893.4217 | 6855893.4217 | 72582959.0582 | 72582959.0582 | 2026 | 8.2857 | 8.2857 | 0 | 2026 | 0 | 0 | 0
2027 | 1076.4708 | 1076.4708 | 1076.4708 | 1076.4708 | 1076.4708 | 6447.9109 | 6447.9109 | 68033.9168 | 6940987.9381 | 6940987.9381 | 6940987.9381 | 73236526.3606 | 73236526.3606 | 2027 | 8.3603 | 8.3603 | 0 | 2027 | 0 | 0 | 0
2028 | 1076.4708 | 1076.4708 | 1076.4708 | 1076.4708 | 1076.4708 | 6552.1282 | 6552.1282 | 68732.2587 | 7053174.788 | 7053174.788 | 7053174.788 | 73988271.0793 | 73988271.0793 | 2028 | 8.4461 | 8.4461 | 0 | 2028 | 0 | 0 | 0
2029 | 1076.4708 | 1076.4708 | 1076.4708 | 1076.4708 | 1076.4708 | 6671.2973 | 6671.2973 | 69503.6847 | 7181456.9447 | 7181456.9447 | 7181456.9447 | 74818688.7012 | 74818688.7012 | 2029 | 8.5409 | 8.5409 | 0 | 2029 | 0 | 0 | 0
2030 | 1076.4708 | 1076.4708 | 1076.4708 | 1076.4708 | 1076.4708 | 6786.9102 | 6786.9102 | 70301.2107 | 7305910.78 | 7305910.78 | 7305910.78 | 75677202.0921 | 75677202.0921 | 2030 | 8.639 | 8.639 | 0 | 2030 | 0 | 0 | 0
2031 | 1076.4708 | 1076.4708 | 1076.4708 | 1076.4708 | 1076.4708 | 6917.7468 | 6917.7468 | 71115.0104 | 7446752.5584 | 7446752.5584 | 7446752.5584 | 76553233.703 | 76553233.703 | 2031 | 8.739 | 8.739 | 0 | 2031 | 0 | 0 | 0
2032 | 1076.4708 | 1076.4708 | 1076.4708 | 1076.4708 | 1076.4708 | 7024.367 | 7024.367 | 71936.9536 | 7561526.1688 | 7561526.1688 | 7561526.1688 | 77438031.6413 | 77438031.6413 | 2032 | 8.84 | 8.84 | 0 | 2032 | 0 | 0 | 0
2033 | 1076.4708 | 1076.4708 | 1076.4708 | 1076.4708 | 1076.4708 | 7111.3257 | 7111.3257 | 72786.5445 | 7655134.6475 | 7655134.6475 | 7655134.6475 | 78352591.4522 | 78352591.4522 | 2033 | 8.9444 | 8.9444 | 0 | 2033 | 0 | 0 | 0
2034 | 1076.4708 | 1076.4708 | 1076.4708 | 1076.4708 | 1076.4708 | 7192.5103 | 7192.5103 | 73693.4016 | 7742527.5119 | 7742527.5119 | 7742527.5119 | 79328796.6554 | 79328796.6554 | 2034 | 9.0558 | 9.0558 | 0 | 2034 | 0 | 0 | 0
Total | [8 empty] | 209765280.0051 | 209765280.0051 | 209765280.0051 | 2317152550.2708 | 2317152550.2708 | Total | 264.5151 | 264.5151 | 0 | Total | 0

## Results-Ref and Frz
BPA Appliance Standards Impact Analysis
Summary
[14 empty] | Standard Effective Year | 2012
[14 empty] | Cumulative Savings (aMW, through 2034) | 0
[14 empty] | 6th Plan One-time Adjustment (aMW) | 0.21788
[14 empty] | Claimable Non Programmatic Savings (aMW) Due to Standard | 0
Notes
1. Scaled to region from national analysis using 4%
2. 6 Plan one-time adjustment accounts for the difference between the 6P baseline starting point and the model’s starting point. Differences is due to updates of the baseline UEC and shipment unit based on best available data.
3. Adjustment is positive because adjusted baseline UEC has lower consumption than the council projected UEC, the 6P projected potential was higher than available
Scale to region | 4%
| Unit Energy Consumption (kWh/year) | [5 empty] | Stock and Shipments |  |  | First Year Energy Consumption |  | Total Energy Consumption of Stock (kWh) |  |  | Total Energy Consumption of Stock (aMW) |  |  | Savings (aMW)
Year | Council's Pre-case Shipment UEC | Model Pre-case Shipment UEC | Model Post-case Shipment UEC | Model Weighted Pre-case Installed UEC | Model Weighted Post-case Installed UEC | Council's Shipments | Model Shipments | Model Installed Stock (at Year End) | Council Shipment * UEC (5P/6P) | Model Shipments * Model Pre-Case UEC | Model Shipments * Model Post-Case UEC | Modeled Pre-case Consumption (Installed UEC * Stock) | Modeled Post-case Consumption (Installed UEC* Stock) | Year | Modeled Pre-case Consumption (Installed UEC * Stock) | Modeled Post-case Consumption (Installed UEC* Stock) | One-time Adjustment |  | PNW Cumulative Savings | DOE Carbon Savings Proxy | Annual Savings Due to Standard Before Program Adjustments | Program Savings | Annual Non-programmatic Savings Due to Standard
2005 | 2629.7309 | 2517.5924 | 2517.5924 | 2517.5924 | 2517.5924 | 15531.7534 | 15531.7534 | 170849.2876 | 40844332.5505 | 39102623.6255 | 39102623.6255 | 430128859.8806 | 430128859.8806 | 2005 | 49.1015 | 49.1015 | 0.19883 | 2005 | 0 |  | 0
2006 | 2629.7309 | 2517.5924 | 2517.5924 | 2517.5924 | 2517.5924 | 15897.4134 | 15897.4134 | 175245.8157 | 41805919.846 | 40023206.3294 | 40023206.3294 | 441197525.3617 | 441197525.3617 | 2006 | 50.365 | 50.365 | 0.20351 | 2006 | 0 | 0 | 0
2007 | 2629.7309 | 2517.5924 | 2517.5924 | 2517.5924 | 2517.5924 | 16271.682 | 16271.682 | 180146.76 | 42790145.5363 | 40965462.0679 | 40965462.0679 | 453536105.3252 | 453536105.3252 | 2007 | 51.7735 | 51.7735 | 0.2083 | 2007 | 0 | 0 | 0
2008 | 2629.7309 | 2517.5924 | 2517.5924 | 2517.5924 | 2517.5924 | 16645.9505 | 16645.9505 | 185484.4818 | 43774371.2266 | 41907717.8063 | 41907717.8063 | 466974312.987 | 466974312.987 | 2008 | 53.3076 | 53.3076 | 0.21309 | 2008 | 0 | 0 | 0
2009 | 2629.7309 | 2517.5924 | 2517.5924 | 2517.5924 | 2517.5924 | 17020.2191 | 17020.2191 | 191286.0374 | 44758596.9168 | 42849973.5448 | 42849973.5448 | 481580264.9434 | 481580264.9434 | 2009 | 54.9749 | 54.9749 | 0.21788 | 2009 | 0 | 0 | 0
2010 | 2629.7309 | 2517.5924 | 2517.5924 | 2517.5924 | 2517.5924 | 17394.4877 | 17394.4877 | 197578.483 | 45742822.6071 | 43792229.2833 | 43792229.2833 | 497422077.7908 | 497422077.7908 | 2010 | 56.7833 | 56.7833 | 0.22267 | 2010 | 0 | 0 | 0
2011 | 2629.7309 | 2517.5924 | 2517.5924 | 2517.5924 | 2517.5924 | 17760.873 | 17760.873 | 204096.6445 | 46706317.2595 | 44714638.0094 | 44714638.0094 | 513832151.3116 | 513832151.3116 | 2011 | 58.6566 | 58.6566 | 0.22736 | 2011 | 0 | 0 | 0
2012 | 2629.7309 | 2517.5924 | 2517.5924 | 2517.5924 | 2517.5924 | 18132.6509 | 18132.6509 | 211026.3192 | 47683993.1357 | 45650623.2349 | 45650623.2349 | 531278247.4308 | 531278247.4308 | 2012 | 60.6482 | 60.6482 | 0.23212 | 2012 | 0 | 0 | 0
2013 | 2629.7309 | 2517.5924 | 2517.5924 | 2517.5924 | 2517.5924 | 18513.5297 | 18513.5297 | 218481.157 | 48685601.8187 | 46609520.71 | 46609520.71 | 550046490.0452 | 550046490.0452 | 2013 | 62.7907 | 62.7907 | 0.237 | 2013 | 0 | 0 | 0
2014 | 2629.7309 | 2517.5924 | 2517.5924 | 2517.5924 | 2517.5924 | 18855.2862 | 18855.2862 | 225855.7186 | 49584329.5317 | 47469924.328 | 47469924.328 | 568612629.9801 | 568612629.9801 | 2014 | 64.9101 | 64.9101 | 0.24137 | 2014 | 0 | 0 | 0
2015 | 2629.7309 | 2517.5924 | 2517.5924 | 2517.5924 | 2517.5924 | 19161.0184 | 19161.0184 | 233155.6634 | 50388322.8685 | 48239633.2909 | 48239633.2909 | 586990915.1919 | 586990915.1919 | 2015 | 67.0081 | 67.0081 | 0.24528 | 2015 | 0 | 0 | 0
2016 | 2629.7309 | 2517.5924 | 2517.5924 | 2517.5924 | 2517.5924 | 19433.7173 | 19433.7173 | 240389.3748 | 51105447.5828 | 48926177.9359 | 48926177.9359 | 605202451.752 | 605202451.752 | 2016 | 69.087 | 69.087 | 0.24878 | 2016 | 0 | 0 | 0
2017 | 2629.7309 | 2517.5924 | 2517.5924 | 2517.5924 | 2517.5924 | 19676.7711 | 19676.7711 | 247177.1609 | 51744613.902 | 49538088.5354 | 49538088.5354 | 622291330.0864 | 622291330.0864 | 2017 | 71.0378 | 71.0378 | 0.25189 | 2017 | 0 | 0 | 0
2018 | 2629.7309 | 2517.5924 | 2517.5924 | 2517.5924 | 2517.5924 | 19894.7292 | 19894.7292 | 253496.8115 | 52317785.0278 | 50086818.1486 | 50086818.1486 | 638201634.0481 | 638201634.0481 | 2018 | 72.8541 | 72.8541 | 0.25468 | 2018 | 0 | 0 | 0
2019 | 2629.7309 | 2517.5924 | 2517.5924 | 2517.5924 | 2517.5924 | 20093.0898 | 20093.0898 | 259396.3098 | 52839420.0874 | 50586209.3281 | 50586209.3281 | 653054165.93 | 653054165.93 | 2019 | 74.5496 | 74.5496 | 0.25722 | 2019 | 0 | 0 | 0
2020 | 2629.7309 | 2517.5924 | 2517.5924 | 2517.5924 | 2517.5924 | 20275.2474 | 20275.2474 | 264910.635 | 53318445.4924 | 51044807.8398 | 51044807.8398 | 666936988.8049 | 666936988.8049 | 2020 | 76.1344 | 76.1344 | 0.25955 | 2020 | 0 | 0 | 0
2021 | 2629.7309 | 2517.5924 | 2517.5924 | 2517.5924 | 2517.5924 | 20447.5537 | 20447.5537 | 270140.597 | 53771564.7547 | 51478604.9143 | 51478604.9143 | 680103901.1197 | 680103901.1197 | 2021 | 77.6374 | 77.6374 | 0.26175 | 2021 | 0 | 0 | 0
2022 | 2629.7309 | 2517.5924 | 2517.5924 | 2517.5924 | 2517.5924 | 20616.9341 | 20616.9341 | 275372.5747 | 54216989.6614 | 51905035.7406 | 51905035.7406 | 693275888.1949 | 693275888.1949 | 2022 | 79.1411 | 79.1411 | 0.26392 | 2022 | 0 | 0 | 0
2023 | 2629.7309 | 2517.5924 | 2517.5924 | 2517.5924 | 2517.5924 | 20787.9665 | 20787.9665 | 280589.6653 | 54666758.6972 | 52335625.4511 | 52335625.4511 | 706410395.6723 | 706410395.6723 | 2023 | 80.6405 | 80.6405 | 0.26611 | 2023 | 0 | 0 | 0
2024 | 2629.7309 | 2517.5924 | 2517.5924 | 2517.5924 | 2517.5924 | 20963.398 | 20963.398 | 285784.7989 | 55128096.4523 | 52777290.5604 | 52777290.5604 | 719489624.3176 | 719489624.3176 | 2024 | 82.1335 | 82.1335 | 0.26836 | 2024 | 0 | 0 | 0
2025 | 2629.7309 | 2517.5924 | 2517.5924 | 2517.5924 | 2517.5924 | 21144.1138 | 21144.1138 | 291049.6064 | 55603330.4218 | 53232259.3133 | 53232259.3133 | 732744263.2082 | 732744263.2082 | 2025 | 83.6466 | 83.6466 | 0.27067 | 2025 | 0 | 0 | 0
2026 | 2629.7309 | 2517.5924 | 2517.5924 | 2517.5924 | 2517.5924 | 21330.4474 | 21330.4474 | 296432.4035 | 56093337.4506 | 53701371.1637 | 53701371.1637 | 746295952.1939 | 746295952.1939 | 2026 | 85.1936 | 85.1936 | 0.27306 | 2026 | 0 | 0 | 0
2027 | 2629.7309 | 2517.5924 | 2517.5924 | 2517.5924 | 2517.5924 | 21522.325 | 21522.325 | 301950.0773 | 56597923.9367 | 54184440.7653 | 54184440.7653 | 760187205.405 | 760187205.405 | 2027 | 86.7794 | 86.7794 | 0.27551 | 2027 | 0 | 0 | 0
2028 | 2629.7309 | 2517.5924 | 2517.5924 | 2517.5924 | 2517.5924 | 21719.796 | 21719.796 | 307565.1388 | 57117219.58 | 54681592.2872 | 54681592.2872 | 774323641.3381 | 774323641.3381 | 2028 | 88.3931 | 88.3931 | 0.27804 | 2028 | 0 | 0 | 0
2029 | 2629.7309 | 2517.5924 | 2517.5924 | 2517.5924 | 2517.5924 | 21923.2333 | 21923.2333 | 313347.2285 | 57652205.0942 | 55193764.6231 | 55193764.6231 | 788880586.1242 | 788880586.1242 | 2029 | 90.0549 | 90.0549 | 0.28064 | 2029 | 0 | 0 | 0
2030 | 2629.7309 | 2517.5924 | 2517.5924 | 2517.5924 | 2517.5924 | 22132.1993 | 22132.1993 | 319302.2397 | 58201729.4096 | 55719855.7876 | 55719855.7876 | 803872876.9367 | 803872876.9367 | 2030 | 91.7663 | 91.7663 | 0.28332 | 2030 | 0 | 0 | 0
2031 | 2629.7309 | 2517.5924 | 2517.5924 | 2517.5924 | 2517.5924 | 22346.503 | 22346.503 | 325422.0624 | 58765290.4327 | 56259385.0981 | 56259385.0981 | 819280095.7914 | 819280095.7914 | 2031 | 93.5251 | 93.5251 | 0.28606 | 2031 | 0 | 0 | 0
2032 | 2629.7309 | 2517.5924 | 2517.5924 | 2517.5924 | 2517.5924 | 22565.8625 | 22565.8625 | 331673.9309 | 59342146.9191 | 56811642.9185 | 56811642.9185 | 835019751.9779 | 835019751.9779 | 2032 | 95.3219 | 95.3219 | 0.28887 | 2032 | 0 | 0 | 0
2033 | 2629.7309 | 2517.5924 | 2517.5924 | 2517.5924 | 2517.5924 | 22796.9839 | 22796.9839 | 338206.7298 | 59949934.0008 | 57393512.3731 | 57393512.3731 | 851466676.5895 | 851466676.5895 | 2033 | 97.1994 | 97.1994 | 0.29183 | 2033 | 0 | 0 | 0
2034 | 2629.7309 | 2517.5924 | 2517.5924 | 2517.5924 | 2517.5924 | 23040.622 | 23040.622 | 345110.8799 | 60590636.709 | 58006893.8458 | 58006893.8458 | 868848512.0375 | 868848512.0375 | 2034 | 99.1836 | 99.1836 | 0.29495 | 2034 | 0 | 0 | 0
Total | [8 empty] | 1561787628.9098 | 1495188928.8601 | 1495188928.8601 | 19487485521.7768 | 19487485521.7768 | Total | 2224.5988 | 2224.5988 | 7.6026 | Total | 0

## Results-IceMaker
BPA Appliance Standards Impact Analysis
Summary
[14 empty] | Standard Effective Year | 2012
[14 empty] | Cumulative Savings (aMW, through 2034) | 0
[14 empty] | 6th Plan One-time Adjustment (aMW) | 0
[14 empty] | Claimable Non Programmatic Savings (aMW) Due to Standard | 0
Notes
1. Scaled to region from national analysis using 4%
Scale to region | 4%
| Unit Energy Consumption (kWh/year) | [5 empty] | Stock and Shipments |  |  | First Year Energy Consumption |  | Total Energy Consumption of Stock (kWh) |  |  | Total Energy Consumption of Stock (aMW) |  |  | Savings (aMW)
Year | Council's Pre-case Shipment UEC | Model Pre-case Shipment UEC | Model Post-case Shipment UEC | Model Weighted Pre-case Installed UEC | Model Weighted Post-case Installed UEC | Council's Shipments | Model Shipments | Model Installed Stock (at Year End) | Council Shipment * UEC (5P/6P) | Model Shipments * Model Pre-Case UEC | Model Shipments * Model Post-Case UEC | Modeled Pre-case Consumption (Installed UEC * Stock) | Modeled Post-case Consumption (Installed UEC* Stock) | Year | Modeled Pre-case Consumption (Installed UEC * Stock) | Modeled Post-case Consumption (Installed UEC* Stock) | One-time Adjustment |  | PNW Cumulative Savings | DOE Carbon Savings Proxy | Annual Savings Due to Standard Before Program Adjustments | Program Savings | Annual Non-programmatic Savings Due to Standard
2005 | 4983.7925 | 4983.7925 | 4983.7925 | 4983.7925 | 4983.7925 | 5478.4248 | 5478.4248 | 60262.6728 | 27303332.4632 | 27303332.4632 | 27303332.4632 | 300336657.0951 | 300336657.0951 | 2005 | 34.285 | 34.285 | 0 | 2005 | 0 |  | 0
2006 | 4983.7925 | 4983.7925 | 4983.7925 | 4983.7925 | 4983.7925 | 5607.4019 | 5607.4019 | 61813.4345 | 27946127.5826 | 27946127.5826 | 27946127.5826 | 308065331.6834 | 308065331.6834 | 2006 | 35.1673 | 35.1673 | 0 | 2006 | 0 | 0 | 0
2007 | 4983.7925 | 4983.7925 | 4983.7925 | 4983.7925 | 4983.7925 | 5739.4155 | 5739.4155 | 63542.116 | 28604055.8572 | 28604055.8572 | 28604055.8572 | 316680721.6402 | 316680721.6402 | 2007 | 36.1508 | 36.1508 | 0 | 2007 | 0 | 0 | 0
2008 | 4983.7925 | 4983.7925 | 4983.7925 | 4983.7925 | 4983.7925 | 5871.4291 | 5871.4291 | 65424.8595 | 29261984.1317 | 29261984.1317 | 29261984.1317 | 326063924.5428 | 326063924.5428 | 2008 | 37.2219 | 37.2219 | 0 | 2008 | 0 | 0 | 0
2009 | 4983.7925 | 4983.7925 | 4983.7925 | 4983.7925 | 4983.7925 | 6003.4426 | 6003.4426 | 67471.2084 | 29919912.4063 | 29919912.4063 | 29919912.4063 | 336262502.6747 | 336262502.6747 | 2009 | 38.3861 | 38.3861 | 0 | 2009 | 0 | 0 | 0
2010 | 4983.7925 | 4983.7925 | 4983.7925 | 4983.7925 | 4983.7925 | 6135.4562 | 6135.4562 | 69690.706 | 30577840.6809 | 30577840.6809 | 30577840.6809 | 347324018.3196 | 347324018.3196 | 2010 | 39.6489 | 39.6489 | 0 | 2010 | 0 | 0 | 0
2011 | 4983.7925 | 4983.7925 | 4983.7925 | 4983.7925 | 4983.7925 | 6264.6891 | 6264.6891 | 71989.8191 | 31221910.8169 | 31221910.8169 | 31221910.8169 | 358782320.8974 | 358782320.8974 | 2011 | 40.9569 | 40.9569 | 0 | 2011 | 0 | 0 | 0
2012 | 4983.7925 | 4983.7925 | 4983.7925 | 4983.7925 | 4983.7925 | 6395.8242 | 6395.8242 | 74434.0829 | 31875460.7177 | 31875460.7177 | 31875460.7177 | 370964024.281 | 370964024.281 | 2012 | 42.3475 | 42.3475 | 0 | 2012 | 0 | 0 | 0
2013 | 4983.7925 | 4983.7925 | 4983.7925 | 4983.7925 | 4983.7925 | 6530.1693 | 6530.1693 | 77063.5843 | 32545009.0532 | 32545009.0532 | 32545009.0532 | 384068913.9364 | 384068913.9364 | 2013 | 43.8435 | 43.8435 | 0 | 2013 | 0 | 0 | 0
2014 | 4983.7925 | 4983.7925 | 4983.7925 | 4983.7925 | 4983.7925 | 6650.7151 | 6650.7151 | 79664.7704 | 33145784.2405 | 33145784.2405 | 33145784.2405 | 397032685.7809 | 397032685.7809 | 2014 | 45.3234 | 45.3234 | 0 | 2014 | 0 | 0 | 0
2015 | 4983.7925 | 4983.7925 | 4983.7925 | 4983.7925 | 4983.7925 | 6758.5543 | 6758.5543 | 82239.6374 | 33683232.0577 | 33683232.0577 | 33683232.0577 | 409865288.4227 | 409865288.4227 | 2015 | 46.7883 | 46.7883 | 0 | 2015 | 0 | 0 | 0
2016 | 4983.7925 | 4983.7925 | 4983.7925 | 4983.7925 | 4983.7925 | 6854.7417 | 6854.7417 | 84791.1422 | 34162610.5484 | 34162610.5484 | 34162610.5484 | 422581459.1362 | 422581459.1362 | 2016 | 48.2399 | 48.2399 | 0 | 2016 | 0 | 0 | 0
2017 | 4983.7925 | 4983.7925 | 4983.7925 | 4983.7925 | 4983.7925 | 6940.4727 | 6940.4727 | 87185.3584 | 34589875.9589 | 34589875.9589 | 34589875.9589 | 434513735.882 | 434513735.882 | 2017 | 49.602 | 49.602 | 0 | 2017 | 0 | 0 | 0
2018 | 4983.7925 | 4983.7925 | 4983.7925 | 4983.7925 | 4983.7925 | 7017.3518 | 7017.3518 | 89414.4519 | 34973025.3661 | 34973025.3661 | 34973025.3661 | 445623075.3171 | 445623075.3171 | 2018 | 50.8702 | 50.8702 | 0 | 2018 | 0 | 0 | 0
2019 | 4983.7925 | 4983.7925 | 4983.7925 | 4983.7925 | 4983.7925 | 7087.3184 | 7087.3184 | 91495.3475 | 35321724.3059 | 35321724.3059 | 35321724.3059 | 455993827.4122 | 455993827.4122 | 2019 | 52.0541 | 52.0541 | 0 | 2019 | 0 | 0 | 0
2020 | 4983.7925 | 4983.7925 | 4983.7925 | 4983.7925 | 4983.7925 | 7151.5698 | 7151.5698 | 93440.3833 | 35641939.8431 | 35641939.8431 | 35641939.8431 | 465687482.0404 | 465687482.0404 | 2020 | 53.1607 | 53.1607 | 0 | 2020 | 0 | 0 | 0
2021 | 4983.7925 | 4983.7925 | 4983.7925 | 4983.7925 | 4983.7925 | 7212.3464 | 7212.3464 | 95285.1173 | 35944837.8241 | 35944837.8241 | 35944837.8241 | 474881253.4837 | 474881253.4837 | 2021 | 54.2102 | 54.2102 | 0 | 2021 | 0 | 0 | 0
2022 | 4983.7925 | 4983.7925 | 4983.7925 | 4983.7925 | 4983.7925 | 7272.0909 | 7272.0909 | 97130.5623 | 36242592.3363 | 36242592.3363 | 36242592.3363 | 484078568.3687 | 484078568.3687 | 2022 | 55.2601 | 55.2601 | 0 | 2022 | 0 | 0 | 0
2023 | 4983.7925 | 4983.7925 | 4983.7925 | 4983.7925 | 4983.7925 | 7332.4182 | 7332.4182 | 98970.7562 | 36543250.7814 | 36543250.7814 | 36543250.7814 | 493249713.196 | 493249713.196 | 2023 | 56.307 | 56.307 | 0 | 2023 | 0 | 0 | 0
2024 | 4983.7925 | 4983.7925 | 4983.7925 | 4983.7925 | 4983.7925 | 7394.2971 | 7394.2971 | 100803.2054 | 36851642.6028 | 36851642.6028 | 36851642.6028 | 502382259.684 | 502382259.684 | 2024 | 57.3496 | 57.3496 | 0 | 2024 | 0 | 0 | 0
2025 | 4983.7925 | 4983.7925 | 4983.7925 | 4983.7925 | 4983.7925 | 7458.04 | 7458.04 | 102660.2302 | 37169323.6678 | 37169323.6678 | 37169323.6678 | 511637286.0418 | 511637286.0418 | 2025 | 58.4061 | 58.4061 | 0 | 2025 | 0 | 0 | 0
2026 | 4983.7925 | 4983.7925 | 4983.7925 | 4983.7925 | 4983.7925 | 7523.7643 | 7523.7643 | 104558.8729 | 37496880.1238 | 37496880.1238 | 37496880.1238 | 521099727.0625 | 521099727.0625 | 2026 | 59.4863 | 59.4863 | 0 | 2026 | 0 | 0 | 0
2027 | 4983.7925 | 4983.7925 | 4983.7925 | 4983.7925 | 4983.7925 | 7591.4442 | 7591.4442 | 106505.0898 | 37834182.553 | 37834182.553 | 37834182.553 | 530799268.1569 | 530799268.1569 | 2027 | 60.5935 | 60.5935 | 0 | 2027 | 0 | 0 | 0
2028 | 4983.7925 | 4983.7925 | 4983.7925 | 4983.7925 | 4983.7925 | 7661.097 | 7661.097 | 108485.6577 | 38181317.6561 | 38181317.6561 | 38181317.6561 | 540670007.6199 | 540670007.6199 | 2028 | 61.7203 | 61.7203 | 0 | 2028 | 0 | 0 | 0
2029 | 4983.7925 | 4983.7925 | 4983.7925 | 4983.7925 | 4983.7925 | 7732.8542 | 7732.8542 | 110525.1404 | 38538941.0141 | 38538941.0141 | 38538941.0141 | 550834366.5884 | 550834366.5884 | 2029 | 62.8806 | 62.8806 | 0 | 2029 | 0 | 0 | 0
2030 | 4983.7925 | 4983.7925 | 4983.7925 | 4983.7925 | 4983.7925 | 7806.5616 | 7806.5616 | 112625.6168 | 38906283.1676 | 38906283.1676 | 38906283.1676 | 561302705.0907 | 561302705.0907 | 2030 | 64.0757 | 64.0757 | 0 | 2030 | 0 | 0 | 0
2031 | 4983.7925 | 4983.7925 | 4983.7925 | 4983.7925 | 4983.7925 | 7882.1517 | 7882.1517 | 114784.2262 | 39283008.4809 | 39283008.4809 | 39283008.4809 | 572060766.3081 | 572060766.3081 | 2031 | 65.3037 | 65.3037 | 0 | 2031 | 0 | 0 | 0
2032 | 4983.7925 | 4983.7925 | 4983.7925 | 4983.7925 | 4983.7925 | 7959.5251 | 7959.5251 | 116989.4113 | 39668621.4521 | 39668621.4521 | 39668621.4521 | 583050951.2591 | 583050951.2591 | 2032 | 66.5583 | 66.5583 | 0 | 2032 | 0 | 0 | 0
2033 | 4983.7925 | 4983.7925 | 4983.7925 | 4983.7925 | 4983.7925 | 8041.0472 | 8041.0472 | 119293.6874 | 40074910.6904 | 40074910.6904 | 40074910.6904 | 594534985.0408 | 594534985.0408 | 2033 | 67.8693 | 67.8693 | 0 | 2033 | 0 | 0 | 0
2034 | 4983.7925 | 4983.7925 | 4983.7925 | 4983.7925 | 4983.7925 | 8126.9842 | 8126.9842 | 121728.948 | 40503203.1353 | 40503203.1353 | 40503203.1353 | 606671818.5332 | 606671818.5332 | 2034 | 69.2548 | 69.2548 | 0 | 2034 | 0 | 0 | 0
Total | [8 empty] | 1044012821.516 | 1044012821.516 | 1044012821.516 | 13607099645.4959 | 13607099645.4959 | Total | 1553.3219 | 1553.3219 | 0

## Results-BVM
BPA Appliance Standards Impact Analysis
Summary
[14 empty] | Standard Effective Year | 2012
[14 empty] | Cumulative Savings (aMW, through 2034) | 0
[14 empty] | 6th Plan One-time Adjustment (aMW) | 0
[14 empty] | Claimable Non Programmatic Savings (aMW) Due to Standard | 0
Notes
1. Scaled to region from national analysis using 4%
Scale to region | 4%
| Unit Energy Consumption (kWh/year) | [5 empty] | Stock and Shipments |  |  | First Year Energy Consumption |  | Total Energy Consumption of Stock (kWh) |  |  | Total Energy Consumption of Stock (aMW) |  |  | Savings (aMW)
Year | Council's Pre-case Shipment UEC | Model Pre-case Shipment UEC | Model Post-case Shipment UEC | Model Weighted Pre-case Installed UEC | Model Weighted Post-case Installed UEC | Council's Shipments | Model Shipments | Model Installed Stock (at Year End) | Council Shipment * UEC (5P/6P) | Model Shipments * Model Pre-Case UEC | Model Shipments * Model Post-Case UEC | Modeled Pre-case Consumption (Installed UEC * Stock) | Modeled Post-case Consumption (Installed UEC* Stock) | Year | Modeled Pre-case Consumption (Installed UEC * Stock) | Modeled Post-case Consumption (Installed UEC* Stock) | One-time Adjustment |  | PNW Cumulative Savings | DOE Carbon Savings Proxy | Annual Savings Due to Standard Before Program Adjustments | Program Savings | Annual Non-programmatic Savings Due to Standard
2005 | 3757.5179 | 3757.5179 | 3757.5179 | 3757.5179 | 3757.5179 | 9305.2185 | 9305.2185 | 102357.4033 | 34964525.3861 | 34964525.3861 | 34964525.3861 | 384609779.2467 | 384609779.2467 | 2005 | 43.9052 | 43.9052 |  | 2005 | 0 |  | 0
2006 | 3757.5179 | 3757.5179 | 3757.5179 | 3757.5179 | 3757.5179 | 9524.2888 | 9524.2888 | 104991.4043 | 35787685.9399 | 35787685.9399 | 35787685.9399 | 394507085.3434 | 394507085.3434 | 2006 | 45.0351 | 45.0351 |  | 2006 | 0 | 0 | 0
2007 | 3757.5179 | 3757.5179 | 3757.5179 | 3757.5179 | 3757.5179 | 9748.5166 | 9748.5166 | 107927.6058 | 36630225.9445 | 36630225.9445 | 36630225.9445 | 405539915.1732 | 405539915.1732 | 2007 | 46.2945 | 46.2945 |  | 2007 | 0 | 0 | 0
2008 | 3757.5179 | 3757.5179 | 3757.5179 | 3757.5179 | 3757.5179 | 9972.7444 | 9972.7444 | 111125.4848 | 37472765.949 | 37472765.949 | 37472765.949 | 417556002.8259 | 417556002.8259 | 2008 | 47.6662 | 47.6662 |  | 2008 | 0 | 0 | 0
2009 | 3757.5179 | 3757.5179 | 3757.5179 | 3757.5179 | 3757.5179 | 10196.9722 | 10196.9722 | 114601.2509 | 38315305.9536 | 38315305.9536 | 38315305.9536 | 430616256.349 | 430616256.349 | 2009 | 49.1571 | 49.1571 | 0 | 2009 | 0 | 0 | 0
2010 | 1478.7661 | 1577.2156 | 1577.2156 | 3524.1644 | 3524.1644 | 10421.2 | 10421.2 | 118371.1138 | 15410516.8208 | 16436478.7414 | 16436478.7414 | 417159269.5267 | 417159269.5267 | 2010 | 47.6209 | 47.6209 |  | 2010 | 0 | 0 | 0
2011 | 1478.7661 | 1577.2156 | 1577.2156 | 3291.1424 | 3291.1424 | 10312.0722 | 10312.0722 | 118499.7685 | 15249142.3593 | 16264360.7044 | 16264360.7044 | 389999614.5453 | 389999614.5453 | 2011 | 44.5205 | 44.5205 |  | 2011 | 0 | 0 | 0
2012 | 1478.7661 | 1577.2156 | 1577.2156 | 3061.6483 | 3061.6483 | 10229.8097 | 10229.8097 | 119053.6944 | 15127495.2886 | 16134614.9265 | 16134614.9265 | 364500546.7639 | 364500546.7639 | 2012 | 41.6097 | 41.6097 |  | 2012 | 0 | 0 | 0
2013 | 1478.7661 | 1577.2156 | 1577.2156 | 2836.242 | 2836.242 | 10220.4699 | 10220.4699 | 120613.4173 | 15113683.9026 | 16119884.0415 | 16119884.0415 | 342088842.7718 | 342088842.7718 | 2013 | 39.0512 | 39.0512 |  | 2013 | 0 | 0 | 0
2014 | 1478.7661 | 1577.2156 | 1577.2156 | 2615.3556 | 2615.3556 | 10181.7353 | 10181.7353 | 121960.6592 | 15056404.4904 | 16058791.2273 | 16058791.2273 | 318970498.6625 | 318970498.6625 | 2014 | 36.4122 | 36.4122 |  | 2014 | 0 | 0 | 0
2015 | 1478.7661 | 1577.2156 | 1577.2156 | 2399.9981 | 2399.9981 | 10151.282 | 10151.282 | 123523.1258 | 15011371.1952 | 16010759.8207 | 16010759.8207 | 296455266.8874 | 296455266.8874 | 2015 | 33.8419 | 33.8419 |  | 2015 | 0 | 0 | 0
2016 | 1478.7661 | 1577.2156 | 1577.2156 | 2190.7877 | 2190.7877 | 10134.7956 | 10134.7956 | 125364.4451 | 14986991.7279 | 15984757.2796 | 15984757.2796 | 274646882.7807 | 274646882.7807 | 2016 | 31.3524 | 31.3524 |  | 2016 | 0 | 0 | 0
2017 | 1478.7661 | 1577.2156 | 1577.2156 | 1984.4793 | 1984.4793 | 10237.5635 | 10237.5635 | 128603.0045 | 15138961.4295 | 16146844.4308 | 16146844.4308 | 255210005.6296 | 255210005.6296 | 2017 | 29.1336 | 29.1336 |  | 2017 | 0 | 0 | 0
2018 | 1478.7661 | 1577.2156 | 1577.2156 | 1780.1565 | 1780.1565 | 10305.2748 | 10305.2748 | 131308.8644 | 15239090.5599 | 16253639.7019 | 16253639.7019 | 233750329.9471 | 233750329.9471 | 2018 | 26.6838 | 26.6838 |  | 2018 | 0 | 0 | 0
2019 | 1478.7661 | 1577.2156 | 1577.2156 | 1577.2156 | 1577.2156 | 10397.2203 | 10397.2203 | 134225.2783 | 15375056.4398 | 16398657.57 | 16398657.57 | 211702196.7846 | 211702196.7846 | 2019 | 24.1669 | 24.1669 |  | 2019 | 0 | 0 | 0
2020 | 1478.7661 | 1577.2156 | 1577.2156 | 1577.2156 | 1577.2156 | 10522.6927 | 10522.6927 | 137486.5198 | 15560600.7757 | 16596554.6015 | 16596554.6015 | 216845877.5512 | 216845877.5512 | 2020 | 24.7541 | 24.7541 |  | 2020 | 0 | 0 | 0
2021 | 1478.7661 | 1577.2156 | 1577.2156 | 1577.2156 | 1577.2156 | 10707.3786 | 10707.3786 | 141459.3487 | 15833707.9479 | 16887844.0035 | 16887844.0035 | 223111885.1686 | 223111885.1686 | 2021 | 25.4694 | 25.4694 |  | 2021 | 0 | 0 | 0
2022 | 1478.7661 | 1577.2156 | 1577.2156 | 1577.2156 | 1577.2156 | 10851.3581 | 10851.3581 | 144937.4773 | 16046620.0512 | 17114930.8236 | 17114930.8236 | 228597643.7322 | 228597643.7322 | 2022 | 26.0956 | 26.0956 |  | 2022 | 0 | 0 | 0
2023 | 1478.7661 | 1577.2156 | 1577.2156 | 1577.2156 | 1577.2156 | 10914.6653 | 10914.6653 | 147322.8409 | 16140236.5364 | 17214779.8674 | 17214779.8674 | 232359876.3315 | 232359876.3315 | 2023 | 26.5251 | 26.5251 |  | 2023 | 0 | 0 | 0
2024 | 1478.7661 | 1577.2156 | 1577.2156 | 1577.2156 | 1577.2156 | 10994.9354 | 10994.9354 | 149889.1256 | 16258937.2461 | 17341383.1289 | 17341383.1289 | 236407460.4835 | 236407460.4835 | 2024 | 26.9872 | 26.9872 |  | 2024 | 0 | 0 | 0
2025 | 1478.7661 | 1577.2156 | 1577.2156 | 1577.2156 | 1577.2156 | 11101.7893 | 11101.7893 | 152816.5914 | 16416949.1797 | 17509914.7763 | 17509914.7763 | 241024705.0782 | 241024705.0782 | 2025 | 27.5142 | 27.5142 |  | 2025 | 0 | 0 | 0
2026 | 1478.7661 | 1577.2156 | 1577.2156 | 1577.2156 | 1577.2156 | 11221.5291 | 11221.5291 | 155947.2609 | 16594016.3124 | 17698770.2311 | 17698770.2311 | 245962445.577 | 245962445.577 | 2026 | 28.0779 | 28.0779 |  | 2026 | 0 | 0 | 0
2027 | 1478.7661 | 1577.2156 | 1577.2156 | 1577.2156 | 1577.2156 | 11325.4501 | 11325.4501 | 158891.78 | 16747691.1345 | 17862676.0219 | 17862676.0219 | 250606586.9534 | 250606586.9534 | 2027 | 28.6081 | 28.6081 |  | 2027 | 0 | 0 | 0
2028 | 1478.7661 | 1577.2156 | 1577.2156 | 1577.2156 | 1577.2156 | 11444.2887 | 11444.2887 | 162057.8866 | 16923425.6261 | 18050110.1144 | 18050110.1144 | 255600219.4839 | 255600219.4839 | 2028 | 29.1781 | 29.1781 |  | 2028 | 0 | 0 | 0
2029 | 1478.7661 | 1577.2156 | 1577.2156 | 1577.2156 | 1577.2156 | 11573.1744 | 11573.1744 | 165414.5664 | 17114017.5345 | 18253390.7628 | 18253390.7628 | 260894427.1517 | 260894427.1517 | 2029 | 29.7825 | 29.7825 |  | 2029 | 0 | 0 | 0
2030 | 1478.7661 | 1577.2156 | 1577.2156 | 1577.2156 | 1577.2156 | 11704.6379 | 11704.6379 | 168863.3404 | 17308421.2811 | 18460737.0241 | 18460737.0241 | 266333887.1247 | 266333887.1247 | 2030 | 30.4034 | 30.4034 |  | 2030 | 0 | 0 | 0
2031 | 1478.7661 | 1577.2156 | 1577.2156 | 1577.2156 | 1577.2156 | 11828.7307 | 11828.7307 | 172256.4796 | 17491925.4422 | 18656458.0553 | 18656458.0553 | 271685599.0517 | 271685599.0517 | 2031 | 31.0143 | 31.0143 |  | 2031 | 0 | 0 | 0
2032 | 1478.7661 | 1577.2156 | 1577.2156 | 1577.2156 | 1577.2156 | 11949.3053 | 11949.3053 | 175631.3574 | 17670227.0903 | 18846630.2138 | 18846630.2138 | 277008508.79 | 277008508.79 | 2032 | 31.622 | 31.622 |  | 2032 | 0 | 0 | 0
2033 | 1478.7661 | 1577.2156 | 1577.2156 | 1577.2156 | 1577.2156 | 12072.2914 | 12072.2914 | 179099.5782 | 17852094.7713 | 19040605.8156 | 19040605.8156 | 282478640.5934 | 282478640.5934 | 2033 | 32.2464 | 32.2464 |  | 2033 | 0 | 0 | 0
2034 | 1478.7661 | 1577.2156 | 1577.2156 | 1577.2156 | 1577.2156 | 12195.7373 | 12195.7373 | 182672.2216 | 18034642.2739 | 19235306.4982 | 19235306.4982 | 288113469.3063 | 288113469.3063 | 2034 | 32.8897 | 32.8897 |  | 2034 | 0 | 0 | 0
Total | [8 empty] | 586872736.5906 | 613749389.5556 |  | 8914343725.6153 | 8914343725.6153 | Total | 1017.6191 | 1017.6191 | 0

## UEC
Pre-case and Post-case UEC, same numbers in the 6P workbook_PC_Pack_Refrig_Equip_6P_D3, therefore no difference between pre-case and post-case UEC
|  | 1 | 2 | 3 | 4 | 5 | 6 | 7 | 8 | 9 | 10 | 11 | 12 | 13 | 14 | 15
Standard Effective Year | 2012
Commercial Refrigerators and Freezers (Non Hybrid, Refrigerator-Freezers or Wedge Cases)- 2012 Fed.Std
|  | Vertical Closed Transparent- Remote Condenser- Low Temp | Vertical Open- Remote Condenser-Medium Temp | Semi-Vertical Open- Remote Condenser -Medium Temp | Horizontal - w/o Doors - Remote Condenser - Low Temp | Horizontal - w/o Doors - Remote Condenser - Medium Temp | Vertical Closed Transparent- Remote Condenser-Medium Temp | Vertical Open- Remote Condenser- Low Temp | Service Over Counter- Remote Condenser-Medium Temp | Vertical Open- Self-Contained- Medium Temp | Service Over Counter- Self-Contained- Medium Temp | Horizontal Open- Self-Contained-Low Temp | Horizontal Open- Self-Contained-medium Temp | Horizontal Closed Transparent-Self-Contained- Ice-cream | Vertical Closed Transparent- Self-Contained- Ice-cream | Vertical Closed Solid- Self-Contained- Ice-cream
|  | VCT.RC.L | VOP.RC.M | SVO.RC.M | HZO.RC.L | HZO.RC.M | VCT.RC.M | VOP.RC.L | SOC.RC.M | VOP.SC.M | SVO.SC.M | HZO.SC.L | HZO.SC.M | HCT.SC.I | VCT.SC.I | VCS.SC.I
Design Level | Baseline/Pre-6P | bar: 1 to 15
| 2012 Min Fed Std/ 6P Pre-case | 7 | 5 | 5 | 5 | 5 | 7 | 7 | 5 | 6 | 6 | 8 | 8 | 6 | 8 | 8
Efficiency (kWh/year/unit) | Baseline/Pre-6P | 1985.6601 | 1761.1877 | 1325.0862 | 1167.3202 | 597.1272 | 951.8125 | 4063.7039 | 964.1266 | 3613.5057 | 3021.021 | 3530.0426 | 1754.9878 | 773.7407 | 3873.1245 | 2303.2824
| 2012 Min Fed Std/Post-case | 1122.6414 | 1450.4254 | 1105.3501 | 1002.7136 | 442.1845 | 463.9692 | 3297.1896 | 798.1048 | 2801.5777 | 2439.6052 | 2750.1783 | 1351.0312 | 354.6009 | 1766.2967 | 1618.7765
Linear Feet per Unit |  | 12.7 | 12 | 12 | 12 | 12 | 12.7 | 12 | 12 | 4 | 4 | 4 | 4 | 3.4 | 4.3 | 4.3
Incremental Efficiency (kWh/year/linft) | 2012 Min Fed Std- Baseline | 67.9542 | 25.8969 | 18.3113 | 13.7172 | 12.9119 | 38.4129 | 63.8762 | 13.8352 | 202.982 | 145.3539 | 194.9661 | 100.9891 | 123.2764 | 489.96 | 159.1874
| Market Share | 25.73% | 25.91% | 19.76% | 9.547% | 3.036% | 1.85% | 1.295% | 4.981% | 1.742% | 2.608% | 0.4649% | 0.2241% | 2.059% | 0.6346% | 0.1571%
| Weighted Linear Feet | 1: 11.552
* 6P incorporated the 2010 Fed. Std for the following product classes, therefore pre-case and post-case UEC are the same
Standard Effective Year | 2010
Commercial Refrigerators and Freezers- 2010 Fed. Std
| Solid Door Fridge | 1: Solid Door Freezer; 2: Glass Door Fridge; 3: Glass Door Freezer; 4: Chest Fridge; 5: Chest Freezer
Average Volume (ft3) | 33.2847 | 1: 27.4713; 2: 28.3872; 3: 26.559; 4: 19.1; 5: 12.7
6P Pre-case UEC (kWh/year) | 2187.6807 | 1: 5076.8629; 2: 2671.1399; 3: 10071.1805; 4: 1369.6165; 5: 2614.3213
Pre-case UEC (kWh/year), updated with RTF 2012 data | 2187.6807 | 1: 4514.5169; 2: 2462.4609; 3: 8767.0232; 4: 1369.6165; 5: 2614.3213
Post-case UEC (kWh/year), 2010 Min Fed Standard | 2187.6807 | 1: 4514.5169; 2: 2462.4609; 3: 8767.0232; 4: 1369.6165; 5: 2614.3213
Market Share | 64.42% | 1: 5.908%; 2: 26.96%; 3: 1.737%; 4: 0.006481%; 5: 0.9655%
Standard Effective Year | 2010 | 4: Standard Effective Year; 5: 2012
IceMakers- 2010 Fed. Std |  | 4: Beverage Vending Machine- 2012 Fed. Std
| Self-Contained Ice Maker <200 lb/day | 1: Self-Contained Ice Maker >200 lb/day; 2: Not Self-Contained Ice Maker; 5: Beverage Vending Machine
Pre-6P | 2435.7129 | 1: 7346.0704; 2: 8709.8338; 4: Pre-6P; 5: 3757.5179
6P Pre-case UEC (kWh/year) | 2435.7129 | 1: 7346.0704; 2: 8709.8338; 4: 6P Pre-case UEC (kWh/year); 5: 1478.7661
Adjusted Pre-case UEC (kWh/year) | 2435.7129 | 1: 7346.0704; 2: 8709.8338; 4: Adjusted Pre-case UEC (kWh/year); 5: 1577.2156
Post-case UEC (KWh/year) | 2435.7129 | 1: 7346.0704; 2: 8709.8338; 4: Post-case UEC (KWh/year); 5: 1577.2156
Pre-case UEC
| 1990 | 1991 | 1992 | 1993 | 1994 | 1995 | 1996 | 1997 | 1998 | 1999 | 2000 | 2001 | 2002 | 2003 | 2004 | 2005 | 2006 | 2007 | 2008 | 2009 | 2010 | 2011 | 2012 | 2013 | 2014 | 2015 | 2016 | 2017 | 2018 | 2019 | 2020 | 2021 | 2022 | 2023 | 2024 | 2025 | 2026 | 2027 | 2028 | 2029 | 2030 | 2031 | 2032 | 2033 | 2034
VCT.RC.L | 1985.6601 | 1985.6601 | 1985.6601 | 1985.6601 | 1985.6601 | 1985.6601 | 1985.6601 | 1985.6601 | 1985.6601 | 1985.6601 | 1985.6601 | 1985.6601 | 1985.6601 | 1985.6601 | 1985.6601 | 1985.6601 | 1985.6601 | 1985.6601 | 1985.6601 | 1985.6601 | 1122.6414 | 1122.6414 | 1122.6414 | 1122.6414 | 1122.6414 | 1122.6414 | 1122.6414 | 1122.6414 | 1122.6414 | 1122.6414 | 1122.6414 | 1122.6414 | 1122.6414 | 1122.6414 | 1122.6414 | 1122.6414 | 1122.6414 | 1122.6414 | 1122.6414 | 1122.6414 | 1122.6414 | 1122.6414 | 1122.6414 | 1122.6414 | 1122.6414
VOP.RC.M | 1761.1877 | 1761.1877 | 1761.1877 | 1761.1877 | 1761.1877 | 1761.1877 | 1761.1877 | 1761.1877 | 1761.1877 | 1761.1877 | 1761.1877 | 1761.1877 | 1761.1877 | 1761.1877 | 1761.1877 | 1761.1877 | 1761.1877 | 1761.1877 | 1761.1877 | 1761.1877 | 1450.4254 | 1450.4254 | 1450.4254 | 1450.4254 | 1450.4254 | 1450.4254 | 1450.4254 | 1450.4254 | 1450.4254 | 1450.4254 | 1450.4254 | 1450.4254 | 1450.4254 | 1450.4254 | 1450.4254 | 1450.4254 | 1450.4254 | 1450.4254 | 1450.4254 | 1450.4254 | 1450.4254 | 1450.4254 | 1450.4254 | 1450.4254 | 1450.4254
SVO.RC.M | 1325.0862 | 1325.0862 | 1325.0862 | 1325.0862 | 1325.0862 | 1325.0862 | 1325.0862 | 1325.0862 | 1325.0862 | 1325.0862 | 1325.0862 | 1325.0862 | 1325.0862 | 1325.0862 | 1325.0862 | 1325.0862 | 1325.0862 | 1325.0862 | 1325.0862 | 1325.0862 | 1105.3501 | 1105.3501 | 1105.3501 | 1105.3501 | 1105.3501 | 1105.3501 | 1105.3501 | 1105.3501 | 1105.3501 | 1105.3501 | 1105.3501 | 1105.3501 | 1105.3501 | 1105.3501 | 1105.3501 | 1105.3501 | 1105.3501 | 1105.3501 | 1105.3501 | 1105.3501 | 1105.3501 | 1105.3501 | 1105.3501 | 1105.3501 | 1105.3501
HZO.RC.L | 1167.3202 | 1167.3202 | 1167.3202 | 1167.3202 | 1167.3202 | 1167.3202 | 1167.3202 | 1167.3202 | 1167.3202 | 1167.3202 | 1167.3202 | 1167.3202 | 1167.3202 | 1167.3202 | 1167.3202 | 1167.3202 | 1167.3202 | 1167.3202 | 1167.3202 | 1167.3202 | 1002.7136 | 1002.7136 | 1002.7136 | 1002.7136 | 1002.7136 | 1002.7136 | 1002.7136 | 1002.7136 | 1002.7136 | 1002.7136 | 1002.7136 | 1002.7136 | 1002.7136 | 1002.7136 | 1002.7136 | 1002.7136 | 1002.7136 | 1002.7136 | 1002.7136 | 1002.7136 | 1002.7136 | 1002.7136 | 1002.7136 | 1002.7136 | 1002.7136
HZO.RC.M | 597.1272 | 597.1272 | 597.1272 | 597.1272 | 597.1272 | 597.1272 | 597.1272 | 597.1272 | 597.1272 | 597.1272 | 597.1272 | 597.1272 | 597.1272 | 597.1272 | 597.1272 | 597.1272 | 597.1272 | 597.1272 | 597.1272 | 597.1272 | 442.1845 | 442.1845 | 442.1845 | 442.1845 | 442.1845 | 442.1845 | 442.1845 | 442.1845 | 442.1845 | 442.1845 | 442.1845 | 442.1845 | 442.1845 | 442.1845 | 442.1845 | 442.1845 | 442.1845 | 442.1845 | 442.1845 | 442.1845 | 442.1845 | 442.1845 | 442.1845 | 442.1845 | 442.1845
VCT.RC.M | 951.8125 | 951.8125 | 951.8125 | 951.8125 | 951.8125 | 951.8125 | 951.8125 | 951.8125 | 951.8125 | 951.8125 | 951.8125 | 951.8125 | 951.8125 | 951.8125 | 951.8125 | 951.8125 | 951.8125 | 951.8125 | 951.8125 | 951.8125 | 463.9692 | 463.9692 | 463.9692 | 463.9692 | 463.9692 | 463.9692 | 463.9692 | 463.9692 | 463.9692 | 463.9692 | 463.9692 | 463.9692 | 463.9692 | 463.9692 | 463.9692 | 463.9692 | 463.9692 | 463.9692 | 463.9692 | 463.9692 | 463.9692 | 463.9692 | 463.9692 | 463.9692 | 463.9692
VOP.RC.L | 4063.7039 | 4063.7039 | 4063.7039 | 4063.7039 | 4063.7039 | 4063.7039 | 4063.7039 | 4063.7039 | 4063.7039 | 4063.7039 | 4063.7039 | 4063.7039 | 4063.7039 | 4063.7039 | 4063.7039 | 4063.7039 | 4063.7039 | 4063.7039 | 4063.7039 | 4063.7039 | 3297.1896 | 3297.1896 | 3297.1896 | 3297.1896 | 3297.1896 | 3297.1896 | 3297.1896 | 3297.1896 | 3297.1896 | 3297.1896 | 3297.1896 | 3297.1896 | 3297.1896 | 3297.1896 | 3297.1896 | 3297.1896 | 3297.1896 | 3297.1896 | 3297.1896 | 3297.1896 | 3297.1896 | 3297.1896 | 3297.1896 | 3297.1896 | 3297.1896
SOC.RC.M | 964.1266 | 964.1266 | 964.1266 | 964.1266 | 964.1266 | 964.1266 | 964.1266 | 964.1266 | 964.1266 | 964.1266 | 964.1266 | 964.1266 | 964.1266 | 964.1266 | 964.1266 | 964.1266 | 964.1266 | 964.1266 | 964.1266 | 964.1266 | 798.1048 | 798.1048 | 798.1048 | 798.1048 | 798.1048 | 798.1048 | 798.1048 | 798.1048 | 798.1048 | 798.1048 | 798.1048 | 798.1048 | 798.1048 | 798.1048 | 798.1048 | 798.1048 | 798.1048 | 798.1048 | 798.1048 | 798.1048 | 798.1048 | 798.1048 | 798.1048 | 798.1048 | 798.1048
VOP.SC.M | 3613.5057 | 3613.5057 | 3613.5057 | 3613.5057 | 3613.5057 | 3613.5057 | 3613.5057 | 3613.5057 | 3613.5057 | 3613.5057 | 3613.5057 | 3613.5057 | 3613.5057 | 3613.5057 | 3613.5057 | 3613.5057 | 3613.5057 | 3613.5057 | 3613.5057 | 3613.5057 | 2801.5777 | 2801.5777 | 2801.5777 | 2801.5777 | 2801.5777 | 2801.5777 | 2801.5777 | 2801.5777 | 2801.5777 | 2801.5777 | 2801.5777 | 2801.5777 | 2801.5777 | 2801.5777 | 2801.5777 | 2801.5777 | 2801.5777 | 2801.5777 | 2801.5777 | 2801.5777 | 2801.5777 | 2801.5777 | 2801.5777 | 2801.5777 | 2801.5777
SVO.SC.M | 3021.021 | 3021.021 | 3021.021 | 3021.021 | 3021.021 | 3021.021 | 3021.021 | 3021.021 | 3021.021 | 3021.021 | 3021.021 | 3021.021 | 3021.021 | 3021.021 | 3021.021 | 3021.021 | 3021.021 | 3021.021 | 3021.021 | 3021.021 | 2439.6052 | 2439.6052 | 2439.6052 | 2439.6052 | 2439.6052 | 2439.6052 | 2439.6052 | 2439.6052 | 2439.6052 | 2439.6052 | 2439.6052 | 2439.6052 | 2439.6052 | 2439.6052 | 2439.6052 | 2439.6052 | 2439.6052 | 2439.6052 | 2439.6052 | 2439.6052 | 2439.6052 | 2439.6052 | 2439.6052 | 2439.6052 | 2439.6052
HZO.SC.L | 3530.0426 | 3530.0426 | 3530.0426 | 3530.0426 | 3530.0426 | 3530.0426 | 3530.0426 | 3530.0426 | 3530.0426 | 3530.0426 | 3530.0426 | 3530.0426 | 3530.0426 | 3530.0426 | 3530.0426 | 3530.0426 | 3530.0426 | 3530.0426 | 3530.0426 | 3530.0426 | 2750.1783 | 2750.1783 | 2750.1783 | 2750.1783 | 2750.1783 | 2750.1783 | 2750.1783 | 2750.1783 | 2750.1783 | 2750.1783 | 2750.1783 | 2750.1783 | 2750.1783 | 2750.1783 | 2750.1783 | 2750.1783 | 2750.1783 | 2750.1783 | 2750.1783 | 2750.1783 | 2750.1783 | 2750.1783 | 2750.1783 | 2750.1783 | 2750.1783
HZO.SC.M | 1754.9878 | 1754.9878 | 1754.9878 | 1754.9878 | 1754.9878 | 1754.9878 | 1754.9878 | 1754.9878 | 1754.9878 | 1754.9878 | 1754.9878 | 1754.9878 | 1754.9878 | 1754.9878 | 1754.9878 | 1754.9878 | 1754.9878 | 1754.9878 | 1754.9878 | 1754.9878 | 1351.0312 | 1351.0312 | 1351.0312 | 1351.0312 | 1351.0312 | 1351.0312 | 1351.0312 | 1351.0312 | 1351.0312 | 1351.0312 | 1351.0312 | 1351.0312 | 1351.0312 | 1351.0312 | 1351.0312 | 1351.0312 | 1351.0312 | 1351.0312 | 1351.0312 | 1351.0312 | 1351.0312 | 1351.0312 | 1351.0312 | 1351.0312 | 1351.0312
HCT.SC.I | 773.7407 | 773.7407 | 773.7407 | 773.7407 | 773.7407 | 773.7407 | 773.7407 | 773.7407 | 773.7407 | 773.7407 | 773.7407 | 773.7407 | 773.7407 | 773.7407 | 773.7407 | 773.7407 | 773.7407 | 773.7407 | 773.7407 | 773.7407 | 354.6009 | 354.6009 | 354.6009 | 354.6009 | 354.6009 | 354.6009 | 354.6009 | 354.6009 | 354.6009 | 354.6009 | 354.6009 | 354.6009 | 354.6009 | 354.6009 | 354.6009 | 354.6009 | 354.6009 | 354.6009 | 354.6009 | 354.6009 | 354.6009 | 354.6009 | 354.6009 | 354.6009 | 354.6009
VCT.SC.I | 3873.1245 | 3873.1245 | 3873.1245 | 3873.1245 | 3873.1245 | 3873.1245 | 3873.1245 | 3873.1245 | 3873.1245 | 3873.1245 | 3873.1245 | 3873.1245 | 3873.1245 | 3873.1245 | 3873.1245 | 3873.1245 | 3873.1245 | 3873.1245 | 3873.1245 | 3873.1245 | 1766.2967 | 1766.2967 | 1766.2967 | 1766.2967 | 1766.2967 | 1766.2967 | 1766.2967 | 1766.2967 | 1766.2967 | 1766.2967 | 1766.2967 | 1766.2967 | 1766.2967 | 1766.2967 | 1766.2967 | 1766.2967 | 1766.2967 | 1766.2967 | 1766.2967 | 1766.2967 | 1766.2967 | 1766.2967 | 1766.2967 | 1766.2967 | 1766.2967
VCS.SC.I | 2303.2824 | 2303.2824 | 2303.2824 | 2303.2824 | 2303.2824 | 2303.2824 | 2303.2824 | 2303.2824 | 2303.2824 | 2303.2824 | 2303.2824 | 2303.2824 | 2303.2824 | 2303.2824 | 2303.2824 | 2303.2824 | 2303.2824 | 2303.2824 | 2303.2824 | 2303.2824 | 1618.7765 | 1618.7765 | 1618.7765 | 1618.7765 | 1618.7765 | 1618.7765 | 1618.7765 | 1618.7765 | 1618.7765 | 1618.7765 | 1618.7765 | 1618.7765 | 1618.7765 | 1618.7765 | 1618.7765 | 1618.7765 | 1618.7765 | 1618.7765 | 1618.7765 | 1618.7765 | 1618.7765 | 1618.7765 | 1618.7765 | 1618.7765 | 1618.7765
Solid Door Fridge | 2187.6807 | 2187.6807 | 2187.6807 | 2187.6807 | 2187.6807 | 2187.6807 | 2187.6807 | 2187.6807 | 2187.6807 | 2187.6807 | 2187.6807 | 2187.6807 | 2187.6807 | 2187.6807 | 2187.6807 | 2187.6807 | 2187.6807 | 2187.6807 | 2187.6807 | 2187.6807 | 2187.6807 | 2187.6807 | 2187.6807 | 2187.6807 | 2187.6807 | 2187.6807 | 2187.6807 | 2187.6807 | 2187.6807 | 2187.6807 | 2187.6807 | 2187.6807 | 2187.6807 | 2187.6807 | 2187.6807 | 2187.6807 | 2187.6807 | 2187.6807 | 2187.6807 | 2187.6807 | 2187.6807 | 2187.6807 | 2187.6807 | 2187.6807 | 2187.6807
Solid Door Freezer | 4514.5169 | 4514.5169 | 4514.5169 | 4514.5169 | 4514.5169 | 4514.5169 | 4514.5169 | 4514.5169 | 4514.5169 | 4514.5169 | 4514.5169 | 4514.5169 | 4514.5169 | 4514.5169 | 4514.5169 | 4514.5169 | 4514.5169 | 4514.5169 | 4514.5169 | 4514.5169 | 4514.5169 | 4514.5169 | 4514.5169 | 4514.5169 | 4514.5169 | 4514.5169 | 4514.5169 | 4514.5169 | 4514.5169 | 4514.5169 | 4514.5169 | 4514.5169 | 4514.5169 | 4514.5169 | 4514.5169 | 4514.5169 | 4514.5169 | 4514.5169 | 4514.5169 | 4514.5169 | 4514.5169 | 4514.5169 | 4514.5169 | 4514.5169 | 4514.5169
Glass Door Fridge | 2462.4609 | 2462.4609 | 2462.4609 | 2462.4609 | 2462.4609 | 2462.4609 | 2462.4609 | 2462.4609 | 2462.4609 | 2462.4609 | 2462.4609 | 2462.4609 | 2462.4609 | 2462.4609 | 2462.4609 | 2462.4609 | 2462.4609 | 2462.4609 | 2462.4609 | 2462.4609 | 2462.4609 | 2462.4609 | 2462.4609 | 2462.4609 | 2462.4609 | 2462.4609 | 2462.4609 | 2462.4609 | 2462.4609 | 2462.4609 | 2462.4609 | 2462.4609 | 2462.4609 | 2462.4609 | 2462.4609 | 2462.4609 | 2462.4609 | 2462.4609 | 2462.4609 | 2462.4609 | 2462.4609 | 2462.4609 | 2462.4609 | 2462.4609 | 2462.4609
Glass Door Freezer | 8767.0232 | 8767.0232 | 8767.0232 | 8767.0232 | 8767.0232 | 8767.0232 | 8767.0232 | 8767.0232 | 8767.0232 | 8767.0232 | 8767.0232 | 8767.0232 | 8767.0232 | 8767.0232 | 8767.0232 | 8767.0232 | 8767.0232 | 8767.0232 | 8767.0232 | 8767.0232 | 8767.0232 | 8767.0232 | 8767.0232 | 8767.0232 | 8767.0232 | 8767.0232 | 8767.0232 | 8767.0232 | 8767.0232 | 8767.0232 | 8767.0232 | 8767.0232 | 8767.0232 | 8767.0232 | 8767.0232 | 8767.0232 | 8767.0232 | 8767.0232 | 8767.0232 | 8767.0232 | 8767.0232 | 8767.0232 | 8767.0232 | 8767.0232 | 8767.0232
Chest Fridge | 1369.6165 | 1369.6165 | 1369.6165 | 1369.6165 | 1369.6165 | 1369.6165 | 1369.6165 | 1369.6165 | 1369.6165 | 1369.6165 | 1369.6165 | 1369.6165 | 1369.6165 | 1369.6165 | 1369.6165 | 1369.6165 | 1369.6165 | 1369.6165 | 1369.6165 | 1369.6165 | 1369.6165 | 1369.6165 | 1369.6165 | 1369.6165 | 1369.6165 | 1369.6165 | 1369.6165 | 1369.6165 | 1369.6165 | 1369.6165 | 1369.6165 | 1369.6165 | 1369.6165 | 1369.6165 | 1369.6165 | 1369.6165 | 1369.6165 | 1369.6165 | 1369.6165 | 1369.6165 | 1369.6165 | 1369.6165 | 1369.6165 | 1369.6165 | 1369.6165
Chest Freezer | 2614.3213 | 2614.3213 | 2614.3213 | 2614.3213 | 2614.3213 | 2614.3213 | 2614.3213 | 2614.3213 | 2614.3213 | 2614.3213 | 2614.3213 | 2614.3213 | 2614.3213 | 2614.3213 | 2614.3213 | 2614.3213 | 2614.3213 | 2614.3213 | 2614.3213 | 2614.3213 | 2614.3213 | 2614.3213 | 2614.3213 | 2614.3213 | 2614.3213 | 2614.3213 | 2614.3213 | 2614.3213 | 2614.3213 | 2614.3213 | 2614.3213 | 2614.3213 | 2614.3213 | 2614.3213 | 2614.3213 | 2614.3213 | 2614.3213 | 2614.3213 | 2614.3213 | 2614.3213 | 2614.3213 | 2614.3213 | 2614.3213 | 2614.3213 | 2614.3213
Self-Contained Ice Maker <200 lb/day | 2435.7129 | 2435.7129 | 2435.7129 | 2435.7129 | 2435.7129 | 2435.7129 | 2435.7129 | 2435.7129 | 2435.7129 | 2435.7129 | 2435.7129 | 2435.7129 | 2435.7129 | 2435.7129 | 2435.7129 | 2435.7129 | 2435.7129 | 2435.7129 | 2435.7129 | 2435.7129 | 2435.7129 | 2435.7129 | 2435.7129 | 2435.7129 | 2435.7129 | 2435.7129 | 2435.7129 | 2435.7129 | 2435.7129 | 2435.7129 | 2435.7129 | 2435.7129 | 2435.7129 | 2435.7129 | 2435.7129 | 2435.7129 | 2435.7129 | 2435.7129 | 2435.7129 | 2435.7129 | 2435.7129 | 2435.7129 | 2435.7129 | 2435.7129 | 2435.7129
Self-Contained Ice Maker >200 lb/day | 7346.0704 | 7346.0704 | 7346.0704 | 7346.0704 | 7346.0704 | 7346.0704 | 7346.0704 | 7346.0704 | 7346.0704 | 7346.0704 | 7346.0704 | 7346.0704 | 7346.0704 | 7346.0704 | 7346.0704 | 7346.0704 | 7346.0704 | 7346.0704 | 7346.0704 | 7346.0704 | 7346.0704 | 7346.0704 | 7346.0704 | 7346.0704 | 7346.0704 | 7346.0704 | 7346.0704 | 7346.0704 | 7346.0704 | 7346.0704 | 7346.0704 | 7346.0704 | 7346.0704 | 7346.0704 | 7346.0704 | 7346.0704 | 7346.0704 | 7346.0704 | 7346.0704 | 7346.0704 | 7346.0704 | 7346.0704 | 7346.0704 | 7346.0704 | 7346.0704
Not Self-Contained Ice Maker | 8709.8338 | 8709.8338 | 8709.8338 | 8709.8338 | 8709.8338 | 8709.8338 | 8709.8338 | 8709.8338 | 8709.8338 | 8709.8338 | 8709.8338 | 8709.8338 | 8709.8338 | 8709.8338 | 8709.8338 | 8709.8338 | 8709.8338 | 8709.8338 | 8709.8338 | 8709.8338 | 8709.8338 | 8709.8338 | 8709.8338 | 8709.8338 | 8709.8338 | 8709.8338 | 8709.8338 | 8709.8338 | 8709.8338 | 8709.8338 | 8709.8338 | 8709.8338 | 8709.8338 | 8709.8338 | 8709.8338 | 8709.8338 | 8709.8338 | 8709.8338 | 8709.8338 | 8709.8338 | 8709.8338 | 8709.8338 | 8709.8338 | 8709.8338 | 8709.8338
Beverage Vending Machine | 3757.5179 | 3757.5179 | 3757.5179 | 3757.5179 | 3757.5179 | 3757.5179 | 3757.5179 | 3757.5179 | 3757.5179 | 3757.5179 | 3757.5179 | 3757.5179 | 3757.5179 | 3757.5179 | 3757.5179 | 3757.5179 | 3757.5179 | 3757.5179 | 3757.5179 | 3757.5179 | 1577.2156 | 1577.2156 | 1577.2156 | 1577.2156 | 1577.2156 | 1577.2156 | 1577.2156 | 1577.2156 | 1577.2156 | 1577.2156 | 1577.2156 | 1577.2156 | 1577.2156 | 1577.2156 | 1577.2156 | 1577.2156 | 1577.2156 | 1577.2156 | 1577.2156 | 1577.2156 | 1577.2156 | 1577.2156 | 1577.2156 | 1577.2156 | 1577.2156
Post-case UEC
| 1990 | 1991 | 1992 | 1993 | 1994 | 1995 | 1996 | 1997 | 1998 | 1999 | 2000 | 2001 | 2002 | 2003 | 2004 | 2005 | 2006 | 2007 | 2008 | 2009 | 2010 | 2011 | 2012 | 2013 | 2014 | 2015 | 2016 | 2017 | 2018 | 2019 | 2020 | 2021 | 2022 | 2023 | 2024 | 2025 | 2026 | 2027 | 2028 | 2029 | 2030 | 2031 | 2032 | 2033 | 2034
VCT.RC.L | 1985.6601 | 1985.6601 | 1985.6601 | 1985.6601 | 1985.6601 | 1985.6601 | 1985.6601 | 1985.6601 | 1985.6601 | 1985.6601 | 1985.6601 | 1985.6601 | 1985.6601 | 1985.6601 | 1985.6601 | 1985.6601 | 1985.6601 | 1985.6601 | 1985.6601 | 1985.6601 | 1122.6414 | 1122.6414 | 1122.6414 | 1122.6414 | 1122.6414 | 1122.6414 | 1122.6414 | 1122.6414 | 1122.6414 | 1122.6414 | 1122.6414 | 1122.6414 | 1122.6414 | 1122.6414 | 1122.6414 | 1122.6414 | 1122.6414 | 1122.6414 | 1122.6414 | 1122.6414 | 1122.6414 | 1122.6414 | 1122.6414 | 1122.6414 | 1122.6414
VOP.RC.M | 1761.1877 | 1761.1877 | 1761.1877 | 1761.1877 | 1761.1877 | 1761.1877 | 1761.1877 | 1761.1877 | 1761.1877 | 1761.1877 | 1761.1877 | 1761.1877 | 1761.1877 | 1761.1877 | 1761.1877 | 1761.1877 | 1761.1877 | 1761.1877 | 1761.1877 | 1761.1877 | 1450.4254 | 1450.4254 | 1450.4254 | 1450.4254 | 1450.4254 | 1450.4254 | 1450.4254 | 1450.4254 | 1450.4254 | 1450.4254 | 1450.4254 | 1450.4254 | 1450.4254 | 1450.4254 | 1450.4254 | 1450.4254 | 1450.4254 | 1450.4254 | 1450.4254 | 1450.4254 | 1450.4254 | 1450.4254 | 1450.4254 | 1450.4254 | 1450.4254
SVO.RC.M | 1325.0862 | 1325.0862 | 1325.0862 | 1325.0862 | 1325.0862 | 1325.0862 | 1325.0862 | 1325.0862 | 1325.0862 | 1325.0862 | 1325.0862 | 1325.0862 | 1325.0862 | 1325.0862 | 1325.0862 | 1325.0862 | 1325.0862 | 1325.0862 | 1325.0862 | 1325.0862 | 1105.3501 | 1105.3501 | 1105.3501 | 1105.3501 | 1105.3501 | 1105.3501 | 1105.3501 | 1105.3501 | 1105.3501 | 1105.3501 | 1105.3501 | 1105.3501 | 1105.3501 | 1105.3501 | 1105.3501 | 1105.3501 | 1105.3501 | 1105.3501 | 1105.3501 | 1105.3501 | 1105.3501 | 1105.3501 | 1105.3501 | 1105.3501 | 1105.3501
HZO.RC.L | 1167.3202 | 1167.3202 | 1167.3202 | 1167.3202 | 1167.3202 | 1167.3202 | 1167.3202 | 1167.3202 | 1167.3202 | 1167.3202 | 1167.3202 | 1167.3202 | 1167.3202 | 1167.3202 | 1167.3202 | 1167.3202 | 1167.3202 | 1167.3202 | 1167.3202 | 1167.3202 | 1002.7136 | 1002.7136 | 1002.7136 | 1002.7136 | 1002.7136 | 1002.7136 | 1002.7136 | 1002.7136 | 1002.7136 | 1002.7136 | 1002.7136 | 1002.7136 | 1002.7136 | 1002.7136 | 1002.7136 | 1002.7136 | 1002.7136 | 1002.7136 | 1002.7136 | 1002.7136 | 1002.7136 | 1002.7136 | 1002.7136 | 1002.7136 | 1002.7136
HZO.RC.M | 597.1272 | 597.1272 | 597.1272 | 597.1272 | 597.1272 | 597.1272 | 597.1272 | 597.1272 | 597.1272 | 597.1272 | 597.1272 | 597.1272 | 597.1272 | 597.1272 | 597.1272 | 597.1272 | 597.1272 | 597.1272 | 597.1272 | 597.1272 | 442.1845 | 442.1845 | 442.1845 | 442.1845 | 442.1845 | 442.1845 | 442.1845 | 442.1845 | 442.1845 | 442.1845 | 442.1845 | 442.1845 | 442.1845 | 442.1845 | 442.1845 | 442.1845 | 442.1845 | 442.1845 | 442.1845 | 442.1845 | 442.1845 | 442.1845 | 442.1845 | 442.1845 | 442.1845
VCT.RC.M | 951.8125 | 951.8125 | 951.8125 | 951.8125 | 951.8125 | 951.8125 | 951.8125 | 951.8125 | 951.8125 | 951.8125 | 951.8125 | 951.8125 | 951.8125 | 951.8125 | 951.8125 | 951.8125 | 951.8125 | 951.8125 | 951.8125 | 951.8125 | 463.9692 | 463.9692 | 463.9692 | 463.9692 | 463.9692 | 463.9692 | 463.9692 | 463.9692 | 463.9692 | 463.9692 | 463.9692 | 463.9692 | 463.9692 | 463.9692 | 463.9692 | 463.9692 | 463.9692 | 463.9692 | 463.9692 | 463.9692 | 463.9692 | 463.9692 | 463.9692 | 463.9692 | 463.9692
VOP.RC.L | 4063.7039 | 4063.7039 | 4063.7039 | 4063.7039 | 4063.7039 | 4063.7039 | 4063.7039 | 4063.7039 | 4063.7039 | 4063.7039 | 4063.7039 | 4063.7039 | 4063.7039 | 4063.7039 | 4063.7039 | 4063.7039 | 4063.7039 | 4063.7039 | 4063.7039 | 4063.7039 | 3297.1896 | 3297.1896 | 3297.1896 | 3297.1896 | 3297.1896 | 3297.1896 | 3297.1896 | 3297.1896 | 3297.1896 | 3297.1896 | 3297.1896 | 3297.1896 | 3297.1896 | 3297.1896 | 3297.1896 | 3297.1896 | 3297.1896 | 3297.1896 | 3297.1896 | 3297.1896 | 3297.1896 | 3297.1896 | 3297.1896 | 3297.1896 | 3297.1896
SOC.RC.M | 964.1266 | 964.1266 | 964.1266 | 964.1266 | 964.1266 | 964.1266 | 964.1266 | 964.1266 | 964.1266 | 964.1266 | 964.1266 | 964.1266 | 964.1266 | 964.1266 | 964.1266 | 964.1266 | 964.1266 | 964.1266 | 964.1266 | 964.1266 | 798.1048 | 798.1048 | 798.1048 | 798.1048 | 798.1048 | 798.1048 | 798.1048 | 798.1048 | 798.1048 | 798.1048 | 798.1048 | 798.1048 | 798.1048 | 798.1048 | 798.1048 | 798.1048 | 798.1048 | 798.1048 | 798.1048 | 798.1048 | 798.1048 | 798.1048 | 798.1048 | 798.1048 | 798.1048
VOP.SC.M | 3613.5057 | 3613.5057 | 3613.5057 | 3613.5057 | 3613.5057 | 3613.5057 | 3613.5057 | 3613.5057 | 3613.5057 | 3613.5057 | 3613.5057 | 3613.5057 | 3613.5057 | 3613.5057 | 3613.5057 | 3613.5057 | 3613.5057 | 3613.5057 | 3613.5057 | 3613.5057 | 2801.5777 | 2801.5777 | 2801.5777 | 2801.5777 | 2801.5777 | 2801.5777 | 2801.5777 | 2801.5777 | 2801.5777 | 2801.5777 | 2801.5777 | 2801.5777 | 2801.5777 | 2801.5777 | 2801.5777 | 2801.5777 | 2801.5777 | 2801.5777 | 2801.5777 | 2801.5777 | 2801.5777 | 2801.5777 | 2801.5777 | 2801.5777 | 2801.5777
SVO.SC.M | 3021.021 | 3021.021 | 3021.021 | 3021.021 | 3021.021 | 3021.021 | 3021.021 | 3021.021 | 3021.021 | 3021.021 | 3021.021 | 3021.021 | 3021.021 | 3021.021 | 3021.021 | 3021.021 | 3021.021 | 3021.021 | 3021.021 | 3021.021 | 2439.6052 | 2439.6052 | 2439.6052 | 2439.6052 | 2439.6052 | 2439.6052 | 2439.6052 | 2439.6052 | 2439.6052 | 2439.6052 | 2439.6052 | 2439.6052 | 2439.6052 | 2439.6052 | 2439.6052 | 2439.6052 | 2439.6052 | 2439.6052 | 2439.6052 | 2439.6052 | 2439.6052 | 2439.6052 | 2439.6052 | 2439.6052 | 2439.6052
HZO.SC.L | 3530.0426 | 3530.0426 | 3530.0426 | 3530.0426 | 3530.0426 | 3530.0426 | 3530.0426 | 3530.0426 | 3530.0426 | 3530.0426 | 3530.0426 | 3530.0426 | 3530.0426 | 3530.0426 | 3530.0426 | 3530.0426 | 3530.0426 | 3530.0426 | 3530.0426 | 3530.0426 | 2750.1783 | 2750.1783 | 2750.1783 | 2750.1783 | 2750.1783 | 2750.1783 | 2750.1783 | 2750.1783 | 2750.1783 | 2750.1783 | 2750.1783 | 2750.1783 | 2750.1783 | 2750.1783 | 2750.1783 | 2750.1783 | 2750.1783 | 2750.1783 | 2750.1783 | 2750.1783 | 2750.1783 | 2750.1783 | 2750.1783 | 2750.1783 | 2750.1783
HZO.SC.M | 1754.9878 | 1754.9878 | 1754.9878 | 1754.9878 | 1754.9878 | 1754.9878 | 1754.9878 | 1754.9878 | 1754.9878 | 1754.9878 | 1754.9878 | 1754.9878 | 1754.9878 | 1754.9878 | 1754.9878 | 1754.9878 | 1754.9878 | 1754.9878 | 1754.9878 | 1754.9878 | 1351.0312 | 1351.0312 | 1351.0312 | 1351.0312 | 1351.0312 | 1351.0312 | 1351.0312 | 1351.0312 | 1351.0312 | 1351.0312 | 1351.0312 | 1351.0312 | 1351.0312 | 1351.0312 | 1351.0312 | 1351.0312 | 1351.0312 | 1351.0312 | 1351.0312 | 1351.0312 | 1351.0312 | 1351.0312 | 1351.0312 | 1351.0312 | 1351.0312
HCT.SC.I | 773.7407 | 773.7407 | 773.7407 | 773.7407 | 773.7407 | 773.7407 | 773.7407 | 773.7407 | 773.7407 | 773.7407 | 773.7407 | 773.7407 | 773.7407 | 773.7407 | 773.7407 | 773.7407 | 773.7407 | 773.7407 | 773.7407 | 773.7407 | 354.6009 | 354.6009 | 354.6009 | 354.6009 | 354.6009 | 354.6009 | 354.6009 | 354.6009 | 354.6009 | 354.6009 | 354.6009 | 354.6009 | 354.6009 | 354.6009 | 354.6009 | 354.6009 | 354.6009 | 354.6009 | 354.6009 | 354.6009 | 354.6009 | 354.6009 | 354.6009 | 354.6009 | 354.6009
VCT.SC.I | 3873.1245 | 3873.1245 | 3873.1245 | 3873.1245 | 3873.1245 | 3873.1245 | 3873.1245 | 3873.1245 | 3873.1245 | 3873.1245 | 3873.1245 | 3873.1245 | 3873.1245 | 3873.1245 | 3873.1245 | 3873.1245 | 3873.1245 | 3873.1245 | 3873.1245 | 3873.1245 | 1766.2967 | 1766.2967 | 1766.2967 | 1766.2967 | 1766.2967 | 1766.2967 | 1766.2967 | 1766.2967 | 1766.2967 | 1766.2967 | 1766.2967 | 1766.2967 | 1766.2967 | 1766.2967 | 1766.2967 | 1766.2967 | 1766.2967 | 1766.2967 | 1766.2967 | 1766.2967 | 1766.2967 | 1766.2967 | 1766.2967 | 1766.2967 | 1766.2967
VCS.SC.I | 2303.2824 | 2303.2824 | 2303.2824 | 2303.2824 | 2303.2824 | 2303.2824 | 2303.2824 | 2303.2824 | 2303.2824 | 2303.2824 | 2303.2824 | 2303.2824 | 2303.2824 | 2303.2824 | 2303.2824 | 2303.2824 | 2303.2824 | 2303.2824 | 2303.2824 | 2303.2824 | 1618.7765 | 1618.7765 | 1618.7765 | 1618.7765 | 1618.7765 | 1618.7765 | 1618.7765 | 1618.7765 | 1618.7765 | 1618.7765 | 1618.7765 | 1618.7765 | 1618.7765 | 1618.7765 | 1618.7765 | 1618.7765 | 1618.7765 | 1618.7765 | 1618.7765 | 1618.7765 | 1618.7765 | 1618.7765 | 1618.7765 | 1618.7765 | 1618.7765
Solid Door Fridge | 2187.6807 | 2187.6807 | 2187.6807 | 2187.6807 | 2187.6807 | 2187.6807 | 2187.6807 | 2187.6807 | 2187.6807 | 2187.6807 | 2187.6807 | 2187.6807 | 2187.6807 | 2187.6807 | 2187.6807 | 2187.6807 | 2187.6807 | 2187.6807 | 2187.6807 | 2187.6807 | 2187.6807 | 2187.6807 | 2187.6807 | 2187.6807 | 2187.6807 | 2187.6807 | 2187.6807 | 2187.6807 | 2187.6807 | 2187.6807 | 2187.6807 | 2187.6807 | 2187.6807 | 2187.6807 | 2187.6807 | 2187.6807 | 2187.6807 | 2187.6807 | 2187.6807 | 2187.6807 | 2187.6807 | 2187.6807 | 2187.6807 | 2187.6807 | 2187.6807
Solid Door Freezer | 4514.5169 | 4514.5169 | 4514.5169 | 4514.5169 | 4514.5169 | 4514.5169 | 4514.5169 | 4514.5169 | 4514.5169 | 4514.5169 | 4514.5169 | 4514.5169 | 4514.5169 | 4514.5169 | 4514.5169 | 4514.5169 | 4514.5169 | 4514.5169 | 4514.5169 | 4514.5169 | 4514.5169 | 4514.5169 | 4514.5169 | 4514.5169 | 4514.5169 | 4514.5169 | 4514.5169 | 4514.5169 | 4514.5169 | 4514.5169 | 4514.5169 | 4514.5169 | 4514.5169 | 4514.5169 | 4514.5169 | 4514.5169 | 4514.5169 | 4514.5169 | 4514.5169 | 4514.5169 | 4514.5169 | 4514.5169 | 4514.5169 | 4514.5169 | 4514.5169
Glass Door Fridge | 2462.4609 | 2462.4609 | 2462.4609 | 2462.4609 | 2462.4609 | 2462.4609 | 2462.4609 | 2462.4609 | 2462.4609 | 2462.4609 | 2462.4609 | 2462.4609 | 2462.4609 | 2462.4609 | 2462.4609 | 2462.4609 | 2462.4609 | 2462.4609 | 2462.4609 | 2462.4609 | 2462.4609 | 2462.4609 | 2462.4609 | 2462.4609 | 2462.4609 | 2462.4609 | 2462.4609 | 2462.4609 | 2462.4609 | 2462.4609 | 2462.4609 | 2462.4609 | 2462.4609 | 2462.4609 | 2462.4609 | 2462.4609 | 2462.4609 | 2462.4609 | 2462.4609 | 2462.4609 | 2462.4609 | 2462.4609 | 2462.4609 | 2462.4609 | 2462.4609
Glass Door Freezer | 8767.0232 | 8767.0232 | 8767.0232 | 8767.0232 | 8767.0232 | 8767.0232 | 8767.0232 | 8767.0232 | 8767.0232 | 8767.0232 | 8767.0232 | 8767.0232 | 8767.0232 | 8767.0232 | 8767.0232 | 8767.0232 | 8767.0232 | 8767.0232 | 8767.0232 | 8767.0232 | 8767.0232 | 8767.0232 | 8767.0232 | 8767.0232 | 8767.0232 | 8767.0232 | 8767.0232 | 8767.0232 | 8767.0232 | 8767.0232 | 8767.0232 | 8767.0232 | 8767.0232 | 8767.0232 | 8767.0232 | 8767.0232 | 8767.0232 | 8767.0232 | 8767.0232 | 8767.0232 | 8767.0232 | 8767.0232 | 8767.0232 | 8767.0232 | 8767.0232
Chest Fridge | 1369.6165 | 1369.6165 | 1369.6165 | 1369.6165 | 1369.6165 | 1369.6165 | 1369.6165 | 1369.6165 | 1369.6165 | 1369.6165 | 1369.6165 | 1369.6165 | 1369.6165 | 1369.6165 | 1369.6165 | 1369.6165 | 1369.6165 | 1369.6165 | 1369.6165 | 1369.6165 | 1369.6165 | 1369.6165 | 1369.6165 | 1369.6165 | 1369.6165 | 1369.6165 | 1369.6165 | 1369.6165 | 1369.6165 | 1369.6165 | 1369.6165 | 1369.6165 | 1369.6165 | 1369.6165 | 1369.6165 | 1369.6165 | 1369.6165 | 1369.6165 | 1369.6165 | 1369.6165 | 1369.6165 | 1369.6165 | 1369.6165 | 1369.6165 | 1369.6165
Chest Freezer | 2614.3213 | 2614.3213 | 2614.3213 | 2614.3213 | 2614.3213 | 2614.3213 | 2614.3213 | 2614.3213 | 2614.3213 | 2614.3213 | 2614.3213 | 2614.3213 | 2614.3213 | 2614.3213 | 2614.3213 | 2614.3213 | 2614.3213 | 2614.3213 | 2614.3213 | 2614.3213 | 2614.3213 | 2614.3213 | 2614.3213 | 2614.3213 | 2614.3213 | 2614.3213 | 2614.3213 | 2614.3213 | 2614.3213 | 2614.3213 | 2614.3213 | 2614.3213 | 2614.3213 | 2614.3213 | 2614.3213 | 2614.3213 | 2614.3213 | 2614.3213 | 2614.3213 | 2614.3213 | 2614.3213 | 2614.3213 | 2614.3213 | 2614.3213 | 2614.3213
Self-Contained Ice Maker <200 lb/day | 2435.7129 | 2435.7129 | 2435.7129 | 2435.7129 | 2435.7129 | 2435.7129 | 2435.7129 | 2435.7129 | 2435.7129 | 2435.7129 | 2435.7129 | 2435.7129 | 2435.7129 | 2435.7129 | 2435.7129 | 2435.7129 | 2435.7129 | 2435.7129 | 2435.7129 | 2435.7129 | 2435.7129 | 2435.7129 | 2435.7129 | 2435.7129 | 2435.7129 | 2435.7129 | 2435.7129 | 2435.7129 | 2435.7129 | 2435.7129 | 2435.7129 | 2435.7129 | 2435.7129 | 2435.7129 | 2435.7129 | 2435.7129 | 2435.7129 | 2435.7129 | 2435.7129 | 2435.7129 | 2435.7129 | 2435.7129 | 2435.7129 | 2435.7129 | 2435.7129
Self-Contained Ice Maker >200 lb/day | 7346.0704 | 7346.0704 | 7346.0704 | 7346.0704 | 7346.0704 | 7346.0704 | 7346.0704 | 7346.0704 | 7346.0704 | 7346.0704 | 7346.0704 | 7346.0704 | 7346.0704 | 7346.0704 | 7346.0704 | 7346.0704 | 7346.0704 | 7346.0704 | 7346.0704 | 7346.0704 | 7346.0704 | 7346.0704 | 7346.0704 | 7346.0704 | 7346.0704 | 7346.0704 | 7346.0704 | 7346.0704 | 7346.0704 | 7346.0704 | 7346.0704 | 7346.0704 | 7346.0704 | 7346.0704 | 7346.0704 | 7346.0704 | 7346.0704 | 7346.0704 | 7346.0704 | 7346.0704 | 7346.0704 | 7346.0704 | 7346.0704 | 7346.0704 | 7346.0704
Not Self-Contained Ice Maker | 8709.8338 | 8709.8338 | 8709.8338 | 8709.8338 | 8709.8338 | 8709.8338 | 8709.8338 | 8709.8338 | 8709.8338 | 8709.8338 | 8709.8338 | 8709.8338 | 8709.8338 | 8709.8338 | 8709.8338 | 8709.8338 | 8709.8338 | 8709.8338 | 8709.8338 | 8709.8338 | 8709.8338 | 8709.8338 | 8709.8338 | 8709.8338 | 8709.8338 | 8709.8338 | 8709.8338 | 8709.8338 | 8709.8338 | 8709.8338 | 8709.8338 | 8709.8338 | 8709.8338 | 8709.8338 | 8709.8338 | 8709.8338 | 8709.8338 | 8709.8338 | 8709.8338 | 8709.8338 | 8709.8338 | 8709.8338 | 8709.8338 | 8709.8338 | 8709.8338
Beverage Vending Machine | 3757.5179 | 3757.5179 | 3757.5179 | 3757.5179 | 3757.5179 | 3757.5179 | 3757.5179 | 3757.5179 | 3757.5179 | 3757.5179 | 3757.5179 | 3757.5179 | 3757.5179 | 3757.5179 | 3757.5179 | 3757.5179 | 3757.5179 | 3757.5179 | 3757.5179 | 3757.5179 | 1577.2156 | 1577.2156 | 1577.2156 | 1577.2156 | 1577.2156 | 1577.2156 | 1577.2156 | 1577.2156 | 1577.2156 | 1577.2156 | 1577.2156 | 1577.2156 | 1577.2156 | 1577.2156 | 1577.2156 | 1577.2156 | 1577.2156 | 1577.2156 | 1577.2156 | 1577.2156 | 1577.2156 | 1577.2156 | 1577.2156 | 1577.2156 | 1577.2156
Pre-Case Average Shipment UEC by Equipment Group weighted by Market Share
| 1990 | 1991 | 1992 | 1993 | 1994 | 1995 | 1996 | 1997 | 1998 | 1999 | 2000 | 2001 | 2002 | 2003 | 2004 | 2005 | 2006 | 2007 | 2008 | 2009 | 2010 | 2011 | 2012 | 2013 | 2014 | 2015 | 2016 | 2017 | 2018 | 2019 | 2020 | 2021 | 2022 | 2023 | 2024 | 2025 | 2026 | 2027 | 2028 | 2029 | 2030 | 2031 | 2032 | 2033 | 2034
Non Hybrid, Refrigerator-Freezers or Wedge Cases | 1525.1363 | 1525.1363 | 1525.1363 | 1525.1363 | 1525.1363 | 1525.1363 | 1525.1363 | 1525.1363 | 1525.1363 | 1525.1363 | 1525.1363 | 1525.1363 | 1525.1363 | 1525.1363 | 1525.1363 | 1525.1363 | 1525.1363 | 1525.1363 | 1525.1363 | 1525.1363 | 1076.4708 | 1076.4708 | 1076.4708 | 1076.4708 | 1076.4708 | 1076.4708 | 1076.4708 | 1076.4708 | 1076.4708 | 1076.4708 | 1076.4708 | 1076.4708 | 1076.4708 | 1076.4708 | 1076.4708 | 1076.4708 | 1076.4708 | 1076.4708 | 1076.4708 | 1076.4708 | 1076.4708 | 1076.4708 | 1076.4708 | 1076.4708 | 1076.4708
Commercial Refrigerators and Freezers | 2517.5924 | 2517.5924 | 2517.5924 | 2517.5924 | 2517.5924 | 2517.5924 | 2517.5924 | 2517.5924 | 2517.5924 | 2517.5924 | 2517.5924 | 2517.5924 | 2517.5924 | 2517.5924 | 2517.5924 | 2517.5924 | 2517.5924 | 2517.5924 | 2517.5924 | 2517.5924 | 2517.5924 | 2517.5924 | 2517.5924 | 2517.5924 | 2517.5924 | 2517.5924 | 2517.5924 | 2517.5924 | 2517.5924 | 2517.5924 | 2517.5924 | 2517.5924 | 2517.5924 | 2517.5924 | 2517.5924 | 2517.5924 | 2517.5924 | 2517.5924 | 2517.5924 | 2517.5924 | 2517.5924 | 2517.5924 | 2517.5924 | 2517.5924 | 2517.5924
IceMakers | 4983.7925 | 4983.7925 | 4983.7925 | 4983.7925 | 4983.7925 | 4983.7925 | 4983.7925 | 4983.7925 | 4983.7925 | 4983.7925 | 4983.7925 | 4983.7925 | 4983.7925 | 4983.7925 | 4983.7925 | 4983.7925 | 4983.7925 | 4983.7925 | 4983.7925 | 4983.7925 | 4983.7925 | 4983.7925 | 4983.7925 | 4983.7925 | 4983.7925 | 4983.7925 | 4983.7925 | 4983.7925 | 4983.7925 | 4983.7925 | 4983.7925 | 4983.7925 | 4983.7925 | 4983.7925 | 4983.7925 | 4983.7925 | 4983.7925 | 4983.7925 | 4983.7925 | 4983.7925 | 4983.7925 | 4983.7925 | 4983.7925 | 4983.7925 | 4983.7925
Beverage Vending Machine | 3757.5179 | 3757.5179 | 3757.5179 | 3757.5179 | 3757.5179 | 3757.5179 | 3757.5179 | 3757.5179 | 3757.5179 | 3757.5179 | 3757.5179 | 3757.5179 | 3757.5179 | 3757.5179 | 3757.5179 | 3757.5179 | 3757.5179 | 3757.5179 | 3757.5179 | 3757.5179 | 1577.2156 | 1577.2156 | 1577.2156 | 1577.2156 | 1577.2156 | 1577.2156 | 1577.2156 | 1577.2156 | 1577.2156 | 1577.2156 | 1577.2156 | 1577.2156 | 1577.2156 | 1577.2156 | 1577.2156 | 1577.2156 | 1577.2156 | 1577.2156 | 1577.2156 | 1577.2156 | 1577.2156 | 1577.2156 | 1577.2156 | 1577.2156 | 1577.2156
Post-Case Average UEC by Equipment Group weighted by Market Share
| 1990 | 1991 | 1992 | 1993 | 1994 | 1995 | 1996 | 1997 | 1998 | 1999 | 2000 | 2001 | 2002 | 2003 | 2004 | 2005 | 2006 | 2007 | 2008 | 2009 | 2010 | 2011 | 2012 | 2013 | 2014 | 2015 | 2016 | 2017 | 2018 | 2019 | 2020 | 2021 | 2022 | 2023 | 2024 | 2025 | 2026 | 2027 | 2028 | 2029 | 2030 | 2031 | 2032 | 2033 | 2034
Non Hybrid, Refrigerator-Freezers or Wedge Cases | 1525.1363 | 1525.1363 | 1525.1363 | 1525.1363 | 1525.1363 | 1525.1363 | 1525.1363 | 1525.1363 | 1525.1363 | 1525.1363 | 1525.1363 | 1525.1363 | 1525.1363 | 1525.1363 | 1525.1363 | 1525.1363 | 1525.1363 | 1525.1363 | 1525.1363 | 1525.1363 | 1076.4708 | 1076.4708 | 1076.4708 | 1076.4708 | 1076.4708 | 1076.4708 | 1076.4708 | 1076.4708 | 1076.4708 | 1076.4708 | 1076.4708 | 1076.4708 | 1076.4708 | 1076.4708 | 1076.4708 | 1076.4708 | 1076.4708 | 1076.4708 | 1076.4708 | 1076.4708 | 1076.4708 | 1076.4708 | 1076.4708 | 1076.4708 | 1076.4708
Commercial Refrigerators and Freezers | 2517.5924 | 2517.5924 | 2517.5924 | 2517.5924 | 2517.5924 | 2517.5924 | 2517.5924 | 2517.5924 | 2517.5924 | 2517.5924 | 2517.5924 | 2517.5924 | 2517.5924 | 2517.5924 | 2517.5924 | 2517.5924 | 2517.5924 | 2517.5924 | 2517.5924 | 2517.5924 | 2517.5924 | 2517.5924 | 2517.5924 | 2517.5924 | 2517.5924 | 2517.5924 | 2517.5924 | 2517.5924 | 2517.5924 | 2517.5924 | 2517.5924 | 2517.5924 | 2517.5924 | 2517.5924 | 2517.5924 | 2517.5924 | 2517.5924 | 2517.5924 | 2517.5924 | 2517.5924 | 2517.5924 | 2517.5924 | 2517.5924 | 2517.5924 | 2517.5924
IceMakers | 4983.7925 | 4983.7925 | 4983.7925 | 4983.7925 | 4983.7925 | 4983.7925 | 4983.7925 | 4983.7925 | 4983.7925 | 4983.7925 | 4983.7925 | 4983.7925 | 4983.7925 | 4983.7925 | 4983.7925 | 4983.7925 | 4983.7925 | 4983.7925 | 4983.7925 | 4983.7925 | 4983.7925 | 4983.7925 | 4983.7925 | 4983.7925 | 4983.7925 | 4983.7925 | 4983.7925 | 4983.7925 | 4983.7925 | 4983.7925 | 4983.7925 | 4983.7925 | 4983.7925 | 4983.7925 | 4983.7925 | 4983.7925 | 4983.7925 | 4983.7925 | 4983.7925 | 4983.7925 | 4983.7925 | 4983.7925 | 4983.7925 | 4983.7925 | 4983.7925
Beverage Vending Machine | 3757.5179 | 3757.5179 | 3757.5179 | 3757.5179 | 3757.5179 | 3757.5179 | 3757.5179 | 3757.5179 | 3757.5179 | 3757.5179 | 3757.5179 | 3757.5179 | 3757.5179 | 3757.5179 | 3757.5179 | 3757.5179 | 3757.5179 | 3757.5179 | 3757.5179 | 3757.5179 | 1577.2156 | 1577.2156 | 1577.2156 | 1577.2156 | 1577.2156 | 1577.2156 | 1577.2156 | 1577.2156 | 1577.2156 | 1577.2156 | 1577.2156 | 1577.2156 | 1577.2156 | 1577.2156 | 1577.2156 | 1577.2156 | 1577.2156 | 1577.2156 | 1577.2156 | 1577.2156 | 1577.2156 | 1577.2156 | 1577.2156 | 1577.2156 | 1577.2156
Pre-Case Average Installed UEC by Equipment Group weighted by Market Share
| 1990 | 1991 | 1992 | 1993 | 1994 | 1995 | 1996 | 1997 | 1998 | 1999 | 2000 | 2001 | 2002 | 2003 | 2004 | 2005 | 2006 | 2007 | 2008 | 2009 | 2010 | 2011 | 2012 | 2013 | 2014 | 2015 | 2016 | 2017 | 2018 | 2019 | 2020 | 2021 | 2022 | 2023 | 2024 | 2025 | 2026 | 2027 | 2028 | 2029 | 2030 | 2031 | 2032 | 2033 | 2034
Non Hybrid, Refrigerator-Freezers or Wedge Cases | 152.5136 | 305.0273 | 457.5409 | 610.0545 | 762.5681 | 915.0818 | 1067.5954 | 1220.109 | 1372.6227 | 1525.1363 | 1525.1363 | 1525.1363 | 1525.1363 | 1525.1363 | 1525.1363 | 1525.1363 | 1525.1363 | 1525.1363 | 1525.1363 | 1525.1363 | 1477.7412 | 1429.3016 | 1380.7411 | 1333.1134 | 1287.3338 | 1243.1487 | 1200.2992 | 1158.5735 | 1117.4816 | 1076.4708 | 1076.4708 | 1076.4708 | 1076.4708 | 1076.4708 | 1076.4708 | 1076.4708 | 1076.4708 | 1076.4708 | 1076.4708 | 1076.4708 | 1076.4708 | 1076.4708 | 1076.4708 | 1076.4708 | 1076.4708
Commercial Refrigerators and Freezers | 251.7592 | 503.5185 | 755.2777 | 1007.0369 | 1258.7962 | 1510.5554 | 1762.3146 | 2014.0739 | 2265.8331 | 2517.5924 | 2517.5924 | 2517.5924 | 2517.5924 | 2517.5924 | 2517.5924 | 2517.5924 | 2517.5924 | 2517.5924 | 2517.5924 | 2517.5924 | 2517.5924 | 2517.5924 | 2517.5924 | 2517.5924 | 2517.5924 | 2517.5924 | 2517.5924 | 2517.5924 | 2517.5924 | 2517.5924 | 2517.5924 | 2517.5924 | 2517.5924 | 2517.5924 | 2517.5924 | 2517.5924 | 2517.5924 | 2517.5924 | 2517.5924 | 2517.5924 | 2517.5924 | 2517.5924 | 2517.5924 | 2517.5924 | 2517.5924
IceMakers | 498.3793 | 996.7585 | 1495.1378 | 1993.517 | 2491.8963 | 2990.2755 | 3488.6548 | 3987.034 | 4485.4133 | 4983.7925 | 4983.7925 | 4983.7925 | 4983.7925 | 4983.7925 | 4983.7925 | 4983.7925 | 4983.7925 | 4983.7925 | 4983.7925 | 4983.7925 | 4983.7925 | 4983.7925 | 4983.7925 | 4983.7925 | 4983.7925 | 4983.7925 | 4983.7925 | 4983.7925 | 4983.7925 | 4983.7925 | 4983.7925 | 4983.7925 | 4983.7925 | 4983.7925 | 4983.7925 | 4983.7925 | 4983.7925 | 4983.7925 | 4983.7925 | 4983.7925 | 4983.7925 | 4983.7925 | 4983.7925 | 4983.7925 | 4983.7925
Beverage Vending Machine | 375.7518 | 751.5036 | 1127.2554 | 1503.0072 | 1878.759 | 2254.5108 | 2630.2626 | 3006.0144 | 3381.7661 | 3757.5179 | 3757.5179 | 3757.5179 | 3757.5179 | 3757.5179 | 3757.5179 | 3757.5179 | 3757.5179 | 3757.5179 | 3757.5179 | 3757.5179 | 3524.1644 | 3291.1424 | 3061.6483 | 2836.242 | 2615.3556 | 2399.9981 | 2190.7877 | 1984.4793 | 1780.1565 | 1577.2156 | 1577.2156 | 1577.2156 | 1577.2156 | 1577.2156 | 1577.2156 | 1577.2156 | 1577.2156 | 1577.2156 | 1577.2156 | 1577.2156 | 1577.2156 | 1577.2156 | 1577.2156 | 1577.2156 | 1577.2156
Post-Case Average UEC by Equipment Group weighted by Market Share
| 1990 | 1991 | 1992 | 1993 | 1994 | 1995 | 1996 | 1997 | 1998 | 1999 | 2000 | 2001 | 2002 | 2003 | 2004 | 2005 | 2006 | 2007 | 2008 | 2009 | 2010 | 2011 | 2012 | 2013 | 2014 | 2015 | 2016 | 2017 | 2018 | 2019 | 2020 | 2021 | 2022 | 2023 | 2024 | 2025 | 2026 | 2027 | 2028 | 2029 | 2030 | 2031 | 2032 | 2033 | 2034
Non Hybrid, Refrigerator-Freezers or Wedge Cases | 152.5136 | 305.0273 | 457.5409 | 610.0545 | 762.5681 | 915.0818 | 1067.5954 | 1220.109 | 1372.6227 | 1525.1363 | 1525.1363 | 1525.1363 | 1525.1363 | 1525.1363 | 1525.1363 | 1525.1363 | 1525.1363 | 1525.1363 | 1525.1363 | 1525.1363 | 1477.7412 | 1429.3016 | 1380.7411 | 1333.1134 | 1287.3338 | 1243.1487 | 1200.2992 | 1158.5735 | 1117.4816 | 1076.4708 | 1076.4708 | 1076.4708 | 1076.4708 | 1076.4708 | 1076.4708 | 1076.4708 | 1076.4708 | 1076.4708 | 1076.4708 | 1076.4708 | 1076.4708 | 1076.4708 | 1076.4708 | 1076.4708 | 1076.4708
Commercial Refrigerators and Freezers | 251.7592 | 503.5185 | 755.2777 | 1007.0369 | 1258.7962 | 1510.5554 | 1762.3146 | 2014.0739 | 2265.8331 | 2517.5924 | 2517.5924 | 2517.5924 | 2517.5924 | 2517.5924 | 2517.5924 | 2517.5924 | 2517.5924 | 2517.5924 | 2517.5924 | 2517.5924 | 2517.5924 | 2517.5924 | 2517.5924 | 2517.5924 | 2517.5924 | 2517.5924 | 2517.5924 | 2517.5924 | 2517.5924 | 2517.5924 | 2517.5924 | 2517.5924 | 2517.5924 | 2517.5924 | 2517.5924 | 2517.5924 | 2517.5924 | 2517.5924 | 2517.5924 | 2517.5924 | 2517.5924 | 2517.5924 | 2517.5924 | 2517.5924 | 2517.5924
IceMakers | 498.3793 | 996.7585 | 1495.1378 | 1993.517 | 2491.8963 | 2990.2755 | 3488.6548 | 3987.034 | 4485.4133 | 4983.7925 | 4983.7925 | 4983.7925 | 4983.7925 | 4983.7925 | 4983.7925 | 4983.7925 | 4983.7925 | 4983.7925 | 4983.7925 | 4983.7925 | 4983.7925 | 4983.7925 | 4983.7925 | 4983.7925 | 4983.7925 | 4983.7925 | 4983.7925 | 4983.7925 | 4983.7925 | 4983.7925 | 4983.7925 | 4983.7925 | 4983.7925 | 4983.7925 | 4983.7925 | 4983.7925 | 4983.7925 | 4983.7925 | 4983.7925 | 4983.7925 | 4983.7925 | 4983.7925 | 4983.7925 | 4983.7925 | 4983.7925
Beverage Vending Machine | 375.7518 | 751.5036 | 1127.2554 | 1503.0072 | 1878.759 | 2254.5108 | 2630.2626 | 3006.0144 | 3381.7661 | 3757.5179 | 3757.5179 | 3757.5179 | 3757.5179 | 3757.5179 | 3757.5179 | 3757.5179 | 3757.5179 | 3757.5179 | 3757.5179 | 3757.5179 | 3524.1644 | 3291.1424 | 3061.6483 | 2836.242 | 2615.3556 | 2399.9981 | 2190.7877 | 1984.4793 | 1780.1565 | 1577.2156 | 1577.2156 | 1577.2156 | 1577.2156 | 1577.2156 | 1577.2156 | 1577.2156 | 1577.2156 | 1577.2156 | 1577.2156 | 1577.2156 | 1577.2156 | 1577.2156 | 1577.2156 | 1577.2156 | 1577.2156

## Installed UEC 2010 Stock
Installed Units (Lin. Ft) by Year by Vintage (linked to Stock Model)
|  | 1 | 2 | 3 | 4 | 5 | 6 | 7 | 8 | 9 | 10 | 11 | 12 | 13 | 14 | 15 | 16 | 17 | 18 | 19 | 20 | 21 | 22 | 23 | 24 | 25 | 26 | 27 | 28 | 29 | 30 | 31 | 32 | 33 | 34 | 35 | 36 | 37 | 38 | 39 | 40 | 41 | 42 | 43 | 44 | 45 | 46 | 47 | 48 | 49 | 50 | 51 | 52
Vintage
|  | 1976 | 1977 | 1978 | 1979 | 1980 | 1981 | 1982 | 1983 | 1984 | 1985 | 1986 | 1987 | 1988 | 1989 | 1990 | 1991 | 1992 | 1993 | 1994 | 1995 | 1996 | 1997 | 1998 | 1999 | 2000 | 2001 | 2002 | 2003 | 2004 | 2005 | 2006 | 2007 | 2008 | 2009 | 2010 | 2011 | 2012 | 2013 | 2014 | 2015 | 2016 | 2017 | 2018 | 2019 | 2020 | 2021 | 2022 | 2023 | 2024 | 2025 | 2026 | 2027 | 2028 | 2029 | 2030 | 2031 | 2032 | 2033 | 2034 | Total units | check
Year | 1976 | 0 | 0 | 0 | 0 | 0 | 0 | 0 | 0 | 0 | 0 | 0 | 0 | 0 | 0 | 0 | 0 | 0 | 0 | 0 | 0 | 0 | 0 | 0 | 0 | 0 | 0 | 0 | 0 | 0 | 0 | 0 | 0 | 0 | 0 | 0 | 0 | 0 | 0 | 0 | 0 | 0 | 0 | 0 | 0 | 0 | 0 | 0 | 0 | 0 | 0 | 0 | 0 | 0 | 0 | 0 | 0 | 0 | 0 | 0 | 0 | OK
| 1977 | 0 | 757884.9175 | 0 | 0 | 0 | 0 | 0 | 0 | 0 | 0 | 0 | 0 | 0 | 0 | 0 | 0 | 0 | 0 | 0 | 0 | 0 | 0 | 0 | 0 | 0 | 0 | 0 | 0 | 0 | 0 | 0 | 0 | 0 | 0 | 0 | 0 | 0 | 0 | 0 | 0 | 0 | 0 | 0 | 0 | 0 | 0 | 0 | 0 | 0 | 0 | 0 | 0 | 0 | 0 | 0 | 0 | 0 | 0 | 0 | 757884.9175 | OK
| 1978 | 0 | 757884.9175 | 757884.9175 | 0 | 0 | 0 | 0 | 0 | 0 | 0 | 0 | 0 | 0 | 0 | 0 | 0 | 0 | 0 | 0 | 0 | 0 | 0 | 0 | 0 | 0 | 0 | 0 | 0 | 0 | 0 | 0 | 0 | 0 | 0 | 0 | 0 | 0 | 0 | 0 | 0 | 0 | 0 | 0 | 0 | 0 | 0 | 0 | 0 | 0 | 0 | 0 | 0 | 0 | 0 | 0 | 0 | 0 | 0 | 0 | 1515769.835 | OK
| 1979 | 0 | 757884.9175 | 757884.9175 | 757884.9175 | 0 | 0 | 0 | 0 | 0 | 0 | 0 | 0 | 0 | 0 | 0 | 0 | 0 | 0 | 0 | 0 | 0 | 0 | 0 | 0 | 0 | 0 | 0 | 0 | 0 | 0 | 0 | 0 | 0 | 0 | 0 | 0 | 0 | 0 | 0 | 0 | 0 | 0 | 0 | 0 | 0 | 0 | 0 | 0 | 0 | 0 | 0 | 0 | 0 | 0 | 0 | 0 | 0 | 0 | 0 | 2273654.7525 | OK
| 1980 | 0 | 757884.9175 | 757884.9175 | 757884.9175 | 757884.9175 | 0 | 0 | 0 | 0 | 0 | 0 | 0 | 0 | 0 | 0 | 0 | 0 | 0 | 0 | 0 | 0 | 0 | 0 | 0 | 0 | 0 | 0 | 0 | 0 | 0 | 0 | 0 | 0 | 0 | 0 | 0 | 0 | 0 | 0 | 0 | 0 | 0 | 0 | 0 | 0 | 0 | 0 | 0 | 0 | 0 | 0 | 0 | 0 | 0 | 0 | 0 | 0 | 0 | 0 | 3031539.67 | OK
| 1981 | 0 | 757884.9175 | 757884.9175 | 757884.9175 | 757884.9175 | 757884.9175 | 0 | 0 | 0 | 0 | 0 | 0 | 0 | 0 | 0 | 0 | 0 | 0 | 0 | 0 | 0 | 0 | 0 | 0 | 0 | 0 | 0 | 0 | 0 | 0 | 0 | 0 | 0 | 0 | 0 | 0 | 0 | 0 | 0 | 0 | 0 | 0 | 0 | 0 | 0 | 0 | 0 | 0 | 0 | 0 | 0 | 0 | 0 | 0 | 0 | 0 | 0 | 0 | 0 | 3789424.5875 | OK
| 1982 | 0 | 757884.9175 | 757884.9175 | 757884.9175 | 757884.9175 | 757884.9175 | 757884.9175 | 0 | 0 | 0 | 0 | 0 | 0 | 0 | 0 | 0 | 0 | 0 | 0 | 0 | 0 | 0 | 0 | 0 | 0 | 0 | 0 | 0 | 0 | 0 | 0 | 0 | 0 | 0 | 0 | 0 | 0 | 0 | 0 | 0 | 0 | 0 | 0 | 0 | 0 | 0 | 0 | 0 | 0 | 0 | 0 | 0 | 0 | 0 | 0 | 0 | 0 | 0 | 0 | 4547309.505 | OK
| 1983 | 0 | 757884.9175 | 757884.9175 | 757884.9175 | 757884.9175 | 757884.9175 | 757884.9175 | 757884.9175 | 0 | 0 | 0 | 0 | 0 | 0 | 0 | 0 | 0 | 0 | 0 | 0 | 0 | 0 | 0 | 0 | 0 | 0 | 0 | 0 | 0 | 0 | 0 | 0 | 0 | 0 | 0 | 0 | 0 | 0 | 0 | 0 | 0 | 0 | 0 | 0 | 0 | 0 | 0 | 0 | 0 | 0 | 0 | 0 | 0 | 0 | 0 | 0 | 0 | 0 | 0 | 5305194.4224 | OK
| 1984 | 0 | 757884.9175 | 757884.9175 | 757884.9175 | 757884.9175 | 757884.9175 | 757884.9175 | 757884.9175 | 757884.9175 | 0 | 0 | 0 | 0 | 0 | 0 | 0 | 0 | 0 | 0 | 0 | 0 | 0 | 0 | 0 | 0 | 0 | 0 | 0 | 0 | 0 | 0 | 0 | 0 | 0 | 0 | 0 | 0 | 0 | 0 | 0 | 0 | 0 | 0 | 0 | 0 | 0 | 0 | 0 | 0 | 0 | 0 | 0 | 0 | 0 | 0 | 0 | 0 | 0 | 0 | 6063079.3399 | OK
| 1985 | 0 | 757884.9175 | 757884.9175 | 757884.9175 | 757884.9175 | 757884.9175 | 757884.9175 | 757884.9175 | 757884.9175 | 757884.9175 | 0 | 0 | 0 | 0 | 0 | 0 | 0 | 0 | 0 | 0 | 0 | 0 | 0 | 0 | 0 | 0 | 0 | 0 | 0 | 0 | 0 | 0 | 0 | 0 | 0 | 0 | 0 | 0 | 0 | 0 | 0 | 0 | 0 | 0 | 0 | 0 | 0 | 0 | 0 | 0 | 0 | 0 | 0 | 0 | 0 | 0 | 0 | 0 | 0 | 6820964.2574 | OK
| 1986 | 0 | 757884.9175 | 757884.9175 | 757884.9175 | 757884.9175 | 757884.9175 | 757884.9175 | 757884.9175 | 757884.9175 | 757884.9175 | 757884.9175 | 0 | 0 | 0 | 0 | 0 | 0 | 0 | 0 | 0 | 0 | 0 | 0 | 0 | 0 | 0 | 0 | 0 | 0 | 0 | 0 | 0 | 0 | 0 | 0 | 0 | 0 | 0 | 0 | 0 | 0 | 0 | 0 | 0 | 0 | 0 | 0 | 0 | 0 | 0 | 0 | 0 | 0 | 0 | 0 | 0 | 0 | 0 | 0 | 7578849.1749 | OK
| 1987 | 0 | 0 | 757884.9175 | 757884.9175 | 757884.9175 | 757884.9175 | 757884.9175 | 757884.9175 | 757884.9175 | 757884.9175 | 757884.9175 | 757884.9175 | 0 | 0 | 0 | 0 | 0 | 0 | 0 | 0 | 0 | 0 | 0 | 0 | 0 | 0 | 0 | 0 | 0 | 0 | 0 | 0 | 0 | 0 | 0 | 0 | 0 | 0 | 0 | 0 | 0 | 0 | 0 | 0 | 0 | 0 | 0 | 0 | 0 | 0 | 0 | 0 | 0 | 0 | 0 | 0 | 0 | 0 | 0 | 7578849.1749 | OK
| 1988 | 0 | 0 | 0 | 757884.9175 | 757884.9175 | 757884.9175 | 757884.9175 | 757884.9175 | 757884.9175 | 757884.9175 | 757884.9175 | 757884.9175 | 757884.9175 | 0 | 0 | 0 | 0 | 0 | 0 | 0 | 0 | 0 | 0 | 0 | 0 | 0 | 0 | 0 | 0 | 0 | 0 | 0 | 0 | 0 | 0 | 0 | 0 | 0 | 0 | 0 | 0 | 0 | 0 | 0 | 0 | 0 | 0 | 0 | 0 | 0 | 0 | 0 | 0 | 0 | 0 | 0 | 0 | 0 | 0 | 7578849.1749 | OK
| 1989 | 0 | 0 | 0 | 0 | 757884.9175 | 757884.9175 | 757884.9175 | 757884.9175 | 757884.9175 | 757884.9175 | 757884.9175 | 757884.9175 | 757884.9175 | 757884.9175 | 0 | 0 | 0 | 0 | 0 | 0 | 0 | 0 | 0 | 0 | 0 | 0 | 0 | 0 | 0 | 0 | 0 | 0 | 0 | 0 | 0 | 0 | 0 | 0 | 0 | 0 | 0 | 0 | 0 | 0 | 0 | 0 | 0 | 0 | 0 | 0 | 0 | 0 | 0 | 0 | 0 | 0 | 0 | 0 | 0 | 7578849.1749 | OK
| 1990 | 0 | 0 | 0 | 0 | 0 | 757884.9175 | 757884.9175 | 757884.9175 | 757884.9175 | 757884.9175 | 757884.9175 | 757884.9175 | 757884.9175 | 757884.9175 | 757884.9175 | 0 | 0 | 0 | 0 | 0 | 0 | 0 | 0 | 0 | 0 | 0 | 0 | 0 | 0 | 0 | 0 | 0 | 0 | 0 | 0 | 0 | 0 | 0 | 0 | 0 | 0 | 0 | 0 | 0 | 0 | 0 | 0 | 0 | 0 | 0 | 0 | 0 | 0 | 0 | 0 | 0 | 0 | 0 | 0 | 7578849.1749 | OK
| 1991 | 0 | 0 | 0 | 0 | 0 | 0 | 757884.9175 | 757884.9175 | 757884.9175 | 757884.9175 | 757884.9175 | 757884.9175 | 757884.9175 | 757884.9175 | 757884.9175 | 757884.9175 | 0 | 0 | 0 | 0 | 0 | 0 | 0 | 0 | 0 | 0 | 0 | 0 | 0 | 0 | 0 | 0 | 0 | 0 | 0 | 0 | 0 | 0 | 0 | 0 | 0 | 0 | 0 | 0 | 0 | 0 | 0 | 0 | 0 | 0 | 0 | 0 | 0 | 0 | 0 | 0 | 0 | 0 | 0 | 7578849.1749 | OK
| 1992 | 0 | 0 | 0 | 0 | 0 | 0 | 0 | 757884.9175 | 757884.9175 | 757884.9175 | 757884.9175 | 757884.9175 | 757884.9175 | 757884.9175 | 757884.9175 | 757884.9175 | 757884.9175 | 0 | 0 | 0 | 0 | 0 | 0 | 0 | 0 | 0 | 0 | 0 | 0 | 0 | 0 | 0 | 0 | 0 | 0 | 0 | 0 | 0 | 0 | 0 | 0 | 0 | 0 | 0 | 0 | 0 | 0 | 0 | 0 | 0 | 0 | 0 | 0 | 0 | 0 | 0 | 0 | 0 | 0 | 7578849.1749 | OK
| 1993 | 0 | 0 | 0 | 0 | 0 | 0 | 0 | 0 | 757884.9175 | 757884.9175 | 757884.9175 | 757884.9175 | 757884.9175 | 757884.9175 | 757884.9175 | 757884.9175 | 757884.9175 | 757884.9175 | 0 | 0 | 0 | 0 | 0 | 0 | 0 | 0 | 0 | 0 | 0 | 0 | 0 | 0 | 0 | 0 | 0 | 0 | 0 | 0 | 0 | 0 | 0 | 0 | 0 | 0 | 0 | 0 | 0 | 0 | 0 | 0 | 0 | 0 | 0 | 0 | 0 | 0 | 0 | 0 | 0 | 7578849.1749 | OK
| 1994 | 0 | 0 | 0 | 0 | 0 | 0 | 0 | 0 | 0 | 757884.9175 | 757884.9175 | 757884.9175 | 757884.9175 | 757884.9175 | 757884.9175 | 757884.9175 | 757884.9175 | 757884.9175 | 757884.9175 | 0 | 0 | 0 | 0 | 0 | 0 | 0 | 0 | 0 | 0 | 0 | 0 | 0 | 0 | 0 | 0 | 0 | 0 | 0 | 0 | 0 | 0 | 0 | 0 | 0 | 0 | 0 | 0 | 0 | 0 | 0 | 0 | 0 | 0 | 0 | 0 | 0 | 0 | 0 | 0 | 7578849.1749 | OK
| 1995 | 0 | 0 | 0 | 0 | 0 | 0 | 0 | 0 | 0 | 0 | 757884.9175 | 757884.9175 | 757884.9175 | 757884.9175 | 757884.9175 | 757884.9175 | 757884.9175 | 757884.9175 | 757884.9175 | 757884.9175 | 0 | 0 | 0 | 0 | 0 | 0 | 0 | 0 | 0 | 0 | 0 | 0 | 0 | 0 | 0 | 0 | 0 | 0 | 0 | 0 | 0 | 0 | 0 | 0 | 0 | 0 | 0 | 0 | 0 | 0 | 0 | 0 | 0 | 0 | 0 | 0 | 0 | 0 | 0 | 7578849.1749 | OK
| 1996 | 0 | 0 | 0 | 0 | 0 | 0 | 0 | 0 | 0 | 0 | 0 | 757884.9175 | 757884.9175 | 757884.9175 | 757884.9175 | 757884.9175 | 757884.9175 | 757884.9175 | 757884.9175 | 757884.9175 | 757884.9175 | 0 | 0 | 0 | 0 | 0 | 0 | 0 | 0 | 0 | 0 | 0 | 0 | 0 | 0 | 0 | 0 | 0 | 0 | 0 | 0 | 0 | 0 | 0 | 0 | 0 | 0 | 0 | 0 | 0 | 0 | 0 | 0 | 0 | 0 | 0 | 0 | 0 | 0 | 7578849.1749 | OK
| 1997 | 0 | 0 | 0 | 0 | 0 | 0 | 0 | 0 | 0 | 0 | 0 | 0 | 757884.9175 | 757884.9175 | 757884.9175 | 757884.9175 | 757884.9175 | 757884.9175 | 757884.9175 | 757884.9175 | 757884.9175 | 757884.9175 | 0 | 0 | 0 | 0 | 0 | 0 | 0 | 0 | 0 | 0 | 0 | 0 | 0 | 0 | 0 | 0 | 0 | 0 | 0 | 0 | 0 | 0 | 0 | 0 | 0 | 0 | 0 | 0 | 0 | 0 | 0 | 0 | 0 | 0 | 0 | 0 | 0 | 7578849.1749 | OK
| 1998 | 0 | 0 | 0 | 0 | 0 | 0 | 0 | 0 | 0 | 0 | 0 | 0 | 0 | 757884.9175 | 757884.9175 | 757884.9175 | 757884.9175 | 757884.9175 | 757884.9175 | 757884.9175 | 757884.9175 | 757884.9175 | 757884.9175 | 0 | 0 | 0 | 0 | 0 | 0 | 0 | 0 | 0 | 0 | 0 | 0 | 0 | 0 | 0 | 0 | 0 | 0 | 0 | 0 | 0 | 0 | 0 | 0 | 0 | 0 | 0 | 0 | 0 | 0 | 0 | 0 | 0 | 0 | 0 | 0 | 7578849.1749 | OK
| 1999 | 0 | 0 | 0 | 0 | 0 | 0 | 0 | 0 | 0 | 0 | 0 | 0 | 0 | 0 | 757884.9175 | 757884.9175 | 757884.9175 | 757884.9175 | 757884.9175 | 757884.9175 | 757884.9175 | 757884.9175 | 757884.9175 | 757884.9175 | 0 | 0 | 0 | 0 | 0 | 0 | 0 | 0 | 0 | 0 | 0 | 0 | 0 | 0 | 0 | 0 | 0 | 0 | 0 | 0 | 0 | 0 | 0 | 0 | 0 | 0 | 0 | 0 | 0 | 0 | 0 | 0 | 0 | 0 | 0 | 7578849.1749 | OK
| 2000 | 0 | 0 | 0 | 0 | 0 | 0 | 0 | 0 | 0 | 0 | 0 | 0 | 0 | 0 | 0 | 757884.9175 | 757884.9175 | 757884.9175 | 757884.9175 | 757884.9175 | 757884.9175 | 757884.9175 | 757884.9175 | 757884.9175 | 757884.9175 | 0 | 0 | 0 | 0 | 0 | 0 | 0 | 0 | 0 | 0 | 0 | 0 | 0 | 0 | 0 | 0 | 0 | 0 | 0 | 0 | 0 | 0 | 0 | 0 | 0 | 0 | 0 | 0 | 0 | 0 | 0 | 0 | 0 | 0 | 7578849.1749 | OK
| 2001 | 0 | 0 | 0 | 0 | 0 | 0 | 0 | 0 | 0 | 0 | 0 | 0 | 0 | 0 | 0 | 0 | 757884.9175 | 757884.9175 | 757884.9175 | 757884.9175 | 757884.9175 | 757884.9175 | 757884.9175 | 757884.9175 | 757884.9175 | 757884.9175 | 0 | 0 | 0 | 0 | 0 | 0 | 0 | 0 | 0 | 0 | 0 | 0 | 0 | 0 | 0 | 0 | 0 | 0 | 0 | 0 | 0 | 0 | 0 | 0 | 0 | 0 | 0 | 0 | 0 | 0 | 0 | 0 | 0 | 7578849.1749 | OK
| 2002 | 0 | 0 | 0 | 0 | 0 | 0 | 0 | 0 | 0 | 0 | 0 | 0 | 0 | 0 | 0 | 0 | 0 | 757884.9175 | 757884.9175 | 757884.9175 | 757884.9175 | 757884.9175 | 757884.9175 | 757884.9175 | 757884.9175 | 757884.9175 | 757884.9175 | 0 | 0 | 0 | 0 | 0 | 0 | 0 | 0 | 0 | 0 | 0 | 0 | 0 | 0 | 0 | 0 | 0 | 0 | 0 | 0 | 0 | 0 | 0 | 0 | 0 | 0 | 0 | 0 | 0 | 0 | 0 | 0 | 7578849.1749 | OK
| 2003 | 0 | 0 | 0 | 0 | 0 | 0 | 0 | 0 | 0 | 0 | 0 | 0 | 0 | 0 | 0 | 0 | 0 | 0 | 757884.9175 | 757884.9175 | 757884.9175 | 757884.9175 | 757884.9175 | 757884.9175 | 757884.9175 | 757884.9175 | 757884.9175 | 757884.9175 | 0 | 0 | 0 | 0 | 0 | 0 | 0 | 0 | 0 | 0 | 0 | 0 | 0 | 0 | 0 | 0 | 0 | 0 | 0 | 0 | 0 | 0 | 0 | 0 | 0 | 0 | 0 | 0 | 0 | 0 | 0 | 7578849.1749 | OK
| 2004 | 0 | 0 | 0 | 0 | 0 | 0 | 0 | 0 | 0 | 0 | 0 | 0 | 0 | 0 | 0 | 0 | 0 | 0 | 0 | 757884.9175 | 757884.9175 | 757884.9175 | 757884.9175 | 757884.9175 | 757884.9175 | 757884.9175 | 757884.9175 | 757884.9175 | 757884.9175 | 0 | 0 | 0 | 0 | 0 | 0 | 0 | 0 | 0 | 0 | 0 | 0 | 0 | 0 | 0 | 0 | 0 | 0 | 0 | 0 | 0 | 0 | 0 | 0 | 0 | 0 | 0 | 0 | 0 | 0 | 7578849.1749 | OK
| 2005 | 0 | 0 | 0 | 0 | 0 | 0 | 0 | 0 | 0 | 0 | 0 | 0 | 0 | 0 | 0 | 0 | 0 | 0 | 0 | 0 | 757884.9175 | 757884.9175 | 757884.9175 | 757884.9175 | 757884.9175 | 757884.9175 | 757884.9175 | 757884.9175 | 757884.9175 | 757884.9175 | 0 | 0 | 0 | 0 | 0 | 0 | 0 | 0 | 0 | 0 | 0 | 0 | 0 | 0 | 0 | 0 | 0 | 0 | 0 | 0 | 0 | 0 | 0 | 0 | 0 | 0 | 0 | 0 | 0 | 7578849.1749 | OK
| 2006 | 0 | 0 | 0 | 0 | 0 | 0 | 0 | 0 | 0 | 0 | 0 | 0 | 0 | 0 | 0 | 0 | 0 | 0 | 0 | 0 | 0 | 757884.9175 | 757884.9175 | 757884.9175 | 757884.9175 | 757884.9175 | 757884.9175 | 757884.9175 | 757884.9175 | 757884.9175 | 757884.9175 | 0 | 0 | 0 | 0 | 0 | 0 | 0 | 0 | 0 | 0 | 0 | 0 | 0 | 0 | 0 | 0 | 0 | 0 | 0 | 0 | 0 | 0 | 0 | 0 | 0 | 0 | 0 | 0 | 7578849.1749 | OK
| 2007 | 0 | 0 | 0 | 0 | 0 | 0 | 0 | 0 | 0 | 0 | 0 | 0 | 0 | 0 | 0 | 0 | 0 | 0 | 0 | 0 | 0 | 0 | 757884.9175 | 757884.9175 | 757884.9175 | 757884.9175 | 757884.9175 | 757884.9175 | 757884.9175 | 757884.9175 | 757884.9175 | 775727.6012 | 0 | 0 | 0 | 0 | 0 | 0 | 0 | 0 | 0 | 0 | 0 | 0 | 0 | 0 | 0 | 0 | 0 | 0 | 0 | 0 | 0 | 0 | 0 | 0 | 0 | 0 | 0 | 7596691.8587 | OK
| 2008 | 0 | 0 | 0 | 0 | 0 | 0 | 0 | 0 | 0 | 0 | 0 | 0 | 0 | 0 | 0 | 0 | 0 | 0 | 0 | 0 | 0 | 0 | 0 | 757884.9175 | 757884.9175 | 757884.9175 | 757884.9175 | 757884.9175 | 757884.9175 | 757884.9175 | 757884.9175 | 775727.6012 | 793990.3505 | 0 | 0 | 0 | 0 | 0 | 0 | 0 | 0 | 0 | 0 | 0 | 0 | 0 | 0 | 0 | 0 | 0 | 0 | 0 | 0 | 0 | 0 | 0 | 0 | 0 | 0 | 7632797.2917 | OK
| 2009 | 0 | 0 | 0 | 0 | 0 | 0 | 0 | 0 | 0 | 0 | 0 | 0 | 0 | 0 | 0 | 0 | 0 | 0 | 0 | 0 | 0 | 0 | 0 | 0 | 757884.9175 | 757884.9175 | 757884.9175 | 757884.9175 | 757884.9175 | 757884.9175 | 757884.9175 | 775727.6012 | 793990.3505 | 812253.0998 | 0 | 0 | 0 | 0 | 0 | 0 | 0 | 0 | 0 | 0 | 0 | 0 | 0 | 0 | 0 | 0 | 0 | 0 | 0 | 0 | 0 | 0 | 0 | 0 | 0 | 7687165.4741 | OK
| 2010 | 0 | 0 | 0 | 0 | 0 | 0 | 0 | 0 | 0 | 0 | 0 | 0 | 0 | 0 | 0 | 0 | 0 | 0 | 0 | 0 | 0 | 0 | 0 | 0 | 0 | 757884.9175 | 757884.9175 | 757884.9175 | 757884.9175 | 757884.9175 | 757884.9175 | 775727.6012 | 793990.3505 | 812253.0998 | 830515.8492 | 0 | 0 | 0 | 0 | 0 | 0 | 0 | 0 | 0 | 0 | 0 | 0 | 0 | 0 | 0 | 0 | 0 | 0 | 0 | 0 | 0 | 0 | 0 | 0 | 7759796.4057 | OK
| 2011 | 0 | 0 | 0 | 0 | 0 | 0 | 0 | 0 | 0 | 0 | 0 | 0 | 0 | 0 | 0 | 0 | 0 | 0 | 0 | 0 | 0 | 0 | 0 | 0 | 0 | 0 | 757884.9175 | 757884.9175 | 757884.9175 | 757884.9175 | 757884.9175 | 775727.6012 | 793990.3505 | 812253.0998 | 830515.8492 | 848778.5985 | 0 | 0 | 0 | 0 | 0 | 0 | 0 | 0 | 0 | 0 | 0 | 0 | 0 | 0 | 0 | 0 | 0 | 0 | 0 | 0 | 0 | 0 | 0 | 7850690.0867 | OK
| 2012 | 0 | 0 | 0 | 0 | 0 | 0 | 0 | 0 | 0 | 0 | 0 | 0 | 0 | 0 | 0 | 0 | 0 | 0 | 0 | 0 | 0 | 0 | 0 | 0 | 0 | 0 | 0 | 757884.9175 | 757884.9175 | 757884.9175 | 757884.9175 | 775727.6012 | 793990.3505 | 812253.0998 | 830515.8492 | 848778.5985 | 858440.8588 | 0 | 0 | 0 | 0 | 0 | 0 | 0 | 0 | 0 | 0 | 0 | 0 | 0 | 0 | 0 | 0 | 0 | 0 | 0 | 0 | 0 | 0 | 7951246.028 | OK
| 2013 | 0 | 0 | 0 | 0 | 0 | 0 | 0 | 0 | 0 | 0 | 0 | 0 | 0 | 0 | 0 | 0 | 0 | 0 | 0 | 0 | 0 | 0 | 0 | 0 | 0 | 0 | 0 | 0 | 757884.9175 | 757884.9175 | 757884.9175 | 775727.6012 | 793990.3505 | 812253.0998 | 830515.8492 | 848778.5985 | 858440.8588 | 868957.1191 | 0 | 0 | 0 | 0 | 0 | 0 | 0 | 0 | 0 | 0 | 0 | 0 | 0 | 0 | 0 | 0 | 0 | 0 | 0 | 0 | 0 | 8062318.2295 | OK
| 2014 | 0 | 0 | 0 | 0 | 0 | 0 | 0 | 0 | 0 | 0 | 0 | 0 | 0 | 0 | 0 | 0 | 0 | 0 | 0 | 0 | 0 | 0 | 0 | 0 | 0 | 0 | 0 | 0 | 0 | 757884.9175 | 757884.9175 | 775727.6012 | 793990.3505 | 812253.0998 | 830515.8492 | 848778.5985 | 858440.8588 | 868957.1191 | 881604.2218 | 0 | 0 | 0 | 0 | 0 | 0 | 0 | 0 | 0 | 0 | 0 | 0 | 0 | 0 | 0 | 0 | 0 | 0 | 0 | 0 | 8186037.5339 | OK
| 2015 | 0 | 0 | 0 | 0 | 0 | 0 | 0 | 0 | 0 | 0 | 0 | 0 | 0 | 0 | 0 | 0 | 0 | 0 | 0 | 0 | 0 | 0 | 0 | 0 | 0 | 0 | 0 | 0 | 0 | 0 | 757884.9175 | 775727.6012 | 793990.3505 | 812253.0998 | 830515.8492 | 848778.5985 | 858440.8588 | 868957.1191 | 881604.2218 | 892193.4147 | 0 | 0 | 0 | 0 | 0 | 0 | 0 | 0 | 0 | 0 | 0 | 0 | 0 | 0 | 0 | 0 | 0 | 0 | 0 | 8320346.031 | OK
| 2016 | 0 | 0 | 0 | 0 | 0 | 0 | 0 | 0 | 0 | 0 | 0 | 0 | 0 | 0 | 0 | 0 | 0 | 0 | 0 | 0 | 0 | 0 | 0 | 0 | 0 | 0 | 0 | 0 | 0 | 0 | 0 | 775727.6012 | 793990.3505 | 812253.0998 | 830515.8492 | 848778.5985 | 858440.8588 | 868957.1191 | 881604.2218 | 892193.4147 | 901771.3646 | 0 | 0 | 0 | 0 | 0 | 0 | 0 | 0 | 0 | 0 | 0 | 0 | 0 | 0 | 0 | 0 | 0 | 0 | 8464232.4781 | OK
| 2017 | 0 | 0 | 0 | 0 | 0 | 0 | 0 | 0 | 0 | 0 | 0 | 0 | 0 | 0 | 0 | 0 | 0 | 0 | 0 | 0 | 0 | 0 | 0 | 0 | 0 | 0 | 0 | 0 | 0 | 0 | 0 | 0 | 793990.3505 | 812253.0998 | 830515.8492 | 848778.5985 | 858440.8588 | 868957.1191 | 881604.2218 | 892193.4147 | 901771.3646 | 910581.3652 | 0 | 0 | 0 | 0 | 0 | 0 | 0 | 0 | 0 | 0 | 0 | 0 | 0 | 0 | 0 | 0 | 0 | 8599086.242 | OK
| 2018 | 0 | 0 | 0 | 0 | 0 | 0 | 0 | 0 | 0 | 0 | 0 | 0 | 0 | 0 | 0 | 0 | 0 | 0 | 0 | 0 | 0 | 0 | 0 | 0 | 0 | 0 | 0 | 0 | 0 | 0 | 0 | 0 | 0 | 812253.0998 | 830515.8492 | 848778.5985 | 858440.8588 | 868957.1191 | 881604.2218 | 892193.4147 | 901771.3646 | 910581.3652 | 921370.1846 | 0 | 0 | 0 | 0 | 0 | 0 | 0 | 0 | 0 | 0 | 0 | 0 | 0 | 0 | 0 | 0 | 8726466.0761 | OK
| 2019 | 0 | 0 | 0 | 0 | 0 | 0 | 0 | 0 | 0 | 0 | 0 | 0 | 0 | 0 | 0 | 0 | 0 | 0 | 0 | 0 | 0 | 0 | 0 | 0 | 0 | 0 | 0 | 0 | 0 | 0 | 0 | 0 | 0 | 0 | 830515.8492 | 848778.5985 | 858440.8588 | 868957.1191 | 881604.2218 | 892193.4147 | 901771.3646 | 910581.3652 | 921370.1846 | 930433.8957 | 0 | 0 | 0 | 0 | 0 | 0 | 0 | 0 | 0 | 0 | 0 | 0 | 0 | 0 | 0 | 8844646.8719 | OK
| 2020 | 0 | 0 | 0 | 0 | 0 | 0 | 0 | 0 | 0 | 0 | 0 | 0 | 0 | 0 | 0 | 0 | 0 | 0 | 0 | 0 | 0 | 0 | 0 | 0 | 0 | 0 | 0 | 0 | 0 | 0 | 0 | 0 | 0 | 0 | 0 | 848778.5985 | 858440.8588 | 868957.1191 | 881604.2218 | 892193.4147 | 901771.3646 | 910581.3652 | 921370.1846 | 930433.8957 | 939440.7132 | 0 | 0 | 0 | 0 | 0 | 0 | 0 | 0 | 0 | 0 | 0 | 0 | 0 | 0 | 8953571.7359 | OK
| 2021 | 0 | 0 | 0 | 0 | 0 | 0 | 0 | 0 | 0 | 0 | 0 | 0 | 0 | 0 | 0 | 0 | 0 | 0 | 0 | 0 | 0 | 0 | 0 | 0 | 0 | 0 | 0 | 0 | 0 | 0 | 0 | 0 | 0 | 0 | 0 | 0 | 858440.8588 | 868957.1191 | 881604.2218 | 892193.4147 | 901771.3646 | 910581.3652 | 921370.1846 | 930433.8957 | 939440.7132 | 948737.7471 | 0 | 0 | 0 | 0 | 0 | 0 | 0 | 0 | 0 | 0 | 0 | 0 | 0 | 9053530.8846 | OK
| 2022 | 0 | 0 | 0 | 0 | 0 | 0 | 0 | 0 | 0 | 0 | 0 | 0 | 0 | 0 | 0 | 0 | 0 | 0 | 0 | 0 | 0 | 0 | 0 | 0 | 0 | 0 | 0 | 0 | 0 | 0 | 0 | 0 | 0 | 0 | 0 | 0 | 0 | 868957.1191 | 881604.2218 | 892193.4147 | 901771.3646 | 910581.3652 | 921370.1846 | 930433.8957 | 939440.7132 | 948737.7471 | 959181.9666 | 0 | 0 | 0 | 0 | 0 | 0 | 0 | 0 | 0 | 0 | 0 | 0 | 9154271.9924 | OK
| 2023 | 0 | 0 | 0 | 0 | 0 | 0 | 0 | 0 | 0 | 0 | 0 | 0 | 0 | 0 | 0 | 0 | 0 | 0 | 0 | 0 | 0 | 0 | 0 | 0 | 0 | 0 | 0 | 0 | 0 | 0 | 0 | 0 | 0 | 0 | 0 | 0 | 0 | 0 | 881604.2218 | 892193.4147 | 901771.3646 | 910581.3652 | 921370.1846 | 930433.8957 | 939440.7132 | 948737.7471 | 959181.9666 | 968509.5802 | 0 | 0 | 0 | 0 | 0 | 0 | 0 | 0 | 0 | 0 | 0 | 9253824.4536 | OK
| 2024 | 0 | 0 | 0 | 0 | 0 | 0 | 0 | 0 | 0 | 0 | 0 | 0 | 0 | 0 | 0 | 0 | 0 | 0 | 0 | 0 | 0 | 0 | 0 | 0 | 0 | 0 | 0 | 0 | 0 | 0 | 0 | 0 | 0 | 0 | 0 | 0 | 0 | 0 | 0 | 892193.4147 | 901771.3646 | 910581.3652 | 921370.1846 | 930433.8957 | 939440.7132 | 948737.7471 | 959181.9666 | 968509.5802 | 975876.2488 | 0 | 0 | 0 | 0 | 0 | 0 | 0 | 0 | 0 | 0 | 9348096.4806 | OK
| 2025 | 0 | 0 | 0 | 0 | 0 | 0 | 0 | 0 | 0 | 0 | 0 | 0 | 0 | 0 | 0 | 0 | 0 | 0 | 0 | 0 | 0 | 0 | 0 | 0 | 0 | 0 | 0 | 0 | 0 | 0 | 0 | 0 | 0 | 0 | 0 | 0 | 0 | 0 | 0 | 0 | 901771.3646 | 910581.3652 | 921370.1846 | 930433.8957 | 939440.7132 | 948737.7471 | 959181.9666 | 968509.5802 | 975876.2488 | 983815.7637 | 0 | 0 | 0 | 0 | 0 | 0 | 0 | 0 | 0 | 9439718.8297 | OK
| 2026 | 0 | 0 | 0 | 0 | 0 | 0 | 0 | 0 | 0 | 0 | 0 | 0 | 0 | 0 | 0 | 0 | 0 | 0 | 0 | 0 | 0 | 0 | 0 | 0 | 0 | 0 | 0 | 0 | 0 | 0 | 0 | 0 | 0 | 0 | 0 | 0 | 0 | 0 | 0 | 0 | 0 | 910581.3652 | 921370.1846 | 930433.8957 | 939440.7132 | 948737.7471 | 959181.9666 | 968509.5802 | 975876.2488 | 983815.7637 | 992598.5777 | 0 | 0 | 0 | 0 | 0 | 0 | 0 | 0 | 9530546.0427 | OK
| 2027 | 0 | 0 | 0 | 0 | 0 | 0 | 0 | 0 | 0 | 0 | 0 | 0 | 0 | 0 | 0 | 0 | 0 | 0 | 0 | 0 | 0 | 0 | 0 | 0 | 0 | 0 | 0 | 0 | 0 | 0 | 0 | 0 | 0 | 0 | 0 | 0 | 0 | 0 | 0 | 0 | 0 | 0 | 921370.1846 | 930433.8957 | 939440.7132 | 948737.7471 | 959181.9666 | 968509.5802 | 975876.2488 | 983815.7637 | 992598.5777 | 1001893.5188 | 0 | 0 | 0 | 0 | 0 | 0 | 0 | 9621858.1964 | OK
| 2028 | 0 | 0 | 0 | 0 | 0 | 0 | 0 | 0 | 0 | 0 | 0 | 0 | 0 | 0 | 0 | 0 | 0 | 0 | 0 | 0 | 0 | 0 | 0 | 0 | 0 | 0 | 0 | 0 | 0 | 0 | 0 | 0 | 0 | 0 | 0 | 0 | 0 | 0 | 0 | 0 | 0 | 0 | 0 | 930433.8957 | 939440.7132 | 948737.7471 | 959181.9666 | 968509.5802 | 975876.2488 | 983815.7637 | 992598.5777 | 1001893.5188 | 1010980.4804 | 0 | 0 | 0 | 0 | 0 | 0 | 9711468.4922 | OK
| 2029 | 0 | 0 | 0 | 0 | 0 | 0 | 0 | 0 | 0 | 0 | 0 | 0 | 0 | 0 | 0 | 0 | 0 | 0 | 0 | 0 | 0 | 0 | 0 | 0 | 0 | 0 | 0 | 0 | 0 | 0 | 0 | 0 | 0 | 0 | 0 | 0 | 0 | 0 | 0 | 0 | 0 | 0 | 0 | 0 | 939440.7132 | 948737.7471 | 959181.9666 | 968509.5802 | 975876.2488 | 983815.7637 | 992598.5777 | 1001893.5188 | 1010980.4804 | 1020629.5409 | 0 | 0 | 0 | 0 | 0 | 9801664.1374 | OK
| 2030 | 0 | 0 | 0 | 0 | 0 | 0 | 0 | 0 | 0 | 0 | 0 | 0 | 0 | 0 | 0 | 0 | 0 | 0 | 0 | 0 | 0 | 0 | 0 | 0 | 0 | 0 | 0 | 0 | 0 | 0 | 0 | 0 | 0 | 0 | 0 | 0 | 0 | 0 | 0 | 0 | 0 | 0 | 0 | 0 | 0 | 948737.7471 | 959181.9666 | 968509.5802 | 975876.2488 | 983815.7637 | 992598.5777 | 1001893.5188 | 1010980.4804 | 1020629.5409 | 1030731.551 | 0 | 0 | 0 | 0 | 9892954.9751 | OK
| 2031 | 0 | 0 | 0 | 0 | 0 | 0 | 0 | 0 | 0 | 0 | 0 | 0 | 0 | 0 | 0 | 0 | 0 | 0 | 0 | 0 | 0 | 0 | 0 | 0 | 0 | 0 | 0 | 0 | 0 | 0 | 0 | 0 | 0 | 0 | 0 | 0 | 0 | 0 | 0 | 0 | 0 | 0 | 0 | 0 | 0 | 0 | 959181.9666 | 968509.5802 | 975876.2488 | 983815.7637 | 992598.5777 | 1001893.5188 | 1010980.4804 | 1020629.5409 | 1030731.551 | 1041084.9717 | 0 | 0 | 0 | 9985302.1997 | OK
| 2032 | 0 | 0 | 0 | 0 | 0 | 0 | 0 | 0 | 0 | 0 | 0 | 0 | 0 | 0 | 0 | 0 | 0 | 0 | 0 | 0 | 0 | 0 | 0 | 0 | 0 | 0 | 0 | 0 | 0 | 0 | 0 | 0 | 0 | 0 | 0 | 0 | 0 | 0 | 0 | 0 | 0 | 0 | 0 | 0 | 0 | 0 | 0 | 968509.5802 | 975876.2488 | 983815.7637 | 992598.5777 | 1001893.5188 | 1010980.4804 | 1020629.5409 | 1030731.551 | 1041084.9717 | 1051434.6349 | 0 | 0 | 10077554.868 | OK
| 2033 | 0 | 0 | 0 | 0 | 0 | 0 | 0 | 0 | 0 | 0 | 0 | 0 | 0 | 0 | 0 | 0 | 0 | 0 | 0 | 0 | 0 | 0 | 0 | 0 | 0 | 0 | 0 | 0 | 0 | 0 | 0 | 0 | 0 | 0 | 0 | 0 | 0 | 0 | 0 | 0 | 0 | 0 | 0 | 0 | 0 | 0 | 0 | 0 | 975876.2488 | 983815.7637 | 992598.5777 | 1001893.5188 | 1010980.4804 | 1020629.5409 | 1030731.551 | 1041084.9717 | 1051434.6349 | 1061867.323 | 0 | 10170912.6107 | OK
| 2034 | 0 | 0 | 0 | 0 | 0 | 0 | 0 | 0 | 0 | 0 | 0 | 0 | 0 | 0 | 0 | 0 | 0 | 0 | 0 | 0 | 0 | 0 | 0 | 0 | 0 | 0 | 0 | 0 | 0 | 0 | 0 | 0 | 0 | 0 | 0 | 0 | 0 | 0 | 0 | 0 | 0 | 0 | 0 | 0 | 0 | 0 | 0 | 0 | 0 | 983815.7637 | 992598.5777 | 1001893.5188 | 1010980.4804 | 1020629.5409 | 1030731.551 | 1041084.9717 | 1051434.6349 | 1061867.323 | 1072758.0631 | 10267794.425 | OK
Vintage Distribution
|  | 1976 | 1977 | 1978 | 1979 | 1980 | 1981 | 1982 | 1983 | 1984 | 1985 | 1986 | 1987 | 1988 | 1989 | 1990 | 1991 | 1992 | 1993 | 1994 | 1995 | 1996 | 1997 | 1998 | 1999 | 2000 | 2001 | 2002 | 2003 | 2004 | 2005 | 2006 | 2007 | 2008 | 2009 | 2010 | 2011 | 2012 | 2013 | 2014 | 2015 | 2016 | 2017 | 2018 | 2019 | 2020 | 2021 | 2022 | 2023 | 2024 | 2025 | 2026 | 2027 | 2028 | 2029 | 2030 | 2031 | 2032 | 2033 | 2034 | Sum Check
| 1976 | [59 empty] | 0% | bar: 1976 to 2034
| 1977 | 0% | 100% | 0% | 0% | 0% | 0% | 0% | 0% | 0% | 0% | 0% | 0% | 0% | 0% | 0% | 0% | 0% | 0% | 0% | 0% | 0% | 0% | 0% | 0% | 0% | 0% | 0% | 0% | 0% | 0% | 0% | 0% | 0% | 0% | 0% | 0% | 0% | 0% | 0% | 0% | 0% | 0% | 0% | 0% | 0% | 0% | 0% | 0% | 0% | 0% | 0% | 0% | 0% | 0% | 0% | 0% | 0% | 0% | 0% | 100%
| 1978 | 0% | 50% | 50% | 0% | 0% | 0% | 0% | 0% | 0% | 0% | 0% | 0% | 0% | 0% | 0% | 0% | 0% | 0% | 0% | 0% | 0% | 0% | 0% | 0% | 0% | 0% | 0% | 0% | 0% | 0% | 0% | 0% | 0% | 0% | 0% | 0% | 0% | 0% | 0% | 0% | 0% | 0% | 0% | 0% | 0% | 0% | 0% | 0% | 0% | 0% | 0% | 0% | 0% | 0% | 0% | 0% | 0% | 0% | 0% | 100%
| 1979 | 0% | 33.33% | 33.33% | 33.33% | 0% | 0% | 0% | 0% | 0% | 0% | 0% | 0% | 0% | 0% | 0% | 0% | 0% | 0% | 0% | 0% | 0% | 0% | 0% | 0% | 0% | 0% | 0% | 0% | 0% | 0% | 0% | 0% | 0% | 0% | 0% | 0% | 0% | 0% | 0% | 0% | 0% | 0% | 0% | 0% | 0% | 0% | 0% | 0% | 0% | 0% | 0% | 0% | 0% | 0% | 0% | 0% | 0% | 0% | 0% | 100%
| 1980 | 0% | 25% | 25% | 25% | 25% | 0% | 0% | 0% | 0% | 0% | 0% | 0% | 0% | 0% | 0% | 0% | 0% | 0% | 0% | 0% | 0% | 0% | 0% | 0% | 0% | 0% | 0% | 0% | 0% | 0% | 0% | 0% | 0% | 0% | 0% | 0% | 0% | 0% | 0% | 0% | 0% | 0% | 0% | 0% | 0% | 0% | 0% | 0% | 0% | 0% | 0% | 0% | 0% | 0% | 0% | 0% | 0% | 0% | 0% | 100%
| 1981 | 0% | 20% | 20% | 20% | 20% | 20% | 0% | 0% | 0% | 0% | 0% | 0% | 0% | 0% | 0% | 0% | 0% | 0% | 0% | 0% | 0% | 0% | 0% | 0% | 0% | 0% | 0% | 0% | 0% | 0% | 0% | 0% | 0% | 0% | 0% | 0% | 0% | 0% | 0% | 0% | 0% | 0% | 0% | 0% | 0% | 0% | 0% | 0% | 0% | 0% | 0% | 0% | 0% | 0% | 0% | 0% | 0% | 0% | 0% | 100%
| 1982 | 0% | 16.67% | 16.67% | 16.67% | 16.67% | 16.67% | 16.67% | 0% | 0% | 0% | 0% | 0% | 0% | 0% | 0% | 0% | 0% | 0% | 0% | 0% | 0% | 0% | 0% | 0% | 0% | 0% | 0% | 0% | 0% | 0% | 0% | 0% | 0% | 0% | 0% | 0% | 0% | 0% | 0% | 0% | 0% | 0% | 0% | 0% | 0% | 0% | 0% | 0% | 0% | 0% | 0% | 0% | 0% | 0% | 0% | 0% | 0% | 0% | 0% | 100%
| 1983 | 0% | 14.29% | 14.29% | 14.29% | 14.29% | 14.29% | 14.29% | 14.29% | 0% | 0% | 0% | 0% | 0% | 0% | 0% | 0% | 0% | 0% | 0% | 0% | 0% | 0% | 0% | 0% | 0% | 0% | 0% | 0% | 0% | 0% | 0% | 0% | 0% | 0% | 0% | 0% | 0% | 0% | 0% | 0% | 0% | 0% | 0% | 0% | 0% | 0% | 0% | 0% | 0% | 0% | 0% | 0% | 0% | 0% | 0% | 0% | 0% | 0% | 0% | 100%
| 1984 | 0% | 12.5% | 12.5% | 12.5% | 12.5% | 12.5% | 12.5% | 12.5% | 12.5% | 0% | 0% | 0% | 0% | 0% | 0% | 0% | 0% | 0% | 0% | 0% | 0% | 0% | 0% | 0% | 0% | 0% | 0% | 0% | 0% | 0% | 0% | 0% | 0% | 0% | 0% | 0% | 0% | 0% | 0% | 0% | 0% | 0% | 0% | 0% | 0% | 0% | 0% | 0% | 0% | 0% | 0% | 0% | 0% | 0% | 0% | 0% | 0% | 0% | 0% | 100%
| 1985 | 0% | 11.11% | 11.11% | 11.11% | 11.11% | 11.11% | 11.11% | 11.11% | 11.11% | 11.11% | 0% | 0% | 0% | 0% | 0% | 0% | 0% | 0% | 0% | 0% | 0% | 0% | 0% | 0% | 0% | 0% | 0% | 0% | 0% | 0% | 0% | 0% | 0% | 0% | 0% | 0% | 0% | 0% | 0% | 0% | 0% | 0% | 0% | 0% | 0% | 0% | 0% | 0% | 0% | 0% | 0% | 0% | 0% | 0% | 0% | 0% | 0% | 0% | 0% | 100%
| 1986 | 0% | 10% | 10% | 10% | 10% | 10% | 10% | 10% | 10% | 10% | 10% | 0% | 0% | 0% | 0% | 0% | 0% | 0% | 0% | 0% | 0% | 0% | 0% | 0% | 0% | 0% | 0% | 0% | 0% | 0% | 0% | 0% | 0% | 0% | 0% | 0% | 0% | 0% | 0% | 0% | 0% | 0% | 0% | 0% | 0% | 0% | 0% | 0% | 0% | 0% | 0% | 0% | 0% | 0% | 0% | 0% | 0% | 0% | 0% | 100%
| 1987 | 0% | 0% | 10% | 10% | 10% | 10% | 10% | 10% | 10% | 10% | 10% | 10% | 0% | 0% | 0% | 0% | 0% | 0% | 0% | 0% | 0% | 0% | 0% | 0% | 0% | 0% | 0% | 0% | 0% | 0% | 0% | 0% | 0% | 0% | 0% | 0% | 0% | 0% | 0% | 0% | 0% | 0% | 0% | 0% | 0% | 0% | 0% | 0% | 0% | 0% | 0% | 0% | 0% | 0% | 0% | 0% | 0% | 0% | 0% | 100%
| 1988 | 0% | 0% | 0% | 10% | 10% | 10% | 10% | 10% | 10% | 10% | 10% | 10% | 10% | 0% | 0% | 0% | 0% | 0% | 0% | 0% | 0% | 0% | 0% | 0% | 0% | 0% | 0% | 0% | 0% | 0% | 0% | 0% | 0% | 0% | 0% | 0% | 0% | 0% | 0% | 0% | 0% | 0% | 0% | 0% | 0% | 0% | 0% | 0% | 0% | 0% | 0% | 0% | 0% | 0% | 0% | 0% | 0% | 0% | 0% | 100%
| 1989 | 0% | 0% | 0% | 0% | 10% | 10% | 10% | 10% | 10% | 10% | 10% | 10% | 10% | 10% | 0% | 0% | 0% | 0% | 0% | 0% | 0% | 0% | 0% | 0% | 0% | 0% | 0% | 0% | 0% | 0% | 0% | 0% | 0% | 0% | 0% | 0% | 0% | 0% | 0% | 0% | 0% | 0% | 0% | 0% | 0% | 0% | 0% | 0% | 0% | 0% | 0% | 0% | 0% | 0% | 0% | 0% | 0% | 0% | 0% | 100%
| 1990 | 0% | 0% | 0% | 0% | 0% | 10% | 10% | 10% | 10% | 10% | 10% | 10% | 10% | 10% | 10% | 0% | 0% | 0% | 0% | 0% | 0% | 0% | 0% | 0% | 0% | 0% | 0% | 0% | 0% | 0% | 0% | 0% | 0% | 0% | 0% | 0% | 0% | 0% | 0% | 0% | 0% | 0% | 0% | 0% | 0% | 0% | 0% | 0% | 0% | 0% | 0% | 0% | 0% | 0% | 0% | 0% | 0% | 0% | 0% | 100%
| 1991 | 0% | 0% | 0% | 0% | 0% | 0% | 10% | 10% | 10% | 10% | 10% | 10% | 10% | 10% | 10% | 10% | 0% | 0% | 0% | 0% | 0% | 0% | 0% | 0% | 0% | 0% | 0% | 0% | 0% | 0% | 0% | 0% | 0% | 0% | 0% | 0% | 0% | 0% | 0% | 0% | 0% | 0% | 0% | 0% | 0% | 0% | 0% | 0% | 0% | 0% | 0% | 0% | 0% | 0% | 0% | 0% | 0% | 0% | 0% | 100%
| 1992 | 0% | 0% | 0% | 0% | 0% | 0% | 0% | 10% | 10% | 10% | 10% | 10% | 10% | 10% | 10% | 10% | 10% | 0% | 0% | 0% | 0% | 0% | 0% | 0% | 0% | 0% | 0% | 0% | 0% | 0% | 0% | 0% | 0% | 0% | 0% | 0% | 0% | 0% | 0% | 0% | 0% | 0% | 0% | 0% | 0% | 0% | 0% | 0% | 0% | 0% | 0% | 0% | 0% | 0% | 0% | 0% | 0% | 0% | 0% | 100%
| 1993 | 0% | 0% | 0% | 0% | 0% | 0% | 0% | 0% | 10% | 10% | 10% | 10% | 10% | 10% | 10% | 10% | 10% | 10% | 0% | 0% | 0% | 0% | 0% | 0% | 0% | 0% | 0% | 0% | 0% | 0% | 0% | 0% | 0% | 0% | 0% | 0% | 0% | 0% | 0% | 0% | 0% | 0% | 0% | 0% | 0% | 0% | 0% | 0% | 0% | 0% | 0% | 0% | 0% | 0% | 0% | 0% | 0% | 0% | 0% | 100%
| 1994 | 0% | 0% | 0% | 0% | 0% | 0% | 0% | 0% | 0% | 10% | 10% | 10% | 10% | 10% | 10% | 10% | 10% | 10% | 10% | 0% | 0% | 0% | 0% | 0% | 0% | 0% | 0% | 0% | 0% | 0% | 0% | 0% | 0% | 0% | 0% | 0% | 0% | 0% | 0% | 0% | 0% | 0% | 0% | 0% | 0% | 0% | 0% | 0% | 0% | 0% | 0% | 0% | 0% | 0% | 0% | 0% | 0% | 0% | 0% | 100%
| 1995 | 0% | 0% | 0% | 0% | 0% | 0% | 0% | 0% | 0% | 0% | 10% | 10% | 10% | 10% | 10% | 10% | 10% | 10% | 10% | 10% | 0% | 0% | 0% | 0% | 0% | 0% | 0% | 0% | 0% | 0% | 0% | 0% | 0% | 0% | 0% | 0% | 0% | 0% | 0% | 0% | 0% | 0% | 0% | 0% | 0% | 0% | 0% | 0% | 0% | 0% | 0% | 0% | 0% | 0% | 0% | 0% | 0% | 0% | 0% | 100%
| 1996 | 0% | 0% | 0% | 0% | 0% | 0% | 0% | 0% | 0% | 0% | 0% | 10% | 10% | 10% | 10% | 10% | 10% | 10% | 10% | 10% | 10% | 0% | 0% | 0% | 0% | 0% | 0% | 0% | 0% | 0% | 0% | 0% | 0% | 0% | 0% | 0% | 0% | 0% | 0% | 0% | 0% | 0% | 0% | 0% | 0% | 0% | 0% | 0% | 0% | 0% | 0% | 0% | 0% | 0% | 0% | 0% | 0% | 0% | 0% | 100%
| 1997 | 0% | 0% | 0% | 0% | 0% | 0% | 0% | 0% | 0% | 0% | 0% | 0% | 10% | 10% | 10% | 10% | 10% | 10% | 10% | 10% | 10% | 10% | 0% | 0% | 0% | 0% | 0% | 0% | 0% | 0% | 0% | 0% | 0% | 0% | 0% | 0% | 0% | 0% | 0% | 0% | 0% | 0% | 0% | 0% | 0% | 0% | 0% | 0% | 0% | 0% | 0% | 0% | 0% | 0% | 0% | 0% | 0% | 0% | 0% | 100%
| 1998 | 0% | 0% | 0% | 0% | 0% | 0% | 0% | 0% | 0% | 0% | 0% | 0% | 0% | 10% | 10% | 10% | 10% | 10% | 10% | 10% | 10% | 10% | 10% | 0% | 0% | 0% | 0% | 0% | 0% | 0% | 0% | 0% | 0% | 0% | 0% | 0% | 0% | 0% | 0% | 0% | 0% | 0% | 0% | 0% | 0% | 0% | 0% | 0% | 0% | 0% | 0% | 0% | 0% | 0% | 0% | 0% | 0% | 0% | 0% | 100%
| 1999 | 0% | 0% | 0% | 0% | 0% | 0% | 0% | 0% | 0% | 0% | 0% | 0% | 0% | 0% | 10% | 10% | 10% | 10% | 10% | 10% | 10% | 10% | 10% | 10% | 0% | 0% | 0% | 0% | 0% | 0% | 0% | 0% | 0% | 0% | 0% | 0% | 0% | 0% | 0% | 0% | 0% | 0% | 0% | 0% | 0% | 0% | 0% | 0% | 0% | 0% | 0% | 0% | 0% | 0% | 0% | 0% | 0% | 0% | 0% | 100%
| 2000 | 0% | 0% | 0% | 0% | 0% | 0% | 0% | 0% | 0% | 0% | 0% | 0% | 0% | 0% | 0% | 10% | 10% | 10% | 10% | 10% | 10% | 10% | 10% | 10% | 10% | 0% | 0% | 0% | 0% | 0% | 0% | 0% | 0% | 0% | 0% | 0% | 0% | 0% | 0% | 0% | 0% | 0% | 0% | 0% | 0% | 0% | 0% | 0% | 0% | 0% | 0% | 0% | 0% | 0% | 0% | 0% | 0% | 0% | 0% | 100%
| 2001 | 0% | 0% | 0% | 0% | 0% | 0% | 0% | 0% | 0% | 0% | 0% | 0% | 0% | 0% | 0% | 0% | 10% | 10% | 10% | 10% | 10% | 10% | 10% | 10% | 10% | 10% | 0% | 0% | 0% | 0% | 0% | 0% | 0% | 0% | 0% | 0% | 0% | 0% | 0% | 0% | 0% | 0% | 0% | 0% | 0% | 0% | 0% | 0% | 0% | 0% | 0% | 0% | 0% | 0% | 0% | 0% | 0% | 0% | 0% | 100%
| 2002 | 0% | 0% | 0% | 0% | 0% | 0% | 0% | 0% | 0% | 0% | 0% | 0% | 0% | 0% | 0% | 0% | 0% | 10% | 10% | 10% | 10% | 10% | 10% | 10% | 10% | 10% | 10% | 0% | 0% | 0% | 0% | 0% | 0% | 0% | 0% | 0% | 0% | 0% | 0% | 0% | 0% | 0% | 0% | 0% | 0% | 0% | 0% | 0% | 0% | 0% | 0% | 0% | 0% | 0% | 0% | 0% | 0% | 0% | 0% | 100%
| 2003 | 0% | 0% | 0% | 0% | 0% | 0% | 0% | 0% | 0% | 0% | 0% | 0% | 0% | 0% | 0% | 0% | 0% | 0% | 10% | 10% | 10% | 10% | 10% | 10% | 10% | 10% | 10% | 10% | 0% | 0% | 0% | 0% | 0% | 0% | 0% | 0% | 0% | 0% | 0% | 0% | 0% | 0% | 0% | 0% | 0% | 0% | 0% | 0% | 0% | 0% | 0% | 0% | 0% | 0% | 0% | 0% | 0% | 0% | 0% | 100%
| 2004 | 0% | 0% | 0% | 0% | 0% | 0% | 0% | 0% | 0% | 0% | 0% | 0% | 0% | 0% | 0% | 0% | 0% | 0% | 0% | 10% | 10% | 10% | 10% | 10% | 10% | 10% | 10% | 10% | 10% | 0% | 0% | 0% | 0% | 0% | 0% | 0% | 0% | 0% | 0% | 0% | 0% | 0% | 0% | 0% | 0% | 0% | 0% | 0% | 0% | 0% | 0% | 0% | 0% | 0% | 0% | 0% | 0% | 0% | 0% | 100%
| 2005 | 0% | 0% | 0% | 0% | 0% | 0% | 0% | 0% | 0% | 0% | 0% | 0% | 0% | 0% | 0% | 0% | 0% | 0% | 0% | 0% | 10% | 10% | 10% | 10% | 10% | 10% | 10% | 10% | 10% | 10% | 0% | 0% | 0% | 0% | 0% | 0% | 0% | 0% | 0% | 0% | 0% | 0% | 0% | 0% | 0% | 0% | 0% | 0% | 0% | 0% | 0% | 0% | 0% | 0% | 0% | 0% | 0% | 0% | 0% | 100%
| 2006 | 0% | 0% | 0% | 0% | 0% | 0% | 0% | 0% | 0% | 0% | 0% | 0% | 0% | 0% | 0% | 0% | 0% | 0% | 0% | 0% | 0% | 10% | 10% | 10% | 10% | 10% | 10% | 10% | 10% | 10% | 10% | 0% | 0% | 0% | 0% | 0% | 0% | 0% | 0% | 0% | 0% | 0% | 0% | 0% | 0% | 0% | 0% | 0% | 0% | 0% | 0% | 0% | 0% | 0% | 0% | 0% | 0% | 0% | 0% | 100%
| 2007 | 0% | 0% | 0% | 0% | 0% | 0% | 0% | 0% | 0% | 0% | 0% | 0% | 0% | 0% | 0% | 0% | 0% | 0% | 0% | 0% | 0% | 0% | 9.977% | 9.977% | 9.977% | 9.977% | 9.977% | 9.977% | 9.977% | 9.977% | 9.977% | 10.21% | 0% | 0% | 0% | 0% | 0% | 0% | 0% | 0% | 0% | 0% | 0% | 0% | 0% | 0% | 0% | 0% | 0% | 0% | 0% | 0% | 0% | 0% | 0% | 0% | 0% | 0% | 0% | 100%
| 2008 | 0% | 0% | 0% | 0% | 0% | 0% | 0% | 0% | 0% | 0% | 0% | 0% | 0% | 0% | 0% | 0% | 0% | 0% | 0% | 0% | 0% | 0% | 0% | 9.929% | 9.929% | 9.929% | 9.929% | 9.929% | 9.929% | 9.929% | 9.929% | 10.16% | 10.4% | 0% | 0% | 0% | 0% | 0% | 0% | 0% | 0% | 0% | 0% | 0% | 0% | 0% | 0% | 0% | 0% | 0% | 0% | 0% | 0% | 0% | 0% | 0% | 0% | 0% | 0% | 100%
| 2009 | 0% | 0% | 0% | 0% | 0% | 0% | 0% | 0% | 0% | 0% | 0% | 0% | 0% | 0% | 0% | 0% | 0% | 0% | 0% | 0% | 0% | 0% | 0% | 0% | 9.859% | 9.859% | 9.859% | 9.859% | 9.859% | 9.859% | 9.859% | 10.09% | 10.33% | 10.57% | 0% | 0% | 0% | 0% | 0% | 0% | 0% | 0% | 0% | 0% | 0% | 0% | 0% | 0% | 0% | 0% | 0% | 0% | 0% | 0% | 0% | 0% | 0% | 0% | 0% | 100%
| 2010 | 0% | 0% | 0% | 0% | 0% | 0% | 0% | 0% | 0% | 0% | 0% | 0% | 0% | 0% | 0% | 0% | 0% | 0% | 0% | 0% | 0% | 0% | 0% | 0% | 0% | 9.767% | 9.767% | 9.767% | 9.767% | 9.767% | 9.767% | 9.997% | 10.23% | 10.47% | 10.7% | 0% | 0% | 0% | 0% | 0% | 0% | 0% | 0% | 0% | 0% | 0% | 0% | 0% | 0% | 0% | 0% | 0% | 0% | 0% | 0% | 0% | 0% | 0% | 0% | 100%
| 2011 | 0% | 0% | 0% | 0% | 0% | 0% | 0% | 0% | 0% | 0% | 0% | 0% | 0% | 0% | 0% | 0% | 0% | 0% | 0% | 0% | 0% | 0% | 0% | 0% | 0% | 0% | 9.654% | 9.654% | 9.654% | 9.654% | 9.654% | 9.881% | 10.11% | 10.35% | 10.58% | 10.81% | 0% | 0% | 0% | 0% | 0% | 0% | 0% | 0% | 0% | 0% | 0% | 0% | 0% | 0% | 0% | 0% | 0% | 0% | 0% | 0% | 0% | 0% | 0% | 100%
| 2012 | 0% | 0% | 0% | 0% | 0% | 0% | 0% | 0% | 0% | 0% | 0% | 0% | 0% | 0% | 0% | 0% | 0% | 0% | 0% | 0% | 0% | 0% | 0% | 0% | 0% | 0% | 0% | 9.532% | 9.532% | 9.532% | 9.532% | 9.756% | 9.986% | 10.22% | 10.45% | 10.67% | 10.8% | 0% | 0% | 0% | 0% | 0% | 0% | 0% | 0% | 0% | 0% | 0% | 0% | 0% | 0% | 0% | 0% | 0% | 0% | 0% | 0% | 0% | 0% | 100%
| 2013 | 0% | 0% | 0% | 0% | 0% | 0% | 0% | 0% | 0% | 0% | 0% | 0% | 0% | 0% | 0% | 0% | 0% | 0% | 0% | 0% | 0% | 0% | 0% | 0% | 0% | 0% | 0% | 0% | 9.4% | 9.4% | 9.4% | 9.622% | 9.848% | 10.07% | 10.3% | 10.53% | 10.65% | 10.78% | 0% | 0% | 0% | 0% | 0% | 0% | 0% | 0% | 0% | 0% | 0% | 0% | 0% | 0% | 0% | 0% | 0% | 0% | 0% | 0% | 0% | 100%
| 2014 | 0% | 0% | 0% | 0% | 0% | 0% | 0% | 0% | 0% | 0% | 0% | 0% | 0% | 0% | 0% | 0% | 0% | 0% | 0% | 0% | 0% | 0% | 0% | 0% | 0% | 0% | 0% | 0% | 0% | 9.258% | 9.258% | 9.476% | 9.699% | 9.922% | 10.15% | 10.37% | 10.49% | 10.62% | 10.77% | 0% | 0% | 0% | 0% | 0% | 0% | 0% | 0% | 0% | 0% | 0% | 0% | 0% | 0% | 0% | 0% | 0% | 0% | 0% | 0% | 100%
| 2015 | 0% | 0% | 0% | 0% | 0% | 0% | 0% | 0% | 0% | 0% | 0% | 0% | 0% | 0% | 0% | 0% | 0% | 0% | 0% | 0% | 0% | 0% | 0% | 0% | 0% | 0% | 0% | 0% | 0% | 0% | 9.109% | 9.323% | 9.543% | 9.762% | 9.982% | 10.2% | 10.32% | 10.44% | 10.6% | 10.72% | 0% | 0% | 0% | 0% | 0% | 0% | 0% | 0% | 0% | 0% | 0% | 0% | 0% | 0% | 0% | 0% | 0% | 0% | 0% | 100%
| 2016 | 0% | 0% | 0% | 0% | 0% | 0% | 0% | 0% | 0% | 0% | 0% | 0% | 0% | 0% | 0% | 0% | 0% | 0% | 0% | 0% | 0% | 0% | 0% | 0% | 0% | 0% | 0% | 0% | 0% | 0% | 0% | 9.165% | 9.381% | 9.596% | 9.812% | 10.03% | 10.14% | 10.27% | 10.42% | 10.54% | 10.65% | 0% | 0% | 0% | 0% | 0% | 0% | 0% | 0% | 0% | 0% | 0% | 0% | 0% | 0% | 0% | 0% | 0% | 0% | 100%
| 2017 | 0% | 0% | 0% | 0% | 0% | 0% | 0% | 0% | 0% | 0% | 0% | 0% | 0% | 0% | 0% | 0% | 0% | 0% | 0% | 0% | 0% | 0% | 0% | 0% | 0% | 0% | 0% | 0% | 0% | 0% | 0% | 0% | 9.233% | 9.446% | 9.658% | 9.871% | 9.983% | 10.11% | 10.25% | 10.38% | 10.49% | 10.59% | 0% | 0% | 0% | 0% | 0% | 0% | 0% | 0% | 0% | 0% | 0% | 0% | 0% | 0% | 0% | 0% | 0% | 100%
| 2018 | 0% | 0% | 0% | 0% | 0% | 0% | 0% | 0% | 0% | 0% | 0% | 0% | 0% | 0% | 0% | 0% | 0% | 0% | 0% | 0% | 0% | 0% | 0% | 0% | 0% | 0% | 0% | 0% | 0% | 0% | 0% | 0% | 0% | 9.308% | 9.517% | 9.726% | 9.837% | 9.958% | 10.1% | 10.22% | 10.33% | 10.43% | 10.56% | 0% | 0% | 0% | 0% | 0% | 0% | 0% | 0% | 0% | 0% | 0% | 0% | 0% | 0% | 0% | 0% | 100%
| 2019 | 0% | 0% | 0% | 0% | 0% | 0% | 0% | 0% | 0% | 0% | 0% | 0% | 0% | 0% | 0% | 0% | 0% | 0% | 0% | 0% | 0% | 0% | 0% | 0% | 0% | 0% | 0% | 0% | 0% | 0% | 0% | 0% | 0% | 0% | 9.39% | 9.597% | 9.706% | 9.825% | 9.968% | 10.09% | 10.2% | 10.3% | 10.42% | 10.52% | 0% | 0% | 0% | 0% | 0% | 0% | 0% | 0% | 0% | 0% | 0% | 0% | 0% | 0% | 0% | 100%
| 2020 | 0% | 0% | 0% | 0% | 0% | 0% | 0% | 0% | 0% | 0% | 0% | 0% | 0% | 0% | 0% | 0% | 0% | 0% | 0% | 0% | 0% | 0% | 0% | 0% | 0% | 0% | 0% | 0% | 0% | 0% | 0% | 0% | 0% | 0% | 0% | 9.48% | 9.588% | 9.705% | 9.846% | 9.965% | 10.07% | 10.17% | 10.29% | 10.39% | 10.49% | 0% | 0% | 0% | 0% | 0% | 0% | 0% | 0% | 0% | 0% | 0% | 0% | 0% | 0% | 100%
| 2021 | 0% | 0% | 0% | 0% | 0% | 0% | 0% | 0% | 0% | 0% | 0% | 0% | 0% | 0% | 0% | 0% | 0% | 0% | 0% | 0% | 0% | 0% | 0% | 0% | 0% | 0% | 0% | 0% | 0% | 0% | 0% | 0% | 0% | 0% | 0% | 0% | 9.482% | 9.598% | 9.738% | 9.855% | 9.96% | 10.06% | 10.18% | 10.28% | 10.38% | 10.48% | 0% | 0% | 0% | 0% | 0% | 0% | 0% | 0% | 0% | 0% | 0% | 0% | 0% | 100%
| 2022 | 0% | 0% | 0% | 0% | 0% | 0% | 0% | 0% | 0% | 0% | 0% | 0% | 0% | 0% | 0% | 0% | 0% | 0% | 0% | 0% | 0% | 0% | 0% | 0% | 0% | 0% | 0% | 0% | 0% | 0% | 0% | 0% | 0% | 0% | 0% | 0% | 0% | 9.492% | 9.631% | 9.746% | 9.851% | 9.947% | 10.06% | 10.16% | 10.26% | 10.36% | 10.48% | 0% | 0% | 0% | 0% | 0% | 0% | 0% | 0% | 0% | 0% | 0% | 0% | 100%
| 2023 | 0% | 0% | 0% | 0% | 0% | 0% | 0% | 0% | 0% | 0% | 0% | 0% | 0% | 0% | 0% | 0% | 0% | 0% | 0% | 0% | 0% | 0% | 0% | 0% | 0% | 0% | 0% | 0% | 0% | 0% | 0% | 0% | 0% | 0% | 0% | 0% | 0% | 0% | 9.527% | 9.641% | 9.745% | 9.84% | 9.957% | 10.05% | 10.15% | 10.25% | 10.37% | 10.47% | 0% | 0% | 0% | 0% | 0% | 0% | 0% | 0% | 0% | 0% | 0% | 100%
| 2024 | 0% | 0% | 0% | 0% | 0% | 0% | 0% | 0% | 0% | 0% | 0% | 0% | 0% | 0% | 0% | 0% | 0% | 0% | 0% | 0% | 0% | 0% | 0% | 0% | 0% | 0% | 0% | 0% | 0% | 0% | 0% | 0% | 0% | 0% | 0% | 0% | 0% | 0% | 0% | 9.544% | 9.647% | 9.741% | 9.856% | 9.953% | 10.05% | 10.15% | 10.26% | 10.36% | 10.44% | 0% | 0% | 0% | 0% | 0% | 0% | 0% | 0% | 0% | 0% | 100%
| 2025 | 0% | 0% | 0% | 0% | 0% | 0% | 0% | 0% | 0% | 0% | 0% | 0% | 0% | 0% | 0% | 0% | 0% | 0% | 0% | 0% | 0% | 0% | 0% | 0% | 0% | 0% | 0% | 0% | 0% | 0% | 0% | 0% | 0% | 0% | 0% | 0% | 0% | 0% | 0% | 0% | 9.553% | 9.646% | 9.761% | 9.857% | 9.952% | 10.05% | 10.16% | 10.26% | 10.34% | 10.42% | 0% | 0% | 0% | 0% | 0% | 0% | 0% | 0% | 0% | 100%
| 2026 | 0% | 0% | 0% | 0% | 0% | 0% | 0% | 0% | 0% | 0% | 0% | 0% | 0% | 0% | 0% | 0% | 0% | 0% | 0% | 0% | 0% | 0% | 0% | 0% | 0% | 0% | 0% | 0% | 0% | 0% | 0% | 0% | 0% | 0% | 0% | 0% | 0% | 0% | 0% | 0% | 0% | 9.554% | 9.668% | 9.763% | 9.857% | 9.955% | 10.06% | 10.16% | 10.24% | 10.32% | 10.41% | 0% | 0% | 0% | 0% | 0% | 0% | 0% | 0% | 100%
| 2027 | 0% | 0% | 0% | 0% | 0% | 0% | 0% | 0% | 0% | 0% | 0% | 0% | 0% | 0% | 0% | 0% | 0% | 0% | 0% | 0% | 0% | 0% | 0% | 0% | 0% | 0% | 0% | 0% | 0% | 0% | 0% | 0% | 0% | 0% | 0% | 0% | 0% | 0% | 0% | 0% | 0% | 0% | 9.576% | 9.67% | 9.764% | 9.86% | 9.969% | 10.07% | 10.14% | 10.22% | 10.32% | 10.41% | 0% | 0% | 0% | 0% | 0% | 0% | 0% | 100%
| 2028 | 0% | 0% | 0% | 0% | 0% | 0% | 0% | 0% | 0% | 0% | 0% | 0% | 0% | 0% | 0% | 0% | 0% | 0% | 0% | 0% | 0% | 0% | 0% | 0% | 0% | 0% | 0% | 0% | 0% | 0% | 0% | 0% | 0% | 0% | 0% | 0% | 0% | 0% | 0% | 0% | 0% | 0% | 0% | 9.581% | 9.674% | 9.769% | 9.877% | 9.973% | 10.05% | 10.13% | 10.22% | 10.32% | 10.41% | 0% | 0% | 0% | 0% | 0% | 0% | 100%
| 2029 | 0% | 0% | 0% | 0% | 0% | 0% | 0% | 0% | 0% | 0% | 0% | 0% | 0% | 0% | 0% | 0% | 0% | 0% | 0% | 0% | 0% | 0% | 0% | 0% | 0% | 0% | 0% | 0% | 0% | 0% | 0% | 0% | 0% | 0% | 0% | 0% | 0% | 0% | 0% | 0% | 0% | 0% | 0% | 0% | 9.585% | 9.679% | 9.786% | 9.881% | 9.956% | 10.04% | 10.13% | 10.22% | 10.31% | 10.41% | 0% | 0% | 0% | 0% | 0% | 100%
| 2030 | 0% | 0% | 0% | 0% | 0% | 0% | 0% | 0% | 0% | 0% | 0% | 0% | 0% | 0% | 0% | 0% | 0% | 0% | 0% | 0% | 0% | 0% | 0% | 0% | 0% | 0% | 0% | 0% | 0% | 0% | 0% | 0% | 0% | 0% | 0% | 0% | 0% | 0% | 0% | 0% | 0% | 0% | 0% | 0% | 0% | 9.59% | 9.696% | 9.79% | 9.864% | 9.945% | 10.03% | 10.13% | 10.22% | 10.32% | 10.42% | 0% | 0% | 0% | 0% | 100%
| 2031 | 0% | 0% | 0% | 0% | 0% | 0% | 0% | 0% | 0% | 0% | 0% | 0% | 0% | 0% | 0% | 0% | 0% | 0% | 0% | 0% | 0% | 0% | 0% | 0% | 0% | 0% | 0% | 0% | 0% | 0% | 0% | 0% | 0% | 0% | 0% | 0% | 0% | 0% | 0% | 0% | 0% | 0% | 0% | 0% | 0% | 0% | 9.606% | 9.699% | 9.773% | 9.853% | 9.941% | 10.03% | 10.12% | 10.22% | 10.32% | 10.43% | 0% | 0% | 0% | 100%
| 2032 | 0% | 0% | 0% | 0% | 0% | 0% | 0% | 0% | 0% | 0% | 0% | 0% | 0% | 0% | 0% | 0% | 0% | 0% | 0% | 0% | 0% | 0% | 0% | 0% | 0% | 0% | 0% | 0% | 0% | 0% | 0% | 0% | 0% | 0% | 0% | 0% | 0% | 0% | 0% | 0% | 0% | 0% | 0% | 0% | 0% | 0% | 0% | 9.611% | 9.684% | 9.762% | 9.85% | 9.942% | 10.03% | 10.13% | 10.23% | 10.33% | 10.43% | 0% | 0% | 100%
| 2033 | 0% | 0% | 0% | 0% | 0% | 0% | 0% | 0% | 0% | 0% | 0% | 0% | 0% | 0% | 0% | 0% | 0% | 0% | 0% | 0% | 0% | 0% | 0% | 0% | 0% | 0% | 0% | 0% | 0% | 0% | 0% | 0% | 0% | 0% | 0% | 0% | 0% | 0% | 0% | 0% | 0% | 0% | 0% | 0% | 0% | 0% | 0% | 0% | 9.595% | 9.673% | 9.759% | 9.851% | 9.94% | 10.03% | 10.13% | 10.24% | 10.34% | 10.44% | 0% | 100%
| 2034 | 0% | 0% | 0% | 0% | 0% | 0% | 0% | 0% | 0% | 0% | 0% | 0% | 0% | 0% | 0% | 0% | 0% | 0% | 0% | 0% | 0% | 0% | 0% | 0% | 0% | 0% | 0% | 0% | 0% | 0% | 0% | 0% | 0% | 0% | 0% | 0% | 0% | 0% | 0% | 0% | 0% | 0% | 0% | 0% | 0% | 0% | 0% | 0% | 0% | 9.582% | 9.667% | 9.758% | 9.846% | 9.94% | 10.04% | 10.14% | 10.24% | 10.34% | 10.45% | 100%
Installed UEC (kWh)
|  | CRF Average pre-case UEC | CRF Average post-case UEC | IceMaker Average pre-case UEC | IceMaker Average post-case UEC | BVM pre-case UEC | BVMAverage post-case UEC
| 1990 | 1976: 251.7592; 1977: 251.7592; 1978: 498.3793; 1979: 498.3793; 1980: 375.7518; 1981: 375.7518
| 1991 | 1976: 503.5185; 1977: 503.5185; 1978: 996.7585; 1979: 996.7585; 1980: 751.5036; 1981: 751.5036
| 1992 | 1976: 755.2777; 1977: 755.2777; 1978: 1495.1378; 1979: 1495.1378; 1980: 1127.2554; 1981: 1127.2554
| 1993 | 1976: 1007.0369; 1977: 1007.0369; 1978: 1993.517; 1979: 1993.517; 1980: 1503.0072; 1981: 1503.0072
| 1994 | 1976: 1258.7962; 1977: 1258.7962; 1978: 2491.8963; 1979: 2491.8963; 1980: 1878.759; 1981: 1878.759
| 1995 | 1976: 1510.5554; 1977: 1510.5554; 1978: 2990.2755; 1979: 2990.2755; 1980: 2254.5108; 1981: 2254.5108
| 1996 | 1976: 1762.3146; 1977: 1762.3146; 1978: 3488.6548; 1979: 3488.6548; 1980: 2630.2626; 1981: 2630.2626
| 1997 | 1976: 2014.0739; 1977: 2014.0739; 1978: 3987.034; 1979: 3987.034; 1980: 3006.0144; 1981: 3006.0144
| 1998 | 1976: 2265.8331; 1977: 2265.8331; 1978: 4485.4133; 1979: 4485.4133; 1980: 3381.7661; 1981: 3381.7661
| 1999 | 1976: 2517.5924; 1977: 2517.5924; 1978: 4983.7925; 1979: 4983.7925; 1980: 3757.5179; 1981: 3757.5179
| 2000 | 1976: 2517.5924; 1977: 2517.5924; 1978: 4983.7925; 1979: 4983.7925; 1980: 3757.5179; 1981: 3757.5179
| 2001 | 1976: 2517.5924; 1977: 2517.5924; 1978: 4983.7925; 1979: 4983.7925; 1980: 3757.5179; 1981: 3757.5179
| 2002 | 1976: 2517.5924; 1977: 2517.5924; 1978: 4983.7925; 1979: 4983.7925; 1980: 3757.5179; 1981: 3757.5179
| 2003 | 1976: 2517.5924; 1977: 2517.5924; 1978: 4983.7925; 1979: 4983.7925; 1980: 3757.5179; 1981: 3757.5179
| 2004 | 1976: 2517.5924; 1977: 2517.5924; 1978: 4983.7925; 1979: 4983.7925; 1980: 3757.5179; 1981: 3757.5179
| 2005 | 1976: 2517.5924; 1977: 2517.5924; 1978: 4983.7925; 1979: 4983.7925; 1980: 3757.5179; 1981: 3757.5179
| 2006 | 1976: 2517.5924; 1977: 2517.5924; 1978: 4983.7925; 1979: 4983.7925; 1980: 3757.5179; 1981: 3757.5179
| 2007 | 1976: 2517.5924; 1977: 2517.5924; 1978: 4983.7925; 1979: 4983.7925; 1980: 3757.5179; 1981: 3757.5179
| 2008 | 1976: 2517.5924; 1977: 2517.5924; 1978: 4983.7925; 1979: 4983.7925; 1980: 3757.5179; 1981: 3757.5179
| 2009 | 1976: 2517.5924; 1977: 2517.5924; 1978: 4983.7925; 1979: 4983.7925; 1980: 3757.5179; 1981: 3757.5179
| 2010 | 1976: 2517.5924; 1977: 2517.5924; 1978: 4983.7925; 1979: 4983.7925; 1980: 3524.1644; 1981: 3524.1644
| 2011 | 1976: 2517.5924; 1977: 2517.5924; 1978: 4983.7925; 1979: 4983.7925; 1980: 3291.1424; 1981: 3291.1424
| 2012 | 1976: 2517.5924; 1977: 2517.5924; 1978: 4983.7925; 1979: 4983.7925; 1980: 3061.6483; 1981: 3061.6483
| 2013 | 1976: 2517.5924; 1977: 2517.5924; 1978: 4983.7925; 1979: 4983.7925; 1980: 2836.242; 1981: 2836.242
| 2014 | 1976: 2517.5924; 1977: 2517.5924; 1978: 4983.7925; 1979: 4983.7925; 1980: 2615.3556; 1981: 2615.3556
| 2015 | 1976: 2517.5924; 1977: 2517.5924; 1978: 4983.7925; 1979: 4983.7925; 1980: 2399.9981; 1981: 2399.9981
| 2016 | 1976: 2517.5924; 1977: 2517.5924; 1978: 4983.7925; 1979: 4983.7925; 1980: 2190.7877; 1981: 2190.7877
| 2017 | 1976: 2517.5924; 1977: 2517.5924; 1978: 4983.7925; 1979: 4983.7925; 1980: 1984.4793; 1981: 1984.4793
| 2018 | 1976: 2517.5924; 1977: 2517.5924; 1978: 4983.7925; 1979: 4983.7925; 1980: 1780.1565; 1981: 1780.1565
| 2019 | 1976: 2517.5924; 1977: 2517.5924; 1978: 4983.7925; 1979: 4983.7925; 1980: 1577.2156; 1981: 1577.2156
| 2020 | 1976: 2517.5924; 1977: 2517.5924; 1978: 4983.7925; 1979: 4983.7925; 1980: 1577.2156; 1981: 1577.2156
| 2021 | 1976: 2517.5924; 1977: 2517.5924; 1978: 4983.7925; 1979: 4983.7925; 1980: 1577.2156; 1981: 1577.2156
| 2022 | 1976: 2517.5924; 1977: 2517.5924; 1978: 4983.7925; 1979: 4983.7925; 1980: 1577.2156; 1981: 1577.2156
| 2023 | 1976: 2517.5924; 1977: 2517.5924; 1978: 4983.7925; 1979: 4983.7925; 1980: 1577.2156; 1981: 1577.2156
| 2024 | 1976: 2517.5924; 1977: 2517.5924; 1978: 4983.7925; 1979: 4983.7925; 1980: 1577.2156; 1981: 1577.2156
| 2025 | 1976: 2517.5924; 1977: 2517.5924; 1978: 4983.7925; 1979: 4983.7925; 1980: 1577.2156; 1981: 1577.2156
| 2026 | 1976: 2517.5924; 1977: 2517.5924; 1978: 4983.7925; 1979: 4983.7925; 1980: 1577.2156; 1981: 1577.2156
| 2027 | 1976: 2517.5924; 1977: 2517.5924; 1978: 4983.7925; 1979: 4983.7925; 1980: 1577.2156; 1981: 1577.2156
| 2028 | 1976: 2517.5924; 1977: 2517.5924; 1978: 4983.7925; 1979: 4983.7925; 1980: 1577.2156; 1981: 1577.2156
| 2029 | 1976: 2517.5924; 1977: 2517.5924; 1978: 4983.7925; 1979: 4983.7925; 1980: 1577.2156; 1981: 1577.2156
| 2030 | 1976: 2517.5924; 1977: 2517.5924; 1978: 4983.7925; 1979: 4983.7925; 1980: 1577.2156; 1981: 1577.2156
| 2031 | 1976: 2517.5924; 1977: 2517.5924; 1978: 4983.7925; 1979: 4983.7925; 1980: 1577.2156; 1981: 1577.2156
| 2032 | 1976: 2517.5924; 1977: 2517.5924; 1978: 4983.7925; 1979: 4983.7925; 1980: 1577.2156; 1981: 1577.2156
| 2033 | 1976: 2517.5924; 1977: 2517.5924; 1978: 4983.7925; 1979: 4983.7925; 1980: 1577.2156; 1981: 1577.2156
| 2034 | 1976: 2517.5924; 1977: 2517.5924; 1978: 4983.7925; 1979: 4983.7925; 1980: 1577.2156; 1981: 1577.2156

## Installed UEC 2012 Stock
Installed Units (lin ft) by Year by Vintage (linked to Stock Model)
|  | 1 | 2 | 3 | 4 | 5 | 6 | 7 | 8 | 9 | 10 | 11 | 12 | 13 | 14 | 15 | 16 | 17 | 18 | 19 | 20 | 21 | 22 | 23 | 24 | 25 | 26 | 27 | 28 | 29 | 30 | 31 | 32 | 33 | 34 | 35 | 36 | 37 | 38 | 39 | 40 | 41 | 42 | 43 | 44 | 45 | 46 | 47 | 48 | 49 | 50 | 51 | 52
Vintage
|  | 1976 | 1977 | 1978 | 1979 | 1980 | 1981 | 1982 | 1983 | 1984 | 1985 | 1986 | 1987 | 1988 | 1989 | 1990 | 1991 | 1992 | 1993 | 1994 | 1995 | 1996 | 1997 | 1998 | 1999 | 2000 | 2001 | 2002 | 2003 | 2004 | 2005 | 2006 | 2007 | 2008 | 2009 | 2010 | 2011 | 2012 | 2013 | 2014 | 2015 | 2016 | 2017 | 2018 | 2019 | 2020 | 2021 | 2022 | 2023 | 2024 | 2025 | 2026 | 2027 | 2028 | 2029 | 2030 | 2031 | 2032 | 2033 | 2034 | Total units | check
Year | 1976 | 0 | 0 | 0 | 0 | 0 | 0 | 0 | 0 | 0 | 0 | 0 | 0 | 0 | 0 | 0 | 0 | 0 | 0 | 0 | 0 | 0 | 0 | 0 | 0 | 0 | 0 | 0 | 0 | 0 | 0 | 0 | 0 | 0 | 0 | 0 | 0 | 0 | 0 | 0 | 0 | 0 | 0 | 0 | 0 | 0 | 0 | 0 | 0 | 0 | 0 | 0 | 0 | 0 | 0 | 0 | 0 | 0 | 0 | 0 | 0 | OK
| 1977 | 0 | 128496.3767 | 0 | 0 | 0 | 0 | 0 | 0 | 0 | 0 | 0 | 0 | 0 | 0 | 0 | 0 | 0 | 0 | 0 | 0 | 0 | 0 | 0 | 0 | 0 | 0 | 0 | 0 | 0 | 0 | 0 | 0 | 0 | 0 | 0 | 0 | 0 | 0 | 0 | 0 | 0 | 0 | 0 | 0 | 0 | 0 | 0 | 0 | 0 | 0 | 0 | 0 | 0 | 0 | 0 | 0 | 0 | 0 | 0 | 128496.3767 | OK
| 1978 | 0 | 128496.3767 | 128496.3767 | 0 | 0 | 0 | 0 | 0 | 0 | 0 | 0 | 0 | 0 | 0 | 0 | 0 | 0 | 0 | 0 | 0 | 0 | 0 | 0 | 0 | 0 | 0 | 0 | 0 | 0 | 0 | 0 | 0 | 0 | 0 | 0 | 0 | 0 | 0 | 0 | 0 | 0 | 0 | 0 | 0 | 0 | 0 | 0 | 0 | 0 | 0 | 0 | 0 | 0 | 0 | 0 | 0 | 0 | 0 | 0 | 256992.7534 | OK
| 1979 | 0 | 128496.3767 | 128496.3767 | 128496.3767 | 0 | 0 | 0 | 0 | 0 | 0 | 0 | 0 | 0 | 0 | 0 | 0 | 0 | 0 | 0 | 0 | 0 | 0 | 0 | 0 | 0 | 0 | 0 | 0 | 0 | 0 | 0 | 0 | 0 | 0 | 0 | 0 | 0 | 0 | 0 | 0 | 0 | 0 | 0 | 0 | 0 | 0 | 0 | 0 | 0 | 0 | 0 | 0 | 0 | 0 | 0 | 0 | 0 | 0 | 0 | 385489.1301 | OK
| 1980 | 0 | 128496.3767 | 128496.3767 | 128496.3767 | 128496.3767 | 0 | 0 | 0 | 0 | 0 | 0 | 0 | 0 | 0 | 0 | 0 | 0 | 0 | 0 | 0 | 0 | 0 | 0 | 0 | 0 | 0 | 0 | 0 | 0 | 0 | 0 | 0 | 0 | 0 | 0 | 0 | 0 | 0 | 0 | 0 | 0 | 0 | 0 | 0 | 0 | 0 | 0 | 0 | 0 | 0 | 0 | 0 | 0 | 0 | 0 | 0 | 0 | 0 | 0 | 513985.5068 | OK
| 1981 | 0 | 128496.3767 | 128496.3767 | 128496.3767 | 128496.3767 | 128496.3767 | 0 | 0 | 0 | 0 | 0 | 0 | 0 | 0 | 0 | 0 | 0 | 0 | 0 | 0 | 0 | 0 | 0 | 0 | 0 | 0 | 0 | 0 | 0 | 0 | 0 | 0 | 0 | 0 | 0 | 0 | 0 | 0 | 0 | 0 | 0 | 0 | 0 | 0 | 0 | 0 | 0 | 0 | 0 | 0 | 0 | 0 | 0 | 0 | 0 | 0 | 0 | 0 | 0 | 642481.8835 | OK
| 1982 | 0 | 128496.3767 | 128496.3767 | 128496.3767 | 128496.3767 | 128496.3767 | 128496.3767 | 0 | 0 | 0 | 0 | 0 | 0 | 0 | 0 | 0 | 0 | 0 | 0 | 0 | 0 | 0 | 0 | 0 | 0 | 0 | 0 | 0 | 0 | 0 | 0 | 0 | 0 | 0 | 0 | 0 | 0 | 0 | 0 | 0 | 0 | 0 | 0 | 0 | 0 | 0 | 0 | 0 | 0 | 0 | 0 | 0 | 0 | 0 | 0 | 0 | 0 | 0 | 0 | 770978.2602 | OK
| 1983 | 0 | 128496.3767 | 128496.3767 | 128496.3767 | 128496.3767 | 128496.3767 | 128496.3767 | 128496.3767 | 0 | 0 | 0 | 0 | 0 | 0 | 0 | 0 | 0 | 0 | 0 | 0 | 0 | 0 | 0 | 0 | 0 | 0 | 0 | 0 | 0 | 0 | 0 | 0 | 0 | 0 | 0 | 0 | 0 | 0 | 0 | 0 | 0 | 0 | 0 | 0 | 0 | 0 | 0 | 0 | 0 | 0 | 0 | 0 | 0 | 0 | 0 | 0 | 0 | 0 | 0 | 899474.6369 | OK
| 1984 | 0 | 128496.3767 | 128496.3767 | 128496.3767 | 128496.3767 | 128496.3767 | 128496.3767 | 128496.3767 | 128496.3767 | 0 | 0 | 0 | 0 | 0 | 0 | 0 | 0 | 0 | 0 | 0 | 0 | 0 | 0 | 0 | 0 | 0 | 0 | 0 | 0 | 0 | 0 | 0 | 0 | 0 | 0 | 0 | 0 | 0 | 0 | 0 | 0 | 0 | 0 | 0 | 0 | 0 | 0 | 0 | 0 | 0 | 0 | 0 | 0 | 0 | 0 | 0 | 0 | 0 | 0 | 1027971.0136 | OK
| 1985 | 0 | 128496.3767 | 128496.3767 | 128496.3767 | 128496.3767 | 128496.3767 | 128496.3767 | 128496.3767 | 128496.3767 | 128496.3767 | 0 | 0 | 0 | 0 | 0 | 0 | 0 | 0 | 0 | 0 | 0 | 0 | 0 | 0 | 0 | 0 | 0 | 0 | 0 | 0 | 0 | 0 | 0 | 0 | 0 | 0 | 0 | 0 | 0 | 0 | 0 | 0 | 0 | 0 | 0 | 0 | 0 | 0 | 0 | 0 | 0 | 0 | 0 | 0 | 0 | 0 | 0 | 0 | 0 | 1156467.3903 | OK
| 1986 | 0 | 128496.3767 | 128496.3767 | 128496.3767 | 128496.3767 | 128496.3767 | 128496.3767 | 128496.3767 | 128496.3767 | 128496.3767 | 128496.3767 | 0 | 0 | 0 | 0 | 0 | 0 | 0 | 0 | 0 | 0 | 0 | 0 | 0 | 0 | 0 | 0 | 0 | 0 | 0 | 0 | 0 | 0 | 0 | 0 | 0 | 0 | 0 | 0 | 0 | 0 | 0 | 0 | 0 | 0 | 0 | 0 | 0 | 0 | 0 | 0 | 0 | 0 | 0 | 0 | 0 | 0 | 0 | 0 | 1284963.7669 | OK
| 1987 | 0 | 0 | 128496.3767 | 128496.3767 | 128496.3767 | 128496.3767 | 128496.3767 | 128496.3767 | 128496.3767 | 128496.3767 | 128496.3767 | 128496.3767 | 0 | 0 | 0 | 0 | 0 | 0 | 0 | 0 | 0 | 0 | 0 | 0 | 0 | 0 | 0 | 0 | 0 | 0 | 0 | 0 | 0 | 0 | 0 | 0 | 0 | 0 | 0 | 0 | 0 | 0 | 0 | 0 | 0 | 0 | 0 | 0 | 0 | 0 | 0 | 0 | 0 | 0 | 0 | 0 | 0 | 0 | 0 | 1284963.7669 | OK
| 1988 | 0 | 0 | 0 | 128496.3767 | 128496.3767 | 128496.3767 | 128496.3767 | 128496.3767 | 128496.3767 | 128496.3767 | 128496.3767 | 128496.3767 | 128496.3767 | 0 | 0 | 0 | 0 | 0 | 0 | 0 | 0 | 0 | 0 | 0 | 0 | 0 | 0 | 0 | 0 | 0 | 0 | 0 | 0 | 0 | 0 | 0 | 0 | 0 | 0 | 0 | 0 | 0 | 0 | 0 | 0 | 0 | 0 | 0 | 0 | 0 | 0 | 0 | 0 | 0 | 0 | 0 | 0 | 0 | 0 | 1284963.7669 | OK
| 1989 | 0 | 0 | 0 | 0 | 128496.3767 | 128496.3767 | 128496.3767 | 128496.3767 | 128496.3767 | 128496.3767 | 128496.3767 | 128496.3767 | 128496.3767 | 128496.3767 | 0 | 0 | 0 | 0 | 0 | 0 | 0 | 0 | 0 | 0 | 0 | 0 | 0 | 0 | 0 | 0 | 0 | 0 | 0 | 0 | 0 | 0 | 0 | 0 | 0 | 0 | 0 | 0 | 0 | 0 | 0 | 0 | 0 | 0 | 0 | 0 | 0 | 0 | 0 | 0 | 0 | 0 | 0 | 0 | 0 | 1284963.7669 | OK
| 1990 | 0 | 0 | 0 | 0 | 0 | 128496.3767 | 128496.3767 | 128496.3767 | 128496.3767 | 128496.3767 | 128496.3767 | 128496.3767 | 128496.3767 | 128496.3767 | 128496.3767 | 0 | 0 | 0 | 0 | 0 | 0 | 0 | 0 | 0 | 0 | 0 | 0 | 0 | 0 | 0 | 0 | 0 | 0 | 0 | 0 | 0 | 0 | 0 | 0 | 0 | 0 | 0 | 0 | 0 | 0 | 0 | 0 | 0 | 0 | 0 | 0 | 0 | 0 | 0 | 0 | 0 | 0 | 0 | 0 | 1284963.7669 | OK
| 1991 | 0 | 0 | 0 | 0 | 0 | 0 | 128496.3767 | 128496.3767 | 128496.3767 | 128496.3767 | 128496.3767 | 128496.3767 | 128496.3767 | 128496.3767 | 128496.3767 | 128496.3767 | 0 | 0 | 0 | 0 | 0 | 0 | 0 | 0 | 0 | 0 | 0 | 0 | 0 | 0 | 0 | 0 | 0 | 0 | 0 | 0 | 0 | 0 | 0 | 0 | 0 | 0 | 0 | 0 | 0 | 0 | 0 | 0 | 0 | 0 | 0 | 0 | 0 | 0 | 0 | 0 | 0 | 0 | 0 | 1284963.7669 | OK
| 1992 | 0 | 0 | 0 | 0 | 0 | 0 | 0 | 128496.3767 | 128496.3767 | 128496.3767 | 128496.3767 | 128496.3767 | 128496.3767 | 128496.3767 | 128496.3767 | 128496.3767 | 128496.3767 | 0 | 0 | 0 | 0 | 0 | 0 | 0 | 0 | 0 | 0 | 0 | 0 | 0 | 0 | 0 | 0 | 0 | 0 | 0 | 0 | 0 | 0 | 0 | 0 | 0 | 0 | 0 | 0 | 0 | 0 | 0 | 0 | 0 | 0 | 0 | 0 | 0 | 0 | 0 | 0 | 0 | 0 | 1284963.7669 | OK
| 1993 | 0 | 0 | 0 | 0 | 0 | 0 | 0 | 0 | 128496.3767 | 128496.3767 | 128496.3767 | 128496.3767 | 128496.3767 | 128496.3767 | 128496.3767 | 128496.3767 | 128496.3767 | 128496.3767 | 0 | 0 | 0 | 0 | 0 | 0 | 0 | 0 | 0 | 0 | 0 | 0 | 0 | 0 | 0 | 0 | 0 | 0 | 0 | 0 | 0 | 0 | 0 | 0 | 0 | 0 | 0 | 0 | 0 | 0 | 0 | 0 | 0 | 0 | 0 | 0 | 0 | 0 | 0 | 0 | 0 | 1284963.7669 | OK
| 1994 | 0 | 0 | 0 | 0 | 0 | 0 | 0 | 0 | 0 | 128496.3767 | 128496.3767 | 128496.3767 | 128496.3767 | 128496.3767 | 128496.3767 | 128496.3767 | 128496.3767 | 128496.3767 | 128496.3767 | 0 | 0 | 0 | 0 | 0 | 0 | 0 | 0 | 0 | 0 | 0 | 0 | 0 | 0 | 0 | 0 | 0 | 0 | 0 | 0 | 0 | 0 | 0 | 0 | 0 | 0 | 0 | 0 | 0 | 0 | 0 | 0 | 0 | 0 | 0 | 0 | 0 | 0 | 0 | 0 | 1284963.7669 | OK
| 1995 | 0 | 0 | 0 | 0 | 0 | 0 | 0 | 0 | 0 | 0 | 128496.3767 | 128496.3767 | 128496.3767 | 128496.3767 | 128496.3767 | 128496.3767 | 128496.3767 | 128496.3767 | 128496.3767 | 128496.3767 | 0 | 0 | 0 | 0 | 0 | 0 | 0 | 0 | 0 | 0 | 0 | 0 | 0 | 0 | 0 | 0 | 0 | 0 | 0 | 0 | 0 | 0 | 0 | 0 | 0 | 0 | 0 | 0 | 0 | 0 | 0 | 0 | 0 | 0 | 0 | 0 | 0 | 0 | 0 | 1284963.7669 | OK
| 1996 | 0 | 0 | 0 | 0 | 0 | 0 | 0 | 0 | 0 | 0 | 0 | 128496.3767 | 128496.3767 | 128496.3767 | 128496.3767 | 128496.3767 | 128496.3767 | 128496.3767 | 128496.3767 | 128496.3767 | 128496.3767 | 0 | 0 | 0 | 0 | 0 | 0 | 0 | 0 | 0 | 0 | 0 | 0 | 0 | 0 | 0 | 0 | 0 | 0 | 0 | 0 | 0 | 0 | 0 | 0 | 0 | 0 | 0 | 0 | 0 | 0 | 0 | 0 | 0 | 0 | 0 | 0 | 0 | 0 | 1284963.7669 | OK
| 1997 | 0 | 0 | 0 | 0 | 0 | 0 | 0 | 0 | 0 | 0 | 0 | 0 | 128496.3767 | 128496.3767 | 128496.3767 | 128496.3767 | 128496.3767 | 128496.3767 | 128496.3767 | 128496.3767 | 128496.3767 | 128496.3767 | 0 | 0 | 0 | 0 | 0 | 0 | 0 | 0 | 0 | 0 | 0 | 0 | 0 | 0 | 0 | 0 | 0 | 0 | 0 | 0 | 0 | 0 | 0 | 0 | 0 | 0 | 0 | 0 | 0 | 0 | 0 | 0 | 0 | 0 | 0 | 0 | 0 | 1284963.7669 | OK
| 1998 | 0 | 0 | 0 | 0 | 0 | 0 | 0 | 0 | 0 | 0 | 0 | 0 | 0 | 128496.3767 | 128496.3767 | 128496.3767 | 128496.3767 | 128496.3767 | 128496.3767 | 128496.3767 | 128496.3767 | 128496.3767 | 128496.3767 | 0 | 0 | 0 | 0 | 0 | 0 | 0 | 0 | 0 | 0 | 0 | 0 | 0 | 0 | 0 | 0 | 0 | 0 | 0 | 0 | 0 | 0 | 0 | 0 | 0 | 0 | 0 | 0 | 0 | 0 | 0 | 0 | 0 | 0 | 0 | 0 | 1284963.7669 | OK
| 1999 | 0 | 0 | 0 | 0 | 0 | 0 | 0 | 0 | 0 | 0 | 0 | 0 | 0 | 0 | 128496.3767 | 128496.3767 | 128496.3767 | 128496.3767 | 128496.3767 | 128496.3767 | 128496.3767 | 128496.3767 | 128496.3767 | 128496.3767 | 0 | 0 | 0 | 0 | 0 | 0 | 0 | 0 | 0 | 0 | 0 | 0 | 0 | 0 | 0 | 0 | 0 | 0 | 0 | 0 | 0 | 0 | 0 | 0 | 0 | 0 | 0 | 0 | 0 | 0 | 0 | 0 | 0 | 0 | 0 | 1284963.7669 | OK
| 2000 | 0 | 0 | 0 | 0 | 0 | 0 | 0 | 0 | 0 | 0 | 0 | 0 | 0 | 0 | 0 | 128496.3767 | 128496.3767 | 128496.3767 | 128496.3767 | 128496.3767 | 128496.3767 | 128496.3767 | 128496.3767 | 128496.3767 | 128496.3767 | 0 | 0 | 0 | 0 | 0 | 0 | 0 | 0 | 0 | 0 | 0 | 0 | 0 | 0 | 0 | 0 | 0 | 0 | 0 | 0 | 0 | 0 | 0 | 0 | 0 | 0 | 0 | 0 | 0 | 0 | 0 | 0 | 0 | 0 | 1284963.7669 | OK
| 2001 | 0 | 0 | 0 | 0 | 0 | 0 | 0 | 0 | 0 | 0 | 0 | 0 | 0 | 0 | 0 | 0 | 128496.3767 | 128496.3767 | 128496.3767 | 128496.3767 | 128496.3767 | 128496.3767 | 128496.3767 | 128496.3767 | 128496.3767 | 128496.3767 | 0 | 0 | 0 | 0 | 0 | 0 | 0 | 0 | 0 | 0 | 0 | 0 | 0 | 0 | 0 | 0 | 0 | 0 | 0 | 0 | 0 | 0 | 0 | 0 | 0 | 0 | 0 | 0 | 0 | 0 | 0 | 0 | 0 | 1284963.7669 | OK
| 2002 | 0 | 0 | 0 | 0 | 0 | 0 | 0 | 0 | 0 | 0 | 0 | 0 | 0 | 0 | 0 | 0 | 0 | 128496.3767 | 128496.3767 | 128496.3767 | 128496.3767 | 128496.3767 | 128496.3767 | 128496.3767 | 128496.3767 | 128496.3767 | 128496.3767 | 0 | 0 | 0 | 0 | 0 | 0 | 0 | 0 | 0 | 0 | 0 | 0 | 0 | 0 | 0 | 0 | 0 | 0 | 0 | 0 | 0 | 0 | 0 | 0 | 0 | 0 | 0 | 0 | 0 | 0 | 0 | 0 | 1284963.7669 | OK
| 2003 | 0 | 0 | 0 | 0 | 0 | 0 | 0 | 0 | 0 | 0 | 0 | 0 | 0 | 0 | 0 | 0 | 0 | 0 | 128496.3767 | 128496.3767 | 128496.3767 | 128496.3767 | 128496.3767 | 128496.3767 | 128496.3767 | 128496.3767 | 128496.3767 | 128496.3767 | 0 | 0 | 0 | 0 | 0 | 0 | 0 | 0 | 0 | 0 | 0 | 0 | 0 | 0 | 0 | 0 | 0 | 0 | 0 | 0 | 0 | 0 | 0 | 0 | 0 | 0 | 0 | 0 | 0 | 0 | 0 | 1284963.7669 | OK
| 2004 | 0 | 0 | 0 | 0 | 0 | 0 | 0 | 0 | 0 | 0 | 0 | 0 | 0 | 0 | 0 | 0 | 0 | 0 | 0 | 128496.3767 | 128496.3767 | 128496.3767 | 128496.3767 | 128496.3767 | 128496.3767 | 128496.3767 | 128496.3767 | 128496.3767 | 128496.3767 | 0 | 0 | 0 | 0 | 0 | 0 | 0 | 0 | 0 | 0 | 0 | 0 | 0 | 0 | 0 | 0 | 0 | 0 | 0 | 0 | 0 | 0 | 0 | 0 | 0 | 0 | 0 | 0 | 0 | 0 | 1284963.7669 | OK
| 2005 | 0 | 0 | 0 | 0 | 0 | 0 | 0 | 0 | 0 | 0 | 0 | 0 | 0 | 0 | 0 | 0 | 0 | 0 | 0 | 0 | 128496.3767 | 128496.3767 | 128496.3767 | 128496.3767 | 128496.3767 | 128496.3767 | 128496.3767 | 128496.3767 | 128496.3767 | 128496.3767 | 0 | 0 | 0 | 0 | 0 | 0 | 0 | 0 | 0 | 0 | 0 | 0 | 0 | 0 | 0 | 0 | 0 | 0 | 0 | 0 | 0 | 0 | 0 | 0 | 0 | 0 | 0 | 0 | 0 | 1284963.7669 | OK
| 2006 | 0 | 0 | 0 | 0 | 0 | 0 | 0 | 0 | 0 | 0 | 0 | 0 | 0 | 0 | 0 | 0 | 0 | 0 | 0 | 0 | 0 | 128496.3767 | 128496.3767 | 128496.3767 | 128496.3767 | 128496.3767 | 128496.3767 | 128496.3767 | 128496.3767 | 128496.3767 | 128496.3767 | 0 | 0 | 0 | 0 | 0 | 0 | 0 | 0 | 0 | 0 | 0 | 0 | 0 | 0 | 0 | 0 | 0 | 0 | 0 | 0 | 0 | 0 | 0 | 0 | 0 | 0 | 0 | 0 | 1284963.7669 | OK
| 2007 | 0 | 0 | 0 | 0 | 0 | 0 | 0 | 0 | 0 | 0 | 0 | 0 | 0 | 0 | 0 | 0 | 0 | 0 | 0 | 0 | 0 | 0 | 128496.3767 | 128496.3767 | 128496.3767 | 128496.3767 | 128496.3767 | 128496.3767 | 128496.3767 | 128496.3767 | 128496.3767 | 128496.3767 | 0 | 0 | 0 | 0 | 0 | 0 | 0 | 0 | 0 | 0 | 0 | 0 | 0 | 0 | 0 | 0 | 0 | 0 | 0 | 0 | 0 | 0 | 0 | 0 | 0 | 0 | 0 | 1284963.7669 | OK
| 2008 | 0 | 0 | 0 | 0 | 0 | 0 | 0 | 0 | 0 | 0 | 0 | 0 | 0 | 0 | 0 | 0 | 0 | 0 | 0 | 0 | 0 | 0 | 0 | 128496.3767 | 128496.3767 | 128496.3767 | 128496.3767 | 128496.3767 | 128496.3767 | 128496.3767 | 128496.3767 | 128496.3767 | 129795.1193 | 0 | 0 | 0 | 0 | 0 | 0 | 0 | 0 | 0 | 0 | 0 | 0 | 0 | 0 | 0 | 0 | 0 | 0 | 0 | 0 | 0 | 0 | 0 | 0 | 0 | 0 | 1286262.5095 | OK
| 2009 | 0 | 0 | 0 | 0 | 0 | 0 | 0 | 0 | 0 | 0 | 0 | 0 | 0 | 0 | 0 | 0 | 0 | 0 | 0 | 0 | 0 | 0 | 0 | 0 | 128496.3767 | 128496.3767 | 128496.3767 | 128496.3767 | 128496.3767 | 128496.3767 | 128496.3767 | 128496.3767 | 129795.1193 | 132560.9205 | 0 | 0 | 0 | 0 | 0 | 0 | 0 | 0 | 0 | 0 | 0 | 0 | 0 | 0 | 0 | 0 | 0 | 0 | 0 | 0 | 0 | 0 | 0 | 0 | 0 | 1290327.0533 | OK
| 2010 | 0 | 0 | 0 | 0 | 0 | 0 | 0 | 0 | 0 | 0 | 0 | 0 | 0 | 0 | 0 | 0 | 0 | 0 | 0 | 0 | 0 | 0 | 0 | 0 | 0 | 128496.3767 | 128496.3767 | 128496.3767 | 128496.3767 | 128496.3767 | 128496.3767 | 128496.3767 | 129795.1193 | 132560.9205 | 137226.9896 | 0 | 0 | 0 | 0 | 0 | 0 | 0 | 0 | 0 | 0 | 0 | 0 | 0 | 0 | 0 | 0 | 0 | 0 | 0 | 0 | 0 | 0 | 0 | 0 | 1299057.6662 | OK
| 2011 | 0 | 0 | 0 | 0 | 0 | 0 | 0 | 0 | 0 | 0 | 0 | 0 | 0 | 0 | 0 | 0 | 0 | 0 | 0 | 0 | 0 | 0 | 0 | 0 | 0 | 0 | 128496.3767 | 128496.3767 | 128496.3767 | 128496.3767 | 128496.3767 | 128496.3767 | 129795.1193 | 132560.9205 | 137226.9896 | 143443.8485 | 0 | 0 | 0 | 0 | 0 | 0 | 0 | 0 | 0 | 0 | 0 | 0 | 0 | 0 | 0 | 0 | 0 | 0 | 0 | 0 | 0 | 0 | 0 | 1314005.138 | OK
| 2012 | 0 | 0 | 0 | 0 | 0 | 0 | 0 | 0 | 0 | 0 | 0 | 0 | 0 | 0 | 0 | 0 | 0 | 0 | 0 | 0 | 0 | 0 | 0 | 0 | 0 | 0 | 0 | 128496.3767 | 128496.3767 | 128496.3767 | 128496.3767 | 128496.3767 | 129795.1193 | 132560.9205 | 137226.9896 | 143443.8485 | 148731.236 | 0 | 0 | 0 | 0 | 0 | 0 | 0 | 0 | 0 | 0 | 0 | 0 | 0 | 0 | 0 | 0 | 0 | 0 | 0 | 0 | 0 | 0 | 1334239.9973 | OK
| 2013 | 0 | 0 | 0 | 0 | 0 | 0 | 0 | 0 | 0 | 0 | 0 | 0 | 0 | 0 | 0 | 0 | 0 | 0 | 0 | 0 | 0 | 0 | 0 | 0 | 0 | 0 | 0 | 0 | 128496.3767 | 128496.3767 | 128496.3767 | 128496.3767 | 129795.1193 | 132560.9205 | 137226.9896 | 143443.8485 | 148731.236 | 151465.3782 | 0 | 0 | 0 | 0 | 0 | 0 | 0 | 0 | 0 | 0 | 0 | 0 | 0 | 0 | 0 | 0 | 0 | 0 | 0 | 0 | 0 | 1357208.9988 | OK
| 2014 | 0 | 0 | 0 | 0 | 0 | 0 | 0 | 0 | 0 | 0 | 0 | 0 | 0 | 0 | 0 | 0 | 0 | 0 | 0 | 0 | 0 | 0 | 0 | 0 | 0 | 0 | 0 | 0 | 0 | 128496.3767 | 128496.3767 | 128496.3767 | 129795.1193 | 132560.9205 | 137226.9896 | 143443.8485 | 148731.236 | 151465.3782 | 149745.6963 | 0 | 0 | 0 | 0 | 0 | 0 | 0 | 0 | 0 | 0 | 0 | 0 | 0 | 0 | 0 | 0 | 0 | 0 | 0 | 0 | 1378458.3184 | OK
| 2015 | 0 | 0 | 0 | 0 | 0 | 0 | 0 | 0 | 0 | 0 | 0 | 0 | 0 | 0 | 0 | 0 | 0 | 0 | 0 | 0 | 0 | 0 | 0 | 0 | 0 | 0 | 0 | 0 | 0 | 0 | 128496.3767 | 128496.3767 | 129795.1193 | 132560.9205 | 137226.9896 | 143443.8485 | 148731.236 | 151465.3782 | 149745.6963 | 148027.2377 | 0 | 0 | 0 | 0 | 0 | 0 | 0 | 0 | 0 | 0 | 0 | 0 | 0 | 0 | 0 | 0 | 0 | 0 | 0 | 1397989.1794 | OK
| 2016 | 0 | 0 | 0 | 0 | 0 | 0 | 0 | 0 | 0 | 0 | 0 | 0 | 0 | 0 | 0 | 0 | 0 | 0 | 0 | 0 | 0 | 0 | 0 | 0 | 0 | 0 | 0 | 0 | 0 | 0 | 0 | 128496.3767 | 129795.1193 | 132560.9205 | 137226.9896 | 143443.8485 | 148731.236 | 151465.3782 | 149745.6963 | 148027.2377 | 146677.2655 | 0 | 0 | 0 | 0 | 0 | 0 | 0 | 0 | 0 | 0 | 0 | 0 | 0 | 0 | 0 | 0 | 0 | 0 | 1416170.0682 | OK
| 2017 | 0 | 0 | 0 | 0 | 0 | 0 | 0 | 0 | 0 | 0 | 0 | 0 | 0 | 0 | 0 | 0 | 0 | 0 | 0 | 0 | 0 | 0 | 0 | 0 | 0 | 0 | 0 | 0 | 0 | 0 | 0 | 0 | 129795.1193 | 132560.9205 | 137226.9896 | 143443.8485 | 148731.236 | 151465.3782 | 149745.6963 | 148027.2377 | 146677.2655 | 146019.2999 | 0 | 0 | 0 | 0 | 0 | 0 | 0 | 0 | 0 | 0 | 0 | 0 | 0 | 0 | 0 | 0 | 0 | 1433692.9914 | OK
| 2018 | 0 | 0 | 0 | 0 | 0 | 0 | 0 | 0 | 0 | 0 | 0 | 0 | 0 | 0 | 0 | 0 | 0 | 0 | 0 | 0 | 0 | 0 | 0 | 0 | 0 | 0 | 0 | 0 | 0 | 0 | 0 | 0 | 0 | 132560.9205 | 137226.9896 | 143443.8485 | 148731.236 | 151465.3782 | 149745.6963 | 148027.2377 | 146677.2655 | 146019.2999 | 146344.6555 | 0 | 0 | 0 | 0 | 0 | 0 | 0 | 0 | 0 | 0 | 0 | 0 | 0 | 0 | 0 | 0 | 1450242.5277 | OK
| 2019 | 0 | 0 | 0 | 0 | 0 | 0 | 0 | 0 | 0 | 0 | 0 | 0 | 0 | 0 | 0 | 0 | 0 | 0 | 0 | 0 | 0 | 0 | 0 | 0 | 0 | 0 | 0 | 0 | 0 | 0 | 0 | 0 | 0 | 0 | 137226.9896 | 143443.8485 | 148731.236 | 151465.3782 | 149745.6963 | 148027.2377 | 146677.2655 | 146019.2999 | 146344.6555 | 147496.7827 | 0 | 0 | 0 | 0 | 0 | 0 | 0 | 0 | 0 | 0 | 0 | 0 | 0 | 0 | 0 | 1465178.3899 | OK
| 2020 | 0 | 0 | 0 | 0 | 0 | 0 | 0 | 0 | 0 | 0 | 0 | 0 | 0 | 0 | 0 | 0 | 0 | 0 | 0 | 0 | 0 | 0 | 0 | 0 | 0 | 0 | 0 | 0 | 0 | 0 | 0 | 0 | 0 | 0 | 0 | 143443.8485 | 148731.236 | 151465.3782 | 149745.6963 | 148027.2377 | 146677.2655 | 146019.2999 | 146344.6555 | 147496.7827 | 149734.6062 | 0 | 0 | 0 | 0 | 0 | 0 | 0 | 0 | 0 | 0 | 0 | 0 | 0 | 0 | 1477686.0065 | OK
| 2021 | 0 | 0 | 0 | 0 | 0 | 0 | 0 | 0 | 0 | 0 | 0 | 0 | 0 | 0 | 0 | 0 | 0 | 0 | 0 | 0 | 0 | 0 | 0 | 0 | 0 | 0 | 0 | 0 | 0 | 0 | 0 | 0 | 0 | 0 | 0 | 0 | 148731.236 | 151465.3782 | 149745.6963 | 148027.2377 | 146677.2655 | 146019.2999 | 146344.6555 | 147496.7827 | 149734.6062 | 152598.6773 | 0 | 0 | 0 | 0 | 0 | 0 | 0 | 0 | 0 | 0 | 0 | 0 | 0 | 1486840.8353 | OK
| 2022 | 0 | 0 | 0 | 0 | 0 | 0 | 0 | 0 | 0 | 0 | 0 | 0 | 0 | 0 | 0 | 0 | 0 | 0 | 0 | 0 | 0 | 0 | 0 | 0 | 0 | 0 | 0 | 0 | 0 | 0 | 0 | 0 | 0 | 0 | 0 | 0 | 0 | 151465.3782 | 149745.6963 | 148027.2377 | 146677.2655 | 146019.2999 | 146344.6555 | 147496.7827 | 149734.6062 | 152598.6773 | 155060.5945 | 0 | 0 | 0 | 0 | 0 | 0 | 0 | 0 | 0 | 0 | 0 | 0 | 1493170.1939 | OK
| 2023 | 0 | 0 | 0 | 0 | 0 | 0 | 0 | 0 | 0 | 0 | 0 | 0 | 0 | 0 | 0 | 0 | 0 | 0 | 0 | 0 | 0 | 0 | 0 | 0 | 0 | 0 | 0 | 0 | 0 | 0 | 0 | 0 | 0 | 0 | 0 | 0 | 0 | 0 | 149745.6963 | 148027.2377 | 146677.2655 | 146019.2999 | 146344.6555 | 147496.7827 | 149734.6062 | 152598.6773 | 155060.5945 | 156543.3706 | 0 | 0 | 0 | 0 | 0 | 0 | 0 | 0 | 0 | 0 | 0 | 1498248.1863 | OK
| 2024 | 0 | 0 | 0 | 0 | 0 | 0 | 0 | 0 | 0 | 0 | 0 | 0 | 0 | 0 | 0 | 0 | 0 | 0 | 0 | 0 | 0 | 0 | 0 | 0 | 0 | 0 | 0 | 0 | 0 | 0 | 0 | 0 | 0 | 0 | 0 | 0 | 0 | 0 | 0 | 148027.2377 | 146677.2655 | 146019.2999 | 146344.6555 | 147496.7827 | 149734.6062 | 152598.6773 | 155060.5945 | 156543.3706 | 157141.3309 | 0 | 0 | 0 | 0 | 0 | 0 | 0 | 0 | 0 | 0 | 1505643.8208 | OK
| 2025 | 0 | 0 | 0 | 0 | 0 | 0 | 0 | 0 | 0 | 0 | 0 | 0 | 0 | 0 | 0 | 0 | 0 | 0 | 0 | 0 | 0 | 0 | 0 | 0 | 0 | 0 | 0 | 0 | 0 | 0 | 0 | 0 | 0 | 0 | 0 | 0 | 0 | 0 | 0 | 0 | 146677.2655 | 146019.2999 | 146344.6555 | 147496.7827 | 149734.6062 | 152598.6773 | 155060.5945 | 156543.3706 | 157141.3309 | 157467.1695 | 0 | 0 | 0 | 0 | 0 | 0 | 0 | 0 | 0 | 1515083.7526 | OK
| 2026 | 0 | 0 | 0 | 0 | 0 | 0 | 0 | 0 | 0 | 0 | 0 | 0 | 0 | 0 | 0 | 0 | 0 | 0 | 0 | 0 | 0 | 0 | 0 | 0 | 0 | 0 | 0 | 0 | 0 | 0 | 0 | 0 | 0 | 0 | 0 | 0 | 0 | 0 | 0 | 0 | 0 | 146019.2999 | 146344.6555 | 147496.7827 | 149734.6062 | 152598.6773 | 155060.5945 | 156543.3706 | 157141.3309 | 157467.1695 | 158041.426 | 0 | 0 | 0 | 0 | 0 | 0 | 0 | 0 | 1526447.9132 | OK
| 2027 | 0 | 0 | 0 | 0 | 0 | 0 | 0 | 0 | 0 | 0 | 0 | 0 | 0 | 0 | 0 | 0 | 0 | 0 | 0 | 0 | 0 | 0 | 0 | 0 | 0 | 0 | 0 | 0 | 0 | 0 | 0 | 0 | 0 | 0 | 0 | 0 | 0 | 0 | 0 | 0 | 0 | 0 | 146344.6555 | 147496.7827 | 149734.6062 | 152598.6773 | 155060.5945 | 156543.3706 | 157141.3309 | 157467.1695 | 158041.426 | 159221.5339 | 0 | 0 | 0 | 0 | 0 | 0 | 0 | 1539650.1471 | OK
| 2028 | 0 | 0 | 0 | 0 | 0 | 0 | 0 | 0 | 0 | 0 | 0 | 0 | 0 | 0 | 0 | 0 | 0 | 0 | 0 | 0 | 0 | 0 | 0 | 0 | 0 | 0 | 0 | 0 | 0 | 0 | 0 | 0 | 0 | 0 | 0 | 0 | 0 | 0 | 0 | 0 | 0 | 0 | 0 | 147496.7827 | 149734.6062 | 152598.6773 | 155060.5945 | 156543.3706 | 157141.3309 | 157467.1695 | 158041.426 | 159221.5339 | 161197.7722 | 0 | 0 | 0 | 0 | 0 | 0 | 1554503.2638 | OK
| 2029 | 0 | 0 | 0 | 0 | 0 | 0 | 0 | 0 | 0 | 0 | 0 | 0 | 0 | 0 | 0 | 0 | 0 | 0 | 0 | 0 | 0 | 0 | 0 | 0 | 0 | 0 | 0 | 0 | 0 | 0 | 0 | 0 | 0 | 0 | 0 | 0 | 0 | 0 | 0 | 0 | 0 | 0 | 0 | 0 | 149734.6062 | 152598.6773 | 155060.5945 | 156543.3706 | 157141.3309 | 157467.1695 | 158041.426 | 159221.5339 | 161197.7722 | 163803.2039 | 0 | 0 | 0 | 0 | 0 | 1570809.685 | OK
| 2030 | 0 | 0 | 0 | 0 | 0 | 0 | 0 | 0 | 0 | 0 | 0 | 0 | 0 | 0 | 0 | 0 | 0 | 0 | 0 | 0 | 0 | 0 | 0 | 0 | 0 | 0 | 0 | 0 | 0 | 0 | 0 | 0 | 0 | 0 | 0 | 0 | 0 | 0 | 0 | 0 | 0 | 0 | 0 | 0 | 0 | 152598.6773 | 155060.5945 | 156543.3706 | 157141.3309 | 157467.1695 | 158041.426 | 159221.5339 | 161197.7722 | 163803.2039 | 166782.4337 | 0 | 0 | 0 | 0 | 1587857.5125 | OK
| 2031 | 0 | 0 | 0 | 0 | 0 | 0 | 0 | 0 | 0 | 0 | 0 | 0 | 0 | 0 | 0 | 0 | 0 | 0 | 0 | 0 | 0 | 0 | 0 | 0 | 0 | 0 | 0 | 0 | 0 | 0 | 0 | 0 | 0 | 0 | 0 | 0 | 0 | 0 | 0 | 0 | 0 | 0 | 0 | 0 | 0 | 0 | 155060.5945 | 156543.3706 | 157141.3309 | 157467.1695 | 158041.426 | 159221.5339 | 161197.7722 | 163803.2039 | 166782.4337 | 169672.7544 | 0 | 0 | 0 | 1604931.5896 | OK
| 2032 | 0 | 0 | 0 | 0 | 0 | 0 | 0 | 0 | 0 | 0 | 0 | 0 | 0 | 0 | 0 | 0 | 0 | 0 | 0 | 0 | 0 | 0 | 0 | 0 | 0 | 0 | 0 | 0 | 0 | 0 | 0 | 0 | 0 | 0 | 0 | 0 | 0 | 0 | 0 | 0 | 0 | 0 | 0 | 0 | 0 | 0 | 0 | 156543.3706 | 157141.3309 | 157467.1695 | 158041.426 | 159221.5339 | 161197.7722 | 163803.2039 | 166782.4337 | 169672.7544 | 172943.6693 | 0 | 0 | 1622814.6643 | OK
| 2033 | 0 | 0 | 0 | 0 | 0 | 0 | 0 | 0 | 0 | 0 | 0 | 0 | 0 | 0 | 0 | 0 | 0 | 0 | 0 | 0 | 0 | 0 | 0 | 0 | 0 | 0 | 0 | 0 | 0 | 0 | 0 | 0 | 0 | 0 | 0 | 0 | 0 | 0 | 0 | 0 | 0 | 0 | 0 | 0 | 0 | 0 | 0 | 0 | 157141.3309 | 157467.1695 | 158041.426 | 159221.5339 | 161197.7722 | 163803.2039 | 166782.4337 | 169672.7544 | 172943.6693 | 175609.1761 | 0 | 1641880.4698 | OK
| 2034 | 0 | 0 | 0 | 0 | 0 | 0 | 0 | 0 | 0 | 0 | 0 | 0 | 0 | 0 | 0 | 0 | 0 | 0 | 0 | 0 | 0 | 0 | 0 | 0 | 0 | 0 | 0 | 0 | 0 | 0 | 0 | 0 | 0 | 0 | 0 | 0 | 0 | 0 | 0 | 0 | 0 | 0 | 0 | 0 | 0 | 0 | 0 | 0 | 0 | 157467.1695 | 158041.426 | 159221.5339 | 161197.7722 | 163803.2039 | 166782.4337 | 169672.7544 | 172943.6693 | 175609.1761 | 177783.143 | 1662522.2819 | OK
Vintage Distribution
|  | 1976 | 1977 | 1978 | 1979 | 1980 | 1981 | 1982 | 1983 | 1984 | 1985 | 1986 | 1987 | 1988 | 1989 | 1990 | 1991 | 1992 | 1993 | 1994 | 1995 | 1996 | 1997 | 1998 | 1999 | 2000 | 2001 | 2002 | 2003 | 2004 | 2005 | 2006 | 2007 | 2008 | 2009 | 2010 | 2011 | 2012 | 2013 | 2014 | 2015 | 2016 | 2017 | 2018 | 2019 | 2020 | 2021 | 2022 | 2023 | 2024 | 2025 | 2026 | 2027 | 2028 | 2029 | 2030 | 2031 | 2032 | 2033 | 2034 | Sum Check
| 1976 | [59 empty] | 0% | bar: 1976 to 2034
| 1977 | 0% | 100% | 0% | 0% | 0% | 0% | 0% | 0% | 0% | 0% | 0% | 0% | 0% | 0% | 0% | 0% | 0% | 0% | 0% | 0% | 0% | 0% | 0% | 0% | 0% | 0% | 0% | 0% | 0% | 0% | 0% | 0% | 0% | 0% | 0% | 0% | 0% | 0% | 0% | 0% | 0% | 0% | 0% | 0% | 0% | 0% | 0% | 0% | 0% | 0% | 0% | 0% | 0% | 0% | 0% | 0% | 0% | 0% | 0% | 100%
| 1978 | 0% | 50% | 50% | 0% | 0% | 0% | 0% | 0% | 0% | 0% | 0% | 0% | 0% | 0% | 0% | 0% | 0% | 0% | 0% | 0% | 0% | 0% | 0% | 0% | 0% | 0% | 0% | 0% | 0% | 0% | 0% | 0% | 0% | 0% | 0% | 0% | 0% | 0% | 0% | 0% | 0% | 0% | 0% | 0% | 0% | 0% | 0% | 0% | 0% | 0% | 0% | 0% | 0% | 0% | 0% | 0% | 0% | 0% | 0% | 100%
| 1979 | 0% | 33.33% | 33.33% | 33.33% | 0% | 0% | 0% | 0% | 0% | 0% | 0% | 0% | 0% | 0% | 0% | 0% | 0% | 0% | 0% | 0% | 0% | 0% | 0% | 0% | 0% | 0% | 0% | 0% | 0% | 0% | 0% | 0% | 0% | 0% | 0% | 0% | 0% | 0% | 0% | 0% | 0% | 0% | 0% | 0% | 0% | 0% | 0% | 0% | 0% | 0% | 0% | 0% | 0% | 0% | 0% | 0% | 0% | 0% | 0% | 100%
| 1980 | 0% | 25% | 25% | 25% | 25% | 0% | 0% | 0% | 0% | 0% | 0% | 0% | 0% | 0% | 0% | 0% | 0% | 0% | 0% | 0% | 0% | 0% | 0% | 0% | 0% | 0% | 0% | 0% | 0% | 0% | 0% | 0% | 0% | 0% | 0% | 0% | 0% | 0% | 0% | 0% | 0% | 0% | 0% | 0% | 0% | 0% | 0% | 0% | 0% | 0% | 0% | 0% | 0% | 0% | 0% | 0% | 0% | 0% | 0% | 100%
| 1981 | 0% | 20% | 20% | 20% | 20% | 20% | 0% | 0% | 0% | 0% | 0% | 0% | 0% | 0% | 0% | 0% | 0% | 0% | 0% | 0% | 0% | 0% | 0% | 0% | 0% | 0% | 0% | 0% | 0% | 0% | 0% | 0% | 0% | 0% | 0% | 0% | 0% | 0% | 0% | 0% | 0% | 0% | 0% | 0% | 0% | 0% | 0% | 0% | 0% | 0% | 0% | 0% | 0% | 0% | 0% | 0% | 0% | 0% | 0% | 100%
| 1982 | 0% | 16.67% | 16.67% | 16.67% | 16.67% | 16.67% | 16.67% | 0% | 0% | 0% | 0% | 0% | 0% | 0% | 0% | 0% | 0% | 0% | 0% | 0% | 0% | 0% | 0% | 0% | 0% | 0% | 0% | 0% | 0% | 0% | 0% | 0% | 0% | 0% | 0% | 0% | 0% | 0% | 0% | 0% | 0% | 0% | 0% | 0% | 0% | 0% | 0% | 0% | 0% | 0% | 0% | 0% | 0% | 0% | 0% | 0% | 0% | 0% | 0% | 100%
| 1983 | 0% | 14.29% | 14.29% | 14.29% | 14.29% | 14.29% | 14.29% | 14.29% | 0% | 0% | 0% | 0% | 0% | 0% | 0% | 0% | 0% | 0% | 0% | 0% | 0% | 0% | 0% | 0% | 0% | 0% | 0% | 0% | 0% | 0% | 0% | 0% | 0% | 0% | 0% | 0% | 0% | 0% | 0% | 0% | 0% | 0% | 0% | 0% | 0% | 0% | 0% | 0% | 0% | 0% | 0% | 0% | 0% | 0% | 0% | 0% | 0% | 0% | 0% | 100%
| 1984 | 0% | 12.5% | 12.5% | 12.5% | 12.5% | 12.5% | 12.5% | 12.5% | 12.5% | 0% | 0% | 0% | 0% | 0% | 0% | 0% | 0% | 0% | 0% | 0% | 0% | 0% | 0% | 0% | 0% | 0% | 0% | 0% | 0% | 0% | 0% | 0% | 0% | 0% | 0% | 0% | 0% | 0% | 0% | 0% | 0% | 0% | 0% | 0% | 0% | 0% | 0% | 0% | 0% | 0% | 0% | 0% | 0% | 0% | 0% | 0% | 0% | 0% | 0% | 100%
| 1985 | 0% | 11.11% | 11.11% | 11.11% | 11.11% | 11.11% | 11.11% | 11.11% | 11.11% | 11.11% | 0% | 0% | 0% | 0% | 0% | 0% | 0% | 0% | 0% | 0% | 0% | 0% | 0% | 0% | 0% | 0% | 0% | 0% | 0% | 0% | 0% | 0% | 0% | 0% | 0% | 0% | 0% | 0% | 0% | 0% | 0% | 0% | 0% | 0% | 0% | 0% | 0% | 0% | 0% | 0% | 0% | 0% | 0% | 0% | 0% | 0% | 0% | 0% | 0% | 100%
| 1986 | 0% | 10% | 10% | 10% | 10% | 10% | 10% | 10% | 10% | 10% | 10% | 0% | 0% | 0% | 0% | 0% | 0% | 0% | 0% | 0% | 0% | 0% | 0% | 0% | 0% | 0% | 0% | 0% | 0% | 0% | 0% | 0% | 0% | 0% | 0% | 0% | 0% | 0% | 0% | 0% | 0% | 0% | 0% | 0% | 0% | 0% | 0% | 0% | 0% | 0% | 0% | 0% | 0% | 0% | 0% | 0% | 0% | 0% | 0% | 100%
| 1987 | 0% | 0% | 10% | 10% | 10% | 10% | 10% | 10% | 10% | 10% | 10% | 10% | 0% | 0% | 0% | 0% | 0% | 0% | 0% | 0% | 0% | 0% | 0% | 0% | 0% | 0% | 0% | 0% | 0% | 0% | 0% | 0% | 0% | 0% | 0% | 0% | 0% | 0% | 0% | 0% | 0% | 0% | 0% | 0% | 0% | 0% | 0% | 0% | 0% | 0% | 0% | 0% | 0% | 0% | 0% | 0% | 0% | 0% | 0% | 100%
| 1988 | 0% | 0% | 0% | 10% | 10% | 10% | 10% | 10% | 10% | 10% | 10% | 10% | 10% | 0% | 0% | 0% | 0% | 0% | 0% | 0% | 0% | 0% | 0% | 0% | 0% | 0% | 0% | 0% | 0% | 0% | 0% | 0% | 0% | 0% | 0% | 0% | 0% | 0% | 0% | 0% | 0% | 0% | 0% | 0% | 0% | 0% | 0% | 0% | 0% | 0% | 0% | 0% | 0% | 0% | 0% | 0% | 0% | 0% | 0% | 100%
| 1989 | 0% | 0% | 0% | 0% | 10% | 10% | 10% | 10% | 10% | 10% | 10% | 10% | 10% | 10% | 0% | 0% | 0% | 0% | 0% | 0% | 0% | 0% | 0% | 0% | 0% | 0% | 0% | 0% | 0% | 0% | 0% | 0% | 0% | 0% | 0% | 0% | 0% | 0% | 0% | 0% | 0% | 0% | 0% | 0% | 0% | 0% | 0% | 0% | 0% | 0% | 0% | 0% | 0% | 0% | 0% | 0% | 0% | 0% | 0% | 100%
| 1990 | 0% | 0% | 0% | 0% | 0% | 10% | 10% | 10% | 10% | 10% | 10% | 10% | 10% | 10% | 10% | 0% | 0% | 0% | 0% | 0% | 0% | 0% | 0% | 0% | 0% | 0% | 0% | 0% | 0% | 0% | 0% | 0% | 0% | 0% | 0% | 0% | 0% | 0% | 0% | 0% | 0% | 0% | 0% | 0% | 0% | 0% | 0% | 0% | 0% | 0% | 0% | 0% | 0% | 0% | 0% | 0% | 0% | 0% | 0% | 100%
| 1991 | 0% | 0% | 0% | 0% | 0% | 0% | 10% | 10% | 10% | 10% | 10% | 10% | 10% | 10% | 10% | 10% | 0% | 0% | 0% | 0% | 0% | 0% | 0% | 0% | 0% | 0% | 0% | 0% | 0% | 0% | 0% | 0% | 0% | 0% | 0% | 0% | 0% | 0% | 0% | 0% | 0% | 0% | 0% | 0% | 0% | 0% | 0% | 0% | 0% | 0% | 0% | 0% | 0% | 0% | 0% | 0% | 0% | 0% | 0% | 100%
| 1992 | 0% | 0% | 0% | 0% | 0% | 0% | 0% | 10% | 10% | 10% | 10% | 10% | 10% | 10% | 10% | 10% | 10% | 0% | 0% | 0% | 0% | 0% | 0% | 0% | 0% | 0% | 0% | 0% | 0% | 0% | 0% | 0% | 0% | 0% | 0% | 0% | 0% | 0% | 0% | 0% | 0% | 0% | 0% | 0% | 0% | 0% | 0% | 0% | 0% | 0% | 0% | 0% | 0% | 0% | 0% | 0% | 0% | 0% | 0% | 100%
| 1993 | 0% | 0% | 0% | 0% | 0% | 0% | 0% | 0% | 10% | 10% | 10% | 10% | 10% | 10% | 10% | 10% | 10% | 10% | 0% | 0% | 0% | 0% | 0% | 0% | 0% | 0% | 0% | 0% | 0% | 0% | 0% | 0% | 0% | 0% | 0% | 0% | 0% | 0% | 0% | 0% | 0% | 0% | 0% | 0% | 0% | 0% | 0% | 0% | 0% | 0% | 0% | 0% | 0% | 0% | 0% | 0% | 0% | 0% | 0% | 100%
| 1994 | 0% | 0% | 0% | 0% | 0% | 0% | 0% | 0% | 0% | 10% | 10% | 10% | 10% | 10% | 10% | 10% | 10% | 10% | 10% | 0% | 0% | 0% | 0% | 0% | 0% | 0% | 0% | 0% | 0% | 0% | 0% | 0% | 0% | 0% | 0% | 0% | 0% | 0% | 0% | 0% | 0% | 0% | 0% | 0% | 0% | 0% | 0% | 0% | 0% | 0% | 0% | 0% | 0% | 0% | 0% | 0% | 0% | 0% | 0% | 100%
| 1995 | 0% | 0% | 0% | 0% | 0% | 0% | 0% | 0% | 0% | 0% | 10% | 10% | 10% | 10% | 10% | 10% | 10% | 10% | 10% | 10% | 0% | 0% | 0% | 0% | 0% | 0% | 0% | 0% | 0% | 0% | 0% | 0% | 0% | 0% | 0% | 0% | 0% | 0% | 0% | 0% | 0% | 0% | 0% | 0% | 0% | 0% | 0% | 0% | 0% | 0% | 0% | 0% | 0% | 0% | 0% | 0% | 0% | 0% | 0% | 100%
| 1996 | 0% | 0% | 0% | 0% | 0% | 0% | 0% | 0% | 0% | 0% | 0% | 10% | 10% | 10% | 10% | 10% | 10% | 10% | 10% | 10% | 10% | 0% | 0% | 0% | 0% | 0% | 0% | 0% | 0% | 0% | 0% | 0% | 0% | 0% | 0% | 0% | 0% | 0% | 0% | 0% | 0% | 0% | 0% | 0% | 0% | 0% | 0% | 0% | 0% | 0% | 0% | 0% | 0% | 0% | 0% | 0% | 0% | 0% | 0% | 100%
| 1997 | 0% | 0% | 0% | 0% | 0% | 0% | 0% | 0% | 0% | 0% | 0% | 0% | 10% | 10% | 10% | 10% | 10% | 10% | 10% | 10% | 10% | 10% | 0% | 0% | 0% | 0% | 0% | 0% | 0% | 0% | 0% | 0% | 0% | 0% | 0% | 0% | 0% | 0% | 0% | 0% | 0% | 0% | 0% | 0% | 0% | 0% | 0% | 0% | 0% | 0% | 0% | 0% | 0% | 0% | 0% | 0% | 0% | 0% | 0% | 100%
| 1998 | 0% | 0% | 0% | 0% | 0% | 0% | 0% | 0% | 0% | 0% | 0% | 0% | 0% | 10% | 10% | 10% | 10% | 10% | 10% | 10% | 10% | 10% | 10% | 0% | 0% | 0% | 0% | 0% | 0% | 0% | 0% | 0% | 0% | 0% | 0% | 0% | 0% | 0% | 0% | 0% | 0% | 0% | 0% | 0% | 0% | 0% | 0% | 0% | 0% | 0% | 0% | 0% | 0% | 0% | 0% | 0% | 0% | 0% | 0% | 100%
| 1999 | 0% | 0% | 0% | 0% | 0% | 0% | 0% | 0% | 0% | 0% | 0% | 0% | 0% | 0% | 10% | 10% | 10% | 10% | 10% | 10% | 10% | 10% | 10% | 10% | 0% | 0% | 0% | 0% | 0% | 0% | 0% | 0% | 0% | 0% | 0% | 0% | 0% | 0% | 0% | 0% | 0% | 0% | 0% | 0% | 0% | 0% | 0% | 0% | 0% | 0% | 0% | 0% | 0% | 0% | 0% | 0% | 0% | 0% | 0% | 100%
| 2000 | 0% | 0% | 0% | 0% | 0% | 0% | 0% | 0% | 0% | 0% | 0% | 0% | 0% | 0% | 0% | 10% | 10% | 10% | 10% | 10% | 10% | 10% | 10% | 10% | 10% | 0% | 0% | 0% | 0% | 0% | 0% | 0% | 0% | 0% | 0% | 0% | 0% | 0% | 0% | 0% | 0% | 0% | 0% | 0% | 0% | 0% | 0% | 0% | 0% | 0% | 0% | 0% | 0% | 0% | 0% | 0% | 0% | 0% | 0% | 100%
| 2001 | 0% | 0% | 0% | 0% | 0% | 0% | 0% | 0% | 0% | 0% | 0% | 0% | 0% | 0% | 0% | 0% | 10% | 10% | 10% | 10% | 10% | 10% | 10% | 10% | 10% | 10% | 0% | 0% | 0% | 0% | 0% | 0% | 0% | 0% | 0% | 0% | 0% | 0% | 0% | 0% | 0% | 0% | 0% | 0% | 0% | 0% | 0% | 0% | 0% | 0% | 0% | 0% | 0% | 0% | 0% | 0% | 0% | 0% | 0% | 100%
| 2002 | 0% | 0% | 0% | 0% | 0% | 0% | 0% | 0% | 0% | 0% | 0% | 0% | 0% | 0% | 0% | 0% | 0% | 10% | 10% | 10% | 10% | 10% | 10% | 10% | 10% | 10% | 10% | 0% | 0% | 0% | 0% | 0% | 0% | 0% | 0% | 0% | 0% | 0% | 0% | 0% | 0% | 0% | 0% | 0% | 0% | 0% | 0% | 0% | 0% | 0% | 0% | 0% | 0% | 0% | 0% | 0% | 0% | 0% | 0% | 100%
| 2003 | 0% | 0% | 0% | 0% | 0% | 0% | 0% | 0% | 0% | 0% | 0% | 0% | 0% | 0% | 0% | 0% | 0% | 0% | 10% | 10% | 10% | 10% | 10% | 10% | 10% | 10% | 10% | 10% | 0% | 0% | 0% | 0% | 0% | 0% | 0% | 0% | 0% | 0% | 0% | 0% | 0% | 0% | 0% | 0% | 0% | 0% | 0% | 0% | 0% | 0% | 0% | 0% | 0% | 0% | 0% | 0% | 0% | 0% | 0% | 100%
| 2004 | 0% | 0% | 0% | 0% | 0% | 0% | 0% | 0% | 0% | 0% | 0% | 0% | 0% | 0% | 0% | 0% | 0% | 0% | 0% | 10% | 10% | 10% | 10% | 10% | 10% | 10% | 10% | 10% | 10% | 0% | 0% | 0% | 0% | 0% | 0% | 0% | 0% | 0% | 0% | 0% | 0% | 0% | 0% | 0% | 0% | 0% | 0% | 0% | 0% | 0% | 0% | 0% | 0% | 0% | 0% | 0% | 0% | 0% | 0% | 100%
| 2005 | 0% | 0% | 0% | 0% | 0% | 0% | 0% | 0% | 0% | 0% | 0% | 0% | 0% | 0% | 0% | 0% | 0% | 0% | 0% | 0% | 10% | 10% | 10% | 10% | 10% | 10% | 10% | 10% | 10% | 10% | 0% | 0% | 0% | 0% | 0% | 0% | 0% | 0% | 0% | 0% | 0% | 0% | 0% | 0% | 0% | 0% | 0% | 0% | 0% | 0% | 0% | 0% | 0% | 0% | 0% | 0% | 0% | 0% | 0% | 100%
| 2006 | 0% | 0% | 0% | 0% | 0% | 0% | 0% | 0% | 0% | 0% | 0% | 0% | 0% | 0% | 0% | 0% | 0% | 0% | 0% | 0% | 0% | 10% | 10% | 10% | 10% | 10% | 10% | 10% | 10% | 10% | 10% | 0% | 0% | 0% | 0% | 0% | 0% | 0% | 0% | 0% | 0% | 0% | 0% | 0% | 0% | 0% | 0% | 0% | 0% | 0% | 0% | 0% | 0% | 0% | 0% | 0% | 0% | 0% | 0% | 100%
| 2007 | 0% | 0% | 0% | 0% | 0% | 0% | 0% | 0% | 0% | 0% | 0% | 0% | 0% | 0% | 0% | 0% | 0% | 0% | 0% | 0% | 0% | 0% | 10% | 10% | 10% | 10% | 10% | 10% | 10% | 10% | 10% | 10% | 0% | 0% | 0% | 0% | 0% | 0% | 0% | 0% | 0% | 0% | 0% | 0% | 0% | 0% | 0% | 0% | 0% | 0% | 0% | 0% | 0% | 0% | 0% | 0% | 0% | 0% | 0% | 100%
| 2008 | 0% | 0% | 0% | 0% | 0% | 0% | 0% | 0% | 0% | 0% | 0% | 0% | 0% | 0% | 0% | 0% | 0% | 0% | 0% | 0% | 0% | 0% | 0% | 9.99% | 9.99% | 9.99% | 9.99% | 9.99% | 9.99% | 9.99% | 9.99% | 9.99% | 10.09% | 0% | 0% | 0% | 0% | 0% | 0% | 0% | 0% | 0% | 0% | 0% | 0% | 0% | 0% | 0% | 0% | 0% | 0% | 0% | 0% | 0% | 0% | 0% | 0% | 0% | 0% | 100%
| 2009 | 0% | 0% | 0% | 0% | 0% | 0% | 0% | 0% | 0% | 0% | 0% | 0% | 0% | 0% | 0% | 0% | 0% | 0% | 0% | 0% | 0% | 0% | 0% | 0% | 9.958% | 9.958% | 9.958% | 9.958% | 9.958% | 9.958% | 9.958% | 9.958% | 10.06% | 10.27% | 0% | 0% | 0% | 0% | 0% | 0% | 0% | 0% | 0% | 0% | 0% | 0% | 0% | 0% | 0% | 0% | 0% | 0% | 0% | 0% | 0% | 0% | 0% | 0% | 0% | 100%
| 2010 | 0% | 0% | 0% | 0% | 0% | 0% | 0% | 0% | 0% | 0% | 0% | 0% | 0% | 0% | 0% | 0% | 0% | 0% | 0% | 0% | 0% | 0% | 0% | 0% | 0% | 9.892% | 9.892% | 9.892% | 9.892% | 9.892% | 9.892% | 9.892% | 9.991% | 10.2% | 10.56% | 0% | 0% | 0% | 0% | 0% | 0% | 0% | 0% | 0% | 0% | 0% | 0% | 0% | 0% | 0% | 0% | 0% | 0% | 0% | 0% | 0% | 0% | 0% | 0% | 100%
| 2011 | 0% | 0% | 0% | 0% | 0% | 0% | 0% | 0% | 0% | 0% | 0% | 0% | 0% | 0% | 0% | 0% | 0% | 0% | 0% | 0% | 0% | 0% | 0% | 0% | 0% | 0% | 9.779% | 9.779% | 9.779% | 9.779% | 9.779% | 9.779% | 9.878% | 10.09% | 10.44% | 10.92% | 0% | 0% | 0% | 0% | 0% | 0% | 0% | 0% | 0% | 0% | 0% | 0% | 0% | 0% | 0% | 0% | 0% | 0% | 0% | 0% | 0% | 0% | 0% | 100%
| 2012 | 0% | 0% | 0% | 0% | 0% | 0% | 0% | 0% | 0% | 0% | 0% | 0% | 0% | 0% | 0% | 0% | 0% | 0% | 0% | 0% | 0% | 0% | 0% | 0% | 0% | 0% | 0% | 9.631% | 9.631% | 9.631% | 9.631% | 9.631% | 9.728% | 9.935% | 10.29% | 10.75% | 11.15% | 0% | 0% | 0% | 0% | 0% | 0% | 0% | 0% | 0% | 0% | 0% | 0% | 0% | 0% | 0% | 0% | 0% | 0% | 0% | 0% | 0% | 0% | 100%
| 2013 | 0% | 0% | 0% | 0% | 0% | 0% | 0% | 0% | 0% | 0% | 0% | 0% | 0% | 0% | 0% | 0% | 0% | 0% | 0% | 0% | 0% | 0% | 0% | 0% | 0% | 0% | 0% | 0% | 9.468% | 9.468% | 9.468% | 9.468% | 9.563% | 9.767% | 10.11% | 10.57% | 10.96% | 11.16% | 0% | 0% | 0% | 0% | 0% | 0% | 0% | 0% | 0% | 0% | 0% | 0% | 0% | 0% | 0% | 0% | 0% | 0% | 0% | 0% | 0% | 100%
| 2014 | 0% | 0% | 0% | 0% | 0% | 0% | 0% | 0% | 0% | 0% | 0% | 0% | 0% | 0% | 0% | 0% | 0% | 0% | 0% | 0% | 0% | 0% | 0% | 0% | 0% | 0% | 0% | 0% | 0% | 9.322% | 9.322% | 9.322% | 9.416% | 9.617% | 9.955% | 10.41% | 10.79% | 10.99% | 10.86% | 0% | 0% | 0% | 0% | 0% | 0% | 0% | 0% | 0% | 0% | 0% | 0% | 0% | 0% | 0% | 0% | 0% | 0% | 0% | 0% | 100%
| 2015 | 0% | 0% | 0% | 0% | 0% | 0% | 0% | 0% | 0% | 0% | 0% | 0% | 0% | 0% | 0% | 0% | 0% | 0% | 0% | 0% | 0% | 0% | 0% | 0% | 0% | 0% | 0% | 0% | 0% | 0% | 9.192% | 9.192% | 9.284% | 9.482% | 9.816% | 10.26% | 10.64% | 10.83% | 10.71% | 10.59% | 0% | 0% | 0% | 0% | 0% | 0% | 0% | 0% | 0% | 0% | 0% | 0% | 0% | 0% | 0% | 0% | 0% | 0% | 0% | 100%
| 2016 | 0% | 0% | 0% | 0% | 0% | 0% | 0% | 0% | 0% | 0% | 0% | 0% | 0% | 0% | 0% | 0% | 0% | 0% | 0% | 0% | 0% | 0% | 0% | 0% | 0% | 0% | 0% | 0% | 0% | 0% | 0% | 9.074% | 9.165% | 9.361% | 9.69% | 10.13% | 10.5% | 10.7% | 10.57% | 10.45% | 10.36% | 0% | 0% | 0% | 0% | 0% | 0% | 0% | 0% | 0% | 0% | 0% | 0% | 0% | 0% | 0% | 0% | 0% | 0% | 100%
| 2017 | 0% | 0% | 0% | 0% | 0% | 0% | 0% | 0% | 0% | 0% | 0% | 0% | 0% | 0% | 0% | 0% | 0% | 0% | 0% | 0% | 0% | 0% | 0% | 0% | 0% | 0% | 0% | 0% | 0% | 0% | 0% | 0% | 9.053% | 9.246% | 9.572% | 10.01% | 10.37% | 10.56% | 10.44% | 10.32% | 10.23% | 10.18% | 0% | 0% | 0% | 0% | 0% | 0% | 0% | 0% | 0% | 0% | 0% | 0% | 0% | 0% | 0% | 0% | 0% | 100%
| 2018 | 0% | 0% | 0% | 0% | 0% | 0% | 0% | 0% | 0% | 0% | 0% | 0% | 0% | 0% | 0% | 0% | 0% | 0% | 0% | 0% | 0% | 0% | 0% | 0% | 0% | 0% | 0% | 0% | 0% | 0% | 0% | 0% | 0% | 9.141% | 9.462% | 9.891% | 10.26% | 10.44% | 10.33% | 10.21% | 10.11% | 10.07% | 10.09% | 0% | 0% | 0% | 0% | 0% | 0% | 0% | 0% | 0% | 0% | 0% | 0% | 0% | 0% | 0% | 0% | 100%
| 2019 | 0% | 0% | 0% | 0% | 0% | 0% | 0% | 0% | 0% | 0% | 0% | 0% | 0% | 0% | 0% | 0% | 0% | 0% | 0% | 0% | 0% | 0% | 0% | 0% | 0% | 0% | 0% | 0% | 0% | 0% | 0% | 0% | 0% | 0% | 9.366% | 9.79% | 10.15% | 10.34% | 10.22% | 10.1% | 10.01% | 9.966% | 9.988% | 10.07% | 0% | 0% | 0% | 0% | 0% | 0% | 0% | 0% | 0% | 0% | 0% | 0% | 0% | 0% | 0% | 100%
| 2020 | 0% | 0% | 0% | 0% | 0% | 0% | 0% | 0% | 0% | 0% | 0% | 0% | 0% | 0% | 0% | 0% | 0% | 0% | 0% | 0% | 0% | 0% | 0% | 0% | 0% | 0% | 0% | 0% | 0% | 0% | 0% | 0% | 0% | 0% | 0% | 9.707% | 10.07% | 10.25% | 10.13% | 10.02% | 9.926% | 9.882% | 9.904% | 9.982% | 10.13% | 0% | 0% | 0% | 0% | 0% | 0% | 0% | 0% | 0% | 0% | 0% | 0% | 0% | 0% | 100%
| 2021 | 0% | 0% | 0% | 0% | 0% | 0% | 0% | 0% | 0% | 0% | 0% | 0% | 0% | 0% | 0% | 0% | 0% | 0% | 0% | 0% | 0% | 0% | 0% | 0% | 0% | 0% | 0% | 0% | 0% | 0% | 0% | 0% | 0% | 0% | 0% | 0% | 10% | 10.19% | 10.07% | 9.956% | 9.865% | 9.821% | 9.843% | 9.92% | 10.07% | 10.26% | 0% | 0% | 0% | 0% | 0% | 0% | 0% | 0% | 0% | 0% | 0% | 0% | 0% | 100%
| 2022 | 0% | 0% | 0% | 0% | 0% | 0% | 0% | 0% | 0% | 0% | 0% | 0% | 0% | 0% | 0% | 0% | 0% | 0% | 0% | 0% | 0% | 0% | 0% | 0% | 0% | 0% | 0% | 0% | 0% | 0% | 0% | 0% | 0% | 0% | 0% | 0% | 0% | 10.14% | 10.03% | 9.914% | 9.823% | 9.779% | 9.801% | 9.878% | 10.03% | 10.22% | 10.38% | 0% | 0% | 0% | 0% | 0% | 0% | 0% | 0% | 0% | 0% | 0% | 0% | 100%
| 2023 | 0% | 0% | 0% | 0% | 0% | 0% | 0% | 0% | 0% | 0% | 0% | 0% | 0% | 0% | 0% | 0% | 0% | 0% | 0% | 0% | 0% | 0% | 0% | 0% | 0% | 0% | 0% | 0% | 0% | 0% | 0% | 0% | 0% | 0% | 0% | 0% | 0% | 0% | 9.995% | 9.88% | 9.79% | 9.746% | 9.768% | 9.845% | 9.994% | 10.19% | 10.35% | 10.45% | 0% | 0% | 0% | 0% | 0% | 0% | 0% | 0% | 0% | 0% | 0% | 100%
| 2024 | 0% | 0% | 0% | 0% | 0% | 0% | 0% | 0% | 0% | 0% | 0% | 0% | 0% | 0% | 0% | 0% | 0% | 0% | 0% | 0% | 0% | 0% | 0% | 0% | 0% | 0% | 0% | 0% | 0% | 0% | 0% | 0% | 0% | 0% | 0% | 0% | 0% | 0% | 0% | 9.831% | 9.742% | 9.698% | 9.72% | 9.796% | 9.945% | 10.14% | 10.3% | 10.4% | 10.44% | 0% | 0% | 0% | 0% | 0% | 0% | 0% | 0% | 0% | 0% | 100%
| 2025 | 0% | 0% | 0% | 0% | 0% | 0% | 0% | 0% | 0% | 0% | 0% | 0% | 0% | 0% | 0% | 0% | 0% | 0% | 0% | 0% | 0% | 0% | 0% | 0% | 0% | 0% | 0% | 0% | 0% | 0% | 0% | 0% | 0% | 0% | 0% | 0% | 0% | 0% | 0% | 0% | 9.681% | 9.638% | 9.659% | 9.735% | 9.883% | 10.07% | 10.23% | 10.33% | 10.37% | 10.39% | 0% | 0% | 0% | 0% | 0% | 0% | 0% | 0% | 0% | 100%
| 2026 | 0% | 0% | 0% | 0% | 0% | 0% | 0% | 0% | 0% | 0% | 0% | 0% | 0% | 0% | 0% | 0% | 0% | 0% | 0% | 0% | 0% | 0% | 0% | 0% | 0% | 0% | 0% | 0% | 0% | 0% | 0% | 0% | 0% | 0% | 0% | 0% | 0% | 0% | 0% | 0% | 0% | 9.566% | 9.587% | 9.663% | 9.809% | 9.997% | 10.16% | 10.26% | 10.29% | 10.32% | 10.35% | 0% | 0% | 0% | 0% | 0% | 0% | 0% | 0% | 100%
| 2027 | 0% | 0% | 0% | 0% | 0% | 0% | 0% | 0% | 0% | 0% | 0% | 0% | 0% | 0% | 0% | 0% | 0% | 0% | 0% | 0% | 0% | 0% | 0% | 0% | 0% | 0% | 0% | 0% | 0% | 0% | 0% | 0% | 0% | 0% | 0% | 0% | 0% | 0% | 0% | 0% | 0% | 0% | 9.505% | 9.58% | 9.725% | 9.911% | 10.07% | 10.17% | 10.21% | 10.23% | 10.26% | 10.34% | 0% | 0% | 0% | 0% | 0% | 0% | 0% | 100%
| 2028 | 0% | 0% | 0% | 0% | 0% | 0% | 0% | 0% | 0% | 0% | 0% | 0% | 0% | 0% | 0% | 0% | 0% | 0% | 0% | 0% | 0% | 0% | 0% | 0% | 0% | 0% | 0% | 0% | 0% | 0% | 0% | 0% | 0% | 0% | 0% | 0% | 0% | 0% | 0% | 0% | 0% | 0% | 0% | 9.488% | 9.632% | 9.817% | 9.975% | 10.07% | 10.11% | 10.13% | 10.17% | 10.24% | 10.37% | 0% | 0% | 0% | 0% | 0% | 0% | 100%
| 2029 | 0% | 0% | 0% | 0% | 0% | 0% | 0% | 0% | 0% | 0% | 0% | 0% | 0% | 0% | 0% | 0% | 0% | 0% | 0% | 0% | 0% | 0% | 0% | 0% | 0% | 0% | 0% | 0% | 0% | 0% | 0% | 0% | 0% | 0% | 0% | 0% | 0% | 0% | 0% | 0% | 0% | 0% | 0% | 0% | 9.532% | 9.715% | 9.871% | 9.966% | 10% | 10.02% | 10.06% | 10.14% | 10.26% | 10.43% | 0% | 0% | 0% | 0% | 0% | 100%
| 2030 | 0% | 0% | 0% | 0% | 0% | 0% | 0% | 0% | 0% | 0% | 0% | 0% | 0% | 0% | 0% | 0% | 0% | 0% | 0% | 0% | 0% | 0% | 0% | 0% | 0% | 0% | 0% | 0% | 0% | 0% | 0% | 0% | 0% | 0% | 0% | 0% | 0% | 0% | 0% | 0% | 0% | 0% | 0% | 0% | 0% | 9.61% | 9.765% | 9.859% | 9.896% | 9.917% | 9.953% | 10.03% | 10.15% | 10.32% | 10.5% | 0% | 0% | 0% | 0% | 100%
| 2031 | 0% | 0% | 0% | 0% | 0% | 0% | 0% | 0% | 0% | 0% | 0% | 0% | 0% | 0% | 0% | 0% | 0% | 0% | 0% | 0% | 0% | 0% | 0% | 0% | 0% | 0% | 0% | 0% | 0% | 0% | 0% | 0% | 0% | 0% | 0% | 0% | 0% | 0% | 0% | 0% | 0% | 0% | 0% | 0% | 0% | 0% | 9.662% | 9.754% | 9.791% | 9.811% | 9.847% | 9.921% | 10.04% | 10.21% | 10.39% | 10.57% | 0% | 0% | 0% | 100%
| 2032 | 0% | 0% | 0% | 0% | 0% | 0% | 0% | 0% | 0% | 0% | 0% | 0% | 0% | 0% | 0% | 0% | 0% | 0% | 0% | 0% | 0% | 0% | 0% | 0% | 0% | 0% | 0% | 0% | 0% | 0% | 0% | 0% | 0% | 0% | 0% | 0% | 0% | 0% | 0% | 0% | 0% | 0% | 0% | 0% | 0% | 0% | 0% | 9.646% | 9.683% | 9.703% | 9.739% | 9.811% | 9.933% | 10.09% | 10.28% | 10.46% | 10.66% | 0% | 0% | 100%
| 2033 | 0% | 0% | 0% | 0% | 0% | 0% | 0% | 0% | 0% | 0% | 0% | 0% | 0% | 0% | 0% | 0% | 0% | 0% | 0% | 0% | 0% | 0% | 0% | 0% | 0% | 0% | 0% | 0% | 0% | 0% | 0% | 0% | 0% | 0% | 0% | 0% | 0% | 0% | 0% | 0% | 0% | 0% | 0% | 0% | 0% | 0% | 0% | 0% | 9.571% | 9.591% | 9.626% | 9.698% | 9.818% | 9.977% | 10.16% | 10.33% | 10.53% | 10.7% | 0% | 100%
| 2034 | 0% | 0% | 0% | 0% | 0% | 0% | 0% | 0% | 0% | 0% | 0% | 0% | 0% | 0% | 0% | 0% | 0% | 0% | 0% | 0% | 0% | 0% | 0% | 0% | 0% | 0% | 0% | 0% | 0% | 0% | 0% | 0% | 0% | 0% | 0% | 0% | 0% | 0% | 0% | 0% | 0% | 0% | 0% | 0% | 0% | 0% | 0% | 0% | 0% | 9.472% | 9.506% | 9.577% | 9.696% | 9.853% | 10.03% | 10.21% | 10.4% | 10.56% | 10.69% | 100%
Installed UEC (kWh)
|  | Average pre-case UEC | Average post-case UEC
| 1990 | 1976: 152.5136; 1977: 152.5136
| 1991 | 1976: 305.0273; 1977: 305.0273
| 1992 | 1976: 457.5409; 1977: 457.5409
| 1993 | 1976: 610.0545; 1977: 610.0545
| 1994 | 1976: 762.5681; 1977: 762.5681
| 1995 | 1976: 915.0818; 1977: 915.0818
| 1996 | 1976: 1067.5954; 1977: 1067.5954
| 1997 | 1976: 1220.109; 1977: 1220.109
| 1998 | 1976: 1372.6227; 1977: 1372.6227
| 1999 | 1976: 1525.1363; 1977: 1525.1363
| 2000 | 1976: 1525.1363; 1977: 1525.1363
| 2001 | 1976: 1525.1363; 1977: 1525.1363
| 2002 | 1976: 1525.1363; 1977: 1525.1363
| 2003 | 1976: 1525.1363; 1977: 1525.1363
| 2004 | 1976: 1525.1363; 1977: 1525.1363
| 2005 | 1976: 1525.1363; 1977: 1525.1363
| 2006 | 1976: 1525.1363; 1977: 1525.1363
| 2007 | 1976: 1525.1363; 1977: 1525.1363
| 2008 | 1976: 1525.1363; 1977: 1525.1363
| 2009 | 1976: 1525.1363; 1977: 1525.1363
| 2010 | 1976: 1477.7412; 1977: 1477.7412
| 2011 | 1976: 1429.3016; 1977: 1429.3016
| 2012 | 1976: 1380.7411; 1977: 1380.7411
| 2013 | 1976: 1333.1134; 1977: 1333.1134
| 2014 | 1976: 1287.3338; 1977: 1287.3338
| 2015 | 1976: 1243.1487; 1977: 1243.1487
| 2016 | 1976: 1200.2992; 1977: 1200.2992
| 2017 | 1976: 1158.5735; 1977: 1158.5735
| 2018 | 1976: 1117.4816; 1977: 1117.4816
| 2019 | 1976: 1076.4708; 1977: 1076.4708
| 2020 | 1976: 1076.4708; 1977: 1076.4708
| 2021 | 1976: 1076.4708; 1977: 1076.4708
| 2022 | 1976: 1076.4708; 1977: 1076.4708
| 2023 | 1976: 1076.4708; 1977: 1076.4708
| 2024 | 1976: 1076.4708; 1977: 1076.4708
| 2025 | 1976: 1076.4708; 1977: 1076.4708
| 2026 | 1976: 1076.4708; 1977: 1076.4708
| 2027 | 1976: 1076.4708; 1977: 1076.4708
| 2028 | 1976: 1076.4708; 1977: 1076.4708
| 2029 | 1976: 1076.4708; 1977: 1076.4708
| 2030 | 1976: 1076.4708; 1977: 1076.4708
| 2031 | 1976: 1076.4708; 1977: 1076.4708
| 2032 | 1976: 1076.4708; 1977: 1076.4708
| 2033 | 1976: 1076.4708; 1977: 1076.4708
| 2034 | 1976: 1076.4708; 1977: 1076.4708

## 2010 Stock
1 | 2 | 3 | 4 | 5 | 6 | 7 | 8 | 9 | 10 | 11 | 12 | 13 | 14 | 15 | 16 | 17 | 18 | 19 | 20 | 21 | 22 | 23 | 24 | 25 | 26 | 27 | 28 | 29 | 30 | 31 | 32 | 33 | 34 | 35 | 36 | 37 | 38 | 39 | 40 | 41 | 42 | 43 | 44 | 45 | 46 | 47 | 48 | 49 | 50 | 51 | 52 | 53 | 54 | 55 | 56 | 57 | 58 | 59 | 60 | 1 | 2 | 3 | 4 | 5 | 6 | 7 | 8 | 10 | 11 | 12 | 13 | 14
Initial Year | 1976
[61 empty] | Stock Model: DOE group can provide historical shipment, shipment forecast is driven by shipment due to new construction (column AD) |  | These columns determines total stock, accounting for abandoned units and shipment due to new construction as well as saturation of equipment in household. At least the housing growth can be tailored to the NW, maybe the saturation as well. |  |  |  |  | For Graph- New Shipment
[73 empty] | Product Life Time | 10
[73 empty] | Survival Assumption | 1/Lifetime Survival
1/Lifetime Survival | 0 | 0 | 0 | 0 | 0 | 0 | 0 | 0 | 0 | 0 | 0 | 0 | 0 | 0 | 0 | 0 | 0 | 0 | 0 | 0 | 0 | 0 | 0 | 0 | 0 | 0 | 0 | 0 | 0 | 0 | 0 | 0 | 0 | 0 | 0 | 0 | 0 | 0 | 0 | 0 | 0 | 0 | 0 | 0 | 0 | 0 | 0 | 0 | 0 | 0 | 0.1 | 0.2 | 0.3 | 0.4 | 0.5 | 0.6 | 0.7 | 0.8 | 0.9 |  | New Shipment | Stock | Abandoned units | % of retirements not Replaced | Replacements for Retiring Units | Council's Replacement Assumption | Ship due to new construction | Actual Retirements | Repl. Units | New Cons Units | Total Shipment | 6Plan's Baseline | Abandoned Rate | 0%
| 59 | 58 | 57 | 56 | 55 | 54 | 53 | 52 | 51 | 50 | 49 | 48 | 47 | 46 | 45 | 44 | 43 | 42 | 41 | 40 | 39 | 38 | 37 | 36 | 35 | 34 | 33 | 32 | 31 | 30 | 29 | 28 | 27 | 26 | 25 | 24 | 23 | 22 | 21 | 20 | 19 | 18 | 17 | 16 | 15 | 14 | 13 | 12 | 11 | 10 | 9 | 8 | 7 | 6 | 5 | 4 | 3 | 2 | 1 | Year | Replacement of Retiring units+ New Construction from housing calibrated to historical shipment data | Previous year stock+New construction- abandoned units | Replacement for retiring units* (1-% retirements not replaced) | Average of % retirement not replaced. Based on historical new shipment data: Total stock previous year- sum of units of all vintages; | Total stock from previous year - stock of all vintages this year | Product not included in Supply Curve | Driven by housing growth | Abandoned units+replacements for retiring | precase= actual retirement- abandoned; post- case |  | Replacement unit+New Construction | Not included in supply curve
1976 | 0 | 0 | 0 | 0 | 0 | 0 | 0 | 0 | 0 | 0 | 0 | 0 | 0 | 0 | 0 | 0 | 0 | 0 | 0 | 0 | 0 | 0 | 0 | 0 | 0 | 0 | 0 | 0 | 0 | 0 | 0 | 0 | 0 | 0 | 0 | 0 | 0 | 0 | 0 | 0 | 0 | 0 | 0 | 0 | 0 | 0 | 0 | 0 | 0 | 0 | 0 | 0 | 0 | 0 | 0 | 0 | 0 | 0 | 0 | 1976 | 757884.9175 | 757884.9175
1977 | 0 | 0 | 0 | 0 | 0 | 0 | 0 | 0 | 0 | 0 | 0 | 0 | 0 | 0 | 0 | 0 | 0 | 0 | 0 | 0 | 0 | 0 | 0 | 0 | 0 | 0 | 0 | 0 | 0 | 0 | 0 | 0 | 0 | 0 | 0 | 0 | 0 | 0 | 0 | 0 | 0 | 0 | 0 | 0 | 0 | 0 | 0 | 0 | 0 | 0 | 0 | 0 | 0 | 0 | 0 | 0 | 0 | 0 | 757884.9175 | 1977 | 757884.9175 | 1515769.835
1978 | 0 | 0 | 0 | 0 | 0 | 0 | 0 | 0 | 0 | 0 | 0 | 0 | 0 | 0 | 0 | 0 | 0 | 0 | 0 | 0 | 0 | 0 | 0 | 0 | 0 | 0 | 0 | 0 | 0 | 0 | 0 | 0 | 0 | 0 | 0 | 0 | 0 | 0 | 0 | 0 | 0 | 0 | 0 | 0 | 0 | 0 | 0 | 0 | 0 | 0 | 0 | 0 | 0 | 0 | 0 | 0 | 0 | 757884.9175 | 757884.9175 | 1978 | 757884.9175 | 2273654.7525
1979 | 0 | 0 | 0 | 0 | 0 | 0 | 0 | 0 | 0 | 0 | 0 | 0 | 0 | 0 | 0 | 0 | 0 | 0 | 0 | 0 | 0 | 0 | 0 | 0 | 0 | 0 | 0 | 0 | 0 | 0 | 0 | 0 | 0 | 0 | 0 | 0 | 0 | 0 | 0 | 0 | 0 | 0 | 0 | 0 | 0 | 0 | 0 | 0 | 0 | 0 | 0 | 0 | 0 | 0 | 0 | 0 | 757884.9175 | 757884.9175 | 757884.9175 | 1979 | 757884.9175 | 3031539.67
1980 | 0 | 0 | 0 | 0 | 0 | 0 | 0 | 0 | 0 | 0 | 0 | 0 | 0 | 0 | 0 | 0 | 0 | 0 | 0 | 0 | 0 | 0 | 0 | 0 | 0 | 0 | 0 | 0 | 0 | 0 | 0 | 0 | 0 | 0 | 0 | 0 | 0 | 0 | 0 | 0 | 0 | 0 | 0 | 0 | 0 | 0 | 0 | 0 | 0 | 0 | 0 | 0 | 0 | 0 | 0 | 757884.9175 | 757884.9175 | 757884.9175 | 757884.9175 | 1980 | 757884.9175 | 3789424.5875
1981 | 0 | 0 | 0 | 0 | 0 | 0 | 0 | 0 | 0 | 0 | 0 | 0 | 0 | 0 | 0 | 0 | 0 | 0 | 0 | 0 | 0 | 0 | 0 | 0 | 0 | 0 | 0 | 0 | 0 | 0 | 0 | 0 | 0 | 0 | 0 | 0 | 0 | 0 | 0 | 0 | 0 | 0 | 0 | 0 | 0 | 0 | 0 | 0 | 0 | 0 | 0 | 0 | 0 | 0 | 757884.9175 | 757884.9175 | 757884.9175 | 757884.9175 | 757884.9175 | 1981 | 757884.9175 | 4547309.505
1982 | 0 | 0 | 0 | 0 | 0 | 0 | 0 | 0 | 0 | 0 | 0 | 0 | 0 | 0 | 0 | 0 | 0 | 0 | 0 | 0 | 0 | 0 | 0 | 0 | 0 | 0 | 0 | 0 | 0 | 0 | 0 | 0 | 0 | 0 | 0 | 0 | 0 | 0 | 0 | 0 | 0 | 0 | 0 | 0 | 0 | 0 | 0 | 0 | 0 | 0 | 0 | 0 | 0 | 757884.9175 | 757884.9175 | 757884.9175 | 757884.9175 | 757884.9175 | 757884.9175 | 1982 | 757884.9175 | 5305194.4224
1983 | 0 | 0 | 0 | 0 | 0 | 0 | 0 | 0 | 0 | 0 | 0 | 0 | 0 | 0 | 0 | 0 | 0 | 0 | 0 | 0 | 0 | 0 | 0 | 0 | 0 | 0 | 0 | 0 | 0 | 0 | 0 | 0 | 0 | 0 | 0 | 0 | 0 | 0 | 0 | 0 | 0 | 0 | 0 | 0 | 0 | 0 | 0 | 0 | 0 | 0 | 0 | 0 | 757884.9175 | 757884.9175 | 757884.9175 | 757884.9175 | 757884.9175 | 757884.9175 | 757884.9175 | 1983 | 757884.9175 | 6063079.3399
1984 | 0 | 0 | 0 | 0 | 0 | 0 | 0 | 0 | 0 | 0 | 0 | 0 | 0 | 0 | 0 | 0 | 0 | 0 | 0 | 0 | 0 | 0 | 0 | 0 | 0 | 0 | 0 | 0 | 0 | 0 | 0 | 0 | 0 | 0 | 0 | 0 | 0 | 0 | 0 | 0 | 0 | 0 | 0 | 0 | 0 | 0 | 0 | 0 | 0 | 0 | 0 | 757884.9175 | 757884.9175 | 757884.9175 | 757884.9175 | 757884.9175 | 757884.9175 | 757884.9175 | 757884.9175 | 1984 | 757884.9175 | 6820964.2574
1985 | 0 | 0 | 0 | 0 | 0 | 0 | 0 | 0 | 0 | 0 | 0 | 0 | 0 | 0 | 0 | 0 | 0 | 0 | 0 | 0 | 0 | 0 | 0 | 0 | 0 | 0 | 0 | 0 | 0 | 0 | 0 | 0 | 0 | 0 | 0 | 0 | 0 | 0 | 0 | 0 | 0 | 0 | 0 | 0 | 0 | 0 | 0 | 0 | 0 | 0 | 757884.9175 | 757884.9175 | 757884.9175 | 757884.9175 | 757884.9175 | 757884.9175 | 757884.9175 | 757884.9175 | 757884.9175 | 1985 | 757884.9175 | 7578849.1749
1986 | 0 | 0 | 0 | 0 | 0 | 0 | 0 | 0 | 0 | 0 | 0 | 0 | 0 | 0 | 0 | 0 | 0 | 0 | 0 | 0 | 0 | 0 | 0 | 0 | 0 | 0 | 0 | 0 | 0 | 0 | 0 | 0 | 0 | 0 | 0 | 0 | 0 | 0 | 0 | 0 | 0 | 0 | 0 | 0 | 0 | 0 | 0 | 0 | 0 | 757884.9175 | 757884.9175 | 757884.9175 | 757884.9175 | 757884.9175 | 757884.9175 | 757884.9175 | 757884.9175 | 757884.9175 | 757884.9175 | 1986 | 757884.9175 | 8336734.0924
1987 | 0 | 0 | 0 | 0 | 0 | 0 | 0 | 0 | 0 | 0 | 0 | 0 | 0 | 0 | 0 | 0 | 0 | 0 | 0 | 0 | 0 | 0 | 0 | 0 | 0 | 0 | 0 | 0 | 0 | 0 | 0 | 0 | 0 | 0 | 0 | 0 | 0 | 0 | 0 | 0 | 0 | 0 | 0 | 0 | 0 | 0 | 0 | 0 | 0 | 757884.9175 | 757884.9175 | 757884.9175 | 757884.9175 | 757884.9175 | 757884.9175 | 757884.9175 | 757884.9175 | 757884.9175 | 757884.9175 | 1987 | 757884.9175 | 8336734.0924
1988 | 0 | 0 | 0 | 0 | 0 | 0 | 0 | 0 | 0 | 0 | 0 | 0 | 0 | 0 | 0 | 0 | 0 | 0 | 0 | 0 | 0 | 0 | 0 | 0 | 0 | 0 | 0 | 0 | 0 | 0 | 0 | 0 | 0 | 0 | 0 | 0 | 0 | 0 | 0 | 0 | 0 | 0 | 0 | 0 | 0 | 0 | 0 | 0 | 0 | 757884.9175 | 757884.9175 | 757884.9175 | 757884.9175 | 757884.9175 | 757884.9175 | 757884.9175 | 757884.9175 | 757884.9175 | 757884.9175 | 1988 | 757884.9175 | 8336734.0924
1989 | 0 | 0 | 0 | 0 | 0 | 0 | 0 | 0 | 0 | 0 | 0 | 0 | 0 | 0 | 0 | 0 | 0 | 0 | 0 | 0 | 0 | 0 | 0 | 0 | 0 | 0 | 0 | 0 | 0 | 0 | 0 | 0 | 0 | 0 | 0 | 0 | 0 | 0 | 0 | 0 | 0 | 0 | 0 | 0 | 0 | 0 | 0 | 0 | 0 | 757884.9175 | 757884.9175 | 757884.9175 | 757884.9175 | 757884.9175 | 757884.9175 | 757884.9175 | 757884.9175 | 757884.9175 | 757884.9175 | 1989 | 757884.9175 | 8336734.0924
1990 | 0 | 0 | 0 | 0 | 0 | 0 | 0 | 0 | 0 | 0 | 0 | 0 | 0 | 0 | 0 | 0 | 0 | 0 | 0 | 0 | 0 | 0 | 0 | 0 | 0 | 0 | 0 | 0 | 0 | 0 | 0 | 0 | 0 | 0 | 0 | 0 | 0 | 0 | 0 | 0 | 0 | 0 | 0 | 0 | 0 | 0 | 0 | 0 | 0 | 757884.9175 | 757884.9175 | 757884.9175 | 757884.9175 | 757884.9175 | 757884.9175 | 757884.9175 | 757884.9175 | 757884.9175 | 757884.9175 | 1990 | 757884.9175 | 8336734.0924
1991 | 0 | 0 | 0 | 0 | 0 | 0 | 0 | 0 | 0 | 0 | 0 | 0 | 0 | 0 | 0 | 0 | 0 | 0 | 0 | 0 | 0 | 0 | 0 | 0 | 0 | 0 | 0 | 0 | 0 | 0 | 0 | 0 | 0 | 0 | 0 | 0 | 0 | 0 | 0 | 0 | 0 | 0 | 0 | 0 | 0 | 0 | 0 | 0 | 0 | 757884.9175 | 757884.9175 | 757884.9175 | 757884.9175 | 757884.9175 | 757884.9175 | 757884.9175 | 757884.9175 | 757884.9175 | 757884.9175 | 1991 | 757884.9175 | 8336734.0924
1992 | 0 | 0 | 0 | 0 | 0 | 0 | 0 | 0 | 0 | 0 | 0 | 0 | 0 | 0 | 0 | 0 | 0 | 0 | 0 | 0 | 0 | 0 | 0 | 0 | 0 | 0 | 0 | 0 | 0 | 0 | 0 | 0 | 0 | 0 | 0 | 0 | 0 | 0 | 0 | 0 | 0 | 0 | 0 | 0 | 0 | 0 | 0 | 0 | 0 | 757884.9175 | 757884.9175 | 757884.9175 | 757884.9175 | 757884.9175 | 757884.9175 | 757884.9175 | 757884.9175 | 757884.9175 | 757884.9175 | 1992 | 757884.9175 | 8336734.0924
1993 | 0 | 0 | 0 | 0 | 0 | 0 | 0 | 0 | 0 | 0 | 0 | 0 | 0 | 0 | 0 | 0 | 0 | 0 | 0 | 0 | 0 | 0 | 0 | 0 | 0 | 0 | 0 | 0 | 0 | 0 | 0 | 0 | 0 | 0 | 0 | 0 | 0 | 0 | 0 | 0 | 0 | 0 | 0 | 0 | 0 | 0 | 0 | 0 | 0 | 757884.9175 | 757884.9175 | 757884.9175 | 757884.9175 | 757884.9175 | 757884.9175 | 757884.9175 | 757884.9175 | 757884.9175 | 757884.9175 | 1993 | 757884.9175 | 8336734.0924
1994 | 0 | 0 | 0 | 0 | 0 | 0 | 0 | 0 | 0 | 0 | 0 | 0 | 0 | 0 | 0 | 0 | 0 | 0 | 0 | 0 | 0 | 0 | 0 | 0 | 0 | 0 | 0 | 0 | 0 | 0 | 0 | 0 | 0 | 0 | 0 | 0 | 0 | 0 | 0 | 0 | 0 | 0 | 0 | 0 | 0 | 0 | 0 | 0 | 0 | 757884.9175 | 757884.9175 | 757884.9175 | 757884.9175 | 757884.9175 | 757884.9175 | 757884.9175 | 757884.9175 | 757884.9175 | 757884.9175 | 1994 | 757884.9175 | 8336734.0924
1995 | 0 | 0 | 0 | 0 | 0 | 0 | 0 | 0 | 0 | 0 | 0 | 0 | 0 | 0 | 0 | 0 | 0 | 0 | 0 | 0 | 0 | 0 | 0 | 0 | 0 | 0 | 0 | 0 | 0 | 0 | 0 | 0 | 0 | 0 | 0 | 0 | 0 | 0 | 0 | 0 | 0 | 0 | 0 | 0 | 0 | 0 | 0 | 0 | 0 | 757884.9175 | 757884.9175 | 757884.9175 | 757884.9175 | 757884.9175 | 757884.9175 | 757884.9175 | 757884.9175 | 757884.9175 | 757884.9175 | 1995 | 757884.9175 | 8336734.0924
1996 | 0 | 0 | 0 | 0 | 0 | 0 | 0 | 0 | 0 | 0 | 0 | 0 | 0 | 0 | 0 | 0 | 0 | 0 | 0 | 0 | 0 | 0 | 0 | 0 | 0 | 0 | 0 | 0 | 0 | 0 | 0 | 0 | 0 | 0 | 0 | 0 | 0 | 0 | 0 | 0 | 0 | 0 | 0 | 0 | 0 | 0 | 0 | 0 | 0 | 757884.9175 | 757884.9175 | 757884.9175 | 757884.9175 | 757884.9175 | 757884.9175 | 757884.9175 | 757884.9175 | 757884.9175 | 757884.9175 | 1996 | 757884.9175 | 8336734.0924
1997 | 0 | 0 | 0 | 0 | 0 | 0 | 0 | 0 | 0 | 0 | 0 | 0 | 0 | 0 | 0 | 0 | 0 | 0 | 0 | 0 | 0 | 0 | 0 | 0 | 0 | 0 | 0 | 0 | 0 | 0 | 0 | 0 | 0 | 0 | 0 | 0 | 0 | 0 | 0 | 0 | 0 | 0 | 0 | 0 | 0 | 0 | 0 | 0 | 0 | 757884.9175 | 757884.9175 | 757884.9175 | 757884.9175 | 757884.9175 | 757884.9175 | 757884.9175 | 757884.9175 | 757884.9175 | 757884.9175 | 1997 | 757884.9175 | 8336734.0924
1998 | 0 | 0 | 0 | 0 | 0 | 0 | 0 | 0 | 0 | 0 | 0 | 0 | 0 | 0 | 0 | 0 | 0 | 0 | 0 | 0 | 0 | 0 | 0 | 0 | 0 | 0 | 0 | 0 | 0 | 0 | 0 | 0 | 0 | 0 | 0 | 0 | 0 | 0 | 0 | 0 | 0 | 0 | 0 | 0 | 0 | 0 | 0 | 0 | 0 | 757884.9175 | 757884.9175 | 757884.9175 | 757884.9175 | 757884.9175 | 757884.9175 | 757884.9175 | 757884.9175 | 757884.9175 | 757884.9175 | 1998 | 757884.9175 | 8336734.0924
1999 | 0 | 0 | 0 | 0 | 0 | 0 | 0 | 0 | 0 | 0 | 0 | 0 | 0 | 0 | 0 | 0 | 0 | 0 | 0 | 0 | 0 | 0 | 0 | 0 | 0 | 0 | 0 | 0 | 0 | 0 | 0 | 0 | 0 | 0 | 0 | 0 | 0 | 0 | 0 | 0 | 0 | 0 | 0 | 0 | 0 | 0 | 0 | 0 | 0 | 757884.9175 | 757884.9175 | 757884.9175 | 757884.9175 | 757884.9175 | 757884.9175 | 757884.9175 | 757884.9175 | 757884.9175 | 757884.9175 | 1999 | 757884.9175 | 8336734.0924
2000 | 0 | 0 | 0 | 0 | 0 | 0 | 0 | 0 | 0 | 0 | 0 | 0 | 0 | 0 | 0 | 0 | 0 | 0 | 0 | 0 | 0 | 0 | 0 | 0 | 0 | 0 | 0 | 0 | 0 | 0 | 0 | 0 | 0 | 0 | 0 | 0 | 0 | 0 | 0 | 0 | 0 | 0 | 0 | 0 | 0 | 0 | 0 | 0 | 0 | 757884.9175 | 757884.9175 | 757884.9175 | 757884.9175 | 757884.9175 | 757884.9175 | 757884.9175 | 757884.9175 | 757884.9175 | 757884.9175 | 2000 | 757884.9175 | 8336734.0924
2001 | 0 | 0 | 0 | 0 | 0 | 0 | 0 | 0 | 0 | 0 | 0 | 0 | 0 | 0 | 0 | 0 | 0 | 0 | 0 | 0 | 0 | 0 | 0 | 0 | 0 | 0 | 0 | 0 | 0 | 0 | 0 | 0 | 0 | 0 | 0 | 0 | 0 | 0 | 0 | 0 | 0 | 0 | 0 | 0 | 0 | 0 | 0 | 0 | 0 | 757884.9175 | 757884.9175 | 757884.9175 | 757884.9175 | 757884.9175 | 757884.9175 | 757884.9175 | 757884.9175 | 757884.9175 | 757884.9175 | 2001 | 757884.9175 | 8336734.0924 |  |  |  |  | 0
2002 | 0 | 0 | 0 | 0 | 0 | 0 | 0 | 0 | 0 | 0 | 0 | 0 | 0 | 0 | 0 | 0 | 0 | 0 | 0 | 0 | 0 | 0 | 0 | 0 | 0 | 0 | 0 | 0 | 0 | 0 | 0 | 0 | 0 | 0 | 0 | 0 | 0 | 0 | 0 | 0 | 0 | 0 | 0 | 0 | 0 | 0 | 0 | 0 | 0 | 757884.9175 | 757884.9175 | 757884.9175 | 757884.9175 | 757884.9175 | 757884.9175 | 757884.9175 | 757884.9175 | 757884.9175 | 757884.9175 | 2002 | 757884.9175 | 8336734.0924 |  |  |  |  | 0
2003 | 0 | 0 | 0 | 0 | 0 | 0 | 0 | 0 | 0 | 0 | 0 | 0 | 0 | 0 | 0 | 0 | 0 | 0 | 0 | 0 | 0 | 0 | 0 | 0 | 0 | 0 | 0 | 0 | 0 | 0 | 0 | 0 | 0 | 0 | 0 | 0 | 0 | 0 | 0 | 0 | 0 | 0 | 0 | 0 | 0 | 0 | 0 | 0 | 0 | 757884.9175 | 757884.9175 | 757884.9175 | 757884.9175 | 757884.9175 | 757884.9175 | 757884.9175 | 757884.9175 | 757884.9175 | 757884.9175 | 2003 | 757884.9175 | 8336734.0924 |  |  |  |  | 0
2004 | 0 | 0 | 0 | 0 | 0 | 0 | 0 | 0 | 0 | 0 | 0 | 0 | 0 | 0 | 0 | 0 | 0 | 0 | 0 | 0 | 0 | 0 | 0 | 0 | 0 | 0 | 0 | 0 | 0 | 0 | 0 | 0 | 0 | 0 | 0 | 0 | 0 | 0 | 0 | 0 | 0 | 0 | 0 | 0 | 0 | 0 | 0 | 0 | 0 | 757884.9175 | 757884.9175 | 757884.9175 | 757884.9175 | 757884.9175 | 757884.9175 | 757884.9175 | 757884.9175 | 757884.9175 | 757884.9175 | 2004 | 757884.9175 | 8336734.0924 |  |  |  |  | 0 | 0
2005 | 0 | 0 | 0 | 0 | 0 | 0 | 0 | 0 | 0 | 0 | 0 | 0 | 0 | 0 | 0 | 0 | 0 | 0 | 0 | 0 | 0 | 0 | 0 | 0 | 0 | 0 | 0 | 0 | 0 | 0 | 0 | 0 | 0 | 0 | 0 | 0 | 0 | 0 | 0 | 0 | 0 | 0 | 0 | 0 | 0 | 0 | 0 | 0 | 0 | 757884.9175 | 757884.9175 | 757884.9175 | 757884.9175 | 757884.9175 | 757884.9175 | 757884.9175 | 757884.9175 | 757884.9175 | 757884.9175 | 2005 | 757884.9175 | 8336734.0924 | 0 | 0% | 757884.9175 | 0 | 0 | 757884.9175 | 757884.9175 | 0 | 757884.9175 | --
2006 | 0 | 0 | 0 | 0 | 0 | 0 | 0 | 0 | 0 | 0 | 0 | 0 | 0 | 0 | 0 | 0 | 0 | 0 | 0 | 0 | 0 | 0 | 0 | 0 | 0 | 0 | 0 | 0 | 0 | 0 | 0 | 0 | 0 | 0 | 0 | 0 | 0 | 0 | 0 | 0 | 0 | 0 | 0 | 0 | 0 | 0 | 0 | 0 | 0 | 757884.9175 | 757884.9175 | 757884.9175 | 757884.9175 | 757884.9175 | 757884.9175 | 757884.9175 | 757884.9175 | 757884.9175 | 757884.9175 | 2006 | 775727.6012 | 8354576.7762 | 0 | 0% | 757884.9175 | 0 | 0 | 757884.9175 | 757884.9175 | 0 | 757884.9175 | --
2007 | 0 | 0 | 0 | 0 | 0 | 0 | 0 | 0 | 0 | 0 | 0 | 0 | 0 | 0 | 0 | 0 | 0 | 0 | 0 | 0 | 0 | 0 | 0 | 0 | 0 | 0 | 0 | 0 | 0 | 0 | 0 | 0 | 0 | 0 | 0 | 0 | 0 | 0 | 0 | 0 | 0 | 0 | 0 | 0 | 0 | 0 | 0 | 0 | 0 | 757884.9175 | 757884.9175 | 757884.9175 | 757884.9175 | 757884.9175 | 757884.9175 | 757884.9175 | 757884.9175 | 757884.9175 | 775727.6012 | 2007 | 793990.3505 | 8390682.2092 | 0 | 0% | 757884.9175 | 0 | 0 | 757884.9175 | 757884.9175 | 0 | 757884.9175 | --
2008 | 0 | 0 | 0 | 0 | 0 | 0 | 0 | 0 | 0 | 0 | 0 | 0 | 0 | 0 | 0 | 0 | 0 | 0 | 0 | 0 | 0 | 0 | 0 | 0 | 0 | 0 | 0 | 0 | 0 | 0 | 0 | 0 | 0 | 0 | 0 | 0 | 0 | 0 | 0 | 0 | 0 | 0 | 0 | 0 | 0 | 0 | 0 | 0 | 0 | 757884.9175 | 757884.9175 | 757884.9175 | 757884.9175 | 757884.9175 | 757884.9175 | 757884.9175 | 757884.9175 | 775727.6012 | 793990.3505 | 2008 | 812253.0998 | 8445050.3916 | 0 | 0% | 757884.9175 | 0 | 0 | 757884.9175 | 757884.9175 | 0 | 757884.9175 | --
2009 | 0 | 0 | 0 | 0 | 0 | 0 | 0 | 0 | 0 | 0 | 0 | 0 | 0 | 0 | 0 | 0 | 0 | 0 | 0 | 0 | 0 | 0 | 0 | 0 | 0 | 0 | 0 | 0 | 0 | 0 | 0 | 0 | 0 | 0 | 0 | 0 | 0 | 0 | 0 | 0 | 0 | 0 | 0 | 0 | 0 | 0 | 0 | 0 | 0 | 757884.9175 | 757884.9175 | 757884.9175 | 757884.9175 | 757884.9175 | 757884.9175 | 757884.9175 | 775727.6012 | 793990.3505 | 812253.0998 | 2009 | 830515.8492 | 8517681.3232 | 0 | 0% | 757884.9175 | 0 | 0 | 757884.9175 | 757884.9175 | 0 | 757884.9175 | --
2010 | 0 | 0 | 0 | 0 | 0 | 0 | 0 | 0 | 0 | 0 | 0 | 0 | 0 | 0 | 0 | 0 | 0 | 0 | 0 | 0 | 0 | 0 | 0 | 0 | 0 | 0 | 0 | 0 | 0 | 0 | 0 | 0 | 0 | 0 | 0 | 0 | 0 | 0 | 0 | 0 | 0 | 0 | 0 | 0 | 0 | 0 | 0 | 0 | 0 | 757884.9175 | 757884.9175 | 757884.9175 | 757884.9175 | 757884.9175 | 757884.9175 | 775727.6012 | 793990.3505 | 812253.0998 | 830515.8492 | 2010 | 848778.5985 | 8608575.0042 | 0 | 0% | 757884.9175 | 0 | 0 | 757884.9175 | 757884.9175 | 0 | 757884.9175 | --
2011 | 0 | 0 | 0 | 0 | 0 | 0 | 0 | 0 | 0 | 0 | 0 | 0 | 0 | 0 | 0 | 0 | 0 | 0 | 0 | 0 | 0 | 0 | 0 | 0 | 0 | 0 | 0 | 0 | 0 | 0 | 0 | 0 | 0 | 0 | 0 | 0 | 0 | 0 | 0 | 0 | 0 | 0 | 0 | 0 | 0 | 0 | 0 | 0 | 0 | 757884.9175 | 757884.9175 | 757884.9175 | 757884.9175 | 757884.9175 | 775727.6012 | 793990.3505 | 812253.0998 | 830515.8492 | 848778.5985 | 2011 | 858440.8588 | 8709130.9454 | 0 | 0% | 757884.9175 | 0 | 0 | 757884.9175 | 757884.9175 | 0 | 757884.9175 | --
2012 | 0 | 0 | 0 | 0 | 0 | 0 | 0 | 0 | 0 | 0 | 0 | 0 | 0 | 0 | 0 | 0 | 0 | 0 | 0 | 0 | 0 | 0 | 0 | 0 | 0 | 0 | 0 | 0 | 0 | 0 | 0 | 0 | 0 | 0 | 0 | 0 | 0 | 0 | 0 | 0 | 0 | 0 | 0 | 0 | 0 | 0 | 0 | 0 | 0 | 757884.9175 | 757884.9175 | 757884.9175 | 757884.9175 | 775727.6012 | 793990.3505 | 812253.0998 | 830515.8492 | 848778.5985 | 858440.8588 | 2012 | 868957.1191 | 8820203.147 | 0 | 0% | 757884.9175 | 0 | 0 | 757884.9175 | 757884.9175 | 0 | 757884.9175 | --
2013 | 0 | 0 | 0 | 0 | 0 | 0 | 0 | 0 | 0 | 0 | 0 | 0 | 0 | 0 | 0 | 0 | 0 | 0 | 0 | 0 | 0 | 0 | 0 | 0 | 0 | 0 | 0 | 0 | 0 | 0 | 0 | 0 | 0 | 0 | 0 | 0 | 0 | 0 | 0 | 0 | 0 | 0 | 0 | 0 | 0 | 0 | 0 | 0 | 0 | 757884.9175 | 757884.9175 | 757884.9175 | 775727.6012 | 793990.3505 | 812253.0998 | 830515.8492 | 848778.5985 | 858440.8588 | 868957.1191 | 2013 | 881604.2218 | 8943922.4514 | 0 | 0% | 757884.9175 | 0 | 0 | 757884.9175 | 757884.9175 | 0 | 757884.9175 | --
2014 | 0 | 0 | 0 | 0 | 0 | 0 | 0 | 0 | 0 | 0 | 0 | 0 | 0 | 0 | 0 | 0 | 0 | 0 | 0 | 0 | 0 | 0 | 0 | 0 | 0 | 0 | 0 | 0 | 0 | 0 | 0 | 0 | 0 | 0 | 0 | 0 | 0 | 0 | 0 | 0 | 0 | 0 | 0 | 0 | 0 | 0 | 0 | 0 | 0 | 757884.9175 | 757884.9175 | 775727.6012 | 793990.3505 | 812253.0998 | 830515.8492 | 848778.5985 | 858440.8588 | 868957.1191 | 881604.2218 | 2014 | 892193.4147 | 9078230.9485 | 0 | 0% | 757884.9175 | 0 | 0 | 757884.9175 | 757884.9175 | 0 | 757884.9175 | --
2015 | 0 | 0 | 0 | 0 | 0 | 0 | 0 | 0 | 0 | 0 | 0 | 0 | 0 | 0 | 0 | 0 | 0 | 0 | 0 | 0 | 0 | 0 | 0 | 0 | 0 | 0 | 0 | 0 | 0 | 0 | 0 | 0 | 0 | 0 | 0 | 0 | 0 | 0 | 0 | 0 | 0 | 0 | 0 | 0 | 0 | 0 | 0 | 0 | 0 | 757884.9175 | 775727.6012 | 793990.3505 | 812253.0998 | 830515.8492 | 848778.5985 | 858440.8588 | 868957.1191 | 881604.2218 | 892193.4147 | 2015 | 901771.3646 | 9222117.3956 | 0 | 0% | 757884.9175 | 0 | 0 | 757884.9175 | 757884.9175 | 0 | 757884.9175 | --
2016 | 0 | 0 | 0 | 0 | 0 | 0 | 0 | 0 | 0 | 0 | 0 | 0 | 0 | 0 | 0 | 0 | 0 | 0 | 0 | 0 | 0 | 0 | 0 | 0 | 0 | 0 | 0 | 0 | 0 | 0 | 0 | 0 | 0 | 0 | 0 | 0 | 0 | 0 | 0 | 0 | 0 | 0 | 0 | 0 | 0 | 0 | 0 | 0 | 0 | 775727.6012 | 793990.3505 | 812253.0998 | 830515.8492 | 848778.5985 | 858440.8588 | 868957.1191 | 881604.2218 | 892193.4147 | 901771.3646 | 2016 | 910581.3652 | 9374813.8433 | 0 | 0% | 757884.9175 | 0 | 0 | 757884.9175 | 757884.9175 | 0 | 757884.9175 | --
2017 | 0 | 0 | 0 | 0 | 0 | 0 | 0 | 0 | 0 | 0 | 0 | 0 | 0 | 0 | 0 | 0 | 0 | 0 | 0 | 0 | 0 | 0 | 0 | 0 | 0 | 0 | 0 | 0 | 0 | 0 | 0 | 0 | 0 | 0 | 0 | 0 | 0 | 0 | 0 | 0 | 0 | 0 | 0 | 0 | 0 | 0 | 0 | 0 | 0 | 793990.3505 | 812253.0998 | 830515.8492 | 848778.5985 | 858440.8588 | 868957.1191 | 881604.2218 | 892193.4147 | 901771.3646 | 910581.3652 | 2017 | 921370.1846 | 9520456.4266 | 0 | 0% | 775727.6012 | 0 | 0 | 775727.6012 | 775727.6012 | 0 | 775727.6012 | --
2018 | 0 | 0 | 0 | 0 | 0 | 0 | 0 | 0 | 0 | 0 | 0 | 0 | 0 | 0 | 0 | 0 | 0 | 0 | 0 | 0 | 0 | 0 | 0 | 0 | 0 | 0 | 0 | 0 | 0 | 0 | 0 | 0 | 0 | 0 | 0 | 0 | 0 | 0 | 0 | 0 | 0 | 0 | 0 | 0 | 0 | 0 | 0 | 0 | 0 | 812253.0998 | 830515.8492 | 848778.5985 | 858440.8588 | 868957.1191 | 881604.2218 | 892193.4147 | 901771.3646 | 910581.3652 | 921370.1846 | 2018 | 930433.8957 | 9656899.9717 | 0 | 0% | 793990.3505 | 0 | 0 | 793990.3505 | 793990.3505 | 0 | 793990.3505 | --
2019 | 0 | 0 | 0 | 0 | 0 | 0 | 0 | 0 | 0 | 0 | 0 | 0 | 0 | 0 | 0 | 0 | 0 | 0 | 0 | 0 | 0 | 0 | 0 | 0 | 0 | 0 | 0 | 0 | 0 | 0 | 0 | 0 | 0 | 0 | 0 | 0 | 0 | 0 | 0 | 0 | 0 | 0 | 0 | 0 | 0 | 0 | 0 | 0 | 0 | 830515.8492 | 848778.5985 | 858440.8588 | 868957.1191 | 881604.2218 | 892193.4147 | 901771.3646 | 910581.3652 | 921370.1846 | 930433.8957 | 2019 | 939440.7132 | 9784087.5851 | 0 | 0% | 812253.0998 | 0 | 0 | 812253.0998 | 812253.0998 | 0 | 812253.0998 | --
2020 | 0 | 0 | 0 | 0 | 0 | 0 | 0 | 0 | 0 | 0 | 0 | 0 | 0 | 0 | 0 | 0 | 0 | 0 | 0 | 0 | 0 | 0 | 0 | 0 | 0 | 0 | 0 | 0 | 0 | 0 | 0 | 0 | 0 | 0 | 0 | 0 | 0 | 0 | 0 | 0 | 0 | 0 | 0 | 0 | 0 | 0 | 0 | 0 | 0 | 848778.5985 | 858440.8588 | 868957.1191 | 881604.2218 | 892193.4147 | 901771.3646 | 910581.3652 | 921370.1846 | 930433.8957 | 939440.7132 | 2020 | 948737.7471 | 9902309.4831 | 0 | 0% | 830515.8492 | 0 | 0 | 830515.8492 | 830515.8492 | 0 | 830515.8492 | --
2021 | 0 | 0 | 0 | 0 | 0 | 0 | 0 | 0 | 0 | 0 | 0 | 0 | 0 | 0 | 0 | 0 | 0 | 0 | 0 | 0 | 0 | 0 | 0 | 0 | 0 | 0 | 0 | 0 | 0 | 0 | 0 | 0 | 0 | 0 | 0 | 0 | 0 | 0 | 0 | 0 | 0 | 0 | 0 | 0 | 0 | 0 | 0 | 0 | 0 | 858440.8588 | 868957.1191 | 881604.2218 | 892193.4147 | 901771.3646 | 910581.3652 | 921370.1846 | 930433.8957 | 939440.7132 | 948737.7471 | 2021 | 959181.9666 | 10012712.8512 | 0 | 0% | 848778.5985 | 0 | 0 | 848778.5985 | 848778.5985 | 0 | 848778.5985 | --
2022 | 0 | 0 | 0 | 0 | 0 | 0 | 0 | 0 | 0 | 0 | 0 | 0 | 0 | 0 | 0 | 0 | 0 | 0 | 0 | 0 | 0 | 0 | 0 | 0 | 0 | 0 | 0 | 0 | 0 | 0 | 0 | 0 | 0 | 0 | 0 | 0 | 0 | 0 | 0 | 0 | 0 | 0 | 0 | 0 | 0 | 0 | 0 | 0 | 0 | 868957.1191 | 881604.2218 | 892193.4147 | 901771.3646 | 910581.3652 | 921370.1846 | 930433.8957 | 939440.7132 | 948737.7471 | 959181.9666 | 2022 | 968509.5802 | 10122781.5727 | 0 | 0% | 858440.8588 | 0 | 0 | 858440.8588 | 858440.8588 | 0 | 858440.8588 | --
2023 | 0 | 0 | 0 | 0 | 0 | 0 | 0 | 0 | 0 | 0 | 0 | 0 | 0 | 0 | 0 | 0 | 0 | 0 | 0 | 0 | 0 | 0 | 0 | 0 | 0 | 0 | 0 | 0 | 0 | 0 | 0 | 0 | 0 | 0 | 0 | 0 | 0 | 0 | 0 | 0 | 0 | 0 | 0 | 0 | 0 | 0 | 0 | 0 | 0 | 881604.2218 | 892193.4147 | 901771.3646 | 910581.3652 | 921370.1846 | 930433.8957 | 939440.7132 | 948737.7471 | 959181.9666 | 968509.5802 | 2023 | 975876.2488 | 10229700.7024 | 0 | 0% | 868957.1191 | 0 | 0 | 868957.1191 | 868957.1191 | 0 | 868957.1191 | --
2024 | 0 | 0 | 0 | 0 | 0 | 0 | 0 | 0 | 0 | 0 | 0 | 0 | 0 | 0 | 0 | 0 | 0 | 0 | 0 | 0 | 0 | 0 | 0 | 0 | 0 | 0 | 0 | 0 | 0 | 0 | 0 | 0 | 0 | 0 | 0 | 0 | 0 | 0 | 0 | 0 | 0 | 0 | 0 | 0 | 0 | 0 | 0 | 0 | 0 | 892193.4147 | 901771.3646 | 910581.3652 | 921370.1846 | 930433.8957 | 939440.7132 | 948737.7471 | 959181.9666 | 968509.5802 | 975876.2488 | 2024 | 983815.7637 | 10331912.2443 | 0 | 0% | 881604.2218 | 0 | 0 | 881604.2218 | 881604.2218 | 0 | 881604.2218 | --
2025 | 0 | 0 | 0 | 0 | 0 | 0 | 0 | 0 | 0 | 0 | 0 | 0 | 0 | 0 | 0 | 0 | 0 | 0 | 0 | 0 | 0 | 0 | 0 | 0 | 0 | 0 | 0 | 0 | 0 | 0 | 0 | 0 | 0 | 0 | 0 | 0 | 0 | 0 | 0 | 0 | 0 | 0 | 0 | 0 | 0 | 0 | 0 | 0 | 0 | 901771.3646 | 910581.3652 | 921370.1846 | 930433.8957 | 939440.7132 | 948737.7471 | 959181.9666 | 968509.5802 | 975876.2488 | 983815.7637 | 2025 | 992598.5777 | 10432317.4073 | 0 | 0% | 892193.4147 | 0 | 0 | 892193.4147 | 892193.4147 | 0 | 892193.4147 | --
2026 | 0 | 0 | 0 | 0 | 0 | 0 | 0 | 0 | 0 | 0 | 0 | 0 | 0 | 0 | 0 | 0 | 0 | 0 | 0 | 0 | 0 | 0 | 0 | 0 | 0 | 0 | 0 | 0 | 0 | 0 | 0 | 0 | 0 | 0 | 0 | 0 | 0 | 0 | 0 | 0 | 0 | 0 | 0 | 0 | 0 | 0 | 0 | 0 | 0 | 910581.3652 | 921370.1846 | 930433.8957 | 939440.7132 | 948737.7471 | 959181.9666 | 968509.5802 | 975876.2488 | 983815.7637 | 992598.5777 | 2026 | 1001893.5188 | 10532439.5615 | 0 | 0% | 901771.3646 | 0 | 0 | 901771.3646 | 901771.3646 | 0 | 901771.3646 | --
2027 | 0 | 0 | 0 | 0 | 0 | 0 | 0 | 0 | 0 | 0 | 0 | 0 | 0 | 0 | 0 | 0 | 0 | 0 | 0 | 0 | 0 | 0 | 0 | 0 | 0 | 0 | 0 | 0 | 0 | 0 | 0 | 0 | 0 | 0 | 0 | 0 | 0 | 0 | 0 | 0 | 0 | 0 | 0 | 0 | 0 | 0 | 0 | 0 | 0 | 921370.1846 | 930433.8957 | 939440.7132 | 948737.7471 | 959181.9666 | 968509.5802 | 975876.2488 | 983815.7637 | 992598.5777 | 1001893.5188 | 2027 | 1010980.4804 | 10632838.6767 | 0 | 0% | 910581.3652 | 0 | 0 | 910581.3652 | 910581.3652 | 0 | 910581.3652 | --
2028 | 0 | 0 | 0 | 0 | 0 | 0 | 0 | 0 | 0 | 0 | 0 | 0 | 0 | 0 | 0 | 0 | 0 | 0 | 0 | 0 | 0 | 0 | 0 | 0 | 0 | 0 | 0 | 0 | 0 | 0 | 0 | 0 | 0 | 0 | 0 | 0 | 0 | 0 | 0 | 0 | 0 | 0 | 0 | 0 | 0 | 0 | 0 | 0 | 0 | 930433.8957 | 939440.7132 | 948737.7471 | 959181.9666 | 968509.5802 | 975876.2488 | 983815.7637 | 992598.5777 | 1001893.5188 | 1010980.4804 | 2028 | 1020629.5409 | 10732098.033 | 0 | 0% | 921370.1846 | 0 | 0 | 921370.1846 | 921370.1846 | 0 | 921370.1846 | --
2029 | 0 | 0 | 0 | 0 | 0 | 0 | 0 | 0 | 0 | 0 | 0 | 0 | 0 | 0 | 0 | 0 | 0 | 0 | 0 | 0 | 0 | 0 | 0 | 0 | 0 | 0 | 0 | 0 | 0 | 0 | 0 | 0 | 0 | 0 | 0 | 0 | 0 | 0 | 0 | 0 | 0 | 0 | 0 | 0 | 0 | 0 | 0 | 0 | 0 | 939440.7132 | 948737.7471 | 959181.9666 | 968509.5802 | 975876.2488 | 983815.7637 | 992598.5777 | 1001893.5188 | 1010980.4804 | 1020629.5409 | 2029 | 1030731.551 | 10832395.6883 | 0 | 0% | 930433.8957 | 0 | 0 | 930433.8957 | 930433.8957 | 0 | 930433.8957 | --
2030 | 0 | 0 | 0 | 0 | 0 | 0 | 0 | 0 | 0 | 0 | 0 | 0 | 0 | 0 | 0 | 0 | 0 | 0 | 0 | 0 | 0 | 0 | 0 | 0 | 0 | 0 | 0 | 0 | 0 | 0 | 0 | 0 | 0 | 0 | 0 | 0 | 0 | 0 | 0 | 0 | 0 | 0 | 0 | 0 | 0 | 0 | 0 | 0 | 0 | 948737.7471 | 959181.9666 | 968509.5802 | 975876.2488 | 983815.7637 | 992598.5777 | 1001893.5188 | 1010980.4804 | 1020629.5409 | 1030731.551 | 2030 | 1041084.9717 | 10934039.9468 | 0 | 0% | 939440.7132 | 0 | 0 | 939440.7132 | 939440.7132 | 0 | 939440.7132 | --
2031 | 0 | 0 | 0 | 0 | 0 | 0 | 0 | 0 | 0 | 0 | 0 | 0 | 0 | 0 | 0 | 0 | 0 | 0 | 0 | 0 | 0 | 0 | 0 | 0 | 0 | 0 | 0 | 0 | 0 | 0 | 0 | 0 | 0 | 0 | 0 | 0 | 0 | 0 | 0 | 0 | 0 | 0 | 0 | 0 | 0 | 0 | 0 | 0 | 0 | 959181.9666 | 968509.5802 | 975876.2488 | 983815.7637 | 992598.5777 | 1001893.5188 | 1010980.4804 | 1020629.5409 | 1030731.551 | 1041084.9717 | 2031 | 1051434.6349 | 11036736.8346 | 0 | 0% | 948737.7471 | 0 | 0 | 948737.7471 | 948737.7471 | 0 | 948737.7471 | --
2032 | 0 | 0 | 0 | 0 | 0 | 0 | 0 | 0 | 0 | 0 | 0 | 0 | 0 | 0 | 0 | 0 | 0 | 0 | 0 | 0 | 0 | 0 | 0 | 0 | 0 | 0 | 0 | 0 | 0 | 0 | 0 | 0 | 0 | 0 | 0 | 0 | 0 | 0 | 0 | 0 | 0 | 0 | 0 | 0 | 0 | 0 | 0 | 0 | 0 | 968509.5802 | 975876.2488 | 983815.7637 | 992598.5777 | 1001893.5188 | 1010980.4804 | 1020629.5409 | 1030731.551 | 1041084.9717 | 1051434.6349 | 2032 | 1061867.323 | 11139422.191 | 0 | 0% | 959181.9666 | 0 | 0 | 959181.9666 | 959181.9666 | 0 | 959181.9666 | --
2033 | 0 | 0 | 0 | 0 | 0 | 0 | 0 | 0 | 0 | 0 | 0 | 0 | 0 | 0 | 0 | 0 | 0 | 0 | 0 | 0 | 0 | 0 | 0 | 0 | 0 | 0 | 0 | 0 | 0 | 0 | 0 | 0 | 0 | 0 | 0 | 0 | 0 | 0 | 0 | 0 | 0 | 0 | 0 | 0 | 0 | 0 | 0 | 0 | 0 | 975876.2488 | 983815.7637 | 992598.5777 | 1001893.5188 | 1010980.4804 | 1020629.5409 | 1030731.551 | 1041084.9717 | 1051434.6349 | 1061867.323 | 2033 | 1072758.0631 | 11243670.6738 | 0 | 0% | 968509.5802 | 0 | 0 | 968509.5802 | 968509.5802 | 0 | 968509.5802 | --
2034 | 0 | 0 | 0 | 0 | 0 | 0 | 0 | 0 | 0 | 0 | 0 | 0 | 0 | 0 | 0 | 0 | 0 | 0 | 0 | 0 | 0 | 0 | 0 | 0 | 0 | 0 | 0 | 0 | 0 | 0 | 0 | 0 | 0 | 0 | 0 | 0 | 0 | 0 | 0 | 0 | 0 | 0 | 0 | 0 | 0 | 0 | 0 | 0 | 0 | 983815.7637 | 992598.5777 | 1001893.5188 | 1010980.4804 | 1020629.5409 | 1030731.551 | 1041084.9717 | 1051434.6349 | 1061867.323 | 1072758.0631 | 2034 | 1084083.5882 | 11351878.0132 | 0 | 0% | 975876.2488 | 0 | 0 | 975876.2488 | 975876.2488 | 0 | 975876.2488 | --
Note on BT7: Angie Lee: Using shipment model from NIA which included growth rate.

## 2012 Stock
1 | 2 | 3 | 4 | 5 | 6 | 7 | 8 | 9 | 10 | 11 | 12 | 13 | 14 | 15 | 16 | 17 | 18 | 19 | 20 | 21 | 22 | 23 | 24 | 25 | 26 | 27 | 28 | 29 | 30 | 31 | 32 | 33 | 34 | 35 | 36 | 37 | 38 | 39 | 40 | 41 | 42 | 43 | 44 | 45 | 46 | 47 | 48 | 49 | 50 | 51 | 52 | 53 | 54 | 55 | 56 | 57 | 58 | 59 | 60 | 1 | 2 | 3 | 4 | 5 | 6 | 7 | 8 | 10 | 11 | 12 | 13 | 14
Initial Year | 1976
[61 empty] | Shipment data from NIA Workbook |  | These columns determines total stock, accounting for abandoned units and shipment due to new construction as well as saturation of equipment in household. At least the housing growth can be tailored to the NW, maybe the saturation as well. |  |  |  |  | For Graph- New Shipment
[73 empty] | Product Life Time | 10
DOE Survival | -2.8704e-06 | -2.8704e-06 | -2.8704e-06 | -2.8704e-06 | -2.8704e-06 | -2.8704e-06 | -2.8704e-06 | -2.8704e-06 | -2.8704e-06 | -2.8704e-06 | -2.8704e-06 | -2.8704e-06 | -2.8704e-06 | -2.8704e-06 | -2.8704e-06 | -2.8704e-06 | -2.8704e-06 | -2.8704e-06 | -2.8704e-06 | -2.8704e-06 | -2.8704e-06 | -2.8704e-06 | -2.8704e-06 | -2.8704e-06 | -2.8704e-06 | -2.8704e-06 | -2.6947e-06 | -1.7616e-06 | 2.5342e-06 | 1.9794e-05 | 8.072e-05 | 0.00027089 | 0.00079911 | 0.0021127 | 0.0050553 | 0.011027 | 0.022068 | 0.040768 | 0.069931 | 0.11202 | 0.1685 | 0.23928 | 0.32244 | 0.41441 | 0.51044 | 0.60536 | 0.69436 | 0.77358 | 0.84053 | 0.89412 | 0.93457 | 0.96312 | 0.98167 | 0.99244 | 0.99773 | 0.99966 | 1 | 1 | 1 | [13 empty] | Survival Assumption | DOE Survival
1/Lifetime Survival | 0 | 0 | 0 | 0 | 0 | 0 | 0 | 0 | 0 | 0 | 0 | 0 | 0 | 0 | 0 | 0 | 0 | 0 | 0 | 0 | 0 | 0 | 0 | 0 | 0 | 0 | 0 | 0 | 0 | 0 | 0 | 0 | 0 | 0 | 0 | 0 | 0 | 0 | 0 | 0 | 0 | 0 | 0 | 0 | 0 | 0 | 0 | 0 | 0 | 0 | 0.1 | 0.2 | 0.3 | 0.4 | 0.5 | 0.6 | 0.7 | 0.8 | 0.9 |  | New Shipment | Stock | Abandoned units | % of retirements not Replaced | Replacements for Retiring Units | Council's Replacement Assumption | Ship due to new construction | Actual Retirements | Repl. Units | New Cons Units | Total Shipment | 6Plan's Baseline | Abandoned Rate | 0%
| 59 | 58 | 57 | 56 | 55 | 54 | 53 | 52 | 51 | 50 | 49 | 48 | 47 | 46 | 45 | 44 | 43 | 42 | 41 | 40 | 39 | 38 | 37 | 36 | 35 | 34 | 33 | 32 | 31 | 30 | 29 | 28 | 27 | 26 | 25 | 24 | 23 | 22 | 21 | 20 | 19 | 18 | 17 | 16 | 15 | 14 | 13 | 12 | 11 | 10 | 9 | 8 | 7 | 6 | 5 | 4 | 3 | 2 | 1 | Year | Replacement of Retiring units+ New Construction from housing calibrated to historical shipment data | Previous year stock+New construction- abandoned units | Replacement for retiring units* (1-% retirements not replaced) | Average of % retirement not replaced. Based on historical new shipment data: Total stock previous year- sum of units of all vintages; | Total stock from previous year - stock of all vintages this year | Product not included in Supply Curve |  | Abandoned units+replacements for retiring | precase= actual retirement- abandoned; post- case |  | Replacement unit+New Construction | Not included in supply curve
1976 | 0 | 0 | 0 | 0 | 0 | 0 | 0 | 0 | 0 | 0 | 0 | 0 | 0 | 0 | 0 | 0 | 0 | 0 | 0 | 0 | 0 | 0 | 0 | 0 | 0 | 0 | 0 | 0 | 0 | 0 | 0 | 0 | 0 | 0 | 0 | 0 | 0 | 0 | 0 | 0 | 0 | 0 | 0 | 0 | 0 | 0 | 0 | 0 | 0 | 0 | 0 | 0 | 0 | 0 | 0 | 0 | 0 | 0 | 0 | 1976 | 128496.3767 | 128496.3767
1977 | 0 | 0 | 0 | 0 | 0 | 0 | 0 | 0 | 0 | 0 | 0 | 0 | 0 | 0 | 0 | 0 | 0 | 0 | 0 | 0 | 0 | 0 | 0 | 0 | 0 | 0 | 0 | 0 | 0 | 0 | 0 | 0 | 0 | 0 | 0 | 0 | 0 | 0 | 0 | 0 | 0 | 0 | 0 | 0 | 0 | 0 | 0 | 0 | 0 | 0 | 0 | 0 | 0 | 0 | 0 | 0 | 0 | 0 | 128496.3767 | 1977 | 128496.3767 | 256992.7534
1978 | 0 | 0 | 0 | 0 | 0 | 0 | 0 | 0 | 0 | 0 | 0 | 0 | 0 | 0 | 0 | 0 | 0 | 0 | 0 | 0 | 0 | 0 | 0 | 0 | 0 | 0 | 0 | 0 | 0 | 0 | 0 | 0 | 0 | 0 | 0 | 0 | 0 | 0 | 0 | 0 | 0 | 0 | 0 | 0 | 0 | 0 | 0 | 0 | 0 | 0 | 0 | 0 | 0 | 0 | 0 | 0 | 0 | 128496.3767 | 128496.3767 | 1978 | 128496.3767 | 385489.1301
1979 | 0 | 0 | 0 | 0 | 0 | 0 | 0 | 0 | 0 | 0 | 0 | 0 | 0 | 0 | 0 | 0 | 0 | 0 | 0 | 0 | 0 | 0 | 0 | 0 | 0 | 0 | 0 | 0 | 0 | 0 | 0 | 0 | 0 | 0 | 0 | 0 | 0 | 0 | 0 | 0 | 0 | 0 | 0 | 0 | 0 | 0 | 0 | 0 | 0 | 0 | 0 | 0 | 0 | 0 | 0 | 0 | 128496.3767 | 128496.3767 | 128496.3767 | 1979 | 128496.3767 | 513985.5068
1980 | 0 | 0 | 0 | 0 | 0 | 0 | 0 | 0 | 0 | 0 | 0 | 0 | 0 | 0 | 0 | 0 | 0 | 0 | 0 | 0 | 0 | 0 | 0 | 0 | 0 | 0 | 0 | 0 | 0 | 0 | 0 | 0 | 0 | 0 | 0 | 0 | 0 | 0 | 0 | 0 | 0 | 0 | 0 | 0 | 0 | 0 | 0 | 0 | 0 | 0 | 0 | 0 | 0 | 0 | 0 | 128496.3767 | 128496.3767 | 128496.3767 | 128496.3767 | 1980 | 128496.3767 | 642481.8835
1981 | 0 | 0 | 0 | 0 | 0 | 0 | 0 | 0 | 0 | 0 | 0 | 0 | 0 | 0 | 0 | 0 | 0 | 0 | 0 | 0 | 0 | 0 | 0 | 0 | 0 | 0 | 0 | 0 | 0 | 0 | 0 | 0 | 0 | 0 | 0 | 0 | 0 | 0 | 0 | 0 | 0 | 0 | 0 | 0 | 0 | 0 | 0 | 0 | 0 | 0 | 0 | 0 | 0 | 0 | 128496.3767 | 128496.3767 | 128496.3767 | 128496.3767 | 128496.3767 | 1981 | 128496.3767 | 770978.2602
1982 | 0 | 0 | 0 | 0 | 0 | 0 | 0 | 0 | 0 | 0 | 0 | 0 | 0 | 0 | 0 | 0 | 0 | 0 | 0 | 0 | 0 | 0 | 0 | 0 | 0 | 0 | 0 | 0 | 0 | 0 | 0 | 0 | 0 | 0 | 0 | 0 | 0 | 0 | 0 | 0 | 0 | 0 | 0 | 0 | 0 | 0 | 0 | 0 | 0 | 0 | 0 | 0 | 0 | 128496.3767 | 128496.3767 | 128496.3767 | 128496.3767 | 128496.3767 | 128496.3767 | 1982 | 128496.3767 | 899474.6369
1983 | 0 | 0 | 0 | 0 | 0 | 0 | 0 | 0 | 0 | 0 | 0 | 0 | 0 | 0 | 0 | 0 | 0 | 0 | 0 | 0 | 0 | 0 | 0 | 0 | 0 | 0 | 0 | 0 | 0 | 0 | 0 | 0 | 0 | 0 | 0 | 0 | 0 | 0 | 0 | 0 | 0 | 0 | 0 | 0 | 0 | 0 | 0 | 0 | 0 | 0 | 0 | 0 | 128496.3767 | 128496.3767 | 128496.3767 | 128496.3767 | 128496.3767 | 128496.3767 | 128496.3767 | 1983 | 128496.3767 | 1027971.0136
1984 | 0 | 0 | 0 | 0 | 0 | 0 | 0 | 0 | 0 | 0 | 0 | 0 | 0 | 0 | 0 | 0 | 0 | 0 | 0 | 0 | 0 | 0 | 0 | 0 | 0 | 0 | 0 | 0 | 0 | 0 | 0 | 0 | 0 | 0 | 0 | 0 | 0 | 0 | 0 | 0 | 0 | 0 | 0 | 0 | 0 | 0 | 0 | 0 | 0 | 0 | 0 | 128496.3767 | 128496.3767 | 128496.3767 | 128496.3767 | 128496.3767 | 128496.3767 | 128496.3767 | 128496.3767 | 1984 | 128496.3767 | 1156467.3903
1985 | 0 | 0 | 0 | 0 | 0 | 0 | 0 | 0 | 0 | 0 | 0 | 0 | 0 | 0 | 0 | 0 | 0 | 0 | 0 | 0 | 0 | 0 | 0 | 0 | 0 | 0 | 0 | 0 | 0 | 0 | 0 | 0 | 0 | 0 | 0 | 0 | 0 | 0 | 0 | 0 | 0 | 0 | 0 | 0 | 0 | 0 | 0 | 0 | 0 | 0 | 128496.3767 | 128496.3767 | 128496.3767 | 128496.3767 | 128496.3767 | 128496.3767 | 128496.3767 | 128496.3767 | 128496.3767 | 1985 | 128496.3767 | 1284963.7669
1986 | 0 | 0 | 0 | 0 | 0 | 0 | 0 | 0 | 0 | 0 | 0 | 0 | 0 | 0 | 0 | 0 | 0 | 0 | 0 | 0 | 0 | 0 | 0 | 0 | 0 | 0 | 0 | 0 | 0 | 0 | 0 | 0 | 0 | 0 | 0 | 0 | 0 | 0 | 0 | 0 | 0 | 0 | 0 | 0 | 0 | 0 | 0 | 0 | 0 | 128496.3767 | 128496.3767 | 128496.3767 | 128496.3767 | 128496.3767 | 128496.3767 | 128496.3767 | 128496.3767 | 128496.3767 | 128496.3767 | 1986 | 128496.3767 | 1413460.1436
1987 | 0 | 0 | 0 | 0 | 0 | 0 | 0 | 0 | 0 | 0 | 0 | 0 | 0 | 0 | 0 | 0 | 0 | 0 | 0 | 0 | 0 | 0 | 0 | 0 | 0 | 0 | 0 | 0 | 0 | 0 | 0 | 0 | 0 | 0 | 0 | 0 | 0 | 0 | 0 | 0 | 0 | 0 | 0 | 0 | 0 | 0 | 0 | 0 | 0 | 128496.3767 | 128496.3767 | 128496.3767 | 128496.3767 | 128496.3767 | 128496.3767 | 128496.3767 | 128496.3767 | 128496.3767 | 128496.3767 | 1987 | 128496.3767 | 1413460.1436
1988 | 0 | 0 | 0 | 0 | 0 | 0 | 0 | 0 | 0 | 0 | 0 | 0 | 0 | 0 | 0 | 0 | 0 | 0 | 0 | 0 | 0 | 0 | 0 | 0 | 0 | 0 | 0 | 0 | 0 | 0 | 0 | 0 | 0 | 0 | 0 | 0 | 0 | 0 | 0 | 0 | 0 | 0 | 0 | 0 | 0 | 0 | 0 | 0 | 0 | 128496.3767 | 128496.3767 | 128496.3767 | 128496.3767 | 128496.3767 | 128496.3767 | 128496.3767 | 128496.3767 | 128496.3767 | 128496.3767 | 1988 | 128496.3767 | 1413460.1436
1989 | 0 | 0 | 0 | 0 | 0 | 0 | 0 | 0 | 0 | 0 | 0 | 0 | 0 | 0 | 0 | 0 | 0 | 0 | 0 | 0 | 0 | 0 | 0 | 0 | 0 | 0 | 0 | 0 | 0 | 0 | 0 | 0 | 0 | 0 | 0 | 0 | 0 | 0 | 0 | 0 | 0 | 0 | 0 | 0 | 0 | 0 | 0 | 0 | 0 | 128496.3767 | 128496.3767 | 128496.3767 | 128496.3767 | 128496.3767 | 128496.3767 | 128496.3767 | 128496.3767 | 128496.3767 | 128496.3767 | 1989 | 128496.3767 | 1413460.1436
1990 | 0 | 0 | 0 | 0 | 0 | 0 | 0 | 0 | 0 | 0 | 0 | 0 | 0 | 0 | 0 | 0 | 0 | 0 | 0 | 0 | 0 | 0 | 0 | 0 | 0 | 0 | 0 | 0 | 0 | 0 | 0 | 0 | 0 | 0 | 0 | 0 | 0 | 0 | 0 | 0 | 0 | 0 | 0 | 0 | 0 | 0 | 0 | 0 | 0 | 128496.3767 | 128496.3767 | 128496.3767 | 128496.3767 | 128496.3767 | 128496.3767 | 128496.3767 | 128496.3767 | 128496.3767 | 128496.3767 | 1990 | 128496.3767 | 1413460.1436
1991 | 0 | 0 | 0 | 0 | 0 | 0 | 0 | 0 | 0 | 0 | 0 | 0 | 0 | 0 | 0 | 0 | 0 | 0 | 0 | 0 | 0 | 0 | 0 | 0 | 0 | 0 | 0 | 0 | 0 | 0 | 0 | 0 | 0 | 0 | 0 | 0 | 0 | 0 | 0 | 0 | 0 | 0 | 0 | 0 | 0 | 0 | 0 | 0 | 0 | 128496.3767 | 128496.3767 | 128496.3767 | 128496.3767 | 128496.3767 | 128496.3767 | 128496.3767 | 128496.3767 | 128496.3767 | 128496.3767 | 1991 | 128496.3767 | 1413460.1436
1992 | 0 | 0 | 0 | 0 | 0 | 0 | 0 | 0 | 0 | 0 | 0 | 0 | 0 | 0 | 0 | 0 | 0 | 0 | 0 | 0 | 0 | 0 | 0 | 0 | 0 | 0 | 0 | 0 | 0 | 0 | 0 | 0 | 0 | 0 | 0 | 0 | 0 | 0 | 0 | 0 | 0 | 0 | 0 | 0 | 0 | 0 | 0 | 0 | 0 | 128496.3767 | 128496.3767 | 128496.3767 | 128496.3767 | 128496.3767 | 128496.3767 | 128496.3767 | 128496.3767 | 128496.3767 | 128496.3767 | 1992 | 128496.3767 | 1413460.1436
1993 | 0 | 0 | 0 | 0 | 0 | 0 | 0 | 0 | 0 | 0 | 0 | 0 | 0 | 0 | 0 | 0 | 0 | 0 | 0 | 0 | 0 | 0 | 0 | 0 | 0 | 0 | 0 | 0 | 0 | 0 | 0 | 0 | 0 | 0 | 0 | 0 | 0 | 0 | 0 | 0 | 0 | 0 | 0 | 0 | 0 | 0 | 0 | 0 | 0 | 128496.3767 | 128496.3767 | 128496.3767 | 128496.3767 | 128496.3767 | 128496.3767 | 128496.3767 | 128496.3767 | 128496.3767 | 128496.3767 | 1993 | 128496.3767 | 1413460.1436
1994 | 0 | 0 | 0 | 0 | 0 | 0 | 0 | 0 | 0 | 0 | 0 | 0 | 0 | 0 | 0 | 0 | 0 | 0 | 0 | 0 | 0 | 0 | 0 | 0 | 0 | 0 | 0 | 0 | 0 | 0 | 0 | 0 | 0 | 0 | 0 | 0 | 0 | 0 | 0 | 0 | 0 | 0 | 0 | 0 | 0 | 0 | 0 | 0 | 0 | 128496.3767 | 128496.3767 | 128496.3767 | 128496.3767 | 128496.3767 | 128496.3767 | 128496.3767 | 128496.3767 | 128496.3767 | 128496.3767 | 1994 | 128496.3767 | 1413460.1436
1995 | 0 | 0 | 0 | 0 | 0 | 0 | 0 | 0 | 0 | 0 | 0 | 0 | 0 | 0 | 0 | 0 | 0 | 0 | 0 | 0 | 0 | 0 | 0 | 0 | 0 | 0 | 0 | 0 | 0 | 0 | 0 | 0 | 0 | 0 | 0 | 0 | 0 | 0 | 0 | 0 | 0 | 0 | 0 | 0 | 0 | 0 | 0 | 0 | 0 | 128496.3767 | 128496.3767 | 128496.3767 | 128496.3767 | 128496.3767 | 128496.3767 | 128496.3767 | 128496.3767 | 128496.3767 | 128496.3767 | 1995 | 128496.3767 | 1413460.1436
1996 | 0 | 0 | 0 | 0 | 0 | 0 | 0 | 0 | 0 | 0 | 0 | 0 | 0 | 0 | 0 | 0 | 0 | 0 | 0 | 0 | 0 | 0 | 0 | 0 | 0 | 0 | 0 | 0 | 0 | 0 | 0 | 0 | 0 | 0 | 0 | 0 | 0 | 0 | 0 | 0 | 0 | 0 | 0 | 0 | 0 | 0 | 0 | 0 | 0 | 128496.3767 | 128496.3767 | 128496.3767 | 128496.3767 | 128496.3767 | 128496.3767 | 128496.3767 | 128496.3767 | 128496.3767 | 128496.3767 | 1996 | 128496.3767 | 1413460.1436
1997 | 0 | 0 | 0 | 0 | 0 | 0 | 0 | 0 | 0 | 0 | 0 | 0 | 0 | 0 | 0 | 0 | 0 | 0 | 0 | 0 | 0 | 0 | 0 | 0 | 0 | 0 | 0 | 0 | 0 | 0 | 0 | 0 | 0 | 0 | 0 | 0 | 0 | 0 | 0 | 0 | 0 | 0 | 0 | 0 | 0 | 0 | 0 | 0 | 0 | 128496.3767 | 128496.3767 | 128496.3767 | 128496.3767 | 128496.3767 | 128496.3767 | 128496.3767 | 128496.3767 | 128496.3767 | 128496.3767 | 1997 | 128496.3767 | 1413460.1436
1998 | 0 | 0 | 0 | 0 | 0 | 0 | 0 | 0 | 0 | 0 | 0 | 0 | 0 | 0 | 0 | 0 | 0 | 0 | 0 | 0 | 0 | 0 | 0 | 0 | 0 | 0 | 0 | 0 | 0 | 0 | 0 | 0 | 0 | 0 | 0 | 0 | 0 | 0 | 0 | 0 | 0 | 0 | 0 | 0 | 0 | 0 | 0 | 0 | 0 | 128496.3767 | 128496.3767 | 128496.3767 | 128496.3767 | 128496.3767 | 128496.3767 | 128496.3767 | 128496.3767 | 128496.3767 | 128496.3767 | 1998 | 128496.3767 | 1413460.1436
1999 | 0 | 0 | 0 | 0 | 0 | 0 | 0 | 0 | 0 | 0 | 0 | 0 | 0 | 0 | 0 | 0 | 0 | 0 | 0 | 0 | 0 | 0 | 0 | 0 | 0 | 0 | 0 | 0 | 0 | 0 | 0 | 0 | 0 | 0 | 0 | 0 | 0 | 0 | 0 | 0 | 0 | 0 | 0 | 0 | 0 | 0 | 0 | 0 | 0 | 128496.3767 | 128496.3767 | 128496.3767 | 128496.3767 | 128496.3767 | 128496.3767 | 128496.3767 | 128496.3767 | 128496.3767 | 128496.3767 | 1999 | 128496.3767 | 1413460.1436
2000 | 0 | 0 | 0 | 0 | 0 | 0 | 0 | 0 | 0 | 0 | 0 | 0 | 0 | 0 | 0 | 0 | 0 | 0 | 0 | 0 | 0 | 0 | 0 | 0 | 0 | 0 | 0 | 0 | 0 | 0 | 0 | 0 | 0 | 0 | 0 | 0 | 0 | 0 | 0 | 0 | 0 | 0 | 0 | 0 | 0 | 0 | 0 | 0 | 0 | 128496.3767 | 128496.3767 | 128496.3767 | 128496.3767 | 128496.3767 | 128496.3767 | 128496.3767 | 128496.3767 | 128496.3767 | 128496.3767 | 2000 | 128496.3767 | 1413460.1436
2001 | 0 | 0 | 0 | 0 | 0 | 0 | 0 | 0 | 0 | 0 | 0 | 0 | 0 | 0 | 0 | 0 | 0 | 0 | 0 | 0 | 0 | 0 | 0 | 0 | 0 | 0 | 0 | 0 | 0 | 0 | 0 | 0 | 0 | 0 | 0 | 0 | 0 | 0 | 0 | 0 | 0 | 0 | 0 | 0 | 0 | 0 | 0 | 0 | 0 | 128496.3767 | 128496.3767 | 128496.3767 | 128496.3767 | 128496.3767 | 128496.3767 | 128496.3767 | 128496.3767 | 128496.3767 | 128496.3767 | 2001 | 128496.3767 | 1413460.1436 |  |  |  |  | 0
2002 | 0 | 0 | 0 | 0 | 0 | 0 | 0 | 0 | 0 | 0 | 0 | 0 | 0 | 0 | 0 | 0 | 0 | 0 | 0 | 0 | 0 | 0 | 0 | 0 | 0 | 0 | 0 | 0 | 0 | 0 | 0 | 0 | 0 | 0 | 0 | 0 | 0 | 0 | 0 | 0 | 0 | 0 | 0 | 0 | 0 | 0 | 0 | 0 | 0 | 128496.3767 | 128496.3767 | 128496.3767 | 128496.3767 | 128496.3767 | 128496.3767 | 128496.3767 | 128496.3767 | 128496.3767 | 128496.3767 | 2002 | 128496.3767 | 1413460.1436 |  |  |  |  | 0
2003 | 0 | 0 | 0 | 0 | 0 | 0 | 0 | 0 | 0 | 0 | 0 | 0 | 0 | 0 | 0 | 0 | 0 | 0 | 0 | 0 | 0 | 0 | 0 | 0 | 0 | 0 | 0 | 0 | 0 | 0 | 0 | 0 | 0 | 0 | 0 | 0 | 0 | 0 | 0 | 0 | 0 | 0 | 0 | 0 | 0 | 0 | 0 | 0 | 0 | 128496.3767 | 128496.3767 | 128496.3767 | 128496.3767 | 128496.3767 | 128496.3767 | 128496.3767 | 128496.3767 | 128496.3767 | 128496.3767 | 2003 | 128496.3767 | 1413460.1436 |  |  |  |  | 0
2004 | 0 | 0 | 0 | 0 | 0 | 0 | 0 | 0 | 0 | 0 | 0 | 0 | 0 | 0 | 0 | 0 | 0 | 0 | 0 | 0 | 0 | 0 | 0 | 0 | 0 | 0 | 0 | 0 | 0 | 0 | 0 | 0 | 0 | 0 | 0 | 0 | 0 | 0 | 0 | 0 | 0 | 0 | 0 | 0 | 0 | 0 | 0 | 0 | 0 | 128496.3767 | 128496.3767 | 128496.3767 | 128496.3767 | 128496.3767 | 128496.3767 | 128496.3767 | 128496.3767 | 128496.3767 | 128496.3767 | 2004 | 128496.3767 | 1413460.1436 |  |  |  |  | 0 | 0
2005 | 0 | 0 | 0 | 0 | 0 | 0 | 0 | 0 | 0 | 0 | 0 | 0 | 0 | 0 | 0 | 0 | 0 | 0 | 0 | 0 | 0 | 0 | 0 | 0 | 0 | 0 | 0 | 0 | 0 | 0 | 0 | 0 | 0 | 0 | 0 | 0 | 0 | 0 | 0 | 0 | 0 | 0 | 0 | 0 | 0 | 0 | 0 | 0 | 0 | 128496.3767 | 128496.3767 | 128496.3767 | 128496.3767 | 128496.3767 | 128496.3767 | 128496.3767 | 128496.3767 | 128496.3767 | 128496.3767 | 2005 | 128496.3767 | 1413460.1436 | 0 | 0% | 128496.3767 | 0 | 0 | 128496.3767 | 128496.3767 | 0 | 128496.3767 | --
2006 | 0 | 0 | 0 | 0 | 0 | 0 | 0 | 0 | 0 | 0 | 0 | 0 | 0 | 0 | 0 | 0 | 0 | 0 | 0 | 0 | 0 | 0 | 0 | 0 | 0 | 0 | 0 | 0 | 0 | 0 | 0 | 0 | 0 | 0 | 0 | 0 | 0 | 0 | 0 | 0 | 0 | 0 | 0 | 0 | 0 | 0 | 0 | 0 | 0 | 128496.3767 | 128496.3767 | 128496.3767 | 128496.3767 | 128496.3767 | 128496.3767 | 128496.3767 | 128496.3767 | 128496.3767 | 128496.3767 | 2006 | 128496.3767 | 1413460.1436 | 0 | 0% | 128496.3767 | 0 | 0 | 128496.3767 | 128496.3767 | 0 | 128496.3767 | --
2007 | 0 | 0 | 0 | 0 | 0 | 0 | 0 | 0 | 0 | 0 | 0 | 0 | 0 | 0 | 0 | 0 | 0 | 0 | 0 | 0 | 0 | 0 | 0 | 0 | 0 | 0 | 0 | 0 | 0 | 0 | 0 | 0 | 0 | 0 | 0 | 0 | 0 | 0 | 0 | 0 | 0 | 0 | 0 | 0 | 0 | 0 | 0 | 0 | 0 | 128496.3767 | 128496.3767 | 128496.3767 | 128496.3767 | 128496.3767 | 128496.3767 | 128496.3767 | 128496.3767 | 128496.3767 | 128496.3767 | 2007 | 129795.1193 | 1414758.8862 | 0 | 0% | 128496.3767 | 0 | 0 | 128496.3767 | 128496.3767 | 0 | 128496.3767 | --
2008 | 0 | 0 | 0 | 0 | 0 | 0 | 0 | 0 | 0 | 0 | 0 | 0 | 0 | 0 | 0 | 0 | 0 | 0 | 0 | 0 | 0 | 0 | 0 | 0 | 0 | 0 | 0 | 0 | 0 | 0 | 0 | 0 | 0 | 0 | 0 | 0 | 0 | 0 | 0 | 0 | 0 | 0 | 0 | 0 | 0 | 0 | 0 | 0 | 0 | 128496.3767 | 128496.3767 | 128496.3767 | 128496.3767 | 128496.3767 | 128496.3767 | 128496.3767 | 128496.3767 | 128496.3767 | 129795.1193 | 2008 | 132560.9205 | 1418823.43 | 0 | 0% | 128496.3767 | 0 | 0 | 128496.3767 | 128496.3767 | 0 | 128496.3767 | --
2009 | 0 | 0 | 0 | 0 | 0 | 0 | 0 | 0 | 0 | 0 | 0 | 0 | 0 | 0 | 0 | 0 | 0 | 0 | 0 | 0 | 0 | 0 | 0 | 0 | 0 | 0 | 0 | 0 | 0 | 0 | 0 | 0 | 0 | 0 | 0 | 0 | 0 | 0 | 0 | 0 | 0 | 0 | 0 | 0 | 0 | 0 | 0 | 0 | 0 | 128496.3767 | 128496.3767 | 128496.3767 | 128496.3767 | 128496.3767 | 128496.3767 | 128496.3767 | 128496.3767 | 129795.1193 | 132560.9205 | 2009 | 137226.9896 | 1427554.0429 | 0 | 0% | 128496.3767 | 0 | 0 | 128496.3767 | 128496.3767 | 0 | 128496.3767 | --
2010 | 0 | 0 | 0 | 0 | 0 | 0 | 0 | 0 | 0 | 0 | 0 | 0 | 0 | 0 | 0 | 0 | 0 | 0 | 0 | 0 | 0 | 0 | 0 | 0 | 0 | 0 | 0 | 0 | 0 | 0 | 0 | 0 | 0 | 0 | 0 | 0 | 0 | 0 | 0 | 0 | 0 | 0 | 0 | 0 | 0 | 0 | 0 | 0 | 0 | 128496.3767 | 128496.3767 | 128496.3767 | 128496.3767 | 128496.3767 | 128496.3767 | 128496.3767 | 129795.1193 | 132560.9205 | 137226.9896 | 2010 | 143443.8485 | 1442501.5147 | 0 | 0% | 128496.3767 | 0 | 0 | 128496.3767 | 128496.3767 | 0 | 128496.3767 | --
2011 | 0 | 0 | 0 | 0 | 0 | 0 | 0 | 0 | 0 | 0 | 0 | 0 | 0 | 0 | 0 | 0 | 0 | 0 | 0 | 0 | 0 | 0 | 0 | 0 | 0 | 0 | 0 | 0 | 0 | 0 | 0 | 0 | 0 | 0 | 0 | 0 | 0 | 0 | 0 | 0 | 0 | 0 | 0 | 0 | 0 | 0 | 0 | 0 | 0 | 128496.3767 | 128496.3767 | 128496.3767 | 128496.3767 | 128496.3767 | 128496.3767 | 129795.1193 | 132560.9205 | 137226.9896 | 143443.8485 | 2011 | 148731.236 | 1462736.374 | 0 | 0% | 128496.3767 | 0 | 0 | 128496.3767 | 128496.3767 | 0 | 128496.3767 | --
2012 | 0 | 0 | 0 | 0 | 0 | 0 | 0 | 0 | 0 | 0 | 0 | 0 | 0 | 0 | 0 | 0 | 0 | 0 | 0 | 0 | 0 | 0 | 0 | 0 | 0 | 0 | 0 | 0 | 0 | 0 | 0 | 0 | 0 | 0 | 0 | 0 | 0 | 0 | 0 | 0 | 0 | 0 | 0 | 0 | 0 | 0 | 0 | 0 | 0 | 128496.3767 | 128496.3767 | 128496.3767 | 128496.3767 | 128496.3767 | 129795.1193 | 132560.9205 | 137226.9896 | 143443.8485 | 148731.236 | 2012 | 151465.3782 | 1485705.3755 | 0 | 0% | 128496.3767 | 0 | 0 | 128496.3767 | 128496.3767 | 0 | 128496.3767 | --
2013 | 0 | 0 | 0 | 0 | 0 | 0 | 0 | 0 | 0 | 0 | 0 | 0 | 0 | 0 | 0 | 0 | 0 | 0 | 0 | 0 | 0 | 0 | 0 | 0 | 0 | 0 | 0 | 0 | 0 | 0 | 0 | 0 | 0 | 0 | 0 | 0 | 0 | 0 | 0 | 0 | 0 | 0 | 0 | 0 | 0 | 0 | 0 | 0 | 0 | 128496.3767 | 128496.3767 | 128496.3767 | 128496.3767 | 129795.1193 | 132560.9205 | 137226.9896 | 143443.8485 | 148731.236 | 151465.3782 | 2013 | 149745.6963 | 1506954.6951 | 0 | 0% | 128496.3767 | 0 | 0 | 128496.3767 | 128496.3767 | 0 | 128496.3767 | --
2014 | 0 | 0 | 0 | 0 | 0 | 0 | 0 | 0 | 0 | 0 | 0 | 0 | 0 | 0 | 0 | 0 | 0 | 0 | 0 | 0 | 0 | 0 | 0 | 0 | 0 | 0 | 0 | 0 | 0 | 0 | 0 | 0 | 0 | 0 | 0 | 0 | 0 | 0 | 0 | 0 | 0 | 0 | 0 | 0 | 0 | 0 | 0 | 0 | 0 | 128496.3767 | 128496.3767 | 128496.3767 | 129795.1193 | 132560.9205 | 137226.9896 | 143443.8485 | 148731.236 | 151465.3782 | 149745.6963 | 2014 | 148027.2377 | 1526485.5561 | 0 | 0% | 128496.3767 | 0 | 0 | 128496.3767 | 128496.3767 | 0 | 128496.3767 | --
2015 | 0 | 0 | 0 | 0 | 0 | 0 | 0 | 0 | 0 | 0 | 0 | 0 | 0 | 0 | 0 | 0 | 0 | 0 | 0 | 0 | 0 | 0 | 0 | 0 | 0 | 0 | 0 | 0 | 0 | 0 | 0 | 0 | 0 | 0 | 0 | 0 | 0 | 0 | 0 | 0 | 0 | 0 | 0 | 0 | 0 | 0 | 0 | 0 | 0 | 128496.3767 | 128496.3767 | 129795.1193 | 132560.9205 | 137226.9896 | 143443.8485 | 148731.236 | 151465.3782 | 149745.6963 | 148027.2377 | 2015 | 146677.2655 | 1544666.4449 | 0 | 0% | 128496.3767 | 0 | 0 | 128496.3767 | 128496.3767 | 0 | 128496.3767 | --
2016 | 0 | 0 | 0 | 0 | 0 | 0 | 0 | 0 | 0 | 0 | 0 | 0 | 0 | 0 | 0 | 0 | 0 | 0 | 0 | 0 | 0 | 0 | 0 | 0 | 0 | 0 | 0 | 0 | 0 | 0 | 0 | 0 | 0 | 0 | 0 | 0 | 0 | 0 | 0 | 0 | 0 | 0 | 0 | 0 | 0 | 0 | 0 | 0 | 0 | 128496.3767 | 129795.1193 | 132560.9205 | 137226.9896 | 143443.8485 | 148731.236 | 151465.3782 | 149745.6963 | 148027.2377 | 146677.2655 | 2016 | 146019.2999 | 1562189.3681 | 0 | 0% | 128496.3767 | 0 | 0 | 128496.3767 | 128496.3767 | 0 | 128496.3767 | --
2017 | 0 | 0 | 0 | 0 | 0 | 0 | 0 | 0 | 0 | 0 | 0 | 0 | 0 | 0 | 0 | 0 | 0 | 0 | 0 | 0 | 0 | 0 | 0 | 0 | 0 | 0 | 0 | 0 | 0 | 0 | 0 | 0 | 0 | 0 | 0 | 0 | 0 | 0 | 0 | 0 | 0 | 0 | 0 | 0 | 0 | 0 | 0 | 0 | 0 | 129795.1193 | 132560.9205 | 137226.9896 | 143443.8485 | 148731.236 | 151465.3782 | 149745.6963 | 148027.2377 | 146677.2655 | 146019.2999 | 2017 | 146344.6555 | 1580037.6469 | 0 | 0% | 128496.3767 | 0 | 0 | 128496.3767 | 128496.3767 | 0 | 128496.3767 | --
2018 | 0 | 0 | 0 | 0 | 0 | 0 | 0 | 0 | 0 | 0 | 0 | 0 | 0 | 0 | 0 | 0 | 0 | 0 | 0 | 0 | 0 | 0 | 0 | 0 | 0 | 0 | 0 | 0 | 0 | 0 | 0 | 0 | 0 | 0 | 0 | 0 | 0 | 0 | 0 | 0 | 0 | 0 | 0 | 0 | 0 | 0 | 0 | 0 | 0 | 132560.9205 | 137226.9896 | 143443.8485 | 148731.236 | 151465.3782 | 149745.6963 | 148027.2377 | 146677.2655 | 146019.2999 | 146344.6555 | 2018 | 147496.7827 | 1597739.3104 | 0 | 0% | 129795.1193 | 0 | 0 | 129795.1193 | 129795.1193 | 0 | 129795.1193 | --
2019 | 0 | 0 | 0 | 0 | 0 | 0 | 0 | 0 | 0 | 0 | 0 | 0 | 0 | 0 | 0 | 0 | 0 | 0 | 0 | 0 | 0 | 0 | 0 | 0 | 0 | 0 | 0 | 0 | 0 | 0 | 0 | 0 | 0 | 0 | 0 | 0 | 0 | 0 | 0 | 0 | 0 | 0 | 0 | 0 | 0 | 0 | 0 | 0 | 0 | 137226.9896 | 143443.8485 | 148731.236 | 151465.3782 | 149745.6963 | 148027.2377 | 146677.2655 | 146019.2999 | 146344.6555 | 147496.7827 | 2019 | 149734.6062 | 1614912.9961 | 0 | 0% | 132560.9205 | 0 | 0 | 132560.9205 | 132560.9205 | 0 | 132560.9205 | --
2020 | 0 | 0 | 0 | 0 | 0 | 0 | 0 | 0 | 0 | 0 | 0 | 0 | 0 | 0 | 0 | 0 | 0 | 0 | 0 | 0 | 0 | 0 | 0 | 0 | 0 | 0 | 0 | 0 | 0 | 0 | 0 | 0 | 0 | 0 | 0 | 0 | 0 | 0 | 0 | 0 | 0 | 0 | 0 | 0 | 0 | 0 | 0 | 0 | 0 | 143443.8485 | 148731.236 | 151465.3782 | 149745.6963 | 148027.2377 | 146677.2655 | 146019.2999 | 146344.6555 | 147496.7827 | 149734.6062 | 2020 | 152598.6773 | 1630284.6838 | 0 | 0% | 137226.9896 | 0 | 0 | 137226.9896 | 137226.9896 | 0 | 137226.9896 | --
2021 | 0 | 0 | 0 | 0 | 0 | 0 | 0 | 0 | 0 | 0 | 0 | 0 | 0 | 0 | 0 | 0 | 0 | 0 | 0 | 0 | 0 | 0 | 0 | 0 | 0 | 0 | 0 | 0 | 0 | 0 | 0 | 0 | 0 | 0 | 0 | 0 | 0 | 0 | 0 | 0 | 0 | 0 | 0 | 0 | 0 | 0 | 0 | 0 | 0 | 148731.236 | 151465.3782 | 149745.6963 | 148027.2377 | 146677.2655 | 146019.2999 | 146344.6555 | 147496.7827 | 149734.6062 | 152598.6773 | 2021 | 155060.5945 | 1641901.4298 | 0 | 0% | 143443.8485 | 0 | 0 | 143443.8485 | 143443.8485 | 0 | 143443.8485 | --
2022 | 0 | 0 | 0 | 0 | 0 | 0 | 0 | 0 | 0 | 0 | 0 | 0 | 0 | 0 | 0 | 0 | 0 | 0 | 0 | 0 | 0 | 0 | 0 | 0 | 0 | 0 | 0 | 0 | 0 | 0 | 0 | 0 | 0 | 0 | 0 | 0 | 0 | 0 | 0 | 0 | 0 | 0 | 0 | 0 | 0 | 0 | 0 | 0 | 0 | 151465.3782 | 149745.6963 | 148027.2377 | 146677.2655 | 146019.2999 | 146344.6555 | 147496.7827 | 149734.6062 | 152598.6773 | 155060.5945 | 2022 | 156543.3706 | 1649713.5644 | 0 | 0% | 148731.236 | 0 | 0 | 148731.236 | 148731.236 | 0 | 148731.236 | --
2023 | 0 | 0 | 0 | 0 | 0 | 0 | 0 | 0 | 0 | 0 | 0 | 0 | 0 | 0 | 0 | 0 | 0 | 0 | 0 | 0 | 0 | 0 | 0 | 0 | 0 | 0 | 0 | 0 | 0 | 0 | 0 | 0 | 0 | 0 | 0 | 0 | 0 | 0 | 0 | 0 | 0 | 0 | 0 | 0 | 0 | 0 | 0 | 0 | 0 | 149745.6963 | 148027.2377 | 146677.2655 | 146019.2999 | 146344.6555 | 147496.7827 | 149734.6062 | 152598.6773 | 155060.5945 | 156543.3706 | 2023 | 157141.3309 | 1655389.5171 | 0 | 0% | 151465.3782 | 0 | 0 | 151465.3782 | 151465.3782 | 0 | 151465.3782 | --
2024 | 0 | 0 | 0 | 0 | 0 | 0 | 0 | 0 | 0 | 0 | 0 | 0 | 0 | 0 | 0 | 0 | 0 | 0 | 0 | 0 | 0 | 0 | 0 | 0 | 0 | 0 | 0 | 0 | 0 | 0 | 0 | 0 | 0 | 0 | 0 | 0 | 0 | 0 | 0 | 0 | 0 | 0 | 0 | 0 | 0 | 0 | 0 | 0 | 0 | 148027.2377 | 146677.2655 | 146019.2999 | 146344.6555 | 147496.7827 | 149734.6062 | 152598.6773 | 155060.5945 | 156543.3706 | 157141.3309 | 2024 | 157467.1695 | 1663110.9904 | 0 | 0% | 149745.6963 | 0 | 0 | 149745.6963 | 149745.6963 | 0 | 149745.6963 | --
2025 | 0 | 0 | 0 | 0 | 0 | 0 | 0 | 0 | 0 | 0 | 0 | 0 | 0 | 0 | 0 | 0 | 0 | 0 | 0 | 0 | 0 | 0 | 0 | 0 | 0 | 0 | 0 | 0 | 0 | 0 | 0 | 0 | 0 | 0 | 0 | 0 | 0 | 0 | 0 | 0 | 0 | 0 | 0 | 0 | 0 | 0 | 0 | 0 | 0 | 146677.2655 | 146019.2999 | 146344.6555 | 147496.7827 | 149734.6062 | 152598.6773 | 155060.5945 | 156543.3706 | 157141.3309 | 157467.1695 | 2025 | 158041.426 | 1673125.1786 | 0 | 0% | 148027.2377 | 0 | 0 | 148027.2377 | 148027.2377 | 0 | 148027.2377 | --
2026 | 0 | 0 | 0 | 0 | 0 | 0 | 0 | 0 | 0 | 0 | 0 | 0 | 0 | 0 | 0 | 0 | 0 | 0 | 0 | 0 | 0 | 0 | 0 | 0 | 0 | 0 | 0 | 0 | 0 | 0 | 0 | 0 | 0 | 0 | 0 | 0 | 0 | 0 | 0 | 0 | 0 | 0 | 0 | 0 | 0 | 0 | 0 | 0 | 0 | 146019.2999 | 146344.6555 | 147496.7827 | 149734.6062 | 152598.6773 | 155060.5945 | 156543.3706 | 157141.3309 | 157467.1695 | 158041.426 | 2026 | 159221.5339 | 1685669.447 | 0 | 0% | 146677.2655 | 0 | 0 | 146677.2655 | 146677.2655 | 0 | 146677.2655 | --
2027 | 0 | 0 | 0 | 0 | 0 | 0 | 0 | 0 | 0 | 0 | 0 | 0 | 0 | 0 | 0 | 0 | 0 | 0 | 0 | 0 | 0 | 0 | 0 | 0 | 0 | 0 | 0 | 0 | 0 | 0 | 0 | 0 | 0 | 0 | 0 | 0 | 0 | 0 | 0 | 0 | 0 | 0 | 0 | 0 | 0 | 0 | 0 | 0 | 0 | 146344.6555 | 147496.7827 | 149734.6062 | 152598.6773 | 155060.5945 | 156543.3706 | 157141.3309 | 157467.1695 | 158041.426 | 159221.5339 | 2027 | 161197.7722 | 1700847.9193 | 0 | 0% | 146019.2999 | 0 | 0 | 146019.2999 | 146019.2999 | 0 | 146019.2999 | --
2028 | 0 | 0 | 0 | 0 | 0 | 0 | 0 | 0 | 0 | 0 | 0 | 0 | 0 | 0 | 0 | 0 | 0 | 0 | 0 | 0 | 0 | 0 | 0 | 0 | 0 | 0 | 0 | 0 | 0 | 0 | 0 | 0 | 0 | 0 | 0 | 0 | 0 | 0 | 0 | 0 | 0 | 0 | 0 | 0 | 0 | 0 | 0 | 0 | 0 | 147496.7827 | 149734.6062 | 152598.6773 | 155060.5945 | 156543.3706 | 157141.3309 | 157467.1695 | 158041.426 | 159221.5339 | 161197.7722 | 2028 | 163803.2039 | 1718306.4677 | 0 | 0% | 146344.6555 | 0 | 0 | 146344.6555 | 146344.6555 | 0 | 146344.6555 | --
2029 | 0 | 0 | 0 | 0 | 0 | 0 | 0 | 0 | 0 | 0 | 0 | 0 | 0 | 0 | 0 | 0 | 0 | 0 | 0 | 0 | 0 | 0 | 0 | 0 | 0 | 0 | 0 | 0 | 0 | 0 | 0 | 0 | 0 | 0 | 0 | 0 | 0 | 0 | 0 | 0 | 0 | 0 | 0 | 0 | 0 | 0 | 0 | 0 | 0 | 149734.6062 | 152598.6773 | 155060.5945 | 156543.3706 | 157141.3309 | 157467.1695 | 158041.426 | 159221.5339 | 161197.7722 | 163803.2039 | 2029 | 166782.4337 | 1737592.1187 | 0 | 0% | 147496.7827 | 0 | 0 | 147496.7827 | 147496.7827 | 0 | 147496.7827 | --
2030 | 0 | 0 | 0 | 0 | 0 | 0 | 0 | 0 | 0 | 0 | 0 | 0 | 0 | 0 | 0 | 0 | 0 | 0 | 0 | 0 | 0 | 0 | 0 | 0 | 0 | 0 | 0 | 0 | 0 | 0 | 0 | 0 | 0 | 0 | 0 | 0 | 0 | 0 | 0 | 0 | 0 | 0 | 0 | 0 | 0 | 0 | 0 | 0 | 0 | 152598.6773 | 155060.5945 | 156543.3706 | 157141.3309 | 157467.1695 | 158041.426 | 159221.5339 | 161197.7722 | 163803.2039 | 166782.4337 | 2030 | 169672.7544 | 1757530.2669 | 0 | 0% | 149734.6062 | 0 | 0 | 149734.6062 | 149734.6062 | 0 | 149734.6062 | --
2031 | 0 | 0 | 0 | 0 | 0 | 0 | 0 | 0 | 0 | 0 | 0 | 0 | 0 | 0 | 0 | 0 | 0 | 0 | 0 | 0 | 0 | 0 | 0 | 0 | 0 | 0 | 0 | 0 | 0 | 0 | 0 | 0 | 0 | 0 | 0 | 0 | 0 | 0 | 0 | 0 | 0 | 0 | 0 | 0 | 0 | 0 | 0 | 0 | 0 | 155060.5945 | 156543.3706 | 157141.3309 | 157467.1695 | 158041.426 | 159221.5339 | 161197.7722 | 163803.2039 | 166782.4337 | 169672.7544 | 2031 | 172943.6693 | 1777875.2589 | 0 | 0% | 152598.6773 | 0 | 0 | 152598.6773 | 152598.6773 | 0 | 152598.6773 | --
2032 | 0 | 0 | 0 | 0 | 0 | 0 | 0 | 0 | 0 | 0 | 0 | 0 | 0 | 0 | 0 | 0 | 0 | 0 | 0 | 0 | 0 | 0 | 0 | 0 | 0 | 0 | 0 | 0 | 0 | 0 | 0 | 0 | 0 | 0 | 0 | 0 | 0 | 0 | 0 | 0 | 0 | 0 | 0 | 0 | 0 | 0 | 0 | 0 | 0 | 156543.3706 | 157141.3309 | 157467.1695 | 158041.426 | 159221.5339 | 161197.7722 | 163803.2039 | 166782.4337 | 169672.7544 | 172943.6693 | 2032 | 175609.1761 | 1798423.8404 | 0 | 0% | 155060.5945 | 0 | 0 | 155060.5945 | 155060.5945 | 0 | 155060.5945 | --
2033 | 0 | 0 | 0 | 0 | 0 | 0 | 0 | 0 | 0 | 0 | 0 | 0 | 0 | 0 | 0 | 0 | 0 | 0 | 0 | 0 | 0 | 0 | 0 | 0 | 0 | 0 | 0 | 0 | 0 | 0 | 0 | 0 | 0 | 0 | 0 | 0 | 0 | 0 | 0 | 0 | 0 | 0 | 0 | 0 | 0 | 0 | 0 | 0 | 0 | 157141.3309 | 157467.1695 | 158041.426 | 159221.5339 | 161197.7722 | 163803.2039 | 166782.4337 | 169672.7544 | 172943.6693 | 175609.1761 | 2033 | 177783.143 | 1819663.6128 | 0 | 0% | 156543.3706 | 0 | 0 | 156543.3706 | 156543.3706 | 0 | 156543.3706 | --
2034 | 0 | 0 | 0 | 0 | 0 | 0 | 0 | 0 | 0 | 0 | 0 | 0 | 0 | 0 | 0 | 0 | 0 | 0 | 0 | 0 | 0 | 0 | 0 | 0 | 0 | 0 | 0 | 0 | 0 | 0 | 0 | 0 | 0 | 0 | 0 | 0 | 0 | 0 | 0 | 0 | 0 | 0 | 0 | 0 | 0 | 0 | 0 | 0 | 0 | 157467.1695 | 158041.426 | 159221.5339 | 161197.7722 | 163803.2039 | 166782.4337 | 169672.7544 | 172943.6693 | 175609.1761 | 177783.143 | 2034 | 179812.7582 | 1842335.0402 | 0 | 0% | 157141.3309 | 0 | 0 | 157141.3309 | 157141.3309 | 0 | 157141.3309 | --
Note on BT7: Angie Lee: Using shipment model from NIA which included growth rate.

## Lifetime calcs
Age | 1 | 2 | 3 | 4 | 5 | 6 | 7 | 8 | 9 | 10 | 11 | 12 | 13 | 14 | 15 | 16 | 17 | 18 | 19 | 20 | 21 | 22 | 23 | 24 | 25 | 26 | 27 | 28 | 29 | 30 | 31 | 32 | 33 | 34
PDF | 0% | 0% | 0% | 0.03409% | 0.1926% | 0.529% | 1.077% | 1.854% | 2.855% | 4.046% | 5.359% | 6.694% | 7.922% | 8.9% | 9.492% | 9.603% | 9.197% | 8.316% | 7.078% | 5.648% | 4.209% | 2.916% | 1.87% | 1.104% | 0.5972% | 0.2943% | 0.1314% | 0.05282% | 0.01902% | 0.006093% | 0.001726% | 0.0004296% | 9.331e-05% | 1.757e-05%
CDF | 0% | 0% | 0% | 0.03409% | 0.2267% | 0.7557% | 1.833% | 3.688% | 6.543% | 10.59% | 15.95% | 22.64% | 30.56% | 39.46% | 48.96% | 58.56% | 67.76% | 76.07% | 83.15% | 88.8% | 93.01% | 95.92% | 97.79% | 98.9% | 99.49% | 99.79% | 99.92% | 99.97% | 99.99% | 100% | 100% | 100% | 100% | 100%
Survival | 100% | 100% | 100% | 99.97% | 99.77% | 99.24% | 98.17% | 96.31% | 93.46% | 89.41% | 84.05% | 77.36% | 69.44% | 60.54% | 51.04% | 41.44% | 32.24% | 23.93% | 16.85% | 11.2% | 6.993% | 4.077% | 2.207% | 1.103% | 0.5055% | 0.2113% | 0.07991% | 0.02709% | 0.008072% | 0.001979% | 0.0002534% | -0.0001762% | -0.0002695% | -0.000287%
3.5 |  | Scale
7 |  | Shape
1 |  | Delay

## 2010 Assumptions
Standards Effective January 10, 2010; 10 CFR 431.66
Category | Maximum Daily Energy Consumption
(kilowatt hours per day ())
Refrigerators with solid doors | 0.10 V + 2.04 | 0.1 | *V+ | 2.04
Refrigerators with transparent doors | 0.12 V + 3.34 | 0.12 | *V+ | 3.34
Freezers with solid doors | 0.40 V + 1.38 | 0.4 | *V+ | 1.38
Freezers with transparent doors | 0.75 V + 4.10 | 0.75 | *V+ | 4.1
Any Chest Fridge | 0.10 V + 2.04 | 0.1 | *V+ | 2.04
Any Chest Freezer | 0.40 V + 1.38 | 0.4 | *V+ | 1.38
Copied from wdSavingsCost Tab of the PC_Pack_Refrig_Equip_6P_D3 workbok, Refrigerator volume updated per RTF Commercial Refrigerator and Freezer workbooks accessed on 8/20/2013. Version 3
[5 empty] | Energy Use (kWh/day) | Energy Use (kWh/day)
| Vol Category | Avg Vol | Avg Vol (RTF UES measure workbooks)- CEC refrigerator and freezer data | # Units | Fed Std (6P) | Fed Std (updated)
Solid Door Fridge | all | 39.5365 | 33.2847 | 280151.6255 | 5.9936 | 5.9936
| 0 < V < 15 | 7.5 | 8.9 | 41828.1941 | 2.79 | 2.93
| 15 ≤ V < 30 | 24 | 20.9 | 41828.1941 | 4.44 | 4.13
| 30 ≤ V < 50 | 48 | 39.4 | 182876.7555 | 6.84 | 5.98
| 50 ≤ V | 72 | 64.1 | 13618.4818 | 9.24 | 8.45
Solid Door Freezer | all | 31.323 | 27.4713 | 25692.6363 | 13.9092 | 12.3685
| 0 < V < 15 | 7.5 | 7.5 | 7072.692 | 4.38 | 4.38
| 15 ≤ V < 30 | 24 | 20 | 7072.692 | 10.98 | 9.38
| 30 ≤ V < 50 | 48 | 42.8 | 10392.527 | 20.58 | 18.5
| 50 ≤ V | 72 | 57.6 | 1154.7252 | 30.18 | 24.42
Glass Door Fridge | all | 33.1516 | 28.3872 | 117237.2805 | 7.3182 | 6.7465
| 0 < V < 15 | 7.5 | 7.7 | 29309.3201 | 4.24 | 4.264
| 15 ≤ V < 30 | 24 | 22.1 | 29309.3201 | 6.22 | 5.992
| 30 ≤ V < 50 | 48 | 39.3 | 52382.6147 | 9.1 | 8.056
| 50 ≤ V | 72 | 63.5 | 6236.0256 | 11.98 | 10.96
Glass Door Freezer | all | 31.323 | 26.559 | 7554.0862 | 27.5923 | 24.0192
| 0 < V < 15 | 7.5 | 7.5 | 2079.4956 | 9.725 | 9.725
| 15 ≤ V < 30 | 24 | 21.6 | 2079.4956 | 22.1 | 20.3
| 30 ≤ V < 50 | 48 | 39.7 | 3055.5854 | 40.1 | 33.875
| 50 ≤ V | 72 | 55.4 | 339.5095 | 58.1 | 45.65
Chest Fridge | any | 17.1237 | 19.1 | 28.1836 | 3.7524 | 3.7524
Chest Freezer | any | 14.4563 | 12.7 | 4198.3811 | 7.1625 | 7.1625
Energy Conservation Standards for Automatic Commercial Ice Makers; 10 CFR 431.136
Equipment Type | Type of Cooling | Harvest Rate | Maximum Energy Use | Maximum Condenser Water Use*
|  | lb ice/24 hours | kWh/100 lb ice | gal/100 lb ice
Ice-Making Head | Water | <500 | 7.80 - 0.0055H | 200 - 0.022H
|  | 5500 | 5.58 - 0.0011H | 200 - 0.022H
and <1,436
|  | 1436 | 4 | 200 - 0.022H
| Air | <450 | 10.26 - 0.0086H | Not Applicable
|  | 450 | 6.89 - 0.0011H | Not Applicable
Remote Condensing (but not remote compressor) | Air | <1,000 | 8.85 - 0.0038H | Not Applicable
|  | 1000 | 5.1 | Not Applicable
Remote Condensing and Remote Compressor | Air | <934 | 8.85 - 0.0038H | Not Applicable
|  | 934 | 5.3 | Not Applicable
Self-Contained | Water | <200 | 11.40 - 0.019H | 191 - 0.0315H
|  | 200 | 7.6 | 191 - 0.0315H
| Air | <175 | 18.0 - 0.0469H | Not Applicable
|  | 175 | 9.8 | Not Applicable
Copied from 6P workbook, BVM tab, of the PC_Pack_Refrig_Equip_6P_D3 workbok, Refrigerator volume updated per RTF Commercial Refrigerator and Freezer workbooks accessed on 8/20/2013. Version 3
50% | Duty Cycle (based on RTF recommendation, May 27, 2008)
50% | Percent of ice-making heads partitioned to self-contained category by the Census Bureau
|  |  | Percent Mix |  |  | Energy Use (kWh/100 lbs ice) | kWh/year
| Avg Ice Harvest Rate | Count | Self-contained <200 | Self-contained >200 | Not Self-contained | Fed Std | Fed Std
IMH-A | 698.625 | 112 | 0% | 42.26% | 23.83% | 6.1215 | 7804.871
IMH-W | 931.7967 | 123 | 0% | 46.42% | 26.17% | 4.555 | 7745.95
RCU-A | 1036.3294 | 170 | 0% | 0% | 50% | 5.1 | 9645.636
SC-A <200 | 101.3158 | 19 | 63.33% | 0 | 0% | 13.2483 | 2449.6262
SC-A >200 | 244.875 | 8 | 0% | 6.038% | 0% | 9.8 | 4379.5894
SC-W <200 | 157 | 11 | 36.67% | 0% | 0% | 8.417 | 2411.6809
SC-W >200 | 256.1429 | 7 | 0% | 5.283% | 0% | 7.6 | 3552.7014
Total |  |  | 100% | 100% | 100%
Weighted Energy Savings (kWh/year)
Self-Contained <200 | 2435.7129
Self-Contained >200 | 7346.0704
Not Self-Contained | 8709.8338
Lifetime (years) | 10 | 6 Plan Supply Curve; PC_Pack_Refrig_Equip_6P_D3
Note on E21: Angie Lee: No data

## 2012 Assumptions
These Assumptions are from ARI shipment data
Market Share Assumptions
|  | VOP.RC.M | 25.91% | Vertical Open
|  | VOP.RC.L | 1.295% |  |  |  | Equipment | Market Share
|  | VOP.RC.I | 0% |  |  |  | VOP.RC.M | 25.91%
|  | VOP.SC.M | 1.742% |  |  |  | VOP.RC.L | 1.295%
|  | VOP.SC.L | 0% |  |  |  | VOP.SC.M | 1.742%
|  | VOP.SC.I | 0% |  |  |  | VCT.RC.M | 1.85%
|  | VCT.RC.M | 1.85% | Vertical Closed |  |  | VCT.RC.L | 25.73%
|  | VCT.RC.L | 25.73% | Transparent |  |  | VCT.SC.I | 0.6346%
|  | VCT.RC.I | 0% |  |  |  | VCS.SC.I | 0.1571%
|  | VCT.SC.M | 0% |  |  |  | SVO.RC.M | 19.76%
|  | VCT.SC.L | 0% |  |  |  | SVO.SC.M | 2.608%
|  | VCT.SC.I | 0.6346% |  |  |  | SOC.RC.M | 4.981%
|  | VCS.RC.M | 0% | Vertical Closed |  |  | HZO.RC.M | 3.036%
|  | VCS.RC.L | 0% | Solid |  |  | HZO.RC.L | 9.547%
|  | VCS.RC.I | 0% |  |  |  | HZO.SC.M | 0.2241%
|  | VCS.SC.M | 0% |  |  |  | HZO.SC.L | 0.4649%
|  | VCS.SC.L | 0% |  |  |  | HCT.SC.I | 2.059%
|  | VCS.SC.I | 0.1571%
|  | SVO.RC.M | 19.76% | Semi-Vertical
|  | SVO.RC.L | 0% | Open
|  | SVO.RC.I | 0%
|  | SVO.SC.M | 2.608%
|  | SVO.SC.L | 0%
|  | SVO.SC.I | 0%
|  | SOC.RC.M | 4.981% | Service Over
|  | SOC.RC.L | 0% | Counter
|  | SOC.RC.I | 0%
|  | SOC.SC.M | 0%
|  | SOC.SC.L | 0%
|  | SOC.SC.I | 0%
|  | HZO.RC.M | 3.036% | Horizontal
|  | HZO.RC.L | 9.547% | Open
|  | HZO.RC.I | 0%
|  | HZO.SC.M | 0.2241%
|  | HZO.SC.L | 0.4649%
|  | HZO.SC.I | 0%
|  | HCT.RC.M | 0% | Horizontal
|  | HCT.RC.L | 0% | Closed
|  | HCT.RC.I | 0% | Transparent
|  | HCT.SC.M | 0%
|  | HCT.SC.L | 0%
|  | HCT.SC.I | 2.059%
|  | HCS.RC.M | 0% | Horizontal
|  | HCS.RC.L | 0% | Closed
|  | HCS.RC.I | 0% | Solid
|  | HCS.SC.M | 0%
|  | HCS.SC.L | 0%
|  | HCS.SC.I | 0%
|  | HRD.RC.M | 0% | Hardening
|  | HRD.RC.L | 0% | Case
|  | HRD.RC.I | 0%
|  | HRD.SC.M | 0%
|  | HRD.SC.L | 0%
|  | HRD.SC.I | 0%
|  | OTH.RC.M | 0% | Other
|  | OTH.RC.L | 0%
|  | OTH.RC.I | 0%
|  | OTH.SC.M | 0%
|  | OTH.SC.L | 0%
|  | OTH.SC.I | 0%
|  | Total | 100% | (must add up to 100%)
Level 1 is the basecase for all equipment classes, table imported from CRE final rule NIA workbook, equipment parameters tab
| Energy Consumption |  |  |  |  | Level
| Eqipment Class Number |  | 1 | 2 | 3 | 4 | 5 | 6 | 7 | 8
| 1 | VOP.RC.M | 1761.1877 | 1681.4349 | 1581.3923 | 1541.66 | 1450.4254 | 1443.7358 | 1330.7739 | NA
| 2 | VOP.RC.L | 4063.7039 | 3859.8975 | 3602.5474 | 3445.4988 | 3428.0939 | 3406.8004 | 3297.1896 | NA
| 4 | VOP.SC.M | 3613.5057 | 3400.6562 | 3280.4923 | 3138.18 | 3045.6686 | 2801.5777 | 2793.3129 | 2676.112
| 7 | VCT.RC.M | 951.8125 | 911.262 | 860.616 | 690.0338 | 476.358 | 469.1306 | 463.9692 | NA
| 8 | VCT.RC.L | 1985.6601 | 1940.4029 | 1883.2171 | 1343.7452 | 1150.0541 | 1134.5964 | 1122.6414 | NA
| 12 | VCT.SC.I | 3873.1245 | 3547.3372 | 3205.5721 | 2830.6523 | 1985.4929 | 1806.2776 | 1796.7924 | 1766.2967
| 18 | VCS.SC.I | 2303.2824 | 2180.9626 | 2063.3685 | 1920.5239 | 1837.1079 | 1671.6087 | 1638.485 | 1618.7765
| 19 | SVO.RC.M | 1325.0862 | 1270.8496 | 1204.0232 | 1173.9243 | 1105.3501 | 1100.7063 | 1022.1634 | NA
| 22 | SVO.SC.M | 3021.021 | 2853.3483 | 2797.5244 | 2684.8907 | 2634.0666 | 2439.6052 | 2433.2011 | 2348.9103
| 25 | SOC.RC.M | 964.1266 | 912.7155 | 849.4935 | 818.1353 | 798.1048 | 647.2477 | 643.6916 | 627.0855
| 31 | HZO.RC.M | 597.1272 | 544.1422 | 478.3701 | 446.8969 | 442.1845 | NA | NA | NA
| 32 | HZO.RC.L | 1167.3202 | 1125.8299 | 1073.6511 | 1016.2028 | 1002.7136 | NA | NA | NA
| 34 | HZO.SC.M | 1754.9878 | 1659.6544 | 1628.3594 | 1575.8694 | 1506.5503 | 1375.0061 | 1362.2845 | 1351.0312
| 35 | HZO.SC.L | 3530.0426 | 3320.5795 | 3286.7835 | 3070.5822 | 3059.0803 | 2777.682 | 2765.5282 | 2750.1783
| 42 | HCT.SC.I | 773.7407 | 704.3213 | 679.6345 | 394.8347 | 376.9678 | 354.6009 | NA | NA
TSL 4 is the final selected 2012 standard level
|  | Efficiency Levels Used for Each TSL Level |  | Fill in | Fill in | Min | Mixed Efficiency | Max
[6 empty] | LCC | Levels | Tech
| Eqipment Class Number |  | Baseline | TSL1 | TSL2 | TSL3 | TSL4 | TSL5
| 1 | VOP.RC.M | Level 1 | Level 3 | Level 4 | Level 5 | Level 5 | Level 7
| 2 | VOP.RC.L | Level 1 | Level 3 | Level 4 | Level 6 | Level 7 | Level 7
| 4 | VOP.SC.M | Level 1 | Level 3 | Level 5 | Level 6 | Level 6 | Level 8
| 7 | VCT.RC.M | Level 1 | Level 2 | Level 3 | Level 6 | Level 7 | Level 7
| 8 | VCT.RC.L | Level 1 | Level 3 | Level 4 | Level 6 | Level 7 | Level 7
| 12 | VCT.SC.I | Level 1 | Level 4 | Level 5 | Level 7 | Level 8 | Level 8
| 18 | VCS.SC.I | Level 1 | Level 3 | Level 5 | Level 8 | Level 8 | Level 8
| 19 | SVO.RC.M | Level 1 | Level 3 | Level 4 | Level 5 | Level 5 | Level 7
| 22 | SVO.SC.M | Level 1 | Level 3 | Level 5 | Level 6 | Level 6 | Level 8
| 25 | SOC.RC.M | Level 1 | Level 2 | Level 3 | Level 5 | Level 5 | Level 8
| 31 | HZO.RC.M | Level 1 | Level 2 | Level 3 | Level 4 | Level 5 | Level 5
| 32 | HZO.RC.L | Level 1 | Level 3 | Level 4 | Level 5 | Level 5 | Level 5
| 34 | HZO.SC.M | Level 1 | Level 3 | Level 5 | Level 7 | Level 8 | Level 8
| 35 | HZO.SC.L | Level 1 | Level 3 | Level 5 | Level 7 | Level 8 | Level 8
| 42 | HCT.SC.I | Level 1 | Level 3 | Level 4 | Level 5 | Level 6 | Level 6
Table B.2.2 Baseline Specifications
|  | VCT.RC.L | VOP.RC.M | SVO.RC.M | HZO.RC.L | HZO.RC.M | VCT.RC.M | VOP.RC.L | SOC.RC.M | VOP.SC.M | SVO.SC.M | HZO.SC.L | HZO.SC.M | HCT.SC.I | VCT.SC.I | VCS.SC.I
| Case Length [ft] | 12.7 | 12 | 12 | 12 | 12 | 12.7 | 12 | 12 | 4 | 4 | 4 | 4 | 3.4 | 4.3 | 4.3
| Case Gross Refrigerated Volume [ft3] | 133.5 | 130.2 | 46.6 | 55 | 33 | 142 | 109.8 | 66 | 32 | 9.4 | 7.4 | 7.5 | 10.2 | 48 | 48
| Case Total Display Area [ft2] | 65 | 53.3 | 40 | 46 | 33 | 65 | 44.7 | 51 | 14.9 | 12.8 | 12 | 12 | 5.1 | 26 | 0
| Number of Bulbs in Conditioned Space [#] | 6 | 12 | 9 | 0 | 0 | 6 | 0 | 15 | 4 | 3 | 0 | 0 | 0 | 3 | 0
| Number of Bulbs NOT in Conditioned Space [#] | 0 | 9 | 6 | 0 | 0 | 0 | 9 | 0 | 3 | 2 | 0 | 0 | 0 | 0 | 0
| Number of Ballasts in Conditioned Space [#] | 6 | 0 | 0 | 0 | 0 | 6 | 0 | 0 | 0 | 0 | 0 | 0 | 0 | 3 | 0
| Number of Ballasts NOT in Conditioned Space [#] | 0 | 7 | 5 | 0 | 0 | 0 | 3 | 5 | 3 | 2 | 0 | 0 | 0 | 0 | 0
| Evaporator Fan Nominal Rated Wattage [W] | 6 | 9 | 9 | 6 | 9 | 6 | 9 | 9 | 6 | 6 | 6 | 6 | 0 | 9 | 9
| Number of Evaporator Fans per Case [#] | 5 | 6 | 4 | 4 | 4 | 5 | 14 | 4 | 2 | 1 | 1 | 1 | 0 | 2 | 2
| Condenser Fan Nominal Rated Wattage [W] | 0 | 0 | 0 | 0 | 0 | 0 | 0 | 0 | 9 | 9 | 6 | 6 | 9 | 6 | 6
| Number of Condenser Fans per Case [#] | 0 | 0 | 0 | 0 | 0 | 0 | 0 | 0 | 3 | 1 | 1 | 1 | 1 | 2 | 2
| Defrost Mechanism Type [OFF, ELE, MAN] | ELE | OFF | OFF | ELE | ELE | OFF | ELE | ELE | OFF | OFF | ELE | ELE | MAN | ELE | ELE
| Defrost Time per Day [hrs] | 1 | 4.5 | 3 | 1 | 1 | 1 | 2 | 1.2 | 2.8 | 2.8 | 1.5 | 1 | 0 | 1 | 1
| Defrost+Drain Heater Power [W] | 5000 | 0 | 0 | 3000 | 1000 | 0 | 8700 | 1600 | 0 | 0 | 900 | 400 | 0 | 2580 | 2580
| AntiSweat Power Other Than Doors [W] | 0 | 0 | 50 | 200 | 50 | 0 | 600 | 200 | 0 | 100 | 300 | 100 | 0 | 0 | 250
| Condensate Pan Heater Power [W] | 0 | 0 | 0 | 0 | 0 | 0 | 0 | 0 | 1500 | 1100 | 400 | 300 | 0 | 200 | 200
| Discharge Air Temperature (DAT) [F] | 5 | 25 | 25 | 10 | 25 | 32 | 10 | 30 | 25 | 25 | 10 | 25 | 20 | 20 | 20
| Saturated Evaporator Temperature (SET) Nominal [F] | 11 | 15 | 15 | 20 | 15 | 27 | 20 | 20 | 15 | 15 | 20 | 15 | 30 | 30 | 30
| Saturated Condenser Temperature (SCT) Nominal [F] | 0 | 0 | 0 | 0 | 0 | 0 | 0 | 0 | 95 | 95 | 95 | 95 | 95 | 95 | 95
| Compressor Oversize Factor | 0 | 0 | 0 | 0 | 0 | 0 | 0 | 0 | 1.4 | 1.4 | 1.4 | 1.4 | 1.4 | 1.4 | 1.4
| Insulation Thickness [in] | 2 | 1.5 | 1.5 | 2 | 1.5 | 1.5 | 2 | 1.5 | 1.5 | 1.5 | 2 | 1.5 | 2.5 | 2.5 | 2.5
| Wall Area [ft2] | 200 | 175.9 | 113.4 | 140 | 93.3 | 204 | 214 | 84.6 | 61 | 40.2 | 52 | 54 | 36.8 | 77 | 77
| Number of Doors [#] | 5 | 0 | 0 | 0 | 0 | 5 | 0 | 6 | 0 | 0 | 0 | 0 | 2 | 2 | 2
| Single Door Area [ft2] | 13 | 0 | 0 | 0 | 0 | 13 | 0 | 3.5 | 0 | 0 | 0 | 0 | 2.6 | 13 | 13
| NonDoor Glass Area [ft2] | 0 | 0 | 0 | 0 | 0 | 0 | 0 | 30 | 0 | 0 | 4 | 4 | 0 | 0 | 0
| Case Interior Surface Area [ft2] | 145 | 130.2 | 72.5 | 82 | 48.4 | 146.5 | 118.5 | 61.6 | 47.5 | 21.3 | 19.5 | 19.8 | 26.1 | 64 | 64
Air Curtain Height [ft]
| Air Curtain Angle From Vertical [°] |  | 8.5 | 47 | 90 | 82 |  | 7.3 |  | 6.1 | 57 | 85 | 85
| Infiltrated Air Mass [lb/hr] | 30 | 860 | 590 | 140 | 250 | 30 | 530 | 15 | 300 | 220 | 100 | 100 | 3 | 15 | 15
Maximum Daily Energy Consumption for Refrigerated Bottled or Canned Beverage Vending Machines, Effective 2012
| Equipment Class | Maximum daily energy consumption (kilowatt hours per day)* | Level 1: Final Rule TSL
| Class A – a refrigerated bottled or canned beverage vending machine that is fully cooled, and is not a combination vending machine | MDEC = 0.055 x V + 2.56 | Level 1: TSL6
| Class B – a refrigerated bottled or canned beverage vending machine not considered to be Class A, and is not a combination vending machine | MDEC = 0.073 x V = 3.16 | Level 1: TSL3
Most sources are from the DOE's ANOPR Technical Support Documents for Beverage Vending Machines
BVM_FINAL_FR_TSD_Chapter7_08-14-09.doc
Table 7.2.1 Configurations of the Refrigerated Beverage Vending Machines Analyzed
|  | Class A machine | Level 3: Class B machine
|  | Small | Medium | Large | Small | Medium | Large
| Configuration | (ASIN) | (AMIN) | (ALIN) | (BSIO) | (BMIO) | (BLIO)
| Vendible Capacity (number of cans) | 300 | 400 | 500 | 450 | 650 | 800
| Refrigerated Volume (ft3) | 17 | 22 | 34 | 17 | 22 | 26
DOE assumed that all Class A machines (or glassfront
machines) were installed indoors and subject to the constant indoor ambient conditions of 75°F and 45 percent relative humidity (RH) condition matching one of the test conditions in ANSI/ASHRAE Standard 32.12004.
However, of all the Class B machines (or solidfront
machines), DOE assumed that 25 percent of them were actually placed outdoors and were subject to the local weather conditions in terms of the temperatures and relative humidity conditions during the year depending on the various locations across the United States2. The remaining 75 percent of these machines are installed indoors and subject to typical indoor 75°F and 45 percent RH ambient conditions.
Energy Use (kWh/year) | Class | bar: Level 1 to Level 4
Efficiency Level | A Small | A Medium | A Large | B Small | B Medium | B Large
Level 0 | 2796 | 3005 | 3173 | 3662.5154 | 3856.0477 | 3981.3203
Level 1 | 2117 | 2321 | 2452 | 1899.7159 | 2065.8866 | 2193.0903
Level 2 | 1902 | 2102 | 2229 | 1555.7159 | 1720.9622 | 1850.0147
Level 3 | 1737 | 1933 | 2045 | 1428.8836 | 1586.1299 | 1695.0378
Level 4 | 1585 | 1775 | 1882 | 1347.739 | 1453.1793 | 1555.6951
Level 5 | 1518 | 1692 | 1790 | 1185.2286 | 1391.1793 | 1491.2811
Level 6 | 1502 | 1675 | 1773 | 1123.9329 | 1220.7652 | 1312.6732
Level 7 | 1417 | 1576 | 1654 | 1116.0085 | 1211.3512 | 1300.8671
Level 8 | 1356 | 1510 | 1586 | 1102.0085 | 1193.4695 | 1281.3775
Market Share | 3% | 3% | 3% | 30.33% | 30.33% | 30.33%
pre-6P | 3757.5179
6P Average UEC | 1478.7661
Adj. Average UEC | 1577.2156
Final Rule
6P Pre-case assumption
Copied from 6P, weighted by state.
Table 7.4.1 StatebyStateAnnual Energy Consumption for BLIO,by Efficiency Levels, kWh
| State | Level 0 (Market Baseline) | Level 1 (ENERGY STAR Tier1) | Level 2 | Level 3 (ENERGY STAR Tier2) | Level 4 | Level 5 | Level 6 | Level 7 | Level 8 (MaxTech)
| Washington | 3980 | 2192 | 1849 | 1694 | 1554 | 1490 | 1312 | 1300 | 1281
| Oregon | 3993 | 2204 | 1861 | 1704 | 1564 | 1499 | 1320 | 1308 | 1288
| Idaho | 3974 | 2184 | 1841 | 1688 | 1551 | 1486 | 1306 | 1295 | 1275
| Montana | 3956 | 2172 | 1828 | 1678 | 1542 | 1478 | 1299 | 1288 | 1268
| PNW | 3981.3203 | 2193.0903 | 1850.0147 | 1695.0378 | 1555.6951 | 1491.2811 | 1312.6732 | 1300.8671 | 1281.3775
Table 7.4.2 StatebyStateAnnual Energy Consumption for BMIO,by Efficiency Levels, kWh
| State | Level 0 (Market Baseline) | Level 1 (ENERGY STAR Tier 1) | Level 2 | Level 3 (ENERGY STAR Tier 2) | Level 4 | Level 5 | Level 6 | Level 7 | Level 8(Max Tech)
| Washington | 3855 | 2065 | 1720 | 1585 | 1452 | 1390 | 1220 | 1211 | 1193
| Oregon | 3865 | 2075 | 1730 | 1594 | 1460 | 1398 | 1227 | 1217 | 1199
| Idaho | 3851 | 2059 | 1714 | 1581 | 1449 | 1387 | 1216 | 1206 | 1189
| Montana | 3836 | 2047 | 1703 | 1571 | 1441 | 1379 | 1209 | 1200 | 1182
| PNW | 3856.0477 | 2065.8866 | 1720.9622 | 1586.1299 | 1453.1793 | 1391.1793 | 1220.7652 | 1211.3512 | 1193.4695
Table 7.4.3 StatebyStateAnnual Energy Consumption for BSIO,by Efficiency Levels, kWh
| State | Level 0 (Market Baseline) | Level 1 (ENERGY STAR Tier 1) | Level 2 | Level 3 (ENERGY STAR Tier 2) | Level 4 | Level 5 | Level 6 | Level 7 | Level 8(Max Tech)
| Washington | 3662 | 1899 | 1555 | 1428 | 1347 | 1184 | 1123 | 1115 | 1101
| Oregon | 3671 | 1907 | 1563 | 1435 | 1353 | 1191 | 1129 | 1121 | 1107
| Idaho | 3656 | 1894 | 1550 | 1425 | 1344 | 1182 | 1121 | 1113 | 1099
| Montana | 3643 | 1885 | 1541 | 1417 | 1338 | 1176 | 1115 | 1108 | 1094
| PNW | 3662.5154 | 1899.7159 | 1555.7159 | 1428.8836 | 1347.739 | 1185.2286 | 1123.9329 | 1116.0085 | 1102.0085
Weighting
| Washington | 6468424 | Level 1: 51.04%
| Oregon | 3747455 | Level 1: 29.57%
| Idaho | 1499402 | Level 1: 11.83%
| Montana | 957861 | Level 1: 7.558%
12673142
| Table 7.4.4 Annual Energy Consumption for Class A Machine, All Sizes and All Locations, by Efficiency Levels, kWh |  | Level 4: 6P Baseline; Level 5: Final Rule
|  | Level 0 (Market Baseline) | Level 1 (ENERGY STAR Tier1) | Level 2 | Level 3 (ENERGY STAR Tier2) | Level 4 | Level 5 | Level 6 | Level 7 | Level 8 (MaxTech)
| Large | 3173 | 2452 | 2229 | 2045 | 1882 | 1790 | 1773 | 1654 | 1586
| Medium | 3005 | 2321 | 2102 | 1933 | 1775 | 1692 | 1675 | 1576 | 1510
| Small | 2796 | 2117 | 1902 | 1737 | 1585 | 1518 | 1502 | 1417 | 1356
| Lifetime (years) | 10 | Level 1: PC_Pack_Refrig_Equip_6P_D3; 6P Supply Curve for CRE products
Shipment model Assumptions- Non-hybrid Ref and Frz; CRE TSD Chapter 10

## 2012 Fed Std Shipment
1 | 2 | 3 | 4 | 5 | 6 | 7 | 8 | 9 | 10 | 11 | 12 | 13 | 14 | 15 | 16 | 17 | 18 | 19 | 20 | 21 | 22 | 23 | 24 | 25 | 26 | 27 | 28 | 29 | 30 | 31 | 32 | 33 | 34 | 35 | 36 | 37 | 38 | 39 | 40 | 41 | 42 | 43 | 44 | 45 | 46 | 47 | 48 | 49 | 50 | 51 | 52 | 53 | 54 | 55 | 56 | 57 | 58 | 59 | 60 | 61 | 62 | 63 | 64 | 65 | 66 | 67 | 68 | 69
VOP.RC.M | VOP.RC.L | VOP.RC.I | VOP.SC.M | VOP.SC.L | VOP.SC.I | VCT.RC.M | VCT.RC.L | VCT.RC.I | VCT.SC.M | VCT.SC.L | VCT.SC.I | VCS.RC.M | VCS.RC.L | VCS.RC.I | VCS.SC.M | VCS.SC.L | VCS.SC.I | SVO.RC.M | SVO.RC.L | SVO.RC.I | SVO.SC.M | SVO.SC.L | SVO.SC.I | SOC.RC.M | SOC.RC.L | SOC.RC.I | SOC.SC.M | SOC.SC.L | SOC.SC.I | HZO.RC.M | HZO.RC.L | HZO.RC.I | HZO.SC.M | HZO.SC.L | HZO.SC.I | HCT.RC.M | HCT.RC.L | HCT.RC.I | HCT.SC.M | HCT.SC.L | HCT.SC.I | HCS.RC.M | HCS.RC.L | HCS.RC.I | HCS.SC.M | HCS.SC.L | HCS.SC.I | HRD.RC.M | HRD.RC.L | HRD.RC.I | HRD.SC.M | HRD.SC.L | HRD.SC.I | OTH.RC.M | OTH.RC.L | OTH.RC.I | OTH.SC.M | OTH.SC.L | OTH.SC.I | Total
25.91% | 1.295% | 0% | 1.742% | 0% | 0% | 1.85% | 25.73% | 0% | 0% | 0% | 0.6346% | 0% | 0% | 0% | 0% | 0% | 0.1571% | 19.76% | 0% | 0% | 2.608% | 0% | 0% | 4.981% | 0% | 0% | 0% | 0% | 0% | 3.036% | 9.547% | 0% | 0.2241% | 0.4649% | 0% | 0% | 0% | 0% | 0% | 0% | 2.059% | 0% | 0% | 0% | 0% | 0% | 0% | 0% | 0% | 0% | 0% | 0% | 0% | 0% | 0% | 0% | 0% | 0% | 0% | 100%
BASE EQUIPMENT MARKET SHARES CALCULATIONS
Note: Calculation of existing units and new units copied from NIA CRE_Final Rule Workbook, Base Product Market Share Cal tab; Shipments and Stock Forecasts in this sheet come from CRE Shipments Calculations_FR_10-29-2008.xls
Year | Commercial Refrigeration Data: Overall Market |  |  |  |  | Market Shares | [5 empty] | Market Shares | [5 empty] | Market Shares | [5 empty] | Market Shares | [5 empty] | Market Shares | [5 empty] | Market Shares | [5 empty] | Market Shares | [5 empty] | Market Shares | [5 empty] | Market Shares | [5 empty] | Market Shares
| Existing Units, Beginning of the Year (Lin Ft) | Cumulative New Units (Lin Ft) | Sales of Units (New Buildings + All Replacements) (LIN FT) |  | Net Retired Units (LIN FT) | Shipments-LIN FT | [5 empty] | Shipments-LIN FT | [5 empty] | Shipments-LIN FT | [5 empty] | Shipments-LIN FT | [5 empty] | Shipments-LIN FT | [5 empty] | Shipments-LIN FT | [5 empty] | Shipments-LIN FT | [5 empty] | Shipments-LIN FT | [5 empty] | Shipments-LIN FT | [5 empty] | Shipments-LIN FT
|  |  |  | Rate of Increase |  | VOP.RC.M | VOP.RC.L | VOP.RC.I | VOP.SC.M | VOP.SC.L | VOP.SC.I | VCT.RC.M | VCT.RC.L | VCT.RC.I | VCT.SC.M | VCT.SC.L | VCT.SC.I | VCS.RC.M | VCS.RC.L | VCS.RC.I | VCS.SC.M | VCS.SC.L | VCS.SC.I | SVO.RC.M | SVO.RC.L | SVO.RC.I | SVO.SC.M | SVO.SC.L | SVO.SC.I | SOC.RC.M | SOC.RC.L | SOC.RC.I | SOC.SC.M | SOC.SC.L | SOC.SC.I | HZO.RC.M | HZO.RC.L | HZO.RC.I | HZO.SC.M | HZO.SC.L | HZO.SC.I | HCT.RC.M | HCT.RC.L | HCT.RC.I | HCT.SC.M | HCT.SC.L | HCT.SC.I | HCS.RC.M | HCS.RC.L | HCS.RC.I | HCS.SC.M | HCS.SC.L | HCS.SC.I | HRD.RC.M | HRD.RC.L | HRD.RC.I | HRD.SC.M | HRD.SC.L | HRD.SC.I | OTH.RC.M | OTH.RC.L | OTH.RC.I | OTH.SC.M | OTH.SC.L | OTH.SC.I | Total- Shipment of All Replacement Units and New Units | Normalized Units | QC Check for Total numbers
2005 | 12000840 | 276034 | 1484385.6786 | 2.3% | 0 | 384553.2781 | 19227.6639 | 0 | 25854.59 | 0 | 0 | 27464.5464 | 381972.5835 | 0 | 0 | 0 | 9419.5354 | 0 | 0 | 0 | 0 | 0 | 2332.5509 | 293325.7227 | 0 | 0 | 38710.4196 | 0 | 0 | 73942.8568 | 0 | 0 | 0 | 0 | 0 | 45072.8244 | 141719.8386 | 0 | 3327.1109 | 6900.3804 | 0 | 0 | 0 | 0 | 0 | 0 | 30561.777 | 0 | 0 | 0 | 0 | 0 | 0 | 0 | 0 | 0 | 0 | 0 | 0 | 0 | 0 | 0 | 0 | 0 | 0 | 1484385.6786 | 128496.3767 | OK
2006 | 12000840 | 276034 | 1484385.6786 | 2.3% | 0 | 384553.2781 | 19227.6639 | 0 | 25854.59 | 0 | 0 | 27464.5464 | 381972.5835 | 0 | 0 | 0 | 9419.5354 | 0 | 0 | 0 | 0 | 0 | 2332.5509 | 293325.7227 | 0 | 0 | 38710.4196 | 0 | 0 | 73942.8568 | 0 | 0 | 0 | 0 | 0 | 45072.8244 | 141719.8386 | 0 | 3327.1109 | 6900.3804 | 0 | 0 | 0 | 0 | 0 | 0 | 30561.777 | 0 | 0 | 0 | 0 | 0 | 0 | 0 | 0 | 0 | 0 | 0 | 0 | 0 | 0 | 0 | 0 | 0 | 0 | 1484385.6786 | 128496.3767 | OK
2007 | 12000840 | 552068 | 1499388.7076 | 2.248% | 0 | 388440.047 | 19422.0023 | 0 | 26115.9083 | 0 | 0 | 27742.1369 | 385833.2686 | 0 | 0 | 0 | 9514.7408 | 0 | 0 | 0 | 0 | 0 | 2356.1266 | 296290.4336 | 0 | 0 | 39101.6747 | 0 | 0 | 74690.2143 | 0 | 0 | 0 | 0 | 0 | 45528.3859 | 143152.2337 | 0 | 3360.7388 | 6970.1242 | 0 | 0 | 0 | 0 | 0 | 0 | 30870.6719 | 0 | 0 | 0 | 0 | 0 | 0 | 0 | 0 | 0 | 0 | 0 | 0 | 0 | 0 | 0 | 0 | 0 | 0 | 1499388.7076 | 129795.1193 | OK
2008 | 12000840 | 828102 | 1531339.1473 | 2.199% | 0 | 396717.307 | 19835.8654 | 0 | 26672.4116 | 0 | 0 | 28333.2935 | 394054.9809 | 0 | 0 | 0 | 9717.4902 | 0 | 0 | 0 | 0 | 0 | 2406.3332 | 302604.0796 | 0 | 0 | 39934.8914 | 0 | 0 | 76281.7864 | 0 | 0 | 0 | 0 | 0 | 46498.5492 | 146202.6614 | 0 | 3432.3527 | 7118.6504 | 0 | 0 | 0 | 0 | 0 | 0 | 31528.4944 | 0 | 0 | 0 | 0 | 0 | 0 | 0 | 0 | 0 | 0 | 0 | 0 | 0 | 0 | 0 | 0 | 0 | 0 | 1531339.1473 | 132560.9205 | OK
2009 | 12000840 | 1104136 | 1585241.4157 | 2.152% | 0 | 410681.531 | 20534.0765 | 0 | 27611.2653 | 0 | 0 | 29330.6093 | 407925.4925 | 0 | 0 | 0 | 10059.5404 | 0 | 0 | 0 | 0 | 0 | 2491.0348 | 313255.5714 | 0 | 0 | 41340.5769 | 0 | 0 | 78966.862 | 0 | 0 | 0 | 0 | 0 | 48135.2717 | 151348.912 | 0 | 3553.1696 | 7369.2228 | 0 | 0 | 0 | 0 | 0 | 0 | 32638.2795 | 0 | 0 | 0 | 0 | 0 | 0 | 0 | 0 | 0 | 0 | 0 | 0 | 0 | 0 | 0 | 0 | 0 | 0 | 1585241.4157 | 137226.9896 | OK
2010 | 12000840 | 1380170 | 1657058.3537 | 2.106% | 0 | 429286.8297 | 21464.3415 | 0 | 28862.1515 | 0 | 0 | 30659.3877 | 426405.9331 | 0 | 0 | 0 | 10515.2725 | 0 | 0 | 0 | 0 | 0 | 2603.8873 | 327447.136 | 0 | 0 | 43213.4485 | 0 | 0 | 82544.3349 | 0 | 0 | 0 | 0 | 0 | 50315.9666 | 158205.543 | 0 | 3714.1405 | 7703.0742 | 0 | 0 | 0 | 0 | 0 | 0 | 34116.9068 | 0 | 0 | 0 | 0 | 0 | 0 | 0 | 0 | 0 | 0 | 0 | 0 | 0 | 0 | 0 | 0 | 0 | 0 | 1657058.3537 | 143443.8485 | OK
2011 | 12000840 | 1660266.8144 | 1718138.0698 | 2.093% | 0 | 445110.4834 | 22255.5242 | 0 | 29926.0199 | 0 | 0 | 31789.5028 | 442123.3961 | 0 | 0 | 0 | 10902.8689 | 0 | 0 | 0 | 0 | 0 | 2699.8674 | 339516.9452 | 0 | 0 | 44806.3104 | 0 | 0 | 85586.9462 | 0 | 0 | 0 | 0 | 0 | 52170.6297 | 164037.0514 | 0 | 3851.0449 | 7987.0121 | 0 | 0 | 0 | 0 | 0 | 0 | 35374.4672 | 0 | 0 | 0 | 0 | 0 | 0 | 0 | 0 | 0 | 0 | 0 | 0 | 0 | 0 | 0 | 0 | 0 | 0 | 1718138.0698 | 148731.236 | OK
2012 | 12000840 | 1947220.1987 | 1749722.7855 | 2.101% | 0 | 453292.997 | 22664.6499 | 0 | 30476.1531 | 0 | 0 | 32373.8926 | 450250.9977 | 0 | 0 | 0 | 11103.2975 | 0 | 0 | 0 | 0 | 0 | 2749.4994 | 345758.3214 | 0 | 0 | 45629.9896 | 0 | 0 | 87160.3002 | 0 | 0 | 0 | 0 | 0 | 53129.6879 | 167052.562 | 0 | 3921.8391 | 8133.8382 | 0 | 0 | 0 | 0 | 0 | 0 | 36024.7598 | 0 | 0 | 0 | 0 | 0 | 0 | 0 | 0 | 0 | 0 | 0 | 0 | 0 | 0 | 0 | 0 | 0 | 0 | 1749722.7855 | 151465.3782 | OK
2013 | 11964837.48 | 2240701.4757 | 1729857.0804 | 1.846% | -72005.04 | 448146.4761 | 22407.3238 | 0 | 30130.1381 | 0 | 0 | 32006.3314 | 445139.0145 | 0 | 0 | 0 | 10977.2347 | 0 | 0 | 0 | 0 | 0 | 2718.2826 | 341832.7094 | 0 | 0 | 45111.9236 | 0 | 0 | 86170.7144 | 0 | 0 | 0 | 0 | 0 | 52526.4731 | 165155.9091 | 0 | 3877.312 | 8041.4896 | 0 | 0 | 0 | 0 | 0 | 0 | 35615.748 | 0 | 0 | 0 | 0 | 0 | 0 | 0 | 0 | 0 | 0 | 0 | 0 | 0 | 0 | 0 | 0 | 0 | 0 | 1729857.0804 | 149745.6963 | OK
2014 | 11897512.7676 | 2538364.2561 | 1710005.5066 | 1.621% | -134649.4248 | 443003.616 | 22150.1808 | 0 | 29784.3693 | 0 | 0 | 31639.0317 | 440030.6676 | 0 | 0 | 0 | 10851.2617 | 0 | 0 | 0 | 0 | 0 | 2687.088 | 337909.8898 | 0 | 0 | 44594.2261 | 0 | 0 | 85181.8325 | 0 | 0 | 0 | 0 | 0 | 51923.6874 | 163260.6053 | 0 | 3832.8166 | 7949.2067 | 0 | 0 | 0 | 0 | 0 | 0 | 35207.0272 | 0 | 0 | 0 | 0 | 0 | 0 | 0 | 0 | 0 | 0 | 0 | 0 | 0 | 0 | 0 | 0 | 0 | 0 | 1710005.5066 | 148027.2377 | OK
2015 | 11803045.7554 | 2838282.1267 | 1694410.6739 | 1.423% | -188934.0245 | 438963.5312 | 21948.1766 | 0 | 29512.7431 | 0 | 0 | 31350.4915 | 436017.6954 | 0 | 0 | 0 | 10752.3008 | 0 | 0 | 0 | 0 | 0 | 2662.5824 | 334828.2341 | 0 | 0 | 44187.5377 | 0 | 0 | 84404.995 | 0 | 0 | 0 | 0 | 0 | 51450.156 | 161771.7084 | 0 | 3797.8622 | 7876.7118 | 0 | 0 | 0 | 0 | 0 | 0 | 34885.9477 | 0 | 0 | 0 | 0 | 0 | 0 | 0 | 0 | 0 | 0 | 0 | 0 | 0 | 0 | 0 | 0 | 0 | 0 | 1694410.6739 | 146677.2655 | OK
2016 | 11685166.9164 | 3139277.3278 | 1686809.8786 | 1.251% | -235757.6779 | 436994.4266 | 21849.7213 | 0 | 29380.3547 | 0 | 0 | 31209.8593 | 434061.8052 | 0 | 0 | 0 | 10704.0681 | 0 | 0 | 0 | 0 | 0 | 2650.6386 | 333326.2601 | 0 | 0 | 43989.321 | 0 | 0 | 84026.3707 | 0 | 0 | 0 | 0 | 0 | 51219.3607 | 161046.0321 | 0 | 3780.8257 | 7841.3785 | 0 | 0 | 0 | 0 | 0 | 0 | 34729.4561 | 0 | 0 | 0 | 0 | 0 | 0 | 0 | 0 | 0 | 0 | 0 | 0 | 0 | 0 | 0 | 0 | 0 | 0 | 1686809.8786 | 146019.2999 | OK
2017 | 11547203.1893 | 3441450.2887 | 1690568.3755 | 1.108% | -275927.4543 | 437968.1238 | 21898.4062 | 0 | 29445.8191 | 0 | 0 | 31279.4001 | 435028.9681 | 0 | 0 | 0 | 10727.9186 | 0 | 0 | 0 | 0 | 0 | 2656.5446 | 334068.9672 | 0 | 0 | 44087.3366 | 0 | 0 | 84213.5956 | 0 | 0 | 0 | 0 | 0 | 51333.4861 | 161404.8698 | 0 | 3789.2501 | 7858.8504 | 0 | 0 | 0 | 0 | 0 | 0 | 34806.8392 | 0 | 0 | 0 | 0 | 0 | 0 | 0 | 0 | 0 | 0 | 0 | 0 | 0 | 0 | 0 | 0 | 0 | 0 | 1690568.3755 | 146344.6555 | OK
2018 | 11392119.2459 | 3745978.7689 | 1703877.7091 | 0.9971% | -310167.8867 | 441416.1144 | 22070.8057 | 0 | 29677.6371 | 0 | 0 | 31525.6534 | 438453.8196 | 0 | 0 | 0 | 10812.3762 | 0 | 0 | 0 | 0 | 0 | 2677.4588 | 336698.9911 | 0 | 0 | 44434.4229 | 0 | 0 | 84876.5838 | 0 | 0 | 0 | 0 | 0 | 51737.6191 | 162675.5616 | 0 | 3819.0817 | 7920.7207 | 0 | 0 | 0 | 0 | 0 | 0 | 35080.8629 | 0 | 0 | 0 | 0 | 0 | 0 | 0 | 0 | 0 | 0 | 0 | 0 | 0 | 0 | 0 | 0 | 0 | 0 | 1703877.7091 | 147496.7827 | OK
2019 | 11222554.6056 | 4052780.5991 | 1729728.9679 | 0.9066% | -339129.2806 | 448113.2865 | 22405.6643 | 0 | 30127.9067 | 0 | 0 | 32003.9611 | 445106.0477 | 0 | 0 | 0 | 10976.4218 | 0 | 0 | 0 | 0 | 0 | 2718.0813 | 341807.3934 | 0 | 0 | 45108.5826 | 0 | 0 | 86164.3326 | 0 | 0 | 0 | 0 | 0 | 52522.583 | 165143.6777 | 0 | 3877.0248 | 8040.894 | 0 | 0 | 0 | 0 | 0 | 0 | 35613.1103 | 0 | 0 | 0 | 0 | 0 | 0 | 0 | 0 | 0 | 0 | 0 | 0 | 0 | 0 | 0 | 0 | 0 | 0 | 1729728.9679 | 149734.6062 | OK
2020 | 11040857.0108 | 4364293.4681 | 1762814.6176 | 0.8498% | -363395.1896 | 456684.6405 | 22834.232 | 0 | 30704.1827 | 0 | 0 | 32616.1216 | 453619.8802 | 0 | 0 | 0 | 11186.3749 | 0 | 0 | 0 | 0 | 0 | 2770.0718 | 348345.3655 | 0 | 0 | 45971.4038 | 0 | 0 | 87812.4538 | 0 | 0 | 0 | 0 | 0 | 53527.2166 | 168302.4881 | 0 | 3951.1832 | 8194.6974 | 0 | 0 | 0 | 0 | 0 | 0 | 36294.3054 | 0 | 0 | 0 | 0 | 0 | 0 | 0 | 0 | 0 | 0 | 0 | 0 | 0 | 0 | 0 | 0 | 0 | 0 | 1762814.6176 | 152598.6773 | OK
2021 | 10849112.4395 | 4683648.9383 | 1791254.6 | 0.8284% | -383489.1426 | 464052.4618 | 23202.6231 | 0 | 31199.5419 | 0 | 0 | 33142.3267 | 460938.2569 | 0 | 0 | 0 | 11366.8478 | 0 | 0 | 0 | 0 | 0 | 2814.7621 | 353965.3189 | 0 | 0 | 46713.0734 | 0 | 0 | 89229.1567 | 0 | 0 | 0 | 0 | 0 | 54390.7862 | 171017.7593 | 0 | 4014.9288 | 8326.9048 | 0 | 0 | 0 | 0 | 0 | 0 | 36879.8516 | 0 | 0 | 0 | 0 | 0 | 0 | 0 | 0 | 0 | 0 | 0 | 0 | 0 | 0 | 0 | 0 | 0 | 0 | 1791254.6 | 155060.5945 | OK
2022 | 10649172.0915 | 5012444.7457 | 1808383.5774 | 0.8296% | -399880.6961 | 468489.9907 | 23424.4995 | 0 | 31497.8894 | 0 | 0 | 33459.2521 | 465346.0061 | 0 | 0 | 0 | 11475.544 | 0 | 0 | 0 | 0 | 0 | 2841.6784 | 357350.1331 | 0 | 0 | 47159.7699 | 0 | 0 | 90082.4158 | 0 | 0 | 0 | 0 | 0 | 54910.9013 | 172653.1267 | 0 | 4053.3218 | 8406.5313 | 0 | 0 | 0 | 0 | 0 | 0 | 37232.5174 | 0 | 0 | 0 | 0 | 0 | 0 | 0 | 0 | 0 | 0 | 0 | 0 | 0 | 0 | 0 | 0 | 0 | 0 | 1808383.5774 | 156543.3706 | OK
2023 | 10442676.6514 | 5351109.9966 | 1815291.1939 | 0.8439% | -412990.8803 | 470279.5166 | 23513.9758 | 0 | 31618.2042 | 0 | 0 | 33587.0589 | 467123.5226 | 0 | 0 | 0 | 11519.378 | 0 | 0 | 0 | 0 | 0 | 2852.533 | 358715.1298 | 0 | 0 | 47339.9095 | 0 | 0 | 90426.5103 | 0 | 0 | 0 | 0 | 0 | 55120.6485 | 173312.6226 | 0 | 4068.8045 | 8438.6423 | 0 | 0 | 0 | 0 | 0 | 0 | 37374.7372 | 0 | 0 | 0 | 0 | 0 | 0 | 0 | 0 | 0 | 0 | 0 | 0 | 0 | 0 | 0 | 0 | 0 | 0 | 1815291.1939 | 157141.3309 | OK
2024 | 10231078.1022 | 5698859.5179 | 1819055.2708 | 0.8621% | -423197.0984 | 471254.6595 | 23562.733 | 0 | 31683.7658 | 0 | 0 | 33656.703 | 468092.1214 | 0 | 0 | 0 | 11543.2639 | 0 | 0 | 0 | 0 | 0 | 2858.4478 | 359458.9396 | 0 | 0 | 47438.0707 | 0 | 0 | 90614.0131 | 0 | 0 | 0 | 0 | 0 | 55234.9433 | 173671.9931 | 0 | 4077.2414 | 8456.1402 | 0 | 0 | 0 | 0 | 0 | 0 | 37452.2352 | 0 | 0 | 0 | 0 | 0 | 0 | 0 | 0 | 0 | 0 | 0 | 0 | 0 | 0 | 0 | 0 | 0 | 0 | 1819055.2708 | 157467.1695 | OK
2025 | 10015659.3344 | 6054661.6286 | 1825689.0616 | 0.8813% | -430837.5355 | 472973.2465 | 23648.6623 | 0 | 31799.3112 | 0 | 0 | 33779.4433 | 469799.1752 | 0 | 0 | 0 | 11585.3602 | 0 | 0 | 0 | 0 | 0 | 2868.8721 | 360769.8263 | 0 | 0 | 47611.0694 | 0 | 0 | 90944.4673 | 0 | 0 | 0 | 0 | 0 | 55436.3759 | 174305.3458 | 0 | 4092.1104 | 8486.9783 | 0 | 0 | 0 | 0 | 0 | 0 | 37588.8172 | 0 | 0 | 0 | 0 | 0 | 0 | 0 | 0 | 0 | 0 | 0 | 0 | 0 | 0 | 0 | 0 | 0 | 0 | 1825689.0616 | 158041.426 | OK
2026 | 9797551.7722 | 6417329.439 | 1839321.6265 | 0.8995% | -436215.1245 | 476504.9752 | 23825.2488 | 0 | 32036.7591 | 0 | 0 | 34031.6771 | 473307.2029 | 0 | 0 | 0 | 11671.869 | 0 | 0 | 0 | 0 | 0 | 2890.2942 | 363463.7232 | 0 | 0 | 47966.585 | 0 | 0 | 91623.5569 | 0 | 0 | 0 | 0 | 0 | 55850.3237 | 175606.8977 | 0 | 4122.6665 | 8550.3513 | 0 | 0 | 0 | 0 | 0 | 0 | 37869.4959 | 0 | 0 | 0 | 0 | 0 | 0 | 0 | 0 | 0 | 0 | 0 | 0 | 0 | 0 | 0 | 0 | 0 | 0 | 1839321.6265 | 159221.5339 | OK
2027 | 9577751.215 | 6785904.3077 | 1862151.0631 | 0.9175% | -439601.1143 | 482419.2971 | 24120.9649 | 0 | 32434.3955 | 0 | 0 | 34454.0742 | 479181.8344 | 0 | 0 | 0 | 11816.7388 | 0 | 0 | 0 | 0 | 0 | 2926.1682 | 367974.9908 | 0 | 0 | 48561.9404 | 0 | 0 | 92760.7773 | 0 | 0 | 0 | 0 | 0 | 56543.5312 | 177786.5092 | 0 | 4173.8365 | 8656.4772 | 0 | 0 | 0 | 0 | 0 | 0 | 38339.5275 | 0 | 0 | 0 | 0 | 0 | 0 | 0 | 0 | 0 | 0 | 0 | 0 | 0 | 0 | 0 | 0 | 0 | 0 | 1862151.0631 | 161197.7722 | OK
2028 | 9357132.075 | 7159792.7898 | 1892248.9201 | 0.9366% | -441238.2801 | 490216.6167 | 24510.8308 | 0 | 32958.6311 | 0 | 0 | 35010.9537 | 486926.8271 | 0 | 0 | 0 | 12007.7322 | 0 | 0 | 0 | 0 | 0 | 2973.4637 | 373922.5526 | 0 | 0 | 49346.8447 | 0 | 0 | 94260.0652 | 0 | 0 | 0 | 0 | 0 | 57457.4415 | 180660.0638 | 0 | 4241.298 | 8796.3914 | 0 | 0 | 0 | 0 | 0 | 0 | 38959.2074 | 0 | 0 | 0 | 0 | 0 | 0 | 0 | 0 | 0 | 0 | 0 | 0 | 0 | 0 | 0 | 0 | 0 | 0 | 1892248.9201 | 163803.2039 | OK
2029 | 9136460.1695 | 7537899.295 | 1926664.8788 | 0.9532% | -441343.811 | 499132.608 | 24956.6304 | 0 | 33558.078 | 0 | 0 | 35647.728 | 495782.9841 | 0 | 0 | 0 | 12226.1272 | 0 | 0 | 0 | 0 | 0 | 3027.5447 | 380723.4037 | 0 | 0 | 50244.3582 | 0 | 0 | 95974.4541 | 0 | 0 | 0 | 0 | 0 | 58502.4694 | 183945.8838 | 0 | 4318.4382 | 8956.3789 | 0 | 0 | 0 | 0 | 0 | 0 | 39667.792 | 0 | 0 | 0 | 0 | 0 | 0 | 0 | 0 | 0 | 0 | 0 | 0 | 0 | 0 | 0 | 0 | 0 | 0 | 1926664.8788 | 166782.4337 | OK
2030 | 8916404.2155 | 7919411.2602 | 1960053.7629 | 0.9683% | -440111.908 | 507782.5195 | 25389.126 | 0 | 34139.6357 | 0 | 0 | 36265.4991 | 504374.847 | 0 | 0 | 0 | 12438.0046 | 0 | 0 | 0 | 0 | 0 | 3080.0117 | 387321.2972 | 0 | 0 | 51115.0873 | 0 | 0 | 97637.6805 | 0 | 0 | 0 | 0 | 0 | 59516.3106 | 187133.6451 | 0 | 4393.2762 | 9111.592 | 0 | 0 | 0 | 0 | 0 | 0 | 40355.2303 | 0 | 0 | 0 | 0 | 0 | 0 | 0 | 0 | 0 | 0 | 0 | 0 | 0 | 0 | 0 | 0 | 0 | 0 | 1960053.7629 | 169672.7544 | OK
2031 | 8697546.155 | 8303534.3826 | 1997839.2582 | 0.9816% | -437716.121 | 517571.4418 | 25878.5721 | 0 | 34797.7723 | 0 | 0 | 36964.6176 | 514098.077 | 0 | 0 | 0 | 12677.7817 | 0 | 0 | 0 | 0 | 0 | 3139.3875 | 394787.9939 | 0 | 0 | 52100.4729 | 0 | 0 | 99519.9188 | 0 | 0 | 0 | 0 | 0 | 60663.6532 | 190741.1674 | 0 | 4477.9689 | 9287.2433 | 0 | 0 | 0 | 0 | 0 | 0 | 41133.1898 | 0 | 0 | 0 | 0 | 0 | 0 | 0 | 0 | 0 | 0 | 0 | 0 | 0 | 0 | 0 | 0 | 0 | 0 | 1997839.2582 | 172943.6693 | OK
2032 | 8480390.4298 | 8694816.5536 | 2028631.0997 | 1.024% | -434311.4505 | 525548.549 | 26277.4274 | 0 | 35334.0955 | 0 | 0 | 37534.3374 | 522021.6506 | 0 | 0 | 0 | 12873.179 | 0 | 0 | 0 | 0 | 0 | 3187.7735 | 400872.6924 | 0 | 0 | 52903.4752 | 0 | 0 | 101053.7767 | 0 | 0 | 0 | 0 | 0 | 61598.6362 | 193680.9793 | 0 | 4546.9859 | 9430.3836 | 0 | 0 | 0 | 0 | 0 | 0 | 41767.158 | 0 | 0 | 0 | 0 | 0 | 0 | 0 | 0 | 0 | 0 | 0 | 0 | 0 | 0 | 0 | 0 | 0 | 0 | 2028631.0997 | 175609.1761 | OK
2033 | 8265372.3103 | 9093391.1992 | 2053744.6902 | 1.069% | -430036.2389 | 532054.6166 | 26602.7308 | 0 | 35771.5165 | 0 | 0 | 37998.9966 | 528484.0567 | 0 | 0 | 0 | 13032.5435 | 0 | 0 | 0 | 0 | 0 | 3227.2368 | 405835.3258 | 0 | 0 | 53558.3978 | 0 | 0 | 102304.7795 | 0 | 0 | 0 | 0 | 0 | 62361.2011 | 196078.6675 | 0 | 4603.2756 | 9547.1277 | 0 | 0 | 0 | 0 | 0 | 0 | 42284.2177 | 0 | 0 | 0 | 0 | 0 | 0 | 0 | 0 | 0 | 0 | 0 | 0 | 0 | 0 | 0 | 0 | 0 | 0 | 2053744.6902 | 177783.143 | OK
2034 | 8052865.3751 | 9499394.232 | 2077190.7351 | 1.115% | -425013.8704 | 538128.6805 | 26906.434 | 0 | 36179.8928 | 0 | 0 | 38432.8023 | 534517.3582 | 0 | 0 | 0 | 13181.3261 | 0 | 0 | 0 | 0 | 0 | 3264.0797 | 410468.4398 | 0 | 0 | 54169.8334 | 0 | 0 | 103472.7155 | 0 | 0 | 0 | 0 | 0 | 63073.1316 | 198317.1489 | 0 | 4655.8277 | 9656.12 | 0 | 0 | 0 | 0 | 0 | 0 | 42766.9445 | 0 | 0 | 0 | 0 | 0 | 0 | 0 | 0 | 0 | 0 | 0 | 0 | 0 | 0 | 0 | 0 | 0 | 0 | 2077190.7351 | 179812.7582 | OK
2035 | 7843188.2246 | 9912964.0976 | 2103350.0999 | 1.162% | -419354.3011 | 544905.6722 | 27245.2836 | 0 | 36635.5289 | 0 | 0 | 38916.8106 | 541248.8703 | 0 | 0 | 0 | 13347.3268 | 0 | 0 | 0 | 0 | 0 | 3305.1863 | 415637.7261 | 0 | 0 | 54852.028 | 0 | 0 | 104775.8123 | 0 | 0 | 0 | 0 | 0 | 63867.4511 | 200814.681 | 0 | 4714.4615 | 9777.7256 | 0 | 0 | 0 | 0 | 0 | 0 | 43305.5355 | 0 | 0 | 0 | 0 | 0 | 0 | 0 | 0 | 0 | 0 | 0 | 0 | 0 | 0 | 0 | 0 | 0 | 0 | 2103350.0999 | 182077.253 | OK
2036 | 7636610.5074 | 10334241.822 | 2135181.1365 | 1.209% | -413155.4342 | 553151.999 | 27657.6 | 0 | 37189.9524 | 0 | 0 | 39505.758 | 549439.857 | 0 | 0 | 0 | 13549.3185 | 0 | 0 | 0 | 0 | 0 | 3355.2053 | 421927.7773 | 0 | 0 | 55682.1309 | 0 | 0 | 106361.4364 | 0 | 0 | 0 | 0 | 0 | 64833.9888 | 203853.7089 | 0 | 4785.8078 | 9925.6968 | 0 | 0 | 0 | 0 | 0 | 0 | 43960.8995 | 0 | 0 | 0 | 0 | 0 | 0 | 0 | 0 | 0 | 0 | 0 | 0 | 0 | 0 | 0 | 0 | 0 | 0 | 2135181.1365 | 184832.7181 | OK
2037 | 7433358.3289 | 10763371.0594 | 2173565.9323 | 1.257% | -406504.3571 | 563096.1795 | 28154.809 | 0 | 37858.5274 | 0 | 0 | 40215.9649 | 559317.3031 | 0 | 0 | 0 | 13792.8987 | 0 | 0 | 0 | 0 | 0 | 3415.5229 | 429512.9003 | 0 | 0 | 56683.1453 | 0 | 0 | 108273.5281 | 0 | 0 | 0 | 0 | 0 | 65999.529 | 207518.4485 | 0 | 4871.8437 | 10104.134 | 0 | 0 | 0 | 0 | 0 | 0 | 44751.1979 | 0 | 0 | 0 | 0 | 0 | 0 | 0 | 0 | 0 | 0 | 0 | 0 | 0 | 0 | 0 | 0 | 0 | 0 | 2173565.9323 | 188155.5116 | OK
2038 | 7233619.102 | 11200498.1416 | 2217471.6129 | 1.305% | -399478.4537 | 574470.6313 | 28723.5316 | 0 | 38623.2636 | 0 | 0 | 41028.3209 | 570615.4223 | 0 | 0 | 0 | 14071.513 | 0 | 0 | 0 | 0 | 0 | 3484.5159 | 438188.9915 | 0 | 0 | 57828.1357 | 0 | 0 | 110460.6359 | 0 | 0 | 0 | 0 | 0 | 67332.7088 | 211710.2876 | 0 | 4970.2541 | 10308.2359 | 0 | 0 | 0 | 0 | 0 | 0 | 45655.1649 | 0 | 0 | 0 | 0 | 0 | 0 | 0 | 0 | 0 | 0 | 0 | 0 | 0 | 0 | 0 | 0 | 0 | 0 | 2217471.6129 | 191956.2226 | OK
2039 | 7037545.8996 | 11645772.1274 | 2264635.2372 | 1.352% | -392146.4047 | 586689.1043 | 29334.4552 | 0 | 39444.7456 | 0 | 0 | 41900.9563 | 582751.8985 | 0 | 0 | 0 | 14370.8014 | 0 | 0 | 0 | 0 | 0 | 3558.6284 | 447508.8767 | 0 | 0 | 59058.0881 | 0 | 0 | 112810.0341 | 0 | 0 | 0 | 0 | 0 | 68764.8149 | 216213.1748 | 0 | 5075.967 | 10527.4828 | 0 | 0 | 0 | 0 | 0 | 0 | 46626.2091 | 0 | 0 | 0 | 0 | 0 | 0 | 0 | 0 | 0 | 0 | 0 | 0 | 0 | 0 | 0 | 0 | 0 | 0 | 2264635.2372 | 196038.9585 | OK
2040 | 6845261.3563 | 12099344.8537 | 2312537.6473 | 1.399% | -384569.0867 | 599098.9713 | 29954.9486 | 0 | 40279.0956 | 0 | 0 | 42787.261 | 595078.4842 | 0 | 0 | 0 | 14674.778 | 0 | 0 | 0 | 0 | 0 | 3633.9018 | 456974.7516 | 0 | 0 | 60307.3068 | 0 | 0 | 115196.2341 | 0 | 0 | 0 | 0 | 0 | 70219.3539 | 220786.5966 | 0 | 5183.3357 | 10750.164 | 0 | 0 | 0 | 0 | 0 | 0 | 47612.4641 | 0 | 0 | 0 | 0 | 0 | 0 | 0 | 0 | 0 | 0 | 0 | 0 | 0 | 0 | 0 | 0 | 0 | 0 | 2312537.6473 | 200185.6478 | OK
2041 | 6656861.1658 | 12561370.9873 | 2359272.1842 | 1.444% | -376800.3809 | 611206.2825 | 30560.3141 | 0 | 41093.1039 | 0 | 0 | 43651.9574 | 607104.5446 | 0 | 0 | 0 | 14971.3435 | 0 | 0 | 0 | 0 | 0 | 3707.3401 | 466209.8459 | 0 | 0 | 61526.0693 | 0 | 0 | 117524.2579 | 0 | 0 | 0 | 0 | 0 | 71638.4309 | 225248.5172 | 0 | 5288.0868 | 10967.4162 | 0 | 0 | 0 | 0 | 0 | 0 | 48574.6739 | 0 | 0 | 0 | 0 | 0 | 0 | 0 | 0 | 0 | 0 | 0 | 0 | 0 | 0 | 0 | 0 | 0 | 0 | 2359272.1842 | 204231.2397 | OK
2042 | 6472417.2161 | 13032008.0776 | 2404080.6071 | 1.489% | -368887.8995 | 622814.6038 | 31140.7302 | 0 | 41873.5637 | 0 | 0 | 44481.0162 | 618634.9637 | 0 | 0 | 0 | 15255.6864 | 0 | 0 | 0 | 0 | 0 | 3777.7516 | 475064.3257 | 0 | 0 | 62694.6017 | 0 | 0 | 119756.3346 | 0 | 0 | 0 | 0 | 0 | 72999.0222 | 229526.5445 | 0 | 5388.5206 | 11175.7146 | 0 | 0 | 0 | 0 | 0 | 0 | 49497.2273 | 0 | 0 | 0 | 0 | 0 | 0 | 0 | 0 | 0 | 0 | 0 | 0 | 0 | 0 | 0 | 0 | 0 | 0 | 2404080.6071 | 208110.0968 | OK
2043 | 5844592.7461 | 11767903.2941 | 0 | -9.7% | -1891929.2535 | 0 | 0 | 0 | 0 | 0 | 0 | 0 | 0 | 0 | 0 | 0 | 0 | 0 | 0 | 0 | 0 | 0 | 0 | 0 | 0 | 0 | 0 | 0 | 0 | 0 | 0 | 0 | 0 | 0 | 0 | 0 | 0 | 0 | 0 | 0 | 0 | 0 | 0 | 0 | 0 | 0 | 0 | 0 | 0 | 0 | 0 | 0 | 0 | 0 | 0 | 0 | 0 | 0 | 0 | 0 | 0 | 0 | 0 | 0 | 0 | 0 | 0 | OK
2044 | 5277997.343 | 10627081.307 | 0 | -9.694% | -1707417.3902 | 0 | 0 | 0 | 0 | 0 | 0 | 0 | 0 | 0 | 0 | 0 | 0 | 0 | 0 | 0 | 0 | 0 | 0 | 0 | 0 | 0 | 0 | 0 | 0 | 0 | 0 | 0 | 0 | 0 | 0 | 0 | 0 | 0 | 0 | 0 | 0 | 0 | 0 | 0 | 0 | 0 | 0 | 0 | 0 | 0 | 0 | 0 | 0 | 0 | 0 | 0 | 0 | 0 | 0 | 0 | 0 | 0 | 0 | 0 | 0 | 0 | 0 | OK
2045 | 4766632.3705 | 9597464.0512 | 0 | -9.689% | -1540982.2283 | 0 | 0 | 0 | 0 | 0 | 0 | 0 | 0 | 0 | 0 | 0 | 0 | 0 | 0 | 0 | 0 | 0 | 0 | 0 | 0 | 0 | 0 | 0 | 0 | 0 | 0 | 0 | 0 | 0 | 0 | 0 | 0 | 0 | 0 | 0 | 0 | 0 | 0 | 0 | 0 | 0 | 0 | 0 | 0 | 0 | 0 | 0 | 0 | 0 | 0 | 0 | 0 | 0 | 0 | 0 | 0 | 0 | 0 | 0 | 0 | 0 | 0 | OK
2046 | 4305089.1143 | 8668161.251 | 0 | -9.683% | -1390846.0564 | 0 | 0 | 0 | 0 | 0 | 0 | 0 | 0 | 0 | 0 | 0 | 0 | 0 | 0 | 0 | 0 | 0 | 0 | 0 | 0 | 0 | 0 | 0 | 0 | 0 | 0 | 0 | 0 | 0 | 0 | 0 | 0 | 0 | 0 | 0 | 0 | 0 | 0 | 0 | 0 | 0 | 0 | 0 | 0 | 0 | 0 | 0 | 0 | 0 | 0 | 0 | 0 | 0 | 0 | 0 | 0 | 0 | 0 | 0 | 0 | 0 | 0 | OK
2047 | 3888490.5853 | 7829353.2424 | 0 | -9.677% | -1255406.5376 | 0 | 0 | 0 | 0 | 0 | 0 | 0 | 0 | 0 | 0 | 0 | 0 | 0 | 0 | 0 | 0 | 0 | 0 | 0 | 0 | 0 | 0 | 0 | 0 | 0 | 0 | 0 | 0 | 0 | 0 | 0 | 0 | 0 | 0 | 0 | 0 | 0 | 0 | 0 | 0 | 0 | 0 | 0 | 0 | 0 | 0 | 0 | 0 | 0 | 0 | 0 | 0 | 0 | 0 | 0 | 0 | 0 | 0 | 0 | 0 | 0 | 0 | OK
2048 | 3512439.0785 | 7072185.3854 | 0 | -9.671% | -1133219.3638 | 0 | 0 | 0 | 0 | 0 | 0 | 0 | 0 | 0 | 0 | 0 | 0 | 0 | 0 | 0 | 0 | 0 | 0 | 0 | 0 | 0 | 0 | 0 | 0 | 0 | 0 | 0 | 0 | 0 | 0 | 0 | 0 | 0 | 0 | 0 | 0 | 0 | 0 | 0 | 0 | 0 | 0 | 0 | 0 | 0 | 0 | 0 | 0 | 0 | 0 | 0 | 0 | 0 | 0 | 0 | 0 | 0 | 0 | 0 | 0 | 0 | 0 | OK
2049 | 3172968.9183 | 6388672.9167 | 0 | -9.665% | -1022982.6289 | 0 | 0 | 0 | 0 | 0 | 0 | 0 | 0 | 0 | 0 | 0 | 0 | 0 | 0 | 0 | 0 | 0 | 0 | 0 | 0 | 0 | 0 | 0 | 0 | 0 | 0 | 0 | 0 | 0 | 0 | 0 | 0 | 0 | 0 | 0 | 0 | 0 | 0 | 0 | 0 | 0 | 0 | 0 | 0 | 0 | 0 | 0 | 0 | 0 | 0 | 0 | 0 | 0 | 0 | 0 | 0 | 0 | 0 | 0 | 0 | 0 | 0 | OK
2050 | 2866503.8743 | 5771615.2092 | 0 | -9.659% | -923522.7514 | 0 | 0 | 0 | 0 | 0 | 0 | 0 | 0 | 0 | 0 | 0 | 0 | 0 | 0 | 0 | 0 | 0 | 0 | 0 | 0 | 0 | 0 | 0 | 0 | 0 | 0 | 0 | 0 | 0 | 0 | 0 | 0 | 0 | 0 | 0 | 0 | 0 | 0 | 0 | 0 | 0 | 0 | 0 | 0 | 0 | 0 | 0 | 0 | 0 | 0 | 0 | 0 | 0 | 0 | 0 | 0 | 0 | 0 | 0 | 0 | 0 | 0 | OK
2051 | 2589818.7869 | 5214518.5058 | 0 | -9.652% | -833781.7908 | 0 | 0 | 0 | 0 | 0 | 0 | 0 | 0 | 0 | 0 | 0 | 0 | 0 | 0 | 0 | 0 | 0 | 0 | 0 | 0 | 0 | 0 | 0 | 0 | 0 | 0 | 0 | 0 | 0 | 0 | 0 | 0 | 0 | 0 | 0 | 0 | 0 | 0 | 0 | 0 | 0 | 0 | 0 | 0 | 0 | 0 | 0 | 0 | 0 | 0 | 0 | 0 | 0 | 0 | 0 | 0 | 0 | 0 | 0 | 0 | 0 | 0 | OK
2052 | 2340004.9842 | 4711526.2873 | 0 | -9.646% | -752806.0212 | 0 | 0 | 0 | 0 | 0 | 0 | 0 | 0 | 0 | 0 | 0 | 0 | 0 | 0 | 0 | 0 | 0 | 0 | 0 | 0 | 0 | 0 | 0 | 0 | 0 | 0 | 0 | 0 | 0 | 0 | 0 | 0 | 0 | 0 | 0 | 0 | 0 | 0 | 0 | 0 | 0 | 0 | 0 | 0 | 0 | 0 | 0 | 0 | 0 | 0 | 0 | 0 | 0 | 0 | 0 | 0 | 0 | 0 | 0 | 0 | 0 | 0 | OK
2053 | 2114439.1157 | 4257356.5201 | 0 | -9.64% | -679735.6357 | 0 | 0 | 0 | 0 | 0 | 0 | 0 | 0 | 0 | 0 | 0 | 0 | 0 | 0 | 0 | 0 | 0 | 0 | 0 | 0 | 0 | 0 | 0 | 0 | 0 | 0 | 0 | 0 | 0 | 0 | 0 | 0 | 0 | 0 | 0 | 0 | 0 | 0 | 0 | 0 | 0 | 0 | 0 | 0 | 0 | 0 | 0 | 0 | 0 | 0 | 0 | 0 | 0 | 0 | 0 | 0 | 0 | 0 | 0 | 0 | 0 | 0 | OK
2054 | 1910755.0637 | 3847245.1007 | 0 | -9.633% | -613795.4714 | 0 | 0 | 0 | 0 | 0 | 0 | 0 | 0 | 0 | 0 | 0 | 0 | 0 | 0 | 0 | 0 | 0 | 0 | 0 | 0 | 0 | 0 | 0 | 0 | 0 | 0 | 0 | 0 | 0 | 0 | 0 | 0 | 0 | 0 | 0 | 0 | 0 | 0 | 0 | 0 | 0 | 0 | 0 | 0 | 0 | 0 | 0 | 0 | 0 | 0 | 0 | 0 | 0 | 0 | 0 | 0 | 0 | 0 | 0 | 0 | 0 | 0 | OK
2055 | 1726818.6281 | 3476894.8847 | 0 | -9.626% | -554286.6517 | 0 | 0 | 0 | 0 | 0 | 0 | 0 | 0 | 0 | 0 | 0 | 0 | 0 | 0 | 0 | 0 | 0 | 0 | 0 | 0 | 0 | 0 | 0 | 0 | 0 | 0 | 0 | 0 | 0 | 0 | 0 | 0 | 0 | 0 | 0 | 0 | 0 | 0 | 0 | 0 | 0 | 0 | 0 | 0 | 0 | 0 | 0 | 0 | 0 | 0 | 0 | 0 | 0 | 0 | 0 | 0 | 0 | 0 | 0 | 0 | 0 | 0 | OK
2056 | 1560704.7104 | 3142429.7467 | 0 | -9.62% | -500579.0557 | 0 | 0 | 0 | 0 | 0 | 0 | 0 | 0 | 0 | 0 | 0 | 0 | 0 | 0 | 0 | 0 | 0 | 0 | 0 | 0 | 0 | 0 | 0 | 0 | 0 | 0 | 0 | 0 | 0 | 0 | 0 | 0 | 0 | 0 | 0 | 0 | 0 | 0 | 0 | 0 | 0 | 0 | 0 | 0 | 0 | 0 | 0 | 0 | 0 | 0 | 0 | 0 | 0 | 0 | 0 | 0 | 0 | 0 | 0 | 0 | 0 | 0 | OK
2057 | 1410676.7489 | 2840353.1744 | 0 | -9.613% | -452104.5338 | 0 | 0 | 0 | 0 | 0 | 0 | 0 | 0 | 0 | 0 | 0 | 0 | 0 | 0 | 0 | 0 | 0 | 0 | 0 | 0 | 0 | 0 | 0 | 0 | 0 | 0 | 0 | 0 | 0 | 0 | 0 | 0 | 0 | 0 | 0 | 0 | 0 | 0 | 0 | 0 | 0 | 0 | 0 | 0 | 0 | 0 | 0 | 0 | 0 | 0 | 0 | 0 | 0 | 0 | 0 | 0 | 0 | 0 | 0 | 0 | 0 | 0 | OK
2058 | 1275168.1827 | 2567510.9473 | 0 | -9.606% | -408350.7933 | 0 | 0 | 0 | 0 | 0 | 0 | 0 | 0 | 0 | 0 | 0 | 0 | 0 | 0 | 0 | 0 | 0 | 0 | 0 | 0 | 0 | 0 | 0 | 0 | 0 | 0 | 0 | 0 | 0 | 0 | 0 | 0 | 0 | 0 | 0 | 0 | 0 | 0 | 0 | 0 | 0 | 0 | 0 | 0 | 0 | 0 | 0 | 0 | 0 | 0 | 0 | 0 | 0 | 0 | 0 | 0 | 0 | 0 | 0 | 0 | 0 | 0 | OK
2059 | 1152765.7445 | 2321057.4956 | 0 | -9.599% | -368855.8899 | 0 | 0 | 0 | 0 | 0 | 0 | 0 | 0 | 0 | 0 | 0 | 0 | 0 | 0 | 0 | 0 | 0 | 0 | 0 | 0 | 0 | 0 | 0 | 0 | 0 | 0 | 0 | 0 | 0 | 0 | 0 | 0 | 0 | 0 | 0 | 0 | 0 | 0 | 0 | 0 | 0 | 0 | 0 | 0 | 0 | 0 | 0 | 0 | 0 | 0 | 0 | 0 | 0 | 0 | 0 | 0 | 0 | 0 | 0 | 0 | 0 | 0 | OK
2060 | 1042194.3997 | 2098425.5776 | 0 | -9.592% | -333203.2628 | 0 | 0 | 0 | 0 | 0 | 0 | 0 | 0 | 0 | 0 | 0 | 0 | 0 | 0 | 0 | 0 | 0 | 0 | 0 | 0 | 0 | 0 | 0 | 0 | 0 | 0 | 0 | 0 | 0 | 0 | 0 | 0 | 0 | 0 | 0 | 0 | 0 | 0 | 0 | 0 | 0 | 0 | 0 | 0 | 0 | 0 | 0 | 0 | 0 | 0 | 0 | 0 | 0 | 0 | 0 | 0 | 0 | 0 | 0 | 0 | 0 | 0 | OK
2061 | 942303.771 | 1897298.9449 | 0 | -9.585% | -301017.2614 | 0 | 0 | 0 | 0 | 0 | 0 | 0 | 0 | 0 | 0 | 0 | 0 | 0 | 0 | 0 | 0 | 0 | 0 | 0 | 0 | 0 | 0 | 0 | 0 | 0 | 0 | 0 | 0 | 0 | 0 | 0 | 0 | 0 | 0 | 0 | 0 | 0 | 0 | 0 | 0 | 0 | 0 | 0 | 0 | 0 | 0 | 0 | 0 | 0 | 0 | 0 | 0 | 0 | 0 | 0 | 0 | 0 | 0 | 0 | 0 | 0 | 0 | OK
2062 | 852055.9002 | 1715587.7014 | 0 | -9.577% | -271959.1142 | 0 | 0 | 0 | 0 | 0 | 0 | 0 | 0 | 0 | 0 | 0 | 0 | 0 | 0 | 0 | 0 | 0 | 0 | 0 | 0 | 0 | 0 | 0 | 0 | 0 | 0 | 0 | 0 | 0 | 0 | 0 | 0 | 0 | 0 | 0 | 0 | 0 | 0 | 0 | 0 | 0 | 0 | 0 | 0 | 0 | 0 | 0 | 0 | 0 | 0 | 0 | 0 | 0 | 0 | 0 | 0 | 0 | 0 | 0 | 0 | 0 | 0 | OK
BVM Shipment and Market Share
Source: DOE's ANOPR for BVM's bvm_nes_anopr.xls
Market Share | [8 empty] | 3% | 3% | 3% | 30.33% | 30.33% | 30.33%
Year | [5 empty] | Market Shares | [11 empty] | Total
| Existing Units |  | New Units (New Buildings + Replacements) (Units) |  | Retired Units (Units) | Shipments (Units)
|  | Rate of Increase |  | Rate of Increase |  | A-L-Indoor-Outdoor | A-M-Indoor-Outdoor | A-S-Indoor-Outdoor | A-L-Indoor-Only | A-M-Indoor-Only | A-S-Indoor-Only | B-L-Indoor-Outdoor | B-M-Indoor-Outdoor | B-S-Indoor-Outdoor | B-L-Indoor-Only | B-M-Indoor-Only | B-S-Indoor-Only
2006 | 3676000 | #N/A | 68180 | #N/A | 68180 | 0 | 0 | 0 | 2045.4 | 2045.4 | 2045.4 | 20681.2664 | 20681.2664 | 20681.2664 | 0 | 0 | 0 | 68179.9993
2007 | 3676000 | 0 | 157680 | 1.3127 | 107680 | 0 | 0 | 0 | 4730.4 | 4730.4 | 4730.4 | 47829.5995 | 47829.5995 | 47829.5995 | 0 | 0 | 0 | 157679.9984
2008 | 3726000 | 1.36% | 208680 | 32.34% | 157680 | 0 | 0 | 0 | 6260.4 | 6260.4 | 6260.4 | 63299.5993 | 63299.5993 | 63299.5993 | 0 | 0 | 0 | 208679.9979
2009 | 3777000 | 1.369% | 260200 | 24.69% | 208180 | 0 | 0 | 0 | 7806 | 7806 | 7806 | 78927.3325 | 78927.3325 | 78927.3325 | 0 | 0 | 0 | 260199.9974
2010 | 3829020 | 1.377% | 260530.4 | 0.127% | 207470 | 0 | 0 | 0 | 7815.912 | 7815.912 | 7815.912 | 79027.5538 | 79027.5538 | 79027.5538 | 0 | 0 | 0 | 260530.3974
2011 | 3882080.4 | 1.386% | 257801.808 | -1.047% | 203680.2 | 0 | 0 | 0 | 7734.0542 | 7734.0542 | 7734.0542 | 78199.8809 | 78199.8809 | 78199.8809 | 0 | 0 | 0 | 257801.8054
2012 | 3936202.008 | 1.394% | 255745.2442 | -0.7977% | 200541.204 | 0 | 0 | 0 | 7672.3573 | 7672.3573 | 7672.3573 | 77576.0565 | 77576.0565 | 77576.0565 | 0 | 0 | 0 | 255745.2416
2013 | 3991406.0482 | 1.402% | 255511.749 | -0.0913% | 199203.6281 | 0 | 0 | 0 | 7665.3525 | 7665.3525 | 7665.3525 | 77505.2297 | 77505.2297 | 77505.2297 | 0 | 0 | 0 | 255511.7465
2014 | 4047714.1691 | 1.411% | 254543.384 | -0.379% | 197109.1006 | 0 | 0 | 0 | 7636.3015 | 7636.3015 | 7636.3015 | 77211.4923 | 77211.4923 | 77211.4923 | 0 | 0 | 0 | 254543.3815
2015 | 4105148.4525 | 1.419% | 253782.0517 | -0.2991% | 195199.0827 | 0 | 0 | 0 | 7613.4616 | 7613.4616 | 7613.4616 | 76980.5548 | 76980.5548 | 76980.5548 | 0 | 0 | 0 | 253782.0492
2016 | 4163731.4216 | 1.427% | 253369.8927 | -0.1624% | 193615.2643 | 0 | 0 | 0 | 7601.0968 | 7601.0968 | 7601.0968 | 76855.5333 | 76855.5333 | 76855.5333 | 0 | 0 | 0 | 253369.8902
2017 | 4223486.05 | 1.435% | 255939.0906 | 1.014% | 194989.3696 | 0 | 0 | 0 | 7678.1727 | 7678.1727 | 7678.1727 | 77634.8566 | 77634.8566 | 77634.8566 | 0 | 0 | 0 | 255939.088
2018 | 4284435.771 | 1.443% | 257631.8724 | 0.6614% | 195463.157 | 0 | 0 | 0 | 7728.9562 | 7728.9562 | 7728.9562 | 78148.3338 | 78148.3338 | 78148.3338 | 0 | 0 | 0 | 257631.8698
2019 | 4346604.4864 | 1.451% | 259930.5099 | 0.8922% | 196518.4201 | 0 | 0 | 0 | 7797.9153 | 7797.9153 | 7797.9153 | 78845.5871 | 78845.5871 | 78845.5871 | 0 | 0 | 0 | 259930.5073
2020 | 4410016.5761 | 1.459% | 263067.3201 | 1.207% | 198386.9885 | 0 | 0 | 0 | 7892.0196 | 7892.0196 | 7892.0196 | 79797.0862 | 79797.0862 | 79797.0862 | 0 | 0 | 0 | 263067.3174
2021 | 4474696.9077 | 1.467% | 267684.4665 | 1.755% | 201710.5283 | 0 | 0 | 0 | 8030.534 | 8030.534 | 8030.534 | 81197.6206 | 81197.6206 | 81197.6206 | 0 | 0 | 0 | 267684.4638
2022 | 4540670.8458 | 1.474% | 271283.9558 | 1.345% | 203990.5389 | 0 | 0 | 0 | 8138.5187 | 8138.5187 | 8138.5187 | 82289.4657 | 82289.4657 | 82289.4657 | 0 | 0 | 0 | 271283.9531
2023 | 4607964.2627 | 1.482% | 272866.6349 | 0.5834% | 204227.3496 | 0 | 0 | 0 | 8185.999 | 8185.999 | 8185.999 | 82769.545 | 82769.545 | 82769.545 | 0 | 0 | 0 | 272866.6322
2024 | 4676603.548 | 1.49% | 274873.3876 | 0.7354% | 204861.3166 | 0 | 0 | 0 | 8246.2016 | 8246.2016 | 8246.2016 | 83378.26 | 83378.26 | 83378.26 | 0 | 0 | 0 | 274873.3848
2025 | 4746615.6189 | 1.497% | 277544.7353 | 0.9718% | 206132.423 | 0 | 0 | 0 | 8326.3421 | 8326.3421 | 8326.3421 | 84188.5688 | 84188.5688 | 84188.5688 | 0 | 0 | 0 | 277544.7326
2026 | 4818027.9313 | 1.504% | 280538.2301 | 1.079% | 207697.6714 | 0 | 0 | 0 | 8416.1469 | 8416.1469 | 8416.1469 | 85096.5955 | 85096.5955 | 85096.5955 | 0 | 0 | 0 | 280538.2272
2027 | 4890868.4899 | 1.512% | 283136.2547 | 0.9261% | 208838.8849 | 0 | 0 | 0 | 8494.0876 | 8494.0876 | 8494.0876 | 85884.663 | 85884.663 | 85884.663 | 0 | 0 | 0 | 283136.2518
2028 | 4965165.8597 | 1.519% | 286107.2197 | 1.049% | 210323.9026 | 0 | 0 | 0 | 8583.2166 | 8583.2166 | 8583.2166 | 86785.8557 | 86785.8557 | 86785.8557 | 0 | 0 | 0 | 286107.2169
2029 | 5040949.1769 | 1.526% | 289329.3641 | 1.126% | 212030.3806 | 0 | 0 | 0 | 8679.8809 | 8679.8809 | 8679.8809 | 87763.2395 | 87763.2395 | 87763.2395 | 0 | 0 | 0 | 289329.3612
2030 | 5118248.1605 | 1.533% | 292615.9514 | 1.136% | 213770.9882 | 0 | 0 | 0 | 8778.4785 | 8778.4785 | 8778.4785 | 88760.171 | 88760.171 | 88760.171 | 0 | 0 | 0 | 292615.9485
2031 | 5197093.1237 | 1.54% | 295718.2705 | 1.06% | 215296.408 | 0 | 0 | 0 | 8871.5481 | 8871.5481 | 8871.5481 | 89701.2077 | 89701.2077 | 89701.2077 | 0 | 0 | 0 | 295718.2675
2032 | 5277514.9862 | 1.547% | 298732.6359 | 1.019% | 216702.3361 | 0 | 0 | 0 | 8961.9791 | 8961.9791 | 8961.9791 | 90615.5652 | 90615.5652 | 90615.5652 | 0 | 0 | 0 | 298732.6329
2033 | 5359545.2859 | 1.554% | 301807.2886 | 1.029% | 218136.3829 | 0 | 0 | 0 | 9054.2187 | 9054.2187 | 9054.2187 | 91548.2099 | 91548.2099 | 91548.2099 | 0 | 0 | 0 | 301807.2856
2034 | 5443216.1916 | 1.561% | 304893.4344 | 1.023% | 219549.1105 | 0 | 0 | 0 | 9146.803 | 9146.803 | 9146.803 | 92484.3407 | 92484.3407 | 92484.3407 | 0 | 0 | 0 | 304893.4313
2035 | 5528560.5154 | 1.568% | 307991.303 | 1.016% | 220940.0927 | 0 | 0 | 0 | 9239.7391 | 9239.7391 | 9239.7391 | 93424.0276 | 93424.0276 | 93424.0276 | 0 | 0 | 0 | 307991.3
2036 | 5615611.7257 | 1.575% | 311151.1291 | 1.026% | 222358.8946 | 0 | 0 | 0 | 9334.5339 | 9334.5339 | 9334.5339 | 94382.5081 | 94382.5081 | 94382.5081 | 0 | 0 | 0 | 311151.126
2037 | 5704403.9603 | 1.581% | 314374.1517 | 1.036% | 223806.0725 | 0 | 0 | 0 | 9431.2246 | 9431.2246 | 9431.2246 | 95360.1583 | 95360.1583 | 95360.1583 | 0 | 0 | 0 | 314374.1485
2038 | 5794972.0395 | 1.588% | 317661.6347 | 1.046% | 225282.1939 | 0 | 0 | 0 | 9529.849 | 9529.849 | 9529.849 | 96357.3615 | 96357.3615 | 96357.3615 | 0 | 0 | 0 | 317661.6315
2039 | 5887351.4803 | 1.594% | 321014.8674 | 1.056% | 226787.8378 | 0 | 0 | 0 | 9630.446 | 9630.446 | 9630.446 | 97374.5087 | 97374.5087 | 97374.5087 | 0 | 0 | 0 | 321014.8642
2040 | 5981578.5099 | 1.6% | 324435.1648 | 1.065% | 228323.5946 | 0 | 0 | 0 | 9733.0549 | 9733.0549 | 9733.0549 | 98411.9989 | 98411.9989 | 98411.9989 | 0 | 0 | 0 | 324435.1615
2041 | 6077690.0801 | 1.607% | 327923.8681 | 1.075% | 229890.0665 | 0 | 0 | 0 | 9837.716 | 9837.716 | 9837.716 | 99470.2389 | 99470.2389 | 99470.2389 | 0 | 0 | 0 | 327923.8648
2042 | 6175723.8817 | 1.613% | 331482.3454 | 1.085% | 231487.8678 | 0 | 0 | 0 | 9944.4704 | 9944.4704 | 9944.4704 | 100549.6437 | 100549.6437 | 100549.6437 | 0 | 0 | 0 | 331482.3421
2043 | 6113966.6428 | -1% | 0 | 0 | 0 | 0 | 0 | 0 | 0 | 0 | 0 | 0 | 0 | 0 | 0 | 0 | 0 | 0
2044 | 5928694.9264 | -3.03% | 0 | 0 | 0 | 0 | 0 | 0 | 0 | 0 | 0 | 0 | 0 | 0 | 0 | 0 | 0 | 0
2045 | 5743423.2099 | -3.125% | 0 | 0 | 0 | 0 | 0 | 0 | 0 | 0 | 0 | 0 | 0 | 0 | 0 | 0 | 0 | 0
2046 | 5249365.2994 | -8.602% | 0 | 0 | 0 | 0 | 0 | 0 | 0 | 0 | 0 | 0 | 0 | 0 | 0 | 0 | 0 | 0
2047 | 4817064.6277 | -8.235% | 0 | 0 | 0 | 0 | 0 | 0 | 0 | 0 | 0 | 0 | 0 | 0 | 0 | 0 | 0 | 0
2048 | 4323006.7172 | -0.10256 | 0 | 0 | 0 | 0 | 0 | 0 | 0 | 0 | 0 | 0 | 0 | 0 | 0 | 0 | 0 | 0
2049 | 3828948.8066 | -0.11429 | 0 | 0 | 0 | 0 | 0 | 0 | 0 | 0 | 0 | 0 | 0 | 0 | 0 | 0 | 0 | 0
2050 | 3334890.8961 | -0.12903 | 0 | 0 | 0 | 0 | 0 | 0 | 0 | 0 | 0 | 0 | 0 | 0 | 0 | 0 | 0 | 0
2051 | 2840832.9856 | -0.14815 | 0 | 0 | 0 | 0 | 0 | 0 | 0 | 0 | 0 | 0 | 0 | 0 | 0 | 0 | 0 | 0
2052 | 2346775.075 | -0.17391 | 0 | 0 | 0 | 0 | 0 | 0 | 0 | 0 | 0 | 0 | 0 | 0 | 0 | 0 | 0 | 0
2053 | 1914474.4033 | -0.18421 | 0 | 0 | 0 | 0 | 0 | 0 | 0 | 0 | 0 | 0 | 0 | 0 | 0 | 0 | 0 | 0
2054 | 1543930.9704 | -0.19355 | 0 | 0 | 0 | 0 | 0 | 0 | 0 | 0 | 0 | 0 | 0 | 0 | 0 | 0 | 0 | 0
2055 | 1235144.7763 | -0.2 | 0 | 0 | 0 | 0 | 0 | 0 | 0 | 0 | 0 | 0 | 0 | 0 | 0 | 0 | 0 | 0
2056 | 926358.5822 | -0.25 | 0 | 0 | 0 | 0 | 0 | 0 | 0 | 0 | 0 | 0 | 0 | 0 | 0 | 0 | 0 | 0
2057 | 741086.8658 | -0.2 | 0 | 0 | 0 | 0 | 0 | 0 | 0 | 0 | 0 | 0 | 0 | 0 | 0 | 0 | 0 | 0
2058 | 555815.1493 | -0.25 | 0 | 0 | 0 | 0 | 0 | 0 | 0 | 0 | 0 | 0 | 0 | 0 | 0 | 0 | 0 | 0
2059 | 432300.6717 | -0.22222 | 0 | 0 | 0 | 0 | 0 | 0 | 0 | 0 | 0 | 0 | 0 | 0 | 0 | 0 | 0 | 0
2060 | 308786.1941 | -0.28571 | 0 | 0 | 0 | 0 | 0 | 0 | 0 | 0 | 0 | 0 | 0 | 0 | 0 | 0 | 0 | 0
2061 | 247028.9553 | -0.2 | 0 | 0 | 0 | 0 | 0 | 0 | 0 | 0 | 0 | 0 | 0 | 0 | 0 | 0 | 0 | 0
2062 | 185271.7164 | -0.25 | 0 | 0 | 0 | 0 | 0 | 0 | 0 | 0 | 0 | 0 | 0 | 0 | 0 | 0 | 0 | 0
[6 empty] | 0 | 0 | 0 | 265880.6222 | 265880.6222 | 265880.6222 | 2688348.4842 | 2688348.4842 | 2688348.4842 | 0 | 0 | 0 | 8862687.3194
Note on A11: Angie Lee: backcasted, same as 2006

## 2010 Fed Std Shipment
United States |  | Number of New Units
1 | 2 | 3 | 4 | 5 | 6 | 7 | 8 | 9 | 10 | 11 | 12 | 13 | 14 | 15 | 16 | 17 | 18 | 19
|  | Solid Door Fridge | Solid Door Freezer | Glass Door Fridge | Glass Door Freezer | Chest Fridge | Chest Freezer | Self-Contained Ice Maker <200 lb/day | Self-Contained Ice Maker >200 lb/day | Not Self-Contained Ice Maker | Beverage Vending Machine | Total Units Fridge and Freezers | Ice-Maker | BVM | Total | Fridge and Frz Percentage | Ice-Maker Percentage | BVM Percentage
2005 | 2.3% | 250150.8544 | 22941.273 | 104682.6191 | 6745.1371 | 25.1654 | 3748.7865 | 73105.6416 | 37871.152 | 25983.8264 | 232630.4621 | 388293.8354 | 136960.62 | 232630.4621 | 757884.9175 | 51.23% | 18.07% | 30.69%
2006 | 2.3% | 256040.0896 | 23481.3733 | 107147.1342 | 6903.936 | 25.7579 | 3837.0432 | 74826.7484 | 38762.7425 | 26595.5567 | 238107.2194 | 397435.3343 | 140185.0476 | 238107.2194 | 775727.6012 | 52.44% | 18.5% | 31.42%
2007 | 2.248% | 262067.9736 | 24034.189 | 109669.6708 | 7066.4736 | 26.3643 | 3927.3777 | 76588.3747 | 39675.3235 | 27221.6888 | 243712.9145 | 406792.049 | 143485.387 | 243712.9145 | 793990.3505 | 53.67% | 18.93% | 32.16%
2008 | 2.199% | 268095.8576 | 24587.0048 | 112192.2074 | 7229.0111 | 26.9707 | 4017.7122 | 78350.001 | 40587.9045 | 27847.821 | 249318.6097 | 416148.7637 | 146785.7264 | 249318.6097 | 812253.0998 | 54.91% | 19.37% | 32.9%
2009 | 2.152% | 274123.7415 | 25139.8205 | 114714.744 | 7391.5487 | 27.5771 | 4108.0467 | 80111.6273 | 41500.4854 | 28473.9531 | 254924.3048 | 425505.4785 | 150086.0658 | 254924.3048 | 830515.8492 | 56.14% | 19.8% | 33.64%
2010 | 2.106% | 280151.6255 | 25692.6363 | 117237.2805 | 7554.0862 | 28.1836 | 4198.3811 | 81873.2536 | 42413.0664 | 29100.0853 | 260530 | 434862.1932 | 153386.4053 | 260530 | 848778.5985 | 57.38% | 20.24% | 34.38%
2011 | 2.093% | 286052.5424 | 26233.8079 | 119706.6842 | 7713.2002 | 28.7772 | 4286.8129 | 83597.7742 | 43306.4254 | 29713.029 | 257801.8054 | 444021.8247 | 156617.2287 | 257801.8054 | 858440.8588 | 58.59% | 20.67% | 34.02%
2012 | 2.101% | 292040.312 | 26782.9448 | 122212.4338 | 7874.656 | 29.3796 | 4376.5462 | 85347.6773 | 44212.9334 | 30334.9944 | 255745.2416 | 453316.2725 | 159895.605 | 255745.2416 | 868957.1191 | 59.81% | 21.1% | 33.74%
2013 | 1.846% | 298174.658 | 27345.5241 | 124779.5224 | 8040.0642 | 29.9967 | 4468.4762 | 87140.4167 | 45141.632 | 30972.185 | 255511.7465 | 462838.2417 | 163254.2337 | 255511.7465 | 881604.2218 | 61.07% | 21.54% | 33.71%
2014 | 1.621% | 303678.9102 | 27850.3177 | 127082.9306 | 8188.4824 | 30.5504 | 4550.9635 | 88749.0136 | 45974.9386 | 31543.9261 | 254543.3815 | 471382.1548 | 166267.8783 | 254543.3815 | 892193.4147 | 62.2% | 21.94% | 33.59%
2015 | 1.423% | 308602.9622 | 28301.9013 | 129143.5379 | 8321.2559 | 31.0458 | 4624.7558 | 90188.0492 | 46720.4069 | 32055.4004 | 253782.0492 | 479025.459 | 168963.8564 | 253782.0492 | 901771.3646 | 63.21% | 22.29% | 33.49%
2016 | 1.251% | 312994.988 | 28704.6929 | 130981.5038 | 8439.6837 | 31.4876 | 4690.5752 | 91471.6021 | 47385.33 | 32511.6116 | 253369.8902 | 485842.9313 | 171368.5437 | 253369.8902 | 910581.3652 | 64.11% | 22.61% | 33.43%
2017 | 1.108% | 316909.558 | 29063.6972 | 132619.6651 | 8545.2373 | 31.8814 | 4749.2393 | 92615.6204 | 47977.9695 | 32918.2283 | 255939.088 | 491919.2784 | 173511.8182 | 255939.088 | 921370.1846 | 64.91% | 22.89% | 33.77%
2018 | 0.9971% | 320419.9409 | 29385.6335 | 134088.683 | 8639.8922 | 32.2346 | 4801.8463 | 93641.5165 | 48509.4178 | 33282.861 | 257631.8698 | 497368.2306 | 175433.7953 | 257631.8698 | 930433.8957 | 65.63% | 23.15% | 33.99%
2019 | 0.9066% | 323614.6915 | 29678.6233 | 135425.6157 | 8726.0364 | 32.556 | 4849.7231 | 94575.1703 | 48993.0815 | 33614.7081 | 259930.5073 | 502327.246 | 177182.9599 | 259930.5073 | 939440.7132 | 66.28% | 23.38% | 34.3%
2020 | 0.8498% | 326548.4796 | 29947.6803 | 136653.3413 | 8805.1438 | 32.8511 | 4893.6892 | 95432.5588 | 49437.2372 | 33919.4484 | 263067.3174 | 506881.1854 | 178789.2443 | 263067.3174 | 948737.7471 | 66.88% | 23.59% | 34.71%
2021 | 0.8284% | 329323.6056 | 30202.1864 | 137814.6704 | 8879.9731 | 33.1303 | 4935.2775 | 96243.5789 | 49857.3725 | 34207.708 | 267684.4638 | 511188.8434 | 180308.6594 | 267684.4638 | 959181.9666 | 67.45% | 23.79% | 35.32%
2022 | 0.8296% | 332051.6076 | 30452.3708 | 138956.2791 | 8953.5317 | 33.4048 | 4976.1596 | 97040.8272 | 50270.3736 | 34491.0728 | 271283.9531 | 515423.3536 | 181802.2735 | 271283.9531 | 968509.5802 | 68.01% | 23.99% | 35.79%
2023 | 0.8439% | 334806.2152 | 30704.9952 | 140109.0217 | 9027.8077 | 33.6819 | 5017.4405 | 97845.8508 | 50687.4026 | 34777.2011 | 272866.6322 | 519699.1621 | 183310.4545 | 272866.6322 | 975876.2488 | 68.57% | 24.19% | 36%
2024 | 0.8621% | 337631.6754 | 30964.1174 | 141291.4145 | 9103.9942 | 33.9661 | 5059.7831 | 98671.5809 | 51115.1583 | 35070.689 | 274873.3848 | 524084.9507 | 184857.4282 | 274873.3848 | 983815.7637 | 69.15% | 24.39% | 36.27%
2025 | 0.8813% | 340542.2428 | 31231.0448 | 142509.4228 | 9182.4756 | 34.2589 | 5103.4012 | 99522.1832 | 51555.7985 | 35373.0173 | 277544.7326 | 528602.8461 | 186450.999 | 277544.7326 | 992598.5777 | 69.75% | 24.6% | 36.62%
2026 | 0.8995% | 343543.2877 | 31506.2699 | 143765.294 | 9263.3966 | 34.5608 | 5148.3751 | 100399.2272 | 52010.1365 | 35684.7438 | 280538.2272 | 533261.1841 | 188094.1075 | 280538.2272 | 1001893.5188 | 70.36% | 24.82% | 37.02%
2027 | 0.9175% | 346633.6244 | 31789.6839 | 145058.5318 | 9346.7253 | 34.8717 | 5194.6872 | 101302.3664 | 52477.9926 | 36005.7451 | 283136.2518 | 538058.1243 | 189786.1042 | 283136.2518 | 1010980.4804 | 70.99% | 25.04% | 37.36%
2028 | 0.9366% | 349814.0473 | 32081.3597 | 146389.4686 | 9432.4831 | 35.1917 | 5242.3494 | 102231.833 | 52959.4872 | 36336.104 | 286107.2169 | 542994.8998 | 191527.4242 | 286107.2169 | 1020629.5409 | 71.65% | 25.27% | 37.75%
2029 | 0.9532% | 353090.5626 | 32381.8481 | 147760.6181 | 9520.8319 | 35.5213 | 5291.4516 | 103189.3822 | 53455.5295 | 36676.4443 | 289329.3612 | 548080.8337 | 193321.356 | 289329.3612 | 1030731.551 | 72.32% | 25.51% | 38.18%
2030 | 0.9683% | 356456.1208 | 32690.5026 | 149169.03 | 9611.5818 | 35.8599 | 5341.8882 | 104172.9539 | 53965.0523 | 37026.0336 | 292615.9485 | 553304.9833 | 195164.0399 | 292615.9485 | 1041084.9717 | 73.01% | 25.75% | 38.61%
2031 | 0.9816% | 359907.6467 | 33007.0412 | 150613.4175 | 9704.6497 | 36.2071 | 5393.6131 | 105181.6493 | 54487.5901 | 37384.5527 | 295718.2675 | 558662.5754 | 197053.792 | 295718.2675 | 1051434.6349 | 73.71% | 26% | 39.02%
2032 | 1.024% | 363440.6006 | 33331.0476 | 152091.8809 | 9799.9132 | 36.5625 | 5446.5583 | 106214.1417 | 55022.4554 | 37751.5299 | 298732.6329 | 564146.5631 | 198988.127 | 298732.6329 | 1061867.323 | 74.44% | 26.26% | 39.42%
2033 | 1.069% | 367162.9887 | 33672.4268 | 153649.6182 | 9900.2847 | 36.937 | 5502.3424 | 107301.9955 | 55585.9999 | 38138.1841 | 301807.2856 | 569924.5979 | 201026.1796 | 301807.2856 | 1072758.0631 | 75.2% | 26.52% | 39.82%
2034 | 1.115% | 371086.9683 | 34032.294 | 155291.7172 | 10006.092 | 37.3318 | 5561.1476 | 108448.7638 | 56180.0639 | 38545.7782 | 304893.4313 | 576015.551 | 203174.6059 | 304893.4313 | 1084083.5882 | 76% | 26.81% | 40.23%
2035 | 1.162% | 375223.4312 | 34411.648 | 157022.7358 | 10117.6288 | 37.7479 | 5623.137 | 109657.6294 | 56806.2965 | 38975.4435 | 307991.3 | 582436.3286 | 205439.3694 | 307991.3 | 1095866.998 | 76.85% | 27.11% | 40.64%
2036 | 1.209% | 379582.1477 | 34811.3848 | 158846.7626 | 10235.1584 | 38.1864 | 5688.4572 | 110931.4478 | 57466.1768 | 39428.1948 | 311151.126 | 589202.0971 | 207825.8194 | 311151.126 | 1108179.0425 | 77.74% | 27.42% | 41.06%
2037 | 1.257% | 384171.8971 | 35232.3096 | 160767.4715 | 10358.9177 | 38.6481 | 5757.2397 | 112272.7847 | 58161.0339 | 39904.9441 | 314374.1485 | 596326.4837 | 210338.7628 | 314374.1485 | 1121039.3951 | 78.68% | 27.75% | 41.48%
2038 | 1.305% | 389000.584 | 35675.1473 | 162788.1706 | 10489.1197 | 39.1339 | 5829.6029 | 113683.9502 | 58892.0645 | 40406.5125 | 317661.6315 | 603821.7583 | 212982.5273 | 317661.6315 | 1134465.9171 | 79.67% | 28.1% | 41.91%
2039 | 1.352% | 394075.3429 | 36140.5522 | 164911.8453 | 10625.9569 | 39.6444 | 5905.6537 | 115167.0293 | 59660.3488 | 40933.6411 | 321014.8642 | 611698.9954 | 215761.0192 | 321014.8642 | 1148474.8788 | 80.71% | 28.47% | 42.36%
2040 | 1.399% | 399402.6326 | 36629.1166 | 167141.1986 | 10769.6035 | 40.1803 | 5985.489 | 116723.9096 | 60466.8645 | 41487.0006 | 324435.1615 | 619968.2207 | 218677.7748 | 324435.1615 | 1163081.1571 | 81.8% | 28.85% | 42.81%
2041 | 1.444% | 404988.3208 | 37141.3787 | 169478.686 | 10920.2175 | 40.7423 | 6069.1967 | 118356.3059 | 61312.5 | 42067.2007 | 327923.8648 | 628638.542 | 221736.0067 | 327923.8648 | 1178298.4135 | 82.95% | 29.26% | 43.27%
2042 | 1.489% | 410837.7594 | 37677.8293 | 171926.5472 | 11077.9434 | 41.3307 | 6156.857 | 120065.7822 | 62198.0656 | 42674.7973 | 331482.3421 | 637718.267 | 224938.6451 | 331482.3421 | 1194139.2542 | 84.14% | 29.68% | 43.74%
Average Growth | 1.348%
Note on D4: Angie Lee: Shipment data from 2005-2009 backcasted from 2010 using the growth rate in the NIA model

## 2010 Fed Std Market Share
Source: http://www1.eere.energy.gov/buildings/appliance_standards/commercial/pdfs/cre_nopr_tsd_chp_3.pdf
Chapter 3 of Commercial Refrigeration Equipment NOPR TSD
3.2.6 Shipments
As part of its comments on the Framework Document (ARI, No. 7 Exhibit B at p. 1), ARI
submitted annual shipment data by equipment class for its member companies. DOE
understands that these data do not include the entire industry, since ARI does not represent all
major manufacturers.(Most notably, True Manufacturing, which DOE understands has a large market share of self-contained equipment with doors and ice-cream freezers.) However, because these data cover the vast majority of the remote
condensing equipment sold, and because no other detailed data were available, the ARI shipment
data became the basis of DOE’s analysis.
Table 3.2.6 shows 2005 annual shipments for each category of commercial refrigeration
equipment by equipment class. The ARI data included shipments for equipment that operates at
an “application” temperature (e.g., wine chillers that operate at 45°F and freezers that operate at -
30°F). However, DOE only considered shipments of equipment at the three temperatures
considered in this rulemaking (38°F, 0°F, and -15°F; see section 3.2.5). The shipments of
equipment that operate at one of these three temperatures constitute approximately 98 percent of
the shipments ARI reported.
Table 3.2.6 Air-Conditioning and Refrigeration Institute Shipments of Commercial
Refrigerators and Freezers by Equipment Class
EquipmentFamily | EquipmentFamilyDesignation | OperatingModeDesignation |  | TemperatureDesignation | EquipmentClassDesignation | ARIShipments**
VerticalOpen | VOP | RC | VOP.RC.M | M(38°F) | VOP.RC.M | 38743 | 10 | 387430 | 26.11%
|  |  | VOP.RC.L | L(0°F) | VOP.RC.L | 0 | 10 | 0 | 0%
|  |  | VOP.RC.I | I(-15°F) | VOP.RC.I | 0 |  | 0 | 0%
|  | SC | VOP.SC.M | M(38°F) | VOP.SC.M | 6512 | 4 | 26048 | 1.755%
|  |  | VOP.SC.L | L(0°F) | VOP.SC.L | 0 |  | 0 | 0%
|  |  | VOP.SC.I | I(-15°F) | VOP.SC.I | 0 |  | 0 | 0%
SemiverticalOpen | SVO | RC | SVO.RC.M | M(38°F) | SVO.RC.M | 29552 | 10 | 295520 | 19.92%
|  |  | SVO.RC.L | L(0°F) | SVO.RC.L | 0 |  | 0 | 0%
|  |  | SVO.RC.I | I(-15°F) | SVO.RC.I | 0 |  | 0 | 0%
|  | SC | SVO.SC.M | M(38°F) | SVO.SC.M | 9750 | 4 | 39000 | 2.628%
|  |  | SVO.SC.L | L(0°F) | SVO.SC.L | 0 |  | 0 | 0%
|  |  | SVO.SC.I | I(-15°F) | SVO.SC.I | 0 |  | 0 | 0%
HorizontalOpen | HZO | RC | HZO.RC.M | M(38°F) | HZO.RC.M | 4541 | 10 | 45410 | 3.06%
|  |  | HZO.RC.L | L(0°F) | HZO.RC.L | 14278 | 10 | 142780 | 9.622%
|  |  | HZO.RC.I | I(-15°F) | HZO.RC.I | 0 |  | 0 | 0%
|  | SC | HZO.SC.M | M(38°F) | HZO.SC.M | 838 | 4 | 3352 | 0.2259%
|  |  | HZO.SC.L | L(0°F) | HZO.SC.L | 1738 | 4 | 6952 | 0.4685%
|  |  | HZO.SC.I | I(-15°F) | HZO.SC.I | 0 |  | 0 | 0%
VerticalClosedTransparent | VCT | RC | VCT.RC.M | M(38°F) | VCT.RC.M | 2767 | 10 | 27670 | 1.865% | Refrigerated Display Cases
|  |  | VCT.RC.L | L(0°F) | VCT.RC.L | 38483 | 10 | 384830 | 25.93% | Refrigerated Display Cases
|  |  | VCT.RC.I | I(-15°F) | VCT.RC.I | 0 |  | 0 | 0% | Refrigerated Display Cases
|  | SC |  | M(38°F) | VCT.SC.M* | 78861.8182 |  | 0 | 0% | Refrigerated Display Cases
|  |  |  | L(0°F) | VCT.SC.L* | 2874.4186 |  | 0 | 0% | Refrigerated Display Cases
|  |  | VCT.SC.I | I(-15°F) | VCT.SC.I | 2206.9767 | 5 | 11034.8837 | 0.7437% | Refrigerated Display Cases
VerticalClosedSolid | VCS | RC | VCS.RC.M | M(38°F) | VCS.RC.M | 49 | 5 | 245 | 0.01651% | Refrigerators
|  |  | VCS.RC.L | L(0°F) | VCS.RC.L | 2 | 5 | 10 | 0.0006739% | Freezers
|  |  | VCS.RC.I | I(-15°F) | VCS.RC.I | 43 | 5 | 215 | 0.01449% | Freezers
|  | SC |  | M(38°F) | VCS.SC.M* | 4.6512 |  | 0 | 0% | Refrigerators
|  |  |  | L(0°F) | VCS.SC.L* | 4886.0465 |  | 0 | 0% | Freezers
|  |  | VCS.SC.I | I(-15°F) | VCS.SC.I | 546.5116 | 5 | 2732.5581 | 0.1842% | Freezers
HorizontalClosedTransparent | HCT | RC | HCT.RC.M | M(38°F) | HCT.RC.M | 0 | 5 | 0 | 0% | Refrigerated Display Cases
|  |  | HCT.RC.L | L(0°F) | HCT.RC.L | 15 | 5 | 75 | 0.005054% | Refrigerated Display Cases
|  |  | HCT.RC.I | I(-15°F) | HCT.RC.I | 0 | 5 | 0 | 0% | Refrigerated Display Cases
|  | SC |  | M(38°F) | HCT.SC.M* | 841.8605 |  | 0 | 0% | Refrigerated Display Cases
|  |  |  | L(0°F) | HCT.SC.L* | 0 |  | 0 | 0% | Refrigerated Display Cases
|  |  | HCT.SC.I | I(-15°F) | HCT.SC.I | 10530.2326 | 3.4 | 35802.7907 | 2.413% | Refrigerated Display Cases
HorizontalClosedSolid | HCS | RC | HCS.RC.M | M(38°F) | HCS.RC.M | 37 | 5 | 185 | 0.01247% | Refrigerators
|  |  | HCS.RC.L | L(0°F) | HCS.RC.L | 0 |  | 0 | 0% | Freezers
|  |  | HCS.RC.I | I(-15°F) | HCS.RC.I | 0 |  | 0 | 0% | Freezers
|  | SC |  | M(38°F) | HCS.SC.M* | 46233.7209 |  | 0 | 0% | Refrigerators
|  |  |  | L(0°F) | HCS.SC.L* | 4777.907 |  | 0 | 0% | Freezers
|  |  | HCS.SC.I | I(-15°F) | HCS.SC.I | 0 |  | 0 | 0% | Freezers
ServiceOverCounter | SOC | RC | SOC.RC.M | M(38°F) | SOC.RC.M | 9312 | 8 | 74496 | 5.02% | Refrigerated Display Cases
|  |  | SOC.RC.L | L(0°F) | SOC.RC.L | 9 | 8 | 72 | 0.004852% | Refrigerated Display Cases
|  |  | SOC.RC.I | I(-15°F) | SOC.RC.I | 0 |  | 0 | 0% | Refrigerated Display Cases
|  | SC |  | M(38°F) | SOC.SC.M* | 1108 |  | 0 | 0% | Refrigerated Display Cases
|  |  |  | L(0°F) | SOC.SC.L* | 0 |  | 0 | 0% | Refrigerated Display Cases
|  |  | SOC.SC.I | I(-15°F) | SOC.SC.I | 0 |  | 0 | 0% | Refrigerated Display Cases
* These equipment classes have standards established by EPACT 2005 and are therefore not covered under this rulemaking. |  |  |  |  | total | 309541.1438 |  | 1483860.2326
** Source: ARI, No. 7 Exhibit B at p. 1. |  |  |  |  | out of scope | 139588.4228
[5 empty] | in scope | 169952.7209
3.2.6.1 Appliance Magazine Data
Appliance Magazine publishes historical and forecasted shipments of refrigerated display
cases, shown in Table 3.2.7 and Table 3.2.8.(As mentioned earlier, Appliance Magazine describes the data as representing refrigerated display cases but does not provide a precise definition of the equipment. It is unclear what types of equipment this term covers–whether it is equipment that is self-contained or remote condensing, or equipment with doors or without doors.) For this rulemaking, only the self-contained
equipment without doors and all remote condensing equipment are applicable.
Table 3.2.7 Historical Shipments of Refrigerated Display Cases
Year | Unit Shipments
1996 | 316500
1997 | 324000
1998 | 302625
1999 | 340453
2000 | 347262
2001 | 175000
2002 | 183300
2003 | 191549
2004 | 185000
2005 | 170000
Source: Appliance Magazine, “53rd Annual Statistical Review,” May 2006.
Table 3.2.8 Statistical Forecasts of Refrigerated Display-Case Shipments
Year | Unit Shipments
2007 | 181000
2008 | 185000
Source: Appliance Magazine, “54th Appliance Industry Forecasts,” January 2006.
It is unclear what is responsible for the sharp decline in unit shipments between 2000 and
2001 reported by Appliance Magazine. A similar decline is reported in other market literature,
followed by an increase in shipments predicted by 2008.21 DOE believes that some fraction of
the observed decline in shipments is the result of a general slowdown in the U.S. economy in the
second and third quarters of 2001. Financial reports by CRE manufacturers discuss depressed
investment and uncertainty in the retail food industry between 2000 and 2005 as contributing
factors to low sales of commercial refrigeration equipment. There may be other explanations,
including possible changes in what equipment Appliance Magazine included in “refrigerated
display cases.”
Source: Appliance Magazine. January 2008. page 38
2008 APPLIANCE Statistical Forecast (Unit Shipments, Including Imports)
Commercial Appliances | 2006 Actual | 2007 Projected | 2008 Forecast | 2008 vs. 2007 % change | 2009 Forecast | 2010 Forecast | total |  | group | 2010 Forecast (units/year) |  | Market Share
Deep Fryers | 149500 | 153550 | 155853 | 1.5% | 158970 | 163739 |  |  | 46233.7209 | 280151.6255 | Solid Door Fridge | 64.42%
Freezers | 51500 | 52014 | 54054 | 3.92% | 54115 | 55197 | 10255.4651 |  | 5432.5581 | 25692.6363 | Solid Door Freezer | 5.908%
Ice Makers | 197880 | 195000 | 198510 | 1.8% | 201049 | 205069 |  |  | 78861.8182 | 117237.2805 | Glass Door Fridge | 26.96%
Refrigerated Display Cases | 180540 | 184000 | 187680 | 2% | 191433 | 195262 | 147009.3066 |  | 5081.3953 | 7554.0862 | Glass Door Freezer | 1.737%
Refrigerators | 307000 | 309375 | 315253 | 1.9% | 321558 | 327989 | 46324.3721 |  | 4.6512 | 28.1836 | Chest Fridge | 0.006481%
Water Heaters, Electric | 63170 | 63000 | 64260 | 2% | 65930 | 67908 |  |  | 4777.907 | 4198.3811 | Chest Freezer | 0.9655%
Water Heaters, Gas* | 84653 | 85000 | 85200 | 0.24% | 83404 | 85072
*Does not include copper-tube or coil-type water heaters.
Source: Appliance Magazine. May 2008. page 42
Commercial Appliances (Unit Shipments)
PRODUCT | 1998 | 1999 | 2000 | 2001 | 2002 | 2003 | 2004 | 2005 | 2006 | 2007 | 2008 Forecast | 2009 Forecast | 2010 Forecast | Average
Freezers | 38150 | 42278 | 44437 | 46659 | 50122 | 49000 | 45000 | 48000 | 51500 | 52014 | 54054 | 54115 | 55197 | 48502
Ice Makers | 190000 | 200000 | 200000 | 190000 | 186000 | 179000 | 185000 | 194000 | 197880 | 195000 | 198510 | 201049 | 205069 | 193962.1538
Refrigerated Display Cases | 302625 | 340453 | 347262 | 175000 | 183300 | 191549 | 185000 | 177000 | 180540 | 184000 | 187680 | 191433 | 195262 | 218546.4615
Refrigerators | 233750 | 233750 | 245437 | 260000 | 263000 | 268000 | 275000 | 289000 | 307000 | 309375 | 315253 | 321558 | 327989 | 280700.9231
Exports not included
Table 10.3.3 Equipment Linear Dimensions Assumed for Shipments Analysis
Equipment Classa | Assumed Length (ft) | Basis
VOP.RC.M | 10 | Average of 8 ft and 12 ft, Manufacturer Interviews
VOP.RC.L | 10 | Average of 8 ft and 12 ft, Manufacturer Interviews
VOP.SC.M | 4 | Baseline Equipment used for Engineering Analysis
SVO.RC.M | 10 | Average of 8 ft and 12 ft, Manufacturer Interviews
SVO.SC.M | 4 | Baseline Equipment Used for Engineering Analysis
HZO.RC.M | 10 | Average of 8 ft and 12 ft, Manufacturer Interviews
HZO.RC.L | 10 | Average of 8 ft and 12 ft, Manufacturer Interviews
HZO.SC.M | 4 | Baseline Equipment Used for Engineering Analysis
HZO.SC.L | 4 | Baseline Equipment Used for Engineering Analysis
VCT.RC.M | 10 | Average of 3 door and 5 door (30" per door), MFG Interviews
VCT.RC.L | 10 | Average of 3 door and 5 door (30" per door), MFG Interviews
VCT.SC.I | 5 | Baseline Equipment Used for Engineering Analysis
VCS.RC.M | 5 | Engineering Estimate
VCS.RC.L | 5 | Engineering Estimate
VCS.RC.I | 5 | Engineering Estimate
VCS.SC.I | 5 | Baseline Equipment Used for Engineering Analysis
HCT.RC.M | 5 | Engineering Estimate
HCT.RC.L | 5 | Engineering Estimate
HCT.RC.I | 5 | Engineering Estimate
HCT.SC.I | 3.4 | Baseline Equipment Used for Engineering Analysis
HCS.RC.M | 5 | Engineering Estimate
SOC.RC.M | 8 | Average of 4 ft, 8ft, 12 ft, all common equipment lengths
SOC.RC.L | 8 | Average of 4 ft, 8ft, 12 ft all common equipment lengths
* Equipment class designations consist of a combination (in sequential order separated by periods) of a equipment family code (VOP=vertical open, SVO=semivertical open, HZO=horizontal open, VCT=vertical transparent doors, VCS=vertical solid doors, HCT=horizontal transparent doors, HCS=horizontal solid doors, or SOC=service over counter), an operating mode code (RC=remote condensing or SC=selfcontained),
and a rating temperature code (M=medium temperature (38°F), L=low temperature (0°F), or I=icecream
temperature (15°
F)). For example, "VOP.RC.M refers to the "vertical open, remote condensing, medium temperature" equipment class. See chapter 3, market and technology assessment, for a more detailed explanation of the equipment class terminology
Source: ADL 1996 Report | 0.14
Source: 5th plan
Source: ACEEE Nadel 2002
0 | Approximate Annual Sales in US 2001 | Average volume
Refrigerators
One-door | 43000 | 24
Two-door | 94000 | 48
Three-door | 7000 | 72
Subtotal | 144000 | 42
Freezers
One-door | 49000 | 24
Two-door | 36000 | 48
Three-door | 4000 | 72
Subtotal | 89000 | 35.8652
Beverage Merchandizers
One-door | 47000 | 24
Two-door | 42000 | 48
Three-door | 5000 | 72
Subtotal | 94000 | 37.2766
Ice Makers
Self Contained | 212093
Head and Remote | 115237
Subtotal | 327330
2001 US Population (million) | 285.3176
Ice making Equipment | Approximate Annual Sales in US 2001 | Market Share | Weighted Market Share
Self-contained cubers <200 lbs/day | 124326 | 42.21% | 53.38%
Self-contained cubers >200 lbs/day | 64405 | 21.87% | 27.65%
Not self-contained cubers | 44189 | 15% | 18.97%
Self-contained flakers <300 lbs/day | 3421 | 1.161%
Self-contained falkers >300 lbs/day | 8688 | 2.95%
Ice & Drink Dispensers | 49506 | 16.81%
Total | 294535 | 100%
Source: Census Bureau 2002
Note: In this context, it is not clear whether "self-contained" means having the compressor/condenser unit AND the ice bin, or whether it could also include equipment that has self-contained refrigeration but not the storage bin. This is important because ARI classifies systems as "self-contained" by having both self-contained refrigeration and storage. Other ARI categories are "ice-making head", which includes just self-contained refrigeration (no bin), and "remote condenser", which includes just the ice-making head without the compressor and condenser coil.

## Notes
Notes:
The 6P captured the 2010 and 2012 Fed Standards, shipment data sourced from the CRE NOPR workbook which was finalized to the NIA workbook.
LCC Model includes installed costs per linear foot, energy use per linear foot, energy prices, and other operating costs per linear foot
Shipment data sourced from ARI data, calculated by linear feet shipped by year and market shares by equipment, this gives the linear feet shipped by equipment class, and efficiency level by year
The stock of linear feet by year is calculated by market shares by equipment class and efficiency by year
This workbook follows the product classes mapping from the 6P
Commercial solid door and glass door refrigerators and freezers volume updated with RTF UES workbook data completed in 2012
Beverage machine assumptions have been updated according to the DOE final rule. 6P assumed baseline at TSL4, the final rule standard level is at TSL6 for class A and TSL3 for class B beverage machines