## Results-Total
BPA Appliance Standards Impact Analysis
Summary
[14 empty] | Standard Effective Year | 2011 & 2013 & 2014
[14 empty] | Cumulative Savings (MWa, through 2034) | 0.41741
[14 empty] | 6th Plan One-time Adjustment (MWa) | 0
[14 empty] | Claimable Non Programmatic Savings (aMW) Due to Standard | 0.0038001
| Unit Energy Consumption (kWh/year) | [5 empty] | Stock and Shipments |  |  | First Year Energy Consumption |  | Total Energy Consumption of Stock (kWh) |  |  | Total Energy Consumption of Stock (aMW) |  |  | Savings (aMW)
Year | Council's Pre-case Shipment UEC | Model Pre-case Shipment UEC | Model Post-case Shipment UEC | Model Weighted Pre-case Installed UEC | Model Weighted Post-case Installed UEC | Council's Shipments | Model Shipments | Model Installed Stock (at Year End) | Council Shipment * UEC (5P/6P) | Model Shipments * Model Pre-Case UEC | Model Shipments * Model Post-Case UEC | Modeled Pre-case Consumption (Installed UEC * Stock) | Modeled Post-case Consumption (Installed UEC* Stock) | Year | Modeled Pre-case Consumption (Installed UEC * Stock) | Modeled Post-case Consumption (Installed UEC* Stock) | One-time Adjustment |  | PNW Cumulative Savings | DOE Carbon Savings Proxy | Annual Savings Due to Standard Before Program Adjustments | Program Savings | Annual Non-programmatic Savings Due to Standard
2005 | NA | 33577.7141 | 33577.7141 | 26794.242 | 26794.242 | NA | 45.9594 | 618.9619 | NA | 1543210.6569 | 1543210.6569 | 16584614.765 | 16584614.765 | 2005 | 1.8932 | 1.8932 | TBD | 2005 | 0 |  | 0
2006 | NA | 32785.858 | 32785.858 | 27450.4612 | 27450.4612 | NA | 68.0338 | 604.65 | NA | 2230548.0114 | 2230548.0114 | 16597921.6543 | 16597921.6543 | 2006 | 1.8947 | 1.8947 | TBD | 2006 | 0 | 0 | 0
2007 | NA | 32041.502 | 32041.502 | 28193.2707 | 28193.2707 | NA | 70.6383 | 594.482 | NA | 2263357.7505 | 2263357.7505 | 16760391.6409 | 16760391.6409 | 2007 | 1.9133 | 1.9133 | TBD | 2007 | 0 | 0 | 0
2008 | NA | 33569.8338 | 33569.8338 | 29084.0837 | 29084.0837 | NA | 74.3545 | 588.6378 | NA | 2496066.5455 | 2496066.5455 | 17119991.3898 | 17119991.3898 | 2008 | 1.9543 | 1.9543 | TBD | 2008 | 0 | 0 | 0
2009 | NA | 31985.055 | 31985.055 | 29722.2933 | 29722.2933 | NA | 33.9534 | 542.4011 | NA | 1086001.3431 | 1086001.3431 | 16121403.1752 | 16121403.1752 | 2009 | 1.8403 | 1.8403 | TBD | 2009 | 0 | 0 | 0
2010 | NA | 33501.1086 | 33501.1086 | 30243.7444 | 30243.7444 | NA | 60.3812 | 592.4211 | NA | 2022836.9438 | 2022836.9438 | 17917033.4151 | 17917033.4151 | 2010 | 2.0453 | 2.0453 | TBD | 2010 | 0 | 0 | 0
2011 | NA | 33891.3435 | 33891.3435 | 30912.6126 | 30912.6126 | NA | 58.3842 | 558.8531 | NA | 1978717.8645 | 1978717.8645 | 17275608.0431 | 17275608.0431 | 2011 | 1.9721 | 1.9721 | TBD | 2011 | 0 | 0 | 0
2012 | NA | 34283.0335 | 34283.0335 | 31586.3262 | 31586.3262 | NA | 56.4335 | 528.0955 | NA | 1934709.8679 | 1934709.8679 | 16680598.2576 | 16680598.2576 | 2012 | 1.9042 | 1.9042 | TBD | 2012 | 0 | 0 | 0
2013 | NA | 34683.691 | 34681.4159 | 32316.0279 | 32315.7623 | NA | 54.6756 | 500.9992 | NA | 1896353.1326 | 1896228.7406 | 16190304.6773 | 16190171.5953 | 2013 | 1.8482 | 1.8482 | TBD | 2013 | 1.5192e-05 | 1.5192e-05 | 1.42e-05
2014 | NA | 35010.7958 | 34385.2246 | 32965.3443 | 32890.8583 | NA | 53.0152 | 478.2009 | NA | 1856104.7039 | 1822939.9182 | 15764057.2595 | 15728437.9953 | 2014 | 1.7995 | 1.7955 | TBD | 2014 | 0.0040661 | 0.0040813 | 0.0037859
2015 | NA | 35356.0842 | 34723.9751 | 33527.1027 | 33379.1869 | NA | 51.3104 | 456.3359 | NA | 1814134.4076 | 1781700.6433 | 15299621.0897 | 15232121.7805 | 2015 | 1.7465 | 1.7388 | TBD | 2015 | 0.0077054 | 0.011787 | 0.0037025
2016 | NA | 35668.5194 | 35030.6927 | 33937.9943 | 33720.939 | NA | 49.7044 | 440.3657 | NA | 1772882.4164 | 1741179.6209 | 14945128.317 | 14849544.6071 | 2016 | 1.7061 | 1.6952 | TBD | 2016 | 0.010911 | 0.022698 | 0.003619
2017 | NA | 35973.268 | 35329.8878 | 34344.0568 | 34061.2515 | NA | 48.0938 | 424.3905 | NA | 1730089.3842 | 1699146.8142 | 14575291.8525 | 14455271.9771 | 2017 | 1.6638 | 1.6501 | TBD | 2017 | 0.013701 | 0.036399 | 0.0035323
2018 | NA | 36269.9687 | 35621.4652 | 34702.4443 | 34358.5753 | NA | 46.5177 | 409.7805 | NA | 1687194.529 | 1657027.6553 | 14220384.512 | 14079473.7077 | 2018 | 1.6233 | 1.6072 | TBD | 2018 | 0.016086 | 0.052485 | 0.0034437
2019 | NA | 36508.4841 | 35855.6602 | 35017.3577 | 34616.193 | NA | 45.0916 | 395.1345 | NA | 1646224.5029 | 1616787.6576 | 13836565.4432 | 13678051.4411 | 2019 | 1.5795 | 1.5614 | TBD | 2019 | 0.018095 | 0.07058 | 0.0033604
2020 | NA | 36787.4542 | 36129.5953 | 35349.1532 | 34894.4459 | NA | 43.6276 | 380.8139 | NA | 1604947.1354 | 1576246.3515 | 13461447.6517 | 13288288.81 | 2020 | 1.5367 | 1.5169 | TBD | 2020 | 0.019767 | 0.090347 | 0.0032763
2021 | NA | 37020.4281 | 36358.4445 | 35685.1071 | 35180.3835 | NA | 42.3401 | 366.5448 | NA | 1567446.8021 | 1539418.3855 | 13080188.9035 | 12895185.117 | 2021 | 1.4932 | 1.4721 | TBD | 2021 | 0.021119 | 0.11147 | 0.0031996
2022 | NA | 37223.5633 | 36557.9658 | 35996.0092 | 35447.3378 | NA | 41.164 | 353.882 | NA | 1532271.9796 | 1504873.3052 | 12738341.3412 | 12544176.3599 | 2022 | 1.4541 | 1.432 | TBD | 2022 | 0.022165 | 0.13363 | 0.0031277
2023 | NA | 37432.3777 | 36763.1794 | 36295.9289 | 35710.5367 | NA | 40.037 | 342.9748 | NA | 1498680.986 | 1471888.2804 | 12448588.3772 | 12247813.5921 | 2023 | 1.4211 | 1.3982 | TBD | 2023 | 0.022919 | 0.15655 | 0.0030585
2024 | NA | 37646.131 | 36973.1315 | 36551.3621 | 35937.8058 | NA | 38.9532 | 333.9782 | NA | 1466435.6132 | 1440220.1566 | 12207358.6371 | 12002444.2099 | 2024 | 1.3935 | 1.3701 | TBD | 2024 | 0.023392 | 0.17994 | 0.0029926
2025 | NA | 37826.3101 | 37150.0713 | 36802.4863 | 36164.69 | NA | 37.9351 | 324.3464 | NA | 1434946.251 | 1409293.0408 | 11936753.8309 | 11729886.9247 | 2025 | 1.3626 | 1.339 | TBD | 2025 | 0.023615 | 0.20356 | 0.0029284
2026 | NA | 38005.2135 | 37326.0093 | 37039.3794 | 36383.9767 | NA | 36.984 | 315.3402 | NA | 1405584.0826 | 1380464.4067 | 11680006.9311 | 11473332.0867 | 2026 | 1.3333 | 1.3097 | TBD | 2026 | 0.023593 | 0.22715 | 0.0028675
2027 | NA | 38154.5713 | 37472.7162 | 37260.3321 | 36594.2094 | NA | 36.1216 | 306.9177 | NA | 1378204.5751 | 1353574.8706 | 11435854.0072 | 11231409.1881 | 2027 | 1.3055 | 1.2821 | TBD | 2027 | 0.023338 | 0.25049 | 0.0028116
2028 | NA | 38318.023 | 37634.0286 | 37469.6053 | 36799.8756 | NA | 35.2281 | 298.9256 | NA | 1349872.0085 | 1325776.1715 | 11200623.9167 | 11000424.5727 | 2028 | 1.2786 | 1.2558 | TBD | 2028 | 0.022854 | 0.27334 | 0.0027507
2029 | NA | 38450.1566 | 37763.9369 | 37664.5194 | 36991.4529 | NA | 34.439 | 291.3575 | NA | 1324185.1386 | 1300552.4141 | 10973840.3442 | 10777737.3839 | 2029 | 1.2527 | 1.2303 | TBD | 2029 | 0.022386 | 0.29573 | 0.0026978
2030 | NA | 38585.0692 | 37896.6045 | 37847.6438 | 37171.4635 | NA | 33.6665 | 284.152 | NA | 1299023.1033 | 1275844.9245 | 10754482.3009 | 10562344.3654 | 2030 | 1.2277 | 1.2057 | TBD | 2030 | 0.021934 | 0.31766 | 0.0026459
2031 | NA | 38722.1024 | 38031.1913 | 38020.8754 | 37341.7466 | NA | 38.5589 | 325.0908 | NA | 1493080.3209 | 1466439.5698 | 12360237.8819 | 12139459.3426 | 2031 | 1.411 | 1.3858 | TBD | 2031 | 0.025203 | 0.34287 | 0.0030412
2032 | NA | 38819.3177 | 38126.8597 | 38180.6492 | 37498.8229 | NA | 38.2412 | 321.4806 | NA | 1484499.1048 | 1458018.6487 | 12274336.7507 | 12055142.8356 | 2032 | 1.4012 | 1.3762 | TBD | 2032 | 0.025022 | 0.36789 | 0.0030229
2033 | NA | 38936.3742 | 38242.0343 | 38331.5466 | 37647.1947 | NA | 37.8919 | 318.0355 | NA | 1475371.8923 | 1449062.0574 | 12190791.3089 | 11973143.1338 | 2033 | 1.3916 | 1.3668 | TBD | 2033 | 0.024846 | 0.39273 | 0.0030034
2034 | NA | 39036.8067 | 38340.7916 | 38472.4617 | 37785.7616 | NA | 37.5742 | 314.7598 | NA | 1466778.663 | 1440626.4193 | 12109582.9138 | 11893437.3787 | 2034 | 1.3824 | 1.3577 | TBD | 2034 | 0.024674 | 0.41741 | 0.0029854
Total | [6 empty] | 1389.3092 | 12612.3094 | NA | 49739759.7166 |  | 420741350.589 | 417084860.7462 | Total | 48.0298 | 47.6124 | TBD | Total | 0.41741

## Installed UEC Table
Installed Units by Year by Vintage (linked to Stock Model)
|  | 1 | 2 | 3 | 4 | 5 | 6 | 7 | 8 | 9 | 10 | 11 | 12 | 13 | 14 | 15 | 16 | 17 | 18 | 19 | 20 | 21 | 22 | 23 | 24 | 25 | 26 | 27 | 28 | 29 | 30 | 31 | 32 | 33 | 34 | 35 | 36 | 37 | 38 | 39 | 40 | 41 | 42 | 43 | 44 | 45 | 46
Vintage
Year |  | 1989 | 1990 | 1991 | 1992 | 1993 | 1994 | 1995 | 1996 | 1997 | 1998 | 1999 | 2000 | 2001 | 2002 | 2003 | 2004 | 2005 | 2006 | 2007 | 2008 | 2009 | 2010 | 2011 | 2012 | 2013 | 2014 | 2015 | 2016 | 2017 | 2018 | 2019 | 2020 | 2021 | 2022 | 2023 | 2024 | 2025 | 2026 | 2027 | 2028 | 2029 | 2030 | 2031 | 2032 | 2033 | 2034 | Total Units | Check
| 1989 | 0 | 0 | 0 | 0 | 0 | 0 | 0 | 0 | 0 | 0 | 0 | 0 | 0 | 0 | 0 | 0 | 0 | 0 | 0 | 0 | 0 | 0 | 0 | 0 | 0 | 0 | 0 | 0 | 0 | 0 | 0 | 0 | 0 | 0 | 0 | 0 | 0 | 0 | 0 | 0 | 0 | 0 | 0 | 0 | 0 | 0 | 0 | OK
| 1990 | 0 | 3984.4 | 0 | 0 | 0 | 0 | 0 | 0 | 0 | 0 | 0 | 0 | 0 | 0 | 0 | 0 | 0 | 0 | 0 | 0 | 0 | 0 | 0 | 0 | 0 | 0 | 0 | 0 | 0 | 0 | 0 | 0 | 0 | 0 | 0 | 0 | 0 | 0 | 0 | 0 | 0 | 0 | 0 | 0 | 0 | 0 | 3984.4 | OK
| 1991 | 0 | 3699.8 | 3550.4 | 0 | 0 | 0 | 0 | 0 | 0 | 0 | 0 | 0 | 0 | 0 | 0 | 0 | 0 | 0 | 0 | 0 | 0 | 0 | 0 | 0 | 0 | 0 | 0 | 0 | 0 | 0 | 0 | 0 | 0 | 0 | 0 | 0 | 0 | 0 | 0 | 0 | 0 | 0 | 0 | 0 | 0 | 0 | 7250.2 | OK
| 1992 | 0 | 3415.2 | 3296.8 | 2677.7333 | 0 | 0 | 0 | 0 | 0 | 0 | 0 | 0 | 0 | 0 | 0 | 0 | 0 | 0 | 0 | 0 | 0 | 0 | 0 | 0 | 0 | 0 | 0 | 0 | 0 | 0 | 0 | 0 | 0 | 0 | 0 | 0 | 0 | 0 | 0 | 0 | 0 | 0 | 0 | 0 | 0 | 0 | 9389.7333 | OK
| 1993 | 0 | 3130.6 | 3043.2 | 2486.4667 | 2343.6 | 0 | 0 | 0 | 0 | 0 | 0 | 0 | 0 | 0 | 0 | 0 | 0 | 0 | 0 | 0 | 0 | 0 | 0 | 0 | 0 | 0 | 0 | 0 | 0 | 0 | 0 | 0 | 0 | 0 | 0 | 0 | 0 | 0 | 0 | 0 | 0 | 0 | 0 | 0 | 0 | 0 | 11003.8667 | OK
| 1994 | 0 | 2846 | 2789.6 | 2295.2 | 2176.2 | 2188.6667 | 0 | 0 | 0 | 0 | 0 | 0 | 0 | 0 | 0 | 0 | 0 | 0 | 0 | 0 | 0 | 0 | 0 | 0 | 0 | 0 | 0 | 0 | 0 | 0 | 0 | 0 | 0 | 0 | 0 | 0 | 0 | 0 | 0 | 0 | 0 | 0 | 0 | 0 | 0 | 0 | 12295.6667 | OK
| 1995 | 0 | 2561.4 | 2536 | 2103.9333 | 2008.8 | 2032.3333 | 2286.6667 | 0 | 0 | 0 | 0 | 0 | 0 | 0 | 0 | 0 | 0 | 0 | 0 | 0 | 0 | 0 | 0 | 0 | 0 | 0 | 0 | 0 | 0 | 0 | 0 | 0 | 0 | 0 | 0 | 0 | 0 | 0 | 0 | 0 | 0 | 0 | 0 | 0 | 0 | 0 | 13529.1333 | OK
| 1996 | 0 | 2276.8 | 2282.4 | 1912.6667 | 1841.4 | 1876 | 2123.3333 | 2450.9333 | 0 | 0 | 0 | 0 | 0 | 0 | 0 | 0 | 0 | 0 | 0 | 0 | 0 | 0 | 0 | 0 | 0 | 0 | 0 | 0 | 0 | 0 | 0 | 0 | 0 | 0 | 0 | 0 | 0 | 0 | 0 | 0 | 0 | 0 | 0 | 0 | 0 | 0 | 14763.5333 | OK
| 1997 | 0 | 1992.2 | 2028.8 | 1721.4 | 1674 | 1719.6667 | 1960 | 2275.8667 | 2940.9333 | 0 | 0 | 0 | 0 | 0 | 0 | 0 | 0 | 0 | 0 | 0 | 0 | 0 | 0 | 0 | 0 | 0 | 0 | 0 | 0 | 0 | 0 | 0 | 0 | 0 | 0 | 0 | 0 | 0 | 0 | 0 | 0 | 0 | 0 | 0 | 0 | 0 | 16312.8667 | OK
| 1998 | 0 | 1707.6 | 1775.2 | 1530.1333 | 1506.6 | 1563.3333 | 1796.6667 | 2100.8 | 2730.8667 | 2836.4 | 0 | 0 | 0 | 0 | 0 | 0 | 0 | 0 | 0 | 0 | 0 | 0 | 0 | 0 | 0 | 0 | 0 | 0 | 0 | 0 | 0 | 0 | 0 | 0 | 0 | 0 | 0 | 0 | 0 | 0 | 0 | 0 | 0 | 0 | 0 | 0 | 17547.6 | OK
| 1999 | 0 | 1423 | 1521.6 | 1338.8667 | 1339.2 | 1407 | 1633.3333 | 1925.7333 | 2520.8 | 2633.8 | 3536.4 | 0 | 0 | 0 | 0 | 0 | 0 | 0 | 0 | 0 | 0 | 0 | 0 | 0 | 0 | 0 | 0 | 0 | 0 | 0 | 0 | 0 | 0 | 0 | 0 | 0 | 0 | 0 | 0 | 0 | 0 | 0 | 0 | 0 | 0 | 0 | 19279.7333 | OK
| 2000 | 0 | 1138.4 | 1268 | 1147.6 | 1171.8 | 1250.6667 | 1470 | 1750.6667 | 2310.7333 | 2431.2 | 3283.8 | 2314.6667 | 0 | 0 | 0 | 0 | 0 | 0 | 0 | 0 | 0 | 0 | 0 | 0 | 0 | 0 | 0 | 0 | 0 | 0 | 0 | 0 | 0 | 0 | 0 | 0 | 0 | 0 | 0 | 0 | 0 | 0 | 0 | 0 | 0 | 0 | 19537.5333 | OK
| 2001 | 0 | 853.8 | 1014.4 | 956.3333 | 1004.4 | 1094.3333 | 1306.6667 | 1575.6 | 2100.6667 | 2228.6 | 3031.2 | 2149.3333 | 4265.3333 | 0 | 0 | 0 | 0 | 0 | 0 | 0 | 0 | 0 | 0 | 0 | 0 | 0 | 0 | 0 | 0 | 0 | 0 | 0 | 0 | 0 | 0 | 0 | 0 | 0 | 0 | 0 | 0 | 0 | 0 | 0 | 0 | 0 | 21580.6667 | OK
| 2002 | 0 | 569.2 | 760.8 | 765.0667 | 837 | 938 | 1143.3333 | 1400.5333 | 1890.6 | 2026 | 2778.6 | 1984 | 3960.6667 | 1841.4667 | 0 | 0 | 0 | 0 | 0 | 0 | 0 | 0 | 0 | 0 | 0 | 0 | 0 | 0 | 0 | 0 | 0 | 0 | 0 | 0 | 0 | 0 | 0 | 0 | 0 | 0 | 0 | 0 | 0 | 0 | 0 | 0 | 20895.2667 | OK
| 2003 | 0 | 284.6 | 507.2 | 573.8 | 669.6 | 781.6667 | 980 | 1225.4667 | 1680.5333 | 1823.4 | 2526 | 1818.6667 | 3656 | 1709.9333 | 2240 | 0 | 0 | 0 | 0 | 0 | 0 | 0 | 0 | 0 | 0 | 0 | 0 | 0 | 0 | 0 | 0 | 0 | 0 | 0 | 0 | 0 | 0 | 0 | 0 | 0 | 0 | 0 | 0 | 0 | 0 | 0 | 20476.8667 | OK
| 2004 | 0 | 0 | 253.6 | 382.5333 | 502.2 | 625.3333 | 816.6667 | 1050.4 | 1470.4667 | 1620.8 | 2273.4 | 1653.3333 | 3351.3333 | 1578.4 | 2080 | 1499.8667 | 0 | 0 | 0 | 0 | 0 | 0 | 0 | 0 | 0 | 0 | 0 | 0 | 0 | 0 | 0 | 0 | 0 | 0 | 0 | 0 | 0 | 0 | 0 | 0 | 0 | 0 | 0 | 0 | 0 | 0 | 19158.3333 | OK
| 2005 | 0 | 0 | 0 | 191.2667 | 334.8 | 469 | 653.3333 | 875.3333 | 1260.4 | 1418.2 | 2020.8 | 1488 | 3046.6667 | 1446.8667 | 1920 | 1392.7333 | 1523.2 | 0 | 0 | 0 | 0 | 0 | 0 | 0 | 0 | 0 | 0 | 0 | 0 | 0 | 0 | 0 | 0 | 0 | 0 | 0 | 0 | 0 | 0 | 0 | 0 | 0 | 0 | 0 | 0 | 0 | 18040.6 | OK
| 2006 | 0 | 0 | 0 | 0 | 167.4 | 312.6667 | 490 | 700.2667 | 1050.3333 | 1215.6 | 1768.2 | 1322.6667 | 2742 | 1315.3333 | 1760 | 1285.6 | 1414.4 | 1350.5333 | 0 | 0 | 0 | 0 | 0 | 0 | 0 | 0 | 0 | 0 | 0 | 0 | 0 | 0 | 0 | 0 | 0 | 0 | 0 | 0 | 0 | 0 | 0 | 0 | 0 | 0 | 0 | 0 | 16895 | OK
| 2007 | 0 | 0 | 0 | 0 | 0 | 156.3333 | 326.6667 | 525.2 | 840.2667 | 1013 | 1515.6 | 1157.3333 | 2437.3333 | 1183.8 | 1600 | 1178.4667 | 1305.6 | 1254.0667 | 1999.2 | 0 | 0 | 0 | 0 | 0 | 0 | 0 | 0 | 0 | 0 | 0 | 0 | 0 | 0 | 0 | 0 | 0 | 0 | 0 | 0 | 0 | 0 | 0 | 0 | 0 | 0 | 0 | 16492.8667 | OK
| 2008 | 0 | 0 | 0 | 0 | 0 | 0 | 163.3333 | 350.1333 | 630.2 | 810.4 | 1263 | 992 | 2132.6667 | 1052.2667 | 1440 | 1071.3333 | 1196.8 | 1157.6 | 1856.4 | 2075.7333 | 0 | 0 | 0 | 0 | 0 | 0 | 0 | 0 | 0 | 0 | 0 | 0 | 0 | 0 | 0 | 0 | 0 | 0 | 0 | 0 | 0 | 0 | 0 | 0 | 0 | 0 | 16191.8667 | OK
| 2009 | 0 | 0 | 0 | 0 | 0 | 0 | 0 | 175.0667 | 420.1333 | 607.8 | 1010.4 | 826.6667 | 1828 | 920.7333 | 1280 | 964.2 | 1088 | 1061.1333 | 1713.6 | 1927.4667 | 2184.9333 | 0 | 0 | 0 | 0 | 0 | 0 | 0 | 0 | 0 | 0 | 0 | 0 | 0 | 0 | 0 | 0 | 0 | 0 | 0 | 0 | 0 | 0 | 0 | 0 | 0 | 16008.1333 | OK
| 2010 | 0 | 0 | 0 | 0 | 0 | 0 | 0 | 0 | 210.0667 | 405.2 | 757.8 | 661.3333 | 1523.3333 | 789.2 | 1120 | 857.0667 | 979.2 | 964.6667 | 1570.8 | 1779.2 | 2028.8667 | 997.7333 | 0 | 0 | 0 | 0 | 0 | 0 | 0 | 0 | 0 | 0 | 0 | 0 | 0 | 0 | 0 | 0 | 0 | 0 | 0 | 0 | 0 | 0 | 0 | 0 | 14644.4667 | OK
| 2011 | 0 | 0 | 0 | 0 | 0 | 0 | 0 | 0 | 0 | 202.6 | 505.2 | 496 | 1218.6667 | 657.6667 | 960 | 749.9333 | 870.4 | 868.2 | 1428 | 1630.9333 | 1872.8 | 926.4667 | 1551.2 | 0 | 0 | 0 | 0 | 0 | 0 | 0 | 0 | 0 | 0 | 0 | 0 | 0 | 0 | 0 | 0 | 0 | 0 | 0 | 0 | 0 | 0 | 0 | 13938.0667 | OK
| 2012 | 0 | 0 | 0 | 0 | 0 | 0 | 0 | 0 | 0 | 0 | 252.6 | 330.6667 | 914 | 526.1333 | 800 | 642.8 | 761.6 | 771.7333 | 1285.2 | 1482.6667 | 1716.7333 | 855.2 | 1440.4 | 1517.6 | 0 | 0 | 0 | 0 | 0 | 0 | 0 | 0 | 0 | 0 | 0 | 0 | 0 | 0 | 0 | 0 | 0 | 0 | 0 | 0 | 0 | 0 | 13297.3333 | OK
| 2013 | 0 | 0 | 0 | 0 | 0 | 0 | 0 | 0 | 0 | 0 | 0 | 165.3333 | 609.3333 | 394.6 | 640 | 535.6667 | 652.8 | 675.2667 | 1142.4 | 1334.4 | 1560.6667 | 783.9333 | 1329.6 | 1409.2 | 1484.9333 | 0 | 0 | 0 | 0 | 0 | 0 | 0 | 0 | 0 | 0 | 0 | 0 | 0 | 0 | 0 | 0 | 0 | 0 | 0 | 0 | 0 | 12718.1333 | OK
| 2014 | 0 | 0 | 0 | 0 | 0 | 0 | 0 | 0 | 0 | 0 | 0 | 0 | 304.6667 | 263.0667 | 480 | 428.5333 | 544 | 578.8 | 999.6 | 1186.1333 | 1404.6 | 712.6667 | 1218.8 | 1300.8 | 1378.8667 | 1454.1333 | 0 | 0 | 0 | 0 | 0 | 0 | 0 | 0 | 0 | 0 | 0 | 0 | 0 | 0 | 0 | 0 | 0 | 0 | 0 | 0 | 12254.6667 | OK
| 2015 | 0 | 0 | 0 | 0 | 0 | 0 | 0 | 0 | 0 | 0 | 0 | 0 | 0 | 131.5333 | 320 | 321.4 | 435.2 | 482.3333 | 856.8 | 1037.8667 | 1248.5333 | 641.4 | 1108 | 1192.4 | 1272.8 | 1350.2667 | 1426.1333 | 0 | 0 | 0 | 0 | 0 | 0 | 0 | 0 | 0 | 0 | 0 | 0 | 0 | 0 | 0 | 0 | 0 | 0 | 0 | 11824.6667 | OK
| 2016 | 0 | 0 | 0 | 0 | 0 | 0 | 0 | 0 | 0 | 0 | 0 | 0 | 0 | 0 | 160 | 214.2667 | 326.4 | 385.8667 | 714 | 889.6 | 1092.4667 | 570.1333 | 997.2 | 1084 | 1166.7333 | 1246.4 | 1324.2667 | 1398.1333 | 0 | 0 | 0 | 0 | 0 | 0 | 0 | 0 | 0 | 0 | 0 | 0 | 0 | 0 | 0 | 0 | 0 | 0 | 11569.4667 | OK
| 2017 | 0 | 0 | 0 | 0 | 0 | 0 | 0 | 0 | 0 | 0 | 0 | 0 | 0 | 0 | 0 | 107.1333 | 217.6 | 289.4 | 571.2 | 741.3333 | 936.4 | 498.8667 | 886.4 | 975.6 | 1060.6667 | 1142.5333 | 1222.4 | 1298.2667 | 1373.8667 | 0 | 0 | 0 | 0 | 0 | 0 | 0 | 0 | 0 | 0 | 0 | 0 | 0 | 0 | 0 | 0 | 0 | 11321.6667 | OK
| 2018 | 0 | 0 | 0 | 0 | 0 | 0 | 0 | 0 | 0 | 0 | 0 | 0 | 0 | 0 | 0 | 0 | 108.8 | 192.9333 | 428.4 | 593.0667 | 780.3333 | 427.6 | 775.6 | 867.2 | 954.6 | 1038.6667 | 1120.5333 | 1198.4 | 1275.7333 | 1350.5333 | 0 | 0 | 0 | 0 | 0 | 0 | 0 | 0 | 0 | 0 | 0 | 0 | 0 | 0 | 0 | 0 | 11112.4 | OK
| 2019 | 0 | 0 | 0 | 0 | 0 | 0 | 0 | 0 | 0 | 0 | 0 | 0 | 0 | 0 | 0 | 0 | 0 | 96.4667 | 285.6 | 444.8 | 624.2667 | 356.3333 | 664.8 | 758.8 | 848.5333 | 934.8 | 1018.6667 | 1098.5333 | 1177.6 | 1254.0667 | 1328.1333 | 0 | 0 | 0 | 0 | 0 | 0 | 0 | 0 | 0 | 0 | 0 | 0 | 0 | 0 | 0 | 10891.4 | OK
| 2020 | 0 | 0 | 0 | 0 | 0 | 0 | 0 | 0 | 0 | 0 | 0 | 0 | 0 | 0 | 0 | 0 | 0 | 0 | 142.8 | 296.5333 | 468.2 | 285.0667 | 554 | 650.4 | 742.4667 | 830.9333 | 916.8 | 998.6667 | 1079.4667 | 1157.6 | 1233.2667 | 1309.4667 | 0 | 0 | 0 | 0 | 0 | 0 | 0 | 0 | 0 | 0 | 0 | 0 | 0 | 0 | 10665.6667 | OK
| 2021 | 0 | 0 | 0 | 0 | 0 | 0 | 0 | 0 | 0 | 0 | 0 | 0 | 0 | 0 | 0 | 0 | 0 | 0 | 0 | 148.2667 | 312.1333 | 213.8 | 443.2 | 542 | 636.4 | 727.0667 | 814.9333 | 898.8 | 981.3333 | 1061.1333 | 1138.4 | 1215.9333 | 1288 | 0 | 0 | 0 | 0 | 0 | 0 | 0 | 0 | 0 | 0 | 0 | 0 | 0 | 10421.4 | OK
| 2022 | 0 | 0 | 0 | 0 | 0 | 0 | 0 | 0 | 0 | 0 | 0 | 0 | 0 | 0 | 0 | 0 | 0 | 0 | 0 | 0 | 156.0667 | 142.5333 | 332.4 | 433.6 | 530.3333 | 623.2 | 713.0667 | 798.9333 | 883.2 | 964.6667 | 1043.5333 | 1122.4 | 1196 | 1270.2667 | 0 | 0 | 0 | 0 | 0 | 0 | 0 | 0 | 0 | 0 | 0 | 0 | 10210.2 | OK
| 2023 | 0 | 0 | 0 | 0 | 0 | 0 | 0 | 0 | 0 | 0 | 0 | 0 | 0 | 0 | 0 | 0 | 0 | 0 | 0 | 0 | 0 | 71.2667 | 221.6 | 325.2 | 424.2667 | 519.3333 | 611.2 | 699.0667 | 785.0667 | 868.2 | 948.6667 | 1028.8667 | 1104 | 1179.5333 | 1254.4 | 0 | 0 | 0 | 0 | 0 | 0 | 0 | 0 | 0 | 0 | 0 | 10040.6667 | OK
| 2024 | 0 | 0 | 0 | 0 | 0 | 0 | 0 | 0 | 0 | 0 | 0 | 0 | 0 | 0 | 0 | 0 | 0 | 0 | 0 | 0 | 0 | 0 | 110.8 | 216.8 | 318.2 | 415.4667 | 509.3333 | 599.2 | 686.9333 | 771.7333 | 853.8 | 935.3333 | 1012 | 1088.8 | 1164.8 | 1238.5333 | 0 | 0 | 0 | 0 | 0 | 0 | 0 | 0 | 0 | 0 | 9921.7333 | OK
| 2025 | 0 | 0 | 0 | 0 | 0 | 0 | 0 | 0 | 0 | 0 | 0 | 0 | 0 | 0 | 0 | 0 | 0 | 0 | 0 | 0 | 0 | 0 | 0 | 108.4 | 212.1333 | 311.6 | 407.4667 | 499.3333 | 588.8 | 675.2667 | 758.9333 | 841.8 | 920 | 998.0667 | 1075.2 | 1150.0667 | 1222.6667 | 0 | 0 | 0 | 0 | 0 | 0 | 0 | 0 | 0 | 9769.7333 | OK
| 2026 | 0 | 0 | 0 | 0 | 0 | 0 | 0 | 0 | 0 | 0 | 0 | 0 | 0 | 0 | 0 | 0 | 0 | 0 | 0 | 0 | 0 | 0 | 0 | 0 | 106.0667 | 207.7333 | 305.6 | 399.4667 | 490.6667 | 578.8 | 664.0667 | 748.2667 | 828 | 907.3333 | 985.6 | 1061.6 | 1135.3333 | 1207.7333 | 0 | 0 | 0 | 0 | 0 | 0 | 0 | 0 | 9626.2667 | OK
| 2027 | 0 | 0 | 0 | 0 | 0 | 0 | 0 | 0 | 0 | 0 | 0 | 0 | 0 | 0 | 0 | 0 | 0 | 0 | 0 | 0 | 0 | 0 | 0 | 0 | 0 | 103.8667 | 203.7333 | 299.6 | 392.5333 | 482.3333 | 569.2 | 654.7333 | 736 | 816.6 | 896 | 973.1333 | 1048 | 1121.4667 | 1193.7333 | 0 | 0 | 0 | 0 | 0 | 0 | 0 | 9490.9333 | OK
| 2028 | 0 | 0 | 0 | 0 | 0 | 0 | 0 | 0 | 0 | 0 | 0 | 0 | 0 | 0 | 0 | 0 | 0 | 0 | 0 | 0 | 0 | 0 | 0 | 0 | 0 | 0 | 101.8667 | 199.7333 | 294.4 | 385.8667 | 474.3333 | 561.2 | 644 | 725.8667 | 806.4 | 884.6667 | 960.6667 | 1035.2 | 1108.4667 | 1181.6 | 0 | 0 | 0 | 0 | 0 | 0 | 9364.2667 | OK
| 2029 | 0 | 0 | 0 | 0 | 0 | 0 | 0 | 0 | 0 | 0 | 0 | 0 | 0 | 0 | 0 | 0 | 0 | 0 | 0 | 0 | 0 | 0 | 0 | 0 | 0 | 0 | 0 | 99.8667 | 196.2667 | 289.4 | 379.4667 | 467.6667 | 552 | 635.1333 | 716.8 | 796.2 | 873.3333 | 948.9333 | 1023.2 | 1097.2 | 1167.6 | 0 | 0 | 0 | 0 | 0 | 9243.0667 | OK
| 2030 | 0 | 0 | 0 | 0 | 0 | 0 | 0 | 0 | 0 | 0 | 0 | 0 | 0 | 0 | 0 | 0 | 0 | 0 | 0 | 0 | 0 | 0 | 0 | 0 | 0 | 0 | 0 | 0 | 98.1333 | 192.9333 | 284.6 | 374.1333 | 460 | 544.4 | 627.2 | 707.7333 | 786 | 862.6667 | 937.9333 | 1012.8 | 1084.2 | 1156.4 | 0 | 0 | 0 | 0 | 9129.1333 | OK
| 2031 | 0 | 0 | 0 | 0 | 0 | 0 | 0 | 0 | 0 | 0 | 0 | 0 | 0 | 0 | 0 | 0 | 0 | 0 | 0 | 0 | 0 | 0 | 0 | 0 | 0 | 0 | 0 | 0 | 0 | 96.4667 | 189.7333 | 280.6 | 368 | 453.6667 | 537.6 | 619.2667 | 698.6667 | 776.4 | 852.6667 | 928.4 | 1000.8 | 1073.8 | 1145.2 | 0 | 0 | 0 | 9021.2667 | OK
| 2032 | 0 | 0 | 0 | 0 | 0 | 0 | 0 | 0 | 0 | 0 | 0 | 0 | 0 | 0 | 0 | 0 | 0 | 0 | 0 | 0 | 0 | 0 | 0 | 0 | 0 | 0 | 0 | 0 | 0 | 0 | 94.8667 | 187.0667 | 276 | 362.9333 | 448 | 530.8 | 611.3333 | 690.1333 | 767.4 | 844 | 917.4 | 991.2 | 1063.4 | 1133.0667 | 0 | 0 | 8917.6 | OK
| 2033 | 0 | 0 | 0 | 0 | 0 | 0 | 0 | 0 | 0 | 0 | 0 | 0 | 0 | 0 | 0 | 0 | 0 | 0 | 0 | 0 | 0 | 0 | 0 | 0 | 0 | 0 | 0 | 0 | 0 | 0 | 0 | 93.5333 | 184 | 272.2 | 358.4 | 442.3333 | 524 | 603.8667 | 682.1333 | 759.6 | 834 | 908.6 | 981.6 | 1052.1333 | 1123.7333 | 0 | 8820.1333 | OK
| 2034 | 0 | 0 | 0 | 0 | 0 | 0 | 0 | 0 | 0 | 0 | 0 | 0 | 0 | 0 | 0 | 0 | 0 | 0 | 0 | 0 | 0 | 0 | 0 | 0 | 0 | 0 | 0 | 0 | 0 | 0 | 0 | 0 | 92 | 181.4667 | 268.8 | 353.8667 | 436.6667 | 517.6 | 596.8667 | 675.2 | 750.6 | 826 | 899.8 | 971.2 | 1043.4667 | 1113.4667 | 8727 | OK
Vintage Distribution
|  | 1989 | 1990 | 1991 | 1992 | 1993 | 1994 | 1995 | 1996 | 1997 | 1998 | 1999 | 2000 | 2001 | 2002 | 2003 | 2004 | 2005 | 2006 | 2007 | 2008 | 2009 | 2010 | 2011 | 2012 | 2013 | 2014 | 2015 | 2016 | 2017 | 2018 | 2019 | 2020 | 2021 | 2022 | 2023 | 2024 | 2025 | 2026 | 2027 | 2028 | 2029 | 2030 | 2031 | 2032 | 2033 | 2034
1989 | bar: 1989 to 2034
| 1990 | 0% | 100% | 0% | 0% | 0% | 0% | 0% | 0% | 0% | 0% | 0% | 0% | 0% | 0% | 0% | 0% | 0% | 0% | 0% | 0% | 0% | 0% | 0% | 0% | 0% | 0% | 0% | 0% | 0% | 0% | 0% | 0% | 0% | 0% | 0% | 0% | 0% | 0% | 0% | 0% | 0% | 0% | 0% | 0% | 0% | 0%
| 1991 | 0% | 51.03% | 48.97% | 0% | 0% | 0% | 0% | 0% | 0% | 0% | 0% | 0% | 0% | 0% | 0% | 0% | 0% | 0% | 0% | 0% | 0% | 0% | 0% | 0% | 0% | 0% | 0% | 0% | 0% | 0% | 0% | 0% | 0% | 0% | 0% | 0% | 0% | 0% | 0% | 0% | 0% | 0% | 0% | 0% | 0% | 0%
| 1992 | 0% | 36.37% | 35.11% | 28.52% | 0% | 0% | 0% | 0% | 0% | 0% | 0% | 0% | 0% | 0% | 0% | 0% | 0% | 0% | 0% | 0% | 0% | 0% | 0% | 0% | 0% | 0% | 0% | 0% | 0% | 0% | 0% | 0% | 0% | 0% | 0% | 0% | 0% | 0% | 0% | 0% | 0% | 0% | 0% | 0% | 0% | 0%
| 1993 | 0% | 28.45% | 27.66% | 22.6% | 21.3% | 0% | 0% | 0% | 0% | 0% | 0% | 0% | 0% | 0% | 0% | 0% | 0% | 0% | 0% | 0% | 0% | 0% | 0% | 0% | 0% | 0% | 0% | 0% | 0% | 0% | 0% | 0% | 0% | 0% | 0% | 0% | 0% | 0% | 0% | 0% | 0% | 0% | 0% | 0% | 0% | 0%
| 1994 | 0% | 23.15% | 22.69% | 18.67% | 17.7% | 17.8% | 0% | 0% | 0% | 0% | 0% | 0% | 0% | 0% | 0% | 0% | 0% | 0% | 0% | 0% | 0% | 0% | 0% | 0% | 0% | 0% | 0% | 0% | 0% | 0% | 0% | 0% | 0% | 0% | 0% | 0% | 0% | 0% | 0% | 0% | 0% | 0% | 0% | 0% | 0% | 0%
| 1995 | 0% | 18.93% | 18.74% | 15.55% | 14.85% | 15.02% | 16.9% | 0% | 0% | 0% | 0% | 0% | 0% | 0% | 0% | 0% | 0% | 0% | 0% | 0% | 0% | 0% | 0% | 0% | 0% | 0% | 0% | 0% | 0% | 0% | 0% | 0% | 0% | 0% | 0% | 0% | 0% | 0% | 0% | 0% | 0% | 0% | 0% | 0% | 0% | 0%
| 1996 | 0% | 15.42% | 15.46% | 12.96% | 12.47% | 12.71% | 14.38% | 16.6% | 0% | 0% | 0% | 0% | 0% | 0% | 0% | 0% | 0% | 0% | 0% | 0% | 0% | 0% | 0% | 0% | 0% | 0% | 0% | 0% | 0% | 0% | 0% | 0% | 0% | 0% | 0% | 0% | 0% | 0% | 0% | 0% | 0% | 0% | 0% | 0% | 0% | 0%
| 1997 | 0% | 12.21% | 12.44% | 10.55% | 10.26% | 10.54% | 12.02% | 13.95% | 18.03% | 0% | 0% | 0% | 0% | 0% | 0% | 0% | 0% | 0% | 0% | 0% | 0% | 0% | 0% | 0% | 0% | 0% | 0% | 0% | 0% | 0% | 0% | 0% | 0% | 0% | 0% | 0% | 0% | 0% | 0% | 0% | 0% | 0% | 0% | 0% | 0% | 0%
| 1998 | 0% | 9.731% | 10.12% | 8.72% | 8.586% | 8.909% | 10.24% | 11.97% | 15.56% | 16.16% | 0% | 0% | 0% | 0% | 0% | 0% | 0% | 0% | 0% | 0% | 0% | 0% | 0% | 0% | 0% | 0% | 0% | 0% | 0% | 0% | 0% | 0% | 0% | 0% | 0% | 0% | 0% | 0% | 0% | 0% | 0% | 0% | 0% | 0% | 0% | 0%
| 1999 | 0% | 7.381% | 7.892% | 6.944% | 6.946% | 7.298% | 8.472% | 9.988% | 13.07% | 13.66% | 18.34% | 0% | 0% | 0% | 0% | 0% | 0% | 0% | 0% | 0% | 0% | 0% | 0% | 0% | 0% | 0% | 0% | 0% | 0% | 0% | 0% | 0% | 0% | 0% | 0% | 0% | 0% | 0% | 0% | 0% | 0% | 0% | 0% | 0% | 0% | 0%
| 2000 | 0% | 5.827% | 6.49% | 5.874% | 5.998% | 6.401% | 7.524% | 8.961% | 11.83% | 12.44% | 16.81% | 11.85% | 0% | 0% | 0% | 0% | 0% | 0% | 0% | 0% | 0% | 0% | 0% | 0% | 0% | 0% | 0% | 0% | 0% | 0% | 0% | 0% | 0% | 0% | 0% | 0% | 0% | 0% | 0% | 0% | 0% | 0% | 0% | 0% | 0% | 0%
| 2001 | 0% | 3.956% | 4.701% | 4.431% | 4.654% | 5.071% | 6.055% | 7.301% | 9.734% | 10.33% | 14.05% | 9.96% | 19.76% | 0% | 0% | 0% | 0% | 0% | 0% | 0% | 0% | 0% | 0% | 0% | 0% | 0% | 0% | 0% | 0% | 0% | 0% | 0% | 0% | 0% | 0% | 0% | 0% | 0% | 0% | 0% | 0% | 0% | 0% | 0% | 0% | 0%
| 2002 | 0% | 2.724% | 3.641% | 3.661% | 4.006% | 4.489% | 5.472% | 6.703% | 9.048% | 9.696% | 13.3% | 9.495% | 18.95% | 8.813% | 0% | 0% | 0% | 0% | 0% | 0% | 0% | 0% | 0% | 0% | 0% | 0% | 0% | 0% | 0% | 0% | 0% | 0% | 0% | 0% | 0% | 0% | 0% | 0% | 0% | 0% | 0% | 0% | 0% | 0% | 0% | 0%
| 2003 | 0% | 1.39% | 2.477% | 2.802% | 3.27% | 3.817% | 4.786% | 5.985% | 8.207% | 8.905% | 12.34% | 8.882% | 17.85% | 8.351% | 10.94% | 0% | 0% | 0% | 0% | 0% | 0% | 0% | 0% | 0% | 0% | 0% | 0% | 0% | 0% | 0% | 0% | 0% | 0% | 0% | 0% | 0% | 0% | 0% | 0% | 0% | 0% | 0% | 0% | 0% | 0% | 0%
| 2004 | 0% | 0% | 1.324% | 1.997% | 2.621% | 3.264% | 4.263% | 5.483% | 7.675% | 8.46% | 11.87% | 8.63% | 17.49% | 8.239% | 10.86% | 7.829% | 0% | 0% | 0% | 0% | 0% | 0% | 0% | 0% | 0% | 0% | 0% | 0% | 0% | 0% | 0% | 0% | 0% | 0% | 0% | 0% | 0% | 0% | 0% | 0% | 0% | 0% | 0% | 0% | 0% | 0%
| 2005 | 0% | 0% | 0% | 1.06% | 1.856% | 2.6% | 3.621% | 4.852% | 6.986% | 7.861% | 11.2% | 8.248% | 16.89% | 8.02% | 10.64% | 7.72% | 8.443% | 0% | 0% | 0% | 0% | 0% | 0% | 0% | 0% | 0% | 0% | 0% | 0% | 0% | 0% | 0% | 0% | 0% | 0% | 0% | 0% | 0% | 0% | 0% | 0% | 0% | 0% | 0% | 0% | 0%
| 2006 | 0% | 0% | 0% | 0% | 0.9908% | 1.851% | 2.9% | 4.145% | 6.217% | 7.195% | 10.47% | 7.829% | 16.23% | 7.785% | 10.42% | 7.609% | 8.372% | 7.994% | 0% | 0% | 0% | 0% | 0% | 0% | 0% | 0% | 0% | 0% | 0% | 0% | 0% | 0% | 0% | 0% | 0% | 0% | 0% | 0% | 0% | 0% | 0% | 0% | 0% | 0% | 0% | 0%
| 2007 | 0% | 0% | 0% | 0% | 0% | 0.9479% | 1.981% | 3.184% | 5.095% | 6.142% | 9.189% | 7.017% | 14.78% | 7.178% | 9.701% | 7.145% | 7.916% | 7.604% | 12.12% | 0% | 0% | 0% | 0% | 0% | 0% | 0% | 0% | 0% | 0% | 0% | 0% | 0% | 0% | 0% | 0% | 0% | 0% | 0% | 0% | 0% | 0% | 0% | 0% | 0% | 0% | 0%
| 2008 | 0% | 0% | 0% | 0% | 0% | 0% | 1.009% | 2.162% | 3.892% | 5.005% | 7.8% | 6.127% | 13.17% | 6.499% | 8.893% | 6.616% | 7.391% | 7.149% | 11.47% | 12.82% | 0% | 0% | 0% | 0% | 0% | 0% | 0% | 0% | 0% | 0% | 0% | 0% | 0% | 0% | 0% | 0% | 0% | 0% | 0% | 0% | 0% | 0% | 0% | 0% | 0% | 0%
| 2009 | 0% | 0% | 0% | 0% | 0% | 0% | 0% | 1.094% | 2.624% | 3.797% | 6.312% | 5.164% | 11.42% | 5.752% | 7.996% | 6.023% | 6.797% | 6.629% | 10.7% | 12.04% | 13.65% | 0% | 0% | 0% | 0% | 0% | 0% | 0% | 0% | 0% | 0% | 0% | 0% | 0% | 0% | 0% | 0% | 0% | 0% | 0% | 0% | 0% | 0% | 0% | 0% | 0%
| 2010 | 0% | 0% | 0% | 0% | 0% | 0% | 0% | 0% | 1.434% | 2.767% | 5.175% | 4.516% | 10.4% | 5.389% | 7.648% | 5.852% | 6.686% | 6.587% | 10.73% | 12.15% | 13.85% | 6.813% | 0% | 0% | 0% | 0% | 0% | 0% | 0% | 0% | 0% | 0% | 0% | 0% | 0% | 0% | 0% | 0% | 0% | 0% | 0% | 0% | 0% | 0% | 0% | 0%
| 2011 | 0% | 0% | 0% | 0% | 0% | 0% | 0% | 0% | 0% | 1.454% | 3.625% | 3.559% | 8.743% | 4.718% | 6.888% | 5.38% | 6.245% | 6.229% | 10.25% | 11.7% | 13.44% | 6.647% | 11.13% | 0% | 0% | 0% | 0% | 0% | 0% | 0% | 0% | 0% | 0% | 0% | 0% | 0% | 0% | 0% | 0% | 0% | 0% | 0% | 0% | 0% | 0% | 0%
| 2012 | 0% | 0% | 0% | 0% | 0% | 0% | 0% | 0% | 0% | 0% | 1.9% | 2.487% | 6.874% | 3.957% | 6.016% | 4.834% | 5.727% | 5.804% | 9.665% | 11.15% | 12.91% | 6.431% | 10.83% | 11.41% | 0% | 0% | 0% | 0% | 0% | 0% | 0% | 0% | 0% | 0% | 0% | 0% | 0% | 0% | 0% | 0% | 0% | 0% | 0% | 0% | 0% | 0%
| 2013 | 0% | 0% | 0% | 0% | 0% | 0% | 0% | 0% | 0% | 0% | 0% | 1.3% | 4.791% | 3.103% | 5.032% | 4.212% | 5.133% | 5.309% | 8.982% | 10.49% | 12.27% | 6.164% | 10.45% | 11.08% | 11.68% | 0% | 0% | 0% | 0% | 0% | 0% | 0% | 0% | 0% | 0% | 0% | 0% | 0% | 0% | 0% | 0% | 0% | 0% | 0% | 0% | 0%
| 2014 | 0% | 0% | 0% | 0% | 0% | 0% | 0% | 0% | 0% | 0% | 0% | 0% | 2.486% | 2.147% | 3.917% | 3.497% | 4.439% | 4.723% | 8.157% | 9.679% | 11.46% | 5.815% | 9.946% | 10.61% | 11.25% | 11.87% | 0% | 0% | 0% | 0% | 0% | 0% | 0% | 0% | 0% | 0% | 0% | 0% | 0% | 0% | 0% | 0% | 0% | 0% | 0% | 0%
| 2015 | 0% | 0% | 0% | 0% | 0% | 0% | 0% | 0% | 0% | 0% | 0% | 0% | 0% | 1.112% | 2.706% | 2.718% | 3.68% | 4.079% | 7.246% | 8.777% | 10.56% | 5.424% | 9.37% | 10.08% | 10.76% | 11.42% | 12.06% | 0% | 0% | 0% | 0% | 0% | 0% | 0% | 0% | 0% | 0% | 0% | 0% | 0% | 0% | 0% | 0% | 0% | 0% | 0%
| 2016 | 0% | 0% | 0% | 0% | 0% | 0% | 0% | 0% | 0% | 0% | 0% | 0% | 0% | 0% | 1.383% | 1.852% | 2.821% | 3.335% | 6.171% | 7.689% | 9.443% | 4.928% | 8.619% | 9.369% | 10.08% | 10.77% | 11.45% | 12.08% | 0% | 0% | 0% | 0% | 0% | 0% | 0% | 0% | 0% | 0% | 0% | 0% | 0% | 0% | 0% | 0% | 0% | 0%
| 2017 | 0% | 0% | 0% | 0% | 0% | 0% | 0% | 0% | 0% | 0% | 0% | 0% | 0% | 0% | 0% | 0.9463% | 1.922% | 2.556% | 5.045% | 6.548% | 8.271% | 4.406% | 7.829% | 8.617% | 9.368% | 10.09% | 10.8% | 11.47% | 12.13% | 0% | 0% | 0% | 0% | 0% | 0% | 0% | 0% | 0% | 0% | 0% | 0% | 0% | 0% | 0% | 0% | 0%
| 2018 | 0% | 0% | 0% | 0% | 0% | 0% | 0% | 0% | 0% | 0% | 0% | 0% | 0% | 0% | 0% | 0% | 0.9791% | 1.736% | 3.855% | 5.337% | 7.022% | 3.848% | 6.98% | 7.804% | 8.59% | 9.347% | 10.08% | 10.78% | 11.48% | 12.15% | 0% | 0% | 0% | 0% | 0% | 0% | 0% | 0% | 0% | 0% | 0% | 0% | 0% | 0% | 0% | 0%
| 2019 | 0% | 0% | 0% | 0% | 0% | 0% | 0% | 0% | 0% | 0% | 0% | 0% | 0% | 0% | 0% | 0% | 0% | 0.8857% | 2.622% | 4.084% | 5.732% | 3.272% | 6.104% | 6.967% | 7.791% | 8.583% | 9.353% | 10.09% | 10.81% | 11.51% | 12.19% | 0% | 0% | 0% | 0% | 0% | 0% | 0% | 0% | 0% | 0% | 0% | 0% | 0% | 0% | 0%
| 2020 | 0% | 0% | 0% | 0% | 0% | 0% | 0% | 0% | 0% | 0% | 0% | 0% | 0% | 0% | 0% | 0% | 0% | 0% | 1.339% | 2.78% | 4.39% | 2.673% | 5.194% | 6.098% | 6.961% | 7.791% | 8.596% | 9.363% | 10.12% | 10.85% | 11.56% | 12.28% | 0% | 0% | 0% | 0% | 0% | 0% | 0% | 0% | 0% | 0% | 0% | 0% | 0% | 0%
| 2021 | 0% | 0% | 0% | 0% | 0% | 0% | 0% | 0% | 0% | 0% | 0% | 0% | 0% | 0% | 0% | 0% | 0% | 0% | 0% | 1.423% | 2.995% | 2.052% | 4.253% | 5.201% | 6.107% | 6.977% | 7.82% | 8.625% | 9.417% | 10.18% | 10.92% | 11.67% | 12.36% | 0% | 0% | 0% | 0% | 0% | 0% | 0% | 0% | 0% | 0% | 0% | 0% | 0%
| 2022 | 0% | 0% | 0% | 0% | 0% | 0% | 0% | 0% | 0% | 0% | 0% | 0% | 0% | 0% | 0% | 0% | 0% | 0% | 0% | 0% | 1.529% | 1.396% | 3.256% | 4.247% | 5.194% | 6.104% | 6.984% | 7.825% | 8.65% | 9.448% | 10.22% | 10.99% | 11.71% | 12.44% | 0% | 0% | 0% | 0% | 0% | 0% | 0% | 0% | 0% | 0% | 0% | 0%
| 2023 | 0% | 0% | 0% | 0% | 0% | 0% | 0% | 0% | 0% | 0% | 0% | 0% | 0% | 0% | 0% | 0% | 0% | 0% | 0% | 0% | 0% | 0.7098% | 2.207% | 3.239% | 4.225% | 5.172% | 6.087% | 6.962% | 7.819% | 8.647% | 9.448% | 10.25% | 11% | 11.75% | 12.49% | 0% | 0% | 0% | 0% | 0% | 0% | 0% | 0% | 0% | 0% | 0%
| 2024 | 0% | 0% | 0% | 0% | 0% | 0% | 0% | 0% | 0% | 0% | 0% | 0% | 0% | 0% | 0% | 0% | 0% | 0% | 0% | 0% | 0% | 0% | 1.117% | 2.185% | 3.207% | 4.187% | 5.134% | 6.039% | 6.924% | 7.778% | 8.605% | 9.427% | 10.2% | 10.97% | 11.74% | 12.48% | 0% | 0% | 0% | 0% | 0% | 0% | 0% | 0% | 0% | 0%
| 2025 | 0% | 0% | 0% | 0% | 0% | 0% | 0% | 0% | 0% | 0% | 0% | 0% | 0% | 0% | 0% | 0% | 0% | 0% | 0% | 0% | 0% | 0% | 0% | 1.11% | 2.171% | 3.189% | 4.171% | 5.111% | 6.027% | 6.912% | 7.768% | 8.616% | 9.417% | 10.22% | 11.01% | 11.77% | 12.51% | 0% | 0% | 0% | 0% | 0% | 0% | 0% | 0% | 0%
| 2026 | 0% | 0% | 0% | 0% | 0% | 0% | 0% | 0% | 0% | 0% | 0% | 0% | 0% | 0% | 0% | 0% | 0% | 0% | 0% | 0% | 0% | 0% | 0% | 0% | 1.102% | 2.158% | 3.175% | 4.15% | 5.097% | 6.013% | 6.898% | 7.773% | 8.601% | 9.426% | 10.24% | 11.03% | 11.79% | 12.55% | 0% | 0% | 0% | 0% | 0% | 0% | 0% | 0%
| 2027 | 0% | 0% | 0% | 0% | 0% | 0% | 0% | 0% | 0% | 0% | 0% | 0% | 0% | 0% | 0% | 0% | 0% | 0% | 0% | 0% | 0% | 0% | 0% | 0% | 0% | 1.094% | 2.147% | 3.157% | 4.136% | 5.082% | 5.997% | 6.899% | 7.755% | 8.604% | 9.441% | 10.25% | 11.04% | 11.82% | 12.58% | 0% | 0% | 0% | 0% | 0% | 0% | 0%
| 2028 | 0% | 0% | 0% | 0% | 0% | 0% | 0% | 0% | 0% | 0% | 0% | 0% | 0% | 0% | 0% | 0% | 0% | 0% | 0% | 0% | 0% | 0% | 0% | 0% | 0% | 0% | 1.088% | 2.133% | 3.144% | 4.121% | 5.065% | 5.993% | 6.877% | 7.751% | 8.611% | 9.447% | 10.26% | 11.05% | 11.84% | 12.62% | 0% | 0% | 0% | 0% | 0% | 0%
| 2029 | 0% | 0% | 0% | 0% | 0% | 0% | 0% | 0% | 0% | 0% | 0% | 0% | 0% | 0% | 0% | 0% | 0% | 0% | 0% | 0% | 0% | 0% | 0% | 0% | 0% | 0% | 0% | 1.08% | 2.123% | 3.131% | 4.105% | 5.06% | 5.972% | 6.871% | 7.755% | 8.614% | 9.449% | 10.27% | 11.07% | 11.87% | 12.63% | 0% | 0% | 0% | 0% | 0%
| 2030 | 0% | 0% | 0% | 0% | 0% | 0% | 0% | 0% | 0% | 0% | 0% | 0% | 0% | 0% | 0% | 0% | 0% | 0% | 0% | 0% | 0% | 0% | 0% | 0% | 0% | 0% | 0% | 0% | 1.075% | 2.113% | 3.117% | 4.098% | 5.039% | 5.963% | 6.87% | 7.752% | 8.61% | 9.45% | 10.27% | 11.09% | 11.88% | 12.67% | 0% | 0% | 0% | 0%
| 2031 | 0% | 0% | 0% | 0% | 0% | 0% | 0% | 0% | 0% | 0% | 0% | 0% | 0% | 0% | 0% | 0% | 0% | 0% | 0% | 0% | 0% | 0% | 0% | 0% | 0% | 0% | 0% | 0% | 0% | 1.069% | 2.103% | 3.11% | 4.079% | 5.029% | 5.959% | 6.865% | 7.745% | 8.606% | 9.452% | 10.29% | 11.09% | 11.9% | 12.69% | 0% | 0% | 0%
| 2032 | 0% | 0% | 0% | 0% | 0% | 0% | 0% | 0% | 0% | 0% | 0% | 0% | 0% | 0% | 0% | 0% | 0% | 0% | 0% | 0% | 0% | 0% | 0% | 0% | 0% | 0% | 0% | 0% | 0% | 0% | 1.064% | 2.098% | 3.095% | 4.07% | 5.024% | 5.952% | 6.855% | 7.739% | 8.605% | 9.464% | 10.29% | 11.12% | 11.92% | 12.71% | 0% | 0%
| 2033 | 0% | 0% | 0% | 0% | 0% | 0% | 0% | 0% | 0% | 0% | 0% | 0% | 0% | 0% | 0% | 0% | 0% | 0% | 0% | 0% | 0% | 0% | 0% | 0% | 0% | 0% | 0% | 0% | 0% | 0% | 0% | 1.06% | 2.086% | 3.086% | 4.063% | 5.015% | 5.941% | 6.846% | 7.734% | 8.612% | 9.456% | 10.3% | 11.13% | 11.93% | 12.74% | 0%
| 2034 | 0% | 0% | 0% | 0% | 0% | 0% | 0% | 0% | 0% | 0% | 0% | 0% | 0% | 0% | 0% | 0% | 0% | 0% | 0% | 0% | 0% | 0% | 0% | 0% | 0% | 0% | 0% | 0% | 0% | 0% | 0% | 0% | 1.054% | 2.079% | 3.08% | 4.055% | 5.004% | 5.931% | 6.839% | 7.737% | 8.601% | 9.465% | 10.31% | 11.13% | 11.96% | 12.76%
| 1 | 1989: 2; 1990: 3; 1991: 4; 1992: 5; 1993: 6; 1994: 7; 1995: 8; 1996: 9; 1997: 10; 1998: 11; 1999: 12; 2000: 13; 2001: 14; 2002: 15; 2003: 16; 2004: 17; 2005: 18; 2006: 19; 2007: 20; 2008: 21; 2009: 22; 2010: 23; 2011: 24; 2012: 25; 2013: 26; 2014: 27
Installed UEC (kWh)
Product Classes
| Year | 1989: 1; 1990: 2; 1991: 3; 1992: 4; 1993: 5; 1994: 6; 1995: 7; 1996: 8; 1997: 9; 1998: 10; 1999: 11; 2000: 12; 2001: Market Weighted Base Case UEC; 2002: 1; 2003: 2; 2004: 3; 2005: 4; 2006: 5; 2007: 6; 2008: 7; 2009: 8; 2010: 9; 2011: 10; 2012: 11; 2013: 12; 2014: Market Weighted Standards Case UEC
|  | Small Commercial Package Air-Conditioning and Heating Equipment (Water-Cooled) >=65,000 and <135,000 Btu/h E/N | Small Commercial Package Air-Conditioning and Heating Equipment (Water-Cooled) >=65,000 and <135,000 Btu/h O | Large Commercial Package Air-Conditioning and Heating Equipment (Water-Cooled) >= 135,000 and <240,000 Btu/h E/N | Large Commercial Package Air-Conditioning and Heating Equipment (Water-Cooled) >= 135,000 and <240,000 Btu/h O | Very Large Commercial Package Air-Conditioning and Heating Equipment (Water-Cooled) >=240,000 and <760,000 Btu/h E/N | Very Large Commercial Package Air-Conditioning and Heating Equipment (Water-Cooled) >=240,000 and <760,000 Btu/h O | Small Commercial Package Air-Conditioning and Heating Equipment (Evaporatively-Cooled) >=65,000 and <135,000 Btu/h E/N | Small Commercial Package Air-Conditioning and Heating Equipment (Evaporatively-Cooled) >=65,000 and <135,000 Btu/h O | Large Commercial Package Air-Conditioning and Heating Equipment (Evaporatively-Cooled) >= 135,000 and <240,000 Btu/h E/N | Large Commercial Package Air-Conditioning and Heating Equipment (Evaporatively-Cooled) >= 135,000 and <240,000 Btu/h O | Very Large Commercial Package Air-Conditioning and Heating Equipment (Evaporatively-Cooled) >=240,000 and <760,000 Btu/h E/N | Very Large Commercial Package Air-Conditioning and Heating Equipment (Evaporatively-Cooled) >=240,000 and <760,000 Btu/h O |  | Small Commercial Package Air-Conditioning and Heating Equipment (Water-Cooled) >=65,000 and <135,000 Btu/h E/N | Small Commercial Package Air-Conditioning and Heating Equipment (Water-Cooled) >=65,000 and <135,000 Btu/h O | Large Commercial Package Air-Conditioning and Heating Equipment (Water-Cooled) >= 135,000 and <240,000 Btu/h E/N | Large Commercial Package Air-Conditioning and Heating Equipment (Water-Cooled) >= 135,000 and <240,000 Btu/h O | Very Large Commercial Package Air-Conditioning and Heating Equipment (Water-Cooled) >=240,000 and <760,000 Btu/h E/N | Very Large Commercial Package Air-Conditioning and Heating Equipment (Water-Cooled) >=240,000 and <760,000 Btu/h O | Small Commercial Package Air-Conditioning and Heating Equipment (Evaporatively-Cooled) >=65,000 and <135,000 Btu/h E/N | Small Commercial Package Air-Conditioning and Heating Equipment (Evaporatively-Cooled) >=65,000 and <135,000 Btu/h O | Large Commercial Package Air-Conditioning and Heating Equipment (Evaporatively-Cooled) >= 135,000 and <240,000 Btu/h E/N | Large Commercial Package Air-Conditioning and Heating Equipment (Evaporatively-Cooled) >= 135,000 and <240,000 Btu/h O | Very Large Commercial Package Air-Conditioning and Heating Equipment (Evaporatively-Cooled) >=240,000 and <760,000 Btu/h E/N | Very Large Commercial Package Air-Conditioning and Heating Equipment (Evaporatively-Cooled) >=240,000 and <760,000 Btu/h O
| 1989 | 1989: 0; 1990: 0; 1991: 0; 1992: 0; 1993: 0; 1994: 0; 1995: NO MODELS; 1996: NO MODELS; 1997: NO MODELS; 1998: NO MODELS; 1999: 0; 2000: 0; 2001: 0; 2002: 0; 2003: 0; 2004: 0; 2005: 0; 2006: 0; 2007: 0; 2008: NO MODELS; 2009: NO MODELS; 2010: NO MODELS; 2011: NO MODELS; 2012: 0; 2013: 0; 2014: 0
| 1990 | 1989: 3157.7747; 1990: 354.4941; 1991: 3072.3923; 1992: 344.7277; 1993: 1229.5584; 1994: 11184.565; 1995: NO MODELS; 1996: NO MODELS; 1997: NO MODELS; 1998: NO MODELS; 1999: 377.4272; 2000: 3433.4568; 2001: 23154.3961; 2002: 3157.7747; 2003: 354.4941; 2004: 3072.3923; 2005: 344.7277; 2006: 1229.5584; 2007: 11184.565; 2008: NO MODELS; 2009: NO MODELS; 2010: NO MODELS; 2011: NO MODELS; 2012: 377.4272; 2013: 3433.4568; 2014: 23154.3961
| 1991 | 1989: 3120.7376; 1990: 351.2243; 1991: 3158.6227; 1992: 353.8298; 1993: 1227.8499; 1994: 11150.6891; 1995: NO MODELS; 1996: NO MODELS; 1997: NO MODELS; 1998: NO MODELS; 1999: 374.4202; 2000: 3424.0801; 2001: 23161.4537; 2002: 3120.7376; 2003: 351.2243; 2004: 3158.6227; 2005: 353.8298; 2006: 1227.8499; 2007: 11150.6891; 2008: NO MODELS; 2009: NO MODELS; 2010: NO MODELS; 2011: NO MODELS; 2012: 374.4202; 2013: 3424.0801; 2014: 23161.4537
| 1992 | 1989: 3199.6752; 1990: 360.3032; 1991: 3172.6067; 1992: 356.0513; 1993: 1193.7772; 1994: 10843.3009; 1995: NO MODELS; 1996: NO MODELS; 1997: NO MODELS; 1998: NO MODELS; 1999: 367.5763; 2000: 3332.2957; 2001: 22825.5865; 2002: 3199.6752; 2003: 360.3032; 2004: 3172.6067; 2005: 356.0513; 2006: 1193.7772; 2007: 10843.3009; 2008: NO MODELS; 2009: NO MODELS; 2010: NO MODELS; 2011: NO MODELS; 2012: 367.5763; 2013: 3332.2957; 2014: 22825.5865
| 1993 | 1989: 3233.7829; 1990: 363.6245; 1991: 3205.8153; 1992: 359.6495; 1993: 1174.5617; 1994: 10662.7942; 1995: NO MODELS; 1996: NO MODELS; 1997: NO MODELS; 1998: NO MODELS; 1999: 360.7558; 2000: 3278.7364; 2001: 22639.7201; 2002: 3233.7829; 2003: 363.6245; 2004: 3205.8153; 2005: 359.6495; 2006: 1174.5617; 2007: 10662.7942; 2008: NO MODELS; 2009: NO MODELS; 2010: NO MODELS; 2011: NO MODELS; 2012: 360.7558; 2013: 3278.7364; 2014: 22639.7201
| 1994 | 1989: 3194.1826; 1990: 359.0592; 1991: 3185.6464; 1992: 356.7655; 1993: 1195.4274; 1994: 10840.2498; 1995: NO MODELS; 1996: NO MODELS; 1997: NO MODELS; 1998: NO MODELS; 1999: 367.101; 2000: 3331.2782; 2001: 22829.7101; 2002: 3194.1826; 2003: 359.0592; 2004: 3185.6464; 2005: 356.7655; 2006: 1195.4274; 2007: 10840.2498; 2008: NO MODELS; 2009: NO MODELS; 2010: NO MODELS; 2011: NO MODELS; 2012: 367.101; 2013: 3331.2782; 2014: 22829.7101
| 1995 | 1989: 3230.9925; 1990: 363.187; 1991: 3123.9281; 1992: 349.5099; 1993: 1194.831; 1994: 10826.0711; 1995: NO MODELS; 1996: NO MODELS; 1997: NO MODELS; 1998: NO MODELS; 1999: 367.6361; 2000: 3326.3918; 2001: 22782.5475; 2002: 3230.9925; 2003: 363.187; 2004: 3123.9281; 2005: 349.5099; 2006: 1194.831; 2007: 10826.0711; 2008: NO MODELS; 2009: NO MODELS; 2010: NO MODELS; 2011: NO MODELS; 2012: 367.6361; 2013: 3326.3918; 2014: 22782.5475
| 1996 | 1989: 3207.5308; 1990: 360.7569; 1991: 3120.1462; 1992: 348.96; 1993: 1204.1222; 1994: 10915.551; 1995: NO MODELS; 1996: NO MODELS; 1997: NO MODELS; 1998: NO MODELS; 1999: 370.0379; 2000: 3353.8125; 2001: 22880.9175; 2002: 3207.5308; 2003: 360.7569; 2004: 3120.1462; 2005: 348.96; 2006: 1204.1222; 2007: 10915.551; 2008: NO MODELS; 2009: NO MODELS; 2010: NO MODELS; 2011: NO MODELS; 2012: 370.0379; 2013: 3353.8125; 2014: 22880.9175
| 1997 | 1989: 3098.2412; 1990: 348.5431; 1991: 3021.6509; 1992: 337.801; 1993: 1266.9148; 1994: 11481.6647; 1995: NO MODELS; 1996: NO MODELS; 1997: NO MODELS; 1998: NO MODELS; 1999: 388.5402; 2000: 3526.9892; 2001: 23470.3451; 2002: 3098.2412; 2003: 348.5431; 2004: 3021.6509; 2005: 337.801; 2006: 1266.9148; 2007: 11481.6647; 2008: NO MODELS; 2009: NO MODELS; 2010: NO MODELS; 2011: NO MODELS; 2012: 388.5402; 2013: 3526.9892; 2014: 23470.3451
| 1998 | 1989: 2866.1312; 1990: 322.2249; 1991: 2928.952; 1992: 327.2793; 1993: 1375.4726; 1994: 12466.4063; 1995: NO MODELS; 1996: NO MODELS; 1997: NO MODELS; 1998: NO MODELS; 1999: 423.0511; 2000: 3829.0374; 2001: 24538.5547; 2002: 2866.1312; 2003: 322.2249; 2004: 2928.952; 2005: 327.2793; 2006: 1375.4726; 2007: 12466.4063; 2008: NO MODELS; 2009: NO MODELS; 2010: NO MODELS; 2011: NO MODELS; 2012: 423.0511; 2013: 3829.0374; 2014: 24538.5547
| 1999 | 1989: 2848.1287; 1990: 319.9458; 1991: 2914.86; 1992: 326.2562; 1993: 1385.2199; 1994: 12555.0332; 1995: NO MODELS; 1996: NO MODELS; 1997: NO MODELS; 1998: NO MODELS; 1999: 425.7139; 2000: 3857.3563; 2001: 24632.514; 2002: 2848.1287; 2003: 319.9458; 2004: 2914.86; 2005: 326.2562; 2006: 1385.2199; 2007: 12555.0332; 2008: NO MODELS; 2009: NO MODELS; 2010: NO MODELS; 2011: NO MODELS; 2012: 425.7139; 2013: 3857.3563; 2014: 24632.514
| 2000 | 1989: 2806.6057; 1990: 315.3729; 1991: 3193.4486; 1992: 357.4573; 1993: 1343.6992; 1994: 12181.272; 1995: NO MODELS; 1996: NO MODELS; 1997: NO MODELS; 1998: NO MODELS; 1999: 412.9503; 2000: 3742.862; 2001: 24353.6679; 2002: 2806.6057; 2003: 315.3729; 2004: 3193.4486; 2005: 357.4573; 2006: 1343.6992; 2007: 12181.272; 2008: NO MODELS; 2009: NO MODELS; 2010: NO MODELS; 2011: NO MODELS; 2012: 412.9503; 2013: 3742.862; 2014: 24353.6679
| 2001 | 1989: 2725.1087; 1990: 306.675; 1991: 3181.086; 1992: 356.3236; 1993: 1376.0094; 1994: 12488.4404; 1995: NO MODELS; 1996: NO MODELS; 1997: NO MODELS; 1998: NO MODELS; 1999: 425.2367; 2000: 3835.4698; 2001: 24694.3495; 2002: 2725.1087; 2003: 306.675; 2004: 3181.086; 2005: 356.3236; 2006: 1376.0094; 2007: 12488.4404; 2008: NO MODELS; 2009: NO MODELS; 2010: NO MODELS; 2011: NO MODELS; 2012: 425.2367; 2013: 3835.4698; 2014: 24694.3495
| 2002 | 1989: 2615.7452; 1990: 294.3044; 1991: 3100.702; 1992: 346.9902; 1993: 1434.8332; 1994: 13020.5375; 1995: NO MODELS; 1996: NO MODELS; 1997: NO MODELS; 1998: NO MODELS; 1999: 443.9945; 2000: 3999.2943; 2001: 25256.4013; 2002: 2615.7452; 2003: 294.3044; 2004: 3100.702; 2005: 346.9902; 2006: 1434.8332; 2007: 13020.5375; 2008: NO MODELS; 2009: NO MODELS; 2010: NO MODELS; 2011: NO MODELS; 2012: 443.9945; 2013: 3999.2943; 2014: 25256.4013
| 2003 | 1989: 2517.4011; 1990: 283.2502; 1991: 3054.1744; 1992: 342.1946; 1993: 1481.9558; 1994: 13451.1111; 1995: NO MODELS; 1996: NO MODELS; 1997: NO MODELS; 1998: NO MODELS; 1999: 458.3754; 2000: 4130.9316; 2001: 25719.3943; 2002: 2517.4011; 2003: 283.2502; 2004: 3054.1744; 2005: 342.1946; 2006: 1481.9558; 2007: 13451.1111; 2008: NO MODELS; 2009: NO MODELS; 2010: NO MODELS; 2011: NO MODELS; 2012: 458.3754; 2013: 4130.9316; 2014: 25719.3943
| 2004 | 1989: 2456.7036; 1990: 276.5771; 1991: 3021.152; 1992: 338.4234; 1993: 1511.6497; 1994: 13724.5762; 1995: NO MODELS; 1996: NO MODELS; 1997: NO MODELS; 1998: NO MODELS; 1999: 466.9905; 2000: 4216.0044; 2001: 26012.0768; 2002: 2456.7036; 2003: 276.5771; 2004: 3021.152; 2005: 338.4234; 2006: 1511.6497; 2007: 13724.5762; 2008: NO MODELS; 2009: NO MODELS; 2010: NO MODELS; 2011: NO MODELS; 2012: 466.9905; 2013: 4216.0044; 2014: 26012.0768
| 2005 | 1989: 2297.846; 1990: 258.878; 1991: 2924.4986; 1992: 327.8417; 1993: 1592.0992; 1994: 14460.2562; 1995: NO MODELS; 1996: NO MODELS; 1997: NO MODELS; 1998: NO MODELS; 1999: 491.4762; 2000: 4441.3461; 2001: 26794.242; 2002: 2297.846; 2003: 258.878; 2004: 2924.4986; 2005: 327.8417; 2006: 1592.0992; 2007: 14460.2562; 2008: NO MODELS; 2009: NO MODELS; 2010: NO MODELS; 2011: NO MODELS; 2012: 491.4762; 2013: 4441.3461; 2014: 26794.242
| 2006 | 1989: 2167.6215; 1990: 244.389; 1991: 2835.9347; 1992: 318.0801; 1993: 1659.8701; 1994: 15079.7494; 1995: NO MODELS; 1996: NO MODELS; 1997: NO MODELS; 1998: NO MODELS; 1999: 512.9154; 2000: 4631.9009; 2001: 27450.4612; 2002: 2167.6215; 2003: 244.389; 2004: 2835.9347; 2005: 318.0801; 2006: 1659.8701; 2007: 15079.7494; 2008: NO MODELS; 2009: NO MODELS; 2010: NO MODELS; 2011: NO MODELS; 2012: 512.9154; 2013: 4631.9009; 2014: 27450.4612
| 2007 | 1989: 2019.8909; 1990: 227.8227; 1991: 2736.6714; 1992: 307.2979; 1993: 1736.4279; 1994: 15780.2003; 1995: NO MODELS; 1996: NO MODELS; 1997: NO MODELS; 1998: NO MODELS; 1999: 537.3827; 2000: 4847.5769; 2001: 28193.2707; 2002: 2019.8909; 2003: 227.8227; 2004: 2736.6714; 2005: 307.2979; 2006: 1736.4279; 2007: 15780.2003; 2008: NO MODELS; 2009: NO MODELS; 2010: NO MODELS; 2011: NO MODELS; 2012: 537.3827; 2013: 4847.5769; 2014: 28193.2707
| 2008 | 1989: 1840.7629; 1990: 207.5319; 1991: 2623.4069; 1992: 294.522; 1993: 1828.3047; 1994: 16617.4133; 1995: NO MODELS; 1996: NO MODELS; 1997: NO MODELS; 1998: NO MODELS; 1999: 566.1751; 2000: 5105.9669; 2001: 29084.0837; 2002: 1840.7629; 2003: 207.5319; 2004: 2623.4069; 2005: 294.522; 2006: 1828.3047; 2007: 16617.4133; 2008: NO MODELS; 2009: NO MODELS; 2010: NO MODELS; 2011: NO MODELS; 2012: 566.1751; 2013: 5105.9669; 2014: 29084.0837
| 2009 | 1989: 1693.5677; 1990: 190.6821; 1991: 2589.7324; 1992: 290.2605; 1993: 1894.5263; 1994: 17195.8284; 1995: NO MODELS; 1996: NO MODELS; 1997: NO MODELS; 1998: NO MODELS; 1999: 585.3206; 2000: 5282.3752; 2001: 29722.2933; 2002: 1693.5677; 2003: 190.6821; 2004: 2589.7324; 2005: 290.2605; 2006: 1894.5263; 2007: 17195.8284; 2008: NO MODELS; 2009: NO MODELS; 2010: NO MODELS; 2011: NO MODELS; 2012: 585.3206; 2013: 5282.3752; 2014: 29722.2933
| 2010 | 1989: 1591.4937; 1990: 179.266; 1991: 2516.3126; 1992: 281.6546; 1993: 1949.5216; 1994: 17689.9485; 1995: NO MODELS; 1996: NO MODELS; 1997: NO MODELS; 1998: NO MODELS; 1999: 601.359; 2000: 5434.1884; 2001: 30243.7444; 2002: 1591.4937; 2003: 179.266; 2004: 2516.3126; 2005: 281.6546; 2006: 1949.5216; 2007: 17689.9485; 2008: NO MODELS; 2009: NO MODELS; 2010: NO MODELS; 2011: NO MODELS; 2012: 601.359; 2013: 5434.1884; 2014: 30243.7444
| 2011 | 1989: 1464.6524; 1990: 165.0518; 1991: 2411.9104; 1992: 269.5666; 1993: 2019.1558; 1994: 18330.1049; 1995: NO MODELS; 1996: NO MODELS; 1997: NO MODELS; 1998: NO MODELS; 1999: 622.0397; 2000: 5630.1311; 2001: 30912.6126; 2002: 1464.6524; 2003: 165.0518; 2004: 2411.9104; 2005: 269.5666; 2006: 2019.1558; 2007: 18330.1049; 2008: NO MODELS; 2009: NO MODELS; 2010: NO MODELS; 2011: NO MODELS; 2012: 622.0397; 2013: 5630.1311; 2014: 30912.6126
| 2012 | 1989: 1340.8638; 1990: 151.0422; 1991: 2296.9335; 1992: 256.5348; 1993: 2090.9376; 1994: 18978.2075; 1995: NO MODELS; 1996: NO MODELS; 1997: NO MODELS; 1998: NO MODELS; 1999: 643.2621; 2000: 5828.5448; 2001: 31586.3262; 2002: 1340.8638; 2003: 151.0422; 2004: 2296.9335; 2005: 256.5348; 2006: 2090.9376; 2007: 18978.2075; 2008: NO MODELS; 2009: NO MODELS; 2010: NO MODELS; 2011: NO MODELS; 2012: 643.2621; 2013: 5828.5448; 2014: 31586.3262
| 2013 | 1989: 1208.0528; 1990: 135.7686; 1991: 2169.86; 1992: 242.4038; 1993: 2166.7857; 1994: 19680.2924; 1995: NO MODELS; 1996: NO MODELS; 1997: NO MODELS; 1998: NO MODELS; 1999: 666.6767; 2000: 6046.1878; 2001: 32316.0279; 2002: 1207.8138; 2003: 135.742; 2004: 2169.86; 2005: 242.4038; 2006: 2166.7857; 2007: 19680.2924; 2008: NO MODELS; 2009: NO MODELS; 2010: NO MODELS; 2011: NO MODELS; 2012: 666.6767; 2013: 6046.1878; 2014: 32315.7623
| 2014 | 1989: 1094.6426; 1990: 122.9508; 1991: 2044.0494; 1992: 228.4662; 1993: 2236.2676; 1994: 20312.0571; 1995: NO MODELS; 1996: NO MODELS; 1997: NO MODELS; 1998: NO MODELS; 1999: 688.0724; 2000: 6238.8382; 2001: 32965.3443; 2002: 1094.1878; 2003: 122.8994; 2004: 2038.5475; 2005: 227.9246; 2006: 2231.6444; 2007: 20276.2196; 2008: NO MODELS; 2009: NO MODELS; 2010: NO MODELS; 2011: NO MODELS; 2012: 685.0014; 2013: 6214.4336; 2014: 32890.8583
| 2015 | 1989: 990.0037; 1990: 111.4439; 1991: 1950.8004; 1992: 218.1739; 1993: 2297.0692; 1994: 20849.277; 1995: NO MODELS; 1996: NO MODELS; 1997: NO MODELS; 1998: NO MODELS; 1999: 706.7682; 2000: 6403.5665; 2001: 33527.1027; 2002: 989.3586; 2003: 111.3697; 2004: 1940.1393; 2005: 217.1242; 2006: 2287.827; 2007: 20777.847; 2008: NO MODELS; 2009: NO MODELS; 2010: NO MODELS; 2011: NO MODELS; 2012: 700.6289; 2013: 6354.8922; 2014: 33379.1869
| 2016 | 1989: 915.4141; 1990: 102.7057; 1991: 1879.0267; 1992: 210.1632; 1993: 2340.0495; 1994: 21245.4825; 1995: NO MODELS; 1996: NO MODELS; 1997: NO MODELS; 1998: NO MODELS; 1999: 721.2296; 2000: 6523.923; 2001: 33937.9943; 2002: 914.6118; 2003: 102.6143; 2004: 1863.7725; 2005: 208.6648; 2006: 2326.466; 2007: 21140.3458; 2008: NO MODELS; 2009: NO MODELS; 2010: NO MODELS; 2011: NO MODELS; 2012: 712.1731; 2013: 6452.2907; 2014: 33720.939
| 2017 | 1989: 843.3837; 1990: 94.3385; 1991: 1803.9177; 1992: 201.5786; 1993: 2384.0704; 1994: 21637.5115; 1995: NO MODELS; 1996: NO MODELS; 1997: NO MODELS; 1998: NO MODELS; 1999: 736.0612; 2000: 6643.1952; 2001: 34344.0568; 2002: 842.4511; 2003: 94.2328; 2004: 1784.5682; 2005: 199.6838; 2006: 2366.3165; 2007: 21500.1714; 2008: NO MODELS; 2009: NO MODELS; 2010: NO MODELS; 2011: NO MODELS; 2012: 724.2021; 2013: 6549.6257; 2014: 34061.2515
| 2018 | 1989: 781.495; 1990: 87.1217; 1991: 1733.6174; 1992: 193.4298; 1993: 2421.1871; 1994: 21987.286; 1995: NO MODELS; 1996: NO MODELS; 1997: NO MODELS; 1998: NO MODELS; 1999: 745.773; 2000: 6752.5343; 2001: 34702.4443; 2002: 780.4608; 2003: 87.005; 2004: 1710.7529; 2005: 191.1993; 2006: 2399.5669; 2007: 21819.8229; 2008: NO MODELS; 2009: NO MODELS; 2010: NO MODELS; 2011: NO MODELS; 2012: 731.4148; 2013: 6638.3527; 2014: 34358.5753
| 2019 | 1989: 729.3044; 1990: 80.849; 1991: 1667.2481; 1992: 185.2355; 1993: 2455.2418; 1994: 22295.6177; 1995: NO MODELS; 1996: NO MODELS; 1997: NO MODELS; 1998: NO MODELS; 1999: 754.5293; 2000: 6849.3318; 2001: 35017.3577; 2002: 728.1899; 2003: 80.724; 2004: 1641.306; 2005: 182.7237; 2006: 2429.9553; 2007: 22099.7695; 2008: NO MODELS; 2009: NO MODELS; 2010: NO MODELS; 2011: NO MODELS; 2012: 737.8027; 2013: 6715.722; 2014: 34616.193
| 2020 | 1989: 673.9047; 1990: 75.0494; 1991: 1595.2898; 1992: 177.7957; 1993: 2489.3034; 1994: 22621.8322; 1995: NO MODELS; 1996: NO MODELS; 1997: NO MODELS; 1998: NO MODELS; 1999: 764.358; 2000: 6951.6199; 2001: 35349.1532; 2002: 672.7352; 2003: 74.917; 2004: 1566.7841; 2005: 175.0198; 2006: 2460.5976; 2007: 22399.278; 2008: NO MODELS; 2009: NO MODELS; 2010: NO MODELS; 2011: NO MODELS; 2012: 745.389; 2013: 6799.7252; 2014: 34894.4459
| 2021 | 1989: 619.1911; 1990: 69.0634; 1991: 1520.0418; 1992: 169.4831; 1993: 2525.3624; 1994: 22951.8863; 1995: NO MODELS; 1996: NO MODELS; 1997: NO MODELS; 1998: NO MODELS; 1999: 774.8954; 2000: 7055.1835; 2001: 35685.1071; 2002: 617.985; 2003: 68.9264; 2004: 1489.3903; 2005: 166.4968; 2006: 2493.4214; 2007: 22704.249; 2008: NO MODELS; 2009: NO MODELS; 2010: NO MODELS; 2011: NO MODELS; 2012: 753.8053; 2013: 6886.1093; 2014: 35180.3835
| 2022 | 1989: 570.2457; 1990: 63.3656; 1991: 1447.5536; 1992: 160.8313; 1993: 2560.2594; 1994: 23257.2725; 1995: NO MODELS; 1996: NO MODELS; 1997: NO MODELS; 1998: NO MODELS; 1999: 785.2212; 2000: 7151.2599; 2001: 35996.0092; 2002: 569.0255; 2003: 63.2276; 2004: 1415.2866; 2005: 157.7032; 2006: 2525.431; 2007: 22987.4454; 2008: NO MODELS; 2009: NO MODELS; 2010: NO MODELS; 2011: NO MODELS; 2012: 762.2395; 2013: 6966.9789; 2014: 35447.3378
| 2023 | 1989: 522.8925; 1990: 58.4147; 1991: 1375.8246; 1992: 153.3436; 1993: 2591.7319; 1994: 23554.2316; 1995: NO MODELS; 1996: NO MODELS; 1997: NO MODELS; 1998: NO MODELS; 1999: 795.7403; 2000: 7243.7498; 2001: 36295.9289; 2002: 521.6844; 2003: 58.2771; 2004: 1342.5721; 2005: 150.1089; 2006: 2554.4962; 2007: 23265.6282; 2008: NO MODELS; 2009: NO MODELS; 2010: NO MODELS; 2011: NO MODELS; 2012: 771.1453; 2013: 7046.6244; 2014: 35710.5367
| 2024 | 1989: 482.0888; 1990: 53.7833; 1991: 1317.3219; 1992: 146.5655; 1993: 2620.0519; 1994: 23804.5768; 1995: NO MODELS; 1996: NO MODELS; 1997: NO MODELS; 1998: NO MODELS; 1999: 805.1822; 2000: 7321.7916; 2001: 36551.3621; 2002: 480.9184; 2003: 53.6502; 2004: 1283.7253; 2005: 143.3045; 2006: 2580.9162; 2007: 23501.3359; 2008: NO MODELS; 2009: NO MODELS; 2010: NO MODELS; 2011: NO MODELS; 2012: 779.3104; 2013: 7114.645; 2014: 35937.8058
| 2025 | 1989: 441.932; 1990: 49.7208; 1991: 1258.1429; 1992: 140.5904; 1993: 2646.0234; 1994: 24052.095; 1995: NO MODELS; 1996: NO MODELS; 1997: NO MODELS; 1998: NO MODELS; 1999: 814.9448; 2000: 7399.0369; 2001: 36802.4863; 2002: 440.8146; 2003: 49.5925; 2004: 1224.5741; 2005: 137.317; 2006: 2605.2599; 2007: 23736.0658; 2008: NO MODELS; 2009: NO MODELS; 2010: NO MODELS; 2011: NO MODELS; 2012: 787.9377; 2013: 7183.1284; 2014: 36164.69
| 2026 | 1989: 405.6477; 1990: 45.4989; 1991: 1200.2549; 1992: 133.968; 1993: 2672.1094; 1994: 24285.4111; 1995: NO MODELS; 1996: NO MODELS; 1997: NO MODELS; 1998: NO MODELS; 1999: 824.6191; 2000: 7471.8704; 2001: 37039.3794; 2002: 404.5994; 2003: 45.3789; 2004: 1167.2302; 2005: 130.7512; 2006: 2630.1036; 2007: 23959.7955; 2008: NO MODELS; 2009: NO MODELS; 2010: NO MODELS; 2011: NO MODELS; 2012: 796.7343; 2013: 7249.3837; 2014: 36383.9767
| 2027 | 1989: 371.7907; 1990: 41.9503; 1991: 1144.7744; 1992: 128.3543; 1993: 2698.083; 1994: 24501.805; 1995: NO MODELS; 1996: NO MODELS; 1997: NO MODELS; 1998: NO MODELS; 1999: 834.124; 2000: 7539.4503; 2001: 37260.3321; 2002: 370.83; 2003: 41.8397; 2004: 1112.7701; 2005: 125.2222; 2006: 2655.2437; 2007: 24169.9802; 2008: NO MODELS; 2009: NO MODELS; 2010: NO MODELS; 2011: NO MODELS; 2012: 805.6349; 2013: 7312.6886; 2014: 36594.2094
| 2028 | 1989: 340.8084; 1990: 38.0848; 1991: 1091.3936; 1992: 122.0248; 1993: 2720.679; 1994: 24713.098; 1995: NO MODELS; 1996: NO MODELS; 1997: NO MODELS; 1998: NO MODELS; 1999: 839.0653; 2000: 7604.4513; 2001: 37469.6053; 2002: 339.9277; 2003: 37.9844; 2004: 1060.8817; 2005: 119.0472; 2006: 2677.4809; 2007: 24378.4117; 2008: NO MODELS; 2009: NO MODELS; 2010: NO MODELS; 2011: NO MODELS; 2012: 810.4074; 2013: 7375.7346; 2014: 36799.8756
| 2029 | 1989: 312.2321; 1990: 34.8156; 1991: 1039.6114; 1992: 116.6689; 1993: 2743.3526; 1994: 24909.0509; 1995: NO MODELS; 1996: NO MODELS; 1997: NO MODELS; 1998: NO MODELS; 1999: 844.1348; 2000: 7664.6533; 2001: 37664.5194; 2002: 311.4252; 2003: 34.7238; 2004: 1010.547; 2005: 113.822; 2006: 2699.7945; 2007: 24571.7108; 2008: NO MODELS; 2009: NO MODELS; 2010: NO MODELS; 2011: NO MODELS; 2012: 815.3038; 2013: 7434.1259; 2014: 36991.4529
| 2030 | 1989: 285.5639; 1990: 32.1064; 1991: 990.7745; 1992: 110.4836; 1993: 2762.4632; 1994: 25095.9676; 1995: NO MODELS; 1996: NO MODELS; 1997: NO MODELS; 1998: NO MODELS; 1999: 849.4437; 2000: 7720.8409; 2001: 37847.6438; 2002: 284.826; 2003: 32.0217; 2004: 963.0755; 2005: 107.7876; 2006: 2718.6017; 2007: 24756.0961; 2008: NO MODELS; 2009: NO MODELS; 2010: NO MODELS; 2011: NO MODELS; 2012: 820.4313; 2013: 7488.6235; 2014: 37171.4635
| 2031 | 1989: 261.4335; 1990: 28.9139; 1991: 942.901; 1992: 105.2255; 1993: 2782.4671; 1994: 25270.3567; 1995: NO MODELS; 1996: NO MODELS; 1997: NO MODELS; 1998: NO MODELS; 1999: 855.1728; 2000: 7774.4049; 2001: 38020.8754; 2002: 260.7579; 2003: 28.8377; 2004: 916.5404; 2005: 102.6578; 2006: 2738.2879; 2007: 24928.1235; 2008: NO MODELS; 2009: NO MODELS; 2010: NO MODELS; 2011: NO MODELS; 2012: 825.9648; 2013: 7540.5766; 2014: 37341.7466
| 2032 | 1989: 239.4187; 1990: 26.1755; 1991: 897.2431; 1992: 100.7955; 1993: 2798.6154; 1994: 25433.9735; 1995: NO MODELS; 1996: NO MODELS; 1997: NO MODELS; 1998: NO MODELS; 1999: 861.124; 2000: 7823.3036; 2001: 38180.6492; 2002: 238.8; 2003: 26.1064; 2004: 872.159; 2005: 98.3359; 2006: 2754.1799; 2007: 25089.5244; 2008: NO MODELS; 2009: NO MODELS; 2010: NO MODELS; 2011: NO MODELS; 2012: 831.7127; 2013: 7588.0045; 2014: 37498.8229
| 2033 | 1989: 219.1664; 1990: 23.8427; 1991: 853.4229; 1992: 95.319; 1993: 2815.503; 1994: 25587.7439; 1995: NO MODELS; 1996: NO MODELS; 1997: NO MODELS; 1998: NO MODELS; 1999: 867.1335; 2000: 7869.4152; 2001: 38331.5466; 2002: 218.6; 2003: 23.7799; 2004: 829.5638; 2005: 92.993; 2006: 2770.7994; 2007: 25241.2123; 2008: NO MODELS; 2009: NO MODELS; 2010: NO MODELS; 2011: NO MODELS; 2012: 837.517; 2013: 7632.7293; 2014: 37647.1947
| 2034 | 1989: 200.4302; 1990: 21.8643; 1991: 811.1891; 1992: 90.5837; 1993: 2833.0084; 1994: 25729.9934; 1995: NO MODELS; 1996: NO MODELS; 1997: NO MODELS; 1998: NO MODELS; 1999: 873.1562; 2000: 7912.2363; 2001: 38472.4617; 2002: 199.9122; 2003: 21.8067; 2004: 788.5108; 2005: 88.3733; 2006: 2788.0268; 2007: 25381.5354; 2008: NO MODELS; 2009: NO MODELS; 2010: NO MODELS; 2011: NO MODELS; 2012: 843.3339; 2013: 7674.2625; 2014: 37785.7616

## UEC
Unit Energy Consumption
|  | Product | Water and Evaporatively Cooled Commercial Package Air-Conditioning and Heating Equipment
|  | Number of Product Classes | 27
|  | Product Class | Market Share by Product Class*
| 1 | Small Commercial Package Air-Conditioning and Heating Equipment (Water-Cooled) >=65,000 and <135,000 Btu/h E/N | 10.99%
| 2 | Small Commercial Package Air-Conditioning and Heating Equipment (Water-Cooled) >=65,000 and <135,000 Btu/h O | 1.244%
| 3 | Large Commercial Package Air-Conditioning and Heating Equipment (Water-Cooled) >= 135,000 and <240,000 Btu/h E/N | 11.68%
| 4 | Large Commercial Package Air-Conditioning and Heating Equipment (Water-Cooled) >= 135,000 and <240,000 Btu/h O | 1.313%
| 5 | Very Large Commercial Package Air-Conditioning and Heating Equipment (Water-Cooled) >=240,000 and <760,000 Btu/h E/N | 5.943%
| 6 | Very Large Commercial Package Air-Conditioning and Heating Equipment (Water-Cooled) >=240,000 and <760,000 Btu/h O | 53.56%
| 7 | Small Commercial Package Air-Conditioning and Heating Equipment (Evaporatively-Cooled) >=65,000 and <135,000 Btu/h E/N | 0%
| 8 | Small Commercial Package Air-Conditioning and Heating Equipment (Evaporatively-Cooled) >=65,000 and <135,000 Btu/h O | 0%
| 9 | Large Commercial Package Air-Conditioning and Heating Equipment (Evaporatively-Cooled) >= 135,000 and <240,000 Btu/h E/N | 0%
| 10 | Large Commercial Package Air-Conditioning and Heating Equipment (Evaporatively-Cooled) >= 135,000 and <240,000 Btu/h O | 0%
| 11 | Very Large Commercial Package Air-Conditioning and Heating Equipment (Evaporatively-Cooled) >=240,000 and <760,000 Btu/h E/N | 1.52%
| 12 | Very Large Commercial Package Air-Conditioning and Heating Equipment (Evaporatively-Cooled) >=240,000 and <760,000 Btu/h O | 13.75%
*Variable based on AHRI annual shipment data and DOE forecast. Values reported here are for reference only from 2005 historic AHRI shipments. Values used in analysis are reported per year. Product classes 7-10 did not have shipment data available and were not modeled by DOE for the federal rulemaking. Therefore product classes 7-10 do not contribute to the shipment weighted UEC.
Efficiency Tier by Product Class
|  | Water Cooled* | Representative Capacity (Tons) | Baseline Compliance Year** | Standard Compliance Year | Base UEC | Standard UEC | Market Weighted Base UEC | Market Weighted Standard UEC
[6 empty] | kWh/yr | kWh/yr | kWh/yr | kWh/yr
| 1 | Small Commercial Package Air-Conditioning and Heating Equipment (Water-Cooled) >=65,000 and <135,000 Btu/h E/N | 8 | 2003 | 2013 | 9199.3753 | 8855.2354 | 8878.178 | 8855.2354
| 2 | Small Commercial Package Air-Conditioning and Heating Equipment (Water-Cooled) >=65,000 and <135,000 Btu/h O | 8 | 2003 | 2013 | 9321.8264 | 8966.2661 | 8989.9701 | 8966.2661
| 3 | Large Commercial Package Air-Conditioning and Heating Equipment (Water-Cooled) >= 135,000 and <240,000 Btu/h E/N | 15 | 2004 | 2014 | 17837.7143 | 16206.3298 | 16672.4396 | 16206.3298
| 4 | Large Commercial Package Air-Conditioning and Heating Equipment (Water-Cooled) >= 135,000 and <240,000 Btu/h O | 15 | 2004 | 2014 | 17837.7143 | 16401.8591 | 16812.1034 | 16401.8591
| 5 | Very Large Commercial Package Air-Conditioning and Heating Equipment (Water-Cooled) >=240,000 and <760,000 Btu/h E/N | 35 | 2011 | 2014 | 41621.3333 | 38041.1269 | 38654.8765 | 38041.1269
| 6 | Very Large Commercial Package Air-Conditioning and Heating Equipment (Water-Cooled) >=240,000 and <760,000 Btu/h O | 35 | 2011 | 2014 | 42204.8276 | 38504.4855 | 39033.1058 | 38504.4855
*E/N = Electric Resistance or No Heating, O = Other Heating
**UEC's for designs 5, 6, 11, 12 are backcast based on 2011 efficiency levels. Shipment market mix remains variable.
|  | Evaporatively Cooled* | Representative Capacity (Tons) | Baseline Compliance Year** | Standard Compliance Year | Base UEC | Standard UEC | Market Weighted Base UEC | Market Weighted Standard UEC
[6 empty] | kWh/yr | kWh/yr | kWh/yr | kWh/yr
| 7 | Small Commercial Package Air-Conditioning and Heating Equipment (Evaporatively-Cooled) >=65,000 and <135,000 Btu/h E/N | NO MODELS | 2003 | 2013 | NO MODELS | NO MODELS | NO MODELS | NO MODELS
| 8 | Small Commercial Package Air-Conditioning and Heating Equipment (Evaporatively-Cooled) >=65,000 and <135,000 Btu/h O | NO MODELS | 2003 | 2013 | NO MODELS | NO MODELS | NO MODELS | NO MODELS
| 9 | Large Commercial Package Air-Conditioning and Heating Equipment (Evaporatively-Cooled) >= 135,000 and <240,000 Btu/h E/N | NO MODELS | 2004 | 2014 | NO MODELS | NO MODELS | NO MODELS | NO MODELS
| 10 | Large Commercial Package Air-Conditioning and Heating Equipment (Evaporatively-Cooled) >= 135,000 and <240,000 Btu/h O | NO MODELS | 2004 | 2014 | NO MODELS | NO MODELS | NO MODELS | NO MODELS
| 11 | Very Large Commercial Package Air-Conditioning and Heating Equipment (Evaporatively-Cooled) >=240,000 and <760,000 Btu/h E/N | 40 | 2011 | 2014 | 47171.388 | 44732.1355 | 46313.9682 | 44732.1355
| 12 | Very Large Commercial Package Air-Conditioning and Heating Equipment (Evaporatively-Cooled) >=240,000 and <760,000 Btu/h O | 40 | 2011 | 2014 | 47766.3625 | 45243.0072 | 46645.9632 | 45243.0072
*E/N = Electric Resistance or No Heating, O = Other Heating
**UEC's for designs 5, 6, 11, 12 are backcast based on 2011 efficiency levels. Shipment market mix remains variable.
Market Share by Product Class and Efficiency Tier (2005-2034)
Market Share Matrix by Product Class (From AHRI Shipments and DOE Market Mix Forecast)
| Product Class | Year | 1989 | 1990 | 1991 | 1992 | 1993 | 1994 | 1995 | 1996 | 1997 | 1998 | 1999 | 2000 | 2001 | 2002 | 2003 | 2004 | 2005 | 2006 | 2007 | 2008 | 2009 | 2010 | 2011 | 2012 | 2013 | 2014 | 2015 | 2016 | 2017 | 2018 | 2019 | 2020 | 2021 | 2022 | 2023 | 2024 | 2025 | 2026 | 2027 | 2028 | 2029 | 2030 | 2031 | 2032 | 2033 | 2034
| 1 | Small Commercial Package Air-Conditioning and Heating Equipment (Water-Cooled) >=65,000 and <135,000 Btu/h E/N | 30.29% | 35.57% | 34.72% | 38.27% | 37.83% | 33.88% | 38.42% | 34.75% | 29.29% | 18.9% | 31.73% | 29.1% | 27.62% | 18.83% | 21.84% | 24.63% | 10.99% | 13.26% | 14.52% | 10.85% | 12.82% | 11.25% | 10.46% | 9.679% | 8.922% | 8.246% | 7.543% | 6.997% | 6.427% | 5.903% | 5.488% | 4.928% | 4.555% | 4.241% | 3.843% | 3.511% | 3.168% | 2.971% | 2.686% | 2.478% | 2.26% | 2.037% | 1.895% | 1.744% | 1.593% | 1.437%
| 2 | Small Commercial Package Air-Conditioning and Heating Equipment (Water-Cooled) >=65,000 and <135,000 Btu/h O | 3.373% | 3.943% | 3.869% | 4.261% | 4.179% | 3.755% | 4.265% | 3.872% | 3.258% | 2.085% | 3.508% | 3.239% | 3.092% | 2.083% | 2.427% | 2.757% | 1.244% | 1.494% | 1.619% | 1.196% | 1.403% | 1.264% | 1.169% | 1.069% | 0.9628% | 0.9162% | 0.8678% | 0.7473% | 0.6911% | 0.6325% | 0.5702% | 0.5797% | 0.5143% | 0.4464% | 0.4521% | 0.3817% | 0.3864% | 0.3127% | 0.316% | 0.2398% | 0.2421% | 0.2445% | 0.1647% | 0.1661% | 0.1676% | 0.1691%
| 3 | Large Commercial Package Air-Conditioning and Heating Equipment (Water-Cooled) >= 135,000 and <240,000 Btu/h E/N | 16.73% | 18.43% | 19.48% | 19.24% | 19.96% | 18.53% | 16.91% | 18.63% | 15.47% | 14.81% | 17.3% | 31.93% | 18.65% | 13.33% | 16.05% | 16.05% | 11.68% | 11.67% | 12.81% | 11.96% | 15.34% | 11.67% | 11.25% | 10.81% | 10.33% | 9.948% | 9.546% | 9.171% | 8.777% | 8.363% | 8.054% | 7.609% | 7.274% | 6.994% | 6.631% | 6.336% | 6.028% | 5.708% | 5.45% | 5.196% | 4.923% | 4.727% | 4.448% | 4.236% | 4.023% | 3.804%
| 4 | Large Commercial Package Air-Conditioning and Heating Equipment (Water-Cooled) >= 135,000 and <240,000 Btu/h O | 1.851% | 2.05% | 2.161% | 2.151% | 2.217% | 2.041% | 1.866% | 2.063% | 1.711% | 1.636% | 1.935% | 3.545% | 2.078% | 1.458% | 1.805% | 1.777% | 1.313% | 1.307% | 1.439% | 1.324% | 1.684% | 1.264% | 1.23% | 1.194% | 1.155% | 1.113% | 1.068% | 1.019% | 0.9675% | 0.9136% | 0.8553% | 0.8696% | 0.8082% | 0.744% | 0.7536% | 0.687% | 0.6955% | 0.6255% | 0.6319% | 0.5596% | 0.565% | 0.489% | 0.4942% | 0.4983% | 0.4191% | 0.4227%
| 5 | Very Large Commercial Package Air-Conditioning and Heating Equipment (Water-Cooled) >=240,000 and <760,000 Btu/h E/N | 3.795% | 3.181% | 3.172% | 2.867% | 2.857% | 3.347% | 3.085% | 3.237% | 4.014% | 4.988% | 3.629% | 2.56% | 3.852% | 5.125% | 4.605% | 4.35% | 5.943% | 5.742% | 5.531% | 5.938% | 5.519% | 5.957% | 6.027% | 6.16% | 6.226% | 6.348% | 6.475% | 6.522% | 6.634% | 6.676% | 6.771% | 6.812% | 6.907% | 6.994% | 7.008% | 7.099% | 7.11% | 7.193% | 7.267% | 7.274% | 7.345% | 7.335% | 7.414% | 7.392% | 7.46% | 7.523%
| 6 | Very Large Commercial Package Air-Conditioning and Heating Equipment (Water-Cooled) >=240,000 and <760,000 Btu/h O | 34.2% | 28.65% | 28.48% | 25.81% | 25.63% | 29.92% | 27.57% | 29.13% | 36% | 44.79% | 32.58% | 23.04% | 34.77% | 46% | 41.44% | 39.22% | 53.56% | 51.73% | 49.82% | 53.44% | 49.2% | 53.37% | 54.37% | 55.31% | 56.29% | 57.13% | 57.94% | 58.76% | 59.5% | 60.3% | 60.87% | 61.59% | 62.16% | 62.65% | 63.23% | 63.74% | 64.22% | 64.66% | 65.01% | 65.55% | 65.86% | 66.26% | 66.56% | 66.86% | 67.14% | 67.37%
| 7 | Small Commercial Package Air-Conditioning and Heating Equipment (Evaporatively-Cooled) >=65,000 and <135,000 Btu/h E/N | 0% | 0% | 0% | 0% | 0% | 0% | 0% | 0% | 0% | 0% | 0% | 0% | 0% | 0% | 0% | 0% | 0% | 0% | 0% | 0% | 0% | 0% | 0% | 0% | 0% | 0% | 0% | 0% | 0% | 0% | 0% | 0% | 0% | 0% | 0% | 0% | 0% | 0% | 0% | 0% | 0% | 0% | 0% | 0% | 0% | 0%
| 8 | Small Commercial Package Air-Conditioning and Heating Equipment (Evaporatively-Cooled) >=65,000 and <135,000 Btu/h O | 0% | 0% | 0% | 0% | 0% | 0% | 0% | 0% | 0% | 0% | 0% | 0% | 0% | 0% | 0% | 0% | 0% | 0% | 0% | 0% | 0% | 0% | 0% | 0% | 0% | 0% | 0% | 0% | 0% | 0% | 0% | 0% | 0% | 0% | 0% | 0% | 0% | 0% | 0% | 0% | 0% | 0% | 0% | 0% | 0% | 0%
| 9 | Large Commercial Package Air-Conditioning and Heating Equipment (Evaporatively-Cooled) >= 135,000 and <240,000 Btu/h E/N | 0% | 0% | 0% | 0% | 0% | 0% | 0% | 0% | 0% | 0% | 0% | 0% | 0% | 0% | 0% | 0% | 0% | 0% | 0% | 0% | 0% | 0% | 0% | 0% | 0% | 0% | 0% | 0% | 0% | 0% | 0% | 0% | 0% | 0% | 0% | 0% | 0% | 0% | 0% | 0% | 0% | 0% | 0% | 0% | 0% | 0%
| 10 | Large Commercial Package Air-Conditioning and Heating Equipment (Evaporatively-Cooled) >= 135,000 and <240,000 Btu/h O | 0% | 0% | 0% | 0% | 0% | 0% | 0% | 0% | 0% | 0% | 0% | 0% | 0% | 0% | 0% | 0% | 0% | 0% | 0% | 0% | 0% | 0% | 0% | 0% | 0% | 0% | 0% | 0% | 0% | 0% | 0% | 0% | 0% | 0% | 0% | 0% | 0% | 0% | 0% | 0% | 0% | 0% | 0% | 0% | 0% | 0%
| 11 | Very Large Commercial Package Air-Conditioning and Heating Equipment (Evaporatively-Cooled) >=240,000 and <760,000 Btu/h E/N | 0.9838% | 0.8149% | 0.8017% | 0.7567% | 0.7249% | 0.8571% | 0.7997% | 0.8251% | 1.02% | 1.293% | 0.9274% | 0.6565% | 1.014% | 1.333% | 1.182% | 1.103% | 1.52% | 1.494% | 1.439% | 1.538% | 1.403% | 1.504% | 1.538% | 1.571% | 1.605% | 1.636% | 1.669% | 1.698% | 1.728% | 1.687% | 1.711% | 1.739% | 1.763% | 1.786% | 1.809% | 1.832% | 1.855% | 1.876% | 1.896% | 1.839% | 1.856% | 1.874% | 1.895% | 1.91% | 1.928% | 1.944%
| 12 | Very Large Commercial Package Air-Conditioning and Heating Equipment (Evaporatively-Cooled) >=240,000 and <760,000 Btu/h O | 8.784% | 7.361% | 7.32% | 6.651% | 6.61% | 7.673% | 7.083% | 7.49% | 9.246% | 11.51% | 8.387% | 5.93% | 8.92% | 11.83% | 10.64% | 10.11% | 13.75% | 13.31% | 12.81% | 13.75% | 12.63% | 13.72% | 13.96% | 14.2% | 14.51% | 14.66% | 14.89% | 15.08% | 15.27% | 15.53% | 15.68% | 15.87% | 16.02% | 16.15% | 16.28% | 16.41% | 16.54% | 16.65% | 16.75% | 16.87% | 16.95% | 17.03% | 17.13% | 17.19% | 17.27% | 17.33%
|  |  | 100% | 100% | 100% | 100% | 100% | 100% | 100% | 100% | 100% | 100% | 100% | 100% | 100% | 100% | 100% | 100% | 100% | 100% | 100% | 100% | 100% | 100% | 100% | 100% | 100% | 100% | 100% | 100% | 100% | 100% | 100% | 100% | 100% | 100% | 100% | 100% | 100% | 100% | 100% | 100% | 100% | 100% | 100% | 100% | 100% | 100%
Market Share Matrix by Efficiency Tier
| Product Class | Year* | 1989 | 1990 | 1991 | 1992 | 1993 | 1994 | 1995 | 1996 | 1997 | 1998 | 1999 | 2000 | 2001 | 2002 | 2003 | 2004 | 2005 | 2006 | 2007 | 2008 | 2009 | 2010 | 2011 | 2012 | 2013 | 2014 | 2015 | 2016 | 2017 | 2018 | 2019 | 2020 | 2021 | 2022 | 2023 | 2024 | 2025 | 2026 | 2027 | 2028 | 2029 | 2030 | 2031 | 2032 | 2033 | 2034
| 1 | Small Commercial Package Air-Conditioning and Heating Equipment (Water-Cooled) >=65,000 and <135,000 Btu/h E/N | 0% | 0% | 0% | 0% | 0% | 0% | 0% | 0% | 0% | 0% | 0% | 0% | 0% | 0% | 0% | 0% | 0% | 0% | 0% | 0% | 0% | 0% | 0% | 0% | 100% | 100% | 100% | 100% | 100% | 100% | 100% | 100% | 100% | 100% | 100% | 100% | 100% | 100% | 100% | 100% | 100% | 100% | 100% | 100% | 100% | 100%
| 2 | Small Commercial Package Air-Conditioning and Heating Equipment (Water-Cooled) >=65,000 and <135,000 Btu/h O | 0% | 0% | 0% | 0% | 0% | 0% | 0% | 0% | 0% | 0% | 0% | 0% | 0% | 0% | 0% | 0% | 0% | 0% | 0% | 0% | 0% | 0% | 0% | 0% | 100% | 100% | 100% | 100% | 100% | 100% | 100% | 100% | 100% | 100% | 100% | 100% | 100% | 100% | 100% | 100% | 100% | 100% | 100% | 100% | 100% | 100%
| 3 | Large Commercial Package Air-Conditioning and Heating Equipment (Water-Cooled) >= 135,000 and <240,000 Btu/h E/N | 0% | 0% | 0% | 0% | 0% | 0% | 0% | 0% | 0% | 0% | 0% | 0% | 0% | 0% | 0% | 0% | 0% | 0% | 0% | 0% | 0% | 0% | 0% | 0% | 0% | 100% | 100% | 100% | 100% | 100% | 100% | 100% | 100% | 100% | 100% | 100% | 100% | 100% | 100% | 100% | 100% | 100% | 100% | 100% | 100% | 100%
| 4 | Large Commercial Package Air-Conditioning and Heating Equipment (Water-Cooled) >= 135,000 and <240,000 Btu/h O | 0% | 0% | 0% | 0% | 0% | 0% | 0% | 0% | 0% | 0% | 0% | 0% | 0% | 0% | 0% | 0% | 0% | 0% | 0% | 0% | 0% | 0% | 0% | 0% | 0% | 100% | 100% | 100% | 100% | 100% | 100% | 100% | 100% | 100% | 100% | 100% | 100% | 100% | 100% | 100% | 100% | 100% | 100% | 100% | 100% | 100%
| 5 | Very Large Commercial Package Air-Conditioning and Heating Equipment (Water-Cooled) >=240,000 and <760,000 Btu/h E/N | 0% | 0% | 0% | 0% | 0% | 0% | 0% | 0% | 0% | 0% | 0% | 0% | 0% | 0% | 0% | 0% | 0% | 0% | 0% | 0% | 0% | 0% | 0% | 0% | 0% | 100% | 100% | 100% | 100% | 100% | 100% | 100% | 100% | 100% | 100% | 100% | 100% | 100% | 100% | 100% | 100% | 100% | 100% | 100% | 100% | 100%
| 6 | Very Large Commercial Package Air-Conditioning and Heating Equipment (Water-Cooled) >=240,000 and <760,000 Btu/h O | 0% | 0% | 0% | 0% | 0% | 0% | 0% | 0% | 0% | 0% | 0% | 0% | 0% | 0% | 0% | 0% | 0% | 0% | 0% | 0% | 0% | 0% | 0% | 0% | 0% | 100% | 100% | 100% | 100% | 100% | 100% | 100% | 100% | 100% | 100% | 100% | 100% | 100% | 100% | 100% | 100% | 100% | 100% | 100% | 100% | 100%
| 7 | Small Commercial Package Air-Conditioning and Heating Equipment (Evaporatively-Cooled) >=65,000 and <135,000 Btu/h E/N | 0% | 0% | 0% | 0% | 0% | 0% | 0% | 0% | 0% | 0% | 0% | 0% | 0% | 0% | 0% | 0% | 0% | 0% | 0% | 0% | 0% | 0% | 0% | 0% | 100% | 100% | 100% | 100% | 100% | 100% | 100% | 100% | 100% | 100% | 100% | 100% | 100% | 100% | 100% | 100% | 100% | 100% | 100% | 100% | 100% | 100%
| 8 | Small Commercial Package Air-Conditioning and Heating Equipment (Evaporatively-Cooled) >=65,000 and <135,000 Btu/h O | 0% | 0% | 0% | 0% | 0% | 0% | 0% | 0% | 0% | 0% | 0% | 0% | 0% | 0% | 0% | 0% | 0% | 0% | 0% | 0% | 0% | 0% | 0% | 0% | 100% | 100% | 100% | 100% | 100% | 100% | 100% | 100% | 100% | 100% | 100% | 100% | 100% | 100% | 100% | 100% | 100% | 100% | 100% | 100% | 100% | 100%
| 9 | Large Commercial Package Air-Conditioning and Heating Equipment (Evaporatively-Cooled) >= 135,000 and <240,000 Btu/h E/N | 0% | 0% | 0% | 0% | 0% | 0% | 0% | 0% | 0% | 0% | 0% | 0% | 0% | 0% | 0% | 0% | 0% | 0% | 0% | 0% | 0% | 0% | 0% | 0% | 0% | 100% | 100% | 100% | 100% | 100% | 100% | 100% | 100% | 100% | 100% | 100% | 100% | 100% | 100% | 100% | 100% | 100% | 100% | 100% | 100% | 100%
| 10 | Large Commercial Package Air-Conditioning and Heating Equipment (Evaporatively-Cooled) >= 135,000 and <240,000 Btu/h O | 0% | 0% | 0% | 0% | 0% | 0% | 0% | 0% | 0% | 0% | 0% | 0% | 0% | 0% | 0% | 0% | 0% | 0% | 0% | 0% | 0% | 0% | 0% | 0% | 0% | 100% | 100% | 100% | 100% | 100% | 100% | 100% | 100% | 100% | 100% | 100% | 100% | 100% | 100% | 100% | 100% | 100% | 100% | 100% | 100% | 100%
| 11 | Very Large Commercial Package Air-Conditioning and Heating Equipment (Evaporatively-Cooled) >=240,000 and <760,000 Btu/h E/N | 0% | 0% | 0% | 0% | 0% | 0% | 0% | 0% | 0% | 0% | 0% | 0% | 0% | 0% | 0% | 0% | 0% | 0% | 0% | 0% | 0% | 0% | 0% | 0% | 0% | 100% | 100% | 100% | 100% | 100% | 100% | 100% | 100% | 100% | 100% | 100% | 100% | 100% | 100% | 100% | 100% | 100% | 100% | 100% | 100% | 100%
| 12 | Very Large Commercial Package Air-Conditioning and Heating Equipment (Evaporatively-Cooled) >=240,000 and <760,000 Btu/h O | 0% | 0% | 0% | 0% | 0% | 0% | 0% | 0% | 0% | 0% | 0% | 0% | 0% | 0% | 0% | 0% | 0% | 0% | 0% | 0% | 0% | 0% | 0% | 0% | 0% | 100% | 100% | 100% | 100% | 100% | 100% | 100% | 100% | 100% | 100% | 100% | 100% | 100% | 100% | 100% | 100% | 100% | 100% | 100% | 100% | 100%
*Base Case UEC is at 100% Market Mixed Base Case Reference Level
Aggregated Shipment Unit Energy Consumption
Base Case Unit Energy Consumption by Product Class Weighted by Market Share
| Product Class | Year | 1989 | 1990 | 1991 | 1992 | 1993 | 1994 | 1995 | 1996 | 1997 | 1998 | 1999 | 2000 | 2001 | 2002 | 2003 | 2004 | 2005 | 2006 | 2007 | 2008 | 2009 | 2010 | 2011 | 2012 | 2013 | 2014 | 2015 | 2016 | 2017 | 2018 | 2019 | 2020 | 2021 | 2022 | 2023 | 2024 | 2025 | 2026 | 2027 | 2028 | 2029 | 2030 | 2031 | 2032 | 2033 | 2034
| 1 | Small Commercial Package Air-Conditioning and Heating Equipment (Water-Cooled) >=65,000 and <135,000 Btu/h E/N | 2689.0335 | 3157.7747 | 3082.142 | 3397.8212 | 3358.185 | 3007.7093 | 3411.303 | 3085.2444 | 2600.0587 | 1677.6921 | 2817.3896 | 2583.8024 | 2452.4111 | 1672.0569 | 1939.1665 | 2186.9042 | 975.5565 | 1177.1254 | 1289.4116 | 963.288 | 1137.8021 | 998.9286 | 928.2228 | 859.3585 | 792.0839 | 732.1011 | 669.7157 | 621.2312 | 570.6085 | 524.0808 | 487.2557 | 437.4754 | 404.4431 | 376.5299 | 341.2111 | 311.7528 | 281.3024 | 263.777 | 238.4345 | 220.0028 | 200.6368 | 180.892 | 168.2027 | 154.8519 | 141.396 | 127.5816
| 2 | Small Commercial Package Air-Conditioning and Heating Equipment (Water-Cooled) >=65,000 and <135,000 Btu/h O | 303.2457 | 354.4941 | 347.8169 | 383.0851 | 375.7002 | 337.5826 | 383.426 | 348.0725 | 292.8618 | 187.4393 | 315.374 | 291.1413 | 277.9464 | 187.291 | 218.176 | 247.8852 | 111.831 | 134.3039 | 145.5211 | 107.5263 | 126.1455 | 113.5917 | 105.0489 | 96.0588 | 86.553 | 82.3688 | 78.0171 | 67.1805 | 62.1283 | 56.8586 | 51.2614 | 52.1158 | 46.2379 | 40.1338 | 40.6479 | 34.3129 | 34.7371 | 28.1156 | 28.4043 | 21.5587 | 21.7675 | 21.9804 | 14.8105 | 14.9335 | 15.0712 | 15.1986
| 3 | Large Commercial Package Air-Conditioning and Heating Equipment (Water-Cooled) >= 135,000 and <240,000 Btu/h E/N | 2788.5036 | 3072.3923 | 3248.4816 | 3207.0045 | 3327.3781 | 3089.5051 | 2818.9502 | 3105.9099 | 2578.4951 | 2468.5243 | 2884.0631 | 5322.7767 | 3109.71 | 2222.9919 | 2676.7202 | 2676.5804 | 1947.2303 | 1945.8963 | 2136.5312 | 1994.1406 | 2557.7924 | 1946.1211 | 1876.4185 | 1802.4259 | 1722.8901 | 1658.5149 | 1591.5613 | 1529.0621 | 1463.3033 | 1394.2518 | 1342.8266 | 1268.5552 | 1212.7638 | 1166.0784 | 1105.6328 | 1056.3454 | 1004.9848 | 951.5935 | 908.6875 | 866.2738 | 820.8384 | 788.1023 | 741.6077 | 706.2246 | 670.8106 | 634.201
| 4 | Large Commercial Package Air-Conditioning and Heating Equipment (Water-Cooled) >= 135,000 and <240,000 Btu/h O | 311.1165 | 344.7277 | 363.3149 | 361.5506 | 372.8057 | 343.1042 | 313.7064 | 346.8063 | 287.6701 | 275.0991 | 325.3956 | 595.9652 | 349.3645 | 245.1765 | 303.392 | 298.7445 | 220.7533 | 219.7661 | 241.9008 | 222.6293 | 283.085 | 212.4273 | 206.7909 | 200.7731 | 194.2348 | 187.0457 | 179.5685 | 171.319 | 162.6603 | 153.5891 | 143.7956 | 146.1922 | 135.8803 | 125.0901 | 126.6926 | 115.503 | 116.9312 | 105.1578 | 106.2376 | 94.0725 | 94.9836 | 82.2108 | 83.0911 | 83.7812 | 70.4615 | 71.0571
| 5 | Very Large Commercial Package Air-Conditioning and Heating Equipment (Water-Cooled) >=240,000 and <760,000 Btu/h E/N | 1466.8751 | 1229.5584 | 1226.0696 | 1108.3836 | 1104.425 | 1293.7551 | 1192.3248 | 1251.2845 | 1551.7917 | 1928.153 | 1402.7979 | 989.6325 | 1488.9866 | 1981.0624 | 1780.0005 | 1681.6766 | 2297.3873 | 2219.6778 | 2137.8371 | 2295.1849 | 2133.431 | 2302.5468 | 2329.7527 | 2381.0043 | 2406.6258 | 2453.8763 | 2503.0194 | 2520.9702 | 2564.5253 | 2580.6137 | 2617.4008 | 2633.0133 | 2669.771 | 2703.5405 | 2709.0456 | 2744.2012 | 2748.2602 | 2780.4915 | 2809.0432 | 2811.8256 | 2839.0587 | 2835.321 | 2865.6828 | 2857.3787 | 2883.7251 | 2908.1014
| 6 | Very Large Commercial Package Air-Conditioning and Heating Equipment (Water-Cooled) >=240,000 and <760,000 Btu/h O | 13349.3405 | 11184.565 | 11115.3877 | 10073.0596 | 10003.7938 | 11678.068 | 10761.6027 | 11371.7522 | 14051.4043 | 17481.969 | 12717.2377 | 8993.8425 | 13571.5715 | 17955.2287 | 16176.757 | 15307.1003 | 20905.7754 | 20190.7942 | 19446.3495 | 20858.7848 | 19206.1868 | 20831.7478 | 21220.9505 | 21589.65 | 21971.7803 | 22300.9826 | 22617.3136 | 22937.2531 | 23225.6421 | 23535.0701 | 23759.2818 | 24042.1304 | 24263.0474 | 24453.7761 | 24678.8061 | 24879.8804 | 25066.8554 | 25238.7635 | 25374.6019 | 25585.2492 | 25707.0333 | 25863.0114 | 25979.2005 | 26097.7161 | 26207.475 | 26297.029
| 7 | Small Commercial Package Air-Conditioning and Heating Equipment (Evaporatively-Cooled) >=65,000 and <135,000 Btu/h E/N | NO MODELS | NO MODELS | NO MODELS | NO MODELS | NO MODELS | NO MODELS | NO MODELS | NO MODELS | NO MODELS | NO MODELS | NO MODELS | NO MODELS | NO MODELS | NO MODELS | NO MODELS | NO MODELS | NO MODELS | NO MODELS | NO MODELS | NO MODELS | NO MODELS | NO MODELS | NO MODELS | NO MODELS | NO MODELS | NO MODELS | NO MODELS | NO MODELS | NO MODELS | NO MODELS | NO MODELS | NO MODELS | NO MODELS | NO MODELS | NO MODELS | NO MODELS | NO MODELS | NO MODELS | NO MODELS | NO MODELS | NO MODELS | NO MODELS | NO MODELS | NO MODELS | NO MODELS | NO MODELS
| 8 | Small Commercial Package Air-Conditioning and Heating Equipment (Evaporatively-Cooled) >=65,000 and <135,000 Btu/h O | NO MODELS | NO MODELS | NO MODELS | NO MODELS | NO MODELS | NO MODELS | NO MODELS | NO MODELS | NO MODELS | NO MODELS | NO MODELS | NO MODELS | NO MODELS | NO MODELS | NO MODELS | NO MODELS | NO MODELS | NO MODELS | NO MODELS | NO MODELS | NO MODELS | NO MODELS | NO MODELS | NO MODELS | NO MODELS | NO MODELS | NO MODELS | NO MODELS | NO MODELS | NO MODELS | NO MODELS | NO MODELS | NO MODELS | NO MODELS | NO MODELS | NO MODELS | NO MODELS | NO MODELS | NO MODELS | NO MODELS | NO MODELS | NO MODELS | NO MODELS | NO MODELS | NO MODELS | NO MODELS
| 9 | Large Commercial Package Air-Conditioning and Heating Equipment (Evaporatively-Cooled) >= 135,000 and <240,000 Btu/h E/N | NO MODELS | NO MODELS | NO MODELS | NO MODELS | NO MODELS | NO MODELS | NO MODELS | NO MODELS | NO MODELS | NO MODELS | NO MODELS | NO MODELS | NO MODELS | NO MODELS | NO MODELS | NO MODELS | NO MODELS | NO MODELS | NO MODELS | NO MODELS | NO MODELS | NO MODELS | NO MODELS | NO MODELS | NO MODELS | NO MODELS | NO MODELS | NO MODELS | NO MODELS | NO MODELS | NO MODELS | NO MODELS | NO MODELS | NO MODELS | NO MODELS | NO MODELS | NO MODELS | NO MODELS | NO MODELS | NO MODELS | NO MODELS | NO MODELS | NO MODELS | NO MODELS | NO MODELS | NO MODELS
| 10 | Large Commercial Package Air-Conditioning and Heating Equipment (Evaporatively-Cooled) >= 135,000 and <240,000 Btu/h O | NO MODELS | NO MODELS | NO MODELS | NO MODELS | NO MODELS | NO MODELS | NO MODELS | NO MODELS | NO MODELS | NO MODELS | NO MODELS | NO MODELS | NO MODELS | NO MODELS | NO MODELS | NO MODELS | NO MODELS | NO MODELS | NO MODELS | NO MODELS | NO MODELS | NO MODELS | NO MODELS | NO MODELS | NO MODELS | NO MODELS | NO MODELS | NO MODELS | NO MODELS | NO MODELS | NO MODELS | NO MODELS | NO MODELS | NO MODELS | NO MODELS | NO MODELS | NO MODELS | NO MODELS | NO MODELS | NO MODELS | NO MODELS | NO MODELS | NO MODELS | NO MODELS | NO MODELS | NO MODELS
| 11 | Very Large Commercial Package Air-Conditioning and Heating Equipment (Evaporatively-Cooled) >=240,000 and <760,000 Btu/h E/N | 455.6539 | 377.4272 | 371.2866 | 350.4442 | 335.7516 | 396.9769 | 370.3707 | 382.1527 | 472.436 | 598.9402 | 429.5247 | 304.0304 | 469.4776 | 617.5196 | 547.5827 | 510.8158 | 704.1516 | 691.8987 | 666.388 | 712.2182 | 649.8686 | 696.6602 | 712.0844 | 727.7493 | 743.1638 | 757.7547 | 772.93 | 786.5823 | 800.1722 | 781.121 | 792.256 | 805.4603 | 816.7048 | 827.0351 | 837.6302 | 848.5002 | 858.9917 | 869.0659 | 877.9899 | 851.4958 | 859.7428 | 868.151 | 877.4475 | 884.7353 | 892.8929 | 900.4406
| 12 | Very Large Commercial Package Air-Conditioning and Heating Equipment (Evaporatively-Cooled) >=240,000 and <760,000 Btu/h O | 4097.502 | 3433.4568 | 3414.3089 | 3102.3002 | 3083.2087 | 3579.3637 | 3303.941 | 3493.6361 | 4313.1016 | 5367.5482 | 3912.2421 | 2766.0954 | 4161.0185 | 5519.7723 | 4963.5717 | 4716.0441 | 6415.0288 | 6206.3957 | 5977.5627 | 6416.0616 | 5890.7437 | 6399.0852 | 6512.0748 | 6626.0136 | 6766.3592 | 6838.1517 | 6943.9585 | 7034.9211 | 7124.228 | 7244.3836 | 7314.4062 | 7402.5116 | 7471.5797 | 7531.3795 | 7592.7114 | 7655.6352 | 7714.2474 | 7768.2488 | 7811.1724 | 7867.5446 | 7906.0955 | 7945.4004 | 7992.0596 | 8019.6963 | 8054.5418 | 8083.1973
|  | Market Weighted Base Case UEC | 25461.2709 | 23154.3961 | 23168.8083 | 21983.649 | 21961.2483 | 23726.0647 | 22555.6248 | 23384.8585 | 26147.8193 | 29985.3652 | 24804.0246 | 21847.2863 | 25880.4862 | 30401.0993 | 28605.3666 | 27625.751 | 33577.7141 | 32785.858 | 32041.502 | 33569.8338 | 31985.055 | 33501.1086 | 33891.3435 | 34283.0335 | 34683.691 | 35010.7958 | 35356.0842 | 35668.5194 | 35973.268 | 36269.9687 | 36508.4841 | 36787.4542 | 37020.4281 | 37223.5633 | 37432.3777 | 37646.131 | 37826.3101 | 38005.2135 | 38154.5713 | 38318.023 | 38450.1566 | 38585.0692 | 38722.1024 | 38819.3177 | 38936.3742 | 39036.8067
Standard Case Unit Energy Consumption by Product Class Weighted by Market Share
| Product Class | Year | 1989 | 1990 | 1991 | 1992 | 1993 | 1994 | 1995 | 1996 | 1997 | 1998 | 1999 | 2000 | 2001 | 2002 | 2003 | 2004 | 2005 | 2006 | 2007 | 2008 | 2009 | 2010 | 2011 | 2012 | 2013 | 2014 | 2015 | 2016 | 2017 | 2018 | 2019 | 2020 | 2021 | 2022 | 2023 | 2024 | 2025 | 2026 | 2027 | 2028 | 2029 | 2030 | 2031 | 2032 | 2033 | 2034
| 1 | Small Commercial Package Air-Conditioning and Heating Equipment (Water-Cooled) >=65,000 and <135,000 Btu/h E/N | 2689.0335 | 3157.7747 | 3082.142 | 3397.8212 | 3358.185 | 3007.7093 | 3411.303 | 3085.2444 | 2600.0587 | 1677.6921 | 2817.3896 | 2583.8024 | 2452.4111 | 1672.0569 | 1939.1665 | 2186.9042 | 975.5565 | 1177.1254 | 1289.4116 | 963.288 | 1137.8021 | 998.9286 | 928.2228 | 859.3585 | 790.037 | 730.2092 | 667.985 | 619.6258 | 569.134 | 522.7265 | 485.9965 | 436.3449 | 403.3979 | 375.5569 | 340.3293 | 310.9472 | 280.5755 | 263.0953 | 237.8183 | 219.4343 | 200.1183 | 180.4245 | 167.7681 | 154.4518 | 141.0306 | 127.2519
| 2 | Small Commercial Package Air-Conditioning and Heating Equipment (Water-Cooled) >=65,000 and <135,000 Btu/h O | 303.2457 | 354.4941 | 347.8169 | 383.0851 | 375.7002 | 337.5826 | 383.426 | 348.0725 | 292.8618 | 187.4393 | 315.374 | 291.1413 | 277.9464 | 187.291 | 218.176 | 247.8852 | 111.831 | 134.3039 | 145.5211 | 107.5263 | 126.1455 | 113.5917 | 105.0489 | 96.0588 | 86.3248 | 82.1517 | 77.8114 | 67.0033 | 61.9645 | 56.7086 | 51.1262 | 51.9784 | 46.116 | 40.028 | 40.5408 | 34.2224 | 34.6455 | 28.0415 | 28.3294 | 21.5018 | 21.7101 | 21.9224 | 14.7714 | 14.8941 | 15.0315 | 15.1585
| 3 | Large Commercial Package Air-Conditioning and Heating Equipment (Water-Cooled) >= 135,000 and <240,000 Btu/h E/N | 2788.5036 | 3072.3923 | 3248.4816 | 3207.0045 | 3327.3781 | 3089.5051 | 2818.9502 | 3105.9099 | 2578.4951 | 2468.5243 | 2884.0631 | 5322.7767 | 3109.71 | 2222.9919 | 2676.7202 | 2676.5804 | 1947.2303 | 1945.8963 | 2136.5312 | 1994.1406 | 2557.7924 | 1946.1211 | 1876.4185 | 1802.4259 | 1722.8901 | 1612.148 | 1547.0662 | 1486.3142 | 1422.3938 | 1355.2728 | 1305.2853 | 1233.0903 | 1178.8587 | 1133.4784 | 1074.7227 | 1026.8133 | 976.8885 | 924.9899 | 883.2834 | 842.0555 | 797.8903 | 766.0694 | 720.8746 | 686.4807 | 652.0569 | 616.4707
| 4 | Large Commercial Package Air-Conditioning and Heating Equipment (Water-Cooled) >= 135,000 and <240,000 Btu/h O | 311.1165 | 344.7277 | 363.3149 | 361.5506 | 372.8057 | 343.1042 | 313.7064 | 346.8063 | 287.6701 | 275.0991 | 325.3956 | 595.9652 | 349.3645 | 245.1765 | 303.392 | 298.7445 | 220.7533 | 219.7661 | 241.9008 | 222.6293 | 283.085 | 212.4273 | 206.7909 | 200.7731 | 194.2348 | 182.4814 | 175.1867 | 167.1385 | 158.6911 | 149.8413 | 140.2867 | 142.6249 | 132.5646 | 122.0376 | 123.601 | 112.6845 | 114.0778 | 102.5918 | 103.6452 | 91.777 | 92.6659 | 80.2047 | 81.0636 | 81.7368 | 68.7421 | 69.3232
| 5 | Very Large Commercial Package Air-Conditioning and Heating Equipment (Water-Cooled) >=240,000 and <760,000 Btu/h E/N | 1466.8751 | 1229.5584 | 1226.0696 | 1108.3836 | 1104.425 | 1293.7551 | 1192.3248 | 1251.2845 | 1551.7917 | 1928.153 | 1402.7979 | 989.6325 | 1488.9866 | 1981.0624 | 1780.0005 | 1681.6766 | 2297.3873 | 2219.6778 | 2137.8371 | 2295.1849 | 2133.431 | 2302.5468 | 2329.7527 | 2381.0043 | 2406.6258 | 2414.9145 | 2463.2772 | 2480.9431 | 2523.8066 | 2539.6395 | 2575.8425 | 2591.2072 | 2627.3813 | 2660.6145 | 2666.0323 | 2700.6296 | 2704.6242 | 2736.3438 | 2764.4421 | 2767.1803 | 2793.9811 | 2790.3027 | 2820.1824 | 2812.0102 | 2837.9382 | 2861.9275
| 6 | Very Large Commercial Package Air-Conditioning and Heating Equipment (Water-Cooled) >=240,000 and <760,000 Btu/h O | 13349.3405 | 11184.565 | 11115.3877 | 10073.0596 | 10003.7938 | 11678.068 | 10761.6027 | 11371.7522 | 14051.4043 | 17481.969 | 12717.2377 | 8993.8425 | 13571.5715 | 17955.2287 | 16176.757 | 15307.1003 | 20905.7754 | 20190.7942 | 19446.3495 | 20858.7848 | 19206.1868 | 20831.7478 | 21220.9505 | 21589.65 | 21971.7803 | 21998.9632 | 22311.0103 | 22626.6168 | 22911.1002 | 23216.3377 | 23437.5129 | 23716.5309 | 23934.4561 | 24122.6018 | 24344.5843 | 24542.9354 | 24727.3782 | 24896.9582 | 25030.957 | 25238.7515 | 25358.8863 | 25512.752 | 25627.3676 | 25744.2781 | 25852.5506 | 25940.8917
| 7 | Small Commercial Package Air-Conditioning and Heating Equipment (Evaporatively-Cooled) >=65,000 and <135,000 Btu/h E/N | NO MODELS | NO MODELS | NO MODELS | NO MODELS | NO MODELS | NO MODELS | NO MODELS | NO MODELS | NO MODELS | NO MODELS | NO MODELS | NO MODELS | NO MODELS | NO MODELS | NO MODELS | NO MODELS | NO MODELS | NO MODELS | NO MODELS | NO MODELS | NO MODELS | NO MODELS | NO MODELS | NO MODELS | NO MODELS | NO MODELS | NO MODELS | NO MODELS | NO MODELS | NO MODELS | NO MODELS | NO MODELS | NO MODELS | NO MODELS | NO MODELS | NO MODELS | NO MODELS | NO MODELS | NO MODELS | NO MODELS | NO MODELS | NO MODELS | NO MODELS | NO MODELS | NO MODELS | NO MODELS
| 8 | Small Commercial Package Air-Conditioning and Heating Equipment (Evaporatively-Cooled) >=65,000 and <135,000 Btu/h O | NO MODELS | NO MODELS | NO MODELS | NO MODELS | NO MODELS | NO MODELS | NO MODELS | NO MODELS | NO MODELS | NO MODELS | NO MODELS | NO MODELS | NO MODELS | NO MODELS | NO MODELS | NO MODELS | NO MODELS | NO MODELS | NO MODELS | NO MODELS | NO MODELS | NO MODELS | NO MODELS | NO MODELS | NO MODELS | NO MODELS | NO MODELS | NO MODELS | NO MODELS | NO MODELS | NO MODELS | NO MODELS | NO MODELS | NO MODELS | NO MODELS | NO MODELS | NO MODELS | NO MODELS | NO MODELS | NO MODELS | NO MODELS | NO MODELS | NO MODELS | NO MODELS | NO MODELS | NO MODELS
| 9 | Large Commercial Package Air-Conditioning and Heating Equipment (Evaporatively-Cooled) >= 135,000 and <240,000 Btu/h E/N | NO MODELS | NO MODELS | NO MODELS | NO MODELS | NO MODELS | NO MODELS | NO MODELS | NO MODELS | NO MODELS | NO MODELS | NO MODELS | NO MODELS | NO MODELS | NO MODELS | NO MODELS | NO MODELS | NO MODELS | NO MODELS | NO MODELS | NO MODELS | NO MODELS | NO MODELS | NO MODELS | NO MODELS | NO MODELS | NO MODELS | NO MODELS | NO MODELS | NO MODELS | NO MODELS | NO MODELS | NO MODELS | NO MODELS | NO MODELS | NO MODELS | NO MODELS | NO MODELS | NO MODELS | NO MODELS | NO MODELS | NO MODELS | NO MODELS | NO MODELS | NO MODELS | NO MODELS | NO MODELS
| 10 | Large Commercial Package Air-Conditioning and Heating Equipment (Evaporatively-Cooled) >= 135,000 and <240,000 Btu/h O | NO MODELS | NO MODELS | NO MODELS | NO MODELS | NO MODELS | NO MODELS | NO MODELS | NO MODELS | NO MODELS | NO MODELS | NO MODELS | NO MODELS | NO MODELS | NO MODELS | NO MODELS | NO MODELS | NO MODELS | NO MODELS | NO MODELS | NO MODELS | NO MODELS | NO MODELS | NO MODELS | NO MODELS | NO MODELS | NO MODELS | NO MODELS | NO MODELS | NO MODELS | NO MODELS | NO MODELS | NO MODELS | NO MODELS | NO MODELS | NO MODELS | NO MODELS | NO MODELS | NO MODELS | NO MODELS | NO MODELS | NO MODELS | NO MODELS | NO MODELS | NO MODELS | NO MODELS | NO MODELS
| 11 | Very Large Commercial Package Air-Conditioning and Heating Equipment (Evaporatively-Cooled) >=240,000 and <760,000 Btu/h E/N | 455.6539 | 377.4272 | 371.2866 | 350.4442 | 335.7516 | 396.9769 | 370.3707 | 382.1527 | 472.436 | 598.9402 | 429.5247 | 304.0304 | 469.4776 | 617.5196 | 547.5827 | 510.8158 | 704.1516 | 691.8987 | 666.388 | 712.2182 | 649.8686 | 696.6602 | 712.0844 | 727.7493 | 743.1638 | 731.8739 | 746.531 | 759.717 | 772.8427 | 754.4422 | 765.1969 | 777.9502 | 788.8106 | 798.7881 | 809.0213 | 819.52 | 829.6532 | 839.3833 | 848.0026 | 822.4134 | 830.3786 | 838.4997 | 847.4787 | 854.5175 | 862.3966 | 869.6865
| 12 | Very Large Commercial Package Air-Conditioning and Heating Equipment (Evaporatively-Cooled) >=240,000 and <760,000 Btu/h O | 4097.502 | 3433.4568 | 3414.3089 | 3102.3002 | 3083.2087 | 3579.3637 | 3303.941 | 3493.6361 | 4313.1016 | 5367.5482 | 3912.2421 | 2766.0954 | 4161.0185 | 5519.7723 | 4963.5717 | 4716.0441 | 6415.0288 | 6206.3957 | 5977.5627 | 6416.0616 | 5890.7437 | 6399.0852 | 6512.0748 | 6626.0136 | 6766.3592 | 6632.4827 | 6735.1072 | 6823.334 | 6909.9548 | 7026.4965 | 7094.4131 | 7179.8685 | 7246.8593 | 7304.8605 | 7364.3478 | 7425.379 | 7482.2284 | 7534.6056 | 7576.2382 | 7630.9149 | 7668.3063 | 7706.4291 | 7751.6849 | 7778.4904 | 7812.2879 | 7840.0815
|  | Market Weighted Standards Case UEC | 25461.2709 | 23154.3961 | 23168.8083 | 21983.649 | 21961.2483 | 23726.0647 | 22555.6248 | 23384.8585 | 26147.8193 | 29985.3652 | 24804.0246 | 21847.2863 | 25880.4862 | 30401.0993 | 28605.3666 | 27625.751 | 33577.7141 | 32785.858 | 32041.502 | 33569.8338 | 31985.055 | 33501.1086 | 33891.3435 | 34283.0335 | 34681.4159 | 34385.2246 | 34723.9751 | 35030.6927 | 35329.8878 | 35621.4652 | 35855.6602 | 36129.5953 | 36358.4445 | 36557.9658 | 36763.1794 | 36973.1315 | 37150.0713 | 37326.0093 | 37472.7162 | 37634.0286 | 37763.9369 | 37896.6045 | 38031.1913 | 38126.8597 | 38242.0343 | 38340.7916
Base Case to Standards Case UEC % Annual Improvement
| Product Class | Year | 1989 | 1990 | 1991 | 1992 | 1993 | 1994 | 1995 | 1996 | 1997 | 1998 | 1999 | 2000 | 2001 | 2002 | 2003 | 2004 | 2005 | 2006 | 2007 | 2008 | 2009 | 2010 | 2011 | 2012 | 2013 | 2014 | 2015 | 2016 | 2017 | 2018 | 2019 | 2020 | 2021 | 2022 | 2023 | 2024 | 2025 | 2026 | 2027 | 2028 | 2029 | 2030 | 2031 | 2032 | 2033 | 2034
| 1 | Small Commercial Package Air-Conditioning and Heating Equipment (Water-Cooled) >=65,000 and <135,000 Btu/h E/N | 0% | 0% | 0% | 0% | 0% | 0% | 0% | 0% | 0% | 0% | 0% | 0% | 0% | 0% | 0% | 0% | 0% | 0% | 0% | 0% | 0% | 0% | 0% | 0% | 0.2584% | 0.2584% | 0.2584% | 0.2584% | 0.2584% | 0.2584% | 0.2584% | 0.2584% | 0.2584% | 0.2584% | 0.2584% | 0.2584% | 0.2584% | 0.2584% | 0.2584% | 0.2584% | 0.2584% | 0.2584% | 0.2584% | 0.2584% | 0.2584% | 0.2584%
| 2 | Small Commercial Package Air-Conditioning and Heating Equipment (Water-Cooled) >=65,000 and <135,000 Btu/h O | 0% | 0% | 0% | 0% | 0% | 0% | 0% | 0% | 0% | 0% | 0% | 0% | 0% | 0% | 0% | 0% | 0% | 0% | 0% | 0% | 0% | 0% | 0% | 0% | 0.2637% | 0.2637% | 0.2637% | 0.2637% | 0.2637% | 0.2637% | 0.2637% | 0.2637% | 0.2637% | 0.2637% | 0.2637% | 0.2637% | 0.2637% | 0.2637% | 0.2637% | 0.2637% | 0.2637% | 0.2637% | 0.2637% | 0.2637% | 0.2637% | 0.2637%
| 3 | Large Commercial Package Air-Conditioning and Heating Equipment (Water-Cooled) >= 135,000 and <240,000 Btu/h E/N | 0% | 0% | 0% | 0% | 0% | 0% | 0% | 0% | 0% | 0% | 0% | 0% | 0% | 0% | 0% | 0% | 0% | 0% | 0% | 0% | 0% | 0% | 0% | 0% | 0% | 2.796% | 2.796% | 2.796% | 2.796% | 2.796% | 2.796% | 2.796% | 2.796% | 2.796% | 2.796% | 2.796% | 2.796% | 2.796% | 2.796% | 2.796% | 2.796% | 2.796% | 2.796% | 2.796% | 2.796% | 2.796%
| 4 | Large Commercial Package Air-Conditioning and Heating Equipment (Water-Cooled) >= 135,000 and <240,000 Btu/h O | 0% | 0% | 0% | 0% | 0% | 0% | 0% | 0% | 0% | 0% | 0% | 0% | 0% | 0% | 0% | 0% | 0% | 0% | 0% | 0% | 0% | 0% | 0% | 0% | 0% | 2.44% | 2.44% | 2.44% | 2.44% | 2.44% | 2.44% | 2.44% | 2.44% | 2.44% | 2.44% | 2.44% | 2.44% | 2.44% | 2.44% | 2.44% | 2.44% | 2.44% | 2.44% | 2.44% | 2.44% | 2.44%
| 5 | Very Large Commercial Package Air-Conditioning and Heating Equipment (Water-Cooled) >=240,000 and <760,000 Btu/h E/N | 0% | 0% | 0% | 0% | 0% | 0% | 0% | 0% | 0% | 0% | 0% | 0% | 0% | 0% | 0% | 0% | 0% | 0% | 0% | 0% | 0% | 0% | 0% | 0% | 0% | 1.588% | 1.588% | 1.588% | 1.588% | 1.588% | 1.588% | 1.588% | 1.588% | 1.588% | 1.588% | 1.588% | 1.588% | 1.588% | 1.588% | 1.588% | 1.588% | 1.588% | 1.588% | 1.588% | 1.588% | 1.588%
| 6 | Very Large Commercial Package Air-Conditioning and Heating Equipment (Water-Cooled) >=240,000 and <760,000 Btu/h O | 0% | 0% | 0% | 0% | 0% | 0% | 0% | 0% | 0% | 0% | 0% | 0% | 0% | 0% | 0% | 0% | 0% | 0% | 0% | 0% | 0% | 0% | 0% | 0% | 0% | 1.354% | 1.354% | 1.354% | 1.354% | 1.354% | 1.354% | 1.354% | 1.354% | 1.354% | 1.354% | 1.354% | 1.354% | 1.354% | 1.354% | 1.354% | 1.354% | 1.354% | 1.354% | 1.354% | 1.354% | 1.354%
| 7 | Small Commercial Package Air-Conditioning and Heating Equipment (Evaporatively-Cooled) >=65,000 and <135,000 Btu/h E/N | NO MODELS | NO MODELS | NO MODELS | NO MODELS | NO MODELS | NO MODELS | NO MODELS | NO MODELS | NO MODELS | NO MODELS | NO MODELS | NO MODELS | NO MODELS | NO MODELS | NO MODELS | NO MODELS | NO MODELS | NO MODELS | NO MODELS | NO MODELS | NO MODELS | NO MODELS | NO MODELS | NO MODELS | NO MODELS | NO MODELS | NO MODELS | NO MODELS | NO MODELS | NO MODELS | NO MODELS | NO MODELS | NO MODELS | NO MODELS | NO MODELS | NO MODELS | NO MODELS | NO MODELS | NO MODELS | NO MODELS | NO MODELS | NO MODELS | NO MODELS | NO MODELS | NO MODELS | NO MODELS
| 8 | Small Commercial Package Air-Conditioning and Heating Equipment (Evaporatively-Cooled) >=65,000 and <135,000 Btu/h O | NO MODELS | NO MODELS | NO MODELS | NO MODELS | NO MODELS | NO MODELS | NO MODELS | NO MODELS | NO MODELS | NO MODELS | NO MODELS | NO MODELS | NO MODELS | NO MODELS | NO MODELS | NO MODELS | NO MODELS | NO MODELS | NO MODELS | NO MODELS | NO MODELS | NO MODELS | NO MODELS | NO MODELS | NO MODELS | NO MODELS | NO MODELS | NO MODELS | NO MODELS | NO MODELS | NO MODELS | NO MODELS | NO MODELS | NO MODELS | NO MODELS | NO MODELS | NO MODELS | NO MODELS | NO MODELS | NO MODELS | NO MODELS | NO MODELS | NO MODELS | NO MODELS | NO MODELS | NO MODELS
| 9 | Large Commercial Package Air-Conditioning and Heating Equipment (Evaporatively-Cooled) >= 135,000 and <240,000 Btu/h E/N | NO MODELS | NO MODELS | NO MODELS | NO MODELS | NO MODELS | NO MODELS | NO MODELS | NO MODELS | NO MODELS | NO MODELS | NO MODELS | NO MODELS | NO MODELS | NO MODELS | NO MODELS | NO MODELS | NO MODELS | NO MODELS | NO MODELS | NO MODELS | NO MODELS | NO MODELS | NO MODELS | NO MODELS | NO MODELS | NO MODELS | NO MODELS | NO MODELS | NO MODELS | NO MODELS | NO MODELS | NO MODELS | NO MODELS | NO MODELS | NO MODELS | NO MODELS | NO MODELS | NO MODELS | NO MODELS | NO MODELS | NO MODELS | NO MODELS | NO MODELS | NO MODELS | NO MODELS | NO MODELS
| 10 | Large Commercial Package Air-Conditioning and Heating Equipment (Evaporatively-Cooled) >= 135,000 and <240,000 Btu/h O | NO MODELS | NO MODELS | NO MODELS | NO MODELS | NO MODELS | NO MODELS | NO MODELS | NO MODELS | NO MODELS | NO MODELS | NO MODELS | NO MODELS | NO MODELS | NO MODELS | NO MODELS | NO MODELS | NO MODELS | NO MODELS | NO MODELS | NO MODELS | NO MODELS | NO MODELS | NO MODELS | NO MODELS | NO MODELS | NO MODELS | NO MODELS | NO MODELS | NO MODELS | NO MODELS | NO MODELS | NO MODELS | NO MODELS | NO MODELS | NO MODELS | NO MODELS | NO MODELS | NO MODELS | NO MODELS | NO MODELS | NO MODELS | NO MODELS | NO MODELS | NO MODELS | NO MODELS | NO MODELS
| 11 | Very Large Commercial Package Air-Conditioning and Heating Equipment (Evaporatively-Cooled) >=240,000 and <760,000 Btu/h E/N | 0% | 0% | 0% | 0% | 0% | 0% | 0% | 0% | 0% | 0% | 0% | 0% | 0% | 0% | 0% | 0% | 0% | 0% | 0% | 0% | 0% | 0% | 0% | 0% | 0% | 3.415% | 3.415% | 3.415% | 3.415% | 3.415% | 3.415% | 3.415% | 3.415% | 3.415% | 3.415% | 3.415% | 3.415% | 3.415% | 3.415% | 3.415% | 3.415% | 3.415% | 3.415% | 3.415% | 3.415% | 3.415%
| 12 | Very Large Commercial Package Air-Conditioning and Heating Equipment (Evaporatively-Cooled) >=240,000 and <760,000 Btu/h O | 0% | 0% | 0% | 0% | 0% | 0% | 0% | 0% | 0% | 0% | 0% | 0% | 0% | 0% | 0% | 0% | 0% | 0% | 0% | 0% | 0% | 0% | 0% | 0% | 0% | 3.008% | 3.008% | 3.008% | 3.008% | 3.008% | 3.008% | 3.008% | 3.008% | 3.008% | 3.008% | 3.008% | 3.008% | 3.008% | 3.008% | 3.008% | 3.008% | 3.008% | 3.008% | 3.008% | 3.008% | 3.008%
|  | Average % Improvement | 0% | 0% | 0% | 0% | 0% | 0% | 0% | 0% | 0% | 0% | 0% | 0% | 0% | 0% | 0% | 0% | 0% | 0% | 0% | 0% | 0% | 0% | 0% | 0% | 0.06526% | 1.89% | 1.89% | 1.89% | 1.89% | 1.89% | 1.89% | 1.89% | 1.89% | 1.89% | 1.89% | 1.89% | 1.89% | 1.89% | 1.89% | 1.89% | 1.89% | 1.89% | 1.89% | 1.89% | 1.89% | 1.89%
Aggregated Installed Unit Energy Consumption
Base Case Installed Unit Energy Consumption by Product Class Weighted by Market Share
| INDEX | Year | 1989 | 1990 | 1991 | 1992 | 1993 | 1994 | 1995 | 1996 | 1997 | 1998 | 1999 | 2000 | 2001 | 2002 | 2003 | 2004 | 2005 | 2006 | 2007 | 2008 | 2009 | 2010 | 2011 | 2012 | 2013 | 2014 | 2015 | 2016 | 2017 | 2018 | 2019 | 2020 | 2021 | 2022 | 2023 | 2024 | 2025 | 2026 | 2027 | 2028 | 2029 | 2030 | 2031 | 2032 | 2033 | 2034
| 2 | Small Commercial Package Air-Conditioning and Heating Equipment (Water-Cooled) >=65,000 and <135,000 Btu/h E/N | 0 | 3157.7747 | 3120.7376 | 3199.6752 | 3233.7829 | 3194.1826 | 3230.9925 | 3207.5308 | 3098.2412 | 2866.1312 | 2848.1287 | 2806.6057 | 2725.1087 | 2615.7452 | 2517.4011 | 2456.7036 | 2297.846 | 2167.6215 | 2019.8909 | 1840.7629 | 1693.5677 | 1591.4937 | 1464.6524 | 1340.8638 | 1208.0528 | 1094.6426 | 990.0037 | 915.4141 | 843.3837 | 781.495 | 729.3044 | 673.9047 | 619.1911 | 570.2457 | 522.8925 | 482.0888 | 441.932 | 405.6477 | 371.7907 | 340.8084 | 312.2321 | 285.5639 | 261.4335 | 239.4187 | 219.1664 | 200.4302
| 3 | Small Commercial Package Air-Conditioning and Heating Equipment (Water-Cooled) >=65,000 and <135,000 Btu/h O | 0 | 354.4941 | 351.2243 | 360.3032 | 363.6245 | 359.0592 | 363.187 | 360.7569 | 348.5431 | 322.2249 | 319.9458 | 315.3729 | 306.675 | 294.3044 | 283.2502 | 276.5771 | 258.878 | 244.389 | 227.8227 | 207.5319 | 190.6821 | 179.266 | 165.0518 | 151.0422 | 135.7686 | 122.9508 | 111.4439 | 102.7057 | 94.3385 | 87.1217 | 80.849 | 75.0494 | 69.0634 | 63.3656 | 58.4147 | 53.7833 | 49.7208 | 45.4989 | 41.9503 | 38.0848 | 34.8156 | 32.1064 | 28.9139 | 26.1755 | 23.8427 | 21.8643
| 4 | Large Commercial Package Air-Conditioning and Heating Equipment (Water-Cooled) >= 135,000 and <240,000 Btu/h E/N | 0 | 3072.3923 | 3158.6227 | 3172.6067 | 3205.8153 | 3185.6464 | 3123.9281 | 3120.1462 | 3021.6509 | 2928.952 | 2914.86 | 3193.4486 | 3181.086 | 3100.702 | 3054.1744 | 3021.152 | 2924.4986 | 2835.9347 | 2736.6714 | 2623.4069 | 2589.7324 | 2516.3126 | 2411.9104 | 2296.9335 | 2169.86 | 2044.0494 | 1950.8004 | 1879.0267 | 1803.9177 | 1733.6174 | 1667.2481 | 1595.2898 | 1520.0418 | 1447.5536 | 1375.8246 | 1317.3219 | 1258.1429 | 1200.2549 | 1144.7744 | 1091.3936 | 1039.6114 | 990.7745 | 942.901 | 897.2431 | 853.4229 | 811.1891
| 5 | Large Commercial Package Air-Conditioning and Heating Equipment (Water-Cooled) >= 135,000 and <240,000 Btu/h O | 0 | 344.7277 | 353.8298 | 356.0513 | 359.6495 | 356.7655 | 349.5099 | 348.96 | 337.801 | 327.2793 | 326.2562 | 357.4573 | 356.3236 | 346.9902 | 342.1946 | 338.4234 | 327.8417 | 318.0801 | 307.2979 | 294.522 | 290.2605 | 281.6546 | 269.5666 | 256.5348 | 242.4038 | 228.4662 | 218.1739 | 210.1632 | 201.5786 | 193.4298 | 185.2355 | 177.7957 | 169.4831 | 160.8313 | 153.3436 | 146.5655 | 140.5904 | 133.968 | 128.3543 | 122.0248 | 116.6689 | 110.4836 | 105.2255 | 100.7955 | 95.319 | 90.5837
| 6 | Very Large Commercial Package Air-Conditioning and Heating Equipment (Water-Cooled) >=240,000 and <760,000 Btu/h E/N | 0 | 1229.5584 | 1227.8499 | 1193.7772 | 1174.5617 | 1195.4274 | 1194.831 | 1204.1222 | 1266.9148 | 1375.4726 | 1385.2199 | 1343.6992 | 1376.0094 | 1434.8332 | 1481.9558 | 1511.6497 | 1592.0992 | 1659.8701 | 1736.4279 | 1828.3047 | 1894.5263 | 1949.5216 | 2019.1558 | 2090.9376 | 2166.7857 | 2236.2676 | 2297.0692 | 2340.0495 | 2384.0704 | 2421.1871 | 2455.2418 | 2489.3034 | 2525.3624 | 2560.2594 | 2591.7319 | 2620.0519 | 2646.0234 | 2672.1094 | 2698.083 | 2720.679 | 2743.3526 | 2762.4632 | 2782.4671 | 2798.6154 | 2815.503 | 2833.0084
| 7 | Very Large Commercial Package Air-Conditioning and Heating Equipment (Water-Cooled) >=240,000 and <760,000 Btu/h O | 0 | 11184.565 | 11150.6891 | 10843.3009 | 10662.7942 | 10840.2498 | 10826.0711 | 10915.551 | 11481.6647 | 12466.4063 | 12555.0332 | 12181.272 | 12488.4404 | 13020.5375 | 13451.1111 | 13724.5762 | 14460.2562 | 15079.7494 | 15780.2003 | 16617.4133 | 17195.8284 | 17689.9485 | 18330.1049 | 18978.2075 | 19680.2924 | 20312.0571 | 20849.277 | 21245.4825 | 21637.5115 | 21987.286 | 22295.6177 | 22621.8322 | 22951.8863 | 23257.2725 | 23554.2316 | 23804.5768 | 24052.095 | 24285.4111 | 24501.805 | 24713.098 | 24909.0509 | 25095.9676 | 25270.3567 | 25433.9735 | 25587.7439 | 25729.9934
| 8 | Small Commercial Package Air-Conditioning and Heating Equipment (Evaporatively-Cooled) >=65,000 and <135,000 Btu/h E/N | NO MODELS | NO MODELS | NO MODELS | NO MODELS | NO MODELS | NO MODELS | NO MODELS | NO MODELS | NO MODELS | NO MODELS | NO MODELS | NO MODELS | NO MODELS | NO MODELS | NO MODELS | NO MODELS | NO MODELS | NO MODELS | NO MODELS | NO MODELS | NO MODELS | NO MODELS | NO MODELS | NO MODELS | NO MODELS | NO MODELS | NO MODELS | NO MODELS | NO MODELS | NO MODELS | NO MODELS | NO MODELS | NO MODELS | NO MODELS | NO MODELS | NO MODELS | NO MODELS | NO MODELS | NO MODELS | NO MODELS | NO MODELS | NO MODELS | NO MODELS | NO MODELS | NO MODELS | NO MODELS
| 9 | Small Commercial Package Air-Conditioning and Heating Equipment (Evaporatively-Cooled) >=65,000 and <135,000 Btu/h O | NO MODELS | NO MODELS | NO MODELS | NO MODELS | NO MODELS | NO MODELS | NO MODELS | NO MODELS | NO MODELS | NO MODELS | NO MODELS | NO MODELS | NO MODELS | NO MODELS | NO MODELS | NO MODELS | NO MODELS | NO MODELS | NO MODELS | NO MODELS | NO MODELS | NO MODELS | NO MODELS | NO MODELS | NO MODELS | NO MODELS | NO MODELS | NO MODELS | NO MODELS | NO MODELS | NO MODELS | NO MODELS | NO MODELS | NO MODELS | NO MODELS | NO MODELS | NO MODELS | NO MODELS | NO MODELS | NO MODELS | NO MODELS | NO MODELS | NO MODELS | NO MODELS | NO MODELS | NO MODELS
| 10 | Large Commercial Package Air-Conditioning and Heating Equipment (Evaporatively-Cooled) >= 135,000 and <240,000 Btu/h E/N | NO MODELS | NO MODELS | NO MODELS | NO MODELS | NO MODELS | NO MODELS | NO MODELS | NO MODELS | NO MODELS | NO MODELS | NO MODELS | NO MODELS | NO MODELS | NO MODELS | NO MODELS | NO MODELS | NO MODELS | NO MODELS | NO MODELS | NO MODELS | NO MODELS | NO MODELS | NO MODELS | NO MODELS | NO MODELS | NO MODELS | NO MODELS | NO MODELS | NO MODELS | NO MODELS | NO MODELS | NO MODELS | NO MODELS | NO MODELS | NO MODELS | NO MODELS | NO MODELS | NO MODELS | NO MODELS | NO MODELS | NO MODELS | NO MODELS | NO MODELS | NO MODELS | NO MODELS | NO MODELS
| 11 | Large Commercial Package Air-Conditioning and Heating Equipment (Evaporatively-Cooled) >= 135,000 and <240,000 Btu/h O | NO MODELS | NO MODELS | NO MODELS | NO MODELS | NO MODELS | NO MODELS | NO MODELS | NO MODELS | NO MODELS | NO MODELS | NO MODELS | NO MODELS | NO MODELS | NO MODELS | NO MODELS | NO MODELS | NO MODELS | NO MODELS | NO MODELS | NO MODELS | NO MODELS | NO MODELS | NO MODELS | NO MODELS | NO MODELS | NO MODELS | NO MODELS | NO MODELS | NO MODELS | NO MODELS | NO MODELS | NO MODELS | NO MODELS | NO MODELS | NO MODELS | NO MODELS | NO MODELS | NO MODELS | NO MODELS | NO MODELS | NO MODELS | NO MODELS | NO MODELS | NO MODELS | NO MODELS | NO MODELS
| 12 | Very Large Commercial Package Air-Conditioning and Heating Equipment (Evaporatively-Cooled) >=240,000 and <760,000 Btu/h E/N | 0 | 377.4272 | 374.4202 | 367.5763 | 360.7558 | 367.101 | 367.6361 | 370.0379 | 388.5402 | 423.0511 | 425.7139 | 412.9503 | 425.2367 | 443.9945 | 458.3754 | 466.9905 | 491.4762 | 512.9154 | 537.3827 | 566.1751 | 585.3206 | 601.359 | 622.0397 | 643.2621 | 666.6767 | 688.0724 | 706.7682 | 721.2296 | 736.0612 | 745.773 | 754.5293 | 764.358 | 774.8954 | 785.2212 | 795.7403 | 805.1822 | 814.9448 | 824.6191 | 834.124 | 839.0653 | 844.1348 | 849.4437 | 855.1728 | 861.124 | 867.1335 | 873.1562
| 13 | Very Large Commercial Package Air-Conditioning and Heating Equipment (Evaporatively-Cooled) >=240,000 and <760,000 Btu/h O | 0 | 3433.4568 | 3424.0801 | 3332.2957 | 3278.7364 | 3331.2782 | 3326.3918 | 3353.8125 | 3526.9892 | 3829.0374 | 3857.3563 | 3742.862 | 3835.4698 | 3999.2943 | 4130.9316 | 4216.0044 | 4441.3461 | 4631.9009 | 4847.5769 | 5105.9669 | 5282.3752 | 5434.1884 | 5630.1311 | 5828.5448 | 6046.1878 | 6238.8382 | 6403.5665 | 6523.923 | 6643.1952 | 6752.5343 | 6849.3318 | 6951.6199 | 7055.1835 | 7151.2599 | 7243.7498 | 7321.7916 | 7399.0369 | 7471.8704 | 7539.4503 | 7604.4513 | 7664.6533 | 7720.8409 | 7774.4049 | 7823.3036 | 7869.4152 | 7912.2363
| 14 | Market Weighted Installed Base Case UEC | 0 | 23154.3961 | 23161.4537 | 22825.5865 | 22639.7201 | 22829.7101 | 22782.5475 | 22880.9175 | 23470.3451 | 24538.5547 | 24632.514 | 24353.6679 | 24694.3495 | 25256.4013 | 25719.3943 | 26012.0768 | 26794.242 | 27450.4612 | 28193.2707 | 29084.0837 | 29722.2933 | 30243.7444 | 30912.6126 | 31586.3262 | 32316.0279 | 32965.3443 | 33527.1027 | 33937.9943 | 34344.0568 | 34702.4443 | 35017.3577 | 35349.1532 | 35685.1071 | 35996.0092 | 36295.9289 | 36551.3621 | 36802.4863 | 37039.3794 | 37260.3321 | 37469.6053 | 37664.5194 | 37847.6438 | 38020.8754 | 38180.6492 | 38331.5466 | 38472.4617
Standard Case Installed Unit Energy Consumption by Product Class Weighted by Market Share
| INDEX | Year | 1989 | 1990 | 1991 | 1992 | 1993 | 1994 | 1995 | 1996 | 1997 | 1998 | 1999 | 2000 | 2001 | 2002 | 2003 | 2004 | 2005 | 2006 | 2007 | 2008 | 2009 | 2010 | 2011 | 2012 | 2013 | 2014 | 2015 | 2016 | 2017 | 2018 | 2019 | 2020 | 2021 | 2022 | 2023 | 2024 | 2025 | 2026 | 2027 | 2028 | 2029 | 2030 | 2031 | 2032 | 2033 | 2034
| 15 | Small Commercial Package Air-Conditioning and Heating Equipment (Water-Cooled) >=65,000 and <135,000 Btu/h E/N | 0 | 3157.7747 | 3120.7376 | 3199.6752 | 3233.7829 | 3194.1826 | 3230.9925 | 3207.5308 | 3098.2412 | 2866.1312 | 2848.1287 | 2806.6057 | 2725.1087 | 2615.7452 | 2517.4011 | 2456.7036 | 2297.846 | 2167.6215 | 2019.8909 | 1840.7629 | 1693.5677 | 1591.4937 | 1464.6524 | 1340.8638 | 1207.8138 | 1094.1878 | 989.3586 | 914.6118 | 842.4511 | 780.4608 | 728.1899 | 672.7352 | 617.985 | 569.0255 | 521.6844 | 480.9184 | 440.8146 | 404.5994 | 370.83 | 339.9277 | 311.4252 | 284.826 | 260.7579 | 238.8 | 218.6 | 199.9122
| 16 | Small Commercial Package Air-Conditioning and Heating Equipment (Water-Cooled) >=65,000 and <135,000 Btu/h O | 0 | 354.4941 | 351.2243 | 360.3032 | 363.6245 | 359.0592 | 363.187 | 360.7569 | 348.5431 | 322.2249 | 319.9458 | 315.3729 | 306.675 | 294.3044 | 283.2502 | 276.5771 | 258.878 | 244.389 | 227.8227 | 207.5319 | 190.6821 | 179.266 | 165.0518 | 151.0422 | 135.742 | 122.8994 | 111.3697 | 102.6143 | 94.2328 | 87.005 | 80.724 | 74.917 | 68.9264 | 63.2276 | 58.2771 | 53.6502 | 49.5925 | 45.3789 | 41.8397 | 37.9844 | 34.7238 | 32.0217 | 28.8377 | 26.1064 | 23.7799 | 21.8067
| 17 | Large Commercial Package Air-Conditioning and Heating Equipment (Water-Cooled) >= 135,000 and <240,000 Btu/h E/N | 0 | 3072.3923 | 3158.6227 | 3172.6067 | 3205.8153 | 3185.6464 | 3123.9281 | 3120.1462 | 3021.6509 | 2928.952 | 2914.86 | 3193.4486 | 3181.086 | 3100.702 | 3054.1744 | 3021.152 | 2924.4986 | 2835.9347 | 2736.6714 | 2623.4069 | 2589.7324 | 2516.3126 | 2411.9104 | 2296.9335 | 2169.86 | 2038.5475 | 1940.1393 | 1863.7725 | 1784.5682 | 1710.7529 | 1641.306 | 1566.7841 | 1489.3903 | 1415.2866 | 1342.5721 | 1283.7253 | 1224.5741 | 1167.2302 | 1112.7701 | 1060.8817 | 1010.547 | 963.0755 | 916.5404 | 872.159 | 829.5638 | 788.5108
| 18 | Large Commercial Package Air-Conditioning and Heating Equipment (Water-Cooled) >= 135,000 and <240,000 Btu/h O | 0 | 344.7277 | 353.8298 | 356.0513 | 359.6495 | 356.7655 | 349.5099 | 348.96 | 337.801 | 327.2793 | 326.2562 | 357.4573 | 356.3236 | 346.9902 | 342.1946 | 338.4234 | 327.8417 | 318.0801 | 307.2979 | 294.522 | 290.2605 | 281.6546 | 269.5666 | 256.5348 | 242.4038 | 227.9246 | 217.1242 | 208.6648 | 199.6838 | 191.1993 | 182.7237 | 175.0198 | 166.4968 | 157.7032 | 150.1089 | 143.3045 | 137.317 | 130.7512 | 125.2222 | 119.0472 | 113.822 | 107.7876 | 102.6578 | 98.3359 | 92.993 | 88.3733
| 19 | Very Large Commercial Package Air-Conditioning and Heating Equipment (Water-Cooled) >=240,000 and <760,000 Btu/h E/N | 0 | 1229.5584 | 1227.8499 | 1193.7772 | 1174.5617 | 1195.4274 | 1194.831 | 1204.1222 | 1266.9148 | 1375.4726 | 1385.2199 | 1343.6992 | 1376.0094 | 1434.8332 | 1481.9558 | 1511.6497 | 1592.0992 | 1659.8701 | 1736.4279 | 1828.3047 | 1894.5263 | 1949.5216 | 2019.1558 | 2090.9376 | 2166.7857 | 2231.6444 | 2287.827 | 2326.466 | 2366.3165 | 2399.5669 | 2429.9553 | 2460.5976 | 2493.4214 | 2525.431 | 2554.4962 | 2580.9162 | 2605.2599 | 2630.1036 | 2655.2437 | 2677.4809 | 2699.7945 | 2718.6017 | 2738.2879 | 2754.1799 | 2770.7994 | 2788.0268
| 20 | Very Large Commercial Package Air-Conditioning and Heating Equipment (Water-Cooled) >=240,000 and <760,000 Btu/h O | 0 | 11184.565 | 11150.6891 | 10843.3009 | 10662.7942 | 10840.2498 | 10826.0711 | 10915.551 | 11481.6647 | 12466.4063 | 12555.0332 | 12181.272 | 12488.4404 | 13020.5375 | 13451.1111 | 13724.5762 | 14460.2562 | 15079.7494 | 15780.2003 | 16617.4133 | 17195.8284 | 17689.9485 | 18330.1049 | 18978.2075 | 19680.2924 | 20276.2196 | 20777.847 | 21140.3458 | 21500.1714 | 21819.8229 | 22099.7695 | 22399.278 | 22704.249 | 22987.4454 | 23265.6282 | 23501.3359 | 23736.0658 | 23959.7955 | 24169.9802 | 24378.4117 | 24571.7108 | 24756.0961 | 24928.1235 | 25089.5244 | 25241.2123 | 25381.5354
| 21 | Small Commercial Package Air-Conditioning and Heating Equipment (Evaporatively-Cooled) >=65,000 and <135,000 Btu/h E/N | NO MODELS | NO MODELS | NO MODELS | NO MODELS | NO MODELS | NO MODELS | NO MODELS | NO MODELS | NO MODELS | NO MODELS | NO MODELS | NO MODELS | NO MODELS | NO MODELS | NO MODELS | NO MODELS | NO MODELS | NO MODELS | NO MODELS | NO MODELS | NO MODELS | NO MODELS | NO MODELS | NO MODELS | NO MODELS | NO MODELS | NO MODELS | NO MODELS | NO MODELS | NO MODELS | NO MODELS | NO MODELS | NO MODELS | NO MODELS | NO MODELS | NO MODELS | NO MODELS | NO MODELS | NO MODELS | NO MODELS | NO MODELS | NO MODELS | NO MODELS | NO MODELS | NO MODELS | NO MODELS
| 22 | Small Commercial Package Air-Conditioning and Heating Equipment (Evaporatively-Cooled) >=65,000 and <135,000 Btu/h O | NO MODELS | NO MODELS | NO MODELS | NO MODELS | NO MODELS | NO MODELS | NO MODELS | NO MODELS | NO MODELS | NO MODELS | NO MODELS | NO MODELS | NO MODELS | NO MODELS | NO MODELS | NO MODELS | NO MODELS | NO MODELS | NO MODELS | NO MODELS | NO MODELS | NO MODELS | NO MODELS | NO MODELS | NO MODELS | NO MODELS | NO MODELS | NO MODELS | NO MODELS | NO MODELS | NO MODELS | NO MODELS | NO MODELS | NO MODELS | NO MODELS | NO MODELS | NO MODELS | NO MODELS | NO MODELS | NO MODELS | NO MODELS | NO MODELS | NO MODELS | NO MODELS | NO MODELS | NO MODELS
| 23 | Large Commercial Package Air-Conditioning and Heating Equipment (Evaporatively-Cooled) >= 135,000 and <240,000 Btu/h E/N | NO MODELS | NO MODELS | NO MODELS | NO MODELS | NO MODELS | NO MODELS | NO MODELS | NO MODELS | NO MODELS | NO MODELS | NO MODELS | NO MODELS | NO MODELS | NO MODELS | NO MODELS | NO MODELS | NO MODELS | NO MODELS | NO MODELS | NO MODELS | NO MODELS | NO MODELS | NO MODELS | NO MODELS | NO MODELS | NO MODELS | NO MODELS | NO MODELS | NO MODELS | NO MODELS | NO MODELS | NO MODELS | NO MODELS | NO MODELS | NO MODELS | NO MODELS | NO MODELS | NO MODELS | NO MODELS | NO MODELS | NO MODELS | NO MODELS | NO MODELS | NO MODELS | NO MODELS | NO MODELS
| 24 | Large Commercial Package Air-Conditioning and Heating Equipment (Evaporatively-Cooled) >= 135,000 and <240,000 Btu/h O | NO MODELS | NO MODELS | NO MODELS | NO MODELS | NO MODELS | NO MODELS | NO MODELS | NO MODELS | NO MODELS | NO MODELS | NO MODELS | NO MODELS | NO MODELS | NO MODELS | NO MODELS | NO MODELS | NO MODELS | NO MODELS | NO MODELS | NO MODELS | NO MODELS | NO MODELS | NO MODELS | NO MODELS | NO MODELS | NO MODELS | NO MODELS | NO MODELS | NO MODELS | NO MODELS | NO MODELS | NO MODELS | NO MODELS | NO MODELS | NO MODELS | NO MODELS | NO MODELS | NO MODELS | NO MODELS | NO MODELS | NO MODELS | NO MODELS | NO MODELS | NO MODELS | NO MODELS | NO MODELS
| 25 | Very Large Commercial Package Air-Conditioning and Heating Equipment (Evaporatively-Cooled) >=240,000 and <760,000 Btu/h E/N | 0 | 377.4272 | 374.4202 | 367.5763 | 360.7558 | 367.101 | 367.6361 | 370.0379 | 388.5402 | 423.0511 | 425.7139 | 412.9503 | 425.2367 | 443.9945 | 458.3754 | 466.9905 | 491.4762 | 512.9154 | 537.3827 | 566.1751 | 585.3206 | 601.359 | 622.0397 | 643.2621 | 666.6767 | 685.0014 | 700.6289 | 712.1731 | 724.2021 | 731.4148 | 737.8027 | 745.389 | 753.8053 | 762.2395 | 771.1453 | 779.3104 | 787.9377 | 796.7343 | 805.6349 | 810.4074 | 815.3038 | 820.4313 | 825.9648 | 831.7127 | 837.517 | 843.3339
| 26 | Very Large Commercial Package Air-Conditioning and Heating Equipment (Evaporatively-Cooled) >=240,000 and <760,000 Btu/h O | 0 | 3433.4568 | 3424.0801 | 3332.2957 | 3278.7364 | 3331.2782 | 3326.3918 | 3353.8125 | 3526.9892 | 3829.0374 | 3857.3563 | 3742.862 | 3835.4698 | 3999.2943 | 4130.9316 | 4216.0044 | 4441.3461 | 4631.9009 | 4847.5769 | 5105.9669 | 5282.3752 | 5434.1884 | 5630.1311 | 5828.5448 | 6046.1878 | 6214.4336 | 6354.8922 | 6452.2907 | 6549.6257 | 6638.3527 | 6715.722 | 6799.7252 | 6886.1093 | 6966.9789 | 7046.6244 | 7114.645 | 7183.1284 | 7249.3837 | 7312.6886 | 7375.7346 | 7434.1259 | 7488.6235 | 7540.5766 | 7588.0045 | 7632.7293 | 7674.2625
| 27 | Market Weighted Installed Standards Case UEC | 0 | 23154.3961 | 23161.4537 | 22825.5865 | 22639.7201 | 22829.7101 | 22782.5475 | 22880.9175 | 23470.3451 | 24538.5547 | 24632.514 | 24353.6679 | 24694.3495 | 25256.4013 | 25719.3943 | 26012.0768 | 26794.242 | 27450.4612 | 28193.2707 | 29084.0837 | 29722.2933 | 30243.7444 | 30912.6126 | 31586.3262 | 32315.7623 | 32890.8583 | 33379.1869 | 33720.939 | 34061.2515 | 34358.5753 | 34616.193 | 34894.4459 | 35180.3835 | 35447.3378 | 35710.5367 | 35937.8058 | 36164.69 | 36383.9767 | 36594.2094 | 36799.8756 | 36991.4529 | 37171.4635 | 37341.7466 | 37498.8229 | 37647.1947 | 37785.7616
Base Case to Standards Case Installed UEC % Annual Improvement
| Product Class | Year | 1989 | 1990 | 1991 | 1992 | 1993 | 1994 | 1995 | 1996 | 1997 | 1998 | 1999 | 2000 | 2001 | 2002 | 2003 | 2004 | 2005 | 2006 | 2007 | 2008 | 2009 | 2010 | 2011 | 2012 | 2013 | 2014 | 2015 | 2016 | 2017 | 2018 | 2019 | 2020 | 2021 | 2022 | 2023 | 2024 | 2025 | 2026 | 2027 | 2028 | 2029 | 2030 | 2031 | 2032 | 2033 | 2034
| 1 | Small Commercial Package Air-Conditioning and Heating Equipment (Water-Cooled) >=65,000 and <135,000 Btu/h E/N | NO MODELS | 0% | 0% | 0% | 0% | 0% | 0% | 0% | 0% | 0% | 0% | 0% | 0% | 0% | 0% | 0% | 0% | 0% | 0% | 0% | 0% | 0% | 0% | 0% | 0.01978% | 0.04155% | 0.06516% | 0.08765% | 0.1106% | 0.1323% | 0.1528% | 0.1736% | 0.1948% | 0.214% | 0.231% | 0.2428% | 0.2528% | 0.2584% | 0.2584% | 0.2584% | 0.2584% | 0.2584% | 0.2584% | 0.2584% | 0.2584% | 0.2584%
| 2 | Small Commercial Package Air-Conditioning and Heating Equipment (Water-Cooled) >=65,000 and <135,000 Btu/h O | NO MODELS | 0% | 0% | 0% | 0% | 0% | 0% | 0% | 0% | 0% | 0% | 0% | 0% | 0% | 0% | 0% | 0% | 0% | 0% | 0% | 0% | 0% | 0% | 0% | 0.01963% | 0.04185% | 0.06656% | 0.08896% | 0.112% | 0.134% | 0.1546% | 0.1765% | 0.1984% | 0.2178% | 0.2355% | 0.2476% | 0.258% | 0.2637% | 0.2637% | 0.2637% | 0.2637% | 0.2637% | 0.2637% | 0.2637% | 0.2637% | 0.2637%
| 3 | Large Commercial Package Air-Conditioning and Heating Equipment (Water-Cooled) >= 135,000 and <240,000 Btu/h E/N | NO MODELS | 0% | 0% | 0% | 0% | 0% | 0% | 0% | 0% | 0% | 0% | 0% | 0% | 0% | 0% | 0% | 0% | 0% | 0% | 0% | 0% | 0% | 0% | 0% | 0% | 0.2692% | 0.5465% | 0.8118% | 1.073% | 1.319% | 1.556% | 1.787% | 2.016% | 2.229% | 2.417% | 2.55% | 2.668% | 2.751% | 2.796% | 2.796% | 2.796% | 2.796% | 2.796% | 2.796% | 2.796% | 2.796%
| 4 | Large Commercial Package Air-Conditioning and Heating Equipment (Water-Cooled) >= 135,000 and <240,000 Btu/h O | NO MODELS | 0% | 0% | 0% | 0% | 0% | 0% | 0% | 0% | 0% | 0% | 0% | 0% | 0% | 0% | 0% | 0% | 0% | 0% | 0% | 0% | 0% | 0% | 0% | 0% | 0.2371% | 0.4811% | 0.713% | 0.94% | 1.153% | 1.356% | 1.561% | 1.762% | 1.945% | 2.109% | 2.225% | 2.328% | 2.401% | 2.44% | 2.44% | 2.44% | 2.44% | 2.44% | 2.44% | 2.44% | 2.44%
| 5 | Very Large Commercial Package Air-Conditioning and Heating Equipment (Water-Cooled) >=240,000 and <760,000 Btu/h E/N | NO MODELS | 0% | 0% | 0% | 0% | 0% | 0% | 0% | 0% | 0% | 0% | 0% | 0% | 0% | 0% | 0% | 0% | 0% | 0% | 0% | 0% | 0% | 0% | 0% | 0% | 0.2067% | 0.4023% | 0.5805% | 0.7447% | 0.893% | 1.03% | 1.153% | 1.265% | 1.36% | 1.437% | 1.494% | 1.541% | 1.572% | 1.588% | 1.588% | 1.588% | 1.588% | 1.588% | 1.588% | 1.588% | 1.588%
| 6 | Very Large Commercial Package Air-Conditioning and Heating Equipment (Water-Cooled) >=240,000 and <760,000 Btu/h O | NO MODELS | 0% | 0% | 0% | 0% | 0% | 0% | 0% | 0% | 0% | 0% | 0% | 0% | 0% | 0% | 0% | 0% | 0% | 0% | 0% | 0% | 0% | 0% | 0% | 0% | 0.1764% | 0.3426% | 0.4949% | 0.6347% | 0.7616% | 0.8784% | 0.9838% | 1.079% | 1.16% | 1.225% | 1.274% | 1.314% | 1.341% | 1.354% | 1.354% | 1.354% | 1.354% | 1.354% | 1.354% | 1.354% | 1.354%
| 7 | Small Commercial Package Air-Conditioning and Heating Equipment (Evaporatively-Cooled) >=65,000 and <135,000 Btu/h E/N | NO MODELS | NO MODELS | NO MODELS | NO MODELS | NO MODELS | NO MODELS | NO MODELS | NO MODELS | NO MODELS | NO MODELS | NO MODELS | NO MODELS | NO MODELS | NO MODELS | NO MODELS | NO MODELS | NO MODELS | NO MODELS | NO MODELS | NO MODELS | NO MODELS | NO MODELS | NO MODELS | NO MODELS | NO MODELS | NO MODELS | NO MODELS | NO MODELS | NO MODELS | NO MODELS | NO MODELS | NO MODELS | NO MODELS | NO MODELS | NO MODELS | NO MODELS | NO MODELS | NO MODELS | NO MODELS | NO MODELS | NO MODELS | NO MODELS | NO MODELS | NO MODELS | NO MODELS | NO MODELS
| 8 | Small Commercial Package Air-Conditioning and Heating Equipment (Evaporatively-Cooled) >=65,000 and <135,000 Btu/h O | NO MODELS | NO MODELS | NO MODELS | NO MODELS | NO MODELS | NO MODELS | NO MODELS | NO MODELS | NO MODELS | NO MODELS | NO MODELS | NO MODELS | NO MODELS | NO MODELS | NO MODELS | NO MODELS | NO MODELS | NO MODELS | NO MODELS | NO MODELS | NO MODELS | NO MODELS | NO MODELS | NO MODELS | NO MODELS | NO MODELS | NO MODELS | NO MODELS | NO MODELS | NO MODELS | NO MODELS | NO MODELS | NO MODELS | NO MODELS | NO MODELS | NO MODELS | NO MODELS | NO MODELS | NO MODELS | NO MODELS | NO MODELS | NO MODELS | NO MODELS | NO MODELS | NO MODELS | NO MODELS
| 9 | Large Commercial Package Air-Conditioning and Heating Equipment (Evaporatively-Cooled) >= 135,000 and <240,000 Btu/h E/N | NO MODELS | NO MODELS | NO MODELS | NO MODELS | NO MODELS | NO MODELS | NO MODELS | NO MODELS | NO MODELS | NO MODELS | NO MODELS | NO MODELS | NO MODELS | NO MODELS | NO MODELS | NO MODELS | NO MODELS | NO MODELS | NO MODELS | NO MODELS | NO MODELS | NO MODELS | NO MODELS | NO MODELS | NO MODELS | NO MODELS | NO MODELS | NO MODELS | NO MODELS | NO MODELS | NO MODELS | NO MODELS | NO MODELS | NO MODELS | NO MODELS | NO MODELS | NO MODELS | NO MODELS | NO MODELS | NO MODELS | NO MODELS | NO MODELS | NO MODELS | NO MODELS | NO MODELS | NO MODELS
| 10 | Large Commercial Package Air-Conditioning and Heating Equipment (Evaporatively-Cooled) >= 135,000 and <240,000 Btu/h O | NO MODELS | NO MODELS | NO MODELS | NO MODELS | NO MODELS | NO MODELS | NO MODELS | NO MODELS | NO MODELS | NO MODELS | NO MODELS | NO MODELS | NO MODELS | NO MODELS | NO MODELS | NO MODELS | NO MODELS | NO MODELS | NO MODELS | NO MODELS | NO MODELS | NO MODELS | NO MODELS | NO MODELS | NO MODELS | NO MODELS | NO MODELS | NO MODELS | NO MODELS | NO MODELS | NO MODELS | NO MODELS | NO MODELS | NO MODELS | NO MODELS | NO MODELS | NO MODELS | NO MODELS | NO MODELS | NO MODELS | NO MODELS | NO MODELS | NO MODELS | NO MODELS | NO MODELS | NO MODELS
| 11 | Very Large Commercial Package Air-Conditioning and Heating Equipment (Evaporatively-Cooled) >=240,000 and <760,000 Btu/h E/N | NO MODELS | 0% | 0% | 0% | 0% | 0% | 0% | 0% | 0% | 0% | 0% | 0% | 0% | 0% | 0% | 0% | 0% | 0% | 0% | 0% | 0% | 0% | 0% | 0% | 0% | 0.4463% | 0.8686% | 1.256% | 1.611% | 1.925% | 2.217% | 2.482% | 2.722% | 2.927% | 3.091% | 3.213% | 3.314% | 3.382% | 3.415% | 3.415% | 3.415% | 3.415% | 3.415% | 3.415% | 3.415% | 3.415%
| 12 | Very Large Commercial Package Air-Conditioning and Heating Equipment (Evaporatively-Cooled) >=240,000 and <760,000 Btu/h O | NO MODELS | 0% | 0% | 0% | 0% | 0% | 0% | 0% | 0% | 0% | 0% | 0% | 0% | 0% | 0% | 0% | 0% | 0% | 0% | 0% | 0% | 0% | 0% | 0% | 0% | 0.3912% | 0.7601% | 1.098% | 1.409% | 1.691% | 1.951% | 2.185% | 2.396% | 2.577% | 2.721% | 2.829% | 2.918% | 2.978% | 3.008% | 3.008% | 3.008% | 3.008% | 3.008% | 3.008% | 3.008% | 3.008%
|  | Average % Improvement | NO MODELS | 0% | 0% | 0% | 0% | 0% | 0% | 0% | 0% | 0% | 0% | 0% | 0% | 0% | 0% | 0% | 0% | 0% | 0% | 0% | 0% | 0% | 0% | 0% | 0.004926% | 0.2263% | 0.4416% | 0.6413% | 0.8293% | 1.001% | 1.162% | 1.313% | 1.454% | 1.579% | 1.683% | 1.759% | 1.824% | 1.868% | 1.89% | 1.89% | 1.89% | 1.89% | 1.89% | 1.89% | 1.89% | 1.89%

## UEC Development
Consolidated UEC Table of Baseline to ASHRAE Standards Case - Above Standard Rolls into Standard Level | [13 empty] | Full UEC Table of Baseline, ASHRAE Standards, and DOE Higher EE Cases
Index |  | Product Classes | [12 empty] | Product Classes
1 |  | 1 | 2 | 3 | 4 | 5 | 6 | 7 | 8 | 9 | 10 | 11 | 12 |  | 1 | 2 | 3 | 4 | 5 | 6 | 7 | 8 | 9 | 10 | 11 | 12
2 |  | Small Water E/N 65-135 | Small Water O 65-135 | Large Water E/N 135-240 | Large Water O 135-240 | VL Water E/N 240-760 | VL Water O 240-760 | Small Evap E/N 65-135 | Small Evap O 65-135 | Large Evap E/N 135-240 | Large Evap O 135-240 | VL Evap E/N 240-760 | VL Evap O 240-760 |  | Small Water E/N 65-135 | Small Water O 65-135 | Large Water E/N 135-240 | Large Water O 135-240 | VL Water E/N 240-760 | VL Water O 240-760 | Small Evap E/N 65-135 | Small Evap O 65-135 | Large Evap E/N 135-240 | Large Evap O 135-240 | VL Evap E/N 240-760 | VL Evap O 240-760
3 | Representative Capacity (tons) | 8 | 8 | 15 | 15 | 35 | 35 |  |  |  |  | 40 | 40 | Representative Capacity (tons) | 8 | 8 | 15 | 15 | 35 | 35 |  |  |  |  | 40 | 40
4 |  | Product Classes 1: UEC per standard level (kwh/yr) |  | UEC per standard level (kwh/yr)
5 | Baseline | 9199.3753 | 9321.8264 | 17837.7143 | 17837.7143 | 41621.3333 | 42204.8276 | NO MODELS | NO MODELS | NO MODELS | NO MODELS | 47171.388 | 47766.3625 | Baseline | 9199.3753 | 9321.8264 | 17837.7143 | 17837.7143 | 41621.3333 | 42204.8276 | NO MODELS |  |  |  | 47171.388 | 47766.3625
6 | ASHRAE Standard | 8855.2354 | 8966.2661 | 16206.3298 | 16401.8591 | 38041.1269 | 38504.4855 | NO MODELS | NO MODELS | NO MODELS | NO MODELS | 44732.1355 | 45243.0072 | ASHRAE Standard | 8855.2354 | 8966.2661 | 16206.3298 | 16401.8591 | 38041.1269 | 38504.4855 |  |  |  |  | 44732.1355 | 45243.0072
7 | [13 empty] | 13/12.5 EER | 8396.1283 | 8396.1283 | 15742.7406 | 15742.7406 | 36733.0614 | 36733.0614 |  |  |  |  | 43294.0711 | 43294.0711
8 | [13 empty] | 14 EER | 7952.577 | 7952.577 | 14911.0819 | 14911.0819 | 34792.5244 | 34792.5244 |  |  |  |  | 41983.1979 | 41983.1979
9 | [13 empty] | 15 EER | 7566.0374 | 7566.0374 | 14186.3201 | 14186.3201 | 33422.0201 | 33422.0201 |  |  |  |  | 41983.1979 | 41983.1979
10 | [13 empty] | Max Tech | 7101.4605 | 7101.4605 | 13489.5743 | 13489.5743 | 33422.0201 | 33422.0201 |  |  |  |  | 41983.1979 | 41983.1979
11 |  | Product Classes 1: Base Market Share |  | Base Market Share
12 | Baseline | 6.667% | 6.667% | 28.57% | 28.57% | 17.14% | 14.29% | NO MODELS | NO MODELS | NO MODELS | NO MODELS | 64.85% | 55.6% | Baseline | 6.667% | 6.667% | 28.57% | 28.57% | 17.14% | 14.29% | NO MODELS |  |  |  | 64.85% | 55.6%
13 | ASHRAE Standard | 93.33% | 93.33% | 71.43% | 71.43% | 82.86% | 85.71% | NO MODELS | NO MODELS | NO MODELS | NO MODELS | 35.15% | 44.4% | ASHRAE Standard | 26.67% | 26.67% | 21.43% | 21.43% | 20% | 22.86% |  |  |  |  | 26.87% | 35.15%
14 | [13 empty] | 13/12.5 EER | 13.33% | 13.33% | 7.143% | 7.143% | 28.57% | 28.57% |  |  |  |  | 6.037% | 7.011%
15 | [13 empty] | 14 EER | 13.33% | 13.33% | 7.143% | 7.143% | 14.29% | 14.29% |  |  |  |  | 2.24% | 2.24%
16 | [13 empty] | 15 EER | 20% | 20% | 28.57% | 28.57% | 20% | 20% |  |  |  |  | 0% | 0%
17 | [13 empty] | Max Tech | 20% | 20% | 7.143% | 7.143% | 0% | 0% |  |  |  |  | 0% | 0%
18 |  | 100% | 100% | 100% | 100% | 100% | 100% |  |  |  |  | 100% | 100% |  | 100% | 100% | 100% | 100% | 100% | 100% |  |  |  |  | 100% | 100%
19 |  | Product Classes 1: Average UEC of market at each level: Roll-up (kwh/yr) |  | Average UEC of market at each level: Roll-up (kwh/yr)
20 | Baseline | 8878.178 | 8989.9701 | 16672.4396 | 16812.1034 | 38654.8765 | 39033.1058 | NO MODELS | NO MODELS | NO MODELS | NO MODELS | 46313.9682 | 46645.9632 | Baseline | 8088.0147 | 8125.7863 | 15775.6088 | 15817.508 | 36893.2361 | 36980.2114 | NO MODELS |  |  |  | 46165.5889 | 46436.3245
21 | ASHRAE Standard | 8855.2354 | 8966.2661 | 16206.3298 | 16401.8591 | 38041.1269 | 38504.4855 | NO MODELS | NO MODELS | NO MODELS | NO MODELS | 44732.1355 | 45243.0072 | ASHRAE Standard | 8065.0721 | 8102.0823 | 15309.499 | 15407.2637 | 36279.4864 | 36451.5911 |  |  |  |  | 44583.7562 | 45033.3684
22 | [13 empty] | 13/12.5 EER | 7912.0364 | 7912.0364 | 15077.7044 | 15077.7044 | 35793.6335 | 35793.6335 |  |  |  |  | 43264.7136 | 43264.7136
23 | [13 empty] | 14 EER | 7705.0458 | 7705.0458 | 14602.4708 | 14602.4708 | 34518.4235 | 34518.4235 |  |  |  |  | 41983.1979 | 41983.1979
24 | [13 empty] | 15 EER | 7473.122 | 7473.122 | 14136.5526 | 14136.5526 | 33422.0201 | 33422.0201 |  |  |  |  | 41983.1979 | 41983.1979
25 | [13 empty] | Max Tech | 7101.4605 | 7101.4605 | 13489.5743 | 13489.5743 | 33422.0201 | 33422.0201 |  |  |  |  | 41983.1979 | 41983.1979
26 |  | Product Classes 1: Percent more efficient |  | Percent more efficient
27 | Baseline | - | - | - | - | - | - | NO MODELS |  |  |  | - | - | Baseline | - | - | - | - | - | - | NO MODELS |  |  |  | - | -
28 | ASHRAE Standard | 3.741% | 3.814% | 9.146% | 8.05% | 8.602% | 8.768% |  |  |  |  | 5.171% | 5.283% | ASHRAE Standard | 3.741% | 3.814% | 9.146% | 8.05% | 8.602% | 8.768% |  |  |  |  | 5.171% | 5.283%
29 | 13/12.5 EER | 8.732% | 9.93% | 11.74% | 11.74% | 11.74% | 12.96% |  |  |  |  | 8.22% | 9.363% | 13/12.5 EER | 8.732% | 9.93% | 11.74% | 11.74% | 11.74% | 12.96% |  |  |  |  | 8.22% | 9.363%
30 | 14 EER | 13.55% | 14.69% | 16.41% | 16.41% | 16.41% | 17.56% |  |  |  |  | 11% | 12.11% | 14 EER | 13.55% | 14.69% | 16.41% | 16.41% | 16.41% | 17.56% |  |  |  |  | 11% | 12.11%
31 | 15 EER | 17.75% | 18.84% | 20.47% | 20.47% | 19.7% | 20.81% |  |  |  |  | 11% | 12.11% | 15 EER | 17.75% | 18.84% | 20.47% | 20.47% | 19.7% | 20.81% |  |  |  |  | 11% | 12.11%
32 | Max Tech | 22.8% | 23.82% | 24.38% | 24.38% | 19.7% | 20.81% |  |  |  |  | 11% | 12.11% | Max Tech | 22.8% | 23.82% | 24.38% | 24.38% | 19.7% | 20.81% |  |  |  |  | 11% | 12.11%
33
34 |  | Product Classes 1: Product Classes |  | Product Classes
35 |  | 1 | 2 | 3 | 4 | 5 | 6 | 7 | 8 | 9 | 10 | 11 | 12 |  | 1 | 2 | 3 | 4 | 5 | 6 | 7 | 8 | 9 | 10 | 11 | 12
36 | Efficiency Level | Small Water E/N 65-135 | Small Water O 65-135 | Large Water E/N 135-240 | Large Water O 135-240 | VL Water E/N 240-760 | VL Water O 240-760 | Small Evap E/N 65-135 | Small Evap O 65-135 | Large Evap E/N 135-240 | Large Evap O 135-240 | VL Evap E/N 240-760 | VL Evap O 240-760 | Efficiency Level | Small Water E/N 65-135 | Small Water O 65-135 | Large Water E/N 135-240 | Large Water O 135-240 | VL Water E/N 240-760 | VL Water O 240-760 | Small Evap E/N 65-135 | Small Evap O 65-135 | Large Evap E/N 135-240 | Large Evap O 135-240 | VL Evap E/N 240-760 | VL Evap O 240-760 | VL Air-Cooled AC 240-760
37 |  | Product Classes 1: EER for each Efficiency Level |  | EER for each Efficiency Level
38 | Baseline | 11.5 | 11.3 | 11 | 11 | 11 | 10.8 | NO MODELS | NO MODELS | NO MODELS | NO MODELS | 11 | 10.8 | Baseline | 11.5 | 11.3 | 11 | 11 | 11 | 10.8 | NO MODELS |  |  |  | 11 | 10.8 | 9.8
39 | ASHRAE Standard | 12.1 | 11.9 | 12.5 | 12.3 | 12.4 | 12.2 | NO MODELS | NO MODELS | NO MODELS | NO MODELS | 11.9 | 11.7 | ASHRAE Standard | 12.1 | 11.9 | 12.5 | 12.3 | 12.4 | 12.2 |  |  |  |  | 11.9 | 11.7
40 | [13 empty] | 13/12.5 EER | 13 | 13 | 13 | 13 | 13 | 13 |  |  |  |  | 12.5 | 12.5
41 | [13 empty] | 14 EER | 14 | 14 | 14 | 14 | 14 | 14 |  |  |  |  | 13.1 | 13.1 | bar: Product Classes 11 to Product Classes 12
42 | [13 empty] | 15 EER | 15 | 15 | 15 | 15 | 14.8 | 14.8 |  |  |  |  | 13.1 | 13.1 | bar: Product Classes 5 to Product Classes 6; Product Classes 11 to Product Classes 12
43 | [13 empty] | Max Tech | 16.4 | 16.4 | 16.1 | 16.1 | 14.8 | 14.8 |  |  |  |  | 13.1 | 13.1 | 12.1
|  | Product Classes 1: Bins for Efficiency Levels (for Market Share) |  | Bins for Efficiency Levels (for Market Share)
| Baseline | 11.6-11.8 | 11.6-11.7 | 10.7-11.5 | 10.7-11.4 | 11-11.69 | 11-11.59 | NO MODELS |  |  |  | 10.8-11.3 | 10.8-11.2 | Baseline | 11.6-11.8 | 11.6-11.7 | 10.7-11.5 | 10.7-11.4 | 11-11.69 | 11-11.59 | NO MODELS |  |  |  | 10.8-11.3 | 10.8-11.2
| ASHRAE Standard | 11.9-12.5 | 11.8-12.5 | 11.6-12.7 | 11.5-12.6 | 11.7-12.69 | 11.6-12.69 |  |  |  |  | 11.4-12.1 | 11.3-12.0 | ASHRAE Standard | 11.9-12.5 | 11.8-12.5 | 11.6-12.7 | 11.5-12.6 | 11.7-12.69 | 11.6-12.69 |  |  |  |  | 11.4-12.1 | 11.3-12.0
| 13/12.5 EER | 12.6-13.4 | 12.6-13.4 | 12.8-13.4 | 12.7-13.4 | 12.7-13.49 | 12.7-13.49 |  |  |  |  | 12.2-12.7 | 12.1-12.7 | 13/12.5 EER | 12.6-13.4 | 12.6-13.4 | 12.8-13.4 | 12.7-13.4 | 12.7-13.49 | 12.7-13.49 |  |  |  |  | 12.2-12.7 | 12.1-12.7
| 14 EER | 13.5-14.4 | 13.5-14.4 | 13.5-14.4 | 13.5-14.4 | 13.5-14.39 | 13.5-14.39 |  |  |  |  | 12.8-13.1 | 12.8-13.1 | 14 EER | 13.5-14.4 | 13.5-14.4 | 13.5-14.4 | 13.5-14.4 | 13.5-14.39 | 13.5-14.39 |  |  |  |  | 12.8-13.1 | 12.8-13.1
| 15 EER | 14.5-15.6 | 14.5-15.6 | 14.5-15.5 | 14.5-15.5 | 14.4-14.89 | 14.4-14.89 |  |  |  |  | 12.8-13.1 | 12.8-13.1 | 15 EER | 14.5-15.6 | 14.5-15.6 | 14.5-15.5 | 14.5-15.5 | 14.4-14.89 | 14.4-14.89 |  |  |  |  | 12.8-13.1 | 12.8-13.1
| Max Tech | 15.7-16.4 | 15.7-16.4 | 15.6-16.1 | 15.6-16.1 | 14.4-14.89 | 14.4-14.89 |  |  |  |  | 12.8-13.1 | 12.8-13.1 | Max Tech | 15.7-16.4 | 15.7-16.4 | 15.6-16.1 | 15.6-16.1 | 14.4-14.89 | 14.4-14.89 |  |  |  |  | 12.8-13.1 | 12.8-13.1
| Market Wtd Avg EER | 13.87 | 13.81 | 13.19 | 13.14 | 13.04 | 13.01 |  |  |  |  | 11.38 | 11.29 | Market Wtd Avg EER | 13.87 | 13.81 | 13.19 | 13.14 | 13.04 | 13.01 |  |  |  |  | 11.38 | 11.29
| Full Distribution EER | Product Classes 1: 13.87; Product Classes 2: 13.87; Product Classes 3: 13.12; Product Classes 4: 13.12; Product Classes 5: 12.99; Product Classes 6: 12.99 | Full Distribution EER | 13.87 | 13.87 | 13.12 | 13.12 | 12.99 | 12.99 | [6 empty] | 10.36
| The published ASHRAE standard is 12.2, but this is to be corrected in an addendum. | [12 empty] | The published ASHRAE standard is 12.2, but this is to be corrected in an addendum. | bar: Product Classes 1 to Product Classes 4
| Same EER as previous level due to Max Tech level. | [12 empty] | Same EER as previous level due to Max Tech level. | bar: Product Classes 1 to Product Classes 4

## Stock Model
1 | 2 | 3 | 4 | 5 | 6 | 7 | 8 | 9 | 10 | 11 | 12 | 13 | 14 | 15 | 16 | 17
Initial Year | 1989
[18 empty] | Stock Model: Historical shipments provided by AHRI. Forecasted shipments based on historical AHRI shipment trends. |  |  | Regional (units): Scaled Based on Commercial Floorspace by Year. Pre-2010 and Post-2030 currently based on average scale. |  |  |  | Product Life Time | 15 | DOE Assumption
[25 empty] | Survival Assumption | 1/Lifetime Survival | Council Assumption
DOE Survival | [24 empty] | Abandoned Rate | NA | DOE Assumption
1/Lifetime Survival | 0 | 0 | 0.066667 | 0.13333 | 0.2 | 0.26667 | 0.33333 | 0.4 | 0.46667 | 0.53333 | 0.6 | 0.66667 | 0.73333 | 0.8 | 0.86667 | 0.93333 |  | New Shipment | Total Stock | Replacements for Retiring Units | New Shipment | Stock | Replacements for Retiring Units | Total Shipment
| 16 | 15 | 14 | 13 | 12 | 11 | 10 | 9 | 8 | 7 | 6 | 5 | 4 | 3 | 2 | 1 | Year | Replacement of Retiring units | Previous year stock+New construction | Total stock from previous year - stock of all vintages this year |  | precase= actual retirement- post- case same as column AC | same as column AD | Replacement unit+New Construction (same as column Y)
1989 | 0 | 0 | 0 | 0 | 0 | 0 | 0 | 0 | 0 | 0 | 0 | 0 | 0 | 0 | 0 | 0 | 1989 | 4269 | 4269 | 0 | 135.5913 | 135.5913 | 0 | 135.5913
1990 | 0 | 0 | 0 | 0 | 0 | 0 | 0 | 0 | 0 | 0 | 0 | 0 | 0 | 0 | 0 | 3984.4 | 1990 | 3804 | 7788.4 | 284.6 | 120.822 | 247.3739 | 9.0394 | 120.822
1991 | 0 | 0 | 0 | 0 | 0 | 0 | 0 | 0 | 0 | 0 | 0 | 0 | 0 | 0 | 3699.8 | 3550.4 | 1991 | 2869 | 10119.2 | 538.2 | 91.1247 | 321.4043 | 17.0942 | 91.1247
1992 | 0 | 0 | 0 | 0 | 0 | 0 | 0 | 0 | 0 | 0 | 0 | 0 | 0 | 3415.2 | 3296.8 | 2677.7333 | 1992 | 2511 | 11900.7333 | 729.4667 | 79.754 | 377.9891 | 23.1692 | 79.754
1993 | 0 | 0 | 0 | 0 | 0 | 0 | 0 | 0 | 0 | 0 | 0 | 0 | 3130.6 | 3043.2 | 2486.4667 | 2343.6 | 1993 | 2345 | 13348.8667 | 896.8667 | 74.4815 | 423.9845 | 28.4861 | 74.4815
1994 | 0 | 0 | 0 | 0 | 0 | 0 | 0 | 0 | 0 | 0 | 0 | 2846 | 2789.6 | 2295.2 | 2176.2 | 2188.6667 | 1994 | 2450 | 14745.6667 | 1053.2 | 77.8165 | 468.3494 | 33.4516 | 77.8165
1995 | 0 | 0 | 0 | 0 | 0 | 0 | 0 | 0 | 0 | 0 | 2561.4 | 2536 | 2103.9333 | 2008.8 | 2032.3333 | 2286.6667 | 1995 | 2626 | 16155.1333 | 1216.5333 | 83.4066 | 513.1166 | 38.6393 | 83.4066
1996 | 0 | 0 | 0 | 0 | 0 | 0 | 0 | 0 | 0 | 2276.8 | 2282.4 | 1912.6667 | 1841.4 | 1876 | 2123.3333 | 2450.9333 | 1996 | 3151 | 17914.5333 | 1391.6 | 100.0815 | 568.9984 | 44.1998 | 100.0815
1997 | 0 | 0 | 0 | 0 | 0 | 0 | 0 | 0 | 1992.2 | 2028.8 | 1721.4 | 1674 | 1719.6667 | 1960 | 2275.8667 | 2940.9333 | 1997 | 3039 | 19351.8667 | 1601.6667 | 96.5242 | 614.6508 | 50.8719 | 96.5242
1998 | 0 | 0 | 0 | 0 | 0 | 0 | 0 | 1707.6 | 1775.2 | 1530.1333 | 1506.6 | 1563.3333 | 1796.6667 | 2100.8 | 2730.8667 | 2836.4 | 1998 | 3789 | 21336.6 | 1804.2667 | 120.3456 | 677.6895 | 57.3068 | 120.3456
1999 | 0 | 0 | 0 | 0 | 0 | 0 | 1423 | 1521.6 | 1338.8667 | 1339.2 | 1407 | 1633.3333 | 1925.7333 | 2520.8 | 2633.8 | 3536.4 | 1999 | 2480 | 21759.7333 | 2056.8667 | 78.7693 | 691.129 | 65.3299 | 78.7693
2000 | 0 | 0 | 0 | 0 | 0 | 1138.4 | 1268 | 1147.6 | 1171.8 | 1250.6667 | 1470 | 1750.6667 | 2310.7333 | 2431.2 | 3283.8 | 2314.6667 | 2000 | 4570 | 24107.5333 | 2222.2 | 145.1516 | 765.6994 | 70.5811 | 145.1516
2001 | 0 | 0 | 0 | 0 | 853.8 | 1014.4 | 956.3333 | 1004.4 | 1094.3333 | 1306.6667 | 1575.6 | 2100.6667 | 2228.6 | 3031.2 | 2149.3333 | 4265.3333 | 2001 | 1973 | 23553.6667 | 2526.8667 | 62.6661 | 748.1076 | 80.2579 | 62.6661
2002 | 0 | 0 | 0 | 569.2 | 760.8 | 765.0667 | 837 | 938 | 1143.3333 | 1400.5333 | 1890.6 | 2026 | 2778.6 | 1984 | 3960.6667 | 1841.4667 | 2002 | 2400 | 23295.2667 | 2658.4 | 76.2284 | 739.9004 | 84.4357 | 76.2284
2003 | 0 | 0 | 284.6 | 507.2 | 573.8 | 669.6 | 781.6667 | 980 | 1225.4667 | 1680.5333 | 1823.4 | 2526 | 1818.6667 | 3656 | 1709.9333 | 2240 | 2003 | 1607 | 22083.8667 | 2818.4 | 51.0413 | 701.4241 | 89.5175 | 51.0413
2004 | 0 | 0 | 253.6 | 382.5333 | 502.2 | 625.3333 | 816.6667 | 1050.4 | 1470.4667 | 1620.8 | 2273.4 | 1653.3333 | 3351.3333 | 1578.4 | 2080 | 1499.8667 | 2004 | 1632 | 20790.3333 | 2925.5333 | 51.8353 | 660.3391 | 92.9203 | 51.8353
2005 | 0 | 0 | 191.2667 | 334.8 | 469 | 653.3333 | 875.3333 | 1260.4 | 1418.2 | 2020.8 | 1488 | 3046.6667 | 1446.8667 | 1920 | 1392.7333 | 1523.2 | 2005 | 1447 | 19487.6 | 2749.7333 | 45.9594 | 618.9619 | 87.3366 | 45.9594
2006 | 0 | 0 | 167.4 | 312.6667 | 490 | 700.2667 | 1050.3333 | 1215.6 | 1768.2 | 1322.6667 | 2742 | 1315.3333 | 1760 | 1285.6 | 1414.4 | 1350.5333 | 2006 | 2142 | 19037 | 2592.6 | 68.0338 | 604.65 | 82.3457 | 68.0338
2007 | 0 | 0 | 156.3333 | 326.6667 | 525.2 | 840.2667 | 1013 | 1515.6 | 1157.3333 | 2437.3333 | 1183.8 | 1600 | 1178.4667 | 1305.6 | 1254.0667 | 1999.2 | 2007 | 2224 | 18716.8667 | 2544.1333 | 70.6383 | 594.482 | 80.8063 | 70.6383
2008 | 0 | 0 | 163.3333 | 350.1333 | 630.2 | 810.4 | 1263 | 992 | 2132.6667 | 1052.2667 | 1440 | 1071.3333 | 1196.8 | 1157.6 | 1856.4 | 2075.7333 | 2008 | 2341 | 18532.8667 | 2525 | 74.3545 | 588.6378 | 80.1986 | 74.3545
2009 | 0 | 0 | 175.0667 | 420.1333 | 607.8 | 1010.4 | 826.6667 | 1828 | 920.7333 | 1280 | 964.2 | 1088 | 1061.1333 | 1713.6 | 1927.4667 | 2184.9333 | 2009 | 1069 | 17077.1333 | 2524.7333 | 33.9534 | 542.4011 | 80.1902 | 33.9534
2010 | 0 | 0 | 210.0667 | 405.2 | 757.8 | 661.3333 | 1523.3333 | 789.2 | 1120 | 857.0667 | 979.2 | 964.6667 | 1570.8 | 1779.2 | 2028.8667 | 997.7333 | 2010 | 1662 | 16306.4667 | 2432.6667 | 60.3812 | 592.4211 | 88.3799 | 60.3812
2011 | 0 | 0 | 202.6 | 505.2 | 496 | 1218.6667 | 657.6667 | 960 | 749.9333 | 870.4 | 868.2 | 1428 | 1630.9333 | 1872.8 | 926.4667 | 1551.2 | 2011 | 1626 | 15564.0667 | 2368.4 | 58.3842 | 558.8531 | 85.0412 | 58.3842
2012 | 0 | 0 | 252.6 | 330.6667 | 914 | 526.1333 | 800 | 642.8 | 761.6 | 771.7333 | 1285.2 | 1482.6667 | 1716.7333 | 855.2 | 1440.4 | 1517.6 | 2012 | 1591 | 14888.3333 | 2266.7333 | 56.4335 | 528.0955 | 80.402 | 56.4335
2013 | 0 | 0 | 165.3333 | 609.3333 | 394.6 | 640 | 535.6667 | 652.8 | 675.2667 | 1142.4 | 1334.4 | 1560.6667 | 783.9333 | 1329.6 | 1409.2 | 1484.9333 | 2013 | 1558 | 14276.1333 | 2170.2 | 54.6756 | 500.9992 | 76.1599 | 54.6756
2014 | 0 | 0 | 304.6667 | 263.0667 | 480 | 428.5333 | 544 | 578.8 | 999.6 | 1186.1333 | 1404.6 | 712.6667 | 1218.8 | 1300.8 | 1378.8667 | 1454.1333 | 2014 | 1528 | 13782.6667 | 2021.4667 | 53.0152 | 478.2009 | 70.1364 | 53.0152
2015 | 0 | 0 | 131.5333 | 320 | 321.4 | 435.2 | 482.3333 | 856.8 | 1037.8667 | 1248.5333 | 641.4 | 1108 | 1192.4 | 1272.8 | 1350.2667 | 1426.1333 | 2015 | 1498 | 13322.6667 | 1958 | 51.3104 | 456.3359 | 67.0666 | 51.3104
2016 | 0 | 0 | 160 | 214.2667 | 326.4 | 385.8667 | 714 | 889.6 | 1092.4667 | 570.1333 | 997.2 | 1084 | 1166.7333 | 1246.4 | 1324.2667 | 1398.1333 | 2016 | 1472 | 13041.4667 | 1753.2 | 49.7044 | 440.3657 | 59.1996 | 49.7044
2017 | 0 | 0 | 107.1333 | 217.6 | 289.4 | 571.2 | 741.3333 | 936.4 | 498.8667 | 886.4 | 975.6 | 1060.6667 | 1142.5333 | 1222.4 | 1298.2667 | 1373.8667 | 2017 | 1447 | 12768.6667 | 1719.8 | 48.0938 | 424.3905 | 57.1608 | 48.0938
2018 | 0 | 0 | 108.8 | 192.9333 | 428.4 | 593.0667 | 780.3333 | 427.6 | 775.6 | 867.2 | 954.6 | 1038.6667 | 1120.5333 | 1198.4 | 1275.7333 | 1350.5333 | 2018 | 1423 | 12535.4 | 1656.2667 | 46.5177 | 409.7805 | 54.1431 | 46.5177
2019 | 0 | 0 | 96.4667 | 285.6 | 444.8 | 624.2667 | 356.3333 | 664.8 | 758.8 | 848.5333 | 934.8 | 1018.6667 | 1098.5333 | 1177.6 | 1254.0667 | 1328.1333 | 2019 | 1403 | 12294.4 | 1644 | 45.0916 | 395.1345 | 52.8372 | 45.0916
2020 | 0 | 0 | 142.8 | 296.5333 | 468.2 | 285.0667 | 554 | 650.4 | 742.4667 | 830.9333 | 916.8 | 998.6667 | 1079.4667 | 1157.6 | 1233.2667 | 1309.4667 | 2020 | 1380 | 12045.6667 | 1628.7333 | 43.6276 | 380.8139 | 51.4911 | 43.6276
2021 | 0 | 0 | 148.2667 | 312.1333 | 213.8 | 443.2 | 542 | 636.4 | 727.0667 | 814.9333 | 898.8 | 981.3333 | 1061.1333 | 1138.4 | 1215.9333 | 1288 | 2021 | 1361 | 11782.4 | 1624.2667 | 42.3401 | 366.5448 | 50.5301 | 42.3401
2022 | 0 | 0 | 156.0667 | 142.5333 | 332.4 | 433.6 | 530.3333 | 623.2 | 713.0667 | 798.9333 | 883.2 | 964.6667 | 1043.5333 | 1122.4 | 1196 | 1270.2667 | 2022 | 1344 | 11554.2 | 1572.2 | 41.164 | 353.882 | 48.1533 | 41.164
2023 | 0 | 0 | 71.2667 | 221.6 | 325.2 | 424.2667 | 519.3333 | 611.2 | 699.0667 | 785.0667 | 868.2 | 948.6667 | 1028.8667 | 1104 | 1179.5333 | 1254.4 | 2023 | 1327 | 11367.6667 | 1513.5333 | 40.037 | 342.9748 | 45.6649 | 40.037
2024 | 0 | 0 | 110.8 | 216.8 | 318.2 | 415.4667 | 509.3333 | 599.2 | 686.9333 | 771.7333 | 853.8 | 935.3333 | 1012 | 1088.8 | 1164.8 | 1238.5333 | 2024 | 1310 | 11231.7333 | 1445.9333 | 38.9532 | 333.9782 | 42.9952 | 38.9532
2025 | 0 | 0 | 108.4 | 212.1333 | 311.6 | 407.4667 | 499.3333 | 588.8 | 675.2667 | 758.9333 | 841.8 | 920 | 998.0667 | 1075.2 | 1150.0667 | 1222.6667 | 2025 | 1294 | 11063.7333 | 1462 | 37.9351 | 324.3464 | 42.8603 | 37.9351
2026 | 0 | 0 | 106.0667 | 207.7333 | 305.6 | 399.4667 | 490.6667 | 578.8 | 664.0667 | 748.2667 | 828 | 907.3333 | 985.6 | 1061.6 | 1135.3333 | 1207.7333 | 2026 | 1279 | 10905.2667 | 1437.4667 | 36.984 | 315.3402 | 41.5663 | 36.984
2027 | 0 | 0 | 103.8667 | 203.7333 | 299.6 | 392.5333 | 482.3333 | 569.2 | 654.7333 | 736 | 816.6 | 896 | 973.1333 | 1048 | 1121.4667 | 1193.7333 | 2027 | 1266 | 10756.9333 | 1414.3333 | 36.1216 | 306.9177 | 40.3539 | 36.1216
2028 | 0 | 0 | 101.8667 | 199.7333 | 294.4 | 385.8667 | 474.3333 | 561.2 | 644 | 725.8667 | 806.4 | 884.6667 | 960.6667 | 1035.2 | 1108.4667 | 1181.6 | 2028 | 1251 | 10615.2667 | 1392.6667 | 35.2281 | 298.9256 | 39.2175 | 35.2281
2029 | 0 | 0 | 99.8667 | 196.2667 | 289.4 | 379.4667 | 467.6667 | 552 | 635.1333 | 716.8 | 796.2 | 873.3333 | 948.9333 | 1023.2 | 1097.2 | 1167.6 | 2029 | 1239 | 10482.0667 | 1372.2 | 34.439 | 291.3575 | 38.1414 | 34.439
2030 | 0 | 0 | 98.1333 | 192.9333 | 284.6 | 374.1333 | 460 | 544.4 | 627.2 | 707.7333 | 786 | 862.6667 | 937.9333 | 1012.8 | 1084.2 | 1156.4 | 2030 | 1227 | 10356.1333 | 1352.9333 | 33.6665 | 284.152 | 37.1218 | 33.6665
2031 | 0 | 0 | 96.4667 | 189.7333 | 280.6 | 368 | 453.6667 | 537.6 | 619.2667 | 698.6667 | 776.4 | 852.6667 | 928.4 | 1000.8 | 1073.8 | 1145.2 | 2031 | 1214 | 10235.2667 | 1334.8667 | 38.5589 | 325.0908 | 42.3978 | 38.5589
2032 | 0 | 0 | 94.8667 | 187.0667 | 276 | 362.9333 | 448 | 530.8 | 611.3333 | 690.1333 | 767.4 | 844 | 917.4 | 991.2 | 1063.4 | 1133.0667 | 2032 | 1204 | 10121.6 | 1317.6667 | 38.2412 | 321.4806 | 41.8515 | 38.2412
2033 | 0 | 0 | 93.5333 | 184 | 272.2 | 358.4 | 442.3333 | 524 | 603.8667 | 682.1333 | 759.6 | 834 | 908.6 | 981.6 | 1052.1333 | 1123.7333 | 2033 | 1193 | 10013.1333 | 1301.4667 | 37.8919 | 318.0355 | 41.337 | 37.8919
2034 | 0 | 0 | 92 | 181.4667 | 268.8 | 353.8667 | 436.6667 | 517.6 | 596.8667 | 675.2 | 750.6 | 826 | 899.8 | 971.2 | 1043.4667 | 1113.4667 | 2034 | 1183 | 9910 | 1286.1333 | 37.5742 | 314.7598 | 40.85 | 37.5742

## Assumptions
Baseline and Standard
Baseline
Commercial Package Air Conditioners and Heat Pumps NIA & 10 CFR 431.97
Product Class | Product Class Description | Cooling Capacity | Heating Type* | Efficiency Level (EER)** | Representative Capacity (Tons) | Compliance Year | Source
1 | Small Commercial Package Air-Conditioning and Heating Equipment (Water-Cooled) | >=65,000 and <135,000 Btu/h | E/N | 11.5 | 8 | 2003 | 10 CFR 431.97
2 | Small Commercial Package Air-Conditioning and Heating Equipment (Water-Cooled) | >=65,000 and <135,000 Btu/h | O | 11.3 | 8 | 2003 | 10 CFR 431.97
3 | Large Commercial Package Air-Conditioning and Heating Equipment (Water-Cooled) | >= 135,000 and <240,000 Btu/h | E/N | 11 | 15 | 2004 | 10 CFR 431.97
4 | Large Commercial Package Air-Conditioning and Heating Equipment (Water-Cooled) | >= 135,000 and <240,000 Btu/h | O | 11 | 15 | 2004 | 10 CFR 431.97
5 | Very Large Commercial Package Air-Conditioning and Heating Equipment (Water-Cooled) | >=240,000 and <760,000 Btu/h | E/N | 11 | 35 | 2011 | 10 CFR 431.97
6 | Very Large Commercial Package Air-Conditioning and Heating Equipment (Water-Cooled) | >=240,000 and <760,000 Btu/h | O | 10.8 | 35 | 2011 | 10 CFR 431.97
7 | Small Commercial Package Air-Conditioning and Heating Equipment (Evaporatively-Cooled) | >=65,000 and <135,000 Btu/h | E/N | 11.5 | NO MODELS | 2003 | 10 CFR 431.97
8 | Small Commercial Package Air-Conditioning and Heating Equipment (Evaporatively-Cooled) | >=65,000 and <135,000 Btu/h | O | 11.3 | NO MODELS | 2003 | 10 CFR 431.97
9 | Large Commercial Package Air-Conditioning and Heating Equipment (Evaporatively-Cooled) | >= 135,000 and <240,000 Btu/h | E/N | 11 | NO MODELS | 2004 | 10 CFR 431.97
10 | Large Commercial Package Air-Conditioning and Heating Equipment (Evaporatively-Cooled) | >= 135,000 and <240,000 Btu/h | O | 11 | NO MODELS | 2004 | 10 CFR 431.97
11 | Very Large Commercial Package Air-Conditioning and Heating Equipment (Evaporatively-Cooled) | >=240,000 and <760,000 Btu/h | E/N | 11 | 40 | 2011 | 10 CFR 431.97
12 | Very Large Commercial Package Air-Conditioning and Heating Equipment (Evaporatively-Cooled) | >=240,000 and <760,000 Btu/h | O | 10.8 | 40 | 2011 | 10 CFR 431.97
*E/N = Electric Resistance or No Heating, O = Other Heating
**UEC's for designs 5, 6, 11, 12 are backcast based on 2011 efficiency levels. Shipment market mix remains variable.
Standard
Commercial Package Air Conditioners and Heat Pumps (77 FR 28928)
Product Class | Product Class Description | Cooling Capacity | Heating Type* | Efficiency Level (EER) | Representative Capacity (Tons) | Compliance Year | Source
1 | Small Commercial Package Air-Conditioning and Heating Equipment (Water-Cooled) | >=65,000 and <135,000 Btu/h | E/N | 12.1 | 8 | 2013 | 77 FR 28928
2 | Small Commercial Package Air-Conditioning and Heating Equipment (Water-Cooled) | >=65,000 and <135,000 Btu/h | O | 11.9 | 8 | 2013 | 77 FR 28928
3 | Large Commercial Package Air-Conditioning and Heating Equipment (Water-Cooled) | >= 135,000 and <240,000 Btu/h | E/N | 12.5 | 15 | 2014 | 77 FR 28928
4 | Large Commercial Package Air-Conditioning and Heating Equipment (Water-Cooled) | >= 135,000 and <240,000 Btu/h | O | 12.3 | 15 | 2014 | 77 FR 28928
5 | Very Large Commercial Package Air-Conditioning and Heating Equipment (Water-Cooled) | >=240,000 and <760,000 Btu/h | E/N | 12.4 | 35 | 2014 | 77 FR 28928
6 | Very Large Commercial Package Air-Conditioning and Heating Equipment (Water-Cooled) | >=240,000 and <760,000 Btu/h | O | 12.2 | 35 | 2014 | 77 FR 28928
7 | Small Commercial Package Air-Conditioning and Heating Equipment (Evaporatively-Cooled) | >=65,000 and <135,000 Btu/h | E/N | 12.1 | NO MODELS | 2013 | 77 FR 28928
8 | Small Commercial Package Air-Conditioning and Heating Equipment (Evaporatively-Cooled) | >=65,000 and <135,000 Btu/h | O | 11.9 | NO MODELS | 2013 | 77 FR 28928
9 | Large Commercial Package Air-Conditioning and Heating Equipment (Evaporatively-Cooled) | >= 135,000 and <240,000 Btu/h | E/N | 12 | NO MODELS | 2014 | 77 FR 28928
10 | Large Commercial Package Air-Conditioning and Heating Equipment (Evaporatively-Cooled) | >= 135,000 and <240,000 Btu/h | O | 11.8 | NO MODELS | 2014 | 77 FR 28928
11 | Very Large Commercial Package Air-Conditioning and Heating Equipment (Evaporatively-Cooled) | >=240,000 and <760,000 Btu/h | E/N | 11.9 | 40 | 2014 | 77 FR 28928
12 | Very Large Commercial Package Air-Conditioning and Heating Equipment (Evaporatively-Cooled) | >=240,000 and <760,000 Btu/h | O | 11.7 | 40 | 2014 | 77 FR 28928
*E/N = Electric Resistance or No Heating, O = Other Heating
**UEC's for designs 5, 6, 11, 12 are backcast based on 2011 efficiency levels. Shipment market mix remains variable.
Product Class | Product Class Description | Market Share by Product Class* | Source
1 | Small Commercial Package Air-Conditioning and Heating Equipment (Water-Cooled) >=65,000 and <135,000 Btu/h E/N | 10.99% | DOE Water and Evaporatively Cooled NIA (EERE-2011-BT-STD-0029-0022)
2 | Small Commercial Package Air-Conditioning and Heating Equipment (Water-Cooled) >=65,000 and <135,000 Btu/h O | 1.244% | DOE Water and Evaporatively Cooled NIA (EERE-2011-BT-STD-0029-0022)
3 | Large Commercial Package Air-Conditioning and Heating Equipment (Water-Cooled) >= 135,000 and <240,000 Btu/h E/N | 11.68% | DOE Water and Evaporatively Cooled NIA (EERE-2011-BT-STD-0029-0022)
4 | Large Commercial Package Air-Conditioning and Heating Equipment (Water-Cooled) >= 135,000 and <240,000 Btu/h O | 1.313% | DOE Water and Evaporatively Cooled NIA (EERE-2011-BT-STD-0029-0022)
5 | Very Large Commercial Package Air-Conditioning and Heating Equipment (Water-Cooled) >=240,000 and <760,000 Btu/h E/N | 5.943% | DOE Water and Evaporatively Cooled NIA (EERE-2011-BT-STD-0029-0022)
6 | Very Large Commercial Package Air-Conditioning and Heating Equipment (Water-Cooled) >=240,000 and <760,000 Btu/h O | 53.56% | DOE Water and Evaporatively Cooled NIA (EERE-2011-BT-STD-0029-0022)
7 | Small Commercial Package Air-Conditioning and Heating Equipment (Evaporatively-Cooled) >=65,000 and <135,000 Btu/h E/N | 0% | DOE Water and Evaporatively Cooled NIA (EERE-2011-BT-STD-0029-0022)
8 | Small Commercial Package Air-Conditioning and Heating Equipment (Evaporatively-Cooled) >=65,000 and <135,000 Btu/h O | 0% | DOE Water and Evaporatively Cooled NIA (EERE-2011-BT-STD-0029-0022)
9 | Large Commercial Package Air-Conditioning and Heating Equipment (Evaporatively-Cooled) >= 135,000 and <240,000 Btu/h E/N | 0% | DOE Water and Evaporatively Cooled NIA (EERE-2011-BT-STD-0029-0022)
10 | Large Commercial Package Air-Conditioning and Heating Equipment (Evaporatively-Cooled) >= 135,000 and <240,000 Btu/h O | 0% | DOE Water and Evaporatively Cooled NIA (EERE-2011-BT-STD-0029-0022)
11 | Very Large Commercial Package Air-Conditioning and Heating Equipment (Evaporatively-Cooled) >=240,000 and <760,000 Btu/h E/N | 1.52% | DOE Water and Evaporatively Cooled NIA (EERE-2011-BT-STD-0029-0022)
12 | Very Large Commercial Package Air-Conditioning and Heating Equipment (Evaporatively-Cooled) >=240,000 and <760,000 Btu/h O | 13.75% | DOE Water and Evaporatively Cooled NIA (EERE-2011-BT-STD-0029-0022)
*Frozen Shipment Weighted Market Share for 2005 based on Historic 2005 AHRI Shipments
Product Lifetime Assumptions
Product Class | Lifetime | Units | Source
Water-Cooled and Evaporatively-Cooled Products | 15 | years | DOE Water and Evaporatively Cooled NIA (EERE-2011-BT-STD-0029-0022). See also: "Notes" tab for clarification on DOE product lifetime.

## Shipments
National Shipments
Adapted from DOE Water and Evaporatively Cooled NIA (EERE-2011-BT-STD-0029-0022)
E/N = Electric Resistance or no Heating
O = Other Heating
Product Classes 7 through 10 do not have models available.
1 | 2 | 3 | 4 | 5 | 6 | 7 | 8 | 9 | 10 | 11 | 12 | 13 | 14
[7 empty] | No Models Available | [16 empty] | No Models Available
| Product Class | [12 empty] | AHRI Data |  |  |  | Shipment Mix by Product Class per Year
| Small Water E/N 65-135 | Small Water O 65-135 | Large Water E/N 135-240 | Large Water O 135-240 | VL Water E/N 240-760 | VL Water O 240-760 | Small Evap E/N 65-135 | Small Evap O 65-135 | Large Evap E/N 135-240 | Large Evap O 135-240 | VL Evap E/N 240-760 | VL Evap O 240-760 | Total for All Product Classes | Small AC Water-cooled (65 to 134.9 kBtu/h) | Large AC Water-Cooled (135 to 249 kBtu/h) | Very Large AC Water-Cooled (250 & Over kBtu/h) |  | Small Water E/N 65-135 | Small Water O 65-135 | Large Water E/N 135-240 | Large Water O 135-240 | VL Water E/N 240-760 | VL Water O 240-760 | Small Evap E/N 65-135 | Small Evap O 65-135 | Large Evap E/N 135-240 | Large Evap O 135-240 | VL Evap E/N 240-760 | VL Evap O 240-760 | Total for All Product Classes
Year | 1 | 2 | 3 | 4 | 5 | 6 | 7 | 8 | 9 | 10 | 11 | 12 |  |  |  |  | Year | 1 | 2 | 3 | 4 | 5 | 6 | 7 | 8 | 9 | 10 | 11 | 12
1989 | 1293 | 144 | 714 | 79 | 162 | 1460 |  |  |  |  | 42 | 375 | 4269 | 1437 | 793 | 1622 | 1989 | 30.29% | 3.373% | 16.73% | 1.851% | 3.795% | 34.2% |  |  |  |  | 0.9838% | 8.784% | 100%
1990 | 1353 | 150 | 701 | 78 | 121 | 1090 |  |  |  |  | 31 | 280 | 3804 | 1503 | 779 | 1211 | 1990 | 35.57% | 3.943% | 18.43% | 2.05% | 3.181% | 28.65% |  |  |  |  | 0.8149% | 7.361% | 100%
1991 | 996 | 111 | 559 | 62 | 91 | 817 |  |  |  |  | 23 | 210 | 2869 | 1107 | 621 | 908 | 1991 | 34.72% | 3.869% | 19.48% | 2.161% | 3.172% | 28.48% |  |  |  |  | 0.8017% | 7.32% | 100%
1992 | 961 | 107 | 483 | 54 | 72 | 648 |  |  |  |  | 19 | 167 | 2511 | 1068 | 537 | 720 | 1992 | 38.27% | 4.261% | 19.24% | 2.151% | 2.867% | 25.81% |  |  |  |  | 0.7567% | 6.651% | 100%
1993 | 887 | 98 | 468 | 52 | 67 | 601 |  |  |  |  | 17 | 155 | 2345 | 985 | 520 | 668 | 1993 | 37.83% | 4.179% | 19.96% | 2.217% | 2.857% | 25.63% |  |  |  |  | 0.7249% | 6.61% | 100%
1994 | 830 | 92 | 454 | 50 | 82 | 733 |  |  |  |  | 21 | 188 | 2450 | 922 | 504 | 815 | 1994 | 33.88% | 3.755% | 18.53% | 2.041% | 3.347% | 29.92% |  |  |  |  | 0.8571% | 7.673% | 100%
1995 | 1009 | 112 | 444 | 49 | 81 | 724 |  |  |  |  | 21 | 186 | 2626 | 1121 | 493 | 805 | 1995 | 38.42% | 4.265% | 16.91% | 1.866% | 3.085% | 27.57% |  |  |  |  | 0.7997% | 7.083% | 100%
1996 | 1095 | 122 | 587 | 65 | 102 | 918 |  |  |  |  | 26 | 236 | 3151 | 1217 | 652 | 1020 | 1996 | 34.75% | 3.872% | 18.63% | 2.063% | 3.237% | 29.13% |  |  |  |  | 0.8251% | 7.49% | 100%
1997 | 890 | 99 | 470 | 52 | 122 | 1094 |  |  |  |  | 31 | 281 | 3039 | 989 | 522 | 1216 | 1997 | 29.29% | 3.258% | 15.47% | 1.711% | 4.014% | 36% |  |  |  |  | 1.02% | 9.246% | 100%
1998 | 716 | 79 | 561 | 62 | 189 | 1697 |  |  |  |  | 49 | 436 | 3789 | 795 | 623 | 1886 | 1998 | 18.9% | 2.085% | 14.81% | 1.636% | 4.988% | 44.79% |  |  |  |  | 1.293% | 11.51% | 100%
1999 | 787 | 87 | 429 | 48 | 90 | 808 |  |  |  |  | 23 | 208 | 2480 | 874 | 477 | 898 | 1999 | 31.73% | 3.508% | 17.3% | 1.935% | 3.629% | 32.58% |  |  |  |  | 0.9274% | 8.387% | 100%
2000 | 1330 | 148 | 1459 | 162 | 117 | 1053 |  |  |  |  | 30 | 271 | 4570 | 1478 | 1621 | 1170 | 2000 | 29.1% | 3.239% | 31.93% | 3.545% | 2.56% | 23.04% |  |  |  |  | 0.6565% | 5.93% | 100%
2001 | 545 | 61 | 368 | 41 | 76 | 686 |  |  |  |  | 20 | 176 | 1973 | 606 | 409 | 762 | 2001 | 27.62% | 3.092% | 18.65% | 2.078% | 3.852% | 34.77% |  |  |  |  | 1.014% | 8.92% | 100%
2002 | 452 | 50 | 320 | 35 | 123 | 1104 |  |  |  |  | 32 | 284 | 2400 | 502 | 355 | 1227 | 2002 | 18.83% | 2.083% | 13.33% | 1.458% | 5.125% | 46% |  |  |  |  | 1.333% | 11.83% | 100%
2003 | 351 | 39 | 258 | 29 | 74 | 666 |  |  |  |  | 19 | 171 | 1607 | 390 | 287 | 740 | 2003 | 21.84% | 2.427% | 16.05% | 1.805% | 4.605% | 41.44% |  |  |  |  | 1.182% | 10.64% | 100%
2004 | 402 | 45 | 262 | 29 | 71 | 640 |  |  |  |  | 18 | 165 | 1632 | 447 | 291 | 711 | 2004 | 24.63% | 2.757% | 16.05% | 1.777% | 4.35% | 39.22% |  |  |  |  | 1.103% | 10.11% | 100%
2005 | 159 | 18 | 169 | 19 | 86 | 775 |  |  |  |  | 22 | 199 | 1447 | 177 | 188 | 861 | 2005 | 10.99% | 1.244% | 11.68% | 1.313% | 5.943% | 53.56% |  |  |  |  | 1.52% | 13.75% | 100%
2006 | 284 | 32 | 250 | 28 | 123 | 1108 |  |  |  |  | 32 | 285 | 2142 | 316 | 278 | 1231 | 2006 | 13.26% | 1.494% | 11.67% | 1.307% | 5.742% | 51.73% |  |  |  |  | 1.494% | 13.31% | 100%
2007 | 323 | 36 | 285 | 32 | 123 | 1108 |  |  |  |  | 32 | 285 | 2224 | 359 | 317 | 1231 | 2007 | 14.52% | 1.619% | 12.81% | 1.439% | 5.531% | 49.82% |  |  |  |  | 1.439% | 12.81% | 100%
2008 | 254 | 28 | 280 | 31 | 139 | 1251 |  |  |  |  | 36 | 322 | 2341 | 282 | 311 | 1390 | 2008 | 10.85% | 1.196% | 11.96% | 1.324% | 5.938% | 53.44% |  |  |  |  | 1.538% | 13.75% | 100%
2009 | 137 | 15 | 164 | 18 | 59 | 526 |  |  |  |  | 15 | 135 | 1069 | 152 | 182 | 585 | 2009 | 12.82% | 1.403% | 15.34% | 1.684% | 5.519% | 49.2% |  |  |  |  | 1.403% | 12.63% | 100%
2010 | 187 | 21 | 194 | 21 | 99 | 887 |  |  |  |  | 25 | 228 | 1662 | 208 | 215 | 986 | 2010 | 11.25% | 1.264% | 11.67% | 1.264% | 5.957% | 53.37% |  |  |  |  | 1.504% | 13.72% | 100%
2011 | 170 | 19 | 183 | 20 | 98 | 884 |  |  |  |  | 25 | 227 | 1626 | 189 | 203 | 982 | 2011 | 10.46% | 1.169% | 11.25% | 1.23% | 6.027% | 54.37% |  |  |  |  | 1.538% | 13.96% | 100%
2012 | 154 | 17 | 172 | 19 | 98 | 880 |  |  |  |  | 25 | 226 | 1591 | 171 | 191 | 978 | 2012 | 9.679% | 1.069% | 10.81% | 1.194% | 6.16% | 55.31% |  |  |  |  | 1.571% | 14.2% | 100%
2013 | 139 | 15 | 161 | 18 | 97 | 877 |  |  |  |  | 25 | 226 | 1558 | 154 | 179 | 974 | 2013 | 8.922% | 0.9628% | 10.33% | 1.155% | 6.226% | 56.29% |  |  |  |  | 1.605% | 14.51% | 100%
2014 | 126 | 14 | 152 | 17 | 97 | 873 |  |  |  |  | 25 | 224 | 1528 | 140 | 169 | 970 | 2014 | 8.246% | 0.9162% | 9.948% | 1.113% | 6.348% | 57.13% |  |  |  |  | 1.636% | 14.66% | 100%
2015 | 113 | 13 | 143 | 16 | 97 | 868 |  |  |  |  | 25 | 223 | 1498 | 126 | 159 | 965 | 2015 | 7.543% | 0.8678% | 9.546% | 1.068% | 6.475% | 57.94% |  |  |  |  | 1.669% | 14.89% | 100%
2016 | 103 | 11 | 135 | 15 | 96 | 865 |  |  |  |  | 25 | 222 | 1472 | 114 | 150 | 961 | 2016 | 6.997% | 0.7473% | 9.171% | 1.019% | 6.522% | 58.76% |  |  |  |  | 1.698% | 15.08% | 100%
2017 | 93 | 10 | 127 | 14 | 96 | 861 |  |  |  |  | 25 | 221 | 1447 | 103 | 141 | 957 | 2017 | 6.427% | 0.6911% | 8.777% | 0.9675% | 6.634% | 59.5% |  |  |  |  | 1.728% | 15.27% | 100%
2018 | 84 | 9 | 119 | 13 | 95 | 858 |  |  |  |  | 24 | 221 | 1423 | 93 | 132 | 953 | 2018 | 5.903% | 0.6325% | 8.363% | 0.9136% | 6.676% | 60.3% |  |  |  |  | 1.687% | 15.53% | 100%
2019 | 77 | 8 | 113 | 12 | 95 | 854 |  |  |  |  | 24 | 220 | 1403 | 85 | 125 | 949 | 2019 | 5.488% | 0.5702% | 8.054% | 0.8553% | 6.771% | 60.87% |  |  |  |  | 1.711% | 15.68% | 100%
2020 | 68 | 8 | 105 | 12 | 94 | 850 |  |  |  |  | 24 | 219 | 1380 | 76 | 117 | 944 | 2020 | 4.928% | 0.5797% | 7.609% | 0.8696% | 6.812% | 61.59% |  |  |  |  | 1.739% | 15.87% | 100%
2021 | 62 | 7 | 99 | 11 | 94 | 846 |  |  |  |  | 24 | 218 | 1361 | 69 | 110 | 940 | 2021 | 4.555% | 0.5143% | 7.274% | 0.8082% | 6.907% | 62.16% |  |  |  |  | 1.763% | 16.02% | 100%
2022 | 57 | 6 | 94 | 10 | 94 | 842 |  |  |  |  | 24 | 217 | 1344 | 63 | 104 | 936 | 2022 | 4.241% | 0.4464% | 6.994% | 0.744% | 6.994% | 62.65% |  |  |  |  | 1.786% | 16.15% | 100%
2023 | 51 | 6 | 88 | 10 | 93 | 839 |  |  |  |  | 24 | 216 | 1327 | 57 | 98 | 932 | 2023 | 3.843% | 0.4521% | 6.631% | 0.7536% | 7.008% | 63.23% |  |  |  |  | 1.809% | 16.28% | 100%
2024 | 46 | 5 | 83 | 9 | 93 | 835 |  |  |  |  | 24 | 215 | 1310 | 51 | 92 | 928 | 2024 | 3.511% | 0.3817% | 6.336% | 0.687% | 7.099% | 63.74% |  |  |  |  | 1.832% | 16.41% | 100%
2025 | 41 | 5 | 78 | 9 | 92 | 831 |  |  |  |  | 24 | 214 | 1294 | 46 | 87 | 923 | 2025 | 3.168% | 0.3864% | 6.028% | 0.6955% | 7.11% | 64.22% |  |  |  |  | 1.855% | 16.54% | 100%
2026 | 38 | 4 | 73 | 8 | 92 | 827 |  |  |  |  | 24 | 213 | 1279 | 42 | 81 | 919 | 2026 | 2.971% | 0.3127% | 5.708% | 0.6255% | 7.193% | 64.66% |  |  |  |  | 1.876% | 16.65% | 100%
2027 | 34 | 4 | 69 | 8 | 92 | 823 |  |  |  |  | 24 | 212 | 1266 | 38 | 77 | 915 | 2027 | 2.686% | 0.316% | 5.45% | 0.6319% | 7.267% | 65.01% |  |  |  |  | 1.896% | 16.75% | 100%
2028 | 31 | 3 | 65 | 7 | 91 | 820 |  |  |  |  | 23 | 211 | 1251 | 34 | 72 | 911 | 2028 | 2.478% | 0.2398% | 5.196% | 0.5596% | 7.274% | 65.55% |  |  |  |  | 1.839% | 16.87% | 100%
2029 | 28 | 3 | 61 | 7 | 91 | 816 |  |  |  |  | 23 | 210 | 1239 | 31 | 68 | 907 | 2029 | 2.26% | 0.2421% | 4.923% | 0.565% | 7.345% | 65.86% |  |  |  |  | 1.856% | 16.95% | 100%
2030 | 25 | 3 | 58 | 6 | 90 | 813 |  |  |  |  | 23 | 209 | 1227 | 28 | 64 | 903 | 2030 | 2.037% | 0.2445% | 4.727% | 0.489% | 7.335% | 66.26% |  |  |  |  | 1.874% | 17.03% | 100%
2031 | 23 | 2 | 54 | 6 | 90 | 808 |  |  |  |  | 23 | 208 | 1214 | 25 | 60 | 898 | 2031 | 1.895% | 0.1647% | 4.448% | 0.4942% | 7.414% | 66.56% |  |  |  |  | 1.895% | 17.13% | 100%
2032 | 21 | 2 | 51 | 6 | 89 | 805 |  |  |  |  | 23 | 207 | 1204 | 23 | 57 | 894 | 2032 | 1.744% | 0.1661% | 4.236% | 0.4983% | 7.392% | 66.86% |  |  |  |  | 1.91% | 17.19% | 100%
2033 | 19 | 2 | 48 | 5 | 89 | 801 |  |  |  |  | 23 | 206 | 1193 | 21 | 53 | 890 | 2033 | 1.593% | 0.1676% | 4.023% | 0.4191% | 7.46% | 67.14% |  |  |  |  | 1.928% | 17.27% | 100%
2034 | 17 | 2 | 45 | 5 | 89 | 797 |  |  |  |  | 23 | 205 | 1183 | 19 | 50 | 886 | 2034 | 1.437% | 0.1691% | 3.804% | 0.4227% | 7.523% | 67.37% |  |  |  |  | 1.944% | 17.33% | 100%
2035 | 15 | 2 | 42 | 5 | 88 | 794 |  |  |  |  | 23 | 204 | 1173 | 17 | 47 | 882 | 2035 | 1.279% | 0.1705% | 3.581% | 0.4263% | 7.502% | 67.69% |  |  |  |  | 1.961% | 17.39% | 100%
2036 | 14 | 1 | 40 | 4 | 88 | 789 |  |  |  |  | 23 | 203 | 1162 | 15 | 44 | 877 | 2036 | 1.205% | 0.08606% | 3.442% | 0.3442% | 7.573% | 67.9% |  |  |  |  | 1.979% | 17.47% | 100%
2037 | 13 | 1 | 38 | 4 | 87 | 786 |  |  |  |  | 22 | 202 | 1153 | 14 | 42 | 873 | 2037 | 1.127% | 0.08673% | 3.296% | 0.3469% | 7.546% | 68.17% |  |  |  |  | 1.908% | 17.52% | 100%
2038 | 12 | 1 | 35 | 4 | 87 | 782 |  |  |  |  | 22 | 201 | 1144 | 13 | 39 | 869 | 2038 | 1.049% | 0.08741% | 3.059% | 0.3497% | 7.605% | 68.36% |  |  |  |  | 1.923% | 17.57% | 100%
2039 | 10 | 1 | 33 | 4 | 87 | 778 |  |  |  |  | 22 | 200 | 1135 | 11 | 37 | 865 | 2039 | 0.8811% | 0.08811% | 2.907% | 0.3524% | 7.665% | 68.55% |  |  |  |  | 1.938% | 17.62% | 100%
2040 | 9 | 1 | 32 | 3 | 86 | 775 |  |  |  |  | 22 | 199 | 1127 | 10 | 35 | 861 | 2040 | 0.7986% | 0.08873% | 2.839% | 0.2662% | 7.631% | 68.77% |  |  |  |  | 1.952% | 17.66% | 100%
2041 | 8 | 1 | 30 | 3 | 86 | 770 |  |  |  |  | 22 | 198 | 1118 | 9 | 33 | 856 | 2041 | 0.7156% | 0.08945% | 2.683% | 0.2683% | 7.692% | 68.87% |  |  |  |  | 1.968% | 17.71% | 100%
2042 | 7 | 1 | 28 | 3 | 85 | 767 |  |  |  |  | 22 | 197 | 1110 | 8 | 31 | 852 | 2042 | 0.6306% | 0.09009% | 2.523% | 0.2703% | 7.658% | 69.1% |  |  |  |  | 1.982% | 17.75% | 100%
2043 | 7 | 1 | 26 | 3 | 85 | 763 |  |  |  |  | 22 | 196 | 1103 | 8 | 29 | 848 | 2043 | 0.6346% | 0.09066% | 2.357% | 0.272% | 7.706% | 69.17% |  |  |  |  | 1.995% | 17.77% | 100%
2044 | 6 | 1 | 24 | 3 | 84 | 760 |  |  |  |  | 22 | 195 | 1095 | 7 | 27 | 844 | 2044 | 0.5479% | 0.09132% | 2.192% | 0.274% | 7.671% | 69.41% |  |  |  |  | 2.009% | 17.81% | 100%
2045 | 5 | 1 | 23 | 3 | 84 | 756 |  |  |  |  | 22 | 194 | 1088 | 6 | 26 | 840 | 2045 | 0.4596% | 0.09191% | 2.114% | 0.2757% | 7.721% | 69.49% |  |  |  |  | 2.022% | 17.83% | 100%
2046 | 5 | 1 | 22 | 2 | 84 | 752 |  |  |  |  | 22 | 193 | 1081 | 6 | 24 | 836 | 2046 | 0.4625% | 0.09251% | 2.035% | 0.185% | 7.771% | 69.57% |  |  |  |  | 2.035% | 17.85% | 100%
| 1384 | 151 | 2164 | 239 | 2728 | 24536 | 0 | 0 | 0 | 0 | 701 | 6311
| Small Fraction electric resistance | 0.9 | Large Fraction electric resistance | 0.9 | VL Fraction electric resistance | 0.1 |  |  |  |  | # very large water-cooled models | 35
[11 empty] | # very large evap-cooled models | 9
[11 empty] | Fraction | 0.25714
actual data
forecasted data
Note: The data in the large category provided by AHRI goes up to 249 instead of 240, as specified in the federal standards. Nevertheless, we rely on this data to represent the federal large category.

## Site to Source
Conversion factor for site kWh to primary Btu (Commercial Electricity)
AEO 2010 Final Release Reference Case (2011 Final Release Expected April 26, 2011)
Year | Conversion Factor (Source Btu/Site kWh) | Commercial Sector purchased electricity (quadrillion btus) | Electricity related losses (quadrillion btus) | Calculated Btu/kwh
2008 | 10804.6881 | 4.6146 | 9.9983 | 10804.6881
2009 | 10875.5896 | 4.5263 | 9.901 | 10875.5896
2010 | 10917.9347 | 4.6224 | 10.1686 | 10917.9347
2011 | 10876.9868 | 4.7813 | 10.4609 | 10876.9868
2012 | 10818.0284 | 4.8617 | 10.5527 | 10818.0284
2013 | 10811.7225 | 4.8887 | 10.6022 | 10811.7225
2014 | 10786.0847 | 4.9356 | 10.667 | 10786.0847
2015 | 10726.6348 | 5.0015 | 10.7223 | 10726.6348
2016 | 10715.0702 | 5.0714 | 10.8548 | 10715.0702
2017 | 10694.1708 | 5.1412 | 10.9727 | 10694.1708
2018 | 10682.8674 | 5.2154 | 11.114 | 10682.8674
2019 | 10665.6845 | 5.2947 | 11.2562 | 10665.6845
2020 | 10649.9053 | 5.3686 | 11.3884 | 10649.9053
2021 | 10642.7483 | 5.4428 | 11.5344 | 10642.7483
2022 | 10618.7826 | 5.5172 | 11.6534 | 10618.7826
2023 | 10598.5759 | 5.5935 | 11.7814 | 10598.5759
2024 | 10556.4912 | 5.671 | 11.8746 | 10556.4912
2025 | 10543.2889 | 5.7555 | 12.0292 | 10543.2889
2026 | 10498.6972 | 5.84 | 12.1297 | 10498.6972
2027 | 10474.8096 | 5.9235 | 12.2615 | 10474.8096
2028 | 10446.3124 | 6.0057 | 12.3816 | 10446.3124
2029 | 10421.545 | 6.0838 | 12.4984 | 10421.545
2030 | 10409.4571 | 6.16 | 12.6332 | 10409.4571
2031 | 10389.6638 | 6.2355 | 12.7517 | 10389.6638
2032 | 10374.1664 | 6.3109 | 12.8773 | 10374.1664
2033 | 10353.6319 | 6.3905 | 13.0012 | 10353.6319
2034 | 10337.5265 | 6.4715 | 13.1356 | 10337.5265
2035 | 10318.0524 | 6.5543 | 13.2663 | 10318.0524
2036 | 10295.7951 |  |  | 10295.7951
2037 | 10273.5858 |  |  | 10273.5858
2038 | 10251.4244 |  |  | 10251.4244
2039 | 10229.3109 |  |  | 10229.3109
2040 | 10207.245 |  |  | 10207.245
2041 | 10185.2267 |  |  | 10185.2267
2042 | 10163.2559 |  |  | 10163.2559
2043 | 10141.3326 |  |  | 10141.3326
2044 | 10119.4565 |  |  | 10119.4565
2045 | 10097.6276 |  |  | 10097.6276
2046 | 10075.8458 |  |  | 10075.8458
2047 | 10054.1109 |  |  | 10054.1109
2048 | 10032.423 |  |  | 10032.423
2049 | 10010.7818 |  |  | 10010.7818
2050 | 9989.1874 |  |  | 9989.1874
2051 | 9967.6395 |  |  | 9967.6395
2052 | 9946.1381 |  |  | 9946.1381
2053 | 9924.683 |  |  | 9924.683
2054 | 9903.2743 |  |  | 9903.2743
2055 | 9881.9117 |  |  | 9881.9117
2056 | 9860.5952 |  |  | 9860.5952
2057 | 9839.3247 |  |  | 9839.3247
2058 | 9818.1001 |  |  | 9818.1001
2059 | 9796.9213 |  |  | 9796.9213
2060 | 9775.7881 |  |  | 9775.7881
calculated from AEO 2010
based on extrapolation of trend from 2025-2035

## Regional FlrSpace
Units | 1000000 | sqft
|  |  | 2010 | 2011 | 2012 | 2013 | 2014 | 2015 | 2016 | 2017 | 2018 | 2019 | 2020 | 2021 | 2022 | 2023 | 2024 | 2025 | 2026 | 2027 | 2028 | 2029 | 2030
Region | Large Off |  | 269.0779 | 268.2707 | 267.4659 | 266.6635 | 265.8635 | 265.0659 | 264.2707 | 263.4779 | 262.6875 | 261.8994 | 261.1137 | 260.3304 | 259.5494 | 258.7707 | 257.9944 | 257.2204 | 256.4488 | 255.6794 | 254.9124 | 254.1476 | 253.3852
Region | Medium Off |  | 121.2306 | 120.8669 | 120.5043 | 120.1428 | 119.7824 | 119.4231 | 119.0648 | 118.7076 | 118.3515 | 117.9964 | 117.6424 | 117.2895 | 116.9376 | 116.5868 | 116.2371 | 115.8883 | 115.5407 | 115.1941 | 114.8485 | 114.5039 | 114.1604
Region | Small Off |  | 142.2485 | 141.8218 | 141.3963 | 140.9721 | 140.5492 | 140.1275 | 139.7072 | 139.288 | 138.8702 | 138.4536 | 138.0382 | 137.6241 | 137.2112 | 136.7996 | 136.3892 | 135.98 | 135.5721 | 135.1654 | 134.7599 | 134.3556 | 133.9525
Region | Big Box-Retail |  | 127.163 | 126.5781 | 125.9958 | 125.4163 | 124.8393 | 124.2651 | 123.6935 | 123.1245 | 122.5581 | 121.9943 | 121.4332 | 120.8746 | 120.3185 | 119.7651 | 119.2142 | 118.6658 | 118.1199 | 117.5766 | 117.0357 | 116.4973 | 115.9615
Region | Small Box-Retail |  | 234.868 | 233.7876 | 232.7122 | 231.6417 | 230.5762 | 229.5155 | 228.4598 | 227.4088 | 226.3628 | 225.3215 | 224.285 | 223.2533 | 222.2263 | 221.2041 | 220.1866 | 219.1737 | 218.1655 | 217.1619 | 216.163 | 215.1686 | 214.1789
Region | High End-Retail |  | 58.717 | 58.4469 | 58.1781 | 57.9104 | 57.644 | 57.3789 | 57.1149 | 56.8522 | 56.5907 | 56.3304 | 56.0713 | 55.8133 | 55.5566 | 55.301 | 55.0466 | 54.7934 | 54.5414 | 54.2905 | 54.0407 | 53.7922 | 53.5447
Region | Anchor-Retail |  | 113.366 | 112.8445 | 112.3254 | 111.8087 | 111.2944 | 110.7824 | 110.2728 | 109.7656 | 109.2607 | 108.7581 | 108.2578 | 107.7598 | 107.2641 | 106.7707 | 106.2795 | 105.7906 | 105.304 | 104.8196 | 104.3374 | 103.8575 | 103.3797
Region | K-12 |  | 248.2049 | 247.1872 | 246.1738 | 245.1645 | 244.1593 | 243.1582 | 242.1613 | 241.1684 | 240.1796 | 239.1949 | 238.2142 | 237.2375 | 236.2648 | 235.2962 | 234.3314 | 233.3707 | 232.4139 | 231.461 | 230.512 | 229.5669 | 228.6257
Region | University |  | 123.3913 | 122.8854 | 122.3816 | 121.8798 | 121.3801 | 120.8824 | 120.3868 | 119.8932 | 119.4017 | 118.9121 | 118.4246 | 117.9391 | 117.4555 | 116.9739 | 116.4943 | 116.0167 | 115.541 | 115.0673 | 114.5956 | 114.1257 | 113.6578
Region | Warehouse |  | 363.4667 | 362.1218 | 360.782 | 359.4471 | 358.1171 | 356.7921 | 355.472 | 354.1567 | 352.8463 | 351.5408 | 350.2401 | 348.9442 | 347.6531 | 346.3668 | 345.0853 | 343.8084 | 342.5363 | 341.269 | 340.0063 | 338.7482 | 337.4949
Region | Supermarket |  | 52.3313 | 51.8603 | 51.3936 | 50.9311 | 50.4727 | 50.0184 | 49.5683 | 49.1221 | 48.68 | 48.2419 | 47.8077 | 47.3775 | 46.9511 | 46.5285 | 46.1098 | 45.6948 | 45.2835 | 44.876 | 44.4721 | 44.0718 | 43.6752
Region | MIniMart |  | 21.6241 | 21.5221 | 21.4205 | 21.3194 | 21.2187 | 21.1186 | 21.0189 | 20.9197 | 20.821 | 20.7227 | 20.6249 | 20.5275 | 20.4306 | 20.3342 | 20.2382 | 20.1427 | 20.0476 | 19.953 | 19.8588 | 19.7651 | 19.6718
Region | Restaurant |  | 47.4258 | 47.2019 | 46.9791 | 46.7574 | 46.5367 | 46.317 | 46.0984 | 45.8808 | 45.6643 | 45.4487 | 45.2342 | 45.0207 | 44.8082 | 44.5967 | 44.3862 | 44.1767 | 43.9682 | 43.7607 | 43.5541 | 43.3486 | 43.144
Region | Lodging |  | 160.6857 | 160.3 | 159.9153 | 159.5315 | 159.1486 | 158.7667 | 158.3856 | 158.0055 | 157.6263 | 157.248 | 156.8706 | 156.4941 | 156.1185 | 155.7438 | 155.3701 | 154.9972 | 154.6252 | 154.2541 | 153.8839 | 153.5145 | 153.1461
Region | Hospital |  | 68.0628 | 67.9199 | 67.7773 | 67.6349 | 67.4929 | 67.3512 | 67.2097 | 67.0686 | 66.9278 | 66.7872 | 66.647 | 66.507 | 66.3673 | 66.228 | 66.0889 | 65.9501 | 65.8116 | 65.6734 | 65.5355 | 65.3979 | 65.2605
Region | OtherHealth |  | 146.8586 | 146.5062 | 146.1546 | 145.8038 | 145.4539 | 145.1048 | 144.7565 | 144.4091 | 144.0625 | 143.7168 | 143.3718 | 143.0278 | 142.6845 | 142.342 | 142.0004 | 141.6596 | 141.3196 | 140.9805 | 140.6421 | 140.3046 | 139.9678
Region | Assembly |  | 217.8354 | 216.858 | 215.885 | 214.9164 | 213.9522 | 212.9922 | 212.0366 | 211.0853 | 210.1382 | 209.1954 | 208.2568 | 207.3224 | 206.3922 | 205.4662 | 204.5444 | 203.6266 | 202.713 | 201.8035 | 200.8981 | 199.9967 | 199.0994
Region | Other |  | 431.5324 | 427.6486 | 423.7998 | 419.9856 | 416.2057 | 412.4599 | 408.7477 | 405.069 | 401.4234 | 397.8106 | 394.2303 | 390.6822 | 387.1661 | 383.6816 | 380.2285 | 376.8064 | 373.4151 | 370.0544 | 366.7239 | 363.4234 | 360.1526
Region | Total |  | 2948.0901 | 2934.6281 | 2921.2405 | 2907.927 | 2894.687 | 2881.52 | 2868.4256 | 2855.4032 | 2842.4524 | 2829.5728 | 2816.7637 | 2804.0249 | 2791.3558 | 2778.756 | 2766.2249 | 2753.7623 | 2741.3675 | 2729.0402 | 2716.7799 | 2704.5862 | 2692.4587
|  | Percentage of National's | 3.633% | 3.591% | 3.547% | 3.509% | 3.47% | 3.425% | 3.377% | 3.324% | 3.269% | 3.214% | 3.161% | 3.111% | 3.063% | 3.017% | 2.974% | 2.932% | 2.892% | 2.853% | 2.816% | 2.78% | 2.744%
|  | Average scale | 2010: 3.176%

## EIA N.FlrSpace
Commercial Sector Key Indicators and Consumption, Reference case
(quadrillion Btu, unless otherwise noted)
Key Indicators and Consumption | 2010 | 2011 | 2012 | 2013 | 2014 | 2015 | 2016 | 2017 | 2018 | 2019 | 2020 | 2021 | 2022 | 2023 | 2024 | 2025 | 2026 | 2027 | 2028 | 2029 | 2030 | 2031 | 2032 | 2033 | 2034 | 2035 | 2036 | 2037 | 2038 | 2039 | 2040 | Growth Rate (2011-2040)
Key Indicators
Total Floorspace
Surviving (billion square feet) | 79.3485 | 80.2288 | 80.7993 | 81.4146 | 81.9077 | 82.4637 | 83.147 | 83.9582 | 84.9083 | 85.9378 | 87.0143 | 88.0595 | 89.0831 | 90.0742 | 91.0243 | 91.9405 | 92.8327 | 93.6905 | 94.5227 | 95.3388 | 96.1518 | 96.9662 | 97.8053 | 98.7127 | 99.6771 | 100.6879 | 101.7564 | 102.8995 | 104.0611 | 105.2236 | 106.3725 | 1%
New Additions (billion square feet) | 1.798 | 1.5006 | 1.5578 | 1.4477 | 1.5228 | 1.6618 | 1.8017 | 1.9526 | 2.0438 | 2.1029 | 2.0839 | 2.0745 | 2.0542 | 2.0258 | 2.0042 | 1.9927 | 1.9708 | 1.9577 | 1.9539 | 1.9631 | 1.9769 | 2.0138 | 2.0944 | 2.1635 | 2.2223 | 2.2923 | 2.3793 | 2.4105 | 2.4241 | 2.4233 | 2.4079 | 1.6%
Total (billion square feet) | 81.1466 | 81.7294 | 82.3571 | 82.8623 | 83.4304 | 84.1256 | 84.9487 | 85.9107 | 86.9521 | 88.0407 | 89.0981 | 90.134 | 91.1374 | 92.1 | 93.0285 | 93.9332 | 94.8035 | 95.6481 | 96.4767 | 97.3019 | 98.1287 | 98.98 | 99.8997 | 100.8763 | 101.8993 | 102.9802 | 104.1358 | 105.31 | 106.4852 | 107.6469 | 108.7803 | 1%
Total (millionsquare feet) | 81146.553 | 81729.439 | 82357.071 | 82862.312 | 83430.428 | 84125.595 | 84948.662 | 85910.713 | 86952.11 | 88040.657 | 89098.114 | 90133.995 | 91137.383 | 92099.983 | 93028.526 | 93933.189 | 94803.452 | 95648.14 | 96476.662 | 97301.949 | 98128.693 | 98980.034 | 99899.681 | 100876.282 | 101899.345 | 102980.232 | 104135.757 | 105309.959 | 106485.245 | 107646.927 | 108780.334
Energy Consumption Intensity
(thousand Btu per square foot)
Delivered Energy Consumption | 105.5875 | 105.2081 | 101.3875 | 103.6709 | 103.7143 | 104.115 | 103.5377 | 102.6809 | 101.7814 | 101.1071 | 100.4263 | 99.8314 | 99.237 | 98.7388 | 98.3491 | 98.1224 | 97.9263 | 97.7824 | 97.6036 | 97.4541 | 97.2079 | 96.9829 | 96.737 | 96.489 | 96.1842 | 95.7848 | 95.3452 | 94.8984 | 94.4721 | 94.1307 | 93.8468 | -0.4%
Electricity Related Losses | 117.3286 | 115.6643 | 112.9103 | 111.4848 | 110.7831 | 108.6902 | 106.9272 | 106.1584 | 105.9238 | 105.9443 | 105.7457 | 105.2375 | 105.0013 | 104.749 | 104.5918 | 104.5715 | 104.3899 | 104.3695 | 104.1947 | 104.0138 | 103.7039 | 103.3467 | 102.9675 | 102.6166 | 102.3374 | 102.0203 | 101.6338 | 101.2021 | 100.9073 | 100.6047 | 100.3967 | -0.5%
Total Energy Consumption | 222.9161 | 220.8724 | 214.2978 | 215.1557 | 214.4974 | 212.8052 | 210.4649 | 208.8392 | 207.7052 | 207.0513 | 206.172 | 205.0689 | 204.2383 | 203.4878 | 202.9409 | 202.6938 | 202.3162 | 202.1519 | 201.7983 | 201.4679 | 200.9118 | 200.3296 | 199.7045 | 199.1056 | 198.5216 | 197.8051 | 196.9791 | 196.1005 | 195.3794 | 194.7354 | 194.2435 | -0.4%
Delivered Energy Consumption by Fuel
Purchased Electricity
Space Heating 1/ | 0.17703 | 0.16773 | 0.15071 | 0.17377 | 0.16456 | 0.16302 | 0.16128 | 0.15973 | 0.15854 | 0.15787 | 0.15719 | 0.15651 | 0.1558 | 0.15502 | 0.15431 | 0.1538 | 0.15335 | 0.15291 | 0.15246 | 0.15197 | 0.15137 | 0.15075 | 0.1502 | 0.14965 | 0.14911 | 0.14855 | 0.14803 | 0.14749 | 0.14694 | 0.14638 | 0.14584 | -0.5%
Space Cooling 1/ | 0.55673 | 0.57009 | 0.56111 | 0.47709 | 0.52436 | 0.52437 | 0.52297 | 0.52304 | 0.52388 | 0.52671 | 0.52899 | 0.53062 | 0.53204 | 0.53507 | 0.53836 | 0.54262 | 0.54651 | 0.54994 | 0.55157 | 0.55393 | 0.55681 | 0.56014 | 0.56389 | 0.56799 | 0.57208 | 0.57589 | 0.58011 | 0.58401 | 0.58768 | 0.59085 | 0.59477 | 0.1%
Water Heating 1/ | 0.090639 | 0.090759 | 0.091328 | 0.091456 | 0.091177 | 0.09083 | 0.09024 | 0.089938 | 0.089737 | 0.089733 | 0.089551 | 0.089295 | 0.089014 | 0.088741 | 0.088477 | 0.088305 | 0.088126 | 0.087914 | 0.087618 | 0.087318 | 0.08679 | 0.086284 | 0.085817 | 0.085366 | 0.08488 | 0.084333 | 0.083799 | 0.083247 | 0.08266 | 0.082062 | 0.081532 | -0.4%
Ventilation | 0.48908 | 0.49497 | 0.50372 | 0.5108 | 0.51568 | 0.51979 | 0.52271 | 0.52586 | 0.5298 | 0.53514 | 0.53931 | 0.54321 | 0.54692 | 0.55064 | 0.55421 | 0.55827 | 0.56241 | 0.56652 | 0.57008 | 0.57361 | 0.57548 | 0.57753 | 0.57994 | 0.5826 | 0.58498 | 0.58702 | 0.58917 | 0.59132 | 0.59349 | 0.59567 | 0.5963 | 0.6%
Cooking | 0.02281 | 0.022747 | 0.022817 | 0.022821 | 0.022736 | 0.022641 | 0.022518 | 0.022413 | 0.022336 | 0.022296 | 0.022258 | 0.022195 | 0.02212 | 0.022051 | 0.021992 | 0.021953 | 0.021919 | 0.021872 | 0.021814 | 0.021753 | 0.02169 | 0.021624 | 0.021556 | 0.021486 | 0.02141 | 0.021314 | 0.021213 | 0.021104 | 0.020989 | 0.020869 | 0.020751 | -0.3%
Lighting | 0.95947 | 0.93773 | 0.92414 | 0.9124 | 0.90486 | 0.9001 | 0.89511 | 0.89243 | 0.89235 | 0.89593 | 0.8949 | 0.89443 | 0.89465 | 0.89551 | 0.89689 | 0.89973 | 0.90306 | 0.90612 | 0.90804 | 0.91003 | 0.90345 | 0.89773 | 0.89326 | 0.88986 | 0.88661 | 0.88298 | 0.88013 | 0.87706 | 0.8735 | 0.86959 | 0.86592 | -0.3%
Refrigeration | 0.38717 | 0.38074 | 0.37509 | 0.36941 | 0.36442 | 0.36055 | 0.35761 | 0.35573 | 0.35474 | 0.35444 | 0.35392 | 0.3535 | 0.35331 | 0.35335 | 0.35371 | 0.3545 | 0.3557 | 0.35704 | 0.35843 | 0.36004 | 0.36172 | 0.36352 | 0.36547 | 0.36754 | 0.36971 | 0.3719 | 0.37427 | 0.37668 | 0.37906 | 0.3814 | 0.38371 | 0%
Office Equipment (PC) | 0.211 | 0.20357 | 0.19401 | 0.19095 | 0.1883 | 0.1885 | 0.18931 | 0.19005 | 0.19063 | 0.19119 | 0.19172 | 0.19175 | 0.19143 | 0.1919 | 0.19357 | 0.19591 | 0.19828 | 0.20007 | 0.20164 | 0.20311 | 0.20472 | 0.20595 | 0.20713 | 0.20826 | 0.20937 | 0.2104 | 0.21182 | 0.21305 | 0.21443 | 0.21543 | 0.21673 | 0.2%
Office Equipment (non-PC) | 0.22642 | 0.22476 | 0.22186 | 0.22257 | 0.22522 | 0.22954 | 0.23351 | 0.23734 | 0.24089 | 0.24407 | 0.2471 | 0.2504 | 0.25395 | 0.25789 | 0.26184 | 0.26618 | 0.2705 | 0.27461 | 0.27826 | 0.28141 | 0.28426 | 0.28697 | 0.28951 | 0.2921 | 0.29475 | 0.29721 | 0.29953 | 0.30167 | 0.30371 | 0.30531 | 0.30649 | 1.1%
Other Uses 2/ | 1.4183 | 1.4083 | 1.4892 | 1.4952 | 1.5069 | 1.5198 | 1.5529 | 1.5859 | 1.6206 | 1.658 | 1.6959 | 1.734 | 1.7707 | 1.8083 | 1.8457 | 1.8845 | 1.9227 | 1.9613 | 1.9994 | 2.0381 | 2.0772 | 2.1167 | 2.1574 | 2.1994 | 2.2426 | 2.286 | 2.331 | 2.3764 | 2.4217 | 2.4662 | 2.5107 | 2%
Delivered Energy | 4.5386 | 4.5014 | 4.534 | 4.4665 | 4.5082 | 4.5191 | 4.5482 | 4.5824 | 4.6235 | 4.6754 | 4.7208 | 4.7659 | 4.8099 | 4.8585 | 4.9091 | 4.9657 | 5.0226 | 5.0783 | 5.1293 | 5.1813 | 5.2234 | 5.2672 | 5.3142 | 5.3643 | 5.4155 | 5.4656 | 5.5191 | 5.572 | 5.6241 | 5.6737 | 5.7228 | 0.8%
Natural Gas
Space Heating 1/ | 1.6494 | 1.6406 | 1.5094 | 1.7567 | 1.6859 | 1.6979 | 1.696 | 1.6877 | 1.676 | 1.6698 | 1.6611 | 1.6541 | 1.6452 | 1.6351 | 1.6264 | 1.6202 | 1.6132 | 1.6071 | 1.5999 | 1.5926 | 1.5846 | 1.5763 | 1.5679 | 1.559 | 1.5471 | 1.5312 | 1.514 | 1.4966 | 1.4789 | 1.4648 | 1.451 | -0.4%
Space Cooling 1/ | 0.042331 | 0.042982 | 0.044598 | 0.034457 | 0.039356 | 0.039434 | 0.039225 | 0.038893 | 0.038518 | 0.038288 | 0.038153 | 0.038061 | 0.03795 | 0.037824 | 0.037716 | 0.037692 | 0.037655 | 0.03767 | 0.037674 | 0.037689 | 0.037754 | 0.03785 | 0.037998 | 0.038216 | 0.038401 | 0.038572 | 0.03871 | 0.038884 | 0.039146 | 0.039513 | 0.039913 | -0.3%
Water Heating 1/ | 0.43698 | 0.45245 | 0.46761 | 0.47469 | 0.48108 | 0.48812 | 0.49122 | 0.49286 | 0.49371 | 0.49618 | 0.4998 | 0.50361 | 0.50668 | 0.50927 | 0.51215 | 0.51575 | 0.51897 | 0.52228 | 0.525 | 0.52749 | 0.5296 | 0.53167 | 0.5337 | 0.53562 | 0.53659 | 0.53688 | 0.53628 | 0.53545 | 0.53415 | 0.53399 | 0.53368 | 0.6%
Cooking | 0.17875 | 0.18334 | 0.18832 | 0.19037 | 0.19253 | 0.19515 | 0.1967 | 0.19784 | 0.19874 | 0.20005 | 0.20158 | 0.203 | 0.20415 | 0.20515 | 0.20635 | 0.20795 | 0.20959 | 0.21143 | 0.21325 | 0.21488 | 0.21653 | 0.21816 | 0.21982 | 0.22142 | 0.22271 | 0.22379 | 0.22428 | 0.22474 | 0.2252 | 0.22611 | 0.22699 | 0.7%
Other Uses 3/ | 0.86435 | 0.91473 | 0.81314 | 0.886 | 0.9311 | 0.97697 | 0.98117 | 0.98277 | 0.98403 | 0.98839 | 0.99541 | 1.0044 | 1.0134 | 1.0231 | 1.0345 | 1.0481 | 1.0622 | 1.0782 | 1.0954 | 1.114 | 1.134 | 1.1557 | 1.1793 | 1.2049 | 1.2316 | 1.2604 | 1.2899 | 1.3207 | 1.3533 | 1.3909 | 1.4314 | 1.6%
Delivered Energy | 3.1718 | 3.2341 | 3.0231 | 3.3422 | 3.33 | 3.3975 | 3.4043 | 3.4 | 3.391 | 3.3927 | 3.396 | 3.4032 | 3.4074 | 3.4104 | 3.4171 | 3.4297 | 3.4416 | 3.4567 | 3.4712 | 3.4866 | 3.5025 | 3.5197 | 3.5388 | 3.5591 | 3.5764 | 3.5908 | 3.6032 | 3.6163 | 3.6308 | 3.6553 | 3.683 | 0.4%
Distillate Fuel Oil
Space Heating 1/ | 0.13995 | 0.13033 | 0.11454 | 0.12804 | 0.12234 | 0.12179 | 0.12016 | 0.11786 | 0.11558 | 0.11341 | 0.11133 | 0.10925 | 0.10716 | 0.10515 | 0.10322 | 0.10131 | 0.099458 | 0.097656 | 0.095898 | 0.094201 | 0.092572 | 0.091006 | 0.089512 | 0.088033 | 0.086564 | 0.085116 | 0.083716 | 0.08235 | 0.081081 | 0.079817 | 0.078547 | -1.7%
Water Heating 1/ | 0.027402 | 0.026694 | 0.02624 | 0.02653 | 0.027494 | 0.028328 | 0.028889 | 0.029288 | 0.029675 | 0.030075 | 0.03047 | 0.030827 | 0.031132 | 0.031428 | 0.031725 | 0.032019 | 0.032288 | 0.032554 | 0.032814 | 0.03308 | 0.03334 | 0.033609 | 0.033848 | 0.034085 | 0.03431 | 0.034533 | 0.034758 | 0.034932 | 0.035122 | 0.03529 | 0.03541 | 1%
Other Uses 4/ | 0.24286 | 0.25951 | 0.19504 | 0.15294 | 0.17862 | 0.20282 | 0.20348 | 0.2027 | 0.20185 | 0.20101 | 0.2003 | 0.19954 | 0.19869 | 0.1979 | 0.19719 | 0.19647 | 0.19579 | 0.19514 | 0.19451 | 0.19389 | 0.1933 | 0.19273 | 0.19218 | 0.19156 | 0.19087 | 0.19012 | 0.18932 | 0.18854 | 0.1879 | 0.18724 | 0.18657 | -1.1%
Delivered Energy | 0.41021 | 0.41653 | 0.33582 | 0.30751 | 0.32845 | 0.35293 | 0.35253 | 0.34985 | 0.34711 | 0.34449 | 0.3421 | 0.33962 | 0.33698 | 0.33448 | 0.33213 | 0.32981 | 0.32754 | 0.32535 | 0.32322 | 0.32117 | 0.31921 | 0.31735 | 0.31554 | 0.31368 | 0.31175 | 0.30977 | 0.3078 | 0.30582 | 0.3041 | 0.30234 | 0.30052 | -1.1%
Marketed Renewables (biomass) | 0.10749 | 0.12544 | 0.12544 | 0.12544 | 0.12544 | 0.12544 | 0.12544 | 0.12544 | 0.12544 | 0.12544 | 0.12544 | 0.12544 | 0.12544 | 0.12544 | 0.12544 | 0.12544 | 0.12544 | 0.12544 | 0.12544 | 0.12544 | 0.12544 | 0.12544 | 0.12544 | 0.12544 | 0.12544 | 0.12544 | 0.12544 | 0.12544 | 0.12544 | 0.12544 | 0.12544 | 0%
Other Fuels 5/ | 0.33993 | 0.32109 | 0.33163 | 0.34877 | 0.36081 | 0.3637 | 0.36494 | 0.36368 | 0.36305 | 0.36352 | 0.36341 | 0.36405 | 0.36445 | 0.36499 | 0.36549 | 0.36625 | 0.36655 | 0.36696 | 0.36731 | 0.36796 | 0.36824 | 0.36966 | 0.37008 | 0.37094 | 0.37204 | 0.37236 | 0.37331 | 0.37413 | 0.37543 | 0.37604 | 0.37698 | 0.6%
Delivered Energy Consumption by End Use
Space Heating 1/ | 1.9664 | 1.9387 | 1.7747 | 2.0585 | 1.9728 | 1.9827 | 1.9774 | 1.9653 | 1.9501 | 1.9411 | 1.9296 | 1.9199 | 1.9082 | 1.8953 | 1.884 | 1.8753 | 1.866 | 1.8577 | 1.8482 | 1.8388 | 1.8286 | 1.8181 | 1.8076 | 1.7966 | 1.7828 | 1.7648 | 1.7458 | 1.7264 | 1.707 | 1.691 | 1.6754 | -0.5%
Space Cooling 1/ | 0.59906 | 0.61307 | 0.60571 | 0.51155 | 0.56372 | 0.5638 | 0.5622 | 0.56193 | 0.5624 | 0.565 | 0.56715 | 0.56868 | 0.56999 | 0.5729 | 0.57607 | 0.58031 | 0.58417 | 0.58761 | 0.58924 | 0.59162 | 0.59457 | 0.59799 | 0.60189 | 0.60621 | 0.61048 | 0.61446 | 0.61882 | 0.6229 | 0.62683 | 0.63036 | 0.63468 | 0.1%
Water Heating 1/ | 0.55503 | 0.5699 | 0.58517 | 0.59268 | 0.59975 | 0.60728 | 0.61035 | 0.61208 | 0.61312 | 0.61599 | 0.61982 | 0.62373 | 0.62682 | 0.62944 | 0.63235 | 0.63607 | 0.63938 | 0.64275 | 0.64544 | 0.64789 | 0.64973 | 0.65156 | 0.65336 | 0.65507 | 0.65578 | 0.65575 | 0.65483 | 0.65363 | 0.65193 | 0.65135 | 0.65062 | 0.5%
Ventilation | 0.48908 | 0.49497 | 0.50372 | 0.5108 | 0.51568 | 0.51979 | 0.52271 | 0.52586 | 0.5298 | 0.53514 | 0.53931 | 0.54321 | 0.54692 | 0.55064 | 0.55421 | 0.55827 | 0.56241 | 0.56652 | 0.57008 | 0.57361 | 0.57548 | 0.57753 | 0.57994 | 0.5826 | 0.58498 | 0.58702 | 0.58917 | 0.59132 | 0.59349 | 0.59567 | 0.5963 | 0.6%
Cooking | 0.20156 | 0.20609 | 0.21114 | 0.21319 | 0.21526 | 0.21779 | 0.21922 | 0.22026 | 0.22108 | 0.22234 | 0.22384 | 0.2252 | 0.22627 | 0.2272 | 0.22834 | 0.2299 | 0.23151 | 0.2333 | 0.23506 | 0.23663 | 0.23822 | 0.23978 | 0.24138 | 0.2429 | 0.24412 | 0.24511 | 0.24549 | 0.24585 | 0.24619 | 0.24697 | 0.24774 | 0.6%
Lighting | 0.95947 | 0.93773 | 0.92414 | 0.9124 | 0.90486 | 0.9001 | 0.89511 | 0.89243 | 0.89235 | 0.89593 | 0.8949 | 0.89443 | 0.89465 | 0.89551 | 0.89689 | 0.89973 | 0.90306 | 0.90612 | 0.90804 | 0.91003 | 0.90345 | 0.89773 | 0.89326 | 0.88986 | 0.88661 | 0.88298 | 0.88013 | 0.87706 | 0.8735 | 0.86959 | 0.86592 | -0.3%
Refrigeration | 0.38717 | 0.38074 | 0.37509 | 0.36941 | 0.36442 | 0.36055 | 0.35761 | 0.35573 | 0.35474 | 0.35444 | 0.35392 | 0.3535 | 0.35331 | 0.35335 | 0.35371 | 0.3545 | 0.3557 | 0.35704 | 0.35843 | 0.36004 | 0.36172 | 0.36352 | 0.36547 | 0.36754 | 0.36971 | 0.3719 | 0.37427 | 0.37668 | 0.37906 | 0.3814 | 0.38371 | 0%
Office Equipment (PC) | 0.211 | 0.20357 | 0.19401 | 0.19095 | 0.1883 | 0.1885 | 0.18931 | 0.19005 | 0.19063 | 0.19119 | 0.19172 | 0.19175 | 0.19143 | 0.1919 | 0.19357 | 0.19591 | 0.19828 | 0.20007 | 0.20164 | 0.20311 | 0.20472 | 0.20595 | 0.20713 | 0.20826 | 0.20937 | 0.2104 | 0.21182 | 0.21305 | 0.21443 | 0.21543 | 0.21673 | 0.2%
Office Equipment (non-PC) | 0.22642 | 0.22476 | 0.22186 | 0.22257 | 0.22522 | 0.22954 | 0.23351 | 0.23734 | 0.24089 | 0.24407 | 0.2471 | 0.2504 | 0.25395 | 0.25789 | 0.26184 | 0.26618 | 0.2705 | 0.27461 | 0.27826 | 0.28141 | 0.28426 | 0.28697 | 0.28951 | 0.2921 | 0.29475 | 0.29721 | 0.29953 | 0.30167 | 0.30371 | 0.30531 | 0.30649 | 1.1%
Other Uses 6/ | 2.9729 | 3.0291 | 2.9545 | 3.0084 | 3.1029 | 3.1887 | 3.2279 | 3.2605 | 3.295 | 3.3364 | 3.3804 | 3.4274 | 3.4727 | 3.5197 | 3.5683 | 3.6208 | 3.6727 | 3.727 | 3.7821 | 3.8394 | 3.8982 | 3.9603 | 4.0244 | 4.0923 | 4.1625 | 4.2343 | 4.309 | 4.3852 | 4.4638 | 4.5458 | 4.6311 | 1.5%
Delivered Energy | 8.5681 | 8.5986 | 8.35 | 8.5904 | 8.6529 | 8.7587 | 8.7954 | 8.8214 | 8.8501 | 8.9015 | 8.9478 | 8.9982 | 9.0442 | 9.0938 | 9.1493 | 9.2169 | 9.2837 | 9.3527 | 9.4165 | 9.4825 | 9.5389 | 9.5994 | 9.664 | 9.7334 | 9.8011 | 9.8639 | 9.9288 | 9.9937 | 10.0599 | 10.1329 | 10.2087 | 0.6%
Electricity Related Losses | 9.5208 | 9.4532 | 9.299 | 9.2379 | 9.2427 | 9.1436 | 9.0833 | 9.1201 | 9.2103 | 9.3274 | 9.4217 | 9.4855 | 9.5695 | 9.6474 | 9.73 | 9.8227 | 9.8965 | 9.9827 | 10.0524 | 10.1207 | 10.1763 | 10.2293 | 10.2864 | 10.3516 | 10.4281 | 10.5061 | 10.5837 | 10.6576 | 10.7451 | 10.8298 | 10.9212 | 0.5%
Total Energy Consumption by End Use
Space Heating 1/ | 2.3377 | 2.2909 | 2.0838 | 2.4179 | 2.3102 | 2.3125 | 2.2995 | 2.2832 | 2.266 | 2.256 | 2.2433 | 2.2313 | 2.2182 | 2.2031 | 2.1898 | 2.1796 | 2.1682 | 2.1583 | 2.147 | 2.1356 | 2.1235 | 2.1108 | 2.0984 | 2.0854 | 2.0699 | 2.0504 | 2.0297 | 2.0085 | 1.9877 | 1.9704 | 1.9537 | -0.5%
Space Cooling 1/ | 1.7669 | 1.8103 | 1.7565 | 1.4983 | 1.6388 | 1.6248 | 1.6066 | 1.6029 | 1.606 | 1.6158 | 1.6229 | 1.6248 | 1.6285 | 1.6354 | 1.6431 | 1.6537 | 1.661 | 1.6687 | 1.6702 | 1.6736 | 1.6794 | 1.6858 | 1.6934 | 1.7023 | 1.7121 | 1.7215 | 1.7313 | 1.7399 | 1.7496 | 1.7582 | 1.7697 | -0.1%
Water Heating 1/ | 0.74516 | 0.7605 | 0.77248 | 0.78183 | 0.78668 | 0.79106 | 0.79057 | 0.79108 | 0.79188 | 0.79501 | 0.79854 | 0.80145 | 0.80392 | 0.80565 | 0.80771 | 0.81075 | 0.81303 | 0.81557 | 0.81715 | 0.81845 | 0.81881 | 0.81913 | 0.81948 | 0.81981 | 0.81922 | 0.81786 | 0.81553 | 0.81286 | 0.80985 | 0.80798 | 0.80621 | 0.2%
Ventilation | 1.515 | 1.5344 | 1.5368 | 1.5673 | 1.5729 | 1.5715 | 1.5666 | 1.5725 | 1.5852 | 1.6027 | 1.6157 | 1.6243 | 1.635 | 1.644 | 1.6527 | 1.6626 | 1.6706 | 1.6802 | 1.6873 | 1.6941 | 1.6966 | 1.6991 | 1.7025 | 1.7069 | 1.7114 | 1.7154 | 1.719 | 1.7224 | 1.7274 | 1.7327 | 1.7343 | 0.4%
Cooking | 0.24941 | 0.25386 | 0.25793 | 0.26039 | 0.26188 | 0.2636 | 0.26419 | 0.26486 | 0.26557 | 0.26682 | 0.26826 | 0.26937 | 0.27028 | 0.27099 | 0.27193 | 0.27333 | 0.2747 | 0.2763 | 0.27781 | 0.27912 | 0.28048 | 0.28178 | 0.2831 | 0.28437 | 0.28535 | 0.28608 | 0.28617 | 0.28621 | 0.28629 | 0.28681 | 0.28735 | 0.4%
Lighting | 2.9722 | 2.907 | 2.8195 | 2.7995 | 2.76 | 2.7213 | 2.6828 | 2.6686 | 2.67 | 2.6833 | 2.6809 | 2.6746 | 2.6746 | 2.6737 | 2.6746 | 2.6795 | 2.6825 | 2.6873 | 2.6876 | 2.6876 | 2.6635 | 2.6412 | 2.6223 | 2.6071 | 2.5939 | 2.5803 | 2.5679 | 2.5546 | 2.5424 | 2.5294 | 2.5184 | -0.5%
Refrigeration | 1.1994 | 1.1803 | 1.1444 | 1.1334 | 1.1115 | 1.0901 | 1.0718 | 1.0637 | 1.0614 | 1.0615 | 1.0603 | 1.0571 | 1.0563 | 1.055 | 1.0548 | 1.0557 | 1.0566 | 1.0589 | 1.0609 | 1.0633 | 1.0664 | 1.0695 | 1.0729 | 1.0768 | 1.0816 | 1.0868 | 1.092 | 1.0972 | 1.1033 | 1.1094 | 1.116 | -0.2%
Office Equipment (PC) | 0.6536 | 0.63108 | 0.59192 | 0.58587 | 0.57434 | 0.5699 | 0.56739 | 0.56831 | 0.57039 | 0.57262 | 0.57434 | 0.57337 | 0.57229 | 0.57295 | 0.57725 | 0.58344 | 0.58897 | 0.59336 | 0.5968 | 0.59984 | 0.60355 | 0.60593 | 0.60806 | 0.61015 | 0.61254 | 0.61485 | 0.61803 | 0.62055 | 0.62409 | 0.62662 | 0.63032 | 0%
Office Equipment (non-PC) | 0.70137 | 0.69676 | 0.67687 | 0.6829 | 0.68696 | 0.69399 | 0.69986 | 0.70971 | 0.72075 | 0.73099 | 0.74025 | 0.74876 | 0.75919 | 0.76996 | 0.78081 | 0.79272 | 0.8035 | 0.81444 | 0.8236 | 0.8311 | 0.83806 | 0.84428 | 0.8499 | 0.85577 | 0.86232 | 0.86851 | 0.87392 | 0.87869 | 0.88396 | 0.88808 | 0.89138 | 0.9%
Other Uses 6/ | 5.9481 | 5.9866 | 6.0088 | 6.1009 | 6.1923 | 6.2637 | 6.3293 | 6.4167 | 6.5233 | 6.6441 | 6.765 | 6.8786 | 6.9955 | 7.1104 | 7.2266 | 7.3484 | 7.4613 | 7.5824 | 7.7004 | 7.8205 | 7.9449 | 8.0711 | 8.2004 | 8.3365 | 8.4808 | 8.6284 | 8.7791 | 8.9305 | 9.0905 | 9.2531 | 9.4225 | 1.6%
Total | 18.0889 | 18.0518 | 17.6489 | 17.8283 | 17.8956 | 17.9024 | 17.8787 | 17.9415 | 18.0604 | 18.2289 | 18.3695 | 18.4837 | 18.6137 | 18.7412 | 18.8793 | 19.0397 | 19.1803 | 19.3355 | 19.4688 | 19.6032 | 19.7152 | 19.8286 | 19.9504 | 20.085 | 20.2292 | 20.37 | 20.5126 | 20.6513 | 20.805 | 20.9627 | 21.1299 | 0.5%
Nonmarketed Renewable Fuels 7/
Solar Thermal | 0.080632 | 0.083117 | 0.085515 | 0.087726 | 0.089765 | 0.091662 | 0.092911 | 0.09313 | 0.093335 | 0.09354 | 0.094331 | 0.095131 | 0.09587 | 0.096594 | 0.097287 | 0.097889 | 0.098461 | 0.099022 | 0.099564 | 0.10012 | 0.10197 | 0.10388 | 0.10579 | 0.10769 | 0.10957 | 0.11153 | 0.11365 | 0.11583 | 0.11817 | 0.12049 | 0.12299 | 1.4%
Solar Photovoltaic | 0.017009 | 0.03 | 0.058512 | 0.074602 | 0.085519 | 0.092106 | 0.095937 | 0.097227 | 0.09878 | 0.10053 | 0.10244 | 0.10454 | 0.10683 | 0.1095 | 0.11238 | 0.11554 | 0.11873 | 0.12232 | 0.12629 | 0.13032 | 0.13454 | 0.13889 | 0.14344 | 0.14829 | 0.15319 | 0.1585 | 0.16427 | 0.17028 | 0.17671 | 0.18377 | 0.19085 | 6.6%
Wind | 0.001196 | 0.001204 | 0.001216 | 0.001231 | 0.001264 | 0.001327 | 0.001469 | 0.00147 | 0.001472 | 0.001479 | 0.001499 | 0.001535 | 0.001606 | 0.001745 | 0.001979 | 0.002258 | 0.002553 | 0.002887 | 0.003292 | 0.003708 | 0.004149 | 0.004604 | 0.005078 | 0.005575 | 0.006093 | 0.006646 | 0.007264 | 0.007971 | 0.008758 | 0.009597 | 0.010481 | 7.7%
Total | 0.098837 | 0.11432 | 0.14524 | 0.16356 | 0.17655 | 0.1851 | 0.19032 | 0.19183 | 0.19359 | 0.19555 | 0.19828 | 0.20121 | 0.2043 | 0.20783 | 0.21164 | 0.21569 | 0.21975 | 0.22423 | 0.22915 | 0.23415 | 0.24065 | 0.24737 | 0.25431 | 0.26156 | 0.26885 | 0.27668 | 0.28518 | 0.29409 | 0.30363 | 0.31386 | 0.32433 | 3.7%
Heating Degree Days
New England | 5944 | 6138 | 5796 | 6490 | 6215 | 6200 | 6186 | 6172 | 6158 | 6144 | 6131 | 6117 | 6103 | 6089 | 6075 | 6062 | 6048 | 6034 | 6020 | 6006 | 5992 | 5978 | 5964 | 5950 | 5936 | 5922 | 5907 | 5893 | 5879 | 5865 | 5850 | -0.2%
Middle Atlantic | 5453 | 5413 | 5038 | 5779 | 5459 | 5443 | 5427 | 5411 | 5394 | 5378 | 5362 | 5346 | 5330 | 5314 | 5298 | 5281 | 5265 | 5249 | 5233 | 5217 | 5201 | 5185 | 5169 | 5153 | 5137 | 5121 | 5105 | 5089 | 5073 | 5058 | 5042 | -0.2%
East North Central | 6209 | 6187 | 5462 | 6358 | 6137 | 6127 | 6116 | 6105 | 6094 | 6084 | 6073 | 6062 | 6051 | 6040 | 6030 | 6019 | 6008 | 5997 | 5986 | 5976 | 5965 | 5954 | 5943 | 5932 | 5922 | 5911 | 5900 | 5889 | 5878 | 5867 | 5856 | -0.2%
West North Central | 6585 | 6646 | 5633 | 6619 | 6372 | 6360 | 6348 | 6336 | 6323 | 6310 | 6297 | 6284 | 6271 | 6257 | 6244 | 6230 | 6216 | 6202 | 6189 | 6175 | 6161 | 6147 | 6133 | 6119 | 6105 | 6091 | 6077 | 6063 | 6049 | 6035 | 6020 | -0.3%
South Atlantic | 3183 | 2555 | 2337 | 2800 | 2699 | 2693 | 2687 | 2680 | 2674 | 2667 | 2660 | 2654 | 2647 | 2640 | 2634 | 2627 | 2621 | 2615 | 2608 | 2602 | 2596 | 2590 | 2584 | 2578 | 2572 | 2566 | 2560 | 2554 | 2549 | 2543 | 2538 | 0%
East South Central | 4003 | 3397 | 2934 | 3599 | 3438 | 3435 | 3431 | 3428 | 3424 | 3421 | 3417 | 3414 | 3410 | 3407 | 3403 | 3400 | 3396 | 3393 | 3389 | 3386 | 3382 | 3378 | 3375 | 3371 | 3367 | 3364 | 3360 | 3356 | 3352 | 3349 | 3345 | -0.1%
West South Central | 2503 | 2203 | 1829 | 2280 | 2084 | 2076 | 2068 | 2060 | 2052 | 2044 | 2036 | 2028 | 2020 | 2012 | 2004 | 1996 | 1988 | 1980 | 1972 | 1964 | 1956 | 1948 | 1940 | 1932 | 1924 | 1916 | 1908 | 1900 | 1892 | 1884 | 1876 | -0.6%
Mountain | 4882 | 5054 | 4624 | 5021 | 4666 | 4647 | 4628 | 4608 | 4587 | 4566 | 4545 | 4522 | 4500 | 4476 | 4453 | 4430 | 4406 | 4383 | 4359 | 4336 | 4312 | 4288 | 4264 | 4240 | 4216 | 4192 | 4168 | 4144 | 4119 | 4095 | 4071 | -0.7%
Pacific | 3202 | 3411 | 3170 | 3239 | 3112 | 3109 | 3106 | 3104 | 3101 | 3097 | 3094 | 3091 | 3087 | 3083 | 3079 | 3076 | 3072 | 3068 | 3064 | 3061 | 3057 | 3053 | 3050 | 3046 | 3043 | 3039 | 3036 | 3033 | 3029 | 3026 | 3022 | -0.4%
United States | 4387.5776 | 4240.3369 | 3810.5771 | 4355.25 | 4146.4741 | 4131.3291 | 4116.0396 | 4100.7363 | 4085.2107 | 4069.7446 | 4054.3789 | 4039.1687 | 4023.6882 | 4008.1108 | 3993.0222 | 3977.7383 | 3962.5046 | 3947.4646 | 3932.2061 | 3917.5952 | 3902.5894 | 3887.6272 | 3872.9307 | 3858.051 | 3843.5061 | 3828.752 | 3814.082 | 3799.4548 | 3784.781 | 3770.3015 | 3755.5659 | -0.4%
Cooling Degree Days
New England | 655 | 607 | 604 | 465 | 559 | 564 | 569 | 573 | 578 | 583 | 588 | 592 | 597 | 602 | 607 | 611 | 616 | 621 | 625 | 630 | 635 | 640 | 644 | 649 | 654 | 659 | 664 | 668 | 673 | 678 | 683 | 0.4%
Middle Atlantic | 997 | 887 | 889 | 688 | 834 | 841 | 848 | 854 | 861 | 868 | 875 | 882 | 889 | 896 | 902 | 909 | 916 | 923 | 930 | 937 | 944 | 950 | 957 | 964 | 971 | 978 | 984 | 991 | 998 | 1005 | 1011 | 0.5%
East North Central | 978 | 898 | 1011 | 746 | 793 | 795 | 797 | 799 | 801 | 803 | 805 | 807 | 809 | 811 | 813 | 815 | 817 | 819 | 821 | 822 | 824 | 826 | 828 | 830 | 832 | 834 | 836 | 838 | 840 | 842 | 844 | -0.2%
West North Central | 1123 | 1116 | 1241 | 957 | 987 | 988 | 990 | 991 | 992 | 994 | 995 | 997 | 998 | 1000 | 1002 | 1003 | 1005 | 1007 | 1008 | 1010 | 1012 | 1014 | 1015 | 1017 | 1019 | 1021 | 1022 | 1024 | 1026 | 1028 | 1030 | -0.3%
South Atlantic | 2289 | 2357 | 2240 | 2041 | 2177 | 2185 | 2193 | 2202 | 2210 | 2219 | 2228 | 2236 | 2245 | 2254 | 2262 | 2271 | 2279 | 2288 | 2296 | 2305 | 2313 | 2322 | 2330 | 2339 | 2347 | 2356 | 2364 | 2372 | 2380 | 2389 | 2397 | 0.1%
East South Central | 1999 | 1811 | 1817 | 1597 | 1740 | 1746 | 1753 | 1760 | 1766 | 1773 | 1779 | 1786 | 1792 | 1799 | 1805 | 1812 | 1818 | 1825 | 1831 | 1838 | 1845 | 1851 | 1858 | 1864 | 1871 | 1877 | 1884 | 1890 | 1897 | 1903 | 1910 | 0.2%
West South Central | 2755 | 3194 | 2881 | 2512 | 2772 | 2784 | 2797 | 2810 | 2822 | 2835 | 2847 | 2860 | 2873 | 2885 | 2898 | 2911 | 2923 | 2936 | 2948 | 2961 | 2974 | 2986 | 2999 | 3011 | 3024 | 3037 | 3049 | 3062 | 3074 | 3087 | 3099 | -0.1%
Mountain | 1490 | 1396 | 1522 | 1420 | 1628 | 1639 | 1650 | 1662 | 1674 | 1686 | 1698 | 1711 | 1725 | 1739 | 1752 | 1766 | 1780 | 1794 | 1808 | 1822 | 1837 | 1851 | 1866 | 1880 | 1895 | 1910 | 1925 | 1940 | 1955 | 1970 | 1985 | 1.2%
Pacific | 746 | 809 | 888 | 844 | 898 | 901 | 903 | 906 | 908 | 910 | 913 | 915 | 918 | 920 | 923 | 925 | 928 | 930 | 933 | 935 | 938 | 940 | 942 | 945 | 947 | 950 | 952 | 954 | 957 | 959 | 961 | 0.6%
United States | 1497.8018 | 1527.9973 | 1518.0596 | 1319.2661 | 1444.3953 | 1453.2258 | 1462.2017 | 1471.392 | 1480.2098 | 1489.4584 | 1498.6115 | 1507.6653 | 1517.0854 | 1526.3424 | 1535.429 | 1544.7161 | 1553.8893 | 1563.2997 | 1572.387 | 1581.677 | 1591.1554 | 1600.3029 | 1609.5408 | 1619.0022 | 1628.3763 | 1638.0916 | 1647.2021 | 1656.5408 | 1666.0352 | 1675.6814 | 1684.9663 | 0.3%
1/ Includes fuel consumption for district services.
2/ Includes (but is not limited to) miscellaneous uses such as transformers, medical imaging and other medical equipment, elevators,
escalators, off-road electric vehicles, laboratory fume hoods, laundry equipment, coffee brewers, and water services.
3/ Includes miscellaneous uses, such as pumps, emergency generators, combined heat and power in commercial buildings, and manufacturing
performed in commercial buildings.
4/ Includes miscellaneous uses, such as cooking, emergency generators, and combined heat and power in commercial buildings.
5/ Includes residual fuel oil, propane, coal, motor gasoline, and kerosene.
6/ Includes (but is not limited to) miscellaneous uses such as transformers, medical imaging and other medical equipment, elevators,
escalators, off-road electric vehicles, laboratory fume hoods, laundry equipment, coffee brewers, water services, pumps, emergency
generators, combined heat and power in commercial buildings, manufacturing performed in commercial buildings, and cooking (distillate),
plus residual fuel oil, liquefied petroleum gases, coal, motor gasoline, kerosene, and marketed renewable fuels (biomass).
7/ Consumption determined by using the fossil fuel equivalent of 9,756 Btu per kilowatthour.
Btu = British thermal unit.
PC = Personal computer.
- - = Not applicable.
Note: Totals may not equal sum of components due to independent rounding. Data for 2010 and 2011
are model results and may differ slightly from official EIA data reports.
Source: 2010 and 2011 consumption based on: U.S. Energy Information Administration (EIA),
Annual Energy Review 2011, DOE/EIA-0384(2011) (Washington, DC, September 2012). 2010 and 2011 degree days based on
state-level data from the National Oceanic and Atmospheric Administration's Climatic Data Center and Climate Prediction Center.
Projections: EIA, AEO2013 National Energy Modeling System.

## Notes
Based on DOE and Navigant review of lifetimes, 15 year lifetime in use.
Source: ASHRAE Final Rule TSD chapter 8 2012
DOE Commercial Heating, Air Conditioning, and Water Heating Equipment Final Rulmaking TSD Ch. 4. Energy Use Characteristics
To estimate the energy use of water-cooled air conditioners in this application, DOE used annual hourly simulation data developed from computer simulations of a prototypical, medium sized, commercial office building. The prototype building model was a three-story, 53,600 ft2. commercial office building developed as part of DOE’s commercial reference building models.a In this building model, referred to as a “medium office,” each floor is served by a separate packaged air conditioning unit. The hourly data used for this analysis was previously developed from simulations using this model and the DOE EnergyPlus building simulation software, and reflected building simulations in 15 climate locations in the United States.Each climate location used is representative of a climate in 1 of 15 climate regions that have been developed in DOE’s Building Energy Codes Program and subsequently used in the development of the commercial reference building models.