## Results
BPA Appliance Standards Impact Analysis
Scenario Selection
[14 empty] | Standard Effective Year | 2011
[14 empty] | Cumulative Savings (MWa, through 2034) | 36.5848
[14 empty] | 6th Plan One-time Adjustment (MWa) | 0
[14 empty] | Claimable Non Programmatic Savings (aMW) Due to Standard | 0.48758
Notes:
Electric Motors rewind was included in the industrial tool; ECM for VAV was included in commercial supply curve. However, there is no documentation on the baseline motor. Communication with Mr. Charlie Grist indicated that the 6P assumed the EPACT-92, 2010 standards as the baseline. Because there is no clear indication on the baseline efficiency level, current standard analysis assumed standard was not included in the baseline. If there is further supporting evidence, Navigant will change the baseline assumptions.
Scalar | 4%
| Unit Energy Consumption (kWh/year) | [5 empty] | Stock and Shipments |  |  | First Year Energy Consumption |  | Total Energy Consumption of Stock (kWh) |  |  | Total Energy Consumption of Stock (aMW) |  |  | Savings (aMW)
Year | Council's Pre-case Shipment UEC | Model Pre-case Shipment UEC | Model Post-case Shipment UEC | Model Weighted Pre-case Installed UEC | Model Weighted Post-case Installed UEC | Council's Shipments | Model Shipments | Model Installed Stock (at Year End) | Council Shipment * UEC (5P/6P) | Model Shipments * Model Pre-Case UEC | Model Shipments * Model Post-Case UEC | Modeled Pre-case Consumption (Installed UEC * Stock) | Modeled Post-case Consumption (Installed UEC* Stock) | Year | Modeled Pre-case Consumption (Installed UEC * Stock) | Modeled Post-case Consumption (Installed UEC* Stock) | One-time Adjustment |  | PNW Cumulative Savings | DOE Carbon Savings Proxy | Annual Savings Due to Standard Before Program Adjustments | Program Savings | Annual Non-programmatic Savings Due to Standard
2005 | 0 | 16844.9725 | 16844.9725 | 21771.3315 | 21771.3315 | -- | 3500.7702 | 56097.2183 | 0 | 58970378.3922 | 58970378.3922 | 1221311136.4901 | 1221311136.4901 | 2005 | 139.4191 | 139.4191 |  | 2005 | 0 |  | 0
2006 | 0 | 16844.9725 | 16844.9725 | 21767.0312 | 21767.0312 | -- | 2978.6861 | 56146.2291 | 0 | 50175884.9525 | 50175884.9525 | 1222136721.7876 | 1222136721.7876 | 2006 | 139.5133 | 139.5133 |  | 2006 | 0 | 0 | 0
2007 | 0 | 16844.9725 | 16844.9725 | 21762.7385 | 21762.7385 | -- | 2978.6861 | 56195.2398 | 0 | 50175884.9525 | 50175884.9525 | 1222962307.0851 | 1222962307.0851 | 2007 | 139.6076 | 139.6076 |  | 2007 | 0 | 0 | 0
2008 | 0 | 16844.9725 | 16844.9725 | 21758.4532 | 21758.4532 | -- | 2978.6861 | 56244.2506 | 0 | 50175884.9525 | 50175884.9525 | 1223787892.3826 | 1223787892.3826 | 2008 | 139.7018 | 139.7018 |  | 2008 | 0 | 0 | 0
2009 | 0 | 16844.9725 | 16844.9725 | 21754.1753 | 21754.1753 | -- | 2978.6861 | 56293.2614 | 0 | 50175884.9525 | 50175884.9525 | 1224613477.6801 | 1224613477.6801 | 2009 | 139.7961 | 139.7961 |  | 2009 | 0 | 0 | 0
2010 | 0 | 16844.9725 | 16844.9725 | 21749.9049 | 21749.9049 | -- | 2978.6861 | 56342.2722 | 0 | 50175884.9525 | 50175884.9525 | 1225439062.9775 | 1225439062.9775 | 2010 | 139.8903 | 139.8903 |  | 2010 | 0 | 0 | 0
2011 | 0 | 16844.9725 | 16486.4924 | 21745.6419 | 21726.1291 | -- | 2978.6861 | 56391.283 | 0 | 50175884.9525 | 49108085.0768 | 1226264648.275 | 1225164292.0403 | 2011 | 139.9845 | 139.8589 |  | 2011 | 0.12561 | 0.12561 | 0.12189
2012 | 0 | 16844.9725 | 16486.4924 | 21741.3864 | 21702.396 | -- | 2978.6861 | 56440.2938 | 0 | 50175884.9525 | 49108085.0768 | 1227090233.5725 | 1224889603.1296 | 2012 | 140.0788 | 139.8276 |  | 2012 | 0.25121 | 0.37682 | 0.12189
2013 | 0 | 16844.9725 | 16486.4924 | 21737.1382 | 21678.7055 | -- | 2978.6861 | 56489.3045 | 0 | 50175884.9525 | 49108085.0768 | 1227915818.87 | 1224614996.0346 | 2013 | 140.173 | 139.7962 |  | 2013 | 0.37681 | 0.75363 | 0.12189
2014 | 0 | 16844.9725 | 16486.4924 | 21732.8974 | 21655.0575 | -- | 2978.6861 | 56538.3153 | 0 | 50175884.9525 | 49108085.0768 | 1228741404.1675 | 1224340470.5454 | 2014 | 140.2673 | 139.7649 |  | 2014 | 0.50239 | 1.256 | 0.12189
2015 | 0 | 16844.9725 | 16486.4924 | 21728.6639 | 21631.452 | -- | 2978.6861 | 56587.3261 | 0 | 50175884.9525 | 49108085.0768 | 1229566989.465 | 1224066026.4528 | 2015 | 140.3615 | 139.7336 |  | 2015 | 0.62796 | 1.884 | 0.12189
2016 | 0 | 16844.9725 | 16486.4924 | 21724.4377 | 21607.8887 | -- | 2978.6861 | 56636.3369 | 0 | 50175884.9525 | 49108085.0768 | 1230392574.7625 | 1223791663.5485 | 2016 | 140.4558 | 139.7022 |  | 2016 | 0.75353 | 2.6375 | 0.12189
2017 | 0 | 16844.9725 | 16486.4924 | 21720.2189 | 21584.3676 | -- | 2978.6861 | 56685.3477 | 0 | 50175884.9525 | 49108085.0768 | 1231218160.06 | 1223517381.6245 | 2017 | 140.55 | 139.6709 |  | 2017 | 0.87908 | 3.5166 | 0.12189
2018 | 0 | 16844.9725 | 16486.4924 | 21716.0074 | 21560.8886 | -- | 2978.6861 | 56734.3585 | 0 | 50175884.9525 | 49108085.0768 | 1232043745.3575 | 1223243180.474 | 2018 | 140.6443 | 139.6396 |  | 2018 | 1.0046 | 4.5212 | 0.12189
2019 | 0 | 16844.9725 | 16486.4924 | 21711.8031 | 21537.4515 | -- | 2978.6861 | 56783.3692 | 0 | 50175884.9525 | 49108085.0768 | 1232869330.655 | 1222969059.8906 | 2019 | 140.7385 | 139.6083 |  | 2019 | 1.1302 | 5.6514 | 0.12189
2020 | 0 | 16844.9725 | 16486.4924 | 21707.606 | 21514.2958 | -- | 2756.9478 | 56832.38 | 0 | 46440709.8377 | 45452398.7348 | 1233694915.9525 | 1222708633.6004 | 2020 | 140.8328 | 139.5786 |  | 2020 | 1.2541 | 6.9055 | 0.11282
2021 | 0 | 16844.9725 | 16486.4924 | 21703.4162 | 21491.3461 | -- | 2778.1349 | 56881.3908 | 0 | 46797605.6294 | 45801699.3783 | 1234520501.2499 | 1222457655.2097 | 2021 | 140.927 | 139.55 |  | 2021 | 1.377 | 8.2826 | 0.11369
2022 | 0 | 16844.9725 | 16486.4924 | 21699.2337 | 21468.1018 | -- | 3029.2821 | 56930.4016 | 0 | 51028174.1586 | 49942236.5996 | 1235346086.5474 | 1222187654.3326 | 2022 | 141.0212 | 139.5191 |  | 2022 | 1.5021 | 9.7847 | 0.12397
2023 | 0 | 16844.9725 | 16486.4924 | 21695.0583 | 21444.3075 | -- | 3305.321 | 56979.4124 | 0 | 55678042.2875 | 54493150.2483 | 1236171671.8449 | 1221884040.2946 | 2023 | 141.1155 | 139.4845 |  | 2023 | 1.631 | 11.4157 | 0.13526
2024 | 0 | 16844.9725 | 16486.4924 | 21690.8901 | 21420.1809 | -- | 3112.768 | 57028.4232 | 0 | 52434491.2442 | 51318625.6588 | 1236997257.1424 | 1221559139.8801 | 2024 | 141.2097 | 139.4474 |  | 2024 | 1.7623 | 13.178 | 0.12738
2025 | 0 | 16844.9725 | 16486.4924 | 21686.729 | 21395.1937 | -- | 3212.5007 | 57077.4339 | 0 | 54114486.2355 | 52962868.4468 | 1237822842.4399 | 1221182755.747 | 2025 | 141.304 | 139.4044 |  | 2025 | 1.8996 | 15.0776 | 0.13146
2026 | 0 | 16844.9725 | 16486.4924 | 21682.5751 | 21371.473 | -- | 3025.4438 | 57126.4447 | 0 | 50963517.976 | 49878956.374 | 1238648427.7374 | 1220876272.7158 | 2026 | 141.3982 | 139.3694 |  | 2026 | 2.0288 | 17.1064 | 0.12381
2027 | 0 | 16844.9725 | 16486.4924 | 21678.4283 | 21347.8042 | -- | 3046.3525 | 57175.4555 | 0 | 51315724.9939 | 50223668.0262 | 1239474013.0349 | 1220570428.0017 | 2027 | 141.4925 | 139.3345 |  | 2027 | 2.1579 | 19.2643 | 0.12466
2028 | 0 | 16844.9725 | 16486.4924 | 21674.2886 | 21327.4122 | -- | 3068.6776 | 57224.4663 | 0 | 51691789.3122 | 50591729.2683 | 1240299598.3324 | 1220449778.3603 | 2028 | 141.5867 | 139.3208 |  | 2028 | 2.266 | 21.5303 | 0.12558
2029 | 0 | 16844.9725 | 16486.4924 | 21670.156 | 21307.7389 | -- | 3026.4103 | 57273.4771 | 0 | 50979798.7488 | 49894890.6735 | 1241125183.6299 | 1220368295.3263 | 2029 | 141.681 | 139.3114 |  | 2029 | 2.3695 | 23.8998 | 0.12385
2030 | 0 | 16844.9725 | 16486.4924 | 21666.0305 | 21294.5867 | -- | 3026.4103 | 57322.4879 | 0 | 50979798.7488 | 49894890.6735 | 1241950768.9274 | 1220658686.0493 | 2030 | 141.7752 | 139.3446 |  | 2030 | 2.4306 | 26.3304 | 0.12385
2031 | 0 | 16844.9725 | 16486.4924 | 21661.912 | 21281.5608 | -- | 3023.8228 | 57371.4986 | 0 | 50936212.6963 | 49852232.1818 | 1242776354.2249 | 1220955034.5643 | 2031 | 141.8694 | 139.3784 |  | 2031 | 2.491 | 28.8214 | 0.12374
2032 | 0 | 16844.9725 | 16486.4924 | 21657.8005 | 21268.9477 | -- | 3017.8473 | 57420.5094 | 0 | 50835555.7154 | 49753717.2959 | 1243601939.5223 | 1221273809.6932 | 2032 | 141.9637 | 139.4148 |  | 2032 | 2.5489 | 31.3703 | 0.1235
2033 | 0 | 16844.9725 | 16486.4924 | 21653.6961 | 21259.4076 | -- | 3027.5611 | 57469.5202 | 0 | 50999183.9619 | 49913863.3472 | 1244427524.8198 | 1221767954.6138 | 2033 | 142.0579 | 139.4712 |  | 2033 | 2.5867 | 33.957 | 0.1239
2034 | 0 | 16844.9725 | 16486.4924 | 21649.5986 | 21249.3913 | -- | 3031.6788 | 57518.531 | 0 | 51068545.5018 | 49981748.7947 | 1245253110.1173 | 1222233774.5217 | 2034 | 142.1522 | 139.5244 |  | 2034 | 2.6278 | 36.5848 | 0.12406
Total | [8 empty] | 0 | 1527696404.7754 |  | 36998463699.1113 | 36677981185.0537 | Total | 4223.5689 | 4186.9842 |  | Total | 36.5848 | 73.1695 | 174.3946

## UEC
Pre-case and post-case are the same, standard is included in the 6P.
Unit Energy Consumption
|  | Product | Electric Motors
[5 empty] | 5th Plan Time Horizon | 2005-2009
|  | Number of Product Classes | 6 |  | 6th Plan Time Horizon | 2010-2014
[5 empty] | 6th Plan Projection | 2014-2034
Product Class
| 1 | 1-5 HP
| 2 | 6-20 HP
| 3 | 21-50 HP
| 4 | 51-100 HP
| 5 | 101-200 HP
| 6 | 201-500 HP
Efficiency Tier by Product Class
|  |  | Market Average 2005 | 2010 Standard
|  |  | kWh/yr | kWh/yr
|  | 1-5 HP | 2822.2662 | 2723.5162
|  | 6-20 HP | 18396.4576 | 17891.7076
|  | 21-50 HP | 56988.557 | 55809.557
|  | 51-100 HP | 154389.4114 | 152400.1614
|  | 101-200 HP | 310401.3471 | 307446.3471
|  | 201-500 HP | 888047.099 | 870361.349
Market Share Matrix
Pre-Case Market Share Matrix by Product Class
|  |  | 1976 | 1977 | 1978 | 1979 | 1980 | 1981 | 1982 | 1983 | 1984 | 1985 | 1986 | 1987 | 1988 | 1989 | 1990 | 1991 | 1992 | 1993 | 1994 | 1995 | 1996 | 1997 | 1998 | 1999 | 2000 | 2001 | 2002 | 2003 | 2004 | 2005 | 2006 | 2007 | 2008 | 2009 | 2010 | 2011 | 2012 | 2013 | 2014 | 2015 | 2016 | 2017 | 2018 | 2019 | 2020 | 2021 | 2022 | 2023 | 2024 | 2025 | 2026 | 2027 | 2028 | 2029 | 2030 | 2031 | 2032 | 2033 | 2034
|  | 1-5 HP | 60.84% | 60.84% | 60.84% | 60.84% | 60.84% | 60.84% | 60.84% | 60.84% | 60.84% | 60.84% | 60.84% | 60.84% | 60.84% | 60.84% | 60.84% | 60.84% | 60.84% | 60.84% | 60.84% | 60.84% | 60.84% | 60.84% | 60.84% | 60.84% | 60.84% | 60.84% | 60.84% | 60.84% | 60.84% | 66.92% | 66.92% | 66.92% | 66.92% | 66.92% | 66.92% | 66.92% | 66.92% | 66.92% | 66.92% | 66.92% | 66.92% | 66.92% | 66.92% | 66.92% | 66.92% | 66.92% | 66.92% | 66.92% | 66.92% | 66.92% | 66.92% | 66.92% | 66.92% | 66.92% | 66.92% | 66.92% | 66.92% | 66.92% | 66.92%
|  | 6-20 HP | 26.79% | 26.79% | 26.79% | 26.79% | 26.79% | 26.79% | 26.79% | 26.79% | 26.79% | 26.79% | 26.79% | 26.79% | 26.79% | 26.79% | 26.79% | 26.79% | 26.79% | 26.79% | 26.79% | 26.79% | 26.79% | 26.79% | 26.79% | 26.79% | 26.79% | 26.79% | 26.79% | 26.79% | 26.79% | 24.89% | 24.89% | 24.89% | 24.89% | 24.89% | 24.89% | 24.89% | 24.89% | 24.89% | 24.89% | 24.89% | 24.89% | 24.89% | 24.89% | 24.89% | 24.89% | 24.89% | 24.89% | 24.89% | 24.89% | 24.89% | 24.89% | 24.89% | 24.89% | 24.89% | 24.89% | 24.89% | 24.89% | 24.89% | 24.89%
|  | 21-50 HP | 7.54% | 7.54% | 7.54% | 7.54% | 7.54% | 7.54% | 7.54% | 7.54% | 7.54% | 7.54% | 7.54% | 7.54% | 7.54% | 7.54% | 7.54% | 7.54% | 7.54% | 7.54% | 7.54% | 7.54% | 7.54% | 7.54% | 7.54% | 7.54% | 7.54% | 7.54% | 7.54% | 7.54% | 7.54% | 5.571% | 5.571% | 5.571% | 5.571% | 5.571% | 5.571% | 5.571% | 5.571% | 5.571% | 5.571% | 5.571% | 5.571% | 5.571% | 5.571% | 5.571% | 5.571% | 5.571% | 5.571% | 5.571% | 5.571% | 5.571% | 5.571% | 5.571% | 5.571% | 5.571% | 5.571% | 5.571% | 5.571% | 5.571% | 5.571%
|  | 51-100 HP | 2.655% | 2.655% | 2.655% | 2.655% | 2.655% | 2.655% | 2.655% | 2.655% | 2.655% | 2.655% | 2.655% | 2.655% | 2.655% | 2.655% | 2.655% | 2.655% | 2.655% | 2.655% | 2.655% | 2.655% | 2.655% | 2.655% | 2.655% | 2.655% | 2.655% | 2.655% | 2.655% | 2.655% | 2.655% | 1.581% | 1.581% | 1.581% | 1.581% | 1.581% | 1.581% | 1.581% | 1.581% | 1.581% | 1.581% | 1.581% | 1.581% | 1.581% | 1.581% | 1.581% | 1.581% | 1.581% | 1.581% | 1.581% | 1.581% | 1.581% | 1.581% | 1.581% | 1.581% | 1.581% | 1.581% | 1.581% | 1.581% | 1.581% | 1.581%
|  | 101-200 HP | 1.448% | 1.448% | 1.448% | 1.448% | 1.448% | 1.448% | 1.448% | 1.448% | 1.448% | 1.448% | 1.448% | 1.448% | 1.448% | 1.448% | 1.448% | 1.448% | 1.448% | 1.448% | 1.448% | 1.448% | 1.448% | 1.448% | 1.448% | 1.448% | 1.448% | 1.448% | 1.448% | 1.448% | 1.448% | 0.7809% | 0.7809% | 0.7809% | 0.7809% | 0.7809% | 0.7809% | 0.7809% | 0.7809% | 0.7809% | 0.7809% | 0.7809% | 0.7809% | 0.7809% | 0.7809% | 0.7809% | 0.7809% | 0.7809% | 0.7809% | 0.7809% | 0.7809% | 0.7809% | 0.7809% | 0.7809% | 0.7809% | 0.7809% | 0.7809% | 0.7809% | 0.7809% | 0.7809% | 0.7809%
|  | 201-500 HP | 0.728% | 0.728% | 0.728% | 0.728% | 0.728% | 0.728% | 0.728% | 0.728% | 0.728% | 0.728% | 0.728% | 0.728% | 0.728% | 0.728% | 0.728% | 0.728% | 0.728% | 0.728% | 0.728% | 0.728% | 0.728% | 0.728% | 0.728% | 0.728% | 0.728% | 0.728% | 0.728% | 0.728% | 0.728% | 0.2634% | 0.2634% | 0.2634% | 0.2634% | 0.2634% | 0.2634% | 0.2634% | 0.2634% | 0.2634% | 0.2634% | 0.2634% | 0.2634% | 0.2634% | 0.2634% | 0.2634% | 0.2634% | 0.2634% | 0.2634% | 0.2634% | 0.2634% | 0.2634% | 0.2634% | 0.2634% | 0.2634% | 0.2634% | 0.2634% | 0.2634% | 0.2634% | 0.2634% | 0.2634%
Post Case Market Share Matrix by Product Class
|  | Standard Effective Year | 1976: 2010
|  |  | 1976 | 1977 | 1978 | 1979 | 1980 | 1981 | 1982 | 1983 | 1984 | 1985 | 1986 | 1987 | 1988 | 1989 | 1990 | 1991 | 1992 | 1993 | 1994 | 1995 | 1996 | 1997 | 1998 | 1999 | 2000 | 2001 | 2002 | 2003 | 2004 | 2005 | 2006 | 2007 | 2008 | 2009 | 2010 | 2011 | 2012 | 2013 | 2014 | 2015 | 2016 | 2017 | 2018 | 2019 | 2020 | 2021 | 2022 | 2023 | 2024 | 2025 | 2026 | 2027 | 2028 | 2029 | 2030 | 2031 | 2032 | 2033 | 2034
|  | 1-5 HP | 60.84% | 60.84% | 60.84% | 60.84% | 60.84% | 60.84% | 60.84% | 60.84% | 60.84% | 60.84% | 60.84% | 60.84% | 60.84% | 60.84% | 60.84% | 60.84% | 60.84% | 60.84% | 60.84% | 60.84% | 60.84% | 60.84% | 60.84% | 60.84% | 60.84% | 60.84% | 60.84% | 60.84% | 60.84% | 66.92% | 66.92% | 66.92% | 66.92% | 66.92% | 66.92% | 66.92% | 66.92% | 66.92% | 66.92% | 66.92% | 66.92% | 66.92% | 66.92% | 66.92% | 66.92% | 66.92% | 66.92% | 66.92% | 66.92% | 66.92% | 66.92% | 66.92% | 66.92% | 66.92% | 66.92% | 66.92% | 66.92% | 66.92% | 66.92%
|  | 6-20 HP | 26.79% | 26.79% | 26.79% | 26.79% | 26.79% | 26.79% | 26.79% | 26.79% | 26.79% | 26.79% | 26.79% | 26.79% | 26.79% | 26.79% | 26.79% | 26.79% | 26.79% | 26.79% | 26.79% | 26.79% | 26.79% | 26.79% | 26.79% | 26.79% | 26.79% | 26.79% | 26.79% | 26.79% | 26.79% | 24.89% | 24.89% | 24.89% | 24.89% | 24.89% | 24.89% | 24.89% | 24.89% | 24.89% | 24.89% | 24.89% | 24.89% | 24.89% | 24.89% | 24.89% | 24.89% | 24.89% | 24.89% | 24.89% | 24.89% | 24.89% | 24.89% | 24.89% | 24.89% | 24.89% | 24.89% | 24.89% | 24.89% | 24.89% | 24.89%
|  | 21-50 HP | 7.54% | 7.54% | 7.54% | 7.54% | 7.54% | 7.54% | 7.54% | 7.54% | 7.54% | 7.54% | 7.54% | 7.54% | 7.54% | 7.54% | 7.54% | 7.54% | 7.54% | 7.54% | 7.54% | 7.54% | 7.54% | 7.54% | 7.54% | 7.54% | 7.54% | 7.54% | 7.54% | 7.54% | 7.54% | 5.571% | 5.571% | 5.571% | 5.571% | 5.571% | 5.571% | 5.571% | 5.571% | 5.571% | 5.571% | 5.571% | 5.571% | 5.571% | 5.571% | 5.571% | 5.571% | 5.571% | 5.571% | 5.571% | 5.571% | 5.571% | 5.571% | 5.571% | 5.571% | 5.571% | 5.571% | 5.571% | 5.571% | 5.571% | 5.571%
|  | 51-100 HP | 2.655% | 2.655% | 2.655% | 2.655% | 2.655% | 2.655% | 2.655% | 2.655% | 2.655% | 2.655% | 2.655% | 2.655% | 2.655% | 2.655% | 2.655% | 2.655% | 2.655% | 2.655% | 2.655% | 2.655% | 2.655% | 2.655% | 2.655% | 2.655% | 2.655% | 2.655% | 2.655% | 2.655% | 2.655% | 1.581% | 1.581% | 1.581% | 1.581% | 1.581% | 1.581% | 1.581% | 1.581% | 1.581% | 1.581% | 1.581% | 1.581% | 1.581% | 1.581% | 1.581% | 1.581% | 1.581% | 1.581% | 1.581% | 1.581% | 1.581% | 1.581% | 1.581% | 1.581% | 1.581% | 1.581% | 1.581% | 1.581% | 1.581% | 1.581%
|  | 101-200 HP | 1.448% | 1.448% | 1.448% | 1.448% | 1.448% | 1.448% | 1.448% | 1.448% | 1.448% | 1.448% | 1.448% | 1.448% | 1.448% | 1.448% | 1.448% | 1.448% | 1.448% | 1.448% | 1.448% | 1.448% | 1.448% | 1.448% | 1.448% | 1.448% | 1.448% | 1.448% | 1.448% | 1.448% | 1.448% | 0.7809% | 0.7809% | 0.7809% | 0.7809% | 0.7809% | 0.7809% | 0.7809% | 0.7809% | 0.7809% | 0.7809% | 0.7809% | 0.7809% | 0.7809% | 0.7809% | 0.7809% | 0.7809% | 0.7809% | 0.7809% | 0.7809% | 0.7809% | 0.7809% | 0.7809% | 0.7809% | 0.7809% | 0.7809% | 0.7809% | 0.7809% | 0.7809% | 0.7809% | 0.7809%
|  | 201-500 HP | 0.728% | 0.728% | 0.728% | 0.728% | 0.728% | 0.728% | 0.728% | 0.728% | 0.728% | 0.728% | 0.728% | 0.728% | 0.728% | 0.728% | 0.728% | 0.728% | 0.728% | 0.728% | 0.728% | 0.728% | 0.728% | 0.728% | 0.728% | 0.728% | 0.728% | 0.728% | 0.728% | 0.728% | 0.728% | 0.2634% | 0.2634% | 0.2634% | 0.2634% | 0.2634% | 0.2634% | 0.2634% | 0.2634% | 0.2634% | 0.2634% | 0.2634% | 0.2634% | 0.2634% | 0.2634% | 0.2634% | 0.2634% | 0.2634% | 0.2634% | 0.2634% | 0.2634% | 0.2634% | 0.2634% | 0.2634% | 0.2634% | 0.2634% | 0.2634% | 0.2634% | 0.2634% | 0.2634% | 0.2634%
Efficiency Distribution Matrix
Pre-Case Market Share Matrix by Product Class
|  |  | 1990 | 1990 | 1990 | 1990 | 1990 | 1990 | 1990 | 1990 | 1990 | 1990 | 1990 | 1990 | 1990 | 1990 | 1990 | 1991 | 1992 | 1993 | 1994 | 1995 | 1996 | 1997 | 1998 | 1999 | 2000 | 2001 | 2002 | 2003 | 2004 | 2005 | 2006 | 2007 | 2008 | 2009 | 2010 | 2011 | 2012 | 2013 | 2014 | 2015 | 2016 | 2017 | 2018 | 2019 | 2020 | 2021 | 2022 | 2023 | 2024 | 2025 | 2026 | 2027 | 2028 | 2029 | 2030 | 2031 | 2032 | 2033 | 2034
|  | Market Average | 100% | 100% | 100% | 100% | 100% | 100% | 100% | 100% | 100% | 100% | 100% | 100% | 100% | 100% | 100% | 100% | 100% | 100% | 100% | 100% | 100% | 100% | 100% | 100% | 100% | 100% | 100% | 100% | 100% | 100% | 100% | 100% | 100% | 100% | 100% | 100% | 100% | 100% | 100% | 100% | 100% | 100% | 100% | 100% | 100% | 100% | 100% | 100% | 100% | 100% | 100% | 100% | 100% | 100% | 100% | 100% | 100% | 100% | 100%
2010 Standard Level | bar: 1990 to 2034
Post Case Market Share Matrix by Product Class
|  | Standard Effective Year | 1990: 2011
|  |  | 1990 | 1990 | 1990 | 1990 | 1990 | 1990 | 1990 | 1990 | 1990 | 1990 | 1990 | 1990 | 1990 | 1990 | 1990 | 1991 | 1992 | 1993 | 1994 | 1995 | 1996 | 1997 | 1998 | 1999 | 2000 | 2001 | 2002 | 2003 | 2004 | 2005 | 2006 | 2007 | 2008 | 2009 | 2010 | 2011 | 2012 | 2013 | 2014 | 2015 | 2016 | 2017 | 2018 | 2019 | 2020 | 2021 | 2022 | 2023 | 2024 | 2025 | 2026 | 2027 | 2028 | 2029 | 2030 | 2031 | 2032 | 2033 | 2034
|  | Market Average | 100% | 100% | 100% | 100% | 100% | 100% | 100% | 100% | 100% | 100% | 100% | 100% | 100% | 100% | 100% | 100% | 100% | 100% | 100% | 100% | 100% | 100% | 100% | 100% | 100% | 100% | 100% | 100% | 100% | 100% | 100% | 100% | 100% | 100% | 100% | 0% | 0% | 0% | 0% | 0% | 0% | 0% | 0% | 0% | 0% | 0% | 0% | 0% | 0% | 0% | 0% | 0% | 0% | 0% | 0% | 0% | 0% | 0% | 0%
|  | 2010 Standard Level | 0% | 0% | 0% | 0% | 0% | 0% | 0% | 0% | 0% | 0% | 0% | 0% | 0% | 0% | 0% | 0% | 0% | 0% | 0% | 0% | 0% | 0% | 0% | 0% | 0% | 0% | 0% | 0% | 0% | 0% | 0% | 0% | 0% | 0% | 0% | 100% | 100% | 100% | 100% | 100% | 100% | 100% | 100% | 100% | 100% | 100% | 100% | 100% | 100% | 100% | 100% | 100% | 100% | 100% | 100% | 100% | 100% | 100% | 100%
Pre-case Unit Energy Consumption by Product Class
|  | Year | 1976 | 1977 | 1978 | 1979 | 1980 | 1981 | 1982 | 1983 | 1984 | 1985 | 1986 | 1987 | 1988 | 1989 | 1990 | 1991 | 1992 | 1993 | 1994 | 1995 | 1996 | 1997 | 1998 | 1999 | 2000 | 2001 | 2002 | 2003 | 2004 | 2005 | 2006 | 2007 | 2008 | 2009 | 2010 | 2011 | 2012 | 2013 | 2014 | 2015 | 2016 | 2017 | 2018 | 2019 | 2020 | 2021 | 2022 | 2023 | 2024 | 2025 | 2026 | 2027 | 2028 | 2029 | 2030 | 2031 | 2032 | 2033 | 2034
|  | 1-5 HP | 2822.2662 | 2822.2662 | 2822.2662 | 2822.2662 | 2822.2662 | 2822.2662 | 2822.2662 | 2822.2662 | 2822.2662 | 2822.2662 | 2822.2662 | 2822.2662 | 2822.2662 | 2822.2662 | 2822.2662 | 2822.2662 | 2822.2662 | 2822.2662 | 2822.2662 | 2822.2662 | 2822.2662 | 2822.2662 | 2822.2662 | 2822.2662 | 2822.2662 | 2822.2662 | 2822.2662 | 2822.2662 | 2822.2662 | 2822.2662 | 2822.2662 | 2822.2662 | 2822.2662 | 2822.2662 | 2822.2662 | 2822.2662 | 2822.2662 | 2822.2662 | 2822.2662 | 2822.2662 | 2822.2662 | 2822.2662 | 2822.2662 | 2822.2662 | 2822.2662 | 2822.2662 | 2822.2662 | 2822.2662 | 2822.2662 | 2822.2662 | 2822.2662 | 2822.2662 | 2822.2662 | 2822.2662 | 2822.2662 | 2822.2662 | 2822.2662 | 2822.2662 | 2822.2662
|  | 6-20 HP | 18396.4576 | 18396.4576 | 18396.4576 | 18396.4576 | 18396.4576 | 18396.4576 | 18396.4576 | 18396.4576 | 18396.4576 | 18396.4576 | 18396.4576 | 18396.4576 | 18396.4576 | 18396.4576 | 18396.4576 | 18396.4576 | 18396.4576 | 18396.4576 | 18396.4576 | 18396.4576 | 18396.4576 | 18396.4576 | 18396.4576 | 18396.4576 | 18396.4576 | 18396.4576 | 18396.4576 | 18396.4576 | 18396.4576 | 18396.4576 | 18396.4576 | 18396.4576 | 18396.4576 | 18396.4576 | 18396.4576 | 18396.4576 | 18396.4576 | 18396.4576 | 18396.4576 | 18396.4576 | 18396.4576 | 18396.4576 | 18396.4576 | 18396.4576 | 18396.4576 | 18396.4576 | 18396.4576 | 18396.4576 | 18396.4576 | 18396.4576 | 18396.4576 | 18396.4576 | 18396.4576 | 18396.4576 | 18396.4576 | 18396.4576 | 18396.4576 | 18396.4576 | 18396.4576
|  | 21-50 HP | 56988.557 | 56988.557 | 56988.557 | 56988.557 | 56988.557 | 56988.557 | 56988.557 | 56988.557 | 56988.557 | 56988.557 | 56988.557 | 56988.557 | 56988.557 | 56988.557 | 56988.557 | 56988.557 | 56988.557 | 56988.557 | 56988.557 | 56988.557 | 56988.557 | 56988.557 | 56988.557 | 56988.557 | 56988.557 | 56988.557 | 56988.557 | 56988.557 | 56988.557 | 56988.557 | 56988.557 | 56988.557 | 56988.557 | 56988.557 | 56988.557 | 56988.557 | 56988.557 | 56988.557 | 56988.557 | 56988.557 | 56988.557 | 56988.557 | 56988.557 | 56988.557 | 56988.557 | 56988.557 | 56988.557 | 56988.557 | 56988.557 | 56988.557 | 56988.557 | 56988.557 | 56988.557 | 56988.557 | 56988.557 | 56988.557 | 56988.557 | 56988.557 | 56988.557
|  | 51-100 HP | 154389.4114 | 154389.4114 | 154389.4114 | 154389.4114 | 154389.4114 | 154389.4114 | 154389.4114 | 154389.4114 | 154389.4114 | 154389.4114 | 154389.4114 | 154389.4114 | 154389.4114 | 154389.4114 | 154389.4114 | 154389.4114 | 154389.4114 | 154389.4114 | 154389.4114 | 154389.4114 | 154389.4114 | 154389.4114 | 154389.4114 | 154389.4114 | 154389.4114 | 154389.4114 | 154389.4114 | 154389.4114 | 154389.4114 | 154389.4114 | 154389.4114 | 154389.4114 | 154389.4114 | 154389.4114 | 154389.4114 | 154389.4114 | 154389.4114 | 154389.4114 | 154389.4114 | 154389.4114 | 154389.4114 | 154389.4114 | 154389.4114 | 154389.4114 | 154389.4114 | 154389.4114 | 154389.4114 | 154389.4114 | 154389.4114 | 154389.4114 | 154389.4114 | 154389.4114 | 154389.4114 | 154389.4114 | 154389.4114 | 154389.4114 | 154389.4114 | 154389.4114 | 154389.4114
|  | 101-200 HP | 310401.3471 | 310401.3471 | 310401.3471 | 310401.3471 | 310401.3471 | 310401.3471 | 310401.3471 | 310401.3471 | 310401.3471 | 310401.3471 | 310401.3471 | 310401.3471 | 310401.3471 | 310401.3471 | 310401.3471 | 310401.3471 | 310401.3471 | 310401.3471 | 310401.3471 | 310401.3471 | 310401.3471 | 310401.3471 | 310401.3471 | 310401.3471 | 310401.3471 | 310401.3471 | 310401.3471 | 310401.3471 | 310401.3471 | 310401.3471 | 310401.3471 | 310401.3471 | 310401.3471 | 310401.3471 | 310401.3471 | 310401.3471 | 310401.3471 | 310401.3471 | 310401.3471 | 310401.3471 | 310401.3471 | 310401.3471 | 310401.3471 | 310401.3471 | 310401.3471 | 310401.3471 | 310401.3471 | 310401.3471 | 310401.3471 | 310401.3471 | 310401.3471 | 310401.3471 | 310401.3471 | 310401.3471 | 310401.3471 | 310401.3471 | 310401.3471 | 310401.3471 | 310401.3471
|  | 201-500 HP | 888047.099 | 888047.099 | 888047.099 | 888047.099 | 888047.099 | 888047.099 | 888047.099 | 888047.099 | 888047.099 | 888047.099 | 888047.099 | 888047.099 | 888047.099 | 888047.099 | 888047.099 | 888047.099 | 888047.099 | 888047.099 | 888047.099 | 888047.099 | 888047.099 | 888047.099 | 888047.099 | 888047.099 | 888047.099 | 888047.099 | 888047.099 | 888047.099 | 888047.099 | 888047.099 | 888047.099 | 888047.099 | 888047.099 | 888047.099 | 888047.099 | 888047.099 | 888047.099 | 888047.099 | 888047.099 | 888047.099 | 888047.099 | 888047.099 | 888047.099 | 888047.099 | 888047.099 | 888047.099 | 888047.099 | 888047.099 | 888047.099 | 888047.099 | 888047.099 | 888047.099 | 888047.099 | 888047.099 | 888047.099 | 888047.099 | 888047.099 | 888047.099 | 888047.099
|  | Average pre-case UEC | 26000.3313 | 26000.3313 | 26000.3313 | 26000.3313 | 26000.3313 | 26000.3313 | 26000.3313 | 26000.3313 | 26000.3313 | 26000.3313 | 26000.3313 | 26000.3313 | 26000.3313 | 26000.3313 | 26000.3313 | 26000.3313 | 26000.3313 | 26000.3313 | 26000.3313 | 26000.3313 | 26000.3313 | 26000.3313 | 26000.3313 | 26000.3313 | 26000.3313 | 26000.3313 | 26000.3313 | 26000.3313 | 26000.3313 | 16844.9725 | 16844.9725 | 16844.9725 | 16844.9725 | 16844.9725 | 16844.9725 | 16844.9725 | 16844.9725 | 16844.9725 | 16844.9725 | 16844.9725 | 16844.9725 | 16844.9725 | 16844.9725 | 16844.9725 | 16844.9725 | 16844.9725 | 16844.9725 | 16844.9725 | 16844.9725 | 16844.9725 | 16844.9725 | 16844.9725 | 16844.9725 | 16844.9725 | 16844.9725 | 16844.9725 | 16844.9725 | 16844.9725 | 16844.9725
Post-Case Unit Energy Consumption by Product Class
|  | Year | 1976 | 1977 | 1978 | 1979 | 1980 | 1981 | 1982 | 1983 | 1984 | 1985 | 1986 | 1987 | 1988 | 1989 | 1990 | 1991 | 1992 | 1993 | 1994 | 1995 | 1996 | 1997 | 1998 | 1999 | 2000 | 2001 | 2002 | 2003 | 2004 | 2005 | 2006 | 2007 | 2008 | 2009 | 2010 | 2011 | 2012 | 2013 | 2014 | 2015 | 2016 | 2017 | 2018 | 2019 | 2020 | 2021 | 2022 | 2023 | 2024 | 2025 | 2026 | 2027 | 2028 | 2029 | 2030 | 2031 | 2032 | 2033 | 2034
|  | 1-5 HP | 2822.2662 | 2822.2662 | 2822.2662 | 2822.2662 | 2822.2662 | 2822.2662 | 2822.2662 | 2822.2662 | 2822.2662 | 2822.2662 | 2822.2662 | 2822.2662 | 2822.2662 | 2822.2662 | 2822.2662 | 2822.2662 | 2822.2662 | 2822.2662 | 2822.2662 | 2822.2662 | 2822.2662 | 2822.2662 | 2822.2662 | 2822.2662 | 2822.2662 | 2822.2662 | 2822.2662 | 2822.2662 | 2822.2662 | 2822.2662 | 2822.2662 | 2822.2662 | 2822.2662 | 2822.2662 | 2822.2662 | 2723.5162 | 2723.5162 | 2723.5162 | 2723.5162 | 2723.5162 | 2723.5162 | 2723.5162 | 2723.5162 | 2723.5162 | 2723.5162 | 2723.5162 | 2723.5162 | 2723.5162 | 2723.5162 | 2723.5162 | 2723.5162 | 2723.5162 | 2723.5162 | 2723.5162 | 2723.5162 | 2723.5162 | 2723.5162 | 2723.5162 | 2723.5162
|  | 6-20 HP | 18396.4576 | 18396.4576 | 18396.4576 | 18396.4576 | 18396.4576 | 18396.4576 | 18396.4576 | 18396.4576 | 18396.4576 | 18396.4576 | 18396.4576 | 18396.4576 | 18396.4576 | 18396.4576 | 18396.4576 | 18396.4576 | 18396.4576 | 18396.4576 | 18396.4576 | 18396.4576 | 18396.4576 | 18396.4576 | 18396.4576 | 18396.4576 | 18396.4576 | 18396.4576 | 18396.4576 | 18396.4576 | 18396.4576 | 18396.4576 | 18396.4576 | 18396.4576 | 18396.4576 | 18396.4576 | 18396.4576 | 17891.7076 | 17891.7076 | 17891.7076 | 17891.7076 | 17891.7076 | 17891.7076 | 17891.7076 | 17891.7076 | 17891.7076 | 17891.7076 | 17891.7076 | 17891.7076 | 17891.7076 | 17891.7076 | 17891.7076 | 17891.7076 | 17891.7076 | 17891.7076 | 17891.7076 | 17891.7076 | 17891.7076 | 17891.7076 | 17891.7076 | 17891.7076
|  | 21-50 HP | 56988.557 | 56988.557 | 56988.557 | 56988.557 | 56988.557 | 56988.557 | 56988.557 | 56988.557 | 56988.557 | 56988.557 | 56988.557 | 56988.557 | 56988.557 | 56988.557 | 56988.557 | 56988.557 | 56988.557 | 56988.557 | 56988.557 | 56988.557 | 56988.557 | 56988.557 | 56988.557 | 56988.557 | 56988.557 | 56988.557 | 56988.557 | 56988.557 | 56988.557 | 56988.557 | 56988.557 | 56988.557 | 56988.557 | 56988.557 | 56988.557 | 55809.557 | 55809.557 | 55809.557 | 55809.557 | 55809.557 | 55809.557 | 55809.557 | 55809.557 | 55809.557 | 55809.557 | 55809.557 | 55809.557 | 55809.557 | 55809.557 | 55809.557 | 55809.557 | 55809.557 | 55809.557 | 55809.557 | 55809.557 | 55809.557 | 55809.557 | 55809.557 | 55809.557
|  | 51-100 HP | 154389.4114 | 154389.4114 | 154389.4114 | 154389.4114 | 154389.4114 | 154389.4114 | 154389.4114 | 154389.4114 | 154389.4114 | 154389.4114 | 154389.4114 | 154389.4114 | 154389.4114 | 154389.4114 | 154389.4114 | 154389.4114 | 154389.4114 | 154389.4114 | 154389.4114 | 154389.4114 | 154389.4114 | 154389.4114 | 154389.4114 | 154389.4114 | 154389.4114 | 154389.4114 | 154389.4114 | 154389.4114 | 154389.4114 | 154389.4114 | 154389.4114 | 154389.4114 | 154389.4114 | 154389.4114 | 154389.4114 | 152400.1614 | 152400.1614 | 152400.1614 | 152400.1614 | 152400.1614 | 152400.1614 | 152400.1614 | 152400.1614 | 152400.1614 | 152400.1614 | 152400.1614 | 152400.1614 | 152400.1614 | 152400.1614 | 152400.1614 | 152400.1614 | 152400.1614 | 152400.1614 | 152400.1614 | 152400.1614 | 152400.1614 | 152400.1614 | 152400.1614 | 152400.1614
|  | 101-200 HP | 310401.3471 | 310401.3471 | 310401.3471 | 310401.3471 | 310401.3471 | 310401.3471 | 310401.3471 | 310401.3471 | 310401.3471 | 310401.3471 | 310401.3471 | 310401.3471 | 310401.3471 | 310401.3471 | 310401.3471 | 310401.3471 | 310401.3471 | 310401.3471 | 310401.3471 | 310401.3471 | 310401.3471 | 310401.3471 | 310401.3471 | 310401.3471 | 310401.3471 | 310401.3471 | 310401.3471 | 310401.3471 | 310401.3471 | 310401.3471 | 310401.3471 | 310401.3471 | 310401.3471 | 310401.3471 | 310401.3471 | 307446.3471 | 307446.3471 | 307446.3471 | 307446.3471 | 307446.3471 | 307446.3471 | 307446.3471 | 307446.3471 | 307446.3471 | 307446.3471 | 307446.3471 | 307446.3471 | 307446.3471 | 307446.3471 | 307446.3471 | 307446.3471 | 307446.3471 | 307446.3471 | 307446.3471 | 307446.3471 | 307446.3471 | 307446.3471 | 307446.3471 | 307446.3471
|  | 201-500 HP | 888047.099 | 888047.099 | 888047.099 | 888047.099 | 888047.099 | 888047.099 | 888047.099 | 888047.099 | 888047.099 | 888047.099 | 888047.099 | 888047.099 | 888047.099 | 888047.099 | 888047.099 | 888047.099 | 888047.099 | 888047.099 | 888047.099 | 888047.099 | 888047.099 | 888047.099 | 888047.099 | 888047.099 | 888047.099 | 888047.099 | 888047.099 | 888047.099 | 888047.099 | 888047.099 | 888047.099 | 888047.099 | 888047.099 | 888047.099 | 888047.099 | 870361.349 | 870361.349 | 870361.349 | 870361.349 | 870361.349 | 870361.349 | 870361.349 | 870361.349 | 870361.349 | 870361.349 | 870361.349 | 870361.349 | 870361.349 | 870361.349 | 870361.349 | 870361.349 | 870361.349 | 870361.349 | 870361.349 | 870361.349 | 870361.349 | 870361.349 | 870361.349 | 870361.349
|  | Average post-case UEC | 26000.3313 | 26000.3313 | 26000.3313 | 26000.3313 | 26000.3313 | 26000.3313 | 26000.3313 | 26000.3313 | 26000.3313 | 26000.3313 | 26000.3313 | 26000.3313 | 26000.3313 | 26000.3313 | 26000.3313 | 26000.3313 | 26000.3313 | 26000.3313 | 26000.3313 | 26000.3313 | 26000.3313 | 26000.3313 | 26000.3313 | 26000.3313 | 26000.3313 | 26000.3313 | 26000.3313 | 26000.3313 | 26000.3313 | 16844.9725 | 16844.9725 | 16844.9725 | 16844.9725 | 16844.9725 | 16844.9725 | 16486.4924 | 16486.4924 | 16486.4924 | 16486.4924 | 16486.4924 | 16486.4924 | 16486.4924 | 16486.4924 | 16486.4924 | 16486.4924 | 16486.4924 | 16486.4924 | 16486.4924 | 16486.4924 | 16486.4924 | 16486.4924 | 16486.4924 | 16486.4924 | 16486.4924 | 16486.4924 | 16486.4924 | 16486.4924 | 16486.4924 | 16486.4924
Pre-case Installed Unit Energy Consumption by Product Class Weighted by Vintage
|  | Year | 1976 | 1977 | 1978 | 1979 | 1980 | 1981 | 1982 | 1983 | 1984 | 1985 | 1986 | 1987 | 1988 | 1989 | 1990 | 1991 | 1992 | 1993 | 1994 | 1995 | 1996 | 1997 | 1998 | 1999 | 2000 | 2001 | 2002 | 2003 | 2004 | 2005 | 2006 | 2007 | 2008 | 2009 | 2010 | 2011 | 2012 | 2013 | 2014 | 2015 | 2016 | 2017 | 2018 | 2019 | 2020 | 2021 | 2022 | 2023 | 2024 | 2025 | 2026 | 2027 | 2028 | 2029 | 2030 | 2031 | 2032 | 2033 | 2034
|  | 1-5 HP | 2822.2662 | 2822.2662 | 2822.2662 | 2822.2662 | 2822.2662 | 2822.2662 | 2822.2662 | 2822.2662 | 2822.2662 | 2822.2662 | 2822.2662 | 2822.2662 | 2822.2662 | 2822.2662 | 2822.2662 | 2822.2662 | 2822.2662 | 2822.2662 | 2822.2662 | 2822.2662 | 2822.2662 | 2822.2662 | 2822.2662 | 2822.2662 | 2822.2662 | 2822.2662 | 2822.2662 | 2822.2662 | 2822.2662 | 2822.2662 | 2822.2662 | 2822.2662 | 2822.2662 | 2822.2662 | 2822.2662 | 2822.2662 | 2822.2662 | 2822.2662 | 2822.2662 | 2822.2662 | 2822.2662 | 2822.2662 | 2822.2662 | 2822.2662 | 2822.2662 | 2822.2662 | 2822.2662 | 2822.2662 | 2822.2662 | 2822.2662 | 2822.2662 | 2822.2662 | 2822.2662 | 2822.2662 | 2822.2662 | 2822.2662 | 2822.2662 | 2822.2662 | 2822.2662
|  | 6-20 HP | 18396.4576 | 18396.4576 | 18396.4576 | 18396.4576 | 18396.4576 | 18396.4576 | 18396.4576 | 18396.4576 | 18396.4576 | 18396.4576 | 18396.4576 | 18396.4576 | 18396.4576 | 18396.4576 | 18396.4576 | 18396.4576 | 18396.4576 | 18396.4576 | 18396.4576 | 18396.4576 | 18396.4576 | 18396.4576 | 18396.4576 | 18396.4576 | 18396.4576 | 18396.4576 | 18396.4576 | 18396.4576 | 18396.4576 | 18396.4576 | 18396.4576 | 18396.4576 | 18396.4576 | 18396.4576 | 18396.4576 | 18396.4576 | 18396.4576 | 18396.4576 | 18396.4576 | 18396.4576 | 18396.4576 | 18396.4576 | 18396.4576 | 18396.4576 | 18396.4576 | 18396.4576 | 18396.4576 | 18396.4576 | 18396.4576 | 18396.4576 | 18396.4576 | 18396.4576 | 18396.4576 | 18396.4576 | 18396.4576 | 18396.4576 | 18396.4576 | 18396.4576 | 18396.4576
|  | 21-50 HP | 56988.557 | 56988.557 | 56988.557 | 56988.557 | 56988.557 | 56988.557 | 56988.557 | 56988.557 | 56988.557 | 56988.557 | 56988.557 | 56988.557 | 56988.557 | 56988.557 | 56988.557 | 56988.557 | 56988.557 | 56988.557 | 56988.557 | 56988.557 | 56988.557 | 56988.557 | 56988.557 | 56988.557 | 56988.557 | 56988.557 | 56988.557 | 56988.557 | 56988.557 | 56988.557 | 56988.557 | 56988.557 | 56988.557 | 56988.557 | 56988.557 | 56988.557 | 56988.557 | 56988.557 | 56988.557 | 56988.557 | 56988.557 | 56988.557 | 56988.557 | 56988.557 | 56988.557 | 56988.557 | 56988.557 | 56988.557 | 56988.557 | 56988.557 | 56988.557 | 56988.557 | 56988.557 | 56988.557 | 56988.557 | 56988.557 | 56988.557 | 56988.557 | 56988.557
|  | 51-100 HP | 154389.4114 | 154389.4114 | 154389.4114 | 154389.4114 | 154389.4114 | 154389.4114 | 154389.4114 | 154389.4114 | 154389.4114 | 154389.4114 | 154389.4114 | 154389.4114 | 154389.4114 | 154389.4114 | 154389.4114 | 154389.4114 | 154389.4114 | 154389.4114 | 154389.4114 | 154389.4114 | 154389.4114 | 154389.4114 | 154389.4114 | 154389.4114 | 154389.4114 | 154389.4114 | 154389.4114 | 154389.4114 | 154389.4114 | 154389.4114 | 154389.4114 | 154389.4114 | 154389.4114 | 154389.4114 | 154389.4114 | 154389.4114 | 154389.4114 | 154389.4114 | 154389.4114 | 154389.4114 | 154389.4114 | 154389.4114 | 154389.4114 | 154389.4114 | 154389.4114 | 154389.4114 | 154389.4114 | 154389.4114 | 154389.4114 | 154389.4114 | 154389.4114 | 154389.4114 | 154389.4114 | 154389.4114 | 154389.4114 | 154389.4114 | 154389.4114 | 154389.4114 | 154389.4114
|  | 101-200 HP | 310401.3471 | 310401.3471 | 310401.3471 | 310401.3471 | 310401.3471 | 310401.3471 | 310401.3471 | 310401.3471 | 310401.3471 | 310401.3471 | 310401.3471 | 310401.3471 | 310401.3471 | 310401.3471 | 310401.3471 | 310401.3471 | 310401.3471 | 310401.3471 | 310401.3471 | 310401.3471 | 310401.3471 | 310401.3471 | 310401.3471 | 310401.3471 | 310401.3471 | 310401.3471 | 310401.3471 | 310401.3471 | 310401.3471 | 310401.3471 | 310401.3471 | 310401.3471 | 310401.3471 | 310401.3471 | 310401.3471 | 310401.3471 | 310401.3471 | 310401.3471 | 310401.3471 | 310401.3471 | 310401.3471 | 310401.3471 | 310401.3471 | 310401.3471 | 310401.3471 | 310401.3471 | 310401.3471 | 310401.3471 | 310401.3471 | 310401.3471 | 310401.3471 | 310401.3471 | 310401.3471 | 310401.3471 | 310401.3471 | 310401.3471 | 310401.3471 | 310401.3471 | 310401.3471
|  | 201-500 HP | 888047.099 | 888047.099 | 888047.099 | 888047.099 | 888047.099 | 888047.099 | 888047.099 | 888047.099 | 888047.099 | 888047.099 | 888047.099 | 888047.099 | 888047.099 | 888047.099 | 888047.099 | 888047.099 | 888047.099 | 888047.099 | 888047.099 | 888047.099 | 888047.099 | 888047.099 | 888047.099 | 888047.099 | 888047.099 | 888047.099 | 888047.099 | 888047.099 | 888047.099 | 888047.099 | 888047.099 | 888047.099 | 888047.099 | 888047.099 | 888047.099 | 888047.099 | 888047.099 | 888047.099 | 888047.099 | 888047.099 | 888047.099 | 888047.099 | 888047.099 | 888047.099 | 888047.099 | 888047.099 | 888047.099 | 888047.099 | 888047.099 | 888047.099 | 888047.099 | 888047.099 | 888047.099 | 888047.099 | 888047.099 | 888047.099 | 888047.099 | 888047.099 | 888047.099
|  | Average pre-case UEC | 21771.3315 | 21771.3315 | 21771.3315 | 21771.3315 | 21771.3315 | 21771.3315 | 21771.3315 | 21771.3315 | 21771.3315 | 21771.3315 | 21771.3315 | 21771.3315 | 21771.3315 | 21771.3315 | 21771.3315 | 21771.3315 | 21771.3315 | 21771.3315 | 21771.3315 | 21771.3315 | 21771.3315 | 21771.3315 | 21771.3315 | 21771.3315 | 21771.3315 | 21771.3315 | 21771.3315 | 21771.3315 | 21771.3315 | 21771.3315 | 21767.0312 | 21762.7385 | 21758.4532 | 21754.1753 | 21749.9049 | 21745.6419 | 21741.3864 | 21737.1382 | 21732.8974 | 21728.6639 | 21724.4377 | 21720.2189 | 21716.0074 | 21711.8031 | 21707.606 | 21703.4162 | 21699.2337 | 21695.0583 | 21690.8901 | 21686.729 | 21682.5751 | 21678.4283 | 21674.2886 | 21670.156 | 21666.0305 | 21661.912 | 21657.8005 | 21653.6961 | 21649.5986
Post-case Installed Unit Energy Consumption by Product Class Weighted by Vintage
|  | Year | 1976 | 1977 | 1978 | 1979 | 1980 | 1981 | 1982 | 1983 | 1984 | 1985 | 1986 | 1987 | 1988 | 1989 | 1990 | 1991 | 1992 | 1993 | 1994 | 1995 | 1996 | 1997 | 1998 | 1999 | 2000 | 2001 | 2002 | 2003 | 2004 | 2005 | 2006 | 2007 | 2008 | 2009 | 2010 | 2011 | 2012 | 2013 | 2014 | 2015 | 2016 | 2017 | 2018 | 2019 | 2020 | 2021 | 2022 | 2023 | 2024 | 2025 | 2026 | 2027 | 2028 | 2029 | 2030 | 2031 | 2032 | 2033 | 2034
|  | 1-5 HP | 2822.2662 | 2822.2662 | 2822.2662 | 2822.2662 | 2822.2662 | 2822.2662 | 2822.2662 | 2822.2662 | 2822.2662 | 2822.2662 | 2822.2662 | 2822.2662 | 2822.2662 | 2822.2662 | 2822.2662 | 2822.2662 | 2822.2662 | 2822.2662 | 2822.2662 | 2822.2662 | 2822.2662 | 2822.2662 | 2822.2662 | 2822.2662 | 2822.2662 | 2822.2662 | 2822.2662 | 2822.2662 | 2822.2662 | 2822.2662 | 2822.2662 | 2822.2662 | 2822.2662 | 2822.2662 | 2822.2662 | 2816.3822 | 2810.5095 | 2804.6478 | 2798.7972 | 2792.9578 | 2787.1293 | 2781.3119 | 2775.5055 | 2769.71 | 2764.2947 | 2759.1435 | 2753.4849 | 2747.0012 | 2740.9691 | 2735.1406 | 2729.3229 | 2723.5162 | 2723.5162 | 2723.5162 | 2723.5162 | 2723.5162 | 2723.5162 | 2723.5162 | 2723.5162
|  | 6-20 HP | 18396.4576 | 18396.4576 | 18396.4576 | 18396.4576 | 18396.4576 | 18396.4576 | 18396.4576 | 18396.4576 | 18396.4576 | 18396.4576 | 18396.4576 | 18396.4576 | 18396.4576 | 18396.4576 | 18396.4576 | 18396.4576 | 18396.4576 | 18396.4576 | 18396.4576 | 18396.4576 | 18396.4576 | 18396.4576 | 18396.4576 | 18396.4576 | 18396.4576 | 18396.4576 | 18396.4576 | 18396.4576 | 18396.4576 | 18396.4576 | 18396.4576 | 18396.4576 | 18396.4576 | 18396.4576 | 18396.4576 | 18370.1745 | 18343.9402 | 18317.7546 | 18291.6177 | 18265.5292 | 18239.489 | 18213.4971 | 18187.5532 | 18161.6573 | 18135.8092 | 18110.0087 | 18084.2558 | 18058.3492 | 18029.7923 | 17997.0836 | 17969.543 | 17943.5503 | 17917.6052 | 17891.7076 | 17891.7076 | 17891.7076 | 17891.7076 | 17891.7076 | 17891.7076
|  | 21-50 HP | 56988.557 | 56988.557 | 56988.557 | 56988.557 | 56988.557 | 56988.557 | 56988.557 | 56988.557 | 56988.557 | 56988.557 | 56988.557 | 56988.557 | 56988.557 | 56988.557 | 56988.557 | 56988.557 | 56988.557 | 56988.557 | 56988.557 | 56988.557 | 56988.557 | 56988.557 | 56988.557 | 56988.557 | 56988.557 | 56988.557 | 56988.557 | 56988.557 | 56988.557 | 56988.557 | 56988.557 | 56988.557 | 56988.557 | 56988.557 | 56988.557 | 56935.3307 | 56882.1901 | 56829.1352 | 56776.1657 | 56723.2814 | 56670.4821 | 56617.7676 | 56565.1377 | 56512.5922 | 56460.1309 | 56407.7536 | 56355.46 | 56303.2501 | 56251.1235 | 56199.0801 | 56146.6861 | 56088.6826 | 56022.3732 | 55967.0754 | 55914.4857 | 55861.9797 | 55809.557 | 55809.557 | 55809.557
|  | 51-100 HP | 154389.4114 | 154389.4114 | 154389.4114 | 154389.4114 | 154389.4114 | 154389.4114 | 154389.4114 | 154389.4114 | 154389.4114 | 154389.4114 | 154389.4114 | 154389.4114 | 154389.4114 | 154389.4114 | 154389.4114 | 154389.4114 | 154389.4114 | 154389.4114 | 154389.4114 | 154389.4114 | 154389.4114 | 154389.4114 | 154389.4114 | 154389.4114 | 154389.4114 | 154389.4114 | 154389.4114 | 154389.4114 | 154389.4114 | 154389.4114 | 154389.4114 | 154389.4114 | 154389.4114 | 154389.4114 | 154389.4114 | 154317.4055 | 154245.4734 | 154173.6148 | 154101.8297 | 154030.118 | 153958.4796 | 153886.9142 | 153815.422 | 153744.0026 | 153672.6561 | 153601.3822 | 153530.181 | 153459.0522 | 153387.9958 | 153317.0116 | 153246.0996 | 153175.2596 | 153104.4915 | 153033.7953 | 152963.1708 | 152892.6178 | 152827.6006 | 152757.2425 | 152685.0833
|  | 101-200 HP | 310401.3471 | 310401.3471 | 310401.3471 | 310401.3471 | 310401.3471 | 310401.3471 | 310401.3471 | 310401.3471 | 310401.3471 | 310401.3471 | 310401.3471 | 310401.3471 | 310401.3471 | 310401.3471 | 310401.3471 | 310401.3471 | 310401.3471 | 310401.3471 | 310401.3471 | 310401.3471 | 310401.3471 | 310401.3471 | 310401.3471 | 310401.3471 | 310401.3471 | 310401.3471 | 310401.3471 | 310401.3471 | 310401.3471 | 310401.3471 | 310401.3471 | 310401.3471 | 310401.3471 | 310401.3471 | 310401.3471 | 310294.311 | 310187.3984 | 310080.6091 | 309973.9431 | 309867.3999 | 309760.9795 | 309654.6816 | 309548.506 | 309442.4526 | 309336.5209 | 309230.711 | 309125.0225 | 309019.4553 | 308914.0091 | 308808.6838 | 308703.4791 | 308598.3948 | 308493.4308 | 308388.5867 | 308283.8625 | 308187.8037 | 308094.2259 | 307989.9866 | 307871.2325
|  | 201-500 HP | 888047.099 | 888047.099 | 888047.099 | 888047.099 | 888047.099 | 888047.099 | 888047.099 | 888047.099 | 888047.099 | 888047.099 | 888047.099 | 888047.099 | 888047.099 | 888047.099 | 888047.099 | 888047.099 | 888047.099 | 888047.099 | 888047.099 | 888047.099 | 888047.099 | 888047.099 | 888047.099 | 888047.099 | 888047.099 | 888047.099 | 888047.099 | 888047.099 | 888047.099 | 888047.099 | 888047.099 | 888047.099 | 888047.099 | 888047.099 | 888047.099 | 887428.5332 | 886810.657 | 886193.4693 | 885576.9688 | 884961.1546 | 884346.0253 | 883731.5799 | 883117.8173 | 882504.7363 | 881892.3357 | 881280.6144 | 880669.5713 | 880059.2054 | 879449.5153 | 878840.5001 | 878232.1586 | 877624.4897 | 877017.4922 | 876411.1652 | 875805.5073 | 875200.5176 | 874646.1436 | 874105.3942 | 873502.5916
|  | Average post-case UEC | 21771.3315 | 21771.3315 | 21771.3315 | 21771.3315 | 21771.3315 | 21771.3315 | 21771.3315 | 21771.3315 | 21771.3315 | 21771.3315 | 21771.3315 | 21771.3315 | 21771.3315 | 21771.3315 | 21771.3315 | 21771.3315 | 21771.3315 | 21771.3315 | 21771.3315 | 21771.3315 | 21771.3315 | 21771.3315 | 21771.3315 | 21771.3315 | 21771.3315 | 21771.3315 | 21771.3315 | 21771.3315 | 21771.3315 | 21771.3315 | 21767.0312 | 21762.7385 | 21758.4532 | 21754.1753 | 21749.9049 | 21726.1291 | 21702.396 | 21678.7055 | 21655.0575 | 21631.452 | 21607.8887 | 21584.3676 | 21560.8886 | 21537.4515 | 21514.2958 | 21491.3461 | 21468.1018 | 21444.3075 | 21420.1809 | 21395.1937 | 21371.473 | 21347.8042 | 21327.4122 | 21307.7389 | 21294.5867 | 21281.5608 | 21268.9477 | 21259.4076 | 21249.3913

## Installed UEC 1-5HP
Installed Units by Year by Vintage (linked to Stock Model)
|  |  | 1 | 2 | 3 | 4 | 5 | 6 | 7 | 8 | 9 | 10 | 11 | 12 | 13 | 14 | 15 | 16 | 17 | 18 | 19 | 20 | 21 | 22 | 23 | 24 | 25 | 26 | 27 | 28 | 29 | 30 | 31 | 32 | 33 | 34 | 35 | 36 | 37 | 38 | 39 | 40 | 41 | 42 | 43 | 44 | 45 | 46
Vintage
|  | 1988 | 1989 | 1990 | 1991 | 1992 | 1993 | 1994 | 1995 | 1996 | 1997 | 1998 | 1999 | 2000 | 2001 | 2002 | 2003 | 2004 | 2005 | 2006 | 2007 | 2008 | 2009 | 2010 | 2011 | 2012 | 2013 | 2014 | 2015 | 2016 | 2017 | 2018 | 2019 | 2020 | 2021 | 2022 | 2023 | 2024 | 2025 | 2026 | 2027 | 2028 | 2029 | 2030 | 2031 | 2032 | 2033 | 2034 | Total units | check
| 1988 | 0 | 0 | 0 | 0 | 0 | 0 | 0 | 0 | 0 | 0 | 0 | 0 | 0 | 0 | 0 | 0 | 0 | 0 | 0 | 0 | 0 | 0 | 0 | 0 | 0 | 0 | 0 | 0 | 0 | 0 | 0 | 0 | 0 | 0 | 0 | 0 | 0 | 0 | 0 | 0 | 0 | 0 | 0 | 0 | 0 | 0 | 0 | 0 | OK
Year | 1989 | 0 | 50596.0579 | 0 | 0 | 0 | 0 | 0 | 0 | 0 | 0 | 0 | 0 | 0 | 0 | 0 | 0 | 0 | 0 | 0 | 0 | 0 | 0 | 0 | 0 | 0 | 0 | 0 | 0 | 0 | 0 | 0 | 0 | 0 | 0 | 0 | 0 | 0 | 0 | 0 | 0 | 0 | 0 | 0 | 0 | 0 | 0 | 0 | 50596.0579 | OK
| 1990 | 0 | 50596.0579 | 50596.0579 | 0 | 0 | 0 | 0 | 0 | 0 | 0 | 0 | 0 | 0 | 0 | 0 | 0 | 0 | 0 | 0 | 0 | 0 | 0 | 0 | 0 | 0 | 0 | 0 | 0 | 0 | 0 | 0 | 0 | 0 | 0 | 0 | 0 | 0 | 0 | 0 | 0 | 0 | 0 | 0 | 0 | 0 | 0 | 0 | 101192.1158 | OK
| 1991 | 0 | 50596.0579 | 50596.0579 | 50596.0579 | 0 | 0 | 0 | 0 | 0 | 0 | 0 | 0 | 0 | 0 | 0 | 0 | 0 | 0 | 0 | 0 | 0 | 0 | 0 | 0 | 0 | 0 | 0 | 0 | 0 | 0 | 0 | 0 | 0 | 0 | 0 | 0 | 0 | 0 | 0 | 0 | 0 | 0 | 0 | 0 | 0 | 0 | 0 | 151788.1737 | OK
| 1992 | 0 | 50596.0579 | 50596.0579 | 50596.0579 | 50596.0579 | 0 | 0 | 0 | 0 | 0 | 0 | 0 | 0 | 0 | 0 | 0 | 0 | 0 | 0 | 0 | 0 | 0 | 0 | 0 | 0 | 0 | 0 | 0 | 0 | 0 | 0 | 0 | 0 | 0 | 0 | 0 | 0 | 0 | 0 | 0 | 0 | 0 | 0 | 0 | 0 | 0 | 0 | 202384.2316 | OK
| 1993 | 0 | 50596.0579 | 50596.0579 | 50596.0579 | 50596.0579 | 50596.0579 | 0 | 0 | 0 | 0 | 0 | 0 | 0 | 0 | 0 | 0 | 0 | 0 | 0 | 0 | 0 | 0 | 0 | 0 | 0 | 0 | 0 | 0 | 0 | 0 | 0 | 0 | 0 | 0 | 0 | 0 | 0 | 0 | 0 | 0 | 0 | 0 | 0 | 0 | 0 | 0 | 0 | 252980.2895 | OK
| 1994 | 0 | 50596.0579 | 50596.0579 | 50596.0579 | 50596.0579 | 50596.0579 | 50596.0579 | 0 | 0 | 0 | 0 | 0 | 0 | 0 | 0 | 0 | 0 | 0 | 0 | 0 | 0 | 0 | 0 | 0 | 0 | 0 | 0 | 0 | 0 | 0 | 0 | 0 | 0 | 0 | 0 | 0 | 0 | 0 | 0 | 0 | 0 | 0 | 0 | 0 | 0 | 0 | 0 | 303576.3474 | OK
| 1995 | 0 | 50596.0579 | 50596.0579 | 50596.0579 | 50596.0579 | 50596.0579 | 50596.0579 | 50596.0579 | 0 | 0 | 0 | 0 | 0 | 0 | 0 | 0 | 0 | 0 | 0 | 0 | 0 | 0 | 0 | 0 | 0 | 0 | 0 | 0 | 0 | 0 | 0 | 0 | 0 | 0 | 0 | 0 | 0 | 0 | 0 | 0 | 0 | 0 | 0 | 0 | 0 | 0 | 0 | 354172.4053 | OK
| 1996 | 0 | 50596.0579 | 50596.0579 | 50596.0579 | 50596.0579 | 50596.0579 | 50596.0579 | 50596.0579 | 50596.0579 | 0 | 0 | 0 | 0 | 0 | 0 | 0 | 0 | 0 | 0 | 0 | 0 | 0 | 0 | 0 | 0 | 0 | 0 | 0 | 0 | 0 | 0 | 0 | 0 | 0 | 0 | 0 | 0 | 0 | 0 | 0 | 0 | 0 | 0 | 0 | 0 | 0 | 0 | 404768.4632 | OK
| 1997 | 0 | 50596.0579 | 50596.0579 | 50596.0579 | 50596.0579 | 50596.0579 | 50596.0579 | 50596.0579 | 50596.0579 | 50596.0579 | 0 | 0 | 0 | 0 | 0 | 0 | 0 | 0 | 0 | 0 | 0 | 0 | 0 | 0 | 0 | 0 | 0 | 0 | 0 | 0 | 0 | 0 | 0 | 0 | 0 | 0 | 0 | 0 | 0 | 0 | 0 | 0 | 0 | 0 | 0 | 0 | 0 | 455364.5211 | OK
| 1998 | 0 | 50596.0579 | 50596.0579 | 50596.0579 | 50596.0579 | 50596.0579 | 50596.0579 | 50596.0579 | 50596.0579 | 50596.0579 | 50596.0579 | 0 | 0 | 0 | 0 | 0 | 0 | 0 | 0 | 0 | 0 | 0 | 0 | 0 | 0 | 0 | 0 | 0 | 0 | 0 | 0 | 0 | 0 | 0 | 0 | 0 | 0 | 0 | 0 | 0 | 0 | 0 | 0 | 0 | 0 | 0 | 0 | 505960.579 | OK
| 1999 | 0 | 50596.0579 | 50596.0579 | 50596.0579 | 50596.0579 | 50596.0579 | 50596.0579 | 50596.0579 | 50596.0579 | 50596.0579 | 50596.0579 | 50596.0579 | 0 | 0 | 0 | 0 | 0 | 0 | 0 | 0 | 0 | 0 | 0 | 0 | 0 | 0 | 0 | 0 | 0 | 0 | 0 | 0 | 0 | 0 | 0 | 0 | 0 | 0 | 0 | 0 | 0 | 0 | 0 | 0 | 0 | 0 | 0 | 556556.6369 | OK
| 2000 | 0 | 50596.0579 | 50596.0579 | 50596.0579 | 50596.0579 | 50596.0579 | 50596.0579 | 50596.0579 | 50596.0579 | 50596.0579 | 50596.0579 | 50596.0579 | 50596.0579 | 0 | 0 | 0 | 0 | 0 | 0 | 0 | 0 | 0 | 0 | 0 | 0 | 0 | 0 | 0 | 0 | 0 | 0 | 0 | 0 | 0 | 0 | 0 | 0 | 0 | 0 | 0 | 0 | 0 | 0 | 0 | 0 | 0 | 0 | 607152.6948 | OK
| 2001 | 0 | 50596.0579 | 50596.0579 | 50596.0579 | 50596.0579 | 50596.0579 | 50596.0579 | 50596.0579 | 50596.0579 | 50596.0579 | 50596.0579 | 50596.0579 | 50596.0579 | 50596.0579 | 0 | 0 | 0 | 0 | 0 | 0 | 0 | 0 | 0 | 0 | 0 | 0 | 0 | 0 | 0 | 0 | 0 | 0 | 0 | 0 | 0 | 0 | 0 | 0 | 0 | 0 | 0 | 0 | 0 | 0 | 0 | 0 | 0 | 657748.7527 | OK
| 2002 | 0 | 50596.0579 | 50596.0579 | 50596.0579 | 50596.0579 | 50596.0579 | 50596.0579 | 50596.0579 | 50596.0579 | 50596.0579 | 50596.0579 | 50596.0579 | 50596.0579 | 50596.0579 | 50596.0579 | 0 | 0 | 0 | 0 | 0 | 0 | 0 | 0 | 0 | 0 | 0 | 0 | 0 | 0 | 0 | 0 | 0 | 0 | 0 | 0 | 0 | 0 | 0 | 0 | 0 | 0 | 0 | 0 | 0 | 0 | 0 | 0 | 708344.8106 | OK
| 2003 | 0 | 50596.0579 | 50596.0579 | 50596.0579 | 50596.0579 | 50596.0579 | 50596.0579 | 50596.0579 | 50596.0579 | 50596.0579 | 50596.0579 | 50596.0579 | 50596.0579 | 50596.0579 | 50596.0579 | 45052.6011 | 0 | 0 | 0 | 0 | 0 | 0 | 0 | 0 | 0 | 0 | 0 | 0 | 0 | 0 | 0 | 0 | 0 | 0 | 0 | 0 | 0 | 0 | 0 | 0 | 0 | 0 | 0 | 0 | 0 | 0 | 0 | 753397.4117 | OK
| 2004 | 0 | 50596.0579 | 50596.0579 | 50596.0579 | 50596.0579 | 50596.0579 | 50596.0579 | 50596.0579 | 50596.0579 | 50596.0579 | 50596.0579 | 50596.0579 | 50596.0579 | 50596.0579 | 50596.0579 | 45052.6011 | 45582.2781 | 0 | 0 | 0 | 0 | 0 | 0 | 0 | 0 | 0 | 0 | 0 | 0 | 0 | 0 | 0 | 0 | 0 | 0 | 0 | 0 | 0 | 0 | 0 | 0 | 0 | 0 | 0 | 0 | 0 | 0 | 798979.6898 | OK
| 2005 | 0 | 50596.0579 | 50596.0579 | 50596.0579 | 50596.0579 | 50596.0579 | 50596.0579 | 50596.0579 | 50596.0579 | 50596.0579 | 50596.0579 | 50596.0579 | 50596.0579 | 50596.0579 | 50596.0579 | 45052.6011 | 45582.2781 | 51860.9593 | 0 | 0 | 0 | 0 | 0 | 0 | 0 | 0 | 0 | 0 | 0 | 0 | 0 | 0 | 0 | 0 | 0 | 0 | 0 | 0 | 0 | 0 | 0 | 0 | 0 | 0 | 0 | 0 | 0 | 850840.6492 | OK
| 2006 | 0 | 0 | 50596.0579 | 50596.0579 | 50596.0579 | 50596.0579 | 50596.0579 | 50596.0579 | 50596.0579 | 50596.0579 | 50596.0579 | 50596.0579 | 50596.0579 | 50596.0579 | 50596.0579 | 45052.6011 | 45582.2781 | 51860.9593 | 58564.937 | 0 | 0 | 0 | 0 | 0 | 0 | 0 | 0 | 0 | 0 | 0 | 0 | 0 | 0 | 0 | 0 | 0 | 0 | 0 | 0 | 0 | 0 | 0 | 0 | 0 | 0 | 0 | 0 | 858809.5283 | OK
| 2007 | 0 | 0 | 0 | 50596.0579 | 50596.0579 | 50596.0579 | 50596.0579 | 50596.0579 | 50596.0579 | 50596.0579 | 50596.0579 | 50596.0579 | 50596.0579 | 50596.0579 | 50596.0579 | 45052.6011 | 45582.2781 | 51860.9593 | 58564.937 | 51415.967 | 0 | 0 | 0 | 0 | 0 | 0 | 0 | 0 | 0 | 0 | 0 | 0 | 0 | 0 | 0 | 0 | 0 | 0 | 0 | 0 | 0 | 0 | 0 | 0 | 0 | 0 | 0 | 859629.4374 | OK
| 2008 | 0 | 0 | 0 | 0 | 50596.0579 | 50596.0579 | 50596.0579 | 50596.0579 | 50596.0579 | 50596.0579 | 50596.0579 | 50596.0579 | 50596.0579 | 50596.0579 | 50596.0579 | 45052.6011 | 45582.2781 | 51860.9593 | 58564.937 | 51415.967 | 51415.967 | 0 | 0 | 0 | 0 | 0 | 0 | 0 | 0 | 0 | 0 | 0 | 0 | 0 | 0 | 0 | 0 | 0 | 0 | 0 | 0 | 0 | 0 | 0 | 0 | 0 | 0 | 860449.3465 | OK
| 2009 | 0 | 0 | 0 | 0 | 0 | 50596.0579 | 50596.0579 | 50596.0579 | 50596.0579 | 50596.0579 | 50596.0579 | 50596.0579 | 50596.0579 | 50596.0579 | 50596.0579 | 45052.6011 | 45582.2781 | 51860.9593 | 58564.937 | 51415.967 | 51415.967 | 51415.967 | 0 | 0 | 0 | 0 | 0 | 0 | 0 | 0 | 0 | 0 | 0 | 0 | 0 | 0 | 0 | 0 | 0 | 0 | 0 | 0 | 0 | 0 | 0 | 0 | 0 | 861269.2556 | OK
| 2010 | 0 | 0 | 0 | 0 | 0 | 0 | 50596.0579 | 50596.0579 | 50596.0579 | 50596.0579 | 50596.0579 | 50596.0579 | 50596.0579 | 50596.0579 | 50596.0579 | 45052.6011 | 45582.2781 | 51860.9593 | 58564.937 | 51415.967 | 51415.967 | 51415.967 | 51415.967 | 0 | 0 | 0 | 0 | 0 | 0 | 0 | 0 | 0 | 0 | 0 | 0 | 0 | 0 | 0 | 0 | 0 | 0 | 0 | 0 | 0 | 0 | 0 | 0 | 862089.1647 | OK
| 2011 | 0 | 0 | 0 | 0 | 0 | 0 | 0 | 50596.0579 | 50596.0579 | 50596.0579 | 50596.0579 | 50596.0579 | 50596.0579 | 50596.0579 | 50596.0579 | 45052.6011 | 45582.2781 | 51860.9593 | 58564.937 | 51415.967 | 51415.967 | 51415.967 | 51415.967 | 51415.967 | 0 | 0 | 0 | 0 | 0 | 0 | 0 | 0 | 0 | 0 | 0 | 0 | 0 | 0 | 0 | 0 | 0 | 0 | 0 | 0 | 0 | 0 | 0 | 862909.0739 | OK
| 2012 | 0 | 0 | 0 | 0 | 0 | 0 | 0 | 0 | 50596.0579 | 50596.0579 | 50596.0579 | 50596.0579 | 50596.0579 | 50596.0579 | 50596.0579 | 45052.6011 | 45582.2781 | 51860.9593 | 58564.937 | 51415.967 | 51415.967 | 51415.967 | 51415.967 | 51415.967 | 51415.967 | 0 | 0 | 0 | 0 | 0 | 0 | 0 | 0 | 0 | 0 | 0 | 0 | 0 | 0 | 0 | 0 | 0 | 0 | 0 | 0 | 0 | 0 | 863728.983 | OK
| 2013 | 0 | 0 | 0 | 0 | 0 | 0 | 0 | 0 | 0 | 50596.0579 | 50596.0579 | 50596.0579 | 50596.0579 | 50596.0579 | 50596.0579 | 45052.6011 | 45582.2781 | 51860.9593 | 58564.937 | 51415.967 | 51415.967 | 51415.967 | 51415.967 | 51415.967 | 51415.967 | 51415.967 | 0 | 0 | 0 | 0 | 0 | 0 | 0 | 0 | 0 | 0 | 0 | 0 | 0 | 0 | 0 | 0 | 0 | 0 | 0 | 0 | 0 | 864548.8921 | OK
| 2014 | 0 | 0 | 0 | 0 | 0 | 0 | 0 | 0 | 0 | 0 | 50596.0579 | 50596.0579 | 50596.0579 | 50596.0579 | 50596.0579 | 45052.6011 | 45582.2781 | 51860.9593 | 58564.937 | 51415.967 | 51415.967 | 51415.967 | 51415.967 | 51415.967 | 51415.967 | 51415.967 | 51415.967 | 0 | 0 | 0 | 0 | 0 | 0 | 0 | 0 | 0 | 0 | 0 | 0 | 0 | 0 | 0 | 0 | 0 | 0 | 0 | 0 | 865368.8012 | OK
| 2015 | 0 | 0 | 0 | 0 | 0 | 0 | 0 | 0 | 0 | 0 | 0 | 50596.0579 | 50596.0579 | 50596.0579 | 50596.0579 | 45052.6011 | 45582.2781 | 51860.9593 | 58564.937 | 51415.967 | 51415.967 | 51415.967 | 51415.967 | 51415.967 | 51415.967 | 51415.967 | 51415.967 | 51415.967 | 0 | 0 | 0 | 0 | 0 | 0 | 0 | 0 | 0 | 0 | 0 | 0 | 0 | 0 | 0 | 0 | 0 | 0 | 0 | 866188.7103 | OK
| 2016 | 0 | 0 | 0 | 0 | 0 | 0 | 0 | 0 | 0 | 0 | 0 | 0 | 50596.0579 | 50596.0579 | 50596.0579 | 45052.6011 | 45582.2781 | 51860.9593 | 58564.937 | 51415.967 | 51415.967 | 51415.967 | 51415.967 | 51415.967 | 51415.967 | 51415.967 | 51415.967 | 51415.967 | 51415.967 | 0 | 0 | 0 | 0 | 0 | 0 | 0 | 0 | 0 | 0 | 0 | 0 | 0 | 0 | 0 | 0 | 0 | 0 | 867008.6195 | OK
| 2017 | 0 | 0 | 0 | 0 | 0 | 0 | 0 | 0 | 0 | 0 | 0 | 0 | 0 | 50596.0579 | 50596.0579 | 45052.6011 | 45582.2781 | 51860.9593 | 58564.937 | 51415.967 | 51415.967 | 51415.967 | 51415.967 | 51415.967 | 51415.967 | 51415.967 | 51415.967 | 51415.967 | 51415.967 | 51415.967 | 0 | 0 | 0 | 0 | 0 | 0 | 0 | 0 | 0 | 0 | 0 | 0 | 0 | 0 | 0 | 0 | 0 | 867828.5286 | OK
| 2018 | 0 | 0 | 0 | 0 | 0 | 0 | 0 | 0 | 0 | 0 | 0 | 0 | 0 | 0 | 50596.0579 | 45052.6011 | 45582.2781 | 51860.9593 | 58564.937 | 51415.967 | 51415.967 | 51415.967 | 51415.967 | 51415.967 | 51415.967 | 51415.967 | 51415.967 | 51415.967 | 51415.967 | 51415.967 | 51415.967 | 0 | 0 | 0 | 0 | 0 | 0 | 0 | 0 | 0 | 0 | 0 | 0 | 0 | 0 | 0 | 0 | 868648.4377 | OK
| 2019 | 0 | 0 | 0 | 0 | 0 | 0 | 0 | 0 | 0 | 0 | 0 | 0 | 0 | 0 | 0 | 45052.6011 | 45582.2781 | 51860.9593 | 58564.937 | 51415.967 | 51415.967 | 51415.967 | 51415.967 | 51415.967 | 51415.967 | 51415.967 | 51415.967 | 51415.967 | 51415.967 | 51415.967 | 51415.967 | 51415.967 | 0 | 0 | 0 | 0 | 0 | 0 | 0 | 0 | 0 | 0 | 0 | 0 | 0 | 0 | 0 | 869468.3468 | OK
| 2020 | 0 | 0 | 0 | 0 | 0 | 0 | 0 | 0 | 0 | 0 | 0 | 0 | 0 | 0 | 0 | 0 | 45582.2781 | 51860.9593 | 58564.937 | 51415.967 | 51415.967 | 51415.967 | 51415.967 | 51415.967 | 51415.967 | 51415.967 | 51415.967 | 51415.967 | 51415.967 | 51415.967 | 51415.967 | 51415.967 | 51415.967 | 0 | 0 | 0 | 0 | 0 | 0 | 0 | 0 | 0 | 0 | 0 | 0 | 0 | 0 | 875831.7127 | OK
| 2021 | 0 | 0 | 0 | 0 | 0 | 0 | 0 | 0 | 0 | 0 | 0 | 0 | 0 | 0 | 0 | 0 | 0 | 51860.9593 | 58564.937 | 51415.967 | 51415.967 | 51415.967 | 51415.967 | 51415.967 | 51415.967 | 51415.967 | 51415.967 | 51415.967 | 51415.967 | 51415.967 | 51415.967 | 51415.967 | 51415.967 | 45872.5102 | 0 | 0 | 0 | 0 | 0 | 0 | 0 | 0 | 0 | 0 | 0 | 0 | 0 | 876121.9448 | OK
| 2022 | 0 | 0 | 0 | 0 | 0 | 0 | 0 | 0 | 0 | 0 | 0 | 0 | 0 | 0 | 0 | 0 | 0 | 0 | 58564.937 | 51415.967 | 51415.967 | 51415.967 | 51415.967 | 51415.967 | 51415.967 | 51415.967 | 51415.967 | 51415.967 | 51415.967 | 51415.967 | 51415.967 | 51415.967 | 51415.967 | 45872.5102 | 46402.1872 | 0 | 0 | 0 | 0 | 0 | 0 | 0 | 0 | 0 | 0 | 0 | 0 | 870663.1727 | OK
| 2023 | 0 | 0 | 0 | 0 | 0 | 0 | 0 | 0 | 0 | 0 | 0 | 0 | 0 | 0 | 0 | 0 | 0 | 0 | 0 | 51415.967 | 51415.967 | 51415.967 | 51415.967 | 51415.967 | 51415.967 | 51415.967 | 51415.967 | 51415.967 | 51415.967 | 51415.967 | 51415.967 | 51415.967 | 51415.967 | 45872.5102 | 46402.1872 | 52680.8685 | 0 | 0 | 0 | 0 | 0 | 0 | 0 | 0 | 0 | 0 | 0 | 864779.1042 | OK
| 2024 | 0 | 0 | 0 | 0 | 0 | 0 | 0 | 0 | 0 | 0 | 0 | 0 | 0 | 0 | 0 | 0 | 0 | 0 | 0 | 0 | 51415.967 | 51415.967 | 51415.967 | 51415.967 | 51415.967 | 51415.967 | 51415.967 | 51415.967 | 51415.967 | 51415.967 | 51415.967 | 51415.967 | 51415.967 | 45872.5102 | 46402.1872 | 52680.8685 | 59384.8461 | 0 | 0 | 0 | 0 | 0 | 0 | 0 | 0 | 0 | 0 | 872747.9833 | OK
| 2025 | 0 | 0 | 0 | 0 | 0 | 0 | 0 | 0 | 0 | 0 | 0 | 0 | 0 | 0 | 0 | 0 | 0 | 0 | 0 | 0 | 0 | 51415.967 | 51415.967 | 51415.967 | 51415.967 | 51415.967 | 51415.967 | 51415.967 | 51415.967 | 51415.967 | 51415.967 | 51415.967 | 51415.967 | 45872.5102 | 46402.1872 | 52680.8685 | 59384.8461 | 52235.8761 | 0 | 0 | 0 | 0 | 0 | 0 | 0 | 0 | 0 | 873567.8924 | OK
| 2026 | 0 | 0 | 0 | 0 | 0 | 0 | 0 | 0 | 0 | 0 | 0 | 0 | 0 | 0 | 0 | 0 | 0 | 0 | 0 | 0 | 0 | 0 | 51415.967 | 51415.967 | 51415.967 | 51415.967 | 51415.967 | 51415.967 | 51415.967 | 51415.967 | 51415.967 | 51415.967 | 51415.967 | 45872.5102 | 46402.1872 | 52680.8685 | 59384.8461 | 52235.8761 | 52235.8761 | 0 | 0 | 0 | 0 | 0 | 0 | 0 | 0 | 874387.8015 | OK
| 2027 | 0 | 0 | 0 | 0 | 0 | 0 | 0 | 0 | 0 | 0 | 0 | 0 | 0 | 0 | 0 | 0 | 0 | 0 | 0 | 0 | 0 | 0 | 0 | 51415.967 | 51415.967 | 51415.967 | 51415.967 | 51415.967 | 51415.967 | 51415.967 | 51415.967 | 51415.967 | 51415.967 | 45872.5102 | 46402.1872 | 52680.8685 | 59384.8461 | 52235.8761 | 52235.8761 | 52235.8761 | 0 | 0 | 0 | 0 | 0 | 0 | 0 | 875207.7106 | OK
| 2028 | 0 | 0 | 0 | 0 | 0 | 0 | 0 | 0 | 0 | 0 | 0 | 0 | 0 | 0 | 0 | 0 | 0 | 0 | 0 | 0 | 0 | 0 | 0 | 0 | 51415.967 | 51415.967 | 51415.967 | 51415.967 | 51415.967 | 51415.967 | 51415.967 | 51415.967 | 51415.967 | 45872.5102 | 46402.1872 | 52680.8685 | 59384.8461 | 52235.8761 | 52235.8761 | 52235.8761 | 52235.8761 | 0 | 0 | 0 | 0 | 0 | 0 | 876027.6198 | OK
| 2029 | 0 | 0 | 0 | 0 | 0 | 0 | 0 | 0 | 0 | 0 | 0 | 0 | 0 | 0 | 0 | 0 | 0 | 0 | 0 | 0 | 0 | 0 | 0 | 0 | 0 | 51415.967 | 51415.967 | 51415.967 | 51415.967 | 51415.967 | 51415.967 | 51415.967 | 51415.967 | 45872.5102 | 46402.1872 | 52680.8685 | 59384.8461 | 52235.8761 | 52235.8761 | 52235.8761 | 52235.8761 | 52235.8761 | 0 | 0 | 0 | 0 | 0 | 876847.5289 | OK
| 2030 | 0 | 0 | 0 | 0 | 0 | 0 | 0 | 0 | 0 | 0 | 0 | 0 | 0 | 0 | 0 | 0 | 0 | 0 | 0 | 0 | 0 | 0 | 0 | 0 | 0 | 0 | 51415.967 | 51415.967 | 51415.967 | 51415.967 | 51415.967 | 51415.967 | 51415.967 | 45872.5102 | 46402.1872 | 52680.8685 | 59384.8461 | 52235.8761 | 52235.8761 | 52235.8761 | 52235.8761 | 52235.8761 | 52235.8761 | 0 | 0 | 0 | 0 | 877667.438 | OK
| 2031 | 0 | 0 | 0 | 0 | 0 | 0 | 0 | 0 | 0 | 0 | 0 | 0 | 0 | 0 | 0 | 0 | 0 | 0 | 0 | 0 | 0 | 0 | 0 | 0 | 0 | 0 | 0 | 51415.967 | 51415.967 | 51415.967 | 51415.967 | 51415.967 | 51415.967 | 45872.5102 | 46402.1872 | 52680.8685 | 59384.8461 | 52235.8761 | 52235.8761 | 52235.8761 | 52235.8761 | 52235.8761 | 52235.8761 | 52235.8761 | 0 | 0 | 0 | 878487.3471 | OK
| 2032 | 0 | 0 | 0 | 0 | 0 | 0 | 0 | 0 | 0 | 0 | 0 | 0 | 0 | 0 | 0 | 0 | 0 | 0 | 0 | 0 | 0 | 0 | 0 | 0 | 0 | 0 | 0 | 0 | 51415.967 | 51415.967 | 51415.967 | 51415.967 | 51415.967 | 45872.5102 | 46402.1872 | 52680.8685 | 59384.8461 | 52235.8761 | 52235.8761 | 52235.8761 | 52235.8761 | 52235.8761 | 52235.8761 | 52235.8761 | 52235.8761 | 0 | 0 | 879307.2562 | OK
| 2033 | 0 | 0 | 0 | 0 | 0 | 0 | 0 | 0 | 0 | 0 | 0 | 0 | 0 | 0 | 0 | 0 | 0 | 0 | 0 | 0 | 0 | 0 | 0 | 0 | 0 | 0 | 0 | 0 | 0 | 51415.967 | 51415.967 | 51415.967 | 51415.967 | 45872.5102 | 46402.1872 | 52680.8685 | 59384.8461 | 52235.8761 | 52235.8761 | 52235.8761 | 52235.8761 | 52235.8761 | 52235.8761 | 52235.8761 | 52235.8761 | 52235.8761 | 0 | 880127.1653 | OK
| 2034 | 0 | 0 | 0 | 0 | 0 | 0 | 0 | 0 | 0 | 0 | 0 | 0 | 0 | 0 | 0 | 0 | 0 | 0 | 0 | 0 | 0 | 0 | 0 | 0 | 0 | 0 | 0 | 0 | 0 | 0 | 51415.967 | 51415.967 | 51415.967 | 45872.5102 | 46402.1872 | 52680.8685 | 59384.8461 | 52235.8761 | 52235.8761 | 52235.8761 | 52235.8761 | 52235.8761 | 52235.8761 | 52235.8761 | 52235.8761 | 52235.8761 | 52235.8761 | 880947.0745 | OK
Vintage Distribution
|  | 1988 | 1989 | 1990 | 1991 | 1992 | 1993 | 1994 | 1995 | 1996 | 1997 | 1998 | 1999 | 2000 | 2001 | 2002 | 2003 | 2004 | 2005 | 2006 | 2007 | 2008 | 2009 | 2010 | 2011 | 2012 | 2013 | 2014 | 2015 | 2016 | 2017 | 2018 | 2019 | 2020 | 2021 | 2022 | 2023 | 2024 | 2025 | 2026 | 2027 | 2028 | 2029 | 2030 | 2031 | 2032 | 2033 | 2034 | Sum Check
| 1989 | 0% | 100% | 0% | 0% | 0% | 0% | 0% | 0% | 0% | 0% | 0% | 0% | 0% | 0% | 0% | 0% | 0% | 0% | 0% | 0% | 0% | 0% | 0% | 0% | 0% | 0% | 0% | 0% | 0% | 0% | 0% | 0% | 0% | 0% | 0% | 0% | 0% | 0% | 0% | 0% | 0% | 0% | 0% | 0% | 0% | 0% | 0% | 100%
| 1990 | 0% | 50% | 50% | 0% | 0% | 0% | 0% | 0% | 0% | 0% | 0% | 0% | 0% | 0% | 0% | 0% | 0% | 0% | 0% | 0% | 0% | 0% | 0% | 0% | 0% | 0% | 0% | 0% | 0% | 0% | 0% | 0% | 0% | 0% | 0% | 0% | 0% | 0% | 0% | 0% | 0% | 0% | 0% | 0% | 0% | 0% | 0% | 100%
| 1991 | 0% | 33.33% | 33.33% | 33.33% | 0% | 0% | 0% | 0% | 0% | 0% | 0% | 0% | 0% | 0% | 0% | 0% | 0% | 0% | 0% | 0% | 0% | 0% | 0% | 0% | 0% | 0% | 0% | 0% | 0% | 0% | 0% | 0% | 0% | 0% | 0% | 0% | 0% | 0% | 0% | 0% | 0% | 0% | 0% | 0% | 0% | 0% | 0% | 100%
| 1992 | 0% | 25% | 25% | 25% | 25% | 0% | 0% | 0% | 0% | 0% | 0% | 0% | 0% | 0% | 0% | 0% | 0% | 0% | 0% | 0% | 0% | 0% | 0% | 0% | 0% | 0% | 0% | 0% | 0% | 0% | 0% | 0% | 0% | 0% | 0% | 0% | 0% | 0% | 0% | 0% | 0% | 0% | 0% | 0% | 0% | 0% | 0% | 100%
| 1993 | 0% | 20% | 20% | 20% | 20% | 20% | 0% | 0% | 0% | 0% | 0% | 0% | 0% | 0% | 0% | 0% | 0% | 0% | 0% | 0% | 0% | 0% | 0% | 0% | 0% | 0% | 0% | 0% | 0% | 0% | 0% | 0% | 0% | 0% | 0% | 0% | 0% | 0% | 0% | 0% | 0% | 0% | 0% | 0% | 0% | 0% | 0% | 100%
| 1994 | 0% | 16.67% | 16.67% | 16.67% | 16.67% | 16.67% | 16.67% | 0% | 0% | 0% | 0% | 0% | 0% | 0% | 0% | 0% | 0% | 0% | 0% | 0% | 0% | 0% | 0% | 0% | 0% | 0% | 0% | 0% | 0% | 0% | 0% | 0% | 0% | 0% | 0% | 0% | 0% | 0% | 0% | 0% | 0% | 0% | 0% | 0% | 0% | 0% | 0% | 100%
| 1995 | 0% | 14.29% | 14.29% | 14.29% | 14.29% | 14.29% | 14.29% | 14.29% | 0% | 0% | 0% | 0% | 0% | 0% | 0% | 0% | 0% | 0% | 0% | 0% | 0% | 0% | 0% | 0% | 0% | 0% | 0% | 0% | 0% | 0% | 0% | 0% | 0% | 0% | 0% | 0% | 0% | 0% | 0% | 0% | 0% | 0% | 0% | 0% | 0% | 0% | 0% | 100%
| 1996 | 0% | 12.5% | 12.5% | 12.5% | 12.5% | 12.5% | 12.5% | 12.5% | 12.5% | 0% | 0% | 0% | 0% | 0% | 0% | 0% | 0% | 0% | 0% | 0% | 0% | 0% | 0% | 0% | 0% | 0% | 0% | 0% | 0% | 0% | 0% | 0% | 0% | 0% | 0% | 0% | 0% | 0% | 0% | 0% | 0% | 0% | 0% | 0% | 0% | 0% | 0% | 100%
| 1997 | 0% | 11.11% | 11.11% | 11.11% | 11.11% | 11.11% | 11.11% | 11.11% | 11.11% | 11.11% | 0% | 0% | 0% | 0% | 0% | 0% | 0% | 0% | 0% | 0% | 0% | 0% | 0% | 0% | 0% | 0% | 0% | 0% | 0% | 0% | 0% | 0% | 0% | 0% | 0% | 0% | 0% | 0% | 0% | 0% | 0% | 0% | 0% | 0% | 0% | 0% | 0% | 100%
| 1998 | 0% | 10% | 10% | 10% | 10% | 10% | 10% | 10% | 10% | 10% | 10% | 0% | 0% | 0% | 0% | 0% | 0% | 0% | 0% | 0% | 0% | 0% | 0% | 0% | 0% | 0% | 0% | 0% | 0% | 0% | 0% | 0% | 0% | 0% | 0% | 0% | 0% | 0% | 0% | 0% | 0% | 0% | 0% | 0% | 0% | 0% | 0% | 100%
| 1999 | 0% | 9.091% | 9.091% | 9.091% | 9.091% | 9.091% | 9.091% | 9.091% | 9.091% | 9.091% | 9.091% | 9.091% | 0% | 0% | 0% | 0% | 0% | 0% | 0% | 0% | 0% | 0% | 0% | 0% | 0% | 0% | 0% | 0% | 0% | 0% | 0% | 0% | 0% | 0% | 0% | 0% | 0% | 0% | 0% | 0% | 0% | 0% | 0% | 0% | 0% | 0% | 0% | 100%
| 2000 | 0% | 8.333% | 8.333% | 8.333% | 8.333% | 8.333% | 8.333% | 8.333% | 8.333% | 8.333% | 8.333% | 8.333% | 8.333% | 0% | 0% | 0% | 0% | 0% | 0% | 0% | 0% | 0% | 0% | 0% | 0% | 0% | 0% | 0% | 0% | 0% | 0% | 0% | 0% | 0% | 0% | 0% | 0% | 0% | 0% | 0% | 0% | 0% | 0% | 0% | 0% | 0% | 0% | 100%
| 2001 | 0% | 7.692% | 7.692% | 7.692% | 7.692% | 7.692% | 7.692% | 7.692% | 7.692% | 7.692% | 7.692% | 7.692% | 7.692% | 7.692% | 0% | 0% | 0% | 0% | 0% | 0% | 0% | 0% | 0% | 0% | 0% | 0% | 0% | 0% | 0% | 0% | 0% | 0% | 0% | 0% | 0% | 0% | 0% | 0% | 0% | 0% | 0% | 0% | 0% | 0% | 0% | 0% | 0% | 100%
| 2002 | 0% | 7.143% | 7.143% | 7.143% | 7.143% | 7.143% | 7.143% | 7.143% | 7.143% | 7.143% | 7.143% | 7.143% | 7.143% | 7.143% | 7.143% | 0% | 0% | 0% | 0% | 0% | 0% | 0% | 0% | 0% | 0% | 0% | 0% | 0% | 0% | 0% | 0% | 0% | 0% | 0% | 0% | 0% | 0% | 0% | 0% | 0% | 0% | 0% | 0% | 0% | 0% | 0% | 0% | 100%
| 2003 | 0% | 6.716% | 6.716% | 6.716% | 6.716% | 6.716% | 6.716% | 6.716% | 6.716% | 6.716% | 6.716% | 6.716% | 6.716% | 6.716% | 6.716% | 5.98% | 0% | 0% | 0% | 0% | 0% | 0% | 0% | 0% | 0% | 0% | 0% | 0% | 0% | 0% | 0% | 0% | 0% | 0% | 0% | 0% | 0% | 0% | 0% | 0% | 0% | 0% | 0% | 0% | 0% | 0% | 0% | 100%
| 2004 | 0% | 6.333% | 6.333% | 6.333% | 6.333% | 6.333% | 6.333% | 6.333% | 6.333% | 6.333% | 6.333% | 6.333% | 6.333% | 6.333% | 6.333% | 5.639% | 5.705% | 0% | 0% | 0% | 0% | 0% | 0% | 0% | 0% | 0% | 0% | 0% | 0% | 0% | 0% | 0% | 0% | 0% | 0% | 0% | 0% | 0% | 0% | 0% | 0% | 0% | 0% | 0% | 0% | 0% | 0% | 100%
| 2005 | 0% | 5.947% | 5.947% | 5.947% | 5.947% | 5.947% | 5.947% | 5.947% | 5.947% | 5.947% | 5.947% | 5.947% | 5.947% | 5.947% | 5.947% | 5.295% | 5.357% | 6.095% | 0% | 0% | 0% | 0% | 0% | 0% | 0% | 0% | 0% | 0% | 0% | 0% | 0% | 0% | 0% | 0% | 0% | 0% | 0% | 0% | 0% | 0% | 0% | 0% | 0% | 0% | 0% | 0% | 0% | 100%
| 2006 | 0% | 0% | 5.891% | 5.891% | 5.891% | 5.891% | 5.891% | 5.891% | 5.891% | 5.891% | 5.891% | 5.891% | 5.891% | 5.891% | 5.891% | 5.246% | 5.308% | 6.039% | 6.819% | 0% | 0% | 0% | 0% | 0% | 0% | 0% | 0% | 0% | 0% | 0% | 0% | 0% | 0% | 0% | 0% | 0% | 0% | 0% | 0% | 0% | 0% | 0% | 0% | 0% | 0% | 0% | 0% | 100%
| 2007 | 0% | 0% | 0% | 5.886% | 5.886% | 5.886% | 5.886% | 5.886% | 5.886% | 5.886% | 5.886% | 5.886% | 5.886% | 5.886% | 5.886% | 5.241% | 5.303% | 6.033% | 6.813% | 5.981% | 0% | 0% | 0% | 0% | 0% | 0% | 0% | 0% | 0% | 0% | 0% | 0% | 0% | 0% | 0% | 0% | 0% | 0% | 0% | 0% | 0% | 0% | 0% | 0% | 0% | 0% | 0% | 100%
| 2008 | 0% | 0% | 0% | 0% | 5.88% | 5.88% | 5.88% | 5.88% | 5.88% | 5.88% | 5.88% | 5.88% | 5.88% | 5.88% | 5.88% | 5.236% | 5.297% | 6.027% | 6.806% | 5.975% | 5.975% | 0% | 0% | 0% | 0% | 0% | 0% | 0% | 0% | 0% | 0% | 0% | 0% | 0% | 0% | 0% | 0% | 0% | 0% | 0% | 0% | 0% | 0% | 0% | 0% | 0% | 0% | 100%
| 2009 | 0% | 0% | 0% | 0% | 0% | 5.875% | 5.875% | 5.875% | 5.875% | 5.875% | 5.875% | 5.875% | 5.875% | 5.875% | 5.875% | 5.231% | 5.292% | 6.021% | 6.8% | 5.97% | 5.97% | 5.97% | 0% | 0% | 0% | 0% | 0% | 0% | 0% | 0% | 0% | 0% | 0% | 0% | 0% | 0% | 0% | 0% | 0% | 0% | 0% | 0% | 0% | 0% | 0% | 0% | 0% | 100%
| 2010 | 0% | 0% | 0% | 0% | 0% | 0% | 5.869% | 5.869% | 5.869% | 5.869% | 5.869% | 5.869% | 5.869% | 5.869% | 5.869% | 5.226% | 5.287% | 6.016% | 6.793% | 5.964% | 5.964% | 5.964% | 5.964% | 0% | 0% | 0% | 0% | 0% | 0% | 0% | 0% | 0% | 0% | 0% | 0% | 0% | 0% | 0% | 0% | 0% | 0% | 0% | 0% | 0% | 0% | 0% | 0% | 100%
| 2011 | 0% | 0% | 0% | 0% | 0% | 0% | 0% | 5.863% | 5.863% | 5.863% | 5.863% | 5.863% | 5.863% | 5.863% | 5.863% | 5.221% | 5.282% | 6.01% | 6.787% | 5.958% | 5.958% | 5.958% | 5.958% | 5.958% | 0% | 0% | 0% | 0% | 0% | 0% | 0% | 0% | 0% | 0% | 0% | 0% | 0% | 0% | 0% | 0% | 0% | 0% | 0% | 0% | 0% | 0% | 0% | 100%
| 2012 | 0% | 0% | 0% | 0% | 0% | 0% | 0% | 0% | 5.858% | 5.858% | 5.858% | 5.858% | 5.858% | 5.858% | 5.858% | 5.216% | 5.277% | 6.004% | 6.78% | 5.953% | 5.953% | 5.953% | 5.953% | 5.953% | 5.953% | 0% | 0% | 0% | 0% | 0% | 0% | 0% | 0% | 0% | 0% | 0% | 0% | 0% | 0% | 0% | 0% | 0% | 0% | 0% | 0% | 0% | 0% | 100%
| 2013 | 0% | 0% | 0% | 0% | 0% | 0% | 0% | 0% | 0% | 5.852% | 5.852% | 5.852% | 5.852% | 5.852% | 5.852% | 5.211% | 5.272% | 5.999% | 6.774% | 5.947% | 5.947% | 5.947% | 5.947% | 5.947% | 5.947% | 5.947% | 0% | 0% | 0% | 0% | 0% | 0% | 0% | 0% | 0% | 0% | 0% | 0% | 0% | 0% | 0% | 0% | 0% | 0% | 0% | 0% | 0% | 100%
| 2014 | 0% | 0% | 0% | 0% | 0% | 0% | 0% | 0% | 0% | 0% | 5.847% | 5.847% | 5.847% | 5.847% | 5.847% | 5.206% | 5.267% | 5.993% | 6.768% | 5.942% | 5.942% | 5.942% | 5.942% | 5.942% | 5.942% | 5.942% | 5.942% | 0% | 0% | 0% | 0% | 0% | 0% | 0% | 0% | 0% | 0% | 0% | 0% | 0% | 0% | 0% | 0% | 0% | 0% | 0% | 0% | 100%
| 2015 | 0% | 0% | 0% | 0% | 0% | 0% | 0% | 0% | 0% | 0% | 0% | 5.841% | 5.841% | 5.841% | 5.841% | 5.201% | 5.262% | 5.987% | 6.761% | 5.936% | 5.936% | 5.936% | 5.936% | 5.936% | 5.936% | 5.936% | 5.936% | 5.936% | 0% | 0% | 0% | 0% | 0% | 0% | 0% | 0% | 0% | 0% | 0% | 0% | 0% | 0% | 0% | 0% | 0% | 0% | 0% | 100%
| 2016 | 0% | 0% | 0% | 0% | 0% | 0% | 0% | 0% | 0% | 0% | 0% | 0% | 5.836% | 5.836% | 5.836% | 5.196% | 5.257% | 5.982% | 6.755% | 5.93% | 5.93% | 5.93% | 5.93% | 5.93% | 5.93% | 5.93% | 5.93% | 5.93% | 5.93% | 0% | 0% | 0% | 0% | 0% | 0% | 0% | 0% | 0% | 0% | 0% | 0% | 0% | 0% | 0% | 0% | 0% | 0% | 100%
| 2017 | 0% | 0% | 0% | 0% | 0% | 0% | 0% | 0% | 0% | 0% | 0% | 0% | 0% | 5.83% | 5.83% | 5.191% | 5.252% | 5.976% | 6.748% | 5.925% | 5.925% | 5.925% | 5.925% | 5.925% | 5.925% | 5.925% | 5.925% | 5.925% | 5.925% | 5.925% | 0% | 0% | 0% | 0% | 0% | 0% | 0% | 0% | 0% | 0% | 0% | 0% | 0% | 0% | 0% | 0% | 0% | 100%
| 2018 | 0% | 0% | 0% | 0% | 0% | 0% | 0% | 0% | 0% | 0% | 0% | 0% | 0% | 0% | 5.825% | 5.187% | 5.247% | 5.97% | 6.742% | 5.919% | 5.919% | 5.919% | 5.919% | 5.919% | 5.919% | 5.919% | 5.919% | 5.919% | 5.919% | 5.919% | 5.919% | 0% | 0% | 0% | 0% | 0% | 0% | 0% | 0% | 0% | 0% | 0% | 0% | 0% | 0% | 0% | 0% | 100%
| 2019 | 0% | 0% | 0% | 0% | 0% | 0% | 0% | 0% | 0% | 0% | 0% | 0% | 0% | 0% | 0% | 5.182% | 5.243% | 5.965% | 6.736% | 5.913% | 5.913% | 5.913% | 5.913% | 5.913% | 5.913% | 5.913% | 5.913% | 5.913% | 5.913% | 5.913% | 5.913% | 5.913% | 0% | 0% | 0% | 0% | 0% | 0% | 0% | 0% | 0% | 0% | 0% | 0% | 0% | 0% | 0% | 100%
| 2020 | 0% | 0% | 0% | 0% | 0% | 0% | 0% | 0% | 0% | 0% | 0% | 0% | 0% | 0% | 0% | 0% | 5.204% | 5.921% | 6.687% | 5.871% | 5.871% | 5.871% | 5.871% | 5.871% | 5.871% | 5.871% | 5.871% | 5.871% | 5.871% | 5.871% | 5.871% | 5.871% | 5.871% | 0% | 0% | 0% | 0% | 0% | 0% | 0% | 0% | 0% | 0% | 0% | 0% | 0% | 0% | 100%
| 2021 | 0% | 0% | 0% | 0% | 0% | 0% | 0% | 0% | 0% | 0% | 0% | 0% | 0% | 0% | 0% | 0% | 0% | 5.919% | 6.685% | 5.869% | 5.869% | 5.869% | 5.869% | 5.869% | 5.869% | 5.869% | 5.869% | 5.869% | 5.869% | 5.869% | 5.869% | 5.869% | 5.869% | 5.236% | 0% | 0% | 0% | 0% | 0% | 0% | 0% | 0% | 0% | 0% | 0% | 0% | 0% | 100%
| 2022 | 0% | 0% | 0% | 0% | 0% | 0% | 0% | 0% | 0% | 0% | 0% | 0% | 0% | 0% | 0% | 0% | 0% | 0% | 6.726% | 5.905% | 5.905% | 5.905% | 5.905% | 5.905% | 5.905% | 5.905% | 5.905% | 5.905% | 5.905% | 5.905% | 5.905% | 5.905% | 5.905% | 5.269% | 5.33% | 0% | 0% | 0% | 0% | 0% | 0% | 0% | 0% | 0% | 0% | 0% | 0% | 100%
| 2023 | 0% | 0% | 0% | 0% | 0% | 0% | 0% | 0% | 0% | 0% | 0% | 0% | 0% | 0% | 0% | 0% | 0% | 0% | 0% | 5.946% | 5.946% | 5.946% | 5.946% | 5.946% | 5.946% | 5.946% | 5.946% | 5.946% | 5.946% | 5.946% | 5.946% | 5.946% | 5.946% | 5.305% | 5.366% | 6.092% | 0% | 0% | 0% | 0% | 0% | 0% | 0% | 0% | 0% | 0% | 0% | 100%
| 2024 | 0% | 0% | 0% | 0% | 0% | 0% | 0% | 0% | 0% | 0% | 0% | 0% | 0% | 0% | 0% | 0% | 0% | 0% | 0% | 0% | 5.891% | 5.891% | 5.891% | 5.891% | 5.891% | 5.891% | 5.891% | 5.891% | 5.891% | 5.891% | 5.891% | 5.891% | 5.891% | 5.256% | 5.317% | 6.036% | 6.804% | 0% | 0% | 0% | 0% | 0% | 0% | 0% | 0% | 0% | 0% | 100%
| 2025 | 0% | 0% | 0% | 0% | 0% | 0% | 0% | 0% | 0% | 0% | 0% | 0% | 0% | 0% | 0% | 0% | 0% | 0% | 0% | 0% | 0% | 5.886% | 5.886% | 5.886% | 5.886% | 5.886% | 5.886% | 5.886% | 5.886% | 5.886% | 5.886% | 5.886% | 5.886% | 5.251% | 5.312% | 6.031% | 6.798% | 5.98% | 0% | 0% | 0% | 0% | 0% | 0% | 0% | 0% | 0% | 100%
| 2026 | 0% | 0% | 0% | 0% | 0% | 0% | 0% | 0% | 0% | 0% | 0% | 0% | 0% | 0% | 0% | 0% | 0% | 0% | 0% | 0% | 0% | 0% | 5.88% | 5.88% | 5.88% | 5.88% | 5.88% | 5.88% | 5.88% | 5.88% | 5.88% | 5.88% | 5.88% | 5.246% | 5.307% | 6.025% | 6.792% | 5.974% | 5.974% | 0% | 0% | 0% | 0% | 0% | 0% | 0% | 0% | 100%
| 2027 | 0% | 0% | 0% | 0% | 0% | 0% | 0% | 0% | 0% | 0% | 0% | 0% | 0% | 0% | 0% | 0% | 0% | 0% | 0% | 0% | 0% | 0% | 0% | 5.875% | 5.875% | 5.875% | 5.875% | 5.875% | 5.875% | 5.875% | 5.875% | 5.875% | 5.875% | 5.241% | 5.302% | 6.019% | 6.785% | 5.968% | 5.968% | 5.968% | 0% | 0% | 0% | 0% | 0% | 0% | 0% | 100%
| 2028 | 0% | 0% | 0% | 0% | 0% | 0% | 0% | 0% | 0% | 0% | 0% | 0% | 0% | 0% | 0% | 0% | 0% | 0% | 0% | 0% | 0% | 0% | 0% | 0% | 5.869% | 5.869% | 5.869% | 5.869% | 5.869% | 5.869% | 5.869% | 5.869% | 5.869% | 5.236% | 5.297% | 6.014% | 6.779% | 5.963% | 5.963% | 5.963% | 5.963% | 0% | 0% | 0% | 0% | 0% | 0% | 100%
| 2029 | 0% | 0% | 0% | 0% | 0% | 0% | 0% | 0% | 0% | 0% | 0% | 0% | 0% | 0% | 0% | 0% | 0% | 0% | 0% | 0% | 0% | 0% | 0% | 0% | 0% | 5.864% | 5.864% | 5.864% | 5.864% | 5.864% | 5.864% | 5.864% | 5.864% | 5.232% | 5.292% | 6.008% | 6.773% | 5.957% | 5.957% | 5.957% | 5.957% | 5.957% | 0% | 0% | 0% | 0% | 0% | 100%
| 2030 | 0% | 0% | 0% | 0% | 0% | 0% | 0% | 0% | 0% | 0% | 0% | 0% | 0% | 0% | 0% | 0% | 0% | 0% | 0% | 0% | 0% | 0% | 0% | 0% | 0% | 0% | 5.858% | 5.858% | 5.858% | 5.858% | 5.858% | 5.858% | 5.858% | 5.227% | 5.287% | 6.002% | 6.766% | 5.952% | 5.952% | 5.952% | 5.952% | 5.952% | 5.952% | 0% | 0% | 0% | 0% | 100%
| 2031 | 0% | 0% | 0% | 0% | 0% | 0% | 0% | 0% | 0% | 0% | 0% | 0% | 0% | 0% | 0% | 0% | 0% | 0% | 0% | 0% | 0% | 0% | 0% | 0% | 0% | 0% | 0% | 5.853% | 5.853% | 5.853% | 5.853% | 5.853% | 5.853% | 5.222% | 5.282% | 5.997% | 6.76% | 5.946% | 5.946% | 5.946% | 5.946% | 5.946% | 5.946% | 5.946% | 0% | 0% | 0% | 100%
| 2032 | 0% | 0% | 0% | 0% | 0% | 0% | 0% | 0% | 0% | 0% | 0% | 0% | 0% | 0% | 0% | 0% | 0% | 0% | 0% | 0% | 0% | 0% | 0% | 0% | 0% | 0% | 0% | 0% | 5.847% | 5.847% | 5.847% | 5.847% | 5.847% | 5.217% | 5.277% | 5.991% | 6.754% | 5.941% | 5.941% | 5.941% | 5.941% | 5.941% | 5.941% | 5.941% | 5.941% | 0% | 0% | 100%
| 2033 | 0% | 0% | 0% | 0% | 0% | 0% | 0% | 0% | 0% | 0% | 0% | 0% | 0% | 0% | 0% | 0% | 0% | 0% | 0% | 0% | 0% | 0% | 0% | 0% | 0% | 0% | 0% | 0% | 0% | 5.842% | 5.842% | 5.842% | 5.842% | 5.212% | 5.272% | 5.986% | 6.747% | 5.935% | 5.935% | 5.935% | 5.935% | 5.935% | 5.935% | 5.935% | 5.935% | 5.935% | 0% | 100%
| 2034 | 0% | 0% | 0% | 0% | 0% | 0% | 0% | 0% | 0% | 0% | 0% | 0% | 0% | 0% | 0% | 0% | 0% | 0% | 0% | 0% | 0% | 0% | 0% | 0% | 0% | 0% | 0% | 0% | 0% | 0% | 5.836% | 5.836% | 5.836% | 5.207% | 5.267% | 5.98% | 6.741% | 5.93% | 5.93% | 5.93% | 5.93% | 5.93% | 5.93% | 5.93% | 5.93% | 5.93% | 5.93% | 100%
Installed UEC (kWh)
|  | Average pre-case UEC | Average post-case UEC
| 1989 | 1988: 2822.2662; 1989: 2822.2662
| 1990 | 1988: 2822.2662; 1989: 2822.2662
| 1991 | 1988: 2822.2662; 1989: 2822.2662
| 1992 | 1988: 2822.2662; 1989: 2822.2662
| 1993 | 1988: 2822.2662; 1989: 2822.2662
| 1994 | 1988: 2822.2662; 1989: 2822.2662
| 1995 | 1988: 2822.2662; 1989: 2822.2662
| 1996 | 1988: 2822.2662; 1989: 2822.2662
| 1997 | 1988: 2822.2662; 1989: 2822.2662
| 1998 | 1988: 2822.2662; 1989: 2822.2662
| 1999 | 1988: 2822.2662; 1989: 2822.2662
| 2000 | 1988: 2822.2662; 1989: 2822.2662
| 2001 | 1988: 2822.2662; 1989: 2822.2662
| 2002 | 1988: 2822.2662; 1989: 2822.2662
| 2003 | 1988: 2822.2662; 1989: 2822.2662
| 2004 | 1988: 2822.2662; 1989: 2822.2662
| 2005 | 1988: 2822.2662; 1989: 2822.2662
| 2006 | 1988: 2822.2662; 1989: 2822.2662
| 2007 | 1988: 2822.2662; 1989: 2822.2662
| 2008 | 1988: 2822.2662; 1989: 2822.2662
| 2009 | 1988: 2822.2662; 1989: 2822.2662
| 2010 | 1988: 2822.2662; 1989: 2822.2662
| 2011 | 1988: 2822.2662; 1989: 2816.3822
| 2012 | 1988: 2822.2662; 1989: 2810.5095
| 2013 | 1988: 2822.2662; 1989: 2804.6478
| 2014 | 1988: 2822.2662; 1989: 2798.7972
| 2015 | 1988: 2822.2662; 1989: 2792.9578
| 2016 | 1988: 2822.2662; 1989: 2787.1293
| 2017 | 1988: 2822.2662; 1989: 2781.3119
| 2018 | 1988: 2822.2662; 1989: 2775.5055
| 2019 | 1988: 2822.2662; 1989: 2769.71
| 2020 | 1988: 2822.2662; 1989: 2764.2947
| 2021 | 1988: 2822.2662; 1989: 2759.1435
| 2022 | 1988: 2822.2662; 1989: 2753.4849
| 2023 | 1988: 2822.2662; 1989: 2747.0012
| 2024 | 1988: 2822.2662; 1989: 2740.9691
| 2025 | 1988: 2822.2662; 1989: 2735.1406
| 2026 | 1988: 2822.2662; 1989: 2729.3229
| 2027 | 1988: 2822.2662; 1989: 2723.5162
| 2028 | 1988: 2822.2662; 1989: 2723.5162
| 2029 | 1988: 2822.2662; 1989: 2723.5162
| 2030 | 1988: 2822.2662; 1989: 2723.5162
| 2031 | 1988: 2822.2662; 1989: 2723.5162
| 2032 | 1988: 2822.2662; 1989: 2723.5162
| 2033 | 1988: 2822.2662; 1989: 2723.5162
| 2034 | 1988: 2822.2662; 1989: 2723.5162

## Installed UEC 6-20HP
Installed Units by Year by Vintage (linked to Stock Model)
|  | 1 | 2 | 3 | 4 | 5 | 6 | 7 | 8 | 9 | 10 | 11 | 12 | 13 | 14 | 15 | 16 | 17 | 18 | 19 | 20 | 21 | 22 | 23 | 24 | 25 | 26 | 27 | 28 | 29 | 30 | 31 | 32 | 33 | 34 | 35 | 36 | 37 | 38 | 39 | 40 | 41 | 42 | 43 | 44 | 45 | 46 | 47 | 48
Vintage
|  | 1987 | 1988 | 1989 | 1990 | 1991 | 1992 | 1993 | 1994 | 1995 | 1996 | 1997 | 1998 | 1999 | 2000 | 2001 | 2002 | 2003 | 2004 | 2005 | 2006 | 2007 | 2008 | 2009 | 2010 | 2011 | 2012 | 2013 | 2014 | 2015 | 2016 | 2017 | 2018 | 2019 | 2020 | 2021 | 2022 | 2023 | 2024 | 2025 | 2026 | 2027 | 2028 | 2029 | 2030 | 2031 | 2032 | 2033 | 2034 | Total units | check
Year | 1987 | 16755.7935 | 0 | 0 | 0 | 0 | 0 | 0 | 0 | 0 | 0 | 0 | 0 | 0 | 0 | 0 | 0 | 0 | 0 | 0 | 0 | 0 | 0 | 0 | 0 | 0 | 0 | 0 | 0 | 0 | 0 | 0 | 0 | 0 | 0 | 0 | 0 | 0 | 0 | 0 | 0 | 0 | 0 | 0 | 0 | 0 | 0 | 0 | 0 | 16755.7935 | OK
| 1988 | 16755.7935 | 16755.7935 | 0 | 0 | 0 | 0 | 0 | 0 | 0 | 0 | 0 | 0 | 0 | 0 | 0 | 0 | 0 | 0 | 0 | 0 | 0 | 0 | 0 | 0 | 0 | 0 | 0 | 0 | 0 | 0 | 0 | 0 | 0 | 0 | 0 | 0 | 0 | 0 | 0 | 0 | 0 | 0 | 0 | 0 | 0 | 0 | 0 | 0 | 33511.587 | OK
| 1989 | 16755.7935 | 16755.7935 | 16755.7935 | 0 | 0 | 0 | 0 | 0 | 0 | 0 | 0 | 0 | 0 | 0 | 0 | 0 | 0 | 0 | 0 | 0 | 0 | 0 | 0 | 0 | 0 | 0 | 0 | 0 | 0 | 0 | 0 | 0 | 0 | 0 | 0 | 0 | 0 | 0 | 0 | 0 | 0 | 0 | 0 | 0 | 0 | 0 | 0 | 0 | 50267.3804 | OK
| 1990 | 16755.7935 | 16755.7935 | 16755.7935 | 16755.7935 | 0 | 0 | 0 | 0 | 0 | 0 | 0 | 0 | 0 | 0 | 0 | 0 | 0 | 0 | 0 | 0 | 0 | 0 | 0 | 0 | 0 | 0 | 0 | 0 | 0 | 0 | 0 | 0 | 0 | 0 | 0 | 0 | 0 | 0 | 0 | 0 | 0 | 0 | 0 | 0 | 0 | 0 | 0 | 0 | 67023.1739 | OK
| 1991 | 16755.7935 | 16755.7935 | 16755.7935 | 16755.7935 | 16755.7935 | 0 | 0 | 0 | 0 | 0 | 0 | 0 | 0 | 0 | 0 | 0 | 0 | 0 | 0 | 0 | 0 | 0 | 0 | 0 | 0 | 0 | 0 | 0 | 0 | 0 | 0 | 0 | 0 | 0 | 0 | 0 | 0 | 0 | 0 | 0 | 0 | 0 | 0 | 0 | 0 | 0 | 0 | 0 | 83778.9674 | OK
| 1992 | 16755.7935 | 16755.7935 | 16755.7935 | 16755.7935 | 16755.7935 | 16755.7935 | 0 | 0 | 0 | 0 | 0 | 0 | 0 | 0 | 0 | 0 | 0 | 0 | 0 | 0 | 0 | 0 | 0 | 0 | 0 | 0 | 0 | 0 | 0 | 0 | 0 | 0 | 0 | 0 | 0 | 0 | 0 | 0 | 0 | 0 | 0 | 0 | 0 | 0 | 0 | 0 | 0 | 0 | 100534.7609 | OK
| 1993 | 16755.7935 | 16755.7935 | 16755.7935 | 16755.7935 | 16755.7935 | 16755.7935 | 16755.7935 | 0 | 0 | 0 | 0 | 0 | 0 | 0 | 0 | 0 | 0 | 0 | 0 | 0 | 0 | 0 | 0 | 0 | 0 | 0 | 0 | 0 | 0 | 0 | 0 | 0 | 0 | 0 | 0 | 0 | 0 | 0 | 0 | 0 | 0 | 0 | 0 | 0 | 0 | 0 | 0 | 0 | 117290.5543 | OK
| 1994 | 16755.7935 | 16755.7935 | 16755.7935 | 16755.7935 | 16755.7935 | 16755.7935 | 16755.7935 | 16755.7935 | 0 | 0 | 0 | 0 | 0 | 0 | 0 | 0 | 0 | 0 | 0 | 0 | 0 | 0 | 0 | 0 | 0 | 0 | 0 | 0 | 0 | 0 | 0 | 0 | 0 | 0 | 0 | 0 | 0 | 0 | 0 | 0 | 0 | 0 | 0 | 0 | 0 | 0 | 0 | 0 | 134046.3478 | OK
| 1995 | 16755.7935 | 16755.7935 | 16755.7935 | 16755.7935 | 16755.7935 | 16755.7935 | 16755.7935 | 16755.7935 | 16755.7935 | 0 | 0 | 0 | 0 | 0 | 0 | 0 | 0 | 0 | 0 | 0 | 0 | 0 | 0 | 0 | 0 | 0 | 0 | 0 | 0 | 0 | 0 | 0 | 0 | 0 | 0 | 0 | 0 | 0 | 0 | 0 | 0 | 0 | 0 | 0 | 0 | 0 | 0 | 0 | 150802.1413 | OK
| 1996 | 16755.7935 | 16755.7935 | 16755.7935 | 16755.7935 | 16755.7935 | 16755.7935 | 16755.7935 | 16755.7935 | 16755.7935 | 16755.7935 | 0 | 0 | 0 | 0 | 0 | 0 | 0 | 0 | 0 | 0 | 0 | 0 | 0 | 0 | 0 | 0 | 0 | 0 | 0 | 0 | 0 | 0 | 0 | 0 | 0 | 0 | 0 | 0 | 0 | 0 | 0 | 0 | 0 | 0 | 0 | 0 | 0 | 0 | 167557.9348 | OK
| 1997 | 16755.7935 | 16755.7935 | 16755.7935 | 16755.7935 | 16755.7935 | 16755.7935 | 16755.7935 | 16755.7935 | 16755.7935 | 16755.7935 | 16755.7935 | 0 | 0 | 0 | 0 | 0 | 0 | 0 | 0 | 0 | 0 | 0 | 0 | 0 | 0 | 0 | 0 | 0 | 0 | 0 | 0 | 0 | 0 | 0 | 0 | 0 | 0 | 0 | 0 | 0 | 0 | 0 | 0 | 0 | 0 | 0 | 0 | 0 | 184313.7282 | OK
| 1998 | 16755.7935 | 16755.7935 | 16755.7935 | 16755.7935 | 16755.7935 | 16755.7935 | 16755.7935 | 16755.7935 | 16755.7935 | 16755.7935 | 16755.7935 | 16755.7935 | 0 | 0 | 0 | 0 | 0 | 0 | 0 | 0 | 0 | 0 | 0 | 0 | 0 | 0 | 0 | 0 | 0 | 0 | 0 | 0 | 0 | 0 | 0 | 0 | 0 | 0 | 0 | 0 | 0 | 0 | 0 | 0 | 0 | 0 | 0 | 0 | 201069.5217 | OK
| 1999 | 16755.7935 | 16755.7935 | 16755.7935 | 16755.7935 | 16755.7935 | 16755.7935 | 16755.7935 | 16755.7935 | 16755.7935 | 16755.7935 | 16755.7935 | 16755.7935 | 16755.7935 | 0 | 0 | 0 | 0 | 0 | 0 | 0 | 0 | 0 | 0 | 0 | 0 | 0 | 0 | 0 | 0 | 0 | 0 | 0 | 0 | 0 | 0 | 0 | 0 | 0 | 0 | 0 | 0 | 0 | 0 | 0 | 0 | 0 | 0 | 0 | 217825.3152 | OK
| 2000 | 16755.7935 | 16755.7935 | 16755.7935 | 16755.7935 | 16755.7935 | 16755.7935 | 16755.7935 | 16755.7935 | 16755.7935 | 16755.7935 | 16755.7935 | 16755.7935 | 16755.7935 | 16755.7935 | 0 | 0 | 0 | 0 | 0 | 0 | 0 | 0 | 0 | 0 | 0 | 0 | 0 | 0 | 0 | 0 | 0 | 0 | 0 | 0 | 0 | 0 | 0 | 0 | 0 | 0 | 0 | 0 | 0 | 0 | 0 | 0 | 0 | 0 | 234581.1087 | OK
| 2001 | 16755.7935 | 16755.7935 | 16755.7935 | 16755.7935 | 16755.7935 | 16755.7935 | 16755.7935 | 16755.7935 | 16755.7935 | 16755.7935 | 16755.7935 | 16755.7935 | 16755.7935 | 16755.7935 | 16755.7935 | 0 | 0 | 0 | 0 | 0 | 0 | 0 | 0 | 0 | 0 | 0 | 0 | 0 | 0 | 0 | 0 | 0 | 0 | 0 | 0 | 0 | 0 | 0 | 0 | 0 | 0 | 0 | 0 | 0 | 0 | 0 | 0 | 0 | 251336.9021 | OK
| 2002 | 16755.7935 | 16755.7935 | 16755.7935 | 16755.7935 | 16755.7935 | 16755.7935 | 16755.7935 | 16755.7935 | 16755.7935 | 16755.7935 | 16755.7935 | 16755.7935 | 16755.7935 | 16755.7935 | 16755.7935 | 16755.7935 | 0 | 0 | 0 | 0 | 0 | 0 | 0 | 0 | 0 | 0 | 0 | 0 | 0 | 0 | 0 | 0 | 0 | 0 | 0 | 0 | 0 | 0 | 0 | 0 | 0 | 0 | 0 | 0 | 0 | 0 | 0 | 0 | 268092.6956 | OK
| 2003 | 16755.7935 | 16755.7935 | 16755.7935 | 16755.7935 | 16755.7935 | 16755.7935 | 16755.7935 | 16755.7935 | 16755.7935 | 16755.7935 | 16755.7935 | 16755.7935 | 16755.7935 | 16755.7935 | 16755.7935 | 16755.7935 | 16755.7935 | 0 | 0 | 0 | 0 | 0 | 0 | 0 | 0 | 0 | 0 | 0 | 0 | 0 | 0 | 0 | 0 | 0 | 0 | 0 | 0 | 0 | 0 | 0 | 0 | 0 | 0 | 0 | 0 | 0 | 0 | 0 | 284848.4891 | OK
| 2004 | 16755.7935 | 16755.7935 | 16755.7935 | 16755.7935 | 16755.7935 | 16755.7935 | 16755.7935 | 16755.7935 | 16755.7935 | 16755.7935 | 16755.7935 | 16755.7935 | 16755.7935 | 16755.7935 | 16755.7935 | 16755.7935 | 16755.7935 | 16952.789 | 0 | 0 | 0 | 0 | 0 | 0 | 0 | 0 | 0 | 0 | 0 | 0 | 0 | 0 | 0 | 0 | 0 | 0 | 0 | 0 | 0 | 0 | 0 | 0 | 0 | 0 | 0 | 0 | 0 | 0 | 301801.278 | OK
| 2005 | 16755.7935 | 16755.7935 | 16755.7935 | 16755.7935 | 16755.7935 | 16755.7935 | 16755.7935 | 16755.7935 | 16755.7935 | 16755.7935 | 16755.7935 | 16755.7935 | 16755.7935 | 16755.7935 | 16755.7935 | 16755.7935 | 16755.7935 | 16952.789 | 19287.9324 | 0 | 0 | 0 | 0 | 0 | 0 | 0 | 0 | 0 | 0 | 0 | 0 | 0 | 0 | 0 | 0 | 0 | 0 | 0 | 0 | 0 | 0 | 0 | 0 | 0 | 0 | 0 | 0 | 0 | 321089.2105 | OK
| 2006 | 0 | 16755.7935 | 16755.7935 | 16755.7935 | 16755.7935 | 16755.7935 | 16755.7935 | 16755.7935 | 16755.7935 | 16755.7935 | 16755.7935 | 16755.7935 | 16755.7935 | 16755.7935 | 16755.7935 | 16755.7935 | 16755.7935 | 16952.789 | 19287.9324 | 21781.2505 | 0 | 0 | 0 | 0 | 0 | 0 | 0 | 0 | 0 | 0 | 0 | 0 | 0 | 0 | 0 | 0 | 0 | 0 | 0 | 0 | 0 | 0 | 0 | 0 | 0 | 0 | 0 | 0 | 326114.6675 | OK
| 2007 | 0 | 0 | 16755.7935 | 16755.7935 | 16755.7935 | 16755.7935 | 16755.7935 | 16755.7935 | 16755.7935 | 16755.7935 | 16755.7935 | 16755.7935 | 16755.7935 | 16755.7935 | 16755.7935 | 16755.7935 | 16755.7935 | 16952.789 | 19287.9324 | 21781.2505 | 17060.731 | 0 | 0 | 0 | 0 | 0 | 0 | 0 | 0 | 0 | 0 | 0 | 0 | 0 | 0 | 0 | 0 | 0 | 0 | 0 | 0 | 0 | 0 | 0 | 0 | 0 | 0 | 0 | 326419.605 | OK
| 2008 | 0 | 0 | 0 | 16755.7935 | 16755.7935 | 16755.7935 | 16755.7935 | 16755.7935 | 16755.7935 | 16755.7935 | 16755.7935 | 16755.7935 | 16755.7935 | 16755.7935 | 16755.7935 | 16755.7935 | 16755.7935 | 16952.789 | 19287.9324 | 21781.2505 | 17060.731 | 17060.731 | 0 | 0 | 0 | 0 | 0 | 0 | 0 | 0 | 0 | 0 | 0 | 0 | 0 | 0 | 0 | 0 | 0 | 0 | 0 | 0 | 0 | 0 | 0 | 0 | 0 | 0 | 326724.5425 | OK
| 2009 | 0 | 0 | 0 | 0 | 16755.7935 | 16755.7935 | 16755.7935 | 16755.7935 | 16755.7935 | 16755.7935 | 16755.7935 | 16755.7935 | 16755.7935 | 16755.7935 | 16755.7935 | 16755.7935 | 16755.7935 | 16952.789 | 19287.9324 | 21781.2505 | 17060.731 | 17060.731 | 17060.731 | 0 | 0 | 0 | 0 | 0 | 0 | 0 | 0 | 0 | 0 | 0 | 0 | 0 | 0 | 0 | 0 | 0 | 0 | 0 | 0 | 0 | 0 | 0 | 0 | 0 | 327029.48 | OK
| 2010 | 0 | 0 | 0 | 0 | 0 | 16755.7935 | 16755.7935 | 16755.7935 | 16755.7935 | 16755.7935 | 16755.7935 | 16755.7935 | 16755.7935 | 16755.7935 | 16755.7935 | 16755.7935 | 16755.7935 | 16952.789 | 19287.9324 | 21781.2505 | 17060.731 | 17060.731 | 17060.731 | 17060.731 | 0 | 0 | 0 | 0 | 0 | 0 | 0 | 0 | 0 | 0 | 0 | 0 | 0 | 0 | 0 | 0 | 0 | 0 | 0 | 0 | 0 | 0 | 0 | 0 | 327334.4175 | OK
| 2011 | 0 | 0 | 0 | 0 | 0 | 0 | 16755.7935 | 16755.7935 | 16755.7935 | 16755.7935 | 16755.7935 | 16755.7935 | 16755.7935 | 16755.7935 | 16755.7935 | 16755.7935 | 16755.7935 | 16952.789 | 19287.9324 | 21781.2505 | 17060.731 | 17060.731 | 17060.731 | 17060.731 | 17060.731 | 0 | 0 | 0 | 0 | 0 | 0 | 0 | 0 | 0 | 0 | 0 | 0 | 0 | 0 | 0 | 0 | 0 | 0 | 0 | 0 | 0 | 0 | 0 | 327639.355 | OK
| 2012 | 0 | 0 | 0 | 0 | 0 | 0 | 0 | 16755.7935 | 16755.7935 | 16755.7935 | 16755.7935 | 16755.7935 | 16755.7935 | 16755.7935 | 16755.7935 | 16755.7935 | 16755.7935 | 16952.789 | 19287.9324 | 21781.2505 | 17060.731 | 17060.731 | 17060.731 | 17060.731 | 17060.731 | 17060.731 | 0 | 0 | 0 | 0 | 0 | 0 | 0 | 0 | 0 | 0 | 0 | 0 | 0 | 0 | 0 | 0 | 0 | 0 | 0 | 0 | 0 | 0 | 327944.2925 | OK
| 2013 | 0 | 0 | 0 | 0 | 0 | 0 | 0 | 0 | 16755.7935 | 16755.7935 | 16755.7935 | 16755.7935 | 16755.7935 | 16755.7935 | 16755.7935 | 16755.7935 | 16755.7935 | 16952.789 | 19287.9324 | 21781.2505 | 17060.731 | 17060.731 | 17060.731 | 17060.731 | 17060.731 | 17060.731 | 17060.731 | 0 | 0 | 0 | 0 | 0 | 0 | 0 | 0 | 0 | 0 | 0 | 0 | 0 | 0 | 0 | 0 | 0 | 0 | 0 | 0 | 0 | 328249.23 | OK
| 2014 | 0 | 0 | 0 | 0 | 0 | 0 | 0 | 0 | 0 | 16755.7935 | 16755.7935 | 16755.7935 | 16755.7935 | 16755.7935 | 16755.7935 | 16755.7935 | 16755.7935 | 16952.789 | 19287.9324 | 21781.2505 | 17060.731 | 17060.731 | 17060.731 | 17060.731 | 17060.731 | 17060.731 | 17060.731 | 17060.731 | 0 | 0 | 0 | 0 | 0 | 0 | 0 | 0 | 0 | 0 | 0 | 0 | 0 | 0 | 0 | 0 | 0 | 0 | 0 | 0 | 328554.1675 | OK
| 2015 | 0 | 0 | 0 | 0 | 0 | 0 | 0 | 0 | 0 | 0 | 16755.7935 | 16755.7935 | 16755.7935 | 16755.7935 | 16755.7935 | 16755.7935 | 16755.7935 | 16952.789 | 19287.9324 | 21781.2505 | 17060.731 | 17060.731 | 17060.731 | 17060.731 | 17060.731 | 17060.731 | 17060.731 | 17060.731 | 17060.731 | 0 | 0 | 0 | 0 | 0 | 0 | 0 | 0 | 0 | 0 | 0 | 0 | 0 | 0 | 0 | 0 | 0 | 0 | 0 | 328859.105 | OK
| 2016 | 0 | 0 | 0 | 0 | 0 | 0 | 0 | 0 | 0 | 0 | 0 | 16755.7935 | 16755.7935 | 16755.7935 | 16755.7935 | 16755.7935 | 16755.7935 | 16952.789 | 19287.9324 | 21781.2505 | 17060.731 | 17060.731 | 17060.731 | 17060.731 | 17060.731 | 17060.731 | 17060.731 | 17060.731 | 17060.731 | 17060.731 | 0 | 0 | 0 | 0 | 0 | 0 | 0 | 0 | 0 | 0 | 0 | 0 | 0 | 0 | 0 | 0 | 0 | 0 | 329164.0425 | OK
| 2017 | 0 | 0 | 0 | 0 | 0 | 0 | 0 | 0 | 0 | 0 | 0 | 0 | 16755.7935 | 16755.7935 | 16755.7935 | 16755.7935 | 16755.7935 | 16952.789 | 19287.9324 | 21781.2505 | 17060.731 | 17060.731 | 17060.731 | 17060.731 | 17060.731 | 17060.731 | 17060.731 | 17060.731 | 17060.731 | 17060.731 | 17060.731 | 0 | 0 | 0 | 0 | 0 | 0 | 0 | 0 | 0 | 0 | 0 | 0 | 0 | 0 | 0 | 0 | 0 | 329468.98 | OK
| 2018 | 0 | 0 | 0 | 0 | 0 | 0 | 0 | 0 | 0 | 0 | 0 | 0 | 0 | 16755.7935 | 16755.7935 | 16755.7935 | 16755.7935 | 16952.789 | 19287.9324 | 21781.2505 | 17060.731 | 17060.731 | 17060.731 | 17060.731 | 17060.731 | 17060.731 | 17060.731 | 17060.731 | 17060.731 | 17060.731 | 17060.731 | 17060.731 | 0 | 0 | 0 | 0 | 0 | 0 | 0 | 0 | 0 | 0 | 0 | 0 | 0 | 0 | 0 | 0 | 329773.9176 | OK
| 2019 | 0 | 0 | 0 | 0 | 0 | 0 | 0 | 0 | 0 | 0 | 0 | 0 | 0 | 0 | 16755.7935 | 16755.7935 | 16755.7935 | 16952.789 | 19287.9324 | 21781.2505 | 17060.731 | 17060.731 | 17060.731 | 17060.731 | 17060.731 | 17060.731 | 17060.731 | 17060.731 | 17060.731 | 17060.731 | 17060.731 | 17060.731 | 17060.731 | 0 | 0 | 0 | 0 | 0 | 0 | 0 | 0 | 0 | 0 | 0 | 0 | 0 | 0 | 0 | 330078.8551 | OK
| 2020 | 0 | 0 | 0 | 0 | 0 | 0 | 0 | 0 | 0 | 0 | 0 | 0 | 0 | 0 | 0 | 16755.7935 | 16755.7935 | 16952.789 | 19287.9324 | 21781.2505 | 17060.731 | 17060.731 | 17060.731 | 17060.731 | 17060.731 | 17060.731 | 17060.731 | 17060.731 | 17060.731 | 17060.731 | 17060.731 | 17060.731 | 17060.731 | 17060.731 | 0 | 0 | 0 | 0 | 0 | 0 | 0 | 0 | 0 | 0 | 0 | 0 | 0 | 0 | 330383.7926 | OK
| 2021 | 0 | 0 | 0 | 0 | 0 | 0 | 0 | 0 | 0 | 0 | 0 | 0 | 0 | 0 | 0 | 0 | 16755.7935 | 16952.789 | 19287.9324 | 21781.2505 | 17060.731 | 17060.731 | 17060.731 | 17060.731 | 17060.731 | 17060.731 | 17060.731 | 17060.731 | 17060.731 | 17060.731 | 17060.731 | 17060.731 | 17060.731 | 17060.731 | 17060.731 | 0 | 0 | 0 | 0 | 0 | 0 | 0 | 0 | 0 | 0 | 0 | 0 | 0 | 330688.7301 | OK
| 2022 | 0 | 0 | 0 | 0 | 0 | 0 | 0 | 0 | 0 | 0 | 0 | 0 | 0 | 0 | 0 | 0 | 0 | 16952.789 | 19287.9324 | 21781.2505 | 17060.731 | 17060.731 | 17060.731 | 17060.731 | 17060.731 | 17060.731 | 17060.731 | 17060.731 | 17060.731 | 17060.731 | 17060.731 | 17060.731 | 17060.731 | 17060.731 | 17060.731 | 17060.731 | 0 | 0 | 0 | 0 | 0 | 0 | 0 | 0 | 0 | 0 | 0 | 0 | 330993.6676 | OK
| 2023 | 0 | 0 | 0 | 0 | 0 | 0 | 0 | 0 | 0 | 0 | 0 | 0 | 0 | 0 | 0 | 0 | 0 | 0 | 19287.9324 | 21781.2505 | 17060.731 | 17060.731 | 17060.731 | 17060.731 | 17060.731 | 17060.731 | 17060.731 | 17060.731 | 17060.731 | 17060.731 | 17060.731 | 17060.731 | 17060.731 | 17060.731 | 17060.731 | 17060.731 | 17060.731 | 0 | 0 | 0 | 0 | 0 | 0 | 0 | 0 | 0 | 0 | 0 | 331101.6096 | OK
| 2024 | 0 | 0 | 0 | 0 | 0 | 0 | 0 | 0 | 0 | 0 | 0 | 0 | 0 | 0 | 0 | 0 | 0 | 0 | 0 | 21781.2505 | 17060.731 | 17060.731 | 17060.731 | 17060.731 | 17060.731 | 17060.731 | 17060.731 | 17060.731 | 17060.731 | 17060.731 | 17060.731 | 17060.731 | 17060.731 | 17060.731 | 17060.731 | 17060.731 | 17060.731 | 17257.7265 | 0 | 0 | 0 | 0 | 0 | 0 | 0 | 0 | 0 | 0 | 329071.4037 | OK
| 2025 | 0 | 0 | 0 | 0 | 0 | 0 | 0 | 0 | 0 | 0 | 0 | 0 | 0 | 0 | 0 | 0 | 0 | 0 | 0 | 0 | 17060.731 | 17060.731 | 17060.731 | 17060.731 | 17060.731 | 17060.731 | 17060.731 | 17060.731 | 17060.731 | 17060.731 | 17060.731 | 17060.731 | 17060.731 | 17060.731 | 17060.731 | 17060.731 | 17060.731 | 17257.7265 | 19592.8699 | 0 | 0 | 0 | 0 | 0 | 0 | 0 | 0 | 0 | 326883.0231 | OK
| 2026 | 0 | 0 | 0 | 0 | 0 | 0 | 0 | 0 | 0 | 0 | 0 | 0 | 0 | 0 | 0 | 0 | 0 | 0 | 0 | 0 | 0 | 17060.731 | 17060.731 | 17060.731 | 17060.731 | 17060.731 | 17060.731 | 17060.731 | 17060.731 | 17060.731 | 17060.731 | 17060.731 | 17060.731 | 17060.731 | 17060.731 | 17060.731 | 17060.731 | 17257.7265 | 19592.8699 | 22086.188 | 0 | 0 | 0 | 0 | 0 | 0 | 0 | 0 | 331908.4801 | OK
| 2027 | 0 | 0 | 0 | 0 | 0 | 0 | 0 | 0 | 0 | 0 | 0 | 0 | 0 | 0 | 0 | 0 | 0 | 0 | 0 | 0 | 0 | 0 | 17060.731 | 17060.731 | 17060.731 | 17060.731 | 17060.731 | 17060.731 | 17060.731 | 17060.731 | 17060.731 | 17060.731 | 17060.731 | 17060.731 | 17060.731 | 17060.731 | 17060.731 | 17257.7265 | 19592.8699 | 22086.188 | 17365.6685 | 0 | 0 | 0 | 0 | 0 | 0 | 0 | 332213.4176 | OK
| 2028 | 0 | 0 | 0 | 0 | 0 | 0 | 0 | 0 | 0 | 0 | 0 | 0 | 0 | 0 | 0 | 0 | 0 | 0 | 0 | 0 | 0 | 0 | 0 | 17060.731 | 17060.731 | 17060.731 | 17060.731 | 17060.731 | 17060.731 | 17060.731 | 17060.731 | 17060.731 | 17060.731 | 17060.731 | 17060.731 | 17060.731 | 17060.731 | 17257.7265 | 19592.8699 | 22086.188 | 17365.6685 | 17365.6685 | 0 | 0 | 0 | 0 | 0 | 0 | 332518.3551 | OK
| 2029 | 0 | 0 | 0 | 0 | 0 | 0 | 0 | 0 | 0 | 0 | 0 | 0 | 0 | 0 | 0 | 0 | 0 | 0 | 0 | 0 | 0 | 0 | 0 | 0 | 17060.731 | 17060.731 | 17060.731 | 17060.731 | 17060.731 | 17060.731 | 17060.731 | 17060.731 | 17060.731 | 17060.731 | 17060.731 | 17060.731 | 17060.731 | 17257.7265 | 19592.8699 | 22086.188 | 17365.6685 | 17365.6685 | 17365.6685 | 0 | 0 | 0 | 0 | 0 | 332823.2926 | OK
| 2030 | 0 | 0 | 0 | 0 | 0 | 0 | 0 | 0 | 0 | 0 | 0 | 0 | 0 | 0 | 0 | 0 | 0 | 0 | 0 | 0 | 0 | 0 | 0 | 0 | 0 | 17060.731 | 17060.731 | 17060.731 | 17060.731 | 17060.731 | 17060.731 | 17060.731 | 17060.731 | 17060.731 | 17060.731 | 17060.731 | 17060.731 | 17257.7265 | 19592.8699 | 22086.188 | 17365.6685 | 17365.6685 | 17365.6685 | 17365.6685 | 0 | 0 | 0 | 0 | 333128.2301 | OK
| 2031 | 0 | 0 | 0 | 0 | 0 | 0 | 0 | 0 | 0 | 0 | 0 | 0 | 0 | 0 | 0 | 0 | 0 | 0 | 0 | 0 | 0 | 0 | 0 | 0 | 0 | 0 | 17060.731 | 17060.731 | 17060.731 | 17060.731 | 17060.731 | 17060.731 | 17060.731 | 17060.731 | 17060.731 | 17060.731 | 17060.731 | 17257.7265 | 19592.8699 | 22086.188 | 17365.6685 | 17365.6685 | 17365.6685 | 17365.6685 | 17365.6685 | 0 | 0 | 0 | 333433.1676 | OK
| 2032 | 0 | 0 | 0 | 0 | 0 | 0 | 0 | 0 | 0 | 0 | 0 | 0 | 0 | 0 | 0 | 0 | 0 | 0 | 0 | 0 | 0 | 0 | 0 | 0 | 0 | 0 | 0 | 17060.731 | 17060.731 | 17060.731 | 17060.731 | 17060.731 | 17060.731 | 17060.731 | 17060.731 | 17060.731 | 17060.731 | 17257.7265 | 19592.8699 | 22086.188 | 17365.6685 | 17365.6685 | 17365.6685 | 17365.6685 | 17365.6685 | 17365.6685 | 0 | 0 | 333738.1051 | OK
| 2033 | 0 | 0 | 0 | 0 | 0 | 0 | 0 | 0 | 0 | 0 | 0 | 0 | 0 | 0 | 0 | 0 | 0 | 0 | 0 | 0 | 0 | 0 | 0 | 0 | 0 | 0 | 0 | 0 | 17060.731 | 17060.731 | 17060.731 | 17060.731 | 17060.731 | 17060.731 | 17060.731 | 17060.731 | 17060.731 | 17257.7265 | 19592.8699 | 22086.188 | 17365.6685 | 17365.6685 | 17365.6685 | 17365.6685 | 17365.6685 | 17365.6685 | 17365.6685 | 0 | 334043.0427 | OK
| 2034 | 0 | 0 | 0 | 0 | 0 | 0 | 0 | 0 | 0 | 0 | 0 | 0 | 0 | 0 | 0 | 0 | 0 | 0 | 0 | 0 | 0 | 0 | 0 | 0 | 0 | 0 | 0 | 0 | 0 | 17060.731 | 17060.731 | 17060.731 | 17060.731 | 17060.731 | 17060.731 | 17060.731 | 17060.731 | 17257.7265 | 19592.8699 | 22086.188 | 17365.6685 | 17365.6685 | 17365.6685 | 17365.6685 | 17365.6685 | 17365.6685 | 17365.6685 | 17365.6685 | 334347.9802 | OK
Vintage Distribution
|  | 1987 | 1988 | 1989 | 1990 | 1991 | 1992 | 1993 | 1994 | 1995 | 1996 | 1997 | 1998 | 1999 | 2000 | 2001 | 2002 | 2003 | 2004 | 2005 | 2006 | 2007 | 2008 | 2009 | 2010 | 2011 | 2012 | 2013 | 2014 | 2015 | 2016 | 2017 | 2018 | 2019 | 2020 | 2021 | 2022 | 2023 | 2024 | 2025 | 2026 | 2027 | 2028 | 2029 | 2030 | 2031 | 2032 | 2033 | 2034 | Sum Check
| 1987 | 100% | 0% | 0% | 0% | 0% | 0% | 0% | 0% | 0% | 0% | 0% | 0% | 0% | 0% | 0% | 0% | 0% | 0% | 0% | 0% | 0% | 0% | 0% | 0% | 0% | 0% | 0% | 0% | 0% | 0% | 0% | 0% | 0% | 0% | 0% | 0% | 0% | 0% | 0% | 0% | 0% | 0% | 0% | 0% | 0% | 0% | 0% | 0% | 100%
| 1988 | 50% | 50% | 0% | 0% | 0% | 0% | 0% | 0% | 0% | 0% | 0% | 0% | 0% | 0% | 0% | 0% | 0% | 0% | 0% | 0% | 0% | 0% | 0% | 0% | 0% | 0% | 0% | 0% | 0% | 0% | 0% | 0% | 0% | 0% | 0% | 0% | 0% | 0% | 0% | 0% | 0% | 0% | 0% | 0% | 0% | 0% | 0% | 0% | 100%
| 1989 | 33.33% | 33.33% | 33.33% | 0% | 0% | 0% | 0% | 0% | 0% | 0% | 0% | 0% | 0% | 0% | 0% | 0% | 0% | 0% | 0% | 0% | 0% | 0% | 0% | 0% | 0% | 0% | 0% | 0% | 0% | 0% | 0% | 0% | 0% | 0% | 0% | 0% | 0% | 0% | 0% | 0% | 0% | 0% | 0% | 0% | 0% | 0% | 0% | 0% | 100%
| 1990 | 25% | 25% | 25% | 25% | 0% | 0% | 0% | 0% | 0% | 0% | 0% | 0% | 0% | 0% | 0% | 0% | 0% | 0% | 0% | 0% | 0% | 0% | 0% | 0% | 0% | 0% | 0% | 0% | 0% | 0% | 0% | 0% | 0% | 0% | 0% | 0% | 0% | 0% | 0% | 0% | 0% | 0% | 0% | 0% | 0% | 0% | 0% | 0% | 100%
| 1991 | 20% | 20% | 20% | 20% | 20% | 0% | 0% | 0% | 0% | 0% | 0% | 0% | 0% | 0% | 0% | 0% | 0% | 0% | 0% | 0% | 0% | 0% | 0% | 0% | 0% | 0% | 0% | 0% | 0% | 0% | 0% | 0% | 0% | 0% | 0% | 0% | 0% | 0% | 0% | 0% | 0% | 0% | 0% | 0% | 0% | 0% | 0% | 0% | 100%
| 1992 | 16.67% | 16.67% | 16.67% | 16.67% | 16.67% | 16.67% | 0% | 0% | 0% | 0% | 0% | 0% | 0% | 0% | 0% | 0% | 0% | 0% | 0% | 0% | 0% | 0% | 0% | 0% | 0% | 0% | 0% | 0% | 0% | 0% | 0% | 0% | 0% | 0% | 0% | 0% | 0% | 0% | 0% | 0% | 0% | 0% | 0% | 0% | 0% | 0% | 0% | 0% | 100%
| 1993 | 14.29% | 14.29% | 14.29% | 14.29% | 14.29% | 14.29% | 14.29% | 0% | 0% | 0% | 0% | 0% | 0% | 0% | 0% | 0% | 0% | 0% | 0% | 0% | 0% | 0% | 0% | 0% | 0% | 0% | 0% | 0% | 0% | 0% | 0% | 0% | 0% | 0% | 0% | 0% | 0% | 0% | 0% | 0% | 0% | 0% | 0% | 0% | 0% | 0% | 0% | 0% | 100%
| 1994 | 12.5% | 12.5% | 12.5% | 12.5% | 12.5% | 12.5% | 12.5% | 12.5% | 0% | 0% | 0% | 0% | 0% | 0% | 0% | 0% | 0% | 0% | 0% | 0% | 0% | 0% | 0% | 0% | 0% | 0% | 0% | 0% | 0% | 0% | 0% | 0% | 0% | 0% | 0% | 0% | 0% | 0% | 0% | 0% | 0% | 0% | 0% | 0% | 0% | 0% | 0% | 0% | 100%
| 1995 | 11.11% | 11.11% | 11.11% | 11.11% | 11.11% | 11.11% | 11.11% | 11.11% | 11.11% | 0% | 0% | 0% | 0% | 0% | 0% | 0% | 0% | 0% | 0% | 0% | 0% | 0% | 0% | 0% | 0% | 0% | 0% | 0% | 0% | 0% | 0% | 0% | 0% | 0% | 0% | 0% | 0% | 0% | 0% | 0% | 0% | 0% | 0% | 0% | 0% | 0% | 0% | 0% | 100%
| 1996 | 10% | 10% | 10% | 10% | 10% | 10% | 10% | 10% | 10% | 10% | 0% | 0% | 0% | 0% | 0% | 0% | 0% | 0% | 0% | 0% | 0% | 0% | 0% | 0% | 0% | 0% | 0% | 0% | 0% | 0% | 0% | 0% | 0% | 0% | 0% | 0% | 0% | 0% | 0% | 0% | 0% | 0% | 0% | 0% | 0% | 0% | 0% | 0% | 100%
| 1997 | 9.091% | 9.091% | 9.091% | 9.091% | 9.091% | 9.091% | 9.091% | 9.091% | 9.091% | 9.091% | 9.091% | 0% | 0% | 0% | 0% | 0% | 0% | 0% | 0% | 0% | 0% | 0% | 0% | 0% | 0% | 0% | 0% | 0% | 0% | 0% | 0% | 0% | 0% | 0% | 0% | 0% | 0% | 0% | 0% | 0% | 0% | 0% | 0% | 0% | 0% | 0% | 0% | 0% | 100%
| 1998 | 8.333% | 8.333% | 8.333% | 8.333% | 8.333% | 8.333% | 8.333% | 8.333% | 8.333% | 8.333% | 8.333% | 8.333% | 0% | 0% | 0% | 0% | 0% | 0% | 0% | 0% | 0% | 0% | 0% | 0% | 0% | 0% | 0% | 0% | 0% | 0% | 0% | 0% | 0% | 0% | 0% | 0% | 0% | 0% | 0% | 0% | 0% | 0% | 0% | 0% | 0% | 0% | 0% | 0% | 100%
| 1999 | 7.692% | 7.692% | 7.692% | 7.692% | 7.692% | 7.692% | 7.692% | 7.692% | 7.692% | 7.692% | 7.692% | 7.692% | 7.692% | 0% | 0% | 0% | 0% | 0% | 0% | 0% | 0% | 0% | 0% | 0% | 0% | 0% | 0% | 0% | 0% | 0% | 0% | 0% | 0% | 0% | 0% | 0% | 0% | 0% | 0% | 0% | 0% | 0% | 0% | 0% | 0% | 0% | 0% | 0% | 100%
| 2000 | 7.143% | 7.143% | 7.143% | 7.143% | 7.143% | 7.143% | 7.143% | 7.143% | 7.143% | 7.143% | 7.143% | 7.143% | 7.143% | 7.143% | 0% | 0% | 0% | 0% | 0% | 0% | 0% | 0% | 0% | 0% | 0% | 0% | 0% | 0% | 0% | 0% | 0% | 0% | 0% | 0% | 0% | 0% | 0% | 0% | 0% | 0% | 0% | 0% | 0% | 0% | 0% | 0% | 0% | 0% | 100%
| 2001 | 6.667% | 6.667% | 6.667% | 6.667% | 6.667% | 6.667% | 6.667% | 6.667% | 6.667% | 6.667% | 6.667% | 6.667% | 6.667% | 6.667% | 6.667% | 0% | 0% | 0% | 0% | 0% | 0% | 0% | 0% | 0% | 0% | 0% | 0% | 0% | 0% | 0% | 0% | 0% | 0% | 0% | 0% | 0% | 0% | 0% | 0% | 0% | 0% | 0% | 0% | 0% | 0% | 0% | 0% | 0% | 100%
| 2002 | 6.25% | 6.25% | 6.25% | 6.25% | 6.25% | 6.25% | 6.25% | 6.25% | 6.25% | 6.25% | 6.25% | 6.25% | 6.25% | 6.25% | 6.25% | 6.25% | 0% | 0% | 0% | 0% | 0% | 0% | 0% | 0% | 0% | 0% | 0% | 0% | 0% | 0% | 0% | 0% | 0% | 0% | 0% | 0% | 0% | 0% | 0% | 0% | 0% | 0% | 0% | 0% | 0% | 0% | 0% | 0% | 100%
| 2003 | 5.882% | 5.882% | 5.882% | 5.882% | 5.882% | 5.882% | 5.882% | 5.882% | 5.882% | 5.882% | 5.882% | 5.882% | 5.882% | 5.882% | 5.882% | 5.882% | 5.882% | 0% | 0% | 0% | 0% | 0% | 0% | 0% | 0% | 0% | 0% | 0% | 0% | 0% | 0% | 0% | 0% | 0% | 0% | 0% | 0% | 0% | 0% | 0% | 0% | 0% | 0% | 0% | 0% | 0% | 0% | 0% | 100%
| 2004 | 5.552% | 5.552% | 5.552% | 5.552% | 5.552% | 5.552% | 5.552% | 5.552% | 5.552% | 5.552% | 5.552% | 5.552% | 5.552% | 5.552% | 5.552% | 5.552% | 5.552% | 5.617% | 0% | 0% | 0% | 0% | 0% | 0% | 0% | 0% | 0% | 0% | 0% | 0% | 0% | 0% | 0% | 0% | 0% | 0% | 0% | 0% | 0% | 0% | 0% | 0% | 0% | 0% | 0% | 0% | 0% | 0% | 100%
| 2005 | 5.218% | 5.218% | 5.218% | 5.218% | 5.218% | 5.218% | 5.218% | 5.218% | 5.218% | 5.218% | 5.218% | 5.218% | 5.218% | 5.218% | 5.218% | 5.218% | 5.218% | 5.28% | 6.007% | 0% | 0% | 0% | 0% | 0% | 0% | 0% | 0% | 0% | 0% | 0% | 0% | 0% | 0% | 0% | 0% | 0% | 0% | 0% | 0% | 0% | 0% | 0% | 0% | 0% | 0% | 0% | 0% | 0% | 100%
| 2006 | 0% | 5.138% | 5.138% | 5.138% | 5.138% | 5.138% | 5.138% | 5.138% | 5.138% | 5.138% | 5.138% | 5.138% | 5.138% | 5.138% | 5.138% | 5.138% | 5.138% | 5.198% | 5.914% | 6.679% | 0% | 0% | 0% | 0% | 0% | 0% | 0% | 0% | 0% | 0% | 0% | 0% | 0% | 0% | 0% | 0% | 0% | 0% | 0% | 0% | 0% | 0% | 0% | 0% | 0% | 0% | 0% | 0% | 100%
| 2007 | 0% | 0% | 5.133% | 5.133% | 5.133% | 5.133% | 5.133% | 5.133% | 5.133% | 5.133% | 5.133% | 5.133% | 5.133% | 5.133% | 5.133% | 5.133% | 5.133% | 5.194% | 5.909% | 6.673% | 5.227% | 0% | 0% | 0% | 0% | 0% | 0% | 0% | 0% | 0% | 0% | 0% | 0% | 0% | 0% | 0% | 0% | 0% | 0% | 0% | 0% | 0% | 0% | 0% | 0% | 0% | 0% | 0% | 100%
| 2008 | 0% | 0% | 0% | 5.128% | 5.128% | 5.128% | 5.128% | 5.128% | 5.128% | 5.128% | 5.128% | 5.128% | 5.128% | 5.128% | 5.128% | 5.128% | 5.128% | 5.189% | 5.903% | 6.667% | 5.222% | 5.222% | 0% | 0% | 0% | 0% | 0% | 0% | 0% | 0% | 0% | 0% | 0% | 0% | 0% | 0% | 0% | 0% | 0% | 0% | 0% | 0% | 0% | 0% | 0% | 0% | 0% | 0% | 100%
| 2009 | 0% | 0% | 0% | 0% | 5.124% | 5.124% | 5.124% | 5.124% | 5.124% | 5.124% | 5.124% | 5.124% | 5.124% | 5.124% | 5.124% | 5.124% | 5.124% | 5.184% | 5.898% | 6.66% | 5.217% | 5.217% | 5.217% | 0% | 0% | 0% | 0% | 0% | 0% | 0% | 0% | 0% | 0% | 0% | 0% | 0% | 0% | 0% | 0% | 0% | 0% | 0% | 0% | 0% | 0% | 0% | 0% | 0% | 100%
| 2010 | 0% | 0% | 0% | 0% | 0% | 5.119% | 5.119% | 5.119% | 5.119% | 5.119% | 5.119% | 5.119% | 5.119% | 5.119% | 5.119% | 5.119% | 5.119% | 5.179% | 5.892% | 6.654% | 5.212% | 5.212% | 5.212% | 5.212% | 0% | 0% | 0% | 0% | 0% | 0% | 0% | 0% | 0% | 0% | 0% | 0% | 0% | 0% | 0% | 0% | 0% | 0% | 0% | 0% | 0% | 0% | 0% | 0% | 100%
| 2011 | 0% | 0% | 0% | 0% | 0% | 0% | 5.114% | 5.114% | 5.114% | 5.114% | 5.114% | 5.114% | 5.114% | 5.114% | 5.114% | 5.114% | 5.114% | 5.174% | 5.887% | 6.648% | 5.207% | 5.207% | 5.207% | 5.207% | 5.207% | 0% | 0% | 0% | 0% | 0% | 0% | 0% | 0% | 0% | 0% | 0% | 0% | 0% | 0% | 0% | 0% | 0% | 0% | 0% | 0% | 0% | 0% | 0% | 100%
| 2012 | 0% | 0% | 0% | 0% | 0% | 0% | 0% | 5.109% | 5.109% | 5.109% | 5.109% | 5.109% | 5.109% | 5.109% | 5.109% | 5.109% | 5.109% | 5.169% | 5.881% | 6.642% | 5.202% | 5.202% | 5.202% | 5.202% | 5.202% | 5.202% | 0% | 0% | 0% | 0% | 0% | 0% | 0% | 0% | 0% | 0% | 0% | 0% | 0% | 0% | 0% | 0% | 0% | 0% | 0% | 0% | 0% | 0% | 100%
| 2013 | 0% | 0% | 0% | 0% | 0% | 0% | 0% | 0% | 5.105% | 5.105% | 5.105% | 5.105% | 5.105% | 5.105% | 5.105% | 5.105% | 5.105% | 5.165% | 5.876% | 6.636% | 5.197% | 5.197% | 5.197% | 5.197% | 5.197% | 5.197% | 5.197% | 0% | 0% | 0% | 0% | 0% | 0% | 0% | 0% | 0% | 0% | 0% | 0% | 0% | 0% | 0% | 0% | 0% | 0% | 0% | 0% | 0% | 100%
| 2014 | 0% | 0% | 0% | 0% | 0% | 0% | 0% | 0% | 0% | 5.1% | 5.1% | 5.1% | 5.1% | 5.1% | 5.1% | 5.1% | 5.1% | 5.16% | 5.871% | 6.629% | 5.193% | 5.193% | 5.193% | 5.193% | 5.193% | 5.193% | 5.193% | 5.193% | 0% | 0% | 0% | 0% | 0% | 0% | 0% | 0% | 0% | 0% | 0% | 0% | 0% | 0% | 0% | 0% | 0% | 0% | 0% | 0% | 100%
| 2015 | 0% | 0% | 0% | 0% | 0% | 0% | 0% | 0% | 0% | 0% | 5.095% | 5.095% | 5.095% | 5.095% | 5.095% | 5.095% | 5.095% | 5.155% | 5.865% | 6.623% | 5.188% | 5.188% | 5.188% | 5.188% | 5.188% | 5.188% | 5.188% | 5.188% | 5.188% | 0% | 0% | 0% | 0% | 0% | 0% | 0% | 0% | 0% | 0% | 0% | 0% | 0% | 0% | 0% | 0% | 0% | 0% | 0% | 100%
| 2016 | 0% | 0% | 0% | 0% | 0% | 0% | 0% | 0% | 0% | 0% | 0% | 5.09% | 5.09% | 5.09% | 5.09% | 5.09% | 5.09% | 5.15% | 5.86% | 6.617% | 5.183% | 5.183% | 5.183% | 5.183% | 5.183% | 5.183% | 5.183% | 5.183% | 5.183% | 5.183% | 0% | 0% | 0% | 0% | 0% | 0% | 0% | 0% | 0% | 0% | 0% | 0% | 0% | 0% | 0% | 0% | 0% | 0% | 100%
| 2017 | 0% | 0% | 0% | 0% | 0% | 0% | 0% | 0% | 0% | 0% | 0% | 0% | 5.086% | 5.086% | 5.086% | 5.086% | 5.086% | 5.145% | 5.854% | 6.611% | 5.178% | 5.178% | 5.178% | 5.178% | 5.178% | 5.178% | 5.178% | 5.178% | 5.178% | 5.178% | 5.178% | 0% | 0% | 0% | 0% | 0% | 0% | 0% | 0% | 0% | 0% | 0% | 0% | 0% | 0% | 0% | 0% | 0% | 100%
| 2018 | 0% | 0% | 0% | 0% | 0% | 0% | 0% | 0% | 0% | 0% | 0% | 0% | 0% | 5.081% | 5.081% | 5.081% | 5.081% | 5.141% | 5.849% | 6.605% | 5.173% | 5.173% | 5.173% | 5.173% | 5.173% | 5.173% | 5.173% | 5.173% | 5.173% | 5.173% | 5.173% | 5.173% | 0% | 0% | 0% | 0% | 0% | 0% | 0% | 0% | 0% | 0% | 0% | 0% | 0% | 0% | 0% | 0% | 100%
| 2019 | 0% | 0% | 0% | 0% | 0% | 0% | 0% | 0% | 0% | 0% | 0% | 0% | 0% | 0% | 5.076% | 5.076% | 5.076% | 5.136% | 5.843% | 6.599% | 5.169% | 5.169% | 5.169% | 5.169% | 5.169% | 5.169% | 5.169% | 5.169% | 5.169% | 5.169% | 5.169% | 5.169% | 5.169% | 0% | 0% | 0% | 0% | 0% | 0% | 0% | 0% | 0% | 0% | 0% | 0% | 0% | 0% | 0% | 100%
| 2020 | 0% | 0% | 0% | 0% | 0% | 0% | 0% | 0% | 0% | 0% | 0% | 0% | 0% | 0% | 0% | 5.072% | 5.072% | 5.131% | 5.838% | 6.593% | 5.164% | 5.164% | 5.164% | 5.164% | 5.164% | 5.164% | 5.164% | 5.164% | 5.164% | 5.164% | 5.164% | 5.164% | 5.164% | 5.164% | 0% | 0% | 0% | 0% | 0% | 0% | 0% | 0% | 0% | 0% | 0% | 0% | 0% | 0% | 100%
| 2021 | 0% | 0% | 0% | 0% | 0% | 0% | 0% | 0% | 0% | 0% | 0% | 0% | 0% | 0% | 0% | 0% | 5.067% | 5.127% | 5.833% | 6.587% | 5.159% | 5.159% | 5.159% | 5.159% | 5.159% | 5.159% | 5.159% | 5.159% | 5.159% | 5.159% | 5.159% | 5.159% | 5.159% | 5.159% | 5.159% | 0% | 0% | 0% | 0% | 0% | 0% | 0% | 0% | 0% | 0% | 0% | 0% | 0% | 100%
| 2022 | 0% | 0% | 0% | 0% | 0% | 0% | 0% | 0% | 0% | 0% | 0% | 0% | 0% | 0% | 0% | 0% | 0% | 5.122% | 5.827% | 6.581% | 5.154% | 5.154% | 5.154% | 5.154% | 5.154% | 5.154% | 5.154% | 5.154% | 5.154% | 5.154% | 5.154% | 5.154% | 5.154% | 5.154% | 5.154% | 5.154% | 0% | 0% | 0% | 0% | 0% | 0% | 0% | 0% | 0% | 0% | 0% | 0% | 100%
| 2023 | 0% | 0% | 0% | 0% | 0% | 0% | 0% | 0% | 0% | 0% | 0% | 0% | 0% | 0% | 0% | 0% | 0% | 0% | 5.825% | 6.578% | 5.153% | 5.153% | 5.153% | 5.153% | 5.153% | 5.153% | 5.153% | 5.153% | 5.153% | 5.153% | 5.153% | 5.153% | 5.153% | 5.153% | 5.153% | 5.153% | 5.153% | 0% | 0% | 0% | 0% | 0% | 0% | 0% | 0% | 0% | 0% | 0% | 100%
| 2024 | 0% | 0% | 0% | 0% | 0% | 0% | 0% | 0% | 0% | 0% | 0% | 0% | 0% | 0% | 0% | 0% | 0% | 0% | 0% | 6.619% | 5.185% | 5.185% | 5.185% | 5.185% | 5.185% | 5.185% | 5.185% | 5.185% | 5.185% | 5.185% | 5.185% | 5.185% | 5.185% | 5.185% | 5.185% | 5.185% | 5.185% | 5.244% | 0% | 0% | 0% | 0% | 0% | 0% | 0% | 0% | 0% | 0% | 100%
| 2025 | 0% | 0% | 0% | 0% | 0% | 0% | 0% | 0% | 0% | 0% | 0% | 0% | 0% | 0% | 0% | 0% | 0% | 0% | 0% | 0% | 5.219% | 5.219% | 5.219% | 5.219% | 5.219% | 5.219% | 5.219% | 5.219% | 5.219% | 5.219% | 5.219% | 5.219% | 5.219% | 5.219% | 5.219% | 5.219% | 5.219% | 5.279% | 5.994% | 0% | 0% | 0% | 0% | 0% | 0% | 0% | 0% | 0% | 100%
| 2026 | 0% | 0% | 0% | 0% | 0% | 0% | 0% | 0% | 0% | 0% | 0% | 0% | 0% | 0% | 0% | 0% | 0% | 0% | 0% | 0% | 0% | 5.14% | 5.14% | 5.14% | 5.14% | 5.14% | 5.14% | 5.14% | 5.14% | 5.14% | 5.14% | 5.14% | 5.14% | 5.14% | 5.14% | 5.14% | 5.14% | 5.2% | 5.903% | 6.654% | 0% | 0% | 0% | 0% | 0% | 0% | 0% | 0% | 100%
| 2027 | 0% | 0% | 0% | 0% | 0% | 0% | 0% | 0% | 0% | 0% | 0% | 0% | 0% | 0% | 0% | 0% | 0% | 0% | 0% | 0% | 0% | 0% | 5.135% | 5.135% | 5.135% | 5.135% | 5.135% | 5.135% | 5.135% | 5.135% | 5.135% | 5.135% | 5.135% | 5.135% | 5.135% | 5.135% | 5.135% | 5.195% | 5.898% | 6.648% | 5.227% | 0% | 0% | 0% | 0% | 0% | 0% | 0% | 100%
| 2028 | 0% | 0% | 0% | 0% | 0% | 0% | 0% | 0% | 0% | 0% | 0% | 0% | 0% | 0% | 0% | 0% | 0% | 0% | 0% | 0% | 0% | 0% | 0% | 5.131% | 5.131% | 5.131% | 5.131% | 5.131% | 5.131% | 5.131% | 5.131% | 5.131% | 5.131% | 5.131% | 5.131% | 5.131% | 5.131% | 5.19% | 5.892% | 6.642% | 5.222% | 5.222% | 0% | 0% | 0% | 0% | 0% | 0% | 100%
| 2029 | 0% | 0% | 0% | 0% | 0% | 0% | 0% | 0% | 0% | 0% | 0% | 0% | 0% | 0% | 0% | 0% | 0% | 0% | 0% | 0% | 0% | 0% | 0% | 0% | 5.126% | 5.126% | 5.126% | 5.126% | 5.126% | 5.126% | 5.126% | 5.126% | 5.126% | 5.126% | 5.126% | 5.126% | 5.126% | 5.185% | 5.887% | 6.636% | 5.218% | 5.218% | 5.218% | 0% | 0% | 0% | 0% | 0% | 100%
| 2030 | 0% | 0% | 0% | 0% | 0% | 0% | 0% | 0% | 0% | 0% | 0% | 0% | 0% | 0% | 0% | 0% | 0% | 0% | 0% | 0% | 0% | 0% | 0% | 0% | 0% | 5.121% | 5.121% | 5.121% | 5.121% | 5.121% | 5.121% | 5.121% | 5.121% | 5.121% | 5.121% | 5.121% | 5.121% | 5.181% | 5.881% | 6.63% | 5.213% | 5.213% | 5.213% | 5.213% | 0% | 0% | 0% | 0% | 100%
| 2031 | 0% | 0% | 0% | 0% | 0% | 0% | 0% | 0% | 0% | 0% | 0% | 0% | 0% | 0% | 0% | 0% | 0% | 0% | 0% | 0% | 0% | 0% | 0% | 0% | 0% | 0% | 5.117% | 5.117% | 5.117% | 5.117% | 5.117% | 5.117% | 5.117% | 5.117% | 5.117% | 5.117% | 5.117% | 5.176% | 5.876% | 6.624% | 5.208% | 5.208% | 5.208% | 5.208% | 5.208% | 0% | 0% | 0% | 100%
| 2032 | 0% | 0% | 0% | 0% | 0% | 0% | 0% | 0% | 0% | 0% | 0% | 0% | 0% | 0% | 0% | 0% | 0% | 0% | 0% | 0% | 0% | 0% | 0% | 0% | 0% | 0% | 0% | 5.112% | 5.112% | 5.112% | 5.112% | 5.112% | 5.112% | 5.112% | 5.112% | 5.112% | 5.112% | 5.171% | 5.871% | 6.618% | 5.203% | 5.203% | 5.203% | 5.203% | 5.203% | 5.203% | 0% | 0% | 100%
| 2033 | 0% | 0% | 0% | 0% | 0% | 0% | 0% | 0% | 0% | 0% | 0% | 0% | 0% | 0% | 0% | 0% | 0% | 0% | 0% | 0% | 0% | 0% | 0% | 0% | 0% | 0% | 0% | 0% | 5.107% | 5.107% | 5.107% | 5.107% | 5.107% | 5.107% | 5.107% | 5.107% | 5.107% | 5.166% | 5.865% | 6.612% | 5.199% | 5.199% | 5.199% | 5.199% | 5.199% | 5.199% | 5.199% | 0% | 100%
| 2034 | 0% | 0% | 0% | 0% | 0% | 0% | 0% | 0% | 0% | 0% | 0% | 0% | 0% | 0% | 0% | 0% | 0% | 0% | 0% | 0% | 0% | 0% | 0% | 0% | 0% | 0% | 0% | 0% | 0% | 5.103% | 5.103% | 5.103% | 5.103% | 5.103% | 5.103% | 5.103% | 5.103% | 5.162% | 5.86% | 6.606% | 5.194% | 5.194% | 5.194% | 5.194% | 5.194% | 5.194% | 5.194% | 5.194% | 100%
Installed UEC (kWh)
|  | Average pre-case UEC | Average post-case UEC
| 1987 | 1987: 18396.4576; 1988: 18396.4576
| 1988 | 1987: 18396.4576; 1988: 18396.4576
| 1989 | 1987: 18396.4576; 1988: 18396.4576
| 1990 | 1987: 18396.4576; 1988: 18396.4576
| 1991 | 1987: 18396.4576; 1988: 18396.4576
| 1992 | 1987: 18396.4576; 1988: 18396.4576
| 1993 | 1987: 18396.4576; 1988: 18396.4576
| 1994 | 1987: 18396.4576; 1988: 18396.4576
| 1995 | 1987: 18396.4576; 1988: 18396.4576
| 1996 | 1987: 18396.4576; 1988: 18396.4576
| 1997 | 1987: 18396.4576; 1988: 18396.4576
| 1998 | 1987: 18396.4576; 1988: 18396.4576
| 1999 | 1987: 18396.4576; 1988: 18396.4576
| 2000 | 1987: 18396.4576; 1988: 18396.4576
| 2001 | 1987: 18396.4576; 1988: 18396.4576
| 2002 | 1987: 18396.4576; 1988: 18396.4576
| 2003 | 1987: 18396.4576; 1988: 18396.4576
| 2004 | 1987: 18396.4576; 1988: 18396.4576
| 2005 | 1987: 18396.4576; 1988: 18396.4576
| 2006 | 1987: 18396.4576; 1988: 18396.4576
| 2007 | 1987: 18396.4576; 1988: 18396.4576
| 2008 | 1987: 18396.4576; 1988: 18396.4576
| 2009 | 1987: 18396.4576; 1988: 18396.4576
| 2010 | 1987: 18396.4576; 1988: 18396.4576
| 2011 | 1987: 18396.4576; 1988: 18370.1745
| 2012 | 1987: 18396.4576; 1988: 18343.9402
| 2013 | 1987: 18396.4576; 1988: 18317.7546
| 2014 | 1987: 18396.4576; 1988: 18291.6177
| 2015 | 1987: 18396.4576; 1988: 18265.5292
| 2016 | 1987: 18396.4576; 1988: 18239.489
| 2017 | 1987: 18396.4576; 1988: 18213.4971
| 2018 | 1987: 18396.4576; 1988: 18187.5532
| 2019 | 1987: 18396.4576; 1988: 18161.6573
| 2020 | 1987: 18396.4576; 1988: 18135.8092
| 2021 | 1987: 18396.4576; 1988: 18110.0087
| 2022 | 1987: 18396.4576; 1988: 18084.2558
| 2023 | 1987: 18396.4576; 1988: 18058.3492
| 2024 | 1987: 18396.4576; 1988: 18029.7923
| 2025 | 1987: 18396.4576; 1988: 17997.0836
| 2026 | 1987: 18396.4576; 1988: 17969.543
| 2027 | 1987: 18396.4576; 1988: 17943.5503
| 2028 | 1987: 18396.4576; 1988: 17917.6052
| 2029 | 1987: 18396.4576; 1988: 17891.7076
| 2030 | 1987: 18396.4576; 1988: 17891.7076
| 2031 | 1987: 18396.4576; 1988: 17891.7076
| 2032 | 1987: 18396.4576; 1988: 17891.7076
| 2033 | 1987: 18396.4576; 1988: 17891.7076
| 2034 | 1987: 18396.4576; 1988: 17891.7076

## Installed UEC 21-50 HP
Installed Units by Year by Vintage (linked to Stock Model)
|  | 1 | 2 | 3 | 4 | 5 | 6 | 7 | 8 | 9 | 10 | 11 | 12 | 13 | 14 | 15 | 16 | 17 | 18 | 19 | 20 | 21 | 22 | 23 | 24 | 25 | 26 | 27 | 28 | 29 | 30 | 31 | 32 | 33 | 34 | 35 | 36 | 37 | 38 | 39 | 40 | 41 | 42 | 43 | 44 | 45 | 46 | 47 | 48 | 49 | 50 | 51 | 52
Vintage
|  | 1983 | 1984 | 1985 | 1986 | 1987 | 1988 | 1989 | 1990 | 1991 | 1992 | 1993 | 1994 | 1995 | 1996 | 1997 | 1998 | 1999 | 2000 | 2001 | 2002 | 2003 | 2004 | 2005 | 2006 | 2007 | 2008 | 2009 | 2010 | 2011 | 2012 | 2013 | 2014 | 2015 | 2016 | 2017 | 2018 | 2019 | 2020 | 2021 | 2022 | 2023 | 2024 | 2025 | 2026 | 2027 | 2028 | 2029 | 2030 | 2031 | 2032 | 2033 | 2034 | Total units | check
Year | 1983 | 0 | 0 | 0 | 0 | 0 | 0 | 0 | 0 | 0 | 0 | 0 | 0 | 0 | 0 | 0 | 0 | 0 | 0 | 0 | 0 | 0 | 0 | 0 | 0 | 0 | 0 | 0 | 0 | 0 | 0 | 0 | 0 | 0 | 0 | 0 | 0 | 0 | 0 | 0 | 0 | 0 | 0 | 0 | 0 | 0 | 0 | 0 | 0 | 0 | 0 | 0 | 0 | 0 | OK
| 1984 | 0 | 3750.7588 | 0 | 0 | 0 | 0 | 0 | 0 | 0 | 0 | 0 | 0 | 0 | 0 | 0 | 0 | 0 | 0 | 0 | 0 | 0 | 0 | 0 | 0 | 0 | 0 | 0 | 0 | 0 | 0 | 0 | 0 | 0 | 0 | 0 | 0 | 0 | 0 | 0 | 0 | 0 | 0 | 0 | 0 | 0 | 0 | 0 | 0 | 0 | 0 | 0 | 0 | 3750.7588 | OK
| 1985 | 0 | 3750.7588 | 3750.7588 | 0 | 0 | 0 | 0 | 0 | 0 | 0 | 0 | 0 | 0 | 0 | 0 | 0 | 0 | 0 | 0 | 0 | 0 | 0 | 0 | 0 | 0 | 0 | 0 | 0 | 0 | 0 | 0 | 0 | 0 | 0 | 0 | 0 | 0 | 0 | 0 | 0 | 0 | 0 | 0 | 0 | 0 | 0 | 0 | 0 | 0 | 0 | 0 | 0 | 7501.5177 | OK
| 1986 | 0 | 3750.7588 | 3750.7588 | 3750.7588 | 0 | 0 | 0 | 0 | 0 | 0 | 0 | 0 | 0 | 0 | 0 | 0 | 0 | 0 | 0 | 0 | 0 | 0 | 0 | 0 | 0 | 0 | 0 | 0 | 0 | 0 | 0 | 0 | 0 | 0 | 0 | 0 | 0 | 0 | 0 | 0 | 0 | 0 | 0 | 0 | 0 | 0 | 0 | 0 | 0 | 0 | 0 | 0 | 11252.2765 | OK
| 1987 | 0 | 3750.7588 | 3750.7588 | 3750.7588 | 3750.7588 | 0 | 0 | 0 | 0 | 0 | 0 | 0 | 0 | 0 | 0 | 0 | 0 | 0 | 0 | 0 | 0 | 0 | 0 | 0 | 0 | 0 | 0 | 0 | 0 | 0 | 0 | 0 | 0 | 0 | 0 | 0 | 0 | 0 | 0 | 0 | 0 | 0 | 0 | 0 | 0 | 0 | 0 | 0 | 0 | 0 | 0 | 0 | 15003.0353 | OK
| 1988 | 0 | 3750.7588 | 3750.7588 | 3750.7588 | 3750.7588 | 3750.7588 | 0 | 0 | 0 | 0 | 0 | 0 | 0 | 0 | 0 | 0 | 0 | 0 | 0 | 0 | 0 | 0 | 0 | 0 | 0 | 0 | 0 | 0 | 0 | 0 | 0 | 0 | 0 | 0 | 0 | 0 | 0 | 0 | 0 | 0 | 0 | 0 | 0 | 0 | 0 | 0 | 0 | 0 | 0 | 0 | 0 | 0 | 18753.7942 | OK
| 1989 | 0 | 3750.7588 | 3750.7588 | 3750.7588 | 3750.7588 | 3750.7588 | 3750.7588 | 0 | 0 | 0 | 0 | 0 | 0 | 0 | 0 | 0 | 0 | 0 | 0 | 0 | 0 | 0 | 0 | 0 | 0 | 0 | 0 | 0 | 0 | 0 | 0 | 0 | 0 | 0 | 0 | 0 | 0 | 0 | 0 | 0 | 0 | 0 | 0 | 0 | 0 | 0 | 0 | 0 | 0 | 0 | 0 | 0 | 22504.553 | OK
| 1990 | 0 | 3750.7588 | 3750.7588 | 3750.7588 | 3750.7588 | 3750.7588 | 3750.7588 | 3750.7588 | 0 | 0 | 0 | 0 | 0 | 0 | 0 | 0 | 0 | 0 | 0 | 0 | 0 | 0 | 0 | 0 | 0 | 0 | 0 | 0 | 0 | 0 | 0 | 0 | 0 | 0 | 0 | 0 | 0 | 0 | 0 | 0 | 0 | 0 | 0 | 0 | 0 | 0 | 0 | 0 | 0 | 0 | 0 | 0 | 26255.3118 | OK
| 1991 | 0 | 3750.7588 | 3750.7588 | 3750.7588 | 3750.7588 | 3750.7588 | 3750.7588 | 3750.7588 | 3750.7588 | 0 | 0 | 0 | 0 | 0 | 0 | 0 | 0 | 0 | 0 | 0 | 0 | 0 | 0 | 0 | 0 | 0 | 0 | 0 | 0 | 0 | 0 | 0 | 0 | 0 | 0 | 0 | 0 | 0 | 0 | 0 | 0 | 0 | 0 | 0 | 0 | 0 | 0 | 0 | 0 | 0 | 0 | 0 | 30006.0707 | OK
| 1992 | 0 | 3750.7588 | 3750.7588 | 3750.7588 | 3750.7588 | 3750.7588 | 3750.7588 | 3750.7588 | 3750.7588 | 3750.7588 | 0 | 0 | 0 | 0 | 0 | 0 | 0 | 0 | 0 | 0 | 0 | 0 | 0 | 0 | 0 | 0 | 0 | 0 | 0 | 0 | 0 | 0 | 0 | 0 | 0 | 0 | 0 | 0 | 0 | 0 | 0 | 0 | 0 | 0 | 0 | 0 | 0 | 0 | 0 | 0 | 0 | 0 | 33756.8295 | OK
| 1993 | 0 | 3750.7588 | 3750.7588 | 3750.7588 | 3750.7588 | 3750.7588 | 3750.7588 | 3750.7588 | 3750.7588 | 3750.7588 | 3750.7588 | 0 | 0 | 0 | 0 | 0 | 0 | 0 | 0 | 0 | 0 | 0 | 0 | 0 | 0 | 0 | 0 | 0 | 0 | 0 | 0 | 0 | 0 | 0 | 0 | 0 | 0 | 0 | 0 | 0 | 0 | 0 | 0 | 0 | 0 | 0 | 0 | 0 | 0 | 0 | 0 | 0 | 37507.5883 | OK
| 1994 | 0 | 3750.7588 | 3750.7588 | 3750.7588 | 3750.7588 | 3750.7588 | 3750.7588 | 3750.7588 | 3750.7588 | 3750.7588 | 3750.7588 | 3750.7588 | 0 | 0 | 0 | 0 | 0 | 0 | 0 | 0 | 0 | 0 | 0 | 0 | 0 | 0 | 0 | 0 | 0 | 0 | 0 | 0 | 0 | 0 | 0 | 0 | 0 | 0 | 0 | 0 | 0 | 0 | 0 | 0 | 0 | 0 | 0 | 0 | 0 | 0 | 0 | 0 | 41258.3472 | OK
| 1995 | 0 | 3750.7588 | 3750.7588 | 3750.7588 | 3750.7588 | 3750.7588 | 3750.7588 | 3750.7588 | 3750.7588 | 3750.7588 | 3750.7588 | 3750.7588 | 3750.7588 | 0 | 0 | 0 | 0 | 0 | 0 | 0 | 0 | 0 | 0 | 0 | 0 | 0 | 0 | 0 | 0 | 0 | 0 | 0 | 0 | 0 | 0 | 0 | 0 | 0 | 0 | 0 | 0 | 0 | 0 | 0 | 0 | 0 | 0 | 0 | 0 | 0 | 0 | 0 | 45009.106 | OK
| 1996 | 0 | 3750.7588 | 3750.7588 | 3750.7588 | 3750.7588 | 3750.7588 | 3750.7588 | 3750.7588 | 3750.7588 | 3750.7588 | 3750.7588 | 3750.7588 | 3750.7588 | 3750.7588 | 0 | 0 | 0 | 0 | 0 | 0 | 0 | 0 | 0 | 0 | 0 | 0 | 0 | 0 | 0 | 0 | 0 | 0 | 0 | 0 | 0 | 0 | 0 | 0 | 0 | 0 | 0 | 0 | 0 | 0 | 0 | 0 | 0 | 0 | 0 | 0 | 0 | 0 | 48759.8648 | OK
| 1997 | 0 | 3750.7588 | 3750.7588 | 3750.7588 | 3750.7588 | 3750.7588 | 3750.7588 | 3750.7588 | 3750.7588 | 3750.7588 | 3750.7588 | 3750.7588 | 3750.7588 | 3750.7588 | 3750.7588 | 0 | 0 | 0 | 0 | 0 | 0 | 0 | 0 | 0 | 0 | 0 | 0 | 0 | 0 | 0 | 0 | 0 | 0 | 0 | 0 | 0 | 0 | 0 | 0 | 0 | 0 | 0 | 0 | 0 | 0 | 0 | 0 | 0 | 0 | 0 | 0 | 0 | 52510.6236 | OK
| 1998 | 0 | 3750.7588 | 3750.7588 | 3750.7588 | 3750.7588 | 3750.7588 | 3750.7588 | 3750.7588 | 3750.7588 | 3750.7588 | 3750.7588 | 3750.7588 | 3750.7588 | 3750.7588 | 3750.7588 | 3750.7588 | 0 | 0 | 0 | 0 | 0 | 0 | 0 | 0 | 0 | 0 | 0 | 0 | 0 | 0 | 0 | 0 | 0 | 0 | 0 | 0 | 0 | 0 | 0 | 0 | 0 | 0 | 0 | 0 | 0 | 0 | 0 | 0 | 0 | 0 | 0 | 0 | 56261.3825 | OK
| 1999 | 0 | 3750.7588 | 3750.7588 | 3750.7588 | 3750.7588 | 3750.7588 | 3750.7588 | 3750.7588 | 3750.7588 | 3750.7588 | 3750.7588 | 3750.7588 | 3750.7588 | 3750.7588 | 3750.7588 | 3750.7588 | 3750.7588 | 0 | 0 | 0 | 0 | 0 | 0 | 0 | 0 | 0 | 0 | 0 | 0 | 0 | 0 | 0 | 0 | 0 | 0 | 0 | 0 | 0 | 0 | 0 | 0 | 0 | 0 | 0 | 0 | 0 | 0 | 0 | 0 | 0 | 0 | 0 | 60012.1413 | OK
| 2000 | 0 | 3750.7588 | 3750.7588 | 3750.7588 | 3750.7588 | 3750.7588 | 3750.7588 | 3750.7588 | 3750.7588 | 3750.7588 | 3750.7588 | 3750.7588 | 3750.7588 | 3750.7588 | 3750.7588 | 3750.7588 | 3750.7588 | 3750.7588 | 0 | 0 | 0 | 0 | 0 | 0 | 0 | 0 | 0 | 0 | 0 | 0 | 0 | 0 | 0 | 0 | 0 | 0 | 0 | 0 | 0 | 0 | 0 | 0 | 0 | 0 | 0 | 0 | 0 | 0 | 0 | 0 | 0 | 0 | 63762.9001 | OK
| 2001 | 0 | 3750.7588 | 3750.7588 | 3750.7588 | 3750.7588 | 3750.7588 | 3750.7588 | 3750.7588 | 3750.7588 | 3750.7588 | 3750.7588 | 3750.7588 | 3750.7588 | 3750.7588 | 3750.7588 | 3750.7588 | 3750.7588 | 3750.7588 | 3750.7588 | 0 | 0 | 0 | 0 | 0 | 0 | 0 | 0 | 0 | 0 | 0 | 0 | 0 | 0 | 0 | 0 | 0 | 0 | 0 | 0 | 0 | 0 | 0 | 0 | 0 | 0 | 0 | 0 | 0 | 0 | 0 | 0 | 0 | 67513.659 | OK
| 2002 | 0 | 3750.7588 | 3750.7588 | 3750.7588 | 3750.7588 | 3750.7588 | 3750.7588 | 3750.7588 | 3750.7588 | 3750.7588 | 3750.7588 | 3750.7588 | 3750.7588 | 3750.7588 | 3750.7588 | 3750.7588 | 3750.7588 | 3750.7588 | 3750.7588 | 3750.7588 | 0 | 0 | 0 | 0 | 0 | 0 | 0 | 0 | 0 | 0 | 0 | 0 | 0 | 0 | 0 | 0 | 0 | 0 | 0 | 0 | 0 | 0 | 0 | 0 | 0 | 0 | 0 | 0 | 0 | 0 | 0 | 0 | 71264.4178 | OK
| 2003 | 0 | 3750.7588 | 3750.7588 | 3750.7588 | 3750.7588 | 3750.7588 | 3750.7588 | 3750.7588 | 3750.7588 | 3750.7588 | 3750.7588 | 3750.7588 | 3750.7588 | 3750.7588 | 3750.7588 | 3750.7588 | 3750.7588 | 3750.7588 | 3750.7588 | 3750.7588 | 3750.7588 | 0 | 0 | 0 | 0 | 0 | 0 | 0 | 0 | 0 | 0 | 0 | 0 | 0 | 0 | 0 | 0 | 0 | 0 | 0 | 0 | 0 | 0 | 0 | 0 | 0 | 0 | 0 | 0 | 0 | 0 | 0 | 75015.1766 | OK
| 2004 | 0 | 3750.7588 | 3750.7588 | 3750.7588 | 3750.7588 | 3750.7588 | 3750.7588 | 3750.7588 | 3750.7588 | 3750.7588 | 3750.7588 | 3750.7588 | 3750.7588 | 3750.7588 | 3750.7588 | 3750.7588 | 3750.7588 | 3750.7588 | 3750.7588 | 3750.7588 | 3750.7588 | 3794.856 | 0 | 0 | 0 | 0 | 0 | 0 | 0 | 0 | 0 | 0 | 0 | 0 | 0 | 0 | 0 | 0 | 0 | 0 | 0 | 0 | 0 | 0 | 0 | 0 | 0 | 0 | 0 | 0 | 0 | 0 | 78810.0326 | OK
| 2005 | 0 | 3750.7588 | 3750.7588 | 3750.7588 | 3750.7588 | 3750.7588 | 3750.7588 | 3750.7588 | 3750.7588 | 3750.7588 | 3750.7588 | 3750.7588 | 3750.7588 | 3750.7588 | 3750.7588 | 3750.7588 | 3750.7588 | 3750.7588 | 3750.7588 | 3750.7588 | 3750.7588 | 3794.856 | 4317.5743 | 0 | 0 | 0 | 0 | 0 | 0 | 0 | 0 | 0 | 0 | 0 | 0 | 0 | 0 | 0 | 0 | 0 | 0 | 0 | 0 | 0 | 0 | 0 | 0 | 0 | 0 | 0 | 0 | 0 | 83127.6069 | OK
| 2006 | 0 | 0 | 3750.7588 | 3750.7588 | 3750.7588 | 3750.7588 | 3750.7588 | 3750.7588 | 3750.7588 | 3750.7588 | 3750.7588 | 3750.7588 | 3750.7588 | 3750.7588 | 3750.7588 | 3750.7588 | 3750.7588 | 3750.7588 | 3750.7588 | 3750.7588 | 3750.7588 | 3794.856 | 4317.5743 | 4875.6997 | 0 | 0 | 0 | 0 | 0 | 0 | 0 | 0 | 0 | 0 | 0 | 0 | 0 | 0 | 0 | 0 | 0 | 0 | 0 | 0 | 0 | 0 | 0 | 0 | 0 | 0 | 0 | 0 | 84252.5478 | OK
| 2007 | 0 | 0 | 0 | 3750.7588 | 3750.7588 | 3750.7588 | 3750.7588 | 3750.7588 | 3750.7588 | 3750.7588 | 3750.7588 | 3750.7588 | 3750.7588 | 3750.7588 | 3750.7588 | 3750.7588 | 3750.7588 | 3750.7588 | 3750.7588 | 3750.7588 | 3750.7588 | 3794.856 | 4317.5743 | 4875.6997 | 3819.0186 | 0 | 0 | 0 | 0 | 0 | 0 | 0 | 0 | 0 | 0 | 0 | 0 | 0 | 0 | 0 | 0 | 0 | 0 | 0 | 0 | 0 | 0 | 0 | 0 | 0 | 0 | 0 | 84320.8076 | OK
| 2008 | 0 | 0 | 0 | 0 | 3750.7588 | 3750.7588 | 3750.7588 | 3750.7588 | 3750.7588 | 3750.7588 | 3750.7588 | 3750.7588 | 3750.7588 | 3750.7588 | 3750.7588 | 3750.7588 | 3750.7588 | 3750.7588 | 3750.7588 | 3750.7588 | 3750.7588 | 3794.856 | 4317.5743 | 4875.6997 | 3819.0186 | 3819.0186 | 0 | 0 | 0 | 0 | 0 | 0 | 0 | 0 | 0 | 0 | 0 | 0 | 0 | 0 | 0 | 0 | 0 | 0 | 0 | 0 | 0 | 0 | 0 | 0 | 0 | 0 | 84389.0674 | OK
| 2009 | 0 | 0 | 0 | 0 | 0 | 3750.7588 | 3750.7588 | 3750.7588 | 3750.7588 | 3750.7588 | 3750.7588 | 3750.7588 | 3750.7588 | 3750.7588 | 3750.7588 | 3750.7588 | 3750.7588 | 3750.7588 | 3750.7588 | 3750.7588 | 3750.7588 | 3794.856 | 4317.5743 | 4875.6997 | 3819.0186 | 3819.0186 | 3819.0186 | 0 | 0 | 0 | 0 | 0 | 0 | 0 | 0 | 0 | 0 | 0 | 0 | 0 | 0 | 0 | 0 | 0 | 0 | 0 | 0 | 0 | 0 | 0 | 0 | 0 | 84457.3272 | OK
| 2010 | 0 | 0 | 0 | 0 | 0 | 0 | 3750.7588 | 3750.7588 | 3750.7588 | 3750.7588 | 3750.7588 | 3750.7588 | 3750.7588 | 3750.7588 | 3750.7588 | 3750.7588 | 3750.7588 | 3750.7588 | 3750.7588 | 3750.7588 | 3750.7588 | 3794.856 | 4317.5743 | 4875.6997 | 3819.0186 | 3819.0186 | 3819.0186 | 3819.0186 | 0 | 0 | 0 | 0 | 0 | 0 | 0 | 0 | 0 | 0 | 0 | 0 | 0 | 0 | 0 | 0 | 0 | 0 | 0 | 0 | 0 | 0 | 0 | 0 | 84525.587 | OK
| 2011 | 0 | 0 | 0 | 0 | 0 | 0 | 0 | 3750.7588 | 3750.7588 | 3750.7588 | 3750.7588 | 3750.7588 | 3750.7588 | 3750.7588 | 3750.7588 | 3750.7588 | 3750.7588 | 3750.7588 | 3750.7588 | 3750.7588 | 3750.7588 | 3794.856 | 4317.5743 | 4875.6997 | 3819.0186 | 3819.0186 | 3819.0186 | 3819.0186 | 3819.0186 | 0 | 0 | 0 | 0 | 0 | 0 | 0 | 0 | 0 | 0 | 0 | 0 | 0 | 0 | 0 | 0 | 0 | 0 | 0 | 0 | 0 | 0 | 0 | 84593.8468 | OK
| 2012 | 0 | 0 | 0 | 0 | 0 | 0 | 0 | 0 | 3750.7588 | 3750.7588 | 3750.7588 | 3750.7588 | 3750.7588 | 3750.7588 | 3750.7588 | 3750.7588 | 3750.7588 | 3750.7588 | 3750.7588 | 3750.7588 | 3750.7588 | 3794.856 | 4317.5743 | 4875.6997 | 3819.0186 | 3819.0186 | 3819.0186 | 3819.0186 | 3819.0186 | 3819.0186 | 0 | 0 | 0 | 0 | 0 | 0 | 0 | 0 | 0 | 0 | 0 | 0 | 0 | 0 | 0 | 0 | 0 | 0 | 0 | 0 | 0 | 0 | 84662.1066 | OK
| 2013 | 0 | 0 | 0 | 0 | 0 | 0 | 0 | 0 | 0 | 3750.7588 | 3750.7588 | 3750.7588 | 3750.7588 | 3750.7588 | 3750.7588 | 3750.7588 | 3750.7588 | 3750.7588 | 3750.7588 | 3750.7588 | 3750.7588 | 3794.856 | 4317.5743 | 4875.6997 | 3819.0186 | 3819.0186 | 3819.0186 | 3819.0186 | 3819.0186 | 3819.0186 | 3819.0186 | 0 | 0 | 0 | 0 | 0 | 0 | 0 | 0 | 0 | 0 | 0 | 0 | 0 | 0 | 0 | 0 | 0 | 0 | 0 | 0 | 0 | 84730.3664 | OK
| 2014 | 0 | 0 | 0 | 0 | 0 | 0 | 0 | 0 | 0 | 0 | 3750.7588 | 3750.7588 | 3750.7588 | 3750.7588 | 3750.7588 | 3750.7588 | 3750.7588 | 3750.7588 | 3750.7588 | 3750.7588 | 3750.7588 | 3794.856 | 4317.5743 | 4875.6997 | 3819.0186 | 3819.0186 | 3819.0186 | 3819.0186 | 3819.0186 | 3819.0186 | 3819.0186 | 3819.0186 | 0 | 0 | 0 | 0 | 0 | 0 | 0 | 0 | 0 | 0 | 0 | 0 | 0 | 0 | 0 | 0 | 0 | 0 | 0 | 0 | 84798.6261 | OK
| 2015 | 0 | 0 | 0 | 0 | 0 | 0 | 0 | 0 | 0 | 0 | 0 | 3750.7588 | 3750.7588 | 3750.7588 | 3750.7588 | 3750.7588 | 3750.7588 | 3750.7588 | 3750.7588 | 3750.7588 | 3750.7588 | 3794.856 | 4317.5743 | 4875.6997 | 3819.0186 | 3819.0186 | 3819.0186 | 3819.0186 | 3819.0186 | 3819.0186 | 3819.0186 | 3819.0186 | 3819.0186 | 0 | 0 | 0 | 0 | 0 | 0 | 0 | 0 | 0 | 0 | 0 | 0 | 0 | 0 | 0 | 0 | 0 | 0 | 0 | 84866.8859 | OK
| 2016 | 0 | 0 | 0 | 0 | 0 | 0 | 0 | 0 | 0 | 0 | 0 | 0 | 3750.7588 | 3750.7588 | 3750.7588 | 3750.7588 | 3750.7588 | 3750.7588 | 3750.7588 | 3750.7588 | 3750.7588 | 3794.856 | 4317.5743 | 4875.6997 | 3819.0186 | 3819.0186 | 3819.0186 | 3819.0186 | 3819.0186 | 3819.0186 | 3819.0186 | 3819.0186 | 3819.0186 | 3819.0186 | 0 | 0 | 0 | 0 | 0 | 0 | 0 | 0 | 0 | 0 | 0 | 0 | 0 | 0 | 0 | 0 | 0 | 0 | 84935.1457 | OK
| 2017 | 0 | 0 | 0 | 0 | 0 | 0 | 0 | 0 | 0 | 0 | 0 | 0 | 0 | 3750.7588 | 3750.7588 | 3750.7588 | 3750.7588 | 3750.7588 | 3750.7588 | 3750.7588 | 3750.7588 | 3794.856 | 4317.5743 | 4875.6997 | 3819.0186 | 3819.0186 | 3819.0186 | 3819.0186 | 3819.0186 | 3819.0186 | 3819.0186 | 3819.0186 | 3819.0186 | 3819.0186 | 3819.0186 | 0 | 0 | 0 | 0 | 0 | 0 | 0 | 0 | 0 | 0 | 0 | 0 | 0 | 0 | 0 | 0 | 0 | 85003.4055 | OK
| 2018 | 0 | 0 | 0 | 0 | 0 | 0 | 0 | 0 | 0 | 0 | 0 | 0 | 0 | 0 | 3750.7588 | 3750.7588 | 3750.7588 | 3750.7588 | 3750.7588 | 3750.7588 | 3750.7588 | 3794.856 | 4317.5743 | 4875.6997 | 3819.0186 | 3819.0186 | 3819.0186 | 3819.0186 | 3819.0186 | 3819.0186 | 3819.0186 | 3819.0186 | 3819.0186 | 3819.0186 | 3819.0186 | 3819.0186 | 0 | 0 | 0 | 0 | 0 | 0 | 0 | 0 | 0 | 0 | 0 | 0 | 0 | 0 | 0 | 0 | 85071.6653 | OK
| 2019 | 0 | 0 | 0 | 0 | 0 | 0 | 0 | 0 | 0 | 0 | 0 | 0 | 0 | 0 | 0 | 3750.7588 | 3750.7588 | 3750.7588 | 3750.7588 | 3750.7588 | 3750.7588 | 3794.856 | 4317.5743 | 4875.6997 | 3819.0186 | 3819.0186 | 3819.0186 | 3819.0186 | 3819.0186 | 3819.0186 | 3819.0186 | 3819.0186 | 3819.0186 | 3819.0186 | 3819.0186 | 3819.0186 | 3819.0186 | 0 | 0 | 0 | 0 | 0 | 0 | 0 | 0 | 0 | 0 | 0 | 0 | 0 | 0 | 0 | 85139.9251 | OK
| 2020 | 0 | 0 | 0 | 0 | 0 | 0 | 0 | 0 | 0 | 0 | 0 | 0 | 0 | 0 | 0 | 0 | 3750.7588 | 3750.7588 | 3750.7588 | 3750.7588 | 3750.7588 | 3794.856 | 4317.5743 | 4875.6997 | 3819.0186 | 3819.0186 | 3819.0186 | 3819.0186 | 3819.0186 | 3819.0186 | 3819.0186 | 3819.0186 | 3819.0186 | 3819.0186 | 3819.0186 | 3819.0186 | 3819.0186 | 3819.0186 | 0 | 0 | 0 | 0 | 0 | 0 | 0 | 0 | 0 | 0 | 0 | 0 | 0 | 0 | 85208.1849 | OK
| 2021 | 0 | 0 | 0 | 0 | 0 | 0 | 0 | 0 | 0 | 0 | 0 | 0 | 0 | 0 | 0 | 0 | 0 | 3750.7588 | 3750.7588 | 3750.7588 | 3750.7588 | 3794.856 | 4317.5743 | 4875.6997 | 3819.0186 | 3819.0186 | 3819.0186 | 3819.0186 | 3819.0186 | 3819.0186 | 3819.0186 | 3819.0186 | 3819.0186 | 3819.0186 | 3819.0186 | 3819.0186 | 3819.0186 | 3819.0186 | 3819.0186 | 0 | 0 | 0 | 0 | 0 | 0 | 0 | 0 | 0 | 0 | 0 | 0 | 0 | 85276.4447 | OK
| 2022 | 0 | 0 | 0 | 0 | 0 | 0 | 0 | 0 | 0 | 0 | 0 | 0 | 0 | 0 | 0 | 0 | 0 | 0 | 3750.7588 | 3750.7588 | 3750.7588 | 3794.856 | 4317.5743 | 4875.6997 | 3819.0186 | 3819.0186 | 3819.0186 | 3819.0186 | 3819.0186 | 3819.0186 | 3819.0186 | 3819.0186 | 3819.0186 | 3819.0186 | 3819.0186 | 3819.0186 | 3819.0186 | 3819.0186 | 3819.0186 | 3819.0186 | 0 | 0 | 0 | 0 | 0 | 0 | 0 | 0 | 0 | 0 | 0 | 0 | 85344.7045 | OK
| 2023 | 0 | 0 | 0 | 0 | 0 | 0 | 0 | 0 | 0 | 0 | 0 | 0 | 0 | 0 | 0 | 0 | 0 | 0 | 0 | 3750.7588 | 3750.7588 | 3794.856 | 4317.5743 | 4875.6997 | 3819.0186 | 3819.0186 | 3819.0186 | 3819.0186 | 3819.0186 | 3819.0186 | 3819.0186 | 3819.0186 | 3819.0186 | 3819.0186 | 3819.0186 | 3819.0186 | 3819.0186 | 3819.0186 | 3819.0186 | 3819.0186 | 3819.0186 | 0 | 0 | 0 | 0 | 0 | 0 | 0 | 0 | 0 | 0 | 0 | 85412.9643 | OK
| 2024 | 0 | 0 | 0 | 0 | 0 | 0 | 0 | 0 | 0 | 0 | 0 | 0 | 0 | 0 | 0 | 0 | 0 | 0 | 0 | 0 | 3750.7588 | 3794.856 | 4317.5743 | 4875.6997 | 3819.0186 | 3819.0186 | 3819.0186 | 3819.0186 | 3819.0186 | 3819.0186 | 3819.0186 | 3819.0186 | 3819.0186 | 3819.0186 | 3819.0186 | 3819.0186 | 3819.0186 | 3819.0186 | 3819.0186 | 3819.0186 | 3819.0186 | 3819.0186 | 0 | 0 | 0 | 0 | 0 | 0 | 0 | 0 | 0 | 0 | 85481.2241 | OK
| 2025 | 0 | 0 | 0 | 0 | 0 | 0 | 0 | 0 | 0 | 0 | 0 | 0 | 0 | 0 | 0 | 0 | 0 | 0 | 0 | 0 | 0 | 3794.856 | 4317.5743 | 4875.6997 | 3819.0186 | 3819.0186 | 3819.0186 | 3819.0186 | 3819.0186 | 3819.0186 | 3819.0186 | 3819.0186 | 3819.0186 | 3819.0186 | 3819.0186 | 3819.0186 | 3819.0186 | 3819.0186 | 3819.0186 | 3819.0186 | 3819.0186 | 3819.0186 | 3819.0186 | 0 | 0 | 0 | 0 | 0 | 0 | 0 | 0 | 0 | 85549.4839 | OK
| 2026 | 0 | 0 | 0 | 0 | 0 | 0 | 0 | 0 | 0 | 0 | 0 | 0 | 0 | 0 | 0 | 0 | 0 | 0 | 0 | 0 | 0 | 0 | 4317.5743 | 4875.6997 | 3819.0186 | 3819.0186 | 3819.0186 | 3819.0186 | 3819.0186 | 3819.0186 | 3819.0186 | 3819.0186 | 3819.0186 | 3819.0186 | 3819.0186 | 3819.0186 | 3819.0186 | 3819.0186 | 3819.0186 | 3819.0186 | 3819.0186 | 3819.0186 | 3819.0186 | 3819.0186 | 0 | 0 | 0 | 0 | 0 | 0 | 0 | 0 | 85573.6466 | OK
| 2027 | 0 | 0 | 0 | 0 | 0 | 0 | 0 | 0 | 0 | 0 | 0 | 0 | 0 | 0 | 0 | 0 | 0 | 0 | 0 | 0 | 0 | 0 | 0 | 4875.6997 | 3819.0186 | 3819.0186 | 3819.0186 | 3819.0186 | 3819.0186 | 3819.0186 | 3819.0186 | 3819.0186 | 3819.0186 | 3819.0186 | 3819.0186 | 3819.0186 | 3819.0186 | 3819.0186 | 3819.0186 | 3819.0186 | 3819.0186 | 3819.0186 | 3819.0186 | 3819.0186 | 3863.1158 | 0 | 0 | 0 | 0 | 0 | 0 | 0 | 85119.1881 | OK
| 2028 | 0 | 0 | 0 | 0 | 0 | 0 | 0 | 0 | 0 | 0 | 0 | 0 | 0 | 0 | 0 | 0 | 0 | 0 | 0 | 0 | 0 | 0 | 0 | 0 | 3819.0186 | 3819.0186 | 3819.0186 | 3819.0186 | 3819.0186 | 3819.0186 | 3819.0186 | 3819.0186 | 3819.0186 | 3819.0186 | 3819.0186 | 3819.0186 | 3819.0186 | 3819.0186 | 3819.0186 | 3819.0186 | 3819.0186 | 3819.0186 | 3819.0186 | 3819.0186 | 3863.1158 | 4385.8341 | 0 | 0 | 0 | 0 | 0 | 0 | 84629.3224 | OK
| 2029 | 0 | 0 | 0 | 0 | 0 | 0 | 0 | 0 | 0 | 0 | 0 | 0 | 0 | 0 | 0 | 0 | 0 | 0 | 0 | 0 | 0 | 0 | 0 | 0 | 0 | 3819.0186 | 3819.0186 | 3819.0186 | 3819.0186 | 3819.0186 | 3819.0186 | 3819.0186 | 3819.0186 | 3819.0186 | 3819.0186 | 3819.0186 | 3819.0186 | 3819.0186 | 3819.0186 | 3819.0186 | 3819.0186 | 3819.0186 | 3819.0186 | 3819.0186 | 3863.1158 | 4385.8341 | 4943.9595 | 0 | 0 | 0 | 0 | 0 | 85754.2633 | OK
| 2030 | 0 | 0 | 0 | 0 | 0 | 0 | 0 | 0 | 0 | 0 | 0 | 0 | 0 | 0 | 0 | 0 | 0 | 0 | 0 | 0 | 0 | 0 | 0 | 0 | 0 | 0 | 3819.0186 | 3819.0186 | 3819.0186 | 3819.0186 | 3819.0186 | 3819.0186 | 3819.0186 | 3819.0186 | 3819.0186 | 3819.0186 | 3819.0186 | 3819.0186 | 3819.0186 | 3819.0186 | 3819.0186 | 3819.0186 | 3819.0186 | 3819.0186 | 3863.1158 | 4385.8341 | 4943.9595 | 3887.2784 | 0 | 0 | 0 | 0 | 85822.5231 | OK
| 2031 | 0 | 0 | 0 | 0 | 0 | 0 | 0 | 0 | 0 | 0 | 0 | 0 | 0 | 0 | 0 | 0 | 0 | 0 | 0 | 0 | 0 | 0 | 0 | 0 | 0 | 0 | 0 | 3819.0186 | 3819.0186 | 3819.0186 | 3819.0186 | 3819.0186 | 3819.0186 | 3819.0186 | 3819.0186 | 3819.0186 | 3819.0186 | 3819.0186 | 3819.0186 | 3819.0186 | 3819.0186 | 3819.0186 | 3819.0186 | 3819.0186 | 3863.1158 | 4385.8341 | 4943.9595 | 3887.2784 | 3887.2784 | 0 | 0 | 0 | 85890.7829 | OK
| 2032 | 0 | 0 | 0 | 0 | 0 | 0 | 0 | 0 | 0 | 0 | 0 | 0 | 0 | 0 | 0 | 0 | 0 | 0 | 0 | 0 | 0 | 0 | 0 | 0 | 0 | 0 | 0 | 0 | 3819.0186 | 3819.0186 | 3819.0186 | 3819.0186 | 3819.0186 | 3819.0186 | 3819.0186 | 3819.0186 | 3819.0186 | 3819.0186 | 3819.0186 | 3819.0186 | 3819.0186 | 3819.0186 | 3819.0186 | 3819.0186 | 3863.1158 | 4385.8341 | 4943.9595 | 3887.2784 | 3887.2784 | 3887.2784 | 0 | 0 | 85959.0427 | OK
| 2033 | 0 | 0 | 0 | 0 | 0 | 0 | 0 | 0 | 0 | 0 | 0 | 0 | 0 | 0 | 0 | 0 | 0 | 0 | 0 | 0 | 0 | 0 | 0 | 0 | 0 | 0 | 0 | 0 | 0 | 3819.0186 | 3819.0186 | 3819.0186 | 3819.0186 | 3819.0186 | 3819.0186 | 3819.0186 | 3819.0186 | 3819.0186 | 3819.0186 | 3819.0186 | 3819.0186 | 3819.0186 | 3819.0186 | 3819.0186 | 3863.1158 | 4385.8341 | 4943.9595 | 3887.2784 | 3887.2784 | 3887.2784 | 3887.2784 | 0 | 86027.3025 | OK
| 2034 | 0 | 0 | 0 | 0 | 0 | 0 | 0 | 0 | 0 | 0 | 0 | 0 | 0 | 0 | 0 | 0 | 0 | 0 | 0 | 0 | 0 | 0 | 0 | 0 | 0 | 0 | 0 | 0 | 0 | 0 | 3819.0186 | 3819.0186 | 3819.0186 | 3819.0186 | 3819.0186 | 3819.0186 | 3819.0186 | 3819.0186 | 3819.0186 | 3819.0186 | 3819.0186 | 3819.0186 | 3819.0186 | 3819.0186 | 3863.1158 | 4385.8341 | 4943.9595 | 3887.2784 | 3887.2784 | 3887.2784 | 3887.2784 | 3887.2784 | 86095.5623 | OK
Vintage Distribution
|  | 1983 | 1984 | 1985 | 1986 | 1987 | 1988 | 1989 | 1990 | 1991 | 1992 | 1993 | 1994 | 1995 | 1996 | 1997 | 1998 | 1999 | 2000 | 2001 | 2002 | 2003 | 2004 | 2005 | 2006 | 2007 | 2008 | 2009 | 2010 | 2011 | 2012 | 2013 | 2014 | 2015 | 2016 | 2017 | 2018 | 2019 | 2020 | 2021 | 2022 | 2023 | 2024 | 2025 | 2026 | 2027 | 2028 | 2029 | 2030 | 2031 | 2032 | 2033 | 2034 | Sum Check
| 1983 | [52 empty] | 0% | bar: 1983 to 2034
| 1984 | 0% | 100% | 0% | 0% | 0% | 0% | 0% | 0% | 0% | 0% | 0% | 0% | 0% | 0% | 0% | 0% | 0% | 0% | 0% | 0% | 0% | 0% | 0% | 0% | 0% | 0% | 0% | 0% | 0% | 0% | 0% | 0% | 0% | 0% | 0% | 0% | 0% | 0% | 0% | 0% | 0% | 0% | 0% | 0% | 0% | 0% | 0% | 0% | 0% | 0% | 0% | 0% | 100%
| 1985 | 0% | 50% | 50% | 0% | 0% | 0% | 0% | 0% | 0% | 0% | 0% | 0% | 0% | 0% | 0% | 0% | 0% | 0% | 0% | 0% | 0% | 0% | 0% | 0% | 0% | 0% | 0% | 0% | 0% | 0% | 0% | 0% | 0% | 0% | 0% | 0% | 0% | 0% | 0% | 0% | 0% | 0% | 0% | 0% | 0% | 0% | 0% | 0% | 0% | 0% | 0% | 0% | 100%
| 1986 | 0% | 33.33% | 33.33% | 33.33% | 0% | 0% | 0% | 0% | 0% | 0% | 0% | 0% | 0% | 0% | 0% | 0% | 0% | 0% | 0% | 0% | 0% | 0% | 0% | 0% | 0% | 0% | 0% | 0% | 0% | 0% | 0% | 0% | 0% | 0% | 0% | 0% | 0% | 0% | 0% | 0% | 0% | 0% | 0% | 0% | 0% | 0% | 0% | 0% | 0% | 0% | 0% | 0% | 100%
| 1987 | 0% | 25% | 25% | 25% | 25% | 0% | 0% | 0% | 0% | 0% | 0% | 0% | 0% | 0% | 0% | 0% | 0% | 0% | 0% | 0% | 0% | 0% | 0% | 0% | 0% | 0% | 0% | 0% | 0% | 0% | 0% | 0% | 0% | 0% | 0% | 0% | 0% | 0% | 0% | 0% | 0% | 0% | 0% | 0% | 0% | 0% | 0% | 0% | 0% | 0% | 0% | 0% | 100%
| 1988 | 0% | 20% | 20% | 20% | 20% | 20% | 0% | 0% | 0% | 0% | 0% | 0% | 0% | 0% | 0% | 0% | 0% | 0% | 0% | 0% | 0% | 0% | 0% | 0% | 0% | 0% | 0% | 0% | 0% | 0% | 0% | 0% | 0% | 0% | 0% | 0% | 0% | 0% | 0% | 0% | 0% | 0% | 0% | 0% | 0% | 0% | 0% | 0% | 0% | 0% | 0% | 0% | 100%
| 1989 | 0% | 16.67% | 16.67% | 16.67% | 16.67% | 16.67% | 16.67% | 0% | 0% | 0% | 0% | 0% | 0% | 0% | 0% | 0% | 0% | 0% | 0% | 0% | 0% | 0% | 0% | 0% | 0% | 0% | 0% | 0% | 0% | 0% | 0% | 0% | 0% | 0% | 0% | 0% | 0% | 0% | 0% | 0% | 0% | 0% | 0% | 0% | 0% | 0% | 0% | 0% | 0% | 0% | 0% | 0% | 100%
| 1990 | 0% | 14.29% | 14.29% | 14.29% | 14.29% | 14.29% | 14.29% | 14.29% | 0% | 0% | 0% | 0% | 0% | 0% | 0% | 0% | 0% | 0% | 0% | 0% | 0% | 0% | 0% | 0% | 0% | 0% | 0% | 0% | 0% | 0% | 0% | 0% | 0% | 0% | 0% | 0% | 0% | 0% | 0% | 0% | 0% | 0% | 0% | 0% | 0% | 0% | 0% | 0% | 0% | 0% | 0% | 0% | 100%
| 1991 | 0% | 12.5% | 12.5% | 12.5% | 12.5% | 12.5% | 12.5% | 12.5% | 12.5% | 0% | 0% | 0% | 0% | 0% | 0% | 0% | 0% | 0% | 0% | 0% | 0% | 0% | 0% | 0% | 0% | 0% | 0% | 0% | 0% | 0% | 0% | 0% | 0% | 0% | 0% | 0% | 0% | 0% | 0% | 0% | 0% | 0% | 0% | 0% | 0% | 0% | 0% | 0% | 0% | 0% | 0% | 0% | 100%
| 1992 | 0% | 11.11% | 11.11% | 11.11% | 11.11% | 11.11% | 11.11% | 11.11% | 11.11% | 11.11% | 0% | 0% | 0% | 0% | 0% | 0% | 0% | 0% | 0% | 0% | 0% | 0% | 0% | 0% | 0% | 0% | 0% | 0% | 0% | 0% | 0% | 0% | 0% | 0% | 0% | 0% | 0% | 0% | 0% | 0% | 0% | 0% | 0% | 0% | 0% | 0% | 0% | 0% | 0% | 0% | 0% | 0% | 100%
| 1993 | 0% | 10% | 10% | 10% | 10% | 10% | 10% | 10% | 10% | 10% | 10% | 0% | 0% | 0% | 0% | 0% | 0% | 0% | 0% | 0% | 0% | 0% | 0% | 0% | 0% | 0% | 0% | 0% | 0% | 0% | 0% | 0% | 0% | 0% | 0% | 0% | 0% | 0% | 0% | 0% | 0% | 0% | 0% | 0% | 0% | 0% | 0% | 0% | 0% | 0% | 0% | 0% | 100%
| 1994 | 0% | 9.091% | 9.091% | 9.091% | 9.091% | 9.091% | 9.091% | 9.091% | 9.091% | 9.091% | 9.091% | 9.091% | 0% | 0% | 0% | 0% | 0% | 0% | 0% | 0% | 0% | 0% | 0% | 0% | 0% | 0% | 0% | 0% | 0% | 0% | 0% | 0% | 0% | 0% | 0% | 0% | 0% | 0% | 0% | 0% | 0% | 0% | 0% | 0% | 0% | 0% | 0% | 0% | 0% | 0% | 0% | 0% | 100%
| 1995 | 0% | 8.333% | 8.333% | 8.333% | 8.333% | 8.333% | 8.333% | 8.333% | 8.333% | 8.333% | 8.333% | 8.333% | 8.333% | 0% | 0% | 0% | 0% | 0% | 0% | 0% | 0% | 0% | 0% | 0% | 0% | 0% | 0% | 0% | 0% | 0% | 0% | 0% | 0% | 0% | 0% | 0% | 0% | 0% | 0% | 0% | 0% | 0% | 0% | 0% | 0% | 0% | 0% | 0% | 0% | 0% | 0% | 0% | 100%
| 1996 | 0% | 7.692% | 7.692% | 7.692% | 7.692% | 7.692% | 7.692% | 7.692% | 7.692% | 7.692% | 7.692% | 7.692% | 7.692% | 7.692% | 0% | 0% | 0% | 0% | 0% | 0% | 0% | 0% | 0% | 0% | 0% | 0% | 0% | 0% | 0% | 0% | 0% | 0% | 0% | 0% | 0% | 0% | 0% | 0% | 0% | 0% | 0% | 0% | 0% | 0% | 0% | 0% | 0% | 0% | 0% | 0% | 0% | 0% | 100%
| 1997 | 0% | 7.143% | 7.143% | 7.143% | 7.143% | 7.143% | 7.143% | 7.143% | 7.143% | 7.143% | 7.143% | 7.143% | 7.143% | 7.143% | 7.143% | 0% | 0% | 0% | 0% | 0% | 0% | 0% | 0% | 0% | 0% | 0% | 0% | 0% | 0% | 0% | 0% | 0% | 0% | 0% | 0% | 0% | 0% | 0% | 0% | 0% | 0% | 0% | 0% | 0% | 0% | 0% | 0% | 0% | 0% | 0% | 0% | 0% | 100%
| 1998 | 0% | 6.667% | 6.667% | 6.667% | 6.667% | 6.667% | 6.667% | 6.667% | 6.667% | 6.667% | 6.667% | 6.667% | 6.667% | 6.667% | 6.667% | 6.667% | 0% | 0% | 0% | 0% | 0% | 0% | 0% | 0% | 0% | 0% | 0% | 0% | 0% | 0% | 0% | 0% | 0% | 0% | 0% | 0% | 0% | 0% | 0% | 0% | 0% | 0% | 0% | 0% | 0% | 0% | 0% | 0% | 0% | 0% | 0% | 0% | 100%
| 1999 | 0% | 6.25% | 6.25% | 6.25% | 6.25% | 6.25% | 6.25% | 6.25% | 6.25% | 6.25% | 6.25% | 6.25% | 6.25% | 6.25% | 6.25% | 6.25% | 6.25% | 0% | 0% | 0% | 0% | 0% | 0% | 0% | 0% | 0% | 0% | 0% | 0% | 0% | 0% | 0% | 0% | 0% | 0% | 0% | 0% | 0% | 0% | 0% | 0% | 0% | 0% | 0% | 0% | 0% | 0% | 0% | 0% | 0% | 0% | 0% | 100%
| 2000 | 0% | 5.882% | 5.882% | 5.882% | 5.882% | 5.882% | 5.882% | 5.882% | 5.882% | 5.882% | 5.882% | 5.882% | 5.882% | 5.882% | 5.882% | 5.882% | 5.882% | 5.882% | 0% | 0% | 0% | 0% | 0% | 0% | 0% | 0% | 0% | 0% | 0% | 0% | 0% | 0% | 0% | 0% | 0% | 0% | 0% | 0% | 0% | 0% | 0% | 0% | 0% | 0% | 0% | 0% | 0% | 0% | 0% | 0% | 0% | 0% | 100%
| 2001 | 0% | 5.556% | 5.556% | 5.556% | 5.556% | 5.556% | 5.556% | 5.556% | 5.556% | 5.556% | 5.556% | 5.556% | 5.556% | 5.556% | 5.556% | 5.556% | 5.556% | 5.556% | 5.556% | 0% | 0% | 0% | 0% | 0% | 0% | 0% | 0% | 0% | 0% | 0% | 0% | 0% | 0% | 0% | 0% | 0% | 0% | 0% | 0% | 0% | 0% | 0% | 0% | 0% | 0% | 0% | 0% | 0% | 0% | 0% | 0% | 0% | 100%
| 2002 | 0% | 5.263% | 5.263% | 5.263% | 5.263% | 5.263% | 5.263% | 5.263% | 5.263% | 5.263% | 5.263% | 5.263% | 5.263% | 5.263% | 5.263% | 5.263% | 5.263% | 5.263% | 5.263% | 5.263% | 0% | 0% | 0% | 0% | 0% | 0% | 0% | 0% | 0% | 0% | 0% | 0% | 0% | 0% | 0% | 0% | 0% | 0% | 0% | 0% | 0% | 0% | 0% | 0% | 0% | 0% | 0% | 0% | 0% | 0% | 0% | 0% | 100%
| 2003 | [52 empty] | 100% | bar: 1983 to 2034
| 2004 | 0% | 4.759% | 4.759% | 4.759% | 4.759% | 4.759% | 4.759% | 4.759% | 4.759% | 4.759% | 4.759% | 4.759% | 4.759% | 4.759% | 4.759% | 4.759% | 4.759% | 4.759% | 4.759% | 4.759% | 4.759% | 4.815% | 0% | 0% | 0% | 0% | 0% | 0% | 0% | 0% | 0% | 0% | 0% | 0% | 0% | 0% | 0% | 0% | 0% | 0% | 0% | 0% | 0% | 0% | 0% | 0% | 0% | 0% | 0% | 0% | 0% | 0% | 100%
| 2005 | 0% | 4.512% | 4.512% | 4.512% | 4.512% | 4.512% | 4.512% | 4.512% | 4.512% | 4.512% | 4.512% | 4.512% | 4.512% | 4.512% | 4.512% | 4.512% | 4.512% | 4.512% | 4.512% | 4.512% | 4.512% | 4.565% | 5.194% | 0% | 0% | 0% | 0% | 0% | 0% | 0% | 0% | 0% | 0% | 0% | 0% | 0% | 0% | 0% | 0% | 0% | 0% | 0% | 0% | 0% | 0% | 0% | 0% | 0% | 0% | 0% | 0% | 0% | 100%
| 2006 | 0% | 0% | 4.452% | 4.452% | 4.452% | 4.452% | 4.452% | 4.452% | 4.452% | 4.452% | 4.452% | 4.452% | 4.452% | 4.452% | 4.452% | 4.452% | 4.452% | 4.452% | 4.452% | 4.452% | 4.452% | 4.504% | 5.125% | 5.787% | 0% | 0% | 0% | 0% | 0% | 0% | 0% | 0% | 0% | 0% | 0% | 0% | 0% | 0% | 0% | 0% | 0% | 0% | 0% | 0% | 0% | 0% | 0% | 0% | 0% | 0% | 0% | 0% | 100%
| 2007 | 0% | 0% | 0% | 4.448% | 4.448% | 4.448% | 4.448% | 4.448% | 4.448% | 4.448% | 4.448% | 4.448% | 4.448% | 4.448% | 4.448% | 4.448% | 4.448% | 4.448% | 4.448% | 4.448% | 4.448% | 4.5% | 5.12% | 5.782% | 4.529% | 0% | 0% | 0% | 0% | 0% | 0% | 0% | 0% | 0% | 0% | 0% | 0% | 0% | 0% | 0% | 0% | 0% | 0% | 0% | 0% | 0% | 0% | 0% | 0% | 0% | 0% | 0% | 100%
| 2008 | 0% | 0% | 0% | 0% | 4.445% | 4.445% | 4.445% | 4.445% | 4.445% | 4.445% | 4.445% | 4.445% | 4.445% | 4.445% | 4.445% | 4.445% | 4.445% | 4.445% | 4.445% | 4.445% | 4.445% | 4.497% | 5.116% | 5.778% | 4.525% | 4.525% | 0% | 0% | 0% | 0% | 0% | 0% | 0% | 0% | 0% | 0% | 0% | 0% | 0% | 0% | 0% | 0% | 0% | 0% | 0% | 0% | 0% | 0% | 0% | 0% | 0% | 0% | 100%
| 2009 | 0% | 0% | 0% | 0% | 0% | 4.441% | 4.441% | 4.441% | 4.441% | 4.441% | 4.441% | 4.441% | 4.441% | 4.441% | 4.441% | 4.441% | 4.441% | 4.441% | 4.441% | 4.441% | 4.441% | 4.493% | 5.112% | 5.773% | 4.522% | 4.522% | 4.522% | 0% | 0% | 0% | 0% | 0% | 0% | 0% | 0% | 0% | 0% | 0% | 0% | 0% | 0% | 0% | 0% | 0% | 0% | 0% | 0% | 0% | 0% | 0% | 0% | 0% | 100%
| 2010 | 0% | 0% | 0% | 0% | 0% | 0% | 4.437% | 4.437% | 4.437% | 4.437% | 4.437% | 4.437% | 4.437% | 4.437% | 4.437% | 4.437% | 4.437% | 4.437% | 4.437% | 4.437% | 4.437% | 4.49% | 5.108% | 5.768% | 4.518% | 4.518% | 4.518% | 4.518% | 0% | 0% | 0% | 0% | 0% | 0% | 0% | 0% | 0% | 0% | 0% | 0% | 0% | 0% | 0% | 0% | 0% | 0% | 0% | 0% | 0% | 0% | 0% | 0% | 100%
| 2011 | 0% | 0% | 0% | 0% | 0% | 0% | 0% | 4.434% | 4.434% | 4.434% | 4.434% | 4.434% | 4.434% | 4.434% | 4.434% | 4.434% | 4.434% | 4.434% | 4.434% | 4.434% | 4.434% | 4.486% | 5.104% | 5.764% | 4.515% | 4.515% | 4.515% | 4.515% | 4.515% | 0% | 0% | 0% | 0% | 0% | 0% | 0% | 0% | 0% | 0% | 0% | 0% | 0% | 0% | 0% | 0% | 0% | 0% | 0% | 0% | 0% | 0% | 0% | 100%
| 2012 | 0% | 0% | 0% | 0% | 0% | 0% | 0% | 0% | 4.43% | 4.43% | 4.43% | 4.43% | 4.43% | 4.43% | 4.43% | 4.43% | 4.43% | 4.43% | 4.43% | 4.43% | 4.43% | 4.482% | 5.1% | 5.759% | 4.511% | 4.511% | 4.511% | 4.511% | 4.511% | 4.511% | 0% | 0% | 0% | 0% | 0% | 0% | 0% | 0% | 0% | 0% | 0% | 0% | 0% | 0% | 0% | 0% | 0% | 0% | 0% | 0% | 0% | 0% | 100%
| 2013 | 0% | 0% | 0% | 0% | 0% | 0% | 0% | 0% | 0% | 4.427% | 4.427% | 4.427% | 4.427% | 4.427% | 4.427% | 4.427% | 4.427% | 4.427% | 4.427% | 4.427% | 4.427% | 4.479% | 5.096% | 5.754% | 4.507% | 4.507% | 4.507% | 4.507% | 4.507% | 4.507% | 4.507% | 0% | 0% | 0% | 0% | 0% | 0% | 0% | 0% | 0% | 0% | 0% | 0% | 0% | 0% | 0% | 0% | 0% | 0% | 0% | 0% | 0% | 100%
| 2014 | 0% | 0% | 0% | 0% | 0% | 0% | 0% | 0% | 0% | 0% | 4.423% | 4.423% | 4.423% | 4.423% | 4.423% | 4.423% | 4.423% | 4.423% | 4.423% | 4.423% | 4.423% | 4.475% | 5.092% | 5.75% | 4.504% | 4.504% | 4.504% | 4.504% | 4.504% | 4.504% | 4.504% | 4.504% | 0% | 0% | 0% | 0% | 0% | 0% | 0% | 0% | 0% | 0% | 0% | 0% | 0% | 0% | 0% | 0% | 0% | 0% | 0% | 0% | 100%
| 2015 | 0% | 0% | 0% | 0% | 0% | 0% | 0% | 0% | 0% | 0% | 0% | 4.42% | 4.42% | 4.42% | 4.42% | 4.42% | 4.42% | 4.42% | 4.42% | 4.42% | 4.42% | 4.472% | 5.087% | 5.745% | 4.5% | 4.5% | 4.5% | 4.5% | 4.5% | 4.5% | 4.5% | 4.5% | 4.5% | 0% | 0% | 0% | 0% | 0% | 0% | 0% | 0% | 0% | 0% | 0% | 0% | 0% | 0% | 0% | 0% | 0% | 0% | 0% | 100%
| 2016 | 0% | 0% | 0% | 0% | 0% | 0% | 0% | 0% | 0% | 0% | 0% | 0% | 4.416% | 4.416% | 4.416% | 4.416% | 4.416% | 4.416% | 4.416% | 4.416% | 4.416% | 4.468% | 5.083% | 5.74% | 4.496% | 4.496% | 4.496% | 4.496% | 4.496% | 4.496% | 4.496% | 4.496% | 4.496% | 4.496% | 0% | 0% | 0% | 0% | 0% | 0% | 0% | 0% | 0% | 0% | 0% | 0% | 0% | 0% | 0% | 0% | 0% | 0% | 100%
| 2017 | 0% | 0% | 0% | 0% | 0% | 0% | 0% | 0% | 0% | 0% | 0% | 0% | 0% | 4.412% | 4.412% | 4.412% | 4.412% | 4.412% | 4.412% | 4.412% | 4.412% | 4.464% | 5.079% | 5.736% | 4.493% | 4.493% | 4.493% | 4.493% | 4.493% | 4.493% | 4.493% | 4.493% | 4.493% | 4.493% | 4.493% | 0% | 0% | 0% | 0% | 0% | 0% | 0% | 0% | 0% | 0% | 0% | 0% | 0% | 0% | 0% | 0% | 0% | 100%
| 2018 | 0% | 0% | 0% | 0% | 0% | 0% | 0% | 0% | 0% | 0% | 0% | 0% | 0% | 0% | 4.409% | 4.409% | 4.409% | 4.409% | 4.409% | 4.409% | 4.409% | 4.461% | 5.075% | 5.731% | 4.489% | 4.489% | 4.489% | 4.489% | 4.489% | 4.489% | 4.489% | 4.489% | 4.489% | 4.489% | 4.489% | 4.489% | 0% | 0% | 0% | 0% | 0% | 0% | 0% | 0% | 0% | 0% | 0% | 0% | 0% | 0% | 0% | 0% | 100%
| 2019 | 0% | 0% | 0% | 0% | 0% | 0% | 0% | 0% | 0% | 0% | 0% | 0% | 0% | 0% | 0% | 4.405% | 4.405% | 4.405% | 4.405% | 4.405% | 4.405% | 4.457% | 5.071% | 5.727% | 4.486% | 4.486% | 4.486% | 4.486% | 4.486% | 4.486% | 4.486% | 4.486% | 4.486% | 4.486% | 4.486% | 4.486% | 4.486% | 0% | 0% | 0% | 0% | 0% | 0% | 0% | 0% | 0% | 0% | 0% | 0% | 0% | 0% | 0% | 100%
| 2020 | 0% | 0% | 0% | 0% | 0% | 0% | 0% | 0% | 0% | 0% | 0% | 0% | 0% | 0% | 0% | 0% | 4.402% | 4.402% | 4.402% | 4.402% | 4.402% | 4.454% | 5.067% | 5.722% | 4.482% | 4.482% | 4.482% | 4.482% | 4.482% | 4.482% | 4.482% | 4.482% | 4.482% | 4.482% | 4.482% | 4.482% | 4.482% | 4.482% | 0% | 0% | 0% | 0% | 0% | 0% | 0% | 0% | 0% | 0% | 0% | 0% | 0% | 0% | 100%
| 2021 | 0% | 0% | 0% | 0% | 0% | 0% | 0% | 0% | 0% | 0% | 0% | 0% | 0% | 0% | 0% | 0% | 0% | 4.398% | 4.398% | 4.398% | 4.398% | 4.45% | 5.063% | 5.718% | 4.478% | 4.478% | 4.478% | 4.478% | 4.478% | 4.478% | 4.478% | 4.478% | 4.478% | 4.478% | 4.478% | 4.478% | 4.478% | 4.478% | 4.478% | 0% | 0% | 0% | 0% | 0% | 0% | 0% | 0% | 0% | 0% | 0% | 0% | 0% | 100%
| 2022 | 0% | 0% | 0% | 0% | 0% | 0% | 0% | 0% | 0% | 0% | 0% | 0% | 0% | 0% | 0% | 0% | 0% | 0% | 4.395% | 4.395% | 4.395% | 4.447% | 5.059% | 5.713% | 4.475% | 4.475% | 4.475% | 4.475% | 4.475% | 4.475% | 4.475% | 4.475% | 4.475% | 4.475% | 4.475% | 4.475% | 4.475% | 4.475% | 4.475% | 4.475% | 0% | 0% | 0% | 0% | 0% | 0% | 0% | 0% | 0% | 0% | 0% | 0% | 100%
| 2023 | 0% | 0% | 0% | 0% | 0% | 0% | 0% | 0% | 0% | 0% | 0% | 0% | 0% | 0% | 0% | 0% | 0% | 0% | 0% | 4.391% | 4.391% | 4.443% | 5.055% | 5.708% | 4.471% | 4.471% | 4.471% | 4.471% | 4.471% | 4.471% | 4.471% | 4.471% | 4.471% | 4.471% | 4.471% | 4.471% | 4.471% | 4.471% | 4.471% | 4.471% | 4.471% | 0% | 0% | 0% | 0% | 0% | 0% | 0% | 0% | 0% | 0% | 0% | 100%
| 2024 | 0% | 0% | 0% | 0% | 0% | 0% | 0% | 0% | 0% | 0% | 0% | 0% | 0% | 0% | 0% | 0% | 0% | 0% | 0% | 0% | 4.388% | 4.439% | 5.051% | 5.704% | 4.468% | 4.468% | 4.468% | 4.468% | 4.468% | 4.468% | 4.468% | 4.468% | 4.468% | 4.468% | 4.468% | 4.468% | 4.468% | 4.468% | 4.468% | 4.468% | 4.468% | 4.468% | 0% | 0% | 0% | 0% | 0% | 0% | 0% | 0% | 0% | 0% | 100%
| 2025 | 0% | 0% | 0% | 0% | 0% | 0% | 0% | 0% | 0% | 0% | 0% | 0% | 0% | 0% | 0% | 0% | 0% | 0% | 0% | 0% | 0% | 4.436% | 5.047% | 5.699% | 4.464% | 4.464% | 4.464% | 4.464% | 4.464% | 4.464% | 4.464% | 4.464% | 4.464% | 4.464% | 4.464% | 4.464% | 4.464% | 4.464% | 4.464% | 4.464% | 4.464% | 4.464% | 4.464% | 0% | 0% | 0% | 0% | 0% | 0% | 0% | 0% | 0% | 100%
| 2026 | 0% | 0% | 0% | 0% | 0% | 0% | 0% | 0% | 0% | 0% | 0% | 0% | 0% | 0% | 0% | 0% | 0% | 0% | 0% | 0% | 0% | 0% | 5.045% | 5.698% | 4.463% | 4.463% | 4.463% | 4.463% | 4.463% | 4.463% | 4.463% | 4.463% | 4.463% | 4.463% | 4.463% | 4.463% | 4.463% | 4.463% | 4.463% | 4.463% | 4.463% | 4.463% | 4.463% | 4.463% | 0% | 0% | 0% | 0% | 0% | 0% | 0% | 0% | 100%
| 2027 | 0% | 0% | 0% | 0% | 0% | 0% | 0% | 0% | 0% | 0% | 0% | 0% | 0% | 0% | 0% | 0% | 0% | 0% | 0% | 0% | 0% | 0% | 0% | 5.728% | 4.487% | 4.487% | 4.487% | 4.487% | 4.487% | 4.487% | 4.487% | 4.487% | 4.487% | 4.487% | 4.487% | 4.487% | 4.487% | 4.487% | 4.487% | 4.487% | 4.487% | 4.487% | 4.487% | 4.487% | 4.538% | 0% | 0% | 0% | 0% | 0% | 0% | 0% | 100%
| 2028 | 0% | 0% | 0% | 0% | 0% | 0% | 0% | 0% | 0% | 0% | 0% | 0% | 0% | 0% | 0% | 0% | 0% | 0% | 0% | 0% | 0% | 0% | 0% | 0% | 4.513% | 4.513% | 4.513% | 4.513% | 4.513% | 4.513% | 4.513% | 4.513% | 4.513% | 4.513% | 4.513% | 4.513% | 4.513% | 4.513% | 4.513% | 4.513% | 4.513% | 4.513% | 4.513% | 4.513% | 4.565% | 5.182% | 0% | 0% | 0% | 0% | 0% | 0% | 100%
| 2029 | 0% | 0% | 0% | 0% | 0% | 0% | 0% | 0% | 0% | 0% | 0% | 0% | 0% | 0% | 0% | 0% | 0% | 0% | 0% | 0% | 0% | 0% | 0% | 0% | 0% | 4.453% | 4.453% | 4.453% | 4.453% | 4.453% | 4.453% | 4.453% | 4.453% | 4.453% | 4.453% | 4.453% | 4.453% | 4.453% | 4.453% | 4.453% | 4.453% | 4.453% | 4.453% | 4.453% | 4.505% | 5.114% | 5.765% | 0% | 0% | 0% | 0% | 0% | 100%
| 2030 | 0% | 0% | 0% | 0% | 0% | 0% | 0% | 0% | 0% | 0% | 0% | 0% | 0% | 0% | 0% | 0% | 0% | 0% | 0% | 0% | 0% | 0% | 0% | 0% | 0% | 0% | 4.45% | 4.45% | 4.45% | 4.45% | 4.45% | 4.45% | 4.45% | 4.45% | 4.45% | 4.45% | 4.45% | 4.45% | 4.45% | 4.45% | 4.45% | 4.45% | 4.45% | 4.45% | 4.501% | 5.11% | 5.761% | 4.529% | 0% | 0% | 0% | 0% | 100%
| 2031 | 0% | 0% | 0% | 0% | 0% | 0% | 0% | 0% | 0% | 0% | 0% | 0% | 0% | 0% | 0% | 0% | 0% | 0% | 0% | 0% | 0% | 0% | 0% | 0% | 0% | 0% | 0% | 4.446% | 4.446% | 4.446% | 4.446% | 4.446% | 4.446% | 4.446% | 4.446% | 4.446% | 4.446% | 4.446% | 4.446% | 4.446% | 4.446% | 4.446% | 4.446% | 4.446% | 4.498% | 5.106% | 5.756% | 4.526% | 4.526% | 0% | 0% | 0% | 100%
| 2032 | 0% | 0% | 0% | 0% | 0% | 0% | 0% | 0% | 0% | 0% | 0% | 0% | 0% | 0% | 0% | 0% | 0% | 0% | 0% | 0% | 0% | 0% | 0% | 0% | 0% | 0% | 0% | 0% | 4.443% | 4.443% | 4.443% | 4.443% | 4.443% | 4.443% | 4.443% | 4.443% | 4.443% | 4.443% | 4.443% | 4.443% | 4.443% | 4.443% | 4.443% | 4.443% | 4.494% | 5.102% | 5.752% | 4.522% | 4.522% | 4.522% | 0% | 0% | 100%
| 2033 | 0% | 0% | 0% | 0% | 0% | 0% | 0% | 0% | 0% | 0% | 0% | 0% | 0% | 0% | 0% | 0% | 0% | 0% | 0% | 0% | 0% | 0% | 0% | 0% | 0% | 0% | 0% | 0% | 0% | 4.439% | 4.439% | 4.439% | 4.439% | 4.439% | 4.439% | 4.439% | 4.439% | 4.439% | 4.439% | 4.439% | 4.439% | 4.439% | 4.439% | 4.439% | 4.491% | 5.098% | 5.747% | 4.519% | 4.519% | 4.519% | 4.519% | 0% | 100%
| 2034 | 0% | 0% | 0% | 0% | 0% | 0% | 0% | 0% | 0% | 0% | 0% | 0% | 0% | 0% | 0% | 0% | 0% | 0% | 0% | 0% | 0% | 0% | 0% | 0% | 0% | 0% | 0% | 0% | 0% | 0% | 4.436% | 4.436% | 4.436% | 4.436% | 4.436% | 4.436% | 4.436% | 4.436% | 4.436% | 4.436% | 4.436% | 4.436% | 4.436% | 4.436% | 4.487% | 5.094% | 5.742% | 4.515% | 4.515% | 4.515% | 4.515% | 4.515% | 100%
Installed UEC (kWh)
|  | Average pre-case UEC | Average post-case UEC
| 1983 | 1983: 0; 1984: 0
| 1984 | 1983: 56988.557; 1984: 56988.557
| 1985 | 1983: 56988.557; 1984: 56988.557
| 1986 | 1983: 56988.557; 1984: 56988.557
| 1987 | 1983: 56988.557; 1984: 56988.557
| 1988 | 1983: 56988.557; 1984: 56988.557
| 1989 | 1983: 56988.557; 1984: 56988.557
| 1990 | 1983: 56988.557; 1984: 56988.557
| 1991 | 1983: 56988.557; 1984: 56988.557
| 1992 | 1983: 56988.557; 1984: 56988.557
| 1993 | 1983: 56988.557; 1984: 56988.557
| 1994 | 1983: 56988.557; 1984: 56988.557
| 1995 | 1983: 56988.557; 1984: 56988.557
| 1996 | 1983: 56988.557; 1984: 56988.557
| 1997 | 1983: 56988.557; 1984: 56988.557
| 1998 | 1983: 56988.557; 1984: 56988.557
| 1999 | 1983: 56988.557; 1984: 56988.557
| 2000 | 1983: 56988.557; 1984: 56988.557
| 2001 | 1983: 56988.557; 1984: 56988.557
| 2002 | 1983: 56988.557; 1984: 56988.557
| 2003 | 1983: 56988.557; 1984: 56988.557
| 2004 | 1983: 56988.557; 1984: 56988.557
| 2005 | 1983: 56988.557; 1984: 56988.557
| 2006 | 1983: 56988.557; 1984: 56988.557
| 2007 | 1983: 56988.557; 1984: 56988.557
| 2008 | 1983: 56988.557; 1984: 56988.557
| 2009 | 1983: 56988.557; 1984: 56988.557
| 2010 | 1983: 56988.557; 1984: 56988.557
| 2011 | 1983: 56988.557; 1984: 56935.3307
| 2012 | 1983: 56988.557; 1984: 56882.1901
| 2013 | 1983: 56988.557; 1984: 56829.1352
| 2014 | 1983: 56988.557; 1984: 56776.1657
| 2015 | 1983: 56988.557; 1984: 56723.2814
| 2016 | 1983: 56988.557; 1984: 56670.4821
| 2017 | 1983: 56988.557; 1984: 56617.7676
| 2018 | 1983: 56988.557; 1984: 56565.1377
| 2019 | 1983: 56988.557; 1984: 56512.5922
| 2020 | 1983: 56988.557; 1984: 56460.1309
| 2021 | 1983: 56988.557; 1984: 56407.7536
| 2022 | 1983: 56988.557; 1984: 56355.46
| 2023 | 1983: 56988.557; 1984: 56303.2501
| 2024 | 1983: 56988.557; 1984: 56251.1235
| 2025 | 1983: 56988.557; 1984: 56199.0801
| 2026 | 1983: 56988.557; 1984: 56146.6861
| 2027 | 1983: 56988.557; 1984: 56088.6826
| 2028 | 1983: 56988.557; 1984: 56022.3732
| 2029 | 1983: 56988.557; 1984: 55967.0754
| 2030 | 1983: 56988.557; 1984: 55914.4857
| 2031 | 1983: 56988.557; 1984: 55861.9797
| 2032 | 1983: 56988.557; 1984: 55809.557
| 2033 | 1983: 56988.557; 1984: 55809.557
| 2034 | 1983: 56988.557; 1984: 55809.557

## Installed UEC 51-100HP
Installed Units by Year by Vintage (linked to Stock Model)
|  | 1 | 2 | 3 | 4 | 5 | 6 | 7 | 8 | 9 | 10 | 11 | 12 | 13 | 14 | 15 | 16 | 17 | 18 | 19 | 20 | 21 | 22 | 23 | 24 | 25 | 26 | 27 | 28 | 29 | 30 | 31 | 32 | 33 | 34 | 35 | 36 | 37 | 38 | 39 | 40 | 41 | 42 | 43 | 44 | 45 | 46 | 47 | 48 | 49 | 50 | 51 | 52 | 53 | 54 | 55 |  |  | 56
Vintage
|  | 1977 | 1978 | 1979 | 1980 | 1981 | 1982 | 1983 | 1984 | 1985 | 1986 | 1987 | 1988 | 1989 | 1990 | 1991 | 1992 | 1993 | 1994 | 1995 | 1996 | 1997 | 1998 | 1999 | 2000 | 2001 | 2002 | 2003 | 2004 | 2005 | 2006 | 2007 | 2008 | 2009 | 2010 | 2011 | 2012 | 2013 | 2014 | 2015 | 2016 | 2017 | 2018 | 2019 | 2020 | 2021 | 2022 | 2023 | 2024 | 2025 | 2026 | 2027 | 2028 | 2029 | 2030 | 2031 | 2032 | 2033 | 2034 | Total units | check
Year | 1977 | 0 | 0 | 0 | 0 | 0 | 0 | 0 | 0 | 0 | 0 | 0 | 0 | 0 | 0 | 0 | 0 | 0 | 0 | 0 | 0 | 0 | 0 | 0 | 0 | 0 | 0 | 0 | 0 | 0 | 0 | 0 | 0 | 0 | 0 | 0 | 0 | 0 | 0 | 0 | 0 | 0 | 0 | 0 | 0 | 0 | 0 | 0 | 0 | 0 | 0 | 0 | 0 | 0 | 0 | 0 | 0 | 0 | 0 | 0 | OK
| 1978 | 0 | 1349.7254 | 0 | 0 | 0 | 0 | 0 | 0 | 0 | 0 | 0 | 0 | 0 | 0 | 0 | 0 | 0 | 0 | 0 | 0 | 0 | 0 | 0 | 0 | 0 | 0 | 0 | 0 | 0 | 0 | 0 | 0 | 0 | 0 | 0 | 0 | 0 | 0 | 0 | 0 | 0 | 0 | 0 | 0 | 0 | 0 | 0 | 0 | 0 | 0 | 0 | 0 | 0 | 0 | 0 | 0 | 0 | 0 | 1349.7254 | OK
| 1979 | 0 | 1349.7254 | 1349.7254 | 0 | 0 | 0 | 0 | 0 | 0 | 0 | 0 | 0 | 0 | 0 | 0 | 0 | 0 | 0 | 0 | 0 | 0 | 0 | 0 | 0 | 0 | 0 | 0 | 0 | 0 | 0 | 0 | 0 | 0 | 0 | 0 | 0 | 0 | 0 | 0 | 0 | 0 | 0 | 0 | 0 | 0 | 0 | 0 | 0 | 0 | 0 | 0 | 0 | 0 | 0 | 0 | 0 | 0 | 0 | 2699.4508 | OK
| 1980 | 0 | 1349.7254 | 1349.7254 | 1349.7254 | 0 | 0 | 0 | 0 | 0 | 0 | 0 | 0 | 0 | 0 | 0 | 0 | 0 | 0 | 0 | 0 | 0 | 0 | 0 | 0 | 0 | 0 | 0 | 0 | 0 | 0 | 0 | 0 | 0 | 0 | 0 | 0 | 0 | 0 | 0 | 0 | 0 | 0 | 0 | 0 | 0 | 0 | 0 | 0 | 0 | 0 | 0 | 0 | 0 | 0 | 0 | 0 | 0 | 0 | 4049.1761 | OK
| 1981 | 0 | 1349.7254 | 1349.7254 | 1349.7254 | 1349.7254 | 0 | 0 | 0 | 0 | 0 | 0 | 0 | 0 | 0 | 0 | 0 | 0 | 0 | 0 | 0 | 0 | 0 | 0 | 0 | 0 | 0 | 0 | 0 | 0 | 0 | 0 | 0 | 0 | 0 | 0 | 0 | 0 | 0 | 0 | 0 | 0 | 0 | 0 | 0 | 0 | 0 | 0 | 0 | 0 | 0 | 0 | 0 | 0 | 0 | 0 | 0 | 0 | 0 | 5398.9015 | OK
| 1982 | 0 | 1349.7254 | 1349.7254 | 1349.7254 | 1349.7254 | 1349.7254 | 0 | 0 | 0 | 0 | 0 | 0 | 0 | 0 | 0 | 0 | 0 | 0 | 0 | 0 | 0 | 0 | 0 | 0 | 0 | 0 | 0 | 0 | 0 | 0 | 0 | 0 | 0 | 0 | 0 | 0 | 0 | 0 | 0 | 0 | 0 | 0 | 0 | 0 | 0 | 0 | 0 | 0 | 0 | 0 | 0 | 0 | 0 | 0 | 0 | 0 | 0 | 0 | 6748.6269 | OK
| 1983 | 0 | 1349.7254 | 1349.7254 | 1349.7254 | 1349.7254 | 1349.7254 | 1349.7254 | 0 | 0 | 0 | 0 | 0 | 0 | 0 | 0 | 0 | 0 | 0 | 0 | 0 | 0 | 0 | 0 | 0 | 0 | 0 | 0 | 0 | 0 | 0 | 0 | 0 | 0 | 0 | 0 | 0 | 0 | 0 | 0 | 0 | 0 | 0 | 0 | 0 | 0 | 0 | 0 | 0 | 0 | 0 | 0 | 0 | 0 | 0 | 0 | 0 | 0 | 0 | 8098.3523 | OK
| 1984 | 0 | 1349.7254 | 1349.7254 | 1349.7254 | 1349.7254 | 1349.7254 | 1349.7254 | 1349.7254 | 0 | 0 | 0 | 0 | 0 | 0 | 0 | 0 | 0 | 0 | 0 | 0 | 0 | 0 | 0 | 0 | 0 | 0 | 0 | 0 | 0 | 0 | 0 | 0 | 0 | 0 | 0 | 0 | 0 | 0 | 0 | 0 | 0 | 0 | 0 | 0 | 0 | 0 | 0 | 0 | 0 | 0 | 0 | 0 | 0 | 0 | 0 | 0 | 0 | 0 | 9448.0776 | OK
| 1985 | 0 | 1349.7254 | 1349.7254 | 1349.7254 | 1349.7254 | 1349.7254 | 1349.7254 | 1349.7254 | 1349.7254 | 0 | 0 | 0 | 0 | 0 | 0 | 0 | 0 | 0 | 0 | 0 | 0 | 0 | 0 | 0 | 0 | 0 | 0 | 0 | 0 | 0 | 0 | 0 | 0 | 0 | 0 | 0 | 0 | 0 | 0 | 0 | 0 | 0 | 0 | 0 | 0 | 0 | 0 | 0 | 0 | 0 | 0 | 0 | 0 | 0 | 0 | 0 | 0 | 0 | 10797.803 | OK
| 1986 | 0 | 1349.7254 | 1349.7254 | 1349.7254 | 1349.7254 | 1349.7254 | 1349.7254 | 1349.7254 | 1349.7254 | 1349.7254 | 0 | 0 | 0 | 0 | 0 | 0 | 0 | 0 | 0 | 0 | 0 | 0 | 0 | 0 | 0 | 0 | 0 | 0 | 0 | 0 | 0 | 0 | 0 | 0 | 0 | 0 | 0 | 0 | 0 | 0 | 0 | 0 | 0 | 0 | 0 | 0 | 0 | 0 | 0 | 0 | 0 | 0 | 0 | 0 | 0 | 0 | 0 | 0 | 12147.5284 | OK
| 1987 | 0 | 1349.7254 | 1349.7254 | 1349.7254 | 1349.7254 | 1349.7254 | 1349.7254 | 1349.7254 | 1349.7254 | 1349.7254 | 1349.7254 | 0 | 0 | 0 | 0 | 0 | 0 | 0 | 0 | 0 | 0 | 0 | 0 | 0 | 0 | 0 | 0 | 0 | 0 | 0 | 0 | 0 | 0 | 0 | 0 | 0 | 0 | 0 | 0 | 0 | 0 | 0 | 0 | 0 | 0 | 0 | 0 | 0 | 0 | 0 | 0 | 0 | 0 | 0 | 0 | 0 | 0 | 0 | 13497.2538 | OK
| 1988 | 0 | 1349.7254 | 1349.7254 | 1349.7254 | 1349.7254 | 1349.7254 | 1349.7254 | 1349.7254 | 1349.7254 | 1349.7254 | 1349.7254 | 1349.7254 | 0 | 0 | 0 | 0 | 0 | 0 | 0 | 0 | 0 | 0 | 0 | 0 | 0 | 0 | 0 | 0 | 0 | 0 | 0 | 0 | 0 | 0 | 0 | 0 | 0 | 0 | 0 | 0 | 0 | 0 | 0 | 0 | 0 | 0 | 0 | 0 | 0 | 0 | 0 | 0 | 0 | 0 | 0 | 0 | 0 | 0 | 14846.9792 | OK
| 1989 | 0 | 1349.7254 | 1349.7254 | 1349.7254 | 1349.7254 | 1349.7254 | 1349.7254 | 1349.7254 | 1349.7254 | 1349.7254 | 1349.7254 | 1349.7254 | 1349.7254 | 0 | 0 | 0 | 0 | 0 | 0 | 0 | 0 | 0 | 0 | 0 | 0 | 0 | 0 | 0 | 0 | 0 | 0 | 0 | 0 | 0 | 0 | 0 | 0 | 0 | 0 | 0 | 0 | 0 | 0 | 0 | 0 | 0 | 0 | 0 | 0 | 0 | 0 | 0 | 0 | 0 | 0 | 0 | 0 | 0 | 16196.7045 | OK
| 1990 | 0 | 1349.7254 | 1349.7254 | 1349.7254 | 1349.7254 | 1349.7254 | 1349.7254 | 1349.7254 | 1349.7254 | 1349.7254 | 1349.7254 | 1349.7254 | 1349.7254 | 1349.7254 | 0 | 0 | 0 | 0 | 0 | 0 | 0 | 0 | 0 | 0 | 0 | 0 | 0 | 0 | 0 | 0 | 0 | 0 | 0 | 0 | 0 | 0 | 0 | 0 | 0 | 0 | 0 | 0 | 0 | 0 | 0 | 0 | 0 | 0 | 0 | 0 | 0 | 0 | 0 | 0 | 0 | 0 | 0 | 0 | 17546.4299 | OK
| 1991 | 0 | 1349.7254 | 1349.7254 | 1349.7254 | 1349.7254 | 1349.7254 | 1349.7254 | 1349.7254 | 1349.7254 | 1349.7254 | 1349.7254 | 1349.7254 | 1349.7254 | 1349.7254 | 1349.7254 | 0 | 0 | 0 | 0 | 0 | 0 | 0 | 0 | 0 | 0 | 0 | 0 | 0 | 0 | 0 | 0 | 0 | 0 | 0 | 0 | 0 | 0 | 0 | 0 | 0 | 0 | 0 | 0 | 0 | 0 | 0 | 0 | 0 | 0 | 0 | 0 | 0 | 0 | 0 | 0 | 0 | 0 | 0 | 18896.1553 | OK
| 1992 | 0 | 1349.7254 | 1349.7254 | 1349.7254 | 1349.7254 | 1349.7254 | 1349.7254 | 1349.7254 | 1349.7254 | 1349.7254 | 1349.7254 | 1349.7254 | 1349.7254 | 1349.7254 | 1349.7254 | 1349.7254 | 0 | 0 | 0 | 0 | 0 | 0 | 0 | 0 | 0 | 0 | 0 | 0 | 0 | 0 | 0 | 0 | 0 | 0 | 0 | 0 | 0 | 0 | 0 | 0 | 0 | 0 | 0 | 0 | 0 | 0 | 0 | 0 | 0 | 0 | 0 | 0 | 0 | 0 | 0 | 0 | 0 | 0 | 20245.8807 | OK
| 1993 | 0 | 1349.7254 | 1349.7254 | 1349.7254 | 1349.7254 | 1349.7254 | 1349.7254 | 1349.7254 | 1349.7254 | 1349.7254 | 1349.7254 | 1349.7254 | 1349.7254 | 1349.7254 | 1349.7254 | 1349.7254 | 1349.7254 | 0 | 0 | 0 | 0 | 0 | 0 | 0 | 0 | 0 | 0 | 0 | 0 | 0 | 0 | 0 | 0 | 0 | 0 | 0 | 0 | 0 | 0 | 0 | 0 | 0 | 0 | 0 | 0 | 0 | 0 | 0 | 0 | 0 | 0 | 0 | 0 | 0 | 0 | 0 | 0 | 0 | 21595.606 | OK
| 1994 | 0 | 1349.7254 | 1349.7254 | 1349.7254 | 1349.7254 | 1349.7254 | 1349.7254 | 1349.7254 | 1349.7254 | 1349.7254 | 1349.7254 | 1349.7254 | 1349.7254 | 1349.7254 | 1349.7254 | 1349.7254 | 1349.7254 | 1349.7254 | 0 | 0 | 0 | 0 | 0 | 0 | 0 | 0 | 0 | 0 | 0 | 0 | 0 | 0 | 0 | 0 | 0 | 0 | 0 | 0 | 0 | 0 | 0 | 0 | 0 | 0 | 0 | 0 | 0 | 0 | 0 | 0 | 0 | 0 | 0 | 0 | 0 | 0 | 0 | 0 | 22945.3314 | OK
| 1995 | 0 | 1349.7254 | 1349.7254 | 1349.7254 | 1349.7254 | 1349.7254 | 1349.7254 | 1349.7254 | 1349.7254 | 1349.7254 | 1349.7254 | 1349.7254 | 1349.7254 | 1349.7254 | 1349.7254 | 1349.7254 | 1349.7254 | 1349.7254 | 1349.7254 | 0 | 0 | 0 | 0 | 0 | 0 | 0 | 0 | 0 | 0 | 0 | 0 | 0 | 0 | 0 | 0 | 0 | 0 | 0 | 0 | 0 | 0 | 0 | 0 | 0 | 0 | 0 | 0 | 0 | 0 | 0 | 0 | 0 | 0 | 0 | 0 | 0 | 0 | 0 | 24295.0568 | OK
| 1996 | 0 | 1349.7254 | 1349.7254 | 1349.7254 | 1349.7254 | 1349.7254 | 1349.7254 | 1349.7254 | 1349.7254 | 1349.7254 | 1349.7254 | 1349.7254 | 1349.7254 | 1349.7254 | 1349.7254 | 1349.7254 | 1349.7254 | 1349.7254 | 1349.7254 | 1349.7254 | 0 | 0 | 0 | 0 | 0 | 0 | 0 | 0 | 0 | 0 | 0 | 0 | 0 | 0 | 0 | 0 | 0 | 0 | 0 | 0 | 0 | 0 | 0 | 0 | 0 | 0 | 0 | 0 | 0 | 0 | 0 | 0 | 0 | 0 | 0 | 0 | 0 | 0 | 25644.7822 | OK
| 1997 | 0 | 1349.7254 | 1349.7254 | 1349.7254 | 1349.7254 | 1349.7254 | 1349.7254 | 1349.7254 | 1349.7254 | 1349.7254 | 1349.7254 | 1349.7254 | 1349.7254 | 1349.7254 | 1349.7254 | 1349.7254 | 1349.7254 | 1349.7254 | 1349.7254 | 1349.7254 | 1349.7254 | 0 | 0 | 0 | 0 | 0 | 0 | 0 | 0 | 0 | 0 | 0 | 0 | 0 | 0 | 0 | 0 | 0 | 0 | 0 | 0 | 0 | 0 | 0 | 0 | 0 | 0 | 0 | 0 | 0 | 0 | 0 | 0 | 0 | 0 | 0 | 0 | 0 | 26994.5076 | OK
| 1998 | 0 | 1349.7254 | 1349.7254 | 1349.7254 | 1349.7254 | 1349.7254 | 1349.7254 | 1349.7254 | 1349.7254 | 1349.7254 | 1349.7254 | 1349.7254 | 1349.7254 | 1349.7254 | 1349.7254 | 1349.7254 | 1349.7254 | 1349.7254 | 1349.7254 | 1349.7254 | 1349.7254 | 1349.7254 | 0 | 0 | 0 | 0 | 0 | 0 | 0 | 0 | 0 | 0 | 0 | 0 | 0 | 0 | 0 | 0 | 0 | 0 | 0 | 0 | 0 | 0 | 0 | 0 | 0 | 0 | 0 | 0 | 0 | 0 | 0 | 0 | 0 | 0 | 0 | 0 | 28344.2329 | OK
| 1999 | 0 | 1349.7254 | 1349.7254 | 1349.7254 | 1349.7254 | 1349.7254 | 1349.7254 | 1349.7254 | 1349.7254 | 1349.7254 | 1349.7254 | 1349.7254 | 1349.7254 | 1349.7254 | 1349.7254 | 1349.7254 | 1349.7254 | 1349.7254 | 1349.7254 | 1349.7254 | 1349.7254 | 1349.7254 | 1349.7254 | 0 | 0 | 0 | 0 | 0 | 0 | 0 | 0 | 0 | 0 | 0 | 0 | 0 | 0 | 0 | 0 | 0 | 0 | 0 | 0 | 0 | 0 | 0 | 0 | 0 | 0 | 0 | 0 | 0 | 0 | 0 | 0 | 0 | 0 | 0 | 29693.9583 | OK
| 2000 | 0 | 1349.7254 | 1349.7254 | 1349.7254 | 1349.7254 | 1349.7254 | 1349.7254 | 1349.7254 | 1349.7254 | 1349.7254 | 1349.7254 | 1349.7254 | 1349.7254 | 1349.7254 | 1349.7254 | 1349.7254 | 1349.7254 | 1349.7254 | 1349.7254 | 1349.7254 | 1349.7254 | 1349.7254 | 1349.7254 | 1349.7254 | 0 | 0 | 0 | 0 | 0 | 0 | 0 | 0 | 0 | 0 | 0 | 0 | 0 | 0 | 0 | 0 | 0 | 0 | 0 | 0 | 0 | 0 | 0 | 0 | 0 | 0 | 0 | 0 | 0 | 0 | 0 | 0 | 0 | 0 | 31043.6837 | OK
| 2001 | 0 | 1349.7254 | 1349.7254 | 1349.7254 | 1349.7254 | 1349.7254 | 1349.7254 | 1349.7254 | 1349.7254 | 1349.7254 | 1349.7254 | 1349.7254 | 1349.7254 | 1349.7254 | 1349.7254 | 1349.7254 | 1349.7254 | 1349.7254 | 1349.7254 | 1349.7254 | 1349.7254 | 1349.7254 | 1349.7254 | 1349.7254 | 1349.7254 | 0 | 0 | 0 | 0 | 0 | 0 | 0 | 0 | 0 | 0 | 0 | 0 | 0 | 0 | 0 | 0 | 0 | 0 | 0 | 0 | 0 | 0 | 0 | 0 | 0 | 0 | 0 | 0 | 0 | 0 | 0 | 0 | 0 | 32393.4091 | OK
| 2002 | 0 | 1349.7254 | 1349.7254 | 1349.7254 | 1349.7254 | 1349.7254 | 1349.7254 | 1349.7254 | 1349.7254 | 1349.7254 | 1349.7254 | 1349.7254 | 1349.7254 | 1349.7254 | 1349.7254 | 1349.7254 | 1349.7254 | 1349.7254 | 1349.7254 | 1349.7254 | 1349.7254 | 1349.7254 | 1349.7254 | 1349.7254 | 1349.7254 | 1349.7254 | 0 | 0 | 0 | 0 | 0 | 0 | 0 | 0 | 0 | 0 | 0 | 0 | 0 | 0 | 0 | 0 | 0 | 0 | 0 | 0 | 0 | 0 | 0 | 0 | 0 | 0 | 0 | 0 | 0 | 0 | 0 | 0 | 33743.1344 | OK
| 2003 | 0 | 1349.7254 | 1349.7254 | 1349.7254 | 1349.7254 | 1349.7254 | 1349.7254 | 1349.7254 | 1349.7254 | 1349.7254 | 1349.7254 | 1349.7254 | 1349.7254 | 1349.7254 | 1349.7254 | 1349.7254 | 1349.7254 | 1349.7254 | 1349.7254 | 1349.7254 | 1349.7254 | 1349.7254 | 1349.7254 | 1349.7254 | 1349.7254 | 1349.7254 | 1349.7254 | 0 | 0 | 0 | 0 | 0 | 0 | 0 | 0 | 0 | 0 | 0 | 0 | 0 | 0 | 0 | 0 | 0 | 0 | 0 | 0 | 0 | 0 | 0 | 0 | 0 | 0 | 0 | 0 | 0 | 0 | 0 | 35092.8598 | OK
| 2004 | 0 | 1349.7254 | 1349.7254 | 1349.7254 | 1349.7254 | 1349.7254 | 1349.7254 | 1349.7254 | 1349.7254 | 1349.7254 | 1349.7254 | 1349.7254 | 1349.7254 | 1349.7254 | 1349.7254 | 1349.7254 | 1349.7254 | 1349.7254 | 1349.7254 | 1349.7254 | 1349.7254 | 1349.7254 | 1349.7254 | 1349.7254 | 1349.7254 | 1349.7254 | 1349.7254 | 1215.9753 | 0 | 0 | 0 | 0 | 0 | 0 | 0 | 0 | 0 | 0 | 0 | 0 | 0 | 0 | 0 | 0 | 0 | 0 | 0 | 0 | 0 | 0 | 0 | 0 | 0 | 0 | 0 | 0 | 0 | 0 | 36308.8351 | OK
| 2005 | 0 | 1349.7254 | 1349.7254 | 1349.7254 | 1349.7254 | 1349.7254 | 1349.7254 | 1349.7254 | 1349.7254 | 1349.7254 | 1349.7254 | 1349.7254 | 1349.7254 | 1349.7254 | 1349.7254 | 1349.7254 | 1349.7254 | 1349.7254 | 1349.7254 | 1349.7254 | 1349.7254 | 1349.7254 | 1349.7254 | 1349.7254 | 1349.7254 | 1349.7254 | 1349.7254 | 1215.9753 | 1383.4685 | 0 | 0 | 0 | 0 | 0 | 0 | 0 | 0 | 0 | 0 | 0 | 0 | 0 | 0 | 0 | 0 | 0 | 0 | 0 | 0 | 0 | 0 | 0 | 0 | 0 | 0 | 0 | 0 | 0 | 37692.3036 | OK
| 2006 | 0 | 0 | 1349.7254 | 1349.7254 | 1349.7254 | 1349.7254 | 1349.7254 | 1349.7254 | 1349.7254 | 1349.7254 | 1349.7254 | 1349.7254 | 1349.7254 | 1349.7254 | 1349.7254 | 1349.7254 | 1349.7254 | 1349.7254 | 1349.7254 | 1349.7254 | 1349.7254 | 1349.7254 | 1349.7254 | 1349.7254 | 1349.7254 | 1349.7254 | 1349.7254 | 1215.9753 | 1383.4685 | 1383.4685 | 0 | 0 | 0 | 0 | 0 | 0 | 0 | 0 | 0 | 0 | 0 | 0 | 0 | 0 | 0 | 0 | 0 | 0 | 0 | 0 | 0 | 0 | 0 | 0 | 0 | 0 | 0 | 0 | 37726.0468 | OK
| 2007 | 0 | 0 | 0 | 1349.7254 | 1349.7254 | 1349.7254 | 1349.7254 | 1349.7254 | 1349.7254 | 1349.7254 | 1349.7254 | 1349.7254 | 1349.7254 | 1349.7254 | 1349.7254 | 1349.7254 | 1349.7254 | 1349.7254 | 1349.7254 | 1349.7254 | 1349.7254 | 1349.7254 | 1349.7254 | 1349.7254 | 1349.7254 | 1349.7254 | 1349.7254 | 1215.9753 | 1383.4685 | 1383.4685 | 1369.0939 | 0 | 0 | 0 | 0 | 0 | 0 | 0 | 0 | 0 | 0 | 0 | 0 | 0 | 0 | 0 | 0 | 0 | 0 | 0 | 0 | 0 | 0 | 0 | 0 | 0 | 0 | 0 | 37745.4153 | OK
| 2008 | 0 | 0 | 0 | 0 | 1349.7254 | 1349.7254 | 1349.7254 | 1349.7254 | 1349.7254 | 1349.7254 | 1349.7254 | 1349.7254 | 1349.7254 | 1349.7254 | 1349.7254 | 1349.7254 | 1349.7254 | 1349.7254 | 1349.7254 | 1349.7254 | 1349.7254 | 1349.7254 | 1349.7254 | 1349.7254 | 1349.7254 | 1349.7254 | 1349.7254 | 1215.9753 | 1383.4685 | 1383.4685 | 1369.0939 | 1369.0939 | 0 | 0 | 0 | 0 | 0 | 0 | 0 | 0 | 0 | 0 | 0 | 0 | 0 | 0 | 0 | 0 | 0 | 0 | 0 | 0 | 0 | 0 | 0 | 0 | 0 | 0 | 37764.7839 | OK
| 2009 | 0 | 0 | 0 | 0 | 0 | 1349.7254 | 1349.7254 | 1349.7254 | 1349.7254 | 1349.7254 | 1349.7254 | 1349.7254 | 1349.7254 | 1349.7254 | 1349.7254 | 1349.7254 | 1349.7254 | 1349.7254 | 1349.7254 | 1349.7254 | 1349.7254 | 1349.7254 | 1349.7254 | 1349.7254 | 1349.7254 | 1349.7254 | 1349.7254 | 1215.9753 | 1383.4685 | 1383.4685 | 1369.0939 | 1369.0939 | 1369.0939 | 0 | 0 | 0 | 0 | 0 | 0 | 0 | 0 | 0 | 0 | 0 | 0 | 0 | 0 | 0 | 0 | 0 | 0 | 0 | 0 | 0 | 0 | 0 | 0 | 0 | 37784.1525 | OK
| 2010 | 0 | 0 | 0 | 0 | 0 | 0 | 1349.7254 | 1349.7254 | 1349.7254 | 1349.7254 | 1349.7254 | 1349.7254 | 1349.7254 | 1349.7254 | 1349.7254 | 1349.7254 | 1349.7254 | 1349.7254 | 1349.7254 | 1349.7254 | 1349.7254 | 1349.7254 | 1349.7254 | 1349.7254 | 1349.7254 | 1349.7254 | 1349.7254 | 1215.9753 | 1383.4685 | 1383.4685 | 1369.0939 | 1369.0939 | 1369.0939 | 1369.0939 | 0 | 0 | 0 | 0 | 0 | 0 | 0 | 0 | 0 | 0 | 0 | 0 | 0 | 0 | 0 | 0 | 0 | 0 | 0 | 0 | 0 | 0 | 0 | 0 | 37803.521 | OK
| 2011 | 0 | 0 | 0 | 0 | 0 | 0 | 0 | 1349.7254 | 1349.7254 | 1349.7254 | 1349.7254 | 1349.7254 | 1349.7254 | 1349.7254 | 1349.7254 | 1349.7254 | 1349.7254 | 1349.7254 | 1349.7254 | 1349.7254 | 1349.7254 | 1349.7254 | 1349.7254 | 1349.7254 | 1349.7254 | 1349.7254 | 1349.7254 | 1215.9753 | 1383.4685 | 1383.4685 | 1369.0939 | 1369.0939 | 1369.0939 | 1369.0939 | 1369.0939 | 0 | 0 | 0 | 0 | 0 | 0 | 0 | 0 | 0 | 0 | 0 | 0 | 0 | 0 | 0 | 0 | 0 | 0 | 0 | 0 | 0 | 0 | 0 | 37822.8896 | OK
| 2012 | 0 | 0 | 0 | 0 | 0 | 0 | 0 | 0 | 1349.7254 | 1349.7254 | 1349.7254 | 1349.7254 | 1349.7254 | 1349.7254 | 1349.7254 | 1349.7254 | 1349.7254 | 1349.7254 | 1349.7254 | 1349.7254 | 1349.7254 | 1349.7254 | 1349.7254 | 1349.7254 | 1349.7254 | 1349.7254 | 1349.7254 | 1215.9753 | 1383.4685 | 1383.4685 | 1369.0939 | 1369.0939 | 1369.0939 | 1369.0939 | 1369.0939 | 1369.0939 | 0 | 0 | 0 | 0 | 0 | 0 | 0 | 0 | 0 | 0 | 0 | 0 | 0 | 0 | 0 | 0 | 0 | 0 | 0 | 0 | 0 | 0 | 37842.2581 | OK
| 2013 | 0 | 0 | 0 | 0 | 0 | 0 | 0 | 0 | 0 | 1349.7254 | 1349.7254 | 1349.7254 | 1349.7254 | 1349.7254 | 1349.7254 | 1349.7254 | 1349.7254 | 1349.7254 | 1349.7254 | 1349.7254 | 1349.7254 | 1349.7254 | 1349.7254 | 1349.7254 | 1349.7254 | 1349.7254 | 1349.7254 | 1215.9753 | 1383.4685 | 1383.4685 | 1369.0939 | 1369.0939 | 1369.0939 | 1369.0939 | 1369.0939 | 1369.0939 | 1369.0939 | 0 | 0 | 0 | 0 | 0 | 0 | 0 | 0 | 0 | 0 | 0 | 0 | 0 | 0 | 0 | 0 | 0 | 0 | 0 | 0 | 0 | 37861.6267 | OK
| 2014 | 0 | 0 | 0 | 0 | 0 | 0 | 0 | 0 | 0 | 0 | 1349.7254 | 1349.7254 | 1349.7254 | 1349.7254 | 1349.7254 | 1349.7254 | 1349.7254 | 1349.7254 | 1349.7254 | 1349.7254 | 1349.7254 | 1349.7254 | 1349.7254 | 1349.7254 | 1349.7254 | 1349.7254 | 1349.7254 | 1215.9753 | 1383.4685 | 1383.4685 | 1369.0939 | 1369.0939 | 1369.0939 | 1369.0939 | 1369.0939 | 1369.0939 | 1369.0939 | 1369.0939 | 0 | 0 | 0 | 0 | 0 | 0 | 0 | 0 | 0 | 0 | 0 | 0 | 0 | 0 | 0 | 0 | 0 | 0 | 0 | 0 | 37880.9953 | OK
| 2015 | 0 | 0 | 0 | 0 | 0 | 0 | 0 | 0 | 0 | 0 | 0 | 1349.7254 | 1349.7254 | 1349.7254 | 1349.7254 | 1349.7254 | 1349.7254 | 1349.7254 | 1349.7254 | 1349.7254 | 1349.7254 | 1349.7254 | 1349.7254 | 1349.7254 | 1349.7254 | 1349.7254 | 1349.7254 | 1215.9753 | 1383.4685 | 1383.4685 | 1369.0939 | 1369.0939 | 1369.0939 | 1369.0939 | 1369.0939 | 1369.0939 | 1369.0939 | 1369.0939 | 1369.0939 | 0 | 0 | 0 | 0 | 0 | 0 | 0 | 0 | 0 | 0 | 0 | 0 | 0 | 0 | 0 | 0 | 0 | 0 | 0 | 37900.3638 | OK
| 2016 | 0 | 0 | 0 | 0 | 0 | 0 | 0 | 0 | 0 | 0 | 0 | 0 | 1349.7254 | 1349.7254 | 1349.7254 | 1349.7254 | 1349.7254 | 1349.7254 | 1349.7254 | 1349.7254 | 1349.7254 | 1349.7254 | 1349.7254 | 1349.7254 | 1349.7254 | 1349.7254 | 1349.7254 | 1215.9753 | 1383.4685 | 1383.4685 | 1369.0939 | 1369.0939 | 1369.0939 | 1369.0939 | 1369.0939 | 1369.0939 | 1369.0939 | 1369.0939 | 1369.0939 | 1369.0939 | 0 | 0 | 0 | 0 | 0 | 0 | 0 | 0 | 0 | 0 | 0 | 0 | 0 | 0 | 0 | 0 | 0 | 0 | 37919.7324 | OK
| 2017 | 0 | 0 | 0 | 0 | 0 | 0 | 0 | 0 | 0 | 0 | 0 | 0 | 0 | 1349.7254 | 1349.7254 | 1349.7254 | 1349.7254 | 1349.7254 | 1349.7254 | 1349.7254 | 1349.7254 | 1349.7254 | 1349.7254 | 1349.7254 | 1349.7254 | 1349.7254 | 1349.7254 | 1215.9753 | 1383.4685 | 1383.4685 | 1369.0939 | 1369.0939 | 1369.0939 | 1369.0939 | 1369.0939 | 1369.0939 | 1369.0939 | 1369.0939 | 1369.0939 | 1369.0939 | 1369.0939 | 0 | 0 | 0 | 0 | 0 | 0 | 0 | 0 | 0 | 0 | 0 | 0 | 0 | 0 | 0 | 0 | 0 | 37939.1009 | OK
| 2018 | 0 | 0 | 0 | 0 | 0 | 0 | 0 | 0 | 0 | 0 | 0 | 0 | 0 | 0 | 1349.7254 | 1349.7254 | 1349.7254 | 1349.7254 | 1349.7254 | 1349.7254 | 1349.7254 | 1349.7254 | 1349.7254 | 1349.7254 | 1349.7254 | 1349.7254 | 1349.7254 | 1215.9753 | 1383.4685 | 1383.4685 | 1369.0939 | 1369.0939 | 1369.0939 | 1369.0939 | 1369.0939 | 1369.0939 | 1369.0939 | 1369.0939 | 1369.0939 | 1369.0939 | 1369.0939 | 1369.0939 | 0 | 0 | 0 | 0 | 0 | 0 | 0 | 0 | 0 | 0 | 0 | 0 | 0 | 0 | 0 | 0 | 37958.4695 | OK
| 2019 | 0 | 0 | 0 | 0 | 0 | 0 | 0 | 0 | 0 | 0 | 0 | 0 | 0 | 0 | 0 | 1349.7254 | 1349.7254 | 1349.7254 | 1349.7254 | 1349.7254 | 1349.7254 | 1349.7254 | 1349.7254 | 1349.7254 | 1349.7254 | 1349.7254 | 1349.7254 | 1215.9753 | 1383.4685 | 1383.4685 | 1369.0939 | 1369.0939 | 1369.0939 | 1369.0939 | 1369.0939 | 1369.0939 | 1369.0939 | 1369.0939 | 1369.0939 | 1369.0939 | 1369.0939 | 1369.0939 | 1369.0939 | 0 | 0 | 0 | 0 | 0 | 0 | 0 | 0 | 0 | 0 | 0 | 0 | 0 | 0 | 0 | 37977.838 | OK
| 2020 | 0 | 0 | 0 | 0 | 0 | 0 | 0 | 0 | 0 | 0 | 0 | 0 | 0 | 0 | 0 | 0 | 1349.7254 | 1349.7254 | 1349.7254 | 1349.7254 | 1349.7254 | 1349.7254 | 1349.7254 | 1349.7254 | 1349.7254 | 1349.7254 | 1349.7254 | 1215.9753 | 1383.4685 | 1383.4685 | 1369.0939 | 1369.0939 | 1369.0939 | 1369.0939 | 1369.0939 | 1369.0939 | 1369.0939 | 1369.0939 | 1369.0939 | 1369.0939 | 1369.0939 | 1369.0939 | 1369.0939 | 1369.0939 | 0 | 0 | 0 | 0 | 0 | 0 | 0 | 0 | 0 | 0 | 0 | 0 | 0 | 0 | 37997.2066 | OK
| 2021 | 0 | 0 | 0 | 0 | 0 | 0 | 0 | 0 | 0 | 0 | 0 | 0 | 0 | 0 | 0 | 0 | 0 | 1349.7254 | 1349.7254 | 1349.7254 | 1349.7254 | 1349.7254 | 1349.7254 | 1349.7254 | 1349.7254 | 1349.7254 | 1349.7254 | 1215.9753 | 1383.4685 | 1383.4685 | 1369.0939 | 1369.0939 | 1369.0939 | 1369.0939 | 1369.0939 | 1369.0939 | 1369.0939 | 1369.0939 | 1369.0939 | 1369.0939 | 1369.0939 | 1369.0939 | 1369.0939 | 1369.0939 | 1369.0939 | 0 | 0 | 0 | 0 | 0 | 0 | 0 | 0 | 0 | 0 | 0 | 0 | 0 | 38016.5752 | OK
| 2022 | 0 | 0 | 0 | 0 | 0 | 0 | 0 | 0 | 0 | 0 | 0 | 0 | 0 | 0 | 0 | 0 | 0 | 0 | 1349.7254 | 1349.7254 | 1349.7254 | 1349.7254 | 1349.7254 | 1349.7254 | 1349.7254 | 1349.7254 | 1349.7254 | 1215.9753 | 1383.4685 | 1383.4685 | 1369.0939 | 1369.0939 | 1369.0939 | 1369.0939 | 1369.0939 | 1369.0939 | 1369.0939 | 1369.0939 | 1369.0939 | 1369.0939 | 1369.0939 | 1369.0939 | 1369.0939 | 1369.0939 | 1369.0939 | 1369.0939 | 0 | 0 | 0 | 0 | 0 | 0 | 0 | 0 | 0 | 0 | 0 | 0 | 38035.9437 | OK
| 2023 | 0 | 0 | 0 | 0 | 0 | 0 | 0 | 0 | 0 | 0 | 0 | 0 | 0 | 0 | 0 | 0 | 0 | 0 | 0 | 1349.7254 | 1349.7254 | 1349.7254 | 1349.7254 | 1349.7254 | 1349.7254 | 1349.7254 | 1349.7254 | 1215.9753 | 1383.4685 | 1383.4685 | 1369.0939 | 1369.0939 | 1369.0939 | 1369.0939 | 1369.0939 | 1369.0939 | 1369.0939 | 1369.0939 | 1369.0939 | 1369.0939 | 1369.0939 | 1369.0939 | 1369.0939 | 1369.0939 | 1369.0939 | 1369.0939 | 1369.0939 | 0 | 0 | 0 | 0 | 0 | 0 | 0 | 0 | 0 | 0 | 0 | 38055.3123 | OK
| 2024 | 0 | 0 | 0 | 0 | 0 | 0 | 0 | 0 | 0 | 0 | 0 | 0 | 0 | 0 | 0 | 0 | 0 | 0 | 0 | 0 | 1349.7254 | 1349.7254 | 1349.7254 | 1349.7254 | 1349.7254 | 1349.7254 | 1349.7254 | 1215.9753 | 1383.4685 | 1383.4685 | 1369.0939 | 1369.0939 | 1369.0939 | 1369.0939 | 1369.0939 | 1369.0939 | 1369.0939 | 1369.0939 | 1369.0939 | 1369.0939 | 1369.0939 | 1369.0939 | 1369.0939 | 1369.0939 | 1369.0939 | 1369.0939 | 1369.0939 | 1369.0939 | 0 | 0 | 0 | 0 | 0 | 0 | 0 | 0 | 0 | 0 | 38074.6808 | OK
| 2025 | 0 | 0 | 0 | 0 | 0 | 0 | 0 | 0 | 0 | 0 | 0 | 0 | 0 | 0 | 0 | 0 | 0 | 0 | 0 | 0 | 0 | 1349.7254 | 1349.7254 | 1349.7254 | 1349.7254 | 1349.7254 | 1349.7254 | 1215.9753 | 1383.4685 | 1383.4685 | 1369.0939 | 1369.0939 | 1369.0939 | 1369.0939 | 1369.0939 | 1369.0939 | 1369.0939 | 1369.0939 | 1369.0939 | 1369.0939 | 1369.0939 | 1369.0939 | 1369.0939 | 1369.0939 | 1369.0939 | 1369.0939 | 1369.0939 | 1369.0939 | 1369.0939 | 0 | 0 | 0 | 0 | 0 | 0 | 0 | 0 | 0 | 38094.0494 | OK
| 2026 | 0 | 0 | 0 | 0 | 0 | 0 | 0 | 0 | 0 | 0 | 0 | 0 | 0 | 0 | 0 | 0 | 0 | 0 | 0 | 0 | 0 | 0 | 1349.7254 | 1349.7254 | 1349.7254 | 1349.7254 | 1349.7254 | 1215.9753 | 1383.4685 | 1383.4685 | 1369.0939 | 1369.0939 | 1369.0939 | 1369.0939 | 1369.0939 | 1369.0939 | 1369.0939 | 1369.0939 | 1369.0939 | 1369.0939 | 1369.0939 | 1369.0939 | 1369.0939 | 1369.0939 | 1369.0939 | 1369.0939 | 1369.0939 | 1369.0939 | 1369.0939 | 1369.0939 | 0 | 0 | 0 | 0 | 0 | 0 | 0 | 0 | 38113.418 | OK
| 2027 | 0 | 0 | 0 | 0 | 0 | 0 | 0 | 0 | 0 | 0 | 0 | 0 | 0 | 0 | 0 | 0 | 0 | 0 | 0 | 0 | 0 | 0 | 0 | 1349.7254 | 1349.7254 | 1349.7254 | 1349.7254 | 1215.9753 | 1383.4685 | 1383.4685 | 1369.0939 | 1369.0939 | 1369.0939 | 1369.0939 | 1369.0939 | 1369.0939 | 1369.0939 | 1369.0939 | 1369.0939 | 1369.0939 | 1369.0939 | 1369.0939 | 1369.0939 | 1369.0939 | 1369.0939 | 1369.0939 | 1369.0939 | 1369.0939 | 1369.0939 | 1369.0939 | 1369.0939 | 0 | 0 | 0 | 0 | 0 | 0 | 0 | 38132.7865 | OK
| 2028 | 0 | 0 | 0 | 0 | 0 | 0 | 0 | 0 | 0 | 0 | 0 | 0 | 0 | 0 | 0 | 0 | 0 | 0 | 0 | 0 | 0 | 0 | 0 | 0 | 1349.7254 | 1349.7254 | 1349.7254 | 1215.9753 | 1383.4685 | 1383.4685 | 1369.0939 | 1369.0939 | 1369.0939 | 1369.0939 | 1369.0939 | 1369.0939 | 1369.0939 | 1369.0939 | 1369.0939 | 1369.0939 | 1369.0939 | 1369.0939 | 1369.0939 | 1369.0939 | 1369.0939 | 1369.0939 | 1369.0939 | 1369.0939 | 1369.0939 | 1369.0939 | 1369.0939 | 1369.0939 | 0 | 0 | 0 | 0 | 0 | 0 | 38152.1551 | OK
| 2029 | 0 | 0 | 0 | 0 | 0 | 0 | 0 | 0 | 0 | 0 | 0 | 0 | 0 | 0 | 0 | 0 | 0 | 0 | 0 | 0 | 0 | 0 | 0 | 0 | 0 | 1349.7254 | 1349.7254 | 1215.9753 | 1383.4685 | 1383.4685 | 1369.0939 | 1369.0939 | 1369.0939 | 1369.0939 | 1369.0939 | 1369.0939 | 1369.0939 | 1369.0939 | 1369.0939 | 1369.0939 | 1369.0939 | 1369.0939 | 1369.0939 | 1369.0939 | 1369.0939 | 1369.0939 | 1369.0939 | 1369.0939 | 1369.0939 | 1369.0939 | 1369.0939 | 1369.0939 | 1369.0939 | 0 | 0 | 0 | 0 | 0 | 38171.5236 | OK
| 2030 | 0 | 0 | 0 | 0 | 0 | 0 | 0 | 0 | 0 | 0 | 0 | 0 | 0 | 0 | 0 | 0 | 0 | 0 | 0 | 0 | 0 | 0 | 0 | 0 | 0 | 0 | 1349.7254 | 1215.9753 | 1383.4685 | 1383.4685 | 1369.0939 | 1369.0939 | 1369.0939 | 1369.0939 | 1369.0939 | 1369.0939 | 1369.0939 | 1369.0939 | 1369.0939 | 1369.0939 | 1369.0939 | 1369.0939 | 1369.0939 | 1369.0939 | 1369.0939 | 1369.0939 | 1369.0939 | 1369.0939 | 1369.0939 | 1369.0939 | 1369.0939 | 1369.0939 | 1369.0939 | 1369.0939 | 0 | 0 | 0 | 0 | 38190.8922 | OK
| 2031 | 0 | 0 | 0 | 0 | 0 | 0 | 0 | 0 | 0 | 0 | 0 | 0 | 0 | 0 | 0 | 0 | 0 | 0 | 0 | 0 | 0 | 0 | 0 | 0 | 0 | 0 | 0 | 1215.9753 | 1383.4685 | 1383.4685 | 1369.0939 | 1369.0939 | 1369.0939 | 1369.0939 | 1369.0939 | 1369.0939 | 1369.0939 | 1369.0939 | 1369.0939 | 1369.0939 | 1369.0939 | 1369.0939 | 1369.0939 | 1369.0939 | 1369.0939 | 1369.0939 | 1369.0939 | 1369.0939 | 1369.0939 | 1369.0939 | 1369.0939 | 1369.0939 | 1369.0939 | 1369.0939 | 1369.0939 | 0 | 0 | 0 | 38210.2608 | OK
| 2032 | 0 | 0 | 0 | 0 | 0 | 0 | 0 | 0 | 0 | 0 | 0 | 0 | 0 | 0 | 0 | 0 | 0 | 0 | 0 | 0 | 0 | 0 | 0 | 0 | 0 | 0 | 0 | 0 | 1383.4685 | 1383.4685 | 1369.0939 | 1369.0939 | 1369.0939 | 1369.0939 | 1369.0939 | 1369.0939 | 1369.0939 | 1369.0939 | 1369.0939 | 1369.0939 | 1369.0939 | 1369.0939 | 1369.0939 | 1369.0939 | 1369.0939 | 1369.0939 | 1369.0939 | 1369.0939 | 1369.0939 | 1369.0939 | 1369.0939 | 1369.0939 | 1369.0939 | 1369.0939 | 1369.0939 | 1369.0939 | 0 | 0 | 38363.3794 | OK
| 2033 | 0 | 0 | 0 | 0 | 0 | 0 | 0 | 0 | 0 | 0 | 0 | 0 | 0 | 0 | 0 | 0 | 0 | 0 | 0 | 0 | 0 | 0 | 0 | 0 | 0 | 0 | 0 | 0 | 0 | 1383.4685 | 1369.0939 | 1369.0939 | 1369.0939 | 1369.0939 | 1369.0939 | 1369.0939 | 1369.0939 | 1369.0939 | 1369.0939 | 1369.0939 | 1369.0939 | 1369.0939 | 1369.0939 | 1369.0939 | 1369.0939 | 1369.0939 | 1369.0939 | 1369.0939 | 1369.0939 | 1369.0939 | 1369.0939 | 1369.0939 | 1369.0939 | 1369.0939 | 1369.0939 | 1369.0939 | 1235.3439 | 0 | 38215.2547 | OK
| 2034 | 0 | 0 | 0 | 0 | 0 | 0 | 0 | 0 | 0 | 0 | 0 | 0 | 0 | 0 | 0 | 0 | 0 | 0 | 0 | 0 | 0 | 0 | 0 | 0 | 0 | 0 | 0 | 0 | 0 | 0 | 1369.0939 | 1369.0939 | 1369.0939 | 1369.0939 | 1369.0939 | 1369.0939 | 1369.0939 | 1369.0939 | 1369.0939 | 1369.0939 | 1369.0939 | 1369.0939 | 1369.0939 | 1369.0939 | 1369.0939 | 1369.0939 | 1369.0939 | 1369.0939 | 1369.0939 | 1369.0939 | 1369.0939 | 1369.0939 | 1369.0939 | 1369.0939 | 1369.0939 | 1369.0939 | 1235.3439 | 1402.8371 | 38234.6233 | OK
Vintage Distribution
|  | 1977 | 1978 | 1979 | 1980 | 1981 | 1982 | 1983 | 1984 | 1985 | 1986 | 1987 | 1988 | 1989 | 1990 | 1991 | 1992 | 1993 | 1994 | 1995 | 1996 | 1997 | 1998 | 1999 | 2000 | 2001 | 2002 | 2003 | 2004 | 2005 | 2006 | 2007 | 2008 | 2009 | 2010 | 2011 | 2012 | 2013 | 2014 | 2015 | 2016 | 2017 | 2018 | 2019 | 2020 | 2021 | 2022 | 2023 | 2024 | 2025 | 2026 | 2027 | 2028 | 2029 | 2030 | 2031 | 2032 | 2033 | 2034 | Sum Check
| 1977 | [58 empty] | 0% | bar: 1977 to 2034
| 1978 | 0% | 100% | 0% | 0% | 0% | 0% | 0% | 0% | 0% | 0% | 0% | 0% | 0% | 0% | 0% | 0% | 0% | 0% | 0% | 0% | 0% | 0% | 0% | 0% | 0% | 0% | 0% | 0% | 0% | 0% | 0% | 0% | 0% | 0% | 0% | 0% | 0% | 0% | 0% | 0% | 0% | 0% | 0% | 0% | 0% | 0% | 0% | 0% | 0% | 0% | 0% | 0% | 0% | 0% | 0% | 0% | 0% | 0% | 100%
| 1979 | 0% | 50% | 50% | 0% | 0% | 0% | 0% | 0% | 0% | 0% | 0% | 0% | 0% | 0% | 0% | 0% | 0% | 0% | 0% | 0% | 0% | 0% | 0% | 0% | 0% | 0% | 0% | 0% | 0% | 0% | 0% | 0% | 0% | 0% | 0% | 0% | 0% | 0% | 0% | 0% | 0% | 0% | 0% | 0% | 0% | 0% | 0% | 0% | 0% | 0% | 0% | 0% | 0% | 0% | 0% | 0% | 0% | 0% | 100%
| 1980 | 0% | 33.33% | 33.33% | 33.33% | 0% | 0% | 0% | 0% | 0% | 0% | 0% | 0% | 0% | 0% | 0% | 0% | 0% | 0% | 0% | 0% | 0% | 0% | 0% | 0% | 0% | 0% | 0% | 0% | 0% | 0% | 0% | 0% | 0% | 0% | 0% | 0% | 0% | 0% | 0% | 0% | 0% | 0% | 0% | 0% | 0% | 0% | 0% | 0% | 0% | 0% | 0% | 0% | 0% | 0% | 0% | 0% | 0% | 0% | 100%
| 1981 | 0% | 25% | 25% | 25% | 25% | 0% | 0% | 0% | 0% | 0% | 0% | 0% | 0% | 0% | 0% | 0% | 0% | 0% | 0% | 0% | 0% | 0% | 0% | 0% | 0% | 0% | 0% | 0% | 0% | 0% | 0% | 0% | 0% | 0% | 0% | 0% | 0% | 0% | 0% | 0% | 0% | 0% | 0% | 0% | 0% | 0% | 0% | 0% | 0% | 0% | 0% | 0% | 0% | 0% | 0% | 0% | 0% | 0% | 100%
| 1982 | 0% | 20% | 20% | 20% | 20% | 20% | 0% | 0% | 0% | 0% | 0% | 0% | 0% | 0% | 0% | 0% | 0% | 0% | 0% | 0% | 0% | 0% | 0% | 0% | 0% | 0% | 0% | 0% | 0% | 0% | 0% | 0% | 0% | 0% | 0% | 0% | 0% | 0% | 0% | 0% | 0% | 0% | 0% | 0% | 0% | 0% | 0% | 0% | 0% | 0% | 0% | 0% | 0% | 0% | 0% | 0% | 0% | 0% | 100%
| 1983 | 0% | 16.67% | 16.67% | 16.67% | 16.67% | 16.67% | 16.67% | 0% | 0% | 0% | 0% | 0% | 0% | 0% | 0% | 0% | 0% | 0% | 0% | 0% | 0% | 0% | 0% | 0% | 0% | 0% | 0% | 0% | 0% | 0% | 0% | 0% | 0% | 0% | 0% | 0% | 0% | 0% | 0% | 0% | 0% | 0% | 0% | 0% | 0% | 0% | 0% | 0% | 0% | 0% | 0% | 0% | 0% | 0% | 0% | 0% | 0% | 0% | 100%
| 1984 | 0% | 14.29% | 14.29% | 14.29% | 14.29% | 14.29% | 14.29% | 14.29% | 0% | 0% | 0% | 0% | 0% | 0% | 0% | 0% | 0% | 0% | 0% | 0% | 0% | 0% | 0% | 0% | 0% | 0% | 0% | 0% | 0% | 0% | 0% | 0% | 0% | 0% | 0% | 0% | 0% | 0% | 0% | 0% | 0% | 0% | 0% | 0% | 0% | 0% | 0% | 0% | 0% | 0% | 0% | 0% | 0% | 0% | 0% | 0% | 0% | 0% | 100%
| 1985 | 0% | 12.5% | 12.5% | 12.5% | 12.5% | 12.5% | 12.5% | 12.5% | 12.5% | 0% | 0% | 0% | 0% | 0% | 0% | 0% | 0% | 0% | 0% | 0% | 0% | 0% | 0% | 0% | 0% | 0% | 0% | 0% | 0% | 0% | 0% | 0% | 0% | 0% | 0% | 0% | 0% | 0% | 0% | 0% | 0% | 0% | 0% | 0% | 0% | 0% | 0% | 0% | 0% | 0% | 0% | 0% | 0% | 0% | 0% | 0% | 0% | 0% | 100%
| 1986 | 0% | 11.11% | 11.11% | 11.11% | 11.11% | 11.11% | 11.11% | 11.11% | 11.11% | 11.11% | 0% | 0% | 0% | 0% | 0% | 0% | 0% | 0% | 0% | 0% | 0% | 0% | 0% | 0% | 0% | 0% | 0% | 0% | 0% | 0% | 0% | 0% | 0% | 0% | 0% | 0% | 0% | 0% | 0% | 0% | 0% | 0% | 0% | 0% | 0% | 0% | 0% | 0% | 0% | 0% | 0% | 0% | 0% | 0% | 0% | 0% | 0% | 0% | 100%
| 1987 | 0% | 10% | 10% | 10% | 10% | 10% | 10% | 10% | 10% | 10% | 10% | 0% | 0% | 0% | 0% | 0% | 0% | 0% | 0% | 0% | 0% | 0% | 0% | 0% | 0% | 0% | 0% | 0% | 0% | 0% | 0% | 0% | 0% | 0% | 0% | 0% | 0% | 0% | 0% | 0% | 0% | 0% | 0% | 0% | 0% | 0% | 0% | 0% | 0% | 0% | 0% | 0% | 0% | 0% | 0% | 0% | 0% | 0% | 100%
| 1988 | 0% | 9.091% | 9.091% | 9.091% | 9.091% | 9.091% | 9.091% | 9.091% | 9.091% | 9.091% | 9.091% | 9.091% | 0% | 0% | 0% | 0% | 0% | 0% | 0% | 0% | 0% | 0% | 0% | 0% | 0% | 0% | 0% | 0% | 0% | 0% | 0% | 0% | 0% | 0% | 0% | 0% | 0% | 0% | 0% | 0% | 0% | 0% | 0% | 0% | 0% | 0% | 0% | 0% | 0% | 0% | 0% | 0% | 0% | 0% | 0% | 0% | 0% | 0% | 100%
| 1989 | 0% | 8.333% | 8.333% | 8.333% | 8.333% | 8.333% | 8.333% | 8.333% | 8.333% | 8.333% | 8.333% | 8.333% | 8.333% | 0% | 0% | 0% | 0% | 0% | 0% | 0% | 0% | 0% | 0% | 0% | 0% | 0% | 0% | 0% | 0% | 0% | 0% | 0% | 0% | 0% | 0% | 0% | 0% | 0% | 0% | 0% | 0% | 0% | 0% | 0% | 0% | 0% | 0% | 0% | 0% | 0% | 0% | 0% | 0% | 0% | 0% | 0% | 0% | 0% | 100%
| 1990 | 0% | 7.692% | 7.692% | 7.692% | 7.692% | 7.692% | 7.692% | 7.692% | 7.692% | 7.692% | 7.692% | 7.692% | 7.692% | 7.692% | 0% | 0% | 0% | 0% | 0% | 0% | 0% | 0% | 0% | 0% | 0% | 0% | 0% | 0% | 0% | 0% | 0% | 0% | 0% | 0% | 0% | 0% | 0% | 0% | 0% | 0% | 0% | 0% | 0% | 0% | 0% | 0% | 0% | 0% | 0% | 0% | 0% | 0% | 0% | 0% | 0% | 0% | 0% | 0% | 100%
| 1991 | 0% | 7.143% | 7.143% | 7.143% | 7.143% | 7.143% | 7.143% | 7.143% | 7.143% | 7.143% | 7.143% | 7.143% | 7.143% | 7.143% | 7.143% | 0% | 0% | 0% | 0% | 0% | 0% | 0% | 0% | 0% | 0% | 0% | 0% | 0% | 0% | 0% | 0% | 0% | 0% | 0% | 0% | 0% | 0% | 0% | 0% | 0% | 0% | 0% | 0% | 0% | 0% | 0% | 0% | 0% | 0% | 0% | 0% | 0% | 0% | 0% | 0% | 0% | 0% | 0% | 100%
| 1992 | 0% | 6.667% | 6.667% | 6.667% | 6.667% | 6.667% | 6.667% | 6.667% | 6.667% | 6.667% | 6.667% | 6.667% | 6.667% | 6.667% | 6.667% | 6.667% | 0% | 0% | 0% | 0% | 0% | 0% | 0% | 0% | 0% | 0% | 0% | 0% | 0% | 0% | 0% | 0% | 0% | 0% | 0% | 0% | 0% | 0% | 0% | 0% | 0% | 0% | 0% | 0% | 0% | 0% | 0% | 0% | 0% | 0% | 0% | 0% | 0% | 0% | 0% | 0% | 0% | 0% | 100%
| 1993 | 0% | 6.25% | 6.25% | 6.25% | 6.25% | 6.25% | 6.25% | 6.25% | 6.25% | 6.25% | 6.25% | 6.25% | 6.25% | 6.25% | 6.25% | 6.25% | 6.25% | 0% | 0% | 0% | 0% | 0% | 0% | 0% | 0% | 0% | 0% | 0% | 0% | 0% | 0% | 0% | 0% | 0% | 0% | 0% | 0% | 0% | 0% | 0% | 0% | 0% | 0% | 0% | 0% | 0% | 0% | 0% | 0% | 0% | 0% | 0% | 0% | 0% | 0% | 0% | 0% | 0% | 100%
| 1994 | 0% | 5.882% | 5.882% | 5.882% | 5.882% | 5.882% | 5.882% | 5.882% | 5.882% | 5.882% | 5.882% | 5.882% | 5.882% | 5.882% | 5.882% | 5.882% | 5.882% | 5.882% | 0% | 0% | 0% | 0% | 0% | 0% | 0% | 0% | 0% | 0% | 0% | 0% | 0% | 0% | 0% | 0% | 0% | 0% | 0% | 0% | 0% | 0% | 0% | 0% | 0% | 0% | 0% | 0% | 0% | 0% | 0% | 0% | 0% | 0% | 0% | 0% | 0% | 0% | 0% | 0% | 100%
| 1995 | 0% | 5.556% | 5.556% | 5.556% | 5.556% | 5.556% | 5.556% | 5.556% | 5.556% | 5.556% | 5.556% | 5.556% | 5.556% | 5.556% | 5.556% | 5.556% | 5.556% | 5.556% | 5.556% | 0% | 0% | 0% | 0% | 0% | 0% | 0% | 0% | 0% | 0% | 0% | 0% | 0% | 0% | 0% | 0% | 0% | 0% | 0% | 0% | 0% | 0% | 0% | 0% | 0% | 0% | 0% | 0% | 0% | 0% | 0% | 0% | 0% | 0% | 0% | 0% | 0% | 0% | 0% | 100%
| 1996 | 0% | 5.263% | 5.263% | 5.263% | 5.263% | 5.263% | 5.263% | 5.263% | 5.263% | 5.263% | 5.263% | 5.263% | 5.263% | 5.263% | 5.263% | 5.263% | 5.263% | 5.263% | 5.263% | 5.263% | 0% | 0% | 0% | 0% | 0% | 0% | 0% | 0% | 0% | 0% | 0% | 0% | 0% | 0% | 0% | 0% | 0% | 0% | 0% | 0% | 0% | 0% | 0% | 0% | 0% | 0% | 0% | 0% | 0% | 0% | 0% | 0% | 0% | 0% | 0% | 0% | 0% | 0% | 100%
| 1997 | [58 empty] | 100% | bar: 1977 to 2034
| 1998 | 0% | 4.762% | 4.762% | 4.762% | 4.762% | 4.762% | 4.762% | 4.762% | 4.762% | 4.762% | 4.762% | 4.762% | 4.762% | 4.762% | 4.762% | 4.762% | 4.762% | 4.762% | 4.762% | 4.762% | 4.762% | 4.762% | 0% | 0% | 0% | 0% | 0% | 0% | 0% | 0% | 0% | 0% | 0% | 0% | 0% | 0% | 0% | 0% | 0% | 0% | 0% | 0% | 0% | 0% | 0% | 0% | 0% | 0% | 0% | 0% | 0% | 0% | 0% | 0% | 0% | 0% | 0% | 0% | 100%
| 1999 | 0% | 4.545% | 4.545% | 4.545% | 4.545% | 4.545% | 4.545% | 4.545% | 4.545% | 4.545% | 4.545% | 4.545% | 4.545% | 4.545% | 4.545% | 4.545% | 4.545% | 4.545% | 4.545% | 4.545% | 4.545% | 4.545% | 4.545% | 0% | 0% | 0% | 0% | 0% | 0% | 0% | 0% | 0% | 0% | 0% | 0% | 0% | 0% | 0% | 0% | 0% | 0% | 0% | 0% | 0% | 0% | 0% | 0% | 0% | 0% | 0% | 0% | 0% | 0% | 0% | 0% | 0% | 0% | 0% | 100%
| 2000 | 0% | 4.348% | 4.348% | 4.348% | 4.348% | 4.348% | 4.348% | 4.348% | 4.348% | 4.348% | 4.348% | 4.348% | 4.348% | 4.348% | 4.348% | 4.348% | 4.348% | 4.348% | 4.348% | 4.348% | 4.348% | 4.348% | 4.348% | 4.348% | 0% | 0% | 0% | 0% | 0% | 0% | 0% | 0% | 0% | 0% | 0% | 0% | 0% | 0% | 0% | 0% | 0% | 0% | 0% | 0% | 0% | 0% | 0% | 0% | 0% | 0% | 0% | 0% | 0% | 0% | 0% | 0% | 0% | 0% | 100%
| 2001 | 0% | 4.167% | 4.167% | 4.167% | 4.167% | 4.167% | 4.167% | 4.167% | 4.167% | 4.167% | 4.167% | 4.167% | 4.167% | 4.167% | 4.167% | 4.167% | 4.167% | 4.167% | 4.167% | 4.167% | 4.167% | 4.167% | 4.167% | 4.167% | 4.167% | 0% | 0% | 0% | 0% | 0% | 0% | 0% | 0% | 0% | 0% | 0% | 0% | 0% | 0% | 0% | 0% | 0% | 0% | 0% | 0% | 0% | 0% | 0% | 0% | 0% | 0% | 0% | 0% | 0% | 0% | 0% | 0% | 0% | 100%
| 2002 | [58 empty] | 100% | bar: 1977 to 2034
| 2003 | 0% | 3.846% | 3.846% | 3.846% | 3.846% | 3.846% | 3.846% | 3.846% | 3.846% | 3.846% | 3.846% | 3.846% | 3.846% | 3.846% | 3.846% | 3.846% | 3.846% | 3.846% | 3.846% | 3.846% | 3.846% | 3.846% | 3.846% | 3.846% | 3.846% | 3.846% | 3.846% | 0% | 0% | 0% | 0% | 0% | 0% | 0% | 0% | 0% | 0% | 0% | 0% | 0% | 0% | 0% | 0% | 0% | 0% | 0% | 0% | 0% | 0% | 0% | 0% | 0% | 0% | 0% | 0% | 0% | 0% | 0% | 100%
| 2004 | 0% | 3.717% | 3.717% | 3.717% | 3.717% | 3.717% | 3.717% | 3.717% | 3.717% | 3.717% | 3.717% | 3.717% | 3.717% | 3.717% | 3.717% | 3.717% | 3.717% | 3.717% | 3.717% | 3.717% | 3.717% | 3.717% | 3.717% | 3.717% | 3.717% | 3.717% | 3.717% | 3.349% | 0% | 0% | 0% | 0% | 0% | 0% | 0% | 0% | 0% | 0% | 0% | 0% | 0% | 0% | 0% | 0% | 0% | 0% | 0% | 0% | 0% | 0% | 0% | 0% | 0% | 0% | 0% | 0% | 0% | 0% | 100%
| 2005 | 0% | 3.581% | 3.581% | 3.581% | 3.581% | 3.581% | 3.581% | 3.581% | 3.581% | 3.581% | 3.581% | 3.581% | 3.581% | 3.581% | 3.581% | 3.581% | 3.581% | 3.581% | 3.581% | 3.581% | 3.581% | 3.581% | 3.581% | 3.581% | 3.581% | 3.581% | 3.581% | 3.226% | 3.67% | 0% | 0% | 0% | 0% | 0% | 0% | 0% | 0% | 0% | 0% | 0% | 0% | 0% | 0% | 0% | 0% | 0% | 0% | 0% | 0% | 0% | 0% | 0% | 0% | 0% | 0% | 0% | 0% | 0% | 100%
| 2006 | 0% | 0% | 3.578% | 3.578% | 3.578% | 3.578% | 3.578% | 3.578% | 3.578% | 3.578% | 3.578% | 3.578% | 3.578% | 3.578% | 3.578% | 3.578% | 3.578% | 3.578% | 3.578% | 3.578% | 3.578% | 3.578% | 3.578% | 3.578% | 3.578% | 3.578% | 3.578% | 3.223% | 3.667% | 3.667% | 0% | 0% | 0% | 0% | 0% | 0% | 0% | 0% | 0% | 0% | 0% | 0% | 0% | 0% | 0% | 0% | 0% | 0% | 0% | 0% | 0% | 0% | 0% | 0% | 0% | 0% | 0% | 0% | 100%
| 2007 | 0% | 0% | 0% | 3.576% | 3.576% | 3.576% | 3.576% | 3.576% | 3.576% | 3.576% | 3.576% | 3.576% | 3.576% | 3.576% | 3.576% | 3.576% | 3.576% | 3.576% | 3.576% | 3.576% | 3.576% | 3.576% | 3.576% | 3.576% | 3.576% | 3.576% | 3.576% | 3.222% | 3.665% | 3.665% | 3.627% | 0% | 0% | 0% | 0% | 0% | 0% | 0% | 0% | 0% | 0% | 0% | 0% | 0% | 0% | 0% | 0% | 0% | 0% | 0% | 0% | 0% | 0% | 0% | 0% | 0% | 0% | 0% | 100%
| 2008 | 0% | 0% | 0% | 0% | 3.574% | 3.574% | 3.574% | 3.574% | 3.574% | 3.574% | 3.574% | 3.574% | 3.574% | 3.574% | 3.574% | 3.574% | 3.574% | 3.574% | 3.574% | 3.574% | 3.574% | 3.574% | 3.574% | 3.574% | 3.574% | 3.574% | 3.574% | 3.22% | 3.663% | 3.663% | 3.625% | 3.625% | 0% | 0% | 0% | 0% | 0% | 0% | 0% | 0% | 0% | 0% | 0% | 0% | 0% | 0% | 0% | 0% | 0% | 0% | 0% | 0% | 0% | 0% | 0% | 0% | 0% | 0% | 100%
| 2009 | 0% | 0% | 0% | 0% | 0% | 3.572% | 3.572% | 3.572% | 3.572% | 3.572% | 3.572% | 3.572% | 3.572% | 3.572% | 3.572% | 3.572% | 3.572% | 3.572% | 3.572% | 3.572% | 3.572% | 3.572% | 3.572% | 3.572% | 3.572% | 3.572% | 3.572% | 3.218% | 3.662% | 3.662% | 3.623% | 3.623% | 3.623% | 0% | 0% | 0% | 0% | 0% | 0% | 0% | 0% | 0% | 0% | 0% | 0% | 0% | 0% | 0% | 0% | 0% | 0% | 0% | 0% | 0% | 0% | 0% | 0% | 0% | 100%
| 2010 | 0% | 0% | 0% | 0% | 0% | 0% | 3.57% | 3.57% | 3.57% | 3.57% | 3.57% | 3.57% | 3.57% | 3.57% | 3.57% | 3.57% | 3.57% | 3.57% | 3.57% | 3.57% | 3.57% | 3.57% | 3.57% | 3.57% | 3.57% | 3.57% | 3.57% | 3.217% | 3.66% | 3.66% | 3.622% | 3.622% | 3.622% | 3.622% | 0% | 0% | 0% | 0% | 0% | 0% | 0% | 0% | 0% | 0% | 0% | 0% | 0% | 0% | 0% | 0% | 0% | 0% | 0% | 0% | 0% | 0% | 0% | 0% | 100%
| 2011 | 0% | 0% | 0% | 0% | 0% | 0% | 0% | 3.569% | 3.569% | 3.569% | 3.569% | 3.569% | 3.569% | 3.569% | 3.569% | 3.569% | 3.569% | 3.569% | 3.569% | 3.569% | 3.569% | 3.569% | 3.569% | 3.569% | 3.569% | 3.569% | 3.569% | 3.215% | 3.658% | 3.658% | 3.62% | 3.62% | 3.62% | 3.62% | 3.62% | 0% | 0% | 0% | 0% | 0% | 0% | 0% | 0% | 0% | 0% | 0% | 0% | 0% | 0% | 0% | 0% | 0% | 0% | 0% | 0% | 0% | 0% | 0% | 100%
| 2012 | 0% | 0% | 0% | 0% | 0% | 0% | 0% | 0% | 3.567% | 3.567% | 3.567% | 3.567% | 3.567% | 3.567% | 3.567% | 3.567% | 3.567% | 3.567% | 3.567% | 3.567% | 3.567% | 3.567% | 3.567% | 3.567% | 3.567% | 3.567% | 3.567% | 3.213% | 3.656% | 3.656% | 3.618% | 3.618% | 3.618% | 3.618% | 3.618% | 3.618% | 0% | 0% | 0% | 0% | 0% | 0% | 0% | 0% | 0% | 0% | 0% | 0% | 0% | 0% | 0% | 0% | 0% | 0% | 0% | 0% | 0% | 0% | 100%
| 2013 | 0% | 0% | 0% | 0% | 0% | 0% | 0% | 0% | 0% | 3.565% | 3.565% | 3.565% | 3.565% | 3.565% | 3.565% | 3.565% | 3.565% | 3.565% | 3.565% | 3.565% | 3.565% | 3.565% | 3.565% | 3.565% | 3.565% | 3.565% | 3.565% | 3.212% | 3.654% | 3.654% | 3.616% | 3.616% | 3.616% | 3.616% | 3.616% | 3.616% | 3.616% | 0% | 0% | 0% | 0% | 0% | 0% | 0% | 0% | 0% | 0% | 0% | 0% | 0% | 0% | 0% | 0% | 0% | 0% | 0% | 0% | 0% | 100%
| 2014 | 0% | 0% | 0% | 0% | 0% | 0% | 0% | 0% | 0% | 0% | 3.563% | 3.563% | 3.563% | 3.563% | 3.563% | 3.563% | 3.563% | 3.563% | 3.563% | 3.563% | 3.563% | 3.563% | 3.563% | 3.563% | 3.563% | 3.563% | 3.563% | 3.21% | 3.652% | 3.652% | 3.614% | 3.614% | 3.614% | 3.614% | 3.614% | 3.614% | 3.614% | 3.614% | 0% | 0% | 0% | 0% | 0% | 0% | 0% | 0% | 0% | 0% | 0% | 0% | 0% | 0% | 0% | 0% | 0% | 0% | 0% | 0% | 100%
| 2015 | 0% | 0% | 0% | 0% | 0% | 0% | 0% | 0% | 0% | 0% | 0% | 3.561% | 3.561% | 3.561% | 3.561% | 3.561% | 3.561% | 3.561% | 3.561% | 3.561% | 3.561% | 3.561% | 3.561% | 3.561% | 3.561% | 3.561% | 3.561% | 3.208% | 3.65% | 3.65% | 3.612% | 3.612% | 3.612% | 3.612% | 3.612% | 3.612% | 3.612% | 3.612% | 3.612% | 0% | 0% | 0% | 0% | 0% | 0% | 0% | 0% | 0% | 0% | 0% | 0% | 0% | 0% | 0% | 0% | 0% | 0% | 0% | 100%
| 2016 | 0% | 0% | 0% | 0% | 0% | 0% | 0% | 0% | 0% | 0% | 0% | 0% | 3.559% | 3.559% | 3.559% | 3.559% | 3.559% | 3.559% | 3.559% | 3.559% | 3.559% | 3.559% | 3.559% | 3.559% | 3.559% | 3.559% | 3.559% | 3.207% | 3.648% | 3.648% | 3.611% | 3.611% | 3.611% | 3.611% | 3.611% | 3.611% | 3.611% | 3.611% | 3.611% | 3.611% | 0% | 0% | 0% | 0% | 0% | 0% | 0% | 0% | 0% | 0% | 0% | 0% | 0% | 0% | 0% | 0% | 0% | 0% | 100%
| 2017 | 0% | 0% | 0% | 0% | 0% | 0% | 0% | 0% | 0% | 0% | 0% | 0% | 0% | 3.558% | 3.558% | 3.558% | 3.558% | 3.558% | 3.558% | 3.558% | 3.558% | 3.558% | 3.558% | 3.558% | 3.558% | 3.558% | 3.558% | 3.205% | 3.647% | 3.647% | 3.609% | 3.609% | 3.609% | 3.609% | 3.609% | 3.609% | 3.609% | 3.609% | 3.609% | 3.609% | 3.609% | 0% | 0% | 0% | 0% | 0% | 0% | 0% | 0% | 0% | 0% | 0% | 0% | 0% | 0% | 0% | 0% | 0% | 100%
| 2018 | 0% | 0% | 0% | 0% | 0% | 0% | 0% | 0% | 0% | 0% | 0% | 0% | 0% | 0% | 3.556% | 3.556% | 3.556% | 3.556% | 3.556% | 3.556% | 3.556% | 3.556% | 3.556% | 3.556% | 3.556% | 3.556% | 3.556% | 3.203% | 3.645% | 3.645% | 3.607% | 3.607% | 3.607% | 3.607% | 3.607% | 3.607% | 3.607% | 3.607% | 3.607% | 3.607% | 3.607% | 3.607% | 0% | 0% | 0% | 0% | 0% | 0% | 0% | 0% | 0% | 0% | 0% | 0% | 0% | 0% | 0% | 0% | 100%
| 2019 | 0% | 0% | 0% | 0% | 0% | 0% | 0% | 0% | 0% | 0% | 0% | 0% | 0% | 0% | 0% | 3.554% | 3.554% | 3.554% | 3.554% | 3.554% | 3.554% | 3.554% | 3.554% | 3.554% | 3.554% | 3.554% | 3.554% | 3.202% | 3.643% | 3.643% | 3.605% | 3.605% | 3.605% | 3.605% | 3.605% | 3.605% | 3.605% | 3.605% | 3.605% | 3.605% | 3.605% | 3.605% | 3.605% | 0% | 0% | 0% | 0% | 0% | 0% | 0% | 0% | 0% | 0% | 0% | 0% | 0% | 0% | 0% | 100%
| 2020 | 0% | 0% | 0% | 0% | 0% | 0% | 0% | 0% | 0% | 0% | 0% | 0% | 0% | 0% | 0% | 0% | 3.552% | 3.552% | 3.552% | 3.552% | 3.552% | 3.552% | 3.552% | 3.552% | 3.552% | 3.552% | 3.552% | 3.2% | 3.641% | 3.641% | 3.603% | 3.603% | 3.603% | 3.603% | 3.603% | 3.603% | 3.603% | 3.603% | 3.603% | 3.603% | 3.603% | 3.603% | 3.603% | 3.603% | 0% | 0% | 0% | 0% | 0% | 0% | 0% | 0% | 0% | 0% | 0% | 0% | 0% | 0% | 100%
| 2021 | 0% | 0% | 0% | 0% | 0% | 0% | 0% | 0% | 0% | 0% | 0% | 0% | 0% | 0% | 0% | 0% | 0% | 3.55% | 3.55% | 3.55% | 3.55% | 3.55% | 3.55% | 3.55% | 3.55% | 3.55% | 3.55% | 3.199% | 3.639% | 3.639% | 3.601% | 3.601% | 3.601% | 3.601% | 3.601% | 3.601% | 3.601% | 3.601% | 3.601% | 3.601% | 3.601% | 3.601% | 3.601% | 3.601% | 3.601% | 0% | 0% | 0% | 0% | 0% | 0% | 0% | 0% | 0% | 0% | 0% | 0% | 0% | 100%
| 2022 | 0% | 0% | 0% | 0% | 0% | 0% | 0% | 0% | 0% | 0% | 0% | 0% | 0% | 0% | 0% | 0% | 0% | 0% | 3.549% | 3.549% | 3.549% | 3.549% | 3.549% | 3.549% | 3.549% | 3.549% | 3.549% | 3.197% | 3.637% | 3.637% | 3.599% | 3.599% | 3.599% | 3.599% | 3.599% | 3.599% | 3.599% | 3.599% | 3.599% | 3.599% | 3.599% | 3.599% | 3.599% | 3.599% | 3.599% | 3.599% | 0% | 0% | 0% | 0% | 0% | 0% | 0% | 0% | 0% | 0% | 0% | 0% | 100%
| 2023 | 0% | 0% | 0% | 0% | 0% | 0% | 0% | 0% | 0% | 0% | 0% | 0% | 0% | 0% | 0% | 0% | 0% | 0% | 0% | 3.547% | 3.547% | 3.547% | 3.547% | 3.547% | 3.547% | 3.547% | 3.547% | 3.195% | 3.635% | 3.635% | 3.598% | 3.598% | 3.598% | 3.598% | 3.598% | 3.598% | 3.598% | 3.598% | 3.598% | 3.598% | 3.598% | 3.598% | 3.598% | 3.598% | 3.598% | 3.598% | 3.598% | 0% | 0% | 0% | 0% | 0% | 0% | 0% | 0% | 0% | 0% | 0% | 100%
| 2024 | 0% | 0% | 0% | 0% | 0% | 0% | 0% | 0% | 0% | 0% | 0% | 0% | 0% | 0% | 0% | 0% | 0% | 0% | 0% | 0% | 3.545% | 3.545% | 3.545% | 3.545% | 3.545% | 3.545% | 3.545% | 3.194% | 3.634% | 3.634% | 3.596% | 3.596% | 3.596% | 3.596% | 3.596% | 3.596% | 3.596% | 3.596% | 3.596% | 3.596% | 3.596% | 3.596% | 3.596% | 3.596% | 3.596% | 3.596% | 3.596% | 3.596% | 0% | 0% | 0% | 0% | 0% | 0% | 0% | 0% | 0% | 0% | 100%
| 2025 | 0% | 0% | 0% | 0% | 0% | 0% | 0% | 0% | 0% | 0% | 0% | 0% | 0% | 0% | 0% | 0% | 0% | 0% | 0% | 0% | 0% | 3.543% | 3.543% | 3.543% | 3.543% | 3.543% | 3.543% | 3.192% | 3.632% | 3.632% | 3.594% | 3.594% | 3.594% | 3.594% | 3.594% | 3.594% | 3.594% | 3.594% | 3.594% | 3.594% | 3.594% | 3.594% | 3.594% | 3.594% | 3.594% | 3.594% | 3.594% | 3.594% | 3.594% | 0% | 0% | 0% | 0% | 0% | 0% | 0% | 0% | 0% | 100%
| 2026 | 0% | 0% | 0% | 0% | 0% | 0% | 0% | 0% | 0% | 0% | 0% | 0% | 0% | 0% | 0% | 0% | 0% | 0% | 0% | 0% | 0% | 0% | 3.541% | 3.541% | 3.541% | 3.541% | 3.541% | 3.19% | 3.63% | 3.63% | 3.592% | 3.592% | 3.592% | 3.592% | 3.592% | 3.592% | 3.592% | 3.592% | 3.592% | 3.592% | 3.592% | 3.592% | 3.592% | 3.592% | 3.592% | 3.592% | 3.592% | 3.592% | 3.592% | 3.592% | 0% | 0% | 0% | 0% | 0% | 0% | 0% | 0% | 100%
| 2027 | 0% | 0% | 0% | 0% | 0% | 0% | 0% | 0% | 0% | 0% | 0% | 0% | 0% | 0% | 0% | 0% | 0% | 0% | 0% | 0% | 0% | 0% | 0% | 3.54% | 3.54% | 3.54% | 3.54% | 3.189% | 3.628% | 3.628% | 3.59% | 3.59% | 3.59% | 3.59% | 3.59% | 3.59% | 3.59% | 3.59% | 3.59% | 3.59% | 3.59% | 3.59% | 3.59% | 3.59% | 3.59% | 3.59% | 3.59% | 3.59% | 3.59% | 3.59% | 3.59% | 0% | 0% | 0% | 0% | 0% | 0% | 0% | 100%
| 2028 | 0% | 0% | 0% | 0% | 0% | 0% | 0% | 0% | 0% | 0% | 0% | 0% | 0% | 0% | 0% | 0% | 0% | 0% | 0% | 0% | 0% | 0% | 0% | 0% | 3.538% | 3.538% | 3.538% | 3.187% | 3.626% | 3.626% | 3.589% | 3.589% | 3.589% | 3.589% | 3.589% | 3.589% | 3.589% | 3.589% | 3.589% | 3.589% | 3.589% | 3.589% | 3.589% | 3.589% | 3.589% | 3.589% | 3.589% | 3.589% | 3.589% | 3.589% | 3.589% | 3.589% | 0% | 0% | 0% | 0% | 0% | 0% | 100%
| 2029 | 0% | 0% | 0% | 0% | 0% | 0% | 0% | 0% | 0% | 0% | 0% | 0% | 0% | 0% | 0% | 0% | 0% | 0% | 0% | 0% | 0% | 0% | 0% | 0% | 0% | 3.536% | 3.536% | 3.186% | 3.624% | 3.624% | 3.587% | 3.587% | 3.587% | 3.587% | 3.587% | 3.587% | 3.587% | 3.587% | 3.587% | 3.587% | 3.587% | 3.587% | 3.587% | 3.587% | 3.587% | 3.587% | 3.587% | 3.587% | 3.587% | 3.587% | 3.587% | 3.587% | 3.587% | 0% | 0% | 0% | 0% | 0% | 100%
| 2030 | 0% | 0% | 0% | 0% | 0% | 0% | 0% | 0% | 0% | 0% | 0% | 0% | 0% | 0% | 0% | 0% | 0% | 0% | 0% | 0% | 0% | 0% | 0% | 0% | 0% | 0% | 3.534% | 3.184% | 3.623% | 3.623% | 3.585% | 3.585% | 3.585% | 3.585% | 3.585% | 3.585% | 3.585% | 3.585% | 3.585% | 3.585% | 3.585% | 3.585% | 3.585% | 3.585% | 3.585% | 3.585% | 3.585% | 3.585% | 3.585% | 3.585% | 3.585% | 3.585% | 3.585% | 3.585% | 0% | 0% | 0% | 0% | 100%
| 2031 | 0% | 0% | 0% | 0% | 0% | 0% | 0% | 0% | 0% | 0% | 0% | 0% | 0% | 0% | 0% | 0% | 0% | 0% | 0% | 0% | 0% | 0% | 0% | 0% | 0% | 0% | 0% | 3.182% | 3.621% | 3.621% | 3.583% | 3.583% | 3.583% | 3.583% | 3.583% | 3.583% | 3.583% | 3.583% | 3.583% | 3.583% | 3.583% | 3.583% | 3.583% | 3.583% | 3.583% | 3.583% | 3.583% | 3.583% | 3.583% | 3.583% | 3.583% | 3.583% | 3.583% | 3.583% | 3.583% | 0% | 0% | 0% | 100%
| 2032 | 0% | 0% | 0% | 0% | 0% | 0% | 0% | 0% | 0% | 0% | 0% | 0% | 0% | 0% | 0% | 0% | 0% | 0% | 0% | 0% | 0% | 0% | 0% | 0% | 0% | 0% | 0% | 0% | 3.606% | 3.606% | 3.569% | 3.569% | 3.569% | 3.569% | 3.569% | 3.569% | 3.569% | 3.569% | 3.569% | 3.569% | 3.569% | 3.569% | 3.569% | 3.569% | 3.569% | 3.569% | 3.569% | 3.569% | 3.569% | 3.569% | 3.569% | 3.569% | 3.569% | 3.569% | 3.569% | 3.569% | 0% | 0% | 100%
| 2033 | 0% | 0% | 0% | 0% | 0% | 0% | 0% | 0% | 0% | 0% | 0% | 0% | 0% | 0% | 0% | 0% | 0% | 0% | 0% | 0% | 0% | 0% | 0% | 0% | 0% | 0% | 0% | 0% | 0% | 3.62% | 3.583% | 3.583% | 3.583% | 3.583% | 3.583% | 3.583% | 3.583% | 3.583% | 3.583% | 3.583% | 3.583% | 3.583% | 3.583% | 3.583% | 3.583% | 3.583% | 3.583% | 3.583% | 3.583% | 3.583% | 3.583% | 3.583% | 3.583% | 3.583% | 3.583% | 3.583% | 3.233% | 0% | 100%
| 2034 | 0% | 0% | 0% | 0% | 0% | 0% | 0% | 0% | 0% | 0% | 0% | 0% | 0% | 0% | 0% | 0% | 0% | 0% | 0% | 0% | 0% | 0% | 0% | 0% | 0% | 0% | 0% | 0% | 0% | 0% | 3.581% | 3.581% | 3.581% | 3.581% | 3.581% | 3.581% | 3.581% | 3.581% | 3.581% | 3.581% | 3.581% | 3.581% | 3.581% | 3.581% | 3.581% | 3.581% | 3.581% | 3.581% | 3.581% | 3.581% | 3.581% | 3.581% | 3.581% | 3.581% | 3.581% | 3.581% | 3.231% | 3.669% | 100%
Installed UEC (kWh)
|  | Average pre-case UEC | Average post-case UEC
| 1977 | 1977: 0; 1978: 0
| 1978 | 1977: 154389.4114; 1978: 154389.4114
| 1979 | 1977: 154389.4114; 1978: 154389.4114
| 1980 | 1977: 154389.4114; 1978: 154389.4114
| 1981 | 1977: 154389.4114; 1978: 154389.4114
| 1982 | 1977: 154389.4114; 1978: 154389.4114
| 1983 | 1977: 154389.4114; 1978: 154389.4114
| 1984 | 1977: 154389.4114; 1978: 154389.4114
| 1985 | 1977: 154389.4114; 1978: 154389.4114
| 1986 | 1977: 154389.4114; 1978: 154389.4114
| 1987 | 1977: 154389.4114; 1978: 154389.4114
| 1988 | 1977: 154389.4114; 1978: 154389.4114
| 1989 | 1977: 154389.4114; 1978: 154389.4114
| 1990 | 1977: 154389.4114; 1978: 154389.4114
| 1991 | 1977: 154389.4114; 1978: 154389.4114
| 1992 | 1977: 154389.4114; 1978: 154389.4114
| 1993 | 1977: 154389.4114; 1978: 154389.4114
| 1994 | 1977: 154389.4114; 1978: 154389.4114
| 1995 | 1977: 154389.4114; 1978: 154389.4114
| 1996 | 1977: 154389.4114; 1978: 154389.4114
| 1997 | 1977: 154389.4114; 1978: 154389.4114
| 1998 | 1977: 154389.4114; 1978: 154389.4114
| 1999 | 1977: 154389.4114; 1978: 154389.4114
| 2000 | 1977: 154389.4114; 1978: 154389.4114
| 2001 | 1977: 154389.4114; 1978: 154389.4114
| 2002 | 1977: 154389.4114; 1978: 154389.4114
| 2003 | 1977: 154389.4114; 1978: 154389.4114
| 2004 | 1977: 154389.4114; 1978: 154389.4114
| 2005 | 1977: 154389.4114; 1978: 154389.4114
| 2006 | 1977: 154389.4114; 1978: 154389.4114
| 2007 | 1977: 154389.4114; 1978: 154389.4114
| 2008 | 1977: 154389.4114; 1978: 154389.4114
| 2009 | 1977: 154389.4114; 1978: 154389.4114
| 2010 | 1977: 154389.4114; 1978: 154389.4114
| 2011 | 1977: 154389.4114; 1978: 154317.4055
| 2012 | 1977: 154389.4114; 1978: 154245.4734
| 2013 | 1977: 154389.4114; 1978: 154173.6148
| 2014 | 1977: 154389.4114; 1978: 154101.8297
| 2015 | 1977: 154389.4114; 1978: 154030.118
| 2016 | 1977: 154389.4114; 1978: 153958.4796
| 2017 | 1977: 154389.4114; 1978: 153886.9142
| 2018 | 1977: 154389.4114; 1978: 153815.422
| 2019 | 1977: 154389.4114; 1978: 153744.0026
| 2020 | 1977: 154389.4114; 1978: 153672.6561
| 2021 | 1977: 154389.4114; 1978: 153601.3822
| 2022 | 1977: 154389.4114; 1978: 153530.181
| 2023 | 1977: 154389.4114; 1978: 153459.0522
| 2024 | 1977: 154389.4114; 1978: 153387.9958
| 2025 | 1977: 154389.4114; 1978: 153317.0116
| 2026 | 1977: 154389.4114; 1978: 153246.0996
| 2027 | 1977: 154389.4114; 1978: 153175.2596
| 2028 | 1977: 154389.4114; 1978: 153104.4915
| 2029 | 1977: 154389.4114; 1978: 153033.7953
| 2030 | 1977: 154389.4114; 1978: 152963.1708
| 2031 | 1977: 154389.4114; 1978: 152892.6178
| 2032 | 1977: 154389.4114; 1978: 152827.6006
| 2033 | 1977: 154389.4114; 1978: 152757.2425
| 2034 | 1977: 154389.4114; 1978: 152685.0833

## Installed UEC 101-200HP
Installed Units by Year by Vintage (linked to Stock Model)
|  | 1 | 2 | 3 | 4 | 5 | 6 | 7 | 8 | 9 | 10 | 11 | 12 | 13 | 14 | 15 | 16 | 17 | 18 | 19 | 20 | 21 | 22 | 23 | 24 | 25 | 26 | 27 | 28 | 29 | 30 | 31 | 32 | 33 | 34 | 35 | 36 | 37 | 38 | 39 | 40 | 41 | 42 | 43 | 44 | 45 | 46 | 47 | 48 | 49 | 50 | 51 | 52
Vintage
|  | 1977 | 1978 | 1979 | 1980 | 1981 | 1982 | 1983 | 1984 | 1985 | 1986 | 1987 | 1988 | 1989 | 1990 | 1991 | 1992 | 1993 | 1994 | 1995 | 1996 | 1997 | 1998 | 1999 | 2000 | 2001 | 2002 | 2003 | 2004 | 2005 | 2006 | 2007 | 2008 | 2009 | 2010 | 2011 | 2012 | 2013 | 2014 | 2015 | 2016 | 2017 | 2018 | 2019 | 2020 | 2021 | 2022 | 2023 | 2024 | 2025 | 2026 | 2027 | 2028 | 2029 | 2030 | 2031 | 2032 | 2033 | 2034 | Total units | check
Year | 1977 | 0 | 0 | 0 | 0 | 0 | 0 | 0 | 0 | 0 | 0 | 0 | 0 | 0 | 0 | 0 | 0 | 0 | 0 | 0 | 0 | 0 | 0 | 0 | 0 | 0 | 0 | 0 | 0 | 0 | 0 | 0 | 0 | 0 | 0 | 0 | 0 | 0 | 0 | 0 | 0 | 0 | 0 | 0 | 0 | 0 | 0 | 0 | 0 | 0 | 0 | 0 | 0 | 0 | 0 | 0 | 0 | 0 | 0 | 0 | OK
| 1978 | 0 | 590.4094 | 0 | 0 | 0 | 0 | 0 | 0 | 0 | 0 | 0 | 0 | 0 | 0 | 0 | 0 | 0 | 0 | 0 | 0 | 0 | 0 | 0 | 0 | 0 | 0 | 0 | 0 | 0 | 0 | 0 | 0 | 0 | 0 | 0 | 0 | 0 | 0 | 0 | 0 | 0 | 0 | 0 | 0 | 0 | 0 | 0 | 0 | 0 | 0 | 0 | 0 | 0 | 0 | 0 | 0 | 0 | 0 | 590.4094 | OK
| 1979 | 0 | 590.4094 | 590.4094 | 0 | 0 | 0 | 0 | 0 | 0 | 0 | 0 | 0 | 0 | 0 | 0 | 0 | 0 | 0 | 0 | 0 | 0 | 0 | 0 | 0 | 0 | 0 | 0 | 0 | 0 | 0 | 0 | 0 | 0 | 0 | 0 | 0 | 0 | 0 | 0 | 0 | 0 | 0 | 0 | 0 | 0 | 0 | 0 | 0 | 0 | 0 | 0 | 0 | 0 | 0 | 0 | 0 | 0 | 0 | 1180.8188 | OK
| 1980 | 0 | 590.4094 | 590.4094 | 590.4094 | 0 | 0 | 0 | 0 | 0 | 0 | 0 | 0 | 0 | 0 | 0 | 0 | 0 | 0 | 0 | 0 | 0 | 0 | 0 | 0 | 0 | 0 | 0 | 0 | 0 | 0 | 0 | 0 | 0 | 0 | 0 | 0 | 0 | 0 | 0 | 0 | 0 | 0 | 0 | 0 | 0 | 0 | 0 | 0 | 0 | 0 | 0 | 0 | 0 | 0 | 0 | 0 | 0 | 0 | 1771.2281 | OK
| 1981 | 0 | 590.4094 | 590.4094 | 590.4094 | 590.4094 | 0 | 0 | 0 | 0 | 0 | 0 | 0 | 0 | 0 | 0 | 0 | 0 | 0 | 0 | 0 | 0 | 0 | 0 | 0 | 0 | 0 | 0 | 0 | 0 | 0 | 0 | 0 | 0 | 0 | 0 | 0 | 0 | 0 | 0 | 0 | 0 | 0 | 0 | 0 | 0 | 0 | 0 | 0 | 0 | 0 | 0 | 0 | 0 | 0 | 0 | 0 | 0 | 0 | 2361.6375 | OK
| 1982 | 0 | 590.4094 | 590.4094 | 590.4094 | 590.4094 | 590.4094 | 0 | 0 | 0 | 0 | 0 | 0 | 0 | 0 | 0 | 0 | 0 | 0 | 0 | 0 | 0 | 0 | 0 | 0 | 0 | 0 | 0 | 0 | 0 | 0 | 0 | 0 | 0 | 0 | 0 | 0 | 0 | 0 | 0 | 0 | 0 | 0 | 0 | 0 | 0 | 0 | 0 | 0 | 0 | 0 | 0 | 0 | 0 | 0 | 0 | 0 | 0 | 0 | 2952.0469 | OK
| 1983 | 0 | 590.4094 | 590.4094 | 590.4094 | 590.4094 | 590.4094 | 590.4094 | 0 | 0 | 0 | 0 | 0 | 0 | 0 | 0 | 0 | 0 | 0 | 0 | 0 | 0 | 0 | 0 | 0 | 0 | 0 | 0 | 0 | 0 | 0 | 0 | 0 | 0 | 0 | 0 | 0 | 0 | 0 | 0 | 0 | 0 | 0 | 0 | 0 | 0 | 0 | 0 | 0 | 0 | 0 | 0 | 0 | 0 | 0 | 0 | 0 | 0 | 0 | 3542.4563 | OK
| 1984 | 0 | 590.4094 | 590.4094 | 590.4094 | 590.4094 | 590.4094 | 590.4094 | 590.4094 | 0 | 0 | 0 | 0 | 0 | 0 | 0 | 0 | 0 | 0 | 0 | 0 | 0 | 0 | 0 | 0 | 0 | 0 | 0 | 0 | 0 | 0 | 0 | 0 | 0 | 0 | 0 | 0 | 0 | 0 | 0 | 0 | 0 | 0 | 0 | 0 | 0 | 0 | 0 | 0 | 0 | 0 | 0 | 0 | 0 | 0 | 0 | 0 | 0 | 0 | 4132.8657 | OK
| 1985 | 0 | 590.4094 | 590.4094 | 590.4094 | 590.4094 | 590.4094 | 590.4094 | 590.4094 | 590.4094 | 0 | 0 | 0 | 0 | 0 | 0 | 0 | 0 | 0 | 0 | 0 | 0 | 0 | 0 | 0 | 0 | 0 | 0 | 0 | 0 | 0 | 0 | 0 | 0 | 0 | 0 | 0 | 0 | 0 | 0 | 0 | 0 | 0 | 0 | 0 | 0 | 0 | 0 | 0 | 0 | 0 | 0 | 0 | 0 | 0 | 0 | 0 | 0 | 0 | 4723.2751 | OK
| 1986 | 0 | 590.4094 | 590.4094 | 590.4094 | 590.4094 | 590.4094 | 590.4094 | 590.4094 | 590.4094 | 590.4094 | 0 | 0 | 0 | 0 | 0 | 0 | 0 | 0 | 0 | 0 | 0 | 0 | 0 | 0 | 0 | 0 | 0 | 0 | 0 | 0 | 0 | 0 | 0 | 0 | 0 | 0 | 0 | 0 | 0 | 0 | 0 | 0 | 0 | 0 | 0 | 0 | 0 | 0 | 0 | 0 | 0 | 0 | 0 | 0 | 0 | 0 | 0 | 0 | 5313.6844 | OK
| 1987 | 0 | 590.4094 | 590.4094 | 590.4094 | 590.4094 | 590.4094 | 590.4094 | 590.4094 | 590.4094 | 590.4094 | 590.4094 | 0 | 0 | 0 | 0 | 0 | 0 | 0 | 0 | 0 | 0 | 0 | 0 | 0 | 0 | 0 | 0 | 0 | 0 | 0 | 0 | 0 | 0 | 0 | 0 | 0 | 0 | 0 | 0 | 0 | 0 | 0 | 0 | 0 | 0 | 0 | 0 | 0 | 0 | 0 | 0 | 0 | 0 | 0 | 0 | 0 | 0 | 0 | 5904.0938 | OK
| 1988 | 0 | 590.4094 | 590.4094 | 590.4094 | 590.4094 | 590.4094 | 590.4094 | 590.4094 | 590.4094 | 590.4094 | 590.4094 | 590.4094 | 0 | 0 | 0 | 0 | 0 | 0 | 0 | 0 | 0 | 0 | 0 | 0 | 0 | 0 | 0 | 0 | 0 | 0 | 0 | 0 | 0 | 0 | 0 | 0 | 0 | 0 | 0 | 0 | 0 | 0 | 0 | 0 | 0 | 0 | 0 | 0 | 0 | 0 | 0 | 0 | 0 | 0 | 0 | 0 | 0 | 0 | 6494.5032 | OK
| 1989 | 0 | 590.4094 | 590.4094 | 590.4094 | 590.4094 | 590.4094 | 590.4094 | 590.4094 | 590.4094 | 590.4094 | 590.4094 | 590.4094 | 590.4094 | 0 | 0 | 0 | 0 | 0 | 0 | 0 | 0 | 0 | 0 | 0 | 0 | 0 | 0 | 0 | 0 | 0 | 0 | 0 | 0 | 0 | 0 | 0 | 0 | 0 | 0 | 0 | 0 | 0 | 0 | 0 | 0 | 0 | 0 | 0 | 0 | 0 | 0 | 0 | 0 | 0 | 0 | 0 | 0 | 0 | 7084.9126 | OK
| 1990 | 0 | 590.4094 | 590.4094 | 590.4094 | 590.4094 | 590.4094 | 590.4094 | 590.4094 | 590.4094 | 590.4094 | 590.4094 | 590.4094 | 590.4094 | 590.4094 | 0 | 0 | 0 | 0 | 0 | 0 | 0 | 0 | 0 | 0 | 0 | 0 | 0 | 0 | 0 | 0 | 0 | 0 | 0 | 0 | 0 | 0 | 0 | 0 | 0 | 0 | 0 | 0 | 0 | 0 | 0 | 0 | 0 | 0 | 0 | 0 | 0 | 0 | 0 | 0 | 0 | 0 | 0 | 0 | 7675.322 | OK
| 1991 | 0 | 590.4094 | 590.4094 | 590.4094 | 590.4094 | 590.4094 | 590.4094 | 590.4094 | 590.4094 | 590.4094 | 590.4094 | 590.4094 | 590.4094 | 590.4094 | 590.4094 | 0 | 0 | 0 | 0 | 0 | 0 | 0 | 0 | 0 | 0 | 0 | 0 | 0 | 0 | 0 | 0 | 0 | 0 | 0 | 0 | 0 | 0 | 0 | 0 | 0 | 0 | 0 | 0 | 0 | 0 | 0 | 0 | 0 | 0 | 0 | 0 | 0 | 0 | 0 | 0 | 0 | 0 | 0 | 8265.7314 | OK
| 1992 | 0 | 590.4094 | 590.4094 | 590.4094 | 590.4094 | 590.4094 | 590.4094 | 590.4094 | 590.4094 | 590.4094 | 590.4094 | 590.4094 | 590.4094 | 590.4094 | 590.4094 | 590.4094 | 0 | 0 | 0 | 0 | 0 | 0 | 0 | 0 | 0 | 0 | 0 | 0 | 0 | 0 | 0 | 0 | 0 | 0 | 0 | 0 | 0 | 0 | 0 | 0 | 0 | 0 | 0 | 0 | 0 | 0 | 0 | 0 | 0 | 0 | 0 | 0 | 0 | 0 | 0 | 0 | 0 | 0 | 8856.1407 | OK
| 1993 | 0 | 590.4094 | 590.4094 | 590.4094 | 590.4094 | 590.4094 | 590.4094 | 590.4094 | 590.4094 | 590.4094 | 590.4094 | 590.4094 | 590.4094 | 590.4094 | 590.4094 | 590.4094 | 590.4094 | 0 | 0 | 0 | 0 | 0 | 0 | 0 | 0 | 0 | 0 | 0 | 0 | 0 | 0 | 0 | 0 | 0 | 0 | 0 | 0 | 0 | 0 | 0 | 0 | 0 | 0 | 0 | 0 | 0 | 0 | 0 | 0 | 0 | 0 | 0 | 0 | 0 | 0 | 0 | 0 | 0 | 9446.5501 | OK
| 1994 | 0 | 590.4094 | 590.4094 | 590.4094 | 590.4094 | 590.4094 | 590.4094 | 590.4094 | 590.4094 | 590.4094 | 590.4094 | 590.4094 | 590.4094 | 590.4094 | 590.4094 | 590.4094 | 590.4094 | 590.4094 | 0 | 0 | 0 | 0 | 0 | 0 | 0 | 0 | 0 | 0 | 0 | 0 | 0 | 0 | 0 | 0 | 0 | 0 | 0 | 0 | 0 | 0 | 0 | 0 | 0 | 0 | 0 | 0 | 0 | 0 | 0 | 0 | 0 | 0 | 0 | 0 | 0 | 0 | 0 | 0 | 10036.9595 | OK
| 1995 | 0 | 590.4094 | 590.4094 | 590.4094 | 590.4094 | 590.4094 | 590.4094 | 590.4094 | 590.4094 | 590.4094 | 590.4094 | 590.4094 | 590.4094 | 590.4094 | 590.4094 | 590.4094 | 590.4094 | 590.4094 | 590.4094 | 0 | 0 | 0 | 0 | 0 | 0 | 0 | 0 | 0 | 0 | 0 | 0 | 0 | 0 | 0 | 0 | 0 | 0 | 0 | 0 | 0 | 0 | 0 | 0 | 0 | 0 | 0 | 0 | 0 | 0 | 0 | 0 | 0 | 0 | 0 | 0 | 0 | 0 | 0 | 10627.3689 | OK
| 1996 | 0 | 590.4094 | 590.4094 | 590.4094 | 590.4094 | 590.4094 | 590.4094 | 590.4094 | 590.4094 | 590.4094 | 590.4094 | 590.4094 | 590.4094 | 590.4094 | 590.4094 | 590.4094 | 590.4094 | 590.4094 | 590.4094 | 590.4094 | 0 | 0 | 0 | 0 | 0 | 0 | 0 | 0 | 0 | 0 | 0 | 0 | 0 | 0 | 0 | 0 | 0 | 0 | 0 | 0 | 0 | 0 | 0 | 0 | 0 | 0 | 0 | 0 | 0 | 0 | 0 | 0 | 0 | 0 | 0 | 0 | 0 | 0 | 11217.7783 | OK
| 1997 | 0 | 590.4094 | 590.4094 | 590.4094 | 590.4094 | 590.4094 | 590.4094 | 590.4094 | 590.4094 | 590.4094 | 590.4094 | 590.4094 | 590.4094 | 590.4094 | 590.4094 | 590.4094 | 590.4094 | 590.4094 | 590.4094 | 590.4094 | 590.4094 | 0 | 0 | 0 | 0 | 0 | 0 | 0 | 0 | 0 | 0 | 0 | 0 | 0 | 0 | 0 | 0 | 0 | 0 | 0 | 0 | 0 | 0 | 0 | 0 | 0 | 0 | 0 | 0 | 0 | 0 | 0 | 0 | 0 | 0 | 0 | 0 | 0 | 11808.1877 | OK
| 1998 | 0 | 590.4094 | 590.4094 | 590.4094 | 590.4094 | 590.4094 | 590.4094 | 590.4094 | 590.4094 | 590.4094 | 590.4094 | 590.4094 | 590.4094 | 590.4094 | 590.4094 | 590.4094 | 590.4094 | 590.4094 | 590.4094 | 590.4094 | 590.4094 | 590.4094 | 0 | 0 | 0 | 0 | 0 | 0 | 0 | 0 | 0 | 0 | 0 | 0 | 0 | 0 | 0 | 0 | 0 | 0 | 0 | 0 | 0 | 0 | 0 | 0 | 0 | 0 | 0 | 0 | 0 | 0 | 0 | 0 | 0 | 0 | 0 | 0 | 12398.597 | OK
| 1999 | 0 | 590.4094 | 590.4094 | 590.4094 | 590.4094 | 590.4094 | 590.4094 | 590.4094 | 590.4094 | 590.4094 | 590.4094 | 590.4094 | 590.4094 | 590.4094 | 590.4094 | 590.4094 | 590.4094 | 590.4094 | 590.4094 | 590.4094 | 590.4094 | 590.4094 | 590.4094 | 0 | 0 | 0 | 0 | 0 | 0 | 0 | 0 | 0 | 0 | 0 | 0 | 0 | 0 | 0 | 0 | 0 | 0 | 0 | 0 | 0 | 0 | 0 | 0 | 0 | 0 | 0 | 0 | 0 | 0 | 0 | 0 | 0 | 0 | 0 | 12989.0064 | OK
| 2000 | 0 | 590.4094 | 590.4094 | 590.4094 | 590.4094 | 590.4094 | 590.4094 | 590.4094 | 590.4094 | 590.4094 | 590.4094 | 590.4094 | 590.4094 | 590.4094 | 590.4094 | 590.4094 | 590.4094 | 590.4094 | 590.4094 | 590.4094 | 590.4094 | 590.4094 | 590.4094 | 590.4094 | 0 | 0 | 0 | 0 | 0 | 0 | 0 | 0 | 0 | 0 | 0 | 0 | 0 | 0 | 0 | 0 | 0 | 0 | 0 | 0 | 0 | 0 | 0 | 0 | 0 | 0 | 0 | 0 | 0 | 0 | 0 | 0 | 0 | 0 | 13579.4158 | OK
| 2001 | 0 | 590.4094 | 590.4094 | 590.4094 | 590.4094 | 590.4094 | 590.4094 | 590.4094 | 590.4094 | 590.4094 | 590.4094 | 590.4094 | 590.4094 | 590.4094 | 590.4094 | 590.4094 | 590.4094 | 590.4094 | 590.4094 | 590.4094 | 590.4094 | 590.4094 | 590.4094 | 590.4094 | 590.4094 | 0 | 0 | 0 | 0 | 0 | 0 | 0 | 0 | 0 | 0 | 0 | 0 | 0 | 0 | 0 | 0 | 0 | 0 | 0 | 0 | 0 | 0 | 0 | 0 | 0 | 0 | 0 | 0 | 0 | 0 | 0 | 0 | 0 | 14169.8252 | OK
| 2002 | 0 | 590.4094 | 590.4094 | 590.4094 | 590.4094 | 590.4094 | 590.4094 | 590.4094 | 590.4094 | 590.4094 | 590.4094 | 590.4094 | 590.4094 | 590.4094 | 590.4094 | 590.4094 | 590.4094 | 590.4094 | 590.4094 | 590.4094 | 590.4094 | 590.4094 | 590.4094 | 590.4094 | 590.4094 | 590.4094 | 0 | 0 | 0 | 0 | 0 | 0 | 0 | 0 | 0 | 0 | 0 | 0 | 0 | 0 | 0 | 0 | 0 | 0 | 0 | 0 | 0 | 0 | 0 | 0 | 0 | 0 | 0 | 0 | 0 | 0 | 0 | 0 | 14760.2346 | OK
| 2003 | 0 | 590.4094 | 590.4094 | 590.4094 | 590.4094 | 590.4094 | 590.4094 | 590.4094 | 590.4094 | 590.4094 | 590.4094 | 590.4094 | 590.4094 | 590.4094 | 590.4094 | 590.4094 | 590.4094 | 590.4094 | 590.4094 | 590.4094 | 590.4094 | 590.4094 | 590.4094 | 590.4094 | 590.4094 | 590.4094 | 525.7223 | 0 | 0 | 0 | 0 | 0 | 0 | 0 | 0 | 0 | 0 | 0 | 0 | 0 | 0 | 0 | 0 | 0 | 0 | 0 | 0 | 0 | 0 | 0 | 0 | 0 | 0 | 0 | 0 | 0 | 0 | 0 | 15285.9569 | OK
| 2004 | 0 | 590.4094 | 590.4094 | 590.4094 | 590.4094 | 590.4094 | 590.4094 | 590.4094 | 590.4094 | 590.4094 | 590.4094 | 590.4094 | 590.4094 | 590.4094 | 590.4094 | 590.4094 | 590.4094 | 590.4094 | 590.4094 | 590.4094 | 590.4094 | 590.4094 | 590.4094 | 590.4094 | 590.4094 | 590.4094 | 525.7223 | 531.9032 | 0 | 0 | 0 | 0 | 0 | 0 | 0 | 0 | 0 | 0 | 0 | 0 | 0 | 0 | 0 | 0 | 0 | 0 | 0 | 0 | 0 | 0 | 0 | 0 | 0 | 0 | 0 | 0 | 0 | 0 | 15817.8601 | OK
| 2005 | 0 | 590.4094 | 590.4094 | 590.4094 | 590.4094 | 590.4094 | 590.4094 | 590.4094 | 590.4094 | 590.4094 | 590.4094 | 590.4094 | 590.4094 | 590.4094 | 590.4094 | 590.4094 | 590.4094 | 590.4094 | 590.4094 | 590.4094 | 590.4094 | 590.4094 | 590.4094 | 590.4094 | 590.4094 | 590.4094 | 525.7223 | 531.9032 | 605.1696 | 0 | 0 | 0 | 0 | 0 | 0 | 0 | 0 | 0 | 0 | 0 | 0 | 0 | 0 | 0 | 0 | 0 | 0 | 0 | 0 | 0 | 0 | 0 | 0 | 0 | 0 | 0 | 0 | 0 | 16423.0297 | OK
| 2006 | 0 | 0 | 590.4094 | 590.4094 | 590.4094 | 590.4094 | 590.4094 | 590.4094 | 590.4094 | 590.4094 | 590.4094 | 590.4094 | 590.4094 | 590.4094 | 590.4094 | 590.4094 | 590.4094 | 590.4094 | 590.4094 | 590.4094 | 590.4094 | 590.4094 | 590.4094 | 590.4094 | 590.4094 | 590.4094 | 525.7223 | 531.9032 | 605.1696 | 683.3989 | 0 | 0 | 0 | 0 | 0 | 0 | 0 | 0 | 0 | 0 | 0 | 0 | 0 | 0 | 0 | 0 | 0 | 0 | 0 | 0 | 0 | 0 | 0 | 0 | 0 | 0 | 0 | 0 | 16516.0192 | OK
| 2007 | 0 | 0 | 0 | 590.4094 | 590.4094 | 590.4094 | 590.4094 | 590.4094 | 590.4094 | 590.4094 | 590.4094 | 590.4094 | 590.4094 | 590.4094 | 590.4094 | 590.4094 | 590.4094 | 590.4094 | 590.4094 | 590.4094 | 590.4094 | 590.4094 | 590.4094 | 590.4094 | 590.4094 | 590.4094 | 525.7223 | 531.9032 | 605.1696 | 683.3989 | 599.977 | 0 | 0 | 0 | 0 | 0 | 0 | 0 | 0 | 0 | 0 | 0 | 0 | 0 | 0 | 0 | 0 | 0 | 0 | 0 | 0 | 0 | 0 | 0 | 0 | 0 | 0 | 0 | 16525.5868 | OK
| 2008 | 0 | 0 | 0 | 0 | 590.4094 | 590.4094 | 590.4094 | 590.4094 | 590.4094 | 590.4094 | 590.4094 | 590.4094 | 590.4094 | 590.4094 | 590.4094 | 590.4094 | 590.4094 | 590.4094 | 590.4094 | 590.4094 | 590.4094 | 590.4094 | 590.4094 | 590.4094 | 590.4094 | 590.4094 | 525.7223 | 531.9032 | 605.1696 | 683.3989 | 599.977 | 599.977 | 0 | 0 | 0 | 0 | 0 | 0 | 0 | 0 | 0 | 0 | 0 | 0 | 0 | 0 | 0 | 0 | 0 | 0 | 0 | 0 | 0 | 0 | 0 | 0 | 0 | 0 | 16535.1544 | OK
| 2009 | 0 | 0 | 0 | 0 | 0 | 590.4094 | 590.4094 | 590.4094 | 590.4094 | 590.4094 | 590.4094 | 590.4094 | 590.4094 | 590.4094 | 590.4094 | 590.4094 | 590.4094 | 590.4094 | 590.4094 | 590.4094 | 590.4094 | 590.4094 | 590.4094 | 590.4094 | 590.4094 | 590.4094 | 525.7223 | 531.9032 | 605.1696 | 683.3989 | 599.977 | 599.977 | 599.977 | 0 | 0 | 0 | 0 | 0 | 0 | 0 | 0 | 0 | 0 | 0 | 0 | 0 | 0 | 0 | 0 | 0 | 0 | 0 | 0 | 0 | 0 | 0 | 0 | 0 | 16544.722 | OK
| 2010 | 0 | 0 | 0 | 0 | 0 | 0 | 590.4094 | 590.4094 | 590.4094 | 590.4094 | 590.4094 | 590.4094 | 590.4094 | 590.4094 | 590.4094 | 590.4094 | 590.4094 | 590.4094 | 590.4094 | 590.4094 | 590.4094 | 590.4094 | 590.4094 | 590.4094 | 590.4094 | 590.4094 | 525.7223 | 531.9032 | 605.1696 | 683.3989 | 599.977 | 599.977 | 599.977 | 599.977 | 0 | 0 | 0 | 0 | 0 | 0 | 0 | 0 | 0 | 0 | 0 | 0 | 0 | 0 | 0 | 0 | 0 | 0 | 0 | 0 | 0 | 0 | 0 | 0 | 16554.2895 | OK
| 2011 | 0 | 0 | 0 | 0 | 0 | 0 | 0 | 590.4094 | 590.4094 | 590.4094 | 590.4094 | 590.4094 | 590.4094 | 590.4094 | 590.4094 | 590.4094 | 590.4094 | 590.4094 | 590.4094 | 590.4094 | 590.4094 | 590.4094 | 590.4094 | 590.4094 | 590.4094 | 590.4094 | 525.7223 | 531.9032 | 605.1696 | 683.3989 | 599.977 | 599.977 | 599.977 | 599.977 | 599.977 | 0 | 0 | 0 | 0 | 0 | 0 | 0 | 0 | 0 | 0 | 0 | 0 | 0 | 0 | 0 | 0 | 0 | 0 | 0 | 0 | 0 | 0 | 0 | 16563.8571 | OK
| 2012 | 0 | 0 | 0 | 0 | 0 | 0 | 0 | 0 | 590.4094 | 590.4094 | 590.4094 | 590.4094 | 590.4094 | 590.4094 | 590.4094 | 590.4094 | 590.4094 | 590.4094 | 590.4094 | 590.4094 | 590.4094 | 590.4094 | 590.4094 | 590.4094 | 590.4094 | 590.4094 | 525.7223 | 531.9032 | 605.1696 | 683.3989 | 599.977 | 599.977 | 599.977 | 599.977 | 599.977 | 599.977 | 0 | 0 | 0 | 0 | 0 | 0 | 0 | 0 | 0 | 0 | 0 | 0 | 0 | 0 | 0 | 0 | 0 | 0 | 0 | 0 | 0 | 0 | 16573.4247 | OK
| 2013 | 0 | 0 | 0 | 0 | 0 | 0 | 0 | 0 | 0 | 590.4094 | 590.4094 | 590.4094 | 590.4094 | 590.4094 | 590.4094 | 590.4094 | 590.4094 | 590.4094 | 590.4094 | 590.4094 | 590.4094 | 590.4094 | 590.4094 | 590.4094 | 590.4094 | 590.4094 | 525.7223 | 531.9032 | 605.1696 | 683.3989 | 599.977 | 599.977 | 599.977 | 599.977 | 599.977 | 599.977 | 599.977 | 0 | 0 | 0 | 0 | 0 | 0 | 0 | 0 | 0 | 0 | 0 | 0 | 0 | 0 | 0 | 0 | 0 | 0 | 0 | 0 | 0 | 16582.9923 | OK
| 2014 | 0 | 0 | 0 | 0 | 0 | 0 | 0 | 0 | 0 | 0 | 590.4094 | 590.4094 | 590.4094 | 590.4094 | 590.4094 | 590.4094 | 590.4094 | 590.4094 | 590.4094 | 590.4094 | 590.4094 | 590.4094 | 590.4094 | 590.4094 | 590.4094 | 590.4094 | 525.7223 | 531.9032 | 605.1696 | 683.3989 | 599.977 | 599.977 | 599.977 | 599.977 | 599.977 | 599.977 | 599.977 | 599.977 | 0 | 0 | 0 | 0 | 0 | 0 | 0 | 0 | 0 | 0 | 0 | 0 | 0 | 0 | 0 | 0 | 0 | 0 | 0 | 0 | 16592.5599 | OK
| 2015 | 0 | 0 | 0 | 0 | 0 | 0 | 0 | 0 | 0 | 0 | 0 | 590.4094 | 590.4094 | 590.4094 | 590.4094 | 590.4094 | 590.4094 | 590.4094 | 590.4094 | 590.4094 | 590.4094 | 590.4094 | 590.4094 | 590.4094 | 590.4094 | 590.4094 | 525.7223 | 531.9032 | 605.1696 | 683.3989 | 599.977 | 599.977 | 599.977 | 599.977 | 599.977 | 599.977 | 599.977 | 599.977 | 599.977 | 0 | 0 | 0 | 0 | 0 | 0 | 0 | 0 | 0 | 0 | 0 | 0 | 0 | 0 | 0 | 0 | 0 | 0 | 0 | 16602.1275 | OK
| 2016 | 0 | 0 | 0 | 0 | 0 | 0 | 0 | 0 | 0 | 0 | 0 | 0 | 590.4094 | 590.4094 | 590.4094 | 590.4094 | 590.4094 | 590.4094 | 590.4094 | 590.4094 | 590.4094 | 590.4094 | 590.4094 | 590.4094 | 590.4094 | 590.4094 | 525.7223 | 531.9032 | 605.1696 | 683.3989 | 599.977 | 599.977 | 599.977 | 599.977 | 599.977 | 599.977 | 599.977 | 599.977 | 599.977 | 599.977 | 0 | 0 | 0 | 0 | 0 | 0 | 0 | 0 | 0 | 0 | 0 | 0 | 0 | 0 | 0 | 0 | 0 | 0 | 16611.695 | OK
| 2017 | 0 | 0 | 0 | 0 | 0 | 0 | 0 | 0 | 0 | 0 | 0 | 0 | 0 | 590.4094 | 590.4094 | 590.4094 | 590.4094 | 590.4094 | 590.4094 | 590.4094 | 590.4094 | 590.4094 | 590.4094 | 590.4094 | 590.4094 | 590.4094 | 525.7223 | 531.9032 | 605.1696 | 683.3989 | 599.977 | 599.977 | 599.977 | 599.977 | 599.977 | 599.977 | 599.977 | 599.977 | 599.977 | 599.977 | 599.977 | 0 | 0 | 0 | 0 | 0 | 0 | 0 | 0 | 0 | 0 | 0 | 0 | 0 | 0 | 0 | 0 | 0 | 16621.2626 | OK
| 2018 | 0 | 0 | 0 | 0 | 0 | 0 | 0 | 0 | 0 | 0 | 0 | 0 | 0 | 0 | 590.4094 | 590.4094 | 590.4094 | 590.4094 | 590.4094 | 590.4094 | 590.4094 | 590.4094 | 590.4094 | 590.4094 | 590.4094 | 590.4094 | 525.7223 | 531.9032 | 605.1696 | 683.3989 | 599.977 | 599.977 | 599.977 | 599.977 | 599.977 | 599.977 | 599.977 | 599.977 | 599.977 | 599.977 | 599.977 | 599.977 | 0 | 0 | 0 | 0 | 0 | 0 | 0 | 0 | 0 | 0 | 0 | 0 | 0 | 0 | 0 | 0 | 16630.8302 | OK
| 2019 | 0 | 0 | 0 | 0 | 0 | 0 | 0 | 0 | 0 | 0 | 0 | 0 | 0 | 0 | 0 | 590.4094 | 590.4094 | 590.4094 | 590.4094 | 590.4094 | 590.4094 | 590.4094 | 590.4094 | 590.4094 | 590.4094 | 590.4094 | 525.7223 | 531.9032 | 605.1696 | 683.3989 | 599.977 | 599.977 | 599.977 | 599.977 | 599.977 | 599.977 | 599.977 | 599.977 | 599.977 | 599.977 | 599.977 | 599.977 | 599.977 | 0 | 0 | 0 | 0 | 0 | 0 | 0 | 0 | 0 | 0 | 0 | 0 | 0 | 0 | 0 | 16640.3978 | OK
| 2020 | 0 | 0 | 0 | 0 | 0 | 0 | 0 | 0 | 0 | 0 | 0 | 0 | 0 | 0 | 0 | 0 | 590.4094 | 590.4094 | 590.4094 | 590.4094 | 590.4094 | 590.4094 | 590.4094 | 590.4094 | 590.4094 | 590.4094 | 525.7223 | 531.9032 | 605.1696 | 683.3989 | 599.977 | 599.977 | 599.977 | 599.977 | 599.977 | 599.977 | 599.977 | 599.977 | 599.977 | 599.977 | 599.977 | 599.977 | 599.977 | 599.977 | 0 | 0 | 0 | 0 | 0 | 0 | 0 | 0 | 0 | 0 | 0 | 0 | 0 | 0 | 16649.9654 | OK
| 2021 | 0 | 0 | 0 | 0 | 0 | 0 | 0 | 0 | 0 | 0 | 0 | 0 | 0 | 0 | 0 | 0 | 0 | 590.4094 | 590.4094 | 590.4094 | 590.4094 | 590.4094 | 590.4094 | 590.4094 | 590.4094 | 590.4094 | 525.7223 | 531.9032 | 605.1696 | 683.3989 | 599.977 | 599.977 | 599.977 | 599.977 | 599.977 | 599.977 | 599.977 | 599.977 | 599.977 | 599.977 | 599.977 | 599.977 | 599.977 | 599.977 | 599.977 | 0 | 0 | 0 | 0 | 0 | 0 | 0 | 0 | 0 | 0 | 0 | 0 | 0 | 16659.533 | OK
| 2022 | 0 | 0 | 0 | 0 | 0 | 0 | 0 | 0 | 0 | 0 | 0 | 0 | 0 | 0 | 0 | 0 | 0 | 0 | 590.4094 | 590.4094 | 590.4094 | 590.4094 | 590.4094 | 590.4094 | 590.4094 | 590.4094 | 525.7223 | 531.9032 | 605.1696 | 683.3989 | 599.977 | 599.977 | 599.977 | 599.977 | 599.977 | 599.977 | 599.977 | 599.977 | 599.977 | 599.977 | 599.977 | 599.977 | 599.977 | 599.977 | 599.977 | 599.977 | 0 | 0 | 0 | 0 | 0 | 0 | 0 | 0 | 0 | 0 | 0 | 0 | 16669.1006 | OK
| 2023 | 0 | 0 | 0 | 0 | 0 | 0 | 0 | 0 | 0 | 0 | 0 | 0 | 0 | 0 | 0 | 0 | 0 | 0 | 0 | 590.4094 | 590.4094 | 590.4094 | 590.4094 | 590.4094 | 590.4094 | 590.4094 | 525.7223 | 531.9032 | 605.1696 | 683.3989 | 599.977 | 599.977 | 599.977 | 599.977 | 599.977 | 599.977 | 599.977 | 599.977 | 599.977 | 599.977 | 599.977 | 599.977 | 599.977 | 599.977 | 599.977 | 599.977 | 599.977 | 0 | 0 | 0 | 0 | 0 | 0 | 0 | 0 | 0 | 0 | 0 | 16678.6681 | OK
| 2024 | 0 | 0 | 0 | 0 | 0 | 0 | 0 | 0 | 0 | 0 | 0 | 0 | 0 | 0 | 0 | 0 | 0 | 0 | 0 | 0 | 590.4094 | 590.4094 | 590.4094 | 590.4094 | 590.4094 | 590.4094 | 525.7223 | 531.9032 | 605.1696 | 683.3989 | 599.977 | 599.977 | 599.977 | 599.977 | 599.977 | 599.977 | 599.977 | 599.977 | 599.977 | 599.977 | 599.977 | 599.977 | 599.977 | 599.977 | 599.977 | 599.977 | 599.977 | 599.977 | 0 | 0 | 0 | 0 | 0 | 0 | 0 | 0 | 0 | 0 | 16688.2357 | OK
| 2025 | 0 | 0 | 0 | 0 | 0 | 0 | 0 | 0 | 0 | 0 | 0 | 0 | 0 | 0 | 0 | 0 | 0 | 0 | 0 | 0 | 0 | 590.4094 | 590.4094 | 590.4094 | 590.4094 | 590.4094 | 525.7223 | 531.9032 | 605.1696 | 683.3989 | 599.977 | 599.977 | 599.977 | 599.977 | 599.977 | 599.977 | 599.977 | 599.977 | 599.977 | 599.977 | 599.977 | 599.977 | 599.977 | 599.977 | 599.977 | 599.977 | 599.977 | 599.977 | 599.977 | 0 | 0 | 0 | 0 | 0 | 0 | 0 | 0 | 0 | 16697.8033 | OK
| 2026 | 0 | 0 | 0 | 0 | 0 | 0 | 0 | 0 | 0 | 0 | 0 | 0 | 0 | 0 | 0 | 0 | 0 | 0 | 0 | 0 | 0 | 0 | 590.4094 | 590.4094 | 590.4094 | 590.4094 | 525.7223 | 531.9032 | 605.1696 | 683.3989 | 599.977 | 599.977 | 599.977 | 599.977 | 599.977 | 599.977 | 599.977 | 599.977 | 599.977 | 599.977 | 599.977 | 599.977 | 599.977 | 599.977 | 599.977 | 599.977 | 599.977 | 599.977 | 599.977 | 599.977 | 0 | 0 | 0 | 0 | 0 | 0 | 0 | 0 | 16707.3709 | OK
| 2027 | 0 | 0 | 0 | 0 | 0 | 0 | 0 | 0 | 0 | 0 | 0 | 0 | 0 | 0 | 0 | 0 | 0 | 0 | 0 | 0 | 0 | 0 | 0 | 590.4094 | 590.4094 | 590.4094 | 525.7223 | 531.9032 | 605.1696 | 683.3989 | 599.977 | 599.977 | 599.977 | 599.977 | 599.977 | 599.977 | 599.977 | 599.977 | 599.977 | 599.977 | 599.977 | 599.977 | 599.977 | 599.977 | 599.977 | 599.977 | 599.977 | 599.977 | 599.977 | 599.977 | 599.977 | 0 | 0 | 0 | 0 | 0 | 0 | 0 | 16716.9385 | OK
| 2028 | 0 | 0 | 0 | 0 | 0 | 0 | 0 | 0 | 0 | 0 | 0 | 0 | 0 | 0 | 0 | 0 | 0 | 0 | 0 | 0 | 0 | 0 | 0 | 0 | 590.4094 | 590.4094 | 525.7223 | 531.9032 | 605.1696 | 683.3989 | 599.977 | 599.977 | 599.977 | 599.977 | 599.977 | 599.977 | 599.977 | 599.977 | 599.977 | 599.977 | 599.977 | 599.977 | 599.977 | 599.977 | 599.977 | 599.977 | 599.977 | 599.977 | 599.977 | 599.977 | 599.977 | 599.977 | 0 | 0 | 0 | 0 | 0 | 0 | 16726.5061 | OK
| 2029 | 0 | 0 | 0 | 0 | 0 | 0 | 0 | 0 | 0 | 0 | 0 | 0 | 0 | 0 | 0 | 0 | 0 | 0 | 0 | 0 | 0 | 0 | 0 | 0 | 0 | 590.4094 | 525.7223 | 531.9032 | 605.1696 | 683.3989 | 599.977 | 599.977 | 599.977 | 599.977 | 599.977 | 599.977 | 599.977 | 599.977 | 599.977 | 599.977 | 599.977 | 599.977 | 599.977 | 599.977 | 599.977 | 599.977 | 599.977 | 599.977 | 599.977 | 599.977 | 599.977 | 599.977 | 599.977 | 0 | 0 | 0 | 0 | 0 | 16736.0736 | OK
| 2030 | 0 | 0 | 0 | 0 | 0 | 0 | 0 | 0 | 0 | 0 | 0 | 0 | 0 | 0 | 0 | 0 | 0 | 0 | 0 | 0 | 0 | 0 | 0 | 0 | 0 | 0 | 525.7223 | 531.9032 | 605.1696 | 683.3989 | 599.977 | 599.977 | 599.977 | 599.977 | 599.977 | 599.977 | 599.977 | 599.977 | 599.977 | 599.977 | 599.977 | 599.977 | 599.977 | 599.977 | 599.977 | 599.977 | 599.977 | 599.977 | 599.977 | 599.977 | 599.977 | 599.977 | 599.977 | 599.977 | 0 | 0 | 0 | 0 | 16745.6412 | OK
| 2031 | 0 | 0 | 0 | 0 | 0 | 0 | 0 | 0 | 0 | 0 | 0 | 0 | 0 | 0 | 0 | 0 | 0 | 0 | 0 | 0 | 0 | 0 | 0 | 0 | 0 | 0 | 0 | 531.9032 | 605.1696 | 683.3989 | 599.977 | 599.977 | 599.977 | 599.977 | 599.977 | 599.977 | 599.977 | 599.977 | 599.977 | 599.977 | 599.977 | 599.977 | 599.977 | 599.977 | 599.977 | 599.977 | 599.977 | 599.977 | 599.977 | 599.977 | 599.977 | 599.977 | 599.977 | 599.977 | 599.977 | 0 | 0 | 0 | 16819.8958 | OK
| 2032 | 0 | 0 | 0 | 0 | 0 | 0 | 0 | 0 | 0 | 0 | 0 | 0 | 0 | 0 | 0 | 0 | 0 | 0 | 0 | 0 | 0 | 0 | 0 | 0 | 0 | 0 | 0 | 0 | 605.1696 | 683.3989 | 599.977 | 599.977 | 599.977 | 599.977 | 599.977 | 599.977 | 599.977 | 599.977 | 599.977 | 599.977 | 599.977 | 599.977 | 599.977 | 599.977 | 599.977 | 599.977 | 599.977 | 599.977 | 599.977 | 599.977 | 599.977 | 599.977 | 599.977 | 599.977 | 599.977 | 535.2899 | 0 | 0 | 16823.2826 | OK
| 2033 | 0 | 0 | 0 | 0 | 0 | 0 | 0 | 0 | 0 | 0 | 0 | 0 | 0 | 0 | 0 | 0 | 0 | 0 | 0 | 0 | 0 | 0 | 0 | 0 | 0 | 0 | 0 | 0 | 0 | 683.3989 | 599.977 | 599.977 | 599.977 | 599.977 | 599.977 | 599.977 | 599.977 | 599.977 | 599.977 | 599.977 | 599.977 | 599.977 | 599.977 | 599.977 | 599.977 | 599.977 | 599.977 | 599.977 | 599.977 | 599.977 | 599.977 | 599.977 | 599.977 | 599.977 | 599.977 | 535.2899 | 541.4708 | 0 | 16759.5837 | OK
| 2034 | 0 | 0 | 0 | 0 | 0 | 0 | 0 | 0 | 0 | 0 | 0 | 0 | 0 | 0 | 0 | 0 | 0 | 0 | 0 | 0 | 0 | 0 | 0 | 0 | 0 | 0 | 0 | 0 | 0 | 0 | 599.977 | 599.977 | 599.977 | 599.977 | 599.977 | 599.977 | 599.977 | 599.977 | 599.977 | 599.977 | 599.977 | 599.977 | 599.977 | 599.977 | 599.977 | 599.977 | 599.977 | 599.977 | 599.977 | 599.977 | 599.977 | 599.977 | 599.977 | 599.977 | 599.977 | 535.2899 | 541.4708 | 614.7372 | 16690.9221 | OK
Vintage Distribution
|  | 1977 | 1978 | 1979 | 1980 | 1981 | 1982 | 1983 | 1984 | 1985 | 1986 | 1987 | 1988 | 1989 | 1990 | 1991 | 1992 | 1993 | 1994 | 1995 | 1996 | 1997 | 1998 | 1999 | 2000 | 2001 | 2002 | 2003 | 2004 | 2005 | 2006 | 2007 | 2008 | 2009 | 2010 | 2011 | 2012 | 2013 | 2014 | 2015 | 2016 | 2017 | 2018 | 2019 | 2020 | 2021 | 2022 | 2023 | 2024 | 2025 | 2026 | 2027 | 2028 | 2029 | 2030 | 2031 | 2032 | 2033 | 2034 | Sum Check
| 1977 | [58 empty] | 0% | bar: 1977 to 2034
| 1978 | 0% | 100% | 0% | 0% | 0% | 0% | 0% | 0% | 0% | 0% | 0% | 0% | 0% | 0% | 0% | 0% | 0% | 0% | 0% | 0% | 0% | 0% | 0% | 0% | 0% | 0% | 0% | 0% | 0% | 0% | 0% | 0% | 0% | 0% | 0% | 0% | 0% | 0% | 0% | 0% | 0% | 0% | 0% | 0% | 0% | 0% | 0% | 0% | 0% | 0% | 0% | 0% | 0% | 0% | 0% | 0% | 0% | 0% | 100%
| 1979 | 0% | 50% | 50% | 0% | 0% | 0% | 0% | 0% | 0% | 0% | 0% | 0% | 0% | 0% | 0% | 0% | 0% | 0% | 0% | 0% | 0% | 0% | 0% | 0% | 0% | 0% | 0% | 0% | 0% | 0% | 0% | 0% | 0% | 0% | 0% | 0% | 0% | 0% | 0% | 0% | 0% | 0% | 0% | 0% | 0% | 0% | 0% | 0% | 0% | 0% | 0% | 0% | 0% | 0% | 0% | 0% | 0% | 0% | 100%
| 1980 | 0% | 33.33% | 33.33% | 33.33% | 0% | 0% | 0% | 0% | 0% | 0% | 0% | 0% | 0% | 0% | 0% | 0% | 0% | 0% | 0% | 0% | 0% | 0% | 0% | 0% | 0% | 0% | 0% | 0% | 0% | 0% | 0% | 0% | 0% | 0% | 0% | 0% | 0% | 0% | 0% | 0% | 0% | 0% | 0% | 0% | 0% | 0% | 0% | 0% | 0% | 0% | 0% | 0% | 0% | 0% | 0% | 0% | 0% | 0% | 100%
| 1981 | 0% | 25% | 25% | 25% | 25% | 0% | 0% | 0% | 0% | 0% | 0% | 0% | 0% | 0% | 0% | 0% | 0% | 0% | 0% | 0% | 0% | 0% | 0% | 0% | 0% | 0% | 0% | 0% | 0% | 0% | 0% | 0% | 0% | 0% | 0% | 0% | 0% | 0% | 0% | 0% | 0% | 0% | 0% | 0% | 0% | 0% | 0% | 0% | 0% | 0% | 0% | 0% | 0% | 0% | 0% | 0% | 0% | 0% | 100%
| 1982 | 0% | 20% | 20% | 20% | 20% | 20% | 0% | 0% | 0% | 0% | 0% | 0% | 0% | 0% | 0% | 0% | 0% | 0% | 0% | 0% | 0% | 0% | 0% | 0% | 0% | 0% | 0% | 0% | 0% | 0% | 0% | 0% | 0% | 0% | 0% | 0% | 0% | 0% | 0% | 0% | 0% | 0% | 0% | 0% | 0% | 0% | 0% | 0% | 0% | 0% | 0% | 0% | 0% | 0% | 0% | 0% | 0% | 0% | 100%
| 1983 | 0% | 16.67% | 16.67% | 16.67% | 16.67% | 16.67% | 16.67% | 0% | 0% | 0% | 0% | 0% | 0% | 0% | 0% | 0% | 0% | 0% | 0% | 0% | 0% | 0% | 0% | 0% | 0% | 0% | 0% | 0% | 0% | 0% | 0% | 0% | 0% | 0% | 0% | 0% | 0% | 0% | 0% | 0% | 0% | 0% | 0% | 0% | 0% | 0% | 0% | 0% | 0% | 0% | 0% | 0% | 0% | 0% | 0% | 0% | 0% | 0% | 100%
| 1984 | 0% | 14.29% | 14.29% | 14.29% | 14.29% | 14.29% | 14.29% | 14.29% | 0% | 0% | 0% | 0% | 0% | 0% | 0% | 0% | 0% | 0% | 0% | 0% | 0% | 0% | 0% | 0% | 0% | 0% | 0% | 0% | 0% | 0% | 0% | 0% | 0% | 0% | 0% | 0% | 0% | 0% | 0% | 0% | 0% | 0% | 0% | 0% | 0% | 0% | 0% | 0% | 0% | 0% | 0% | 0% | 0% | 0% | 0% | 0% | 0% | 0% | 100%
| 1985 | 0% | 12.5% | 12.5% | 12.5% | 12.5% | 12.5% | 12.5% | 12.5% | 12.5% | 0% | 0% | 0% | 0% | 0% | 0% | 0% | 0% | 0% | 0% | 0% | 0% | 0% | 0% | 0% | 0% | 0% | 0% | 0% | 0% | 0% | 0% | 0% | 0% | 0% | 0% | 0% | 0% | 0% | 0% | 0% | 0% | 0% | 0% | 0% | 0% | 0% | 0% | 0% | 0% | 0% | 0% | 0% | 0% | 0% | 0% | 0% | 0% | 0% | 100%
| 1986 | 0% | 11.11% | 11.11% | 11.11% | 11.11% | 11.11% | 11.11% | 11.11% | 11.11% | 11.11% | 0% | 0% | 0% | 0% | 0% | 0% | 0% | 0% | 0% | 0% | 0% | 0% | 0% | 0% | 0% | 0% | 0% | 0% | 0% | 0% | 0% | 0% | 0% | 0% | 0% | 0% | 0% | 0% | 0% | 0% | 0% | 0% | 0% | 0% | 0% | 0% | 0% | 0% | 0% | 0% | 0% | 0% | 0% | 0% | 0% | 0% | 0% | 0% | 100%
| 1987 | 0% | 10% | 10% | 10% | 10% | 10% | 10% | 10% | 10% | 10% | 10% | 0% | 0% | 0% | 0% | 0% | 0% | 0% | 0% | 0% | 0% | 0% | 0% | 0% | 0% | 0% | 0% | 0% | 0% | 0% | 0% | 0% | 0% | 0% | 0% | 0% | 0% | 0% | 0% | 0% | 0% | 0% | 0% | 0% | 0% | 0% | 0% | 0% | 0% | 0% | 0% | 0% | 0% | 0% | 0% | 0% | 0% | 0% | 100%
| 1988 | 0% | 9.091% | 9.091% | 9.091% | 9.091% | 9.091% | 9.091% | 9.091% | 9.091% | 9.091% | 9.091% | 9.091% | 0% | 0% | 0% | 0% | 0% | 0% | 0% | 0% | 0% | 0% | 0% | 0% | 0% | 0% | 0% | 0% | 0% | 0% | 0% | 0% | 0% | 0% | 0% | 0% | 0% | 0% | 0% | 0% | 0% | 0% | 0% | 0% | 0% | 0% | 0% | 0% | 0% | 0% | 0% | 0% | 0% | 0% | 0% | 0% | 0% | 0% | 100%
| 1989 | 0% | 8.333% | 8.333% | 8.333% | 8.333% | 8.333% | 8.333% | 8.333% | 8.333% | 8.333% | 8.333% | 8.333% | 8.333% | 0% | 0% | 0% | 0% | 0% | 0% | 0% | 0% | 0% | 0% | 0% | 0% | 0% | 0% | 0% | 0% | 0% | 0% | 0% | 0% | 0% | 0% | 0% | 0% | 0% | 0% | 0% | 0% | 0% | 0% | 0% | 0% | 0% | 0% | 0% | 0% | 0% | 0% | 0% | 0% | 0% | 0% | 0% | 0% | 0% | 100%
| 1990 | 0% | 7.692% | 7.692% | 7.692% | 7.692% | 7.692% | 7.692% | 7.692% | 7.692% | 7.692% | 7.692% | 7.692% | 7.692% | 7.692% | 0% | 0% | 0% | 0% | 0% | 0% | 0% | 0% | 0% | 0% | 0% | 0% | 0% | 0% | 0% | 0% | 0% | 0% | 0% | 0% | 0% | 0% | 0% | 0% | 0% | 0% | 0% | 0% | 0% | 0% | 0% | 0% | 0% | 0% | 0% | 0% | 0% | 0% | 0% | 0% | 0% | 0% | 0% | 0% | 100%
| 1991 | 0% | 7.143% | 7.143% | 7.143% | 7.143% | 7.143% | 7.143% | 7.143% | 7.143% | 7.143% | 7.143% | 7.143% | 7.143% | 7.143% | 7.143% | 0% | 0% | 0% | 0% | 0% | 0% | 0% | 0% | 0% | 0% | 0% | 0% | 0% | 0% | 0% | 0% | 0% | 0% | 0% | 0% | 0% | 0% | 0% | 0% | 0% | 0% | 0% | 0% | 0% | 0% | 0% | 0% | 0% | 0% | 0% | 0% | 0% | 0% | 0% | 0% | 0% | 0% | 0% | 100%
| 1992 | 0% | 6.667% | 6.667% | 6.667% | 6.667% | 6.667% | 6.667% | 6.667% | 6.667% | 6.667% | 6.667% | 6.667% | 6.667% | 6.667% | 6.667% | 6.667% | 0% | 0% | 0% | 0% | 0% | 0% | 0% | 0% | 0% | 0% | 0% | 0% | 0% | 0% | 0% | 0% | 0% | 0% | 0% | 0% | 0% | 0% | 0% | 0% | 0% | 0% | 0% | 0% | 0% | 0% | 0% | 0% | 0% | 0% | 0% | 0% | 0% | 0% | 0% | 0% | 0% | 0% | 100%
| 1993 | 0% | 6.25% | 6.25% | 6.25% | 6.25% | 6.25% | 6.25% | 6.25% | 6.25% | 6.25% | 6.25% | 6.25% | 6.25% | 6.25% | 6.25% | 6.25% | 6.25% | 0% | 0% | 0% | 0% | 0% | 0% | 0% | 0% | 0% | 0% | 0% | 0% | 0% | 0% | 0% | 0% | 0% | 0% | 0% | 0% | 0% | 0% | 0% | 0% | 0% | 0% | 0% | 0% | 0% | 0% | 0% | 0% | 0% | 0% | 0% | 0% | 0% | 0% | 0% | 0% | 0% | 100%
| 1994 | 0% | 5.882% | 5.882% | 5.882% | 5.882% | 5.882% | 5.882% | 5.882% | 5.882% | 5.882% | 5.882% | 5.882% | 5.882% | 5.882% | 5.882% | 5.882% | 5.882% | 5.882% | 0% | 0% | 0% | 0% | 0% | 0% | 0% | 0% | 0% | 0% | 0% | 0% | 0% | 0% | 0% | 0% | 0% | 0% | 0% | 0% | 0% | 0% | 0% | 0% | 0% | 0% | 0% | 0% | 0% | 0% | 0% | 0% | 0% | 0% | 0% | 0% | 0% | 0% | 0% | 0% | 100%
| 1995 | 0% | 5.556% | 5.556% | 5.556% | 5.556% | 5.556% | 5.556% | 5.556% | 5.556% | 5.556% | 5.556% | 5.556% | 5.556% | 5.556% | 5.556% | 5.556% | 5.556% | 5.556% | 5.556% | 0% | 0% | 0% | 0% | 0% | 0% | 0% | 0% | 0% | 0% | 0% | 0% | 0% | 0% | 0% | 0% | 0% | 0% | 0% | 0% | 0% | 0% | 0% | 0% | 0% | 0% | 0% | 0% | 0% | 0% | 0% | 0% | 0% | 0% | 0% | 0% | 0% | 0% | 0% | 100%
| 1996 | 0% | 5.263% | 5.263% | 5.263% | 5.263% | 5.263% | 5.263% | 5.263% | 5.263% | 5.263% | 5.263% | 5.263% | 5.263% | 5.263% | 5.263% | 5.263% | 5.263% | 5.263% | 5.263% | 5.263% | 0% | 0% | 0% | 0% | 0% | 0% | 0% | 0% | 0% | 0% | 0% | 0% | 0% | 0% | 0% | 0% | 0% | 0% | 0% | 0% | 0% | 0% | 0% | 0% | 0% | 0% | 0% | 0% | 0% | 0% | 0% | 0% | 0% | 0% | 0% | 0% | 0% | 0% | 100%
| 1997 | [58 empty] | 100% | bar: 1977 to 2034
| 1998 | 0% | 4.762% | 4.762% | 4.762% | 4.762% | 4.762% | 4.762% | 4.762% | 4.762% | 4.762% | 4.762% | 4.762% | 4.762% | 4.762% | 4.762% | 4.762% | 4.762% | 4.762% | 4.762% | 4.762% | 4.762% | 4.762% | 0% | 0% | 0% | 0% | 0% | 0% | 0% | 0% | 0% | 0% | 0% | 0% | 0% | 0% | 0% | 0% | 0% | 0% | 0% | 0% | 0% | 0% | 0% | 0% | 0% | 0% | 0% | 0% | 0% | 0% | 0% | 0% | 0% | 0% | 0% | 0% | 100%
| 1999 | 0% | 4.545% | 4.545% | 4.545% | 4.545% | 4.545% | 4.545% | 4.545% | 4.545% | 4.545% | 4.545% | 4.545% | 4.545% | 4.545% | 4.545% | 4.545% | 4.545% | 4.545% | 4.545% | 4.545% | 4.545% | 4.545% | 4.545% | 0% | 0% | 0% | 0% | 0% | 0% | 0% | 0% | 0% | 0% | 0% | 0% | 0% | 0% | 0% | 0% | 0% | 0% | 0% | 0% | 0% | 0% | 0% | 0% | 0% | 0% | 0% | 0% | 0% | 0% | 0% | 0% | 0% | 0% | 0% | 100%
| 2000 | 0% | 4.348% | 4.348% | 4.348% | 4.348% | 4.348% | 4.348% | 4.348% | 4.348% | 4.348% | 4.348% | 4.348% | 4.348% | 4.348% | 4.348% | 4.348% | 4.348% | 4.348% | 4.348% | 4.348% | 4.348% | 4.348% | 4.348% | 4.348% | 0% | 0% | 0% | 0% | 0% | 0% | 0% | 0% | 0% | 0% | 0% | 0% | 0% | 0% | 0% | 0% | 0% | 0% | 0% | 0% | 0% | 0% | 0% | 0% | 0% | 0% | 0% | 0% | 0% | 0% | 0% | 0% | 0% | 0% | 100%
| 2001 | 0% | 4.167% | 4.167% | 4.167% | 4.167% | 4.167% | 4.167% | 4.167% | 4.167% | 4.167% | 4.167% | 4.167% | 4.167% | 4.167% | 4.167% | 4.167% | 4.167% | 4.167% | 4.167% | 4.167% | 4.167% | 4.167% | 4.167% | 4.167% | 4.167% | 0% | 0% | 0% | 0% | 0% | 0% | 0% | 0% | 0% | 0% | 0% | 0% | 0% | 0% | 0% | 0% | 0% | 0% | 0% | 0% | 0% | 0% | 0% | 0% | 0% | 0% | 0% | 0% | 0% | 0% | 0% | 0% | 0% | 100%
| 2002 | [58 empty] | 100% | bar: 1977 to 2034
| 2003 | 0% | 3.862% | 3.862% | 3.862% | 3.862% | 3.862% | 3.862% | 3.862% | 3.862% | 3.862% | 3.862% | 3.862% | 3.862% | 3.862% | 3.862% | 3.862% | 3.862% | 3.862% | 3.862% | 3.862% | 3.862% | 3.862% | 3.862% | 3.862% | 3.862% | 3.862% | 3.439% | 0% | 0% | 0% | 0% | 0% | 0% | 0% | 0% | 0% | 0% | 0% | 0% | 0% | 0% | 0% | 0% | 0% | 0% | 0% | 0% | 0% | 0% | 0% | 0% | 0% | 0% | 0% | 0% | 0% | 0% | 0% | 100%
| 2004 | 0% | 3.733% | 3.733% | 3.733% | 3.733% | 3.733% | 3.733% | 3.733% | 3.733% | 3.733% | 3.733% | 3.733% | 3.733% | 3.733% | 3.733% | 3.733% | 3.733% | 3.733% | 3.733% | 3.733% | 3.733% | 3.733% | 3.733% | 3.733% | 3.733% | 3.733% | 3.324% | 3.363% | 0% | 0% | 0% | 0% | 0% | 0% | 0% | 0% | 0% | 0% | 0% | 0% | 0% | 0% | 0% | 0% | 0% | 0% | 0% | 0% | 0% | 0% | 0% | 0% | 0% | 0% | 0% | 0% | 0% | 0% | 100%
| 2005 | 0% | 3.595% | 3.595% | 3.595% | 3.595% | 3.595% | 3.595% | 3.595% | 3.595% | 3.595% | 3.595% | 3.595% | 3.595% | 3.595% | 3.595% | 3.595% | 3.595% | 3.595% | 3.595% | 3.595% | 3.595% | 3.595% | 3.595% | 3.595% | 3.595% | 3.595% | 3.201% | 3.239% | 3.685% | 0% | 0% | 0% | 0% | 0% | 0% | 0% | 0% | 0% | 0% | 0% | 0% | 0% | 0% | 0% | 0% | 0% | 0% | 0% | 0% | 0% | 0% | 0% | 0% | 0% | 0% | 0% | 0% | 0% | 100%
| 2006 | 0% | 0% | 3.575% | 3.575% | 3.575% | 3.575% | 3.575% | 3.575% | 3.575% | 3.575% | 3.575% | 3.575% | 3.575% | 3.575% | 3.575% | 3.575% | 3.575% | 3.575% | 3.575% | 3.575% | 3.575% | 3.575% | 3.575% | 3.575% | 3.575% | 3.575% | 3.183% | 3.221% | 3.664% | 4.138% | 0% | 0% | 0% | 0% | 0% | 0% | 0% | 0% | 0% | 0% | 0% | 0% | 0% | 0% | 0% | 0% | 0% | 0% | 0% | 0% | 0% | 0% | 0% | 0% | 0% | 0% | 0% | 0% | 100%
| 2007 | 0% | 0% | 0% | 3.573% | 3.573% | 3.573% | 3.573% | 3.573% | 3.573% | 3.573% | 3.573% | 3.573% | 3.573% | 3.573% | 3.573% | 3.573% | 3.573% | 3.573% | 3.573% | 3.573% | 3.573% | 3.573% | 3.573% | 3.573% | 3.573% | 3.573% | 3.181% | 3.219% | 3.662% | 4.135% | 3.631% | 0% | 0% | 0% | 0% | 0% | 0% | 0% | 0% | 0% | 0% | 0% | 0% | 0% | 0% | 0% | 0% | 0% | 0% | 0% | 0% | 0% | 0% | 0% | 0% | 0% | 0% | 0% | 100%
| 2008 | 0% | 0% | 0% | 0% | 3.571% | 3.571% | 3.571% | 3.571% | 3.571% | 3.571% | 3.571% | 3.571% | 3.571% | 3.571% | 3.571% | 3.571% | 3.571% | 3.571% | 3.571% | 3.571% | 3.571% | 3.571% | 3.571% | 3.571% | 3.571% | 3.571% | 3.179% | 3.217% | 3.66% | 4.133% | 3.628% | 3.628% | 0% | 0% | 0% | 0% | 0% | 0% | 0% | 0% | 0% | 0% | 0% | 0% | 0% | 0% | 0% | 0% | 0% | 0% | 0% | 0% | 0% | 0% | 0% | 0% | 0% | 0% | 100%
| 2009 | 0% | 0% | 0% | 0% | 0% | 3.569% | 3.569% | 3.569% | 3.569% | 3.569% | 3.569% | 3.569% | 3.569% | 3.569% | 3.569% | 3.569% | 3.569% | 3.569% | 3.569% | 3.569% | 3.569% | 3.569% | 3.569% | 3.569% | 3.569% | 3.569% | 3.178% | 3.215% | 3.658% | 4.131% | 3.626% | 3.626% | 3.626% | 0% | 0% | 0% | 0% | 0% | 0% | 0% | 0% | 0% | 0% | 0% | 0% | 0% | 0% | 0% | 0% | 0% | 0% | 0% | 0% | 0% | 0% | 0% | 0% | 0% | 100%
| 2010 | 0% | 0% | 0% | 0% | 0% | 0% | 3.567% | 3.567% | 3.567% | 3.567% | 3.567% | 3.567% | 3.567% | 3.567% | 3.567% | 3.567% | 3.567% | 3.567% | 3.567% | 3.567% | 3.567% | 3.567% | 3.567% | 3.567% | 3.567% | 3.567% | 3.176% | 3.213% | 3.656% | 4.128% | 3.624% | 3.624% | 3.624% | 3.624% | 0% | 0% | 0% | 0% | 0% | 0% | 0% | 0% | 0% | 0% | 0% | 0% | 0% | 0% | 0% | 0% | 0% | 0% | 0% | 0% | 0% | 0% | 0% | 0% | 100%
| 2011 | 0% | 0% | 0% | 0% | 0% | 0% | 0% | 3.564% | 3.564% | 3.564% | 3.564% | 3.564% | 3.564% | 3.564% | 3.564% | 3.564% | 3.564% | 3.564% | 3.564% | 3.564% | 3.564% | 3.564% | 3.564% | 3.564% | 3.564% | 3.564% | 3.174% | 3.211% | 3.654% | 4.126% | 3.622% | 3.622% | 3.622% | 3.622% | 3.622% | 0% | 0% | 0% | 0% | 0% | 0% | 0% | 0% | 0% | 0% | 0% | 0% | 0% | 0% | 0% | 0% | 0% | 0% | 0% | 0% | 0% | 0% | 0% | 100%
| 2012 | 0% | 0% | 0% | 0% | 0% | 0% | 0% | 0% | 3.562% | 3.562% | 3.562% | 3.562% | 3.562% | 3.562% | 3.562% | 3.562% | 3.562% | 3.562% | 3.562% | 3.562% | 3.562% | 3.562% | 3.562% | 3.562% | 3.562% | 3.562% | 3.172% | 3.209% | 3.651% | 4.123% | 3.62% | 3.62% | 3.62% | 3.62% | 3.62% | 3.62% | 0% | 0% | 0% | 0% | 0% | 0% | 0% | 0% | 0% | 0% | 0% | 0% | 0% | 0% | 0% | 0% | 0% | 0% | 0% | 0% | 0% | 0% | 100%
| 2013 | 0% | 0% | 0% | 0% | 0% | 0% | 0% | 0% | 0% | 3.56% | 3.56% | 3.56% | 3.56% | 3.56% | 3.56% | 3.56% | 3.56% | 3.56% | 3.56% | 3.56% | 3.56% | 3.56% | 3.56% | 3.56% | 3.56% | 3.56% | 3.17% | 3.208% | 3.649% | 4.121% | 3.618% | 3.618% | 3.618% | 3.618% | 3.618% | 3.618% | 3.618% | 0% | 0% | 0% | 0% | 0% | 0% | 0% | 0% | 0% | 0% | 0% | 0% | 0% | 0% | 0% | 0% | 0% | 0% | 0% | 0% | 0% | 100%
| 2014 | 0% | 0% | 0% | 0% | 0% | 0% | 0% | 0% | 0% | 0% | 3.558% | 3.558% | 3.558% | 3.558% | 3.558% | 3.558% | 3.558% | 3.558% | 3.558% | 3.558% | 3.558% | 3.558% | 3.558% | 3.558% | 3.558% | 3.558% | 3.168% | 3.206% | 3.647% | 4.119% | 3.616% | 3.616% | 3.616% | 3.616% | 3.616% | 3.616% | 3.616% | 3.616% | 0% | 0% | 0% | 0% | 0% | 0% | 0% | 0% | 0% | 0% | 0% | 0% | 0% | 0% | 0% | 0% | 0% | 0% | 0% | 0% | 100%
| 2015 | 0% | 0% | 0% | 0% | 0% | 0% | 0% | 0% | 0% | 0% | 0% | 3.556% | 3.556% | 3.556% | 3.556% | 3.556% | 3.556% | 3.556% | 3.556% | 3.556% | 3.556% | 3.556% | 3.556% | 3.556% | 3.556% | 3.556% | 3.167% | 3.204% | 3.645% | 4.116% | 3.614% | 3.614% | 3.614% | 3.614% | 3.614% | 3.614% | 3.614% | 3.614% | 3.614% | 0% | 0% | 0% | 0% | 0% | 0% | 0% | 0% | 0% | 0% | 0% | 0% | 0% | 0% | 0% | 0% | 0% | 0% | 0% | 100%
| 2016 | 0% | 0% | 0% | 0% | 0% | 0% | 0% | 0% | 0% | 0% | 0% | 0% | 3.554% | 3.554% | 3.554% | 3.554% | 3.554% | 3.554% | 3.554% | 3.554% | 3.554% | 3.554% | 3.554% | 3.554% | 3.554% | 3.554% | 3.165% | 3.202% | 3.643% | 4.114% | 3.612% | 3.612% | 3.612% | 3.612% | 3.612% | 3.612% | 3.612% | 3.612% | 3.612% | 3.612% | 0% | 0% | 0% | 0% | 0% | 0% | 0% | 0% | 0% | 0% | 0% | 0% | 0% | 0% | 0% | 0% | 0% | 0% | 100%
| 2017 | 0% | 0% | 0% | 0% | 0% | 0% | 0% | 0% | 0% | 0% | 0% | 0% | 0% | 3.552% | 3.552% | 3.552% | 3.552% | 3.552% | 3.552% | 3.552% | 3.552% | 3.552% | 3.552% | 3.552% | 3.552% | 3.552% | 3.163% | 3.2% | 3.641% | 4.112% | 3.61% | 3.61% | 3.61% | 3.61% | 3.61% | 3.61% | 3.61% | 3.61% | 3.61% | 3.61% | 3.61% | 0% | 0% | 0% | 0% | 0% | 0% | 0% | 0% | 0% | 0% | 0% | 0% | 0% | 0% | 0% | 0% | 0% | 100%
| 2018 | 0% | 0% | 0% | 0% | 0% | 0% | 0% | 0% | 0% | 0% | 0% | 0% | 0% | 0% | 3.55% | 3.55% | 3.55% | 3.55% | 3.55% | 3.55% | 3.55% | 3.55% | 3.55% | 3.55% | 3.55% | 3.55% | 3.161% | 3.198% | 3.639% | 4.109% | 3.608% | 3.608% | 3.608% | 3.608% | 3.608% | 3.608% | 3.608% | 3.608% | 3.608% | 3.608% | 3.608% | 3.608% | 0% | 0% | 0% | 0% | 0% | 0% | 0% | 0% | 0% | 0% | 0% | 0% | 0% | 0% | 0% | 0% | 100%
| 2019 | 0% | 0% | 0% | 0% | 0% | 0% | 0% | 0% | 0% | 0% | 0% | 0% | 0% | 0% | 0% | 3.548% | 3.548% | 3.548% | 3.548% | 3.548% | 3.548% | 3.548% | 3.548% | 3.548% | 3.548% | 3.548% | 3.159% | 3.196% | 3.637% | 4.107% | 3.606% | 3.606% | 3.606% | 3.606% | 3.606% | 3.606% | 3.606% | 3.606% | 3.606% | 3.606% | 3.606% | 3.606% | 3.606% | 0% | 0% | 0% | 0% | 0% | 0% | 0% | 0% | 0% | 0% | 0% | 0% | 0% | 0% | 0% | 100%
| 2020 | 0% | 0% | 0% | 0% | 0% | 0% | 0% | 0% | 0% | 0% | 0% | 0% | 0% | 0% | 0% | 0% | 3.546% | 3.546% | 3.546% | 3.546% | 3.546% | 3.546% | 3.546% | 3.546% | 3.546% | 3.546% | 3.157% | 3.195% | 3.635% | 4.105% | 3.603% | 3.603% | 3.603% | 3.603% | 3.603% | 3.603% | 3.603% | 3.603% | 3.603% | 3.603% | 3.603% | 3.603% | 3.603% | 3.603% | 0% | 0% | 0% | 0% | 0% | 0% | 0% | 0% | 0% | 0% | 0% | 0% | 0% | 0% | 100%
| 2021 | 0% | 0% | 0% | 0% | 0% | 0% | 0% | 0% | 0% | 0% | 0% | 0% | 0% | 0% | 0% | 0% | 0% | 3.544% | 3.544% | 3.544% | 3.544% | 3.544% | 3.544% | 3.544% | 3.544% | 3.544% | 3.156% | 3.193% | 3.633% | 4.102% | 3.601% | 3.601% | 3.601% | 3.601% | 3.601% | 3.601% | 3.601% | 3.601% | 3.601% | 3.601% | 3.601% | 3.601% | 3.601% | 3.601% | 3.601% | 0% | 0% | 0% | 0% | 0% | 0% | 0% | 0% | 0% | 0% | 0% | 0% | 0% | 100%
| 2022 | 0% | 0% | 0% | 0% | 0% | 0% | 0% | 0% | 0% | 0% | 0% | 0% | 0% | 0% | 0% | 0% | 0% | 0% | 3.542% | 3.542% | 3.542% | 3.542% | 3.542% | 3.542% | 3.542% | 3.542% | 3.154% | 3.191% | 3.63% | 4.1% | 3.599% | 3.599% | 3.599% | 3.599% | 3.599% | 3.599% | 3.599% | 3.599% | 3.599% | 3.599% | 3.599% | 3.599% | 3.599% | 3.599% | 3.599% | 3.599% | 0% | 0% | 0% | 0% | 0% | 0% | 0% | 0% | 0% | 0% | 0% | 0% | 100%
| 2023 | 0% | 0% | 0% | 0% | 0% | 0% | 0% | 0% | 0% | 0% | 0% | 0% | 0% | 0% | 0% | 0% | 0% | 0% | 0% | 3.54% | 3.54% | 3.54% | 3.54% | 3.54% | 3.54% | 3.54% | 3.152% | 3.189% | 3.628% | 4.097% | 3.597% | 3.597% | 3.597% | 3.597% | 3.597% | 3.597% | 3.597% | 3.597% | 3.597% | 3.597% | 3.597% | 3.597% | 3.597% | 3.597% | 3.597% | 3.597% | 3.597% | 0% | 0% | 0% | 0% | 0% | 0% | 0% | 0% | 0% | 0% | 0% | 100%
| 2024 | 0% | 0% | 0% | 0% | 0% | 0% | 0% | 0% | 0% | 0% | 0% | 0% | 0% | 0% | 0% | 0% | 0% | 0% | 0% | 0% | 3.538% | 3.538% | 3.538% | 3.538% | 3.538% | 3.538% | 3.15% | 3.187% | 3.626% | 4.095% | 3.595% | 3.595% | 3.595% | 3.595% | 3.595% | 3.595% | 3.595% | 3.595% | 3.595% | 3.595% | 3.595% | 3.595% | 3.595% | 3.595% | 3.595% | 3.595% | 3.595% | 3.595% | 0% | 0% | 0% | 0% | 0% | 0% | 0% | 0% | 0% | 0% | 100%
| 2025 | 0% | 0% | 0% | 0% | 0% | 0% | 0% | 0% | 0% | 0% | 0% | 0% | 0% | 0% | 0% | 0% | 0% | 0% | 0% | 0% | 0% | 3.536% | 3.536% | 3.536% | 3.536% | 3.536% | 3.148% | 3.185% | 3.624% | 4.093% | 3.593% | 3.593% | 3.593% | 3.593% | 3.593% | 3.593% | 3.593% | 3.593% | 3.593% | 3.593% | 3.593% | 3.593% | 3.593% | 3.593% | 3.593% | 3.593% | 3.593% | 3.593% | 3.593% | 0% | 0% | 0% | 0% | 0% | 0% | 0% | 0% | 0% | 100%
| 2026 | 0% | 0% | 0% | 0% | 0% | 0% | 0% | 0% | 0% | 0% | 0% | 0% | 0% | 0% | 0% | 0% | 0% | 0% | 0% | 0% | 0% | 0% | 3.534% | 3.534% | 3.534% | 3.534% | 3.147% | 3.184% | 3.622% | 4.09% | 3.591% | 3.591% | 3.591% | 3.591% | 3.591% | 3.591% | 3.591% | 3.591% | 3.591% | 3.591% | 3.591% | 3.591% | 3.591% | 3.591% | 3.591% | 3.591% | 3.591% | 3.591% | 3.591% | 3.591% | 0% | 0% | 0% | 0% | 0% | 0% | 0% | 0% | 100%
| 2027 | 0% | 0% | 0% | 0% | 0% | 0% | 0% | 0% | 0% | 0% | 0% | 0% | 0% | 0% | 0% | 0% | 0% | 0% | 0% | 0% | 0% | 0% | 0% | 3.532% | 3.532% | 3.532% | 3.145% | 3.182% | 3.62% | 4.088% | 3.589% | 3.589% | 3.589% | 3.589% | 3.589% | 3.589% | 3.589% | 3.589% | 3.589% | 3.589% | 3.589% | 3.589% | 3.589% | 3.589% | 3.589% | 3.589% | 3.589% | 3.589% | 3.589% | 3.589% | 3.589% | 0% | 0% | 0% | 0% | 0% | 0% | 0% | 100%
| 2028 | 0% | 0% | 0% | 0% | 0% | 0% | 0% | 0% | 0% | 0% | 0% | 0% | 0% | 0% | 0% | 0% | 0% | 0% | 0% | 0% | 0% | 0% | 0% | 0% | 3.53% | 3.53% | 3.143% | 3.18% | 3.618% | 4.086% | 3.587% | 3.587% | 3.587% | 3.587% | 3.587% | 3.587% | 3.587% | 3.587% | 3.587% | 3.587% | 3.587% | 3.587% | 3.587% | 3.587% | 3.587% | 3.587% | 3.587% | 3.587% | 3.587% | 3.587% | 3.587% | 3.587% | 0% | 0% | 0% | 0% | 0% | 0% | 100%
| 2029 | 0% | 0% | 0% | 0% | 0% | 0% | 0% | 0% | 0% | 0% | 0% | 0% | 0% | 0% | 0% | 0% | 0% | 0% | 0% | 0% | 0% | 0% | 0% | 0% | 0% | 3.528% | 3.141% | 3.178% | 3.616% | 4.083% | 3.585% | 3.585% | 3.585% | 3.585% | 3.585% | 3.585% | 3.585% | 3.585% | 3.585% | 3.585% | 3.585% | 3.585% | 3.585% | 3.585% | 3.585% | 3.585% | 3.585% | 3.585% | 3.585% | 3.585% | 3.585% | 3.585% | 3.585% | 0% | 0% | 0% | 0% | 0% | 100%
| 2030 | 0% | 0% | 0% | 0% | 0% | 0% | 0% | 0% | 0% | 0% | 0% | 0% | 0% | 0% | 0% | 0% | 0% | 0% | 0% | 0% | 0% | 0% | 0% | 0% | 0% | 0% | 3.139% | 3.176% | 3.614% | 4.081% | 3.583% | 3.583% | 3.583% | 3.583% | 3.583% | 3.583% | 3.583% | 3.583% | 3.583% | 3.583% | 3.583% | 3.583% | 3.583% | 3.583% | 3.583% | 3.583% | 3.583% | 3.583% | 3.583% | 3.583% | 3.583% | 3.583% | 3.583% | 3.583% | 0% | 0% | 0% | 0% | 100%
| 2031 | 0% | 0% | 0% | 0% | 0% | 0% | 0% | 0% | 0% | 0% | 0% | 0% | 0% | 0% | 0% | 0% | 0% | 0% | 0% | 0% | 0% | 0% | 0% | 0% | 0% | 0% | 0% | 3.162% | 3.598% | 4.063% | 3.567% | 3.567% | 3.567% | 3.567% | 3.567% | 3.567% | 3.567% | 3.567% | 3.567% | 3.567% | 3.567% | 3.567% | 3.567% | 3.567% | 3.567% | 3.567% | 3.567% | 3.567% | 3.567% | 3.567% | 3.567% | 3.567% | 3.567% | 3.567% | 3.567% | 0% | 0% | 0% | 100%
| 2032 | 0% | 0% | 0% | 0% | 0% | 0% | 0% | 0% | 0% | 0% | 0% | 0% | 0% | 0% | 0% | 0% | 0% | 0% | 0% | 0% | 0% | 0% | 0% | 0% | 0% | 0% | 0% | 0% | 3.597% | 4.062% | 3.566% | 3.566% | 3.566% | 3.566% | 3.566% | 3.566% | 3.566% | 3.566% | 3.566% | 3.566% | 3.566% | 3.566% | 3.566% | 3.566% | 3.566% | 3.566% | 3.566% | 3.566% | 3.566% | 3.566% | 3.566% | 3.566% | 3.566% | 3.566% | 3.566% | 3.182% | 0% | 0% | 100%
| 2033 | 0% | 0% | 0% | 0% | 0% | 0% | 0% | 0% | 0% | 0% | 0% | 0% | 0% | 0% | 0% | 0% | 0% | 0% | 0% | 0% | 0% | 0% | 0% | 0% | 0% | 0% | 0% | 0% | 0% | 4.078% | 3.58% | 3.58% | 3.58% | 3.58% | 3.58% | 3.58% | 3.58% | 3.58% | 3.58% | 3.58% | 3.58% | 3.58% | 3.58% | 3.58% | 3.58% | 3.58% | 3.58% | 3.58% | 3.58% | 3.58% | 3.58% | 3.58% | 3.58% | 3.58% | 3.58% | 3.194% | 3.231% | 0% | 100%
| 2034 | 0% | 0% | 0% | 0% | 0% | 0% | 0% | 0% | 0% | 0% | 0% | 0% | 0% | 0% | 0% | 0% | 0% | 0% | 0% | 0% | 0% | 0% | 0% | 0% | 0% | 0% | 0% | 0% | 0% | 0% | 3.595% | 3.595% | 3.595% | 3.595% | 3.595% | 3.595% | 3.595% | 3.595% | 3.595% | 3.595% | 3.595% | 3.595% | 3.595% | 3.595% | 3.595% | 3.595% | 3.595% | 3.595% | 3.595% | 3.595% | 3.595% | 3.595% | 3.595% | 3.595% | 3.595% | 3.207% | 3.244% | 3.683% | 100%
Installed UEC (kWh)
|  | Average pre-case UEC | Average post-case UEC
| 1977 | 1977: 0; 1978: 0
| 1978 | 1977: 310401.3471; 1978: 310401.3471
| 1979 | 1977: 310401.3471; 1978: 310401.3471
| 1980 | 1977: 310401.3471; 1978: 310401.3471
| 1981 | 1977: 310401.3471; 1978: 310401.3471
| 1982 | 1977: 310401.3471; 1978: 310401.3471
| 1983 | 1977: 310401.3471; 1978: 310401.3471
| 1984 | 1977: 310401.3471; 1978: 310401.3471
| 1985 | 1977: 310401.3471; 1978: 310401.3471
| 1986 | 1977: 310401.3471; 1978: 310401.3471
| 1987 | 1977: 310401.3471; 1978: 310401.3471
| 1988 | 1977: 310401.3471; 1978: 310401.3471
| 1989 | 1977: 310401.3471; 1978: 310401.3471
| 1990 | 1977: 310401.3471; 1978: 310401.3471
| 1991 | 1977: 310401.3471; 1978: 310401.3471
| 1992 | 1977: 310401.3471; 1978: 310401.3471
| 1993 | 1977: 310401.3471; 1978: 310401.3471
| 1994 | 1977: 310401.3471; 1978: 310401.3471
| 1995 | 1977: 310401.3471; 1978: 310401.3471
| 1996 | 1977: 310401.3471; 1978: 310401.3471
| 1997 | 1977: 310401.3471; 1978: 310401.3471
| 1998 | 1977: 310401.3471; 1978: 310401.3471
| 1999 | 1977: 310401.3471; 1978: 310401.3471
| 2000 | 1977: 310401.3471; 1978: 310401.3471
| 2001 | 1977: 310401.3471; 1978: 310401.3471
| 2002 | 1977: 310401.3471; 1978: 310401.3471
| 2003 | 1977: 310401.3471; 1978: 310401.3471
| 2004 | 1977: 310401.3471; 1978: 310401.3471
| 2005 | 1977: 310401.3471; 1978: 310401.3471
| 2006 | 1977: 310401.3471; 1978: 310401.3471
| 2007 | 1977: 310401.3471; 1978: 310401.3471
| 2008 | 1977: 310401.3471; 1978: 310401.3471
| 2009 | 1977: 310401.3471; 1978: 310401.3471
| 2010 | 1977: 310401.3471; 1978: 310401.3471
| 2011 | 1977: 310401.3471; 1978: 310294.311
| 2012 | 1977: 310401.3471; 1978: 310187.3984
| 2013 | 1977: 310401.3471; 1978: 310080.6091
| 2014 | 1977: 310401.3471; 1978: 309973.9431
| 2015 | 1977: 310401.3471; 1978: 309867.3999
| 2016 | 1977: 310401.3471; 1978: 309760.9795
| 2017 | 1977: 310401.3471; 1978: 309654.6816
| 2018 | 1977: 310401.3471; 1978: 309548.506
| 2019 | 1977: 310401.3471; 1978: 309442.4526
| 2020 | 1977: 310401.3471; 1978: 309336.5209
| 2021 | 1977: 310401.3471; 1978: 309230.711
| 2022 | 1977: 310401.3471; 1978: 309125.0225
| 2023 | 1977: 310401.3471; 1978: 309019.4553
| 2024 | 1977: 310401.3471; 1978: 308914.0091
| 2025 | 1977: 310401.3471; 1978: 308808.6838
| 2026 | 1977: 310401.3471; 1978: 308703.4791
| 2027 | 1977: 310401.3471; 1978: 308598.3948
| 2028 | 1977: 310401.3471; 1978: 308493.4308
| 2029 | 1977: 310401.3471; 1978: 308388.5867
| 2030 | 1977: 310401.3471; 1978: 308283.8625
| 2031 | 1977: 310401.3471; 1978: 308187.8037
| 2032 | 1977: 310401.3471; 1978: 308094.2259
| 2033 | 1977: 310401.3471; 1978: 307989.9866
| 2034 | 1977: 310401.3471; 1978: 307871.2325

## Installed UEC 201-500HP
Installed Units by Year by Vintage (linked to Stock Model)
|  | 1 | 2 | 3 | 4 | 5 | 6 | 7 | 8 | 9 | 10 | 11 | 12 | 13 | 14 | 15 | 16 | 17 | 18 | 19 | 20 | 21 | 22 | 23 | 24 | 25 | 26 | 27 | 28 | 29 | 30 | 31 | 32 | 33 | 34 | 35 | 36 | 37 | 38 | 39 | 40 | 41 | 42 | 43 | 44 | 45 | 46 | 47 | 48 | 49 | 50 | 51 | 52
Vintage
|  | 1976 | 1977 | 1978 | 1979 | 1980 | 1981 | 1982 | 1983 | 1984 | 1985 | 1986 | 1987 | 1988 | 1989 | 1990 | 1991 | 1992 | 1993 | 1994 | 1995 | 1996 | 1997 | 1998 | 1999 | 2000 | 2001 | 2002 | 2003 | 2004 | 2005 | 2006 | 2007 | 2008 | 2009 | 2010 | 2011 | 2012 | 2013 | 2014 | 2015 | 2016 | 2017 | 2018 | 2019 | 2020 | 2021 | 2022 | 2023 | 2024 | 2025 | 2026 | 2027 | 2028 | 2029 | 2030 | 2031 | 2032 | 2033 | 2034 | Total units | check
Year | 1976 | 0 | 0 | 0 | 0 | 0 | 0 | 0 | 0 | 0 | 0 | 0 | 0 | 0 | 0 | 0 | 0 | 0 | 0 | 0 | 0 | 0 | 0 | 0 | 0 | 0 | 0 | 0 | 0 | 0 | 0 | 0 | 0 | 0 | 0 | 0 | 0 | 0 | 0 | 0 | 0 | 0 | 0 | 0 | 0 | 0 | 0 | 0 | 0 | 0 | 0 | 0 | 0 | 0 | 0 | 0 | 0 | 0 | 0 | 0 | 0 | OK
| 1977 | 0 | 199.137 | 0 | 0 | 0 | 0 | 0 | 0 | 0 | 0 | 0 | 0 | 0 | 0 | 0 | 0 | 0 | 0 | 0 | 0 | 0 | 0 | 0 | 0 | 0 | 0 | 0 | 0 | 0 | 0 | 0 | 0 | 0 | 0 | 0 | 0 | 0 | 0 | 0 | 0 | 0 | 0 | 0 | 0 | 0 | 0 | 0 | 0 | 0 | 0 | 0 | 0 | 0 | 0 | 0 | 0 | 0 | 0 | 0 | 199.137 | OK
| 1978 | 0 | 199.137 | 199.137 | 0 | 0 | 0 | 0 | 0 | 0 | 0 | 0 | 0 | 0 | 0 | 0 | 0 | 0 | 0 | 0 | 0 | 0 | 0 | 0 | 0 | 0 | 0 | 0 | 0 | 0 | 0 | 0 | 0 | 0 | 0 | 0 | 0 | 0 | 0 | 0 | 0 | 0 | 0 | 0 | 0 | 0 | 0 | 0 | 0 | 0 | 0 | 0 | 0 | 0 | 0 | 0 | 0 | 0 | 0 | 0 | 398.2741 | OK
| 1979 | 0 | 199.137 | 199.137 | 199.137 | 0 | 0 | 0 | 0 | 0 | 0 | 0 | 0 | 0 | 0 | 0 | 0 | 0 | 0 | 0 | 0 | 0 | 0 | 0 | 0 | 0 | 0 | 0 | 0 | 0 | 0 | 0 | 0 | 0 | 0 | 0 | 0 | 0 | 0 | 0 | 0 | 0 | 0 | 0 | 0 | 0 | 0 | 0 | 0 | 0 | 0 | 0 | 0 | 0 | 0 | 0 | 0 | 0 | 0 | 0 | 597.4111 | OK
| 1980 | 0 | 199.137 | 199.137 | 199.137 | 199.137 | 0 | 0 | 0 | 0 | 0 | 0 | 0 | 0 | 0 | 0 | 0 | 0 | 0 | 0 | 0 | 0 | 0 | 0 | 0 | 0 | 0 | 0 | 0 | 0 | 0 | 0 | 0 | 0 | 0 | 0 | 0 | 0 | 0 | 0 | 0 | 0 | 0 | 0 | 0 | 0 | 0 | 0 | 0 | 0 | 0 | 0 | 0 | 0 | 0 | 0 | 0 | 0 | 0 | 0 | 796.5482 | OK
| 1981 | 0 | 199.137 | 199.137 | 199.137 | 199.137 | 199.137 | 0 | 0 | 0 | 0 | 0 | 0 | 0 | 0 | 0 | 0 | 0 | 0 | 0 | 0 | 0 | 0 | 0 | 0 | 0 | 0 | 0 | 0 | 0 | 0 | 0 | 0 | 0 | 0 | 0 | 0 | 0 | 0 | 0 | 0 | 0 | 0 | 0 | 0 | 0 | 0 | 0 | 0 | 0 | 0 | 0 | 0 | 0 | 0 | 0 | 0 | 0 | 0 | 0 | 995.6852 | OK
| 1982 | 0 | 199.137 | 199.137 | 199.137 | 199.137 | 199.137 | 199.137 | 0 | 0 | 0 | 0 | 0 | 0 | 0 | 0 | 0 | 0 | 0 | 0 | 0 | 0 | 0 | 0 | 0 | 0 | 0 | 0 | 0 | 0 | 0 | 0 | 0 | 0 | 0 | 0 | 0 | 0 | 0 | 0 | 0 | 0 | 0 | 0 | 0 | 0 | 0 | 0 | 0 | 0 | 0 | 0 | 0 | 0 | 0 | 0 | 0 | 0 | 0 | 0 | 1194.8223 | OK
| 1983 | 0 | 199.137 | 199.137 | 199.137 | 199.137 | 199.137 | 199.137 | 199.137 | 0 | 0 | 0 | 0 | 0 | 0 | 0 | 0 | 0 | 0 | 0 | 0 | 0 | 0 | 0 | 0 | 0 | 0 | 0 | 0 | 0 | 0 | 0 | 0 | 0 | 0 | 0 | 0 | 0 | 0 | 0 | 0 | 0 | 0 | 0 | 0 | 0 | 0 | 0 | 0 | 0 | 0 | 0 | 0 | 0 | 0 | 0 | 0 | 0 | 0 | 0 | 1393.9593 | OK
| 1984 | 0 | 199.137 | 199.137 | 199.137 | 199.137 | 199.137 | 199.137 | 199.137 | 199.137 | 0 | 0 | 0 | 0 | 0 | 0 | 0 | 0 | 0 | 0 | 0 | 0 | 0 | 0 | 0 | 0 | 0 | 0 | 0 | 0 | 0 | 0 | 0 | 0 | 0 | 0 | 0 | 0 | 0 | 0 | 0 | 0 | 0 | 0 | 0 | 0 | 0 | 0 | 0 | 0 | 0 | 0 | 0 | 0 | 0 | 0 | 0 | 0 | 0 | 0 | 1593.0963 | OK
| 1985 | 0 | 199.137 | 199.137 | 199.137 | 199.137 | 199.137 | 199.137 | 199.137 | 199.137 | 199.137 | 0 | 0 | 0 | 0 | 0 | 0 | 0 | 0 | 0 | 0 | 0 | 0 | 0 | 0 | 0 | 0 | 0 | 0 | 0 | 0 | 0 | 0 | 0 | 0 | 0 | 0 | 0 | 0 | 0 | 0 | 0 | 0 | 0 | 0 | 0 | 0 | 0 | 0 | 0 | 0 | 0 | 0 | 0 | 0 | 0 | 0 | 0 | 0 | 0 | 1792.2334 | OK
| 1986 | 0 | 199.137 | 199.137 | 199.137 | 199.137 | 199.137 | 199.137 | 199.137 | 199.137 | 199.137 | 199.137 | 0 | 0 | 0 | 0 | 0 | 0 | 0 | 0 | 0 | 0 | 0 | 0 | 0 | 0 | 0 | 0 | 0 | 0 | 0 | 0 | 0 | 0 | 0 | 0 | 0 | 0 | 0 | 0 | 0 | 0 | 0 | 0 | 0 | 0 | 0 | 0 | 0 | 0 | 0 | 0 | 0 | 0 | 0 | 0 | 0 | 0 | 0 | 0 | 1991.3704 | OK
| 1987 | 0 | 199.137 | 199.137 | 199.137 | 199.137 | 199.137 | 199.137 | 199.137 | 199.137 | 199.137 | 199.137 | 199.137 | 0 | 0 | 0 | 0 | 0 | 0 | 0 | 0 | 0 | 0 | 0 | 0 | 0 | 0 | 0 | 0 | 0 | 0 | 0 | 0 | 0 | 0 | 0 | 0 | 0 | 0 | 0 | 0 | 0 | 0 | 0 | 0 | 0 | 0 | 0 | 0 | 0 | 0 | 0 | 0 | 0 | 0 | 0 | 0 | 0 | 0 | 0 | 2190.5075 | OK
| 1988 | 0 | 199.137 | 199.137 | 199.137 | 199.137 | 199.137 | 199.137 | 199.137 | 199.137 | 199.137 | 199.137 | 199.137 | 199.137 | 0 | 0 | 0 | 0 | 0 | 0 | 0 | 0 | 0 | 0 | 0 | 0 | 0 | 0 | 0 | 0 | 0 | 0 | 0 | 0 | 0 | 0 | 0 | 0 | 0 | 0 | 0 | 0 | 0 | 0 | 0 | 0 | 0 | 0 | 0 | 0 | 0 | 0 | 0 | 0 | 0 | 0 | 0 | 0 | 0 | 0 | 2389.6445 | OK
| 1989 | 0 | 199.137 | 199.137 | 199.137 | 199.137 | 199.137 | 199.137 | 199.137 | 199.137 | 199.137 | 199.137 | 199.137 | 199.137 | 199.137 | 0 | 0 | 0 | 0 | 0 | 0 | 0 | 0 | 0 | 0 | 0 | 0 | 0 | 0 | 0 | 0 | 0 | 0 | 0 | 0 | 0 | 0 | 0 | 0 | 0 | 0 | 0 | 0 | 0 | 0 | 0 | 0 | 0 | 0 | 0 | 0 | 0 | 0 | 0 | 0 | 0 | 0 | 0 | 0 | 0 | 2588.7815 | OK
| 1990 | 0 | 199.137 | 199.137 | 199.137 | 199.137 | 199.137 | 199.137 | 199.137 | 199.137 | 199.137 | 199.137 | 199.137 | 199.137 | 199.137 | 199.137 | 0 | 0 | 0 | 0 | 0 | 0 | 0 | 0 | 0 | 0 | 0 | 0 | 0 | 0 | 0 | 0 | 0 | 0 | 0 | 0 | 0 | 0 | 0 | 0 | 0 | 0 | 0 | 0 | 0 | 0 | 0 | 0 | 0 | 0 | 0 | 0 | 0 | 0 | 0 | 0 | 0 | 0 | 0 | 0 | 2787.9186 | OK
| 1991 | 0 | 199.137 | 199.137 | 199.137 | 199.137 | 199.137 | 199.137 | 199.137 | 199.137 | 199.137 | 199.137 | 199.137 | 199.137 | 199.137 | 199.137 | 199.137 | 0 | 0 | 0 | 0 | 0 | 0 | 0 | 0 | 0 | 0 | 0 | 0 | 0 | 0 | 0 | 0 | 0 | 0 | 0 | 0 | 0 | 0 | 0 | 0 | 0 | 0 | 0 | 0 | 0 | 0 | 0 | 0 | 0 | 0 | 0 | 0 | 0 | 0 | 0 | 0 | 0 | 0 | 0 | 2987.0556 | OK
| 1992 | 0 | 199.137 | 199.137 | 199.137 | 199.137 | 199.137 | 199.137 | 199.137 | 199.137 | 199.137 | 199.137 | 199.137 | 199.137 | 199.137 | 199.137 | 199.137 | 199.137 | 0 | 0 | 0 | 0 | 0 | 0 | 0 | 0 | 0 | 0 | 0 | 0 | 0 | 0 | 0 | 0 | 0 | 0 | 0 | 0 | 0 | 0 | 0 | 0 | 0 | 0 | 0 | 0 | 0 | 0 | 0 | 0 | 0 | 0 | 0 | 0 | 0 | 0 | 0 | 0 | 0 | 0 | 3186.1927 | OK
| 1993 | 0 | 199.137 | 199.137 | 199.137 | 199.137 | 199.137 | 199.137 | 199.137 | 199.137 | 199.137 | 199.137 | 199.137 | 199.137 | 199.137 | 199.137 | 199.137 | 199.137 | 199.137 | 0 | 0 | 0 | 0 | 0 | 0 | 0 | 0 | 0 | 0 | 0 | 0 | 0 | 0 | 0 | 0 | 0 | 0 | 0 | 0 | 0 | 0 | 0 | 0 | 0 | 0 | 0 | 0 | 0 | 0 | 0 | 0 | 0 | 0 | 0 | 0 | 0 | 0 | 0 | 0 | 0 | 3385.3297 | OK
| 1994 | 0 | 199.137 | 199.137 | 199.137 | 199.137 | 199.137 | 199.137 | 199.137 | 199.137 | 199.137 | 199.137 | 199.137 | 199.137 | 199.137 | 199.137 | 199.137 | 199.137 | 199.137 | 199.137 | 0 | 0 | 0 | 0 | 0 | 0 | 0 | 0 | 0 | 0 | 0 | 0 | 0 | 0 | 0 | 0 | 0 | 0 | 0 | 0 | 0 | 0 | 0 | 0 | 0 | 0 | 0 | 0 | 0 | 0 | 0 | 0 | 0 | 0 | 0 | 0 | 0 | 0 | 0 | 0 | 3584.4668 | OK
| 1995 | 0 | 199.137 | 199.137 | 199.137 | 199.137 | 199.137 | 199.137 | 199.137 | 199.137 | 199.137 | 199.137 | 199.137 | 199.137 | 199.137 | 199.137 | 199.137 | 199.137 | 199.137 | 199.137 | 199.137 | 0 | 0 | 0 | 0 | 0 | 0 | 0 | 0 | 0 | 0 | 0 | 0 | 0 | 0 | 0 | 0 | 0 | 0 | 0 | 0 | 0 | 0 | 0 | 0 | 0 | 0 | 0 | 0 | 0 | 0 | 0 | 0 | 0 | 0 | 0 | 0 | 0 | 0 | 0 | 3783.6038 | OK
| 1996 | 0 | 199.137 | 199.137 | 199.137 | 199.137 | 199.137 | 199.137 | 199.137 | 199.137 | 199.137 | 199.137 | 199.137 | 199.137 | 199.137 | 199.137 | 199.137 | 199.137 | 199.137 | 199.137 | 199.137 | 199.137 | 0 | 0 | 0 | 0 | 0 | 0 | 0 | 0 | 0 | 0 | 0 | 0 | 0 | 0 | 0 | 0 | 0 | 0 | 0 | 0 | 0 | 0 | 0 | 0 | 0 | 0 | 0 | 0 | 0 | 0 | 0 | 0 | 0 | 0 | 0 | 0 | 0 | 0 | 3982.7408 | OK
| 1997 | 0 | 199.137 | 199.137 | 199.137 | 199.137 | 199.137 | 199.137 | 199.137 | 199.137 | 199.137 | 199.137 | 199.137 | 199.137 | 199.137 | 199.137 | 199.137 | 199.137 | 199.137 | 199.137 | 199.137 | 199.137 | 199.137 | 0 | 0 | 0 | 0 | 0 | 0 | 0 | 0 | 0 | 0 | 0 | 0 | 0 | 0 | 0 | 0 | 0 | 0 | 0 | 0 | 0 | 0 | 0 | 0 | 0 | 0 | 0 | 0 | 0 | 0 | 0 | 0 | 0 | 0 | 0 | 0 | 0 | 4181.8779 | OK
| 1998 | 0 | 199.137 | 199.137 | 199.137 | 199.137 | 199.137 | 199.137 | 199.137 | 199.137 | 199.137 | 199.137 | 199.137 | 199.137 | 199.137 | 199.137 | 199.137 | 199.137 | 199.137 | 199.137 | 199.137 | 199.137 | 199.137 | 199.137 | 0 | 0 | 0 | 0 | 0 | 0 | 0 | 0 | 0 | 0 | 0 | 0 | 0 | 0 | 0 | 0 | 0 | 0 | 0 | 0 | 0 | 0 | 0 | 0 | 0 | 0 | 0 | 0 | 0 | 0 | 0 | 0 | 0 | 0 | 0 | 0 | 4381.0149 | OK
| 1999 | 0 | 199.137 | 199.137 | 199.137 | 199.137 | 199.137 | 199.137 | 199.137 | 199.137 | 199.137 | 199.137 | 199.137 | 199.137 | 199.137 | 199.137 | 199.137 | 199.137 | 199.137 | 199.137 | 199.137 | 199.137 | 199.137 | 199.137 | 199.137 | 0 | 0 | 0 | 0 | 0 | 0 | 0 | 0 | 0 | 0 | 0 | 0 | 0 | 0 | 0 | 0 | 0 | 0 | 0 | 0 | 0 | 0 | 0 | 0 | 0 | 0 | 0 | 0 | 0 | 0 | 0 | 0 | 0 | 0 | 0 | 4580.152 | OK
| 2000 | 0 | 199.137 | 199.137 | 199.137 | 199.137 | 199.137 | 199.137 | 199.137 | 199.137 | 199.137 | 199.137 | 199.137 | 199.137 | 199.137 | 199.137 | 199.137 | 199.137 | 199.137 | 199.137 | 199.137 | 199.137 | 199.137 | 199.137 | 199.137 | 199.137 | 0 | 0 | 0 | 0 | 0 | 0 | 0 | 0 | 0 | 0 | 0 | 0 | 0 | 0 | 0 | 0 | 0 | 0 | 0 | 0 | 0 | 0 | 0 | 0 | 0 | 0 | 0 | 0 | 0 | 0 | 0 | 0 | 0 | 0 | 4779.289 | OK
| 2001 | 0 | 199.137 | 199.137 | 199.137 | 199.137 | 199.137 | 199.137 | 199.137 | 199.137 | 199.137 | 199.137 | 199.137 | 199.137 | 199.137 | 199.137 | 199.137 | 199.137 | 199.137 | 199.137 | 199.137 | 199.137 | 199.137 | 199.137 | 199.137 | 199.137 | 199.137 | 0 | 0 | 0 | 0 | 0 | 0 | 0 | 0 | 0 | 0 | 0 | 0 | 0 | 0 | 0 | 0 | 0 | 0 | 0 | 0 | 0 | 0 | 0 | 0 | 0 | 0 | 0 | 0 | 0 | 0 | 0 | 0 | 0 | 4978.4261 | OK
| 2002 | 0 | 199.137 | 199.137 | 199.137 | 199.137 | 199.137 | 199.137 | 199.137 | 199.137 | 199.137 | 199.137 | 199.137 | 199.137 | 199.137 | 199.137 | 199.137 | 199.137 | 199.137 | 199.137 | 199.137 | 199.137 | 199.137 | 199.137 | 199.137 | 199.137 | 199.137 | 199.137 | 0 | 0 | 0 | 0 | 0 | 0 | 0 | 0 | 0 | 0 | 0 | 0 | 0 | 0 | 0 | 0 | 0 | 0 | 0 | 0 | 0 | 0 | 0 | 0 | 0 | 0 | 0 | 0 | 0 | 0 | 0 | 0 | 5177.5631 | OK
| 2003 | 0 | 199.137 | 199.137 | 199.137 | 199.137 | 199.137 | 199.137 | 199.137 | 199.137 | 199.137 | 199.137 | 199.137 | 199.137 | 199.137 | 199.137 | 199.137 | 199.137 | 199.137 | 199.137 | 199.137 | 199.137 | 199.137 | 199.137 | 199.137 | 199.137 | 199.137 | 199.137 | 177.319 | 0 | 0 | 0 | 0 | 0 | 0 | 0 | 0 | 0 | 0 | 0 | 0 | 0 | 0 | 0 | 0 | 0 | 0 | 0 | 0 | 0 | 0 | 0 | 0 | 0 | 0 | 0 | 0 | 0 | 0 | 0 | 5354.8821 | OK
| 2004 | 0 | 199.137 | 199.137 | 199.137 | 199.137 | 199.137 | 199.137 | 199.137 | 199.137 | 199.137 | 199.137 | 199.137 | 199.137 | 199.137 | 199.137 | 199.137 | 199.137 | 199.137 | 199.137 | 199.137 | 199.137 | 199.137 | 199.137 | 199.137 | 199.137 | 199.137 | 199.137 | 177.319 | 179.4037 | 0 | 0 | 0 | 0 | 0 | 0 | 0 | 0 | 0 | 0 | 0 | 0 | 0 | 0 | 0 | 0 | 0 | 0 | 0 | 0 | 0 | 0 | 0 | 0 | 0 | 0 | 0 | 0 | 0 | 0 | 5534.2858 | OK
| 2005 | 0 | 199.137 | 199.137 | 199.137 | 199.137 | 199.137 | 199.137 | 199.137 | 199.137 | 199.137 | 199.137 | 199.137 | 199.137 | 199.137 | 199.137 | 199.137 | 199.137 | 199.137 | 199.137 | 199.137 | 199.137 | 199.137 | 199.137 | 199.137 | 199.137 | 199.137 | 199.137 | 177.319 | 179.4037 | 204.1155 | 0 | 0 | 0 | 0 | 0 | 0 | 0 | 0 | 0 | 0 | 0 | 0 | 0 | 0 | 0 | 0 | 0 | 0 | 0 | 0 | 0 | 0 | 0 | 0 | 0 | 0 | 0 | 0 | 0 | 5738.4013 | OK
| 2006 | 0 | 0 | 199.137 | 199.137 | 199.137 | 199.137 | 199.137 | 199.137 | 199.137 | 199.137 | 199.137 | 199.137 | 199.137 | 199.137 | 199.137 | 199.137 | 199.137 | 199.137 | 199.137 | 199.137 | 199.137 | 199.137 | 199.137 | 199.137 | 199.137 | 199.137 | 199.137 | 177.319 | 179.4037 | 204.1155 | 230.5011 | 0 | 0 | 0 | 0 | 0 | 0 | 0 | 0 | 0 | 0 | 0 | 0 | 0 | 0 | 0 | 0 | 0 | 0 | 0 | 0 | 0 | 0 | 0 | 0 | 0 | 0 | 0 | 0 | 5769.7653 | OK
| 2007 | 0 | 0 | 0 | 199.137 | 199.137 | 199.137 | 199.137 | 199.137 | 199.137 | 199.137 | 199.137 | 199.137 | 199.137 | 199.137 | 199.137 | 199.137 | 199.137 | 199.137 | 199.137 | 199.137 | 199.137 | 199.137 | 199.137 | 199.137 | 199.137 | 199.137 | 199.137 | 177.319 | 179.4037 | 204.1155 | 230.5011 | 202.3641 | 0 | 0 | 0 | 0 | 0 | 0 | 0 | 0 | 0 | 0 | 0 | 0 | 0 | 0 | 0 | 0 | 0 | 0 | 0 | 0 | 0 | 0 | 0 | 0 | 0 | 0 | 0 | 5772.9924 | OK
| 2008 | 0 | 0 | 0 | 0 | 199.137 | 199.137 | 199.137 | 199.137 | 199.137 | 199.137 | 199.137 | 199.137 | 199.137 | 199.137 | 199.137 | 199.137 | 199.137 | 199.137 | 199.137 | 199.137 | 199.137 | 199.137 | 199.137 | 199.137 | 199.137 | 199.137 | 199.137 | 177.319 | 179.4037 | 204.1155 | 230.5011 | 202.3641 | 202.3641 | 0 | 0 | 0 | 0 | 0 | 0 | 0 | 0 | 0 | 0 | 0 | 0 | 0 | 0 | 0 | 0 | 0 | 0 | 0 | 0 | 0 | 0 | 0 | 0 | 0 | 0 | 5776.2194 | OK
| 2009 | 0 | 0 | 0 | 0 | 0 | 199.137 | 199.137 | 199.137 | 199.137 | 199.137 | 199.137 | 199.137 | 199.137 | 199.137 | 199.137 | 199.137 | 199.137 | 199.137 | 199.137 | 199.137 | 199.137 | 199.137 | 199.137 | 199.137 | 199.137 | 199.137 | 199.137 | 177.319 | 179.4037 | 204.1155 | 230.5011 | 202.3641 | 202.3641 | 202.3641 | 0 | 0 | 0 | 0 | 0 | 0 | 0 | 0 | 0 | 0 | 0 | 0 | 0 | 0 | 0 | 0 | 0 | 0 | 0 | 0 | 0 | 0 | 0 | 0 | 0 | 5779.4464 | OK
| 2010 | 0 | 0 | 0 | 0 | 0 | 0 | 199.137 | 199.137 | 199.137 | 199.137 | 199.137 | 199.137 | 199.137 | 199.137 | 199.137 | 199.137 | 199.137 | 199.137 | 199.137 | 199.137 | 199.137 | 199.137 | 199.137 | 199.137 | 199.137 | 199.137 | 199.137 | 177.319 | 179.4037 | 204.1155 | 230.5011 | 202.3641 | 202.3641 | 202.3641 | 202.3641 | 0 | 0 | 0 | 0 | 0 | 0 | 0 | 0 | 0 | 0 | 0 | 0 | 0 | 0 | 0 | 0 | 0 | 0 | 0 | 0 | 0 | 0 | 0 | 0 | 5782.6734 | OK
| 2011 | 0 | 0 | 0 | 0 | 0 | 0 | 0 | 199.137 | 199.137 | 199.137 | 199.137 | 199.137 | 199.137 | 199.137 | 199.137 | 199.137 | 199.137 | 199.137 | 199.137 | 199.137 | 199.137 | 199.137 | 199.137 | 199.137 | 199.137 | 199.137 | 199.137 | 177.319 | 179.4037 | 204.1155 | 230.5011 | 202.3641 | 202.3641 | 202.3641 | 202.3641 | 202.3641 | 0 | 0 | 0 | 0 | 0 | 0 | 0 | 0 | 0 | 0 | 0 | 0 | 0 | 0 | 0 | 0 | 0 | 0 | 0 | 0 | 0 | 0 | 0 | 5785.9004 | OK
| 2012 | 0 | 0 | 0 | 0 | 0 | 0 | 0 | 0 | 199.137 | 199.137 | 199.137 | 199.137 | 199.137 | 199.137 | 199.137 | 199.137 | 199.137 | 199.137 | 199.137 | 199.137 | 199.137 | 199.137 | 199.137 | 199.137 | 199.137 | 199.137 | 199.137 | 177.319 | 179.4037 | 204.1155 | 230.5011 | 202.3641 | 202.3641 | 202.3641 | 202.3641 | 202.3641 | 202.3641 | 0 | 0 | 0 | 0 | 0 | 0 | 0 | 0 | 0 | 0 | 0 | 0 | 0 | 0 | 0 | 0 | 0 | 0 | 0 | 0 | 0 | 0 | 5789.1274 | OK
| 2013 | 0 | 0 | 0 | 0 | 0 | 0 | 0 | 0 | 0 | 199.137 | 199.137 | 199.137 | 199.137 | 199.137 | 199.137 | 199.137 | 199.137 | 199.137 | 199.137 | 199.137 | 199.137 | 199.137 | 199.137 | 199.137 | 199.137 | 199.137 | 199.137 | 177.319 | 179.4037 | 204.1155 | 230.5011 | 202.3641 | 202.3641 | 202.3641 | 202.3641 | 202.3641 | 202.3641 | 202.3641 | 0 | 0 | 0 | 0 | 0 | 0 | 0 | 0 | 0 | 0 | 0 | 0 | 0 | 0 | 0 | 0 | 0 | 0 | 0 | 0 | 0 | 5792.3544 | OK
| 2014 | 0 | 0 | 0 | 0 | 0 | 0 | 0 | 0 | 0 | 0 | 199.137 | 199.137 | 199.137 | 199.137 | 199.137 | 199.137 | 199.137 | 199.137 | 199.137 | 199.137 | 199.137 | 199.137 | 199.137 | 199.137 | 199.137 | 199.137 | 199.137 | 177.319 | 179.4037 | 204.1155 | 230.5011 | 202.3641 | 202.3641 | 202.3641 | 202.3641 | 202.3641 | 202.3641 | 202.3641 | 202.3641 | 0 | 0 | 0 | 0 | 0 | 0 | 0 | 0 | 0 | 0 | 0 | 0 | 0 | 0 | 0 | 0 | 0 | 0 | 0 | 0 | 5795.5815 | OK
| 2015 | 0 | 0 | 0 | 0 | 0 | 0 | 0 | 0 | 0 | 0 | 0 | 199.137 | 199.137 | 199.137 | 199.137 | 199.137 | 199.137 | 199.137 | 199.137 | 199.137 | 199.137 | 199.137 | 199.137 | 199.137 | 199.137 | 199.137 | 199.137 | 177.319 | 179.4037 | 204.1155 | 230.5011 | 202.3641 | 202.3641 | 202.3641 | 202.3641 | 202.3641 | 202.3641 | 202.3641 | 202.3641 | 202.3641 | 0 | 0 | 0 | 0 | 0 | 0 | 0 | 0 | 0 | 0 | 0 | 0 | 0 | 0 | 0 | 0 | 0 | 0 | 0 | 5798.8085 | OK
| 2016 | 0 | 0 | 0 | 0 | 0 | 0 | 0 | 0 | 0 | 0 | 0 | 0 | 199.137 | 199.137 | 199.137 | 199.137 | 199.137 | 199.137 | 199.137 | 199.137 | 199.137 | 199.137 | 199.137 | 199.137 | 199.137 | 199.137 | 199.137 | 177.319 | 179.4037 | 204.1155 | 230.5011 | 202.3641 | 202.3641 | 202.3641 | 202.3641 | 202.3641 | 202.3641 | 202.3641 | 202.3641 | 202.3641 | 202.3641 | 0 | 0 | 0 | 0 | 0 | 0 | 0 | 0 | 0 | 0 | 0 | 0 | 0 | 0 | 0 | 0 | 0 | 0 | 5802.0355 | OK
| 2017 | 0 | 0 | 0 | 0 | 0 | 0 | 0 | 0 | 0 | 0 | 0 | 0 | 0 | 199.137 | 199.137 | 199.137 | 199.137 | 199.137 | 199.137 | 199.137 | 199.137 | 199.137 | 199.137 | 199.137 | 199.137 | 199.137 | 199.137 | 177.319 | 179.4037 | 204.1155 | 230.5011 | 202.3641 | 202.3641 | 202.3641 | 202.3641 | 202.3641 | 202.3641 | 202.3641 | 202.3641 | 202.3641 | 202.3641 | 202.3641 | 0 | 0 | 0 | 0 | 0 | 0 | 0 | 0 | 0 | 0 | 0 | 0 | 0 | 0 | 0 | 0 | 0 | 5805.2625 | OK
| 2018 | 0 | 0 | 0 | 0 | 0 | 0 | 0 | 0 | 0 | 0 | 0 | 0 | 0 | 0 | 199.137 | 199.137 | 199.137 | 199.137 | 199.137 | 199.137 | 199.137 | 199.137 | 199.137 | 199.137 | 199.137 | 199.137 | 199.137 | 177.319 | 179.4037 | 204.1155 | 230.5011 | 202.3641 | 202.3641 | 202.3641 | 202.3641 | 202.3641 | 202.3641 | 202.3641 | 202.3641 | 202.3641 | 202.3641 | 202.3641 | 202.3641 | 0 | 0 | 0 | 0 | 0 | 0 | 0 | 0 | 0 | 0 | 0 | 0 | 0 | 0 | 0 | 0 | 5808.4895 | OK
| 2019 | 0 | 0 | 0 | 0 | 0 | 0 | 0 | 0 | 0 | 0 | 0 | 0 | 0 | 0 | 0 | 199.137 | 199.137 | 199.137 | 199.137 | 199.137 | 199.137 | 199.137 | 199.137 | 199.137 | 199.137 | 199.137 | 199.137 | 177.319 | 179.4037 | 204.1155 | 230.5011 | 202.3641 | 202.3641 | 202.3641 | 202.3641 | 202.3641 | 202.3641 | 202.3641 | 202.3641 | 202.3641 | 202.3641 | 202.3641 | 202.3641 | 202.3641 | 0 | 0 | 0 | 0 | 0 | 0 | 0 | 0 | 0 | 0 | 0 | 0 | 0 | 0 | 0 | 5811.7165 | OK
| 2020 | 0 | 0 | 0 | 0 | 0 | 0 | 0 | 0 | 0 | 0 | 0 | 0 | 0 | 0 | 0 | 0 | 199.137 | 199.137 | 199.137 | 199.137 | 199.137 | 199.137 | 199.137 | 199.137 | 199.137 | 199.137 | 199.137 | 177.319 | 179.4037 | 204.1155 | 230.5011 | 202.3641 | 202.3641 | 202.3641 | 202.3641 | 202.3641 | 202.3641 | 202.3641 | 202.3641 | 202.3641 | 202.3641 | 202.3641 | 202.3641 | 202.3641 | 202.3641 | 0 | 0 | 0 | 0 | 0 | 0 | 0 | 0 | 0 | 0 | 0 | 0 | 0 | 0 | 5814.9436 | OK
| 2021 | 0 | 0 | 0 | 0 | 0 | 0 | 0 | 0 | 0 | 0 | 0 | 0 | 0 | 0 | 0 | 0 | 0 | 199.137 | 199.137 | 199.137 | 199.137 | 199.137 | 199.137 | 199.137 | 199.137 | 199.137 | 199.137 | 177.319 | 179.4037 | 204.1155 | 230.5011 | 202.3641 | 202.3641 | 202.3641 | 202.3641 | 202.3641 | 202.3641 | 202.3641 | 202.3641 | 202.3641 | 202.3641 | 202.3641 | 202.3641 | 202.3641 | 202.3641 | 202.3641 | 0 | 0 | 0 | 0 | 0 | 0 | 0 | 0 | 0 | 0 | 0 | 0 | 0 | 5818.1706 | OK
| 2022 | 0 | 0 | 0 | 0 | 0 | 0 | 0 | 0 | 0 | 0 | 0 | 0 | 0 | 0 | 0 | 0 | 0 | 0 | 199.137 | 199.137 | 199.137 | 199.137 | 199.137 | 199.137 | 199.137 | 199.137 | 199.137 | 177.319 | 179.4037 | 204.1155 | 230.5011 | 202.3641 | 202.3641 | 202.3641 | 202.3641 | 202.3641 | 202.3641 | 202.3641 | 202.3641 | 202.3641 | 202.3641 | 202.3641 | 202.3641 | 202.3641 | 202.3641 | 202.3641 | 202.3641 | 0 | 0 | 0 | 0 | 0 | 0 | 0 | 0 | 0 | 0 | 0 | 0 | 5821.3976 | OK
| 2023 | 0 | 0 | 0 | 0 | 0 | 0 | 0 | 0 | 0 | 0 | 0 | 0 | 0 | 0 | 0 | 0 | 0 | 0 | 0 | 199.137 | 199.137 | 199.137 | 199.137 | 199.137 | 199.137 | 199.137 | 199.137 | 177.319 | 179.4037 | 204.1155 | 230.5011 | 202.3641 | 202.3641 | 202.3641 | 202.3641 | 202.3641 | 202.3641 | 202.3641 | 202.3641 | 202.3641 | 202.3641 | 202.3641 | 202.3641 | 202.3641 | 202.3641 | 202.3641 | 202.3641 | 202.3641 | 0 | 0 | 0 | 0 | 0 | 0 | 0 | 0 | 0 | 0 | 0 | 5824.6246 | OK
| 2024 | 0 | 0 | 0 | 0 | 0 | 0 | 0 | 0 | 0 | 0 | 0 | 0 | 0 | 0 | 0 | 0 | 0 | 0 | 0 | 0 | 199.137 | 199.137 | 199.137 | 199.137 | 199.137 | 199.137 | 199.137 | 177.319 | 179.4037 | 204.1155 | 230.5011 | 202.3641 | 202.3641 | 202.3641 | 202.3641 | 202.3641 | 202.3641 | 202.3641 | 202.3641 | 202.3641 | 202.3641 | 202.3641 | 202.3641 | 202.3641 | 202.3641 | 202.3641 | 202.3641 | 202.3641 | 202.3641 | 0 | 0 | 0 | 0 | 0 | 0 | 0 | 0 | 0 | 0 | 5827.8516 | OK
| 2025 | 0 | 0 | 0 | 0 | 0 | 0 | 0 | 0 | 0 | 0 | 0 | 0 | 0 | 0 | 0 | 0 | 0 | 0 | 0 | 0 | 0 | 199.137 | 199.137 | 199.137 | 199.137 | 199.137 | 199.137 | 177.319 | 179.4037 | 204.1155 | 230.5011 | 202.3641 | 202.3641 | 202.3641 | 202.3641 | 202.3641 | 202.3641 | 202.3641 | 202.3641 | 202.3641 | 202.3641 | 202.3641 | 202.3641 | 202.3641 | 202.3641 | 202.3641 | 202.3641 | 202.3641 | 202.3641 | 202.3641 | 0 | 0 | 0 | 0 | 0 | 0 | 0 | 0 | 0 | 5831.0786 | OK
| 2026 | 0 | 0 | 0 | 0 | 0 | 0 | 0 | 0 | 0 | 0 | 0 | 0 | 0 | 0 | 0 | 0 | 0 | 0 | 0 | 0 | 0 | 0 | 199.137 | 199.137 | 199.137 | 199.137 | 199.137 | 177.319 | 179.4037 | 204.1155 | 230.5011 | 202.3641 | 202.3641 | 202.3641 | 202.3641 | 202.3641 | 202.3641 | 202.3641 | 202.3641 | 202.3641 | 202.3641 | 202.3641 | 202.3641 | 202.3641 | 202.3641 | 202.3641 | 202.3641 | 202.3641 | 202.3641 | 202.3641 | 202.3641 | 0 | 0 | 0 | 0 | 0 | 0 | 0 | 0 | 5834.3057 | OK
| 2027 | 0 | 0 | 0 | 0 | 0 | 0 | 0 | 0 | 0 | 0 | 0 | 0 | 0 | 0 | 0 | 0 | 0 | 0 | 0 | 0 | 0 | 0 | 0 | 199.137 | 199.137 | 199.137 | 199.137 | 177.319 | 179.4037 | 204.1155 | 230.5011 | 202.3641 | 202.3641 | 202.3641 | 202.3641 | 202.3641 | 202.3641 | 202.3641 | 202.3641 | 202.3641 | 202.3641 | 202.3641 | 202.3641 | 202.3641 | 202.3641 | 202.3641 | 202.3641 | 202.3641 | 202.3641 | 202.3641 | 202.3641 | 202.3641 | 0 | 0 | 0 | 0 | 0 | 0 | 0 | 5837.5327 | OK
| 2028 | 0 | 0 | 0 | 0 | 0 | 0 | 0 | 0 | 0 | 0 | 0 | 0 | 0 | 0 | 0 | 0 | 0 | 0 | 0 | 0 | 0 | 0 | 0 | 0 | 199.137 | 199.137 | 199.137 | 177.319 | 179.4037 | 204.1155 | 230.5011 | 202.3641 | 202.3641 | 202.3641 | 202.3641 | 202.3641 | 202.3641 | 202.3641 | 202.3641 | 202.3641 | 202.3641 | 202.3641 | 202.3641 | 202.3641 | 202.3641 | 202.3641 | 202.3641 | 202.3641 | 202.3641 | 202.3641 | 202.3641 | 202.3641 | 202.3641 | 0 | 0 | 0 | 0 | 0 | 0 | 5840.7597 | OK
| 2029 | 0 | 0 | 0 | 0 | 0 | 0 | 0 | 0 | 0 | 0 | 0 | 0 | 0 | 0 | 0 | 0 | 0 | 0 | 0 | 0 | 0 | 0 | 0 | 0 | 0 | 199.137 | 199.137 | 177.319 | 179.4037 | 204.1155 | 230.5011 | 202.3641 | 202.3641 | 202.3641 | 202.3641 | 202.3641 | 202.3641 | 202.3641 | 202.3641 | 202.3641 | 202.3641 | 202.3641 | 202.3641 | 202.3641 | 202.3641 | 202.3641 | 202.3641 | 202.3641 | 202.3641 | 202.3641 | 202.3641 | 202.3641 | 202.3641 | 202.3641 | 0 | 0 | 0 | 0 | 0 | 5843.9867 | OK
| 2030 | 0 | 0 | 0 | 0 | 0 | 0 | 0 | 0 | 0 | 0 | 0 | 0 | 0 | 0 | 0 | 0 | 0 | 0 | 0 | 0 | 0 | 0 | 0 | 0 | 0 | 0 | 199.137 | 177.319 | 179.4037 | 204.1155 | 230.5011 | 202.3641 | 202.3641 | 202.3641 | 202.3641 | 202.3641 | 202.3641 | 202.3641 | 202.3641 | 202.3641 | 202.3641 | 202.3641 | 202.3641 | 202.3641 | 202.3641 | 202.3641 | 202.3641 | 202.3641 | 202.3641 | 202.3641 | 202.3641 | 202.3641 | 202.3641 | 202.3641 | 202.3641 | 0 | 0 | 0 | 0 | 5847.2137 | OK
| 2031 | 0 | 0 | 0 | 0 | 0 | 0 | 0 | 0 | 0 | 0 | 0 | 0 | 0 | 0 | 0 | 0 | 0 | 0 | 0 | 0 | 0 | 0 | 0 | 0 | 0 | 0 | 0 | 177.319 | 179.4037 | 204.1155 | 230.5011 | 202.3641 | 202.3641 | 202.3641 | 202.3641 | 202.3641 | 202.3641 | 202.3641 | 202.3641 | 202.3641 | 202.3641 | 202.3641 | 202.3641 | 202.3641 | 202.3641 | 202.3641 | 202.3641 | 202.3641 | 202.3641 | 202.3641 | 202.3641 | 202.3641 | 202.3641 | 202.3641 | 202.3641 | 202.3641 | 0 | 0 | 0 | 5850.4407 | OK
| 2032 | 0 | 0 | 0 | 0 | 0 | 0 | 0 | 0 | 0 | 0 | 0 | 0 | 0 | 0 | 0 | 0 | 0 | 0 | 0 | 0 | 0 | 0 | 0 | 0 | 0 | 0 | 0 | 0 | 179.4037 | 204.1155 | 230.5011 | 202.3641 | 202.3641 | 202.3641 | 202.3641 | 202.3641 | 202.3641 | 202.3641 | 202.3641 | 202.3641 | 202.3641 | 202.3641 | 202.3641 | 202.3641 | 202.3641 | 202.3641 | 202.3641 | 202.3641 | 202.3641 | 202.3641 | 202.3641 | 202.3641 | 202.3641 | 202.3641 | 202.3641 | 202.3641 | 202.3641 | 0 | 0 | 5875.4858 | OK
| 2033 | 0 | 0 | 0 | 0 | 0 | 0 | 0 | 0 | 0 | 0 | 0 | 0 | 0 | 0 | 0 | 0 | 0 | 0 | 0 | 0 | 0 | 0 | 0 | 0 | 0 | 0 | 0 | 0 | 0 | 204.1155 | 230.5011 | 202.3641 | 202.3641 | 202.3641 | 202.3641 | 202.3641 | 202.3641 | 202.3641 | 202.3641 | 202.3641 | 202.3641 | 202.3641 | 202.3641 | 202.3641 | 202.3641 | 202.3641 | 202.3641 | 202.3641 | 202.3641 | 202.3641 | 202.3641 | 202.3641 | 202.3641 | 202.3641 | 202.3641 | 202.3641 | 202.3641 | 180.546 | 0 | 5876.6281 | OK
| 2034 | 0 | 0 | 0 | 0 | 0 | 0 | 0 | 0 | 0 | 0 | 0 | 0 | 0 | 0 | 0 | 0 | 0 | 0 | 0 | 0 | 0 | 0 | 0 | 0 | 0 | 0 | 0 | 0 | 0 | 0 | 230.5011 | 202.3641 | 202.3641 | 202.3641 | 202.3641 | 202.3641 | 202.3641 | 202.3641 | 202.3641 | 202.3641 | 202.3641 | 202.3641 | 202.3641 | 202.3641 | 202.3641 | 202.3641 | 202.3641 | 202.3641 | 202.3641 | 202.3641 | 202.3641 | 202.3641 | 202.3641 | 202.3641 | 202.3641 | 202.3641 | 202.3641 | 180.546 | 182.6307 | 5855.1434 | OK
Vintage Distribution
|  | 1976 | 1977 | 1978 | 1979 | 1980 | 1981 | 1982 | 1983 | 1984 | 1985 | 1986 | 1987 | 1988 | 1989 | 1990 | 1991 | 1992 | 1993 | 1994 | 1995 | 1996 | 1997 | 1998 | 1999 | 2000 | 2001 | 2002 | 2003 | 2004 | 2005 | 2006 | 2007 | 2008 | 2009 | 2010 | 2011 | 2012 | 2013 | 2014 | 2015 | 2016 | 2017 | 2018 | 2019 | 2020 | 2021 | 2022 | 2023 | 2024 | 2025 | 2026 | 2027 | 2028 | 2029 | 2030 | 2031 | 2032 | 2033 | 2034 | Sum Check
| 1976 | [59 empty] | 0% | bar: 1976 to 2034
| 1977 | 0% | 100% | 0% | 0% | 0% | 0% | 0% | 0% | 0% | 0% | 0% | 0% | 0% | 0% | 0% | 0% | 0% | 0% | 0% | 0% | 0% | 0% | 0% | 0% | 0% | 0% | 0% | 0% | 0% | 0% | 0% | 0% | 0% | 0% | 0% | 0% | 0% | 0% | 0% | 0% | 0% | 0% | 0% | 0% | 0% | 0% | 0% | 0% | 0% | 0% | 0% | 0% | 0% | 0% | 0% | 0% | 0% | 0% | 0% | 100%
| 1978 | 0% | 50% | 50% | 0% | 0% | 0% | 0% | 0% | 0% | 0% | 0% | 0% | 0% | 0% | 0% | 0% | 0% | 0% | 0% | 0% | 0% | 0% | 0% | 0% | 0% | 0% | 0% | 0% | 0% | 0% | 0% | 0% | 0% | 0% | 0% | 0% | 0% | 0% | 0% | 0% | 0% | 0% | 0% | 0% | 0% | 0% | 0% | 0% | 0% | 0% | 0% | 0% | 0% | 0% | 0% | 0% | 0% | 0% | 0% | 100%
| 1979 | 0% | 33.33% | 33.33% | 33.33% | 0% | 0% | 0% | 0% | 0% | 0% | 0% | 0% | 0% | 0% | 0% | 0% | 0% | 0% | 0% | 0% | 0% | 0% | 0% | 0% | 0% | 0% | 0% | 0% | 0% | 0% | 0% | 0% | 0% | 0% | 0% | 0% | 0% | 0% | 0% | 0% | 0% | 0% | 0% | 0% | 0% | 0% | 0% | 0% | 0% | 0% | 0% | 0% | 0% | 0% | 0% | 0% | 0% | 0% | 0% | 100%
| 1980 | 0% | 25% | 25% | 25% | 25% | 0% | 0% | 0% | 0% | 0% | 0% | 0% | 0% | 0% | 0% | 0% | 0% | 0% | 0% | 0% | 0% | 0% | 0% | 0% | 0% | 0% | 0% | 0% | 0% | 0% | 0% | 0% | 0% | 0% | 0% | 0% | 0% | 0% | 0% | 0% | 0% | 0% | 0% | 0% | 0% | 0% | 0% | 0% | 0% | 0% | 0% | 0% | 0% | 0% | 0% | 0% | 0% | 0% | 0% | 100%
| 1981 | 0% | 20% | 20% | 20% | 20% | 20% | 0% | 0% | 0% | 0% | 0% | 0% | 0% | 0% | 0% | 0% | 0% | 0% | 0% | 0% | 0% | 0% | 0% | 0% | 0% | 0% | 0% | 0% | 0% | 0% | 0% | 0% | 0% | 0% | 0% | 0% | 0% | 0% | 0% | 0% | 0% | 0% | 0% | 0% | 0% | 0% | 0% | 0% | 0% | 0% | 0% | 0% | 0% | 0% | 0% | 0% | 0% | 0% | 0% | 100%
| 1982 | 0% | 16.67% | 16.67% | 16.67% | 16.67% | 16.67% | 16.67% | 0% | 0% | 0% | 0% | 0% | 0% | 0% | 0% | 0% | 0% | 0% | 0% | 0% | 0% | 0% | 0% | 0% | 0% | 0% | 0% | 0% | 0% | 0% | 0% | 0% | 0% | 0% | 0% | 0% | 0% | 0% | 0% | 0% | 0% | 0% | 0% | 0% | 0% | 0% | 0% | 0% | 0% | 0% | 0% | 0% | 0% | 0% | 0% | 0% | 0% | 0% | 0% | 100%
| 1983 | 0% | 14.29% | 14.29% | 14.29% | 14.29% | 14.29% | 14.29% | 14.29% | 0% | 0% | 0% | 0% | 0% | 0% | 0% | 0% | 0% | 0% | 0% | 0% | 0% | 0% | 0% | 0% | 0% | 0% | 0% | 0% | 0% | 0% | 0% | 0% | 0% | 0% | 0% | 0% | 0% | 0% | 0% | 0% | 0% | 0% | 0% | 0% | 0% | 0% | 0% | 0% | 0% | 0% | 0% | 0% | 0% | 0% | 0% | 0% | 0% | 0% | 0% | 100%
| 1984 | 0% | 12.5% | 12.5% | 12.5% | 12.5% | 12.5% | 12.5% | 12.5% | 12.5% | 0% | 0% | 0% | 0% | 0% | 0% | 0% | 0% | 0% | 0% | 0% | 0% | 0% | 0% | 0% | 0% | 0% | 0% | 0% | 0% | 0% | 0% | 0% | 0% | 0% | 0% | 0% | 0% | 0% | 0% | 0% | 0% | 0% | 0% | 0% | 0% | 0% | 0% | 0% | 0% | 0% | 0% | 0% | 0% | 0% | 0% | 0% | 0% | 0% | 0% | 100%
| 1985 | 0% | 11.11% | 11.11% | 11.11% | 11.11% | 11.11% | 11.11% | 11.11% | 11.11% | 11.11% | 0% | 0% | 0% | 0% | 0% | 0% | 0% | 0% | 0% | 0% | 0% | 0% | 0% | 0% | 0% | 0% | 0% | 0% | 0% | 0% | 0% | 0% | 0% | 0% | 0% | 0% | 0% | 0% | 0% | 0% | 0% | 0% | 0% | 0% | 0% | 0% | 0% | 0% | 0% | 0% | 0% | 0% | 0% | 0% | 0% | 0% | 0% | 0% | 0% | 100%
| 1986 | 0% | 10% | 10% | 10% | 10% | 10% | 10% | 10% | 10% | 10% | 10% | 0% | 0% | 0% | 0% | 0% | 0% | 0% | 0% | 0% | 0% | 0% | 0% | 0% | 0% | 0% | 0% | 0% | 0% | 0% | 0% | 0% | 0% | 0% | 0% | 0% | 0% | 0% | 0% | 0% | 0% | 0% | 0% | 0% | 0% | 0% | 0% | 0% | 0% | 0% | 0% | 0% | 0% | 0% | 0% | 0% | 0% | 0% | 0% | 100%
| 1987 | 0% | 9.091% | 9.091% | 9.091% | 9.091% | 9.091% | 9.091% | 9.091% | 9.091% | 9.091% | 9.091% | 9.091% | 0% | 0% | 0% | 0% | 0% | 0% | 0% | 0% | 0% | 0% | 0% | 0% | 0% | 0% | 0% | 0% | 0% | 0% | 0% | 0% | 0% | 0% | 0% | 0% | 0% | 0% | 0% | 0% | 0% | 0% | 0% | 0% | 0% | 0% | 0% | 0% | 0% | 0% | 0% | 0% | 0% | 0% | 0% | 0% | 0% | 0% | 0% | 100%
| 1988 | 0% | 8.333% | 8.333% | 8.333% | 8.333% | 8.333% | 8.333% | 8.333% | 8.333% | 8.333% | 8.333% | 8.333% | 8.333% | 0% | 0% | 0% | 0% | 0% | 0% | 0% | 0% | 0% | 0% | 0% | 0% | 0% | 0% | 0% | 0% | 0% | 0% | 0% | 0% | 0% | 0% | 0% | 0% | 0% | 0% | 0% | 0% | 0% | 0% | 0% | 0% | 0% | 0% | 0% | 0% | 0% | 0% | 0% | 0% | 0% | 0% | 0% | 0% | 0% | 0% | 100%
| 1989 | 0% | 7.692% | 7.692% | 7.692% | 7.692% | 7.692% | 7.692% | 7.692% | 7.692% | 7.692% | 7.692% | 7.692% | 7.692% | 7.692% | 0% | 0% | 0% | 0% | 0% | 0% | 0% | 0% | 0% | 0% | 0% | 0% | 0% | 0% | 0% | 0% | 0% | 0% | 0% | 0% | 0% | 0% | 0% | 0% | 0% | 0% | 0% | 0% | 0% | 0% | 0% | 0% | 0% | 0% | 0% | 0% | 0% | 0% | 0% | 0% | 0% | 0% | 0% | 0% | 0% | 100%
| 1990 | 0% | 7.143% | 7.143% | 7.143% | 7.143% | 7.143% | 7.143% | 7.143% | 7.143% | 7.143% | 7.143% | 7.143% | 7.143% | 7.143% | 7.143% | 0% | 0% | 0% | 0% | 0% | 0% | 0% | 0% | 0% | 0% | 0% | 0% | 0% | 0% | 0% | 0% | 0% | 0% | 0% | 0% | 0% | 0% | 0% | 0% | 0% | 0% | 0% | 0% | 0% | 0% | 0% | 0% | 0% | 0% | 0% | 0% | 0% | 0% | 0% | 0% | 0% | 0% | 0% | 0% | 100%
| 1991 | 0% | 6.667% | 6.667% | 6.667% | 6.667% | 6.667% | 6.667% | 6.667% | 6.667% | 6.667% | 6.667% | 6.667% | 6.667% | 6.667% | 6.667% | 6.667% | 0% | 0% | 0% | 0% | 0% | 0% | 0% | 0% | 0% | 0% | 0% | 0% | 0% | 0% | 0% | 0% | 0% | 0% | 0% | 0% | 0% | 0% | 0% | 0% | 0% | 0% | 0% | 0% | 0% | 0% | 0% | 0% | 0% | 0% | 0% | 0% | 0% | 0% | 0% | 0% | 0% | 0% | 0% | 100%
| 1992 | 0% | 6.25% | 6.25% | 6.25% | 6.25% | 6.25% | 6.25% | 6.25% | 6.25% | 6.25% | 6.25% | 6.25% | 6.25% | 6.25% | 6.25% | 6.25% | 6.25% | 0% | 0% | 0% | 0% | 0% | 0% | 0% | 0% | 0% | 0% | 0% | 0% | 0% | 0% | 0% | 0% | 0% | 0% | 0% | 0% | 0% | 0% | 0% | 0% | 0% | 0% | 0% | 0% | 0% | 0% | 0% | 0% | 0% | 0% | 0% | 0% | 0% | 0% | 0% | 0% | 0% | 0% | 100%
| 1993 | 0% | 5.882% | 5.882% | 5.882% | 5.882% | 5.882% | 5.882% | 5.882% | 5.882% | 5.882% | 5.882% | 5.882% | 5.882% | 5.882% | 5.882% | 5.882% | 5.882% | 5.882% | 0% | 0% | 0% | 0% | 0% | 0% | 0% | 0% | 0% | 0% | 0% | 0% | 0% | 0% | 0% | 0% | 0% | 0% | 0% | 0% | 0% | 0% | 0% | 0% | 0% | 0% | 0% | 0% | 0% | 0% | 0% | 0% | 0% | 0% | 0% | 0% | 0% | 0% | 0% | 0% | 0% | 100%
| 1994 | 0% | 5.556% | 5.556% | 5.556% | 5.556% | 5.556% | 5.556% | 5.556% | 5.556% | 5.556% | 5.556% | 5.556% | 5.556% | 5.556% | 5.556% | 5.556% | 5.556% | 5.556% | 5.556% | 0% | 0% | 0% | 0% | 0% | 0% | 0% | 0% | 0% | 0% | 0% | 0% | 0% | 0% | 0% | 0% | 0% | 0% | 0% | 0% | 0% | 0% | 0% | 0% | 0% | 0% | 0% | 0% | 0% | 0% | 0% | 0% | 0% | 0% | 0% | 0% | 0% | 0% | 0% | 0% | 100%
| 1995 | 0% | 5.263% | 5.263% | 5.263% | 5.263% | 5.263% | 5.263% | 5.263% | 5.263% | 5.263% | 5.263% | 5.263% | 5.263% | 5.263% | 5.263% | 5.263% | 5.263% | 5.263% | 5.263% | 5.263% | 0% | 0% | 0% | 0% | 0% | 0% | 0% | 0% | 0% | 0% | 0% | 0% | 0% | 0% | 0% | 0% | 0% | 0% | 0% | 0% | 0% | 0% | 0% | 0% | 0% | 0% | 0% | 0% | 0% | 0% | 0% | 0% | 0% | 0% | 0% | 0% | 0% | 0% | 0% | 100%
| 1996 | [59 empty] | 100% | bar: 1976 to 2034
| 1997 | 0% | 4.762% | 4.762% | 4.762% | 4.762% | 4.762% | 4.762% | 4.762% | 4.762% | 4.762% | 4.762% | 4.762% | 4.762% | 4.762% | 4.762% | 4.762% | 4.762% | 4.762% | 4.762% | 4.762% | 4.762% | 4.762% | 0% | 0% | 0% | 0% | 0% | 0% | 0% | 0% | 0% | 0% | 0% | 0% | 0% | 0% | 0% | 0% | 0% | 0% | 0% | 0% | 0% | 0% | 0% | 0% | 0% | 0% | 0% | 0% | 0% | 0% | 0% | 0% | 0% | 0% | 0% | 0% | 0% | 100%
| 1998 | 0% | 4.545% | 4.545% | 4.545% | 4.545% | 4.545% | 4.545% | 4.545% | 4.545% | 4.545% | 4.545% | 4.545% | 4.545% | 4.545% | 4.545% | 4.545% | 4.545% | 4.545% | 4.545% | 4.545% | 4.545% | 4.545% | 4.545% | 0% | 0% | 0% | 0% | 0% | 0% | 0% | 0% | 0% | 0% | 0% | 0% | 0% | 0% | 0% | 0% | 0% | 0% | 0% | 0% | 0% | 0% | 0% | 0% | 0% | 0% | 0% | 0% | 0% | 0% | 0% | 0% | 0% | 0% | 0% | 0% | 100%
| 1999 | 0% | 4.348% | 4.348% | 4.348% | 4.348% | 4.348% | 4.348% | 4.348% | 4.348% | 4.348% | 4.348% | 4.348% | 4.348% | 4.348% | 4.348% | 4.348% | 4.348% | 4.348% | 4.348% | 4.348% | 4.348% | 4.348% | 4.348% | 4.348% | 0% | 0% | 0% | 0% | 0% | 0% | 0% | 0% | 0% | 0% | 0% | 0% | 0% | 0% | 0% | 0% | 0% | 0% | 0% | 0% | 0% | 0% | 0% | 0% | 0% | 0% | 0% | 0% | 0% | 0% | 0% | 0% | 0% | 0% | 0% | 100%
| 2000 | 0% | 4.167% | 4.167% | 4.167% | 4.167% | 4.167% | 4.167% | 4.167% | 4.167% | 4.167% | 4.167% | 4.167% | 4.167% | 4.167% | 4.167% | 4.167% | 4.167% | 4.167% | 4.167% | 4.167% | 4.167% | 4.167% | 4.167% | 4.167% | 4.167% | 0% | 0% | 0% | 0% | 0% | 0% | 0% | 0% | 0% | 0% | 0% | 0% | 0% | 0% | 0% | 0% | 0% | 0% | 0% | 0% | 0% | 0% | 0% | 0% | 0% | 0% | 0% | 0% | 0% | 0% | 0% | 0% | 0% | 0% | 100%
| 2001 | [59 empty] | 100% | bar: 1976 to 2034
| 2002 | 0% | 3.846% | 3.846% | 3.846% | 3.846% | 3.846% | 3.846% | 3.846% | 3.846% | 3.846% | 3.846% | 3.846% | 3.846% | 3.846% | 3.846% | 3.846% | 3.846% | 3.846% | 3.846% | 3.846% | 3.846% | 3.846% | 3.846% | 3.846% | 3.846% | 3.846% | 3.846% | 0% | 0% | 0% | 0% | 0% | 0% | 0% | 0% | 0% | 0% | 0% | 0% | 0% | 0% | 0% | 0% | 0% | 0% | 0% | 0% | 0% | 0% | 0% | 0% | 0% | 0% | 0% | 0% | 0% | 0% | 0% | 0% | 100%
| 2003 | 0% | 3.719% | 3.719% | 3.719% | 3.719% | 3.719% | 3.719% | 3.719% | 3.719% | 3.719% | 3.719% | 3.719% | 3.719% | 3.719% | 3.719% | 3.719% | 3.719% | 3.719% | 3.719% | 3.719% | 3.719% | 3.719% | 3.719% | 3.719% | 3.719% | 3.719% | 3.719% | 3.311% | 0% | 0% | 0% | 0% | 0% | 0% | 0% | 0% | 0% | 0% | 0% | 0% | 0% | 0% | 0% | 0% | 0% | 0% | 0% | 0% | 0% | 0% | 0% | 0% | 0% | 0% | 0% | 0% | 0% | 0% | 0% | 100%
| 2004 | 0% | 3.598% | 3.598% | 3.598% | 3.598% | 3.598% | 3.598% | 3.598% | 3.598% | 3.598% | 3.598% | 3.598% | 3.598% | 3.598% | 3.598% | 3.598% | 3.598% | 3.598% | 3.598% | 3.598% | 3.598% | 3.598% | 3.598% | 3.598% | 3.598% | 3.598% | 3.598% | 3.204% | 3.242% | 0% | 0% | 0% | 0% | 0% | 0% | 0% | 0% | 0% | 0% | 0% | 0% | 0% | 0% | 0% | 0% | 0% | 0% | 0% | 0% | 0% | 0% | 0% | 0% | 0% | 0% | 0% | 0% | 0% | 0% | 100%
| 2005 | 0% | 3.47% | 3.47% | 3.47% | 3.47% | 3.47% | 3.47% | 3.47% | 3.47% | 3.47% | 3.47% | 3.47% | 3.47% | 3.47% | 3.47% | 3.47% | 3.47% | 3.47% | 3.47% | 3.47% | 3.47% | 3.47% | 3.47% | 3.47% | 3.47% | 3.47% | 3.47% | 3.09% | 3.126% | 3.557% | 0% | 0% | 0% | 0% | 0% | 0% | 0% | 0% | 0% | 0% | 0% | 0% | 0% | 0% | 0% | 0% | 0% | 0% | 0% | 0% | 0% | 0% | 0% | 0% | 0% | 0% | 0% | 0% | 0% | 100%
| 2006 | 0% | 0% | 3.451% | 3.451% | 3.451% | 3.451% | 3.451% | 3.451% | 3.451% | 3.451% | 3.451% | 3.451% | 3.451% | 3.451% | 3.451% | 3.451% | 3.451% | 3.451% | 3.451% | 3.451% | 3.451% | 3.451% | 3.451% | 3.451% | 3.451% | 3.451% | 3.451% | 3.073% | 3.109% | 3.538% | 3.995% | 0% | 0% | 0% | 0% | 0% | 0% | 0% | 0% | 0% | 0% | 0% | 0% | 0% | 0% | 0% | 0% | 0% | 0% | 0% | 0% | 0% | 0% | 0% | 0% | 0% | 0% | 0% | 0% | 100%
| 2007 | 0% | 0% | 0% | 3.449% | 3.449% | 3.449% | 3.449% | 3.449% | 3.449% | 3.449% | 3.449% | 3.449% | 3.449% | 3.449% | 3.449% | 3.449% | 3.449% | 3.449% | 3.449% | 3.449% | 3.449% | 3.449% | 3.449% | 3.449% | 3.449% | 3.449% | 3.449% | 3.072% | 3.108% | 3.536% | 3.993% | 3.505% | 0% | 0% | 0% | 0% | 0% | 0% | 0% | 0% | 0% | 0% | 0% | 0% | 0% | 0% | 0% | 0% | 0% | 0% | 0% | 0% | 0% | 0% | 0% | 0% | 0% | 0% | 0% | 100%
| 2008 | 0% | 0% | 0% | 0% | 3.448% | 3.448% | 3.448% | 3.448% | 3.448% | 3.448% | 3.448% | 3.448% | 3.448% | 3.448% | 3.448% | 3.448% | 3.448% | 3.448% | 3.448% | 3.448% | 3.448% | 3.448% | 3.448% | 3.448% | 3.448% | 3.448% | 3.448% | 3.07% | 3.106% | 3.534% | 3.991% | 3.503% | 3.503% | 0% | 0% | 0% | 0% | 0% | 0% | 0% | 0% | 0% | 0% | 0% | 0% | 0% | 0% | 0% | 0% | 0% | 0% | 0% | 0% | 0% | 0% | 0% | 0% | 0% | 0% | 100%
| 2009 | 0% | 0% | 0% | 0% | 0% | 3.446% | 3.446% | 3.446% | 3.446% | 3.446% | 3.446% | 3.446% | 3.446% | 3.446% | 3.446% | 3.446% | 3.446% | 3.446% | 3.446% | 3.446% | 3.446% | 3.446% | 3.446% | 3.446% | 3.446% | 3.446% | 3.446% | 3.068% | 3.104% | 3.532% | 3.988% | 3.501% | 3.501% | 3.501% | 0% | 0% | 0% | 0% | 0% | 0% | 0% | 0% | 0% | 0% | 0% | 0% | 0% | 0% | 0% | 0% | 0% | 0% | 0% | 0% | 0% | 0% | 0% | 0% | 0% | 100%
| 2010 | 0% | 0% | 0% | 0% | 0% | 0% | 3.444% | 3.444% | 3.444% | 3.444% | 3.444% | 3.444% | 3.444% | 3.444% | 3.444% | 3.444% | 3.444% | 3.444% | 3.444% | 3.444% | 3.444% | 3.444% | 3.444% | 3.444% | 3.444% | 3.444% | 3.444% | 3.066% | 3.102% | 3.53% | 3.986% | 3.499% | 3.499% | 3.499% | 3.499% | 0% | 0% | 0% | 0% | 0% | 0% | 0% | 0% | 0% | 0% | 0% | 0% | 0% | 0% | 0% | 0% | 0% | 0% | 0% | 0% | 0% | 0% | 0% | 0% | 100%
| 2011 | 0% | 0% | 0% | 0% | 0% | 0% | 0% | 3.442% | 3.442% | 3.442% | 3.442% | 3.442% | 3.442% | 3.442% | 3.442% | 3.442% | 3.442% | 3.442% | 3.442% | 3.442% | 3.442% | 3.442% | 3.442% | 3.442% | 3.442% | 3.442% | 3.442% | 3.065% | 3.101% | 3.528% | 3.984% | 3.498% | 3.498% | 3.498% | 3.498% | 3.498% | 0% | 0% | 0% | 0% | 0% | 0% | 0% | 0% | 0% | 0% | 0% | 0% | 0% | 0% | 0% | 0% | 0% | 0% | 0% | 0% | 0% | 0% | 0% | 100%
| 2012 | 0% | 0% | 0% | 0% | 0% | 0% | 0% | 0% | 3.44% | 3.44% | 3.44% | 3.44% | 3.44% | 3.44% | 3.44% | 3.44% | 3.44% | 3.44% | 3.44% | 3.44% | 3.44% | 3.44% | 3.44% | 3.44% | 3.44% | 3.44% | 3.44% | 3.063% | 3.099% | 3.526% | 3.982% | 3.496% | 3.496% | 3.496% | 3.496% | 3.496% | 3.496% | 0% | 0% | 0% | 0% | 0% | 0% | 0% | 0% | 0% | 0% | 0% | 0% | 0% | 0% | 0% | 0% | 0% | 0% | 0% | 0% | 0% | 0% | 100%
| 2013 | 0% | 0% | 0% | 0% | 0% | 0% | 0% | 0% | 0% | 3.438% | 3.438% | 3.438% | 3.438% | 3.438% | 3.438% | 3.438% | 3.438% | 3.438% | 3.438% | 3.438% | 3.438% | 3.438% | 3.438% | 3.438% | 3.438% | 3.438% | 3.438% | 3.061% | 3.097% | 3.524% | 3.979% | 3.494% | 3.494% | 3.494% | 3.494% | 3.494% | 3.494% | 3.494% | 0% | 0% | 0% | 0% | 0% | 0% | 0% | 0% | 0% | 0% | 0% | 0% | 0% | 0% | 0% | 0% | 0% | 0% | 0% | 0% | 0% | 100%
| 2014 | 0% | 0% | 0% | 0% | 0% | 0% | 0% | 0% | 0% | 0% | 3.436% | 3.436% | 3.436% | 3.436% | 3.436% | 3.436% | 3.436% | 3.436% | 3.436% | 3.436% | 3.436% | 3.436% | 3.436% | 3.436% | 3.436% | 3.436% | 3.436% | 3.06% | 3.096% | 3.522% | 3.977% | 3.492% | 3.492% | 3.492% | 3.492% | 3.492% | 3.492% | 3.492% | 3.492% | 0% | 0% | 0% | 0% | 0% | 0% | 0% | 0% | 0% | 0% | 0% | 0% | 0% | 0% | 0% | 0% | 0% | 0% | 0% | 0% | 100%
| 2015 | 0% | 0% | 0% | 0% | 0% | 0% | 0% | 0% | 0% | 0% | 0% | 3.434% | 3.434% | 3.434% | 3.434% | 3.434% | 3.434% | 3.434% | 3.434% | 3.434% | 3.434% | 3.434% | 3.434% | 3.434% | 3.434% | 3.434% | 3.434% | 3.058% | 3.094% | 3.52% | 3.975% | 3.49% | 3.49% | 3.49% | 3.49% | 3.49% | 3.49% | 3.49% | 3.49% | 3.49% | 0% | 0% | 0% | 0% | 0% | 0% | 0% | 0% | 0% | 0% | 0% | 0% | 0% | 0% | 0% | 0% | 0% | 0% | 0% | 100%
| 2016 | 0% | 0% | 0% | 0% | 0% | 0% | 0% | 0% | 0% | 0% | 0% | 0% | 3.432% | 3.432% | 3.432% | 3.432% | 3.432% | 3.432% | 3.432% | 3.432% | 3.432% | 3.432% | 3.432% | 3.432% | 3.432% | 3.432% | 3.432% | 3.056% | 3.092% | 3.518% | 3.973% | 3.488% | 3.488% | 3.488% | 3.488% | 3.488% | 3.488% | 3.488% | 3.488% | 3.488% | 3.488% | 0% | 0% | 0% | 0% | 0% | 0% | 0% | 0% | 0% | 0% | 0% | 0% | 0% | 0% | 0% | 0% | 0% | 0% | 100%
| 2017 | 0% | 0% | 0% | 0% | 0% | 0% | 0% | 0% | 0% | 0% | 0% | 0% | 0% | 3.43% | 3.43% | 3.43% | 3.43% | 3.43% | 3.43% | 3.43% | 3.43% | 3.43% | 3.43% | 3.43% | 3.43% | 3.43% | 3.43% | 3.054% | 3.09% | 3.516% | 3.971% | 3.486% | 3.486% | 3.486% | 3.486% | 3.486% | 3.486% | 3.486% | 3.486% | 3.486% | 3.486% | 3.486% | 0% | 0% | 0% | 0% | 0% | 0% | 0% | 0% | 0% | 0% | 0% | 0% | 0% | 0% | 0% | 0% | 0% | 100%
| 2018 | 0% | 0% | 0% | 0% | 0% | 0% | 0% | 0% | 0% | 0% | 0% | 0% | 0% | 0% | 3.428% | 3.428% | 3.428% | 3.428% | 3.428% | 3.428% | 3.428% | 3.428% | 3.428% | 3.428% | 3.428% | 3.428% | 3.428% | 3.053% | 3.089% | 3.514% | 3.968% | 3.484% | 3.484% | 3.484% | 3.484% | 3.484% | 3.484% | 3.484% | 3.484% | 3.484% | 3.484% | 3.484% | 3.484% | 0% | 0% | 0% | 0% | 0% | 0% | 0% | 0% | 0% | 0% | 0% | 0% | 0% | 0% | 0% | 0% | 100%
| 2019 | 0% | 0% | 0% | 0% | 0% | 0% | 0% | 0% | 0% | 0% | 0% | 0% | 0% | 0% | 0% | 3.426% | 3.426% | 3.426% | 3.426% | 3.426% | 3.426% | 3.426% | 3.426% | 3.426% | 3.426% | 3.426% | 3.426% | 3.051% | 3.087% | 3.512% | 3.966% | 3.482% | 3.482% | 3.482% | 3.482% | 3.482% | 3.482% | 3.482% | 3.482% | 3.482% | 3.482% | 3.482% | 3.482% | 3.482% | 0% | 0% | 0% | 0% | 0% | 0% | 0% | 0% | 0% | 0% | 0% | 0% | 0% | 0% | 0% | 100%
| 2020 | 0% | 0% | 0% | 0% | 0% | 0% | 0% | 0% | 0% | 0% | 0% | 0% | 0% | 0% | 0% | 0% | 3.425% | 3.425% | 3.425% | 3.425% | 3.425% | 3.425% | 3.425% | 3.425% | 3.425% | 3.425% | 3.425% | 3.049% | 3.085% | 3.51% | 3.964% | 3.48% | 3.48% | 3.48% | 3.48% | 3.48% | 3.48% | 3.48% | 3.48% | 3.48% | 3.48% | 3.48% | 3.48% | 3.48% | 3.48% | 0% | 0% | 0% | 0% | 0% | 0% | 0% | 0% | 0% | 0% | 0% | 0% | 0% | 0% | 100%
| 2021 | 0% | 0% | 0% | 0% | 0% | 0% | 0% | 0% | 0% | 0% | 0% | 0% | 0% | 0% | 0% | 0% | 0% | 3.423% | 3.423% | 3.423% | 3.423% | 3.423% | 3.423% | 3.423% | 3.423% | 3.423% | 3.423% | 3.048% | 3.084% | 3.508% | 3.962% | 3.478% | 3.478% | 3.478% | 3.478% | 3.478% | 3.478% | 3.478% | 3.478% | 3.478% | 3.478% | 3.478% | 3.478% | 3.478% | 3.478% | 3.478% | 0% | 0% | 0% | 0% | 0% | 0% | 0% | 0% | 0% | 0% | 0% | 0% | 0% | 100%
| 2022 | 0% | 0% | 0% | 0% | 0% | 0% | 0% | 0% | 0% | 0% | 0% | 0% | 0% | 0% | 0% | 0% | 0% | 0% | 3.421% | 3.421% | 3.421% | 3.421% | 3.421% | 3.421% | 3.421% | 3.421% | 3.421% | 3.046% | 3.082% | 3.506% | 3.96% | 3.476% | 3.476% | 3.476% | 3.476% | 3.476% | 3.476% | 3.476% | 3.476% | 3.476% | 3.476% | 3.476% | 3.476% | 3.476% | 3.476% | 3.476% | 3.476% | 0% | 0% | 0% | 0% | 0% | 0% | 0% | 0% | 0% | 0% | 0% | 0% | 100%
| 2023 | 0% | 0% | 0% | 0% | 0% | 0% | 0% | 0% | 0% | 0% | 0% | 0% | 0% | 0% | 0% | 0% | 0% | 0% | 0% | 3.419% | 3.419% | 3.419% | 3.419% | 3.419% | 3.419% | 3.419% | 3.419% | 3.044% | 3.08% | 3.504% | 3.957% | 3.474% | 3.474% | 3.474% | 3.474% | 3.474% | 3.474% | 3.474% | 3.474% | 3.474% | 3.474% | 3.474% | 3.474% | 3.474% | 3.474% | 3.474% | 3.474% | 3.474% | 0% | 0% | 0% | 0% | 0% | 0% | 0% | 0% | 0% | 0% | 0% | 100%
| 2024 | 0% | 0% | 0% | 0% | 0% | 0% | 0% | 0% | 0% | 0% | 0% | 0% | 0% | 0% | 0% | 0% | 0% | 0% | 0% | 0% | 3.417% | 3.417% | 3.417% | 3.417% | 3.417% | 3.417% | 3.417% | 3.043% | 3.078% | 3.502% | 3.955% | 3.472% | 3.472% | 3.472% | 3.472% | 3.472% | 3.472% | 3.472% | 3.472% | 3.472% | 3.472% | 3.472% | 3.472% | 3.472% | 3.472% | 3.472% | 3.472% | 3.472% | 3.472% | 0% | 0% | 0% | 0% | 0% | 0% | 0% | 0% | 0% | 0% | 100%
| 2025 | 0% | 0% | 0% | 0% | 0% | 0% | 0% | 0% | 0% | 0% | 0% | 0% | 0% | 0% | 0% | 0% | 0% | 0% | 0% | 0% | 0% | 3.415% | 3.415% | 3.415% | 3.415% | 3.415% | 3.415% | 3.041% | 3.077% | 3.5% | 3.953% | 3.47% | 3.47% | 3.47% | 3.47% | 3.47% | 3.47% | 3.47% | 3.47% | 3.47% | 3.47% | 3.47% | 3.47% | 3.47% | 3.47% | 3.47% | 3.47% | 3.47% | 3.47% | 3.47% | 0% | 0% | 0% | 0% | 0% | 0% | 0% | 0% | 0% | 100%
| 2026 | 0% | 0% | 0% | 0% | 0% | 0% | 0% | 0% | 0% | 0% | 0% | 0% | 0% | 0% | 0% | 0% | 0% | 0% | 0% | 0% | 0% | 0% | 3.413% | 3.413% | 3.413% | 3.413% | 3.413% | 3.039% | 3.075% | 3.499% | 3.951% | 3.469% | 3.469% | 3.469% | 3.469% | 3.469% | 3.469% | 3.469% | 3.469% | 3.469% | 3.469% | 3.469% | 3.469% | 3.469% | 3.469% | 3.469% | 3.469% | 3.469% | 3.469% | 3.469% | 3.469% | 0% | 0% | 0% | 0% | 0% | 0% | 0% | 0% | 100%
| 2027 | 0% | 0% | 0% | 0% | 0% | 0% | 0% | 0% | 0% | 0% | 0% | 0% | 0% | 0% | 0% | 0% | 0% | 0% | 0% | 0% | 0% | 0% | 0% | 3.411% | 3.411% | 3.411% | 3.411% | 3.038% | 3.073% | 3.497% | 3.949% | 3.467% | 3.467% | 3.467% | 3.467% | 3.467% | 3.467% | 3.467% | 3.467% | 3.467% | 3.467% | 3.467% | 3.467% | 3.467% | 3.467% | 3.467% | 3.467% | 3.467% | 3.467% | 3.467% | 3.467% | 3.467% | 0% | 0% | 0% | 0% | 0% | 0% | 0% | 100%
| 2028 | 0% | 0% | 0% | 0% | 0% | 0% | 0% | 0% | 0% | 0% | 0% | 0% | 0% | 0% | 0% | 0% | 0% | 0% | 0% | 0% | 0% | 0% | 0% | 0% | 3.409% | 3.409% | 3.409% | 3.036% | 3.072% | 3.495% | 3.946% | 3.465% | 3.465% | 3.465% | 3.465% | 3.465% | 3.465% | 3.465% | 3.465% | 3.465% | 3.465% | 3.465% | 3.465% | 3.465% | 3.465% | 3.465% | 3.465% | 3.465% | 3.465% | 3.465% | 3.465% | 3.465% | 3.465% | 0% | 0% | 0% | 0% | 0% | 0% | 100%
| 2029 | 0% | 0% | 0% | 0% | 0% | 0% | 0% | 0% | 0% | 0% | 0% | 0% | 0% | 0% | 0% | 0% | 0% | 0% | 0% | 0% | 0% | 0% | 0% | 0% | 0% | 3.408% | 3.408% | 3.034% | 3.07% | 3.493% | 3.944% | 3.463% | 3.463% | 3.463% | 3.463% | 3.463% | 3.463% | 3.463% | 3.463% | 3.463% | 3.463% | 3.463% | 3.463% | 3.463% | 3.463% | 3.463% | 3.463% | 3.463% | 3.463% | 3.463% | 3.463% | 3.463% | 3.463% | 3.463% | 0% | 0% | 0% | 0% | 0% | 100%
| 2030 | 0% | 0% | 0% | 0% | 0% | 0% | 0% | 0% | 0% | 0% | 0% | 0% | 0% | 0% | 0% | 0% | 0% | 0% | 0% | 0% | 0% | 0% | 0% | 0% | 0% | 0% | 3.406% | 3.033% | 3.068% | 3.491% | 3.942% | 3.461% | 3.461% | 3.461% | 3.461% | 3.461% | 3.461% | 3.461% | 3.461% | 3.461% | 3.461% | 3.461% | 3.461% | 3.461% | 3.461% | 3.461% | 3.461% | 3.461% | 3.461% | 3.461% | 3.461% | 3.461% | 3.461% | 3.461% | 3.461% | 0% | 0% | 0% | 0% | 100%
| 2031 | 0% | 0% | 0% | 0% | 0% | 0% | 0% | 0% | 0% | 0% | 0% | 0% | 0% | 0% | 0% | 0% | 0% | 0% | 0% | 0% | 0% | 0% | 0% | 0% | 0% | 0% | 0% | 3.031% | 3.066% | 3.489% | 3.94% | 3.459% | 3.459% | 3.459% | 3.459% | 3.459% | 3.459% | 3.459% | 3.459% | 3.459% | 3.459% | 3.459% | 3.459% | 3.459% | 3.459% | 3.459% | 3.459% | 3.459% | 3.459% | 3.459% | 3.459% | 3.459% | 3.459% | 3.459% | 3.459% | 3.459% | 0% | 0% | 0% | 100%
| 2032 | 0% | 0% | 0% | 0% | 0% | 0% | 0% | 0% | 0% | 0% | 0% | 0% | 0% | 0% | 0% | 0% | 0% | 0% | 0% | 0% | 0% | 0% | 0% | 0% | 0% | 0% | 0% | 0% | 3.053% | 3.474% | 3.923% | 3.444% | 3.444% | 3.444% | 3.444% | 3.444% | 3.444% | 3.444% | 3.444% | 3.444% | 3.444% | 3.444% | 3.444% | 3.444% | 3.444% | 3.444% | 3.444% | 3.444% | 3.444% | 3.444% | 3.444% | 3.444% | 3.444% | 3.444% | 3.444% | 3.444% | 3.444% | 0% | 0% | 100%
| 2033 | 0% | 0% | 0% | 0% | 0% | 0% | 0% | 0% | 0% | 0% | 0% | 0% | 0% | 0% | 0% | 0% | 0% | 0% | 0% | 0% | 0% | 0% | 0% | 0% | 0% | 0% | 0% | 0% | 0% | 3.473% | 3.922% | 3.444% | 3.444% | 3.444% | 3.444% | 3.444% | 3.444% | 3.444% | 3.444% | 3.444% | 3.444% | 3.444% | 3.444% | 3.444% | 3.444% | 3.444% | 3.444% | 3.444% | 3.444% | 3.444% | 3.444% | 3.444% | 3.444% | 3.444% | 3.444% | 3.444% | 3.444% | 3.072% | 0% | 100%
| 2034 | 0% | 0% | 0% | 0% | 0% | 0% | 0% | 0% | 0% | 0% | 0% | 0% | 0% | 0% | 0% | 0% | 0% | 0% | 0% | 0% | 0% | 0% | 0% | 0% | 0% | 0% | 0% | 0% | 0% | 0% | 3.937% | 3.456% | 3.456% | 3.456% | 3.456% | 3.456% | 3.456% | 3.456% | 3.456% | 3.456% | 3.456% | 3.456% | 3.456% | 3.456% | 3.456% | 3.456% | 3.456% | 3.456% | 3.456% | 3.456% | 3.456% | 3.456% | 3.456% | 3.456% | 3.456% | 3.456% | 3.456% | 3.084% | 3.119% | 100%
Installed UEC (kWh)
|  | Average pre-case UEC | Average post-case UEC
| 1976 | 1976: 0; 1977: 0
| 1977 | 1976: 888047.099; 1977: 888047.099
| 1978 | 1976: 888047.099; 1977: 888047.099
| 1979 | 1976: 888047.099; 1977: 888047.099
| 1980 | 1976: 888047.099; 1977: 888047.099
| 1981 | 1976: 888047.099; 1977: 888047.099
| 1982 | 1976: 888047.099; 1977: 888047.099
| 1983 | 1976: 888047.099; 1977: 888047.099
| 1984 | 1976: 888047.099; 1977: 888047.099
| 1985 | 1976: 888047.099; 1977: 888047.099
| 1986 | 1976: 888047.099; 1977: 888047.099
| 1987 | 1976: 888047.099; 1977: 888047.099
| 1988 | 1976: 888047.099; 1977: 888047.099
| 1989 | 1976: 888047.099; 1977: 888047.099
| 1990 | 1976: 888047.099; 1977: 888047.099
| 1991 | 1976: 888047.099; 1977: 888047.099
| 1992 | 1976: 888047.099; 1977: 888047.099
| 1993 | 1976: 888047.099; 1977: 888047.099
| 1994 | 1976: 888047.099; 1977: 888047.099
| 1995 | 1976: 888047.099; 1977: 888047.099
| 1996 | 1976: 888047.099; 1977: 888047.099
| 1997 | 1976: 888047.099; 1977: 888047.099
| 1998 | 1976: 888047.099; 1977: 888047.099
| 1999 | 1976: 888047.099; 1977: 888047.099
| 2000 | 1976: 888047.099; 1977: 888047.099
| 2001 | 1976: 888047.099; 1977: 888047.099
| 2002 | 1976: 888047.099; 1977: 888047.099
| 2003 | 1976: 888047.099; 1977: 888047.099
| 2004 | 1976: 888047.099; 1977: 888047.099
| 2005 | 1976: 888047.099; 1977: 888047.099
| 2006 | 1976: 888047.099; 1977: 888047.099
| 2007 | 1976: 888047.099; 1977: 888047.099
| 2008 | 1976: 888047.099; 1977: 888047.099
| 2009 | 1976: 888047.099; 1977: 888047.099
| 2010 | 1976: 888047.099; 1977: 888047.099
| 2011 | 1976: 888047.099; 1977: 887428.5332
| 2012 | 1976: 888047.099; 1977: 886810.657
| 2013 | 1976: 888047.099; 1977: 886193.4693
| 2014 | 1976: 888047.099; 1977: 885576.9688
| 2015 | 1976: 888047.099; 1977: 884961.1546
| 2016 | 1976: 888047.099; 1977: 884346.0253
| 2017 | 1976: 888047.099; 1977: 883731.5799
| 2018 | 1976: 888047.099; 1977: 883117.8173
| 2019 | 1976: 888047.099; 1977: 882504.7363
| 2020 | 1976: 888047.099; 1977: 881892.3357
| 2021 | 1976: 888047.099; 1977: 881280.6144
| 2022 | 1976: 888047.099; 1977: 880669.5713
| 2023 | 1976: 888047.099; 1977: 880059.2054
| 2024 | 1976: 888047.099; 1977: 879449.5153
| 2025 | 1976: 888047.099; 1977: 878840.5001
| 2026 | 1976: 888047.099; 1977: 878232.1586
| 2027 | 1976: 888047.099; 1977: 877624.4897
| 2028 | 1976: 888047.099; 1977: 877017.4922
| 2029 | 1976: 888047.099; 1977: 876411.1652
| 2030 | 1976: 888047.099; 1977: 875805.5073
| 2031 | 1976: 888047.099; 1977: 875200.5176
| 2032 | 1976: 888047.099; 1977: 874646.1436
| 2033 | 1976: 888047.099; 1977: 874105.3942
| 2034 | 1976: 888047.099; 1977: 873502.5916

## Stock 1-5HP
1 | 2 | 3 | 4 | 5 | 6 | 7 | 8 | 9 | 10 | 11 | 12 | 13 | 14 | 15 | 16 | 17 | 18 | 19 | 20 | 21 | 22 | 23 | 24 | 25 | 26 | 27 | 28 | 29 | 30 | 31 | 32 | 33 | 34 | 35 | 36 | 37 | 38 | 39 | 40 | 41 | 42 | 43 | 44 | 45 | 46 | 47 | 48 | 49 | 50 | 51 | 1 | 2 | 3 | 4 | 5 | 6 | 7 | 8 | 10 | 11 | 12 | 13 | 14
Initial Year | 1988
[54 empty] | These columns determines total stock, accounting for abandoned units and shipment due to new construction as well as saturation of equipment in household. At least the housing growth can be tailored to the NW, maybe the saturation as well. |  |  |  |  | For Graph- New Shipment
[64 empty] | Product Life Time | 17
DOE Survival | 0 | 0 | 0 | 0 | 0 | 0 | 0 | 0 | 0 | 0 | 0 | 0 | 0 | 0 | 0 | 0 | 0 | 0 | 0 | 0 | 0 | 0 | 0 | 0 | 0 | 0 | 0 | 0 | 0 | 0 | 0 | 0 | 0 | 0 | 0 | 0 | 0 | 0 | 0 | 0 | 0 | 0 | 0 | 0 | 0 | 0 | 0 | 0 | 0 | 0 | [13 empty] | Survival Assumption | 1/Lifetime Survival
1/Lifetime Survival | 0 | 0 | 0 | 0 | 0 | 0 | 0 | 0 | 0 | 0 | 0 | 0 | 0 | 0 | 0 | 0 | 0 | 0 | 0 | 0 | 0 | 0 | 0 | 0 | 0 | 0 | 0 | 0 | 0 | 0 | 0 | 0 | 0 | 0 | 0.058824 | 0.11765 | 0.17647 | 0.23529 | 0.29412 | 0.35294 | 0.41176 | 0.47059 | 0.52941 | 0.58824 | 0.64706 | 0.70588 | 0.76471 | 0.82353 | 0.88235 | 0.94118 |  | New Shipment | Stock | Abandoned units | % of retirements not Replaced | Replacements for Retiring Units | Council's Replacement Assumption | Ship due to new construction | Actual Retirements | Repl. Units | New Cons Units | Total Shipment | 6Plan's Baseline | Abandoned Rate | 0%
| 50 | 49 | 48 | 47 | 46 | 45 | 44 | 43 | 42 | 41 | 40 | 39 | 38 | 37 | 36 | 35 | 34 | 33 | 32 | 31 | 30 | 29 | 28 | 27 | 26 | 25 | 24 | 23 | 22 | 21 | 20 | 19 | 18 | 17 | 16 | 15 | 14 | 13 | 12 | 11 | 10 | 9 | 8 | 7 | 6 | 5 | 4 | 3 | 2 | 1 | Year | Replacement of Retiring units+ New Construction from housing calibrated to historical shipment data | Previous year stock+New construction- abandoned units | Replacement for retiring units* (1-% retirements not replaced) | Average of % retirement not replaced. Based on historical new shipment data: Total stock previous year- sum of units of all vintages; | Total stock from previous year - stock of all vintages this year | Product not included in Supply Curve | Driven by housing growth | Abandoned units+replacements for retiring | precase= actual retirement- abandoned; post- case |  | Replacement unit+New Construction | Not included in supply curve
1988 | 0 | 0 | 0 | 0 | 0 | 0 | 0 | 0 | 0 | 0 | 0 | 0 | 0 | 0 | 0 | 0 | 0 | 0 | 0 | 0 | 0 | 0 | 0 | 0 | 0 | 0 | 0 | 0 | 0 | 0 | 0 | 0 | 0 | 0 | 0 | 0 | 0 | 0 | 0 | 0 | 0 | 0 | 0 | 0 | 0 | 0 | 0 | 0 | 0 | 0 | 1988 | 50596.0579 | 50596.0579
1989 | 0 | 0 | 0 | 0 | 0 | 0 | 0 | 0 | 0 | 0 | 0 | 0 | 0 | 0 | 0 | 0 | 0 | 0 | 0 | 0 | 0 | 0 | 0 | 0 | 0 | 0 | 0 | 0 | 0 | 0 | 0 | 0 | 0 | 0 | 0 | 0 | 0 | 0 | 0 | 0 | 0 | 0 | 0 | 0 | 0 | 0 | 0 | 0 | 0 | 50596.0579 | 1989 | 50596.0579 | 101192.1158
1990 | 0 | 0 | 0 | 0 | 0 | 0 | 0 | 0 | 0 | 0 | 0 | 0 | 0 | 0 | 0 | 0 | 0 | 0 | 0 | 0 | 0 | 0 | 0 | 0 | 0 | 0 | 0 | 0 | 0 | 0 | 0 | 0 | 0 | 0 | 0 | 0 | 0 | 0 | 0 | 0 | 0 | 0 | 0 | 0 | 0 | 0 | 0 | 0 | 50596.0579 | 50596.0579 | 1990 | 50596.0579 | 151788.1737
1991 | 0 | 0 | 0 | 0 | 0 | 0 | 0 | 0 | 0 | 0 | 0 | 0 | 0 | 0 | 0 | 0 | 0 | 0 | 0 | 0 | 0 | 0 | 0 | 0 | 0 | 0 | 0 | 0 | 0 | 0 | 0 | 0 | 0 | 0 | 0 | 0 | 0 | 0 | 0 | 0 | 0 | 0 | 0 | 0 | 0 | 0 | 0 | 50596.0579 | 50596.0579 | 50596.0579 | 1991 | 50596.0579 | 202384.2316
1992 | 0 | 0 | 0 | 0 | 0 | 0 | 0 | 0 | 0 | 0 | 0 | 0 | 0 | 0 | 0 | 0 | 0 | 0 | 0 | 0 | 0 | 0 | 0 | 0 | 0 | 0 | 0 | 0 | 0 | 0 | 0 | 0 | 0 | 0 | 0 | 0 | 0 | 0 | 0 | 0 | 0 | 0 | 0 | 0 | 0 | 0 | 50596.0579 | 50596.0579 | 50596.0579 | 50596.0579 | 1992 | 50596.0579 | 252980.2895
1993 | 0 | 0 | 0 | 0 | 0 | 0 | 0 | 0 | 0 | 0 | 0 | 0 | 0 | 0 | 0 | 0 | 0 | 0 | 0 | 0 | 0 | 0 | 0 | 0 | 0 | 0 | 0 | 0 | 0 | 0 | 0 | 0 | 0 | 0 | 0 | 0 | 0 | 0 | 0 | 0 | 0 | 0 | 0 | 0 | 0 | 50596.0579 | 50596.0579 | 50596.0579 | 50596.0579 | 50596.0579 | 1993 | 50596.0579 | 303576.3474
1994 | 0 | 0 | 0 | 0 | 0 | 0 | 0 | 0 | 0 | 0 | 0 | 0 | 0 | 0 | 0 | 0 | 0 | 0 | 0 | 0 | 0 | 0 | 0 | 0 | 0 | 0 | 0 | 0 | 0 | 0 | 0 | 0 | 0 | 0 | 0 | 0 | 0 | 0 | 0 | 0 | 0 | 0 | 0 | 0 | 50596.0579 | 50596.0579 | 50596.0579 | 50596.0579 | 50596.0579 | 50596.0579 | 1994 | 50596.0579 | 354172.4053
1995 | 0 | 0 | 0 | 0 | 0 | 0 | 0 | 0 | 0 | 0 | 0 | 0 | 0 | 0 | 0 | 0 | 0 | 0 | 0 | 0 | 0 | 0 | 0 | 0 | 0 | 0 | 0 | 0 | 0 | 0 | 0 | 0 | 0 | 0 | 0 | 0 | 0 | 0 | 0 | 0 | 0 | 0 | 0 | 50596.0579 | 50596.0579 | 50596.0579 | 50596.0579 | 50596.0579 | 50596.0579 | 50596.0579 | 1995 | 50596.0579 | 404768.4632
1996 | 0 | 0 | 0 | 0 | 0 | 0 | 0 | 0 | 0 | 0 | 0 | 0 | 0 | 0 | 0 | 0 | 0 | 0 | 0 | 0 | 0 | 0 | 0 | 0 | 0 | 0 | 0 | 0 | 0 | 0 | 0 | 0 | 0 | 0 | 0 | 0 | 0 | 0 | 0 | 0 | 0 | 0 | 50596.0579 | 50596.0579 | 50596.0579 | 50596.0579 | 50596.0579 | 50596.0579 | 50596.0579 | 50596.0579 | 1996 | 50596.0579 | 455364.5211
1997 | 0 | 0 | 0 | 0 | 0 | 0 | 0 | 0 | 0 | 0 | 0 | 0 | 0 | 0 | 0 | 0 | 0 | 0 | 0 | 0 | 0 | 0 | 0 | 0 | 0 | 0 | 0 | 0 | 0 | 0 | 0 | 0 | 0 | 0 | 0 | 0 | 0 | 0 | 0 | 0 | 0 | 50596.0579 | 50596.0579 | 50596.0579 | 50596.0579 | 50596.0579 | 50596.0579 | 50596.0579 | 50596.0579 | 50596.0579 | 1997 | 50596.0579 | 505960.579
1998 | 0 | 0 | 0 | 0 | 0 | 0 | 0 | 0 | 0 | 0 | 0 | 0 | 0 | 0 | 0 | 0 | 0 | 0 | 0 | 0 | 0 | 0 | 0 | 0 | 0 | 0 | 0 | 0 | 0 | 0 | 0 | 0 | 0 | 0 | 0 | 0 | 0 | 0 | 0 | 0 | 50596.0579 | 50596.0579 | 50596.0579 | 50596.0579 | 50596.0579 | 50596.0579 | 50596.0579 | 50596.0579 | 50596.0579 | 50596.0579 | 1998 | 50596.0579 | 556556.6369
1999 | 0 | 0 | 0 | 0 | 0 | 0 | 0 | 0 | 0 | 0 | 0 | 0 | 0 | 0 | 0 | 0 | 0 | 0 | 0 | 0 | 0 | 0 | 0 | 0 | 0 | 0 | 0 | 0 | 0 | 0 | 0 | 0 | 0 | 0 | 0 | 0 | 0 | 0 | 0 | 50596.0579 | 50596.0579 | 50596.0579 | 50596.0579 | 50596.0579 | 50596.0579 | 50596.0579 | 50596.0579 | 50596.0579 | 50596.0579 | 50596.0579 | 1999 | 50596.0579 | 607152.6948
2000 | 0 | 0 | 0 | 0 | 0 | 0 | 0 | 0 | 0 | 0 | 0 | 0 | 0 | 0 | 0 | 0 | 0 | 0 | 0 | 0 | 0 | 0 | 0 | 0 | 0 | 0 | 0 | 0 | 0 | 0 | 0 | 0 | 0 | 0 | 0 | 0 | 0 | 0 | 50596.0579 | 50596.0579 | 50596.0579 | 50596.0579 | 50596.0579 | 50596.0579 | 50596.0579 | 50596.0579 | 50596.0579 | 50596.0579 | 50596.0579 | 50596.0579 | 2000 | 50596.0579 | 657748.7527
2001 | 0 | 0 | 0 | 0 | 0 | 0 | 0 | 0 | 0 | 0 | 0 | 0 | 0 | 0 | 0 | 0 | 0 | 0 | 0 | 0 | 0 | 0 | 0 | 0 | 0 | 0 | 0 | 0 | 0 | 0 | 0 | 0 | 0 | 0 | 0 | 0 | 0 | 50596.0579 | 50596.0579 | 50596.0579 | 50596.0579 | 50596.0579 | 50596.0579 | 50596.0579 | 50596.0579 | 50596.0579 | 50596.0579 | 50596.0579 | 50596.0579 | 50596.0579 | 2001 | 50596.0579 | 708344.8106 |  |  |  |  | 0
2002 | 0 | 0 | 0 | 0 | 0 | 0 | 0 | 0 | 0 | 0 | 0 | 0 | 0 | 0 | 0 | 0 | 0 | 0 | 0 | 0 | 0 | 0 | 0 | 0 | 0 | 0 | 0 | 0 | 0 | 0 | 0 | 0 | 0 | 0 | 0 | 0 | 50596.0579 | 50596.0579 | 50596.0579 | 50596.0579 | 50596.0579 | 50596.0579 | 50596.0579 | 50596.0579 | 50596.0579 | 50596.0579 | 50596.0579 | 50596.0579 | 50596.0579 | 50596.0579 | 2002 | 45052.6011 | 753397.4117 |  |  |  |  | 0
2003 | 0 | 0 | 0 | 0 | 0 | 0 | 0 | 0 | 0 | 0 | 0 | 0 | 0 | 0 | 0 | 0 | 0 | 0 | 0 | 0 | 0 | 0 | 0 | 0 | 0 | 0 | 0 | 0 | 0 | 0 | 0 | 0 | 0 | 0 | 0 | 50596.0579 | 50596.0579 | 50596.0579 | 50596.0579 | 50596.0579 | 50596.0579 | 50596.0579 | 50596.0579 | 50596.0579 | 50596.0579 | 50596.0579 | 50596.0579 | 50596.0579 | 50596.0579 | 45052.6011 | 2003 | 45582.2781 | 798979.6898 |  |  |  |  | 0
2004 | 0 | 0 | 0 | 0 | 0 | 0 | 0 | 0 | 0 | 0 | 0 | 0 | 0 | 0 | 0 | 0 | 0 | 0 | 0 | 0 | 0 | 0 | 0 | 0 | 0 | 0 | 0 | 0 | 0 | 0 | 0 | 0 | 0 | 0 | 50596.0579 | 50596.0579 | 50596.0579 | 50596.0579 | 50596.0579 | 50596.0579 | 50596.0579 | 50596.0579 | 50596.0579 | 50596.0579 | 50596.0579 | 50596.0579 | 50596.0579 | 50596.0579 | 45052.6011 | 45582.2781 | 2004 | 51860.9593 | 850840.6492 |  |  |  |  | 0 | 0
2005 | 0 | 0 | 0 | 0 | 0 | 0 | 0 | 0 | 0 | 0 | 0 | 0 | 0 | 0 | 0 | 0 | 0 | 0 | 0 | 0 | 0 | 0 | 0 | 0 | 0 | 0 | 0 | 0 | 0 | 0 | 0 | 0 | 0 | 50596.0579 | 50596.0579 | 50596.0579 | 50596.0579 | 50596.0579 | 50596.0579 | 50596.0579 | 50596.0579 | 50596.0579 | 50596.0579 | 50596.0579 | 50596.0579 | 50596.0579 | 50596.0579 | 45052.6011 | 45582.2781 | 51860.9593 | 2005 | 58564.937 | 909405.5862 | 0 | 0% | 57745.0279 | 0 | 819.9091 | 57745.0279 | 57745.0279 | 819.9091 | 58564.937 | --
2006 | 0 | 0 | 0 | 0 | 0 | 0 | 0 | 0 | 0 | 0 | 0 | 0 | 0 | 0 | 0 | 0 | 0 | 0 | 0 | 0 | 0 | 0 | 0 | 0 | 0 | 0 | 0 | 0 | 0 | 0 | 0 | 0 | 0 | 50596.0579 | 50596.0579 | 50596.0579 | 50596.0579 | 50596.0579 | 50596.0579 | 50596.0579 | 50596.0579 | 50596.0579 | 50596.0579 | 50596.0579 | 50596.0579 | 50596.0579 | 45052.6011 | 45582.2781 | 51860.9593 | 58564.937 | 2006 | 51415.967 | 910225.4953 | 0 | 0% | 50596.0579 | 0 | 819.9091 | 50596.0579 | 50596.0579 | 819.9091 | 51415.967 | --
2007 | 0 | 0 | 0 | 0 | 0 | 0 | 0 | 0 | 0 | 0 | 0 | 0 | 0 | 0 | 0 | 0 | 0 | 0 | 0 | 0 | 0 | 0 | 0 | 0 | 0 | 0 | 0 | 0 | 0 | 0 | 0 | 0 | 0 | 50596.0579 | 50596.0579 | 50596.0579 | 50596.0579 | 50596.0579 | 50596.0579 | 50596.0579 | 50596.0579 | 50596.0579 | 50596.0579 | 50596.0579 | 50596.0579 | 45052.6011 | 45582.2781 | 51860.9593 | 58564.937 | 51415.967 | 2007 | 51415.967 | 911045.4044 | 0 | 0% | 50596.0579 | 0 | 819.9091 | 50596.0579 | 50596.0579 | 819.9091 | 51415.967 | --
2008 | 0 | 0 | 0 | 0 | 0 | 0 | 0 | 0 | 0 | 0 | 0 | 0 | 0 | 0 | 0 | 0 | 0 | 0 | 0 | 0 | 0 | 0 | 0 | 0 | 0 | 0 | 0 | 0 | 0 | 0 | 0 | 0 | 0 | 50596.0579 | 50596.0579 | 50596.0579 | 50596.0579 | 50596.0579 | 50596.0579 | 50596.0579 | 50596.0579 | 50596.0579 | 50596.0579 | 50596.0579 | 45052.6011 | 45582.2781 | 51860.9593 | 58564.937 | 51415.967 | 51415.967 | 2008 | 51415.967 | 911865.3135 | 0 | 0% | 50596.0579 | 0 | 819.9091 | 50596.0579 | 50596.0579 | 819.9091 | 51415.967 | --
2009 | 0 | 0 | 0 | 0 | 0 | 0 | 0 | 0 | 0 | 0 | 0 | 0 | 0 | 0 | 0 | 0 | 0 | 0 | 0 | 0 | 0 | 0 | 0 | 0 | 0 | 0 | 0 | 0 | 0 | 0 | 0 | 0 | 0 | 50596.0579 | 50596.0579 | 50596.0579 | 50596.0579 | 50596.0579 | 50596.0579 | 50596.0579 | 50596.0579 | 50596.0579 | 50596.0579 | 45052.6011 | 45582.2781 | 51860.9593 | 58564.937 | 51415.967 | 51415.967 | 51415.967 | 2009 | 51415.967 | 912685.2226 | 0 | 0% | 50596.0579 | 0 | 819.9091 | 50596.0579 | 50596.0579 | 819.9091 | 51415.967 | --
2010 | 0 | 0 | 0 | 0 | 0 | 0 | 0 | 0 | 0 | 0 | 0 | 0 | 0 | 0 | 0 | 0 | 0 | 0 | 0 | 0 | 0 | 0 | 0 | 0 | 0 | 0 | 0 | 0 | 0 | 0 | 0 | 0 | 0 | 50596.0579 | 50596.0579 | 50596.0579 | 50596.0579 | 50596.0579 | 50596.0579 | 50596.0579 | 50596.0579 | 50596.0579 | 45052.6011 | 45582.2781 | 51860.9593 | 58564.937 | 51415.967 | 51415.967 | 51415.967 | 51415.967 | 2010 | 51415.967 | 913505.1318 | 0 | 0% | 50596.0579 | 0 | 819.9091 | 50596.0579 | 50596.0579 | 819.9091 | 51415.967 | --
2011 | 0 | 0 | 0 | 0 | 0 | 0 | 0 | 0 | 0 | 0 | 0 | 0 | 0 | 0 | 0 | 0 | 0 | 0 | 0 | 0 | 0 | 0 | 0 | 0 | 0 | 0 | 0 | 0 | 0 | 0 | 0 | 0 | 0 | 50596.0579 | 50596.0579 | 50596.0579 | 50596.0579 | 50596.0579 | 50596.0579 | 50596.0579 | 50596.0579 | 45052.6011 | 45582.2781 | 51860.9593 | 58564.937 | 51415.967 | 51415.967 | 51415.967 | 51415.967 | 51415.967 | 2011 | 51415.967 | 914325.0409 | 0 | 0% | 50596.0579 | 0 | 819.9091 | 50596.0579 | 50596.0579 | 819.9091 | 51415.967 | --
2012 | 0 | 0 | 0 | 0 | 0 | 0 | 0 | 0 | 0 | 0 | 0 | 0 | 0 | 0 | 0 | 0 | 0 | 0 | 0 | 0 | 0 | 0 | 0 | 0 | 0 | 0 | 0 | 0 | 0 | 0 | 0 | 0 | 0 | 50596.0579 | 50596.0579 | 50596.0579 | 50596.0579 | 50596.0579 | 50596.0579 | 50596.0579 | 45052.6011 | 45582.2781 | 51860.9593 | 58564.937 | 51415.967 | 51415.967 | 51415.967 | 51415.967 | 51415.967 | 51415.967 | 2012 | 51415.967 | 915144.95 | 0 | 0% | 50596.0579 | 0 | 819.9091 | 50596.0579 | 50596.0579 | 819.9091 | 51415.967 | --
2013 | 0 | 0 | 0 | 0 | 0 | 0 | 0 | 0 | 0 | 0 | 0 | 0 | 0 | 0 | 0 | 0 | 0 | 0 | 0 | 0 | 0 | 0 | 0 | 0 | 0 | 0 | 0 | 0 | 0 | 0 | 0 | 0 | 0 | 50596.0579 | 50596.0579 | 50596.0579 | 50596.0579 | 50596.0579 | 50596.0579 | 45052.6011 | 45582.2781 | 51860.9593 | 58564.937 | 51415.967 | 51415.967 | 51415.967 | 51415.967 | 51415.967 | 51415.967 | 51415.967 | 2013 | 51415.967 | 915964.8591 | 0 | 0% | 50596.0579 | 0 | 819.9091 | 50596.0579 | 50596.0579 | 819.9091 | 51415.967 | --
2014 | 0 | 0 | 0 | 0 | 0 | 0 | 0 | 0 | 0 | 0 | 0 | 0 | 0 | 0 | 0 | 0 | 0 | 0 | 0 | 0 | 0 | 0 | 0 | 0 | 0 | 0 | 0 | 0 | 0 | 0 | 0 | 0 | 0 | 50596.0579 | 50596.0579 | 50596.0579 | 50596.0579 | 50596.0579 | 45052.6011 | 45582.2781 | 51860.9593 | 58564.937 | 51415.967 | 51415.967 | 51415.967 | 51415.967 | 51415.967 | 51415.967 | 51415.967 | 51415.967 | 2014 | 51415.967 | 916784.7682 | 0 | 0% | 50596.0579 | 0 | 819.9091 | 50596.0579 | 50596.0579 | 819.9091 | 51415.967 | --
2015 | 0 | 0 | 0 | 0 | 0 | 0 | 0 | 0 | 0 | 0 | 0 | 0 | 0 | 0 | 0 | 0 | 0 | 0 | 0 | 0 | 0 | 0 | 0 | 0 | 0 | 0 | 0 | 0 | 0 | 0 | 0 | 0 | 0 | 50596.0579 | 50596.0579 | 50596.0579 | 50596.0579 | 45052.6011 | 45582.2781 | 51860.9593 | 58564.937 | 51415.967 | 51415.967 | 51415.967 | 51415.967 | 51415.967 | 51415.967 | 51415.967 | 51415.967 | 51415.967 | 2015 | 51415.967 | 917604.6774 | 0 | 0% | 50596.0579 | 0 | 819.9091 | 50596.0579 | 50596.0579 | 819.9091 | 51415.967 | --
2016 | 0 | 0 | 0 | 0 | 0 | 0 | 0 | 0 | 0 | 0 | 0 | 0 | 0 | 0 | 0 | 0 | 0 | 0 | 0 | 0 | 0 | 0 | 0 | 0 | 0 | 0 | 0 | 0 | 0 | 0 | 0 | 0 | 0 | 50596.0579 | 50596.0579 | 50596.0579 | 45052.6011 | 45582.2781 | 51860.9593 | 58564.937 | 51415.967 | 51415.967 | 51415.967 | 51415.967 | 51415.967 | 51415.967 | 51415.967 | 51415.967 | 51415.967 | 51415.967 | 2016 | 51415.967 | 918424.5865 | 0 | 0% | 50596.0579 | 0 | 819.9091 | 50596.0579 | 50596.0579 | 819.9091 | 51415.967 | --
2017 | 0 | 0 | 0 | 0 | 0 | 0 | 0 | 0 | 0 | 0 | 0 | 0 | 0 | 0 | 0 | 0 | 0 | 0 | 0 | 0 | 0 | 0 | 0 | 0 | 0 | 0 | 0 | 0 | 0 | 0 | 0 | 0 | 0 | 50596.0579 | 50596.0579 | 45052.6011 | 45582.2781 | 51860.9593 | 58564.937 | 51415.967 | 51415.967 | 51415.967 | 51415.967 | 51415.967 | 51415.967 | 51415.967 | 51415.967 | 51415.967 | 51415.967 | 51415.967 | 2017 | 51415.967 | 919244.4956 | 0 | 0% | 50596.0579 | 0 | 819.9091 | 50596.0579 | 50596.0579 | 819.9091 | 51415.967 | --
2018 | 0 | 0 | 0 | 0 | 0 | 0 | 0 | 0 | 0 | 0 | 0 | 0 | 0 | 0 | 0 | 0 | 0 | 0 | 0 | 0 | 0 | 0 | 0 | 0 | 0 | 0 | 0 | 0 | 0 | 0 | 0 | 0 | 0 | 50596.0579 | 45052.6011 | 45582.2781 | 51860.9593 | 58564.937 | 51415.967 | 51415.967 | 51415.967 | 51415.967 | 51415.967 | 51415.967 | 51415.967 | 51415.967 | 51415.967 | 51415.967 | 51415.967 | 51415.967 | 2018 | 51415.967 | 920064.4047 | 0 | 0% | 50596.0579 | 0 | 819.9091 | 50596.0579 | 50596.0579 | 819.9091 | 51415.967 | --
2019 | 0 | 0 | 0 | 0 | 0 | 0 | 0 | 0 | 0 | 0 | 0 | 0 | 0 | 0 | 0 | 0 | 0 | 0 | 0 | 0 | 0 | 0 | 0 | 0 | 0 | 0 | 0 | 0 | 0 | 0 | 0 | 0 | 0 | 45052.6011 | 45582.2781 | 51860.9593 | 58564.937 | 51415.967 | 51415.967 | 51415.967 | 51415.967 | 51415.967 | 51415.967 | 51415.967 | 51415.967 | 51415.967 | 51415.967 | 51415.967 | 51415.967 | 51415.967 | 2019 | 51415.967 | 920884.3138 | 0 | 0% | 50596.0579 | 0 | 819.9091 | 50596.0579 | 50596.0579 | 819.9091 | 51415.967 | --
2020 | 0 | 0 | 0 | 0 | 0 | 0 | 0 | 0 | 0 | 0 | 0 | 0 | 0 | 0 | 0 | 0 | 0 | 0 | 0 | 0 | 0 | 0 | 0 | 0 | 0 | 0 | 0 | 0 | 0 | 0 | 0 | 0 | 0 | 45582.2781 | 51860.9593 | 58564.937 | 51415.967 | 51415.967 | 51415.967 | 51415.967 | 51415.967 | 51415.967 | 51415.967 | 51415.967 | 51415.967 | 51415.967 | 51415.967 | 51415.967 | 51415.967 | 51415.967 | 2020 | 45872.5102 | 921704.2229 | 0 | 0% | 45052.6011 | 0 | 819.9091 | 45052.6011 | 45052.6011 | 819.9091 | 45872.5102 | --
2021 | 0 | 0 | 0 | 0 | 0 | 0 | 0 | 0 | 0 | 0 | 0 | 0 | 0 | 0 | 0 | 0 | 0 | 0 | 0 | 0 | 0 | 0 | 0 | 0 | 0 | 0 | 0 | 0 | 0 | 0 | 0 | 0 | 0 | 51860.9593 | 58564.937 | 51415.967 | 51415.967 | 51415.967 | 51415.967 | 51415.967 | 51415.967 | 51415.967 | 51415.967 | 51415.967 | 51415.967 | 51415.967 | 51415.967 | 51415.967 | 51415.967 | 45872.5102 | 2021 | 46402.1872 | 922524.1321 | 0 | 0% | 45582.2781 | 0 | 819.9091 | 45582.2781 | 45582.2781 | 819.9091 | 46402.1872 | --
2022 | 0 | 0 | 0 | 0 | 0 | 0 | 0 | 0 | 0 | 0 | 0 | 0 | 0 | 0 | 0 | 0 | 0 | 0 | 0 | 0 | 0 | 0 | 0 | 0 | 0 | 0 | 0 | 0 | 0 | 0 | 0 | 0 | 0 | 58564.937 | 51415.967 | 51415.967 | 51415.967 | 51415.967 | 51415.967 | 51415.967 | 51415.967 | 51415.967 | 51415.967 | 51415.967 | 51415.967 | 51415.967 | 51415.967 | 51415.967 | 45872.5102 | 46402.1872 | 2022 | 52680.8685 | 923344.0412 | 0 | 0% | 51860.9593 | 0 | 819.9091 | 51860.9593 | 51860.9593 | 819.9091 | 52680.8685 | --
2023 | 0 | 0 | 0 | 0 | 0 | 0 | 0 | 0 | 0 | 0 | 0 | 0 | 0 | 0 | 0 | 0 | 0 | 0 | 0 | 0 | 0 | 0 | 0 | 0 | 0 | 0 | 0 | 0 | 0 | 0 | 0 | 0 | 0 | 51415.967 | 51415.967 | 51415.967 | 51415.967 | 51415.967 | 51415.967 | 51415.967 | 51415.967 | 51415.967 | 51415.967 | 51415.967 | 51415.967 | 51415.967 | 51415.967 | 45872.5102 | 46402.1872 | 52680.8685 | 2023 | 59384.8461 | 924163.9503 | 0 | 0% | 58564.937 | 0 | 819.9091 | 58564.937 | 58564.937 | 819.9091 | 59384.8461 | --
2024 | 0 | 0 | 0 | 0 | 0 | 0 | 0 | 0 | 0 | 0 | 0 | 0 | 0 | 0 | 0 | 0 | 0 | 0 | 0 | 0 | 0 | 0 | 0 | 0 | 0 | 0 | 0 | 0 | 0 | 0 | 0 | 0 | 0 | 51415.967 | 51415.967 | 51415.967 | 51415.967 | 51415.967 | 51415.967 | 51415.967 | 51415.967 | 51415.967 | 51415.967 | 51415.967 | 51415.967 | 51415.967 | 45872.5102 | 46402.1872 | 52680.8685 | 59384.8461 | 2024 | 52235.8761 | 924983.8594 | 0 | 0% | 51415.967 | 0 | 819.9091 | 51415.967 | 51415.967 | 819.9091 | 52235.8761 | --
2025 | 0 | 0 | 0 | 0 | 0 | 0 | 0 | 0 | 0 | 0 | 0 | 0 | 0 | 0 | 0 | 0 | 0 | 0 | 0 | 0 | 0 | 0 | 0 | 0 | 0 | 0 | 0 | 0 | 0 | 0 | 0 | 0 | 0 | 51415.967 | 51415.967 | 51415.967 | 51415.967 | 51415.967 | 51415.967 | 51415.967 | 51415.967 | 51415.967 | 51415.967 | 51415.967 | 51415.967 | 45872.5102 | 46402.1872 | 52680.8685 | 59384.8461 | 52235.8761 | 2025 | 52235.8761 | 925803.7685 | 0 | 0% | 51415.967 | 0 | 819.9091 | 51415.967 | 51415.967 | 819.9091 | 52235.8761 | --
2026 | 0 | 0 | 0 | 0 | 0 | 0 | 0 | 0 | 0 | 0 | 0 | 0 | 0 | 0 | 0 | 0 | 0 | 0 | 0 | 0 | 0 | 0 | 0 | 0 | 0 | 0 | 0 | 0 | 0 | 0 | 0 | 0 | 0 | 51415.967 | 51415.967 | 51415.967 | 51415.967 | 51415.967 | 51415.967 | 51415.967 | 51415.967 | 51415.967 | 51415.967 | 51415.967 | 45872.5102 | 46402.1872 | 52680.8685 | 59384.8461 | 52235.8761 | 52235.8761 | 2026 | 52235.8761 | 926623.6777 | 0 | 0% | 51415.967 | 0 | 819.9091 | 51415.967 | 51415.967 | 819.9091 | 52235.8761 | --
2027 | 0 | 0 | 0 | 0 | 0 | 0 | 0 | 0 | 0 | 0 | 0 | 0 | 0 | 0 | 0 | 0 | 0 | 0 | 0 | 0 | 0 | 0 | 0 | 0 | 0 | 0 | 0 | 0 | 0 | 0 | 0 | 0 | 0 | 51415.967 | 51415.967 | 51415.967 | 51415.967 | 51415.967 | 51415.967 | 51415.967 | 51415.967 | 51415.967 | 51415.967 | 45872.5102 | 46402.1872 | 52680.8685 | 59384.8461 | 52235.8761 | 52235.8761 | 52235.8761 | 2027 | 52235.8761 | 927443.5868 | 0 | 0% | 51415.967 | 0 | 819.9091 | 51415.967 | 51415.967 | 819.9091 | 52235.8761 | --
2028 | 0 | 0 | 0 | 0 | 0 | 0 | 0 | 0 | 0 | 0 | 0 | 0 | 0 | 0 | 0 | 0 | 0 | 0 | 0 | 0 | 0 | 0 | 0 | 0 | 0 | 0 | 0 | 0 | 0 | 0 | 0 | 0 | 0 | 51415.967 | 51415.967 | 51415.967 | 51415.967 | 51415.967 | 51415.967 | 51415.967 | 51415.967 | 51415.967 | 45872.5102 | 46402.1872 | 52680.8685 | 59384.8461 | 52235.8761 | 52235.8761 | 52235.8761 | 52235.8761 | 2028 | 52235.8761 | 928263.4959 | 0 | 0% | 51415.967 | 0 | 819.9091 | 51415.967 | 51415.967 | 819.9091 | 52235.8761 | --
2029 | 0 | 0 | 0 | 0 | 0 | 0 | 0 | 0 | 0 | 0 | 0 | 0 | 0 | 0 | 0 | 0 | 0 | 0 | 0 | 0 | 0 | 0 | 0 | 0 | 0 | 0 | 0 | 0 | 0 | 0 | 0 | 0 | 0 | 51415.967 | 51415.967 | 51415.967 | 51415.967 | 51415.967 | 51415.967 | 51415.967 | 51415.967 | 45872.5102 | 46402.1872 | 52680.8685 | 59384.8461 | 52235.8761 | 52235.8761 | 52235.8761 | 52235.8761 | 52235.8761 | 2029 | 52235.8761 | 929083.405 | 0 | 0% | 51415.967 | 0 | 819.9091 | 51415.967 | 51415.967 | 819.9091 | 52235.8761 | --
2030 | 0 | 0 | 0 | 0 | 0 | 0 | 0 | 0 | 0 | 0 | 0 | 0 | 0 | 0 | 0 | 0 | 0 | 0 | 0 | 0 | 0 | 0 | 0 | 0 | 0 | 0 | 0 | 0 | 0 | 0 | 0 | 0 | 0 | 51415.967 | 51415.967 | 51415.967 | 51415.967 | 51415.967 | 51415.967 | 51415.967 | 45872.5102 | 46402.1872 | 52680.8685 | 59384.8461 | 52235.8761 | 52235.8761 | 52235.8761 | 52235.8761 | 52235.8761 | 52235.8761 | 2030 | 52235.8761 | 929903.3141 | 0 | 0% | 51415.967 | 0 | 819.9091 | 51415.967 | 51415.967 | 819.9091 | 52235.8761 | --
2031 | 0 | 0 | 0 | 0 | 0 | 0 | 0 | 0 | 0 | 0 | 0 | 0 | 0 | 0 | 0 | 0 | 0 | 0 | 0 | 0 | 0 | 0 | 0 | 0 | 0 | 0 | 0 | 0 | 0 | 0 | 0 | 0 | 0 | 51415.967 | 51415.967 | 51415.967 | 51415.967 | 51415.967 | 51415.967 | 45872.5102 | 46402.1872 | 52680.8685 | 59384.8461 | 52235.8761 | 52235.8761 | 52235.8761 | 52235.8761 | 52235.8761 | 52235.8761 | 52235.8761 | 2031 | 52235.8761 | 930723.2232 | 0 | 0% | 51415.967 | 0 | 819.9091 | 51415.967 | 51415.967 | 819.9091 | 52235.8761 | --
2032 | 0 | 0 | 0 | 0 | 0 | 0 | 0 | 0 | 0 | 0 | 0 | 0 | 0 | 0 | 0 | 0 | 0 | 0 | 0 | 0 | 0 | 0 | 0 | 0 | 0 | 0 | 0 | 0 | 0 | 0 | 0 | 0 | 0 | 51415.967 | 51415.967 | 51415.967 | 51415.967 | 51415.967 | 45872.5102 | 46402.1872 | 52680.8685 | 59384.8461 | 52235.8761 | 52235.8761 | 52235.8761 | 52235.8761 | 52235.8761 | 52235.8761 | 52235.8761 | 52235.8761 | 2032 | 52235.8761 | 931543.1324 | 0 | 0% | 51415.967 | 0 | 819.9091 | 51415.967 | 51415.967 | 819.9091 | 52235.8761 | --
2033 | 0 | 0 | 0 | 0 | 0 | 0 | 0 | 0 | 0 | 0 | 0 | 0 | 0 | 0 | 0 | 0 | 0 | 0 | 0 | 0 | 0 | 0 | 0 | 0 | 0 | 0 | 0 | 0 | 0 | 0 | 0 | 0 | 0 | 51415.967 | 51415.967 | 51415.967 | 51415.967 | 45872.5102 | 46402.1872 | 52680.8685 | 59384.8461 | 52235.8761 | 52235.8761 | 52235.8761 | 52235.8761 | 52235.8761 | 52235.8761 | 52235.8761 | 52235.8761 | 52235.8761 | 2033 | 52235.8761 | 932363.0415 | 0 | 0% | 51415.967 | 0 | 819.9091 | 51415.967 | 51415.967 | 819.9091 | 52235.8761 | --
2034 | 0 | 0 | 0 | 0 | 0 | 0 | 0 | 0 | 0 | 0 | 0 | 0 | 0 | 0 | 0 | 0 | 0 | 0 | 0 | 0 | 0 | 0 | 0 | 0 | 0 | 0 | 0 | 0 | 0 | 0 | 0 | 0 | 0 | 51415.967 | 51415.967 | 51415.967 | 45872.5102 | 46402.1872 | 52680.8685 | 59384.8461 | 52235.8761 | 52235.8761 | 52235.8761 | 52235.8761 | 52235.8761 | 52235.8761 | 52235.8761 | 52235.8761 | 52235.8761 | 52235.8761 | 2034 | 52235.8761 | 933182.9506 | 0 | 0% | 51415.967 | 0 | 819.9091 | 51415.967 | 51415.967 | 819.9091 | 52235.8761 | --

## Stock 6-20HP
1 | 2 | 3 | 4 | 5 | 6 | 7 | 8 | 9 | 10 | 11 | 12 | 13 | 14 | 15 | 16 | 17 | 18 | 19 | 20 | 21 | 22 | 23 | 24 | 25 | 26 | 27 | 28 | 29 | 30 | 31 | 32 | 33 | 34 | 35 | 36 | 37 | 38 | 39 | 40 | 41 | 42 | 43 | 44 | 45 | 46 | 47 | 48 | 49 | 50 | 51 | 1 | 2 | 3 | 4 | 5 | 6 | 7 | 8 | 10 | 11 | 12 | 13 | 14
Initial Year | 1986
[54 empty] | These columns determines total stock, accounting for abandoned units and shipment due to new construction as well as saturation of equipment in household. At least the housing growth can be tailored to the NW, maybe the saturation as well. |  |  |  |  | For Graph- New Shipment
[64 empty] | Product Life Time | 19
DOE Survival | 0 | 0 | 0 | 0 | 0 | 0 | 0 | 0 | 0 | 0 | 0 | 0 | 0 | 0 | 0 | 0 | 0 | 0 | 0 | 0 | 0 | 0 | 0 | 0 | 0 | 0 | 0 | 0 | 0 | 0 | 0 | 0 | 0 | 0 | 0 | 0 | 0 | 0 | 0 | 0 | 0 | 0 | 0 | 0 | 0 | 0 | 0 | 0 | 0 | 0 | [13 empty] | Survival Assumption | 1/Lifetime Survival
1/Lifetime Survival | 0 | 0 | 0 | 0 | 0 | 0 | 0 | 0 | 0 | 0 | 0 | 0 | 0 | 0 | 0 | 0 | 0 | 0 | 0 | 0 | 0 | 0 | 0 | 0 | 0 | 0 | 0 | 0 | 0 | 0 | 0 | 0 | 0.052632 | 0.10526 | 0.15789 | 0.21053 | 0.26316 | 0.31579 | 0.36842 | 0.42105 | 0.47368 | 0.52632 | 0.57895 | 0.63158 | 0.68421 | 0.73684 | 0.78947 | 0.84211 | 0.89474 | 0.94737 |  | New Shipment | Stock | Abandoned units | % of retirements not Replaced | Replacements for Retiring Units | Council's Replacement Assumption | Ship due to new construction | Actual Retirements | Repl. Units | New Cons Units | Total Shipment | 6Plan's Baseline | Abandoned Rate | 0%
| 50 | 49 | 48 | 47 | 46 | 45 | 44 | 43 | 42 | 41 | 40 | 39 | 38 | 37 | 36 | 35 | 34 | 33 | 32 | 31 | 30 | 29 | 28 | 27 | 26 | 25 | 24 | 23 | 22 | 21 | 20 | 19 | 18 | 17 | 16 | 15 | 14 | 13 | 12 | 11 | 10 | 9 | 8 | 7 | 6 | 5 | 4 | 3 | 2 | 1 | Year | Replacement of Retiring units+ New Construction from housing calibrated to historical shipment data | Previous year stock+New construction- abandoned units | Replacement for retiring units* (1-% retirements not replaced) | Average of % retirement not replaced. Based on historical new shipment data: Total stock previous year- sum of units of all vintages; | Total stock from previous year - stock of all vintages this year | Product not included in Supply Curve | Driven by housing growth | Abandoned units+replacements for retiring | precase= actual retirement- abandoned; post- case |  | Replacement unit+New Construction | Not included in supply curve
1986 | 0 | 0 | 0 | 0 | 0 | 0 | 0 | 0 | 0 | 0 | 0 | 0 | 0 | 0 | 0 | 0 | 0 | 0 | 0 | 0 | 0 | 0 | 0 | 0 | 0 | 0 | 0 | 0 | 0 | 0 | 0 | 0 | 0 | 0 | 0 | 0 | 0 | 0 | 0 | 0 | 0 | 0 | 0 | 0 | 0 | 0 | 0 | 0 | 0 | 0 | 1986 | 16755.7935 | 16755.7935
1987 | 0 | 0 | 0 | 0 | 0 | 0 | 0 | 0 | 0 | 0 | 0 | 0 | 0 | 0 | 0 | 0 | 0 | 0 | 0 | 0 | 0 | 0 | 0 | 0 | 0 | 0 | 0 | 0 | 0 | 0 | 0 | 0 | 0 | 0 | 0 | 0 | 0 | 0 | 0 | 0 | 0 | 0 | 0 | 0 | 0 | 0 | 0 | 0 | 0 | 16755.7935 | 1987 | 16755.7935 | 33511.587
1988 | 0 | 0 | 0 | 0 | 0 | 0 | 0 | 0 | 0 | 0 | 0 | 0 | 0 | 0 | 0 | 0 | 0 | 0 | 0 | 0 | 0 | 0 | 0 | 0 | 0 | 0 | 0 | 0 | 0 | 0 | 0 | 0 | 0 | 0 | 0 | 0 | 0 | 0 | 0 | 0 | 0 | 0 | 0 | 0 | 0 | 0 | 0 | 0 | 16755.7935 | 16755.7935 | 1988 | 16755.7935 | 50267.3804
1989 | 0 | 0 | 0 | 0 | 0 | 0 | 0 | 0 | 0 | 0 | 0 | 0 | 0 | 0 | 0 | 0 | 0 | 0 | 0 | 0 | 0 | 0 | 0 | 0 | 0 | 0 | 0 | 0 | 0 | 0 | 0 | 0 | 0 | 0 | 0 | 0 | 0 | 0 | 0 | 0 | 0 | 0 | 0 | 0 | 0 | 0 | 0 | 16755.7935 | 16755.7935 | 16755.7935 | 1989 | 16755.7935 | 67023.1739
1990 | 0 | 0 | 0 | 0 | 0 | 0 | 0 | 0 | 0 | 0 | 0 | 0 | 0 | 0 | 0 | 0 | 0 | 0 | 0 | 0 | 0 | 0 | 0 | 0 | 0 | 0 | 0 | 0 | 0 | 0 | 0 | 0 | 0 | 0 | 0 | 0 | 0 | 0 | 0 | 0 | 0 | 0 | 0 | 0 | 0 | 0 | 16755.7935 | 16755.7935 | 16755.7935 | 16755.7935 | 1990 | 16755.7935 | 83778.9674
1991 | 0 | 0 | 0 | 0 | 0 | 0 | 0 | 0 | 0 | 0 | 0 | 0 | 0 | 0 | 0 | 0 | 0 | 0 | 0 | 0 | 0 | 0 | 0 | 0 | 0 | 0 | 0 | 0 | 0 | 0 | 0 | 0 | 0 | 0 | 0 | 0 | 0 | 0 | 0 | 0 | 0 | 0 | 0 | 0 | 0 | 16755.7935 | 16755.7935 | 16755.7935 | 16755.7935 | 16755.7935 | 1991 | 16755.7935 | 100534.7609
1992 | 0 | 0 | 0 | 0 | 0 | 0 | 0 | 0 | 0 | 0 | 0 | 0 | 0 | 0 | 0 | 0 | 0 | 0 | 0 | 0 | 0 | 0 | 0 | 0 | 0 | 0 | 0 | 0 | 0 | 0 | 0 | 0 | 0 | 0 | 0 | 0 | 0 | 0 | 0 | 0 | 0 | 0 | 0 | 0 | 16755.7935 | 16755.7935 | 16755.7935 | 16755.7935 | 16755.7935 | 16755.7935 | 1992 | 16755.7935 | 117290.5543
1993 | 0 | 0 | 0 | 0 | 0 | 0 | 0 | 0 | 0 | 0 | 0 | 0 | 0 | 0 | 0 | 0 | 0 | 0 | 0 | 0 | 0 | 0 | 0 | 0 | 0 | 0 | 0 | 0 | 0 | 0 | 0 | 0 | 0 | 0 | 0 | 0 | 0 | 0 | 0 | 0 | 0 | 0 | 0 | 16755.7935 | 16755.7935 | 16755.7935 | 16755.7935 | 16755.7935 | 16755.7935 | 16755.7935 | 1993 | 16755.7935 | 134046.3478
1994 | 0 | 0 | 0 | 0 | 0 | 0 | 0 | 0 | 0 | 0 | 0 | 0 | 0 | 0 | 0 | 0 | 0 | 0 | 0 | 0 | 0 | 0 | 0 | 0 | 0 | 0 | 0 | 0 | 0 | 0 | 0 | 0 | 0 | 0 | 0 | 0 | 0 | 0 | 0 | 0 | 0 | 0 | 16755.7935 | 16755.7935 | 16755.7935 | 16755.7935 | 16755.7935 | 16755.7935 | 16755.7935 | 16755.7935 | 1994 | 16755.7935 | 150802.1413
1995 | 0 | 0 | 0 | 0 | 0 | 0 | 0 | 0 | 0 | 0 | 0 | 0 | 0 | 0 | 0 | 0 | 0 | 0 | 0 | 0 | 0 | 0 | 0 | 0 | 0 | 0 | 0 | 0 | 0 | 0 | 0 | 0 | 0 | 0 | 0 | 0 | 0 | 0 | 0 | 0 | 0 | 16755.7935 | 16755.7935 | 16755.7935 | 16755.7935 | 16755.7935 | 16755.7935 | 16755.7935 | 16755.7935 | 16755.7935 | 1995 | 16755.7935 | 167557.9348
1996 | 0 | 0 | 0 | 0 | 0 | 0 | 0 | 0 | 0 | 0 | 0 | 0 | 0 | 0 | 0 | 0 | 0 | 0 | 0 | 0 | 0 | 0 | 0 | 0 | 0 | 0 | 0 | 0 | 0 | 0 | 0 | 0 | 0 | 0 | 0 | 0 | 0 | 0 | 0 | 0 | 16755.7935 | 16755.7935 | 16755.7935 | 16755.7935 | 16755.7935 | 16755.7935 | 16755.7935 | 16755.7935 | 16755.7935 | 16755.7935 | 1996 | 16755.7935 | 184313.7282
1997 | 0 | 0 | 0 | 0 | 0 | 0 | 0 | 0 | 0 | 0 | 0 | 0 | 0 | 0 | 0 | 0 | 0 | 0 | 0 | 0 | 0 | 0 | 0 | 0 | 0 | 0 | 0 | 0 | 0 | 0 | 0 | 0 | 0 | 0 | 0 | 0 | 0 | 0 | 0 | 16755.7935 | 16755.7935 | 16755.7935 | 16755.7935 | 16755.7935 | 16755.7935 | 16755.7935 | 16755.7935 | 16755.7935 | 16755.7935 | 16755.7935 | 1997 | 16755.7935 | 201069.5217
1998 | 0 | 0 | 0 | 0 | 0 | 0 | 0 | 0 | 0 | 0 | 0 | 0 | 0 | 0 | 0 | 0 | 0 | 0 | 0 | 0 | 0 | 0 | 0 | 0 | 0 | 0 | 0 | 0 | 0 | 0 | 0 | 0 | 0 | 0 | 0 | 0 | 0 | 0 | 16755.7935 | 16755.7935 | 16755.7935 | 16755.7935 | 16755.7935 | 16755.7935 | 16755.7935 | 16755.7935 | 16755.7935 | 16755.7935 | 16755.7935 | 16755.7935 | 1998 | 16755.7935 | 217825.3152
1999 | 0 | 0 | 0 | 0 | 0 | 0 | 0 | 0 | 0 | 0 | 0 | 0 | 0 | 0 | 0 | 0 | 0 | 0 | 0 | 0 | 0 | 0 | 0 | 0 | 0 | 0 | 0 | 0 | 0 | 0 | 0 | 0 | 0 | 0 | 0 | 0 | 0 | 16755.7935 | 16755.7935 | 16755.7935 | 16755.7935 | 16755.7935 | 16755.7935 | 16755.7935 | 16755.7935 | 16755.7935 | 16755.7935 | 16755.7935 | 16755.7935 | 16755.7935 | 1999 | 16755.7935 | 234581.1087
2000 | 0 | 0 | 0 | 0 | 0 | 0 | 0 | 0 | 0 | 0 | 0 | 0 | 0 | 0 | 0 | 0 | 0 | 0 | 0 | 0 | 0 | 0 | 0 | 0 | 0 | 0 | 0 | 0 | 0 | 0 | 0 | 0 | 0 | 0 | 0 | 0 | 16755.7935 | 16755.7935 | 16755.7935 | 16755.7935 | 16755.7935 | 16755.7935 | 16755.7935 | 16755.7935 | 16755.7935 | 16755.7935 | 16755.7935 | 16755.7935 | 16755.7935 | 16755.7935 | 2000 | 16755.7935 | 251336.9021
2001 | 0 | 0 | 0 | 0 | 0 | 0 | 0 | 0 | 0 | 0 | 0 | 0 | 0 | 0 | 0 | 0 | 0 | 0 | 0 | 0 | 0 | 0 | 0 | 0 | 0 | 0 | 0 | 0 | 0 | 0 | 0 | 0 | 0 | 0 | 0 | 16755.7935 | 16755.7935 | 16755.7935 | 16755.7935 | 16755.7935 | 16755.7935 | 16755.7935 | 16755.7935 | 16755.7935 | 16755.7935 | 16755.7935 | 16755.7935 | 16755.7935 | 16755.7935 | 16755.7935 | 2001 | 16755.7935 | 268092.6956 |  |  |  |  | 0
2002 | 0 | 0 | 0 | 0 | 0 | 0 | 0 | 0 | 0 | 0 | 0 | 0 | 0 | 0 | 0 | 0 | 0 | 0 | 0 | 0 | 0 | 0 | 0 | 0 | 0 | 0 | 0 | 0 | 0 | 0 | 0 | 0 | 0 | 0 | 16755.7935 | 16755.7935 | 16755.7935 | 16755.7935 | 16755.7935 | 16755.7935 | 16755.7935 | 16755.7935 | 16755.7935 | 16755.7935 | 16755.7935 | 16755.7935 | 16755.7935 | 16755.7935 | 16755.7935 | 16755.7935 | 2002 | 16755.7935 | 284848.4891 |  |  |  |  | 0
2003 | 0 | 0 | 0 | 0 | 0 | 0 | 0 | 0 | 0 | 0 | 0 | 0 | 0 | 0 | 0 | 0 | 0 | 0 | 0 | 0 | 0 | 0 | 0 | 0 | 0 | 0 | 0 | 0 | 0 | 0 | 0 | 0 | 0 | 16755.7935 | 16755.7935 | 16755.7935 | 16755.7935 | 16755.7935 | 16755.7935 | 16755.7935 | 16755.7935 | 16755.7935 | 16755.7935 | 16755.7935 | 16755.7935 | 16755.7935 | 16755.7935 | 16755.7935 | 16755.7935 | 16755.7935 | 2003 | 16952.789 | 301801.278 |  |  |  |  | 0
2004 | 0 | 0 | 0 | 0 | 0 | 0 | 0 | 0 | 0 | 0 | 0 | 0 | 0 | 0 | 0 | 0 | 0 | 0 | 0 | 0 | 0 | 0 | 0 | 0 | 0 | 0 | 0 | 0 | 0 | 0 | 0 | 0 | 16755.7935 | 16755.7935 | 16755.7935 | 16755.7935 | 16755.7935 | 16755.7935 | 16755.7935 | 16755.7935 | 16755.7935 | 16755.7935 | 16755.7935 | 16755.7935 | 16755.7935 | 16755.7935 | 16755.7935 | 16755.7935 | 16755.7935 | 16952.789 | 2004 | 19287.9324 | 321089.2105 |  |  |  |  | 0 | 0
2005 | 0 | 0 | 0 | 0 | 0 | 0 | 0 | 0 | 0 | 0 | 0 | 0 | 0 | 0 | 0 | 0 | 0 | 0 | 0 | 0 | 0 | 0 | 0 | 0 | 0 | 0 | 0 | 0 | 0 | 0 | 0 | 16755.7935 | 16755.7935 | 16755.7935 | 16755.7935 | 16755.7935 | 16755.7935 | 16755.7935 | 16755.7935 | 16755.7935 | 16755.7935 | 16755.7935 | 16755.7935 | 16755.7935 | 16755.7935 | 16755.7935 | 16755.7935 | 16755.7935 | 16952.789 | 19287.9324 | 2005 | 21781.2505 | 342870.4609 | 0 | 0% | 21476.313 | 0 | 304.9375 | 21476.313 | 21476.313 | 304.9375 | 21781.2505 | --
2006 | 0 | 0 | 0 | 0 | 0 | 0 | 0 | 0 | 0 | 0 | 0 | 0 | 0 | 0 | 0 | 0 | 0 | 0 | 0 | 0 | 0 | 0 | 0 | 0 | 0 | 0 | 0 | 0 | 0 | 0 | 0 | 16755.7935 | 16755.7935 | 16755.7935 | 16755.7935 | 16755.7935 | 16755.7935 | 16755.7935 | 16755.7935 | 16755.7935 | 16755.7935 | 16755.7935 | 16755.7935 | 16755.7935 | 16755.7935 | 16755.7935 | 16755.7935 | 16952.789 | 19287.9324 | 21781.2505 | 2006 | 17060.731 | 343175.3985 | 0 | 0% | 16755.7935 | 0 | 304.9375 | 16755.7935 | 16755.7935 | 304.9375 | 17060.731 | --
2007 | 0 | 0 | 0 | 0 | 0 | 0 | 0 | 0 | 0 | 0 | 0 | 0 | 0 | 0 | 0 | 0 | 0 | 0 | 0 | 0 | 0 | 0 | 0 | 0 | 0 | 0 | 0 | 0 | 0 | 0 | 0 | 16755.7935 | 16755.7935 | 16755.7935 | 16755.7935 | 16755.7935 | 16755.7935 | 16755.7935 | 16755.7935 | 16755.7935 | 16755.7935 | 16755.7935 | 16755.7935 | 16755.7935 | 16755.7935 | 16755.7935 | 16952.789 | 19287.9324 | 21781.2505 | 17060.731 | 2007 | 17060.731 | 343480.336 | 0 | 0% | 16755.7935 | 0 | 304.9375 | 16755.7935 | 16755.7935 | 304.9375 | 17060.731 | --
2008 | 0 | 0 | 0 | 0 | 0 | 0 | 0 | 0 | 0 | 0 | 0 | 0 | 0 | 0 | 0 | 0 | 0 | 0 | 0 | 0 | 0 | 0 | 0 | 0 | 0 | 0 | 0 | 0 | 0 | 0 | 0 | 16755.7935 | 16755.7935 | 16755.7935 | 16755.7935 | 16755.7935 | 16755.7935 | 16755.7935 | 16755.7935 | 16755.7935 | 16755.7935 | 16755.7935 | 16755.7935 | 16755.7935 | 16755.7935 | 16952.789 | 19287.9324 | 21781.2505 | 17060.731 | 17060.731 | 2008 | 17060.731 | 343785.2735 | 0 | 0% | 16755.7935 | 0 | 304.9375 | 16755.7935 | 16755.7935 | 304.9375 | 17060.731 | --
2009 | 0 | 0 | 0 | 0 | 0 | 0 | 0 | 0 | 0 | 0 | 0 | 0 | 0 | 0 | 0 | 0 | 0 | 0 | 0 | 0 | 0 | 0 | 0 | 0 | 0 | 0 | 0 | 0 | 0 | 0 | 0 | 16755.7935 | 16755.7935 | 16755.7935 | 16755.7935 | 16755.7935 | 16755.7935 | 16755.7935 | 16755.7935 | 16755.7935 | 16755.7935 | 16755.7935 | 16755.7935 | 16755.7935 | 16952.789 | 19287.9324 | 21781.2505 | 17060.731 | 17060.731 | 17060.731 | 2009 | 17060.731 | 344090.211 | 0 | 0% | 16755.7935 | 0 | 304.9375 | 16755.7935 | 16755.7935 | 304.9375 | 17060.731 | --
2010 | 0 | 0 | 0 | 0 | 0 | 0 | 0 | 0 | 0 | 0 | 0 | 0 | 0 | 0 | 0 | 0 | 0 | 0 | 0 | 0 | 0 | 0 | 0 | 0 | 0 | 0 | 0 | 0 | 0 | 0 | 0 | 16755.7935 | 16755.7935 | 16755.7935 | 16755.7935 | 16755.7935 | 16755.7935 | 16755.7935 | 16755.7935 | 16755.7935 | 16755.7935 | 16755.7935 | 16755.7935 | 16952.789 | 19287.9324 | 21781.2505 | 17060.731 | 17060.731 | 17060.731 | 17060.731 | 2010 | 17060.731 | 344395.1485 | 0 | 0% | 16755.7935 | 0 | 304.9375 | 16755.7935 | 16755.7935 | 304.9375 | 17060.731 | --
2011 | 0 | 0 | 0 | 0 | 0 | 0 | 0 | 0 | 0 | 0 | 0 | 0 | 0 | 0 | 0 | 0 | 0 | 0 | 0 | 0 | 0 | 0 | 0 | 0 | 0 | 0 | 0 | 0 | 0 | 0 | 0 | 16755.7935 | 16755.7935 | 16755.7935 | 16755.7935 | 16755.7935 | 16755.7935 | 16755.7935 | 16755.7935 | 16755.7935 | 16755.7935 | 16755.7935 | 16952.789 | 19287.9324 | 21781.2505 | 17060.731 | 17060.731 | 17060.731 | 17060.731 | 17060.731 | 2011 | 17060.731 | 344700.086 | 0 | 0% | 16755.7935 | 0 | 304.9375 | 16755.7935 | 16755.7935 | 304.9375 | 17060.731 | --
2012 | 0 | 0 | 0 | 0 | 0 | 0 | 0 | 0 | 0 | 0 | 0 | 0 | 0 | 0 | 0 | 0 | 0 | 0 | 0 | 0 | 0 | 0 | 0 | 0 | 0 | 0 | 0 | 0 | 0 | 0 | 0 | 16755.7935 | 16755.7935 | 16755.7935 | 16755.7935 | 16755.7935 | 16755.7935 | 16755.7935 | 16755.7935 | 16755.7935 | 16755.7935 | 16952.789 | 19287.9324 | 21781.2505 | 17060.731 | 17060.731 | 17060.731 | 17060.731 | 17060.731 | 17060.731 | 2012 | 17060.731 | 345005.0235 | 0 | 0% | 16755.7935 | 0 | 304.9375 | 16755.7935 | 16755.7935 | 304.9375 | 17060.731 | --
2013 | 0 | 0 | 0 | 0 | 0 | 0 | 0 | 0 | 0 | 0 | 0 | 0 | 0 | 0 | 0 | 0 | 0 | 0 | 0 | 0 | 0 | 0 | 0 | 0 | 0 | 0 | 0 | 0 | 0 | 0 | 0 | 16755.7935 | 16755.7935 | 16755.7935 | 16755.7935 | 16755.7935 | 16755.7935 | 16755.7935 | 16755.7935 | 16755.7935 | 16952.789 | 19287.9324 | 21781.2505 | 17060.731 | 17060.731 | 17060.731 | 17060.731 | 17060.731 | 17060.731 | 17060.731 | 2013 | 17060.731 | 345309.961 | 0 | 0% | 16755.7935 | 0 | 304.9375 | 16755.7935 | 16755.7935 | 304.9375 | 17060.731 | --
2014 | 0 | 0 | 0 | 0 | 0 | 0 | 0 | 0 | 0 | 0 | 0 | 0 | 0 | 0 | 0 | 0 | 0 | 0 | 0 | 0 | 0 | 0 | 0 | 0 | 0 | 0 | 0 | 0 | 0 | 0 | 0 | 16755.7935 | 16755.7935 | 16755.7935 | 16755.7935 | 16755.7935 | 16755.7935 | 16755.7935 | 16755.7935 | 16952.789 | 19287.9324 | 21781.2505 | 17060.731 | 17060.731 | 17060.731 | 17060.731 | 17060.731 | 17060.731 | 17060.731 | 17060.731 | 2014 | 17060.731 | 345614.8985 | 0 | 0% | 16755.7935 | 0 | 304.9375 | 16755.7935 | 16755.7935 | 304.9375 | 17060.731 | --
2015 | 0 | 0 | 0 | 0 | 0 | 0 | 0 | 0 | 0 | 0 | 0 | 0 | 0 | 0 | 0 | 0 | 0 | 0 | 0 | 0 | 0 | 0 | 0 | 0 | 0 | 0 | 0 | 0 | 0 | 0 | 0 | 16755.7935 | 16755.7935 | 16755.7935 | 16755.7935 | 16755.7935 | 16755.7935 | 16755.7935 | 16952.789 | 19287.9324 | 21781.2505 | 17060.731 | 17060.731 | 17060.731 | 17060.731 | 17060.731 | 17060.731 | 17060.731 | 17060.731 | 17060.731 | 2015 | 17060.731 | 345919.836 | 0 | 0% | 16755.7935 | 0 | 304.9375 | 16755.7935 | 16755.7935 | 304.9375 | 17060.731 | --
2016 | 0 | 0 | 0 | 0 | 0 | 0 | 0 | 0 | 0 | 0 | 0 | 0 | 0 | 0 | 0 | 0 | 0 | 0 | 0 | 0 | 0 | 0 | 0 | 0 | 0 | 0 | 0 | 0 | 0 | 0 | 0 | 16755.7935 | 16755.7935 | 16755.7935 | 16755.7935 | 16755.7935 | 16755.7935 | 16952.789 | 19287.9324 | 21781.2505 | 17060.731 | 17060.731 | 17060.731 | 17060.731 | 17060.731 | 17060.731 | 17060.731 | 17060.731 | 17060.731 | 17060.731 | 2016 | 17060.731 | 346224.7735 | 0 | 0% | 16755.7935 | 0 | 304.9375 | 16755.7935 | 16755.7935 | 304.9375 | 17060.731 | --
2017 | 0 | 0 | 0 | 0 | 0 | 0 | 0 | 0 | 0 | 0 | 0 | 0 | 0 | 0 | 0 | 0 | 0 | 0 | 0 | 0 | 0 | 0 | 0 | 0 | 0 | 0 | 0 | 0 | 0 | 0 | 0 | 16755.7935 | 16755.7935 | 16755.7935 | 16755.7935 | 16755.7935 | 16952.789 | 19287.9324 | 21781.2505 | 17060.731 | 17060.731 | 17060.731 | 17060.731 | 17060.731 | 17060.731 | 17060.731 | 17060.731 | 17060.731 | 17060.731 | 17060.731 | 2017 | 17060.731 | 346529.711 | 0 | 0% | 16755.7935 | 0 | 304.9375 | 16755.7935 | 16755.7935 | 304.9375 | 17060.731 | --
2018 | 0 | 0 | 0 | 0 | 0 | 0 | 0 | 0 | 0 | 0 | 0 | 0 | 0 | 0 | 0 | 0 | 0 | 0 | 0 | 0 | 0 | 0 | 0 | 0 | 0 | 0 | 0 | 0 | 0 | 0 | 0 | 16755.7935 | 16755.7935 | 16755.7935 | 16755.7935 | 16952.789 | 19287.9324 | 21781.2505 | 17060.731 | 17060.731 | 17060.731 | 17060.731 | 17060.731 | 17060.731 | 17060.731 | 17060.731 | 17060.731 | 17060.731 | 17060.731 | 17060.731 | 2018 | 17060.731 | 346834.6485 | 0 | 0% | 16755.7935 | 0 | 304.9375 | 16755.7935 | 16755.7935 | 304.9375 | 17060.731 | --
2019 | 0 | 0 | 0 | 0 | 0 | 0 | 0 | 0 | 0 | 0 | 0 | 0 | 0 | 0 | 0 | 0 | 0 | 0 | 0 | 0 | 0 | 0 | 0 | 0 | 0 | 0 | 0 | 0 | 0 | 0 | 0 | 16755.7935 | 16755.7935 | 16755.7935 | 16952.789 | 19287.9324 | 21781.2505 | 17060.731 | 17060.731 | 17060.731 | 17060.731 | 17060.731 | 17060.731 | 17060.731 | 17060.731 | 17060.731 | 17060.731 | 17060.731 | 17060.731 | 17060.731 | 2019 | 17060.731 | 347139.586 | 0 | 0% | 16755.7935 | 0 | 304.9375 | 16755.7935 | 16755.7935 | 304.9375 | 17060.731 | --
2020 | 0 | 0 | 0 | 0 | 0 | 0 | 0 | 0 | 0 | 0 | 0 | 0 | 0 | 0 | 0 | 0 | 0 | 0 | 0 | 0 | 0 | 0 | 0 | 0 | 0 | 0 | 0 | 0 | 0 | 0 | 0 | 16755.7935 | 16755.7935 | 16952.789 | 19287.9324 | 21781.2505 | 17060.731 | 17060.731 | 17060.731 | 17060.731 | 17060.731 | 17060.731 | 17060.731 | 17060.731 | 17060.731 | 17060.731 | 17060.731 | 17060.731 | 17060.731 | 17060.731 | 2020 | 17060.731 | 347444.5236 | 0 | 0% | 16755.7935 | 0 | 304.9375 | 16755.7935 | 16755.7935 | 304.9375 | 17060.731 | --
2021 | 0 | 0 | 0 | 0 | 0 | 0 | 0 | 0 | 0 | 0 | 0 | 0 | 0 | 0 | 0 | 0 | 0 | 0 | 0 | 0 | 0 | 0 | 0 | 0 | 0 | 0 | 0 | 0 | 0 | 0 | 0 | 16755.7935 | 16952.789 | 19287.9324 | 21781.2505 | 17060.731 | 17060.731 | 17060.731 | 17060.731 | 17060.731 | 17060.731 | 17060.731 | 17060.731 | 17060.731 | 17060.731 | 17060.731 | 17060.731 | 17060.731 | 17060.731 | 17060.731 | 2021 | 17060.731 | 347749.4611 | 0 | 0% | 16755.7935 | 0 | 304.9375 | 16755.7935 | 16755.7935 | 304.9375 | 17060.731 | --
2022 | 0 | 0 | 0 | 0 | 0 | 0 | 0 | 0 | 0 | 0 | 0 | 0 | 0 | 0 | 0 | 0 | 0 | 0 | 0 | 0 | 0 | 0 | 0 | 0 | 0 | 0 | 0 | 0 | 0 | 0 | 0 | 16952.789 | 19287.9324 | 21781.2505 | 17060.731 | 17060.731 | 17060.731 | 17060.731 | 17060.731 | 17060.731 | 17060.731 | 17060.731 | 17060.731 | 17060.731 | 17060.731 | 17060.731 | 17060.731 | 17060.731 | 17060.731 | 17060.731 | 2022 | 17060.731 | 348054.3986 | 0 | 0% | 16755.7935 | 0 | 304.9375 | 16755.7935 | 16755.7935 | 304.9375 | 17060.731 | --
2023 | 0 | 0 | 0 | 0 | 0 | 0 | 0 | 0 | 0 | 0 | 0 | 0 | 0 | 0 | 0 | 0 | 0 | 0 | 0 | 0 | 0 | 0 | 0 | 0 | 0 | 0 | 0 | 0 | 0 | 0 | 0 | 19287.9324 | 21781.2505 | 17060.731 | 17060.731 | 17060.731 | 17060.731 | 17060.731 | 17060.731 | 17060.731 | 17060.731 | 17060.731 | 17060.731 | 17060.731 | 17060.731 | 17060.731 | 17060.731 | 17060.731 | 17060.731 | 17060.731 | 2023 | 17257.7265 | 348359.3361 | 0 | 0% | 16952.789 | 0 | 304.9375 | 16952.789 | 16952.789 | 304.9375 | 17257.7265 | --
2024 | 0 | 0 | 0 | 0 | 0 | 0 | 0 | 0 | 0 | 0 | 0 | 0 | 0 | 0 | 0 | 0 | 0 | 0 | 0 | 0 | 0 | 0 | 0 | 0 | 0 | 0 | 0 | 0 | 0 | 0 | 0 | 21781.2505 | 17060.731 | 17060.731 | 17060.731 | 17060.731 | 17060.731 | 17060.731 | 17060.731 | 17060.731 | 17060.731 | 17060.731 | 17060.731 | 17060.731 | 17060.731 | 17060.731 | 17060.731 | 17060.731 | 17060.731 | 17257.7265 | 2024 | 19592.8699 | 348664.2736 | 0 | 0% | 19287.9324 | 0 | 304.9375 | 19287.9324 | 19287.9324 | 304.9375 | 19592.8699 | --
2025 | 0 | 0 | 0 | 0 | 0 | 0 | 0 | 0 | 0 | 0 | 0 | 0 | 0 | 0 | 0 | 0 | 0 | 0 | 0 | 0 | 0 | 0 | 0 | 0 | 0 | 0 | 0 | 0 | 0 | 0 | 0 | 17060.731 | 17060.731 | 17060.731 | 17060.731 | 17060.731 | 17060.731 | 17060.731 | 17060.731 | 17060.731 | 17060.731 | 17060.731 | 17060.731 | 17060.731 | 17060.731 | 17060.731 | 17060.731 | 17060.731 | 17257.7265 | 19592.8699 | 2025 | 22086.188 | 348969.2111 | 0 | 0% | 21781.2505 | 0 | 304.9375 | 21781.2505 | 21781.2505 | 304.9375 | 22086.188 | --
2026 | 0 | 0 | 0 | 0 | 0 | 0 | 0 | 0 | 0 | 0 | 0 | 0 | 0 | 0 | 0 | 0 | 0 | 0 | 0 | 0 | 0 | 0 | 0 | 0 | 0 | 0 | 0 | 0 | 0 | 0 | 0 | 17060.731 | 17060.731 | 17060.731 | 17060.731 | 17060.731 | 17060.731 | 17060.731 | 17060.731 | 17060.731 | 17060.731 | 17060.731 | 17060.731 | 17060.731 | 17060.731 | 17060.731 | 17060.731 | 17257.7265 | 19592.8699 | 22086.188 | 2026 | 17365.6685 | 349274.1486 | 0 | 0% | 17060.731 | 0 | 304.9375 | 17060.731 | 17060.731 | 304.9375 | 17365.6685 | --
2027 | 0 | 0 | 0 | 0 | 0 | 0 | 0 | 0 | 0 | 0 | 0 | 0 | 0 | 0 | 0 | 0 | 0 | 0 | 0 | 0 | 0 | 0 | 0 | 0 | 0 | 0 | 0 | 0 | 0 | 0 | 0 | 17060.731 | 17060.731 | 17060.731 | 17060.731 | 17060.731 | 17060.731 | 17060.731 | 17060.731 | 17060.731 | 17060.731 | 17060.731 | 17060.731 | 17060.731 | 17060.731 | 17060.731 | 17257.7265 | 19592.8699 | 22086.188 | 17365.6685 | 2027 | 17365.6685 | 349579.0861 | 0 | 0% | 17060.731 | 0 | 304.9375 | 17060.731 | 17060.731 | 304.9375 | 17365.6685 | --
2028 | 0 | 0 | 0 | 0 | 0 | 0 | 0 | 0 | 0 | 0 | 0 | 0 | 0 | 0 | 0 | 0 | 0 | 0 | 0 | 0 | 0 | 0 | 0 | 0 | 0 | 0 | 0 | 0 | 0 | 0 | 0 | 17060.731 | 17060.731 | 17060.731 | 17060.731 | 17060.731 | 17060.731 | 17060.731 | 17060.731 | 17060.731 | 17060.731 | 17060.731 | 17060.731 | 17060.731 | 17060.731 | 17257.7265 | 19592.8699 | 22086.188 | 17365.6685 | 17365.6685 | 2028 | 17365.6685 | 349884.0236 | 0 | 0% | 17060.731 | 0 | 304.9375 | 17060.731 | 17060.731 | 304.9375 | 17365.6685 | --
2029 | 0 | 0 | 0 | 0 | 0 | 0 | 0 | 0 | 0 | 0 | 0 | 0 | 0 | 0 | 0 | 0 | 0 | 0 | 0 | 0 | 0 | 0 | 0 | 0 | 0 | 0 | 0 | 0 | 0 | 0 | 0 | 17060.731 | 17060.731 | 17060.731 | 17060.731 | 17060.731 | 17060.731 | 17060.731 | 17060.731 | 17060.731 | 17060.731 | 17060.731 | 17060.731 | 17060.731 | 17257.7265 | 19592.8699 | 22086.188 | 17365.6685 | 17365.6685 | 17365.6685 | 2029 | 17365.6685 | 350188.9611 | 0 | 0% | 17060.731 | 0 | 304.9375 | 17060.731 | 17060.731 | 304.9375 | 17365.6685 | --
2030 | 0 | 0 | 0 | 0 | 0 | 0 | 0 | 0 | 0 | 0 | 0 | 0 | 0 | 0 | 0 | 0 | 0 | 0 | 0 | 0 | 0 | 0 | 0 | 0 | 0 | 0 | 0 | 0 | 0 | 0 | 0 | 17060.731 | 17060.731 | 17060.731 | 17060.731 | 17060.731 | 17060.731 | 17060.731 | 17060.731 | 17060.731 | 17060.731 | 17060.731 | 17060.731 | 17257.7265 | 19592.8699 | 22086.188 | 17365.6685 | 17365.6685 | 17365.6685 | 17365.6685 | 2030 | 17365.6685 | 350493.8986 | 0 | 0% | 17060.731 | 0 | 304.9375 | 17060.731 | 17060.731 | 304.9375 | 17365.6685 | --
2031 | 0 | 0 | 0 | 0 | 0 | 0 | 0 | 0 | 0 | 0 | 0 | 0 | 0 | 0 | 0 | 0 | 0 | 0 | 0 | 0 | 0 | 0 | 0 | 0 | 0 | 0 | 0 | 0 | 0 | 0 | 0 | 17060.731 | 17060.731 | 17060.731 | 17060.731 | 17060.731 | 17060.731 | 17060.731 | 17060.731 | 17060.731 | 17060.731 | 17060.731 | 17257.7265 | 19592.8699 | 22086.188 | 17365.6685 | 17365.6685 | 17365.6685 | 17365.6685 | 17365.6685 | 2031 | 17365.6685 | 350798.8361 | 0 | 0% | 17060.731 | 0 | 304.9375 | 17060.731 | 17060.731 | 304.9375 | 17365.6685 | --
2032 | 0 | 0 | 0 | 0 | 0 | 0 | 0 | 0 | 0 | 0 | 0 | 0 | 0 | 0 | 0 | 0 | 0 | 0 | 0 | 0 | 0 | 0 | 0 | 0 | 0 | 0 | 0 | 0 | 0 | 0 | 0 | 17060.731 | 17060.731 | 17060.731 | 17060.731 | 17060.731 | 17060.731 | 17060.731 | 17060.731 | 17060.731 | 17060.731 | 17257.7265 | 19592.8699 | 22086.188 | 17365.6685 | 17365.6685 | 17365.6685 | 17365.6685 | 17365.6685 | 17365.6685 | 2032 | 17365.6685 | 351103.7736 | 0 | 0% | 17060.731 | 0 | 304.9375 | 17060.731 | 17060.731 | 304.9375 | 17365.6685 | --
2033 | 0 | 0 | 0 | 0 | 0 | 0 | 0 | 0 | 0 | 0 | 0 | 0 | 0 | 0 | 0 | 0 | 0 | 0 | 0 | 0 | 0 | 0 | 0 | 0 | 0 | 0 | 0 | 0 | 0 | 0 | 0 | 17060.731 | 17060.731 | 17060.731 | 17060.731 | 17060.731 | 17060.731 | 17060.731 | 17060.731 | 17060.731 | 17257.7265 | 19592.8699 | 22086.188 | 17365.6685 | 17365.6685 | 17365.6685 | 17365.6685 | 17365.6685 | 17365.6685 | 17365.6685 | 2033 | 17365.6685 | 351408.7111 | 0 | 0% | 17060.731 | 0 | 304.9375 | 17060.731 | 17060.731 | 304.9375 | 17365.6685 | --
2034 | 0 | 0 | 0 | 0 | 0 | 0 | 0 | 0 | 0 | 0 | 0 | 0 | 0 | 0 | 0 | 0 | 0 | 0 | 0 | 0 | 0 | 0 | 0 | 0 | 0 | 0 | 0 | 0 | 0 | 0 | 0 | 17060.731 | 17060.731 | 17060.731 | 17060.731 | 17060.731 | 17060.731 | 17060.731 | 17060.731 | 17257.7265 | 19592.8699 | 22086.188 | 17365.6685 | 17365.6685 | 17365.6685 | 17365.6685 | 17365.6685 | 17365.6685 | 17365.6685 | 17365.6685 | 2034 | 17365.6685 | 351713.6486 | 0 | 0% | 17060.731 | 0 | 304.9375 | 17060.731 | 17060.731 | 304.9375 | 17365.6685 | --

## Stock 21-50 HP
1 | 2 | 3 |  | 4 | 5 | 6 | 7 | 8 | 9 | 10 | 11 | 12 | 13 | 14 | 15 | 16 | 17 | 18 | 19 | 20 | 21 | 22 | 23 | 24 | 25 | 26 | 27 | 28 | 29 | 30 | 31 | 32 | 33 | 34 | 35 | 36 | 37 | 38 | 39 | 40 | 41 | 42 | 43 | 44 | 45 | 46 | 47 | 48 | 49 | 50 | 51 | 52 | 53 | 54 | 1 | 2 | 3 | 4 | 5 | 6 | 7 | 8 | 10 | 11 | 12 | 13 | 14
Initial Year | 1983
[58 empty] | These columns determines total stock, accounting for abandoned units and shipment due to new construction as well as saturation of equipment in household. At least the housing growth can be tailored to the NW, maybe the saturation as well. |  |  |  |  | For Graph- New Shipment
[68 empty] | Product Life Time | 22
[68 empty] | Survival Assumption | 1/Lifetime Survival
1/Lifetime Survival | 0 | 0 | 0 | 0 | 0 | 0 | 0 | 0 | 0 | 0 | 0 | 0 | 0 | 0 | 0 | 0 | 0 | 0 | 0 | 0 | 0 | 0 | 0 | 0 | 0 | 0 | 0 | 0 | 0 | 0 | 0 | 0 | 0 | 0.045455 | 0.090909 | 0.13636 | 0.18182 | 0.22727 | 0.27273 | 0.31818 | 0.36364 | 0.40909 | 0.45455 | 0.5 | 0.54545 | 0.59091 | 0.63636 | 0.68182 | 0.72727 | 0.77273 | 0.81818 | 0.86364 | 0.90909 | 0.95455 |  | New Shipment | Stock | Abandoned units | % of retirements not Replaced | Replacements for Retiring Units | Council's Replacement Assumption | Ship due to new construction | Actual Retirements | Repl. Units | New Cons Units | Total Shipment | 6Plan's Baseline | Abandoned Rate | 0%
| 54 | 53 | 52 | 51 | 50 | 49 | 48 | 47 | 46 | 45 | 44 | 43 | 42 | 41 | 40 | 39 | 38 | 37 | 36 | 35 | 34 | 33 | 32 | 31 | 30 | 29 | 28 | 27 | 26 | 25 | 24 | 23 | 22 | 21 | 20 | 19 | 18 | 17 | 16 | 15 | 14 | 13 | 12 | 11 | 10 | 9 | 8 | 7 | 6 | 5 | 4 | 3 | 2 | 1 | Year | Replacement of Retiring units+ New Construction from housing calibrated to historical shipment data | Previous year stock+New construction- abandoned units | Replacement for retiring units* (1-% retirements not replaced) | Average of % retirement not replaced. Based on historical new shipment data: Total stock previous year- sum of units of all vintages; | Total stock from previous year - stock of all vintages this year | Product not included in Supply Curve | Driven by housing growth | Abandoned units+replacements for retiring | precase= actual retirement- abandoned; post- case |  | Replacement unit+New Construction | Not included in supply curve
1983 | 0 | 0 | 0 | 0 | 0 | 0 | 0 | 0 | 0 | 0 | 0 | 0 | 0 | 0 | 0 | 0 | 0 | 0 | 0 | 0 | 0 | 0 | 0 | 0 | 0 | 0 | 0 | 0 | 0 | 0 | 0 | 0 | 0 | 0 | 0 | 0 | 0 | 0 | 0 | 0 | 0 | 0 | 0 | 0 | 0 | 0 | 0 | 0 | 0 | 0 | 0 | 0 | 0 | 0 | 1983 | 3750.7588 | 3750.7588
1984 | 0 | 0 | 0 | 0 | 0 | 0 | 0 | 0 | 0 | 0 | 0 | 0 | 0 | 0 | 0 | 0 | 0 | 0 | 0 | 0 | 0 | 0 | 0 | 0 | 0 | 0 | 0 | 0 | 0 | 0 | 0 | 0 | 0 | 0 | 0 | 0 | 0 | 0 | 0 | 0 | 0 | 0 | 0 | 0 | 0 | 0 | 0 | 0 | 0 | 0 | 0 | 0 | 0 | 3750.7588 | 1984 | 3750.7588 | 7501.5177
1985 | 0 | 0 | 0 | 0 | 0 | 0 | 0 | 0 | 0 | 0 | 0 | 0 | 0 | 0 | 0 | 0 | 0 | 0 | 0 | 0 | 0 | 0 | 0 | 0 | 0 | 0 | 0 | 0 | 0 | 0 | 0 | 0 | 0 | 0 | 0 | 0 | 0 | 0 | 0 | 0 | 0 | 0 | 0 | 0 | 0 | 0 | 0 | 0 | 0 | 0 | 0 | 0 | 3750.7588 | 3750.7588 | 1985 | 3750.7588 | 11252.2765
1986 | 0 | 0 | 0 | 0 | 0 | 0 | 0 | 0 | 0 | 0 | 0 | 0 | 0 | 0 | 0 | 0 | 0 | 0 | 0 | 0 | 0 | 0 | 0 | 0 | 0 | 0 | 0 | 0 | 0 | 0 | 0 | 0 | 0 | 0 | 0 | 0 | 0 | 0 | 0 | 0 | 0 | 0 | 0 | 0 | 0 | 0 | 0 | 0 | 0 | 0 | 0 | 3750.7588 | 3750.7588 | 3750.7588 | 1986 | 3750.7588 | 15003.0353
1987 | 0 | 0 | 0 | 0 | 0 | 0 | 0 | 0 | 0 | 0 | 0 | 0 | 0 | 0 | 0 | 0 | 0 | 0 | 0 | 0 | 0 | 0 | 0 | 0 | 0 | 0 | 0 | 0 | 0 | 0 | 0 | 0 | 0 | 0 | 0 | 0 | 0 | 0 | 0 | 0 | 0 | 0 | 0 | 0 | 0 | 0 | 0 | 0 | 0 | 0 | 3750.7588 | 3750.7588 | 3750.7588 | 3750.7588 | 1987 | 3750.7588 | 18753.7942
1988 | 0 | 0 | 0 | 0 | 0 | 0 | 0 | 0 | 0 | 0 | 0 | 0 | 0 | 0 | 0 | 0 | 0 | 0 | 0 | 0 | 0 | 0 | 0 | 0 | 0 | 0 | 0 | 0 | 0 | 0 | 0 | 0 | 0 | 0 | 0 | 0 | 0 | 0 | 0 | 0 | 0 | 0 | 0 | 0 | 0 | 0 | 0 | 0 | 0 | 3750.7588 | 3750.7588 | 3750.7588 | 3750.7588 | 3750.7588 | 1988 | 3750.7588 | 22504.553
1989 | 0 | 0 | 0 | 0 | 0 | 0 | 0 | 0 | 0 | 0 | 0 | 0 | 0 | 0 | 0 | 0 | 0 | 0 | 0 | 0 | 0 | 0 | 0 | 0 | 0 | 0 | 0 | 0 | 0 | 0 | 0 | 0 | 0 | 0 | 0 | 0 | 0 | 0 | 0 | 0 | 0 | 0 | 0 | 0 | 0 | 0 | 0 | 0 | 3750.7588 | 3750.7588 | 3750.7588 | 3750.7588 | 3750.7588 | 3750.7588 | 1989 | 3750.7588 | 26255.3118
1990 | 0 | 0 | 0 | 0 | 0 | 0 | 0 | 0 | 0 | 0 | 0 | 0 | 0 | 0 | 0 | 0 | 0 | 0 | 0 | 0 | 0 | 0 | 0 | 0 | 0 | 0 | 0 | 0 | 0 | 0 | 0 | 0 | 0 | 0 | 0 | 0 | 0 | 0 | 0 | 0 | 0 | 0 | 0 | 0 | 0 | 0 | 0 | 3750.7588 | 3750.7588 | 3750.7588 | 3750.7588 | 3750.7588 | 3750.7588 | 3750.7588 | 1990 | 3750.7588 | 30006.0707
1991 | 0 | 0 | 0 | 0 | 0 | 0 | 0 | 0 | 0 | 0 | 0 | 0 | 0 | 0 | 0 | 0 | 0 | 0 | 0 | 0 | 0 | 0 | 0 | 0 | 0 | 0 | 0 | 0 | 0 | 0 | 0 | 0 | 0 | 0 | 0 | 0 | 0 | 0 | 0 | 0 | 0 | 0 | 0 | 0 | 0 | 0 | 3750.7588 | 3750.7588 | 3750.7588 | 3750.7588 | 3750.7588 | 3750.7588 | 3750.7588 | 3750.7588 | 1991 | 3750.7588 | 33756.8295
1992 | 0 | 0 | 0 | 0 | 0 | 0 | 0 | 0 | 0 | 0 | 0 | 0 | 0 | 0 | 0 | 0 | 0 | 0 | 0 | 0 | 0 | 0 | 0 | 0 | 0 | 0 | 0 | 0 | 0 | 0 | 0 | 0 | 0 | 0 | 0 | 0 | 0 | 0 | 0 | 0 | 0 | 0 | 0 | 0 | 0 | 3750.7588 | 3750.7588 | 3750.7588 | 3750.7588 | 3750.7588 | 3750.7588 | 3750.7588 | 3750.7588 | 3750.7588 | 1992 | 3750.7588 | 37507.5883
1993 | 0 | 0 | 0 | 0 | 0 | 0 | 0 | 0 | 0 | 0 | 0 | 0 | 0 | 0 | 0 | 0 | 0 | 0 | 0 | 0 | 0 | 0 | 0 | 0 | 0 | 0 | 0 | 0 | 0 | 0 | 0 | 0 | 0 | 0 | 0 | 0 | 0 | 0 | 0 | 0 | 0 | 0 | 0 | 0 | 3750.7588 | 3750.7588 | 3750.7588 | 3750.7588 | 3750.7588 | 3750.7588 | 3750.7588 | 3750.7588 | 3750.7588 | 3750.7588 | 1993 | 3750.7588 | 41258.3472
1994 | 0 | 0 | 0 | 0 | 0 | 0 | 0 | 0 | 0 | 0 | 0 | 0 | 0 | 0 | 0 | 0 | 0 | 0 | 0 | 0 | 0 | 0 | 0 | 0 | 0 | 0 | 0 | 0 | 0 | 0 | 0 | 0 | 0 | 0 | 0 | 0 | 0 | 0 | 0 | 0 | 0 | 0 | 0 | 3750.7588 | 3750.7588 | 3750.7588 | 3750.7588 | 3750.7588 | 3750.7588 | 3750.7588 | 3750.7588 | 3750.7588 | 3750.7588 | 3750.7588 | 1994 | 3750.7588 | 45009.106
1995 | 0 | 0 | 0 | 0 | 0 | 0 | 0 | 0 | 0 | 0 | 0 | 0 | 0 | 0 | 0 | 0 | 0 | 0 | 0 | 0 | 0 | 0 | 0 | 0 | 0 | 0 | 0 | 0 | 0 | 0 | 0 | 0 | 0 | 0 | 0 | 0 | 0 | 0 | 0 | 0 | 0 | 0 | 3750.7588 | 3750.7588 | 3750.7588 | 3750.7588 | 3750.7588 | 3750.7588 | 3750.7588 | 3750.7588 | 3750.7588 | 3750.7588 | 3750.7588 | 3750.7588 | 1995 | 3750.7588 | 48759.8648
1996 | 0 | 0 | 0 | 0 | 0 | 0 | 0 | 0 | 0 | 0 | 0 | 0 | 0 | 0 | 0 | 0 | 0 | 0 | 0 | 0 | 0 | 0 | 0 | 0 | 0 | 0 | 0 | 0 | 0 | 0 | 0 | 0 | 0 | 0 | 0 | 0 | 0 | 0 | 0 | 0 | 0 | 3750.7588 | 3750.7588 | 3750.7588 | 3750.7588 | 3750.7588 | 3750.7588 | 3750.7588 | 3750.7588 | 3750.7588 | 3750.7588 | 3750.7588 | 3750.7588 | 3750.7588 | 1996 | 3750.7588 | 52510.6236
1997 | 0 | 0 | 0 | 0 | 0 | 0 | 0 | 0 | 0 | 0 | 0 | 0 | 0 | 0 | 0 | 0 | 0 | 0 | 0 | 0 | 0 | 0 | 0 | 0 | 0 | 0 | 0 | 0 | 0 | 0 | 0 | 0 | 0 | 0 | 0 | 0 | 0 | 0 | 0 | 0 | 3750.7588 | 3750.7588 | 3750.7588 | 3750.7588 | 3750.7588 | 3750.7588 | 3750.7588 | 3750.7588 | 3750.7588 | 3750.7588 | 3750.7588 | 3750.7588 | 3750.7588 | 3750.7588 | 1997 | 3750.7588 | 56261.3825
1998 | 0 | 0 | 0 | 0 | 0 | 0 | 0 | 0 | 0 | 0 | 0 | 0 | 0 | 0 | 0 | 0 | 0 | 0 | 0 | 0 | 0 | 0 | 0 | 0 | 0 | 0 | 0 | 0 | 0 | 0 | 0 | 0 | 0 | 0 | 0 | 0 | 0 | 0 | 0 | 3750.7588 | 3750.7588 | 3750.7588 | 3750.7588 | 3750.7588 | 3750.7588 | 3750.7588 | 3750.7588 | 3750.7588 | 3750.7588 | 3750.7588 | 3750.7588 | 3750.7588 | 3750.7588 | 3750.7588 | 1998 | 3750.7588 | 60012.1413
1999 | 0 | 0 | 0 | 0 | 0 | 0 | 0 | 0 | 0 | 0 | 0 | 0 | 0 | 0 | 0 | 0 | 0 | 0 | 0 | 0 | 0 | 0 | 0 | 0 | 0 | 0 | 0 | 0 | 0 | 0 | 0 | 0 | 0 | 0 | 0 | 0 | 0 | 0 | 3750.7588 | 3750.7588 | 3750.7588 | 3750.7588 | 3750.7588 | 3750.7588 | 3750.7588 | 3750.7588 | 3750.7588 | 3750.7588 | 3750.7588 | 3750.7588 | 3750.7588 | 3750.7588 | 3750.7588 | 3750.7588 | 1999 | 3750.7588 | 63762.9001
2000 | 0 | 0 | 0 | 0 | 0 | 0 | 0 | 0 | 0 | 0 | 0 | 0 | 0 | 0 | 0 | 0 | 0 | 0 | 0 | 0 | 0 | 0 | 0 | 0 | 0 | 0 | 0 | 0 | 0 | 0 | 0 | 0 | 0 | 0 | 0 | 0 | 0 | 3750.7588 | 3750.7588 | 3750.7588 | 3750.7588 | 3750.7588 | 3750.7588 | 3750.7588 | 3750.7588 | 3750.7588 | 3750.7588 | 3750.7588 | 3750.7588 | 3750.7588 | 3750.7588 | 3750.7588 | 3750.7588 | 3750.7588 | 2000 | 3750.7588 | 67513.659
2001 | 0 | 0 | 0 | 0 | 0 | 0 | 0 | 0 | 0 | 0 | 0 | 0 | 0 | 0 | 0 | 0 | 0 | 0 | 0 | 0 | 0 | 0 | 0 | 0 | 0 | 0 | 0 | 0 | 0 | 0 | 0 | 0 | 0 | 0 | 0 | 0 | 3750.7588 | 3750.7588 | 3750.7588 | 3750.7588 | 3750.7588 | 3750.7588 | 3750.7588 | 3750.7588 | 3750.7588 | 3750.7588 | 3750.7588 | 3750.7588 | 3750.7588 | 3750.7588 | 3750.7588 | 3750.7588 | 3750.7588 | 3750.7588 | 2001 | 3750.7588 | 71264.4178 |  |  |  |  | 0
2002 | 0 | 0 | 0 | 0 | 0 | 0 | 0 | 0 | 0 | 0 | 0 | 0 | 0 | 0 | 0 | 0 | 0 | 0 | 0 | 0 | 0 | 0 | 0 | 0 | 0 | 0 | 0 | 0 | 0 | 0 | 0 | 0 | 0 | 0 | 0 | 3750.7588 | 3750.7588 | 3750.7588 | 3750.7588 | 3750.7588 | 3750.7588 | 3750.7588 | 3750.7588 | 3750.7588 | 3750.7588 | 3750.7588 | 3750.7588 | 3750.7588 | 3750.7588 | 3750.7588 | 3750.7588 | 3750.7588 | 3750.7588 | 3750.7588 | 2002 | 3750.7588 | 71264.4178 |  |  |  |  | 0
2003 | 0 | 0 | 0 | 0 | 0 | 0 | 0 | 0 | 0 | 0 | 0 | 0 | 0 | 0 | 0 | 0 | 0 | 0 | 0 | 0 | 0 | 0 | 0 | 0 | 0 | 0 | 0 | 0 | 0 | 0 | 0 | 0 | 0 | 0 | 3750.7588 | 3750.7588 | 3750.7588 | 3750.7588 | 3750.7588 | 3750.7588 | 3750.7588 | 3750.7588 | 3750.7588 | 3750.7588 | 3750.7588 | 3750.7588 | 3750.7588 | 3750.7588 | 3750.7588 | 3750.7588 | 3750.7588 | 3750.7588 | 3750.7588 | 3750.7588 | 2003 | 3794.856 | 71308.5149 |  |  |  |  | 0
2004 | 0 | 0 | 0 | 0 | 0 | 0 | 0 | 0 | 0 | 0 | 0 | 0 | 0 | 0 | 0 | 0 | 0 | 0 | 0 | 0 | 0 | 0 | 0 | 0 | 0 | 0 | 0 | 0 | 0 | 0 | 0 | 0 | 0 | 3750.7588 | 3750.7588 | 3750.7588 | 3750.7588 | 3750.7588 | 3750.7588 | 3750.7588 | 3750.7588 | 3750.7588 | 3750.7588 | 3750.7588 | 3750.7588 | 3750.7588 | 3750.7588 | 3750.7588 | 3750.7588 | 3750.7588 | 3750.7588 | 3750.7588 | 3750.7588 | 3794.856 | 2004 | 4317.5743 | 83127.6069 |  |  |  |  | 0 | 0
2005 | 0 | 0 | 0 | 0 | 0 | 0 | 0 | 0 | 0 | 0 | 0 | 0 | 0 | 0 | 0 | 0 | 0 | 0 | 0 | 0 | 0 | 0 | 0 | 0 | 0 | 0 | 0 | 0 | 0 | 0 | 0 | 0 | 3750.7588 | 3750.7588 | 3750.7588 | 3750.7588 | 3750.7588 | 3750.7588 | 3750.7588 | 3750.7588 | 3750.7588 | 3750.7588 | 3750.7588 | 3750.7588 | 3750.7588 | 3750.7588 | 3750.7588 | 3750.7588 | 3750.7588 | 3750.7588 | 3750.7588 | 3750.7588 | 3794.856 | 4317.5743 | 2005 | 4875.6997 | 88003.3066 | 0 | 0% | 4807.4399 | 0 | 68.2598 | 4807.4399 | 4807.4399 | 68.2598 | 4875.6997 | --
2006 | 0 | 0 | 0 | 0 | 0 | 0 | 0 | 0 | 0 | 0 | 0 | 0 | 0 | 0 | 0 | 0 | 0 | 0 | 0 | 0 | 0 | 0 | 0 | 0 | 0 | 0 | 0 | 0 | 0 | 0 | 0 | 0 | 3750.7588 | 3750.7588 | 3750.7588 | 3750.7588 | 3750.7588 | 3750.7588 | 3750.7588 | 3750.7588 | 3750.7588 | 3750.7588 | 3750.7588 | 3750.7588 | 3750.7588 | 3750.7588 | 3750.7588 | 3750.7588 | 3750.7588 | 3750.7588 | 3750.7588 | 3794.856 | 4317.5743 | 4875.6997 | 2006 | 3819.0186 | 88071.5664 | 0 | 0% | 3750.7588 | 0 | 68.2598 | 3750.7588 | 3750.7588 | 68.2598 | 3819.0186 | --
2007 | 0 | 0 | 0 | 0 | 0 | 0 | 0 | 0 | 0 | 0 | 0 | 0 | 0 | 0 | 0 | 0 | 0 | 0 | 0 | 0 | 0 | 0 | 0 | 0 | 0 | 0 | 0 | 0 | 0 | 0 | 0 | 0 | 3750.7588 | 3750.7588 | 3750.7588 | 3750.7588 | 3750.7588 | 3750.7588 | 3750.7588 | 3750.7588 | 3750.7588 | 3750.7588 | 3750.7588 | 3750.7588 | 3750.7588 | 3750.7588 | 3750.7588 | 3750.7588 | 3750.7588 | 3750.7588 | 3794.856 | 4317.5743 | 4875.6997 | 3819.0186 | 2007 | 3819.0186 | 88139.8262 | 0 | 0% | 3750.7588 | 0 | 68.2598 | 3750.7588 | 3750.7588 | 68.2598 | 3819.0186 | --
2008 | 0 | 0 | 0 | 0 | 0 | 0 | 0 | 0 | 0 | 0 | 0 | 0 | 0 | 0 | 0 | 0 | 0 | 0 | 0 | 0 | 0 | 0 | 0 | 0 | 0 | 0 | 0 | 0 | 0 | 0 | 0 | 0 | 3750.7588 | 3750.7588 | 3750.7588 | 3750.7588 | 3750.7588 | 3750.7588 | 3750.7588 | 3750.7588 | 3750.7588 | 3750.7588 | 3750.7588 | 3750.7588 | 3750.7588 | 3750.7588 | 3750.7588 | 3750.7588 | 3750.7588 | 3794.856 | 4317.5743 | 4875.6997 | 3819.0186 | 3819.0186 | 2008 | 3819.0186 | 88208.086 | 0 | 0% | 3750.7588 | 0 | 68.2598 | 3750.7588 | 3750.7588 | 68.2598 | 3819.0186 | --
2009 | 0 | 0 | 0 | 0 | 0 | 0 | 0 | 0 | 0 | 0 | 0 | 0 | 0 | 0 | 0 | 0 | 0 | 0 | 0 | 0 | 0 | 0 | 0 | 0 | 0 | 0 | 0 | 0 | 0 | 0 | 0 | 0 | 3750.7588 | 3750.7588 | 3750.7588 | 3750.7588 | 3750.7588 | 3750.7588 | 3750.7588 | 3750.7588 | 3750.7588 | 3750.7588 | 3750.7588 | 3750.7588 | 3750.7588 | 3750.7588 | 3750.7588 | 3750.7588 | 3794.856 | 4317.5743 | 4875.6997 | 3819.0186 | 3819.0186 | 3819.0186 | 2009 | 3819.0186 | 88276.3458 | 0 | 0% | 3750.7588 | 0 | 68.2598 | 3750.7588 | 3750.7588 | 68.2598 | 3819.0186 | --
2010 | 0 | 0 | 0 | 0 | 0 | 0 | 0 | 0 | 0 | 0 | 0 | 0 | 0 | 0 | 0 | 0 | 0 | 0 | 0 | 0 | 0 | 0 | 0 | 0 | 0 | 0 | 0 | 0 | 0 | 0 | 0 | 0 | 3750.7588 | 3750.7588 | 3750.7588 | 3750.7588 | 3750.7588 | 3750.7588 | 3750.7588 | 3750.7588 | 3750.7588 | 3750.7588 | 3750.7588 | 3750.7588 | 3750.7588 | 3750.7588 | 3750.7588 | 3794.856 | 4317.5743 | 4875.6997 | 3819.0186 | 3819.0186 | 3819.0186 | 3819.0186 | 2010 | 3819.0186 | 88344.6056 | 0 | 0% | 3750.7588 | 0 | 68.2598 | 3750.7588 | 3750.7588 | 68.2598 | 3819.0186 | --
2011 | 0 | 0 | 0 | 0 | 0 | 0 | 0 | 0 | 0 | 0 | 0 | 0 | 0 | 0 | 0 | 0 | 0 | 0 | 0 | 0 | 0 | 0 | 0 | 0 | 0 | 0 | 0 | 0 | 0 | 0 | 0 | 0 | 3750.7588 | 3750.7588 | 3750.7588 | 3750.7588 | 3750.7588 | 3750.7588 | 3750.7588 | 3750.7588 | 3750.7588 | 3750.7588 | 3750.7588 | 3750.7588 | 3750.7588 | 3750.7588 | 3794.856 | 4317.5743 | 4875.6997 | 3819.0186 | 3819.0186 | 3819.0186 | 3819.0186 | 3819.0186 | 2011 | 3819.0186 | 88412.8654 | 0 | 0% | 3750.7588 | 0 | 68.2598 | 3750.7588 | 3750.7588 | 68.2598 | 3819.0186 | --
2012 | 0 | 0 | 0 | 0 | 0 | 0 | 0 | 0 | 0 | 0 | 0 | 0 | 0 | 0 | 0 | 0 | 0 | 0 | 0 | 0 | 0 | 0 | 0 | 0 | 0 | 0 | 0 | 0 | 0 | 0 | 0 | 0 | 3750.7588 | 3750.7588 | 3750.7588 | 3750.7588 | 3750.7588 | 3750.7588 | 3750.7588 | 3750.7588 | 3750.7588 | 3750.7588 | 3750.7588 | 3750.7588 | 3750.7588 | 3794.856 | 4317.5743 | 4875.6997 | 3819.0186 | 3819.0186 | 3819.0186 | 3819.0186 | 3819.0186 | 3819.0186 | 2012 | 3819.0186 | 88481.1252 | 0 | 0% | 3750.7588 | 0 | 68.2598 | 3750.7588 | 3750.7588 | 68.2598 | 3819.0186 | --
2013 | 0 | 0 | 0 | 0 | 0 | 0 | 0 | 0 | 0 | 0 | 0 | 0 | 0 | 0 | 0 | 0 | 0 | 0 | 0 | 0 | 0 | 0 | 0 | 0 | 0 | 0 | 0 | 0 | 0 | 0 | 0 | 0 | 3750.7588 | 3750.7588 | 3750.7588 | 3750.7588 | 3750.7588 | 3750.7588 | 3750.7588 | 3750.7588 | 3750.7588 | 3750.7588 | 3750.7588 | 3750.7588 | 3794.856 | 4317.5743 | 4875.6997 | 3819.0186 | 3819.0186 | 3819.0186 | 3819.0186 | 3819.0186 | 3819.0186 | 3819.0186 | 2013 | 3819.0186 | 88549.385 | 0 | 0% | 3750.7588 | 0 | 68.2598 | 3750.7588 | 3750.7588 | 68.2598 | 3819.0186 | --
2014 | 0 | 0 | 0 | 0 | 0 | 0 | 0 | 0 | 0 | 0 | 0 | 0 | 0 | 0 | 0 | 0 | 0 | 0 | 0 | 0 | 0 | 0 | 0 | 0 | 0 | 0 | 0 | 0 | 0 | 0 | 0 | 0 | 3750.7588 | 3750.7588 | 3750.7588 | 3750.7588 | 3750.7588 | 3750.7588 | 3750.7588 | 3750.7588 | 3750.7588 | 3750.7588 | 3750.7588 | 3794.856 | 4317.5743 | 4875.6997 | 3819.0186 | 3819.0186 | 3819.0186 | 3819.0186 | 3819.0186 | 3819.0186 | 3819.0186 | 3819.0186 | 2014 | 3819.0186 | 88617.6448 | 0 | 0% | 3750.7588 | 0 | 68.2598 | 3750.7588 | 3750.7588 | 68.2598 | 3819.0186 | --
2015 | 0 | 0 | 0 | 0 | 0 | 0 | 0 | 0 | 0 | 0 | 0 | 0 | 0 | 0 | 0 | 0 | 0 | 0 | 0 | 0 | 0 | 0 | 0 | 0 | 0 | 0 | 0 | 0 | 0 | 0 | 0 | 0 | 3750.7588 | 3750.7588 | 3750.7588 | 3750.7588 | 3750.7588 | 3750.7588 | 3750.7588 | 3750.7588 | 3750.7588 | 3750.7588 | 3794.856 | 4317.5743 | 4875.6997 | 3819.0186 | 3819.0186 | 3819.0186 | 3819.0186 | 3819.0186 | 3819.0186 | 3819.0186 | 3819.0186 | 3819.0186 | 2015 | 3819.0186 | 88685.9046 | 0 | 0% | 3750.7588 | 0 | 68.2598 | 3750.7588 | 3750.7588 | 68.2598 | 3819.0186 | --
2016 | 0 | 0 | 0 | 0 | 0 | 0 | 0 | 0 | 0 | 0 | 0 | 0 | 0 | 0 | 0 | 0 | 0 | 0 | 0 | 0 | 0 | 0 | 0 | 0 | 0 | 0 | 0 | 0 | 0 | 0 | 0 | 0 | 3750.7588 | 3750.7588 | 3750.7588 | 3750.7588 | 3750.7588 | 3750.7588 | 3750.7588 | 3750.7588 | 3750.7588 | 3794.856 | 4317.5743 | 4875.6997 | 3819.0186 | 3819.0186 | 3819.0186 | 3819.0186 | 3819.0186 | 3819.0186 | 3819.0186 | 3819.0186 | 3819.0186 | 3819.0186 | 2016 | 3819.0186 | 88754.1644 | 0 | 0% | 3750.7588 | 0 | 68.2598 | 3750.7588 | 3750.7588 | 68.2598 | 3819.0186 | --
2017 | 0 | 0 | 0 | 0 | 0 | 0 | 0 | 0 | 0 | 0 | 0 | 0 | 0 | 0 | 0 | 0 | 0 | 0 | 0 | 0 | 0 | 0 | 0 | 0 | 0 | 0 | 0 | 0 | 0 | 0 | 0 | 0 | 3750.7588 | 3750.7588 | 3750.7588 | 3750.7588 | 3750.7588 | 3750.7588 | 3750.7588 | 3750.7588 | 3794.856 | 4317.5743 | 4875.6997 | 3819.0186 | 3819.0186 | 3819.0186 | 3819.0186 | 3819.0186 | 3819.0186 | 3819.0186 | 3819.0186 | 3819.0186 | 3819.0186 | 3819.0186 | 2017 | 3819.0186 | 88822.4242 | 0 | 0% | 3750.7588 | 0 | 68.2598 | 3750.7588 | 3750.7588 | 68.2598 | 3819.0186 | --
2018 | 0 | 0 | 0 | 0 | 0 | 0 | 0 | 0 | 0 | 0 | 0 | 0 | 0 | 0 | 0 | 0 | 0 | 0 | 0 | 0 | 0 | 0 | 0 | 0 | 0 | 0 | 0 | 0 | 0 | 0 | 0 | 0 | 3750.7588 | 3750.7588 | 3750.7588 | 3750.7588 | 3750.7588 | 3750.7588 | 3750.7588 | 3794.856 | 4317.5743 | 4875.6997 | 3819.0186 | 3819.0186 | 3819.0186 | 3819.0186 | 3819.0186 | 3819.0186 | 3819.0186 | 3819.0186 | 3819.0186 | 3819.0186 | 3819.0186 | 3819.0186 | 2018 | 3819.0186 | 88890.684 | 0 | 0% | 3750.7588 | 0 | 68.2598 | 3750.7588 | 3750.7588 | 68.2598 | 3819.0186 | --
2019 | 0 | 0 | 0 | 0 | 0 | 0 | 0 | 0 | 0 | 0 | 0 | 0 | 0 | 0 | 0 | 0 | 0 | 0 | 0 | 0 | 0 | 0 | 0 | 0 | 0 | 0 | 0 | 0 | 0 | 0 | 0 | 0 | 3750.7588 | 3750.7588 | 3750.7588 | 3750.7588 | 3750.7588 | 3750.7588 | 3794.856 | 4317.5743 | 4875.6997 | 3819.0186 | 3819.0186 | 3819.0186 | 3819.0186 | 3819.0186 | 3819.0186 | 3819.0186 | 3819.0186 | 3819.0186 | 3819.0186 | 3819.0186 | 3819.0186 | 3819.0186 | 2019 | 3819.0186 | 88958.9438 | 0 | 0% | 3750.7588 | 0 | 68.2598 | 3750.7588 | 3750.7588 | 68.2598 | 3819.0186 | --
2020 | 0 | 0 | 0 | 0 | 0 | 0 | 0 | 0 | 0 | 0 | 0 | 0 | 0 | 0 | 0 | 0 | 0 | 0 | 0 | 0 | 0 | 0 | 0 | 0 | 0 | 0 | 0 | 0 | 0 | 0 | 0 | 0 | 3750.7588 | 3750.7588 | 3750.7588 | 3750.7588 | 3750.7588 | 3794.856 | 4317.5743 | 4875.6997 | 3819.0186 | 3819.0186 | 3819.0186 | 3819.0186 | 3819.0186 | 3819.0186 | 3819.0186 | 3819.0186 | 3819.0186 | 3819.0186 | 3819.0186 | 3819.0186 | 3819.0186 | 3819.0186 | 2020 | 3819.0186 | 89027.2036 | 0 | 0% | 3750.7588 | 0 | 68.2598 | 3750.7588 | 3750.7588 | 68.2598 | 3819.0186 | --
2021 | 0 | 0 | 0 | 0 | 0 | 0 | 0 | 0 | 0 | 0 | 0 | 0 | 0 | 0 | 0 | 0 | 0 | 0 | 0 | 0 | 0 | 0 | 0 | 0 | 0 | 0 | 0 | 0 | 0 | 0 | 0 | 0 | 3750.7588 | 3750.7588 | 3750.7588 | 3750.7588 | 3794.856 | 4317.5743 | 4875.6997 | 3819.0186 | 3819.0186 | 3819.0186 | 3819.0186 | 3819.0186 | 3819.0186 | 3819.0186 | 3819.0186 | 3819.0186 | 3819.0186 | 3819.0186 | 3819.0186 | 3819.0186 | 3819.0186 | 3819.0186 | 2021 | 3819.0186 | 89095.4633 | 0 | 0% | 3750.7588 | 0 | 68.2598 | 3750.7588 | 3750.7588 | 68.2598 | 3819.0186 | --
2022 | 0 | 0 | 0 | 0 | 0 | 0 | 0 | 0 | 0 | 0 | 0 | 0 | 0 | 0 | 0 | 0 | 0 | 0 | 0 | 0 | 0 | 0 | 0 | 0 | 0 | 0 | 0 | 0 | 0 | 0 | 0 | 0 | 3750.7588 | 3750.7588 | 3750.7588 | 3794.856 | 4317.5743 | 4875.6997 | 3819.0186 | 3819.0186 | 3819.0186 | 3819.0186 | 3819.0186 | 3819.0186 | 3819.0186 | 3819.0186 | 3819.0186 | 3819.0186 | 3819.0186 | 3819.0186 | 3819.0186 | 3819.0186 | 3819.0186 | 3819.0186 | 2022 | 3819.0186 | 89163.7231 | 0 | 0% | 3750.7588 | 0 | 68.2598 | 3750.7588 | 3750.7588 | 68.2598 | 3819.0186 | --
2023 | 0 | 0 | 0 | 0 | 0 | 0 | 0 | 0 | 0 | 0 | 0 | 0 | 0 | 0 | 0 | 0 | 0 | 0 | 0 | 0 | 0 | 0 | 0 | 0 | 0 | 0 | 0 | 0 | 0 | 0 | 0 | 0 | 3750.7588 | 3750.7588 | 3794.856 | 4317.5743 | 4875.6997 | 3819.0186 | 3819.0186 | 3819.0186 | 3819.0186 | 3819.0186 | 3819.0186 | 3819.0186 | 3819.0186 | 3819.0186 | 3819.0186 | 3819.0186 | 3819.0186 | 3819.0186 | 3819.0186 | 3819.0186 | 3819.0186 | 3819.0186 | 2023 | 3819.0186 | 89231.9829 | 0 | 0% | 3750.7588 | 0 | 68.2598 | 3750.7588 | 3750.7588 | 68.2598 | 3819.0186 | --
2024 | 0 | 0 | 0 | 0 | 0 | 0 | 0 | 0 | 0 | 0 | 0 | 0 | 0 | 0 | 0 | 0 | 0 | 0 | 0 | 0 | 0 | 0 | 0 | 0 | 0 | 0 | 0 | 0 | 0 | 0 | 0 | 0 | 3750.7588 | 3794.856 | 4317.5743 | 4875.6997 | 3819.0186 | 3819.0186 | 3819.0186 | 3819.0186 | 3819.0186 | 3819.0186 | 3819.0186 | 3819.0186 | 3819.0186 | 3819.0186 | 3819.0186 | 3819.0186 | 3819.0186 | 3819.0186 | 3819.0186 | 3819.0186 | 3819.0186 | 3819.0186 | 2024 | 3819.0186 | 89300.2427 | 0 | 0% | 3750.7588 | 0 | 68.2598 | 3750.7588 | 3750.7588 | 68.2598 | 3819.0186 | --
2025 | 0 | 0 | 0 | 0 | 0 | 0 | 0 | 0 | 0 | 0 | 0 | 0 | 0 | 0 | 0 | 0 | 0 | 0 | 0 | 0 | 0 | 0 | 0 | 0 | 0 | 0 | 0 | 0 | 0 | 0 | 0 | 0 | 3794.856 | 4317.5743 | 4875.6997 | 3819.0186 | 3819.0186 | 3819.0186 | 3819.0186 | 3819.0186 | 3819.0186 | 3819.0186 | 3819.0186 | 3819.0186 | 3819.0186 | 3819.0186 | 3819.0186 | 3819.0186 | 3819.0186 | 3819.0186 | 3819.0186 | 3819.0186 | 3819.0186 | 3819.0186 | 2025 | 3819.0186 | 89368.5025 | 0 | 0% | 3750.7588 | 0 | 68.2598 | 3750.7588 | 3750.7588 | 68.2598 | 3819.0186 | --
2026 | 0 | 0 | 0 | 0 | 0 | 0 | 0 | 0 | 0 | 0 | 0 | 0 | 0 | 0 | 0 | 0 | 0 | 0 | 0 | 0 | 0 | 0 | 0 | 0 | 0 | 0 | 0 | 0 | 0 | 0 | 0 | 0 | 4317.5743 | 4875.6997 | 3819.0186 | 3819.0186 | 3819.0186 | 3819.0186 | 3819.0186 | 3819.0186 | 3819.0186 | 3819.0186 | 3819.0186 | 3819.0186 | 3819.0186 | 3819.0186 | 3819.0186 | 3819.0186 | 3819.0186 | 3819.0186 | 3819.0186 | 3819.0186 | 3819.0186 | 3819.0186 | 2026 | 3863.1158 | 89436.7623 | 0 | 0% | 3794.856 | 0 | 68.2598 | 3794.856 | 3794.856 | 68.2598 | 3863.1158 | --
2027 | 0 | 0 | 0 | 0 | 0 | 0 | 0 | 0 | 0 | 0 | 0 | 0 | 0 | 0 | 0 | 0 | 0 | 0 | 0 | 0 | 0 | 0 | 0 | 0 | 0 | 0 | 0 | 0 | 0 | 0 | 0 | 0 | 4875.6997 | 3819.0186 | 3819.0186 | 3819.0186 | 3819.0186 | 3819.0186 | 3819.0186 | 3819.0186 | 3819.0186 | 3819.0186 | 3819.0186 | 3819.0186 | 3819.0186 | 3819.0186 | 3819.0186 | 3819.0186 | 3819.0186 | 3819.0186 | 3819.0186 | 3819.0186 | 3819.0186 | 3863.1158 | 2027 | 4385.8341 | 89505.0221 | 0 | 0% | 4317.5743 | 0 | 68.2598 | 4317.5743 | 4317.5743 | 68.2598 | 4385.8341 | --
2028 | 0 | 0 | 0 | 0 | 0 | 0 | 0 | 0 | 0 | 0 | 0 | 0 | 0 | 0 | 0 | 0 | 0 | 0 | 0 | 0 | 0 | 0 | 0 | 0 | 0 | 0 | 0 | 0 | 0 | 0 | 0 | 0 | 3819.0186 | 3819.0186 | 3819.0186 | 3819.0186 | 3819.0186 | 3819.0186 | 3819.0186 | 3819.0186 | 3819.0186 | 3819.0186 | 3819.0186 | 3819.0186 | 3819.0186 | 3819.0186 | 3819.0186 | 3819.0186 | 3819.0186 | 3819.0186 | 3819.0186 | 3819.0186 | 3863.1158 | 4385.8341 | 2028 | 4943.9595 | 89573.2819 | 0 | 0% | 4875.6997 | 0 | 68.2598 | 4875.6997 | 4875.6997 | 68.2598 | 4943.9595 | --
2029 | 0 | 0 | 0 | 0 | 0 | 0 | 0 | 0 | 0 | 0 | 0 | 0 | 0 | 0 | 0 | 0 | 0 | 0 | 0 | 0 | 0 | 0 | 0 | 0 | 0 | 0 | 0 | 0 | 0 | 0 | 0 | 0 | 3819.0186 | 3819.0186 | 3819.0186 | 3819.0186 | 3819.0186 | 3819.0186 | 3819.0186 | 3819.0186 | 3819.0186 | 3819.0186 | 3819.0186 | 3819.0186 | 3819.0186 | 3819.0186 | 3819.0186 | 3819.0186 | 3819.0186 | 3819.0186 | 3819.0186 | 3863.1158 | 4385.8341 | 4943.9595 | 2029 | 3887.2784 | 89641.5417 | 0 | 0% | 3819.0186 | 0 | 68.2598 | 3819.0186 | 3819.0186 | 68.2598 | 3887.2784 | --
2030 | 0 | 0 | 0 | 0 | 0 | 0 | 0 | 0 | 0 | 0 | 0 | 0 | 0 | 0 | 0 | 0 | 0 | 0 | 0 | 0 | 0 | 0 | 0 | 0 | 0 | 0 | 0 | 0 | 0 | 0 | 0 | 0 | 3819.0186 | 3819.0186 | 3819.0186 | 3819.0186 | 3819.0186 | 3819.0186 | 3819.0186 | 3819.0186 | 3819.0186 | 3819.0186 | 3819.0186 | 3819.0186 | 3819.0186 | 3819.0186 | 3819.0186 | 3819.0186 | 3819.0186 | 3819.0186 | 3863.1158 | 4385.8341 | 4943.9595 | 3887.2784 | 2030 | 3887.2784 | 89709.8015 | 0 | 0% | 3819.0186 | 0 | 68.2598 | 3819.0186 | 3819.0186 | 68.2598 | 3887.2784 | --
2031 | 0 | 0 | 0 | 0 | 0 | 0 | 0 | 0 | 0 | 0 | 0 | 0 | 0 | 0 | 0 | 0 | 0 | 0 | 0 | 0 | 0 | 0 | 0 | 0 | 0 | 0 | 0 | 0 | 0 | 0 | 0 | 0 | 3819.0186 | 3819.0186 | 3819.0186 | 3819.0186 | 3819.0186 | 3819.0186 | 3819.0186 | 3819.0186 | 3819.0186 | 3819.0186 | 3819.0186 | 3819.0186 | 3819.0186 | 3819.0186 | 3819.0186 | 3819.0186 | 3819.0186 | 3863.1158 | 4385.8341 | 4943.9595 | 3887.2784 | 3887.2784 | 2031 | 3887.2784 | 89778.0613 | 0 | 0% | 3819.0186 | 0 | 68.2598 | 3819.0186 | 3819.0186 | 68.2598 | 3887.2784 | --
2032 | 0 | 0 | 0 | 0 | 0 | 0 | 0 | 0 | 0 | 0 | 0 | 0 | 0 | 0 | 0 | 0 | 0 | 0 | 0 | 0 | 0 | 0 | 0 | 0 | 0 | 0 | 0 | 0 | 0 | 0 | 0 | 0 | 3819.0186 | 3819.0186 | 3819.0186 | 3819.0186 | 3819.0186 | 3819.0186 | 3819.0186 | 3819.0186 | 3819.0186 | 3819.0186 | 3819.0186 | 3819.0186 | 3819.0186 | 3819.0186 | 3819.0186 | 3819.0186 | 3863.1158 | 4385.8341 | 4943.9595 | 3887.2784 | 3887.2784 | 3887.2784 | 2032 | 3887.2784 | 89846.3211 | 0 | 0% | 3819.0186 | 0 | 68.2598 | 3819.0186 | 3819.0186 | 68.2598 | 3887.2784 | --
2033 | 0 | 0 | 0 | 0 | 0 | 0 | 0 | 0 | 0 | 0 | 0 | 0 | 0 | 0 | 0 | 0 | 0 | 0 | 0 | 0 | 0 | 0 | 0 | 0 | 0 | 0 | 0 | 0 | 0 | 0 | 0 | 0 | 3819.0186 | 3819.0186 | 3819.0186 | 3819.0186 | 3819.0186 | 3819.0186 | 3819.0186 | 3819.0186 | 3819.0186 | 3819.0186 | 3819.0186 | 3819.0186 | 3819.0186 | 3819.0186 | 3819.0186 | 3863.1158 | 4385.8341 | 4943.9595 | 3887.2784 | 3887.2784 | 3887.2784 | 3887.2784 | 2033 | 3887.2784 | 89914.5809 | 0 | 0% | 3819.0186 | 0 | 68.2598 | 3819.0186 | 3819.0186 | 68.2598 | 3887.2784 | --
2034 | 0 | 0 | 0 | 0 | 0 | 0 | 0 | 0 | 0 | 0 | 0 | 0 | 0 | 0 | 0 | 0 | 0 | 0 | 0 | 0 | 0 | 0 | 0 | 0 | 0 | 0 | 0 | 0 | 0 | 0 | 0 | 0 | 3819.0186 | 3819.0186 | 3819.0186 | 3819.0186 | 3819.0186 | 3819.0186 | 3819.0186 | 3819.0186 | 3819.0186 | 3819.0186 | 3819.0186 | 3819.0186 | 3819.0186 | 3819.0186 | 3863.1158 | 4385.8341 | 4943.9595 | 3887.2784 | 3887.2784 | 3887.2784 | 3887.2784 | 3887.2784 | 2034 | 3887.2784 | 89982.8407 | 0 | 0% | 3819.0186 | 0 | 68.2598 | 3819.0186 | 3819.0186 | 68.2598 | 3887.2784 | --

## Stock 51-100 HP
1 | 2 | 3 | 4 | 5 | 6 | 7 | 8 | 9 | 10 | 11 | 12 | 13 | 14 | 15 | 16 | 17 | 18 | 19 | 20 | 21 | 22 | 23 | 24 | 25 | 26 | 27 | 28 | 29 | 30 | 31 | 32 | 33 | 34 | 35 | 36 | 37 | 38 | 39 | 40 | 41 | 42 | 43 | 44 | 45 | 46 | 47 | 48 | 49 | 50 | 51 | 52 | 53 | 54 | 55 | 56 | 57 | 58 | 59 | 1 | 2 | 3 | 4 | 5 | 6 | 7 | 8 | 10 | 11 | 12 | 13 | 14
Initial Year | 1977
[62 empty] | These columns determines total stock, accounting for abandoned units and shipment due to new construction as well as saturation of equipment in household. At least the housing growth can be tailored to the NW, maybe the saturation as well. |  |  |  |  | For Graph- New Shipment
[72 empty] | Product Life Time | 28
[72 empty] | Survival Assumption | 1/Lifetime Survival
1/Lifetime Survival | 0 | 0 | 0 | 0 | 0 | 0 | 0 | 0 | 0 | 0 | 0 | 0 | 0 | 0 | 0 | 0 | 0 | 0 | 0 | 0 | 0 | 0 | 0 | 0 | 0 | 0 | 0 | 0 | 0 | 0 | 0 | 0.035714 | 0.071429 | 0.10714 | 0.14286 | 0.17857 | 0.21429 | 0.25 | 0.28571 | 0.32143 | 0.35714 | 0.39286 | 0.42857 | 0.46429 | 0.5 | 0.53571 | 0.57143 | 0.60714 | 0.64286 | 0.67857 | 0.71429 | 0.75 | 0.78571 | 0.82143 | 0.85714 | 0.89286 | 0.92857 | 0.96429 |  | New Shipment | Stock | Abandoned units | % of retirements not Replaced | Replacements for Retiring Units | Council's Replacement Assumption | Ship due to new construction | Actual Retirements | Repl. Units | New Cons Units | Total Shipment | 6Plan's Baseline | Abandoned Rate | 0%
| 58 | 57 | 56 | 55 | 54 | 53 | 52 | 51 | 50 | 49 | 48 | 47 | 46 | 45 | 44 | 43 | 42 | 41 | 40 | 39 | 38 | 37 | 36 | 35 | 34 | 33 | 32 | 31 | 30 | 29 | 28 | 27 | 26 | 25 | 24 | 23 | 22 | 21 | 20 | 19 | 18 | 17 | 16 | 15 | 14 | 13 | 12 | 11 | 10 | 9 | 8 | 7 | 6 | 5 | 4 | 3 | 2 | 1 | Year | Replacement of Retiring units+ New Construction from housing calibrated to historical shipment data | Previous year stock+New construction- abandoned units | Replacement for retiring units* (1-% retirements not replaced) | Average of % retirement not replaced. Based on historical new shipment data: Total stock previous year- sum of units of all vintages; | Total stock from previous year - stock of all vintages this year | Product not included in Supply Curve | Driven by housing growth | Abandoned units+replacements for retiring | precase= actual retirement- abandoned; post- case |  | Replacement unit+New Construction | Not included in supply curve
1977 | 0 | 0 | 0 | 0 | 0 | 0 | 0 | 0 | 0 | 0 | 0 | 0 | 0 | 0 | 0 | 0 | 0 | 0 | 0 | 0 | 0 | 0 | 0 | 0 | 0 | 0 | 0 | 0 | 0 | 0 | 0 | 0 | 0 | 0 | 0 | 0 | 0 | 0 | 0 | 0 | 0 | 0 | 0 | 0 | 0 | 0 | 0 | 0 | 0 | 0 | 0 | 0 | 0 | 0 | 0 | 0 | 0 | 0 | 1977 | 1349.7254 | 1349.7254
1978 | 0 | 0 | 0 | 0 | 0 | 0 | 0 | 0 | 0 | 0 | 0 | 0 | 0 | 0 | 0 | 0 | 0 | 0 | 0 | 0 | 0 | 0 | 0 | 0 | 0 | 0 | 0 | 0 | 0 | 0 | 0 | 0 | 0 | 0 | 0 | 0 | 0 | 0 | 0 | 0 | 0 | 0 | 0 | 0 | 0 | 0 | 0 | 0 | 0 | 0 | 0 | 0 | 0 | 0 | 0 | 0 | 0 | 1349.7254 | 1978 | 1349.7254 | 2699.4508
1979 | 0 | 0 | 0 | 0 | 0 | 0 | 0 | 0 | 0 | 0 | 0 | 0 | 0 | 0 | 0 | 0 | 0 | 0 | 0 | 0 | 0 | 0 | 0 | 0 | 0 | 0 | 0 | 0 | 0 | 0 | 0 | 0 | 0 | 0 | 0 | 0 | 0 | 0 | 0 | 0 | 0 | 0 | 0 | 0 | 0 | 0 | 0 | 0 | 0 | 0 | 0 | 0 | 0 | 0 | 0 | 0 | 1349.7254 | 1349.7254 | 1979 | 1349.7254 | 4049.1761
1980 | 0 | 0 | 0 | 0 | 0 | 0 | 0 | 0 | 0 | 0 | 0 | 0 | 0 | 0 | 0 | 0 | 0 | 0 | 0 | 0 | 0 | 0 | 0 | 0 | 0 | 0 | 0 | 0 | 0 | 0 | 0 | 0 | 0 | 0 | 0 | 0 | 0 | 0 | 0 | 0 | 0 | 0 | 0 | 0 | 0 | 0 | 0 | 0 | 0 | 0 | 0 | 0 | 0 | 0 | 0 | 1349.7254 | 1349.7254 | 1349.7254 | 1980 | 1349.7254 | 5398.9015
1981 | 0 | 0 | 0 | 0 | 0 | 0 | 0 | 0 | 0 | 0 | 0 | 0 | 0 | 0 | 0 | 0 | 0 | 0 | 0 | 0 | 0 | 0 | 0 | 0 | 0 | 0 | 0 | 0 | 0 | 0 | 0 | 0 | 0 | 0 | 0 | 0 | 0 | 0 | 0 | 0 | 0 | 0 | 0 | 0 | 0 | 0 | 0 | 0 | 0 | 0 | 0 | 0 | 0 | 0 | 1349.7254 | 1349.7254 | 1349.7254 | 1349.7254 | 1981 | 1349.7254 | 6748.6269
1982 | 0 | 0 | 0 | 0 | 0 | 0 | 0 | 0 | 0 | 0 | 0 | 0 | 0 | 0 | 0 | 0 | 0 | 0 | 0 | 0 | 0 | 0 | 0 | 0 | 0 | 0 | 0 | 0 | 0 | 0 | 0 | 0 | 0 | 0 | 0 | 0 | 0 | 0 | 0 | 0 | 0 | 0 | 0 | 0 | 0 | 0 | 0 | 0 | 0 | 0 | 0 | 0 | 0 | 1349.7254 | 1349.7254 | 1349.7254 | 1349.7254 | 1349.7254 | 1982 | 1349.7254 | 8098.3523
1983 | 0 | 0 | 0 | 0 | 0 | 0 | 0 | 0 | 0 | 0 | 0 | 0 | 0 | 0 | 0 | 0 | 0 | 0 | 0 | 0 | 0 | 0 | 0 | 0 | 0 | 0 | 0 | 0 | 0 | 0 | 0 | 0 | 0 | 0 | 0 | 0 | 0 | 0 | 0 | 0 | 0 | 0 | 0 | 0 | 0 | 0 | 0 | 0 | 0 | 0 | 0 | 0 | 1349.7254 | 1349.7254 | 1349.7254 | 1349.7254 | 1349.7254 | 1349.7254 | 1983 | 1349.7254 | 9448.0776
1984 | 0 | 0 | 0 | 0 | 0 | 0 | 0 | 0 | 0 | 0 | 0 | 0 | 0 | 0 | 0 | 0 | 0 | 0 | 0 | 0 | 0 | 0 | 0 | 0 | 0 | 0 | 0 | 0 | 0 | 0 | 0 | 0 | 0 | 0 | 0 | 0 | 0 | 0 | 0 | 0 | 0 | 0 | 0 | 0 | 0 | 0 | 0 | 0 | 0 | 0 | 0 | 1349.7254 | 1349.7254 | 1349.7254 | 1349.7254 | 1349.7254 | 1349.7254 | 1349.7254 | 1984 | 1349.7254 | 10797.803
1985 | 0 | 0 | 0 | 0 | 0 | 0 | 0 | 0 | 0 | 0 | 0 | 0 | 0 | 0 | 0 | 0 | 0 | 0 | 0 | 0 | 0 | 0 | 0 | 0 | 0 | 0 | 0 | 0 | 0 | 0 | 0 | 0 | 0 | 0 | 0 | 0 | 0 | 0 | 0 | 0 | 0 | 0 | 0 | 0 | 0 | 0 | 0 | 0 | 0 | 0 | 1349.7254 | 1349.7254 | 1349.7254 | 1349.7254 | 1349.7254 | 1349.7254 | 1349.7254 | 1349.7254 | 1985 | 1349.7254 | 12147.5284
1986 | 0 | 0 | 0 | 0 | 0 | 0 | 0 | 0 | 0 | 0 | 0 | 0 | 0 | 0 | 0 | 0 | 0 | 0 | 0 | 0 | 0 | 0 | 0 | 0 | 0 | 0 | 0 | 0 | 0 | 0 | 0 | 0 | 0 | 0 | 0 | 0 | 0 | 0 | 0 | 0 | 0 | 0 | 0 | 0 | 0 | 0 | 0 | 0 | 0 | 1349.7254 | 1349.7254 | 1349.7254 | 1349.7254 | 1349.7254 | 1349.7254 | 1349.7254 | 1349.7254 | 1349.7254 | 1986 | 1349.7254 | 13497.2538
1987 | 0 | 0 | 0 | 0 | 0 | 0 | 0 | 0 | 0 | 0 | 0 | 0 | 0 | 0 | 0 | 0 | 0 | 0 | 0 | 0 | 0 | 0 | 0 | 0 | 0 | 0 | 0 | 0 | 0 | 0 | 0 | 0 | 0 | 0 | 0 | 0 | 0 | 0 | 0 | 0 | 0 | 0 | 0 | 0 | 0 | 0 | 0 | 0 | 1349.7254 | 1349.7254 | 1349.7254 | 1349.7254 | 1349.7254 | 1349.7254 | 1349.7254 | 1349.7254 | 1349.7254 | 1349.7254 | 1987 | 1349.7254 | 14846.9792
1988 | 0 | 0 | 0 | 0 | 0 | 0 | 0 | 0 | 0 | 0 | 0 | 0 | 0 | 0 | 0 | 0 | 0 | 0 | 0 | 0 | 0 | 0 | 0 | 0 | 0 | 0 | 0 | 0 | 0 | 0 | 0 | 0 | 0 | 0 | 0 | 0 | 0 | 0 | 0 | 0 | 0 | 0 | 0 | 0 | 0 | 0 | 0 | 1349.7254 | 1349.7254 | 1349.7254 | 1349.7254 | 1349.7254 | 1349.7254 | 1349.7254 | 1349.7254 | 1349.7254 | 1349.7254 | 1349.7254 | 1988 | 1349.7254 | 16196.7045
1989 | 0 | 0 | 0 | 0 | 0 | 0 | 0 | 0 | 0 | 0 | 0 | 0 | 0 | 0 | 0 | 0 | 0 | 0 | 0 | 0 | 0 | 0 | 0 | 0 | 0 | 0 | 0 | 0 | 0 | 0 | 0 | 0 | 0 | 0 | 0 | 0 | 0 | 0 | 0 | 0 | 0 | 0 | 0 | 0 | 0 | 0 | 1349.7254 | 1349.7254 | 1349.7254 | 1349.7254 | 1349.7254 | 1349.7254 | 1349.7254 | 1349.7254 | 1349.7254 | 1349.7254 | 1349.7254 | 1349.7254 | 1989 | 1349.7254 | 17546.4299
1990 | 0 | 0 | 0 | 0 | 0 | 0 | 0 | 0 | 0 | 0 | 0 | 0 | 0 | 0 | 0 | 0 | 0 | 0 | 0 | 0 | 0 | 0 | 0 | 0 | 0 | 0 | 0 | 0 | 0 | 0 | 0 | 0 | 0 | 0 | 0 | 0 | 0 | 0 | 0 | 0 | 0 | 0 | 0 | 0 | 0 | 1349.7254 | 1349.7254 | 1349.7254 | 1349.7254 | 1349.7254 | 1349.7254 | 1349.7254 | 1349.7254 | 1349.7254 | 1349.7254 | 1349.7254 | 1349.7254 | 1349.7254 | 1990 | 1349.7254 | 18896.1553
1991 | 0 | 0 | 0 | 0 | 0 | 0 | 0 | 0 | 0 | 0 | 0 | 0 | 0 | 0 | 0 | 0 | 0 | 0 | 0 | 0 | 0 | 0 | 0 | 0 | 0 | 0 | 0 | 0 | 0 | 0 | 0 | 0 | 0 | 0 | 0 | 0 | 0 | 0 | 0 | 0 | 0 | 0 | 0 | 0 | 1349.7254 | 1349.7254 | 1349.7254 | 1349.7254 | 1349.7254 | 1349.7254 | 1349.7254 | 1349.7254 | 1349.7254 | 1349.7254 | 1349.7254 | 1349.7254 | 1349.7254 | 1349.7254 | 1991 | 1349.7254 | 20245.8807
1992 | 0 | 0 | 0 | 0 | 0 | 0 | 0 | 0 | 0 | 0 | 0 | 0 | 0 | 0 | 0 | 0 | 0 | 0 | 0 | 0 | 0 | 0 | 0 | 0 | 0 | 0 | 0 | 0 | 0 | 0 | 0 | 0 | 0 | 0 | 0 | 0 | 0 | 0 | 0 | 0 | 0 | 0 | 0 | 1349.7254 | 1349.7254 | 1349.7254 | 1349.7254 | 1349.7254 | 1349.7254 | 1349.7254 | 1349.7254 | 1349.7254 | 1349.7254 | 1349.7254 | 1349.7254 | 1349.7254 | 1349.7254 | 1349.7254 | 1992 | 1349.7254 | 21595.606
1993 | 0 | 0 | 0 | 0 | 0 | 0 | 0 | 0 | 0 | 0 | 0 | 0 | 0 | 0 | 0 | 0 | 0 | 0 | 0 | 0 | 0 | 0 | 0 | 0 | 0 | 0 | 0 | 0 | 0 | 0 | 0 | 0 | 0 | 0 | 0 | 0 | 0 | 0 | 0 | 0 | 0 | 0 | 1349.7254 | 1349.7254 | 1349.7254 | 1349.7254 | 1349.7254 | 1349.7254 | 1349.7254 | 1349.7254 | 1349.7254 | 1349.7254 | 1349.7254 | 1349.7254 | 1349.7254 | 1349.7254 | 1349.7254 | 1349.7254 | 1993 | 1349.7254 | 22945.3314
1994 | 0 | 0 | 0 | 0 | 0 | 0 | 0 | 0 | 0 | 0 | 0 | 0 | 0 | 0 | 0 | 0 | 0 | 0 | 0 | 0 | 0 | 0 | 0 | 0 | 0 | 0 | 0 | 0 | 0 | 0 | 0 | 0 | 0 | 0 | 0 | 0 | 0 | 0 | 0 | 0 | 0 | 1349.7254 | 1349.7254 | 1349.7254 | 1349.7254 | 1349.7254 | 1349.7254 | 1349.7254 | 1349.7254 | 1349.7254 | 1349.7254 | 1349.7254 | 1349.7254 | 1349.7254 | 1349.7254 | 1349.7254 | 1349.7254 | 1349.7254 | 1994 | 1349.7254 | 24295.0568
1995 | 0 | 0 | 0 | 0 | 0 | 0 | 0 | 0 | 0 | 0 | 0 | 0 | 0 | 0 | 0 | 0 | 0 | 0 | 0 | 0 | 0 | 0 | 0 | 0 | 0 | 0 | 0 | 0 | 0 | 0 | 0 | 0 | 0 | 0 | 0 | 0 | 0 | 0 | 0 | 0 | 1349.7254 | 1349.7254 | 1349.7254 | 1349.7254 | 1349.7254 | 1349.7254 | 1349.7254 | 1349.7254 | 1349.7254 | 1349.7254 | 1349.7254 | 1349.7254 | 1349.7254 | 1349.7254 | 1349.7254 | 1349.7254 | 1349.7254 | 1349.7254 | 1995 | 1349.7254 | 25644.7822
1996 | 0 | 0 | 0 | 0 | 0 | 0 | 0 | 0 | 0 | 0 | 0 | 0 | 0 | 0 | 0 | 0 | 0 | 0 | 0 | 0 | 0 | 0 | 0 | 0 | 0 | 0 | 0 | 0 | 0 | 0 | 0 | 0 | 0 | 0 | 0 | 0 | 0 | 0 | 0 | 1349.7254 | 1349.7254 | 1349.7254 | 1349.7254 | 1349.7254 | 1349.7254 | 1349.7254 | 1349.7254 | 1349.7254 | 1349.7254 | 1349.7254 | 1349.7254 | 1349.7254 | 1349.7254 | 1349.7254 | 1349.7254 | 1349.7254 | 1349.7254 | 1349.7254 | 1996 | 1349.7254 | 26994.5076
1997 | 0 | 0 | 0 | 0 | 0 | 0 | 0 | 0 | 0 | 0 | 0 | 0 | 0 | 0 | 0 | 0 | 0 | 0 | 0 | 0 | 0 | 0 | 0 | 0 | 0 | 0 | 0 | 0 | 0 | 0 | 0 | 0 | 0 | 0 | 0 | 0 | 0 | 0 | 1349.7254 | 1349.7254 | 1349.7254 | 1349.7254 | 1349.7254 | 1349.7254 | 1349.7254 | 1349.7254 | 1349.7254 | 1349.7254 | 1349.7254 | 1349.7254 | 1349.7254 | 1349.7254 | 1349.7254 | 1349.7254 | 1349.7254 | 1349.7254 | 1349.7254 | 1349.7254 | 1997 | 1349.7254 | 28344.2329
1998 | 0 | 0 | 0 | 0 | 0 | 0 | 0 | 0 | 0 | 0 | 0 | 0 | 0 | 0 | 0 | 0 | 0 | 0 | 0 | 0 | 0 | 0 | 0 | 0 | 0 | 0 | 0 | 0 | 0 | 0 | 0 | 0 | 0 | 0 | 0 | 0 | 0 | 1349.7254 | 1349.7254 | 1349.7254 | 1349.7254 | 1349.7254 | 1349.7254 | 1349.7254 | 1349.7254 | 1349.7254 | 1349.7254 | 1349.7254 | 1349.7254 | 1349.7254 | 1349.7254 | 1349.7254 | 1349.7254 | 1349.7254 | 1349.7254 | 1349.7254 | 1349.7254 | 1349.7254 | 1998 | 1349.7254 | 29693.9583
1999 | 0 | 0 | 0 | 0 | 0 | 0 | 0 | 0 | 0 | 0 | 0 | 0 | 0 | 0 | 0 | 0 | 0 | 0 | 0 | 0 | 0 | 0 | 0 | 0 | 0 | 0 | 0 | 0 | 0 | 0 | 0 | 0 | 0 | 0 | 0 | 0 | 1349.7254 | 1349.7254 | 1349.7254 | 1349.7254 | 1349.7254 | 1349.7254 | 1349.7254 | 1349.7254 | 1349.7254 | 1349.7254 | 1349.7254 | 1349.7254 | 1349.7254 | 1349.7254 | 1349.7254 | 1349.7254 | 1349.7254 | 1349.7254 | 1349.7254 | 1349.7254 | 1349.7254 | 1349.7254 | 1999 | 1349.7254 | 31043.6837
2000 | 0 | 0 | 0 | 0 | 0 | 0 | 0 | 0 | 0 | 0 | 0 | 0 | 0 | 0 | 0 | 0 | 0 | 0 | 0 | 0 | 0 | 0 | 0 | 0 | 0 | 0 | 0 | 0 | 0 | 0 | 0 | 0 | 0 | 0 | 0 | 1349.7254 | 1349.7254 | 1349.7254 | 1349.7254 | 1349.7254 | 1349.7254 | 1349.7254 | 1349.7254 | 1349.7254 | 1349.7254 | 1349.7254 | 1349.7254 | 1349.7254 | 1349.7254 | 1349.7254 | 1349.7254 | 1349.7254 | 1349.7254 | 1349.7254 | 1349.7254 | 1349.7254 | 1349.7254 | 1349.7254 | 2000 | 1349.7254 | 32393.4091
2001 | 0 | 0 | 0 | 0 | 0 | 0 | 0 | 0 | 0 | 0 | 0 | 0 | 0 | 0 | 0 | 0 | 0 | 0 | 0 | 0 | 0 | 0 | 0 | 0 | 0 | 0 | 0 | 0 | 0 | 0 | 0 | 0 | 0 | 0 | 1349.7254 | 1349.7254 | 1349.7254 | 1349.7254 | 1349.7254 | 1349.7254 | 1349.7254 | 1349.7254 | 1349.7254 | 1349.7254 | 1349.7254 | 1349.7254 | 1349.7254 | 1349.7254 | 1349.7254 | 1349.7254 | 1349.7254 | 1349.7254 | 1349.7254 | 1349.7254 | 1349.7254 | 1349.7254 | 1349.7254 | 1349.7254 | 2001 | 1349.7254 | 33743.1344 |  |  |  |  | 0
2002 | 0 | 0 | 0 | 0 | 0 | 0 | 0 | 0 | 0 | 0 | 0 | 0 | 0 | 0 | 0 | 0 | 0 | 0 | 0 | 0 | 0 | 0 | 0 | 0 | 0 | 0 | 0 | 0 | 0 | 0 | 0 | 0 | 0 | 1349.7254 | 1349.7254 | 1349.7254 | 1349.7254 | 1349.7254 | 1349.7254 | 1349.7254 | 1349.7254 | 1349.7254 | 1349.7254 | 1349.7254 | 1349.7254 | 1349.7254 | 1349.7254 | 1349.7254 | 1349.7254 | 1349.7254 | 1349.7254 | 1349.7254 | 1349.7254 | 1349.7254 | 1349.7254 | 1349.7254 | 1349.7254 | 1349.7254 | 2002 | 1349.7254 | 35092.8598 |  |  |  |  | 0
2003 | 0 | 0 | 0 | 0 | 0 | 0 | 0 | 0 | 0 | 0 | 0 | 0 | 0 | 0 | 0 | 0 | 0 | 0 | 0 | 0 | 0 | 0 | 0 | 0 | 0 | 0 | 0 | 0 | 0 | 0 | 0 | 0 | 1349.7254 | 1349.7254 | 1349.7254 | 1349.7254 | 1349.7254 | 1349.7254 | 1349.7254 | 1349.7254 | 1349.7254 | 1349.7254 | 1349.7254 | 1349.7254 | 1349.7254 | 1349.7254 | 1349.7254 | 1349.7254 | 1349.7254 | 1349.7254 | 1349.7254 | 1349.7254 | 1349.7254 | 1349.7254 | 1349.7254 | 1349.7254 | 1349.7254 | 1349.7254 | 2003 | 1215.9753 | 36308.8351 |  |  |  |  | 0
2004 | 0 | 0 | 0 | 0 | 0 | 0 | 0 | 0 | 0 | 0 | 0 | 0 | 0 | 0 | 0 | 0 | 0 | 0 | 0 | 0 | 0 | 0 | 0 | 0 | 0 | 0 | 0 | 0 | 0 | 0 | 0 | 1349.7254 | 1349.7254 | 1349.7254 | 1349.7254 | 1349.7254 | 1349.7254 | 1349.7254 | 1349.7254 | 1349.7254 | 1349.7254 | 1349.7254 | 1349.7254 | 1349.7254 | 1349.7254 | 1349.7254 | 1349.7254 | 1349.7254 | 1349.7254 | 1349.7254 | 1349.7254 | 1349.7254 | 1349.7254 | 1349.7254 | 1349.7254 | 1349.7254 | 1349.7254 | 1215.9753 | 2004 | 1383.4685 | 37692.3036 |  |  |  |  | 0 | 0
2005 | 0 | 0 | 0 | 0 | 0 | 0 | 0 | 0 | 0 | 0 | 0 | 0 | 0 | 0 | 0 | 0 | 0 | 0 | 0 | 0 | 0 | 0 | 0 | 0 | 0 | 0 | 0 | 0 | 0 | 0 | 1349.7254 | 1349.7254 | 1349.7254 | 1349.7254 | 1349.7254 | 1349.7254 | 1349.7254 | 1349.7254 | 1349.7254 | 1349.7254 | 1349.7254 | 1349.7254 | 1349.7254 | 1349.7254 | 1349.7254 | 1349.7254 | 1349.7254 | 1349.7254 | 1349.7254 | 1349.7254 | 1349.7254 | 1349.7254 | 1349.7254 | 1349.7254 | 1349.7254 | 1349.7254 | 1215.9753 | 1383.4685 | 2005 | 1383.4685 | 39075.7722 | 0 | 0% | 1364.1 | 0 | 19.3686 | 1364.1 | 1364.1 | 19.3686 | 1383.4685 | --
2006 | 0 | 0 | 0 | 0 | 0 | 0 | 0 | 0 | 0 | 0 | 0 | 0 | 0 | 0 | 0 | 0 | 0 | 0 | 0 | 0 | 0 | 0 | 0 | 0 | 0 | 0 | 0 | 0 | 0 | 0 | 1349.7254 | 1349.7254 | 1349.7254 | 1349.7254 | 1349.7254 | 1349.7254 | 1349.7254 | 1349.7254 | 1349.7254 | 1349.7254 | 1349.7254 | 1349.7254 | 1349.7254 | 1349.7254 | 1349.7254 | 1349.7254 | 1349.7254 | 1349.7254 | 1349.7254 | 1349.7254 | 1349.7254 | 1349.7254 | 1349.7254 | 1349.7254 | 1349.7254 | 1215.9753 | 1383.4685 | 1383.4685 | 2006 | 1369.0939 | 39095.1407 | 0 | 0% | 1349.7254 | 0 | 19.3686 | 1349.7254 | 1349.7254 | 19.3686 | 1369.0939 | --
2007 | 0 | 0 | 0 | 0 | 0 | 0 | 0 | 0 | 0 | 0 | 0 | 0 | 0 | 0 | 0 | 0 | 0 | 0 | 0 | 0 | 0 | 0 | 0 | 0 | 0 | 0 | 0 | 0 | 0 | 0 | 1349.7254 | 1349.7254 | 1349.7254 | 1349.7254 | 1349.7254 | 1349.7254 | 1349.7254 | 1349.7254 | 1349.7254 | 1349.7254 | 1349.7254 | 1349.7254 | 1349.7254 | 1349.7254 | 1349.7254 | 1349.7254 | 1349.7254 | 1349.7254 | 1349.7254 | 1349.7254 | 1349.7254 | 1349.7254 | 1349.7254 | 1349.7254 | 1215.9753 | 1383.4685 | 1383.4685 | 1369.0939 | 2007 | 1369.0939 | 39114.5093 | 0 | 0% | 1349.7254 | 0 | 19.3686 | 1349.7254 | 1349.7254 | 19.3686 | 1369.0939 | --
2008 | 0 | 0 | 0 | 0 | 0 | 0 | 0 | 0 | 0 | 0 | 0 | 0 | 0 | 0 | 0 | 0 | 0 | 0 | 0 | 0 | 0 | 0 | 0 | 0 | 0 | 0 | 0 | 0 | 0 | 0 | 1349.7254 | 1349.7254 | 1349.7254 | 1349.7254 | 1349.7254 | 1349.7254 | 1349.7254 | 1349.7254 | 1349.7254 | 1349.7254 | 1349.7254 | 1349.7254 | 1349.7254 | 1349.7254 | 1349.7254 | 1349.7254 | 1349.7254 | 1349.7254 | 1349.7254 | 1349.7254 | 1349.7254 | 1349.7254 | 1349.7254 | 1215.9753 | 1383.4685 | 1383.4685 | 1369.0939 | 1369.0939 | 2008 | 1369.0939 | 39133.8778 | 0 | 0% | 1349.7254 | 0 | 19.3686 | 1349.7254 | 1349.7254 | 19.3686 | 1369.0939 | --
2009 | 0 | 0 | 0 | 0 | 0 | 0 | 0 | 0 | 0 | 0 | 0 | 0 | 0 | 0 | 0 | 0 | 0 | 0 | 0 | 0 | 0 | 0 | 0 | 0 | 0 | 0 | 0 | 0 | 0 | 0 | 1349.7254 | 1349.7254 | 1349.7254 | 1349.7254 | 1349.7254 | 1349.7254 | 1349.7254 | 1349.7254 | 1349.7254 | 1349.7254 | 1349.7254 | 1349.7254 | 1349.7254 | 1349.7254 | 1349.7254 | 1349.7254 | 1349.7254 | 1349.7254 | 1349.7254 | 1349.7254 | 1349.7254 | 1349.7254 | 1215.9753 | 1383.4685 | 1383.4685 | 1369.0939 | 1369.0939 | 1369.0939 | 2009 | 1369.0939 | 39153.2464 | 0 | 0% | 1349.7254 | 0 | 19.3686 | 1349.7254 | 1349.7254 | 19.3686 | 1369.0939 | --
2010 | 0 | 0 | 0 | 0 | 0 | 0 | 0 | 0 | 0 | 0 | 0 | 0 | 0 | 0 | 0 | 0 | 0 | 0 | 0 | 0 | 0 | 0 | 0 | 0 | 0 | 0 | 0 | 0 | 0 | 0 | 1349.7254 | 1349.7254 | 1349.7254 | 1349.7254 | 1349.7254 | 1349.7254 | 1349.7254 | 1349.7254 | 1349.7254 | 1349.7254 | 1349.7254 | 1349.7254 | 1349.7254 | 1349.7254 | 1349.7254 | 1349.7254 | 1349.7254 | 1349.7254 | 1349.7254 | 1349.7254 | 1349.7254 | 1215.9753 | 1383.4685 | 1383.4685 | 1369.0939 | 1369.0939 | 1369.0939 | 1369.0939 | 2010 | 1369.0939 | 39172.615 | 0 | 0% | 1349.7254 | 0 | 19.3686 | 1349.7254 | 1349.7254 | 19.3686 | 1369.0939 | --
2011 | 0 | 0 | 0 | 0 | 0 | 0 | 0 | 0 | 0 | 0 | 0 | 0 | 0 | 0 | 0 | 0 | 0 | 0 | 0 | 0 | 0 | 0 | 0 | 0 | 0 | 0 | 0 | 0 | 0 | 0 | 1349.7254 | 1349.7254 | 1349.7254 | 1349.7254 | 1349.7254 | 1349.7254 | 1349.7254 | 1349.7254 | 1349.7254 | 1349.7254 | 1349.7254 | 1349.7254 | 1349.7254 | 1349.7254 | 1349.7254 | 1349.7254 | 1349.7254 | 1349.7254 | 1349.7254 | 1349.7254 | 1215.9753 | 1383.4685 | 1383.4685 | 1369.0939 | 1369.0939 | 1369.0939 | 1369.0939 | 1369.0939 | 2011 | 1369.0939 | 39191.9835 | 0 | 0% | 1349.7254 | 0 | 19.3686 | 1349.7254 | 1349.7254 | 19.3686 | 1369.0939 | --
2012 | 0 | 0 | 0 | 0 | 0 | 0 | 0 | 0 | 0 | 0 | 0 | 0 | 0 | 0 | 0 | 0 | 0 | 0 | 0 | 0 | 0 | 0 | 0 | 0 | 0 | 0 | 0 | 0 | 0 | 0 | 1349.7254 | 1349.7254 | 1349.7254 | 1349.7254 | 1349.7254 | 1349.7254 | 1349.7254 | 1349.7254 | 1349.7254 | 1349.7254 | 1349.7254 | 1349.7254 | 1349.7254 | 1349.7254 | 1349.7254 | 1349.7254 | 1349.7254 | 1349.7254 | 1349.7254 | 1215.9753 | 1383.4685 | 1383.4685 | 1369.0939 | 1369.0939 | 1369.0939 | 1369.0939 | 1369.0939 | 1369.0939 | 2012 | 1369.0939 | 39211.3521 | 0 | 0% | 1349.7254 | 0 | 19.3686 | 1349.7254 | 1349.7254 | 19.3686 | 1369.0939 | --
2013 | 0 | 0 | 0 | 0 | 0 | 0 | 0 | 0 | 0 | 0 | 0 | 0 | 0 | 0 | 0 | 0 | 0 | 0 | 0 | 0 | 0 | 0 | 0 | 0 | 0 | 0 | 0 | 0 | 0 | 0 | 1349.7254 | 1349.7254 | 1349.7254 | 1349.7254 | 1349.7254 | 1349.7254 | 1349.7254 | 1349.7254 | 1349.7254 | 1349.7254 | 1349.7254 | 1349.7254 | 1349.7254 | 1349.7254 | 1349.7254 | 1349.7254 | 1349.7254 | 1349.7254 | 1215.9753 | 1383.4685 | 1383.4685 | 1369.0939 | 1369.0939 | 1369.0939 | 1369.0939 | 1369.0939 | 1369.0939 | 1369.0939 | 2013 | 1369.0939 | 39230.7206 | 0 | 0% | 1349.7254 | 0 | 19.3686 | 1349.7254 | 1349.7254 | 19.3686 | 1369.0939 | --
2014 | 0 | 0 | 0 | 0 | 0 | 0 | 0 | 0 | 0 | 0 | 0 | 0 | 0 | 0 | 0 | 0 | 0 | 0 | 0 | 0 | 0 | 0 | 0 | 0 | 0 | 0 | 0 | 0 | 0 | 0 | 1349.7254 | 1349.7254 | 1349.7254 | 1349.7254 | 1349.7254 | 1349.7254 | 1349.7254 | 1349.7254 | 1349.7254 | 1349.7254 | 1349.7254 | 1349.7254 | 1349.7254 | 1349.7254 | 1349.7254 | 1349.7254 | 1349.7254 | 1215.9753 | 1383.4685 | 1383.4685 | 1369.0939 | 1369.0939 | 1369.0939 | 1369.0939 | 1369.0939 | 1369.0939 | 1369.0939 | 1369.0939 | 2014 | 1369.0939 | 39250.0892 | 0 | 0% | 1349.7254 | 0 | 19.3686 | 1349.7254 | 1349.7254 | 19.3686 | 1369.0939 | --
2015 | 0 | 0 | 0 | 0 | 0 | 0 | 0 | 0 | 0 | 0 | 0 | 0 | 0 | 0 | 0 | 0 | 0 | 0 | 0 | 0 | 0 | 0 | 0 | 0 | 0 | 0 | 0 | 0 | 0 | 0 | 1349.7254 | 1349.7254 | 1349.7254 | 1349.7254 | 1349.7254 | 1349.7254 | 1349.7254 | 1349.7254 | 1349.7254 | 1349.7254 | 1349.7254 | 1349.7254 | 1349.7254 | 1349.7254 | 1349.7254 | 1349.7254 | 1215.9753 | 1383.4685 | 1383.4685 | 1369.0939 | 1369.0939 | 1369.0939 | 1369.0939 | 1369.0939 | 1369.0939 | 1369.0939 | 1369.0939 | 1369.0939 | 2015 | 1369.0939 | 39269.4577 | 0 | 0% | 1349.7254 | 0 | 19.3686 | 1349.7254 | 1349.7254 | 19.3686 | 1369.0939 | --
2016 | 0 | 0 | 0 | 0 | 0 | 0 | 0 | 0 | 0 | 0 | 0 | 0 | 0 | 0 | 0 | 0 | 0 | 0 | 0 | 0 | 0 | 0 | 0 | 0 | 0 | 0 | 0 | 0 | 0 | 0 | 1349.7254 | 1349.7254 | 1349.7254 | 1349.7254 | 1349.7254 | 1349.7254 | 1349.7254 | 1349.7254 | 1349.7254 | 1349.7254 | 1349.7254 | 1349.7254 | 1349.7254 | 1349.7254 | 1349.7254 | 1215.9753 | 1383.4685 | 1383.4685 | 1369.0939 | 1369.0939 | 1369.0939 | 1369.0939 | 1369.0939 | 1369.0939 | 1369.0939 | 1369.0939 | 1369.0939 | 1369.0939 | 2016 | 1369.0939 | 39288.8263 | 0 | 0% | 1349.7254 | 0 | 19.3686 | 1349.7254 | 1349.7254 | 19.3686 | 1369.0939 | --
2017 | 0 | 0 | 0 | 0 | 0 | 0 | 0 | 0 | 0 | 0 | 0 | 0 | 0 | 0 | 0 | 0 | 0 | 0 | 0 | 0 | 0 | 0 | 0 | 0 | 0 | 0 | 0 | 0 | 0 | 0 | 1349.7254 | 1349.7254 | 1349.7254 | 1349.7254 | 1349.7254 | 1349.7254 | 1349.7254 | 1349.7254 | 1349.7254 | 1349.7254 | 1349.7254 | 1349.7254 | 1349.7254 | 1349.7254 | 1215.9753 | 1383.4685 | 1383.4685 | 1369.0939 | 1369.0939 | 1369.0939 | 1369.0939 | 1369.0939 | 1369.0939 | 1369.0939 | 1369.0939 | 1369.0939 | 1369.0939 | 1369.0939 | 2017 | 1369.0939 | 39308.1949 | 0 | 0% | 1349.7254 | 0 | 19.3686 | 1349.7254 | 1349.7254 | 19.3686 | 1369.0939 | --
2018 | 0 | 0 | 0 | 0 | 0 | 0 | 0 | 0 | 0 | 0 | 0 | 0 | 0 | 0 | 0 | 0 | 0 | 0 | 0 | 0 | 0 | 0 | 0 | 0 | 0 | 0 | 0 | 0 | 0 | 0 | 1349.7254 | 1349.7254 | 1349.7254 | 1349.7254 | 1349.7254 | 1349.7254 | 1349.7254 | 1349.7254 | 1349.7254 | 1349.7254 | 1349.7254 | 1349.7254 | 1349.7254 | 1215.9753 | 1383.4685 | 1383.4685 | 1369.0939 | 1369.0939 | 1369.0939 | 1369.0939 | 1369.0939 | 1369.0939 | 1369.0939 | 1369.0939 | 1369.0939 | 1369.0939 | 1369.0939 | 1369.0939 | 2018 | 1369.0939 | 39327.5634 | 0 | 0% | 1349.7254 | 0 | 19.3686 | 1349.7254 | 1349.7254 | 19.3686 | 1369.0939 | --
2019 | 0 | 0 | 0 | 0 | 0 | 0 | 0 | 0 | 0 | 0 | 0 | 0 | 0 | 0 | 0 | 0 | 0 | 0 | 0 | 0 | 0 | 0 | 0 | 0 | 0 | 0 | 0 | 0 | 0 | 0 | 1349.7254 | 1349.7254 | 1349.7254 | 1349.7254 | 1349.7254 | 1349.7254 | 1349.7254 | 1349.7254 | 1349.7254 | 1349.7254 | 1349.7254 | 1349.7254 | 1215.9753 | 1383.4685 | 1383.4685 | 1369.0939 | 1369.0939 | 1369.0939 | 1369.0939 | 1369.0939 | 1369.0939 | 1369.0939 | 1369.0939 | 1369.0939 | 1369.0939 | 1369.0939 | 1369.0939 | 1369.0939 | 2019 | 1369.0939 | 39346.932 | 0 | 0% | 1349.7254 | 0 | 19.3686 | 1349.7254 | 1349.7254 | 19.3686 | 1369.0939 | --
2020 | 0 | 0 | 0 | 0 | 0 | 0 | 0 | 0 | 0 | 0 | 0 | 0 | 0 | 0 | 0 | 0 | 0 | 0 | 0 | 0 | 0 | 0 | 0 | 0 | 0 | 0 | 0 | 0 | 0 | 0 | 1349.7254 | 1349.7254 | 1349.7254 | 1349.7254 | 1349.7254 | 1349.7254 | 1349.7254 | 1349.7254 | 1349.7254 | 1349.7254 | 1349.7254 | 1215.9753 | 1383.4685 | 1383.4685 | 1369.0939 | 1369.0939 | 1369.0939 | 1369.0939 | 1369.0939 | 1369.0939 | 1369.0939 | 1369.0939 | 1369.0939 | 1369.0939 | 1369.0939 | 1369.0939 | 1369.0939 | 1369.0939 | 2020 | 1369.0939 | 39366.3005 | 0 | 0% | 1349.7254 | 0 | 19.3686 | 1349.7254 | 1349.7254 | 19.3686 | 1369.0939 | --
2021 | 0 | 0 | 0 | 0 | 0 | 0 | 0 | 0 | 0 | 0 | 0 | 0 | 0 | 0 | 0 | 0 | 0 | 0 | 0 | 0 | 0 | 0 | 0 | 0 | 0 | 0 | 0 | 0 | 0 | 0 | 1349.7254 | 1349.7254 | 1349.7254 | 1349.7254 | 1349.7254 | 1349.7254 | 1349.7254 | 1349.7254 | 1349.7254 | 1349.7254 | 1215.9753 | 1383.4685 | 1383.4685 | 1369.0939 | 1369.0939 | 1369.0939 | 1369.0939 | 1369.0939 | 1369.0939 | 1369.0939 | 1369.0939 | 1369.0939 | 1369.0939 | 1369.0939 | 1369.0939 | 1369.0939 | 1369.0939 | 1369.0939 | 2021 | 1369.0939 | 39385.6691 | 0 | 0% | 1349.7254 | 0 | 19.3686 | 1349.7254 | 1349.7254 | 19.3686 | 1369.0939 | --
2022 | 0 | 0 | 0 | 0 | 0 | 0 | 0 | 0 | 0 | 0 | 0 | 0 | 0 | 0 | 0 | 0 | 0 | 0 | 0 | 0 | 0 | 0 | 0 | 0 | 0 | 0 | 0 | 0 | 0 | 0 | 1349.7254 | 1349.7254 | 1349.7254 | 1349.7254 | 1349.7254 | 1349.7254 | 1349.7254 | 1349.7254 | 1349.7254 | 1215.9753 | 1383.4685 | 1383.4685 | 1369.0939 | 1369.0939 | 1369.0939 | 1369.0939 | 1369.0939 | 1369.0939 | 1369.0939 | 1369.0939 | 1369.0939 | 1369.0939 | 1369.0939 | 1369.0939 | 1369.0939 | 1369.0939 | 1369.0939 | 1369.0939 | 2022 | 1369.0939 | 39405.0377 | 0 | 0% | 1349.7254 | 0 | 19.3686 | 1349.7254 | 1349.7254 | 19.3686 | 1369.0939 | --
2023 | 0 | 0 | 0 | 0 | 0 | 0 | 0 | 0 | 0 | 0 | 0 | 0 | 0 | 0 | 0 | 0 | 0 | 0 | 0 | 0 | 0 | 0 | 0 | 0 | 0 | 0 | 0 | 0 | 0 | 0 | 1349.7254 | 1349.7254 | 1349.7254 | 1349.7254 | 1349.7254 | 1349.7254 | 1349.7254 | 1349.7254 | 1215.9753 | 1383.4685 | 1383.4685 | 1369.0939 | 1369.0939 | 1369.0939 | 1369.0939 | 1369.0939 | 1369.0939 | 1369.0939 | 1369.0939 | 1369.0939 | 1369.0939 | 1369.0939 | 1369.0939 | 1369.0939 | 1369.0939 | 1369.0939 | 1369.0939 | 1369.0939 | 2023 | 1369.0939 | 39424.4062 | 0 | 0% | 1349.7254 | 0 | 19.3686 | 1349.7254 | 1349.7254 | 19.3686 | 1369.0939 | --
2024 | 0 | 0 | 0 | 0 | 0 | 0 | 0 | 0 | 0 | 0 | 0 | 0 | 0 | 0 | 0 | 0 | 0 | 0 | 0 | 0 | 0 | 0 | 0 | 0 | 0 | 0 | 0 | 0 | 0 | 0 | 1349.7254 | 1349.7254 | 1349.7254 | 1349.7254 | 1349.7254 | 1349.7254 | 1349.7254 | 1215.9753 | 1383.4685 | 1383.4685 | 1369.0939 | 1369.0939 | 1369.0939 | 1369.0939 | 1369.0939 | 1369.0939 | 1369.0939 | 1369.0939 | 1369.0939 | 1369.0939 | 1369.0939 | 1369.0939 | 1369.0939 | 1369.0939 | 1369.0939 | 1369.0939 | 1369.0939 | 1369.0939 | 2024 | 1369.0939 | 39443.7748 | 0 | 0% | 1349.7254 | 0 | 19.3686 | 1349.7254 | 1349.7254 | 19.3686 | 1369.0939 | --
2025 | 0 | 0 | 0 | 0 | 0 | 0 | 0 | 0 | 0 | 0 | 0 | 0 | 0 | 0 | 0 | 0 | 0 | 0 | 0 | 0 | 0 | 0 | 0 | 0 | 0 | 0 | 0 | 0 | 0 | 0 | 1349.7254 | 1349.7254 | 1349.7254 | 1349.7254 | 1349.7254 | 1349.7254 | 1215.9753 | 1383.4685 | 1383.4685 | 1369.0939 | 1369.0939 | 1369.0939 | 1369.0939 | 1369.0939 | 1369.0939 | 1369.0939 | 1369.0939 | 1369.0939 | 1369.0939 | 1369.0939 | 1369.0939 | 1369.0939 | 1369.0939 | 1369.0939 | 1369.0939 | 1369.0939 | 1369.0939 | 1369.0939 | 2025 | 1369.0939 | 39463.1433 | 0 | 0% | 1349.7254 | 0 | 19.3686 | 1349.7254 | 1349.7254 | 19.3686 | 1369.0939 | --
2026 | 0 | 0 | 0 | 0 | 0 | 0 | 0 | 0 | 0 | 0 | 0 | 0 | 0 | 0 | 0 | 0 | 0 | 0 | 0 | 0 | 0 | 0 | 0 | 0 | 0 | 0 | 0 | 0 | 0 | 0 | 1349.7254 | 1349.7254 | 1349.7254 | 1349.7254 | 1349.7254 | 1215.9753 | 1383.4685 | 1383.4685 | 1369.0939 | 1369.0939 | 1369.0939 | 1369.0939 | 1369.0939 | 1369.0939 | 1369.0939 | 1369.0939 | 1369.0939 | 1369.0939 | 1369.0939 | 1369.0939 | 1369.0939 | 1369.0939 | 1369.0939 | 1369.0939 | 1369.0939 | 1369.0939 | 1369.0939 | 1369.0939 | 2026 | 1369.0939 | 39482.5119 | 0 | 0% | 1349.7254 | 0 | 19.3686 | 1349.7254 | 1349.7254 | 19.3686 | 1369.0939 | --
2027 | 0 | 0 | 0 | 0 | 0 | 0 | 0 | 0 | 0 | 0 | 0 | 0 | 0 | 0 | 0 | 0 | 0 | 0 | 0 | 0 | 0 | 0 | 0 | 0 | 0 | 0 | 0 | 0 | 0 | 0 | 1349.7254 | 1349.7254 | 1349.7254 | 1349.7254 | 1215.9753 | 1383.4685 | 1383.4685 | 1369.0939 | 1369.0939 | 1369.0939 | 1369.0939 | 1369.0939 | 1369.0939 | 1369.0939 | 1369.0939 | 1369.0939 | 1369.0939 | 1369.0939 | 1369.0939 | 1369.0939 | 1369.0939 | 1369.0939 | 1369.0939 | 1369.0939 | 1369.0939 | 1369.0939 | 1369.0939 | 1369.0939 | 2027 | 1369.0939 | 39501.8805 | 0 | 0% | 1349.7254 | 0 | 19.3686 | 1349.7254 | 1349.7254 | 19.3686 | 1369.0939 | --
2028 | 0 | 0 | 0 | 0 | 0 | 0 | 0 | 0 | 0 | 0 | 0 | 0 | 0 | 0 | 0 | 0 | 0 | 0 | 0 | 0 | 0 | 0 | 0 | 0 | 0 | 0 | 0 | 0 | 0 | 0 | 1349.7254 | 1349.7254 | 1349.7254 | 1215.9753 | 1383.4685 | 1383.4685 | 1369.0939 | 1369.0939 | 1369.0939 | 1369.0939 | 1369.0939 | 1369.0939 | 1369.0939 | 1369.0939 | 1369.0939 | 1369.0939 | 1369.0939 | 1369.0939 | 1369.0939 | 1369.0939 | 1369.0939 | 1369.0939 | 1369.0939 | 1369.0939 | 1369.0939 | 1369.0939 | 1369.0939 | 1369.0939 | 2028 | 1369.0939 | 39521.249 | 0 | 0% | 1349.7254 | 0 | 19.3686 | 1349.7254 | 1349.7254 | 19.3686 | 1369.0939 | --
2029 | 0 | 0 | 0 | 0 | 0 | 0 | 0 | 0 | 0 | 0 | 0 | 0 | 0 | 0 | 0 | 0 | 0 | 0 | 0 | 0 | 0 | 0 | 0 | 0 | 0 | 0 | 0 | 0 | 0 | 0 | 1349.7254 | 1349.7254 | 1215.9753 | 1383.4685 | 1383.4685 | 1369.0939 | 1369.0939 | 1369.0939 | 1369.0939 | 1369.0939 | 1369.0939 | 1369.0939 | 1369.0939 | 1369.0939 | 1369.0939 | 1369.0939 | 1369.0939 | 1369.0939 | 1369.0939 | 1369.0939 | 1369.0939 | 1369.0939 | 1369.0939 | 1369.0939 | 1369.0939 | 1369.0939 | 1369.0939 | 1369.0939 | 2029 | 1369.0939 | 39540.6176 | 0 | 0% | 1349.7254 | 0 | 19.3686 | 1349.7254 | 1349.7254 | 19.3686 | 1369.0939 | --
2030 | 0 | 0 | 0 | 0 | 0 | 0 | 0 | 0 | 0 | 0 | 0 | 0 | 0 | 0 | 0 | 0 | 0 | 0 | 0 | 0 | 0 | 0 | 0 | 0 | 0 | 0 | 0 | 0 | 0 | 0 | 1349.7254 | 1215.9753 | 1383.4685 | 1383.4685 | 1369.0939 | 1369.0939 | 1369.0939 | 1369.0939 | 1369.0939 | 1369.0939 | 1369.0939 | 1369.0939 | 1369.0939 | 1369.0939 | 1369.0939 | 1369.0939 | 1369.0939 | 1369.0939 | 1369.0939 | 1369.0939 | 1369.0939 | 1369.0939 | 1369.0939 | 1369.0939 | 1369.0939 | 1369.0939 | 1369.0939 | 1369.0939 | 2030 | 1369.0939 | 39559.9861 | 0 | 0% | 1349.7254 | 0 | 19.3686 | 1349.7254 | 1349.7254 | 19.3686 | 1369.0939 | --
2031 | 0 | 0 | 0 | 0 | 0 | 0 | 0 | 0 | 0 | 0 | 0 | 0 | 0 | 0 | 0 | 0 | 0 | 0 | 0 | 0 | 0 | 0 | 0 | 0 | 0 | 0 | 0 | 0 | 0 | 0 | 1215.9753 | 1383.4685 | 1383.4685 | 1369.0939 | 1369.0939 | 1369.0939 | 1369.0939 | 1369.0939 | 1369.0939 | 1369.0939 | 1369.0939 | 1369.0939 | 1369.0939 | 1369.0939 | 1369.0939 | 1369.0939 | 1369.0939 | 1369.0939 | 1369.0939 | 1369.0939 | 1369.0939 | 1369.0939 | 1369.0939 | 1369.0939 | 1369.0939 | 1369.0939 | 1369.0939 | 1369.0939 | 2031 | 1369.0939 | 39579.3547 | 0 | 0% | 1349.7254 | 0 | 19.3686 | 1349.7254 | 1349.7254 | 19.3686 | 1369.0939 | --
2032 | 0 | 0 | 0 | 0 | 0 | 0 | 0 | 0 | 0 | 0 | 0 | 0 | 0 | 0 | 0 | 0 | 0 | 0 | 0 | 0 | 0 | 0 | 0 | 0 | 0 | 0 | 0 | 0 | 0 | 0 | 1383.4685 | 1383.4685 | 1369.0939 | 1369.0939 | 1369.0939 | 1369.0939 | 1369.0939 | 1369.0939 | 1369.0939 | 1369.0939 | 1369.0939 | 1369.0939 | 1369.0939 | 1369.0939 | 1369.0939 | 1369.0939 | 1369.0939 | 1369.0939 | 1369.0939 | 1369.0939 | 1369.0939 | 1369.0939 | 1369.0939 | 1369.0939 | 1369.0939 | 1369.0939 | 1369.0939 | 1369.0939 | 2032 | 1235.3439 | 39598.7233 | 0 | 0% | 1215.9753 | 0 | 19.3686 | 1215.9753 | 1215.9753 | 19.3686 | 1235.3439 | --
2033 | 0 | 0 | 0 | 0 | 0 | 0 | 0 | 0 | 0 | 0 | 0 | 0 | 0 | 0 | 0 | 0 | 0 | 0 | 0 | 0 | 0 | 0 | 0 | 0 | 0 | 0 | 0 | 0 | 0 | 0 | 1383.4685 | 1369.0939 | 1369.0939 | 1369.0939 | 1369.0939 | 1369.0939 | 1369.0939 | 1369.0939 | 1369.0939 | 1369.0939 | 1369.0939 | 1369.0939 | 1369.0939 | 1369.0939 | 1369.0939 | 1369.0939 | 1369.0939 | 1369.0939 | 1369.0939 | 1369.0939 | 1369.0939 | 1369.0939 | 1369.0939 | 1369.0939 | 1369.0939 | 1369.0939 | 1369.0939 | 1235.3439 | 2033 | 1402.8371 | 39618.0918 | 0 | 0% | 1383.4685 | 0 | 19.3686 | 1383.4685 | 1383.4685 | 19.3686 | 1402.8371 | --
2034 | 0 | 0 | 0 | 0 | 0 | 0 | 0 | 0 | 0 | 0 | 0 | 0 | 0 | 0 | 0 | 0 | 0 | 0 | 0 | 0 | 0 | 0 | 0 | 0 | 0 | 0 | 0 | 0 | 0 | 0 | 1369.0939 | 1369.0939 | 1369.0939 | 1369.0939 | 1369.0939 | 1369.0939 | 1369.0939 | 1369.0939 | 1369.0939 | 1369.0939 | 1369.0939 | 1369.0939 | 1369.0939 | 1369.0939 | 1369.0939 | 1369.0939 | 1369.0939 | 1369.0939 | 1369.0939 | 1369.0939 | 1369.0939 | 1369.0939 | 1369.0939 | 1369.0939 | 1369.0939 | 1369.0939 | 1235.3439 | 1402.8371 | 2034 | 1402.8371 | 39637.4604 | 0 | 0% | 1383.4685 | 0 | 19.3686 | 1383.4685 | 1383.4685 | 19.3686 | 1402.8371 | --

## Stock 101-200 HP
1 | 2 | 3 | 4 | 5 | 6 | 7 | 8 | 9 | 10 | 11 | 12 | 13 | 14 | 15 | 16 | 17 | 18 | 19 | 20 | 21 | 22 | 23 | 24 | 25 | 26 | 27 | 28 | 29 | 30 | 31 | 32 | 33 | 34 | 35 | 36 | 37 | 38 | 39 | 40 | 41 | 42 | 43 | 44 | 45 | 46 | 47 | 48 | 49 | 50 | 51 | 52 | 53 | 54 | 55 | 56 | 57 | 58 | 59 | 1 | 2 | 3 | 4 | 5 | 6 | 7 | 8 | 10 | 11 | 12 | 13 | 14
Initial Year | 1977
[62 empty] | These columns determines total stock, accounting for abandoned units and shipment due to new construction as well as saturation of equipment in household. At least the housing growth can be tailored to the NW, maybe the saturation as well. |  |  |  |  | For Graph- New Shipment
[72 empty] | Product Life Time | 28
[72 empty] | Survival Assumption | 1/Lifetime Survival
1/Lifetime Survival | 0 | 0 | 0 | 0 | 0 | 0 | 0 | 0 | 0 | 0 | 0 | 0 | 0 | 0 | 0 | 0 | 0 | 0 | 0 | 0 | 0 | 0 | 0 | 0 | 0 | 0 | 0 | 0 | 0 | 0 | 0 | 0.035714 | 0.071429 | 0.10714 | 0.14286 | 0.17857 | 0.21429 | 0.25 | 0.28571 | 0.32143 | 0.35714 | 0.39286 | 0.42857 | 0.46429 | 0.5 | 0.53571 | 0.57143 | 0.60714 | 0.64286 | 0.67857 | 0.71429 | 0.75 | 0.78571 | 0.82143 | 0.85714 | 0.89286 | 0.92857 | 0.96429 |  | New Shipment | Stock | Abandoned units | % of retirements not Replaced | Replacements for Retiring Units | Council's Replacement Assumption | Ship due to new construction | Actual Retirements | Repl. Units | New Cons Units | Total Shipment | 6Plan's Baseline | Abandoned Rate | 0%
| 58 | 57 | 56 | 55 | 54 | 53 | 52 | 51 | 50 | 49 | 48 | 47 | 46 | 45 | 44 | 43 | 42 | 41 | 40 | 39 | 38 | 37 | 36 | 35 | 34 | 33 | 32 | 31 | 30 | 29 | 28 | 27 | 26 | 25 | 24 | 23 | 22 | 21 | 20 | 19 | 18 | 17 | 16 | 15 | 14 | 13 | 12 | 11 | 10 | 9 | 8 | 7 | 6 | 5 | 4 | 3 | 2 | 1 | Year | Replacement of Retiring units+ New Construction from housing calibrated to historical shipment data | Previous year stock+New construction- abandoned units | Replacement for retiring units* (1-% retirements not replaced) | Average of % retirement not replaced. Based on historical new shipment data: Total stock previous year- sum of units of all vintages; | Total stock from previous year - stock of all vintages this year | Product not included in Supply Curve | Driven by housing growth | Abandoned units+replacements for retiring | precase= actual retirement- abandoned; post- case |  | Replacement unit+New Construction | Not included in supply curve
1977 | 0 | 0 | 0 | 0 | 0 | 0 | 0 | 0 | 0 | 0 | 0 | 0 | 0 | 0 | 0 | 0 | 0 | 0 | 0 | 0 | 0 | 0 | 0 | 0 | 0 | 0 | 0 | 0 | 0 | 0 | 0 | 0 | 0 | 0 | 0 | 0 | 0 | 0 | 0 | 0 | 0 | 0 | 0 | 0 | 0 | 0 | 0 | 0 | 0 | 0 | 0 | 0 | 0 | 0 | 0 | 0 | 0 | 0 | 1977 | 590.4094 | 590.4094
1978 | 0 | 0 | 0 | 0 | 0 | 0 | 0 | 0 | 0 | 0 | 0 | 0 | 0 | 0 | 0 | 0 | 0 | 0 | 0 | 0 | 0 | 0 | 0 | 0 | 0 | 0 | 0 | 0 | 0 | 0 | 0 | 0 | 0 | 0 | 0 | 0 | 0 | 0 | 0 | 0 | 0 | 0 | 0 | 0 | 0 | 0 | 0 | 0 | 0 | 0 | 0 | 0 | 0 | 0 | 0 | 0 | 0 | 590.4094 | 1978 | 590.4094 | 1180.8188
1979 | 0 | 0 | 0 | 0 | 0 | 0 | 0 | 0 | 0 | 0 | 0 | 0 | 0 | 0 | 0 | 0 | 0 | 0 | 0 | 0 | 0 | 0 | 0 | 0 | 0 | 0 | 0 | 0 | 0 | 0 | 0 | 0 | 0 | 0 | 0 | 0 | 0 | 0 | 0 | 0 | 0 | 0 | 0 | 0 | 0 | 0 | 0 | 0 | 0 | 0 | 0 | 0 | 0 | 0 | 0 | 0 | 590.4094 | 590.4094 | 1979 | 590.4094 | 1771.2281
1980 | 0 | 0 | 0 | 0 | 0 | 0 | 0 | 0 | 0 | 0 | 0 | 0 | 0 | 0 | 0 | 0 | 0 | 0 | 0 | 0 | 0 | 0 | 0 | 0 | 0 | 0 | 0 | 0 | 0 | 0 | 0 | 0 | 0 | 0 | 0 | 0 | 0 | 0 | 0 | 0 | 0 | 0 | 0 | 0 | 0 | 0 | 0 | 0 | 0 | 0 | 0 | 0 | 0 | 0 | 0 | 590.4094 | 590.4094 | 590.4094 | 1980 | 590.4094 | 2361.6375
1981 | 0 | 0 | 0 | 0 | 0 | 0 | 0 | 0 | 0 | 0 | 0 | 0 | 0 | 0 | 0 | 0 | 0 | 0 | 0 | 0 | 0 | 0 | 0 | 0 | 0 | 0 | 0 | 0 | 0 | 0 | 0 | 0 | 0 | 0 | 0 | 0 | 0 | 0 | 0 | 0 | 0 | 0 | 0 | 0 | 0 | 0 | 0 | 0 | 0 | 0 | 0 | 0 | 0 | 0 | 590.4094 | 590.4094 | 590.4094 | 590.4094 | 1981 | 590.4094 | 2952.0469
1982 | 0 | 0 | 0 | 0 | 0 | 0 | 0 | 0 | 0 | 0 | 0 | 0 | 0 | 0 | 0 | 0 | 0 | 0 | 0 | 0 | 0 | 0 | 0 | 0 | 0 | 0 | 0 | 0 | 0 | 0 | 0 | 0 | 0 | 0 | 0 | 0 | 0 | 0 | 0 | 0 | 0 | 0 | 0 | 0 | 0 | 0 | 0 | 0 | 0 | 0 | 0 | 0 | 0 | 590.4094 | 590.4094 | 590.4094 | 590.4094 | 590.4094 | 1982 | 590.4094 | 3542.4563
1983 | 0 | 0 | 0 | 0 | 0 | 0 | 0 | 0 | 0 | 0 | 0 | 0 | 0 | 0 | 0 | 0 | 0 | 0 | 0 | 0 | 0 | 0 | 0 | 0 | 0 | 0 | 0 | 0 | 0 | 0 | 0 | 0 | 0 | 0 | 0 | 0 | 0 | 0 | 0 | 0 | 0 | 0 | 0 | 0 | 0 | 0 | 0 | 0 | 0 | 0 | 0 | 0 | 590.4094 | 590.4094 | 590.4094 | 590.4094 | 590.4094 | 590.4094 | 1983 | 590.4094 | 4132.8657
1984 | 0 | 0 | 0 | 0 | 0 | 0 | 0 | 0 | 0 | 0 | 0 | 0 | 0 | 0 | 0 | 0 | 0 | 0 | 0 | 0 | 0 | 0 | 0 | 0 | 0 | 0 | 0 | 0 | 0 | 0 | 0 | 0 | 0 | 0 | 0 | 0 | 0 | 0 | 0 | 0 | 0 | 0 | 0 | 0 | 0 | 0 | 0 | 0 | 0 | 0 | 0 | 590.4094 | 590.4094 | 590.4094 | 590.4094 | 590.4094 | 590.4094 | 590.4094 | 1984 | 590.4094 | 4723.2751
1985 | 0 | 0 | 0 | 0 | 0 | 0 | 0 | 0 | 0 | 0 | 0 | 0 | 0 | 0 | 0 | 0 | 0 | 0 | 0 | 0 | 0 | 0 | 0 | 0 | 0 | 0 | 0 | 0 | 0 | 0 | 0 | 0 | 0 | 0 | 0 | 0 | 0 | 0 | 0 | 0 | 0 | 0 | 0 | 0 | 0 | 0 | 0 | 0 | 0 | 0 | 590.4094 | 590.4094 | 590.4094 | 590.4094 | 590.4094 | 590.4094 | 590.4094 | 590.4094 | 1985 | 590.4094 | 5313.6844
1986 | 0 | 0 | 0 | 0 | 0 | 0 | 0 | 0 | 0 | 0 | 0 | 0 | 0 | 0 | 0 | 0 | 0 | 0 | 0 | 0 | 0 | 0 | 0 | 0 | 0 | 0 | 0 | 0 | 0 | 0 | 0 | 0 | 0 | 0 | 0 | 0 | 0 | 0 | 0 | 0 | 0 | 0 | 0 | 0 | 0 | 0 | 0 | 0 | 0 | 590.4094 | 590.4094 | 590.4094 | 590.4094 | 590.4094 | 590.4094 | 590.4094 | 590.4094 | 590.4094 | 1986 | 590.4094 | 5904.0938
1987 | 0 | 0 | 0 | 0 | 0 | 0 | 0 | 0 | 0 | 0 | 0 | 0 | 0 | 0 | 0 | 0 | 0 | 0 | 0 | 0 | 0 | 0 | 0 | 0 | 0 | 0 | 0 | 0 | 0 | 0 | 0 | 0 | 0 | 0 | 0 | 0 | 0 | 0 | 0 | 0 | 0 | 0 | 0 | 0 | 0 | 0 | 0 | 0 | 590.4094 | 590.4094 | 590.4094 | 590.4094 | 590.4094 | 590.4094 | 590.4094 | 590.4094 | 590.4094 | 590.4094 | 1987 | 590.4094 | 6494.5032
1988 | 0 | 0 | 0 | 0 | 0 | 0 | 0 | 0 | 0 | 0 | 0 | 0 | 0 | 0 | 0 | 0 | 0 | 0 | 0 | 0 | 0 | 0 | 0 | 0 | 0 | 0 | 0 | 0 | 0 | 0 | 0 | 0 | 0 | 0 | 0 | 0 | 0 | 0 | 0 | 0 | 0 | 0 | 0 | 0 | 0 | 0 | 0 | 590.4094 | 590.4094 | 590.4094 | 590.4094 | 590.4094 | 590.4094 | 590.4094 | 590.4094 | 590.4094 | 590.4094 | 590.4094 | 1988 | 590.4094 | 7084.9126
1989 | 0 | 0 | 0 | 0 | 0 | 0 | 0 | 0 | 0 | 0 | 0 | 0 | 0 | 0 | 0 | 0 | 0 | 0 | 0 | 0 | 0 | 0 | 0 | 0 | 0 | 0 | 0 | 0 | 0 | 0 | 0 | 0 | 0 | 0 | 0 | 0 | 0 | 0 | 0 | 0 | 0 | 0 | 0 | 0 | 0 | 0 | 590.4094 | 590.4094 | 590.4094 | 590.4094 | 590.4094 | 590.4094 | 590.4094 | 590.4094 | 590.4094 | 590.4094 | 590.4094 | 590.4094 | 1989 | 590.4094 | 7675.322
1990 | 0 | 0 | 0 | 0 | 0 | 0 | 0 | 0 | 0 | 0 | 0 | 0 | 0 | 0 | 0 | 0 | 0 | 0 | 0 | 0 | 0 | 0 | 0 | 0 | 0 | 0 | 0 | 0 | 0 | 0 | 0 | 0 | 0 | 0 | 0 | 0 | 0 | 0 | 0 | 0 | 0 | 0 | 0 | 0 | 0 | 590.4094 | 590.4094 | 590.4094 | 590.4094 | 590.4094 | 590.4094 | 590.4094 | 590.4094 | 590.4094 | 590.4094 | 590.4094 | 590.4094 | 590.4094 | 1990 | 590.4094 | 8265.7314
1991 | 0 | 0 | 0 | 0 | 0 | 0 | 0 | 0 | 0 | 0 | 0 | 0 | 0 | 0 | 0 | 0 | 0 | 0 | 0 | 0 | 0 | 0 | 0 | 0 | 0 | 0 | 0 | 0 | 0 | 0 | 0 | 0 | 0 | 0 | 0 | 0 | 0 | 0 | 0 | 0 | 0 | 0 | 0 | 0 | 590.4094 | 590.4094 | 590.4094 | 590.4094 | 590.4094 | 590.4094 | 590.4094 | 590.4094 | 590.4094 | 590.4094 | 590.4094 | 590.4094 | 590.4094 | 590.4094 | 1991 | 590.4094 | 8856.1407
1992 | 0 | 0 | 0 | 0 | 0 | 0 | 0 | 0 | 0 | 0 | 0 | 0 | 0 | 0 | 0 | 0 | 0 | 0 | 0 | 0 | 0 | 0 | 0 | 0 | 0 | 0 | 0 | 0 | 0 | 0 | 0 | 0 | 0 | 0 | 0 | 0 | 0 | 0 | 0 | 0 | 0 | 0 | 0 | 590.4094 | 590.4094 | 590.4094 | 590.4094 | 590.4094 | 590.4094 | 590.4094 | 590.4094 | 590.4094 | 590.4094 | 590.4094 | 590.4094 | 590.4094 | 590.4094 | 590.4094 | 1992 | 590.4094 | 9446.5501
1993 | 0 | 0 | 0 | 0 | 0 | 0 | 0 | 0 | 0 | 0 | 0 | 0 | 0 | 0 | 0 | 0 | 0 | 0 | 0 | 0 | 0 | 0 | 0 | 0 | 0 | 0 | 0 | 0 | 0 | 0 | 0 | 0 | 0 | 0 | 0 | 0 | 0 | 0 | 0 | 0 | 0 | 0 | 590.4094 | 590.4094 | 590.4094 | 590.4094 | 590.4094 | 590.4094 | 590.4094 | 590.4094 | 590.4094 | 590.4094 | 590.4094 | 590.4094 | 590.4094 | 590.4094 | 590.4094 | 590.4094 | 1993 | 590.4094 | 10036.9595
1994 | 0 | 0 | 0 | 0 | 0 | 0 | 0 | 0 | 0 | 0 | 0 | 0 | 0 | 0 | 0 | 0 | 0 | 0 | 0 | 0 | 0 | 0 | 0 | 0 | 0 | 0 | 0 | 0 | 0 | 0 | 0 | 0 | 0 | 0 | 0 | 0 | 0 | 0 | 0 | 0 | 0 | 590.4094 | 590.4094 | 590.4094 | 590.4094 | 590.4094 | 590.4094 | 590.4094 | 590.4094 | 590.4094 | 590.4094 | 590.4094 | 590.4094 | 590.4094 | 590.4094 | 590.4094 | 590.4094 | 590.4094 | 1994 | 590.4094 | 10627.3689
1995 | 0 | 0 | 0 | 0 | 0 | 0 | 0 | 0 | 0 | 0 | 0 | 0 | 0 | 0 | 0 | 0 | 0 | 0 | 0 | 0 | 0 | 0 | 0 | 0 | 0 | 0 | 0 | 0 | 0 | 0 | 0 | 0 | 0 | 0 | 0 | 0 | 0 | 0 | 0 | 0 | 590.4094 | 590.4094 | 590.4094 | 590.4094 | 590.4094 | 590.4094 | 590.4094 | 590.4094 | 590.4094 | 590.4094 | 590.4094 | 590.4094 | 590.4094 | 590.4094 | 590.4094 | 590.4094 | 590.4094 | 590.4094 | 1995 | 590.4094 | 11217.7783
1996 | 0 | 0 | 0 | 0 | 0 | 0 | 0 | 0 | 0 | 0 | 0 | 0 | 0 | 0 | 0 | 0 | 0 | 0 | 0 | 0 | 0 | 0 | 0 | 0 | 0 | 0 | 0 | 0 | 0 | 0 | 0 | 0 | 0 | 0 | 0 | 0 | 0 | 0 | 0 | 590.4094 | 590.4094 | 590.4094 | 590.4094 | 590.4094 | 590.4094 | 590.4094 | 590.4094 | 590.4094 | 590.4094 | 590.4094 | 590.4094 | 590.4094 | 590.4094 | 590.4094 | 590.4094 | 590.4094 | 590.4094 | 590.4094 | 1996 | 590.4094 | 11808.1877
1997 | 0 | 0 | 0 | 0 | 0 | 0 | 0 | 0 | 0 | 0 | 0 | 0 | 0 | 0 | 0 | 0 | 0 | 0 | 0 | 0 | 0 | 0 | 0 | 0 | 0 | 0 | 0 | 0 | 0 | 0 | 0 | 0 | 0 | 0 | 0 | 0 | 0 | 0 | 590.4094 | 590.4094 | 590.4094 | 590.4094 | 590.4094 | 590.4094 | 590.4094 | 590.4094 | 590.4094 | 590.4094 | 590.4094 | 590.4094 | 590.4094 | 590.4094 | 590.4094 | 590.4094 | 590.4094 | 590.4094 | 590.4094 | 590.4094 | 1997 | 590.4094 | 12398.597
1998 | 0 | 0 | 0 | 0 | 0 | 0 | 0 | 0 | 0 | 0 | 0 | 0 | 0 | 0 | 0 | 0 | 0 | 0 | 0 | 0 | 0 | 0 | 0 | 0 | 0 | 0 | 0 | 0 | 0 | 0 | 0 | 0 | 0 | 0 | 0 | 0 | 0 | 590.4094 | 590.4094 | 590.4094 | 590.4094 | 590.4094 | 590.4094 | 590.4094 | 590.4094 | 590.4094 | 590.4094 | 590.4094 | 590.4094 | 590.4094 | 590.4094 | 590.4094 | 590.4094 | 590.4094 | 590.4094 | 590.4094 | 590.4094 | 590.4094 | 1998 | 590.4094 | 12989.0064
1999 | 0 | 0 | 0 | 0 | 0 | 0 | 0 | 0 | 0 | 0 | 0 | 0 | 0 | 0 | 0 | 0 | 0 | 0 | 0 | 0 | 0 | 0 | 0 | 0 | 0 | 0 | 0 | 0 | 0 | 0 | 0 | 0 | 0 | 0 | 0 | 0 | 590.4094 | 590.4094 | 590.4094 | 590.4094 | 590.4094 | 590.4094 | 590.4094 | 590.4094 | 590.4094 | 590.4094 | 590.4094 | 590.4094 | 590.4094 | 590.4094 | 590.4094 | 590.4094 | 590.4094 | 590.4094 | 590.4094 | 590.4094 | 590.4094 | 590.4094 | 1999 | 590.4094 | 13579.4158
2000 | 0 | 0 | 0 | 0 | 0 | 0 | 0 | 0 | 0 | 0 | 0 | 0 | 0 | 0 | 0 | 0 | 0 | 0 | 0 | 0 | 0 | 0 | 0 | 0 | 0 | 0 | 0 | 0 | 0 | 0 | 0 | 0 | 0 | 0 | 0 | 590.4094 | 590.4094 | 590.4094 | 590.4094 | 590.4094 | 590.4094 | 590.4094 | 590.4094 | 590.4094 | 590.4094 | 590.4094 | 590.4094 | 590.4094 | 590.4094 | 590.4094 | 590.4094 | 590.4094 | 590.4094 | 590.4094 | 590.4094 | 590.4094 | 590.4094 | 590.4094 | 2000 | 590.4094 | 14169.8252
2001 | 0 | 0 | 0 | 0 | 0 | 0 | 0 | 0 | 0 | 0 | 0 | 0 | 0 | 0 | 0 | 0 | 0 | 0 | 0 | 0 | 0 | 0 | 0 | 0 | 0 | 0 | 0 | 0 | 0 | 0 | 0 | 0 | 0 | 0 | 590.4094 | 590.4094 | 590.4094 | 590.4094 | 590.4094 | 590.4094 | 590.4094 | 590.4094 | 590.4094 | 590.4094 | 590.4094 | 590.4094 | 590.4094 | 590.4094 | 590.4094 | 590.4094 | 590.4094 | 590.4094 | 590.4094 | 590.4094 | 590.4094 | 590.4094 | 590.4094 | 590.4094 | 2001 | 590.4094 | 14760.2346 |  |  |  |  | 0
2002 | 0 | 0 | 0 | 0 | 0 | 0 | 0 | 0 | 0 | 0 | 0 | 0 | 0 | 0 | 0 | 0 | 0 | 0 | 0 | 0 | 0 | 0 | 0 | 0 | 0 | 0 | 0 | 0 | 0 | 0 | 0 | 0 | 0 | 590.4094 | 590.4094 | 590.4094 | 590.4094 | 590.4094 | 590.4094 | 590.4094 | 590.4094 | 590.4094 | 590.4094 | 590.4094 | 590.4094 | 590.4094 | 590.4094 | 590.4094 | 590.4094 | 590.4094 | 590.4094 | 590.4094 | 590.4094 | 590.4094 | 590.4094 | 590.4094 | 590.4094 | 590.4094 | 2002 | 525.7223 | 15285.9569 |  |  |  |  | 0
2003 | 0 | 0 | 0 | 0 | 0 | 0 | 0 | 0 | 0 | 0 | 0 | 0 | 0 | 0 | 0 | 0 | 0 | 0 | 0 | 0 | 0 | 0 | 0 | 0 | 0 | 0 | 0 | 0 | 0 | 0 | 0 | 0 | 590.4094 | 590.4094 | 590.4094 | 590.4094 | 590.4094 | 590.4094 | 590.4094 | 590.4094 | 590.4094 | 590.4094 | 590.4094 | 590.4094 | 590.4094 | 590.4094 | 590.4094 | 590.4094 | 590.4094 | 590.4094 | 590.4094 | 590.4094 | 590.4094 | 590.4094 | 590.4094 | 590.4094 | 590.4094 | 525.7223 | 2003 | 531.9032 | 15817.8601 |  |  |  |  | 0
2004 | 0 | 0 | 0 | 0 | 0 | 0 | 0 | 0 | 0 | 0 | 0 | 0 | 0 | 0 | 0 | 0 | 0 | 0 | 0 | 0 | 0 | 0 | 0 | 0 | 0 | 0 | 0 | 0 | 0 | 0 | 0 | 590.4094 | 590.4094 | 590.4094 | 590.4094 | 590.4094 | 590.4094 | 590.4094 | 590.4094 | 590.4094 | 590.4094 | 590.4094 | 590.4094 | 590.4094 | 590.4094 | 590.4094 | 590.4094 | 590.4094 | 590.4094 | 590.4094 | 590.4094 | 590.4094 | 590.4094 | 590.4094 | 590.4094 | 590.4094 | 525.7223 | 531.9032 | 2004 | 605.1696 | 16423.0297 |  |  |  |  | 0 | 0
2005 | 0 | 0 | 0 | 0 | 0 | 0 | 0 | 0 | 0 | 0 | 0 | 0 | 0 | 0 | 0 | 0 | 0 | 0 | 0 | 0 | 0 | 0 | 0 | 0 | 0 | 0 | 0 | 0 | 0 | 0 | 590.4094 | 590.4094 | 590.4094 | 590.4094 | 590.4094 | 590.4094 | 590.4094 | 590.4094 | 590.4094 | 590.4094 | 590.4094 | 590.4094 | 590.4094 | 590.4094 | 590.4094 | 590.4094 | 590.4094 | 590.4094 | 590.4094 | 590.4094 | 590.4094 | 590.4094 | 590.4094 | 590.4094 | 590.4094 | 525.7223 | 531.9032 | 605.1696 | 2005 | 683.3989 | 17106.4286 | 0 | 0% | 673.8313 | 0 | 9.5676 | 673.8313 | 673.8313 | 9.5676 | 683.3989 | --
2006 | 0 | 0 | 0 | 0 | 0 | 0 | 0 | 0 | 0 | 0 | 0 | 0 | 0 | 0 | 0 | 0 | 0 | 0 | 0 | 0 | 0 | 0 | 0 | 0 | 0 | 0 | 0 | 0 | 0 | 0 | 590.4094 | 590.4094 | 590.4094 | 590.4094 | 590.4094 | 590.4094 | 590.4094 | 590.4094 | 590.4094 | 590.4094 | 590.4094 | 590.4094 | 590.4094 | 590.4094 | 590.4094 | 590.4094 | 590.4094 | 590.4094 | 590.4094 | 590.4094 | 590.4094 | 590.4094 | 590.4094 | 590.4094 | 525.7223 | 531.9032 | 605.1696 | 683.3989 | 2006 | 599.977 | 17115.9962 | 0 | 0% | 590.4094 | 0 | 9.5676 | 590.4094 | 590.4094 | 9.5676 | 599.977 | --
2007 | 0 | 0 | 0 | 0 | 0 | 0 | 0 | 0 | 0 | 0 | 0 | 0 | 0 | 0 | 0 | 0 | 0 | 0 | 0 | 0 | 0 | 0 | 0 | 0 | 0 | 0 | 0 | 0 | 0 | 0 | 590.4094 | 590.4094 | 590.4094 | 590.4094 | 590.4094 | 590.4094 | 590.4094 | 590.4094 | 590.4094 | 590.4094 | 590.4094 | 590.4094 | 590.4094 | 590.4094 | 590.4094 | 590.4094 | 590.4094 | 590.4094 | 590.4094 | 590.4094 | 590.4094 | 590.4094 | 590.4094 | 525.7223 | 531.9032 | 605.1696 | 683.3989 | 599.977 | 2007 | 599.977 | 17125.5638 | 0 | 0% | 590.4094 | 0 | 9.5676 | 590.4094 | 590.4094 | 9.5676 | 599.977 | --
2008 | 0 | 0 | 0 | 0 | 0 | 0 | 0 | 0 | 0 | 0 | 0 | 0 | 0 | 0 | 0 | 0 | 0 | 0 | 0 | 0 | 0 | 0 | 0 | 0 | 0 | 0 | 0 | 0 | 0 | 0 | 590.4094 | 590.4094 | 590.4094 | 590.4094 | 590.4094 | 590.4094 | 590.4094 | 590.4094 | 590.4094 | 590.4094 | 590.4094 | 590.4094 | 590.4094 | 590.4094 | 590.4094 | 590.4094 | 590.4094 | 590.4094 | 590.4094 | 590.4094 | 590.4094 | 590.4094 | 525.7223 | 531.9032 | 605.1696 | 683.3989 | 599.977 | 599.977 | 2008 | 599.977 | 17135.1313 | 0 | 0% | 590.4094 | 0 | 9.5676 | 590.4094 | 590.4094 | 9.5676 | 599.977 | --
2009 | 0 | 0 | 0 | 0 | 0 | 0 | 0 | 0 | 0 | 0 | 0 | 0 | 0 | 0 | 0 | 0 | 0 | 0 | 0 | 0 | 0 | 0 | 0 | 0 | 0 | 0 | 0 | 0 | 0 | 0 | 590.4094 | 590.4094 | 590.4094 | 590.4094 | 590.4094 | 590.4094 | 590.4094 | 590.4094 | 590.4094 | 590.4094 | 590.4094 | 590.4094 | 590.4094 | 590.4094 | 590.4094 | 590.4094 | 590.4094 | 590.4094 | 590.4094 | 590.4094 | 590.4094 | 525.7223 | 531.9032 | 605.1696 | 683.3989 | 599.977 | 599.977 | 599.977 | 2009 | 599.977 | 17144.6989 | 0 | 0% | 590.4094 | 0 | 9.5676 | 590.4094 | 590.4094 | 9.5676 | 599.977 | --
2010 | 0 | 0 | 0 | 0 | 0 | 0 | 0 | 0 | 0 | 0 | 0 | 0 | 0 | 0 | 0 | 0 | 0 | 0 | 0 | 0 | 0 | 0 | 0 | 0 | 0 | 0 | 0 | 0 | 0 | 0 | 590.4094 | 590.4094 | 590.4094 | 590.4094 | 590.4094 | 590.4094 | 590.4094 | 590.4094 | 590.4094 | 590.4094 | 590.4094 | 590.4094 | 590.4094 | 590.4094 | 590.4094 | 590.4094 | 590.4094 | 590.4094 | 590.4094 | 590.4094 | 525.7223 | 531.9032 | 605.1696 | 683.3989 | 599.977 | 599.977 | 599.977 | 599.977 | 2010 | 599.977 | 17154.2665 | 0 | 0% | 590.4094 | 0 | 9.5676 | 590.4094 | 590.4094 | 9.5676 | 599.977 | --
2011 | 0 | 0 | 0 | 0 | 0 | 0 | 0 | 0 | 0 | 0 | 0 | 0 | 0 | 0 | 0 | 0 | 0 | 0 | 0 | 0 | 0 | 0 | 0 | 0 | 0 | 0 | 0 | 0 | 0 | 0 | 590.4094 | 590.4094 | 590.4094 | 590.4094 | 590.4094 | 590.4094 | 590.4094 | 590.4094 | 590.4094 | 590.4094 | 590.4094 | 590.4094 | 590.4094 | 590.4094 | 590.4094 | 590.4094 | 590.4094 | 590.4094 | 590.4094 | 525.7223 | 531.9032 | 605.1696 | 683.3989 | 599.977 | 599.977 | 599.977 | 599.977 | 599.977 | 2011 | 599.977 | 17163.8341 | 0 | 0% | 590.4094 | 0 | 9.5676 | 590.4094 | 590.4094 | 9.5676 | 599.977 | --
2012 | 0 | 0 | 0 | 0 | 0 | 0 | 0 | 0 | 0 | 0 | 0 | 0 | 0 | 0 | 0 | 0 | 0 | 0 | 0 | 0 | 0 | 0 | 0 | 0 | 0 | 0 | 0 | 0 | 0 | 0 | 590.4094 | 590.4094 | 590.4094 | 590.4094 | 590.4094 | 590.4094 | 590.4094 | 590.4094 | 590.4094 | 590.4094 | 590.4094 | 590.4094 | 590.4094 | 590.4094 | 590.4094 | 590.4094 | 590.4094 | 590.4094 | 525.7223 | 531.9032 | 605.1696 | 683.3989 | 599.977 | 599.977 | 599.977 | 599.977 | 599.977 | 599.977 | 2012 | 599.977 | 17173.4017 | 0 | 0% | 590.4094 | 0 | 9.5676 | 590.4094 | 590.4094 | 9.5676 | 599.977 | --
2013 | 0 | 0 | 0 | 0 | 0 | 0 | 0 | 0 | 0 | 0 | 0 | 0 | 0 | 0 | 0 | 0 | 0 | 0 | 0 | 0 | 0 | 0 | 0 | 0 | 0 | 0 | 0 | 0 | 0 | 0 | 590.4094 | 590.4094 | 590.4094 | 590.4094 | 590.4094 | 590.4094 | 590.4094 | 590.4094 | 590.4094 | 590.4094 | 590.4094 | 590.4094 | 590.4094 | 590.4094 | 590.4094 | 590.4094 | 590.4094 | 525.7223 | 531.9032 | 605.1696 | 683.3989 | 599.977 | 599.977 | 599.977 | 599.977 | 599.977 | 599.977 | 599.977 | 2013 | 599.977 | 17182.9693 | 0 | 0% | 590.4094 | 0 | 9.5676 | 590.4094 | 590.4094 | 9.5676 | 599.977 | --
2014 | 0 | 0 | 0 | 0 | 0 | 0 | 0 | 0 | 0 | 0 | 0 | 0 | 0 | 0 | 0 | 0 | 0 | 0 | 0 | 0 | 0 | 0 | 0 | 0 | 0 | 0 | 0 | 0 | 0 | 0 | 590.4094 | 590.4094 | 590.4094 | 590.4094 | 590.4094 | 590.4094 | 590.4094 | 590.4094 | 590.4094 | 590.4094 | 590.4094 | 590.4094 | 590.4094 | 590.4094 | 590.4094 | 590.4094 | 525.7223 | 531.9032 | 605.1696 | 683.3989 | 599.977 | 599.977 | 599.977 | 599.977 | 599.977 | 599.977 | 599.977 | 599.977 | 2014 | 599.977 | 17192.5368 | 0 | 0% | 590.4094 | 0 | 9.5676 | 590.4094 | 590.4094 | 9.5676 | 599.977 | --
2015 | 0 | 0 | 0 | 0 | 0 | 0 | 0 | 0 | 0 | 0 | 0 | 0 | 0 | 0 | 0 | 0 | 0 | 0 | 0 | 0 | 0 | 0 | 0 | 0 | 0 | 0 | 0 | 0 | 0 | 0 | 590.4094 | 590.4094 | 590.4094 | 590.4094 | 590.4094 | 590.4094 | 590.4094 | 590.4094 | 590.4094 | 590.4094 | 590.4094 | 590.4094 | 590.4094 | 590.4094 | 590.4094 | 525.7223 | 531.9032 | 605.1696 | 683.3989 | 599.977 | 599.977 | 599.977 | 599.977 | 599.977 | 599.977 | 599.977 | 599.977 | 599.977 | 2015 | 599.977 | 17202.1044 | 0 | 0% | 590.4094 | 0 | 9.5676 | 590.4094 | 590.4094 | 9.5676 | 599.977 | --
2016 | 0 | 0 | 0 | 0 | 0 | 0 | 0 | 0 | 0 | 0 | 0 | 0 | 0 | 0 | 0 | 0 | 0 | 0 | 0 | 0 | 0 | 0 | 0 | 0 | 0 | 0 | 0 | 0 | 0 | 0 | 590.4094 | 590.4094 | 590.4094 | 590.4094 | 590.4094 | 590.4094 | 590.4094 | 590.4094 | 590.4094 | 590.4094 | 590.4094 | 590.4094 | 590.4094 | 590.4094 | 525.7223 | 531.9032 | 605.1696 | 683.3989 | 599.977 | 599.977 | 599.977 | 599.977 | 599.977 | 599.977 | 599.977 | 599.977 | 599.977 | 599.977 | 2016 | 599.977 | 17211.672 | 0 | 0% | 590.4094 | 0 | 9.5676 | 590.4094 | 590.4094 | 9.5676 | 599.977 | --
2017 | 0 | 0 | 0 | 0 | 0 | 0 | 0 | 0 | 0 | 0 | 0 | 0 | 0 | 0 | 0 | 0 | 0 | 0 | 0 | 0 | 0 | 0 | 0 | 0 | 0 | 0 | 0 | 0 | 0 | 0 | 590.4094 | 590.4094 | 590.4094 | 590.4094 | 590.4094 | 590.4094 | 590.4094 | 590.4094 | 590.4094 | 590.4094 | 590.4094 | 590.4094 | 590.4094 | 525.7223 | 531.9032 | 605.1696 | 683.3989 | 599.977 | 599.977 | 599.977 | 599.977 | 599.977 | 599.977 | 599.977 | 599.977 | 599.977 | 599.977 | 599.977 | 2017 | 599.977 | 17221.2396 | 0 | 0% | 590.4094 | 0 | 9.5676 | 590.4094 | 590.4094 | 9.5676 | 599.977 | --
2018 | 0 | 0 | 0 | 0 | 0 | 0 | 0 | 0 | 0 | 0 | 0 | 0 | 0 | 0 | 0 | 0 | 0 | 0 | 0 | 0 | 0 | 0 | 0 | 0 | 0 | 0 | 0 | 0 | 0 | 0 | 590.4094 | 590.4094 | 590.4094 | 590.4094 | 590.4094 | 590.4094 | 590.4094 | 590.4094 | 590.4094 | 590.4094 | 590.4094 | 590.4094 | 525.7223 | 531.9032 | 605.1696 | 683.3989 | 599.977 | 599.977 | 599.977 | 599.977 | 599.977 | 599.977 | 599.977 | 599.977 | 599.977 | 599.977 | 599.977 | 599.977 | 2018 | 599.977 | 17230.8072 | 0 | 0% | 590.4094 | 0 | 9.5676 | 590.4094 | 590.4094 | 9.5676 | 599.977 | --
2019 | 0 | 0 | 0 | 0 | 0 | 0 | 0 | 0 | 0 | 0 | 0 | 0 | 0 | 0 | 0 | 0 | 0 | 0 | 0 | 0 | 0 | 0 | 0 | 0 | 0 | 0 | 0 | 0 | 0 | 0 | 590.4094 | 590.4094 | 590.4094 | 590.4094 | 590.4094 | 590.4094 | 590.4094 | 590.4094 | 590.4094 | 590.4094 | 590.4094 | 525.7223 | 531.9032 | 605.1696 | 683.3989 | 599.977 | 599.977 | 599.977 | 599.977 | 599.977 | 599.977 | 599.977 | 599.977 | 599.977 | 599.977 | 599.977 | 599.977 | 599.977 | 2019 | 599.977 | 17240.3748 | 0 | 0% | 590.4094 | 0 | 9.5676 | 590.4094 | 590.4094 | 9.5676 | 599.977 | --
2020 | 0 | 0 | 0 | 0 | 0 | 0 | 0 | 0 | 0 | 0 | 0 | 0 | 0 | 0 | 0 | 0 | 0 | 0 | 0 | 0 | 0 | 0 | 0 | 0 | 0 | 0 | 0 | 0 | 0 | 0 | 590.4094 | 590.4094 | 590.4094 | 590.4094 | 590.4094 | 590.4094 | 590.4094 | 590.4094 | 590.4094 | 590.4094 | 525.7223 | 531.9032 | 605.1696 | 683.3989 | 599.977 | 599.977 | 599.977 | 599.977 | 599.977 | 599.977 | 599.977 | 599.977 | 599.977 | 599.977 | 599.977 | 599.977 | 599.977 | 599.977 | 2020 | 599.977 | 17249.9424 | 0 | 0% | 590.4094 | 0 | 9.5676 | 590.4094 | 590.4094 | 9.5676 | 599.977 | --
2021 | 0 | 0 | 0 | 0 | 0 | 0 | 0 | 0 | 0 | 0 | 0 | 0 | 0 | 0 | 0 | 0 | 0 | 0 | 0 | 0 | 0 | 0 | 0 | 0 | 0 | 0 | 0 | 0 | 0 | 0 | 590.4094 | 590.4094 | 590.4094 | 590.4094 | 590.4094 | 590.4094 | 590.4094 | 590.4094 | 590.4094 | 525.7223 | 531.9032 | 605.1696 | 683.3989 | 599.977 | 599.977 | 599.977 | 599.977 | 599.977 | 599.977 | 599.977 | 599.977 | 599.977 | 599.977 | 599.977 | 599.977 | 599.977 | 599.977 | 599.977 | 2021 | 599.977 | 17259.5099 | 0 | 0% | 590.4094 | 0 | 9.5676 | 590.4094 | 590.4094 | 9.5676 | 599.977 | --
2022 | 0 | 0 | 0 | 0 | 0 | 0 | 0 | 0 | 0 | 0 | 0 | 0 | 0 | 0 | 0 | 0 | 0 | 0 | 0 | 0 | 0 | 0 | 0 | 0 | 0 | 0 | 0 | 0 | 0 | 0 | 590.4094 | 590.4094 | 590.4094 | 590.4094 | 590.4094 | 590.4094 | 590.4094 | 590.4094 | 525.7223 | 531.9032 | 605.1696 | 683.3989 | 599.977 | 599.977 | 599.977 | 599.977 | 599.977 | 599.977 | 599.977 | 599.977 | 599.977 | 599.977 | 599.977 | 599.977 | 599.977 | 599.977 | 599.977 | 599.977 | 2022 | 599.977 | 17269.0775 | 0 | 0% | 590.4094 | 0 | 9.5676 | 590.4094 | 590.4094 | 9.5676 | 599.977 | --
2023 | 0 | 0 | 0 | 0 | 0 | 0 | 0 | 0 | 0 | 0 | 0 | 0 | 0 | 0 | 0 | 0 | 0 | 0 | 0 | 0 | 0 | 0 | 0 | 0 | 0 | 0 | 0 | 0 | 0 | 0 | 590.4094 | 590.4094 | 590.4094 | 590.4094 | 590.4094 | 590.4094 | 590.4094 | 525.7223 | 531.9032 | 605.1696 | 683.3989 | 599.977 | 599.977 | 599.977 | 599.977 | 599.977 | 599.977 | 599.977 | 599.977 | 599.977 | 599.977 | 599.977 | 599.977 | 599.977 | 599.977 | 599.977 | 599.977 | 599.977 | 2023 | 599.977 | 17278.6451 | 0 | 0% | 590.4094 | 0 | 9.5676 | 590.4094 | 590.4094 | 9.5676 | 599.977 | --
2024 | 0 | 0 | 0 | 0 | 0 | 0 | 0 | 0 | 0 | 0 | 0 | 0 | 0 | 0 | 0 | 0 | 0 | 0 | 0 | 0 | 0 | 0 | 0 | 0 | 0 | 0 | 0 | 0 | 0 | 0 | 590.4094 | 590.4094 | 590.4094 | 590.4094 | 590.4094 | 590.4094 | 525.7223 | 531.9032 | 605.1696 | 683.3989 | 599.977 | 599.977 | 599.977 | 599.977 | 599.977 | 599.977 | 599.977 | 599.977 | 599.977 | 599.977 | 599.977 | 599.977 | 599.977 | 599.977 | 599.977 | 599.977 | 599.977 | 599.977 | 2024 | 599.977 | 17288.2127 | 0 | 0% | 590.4094 | 0 | 9.5676 | 590.4094 | 590.4094 | 9.5676 | 599.977 | --
2025 | 0 | 0 | 0 | 0 | 0 | 0 | 0 | 0 | 0 | 0 | 0 | 0 | 0 | 0 | 0 | 0 | 0 | 0 | 0 | 0 | 0 | 0 | 0 | 0 | 0 | 0 | 0 | 0 | 0 | 0 | 590.4094 | 590.4094 | 590.4094 | 590.4094 | 590.4094 | 525.7223 | 531.9032 | 605.1696 | 683.3989 | 599.977 | 599.977 | 599.977 | 599.977 | 599.977 | 599.977 | 599.977 | 599.977 | 599.977 | 599.977 | 599.977 | 599.977 | 599.977 | 599.977 | 599.977 | 599.977 | 599.977 | 599.977 | 599.977 | 2025 | 599.977 | 17297.7803 | 0 | 0% | 590.4094 | 0 | 9.5676 | 590.4094 | 590.4094 | 9.5676 | 599.977 | --
2026 | 0 | 0 | 0 | 0 | 0 | 0 | 0 | 0 | 0 | 0 | 0 | 0 | 0 | 0 | 0 | 0 | 0 | 0 | 0 | 0 | 0 | 0 | 0 | 0 | 0 | 0 | 0 | 0 | 0 | 0 | 590.4094 | 590.4094 | 590.4094 | 590.4094 | 525.7223 | 531.9032 | 605.1696 | 683.3989 | 599.977 | 599.977 | 599.977 | 599.977 | 599.977 | 599.977 | 599.977 | 599.977 | 599.977 | 599.977 | 599.977 | 599.977 | 599.977 | 599.977 | 599.977 | 599.977 | 599.977 | 599.977 | 599.977 | 599.977 | 2026 | 599.977 | 17307.3479 | 0 | 0% | 590.4094 | 0 | 9.5676 | 590.4094 | 590.4094 | 9.5676 | 599.977 | --
2027 | 0 | 0 | 0 | 0 | 0 | 0 | 0 | 0 | 0 | 0 | 0 | 0 | 0 | 0 | 0 | 0 | 0 | 0 | 0 | 0 | 0 | 0 | 0 | 0 | 0 | 0 | 0 | 0 | 0 | 0 | 590.4094 | 590.4094 | 590.4094 | 525.7223 | 531.9032 | 605.1696 | 683.3989 | 599.977 | 599.977 | 599.977 | 599.977 | 599.977 | 599.977 | 599.977 | 599.977 | 599.977 | 599.977 | 599.977 | 599.977 | 599.977 | 599.977 | 599.977 | 599.977 | 599.977 | 599.977 | 599.977 | 599.977 | 599.977 | 2027 | 599.977 | 17316.9154 | 0 | 0% | 590.4094 | 0 | 9.5676 | 590.4094 | 590.4094 | 9.5676 | 599.977 | --
2028 | 0 | 0 | 0 | 0 | 0 | 0 | 0 | 0 | 0 | 0 | 0 | 0 | 0 | 0 | 0 | 0 | 0 | 0 | 0 | 0 | 0 | 0 | 0 | 0 | 0 | 0 | 0 | 0 | 0 | 0 | 590.4094 | 590.4094 | 525.7223 | 531.9032 | 605.1696 | 683.3989 | 599.977 | 599.977 | 599.977 | 599.977 | 599.977 | 599.977 | 599.977 | 599.977 | 599.977 | 599.977 | 599.977 | 599.977 | 599.977 | 599.977 | 599.977 | 599.977 | 599.977 | 599.977 | 599.977 | 599.977 | 599.977 | 599.977 | 2028 | 599.977 | 17326.483 | 0 | 0% | 590.4094 | 0 | 9.5676 | 590.4094 | 590.4094 | 9.5676 | 599.977 | --
2029 | 0 | 0 | 0 | 0 | 0 | 0 | 0 | 0 | 0 | 0 | 0 | 0 | 0 | 0 | 0 | 0 | 0 | 0 | 0 | 0 | 0 | 0 | 0 | 0 | 0 | 0 | 0 | 0 | 0 | 0 | 590.4094 | 525.7223 | 531.9032 | 605.1696 | 683.3989 | 599.977 | 599.977 | 599.977 | 599.977 | 599.977 | 599.977 | 599.977 | 599.977 | 599.977 | 599.977 | 599.977 | 599.977 | 599.977 | 599.977 | 599.977 | 599.977 | 599.977 | 599.977 | 599.977 | 599.977 | 599.977 | 599.977 | 599.977 | 2029 | 599.977 | 17336.0506 | 0 | 0% | 590.4094 | 0 | 9.5676 | 590.4094 | 590.4094 | 9.5676 | 599.977 | --
2030 | 0 | 0 | 0 | 0 | 0 | 0 | 0 | 0 | 0 | 0 | 0 | 0 | 0 | 0 | 0 | 0 | 0 | 0 | 0 | 0 | 0 | 0 | 0 | 0 | 0 | 0 | 0 | 0 | 0 | 0 | 525.7223 | 531.9032 | 605.1696 | 683.3989 | 599.977 | 599.977 | 599.977 | 599.977 | 599.977 | 599.977 | 599.977 | 599.977 | 599.977 | 599.977 | 599.977 | 599.977 | 599.977 | 599.977 | 599.977 | 599.977 | 599.977 | 599.977 | 599.977 | 599.977 | 599.977 | 599.977 | 599.977 | 599.977 | 2030 | 599.977 | 17345.6182 | 0 | 0% | 590.4094 | 0 | 9.5676 | 590.4094 | 590.4094 | 9.5676 | 599.977 | --
2031 | 0 | 0 | 0 | 0 | 0 | 0 | 0 | 0 | 0 | 0 | 0 | 0 | 0 | 0 | 0 | 0 | 0 | 0 | 0 | 0 | 0 | 0 | 0 | 0 | 0 | 0 | 0 | 0 | 0 | 0 | 531.9032 | 605.1696 | 683.3989 | 599.977 | 599.977 | 599.977 | 599.977 | 599.977 | 599.977 | 599.977 | 599.977 | 599.977 | 599.977 | 599.977 | 599.977 | 599.977 | 599.977 | 599.977 | 599.977 | 599.977 | 599.977 | 599.977 | 599.977 | 599.977 | 599.977 | 599.977 | 599.977 | 599.977 | 2031 | 535.2899 | 17355.1858 | 0 | 0% | 525.7223 | 0 | 9.5676 | 525.7223 | 525.7223 | 9.5676 | 535.2899 | --
2032 | 0 | 0 | 0 | 0 | 0 | 0 | 0 | 0 | 0 | 0 | 0 | 0 | 0 | 0 | 0 | 0 | 0 | 0 | 0 | 0 | 0 | 0 | 0 | 0 | 0 | 0 | 0 | 0 | 0 | 0 | 605.1696 | 683.3989 | 599.977 | 599.977 | 599.977 | 599.977 | 599.977 | 599.977 | 599.977 | 599.977 | 599.977 | 599.977 | 599.977 | 599.977 | 599.977 | 599.977 | 599.977 | 599.977 | 599.977 | 599.977 | 599.977 | 599.977 | 599.977 | 599.977 | 599.977 | 599.977 | 599.977 | 535.2899 | 2032 | 541.4708 | 17364.7534 | 0 | 0% | 531.9032 | 0 | 9.5676 | 531.9032 | 531.9032 | 9.5676 | 541.4708 | --
2033 | 0 | 0 | 0 | 0 | 0 | 0 | 0 | 0 | 0 | 0 | 0 | 0 | 0 | 0 | 0 | 0 | 0 | 0 | 0 | 0 | 0 | 0 | 0 | 0 | 0 | 0 | 0 | 0 | 0 | 0 | 683.3989 | 599.977 | 599.977 | 599.977 | 599.977 | 599.977 | 599.977 | 599.977 | 599.977 | 599.977 | 599.977 | 599.977 | 599.977 | 599.977 | 599.977 | 599.977 | 599.977 | 599.977 | 599.977 | 599.977 | 599.977 | 599.977 | 599.977 | 599.977 | 599.977 | 599.977 | 535.2899 | 541.4708 | 2033 | 614.7372 | 17374.3209 | 0 | 0% | 605.1696 | 0 | 9.5676 | 605.1696 | 605.1696 | 9.5676 | 614.7372 | --
2034 | 0 | 0 | 0 | 0 | 0 | 0 | 0 | 0 | 0 | 0 | 0 | 0 | 0 | 0 | 0 | 0 | 0 | 0 | 0 | 0 | 0 | 0 | 0 | 0 | 0 | 0 | 0 | 0 | 0 | 0 | 599.977 | 599.977 | 599.977 | 599.977 | 599.977 | 599.977 | 599.977 | 599.977 | 599.977 | 599.977 | 599.977 | 599.977 | 599.977 | 599.977 | 599.977 | 599.977 | 599.977 | 599.977 | 599.977 | 599.977 | 599.977 | 599.977 | 599.977 | 599.977 | 599.977 | 535.2899 | 541.4708 | 614.7372 | 2034 | 692.9664 | 17383.8885 | 0 | 0% | 683.3989 | 0 | 9.5676 | 683.3989 | 683.3989 | 9.5676 | 692.9664 | --

## Stock 201-500HP
1 | 2 | 3 | 4 | 5 | 6 | 7 | 8 | 9 | 10 | 11 | 12 | 13 | 14 | 15 | 16 | 17 | 18 | 19 | 20 | 21 | 22 | 23 | 24 | 25 | 26 | 27 | 28 | 29 | 30 | 31 | 32 | 33 | 34 | 35 | 36 | 37 | 38 | 39 | 40 | 41 | 42 | 43 | 44 | 45 | 46 | 47 | 48 | 49 | 50 | 51 | 52 | 53 | 54 | 55 | 56 | 57 | 58 | 59 | 60 | 1 | 2 | 3 | 4 | 5 | 6 | 7 | 8 | 10 | 11 | 12 | 13 | 14
Initial Year | 1976
[63 empty] | These columns determines total stock, accounting for abandoned units and shipment due to new construction as well as saturation of equipment in household. At least the housing growth can be tailored to the NW, maybe the saturation as well. |  |  |  |  | For Graph- New Shipment
[73 empty] | Product Life Time | 29
[73 empty] | Survival Assumption | 1/Lifetime Survival
1/Lifetime Survival | 0 | 0 | 0 | 0 | 0 | 0 | 0 | 0 | 0 | 0 | 0 | 0 | 0 | 0 | 0 | 0 | 0 | 0 | 0 | 0 | 0 | 0 | 0 | 0 | 0 | 0 | 0 | 0 | 0 | 0 | 0 | 0.034483 | 0.068966 | 0.10345 | 0.13793 | 0.17241 | 0.2069 | 0.24138 | 0.27586 | 0.31034 | 0.34483 | 0.37931 | 0.41379 | 0.44828 | 0.48276 | 0.51724 | 0.55172 | 0.58621 | 0.62069 | 0.65517 | 0.68966 | 0.72414 | 0.75862 | 0.7931 | 0.82759 | 0.86207 | 0.89655 | 0.93103 | 0.96552 |  | New Shipment | Stock | Abandoned units | % of retirements not Replaced | Replacements for Retiring Units | Council's Replacement Assumption | Ship due to new construction | Actual Retirements | Repl. Units | New Cons Units | Total Shipment | 6Plan's Baseline | Abandoned Rate | 0%
| 59 | 58 | 57 | 56 | 55 | 54 | 53 | 52 | 51 | 50 | 49 | 48 | 47 | 46 | 45 | 44 | 43 | 42 | 41 | 40 | 39 | 38 | 37 | 36 | 35 | 34 | 33 | 32 | 31 | 30 | 29 | 28 | 27 | 26 | 25 | 24 | 23 | 22 | 21 | 20 | 19 | 18 | 17 | 16 | 15 | 14 | 13 | 12 | 11 | 10 | 9 | 8 | 7 | 6 | 5 | 4 | 3 | 2 | 1 | Year | Replacement of Retiring units+ New Construction from housing calibrated to historical shipment data | Previous year stock+New construction- abandoned units | Replacement for retiring units* (1-% retirements not replaced) | Average of % retirement not replaced. Based on historical new shipment data: Total stock previous year- sum of units of all vintages; | Total stock from previous year - stock of all vintages this year | Product not included in Supply Curve | Driven by housing growth | Abandoned units+replacements for retiring | precase= actual retirement- abandoned; post- case |  | Replacement unit+New Construction | Not included in supply curve
1976 | 0 | 0 | 0 | 0 | 0 | 0 | 0 | 0 | 0 | 0 | 0 | 0 | 0 | 0 | 0 | 0 | 0 | 0 | 0 | 0 | 0 | 0 | 0 | 0 | 0 | 0 | 0 | 0 | 0 | 0 | 0 | 0 | 0 | 0 | 0 | 0 | 0 | 0 | 0 | 0 | 0 | 0 | 0 | 0 | 0 | 0 | 0 | 0 | 0 | 0 | 0 | 0 | 0 | 0 | 0 | 0 | 0 | 0 | 0 | 1976 | 199.137 | 199.137
1977 | 0 | 0 | 0 | 0 | 0 | 0 | 0 | 0 | 0 | 0 | 0 | 0 | 0 | 0 | 0 | 0 | 0 | 0 | 0 | 0 | 0 | 0 | 0 | 0 | 0 | 0 | 0 | 0 | 0 | 0 | 0 | 0 | 0 | 0 | 0 | 0 | 0 | 0 | 0 | 0 | 0 | 0 | 0 | 0 | 0 | 0 | 0 | 0 | 0 | 0 | 0 | 0 | 0 | 0 | 0 | 0 | 0 | 0 | 199.137 | 1977 | 199.137 | 398.2741
1978 | 0 | 0 | 0 | 0 | 0 | 0 | 0 | 0 | 0 | 0 | 0 | 0 | 0 | 0 | 0 | 0 | 0 | 0 | 0 | 0 | 0 | 0 | 0 | 0 | 0 | 0 | 0 | 0 | 0 | 0 | 0 | 0 | 0 | 0 | 0 | 0 | 0 | 0 | 0 | 0 | 0 | 0 | 0 | 0 | 0 | 0 | 0 | 0 | 0 | 0 | 0 | 0 | 0 | 0 | 0 | 0 | 0 | 199.137 | 199.137 | 1978 | 199.137 | 597.4111
1979 | 0 | 0 | 0 | 0 | 0 | 0 | 0 | 0 | 0 | 0 | 0 | 0 | 0 | 0 | 0 | 0 | 0 | 0 | 0 | 0 | 0 | 0 | 0 | 0 | 0 | 0 | 0 | 0 | 0 | 0 | 0 | 0 | 0 | 0 | 0 | 0 | 0 | 0 | 0 | 0 | 0 | 0 | 0 | 0 | 0 | 0 | 0 | 0 | 0 | 0 | 0 | 0 | 0 | 0 | 0 | 0 | 199.137 | 199.137 | 199.137 | 1979 | 199.137 | 796.5482
1980 | 0 | 0 | 0 | 0 | 0 | 0 | 0 | 0 | 0 | 0 | 0 | 0 | 0 | 0 | 0 | 0 | 0 | 0 | 0 | 0 | 0 | 0 | 0 | 0 | 0 | 0 | 0 | 0 | 0 | 0 | 0 | 0 | 0 | 0 | 0 | 0 | 0 | 0 | 0 | 0 | 0 | 0 | 0 | 0 | 0 | 0 | 0 | 0 | 0 | 0 | 0 | 0 | 0 | 0 | 0 | 199.137 | 199.137 | 199.137 | 199.137 | 1980 | 199.137 | 995.6852
1981 | 0 | 0 | 0 | 0 | 0 | 0 | 0 | 0 | 0 | 0 | 0 | 0 | 0 | 0 | 0 | 0 | 0 | 0 | 0 | 0 | 0 | 0 | 0 | 0 | 0 | 0 | 0 | 0 | 0 | 0 | 0 | 0 | 0 | 0 | 0 | 0 | 0 | 0 | 0 | 0 | 0 | 0 | 0 | 0 | 0 | 0 | 0 | 0 | 0 | 0 | 0 | 0 | 0 | 0 | 199.137 | 199.137 | 199.137 | 199.137 | 199.137 | 1981 | 199.137 | 1194.8223
1982 | 0 | 0 | 0 | 0 | 0 | 0 | 0 | 0 | 0 | 0 | 0 | 0 | 0 | 0 | 0 | 0 | 0 | 0 | 0 | 0 | 0 | 0 | 0 | 0 | 0 | 0 | 0 | 0 | 0 | 0 | 0 | 0 | 0 | 0 | 0 | 0 | 0 | 0 | 0 | 0 | 0 | 0 | 0 | 0 | 0 | 0 | 0 | 0 | 0 | 0 | 0 | 0 | 0 | 199.137 | 199.137 | 199.137 | 199.137 | 199.137 | 199.137 | 1982 | 199.137 | 1393.9593
1983 | 0 | 0 | 0 | 0 | 0 | 0 | 0 | 0 | 0 | 0 | 0 | 0 | 0 | 0 | 0 | 0 | 0 | 0 | 0 | 0 | 0 | 0 | 0 | 0 | 0 | 0 | 0 | 0 | 0 | 0 | 0 | 0 | 0 | 0 | 0 | 0 | 0 | 0 | 0 | 0 | 0 | 0 | 0 | 0 | 0 | 0 | 0 | 0 | 0 | 0 | 0 | 0 | 199.137 | 199.137 | 199.137 | 199.137 | 199.137 | 199.137 | 199.137 | 1983 | 199.137 | 1593.0963
1984 | 0 | 0 | 0 | 0 | 0 | 0 | 0 | 0 | 0 | 0 | 0 | 0 | 0 | 0 | 0 | 0 | 0 | 0 | 0 | 0 | 0 | 0 | 0 | 0 | 0 | 0 | 0 | 0 | 0 | 0 | 0 | 0 | 0 | 0 | 0 | 0 | 0 | 0 | 0 | 0 | 0 | 0 | 0 | 0 | 0 | 0 | 0 | 0 | 0 | 0 | 0 | 199.137 | 199.137 | 199.137 | 199.137 | 199.137 | 199.137 | 199.137 | 199.137 | 1984 | 199.137 | 1792.2334
1985 | 0 | 0 | 0 | 0 | 0 | 0 | 0 | 0 | 0 | 0 | 0 | 0 | 0 | 0 | 0 | 0 | 0 | 0 | 0 | 0 | 0 | 0 | 0 | 0 | 0 | 0 | 0 | 0 | 0 | 0 | 0 | 0 | 0 | 0 | 0 | 0 | 0 | 0 | 0 | 0 | 0 | 0 | 0 | 0 | 0 | 0 | 0 | 0 | 0 | 0 | 199.137 | 199.137 | 199.137 | 199.137 | 199.137 | 199.137 | 199.137 | 199.137 | 199.137 | 1985 | 199.137 | 1991.3704
1986 | 0 | 0 | 0 | 0 | 0 | 0 | 0 | 0 | 0 | 0 | 0 | 0 | 0 | 0 | 0 | 0 | 0 | 0 | 0 | 0 | 0 | 0 | 0 | 0 | 0 | 0 | 0 | 0 | 0 | 0 | 0 | 0 | 0 | 0 | 0 | 0 | 0 | 0 | 0 | 0 | 0 | 0 | 0 | 0 | 0 | 0 | 0 | 0 | 0 | 199.137 | 199.137 | 199.137 | 199.137 | 199.137 | 199.137 | 199.137 | 199.137 | 199.137 | 199.137 | 1986 | 199.137 | 2190.5075
1987 | 0 | 0 | 0 | 0 | 0 | 0 | 0 | 0 | 0 | 0 | 0 | 0 | 0 | 0 | 0 | 0 | 0 | 0 | 0 | 0 | 0 | 0 | 0 | 0 | 0 | 0 | 0 | 0 | 0 | 0 | 0 | 0 | 0 | 0 | 0 | 0 | 0 | 0 | 0 | 0 | 0 | 0 | 0 | 0 | 0 | 0 | 0 | 0 | 199.137 | 199.137 | 199.137 | 199.137 | 199.137 | 199.137 | 199.137 | 199.137 | 199.137 | 199.137 | 199.137 | 1987 | 199.137 | 2389.6445
1988 | 0 | 0 | 0 | 0 | 0 | 0 | 0 | 0 | 0 | 0 | 0 | 0 | 0 | 0 | 0 | 0 | 0 | 0 | 0 | 0 | 0 | 0 | 0 | 0 | 0 | 0 | 0 | 0 | 0 | 0 | 0 | 0 | 0 | 0 | 0 | 0 | 0 | 0 | 0 | 0 | 0 | 0 | 0 | 0 | 0 | 0 | 0 | 199.137 | 199.137 | 199.137 | 199.137 | 199.137 | 199.137 | 199.137 | 199.137 | 199.137 | 199.137 | 199.137 | 199.137 | 1988 | 199.137 | 2588.7815
1989 | 0 | 0 | 0 | 0 | 0 | 0 | 0 | 0 | 0 | 0 | 0 | 0 | 0 | 0 | 0 | 0 | 0 | 0 | 0 | 0 | 0 | 0 | 0 | 0 | 0 | 0 | 0 | 0 | 0 | 0 | 0 | 0 | 0 | 0 | 0 | 0 | 0 | 0 | 0 | 0 | 0 | 0 | 0 | 0 | 0 | 0 | 199.137 | 199.137 | 199.137 | 199.137 | 199.137 | 199.137 | 199.137 | 199.137 | 199.137 | 199.137 | 199.137 | 199.137 | 199.137 | 1989 | 199.137 | 2787.9186
1990 | 0 | 0 | 0 | 0 | 0 | 0 | 0 | 0 | 0 | 0 | 0 | 0 | 0 | 0 | 0 | 0 | 0 | 0 | 0 | 0 | 0 | 0 | 0 | 0 | 0 | 0 | 0 | 0 | 0 | 0 | 0 | 0 | 0 | 0 | 0 | 0 | 0 | 0 | 0 | 0 | 0 | 0 | 0 | 0 | 0 | 199.137 | 199.137 | 199.137 | 199.137 | 199.137 | 199.137 | 199.137 | 199.137 | 199.137 | 199.137 | 199.137 | 199.137 | 199.137 | 199.137 | 1990 | 199.137 | 2987.0556
1991 | 0 | 0 | 0 | 0 | 0 | 0 | 0 | 0 | 0 | 0 | 0 | 0 | 0 | 0 | 0 | 0 | 0 | 0 | 0 | 0 | 0 | 0 | 0 | 0 | 0 | 0 | 0 | 0 | 0 | 0 | 0 | 0 | 0 | 0 | 0 | 0 | 0 | 0 | 0 | 0 | 0 | 0 | 0 | 0 | 199.137 | 199.137 | 199.137 | 199.137 | 199.137 | 199.137 | 199.137 | 199.137 | 199.137 | 199.137 | 199.137 | 199.137 | 199.137 | 199.137 | 199.137 | 1991 | 199.137 | 3186.1927
1992 | 0 | 0 | 0 | 0 | 0 | 0 | 0 | 0 | 0 | 0 | 0 | 0 | 0 | 0 | 0 | 0 | 0 | 0 | 0 | 0 | 0 | 0 | 0 | 0 | 0 | 0 | 0 | 0 | 0 | 0 | 0 | 0 | 0 | 0 | 0 | 0 | 0 | 0 | 0 | 0 | 0 | 0 | 0 | 199.137 | 199.137 | 199.137 | 199.137 | 199.137 | 199.137 | 199.137 | 199.137 | 199.137 | 199.137 | 199.137 | 199.137 | 199.137 | 199.137 | 199.137 | 199.137 | 1992 | 199.137 | 3385.3297
1993 | 0 | 0 | 0 | 0 | 0 | 0 | 0 | 0 | 0 | 0 | 0 | 0 | 0 | 0 | 0 | 0 | 0 | 0 | 0 | 0 | 0 | 0 | 0 | 0 | 0 | 0 | 0 | 0 | 0 | 0 | 0 | 0 | 0 | 0 | 0 | 0 | 0 | 0 | 0 | 0 | 0 | 0 | 199.137 | 199.137 | 199.137 | 199.137 | 199.137 | 199.137 | 199.137 | 199.137 | 199.137 | 199.137 | 199.137 | 199.137 | 199.137 | 199.137 | 199.137 | 199.137 | 199.137 | 1993 | 199.137 | 3584.4668
1994 | 0 | 0 | 0 | 0 | 0 | 0 | 0 | 0 | 0 | 0 | 0 | 0 | 0 | 0 | 0 | 0 | 0 | 0 | 0 | 0 | 0 | 0 | 0 | 0 | 0 | 0 | 0 | 0 | 0 | 0 | 0 | 0 | 0 | 0 | 0 | 0 | 0 | 0 | 0 | 0 | 0 | 199.137 | 199.137 | 199.137 | 199.137 | 199.137 | 199.137 | 199.137 | 199.137 | 199.137 | 199.137 | 199.137 | 199.137 | 199.137 | 199.137 | 199.137 | 199.137 | 199.137 | 199.137 | 1994 | 199.137 | 3783.6038
1995 | 0 | 0 | 0 | 0 | 0 | 0 | 0 | 0 | 0 | 0 | 0 | 0 | 0 | 0 | 0 | 0 | 0 | 0 | 0 | 0 | 0 | 0 | 0 | 0 | 0 | 0 | 0 | 0 | 0 | 0 | 0 | 0 | 0 | 0 | 0 | 0 | 0 | 0 | 0 | 0 | 199.137 | 199.137 | 199.137 | 199.137 | 199.137 | 199.137 | 199.137 | 199.137 | 199.137 | 199.137 | 199.137 | 199.137 | 199.137 | 199.137 | 199.137 | 199.137 | 199.137 | 199.137 | 199.137 | 1995 | 199.137 | 3982.7408
1996 | 0 | 0 | 0 | 0 | 0 | 0 | 0 | 0 | 0 | 0 | 0 | 0 | 0 | 0 | 0 | 0 | 0 | 0 | 0 | 0 | 0 | 0 | 0 | 0 | 0 | 0 | 0 | 0 | 0 | 0 | 0 | 0 | 0 | 0 | 0 | 0 | 0 | 0 | 0 | 199.137 | 199.137 | 199.137 | 199.137 | 199.137 | 199.137 | 199.137 | 199.137 | 199.137 | 199.137 | 199.137 | 199.137 | 199.137 | 199.137 | 199.137 | 199.137 | 199.137 | 199.137 | 199.137 | 199.137 | 1996 | 199.137 | 4181.8779
1997 | 0 | 0 | 0 | 0 | 0 | 0 | 0 | 0 | 0 | 0 | 0 | 0 | 0 | 0 | 0 | 0 | 0 | 0 | 0 | 0 | 0 | 0 | 0 | 0 | 0 | 0 | 0 | 0 | 0 | 0 | 0 | 0 | 0 | 0 | 0 | 0 | 0 | 0 | 199.137 | 199.137 | 199.137 | 199.137 | 199.137 | 199.137 | 199.137 | 199.137 | 199.137 | 199.137 | 199.137 | 199.137 | 199.137 | 199.137 | 199.137 | 199.137 | 199.137 | 199.137 | 199.137 | 199.137 | 199.137 | 1997 | 199.137 | 4381.0149
1998 | 0 | 0 | 0 | 0 | 0 | 0 | 0 | 0 | 0 | 0 | 0 | 0 | 0 | 0 | 0 | 0 | 0 | 0 | 0 | 0 | 0 | 0 | 0 | 0 | 0 | 0 | 0 | 0 | 0 | 0 | 0 | 0 | 0 | 0 | 0 | 0 | 0 | 199.137 | 199.137 | 199.137 | 199.137 | 199.137 | 199.137 | 199.137 | 199.137 | 199.137 | 199.137 | 199.137 | 199.137 | 199.137 | 199.137 | 199.137 | 199.137 | 199.137 | 199.137 | 199.137 | 199.137 | 199.137 | 199.137 | 1998 | 199.137 | 4580.152
1999 | 0 | 0 | 0 | 0 | 0 | 0 | 0 | 0 | 0 | 0 | 0 | 0 | 0 | 0 | 0 | 0 | 0 | 0 | 0 | 0 | 0 | 0 | 0 | 0 | 0 | 0 | 0 | 0 | 0 | 0 | 0 | 0 | 0 | 0 | 0 | 0 | 199.137 | 199.137 | 199.137 | 199.137 | 199.137 | 199.137 | 199.137 | 199.137 | 199.137 | 199.137 | 199.137 | 199.137 | 199.137 | 199.137 | 199.137 | 199.137 | 199.137 | 199.137 | 199.137 | 199.137 | 199.137 | 199.137 | 199.137 | 1999 | 199.137 | 4779.289
2000 | 0 | 0 | 0 | 0 | 0 | 0 | 0 | 0 | 0 | 0 | 0 | 0 | 0 | 0 | 0 | 0 | 0 | 0 | 0 | 0 | 0 | 0 | 0 | 0 | 0 | 0 | 0 | 0 | 0 | 0 | 0 | 0 | 0 | 0 | 0 | 199.137 | 199.137 | 199.137 | 199.137 | 199.137 | 199.137 | 199.137 | 199.137 | 199.137 | 199.137 | 199.137 | 199.137 | 199.137 | 199.137 | 199.137 | 199.137 | 199.137 | 199.137 | 199.137 | 199.137 | 199.137 | 199.137 | 199.137 | 199.137 | 2000 | 199.137 | 4978.4261
2001 | 0 | 0 | 0 | 0 | 0 | 0 | 0 | 0 | 0 | 0 | 0 | 0 | 0 | 0 | 0 | 0 | 0 | 0 | 0 | 0 | 0 | 0 | 0 | 0 | 0 | 0 | 0 | 0 | 0 | 0 | 0 | 0 | 0 | 0 | 199.137 | 199.137 | 199.137 | 199.137 | 199.137 | 199.137 | 199.137 | 199.137 | 199.137 | 199.137 | 199.137 | 199.137 | 199.137 | 199.137 | 199.137 | 199.137 | 199.137 | 199.137 | 199.137 | 199.137 | 199.137 | 199.137 | 199.137 | 199.137 | 199.137 | 2001 | 199.137 | 5177.5631 |  |  |  |  | 0
2002 | 0 | 0 | 0 | 0 | 0 | 0 | 0 | 0 | 0 | 0 | 0 | 0 | 0 | 0 | 0 | 0 | 0 | 0 | 0 | 0 | 0 | 0 | 0 | 0 | 0 | 0 | 0 | 0 | 0 | 0 | 0 | 0 | 0 | 199.137 | 199.137 | 199.137 | 199.137 | 199.137 | 199.137 | 199.137 | 199.137 | 199.137 | 199.137 | 199.137 | 199.137 | 199.137 | 199.137 | 199.137 | 199.137 | 199.137 | 199.137 | 199.137 | 199.137 | 199.137 | 199.137 | 199.137 | 199.137 | 199.137 | 199.137 | 2002 | 177.319 | 5354.8821 |  |  |  |  | 0
2003 | 0 | 0 | 0 | 0 | 0 | 0 | 0 | 0 | 0 | 0 | 0 | 0 | 0 | 0 | 0 | 0 | 0 | 0 | 0 | 0 | 0 | 0 | 0 | 0 | 0 | 0 | 0 | 0 | 0 | 0 | 0 | 0 | 199.137 | 199.137 | 199.137 | 199.137 | 199.137 | 199.137 | 199.137 | 199.137 | 199.137 | 199.137 | 199.137 | 199.137 | 199.137 | 199.137 | 199.137 | 199.137 | 199.137 | 199.137 | 199.137 | 199.137 | 199.137 | 199.137 | 199.137 | 199.137 | 199.137 | 199.137 | 177.319 | 2003 | 179.4037 | 5534.2858 |  |  |  |  | 0
2004 | 0 | 0 | 0 | 0 | 0 | 0 | 0 | 0 | 0 | 0 | 0 | 0 | 0 | 0 | 0 | 0 | 0 | 0 | 0 | 0 | 0 | 0 | 0 | 0 | 0 | 0 | 0 | 0 | 0 | 0 | 0 | 199.137 | 199.137 | 199.137 | 199.137 | 199.137 | 199.137 | 199.137 | 199.137 | 199.137 | 199.137 | 199.137 | 199.137 | 199.137 | 199.137 | 199.137 | 199.137 | 199.137 | 199.137 | 199.137 | 199.137 | 199.137 | 199.137 | 199.137 | 199.137 | 199.137 | 199.137 | 177.319 | 179.4037 | 2004 | 204.1155 | 5738.4013 |  |  |  |  | 0 | 0
2005 | 0 | 0 | 0 | 0 | 0 | 0 | 0 | 0 | 0 | 0 | 0 | 0 | 0 | 0 | 0 | 0 | 0 | 0 | 0 | 0 | 0 | 0 | 0 | 0 | 0 | 0 | 0 | 0 | 0 | 0 | 199.137 | 199.137 | 199.137 | 199.137 | 199.137 | 199.137 | 199.137 | 199.137 | 199.137 | 199.137 | 199.137 | 199.137 | 199.137 | 199.137 | 199.137 | 199.137 | 199.137 | 199.137 | 199.137 | 199.137 | 199.137 | 199.137 | 199.137 | 199.137 | 199.137 | 199.137 | 177.319 | 179.4037 | 204.1155 | 2005 | 230.5011 | 5968.9024 | 0 | 0% | 227.2741 | 0 | 3.227 | 227.2741 | 227.2741 | 3.227 | 230.5011 | --
2006 | 0 | 0 | 0 | 0 | 0 | 0 | 0 | 0 | 0 | 0 | 0 | 0 | 0 | 0 | 0 | 0 | 0 | 0 | 0 | 0 | 0 | 0 | 0 | 0 | 0 | 0 | 0 | 0 | 0 | 0 | 199.137 | 199.137 | 199.137 | 199.137 | 199.137 | 199.137 | 199.137 | 199.137 | 199.137 | 199.137 | 199.137 | 199.137 | 199.137 | 199.137 | 199.137 | 199.137 | 199.137 | 199.137 | 199.137 | 199.137 | 199.137 | 199.137 | 199.137 | 199.137 | 199.137 | 177.319 | 179.4037 | 204.1155 | 230.5011 | 2006 | 202.3641 | 5972.1294 | 0 | 0% | 199.137 | 0 | 3.227 | 199.137 | 199.137 | 3.227 | 202.3641 | --
2007 | 0 | 0 | 0 | 0 | 0 | 0 | 0 | 0 | 0 | 0 | 0 | 0 | 0 | 0 | 0 | 0 | 0 | 0 | 0 | 0 | 0 | 0 | 0 | 0 | 0 | 0 | 0 | 0 | 0 | 0 | 199.137 | 199.137 | 199.137 | 199.137 | 199.137 | 199.137 | 199.137 | 199.137 | 199.137 | 199.137 | 199.137 | 199.137 | 199.137 | 199.137 | 199.137 | 199.137 | 199.137 | 199.137 | 199.137 | 199.137 | 199.137 | 199.137 | 199.137 | 199.137 | 177.319 | 179.4037 | 204.1155 | 230.5011 | 202.3641 | 2007 | 202.3641 | 5975.3564 | 0 | 0% | 199.137 | 0 | 3.227 | 199.137 | 199.137 | 3.227 | 202.3641 | --
2008 | 0 | 0 | 0 | 0 | 0 | 0 | 0 | 0 | 0 | 0 | 0 | 0 | 0 | 0 | 0 | 0 | 0 | 0 | 0 | 0 | 0 | 0 | 0 | 0 | 0 | 0 | 0 | 0 | 0 | 0 | 199.137 | 199.137 | 199.137 | 199.137 | 199.137 | 199.137 | 199.137 | 199.137 | 199.137 | 199.137 | 199.137 | 199.137 | 199.137 | 199.137 | 199.137 | 199.137 | 199.137 | 199.137 | 199.137 | 199.137 | 199.137 | 199.137 | 199.137 | 177.319 | 179.4037 | 204.1155 | 230.5011 | 202.3641 | 202.3641 | 2008 | 202.3641 | 5978.5834 | 0 | 0% | 199.137 | 0 | 3.227 | 199.137 | 199.137 | 3.227 | 202.3641 | --
2009 | 0 | 0 | 0 | 0 | 0 | 0 | 0 | 0 | 0 | 0 | 0 | 0 | 0 | 0 | 0 | 0 | 0 | 0 | 0 | 0 | 0 | 0 | 0 | 0 | 0 | 0 | 0 | 0 | 0 | 0 | 199.137 | 199.137 | 199.137 | 199.137 | 199.137 | 199.137 | 199.137 | 199.137 | 199.137 | 199.137 | 199.137 | 199.137 | 199.137 | 199.137 | 199.137 | 199.137 | 199.137 | 199.137 | 199.137 | 199.137 | 199.137 | 199.137 | 177.319 | 179.4037 | 204.1155 | 230.5011 | 202.3641 | 202.3641 | 202.3641 | 2009 | 202.3641 | 5981.8104 | 0 | 0% | 199.137 | 0 | 3.227 | 199.137 | 199.137 | 3.227 | 202.3641 | --
2010 | 0 | 0 | 0 | 0 | 0 | 0 | 0 | 0 | 0 | 0 | 0 | 0 | 0 | 0 | 0 | 0 | 0 | 0 | 0 | 0 | 0 | 0 | 0 | 0 | 0 | 0 | 0 | 0 | 0 | 0 | 199.137 | 199.137 | 199.137 | 199.137 | 199.137 | 199.137 | 199.137 | 199.137 | 199.137 | 199.137 | 199.137 | 199.137 | 199.137 | 199.137 | 199.137 | 199.137 | 199.137 | 199.137 | 199.137 | 199.137 | 199.137 | 177.319 | 179.4037 | 204.1155 | 230.5011 | 202.3641 | 202.3641 | 202.3641 | 202.3641 | 2010 | 202.3641 | 5985.0375 | 0 | 0% | 199.137 | 0 | 3.227 | 199.137 | 199.137 | 3.227 | 202.3641 | --
2011 | 0 | 0 | 0 | 0 | 0 | 0 | 0 | 0 | 0 | 0 | 0 | 0 | 0 | 0 | 0 | 0 | 0 | 0 | 0 | 0 | 0 | 0 | 0 | 0 | 0 | 0 | 0 | 0 | 0 | 0 | 199.137 | 199.137 | 199.137 | 199.137 | 199.137 | 199.137 | 199.137 | 199.137 | 199.137 | 199.137 | 199.137 | 199.137 | 199.137 | 199.137 | 199.137 | 199.137 | 199.137 | 199.137 | 199.137 | 199.137 | 177.319 | 179.4037 | 204.1155 | 230.5011 | 202.3641 | 202.3641 | 202.3641 | 202.3641 | 202.3641 | 2011 | 202.3641 | 5988.2645 | 0 | 0% | 199.137 | 0 | 3.227 | 199.137 | 199.137 | 3.227 | 202.3641 | --
2012 | 0 | 0 | 0 | 0 | 0 | 0 | 0 | 0 | 0 | 0 | 0 | 0 | 0 | 0 | 0 | 0 | 0 | 0 | 0 | 0 | 0 | 0 | 0 | 0 | 0 | 0 | 0 | 0 | 0 | 0 | 199.137 | 199.137 | 199.137 | 199.137 | 199.137 | 199.137 | 199.137 | 199.137 | 199.137 | 199.137 | 199.137 | 199.137 | 199.137 | 199.137 | 199.137 | 199.137 | 199.137 | 199.137 | 199.137 | 177.319 | 179.4037 | 204.1155 | 230.5011 | 202.3641 | 202.3641 | 202.3641 | 202.3641 | 202.3641 | 202.3641 | 2012 | 202.3641 | 5991.4915 | 0 | 0% | 199.137 | 0 | 3.227 | 199.137 | 199.137 | 3.227 | 202.3641 | --
2013 | 0 | 0 | 0 | 0 | 0 | 0 | 0 | 0 | 0 | 0 | 0 | 0 | 0 | 0 | 0 | 0 | 0 | 0 | 0 | 0 | 0 | 0 | 0 | 0 | 0 | 0 | 0 | 0 | 0 | 0 | 199.137 | 199.137 | 199.137 | 199.137 | 199.137 | 199.137 | 199.137 | 199.137 | 199.137 | 199.137 | 199.137 | 199.137 | 199.137 | 199.137 | 199.137 | 199.137 | 199.137 | 199.137 | 177.319 | 179.4037 | 204.1155 | 230.5011 | 202.3641 | 202.3641 | 202.3641 | 202.3641 | 202.3641 | 202.3641 | 202.3641 | 2013 | 202.3641 | 5994.7185 | 0 | 0% | 199.137 | 0 | 3.227 | 199.137 | 199.137 | 3.227 | 202.3641 | --
2014 | 0 | 0 | 0 | 0 | 0 | 0 | 0 | 0 | 0 | 0 | 0 | 0 | 0 | 0 | 0 | 0 | 0 | 0 | 0 | 0 | 0 | 0 | 0 | 0 | 0 | 0 | 0 | 0 | 0 | 0 | 199.137 | 199.137 | 199.137 | 199.137 | 199.137 | 199.137 | 199.137 | 199.137 | 199.137 | 199.137 | 199.137 | 199.137 | 199.137 | 199.137 | 199.137 | 199.137 | 199.137 | 177.319 | 179.4037 | 204.1155 | 230.5011 | 202.3641 | 202.3641 | 202.3641 | 202.3641 | 202.3641 | 202.3641 | 202.3641 | 202.3641 | 2014 | 202.3641 | 5997.9455 | 0 | 0% | 199.137 | 0 | 3.227 | 199.137 | 199.137 | 3.227 | 202.3641 | --
2015 | 0 | 0 | 0 | 0 | 0 | 0 | 0 | 0 | 0 | 0 | 0 | 0 | 0 | 0 | 0 | 0 | 0 | 0 | 0 | 0 | 0 | 0 | 0 | 0 | 0 | 0 | 0 | 0 | 0 | 0 | 199.137 | 199.137 | 199.137 | 199.137 | 199.137 | 199.137 | 199.137 | 199.137 | 199.137 | 199.137 | 199.137 | 199.137 | 199.137 | 199.137 | 199.137 | 199.137 | 177.319 | 179.4037 | 204.1155 | 230.5011 | 202.3641 | 202.3641 | 202.3641 | 202.3641 | 202.3641 | 202.3641 | 202.3641 | 202.3641 | 202.3641 | 2015 | 202.3641 | 6001.1725 | 0 | 0% | 199.137 | 0 | 3.227 | 199.137 | 199.137 | 3.227 | 202.3641 | --
2016 | 0 | 0 | 0 | 0 | 0 | 0 | 0 | 0 | 0 | 0 | 0 | 0 | 0 | 0 | 0 | 0 | 0 | 0 | 0 | 0 | 0 | 0 | 0 | 0 | 0 | 0 | 0 | 0 | 0 | 0 | 199.137 | 199.137 | 199.137 | 199.137 | 199.137 | 199.137 | 199.137 | 199.137 | 199.137 | 199.137 | 199.137 | 199.137 | 199.137 | 199.137 | 199.137 | 177.319 | 179.4037 | 204.1155 | 230.5011 | 202.3641 | 202.3641 | 202.3641 | 202.3641 | 202.3641 | 202.3641 | 202.3641 | 202.3641 | 202.3641 | 202.3641 | 2016 | 202.3641 | 6004.3996 | 0 | 0% | 199.137 | 0 | 3.227 | 199.137 | 199.137 | 3.227 | 202.3641 | --
2017 | 0 | 0 | 0 | 0 | 0 | 0 | 0 | 0 | 0 | 0 | 0 | 0 | 0 | 0 | 0 | 0 | 0 | 0 | 0 | 0 | 0 | 0 | 0 | 0 | 0 | 0 | 0 | 0 | 0 | 0 | 199.137 | 199.137 | 199.137 | 199.137 | 199.137 | 199.137 | 199.137 | 199.137 | 199.137 | 199.137 | 199.137 | 199.137 | 199.137 | 199.137 | 177.319 | 179.4037 | 204.1155 | 230.5011 | 202.3641 | 202.3641 | 202.3641 | 202.3641 | 202.3641 | 202.3641 | 202.3641 | 202.3641 | 202.3641 | 202.3641 | 202.3641 | 2017 | 202.3641 | 6007.6266 | 0 | 0% | 199.137 | 0 | 3.227 | 199.137 | 199.137 | 3.227 | 202.3641 | --
2018 | 0 | 0 | 0 | 0 | 0 | 0 | 0 | 0 | 0 | 0 | 0 | 0 | 0 | 0 | 0 | 0 | 0 | 0 | 0 | 0 | 0 | 0 | 0 | 0 | 0 | 0 | 0 | 0 | 0 | 0 | 199.137 | 199.137 | 199.137 | 199.137 | 199.137 | 199.137 | 199.137 | 199.137 | 199.137 | 199.137 | 199.137 | 199.137 | 199.137 | 177.319 | 179.4037 | 204.1155 | 230.5011 | 202.3641 | 202.3641 | 202.3641 | 202.3641 | 202.3641 | 202.3641 | 202.3641 | 202.3641 | 202.3641 | 202.3641 | 202.3641 | 202.3641 | 2018 | 202.3641 | 6010.8536 | 0 | 0% | 199.137 | 0 | 3.227 | 199.137 | 199.137 | 3.227 | 202.3641 | --
2019 | 0 | 0 | 0 | 0 | 0 | 0 | 0 | 0 | 0 | 0 | 0 | 0 | 0 | 0 | 0 | 0 | 0 | 0 | 0 | 0 | 0 | 0 | 0 | 0 | 0 | 0 | 0 | 0 | 0 | 0 | 199.137 | 199.137 | 199.137 | 199.137 | 199.137 | 199.137 | 199.137 | 199.137 | 199.137 | 199.137 | 199.137 | 199.137 | 177.319 | 179.4037 | 204.1155 | 230.5011 | 202.3641 | 202.3641 | 202.3641 | 202.3641 | 202.3641 | 202.3641 | 202.3641 | 202.3641 | 202.3641 | 202.3641 | 202.3641 | 202.3641 | 202.3641 | 2019 | 202.3641 | 6014.0806 | 0 | 0% | 199.137 | 0 | 3.227 | 199.137 | 199.137 | 3.227 | 202.3641 | --
2020 | 0 | 0 | 0 | 0 | 0 | 0 | 0 | 0 | 0 | 0 | 0 | 0 | 0 | 0 | 0 | 0 | 0 | 0 | 0 | 0 | 0 | 0 | 0 | 0 | 0 | 0 | 0 | 0 | 0 | 0 | 199.137 | 199.137 | 199.137 | 199.137 | 199.137 | 199.137 | 199.137 | 199.137 | 199.137 | 199.137 | 199.137 | 177.319 | 179.4037 | 204.1155 | 230.5011 | 202.3641 | 202.3641 | 202.3641 | 202.3641 | 202.3641 | 202.3641 | 202.3641 | 202.3641 | 202.3641 | 202.3641 | 202.3641 | 202.3641 | 202.3641 | 202.3641 | 2020 | 202.3641 | 6017.3076 | 0 | 0% | 199.137 | 0 | 3.227 | 199.137 | 199.137 | 3.227 | 202.3641 | --
2021 | 0 | 0 | 0 | 0 | 0 | 0 | 0 | 0 | 0 | 0 | 0 | 0 | 0 | 0 | 0 | 0 | 0 | 0 | 0 | 0 | 0 | 0 | 0 | 0 | 0 | 0 | 0 | 0 | 0 | 0 | 199.137 | 199.137 | 199.137 | 199.137 | 199.137 | 199.137 | 199.137 | 199.137 | 199.137 | 199.137 | 177.319 | 179.4037 | 204.1155 | 230.5011 | 202.3641 | 202.3641 | 202.3641 | 202.3641 | 202.3641 | 202.3641 | 202.3641 | 202.3641 | 202.3641 | 202.3641 | 202.3641 | 202.3641 | 202.3641 | 202.3641 | 202.3641 | 2021 | 202.3641 | 6020.5346 | 0 | 0% | 199.137 | 0 | 3.227 | 199.137 | 199.137 | 3.227 | 202.3641 | --
2022 | 0 | 0 | 0 | 0 | 0 | 0 | 0 | 0 | 0 | 0 | 0 | 0 | 0 | 0 | 0 | 0 | 0 | 0 | 0 | 0 | 0 | 0 | 0 | 0 | 0 | 0 | 0 | 0 | 0 | 0 | 199.137 | 199.137 | 199.137 | 199.137 | 199.137 | 199.137 | 199.137 | 199.137 | 199.137 | 177.319 | 179.4037 | 204.1155 | 230.5011 | 202.3641 | 202.3641 | 202.3641 | 202.3641 | 202.3641 | 202.3641 | 202.3641 | 202.3641 | 202.3641 | 202.3641 | 202.3641 | 202.3641 | 202.3641 | 202.3641 | 202.3641 | 202.3641 | 2022 | 202.3641 | 6023.7616 | 0 | 0% | 199.137 | 0 | 3.227 | 199.137 | 199.137 | 3.227 | 202.3641 | --
2023 | 0 | 0 | 0 | 0 | 0 | 0 | 0 | 0 | 0 | 0 | 0 | 0 | 0 | 0 | 0 | 0 | 0 | 0 | 0 | 0 | 0 | 0 | 0 | 0 | 0 | 0 | 0 | 0 | 0 | 0 | 199.137 | 199.137 | 199.137 | 199.137 | 199.137 | 199.137 | 199.137 | 199.137 | 177.319 | 179.4037 | 204.1155 | 230.5011 | 202.3641 | 202.3641 | 202.3641 | 202.3641 | 202.3641 | 202.3641 | 202.3641 | 202.3641 | 202.3641 | 202.3641 | 202.3641 | 202.3641 | 202.3641 | 202.3641 | 202.3641 | 202.3641 | 202.3641 | 2023 | 202.3641 | 6026.9887 | 0 | 0% | 199.137 | 0 | 3.227 | 199.137 | 199.137 | 3.227 | 202.3641 | --
2024 | 0 | 0 | 0 | 0 | 0 | 0 | 0 | 0 | 0 | 0 | 0 | 0 | 0 | 0 | 0 | 0 | 0 | 0 | 0 | 0 | 0 | 0 | 0 | 0 | 0 | 0 | 0 | 0 | 0 | 0 | 199.137 | 199.137 | 199.137 | 199.137 | 199.137 | 199.137 | 199.137 | 177.319 | 179.4037 | 204.1155 | 230.5011 | 202.3641 | 202.3641 | 202.3641 | 202.3641 | 202.3641 | 202.3641 | 202.3641 | 202.3641 | 202.3641 | 202.3641 | 202.3641 | 202.3641 | 202.3641 | 202.3641 | 202.3641 | 202.3641 | 202.3641 | 202.3641 | 2024 | 202.3641 | 6030.2157 | 0 | 0% | 199.137 | 0 | 3.227 | 199.137 | 199.137 | 3.227 | 202.3641 | --
2025 | 0 | 0 | 0 | 0 | 0 | 0 | 0 | 0 | 0 | 0 | 0 | 0 | 0 | 0 | 0 | 0 | 0 | 0 | 0 | 0 | 0 | 0 | 0 | 0 | 0 | 0 | 0 | 0 | 0 | 0 | 199.137 | 199.137 | 199.137 | 199.137 | 199.137 | 199.137 | 177.319 | 179.4037 | 204.1155 | 230.5011 | 202.3641 | 202.3641 | 202.3641 | 202.3641 | 202.3641 | 202.3641 | 202.3641 | 202.3641 | 202.3641 | 202.3641 | 202.3641 | 202.3641 | 202.3641 | 202.3641 | 202.3641 | 202.3641 | 202.3641 | 202.3641 | 202.3641 | 2025 | 202.3641 | 6033.4427 | 0 | 0% | 199.137 | 0 | 3.227 | 199.137 | 199.137 | 3.227 | 202.3641 | --
2026 | 0 | 0 | 0 | 0 | 0 | 0 | 0 | 0 | 0 | 0 | 0 | 0 | 0 | 0 | 0 | 0 | 0 | 0 | 0 | 0 | 0 | 0 | 0 | 0 | 0 | 0 | 0 | 0 | 0 | 0 | 199.137 | 199.137 | 199.137 | 199.137 | 199.137 | 177.319 | 179.4037 | 204.1155 | 230.5011 | 202.3641 | 202.3641 | 202.3641 | 202.3641 | 202.3641 | 202.3641 | 202.3641 | 202.3641 | 202.3641 | 202.3641 | 202.3641 | 202.3641 | 202.3641 | 202.3641 | 202.3641 | 202.3641 | 202.3641 | 202.3641 | 202.3641 | 202.3641 | 2026 | 202.3641 | 6036.6697 | 0 | 0% | 199.137 | 0 | 3.227 | 199.137 | 199.137 | 3.227 | 202.3641 | --
2027 | 0 | 0 | 0 | 0 | 0 | 0 | 0 | 0 | 0 | 0 | 0 | 0 | 0 | 0 | 0 | 0 | 0 | 0 | 0 | 0 | 0 | 0 | 0 | 0 | 0 | 0 | 0 | 0 | 0 | 0 | 199.137 | 199.137 | 199.137 | 199.137 | 177.319 | 179.4037 | 204.1155 | 230.5011 | 202.3641 | 202.3641 | 202.3641 | 202.3641 | 202.3641 | 202.3641 | 202.3641 | 202.3641 | 202.3641 | 202.3641 | 202.3641 | 202.3641 | 202.3641 | 202.3641 | 202.3641 | 202.3641 | 202.3641 | 202.3641 | 202.3641 | 202.3641 | 202.3641 | 2027 | 202.3641 | 6039.8967 | 0 | 0% | 199.137 | 0 | 3.227 | 199.137 | 199.137 | 3.227 | 202.3641 | --
2028 | 0 | 0 | 0 | 0 | 0 | 0 | 0 | 0 | 0 | 0 | 0 | 0 | 0 | 0 | 0 | 0 | 0 | 0 | 0 | 0 | 0 | 0 | 0 | 0 | 0 | 0 | 0 | 0 | 0 | 0 | 199.137 | 199.137 | 199.137 | 177.319 | 179.4037 | 204.1155 | 230.5011 | 202.3641 | 202.3641 | 202.3641 | 202.3641 | 202.3641 | 202.3641 | 202.3641 | 202.3641 | 202.3641 | 202.3641 | 202.3641 | 202.3641 | 202.3641 | 202.3641 | 202.3641 | 202.3641 | 202.3641 | 202.3641 | 202.3641 | 202.3641 | 202.3641 | 202.3641 | 2028 | 202.3641 | 6043.1237 | 0 | 0% | 199.137 | 0 | 3.227 | 199.137 | 199.137 | 3.227 | 202.3641 | --
2029 | 0 | 0 | 0 | 0 | 0 | 0 | 0 | 0 | 0 | 0 | 0 | 0 | 0 | 0 | 0 | 0 | 0 | 0 | 0 | 0 | 0 | 0 | 0 | 0 | 0 | 0 | 0 | 0 | 0 | 0 | 199.137 | 199.137 | 177.319 | 179.4037 | 204.1155 | 230.5011 | 202.3641 | 202.3641 | 202.3641 | 202.3641 | 202.3641 | 202.3641 | 202.3641 | 202.3641 | 202.3641 | 202.3641 | 202.3641 | 202.3641 | 202.3641 | 202.3641 | 202.3641 | 202.3641 | 202.3641 | 202.3641 | 202.3641 | 202.3641 | 202.3641 | 202.3641 | 202.3641 | 2029 | 202.3641 | 6046.3508 | 0 | 0% | 199.137 | 0 | 3.227 | 199.137 | 199.137 | 3.227 | 202.3641 | --
2030 | 0 | 0 | 0 | 0 | 0 | 0 | 0 | 0 | 0 | 0 | 0 | 0 | 0 | 0 | 0 | 0 | 0 | 0 | 0 | 0 | 0 | 0 | 0 | 0 | 0 | 0 | 0 | 0 | 0 | 0 | 199.137 | 177.319 | 179.4037 | 204.1155 | 230.5011 | 202.3641 | 202.3641 | 202.3641 | 202.3641 | 202.3641 | 202.3641 | 202.3641 | 202.3641 | 202.3641 | 202.3641 | 202.3641 | 202.3641 | 202.3641 | 202.3641 | 202.3641 | 202.3641 | 202.3641 | 202.3641 | 202.3641 | 202.3641 | 202.3641 | 202.3641 | 202.3641 | 202.3641 | 2030 | 202.3641 | 6049.5778 | 0 | 0% | 199.137 | 0 | 3.227 | 199.137 | 199.137 | 3.227 | 202.3641 | --
2031 | 0 | 0 | 0 | 0 | 0 | 0 | 0 | 0 | 0 | 0 | 0 | 0 | 0 | 0 | 0 | 0 | 0 | 0 | 0 | 0 | 0 | 0 | 0 | 0 | 0 | 0 | 0 | 0 | 0 | 0 | 177.319 | 179.4037 | 204.1155 | 230.5011 | 202.3641 | 202.3641 | 202.3641 | 202.3641 | 202.3641 | 202.3641 | 202.3641 | 202.3641 | 202.3641 | 202.3641 | 202.3641 | 202.3641 | 202.3641 | 202.3641 | 202.3641 | 202.3641 | 202.3641 | 202.3641 | 202.3641 | 202.3641 | 202.3641 | 202.3641 | 202.3641 | 202.3641 | 202.3641 | 2031 | 202.3641 | 6052.8048 | 0 | 0% | 199.137 | 0 | 3.227 | 199.137 | 199.137 | 3.227 | 202.3641 | --
2032 | 0 | 0 | 0 | 0 | 0 | 0 | 0 | 0 | 0 | 0 | 0 | 0 | 0 | 0 | 0 | 0 | 0 | 0 | 0 | 0 | 0 | 0 | 0 | 0 | 0 | 0 | 0 | 0 | 0 | 0 | 179.4037 | 204.1155 | 230.5011 | 202.3641 | 202.3641 | 202.3641 | 202.3641 | 202.3641 | 202.3641 | 202.3641 | 202.3641 | 202.3641 | 202.3641 | 202.3641 | 202.3641 | 202.3641 | 202.3641 | 202.3641 | 202.3641 | 202.3641 | 202.3641 | 202.3641 | 202.3641 | 202.3641 | 202.3641 | 202.3641 | 202.3641 | 202.3641 | 202.3641 | 2032 | 180.546 | 6056.0318 | 0 | 0% | 177.319 | 0 | 3.227 | 177.319 | 177.319 | 3.227 | 180.546 | --
2033 | 0 | 0 | 0 | 0 | 0 | 0 | 0 | 0 | 0 | 0 | 0 | 0 | 0 | 0 | 0 | 0 | 0 | 0 | 0 | 0 | 0 | 0 | 0 | 0 | 0 | 0 | 0 | 0 | 0 | 0 | 204.1155 | 230.5011 | 202.3641 | 202.3641 | 202.3641 | 202.3641 | 202.3641 | 202.3641 | 202.3641 | 202.3641 | 202.3641 | 202.3641 | 202.3641 | 202.3641 | 202.3641 | 202.3641 | 202.3641 | 202.3641 | 202.3641 | 202.3641 | 202.3641 | 202.3641 | 202.3641 | 202.3641 | 202.3641 | 202.3641 | 202.3641 | 202.3641 | 180.546 | 2033 | 182.6307 | 6059.2588 | 0 | 0% | 179.4037 | 0 | 3.227 | 179.4037 | 179.4037 | 3.227 | 182.6307 | --
2034 | 0 | 0 | 0 | 0 | 0 | 0 | 0 | 0 | 0 | 0 | 0 | 0 | 0 | 0 | 0 | 0 | 0 | 0 | 0 | 0 | 0 | 0 | 0 | 0 | 0 | 0 | 0 | 0 | 0 | 0 | 230.5011 | 202.3641 | 202.3641 | 202.3641 | 202.3641 | 202.3641 | 202.3641 | 202.3641 | 202.3641 | 202.3641 | 202.3641 | 202.3641 | 202.3641 | 202.3641 | 202.3641 | 202.3641 | 202.3641 | 202.3641 | 202.3641 | 202.3641 | 202.3641 | 202.3641 | 202.3641 | 202.3641 | 202.3641 | 202.3641 | 202.3641 | 180.546 | 182.6307 | 2034 | 207.3425 | 6062.4858 | 0 | 0% | 204.1155 | 0 | 3.227 | 204.1155 | 204.1155 | 3.227 | 207.3425 | --

## Shipment Summary
| 2005 | 2006 | 2007 | 2008 | 2009 | 2010 | 2011 | 2012 | 2013 | 2014 | 2015 | 2016 | 2017 | 2018 | 2019 | 2020 | 2021 | 2022 | 2023 | 2024 | 2025 | 2026 | 2027 | 2028 | 2029 | 2030 | 2031 | 2032 | 2033 | 2034
1-5 HP | 58564.937 | 51415.967 | 51415.967 | 51415.967 | 51415.967 | 51415.967 | 51415.967 | 51415.967 | 51415.967 | 51415.967 | 51415.967 | 51415.967 | 51415.967 | 51415.967 | 51415.967 | 45872.5102 | 46402.1872 | 52680.8685 | 59384.8461 | 52235.8761 | 52235.8761 | 52235.8761 | 52235.8761 | 52235.8761 | 52235.8761 | 52235.8761 | 52235.8761 | 52235.8761 | 52235.8761 | 52235.8761
6-20 HP | 21781.2505 | 17060.731 | 17060.731 | 17060.731 | 17060.731 | 17060.731 | 17060.731 | 17060.731 | 17060.731 | 17060.731 | 17060.731 | 17060.731 | 17060.731 | 17060.731 | 17060.731 | 17060.731 | 17060.731 | 17060.731 | 17257.7265 | 19592.8699 | 22086.188 | 17365.6685 | 17365.6685 | 17365.6685 | 17365.6685 | 17365.6685 | 17365.6685 | 17365.6685 | 17365.6685 | 17365.6685
21-50 HP | 4875.6997 | 3819.0186 | 3819.0186 | 3819.0186 | 3819.0186 | 3819.0186 | 3819.0186 | 3819.0186 | 3819.0186 | 3819.0186 | 3819.0186 | 3819.0186 | 3819.0186 | 3819.0186 | 3819.0186 | 3819.0186 | 3819.0186 | 3819.0186 | 3819.0186 | 3819.0186 | 3819.0186 | 3863.1158 | 4385.8341 | 4943.9595 | 3887.2784 | 3887.2784 | 3887.2784 | 3887.2784 | 3887.2784 | 3887.2784
51-100 HP | 1383.4685 | 1369.0939 | 1369.0939 | 1369.0939 | 1369.0939 | 1369.0939 | 1369.0939 | 1369.0939 | 1369.0939 | 1369.0939 | 1369.0939 | 1369.0939 | 1369.0939 | 1369.0939 | 1369.0939 | 1369.0939 | 1369.0939 | 1369.0939 | 1369.0939 | 1369.0939 | 1369.0939 | 1369.0939 | 1369.0939 | 1369.0939 | 1369.0939 | 1369.0939 | 1369.0939 | 1235.3439 | 1402.8371 | 1402.8371
101-200 HP | 683.3989 | 599.977 | 599.977 | 599.977 | 599.977 | 599.977 | 599.977 | 599.977 | 599.977 | 599.977 | 599.977 | 599.977 | 599.977 | 599.977 | 599.977 | 599.977 | 599.977 | 599.977 | 599.977 | 599.977 | 599.977 | 599.977 | 599.977 | 599.977 | 599.977 | 599.977 | 535.2899 | 541.4708 | 614.7372 | 692.9664
201-500 HP | 230.5011 | 202.3641 | 202.3641 | 202.3641 | 202.3641 | 202.3641 | 202.3641 | 202.3641 | 202.3641 | 202.3641 | 202.3641 | 202.3641 | 202.3641 | 202.3641 | 202.3641 | 202.3641 | 202.3641 | 202.3641 | 202.3641 | 202.3641 | 202.3641 | 202.3641 | 202.3641 | 202.3641 | 202.3641 | 202.3641 | 202.3641 | 180.546 | 182.6307 | 207.3425
| 87519.2557 | 74467.1516 | 74467.1516 | 74467.1516 | 74467.1516 | 74467.1516 | 74467.1516 | 74467.1516 | 74467.1516 | 74467.1516 | 74467.1516 | 74467.1516 | 74467.1516 | 74467.1516 | 74467.1516 | 68923.6948 | 69453.3718 | 75732.053 | 82633.0262 | 77819.1996 | 80312.5177 | 75636.0954 | 76158.8137 | 76716.9391 | 75660.258 | 75660.258 | 75595.571 | 75446.1837 | 75689.028 | 75791.9691
Shipment Market Share
| 2005 | 2006 | 2007 | 2008 | 2009 | 2010 | 2011 | 2012 | 2013 | 2014 | 2015 | 2016 | 2017 | 2018 | 2019 | 2020 | 2021 | 2022 | 2023 | 2024 | 2025 | 2026 | 2027 | 2028 | 2029 | 2030 | 2031 | 2032 | 2033 | 2034
1-5 HP | 66.92% | 66.92% | 66.92% | 66.92% | 66.92% | 66.92% | 66.92% | 66.92% | 66.92% | 66.92% | 66.92% | 66.92% | 66.92% | 66.92% | 66.92% | 66.92% | 66.92% | 66.92% | 66.92% | 66.92% | 66.92% | 66.92% | 66.92% | 66.92% | 66.92% | 66.92% | 66.92% | 66.92% | 66.92% | 66.92%
6-20 HP | 24.89% | 24.89% | 24.89% | 24.89% | 24.89% | 24.89% | 24.89% | 24.89% | 24.89% | 24.89% | 24.89% | 24.89% | 24.89% | 24.89% | 24.89% | 24.89% | 24.89% | 24.89% | 24.89% | 24.89% | 24.89% | 24.89% | 24.89% | 24.89% | 24.89% | 24.89% | 24.89% | 24.89% | 24.89% | 24.89%
21-50 HP | 5.571% | 5.571% | 5.571% | 5.571% | 5.571% | 5.571% | 5.571% | 5.571% | 5.571% | 5.571% | 5.571% | 5.571% | 5.571% | 5.571% | 5.571% | 5.571% | 5.571% | 5.571% | 5.571% | 5.571% | 5.571% | 5.571% | 5.571% | 5.571% | 5.571% | 5.571% | 5.571% | 5.571% | 5.571% | 5.571%
51-100 HP | 1.581% | 1.581% | 1.581% | 1.581% | 1.581% | 1.581% | 1.581% | 1.581% | 1.581% | 1.581% | 1.581% | 1.581% | 1.581% | 1.581% | 1.581% | 1.581% | 1.581% | 1.581% | 1.581% | 1.581% | 1.581% | 1.581% | 1.581% | 1.581% | 1.581% | 1.581% | 1.581% | 1.581% | 1.581% | 1.581%
101-200 HP | 0.7809% | 0.7809% | 0.7809% | 0.7809% | 0.7809% | 0.7809% | 0.7809% | 0.7809% | 0.7809% | 0.7809% | 0.7809% | 0.7809% | 0.7809% | 0.7809% | 0.7809% | 0.7809% | 0.7809% | 0.7809% | 0.7809% | 0.7809% | 0.7809% | 0.7809% | 0.7809% | 0.7809% | 0.7809% | 0.7809% | 0.7809% | 0.7809% | 0.7809% | 0.7809%
201-500 HP | 0.2634% | 0.2634% | 0.2634% | 0.2634% | 0.2634% | 0.2634% | 0.2634% | 0.2634% | 0.2634% | 0.2634% | 0.2634% | 0.2634% | 0.2634% | 0.2634% | 0.2634% | 0.2634% | 0.2634% | 0.2634% | 0.2634% | 0.2634% | 0.2634% | 0.2634% | 0.2634% | 0.2634% | 0.2634% | 0.2634% | 0.2634% | 0.2634% | 0.2634% | 0.2634%
Stock
| 2005 | 2006 | 2007 | 2008 | 2009 | 2010 | 2011 | 2012 | 2013 | 2014 | 2015 | 2016 | 2017 | 2018 | 2019 | 2020 | 2021 | 2022 | 2023 | 2024 | 2025 | 2026 | 2027 | 2028 | 2029 | 2030 | 2031 | 2032 | 2033 | 2034
1-5 HP | 909405.5862 | 910225.4953 | 911045.4044 | 911865.3135 | 912685.2226 | 913505.1318 | 914325.0409 | 915144.95 | 915964.8591 | 916784.7682 | 917604.6774 | 918424.5865 | 919244.4956 | 920064.4047 | 920884.3138 | 921704.2229 | 922524.1321 | 923344.0412 | 924163.9503 | 924983.8594 | 925803.7685 | 926623.6777 | 927443.5868 | 928263.4959 | 929083.405 | 929903.3141 | 930723.2232 | 931543.1324 | 932363.0415 | 933182.9506
6-20 HP | 342870.4609 | 343175.3985 | 343480.336 | 343785.2735 | 344090.211 | 344395.1485 | 344700.086 | 345005.0235 | 345309.961 | 345614.8985 | 345919.836 | 346224.7735 | 346529.711 | 346834.6485 | 347139.586 | 347444.5236 | 347749.4611 | 348054.3986 | 348359.3361 | 348664.2736 | 348969.2111 | 349274.1486 | 349579.0861 | 349884.0236 | 350188.9611 | 350493.8986 | 350798.8361 | 351103.7736 | 351408.7111 | 351713.6486
21-50 HP | 88003.3066 | 88071.5664 | 88139.8262 | 88208.086 | 88276.3458 | 88344.6056 | 88412.8654 | 88481.1252 | 88549.385 | 88617.6448 | 88685.9046 | 88754.1644 | 88822.4242 | 88890.684 | 88958.9438 | 89027.2036 | 89095.4633 | 89163.7231 | 89231.9829 | 89300.2427 | 89368.5025 | 89436.7623 | 89505.0221 | 89573.2819 | 89641.5417 | 89709.8015 | 89778.0613 | 89846.3211 | 89914.5809 | 89982.8407
51-100 HP | 39075.7722 | 39095.1407 | 39114.5093 | 39133.8778 | 39153.2464 | 39172.615 | 39191.9835 | 39211.3521 | 39230.7206 | 39250.0892 | 39269.4577 | 39288.8263 | 39308.1949 | 39327.5634 | 39346.932 | 39366.3005 | 39385.6691 | 39405.0377 | 39424.4062 | 39443.7748 | 39463.1433 | 39482.5119 | 39501.8805 | 39521.249 | 39540.6176 | 39559.9861 | 39579.3547 | 39598.7233 | 39618.0918 | 39637.4604
101-200 HP | 17106.4286 | 17115.9962 | 17125.5638 | 17135.1313 | 17144.6989 | 17154.2665 | 17163.8341 | 17173.4017 | 17182.9693 | 17192.5368 | 17202.1044 | 17211.672 | 17221.2396 | 17230.8072 | 17240.3748 | 17249.9424 | 17259.5099 | 17269.0775 | 17278.6451 | 17288.2127 | 17297.7803 | 17307.3479 | 17316.9154 | 17326.483 | 17336.0506 | 17345.6182 | 17355.1858 | 17364.7534 | 17374.3209 | 17383.8885
201-500 HP | 5968.9024 | 5972.1294 | 5975.3564 | 5978.5834 | 5981.8104 | 5985.0375 | 5988.2645 | 5991.4915 | 5994.7185 | 5997.9455 | 6001.1725 | 6004.3996 | 6007.6266 | 6010.8536 | 6014.0806 | 6017.3076 | 6020.5346 | 6023.7616 | 6026.9887 | 6030.2157 | 6033.4427 | 6036.6697 | 6039.8967 | 6043.1237 | 6046.3508 | 6049.5778 | 6052.8048 | 6056.0318 | 6059.2588 | 6062.4858
| 1402430.4569 | 1403655.7264 | 1404880.996 | 1406106.2656 | 1407331.5352 | 1408556.8048 | 1409782.0743 | 1411007.3439 | 1412232.6135 | 1413457.8831 | 1414683.1527 | 1415908.4222 | 1417133.6918 | 1418358.9614 | 1419584.231 | 1420809.5006 | 1422034.7701 | 1423260.0397 | 1424485.3093 | 1425710.5789 | 1426935.8485 | 1428161.118 | 1429386.3876 | 1430611.6572 | 1431836.9268 | 1433062.1964 | 1434287.4659 | 1435512.7355 | 1436738.0051 | 1437963.2747
| 2005 | 2006 | 2007 | 2008 | 2009 | 2010 | 2011 | 2012 | 2013 | 2014 | 2015 | 2016 | 2017 | 2018 | 2019 | 2020 | 2021 | 2022 | 2023 | 2024 | 2025 | 2026 | 2027 | 2028 | 2029 | 2030 | 2031 | 2032 | 2033 | 2034
1-5 HP | 64.84% | 64.85% | 64.85% | 64.85% | 64.85% | 64.85% | 64.86% | 64.86% | 64.86% | 64.86% | 64.86% | 64.86% | 64.87% | 64.87% | 64.87% | 64.87% | 64.87% | 64.88% | 64.88% | 64.88% | 64.88% | 64.88% | 64.88% | 64.89% | 64.89% | 64.89% | 64.89% | 64.89% | 64.89% | 64.9%
6-20 HP | 24.45% | 24.45% | 24.45% | 24.45% | 24.45% | 24.45% | 24.45% | 24.45% | 24.45% | 24.45% | 24.45% | 24.45% | 24.45% | 24.45% | 24.45% | 24.45% | 24.45% | 24.45% | 24.46% | 24.46% | 24.46% | 24.46% | 24.46% | 24.46% | 24.46% | 24.46% | 24.46% | 24.46% | 24.46% | 24.46%
21-50 HP | 6.275% | 6.274% | 6.274% | 6.273% | 6.273% | 6.272% | 6.271% | 6.271% | 6.27% | 6.27% | 6.269% | 6.268% | 6.268% | 6.267% | 6.267% | 6.266% | 6.265% | 6.265% | 6.264% | 6.264% | 6.263% | 6.262% | 6.262% | 6.261% | 6.261% | 6.26% | 6.259% | 6.259% | 6.258% | 6.258%
51-100 HP | 2.786% | 2.785% | 2.784% | 2.783% | 2.782% | 2.781% | 2.78% | 2.779% | 2.778% | 2.777% | 2.776% | 2.775% | 2.774% | 2.773% | 2.772% | 2.771% | 2.77% | 2.769% | 2.768% | 2.767% | 2.766% | 2.765% | 2.764% | 2.763% | 2.762% | 2.761% | 2.76% | 2.759% | 2.758% | 2.757%
101-200 HP | 1.22% | 1.219% | 1.219% | 1.219% | 1.218% | 1.218% | 1.217% | 1.217% | 1.217% | 1.216% | 1.216% | 1.216% | 1.215% | 1.215% | 1.214% | 1.214% | 1.214% | 1.213% | 1.213% | 1.213% | 1.212% | 1.212% | 1.211% | 1.211% | 1.211% | 1.21% | 1.21% | 1.21% | 1.209% | 1.209%
201-500 HP | 0.4256% | 0.4255% | 0.4253% | 0.4252% | 0.425% | 0.4249% | 0.4248% | 0.4246% | 0.4245% | 0.4243% | 0.4242% | 0.4241% | 0.4239% | 0.4238% | 0.4237% | 0.4235% | 0.4234% | 0.4232% | 0.4231% | 0.423% | 0.4228% | 0.4227% | 0.4226% | 0.4224% | 0.4223% | 0.4221% | 0.422% | 0.4219% | 0.4217% | 0.4216%
Precase UEC | 2005 | 2006 | 2007 | 2008 | 2009 | 2010 | 2011 | 2012 | 2013 | 2014 | 2015 | 2016 | 2017 | 2018 | 2019 | 2020 | 2021 | 2022 | 2023 | 2024 | 2025 | 2026 | 2027 | 2028 | 2029 | 2030 | 2031 | 2032 | 2033 | 2034
1-5 HP | 2822.2662 | 2822.2662 | 2822.2662 | 2822.2662 | 2822.2662 | 2822.2662 | 2822.2662 | 2822.2662 | 2822.2662 | 2822.2662 | 2822.2662 | 2822.2662 | 2822.2662 | 2822.2662 | 2822.2662 | 2822.2662 | 2822.2662 | 2822.2662 | 2822.2662 | 2822.2662 | 2822.2662 | 2822.2662 | 2822.2662 | 2822.2662 | 2822.2662 | 2822.2662 | 2822.2662 | 2822.2662 | 2822.2662 | 2822.2662
6-20 HP | 18396.4576 | 18396.4576 | 18396.4576 | 18396.4576 | 18396.4576 | 18396.4576 | 18396.4576 | 18396.4576 | 18396.4576 | 18396.4576 | 18396.4576 | 18396.4576 | 18396.4576 | 18396.4576 | 18396.4576 | 18396.4576 | 18396.4576 | 18396.4576 | 18396.4576 | 18396.4576 | 18396.4576 | 18396.4576 | 18396.4576 | 18396.4576 | 18396.4576 | 18396.4576 | 18396.4576 | 18396.4576 | 18396.4576 | 18396.4576
21-50 HP | 56988.557 | 56988.557 | 56988.557 | 56988.557 | 56988.557 | 56988.557 | 56988.557 | 56988.557 | 56988.557 | 56988.557 | 56988.557 | 56988.557 | 56988.557 | 56988.557 | 56988.557 | 56988.557 | 56988.557 | 56988.557 | 56988.557 | 56988.557 | 56988.557 | 56988.557 | 56988.557 | 56988.557 | 56988.557 | 56988.557 | 56988.557 | 56988.557 | 56988.557 | 56988.557
51-100 HP | 154389.4114 | 154389.4114 | 154389.4114 | 154389.4114 | 154389.4114 | 154389.4114 | 154389.4114 | 154389.4114 | 154389.4114 | 154389.4114 | 154389.4114 | 154389.4114 | 154389.4114 | 154389.4114 | 154389.4114 | 154389.4114 | 154389.4114 | 154389.4114 | 154389.4114 | 154389.4114 | 154389.4114 | 154389.4114 | 154389.4114 | 154389.4114 | 154389.4114 | 154389.4114 | 154389.4114 | 154389.4114 | 154389.4114 | 154389.4114
101-200 HP | 310401.3471 | 310401.3471 | 310401.3471 | 310401.3471 | 310401.3471 | 310401.3471 | 310401.3471 | 310401.3471 | 310401.3471 | 310401.3471 | 310401.3471 | 310401.3471 | 310401.3471 | 310401.3471 | 310401.3471 | 310401.3471 | 310401.3471 | 310401.3471 | 310401.3471 | 310401.3471 | 310401.3471 | 310401.3471 | 310401.3471 | 310401.3471 | 310401.3471 | 310401.3471 | 310401.3471 | 310401.3471 | 310401.3471 | 310401.3471
201-500 HP | 888047.099 | 888047.099 | 888047.099 | 888047.099 | 888047.099 | 888047.099 | 888047.099 | 888047.099 | 888047.099 | 888047.099 | 888047.099 | 888047.099 | 888047.099 | 888047.099 | 888047.099 | 888047.099 | 888047.099 | 888047.099 | 888047.099 | 888047.099 | 888047.099 | 888047.099 | 888047.099 | 888047.099 | 888047.099 | 888047.099 | 888047.099 | 888047.099 | 888047.099 | 888047.099
Post-case UEC | 2005 | 2006 | 2007 | 2008 | 2009 | 2010 | 2011 | 2012 | 2013 | 2014 | 2015 | 2016 | 2017 | 2018 | 2019 | 2020 | 2021 | 2022 | 2023 | 2024 | 2025 | 2026 | 2027 | 2028 | 2029 | 2030 | 2031 | 2032 | 2033 | 2034
1-5 HP | 2822.2662 | 2822.2662 | 2822.2662 | 2822.2662 | 2822.2662 | 2822.2662 | 2816.3822 | 2810.5095 | 2804.6478 | 2798.7972 | 2792.9578 | 2787.1293 | 2781.3119 | 2775.5055 | 2769.71 | 2764.2947 | 2759.1435 | 2753.4849 | 2747.0012 | 2740.9691 | 2735.1406 | 2729.3229 | 2723.5162 | 2723.5162 | 2723.5162 | 2723.5162 | 2723.5162 | 2723.5162 | 2723.5162 | 2723.5162
6-20 HP | 18396.4576 | 18396.4576 | 18396.4576 | 18396.4576 | 18396.4576 | 18396.4576 | 18370.1745 | 18343.9402 | 18317.7546 | 18291.6177 | 18265.5292 | 18239.489 | 18213.4971 | 18187.5532 | 18161.6573 | 18135.8092 | 18110.0087 | 18084.2558 | 18058.3492 | 18029.7923 | 17997.0836 | 17969.543 | 17943.5503 | 17917.6052 | 17891.7076 | 17891.7076 | 17891.7076 | 17891.7076 | 17891.7076 | 17891.7076
21-50 HP | 56988.557 | 56988.557 | 56988.557 | 56988.557 | 56988.557 | 56988.557 | 56935.3307 | 56882.1901 | 56829.1352 | 56776.1657 | 56723.2814 | 56670.4821 | 56617.7676 | 56565.1377 | 56512.5922 | 56460.1309 | 56407.7536 | 56355.46 | 56303.2501 | 56251.1235 | 56199.0801 | 56146.6861 | 56088.6826 | 56022.3732 | 55967.0754 | 55914.4857 | 55861.9797 | 55809.557 | 55809.557 | 55809.557
51-100 HP | 154389.4114 | 154389.4114 | 154389.4114 | 154389.4114 | 154389.4114 | 154389.4114 | 154317.4055 | 154245.4734 | 154173.6148 | 154101.8297 | 154030.118 | 153958.4796 | 153886.9142 | 153815.422 | 153744.0026 | 153672.6561 | 153601.3822 | 153530.181 | 153459.0522 | 153387.9958 | 153317.0116 | 153246.0996 | 153175.2596 | 153104.4915 | 153033.7953 | 152963.1708 | 152892.6178 | 152827.6006 | 152757.2425 | 152685.0833
101-200 HP | 310401.3471 | 310401.3471 | 310401.3471 | 310401.3471 | 310401.3471 | 310401.3471 | 310294.311 | 310187.3984 | 310080.6091 | 309973.9431 | 309867.3999 | 309760.9795 | 309654.6816 | 309548.506 | 309442.4526 | 309336.5209 | 309230.711 | 309125.0225 | 309019.4553 | 308914.0091 | 308808.6838 | 308703.4791 | 308598.3948 | 308493.4308 | 308388.5867 | 308283.8625 | 308187.8037 | 308094.2259 | 307989.9866 | 307871.2325
201-500 HP | 888047.099 | 888047.099 | 888047.099 | 888047.099 | 888047.099 | 888047.099 | 887428.5332 | 886810.657 | 886193.4693 | 885576.9688 | 884961.1546 | 884346.0253 | 883731.5799 | 883117.8173 | 882504.7363 | 881892.3357 | 881280.6144 | 880669.5713 | 880059.2054 | 879449.5153 | 878840.5001 | 878232.1586 | 877624.4897 | 877017.4922 | 876411.1652 | 875805.5073 | 875200.5176 | 874646.1436 | 874105.3942 | 873502.5916

## Shipment Data
Electric Motors Shipment Trend
Year | NEMA Sales Index
2003 | 100
2004 | 102.5
2005 | 115.75
2006 | 141.5
2007 | 141.75
2008 | 139.5
2009 | 112.75
2010 | 118.5
2011 | 148.5
2012 | 147.5
Average Growth Rate | 1.4%
Source: NEMA | http://www.nema.org/News/Pages/Motors-Shipments-Improved-in-Fourth-Quarter-of-2012.aspx
Motor Sales by Sector
HP | Motor Sales by Sector
| Industry | Agriculture | Commercial
1-5 | 26.11% | 0.1102% | 73.78%
6-20 | 26.11% | 0.1102% | 73.78%
21-50 | 26.11% | 0.1102% | 73.78%
51-100 | 63.27% | 6.979% | 29.75%
101-200 | 76.03% | 3.351% | 20.62%
201-500 | 69.09% | 3.03% | 27.88%
Source: DOE Electric Motors Rulemaking | http://www1.eere.energy.gov/buildings/appliance_standards/pdfs/em_preanalysis_tsdch09.pdf
| Residential | Commercial | Industrial
Shipments by sector | 0% | 71.51% | 28.49%
Motor Shipments by Code
Source: US Census, MA335H(03) and MA335H(02) (Motors and Generators)
Product Code | All motors, including Energy Efficient | Motor Shipments to United States |  |  | Breakdown By HP
|  | 2001 | 2002 | 2003
3353123143 | 1 through 5 hp | 96895 | 89736 | 93193 | 60.84%
3353123146 | Greater than 5 through 20 hp | 49749 | 41070 | 41041 | 26.79%
3353123149 | Greater than 20 through 50 hp | 14565 | 12604 | 11549 | 7.54%
3353123152 | Greater than 50 through 100 hp | 4892 | 4504 | 4066 | 2.655%
3353123155 | Greater than 100 through 200 hp | 2398 | 2099 | 2217 | 1.448%
3353123158 | Greater than 200 through 500 hp | 1531 | 1388 | 1115 | 0.728%
| Sum | 170030 | 151401 | 153181
Compliance Rates | 2010 | 2011 | 2012 | 2013 | 2014
Post-code compliance rate | 60% | 65% | 70% | 80% | 90%
Assumption based on CA C&S compliance rates for industrial measures
New Coverage going to NEMA Energy Efficient
HP Bin | Annual Energy Savings/Motor (kwh) | % of Sales Applicable to Standards in This Category |  | % Sales not Meeting EISA
|  |  | Pre-code/Absent Standard | 2010 | 2011
1 through 5 hp | 149 | 25% | 67% | 26.8% | 23.45%
Greater than 5 through 20 hp | 687 | 25% | 67% | 26.8% | 23.45%
Greater than 20 through 50 hp | 1599 | 25% | 67% | 26.8% | 23.45%
Greater than 50 through 100 hp | 3544 | 25% | 67% | 26.8% | 23.45%
Greater than 100 through 200 hp | 3996 | 25% | 67% | 26.8% | 23.45%
Greater than 200 through 500 hp | 21103 | 75% | 33% | 13.2% | 11.55%
Source: All information except post code compliance rate taken from ACEEE: Impact of Proposed Increases to Motor Efficiency Performance Standards, October 2007
Assumption: Absent standard there will be no additional market adoption of Premium motors
Coverage going to NEMA Premium
HP Bin | Annual Energy Savings/Motor (kwh) | % of Sales Applicable to Standards in This Category | % Sales Not Meeting EISA
|  |  | Pre-standard/Absent Standard | 2010 | 2011 | 2012 | 2013 | 2014
1 through 5 hp | 82 | 65% | 90% | 36% | 31.5% | 27% | 18% | 9%
Greater than 5 through 20 hp | 444 | 65% | 72% | 28.8% | 25.2% | 21.6% | 14.4% | 7.2%
Greater than 20 through 50 hp | 1039 | 65% | 52% | 20.8% | 18.2% | 15.6% | 10.4% | 5.2%
Greater than 50 through 100 hp | 1471 | 65% | 45% | 18% | 15.75% | 13.5% | 9% | 4.5%
Greater than 100 through 200 hp | 2608 | 65% | 31% | 12.4% | 10.85% | 9.3% | 6.2% | 3.1%
Greater than 200 through 500 hp | 7434 | 0% | 25% | 10% | 8.75% | 7.5% | 5% | 2.5%
Note: There is a conflict in the ACEEE paper regarding the % applicable sales. Using the footnote as it seemed more reasonable
| 2001 | 2002 | 2003 | 2004 | 2005
Motor Sales- U.S. | 170030 | 151401 | 153181 | 174280.75 | 196809.725
Affected Units- Shipment in 2001
All motors, including Energy Efficient
| New Coverage going to NEMA Energy Efficient | Coverage going to NEMA Premium | Total Motor Units | Breakdown
1 through 5 hp | 11262.2454 | 39333.8125 | 50596.0579 | 60.84%
Greater than 5 through 20 hp | 4959.7646 | 13857.7304 | 18817.495 | 26.79%
Greater than 20 through 50 hp | 1395.7563 | 2816.5113 | 4212.2676 | 7.54%
Greater than 50 through 100 hp | 491.4761 | 858.2493 | 1349.7254 | 2.655%
Greater than 100 through 200 hp | 268.0043 | 322.4051 | 590.4094 | 1.448%
Greater than 200 through 500 hp | 199.137 | 0 | 199.137 | 0.728%
Affected Units- Shipment in 2002
All motors, including Energy Efficient
| New Coverage going to NEMA Energy Efficient | Coverage going to NEMA Premium | Total Motor Units | Breakdown
1 through 5 hp | 10028.3198 | 35024.2812 | 45052.6011 | 60.84%
Greater than 5 through 20 hp | 4416.3578 | 12339.4356 | 16755.7935 | 26.79%
Greater than 20 through 50 hp | 1242.833 | 2507.9258 | 3750.7588 | 7.54%
Greater than 50 through 100 hp | 437.6285 | 764.2169 | 1201.8454 | 2.655%
Greater than 100 through 200 hp | 238.6409 | 287.0814 | 525.7223 | 1.448%
Greater than 200 through 500 hp | 177.319 | 0 | 177.319 | 0.728%
Affected Units- Shipment in 2003
All motors, including Energy Efficient
| New Coverage going to NEMA Energy Efficient | Coverage going to NEMA Premium | Total Motor Units | Breakdown
1 through 5 hp | 10146.2214 | 35436.0567 | 45582.2781 | 60.84%
Greater than 5 through 20 hp | 4468.2803 | 12484.5086 | 16952.789 | 26.79%
Greater than 20 through 50 hp | 1257.4449 | 2537.4111 | 3794.856 | 7.54%
Greater than 50 through 100 hp | 442.7736 | 773.2017 | 1215.9753 | 2.655%
Greater than 100 through 200 hp | 241.4466 | 290.4566 | 531.9032 | 1.448%
Greater than 200 through 500 hp | 179.4037 | 0 | 179.4037 | 0.728%
Affected Units- Shipment in 2004
All motors, including Energy Efficient
| New Coverage going to NEMA Energy Efficient | Coverage going to NEMA Premium | Total Motor Units | Breakdown
1 through 5 hp | 11543.8016 | 40317.1578 | 51860.9593 | 60.84%
Greater than 5 through 20 hp | 5083.7587 | 14204.1737 | 19287.9324 | 26.79%
Greater than 20 through 50 hp | 1430.6502 | 2886.924 | 4317.5743 | 7.54%
Greater than 50 through 100 hp | 503.763 | 879.7055 | 1383.4685 | 2.655%
Greater than 100 through 200 hp | 274.7044 | 330.4653 | 605.1696 | 1.448%
Greater than 200 through 500 hp | 204.1155 | 0 | 204.1155 | 0.728%
Affected Units- Shipment in 2005
All motors, including Energy Efficient
| New Coverage going to NEMA Energy Efficient | Coverage going to NEMA Premium | Total Motor Units | Breakdown
1 through 5 hp | 13036.0491 | 45528.8879 | 58564.937 | 60.84%
Greater than 5 through 20 hp | 5740.9275 | 16040.3229 | 21781.2505 | 26.79%
Greater than 20 through 50 hp | 1615.5879 | 3260.1118 | 4875.6997 | 7.54%
Greater than 50 through 100 hp | 568.8836 | 993.4236 | 1562.3071 | 2.655%
Greater than 100 through 200 hp | 310.2149 | 373.1839 | 683.3989 | 1.448%
Greater than 200 through 500 hp | 230.5011 | 0 | 230.5011 | 0.728%
Note on E51: Angie Lee: In absence of code, 67% of the 25% motors would not have been up to the efficient standard

## UEC Development
This analysis covers the EISA 2007 standard which went into effect in December 2010.
Baseline for this analysis is defined as the EPAct 92 motors
General purpose, three-phase AC industrial motors from 1 to 500 horsepower which are manufactured for sale in the United States.
EPACT 1992 baseline, 2010 EISA standards update became effective. Most savings from the expanded scope of coverage.
The expanded coverage includes:
1. Traditional general-purpose motors e.g., Subtype I motors
2. Subtype II Motors includes motors previously exempted from minimum efficiency requirements. The motors incorporate design elements of Subtype I general-purpose motors but can be configured as U-frame motors; NEMA Design C motors; close-coupled pump motors; footless motors; vertical solid shaft normal thrust motors; eight-pole (900 rpm) motors; and polyphase motors with a voltage of not more than 600 V.
Standard Effective Year | 2011 | (Standard effective in Dec, 2010)
Source: http://www.copper.org/environment/sustainable-energy/energy-efficiency/education/archive/eisa.html
http://www.nema.org/Policy/Energy/Documents/NEMA-Summary-and-Analysis-of-the-Energy-Independence-and-Security-Act-of-2007.pdf
Estimated 2006 Energy Use of Electic Motors, 1-500 HP (60/40 TEFC to ODP)
For motors not regulated by EPAct-92 to go to EPAct-92
Size Range | 2003 Shipments | Average Life | U.S. Stock | Average HP | Base Efficiency in 2003 | Efficient Efficiency | EPACT-92 | Baseline % Efficient | Average Op.Hrs | Annual kWh/Motor | Savings | Savings Percent | Annual kWh/Motor | Savings | Covered by Standards
(HP) | U.S. | Years | [7 empty] | (Baseline 2006) |  |  | (Standard Case)
1-5 | 931936 | 17 | 13466475 | 2.07 | 0.84 | 0.865 | 0.798 | 9.82% | 2567 | 2822.2662 | 149 | 5.279% | 2673.2662 | 149 | 25%
6-20 | 410414 | 19 | 6628186 | 11.9 | 0.895 | 0.917 | 0.863 | 27.59% | 3113 | 18396.4576 | 687 | 3.734% | 17709.4576 | 687 | 25%
21-50 | 115497 | 22 | 2159794 | 32.5 | 0.924 | 0.941 | 0.899 | 48.08% | 3653 | 56988.557 | 1599 | 2.806% | 55389.557 | 1599 | 25%
51-100 | 40669 | 28 | 967922 | 70 | 0.941 | 0.95 | 0.92 | 55.07% | 4663 | 154389.4114 | 3544 | 2.295% | 150845.4114 | 3544 | 25%
101-200 | 22177 | 28 | 527813 | 140 | 0.95 | 0.958 | 0.938 | 69.18% | 4735 | 310401.3471 | 3996 | 1.287% | 306405.3471 | 3996 | 25%
201-500 | 11152 | 29 | 274897 | 350 | 0.954 | 0.962 | 0.932 | 75% | 5444 | 888047.099 | 21103 | 2.376% | 866944.099 | 21103 | 75%
Total | 1531845 |  | 24025087
Source: Nadel, Steven. Energy-Efficient Motor Systems: A handbook on technology, program, and policy Opportunities. Second Edition
Load Factor | 60%
Conversion Factor | 0.7457
EPAct-92 and non-EPAct-92 motors to go to 2010 standard
Size Range | 2003 Shipments | Average Life | U.S. Stock | Average HP | Base Efficiency in 2003 | Efficient Efficiency | EPACT-92 | Baseline % Efficient | Average Op.Hrs | Annual kWh/Motor | Savings | Savings Percent | Annual kWh/Motor | Savings | Covered by Standards
(HP) | U.S. | Years | [7 empty] | (Baseline 2006) |  |  | (Standard Case)
1-5 | 931936 | 17 | 13466475 | 2.07 | 0.84 | 0.865 | 0.798 | 9.82% | 2567 | 2822.2662 | 82 | 2.905% | 2740.2662 | 82 | 75%
6-20 | 410414 | 19 | 6628186 | 11.9 | 0.895 | 0.917 | 0.863 | 27.59% | 3113 | 18396.4576 | 444 | 2.414% | 17952.4576 | 444 | 75%
21-50 | 115497 | 22 | 2159794 | 32.5 | 0.924 | 0.941 | 0.899 | 48.08% | 3653 | 56988.557 | 1039 | 1.823% | 55949.557 | 1039 | 75%
51-100 | 40669 | 28 | 967922 | 70 | 0.941 | 0.95 | 0.92 | 55.07% | 4663 | 154389.4114 | 1471 | 0.9528% | 152918.4114 | 1471 | 75%
101-200 | 22177 | 28 | 527813 | 140 | 0.95 | 0.958 | 0.938 | 69.18% | 4735 | 310401.3471 | 2608 | 0.8402% | 307793.3471 | 2608 | 75%
201-500 | 11152 | 29 | 274897 | 350 | 0.954 | 0.962 | 0.932 | 75% | 5444 | 888047.099 | 7434 | 0.8371% | 880613.099 | 7434 | 25%
Total | 1531845 |  | 24025087
Source: Nadel, Steven. Energy-Efficient Motor Systems: A handbook on technology, program, and policy Opportunities. Second Edition
Load Factor | 60%
Conversion | 0.7457
Source: Nadel, Steven. Energy-Efficient Motor Systems: A handbook on technology, program, and policy Opportunities. Second Edition
Note on B26: Angie Lee: not used, see shipment data tab for more recent shipment data