## Overview
'file:///tmp/in/input.xls'#$Overview
Version Date | 2004-10-13
Tab Name | Contents
Overview | This tab
Files | List and links to measure-level files. Plus housekeeping.
APPLIC | Applicability factor for the measure. Fraction of stock the measure applies to.
BASE | Baseline penetration of measure. Estimated fraction of stock where the measure is already in place.
STOCK | Vintage cohort that the measure applies to.
TURN | Turnover rate for stock on which measrue applies. No longer used.
CHAR | Key characteristics for stock by vintage cohort and building subtype. Used to develop regional application of measures.
FLOOR | Floor area adjustment to 4th Plan forecast from FWDodge data. Used to develop fractional splits between building types for CHAR
VARS | List of variables used in the CHAR tab and elsewhere in the files.
Labels | Map of building types lables from different sources.
Lookup | Lookup table for vintage cohort
Tally | Used to tally up savings from all measures by cost bin, end use, and other characterizations. Used to develop supply curve. Contains sources for tables and graphs for Plan.
Bundles | Parses regionally weighted measure results into bundles for several categorizations
AcqTable | Tables describing recommended acquisition strategies and estimated programatic costs by measure
EUI | Reference EUI from various sources including CBECS & CBSA. Also estimated pre 2002 end use EUI estimates used for a few of the measures.
CodeAdj | Tables developed to estimate regiaonal basaeline penetration for various elements of energy codes by jurisdiction
To Do | Annotated to do list
Notes | Notes from early development of measaure list
Charts | Various Charts for Final Plan text.
ProCost Sheets:
Naming convention starts with PC (For example: PC-ECMVAV-D1.xls means is the ProCost workbook for the measure Electronically Commutated Motors on VAV systems, Draft 1)
These files contain the ProCost engine used for cost-effectiveness analysis. They also contain the supporting analysis of measure cost and savings as well as links to data used to support the analysis.
Basic layout as follows:
Summary tab: Calculates total savings potential by cost bin. Weighted savings per square foot times relevant floor area. Floor area is usually fromComFSModel.xls or from population forecast.
ProData tab:Generic inputs for ProCost analysis
MData tabs: Measure data tab. Measure level inputs and outputs for ProCost. Normalized to floor area with one to several hundred permutations of costs and savings. At least two permutations of the MData tab exist in each sheet. One is for the "measure" level which represent costs and savings for an individual measure. This provides the cost and savings estimates for individual measures regardless of the measure's applicability. The other is the "regional" level which includes costs and savings weighted for applicability aross the region. ProCost output by measure ends up here too and is passed to Summary tab. Inputs to MData are usually harvested from MMap tab.
MMap tab: Measure Map. Used to assign costs and savings inputs to each application and permutation of the measure. Feeds MData.
Notes and Sources tab: Contains notes, savings calculations and links to sources.
Other tabs to the right: Measure-level costs and savings worksheets. Supporting documentation and links to supporting sources.
HVACMeasureMatrix.xls:
Contains key characteristics common among measures used to calculate savings estimates. Includes measure applicability (APPLIC), baseline penetration (BASE), applicable vintage cohort (STOCK), fuel saturations, equipment saturations and other key characteristics (CHAR) used in the analysis by building occupancy type and application (New, Retro or Natural Replacement (NR)) . Also includes common variables, labels (VAR & Labels) and a tab which tallies savings for all the measures by cost bin to build the overall supply curve (Tally). Tally also is the source for graphs.
SumStandAlone.xls:
Contains summary and tally for measures not related to HVAC and lighting in buildings. Similar to this file but a different set of measures created earlier.
ComFSModel.xls
Floor space model. Supply curve estimates are driven primarily by floor space estimates or population. File contains stock estimates relevant to the measures by building occupancy type and vintage cohort. Called by the "Summary" tabs in the ProCost sheets to estimate total conservation potential at any year.
This is a draft based on Morlan's extension of the 4th plan forecast. Revised with new survival estimates from CBSA. Calls Distributions which is a set of decay rates used to modify various elements of the stock used in the Natural Replacement (NR) applications.
MC_AND_ LOADSHAPE
Contains avoided cost and shape of savings data. Called by ProCost
TALLYLOG
Log file of Tally Tab of HVACMeasureMatrix.xls. Contains historic set of outputs reflecting various updates

## Files
Files | Map to Supporting Files
End Use | MeasureName | VCohort | Measure Index Name | File Link | Most Recent Update | Clean Links & Digital Signature | Avoided Cost File | Capital Cost Fix | PV Benefits in column W of Tally
ALL | Integrated Building Design | New | Integrated Building Design-New | PC-IntDesign-D1.xls | 2004-04-14 | 2004-04-14 | Use Daughter Sheets
L | LPD Package | New | LPD Package-New | PC-LPDPackageNew-D2.xls | 2004-04-08 | 2004-04-08 | MidC_DraftPlan_122903 | 2004-04-29 | 2004-06-24
L | LPD Package | NR | LPD Package-NR | PC-LPDPackageNew-D1.xls | 2004-04-08 | 2004-04-08 | MidC_DraftPlan_122903 | 2004-04-29 | 2004-06-24
L | LPD Package | Retro | LPD Package-Retro | PC-LPDPackageRetro-D1.xls | 2004-04-13 | 2004-04-13 | MidC_DraftPlan_122903 | 2004-05-12 | 2004-06-24
L | Top Day Lighting | New | Top Day Lighting-New | PC-TopDaylightNew-D1.xls | 2004-04-13 | 2004-04-13 | MidC_DraftPlan_122903 | 2004-05-12
L | Perimeter Day lighting Controls (Advanced) | New | Perimeter Day lighting Controls (Advanced)-New | PC-SideDaylight-D1.xls | 2004-04-13 | 2004-04-13 | MidC_DraftPlan_122903 | 2004-05-12
L | Perimeter Day lighting Controls (Advanced) | NR | Perimeter Day lighting Controls (Advanced)-NR | PC-SideDaylight-D1.xls | 2004-04-13 | 2004-04-13 | MidC_DraftPlan_122903 | 2004-05-12
L | Lighting Controls: Sweep, Occup, Commission | New | Lighting Controls: Sweep, Occup, Commission-New | PC-SideDaylight-D1.xls
HVAC | ECM on VAV Boxes | New | ECM on VAV Boxes-New | PC-ECMVAV-D1.xls | 2004-03-08 | 2004-03-08 | MidC_DraftPlan_122903 | 2004-05-12 | 2004-06-24
HVAC | ECM on VAV Boxes | NR | ECM on VAV Boxes-NR | PC-ECMVAV-D1.xls | 2004-03-08 | 2004-03-08 | MidC_DraftPlan_122903 | 2004-05-12 | 2004-06-24
HVAC | ECM on VAV Boxes | Retro | ECM on VAV Boxes-Retro | PC-ECMVAV-D1.xls | 2004-03-08 | 2004-03-08 | MidC_DraftPlan_122903 | 2004-05-12 | 2004-06-24
HVAC | Premium HVAC Equipment | New | Premium HVAC Equipment-New | PC-HVACEQUIP-D1.xls | 2004-03-08 | 2004-03-08 | MidC_DraftPlan_122903 | 2004-05-12
HVAC | Premium HVAC Equipment | NR | Premium HVAC Equipment-NR | PC-HVACEQUIP-D1.xls | 2004-03-08 | 2004-03-08 | MidC_DraftPlan_122903 | 2004-05-12
ENVL | Glass | New | Glass-New | PC-WINDOWS-D4.xls | 2004-04-12 | 2004-04-12 | MidC_DraftPlan_122903 | 2004-05-12
ENVL | Glass | NR | Glass-NR | PC-WINDOWS-D4.xls | 2004-04-12 | 2004-04-12 | MidC_DraftPlan_122903 | 2004-05-12
ENVL | Glass | Retro | Glass-Retro | PC-WINDOWS-D4.xls | 2004-04-12 | 2004-04-12 | MidC_DraftPlan_122903 | 2004-05-12
HVAC | Package Roof Top Optimization & Repair | Retro | Package Roof Top Optimization & Repair-Retro | PC-PackRTOptimize-D1.xls | 2004-03-19 | 2004-04-12 | MidC_DraftPlan_122903 | 2004-05-12
HVAC | Variable Speed Chiller | New | Variable Speed Chiller-New | PC-VSDChiller-D1.xls | 2004-04-16 | 2004-04-16 | MidC_DraftPlan_122903 | 2004-05-12
HVAC | Variable Speed Chiller | NR | Variable Speed Chiller-NR | PC-VSDChiller-D1.xls | 2004-04-16 | 2004-04-16 | MidC_DraftPlan_122903 | 2004-05-12
HVAC | Variable Speed Chiller | Retro | Variable Speed Chiller-Retro
HVAC | Controls Commission | New | Controls Commission-New | PC-HVACCONTROLS-D2.xls | 2004-03-25 | 2004-04-12 | MidC_DraftPlan_122903 | 2004-05-12
HVAC | Built-Up HVAC Controls Optimization | Retro | Built-Up HVAC Controls Optimization-Retro | PC-HVACCONTROLS-D2.xls | 2004-03-25 | 2004-04-12 | MidC_DraftPlan_122903 | 2004-05-12
HVAC | Built-Up HVAC Control Retrofit | Retro | Built-Up HVAC Control Retrofit-Retro | PC-HVACCONTROLS-D2.xls | 2004-03-25 | 2004-04-12 | MidC_DraftPlan_122903 | 2004-05-12
HVAC | Evaporative Assist Cooling | New | Evaporative Assist Cooling-New | PC-EvapRT-D1.xls
HVAC | Evaporative Assist Cooling | NR | Evaporative Assist Cooling-NR
HVAC | Low Pressure Distribution | New | Low Pressure Distribution-New | PC-LowPressureDist-D1.xls | 2004-04-14 | 2004-04-14 | MidC_DraftPlan_122903 | 2004-05-12
HVAC | Low Pressure Distribution | NR | Low Pressure Distribution-NR
HVAC | Air-side heat recovery systems | New | Air-side heat recovery systems-New
HVAC | Air-side heat recovery systems | Retro | Air-side heat recovery systems-Retro
HVAC | Demand Control Ventilation | New | Demand Control Ventilation-New
HVAC | Demand Control Ventilation (Parking) | Retro | Demand Control Ventilation (Parking)-Retro
HVAC | Efficienct fans, pumps and drives | New | Efficienct fans, pumps and drives-New | PC-FansPumps-D1.xls | 2003-04-12 | 2004-04-12 | MidC_DraftPlan_122903 | 2004-05-12
HVAC | Efficienct fans, pumps and drives | NR | Efficienct fans, pumps and drives-NR | PC-FansPumps-D1.xls | 2003-04-12 | 2004-04-12 | MidC_DraftPlan_122903 | 2004-05-12
HVAC | Efficienct fans, pumps and drives | Retro | Efficienct fans, pumps and drives-Retro | PC-FansPumps-D1.xls | 2003-04-12 | 2004-04-12 | MidC_DraftPlan_122903 | 2004-05-12
HVAC | VSD, ASD | Retro | VSD, ASD-Retro | PC-FansPumps-D1.xls | 2003-04-12 | 2004-04-12 | MidC_DraftPlan_122903 | 2004-05-12
ENVL | ReRoof | NR | ReRoof-NR | PC-ReRoof-D1.xls | 2004-04-09 | 2004-04-09 | MidC_DraftPlan_122903 | 2004-05-12
R | Grocery Refrigeration Bundle | Retro | Grocery Refrigeration Bundle-Retro | PC-Grocery-D1.xls | 2004-04-09 | 2004-04-09 | MidC_DraftPlan_122903 | 2004-05-12
R | Grocery Refrigeration Heat Recovery | New | Grocery Refrigeration Heat Recovery-New
W | Demand controlled circulating systems | Retro | Demand controlled circulating systems-Retro
M | Plug Load Sensor | Retro | Plug Load Sensor-Retro | PC-PlugLoad-D1.xls | 2004-04-09 | 2004-04-09 | MidC_DraftPlan_122903 | 2004-05-12
M | Premium Fume Hood | New | Premium Fume Hood-New | PC-FumeHood-D1.xls | 2004-04-12 | 2004-04-12 | MidC_DraftPlan_122903 | 2004-05-12
M | Pre-Rinse Spray Wash | Retro | Pre-Rinse Spray Wash-Retro | PC-SprayHead-D1.xls | 2005-01-13 | 2005-01-13 | MidC_DraftPlan_122903 | 2005-01-13
|  |  | Stand Alone Measures | SumStandAlone.xls
|  |  | Municipal Sewage Treatment | PC-SewageTreatment-D1.xls
|  |  | Municipal Water Supply | PC-WaterSupply-D1.xls
|  |  | LED Traffic Lights | PC-LEDTrafficSignals-D1.xls
|  |  | LED Exit Signs | PC-ExitSigns-D1.xls
|  |  | Network PC Power Management | PC-NetworkPCManagement-D1.XLS
|  |  | Efficient Power Supplies | PC-Power Supply-D1.xls
|  |  | Packaged Refrigeration Equipment | PC-RefrigEquipment-D1.xls
|  |  | Outdoor Lighting | PC-OutdoorLight-D1.xls
|  |  | Office Equipment | PC-OfficeEquipment-D1.xls
Other Files
|  |  | Log of Tally outputs | Tally Log.xls
|  |  | Coml Pics | ..\..\..\PrePubFinal\Commercial Pics PP.xls

## APPLIC
APPLIC | Fraction of floorspace that measure is applicable to. |  | 'file:///tmp/in/input.xls'#$APPLIC
|  |  |  | Office |  |  | Retail |  |  |  | School |  | Warehouse | Grocery |  | Restaurant | Lodging | Health |  | Other
End Use | Base Measure Name | VCohort | Measure Index Name | Large Off | Medium Off | Small Off | Big Box | Small Box | High End | Anchor | K-12 | University | Warehouse | Supermarket | MIniMart | Restaurant | Lodging | Hospital | OtherHealth | Other | Measure Index Name
ALL | Integrated Building Design | New | Integrated Building Design-New | 47.5% | 47.5% | 29.1% | 19.6% | 19.6% | 19.6% | 19.6% | 73.6% | 73.6% | 19.6% | 47.5% | 19.6% | 19.6% | 19.6% | 73.6% | 73.6% | 28.5%
L | LPD Package | New | LPD Package-New | 44.62% | 44.62% | 68.77% | 64.32% | 60.3% | 72.36% | 24.12% | 19.8% | 7.92% | 60.3% | 47.25% | 72.36% | 36.18% | 24.12% | 7.92% | 13.2% | 47.91%
L | LPD Package | NR | LPD Package-NR | 85% | 85% | 97% | 80% | 75% | 90% | 30% | 75% | 30% | 75% | 90% | 90% | 45% | 30% | 30% | 50% | 67%
L | LPD Package | Retro | LPD Package-Retro | 85.36% | 87.37% | 96.73% | 88.3% | 91.06% | 58.15% | 40.03% | 68.71% | 68.01% | 77.01% | 62.84% | 62.84% | 72.58% | 75.64% | 68.68% | 70.75% | 72.17%
L | Top Day Lighting | New | Top Day Lighting-New |  |  | 20.63% | 38.99% | 38.99% |  |  | 12.54% |  | 57.89% | 25.46% | [5 empty] | 14.01%
L | Perimeter Day lighting Controls (Advanced) | New | Perimeter Day lighting Controls (Advanced)-New | 21% | 21% | 31.91% |  |  |  |  | 3.96% | 10.56% | [6 empty] | 5.016%
L | Perimeter Day lighting Controls (Advanced) | NR | Perimeter Day lighting Controls (Advanced)-NR | 24% | 24% | 28.5% |  |  |  |  | 9% | 24% | [6 empty] | 9.5%
L | Lighting Controls: Sweep, Occup, Commission | New | Lighting Controls: Sweep, Occup, Commission-New | [9 empty] | 39.4%
HVAC | ECM on VAV Boxes | New | ECM on VAV Boxes-New | 29.14% | 23.89% |  |  |  |  | 19.3% |  | 6.336% | [5 empty] | 5.544% |  | 8.58%
HVAC | ECM on VAV Boxes | NR | ECM on VAV Boxes-NR | 18.69% | 16.53% |  |  |  |  | 7.737% |  | 9.869% | [5 empty] | 9.434% |  | 6%
HVAC | ECM on VAV Boxes | Retro | ECM on VAV Boxes-Retro
HVAC | Premium HVAC Equipment | New | Premium HVAC Equipment-New | 35.44% | 47.25% | 63.81% | 72.36% | 72.36% | 72.36% | 54.27% | 23.76% | 17.82% | 72.36% | 47.25% | 72.36% | 72.36% | 72.36% | 17.82% | 23.76% | 64.35%
HVAC | Premium HVAC Equipment | NR | Premium HVAC Equipment-NR | 35.44% | 47.25% | 63.81% | 72.36% | 72.36% | 72.36% | 54.27% | 23.76% | 17.82% | 72.36% | 47.25% | 72.36% | 72.36% | 72.36% | 17.82% | 23.76% | 64.35%
ENVL | Glass | New | Glass-New | 33.23% | 37.39% | 56.49% | 49.62% | 49.11% | 62.61% | 44.33% | 22.19% | 22.03% | 42.48% | 41.11% | 62.56% | 62% | 59.28% | 21.56% | 21.52% | 55.52%
ENVL | Glass | NR | Glass-NR | 25.32% | 28.49% | 63.74% | 49.37% | 48.87% | 62.3% | 27.57% | 67.24% | 41.73% | 42.27% | 39.15% | 38.91% | 61.7% | 58.99% | 40.83% | 65.22% | 38.83%
ENVL | Glass | Retro | Glass-Retro | 12.66% | 17.09% | 12.75% | 29.62% | 29.32% | 37.38% | 16.54% | 40.34% | 25.04% | 12.68% | 15.66% | 15.56% | 49.36% | 17.7% | 24.5% | 39.13% | 19.41%
HVAC | Package Roof Top Optimization & Repair | Retro | Package Roof Top Optimization & Repair-Retro | 7.526% | 57% | 86.88% | 90.25% | 72% | 72% | 42% | 19% | 27.25% | 33.25% | 71.25% | 90.25% | 71.25% | 28.5% | 19% | 57% | 47.5%
HVAC | Variable Speed Chiller | New | Variable Speed Chiller-New | 47.25% | 47.25% | [6 empty] | 23.76% |  |  |  |  | 72.36% | 23.76%
HVAC | Variable Speed Chiller | NR | Variable Speed Chiller-NR | 90% | 90% | [6 empty] | 90% |  |  |  |  | 90% | 90%
HVAC | Variable Speed Chiller | Retro | Variable Speed Chiller-Retro | [8 empty] | 34.56% | [5 empty] | 38.48% | 20.42% | 24.94%
HVAC | Controls Commission | New | Controls Commission-New | 26.25% | 31.5% | 56.72% | 64.32% | 64.32% | 64.32% | 48.24% | 15.84% | 15.84% | 72.36% | 31.5% | 72.36% | 72.36% | 72.36% | 15.84% | 21.12% | 57.2%
HVAC | Built-Up HVAC Controls Optimization | Retro | Built-Up HVAC Controls Optimization-Retro | 81.59% | 36% | 7.697% | 4.5% | 7.2% | 1.8% | 45% | 67.5% | 64.18% | 4.5% | 9% | 0.9% | 4.5% | 45% | 72% | 36% | 27%
HVAC | Built-Up HVAC Control Retrofit | Retro | Built-Up HVAC Control Retrofit-Retro
HVAC | Evaporative Assist Cooling | New | Evaporative Assist Cooling-New | 0.8318% | 6.3% | 12.97% | 15.28% | 12.19% | 12.19% | 7.109% | 1.056% | 1.515% | 5.628% | 7.875% | 15.28% | 12.06% | 4.824% | 1.056% | 3.168% | 7.15%
HVAC | Evaporative Assist Cooling | NR | Evaporative Assist Cooling-NR | 0.8318% | 6.3% | 12.97% | 15.28% | 12.19% | 12.19% | 7.109% | 1.056% | 1.515% | 5.628% | 7.875% | 15.28% | 12.06% | 4.824% | 1.056% | 3.168% | 7.15%
HVAC | Low Pressure Distribution | New | Low Pressure Distribution-New | 49.88% | 49.88% |  |  |  |  | 38.19% | 12.54% | 7.524% | [6 empty] | 7.524% | 13.58%
HVAC | Low Pressure Distribution | NR | Low Pressure Distribution-NR
HVAC | Air-side heat recovery systems | New | Air-side heat recovery systems-New | [6 empty] | 8.04% | 2.64%
HVAC | Air-side heat recovery systems | Retro | Air-side heat recovery systems-Retro
HVAC | Demand Control Ventilation | New | Demand Control Ventilation-New | 2.105% | 1.286% | 1.506% | 0.1563% | 1.513% | 1.339% |  | 0.4164% | 0.7356% |  | 0.7421% | 1.144% |  | 3.124% |  |  | 0.9024%
HVAC | Demand Control Ventilation (Parking) | Retro | Demand Control Ventilation (Parking)-Retro | [16 empty] | 2.4%
HVAC | Efficienct fans, pumps and drives | New | Efficienct fans, pumps and drives-New | 42.84% | 18.9% |  |  |  |  | 36.18% |  | 16.94% | [5 empty] | 19.01% | 9.504% | 10.72%
HVAC | Efficienct fans, pumps and drives | NR | Efficienct fans, pumps and drives-NR | 22.66% | 10% |  |  |  |  | 12.5% |  | 17.83% | [5 empty] | 20% | 10% | 7.5%
HVAC | Efficienct fans, pumps and drives | Retro | Efficienct fans, pumps and drives-Retro | 22.66% | 10% |  |  |  |  | 12.5% |  | 17.83% | [5 empty] | 20% | 10% | 7.5%
HVAC | VSD, ASD | Retro | VSD, ASD-Retro
ENVL | ReRoof | NR | ReRoof-NR | 75% | 75% | 75% | 75% | 75% | 75% | 75% | 75% | 75% | 75% | 75% | 75% | 75% | 75% | 75% | 75% | 75%
R | Grocery Refrigeration Bundle | Retro | Grocery Refrigeration Bundle-Retro |  |  |  | 30% | [6 empty] | 100% | 50%
R | Grocery Refrigeration Heat Recovery | New | Grocery Refrigeration Heat Recovery-New | [10 empty] | 21%
W | Demand controlled circulating systems | Retro | Demand controlled circulating systems-Retro | [8 empty] | 18% |  |  |  |  | 45% | 22.5% | 22.5%
M | Plug Load Sensor | Retro | Plug Load Sensor-Retro
M | Premium Fume Hood | New | Premium Fume Hood-New
M | Pre-Rinse Spray Wash | Retro | Pre-Rinse Spray Wash-Retro
Note on D5: David Baylon: This would refer to a combination of the remaining measures which would result in a reduction of 20% in the EUI of the new building. The cost of these measures could be taken as the design cost needed to integrate the measures into the base building design and develop the tradeoffs in equipment and building design necessary to achieve the goal.
Note on D6: Charlie Grist: Generally 90% penetration potential in new. Applies in this case to remianing stock not subject to LPD package in integrated design.
Note on D7: Charlie Grist: Generally 90% penetration potential in new. Applies in this case to remianing stock not subject to LPD package in integrated design.
Note on D8: Charlie Grist: 100 percent less baseline below target lpd.
Note on D9: Charlie Grist: Applies to fraction of new stock that is one or two-story and not captured under integrated design. Since this category is the remainder after integrated design, assume low ultimate applicability 20-50% depending on building occupancy and 1 and 2-story fraction per CBSA.
Note on D10: Charlie Grist: Assume 50% penetration potential in new where there is significant perimeter window area (offices, schools, other health). Applies in this case to remianing stock not subject to daylighting in integrated design.
Note on D11: Charlie Grist: Assume 50% penetration potential in natural replacement of lighting systems in office and school occupancies where there is significant perimeter window area.
Note on D12: Staff member: New codes take care of much of this.
Note on D13: Charlie Grist: Applies only to VAV systems in new buildings in OR, ID and MT. Fraction of VAV systems from NEEA baseline code study by building type. Update with CBSA.
Note on D14: Charlie Grist: Measure is applicable at the natural replacement opportunity when fans in VAV bioxes fail or when boxes are replaced during upgrades and renovations. Estimate 50% applicability due to competing ventialtion system measures and control strategies as well as availability of correctly sized equipment.
Note on D15: Charlie Grist: Deleted after consideration. Not yet ripe for retrofit application.
Note on D16: Charlie Grist: In large office, university and anchor evap assist and advanced economizer controls usurp generic premium efficiency measures. Those cases have lower penetration of premium equipment. .
Note on D18: Charlie Grist: Measure applies to 100% of new floor area where code us U52 and where superior codes do not apply. Code compliance is adjested in the BASE tab and is estimated by state by building type. Applicability factor here is also adjusted for fraction that will occur through the Integrated Building Design Measure. Savings attributred to that approach are added in separately in the IntD assessment.
Note on D19: Charlie Grist: In the NR case the mesrue applies only to punched openings and only to that portion of punched opeinging stock where code is U=.52 or greater. This fraction is removed in the BASE tab as code compliance. Punched opening fration is the first percentage term in the equation. Punched openings assumed to be 50% of window stock on average, but varies by BType. That applicability factor is addressed here. NR replacement not thought viable for curtain wall and ribbon wall installations.
Note on D20: Charlie Grist: In the Retrofit case the mesure applies only to punched openings and only to that portion of punched opeinging stock that is single glazed. Applies only to pre-1987 stock that is single glazed. Take stock from commercial model 1987 minus demolition at 6% per 15 years per CBSA. Single galzed fraction taken from CBSA and updated on 4-12-2004 by CG. Assume same percentage of windows are punched openings by type as in NR line. In the equation the first percentage term is punched opening fraction. Second percentage term is single glaze fraction.
Note on D21: Charlie Grist: Applicabilty rates refer to the fraction of floor area with roof top units that the measure applies to. Adjusted in Procost sheet for saturation of cooling. Fraction of roof top units are looked up in the CHAR table by vintage cohort.
Note on D26: Charlie Grist: Applies to Built-Up systems only. Applicability is 100% times saturation of built-up systems (from CHAR) times one minus baseline penetration. Savings estimates are average for a range of retro commissioned buildings based on several studies so 100% applicability. Generally does not include measures with significant capital costs.
Note on D27: Charlie Grist: Oringinally intended for separable measures with identifiyable capital costs. Pending analysis from Kennedy on pressure reset and similar optimization that involves capital cost for equipment retrofit .
Note on D28: Charlie Grist: Upgrade to package rooftop units. Applicable for package roof top systems in dry climate subregions. Dry climate subregion at 20% of floor space.
Note on D29: Charlie Grist: Upgrade to package rooftop units. Applicable for package roof top systems in dry climate subregions at natural replacement. Dry climate subregion at 20% of floor space.
Note on D30: Charlie Grist: One of two measures: 1) Underfloor distribution or 2) Dedicated Outdoor Air System combined with watersource radiant heating and cooling.
Note on D31: Charlie Grist: One of two measures: 1) Underfloor distribution or 2) Dedicated Outdoor Air System combined with watersource radiant heating and cooling.
Note on D32: Charlie Grist: Measure is in code for applications with high outside air requirements. Applicability factor for floor area where code does not apply (systems < 5000cfm) assumed to be a small fraction of Anchor and K-12. Measure is mutually exclusive with demand control ventilation.
Note on D33: Charlie Grist: Measure dropped.
Note on D34: Charlie Grist: Measure subsumed, in part, in Packaged Root Top Optimization. Applicable to small fraction of spaces within buildings where code does not require it. Code requires it in systems with very high OA fractions. System is cost-effective in areas with even less OA. Cost-effective for electric only on electric resistance space heat. Air conditioning savings are minimal assuming effective economizer operation for spaces with high ventilation loads. Mutually exclusive with air side heat recovery.
Note on D35: Charlie Grist: In code for new parking structures. Measure applies as retrofit only. Enclosed parking, estimates from CBECS as fraction of other: 2% of total floor area in 1992 was parking garages. Assume half are vemtilated. Other category is 25% of total floor area.
Note on D36: Charlie Grist: Applies to built up systems. Optimized fan selection, sizing, control and configuration in VAV systems.
Note on D37: Charlie Grist: Applies to built up systems. In NR case assume 50% penetration do to limitations on space, noise and other factors. Optimized fan selection, sizing, control and configuration in VAV systems.
Note on D38: Charlie Grist: Dropped as retrofit measure due to cost-effectiveness. Most picked up in NR application.
Note on D39: Charlie Grist: Include in Efficeint fans and motors)
Note on D40: Charlie Grist: Applicabilty rates are embedded in the savings lookup table. Based on estimates of the flat built-up roof by building type and the estimated fraction of those not insulated. Data from the 1994 Puget study on gas performed by Ecotope.
Note on D41: Charlie Grist: Applicability factors are embedded in Grocery worksheet due to bundling of 17 induividual refrigeration system measures . Applicability ranges from 10% to 95% depending on measure. Data from Xenergy CA study. Assume only 50% of measures apply in MiniMart.
Note on D42: Charlie Grist Assume half the new stores opt for heat recovery systems from refrigeration to deliver space heating. Saves heat energy and enhances the impact of daylighting and lighting system conservation. Not applicable to packaged refrigeration systems.
Note on D43: Charlie Grist: Retrofittable is floor area with large DHW circulation loads. Assumed to be a portion of the floor area in the selected building types. Standard practice in new construction.
Note on D44: Charlie Grist: Applicability is embedded in ProCost worksheets. Applied to office only and to fraction not employing network PC management.
Note on D45: Charlie Grist: Applicability is embedded in ProCost worksheets. Applicability based on number of hoods per population.
Note on D46: Charlie Grist: Applicability is embedded in ProCost worksheets. Applicability based on data from King County project by SBW.

## BASE
BASE | Baseline fraction of floorspace that is assumed to adopt measure in forecast.
Baseline Fraction Below Target
|  |  |  | Office |  |  | Retail |  |  |  | School |  | Warehouse | Grocery |  | Restaurant | Lodging | Health |  | Other
End Use | Base Measure Name | VCohort | Measure Index Name | Large Off | Medium Off | Small Off | Big Box | Small Box | High End | Anchor | K-12 | University | Warehouse | Supermarket | MIniMart | Restaurant | Lodging | Hospital | OtherHealth | Other | Vacant
ALL | Integrated Building Design | New | Integrated Building Design-New | 5% | 5% | 3% | 2% | 2% | 2% | 2% | 8% | 8% | 2% | 5% | 2% | 2% | 2% | 8% | 8% | 5%
L | LPD Package | New | LPD Package-New | 15% | 15% | 3% | 20% | 25% | 10% | 70% | 25% | 70% | 25% | 10% | 10% | 55% | 70% | 70% | 50% | 33%
L | LPD Package | NR | LPD Package-NR | 15% | 15% | 3% | 20% | 25% | 10% | 70% | 25% | 70% | 25% | 10% | 10% | 55% | 70% | 70% | 50% | 33%
L | LPD Package | Retro | LPD Package-Retro | 14.64% | 12.63% | 3.268% | 11.7% | 8.944% | 41.85% | 59.97% | 31.29% | 31.99% | 22.99% | 37.16% | 37.16% | 27.42% | 24.36% | 31.32% | 29.25% | 27.83%
L | Top Day Lighting | New | Top Day Lighting-New |  | 2% | 3% | 3% | 3% |  | 2% | 5% | 2% | 10% | 3% |  |  |  |  | 2% | 2%
L | Perimeter Day lighting Controls (Advanced) | New | Perimeter Day lighting Controls (Advanced)-New | 20% | 20% | 10% |  |  |  |  | 70% | 20% | [6 empty] | 5%
L | Perimeter Day lighting Controls (Advanced) | NR | Perimeter Day lighting Controls (Advanced)-NR | 20% | 20% | 5% |  |  |  |  | 70% | 20% | [6 empty] | 5%
L | Lighting Controls: Sweep, Occup, Commission | New | Lighting Controls: Sweep, Occup, Commission-New | [9 empty] | 2%
HVAC | ECM on VAV Boxes | New | ECM on VAV Boxes-New | 40% | 30% |  |  |  |  | 40% |  | 40% | [5 empty] | 40% |  | 40%
HVAC | ECM on VAV Boxes | NR | ECM on VAV Boxes-NR | 10% | 10% |  |  |  |  | 10% |  | 10% | [5 empty] | 10% |  | 10%
HVAC | ECM on VAV Boxes | Retro | ECM on VAV Boxes-Retro
HVAC | Premium HVAC Equipment | New | Premium HVAC Equipment-New | 10% | 10% | 10% | 10% | 10% | 10% | 10% | 10% | 10% | 10% | 10% | 10% | 10% | 10% | 10% | 10% | 10%
HVAC | Premium HVAC Equipment | NR | Premium HVAC Equipment-NR | 10% | 10% | 10% | 10% | 10% | 10% | 10% | 10% | 10% | 10% | 10% | 10% | 10% | 10% | 10% | 10% | 10%
ENVL | Glass | New | Glass-New | 36.7% | 28.78% | 20.32% | 38.29% | 38.91% | 22.13% | 44.86% | 15.95% | 16.55% | 47.17% | 21.7% | 22.19% | 22.88% | 26.27% | 18.34% | 18.48% | 22.35%
ENVL | Glass | NR | Glass-NR | 36.7% | 28.78% | 20.32% | 38.29% | 38.91% | 22.13% | 44.86% | 15.95% | 16.55% | 47.17% | 21.7% | 22.19% | 22.88% | 26.27% | 18.34% | 18.48% | 22.35%
ENVL | Glass | Retro | Glass-Retro | 0% | 0% | 0% | 0% | 0% | 0% | 0% | 0% | 0% | 0% | 0% | 0% | 0% | 0% | 0% | 0% | 0%
HVAC | Package Roof Top Optimization & Repair | Retro | Package Roof Top Optimization & Repair-Retro | 5% | 5% | 5% | 5% | 5% | 5% | 5% | 5% | 5% | 5% | 5% | 5% | 5% | 5% | 5% | 5% | 5%
HVAC | Variable Speed Chiller | New | Variable Speed Chiller-New | 10% | 10% | 10% | 10% | 10% | 10% | 10% | 10% | 10% | 10% | 10% | 10% | 10% | 10% | 10% | 10% | 10%
HVAC | Variable Speed Chiller | NR | Variable Speed Chiller-NR | 10% | 10% | 10% | 10% | 10% | 10% | 10% | 10% | 10% | 10% | 10% | 10% | 10% | 10% | 10% | 10% | 10%
HVAC | Variable Speed Chiller | Retro | Variable Speed Chiller-Retro | 5% | 5% | [6 empty] | 5% | [5 empty] | 5% | 5% | 5%
HVAC | Controls Commission | New | Controls Commission-New | 50% | 40% | 20% | 20% | 20% | 20% | 40% | 40% | 40% | 10% | 40% | 10% | 10% | 10% | 40% | 20% | 20%
HVAC | Built-Up HVAC Controls Optimization | Retro | Built-Up HVAC Controls Optimization-Retro | 10% | 10% | 10% | 10% | 10% | 10% | 10% | 10% | 10% | 10% | 10% | 10% | 10% | 10% | 10% | 10% | 10%
HVAC | Built-Up HVAC Control Retrofit | Retro | Built-Up HVAC Control Retrofit-Retro
HVAC | Evaporative Assist Cooling | New | Evaporative Assist Cooling-New | 0% | 0% |  | 0% |  |  | 0% |  | 0% | [5 empty] | 0% |  | 0%
HVAC | Evaporative Assist Cooling | NR | Evaporative Assist Cooling-NR | 0% | 0% |  | 0% |  |  | 0% |  | 0% | [5 empty] | 0% |  | 0%
HVAC | Low Pressure Distribution | New | Low Pressure Distribution-New | 5% | 5% | 5% | 5% | 5% | 5% | 5% | 5% | 5% | 5% | 5% | 5% | 5% | 5% | 5% | 5% | 5%
HVAC | Low Pressure Distribution | NR | Low Pressure Distribution-NR | 5% | 5% | 5% | 5% | 5% | 5% | 5% | 5% | 5% | 5% | 5% | 5% | 5% | 5% | 5% | 5% | 5%
HVAC | Air-side heat recovery systems | New | Air-side heat recovery systems-New | [6 empty] | 0% | 0%
HVAC | Air-side heat recovery systems | Retro | Air-side heat recovery systems-Retro
HVAC | Demand Control Ventilation | New | Demand Control Ventilation-New | 0% | 0% | 0% | 0% | 0% | 0% | 0% | 0% | 0% | 0% | 0% | 0% | 0% | 0% | 0% | 0% | 0%
HVAC | Demand Control Ventilation (Parking) | Retro | Demand Control Ventilation (Parking)-Retro | [16 empty] | 40%
HVAC | Efficienct fans, pumps and drives | New | Efficienct fans, pumps and drives-New | 10% | 10% |  |  |  |  | 10% |  | 10% | [5 empty] | 10% | 10%
HVAC | Efficienct fans, pumps and drives | NR | Efficienct fans, pumps and drives-NR | 50% | 50% |  |  |  |  | 50% |  | 50% | [5 empty] | 50% | 50% | 50%
HVAC | Efficienct fans, pumps and drives | Retro | Efficienct fans, pumps and drives-Retro | 50% | 50% |  |  |  |  | 50% |  | 50% | [5 empty] | 50% | 50% | 50%
HVAC | VSD, ASD | Retro | VSD, ASD-Retro
ENVL | ReRoof | NR | ReRoof-NR | 25% | 25% | 25% | 25% | 25% | 25% | 25% | 25% | 25% | 25% | 25% | 25% | 25% | 25% | 25% | 25% | 25%
R | Grocery Refrigeration Bundle | Retro | Grocery Refrigeration Bundle-Retro | [10 empty] | 0% | 0%
R | Grocery Refrigeration Heat Recovery | New | Grocery Refrigeration Heat Recovery-New | [10 empty] | 20% | 20%
W | Demand controlled circulating systems | Retro | Demand controlled circulating systems-Retro | [8 empty] | 10% |  |  |  |  | 10% | 10% | 10%
M | Plug Load Sensor | Retro | Plug Load Sensor-Retro
M | Premium Fume Hood | New | Premium Fume Hood-New | [12 empty] | 10% |  |  | 10%
|  | Retro | Pre-Rinse Spray Wash-Retro
Note on B1: Charlie Grist: Fraction of floorspace that is assumed to adopt measure in forecast, or Current penetration of measure/practice, or Penetration of new code/standard. Future measure adoption rate absent programatic intervention.
Note on D5: Charlie Grist: 11 msf of registered intent for LEED per 2 years in OR and WA. So 5 msf per year for LEED as proxy. Average new project annual foor area is 70 msf. About 85% of LEED is institutional so higher baseline penetration in schools and hospitals asn some of the "other".
Note on D6: Charlie Grist: Baseline values are based on frequency distribution of LPD from CBSA. Baseline fraction is that fraction of floor area with LPDs lower than target values. Target values by BType are in the ProCost sheets and are generally 15-20% below code minimums for each category.
Note on D7: Charlie Grist: Baseline values are based on frequency distribution of LPD from CBSA. Baseline fraction is that fraction of floor area with LPDs lower than target values. Target values by BType are in the ProCost sheets and are generally 15-20% below code minimums for each category.
Note on D8: Charlie Grist: Baseline values are based on frequency distribution of LPD from CBSA. Baseline fraction is that fraction of floor area with LPDs lower than target values. Target values by BType are in the ProCost sheets and are generally 15-20% below code minimums for each category. For this measure the baseline is the weighted average of the three vintage cohorts.
Note on D13: Charlie Grist: Measure is in the Seattle Code. So baseline includes adjustment that takes that into account. Estimate Seattle accounts for 40% of applicable floor area for large offices and 30% in medium office and other building types. CBSA also shows that a higher fraction of VAV systems are in Seattle (80% of Office) compared to non-Seattle areas (50% of Office) per Complex Tables-cg tab 31.
Note on D14: Charlie Grist: Assume minor penetration of measure now. Code may not be applicable in many NR cases. Not now standard practice.
Note on D16: Charlie Grist: Assume 10% installing premium equipment that meets CEE Tier 2 standards.
Note on D18: Charlie Grist: Measure applies to fraction of stock where code is U=.52 or higher. That includes buildings with <30% ww ratio. In Oregon, buildings with more than that glass require more stringent code. That fraction is assumed to be 50% for Offices, Universities, Schools, Hospitals and Other Health per data from CBSA. For other building types, assume 80%-100% of stock has ww ratio of <30% as noted.
Note on D19: Charlie Grist: In the NR case the mesrue applies only to punched openings and only to that portion of punched opeinging stock where code is U=.52 or greater. That includes buildings with <30% ww ratio in OR and WA. Punched openings assumed to be 50%. Those with ww ratio of <30% is assumed to be same as for new stock.
Note on D20: Charlie Grist: In the Retrofit case the mesure applies only to punched openings and only to that portion of punched opeinging stock that is single glazed. Applies only to pre-1987 stock that is single glazed. Take stock from commercial model 1987 minus demolition at 6% per 15 years per CBSA. Single galzed fraction taken from CBSA and updated on 4-12-2004 by CG. Assume 50% of windows are punched openings.
Note on D34: Charlie Grist: Very little penetration where not already in code.
Note on D37: Charlie Grist: Becoming standard practice plus some nudges from code
Note on D41: Charlie Grist: Embedded in Grocery bundle worksheet

## STOCK
STOCK | Vintage Cohort for floorspace stoack that measure is applicable to
|  |  |  | Office |  |  | Retail |  |  |  | School |  | Warehouse | Grocery |  | Restaurant | Lodging | Health |  | Other
End Use | MeasureName | VCohort | Measure Index Name | Large Off | Medium Off | Small Off | Big Box | Small Box | High End | Anchor | K-12 | University | Warehouse | Supermarket | MIniMart | Restaurant | Lodging | Hospital | OtherHealth | Other | Vacant
ALL | Integrated Building Design | New | Integrated Building Design-New | POST2002 | POST2002 | POST2002 | POST2002 | POST2002 | POST2002 | POST2002 | POST2002 | POST2002 | POST2002 | POST2002 | POST2002 | POST2002 | POST2002 | POST2002 | POST2002 | POST2002 | POST2002
L | LPD Package | New | LPD Package-New | POST2002 | POST2002 | POST2002 | POST2002 | POST2002 | POST2002 | POST2002 | POST2002 | POST2002 | POST2002 | POST2002 | POST2002 | POST2002 | POST2002 | POST2002 | POST2002 | POST2002 | POST2002
L | LPD Package | NR | LPD Package-NR | PRE2002 | PRE2002 | PRE2002 | PRE2002 | PRE2002 | PRE2002 | PRE2002 | PRE2002 | PRE2002 | PRE2002 | PRE2002 | PRE2002 | PRE2002 | PRE2002 | PRE2002 | PRE2002 | PRE2002 | PRE2002
L | LPD Package | Retro | LPD Package-Retro | PRE2002 | PRE2002 | PRE2002 | PRE2002 | PRE2002 | PRE2002 | PRE2002 | PRE2002 | PRE2002 | PRE2002 | PRE2002 | PRE2002 | PRE2002 | PRE2002 | PRE2002 | PRE2002 | PRE2002 | PRE2002
L | Top Day Lighting | New | Top Day Lighting-New | POST2002 | POST2002 | POST2002 | POST2002 | POST2002 | POST2002 | POST2002 | POST2002 | POST2002 | POST2002 | POST2002 | POST2002 | POST2002 | POST2002 | POST2002 | POST2002 | POST2002 | POST2002
L | Perimeter Day lighting Controls (Advanced) | New | Perimeter Day lighting Controls (Advanced)-New | POST2002 | POST2002 | POST2002 | POST2002 | POST2002 | POST2002 | POST2002 | POST2002 | POST2002 | POST2002 | POST2002 | POST2002 | POST2002 | POST2002 | POST2002 | POST2002 | POST2002 | POST2002
L | Perimeter Day lighting Controls (Advanced) | NR | Perimeter Day lighting Controls (Advanced)-NR | PRE2002 | PRE2002 | PRE2002 | PRE2002 | PRE2002 | PRE2002 | PRE2002 | PRE2002 | PRE2002 | PRE2002 | PRE2002 | PRE2002 | PRE2002 | PRE2002 | PRE2002 | PRE2002 | PRE2002 | PRE2002
L | Lighting Controls: Sweep, Occup, Commission | New | Lighting Controls: Sweep, Occup, Commission-New | POST2002 | POST2002 | POST2002 | POST2002 | POST2002 | POST2002 | POST2002 | POST2002 | POST2002 | POST2002 | POST2002 | POST2002 | POST2002 | POST2002 | POST2002 | POST2002 | POST2002 | POST2002
HVAC | ECM on VAV Boxes | New | ECM on VAV Boxes-New | POST2002 | POST2002 | POST2002 | POST2002 | POST2002 | POST2002 | POST2002 | POST2002 | POST2002 | POST2002 | POST2002 | POST2002 | POST2002 | POST2002 | POST2002 | POST2002 | POST2002 | POST2002
HVAC | ECM on VAV Boxes | NR | ECM on VAV Boxes-NR | PRE2002 | PRE2002 | PRE2002 | PRE2002 | PRE2002 | PRE2002 | PRE2002 | PRE2002 | PRE2002 | PRE2002 | PRE2002 | PRE2002 | PRE2002 | PRE2002 | PRE2002 | PRE2002 | PRE2002 | PRE2002
HVAC | ECM on VAV Boxes | Retro | ECM on VAV Boxes-Retro | PRE1995 | PRE1995 | PRE1995 | PRE1995 | PRE1995 | PRE1995 | PRE1995 | PRE1995 | PRE1995 | PRE1995 | PRE1995 | PRE1995 | PRE1995 | PRE1995 | PRE1995 | PRE1995 | PRE1995 | PRE1995
HVAC | Premium HVAC Equipment | New | Premium HVAC Equipment-New | POST2002 | POST2002 | POST2002 | POST2002 | POST2002 | POST2002 | POST2002 | POST2002 | POST2002 | POST2002 | POST2002 | POST2002 | POST2002 | POST2002 | POST2002 | POST2002 | POST2002 | POST2002
HVAC | Premium HVAC Equipment | NR | Premium HVAC Equipment-NR | PRE2002 | PRE2002 | PRE2002 | PRE2002 | PRE2002 | PRE2002 | PRE2002 | PRE2002 | PRE2002 | PRE2002 | PRE2002 | PRE2002 | PRE2002 | PRE2002 | PRE2002 | PRE2002 | PRE2002 | PRE2002
ENVL | Glass | New | Glass-New | POST2002 | POST2002 | POST2002 | POST2002 | POST2002 | POST2002 | POST2002 | POST2002 | POST2002 | POST2002 | POST2002 | POST2002 | POST2002 | POST2002 | POST2002 | POST2002 | POST2002 | POST2002
ENVL | Glass | NR | Glass-NR | PRE2002 | PRE2002 | PRE2002 | PRE2002 | PRE2002 | PRE2002 | PRE2002 | PRE2002 | PRE2002 | PRE2002 | PRE2002 | PRE2002 | PRE2002 | PRE2002 | PRE2002 | PRE2002 | PRE2002 | PRE2002
ENVL | Glass | Retro | Glass-Retro | PRE1995 | PRE1995 | PRE1995 | PRE1995 | PRE1995 | PRE1995 | PRE1995 | PRE1995 | PRE1995 | PRE1995 | PRE1995 | PRE1995 | PRE1995 | PRE1995 | PRE1995 | PRE1995 | PRE1995 | PRE1995
HVAC | Package Roof Top Optimization & Repair | Retro | Package Roof Top Optimization & Repair-Retro | PRE2002 | PRE2002 | PRE2002 | PRE2002 | PRE2002 | PRE2002 | PRE2002 | PRE2002 | PRE2002 | PRE2002 | PRE2002 | PRE2002 | PRE2002 | PRE2002 | PRE2002 | PRE2002 | PRE2002 | PRE2002
HVAC | Variable Speed Chiller | New | Variable Speed Chiller-New | POST2002 | POST2002 | POST2002 | POST2002 | POST2002 | POST2002 | POST2002 | POST2002 | POST2002 | POST2002 | POST2002 | POST2002 | POST2002 | POST2002 | POST2002 | POST2002 | POST2002 | POST2002
HVAC | Variable Speed Chiller | NR | Variable Speed Chiller-NR | PRE2002 | PRE2002 | PRE2002 | PRE2002 | PRE2002 | PRE2002 | PRE2002 | PRE2002 | PRE2002 | PRE2002 | PRE2002 | PRE2002 | PRE2002 | PRE2002 | PRE2002 | PRE2002 | PRE2002 | PRE2002
HVAC | Variable Speed Chiller | Retro | Variable Speed Chiller-Retro | PRE2002 | PRE2002 | PRE2002 | PRE2002 | PRE2002 | PRE2002 | PRE2002 | PRE2002 | PRE2002 | PRE2002 | PRE2002 | PRE2002 | PRE2002 | PRE2002 | PRE2002 | PRE2002 | PRE2002 | PRE2002
HVAC | Controls Commission | New | Controls Commission-New | POST2002 | POST2002 | POST2002 | POST2002 | POST2002 | POST2002 | POST2002 | POST2002 | POST2002 | POST2002 | POST2002 | POST2002 | POST2002 | POST2002 | POST2002 | POST2002 | POST2002 | POST2002
HVAC | Built-Up HVAC Controls Optimization | Retro | Built-Up HVAC Controls Optimization-Retro | PRE2002 | PRE2002 | PRE2002 | PRE2002 | PRE2002 | PRE2002 | PRE2002 | PRE2002 | PRE2002 | PRE2002 | PRE2002 | PRE2002 | PRE2002 | PRE2002 | PRE2002 | PRE2002 | PRE2002 | PRE2002
HVAC | Built-Up HVAC Control Retrofit | Retro | Built-Up HVAC Control Retrofit-Retro | PRE2002 | PRE2002 | PRE2002 | PRE2002 | PRE2002 | PRE2002 | PRE2002 | PRE2002 | PRE2002 | PRE2002 | PRE2002 | PRE2002 | PRE2002 | PRE2002 | PRE2002 | PRE2002 | PRE2002 | PRE2002
HVAC | Evaporative Assist Cooling | New | Evaporative Assist Cooling-New | POST2002 | POST2002 | POST2002 | POST2002 | POST2002 | POST2002 | POST2002 | POST2002 | POST2002 | POST2002 | POST2002 | POST2002 | POST2002 | POST2002 | POST2002 | POST2002 | POST2002 | POST2002
HVAC | Evaporative Assist Cooling | NR | Evaporative Assist Cooling-NR | PRE2002 | PRE2002 | PRE2002 | PRE2002 | PRE2002 | PRE2002 | PRE2002 | PRE2002 | PRE2002 | PRE2002 | PRE2002 | PRE2002 | PRE2002 | PRE2002 | PRE2002 | PRE2002 | PRE2002 | PRE2002
HVAC | Low Pressure Distribution | New | Low Pressure Distribution-New | POST2002 | POST2002 | POST2002 | POST2002 | POST2002 | POST2002 | POST2002 | POST2002 | POST2002 | POST2002 | POST2002 | POST2002 | POST2002 | POST2002 | POST2002 | POST2002 | POST2002 | POST2002
HVAC | Low Pressure Distribution | NR | Low Pressure Distribution-NR | PRE2002 | PRE2002 | PRE2002 | PRE2002 | PRE2002 | PRE2002 | PRE2002 | PRE2002 | PRE2002 | PRE2002 | PRE2002 | PRE2002 | PRE2002 | PRE2002 | PRE2002 | PRE2002 | PRE2002 | PRE2002
HVAC | Air-side heat recovery systems | New | Air-side heat recovery systems-New | POST2002 | POST2002 | POST2002 | POST2002 | POST2002 | POST2002 | POST2002 | POST2002 | POST2002 | POST2002 | POST2002 | POST2002 | POST2002 | POST2002 | POST2002 | POST2002 | POST2002 | POST2002
HVAC | Air-side heat recovery systems | Retro | Air-side heat recovery systems-Retro | PRE2002 | PRE2002 | PRE2002 | PRE2002 | PRE2002 | PRE2002 | PRE2002 | PRE2002 | PRE2002 | PRE2002 | PRE2002 | PRE2002 | PRE2002 | PRE2002 | PRE2002 | PRE2002 | PRE2002 | PRE2002
HVAC | Demand Control Ventilation | New | Demand Control Ventilation-New | POST2002 | POST2002 | POST2002 | POST2002 | POST2002 | POST2002 | POST2002 | POST2002 | POST2002 | POST2002 | POST2002 | POST2002 | POST2002 | POST2002 | POST2002 | POST2002 | POST2002 | POST2002
HVAC | Demand Control Ventilation (Parking) | Retro | Demand Control Ventilation (Parking)-Retro | PRE1995 | PRE1995 | PRE1995 | PRE1995 | PRE1995 | PRE1995 | PRE1995 | PRE1995 | PRE1995 | PRE1995 | PRE1995 | PRE1995 | PRE1995 | PRE1995 | PRE1995 | PRE1995 | PRE1995 | PRE1995
HVAC | Efficienct fans, pumps and drives | New | Efficienct fans, pumps and drives-New | POST2002 | POST2002 | POST2002 | POST2002 | POST2002 | POST2002 | POST2002 | POST2002 | POST2002 | POST2002 | POST2002 | POST2002 | POST2002 | POST2002 | POST2002 | POST2002 | POST2002 | POST2002
HVAC | Efficienct fans, pumps and drives | NR | Efficienct fans, pumps and drives-NR | PRE2002 | PRE2002 | PRE2002 | PRE2002 | PRE2002 | PRE2002 | PRE2002 | PRE2002 | PRE2002 | PRE2002 | PRE2002 | PRE2002 | PRE2002 | PRE2002 | PRE2002 | PRE2002 | PRE2002 | PRE2002
HVAC | Efficienct fans, pumps and drives | Retro | Efficienct fans, pumps and drives-Retro | PRE2002 | PRE2002 | PRE2002 | PRE2002 | PRE2002 | PRE2002 | PRE2002 | PRE2002 | PRE2002 | PRE2002 | PRE2002 | PRE2002 | PRE2002 | PRE2002 | PRE2002 | PRE2002 | PRE2002 | PRE2002
HVAC | VSD, ASD | Retro | VSD, ASD-Retro | PRE2002 | PRE2002 | PRE2002 | PRE2002 | PRE2002 | PRE2002 | PRE2002 | PRE2002 | PRE2002 | PRE2002 | PRE2002 | PRE2002 | PRE2002 | PRE2002 | PRE2002 | PRE2002 | PRE2002 | PRE2002
ENVL | ReRoof | NR | ReRoof-NR | PRE1987 | PRE1987 | PRE1987 | PRE1987 | PRE1987 | PRE1987 | PRE1987 | PRE1987 | PRE1987 | PRE1987 | PRE1987 | PRE1987 | PRE1987 | PRE1987 | PRE1987 | PRE1987 | PRE1987 | PRE1987
R | Grocery Refrigeration Bundle | Retro | Grocery Refrigeration Bundle-Retro | PRE1995 | PRE1995 | PRE1995 | PRE1995 | PRE1995 | PRE1995 | PRE1995 | PRE1995 | PRE1995 | PRE1995 | PRE1995 | PRE1995 | PRE1995 | PRE1995 | PRE1995 | PRE1995 | PRE1995 | PRE1995
R | Grocery Refrigeration Heat Recovery | New | Grocery Refrigeration Heat Recovery-New | POST2002 | POST2002 | POST2002 | POST2002 | POST2002 | POST2002 | POST2002 | POST2002 | POST2002 | POST2002 | POST2002 | POST2002 | POST2002 | POST2002 | POST2002 | POST2002 | POST2002 | POST2002
W | Demand controlled circulating systems | Retro | Demand controlled circulating systems-Retro | PRE1995 | PRE1995 | PRE1995 | PRE1995 | PRE1995 | PRE1995 | PRE1995 | PRE1995 | PRE1995 | PRE1995 | PRE1995 | PRE1995 | PRE1995 | PRE1995 | PRE1995 | PRE1995 | PRE1995 | PRE1995
M | Plug Load Sensor | Retro | Plug Load Sensor-Retro | PRE2002 | PRE2002 | PRE2002 | PRE2002 | PRE2002 | PRE2002 | PRE2002 | PRE2002 | PRE2002 | PRE2002 | PRE2002 | PRE2002 | PRE2002 | PRE2002 | PRE2002 | PRE2002 | PRE2002 | PRE2002
M | Premium Fume Hood | New | Premium Fume Hood-New | POST2002 | POST2002 | POST2002 | POST2002 | POST2002 | POST2002 | POST2002 | POST2002 | POST2002 | POST2002 | POST2002 | POST2002 | POST2002 | POST2002 | POST2002 | POST2002 | POST2002 | POST2002
M | Pre-Rinse Spray Wash | Retro | Pre-Rinse Spray Wash-Retro | PRE 2025 | PRE 2025 | PRE 2025 | PRE 2025 | PRE 2025 | PRE 2025 | PRE 2025 | PRE 2025 | PRE 2025 | PRE 2025 | PRE 2025 | PRE 2025 | PRE 2025 | PRE 2025 | PRE 2025 | PRE 2025 | PRE 2025 | PRE 2025

## TURN
TURN | Turnover rates in mean years to failure
|  |  |  | Office |  |  | Retail |  |  |  | School |  | Warehouse | Grocery |  | Restaurant | Lodging | Health |  | Other
End Use | MeasureName | VCohort | Measure Index Name | Large Off | Medium Off | Small Off | Big Box | Small Box | High End | Anchor | K-12 | University | Warehouse | Supermarket | MIniMart | Restaurant | Lodging | Hospital | OtherHealth | Other
ALL | Integrated Building Design | New | Integrated Building Design-New
L | LPD Package | New | LPD Package-New
L | LPD Package | NR | LPD Package-NR
L | LPD Package | Retro | LPD Package-Retro
L | Top Day Lighting | New | Top Day Lighting-New
L | Perimeter Day lighting Controls (Advanced) | New | Perimeter Day lighting Controls (Advanced)-New
L | Perimeter Day lighting Controls (Advanced) | NR | Perimeter Day lighting Controls (Advanced)-NR
L | Lighting Controls: Sweep, Occup, Commission | New | Lighting Controls: Sweep, Occup, Commission-New
HVAC | ECM on VAV Boxes | New | ECM on VAV Boxes-New | 30 | 30 | 30 | 30 | 30 | 30 | 30 | 30 | 30 | 30 | 30 | 30 | 30 | 30 | 30 | 30 | 30
HVAC | ECM on VAV Boxes | NR | ECM on VAV Boxes-NR | 17 | 17 | 17 | 17 | 17 | 17 | 17 | 17 | 17 | 17 | 17 | 17 | 17 | 17 | 17 | 17 | 17
HVAC | ECM on VAV Boxes | Retro | ECM on VAV Boxes-Retro | 30 | 30 | 30 | 30 | 30 | 30 | 30 | 30 | 30 | 30 | 30 | 30 | 30 | 30 | 30 | 30 | 30
HVAC | Premium HVAC Equipment | New | Premium HVAC Equipment-New | 15 | 15 | 15 | 15 | 15 | 15 | 15 | 15 | 15 | 15 | 15 | 15 | 15 | 15 | 15 | 15 | 15
HVAC | Premium HVAC Equipment | NR | Premium HVAC Equipment-NR | 15 | 15 | 15 | 15 | 15 | 15 | 15 | 15 | 15 | 15 | 15 | 15 | 15 | 15 | 15 | 15 | 15
ENVL | Glass | New | Glass-New | 40 | 40 | 40 | 40 | 40 | 40 | 40 | 40 | 40 | 40 | 40 | 40 | 40 | 40 | 40 | 40 | 40
ENVL | Glass | NR | Glass-NR | 40 | 40 | 40 | 40 | 40 | 40 | 40 | 40 | 40 | 40 | 40 | 40 | 40 | 40 | 40 | 40 | 40
ENVL | Glass | Retro | Glass-Retro | 40 | 40 | 40 | 40 | 40 | 40 | 40 | 40 | 40 | 40 | 40 | 40 | 40 | 40 | 40 | 40 | 40
HVAC | Package Roof Top Optimization & Repair | Retro | Package Roof Top Optimization & Repair-Retro | 15 | 15 | 15 | 15 | 15 | 15 | 15 | 15 | 15 | 15 | 15 | 15 | 15 | 15 | 15 | 15 | 15
HVAC | Variable Speed Chiller | New | Variable Speed Chiller-New
HVAC | Variable Speed Chiller | NR | Variable Speed Chiller-NR | 30 | 30 | 30 | 30 | 30 | 30 | 30 | 30 | 30 | 30 | 30 | 30 | 30 | 30 | 30 | 30 | 30
HVAC | Variable Speed Chiller | Retro | Variable Speed Chiller-Retro | 15 | 15 | 15 | 15 | 15 | 15 | 15 | 15 | 15 | 15 | 15 | 15 | 15 | 15 | 15 | 15 | 15
HVAC | Controls Commission | New | Controls Commission-New | 15 | 15 | 15 | 15 | 15 | 15 | 15 | 15 | 15 | 15 | 15 | 15 | 15 | 15 | 15 | 15 | 15
HVAC | Built-Up HVAC Controls Optimization | Retro | Built-Up HVAC Controls Optimization-Retro | 15 | 15 | 15 | 15 | 15 | 15 | 15 | 15 | 15 | 15 | 15 | 15 | 15 | 15 | 15 | 15 | 15
HVAC | Built-Up HVAC Control Retrofit | Retro | Built-Up HVAC Control Retrofit-Retro | 15 | 15 | 15 | 15 | 15 | 15 | 15 | 15 | 15 | 15 | 15 | 15 | 15 | 15 | 15 | 15 | 15
HVAC | Evaporative Assist Cooling | New | Evaporative Assist Cooling-New | 15 | 15 | 15 | 15 | 15 | 15 | 15 | 15 | 15 | 15 | 15 | 15 | 15 | 15 | 15 | 15 | 15
HVAC | Evaporative Assist Cooling | NR | Evaporative Assist Cooling-NR | 15 | 15 | 15 | 15 | 15 | 15 | 15 | 15 | 15 | 15 | 15 | 15 | 15 | 15 | 15 | 15 | 15
HVAC | Low Pressure Distribution | New | Low Pressure Distribution-New
HVAC | Low Pressure Distribution | NR | Low Pressure Distribution-NR | 25 | 25 | 25 | 25 | 25 | 25 | 25 | 25 | 25 | 25 | 25 | 25 | 25 | 25 | 25 | 25 | 25
HVAC | Air-side heat recovery systems | New | Air-side heat recovery systems-New | 15 | 15 | 15 | 15 | 15 | 15 | 15 | 15 | 15 | 15 | 15 | 15 | 15 | 15 | 15 | 15 | 15
HVAC | Air-side heat recovery systems | Retro | Air-side heat recovery systems-Retro | 15 | 15 | 15 | 15 | 15 | 15 | 15 | 15 | 15 | 15 | 15 | 15 | 15 | 15 | 15 | 15 | 15
HVAC | Demand Control Ventilation | New | Demand Control Ventilation-New | 15 | 15 | 15 | 15 | 15 | 15 | 15 | 15 | 15 | 15 | 15 | 15 | 15 | 15 | 15 | 15 | 15
HVAC | Demand Control Ventilation (Parking) | Retro | Demand Control Ventilation (Parking)-Retro | 15 | 15 | 15 | 15 | 15 | 15 | 15 | 15 | 15 | 15 | 15 | 15 | 15 | 15 | 15 | 15 | 15
HVAC | Efficienct fans, pumps and drives | New | Efficienct fans, pumps and drives-New | 15 | 15 | 15 | 15 | 15 | 15 | 15 | 15 | 15 | 15 | 15 | 15 | 15 | 15 | 15 | 15 | 15
HVAC | Efficienct fans, pumps and drives | NR | Efficienct fans, pumps and drives-NR | 15 | 15 | 15 | 15 | 15 | 15 | 15 | 15 | 15 | 15 | 15 | 15 | 15 | 15 | 15 | 15 | 15
HVAC | Efficienct fans, pumps and drives | Retro | Efficienct fans, pumps and drives-Retro | 15 | 15 | 15 | 15 | 15 | 15 | 15 | 15 | 15 | 15 | 15 | 15 | 15 | 15 | 15 | 15 | 15
HVAC | VSD, ASD | Retro | VSD, ASD-Retro | 15 | 15 | 15 | 15 | 15 | 15 | 15 | 15 | 15 | 15 | 15 | 15 | 15 | 15 | 15 | 15 | 15
ENVL | ReRoof | NR | ReRoof-NR | 13 | 13 | 13 | 13 | 13 | 13 | 13 | 13 | 13 | 13 | 13 | 13 | 13 | 13 | 13 | 13 | 13
R | Grocery Refrigeration Bundle | Retro | Grocery Refrigeration Bundle-Retro | 18 | 18 | 18 | 18 | 18 | 18 | 18 | 18 | 18 | 18 | 18 | 18 | 18 | 18 | 18 | 18 | 18
R | Grocery Refrigeration Heat Recovery | New | Grocery Refrigeration Heat Recovery-New | 18 | 18 | 18 | 18 | 18 | 18 | 18 | 18 | 18 | 18 | 18 | 18 | 18 | 18 | 18 | 18 | 18
W | Demand controlled circulating systems | Retro | Demand controlled circulating systems-Retro | 18 | 18 | 18 | 18 | 18 | 18 | 18 | 18 | 18 | 18 | 18 | 18 | 18 | 18 | 18 | 18 | 18
M | Plug Load Sensor | Retro | Plug Load Sensor-Retro | 18 | 18 | 18 | 18 | 18 | 18 | 18 | 18 | 18 | 18 | 18 | 18 | 18 | 18 | 18 | 18 | 18
M | Premium Fume Hood | New | Premium Fume Hood-New | 18 | 18 | 18 | 18 | 18 | 18 | 18 | 18 | 18 | 18 | 18 | 18 | 18 | 18 | 18 | 18 | 18
M | Pre-Rinse Spray Wash | Retro | Pre-Rinse Spray Wash-Retro | 5 | 5 | 5 | 5 | 5 | 5 | 5 | 5 | 5 | 5 | 5 | 5 | 5 | 5 | 5 | 5 | 5

## CHAR
'file:///tmp/in/input.xls'#$CHAR
Stock characteristics by activity type and building type
Enter New Characteristics on the "VARS" tab.
17.46% | ElecHt | 31.5% |  |  | 14.94% |  |  |  | 6.628% |  | 10.88% | 14.16% |  | 8.568% | 38.85% | 21.93% |  | 12.62%
66.42% | GasHt | 45.51% |  |  | 66.87% |  |  |  | 82.92% |  | 80.22% | 71.98% |  | 80.98% | 36.94% | 72.82% |  | 74.51%
14.81% | HtPmpHt | 22.47% |  |  | 18.15% |  |  |  | 10.46% |  | 8.896% | 13.89% |  | 10.46% | 24.22% | 5.256% |  | 12.92%
PRE2002
ACTIVITY TYPE | PRE2002 | Office |  |  | Retail |  |  |  | School |  | Warehouse | Grocery |  | Restaurant | Lodging | Health |  | Other
PRE2002 | FloorA%ACT | 17.96% |  |  | 19.81% |  |  |  | 12.57% |  | 11.58% | 2.321% |  | 1.6% | 5.597% | 7.081% |  | 20.26%
BLDGTYPE | PRE2002 | Large Off | Medium Off | Small Off | Big Box | Small Box | High End | Anchor | K-12 | University | Warehouse | Supermarket | MIniMart | Restaurant | Lodging | Hospital | OtherHealth | Other | Vacant
CALC VALUES | FloorA%TYP | 50.53% | 22.76% | 26.71% | 23.81% | 43.97% | 10.99% | 21.23% | 66% | 34% | 100% | 71.19% | 28.81% | 100% | 100% | 35% | 65% | 100%
| FloorA%REG | 9.076% | 4.089% | 4.798% | 4.715% | 8.709% | 2.177% | 4.204% | 8.293% | 4.272% | 11.58% | 1.652% | 0.6687% | 1.6% | 5.597% | 2.478% | 4.603% | 20.26%
| ElecHt%TYP | 40.09% | 24.49% | 21.24% | 1.944% | 18.82% | 16.66% | 20.59% | 5.258% | 9.288% | 10.88% | 14.13% | 14.23% | 8.568% | 38.85% | 3% | 32.13% | 12.62%
| GasHt%TYP | 38.41% | 49.16% | 55.82% | 77.15% | 67.37% | 74.05% | 50.61% | 83.68% | 81.42% | 80.22% | 68.31% | 81.05% | 80.98% | 36.94% | 96% | 60.34% | 74.51%
| HtPmpHt%TYP | 20.79% | 25.63% | 22.95% | 20.77% | 13.81% | 9.291% | 28.8% | 11.06% | 9.288% | 8.896% | 17.58% | 4.762% | 10.46% | 24.22% | 1% | 7.548% | 12.92%
| CoolSat%TYP | 87.35% | 77.34% | 84.69% | 78.22% | 59.08% | 56.23% | 78.21% | 48.81% | 80.03% | 22.52% | 91.26% | 60.7% | 75.66% | 85.27% | 91.26% | 89.76% | 42.55%
| CoolSat%ACT | 84.36% |  |  | 67.38% |  |  |  | 59.42% |  | 22.52% | 82.45% |  | 75.66% | 85.27% | 90.29% |  | 42.55%
| PackRT%TYP | 7.922% | 60% | 91.45% | 95% | 75.79% | 75.79% | 44.21% | 20% | 28.69% | 35% | 75% | 95% | 75% | 30% | 20% | 60% | 50%
| PackRT%ACT | 42.09% |  |  | 73.66% |  |  |  | 22.95% |  | 35% | 80.76% |  | 75% | 30% | 46% |  | 50%
| BuiltUp%TYP | 90.66% | 40% | 8.552% | 5% | 8% | 2% | 50% | 75% | 71.31% | 5% | 10% | 1% | 5% | 50% | 80% | 40% | 30%
| BuiltUp%ACT | 57.19% |  |  | 15.54% |  |  |  | 73.75% |  | 5% | 7.407% |  | 5% | 50% | 54% |  | 30%
| VAV%TYP | 62.3% | 47.24% | 4.343% | 0% | 0% | 2.895% | 25.79% | 11.45% | 32.9% | 0% | 1.448% | 0% | 0% | 0% | 31.45% | 13.16% | 20%
| VAV%ACT | 43.39% |  |  | 5.792% |  |  |  | 18.74% |  | 0% | 1.031% |  | 0% | 0% | 19.56% |  | 20%
| LSYieldElecHt&AC | 91.61% | 90.51% | 69.09% | 81.86% | 68.09% | 76.31% | 71.08% | 56.88% | 68.21% | 61% | 85.3% | 69.5% | 42.51% | 68.53% | 28.91% | 91.87% | 86.68%
| LSYieldHtPmpHt&AC | 102% | 102% | 95.5% | 102.5% | 92.5% | 97.5% | 96.5% | 86% | 95.5% | 80.5% | 97% | 94.5% | 72.5% | 90% | 65% | 102% | 102%
| LSYieldGasHt&AC | 107.9% | 106.8% | 111.7% | 111.8% | 103.4% | 104.4% | 110.1% | 100.4% | 110.8% | 96.36% | 105.2% | 104.9% | 96.01% | 104.8% | 94.19% | 108.2% | 103%
| LSYieldElecHt | 82% | 82% | 53% | 67% | 61% | 69% | 57% | 52% | 53% | 61% | 78% | 61% | 41% | 60% | 28% | 82% | 82%
| LSYieldGasHt | 98.32% | 98.32% | 95.61% | 96.92% | 96.36% | 97.11% | 95.99% | 95.52% | 95.61% | 96.36% | 97.95% | 96.36% | 94.49% | 96.27% | 93.28% | 98.32% | 98.32%
| LSYieldThermsGasHt | -0.0081888 | -0.0081888 | -0.021382 | -0.015013 | -0.017742 | -0.014103 | -0.019562 | -0.021837 | -0.021382 | -0.017742 | -0.010009 | -0.017742 | -0.026841 | -0.018197 | -0.032755 | -0.0081888 | -0.0081888
| LSYieldThermsGasHt&AC | -0.0081888 | -0.0081888 | -0.021382 | -0.015013 | -0.017742 | -0.014103 | -0.019562 | -0.021837 | -0.021382 | -0.017742 | -0.010009 | -0.017742 | -0.026841 | -0.018197 | -0.032755 | -0.0081888 | -0.0081888
| LPDAdjust | 90% | 90% | 90% | 90% | 90% | 90% | 90% | 90% | 90% | 90% | 90% | 90% | 90% | 90% | 90% | 90% | 90%
| Chiller%TYP | 73.45% | 15.79% | 3.552% | 1.448% | 0% | 0% | 27.1% | 10% | 44.21% | 0% | 0% | 0% | 0% | 20% | 84.21% | 20% | 20%
| HOURSLght | 4200 | 3600 | 3000 | 4800 | 3900 | 3400 | 4000 | 2400 | 3000 | 3500 | 6500 | 6500 | 5000 | 3600 | 5900 | 3600 | 4000
8.992% | UnCondArea%TYP | 12% | 7% | 5% | 3% | 13% | 10% | 12% | 1% | 10% | 31% | 4% | 4% | 13% | 5% | 12% | 3% | 15%
| RTEcono%TYP | 92.9% | 92.9% | 79.99% | 92.9% | 79.99% | 85.05% | 87.83% | 92.9% | 92.9% | 72.14% | 88.55% | 88.55% | 88.55% | 88.55% | 92.9% | 88.55% | 62.13%
0
0
0
0
0
0
18.21% |  | 27.9% |  |  | 15.38% |  |  |  | 6.746% |  | 13.87% | 16.51% |  | 8.98% | 35.97% | 29.92% |  | 15%
63.8% |  | 43.96% |  |  | 62.69% |  |  |  | 86.92% |  | 75.6% | 70.08% |  | 80.15% | 38.51% | 64.36% |  | 70%
16.67% |  | 27.63% |  |  | 21.88% |  |  |  | 6.33% |  | 10.53% | 13.4% |  | 10.88% | 25.53% | 5.713% |  | 15%
PRE1987 | FloorA%PRE2002 | 71.05% |  |  | 74.83% |  |  |  | 71.53% |  | 57.1% | 74.83% |  | 81.31% | 71.91% | 68.82% |  | 65.3%
ACTIVITY TYPE | PRE1987 | Office | 0 | 0 | Retail | 0 | 0 | 0 | School | 0 | Warehouse | Grocery | 0 | Restaurant | Lodging | Health | 0 | Other | 0
PRE1987 | FloorA%ACT | 18.34% |  |  | 20.94% |  |  |  | 12.92% |  | 9.505% | 2.856% |  | 1.869% | 5.785% | 7.004% |  | 19.02%
BLDGTYPE | PRE1987 | Large Off | Medium Off | Small Off | Big Box | Small Box | High End | Anchor | K-12 | University | Warehouse | Supermarket | MIniMart | Restaurant | Lodging | Hospital | OtherHealth | Other | Vacant
INPUT VALUES | FloorA%TYP | 54% | 19% | 27% | 15% | 48% | 12% | 25% | 66% | 34% | 100% | 80% | 20% | 100% | 100% | 35% | 65% | 100%
| FloorA%REG | 9.905% | 3.485% | 4.953% | 3.142% | 10.05% | 2.513% | 5.236% | 8.526% | 4.392% | 9.505% | 2.285% | 0.5712% | 1.869% | 5.785% | 2.452% | 4.553% | 19.02%
| ElecHt%TYP | 33% | 20% | 25% | 1% | 20.11% | 18.81% | 19.95% | 5.07% | 10% | 13.87% | 15.91% | 18% | 8.98% | 35.97% | 3% | 44.42% | 15%
| GasHt%TYP | 40% | 48% | 48% | 71.82% | 63.96% | 70.53% | 45.77% | 90.49% | 80% | 75.6% | 66.47% | 79% | 80.15% | 38.51% | 96% | 47.32% | 70%
| HtPmpHt%TYP | 26% | 32% | 27% | 27% | 15.93% | 10.65% | 34.28% | 4.44% | 10% | 10.53% | 17.61% | 3% | 10.88% | 25.53% | 1% | 8.25% | 15%
| CoolSat%TYP | 82.19% | 68.1% | 80.08% | 74.47% | 49.18% | 46.29% | 74.58% | 40% | 75% | 20% | 90% | 50% | 70% | 82% | 90% | 88% | 35%
| CoolSat%ACT | 78.94% |  |  | 58.98% |  |  |  | 51.9% |  | 20% | 82% |  | 70% | 82% | 88.7% |  | 35%
| PackRT%TYP | 3% | 60% | 90% | 95% | 70% | 70% | 50% | 20% | 20% | 35% | 75% | 95% | 75% | 30% | 20% | 60% | 50%
45.56% | PackRT%ACT | 37.32% |  |  | 68.75% |  |  |  | 20% |  | 35% | 79% |  | 90% | 30% | 46% |  | 50%
| BuiltUp%TYP | 95% | 40% | 10% | 5% | 8% | 2% | 50% | 75% | 80% | 5% | 10% | 1% | 5% | 50% | 80% | 40% | 30%
38.02% | BuiltUp%ACT | 61.6% |  |  | 17.33% |  |  |  | 76.7% |  | 5% | 8.2% |  | 5% | 50% | 54% |  | 30%
| VAV%TYP | 50% | 40% | 0% | 0% | 0% | 0% | 20% | 10% | 30% | 0% | 0% | 0% | 0% | 0% | 30% | 12% | 20%
| VAV%ACT | 34.6% |  |  | 5% |  |  |  | 16.8% |  | 0% | 0% |  | 0% | 0% | 18.3% |  | 30%
| LSYieldElecHt&AC | 91.61% | 90.51% | 69.09% | 81.86% | 68.09% | 76.31% | 71.08% | 56.88% | 68.21% | 61% | 85.3% | 69.5% | 42.51% | 68.53% | 28.91% | 91.87% | 86.68%
| LSYieldHtPmpHt&AC | 102% | 102% | 95.5% | 102.5% | 92.5% | 97.5% | 96.5% | 86% | 95.5% | 80.5% | 97% | 94.5% | 72.5% | 90% | 65% | 102% | 102%
| LSYieldGasHt&AC | 107.9% | 106.8% | 111.7% | 111.8% | 103.4% | 104.4% | 110.1% | 100.4% | 110.8% | 96.36% | 105.2% | 104.9% | 96.01% | 104.8% | 94.19% | 108.2% | 103%
| LSYieldElecHt | 82% | 82% | 53% | 67% | 61% | 69% | 57% | 52% | 53% | 61% | 78% | 61% | 41% | 60% | 28% | 82% | 82%
| LSYieldGasHt | 98.32% | 98.32% | 95.61% | 96.92% | 96.36% | 97.11% | 95.99% | 95.52% | 95.61% | 96.36% | 97.95% | 96.36% | 94.49% | 96.27% | 93.28% | 98.32% | 98.32%
| LSYieldThermsGasHt | -0.0081888 | -0.0081888 | -0.021382 | -0.015013 | -0.017742 | -0.014103 | -0.019562 | -0.021837 | -0.021382 | -0.017742 | -0.010009 | -0.017742 | -0.026841 | -0.018197 | -0.032755 | -0.0081888 | -0.0081888
| LSYieldThermsGasHt&AC | -0.0081888 | -0.0081888 | -0.021382 | -0.015013 | -0.017742 | -0.014103 | -0.019562 | -0.021837 | -0.021382 | -0.017742 | -0.010009 | -0.017742 | -0.026841 | -0.018197 | -0.032755 | -0.0081888 | -0.0081888
| LPDAdjust | 85.5% | 85.5% | 85.5% | 85.5% | 85.5% | 85.5% | 85.5% | 85.5% | 85.5% | 85.5% | 85.5% | 85.5% | 85.5% | 85.5% | 85.5% | 85.5% | 85.5%
| Chiller%TYP | 83% | 10% | 5% | 0% | 0% | 0% | 30% | 10% | 50% | 0% | 0% | 0% | 0% | 20% | 90% | 20% | 20%
| HOURSLght | 4200 | 3600 | 3000 | 4800 | 3900 | 3400 | 4000 | 2400 | 3000 | 3500 | 6500 | 6500 | 5000 | 3600 | 5900 | 3600 | 4000
| UnCondArea%TYP | 12% | 7% | 5% | 3% | 13% | 10% | 12% | 1% | 10% | 31% | 4% | 4% | 13% | 5% | 12% | 3% | 15%
| RTEcono%TYP | 90% | 90% | 81% | 90% | 81% | 81% | 90% | 90% | 90% | 72% | 90% | 90% | 90% | 90% | 90% | 90% | 63%
0
0
0
0
0
0
15.95% |  | 40.34% |  |  | 13.63% |  |  |  | 6.332% |  | 3.38% | 7.168% |  | 6.775% | 46.23% | 4.3% |  | 8.145%
72.65% |  | 49.3% |  |  | 79.31% |  |  |  | 72.85% |  | 91.83% | 77.64% |  | 84.58% | 32.91% | 91.5% |  | 83%
10.12% |  | 9.791% |  |  | 7.064% |  |  |  | 20.82% |  | 4.79% | 15.34% |  | 8.645% | 20.86% | 4.25% |  | 9%
V1987-2001 | FloorA%PRE2002 | 28.95% |  |  | 25.17% |  |  |  | 28.47% |  | 42.9% | 25.17% |  | 18.69% | 28.09% | 31.18% |  | 34.7%
ACTIVITY TYPE | V1987-2001 | Office | 0 | 0 | Retail | 0 | 0 | 0 | School | 0 | Warehouse | Grocery | 0 | Restaurant | Lodging | Health | 0 | Other | 0
V1987_2001 | FloorA%ACT | 17.09% |  |  | 17.2% |  |  |  | 11.76% |  | 16.33% | 1.098% |  | 0.9825% | 5.168% | 7.258% |  | 23.11%
BLDGTYPE | V1987-2001 | Large Off | Medium Off | Small Off | Big Box | Small Box | High End | Anchor | K-12 | University | Warehouse | Supermarket | MIniMart | Restaurant | Lodging | Hospital | OtherHealth | Other | Vacant
CALC VALUES | FloorA%TYP | 42% | 32% | 26% | 50% | 32% | 8% | 10% | 66% | 34% | 100% | 45% | 55% | 100% | 100% | 35% | 65% | 100%
| FloorA%REG | 7.179% | 5.47% | 4.444% | 8.602% | 5.505% | 1.376% | 1.72% | 7.76% | 3.997% | 16.33% | 0.4941% | 0.604% | 0.9825% | 5.168% | 2.54% | 4.718% | 23.11%
| ElecHt%TYP | 57.5% | 35.5% | 12% | 4.75% | 15% | 10.25% | 22.5% | 5.73% | 7.5% | 3.38% | 8.855% | 3% | 6.775% | 46.23% | 3% | 5% | 8.145%
| GasHt%TYP | 34.5% | 52% | 75% | 93% | 77.5% | 84.5% | 65% | 66.59% | 85% | 91.83% | 73.79% | 87.14% | 84.58% | 32.91% | 96% | 89.08% | 83%
| HtPmpHt%TYP | 8% | 10% | 13% | 2.25% | 7.5% | 5.25% | 12.5% | 27.68% | 7.5% | 4.79% | 17.5% | 10% | 8.645% | 20.86% | 1% | 6% | 9%
| CoolSat%TYP | 100% | 100% | 96% | 89.36% | 88.49% | 85.77% | 89.02% | 75% | 95% | 30% | 95% | 92.5% | 92.5% | 95% | 95% | 95% | 65%
| CoolSat%ACT | 98.96% |  |  | 88.76% |  |  |  | 81.8% |  | 30% | 93.62% |  | 92.5% | 95% | 95% |  | 65%
| PackRT%TYP | 20% | 60% | 95% | 95% | 90% | 90% | 30% | 20% | 50% | 35% | 75% | 95% | 75% | 30% | 20% | 60% | 50%
51.21% | PackRT%ACT | 52.3% |  |  | 86.5% |  |  |  | 30.2% |  | 35% | 86% |  | 75% | 30% | 46% |  | 50%
| BuiltUp%TYP | 80% | 40% | 5% | 5% | 8% | 2% | 50% | 75% | 50% | 5% | 10% | 1% | 5% | 50% | 80% | 40% | 30%
32.09% | BuiltUp%ACT | 47.7% |  |  | 10.22% |  |  |  | 66.5% |  | 5% | 5.05% |  | 5% | 50% | 54% |  | 30%
| VAV%TYP | 92.5% | 65% | 15% | 0% | 0% | 10% | 40% | 15% | 40% | 0% | 5% | 0% | 0% | 0% | 35% | 16% | 20%
20.74% | VAV%ACT | 63.55% |  |  | 4.8% |  |  |  | 23.5% |  | 0% | 2.25% |  | 0% | 0% | 22.65% |  | 20%
| LSYieldElecHt&AC | 91.61% | 90.51% | 69.09% | 81.86% | 68.09% | 76.31% | 71.08% | 56.88% | 68.21% | 61% | 85.3% | 69.5% | 42.51% | 68.53% | 28.91% | 91.87% | 86.68%
| LSYieldHtPmpHt&AC | 102% | 102% | 95.5% | 102.5% | 92.5% | 97.5% | 96.5% | 86% | 95.5% | 80.5% | 97% | 94.5% | 72.5% | 90% | 65% | 102% | 102%
| LSYieldGasHt&AC | 107.9% | 106.8% | 111.7% | 111.8% | 103.4% | 104.4% | 110.1% | 100.4% | 110.8% | 96.36% | 105.2% | 104.9% | 96.01% | 104.8% | 94.19% | 108.2% | 103%
| LSYieldElecHt | 82% | 82% | 53% | 67% | 61% | 69% | 57% | 52% | 53% | 61% | 78% | 61% | 41% | 60% | 28% | 82% | 82%
| LSYieldGasHt | 98.32% | 98.32% | 95.61% | 96.92% | 96.36% | 97.11% | 95.99% | 95.52% | 95.61% | 96.36% | 97.95% | 96.36% | 94.49% | 96.27% | 93.28% | 98.32% | 98.32%
| LSYieldThermsGasHt | -0.0081888 | -0.0081888 | -0.021382 | -0.015013 | -0.017742 | -0.014103 | -0.019562 | -0.021837 | -0.021382 | -0.017742 | -0.010009 | -0.017742 | -0.026841 | -0.018197 | -0.032755 | -0.0081888 | -0.0081888
| LSYieldThermsGasHt&AC | -0.0081888 | -0.0081888 | -0.021382 | -0.015013 | -0.017742 | -0.014103 | -0.019562 | -0.021837 | -0.021382 | -0.017742 | -0.010009 | -0.017742 | -0.026841 | -0.018197 | -0.032755 | -0.0081888 | -0.0081888
| LPDAdjust | 90% | 90% | 90% | 90% | 90% | 90% | 90% | 90% | 90% | 90% | 90% | 90% | 90% | 90% | 90% | 90% | 90%
| Chiller%TYP | 50% | 30% | 0% | 5% | 0% | 0% | 20% | 10% | 30% | 0% | 0% | 0% | 0% | 20% | 70% | 20% | 20%
| HOURSLght | 4200 | 3600 | 3000 | 4800 | 3900 | 3400 | 4000 | 2400 | 3000 | 3500 | 6500 | 6500 | 5000 | 3600 | 5900 | 3600 | 4000
| UnCondArea%TYP | 12% | 7% | 5% | 3% | 13% | 10% | 12% | 1% | 10% | 31% | 4% | 4% | 13% | 5% | 12% | 3% | 15%
| RTEcono%TYP | 100% | 100% | 77.5% | 100% | 77.5% | 95% | 82.5% | 100% | 100% | 72.5% | 85% | 85% | 85% | 85% | 100% | 85% | 60%
0
0
0
0
0
0
15.95% |  | 40.34% |  |  | 13.63% |  |  |  | 6.332% |  | 3.38% | 7.168% |  | 6.775% | 46.23% | 4.3% |  | 8.145%
72.65% |  | 49.3% |  |  | 79.31% |  |  |  | 72.85% |  | 91.83% | 77.64% |  | 84.58% | 32.91% | 91.5% |  | 83%
10.12% |  | 9.791% |  |  | 7.064% |  |  |  | 20.82% |  | 4.79% | 15.34% |  | 8.645% | 20.86% | 4.25% |  | 9%
POST2002 | FORECAST | 30.94% |  |  | 23.81% |  |  |  | 15.48% |  | 26.83% | 1.52% |  | 1.419%
ACTIVITY TYPE | V1995_2001 | Office |  |  | Retail |  |  |  | School |  | Warehouse | Grocery |  | Restaurant | Lodging | Health |  | Other
V1995_2001 | FloorA%ACT | 19.04% |  |  | 14.66% |  |  |  | 9.529% |  | 16.51% | 0.9356% |  | 0.8735% | 5.332% | 7.128% |  | 25.98%
BLDGTYPE | V1995_2001 | Large Off | Medium Off | Small Off | Big Box | Small Box | High End | Anchor | K-12 | University | Warehouse | Supermarket | MIniMart | Restaurant | Lodging | Hospital | OtherHealth | Other | Vacant
CALC VALUES | FloorA%TYP | 42% | 32% | 26% | 50% | 32% | 8% | 10% | 66% | 34% | 100% | 45% | 55% | 100% | 100% | 35% | 65% | 100%
| FloorA%REG | 7.999% | 6.094% | 4.952% | 7.329% | 4.691% | 1.173% | 1.466% | 6.289% | 3.24% | 16.51% | 0.421% | 0.5146% | 0.8735% | 5.332% | 2.495% | 4.633% | 25.98%
| ElecHt%TYP | 57.5% | 35.5% | 12% | 4.75% | 15% | 10.25% | 22.5% | 5.73% | 7.5% | 3.38% | 8.855% | 3% | 6.775% | 46.23% | 3% | 5% | 8.145%
| GasHt%TYP | 34.5% | 52% | 75% | 93% | 77.5% | 84.5% | 65% | 66.59% | 85% | 91.83% | 73.79% | 87.14% | 84.58% | 32.91% | 96% | 89.08% | 83%
| HtPmpHt%TYP | 8% | 10% | 13% | 2.25% | 7.5% | 5.25% | 12.5% | 27.68% | 7.5% | 4.79% | 17.5% | 10% | 8.645% | 20.86% | 1% | 6% | 9%
| CoolSat%TYP | 100% | 100% | 96% | 89.36% | 88.49% | 85.77% | 89.02% | 75% | 95% | 30% | 95% | 92.5% | 92.5% | 95% | 95% | 95% | 65%
| CoolSat%ACT | 98.96% |  |  | 88.76% |  |  |  | 81.8% |  | 30% | 93.62% |  | 92.5% | 95% | 95% |  | 65%
| PackRT%TYP | 20% | 60% | 95% | 95% | 90% | 90% | 30% | 20% | 50% | 35% | 75% | 95% | 75% | 30% | 20% | 60% | 50%
| PackRT%ACT | 52.3% |  |  | 86.5% |  |  |  | 30.2% |  | 35% | 86% |  | 75% | 30% | 46% |  | 50%
| BuiltUp%TYP | 80% | 40% | 5% | 5% | 8% | 2% | 50% | 75% | 50% | 5% | 10% | 1% | 5% | 50% | 80% | 40% | 30%
| BuiltUp%ACT | 47.7% |  |  | 10.22% |  |  |  | 66.5% |  | 5% | 5.05% |  | 5% | 50% | 54% |  | 30%
| VAV%TYP | 92.5% | 65% | 15% | 0% | 0% | 10% | 40% | 15% | 40% | 0% | 5% | 0% | 0% | 0% | 35% | 16% | 20%
| VAV%ACT | 63.55% |  |  | 4.8% |  |  |  | 23.5% |  | 0% | 2.25% |  | 0% | 0% | 22.65% |  | 20%
| LSYieldElecHt&AC | 93% | 93% | 71.24% | 83.98% | 71.62% | 80.15% | 73.02% | 59.5% | 71.05% | 61% | 85.6% | 73.95% | 42.85% | 69.5% | 28.95% | 92.45% | 89.15%
| LSYieldHtPmpHt&AC | 102% | 102% | 95.5% | 102.5% | 92.5% | 97.5% | 96.5% | 86% | 95.5% | 80.5% | 97% | 94.5% | 72.5% | 90% | 65% | 102% | 102%
| LSYieldGasHt&AC | 109.3% | 109.3% | 113.9% | 113.9% | 107% | 108.3% | 112% | 103% | 113.7% | 96.36% | 105.5% | 109.3% | 96.34% | 105.8% | 94.23% | 108.8% | 105.5%
| LSYieldElecHt | 82% | 82% | 53% | 67% | 61% | 69% | 57% | 52% | 53% | 61% | 78% | 61% | 41% | 60% | 28% | 82% | 82%
| LSYieldGasHt | 98.32% | 98.32% | 95.61% | 96.92% | 96.36% | 97.11% | 95.99% | 95.52% | 95.61% | 96.36% | 97.95% | 96.36% | 94.49% | 96.27% | 93.28% | 98.32% | 98.32%
| LSYieldThermsGasHt | -0.0081888 | -0.0081888 | -0.021382 | -0.015013 | -0.017742 | -0.014103 | -0.019562 | -0.021837 | -0.021382 | -0.017742 | -0.010009 | -0.017742 | -0.026841 | -0.018197 | -0.032755 | -0.0081888 | -0.0081888
| LSYieldThermsGasHt&AC | -0.0081888 | -0.0081888 | -0.021382 | -0.015013 | -0.017742 | -0.014103 | -0.019562 | -0.021837 | -0.021382 | -0.017742 | -0.010009 | -0.017742 | -0.026841 | -0.018197 | -0.032755 | -0.0081888 | -0.0081888
| LPDAdjust | 90% | 90% | 90% | 90% | 90% | 90% | 90% | 90% | 90% | 90% | 90% | 90% | 90% | 90% | 90% | 90% | 90%
| Chiller%TYP | 50% | 30% | 0% | 5% | 0% | 0% | 20% | 10% | 30% | 0% | 0% | 0% | 0% | 20% | 70% | 20% | 20%
| HOURSLght | 4200 | 3600 | 3000 | 4800 | 3900 | 3400 | 4000 | 2400 | 3000 | 3500 | 6500 | 6500 | 5000 | 3600 | 5900 | 3600 | 4000
| UnCondArea%TYP | 12% | 7% | 5% | 3% | 13% | 10% | 12% | 1% | 10% | 31% | 4% | 4% | 13% | 5% | 12% | 3% | 15%
| RTEcono%TYP | 100% | 100% | 77.5% | 100% | 77.5% | 95% | 82.5% | 100% | 100% | 72.5% | 85% | 85% | 85% | 85% | 100% | 85% | 60%
0
0
0
0
0
0
18.76% |  | 41.72% |  |  | 17.38% |  |  |  | 9.967% |  | 5% | 13.34% |  | 8.55% | 50.18% | 4.3% |  | 12%
68.47% |  | 49.5% |  |  | 74.05% |  |  |  | 59.82% |  | 90% | 70.98% |  | 79.17% | 39.69% | 90.9% |  | 76%
11.35% |  | 7.642% |  |  | 8.572% |  |  |  | 30.22% |  | 5% | 15.68% |  | 12.29% | 10.14% | 4.9% |  | 12%
V1987_1994
ACTIVITY TYPE | V1987_1994 | Office |  |  | Retail |  |  |  | School |  | Warehouse | Grocery |  | Restaurant | Lodging | Health |  | Other
V1987_1994 | FloorA%ACT | 14.62% |  |  | 20.43% |  |  |  | 14.58% |  | 16.09% | 1.304% |  | 1.121% | 4.961% | 7.422% |  | 19.47%
BLDGTYPE | V1987_1994 | Large Off | Medium Off | Small Off | Big Box | Small Box | High End | Anchor | K-12 | University | Warehouse | Supermarket | MIniMart | Restaurant | Lodging | Hospital | OtherHealth | Other | Vacant
INPUT VALUES | FloorA%TYP | 42% | 32% | 26% | 50% | 32% | 8% | 10% | 66% | 34% | 100% | 45% | 55% | 100% | 100% | 35% | 65% | 100%
| FloorA%REG | 6.139% | 4.677% | 3.8% | 10.22% | 6.539% | 1.635% | 2.043% | 9.626% | 4.959% | 16.09% | 0.5869% | 0.7174% | 1.121% | 4.961% | 2.598% | 4.824% | 19.47%
| ElecHt%TYP | 60% | 36% | 12% | 9% | 20% | 20% | 20% | 9.95% | 10% | 5% | 16.71% | 5% | 8.55% | 50.18% | 3% | 5% | 12%
| GasHt%TYP | 34% | 54% | 75% | 87% | 70% | 70% | 70% | 49.42% | 80% | 90% | 63.29% | 90% | 79.17% | 39.69% | 96% | 88.15% | 76%
| HtPmpHt%TYP | 6% | 5% | 13% | 4% | 10% | 10% | 10% | 40.63% | 10% | 5% | 20% | 5% | 12.29% | 10.14% | 1% | 7% | 12%
| CoolSat%TYP | 100% | 100% | 96% | 100% | 76.98% | 80.92% | 78.04% | 75% | 95% | 30% | 95% | 90% | 95% | 95% | 95% | 95% | 65%
| CoolSat%ACT | 98.96% |  |  | 88.91% |  |  |  | 81.8% |  | 30% | 92.25% |  | 92.5% | 95% | 95% |  | 65%
| PackRT%TYP | 20% | 60% | 95% | 95% | 90% | 90% | 30% | 20% | 50% | 35% | 75% | 95% | 75% | 30% | 20% | 60% | 50%
| PackRT%ACT | 52.3% |  |  | 86.5% |  |  |  | 30.2% |  | 35% | 86% |  | 90% | 30% | 46% |  | 50%
| BuiltUp%TYP | 80% | 40% | 5% | 5% | 8% | 2% | 50% | 75% | 50% | 5% | 10% | 1% | 5% | 50% | 80% | 40% | 30%
| BuiltUp%ACT | 47.7% |  |  | 10.22% |  |  |  | 66.5% |  | 5% | 5.05% |  | 5% | 50% | 54% |  | 30%
| VAV%TYP | 90% | 50% | 15% | 0% | 0% | 10% | 40% | 15% | 40% | 0% | 10% | 0% | 0% | 0% | 30% | 12% | 20%
| VAV%ACT | 57.7% |  |  | 4.8% |  |  |  | 23.5% |  |  | 4.5% |  |  |  | 18.3%
| LSYieldElecHt&AC | 91.61% | 90.51% | 69.09% | 81.86% | 68.09% | 76.31% | 71.08% | 56.88% | 68.21% | 61% | 85.3% | 69.5% | 42.51% | 68.53% | 28.91% | 91.87% | 86.68%
| LSYieldHtPmpHt&AC | 102% | 102% | 95.5% | 102.5% | 92.5% | 97.5% | 96.5% | 86% | 95.5% | 80.5% | 97% | 94.5% | 72.5% | 90% | 65% | 102% | 102%
| LSYieldGasHt&AC | 107.9% | 106.8% | 111.7% | 111.8% | 103.4% | 104.4% | 110.1% | 100.4% | 110.8% | 96.36% | 105.2% | 104.9% | 96.01% | 104.8% | 94.19% | 108.2% | 103%
| LSYieldElecHt | 82% | 82% | 53% | 67% | 61% | 69% | 57% | 52% | 53% | 61% | 78% | 61% | 41% | 60% | 28% | 82% | 82%
| LSYieldGasHt | 98.32% | 98.32% | 95.61% | 96.92% | 96.36% | 97.11% | 95.99% | 95.52% | 95.61% | 96.36% | 97.95% | 96.36% | 94.49% | 96.27% | 93.28% | 98.32% | 98.32%
| LSYieldThermsGasHt | -0.0081888 | -0.0081888 | -0.021382 | -0.015013 | -0.017742 | -0.014103 | -0.019562 | -0.021837 | -0.021382 | -0.017742 | -0.010009 | -0.017742 | -0.026841 | -0.018197 | -0.032755 | -0.0081888 | -0.0081888
| LSYieldThermsGasHt&AC | -0.0081888 | -0.0081888 | -0.021382 | -0.015013 | -0.017742 | -0.014103 | -0.019562 | -0.021837 | -0.021382 | -0.017742 | -0.010009 | -0.017742 | -0.026841 | -0.018197 | -0.032755 | -0.0081888 | -0.0081888
| LPDAdjust | 90% | 90% | 90% | 90% | 90% | 90% | 90% | 90% | 90% | 90% | 90% | 90% | 90% | 90% | 90% | 90% | 90%
| Chiller%TYP | 50% | 30% | 0% | 5% | 0% | 0% | 20% | 10% | 30% | 0% | 0% | 0% | 0% | 20% | 70% | 20% | 20%
| HOURSLght | 4200 | 3600 | 3000 | 4800 | 3900 | 3400 | 4000 | 2400 | 3000 | 3500 | 6500 | 6500 | 5000 | 3600 | 5900 | 3600 | 4000
| UnCondArea%TYP | 12% | 7% | 5% | 3% | 13% | 10% | 12% | 1% | 10% | 31% | 4% | 4% | 13% | 5% | 12% | 3% | 15%
| RTEcono%TYP | 100% | 100% | 65% | 100% | 65% | 100% | 65% | 100% | 100% | 65% | 70% | 70% | 70% | 70% | 100% | 70% | 50%
0
0
0
` | 0
0
0
13.14% |  | 38.96% |  |  | 9.878% |  |  |  | 2.697% |  | 1.76% | 1% |  | 5% | 42.28% | 4.3% |  | 4.29%
76.82% |  | 49.1% |  |  | 84.57% |  |  |  | 85.88% |  | 93.65% | 84.29% |  | 90% | 26.14% | 92.1% |  | 90%
8.878% |  | 11.94% |  |  | 5.556% |  |  |  | 11.43% |  | 4.58% | 15% |  | 5% | 31.58% | 3.6% |  | 6%
V1995_2001
ACTIVITY TYPE | V1995_2001 | Office |  |  | Retail |  |  |  | School |  | Warehouse | Grocery |  | Restaurant | Lodging | Health |  | Other
V1995_2001 |  | 19.04% |  |  | 14.66% |  |  |  | 9.529% |  | 16.51% | 0.9356% |  | 0.8735% | 5.332% | 7.128% |  | 25.98%
| V1995_2001 | Large Off | Medium Off | Small Off | Big Box | Small Box | High End | Anchor | K-12 | University | Warehouse | Supermarket | MIniMart | Restaurant | Lodging | Hospital | OtherHealth | Other
INPUT VALUES | FloorA%TYP | 42% | 32% | 26% | 50% | 32% | 8% | 10% | 66% | 34% | 100% | 45% | 55% | 100% | 100% | 35% | 65% | 100%
| FloorA%REG | 7.999% | 6.094% | 4.952% | 7.329% | 4.691% | 1.173% | 1.466% | 6.289% | 3.24% | 16.51% | 0.421% | 0.5146% | 0.8735% | 5.332% | 2.495% | 4.633% | 25.98%
| ElecHt%TYP | 55% | 35% | 12% | 0.5% | 10% | 0.5% | 25% | 1.51% | 5% | 1.76% | 1% | 1% | 5% | 42.28% | 3% | 5% | 4.29%
| GasHt%TYP | 35% | 50% | 75% | 99% | 85% | 99% | 60% | 83.75% | 90% | 93.65% | 84.29% | 84.29% | 90% | 26.14% | 96% | 90% | 90%
| HtPmpHt%TYP | 10% | 15% | 13% | 0.5% | 5% | 0.5% | 15% | 14.74% | 5% | 4.58% | 15% | 15% | 5% | 31.58% | 1% | 5% | 6%
| CoolSat%TYP | 100% | 100% | 96% | 78.73% | 100% | 90.63% | 100% | 75% | 95% | 30% | 95% | 95% | 90% | 95% | 95% | 95% | 65%
| CoolSat%ACT | 98.96% |  |  | 88.61% |  |  |  | 81.8% |  | 30% | 95% |  | 92.5% | 95% | 95% |  | 65%
| PackRT%TYP | 20% | 60% | 95% | 95% | 90% | 90% | 30% | 20% | 50% | 35% | 75% | 95% | 75% | 30% | 20% | 60% | 50%
| PackRT%ACT | 52.3% |  |  | 86.5% |  |  |  | 30.2% |  | 35% | 86% |  | 90% | 30% | 46% |  | 50%
| BuiltUp%TYP | 80% | 40% | 5% | 5% | 8% | 2% | 50% | 75% | 50% | 5% | 10% | 1% | 5% | 50% | 80% | 40% | 30%
| BuiltUp%ACT | 47.7% |  |  | 10.22% |  |  |  | 66.5% |  | 5% | 5.05% |  | 5% | 50% | 54% |  | 30%
| VAV%TYP | 95% | 80% | 15% | 0% | 0% | 10% | 40% | 15% | 40% | 0% | 0% | 0% | 0% | 0% | 40% | 20% | 20%
| VAV%ACT | 69.4% |  |  | 4.8% |  |  |  | 23.5% |  | 0% | 0% |  | 0% | 0% | 27% |  | 20%
| LSYieldElecHt&AC | 93% | 93% | 71.24% | 83.98% | 71.62% | 80.15% | 73.02% | 59.5% | 71.05% | 61% | 85.6% | 73.95% | 42.85% | 69.5% | 28.95% | 92.45% | 89.15%
| LSYieldHtPmpHt&AC | 102% | 102% | 95.5% | 102.5% | 92.5% | 97.5% | 96.5% | 86% | 95.5% | 80.5% | 97% | 94.5% | 72.5% | 90% | 65% | 102% | 102%
| LSYieldGasHt&AC | 109.3% | 109.3% | 113.9% | 113.9% | 107% | 108.3% | 112% | 103% | 113.7% | 96.36% | 105.5% | 109.3% | 96.34% | 105.8% | 94.23% | 108.8% | 105.5%
| LSYieldElecHt | 82% | 82% | 53% | 67% | 61% | 69% | 57% | 52% | 53% | 61% | 78% | 61% | 41% | 60% | 28% | 82% | 82%
| LSYieldGasHt | 98.32% | 98.32% | 95.61% | 96.92% | 96.36% | 97.11% | 95.99% | 95.52% | 95.61% | 96.36% | 97.95% | 96.36% | 94.49% | 96.27% | 93.28% | 98.32% | 98.32%
| LSYieldThermsGasHt | -0.0081888 | -0.0081888 | -0.021382 | -0.015013 | -0.017742 | -0.014103 | -0.019562 | -0.021837 | -0.021382 | -0.017742 | -0.010009 | -0.017742 | -0.026841 | -0.018197 | -0.032755 | -0.0081888 | -0.0081888
| LSYieldThermsGasHt&AC | -0.0081888 | -0.0081888 | -0.021382 | -0.015013 | -0.017742 | -0.014103 | -0.019562 | -0.021837 | -0.021382 | -0.017742 | -0.010009 | -0.017742 | -0.026841 | -0.018197 | -0.032755 | -0.0081888 | -0.0081888
| LPDAdjust | 90% | 90% | 90% | 90% | 90% | 90% | 90% | 90% | 90% | 90% | 90% | 90% | 90% | 90% | 90% | 90% | 90%
| Chiller%TYP | 50% | 30% | 0% | 5% | 0% | 0% | 20% | 10% | 30% | 0% | 0% | 0% | 0% | 20% | 70% | 20% | 20%
| HOURSLght | 4200 | 3600 | 3000 | 4800 | 3900 | 3400 | 4000 | 2400 | 3000 | 3500 | 6500 | 6500 | 5000 | 3600 | 5900 | 3600 | 4000
8.58% | UnCondArea%TYP | 12% | 7% | 5% | 3% | 13% | 10% | 12% | 1% | 10% | 31% | 4% | 4% | 13% | 5% | 12% | 3% | 15%
| RTEcono%TYP | 100% | 100% | 90% | 100% | 90% | 90% | 100% | 100% | 100% | 80% | 100% | 100% | 100% | 100% | 100% | 100% | 70%
0
0
0
0
0
0
Note on A10: Charlie Grist: Calculated by floor area weighted shares
Note on A94: Staff member: Calculated values based on V2 and V3 stock characteristics.
Note on A98: Charlie Grist: Generally the average of the 1987 to 2001 period.
Note on B27: Charlie Grist: These are weighted for fraction of cooled floor area.
Note on B28: Charlie Grist: These are weighted for fraction of cooled floor area.
Note on B29: Charlie Grist: These are weighted for fraction of cooled floor area.
Note on B55: Charlie Grist: From CBSA and PNNonRes.
Note on B57: Staff member: Updatedwith CBSA on 6 Nov 2003 Revert to data from CBSA post data on 10 NOV 2003
Note on B58: Staff member: Updatedwith CBSA on 6 Nov 2003 Revert to data from CBSA post data on 10 NOV 2003
Note on B59: Staff member: Updatedwith CBSA on 6 Nov 2003 Revert to data from CBSA post data on 10 NOV 2003
Note on B60: Charlie Grist: Includes derate for uncooled area
Note on B62: Charlie Grist: From PNNonRes Table 7B plus assume half unitary converted to Package Roof Top. Verify with CBSA when available.
Note on B63: Charlie Grist: From PNNonRes Table 7B plus assume half unitary converted to Package Roof Top. Verify with CBSA when available.
Note on B65: Charlie Grist: From PNNonRes Table 7B
Note on B66: Staff member: Updated 6 November 2003 with CBSA
Note on B68: Charlie Grist: These are weighted for fraction of cooled floor area.
Note on B69: Charlie Grist: These are weighted for fraction of cooled floor area.
Note on B70: Charlie Grist: These are weighted for fraction of cooled floor area.
Note on B78: Charlie Grist: Use same values for all vintages. Few time trends in the data except for cooling fraction.
Note on B79: Charlie Grist: Actual saturation is around 40% per CBSA but very small sample sizes. However, new code requires economizers on equipment replacement. For package units assume Pre 87 stock in 2025 has same percent penetration of economizers on RT units at 90% of as 95-01 stock estimate due to replace on burnout of roof tope equipment with new units required bay codde to have economizers. This uderstates the potential beause the fraction with no economizer has much greater potential.
Note on B97: Charlie Grist: Initial estimates from draft CBSA estimates. All these need to updated with CBSA final. 6-22-2003
Note on B100: Staff member: Calculated Value. Use average of V2 and V3. Relative weights by floor area are close to 50/50. Some differences by type but probably less than the error in the raw CBSA data. Update with actual weights later.
Note on B101: Staff member: Calculated Value. Use average of V2 and V3. Relative weights by floor area are close to 50/50. Some differences by type but probably less than the error in the raw CBSA data. Update with actual weights later.
Note on B102: Staff member: Calculated Value. Use average of V2 and V3. Relative weights by floor area are close to 50/50. Some differences by type but probably less than the error in the raw CBSA data. Update with actual weights later.
Note on B103: Charlie Grist: Includes derate for uncooled area
Note on B104: Staff member: Calculated Value. Use average of V2 and V3. Relative weights by floor area are close to 50/50. Some differences by type but probably less than the error in the raw CBSA data. Update with actual weights later.
Note on B105: Staff member: Calculated Value. Use average of V2 and V3. Relative weights by floor area are close to 50/50. Some differences by type but probably less than the error in the raw CBSA data. Update with actual weights later.
Note on B106: Staff member: Calculated Value. Use average of V2 and V3. Relative weights by floor area are close to 50/50. Some differences by type but probably less than the error in the raw CBSA data. Update with actual weights later.
Note on B107: Staff member: Calculated Value. Use average of V2 and V3. Relative weights by floor area are close to 50/50. Some differences by type but probably less than the error in the raw CBSA data. Update with actual weights later.
Note on B108: Staff member: Calculated Value. Use average of V2 and V3. Relative weights by floor area are close to 50/50. Some differences by type but probably less than the error in the raw CBSA data. Update with actual weights later.
Note on B109: Staff member: Calculated Value. Use average of V2 and V3. Relative weights by floor area are close to 50/50. Some differences by type but probably less than the error in the raw CBSA data. Update with actual weights later.
Note on B110: Staff member: Calculated Value. Use average of V2 and V3. Relative weights by floor area are close to 50/50. Some differences by type but probably less than the error in the raw CBSA data. Update with actual weights later.
Note on B111: Charlie Grist: These are weighted for fraction of cooled floor area.
Note on B112: Charlie Grist: These are weighted for fraction of cooled floor area.
Note on B113: Charlie Grist: These are weighted for fraction of cooled floor area.
Note on B119: Staff member: Calculated Value. Use average of V2 and V3. Relative weights by floor area are close to 50/50. Some differences by type but probably less than the error in the raw CBSA data. Update with actual weights later.
Note on B137: Charlie Grist: Assume characteristcs are the same as V1987-2001 unless otherwise noted.
Note on B154: Charlie Grist: These are weighted for fraction of cooled floor area.
Note on B155: Charlie Grist: These are weighted for fraction of cooled floor area.
Note on B156: Charlie Grist: These are weighted for fraction of cooled floor area.
Note on B186: Staff member: Revert to Data from PostData on 10NOV for Office.
Note on B187: Staff member: Revert to Data from PostData on 10NOV for Office.
Note on B188: Staff member: Revert to Data from PostData on 10NOV for Office.
Note on B195: Staff member: Updated 6 November 2003 with CBSA
Note on B197: Charlie Grist: These are weighted for fraction of cooled floor area.
Note on B198: Charlie Grist: These are weighted for fraction of cooled floor area.
Note on B199: Charlie Grist: These are weighted for fraction of cooled floor area.
Note on B207: Charlie Grist: Use same values for all vintages. Few time trends in the data except for cooling fraction.
Note on B229: Staff member: Updated 3-16-2004 with CBSA from combination of primary and secondary heat data. Some electric duct heat systems as coded primary gas with secondary electric.
Note on B230: Staff member: Updated 3-16-2004 with CBSA from combination of primary and secondary heat data. Some electric duct heat systems as coded primary gas with secondary electric.
Note on B231: Staff member: Updated 3-16-2004 with CBSA from combination of primary and secondary heat data. Some electric duct heat systems as coded primary gas with secondary electric.
Note on B234: Charlie Grist: Updated 19 March 2004 with CBSA
Note on B238: Staff member: Updated 6 November 2003 with CBSA
Note on B240: Charlie Grist: These are weighted for fraction of cooled floor area.
Note on B241: Charlie Grist: These are weighted for fraction of cooled floor area.
Note on B242: Charlie Grist: These are weighted for fraction of cooled floor area.
Note on B250: Charlie Grist: Use same values for all vintages. Few time trends in the data except for cooling fraction.
Note on C98: Charlie Grist: From FW Dodge Data at Xenergy on June 20, 2003
Note on C137: Charlie Grist: temp calc for comparison to coml code estimate of Baylon & Kennedy
Note on C184: Charlie Grist: From FW Dodge Data at Xenergy on June 20, 2003
Note on D98: Charlie Grist: From FW Dodge Data at Xenergy on June 20, 2003
Note on D184: Charlie Grist: From FW Dodge Data at Xenergy on June 20, 2003
Note on E98: Charlie Grist: From FW Dodge Data at Xenergy on June 20, 2003
Note on E184: Charlie Grist: From FW Dodge Data at Xenergy on June 20, 2003
Note on F98: Charlie Grist: From FW Dodge Data at Xenergy on June 20, 2003
Note on F184: Charlie Grist: From FW Dodge Data at Xenergy on June 20, 2003
Note on G55: Charlie Grist: Small Box and High End are 60% per PNNonRes. Split based on CBSA estimates of <20Ksf AND ILPD >2
Note on G98: Charlie Grist: From FW Dodge Data at Xenergy on June 20, 2003 and CBSA. Used CBSA data for <20Ksf AND ILPD < 2 w/sf.
Note on G184: Charlie Grist: From FW Dodge Data at Xenergy on June 20, 2003 and CBSA. Used CBSA data for <20Ksf AND ILPD < 2 w/sf.
Note on H55: Charlie Grist: Small Box and High End are 60% per PNNonRes. Split based on CBSA estimates of <20Ksf AND ILPD >2
Note on H98: Charlie Grist: From FW Dodge Data at Xenergy on June 20, 2003 and CBSA. Used CBSA data for <20Ksf AND ILPD > 2 w/sf.
Note on H184: Charlie Grist: From FW Dodge Data at Xenergy on June 20, 2003 and CBSA. Used CBSA data for <20Ksf AND ILPD > 2 w/sf.
Note on I98: Charlie Grist: From FW Dodge Data at Xenergy on June 20, 2003
Note on I184: Charlie Grist: From FW Dodge Data at Xenergy on June 20, 2003
Note on J184: Charlie Grist: Check Dodge Data at Xenergy
Note on K184: Charlie Grist: Check Dodge Data at Xenergy
Note on Q98: Charlie Grist: Check Dodge Data at Xenergy
Note on Q184: Charlie Grist: Check Dodge Data at Xenergy
Note on R98: Charlie Grist: Check Dodge Data at Xenergy
Note on R184: Charlie Grist: Check Dodge Data at Xenergy

## FLOOR
'file:///tmp/in/input.xls'#$FLOOR
Floor area adjustment to 4th Plan forecast from FWDodge data.
Based on Data from Xenergy in Weights-cg2
ALL VINTAGES TOTAL SQFT
V1 to 2001
|  |  | VINTAGE | DGR_GRO | HOS_OHE | HTM | OFF | OTH | RES | UNI_SCH | VAC | WAR | TOTAL |  |  | STOCK_PCT_2002
|  | PRE1987 | 1987 | 388873700.8618 | 114447636.0301 | 94527156.62 | 299714156.9436 | 310752793.1781 | 30545110.1155 | 211087291.6123 | 28709040.7793 | 155299511.177 | 1633956397.3177 |  | PRE1987 | 69.57%
|  | V1987_1994 | 1988-1995 | 68454000 | 23371600 | 15621100 | 46026400 | 61296570.41 | 3529700 | 45927676 | 0 | 50676247.1 | 314903293.51 |  | V1987_1994 | 13.41%
|  | V1995_2001 | 1996-2001 | 62323100 | 28489400 | 21308100 | 76112200 | 103849777.6 | 3491100 | 38084800 | 0 | 66000613 | 399659090.6 |  | V1995_2001 | 17.02%
|  | V1987_2001 |  | 130777100 | 51861000 | 36929200 | 122138600 | 165146348.01 | 7020800 | 84012476 | 0 | 116676860.1 | 714562384.11 |  | V1987_2001 | 30.43%
|  | PRE2002 | TOT | 519650800.8618 | 166308636.0301 | 131456356.62 | 421852756.9436 | 475899141.1881 | 37565910.1155 | 295099767.6123 | 28709040.7793 | 271976371.277 | 2348518781.4277 |  | PRE2002 | 100%
DGR
|  |  | Retail | Grocery
|  |  | 88% | 12% | PNNonRes
|  |  | 94% | 6% | CBSA
|  | PRE1987 | 342208856.7584 | 46664844.1034 | 388873700.8618
|  | V1987_1994 | 64346760 | 4107240 | 68454000
|  | V1995_2001 | 58583714 | 3739386 | 62323100
|  | V1987_2001 | 122930474 | 7846626 | 130777100
|  | PRE2002 | 465139330.7584 | 54511470.1034 | 519650800.8618
|  |  | 89.51% | 10.49% | 0
|  |  | ACTTYPE | Office |  |  | Retail |  |  |  | School |  | Warehouse | Grocery |  | Restaurant | Lodging | Health |  | Other | Vacant
|  |  | PRE1987 | 18.34% |  |  | 20.94% |  |  |  | 12.92% |  | 9.505% | 2.856% |  | 1.869% | 5.785% | 7.004% |  | 19.02%
|  |  | V1987_1994 | 14.62% |  |  | 20.43% |  |  |  | 14.58% |  | 16.09% | 1.304% |  | 1.121% | 4.961% | 7.422% |  | 19.47%
|  |  | V1995_2001 | 19.04% |  |  | 14.66% |  |  |  | 9.529% |  | 16.51% | 0.9356% |  | 0.8735% | 5.332% | 7.128% |  | 25.98%
|  |  | V1987_2001 | 17.09% |  |  | 17.2% |  |  |  | 11.76% |  | 16.33% | 1.098% |  | 0.9825% | 5.168% | 7.258% |  | 23.11%
|  |  | PRE2002 | 17.96% |  |  | 19.81% |  |  |  | 12.57% |  | 11.58% | 2.321% |  | 1.6% | 5.597% | 7.081% |  | 20.26%
|  |  | STOCK_PCT_2002 | Office |  |  | Retail |  |  |  | School |  | Warehouse | Grocery |  | Restaurant | Lodging | Health |  | Other | Vacant
|  |  | PRE1987 | 71.05% |  |  | 73.57% |  |  |  | 71.53% |  | 57.1% | 85.61% |  | 81.31% | 71.91% | 68.82% |  | 65.3%
|  |  | V1987_1994 | 10.91% |  |  | 13.83% |  |  |  | 15.56% |  | 18.63% | 7.535% |  | 9.396% | 11.88% | 14.05% |  | 12.88%
|  |  | V1995_2001 | 18.04% |  |  | 12.59% |  |  |  | 12.91% |  | 24.27% | 6.86% |  | 9.293% | 16.21% | 17.13% |  | 21.82%
|  |  | V1987_2001 | 28.95% |  |  | 26.43% |  |  |  | 28.47% |  | 42.9% | 14.39% |  | 18.69% | 28.09% | 31.18% |  | 34.7%
|  |  | PRE2002 | 100% |  |  | 100% |  |  |  | 100% |  | 100% | 100% |  | 100% | 100% | 100% |  | 100%
BELOW THIS LINE DATA ARE NO LONGER USED AS OF 10-2003 VERSIONS
Stock | End Use | Variable Name | ACTTYPE | Office |  |  | Retail |  |  |  | School |  | Warehouse | Grocery |  | Restaurant | Lodging | Health |  | Other | Vacant
PRE2002 |  |  | sf | 421852756.9436 |  |  | 465139330.7584 |  |  |  | 295099767.6123 |  | 271976371.277 | 54511470.1034 |  | 37565910.1155 | 131456356.62 | 166308636.0301 |  | 475899141.1881 | 28709040.7793 | 2348518781.4277
|  |  | % of region 2002 | 17.96% |  |  | 19.81% |  |  |  | 12.57% |  | 11.58% | 2.321% |  | 1.6% | 5.597% | 7.081% |  | 20.26% | 1.222%
|  | PRE2002 | BLDGTYPE | Large Off | Medium Off | Small Off | Big Box | Small Box | High End | Anchor | K-12 | University | Warehouse | Supermarket | MIniMart | Restaurant | Lodging | Hospital | OtherHealth | Other | Vacant
|  |  | sf | 213143856.7496 | 96030041.8193 | 112678858.3748 | 110741394.4828 | 204537509.681 | 51134377.4203 | 98726049.1743 | 194765846.6241 | 100333920.9882 | 271976371.277 | 38807685.9517 | 15703784.1517 | 37565910.1155 | 131456356.62 | 58208022.6105 | 108100613.4196 | 475899141.1881 | 28709040.7793 | 2348518781.4277
|  | FloorA%TYP | % of type | 50.53% | 22.76% | 26.71% | 23.81% | 43.97% | 10.99% | 21.23% | 66% | 34% | 100% | 71.19% | 28.81% | 100% | 100% | 35% | 65% | 100% | #N/A
|  | FloorA%REG | % of region | 9.076% | 4.089% | 4.798% | 4.715% | 8.709% | 2.177% | 4.204% | 8.293% | 4.272% | 11.58% | 1.652% | 0.6687% | 1.6% | 5.597% | 2.478% | 4.603% | 20.26% | 1.222% | 100%
Stock | End Use | Variable Name | ACTTYPE | Office |  |  | Retail |  |  |  | School |  | Warehouse | Grocery |  | Restaurant | Lodging | Health |  | Other | Vacant
POST2002 |  |  | sf | 0 |  |  | 0 |  |  |  | 0 |  | 0 | 0 |  | 0 | 0 | 0 |  | 0 | 0 | 0
|  |  | % of region 2002 | 0% |  |  | 0% |  |  |  | 0% |  | 0% | 0% |  | 0% | 0% | 0% |  | 0% | 0%
|  | POST2002 | BLDGTYPE | Large Off | Medium Off | Small Off | Big Box | Small Box | High End | Anchor | K-12 | University | Warehouse | Supermarket | MIniMart | Restaurant | Lodging | Hospital | OtherHealth | Other | Vacant
|  |  | sf | 41302764.3106 | 0 | 0 | 32857305.5633 | 0 | 0 | 0 | 61445968.712 | 0 | 13027668.1842 | 8361723.4567 | 0 | 3247572.9295 | 27421795.9909 | 7068117.0313 | 0 | 42830922.7069 | 2583813.6701 | 240147652.5556
|  | FloorA%TYP | % of type | 50.53% | 22.76% | 26.71% | 23.81% | 43.97% | 10.99% | 21.23% | 66% | 34% | 100% | 71.19% | 28.81% | 100% | 100% | 35% | 65% | 100% | #N/A
|  | FloorA%REG | % of region | 1.759% | 0% | 0% | 1.399% | 0% | 0% | 0% | 2.616% | 0% | 0.5547% | 0.356% | 0% | 0.1383% | 1.168% | 0.301% | 0% | 1.824% | 0.11% | 10.23%
0
0
0
0
0
0
0
0
0
0
0
0
0
0
0
0
0
0
0
Stock | End Use | Variable Name | ACTTYPE | Office |  |  | Retail |  |  |  | School |  | Warehouse | Grocery |  | Restaurant | Lodging | Health |  | Other | Vacant
V1987-2002 |  |  | sf | 122138600 |  |  | 122930474 |  |  |  | 84012476 |  | 116676860.1 | 7846626 |  | 7020800 | 36929200 | 51861000 |  | 165146348.01 | 0 | 714562384.11
|  |  | % of region 2002 | 5.201% |  |  | 5.234% |  |  |  | 3.577% |  | 4.968% | 0.3341% |  | 0.2989% | 1.572% | 2.208% |  | 7.032% | 0%
|  | V1987-2002 | BLDGTYPE | Large Off | Medium Off | Small Off | Big Box | Small Box | High End | Anchor | K-12 | University | Warehouse | Supermarket | MIniMart | Restaurant | Lodging | Hospital | OtherHealth | Other | Vacant
|  |  | sf | #VALUE! | 0 | 0 | #VALUE! | 0 | 0 | 0 | #VALUE! | 0 | #VALUE! | #VALUE! | 0 | #VALUE! | #VALUE! | #VALUE! | 0 | #VALUE! | #VALUE! | #VALUE!
|  | FloorA%TYP | % of type | 50.53% | 22.76% | 26.71% | 23.81% | 43.97% | 10.99% | 21.23% | 66% | 34% | 100% | 71.19% | 28.81% | 100% | 100% | 35% | 65% | 100% | #N/A
|  | FloorA%REG | % of region | #VALUE! | 0% | 0% | #VALUE! | 0% | 0% | 0% | #VALUE! | 0% | #VALUE! | #VALUE! | 0% | #VALUE! | #VALUE! | #VALUE! | 0% | #VALUE! | #VALUE! | #VALUE!
0
0
0
0
0
0
0
0
0
0
0
0
0
0
0
0
0
0
0
Stock | End Use | Variable Name | ACTTYPE | Office |  |  | Retail |  |  |  | School |  | Warehouse | Grocery |  | Restaurant | Lodging | Health |  | Other | Vacant
V1987_1994 |  |  | sf | 46026400 |  |  | 64346760 |  |  |  | 0 |  | 50676247.1 | 4107240 |  | 3529700 | 15621100 | 23371600 |  | 61296570.41 | 0 | 268975617.51
|  |  | % of region 2002 | 1.96% |  |  | 2.74% |  |  |  | 0% |  | 2.158% | 0.1749% |  | 0.1503% | 0.6651% | 0.9952% |  | 2.61% | 0%
|  | V1987_1994 | BLDGTYPE | Large Off | Medium Off | Small Off | Big Box | Small Box | High End | Anchor | K-12 | University | Warehouse | Supermarket | MIniMart | Restaurant | Lodging | Hospital | OtherHealth | Other | Vacant
|  | PRE2002 | sf | -3454467.8561 | -3454467.8561 | -9019999.4019 | -6983043.7448 | -8252688.062 | -6559828.9724 | -9099117.6069 | -6444034.6054 | -6309783.8845 | -4825513.5697 | -545579.8656 | -72872.295 | -1008309.0978 | -2392155.1402 | -5447472.6349 | -1361868.1587 | -3897042.8874 | -235092.5931 | -79363338.2324
|  | 0 | % of type | 0% | 0% | 0% | 0% | 0% | 0% | 0% | 0% | 0% | 0% | 0% | 0% | 0% | 0% | 0% | 0% | 0% | #N/A
|  | FloorA%TYP | % of region | -0.1471% | -0.1471% | -0.3841% | -0.2973% | -0.3514% | -0.2793% | -0.3874% | -0.2744% | -0.2687% | -0.2055% | -0.02323% | -0.003103% | -0.04293% | -0.1019% | -0.232% | -0.05799% | -0.1659% | -0.01001% | -3.379%
FloorA%REG
0
0
0
0
0
0
0
0
0
0
0
0
0
0
0
0
0
0
0
Stock | End Use | Variable Name | ACTTYPE | Office |  |  | Retail |  |  |  | School |  | Warehouse | Grocery |  | Restaurant | Lodging | Health |  | Other | Vacant
V1996-2001 |  |  | sf | 76112200 |  |  | 58583714 |  |  |  | 38084800 |  | 66000613 | 3739386 |  | 3491100 | 21308100 | 28489400 |  | 103849777.6 | 0 | 399659090.6
|  |  | % of region 2002 | 3.241% |  |  | 2.494% |  |  |  | 1.622% |  | 2.81% | 0.1592% |  | 0.1487% | 0.9073% | 1.213% |  | 4.422% | 0%
|  | V1996-2001 | BLDGTYPE | Large Off | Medium Off | Small Off | Big Box | Small Box | High End | Anchor | K-12 | University | Warehouse | Supermarket | MIniMart | Restaurant | Lodging | Hospital | OtherHealth | Other | Vacant
|  | PRE2002 | sf | 417465488.2714 | 0 | 0 | 413564681.7639 | 0 | 0 | 0 | 241391609.9069 | 0 | 81592911.3831 | 50286831.1704 | 0 | 34748466.8569 | 124883538.789 | 157993204.2286 | 0 | 309334441.7722 | 18660876.5065 | 1849922050.6489
|  | 0 | % of type | 0% | 0% | 0% | 0% | 0% | 0% | 0% | 0% | 0% | 0% | 0% | 0% | 0% | 0% | 0% | 0% | 0% | #N/A
|  | FloorA%TYP | % of region | 17.78% | 0% | 0% | 17.61% | 0% | 0% | 0% | 10.28% | 0% | 3.474% | 2.141% | 0% | 1.48% | 5.318% | 6.727% | 0% | 13.17% | 0.7946% | 78.77%
FloorA%REG
0
0
0
0
0
0
0
0
0
0
0
0
0
0
0
0
0
0
0

## VARS
VARS | Variable Names used in Characteristics data
Variable Name | Definition
FloorA%ACT | Floor Area of Activity Type as percent of Region
FloorA%TYP | Floor Area of Building Type as percent of Activity Type
FloorA%REG | Floor Area of Buiding Type as percent of Region
ElecHt%TYP | Floor Area of Electric Space Heat as percent for Building Type
GasHt%TYP | Floor Area of Fossil Fuel Space Heat as percent for Building Type, includes gas, oil, steam, propane
HtPmpHt%TYP | Floor Area of HEat Pump Space Heat as percent for Building Type
CoolSat%TYP | Cooling Saturation as percent of Floor Area in Building Type
CoolSat%ACT | Cooling Saturation as percent of Floor Area in Activity Type
PackRT%TYP | Package Roof Top Units as percentage of Building Type
PackRT%ACT | Package Roof Top Units as percentage of Activity Type
BuiltUp%TYP | Built-Up Systems as percentage of Building Type
BuiltUp%ACT | Built-Up Systems as percentage of Activity Type
VAV%TYP | VAV System as percentage of Building Type
VAV%ACT | VAV System as percentage of Activity Type
LSYieldElecHt&AC | Lighting savings yield for electric heat buildings with cooling weighted for cooling saturation
LSYieldHtPmpHt&AC | Lighting savings yield for heat pump heat buildings with cooling weighted for cooling saturation
LSYieldGasHt&AC | Lighting savings yield for gas or fossil heat buildings with cooling weighted for cooling saturation
LSYieldElecHt | Lighting savings yield for electric heat buildings with NO cooling
LSYieldGasHt | Lighting savings yield for gas or fossil heat buildings with NO cooling
LSYieldThermsGasHt | Lighting savings yield IN THERMS for gas or fossil heat buildings with NO cooling
LSYieldThermsGasHt&AC | Lighting savings yield IN THERMS for gas or fossil heat buildings with cooling
LPDAdjust | Adjustment to LPD to reflect fraction of lights actually on during operating Hours (Effective on-hours LPD)
Chiller%TYP | Chiller system as percentage of Building Type
HOURSLght | Annaul hours of lighting system operation by Building Type
UnCondArea%TYP | Floor area not thermally conditioned by Building Type
RTEcono%TYP | Fraction of package roof-top units with economizers
Note on A12: Charlie Grist: Includes derate for uncooled area

## Labels
Labels | Map to building occupancy codes for various sources
| Ecotope Building Type | NPPC BUILDTYPE | NPPC to Ecotope | NPPC Ten | VCohort
| Assembly | Large Off | Office - Large | Large Off | New | Apples to new floor area in year
| College | Medium Off | Office - Large | Medium Off | Retrofit | Applies to existing floor area in year taking account of demolition, NR, and baseline measure penetration.
| Grocery | Small Off | Office - Small | Small Off | NR | Applies at natural replacement of system or component. Replace on Burn Out
| Hospital | Big Box | Retail - Large | Big Box
| Hotel | Small Box | Retail - Small | Small Box
| Lab | High End | Retail - Small | High End
| Laundry | Anchor | Retail - Large | Anchor
| Motel | K-12 | School - Primary | K-13
| Office - Large | University | College | University
| Office - Small | Warehouse | Warehouse | Warehouse
| Rest-Fast Food | Supermarket | Grocery | Supermarket
| Rest-Full Serve | MIniMart | Grocery | MIniMart
| Retail - Large | Restaurant | Rest-Fast Food | Restaurant
| Retail - Small | Lodging | Motel | Lodging
| Retirement | Hospital | Hospital | Hospital
| School - Primary | OtherHealth | Skilled Nursing | OtherHealth
| School - Secondary | Other | Other | Other
Workshop
Skilled Nursing
Warehouse
Other

## Lookup
Lookup | Look up table for vintage cohort group
|  | STOCK NAME | LINK | Use this Syntax for lookup
|  | PRE2002 | HVACMeasureMatrix.xls!PRE2002 | INDIRECT(VLOOKUP(I42,VSTOCK,2,FALSE)
|  | PRE1987 | HVACMeasureMatrix.xls!PRE1987
|  | POST2002 | HVACMeasureMatrix.xls!POST2002
|  | V1987_2001 | HVACMeasureMatrix.xls!V1987_2001
|  | V1987_1994 | HVACMeasureMatrix.xls!V1987_1994
|  | V1995_2001 | HVACMeasureMatrix.xls!V1995_2001

## Tally
'file:///tmp/in/input.xls'#$Tally
Tallies up savings from measures by cost bin for Lost Opportunity and for 2025
This section no longer used |  |  | Annual Lost Opportunity | Measures with B/C>1.00 | Measures with B/C>1.00 | Categories with B/C>1.00 | % of Measures with B/C >1.00 | Block 1: x <=10 m/kWh | Block 2: 10< x <=20 m/kWh | Block 3: 20< x <=30 m/kWh | Block 4: 30< x <=40 m/kWh | Block 5: 40< x <=50 m/kWh | Block 6: 50< x <=60 m/kWh | Block 7: 60m/kWh < x | [10 empty] | New and NR |  |  |  |  | Retro
Base Measure Name | VCohort | New/Retro | Measure Index Name | Annual Capital $Million | MWa with TRC BC Ratio >1.0 |  |  | <10 | <20 | <30 | <40 | <50 | <60 | <70 | <80 | <90 | <100 | >100 | [5 empty] | MWa with TRC BC Ratio >1.0 | HVAC | L | ENVL | R | M | HVAC | L | ENVL | R | M
ALL | New | New | Integrated Building Design-New | 22.956 | 8.9492 |  |  | 2.2837 | 2.0351 | 1.7776 | 1.3701 | 1.1795 | 0.73163 | 2.3797 | [9 empty] | Integrated Building Design-New | 3.682 | 4.9873 | 0 | 0 | 0 | 0 | 0 | 0 | 0 | 0
L | New | New | LPD Package-New | 0.50404 | 2.9719 | 0 | 3.0299 | 2.6232 | 0.32619 | 0 | 0.025363 | 0.17336 | 0.03379 | 0.0077806 | [9 empty] | LPD Package-New | 0 | 2.9719 | 0 | 0 | 0 | 0 | 0 | 0 | 0 | 0
L | NR | New | LPD Package-NR | 0.53837 | 2.2683 | 0 | 2.2549 | 2.0971 | 0.063266 | 0 | 0.010659 | 0.17366 | 0.0059942 | 0.026477 | [9 empty] | LPD Package-NR | 0 | 2.2683 | 0 | 0 | 0 | 0 | 0 | 0 | 0 | 0
L | Retro | Retro | LPD Package-Retro | [20 empty] | LPD Package-Retro | 0 | 0 | 0 | 0 | 0 | 0 | 0 | 0 | 0 | 0
L | New | New | Top Day Lighting-New | 5.5376 | 1.6192 | 0 | 1.5004 | -0.016682 | 0.36333 | 0.23725 | 0.57268 | 0.13815 | 0.25604 | 6.7192e-05 | [9 empty] | Top Day Lighting-New | 0 | 1.6192 | 0 | 0 | 0 | 0 | 0 | 0 | 0 | 0
L | New | New | Perimeter Day lighting Controls (Advanced)-New | 0.1966 | 0.027835 | 0 | 0.043858 | 0 | 0 | 0 | 0 | 0 | 0 | 0.19764 | [9 empty] | Perimeter Day lighting Controls (Advanced)-New | 0 | 0.027835 | 0 | 0 | 0 | 0 | 0 | 0 | 0 | 0
L | NR | New | Perimeter Day lighting Controls (Advanced)-NR | 0.10005 | 0.013902 | 0 | 0.015199 | 0 | 0 | 0 | 0 | 0 | 0 | 0.064711 | [9 empty] | Perimeter Day lighting Controls (Advanced)-NR | 0 | 0.013902 | 0 | 0 | 0 | 0 | 0 | 0 | 0 | 0
L | New | New | Lighting Controls: Sweep, Occup, Commission-New | [20 empty] | Lighting Controls: Sweep, Occup, Commission-New | 0 | 0 | 0 | 0 | 0 | 0 | 0 | 0 | 0 | 0
HVAC | New | New | ECM on VAV Boxes-New | 0.79226 | 0.25676 | 0 | 0.25463 | 0 | 0.10609 | 0 | 0.15067 | 0 | 0 | 0 | [9 empty] | ECM on VAV Boxes-New | 0.25676 | 0 | 0 | 0 | 0 | 0 | 0 | 0 | 0 | 0
HVAC | NR | New | ECM on VAV Boxes-NR | 0.51227 | 0.18921 | 0 | 0.1891 | 0 | 0.074583 | 0.11463 | 0 | 0 | 0 | 0 | [9 empty] | ECM on VAV Boxes-NR | 0.18921 | 0 | 0 | 0 | 0 | 0 | 0 | 0 | 0 | 0
HVAC | Retro | Retro | ECM on VAV Boxes-Retro | [20 empty] | ECM on VAV Boxes-Retro | 0 | 0 | 0 | 0 | 0 | 0 | 0 | 0 | 0 | 0
HVAC | New | New | Premium HVAC Equipment-New | 0.80151 | 0.21349 | 0 | 0.25686 | 0 | 0.07013 | 0 | 0 | 0.045275 | 0.098082 | 0.24249 | [9 empty] | Premium HVAC Equipment-New | 0.21349 | 0 | 0 | 0 | 0 | 0 | 0 | 0 | 0 | 0
HVAC | NR | New | Premium HVAC Equipment-NR | 1.1799 | 0.27226 | 0 | 0.29599 | 0 | 0.036946 | 0 | 0 | 0.16016 | 0.03119 | 0.19577 | [9 empty] | Premium HVAC Equipment-NR | 0.27226 | 0 | 0 | 0 | 0 | 0 | 0 | 0 | 0 | 0
ENVL | New | New | Glass-New | 1.1273 | 0.20506 | 0 | 0.20744 | -0.0021131 | 0.01871 | 0.12565 | 0.0090841 | 0.040612 | 0.018735 | 0.048839 | [9 empty] | Glass-New | 0 | 0 | 0.20506 | 0 | 0 | 0 | 0 | 0 | 0 | 0
ENVL | NR | New | Glass-NR | 0.46896 | 0.081423 | 0 | 0.079089 | 0.00020579 | 0.016567 | 0.036158 | 0.01269 | 0.012891 | 0.0044049 | 0.015866 | [9 empty] | Glass-NR | 0 | 0 | 0.081423 | 0 | 0 | 0 | 0 | 0 | 0 | 0
ENVL | Retro | Retro | Glass-Retro | [20 empty] | Glass-Retro | 0 | 0 | 0 | 0 | 0 | 0 | 0 | 0 | 0 | 0
HVAC | Retro | Retro | Package Roof Top Optimization & Repair-Retro | [20 empty] | Package Roof Top Optimization & Repair-Retro | 0 | 0 | 0 | 0 | 0 | 0 | 0 | 0 | 0 | 0
HVAC | New | New | Variable Speed Chiller-New | 0.23113 | 0.044718 | 0 | 0.044604 | 0 | 0.010206 | 0 | 0.034512 | 0 | 0 | 0 | [9 empty] | Variable Speed Chiller-New | 0.044718 | 0 | 0 | 0 | 0 | 0 | 0 | 0 | 0 | 0
HVAC | NR | New | Variable Speed Chiller-NR | 0.6017 | 0.12088 | 0 | 0.1206 | 0 | 0.034204 | 0 | 0.086679 | 0 | 0 | 0 | [9 empty] | Variable Speed Chiller-NR | 0.12088 | 0 | 0 | 0 | 0 | 0 | 0 | 0 | 0 | 0
HVAC | Retro | Retro | Variable Speed Chiller-Retro | [20 empty] | Variable Speed Chiller-Retro | 0 | 0 | 0 | 0 | 0 | 0 | 0 | 0 | 0 | 0
HVAC | New | New | Controls Commission-New | 1.63 | 0.50184 | 0 | 0.6789 | 0 | 0 | 0.14164 | 0.091466 | 0.26873 | 0.7064 | 2.7947 | [9 empty] | Controls Commission-New | 0.50184 | 0 | 0 | 0 | 0 | 0 | 0 | 0 | 0 | 0
HVAC | Retro | Retro | Built-Up HVAC Controls Optimization-Retro | [20 empty] | Built-Up HVAC Controls Optimization-Retro | 0 | 0 | 0 | 0 | 0 | 0 | 0 | 0 | 0 | 0
HVAC | Retro | Retro | Built-Up HVAC Control Retrofit-Retro | [20 empty] | Built-Up HVAC Control Retrofit-Retro | 0 | 0 | 0 | 0 | 0 | 0 | 0 | 0 | 0 | 0
HVAC | New | New | Evaporative Assist Cooling-New | [20 empty] | Evaporative Assist Cooling-New | 0 | 0 | 0 | 0 | 0 | 0 | 0 | 0 | 0 | 0
HVAC | NR | New | Evaporative Assist Cooling-NR | [20 empty] | Evaporative Assist Cooling-NR | 0 | 0 | 0 | 0 | 0 | 0 | 0 | 0 | 0 | 0
HVAC | New | New | Low Pressure Distribution-New | 11.1196 | 2.3961 | 0 | 2.3242 | -0.11333 | 0.92172 | 0.70874 | 0.54385 | 0.085924 | 0 | 0.13587 | [9 empty] | Low Pressure Distribution-New | 2.3961 | 0 | 0 | 0 | 0 | 0 | 0 | 0 | 0 | 0
HVAC | NR | New | Low Pressure Distribution-NR | [20 empty] | Low Pressure Distribution-NR | 0 | 0 | 0 | 0 | 0 | 0 | 0 | 0 | 0 | 0
HVAC | New | New | Air-side heat recovery systems-New | [20 empty] | Air-side heat recovery systems-New | 0 | 0 | 0 | 0 | 0 | 0 | 0 | 0 | 0 | 0
HVAC | Retro | Retro | Air-side heat recovery systems-Retro | [20 empty] | Air-side heat recovery systems-Retro | 0 | 0 | 0 | 0 | 0 | 0 | 0 | 0 | 0 | 0
HVAC | New | New | Demand Control Ventilation-New | [20 empty] | Demand Control Ventilation-New | 0 | 0 | 0 | 0 | 0 | 0 | 0 | 0 | 0 | 0
HVAC | Retro | Retro | Demand Control Ventilation (Parking)-Retro | [20 empty] | Demand Control Ventilation (Parking)-Retro | 0 | 0 | 0 | 0 | 0 | 0 | 0 | 0 | 0 | 0
HVAC | New | New | Efficienct fans, pumps and drives-New | [20 empty] | Efficienct fans, pumps and drives-New | 0 | 0 | 0 | 0 | 0 | 0 | 0 | 0 | 0 | 0
HVAC | NR | New | Efficienct fans, pumps and drives-NR | [20 empty] | Efficienct fans, pumps and drives-NR | 0 | 0 | 0 | 0 | 0 | 0 | 0 | 0 | 0 | 0
HVAC | Retro | Retro | Efficienct fans, pumps and drives-Retro | [20 empty] | Efficienct fans, pumps and drives-Retro | 0 | 0 | 0 | 0 | 0 | 0 | 0 | 0 | 0 | 0
HVAC | Retro | Retro | VSD, ASD-Retro | [20 empty] | VSD, ASD-Retro | 0 | 0 | 0 | 0 | 0 | 0 | 0 | 0 | 0 | 0
ENVL | NR | New | ReRoof-NR | 1.6269 | 0.66177 | 0 | 0.65076 | 0.14591 | 0.29468 | 0.17875 | 0.040716 | 0.008429 | 0.0032001 | 0.0064221 | [9 empty] | ReRoof-NR | 0 | 0 | 0.66177 | 0 | 0 | 0 | 0 | 0 | 0 | 0
R | Retro | Retro | Grocery Refrigeration Bundle-Retro | [20 empty] | Grocery Refrigeration Bundle-Retro | 0 | 0 | 0 | 0 | 0 | 0 | 0 | 0 | 0 | 0
R | New | New | Grocery Refrigeration Heat Recovery-New | [20 empty] | Grocery Refrigeration Heat Recovery-New | 0 | 0 | 0 | 0 | 0 | 0 | 0 | 0 | 0 | 0
W | Retro | Retro | Demand controlled circulating systems-Retro | [20 empty] | Demand controlled circulating systems-Retro | 0 | 0 | 0 | 0 | 0 | 0 | 0 | 0 | 0 | 0
M | Retro | Retro | Plug Load Sensor-Retro | [20 empty] | Plug Load Sensor-Retro | 0 | 0 | 0 | 0 | 0 | 0 | 0 | 0 | 0 | 0
M | New | New | Premium Fume Hood-New |  |  |  |  | <50: 0 | [5 empty] | Premium Fume Hood-New | 0 | 0 | 0 | 0 | 0 | 0 | 0 | 0 | 0 | 0
M | Retro | Retro | Pre-Rinse Spray Wash-Retro
[25 empty] | 7.6772 | 11.8884 | 0.94825 | 0 | 0 | 0 | 0 | 0 | 0 | 0
|  |  | Total from Buildings | 49.9244 | 20.7938 | 0 | 11.9464 | 7.0181 | 4.3717 | 3.3204 | 2.9484 | 2.2867 | 1.8895 | 6.1163
|  |  | Total from Stand Alone | 11.5463
|  |  |  | 61.4706 | [46 empty] | DATA FOR CHARTS APPEARS BELOW CATEGORIZED IN SEVERAL DIFFERENT WAYS. USE AUTO FILTER TO PARSE. NEW AND NR MEASURES COMBINED BY NAME.
|  | 85% | Achievable | 52.25
Technical Potential - Incremental
For Tally ChartNew (COMBINE NEW AND NR, PLOT ONLY NEW)
|  |  | Year 2025 | Measures with B/C>1.00 | Measures with B/C>1.00 | Categories with B/C>1.00 | % of Measures with B/C >1.00 | Block 1: x <=10 m/kWh | Block 2: 10< x <=20 m/kWh | Block 3: 20< x <=30 m/kWh | Block 4: 30< x <=40 m/kWh | Block 5: 40< x <=50 m/kWh | Block 6: 50< x <=60 m/kWh | Block 7: 60m/kWh < x | [5 empty] | Measures with B/C>1.00 | Measures with B/C>1.00 | Measures with B/C>1.00 |  |  | New and NR |  |  |  |  | Retro | [20 empty] | 0 | Year 2025 | Measures with B/C>1.00 | Categories with B/C>1.00 | % of Measures with B/C >1.00 | Block 1: x <=10 m/kWh | Block 2: 10< x <=20 m/kWh | Block 3: 20< x <=30 m/kWh | Block 4: 30< x <=40 m/kWh | Block 5: 40< x <=50 m/kWh | Block 6: 50< x <=60 m/kWh | Block 7: 60m/kWh < x
End Use | VCohort | Flag New/Retro | Measure Index Name | 2025 Capital $Million | MWa with TRC BC Ratio >1.0 |  |  | <1 | <2 | <3 | <4 | <5 | <6 | <7 | <8 | <9 | <10 | >10 |  | Levelized Cost of B/C>1 | Power System B/C Ratio | PV Benefits per kWh | Achievable MWa with TRC BC Ratio >1.0 |  | HVAC | L | ENVL | R | M | HVAC | L | ENVL | R | M | lvl cost | lvl cost light | lvl cost hvac | B/C | B/C Light | B/C HVAC | [10 empty] | Flag New/Retro | Measure Index Name | MWa with TRC BC Ratio >1.0 | Categories with B/C>1.00 | % of Measures with B/C >1.00 | <1 | <2 | <3 | <4 | <5 | <6 | <7 | <8 | <9 | <10 | >10
ALL | New | New | Integrated Building Design-New | 531.1967 | 178.9843 |  |  | 45.6744 | 40.7019 | 35.5513 | 27.4011 | 23.5903 | 14.6326 | 47.5946 | [5 empty] | 22.6518 | 4.7958 |  | 152.1366 | Integrated Building Design-New | 73.6398 | 99.7459 | 5.5985 | 0 | 0 | 0 | 0 | 0 | 0 | 0 | 22.6518 | 16.0873 | 30.9152 | 4.7958 | 7.4431 | 1.4634 | [10 empty] | New | Integrated Building Design-New | 178.9843 | 0 | 0 | 45.6744 | 40.7019 | 35.5513 | 27.4011 | 23.5903 | 14.6326 | 47.5946
L | New | New | LPD Package-New | 12.0969 | 71.3259 | 0 | 72.7178 | 62.9572 | 7.8284 | 0 | 0.6087 | 4.1606 | 0.81096 | 0.18673 |  |  |  |  | 11.43 | 3.3117 | 11.9424 | 0.5375 | 60.627 | LPD Package-New | 0 | 71.3259 | 0 | 0 | 0 | 0 | 0 | 0 | 0 | 0 | 3.3117 |  |  | 11.9424 | [12 empty] | New | LPD Package-New | 71.3259 | 0 | 72.7178 | 62.9572 | 7.8284 | 0 | 0.6087 | 4.1606 | 0.81096 | 0.18673
L | NR | New | LPD Package-NR | 11.3057 | 47.6347 | 0 | 47.3523 | 44.04 | 1.3286 | 0 | 0.22384 | 3.6469 | 0.12588 | 0.55601 |  |  |  |  | 9.3379 | 3.2468 | 12.2164 | 0.53906 | 40.4895 | LPD Package-NR | 0 | 47.6347 | 0 | 0 | 0 | 0 | 0 | 0 | 0 | 0 | 3.2468 |  |  | 12.2164 | [12 empty] | New | LPD Package-NR | 47.6347 | 0 | 47.3523 | 44.04 | 1.3286 | 0 | 0.22384 | 3.6469 | 0.12588 | 0.55601
L | Retro | Retro | LPD Package-Retro | 358.9221 | 134.0236 | 0 | 140.4686 | 45.4763 | 30.651 | 26.9607 | 24.1504 | 23.6778 | 6.1642 | 25.4812 | [5 empty] | 18.3514 | 2.1808 | 0.54389 | 113.92 | LPD Package-Retro | 0 | 0 | 0 | 0 | 0 | 0 | 134.0236 | 0 | 0 | 0 | 18.3514 |  |  | 2.1808 | [12 empty] | Retro | LPD Package-Retro | 134.0236 | 0 | 140.4686 | 45.4763 | 30.651 | 26.9607 | 24.1504 | 23.6778 | 6.1642 | 25.4812
L | New | New | Top Day Lighting-New | 138.4412 | 40.4788 | 0 | 37.5108 | -0.41705 | 9.0832 | 5.9311 | 14.3169 | 3.4537 | 6.4009 | 0.0016798 | [5 empty] | 34.1007 | 1.5712 | 0.72815 | 34.4069 | Top Day Lighting-New | 0 | 40.4788 | 0 | 0 | 0 | 0 | 0 | 0 | 0 | 0 | 34.1007 |  |  | 1.5712 | [12 empty] | New | Top Day Lighting-New | 40.4788 | 0 | 37.5108 | -0.41705 | 9.0832 | 5.9311 | 14.3169 | 3.4537 | 6.4009 | 0.0016798
L | New | New | Perimeter Day lighting Controls (Advanced)-New | 4.9638 | 0.66805 | 0 | 1.0526 | 0 | 0 | 0 | 0 | 0 | 0 | 4.7434 | [5 empty] | 62.4126 | 0.85966 |  | 0.56784 | Perimeter Day lighting Controls (Advanced)-New | 0 | 0.66805 | 0 | 0 | 0 | 0 | 0 | 0 | 0 | 0 | 62.4126 |  |  | 0.85966 | [12 empty] | New | Perimeter Day lighting Controls (Advanced)-New | 0.66805 | 0 | 1.0526 | 0 | 0 | 0 | 0 | 0 | 0 | 4.7434
L | NR | New | Perimeter Day lighting Controls (Advanced)-NR | 2.4899 | 0.33364 | 0 | 0.36478 | 0 | 0 | 0 | 0 | 0 | 0 | 1.5531 | [5 empty] | 62.6841 | 0.85594 |  | 0.2836 | Perimeter Day lighting Controls (Advanced)-NR | 0 | 0.33364 | 0 | 0 | 0 | 0 | 0 | 0 | 0 | 0 | 62.6841 |  |  | 0.85594 | [12 empty] | New | Perimeter Day lighting Controls (Advanced)-NR | 0.33364 | 0 | 0.36478 | 0 | 0 | 0 | 0 | 0 | 0 | 1.5531
L | New | New | Lighting Controls: Sweep, Occup, Commission-New | [20 empty] | Lighting Controls: Sweep, Occup, Commission-New | 0 | 0 | 0 | 0 | 0 | 0 | 0 | 0 | 0 | 0 | 0 | [15 empty] | New | Lighting Controls: Sweep, Occup, Commission-New | 0 | 0 | 0 | 0 | 0 | 0 | 0 | 0 | 0 | 0
HVAC | New | New | ECM on VAV Boxes-New | 19.0143 | 6.1622 | 0 | 6.1111 | 0 | 2.546 | 0 | 3.6161 | 0 | 0 | 0 | [5 empty] | 25.1489 | 1.7798 | 0.60829 | 5.2378 | ECM on VAV Boxes-New | 6.1622 | 0 | 0 | 0 | 0 | 0 | 0 | 0 | 0 | 0 | 25.1489 |  |  | 1.7798 | [12 empty] | New | ECM on VAV Boxes-New | 6.1622 | 0 | 6.1111 | 0 | 2.546 | 0 | 3.6161 | 0 | 0 | 0
HVAC | NR | New | ECM on VAV Boxes-NR | 12.2946 | 4.5411 | 0 | 4.5385 | 0 | 1.79 | 2.7511 | 0 | 0 | 0 | 0 | [5 empty] | 22.1633 | 1.916 | 0.57711 | 3.8599 | ECM on VAV Boxes-NR | 4.5411 | 0 | 0 | 0 | 0 | 0 | 0 | 0 | 0 | 0 | 22.1633 |  |  | 1.916 | [12 empty] | New | ECM on VAV Boxes-NR | 4.5411 | 0 | 4.5385 | 0 | 1.79 | 2.7511 | 0 | 0 | 0 | 0
HVAC | Retro | Retro | ECM on VAV Boxes-Retro | [20 empty] | ECM on VAV Boxes-Retro | 0 | 0 | 0 | 0 | 0 | 0 | 0 | 0 | 0 | 0 | 0 | [15 empty] | Retro | ECM on VAV Boxes-Retro | 0 | 0 | 0 | 0 | 0 | 0 | 0 | 0 | 0 | 0
HVAC | New | New | Premium HVAC Equipment-New | 19.2362 | 5.1237 | 0 | 6.1647 | 0 | 1.6831 | 0 | 0 | 1.0866 | 2.354 | 5.8197 | [5 empty] | 43.5071 | 1.2264 |  | 4.3551 | Premium HVAC Equipment-New | 5.1237 | 0 | 0 | 0 | 0 | 0 | 0 | 0 | 0 | 0 | 43.5071 |  |  | 1.2264 | [12 empty] | New | Premium HVAC Equipment-New | 5.1237 | 0 | 6.1647 | 0 | 1.6831 | 0 | 0 | 1.0866 | 2.354 | 5.8197
HVAC | NR | New | Premium HVAC Equipment-NR | 24.7776 | 5.7175 | 0 | 6.2159 | 0 | 0.77586 | 0 | 0 | 3.3633 | 0.655 | 4.1112 | [5 empty] | 43.2059 | 1.235 |  | 4.8598 | Premium HVAC Equipment-NR | 5.7175 | 0 | 0 | 0 | 0 | 0 | 0 | 0 | 0 | 0 | 43.2059 |  |  | 1.235 | [12 empty] | New | Premium HVAC Equipment-NR | 5.7175 | 0 | 6.2159 | 0 | 0.77586 | 0 | 0 | 3.3633 | 0.655 | 4.1112
ENVL | New | New | Glass-New | 27.056 | 4.9214 | 0 | 4.9785 | -0.050714 | 0.44903 | 3.0155 | 0.21802 | 0.9747 | 0.44964 | 1.1721 | [5 empty] | 30.0096 | 1.3735 |  | 4.1832 | Glass-New | 0 | 0 | 4.9214 | 0 | 0 | 0 | 0 | 0 | 0 | 0 | 30.0096 |  |  | 1.3735 | [12 empty] | New | Glass-New | 4.9214 | 0 | 4.9785 | -0.050714 | 0.44903 | 3.0155 | 0.21802 | 0.9747 | 0.44964 | 1.1721
ENVL | NR | New | Glass-NR | 11.255 | 1.9542 | 0 | 1.8981 | 0.0049389 | 0.3976 | 0.86779 | 0.30456 | 0.30938 | 0.10572 | 0.38078 | [5 empty] | 28.301 | 1.4716 |  | 1.661 | Glass-NR | 0 | 0 | 1.9542 | 0 | 0 | 0 | 0 | 0 | 0 | 0 | 28.301 |  |  | 1.4716 | [12 empty] | New | Glass-NR | 1.9542 | 0 | 1.8981 | 0.0049389 | 0.3976 | 0.86779 | 0.30456 | 0.30938 | 0.10572 | 0.38078
ENVL | Retro | Retro | Glass-Retro | 24.9433 | 4.4984 | 0 | 4.9636 | 0 | 0 | 1.7088 | 0.046226 | 3.5375 | 2.736 | 8.4524 | [5 empty] | 38.2093 | 0.99245 |  | 3.8236 | Glass-Retro | 0 | 0 | 0 | 0 | 0 | 0 | 0 | 4.4984 | 0 | 0 | 38.2093 |  |  | 0.99245 | [12 empty] | Retro | Glass-Retro | 4.4984 | 0 | 4.9636 | 0 | 0 | 1.7088 | 0.046226 | 3.5375 | 2.736 | 8.4524
HVAC | Retro | Retro | Package Roof Top Optimization & Repair-Retro | 157.0482 | 88.5711 | 0 | 80.0773 | 15.1117 | 4.6974 | 17.0038 | 19.9637 | 21.1933 | 10.5625 | 13.9459 | [5 empty] | 32.3467 | 1.424 |  | 75.2854 | Package Roof Top Optimization & Repair-Retro | 0 | 0 | 0 | 0 | 0 | 88.5711 | 0 | 0 | 0 | 0 | 32.3467 |  |  | 1.424 | [12 empty] | Retro | Package Roof Top Optimization & Repair-Retro | 88.5711 | 0 | 80.0773 | 15.1117 | 4.6974 | 17.0038 | 19.9637 | 21.1933 | 10.5625 | 13.9459
HVAC | New | New | Variable Speed Chiller-New | 5.7782 | 1.1179 | 0 | 1.1151 | 0 | 0.25514 | 0 | 0.8628 | 0 | 0 | 0 | [5 empty] | 32.0512 | 1.5337 |  | 0.95025 | Variable Speed Chiller-New | 1.1179 | 0 | 0 | 0 | 0 | 0 | 0 | 0 | 0 | 0 | 32.0512 |  |  | 1.5337 | [12 empty] | New | Variable Speed Chiller-New | 1.1179 | 0 | 1.1151 | 0 | 0.25514 | 0 | 0.8628 | 0 | 0 | 0
HVAC | NR | New | Variable Speed Chiller-NR | 15.0424 | 3.0221 | 0 | 3.015 | 0 | 0.85511 | 0 | 2.167 | 0 | 0 | 0 | [5 empty] | 30.8884 | 1.5915 |  | 2.5688 | Variable Speed Chiller-NR | 3.0221 | 0 | 0 | 0 | 0 | 0 | 0 | 0 | 0 | 0 | 30.8884 |  |  | 1.5915 | [12 empty] | New | Variable Speed Chiller-NR | 3.0221 | 0 | 3.015 | 0 | 0.85511 | 0 | 2.167 | 0 | 0 | 0
HVAC | Retro | Retro | Variable Speed Chiller-Retro | [20 empty] | Variable Speed Chiller-Retro | 0 | 0 | 0 | 0 | 0 | 0 | 0 | 0 | 0 | 0 | 0 | [15 empty] | Retro | Variable Speed Chiller-Retro | 0 | 0 | 0 | 0 | 0 | 0 | 0 | 0 | 0 | 0
HVAC | New | New | Controls Commission-New | 32.6003 | 10.0367 | 0 | 13.5779 | 0 | 0 | 2.8329 | 1.8293 | 5.3745 | 14.1281 | 55.8932 | [5 empty] | 37.4797 | 1.1212 |  | 8.5312 | Controls Commission-New | 10.0367 | 0 | 0 | 0 | 0 | 0 | 0 | 0 | 0 | 0 | 37.4797 |  |  | 1.1212 | [12 empty] | New | Controls Commission-New | 10.0367 | 0 | 13.5779 | 0 | 0 | 2.8329 | 1.8293 | 5.3745 | 14.1281 | 55.8932
HVAC | Retro | Retro | Built-Up HVAC Controls Optimization-Retro | 134.8711 | 45.0317 | 0 | 43.6009 | 0 | 0 | 2.9559 | 39.3024 | 11.2401 | 5.8097 | 20.7963 | [5 empty] | 36.5229 | 1.1697 |  | 38.277 | Built-Up HVAC Controls Optimization-Retro | 0 | 0 | 0 | 0 | 0 | 45.0317 | 0 | 0 | 0 | 0 | 36.5229 |  |  | 1.1697 | [12 empty] | Retro | Built-Up HVAC Controls Optimization-Retro | 45.0317 | 0 | 43.6009 | 0 | 0 | 2.9559 | 39.3024 | 11.2401 | 5.8097 | 20.7963
HVAC | Retro | Retro | Built-Up HVAC Control Retrofit-Retro | [20 empty] | Built-Up HVAC Control Retrofit-Retro | 0 | 0 | 0 | 0 | 0 | 0 | 0 | 0 | 0 | 0 | 0 | [15 empty] | Retro | Built-Up HVAC Control Retrofit-Retro | 0 | 0 | 0 | 0 | 0 | 0 | 0 | 0 | 0 | 0
HVAC | New | New | Evaporative Assist Cooling-New | [20 empty] | Evaporative Assist Cooling-New | 0 | 0 | 0 | 0 | 0 | 0 | 0 | 0 | 0 | 0 | 0 | [15 empty] | New | Evaporative Assist Cooling-New | 0 | 0 | 0 | 0 | 0 | 0 | 0 | 0 | 0 | 0
HVAC | NR | New | Evaporative Assist Cooling-NR | [20 empty] | Evaporative Assist Cooling-NR | 0 | 0 | 0 | 0 | 0 | 0 | 0 | 0 | 0 | 0 | 0 | [15 empty] | New | Evaporative Assist Cooling-NR | 0 | 0 | 0 | 0 | 0 | 0 | 0 | 0 | 0 | 0
HVAC | New | New | Low Pressure Distribution-New | 255.7513 | 55.1102 | 0 | 53.4567 | -2.6067 | 21.1995 | 16.3009 | 12.5085 | 1.9763 | 0 | 3.1251 | [5 empty] | 27.0474 | 1.6382 |  | 46.8437 | Low Pressure Distribution-New | 55.1102 | 0 | 0 | 0 | 0 | 0 | 0 | 0 | 0 | 0 | 27.0474 |  |  | 1.6382 | [12 empty] | New | Low Pressure Distribution-New | 55.1102 | 0 | 53.4567 | -2.6067 | 21.1995 | 16.3009 | 12.5085 | 1.9763 | 0 | 3.1251
HVAC | NR | New | Low Pressure Distribution-NR | [20 empty] | Low Pressure Distribution-NR | 0 | 0 | 0 | 0 | 0 | 0 | 0 | 0 | 0 | 0 | 0 | [15 empty] | New | Low Pressure Distribution-NR | 0 | 0 | 0 | 0 | 0 | 0 | 0 | 0 | 0 | 0
HVAC | New | New | Air-side heat recovery systems-New | [20 empty] | Air-side heat recovery systems-New | 0 | 0 | 0 | 0 | 0 | 0 | 0 | 0 | 0 | 0 | 0 | [15 empty] | New | Air-side heat recovery systems-New | 0 | 0 | 0 | 0 | 0 | 0 | 0 | 0 | 0 | 0
HVAC | Retro | Retro | Air-side heat recovery systems-Retro | [20 empty] | Air-side heat recovery systems-Retro | 0 | 0 | 0 | 0 | 0 | 0 | 0 | 0 | 0 | 0 | 0 | [15 empty] | Retro | Air-side heat recovery systems-Retro | 0 | 0 | 0 | 0 | 0 | 0 | 0 | 0 | 0 | 0
HVAC | New | New | Demand Control Ventilation-New | [20 empty] | Demand Control Ventilation-New | 0 | 0 | 0 | 0 | 0 | 0 | 0 | 0 | 0 | 0 | 0 | [15 empty] | New | Demand Control Ventilation-New | 0 | 0 | 0 | 0 | 0 | 0 | 0 | 0 | 0 | 0
HVAC | Retro | Retro | Demand Control Ventilation (Parking)-Retro | [20 empty] | Demand Control Ventilation (Parking)-Retro | 0 | 0 | 0 | 0 | 0 | 0 | 0 | 0 | 0 | 0 | 0 | [15 empty] | Retro | Demand Control Ventilation (Parking)-Retro | 0 | 0 | 0 | 0 | 0 | 0 | 0 | 0 | 0 | 0
HVAC | New | New | Efficienct fans, pumps and drives-New | [20 empty] | Efficienct fans, pumps and drives-New | 0 | 0 | 0 | 0 | 0 | 0 | 0 | 0 | 0 | 0 | 0 | [15 empty] | New | Efficienct fans, pumps and drives-New | 0 | 0 | 0 | 0 | 0 | 0 | 0 | 0 | 0 | 0
HVAC | NR | New | Efficienct fans, pumps and drives-NR | [20 empty] | Efficienct fans, pumps and drives-NR | 0 | 0 | 0 | 0 | 0 | 0 | 0 | 0 | 0 | 0 | 0 | [15 empty] | New | Efficienct fans, pumps and drives-NR | 0 | 0 | 0 | 0 | 0 | 0 | 0 | 0 | 0 | 0
HVAC | Retro | Retro | Efficienct fans, pumps and drives-Retro | [20 empty] | Efficienct fans, pumps and drives-Retro | 0 | 0 | 0 | 0 | 0 | 0 | 0 | 0 | 0 | 0 | 0 | [15 empty] | Retro | Efficienct fans, pumps and drives-Retro | 0 | 0 | 0 | 0 | 0 | 0 | 0 | 0 | 0 | 0
HVAC | Retro | Retro | VSD, ASD-Retro | 30.1788 | 4 | 0 | 0 | 0 | 0 | 2.5 | 1.5 | 0 | 0 | 0 | [5 empty] | 43.4078 | 1.1 |  | 3.4 | VSD, ASD-Retro | 0 | 0 | 0 | 0 | 0 | 4 | 0 | 0 | 0 | 0 | 43.4078 |  |  | 1.1 | [12 empty] | Retro | VSD, ASD-Retro | 4 | 0 | 0 | 0 | 0 | 2.5 | 1.5 | 0 | 0 | 0
ENVL | NR | New | ReRoof-NR | 34.1656 | 13.8971 | 0 | 13.666 | 3.064 | 6.1883 | 3.7538 | 0.85504 | 0.17701 | 0.067203 | 0.13486 | [5 empty] | 15.2578 | 2.114 |  | 11.8125 | ReRoof-NR | 0 | 0 | 13.8971 | 0 | 0 | 0 | 0 | 0 | 0 | 0 | 15.2578 |  |  | 2.114 | [12 empty] | New | ReRoof-NR | 13.8971 | 0 | 13.666 | 3.064 | 6.1883 | 3.7538 | 0.85504 | 0.17701 | 0.067203 | 0.13486
R | Retro | Retro | Grocery Refrigeration Bundle-Retro | 67.1358 | 40.435 | 0 | 39.5284 | 8.2836 | 14.9762 | 7.7174 | 9.4577 | 2.35 | 2.5272 | 9.4249 | [5 empty] | 19.1638 | 1.8632 |  | 34.3697 | Grocery Refrigeration Bundle-Retro | 0 | 0 | 0 | 0 | 0 | 0 | 0 | 0 | 40.435 | 0 | 19.1638 |  |  | 1.8632 | [12 empty] | Retro | Grocery Refrigeration Bundle-Retro | 40.435 | 0 | 39.5284 | 8.2836 | 14.9762 | 7.7174 | 9.4577 | 2.35 | 2.5272 | 9.4249
R | New | New | Grocery Refrigeration Heat Recovery-New | [20 empty] | Grocery Refrigeration Heat Recovery-New | 0 | 0 | 0 | 0 | 0 | 0 | 0 | 0 | 0 | 0 | 0 | [15 empty] | New | Grocery Refrigeration Heat Recovery-New | 0 | 0 | 0 | 0 | 0 | 0 | 0 | 0 | 0 | 0
W | Retro | Retro | Demand controlled circulating systems-Retro | [20 empty] | Demand controlled circulating systems-Retro | 0 | 0 | 0 | 0 | 0 | 0 | 0 | 0 | 0 | 0 | 0 | [15 empty] | Retro | Demand controlled circulating systems-Retro | 0 | 0 | 0 | 0 | 0 | 0 | 0 | 0 | 0 | 0
M | Retro | Retro | Plug Load Sensor-Retro | 41.8289 | 15.7028 | 0 | 14.8441 | 0 | 0 | 0 | 15.7028 | 0 | 0 | 0 | [5 empty] | 30.8104 | 1.2308 |  | 13.3473 | Plug Load Sensor-Retro | 0 | 0 | 0 | 0 | 0 | 0 | 0 | 0 | 0 | 15.7028 | 30.8104 |  |  | 1.2308 | [12 empty] | Retro | Plug Load Sensor-Retro | 15.7028 | 0 | 14.8441 | 0 | 0 | 0 | 15.7028 | 0 | 0 | 0
M | New | New | Premium Fume Hood-New | 80.1958 | 19.3863 | 0 | 16.9186 | 0 | 0 | 0 | 19.3863 | 0 | 5.8648 | 0 | [5 empty] | 36.8974 | 1.0133 |  | 16.4784 | Premium Fume Hood-New | 0 | 0 | 0 | 0 | 19.3863 | 0 | 0 | 0 | 0 | 0 | 36.8974 |  |  | 1.0133 | [12 empty] | New | Premium Fume Hood-New | 19.3863 | 0 | 16.9186 | 0 | 0 | 0 | 19.3863 | 0 | 5.8648 | 0
M | Retro | Retro | Pre-Rinse Spray Wash-Retro | 2.5577 | 11.522 | 0 | 11.522 | 11.522 | 0 | 0 | 0 | 0 | 0 | 0 | [5 empty] | 5.729 | 6.6191 |  | 9.7937 |  | 0 | 0 | 0 | 0 | 0 | 0 | 0 | 0 | 0 | 11.522 | 5.729 |  |  | 6.6191 | [12 empty] | Retro | Pre-Rinse Spray Wash-Retro | 11.522 | 0 | 11.522 | 11.522 | 0 | 0 | 0 | 0 | 0 | 0
|  |  | Technical |  | 814.2
|  |  | Total Buildings | 2055.1472 | 814.2 | 0 | 625.659 | 233.0597 | 145.4065 | 129.851 | 194.4213 | 110.1119 | 73.3943 | 203.3734 | [8 empty] | 682.2763
|  |  | Total Retro Buildings | 814.9282
|  |  | Total Lost Op Buildings | 1237.6613
|  | 85% | Achievable | 2025 $ | Annual $
|  |  | Total Buildings | 1746.8751
|  |  | Total Retro Buildings | 692.6889
|  |  | Total Lost Op Buildings | 1052.0121
|  |  | Total Stand Alone | 445.8841
|  |  | Total Retro Stand Alone | 214.9589
|  |  | Totasl Lost Op Stand Alone | 230.9252 | [36 empty] | Cost-Effective Technical Potential |  |  |  | 20
|  |  | Total | 2192.7592 | 109.638 | [36 empty] | Lost-Opportunity | Retrofit | Annual Lost-Opportunity | Annual Retro | lvl cost LO | lvl Cost Retro | B/C Lost | B/C Retro
|  |  | Retro | 907.6479 | 45.3824 | [35 empty] | HVAC | 164.4711 | 137.6028 | 7.6772 | 6.8801 | 30.3889 | 34.035 | 1.5129 | 1.3313
|  |  | Lost Op | 1282.9373 | 64.1469 | [35 empty] | Lighting | 260.187 | 134.0236 | 11.8884 | 6.7012 | 13.2154 | 18.3514 | 8.6115 | 2.1808
[41 empty] | Envelope | 26.3712 | 4.4984 | 0.94825 | 0.22492 | 15.7381 | 38.2093 | 1.4794 | 0.99245
[41 empty] | Grocery Refrigeration | 0 | 40.435 | 0 | 2.0217 | 0 | 19.1638 | 0 | 1.8632
|  | Technical | Buildings |  |  |  |  | <1 | <2 | <3 | <4 | <5 | <6 | <7 | <8 | <9 | <10 | >10 | [22 empty] | Equipment | 19.3863 | 27.2247 | 0 | 1.3612 | 36.8974 | 30.8104 | 1.0133 | 1.2308
|  |  | Incremental 2025 Total |  |  | 0 | 625.659 | 233.0597 | 145.4065 | 129.851 | 194.4213 | 110.1119 | 73.3943 | 203.3734 | [9 empty] | MWa | 164.4711 | 260.187 | 26.3712 | 0 | 19.3863 | 137.6028 | 134.0236 | 4.4984 | 40.435 | 27.2247 | [7 empty] | 470.4156 | 343.7844 | 20.5139 | 17.1892
|  |  | Incremental 2025 Lost Opportunity |  |  |  |  | 152.6661 | 95.0819 | 71.0044 | 84.2981 | 48.1133 | 45.5948 | 125.2726 | [9 empty] | lvl cost | 30.3889 | 13.2154 | 15.7381 |  | 36.8974 | 34.035 | 18.3514 | 38.2093 | 19.1638 | 30.8104
|  |  | Incremental 2025 Retrofit |  |  |  |  | 80.3936 | 50.3246 | 58.8466 | 110.1232 | 61.9986 | 27.7995 | 78.1008 | [9 empty] | B/C ratio | 1.5129 | 8.6115 | 1.4794 |  | 1.0133 | 1.3313 | 2.1808 | 0.99245 | 1.8632 | 1.2308 | [6 empty] | Cost-Effective Achievable Potential |  |  | 85%
[24 empty] | 2026-07-31 | - Cost-Effective L, HVAC, & Env Conservation in 2025 (MWa) | [16 empty] | Lost-Opportunity | Retrofit | Annual Lost-Opportunity | Annual Retro | lvl cost LO | lvl Cost Retro | B/C Lost | B/C Retro
|  |  | Cumulative 2025 Total |  | 814.2 |  |  | 233.0597 | 378.4663 | 508.3173 | 702.7386 | 812.8506 | 886.2449 | 1089.6183 | 1089.6183 | 1089.6183 | 1089.6183 | 1089.6183 | [6 empty] | New and NR |  |  |  |  | Retro | [10 empty] | HVAC | 139.8005 | 116.9624 | 6.5257 | 5.8481 | 30.3889 | 34.035 | 1.5129 | 1.3313
|  |  | Cumulative 2025 Lost Opportunity |  |  |  |  | 152.6661 | 247.748 | 318.7525 | 403.0506 | 451.1639 | 496.7587 | 622.0313 | 622.0313 | 622.0313 | 622.0313 | 622.0313 | [6 empty] | HVAC | L | ENVL | R | M | HVAC | L | ENVL | R | M | [6 empty] | Lighting | 221.1589 | 113.92 | 10.1052 | 5.696 | 13.2154 | 18.3514 | 8.6115 | 2.1808
|  |  | Cumulative 2025 Retro |  |  |  |  | 80.3936 | 130.7183 | 189.5648 | 299.688 | 361.6867 | 389.4862 | 467.587 | 467.587 | 467.587 | 467.587 | 467.587 | [5 empty] | Curve to Date Total | 470.4156 |  |  |  |  | 316.5597 | [10 empty] | Envelope | 22.4155 | 3.8236 | 0.80601 | 0.19118 | 15.7381 | 38.2093 | 1.4794 | 0.99245
[24 empty] | Curve to Date -End Use | 164.4711 | 260.187 | 26.3712 | 0 | 19.3863 | 137.6028 | 134.0236 | 4.4984 | 40.435 | 27.2247 | [6 empty] | Grocery Refrigeration | 0 | 34.3697 | 0 | 1.7185 | 0 | 19.1638 | 0 | 1.8632
|  |  | Cost-Effective Amount is 814 MWa | [38 empty] | 383.3749 | 269.0757 | 17.4368 | 13.4538
|  | Technical | Infrastructure and Appliances |  |  |  |  | <1 | <2 | <3 | <4 | <5 | <6 | <7 | <8 | <9 | <10 | >10
|  |  | Incremental 2025 Total | [37 empty] | Cost-Effective Achievable Potential |  |  | 85%
|  |  | Incremental 2025 Lost Opportunity | [38 empty] | Lost-Opportunity | Retrofit | Annual Lost-Opportunity | Annual Retro | lvl cost LO | lvl Cost Retro | B/C Lost | B/C Retro
Incremental 2025 Retrofit
[41 empty] | Equipment | 16.4784 | 23.141 | 0 | 1.1571 | 36.8974 | 30.8104 | 1.0133 | 1.2308
|  |  | Cumulative 2025 Total |  | 470.9106 |  |  | 2.4267 | 305.9334 | 442.5805 | 462.9106 | 474.4462 | 474.4527 | 486.5839 | 486.5839 | 486.5839 | 486.5839 | 486.5839 | [22 empty] | Municipal Sewage Treatment | 10.5197 | 36.5257 | 0.52598 | 1.8263 | 14.2096 | 14.2096 | 2.4108 | 2.4108
|  |  | Cumulative 2025 Lost Opportunity |  |  |  |  | 0 | 254.4425 | 265.7166 | 274.9552 | 276.2915 | 276.2915 | 278.4667 | 278.4667 | 278.4667 | 278.4667 | 278.4667 | [22 empty] | Municipal Water Supply | 0 | 24.65 | 0 | 1.2325 | 0 | 33 | 1.2 | 1.2
|  |  | Cumulative 2025 Retro |  |  |  |  | 2.4267 | 51.4909 | 176.8639 | 187.9554 | 198.1546 | 198.1612 | 208.1172 | 208.1172 | 208.1172 | 208.1172 | 208.1172 | [22 empty] | LED Traffic Lights | 0 | 7.7635 | 0 | 0.38818 | 0 | 19.4026 | 1.8403 | 1.8403
[41 empty] | LED Exit Signs | 0 | 36.1749 | 0 | 1.8087 | 0 | 22.793 | 1.5665 | 1.5665
|  |  | Cost-Effective Amount is 471 MWa | [37 empty] | Network PC Power Management | 0 | 61.448 | 0 | 3.0724 | 0 | 28.0093 | 1.3223 | 1.3223 |  | Technical Potential - Cumulative
[41 empty] | Efficient Power Supplies | 155.6786 | 0 | 7.7839 | 0 | 14.9157 | 14.9157 | 2.6673 | 2.6673
|  | Technical | [38 empty] | Packaged Refrigeration Equipment | 67.5136 | 0 | 3.3757 | 0 | 18.6625 | 18.6625 | 1.9306 | 1.9306 |  |  | Year 2025
|  |  | All Measures | 2025 Capital $Million | MWa with TRC BC Ratio >1.0 |  |  | <1 | <2 | <3 | <4 | <5 | <6 | <7 | <8 | <9 | <10 | >10 | [23 empty] | 250.1903 | 189.7031 | 11.6856 | 9.4852 | [5 empty] | Flag New/Retro | Measure Index Name | MWa with TRC BC Ratio >1.0 | Categories with B/C>1.00 | % of Measures with B/C >1.00 | <1 | <2 | <3 | <4 | <5 | <6 | <7 | <8 | <9 | <10 | >10
|  |  | Incremental 2025 Total | [47 empty] | New | Integrated Building Design-New | 178.9843 |  |  | 45.6744 | 86.3764 | 121.9277 | 149.3288 | 172.9191 | 187.5517 | 235.1463
|  |  | Incremental 2025 Lost Opportunity | [47 empty] | New | LPD Package-New | 71.3259 |  |  | 62.9572 | 70.7856 | 70.7856 | 71.3943 | 75.555 | 76.3659 | 76.5527
|  |  | Incremental 2025 Retrofit | [37 empty] | Cost-Effective Achievable Potential |  |  | 85% | [6 empty] | New | LPD Package-NR | 47.6347 |  |  | 44.04 | 45.3686 | 45.3686 | 45.5924 | 49.2393 | 49.3651 | 49.9211
[42 empty] | Lost-Opportunity | Retrofit | Annual Lost-Opportunity | Annual Retro | lvl cost LO | lvl Cost Retro | B/C Lost | B/C Retro |  | Retro | LPD Package-Retro | 134.0236 |  |  | 45.4763 | 76.1272 | 103.0879 | 127.2384 | 150.9162 | 157.0803 | 182.5615
|  |  | Cumulative 2025 Total |  | 1285.1106 |  |  | 235.4864 | 684.3997 | 950.8978 | 1165.6492 | 1287.2968 | 1360.6976 | 1576.2022 | 1576.2022 | 1576.2022 | 1576.2022 | 1576.2022 | [22 empty] | HVAC | 139.8005 | 116.9624 | 6.5257 | 5.8481 | 30.3889 | 34.035 | 1.5129 | 1.3313 |  | New | Top Day Lighting-New | 40.4788 |  |  | -0.41705 | 8.6662 | 14.5973 | 28.9142 | 32.3679 | 38.7689 | 38.7705
|  | Lost Opportunity | Cumulative 2025 Lost Opportunity |  |  |  |  | 152.6661 | 502.1905 | 584.4691 | 678.0058 | 727.4554 | 773.0502 | 900.498 | 900.498 | 900.498 | 900.498 | 900.498 | [22 empty] | Lighting | 221.1589 | 113.92 | 10.1052 | 5.696 | 13.2154 | 18.3514 | 8.6115 | 2.1808 |  | New | Perimeter Day lighting Controls (Advanced)-New | 0.66805 |  |  | 0 | 0 | 0 | 0 | 0 | 0 | 4.7434
|  | Retrofit | Cumulative 2025 Retro |  |  |  |  | 82.8203 | 182.2091 | 366.4288 | 487.6434 | 559.8413 | 587.6474 | 675.7042 | 675.7042 | 675.7042 | 675.7042 | 675.7042 | [22 empty] | Envelope | 22.4155 | 3.8236 | 0.80601 | 0.19118 | 15.7381 | 38.2093 | 1.4794 | 0.99245 |  | New | Perimeter Day lighting Controls (Advanced)-NR | 0.33364 |  |  | 0 | 0 | 0 | 0 | 0 | 0 | 1.5531
|  |  | Technical Potential is 1576 MWa | [37 empty] | Equipment | 83.992 | 118.9587 | 3.3757 | 5.9479 | 22.24 | 34.196 | 1.7506 | 2.0572 |  | New | Lighting Controls: Sweep, Occup, Commission-New | 0 |  |  | 0 | 0 | 0 | 0 | 0 | 0 | 0
|  |  | Cost-Effective Amount is 1285 MWa | [37 empty] | Infrastructure | 10.5197 | 105.1141 | 0.52598 | 5.2557 | 14.2096 | 21.9536 | 2.4108 | 1.7942 |  | New | ECM on VAV Boxes-New | 6.1622 |  |  | 0 | 2.546 | 2.546 | 6.1622 | 6.1622 | 6.1622 | 6.1622
|  |  | Cost-Effective & Achievable Potential is 1092 MWa | 85% | 1092.344 | [35 empty] | AC/DC Power Supplies | 155.6786 | 0 | 7.7839 | 0 | 14.9157 | 14.9157 | 2.6673 | 2.6673 |  | New | ECM on VAV Boxes-NR | 4.5411 |  |  | 0 | 1.79 | 4.5411 | 4.5411 | 4.5411 | 4.5411 | 4.5411
[41 empty] | Total Cost-Effective Achievable Potential is 1092 MWa | 633.5652 | 458.7788 | 29.1224 | 22.9389 | 18.7248 | 27.449 | 4.3197 | 1.8337 |  | Retro | ECM on VAV Boxes-Retro | 0 |  |  | 0 | 0 | 0 | 0 | 0 | 0 | 0
[51 empty] | New | Premium HVAC Equipment-New | 5.1237 |  |  | 0 | 1.6831 | 1.6831 | 1.6831 | 2.7697 | 5.1237 | 10.9434
[42 empty] | 58% |  |  |  | 22.3889 |  | 3.2756 |  |  | New | Premium HVAC Equipment-NR | 5.7175 |  |  | 0 | 0.77586 | 0.77586 | 0.77586 | 4.1391 | 4.7941 | 8.9054
[42 empty] | Combined Lost-Op Retro | [8 empty] | New | Glass-New | 4.9214 |  |  | -0.050714 | 0.39832 | 3.4138 | 3.6319 | 4.6066 | 5.0562 | 6.2283
[41 empty] | HVAC | 256.7628 | [8 empty] | New | Glass-NR | 1.9542 |  |  | 0.0049389 | 0.40254 | 1.2703 | 1.5749 | 1.8843 | 1.99 | 2.3708
[41 empty] | Lighting | 335.0789 | [8 empty] | Retro | Glass-Retro | 4.4984 |  |  | 0 | 0 | 1.7088 | 1.755 | 5.2925 | 8.0284 | 16.4808
[41 empty] | Envelope | 26.2391 | [8 empty] | Retro | Package Roof Top Optimization & Repair-Retro | 88.5711 |  |  | 15.1117 | 19.8092 | 36.813 | 56.7767 | 77.97 | 88.5325 | 102.4784
[41 empty] | Equipment | 202.9507 | [8 empty] | New | Variable Speed Chiller-New | 1.1179 |  |  | 0 | 0.25514 | 0.25514 | 1.1179 | 1.1179 | 1.1179 | 1.1179
[41 empty] | Infrastructure | 115.6338 | [8 empty] | New | Variable Speed Chiller-NR | 3.0221 |  |  | 0 | 0.85511 | 0.85511 | 3.0221 | 3.0221 | 3.0221 | 3.0221
[41 empty] | AC/DC Power Supplies | 155.6786 | [8 empty] | Retro | Variable Speed Chiller-Retro | 0 |  |  | 0 | 0 | 0 | 0 | 0 | 0 | 0
[41 empty] | Total | 1092.344 | [8 empty] | New | Controls Commission-New | 10.0367 |  |  | 0 | 0 | 2.8329 | 4.6622 | 10.0367 | 24.1648 | 80.058
[51 empty] | Retro | Built-Up HVAC Controls Optimization-Retro | 45.0317 |  |  | 0 | 0 | 2.9559 | 42.2582 | 53.4983 | 59.308 | 80.1043
[42 empty] | Lost | Retro | [7 empty] | Retro | Built-Up HVAC Control Retrofit-Retro | 0 |  |  | 0 | 0 | 0 | 0 | 0 | 0 | 0
[51 empty] | New | Evaporative Assist Cooling-New | 0 |  |  | 0 | 0 | 0 | 0 | 0 | 0 | 0
[51 empty] | New | Evaporative Assist Cooling-NR | 0 |  |  | 0 | 0 | 0 | 0 | 0 | 0 | 0
[51 empty] | New | Low Pressure Distribution-New | 55.1102 |  |  | -2.6067 | 18.5928 | 34.8938 | 47.4022 | 49.3785 | 49.3785 | 52.5036
[51 empty] | New | Low Pressure Distribution-NR | 0 |  |  | 0 | 0 | 0 | 0 | 0 | 0 | 0
[51 empty] | New | Air-side heat recovery systems-New | 0 |  |  | 0 | 0 | 0 | 0 | 0 | 0 | 0
[51 empty] | Retro | Air-side heat recovery systems-Retro | 0 |  |  | 0 | 0 | 0 | 0 | 0 | 0 | 0
[51 empty] | New | Demand Control Ventilation-New | 0 |  |  | 0 | 0 | 0 | 0 | 0 | 0 | 0
[51 empty] | Retro | Demand Control Ventilation (Parking)-Retro | 0 |  |  | 0 | 0 | 0 | 0 | 0 | 0 | 0
[51 empty] | New | Efficienct fans, pumps and drives-New | 0 |  |  | 0 | 0 | 0 | 0 | 0 | 0 | 0
[51 empty] | New | Efficienct fans, pumps and drives-NR | 0 |  |  | 0 | 0 | 0 | 0 | 0 | 0 | 0
[51 empty] | Retro | Efficienct fans, pumps and drives-Retro | 0 |  |  | 0 | 0 | 0 | 0 | 0 | 0 | 0
[51 empty] | Retro | VSD, ASD-Retro | 4 |  |  | 0 | 0 | 2.5 | 4 | 4 | 4 | 4
[51 empty] | New | ReRoof-NR | 13.8971 |  |  | 3.064 | 9.2523 | 13.0061 | 13.8611 | 14.0381 | 14.1053 | 14.2402
[51 empty] | Retro | Grocery Refrigeration Bundle-Retro | 40.435 |  |  | 8.2836 | 23.2599 | 30.9773 | 40.435 | 42.785 | 45.3122 | 54.7371
[51 empty] | New | Grocery Refrigeration Heat Recovery-New | 0 |  |  | 0 | 0 | 0 | 0 | 0 | 0 | 0
[51 empty] | Retro | Demand controlled circulating systems-Retro | 0 |  |  | 0 | 0 | 0 | 0 | 0 | 0 | 0
[51 empty] | Retro | Plug Load Sensor-Retro | 15.7028 |  |  | 0 | 0 | 0 | 15.7028 | 15.7028 | 15.7028 | 15.7028
[51 empty] | New | Premium Fume Hood-New | 19.3863 |  |  | 0 | 0 | 0 | 19.3863 | 19.3863 | 25.2511 | 25.2511
[51 empty] | Retro | Pre-Rinse Spray Wash-Retro | 11.522 |  |  | 11.522 | 11.522 | 11.522 | 11.522 | 11.522 | 11.522 | 11.522
Technical Potential - Cumulative
New and NR
Year 2025
[51 empty] | Flag New/Retro | Measure Index Name | MWa with TRC BC Ratio >1.0 |  |  | <1 | <2 | <3 | <4 | <5 | <6 | <7 | <8 | <9 | <10 | >10
[51 empty] | New | Integrated Building Design | 178.9843 |  |  | 45.6744 | 86.3764 | 121.9277 | 149.3288 | 172.9191 | 187.5517 | 235.1463
[51 empty] | New | LPD Package | 118.9606 |  |  | 106.9972 | 116.1542 | 116.1542 | 116.9867 | 124.7942 | 125.7311 | 126.4738
[51 empty] | New | Top Day Lighting | 40.4788 |  |  | -0.41705 | 8.6662 | 14.5973 | 28.9142 | 32.3679 | 38.7689 | 38.7705
[51 empty] | New | Perimeter Day lighting Controls | 1.0017 |  |  | 0 | 0 | 0 | 0 | 0 | 0 | 6.2965
[51 empty] | New | ECM on VAV Boxes | 10.7032 |  |  | 0 | 4.336 | 7.0871 | 10.7032 | 10.7032 | 10.7032 | 10.7032
[51 empty] | New | Premium HVAC Equipment | 10.8412 |  |  | 0 | 2.459 | 2.459 | 2.459 | 6.9089 | 9.9178 | 19.8488
[51 empty] | New | Glass | 6.8755 |  |  | -0.045775 | 0.80086 | 4.6842 | 5.2068 | 6.4908 | 7.0462 | 8.5991
[51 empty] | New | Variable Speed Chiller | 4.14 |  |  | 0 | 1.1102 | 1.1102 | 4.14 | 4.14 | 4.14 | 4.14
[51 empty] | New | Controls Commission | 10.0367 |  |  | 0 | 0 | 2.8329 | 4.6622 | 10.0367 | 24.1648 | 80.058
[51 empty] | New | Low Pressure Distribution | 55.1102 |  |  | -2.6067 | 18.5928 | 34.8938 | 47.4022 | 49.3785 | 49.3785 | 52.5036
[51 empty] | New | ReRoof | 13.8971 |  |  | 3.064 | 9.2523 | 13.0061 | 13.8611 | 14.0381 | 14.1053 | 14.2402
[51 empty] | New | Premium Fume Hood | 19.3863 |  |  | 0 | 0 | 0 | 19.3863 | 19.3863 | 25.2511 | 25.2511
[52 empty] | Cost-Effective Amount is 470 MWa | 470.4156 |  |  | <7: 622.0313
Technical Potential - Cumulative
RetroFit
[51 empty] | Flag New/Retro | Measure Index Name | MWa with TRC BC Ratio >1.0 |  |  | <1 | <2 | <3 | <4 | <5 | <6 | <7 | <8 | <9 | <10 | >10
[51 empty] | Retro | LPD Package | 134.0236 |  |  | 45.4763 | 76.1272 | 103.0879 | 127.2384 | 150.9162 | 157.0803 | 182.5615
[51 empty] | Retro | Glass | 4.4984 |  |  | 0 | 0 | 1.7088 | 1.755 | 5.2925 | 8.0284 | 16.4808
[51 empty] | Retro | Package Roof Top Optimization | 88.5711 |  |  | 15.1117 | 19.8092 | 36.813 | 56.7767 | 77.97 | 88.5325 | 102.4784
[51 empty] | Retro | Built-Up HVAC Controls Optimization | 45.0317 |  |  | 0 | 0 | 2.9559 | 42.2582 | 53.4983 | 59.308 | 80.1043
[51 empty] | Retro | Variable Drive Power | 4 |  |  | 0 | 0 | 2.5 | 4 | 4 | 4 | 4
[51 empty] | Retro | Grocery Refrigeration Bundle | 40.435 |  |  | 8.2836 | 23.2599 | 30.9773 | 40.435 | 42.785 | 45.3122 | 54.7371
[51 empty] | Retro | Plug Load Sensor | 15.7028 |  |  | 0 | 0 | 0 | 15.7028 | 15.7028 | 15.7028 | 15.7028
[51 empty] | Retro | Pre-Rinse Spray Wash-Retro | 11.522 |  |  | 11.522 | 11.522 | 11.522 | 11.522 | 11.522 | 11.522 | 11.522
[52 empty] | Cost-Effective Amount is 344 MWa | 343.7844 |  |  | <7: 467.587
[51 empty] | Achievable Potential - Incremental |  | 85%
For Tally ChartNew (COMBINE NEW AND NR, PLOT ONLY NEW)
Year 2025
[50 empty] | Figure Flag | Flag New/Retro | Measure Index Name | MWa with TRC BC Ratio >1.0 |  |  | <1 | <2 | <3 | <4 | <5 | <6 | <7 | <8 | <9 | <10 | >10
[51 empty] | New | Integrated Building Design-New | 152.1366 |  |  | 38.8233 | 34.5967 | 30.2186 | 23.2909 | 20.0518 | 12.4377 | 40.4554
[51 empty] | New | LPD Package-New | 60.627 |  |  | 53.5136 | 6.6542 | 0 | 0.5174 | 3.5365 | 0.68932 | 0.15872
[51 empty] | New | LPD Package-NR | 40.4895 |  |  | 37.434 | 1.1293 | 0 | 0.19026 | 3.0998 | 0.107 | 0.47261
[51 empty] | Retro | LPD Package-Retro | 113.92 |  |  | 38.6548 | 26.0533 | 22.9166 | 20.5278 | 20.1261 | 5.2395 | 21.659
[51 empty] | New | Top Day Lighting-New | 34.4069 |  |  | -0.3545 | 7.7207 | 5.0415 | 12.1694 | 2.9357 | 5.4408 | 0.0014278
[51 empty] | New | Perimeter Day lighting Controls (Advanced)-New | 0.56784 |  |  | 0 | 0 | 0 | 0 | 0 | 0 | 4.0319
[51 empty] | New | Perimeter Day lighting Controls (Advanced)-NR | 0.2836 |  |  | 0 | 0 | 0 | 0 | 0 | 0 | 1.3201
[51 empty] | New | Lighting Controls: Sweep, Occup, Commission-New | 0 |  |  | 0 | 0 | 0 | 0 | 0 | 0 | 0
[51 empty] | New | ECM on VAV Boxes-New | 5.2378 |  |  | 0 | 2.1641 | 0 | 3.0737 | 0 | 0 | 0
[51 empty] | New | ECM on VAV Boxes-NR | 3.8599 |  |  | 0 | 1.5215 | 2.3384 | 0 | 0 | 0 | 0
[51 empty] | Retro | ECM on VAV Boxes-Retro | 0 |  |  | 0 | 0 | 0 | 0 | 0 | 0 | 0
[51 empty] | New | Premium HVAC Equipment-New | 4.3551 |  |  | 0 | 1.4307 | 0 | 0 | 0.9236 | 2.0009 | 4.9468
[51 empty] | New | Premium HVAC Equipment-NR | 4.8598 |  |  | 0 | 0.65948 | 0 | 0 | 2.8588 | 0.55675 | 3.4945
[51 empty] | New | Glass-New | 4.1832 |  |  | -0.043107 | 0.38168 | 2.5632 | 0.18532 | 0.82849 | 0.3822 | 0.99632
[51 empty] | New | Glass-NR | 1.661 |  |  | 0.004198 | 0.33796 | 0.73762 | 0.25888 | 0.26298 | 0.089861 | 0.32366
[51 empty] | Retro | Glass-Retro | 3.8236 |  |  | 0 | 0 | 1.4525 | 0.039292 | 3.0069 | 2.3256 | 7.1845
[51 empty] | Retro | Package Roof Top Optimization & Repair-Retro | 75.2854 |  |  | 12.845 | 3.9928 | 14.4532 | 16.9692 | 18.0143 | 8.9781 | 11.854
[51 empty] | New | Variable Speed Chiller-New | 0.95025 |  |  | 0 | 0.21687 | 0 | 0.73338 | 0 | 0 | 0
[51 empty] | New | Variable Speed Chiller-NR | 2.5688 |  |  | 0 | 0.72684 | 0 | 1.8419 | 0 | 0 | 0
[51 empty] | Retro | Variable Speed Chiller-Retro | 0 |  |  | 0 | 0 | 0 | 0 | 0 | 0 | 0
[51 empty] | New | Controls Commission-New | 8.5312 |  |  | 0 | 0 | 2.4079 | 1.5549 | 4.5684 | 12.0089 | 47.5093
[51 empty] | Retro | Built-Up HVAC Controls Optimization-Retro | 38.277 |  |  | 0 | 0 | 2.5125 | 33.407 | 9.5541 | 4.9382 | 17.6769
[51 empty] | Retro | Built-Up HVAC Control Retrofit-Retro | 0 |  |  | 0 | 0 | 0 | 0 | 0 | 0 | 0
[51 empty] | New | Evaporative Assist Cooling-New | 0 |  |  | 0 | 0 | 0 | 0 | 0 | 0 | 0
[51 empty] | New | Evaporative Assist Cooling-NR | 0 |  |  | 0 | 0 | 0 | 0 | 0 | 0 | 0
[51 empty] | New | Low Pressure Distribution-New | 46.8437 |  |  | -2.2157 | 18.0196 | 13.8558 | 10.6322 | 1.6798 | 0 | 2.6563
[51 empty] | New | Low Pressure Distribution-NR | 0 |  |  | 0 | 0 | 0 | 0 | 0 | 0 | 0
[51 empty] | New | Air-side heat recovery systems-New | 0 |  |  | 0 | 0 | 0 | 0 | 0 | 0 | 0
[51 empty] | Retro | Air-side heat recovery systems-Retro | 0 |  |  | 0 | 0 | 0 | 0 | 0 | 0 | 0
[51 empty] | New | Demand Control Ventilation-New | 0 |  |  | 0 | 0 | 0 | 0 | 0 | 0 | 0
[51 empty] | Retro | Demand Control Ventilation (Parking)-Retro | 0 |  |  | 0 | 0 | 0 | 0 | 0 | 0 | 0
[51 empty] | New | Efficienct fans, pumps and drives-New | 0 |  |  | 0 | 0 | 0 | 0 | 0 | 0 | 0
[51 empty] | New | Efficienct fans, pumps and drives-NR | 0 |  |  | 0 | 0 | 0 | 0 | 0 | 0 | 0
[51 empty] | Retro | Efficienct fans, pumps and drives-Retro | 0 |  |  | 0 | 0 | 0 | 0 | 0 | 0 | 0
[51 empty] | Retro | VSD, ASD-Retro | 3.4 |  |  | 0 | 0 | 2.125 | 1.275 | 0 | 0 | 0
[51 empty] | New | ReRoof-NR | 11.8125 |  |  | 2.6044 | 5.2601 | 3.1907 | 0.72678 | 0.15046 | 0.057123 | 0.11463
[51 empty] | Retro | Grocery Refrigeration Bundle-Retro | 34.3697 |  |  | 7.0411 | 12.7298 | 6.5598 | 8.039 | 1.9975 | 2.1481 | 8.0112
[51 empty] | New | Grocery Refrigeration Heat Recovery-New | 0 |  |  | 0 | 0 | 0 | 0 | 0 | 0 | 0
[51 empty] | Retro | Demand controlled circulating systems-Retro | 0 |  |  | 0 | 0 | 0 | 0 | 0 | 0 | 0
[51 empty] | Retro | Plug Load Sensor-Retro | 13.3473 |  |  | 0 | 0 | 0 | 13.3473 | 0 | 0 | 0
[51 empty] | New | Premium Fume Hood-New | 16.4784 |  |  | 0 | 0 | 0 | 16.4784 | 0 | 4.9851 | 0
[51 empty] | Retro | Pre-Rinse Spray Wash-Retro | 9.7937 |  |  | 9.7937 | 0 | 0 | 0 | 0 | 0 | 0
[51 empty] | Achievable Potential - Cumulative |  | 85% | Use Auto Filter
[51 empty] | For Tally ChartNew (COMBINE NEW AND NR, PLOT ONLY NEW) |  | 0
[51 empty] | 0 | Year 2025 | 0
[51 empty] | Flag New/Retro | Measure Index Name | MWa with TRC BC Ratio >1.0 |  |  | <1 | <2 | <3 | <4 | <5 | <6 | <7 | <8 | <9 | <10 | >10
[51 empty] | New | Integrated Building Design-New | 152.1366 |  |  | 38.8233 | 73.4199 | 103.6386 | 126.9295 | 146.9812 | 159.419 | 199.8744
[51 empty] | New | LPD Package-New | 60.627 |  |  | 53.5136 | 60.1678 | 60.1678 | 60.6852 | 64.2217 | 64.9111 | 65.0698
[51 empty] | New | LPD Package-NR | 40.4895 |  |  | 37.434 | 38.5633 | 38.5633 | 38.7535 | 41.8534 | 41.9604 | 42.433
[51 empty] | Retro | LPD Package-Retro | 113.92 |  |  | 38.6548 | 64.7081 | 87.6248 | 108.1526 | 128.2787 | 133.5183 | 155.1773
[51 empty] | New | Top Day Lighting-New | 34.4069 |  |  | -0.3545 | 7.3662 | 12.4077 | 24.5771 | 27.5127 | 32.9535 | 32.955
[51 empty] | New | Perimeter Day lighting Controls (Advanced)-New | 0.56784 |  |  | 0 | 0 | 0 | 0 | 0 | 0 | 4.0319
[51 empty] | New | Perimeter Day lighting Controls (Advanced)-NR | 0.2836 |  |  | 0 | 0 | 0 | 0 | 0 | 0 | 1.3201
[51 empty] | New | Lighting Controls: Sweep, Occup, Commission-New | 0 |  |  | 0 | 0 | 0 | 0 | 0 | 0 | 0
[51 empty] | New | ECM on VAV Boxes-New | 5.2378 |  |  | 0 | 2.1641 | 2.1641 | 5.2378 | 5.2378 | 5.2378 | 5.2378
[51 empty] | New | ECM on VAV Boxes-NR | 3.8599 |  |  | 0 | 1.5215 | 3.8599 | 3.8599 | 3.8599 | 3.8599 | 3.8599
[51 empty] | Retro | ECM on VAV Boxes-Retro | 0 |  |  | 0 | 0 | 0 | 0 | 0 | 0 | 0
[51 empty] | New | Premium HVAC Equipment-New | 4.3551 |  |  | 0 | 1.4307 | 1.4307 | 1.4307 | 2.3543 | 4.3551 | 9.3019
[51 empty] | New | Premium HVAC Equipment-NR | 4.8598 |  |  | 0 | 0.65948 | 0.65948 | 0.65948 | 3.5183 | 4.075 | 7.5696
[51 empty] | New | Glass-New | 4.1832 |  |  | -0.043107 | 0.33857 | 2.9018 | 3.0871 | 3.9156 | 4.2978 | 5.2941
[51 empty] | New | Glass-NR | 1.661 |  |  | 0.004198 | 0.34216 | 1.0798 | 1.3387 | 1.6016 | 1.6915 | 2.0152
[51 empty] | Retro | Glass-Retro | 3.8236 |  |  | 0 | 0 | 1.4525 | 1.4918 | 4.4986 | 6.8242 | 14.0087
[51 empty] | Retro | Package Roof Top Optimization & Repair-Retro | 75.2854 |  |  | 12.845 | 16.8378 | 31.291 | 48.2602 | 66.2745 | 75.2526 | 87.1067
[51 empty] | New | Variable Speed Chiller-New | 0.95025 |  |  | 0 | 0.21687 | 0.21687 | 0.95025 | 0.95025 | 0.95025 | 0.95025
[51 empty] | New | Variable Speed Chiller-NR | 2.5688 |  |  | 0 | 0.72684 | 0.72684 | 2.5688 | 2.5688 | 2.5688 | 2.5688
[51 empty] | Retro | Variable Speed Chiller-Retro | 0 |  |  | 0 | 0 | 0 | 0 | 0 | 0 | 0
[51 empty] | New | Controls Commission-New | 8.5312 |  |  | 0 | 0 | 2.4079 | 3.9629 | 8.5312 | 20.5401 | 68.0493
[51 empty] | Retro | Built-Up HVAC Controls Optimization-Retro | 38.277 |  |  | 0 | 0 | 2.5125 | 35.9195 | 45.4736 | 50.4118 | 68.0887
[51 empty] | Retro | Built-Up HVAC Control Retrofit-Retro | 0 |  |  | 0 | 0 | 0 | 0 | 0 | 0 | 0
[51 empty] | New | Evaporative Assist Cooling-New | 0 |  |  | 0 | 0 | 0 | 0 | 0 | 0 | 0
[51 empty] | New | Evaporative Assist Cooling-NR | 0 |  |  | 0 | 0 | 0 | 0 | 0 | 0 | 0
[51 empty] | New | Low Pressure Distribution-New | 46.8437 |  |  | -2.2157 | 15.8039 | 29.6597 | 40.2919 | 41.9717 | 41.9717 | 44.6281
[51 empty] | New | Low Pressure Distribution-NR | 0 |  |  | 0 | 0 | 0 | 0 | 0 | 0 | 0
[51 empty] | New | Air-side heat recovery systems-New | 0 |  |  | 0 | 0 | 0 | 0 | 0 | 0 | 0
[51 empty] | Retro | Air-side heat recovery systems-Retro | 0 |  |  | 0 | 0 | 0 | 0 | 0 | 0 | 0
[51 empty] | New | Demand Control Ventilation-New | 0 |  |  | 0 | 0 | 0 | 0 | 0 | 0 | 0
[51 empty] | Retro | Demand Control Ventilation (Parking)-Retro | 0 |  |  | 0 | 0 | 0 | 0 | 0 | 0 | 0
[51 empty] | New | Efficienct fans, pumps and drives-New | 0 |  |  | 0 | 0 | 0 | 0 | 0 | 0 | 0
[51 empty] | New | Efficienct fans, pumps and drives-NR | 0 |  |  | 0 | 0 | 0 | 0 | 0 | 0 | 0
[51 empty] | Retro | Efficienct fans, pumps and drives-Retro | 0 |  |  | 0 | 0 | 0 | 0 | 0 | 0 | 0
[51 empty] | Retro | VSD, ASD-Retro | 3.4 |  |  | 0 | 0 | 2.125 | 3.4 | 3.4 | 3.4 | 3.4
[51 empty] | New | ReRoof-NR | 11.8125 |  |  | 2.6044 | 7.8645 | 11.0552 | 11.782 | 11.9324 | 11.9895 | 12.1042
[50 empty] | Equip | Retro | Grocery Refrigeration Bundle-Retro | 34.3697 |  |  | 7.0411 | 19.7709 | 26.3307 | 34.3697 | 36.3672 | 38.5153 | 46.5265
[51 empty] | New | Grocery Refrigeration Heat Recovery-New | 0 |  |  | 0 | 0 | 0 | 0 | 0 | 0 | 0
[51 empty] | Retro | Demand controlled circulating systems-Retro | 0 |  |  | 0 | 0 | 0 | 0 | 0 | 0 | 0
[50 empty] | Equip | Retro | Plug Load Sensor-Retro | 13.3473 |  |  | 0 | 0 | 0 | 13.3473 | 13.3473 | 13.3473 | 13.3473
[50 empty] | Equip | New | Premium Fume Hood-New | 16.4784 |  |  | 0 | 0 | 0 | 16.4784 | 16.4784 | 21.4635 | 21.4635
[50 empty] | Equip | Retro | Pre-Rinse Spray Wash-Retro | 9.7937 |  |  | 9.7937 | 9.7937 | 9.7937 | 9.7937 | 9.7937 | 9.7937 | 9.7937
[51 empty] | Achievable Potential - Cumulative |  | 85%
[51 empty] | For Achievable, Combine Measure Names |  | 0
[51 empty] | 0 | Year 2025 | 0
[50 empty] | New Building | Flag New/Retro | Measure Index Name | MWa with TRC BC Ratio >1.0 |  |  | <1 | <2 | <3 | <4 | <5 | <6 | <7 | <8 | <9 | <10 | >10
[51 empty] | New | Integrated Building Design | 152.1366 |  |  | 38.8233 | 73.4199 | 103.6386 | 126.9295 | 146.9812 | 159.419 | 199.8744 | 199.8744 | 199.8744 | 199.8744 | 199.8744
[51 empty] | New | Lighting Measures | 101.1165 |  |  | 90.9476 | 98.7311 | 98.7311 | 99.4387 | 106.0751 | 106.8714 | 107.5027 | 107.5027 | 107.5027 | 107.5027 | 107.5027
[51 empty] | New | Top Day Lighting | 34.4069 |  |  | -0.3545 | 7.3662 | 12.4077 | 24.5771 | 27.5127 | 32.9535 | 32.955 | 32.955 | 32.955 | 32.955 | 32.955
[51 empty] | New | Perimeter Day lighting Controls | 0.85144 |  |  | 0 | 0 | 0 | 0 | 0 | 0 | 5.352 | 5.352 | 5.352 | 5.352 | 5.352
[51 empty] | New | ECM on VAV Boxes | 9.0977 |  |  | 0 | 3.6856 | 6.024 | 9.0977 | 9.0977 | 9.0977 | 9.0977 | 9.0977 | 9.0977 | 9.0977 | 9.0977
[51 empty] | New | Premium HVAC Equipment | 9.215 |  |  | 0 | 2.0901 | 2.0901 | 2.0901 | 5.8725 | 8.4302 | 16.8715 | 16.8715 | 16.8715 | 16.8715 | 16.8715
[51 empty] | New | Glass | 5.8442 |  |  | -0.038909 | 0.68073 | 3.9815 | 4.4257 | 5.5172 | 5.9893 | 7.3093 | 7.3093 | 7.3093 | 7.3093 | 7.3093
[51 empty] | New | Variable Speed Chiller | 3.519 |  |  | 0 | 0.94371 | 0.94371 | 3.519 | 3.519 | 3.519 | 3.519 | 3.519 | 3.519 | 3.519 | 3.519
[51 empty] | New | Controls Commission | 8.5312 |  |  | 0 | 0 | 2.4079 | 3.9629 | 8.5312 | 20.5401 | 68.0493 | 68.0493 | 68.0493 | 68.0493 | 68.0493
[51 empty] | New | Low Pressure Distribution | 46.8437 |  |  | -2.2157 | 15.8039 | 29.6597 | 40.2919 | 41.9717 | 41.9717 | 44.6281 | 44.6281 | 44.6281 | 44.6281 | 44.6281
[51 empty] | New | ReRoof | 11.8125 |  |  | 2.6044 | 7.8645 | 11.0552 | 11.782 | 11.9324 | 11.9895 | 12.1042 | 12.1042 | 12.1042 | 12.1042 | 12.1042
[52 empty] | Cost-Effective Amount is 383 MWa | 383.3749 |  |  | 129.7662 | 210.5858 | 270.9396 | 326.1146 | 367.0109 | 400.7814 | 507.2632 | 507.2632 | 507.2632 | 507.2632 | 507.2632
[51 empty] | Achievable Potential - Cumulative |  | 85%
[51 empty] | For Achievable, Combine Measure Names |  | 0
[50 empty] | Retro Building | Flag New/Retro | Measure Index Name | MWa with TRC BC Ratio >1.0 |  |  | <1 | <2 | <3 | <4 | <5 | <6 | <7 | <8 | <9 | <10 | >10
[51 empty] | Retro | Lighting Measures | 113.92 |  |  | 38.6548 | 64.7081 | 87.6248 | 108.1526 | 128.2787 | 133.5183 | 155.1773 | 155.1773 | 155.1773 | 155.1773 | 155.1773
[51 empty] | Retro | Glass | 3.8236 |  |  | 0 | 0 | 1.4525 | 1.4918 | 4.4986 | 6.8242 | 14.0087 | 14.0087 | 14.0087 | 14.0087 | 14.0087
[51 empty] | Retro | Grocery Refrigeration | 34.3697 |  |  | 7.0411 | 19.7709 | 26.3307 | 34.3697 | 36.3672 | 38.5153 | 46.5265 | 46.5265 | 46.5265 | 46.5265 | 46.5265
[51 empty] | Retro | Package Roof Top Optimization | 75.2854 |  |  | 12.845 | 16.8378 | 31.291 | 48.2602 | 66.2745 | 75.2526 | 87.1067 | 87.1067 | 87.1067 | 87.1067 | 87.1067
[51 empty] | Retro | Built-Up HVAC Controls Optimization | 38.277 |  |  | 0 | 0 | 2.5125 | 35.9195 | 45.4736 | 50.4118 | 68.0887 | 68.0887 | 68.0887 | 68.0887 | 68.0887
[51 empty] | Retro | Variable Drive Power | 3.4 |  |  | 0 | 0 | 2.125 | 3.4 | 3.4 | 3.4 | 3.4 | 3.4 | 3.4 | 3.4 | 3.4
[52 empty] | Cost-Effective Amount is 269 MWa | 269.0757 |  |  | 58.5409 | 101.3168 | 151.3364 | 231.5938 | 284.2926 | 307.9222 | 374.3079 | 374.3079 | 374.3079 | 374.3079 | 374.3079
Equip & Infrastructure
[51 empty] | Flag New/Retro | Measure Index Name | MWa with TRC BC Ratio >1.0 |  |  | <1 | <2 | <3 | <4 | <5 | <6 | <7 | <8 | <9 | <10 | >10
[50 empty] | These from above | Retro | Plug Load Sensor | 13.3473 |  |  | 0 | 0 | 0 | 13.3473 | 13.3473 | 13.3473 | 13.3473 | 13.3473 | 13.3473 | 13.3473 | 13.3473
[51 empty] | New | Premium Fume Hood | 16.4784 |  |  | 0 | 0 | 0 | 16.4784 | 16.4784 | 21.4635 | 21.4635 | 21.4635 | 21.4635 | 21.4635 | 21.4635
[51 empty] | Retro | Pre-Rinse Spray Wash | 9.7937 |  |  | 9.7937 | 9.7937 | 9.7937 | 9.7937 | 9.7937 | 9.7937 | 9.7937 | 9.7937 | 9.7937 | 9.7937 | 9.7937
[50 empty] | These from Sum Stand Alone | Retro | Municipal Sewage Treatment | 47.0454 |  |  | 0 | 47.0454 | 47.0454 | 47.0454 | 47.0454 | 47.0454 | 55.3139 | 55.3139 | 55.3139 | 55.3139 | 55.3139
[51 empty] | Retro | Municipal Water Supply | 24.65 |  |  | 0 | 3.4 | 10.2 | 17.85 | 24.65 | 24.65 | 24.65 | 24.65 | 24.65 | 24.65 | 24.65
[51 empty] | Retro | LED Traffic Lights | 7.7635 |  |  | 2.0627 | 3.8415 | 5.9858 | 7.7635 | 8.6942 | 8.6942 | 8.6942 | 8.6942 | 8.6942 | 8.6942 | 8.6942
[51 empty] | Retro | LED Exit Signs | 36.1749 |  |  | 0 | 0 | 36.1749 | 36.1749 | 37.1136 | 37.1192 | 39.1622 | 39.1622 | 39.1622 | 39.1622 | 39.1622
[51 empty] | Retro | Network PC Power Management | 61.448 |  |  | 0 | 0 | 61.448 | 61.448 | 61.448 | 61.448 | 61.448 | 61.448 | 61.448 | 61.448 | 61.448
[51 empty] | New | Efficient Power Supplies | 155.6786 |  |  | 0 | 155.6786 | 155.6786 | 155.6786 | 155.6786 | 155.6786 | 155.6786 | 155.6786 | 155.6786 | 155.6786 | 155.6786
[51 empty] | New | Packaged Refrigeration Equipment | 67.5136 |  |  | 0 | 50.0778 | 59.6608 | 67.5136 | 68.6495 | 68.6495 | 68.6495 | 68.6495 | 68.6495 | 68.6495 | 68.6495
[52 empty] | Cost-Effective Amount is 440 MWa | 439.8935 |  |  | 11.8564 | 269.8371 | 385.9872 | 433.0935 | 442.8987 | 447.8893 | 458.2008 | 458.2008 | 458.2008 | 458.2008 | 458.2008
[53 empty] | Retrofit | New
[51 empty] | Retro | Plug Load Sensor | 13.3473
[51 empty] | Retro | Pre-Rinse Spray Wash | 9.7937
[51 empty] | Retro | Municipal Sewage Treatment | 36.5257 | 10.5197
[51 empty] | Retro | Municipal Water Supply | 24.65
[51 empty] | Retro | LED Traffic Lights | 7.7635
[51 empty] | Retro | LED Exit Signs | 36.1749
[51 empty] | Retro | Network PC Power Management | 61.448
[51 empty] | New | Premium Fume Hood |  | 16.4784
[51 empty] | New | Efficient Power Supplies |  | 155.6786
[51 empty] | New | Packaged Refrigeration Equipment |  | 67.5136
[53 empty] | 189.7031 | 250.1903
439.8935
Note on A3: Charlie Grist: Originall created to estimate annual rates. No loger used as of 10-2004. Section below, 2025 Analysis is used to tally conservation potential. Annual rates are now calculated on the Bundles tab
Note on AA126: Charlie Grist: 5 Nov 2003, Subject to Revision
Note on AA127: Charlie Grist: 5 Nov 2003, Subject to Revision
From Stand Alone
Combined buildings and stand alone
For Figure 3-13.Buildings and Infrastructure Combined Categories. Grocery is in Equipment for this table. For the detailed discussion in Chap 3, Grocery is in the retrofit buildings section.
Figure 3-17: Achievable Conservation Potential in Commercial Infrastructure and Equipment
Figure 3-18: Achievable and Cost-Effective Potential in Infrastructure and Equipment
Beware the overlap between these two (Grocery refrig in two places depending on table)

## Bundles
'file:///tmp/in/input.xls'#$Bundles
Program Approach Bundles |  |  | Use drop downs in range "pace_picker" pick target pace |  | Periodic Pace |  | Achievable |  |  |  | Acquisition Mechanism | [22 empty] | Acquisition Mechanism
|  |  | Retro 2005-2009 Cumulative | Retro Pace | 2.6 | [23 empty] | Target Period | Achievable |  | MT Pace | 100% | Factor to adjust annual expenditure pace for MT and Regional to Five Year Target
|  |  | Lost Opp 2005-2009 Cumulative | Lost Op Pace | 13 | 2005-2009 Cumulative | 85% |  |  |  | Market Transformation |  |  |  |  | Regional Program |  |  | Local Program | [9 empty] | 2005-2009 Cumulative | 85% |  | MT Term | 5 | Market Transformation |  |  |  |  | Regional Program |  |  | Local Program
End Use | Base Measure Name | VCohort | Measure Index Name | 2025 Target (MWa) | Energy Savings per Period (MWa) | 2025 Capital Cost | Initial Capital Cost per Period ($M) | Share of Realistic Potential | Weighted Levelized Cost | Benefit Cost Ratio | Code & Standards | MT Venture | National Product Specs | Regional Product Specs | Regional RD&D | Administration | Infrastructure Development | Acquisition Payments | Administration | Acquisition Payments | Description | Measure Index Name | Cat1 | Cat2 | Cat3 | Cat4 | Cat5 | 2025 Target (MWa) | Energy Savings per Period (MWa) | Initial Capital Cost per Period ($M) | Share of Realistic Potential | Weighted Levelized Cost | Benefit Cost Ratio | Code & Standards | MT Venture | National Product Specs | Regional Product Specs | Regional RD&D | Regional Administration | Infrastructure Development | Regional Acquisition Payments | Local Administration | Local Acquisition Payments | Acquisition Incentive | Total | Share of Program Cost | $/MWa | Reg$/Period | Local$/Period | Local Share $ | Regional Share
ALL | Integrated Building Design | New | Integrated Building Design-New | 152.1366 | 11.7028 | 531.1967 | 34.7321 | 13.93% | 22.6518 | 4.7958 |  | p |  |  | s |  | p |  |  | s |  | Integrated Building Design-New | NBDesign | Regional | Lost-Op | Practice | Integrated Building Design | 152.1366 | 11.7028 | 34.7321 | 13.93% | 22.6518 | 4.7958 |  | 17.5 | 1.5 |  | 2.5 |  | 14 |  |  | 8.683 | 25% | 44.183 | 15.46% | 3.7754 | 35.5 | 8.683 | 19.65% | 80.35%
L | LPD Package | New | LPD Package-New | 60.627 | 4.6636 | 12.0969 | 0.79095 | 5.55% | 3.3117 | 11.9424 | s | s | s | s | s |  | s |  |  | p |  | LPD Package-New | NBLighting | Regional | Lost-Op | Mix | Lighting Equipment | 60.627 | 4.6636 | 0.79095 | 5.55% | 3.3117 | 11.9424 | 0.5 | 1.65 | 0.25 | 0.25 | 0.5 |  | 0.33 |  |  | 0.79095 | 100% | 4.271 | 1.495% | 0.9158 | 3.48 | 0.79095 | 18.52% | 81.48%
L | LPD Package | NR | LPD Package-NR | 40.4895 | 3.1146 | 11.3057 | 0.73922 | 3.707% | 3.2468 | 12.2164 | s | s | s | s | s |  | s |  |  | p |  | LPD Package-NR | NBLighting | Regional | Lost-Op | Mix | Lighting Equipment | 40.4895 | 3.1146 | 0.73922 | 3.707% | 3.2468 | 12.2164 | 0.5 | 1.65 | 0.25 | 0.25 | 0.5 |  | 0.33 |  |  | 0.73922 | 100% | 4.2192 | 1.476% | 1.3547 | 3.48 | 0.73922 | 17.52% | 82.48%
L | LPD Package | Retro | LPD Package-Retro | 113.92 | 43.8154 | 358.9221 | 117.3399 | 10.43% | 18.3514 | 2.1808 |  |  | s | s |  |  | s |  |  | p |  | LPD Package-Retro | RetroLighting | Local | Retro | Mix | Lighting Equipment | 113.92 | 43.8154 | 117.3399 | 10.43% | 18.3514 | 2.1808 |  | 1.65 | 0.25 | 0.25 | 0.5 |  | 0.33 |  |  | 58.67 | 50% | 61.65 | 21.57% | 1.407 | 2.98 | 58.67 | 95.17% | 4.834%
L | Top Day Lighting | New | Top Day Lighting-New | 34.4069 | 2.6467 | 138.4412 | 9.0519 | 3.15% | 34.1007 | 1.5712 | s | s |  | s |  |  | s |  |  | p |  | Top Day Lighting-New | NBLighting | Mix | Lost-Op | Practice | Skylight Day Lighting | 34.4069 | 2.6467 | 9.0519 | 3.15% | 34.1007 | 1.5712 | 0.5 | 1.5 | 0.25 | 0.5 | 1 |  | 0.1 |  |  | 4.526 | 50% | 8.376 | 2.931% | 3.1647 | 3.85 | 4.526 | 54.04% | 45.96%
L | Perimeter Day lighting Controls (Advanced) | New | Perimeter Day lighting Controls (Advanced)-New | 0.56784 | 0.04368 | 4.9638 | 0.32456 | 0.05198% | 62.4126 | 0.85966 | s |  |  |  | s |  |  |  |  | p |  | Perimeter Day lighting Controls (Advanced)-New | NBLighting | Regional | Lost-Op | Practice | Perimeter Day Lighting | 0.56784 | 0.04368 | 0.32456 | 0.05198% | 62.4126 | 0.85966 | 0.5 |  |  |  | 0.25 |  |  |  |  | 0.16228 | 50% | 0.91228 | 0.3192% | 20.8854 | 0.75 | 0.16228 | 17.79% | 82.21%
L | Perimeter Day lighting Controls (Advanced) | NR | Perimeter Day lighting Controls (Advanced)-NR | 0.2836 | 0.021815 | 2.4899 | 0.1628 | 0.02596% | 62.6841 | 0.85594 | s |  |  |  | s |  |  |  |  | p |  | Perimeter Day lighting Controls (Advanced)-NR | NBLighting | Regional | Lost-Op | Practice | Perimeter Day Lighting | 0.2836 | 0.021815 | 0.1628 | 0.02596% | 62.6841 | 0.85594 | 0.5 |  |  |  | 0.25 |  |  |  |  | 0.081399 | 50% | 0.8314 | 0.2909% | 38.1111 | 0.75 | 0.081399 | 9.791% | 90.21%
L | Lighting Controls: Sweep, Occup, Commission | New | Lighting Controls: Sweep, Occup, Commission-New | 0 | 0 | 0 | 0 | 0% | 0 | 0 | [11 empty] | Lighting Controls: Sweep, Occup, Commission-New
HVAC | ECM on VAV Boxes | New | ECM on VAV Boxes-New | 5.2378 | 0.40291 | 19.0143 | 1.2432 | 0.4795% | 25.1489 | 1.7798 | p | [5 empty] | s |  |  |  |  | ECM on VAV Boxes-New | NBHvac | Regional | Lost-Op | Technology | Electrically Commutated Fan Motors | 5.2378 | 0.40291 | 1.2432 | 0.4795% | 25.1489 | 1.7798 | 0.5 | [5 empty] | 0.05 |  |  |  |  | 0.55 | 0.1925% | 1.3651 | 0.55 | 0 | 0% | 100%
HVAC | ECM on VAV Boxes | NR | ECM on VAV Boxes-NR | 3.8599 | 0.29691 | 12.2946 | 0.80388 | 0.3534% | 22.1633 | 1.916 | p | [5 empty] | s |  |  |  |  | ECM on VAV Boxes-NR | NBHvac | Regional | Lost-Op | Technology | Electrically Commutated Fan Motors | 3.8599 | 0.29691 | 0.80388 | 0.3534% | 22.1633 | 1.916 | 0.5 | [5 empty] | 0.05 |  |  |  |  | 0.55 | 0.1925% | 1.8524 | 0.55 | 0 | 0% | 100%
HVAC | ECM on VAV Boxes | Retro | ECM on VAV Boxes-Retro | 0 | 0 | 0 | 0 | 0% | 0 | 0 | [11 empty] | ECM on VAV Boxes-Retro
HVAC | Premium HVAC Equipment | New | Premium HVAC Equipment-New | 4.3551 | 0.33501 | 19.2362 | 1.2577 | 0.3987% | 43.5071 | 1.2264 |  |  | s |  | s |  |  |  |  | p |  | Premium HVAC Equipment-New | NBHvac | Mix | Lost-Op | Technology | Premium HVAC Equipment | 4.3551 | 0.33501 | 1.2577 | 0.3987% | 43.5071 | 1.2264 |  |  | 0.25 |  | 0.25 |  |  |  |  | 0.62887 | 50% | 1.1289 | 0.395% | 3.3697 | 0.5 | 0.62887 | 55.71% | 44.29%
HVAC | Premium HVAC Equipment | NR | Premium HVAC Equipment-NR | 4.8598 | 0.37383 | 24.7776 | 1.6201 | 0.4449% | 43.2059 | 1.235 |  |  | s |  | s |  |  |  |  | p |  | Premium HVAC Equipment-NR | NBHvac | Mix | Lost-Op | Technology | Premium HVAC Equipment | 4.8598 | 0.37383 | 1.6201 | 0.4449% | 43.2059 | 1.235 |  |  | 0.25 |  | 0.25 |  |  |  |  | 0.81004 | 50% | 1.31 | 0.4584% | 3.5043 | 0.5 | 0.81004 | 61.83% | 38.17%
ENVL | Glass | New | Glass-New | 4.1832 | 0.32178 | 27.056 | 1.769 | 0.383% | 30.0096 | 1.3735 |  | s |  |  | s |  |  |  |  | p |  | Glass-New | NBShell | Mix | Lost-Op | Practice | High-Performance Glass | 4.1832 | 0.32178 | 1.769 | 0.383% | 30.0096 | 1.3735 |  | 1.25 |  |  | 0.25 |  |  |  |  | 0.88452 | 50% | 2.3845 | 0.8344% | 7.4103 | 1.5 | 0.88452 | 37.09% | 62.91%
ENVL | Glass | NR | Glass-NR | 1.661 | 0.12777 | 11.255 | 0.7359 | 0.1521% | 28.301 | 1.4716 |  | s |  |  | s |  |  |  |  | p |  | Glass-NR | NBShell | Regional | Lost-Op | Practice | High-Performance Glass | 1.661 | 0.12777 | 0.7359 | 0.1521% | 28.301 | 1.4716 |  | 1.25 |  |  | 0.25 |  |  |  |  | 0.36795 | 50% | 1.868 | 0.6537% | 14.6194 | 1.5 | 0.36795 | 19.7% | 80.3%
ENVL | Glass | Retro | Glass-Retro | 3.8236 | 1.4706 | 24.9433 | 8.1545 | 0.35% | 38.2093 | 0.99245 | [9 empty] | p |  | Glass-Retro | RetroShell | Local | Retro | Practice | High-Performance Glass | 3.8236 | 1.4706 | 8.1545 | 0.35% | 38.2093 | 0.99245 | [9 empty] | 4.0773 | 50% | 4.0773 | 1.427% | 2.7725 | 0 | 4.0773 | 100% | 0%
HVAC | Package Roof Top Optimization & Repair | Retro | Package Roof Top Optimization & Repair-Retro | 75.2854 | 28.9559 | 157.0482 | 51.3427 | 6.892% | 32.3467 | 1.424 |  | s |  | s | s |  | p |  |  | p |  | Package Roof Top Optimization & Repair-Retro | RetroHvac | Local | Retro | Practice | Small HVAC Optimization & Repair | 75.2854 | 28.9559 | 51.3427 | 6.892% | 32.3467 | 1.424 |  | 1.5 |  | 1 | 2.5 |  | 0.5 |  |  | 25.6713 | 50% | 31.1713 | 10.91% | 1.0765 | 5.5 | 25.6713 | 82.36% | 17.64%
HVAC | Variable Speed Chiller | New | Variable Speed Chiller-New | 0.95025 | 0.073096 | 5.7782 | 0.3778 | 0.08699% | 32.0512 | 1.5337 | [9 empty] | p |  | Variable Speed Chiller-New | NBHvac | Mix | Lost-Op | Technology | Variable Speed Chillers | 0.95025 | 0.073096 | 0.3778 | 0.08699% | 32.0512 | 1.5337 | [6 empty] | 0.1 |  |  | 0.1889 | 50% | 0.2889 | 0.1011% | 3.9523 | 0.1 | 0.1889 | 65.39% | 34.61%
HVAC | Variable Speed Chiller | NR | Variable Speed Chiller-NR | 2.5688 | 0.1976 | 15.0424 | 0.98354 | 0.2352% | 30.8884 | 1.5915 | [9 empty] | p |  | Variable Speed Chiller-NR | NBHvac | Local | Lost-Op | Technology | Variable Speed Chillers | 2.5688 | 0.1976 | 0.98354 | 0.2352% | 30.8884 | 1.5915 | [6 empty] | 0.1 |  |  | 0.49177 | 50% | 0.59177 | 0.2071% | 2.9948 | 0.1 | 0.49177 | 83.1% | 16.9%
HVAC | Variable Speed Chiller | Retro | Variable Speed Chiller-Retro | 0 | 0 | 0 | 0 | 0% | 0 | 0 | [11 empty] | Variable Speed Chiller-Retro
HVAC | Controls Commission | New | Controls Commission-New | 8.5312 | 0.65625 | 32.6003 | 2.1316 | 0.781% | 37.4797 | 1.1212 | [9 empty] | p |  | Controls Commission-New | NBHvac | Regional | Lost-Op | Practice | Controls Commissioning | 8.5312 | 0.65625 | 2.1316 | 0.781% | 37.4797 | 1.1212 | 0.5 | 0.25 | 0.5 |  |  |  | 0.25 |  |  | 0.53289 | 25% | 2.0329 | 0.7114% | 3.0978 | 1.5 | 0.53289 | 26.21% | 73.79%
HVAC | Built-Up HVAC Controls Optimization | Retro | Built-Up HVAC Controls Optimization-Retro | 38.277 | 14.7219 | 134.8711 | 44.0925 | 3.504% | 36.5229 | 1.1697 |  | s | s | s | s |  | p |  |  | p |  | Built-Up HVAC Controls Optimization-Retro | RetroHvac | Local | Retro | Practice | Large HVAC Optimization & Repair | 38.277 | 14.7219 | 44.0925 | 3.504% | 36.5229 | 1.1697 |  | 5 | 0.25 | 1.25 | 1.25 |  | 0.25 |  |  | 22.0462 | 50% | 30.0462 | 10.51% | 2.0409 | 8 | 22.0462 | 73.37% | 26.63%
HVAC | Built-Up HVAC Control Retrofit | Retro | Built-Up HVAC Control Retrofit-Retro | 0 | 0 | 0 | 0 | 0% | 0 | 0 | [11 empty] | Built-Up HVAC Control Retrofit-Retro
HVAC | Evaporative Assist Cooling | New | Evaporative Assist Cooling-New | 0 | 0 | 0 | 0 | 0% | 0 | 0 |  |  |  | s | s |  | s |  |  |  |  | Evaporative Assist Cooling-New | NBHvac | Regional | Lost-Op | Technology | Evaporative Assist Cooling | 0 | 0 | 0 | 0% | 0 | 0 | 0.5 | 2 |  | 0.5 | 1 |  | 0.1 |  |  |  |  | 4.1 | 1.435% | #DIV/0! | 4.1 | 0 | 0% | 100%
HVAC | Evaporative Assist Cooling | NR | Evaporative Assist Cooling-NR | 0 | 0 | 0 | 0 | 0% | 0 | 0 | [11 empty] | Evaporative Assist Cooling-NR
HVAC | Low Pressure Distribution | New | Low Pressure Distribution-New | 46.8437 | 3.6034 | 255.7513 | 16.7222 | 4.288% | 27.0474 | 1.6382 |  |  |  | p | p |  | p |  |  | s |  | Low Pressure Distribution-New | NBHvac | Mix | Lost-Op | Mix | Low-Pressure Distribution | 46.8437 | 3.6034 | 16.7222 | 4.288% | 27.0474 | 1.6382 | 0.5 | 2.5 | 0.25 | 0.5 | 1.5 |  | 0.1 |  |  | 4.1805 | 25% | 9.5305 | 3.335% | 2.6449 | 5.35 | 4.1805 | 43.86% | 56.14%
HVAC | Low Pressure Distribution | NR | Low Pressure Distribution-NR | [18 empty] | Low Pressure Distribution-NR
HVAC | Air-side heat recovery systems | New | Air-side heat recovery systems-New | [18 empty] | Air-side heat recovery systems-New
HVAC | Air-side heat recovery systems | Retro | Air-side heat recovery systems-Retro | [18 empty] | Air-side heat recovery systems-Retro
HVAC | Demand Control Ventilation | New | Demand Control Ventilation-New | [18 empty] | Demand Control Ventilation-New
HVAC | Demand Control Ventilation (Parking) | Retro | Demand Control Ventilation (Parking)-Retro | [18 empty] | Demand Control Ventilation (Parking)-Retro
HVAC | Efficienct fans, pumps and drives | New | Efficienct fans, pumps and drives-New | [18 empty] | Efficienct fans, pumps and drives-New
HVAC | Efficienct fans, pumps and drives | NR | Efficienct fans, pumps and drives-NR | [18 empty] | Efficienct fans, pumps and drives-NR
HVAC | Efficienct fans, pumps and drives | Retro | Efficienct fans, pumps and drives-Retro | [18 empty] | Efficienct fans, pumps and drives-Retro
HVAC | VSD, ASD | Retro | VSD, ASD-Retro | 3.4 | 1.3077 | 30.1788 | 9.8661 | 0.3113% | 43.4078 | 1.1 | [11 empty] | VSD, ASD-Retro | RetroHvac | Local | Retro | Technology | Adjustable Speed Drives | 3.4 | 1.3077 | 9.8661 | 0.3113% | 43.4078 | 1.1 | [9 empty] | 4.9331 | 50% | 4.9331 | 1.726% | 3.7723 | 0 | 4.9331 | 100% | 0%
ENVL | ReRoof | NR | ReRoof-NR | 11.8125 | 0.90865 | 34.1656 | 2.2339 | 1.081% | 15.2578 | 2.114 | [9 empty] | p |  | ReRoof-NR | NBShell | Local | Lost-Op | Technology | Roof Insulation | 11.8125 | 0.90865 | 2.2339 | 1.081% | 15.2578 | 2.114 | [9 empty] | 1.117 | 50% | 1.117 | 0.3909% | 1.2292 | 0 | 1.117 | 100% | 0%
R | Grocery Refrigeration Bundle | Retro | Grocery Refrigeration Bundle-Retro | 34.3697 | 13.2191 | 67.1358 | 21.9482 | 3.146% | 19.1638 | 1.8632 |  |  |  | s |  |  | p | s |  | p |  | Grocery Refrigeration Bundle-Retro | RetroEq | Local | Retro | Mix | Grocery Refrigeration Upgrade | 34.3697 | 13.2191 | 21.9482 | 3.146% | 19.1638 | 1.8632 |  |  |  | 0.5 |  |  | 0.1 | 0.25 |  | 10.9741 | 50% | 11.8241 | 4.138% | 0.89447 | 0.85 | 10.9741 | 92.81% | 7.189%
R | Grocery Refrigeration Heat Recovery | New | Grocery Refrigeration Heat Recovery-New | [18 empty] | Grocery Refrigeration Heat Recovery-New
W | Demand controlled circulating systems | Retro | Demand controlled circulating systems-Retro | [18 empty] | Demand controlled circulating systems-Retro
M | Plug Load Sensor | Retro | Plug Load Sensor-Retro | 13.3473 | 5.1336 | 41.8289 | 13.6748 | 1.222% | 30.8104 | 1.2308 |  | p |  |  | s |  | s |  |  | p |  | Plug Load Sensor-Retro | RetroEq | Local | Retro | Technology | Office Plug Load Sensor | 13.3473 | 5.1336 | 13.6748 | 1.222% | 30.8104 | 1.2308 |  | 1 |  |  | 0.25 |  | 0.1 |  |  | 6.8374 | 50% | 8.1874 | 2.865% | 1.5949 | 1.35 | 6.8374 | 83.51% | 16.49%
M | Premium Fume Hood | New | Premium Fume Hood-New | 16.4784 | 1.2676 | 80.1958 | 5.2436 | 1.509% | 36.8974 | 1.0133 | s | p |  |  | p |  |  |  |  | p |  | Premium Fume Hood-New | NewEq | Mix | Lost-Op | Technology | Premium Fume Hood | 16.4784 | 1.2676 | 5.2436 | 1.509% | 36.8974 | 1.0133 | 0.5 | 1 |  |  | 0.25 |  |  |  |  | 2.6218 | 50% | 4.3718 | 1.53% | 3.449 | 1.75 | 2.6218 | 59.97% | 40.03%
M | Pre-Rinse Spray Wash | Retro | Pre-Rinse Spray Wash-Retro | 9.7937 | 3.7668 | 2.5577 | 0.83617 | 0.8966% | 5.729 | 6.6191 | p | [8 empty] | p |  | Pre-Rinse Spray Wash-Retro | RetroEq | Local | Retro | Technology | Pre-Rinse Spray Wash | 9.7937 | 3.7668 | 0.83617 | 0.8966% | 5.729 | 6.6191 | 0.1 | [8 empty] | 0.41808 | 50% | 0.51808 | 0.1813% | 0.13754 | 0.1 | 0.41808 | 80.7% | 19.3%
INFRA | Municipal Sewage Treatment | Retro | Municipal Sewage Treatment-Retro | 36.5257 | 14.0484 | 29.534 | 9.6553 | 3.344% | 14.2096 | 2.4108 |  | p |  |  | s |  | s |  |  |  |  | Municipal Sewage Treatment-Retro | RetroInfra | Mix | Retro | Practice | Municipal Sewage Treatment | 36.5257 | 14.0484 | 9.6553 | 3.344% | 14.2096 | 2.4108 |  | 3.5 |  |  | 1.5 |  | 0.1 |  |  | 4.8277 | 50% | 9.9277 | 3.474% | 0.70668 | 5.1 | 4.8277 | 48.63% | 51.37%
INFRA | Municipal Sewage Treatment | New | Municipal Sewage Treatment-New | 10.5197 | 0.80921 | 8.506 | 0.55616 | 0.963% | 14.2096 | 2.4108 |  | p |  |  | s |  | s |  |  |  |  | Municipal Sewage Treatment-New | NewInfra | Regional | Lost-Op | Practice | Municipal Sewage Treatment | 10.5197 | 0.80921 | 0.55616 | 0.963% | 14.2096 | 2.4108 |  | 0.5 |  |  | 0.25 |  | 0.1 |  |  | 0.13904 | 25% | 0.98904 | 0.3461% | 1.2222 | 0.85 | 0.13904 | 14.06% | 85.94%
INFRA | Municipal Water Supply | Retro | Municipal Water Supply-Retro | 24.65 | 9.4808 | 20 | 6.5385 | 2.257% | 33 | 1.2 |  |  |  |  | s |  |  |  |  | p |  | Municipal Water Supply-Retro | RetroInfra | Local | Retro | Practice | Municipal Water Supply | 24.65 | 9.4808 | 6.5385 | 2.257% | 33 | 1.2 |  |  |  |  | 0.5 |  | 0.1 |  |  | 3.2692 | 50% | 3.8692 | 1.354% | 0.40811 | 0.6 | 3.2692 | 84.49% | 15.51%
INFRA | Municipal Water Supply | New | Municipal Water Supply-New | [16 empty] | p |  | Municipal Water Supply-New | NewInfra |  |  | Practice | Municipal Water Supply | 0 | 0 | 0 | 0% | 0 | 0 | [9 empty] | 0 | 50% | 0 | 0% | #DIV/0! | 0 | 0 | #DIV/0! | #DIV/0!
INFRA | LED Traffic Lights | Retro | LED Traffic Lights-Retro | 7.7635 | 2.986 | 29.534 | 9.6553 | 0.7107% | 19.4026 | 1.8403 | [9 empty] | p |  | LED Traffic Lights-Retro | RetroInfra | Local | Retro | Technology | LED Traffic Lights | 7.7635 | 2.986 | 9.6553 | 0.7107% | 19.4026 | 1.8403 | [9 empty] | 4.8277 | 50% | 4.8277 | 1.689% | 1.6168 | 0 | 4.8277 | 100% | 0%
INFRA | LED Traffic Lights | New | LED Traffic Lights-New | [16 empty] | p |  | LED Traffic Lights-New | NewInfra |  |  | Technology | LED Traffic Lights | 0 | 0 | 0 | 0% | 0 | 0 | [9 empty] | 0 | 50% | 0 | 0% | #DIV/0! | 0 | 0 | #DIV/0! | #DIV/0!
L | LED Exit Signs | Retro | LED Exit Signs-Retro | 36.1749 | 13.9134 | 18.9358 | 6.1906 | 3.312% | 22.793 | 1.5665 | [9 empty] | p |  | LED Exit Signs-Retro | RetroInfra | Local | Retro | Technology | LED Exit Signs | 36.1749 | 13.9134 | 6.1906 | 3.312% | 22.793 | 1.5665 | [9 empty] | 3.0953 | 50% | 3.0953 | 1.083% | 0.22247 | 0 | 3.0953 | 100% | 0%
L | LED Exit Signs | New | LED Exit Signs-New | [16 empty] | p |  | LED Exit Signs-New | NewInfra |  |  | Technology | LED Exit Signs | 0 | 0 | 0 | 0% | 0 | 0 | [9 empty] | 0 | 50% | 0 | 0% | #DIV/0! | 0 | 0 | #DIV/0! | #DIV/0!
M | Network PC Power Management | Retro | Network PC Power Management-Retro | 61.448 | 23.6338 | 72.8573 | 23.8187 | 5.625% | 28.0093 | 1.3223 |  | p |  |  |  |  | s |  |  |  |  | Network PC Power Management-Retro | RetroEq | Mix | Retro | Technology | Network Computer Power Management | 61.448 | 23.6338 | 23.8187 | 5.625% | 28.0093 | 1.3223 |  | 1.5 |  |  |  |  | 0.25 |  |  | 5.9547 | 25% | 7.7047 | 0.026962 | 0.326 | 1.75 | 5.9547 | 77.29% | 22.71%
M | Network PC Power Management | New | Network PC Power Management-New | [18 empty] | Network PC Power Management-New | [5 empty] | 0 | 0 | 0 | 0% | 0 | 0
M | Efficient Power Supplies | Retro | Efficient Power Supplies-Retro | [18 empty] | Efficient Power Supplies-Retro | [5 empty] | 0 | 0 | 0 | 0% | 0 | 0
M | Efficient Power Supplies | New | Efficient Power Supplies-New | 155.6786 | 11.9753 | 119.259 | 7.7977 | 14.25% | 14.9157 | 2.6673 | s | p | p | p |  |  |  | s |  |  |  | Efficient Power Supplies-New | AC/DC | Regional | Lost-Op | Technology | Efficient AC/DC Power Converters | 155.6786 | 11.9753 | 7.7977 | 14.25% | 14.9157 | 2.6673 | 0.5 | 2.5 | 0.25 | 0.5 |  |  |  | 0.2 |  |  |  | 3.95 | 1.382% | 0.32985 | 3.95 | 0 | 0% | 100%
R | Packaged Refrigeration Equipment | Retro | Packaged Refrigeration Equipment-Retro | [18 empty] | Packaged Refrigeration Equipment-Retro | [5 empty] | 0 | 0 | 0 | 0% | 0 | 0
R | Packaged Refrigeration Equipment | New | Packaged Refrigeration Equipment-New | 67.5136 | 5.1934 | 103.1602 | 6.7451 | 6.181% | 18.6625 | 1.9306 | p |  | s |  | s |  | s |  |  | p |  | Packaged Refrigeration Equipment-New | NewEq | Regional | Lost-Op | Technology | Packaged Refrigeration Equipment | 67.5136 | 5.1934 | 6.7451 | 6.181% | 18.6625 | 1.9306 | 0.5 | 1.25 | 0.25 | 0.5 | 0.25 |  | 0.25 | 1.6863 |  | 1.6863 | 25% | 6.3725 | 2.23% | 1.2271 | 4.6863 | 1.6863 | 26.46% | 73.54%
W | Commercial Clothes Washers | Retro | Commercial Clothes Washers-Retro | [18 empty] | Commercial Clothes Washers-Retro
W | Commercial Clothes Washers | New | Commercial Clothes Washers-New | [18 empty] | Commercial Clothes Washers-New
L | Outdoor Lighting | Retro | Outdoor Lighting-Retro | [18 empty] | Outdoor Lighting-Retro
L | Outdoor Lighting | New | Outdoor Lighting-New | [18 empty] | Outdoor Lighting-New
|  |  |  | 1092.344 | 225.1892 | 2456.9335 | 419.1364
[6 empty] | 2.2492 | 1.8613 | [14 empty] | Total | [5 empty] | 1092.344 | 225.1892 | 419.1364 | 100% |  |  | 6.6 | 48.95 | 4.5 | 6 | 15.75 |  | 17.59 | 2.1363 |  | 184.2344 |  | 285.7607 | 100% | 1.269 | 101.5263 | 184.2344 | 64.47% | 35.53%
| P-Primary or Near Term | [32 empty] | 2.31% | 17.13% | 1.575% | 2.1% | 5.512% |  | 6.156% | 0.7476% |  | 64.47% |  | 100%
[22 empty] | Attainble Via Codes and Standards (All) | 336.2% |  |  |  |  | 282.3649
[22 empty] | Attainble Via Codes and Standards (Power Supply) | [5 empty] | 155.6786
[22 empty] | Attainble Via Codes and Standards (Coml Buildings) | [5 empty] | 126.6863
[22 empty] | Attainble Via Codes and Standards (All)(Instant) | 460.2% |  |  |  |  | 386.4998
S - Secondary or Long Term
Y-YES
M=Maybe helpful
[22 empty] | Simplified Bundles Cat1 | [6 empty] | Annual Pace | Achievable |  |  |  | Acquisition Mechanism
[29 empty] | 2005-2009 Cumulative | 85% |  |  |  | Market Transformation |  |  |  |  | Regional Program |  |  | Local Program
[22 empty] | Category | Cat1 | Cat2 | Cat3 | Cat4 |  | 2025 Target (MWa) | Energy Savings per Period (MWa) | Initial Capital Cost per Period ($M) | Share of Realistic Potential | Weighted Levelized Cost | Benefit Cost Ratio | Code & Standards | MT Venture | National Product Specs | Regional Product Specs | Regional RD&D | Regional Administration | Infrastructure Development | Regional Acquisition Payments | Local Administration | Local Acquisition Payments | Acquisition Incentive | Total | Share of Program Cost | $/MWa | Reg$/Period | Local$/Period | Local Share $ | Regional Share
[22 empty] | Commercial New & Replacement Lighting | NBLighting |  |  |  |  | 221.1589 | 17.0122 | 30.4253 | 20.25% | 13.2154 | 8.6115 | 2.5 | 4.8 | 0.75 | 1 | 2.5 | 0 | 0.76 | 0 | 0 | 6.2998 | 3.5 | 18.6098 | 0.065124 | 64.4316 | 12.31 | 6.2998 | 1.1765 | 3.8235
[22 empty] | Commercial New & Replacement HVAC | NBHvac |  |  |  |  | 139.8005 | 5.939 | 25.14 | 12.8% | 30.3889 | 1.5129 | 2.5 | 4.75 | 1.25 | 1 | 3 | 0 | 0.75 | 0 | 0 | 6.833 |  | 20.083 | 186.9% | 3.3816 | 2.231 | 1.1505 | 34.02% | 65.98%
[22 empty] | Commercial Retrofit Equipment | RetroEq |  |  |  |  | 118.9587 | 45.7534 | 60.278 | 10.89% | 23.9336 | 1.9044 | 0.1 | 2.5 | 0 | 0.5 | 0.25 | 0 | 0.45 | 0.25 | 0 | 24.1843 |  | 28.2343 | 262.8% | 0.6171 | 0.088518 | 0.52858 | 85.66% | 14.34%
[22 empty] | Commercial Retrofit HVAC | RetroHvac |  |  |  |  | 116.9624 | 44.9855 | 105.3013 | 10.71% | 34.035 | 1.3313 | 0 | 6.5 | 0.25 | 2.25 | 3.75 | 0 | 0.75 | 0 | 0 | 52.6507 |  | 66.1507 | 615.7% | 1.4705 | 0.3001 | 1.1704 | 79.59% | 20.41%
[22 empty] | Commercial Retrofit Lighting | RetroLighting |  |  |  |  | 113.92 | 43.8154 | 117.3399 | 10.43% | 18.3514 | 2.1808 | 0 | 1.65 | 0.25 | 0.25 | 0.5 | 0 | 0.33 | 0 | 0 | 58.67 |  | 61.65 | 573.8% | 1.407 | 0.068013 | 1.339 | 95.17% | 4.834%
[22 empty] | Commercial Retrofit Infrastructure | RetroInfra |  |  |  |  | 105.1141 | 40.4285 | 32.0397 | 9.623% | 21.9536 | 1.7942 | 0 | 3.5 | 0 | 0 | 2 | 0 | 0.2 | 0 | 0 | 16.0199 |  | 21.7199 | 202.2% | 0.53724 | 0.14099 | 0.39625 | 73.76% | 26.24%
[22 empty] | Commercial New & Replacement Equipment | NewEq |  |  |  |  | 83.992 | 6.4609 | 11.9887 | 7.689% | 22.24 | 1.7506 | 1 | 2.25 | 0.25 | 0.5 | 0.5 | 0 | 0.25 | 1.6863 | 0 | 4.3081 |  | 10.7443 | 100% | 1.663 | 0.99618 | 0.66679 | 40.1% | 59.9%
[22 empty] | Commercial New & Replacement Shell | NBShell |  |  |  |  | 22.4155 | 1.7243 | 5.8253 | 2.052% | 21.9992 | 1.7736 | 0 | 2.5 | 0 | 0 | 0.5 | 0 | 0 | 0 | 0 | 2.3694 |  | 5.3694 | 49.97% | 3.114 | 1.7399 | 1.3742 | 44.13% | 55.87%
[22 empty] | Commercial New & Replacement Infrastructure | NewInfra |  |  |  |  | 10.5197 | 0.80921 | 0.55616 | 0.963% | 14.2096 | 2.4108 | 0 | 0.5 | 0 | 0 | 0.25 | 0 | 0.1 | 0 | 0 | 0.13904 |  | 0.98904 | 9.205% | 1.2222 | 1.0504 | 0.17182 | 14.06% | 85.94%
[22 empty] | Commercial Retrofit Shell | RetroShell |  |  |  |  | 3.8236 | 1.4706 | 8.1545 | 0.35% | 38.2093 | 0.99245 | 0 | 0 | 0 | 0 | 0 | 0 | 0 | 0 | 0 | 4.0773 |  | 4.0773 | 37.95% | 2.7725 | 0 | 2.7725 | 100% | 0%
[22 empty] | New & Replacement AC/DC Power Converters[3] | AC/DC |  |  |  |  | 155.6786 | 11.9753 | 7.7977 | 14.25% | 14.9157 | 2.6673 | 0.5 | 2.5 | 0.25 | 0.5 | 0 | 0 | 0 | 0.2 | 0 | 0 |  | 3.95 | 36.76% | 0.32985 | 0.32985 | 0 | 0% | 100%
[28 empty] | 1092.344 |  |  | 100%
[22 empty] | Commercial Integrated Design | NBDesign |  |  |  |  | 152.1366 | 11.7028 | 34.7321 | 13.93% |  |  | 0 | 17.5 | 1.5 | 0 | 2.5 | 0 | 14 | 0 | 0 | 8.683 |  | 44.183 | 411.2% | 3.7754 | 3.0335 | 0.74196 | 19.65% | 80.35%
[22 empty] | Commercial Integrated Design, Lighting | NBLighting | 55.73% |  |  |  | 84.784 | 6.5218 | 19.3558 | 7.762% | 16.0873 | 7.4431
[22 empty] | Commercial Integrated Design, HVAC | NBHvac | 41.14% |  |  |  | 62.5938 | 4.8149 | 14.2899 | 5.73% | 30.9152 | 1.4634
[22 empty] | Commercial Integrated Design. Shell | NBShell | 3.128% |  |  |  | 4.7588 | 0.36606 | 1.0864 | 0.4356% | 29.4919 | 1.3858
[28 empty] | 152.1366 | 11.7028 | 34.7321
[22 empty] | Simplified Bundles Cat2 | [6 empty] | Annual Pace | Achievable |  |  |  | Acquisition Mechanism
[29 empty] | 2005-2009 Cumulative | 85% |  |  |  | Market Transformation |  |  |  |  | Regional Program |  |  | Local Program
[22 empty] | Category | Cat1 | Cat2 | Cat3 | Cat4 |  | 2025 Target (MWa) | Energy Savings per Period (MWa) | Initial Capital Cost per Period ($M) | Share of Realistic Potential | Weighted Levelized Cost |  | Code & Standards | MT Venture | National Product Specs | Regional Product Specs | Regional RD&D | Regional Administration | Infrastructure Development | Regional Acquisition Payments | Local Administration | Local Acquisition Payments | Acquisition Incentive | Total | Share of Program Cost | $/MWa | Reg$/Period | Local$/Period | Local Share $ | Regional Share
[22 empty] | Predominantly Local Expenditures (>66%) |  | Local |  |  |  | 375.1864 | 139.8775 | 292.8568 | 69.87% |  |  | 0.1 | 9.15 | 0.5 | 3 | 5 | 0 | 1.48 | 0.25 | 0 | 146.4284 |  | 165.9084 | 58.06% | 1.1861 | 0.13926 | 1.0468 | 88.26% | 11.74%
[22 empty] | Predominantly Regional Expenditures (>66%) |  | Regional |  |  |  | 507.1065 | 39.0082 | 56.7632 | 13.54% |  |  | 5 | 28.55 | 3 | 2 | 5.75 | 0 | 15.46 | 1.8863 | 0 | 13.183 |  | 74.8293 | 26.19% | 1.9183 | 1.5803 | 0.33796 | 17.62% | 82.38%
[22 empty] | Split Local / Regional Expenditures |  | Mix |  |  |  | 210.0512 | 46.3035 | 69.5164 | 16.59% |  |  | 1.5 | 11.25 | 1 | 1 | 5 | 0 | 0.65 | 0 | 0 | 24.623 |  | 45.023 | 15.76% | 0.97234 | 0.44057 | 0.53177 | 54.69% | 45.31%
[22 empty] | Total |  | Total |  |  |  | 1092.344 | 225.1892 | 419.1364 | 100% |  |  | 6.6 | 48.95 | 4.5 | 6 | 15.75 | 0 | 17.59 | 2.1363 | 0 | 184.2344 |  | 285.7607 | 100% | 1.269 | 0.45085 | 0.81813 | 64.47% | 35.53%
[22 empty] | Simplified Bundles Cat3 | [6 empty] | Annual Pace | Achievable |  |  |  | Acquisition Mechanism
[29 empty] | 2005-2009 Cumulative | 85% |  |  |  | Market Transformation |  |  |  |  | Regional Program |  |  | Local Program
[22 empty] | Category | Cat1 | Cat2 | Cat3 | Cat4 |  | 2025 Target (MWa) | Energy Savings per Period (MWa) | Initial Capital Cost per Period ($M) | Share of Realistic Potential | Weighted Levelized Cost |  | Code & Standards | MT Venture | National Product Specs | Regional Product Specs | Regional RD&D | Regional Administration | Infrastructure Development | Regional Acquisition Payments | Local Administration | Local Acquisition Payments | Acquisition Incentive | Total | Share of Program Cost | $/MWa | Reg$/Period | Local$/Period | Local Share $ | Regional Share
[22 empty] | Predominantly Lost-Opportunity |  |  | Lost-Op |  |  | 633.5652 | 48.7358 | 96.023 | 22.91% |  |  | 6.5 | 34.8 | 4 | 3 | 9.25 | 0 | 15.86 | 1.8863 | 0 | 28.6324 |  | 103.9287 | 36.37% | 2.1325 | 1.545 | 0.5875 | 27.55% | 72.45%
[22 empty] | Predominantly Retrofit |  |  | Retro |  |  | 458.7788 | 176.4534 | 323.1134 | 77.09% |  |  | 0.1 | 14.15 | 0.5 | 3 | 6.5 | 0 | 1.73 | 0.25 | 0 | 155.602 |  | 181.832 | 63.63% | 1.0305 | 0.14865 | 0.88183 | 85.57% | 14.43%
[22 empty] | Total |  |  | Total |  |  | 1092.344 | 225.1892 | 419.1364 | 100% |  |  | 6.6 | 48.95 | 4.5 | 6 | 15.75 | 0 | 17.59 | 2.1363 | 0 | 184.2344 |  | 285.7607 | 100% | 1.269 | 0.45085 | 0.81813 | 64.47% | 35.53%
[22 empty] | Simplified Bundles Cat4 | [6 empty] | Annual Pace | Achievable |  |  |  | Acquisition Mechanism
[29 empty] | 2005-2009 Cumulative | 85% |  |  |  | Market Transformation |  |  |  |  | Regional Program |  |  | Local Program
[22 empty] | Category | Cat1 | Cat2 | Cat3 | Cat4 |  | 2025 Target (MWa) | Energy Savings per Period (MWa) | Initial Capital Cost per Period ($M) | Share of Realistic Potential | Weighted Levelized Cost |  | Code & Standards | MT Venture | National Product Specs | Regional Product Specs | Regional RD&D | Regional Administration | Infrastructure Development | Regional Acquisition Payments | Local Administration | Local Acquisition Payments | Acquisition Incentive | Total | Share of Program Cost | $/MWa | Reg$/Period | Local$/Period | Local Share $ | Regional Share
[22 empty] | Predominantly Technology |  |  |  | Technology |  | 405.2423 | 71.7655 | 92.3483 | 22.03% |  |  | 3.1 | 9.25 | 1 | 1.5 | 2.25 | 0 | 1 | 1.8863 | 0 | 33.6108 |  | 53.5971 | 18.76% | 0.74684 | 0.27849 | 0.46834 | 62.71% | 37.29%
[22 empty] | Predominantly Practice |  |  |  | Practice |  | 390.8518 | 85.0076 | 169.2476 | 40.38% |  |  | 2 | 32.25 | 2.5 | 2.75 | 10.5 | 0 | 15.4 | 0 | 0 | 75.2688 |  | 140.6688 | 49.23% | 1.6548 | 0.76934 | 0.88544 | 53.51% | 46.49%
[22 empty] | Mix of Technology and Practice |  |  |  | Mix |  | 296.2499 | 68.4161 | 157.5405 | 37.59% |  |  | 1.5 | 7.45 | 1 | 1.75 | 3 | 0 | 1.19 | 0.25 | 0 | 75.3548 |  | 91.4948 | 32.02% | 1.3373 | 0.23591 | 1.1014 | 82.36% | 17.64%
[22 empty] | Total |  |  |  | Total |  | 1092.344 | 225.1892 | 419.1364 | 100% |  |  | 6.6 | 48.95 | 4.5 | 6 | 15.75 | 0 | 17.59 | 2.1363 | 0 | 184.2344 |  | 285.7607 | 100% | 1.269 | 0.45085 | 0.81813 | 64.47% | 35.53%
[22 empty] | Autofilter Top Block By Cat 5 | [6 empty] | Annual Pace | Achievable |  |  |  | Acquisition Mechanism
[29 empty] | 2005-2009 Cumulative | 85% |  |  |  | Market Transformation |  |  |  |  | Regional Program |  |  | Local Program
[22 empty] | Category | Cat1 | Cat2 | Cat3 | Cat4 | Cat5 | 2025 Target (MWa) | Energy Savings per Period (MWa) | Initial Capital Cost per Period ($M) | Share of Realistic Potential | Weighted Levelized Cost |  | Code & Standards | MT Venture | National Product Specs | Regional Product Specs | Regional RD&D | Regional Administration | Infrastructure Development | Regional Acquisition Payments | Local Administration | Local Acquisition Payments | Acquisition Incentive | Total | Share of Program Cost | $/MWa | Reg$/Period | Local$/Period | Local Share $ | Regional Share
[27 empty] | Integrated Building Design | 152.1366 | 11.7028 | 34.7321 | 13.93% |  |  | 0 | 17.5 | 1.5 | 0 | 2.5 | 0 | 14 | 0 | 0 | 8.683 | 0.25 | 44.183 | 15.46% | 3.7754 | 3.0335 | 0.74196 | 19.65% | 80.35%
[27 empty] | Lighting Equipment | 215.0365 | 51.5936 | 118.8701 | 19.69% |  |  | 1 | 4.95 | 0.75 | 0.75 | 1.5 | 0 | 0.99 | 0 | 0 | 60.2001 | 2.5 | 70.1401 | 24.55% | 1.3595 | 0.19266 | 1.1668 | 85.83% | 14.17%
[27 empty] | Skylight Day Lighting | 34.4069 | 2.6467 | 9.0519 | 3.15% |  |  | 0.5 | 1.5 | 0.25 | 0.5 | 1 | 0 | 0.1 | 0 | 0 | 4.526 | 0.5 | 8.376 | 2.931% | 3.1647 | 1.4546 | 1.71 | 54.04% | 45.96%
[27 empty] | Perimeter Day Lighting | 0.85144 | 0.065495 | 0.48736 | 0.07795% |  |  | 1 | 0 | 0 | 0 | 0.5 | 0 | 0 | 0 | 0 | 0.24368 | 1 | 1.7437 | 0.6102% | 26.6229 | 22.9023 | 3.7205 | 13.97% | 86.03%
[27 empty] | Electrically Commutated Fan Motors | 9.0977 | 0.69982 | 2.0471 | 0.8329% |  |  | 1 | 0 | 0 | 0 | 0 | 0 | 0.1 | 0 | 0 | 0 | 0 | 1.1 | 0.3849% | 1.5718 | 1.5718 | 0 | 0% | 100%
[27 empty] | Premium HVAC Equipment | 9.215 | 0.70885 | 2.8778 | 0.8436% |  |  | 0 | 0 | 0.5 | 0 | 0.5 | 0 | 0 | 0 | 0 | 1.4389 | 1 | 2.4389 | 0.8535% | 3.4407 | 1.4107 | 2.0299 | 59% | 41%
[27 empty] | High-Performance Glass | 9.6678 | 1.9202 | 10.6595 | 0.8851% |  |  | 0 | 2.5 | 0 | 0 | 0.5 | 0 | 0 | 0 | 0 | 5.3297 | 1.5 | 8.3297 | 2.915% | 4.338 | 1.5624 | 2.7757 | 63.98% | 36.02%
[27 empty] | Small HVAC Optimization & Repair | 75.2854 | 28.9559 | 51.3427 | 6.892% |  |  | 0 | 1.5 | 0 | 1 | 2.5 | 0 | 0.5 | 0 | 0 | 25.6713 | 0.5 | 31.1713 | 10.91% | 1.0765 | 0.18994 | 0.88657 | 82.36% | 17.64%
[27 empty] | Variable Speed Chillers | 3.519 | 0.27069 | 1.3613 | 0.3222% |  |  | 0 | 0 | 0 | 0 | 0 | 0 | 0.2 | 0 | 0 | 0.68067 | 1 | 0.88067 | 0.3082% | 3.2534 | 0.73884 | 2.5145 | 77.29% | 22.71%
[27 empty] | Controls Commissioning | 8.5312 | 0.65625 | 2.1316 | 0.781% |  |  | 0.5 | 0.25 | 0.5 | 0 | 0 | 0 | 0.25 | 0 | 0 | 0.53289 | 0.25 | 2.0329 | 0.7114% | 3.0978 | 2.2857 | 0.81203 | 26.21% | 73.79%
[27 empty] | Large HVAC Optimization & Repair | 38.277 | 14.7219 | 44.0925 | 3.504% |  |  | 0 | 5 | 0.25 | 1.25 | 1.25 | 0 | 0.25 | 0 | 0 | 22.0462 | 0.5 | 30.0462 | 10.51% | 2.0409 | 0.54341 | 1.4975 | 73.37% | 26.63%
[27 empty] | Evaporative Assist Cooling | 0 | 0 | 0 | 0% |  |  | 0.5 | 2 | 0 | 0.5 | 1 | 0 | 0.1 | 0 | 0 | 0 | 0 | 4.1 | 1.435% | #DIV/0! | #DIV/0! | #DIV/0! | 0% | 100%
[27 empty] | Low-Pressure Distribution | 46.8437 | 3.6034 | 16.7222 | 4.288% |  |  | 0.5 | 2.5 | 0.25 | 0.5 | 1.5 | 0 | 0.1 | 0 | 0 | 4.1805 | 0.25 | 9.5305 | 3.335% | 2.6449 | 1.4847 | 1.1602 | 43.86% | 56.14%
[27 empty] | Adjustable Speed Drives | 3.4 | 1.3077 | 9.8661 | 0.3113% |  |  | 0 | 0 | 0 | 0 | 0 | 0 | 0 | 0 | 0 | 4.9331 | 0.5 | 4.9331 | 1.726% | 3.7723 | 0 | 3.7723 | 100% | 0%
[27 empty] | Roof Insulation | 11.8125 | 0.90865 | 2.2339 | 1.081% |  |  | 0 | 0 | 0 | 0 | 0 | 0 | 0 | 0 | 0 | 1.117 | 0.5 | 1.117 | 0.3909% | 1.2292 | 0 | 1.2292 | 100% | 0%
[27 empty] | Grocery Refrigeration Upgrade | 34.3697 | 13.2191 | 21.9482 | 3.146% |  |  | 0 | 0 | 0 | 0.5 | 0 | 0 | 0.1 | 0.25 | 0 | 10.9741 | 0.5 | 11.8241 | 4.138% | 0.89447 | 0.064301 | 0.83017 | 92.81% | 7.189%
[27 empty] | Office Plug Load Sensor | 13.3473 | 5.1336 | 13.6748 | 1.222% |  |  | 0 | 1 | 0 | 0 | 0.25 | 0 | 0.1 | 0 | 0 | 6.8374 | 0.5 | 8.1874 | 2.865% | 1.5949 | 0.26297 | 1.3319 | 83.51% | 16.49%
[27 empty] | Premium Fume Hood | 16.4784 | 1.2676 | 5.2436 | 1.509% |  |  | 0.5 | 1 | 0 | 0 | 0.25 | 0 | 0 | 0 | 0 | 2.6218 | 0.5 | 4.3718 | 1.53% | 3.449 | 1.3806 | 2.0684 | 59.97% | 40.03%
[27 empty] | Municipal Sewage Treatment | 47.0454 | 14.8576 | 10.2115 | 4.307% |  |  | 0 | 4 | 0 | 0 | 1.75 | 0 | 0.2 | 0 | 0 | 4.9667 | 0.75 | 10.9167 | 3.82% | 0.73476 | 0.40047 | 0.33429 | 45.5% | 54.5%
[27 empty] | Municipal Water Supply | 24.65 | 9.4808 | 6.5385 | 2.257% |  |  | 0 | 0 | 0 | 0 | 0.5 | 0 | 0.1 | 0 | 0 | 3.2692 | 1 | 3.8692 | 1.354% | 0.40811 | 0.063286 | 0.34483 | 84.49% | 15.51%
[27 empty] | LED Traffic Lights | 7.7635 | 2.986 | 9.6553 | 0.7107% |  |  | 0 | 0 | 0 | 0 | 0 | 0 | 0 | 0 | 0 | 4.8277 | 1 | 4.8277 | 1.689% | 1.6168 | 0 | 1.6168 | 100% | 0%
[27 empty] | LED Exit Signs | 36.1749 | 13.9134 | 6.1906 | 3.312% |  |  | 0 | 0 | 0 | 0 | 0 | 0 | 0 | 0 | 0 | 3.0953 | 1 | 3.0953 | 1.083% | 0.22247 | 0 | 0.22247 | 100% | 0%
[27 empty] | Network Computer Power Management | 61.448 | 23.6338 | 23.8187 | 5.625% |  |  | 0 | 1.5 | 0 | 0 | 0 | 0 | 0.25 | 0 | 0 | 5.9547 | 0.25 | 7.7047 | 2.696% | 0.326 | 0.074046 | 0.25196 | 77.29% | 22.71%
[27 empty] | Efficient AC/DC Power Converters | 155.6786 | 11.9753 | 7.7977 | 14.25% |  |  | 0.5 | 2.5 | 0.25 | 0.5 | 0 | 0 | 0 | 0.2 | 0 | 0 | 0 | 3.95 | 1.382% | 0.32985 | 0.32985 | 0 | 0% | 100%
[27 empty] | Packaged Refrigeration Equipment | 67.5136 | 5.1934 | 6.7451 | 6.181% |  |  | 0.5 | 1.25 | 0.25 | 0.5 | 0.25 | 0 | 0.25 | 1.6863 | 0 | 1.6863 | 0.25 | 6.3725 | 2.23% | 1.2271 | 0.90236 | 0.3247 | 26.46% | 73.54%
[27 empty] | Pre-Rinse Spray Wash | 9.7937 | 3.7668 | 0.83617 | 0.8966%
[22 empty] | SubTotal | [5 empty] | 1092.344 | 225.1892 | 419.1364 | 100% |  |  | 6.5 | 48.95 | 4.5 | 6 | 15.75 | 0 | 17.59 | 2.1363 | 0 | 183.8163 |  | 285.2426
Pace Factors
[25 empty] | 1/20 per Year | 3 | Lost-Opp 1/20 per Year | 20
[25 empty] | 2005-2009 Average |  | Lost Opp 2005-2009 Average | 65
[25 empty] | 2005-2009 Cumulative |  | Lost Opp 2005-2009 Cumulative | 13
[25 empty] | 2025 Cumulative |  | Lost Opp 2025 | 1
[26 empty] | 3 | Retro 1/20 per Year | 20
[27 empty] | Retrofit 2005-2009 Average | 13
[27 empty] | Retro 2005-2009 Cumulative | 2.6 | [5 empty] | Acquisition Mechanism
[27 empty] | Retrofit 2025 | 1
[22 empty] | Lost Opportunity by Cat 5 Sorted by MWa |  |  | Lost-Op |  |  |  | 2005-2009 Cumulative | 85% |  |  |  | Market Transformation |  |  |  |  | Regional Program |  |  | Local Program
[22 empty] | Category | Cat1 | Cat2 | Cat3 | Cat4 | Cat5 | 2025 Target (MWa) | Energy Savings per Period (MWa) | Initial Capital Cost per Period ($M) | Share of Realistic Potential | Weighted Levelized Cost | Benefit Cost Ratio | Code & Standards | MT Venture | National Product Specs | Regional Product Specs | Regional RD&D | Regional Administration | Infrastructure Development | Regional Acquisition Payments | Local Administration | Local Acquisition Payments | Acquisition Incentive | Total | Share of Program Cost | $/MWa | Reg$/Period | Local$/Period | Local Share $ | Regional Share
[25 empty] | Lost-Op |  | Efficient AC/DC Power Converters | 155.6786 | 11.9753 | 7.7977 | 14.25% | 14.9157 | 2.6673 | 0.5 | 2.5 | 0.25 | 0.5 |  |  |  | 0.2 |  |  | 0% | 3.95 | 1.382% | 0.32985 | 3.95 | 0 | 0% | 100%
[25 empty] | Lost-Op |  | Integrated Building Design | 152.1366 | 11.7028 | 34.7321 | 13.93% | 22.6518 | 4.7958 |  | 17.5 | 1.5 |  | 2.5 |  | 14 |  |  | 8.683 | 25% | 44.183 | 15.46% | 3.7754 | 35.5 | 8.683 | 19.65% | 80.35%
[25 empty] | Lost-Op |  | Lighting Equipment | 101.1165 | 7.7782 | 1.5302 | 9.257% | 3.2857 | 12.0521 | 1 | 3.3 | 0.5 | 0.5 | 1 | 0 | 0.66 | 0 | 0 | 1.5302 | 200% | 8.4902 | 2.971% | 2.2705 | 6.96 | 1.5302 | 18.02% | 81.98%
[25 empty] | Lost-Op |  | Packaged Refrigeration Equipment | 67.5136 | 5.1934 | 6.7451 | 6.181% | 18.6625 | 1.9306 | 0.5 | 1.25 | 0.25 | 0.5 | 0.25 |  | 0.25 | 1.6863 |  | 1.6863 | 25% | 6.3725 | 2.23% | 1.2271 | 4.6863 | 1.6863 | 26.46% | 73.54%
[25 empty] | Lost-Op |  | Low-Pressure Distribution | 46.8437 | 3.6034 | 16.7222 | 4.288% | 27.0474 | 1.6382 | 0.5 | 2.5 | 0.25 | 0.5 | 1.5 |  | 0.1 |  |  | 4.1805 | 25% | 9.5305 | 3.335% | 2.6449 | 5.35 | 4.1805 | 43.86% | 56.14%
[25 empty] | Lost-Op |  | Skylight Day Lighting | 34.4069 | 2.6467 | 9.0519 | 3.15% | 34.1007 | 1.5712 | 0.5 | 1.5 | 0.25 | 0.5 | 1 |  | 0.1 |  |  | 4.526 | 50% | 8.376 | 2.931% | 3.1647 | 3.85 | 4.526 | 54.04% | 45.96%
[25 empty] | Lost-Op |  | Premium Fume Hood | 16.4784 | 1.2676 | 5.2436 | 1.509% | 36.8974 | 1.0133 | 0.5 | 1 |  |  | 0.25 |  |  |  |  | 2.6218 | 50% | 4.3718 | 1.53% | 3.449 | 1.75 | 2.6218 | 59.97% | 40.03%
[25 empty] | Lost-Op |  | Municipal Sewage Treatment | 10.5197 | 0.80921 | 0.55616 | 0.963% | 14.2096 | 2.4108 |  | 0.5 |  |  | 0.25 |  | 0.1 |  |  | 0.13904 | 25% | 0.98904 | 0.3461% | 1.2222 | 0.85 | 0.13904 | 14.06% | 85.94%
[25 empty] | Lost-Op |  | Roof Insulation | 11.8125 | 0.90865 | 2.2339 | 1.081% | 15.2578 | 2.114 | [9 empty] | 1.117 | 50% | 1.117 | 0.3909% | 1.2292 | 0 | 1.117 | 100% | 0%
[25 empty] | Lost-Op |  | Premium HVAC Equipment | 9.215 | 0.70885 | 2.8778 | 0.8436% | 43.3482 | 1.2309 | 0 | 0 | 0.5 | 0 | 0.5 | 0 | 0 | 0 | 0 | 1.4389 | 100% | 2.4389 | 0.8535% | 6.874 | 1 | 1.4389 | 59% | 41%
[25 empty] | Lost-Op |  | Electrically Commutated Fan Motors | 9.0977 | 0.69982 | 2.0471 | 0.8329% | 23.8822 | 1.8376 | 1 | 0 | 0 | 0 | 0 | 0 | 0.1 | 0 | 0 | 0 | 0% | 1.1 | 0.3849% | 3.2175 | 1.1 | 0 | 0% | 100%
[25 empty] | Lost-Op |  | Controls Commissioning | 8.5312 | 0.65625 | 2.1316 | 0.781% | 37.4797 | 1.1212 | 0.5 | 0.25 | 0.5 |  |  |  | 0.25 |  |  | 0.53289 | 25% | 2.0329 | 0.7114% | 3.0978 | 1.5 | 0.53289 | 26.21% | 73.79%
[25 empty] | Lost-Op |  | Variable Speed Chillers | 3.519 | 0.27069 | 1.3613 | 0.3222% | 31.2024 | 1.5759 | 0 | 0 | 0 | 0 | 0 | 0 | 0.2 | 0 | 0 | 0.68067 | 100% | 0.88067 | 0.3082% | 6.9472 | 0.2 | 0.68067 | 77.29% | 22.71%
[25 empty] | Lost-Op |  | High-Performance Glass | 5.8442 | 0.44956 | 2.5049 | 0.535% | 29.524 | 1.4013 | 0 | 2.5 | 0 | 0 | 0.5 | 0 | 0 | 0 | 0 | 1.2525 | 100% | 4.2525 | 1.488% | 22.0297 | 3 | 1.2525 | 29.45% | 70.55%
[25 empty] | Lost-Op |  | Perimeter Day Lighting | 0.85144 | 0.065495 | 0.48736 | 0.07795% | 62.503 | 0.85842 | 1 | 0 | 0 | 0 | 0.5 | 0 | 0 | 0 | 0 | 0.24368 | 100% | 1.7437 | 0.6102% | 58.9964 | 1.5 | 0.24368 | 13.97% | 86.03%
[25 empty] | Lost-Op |  | Evaporative Assist Cooling | 0 | 0 | 0 | 0% | 0 | 0 | 0.5 | 2 |  | 0.5 | 1 |  | 0.1 |  |  |  | 0% | 4.1 | 1.435% | #DIV/0! | 4.1 | 0 | 0% | 100%
[27 empty] | Total | 633.5652 | 48.7358 | 96.023 | 58% | 18.957 | 4.3307 | 6.5 | 34.8 | 4 | 3 | 9.25 | 0 | 15.86 | 1.8863 | 0 | 28.6324 |  | 103.9287 | 36.37% | 2.1325 | 75.2963 | 28.6324 | 27.55% | 72.45%
[27 empty] | 2005 to 2009 Annual Target from Portfolio |  | 10
[27 empty] | 2005 -2009 Cumulative Target from Portfolio |  | 50 |  |  |  |  | 73.41 | [6 empty] | 1.8863 |  | 28.6324 |  | 103.9287 |  | 2.1325
[22 empty] | Retrofit by Cat 5 Sorted by MWa |  |  | Retrofit |  |  |  | 2005-2009 Cumulative
[22 empty] | Category | Cat1 | Cat2 | Cat3 | Cat4 | Cat5 | 2025 Target (MWa) | Energy Savings per Period (MWa) | Initial Capital Cost per Period ($M) | Share of Realistic Potential | Weighted Levelized Cost | Benefit Cost Ratio | Code & Standards | MT Venture | National Product Specs | Regional Product Specs | Regional RD&D | Regional Administration | Infrastructure Development | Regional Acquisition Payments | Local Administration | Local Acquisition Payments | Acquisition Incentive | Total | Share of Program Cost | $/MWa | Reg$/Period | Local$/Period | Local Share $ | Regional Share
[25 empty] | Retro |  | Lighting Equipment | 113.92 | 43.8154 | 117.3399 | 10.43% | 18.3514 | 2.1808 |  | 1.65 | 0.25 | 0.25 | 0.5 |  | 0.33 |  |  | 58.67 | 50% | 61.65 | 21.57% | 1.407 | 2.98 | 58.67 | 95.17% | 4.834%
[25 empty] | Retro |  | Small HVAC Optimization & Repair | 75.2854 | 28.9559 | 51.3427 | 6.892% | 32.3467 | 1.424 |  | 1.5 |  | 1 | 2.5 |  | 0.5 |  |  | 25.6713 | 50% | 31.1713 | 10.91% | 1.0765 | 5.5 | 25.6713 | 82.36% | 17.64%
[25 empty] | Retro |  | Network Computer Power Management | 61.448 | 23.6338 | 23.8187 | 5.625% | 28.0093 | 1.3223 |  | 1.5 |  |  |  |  | 0.25 |  |  | 5.9547 | 25% | 7.7047 | 2.696% | 0.326 | 1.75 | 5.9547 | 77.29% | 22.71%
[25 empty] | Retro |  | Municipal Sewage Treatment | 36.5257 | 14.0484 | 9.6553 | 3.344% | 14.2096 | 2.4108 |  | 3.5 |  |  | 1.5 |  | 0.1 |  |  | 4.8277 | 50% | 9.9277 | 3.474% | 0.70668 | 5.1 | 4.8277 | 48.63% | 51.37%
[25 empty] | Retro |  | LED Exit Signs | 36.1749 | 13.9134 | 6.1906 | 3.312% | 22.793 | 1.5665 | [9 empty] | 3.0953 | 50% | 3.0953 | 1.083% | 0.22247 | 0 | 3.0953 | 100% | 0%
[25 empty] | Retro |  | Large HVAC Optimization & Repair | 38.277 | 14.7219 | 44.0925 | 3.504% | 36.5229 | 1.1697 |  | 5 | 0.25 | 1.25 | 1.25 |  | 0.25 |  |  | 22.0462 | 50% | 30.0462 | 10.51% | 2.0409 | 8 | 22.0462 | 73.37% | 26.63%
[25 empty] | Retro |  | Grocery Refrigeration Upgrade | 34.3697 | 13.2191 | 21.9482 | 3.146% | 19.1638 | 1.8632 |  |  |  | 0.5 |  |  | 0.1 | 0.25 |  | 10.9741 | 50% | 11.8241 | 4.138% | 0.89447 | 0.85 | 10.9741 | 92.81% | 7.189%
[25 empty] | Retro |  | Municipal Water Supply | 24.65 | 9.4808 | 6.5385 | 2.257% | 33 | 1.2 |  |  |  |  | 0.5 |  | 0.1 |  |  | 3.2692 | 50% | 3.8692 | 1.354% | 0.40811 | 0.6 | 3.2692 | 84.49% | 15.51%
[25 empty] | Retro |  | Office Plug Load Sensor | 13.3473 | 5.1336 | 13.6748 | 1.222% | 30.8104 | 1.2308 |  | 1 |  |  | 0.25 |  | 0.1 |  |  | 6.8374 | 50% | 8.1874 | 2.865% | 1.5949 | 1.35 | 6.8374 | 83.51% | 16.49%
[25 empty] | Retro |  | Pre-Rinse Spray Wash | 9.7937 | 3.7668 | 0.83617 | 0.8966% | 5.729 | 6.6191 | 0.1 | 0 | 0 | 0 | 0 | 0 | 0 | 0 | 0 | 0.41808 | 50% | 0.51808 | 0.1813% | 0.13754 | 0.1 | 0.41808 | 80.7% | 19.3%
[25 empty] | Retro |  | LED Traffic Lights | 7.7635 | 2.986 | 9.6553 | 0.7107% | 19.4026 | 1.8403 | [9 empty] | 4.8277 | 50% | 4.8277 | 1.689% | 1.6168 | 0 | 4.8277 | 100% | 0%
[25 empty] | Retro |  | High-Performance Glass | 3.8236 | 1.4706 | 8.1545 | 0.35% | 38.2093 | 0.99245 | [9 empty] | 4.0773 | 50% | 4.0773 | 1.427% | 2.7725 | 0 | 4.0773 | 100% | 0%
[25 empty] | Retro |  | Adjustable Speed Drives | 3.4 | 1.3077 | 9.8661 | 0.3113% | 43.4078 | 1.1 | [9 empty] | 4.9331 | 50% | 4.9331 | 1.726% | 3.7723 | 0 | 4.9331 | 100% | 0%
[27 empty] | Total | 458.7788 | 176.4534 | 323.1134 | 42% | 24.7881 | 1.7941 | 0.1 | 14.15 | 0.5 | 3 | 6.5 | 0 | 1.73 | 0.25 | 0 | 155.602 |  | 181.832 | 63.63% | 1.0305 | 26.23 | 155.602 | 85.57% | 14.43%
[27 empty] | 2005 to 2009 Target from Portfolio |  | 35
[27 empty] | 2005 -2009 Cumulative Target from Portfolio |  | 175 |  |  |  |  | 25.98 | [6 empty] | 0.25 | 0 | 155.602 |  | 181.832 |  | 1.0305 | 26.23 | 184.2344 | 101.3% | 14.43%
[29 empty] | 225.1892 | [13 empty] | 184.2344 |  | 285.7607 |  | 1.269 | 101.5263 | 184.2344 | 64.47% | 35.53%
[23 empty] | Share of Realistic Potential | Share of Program Cost
[23 empty] | Share of Savings Potential | Share of Estimated Program Cost
[22 empty] | Commercial New & Replacement Lighting | 20.25% | 6.512%
[22 empty] | Commercial New & Replacement HVAC | 12.8% | 186.9%
[22 empty] | Commercial Retrofit HVAC | 10.71% | 615.7%
[22 empty] | Commercial Retrofit Lighting | 10.43% | 573.8%
[22 empty] | Commercial Retrofit Equipment | 10.89% | 262.8%
[22 empty] | Commercial Retrofit Infrastructure | 9.623% | 202.2%
[22 empty] | Total | 74.69% | 1848%
Local or Regional
[22 empty] | Predominantly Local Expenditures (>66%) | 69.87% | 58.06%
[22 empty] | Predominantly Regional Expenditures (>66%) | 13.54% | 26.19%
[22 empty] | Split Local / Regional Expenditures | 16.59% | 15.76%
[22 empty] | Total | 100% | 100%
Lost-Opportunity or Retrofit
[22 empty] | Predominantly Lost-Opportunity | 22.91% | 36.37%
[22 empty] | Predominantly Retrofit | 77.09% | 63.63%
[22 empty] | Total | 100% | 100%
Technology or Practice
[22 empty] | Predominantly Technology | 22.03% | 18.76%
[22 empty] | Predominantly Practice | 40.38% | 49.23%
[22 empty] | Mix of Technology and Practice | 37.59% | 32.02%
[22 empty] | Total | 100% | 100%
Mechanism
[22 empty] | Code & Standards |  | 2.31%
[22 empty] | MT Venture |  | 17.13%
[22 empty] | National Product Specs |  | 1.575%
[22 empty] | Regional Product Specs |  | 2.1%
[22 empty] | Regional RD&D |  | 5.512%
[22 empty] | Regional Administration |  | 0%
[22 empty] | Infrastructure Development |  | 6.156%
[22 empty] | Regional Acquisition Payments |  | 0.7476%
[22 empty] | Local Administration |  | 0%
[22 empty] | Local Acquisition Payments |  | 64.47%
[22 empty] | Total |  | 100%
Note on L5: Charlie Grist: Support for development, maintenance and application of state and local codes and national standards for energy efficient buildings appliances and equipment.
Note on M5: Charlie Grist: Market Transformation Ventures
Note on N5: Charlie Grist: Support for development of national program specifications
Note on O5: Charlie Grist: Development and maintenance of regional program specifications.
Note on P5: Charlie Grist: Market research, application research unique to PNW and evaluation.
Note on R5: Charlie Grist: Market and delivery channel development , eduation, and training best done at a regional level where there are significant economiees of scale and cross-territory advantages and where not subject to classic market Transformation ventures.
Note on S5: Charlie Grist: Incentive or participation payments best made at the regional level due to the nature of the market structure, delivery channels.
Note on U5: Charlie Grist: Incentive payments, rebates and programs costs for local utilities or SBC administrators. Taken as a fraction of overnight capital cost including program admin adder of 20%.
Note on V6: Charlie Grist: Acquisition approaches for new building integrated design measures should be a combination of market transformation, regional infrastructure development, and local program assistance. In most cases, the key is to get energy considerations into the building design process at an early stage. Another element needed is developing demand among owners for efficient buildings. Identifying likely candidates and finding ways to intervene early enough in the design process to make a difference requires thoughtful and sometimes expensive marketing approaches. There are many sub-markets for commercial building design depending on building type and ownership patterns. Because of these characteristics of the design market, achieving energy savings through design practice changes is best pursued at a regional level since designers operate across all utilities. Local utility incentives can be focused on extra design costs. The region has made some good progress along these lines in recent years through market transformation programs run by the Northwest Energy Efficiency Alliance. Continued efforts are needed. The practice has a high cost of finding candidates. Significant research is need to identify market channels for design services and the best way to intervene early enough to have impact on the design process. At the same time significant efforts are needed to educate building owners to request high-efficiency buildings. These barriers are further complicated because there are many different submarkets of ownership as well as building activity type. A few of the measures and practices, such as lower lighting power densities and commissioning requirements can be put into buildings codes. But the preponderance of the energy benefits of integrated design are not modifiable and will require continued programmatic efforts. Finally, new design practices and technological innovation are constantly emerging. This requires evolving programs, continued focus on education, training, and evolution in the practice of designing, constructing and operating new buildings.
Note on V7: Charlie Grist: New building and replacement lighting measures are available now, but significant education, training, marketing are needed to develop these measures to their full potential. These measures are ripe for a combination of local incentives and market transformation ventures. Considerable regional cooperation and infrastructure are needed for education, training, marketing and specification setting because of the many options available to designers and lighting installers and a confusing array of products. There are many sub-markets in new and replacement lighting.
Note on AC160: charliegrist: Use this to generate tables in acquisition chapter. Pick pace for lost opp and retro separately. Tables auto adjust Mwa and cost based on annual pace. 8 September 2004.
Note on AG161: charliegrist: Use this to generate tables in acquisition chapter. Pick pace for lost opp and retro separately. Tables auto adjust Mwa and cost based on annual pace. 8 September 2004.
Note on AI3: Charlie Grist: Orginal cost estimates were based on 6 year ramp up to 85% penetration. Draft plan target is a 12-year ramp up to 85% penetration. Result, cut MT and Regional costs by 20 percent to reflect slower ramp up.
Note on AJ5: Charlie Grist: Support for development, maintenance and application of state and local codes and national standards for energy efficient buildings appliances and equipment.
Note on AJ59: Charlie Grist: Pursuit of state-level standards
Note on AJ103: Charlie Grist: Support for development, maintenance and application of state and local codes and national standards for energy efficient buildings appliances and equipment.
Note on AK5: Charlie Grist: Market Transformation Ventures
Note on AK6: grist: Target markets only. NEEA now doing hospital, grocery and partly schools. Assume roughly $500K per target market and 4-5 markets per year. Marketing. 1$.
Note on AK7: Charlie Grist: $1M/year for lighitng not in Int Design
Note on AK10: grist: MT venture focused around the owners and developers in segments where applicable.
Note on AK19: Charlie Grist: Ongoing venture and possible expansion to other sub markets. Or revise to glass tuning.
Note on AK20: Charlie Grist: Ongoing venture and possible expansion to other sub markets
Note on AK22: grist: Possible venture to develop a PNW Premium Economizer Manufacturer
Note on AK27: grist: NEEA current Building Performance Systems pilot is $.65M/year. Needs expansion.
Note on AK29: grist: Needs pilot first. $100K for five units. Then $500K/year for a few years. $3.5/five years.
Note on AK31: grist: Demonsration projects needed including engineering, and evaluation, case studies. $2.5M over five years.
Note on AK45: Charlie Grist: Venture focused on office control systems.
Note on AK48: grist: Next Phase ELE technology project. Needs 2M$ research and development plus 3M$ venture over five years.
Note on AK56: grist: ?Target market strategy aimed at corporate IT. Or expanding concept to other network addressable devices.
Note on AK59: grist: $2.5M over five years for ventures aimed at specific applications of high volume products like PCs, TVs, VCRs. Manufacturer buydowns and other upstream approaches coordinated with national MT.
Note on AK61: grist: MT Venture focused on procurement strategies and marketing.
Note on AK103: Charlie Grist: Market Transformation Ventures
Note on AL5: Charlie Grist: Support for development of national program specifications
Note on AL6: grist: Improve LEED, NBI E-Benchmarks, EPA.
Note on AL7: Charlie Grist: Support development of HPT8* specs and similar.
Note on AL8: Charlie Grist: Support development of HPT8* specs and similar.
Note on AL9: Charlie Grist: Support development of HPT8* specs and similar.
Note on AL17: Charlie Grist: Support development of national specs under CEE or similar.
Note on AL18: Charlie Grist: Support development of national specs under CEE or similar.
Note on AL26: grist: Support for specification development at LEED, NBI, NIBS, Certification, and Building Code Agencies
Note on AL31: grist: Develop ASHRAE aspects for standards & design protocols
Note on AL103: Charlie Grist: Support for development of national program specifications
Note on AM5: Charlie Grist: Development and maintenance of regional program specifications.
Note on AM7: Charlie Grist: Support development of region-specific specs or applications
Note on AM8: Charlie Grist: Support development of region-specific specs or applications
Note on AM9: Charlie Grist: Support development of region-specific specs or applications
Note on AM22: Charlie Grist: Run as utility program but wold benefit from significant regional cooperation on approach, specifications and protocol.
Note on AM27: grist: Ongoing refinement of components of BPS or similar approach.
Note on AM42: Charlie Grist: Retrofit market overlaps utilities. Wold benefit from common specifications for ee measures.
Note on AM103: Charlie Grist: Development and maintenance of regional program specifications.
Note on AN5: Charlie Grist: Market research, application research unique to PNW and evaluation.
Note on AN6: grist: Human performance factors research, building performance research and evaluation, Alliance now at $2k now. Might be low.
Note on AN7: Charlie Grist: Markets, delivery channels, some impact evluation.
Note on AN8: Charlie Grist: Markets, delivery channels, some impact evluation.
Note on AN9: Charlie Grist: Markets, delivery channels, some impact evluation.
Note on AN10: grist: Research on integration issues including HVAC interaction specific to PNW
Note on AN11: Charlie Grist: Research on controls performance and specifications specifc to PNW
Note on AN12: Charlie Grist: Research on controls performance and specifications specifc to PNW
Note on AN17: Charlie Grist: Support of research on PNW-specifc performance issues.
Note on AN18: Charlie Grist: Support of research on PNW-specifc performance issues.
Note on AN22: Charlie Grist: Needs significant research into best practicies and developing apprioach to savings
Note on AN27: grist: Needs significant impact evaluation.
Note on AN31: grist: Needs significant R&D now to refine designs, collect and review performance data, and tailor to PNW climates.
Note on AN50: Charlie Grist: Verfiy savings potential.
Note on AN103: Charlie Grist: Market research, application research unique to PNW and evaluation.
Note on AP5: Charlie Grist: Market and delivery channel development , eduation, and training best done at a regional level where there are significant economies of scale and cross-territory advantages and where not subject to classic market t transformation ventures.
Note on AP6: grist: Labs are $1.3M. Better Bricks Advisor Service continues and morphs to speciific needs to fill gaps or develop new prescriptive measures. Advisor Service or equivalent is another $1M/year at least. Plus $0.5M of training
Note on AP7: Charlie Grist: $1M/Year across New, NR, and Retrofit for marketing, training, of new technologoes and applications.
Note on AP8: Charlie Grist: $1M across New, NR, and Retrofit for marketing, training, of new technologoes and applications.
Note on AP9: Charlie Grist: $1M across New, NR, and Retrofit for marketing, training, of new technologoes and applications.
Note on AP10: grist: For advisor service, labs, and training that is incremental to amounts in Integrated Design.
Note on AP22: grist: Should include M&V
Note on AP23: Charlie Grist: Marketing and training
Note on AP24: Charlie Grist: Marketing and training
Note on AP26: grist: Primarily training.
Note on AP27: grist: Training and marketing
Note on AP29: grist: Training and marketing
Note on AP31: grist: Training and marketing
Note on AP42: grist: Training and marketing
Note on AP45: grist: Training and marketing
Note on AP48: grist: Training and marketing
Note on AP49: grist: Training and marketing
Note on AP50: grist: Training and marketing
Note on AP56: grist: Training and marketing
Note on AP61: Charlie Grist: Administer acquisistion payments to manufacturers or large-volume purchasers best delivered at regional level
Note on AP103: Charlie Grist: Market and delivery channel development , eduation, and training best done at a regional level where there are significant economiees of scale and cross-territory advantages and where not subject to classic market Transformation ventures.
Note on AQ5: Charlie Grist: Incentive or participation payments best made at the regional level due to the nature of the market structure, delivery channels.
Note on AQ59: Charlie Grist: Acquisistion payments to manufacturers or assemblers best delivered at regional level
Note on AQ61: Charlie Grist: Acquisistion payments to manufacturers or large-volume purchasers split between local and regional delivery.
Note on AQ103: Charlie Grist: Incentive or participation payments best made at the regional level due to the nature of the market structure, delivery channels.
Note on AS5: Charlie Grist: Incentive payments, rebates and programs costs for local utilities or SBC administrators. Taken as a fraction of overnight capital cost including program admin adder of 20%.
Note on AS61: Charlie Grist: Acquisistion payments to manufacturers or large-volume purchasers best delivered at regional level
Note on AS103: Charlie Grist: Incentive payments, rebates and programs costs for local utilities or SBC administrators. Taken as a fraction of overnight capital cost including program admin adder of 20%.
Note on AT31: grist: Early phase low incentives.
Note on AT48: grist: Util support of existing Back Gen.
Pace Picker: Use this to adjust pace of acquisition to estimate costs for Lost Opp and Discretionary separately. For Tables below.
These categories are used for Table 1 in Chapter 3
Componets of Intergrated Building Design spilt out to Table 1 Categories

## AcqTable
Use Pace Picker on Bundles tab to set target level of lost opp and discretionary sparately
Commercial-Sector Lost-Opportunity Measures
Commercial-Sector Lost-Opportunity Measures | [8 empty] | Regionally-Administered Activities Needed | [7 empty] | Approximate Average Annual Expenditure for Regionally-Administered Programs ($million)
Measure | Realistically Achievable Potential in 2025 (MWa) | Weighted Levelized Cost (Cents/kWh) | Benefit Cost Ratio | Weighted Total Resource Capital Cost ($/kWa) | Share of Sector Realistically Achievable Potential | Measure | Five-Year Target 2005-2009 (MWa) | Utility & SBC Acquisition Payments | Codes & Standards | Market Transformation Ventures | Regional or National Product Specs. | Regional RD&D | Regional Infra-structure Development | Regional Acquisi-tion Payments | Five-Year Taerget Total Capital and Program Cost ($million) | Codes & Standards | Market Transformation Ventures | Regional or National Product Specifications | Regional RD&D | Regional Infrastructure Development | Regional Acquisition Payments | Total | Local Acquisition Payments | Measure
Efficient AC/DC Power Converters | 155.6786 | 1.4916 | 2.6673 | 651.1498 | 14.25% | Efficient AC/DC Power Converters | 11.9753 | Potential | New | New | New |  |  | Potential | 7.7977 | 0.5 | 2.5 | 0.75 |  |  | 0.2 | 3.95
Integrated Building Design | 152.1366 | 2.2652 | 4.7958 | 2967.8404 | 13.93% | Integrated Building Design | 11.7028 | Yes |  | Expand | Expand | Expand | Expand |  | 34.7321 |  | 17.5 | 1.5 | 2.5 | 14 |  | 35.5 | 8.683
Lighting Equipment | 101.1165 | 0.32857 | 12.0521 | 196.7254 | 9.257% | Lighting Equipment | 7.7782 | Yes | Continue | New | New | New | Expand |  | 1.5302 | 1 | 3.3 | 1 | 1 | 0.66 | 0 | 6.96 | 1.5302
Packaged Refrigeration Equipment | 67.5136 | 1.8663 | 1.9306 | 1298.7929 | 6.181% | Packaged Refrigeration Equipment | 5.1934 | Potential | New | New | New | New | New | Potential | 6.7451 | 0.5 | 1.25 | 0.75 | 0.25 | 0.25 | 1.6863 | 4.6863 | 1.6863
Low-Pressure Distribution | 46.8437 | 2.7047 | 1.6382 | 4640.7225 | 4.288% | Low-Pressure Distribution | 3.6034 | Yes | Continue | Expand | New | Expand | Expand |  | 16.7222 | 0.5 | 2.5 | 0.75 | 1.5 | 0.1 |  | 5.35 | 4.1805
Skylight Day Lighting | 34.4069 | 3.4101 | 1.5712 | 3420.0953 | 3.15% | Skylight Day Lighting | 2.6467 | Yes | Continue | Continue | Continue | Continue | Continue |  | 9.0519 | 0.5 | 1.5 | 0.75 | 1 | 0.1 |  | 3.85 | 4.526
Premium Fume Hood | 16.4784 | 3.6897 | 1.0133 | 4136.7165 | 1.509% | Premium Fume Hood | 1.2676 | Yes | Continue | New |  | New |  |  | 5.2436 | 0.5 | 1 | 0 | 0.25 |  |  | 1.75 | 2.6218
Municipal Sewage Treatment | 10.5197 | 1.421 | 2.4108 | 687.2937 | 0.963% | Municipal Sewage Treatment | 0.80921 | Yes |  | Expand |  | Continue | Continue |  | 0.55616 |  | 0.5 | 0 | 0.25 | 0.1 |  | 0.85 | 0.13904
Roof Insulation | 11.8125 | 1.5258 | 2.114 | 2458.4747 | 1.081% | Roof Insulation | 0.90865 | Yes | [6 empty] | 2.2339 |  |  | 0 |  |  |  | 0 | 1.117
Premium HVAC Equipment | 9.215 | 4.3348 | 1.2309 | 4059.8712 | 0.8436% | Premium HVAC Equipment | 0.70885 | Yes |  |  | Continue | Continue |  |  | 2.8778 | 0 | 0 | 0.5 | 0.5 | 0 | 0 | 1 | 1.4389
Electrically Commutated Fan Motors | 9.0977 | 2.3882 | 1.8376 | 2925.1862 | 0.8329% | Electrically Commutated Fan Motors | 0.69982 |  | Continue |  |  |  | New |  | 2.0471 | 1 | 0 | 0 | 0 | 0.1 | 0 | 1.1 | 0
Controls Commissioning | 8.5312 | 3.748 | 1.1212 | 3248.1059 | 0.781% | Controls Commissioning | 0.65625 | Yes | Continue | Expand | Expand |  | Expand |  | 2.1316 | 0.5 | 0.25 | 0.5 |  | 0.25 |  | 1.5 | 0.53289
Variable Speed Chillers | 3.519 | 3.1202 | 1.5759 | 5029.0883 | 0.3222% | Variable Speed Chillers | 0.27069 | Yes |  |  |  |  | New |  | 1.3613 | 0 | 0 | 0 | 0 | 0.2 | 0 | 0.2 | 0.68067
High-Performance Glass | 5.8442 | 2.9524 | 1.4013 | 5572.064 | 0.535% | High-Performance Glass | 0.44956 | Yes |  | Continue |  | Continue |  |  | 2.5049 | 0 | 2.5 | 0 | 0.5 | 0 | 0 | 3 | 1.2525
Perimeter Day Lighting | 0.85144 | 6.2503 | 0.85842 | 7441.064 | 0.07795% | Perimeter Day Lighting | 0.065495 | Yes | Continue |  |  | Continue |  |  | 0.48736 | 1 | 0 | 0 | 0.5 | 0 | 0 | 1.5 | 0.24368
Evaporative Assist Cooling | 0 | 0 | 0 | #DIV/0! | 0% | Evaporative Assist Cooling | 0 | Potential | Continue | New | New | New | New |  | 0 | 0.5 | 2 | 0.5 | 1 | 0.1 |  | 4.1
Total | 633.5652 | 1.8957 | 4.3307 | 1970.2764 | 58% | Total | 48.7358 | [7 empty] | 96.023 | 6.5 | 34.8 | 7 | 9.25 | 15.86 | 1.8863 | 75.2963 | 28.6324
Commercial-Sector Retrofit Measures
Commercial-Sector Retrofit Measures | [8 empty] | Regionally-Administered Activities Needed | [7 empty] | Approximate Average Annual Expenditure for Regionally-Administered Programs ($million)
Measure | Realistically Achievable Potential in 2025 (MWa) | Weighted Levelized Cost (Cents/kWh) | Benefit Cost Ratio | Weighted Total Resource Capital Cost ($/kWa) | Share of Sector Realistically Achievable Potential | Measure | Five-Year Target 2005-2009 (MWa) | Utility & SBC Acquisition Payments | Codes & Standards | Market Transformation Ventures | Regional or National Product Specs. | Regional RD&D | Regional Infra-structure Development | Regional Acquisi-tion Payments | Average Annual Total Capital and Program Cost ($million) | Codes & Standards | Market Transformation Ventures | Regional or National Product Specifications | Regional RD&D | Regional Infrastructure Development | Regional Acquisition Payments | Total | Local Acquisition Payments
Lighting Equipment | 113.92 | 1.8351 | 2.1808 | 2678.0522 | 10.43% | Lighting Equipment | 43.8154 | Yes |  | New | New | Expand | Expand |  | 117.3399 |  | 1.65 | 0.5 | 0.5 | 0.33 |  | 2.98 | 58.67
Small HVAC Optimization & Repair | 75.2854 | 3.2347 | 1.424 | 1773.1326 | 6.892% | Small HVAC Optimization & Repair | 28.9559 | Yes |  | Potential | New | Expand | Expand |  | 51.3427 |  | 1.5 | 1 | 2.5 | 0.5 |  | 5.5 | 25.6713
Network Computer Power Management | 61.448 | 2.8009 | 1.3223 | 1007.8233 | 5.625% | Network Computer Power Management | 23.6338 | Yes |  | Expand |  |  | Expand |  | 23.8187 |  | 1.5 | 0 |  | 0.25 |  | 1.75 | 5.9547
Municipal Sewage Treatment | 36.5257 | 1.421 | 2.4108 | 687.2937 | 3.344% | Municipal Sewage Treatment | 14.0484 | Yes |  | Expand |  | Expand | Expand |  | 9.6553 |  | 3.5 | 0 | 1.5 | 0.1 |  | 5.1 | 4.8277
LED Exit Signs | 36.1749 | 2.2793 | 1.5665 | 444.9341 | 3.312% | LED Exit Signs | 13.9134 | Yes | [6 empty] | 6.1906 |  |  | 0 |  |  |  | 0 | 3.0953
Large HVAC Optimization & Repair | 38.277 | 3.6523 | 1.1697 | 2995.0245 | 3.504% | Large HVAC Optimization & Repair | 14.7219 | Yes |  | Expand | Expand | Expand | Expand |  | 44.0925 |  | 5 | 1.5 | 1.25 | 0.25 |  | 8 | 22.0462
Grocery Refrigeration Upgrade | 34.3697 | 1.9164 | 1.8632 | 1660.3395 | 3.146% | Grocery Refrigeration Upgrade | 13.2191 | Yes |  |  | New |  | New | Potential | 21.9482 |  |  | 0.5 |  | 0.1 | 0.25 | 0.85 | 10.9741
Municipal Water Supply | 24.65 | 3.3 | 1.2 | 689.6552 | 2.257% | Municipal Water Supply | 9.4808 | Yes |  | Potential |  | New | Expand |  | 6.5385 |  |  | 0 | 0.5 | 0.1 |  | 0.6 | 3.2692
Office Plug Load Sensor | 13.3473 | 3.081 | 1.2308 | 2663.7947 | 1.222% | Office Plug Load Sensor | 5.1336 | Yes |  | New |  | New | New |  | 13.6748 |  | 1 | 0 | 0.25 | 0.1 |  | 1.35 | 6.8374
Pre-Rinse Spray Wash | 9.7937 | 0.5729 | 6.6191 | 221.9829 | 0.8966% | Pre-Rinse Spray Wash | 3.7668 | Yes | New | [5 empty] | 0.83617 | 0.1 | 0 | 0 | 0 | 0 | 0 | 0.1 | 0.41808
LED Traffic Lights | 7.7635 | 1.9403 | 1.8403 | 3233.5799 | 0.7107% | LED Traffic Lights | 2.986 | Yes | [6 empty] | 9.6553 |  |  | 0 |  |  |  | 0 | 4.8277
High-Performance Glass | 3.8236 | 3.8209 | 0.99245 | 5544.9757 | 0.35% | High-Performance Glass | 1.4706 | Yes |  |  | Continue |  |  |  | 8.1545 |  |  | 0 |  |  |  | 0 | 4.0773
Adjustable Speed Drives | 3.4 | 4.3408 | 1.1 | 7544.6979 | 0.3113% | Adjustable Speed Drives | 1.3077 | Yes |  | Continue |  |  |  |  | 9.8661 |  |  | 0 |  |  |  | 0 | 4.9331
Total | 458.7788 | 2.4788 | 1.7941 | 1831.1545 | 42% | Total | 176.4534 | [7 empty] | 323.1134 | 0.1 | 14.15 | 3.5 | 6.5 | 1.73 | 0.25 | 26.23 | 155.602
Chapter 3 Table 1 Commercial Measures
Measure | Realistically Achievable Potential in 2025 (MWa) | Weighted Levelized Cost (Cents/kWh) | Benefit Cost Ratio
Commercial New & Replacement Lighting | 221.1589 | 13.2154 | 8.6115
Commercial New & Replacement HVAC | 139.8005 | 30.3889 | 1.5129
Commercial Retrofit Equipment | 118.9587 | 23.9336 | 1.9044
Commercial Retrofit HVAC | 116.9624 | 34.035 | 1.3313
Commercial Retrofit Lighting | 113.92 | 18.3514 | 2.1808
Commercial Retrofit Infrastructure | 105.1141 | 21.9536 | 1.7942
Commercial New & Replacement Equipment | 83.992 | 22.24 | 1.7506
Commercial New & Replacement Shell | 22.4155 | 21.9992 | 1.7736
Commercial New & Replacement Infrastructure | 10.5197 | 14.2096 | 2.4108
Commercial Retrofit Shell | 3.8236 | 38.2093 | 0.99245
New & Replacement AC/DC Power Converters[3] | 155.6786 | 14.9157 | 2.6673
Total | 1092.344 | 21.3998 | 3.265

## EUI
EUI | ESTIMATE OF 2002 ELECTRIC EUI BY BUILDING TYPE AND SPACE HEAT FUEL.
| USE FOR ROUGH APPROXIMATION ONLY. UPDATED 3-25-2004 BY CHARLIE GRIST | [7 empty] | DATA ARE USED IN HVAC CONTROLS OPTIMIZATION AND COMMISSIONING ESTIMATES
PRE2002
ACTIVITY TYPE | PRE2002 | Office |  |  | Retail |  |  |  | School |  | Warehouse | Grocery |  | Restaurant | Lodging | Health |  | Other | 0
PRE2002 | FloorA%ACT | 17.96% |  |  | 19.81% |  |  |  | 12.57% |  | 11.58% | 2.321% |  | 1.6% | 5.597% | 7.081% |  | 20.26% | 0
BLDGTYPE | PRE2002 | Large Off | Medium Off | Small Off | Big Box | Small Box | High End | Anchor | K-12 | University | Warehouse | Supermarket | MIniMart | Restaurant | Lodging | Hospital | OtherHealth | Other | Vacant
CALC VALUES | FloorA%TYP | 50.53% | 22.76% | 26.71% | 23.81% | 43.97% | 10.99% | 21.23% | 66% | 34% | 100% | 71.19% | 28.81% | 100% | 100% | 35% | 65% | 100% | 0
0 | FloorA%REG | 9.076% | 4.089% | 4.798% | 4.715% | 8.709% | 2.177% | 4.204% | 8.293% | 4.272% | 11.58% | 1.652% | 0.6687% | 1.6% | 5.597% | 2.478% | 4.603% | 20.26% | 0
0 | ElecHt%TYP | 40.09% | 24.49% | 21.24% | 1.944% | 18.82% | 16.66% | 20.59% | 5.258% | 9.288% | 10.88% | 14.13% | 14.23% | 8.568% | 38.85% | 3% | 32.13% | 12.62% | 0
0 | GasHt%TYP | 38.41% | 49.16% | 55.82% | 77.15% | 67.37% | 74.05% | 50.61% | 83.68% | 81.42% | 80.22% | 68.31% | 81.05% | 80.98% | 36.94% | 96% | 60.34% | 74.51% | 0
0 | HtPmpHt%TYP | 20.79% | 25.63% | 22.95% | 20.77% | 13.81% | 9.291% | 28.8% | 11.06% | 9.288% | 8.896% | 17.58% | 4.762% | 10.46% | 24.22% | 1% | 7.548% | 12.92% | 0
0 | CoolSat%TYP | 87.35% | 77.34% | 84.69% | 78.22% | 59.08% | 56.23% | 78.21% | 48.81% | 80.03% | 22.52% | 91.26% | 60.7% | 75.66% | 85.27% | 91.26% | 89.76% | 42.55% | 0
0 | CoolSat%ACT | 84.36% |  |  | 67.38% |  |  |  | 59.42% |  | 22.52% | 82.45% |  | 75.66% | 85.27% | 90.29% |  | 42.55% | 0
0 | PackRT%TYP | 7.922% | 60% | 91.45% | 95% | 75.79% | 75.79% | 44.21% | 20% | 28.69% | 35% | 75% | 95% | 75% | 30% | 20% | 60% | 50% | 0
0 | PackRT%ACT | 42.09% |  |  | 73.66% |  |  |  | 22.95% |  | 35% | 80.76% |  | 75% | 30% | 46% |  | 50% | 0
16.1274 |  | 1.5294 | 0.65676 | 0.68068 | 1.4591 | 1.1189 | 0.32766 | 0.62554 | 0.60858 | 0.76382 | 0.64294 | 0.84421 | 0.44774 | 0.6636 | 1.0698 | 0.59915 | 0.81794 | 3.2717
| E_EUITYP | 16.8516 | 16.0617 | 14.1871 | 30.9424 | 12.8469 | 15.049 | 14.8804 | 7.3384 | 17.8787 | 5.5518 | 51.0891 | 66.9594 | 41.4866 | 19.1129 | 24.174 | 17.77 | 16.1454
| E_EUIREG | 15.9601 |  |  | 17.8288 |  |  |  | 10.9221 |  | 5.5518 | 55.661 |  | 41.4866 | 19.1129 | 20.0114 |  | 16.1454
| ElecHtEUITYPHeat | 3 | 3 | 3 | 2 | 2 | 2 | 2 | 10 | 4 | 2 | 5 | 4 | 4 | 4 | 6 | 5 | 4
| GasHtEUITYPHeat | 0.1 | 0.1 | 0.1 | 0.1 | 0.1 | 0.1 | 0.1 | 0.1 | 0.1 | 0.1 | 0.1 | 0.1 | 0.1 | 0.1 | 0.2 | 0.1 | 0.1
| HtPmpHtEUITYPHeat | 1.5 | 1.5 | 1.5 | 1 | 1 | 1 | 1 | 5 | 2 | 1 | 2.5 | 2 | 2 | 2 | 3 | 2.5 | 2
| ThermsTYPHeat | 0.27 | 0.27 | 0.27 | 0.29 | 0.29 | 0.29 | 0.29 | 0.29 | 0.29 | 0.17 | 0.3 | 0.3 | 0.5 | 0.3 | 0.3 | 0.3 | 0.5
2.2981 | EUITYPCool | 3 | 3 | 2.5 | 1.2 | 2.5 | 3.5 | 4 | 0.7 | 3 | 0.5 | 4 | 6 | 5 | 2.5 | 2 | 3 | 2.5
2.2095 | EUITYPVent | 2.52 | 2.16 | 1.8 | 2.88 | 2 | 2.8 | 2.6 | 1 | 2 | 0.5 | 3.5 | 4 | 5 | 2.5 | 7 | 4.7 | 2
0.32802 | EUITYPWater | 0.5 | 0.5 | 0.5 | 0.1 | 0.1 | 0.1 | 0.1 | 0.1 | 1 | 0.1 | 1 | 1 | 1 | 1 | 0.7 | 0.5 | 0.1
0.57212 | EUITYPCook | 0.2 | 0.1 | 0 | 1 | 0.2 | 0 | 0 | 0.5 | 1 | 0 | 4 | 8 | 10 | 1.5 | 0.7 | 0 | 0.1
2.203 | EUITYPRefr | 0.03 | 0.03 | 0.03 | 15 | 0.2 | 0.03 | 0.03 | 0.5 | 1 | 0.03 | 26 | 36 | 11 | 1.5 | 1 | 0.5 | 2
4.1832 | EUITYPLght | 4.158 | 4.212 | 4.32 | 6.48 | 5.265 | 6.12 | 5.4 | 2.376 | 3.24 | 2.835 | 9.36 | 8.19 | 5.85 | 4.536 | 6.372 | 4.212 | 3.6
3.4158 | EUITYPMisc | 5 | 5 | 4 | 4 | 2 | 2 | 2 | 1 | 6 | 1.2 | 2 | 3 | 3 | 3.5 | 6 | 3 | 5
18.9632 | ElecHtEUITYPTotal | 18.408 | 18.002 | 16.15 | 32.66 | 14.265 | 16.55 | 16.13 | 16.176 | 21.24 | 7.165 | 54.86 | 70.19 | 44.85 | 21.036 | 29.772 | 20.912 | 19.3
15.311 | GasHtEUITYPTotal | 15.508 | 15.102 | 13.25 | 30.76 | 12.365 | 14.65 | 14.23 | 6.276 | 17.34 | 5.265 | 49.96 | 66.29 | 40.95 | 17.136 | 23.972 | 16.012 | 15.4
17.0865 | HtPmpHtEUITYPTotal | 16.908 | 16.502 | 14.65 | 31.66 | 13.265 | 15.55 | 15.13 | 11.176 | 19.24 | 6.165 | 52.36 | 68.19 | 42.85 | 19.036 | 26.772 | 18.412 | 17.3
16.1274 |  | 1.5294 | 0.65676 | 0.68068 | 1.4591 | 1.1189 | 0.32766 | 0.62554 | 0.60858 | 0.76382 | 0.64294 | 0.84421 | 0.44774 | 0.6636 | 1.0698 | 0.59915 | 0.81794 | 3.2717
| EUITYP | 16.8516 | 16.0617 | 14.1871 | 30.9424 | 12.8469 | 15.049 | 14.8804 | 7.3384 | 17.8787 | 5.5518 | 51.0891 | 66.9594 | 41.4866 | 19.1129 | 24.174 | 17.77 | 16.1454
1.2116 | LPD | 1.1 | 1.3 | 1.6 | 1.5 | 1.5 | 2 | 1.5 | 1.1 | 1.2 | 0.9 | 1.6 | 1.4 | 1.3 | 1.4 | 1.2 | 1.3 | 1
3767.8665 | HOURSLght | 4200 | 3600 | 3000 | 4800 | 3900 | 3400 | 4000 | 2400 | 3000 | 3500 | 6500 | 6500 | 5000 | 3600 | 5900 | 3600 | 4000
0.889 | LPDAdjust | 90% | 90% | 90% | 90% | 90% | 90% | 90% | 90% | 90% | 90% | 90% | 90% | 90% | 90% | 90% | 90% | 90%
4.1832 | KWHLght | 4.158 | 4.212 | 4.32 | 6.48 | 5.265 | 6.12 | 5.4 | 2.376 | 3.24 | 2.835 | 9.36 | 8.19 | 5.85 | 4.536 | 6.372 | 4.212 | 3.6
0.88177 | VPD | 0.6 | 0.6 | 0.6 | 0.6 | 0.6 | 0.6 | 0.6 | 0.6 | 0.6 | 0.6 | 1.8 | 1.6 | 2.6 | 1.3 | 1.3 | 1.3 | 1.3
3.5198 | KWHVent | 2.52 | 2.16 | 1.8 | 2.88 | 2.34 | 2.04 | 2.4 | 1.44 | 1.8 | 2.1 | 11.7 | 10.4 | 13 | 4.68 | 7.67 | 4.68 | 5.2
8.261 | HVACElecHt | 8.52 | 8.16 | 7.3 | 6.08 | 6.5 | 8.3 | 8.6 | 11.7 | 9 | 3 | 12.5 | 14 | 14 | 9 | 15 | 12.7 | 8.5
4.6088 | HVACGasHt | 5.62 | 5.26 | 4.4 | 4.18 | 4.6 | 6.4 | 6.7 | 1.8 | 5.1 | 1.1 | 7.6 | 10.1 | 10.1 | 5.1 | 9.2 | 7.8 | 4.6
6.3843 | HVACHtPmpHt | 7.02 | 6.66 | 5.8 | 5.08 | 5.5 | 7.3 | 7.6 | 6.7 | 7 | 2 | 10 | 12 | 12 | 7 | 12 | 10.2 | 6.5
| CBSA e-EUI Raw - GasHt | 16 | 15 | 13 | 29 | 11 | 16 | 15 | 6.2 | 34 | 12.6 | 52 |  | 40 | 17 | Q |  | 16
| CBSA e-EUI Corrected - GasHt |  |  |  | 35 | [5 empty] | 6.8 |  |  |  |  | Q
| CBSA e-EUI Raw - GasHt - %ACT | 15 |  |  | 18.5 | [10 empty] | Q
| CBSA g-EUI Raw - Gas Ht (kBtu/sf) | [7 empty] | 29 |  | 17 | 73 |  | 281 | 120 | Q |  | 50
|  | 27 |  |  | 29
| CBSA e-EUI Raw - ElecHt | 20 | 23 | 15 | Q | 10 | 28 | 22 | 17 | Q | 6.6 | 38 | 71 | 45 | 20 | Q |  | 13
| CBSA e-EUI Corrected - ElectHt |  |  |  |  | 12 | 30 | 22 | [7 empty] | Q
| CBSA e-EUI Raw - ElecHt - %ACT | 19 |  |  | 17 | [10 empty] | Q
| CBEC - West - AllHt - Mean | 17.6 |  |  | 17.9 |  |  |  | 8.2 |  | 5.4 | Q |  | Q | 10.9 | 25.6 | 15.9 | Q
CBECS - West - AllHt - 95%CI
| CBECS - US - AllHt - Mean | 18.7 |  |  | 14.7 |  |  |  | 8.7 |  | 6.5 | 49 |  | 34 | 12.7 | 27 | 16.7 | 24.4 | 2.7
| CBECS - US - AllHt - 95%CI | 17 - 21 |  |  | 12 - 19 |  |  |  | 7.8 - 9.6 |  | 5.3 - 7.7 | 37 - 60 |  | 25 - 43 | 11 - 14 | 25 - 29 | 14 - 19 | 18 - 31 | 1 - 4.4
Note on A1: Charlie Grist: End use estimates are judgments based on data from CBSA, CBECS, DOE 2.2e simulations by Kennedy, energy audits and other sources. Represents 2002 stock. CBSA, CBECS data areused to control totals. DOE2 model, audit data, and CBSA lighting power density data used to estimates end use. These are stock average estimates and do not represent individual buildings. The range within buildings types is tremendous. EUIs by vintage show considerable range not represented here.
Note on B52: Charlie Grist: These data based on the BSA data set submitted 21 November 2003.
Note on B53: Charlie Grist: These data based on the BSA data set submitted 21 November 2003.
Note on B54: Charlie Grist: These data based on the BSA data set submitted 21 November 2003.
Note on B55: Charlie Grist: These data based on the BSA data set submitted 21 November 2003.
Note on B58: Charlie Grist: These data based on the BSA data set submitted 21 November 2003.
Note on B59: Charlie Grist: These data based on the BSA data set submitted 21 November 2003.
Note on B60: Charlie Grist: These data based on the BSA data set submitted 21 November 2003.
Note on F30: Charlie Grist: Half the Big Box are 50% grocery. Take Grocery refrigeration EUI for 50% of floor.

## CodeAdj
|  |  |  | Office |  |  | Retail |  |  |  | School |  | Warehouse | Grocery |  | Restaurant | Lodging | Health |  | Other
Measure Index Name | Adjustments Made to Conservation Assessment for Code conditions |  |  | Large Off | Medium Off | Small Off | Big Box | Small Box | High End | Anchor | K-12 | University | Warehouse | Supermarket | MIniMart | Restaurant | Lodging | Hospital | OtherHealth | Other
Integrated Building Design-New |  | Glass-New | FloorA%REG | 7.999% | 6.094% | 4.952% | 7.329% | 4.691% | 1.173% | 1.466% | 6.289% | 3.24% | 16.51% | 0.421% | 0.5146% | 0.8735% | 5.332% | 2.495% | 4.633% | 25.98%
LPD Package-New | LPD baseline to minimum of code or 1995-2001 practice.
LPD Package-NR | LPD baseline to minimum of code or 1995-2001 practice |  | OR FloorA%REG | 22% | 22% | 22% | 33% | 33% | 33% | 33% | 15% | 15% | 42% | 17% | 17% | 35% | 38% | 25% | 24% | 21%
LPD Package-Retro | Assume code ballasts in baseline retrofit |  | Frac Floor w >30% ww ratio | 50% | 50% | 50% | 0% | 0% | 50% | 0% | 40% | 40% | 0% | 5% | 0% | 50% | 50% | 50% | 50% | 20%
Top Day Lighting-New | Account for smoke hatch in baseline |  | OR FloorA Exceed Code | 11% | 11% | 11% | 33% | 33% | 16.5% | 33% | 9% | 9% | 42% | 16.15% | 17% | 17.5% | 19% | 12.5% | 12% | 16.8%
Perimeter Day lighting Controls (Advanced)-New | Only fraction beyond switching in code baseline OR
Perimeter Day lighting Controls (Advanced)-NR | Only fraction beyond switching in code baseline OR |  | WA FloorA%REG | 72% | 72% | 72% | 61% | 61% | 61% | 61% | 68% | 68% | 49% | 62% | 62% | 56% | 49% | 56% | 59% | 67%
Lighting Controls: Sweep, Occup, Commission-New |  |  | Fraction with ElecHt | 57.5% | 35.5% | 12% | 4.75% | 15% | 10.25% | 22.5% | 5.73% | 7.5% | 3.38% | 8.855% | 3% | 6.775% | 46.23% | 3% | 5% | 8.145%
ECM on VAV Boxes-New | Not applicable in Seattle due to code requirement |  | Frac Meet Elec Ht Code | 50% | 50% | 50% | 90% | 90% | 90% | 50% | 50% | 50% | 90% | 90% | 90% | 90% | 90% | 50% | 50% | 90%
ECM on VAV Boxes-NR | Not applicable in Seattle due to code requirement |  | WA Floor A Exceed Code | 20.7% | 12.78% | 4.32% | 0.2898% | 0.915% | 0.6252% | 6.863% | 1.948% | 2.55% | 0.1656% | 0.549% | 0.186% | 0.3794% | 2.265% | 0.84% | 1.475% | 0.5457%
ECM on VAV Boxes-Retro
Premium HVAC Equipment-New | Baseline adjusted to reflect codes |  | Region Wide Frac Exceed Target | 5% | 5% | 5% | 5% | 5% | 5% | 5% | 5% | 5% | 5% | 5% | 5% | 5% | 5% | 5% | 5% | 5%
Premium HVAC Equipment-NR | Baseline adjusted to reflect codes
Glass-New | Baseline adjusted to reflect codes. Measure baseline excludes 50% of WA=ElecHt, OR>30%glass.
Glass-NR | Baseline adjusted to reflect codes |  | Baseline Exceed Code New | 36.7% | 28.78% | 20.32% | 38.29% | 38.91% | 22.13% | 44.86% | 15.95% | 16.55% | 47.17% | 21.7% | 22.19% | 22.88% | 26.27% | 18.34% | 18.48% | 22.35%
Glass-Retro | Baseline adjusted to reflect codes
Package Roof Top Optimization & Repair-Retro | Assumes marginally-effective economizer in baseline |  | Single Glazed Fraction from CBSA
Variable Speed Chiller-New | Baseline assumes historic mix of chiller types and modular chiller control
Variable Speed Chiller-NR | Baseline assumes historic mix of chiller types and modular chiller control
Variable Speed Chiller-Retro | Baseline at code and modular deployment
Controls Commission-New | Baseline assume partial penetration of measure
Built-Up HVAC Controls Optimization-Retro
Built-Up HVAC Control Retrofit-Retro
Evaporative Assist Cooling-New | Assumes marginally-effective economizer in baseline
Evaporative Assist Cooling-NR | Assumes marginally-effective economizer in baseline
Low Pressure Distribution-New | Measure not in any code baseline
Low Pressure Distribution-NR | Measure not in any code baseline
Air-side heat recovery systems-New | Measure dropped due to code
Air-side heat recovery systems-Retro
Demand Control Ventilation-New | Measure dropped due to code
Demand Control Ventilation (Parking)-Retro
Efficienct fans, pumps and drives-New
Efficienct fans, pumps and drives-NR
Efficienct fans, pumps and drives-Retro
VSD, ASD-Retro
ReRoof-NR
Grocery Refrigeration Bundle-Retro
Grocery Refrigeration Heat Recovery-New
Demand controlled circulating systems-Retro
Plug Load Sensor-Retro
Premium Fume Hood-New
Note on F7: Charlie Grist: From weights2
Note on F11: Charlie Grist: From weights2

## To Do
Item | Description | Date Done
1 | Clean up vintage cohort lookup references in pre-August PC sheet to use the indirect reference.
2 | Clean up tab FLOOR to develop floor area share by vintage cohort, activity type and building type. Also eliminate lower rows and clean up old references | 2003-10-20
3 | Add LPD package for NR and Retro fit cases. | 2003-10-20
4 | Add Low-Pressure Distribution | 2003-11-16
5 | Add Variable Speed Chillers | 2003-11-17
6 | Revise Tally to summarize by end use | 2003-11-16
7 | Update CHAR with final data from CBSA including space heaqt fuel and ac saturations, HVAC types and saturations. | 2003-11-17
8 | Clean up vintage cohort named ranges in CHAR. (middle cohort name has changed) | 2003-11-17
9 | Calculate STOCK_PCT_2002 in FLOOR to allow activity-base weighting in CHAR of V1987_2001. | 2003-11-17
10 | Add Integrated Design | 2003-11-17
11 | Re weight V1987_2001 in CHAR to reflect STOCK_PCT_2002. Check against CBSA 2001 Snap shot. | 2004-08-02
12 | Clean up headers on VCohorts in CHAR. Put Range Name At top in column B. Move header labels to B. Delete 96-01 Range Name. | 2004-03-11
13 | Delete unused range names (FloorAType?) |  | Think this is fixed. Need final check.
14 | Add Evaporative Assist Cooling |  | Savings estimates from Ecotope need revision
15 | Check CBSA fuel shares against Alliance new buildings baseline, also chiller fractions. | moved
16 | Final on Interaction factors. Embed in CHAR. Fix gas interaction to exclude AC. Add gas heat yield for AC ancillaries. Modify Lookup Name in PC sheets. Revise Hours of operation lookup to match new numbers proposed for RTF | 2004-01-08
17 | Final on LPD adjust by vintage cohort and type. | 2003-11-16
18 | ROOF TOP Revise sheets on (1)Floor (2)Discount (3)Finance (4)CHAR | 2004-03-25
19 | ECM VAV Revise sheets on (1)Floor (2)Discount (3)Finance (4)CHAR | 2003-11-16
20 | HVAC EQUIP Revise sheets on (1)Floor (2)Discount (3)Finance (4)CHAR | 2004-03-08
21 | WINDOWS Revise sheets on (1)Floor (2)Discount (3)Finance (4)CHAR | 2004-12-01
22 | HVAC CONTROLS Revise sheets on (1)Floor (2)Discount (3)Finance (4)CHAR | 2004-03-25
23 | FANS Revise sheets on (1)Floor (2)Discount (3)Finance (4)CHAR | 2004-04-12
24 | REROOF Revise sheets on (1)Floor (2)Discount (3)Finance (4)CHAR | 2004-04-09
25 | GROCERY Revise sheets on (1)Floor (2)Discount (3)Finance (4)CHAR | 2004-04-09
26 | PLUG LOAD Revise sheets on (1)Floor (2)Discount (3)Finance (4)CHAR | 2004-04-09
27 | Revise EUI tab with updated weights from CBSA. Hours of light are high in some cases. Could impact commissioning measures. | 2004-03-25
28 | Adjustments for correction of CBSA post-stratification error discovered feb 2004 | 2004-03-25
29 | Check negatives in MW for low cost bins on daylight and on low-pressure distribution | 2004-12-01
30 | ECM VAV Check VAV fractions with electric | 2004-03-14 | Found error in weighting. Added Gas/Steam and NR cases. Increased potential by 100% to 12MWa
31 | Revise CHAR matrix for CBSA update on 1) Package Roof Top, 2) Economizer, 3) Builtup HVAC | 2004-03-23
32 | Revise Char matrix for CBSA on EUI used in Optimize built-up systems controls | 2004-03-25
33 | Digital Signature and Delink | 2004-03-08
34 | OPTIMIZE ROOFTOP - Add cohort for NR of existing stock to reflect lower COP | 2004-03-08 | Clear
35 | HVAC EQUIP - Check for no dupe on chiller | 2004-03-08
36 | WINDOWS Look at CBSA for rate of replacement | moved
37 | HVAC CONTROLS Double check on double count - check with EUI - Check gas | 2004-03-25
38 | REROOF Modify to use future fuel shares (POST2002)
39 | GROCERY Add Fraction for Big Box Retail Refrigeration
40 | SUMMARY sheets to TRC B/C ratio upon new ProCost version | 1 Octber 2004
41 | Clean Links on all sheets | 2004-04-16
42 | Update digital signature on all sheets | 2004-04-16
43 | Add outdoor lighting |  | Initial screen found little potential not already in baseline. Exception is outdoor flurorescent ballasts (get via code?)
44 | Add Spray Head and link tally, tables and graphs to include | 2004-12-01 | About 10 MWa achievable
45 | Revise Glass, low-pressure distribution, and correct error in LPD NR. Recompile | 2004-12-01 | Lighting error reduced Tech potential from 75 MWa to 48 MWa, small increase in cost from 3.1 to 3.2 mills. Windows added MWa and so did Prerinse.
46 | Run on new avoided costs
47 | Incorporate new gas price forecast | 2004-12-01
48 | Characteristics to check and, if necessary recalibrate, due to Feb 2004 CBSA update and correction of post-stratification errors | Various
48A | Size characteristics overall and by vintage cohort | 2004-03-23
48B | SH Fuel Characteristics by vintage cohort | 2004-03-23
48C | Demolition Rate in FS Model | 2004-03-23
48D | Fraction In Climate Zone (Evap, Roof Top, HP HVAC Equip)
48E | HVAC replacement rates (RTU versus Built-up)
48F | EUI table | 2004-03-23
48G | Vintage EUI deltas | 2004-03-23
48H | Chiller fractions (also ciompare to NEEA baseline estimates)
49 | Prepub final Tables and Graphs | 2005-01-28
| Draft Files posted on website | 2004-04-30
51 | Draft Files posted on website | 2004-12-13 | Contains corrected error in NR lighitng, revised windows, added pre-rinse spray head.
52 | Final Files posted on website | 2005-01-31 | Revised Charts and Tables for Pre-Pub

## Notes
Notes | Measure level notes
MeasureName | VCohort | cost | units | Cost Note | Savings Note
Integrated Building Design | New
LPD Package | New
LPD Package | NR
LPD Package | Retro
Top Day Lighting | New |  |  | Dave has retail & grocery. Expand to warehouse.
Perimeter Day lighting Controls (Advanced) | New | 0.6 | $/sf | (Ecotope at $.6/sf from ETO), McHugh, DEER, LDesign Lab, Joel Loveland. Xenergy at $.65 assuming fixture density of 1.2 w/sf. Cost depends on control density.
Lighting Controls: Sweep, Occup, Commission | New
ECM on VAV Boxes | New |  |  | Use Kenedy Update
ECM on VAV Boxes | NR |  |  | Use Kenedy Update
ECM on VAV Boxes | Retro |  |  | Use Kenedy Update
Premium HVAC Equipment | New | $40/ton -$80/ton |  | Costs ETO at $80/ton from base to T2 and $50/ton T1-T2 weighted by capacity. Code is T1. Xenergy $52/ton code to T2. And Eley uses $60/ton incremental in the NBI work for 7.5 ton. Westside capacities ranged 300-900 sf/ton in the PNNL standards work. At 400 sf/ton the cost increment is $0.125/sf. Eley work for NBI shows $60/ton incremental, $.22/sf and 300 sf/ton for the Big Box prototype. The NBI School protoype cost was $.09/sf for premium HVAC and 700 sf/ton capacity. NBI Large Office incremental at $.033/sf for water-cooled centrifugal chiller. PNNL costs based on a tear-down plus markup basis $50 to $80 per ton depending on size. | ETO Savings: .12 - .36 kWh/sf average of 3, 7.5, and 15 ton units about 3% of HVAC. Recommends Use 0.2 kWh/sf. PNNL Savings: From runs for standards assessment for the 7.5, and 15 ton units for OR&WA ranged 0.1 - 0.4kWh/sf for EER delta 9.5 to 11.0. Little change by bulding type. Average was 0.4 kWh/sf for zone 9.1 OR and WA. Slightly higer East. Base is working economizer. Separate savings not available from Eley.
Premium HVAC Equipment | NR
Glass | New
Glass | NR
Glass | Retro
Package Roof Top Optimization & Repair | Retro |  |  | Puget Program incentive base cost for seven package repair and optimization measures for 800 units in field. Range $300-$750 per 7-ton unit. Use Ecotope estimates H C and V savings. Savings from the simulation matrix on retail and office. ~1.8 kWh/sf mid range, span .95-2.5 kWh/sf by type.
Variable Speed Chiller | Retro |  |  | Use PGE Xenergy, Optichill, CA Express
Controls Commission | New |  |  | Tso study, $1, Pass Data to Baylon for review. ETO at 6% of HVAC EUI at $.65/sf (Also the range of PIER in CA) ETO has additional lighitng commissioning (schedule & sweep) 10% lighitn EUI at .25/sf.
Built-Up HVAC Controls Optimization | Retro |  |  | Tso study, $1,
Built-Up HVAC Control Retrofit | Retro
Evaporative Assist Cooling | New |  |  | Savings numbers about double T2 in pact. 10.5 to 12.5 EER. Need costs ($290 installed Xenergy)
Evaporative Assist Cooling | NR |  |  | Savings numbers about double T2 in pact. 10.5 to 12.5 EER Need costs.($290 installed Xenergy)
Air-side heat recovery systems | New
Air-side heat recovery systems | Retro
Demand Control Ventilation | New |  |  | Ecotope looking at Grocery. Need savings numers. Costs available.
Demand Control Ventilation (Parking) | Retro |  |  | Parking retro possible. Need costs and savings. ESource.
Efficienct fans, pumps and drives | New |  |  | Need cost and savings numbers
Efficienct fans, pumps and drives | NR |  |  | Need cost and savings numbers
Efficienct fans, pumps and drives | Retro |  |  | Need cost and savings numbers
VSD, ASD | Retro
ReRoof | NR |  |  | Gas R-0 buildings range 2% to 40% by building type. High in Hospital Hotel Motel. Retail. Office 2%. Surveys Washington matural gas 1995.
Grocery Refrigeration Bundle | Retro
Grocery Refrigeration Heat Recovery | New
Demand controlled circulating systems | Retro
Plug Load Sensor | Retro
Premium Fume Hood | New
Note on E9: Charlie Grist: Dave has retail and grocercy

## AllSectorTechTallyCurve
Cost-Effective Amount is 1285 MWa
Technical Potential is 1576 MWa
Cost-Effective & Achievable Potential is 1092 MWa

## AllSectorLostOpRetro
Total Cost-Effective Achievable Potential is 1092 MWa

## AchBldg-TallyChartRetro
Cost-Effective Amount is 269 MWa

## AchBldg-TallyNewNR
Cost-Effective Amount is 383 MWa

## Equipment
Cost-Effective Amount is 440 MWa