## Summary
'file:///tmp/in/input.xls'#$Summary
|  | Run Date | 2004-02-28
|  | MC File | MidC_DraftPlan_122903
Run Note
Package Refrigeration Equipment
Totals for Measures/Categories with Benefits Exceeding Costs
| Totals Basis | Busbar Savings | PV Cost | First Cost | Admin Cost | Program Cost | Program $/KWa | Levelized Cost | PV Benefits | B/C Ratio
| Measures with B/C>1.00 | 48638.9028 | 11134.3732 | 6009.5 | 1201.8995 | 12336.2727 | 2221.7966 | 18.6625 | 23816.3061 | 1.9306
| Categories with B/C>1.00 | 0 | 0 | 0 | 0 | 0 | 0 | 0 | 24217.0016 | 0
| % of Measures with B/C >1.00 | 47763.9648 | 11273.6709 | 6080.5242 | 1216.1048 | 12489.7757 | 2290.6482 | 19.2409 | 23387.8878 | 1.8726
| Block 1: x <=10 m/kWh | 0 | 0 | 0 | 0 | 0 | 0 | 0 | 0 | 0
| Block 2: 10< x <=20 m/kWh | 36077.6185 | 6710.141 | 3655.23 | 731.0464 | 7441.1874 | 1806.7933 | 15.1766 | 17665.6042 | 2.374
| Block 3: 20< x <=30 m/kWh | 6903.8726 | 2247.1847 | 1224.11 | 244.8229 | 2492.0076 | 3161.9915 | 26.5599 | 3380.5192 | 1.3565
| Block 4: 30< x <=40 m/kWh | 5657.4117 | 2177.0475 | 1130.15 | 226.0302 | 2403.0777 | 3720.9526 | 31.255 | 2770.1827 | 1.1528
| Block 5: 40< x <=50 m/kWh | 818.3214 | 502.0637 | 260.63 | 52.1264 | 554.1901 | 5932.5161 | 49.8316 | 400.6956 | 0.72303
| Block 6: 50< x <=60 m/kWh | 0 | 0 | 0 | 0 | 0 | 0 | 0 | 0 | 0
| Block 7: 60m/kWh < x | 0 | 0 | 0 | 0 | 0 | 0 | 0 | 0 | 0
New & NR | Population (Thousand) | 14305.1603 | 2025 | PNW POP 1000
| Average Annual New Population (Thousand) | 132.3838 | MedHigh | PNW POP 1000 INC
Average Annual Replacement (Thousand)
|  | Annually |  | 20 Years
|  | kWh | MWa | kWh | MWa | lvl cost | TRC B/C | Annual Capital $Million | 2025 Capital $Million | Weighted Measure Life
| Measures with B/C>1.00 |  |  | 695787303.215 | 79.4278 | 18.6625 | 1.9306 |  | 103.1602 | 9
| Categories with B/C>1.00 |  |  | 0 | 0 | 0 | 0
| % of Measures with B/C >1.00 |  |  | 683271174.1492 | 77.999 | 19.2409 | 1.8726
| Block 1: x <=10 m/kWh |  |  | 0 | 0 | 0 | 0
| Block 2: 10< x <=20 m/kWh |  |  | 516096117.433 | 58.9151 | 15.1766 | 2.374
| Block 3: 20< x <=30 m/kWh |  |  | 98761005.0186 | 11.2741 | 26.5599 | 1.3565
| Block 4: 30< x <=40 m/kWh |  |  | 80930180.7633 | 9.2386 | 31.255 | 1.1528
| Block 5: 40< x <=50 m/kWh |  |  | 11706218.9792 | 1.3363 | 49.8316 | 0.72303
| Block 6: 50< x <=60 m/kWh |  |  | 0 | 0 | 0 | 0
| Block 7: 60m/kWh < x |  |  | 0 | 0 | 0 | 0
|  | Block 1: x <=10 m/kWh | Block 2: 10< x <=20 m/kWh | Block 3: 20< x <=30 m/kWh | Block 4: 30< x <=40 m/kWh | Block 5: 40< x <=50 m/kWh | Block 6: 50< x <=60 m/kWh | Block 7: 60m/kWh < x
| 20 Years MWa Incremental | 0 | 58.9151 | 11.2741 | 9.2386 | 1.3363 | 0 | 0
| 20 Years MWa Cumulative | 0 | 58.9151 | 70.1892 | 79.4278 | 80.7641 | 80.7641 | 80.7641

## ProData
Program Parameters |  | Sponsor Parameters
Program Life (yrs) | 20 |  |  | Spon 1 | Spon 2 | Spon 3 | Cust
Program Start Date | 2005 | Real AT Cost of Cap |  | 7% | 5% | 4% | 5%
Present Value Time Zero | 2000 | Financial Life (yrs) |  | 10 | 10 | 15 | 1
Cost Reference Yr | 2000 | Weight |  | 0% | 0% | 100%
Real Discount Rate | 4%
Inflation Rate (Currently NA) | 0% | Run Tabs: |  | TRUE
Capital Real Escalation Rt | 0% | Summary | FALSE
Sponsor Share of First Cost | 100% | MData-Region | TRUE
Sponsor Share of Replace Cost | 0% | MData-Measure | TRUE
Sponsor Share of O&M | 0% | MMap | FALSE
Last Sponsor O&M Yr | 20 | Stock | FALSE
Bulk Power T&D Loss Factor | 2.5% | Savings | FALSE
Bulk Power T&D Credit ($/kw-yr) | 3 | Pricing | FALSE
Local Power T&D Loss Factor | 5% | Sources and Notes | FALSE
Local Power T&D Credit ($/kw-yr) | 20 | Fridge & Freezer | FALSE
Externalities Credit (m/kwh) | 0 | Ice-Makers | FALSE
Regional Act C/E Credit (%) | 10%
Admin Cost (% of First Cost) | 20%
Cost Coeff of Variation | 25%
Marg Cost / Save Shape File | Q:\CG\Main\Plan 5\Commercial\Assessment\MC_AND_LOADSHAPE.XLS
Electric Marginal Cost Tab | MidC_DraftPlan_122903
Savings Shape Tab | Conservation Load Shapes
Note on B7: Currently not used, Hardwired in code to zero until chance to fully implement.

## MData-Region
Data Set Name | 'file:///tmp/in/input.xls'#$MData-Region
Package Refrigeration Equipment | Units are per Thousand Population
Input Data | [7 empty] | Periodic O&M | [5 empty] | Other Fuels
Category Name | Measure Name | Savings (kWh/yr.) | Phys Life (yr.) | Capital Cost ($) | Annual O&M ($) | Shape Pointer | Non-E Val ($/yr.) | Cost 1 ($) | Period 1 | Cost 2 ($) | Period 2 | Cost 3 ($) | Period 3 | Savings (mmBtu/yr) | Shape Pointer
EE Reach-In Refrigerator | EE Reach-In Refrigerator from CA2003 Baseline | 5576.2093 | 9 | 767.0119 |  | ResFRIG
EE Reach-In Refrigerator | EE Reach-In Refrigerator from E-Star Baseline | 1927.9594 | 9 | 303.9104 |  | ResFRIG
EE Reach-In Freezer | EE Reach-In Freezer from CA2003 Baseline | 5919.9762 | 9 | 689.3323 |  | ResFRIG
EE Reach-In Freezer | EE Reach-In Freezer from E-Star Baseline | 471.2343 | 9 | 36.0697 |  | ResFRIG
EE Beverage Merchandiser | EE Beverage Merchandiser from CA2003 Baseline | 7452.8409 | 9 | 868.1861 |  | ResFRIG
EE Ice Maker | EE Ice Maker from Average Baseline | 5256.5962 | 8.5 | 1130.151 |  | ResFRIG
EE Ice Maker | EE Ice Maker from FEMP Baseline | 760.3451 | 8.5 | 260.6318 |  | ResFRIG
EE Vending Machine | EE Vending Machine from Average Baseline | 4486.7887 | 9 | 920.2042 |  | ResFRIG
EE Vending Machine | EE Vending Machine from E-Star Baseline | 14101.336 | 9 | 1294.6321 |  | ResFRIG
ProCost Results, Version 1.70a: JPH 03/07/01, 09:13 PM 2/28/2004
Measure Results (2000 $) |  | Measure Input Data | [7 empty] | Savings |  |  | PV Capital |  |  |  | PV O&M |  | Total PV Costs |  |  |  |  | Levelized Cost (mills/kwh) |  |  |  |  | PV Bulk Power System Benefits | [5 empty] | PV Regional Benefits
Category | Measure | Measure Life | Site Savings (kWh) | Capital Cost ($/unit) | Annual O&M Cost ($/unit) | PV Per. Repl. Cost ($/unit) | Load Shape | Div. Load Factor | Bulk Pwr Coin. Factor | Bulk Energy (kWh) | Bulk Demand (kw) | Local Demand (kW) | Spon 1 | Spon 2 | Spon 3 | Cust | Utility | Cust | Spon 1 | Spon 2 | Spon 3 | Cust | Total | Spon 1 | Spon 2 | Spon 3 | Cust | Total | Energy | Bulk T&D Def. Cap. | Act C-E Credit | Total System Benefit | Total non-Consumer Cost | Bulk System B/C Ratio | Local T&D Def.Cap. | Non-E Value | Exter-nalities | Total Regional Benefit | Total Regional Cost | Total Regional B/C Ratio
EE Reach-In Refrigerator | EE Reach-In Refrigerator from CA2003 Baseline | 9 | 5576.2093 | 767.01 |  | 0 | ResFRIG | 0.655 | 0.269 | 6001.3953 | 0.28136 | 1.0459 |  |  | 767.0116 | 641.0407 | 0 | 0 | 0 | 0 | 767.0116 | 641.0407 | 1408.0523 | 0 | 0 | 9.4042 | 7.8597 | 17.2638 | 2938.6162 | 11.4712 | 318.1713 | 3266.216 | 767.0116 | 4.2584 | 284.2933 | 0 | 0 | 3550.5093 | 1408.0523 | 2.5216
EE Reach-In Refrigerator | EE Reach-In Refrigerator from E-Star Baseline | 9 | 1927.9594 | 303.91 |  | 0 | ResFRIG | 0.655 | 0.269 | 2074.9663 | 0.097279 | 0.36163 |  |  | 303.9103 | 253.9973 | 0 | 0 | 0 | 0 | 303.9103 | 253.9973 | 557.9076 | 0 | 0 | 10.7772 | 9.0072 | 19.7843 | 1016.0186 | 3.9661 | 110.0069 | 1129.2854 | 303.9103 | 3.7159 | 98.2937 | 0 | 0 | 1227.5791 | 557.9076 | 2.2003
EE Reach-In Freezer | EE Reach-In Freezer from CA2003 Baseline | 9 | 5919.9762 | 689.33 |  | 0 | ResFRIG | 0.655 | 0.269 | 6371.3744 | 0.2987 | 1.1104 |  |  | 689.332 | 576.1189 | 0 | 0 | 0 | 0 | 689.332 | 576.1189 | 1265.4509 | 0 | 0 | 7.961 | 6.6535 | 14.6144 | 3119.7785 | 12.1784 | 337.7862 | 3467.5745 | 689.332 | 5.0303 | 301.8197 | 0 | 0 | 3769.3943 | 1265.4509 | 2.9787
EE Reach-In Freezer | EE Reach-In Freezer from E-Star Baseline | 9 | 471.2343 | 36.07 |  | 0 | ResFRIG | 0.655 | 0.269 | 507.1659 | 0.023777 | 0.08839 |  |  | 36.0697 | 30.1457 | 0 | 0 | 0 | 0 | 36.0697 | 30.1457 | 66.2154 | 0 | 0 | 5.2331 | 4.3737 | 9.6068 | 248.3366 | 0.96941 | 26.888 | 276.0214 | 36.0697 | 7.6524 | 24.0251 | 0 | 0 | 300.0464 | 66.2154 | 4.5314
EE Beverage Merchandiser | EE Beverage Merchandiser from CA2003 Baseline | 9 | 7452.8409 | 868.19 |  | 0 | ResFRIG | 0.655 | 0.269 | 8021.12 | 0.37605 | 1.3979 |  |  | 868.1858 | 725.5984 | 0 | 0 | 0 | 0 | 868.1858 | 725.5984 | 1593.7842 | 0 | 0 | 7.9643 | 6.6563 | 14.6206 | 3927.5855 | 15.3318 | 425.2495 | 4365.4366 | 868.1858 | 5.0282 | 379.9702 | 0 | 0 | 4745.4067 | 1593.7842 | 2.9774
EE Ice Maker | EE Ice Maker from Average Baseline | 8.5 | 5256.5962 | 1130.15 |  | 0 | ResFRIG | 0.655 | 0.269 | 5657.4117 | 0.26523 | 0.98599 |  |  | 1130.1506 | 1046.897 | 0 | 0 | 0 | 0 | 1130.1506 | 1046.897 | 2177.0475 | 0 | 0 | 14.699 | 13.6162 | 28.3152 | 2770.1827 | 10.8137 | 299.9346 | 3079.0054 | 1130.1506 | 2.7244 | 267.9984 | 0 | 0 | 3347.0039 | 2177.0475 | 1.5374
EE Ice Maker | EE Ice Maker from FEMP Baseline | 8.5 | 760.3451 | 260.63 |  | 0 | ResFRIG | 0.655 | 0.269 | 818.3214 | 0.038365 | 0.14262 |  |  | 260.6317 | 241.432 | 0 | 0 | 0 | 0 | 260.6317 | 241.432 | 502.0637 | 0 | 0 | 23.4355 | 21.7091 | 45.1445 | 400.6956 | 1.5642 | 43.3843 | 445.3655 | 260.6317 | 1.7088 | 38.7649 | 0 | 0 | 484.1304 | 502.0637 | 0.96428
EE Vending Machine | EE Vending Machine from Average Baseline | 9 | 4486.7887 | 920.2 |  | 0 | ResFRIG | 0.655 | 0.269 | 4828.9064 | 0.22639 | 0.8416 |  |  | 920.2038 | 769.0733 | 0 | 0 | 0 | 0 | 920.2038 | 769.0733 | 1689.2771 | 0 | 0 | 14.0219 | 11.719 | 25.7408 | 2364.5005 | 9.2301 | 256.0104 | 2628.0974 | 920.2038 | 2.856 | 228.7511 | 0 | 0 | 2856.8486 | 1689.2771 | 1.6912
EE Vending Machine | EE Vending Machine from E-Star Baseline | 9 | 14101.336 | 1294.63 |  | 0 | ResFRIG | 0.655 | 0.269 | 15176.5629 | 0.71151 | 2.645 |  |  | 1294.6316 | 1082.0065 | 0 | 0 | 0 | 0 | 1294.6316 | 1082.0065 | 2376.6381 | 0 | 0 | 6.2769 | 5.246 | 11.5228 | 7431.2874 | 29.0089 | 804.6041 | 8259.7347 | 1294.6316 | 6.38 | 718.9321 | 0 | 0 | 8978.667 | 2376.6381 | 3.7779
Category Totals (2000 $) |  | Savings Weighted Measure Data | [7 empty] | Savings |  |  | PV Costs |  |  |  | Lvl Cst | PV Bulk Power System Benefits | [5 empty] | PV Regional Benefits
| Category | Weighted Measure Life | Site Savings (kWh) | Capital Cost ($/unit) | Annual O&M Cost ($/unit) | Per. Repl. Cost ($/unit) | Load Shape | Weighted Load Factor | Weighted Coinc. Factor | Bulk Energy (kWh) | Bulk Demand (kw) | Local Demand (kW) | PV Capital | PV Annual O&M | PV Period. Repl. | PV Total Costs | Levelized Cost mills/kWh | Energy | Bulk T&D Def. Cap. | Act C-E Credit | Total System Benefit | Total non-Consumer Cost | Bulk System B/C Ratio | Local T&D Def.Cap. | Non-E Value | Exter-nalities | Total Regional Benefit | Total Regional Cost | Total Regional B/C Ratio
| EE Reach-In Freezer | 9 | 6391.2106 | 725.4 | 0 | 0 |  | 0.655 | 0.269 | 6878.5404 | 0.32248 | 1.1988 | 1331.6664 | 0 | 0 | 1331.6664 | 14.2452 | 3368.1151 | 13.1478 | 364.6743 | 3743.5959 | 725.4017 | 5.1607 | 325.8448 | 0 | 0 | 4069.4407 | 1331.6664 | 3.0559
| EE Beverage Merchandiser | 9 | 7452.8409 | 868.19 | 0 | 0 |  | 0.655 | 0.269 | 8021.12 | 0.37605 | 1.3979 | 1593.7842 | 0 | 0 | 1593.7842 | 14.6206 | 3927.5855 | 15.3318 | 425.2495 | 4365.4366 | 868.1858 | 5.0282 | 379.9702 | 0 | 0 | 4745.4067 | 1593.7842 | 2.9774
| EE Vending Machine | 9 | 18588.1248 | 2214.84 | 0 | 0 |  | 0.655 | 0.269 | 20005.4693 | 0.9379 | 3.4866 | 4065.9152 | 0 | 0 | 4065.9153 | 14.9548 | 9795.788 | 38.239 | 1060.6145 | 10887.8321 | 2214.8355 | 4.9159 | 947.6832 | 0 | 0 | 11835.5156 | 4065.9153 | 2.9109
| EE Reach-In Refrigerator | 9 | 7504.1687 | 1070.92 | 0 | 0 |  | 0.655 | 0.269 | 8076.3615 | 0.37864 | 1.4076 | 1965.9599 | 0 | 0 | 1965.9598 | 17.9114 | 3954.6348 | 15.4374 | 428.1782 | 4395.5014 | 1070.9219 | 4.1044 | 382.587 | 0 | 0 | 4778.0884 | 1965.9598 | 2.4304
| EE Ice Maker | 8.5 | 6016.9413 | 1390.78 | 0 | 0 |  | 0.655 | 0.269 | 6475.7331 | 0.3036 | 1.1286 | 2679.1113 | 0 | 0 | 2679.1113 | 30.4419 | 3170.8783 | 12.3779 | 343.3189 | 3524.3709 | 1390.7823 | 2.5341 | 306.7633 | 0 | 0 | 3831.1343 | 2679.1113 | 1.43
Totals for Measures/Categories with Benefits Exceeding Costs
| Totals Basis | Busbar Savings | PV Cost | First Cost | Admin Cost | Program Cost | Program $/KWa | Levelized Cost | PV Benefits | B/C Ratio
| Measures with B/C>1.00 | 48638.9028 | 11134.3732 | 6009.5 | 1201.8995 | 12336.2727 | 2221.7966 | 18.6625 | 23816.3061 | 1.9306
| Categories with B/C>1.00 | 0 | 0 | 0 | 0 | 0 | 0 | 0 | 24217.0016 | 0
| % of Measures with B/C >1.00 | 47763.9648 | 11273.6709 | 6080.5242 | 1216.1048 | 12489.7757 | 2290.6482 | 19.2409 | 23387.8878 | 1.8726
| Block 1: x <=10 m/kWh | 0 | 0 | 0 | 0 | 0 | 0 | 0 | 0 | 0
| Block 2: 10< x <=20 m/kWh | 36077.6185 | 6710.141 | 3655.23 | 731.0464 | 7441.1874 | 1806.7933 | 15.1766 | 17665.6042 | 2.374
| Block 3: 20< x <=30 m/kWh | 6903.8726 | 2247.1847 | 1224.11 | 244.8229 | 2492.0076 | 3161.9915 | 26.5599 | 3380.5192 | 1.3565
| Block 4: 30< x <=40 m/kWh | 5657.4117 | 2177.0475 | 1130.15 | 226.0302 | 2403.0777 | 3720.9526 | 31.255 | 2770.1827 | 1.1528
| Block 5: 40< x <=50 m/kWh | 818.3214 | 502.0637 | 260.63 | 52.1264 | 554.1901 | 5932.5161 | 49.8316 | 400.6956 | 0.72303
| Block 6: 50< x <=60 m/kWh | 0 | 0 | 0 | 0 | 0 | 0 | 0 | 0 | 0
| Block 7: 60m/kWh < x | 0 | 0 | 0 | 0 | 0 | 0 | 0 | 0 | 0
Note on F5: Charlie Grist Annual value of natural gas savings at wholesale avoided cost per therm.
Note on H5: Charlie Grist Annual avoided cost of end user's non-energy costs or savings.

## MData-Measure
Data Set Name | 'file:///tmp/in/input.xls'#$MData-Measure
Package Refrigeration Equipment | Units are per Appliance
Input Data | [7 empty] | Periodic O&M | [5 empty] | Other Fuels
Category Name | Measure Name | Savings (kWh/yr.) | Phys Life (yr.) | Capital Cost ($) | Annual O&M ($) | Shape Pointer | Non-E Val ($/yr.) | Cost 1 ($) | Period 1 | Cost 2 ($) | Period 2 | Cost 3 ($) | Period 3 | Savings (mmBtu/yr) | Shape Pointer
EE Reach-In Refrigerator | EE Reach-In Refrigerator from CA2003 Baseline | 2091.45 | 9 | 287.6806 |  | ResFRIG
EE Reach-In Refrigerator | EE Reach-In Refrigerator from E-Star Baseline | 912.5 | 9 | 143.8403 |  | ResFRIG
EE Reach-In Freezer | EE Reach-In Freezer from CA2003 Baseline | 2223.6128 | 9 | 258.9213 |  | ResFRIG
EE Reach-In Freezer | EE Reach-In Freezer from E-Star Baseline | 1691.3444 | 9 | 129.4607 |  | ResFRIG
EE Beverage Merchandiser | EE Beverage Merchandiser from CA2003 Baseline | 2407.4623 | 9 | 280.4468 |  | ResFRIG
EE Ice Maker | EE Ice Maker from Average Baseline | 908.9692 | 8.5 | 195.4254 |  | ResFRIG
EE Ice Maker | EE Ice Maker from FEMP Baseline | 394.436 | 8.5 | 135.2051 |  | ResFRIG
EE Vending Machine | EE Vending Machine from Average Baseline | 1414 | 9 | 290 |  | ResFRIG
EE Vending Machine | EE Vending Machine from E-Star Baseline | 1111 | 9 | 102 |  | ResFRIG
ProCost Results, Version 1.70a: JPH 03/07/01, 09:13 PM 2/28/2004
Measure Results (2000 $) |  | Measure Input Data | [7 empty] | Savings |  |  | PV Capital |  |  |  | PV O&M |  | Total PV Costs |  |  |  |  | Levelized Cost (mills/kwh) |  |  |  |  | PV Bulk Power System Benefits | [5 empty] | PV Regional Benefits
Category | Measure | Measure Life | Site Savings (kWh) | Capital Cost ($/unit) | Annual O&M Cost ($/unit) | PV Per. Repl. Cost ($/unit) | Load Shape | Div. Load Factor | Bulk Pwr Coin. Factor | Bulk Energy (kWh) | Bulk Demand (kw) | Local Demand (kW) | Spon 1 | Spon 2 | Spon 3 | Cust | Utility | Cust | Spon 1 | Spon 2 | Spon 3 | Cust | Total | Spon 1 | Spon 2 | Spon 3 | Cust | Total | Energy | Bulk T&D Def. Cap. | Act C-E Credit | Total System Benefit | Total non-Consumer Cost | Bulk System B/C Ratio | Local T&D Def.Cap. | Non-E Value | Exter-nalities | Total Regional Benefit | Total Regional Cost | Total Regional B/C Ratio
EE Reach-In Refrigerator | EE Reach-In Refrigerator from CA2003 Baseline | 9 | 2091.45 | 287.68 |  | 0 | ResFRIG | 0.655 | 0.269 | 2250.9231 | 0.10553 | 0.3923 |  |  | 287.6805 | 240.433 | 0 | 0 | 0 | 0 | 287.6805 | 240.433 | 528.1135 | 0 | 0 | 9.4042 | 7.8597 | 17.2638 | 1102.1768 | 4.3025 | 119.3354 | 1225.0486 | 287.6805 | 4.2584 | 106.629 | 0 | 0 | 1331.6776 | 528.1135 | 2.5216
EE Reach-In Refrigerator | EE Reach-In Refrigerator from E-Star Baseline | 9 | 912.5 | 143.84 |  | 0 | ResFRIG | 0.655 | 0.269 | 982.0781 | 0.046042 | 0.17116 |  |  | 143.8402 | 120.2165 | 0 | 0 | 0 | 0 | 143.8402 | 120.2165 | 264.0567 | 0 | 0 | 10.7772 | 9.0072 | 19.7843 | 480.88 | 1.8772 | 52.0661 | 534.4889 | 143.8402 | 3.7159 | 46.5222 | 0 | 0 | 581.0112 | 264.0567 | 2.2003
EE Reach-In Freezer | EE Reach-In Freezer from CA2003 Baseline | 9 | 2223.6128 | 258.92 |  | 0 | ResFRIG | 0.655 | 0.269 | 2393.1633 | 0.1122 | 0.41709 |  |  | 258.9212 | 216.397 | 0 | 0 | 0 | 0 | 258.9212 | 216.397 | 475.3182 | 0 | 0 | 7.961 | 6.6535 | 14.6144 | 1171.8256 | 4.5744 | 126.8765 | 1302.4618 | 258.9212 | 5.0303 | 113.367 | 0 | 0 | 1415.8289 | 475.3182 | 2.9787
EE Reach-In Freezer | EE Reach-In Freezer from E-Star Baseline | 9 | 1691.3444 | 129.46 |  | 0 | ResFRIG | 0.655 | 0.269 | 1820.3094 | 0.08534 | 0.31725 |  |  | 129.4607 | 108.1986 | 0 | 0 | 0 | 0 | 129.4607 | 108.1986 | 237.6592 | 0 | 0 | 5.2331 | 4.3737 | 9.6068 | 891.3245 | 3.4794 | 96.5059 | 990.6902 | 129.4607 | 7.6524 | 86.2303 | 0 | 0 | 1076.9205 | 237.6592 | 4.5314
EE Beverage Merchandiser | EE Beverage Merchandiser from CA2003 Baseline | 9 | 2407.4623 | 280.45 |  | 0 | ResFRIG | 0.655 | 0.269 | 2591.0313 | 0.12147 | 0.45157 |  |  | 280.4467 | 234.3873 | 0 | 0 | 0 | 0 | 280.4467 | 234.3873 | 514.8339 | 0 | 0 | 7.9643 | 6.6563 | 14.6206 | 1268.7127 | 4.9526 | 137.3667 | 1410.1501 | 280.4467 | 5.0282 | 122.7403 | 0 | 0 | 1532.8904 | 514.8339 | 2.9774
EE Ice Maker | EE Ice Maker from Average Baseline | 8.5 | 908.9692 | 195.43 |  | 0 | ResFRIG | 0.655 | 0.269 | 978.2781 | 0.045864 | 0.1705 |  |  | 195.4253 | 181.0291 | 0 | 0 | 0 | 0 | 195.4253 | 181.0291 | 376.4545 | 0 | 0 | 14.699 | 13.6162 | 28.3152 | 479.0193 | 1.8699 | 51.8646 | 532.4208 | 195.4253 | 2.7244 | 46.3422 | 0 | 0 | 578.763 | 376.4545 | 1.5374
EE Ice Maker | EE Ice Maker from FEMP Baseline | 8.5 | 394.436 | 135.21 |  | 0 | ResFRIG | 0.655 | 0.269 | 424.5118 | 0.019902 | 0.073985 |  |  | 135.205 | 125.245 | 0 | 0 | 0 | 0 | 135.205 | 125.245 | 260.4501 | 0 | 0 | 23.4354 | 21.7091 | 45.1445 | 207.8645 | 0.81142 | 22.506 | 231.0375 | 135.205 | 1.7088 | 20.1096 | 0 | 0 | 251.1471 | 260.4501 | 0.96428
EE Vending Machine | EE Vending Machine from Average Baseline | 9 | 1414 | 290 |  | 0 | ResFRIG | 0.655 | 0.269 | 1521.8175 | 0.071346 | 0.26523 |  |  | 289.9999 | 242.3715 | 0 | 0 | 0 | 0 | 289.9999 | 242.3715 | 532.3714 | 0 | 0 | 14.0219 | 11.719 | 25.7408 | 745.1663 | 2.9088 | 80.681 | 828.2382 | 289.9999 | 2.856 | 72.0903 | 0 | 0 | 900.3285 | 532.3714 | 1.6912
EE Vending Machine | EE Vending Machine from E-Star Baseline | 9 | 1111 | 102 |  | 0 | ResFRIG | 0.655 | 0.269 | 1195.7137 | 0.056058 | 0.20839 |  |  | 102 | 85.2479 | 0 | 0 | 0 | 0 | 102 | 85.2479 | 187.2479 | 0 | 0 | 6.2769 | 5.246 | 11.5228 | 585.4878 | 2.2855 | 63.3922 | 650.7586 | 102 | 6.38 | 56.6424 | 0 | 0 | 707.4009 | 187.2479 | 3.7779
Category Totals (2000 $) |  | Savings Weighted Measure Data | [7 empty] | Savings |  |  | PV Costs |  |  |  | Lvl Cst | PV Bulk Power System Benefits | [5 empty] | PV Regional Benefits
| Category | Weighted Measure Life | Site Savings (kWh) | Capital Cost ($/unit) | Annual O&M Cost ($/unit) | Per. Repl. Cost ($/unit) | Load Shape | Weighted Load Factor | Weighted Coinc. Factor | Bulk Energy (kWh) | Bulk Demand (kw) | Local Demand (kW) | PV Capital | PV Annual O&M | PV Period. Repl. | PV Total Costs | Levelized Cost mills/kWh | Energy | Bulk T&D Def. Cap. | Act C-E Credit | Total System Benefit | Total non-Consumer Cost | Bulk System B/C Ratio | Local T&D Def.Cap. | Non-E Value | Exter-nalities | Total Regional Benefit | Total Regional Cost | Total Regional B/C Ratio
| EE Reach-In Freezer | 9 | 3914.9572 | 388.38 | 0 | 0 |  | 0.655 | 0.269 | 4213.4727 | 0.19754 | 0.73434 | 712.9774 | 0 | 0 | 712.9774 | 12.451 | 2063.1501 | 8.0538 | 223.3824 | 2293.1521 | 388.3819 | 5.9044 | 199.5973 | 0 | 0 | 2492.7493 | 712.9774 | 3.4963
| EE Beverage Merchandiser | 9 | 2407.4623 | 280.45 | 0 | 0 |  | 0.655 | 0.269 | 2591.0313 | 0.12147 | 0.45157 | 514.8339 | 0 | 0 | 514.8339 | 14.6206 | 1268.7127 | 4.9526 | 137.3667 | 1410.1501 | 280.4467 | 5.0282 | 122.7403 | 0 | 0 | 1532.8904 | 514.8339 | 2.9774
| EE Reach-In Refrigerator | 9 | 3003.95 | 431.52 | 0 | 0 |  | 0.655 | 0.269 | 3233.0012 | 0.15157 | 0.56346 | 792.1702 | 0 | 0 | 792.1702 | 18.0295 | 1583.0568 | 6.1796 | 171.4015 | 1759.5375 | 431.5207 | 4.0775 | 153.1512 | 0 | 0 | 1912.6887 | 792.1702 | 2.4145
| EE Vending Machine | 9 | 2525 | 392 | 0 | 0 |  | 0.655 | 0.269 | 2717.5312 | 0.1274 | 0.47362 | 719.6192 | 0 | 0 | 719.6192 | 19.4849 | 1330.6541 | 5.1944 | 144.0732 | 1478.9967 | 391.9999 | 3.773 | 128.7327 | 0 | 0 | 1607.7295 | 719.6192 | 2.2341
| EE Ice Maker | 8.5 | 1303.4052 | 330.63 | 0 | 0 |  | 0.655 | 0.269 | 1402.7899 | 0.065766 | 0.24448 | 636.9046 | 0 | 0 | 636.9045 | 33.4081 | 686.8838 | 2.6813 | 74.3706 | 763.4582 | 330.6304 | 2.3091 | 66.4519 | 0 | 0 | 829.9101 | 636.9045 | 1.303
Totals for Measures/Categories with Benefits Exceeding Costs
| Totals Basis | Busbar Savings | PV Cost | First Cost | Admin Cost | Program Cost | Program $/KWa | Levelized Cost | PV Benefits | B/C Ratio
| Measures with B/C>1.00 | 13733.3146 | 3116.0553 | 1687.78 | 337.555 | 3453.6103 | 2202.937 | 18.5041 | 6724.593 | 1.9471
| Categories with B/C>1.00 | 0 | 0 | 0 | 0 | 0 | 0 | 0 | 6932.4575 | 0
| % of Measures with B/C >1.00 | 13603.3041 | 3246.8552 | 1755.2698 | 351.054 | 3597.9092 | 2316.9138 | 19.4615 | 6660.9326 | 1.8513
| Block 1: x <=10 m/kWh | 0 | 0 | 0 | 0 | 0 | 0 | 0 | 0 | 0
| Block 2: 10< x <=20 m/kWh | 10251.1408 | 1943.1727 | 1058.51 | 211.7019 | 2154.8746 | 1841.4244 | 15.4675 | 5019.5274 | 2.3294
| Block 3: 20< x <=30 m/kWh | 2503.8956 | 796.4281 | 433.84 | 86.7681 | 883.1962 | 3089.9045 | 25.9544 | 1226.0463 | 1.3882
| Block 4: 30< x <=40 m/kWh | 978.2781 | 376.4545 | 195.43 | 39.0851 | 415.5395 | 3720.9524 | 31.255 | 479.0193 | 1.1528
| Block 5: 40< x <=50 m/kWh | 424.5118 | 260.4501 | 135.21 | 27.041 | 287.4911 | 5932.5146 | 49.8316 | 207.8645 | 0.72303
| Block 6: 50< x <=60 m/kWh | 0 | 0 | 0 | 0 | 0 | 0 | 0 | 0 | 0
| Block 7: 60m/kWh < x | 0 | 0 | 0 | 0 | 0 | 0 | 0 | 0 | 0
Note on F5: Charlie Grist Annual value of natural gas savings at wholesale avoided cost per therm.
Note on H5: Charlie Grist Annual avoided cost of end user's non-energy costs or savings.

## MMap
[8 empty] | Regional Wt | Regional Wt | raw | raw | FloorA%REG |  |  | ElecHt%TYP | GasHt%TYP | HtPmpHt%TYP | CoolSat%TYP | 0.3716 | weighted by %of regional floor space
Measure Index Name | Category Name | Measure Name | Baseline | Size | LIfe Time | MOPP | STOCK | Savings (kWh/yr.) | Capital Cost ($) | RAW Savings (kWh/yr.) | RAW Capital Cost ($) | REGIONAL WEIGHT (%of NR or New) | MEASURE APPLIC | UNITS PER THOUSAND PEOPLE | ELEC HEAT | GAS HEAT | HEAT PUMP HEAT | COOLING SATURATION | RAW ANNUAL GAS SAVINGS $ | O&M Savings
EE Reach-In Refrigerator | EE Reach-In Refrigerator | EE Reach-In Refrigerator from CA2003 Baseline | CA2003 | Wt Ave | 9 |  |  | 5576.2093 | 767.0119 | 2091.45 | 287.6806 |  | 53% | 5.0306
EE Reach-In Refrigerator | EE Reach-In Refrigerator | EE Reach-In Refrigerator from E-Star Baseline | E-Star | Wt Ave | 9 |  |  | 1927.9594 | 303.9104 | 912.5 | 143.8403 |  | 42% | 5.0306
EE Reach-In Freezer | EE Reach-In Freezer | EE Reach-In Freezer from CA2003 Baseline | CA2003 | Wt Ave | 9 |  |  | 5919.9762 | 689.3323 | 2223.6128 | 258.9213 |  | 86% | 3.0957
EE Reach-In Freezer | EE Reach-In Freezer | EE Reach-In Freezer from E-Star Baseline | E-Star | Wt Ave | 9 |  |  | 471.2343 | 36.0697 | 1691.3444 | 129.4607 |  | 9% | 3.0957
EE Beverage Merchandiser | EE Beverage Merchandiser | EE Beverage Merchandiser from CA2003 Baseline | CA2003 | Wt Ave | 9 |  |  | 7452.8409 | 868.1861 | 2407.4623 | 280.4468 |  | 100% | 3.0957
EE Ice Maker | EE Ice Maker | EE Ice Maker from Average Baseline | Average | Wt Ave | 8.5 |  |  | 5256.5962 | 1130.151 | 908.9692 | 195.4254 |  | 75% | 7.7107
EE Ice Maker | EE Ice Maker | EE Ice Maker from FEMP Baseline | FEMP | Wt Ave | 8.5 |  |  | 760.3451 | 260.6318 | 394.436 | 135.2051 |  | 25% | 7.7107
EE Vending Machine | EE Vending Machine | EE Vending Machine from Average Baseline | Average | Wt Ave | 9 |  |  | 4486.7887 | 920.2042 | 1414 | 290 |  | 20% | 15.8656
EE Vending Machine | EE Vending Machine | EE Vending Machine from E-Star Baseline | E-Star | Wt Ave | 9 |  |  | 14101.336 | 1294.6321 | 1111 | 102 |  | 80% | 15.8656

## Stock
10%
| US Units 1996 (thousand) | US Population 1996 (million) | Units per Thousand Population | PNW Population 2002 (million) | PNW Units 2002 (thousand) | PNW Population 2025 (million) | PNW Units 2025 (thousand) | 2002 stock remaining in 2025 | Post 2002 New or NR Stock in 2025 (thousand) | Fraction of Post 2002 stock @ EStar Standard or FEMP Guideline | Fraction of Post 2002 stock @ CEE Tier 2 Standard | EStar Baseline Elligible Post 2002 New or NR Stock in 2025 (thousand) | 1996 Baseline Elligible Post 2002 New or NR Stock in 2025 (thousand)
Vending Machines | 4100 | 269.3943 | 15.2193 | 11.2428 | 171.1086 | 14.3052 | 217.7149 | 17.1109 | 200.6041 | 80% | 0% | 160.4833 | 40.1208
Ice-Makers | 1200 | 269.3943 | 4.4544 | 11.2428 | 50.0806 | 14.3052 | 63.7214 | 5.0081 | 58.7134 | 25% | 0% | 14.6783 | 44.035
Reach-In Refrigerators | 1300 | 269.3943 | 4.8256 | 11.2428 | 54.254 | 14.3052 | 69.0316 | 5.4254 | 63.6062 | 42% | 5% | 26.7146 | 35.047
Reach-In Freezers | 800 | 269.3943 | 2.9696 | 11.2428 | 33.387 | 14.3052 | 42.481 | 3.3387 | 39.1423 | 9% | 5% | 3.5228 | 33.8385
Beverage Mechandizers | 800 | 269.3943 | 2.9696 | 11.2428 | 33.387 | 14.3052 | 42.481 | 3.3387 | 39.1423 | 0% | 0% | 0 | 39.1423
Walk-Ins | 800 | 269.3943 | 2.9696 | 11.2428 | 33.387 | 14.3052 | 42.481 | 3.3387 | 39.1423
Water Coolers |  | 269.3943 | 0 | 11.2428 | 0 | 14.3052 |  | 0 | 0
2001 US Population (million) | 285.3176
Ice making Equipment | Approximate Annual Sales in US 2001 | Percent of Sales 2001 | 2001 Sales per 1996 Stock | Annual Sales per Million Capita 2001 | Approximate Annual Sales in US 2002 | Percent of Sales 2002 | 2002 Sales per 1996 Stock | Annual Sales per Million Capita 2002 | Average Annual Sales per Million Capita
Self-contained cubers <200 lbs/day | 124326 | 42.21% |  | 435.7461 | 121007 | 33.6% |  | 424.1134 | 429.9297
Self-contained cubers >200 lbs/day | 64405 | 21.87% |  | 225.7309 | 87712 | 24.36% |  | 307.4189 | 266.5749
Not self-contained cubers | 44189 | 15% |  | 154.8766 | 72986 | 20.27% |  | 255.8062 | 205.3414
Self-contained flakers <300 lbs/day | 3421 | 1.161% |  | 11.9901 | 2752 | 0.7642% |  | 9.6454 | 10.8178
Self-contained falkers >300 lbs/day | 8688 | 2.95% |  | 30.4503 | 11875 | 3.297% |  | 41.6203 | 36.0353
Ice & Drink Dispensers | 49506 | 16.81% |  | 173.5119 | 63793 | 17.71% |  | 223.586 | 198.5489
Total | 294535 | 100% | 24.54% | 1032.3059 | 360125 | 100% | 30.01% | 1262.1901 | 1147.248
Source: Census Bureau 2002
Ice making Equipment | Percent of Purchases |  | Type | CA Units | CA Percent | US Percent
Hospital | 39% |  | Self Contained | 106131 | 61.35% | 64.79%
Hotel | 22% |  | Remote CH | 66869 | 38.65% | 35.21%
Retail | 14% |  | Total | 173000 | 100% | 100%
School | 9%
Office | 4%
Grocery | 3%
Other | 9%
Total | 100%
Source: ADL 1996
Note on B3: Charlie Grist: ADL 1996
Note on C3: Charlie Grist: Bureau of Census, July estimate, resident population, all ages
Note on E3: Charlie Grist: From 02ext95D2M
Note on K3: Charlie Grist: From ACEEE study for NY state and subsequent PG&E study or E-Star Report
Note on K6: Charlie Grist: From E-Star 2002 at ..\..\Data Sources\EStar\ES_2002_market-share-data.doc
Note on K7: Charlie Grist: From E-Star 2002 at ..\..\Data Sources\EStar\ES_2002_market-share-data.doc

## Savings
Calculated
| 2001 US Inventory | Average Annual Unit Energy Consumption (kWh) | Total Energy Consumption TWh | Percentage of Annual Consumption | Approximate Annual Sales in US 2001 |  | Annual Sales per Stock | Units per Thousand People | Annual Sales per Million Capita | Average Volume | Average per unit kWh/day | Average per unit per day under CA 2003 standard | CEE Tier2 Standard by formula (kWh/day) | Annual Savings (kWh/day) (1996 Baseline) | Annual Savings kWh/year (1996 Baseline) | Annual Savings kWh/year (CA 2003 Baseline) | E-Star Standard by Formula (kWh/day) | Annual Savings kWh/day (E-Star Baseline) | Annual Savings kWh/year (E-Star Baseline) | Refrigerator & Freezer Volume-Weighted Average Annual Savings (EStar to CEE Tier 2) | Refrigerator & Freezer Volume-Weighted Average Annual Savings (CA 2003 to CEE Tier 2) | Refrigerator & Freezer Volume-Weighted Average Annual 1996 Baseline | CEE Tier 2 Use | CEC 2007 Use | CEC 2003 Use
Refrigerators
One-door | 430591.5132 | 2300 | 0.9 | 8 | 43000 | 18.45% | 9.986% | 1.5092 | 150.7093 | 24 | 6.3014 | 7.22 | 2.66 | 3.6414 | 1329.1 | 1664.4 | 4.44 | 1.78 | 649.7 |  |  |  | 970.9 | 1620.6 | 2635.3
Two-door | 932948.2787 | 4300 | 3.63 | 33 | 94000 | 40.34% | 10.08% | 3.2699 | 329.4575 | 48 | 11.7808 | 10.22 | 4.1 | 7.6808 | 2803.5 | 2233.8 | 6.84 | 2.74 | 1000.1 |  |  |  | 1496.5 | 2496.6 | 3730.3
Three-door | 71765.2522 | 6300 | 0.41 | 4 | 7000 | 3.004% | 9.754% | 0.25153 | 24.5341 | 72 | 17.2603 | 13.22 | 5.54 | 11.7203 | 4277.9 | 2803.2 | 9.24 | 3.7 | 1350.5 |  |  |  | 2022.1 | 3372.6 | 4825.3
Subtotal | 1435305.0442 | 3441.7771 | 4.94 | 45 | 144000 |  | 10.03% | 5.0306 | 504.7008 | 42 | 10.411 | 9.47 | 3.74 | 6.671 | 2434.9 | 2091.45 | 6.24 | 2.5 | 912.5 | 1209.9985 | 2141.9328 |  | 1365.1 | 2277.6 | 3456.55 | 1178.95
Freezers
One-door | 485795.5534 | 5200 | 2.29 | 21 | 49000 | 21.03% | 10.09% | 1.7026 | 171.7385 | 24 | 14.2466 | 12.382 | 7.69 | 6.5566 | 2393.15 | 1712.58 | 10.9 | 3.21 | 1171.65 |  |  |  | 2806.85 | 3978.5 | 4519.43
Two-door | 353305.857 | 9800 | 3.14 | 29 | 36000 | 15.45% | 10.19% | 1.2383 | 126.1752 | 48 | 26.8493 | 21.934 | 14.41 | 12.4393 | 4540.35 | 2746.26 | 20.5 | 6.09 | 2222.85 |  |  |  | 5259.65 | 7482.5 | 8005.91
Three-door | 44163.2321 | 14400 | 0.58 | 5 | 4000 | 1.717% | 9.057% | 0.15479 | 14.0195 | 72 | 39.4521 | 31.486 | 21.13 | 18.3221 | 6687.55 | 3779.94 | 30.1 | 8.97 | 3274.05 |  |  |  | 7712.45 | 10986.5 | 11492.39
Subtotal | 883264.6426 | 6804.3027 | 6.01 | 55 | 89000 |  | 10.08% | 3.0957 | 311.9331 | 35.8652 | 20.4771 | 17.1043 | 11.0122 | 9.4649 | 3454.6871 | 2223.6128 | 15.6461 | 4.6338 | 1691.3444 |  |  |  | 4019.4702 | 5710.8146 | 6243.083 | 532.2684
Beverage Merchandizers | [21 empty] | 4726.1753 |  |  |  |  | 931.9343
One-door | 441632.3213 | 3900 | 1.56 | 10 | 47000 |  | 10.64% | 1.5479 | 164.7287 | 24 | 10.6849 | 9.908 | 4.454 | 6.2309 | 2274.29 | 1990.71
Two-door | 397469.0892 | 7600 | 2.74 | 17 | 42000 |  | 10.57% | 1.3931 | 147.2044 | 48 | 20.8219 | 14.036 | 6.518 | 14.3039 | 5220.93 | 2744.07
Three-door | 44163.2321 | 11200 | 0.45 | 3 | 5000 |  | 11.32% | 0.15479 | 17.5243 | 72 | 30.6849 | 18.164 | 8.582 | 22.1029 | 8067.57 | 3497.43
Subtotal | 883264.6426 |  | 4.74 | 30 | 94000 |  | 10.64% | 3.0957 | 329.4575 | 37.2766 | 16.2781 | 12.1916 | 5.5958 | 10.6823 | 3899.027 | 2407.4623
Ice Makers
Self Contained | 1425486.8176 |  |  |  | 212093 |  | 14.88% | 4.9961 | 743.3577 |  | 6.2247 |  |  |  |  | 408 |  |  | 148
Head and Remote | 774513.1824 |  |  |  | 115237 |  | 14.88% | 2.7146 | 403.8903 |  | 16.6712 |  |  |  |  | 1831 |  |  | 848
Subtotal | 2200000 |  |  |  | 327330 |  | 14.88% | 7.7107 | 1147.248 | [6 empty] | 908.9692 |  |  | 394.436
Vending Machines
| 4526731.2931 | [6 empty] | 15.8656 | [7 empty] | 1111 |  |  | 1414
Stock Estimate from ACEEE 2002 |  | http://www.aceee.org/pubs/a022full.pdf
..\..\Data Sources\ACEEE\Pkgd refrig CASE 1-25-04.doc
Note on B4: Charlie Grist: Use 1996 ADL stock estimates updated to 2001 at 2% growth rate per year
Note on B23: Charlie Grist: Updated ADL 1996 to reflect annual sales data from US Census
Note on F4: Charlie Grist: Data From Nadel ..\..\Data Sources\ACEEE\Pkgd refrig CASE 1-25-04.doc
Note on K4: Charlie Grist: Weighted average data based on estimated annual sale volume. One, two and three door volumes from from mfg data for typical products.
Note on K9: Charlie Grist: SumProducts
Note on K14: Charlie Grist: SumProducts
Note on K19: Charlie Grist: SumProducts
Note on L9: Charlie Grist: SumProducts
Note on L14: Charlie Grist: SumProducts
Note on L19: Charlie Grist: SumProducts
Note on M9: Charlie Grist: SumProducts
Note on M14: Charlie Grist: SumProducts
Note on M19: Charlie Grist: SumProducts
Note on N9: Charlie Grist: SumProducts
Note on N14: Charlie Grist: SumProducts
Note on N19: Charlie Grist: SumProducts
Note on O9: Charlie Grist: SumProducts
Note on O14: Charlie Grist: SumProducts
Note on O19: Charlie Grist: SumProducts
Note on P9: Charlie Grist: SumProducts
Note on P14: Charlie Grist: SumProducts
Note on P19: Charlie Grist: SumProducts
Note on Q9: Charlie Grist: SumProducts
Note on Q14: Charlie Grist: SumProducts
Note on Q19: Charlie Grist: SumProducts
Note on Q21: Charlie Grist: Weighted Savings estimates from Nadel at ..\..\Data Sources\ACEEE\Pkgd refrig CASE 1-25-04.doc
Note on Q22: Charlie Grist: Weighted Savings estimates from Nadel at ..\..\Data Sources\ACEEE\Pkgd refrig CASE 1-25-04.doc
Note on Q23: Charlie Grist: Weighted Savings estimates from Nadel at ..\..\Data Sources\ACEEE\Pkgd refrig CASE 1-25-04.doc
Note on R9: Charlie Grist: SumProducts
Note on R14: Charlie Grist: SumProducts
Note on S9: Charlie Grist: SumProducts
Note on S14: Charlie Grist: SumProducts
Note on T9: Charlie Grist: SumProducts
Note on T14: Charlie Grist: SumProducts
Note on T21: Charlie Grist: Weighted Savings estimates from Nadel at ..\..\Data Sources\ACEEE\Pkgd refrig CASE 1-25-04.doc
Note on T22: Charlie Grist: Weighted Savings estimates from Nadel at ..\..\Data Sources\ACEEE\Pkgd refrig CASE 1-25-04.doc
Note on T23: Charlie Grist: Weighted Savings estimates from Nadel at ..\..\Data Sources\ACEEE\Pkgd refrig CASE 1-25-04.doc

## Pricing
on 29 Jan 2004
http://www.bigtray.com/
http://www.servu-online.com
|  | One Door |  |  | Two Door |  |  | Three Door
From: | Type | min | max | Typical | min | max | Typical | min | max | Typical
bigtray.com | Reach-In Refrigerator, Bottom Mount | 1219 | 1689 |  | 1889 | 2239 |  | 2819 | 3029
bigtray.com | Reach-In Refrigerator, Top Mount | 1649 | 2830 |  | 2189 | 3779 |  | 2959 | 5109
bigtray.com | Beverage Merchandizer | 1519 | 3849 |  | 2259 | 4529 |  | 3459 | 3689
servu-online.com | Reach-In Refrigerator, Bottom Mount |  |  | 1200 |  |  | 1900 |  |  | 2600
servu-online.com | Reach-In Refrigerator, Top Mount |  |  | 1600 |  |  | 2200 |  |  | 2900
servu-online.com | Beverage Merchandizer |  |  | 1500 |  |  | 2400 |  |  | 3400
servu-online.com | Freezer |  |  | 1400 |  |  | 2300 |  |  | 3300
servu-online.com | Refrigerator (Vantage 6000) |  |  | 1700 |  |  | 2200 |  |  | 3100
servu-online.com | Freezer (Vantage 6000) |  |  | 2000 |  |  | 2700 |  |  | 3700
servu-online.com | Beverage Merchandizer (Vantage 6000) |  |  | 1800 |  |  | 2600 |  |  | 4000
| EE Cost Premium |  | 7% | 14%
|  | Typical | Premium 7% | Premium 14% | T2-T1 Premium
| 2-Door Reach-In Refrigerator | 2200 | 154 | 308 | 154
| 2-Door Reach-In Freezer | 2500 | 175 | 350 | 175
| 2-Door Beverage Merchandizer | 2500 | 175 | 350 | 175
| Wt-Average Reach-In Refrigerator | 2054.8611 | 143.8403 | 287.6806 | 143.8403
| Wt-Average Reach-In Freezer | 1849.4382 | 129.4607 | 258.9213 | 129.4607
| Wt-Average Beverage Merchandizer | 2003.1915 | 140.2234 | 280.4468 | 140.2234
| Wt-Average Ice-Maker |  | 60.2203 | 195.4254 | 135.2051
|  | Ref Wt | Ref Cost | Freeze Wt | Freez Cost | Bev Wt | Bev Cost
| 1-Door | 29.86% | 1600 | 55.06% | 1400 | 50% | 1500
| 2-Door | 65.28% | 2200 | 40.45% | 2300 | 44.68% | 2400
| 3-Door | 4.861% | 2900 | 4.494% | 3300 | 5.319% | 3400
|  | Wt | Incr Cost T1 | Incr Cost T2
| Self Contained | 64.79% | 31 | 131
| Heads and Remote | 35.21% | 114 | 314
Note on B22: Charlie Grist: From ACEEE survey for NYSERTA
Note on D38: Charlie Grist: Cost from Nadel at \..\Data Sources\ACEEE\Pkgd refrig CASE 1-25-04.doc
Note on E38: Charlie Grist: Cost from Nadel at \..\Data Sources\ACEEE\Pkgd refrig CASE 1-25-04.doc

## Sources and Notes
Placeholder Estimate
| US Inventory (1000 Units) | Average Per Unit Savings Potential (%) | Simple Payback (Years) | US Annual Electric Savings (TWh) | US Savings (MWa) | 2001 Savings Prorated to PNW (MWa) | PNW Savings extended to 2025 | US Population 2001 (million) | PNW Population 2001 (million) | PNW Population in 2025
Vending Machines | 4100 | 50 | <3 | 6.2 | 707.7626 | 27.5507 | 35.4856 | 285317.559 | 11106.4263 | 14305.1603
Ice-Makers | 1200 | 35 | <1 | 3.3 | 376.7123 | 14.6641 | 18.8875
Reach-Ins | 2100 | 50 | <2 | 5.5 | 627.8539 | 24.4402 | 31.4791
Beverage Mechandizers | 800 | 50 | <2 | 2.4 | 273.9726 | 10.6648 | 13.7364 | for Placeholder use half of 2025 to account for EStar and Market Penetration of relatively efficient products
Walk-Ins | 800 | 50 | <3 | 5.8 | 662.1005 | 25.7733 | 33.1962
Water Coolers |  |  |  |  | 0 | 0
|  |  |  | 23.2 | 2648.4018 | 110.5279 | 132.7847
Source: ACEEE A015
Link to ADL 2002 | http://www.cee1.org/com/com-ref/doe-rep02.pdf
Link to E-Star Com Fridge | http://www.energystar.gov/ia/products/prod_lists/commer_refrig_prod_list.xls
NEEP Paper | http://www.neep.org/Standards/
ACEEE NY market survey | http://aceee.org/pubs/a037full.pdf
ADL-1996 for USDOE | http://www.cee1.org/com/com-ref/doe-rep96.pdf
ARI Ice Maker Directory | http://www.ari.org/directories/acim/acim0001.PDF
ARI Drinking Water Coolers | http://www.ari.org/directories/dwc/dwc0203.pdf
DrafT CASE report | ..\..\Data Sources\ACEEE\Pkgd refrig CASE 1-25-04.doc
From ADL 2002 (Reach-In)
[14 empty] | NEEP Estimates for Commercial | Year Into Effect | Equipment Lifetime (years) | Average Annual Savings <2yr | Savings Units | Incremental Cost <2yr |  | Model Standard <2yr | Average Annual Savings <5yr (kWh/year) | Incremental Cost <5yr | Standard for <5yr | Delta CEC2003 and CEE Tier2 (kWh/year) | Tier 1 Cost Increment from NYSERTA Study (%) | Tier 1 Cost Increment from NYSERTA Study ($) | Tier 2 Cost Increment from NYSERTA Study (%) | Tier 2 Cost Increment from NYSERTA Study ($)
[14 empty] | Unit and Duct Heaters | 2006 | 18 | 451 | therms
[14 empty] | Small Packaged AC | 2005 | 15 | 3679 | kWh | 612
[14 empty] | Refrigerated Beverage Vending Machines | 2005 | 8.5 | 948 | kWh | 25 |  | CA standard | 1414 | 290 | ADL 1996
[14 empty] | Dry-Type Transformers | 2005 | 30 | 15.9 | kWh/kVA | 9 | per kVa | NEMA TP-1
[14 empty] | Commercial Refrigerators and Freezers | 2005 | 9 | 1542 | kWh | 115 |  | CA standard
[14 empty] | Commercfial Refrigerators |  | 9 | 1508.9514 |  | 131 |  |  | 1943.734 | 313 | ADL 1996 | 2803.2 | 7% |  | 14%
[14 empty] | Commercial Freezers |  | 9 | 1572.89 |  | 91 |  |  | 2276.2148 | 382 | ADL 1996 | 3779.94
[14 empty] | Reach-in Beverage Merchandizers |  | 8.5 | 1726 | kWh | 166 |  | CA standard | 2148.3376 | 376 | ADL 1996 | 1460
[14 empty] | Traffic Signals | 2005 | 15 | 431 | kWh | 125
[14 empty] | Exit Signs | 2005 | 25 | 223 | kWh | 30
[14 empty] | Commercial Coin-Op Clothes Washers | 2005 | 8 | 1009 | kWh | 139 |  | CA standard
[14 empty] | Ice Makers | 2005 | 8.5 | 900 | kWh | 54 |  | FEMP
[14 empty] | Large Packaged AC | 2006 | 15 | 8434 | kWh | 1813
[14 empty] | Sources mostly ACEEE | http://www.neep.org/Standards/
Savings Estimates by Size and Baseline
Nadel's Briefing Paper 12-2002 | http://www.cee1.org/com/com-ref/aceee-paper.pdf | [6 empty] | Reach-In Refrigerator
[8 empty] | Level | save $ | save kWh | cost
From ADL 1996 | [7 empty] | ADL <2 | 118 | 1508.9514 | 131
[8 empty] | ADL <5 | 152 | 1943.734 | 313
[8 empty] | Volume | 72
[9 empty] | use kWh/day | use kWh/year | use 1996 Baseline | save kWh |  | Baseline Formula
[8 empty] | ADL Baseline | 11.7808 | 4300 | 4300
[8 empty] | CEE Tier1 | 9.24 | 3372.6 |  |  |  | 0.1V + 2.04
[8 empty] | CEE Tier 2 | 5.54 | 2022.1 |  |  |  | 0.06V+1.22
[8 empty] | EStar | 9.24 | 3372.6 |  | 1350.5 | Delta between CEE Tier 2 and EStar at volume
[8 empty] | CEC Solid Door 04 | 11.76 | 4292.4 |  |  |  | 0.15V+4.22
[8 empty] | CEC Solid Door 03 | 13.22 | 4825.3 |  | 2803.2 | Delta between CEE Tier 2 and CEC 2003 at volume | 0.15V+2.76
[8 empty] | CEC Solid Door 07 | 9.24 | 3372.6 |  | 1452.7 | Delta between CEE 07 and CEC 03 | 0.10V+2.04
Reach-In Freezer
[8 empty] | Level | save $ | save kWh | cost
[8 empty] | ADL <2 | 123 | 1572.89 | 91
[8 empty] | ADL <5 | 178 | 2276.2148 | 382
[8 empty] | Volume | 72
[9 empty] | use kWh/day | use kWh/year | use 1996 Baseline | save kWh
[8 empty] | ADL Baseline |  | 5198 | 5198
[8 empty] | CEE Tier1 | 30.18 | 11015.7 |  |  |  | 0.40V + 1.38
[8 empty] | CEE Tier 2 | 21.13 | 7712.45 |  |  |  | 0.28V + 0.97
[8 empty] | EStar | 30.18 | 11015.7 |  | 3303.25 | Delta between CEE Tier 2 and EStar at volume
[8 empty] | CEC Solid Door 04 | 30.936 | 11291.64 |  | 3579.19 |  | 0.398V + 2.28
[8 empty] | CEC Solid Door 03 | 31.486 | 11492.39 |  | 3779.94 | Delta between CEE Tier 2 and CEC 2003 | 0.398V + 2.83
[8 empty] | CEC Solid Door 07 | 30.18 | 11015.7 |  | 476.69 | Delta between CEE 07 and CEC 03 | 0.40V + 1.38
Beverage Merchandiser
[8 empty] | Level | save $ | save kWh | cost | Baseline kWh
[8 empty] | ADL <2 | 134 | 1713.555 | 166 | 3894.4432
[8 empty] | ADL <5 | 168 | 2148.3376 | 376 | 3906.0684
[8 empty] | Volume | 30
[9 empty] | use kWh/day | use kWh/year | use 1996 Baseline | save kWh
[8 empty] | CEE Tier1 | 6.94 | 2533.1 | 3900
[8 empty] | CEE Tier 2 | 4.97 | 1814.05
[8 empty] | CEC Glass Door 04 | 9.93 | 3624.45 |  | 1091.35
[8 empty] | CEC Glass Door 03 | 10.94 | 3993.1 |  | 1460 | Delta between CEE Tier 2 and CEC 2003
Vending Machine
[8 empty] | Level | save $ | save kWh | cost
[8 empty] | ADL-1 <2 |  | 910 | 102
[8 empty] | ADL-1 <5 |  | 1213 | 290
[8 empty] | ADL-2 <2 |  | 1312 | 102
[8 empty] | ADL-2 <5 |  | 1615 | 290
[8 empty] | mean <2 |  | 1111 | 102
[8 empty] | mean <5 |  | 1414 | 290
Note on K73: Charlie Grist: CEC database shows 37 cuft as mean and median volume for solid door reach in
Note on K89: Charlie Grist: CEC database shows 34 cuft as mean and 24 cuft as median volume for solid door reach in freezer. But mode is 48 cuft. Product sales are
Note on K107: Charlie Grist: CEC Data for transparent Door Reach-In shows mean of 30 cuft and median of 23 cuft
Detailed Estimates

## Fridge & Freezer
Reach-In Refrigerators and Freezers
Estimated energy savings for commercial refrigeration equipment
(models meeting CEE efficiency specifications)
| REFRIGERATORS | 24 cubic feet (annual kWh) | 24 cubic feet (kWh/day) | 48 cubic feet (annual kWh) | 24 cf (percent savings from baseline) | 48 cf (percent savings from baseline) | 24 cf (percent savings from CEE Tier 1) | 48 cf (percent savings from CEE Tier 1) | 24 cf (kWh savings from CEE Tier 1) | 48 cf (kWh savings from CEE Tier 1)
| Baseline energy use* | 2102 | 5.7589 | 3197
| CEE Tier 1 energy savings | 482 | 4.4384 | 1577 | 22.93% | 49.33%
| CEE Tier 2 energy savings | 1132 | 2.6575 | 1701 | 53.85% | 53.21% | 40.12% | 7.654% | 650 | 124
*California Energy Commission Tier 2 minimum standard
Source: CEE calculations.
| Freezers | 24 cubic feet (annual kWh) | 24 cubic feet (kWh/day) | 48 cubic feet (annual kWh) | 24 cf (percent savings from baseline) | 48 cf (percent savings from baseline) | 24 cf (percent savings from CEE Tier 1) | 48 cf (percent savings from CEE Tier 1) | 24 cf (kWh savings from CEE Tier 1) | 48 cf (kWh savings from CEE Tier 1)
| Baseline energy use* | 4319 | 11.8329 | 7805
| CEE Tier 1 energy savings | 311 | 10.9808 | 294 | 7.201% | 3.767%
| CEE Tier 2 energy savings | 1512 | 7.6904 | 2546 | 35.01% | 32.62% | 29.97% | 29.98% | 1201 | 2252
*California Energy Commission Tier 2 minimum standard
Source: CEE calculations.
| FEMP Recommendations |  | http://www.eere.energy.gov/femp/procurement/crf.html
Efficiency Recommendationa
| Product Type | Recommendedb | Recommendedc | Best Available
|  |  | (24.0 cu. ft.) | (24.0 cu. ft.)
| Refrigerator | 0.10V + 2.04 kWh/day or less | 4.44 kWh/day | 3.97 kWh/day
| Refrigerator-Freezer | 0.27AV - 0.71 kWh/day or less | 7.81 kWh/day | 5.86 kWh/day
| Freezer | 0.40V + 1.38 kWh/day or less | 10.98 kWh/day | 6.79 kWh/day
| Ice Cream Freezer | 0.39V + 0.82 kWh/day or less | 10.18 kWh/day | n/ad
a This recommendation only covers solid-door, reach-in commercial refrigerators and freezers.
b Based on ASHRAE Standard Test Method 117-1992 Method of Testing Closed Refrigerators. Use the formula above to calculate the recommended daily energy consumption. "V" represents the volume of a commercial refrigerator in cubic feet. For dual temp models, "AV" represents the adjusted volume, which is the refrigerator volume plus 1.63 multiplied by the freezer volume in cubic feet.
c Best available energy use will vary for other sizes of commercial refrigerators and freezers.
d Data currently not available for models exceeding the recommended level for a 24 cubic foot commercial refrigerator.

## Ice-Makers
Ice Makers
| Ice-Maker Type | Harvest Rate (lbs/24 hours) | kWh Annual Savings Tier 1 | kWh Annual Savings Tier 2 | Tier 1 Savings per Capacity (kWh/lbs-24hr)
| Ice-Making Heads, Air Cooled | 200 | 274 | 774 | 1.37
|  | 1000 | 511 | 2234 | 0.511
| Ice-Making Heads, Water Cooled | 200 | 257 | 648 | 1.285
|  | 1000 | 832 | 2175 | 0.832
| Self-Contained Unit, Air Cooled | 100 | 74 | 463 | 0.74
|  | 200 | 204 | 777 | 1.02
| Self-Contained Unit, Water Cooled | 100 | 222 | 499 | 2.22
|  | 250 | 73 | 628 | 0.292
| Remote Condensing. Water Cooled | 800 | 794 | 2114 | 0.9925
|  | 1200 | 1121 | 2908 | 0.93417
Source: CEE calculations. Baseline is best fit line equation (average of energy use of all ice-makers in ARI Directory 2001) found in Packaged Commercial Refrigeration Equipment: A Briefing Report for Program Planners and Implementers, ACEEE 2002.
CEE Specs | http://www.cee1.org/com/com-ref/im-specs.pdf
| FEMP Recommendations |  |  | http://www.eere.energy.gov/femp/procurement/ice_makers.html
Efficiency Recommendationa
| Product Type | Ice Harvest Rateb | Recommended | Best Available
lbs per 24 hrs.)
Ice-Making Headd
| Air-Cooled | 101-200 | 9.4 kWh or less | 8.6 kWh
| Air-Cooled | 201-300 | 8.5 kWh or less | 7.9 kWh
| Air-Cooled | 301-400 | 7.2 kWh or less | 6.5 kWh
| Air-Cooled | 401-500 | 6.1 kWh or less | 5.8 kWh
| Air-Cooled | 501-1000 | 5.8 kWh or less | 5.4 kWh
| Air-Cooled | 1001-1500 | 5.5 kWh or less | 5.0 kWh
| Water-Cooled | 201-300 | 6.7 kWh or less | 5.9 kWh
| Water-Cooled | 301-500 | 5.5 kWh or less | 4.7 kWh
| Water-Cooled | 501-1000 | 4.6 kWh or less | 3.8 kWh
| Water-Cooled | 1001-1500 | 4.3 kWh or less | 4.0 kWh
| Water-Cooled | > 1500 | 4.0 kWh or less | 3.5 kWh
Self-Containede
| Air-Cooled | 101-200 | 10.7 kWh or less | 9.7 kWh
| Water-Cooled | 101-200 | 9.5 kWh or less | 6.8 kWh
| Water-Cooled | 201-300 | 7.6 kWh or less | 7.3 kWh
Remote Condensingf
| Air-Cooled | 301-400 | 8.1 kWh or less | <7.9 kWh
| Air-Cooled | 401-500 | 7.0 kWh or less | 6.1 kWh
| Air-Cooled | 501-1000 | 6.2 kWh or less | 5.4 kWh
| Air-Cooled | 1001-1500 | 5.1 kWh or less | 4.5 kWh
| Air-Cooled | > 1500 | 5.3 kWh or less | 4.4 kWh
a This recommendation covers machines generating 60 grams (2 oz.) or lighter ice cubes, and does not cover flaked, crushed or fragmented ice makers.
b The ice harvest rate (capacity) is the amount of ice produced in 24 hours.
c Based on ARI Standard 810.
d Ice-making head units do not contain integral storage bins, but are generally designed to accommodate a variety of bin capacities. Storage bins entail additional energy use not included in the reported energy consumption figures for these units.
e Self-contained units contain built-in storage bins.
f Remote condensing units transfer the heat generated by the ice-making process outside of the building (comparable to split system air conditioners).

## Vending Miser
Vending Miser
Source | ADL-1 | ADL-2 | CEA | E-Source | National Labs | RTF Large Vending Miser | RTF Small Vending Miser
Date | 1996 | 1996 | 1996 | 1996 | 1997 | 2002 | 2002
Base Unit Use (kWh/year) | 2763 | 3165 | 4050 | 3650 | 3600
Efficient Model Use (kWh/year) | 1550 | 1853 | 3200 | 2772 | 2610
Annual per unit savings | 1213 | 1312 | 850 | 878 | 990 | 1200 | 800

## To Do
Item | Description | Date Done | Results
1 | Screening estimate from ACEEE | 2003-06-01
2 | Savings Info | 2003-09-01
3 | Stock Info | 2003-09-01 | Updated 2-2004 by
4 | Costs | 2004-02-01
5 | Estimate of Baseline E-Star Penetration for E-Star Products | 2004-02-01
6 | Develop estimates of kWh savings delta | 2004-02-01
7 | Get sales weighted data by efficiency | 2004-02-01 | None exists. Got best est from Nadel for PG&E but only the Phone survey data included. See:
8 | Develop two-tier measures to reflect E-Star and Non-E-Star Bselines | 2004-02-28
9 | Review Conservation Load Shape and CF/LF | 2004-02-01 | Stick with RES shape
10 | Review Vending machine Estimates. They look high.

## 28 Feb A
Data Set Name
Package Refrigeration Equipment | Units are per Thousand Population
RUN WITH 12-29-2003 AVOIDED COSTS
Input Data | [7 empty] | Periodic O&M | [5 empty] | Other Fuels
Category Name | Measure Name | Savings (kWh/yr.) | Phys Life (yr.) | Capital Cost ($) | Annual O&M ($) | Shape Pointer | Non-E Val ($/yr.) | Cost 1 ($) | Period 1 | Cost 2 ($) | Period 2 | Cost 3 ($) | Period 3 | Savings (mmBtu/yr) | Shape Pointer
EE Reach-In Refrigerator | EE Reach-In Refrigerator from CA2003 Baseline | 5576.2093 | 9 | 767.0119 |  | ResFRIG
EE Reach-In Refrigerator | EE Reach-In Refrigerator from E-Star Baseline | 1927.9594 | 9 | 303.9104 |  | ResFRIG
EE Reach-In Freezer | EE Reach-In Freezer from CA2003 Baseline | 5919.9762 | 9 | 689.3323 |  | ResFRIG
EE Reach-In Freezer | EE Reach-In Freezer from E-Star Baseline | 471.2343 | 9 | 36.0697 |  | ResFRIG
EE Beverage Merchandiser | EE Beverage Merchandiser from CA2003 Baseline | 7452.8409 | 9 | 868.1861 |  | ResFRIG
EE Ice Maker | EE Ice Maker from Average Baseline | 5256.5962 | 8.5 | 1130.151 |  | ResFRIG
EE Ice Maker | EE Ice Maker from FEMP Baseline | 760.3451 | 8.5 | 260.6318 |  | ResFRIG
EE Vending Machine | EE Vending Machine from Average Baseline | 4486.7887 | 9 | 920.2042 |  | ResFRIG
EE Vending Machine | EE Vending Machine from E-Star Baseline | 14101.336 | 9 | 1294.6321 |  | ResFRIG
ProCost Results, Version 1.70a: JPH 03/07/01, 07:37 PM 2/28/2004
Measure Results (2000 $) |  | Measure Input Data | [7 empty] | Savings |  |  | PV Capital |  |  |  | PV O&M |  | Total PV Costs |  |  |  |  | Levelized Cost (mills/kwh) |  |  |  |  | PV Bulk Power System Benefits | [5 empty] | PV Regional Benefits
Category | Measure | Measure Life | Site Savings (kWh) | Capital Cost ($/unit) | Annual O&M Cost ($/unit) | PV Per. Repl. Cost ($/unit) | Load Shape | Div. Load Factor | Bulk Pwr Coin. Factor | Bulk Energy (kWh) | Bulk Demand (kw) | Local Demand (kW) | Spon 1 | Spon 2 | Spon 3 | Cust | Utility | Cust | Spon 1 | Spon 2 | Spon 3 | Cust | Total | Spon 1 | Spon 2 | Spon 3 | Cust | Total | Energy | Bulk T&D Def. Cap. | Act C-E Credit | Total System Benefit | Total non-Consumer Cost | Bulk System B/C Ratio | Local T&D Def.Cap. | Non-E Value | Exter-nalities | Total Regional Benefit | Total Regional Cost | Total Regional B/C Ratio
EE Reach-In Refrigerator | EE Reach-In Refrigerator from CA2003 Baseline | 9 | 5576.2093 | 767.01 |  | 0 | ResFRIG | 0.655 | 0.269 | 6001.3953 | 0.28136 | 1.0459 |  |  | 767.0116 | 641.0407 | 0 | 0 | 0 | 0 | 767.0116 | 641.0407 | 1408.0523 | 0 | 0 | 9.4042 | 7.8597 | 17.2638 | 2938.6162 | 11.4712 | 318.1713 | 3266.216 | 767.0116 | 4.2584 | 284.2933 | 0 | 0 | 3550.5093 | 1408.0523 | 2.5216
EE Reach-In Refrigerator | EE Reach-In Refrigerator from E-Star Baseline | 9 | 1927.9594 | 303.91 |  | 0 | ResFRIG | 0.655 | 0.269 | 2074.9663 | 0.097279 | 0.36163 |  |  | 303.9103 | 253.9973 | 0 | 0 | 0 | 0 | 303.9103 | 253.9973 | 557.9076 | 0 | 0 | 10.7772 | 9.0072 | 19.7843 | 1016.0186 | 3.9661 | 110.0069 | 1129.2854 | 303.9103 | 3.7159 | 98.2937 | 0 | 0 | 1227.5791 | 557.9076 | 2.2003
EE Reach-In Freezer | EE Reach-In Freezer from CA2003 Baseline | 9 | 5919.9762 | 689.33 |  | 0 | ResFRIG | 0.655 | 0.269 | 6371.3744 | 0.2987 | 1.1104 |  |  | 689.332 | 576.1189 | 0 | 0 | 0 | 0 | 689.332 | 576.1189 | 1265.4509 | 0 | 0 | 7.961 | 6.6535 | 14.6144 | 3119.7785 | 12.1784 | 337.7862 | 3467.5745 | 689.332 | 5.0303 | 301.8197 | 0 | 0 | 3769.3943 | 1265.4509 | 2.9787
EE Reach-In Freezer | EE Reach-In Freezer from E-Star Baseline | 9 | 471.2343 | 36.07 |  | 0 | ResFRIG | 0.655 | 0.269 | 507.1659 | 0.023777 | 0.08839 |  |  | 36.0697 | 30.1457 | 0 | 0 | 0 | 0 | 36.0697 | 30.1457 | 66.2154 | 0 | 0 | 5.2331 | 4.3737 | 9.6068 | 248.3366 | 0.96941 | 26.888 | 276.0214 | 36.0697 | 7.6524 | 24.0251 | 0 | 0 | 300.0464 | 66.2154 | 4.5314
EE Beverage Merchandiser | EE Beverage Merchandiser from CA2003 Baseline | 9 | 7452.8409 | 868.19 |  | 0 | ResFRIG | 0.655 | 0.269 | 8021.12 | 0.37605 | 1.3979 |  |  | 868.1858 | 725.5984 | 0 | 0 | 0 | 0 | 868.1858 | 725.5984 | 1593.7842 | 0 | 0 | 7.9643 | 6.6563 | 14.6206 | 3927.5855 | 15.3318 | 425.2495 | 4365.4366 | 868.1858 | 5.0282 | 379.9702 | 0 | 0 | 4745.4067 | 1593.7842 | 2.9774
EE Ice Maker | EE Ice Maker from Average Baseline | 8.5 | 5256.5962 | 1130.15 |  | 0 | ResFRIG | 0.655 | 0.269 | 5657.4117 | 0.26523 | 0.98599 |  |  | 1130.1506 | 1046.897 | 0 | 0 | 0 | 0 | 1130.1506 | 1046.897 | 2177.0475 | 0 | 0 | 14.699 | 13.6162 | 28.3152 | 2770.1827 | 10.8137 | 299.9346 | 3079.0054 | 1130.1506 | 2.7244 | 267.9984 | 0 | 0 | 3347.0039 | 2177.0475 | 1.5374
EE Ice Maker | EE Ice Maker from FEMP Baseline | 8.5 | 760.3451 | 260.63 |  | 0 | ResFRIG | 0.655 | 0.269 | 818.3214 | 0.038365 | 0.14262 |  |  | 260.6317 | 241.432 | 0 | 0 | 0 | 0 | 260.6317 | 241.432 | 502.0637 | 0 | 0 | 23.4355 | 21.7091 | 45.1445 | 400.6956 | 1.5642 | 43.3843 | 445.3655 | 260.6317 | 1.7088 | 38.7649 | 0 | 0 | 484.1304 | 502.0637 | 0.96428
EE Vending Machine | EE Vending Machine from Average Baseline | 9 | 4486.7887 | 920.2 |  | 0 | ResFRIG | 0.655 | 0.269 | 4828.9064 | 0.22639 | 0.8416 |  |  | 920.2038 | 769.0733 | 0 | 0 | 0 | 0 | 920.2038 | 769.0733 | 1689.2771 | 0 | 0 | 14.0219 | 11.719 | 25.7408 | 2364.5005 | 9.2301 | 256.0104 | 2628.0974 | 920.2038 | 2.856 | 228.7511 | 0 | 0 | 2856.8486 | 1689.2771 | 1.6912
EE Vending Machine | EE Vending Machine from E-Star Baseline | 9 | 14101.336 | 1294.63 |  | 0 | ResFRIG | 0.655 | 0.269 | 15176.5629 | 0.71151 | 2.645 |  |  | 1294.6316 | 1082.0065 | 0 | 0 | 0 | 0 | 1294.6316 | 1082.0065 | 2376.6381 | 0 | 0 | 6.2769 | 5.246 | 11.5228 | 7431.2874 | 29.0089 | 804.6041 | 8259.7347 | 1294.6316 | 6.38 | 718.9321 | 0 | 0 | 8978.667 | 2376.6381 | 3.7779
Category Totals (2000 $) |  | Savings Weighted Measure Data | [7 empty] | Savings |  |  | PV Costs |  |  |  | Lvl Cst | PV Bulk Power System Benefits | [5 empty] | PV Regional Benefits
| Category | Weighted Measure Life | Site Savings (kWh) | Capital Cost ($/unit) | Annual O&M Cost ($/unit) | Per. Repl. Cost ($/unit) | Load Shape | Weighted Load Factor | Weighted Coinc. Factor | Bulk Energy (kWh) | Bulk Demand (kw) | Local Demand (kW) | PV Capital | PV Annual O&M | PV Period. Repl. | PV Total Costs | Levelized Cost mills/kWh | Energy | Bulk T&D Def. Cap. | Act C-E Credit | Total System Benefit | Total non-Consumer Cost | Bulk System B/C Ratio | Local T&D Def.Cap. | Non-E Value | Exter-nalities | Total Regional Benefit | Total Regional Cost | Total Regional B/C Ratio
| EE Reach-In Freezer | 9 | 6391.2106 | 725.4 | 0 | 0 |  | 0.655 | 0.269 | 6878.5404 | 0.32248 | 1.1988 | 1331.6664 | 0 | 0 | 1331.6664 | 14.2452 | 3368.1151 | 13.1478 | 364.6743 | 3743.5959 | 725.4017 | 5.1607 | 325.8448 | 0 | 0 | 4069.4407 | 1331.6664 | 3.0559
| EE Beverage Merchandiser | 9 | 7452.8409 | 868.19 | 0 | 0 |  | 0.655 | 0.269 | 8021.12 | 0.37605 | 1.3979 | 1593.7842 | 0 | 0 | 1593.7842 | 14.6206 | 3927.5855 | 15.3318 | 425.2495 | 4365.4366 | 868.1858 | 5.0282 | 379.9702 | 0 | 0 | 4745.4067 | 1593.7842 | 2.9774
| EE Vending Machine | 9 | 18588.1248 | 2214.84 | 0 | 0 |  | 0.655 | 0.269 | 20005.4693 | 0.9379 | 3.4866 | 4065.9152 | 0 | 0 | 4065.9153 | 14.9548 | 9795.788 | 38.239 | 1060.6145 | 10887.8321 | 2214.8355 | 4.9159 | 947.6832 | 0 | 0 | 11835.5156 | 4065.9153 | 2.9109
| EE Reach-In Refrigerator | 9 | 7504.1687 | 1070.92 | 0 | 0 |  | 0.655 | 0.269 | 8076.3615 | 0.37864 | 1.4076 | 1965.9599 | 0 | 0 | 1965.9598 | 17.9114 | 3954.6348 | 15.4374 | 428.1782 | 4395.5014 | 1070.9219 | 4.1044 | 382.587 | 0 | 0 | 4778.0884 | 1965.9598 | 2.4304
| EE Ice Maker | 8.5 | 6016.9413 | 1390.78 | 0 | 0 |  | 0.655 | 0.269 | 6475.7331 | 0.3036 | 1.1286 | 2679.1113 | 0 | 0 | 2679.1113 | 30.4419 | 3170.8783 | 12.3779 | 343.3189 | 3524.3709 | 1390.7823 | 2.5341 | 306.7633 | 0 | 0 | 3831.1343 | 2679.1113 | 1.43
Totals for Measures/Categories with Benefits Exceeding Costs
| Totals Basis | Busbar Savings | PV Cost | First Cost | Admin Cost | Program Cost | Program $/KWa | Levelized Cost | PV Benefits | B/C Ratio
| Measures with B/C>1.00 | 48638.9028 | 11134.3732 | 6009.5 | 1201.8995 | 12336.2727 | 2221.7966 | 18.6625 | 23816.3061 | 1.9306
| Categories with B/C>1.00 | 0 | 0 | 0 | 0 | 0 | 0 | 0 | 24217.0016 | 0
| % of Measures with B/C >1.00 | 47763.9648 | 11273.6709 | 6080.5242 | 1216.1048 | 12489.7757 | 2290.6482 | 19.2409 | 23387.8878 | 1.8726
| Block 1: x <=10 m/kWh | 0 | 0 | 0 | 0 | 0 | 0 | 0 | 0 | 0
| Block 2: 10< x <=20 m/kWh | 36077.6185 | 6710.141 | 3655.23 | 731.0464 | 7441.1874 | 1806.7933 | 15.1766 | 17665.6042 | 2.374
| Block 3: 20< x <=30 m/kWh | 6903.8726 | 2247.1847 | 1224.11 | 244.8229 | 2492.0076 | 3161.9915 | 26.5599 | 3380.5192 | 1.3565
| Block 4: 30< x <=40 m/kWh | 5657.4117 | 2177.0475 | 1130.15 | 226.0302 | 2403.0777 | 3720.9526 | 31.255 | 2770.1827 | 1.1528
| Block 5: 40< x <=50 m/kWh | 818.3214 | 502.0637 | 260.63 | 52.1264 | 554.1901 | 5932.5161 | 49.8316 | 400.6956 | 0.72303
| Block 6: 50< x <=60 m/kWh | 0 | 0 | 0 | 0 | 0 | 0 | 0 | 0 | 0
| Block 7: 60m/kWh < x | 0 | 0 | 0 | 0 | 0 | 0 | 0 | 0 | 0

## 28 Feb B
Data Set Name
Package Refrigeration Equipment | Units are per Thousand Population
RUN WITH MAY 00 AVOIDED COSTS
Input Data | [7 empty] | Periodic O&M | [5 empty] | Other Fuels
Category Name | Measure Name | Savings (kWh/yr.) | Phys Life (yr.) | Capital Cost ($) | Annual O&M ($) | Shape Pointer | Non-E Val ($/yr.) | Cost 1 ($) | Period 1 | Cost 2 ($) | Period 2 | Cost 3 ($) | Period 3 | Savings (mmBtu/yr) | Shape Pointer
EE Reach-In Refrigerator | EE Reach-In Refrigerator from CA2003 Baseline | 5576.2093 | 9 | 767.0119 |  | ResFRIG
EE Reach-In Refrigerator | EE Reach-In Refrigerator from E-Star Baseline | 1927.9594 | 9 | 303.9104 |  | ResFRIG
EE Reach-In Freezer | EE Reach-In Freezer from CA2003 Baseline | 5919.9762 | 9 | 689.3323 |  | ResFRIG
EE Reach-In Freezer | EE Reach-In Freezer from E-Star Baseline | 471.2343 | 9 | 36.0697 |  | ResFRIG
EE Beverage Merchandiser | EE Beverage Merchandiser from CA2003 Baseline | 7452.8409 | 9 | 868.1861 |  | ResFRIG
EE Ice Maker | EE Ice Maker from Average Baseline | 5256.5962 | 8.5 | 1130.151 |  | ResFRIG
EE Ice Maker | EE Ice Maker from FEMP Baseline | 760.3451 | 8.5 | 260.6318 |  | ResFRIG
EE Vending Machine | EE Vending Machine from Average Baseline | 4486.7887 | 9 | 920.2042 |  | ResFRIG
EE Vending Machine | EE Vending Machine from E-Star Baseline | 14101.336 | 9 | 1294.6321 |  | ResFRIG
ProCost Results, Version 1.70a: JPH 03/07/01, 07:40 PM 2/28/2004
Measure Results (2000 $) |  | Measure Input Data | [7 empty] | Savings |  |  | PV Capital |  |  |  | PV O&M |  | Total PV Costs |  |  |  |  | Levelized Cost (mills/kwh) |  |  |  |  | PV Bulk Power System Benefits | [5 empty] | PV Regional Benefits
Category | Measure | Measure Life | Site Savings (kWh) | Capital Cost ($/unit) | Annual O&M Cost ($/unit) | PV Per. Repl. Cost ($/unit) | Load Shape | Div. Load Factor | Bulk Pwr Coin. Factor | Bulk Energy (kWh) | Bulk Demand (kw) | Local Demand (kW) | Spon 1 | Spon 2 | Spon 3 | Cust | Utility | Cust | Spon 1 | Spon 2 | Spon 3 | Cust | Total | Spon 1 | Spon 2 | Spon 3 | Cust | Total | Energy | Bulk T&D Def. Cap. | Act C-E Credit | Total System Benefit | Total non-Consumer Cost | Bulk System B/C Ratio | Local T&D Def.Cap. | Non-E Value | Exter-nalities | Total Regional Benefit | Total Regional Cost | Total Regional B/C Ratio
EE Reach-In Refrigerator | EE Reach-In Refrigerator from CA2003 Baseline | 9 | 5576.2093 | 767.01 |  | 0 | ResFRIG | 0.655 | 0.269 | 6001.3953 | 0.28136 | 1.0459 |  |  | 767.0116 | 641.0407 | 0 | 0 | 0 | 0 | 767.0116 | 641.0407 | 1408.0523 | 0 | 0 | 9.4042 | 7.8597 | 17.2638 | 2369.847 | 11.4712 | 261.2944 | 2640.5699 | 767.0116 | 3.4427 | 284.2933 | 0 | 0 | 2924.8633 | 1408.0523 | 2.0772
EE Reach-In Refrigerator | EE Reach-In Refrigerator from E-Star Baseline | 9 | 1927.9594 | 303.91 |  | 0 | ResFRIG | 0.655 | 0.269 | 2074.9663 | 0.097279 | 0.36163 |  |  | 303.9103 | 253.9973 | 0 | 0 | 0 | 0 | 303.9103 | 253.9973 | 557.9076 | 0 | 0 | 10.7772 | 9.0072 | 19.7843 | 819.3682 | 3.9661 | 90.3418 | 912.9699 | 303.9103 | 3.0041 | 98.2937 | 0 | 0 | 1011.2636 | 557.9076 | 1.8126
EE Reach-In Freezer | EE Reach-In Freezer from CA2003 Baseline | 9 | 5919.9762 | 689.33 |  | 0 | ResFRIG | 0.655 | 0.269 | 6371.3744 | 0.2987 | 1.1104 |  |  | 689.332 | 576.1189 | 0 | 0 | 0 | 0 | 689.332 | 576.1189 | 1265.4509 | 0 | 0 | 7.961 | 6.6535 | 14.6144 | 2515.9453 | 12.1784 | 277.4029 | 2803.358 | 689.332 | 4.0668 | 301.8197 | 0 | 0 | 3105.1777 | 1265.4509 | 2.4538
EE Reach-In Freezer | EE Reach-In Freezer from E-Star Baseline | 9 | 471.2343 | 36.07 |  | 0 | ResFRIG | 0.655 | 0.269 | 507.1659 | 0.023777 | 0.08839 |  |  | 36.0697 | 30.1457 | 0 | 0 | 0 | 0 | 36.0697 | 30.1457 | 66.2154 | 0 | 0 | 5.2331 | 4.3737 | 9.6068 | 200.271 | 0.96941 | 22.0815 | 223.1493 | 36.0697 | 6.1866 | 24.0251 | 0 | 0 | 247.1743 | 66.2154 | 3.7329
EE Beverage Merchandiser | EE Beverage Merchandiser from CA2003 Baseline | 9 | 7452.8409 | 868.19 |  | 0 | ResFRIG | 0.655 | 0.269 | 8021.12 | 0.37605 | 1.3979 |  |  | 868.1858 | 725.5984 | 0 | 0 | 0 | 0 | 868.1858 | 725.5984 | 1593.7842 | 0 | 0 | 7.9643 | 6.6563 | 14.6206 | 3167.4012 | 15.3318 | 349.231 | 3529.2339 | 868.1858 | 4.0651 | 379.9702 | 0 | 0 | 3909.2041 | 1593.7842 | 2.4528
EE Ice Maker | EE Ice Maker from Average Baseline | 8.5 | 5256.5962 | 1130.15 |  | 0 | ResFRIG | 0.655 | 0.269 | 5657.4117 | 0.26523 | 0.98599 |  |  | 1130.1506 | 1046.897 | 0 | 0 | 0 | 0 | 1130.1506 | 1046.897 | 2177.0475 | 0 | 0 | 14.699 | 13.6162 | 28.3152 | 2234.0138 | 10.8137 | 246.3177 | 2489.2196 | 1130.1506 | 2.2026 | 267.9984 | 0 | 0 | 2757.218 | 2177.0475 | 1.2665
EE Ice Maker | EE Ice Maker from FEMP Baseline | 8.5 | 760.3451 | 260.63 |  | 0 | ResFRIG | 0.655 | 0.269 | 818.3214 | 0.038365 | 0.14262 |  |  | 260.6317 | 241.432 | 0 | 0 | 0 | 0 | 260.6317 | 241.432 | 502.0637 | 0 | 0 | 23.4355 | 21.7091 | 45.1445 | 323.1409 | 1.5642 | 35.6288 | 360.0554 | 260.6317 | 1.3815 | 38.7649 | 0 | 0 | 398.8203 | 502.0637 | 0.79436
EE Vending Machine | EE Vending Machine from Average Baseline | 9 | 4486.7887 | 920.2 |  | 0 | ResFRIG | 0.655 | 0.269 | 4828.9064 | 0.22639 | 0.8416 |  |  | 920.2038 | 769.0733 | 0 | 0 | 0 | 0 | 920.2038 | 769.0733 | 1689.2771 | 0 | 0 | 14.0219 | 11.719 | 25.7408 | 1906.8514 | 9.2301 | 210.2455 | 2124.6834 | 920.2038 | 2.3089 | 228.7511 | 0 | 0 | 2353.4346 | 1689.2771 | 1.3932
EE Vending Machine | EE Vending Machine from E-Star Baseline | 9 | 14101.336 | 1294.63 |  | 0 | ResFRIG | 0.655 | 0.269 | 15176.5629 | 0.71151 | 2.645 |  |  | 1294.6316 | 1082.0065 | 0 | 0 | 0 | 0 | 1294.6316 | 1082.0065 | 2376.6381 | 0 | 0 | 6.2769 | 5.246 | 11.5228 | 5992.9616 | 29.0089 | 660.7715 | 6677.5763 | 1294.6316 | 5.1579 | 718.9321 | 0 | 0 | 7396.5083 | 2376.6381 | 3.1122
Category Totals (2000 $) |  | Savings Weighted Measure Data | [7 empty] | Savings |  |  | PV Costs |  |  |  | Lvl Cst | PV Bulk Power System Benefits | [5 empty] | PV Regional Benefits
| Category | Weighted Measure Life | Site Savings (kWh) | Capital Cost ($/unit) | Annual O&M Cost ($/unit) | Per. Repl. Cost ($/unit) | Load Shape | Weighted Load Factor | Weighted Coinc. Factor | Bulk Energy (kWh) | Bulk Demand (kw) | Local Demand (kW) | PV Capital | PV Annual O&M | PV Period. Repl. | PV Total Costs | Levelized Cost mills/kWh | Energy | Bulk T&D Def. Cap. | Act C-E Credit | Total System Benefit | Total non-Consumer Cost | Bulk System B/C Ratio | Local T&D Def.Cap. | Non-E Value | Exter-nalities | Total Regional Benefit | Total Regional Cost | Total Regional B/C Ratio
| EE Reach-In Freezer | 9 | 6391.2106 | 725.4 | 0 | 0 |  | 0.655 | 0.269 | 6878.5404 | 0.32248 | 1.1988 | 1331.6664 | 0 | 0 | 1331.6664 | 14.2452 | 2716.2164 | 13.1478 | 299.4844 | 3026.5073 | 725.4017 | 4.1722 | 325.8448 | 0 | 0 | 3352.3521 | 1331.6664 | 2.5174
| EE Beverage Merchandiser | 9 | 7452.8409 | 868.19 | 0 | 0 |  | 0.655 | 0.269 | 8021.12 | 0.37605 | 1.3979 | 1593.7842 | 0 | 0 | 1593.7842 | 14.6206 | 3167.4012 | 15.3318 | 349.231 | 3529.2339 | 868.1858 | 4.0651 | 379.9702 | 0 | 0 | 3909.2041 | 1593.7842 | 2.4528
| EE Vending Machine | 9 | 18588.1248 | 2214.84 | 0 | 0 |  | 0.655 | 0.269 | 20005.4693 | 0.9379 | 3.4866 | 4065.9152 | 0 | 0 | 4065.9153 | 14.9548 | 7899.813 | 38.239 | 871.017 | 8802.2597 | 2214.8355 | 3.9742 | 947.6832 | 0 | 0 | 9749.9434 | 4065.9153 | 2.398
| EE Reach-In Refrigerator | 9 | 7504.1687 | 1070.92 | 0 | 0 |  | 0.655 | 0.269 | 8076.3615 | 0.37864 | 1.4076 | 1965.9599 | 0 | 0 | 1965.9598 | 17.9114 | 3189.2152 | 15.4374 | 351.6362 | 3553.5398 | 1070.9219 | 3.3182 | 382.587 | 0 | 0 | 3936.1267 | 1965.9598 | 2.0021
| EE Ice Maker | 8.5 | 6016.9413 | 1390.78 | 0 | 0 |  | 0.655 | 0.269 | 6475.7331 | 0.3036 | 1.1286 | 2679.1113 | 0 | 0 | 2679.1113 | 30.4419 | 2557.1547 | 12.3779 | 281.9466 | 2849.275 | 1390.7823 | 2.0487 | 306.7633 | 0 | 0 | 3156.0383 | 2679.1113 | 1.178
Totals for Measures/Categories with Benefits Exceeding Costs
| Totals Basis | Busbar Savings | PV Cost | First Cost | Admin Cost | Program Cost | Program $/KWa | Levelized Cost | PV Benefits | B/C Ratio
| Measures with B/C>1.00 | 48638.9028 | 11134.3732 | 6009.5 | 1201.8995 | 12336.2727 | 2221.7966 | 18.6625 | 19206.6596 | 1.5569
| Categories with B/C>1.00 | 0 | 0 | 0 | 0 | 0 | 0 | 0 | 19529.8006 | 0
| % of Measures with B/C >1.00 | 44562.2731 | 10774.5674 | 5816.924 | 1163.3848 | 11937.9522 | 2346.7488 | 19.7121 | 17596.8692 | 1.474
| Block 1: x <=10 m/kWh | 0 | 0 | 0 | 0 | 0 | 0 | 0 | 0 | 0
| Block 2: 10< x <=20 m/kWh | 36077.6185 | 6710.141 | 3655.23 | 731.0464 | 7441.1874 | 1806.7933 | 15.1766 | 14246.4262 | 1.9145
| Block 3: 20< x <=30 m/kWh | 6903.8726 | 2247.1847 | 1224.11 | 244.8229 | 2492.0076 | 3161.9915 | 26.5599 | 2726.2196 | 1.094
| Block 4: 30< x <=40 m/kWh | 5657.4117 | 2177.0475 | 1130.15 | 226.0302 | 2403.0777 | 3720.9526 | 31.255 | 2234.0138 | 0.92965
| Block 5: 40< x <=50 m/kWh | 818.3214 | 502.0637 | 260.63 | 52.1264 | 554.1901 | 5932.5161 | 49.8316 | 323.1409 | 0.58309
| Block 6: 50< x <=60 m/kWh | 0 | 0 | 0 | 0 | 0 | 0 | 0 | 0 | 0
| Block 7: 60m/kWh < x | 0 | 0 | 0 | 0 | 0 | 0 | 0 | 0 | 0

## 28 Feb C
Data Set Name
Package Refrigeration Equipment | Units are per Thousand Population
RUN WITH 1998 AVOIDED COSTS
Input Data | [7 empty] | Periodic O&M | [5 empty] | Other Fuels
Category Name | Measure Name | Savings (kWh/yr.) | Phys Life (yr.) | Capital Cost ($) | Annual O&M ($) | Shape Pointer | Non-E Val ($/yr.) | Cost 1 ($) | Period 1 | Cost 2 ($) | Period 2 | Cost 3 ($) | Period 3 | Savings (mmBtu/yr) | Shape Pointer
EE Reach-In Refrigerator | EE Reach-In Refrigerator from CA2003 Baseline | 5576.2093 | 9 | 767.0119 |  | ResFRIG
EE Reach-In Refrigerator | EE Reach-In Refrigerator from E-Star Baseline | 1927.9594 | 9 | 303.9104 |  | ResFRIG
EE Reach-In Freezer | EE Reach-In Freezer from CA2003 Baseline | 5919.9762 | 9 | 689.3323 |  | ResFRIG
EE Reach-In Freezer | EE Reach-In Freezer from E-Star Baseline | 471.2343 | 9 | 36.0697 |  | ResFRIG
EE Beverage Merchandiser | EE Beverage Merchandiser from CA2003 Baseline | 7452.8409 | 9 | 868.1861 |  | ResFRIG
EE Ice Maker | EE Ice Maker from Average Baseline | 5256.5962 | 8.5 | 1130.151 |  | ResFRIG
EE Ice Maker | EE Ice Maker from FEMP Baseline | 760.3451 | 8.5 | 260.6318 |  | ResFRIG
EE Vending Machine | EE Vending Machine from Average Baseline | 4486.7887 | 9 | 920.2042 |  | ResFRIG
EE Vending Machine | EE Vending Machine from E-Star Baseline | 14101.336 | 9 | 1294.6321 |  | ResFRIG
ProCost Results, Version 1.70a: JPH 03/07/01, 09:07 PM 2/28/2004
Measure Results (2000 $) |  | Measure Input Data | [7 empty] | Savings |  |  | PV Capital |  |  |  | PV O&M |  | Total PV Costs |  |  |  |  | Levelized Cost (mills/kwh) |  |  |  |  | PV Bulk Power System Benefits | [5 empty] | PV Regional Benefits
Category | Measure | Measure Life | Site Savings (kWh) | Capital Cost ($/unit) | Annual O&M Cost ($/unit) | PV Per. Repl. Cost ($/unit) | Load Shape | Div. Load Factor | Bulk Pwr Coin. Factor | Bulk Energy (kWh) | Bulk Demand (kw) | Local Demand (kW) | Spon 1 | Spon 2 | Spon 3 | Cust | Utility | Cust | Spon 1 | Spon 2 | Spon 3 | Cust | Total | Spon 1 | Spon 2 | Spon 3 | Cust | Total | Energy | Bulk T&D Def. Cap. | Act C-E Credit | Total System Benefit | Total non-Consumer Cost | Bulk System B/C Ratio | Local T&D Def.Cap. | Non-E Value | Exter-nalities | Total Regional Benefit | Total Regional Cost | Total Regional B/C Ratio
EE Reach-In Refrigerator | EE Reach-In Refrigerator from CA2003 Baseline | 9 | 5576.2093 | 767.01 |  | 0 | ResFRIG | 0.655 | 0.269 | 6001.3953 | 0.28136 | 1.0459 |  |  | 767.0116 | 641.0407 | 0 | 0 | 0 | 0 | 767.0116 | 641.0407 | 1408.0523 | 0 | 0 | 9.4042 | 7.8597 | 17.2638 | 2350.4199 | 11.4712 | 259.3517 | 2619.2001 | 767.0116 | 3.4148 | 284.2933 | 0 | 0 | 2903.4934 | 1408.0523 | 2.0621
EE Reach-In Refrigerator | EE Reach-In Refrigerator from E-Star Baseline | 9 | 1927.9594 | 303.91 |  | 0 | ResFRIG | 0.655 | 0.269 | 2074.9663 | 0.097279 | 0.36163 |  |  | 303.9103 | 253.9973 | 0 | 0 | 0 | 0 | 303.9103 | 253.9973 | 557.9076 | 0 | 0 | 10.7772 | 9.0072 | 19.7843 | 812.6514 | 3.9661 | 89.6701 | 905.5814 | 303.9103 | 2.9798 | 98.2937 | 0 | 0 | 1003.8751 | 557.9076 | 1.7994
EE Reach-In Freezer | EE Reach-In Freezer from CA2003 Baseline | 9 | 5919.9762 | 689.33 |  | 0 | ResFRIG | 0.655 | 0.269 | 6371.3744 | 0.2987 | 1.1104 |  |  | 689.332 | 576.1189 | 0 | 0 | 0 | 0 | 689.332 | 576.1189 | 1265.4509 | 0 | 0 | 7.961 | 6.6535 | 14.6144 | 2495.3206 | 12.1784 | 275.3404 | 2780.6708 | 689.332 | 4.0339 | 301.8197 | 0 | 0 | 3082.4905 | 1265.4509 | 2.4359
EE Reach-In Freezer | EE Reach-In Freezer from E-Star Baseline | 9 | 471.2343 | 36.07 |  | 0 | ResFRIG | 0.655 | 0.269 | 507.1659 | 0.023777 | 0.08839 |  |  | 36.0697 | 30.1457 | 0 | 0 | 0 | 0 | 36.0697 | 30.1457 | 66.2154 | 0 | 0 | 5.2331 | 4.3737 | 9.6068 | 198.6293 | 0.96941 | 21.9173 | 221.3434 | 36.0697 | 6.1365 | 24.0251 | 0 | 0 | 245.3684 | 66.2154 | 3.7056
EE Beverage Merchandiser | EE Beverage Merchandiser from CA2003 Baseline | 9 | 7452.8409 | 868.19 |  | 0 | ResFRIG | 0.655 | 0.269 | 8021.12 | 0.37605 | 1.3979 |  |  | 868.1858 | 725.5984 | 0 | 0 | 0 | 0 | 868.1858 | 725.5984 | 1593.7842 | 0 | 0 | 7.9643 | 6.6563 | 14.6206 | 3141.4362 | 15.3318 | 346.6346 | 3500.6723 | 868.1858 | 4.0322 | 379.9702 | 0 | 0 | 3880.6426 | 1593.7842 | 2.4349
EE Ice Maker | EE Ice Maker from Average Baseline | 8.5 | 5256.5962 | 1130.15 |  | 0 | ResFRIG | 0.655 | 0.269 | 5657.4117 | 0.26523 | 0.98599 |  |  | 1130.1506 | 1046.897 | 0 | 0 | 0 | 0 | 1130.1506 | 1046.897 | 2177.0475 | 0 | 0 | 14.699 | 13.6162 | 28.3152 | 2215.7002 | 10.8137 | 244.4864 | 2469.0747 | 1130.1506 | 2.1847 | 267.9984 | 0 | 0 | 2737.073 | 2177.0475 | 1.2572
EE Ice Maker | EE Ice Maker from FEMP Baseline | 8.5 | 760.3451 | 260.63 |  | 0 | ResFRIG | 0.655 | 0.269 | 818.3214 | 0.038365 | 0.14262 |  |  | 260.6317 | 241.432 | 0 | 0 | 0 | 0 | 260.6317 | 241.432 | 502.0637 | 0 | 0 | 23.4355 | 21.7091 | 45.1445 | 320.492 | 1.5642 | 35.3639 | 357.1415 | 260.6317 | 1.3703 | 38.7649 | 0 | 0 | 395.9064 | 502.0637 | 0.78856
EE Vending Machine | EE Vending Machine from Average Baseline | 9 | 4486.7887 | 920.2 |  | 0 | ResFRIG | 0.655 | 0.269 | 4828.9064 | 0.22639 | 0.8416 |  |  | 920.2038 | 769.0733 | 0 | 0 | 0 | 0 | 920.2038 | 769.0733 | 1689.2771 | 0 | 0 | 14.0219 | 11.719 | 25.7408 | 1891.2198 | 9.2301 | 208.6823 | 2107.4886 | 920.2038 | 2.2902 | 228.7511 | 0 | 0 | 2336.2397 | 1689.2771 | 1.383
EE Vending Machine | EE Vending Machine from E-Star Baseline | 9 | 14101.336 | 1294.63 |  | 0 | ResFRIG | 0.655 | 0.269 | 15176.5629 | 0.71151 | 2.645 |  |  | 1294.6316 | 1082.0065 | 0 | 0 | 0 | 0 | 1294.6316 | 1082.0065 | 2376.6381 | 0 | 0 | 6.2769 | 5.246 | 11.5228 | 5943.8337 | 29.0089 | 655.8586 | 6623.5356 | 1294.6316 | 5.1162 | 718.9321 | 0 | 0 | 7342.4678 | 2376.6381 | 3.0894
Category Totals (2000 $) |  | Savings Weighted Measure Data | [7 empty] | Savings |  |  | PV Costs |  |  |  | Lvl Cst | PV Bulk Power System Benefits | [5 empty] | PV Regional Benefits
| Category | Weighted Measure Life | Site Savings (kWh) | Capital Cost ($/unit) | Annual O&M Cost ($/unit) | Per. Repl. Cost ($/unit) | Load Shape | Weighted Load Factor | Weighted Coinc. Factor | Bulk Energy (kWh) | Bulk Demand (kw) | Local Demand (kW) | PV Capital | PV Annual O&M | PV Period. Repl. | PV Total Costs | Levelized Cost mills/kWh | Energy | Bulk T&D Def. Cap. | Act C-E Credit | Total System Benefit | Total non-Consumer Cost | Bulk System B/C Ratio | Local T&D Def.Cap. | Non-E Value | Exter-nalities | Total Regional Benefit | Total Regional Cost | Total Regional B/C Ratio
| EE Reach-In Freezer | 9 | 6391.2106 | 725.4 | 0 | 0 |  | 0.655 | 0.269 | 6878.5404 | 0.32248 | 1.1988 | 1331.6664 | 0 | 0 | 1331.6664 | 14.2452 | 2693.9499 | 13.1478 | 297.2577 | 3002.0142 | 725.4017 | 4.1384 | 325.8448 | 0 | 0 | 3327.8589 | 1331.6664 | 2.499
| EE Beverage Merchandiser | 9 | 7452.8409 | 868.19 | 0 | 0 |  | 0.655 | 0.269 | 8021.12 | 0.37605 | 1.3979 | 1593.7842 | 0 | 0 | 1593.7842 | 14.6206 | 3141.4362 | 15.3318 | 346.6346 | 3500.6723 | 868.1858 | 4.0322 | 379.9702 | 0 | 0 | 3880.6426 | 1593.7842 | 2.4349
| EE Vending Machine | 9 | 18588.1248 | 2214.84 | 0 | 0 |  | 0.655 | 0.269 | 20005.4693 | 0.9379 | 3.4866 | 4065.9152 | 0 | 0 | 4065.9153 | 14.9548 | 7835.0535 | 38.239 | 864.541 | 8731.0242 | 2214.8355 | 3.9421 | 947.6832 | 0 | 0 | 9678.707 | 4065.9153 | 2.3804
| EE Reach-In Refrigerator | 9 | 7504.1687 | 1070.92 | 0 | 0 |  | 0.655 | 0.269 | 8076.3615 | 0.37864 | 1.4076 | 1965.9599 | 0 | 0 | 1965.9598 | 17.9114 | 3163.0713 | 15.4374 | 349.0218 | 3524.7815 | 1070.9219 | 3.2914 | 382.587 | 0 | 0 | 3907.3684 | 1965.9598 | 1.9875
| EE Ice Maker | 8.5 | 6016.9413 | 1390.78 | 0 | 0 |  | 0.655 | 0.269 | 6475.7331 | 0.3036 | 1.1286 | 2679.1113 | 0 | 0 | 2679.1113 | 30.4419 | 2536.1922 | 12.3779 | 279.8503 | 2826.2162 | 1390.7823 | 2.0321 | 306.7633 | 0 | 0 | 3132.9795 | 2679.1113 | 1.1694
Totals for Measures/Categories with Benefits Exceeding Costs
| Totals Basis | Busbar Savings | PV Cost | First Cost | Admin Cost | Program Cost | Program $/KWa | Levelized Cost | PV Benefits | B/C Ratio
| Measures with B/C>1.00 | 48638.9028 | 11134.3732 | 6009.5 | 1201.8995 | 12336.2727 | 2221.7966 | 18.6625 | 19049.2111 | 1.5442
| Categories with B/C>1.00 | 0 | 0 | 0 | 0 | 0 | 0 | 0 | 19369.7031 | 0
| % of Measures with B/C >1.00 | 44410.3592 | 10751.4004 | 5804.6514 | 1160.9303 | 11912.3307 | 2349.7224 | 19.7371 | 17393.1207 | 1.4601
| Block 1: x <=10 m/kWh | 0 | 0 | 0 | 0 | 0 | 0 | 0 | 0 | 0
| Block 2: 10< x <=20 m/kWh | 36077.6185 | 6710.141 | 3655.23 | 731.0464 | 7441.1874 | 1806.7933 | 15.1766 | 14129.6397 | 1.8988
| Block 3: 20< x <=30 m/kWh | 6903.8726 | 2247.1847 | 1224.11 | 244.8229 | 2492.0076 | 3161.9915 | 26.5599 | 2703.8712 | 1.085
| Block 4: 30< x <=40 m/kWh | 5657.4117 | 2177.0475 | 1130.15 | 226.0302 | 2403.0777 | 3720.9526 | 31.255 | 2215.7002 | 0.92203
| Block 5: 40< x <=50 m/kWh | 818.3214 | 502.0637 | 260.63 | 52.1264 | 554.1901 | 5932.5161 | 49.8316 | 320.492 | 0.57831
| Block 6: 50< x <=60 m/kWh | 0 | 0 | 0 | 0 | 0 | 0 | 0 | 0 | 0
| Block 7: 60m/kWh < x | 0 | 0 | 0 | 0 | 0 | 0 | 0 | 0 | 0

## 28FebD
Q:\CG\Main\Plan 5\Commercial\Assessment\Stand Alone\[PC-RefrigEquipment-D1.xls]Summary | [10 empty] | Data Set Name | Q:\CG\Main\Plan 5\Commercial\Assessment\Stand Alone\[PC-RefrigEquipment-D1.xls]Sheet1 | [39 empty] | Data Set Name | Q:\CG\Main\Plan 5\Commercial\Assessment\Stand Alone\[PC-RefrigEquipment-D1.xls]Sheet1
|  | Run Date | 2004-02-28 | [7 empty] | Package Refrigeration Equipment | Units are per Appliance | [39 empty] | Package Refrigeration Equipment | Units are per Thousand Population
|  | MC File | MidC_DraftPlan_122903
|  | Run Note | [8 empty] | Input Data | [7 empty] | Periodic O&M | [5 empty] | Other Fuels | [26 empty] | Input Data | [7 empty] | Periodic O&M | [5 empty] | Other Fuels
[11 empty] | Category Name | Measure Name | Savings (kWh/yr.) | Phys Life (yr.) | Capital Cost ($) | Annual O&M ($) | Shape Pointer | Non-E Val ($/yr.) | Cost 1 ($) | Period 1 | Cost 2 ($) | Period 2 | Cost 3 ($) | Period 3 | Savings (mmBtu/yr) | Shape Pointer | [25 empty] | Category Name | Measure Name | Savings (kWh/yr.) | Phys Life (yr.) | Capital Cost ($) | Annual O&M ($) | Shape Pointer | Non-E Val ($/yr.) | Cost 1 ($) | Period 1 | Cost 2 ($) | Period 2 | Cost 3 ($) | Period 3 | Savings (mmBtu/yr) | Shape Pointer
Package Refrigeration Equipment | [10 empty] | EE Reach-In Refrigerator | EE Reach-In Refrigerator from CA2003 Baseline | 2091.45 | 9 | 287.6806 |  | ResFRIG | [34 empty] | EE Reach-In Refrigerator | EE Reach-In Refrigerator from CA2003 Baseline | 5576.2093 | 9 | 767.0119 |  | ResFRIG
Totals for Measures/Categories with Benefits Exceeding Costs | [10 empty] | EE Reach-In Refrigerator | EE Reach-In Refrigerator from E-Star Baseline | 912.5 | 9 | 143.8403 |  | ResFRIG | [34 empty] | EE Reach-In Refrigerator | EE Reach-In Refrigerator from E-Star Baseline | 1927.9594 | 9 | 303.9104 |  | ResFRIG
| Totals Basis | Busbar Savings | PV Cost | First Cost | Admin Cost | Program Cost | Program $/KWa | Levelized Cost | PV Benefits | B/C Ratio | EE Reach-In Freezer | EE Reach-In Freezer from CA2003 Baseline | 2223.6128 | 9 | 258.9213 |  | ResFRIG | [34 empty] | EE Reach-In Freezer | EE Reach-In Freezer from CA2003 Baseline | 5919.9762 | 9 | 689.3323 |  | ResFRIG
| Measures with B/C>1.00 | 48638.9028 | 11134.3732 | 6009.5 | 1201.8995 | 12336.2727 | 2221.7966 | 18.6625 | 23816.3061 | 1.9306 | EE Reach-In Freezer | EE Reach-In Freezer from E-Star Baseline | 1691.3444 | 9 | 129.4607 |  | ResFRIG | [34 empty] | EE Reach-In Freezer | EE Reach-In Freezer from E-Star Baseline | 471.2343 | 9 | 36.0697 |  | ResFRIG
| Categories with B/C>1.00 | 0 | 0 | 0 | 0 | 0 | 0 | 0 | 24217.0016 | 0 | EE Beverage Merchandiser | EE Beverage Merchandiser from CA2003 Baseline | 2407.4623 | 9 | 280.4468 |  | ResFRIG | [34 empty] | EE Beverage Merchandiser | EE Beverage Merchandiser from CA2003 Baseline | 7452.8409 | 9 | 868.1861 |  | ResFRIG
| % of Measures with B/C >1.00 | 47763.9648 | 11273.6709 | 6080.5242 | 1216.1048 | 12489.7757 | 2290.6482 | 19.2409 | 23387.8878 | 1.8726 | EE Ice Maker | EE Ice Maker from Average Baseline | 908.9692 | 8.5 | 195.4254 |  | ResFRIG | [34 empty] | EE Ice Maker | EE Ice Maker from Average Baseline | 5256.5962 | 8.5 | 1130.151 |  | ResFRIG
| Block 1: x <=10 m/kWh | 0 | 0 | 0 | 0 | 0 | 0 | 0 | 0 | 0 | EE Ice Maker | EE Ice Maker from FEMP Baseline | 394.436 | 8.5 | 135.2051 |  | ResFRIG | [34 empty] | EE Ice Maker | EE Ice Maker from FEMP Baseline | 760.3451 | 8.5 | 260.6318 |  | ResFRIG
| Block 2: 10< x <=20 m/kWh | 36077.6185 | 6710.141 | 3655.23 | 731.0464 | 7441.1874 | 1806.7933 | 15.1766 | 17665.6042 | 2.374 | EE Vending Machine | EE Vending Machine from Average Baseline | 1414 | 9 | 290 |  | ResFRIG | [34 empty] | EE Vending Machine | EE Vending Machine from Average Baseline | 4486.7887 | 9 | 920.2042 |  | ResFRIG
| Block 3: 20< x <=30 m/kWh | 6903.8726 | 2247.1847 | 1224.11 | 244.8229 | 2492.0076 | 3161.9915 | 26.5599 | 3380.5192 | 1.3565 | EE Vending Machine | EE Vending Machine from E-Star Baseline | 1111 | 9 | 102 |  | ResFRIG | [34 empty] | EE Vending Machine | EE Vending Machine from E-Star Baseline | 14101.336 | 9 | 1294.6321 |  | ResFRIG
| Block 4: 30< x <=40 m/kWh | 5657.4117 | 2177.0475 | 1130.15 | 226.0302 | 2403.0777 | 3720.9526 | 31.255 | 2770.1827 | 1.1528
| Block 5: 40< x <=50 m/kWh | 818.3214 | 502.0637 | 260.63 | 52.1264 | 554.1901 | 5932.5161 | 49.8316 | 400.6956 | 0.72303
| Block 6: 50< x <=60 m/kWh | 0 | 0 | 0 | 0 | 0 | 0 | 0 | 0 | 0 | ProCost Results, Version 1.70a: JPH 03/07/01, 09:13 PM 2/28/2004 | [40 empty] | ProCost Results, Version 1.70a: JPH 03/07/01, 09:13 PM 2/28/2004
| Block 7: 60m/kWh < x | 0 | 0 | 0 | 0 | 0 | 0 | 0 | 0 | 0 | Measure Results (2000 $) |  | Measure Input Data | [7 empty] | Savings |  |  | PV Capital |  |  |  | PV O&M |  | Total PV Costs |  |  |  |  | Levelized Cost (mills/kwh) |  |  |  |  | PV Bulk Power System Benefits | [5 empty] | PV Regional Benefits | [5 empty] | Measure Results (2000 $) |  | Measure Input Data | [7 empty] | Savings |  |  | PV Capital |  |  |  | PV O&M |  | Total PV Costs |  |  |  |  | Levelized Cost (mills/kwh) |  |  |  |  | PV Bulk Power System Benefits | [5 empty] | PV Regional Benefits
[11 empty] | Category | Measure | Measure Life | Site Savings (kWh) | Capital Cost ($/unit) | Annual O&M Cost ($/unit) | PV Per. Repl. Cost ($/unit) | Load Shape | Div. Load Factor | Bulk Pwr Coin. Factor | Bulk Energy (kWh) | Bulk Demand (kw) | Local Demand (kW) | Spon 1 | Spon 2 | Spon 3 | Cust | Utility | Cust | Spon 1 | Spon 2 | Spon 3 | Cust | Total | Spon 1 | Spon 2 | Spon 3 | Cust | Total | Energy | Bulk T&D Def. Cap. | Act C-E Credit | Total System Benefit | Total non-Consumer Cost | Bulk System B/C Ratio | Local T&D Def.Cap. | Non-E Value | Exter-nalities | Total Regional Benefit | Total Regional Cost | Total Regional B/C Ratio | Category | Measure | Measure Life | Site Savings (kWh) | Capital Cost ($/unit) | Annual O&M Cost ($/unit) | PV Per. Repl. Cost ($/unit) | Load Shape | Div. Load Factor | Bulk Pwr Coin. Factor | Bulk Energy (kWh) | Bulk Demand (kw) | Local Demand (kW) | Spon 1 | Spon 2 | Spon 3 | Cust | Utility | Cust | Spon 1 | Spon 2 | Spon 3 | Cust | Total | Spon 1 | Spon 2 | Spon 3 | Cust | Total | Energy | Bulk T&D Def. Cap. | Act C-E Credit | Total System Benefit | Total non-Consumer Cost | Bulk System B/C Ratio | Local T&D Def.Cap. | Non-E Value | Exter-nalities | Total Regional Benefit | Total Regional Cost | Total Regional B/C Ratio
[11 empty] | EE Reach-In Refrigerator | EE Reach-In Refrigerator from CA2003 Baseline | 9 | 2091.45 | 287.68 |  | 0 | ResFRIG | 0.655 | 0.269 | 2250.9231 | 0.10553 | 0.3923 |  |  | 287.6805 | 240.433 | 0 | 0 | 0 | 0 | 287.6805 | 240.433 | 528.1135 | 0 | 0 | 9.4042 | 7.8597 | 17.2638 | 1102.1768 | 4.3025 | 119.3354 | 1225.0486 | 287.6805 | 4.2584 | 106.629 | 0 | 0 | 1331.6776 | 528.1135 | 2.5216 | EE Reach-In Refrigerator | EE Reach-In Refrigerator from CA2003 Baseline | 9 | 5576.2093 | 767.01 |  | 0 | ResFRIG | 0.655 | 0.269 | 6001.3953 | 0.28136 | 1.0459 |  |  | 767.0116 | 641.0407 | 0 | 0 | 0 | 0 | 767.0116 | 641.0407 | 1408.0523 | 0 | 0 | 9.4042 | 7.8597 | 17.2638 | 2938.6162 | 11.4712 | 318.1713 | 3266.216 | 767.0116 | 4.2584 | 284.2933 | 0 | 0 | 3550.5093 | 1408.0523 | 2.5216
[11 empty] | EE Reach-In Refrigerator | EE Reach-In Refrigerator from E-Star Baseline | 9 | 912.5 | 143.84 |  | 0 | ResFRIG | 0.655 | 0.269 | 982.0781 | 0.046042 | 0.17116 |  |  | 143.8402 | 120.2165 | 0 | 0 | 0 | 0 | 143.8402 | 120.2165 | 264.0567 | 0 | 0 | 10.7772 | 9.0072 | 19.7843 | 480.88 | 1.8772 | 52.0661 | 534.4889 | 143.8402 | 3.7159 | 46.5222 | 0 | 0 | 581.0112 | 264.0567 | 2.2003 | EE Reach-In Refrigerator | EE Reach-In Refrigerator from E-Star Baseline | 9 | 1927.9594 | 303.91 |  | 0 | ResFRIG | 0.655 | 0.269 | 2074.9663 | 0.097279 | 0.36163 |  |  | 303.9103 | 253.9973 | 0 | 0 | 0 | 0 | 303.9103 | 253.9973 | 557.9076 | 0 | 0 | 10.7772 | 9.0072 | 19.7843 | 1016.0186 | 3.9661 | 110.0069 | 1129.2854 | 303.9103 | 3.7159 | 98.2937 | 0 | 0 | 1227.5791 | 557.9076 | 2.2003
New & NR | Population (Thousand) | 14305.1603 | 2025 | PNW POP 1000 | [6 empty] | EE Reach-In Freezer | EE Reach-In Freezer from CA2003 Baseline | 9 | 2223.6128 | 258.92 |  | 0 | ResFRIG | 0.655 | 0.269 | 2393.1633 | 0.1122 | 0.41709 |  |  | 258.9212 | 216.397 | 0 | 0 | 0 | 0 | 258.9212 | 216.397 | 475.3182 | 0 | 0 | 7.961 | 6.6535 | 14.6144 | 1171.8256 | 4.5744 | 126.8765 | 1302.4618 | 258.9212 | 5.0303 | 113.367 | 0 | 0 | 1415.8289 | 475.3182 | 2.9787 | EE Reach-In Freezer | EE Reach-In Freezer from CA2003 Baseline | 9 | 5919.9762 | 689.33 |  | 0 | ResFRIG | 0.655 | 0.269 | 6371.3744 | 0.2987 | 1.1104 |  |  | 689.332 | 576.1189 | 0 | 0 | 0 | 0 | 689.332 | 576.1189 | 1265.4509 | 0 | 0 | 7.961 | 6.6535 | 14.6144 | 3119.7785 | 12.1784 | 337.7862 | 3467.5745 | 689.332 | 5.0303 | 301.8197 | 0 | 0 | 3769.3943 | 1265.4509 | 2.9787
| Average Annual New Population (Thousand) | 132.3838 | MedHigh | PNW POP 1000 INC | [6 empty] | EE Reach-In Freezer | EE Reach-In Freezer from E-Star Baseline | 9 | 1691.3444 | 129.46 |  | 0 | ResFRIG | 0.655 | 0.269 | 1820.3094 | 0.08534 | 0.31725 |  |  | 129.4607 | 108.1986 | 0 | 0 | 0 | 0 | 129.4607 | 108.1986 | 237.6592 | 0 | 0 | 5.2331 | 4.3737 | 9.6068 | 891.3245 | 3.4794 | 96.5059 | 990.6902 | 129.4607 | 7.6524 | 86.2303 | 0 | 0 | 1076.9205 | 237.6592 | 4.5314 | EE Reach-In Freezer | EE Reach-In Freezer from E-Star Baseline | 9 | 471.2343 | 36.07 |  | 0 | ResFRIG | 0.655 | 0.269 | 507.1659 | 0.023777 | 0.08839 |  |  | 36.0697 | 30.1457 | 0 | 0 | 0 | 0 | 36.0697 | 30.1457 | 66.2154 | 0 | 0 | 5.2331 | 4.3737 | 9.6068 | 248.3366 | 0.96941 | 26.888 | 276.0214 | 36.0697 | 7.6524 | 24.0251 | 0 | 0 | 300.0464 | 66.2154 | 4.5314
[11 empty] | EE Beverage Merchandiser | EE Beverage Merchandiser from CA2003 Baseline | 9 | 2407.4623 | 280.45 |  | 0 | ResFRIG | 0.655 | 0.269 | 2591.0313 | 0.12147 | 0.45157 |  |  | 280.4467 | 234.3873 | 0 | 0 | 0 | 0 | 280.4467 | 234.3873 | 514.8339 | 0 | 0 | 7.9643 | 6.6563 | 14.6206 | 1268.7127 | 4.9526 | 137.3667 | 1410.1501 | 280.4467 | 5.0282 | 122.7403 | 0 | 0 | 1532.8904 | 514.8339 | 2.9774 | EE Beverage Merchandiser | EE Beverage Merchandiser from CA2003 Baseline | 9 | 7452.8409 | 868.19 |  | 0 | ResFRIG | 0.655 | 0.269 | 8021.12 | 0.37605 | 1.3979 |  |  | 868.1858 | 725.5984 | 0 | 0 | 0 | 0 | 868.1858 | 725.5984 | 1593.7842 | 0 | 0 | 7.9643 | 6.6563 | 14.6206 | 3927.5855 | 15.3318 | 425.2495 | 4365.4366 | 868.1858 | 5.0282 | 379.9702 | 0 | 0 | 4745.4067 | 1593.7842 | 2.9774
|  | Annually |  | 20 Years | [6 empty] | EE Ice Maker | EE Ice Maker from Average Baseline | 8.5 | 908.9692 | 195.43 |  | 0 | ResFRIG | 0.655 | 0.269 | 978.2781 | 0.045864 | 0.1705 |  |  | 195.4253 | 181.0291 | 0 | 0 | 0 | 0 | 195.4253 | 181.0291 | 376.4545 | 0 | 0 | 14.699 | 13.6162 | 28.3152 | 479.0193 | 1.8699 | 51.8646 | 532.4208 | 195.4253 | 2.7244 | 46.3422 | 0 | 0 | 578.763 | 376.4545 | 1.5374 | EE Ice Maker | EE Ice Maker from Average Baseline | 8.5 | 5256.5962 | 1130.15 |  | 0 | ResFRIG | 0.655 | 0.269 | 5657.4117 | 0.26523 | 0.98599 |  |  | 1130.1506 | 1046.897 | 0 | 0 | 0 | 0 | 1130.1506 | 1046.897 | 2177.0475 | 0 | 0 | 14.699 | 13.6162 | 28.3152 | 2770.1827 | 10.8137 | 299.9346 | 3079.0054 | 1130.1506 | 2.7244 | 267.9984 | 0 | 0 | 3347.0039 | 2177.0475 | 1.5374
|  | kWh | MWa | kWh | MWa | lvl cost | TRC B/C |  |  |  | EE Ice Maker | EE Ice Maker from FEMP Baseline | 8.5 | 394.436 | 135.21 |  | 0 | ResFRIG | 0.655 | 0.269 | 424.5118 | 0.019902 | 0.073985 |  |  | 135.205 | 125.245 | 0 | 0 | 0 | 0 | 135.205 | 125.245 | 260.4501 | 0 | 0 | 23.4354 | 21.7091 | 45.1445 | 207.8645 | 0.81142 | 22.506 | 231.0375 | 135.205 | 1.7088 | 20.1096 | 0 | 0 | 251.1471 | 260.4501 | 0.96428 | EE Ice Maker | EE Ice Maker from FEMP Baseline | 8.5 | 760.3451 | 260.63 |  | 0 | ResFRIG | 0.655 | 0.269 | 818.3214 | 0.038365 | 0.14262 |  |  | 260.6317 | 241.432 | 0 | 0 | 0 | 0 | 260.6317 | 241.432 | 502.0637 | 0 | 0 | 23.4355 | 21.7091 | 45.1445 | 400.6956 | 1.5642 | 43.3843 | 445.3655 | 260.6317 | 1.7088 | 38.7649 | 0 | 0 | 484.1304 | 502.0637 | 0.96428
| Measures with B/C>1.00 | 6439001.6865 | 0.73505 | 695787303.215 | 79.4278 | 18.6625 | 1.9306 |  |  |  | EE Vending Machine | EE Vending Machine from Average Baseline | 9 | 1414 | 290 |  | 0 | ResFRIG | 0.655 | 0.269 | 1521.8175 | 0.071346 | 0.26523 |  |  | 289.9999 | 242.3715 | 0 | 0 | 0 | 0 | 289.9999 | 242.3715 | 532.3714 | 0 | 0 | 14.0219 | 11.719 | 25.7408 | 745.1663 | 2.9088 | 80.681 | 828.2382 | 289.9999 | 2.856 | 72.0903 | 0 | 0 | 900.3285 | 532.3714 | 1.6912 | EE Vending Machine | EE Vending Machine from Average Baseline | 9 | 4486.7887 | 920.2 |  | 0 | ResFRIG | 0.655 | 0.269 | 4828.9064 | 0.22639 | 0.8416 |  |  | 920.2038 | 769.0733 | 0 | 0 | 0 | 0 | 920.2038 | 769.0733 | 1689.2771 | 0 | 0 | 14.0219 | 11.719 | 25.7408 | 2364.5005 | 9.2301 | 256.0104 | 2628.0974 | 920.2038 | 2.856 | 228.7511 | 0 | 0 | 2856.8486 | 1689.2771 | 1.6912
| Categories with B/C>1.00 | 0 | 0 | 0 | 0 | 0 | 0 |  |  |  | EE Vending Machine | EE Vending Machine from E-Star Baseline | 9 | 1111 | 102 |  | 0 | ResFRIG | 0.655 | 0.269 | 1195.7137 | 0.056058 | 0.20839 |  |  | 102 | 85.2479 | 0 | 0 | 0 | 0 | 102 | 85.2479 | 187.2479 | 0 | 0 | 6.2769 | 5.246 | 11.5228 | 585.4878 | 2.2855 | 63.3922 | 650.7586 | 102 | 6.38 | 56.6424 | 0 | 0 | 707.4009 | 187.2479 | 3.7779 | EE Vending Machine | EE Vending Machine from E-Star Baseline | 9 | 14101.336 | 1294.63 |  | 0 | ResFRIG | 0.655 | 0.269 | 15176.5629 | 0.71151 | 2.645 |  |  | 1294.6316 | 1082.0065 | 0 | 0 | 0 | 0 | 1294.6316 | 1082.0065 | 2376.6381 | 0 | 0 | 6.2769 | 5.246 | 11.5228 | 7431.2874 | 29.0089 | 804.6041 | 8259.7347 | 1294.6316 | 6.38 | 718.9321 | 0 | 0 | 8978.667 | 2376.6381 | 3.7779
| % of Measures with B/C >1.00 | 6323174.0826 | 0.72182 | 683271174.1492 | 77.999 | 19.2409 | 1.8726
| Block 1: x <=10 m/kWh | 0 | 0 | 0 | 0 | 0 | 0
| Block 2: 10< x <=20 m/kWh | 4776091.4222 | 0.54522 | 516096117.433 | 58.9151 | 15.1766 | 2.374 |  |  |  | Category Totals (2000 $) |  | Savings Weighted Measure Data | [7 empty] | Savings |  |  | PV Costs |  |  |  | Lvl Cst | PV Bulk Power System Benefits | [5 empty] | PV Regional Benefits | [16 empty] | Category Totals (2000 $) |  | Savings Weighted Measure Data | [7 empty] | Savings |  |  | PV Costs |  |  |  | Lvl Cst | PV Bulk Power System Benefits | [5 empty] | PV Regional Benefits
| Block 3: 20< x <=30 m/kWh | 913960.7391 | 0.10433 | 98761005.0186 | 11.2741 | 26.5599 | 1.3565 |  |  |  |  | Category | Weighted Measure Life | Site Savings (kWh) | Capital Cost ($/unit) | Annual O&M Cost ($/unit) | Per. Repl. Cost ($/unit) | Load Shape | Weighted Load Factor | Weighted Coinc. Factor | Bulk Energy (kWh) | Bulk Demand (kw) | Local Demand (kW) | PV Capital | PV Annual O&M | PV Period. Repl. | PV Total Costs | Levelized Cost mills/kWh | Energy | Bulk T&D Def. Cap. | Act C-E Credit | Total System Benefit | Total non-Consumer Cost | Bulk System B/C Ratio | Local T&D Def.Cap. | Non-E Value | Exter-nalities | Total Regional Benefit | Total Regional Cost | Total Regional B/C Ratio | [12 empty] | Category | Weighted Measure Life | Site Savings (kWh) | Capital Cost ($/unit) | Annual O&M Cost ($/unit) | Per. Repl. Cost ($/unit) | Load Shape | Weighted Load Factor | Weighted Coinc. Factor | Bulk Energy (kWh) | Bulk Demand (kw) | Local Demand (kW) | PV Capital | PV Annual O&M | PV Period. Repl. | PV Total Costs | Levelized Cost mills/kWh | Energy | Bulk T&D Def. Cap. | Act C-E Credit | Total System Benefit | Total non-Consumer Cost | Bulk System B/C Ratio | Local T&D Def.Cap. | Non-E Value | Exter-nalities | Total Regional Benefit | Total Regional Cost | Total Regional B/C Ratio
| Block 4: 30< x <=40 m/kWh | 748949.5253 | 0.085497 | 80930180.7633 | 9.2386 | 31.255 | 1.1528 |  |  |  |  | EE Reach-In Freezer | 9 | 3914.9572 | 388.38 | 0 | 0 |  | 0.655 | 0.269 | 4213.4727 | 0.19754 | 0.73434 | 712.9774 | 0 | 0 | 712.9774 | 12.451 | 2063.1501 | 8.0538 | 223.3824 | 2293.1521 | 388.3819 | 5.9044 | 199.5973 | 0 | 0 | 2492.7493 | 712.9774 | 3.4963 | [12 empty] | EE Reach-In Freezer | 9 | 6391.2106 | 725.4 | 0 | 0 |  | 0.655 | 0.269 | 6878.5404 | 0.32248 | 1.1988 | 1331.6664 | 0 | 0 | 1331.6664 | 14.2452 | 3368.1151 | 13.1478 | 364.6743 | 3743.5959 | 725.4017 | 5.1607 | 325.8448 | 0 | 0 | 4069.4407 | 1331.6664 | 3.0559
| Block 5: 40< x <=50 m/kWh | 108332.4795 | 0.012367 | 11706218.9792 | 1.3363 | 49.8316 | 0.72303 |  |  |  |  | EE Beverage Merchandiser | 9 | 2407.4623 | 280.45 | 0 | 0 |  | 0.655 | 0.269 | 2591.0313 | 0.12147 | 0.45157 | 514.8339 | 0 | 0 | 514.8339 | 14.6206 | 1268.7127 | 4.9526 | 137.3667 | 1410.1501 | 280.4467 | 5.0282 | 122.7403 | 0 | 0 | 1532.8904 | 514.8339 | 2.9774 | [12 empty] | EE Beverage Merchandiser | 9 | 7452.8409 | 868.19 | 0 | 0 |  | 0.655 | 0.269 | 8021.12 | 0.37605 | 1.3979 | 1593.7842 | 0 | 0 | 1593.7842 | 14.6206 | 3927.5855 | 15.3318 | 425.2495 | 4365.4366 | 868.1858 | 5.0282 | 379.9702 | 0 | 0 | 4745.4067 | 1593.7842 | 2.9774
| Block 6: 50< x <=60 m/kWh | 0 | 0 | 0 | 0 | 0 | 0 |  |  |  |  | EE Reach-In Refrigerator | 9 | 3003.95 | 431.52 | 0 | 0 |  | 0.655 | 0.269 | 3233.0012 | 0.15157 | 0.56346 | 792.1702 | 0 | 0 | 792.1702 | 18.0295 | 1583.0568 | 6.1796 | 171.4015 | 1759.5375 | 431.5207 | 4.0775 | 153.1512 | 0 | 0 | 1912.6887 | 792.1702 | 2.4145 | [12 empty] | EE Vending Machine | 9 | 18588.1248 | 2214.84 | 0 | 0 |  | 0.655 | 0.269 | 20005.4693 | 0.9379 | 3.4866 | 4065.9152 | 0 | 0 | 4065.9153 | 14.9548 | 9795.788 | 38.239 | 1060.6145 | 10887.8321 | 2214.8355 | 4.9159 | 947.6832 | 0 | 0 | 11835.5156 | 4065.9153 | 2.9109
| Block 7: 60m/kWh < x | 0 | 0 | 0 | 0 | 0 | 0 |  |  |  |  | EE Vending Machine | 9 | 2525 | 392 | 0 | 0 |  | 0.655 | 0.269 | 2717.5312 | 0.1274 | 0.47362 | 719.6192 | 0 | 0 | 719.6192 | 19.4849 | 1330.6541 | 5.1944 | 144.0732 | 1478.9967 | 391.9999 | 3.773 | 128.7327 | 0 | 0 | 1607.7295 | 719.6192 | 2.2341 | [12 empty] | EE Reach-In Refrigerator | 9 | 7504.1687 | 1070.92 | 0 | 0 |  | 0.655 | 0.269 | 8076.3615 | 0.37864 | 1.4076 | 1965.9599 | 0 | 0 | 1965.9598 | 17.9114 | 3954.6348 | 15.4374 | 428.1782 | 4395.5014 | 1070.9219 | 4.1044 | 382.587 | 0 | 0 | 4778.0884 | 1965.9598 | 2.4304
[12 empty] | EE Ice Maker | 8.5 | 1303.4052 | 330.63 | 0 | 0 |  | 0.655 | 0.269 | 1402.7899 | 0.065766 | 0.24448 | 636.9046 | 0 | 0 | 636.9045 | 33.4081 | 686.8838 | 2.6813 | 74.3706 | 763.4582 | 330.6304 | 2.3091 | 66.4519 | 0 | 0 | 829.9101 | 636.9045 | 1.303 | [12 empty] | EE Ice Maker | 8.5 | 6016.9413 | 1390.78 | 0 | 0 |  | 0.655 | 0.269 | 6475.7331 | 0.3036 | 1.1286 | 2679.1113 | 0 | 0 | 2679.1113 | 30.4419 | 3170.8783 | 12.3779 | 343.3189 | 3524.3709 | 1390.7823 | 2.5341 | 306.7633 | 0 | 0 | 3831.1343 | 2679.1113 | 1.43
[11 empty] | Totals for Measures/Categories with Benefits Exceeding Costs | [40 empty] | Totals for Measures/Categories with Benefits Exceeding Costs
[12 empty] | Totals Basis | Busbar Savings | PV Cost | First Cost | Admin Cost | Program Cost | Program $/KWa | Levelized Cost | PV Benefits | B/C Ratio | [31 empty] | Totals Basis | Busbar Savings | PV Cost | First Cost | Admin Cost | Program Cost | Program $/KWa | Levelized Cost | PV Benefits | B/C Ratio
[12 empty] | Measures with B/C>1.00 | 13733.3146 | 3116.0553 | 1687.78 | 337.555 | 3453.6103 | 2202.937 | 18.5041 | 6724.593 | 1.9471 | [31 empty] | Measures with B/C>1.00 | 48638.9028 | 11134.3732 | 6009.5 | 1201.8995 | 12336.2727 | 2221.7966 | 18.6625 | 23816.3061 | 1.9306
[12 empty] | Categories with B/C>1.00 | 0 | 0 | 0 | 0 | 0 | 0 | 0 | 6932.4575 | 0 | [31 empty] | Categories with B/C>1.00 | 0 | 0 | 0 | 0 | 0 | 0 | 0 | 24217.0016 | 0
|  | Block 1: x <=10 m/kWh | Block 2: 10< x <=20 m/kWh | Block 3: 20< x <=30 m/kWh | Block 4: 30< x <=40 m/kWh | Block 5: 40< x <=50 m/kWh | Block 6: 50< x <=60 m/kWh | Block 7: 60m/kWh < x |  |  |  | % of Measures with B/C >1.00 | 13603.3041 | 3246.8552 | 1755.2698 | 351.054 | 3597.9092 | 2316.9138 | 19.4615 | 6660.9326 | 1.8513 | [31 empty] | % of Measures with B/C >1.00 | 47763.9648 | 11273.6709 | 6080.5242 | 1216.1048 | 12489.7757 | 2290.6482 | 19.2409 | 23387.8878 | 1.8726
| 20 Years MWa Incremental | 0 | 58.9151 | 11.2741 | 9.2386 | 1.3363 | 0 | 0 |  |  |  | Block 1: x <=10 m/kWh | 0 | 0 | 0 | 0 | 0 | 0 | 0 | 0 | 0 | [31 empty] | Block 1: x <=10 m/kWh | 0 | 0 | 0 | 0 | 0 | 0 | 0 | 0 | 0
| 20 Years MWa Cumulative | 0 | 58.9151 | 70.1892 | 79.4278 | 80.7641 | 80.7641 | 80.7641 |  |  |  | Block 2: 10< x <=20 m/kWh | 10251.1408 | 1943.1727 | 1058.51 | 211.7019 | 2154.8746 | 1841.4244 | 15.4675 | 5019.5274 | 2.3294 | [31 empty] | Block 2: 10< x <=20 m/kWh | 36077.6185 | 6710.141 | 3655.23 | 731.0464 | 7441.1874 | 1806.7933 | 15.1766 | 17665.6042 | 2.374
[12 empty] | Block 3: 20< x <=30 m/kWh | 2503.8956 | 796.4281 | 433.84 | 86.7681 | 883.1962 | 3089.9045 | 25.9544 | 1226.0463 | 1.3882 | [31 empty] | Block 3: 20< x <=30 m/kWh | 6903.8726 | 2247.1847 | 1224.11 | 244.8229 | 2492.0076 | 3161.9915 | 26.5599 | 3380.5192 | 1.3565
[12 empty] | Block 4: 30< x <=40 m/kWh | 978.2781 | 376.4545 | 195.43 | 39.0851 | 415.5395 | 3720.9524 | 31.255 | 479.0193 | 1.1528 | [31 empty] | Block 4: 30< x <=40 m/kWh | 5657.4117 | 2177.0475 | 1130.15 | 226.0302 | 2403.0777 | 3720.9526 | 31.255 | 2770.1827 | 1.1528
[12 empty] | Block 5: 40< x <=50 m/kWh | 424.5118 | 260.4501 | 135.21 | 27.041 | 287.4911 | 5932.5146 | 49.8316 | 207.8645 | 0.72303 | [31 empty] | Block 5: 40< x <=50 m/kWh | 818.3214 | 502.0637 | 260.63 | 52.1264 | 554.1901 | 5932.5161 | 49.8316 | 400.6956 | 0.72303
[12 empty] | Block 6: 50< x <=60 m/kWh | 0 | 0 | 0 | 0 | 0 | 0 | 0 | 0 | 0 | [31 empty] | Block 6: 50< x <=60 m/kWh | 0 | 0 | 0 | 0 | 0 | 0 | 0 | 0 | 0
[12 empty] | Block 7: 60m/kWh < x | 0 | 0 | 0 | 0 | 0 | 0 | 0 | 0 | 0 | [31 empty] | Block 7: 60m/kWh < x | 0 | 0 | 0 | 0 | 0 | 0 | 0 | 0 | 0